## Set up
Step 1 | Go to the Zones worksheet in this workbook. Make sure that the source and sink zones are set correctly and the "1"s and "-1"s are correct |  | Summary of Key Data points | Value
File Description:
Step 2 | Open Dennis' file that needs to have the data transferred, same file that is listed in cell K27 |  | Number of units | 0
|  |  | Dec PTDF cutoff point | 0
Step 3 | Copy columns J:X from an old Dennis' Sheet to the new sheet (if first round of a new alaysis) |  | Dec PTDF cutoff unit | Name of Bus
|  |  | Dec 10% unit | Name of Bus
Step 4 | Mark the contingencies and monitored element set by a "y" in column K of Dennis' sheet, if there are a match on the filename use something to make unique |  | Dec max cumltv zone impact - cumltv zone share | 0
|  |  | Dec max cumltv zone impact - cumltv zone share pt | 0
Step 5 | Enter Dennis' file name into cell K27 |  | Dec max cumltv zone impact - cumltv zone share unit | 0
|  |  | North Zonal weighted AWGSF | 0.025011
Step 6 | click the step one button |  | West Zonal weighted AWGSF | -0.21185
|  |  | Inc PTDF cutoff point | 0
Step 7 | Enter the line ratings in Dennis' workbook, the Input worksheet, in the cells |  | Inc PTDF cutoff unit | Name of Bus
| X6:X30, or to the end of the selected list. |  | Inc 10% unit | Name of Bus
|  |  | Inc max cumltv zone impact - cumltv zone share | 0
Step 8 | Check to see that the number of generators in Dennis' file matches the length |  | Inc max cumltv zone impact - cumltv zone share pt | 0
| of the formulas in columns L:V (Distributed Slack - Dec) have been copied through to the apporpriate number of rows |  | Inc max cumltv zone impact - cumltv zone share unit | 0
| If Dennis' sheet data is less than this file then clear any old unit data in columns A:K of this workbook to match the correct leng |  | North Zonal weighted AWGSF | 0.025011
| It is only necessary to match the Distributed Slack - Dec worksheet. |  | West Zonal weighted AWGSF | -0.21185
|  |  | Min of zone correlation | #N/A
Step 9 | Click the step 2 button |  | Bounary gen in West Zone | 0
| The last file saved will still be open, yopu will need to close this file. |  | Bounary gen in soucre zone as % of line | 0%
| This sheet willno longer be open. |  | Bounary gen in North Zone | 0
|  |  | Bounary gen in soucre zone as % of line | 0
|  |  | OL element line rating | 1072
|  |  | North Zonal weighted AWGSF | 0.0036618
|  | SN_043009automation.xls | West Zonal weighted AWGSF | -0.031021
Copy Dennis' data step 1
Copy Dennis' Data Step 2

## Distributed Slack - Dec
Number of Bus | Name of Bus | ID | Area Name of Gen | AGC | P Sensitivity of Bus | Gen MW | Min MW | Max MW | V Sensitivity of Bus | Set Volt | Tech Type | Zone Impact | Zone Correlation | Inc Max | Dec Max | Souce S.F. Weighting | Souce Capacity | Sink S.F. Weighting | Sink Capacity | PTDF Calc | PTDF Weighting | Cumulative Concentrated Capacity | Cumulative Concentrated Impact
1898 | COMCHEPK_1G | 1 | North | YES | 0.082555 | 1159 | 1150 | 1159 | 0 | 1.032 | Nuc | 1 | 0.29441 | 0 | 0 | 0 | 0 |  |  | 0.29441 | 0 | 0 | 0
1899 | COMCHEPK_2G | 2 | North | YES | 0.082555 | 1159 | 1128 | 1159 | 0 | 1.032 | Nuc | 1 | 0.29441 | 0 | 0 | 0 | 0 |  |  | 0.29441 | 0 | 0 | 0
1877 | WLFHOLW_1G | 1 | North | YES | 0.076741 | 217.3 | 89.2 | 217.3 | 0 | 1.032 | CC | 1 | 0.28859 | 217.3 | 217.3 | 16.6758 | 217.3 |  |  | 0.28859 | 62.7114 | 217.3 | 62.7114
1878 | WLFHOLW_2G | 2 | North | YES | 0.076741 | 215.7 | 105 | 215.7 | 0 | 1.032 | CC | 1 | 0.28859 | 215.7 | 215.7 | 16.553 | 215.7 |  |  | 0.28859 | 62.2497 | 433 | 124.9611 | Weighted Shift Factors
1879 | WLFHOLW_3G | 3 | North | YES | 0.076741 | 272.4 | 89.2 | 272.4 | 0 | 1.032 | CC | 1 | 0.28859 | 272.4 | 272.4 | 20.9042 | 272.4 |  |  | 0.28859 | 78.613 | 705.4 | 203.5741 | North | 0.025011
1889 | DECRDOVA_1G | 1 | North | YES | 0.0571 | 779 | 255 | 779 | 0 | 1.02 | GSC | 1 | 0.26895 | 779 | 779 | 44.4809 | 779 |  |  | 0.26895 | 209.5143 | 1484.4 | 413.0884 | West | -0.21185
366 | JNSNCNTY802 | 1 | North | YES | 0.043627 | 168 | 20 | 168 | 0 | 1.02 | Cogen | 1 | 0.25548 | 0 | 0 | 0 | 0 |  |  | 0.25548 | 0 | 1484.4 | 413.0884 |  | 0.23686
367 | JNSNCNTY802 | 2 | North | YES | 0.043627 | 90 | 20 | 90 | 0 | 1.02 | Cogen | 1 | 0.25548 | 0 | 0 | 0 | 0 |  |  | 0.25548 | 0 | 1484.4 | 413.0884
1937 | MDLTHELP_5G | 5 | North | YES | 0.03979 | 224 | 74 | 224 | 0 | 1 | CC | 1 | 0.25164 | 224 | 224 | 8.913 | 224 |  |  | 0.25164 | 56.368 | 1708.4 | 469.4564 | Line Cap | 1072
1938 | MDLTHELP_6G | 6 | North | YES | 0.03979 | 226 | 74 | 226 | 0 | 1 | CC | 1 | 0.25164 | 226 | 226 | 8.9925 | 226 |  |  | 0.25164 | 56.8713 | 1934.4 | 526.3277 | Conc Gen | 2146.4
1943 | MDLTHELP_3G | 3 | North | YES | 0.03979 | 212 | 74 | 212 | 0 | 1 | CC | 1 | 0.25164 | 212 | 212 | 8.4355 | 212 |  |  | 0.25164 | 53.3483 | 2146.4 | 579.676 | Weighted Imp. | 579.676
1944 | MDLTHELP_4G | 4 | North | YES | 0.03979 | 211 | 74 | 211 | 0 | 1 | CC | 1 | 0.25164 | 211 | 211 | 8.3957 | 211 |  |  | 0.25164 | 53.0966 |  |  | PTDF | 0.27007
1947 | HANDLEY_3G | 3 | North | YES | 0.036592 | 316 | 100 | 395 | 0 | 1.022 | GST | 1 | 0.24844 | 395 | 395 | 14.4538 | 395 |  |  | 0.24844 | 98.1357
1949 | HANDLEY_5G | 5 | North | YES | 0.036592 | 348 | 150 | 435 | 0 | 1.022 | GST | 1 | 0.24844 | 435 | 435 | 15.9175 | 435 |  |  | 0.24844 | 108.0735 |  |  | Concentration | 1.1402
1948 | HANDLEY_4G | 4 | North | YES | 0.035983 | 348 | 150 | 435 | 0 | 1.022 | GST | 1 | 0.24784 | 435 | 435 | 15.6526 | 435 |  |  | 0.24784 | 107.8086
1945 | HANDLEY_1G | MB | North | YES | 0.035536 | 0 | 25 | 36 |  | 0.986 | #N/A | 1 | 0.24739 | 36 | 36 | 1.2793 | 36 |  |  | 0.24739 | 8.906 |  |  |  | Pass
1946 | HANDLEY_2G | MB | North | YES | 0.035536 | 0 | 30 | 68 |  | 0.986 | #N/A | 1 | 0.24739 | 68 | 68 | 2.4164 | 68 |  |  | 0.24739 | 16.8224
1941 | MDLTHELP_1G | 1 | North | YES | 0.034479 | 216.4 | 74 | 216.4 | 0 | 1 | CC | 1 | 0.24633 | 216.4 | 216.4 | 7.4613 | 216.4 |  |  | 0.24633 | 53.3062
1942 | MDLTHELP_2G | 2 | North | YES | 0.034479 | 216.1 | 74 | 216.1 | 0 | 1 | CC | 1 | 0.24633 | 216.1 | 216.1 | 7.4509 | 216.1 |  |  | 0.24633 | 53.2323
2418 | MTCK2_G | 2 | North | YES | 0.033824 | 0 | 10 | 23 |  | 0.971 | #N/A | 1 | 0.24568 | 23 | 23 | 0.77795 | 23 |  |  | 0.24568 | 5.6506
2419 | MTCK3_G | MB | North | YES | 0.033824 | 0 | 10 | 63 |  | 0.971 | #N/A | 1 | 0.24568 | 63 | 63 | 2.1309 | 63 |  |  | 0.24568 | 15.4776
1892 | DECRDOVA_2G | A | North | YES | 0.033521 | 65 | 65 | 70 | 0 | 1.025 | GGT | 1 | 0.24537 | 70 | 70 | 2.3465 | 70 |  |  | 0.24537 | 17.1762
1893 | DECRDOVA_3G | B | North | YES | 0.033521 | 65 | 65 | 69 | 0 | 1.025 | GGT | 1 | 0.24537 | 69 | 69 | 2.3129 | 69 |  |  | 0.24537 | 16.9308
1894 | DECRDOVA_4G | C | North | YES | 0.033521 | 65 | 65 | 69 | 0 | 1.025 | GGT | 1 | 0.24537 | 69 | 69 | 2.3129 | 69 |  |  | 0.24537 | 16.9308
1895 | DECRDOVA_5G | D | North | YES | 0.033521 | 65 | 65 | 68 | 0 | 1.025 | GGT | 1 | 0.24537 | 68 | 68 | 2.2794 | 68 |  |  | 0.24537 | 16.6854
2413 | MTCK6_G | 6 | North | YES | 0.033111 | 0 | 30 | 118 |  | 1.022 | GST | 1 | 0.24496 | 118 | 118 | 3.9071 | 118 |  |  | 0.24496 | 28.9057
2414 | MTCK7_G | 7 | North | YES | 0.033111 | 0 | 30 | 115 |  | 1.022 | GST | 1 | 0.24496 | 115 | 115 | 3.8078 | 115 |  |  | 0.24496 | 28.1708
2417 | MTCK8_G | 8 | North | YES | 0.033111 | 444.8 | 60 | 556 | 0 | 1.022 | GSC | 1 | 0.24496 | 556 | 556 | 18.4097 | 556 |  |  | 0.24496 | 136.1999
12322 | ENNSTRAC_1G | 1 | North | YES | 0.032049 | 196 | 130 | 196 | 0 | 1.036 | CC | 1 | 0.2439 | 196 | 196 | 6.2816 | 196 |  |  | 0.2439 | 47.8048
12323 | ENNSTRAC_2G | 2 | North | YES | 0.032049 | 116 | 100 | 116 | 0 | 1.036 | CC | 1 | 0.2439 | 116 | 116 | 3.7177 | 116 |  |  | 0.2439 | 28.2926
12440 | PARKD_1SVC8 | 1 | North | YES | 0.031678 | 0 | 0 | 0 | 0 | 1.007 | GST | 1 | 0.24353 | 0 | 0 | 0 | 0 |  |  | 0.24353 | 0
12449 | PARKD_2SVC8 | 1 | North | YES | 0.031678 | 0 | 0 | 0 | 0 | 1.007 | GST | 1 | 0.24353 | 0 | 0 | 0 | 0 |  |  | 0.24353 | 0
2381 | NTHLK1_G | 1 | North | YES | 0.031441 | 0 | 35 | 156 |  | 1.022 | GST | 1 | 0.24329 | 156 | 156 | 4.9048 | 156 |  |  | 0.24329 | 37.9538
2382 | NTHLK2_G | 2 | North | YES | 0.031441 | 0 | 35 | 181 |  | 1.022 | GST | 1 | 0.24329 | 181 | 181 | 5.6908 | 181 |  |  | 0.24329 | 44.0362
2383 | NTHLK3_G | 3 | North | YES | 0.031441 | 0 | 50 | 329 |  | 1.022 | GST | 1 | 0.24329 | 329 | 329 | 10.3441 | 329 |  |  | 0.24329 | 80.0437
2451 | LKHB1_G | 1 | North | YES | 0.031363 | 0 | 80 | 391 |  | 1.022 | GST | 1 | 0.24322 | 391 | 391 | 12.2629 | 391 |  |  | 0.24322 | 95.0974
2452 | LKHB2_G | 2 | North | YES | 0.031363 | 516 | 80 | 516 | 0 | 1.022 | GST | 1 | 0.24322 | 516 | 516 | 16.1833 | 516 |  |  | 0.24322 | 125.4994
12411 | FPLEFR1A_G | 1 | North | YES | 0.031033 | 161 | 72 | 161 | 0 | 1 | CC | 1 | 0.24289 | 161 | 161 | 4.9963 | 161 |  |  | 0.24289 | 39.1046
12412 | FPLEFR1B_G | 2 | North | YES | 0.031033 | 164 | 72 | 164 | 0 | 1 | CC | 1 | 0.24289 | 164 | 164 | 5.0894 | 164 |  |  | 0.24289 | 39.8333
12413 | FPLEFR1C_G | 3 | North | YES | 0.031033 | 164 | 72 | 164 | 0 | 1 | CC | 1 | 0.24289 | 164 | 164 | 5.0894 | 164 |  |  | 0.24289 | 39.8333
12414 | FPLEFR1S_G | 4 | North | YES | 0.031033 | 414 | 191 | 414 | 0 | 1 | CC | 1 | 0.24289 | 414 | 414 | 12.8477 | 414 |  |  | 0.24289 | 100.5547
12421 | FPLEFR2A_G | 1 | North | YES | 0.031033 | 162 | 72 | 162 | 0 | 1 | CC | 1 | 0.24289 | 162 | 162 | 5.0273 | 162 |  |  | 0.24289 | 39.3475
12422 | FPLEFR2B_G | 2 | North | YES | 0.031033 | 161 | 72 | 161 | 0 | 1 | CC | 1 | 0.24289 | 161 | 161 | 4.9963 | 161 |  |  | 0.24289 | 39.1046
12423 | FPLEFR2C_G | 3 | North | YES | 0.031033 | 163 | 72 | 163 | 0 | 1 | CC | 1 | 0.24289 | 163 | 163 | 5.0584 | 163 |  |  | 0.24289 | 39.5904
12424 | FPLEFR2S_G | 4 | North | YES | 0.031033 | 415 | 191 | 415 | 0 | 1 | CC | 1 | 0.24289 | 415 | 415 | 12.8787 | 415 |  |  | 0.24289 | 100.7976
837 | NEWMAN_G5 | 1 | North | YES | 0.030958 | 0 | 15 | 40 |  | 1.01 | GST | 1 | 0.24281 | 40 | 40 | 1.2383 | 40 |  |  | 0.24281 | 9.7124
842 | OLINGER_G1 | 1 | North | YES | 0.030916 | 55.4 | 20 | 79 | 0 | 1.03 | GST | 1 | 0.24277 | 79 | 79 | 2.4424 | 79 |  |  | 0.24277 | 19.1787
843 | OLINGER_G2 | 1 | North | YES | 0.030916 | 76.2 | 25 | 110 | 0 | 1.03 | GST | 1 | 0.24277 | 110 | 110 | 3.4008 | 110 |  |  | 0.24277 | 26.7046
844 | OLINGER_G3 | 1 | North | YES | 0.030916 | 103.9 | 45 | 150 | 0 | 1.03 | GST | 1 | 0.24277 | 150 | 150 | 4.6374 | 150 |  |  | 0.24277 | 36.4153
845 | OLINGER_G4 | 1 | North | YES | 0.030916 | 51.9 | 0 | 76 | 0 | 1.03 | GGT | 1 | 0.24277 | 76 | 76 | 2.3496 | 76 |  |  | 0.24277 | 18.4504
948 | STEAM1 | 1 | North | YES | 0.030906 | 0 | 12 | 20 |  | 1.02 | GST | 1 | 0.24276 | 20 | 20 | 0.61812 | 20 |  |  | 0.24276 | 4.8552
949 | STEAM2 | 1 | North | YES | 0.030906 | 26 | 8 | 26 | 0 | 0.99 | GST | 1 | 0.24276 | 26 | 26 | 0.80356 | 26 |  |  | 0.24276 | 6.3117
950 | STEAM3 | 1 | North | YES | 0.030906 | 41 | 13 | 42 | 0 | 1.02 | GST | 1 | 0.24276 | 42 | 42 | 1.2981 | 42 |  |  | 0.24276 | 10.1959
1701 | MOSES_1G | 1 | North | YES | 0.030645 | 558 | 175 | 558 | 0 | 1.023 | LIGCO | 1 | 0.2425 | 0 | 558 | 17.0999 | 558 |  |  | 0.2425 | 135.3138
1702 | MOSES_2G | 2 | North | YES | 0.030645 | 579 | 175 | 579 | 0 | 1.023 | LIGCO | 1 | 0.2425 | 0 | 579 | 17.7435 | 579 |  |  | 0.2425 | 140.4063
1703 | MOSES_3G | 3 | North | YES | 0.030645 | 808 | 463 | 808 | 0 | 1.023 | LIGCO | 1 | 0.2425 | 0 | 808 | 24.7612 | 808 |  |  | 0.2425 | 195.9383
5925 | DCEAST | EQ | North | YES | 0.030645 | 400.3 | -600 | 600 | 0 | 1.025 | DCTie | 1 | 0.2425 | 0 | 0 | 0 | 0 |  |  | 0.2425 | 0
1678 | LAMARPWR_1G | 1 | North | YES | 0.030486 | 160 | 67.7 | 160 | 0 | 1.038 | CC | 1 | 0.24234 | 160 | 160 | 4.8778 | 160 |  |  | 0.24234 | 38.7742
1679 | LAMARPWR_2G | 2 | North | YES | 0.030486 | 156 | 67.7 | 156 | 0 | 1.038 | CC | 1 | 0.24234 | 156 | 156 | 4.7558 | 156 |  |  | 0.24234 | 37.8049
1680 | LAMARPWR_3G | 3 | North | YES | 0.030486 | 196 | 129.1 | 196 | 0 | 1.038 | CC | 1 | 0.24234 | 196 | 196 | 5.9753 | 196 |  |  | 0.24234 | 47.4984
1681 | LAMARPWR_4G | 4 | North | YES | 0.030486 | 156 | 67.7 | 156 | 0 | 1.038 | CC | 1 | 0.24234 | 156 | 156 | 4.7558 | 156 |  |  | 0.24234 | 37.8049
1682 | LAMARPWR_5G | 5 | North | YES | 0.030486 | 157 | 67.7 | 157 | 0 | 1.038 | CC | 1 | 0.24234 | 157 | 157 | 4.7863 | 157 |  |  | 0.24234 | 38.0472
1683 | LAMARPWR_6G | 6 | North | YES | 0.030486 | 198 | 129.1 | 198 | 0 | 1.038 | CC | 1 | 0.24234 | 198 | 198 | 6.0362 | 198 |  |  | 0.24234 | 47.9831
1689 | VALLEY_3G | 3 | North | YES | 0.030442 | 0 | 25 | 375 |  | 1.003 | GST | 1 | 0.24229 | 375 | 375 | 11.4157 | 375 |  |  | 0.24229 | 90.8606
11691 | KMICHICT1_G | 1 | North | YES | 0.030442 | 144 | 80 | 144 | 0 | 1.026 | CC | 1 | 0.24229 | 144 | 144 | 4.3836 | 144 |  |  | 0.24229 | 34.8905
11692 | KMICHICT2_G | 2 | North | YES | 0.030442 | 146 | 80 | 146 | 0 | 1.026 | CC | 1 | 0.24229 | 146 | 146 | 4.4445 | 146 |  |  | 0.24229 | 35.3751
11693 | KMICHIST3_G | 3 | North | YES | 0.030442 | 312 | 60 | 312 | 0 | 1.026 | CC | 1 | 0.24229 | 312 | 312 | 9.4979 | 312 |  |  | 0.24229 | 75.596
11694 | KMICHICT4_G | 4 | North | YES | 0.030442 | 144 | 80 | 144 | 0 | 1.026 | CC | 1 | 0.24229 | 144 | 144 | 4.3836 | 144 |  |  | 0.24229 | 34.8905
11695 | KMICHICT5_G | 5 | North | YES | 0.030442 | 148 | 80 | 148 | 0 | 1.026 | CC | 1 | 0.24229 | 148 | 148 | 4.5054 | 148 |  |  | 0.24229 | 35.8596
11696 | KMICHIST6_G | 6 | North | YES | 0.030442 | 310 | 60 | 310 | 0 | 1.026 | CC | 1 | 0.24229 | 310 | 310 | 9.437 | 310 |  |  | 0.24229 | 75.1114
1675 | PEC_1G | 1 | North | YES | 0.030425 | 76.7 | 35 | 76.7 | 0 | 1.022 | Cogen | 1 | 0.24228 | 0 | 0 | 0 | 0 |  |  | 0.24228 | 0
1676 | PEC_2G | 2 | North | YES | 0.030425 | 79.6 | 35 | 79.6 | 0 | 1.022 | Cogen | 1 | 0.24228 | 0 | 0 | 0 | 0 |  |  | 0.24228 | 0
1677 | PEC_3G | 3 | North | YES | 0.030425 | 88.4 | 35 | 88.4 | 0 | 1.022 | Cogen | 1 | 0.24228 | 0 | 0 | 0 | 0 |  |  | 0.24228 | 0
3097 | MARTLAKE_1G | 1 | North | YES | 0.030379 | 790 | 500 | 790 | 0 | 1.017 | LIGCO | 1 | 0.24223 | 0 | 790 | 23.9994 | 790 |  |  | 0.24223 | 191.3632
3098 | MARTLAKE_2G | 2 | North | YES | 0.030379 | 795 | 461 | 795 | 0 | 1.017 | LIGCO | 1 | 0.24223 | 0 | 795 | 24.1513 | 795 |  |  | 0.24223 | 192.5743
3099 | MARTLAKE_3G | 3 | North | YES | 0.030379 | 804 | 500 | 804 | 0 | 1.017 | LIGCO | 1 | 0.24223 | 0 | 804 | 24.4247 | 804 |  |  | 0.24223 | 194.7544
13116 | TGATEWAY_1G | 1 | North | YES | 0.03029 | 151 | 30 | 151 | 0 | 1.0232 | CC | 1 | 0.24214 | 151 | 151 | 4.5738 | 151 |  |  | 0.24214 | 36.5636
13117 | TGATEWAY_2G | 2 | North | YES | 0.03029 | 130 | 30 | 130 | 0 | 1.0232 | CC | 1 | 0.24214 | 130 | 130 | 3.9377 | 130 |  |  | 0.24214 | 31.4786
13118 | TGATEWAY_3G | 3 | North | YES | 0.03029 | 148 | 30 | 148 | 0 | 1.0232 | CC | 1 | 0.24214 | 148 | 148 | 4.4829 | 148 |  |  | 0.24214 | 35.8371
13119 | TGATEWAY_4G | 4 | North | YES | 0.03029 | 399 | 65 | 399 | 0 | 1.0232 | CC | 1 | 0.24214 | 399 | 399 | 12.0857 | 399 |  |  | 0.24214 | 96.615
3113 | LUFKINWB_1G | 1 | North | YES | 0.030151 | 0 | 0 | 50 |  | 1.01 | #N/A | 1 | 0.242 | 50 | 50 | 1.5075 | 50 |  |  | 0.242 | 12.1002
3348 | CHAMPION_1G | MB | North | YES | 0.03015 | 0 | 42 | 42 |  | 1 | Cogen | 1 | 0.242 | 0 | 0 | 0 | 0 |  |  | 0.242 | 0
2371 | COLLIN_1G | MB | North | YES | 0.029963 | 0 | 40 | 138 |  | 1.022 | GST | 1 | 0.24182 | 0 | 0 | 0 | 0 |  |  | 0.24182 | 0
3107 | STRYKER_1G | 1 | North | YES | 0.029917 | 145.6 | 45 | 182 | 0 | 1.029 | GST | 1 | 0.24177 | 182 | 182 | 5.4449 | 182 |  |  | 0.24177 | 44.0021
3108 | STRYKER_2G | 2 | North | YES | 0.029917 | 484 | 75 | 484 | 0 | 1.029 | GST | 1 | 0.24177 | 484 | 484 | 14.4798 | 484 |  |  | 0.24177 | 117.0166
1687 | VALLEY_1G | 1 | North | YES | 0.029901 | 136 | 15 | 170 | 0 | 1.029 | GST | 1 | 0.24175 | 170 | 170 | 5.0832 | 170 |  |  | 0.24175 | 41.0982
1688 | VALLEY_2G | 2 | North | YES | 0.029901 | 527 | 90 | 527 | 0 | 1.029 | GSC | 1 | 0.24175 | 527 | 527 | 15.7578 | 527 |  |  | 0.24175 | 127.4043
6948 | DENISNDM | 2 | North | YES | 0.029558 | 31 | 5 | 40 | 0 | 1.015 | Hydro | 1 | 0.24141 | 0 | 0 | 0 | 0 |  |  | 0.24141 | 0
6948 | DENISNDM | 1 | North | YES | 0.029558 | 40 | 5 | 40 | 0 | 1.015 | Hydro | 1 | 0.24141 | 0 | 0 | 0 | 0 |  |  | 0.24141 | 0
13131 | CALFREST_1G | 1 | North | YES | 0.029357 | 150.7 | 40 | 150.7 | 0 | 1.031 | CC | 1 | 0.24121 | 150.7 | 150.7 | 4.4241 | 150.7 |  |  | 0.24121 | 36.3503
13132 | CALFREST_2G | 2 | North | YES | 0.029357 | 151 | 57 | 151 | 0 | 1.031 | CC | 1 | 0.24121 | 151 | 151 | 4.4329 | 151 |  |  | 0.24121 | 36.4227
13133 | CALFREST_3G | 3 | North | YES | 0.029357 | 177.4 | 40 | 177.4 | 0 | 1.031 | CC | 1 | 0.24121 | 177.4 | 177.4 | 5.2079 | 177.4 |  |  | 0.24121 | 42.7906
13134 | CALFREST_4G | 4 | North | YES | 0.029312 | 151.5 | 40 | 151.5 | 0 | 1.031 | CC | 1 | 0.24116 | 151.5 | 151.5 | 4.4408 | 151.5 |  |  | 0.24116 | 36.5365
13135 | CALFREST_5G | 5 | North | YES | 0.029312 | 152.3 | 57 | 152.3 | 0 | 1.031 | CC | 1 | 0.24116 | 152.3 | 152.3 | 4.4642 | 152.3 |  |  | 0.24116 | 36.7294
13136 | CALFREST_6G | 6 | North | YES | 0.029312 | 177.5 | 40 | 177.5 | 0 | 1.031 | CC | 1 | 0.24116 | 177.5 | 177.5 | 5.2029 | 177.5 |  |  | 0.24116 | 42.8068
3381 | BBRN_1G | 1 | North | YES | 0.029044 | 618 | 225 | 618 | 0 | 1.03 | LIGCO | 1 | 0.2409 | 0 | 618 | 17.9492 | 618 |  |  | 0.2409 | 148.8743
3382 | BBRN_2G | 2 | North | YES | 0.029044 | 589 | 225 | 589 | 0 | 1.03 | LIGCO | 1 | 0.2409 | 0 | 589 | 17.1069 | 589 |  |  | 0.2409 | 141.8883
3126 | TRINIDAD_6G | 1 | North | YES | 0.028753 | 179.2 | 46 | 224 | 0 | 1 | GST | 1 | 0.24061 | 224 | 224 | 6.4407 | 224 |  |  | 0.24061 | 53.8957
1861 | EAGLEMNT_1G | MB | North | YES | 0.028334 | 0 | 30 | 112 |  | 1.022 | GST | 1 | 0.24019 | 0 | 0 | 0 | 0 |  |  | 0.24019 | 0
1862 | EAGLEMNT_2G | MB | North | YES | 0.028334 | 0 | 40 | 100 |  | 1.022 | GST | 1 | 0.24019 | 0 | 0 | 0 | 0 |  |  | 0.24019 | 0
1863 | EAGLEMNT_3G | MB | North | YES | 0.028334 | 0 | 50 | 378 |  | 1.022 | GST | 1 | 0.24019 | 0 | 0 | 0 | 0 |  |  | 0.24019 | 0
923 | SPENCER_G4 | 1 | North | YES | 0.0248 | 48 | 20 | 61 | 0 | 1.03 | GST | 1 | 0.23665 | 61 | 61 | 1.5128 | 61 |  |  | 0.23665 | 14.4358
924 | SPENCER_G5 | 1 | North | YES | 0.0248 | 52 | 20 | 66 | 0 | 1.03 | GST | 1 | 0.23665 | 66 | 66 | 1.6368 | 66 |  |  | 0.23665 | 15.6191
48721 | LEG_1___1 | 1 | North | YES | 0.02459 | 827 | 357 | 827 | 0 | 1.0348 | LIGCO | 1 | 0.23644 | 0 | 827 | 20.3359 | 827 |  |  | 0.23644 | 195.5382
48722 | LEG_2___2 | 2 | North | YES | 0.02459 | 819 | 357 | 819 | 0 | 1.0348 | LIGCO | 1 | 0.23644 | 0 | 819 | 20.1392 | 819 |  |  | 0.23644 | 193.6467
39960 | TNTNPONE_18 | 1 | North | YES | 0.022977 | 152.3 | 30 | 152.3 |  | 1.04 | LIGCO | 1 | 0.23483 | 0 | 152.3 | 3.4994 | 152.3 |  |  | 0.23483 | 35.7646
39970 | TNTNPONE_28 | 1 | North | YES | 0.022977 | 153 | 30 | 153 |  | 1.04 | LIGCO | 1 | 0.23483 | 0 | 153 | 3.5155 | 153 |  |  | 0.23483 | 35.929
990 | GIBN_CREK_G1 | 1 | North | YES | 0.019037 | 463 | 200 | 463 | 0 | 1.0275 | LIGCO | 1 | 0.23089 | 0 | 463 | 8.8141 | 463 |  |  | 0.23089 | 106.902
32798 | BRYN_TAMUGEN | 1 | North | YES | 0.018467 | 32 | 0 | 32 |  | 1.02 | GST | 1 | 0.23032 | 32 | 32 | 0.59094 | 32 |  |  | 0.23032 | 7.3702
32886 | BRYN_ATKINS3 | MB | North | YES | 0.018293 | 0 | 5 | 12 |  | 1 | GST | 1 | 0.23015 | 0 | 0 | 0 | 0 |  |  | 0.23015 | 0
32887 | BRYN_ATKINS6 | MB | North | YES | 0.018293 | 0 | 12 | 51 |  | 1.028 | GST | 1 | 0.23015 | 0 | 0 | 0 | 0 |  |  | 0.23015 | 0
32888 | BRYN_ATKINS7 | 1 | North | YES | 0.018293 | 13.6 | 4 | 17 |  | 1.028 | GGT | 1 | 0.23015 | 17 | 17 | 0.31098 | 17 |  |  | 0.23015 | 3.9125
32890 | BRYN_ATKINS4 | MB | North | YES | 0.018293 | 0 | 5 | 22 |  | 1.031 | GST | 1 | 0.23015 | 0 | 0 | 0 | 0 |  |  | 0.23015 | 0
32891 | BRYN_ATKINS5 | MB | North | YES | 0.018293 | 0 | 5 | 25 |  | 1.031 | GST | 1 | 0.23015 | 0 | 0 | 0 | 0 |  |  | 0.23015 | 0
32883 | BRYN_DNSBY3 | 1 | North | YES | 0.018235 | 0 | 2 | 48 |  | 1.015 | GST | 1 | 0.23009 | 48 | 48 | 0.87528 | 48 |  |  | 0.23009 | 11.0442
32884 | BRYN_DNSBY13 | 1 | North | YES | 0.018235 | 46 | 2 | 46 | 0 | 1.015 | GST | 1 | 0.23009 | 46 | 46 | 0.83881 | 46 |  |  | 0.23009 | 10.584
32892 | BRYN_DNSBY14 | 1 | North | YES | 0.018235 | 84 | 25 | 105 | 0 | 1.035 | GST | 1 | 0.23009 | 105 | 105 | 1.9147 | 105 |  |  | 0.23009 | 24.1592
48671 | FTR_GT1_5105 | 1 | North | YES | 0.01787 | 154.2 | 0 | 154.2 | 0 | 1.0319 | CC | 1 | 0.22972 | 154.2 | 154.2 | 2.7556 | 154.2 |  |  | 0.22972 | 35.4233
48672 | FTR_GT2_5110 | 2 | North | YES | 0.01787 | 159 | 0 | 159 | 0 | 1.0319 | CC | 1 | 0.22972 | 159 | 159 | 2.8413 | 159 |  |  | 0.22972 | 36.5259
48673 | FTR_GT3_5085 | 3 | North | YES | 0.01787 | 158 | 0 | 158 | 0 | 1.0319 | CC | 1 | 0.22972 | 158 | 158 | 2.8235 | 158 |  |  | 0.22972 | 36.2962
48674 | FTR_CN4_5095 | 4 | North | YES | 0.01787 | 380 | 0 | 380 | 0 | 1.0319 | CC | 1 | 0.22972 | 380 | 380 | 6.7906 | 380 |  |  | 0.22972 | 87.2947
3403 | THOUSE_1G | 1 | North | YES | 0.01507 | 563 | 200 | 563 | 0 | 1.012 | GSC | 1 | 0.22692 | 563 | 563 | 8.4844 | 563 |  |  | 0.22692 | 127.7576
3404 | THOUSE_2G | 2 | North | YES | 0.01507 | 807 | 250 | 807 | 0 | 1.012 | GSC | 1 | 0.22692 | 807 | 807 | 12.1615 | 807 |  |  | 0.22692 | 183.1268
728 | WOLFRIDGE801 | 1 | North | YES | 0.012685 | 11.2 | 0 | 112.5 | 0 | 0.99 | Wind | 1 | 0.22454 | 0 | 112.5 | 1.4271 | 112.5 |  |  | 0.22454 | 25.2605
1453 | WCPWRCO_1G | 1 | North | YES | 0.012674 | 204 | 50 | 204 | 0 | 1.02 | CC | 1 | 0.22453 | 204 | 204 | 2.5855 | 204 |  |  | 0.22453 | 45.8035
1454 | WCPWRCO_2G | 2 | North | YES | 0.012674 | 204 | 50 | 204 | 0 | 1.02 | CC | 1 | 0.22453 | 204 | 204 | 2.5855 | 204 |  |  | 0.22453 | 45.8035
1455 | WCPWRCO_3G | 3 | North | YES | 0.012674 | 242 | 50 | 242 |  | 1.02 | CC | 1 | 0.22453 | 242 | 242 | 3.0671 | 242 |  |  | 0.22453 | 54.3355
3416 | LAKE_CRK1_G | 1 | North | YES | 0.012446 | 60 | 33 | 75 |  | 1.029 | GST | 1 | 0.2243 | 75 | 75 | 0.93345 | 75 |  |  | 0.2243 | 16.8224
3417 | LAKE_CRK2_G | 2 | North | YES | 0.012446 | 177.6 | 40 | 222 | 0 | 1.029 | GST | 1 | 0.2243 | 222 | 222 | 2.763 | 222 |  |  | 0.2243 | 49.7943
48591 | CHE_GT2_5030 | 2 | Houston | YES | 0.01201 | 173 | 50 | 173 | 0 | 1.029 | Cogen | 1 | 0.22386 | 0 | 0 |  |  |  |  | 0.22386 | 0
48811 | CVC_GT3_5045 | 3 | Houston | YES | 0.01201 | 156 | 91.8 | 156 | 0 | 1.029 | Cogen | 1 | 0.22386 | 0 | 0 |  |  |  |  | 0.22386 | 0
48812 | CVC_GT2_5020 | 2 | Houston | YES | 0.01201 | 158 | 91.8 | 158 | 0 | 1.029 | Cogen | 1 | 0.22386 | 0 | 0 |  |  |  |  | 0.22386 | 0
48813 | CVC_GT1_5035 | 1 | Houston | YES | 0.01201 | 160 | 91.8 | 160 | 0 | 1.029 | Cogen | 1 | 0.22386 | 0 | 0 |  |  |  |  | 0.22386 | 0
48814 | CVC_ST5_5040 | 1 | Houston | YES | 0.01201 | 162 | 91.8 | 162 | 0 | 1.029 | Cogen | 1 | 0.22386 | 0 | 0 |  |  |  |  | 0.22386 | 0
48885 | THW_5152 | A | Houston | YES | 0.011359 | 46.4 | 5 | 58 |  | 1.0319 | GGT | 1 | 0.22321 | 58 | 58 |  |  |  |  | 0.22321 | 12.9463
48885 | THW_5152 | B | Houston | YES | 0.011359 | 47.2 | 5 | 59 |  | 1.0319 | GGT | 1 | 0.22321 | 59 | 59 |  |  |  |  | 0.22321 | 13.1695
48886 | THW_5354 | D | Houston | YES | 0.011359 | 46.4 | 5 | 58 |  | 1.0319 | GGT | 1 | 0.22321 | 58 | 58 |  |  |  |  | 0.22321 | 12.9463
48886 | THW_5354 | C | Houston | YES | 0.011359 | 45.6 | 5 | 57 |  | 1.0319 | GGT | 1 | 0.22321 | 57 | 57 |  |  |  |  | 0.22321 | 12.7231
48887 | THW_5556 | F | Houston | YES | 0.011359 | 45.6 | 5 | 57 |  | 1.0319 | GGT | 1 | 0.22321 | 57 | 57 |  |  |  |  | 0.22321 | 12.7231
48887 | THW_5556 | E | Houston | YES | 0.011359 | 47.2 | 5 | 59 |  | 1.0319 | GGT | 1 | 0.22321 | 59 | 59 |  |  |  |  | 0.22321 | 13.1695
48690 | GBY_GN5_5 | 5 | Houston | YES | 0.011309 | 318.4 | 81 | 398 |  | 1.0362 | GSC | 1 | 0.22316 | 398 | 398 |  |  |  |  | 0.22316 | 88.8184
48595 | BTE_GT2_8075 | 1 | Houston | YES | 0.011268 | 162.8 | 130 | 162.8 | 0 | 1.0261 | CC | 1 | 0.22312 | 162.8 | 162.8 |  |  |  |  | 0.22312 | 36.3241
48596 | BTE_GT3_8045 | 2 | Houston | YES | 0.011268 | 161.4 | 130 | 161.4 | 0 | 1.0261 | CC | 1 | 0.22312 | 161.4 | 161.4 |  |  |  |  | 0.22312 | 36.0117
48597 | BTE_GT4_8055 | 3 | Houston | YES | 0.011268 | 158.9 | 130 | 158.9 | 0 | 1.0261 | CC | 1 | 0.22312 | 158.9 | 158.9 |  |  |  |  | 0.22312 | 35.4539
48598 | BTE_ST1_8070 | 4 | Houston | YES | 0.011268 | 269.2 | 60 | 269.2 | 0 | 1.0261 | CC | 1 | 0.22312 | 269.2 | 269.2 |  |  |  |  | 0.22312 | 60.0641
48583 | CBY_GT4_1 | 1 | Houston | YES | 0.01116 | 172 | 0 | 172 | 0 | 1.026 | GSC | 1 | 0.22301 | 172 | 172 |  |  |  |  | 0.22301 | 38.3582
48584 | CBY_GT4_2 | 2 | Houston | YES | 0.01116 | 172 | 0 | 172 | 0 | 1.026 | CC | 1 | 0.22301 | 172 | 172 |  |  |  |  | 0.22301 | 38.3582
48585 | CBY_ST4_1 | 3 | Houston | YES | 0.01116 | 172 | 0 | 172 | 0 | 1.026 | CC | 1 | 0.22301 | 172 | 172 |  |  |  |  | 0.22301 | 38.3582
48815 | CVC_GT4_8005 | 4 | Houston | YES | 0.011146 | 165 | 91.8 | 165 |  | 1.0362 | Cogen | 1 | 0.223 | 0 | 0 |  |  |  |  | 0.223 | 0
48581 | CBY_GN1_1 | 1 | Houston | YES | 0.011113 | 595.2 | 108 | 744 | 0 | 1.0435 | GSC | 1 | 0.22297 | 744 | 744 |  |  |  |  | 0.22297 | 165.8866
48791 | PSA_GT1_8160 | 1 | Houston | YES | 0.011111 | 52 | 20.8 | 65 | 0 | 1.0362 | Cogen | 1 | 0.22296 | 0 | 0 |  |  |  |  | 0.22296 | 0
48792 | PSA_GT2_8155 | 2 | Houston | YES | 0.011111 | 52.8 | 20.3 | 66 | 0 | 1.0362 | Cogen | 1 | 0.22296 | 0 | 0 |  |  |  |  | 0.22296 | 0
48793 | PSA_GT3_8150 | 3 | Houston | YES | 0.011111 | 56 | 20.3 | 70 | 0 | 1.0362 | Cogen | 1 | 0.22296 | 0 | 0 |  |  |  |  | 0.22296 | 0
48794 | PSA_GT4_8145 | 4 | Houston | YES | 0.011111 | 52.8 | 20.3 | 66 | 0 | 1.0362 | Cogen | 1 | 0.22296 | 0 | 0 |  |  |  |  | 0.22296 | 0
48795 | PSA_GT5_8140 | 5 | Houston | YES | 0.011111 | 51.2 | 20.3 | 64 | 0 | 1.0362 | Cogen | 1 | 0.22296 | 0 | 0 |  |  |  |  | 0.22296 | 0
48796 | PSA_GN1_8165 | 1 | Houston | YES | 0.011111 | 83.2 | 43.1 | 104 | 0 | 1.0362 | Cogen | 1 | 0.22296 | 0 | 0 |  |  |  |  | 0.22296 | 0
48797 | PSA_GT6_8135 | 6 | Houston | YES | 0.011111 | 47.2 | 34.5 | 59 | 0 | 1.0362 | Cogen | 1 | 0.22296 | 0 | 0 |  |  |  |  | 0.22296 | 0
48651 | EP_1_2 | 2 | Houston | YES | 0.011107 | 17.7 | 10 | 21 | 0 | 1.0362 | Cogen | 1 | 0.22296 | 0 | 0 |  |  |  |  | 0.22296 | 0
48651 | EP_1_2 | 1 | Houston | YES | 0.011107 | 4 | 0 | 5 | 0 | 1.0362 | Cogen | 1 | 0.22296 | 0 | 0 |  |  |  |  | 0.22296 | 0
48883 | THW_GT1_GT_1 | B2 | Houston | YES | 0.011038 | 0 | 0 | 12 |  | 1.043 | GGT | 1 | 0.22289 | 12 | 12 |  |  |  |  | 0.22289 | 2.6747
49803 | EXN_15GT | 1 | Houston | YES | 0.011004 | 33 | 8.3 | 34 |  | 1.0326 | Cogen | 1 | 0.22286 | 0 | 0 |  |  |  |  | 0.22286 | 0
49804 | EXN_16GT | 2 | Houston | YES | 0.011004 | 32 | 8.3 | 34.7 |  | 1.0326 | Cogen | 1 | 0.22286 | 0 | 0 |  |  |  |  | 0.22286 | 0
49805 | EXN_17GT | 3 | Houston | YES | 0.011004 | 31 | 8.3 | 32.7 |  | 1.0326 | Cogen | 1 | 0.22286 | 0 | 0 |  |  |  |  | 0.22286 | 0
49826 | EXN938GT | 5 | Houston | YES | 0.011004 | 43 | 9.2 | 45.9 | 0 | 1.0326 | Cogen | 1 | 0.22286 | 0 | 0 |  |  |  |  | 0.22286 | 0
49828 | EXN941GT | 10 | Houston | YES | 0.011004 | 17.7 | 5.4 | 17.7 | 0 | 1.0326 | Cogen | 1 | 0.22286 | 0 | 0 |  |  |  |  | 0.22286 | 0
49829 | EXN942GT | 11 | Houston | YES | 0.011004 | 20 | 5.4 | 20.4 | 0 | 1.0326 | Cogen | 1 | 0.22286 | 0 | 0 |  |  |  |  | 0.22286 | 0
49830 | EXN943GT | 12 | Houston | YES | 0.011004 | 19 | 5.4 | 19.9 | 0 | 1.0326 | Cogen | 1 | 0.22286 | 0 | 0 |  |  |  |  | 0.22286 | 0
49831 | EXN944GT | 13 | Houston | YES | 0.011004 | 33 | 5.4 | 35 | 0 | 1.0326 | Cogen | 1 | 0.22286 | 0 | 0 |  |  |  |  | 0.22286 | 0
49832 | EXN945GT | 9 | Houston | YES | 0.011004 | 18.5 | 9.2 | 18.5 | 0 | 1.0326 | Cogen | 1 | 0.22286 | 0 | 0 |  |  |  |  | 0.22286 | 0
49837 | EXN_GT | 4 | Houston | YES | 0.011004 | 81 | 21.3 | 85.4 | 0 | 1.0326 | Cogen | 1 | 0.22286 | 0 | 0 |  |  |  |  | 0.22286 | 0
49838 | EXN_14GT | 14 | Houston | YES | 0.011004 | 140 | 0 | 148 |  | 1.0326 | Cogen | 1 | 0.22286 | 0 | 0 |  |  |  |  | 0.22286 | 0
48582 | CBY_GN2_2 | 2 | Houston | YES | 0.010965 | 596.8 | 110 | 746 | 0 | 1.0435 | GSC | 1 | 0.22282 | 746 | 746 |  |  |  |  | 0.22282 | 166.2221
48873 | THW_ST3_ST_3 | 3 | Houston | YES | 0.010897 | 107 | 19 | 107 | 0 | 1.0435 | CC | 1 | 0.22275 | 107 | 107 |  |  |  |  | 0.22275 | 23.8342
48874 | THW_ST4_ST_4 | 4 | Houston | YES | 0.010897 | 108 | 19 | 108 | 0 | 1.0435 | CC | 1 | 0.22275 | 108 | 108 |  |  |  |  | 0.22275 | 24.057
48875 | THW_3132 | B | Houston | YES | 0.010897 | 53 | 5 | 53 | 0 | 1.0435 | CC | 1 | 0.22275 | 53 | 53 |  |  |  |  | 0.22275 | 11.8057
48875 | THW_3132 | A | Houston | YES | 0.010897 | 55 | 5 | 55 | 0 | 1.0435 | CC | 1 | 0.22275 | 55 | 55 |  |  |  |  | 0.22275 | 12.2512
48877 | THW_3334 | C | Houston | YES | 0.010897 | 55 | 5 | 55 | 0 | 1.0435 | CC | 1 | 0.22275 | 55 | 55 |  |  |  |  | 0.22275 | 12.2512
48877 | THW_3334 | D | Houston | YES | 0.010897 | 57 | 5 | 57 | 0 | 1.0435 | CC | 1 | 0.22275 | 57 | 57 |  |  |  |  | 0.22275 | 12.6967
48879 | THW_4142 | E | Houston | YES | 0.010897 | 56 | 5 | 56 | 0 | 1.0435 | CC | 1 | 0.22275 | 56 | 56 |  |  |  |  | 0.22275 | 12.474
48879 | THW_4142 | F | Houston | YES | 0.010897 | 55 | 5 | 55 | 0 | 1.0435 | CC | 1 | 0.22275 | 55 | 55 |  |  |  |  | 0.22275 | 12.2512
48881 | THW_4344 | G | Houston | YES | 0.010897 | 58 | 5 | 58 | 0 | 1.0435 | CC | 1 | 0.22275 | 58 | 58 |  |  |  |  | 0.22275 | 12.9195
48881 | THW_4344 | H | Houston | YES | 0.010897 | 58 | 5 | 58 | 0 | 1.0435 | CC | 1 | 0.22275 | 58 | 58 |  |  |  |  | 0.22275 | 12.9195
48593 | CHE_GT1_8015 | 1 | Houston | YES | 0.010767 | 173 | 50 | 173 | 0 | 1.0362 | Cogen | 1 | 0.22262 | 0 | 0 |  |  |  |  | 0.22262 | 0
48594 | CHE_GN4_8025 | 4 | Houston | YES | 0.010767 | 142 | 60 | 142 | 0 | 1.0362 | Cogen | 1 | 0.22262 | 0 | 0 |  |  |  |  | 0.22262 | 0
48511 | LPE_GT1_8070 | 1 | Houston | YES | 0.010744 | 42 | 0 | 42 | 0 | 1.0362 | GGT | 1 | 0.2226 | 42 | 42 |  |  |  |  | 0.2226 | 9.3491
48512 | LPE_GT2_8075 | 2 | Houston | YES | 0.010744 | 42 | 0 | 42 | 0 | 1.0362 | GGT | 1 | 0.2226 | 42 | 42 |  |  |  |  | 0.2226 | 9.3491
48513 | LPE_GT3_8080 | 3 | Houston | YES | 0.010744 | 39 | 0 | 39 | 0 | 1.0362 | GGT | 1 | 0.2226 | 39 | 39 |  |  |  |  | 0.2226 | 8.6813
48514 | LPE_GT4_8085 | 4 | Houston | YES | 0.010744 | 39 | 0 | 39 | 0 | 1.0362 | GGT | 1 | 0.2226 | 39 | 39 |  |  |  |  | 0.2226 | 8.6813
48500 | APD_GT1_8005 | 1 | Houston | YES | 0.010737 | 137.6 | 54.6 | 137.6 |  | 1.0362 | Cogen | 1 | 0.22259 | 0 | 0 |  |  |  |  | 0.22259 | 0
48820 | SHELLG1_3015 | 1 | Houston | YES | 0.010647 | 71 | 34.5 | 71 |  | 1.029 | Cogen | 1 | 0.2225 | 0 | 0 |  |  |  |  | 0.2225 | 0
48821 | SHELLG2 | 2 | Houston | YES | 0.010647 | 72 | 34.5 | 72 |  | 1.029 | Cogen | 1 | 0.2225 | 0 | 0 |  |  |  |  | 0.2225 | 0
48822 | SHELLG3_3020 | 2 | Houston | YES | 0.010647 | 30 | 0 | 30 |  | 1.029 | Cogen | 1 | 0.2225 | 0 | 0 |  |  |  |  | 0.2225 | 0
48822 | SHELLG3_3020 | 1 | Houston | YES | 0.010647 | 39 | 0 | 39 |  | 1.029 | Cogen | 1 | 0.2225 | 0 | 0 |  |  |  |  | 0.2225 | 0
48740 | PSG_GN2_8050 | 1 | Houston | YES | 0.010591 | 182 | 60 | 182 | 0 | 1.0326 | Cogen | 1 | 0.22244 | 0 | 0 |  |  |  |  | 0.22244 | 0
48741 | PSG_GT2_8040 | 1 | Houston | YES | 0.010591 | 158.6 | 50 | 158.6 | 0 | 1.0326 | Cogen | 1 | 0.22244 | 0 | 0 |  |  |  |  | 0.22244 | 0
48742 | PSG_GT3_8060 | 1 | Houston | YES | 0.010591 | 157 | 50 | 157 | 0 | 1.0326 | Cogen | 1 | 0.22244 | 0 | 0 |  |  |  |  | 0.22244 | 0
48854 | SRB_GN4_4 | 4 | Houston | YES | 0.01059 | 182.4 | 35 | 228 | 0 | 1.0326 | GST | 1 | 0.22244 | 228 | 228 |  |  |  |  | 0.22244 | 50.717
48611 | DIB_GT1_8080 | 1 | Houston | YES | 0.010588 | 64 | 0 | 64 | 0 | 1.0326 | Cogen | 1 | 0.22244 | 0 | 0 |  |  |  |  | 0.22244 | 0
48612 | DIB_GT2_8075 | 2 | Houston | YES | 0.010588 | 63.2 | 0 | 63.2 | 0 | 1.0326 | Cogen | 1 | 0.22244 | 0 | 0 |  |  |  |  | 0.22244 | 0
48613 | DIB_ST1_8085 | 3 | Houston | YES | 0.010588 | 67.9 | 30 | 82.6 | 0 | 1.0326 | Cogen | 1 | 0.22244 | 0 | 0 |  |  |  |  | 0.22244 | 0
48614 | DIB_GT3_8090 | 4 | Houston | YES | 0.010588 | 73.6 | 15 | 73.6 | 0 | 1.0326 | Cogen | 1 | 0.22244 | 0 | 0 |  |  |  |  | 0.22244 | 0
48845 | SOL_GT1 | 1 | Houston | YES | 0.010588 | 16.2 | 15.4 | 16.2 |  | 1.0326 | Solar | 1 | 0.22244 | 16.2 | 16.2 |  |  |  |  | 0.22244 | 3.6035
48853 | SRB_GN3_3 | 3 | Houston | YES | 0.010587 | 170.4 | 35 | 213 |  | 1.0326 | GST | 1 | 0.22244 | 213 | 213 |  |  |  |  | 0.22244 | 47.3797
48551 | CAL_GT1_8045 | 1 | Houston | YES | 0.010578 | 149 | 0 | 149 | 0 | 1.0326 | Cogen | 1 | 0.22243 | 0 | 0 |  |  |  |  | 0.22243 | 0
48552 | CAL_ST1_8000 | 2 | Houston | YES | 0.010578 | 65.1 | 0 | 65.1 | 0 | 1.0326 | Cogen | 1 | 0.22243 | 0 | 0 |  |  |  |  | 0.22243 | 0
48851 | SRB_GN1_1 | 1 | Houston | YES | 0.010576 | 132 | 26 | 165 | 0 | 1.0217 | GST | 1 | 0.22243 | 165 | 165 |  |  |  |  | 0.22243 | 36.7008
48852 | SRB_GN2_2 | 2 | Houston | YES | 0.010573 | 140.8 | 26 | 176 | 0 | 1.0217 | GST | 1 | 0.22243 | 176 | 176 |  |  |  |  | 0.22243 | 39.147
48855 | SRB_GT211035 | B1 | Houston | YES | 0.010571 | 0 | 0 | 18 |  | 1.014 | GGT | 1 | 0.22242 | 18 | 18 |  |  |  |  | 0.22242 | 4.0036
48855 | SRB_GT211035 | B2 | Houston | YES | 0.010571 | 0 | 0 | 12 |  | 1.014 | GGT | 1 | 0.22242 | 12 | 12 |  |  |  |  | 0.22242 | 2.6691
48761 | PR_GT1__9040 | 1 | Houston | YES | 0.010531 | 26 | 0 | 35 |  | 1 | Cogen | 1 | 0.22238 | 0 | 0 |  |  |  |  | 0.22238 | 0
48641 | DPEC_GT15040 | 1 | Houston | YES | 0.010484 | 163.2 | 98 | 163.2 | 0 | 1.0319 | CC | 1 | 0.22234 | 163.2 | 163.2 |  |  |  |  | 0.22234 | 36.2854
48642 | DPEC_GT25025 | 2 | Houston | YES | 0.010484 | 157.1 | 98 | 157.1 | 0 | 1.0319 | CC | 1 | 0.22234 | 157.1 | 157.1 |  |  |  |  | 0.22234 | 34.9291
48643 | DPEC_GT35010 | 3 | Houston | YES | 0.010484 | 157.5 | 98 | 157.5 | 0 | 1.0319 | CC | 1 | 0.22234 | 157.5 | 157.5 |  |  |  |  | 0.22234 | 35.0181
48644 | DPEC_GT45070 | 4 | Houston | YES | 0.010484 | 157 | 98 | 157 | 0 | 1.0319 | CC | 1 | 0.22234 | 157 | 157 |  |  |  |  | 0.22234 | 34.9069
48645 | DPEC_ST55065 | 5 | Houston | YES | 0.010484 | 282 | 0 | 282 | 0 | 1.0319 | CC | 1 | 0.22234 | 282 | 282 |  |  |  |  | 0.22234 | 62.699
48841 | SJS_GT1_GT1 | 1 | Houston | YES | 0.010445 | 62.4 | 49 | 78 | 0 | 1.0362 | Cogen | 1 | 0.2223 | 0 | 0 |  |  |  |  | 0.2223 | 0
48842 | SJS_GT2_GT2 | 2 | Houston | YES | 0.010445 | 64.8 | 49 | 81 | 0 | 1.0362 | Cogen | 1 | 0.2223 | 0 | 0 |  |  |  |  | 0.2223 | 0
48691 | GBY_73741085 | A | Houston | YES | 0.010408 | 37.6 | 20 | 47 | 0 | 1.0362 | GGT | 1 | 0.22226 | 47 | 47 |  |  |  |  | 0.22226 | 10.4463
48691 | GBY_73741085 | B | Houston | YES | 0.010408 | 37.6 | 20 | 47 | 0 | 1.0362 | GGT | 1 | 0.22226 | 47 | 47 |  |  |  |  | 0.22226 | 10.4463
48692 | GBY_81821075 | C | Houston | YES | 0.010408 | 37.6 | 20 | 47 | 0 | 1.0362 | GGT | 1 | 0.22226 | 47 | 47 |  |  |  |  | 0.22226 | 10.4463
48692 | GBY_81821075 | D | Houston | YES | 0.010408 | 44 | 20 | 55 | 0 | 1.0362 | GGT | 1 | 0.22226 | 55 | 55 |  |  |  |  | 0.22226 | 12.2243
48693 | GBY_83841065 | E | Houston | YES | 0.010408 | 45.6 | 20 | 57 | 0 | 1.0362 | GGT | 1 | 0.22226 | 57 | 57 |  |  |  |  | 0.22226 | 12.6689
48693 | GBY_83841065 | F | Houston | YES | 0.010408 | 43.2 | 20 | 54 | 0 | 1.0362 | GGT | 1 | 0.22226 | 54 | 54 |  |  |  |  | 0.22226 | 12.0021
48531 | BYU_GT1_8075 | 1 | Houston | YES | 0.010277 | 65 | 0 | 65 |  | 1.0362 | Cogen | 1 | 0.22213 | 0 | 0 |  |  |  |  | 0.22213 | 0
48532 | BYU_GT2_8055 | 2 | Houston | YES | 0.010277 | 62 | 0 | 62 |  | 1.0362 | Cogen | 1 | 0.22213 | 0 | 0 |  |  |  |  | 0.22213 | 0
48533 | BYU_GT3_8060 | 3 | Houston | YES | 0.010277 | 67 | 0 | 67 |  | 1.0362 | Cogen | 1 | 0.22213 | 0 | 0 |  |  |  |  | 0.22213 | 0
48534 | BYU_GT4_8065 | 4 | Houston | YES | 0.010277 | 65 | 0 | 65 |  | 1.0362 | Cogen | 1 | 0.22213 | 0 | 0 |  |  |  |  | 0.22213 | 0
48561 | CTL_GT2_8130 | 1 | Houston | YES | 0.010189 | 73.5 | 30.3 | 91.9 |  | 1.0362 | Cogen | 1 | 0.22204 | 0 | 0 |  |  |  |  | 0.22204 | 0
48562 | CTL_GT3_8135 | 2 | Houston | YES | 0.010189 | 70.1 | 30.3 | 87.6 |  | 1.0362 | Cogen | 1 | 0.22204 | 0 | 0 |  |  |  |  | 0.22204 | 0
48563 | CTL_GT4_8140 | 3 | Houston | YES | 0.010189 | 69.6 | 30.3 | 87 |  | 1.0362 | Cogen | 1 | 0.22204 | 0 | 0 |  |  |  |  | 0.22204 | 0
48564 | CTL_GN1_8145 | 4 | Houston | YES | 0.010189 | 43.6 | 12.9 | 54.5 |  | 1.0362 | Cogen | 1 | 0.22204 | 0 | 0 |  |  |  |  | 0.22204 | 0
48565 | CTL_GN2_8155 | 5 | Houston | YES | 0.010189 | 9.8 | 3.4 | 12.2 |  | 1.0362 | Cogen | 1 | 0.22204 | 0 | 0 |  |  |  |  | 0.22204 | 0
48772 | PHR_GN2_2 | MB | Houston | YES | 0.009954 | 0 | 72 | 459 |  | 1.0362 | GSC | 1 | 0.22181 | 0 | 0 |  |  |  |  | 0.22181 | 0
38580 | TNBP_CGN1_8 | 1 | Houston | YES | 0.00962 | 70.8 | 0 | 70.8 | 0 | 1.005 | Cogen | 1 | 0.22147 | 0 | 0 |  |  |  |  | 0.22147 | 0
38590 | TNBP_CGN2_8 | 2 | Houston | YES | 0.00962 | 66.7 | 0 | 66.7 | 0 | 1.005 | Cogen | 1 | 0.22147 | 0 | 0 |  |  |  |  | 0.22147 | 0
38600 | TNBP_CGN3_8 | 5 | Houston | YES | 0.00962 | 53 | 0 | 53 | 0 | 1.005 | Cogen | 1 | 0.22147 | 0 | 0 |  |  |  |  | 0.22147 | 0
38611 | TNBPAMCG1_8 | 1 | Houston | YES | 0.00962 | 153.2 | 0 | 153.2 | 0 | 1.005 | Cogen | 1 | 0.22147 | 0 | 0 |  |  |  |  | 0.22147 | 0
38612 | TNBPAMCG2_8 | 2 | Houston | YES | 0.00962 | 153.5 | 0 | 153.5 | 0 | 1.005 | Cogen | 1 | 0.22147 | 0 | 0 |  |  |  |  | 0.22147 | 0
38613 | TNBPAMCG3_8 | 3 | Houston | YES | 0.00962 | 152.3 | 0 | 152.3 | 0 | 1.005 | Cogen | 1 | 0.22147 | 0 | 0 |  |  |  |  | 0.22147 | 0
38614 | TNBPAMCG4_8 | 4 | Houston | YES | 0.00962 | 96 | 0 | 96 |  | 1.005 | Cogen | 1 | 0.22147 | 0 | 0 |  |  |  |  | 0.22147 | 0
38615 | TNBPAMCG5_8 | 1 | Houston | YES | 0.00962 | 244 | 0 | 244 | 0 | 1.005 | Cogen | 1 | 0.22147 | 0 | 0 |  |  |  |  | 0.22147 | 0
38690 | TNBP_CGN4_8 | 3 | Houston | YES | 0.00962 | 40 | 0 | 40 |  | 1.005 | Cogen | 1 | 0.22147 | 0 | 0 |  |  |  |  | 0.22147 | 0
38711 | TNTXCTY1CG8 | 1 | Houston | YES | 0.00962 | 100.3 | 59 | 100.3 | 0 | 1 | Cogen | 1 | 0.22147 | 0 | 0 |  |  |  |  | 0.22147 | 0
38712 | TNTXCTY2CG8 | 1 | Houston | YES | 0.00962 | 92.9 | 59 | 92.9 | 0 | 1 | Cogen | 1 | 0.22147 | 0 | 0 |  |  |  |  | 0.22147 | 0
38713 | TNTXCTY3CG8 | 1 | Houston | YES | 0.00962 | 102.7 | 59 | 102.7 | 0 | 1 | Cogen | 1 | 0.22147 | 0 | 0 |  |  |  |  | 0.22147 | 0
38714 | TNTXCTY4CG8 | 1 | Houston | YES | 0.00962 | 103 | 59 | 103 | 0 | 1 | Cogen | 1 | 0.22147 | 0 | 0 |  |  |  |  | 0.22147 | 0
39470 | TNDOWCGNSG8 | 1 | Houston | YES | 0.00962 | 32 | 10 | 32 | 0 | 0.985 | Cogen | 1 | 0.22147 | 0 | 0 |  |  |  |  | 0.22147 | 0
39480 | TNDOWCGNGG8 | 1 | Houston | YES | 0.00962 | 30 | 10 | 30 | 0 | 0.985 | Cogen | 1 | 0.22147 | 0 | 0 |  |  |  |  | 0.22147 | 0
48921 | WAP_GN1_1 | 1 | Houston | YES | 0.008895 | 132.8 | 37 | 166 | 0 | 1.0362 | GST | 1 | 0.22075 | 166 | 166 |  |  |  |  | 0.22075 | 36.6441
48922 | WAP_GN2_2 | 2 | Houston | YES | 0.008895 | 132.8 | 37 | 166 | 0 | 1.0362 | GST | 1 | 0.22075 | 166 | 166 |  |  |  |  | 0.22075 | 36.6441
48923 | WAP_GN3_3 | 3 | Houston | YES | 0.008895 | 198.4 | 93 | 248 | 0 | 1.0362 | GST | 1 | 0.22075 | 248 | 248 |  |  |  |  | 0.22075 | 54.7455
48924 | WAP_GN4_4 | 4 | Houston | YES | 0.008895 | 546 | 217 | 546 | 0 | 1.0362 | GSC | 1 | 0.22075 | 546 | 546 |  |  |  |  | 0.22075 | 120.5283
48925 | WAP_GN5_5 | 5 | Houston | YES | 0.008895 | 633.7 | 278 | 654 | 0 | 0.985 | LIGCO | 1 | 0.22075 | 0 | 654 |  |  |  |  | 0.22075 | 144.3691
48929 | WAPGT21_GT1 | B1 | Houston | YES | 0.008895 | 0 | 0 | 13 |  | 1.05 | GGT | 1 | 0.22075 | 13 | 13 |  |  |  |  | 0.22075 | 2.8697
48510 | AK_GT1__8040 | 1 | Houston | YES | 0.008793 | 33.4 | 8.1 | 34 |  | 1.029 | Cogen | 1 | 0.22065 | 0 | 0 |  |  |  |  | 0.22065 | 0
48521 | BVE_GT1_GT1 | 1 | Houston | YES | 0.008676 | 167.7 | 0 | 167.7 |  | 1.035 | CC | 1 | 0.22053 | 167.7 | 167.7 |  |  |  |  | 0.22053 | 36.9827
48522 | BVE_GT2_5035 | 2 | Houston | YES | 0.008676 | 166.4 | 0 | 166.4 |  | 1.035 | CC | 1 | 0.22053 | 166.4 | 166.4 |  |  |  |  | 0.22053 | 36.696
48523 | BVE_ST1_GN1 | 3 | Houston | YES | 0.008676 | 252.4 | 0 | 252.4 |  | 1.035 | CC | 1 | 0.22053 | 252.4 | 252.4 |  |  |  |  | 0.22053 | 55.6615
48926 | WAP_GN6_6 | 6 | Houston | YES | 0.008666 | 651 | 280 | 651 |  | 1.035 | LIGCO | 1 | 0.22052 | 0 | 651 |  |  |  |  | 0.22052 | 143.5578
48927 | WAP_GN7_7 | 7 | Houston | YES | 0.008666 | 564 | 277 | 564 |  | 1.035 | LIGCO | 1 | 0.22052 | 0 | 564 |  |  |  |  | 0.22052 | 124.3726
48928 | WAP_GN8_8 | 8 | Houston | YES | 0.008666 | 603 | 275 | 603 |  | 1.035 | LIGCO | 1 | 0.22052 | 0 | 603 |  |  |  |  | 0.22052 | 132.9729
48730 | MNS_GT | 1 | Houston | YES | 0.008606 | 43 | 0 | 46.1 |  | 1.029 | Cogen | 1 | 0.22046 | 0 | 0 |  |  |  |  | 0.22046 | 0
238 | BOSQUESW505 | 1 | North | YES | 0.008498 | 255 | 0 | 255 | 0 | 1.02 | CC | 1 | 0.22035 | 255 | 255 | 2.167 | 255 |  |  | 0.22035 | 56.1895
239 | BOSQUESW502 | 1 | North | YES | 0.008498 | 119.2 | 0 | 149 | 0 | 1.02 | GGT | 1 | 0.22035 | 149 | 149 | 1.2662 | 149 |  |  | 0.22035 | 32.8323
247 | BOSQUESW501 | 2 | North | YES | 0.008498 | 124.8 | 0 | 156 | 0 | 1.02 | GGT | 1 | 0.22035 | 156 | 156 | 1.3257 | 156 |  |  | 0.22035 | 34.3747
39760 | TNSCLP1___8 | 1 | Houston | YES | 0.007365 | 93.4 | 20 | 116.8 | 0 | 1.04 | Cogen | 1 | 0.21922 | 0 | 0 |  |  |  |  | 0.21922 | 0
39770 | TNSCLP2___8 | 1 | Houston | YES | 0.007365 | 91.6 | 20 | 114.5 | 0 | 1.04 | Cogen | 1 | 0.21922 | 0 | 0 |  |  |  |  | 0.21922 | 0
39775 | TNSCLP4___8 | 1 | Houston | YES | 0.007365 | 95.2 | 20 | 119 | 0 | 1.04 | Cogen | 1 | 0.21922 | 0 | 0 |  |  |  |  | 0.21922 | 0
39790 | TNSCLP3___8 | 1 | Houston | YES | 0.007365 | 87.6 | 20 | 109.5 | 0 | 1.027 | Cogen | 1 | 0.21922 | 0 | 0 |  |  |  |  | 0.21922 | 0
48520 | BSF_GT1_8070 | 2 | Houston | YES | 0.006994 | 10 | 0 | 10 | 0 | 1.0326 | Cogen | 1 | 0.21885 | 0 | 0 |  |  |  |  | 0.21885 | 0
48520 | BSF_GT1_8070 | 1 | Houston | YES | 0.006994 | 72 | 0 | 72 | 0 | 1.0326 | Cogen | 1 | 0.21885 | 0 | 0 |  |  |  |  | 0.21885 | 0
49851 | DOW17000 | 37 | Houston | YES | 0.006545 | 39 | 0 | 62 | 0 | 1 | Cogen | 1 | 0.2184 | 0 | 0 |  |  |  |  | 0.2184 | 0
49858 | DOW38100 | 31 | Houston | YES | 0.006545 | 45 | 0 | 71.4 |  | 1 | Cogen | 1 | 0.2184 | 0 | 0 |  |  |  |  | 0.2184 | 0
49859 | DOW38200 | 33 | Houston | YES | 0.006545 | 28 | 0 | 45 | 0 | 1 | Cogen | 1 | 0.2184 | 0 | 0 |  |  |  |  | 0.2184 | 0
49860 | DOW38300 | 32 | Houston | YES | 0.006545 | 63 | 0 | 101 |  | 1 | Cogen | 1 | 0.2184 | 0 | 0 |  |  |  |  | 0.2184 | 0
49862 | DOW39100 | 36 | Houston | YES | 0.006545 | 54 | 0 | 86 | 0 | 1 | Cogen | 1 | 0.2184 | 0 | 0 |  |  |  |  | 0.2184 | 0
49863 | DOW39200 | 35 | Houston | YES | 0.006545 | 55 | 0 | 88 | 0 | 1 | Cogen | 1 | 0.2184 | 0 | 0 |  |  |  |  | 0.2184 | 0
49865 | DOW41000 | 41 | Houston | YES | 0.006545 | 31 | 0 | 50 |  | 1 | Cogen | 1 | 0.2184 | 0 | 0 |  |  |  |  | 0.2184 | 0
49866 | DOW42000 | 42 | Houston | YES | 0.006545 | 11 | 0 | 18 |  | 1 | Cogen | 1 | 0.2184 | 0 | 0 |  |  |  |  | 0.2184 | 0
49869 | DOW49000 | 45 | Houston | YES | 0.006545 | 59 | 0 | 94 |  | 1 | Cogen | 1 | 0.2184 | 0 | 0 |  |  |  |  | 0.2184 | 0
49870 | DOW61000 | 61 | Houston | YES | 0.006545 | 44 | 0 | 70 | 0 | 1 | Cogen | 1 | 0.2184 | 0 | 0 |  |  |  |  | 0.2184 | 0
49871 | DOW62000 | 62 | Houston | YES | 0.006545 | 40 | 0 | 63 | 0 | 1 | Cogen | 1 | 0.2184 | 0 | 0 |  |  |  |  | 0.2184 | 0
49872 | DOW63000 | 63 | Houston | YES | 0.006545 | 45 | 0 | 72 | 0 | 1 | Cogen | 1 | 0.2184 | 0 | 0 |  |  |  |  | 0.2184 | 0
49873 | DOW64000 | 64 | Houston | YES | 0.006545 | 41 | 0 | 64.8 | 0 | 1 | Cogen | 1 | 0.2184 | 0 | 0 |  |  |  |  | 0.2184 | 0
49876 | DOW65000 | 65 | Houston | YES | 0.006545 | 63 | 0 | 101 | 0 | 1 | Cogen | 1 | 0.2184 | 0 | 0 |  |  |  |  | 0.2184 | 0
49877 | DOW66000 | 66 | Houston | YES | 0.006545 | 61 | 0 | 97 | 0 | 1 | Cogen | 1 | 0.2184 | 0 | 0 |  |  |  |  | 0.2184 | 0
49878 | DOW67000 | 67 | Houston | YES | 0.006545 | 65 | 0 | 103 | 0 | 1 | Cogen | 1 | 0.2184 | 0 | 0 |  |  |  |  | 0.2184 | 0
49882 | DOW81000 | 81 | Houston | YES | 0.006545 | 47 | 0 | 76 | 0 | 1 | Cogen | 1 | 0.2184 | 0 | 0 |  |  |  |  | 0.2184 | 0
49884 | DOW82000 | 82 | Houston | YES | 0.006545 | 51 | 0 | 80 | 0 | 1 | Cogen | 1 | 0.2184 | 0 | 0 |  |  |  |  | 0.2184 | 0
49885 | DOW83000 | 83 | Houston | YES | 0.006545 | 51 | 0 | 80 | 0 | 1 | Cogen | 1 | 0.2184 | 0 | 0 |  |  |  |  | 0.2184 | 0
49886 | DOW84000 | 84 | Houston | YES | 0.006545 | 107 | 0 | 171 | 0 | 0.98 | Cogen | 1 | 0.2184 | 0 | 0 |  |  |  |  | 0.2184 | 0
580 | JCKCNTY801 | 1 | North | YES | 0.006387 | 288 | 0 | 288 | 0 | 1.022 | CC | 1 | 0.21824 | 288 | 288 | 1.8395 | 288 |  |  | 0.21824 | 62.8531
581 | JCKCNTY802 | 2 | North | YES | 0.006387 | 147 | 0 | 147 | 0 | 1.022 | CC | 1 | 0.21824 | 147 | 147 | 0.93889 | 147 |  |  | 0.21824 | 32.0813
582 | JCKCNTY803 | 3 | North | YES | 0.006387 | 147 | 0 | 147 | 0 | 1.022 | CC | 1 | 0.21824 | 147 | 147 | 0.93889 | 147 |  |  | 0.21824 | 32.0813
48911 | TGF_GT1_8000 | 1 | Houston | YES | 0.004747 | 69.2 | 0 | 69.2 |  | 1.029 | Cogen | 1 | 0.2166 | 0 | 0 |  |  |  |  | 0.2166 | 0
48731 | CBE_GT1 | 1 | Houston | YES | 0.004365 | 76 | 0 | 76 | 0 | 1.029 | CC | 1 | 0.21622 | 76 | 76 |  |  |  |  | 0.21622 | 16.4326
48732 | CBE_GT2 | 1 | Houston | YES | 0.004365 | 76 | 0 | 76 | 0 | 1.029 | CC | 1 | 0.21622 | 76 | 76 |  |  |  |  | 0.21622 | 16.4326
48733 | CBE_ST12 | 1 | Houston | YES | 0.004365 | 105 | 0 | 105 | 0 | 1.029 | CC | 1 | 0.21622 | 105 | 105 |  |  |  |  | 0.21622 | 22.7029
48734 | CBE_GT3 | 1 | Houston | YES | 0.004365 | 76 | 0 | 76 | 0 | 1.029 | CC | 1 | 0.21622 | 76 | 76 |  |  |  |  | 0.21622 | 16.4326
48735 | CBE_GT4 | 1 | Houston | YES | 0.004365 | 76 | 0 | 76 | 0 | 1.029 | CC | 1 | 0.21622 | 76 | 76 |  |  |  |  | 0.21622 | 16.4326
48736 | CBE_ST34 | 1 | Houston | YES | 0.004365 | 105 | 0 | 105 | 0 | 1.029 | CC | 1 | 0.21622 | 105 | 105 |  |  |  |  | 0.21622 | 22.7029
5911 | STP_GN1___1 | 1 | Houston | YES | 0.004103 | 1333 | 1249 | 1333 | 0 | 1.0406 | Nuc | 1 | 0.21596 | 0 | 0 |  |  |  |  | 0.21596 | 0
5912 | STP_GN2___2 | 2 | Houston | YES | 0.004103 | 1332 | 1249 | 1332 | 0 | 1.0406 | Nuc | 1 | 0.21596 | 0 | 0 |  |  |  |  | 0.21596 | 0
251 | BOSQUESW803 | 2 | North | YES | 0.003198 | 150 | 0 | 150 |  | 1.032 | CC | 1 | 0.21505 | 150 | 150 | 0.4797 | 150 |  |  | 0.21505 | 32.2576
253 | BOSQUESW804 | 2 | North | YES | 0.003198 | 80 | 0 | 80 |  | 1.032 | CC | 1 | 0.21505 | 80 | 80 | 0.25584 | 80 |  |  | 0.21505 | 17.2041
244 | WHITNYDM01 | 1 | North | YES | 0.00316 | 15 | 0 | 15 | 0 | 1.035 | Hydro | 1 | 0.21501 | 0 | 0 | 0 | 0 |  |  | 0.21501 | 0
245 | WHITNYDM02 | 2 | North | YES | 0.00316 | 15 | 0 | 15 | 0 | 1.035 | Hydro | 1 | 0.21501 | 0 | 0 | 0 | 0 |  |  | 0.21501 | 0
3432 | SANDOW_4G | 4 | South | YES | 0.000633 | 580 | 225 | 580 | 0 | 1.029 | LIGCO | 1 | 0.21249 | 0 | 580 |  |  |  |  | 0.21249 | 123.2418
13432 | SANDOW_5G | 5 | South | YES | 0.000633 | 581 | 225 | 581 | 0 | 1.029 | LIGCO | 1 | 0.21249 | 0 | 581 |  |  |  |  | 0.21249 | 123.4543
5934 | SI_RAY5 | 5 | South | YES | 0 | 0 | 10 | 15 |  | 1.035 | GST | 1 | 0.21185 | 15 | 15 |  |  |  |  | 0.21185 | 3.1778
8139 | JOS #1 | MB | South | YES | 0 | 0 | 45 | 255 |  | 1.02 | GST | 1 | 0.21185 | 0 | 0 |  |  |  |  | 0.21185 | 0
8285 | LAR #1 | MB | South | YES | 0 | 0 | 9 | 32 |  | 1.0497 | GST | 1 | 0.21185 | 0 | 0 |  |  |  |  | 0.21185 | 0
8287 | LAR #2 | MB | South | YES | 0 | 0 | 9 | 32 |  | 1.04 | GST | 1 | 0.21185 | 0 | 0 |  |  |  |  | 0.21185 | 0
8288 | LAR #3 | MB | South | YES | 0 | 0 | 25 | 105 |  | 1.04 | GST | 1 | 0.21185 | 0 | 0 |  |  |  |  | 0.21185 | 0
8388 | BATES0A | MB | South | YES | 0 | 0 | 21 | 71 |  | 1.033 | GST | 1 | 0.21185 | 0 | 0 |  |  |  |  | 0.21185 | 0
8393 | BATES0B | MB | South | YES | 0 | 0 | 25 | 110 |  | 1.03 | GST | 1 | 0.21185 | 0 | 0 |  |  |  |  | 0.21185 | 0
8437 | NUECES_B0C | MB | South | YES | 0 | 0 | 7 | 30 |  | 1.03 | GST | 1 | 0.21185 | 0 | 0 |  |  |  |  | 0.21185 | 0
8438 | NUECES_B0B | MB | South | YES | 0 | 0 | 26 | 169 |  | 1.03 | GST | 1 | 0.21185 | 0 | 0 |  |  |  |  | 0.21185 | 0
8442 | NUECES_B0A | MB | South | YES | 0 | 0 | 81 | 367 |  | 1.03 | GST | 1 | 0.21185 | 0 | 0 |  |  |  |  | 0.21185 | 0
39190 | TNSLCGN1__8 | 1 | Houston | YES | 0 | 0 | 10 | 30 |  | 1.03 | Cogen | 1 | 0.21185 | 0 | 0 |  |  |  |  | 0.21185 | 0
503 | NTHTEXAS01 | 1 | North | YES | -0.00096 | 0 | 5 | 18 |  | 1.015 | GST | 1 | 0.21089 | 18 | 18 | -0.01728 | 18 |  |  | 0.21089 | 3.7961
504 | NTHTEXAS02 | 2 | North | YES | -0.00096 | 14.4 | 5 | 18 |  | 1.015 | GST | 1 | 0.21089 | 18 | 18 | -0.01728 | 18 |  |  | 0.21089 | 3.7961
505 | NTHTEXAS03 | 3 | North | YES | -0.00096 | 30.4 | 15 | 38 |  | 1.015 | GST | 1 | 0.21089 | 38 | 38 | -0.03648 | 38 |  |  | 0.21089 | 8.0139
8134 | FOR #1 | 1 | South | YES | -0.002303 | 54.1 | 45 | 79 | 0 | 1.03 | Cogen | 1 | 0.20955 | 0 | 0 |  |  |  |  | 0.20955 | 0
8138 | FOR #2 | 2 | South | YES | -0.002303 | 63.1 | 45 | 81 | 0 | 1.03 | Cogen | 1 | 0.20955 | 0 | 0 |  |  |  |  | 0.20955 | 0
8153 | FOR #3 | 3 | South | YES | -0.002303 | 63.1 | 45 | 79.9 | 0 | 1.03 | Cogen | 1 | 0.20955 | 0 | 0 |  |  |  |  | 0.20955 | 0
8154 | FOR #4 | 4 | South | YES | -0.002303 | 63.1 | 60 | 80 | 0 | 1.03 | Cogen | 1 | 0.20955 | 0 | 0 |  |  |  |  | 0.20955 | 0
8155 | FOR #5 | 5 | South | YES | -0.002303 | 63.1 | 60 | 78.4 | 0 | 1.03 | Cogen | 1 | 0.20955 | 0 | 0 |  |  |  |  | 0.20955 | 0
8156 | FOR #6 | 6 | South | YES | -0.002303 | 24.9 | 5 | 25 | 0 | 1.03 | Cogen | 1 | 0.20955 | 0 | 0 |  |  |  |  | 0.20955 | 0
8157 | FOR #7 | 7 | South | YES | -0.002303 | 28.8 | 5 | 46 | 0 | 1.03 | Cogen | 1 | 0.20955 | 0 | 0 |  |  |  |  | 0.20955 | 0
80051 | FOR #8 | 8 | South | YES | -0.002303 | 28 | 28 | 28 | 0 | 1.016 | Cogen | 1 | 0.20955 | 0 | 0 |  |  |  |  | 0.20955 | 0
80052 | FOR #9 | 9 | South | YES | -0.002303 | 29.7 | 5 | 43.6 | 0 | 1.03 | Cogen | 1 | 0.20955 | 0 | 0 |  |  |  |  | 0.20955 | 0
80053 | FOR #10 | 10 | South | YES | -0.002303 | 68.4 | 45 | 75 | 0 | 1.03 | Cogen | 1 | 0.20955 | 0 | 0 |  |  |  |  | 0.20955 | 0
7012 | L_FPPYD21_3Y | 3 | South | YES | -0.002331 | 427.5 | 200 | 436 | 0 | 1.02 | LIGCO | 1 | 0.20952 | 0 | 436 |  |  |  |  | 0.20952 | 91.3515
7010 | L_FPPYD11_1Y | 1 | South | YES | -0.002332 | 547.4 | 200 | 606 | 0 | 1.02 | LIGCO | 1 | 0.20952 | 0 | 606 |  |  |  |  | 0.20952 | 126.9696
7011 | L_FPPYD11_2Y | 2 | South | YES | -0.002332 | 552.2 | 200 | 598 | 0 | 1.02 | LIGCO | 1 | 0.20952 | 0 | 598 |  |  |  |  | 0.20952 | 125.2935
80226 | ALCOA G | 1 | South | YES | -0.002492 | 32.3 | 5 | 48 | 0 | 1.015 | Cogen | 1 | 0.20936 | 0 | 0 |  |  |  |  | 0.20936 | 0
7007 | L_LOSTPI1_1Y | 1 | South | YES | -0.002899 | 158.6 | 110 | 158 | 0 | 1 | CC | 1 | 0.20895 | 158 | 158 |  |  |  |  | 0.20895 | 33.0147
7008 | L_LOSTPI1_2Y | 2 | South | YES | -0.002899 | 157.7 | 107 | 160 | 0 | 1 | CC | 1 | 0.20895 | 160 | 160 |  |  |  |  | 0.20895 | 33.4326
7009 | L_LOSTPI1_3Y | 3 | South | YES | -0.002899 | 173.9 | 72 | 175 | 0 | 1 | CC | 1 | 0.20895 | 175 | 175 |  |  |  |  | 0.20895 | 36.5669
8147 | UCAR #2 | 10 | South | YES | -0.003167 | 18.2 | 0 | 28 |  | 1 | Cogen | 1 | 0.20869 | 0 | 0 |  |  |  |  | 0.20869 | 0
8148 | UCAR #1 | 2 | South | YES | -0.003167 | 6.1 | 0 | 7 | 0 | 1.009 | Cogen | 1 | 0.20869 | 0 | 0 |  |  |  |  | 0.20869 | 0
80137 | CSDR89 | 9 | South | YES | -0.003167 | 0 | 0 | 15 |  | 1.003 | DCTie | 1 | 0.20869 | 0 | 0 |  |  |  |  | 0.20869 | 0
80137 | CSDR89 | 8 | South | YES | -0.003167 | 33.9 | 0 | 39 |  | 1.003 | DCTie | 1 | 0.20869 | 0 | 0 |  |  |  |  | 0.20869 | 0
80138 | CSDR7 | 7 | South | YES | -0.003167 | 6.1 | 0 | 7 | 0 | 1.014 | DCTie | 1 | 0.20869 | 0 | 0 |  |  |  |  | 0.20869 | 0
80139 | CSDR56 | 6 | South | YES | -0.003167 | 0 | 0 | 39 |  | 1.0033 | DCTie | 1 | 0.20869 | 0 | 0 |  |  |  |  | 0.20869 | 0
80139 | CSDR56 | 5 | South | YES | -0.003167 | 15 | 0 | 15 |  | 1.0033 | DCTie | 1 | 0.20869 | 0 | 0 |  |  |  |  | 0.20869 | 0
80140 | CSDR11 | 11 | South | YES | -0.003167 | 33.9 | 0 | 39 | 0 | 1.03 | DCTie | 1 | 0.20869 | 0 | 0 |  |  |  |  | 0.20869 | 0
80227 | AIRCO G | 1 | South | YES | -0.003297 | 7.2 | 0 | 8 | 0 | 1.0104 | Cogen | 1 | 0.20856 | 0 | 0 |  |  |  |  | 0.20856 | 0
80224 | VISTRONG1 | 1 | South | YES | -0.003376 | 13.1 | 0 | 15 | 0 | 1.01 | Cogen | 1 | 0.20848 | 0 | 0 |  |  |  |  | 0.20848 | 0
80225 | VISTRONG2 | 2 | South | YES | -0.003376 | 20.2 | 0 | 23 | 0 | 1.01 | Cogen | 1 | 0.20848 | 0 | 0 |  |  |  |  | 0.20848 | 0
7303 | L_WPPGS12_1Y | 1 | South | YES | -0.003593 | 50 | 0 | 50 | 0 | 1.025 | GGT | 1 | 0.20826 | 50 | 50 |  |  |  |  | 0.20826 | 10.413
7303 | L_WPPGS12_1Y | 2 | South | YES | -0.003593 | 50 | 0 | 50 | 0 | 1.025 | GGT | 1 | 0.20826 | 50 | 50 |  |  |  |  | 0.20826 | 10.413
7305 | L_WPPGS34_1Y | 3 | South | YES | -0.003593 | 50 | 0 | 50 | 0 | 1.025 | GGT | 1 | 0.20826 | 50 | 50 |  |  |  |  | 0.20826 | 10.413
7305 | L_WPPGS34_1Y | 4 | South | YES | -0.003593 | 50 | 0 | 50 | 0 | 1.025 | GGT | 1 | 0.20826 | 50 | 50 |  |  |  |  | 0.20826 | 10.413
8066 | DUP1V#1 | 1 | South | YES | -0.003673 | 52.3 | 0 | 73 | 0 | 1.01 | Cogen | 1 | 0.20818 | 0 | 0 |  |  |  |  | 0.20818 | 0
5508 | RAYBURNCC9 | 1 | South | YES | -0.003816 | 47.7 | 18.2 | 47.7 | 0 | 1.0296 | CC | 1 | 0.20804 | 47.7 | 47.7 |  |  |  |  | 0.20804 | 9.9234
5509 | RAYBURNCC10 | 1 | South | YES | -0.003816 | 37.3 | 5.2 | 37.3 | 0 | 1.0296 | CC | 1 | 0.20804 | 37.3 | 37.3 |  |  |  |  | 0.20804 | 7.7598
5511 | RAYBURNCC7 | 1 | South | YES | -0.003816 | 47.5 | 18.2 | 47.5 | 0 | 1.0296 | CC | 1 | 0.20804 | 47.5 | 47.5 |  |  |  |  | 0.20804 | 9.8818
5512 | RAYBURNCC8 | 1 | South | YES | -0.003816 | 49.3 | 18.2 | 49.3 | 0 | 1.0296 | CC | 1 | 0.20804 | 49.3 | 49.3 |  |  |  |  | 0.20804 | 10.2562
8173 | VICEC51A | 5 | South | YES | -0.003878 | 144 | 18 | 144 | 0 | 1.025 | CC | 1 | 0.20797 | 144 | 144 |  |  |  |  | 0.20797 | 29.9484
8174 | VICEC61A | 6 | South | YES | -0.003878 | 188 | 42 | 188 | 0 | 1.025 | CC | 1 | 0.20797 | 188 | 188 |  |  |  |  | 0.20797 | 39.0993
5503 | RAYBURNGEN3 | 1 | South | YES | -0.003971 | 17.6 | 6 | 22 | 0 | 1.0223 | GST | 1 | 0.20788 | 22 | 22 |  |  |  |  | 0.20788 | 4.5734
5505 | RAYBURNGEN1 | 1 | South | YES | -0.003971 | 0 | 1 | 11 |  | 1.0223 | GGT | 1 | 0.20788 | 11 | 11 |  |  |  |  | 0.20788 | 2.2867
5506 | RAYBURNGEN2 | 1 | South | YES | -0.003971 | 0 | 1 | 11 |  | 1.0223 | GGT | 1 | 0.20788 | 11 | 11 |  |  |  |  | 0.20788 | 2.2867
7807 | L_BASTEN1_1Y | 1 | South | YES | -0.004024 | 152.5 | 83.5 | 152.5 | 0 | 1.004 | CC | 1 | 0.20783 | 152.5 | 152.5 |  |  |  |  | 0.20783 | 31.6939
7808 | L_BASTEN1_2Y | 1 | South | YES | -0.004024 | 149.5 | 83.5 | 149.5 | 0 | 1.004 | CC | 1 | 0.20783 | 149.5 | 149.5 |  |  |  |  | 0.20783 | 31.0704
7809 | L_BASTEN1_3Y | 1 | South | YES | -0.004024 | 232.6 | 42 | 232.6 | 0 | 1.004 | CC | 1 | 0.20783 | 232.6 | 232.6 |  |  |  |  | 0.20783 | 48.341
8926 | LGE_GT10A | 1 | South | YES | -0.004903 | 158 | 0 | 158 | 0 | 1.03 | Cogen | 1 | 0.20695 | 0 | 0 |  |  |  |  | 0.20695 | 0
8927 | LGE_GT20A | 2 | South | YES | -0.004903 | 153 | 0 | 153 | 0 | 1.03 | Cogen | 1 | 0.20695 | 0 | 0 |  |  |  |  | 0.20695 | 0
8928 | LGE_STG0A | 3 | South | YES | -0.004903 | 100 | 0 | 100 | 0 | 1.03 | Cogen | 1 | 0.20695 | 0 | 0 |  |  |  |  | 0.20695 | 0
8930 | ICPGN10A | 1 | South | YES | -0.004903 | 149 | 0 | 149 | 0 | 1.03 | Cogen | 1 | 0.20695 | 0 | 0 |  |  |  |  | 0.20695 | 0
8931 | ICPGN20A | 2 | South | YES | -0.004903 | 150 | 0 | 150 | 0 | 1.03 | Cogen | 1 | 0.20695 | 0 | 0 |  |  |  |  | 0.20695 | 0
8932 | ICPGN30A | 3 | South | YES | -0.004903 | 127 | 0 | 127 | 0 | 1.03 | Cogen | 1 | 0.20695 | 0 | 0 |  |  |  |  | 0.20695 | 0
80223 | REYSHR G | 1 | South | YES | -0.004903 | 12 | 0 | 12 | 0 | 1.032 | Cogen | 1 | 0.20695 | 0 | 0 |  |  |  |  | 0.20695 | 0
8560 | CNOPGT1 | 1 | South | YES | -0.00526 | 148.3 | 0 | 148.3 | 0 | 1.03 | Cogen | 1 | 0.20659 | 0 | 0 |  |  |  |  | 0.20659 | 0
8561 | CNOPGT2 | 2 | South | YES | -0.00526 | 148.6 | 0 | 148.6 | 0 | 1.03 | Cogen | 1 | 0.20659 | 0 | 0 |  |  |  |  | 0.20659 | 0
8562 | CNOPST1 | 3 | South | YES | -0.00526 | 153 | 0 | 153 | 0 | 1.03 | Cogen | 1 | 0.20659 | 0 | 0 |  |  |  |  | 0.20659 | 0
8456 | COSW#1 | 1 | South | YES | -0.005278 | 20 | 0 | 20 | 0 | 1.027 | Cogen | 1 | 0.20657 | 0 | 0 |  |  |  |  | 0.20657 | 0
8457 | COSW#2 | 2 | South | YES | -0.005278 | 14 | 0 | 14 | 0 | 1.027 | Cogen | 1 | 0.20657 | 0 | 0 |  |  |  |  | 0.20657 | 0
8459 | B_DAVIS0B | MB | South | YES | -0.005324 | 0 | 50 | 339 |  | 1.03 | GSC | 1 | 0.20653 | 0 | 0 |  |  |  |  | 0.20653 | 0
8460 | B_DAVIS0A | MB | South | YES | -0.005324 | 0 | 50 | 340 |  | 1.03 | GSC | 1 | 0.20653 | 0 | 0 |  |  |  |  | 0.20653 | 0
8161 | COLETO0A | 1 | South | YES | -0.00533 | 633 | 200 | 633 | 0 | 1.03 | LIGCO | 1 | 0.20652 | 0 | 633 |  |  |  |  | 0.20652 | 130.729
8506 | VAL #1 | 1 | South | YES | -0.005366 | 20.9 | 0 | 25 | 0 | 1.0055 | Cogen | 1 | 0.20649 | 0 | 0 |  |  |  |  | 0.20649 | 0
8507 | VAL #2 | 2 | South | YES | -0.005366 | 20.9 | 0 | 25 | 0 | 1.0055 | Cogen | 1 | 0.20649 | 0 | 0 |  |  |  |  | 0.20649 | 0
8511 | OXY_CC0A | 1 | South | YES | -0.005374 | 30.3 | 0 | 38 |  | 1.027 | Cogen | 1 | 0.20648 | 0 | 0 |  |  |  |  | 0.20648 | 0
8461 | KOCH_UP0A | 1 | South | YES | -0.005411 | 38 | 0 | 38 | 0 | 1.012 | Cogen | 1 | 0.20644 | 0 | 0 |  |  |  |  | 0.20644 | 0
7004 | L_SIMGID1_1Y | 1 | South | YES | -0.005508 | 132 | 40 | 132 | 0 | 1.02 | GST | 1 | 0.20634 | 132 | 132 |  |  |  |  | 0.20634 | 27.2375
7005 | L_SIMGID1_2Y | 2 | South | YES | -0.005508 | 133 | 32 | 139 | 0 | 1.02 | GST | 1 | 0.20634 | 139 | 139 |  |  |  |  | 0.20634 | 28.6819
7006 | L_SIMGID1_3Y | 3 | South | YES | -0.005508 | 324.9 | 60 | 329 | 0 | 1.02 | GST | 1 | 0.20634 | 329 | 329 |  |  |  |  | 0.20634 | 67.8875
8517 | CELANEBI0A | 1 | South | YES | -0.00566 | 29 | 0 | 29 | 0 | 1.02 | Cogen | 1 | 0.20619 | 0 | 0 |  |  |  |  | 0.20619 | 0
8189 | CUECPL2A | 1 | South | YES | -0.00576 | 12 | 0 | 12 | 0 | 1.02 | Cogen | 1 | 0.20609 | 0 | 0 |  |  |  |  | 0.20609 | 0
80080 | GWINDT11A | 2 | South | YES | -0.005836 | 17.7 | 0 | 41 | 0 | 1.025 | Wind | 1 | 0.20602 | 0 | 41 |  |  |  |  | 0.20602 | 8.4467
80080 | GWINDT11A | 4 | South | YES | -0.005836 | 8.2 | 0 | 19 | 0 | 1.025 | Wind | 1 | 0.20602 | 0 | 19 |  |  |  |  | 0.20602 | 3.9143
80080 | GWINDT11A | 1 | South | YES | -0.005836 | 40.6 | 0 | 94 | 0 | 1.025 | Wind | 1 | 0.20602 | 0 | 94 |  |  |  |  | 0.20602 | 19.3656
80080 | GWINDT11A | 3 | South | YES | -0.005836 | 16.4 | 0 | 38 | 0 | 1.025 | Wind | 1 | 0.20602 | 0 | 38 |  |  |  |  | 0.20602 | 7.8286
80081 | GWINDT21A | 1 | South | YES | -0.005836 | 40.6 | 0 | 94 | 0 | 1.025 | Wind | 1 | 0.20602 | 0 | 94 |  |  |  |  | 0.20602 | 19.3656
80081 | GWINDT21A | 4 | South | YES | -0.005836 | 9.5 | 0 | 22 | 0 | 1.025 | Wind | 1 | 0.20602 | 0 | 22 |  |  |  |  | 0.20602 | 4.5324
80081 | GWINDT21A | 2 | South | YES | -0.005836 | 15.5 | 0 | 36 | 0 | 1.025 | Wind | 1 | 0.20602 | 0 | 36 |  |  |  |  | 0.20602 | 7.4166
80081 | GWINDT21A | 3 | South | YES | -0.005836 | 18.6 | 0 | 43 | 0 | 1.025 | Wind | 1 | 0.20602 | 0 | 43 |  |  |  |  | 0.20602 | 8.8587
80180 | PNSCALT11A | 1 | South | YES | -0.005836 | 63 | 0 | 146 | 0 | 1.025 | Wind | 1 | 0.20602 | 0 | 146 |  |  |  |  | 0.20602 | 30.0785
80180 | PNSCALT11A | 2 | South | YES | -0.005836 | 21.6 | 0 | 50 | 0 | 1.025 | Wind | 1 | 0.20602 | 0 | 50 |  |  |  |  | 0.20602 | 10.3008
80181 | PNSCALT21A | 2 | South | YES | -0.005836 | 21.6 | 0 | 50 | 0 | 1.025 | Wind | 1 | 0.20602 | 0 | 50 |  |  |  |  | 0.20602 | 10.3008
80181 | PNSCALT21A | 1 | South | YES | -0.005836 | 23.7 | 0 | 55 | 0 | 1.025 | Wind | 1 | 0.20602 | 0 | 55 |  |  |  |  | 0.20602 | 11.3309
5932 | SI_RAY9 | 9 | South | YES | -0.006062 | 32 | 32 | 38 | 0 | 1.035 | CC | 1 | 0.20579 | 38 | 38 |  |  |  |  | 0.20579 | 7.8201
5933 | SI_RAY6 | 6 | South | YES | -0.006062 | 15.4 | 10 | 19.3 | 0 | 1.035 | GST | 1 | 0.20579 | 19.3 | 19.3 |  |  |  |  | 0.20579 | 3.9718
5935 | SI_RAY10 | 10 | South | YES | -0.006062 | 47 | 10 | 47 | 0 | 1.03 | CC | 1 | 0.20579 | 47 | 47 |  |  |  |  | 0.20579 | 9.6722
80003 | MILHWYS | F | South | YES | -0.006062 | 0 | 0 | 0 | 0 | 1.0168 | AVR | 1 | 0.20579 | 0 | 0 |  |  |  |  | 0.20579 | 0
8981 | HECN1 | 1 | South | YES | -0.006469 | 144.8 | 0 | 144.8 | 0 | 1.0304 | CC | 1 | 0.20538 | 144.8 | 144.8 |  |  |  |  | 0.20538 | 29.7396
8982 | HECN2 | 2 | South | YES | -0.006469 | 144.1 | 0 | 144.1 | 0 | 1.0304 | CC | 1 | 0.20538 | 144.1 | 144.1 |  |  |  |  | 0.20538 | 29.5958
8983 | HECN3 | 3 | South | YES | -0.006469 | 171.9 | 0 | 171.9 | 0 | 1.0304 | CC | 1 | 0.20538 | 171.9 | 171.9 |  |  |  |  | 0.20538 | 35.3055
8936 | MVGN#1 | 1 | South | YES | -0.006471 | 216.6 | 0 | 216.6 | 0 | 1.0304 | CC | 1 | 0.20538 | 216.6 | 216.6 |  |  |  |  | 0.20538 | 44.4857
8937 | MVGN#2 | 2 | South | YES | -0.006471 | 216.7 | 0 | 216.7 | 0 | 1.0304 | CC | 1 | 0.20538 | 216.7 | 216.7 |  |  |  |  | 0.20538 | 44.5063
8938 | MVGN#3 | 3 | South | YES | -0.006471 | 250.9 | 0 | 250.9 | 0 | 1.0304 | CC | 1 | 0.20538 | 250.9 | 250.9 |  |  |  |  | 0.20538 | 51.5303
7624 | L_LAKEWO9_1Y | 1 | South | YES | -0.006489 | 0 | 0 | 2.4 |  | 1 | Hydro | 1 | 0.20536 | 0 | 0 |  |  |  |  | 0.20536 | 0
7624 | L_LAKEWO9_1Y | 2 | South | YES | -0.006489 | 0 | 0 | 2.4 |  | 1 | Hydro | 1 | 0.20536 | 0 | 0 |  |  |  |  | 0.20536 | 0
7014 | L_HAYSEN1_1Y | 1 | South | YES | -0.006525 | 223.9 | 74 | 223.9 | 0 | 1.008 | CC | 1 | 0.20533 | 223.9 | 223.9 |  |  |  |  | 0.20533 | 45.9729
7015 | L_HAYSEN1_2Y | 2 | South | YES | -0.006525 | 225 | 74 | 225 | 0 | 1.008 | CC | 1 | 0.20533 | 225 | 225 |  |  |  |  | 0.20533 | 46.1988
7016 | L_HAYSEN1_3Y | 3 | South | YES | -0.006525 | 224.6 | 74 | 224.6 | 0 | 1.008 | CC | 1 | 0.20533 | 224.6 | 224.6 |  |  |  |  | 0.20533 | 46.1166
7017 | L_HAYSEN1_4Y | 4 | South | YES | -0.006525 | 226.7 | 74 | 226.7 | 0 | 1.008 | CC | 1 | 0.20533 | 226.7 | 226.7 |  |  |  |  | 0.20533 | 46.5478
7810 | L_RIONOG1G1Y | 1 | South | YES | -0.00661 | 148 | 0 | 148 | 0 | 1.02 | CC | 1 | 0.20524 | 148 | 148 |  |  |  |  | 0.20524 | 30.3759
7811 | L_RIONOG1G2Y | 2 | South | YES | -0.00661 | 148 | 0 | 148 | 0 | 1.02 | CC | 1 | 0.20524 | 148 | 148 |  |  |  |  | 0.20524 | 30.3759
7812 | L_RIONOG1G3Y | 3 | South | YES | -0.00661 | 154 | 0 | 154 | 0 | 1.02 | CC | 1 | 0.20524 | 154 | 154 |  |  |  |  | 0.20524 | 31.6074
7813 | L_RIONOG1S1Y | 4 | South | YES | -0.00661 | 293 | 0 | 293 | 0 | 1.02 | CC | 1 | 0.20524 | 293 | 293 |  |  |  |  | 0.20524 | 60.1362
7800 | L_GUADGE1_1Y | 1 | South | YES | -0.006707 | 147 | 30 | 147 | 0 | 1.02 | CC | 1 | 0.20515 | 147 | 147 |  |  |  |  | 0.20515 | 30.1564
7801 | L_GUADGE1_2Y | 2 | South | YES | -0.006707 | 138 | 30 | 138 | 0 | 1.02 | CC | 1 | 0.20515 | 138 | 138 |  |  |  |  | 0.20515 | 28.3101
7802 | L_GUADGE1_3Y | 3 | South | YES | -0.006707 | 146 | 30 | 146 | 0 | 1.02 | CC | 1 | 0.20515 | 146 | 146 |  |  |  |  | 0.20515 | 29.9513
7803 | L_GUADGE1_4Y | 4 | South | YES | -0.006707 | 149 | 30 | 149 | 0 | 1.02 | CC | 1 | 0.20515 | 149 | 149 |  |  |  |  | 0.20515 | 30.5667
7804 | L_GUADGE1_5Y | 5 | South | YES | -0.006707 | 182 | 30 | 182 | 0 | 1.02 | CC | 1 | 0.20515 | 182 | 182 |  |  |  |  | 0.20515 | 37.3365
7805 | L_GUADGE1_6Y | 6 | South | YES | -0.006707 | 203 | 30 | 203 | 0 | 1.02 | CC | 1 | 0.20515 | 203 | 203 |  |  |  |  | 0.20515 | 41.6446
88198 | BEEVILLE | F | South | YES | -0.006889 | 0 | 0 | 0 | 0 | 1.02 | AVR | 1 | 0.20496 | 0 | 0 |  |  |  |  | 0.20496 | 0
8933 | FGNTS001 | 1 | South | YES | -0.007015 | 146.5 | 0 | 146.5 | 0 | 1.03 | CC | 1 | 0.20484 | 146.5 | 146.5 |  |  |  |  | 0.20484 | 30.0087
8934 | FGNTS101 | 2 | South | YES | -0.007015 | 147.9 | 0 | 147.9 | 0 | 1.03 | CC | 1 | 0.20484 | 147.9 | 147.9 |  |  |  |  | 0.20484 | 30.2955
8935 | FGNTS201 | 3 | South | YES | -0.007015 | 173 | 0 | 173 | 0 | 1.03 | CC | 1 | 0.20484 | 173 | 173 |  |  |  |  | 0.20484 | 35.437
7605 | L_MCQUEE9_1Y | 2 | South | YES | -0.007115 | 0 | 0 | 2.4 |  | 1.025 | Hydro | 1 | 0.20474 | 0 | 0 |  |  |  |  | 0.20474 | 0
7605 | L_MCQUEE9_1Y | 1 | South | YES | -0.007115 | 0 | 0 | 2.4 |  | 1.025 | Hydro | 1 | 0.20474 | 0 | 0 |  |  |  |  | 0.20474 | 0
7605 | L_MCQUEE9_1Y | 3 | South | YES | -0.007115 | 0 | 0 | 2.8 |  | 1.025 | Hydro | 1 | 0.20474 | 0 | 0 |  |  |  |  | 0.20474 | 0
7609 | L_SCHUMA8_1Y | 1 | South | YES | -0.007445 | 0 | 0 | 4 |  | 1 | Hydro | 1 | 0.20441 | 0 | 0 |  |  |  |  | 0.20441 | 0
9002 | DECKR_G3 | 3 | South | YES | -0.007472 | 0 | 24 | 42 |  | 1.015 | GGT | 1 | 0.20438 | 42 | 42 |  |  |  |  | 0.20438 | 8.584
9003 | DECKR_G4 | 4 | South | YES | -0.007472 | 44 | 24 | 44 | 0 | 1.015 | GGT | 1 | 0.20438 | 44 | 44 |  |  |  |  | 0.20438 | 8.9928
9004 | DECKR_G5 | 5 | South | YES | -0.007472 | 44 | 24 | 44 | 0 | 1.015 | GGT | 1 | 0.20438 | 44 | 44 |  |  |  |  | 0.20438 | 8.9928
9005 | DECKR_G6 | 6 | South | YES | -0.007472 | 44 | 24 | 47 | 0 | 1.015 | GGT | 1 | 0.20438 | 47 | 47 |  |  |  |  | 0.20438 | 9.6059
5903 | SANMIGUELGEN | 1 | South | YES | -0.007493 | 396.3 | 180 | 396.3 | 0 | 1.0331 | LIGCO | 1 | 0.20436 | 0 | 396.3 |  |  |  |  | 0.20436 | 80.9878
5401 | CALAVER_JKS1 | 1 | South | YES | -0.007563 | 562 | 100 | 562 | 0 | 1.018 | LIGCO | 1 | 0.20429 | 0 | 562 |  |  |  |  | 0.20429 | 114.8109
9016 | SANDH_G1 | 1 | South | YES | -0.007766 | 45 | 2 | 49 | 0 | 1.0175 | GGT | 1 | 0.20409 | 49 | 49 |  |  |  |  | 0.20409 | 10.0003
9017 | SANDH_G2 | 2 | South | YES | -0.007766 | 45 | 2 | 46 | 0 | 1.0175 | GGT | 1 | 0.20409 | 46 | 46 |  |  |  |  | 0.20409 | 9.388
9018 | SANDH_G3 | 3 | South | YES | -0.007766 | 45 | 2 | 46 | 0 | 1.0175 | GGT | 1 | 0.20409 | 46 | 46 |  |  |  |  | 0.20409 | 9.388
9019 | SANDH_G4 | 4 | South | YES | -0.007766 | 0 | 2 | 47 |  | 1.0175 | GGT | 1 | 0.20409 | 47 | 47 |  |  |  |  | 0.20409 | 9.5921
9020 | SANDHG5A | 5A | South | YES | -0.007766 | 150 | 84 | 155 | 0 | 1.0175 | CC | 1 | 0.20409 | 155 | 155 |  |  |  |  | 0.20409 | 31.6335
9021 | SANDHG5C | 5C | South | YES | -0.007766 | 140 | 0 | 148 | 0 | 1.0175 | CC | 1 | 0.20409 | 148 | 148 |  |  |  |  | 0.20409 | 30.2049
5476 | BRA_AVR1_CT1 | 1 | South | YES | -0.007897 | 155 | 90 | 155 | 0 | 1.017 | CC | 1 | 0.20396 | 155 | 155 |  |  |  |  | 0.20396 | 31.6132
5477 | BRA_AVR1_ST1 | 1 | South | YES | -0.007897 | 174 | 138 | 174 | 0 | 1.017 | CC | 1 | 0.20396 | 174 | 174 |  |  |  |  | 0.20396 | 35.4883
5478 | BRA_AVR1_CT2 | 1 | South | YES | -0.007897 | 155 | 90 | 155 | 0 | 1.017 | CC | 1 | 0.20396 | 155 | 155 |  |  |  |  | 0.20396 | 31.6132
9000 | DECKR_G1 | 1 | South | YES | -0.007907 | 280 | 50 | 321 | 0 | 1.015 | GST | 1 | 0.20395 | 321 | 321 |  |  |  |  | 0.20395 | 65.4666
9001 | DECKR_G2 | 2 | South | YES | -0.007907 | 400 | 50 | 426 | 0 | 1.015 | GST | 1 | 0.20395 | 426 | 426 |  |  |  |  | 0.20395 | 86.8809
5436 | TUTTL_WBT1G1 | 1 | South | YES | -0.008152 | 48.8 | 20 | 61 | 0 | 1.012 | GST | 1 | 0.2037 | 61 | 61 |  |  |  |  | 0.2037 | 12.4258
5438 | TUTTL_WBT3G3 | 3 | South | YES | -0.008152 | 95 | 25 | 95 | 0 | 1.012 | GST | 1 | 0.2037 | 95 | 95 |  |  |  |  | 0.2037 | 19.3516
5439 | TUTTL_WBT4G4 | 4 | South | YES | -0.008152 | 120.8 | 40 | 151 | 0 | 1.012 | GST | 1 | 0.2037 | 151 | 151 |  |  |  |  | 0.2037 | 30.7588
88508 | FALFURRI | F | South | YES | -0.0085 | 0 | 0 | 0 | 0 | 1 | AVR | 1 | 0.20335 | 0 | 0 |  |  |  |  | 0.20335 | 0
5111 | CALAVER_JTD1 | 1 | South | YES | -0.008523 | 430 | 80 | 430 | 0 | 1.0138 | LIGCO | 1 | 0.20333 | 0 | 430 |  |  |  |  | 0.20333 | 87.4318
5112 | CALAVER_JTD2 | 2 | South | YES | -0.008523 | 430 | 80 | 430 | 0 | 1.0138 | LIGCO | 1 | 0.20333 | 0 | 430 |  |  |  |  | 0.20333 | 87.4318
5026 | BRAUNIG_VHB1 | 1 | South | YES | -0.008595 | 215 | 40 | 215 | 0 | 1.0192 | GST | 1 | 0.20326 | 215 | 215 |  |  |  |  | 0.20326 | 43.7004
5027 | BRAUNIG_VHB2 | 2 | South | YES | -0.008595 | 172.8 | 40 | 216 | 0 | 1.0192 | GST | 1 | 0.20326 | 216 | 216 |  |  |  |  | 0.20326 | 43.9037
5031 | BRA_VHBCT1 | 1 | South | YES | -0.008595 | 44 | 24 | 44 | 0 | 1.0192 | #N/A | 1 | 0.20326 | 44 | 44 |  |  |  |  | 0.20326 | 8.9433
5032 | BRA_VHBCT2 | 2 | South | YES | -0.008595 | 44 | 24 | 44 | 0 | 1.0192 | #N/A | 1 | 0.20326 | 44 | 44 |  |  |  |  | 0.20326 | 8.9433
5033 | BRA_VHBCT3 | 3 | South | YES | -0.008595 | 43 | 24 | 43 | 0 | 1.0192 | #N/A | 1 | 0.20326 | 43 | 43 |  |  |  |  | 0.20326 | 8.7401
5034 | BRA_VHBCT4 | 4 | South | YES | -0.008595 | 45 | 24 | 45 | 0 | 1.0192 | #N/A | 1 | 0.20326 | 45 | 45 |  |  |  |  | 0.20326 | 9.1466
5396 | CALAVER_OWS1 | 1 | South | YES | -0.008606 | 418 | 80 | 418 | 0 | 1.0192 | GST | 1 | 0.20325 | 418 | 418 |  |  |  |  | 0.20325 | 84.9572
5397 | CALAVER_OWS2 | 2 | South | YES | -0.008606 | 400 | 80 | 400 | 0 | 1.0192 | GST | 1 | 0.20325 | 400 | 400 |  |  |  |  | 0.20325 | 81.2987
7020 | L_AUSTPL1_1Y | 2 | South | YES | -0.008695 | 0 | 0 | 8 |  | 1 | Hydro | 1 | 0.20316 | 0 | 0 |  |  |  |  | 0.20316 | 0
7020 | L_AUSTPL1_1Y | 1 | South | YES | -0.008695 | 0 | 0 | 8 |  | 1 | Hydro | 1 | 0.20316 | 0 | 0 |  |  |  |  | 0.20316 | 0
5028 | BRAUNIG_VHB3 | 3 | South | YES | -0.008796 | 407 | 60 | 407 | 0 | 1.0138 | GST | 1 | 0.20306 | 407 | 407 |  |  |  |  | 0.20306 | 82.6441
7487 | L_CANYHY8_1Y | 1 | South | YES | -0.009014 | 0 | 0 | 6 |  | 1 | Hydro | 1 | 0.20284 | 0 | 0 |  |  |  |  | 0.20284 | 0
5264 | LEON_LCP3G3 | 3 | South | YES | -0.009302 | 0 | 20 | 58 |  | 1.0197 | GST | 1 | 0.20255 | 58 | 58 |  |  |  |  | 0.20255 | 11.748
5265 | LEON_LCP4G4 | 4 | South | YES | -0.009302 | 71.2 | 25 | 89 | 0 | 1.0197 | GST | 1 | 0.20255 | 89 | 89 |  |  |  |  | 0.20255 | 18.027
5266 | LEON_LCPCT1 | 1 | South | YES | -0.009302 | 44 | 24 | 44 | 0 | 1.0197 | GGT | 1 | 0.20255 | 44 | 44 |  |  |  |  | 0.20255 | 8.9122
5267 | LEON_LCPCT2 | 2 | South | YES | -0.009302 | 44 | 24 | 44 | 0 | 1.0197 | GGT | 1 | 0.20255 | 44 | 44 |  |  |  |  | 0.20255 | 8.9122
5268 | LEON_LCPCT3 | 3 | South | YES | -0.009302 | 43 | 24 | 43 | 0 | 1.0197 | GGT | 1 | 0.20255 | 43 | 43 |  |  |  |  | 0.20255 | 8.7097
5269 | LEON_LCPCT4 | 4 | South | YES | -0.009302 | 45 | 24 | 45 | 0 | 1.0197 | GGT | 1 | 0.20255 | 45 | 45 |  |  |  |  | 0.20255 | 9.1148
5728 | FALCONHYDRO2 | 2 | South | YES | -0.010347 | 12 | 0 | 12 | 0 | 1.0227 | Hydro | 1 | 0.20151 | 0 | 0 |  |  |  |  | 0.20151 | 0
5729 | FALCONHYDRO3 | 3 | South | YES | -0.010347 | 11 | 0 | 11 | 0 | 1.0227 | Hydro | 1 | 0.20151 | 0 | 0 |  |  |  |  | 0.20151 | 0
8048 | FALCONHYDRO1 | 1 | South | YES | -0.010347 | 12 | 0 | 12 | 0 | 1.0227 | Hydro | 1 | 0.20151 | 0 | 0 |  |  |  |  | 0.20151 | 0
88299 | ZAPATA | F | South | YES | -0.013535 | 0 | 0 | 0 | 0 | 1.02 | BLT | 1 | 0.19832 | 0 | 0 |  |  |  |  | 0.19832 | 0
1432 | GRHAMSES_2G | 2 | North | YES | -0.016681 | 294.9 | 90 | 366 | 0 | 1.014 | GST | 1 | 0.19517 | 366 | 366 | -6.1052 | 366 |  |  | 0.19517 | 71.4329
1437 | MESQUITW_1G | 1 | North | YES | -0.016681 | 40 | 0 | 400 | 0 | 1.023 | Wind | 1 | 0.19517 | 0 | 400 | -6.6724 | 400 |  |  | 0.19517 | 78.0687
1438 | MESQUITW_2G | 1 | North | YES | -0.016681 | 23.6 | 0 | 236 |  | 1.017 | Wind | 1 | 0.19517 | 0 | 236 | -3.9367 | 236 |  |  | 0.19517 | 46.0606
1442 | COKFIELD_5 | 1 | North | YES | -0.016681 | 16.5 | 0 | 165 |  | 1.029 | Wind | 1 | 0.19517 | 0 | 165 | -2.7524 | 165 |  |  | 0.19517 | 32.2034
7031 | L_MARSFO1G1Y | 1 | South | YES | -0.016745 | 0 | 0 | 36 |  | 1 | Hydro | 1 | 0.19511 | 0 | 0 |  |  |  |  | 0.19511 | 0
7032 | L_MARSFO1G2Y | 2 | South | YES | -0.016745 | 0 | 0 | 35 |  | 1 | Hydro | 1 | 0.19511 | 0 | 0 |  |  |  |  | 0.19511 | 0
7033 | L_MARSFO1G3Y | 3 | South | YES | -0.016745 | 0 | 0 | 36 |  | 1 | Hydro | 1 | 0.19511 | 0 | 0 |  |  |  |  | 0.19511 | 0
80012 | LAR | F | South | YES | -0.018161 | 0 | 0 | 0 | 0 | 1.04 | DCTie | 1 | 0.19369 | 0 | 0 |  |  |  |  | 0.19369 | 0
80265 | LARECU40A | 4 | South | YES | -0.018163 | 80 | 0 | 100 |  | 1.039 | GGT | 1 | 0.19369 | 100 | 100 |  |  |  |  | 0.19369 | 19.369
80266 | LARECU50A | 5 | South | YES | -0.018163 | 80 | 0 | 100 |  | 1.039 | GGT | 1 | 0.19369 | 100 | 100 |  |  |  |  | 0.19369 | 19.369
5890 | PEARSALLGEN1 | 1 | South | YES | -0.018445 | 19.2 | 6 | 24 | 0 | 1.0161 | GST | 1 | 0.19341 | 24 | 24 |  |  |  |  | 0.19341 | 4.6418
5891 | PEARSALLGEN2 | 1 | South | YES | -0.018445 | 19.4 | 6 | 24.3 | 0 | 1.0161 | GST | 1 | 0.19341 | 24.3 | 24.3 |  |  |  |  | 0.19341 | 4.6998
5892 | PEARSALLGEN3 | 1 | South | YES | -0.018445 | 19.1 | 6 | 23.9 | 0 | 1.0161 | GST | 1 | 0.19341 | 23.9 | 23.9 |  |  |  |  | 0.19341 | 4.6224
344 | MRSSHPRD | 1 | North | YES | -0.023749 | 12 | 0 | 12 |  | 1.03 | Hydro | 1 | 0.1881 | 0 | 0 | 0 | 0 |  |  | 0.1881 | 0
345 | MRSSHPRD01 | 2 | North | YES | -0.023749 | 12 | 0 | 12 |  | 1.03 | Hydro | 1 | 0.1881 | 0 | 0 | 0 | 0 |  |  | 0.1881 | 0
1600 | BARTNWND_1G | 1 | North | YES | -0.024474 | 12 | 0 | 120 | 0 | 1.022 | Wind | 1 | 0.18738 | 0 | 120 | -2.9369 | 120 |  |  | 0.18738 | 22.4855
7028 | L_MARBFA1_1Y | 1 | South | YES | -0.033055 | 0 | 0 | 18 |  | 1 | Hydro | 1 | 0.1788 | 0 | 0 |  |  |  |  | 0.1788 | 0
7029 | L_MARBFA1_2Y | 2 | South | YES | -0.033055 | 0 | 0 | 18 |  | 1 | Hydro | 1 | 0.1788 | 0 | 0 |  |  |  |  | 0.1788 | 0
1479 | WFCOGEN_1G | 2 | North | YES | -0.03648 | 16 | 12 | 20 | 0 | 1 | Cogen | 1 | 0.17537 | 0 | 0 | 0 | 0 |  |  | 0.17537 | 0
1479 | WFCOGEN_1G | 1 | North | YES | -0.03648 | 16 | 12 | 20 | 0 | 1 | Cogen | 1 | 0.17537 | 0 | 0 | 0 | 0 |  |  | 0.17537 | 0
1482 | WFCOGEN_2G | 2 | North | YES | -0.03648 | 13.6 | 12 | 17 | 0 | 1 | Cogen | 1 | 0.17537 | 0 | 0 | 0 | 0 |  |  | 0.17537 | 0
1482 | WFCOGEN_2G | 1 | North | YES | -0.03648 | 16 | 12 | 20 | 0 | 1 | Cogen | 1 | 0.17537 | 0 | 0 | 0 | 0 |  |  | 0.17537 | 0
7035 | L_WIRTZ_1G1Y | 1 | South | YES | -0.039686 | 0 | 0 | 29 |  | 1 | Hydro | 1 | 0.17217 | 0 | 0 |  |  |  |  | 0.17217 | 0
7036 | L_WIRTZ_1G2Y | 2 | South | YES | -0.039686 | 23 | 0 | 29.8 |  | 1 | Hydro | 1 | 0.17217 | 0 | 0 |  |  |  |  | 0.17217 | 0
7000 | L_FERGUS1_1Y | 1 | South | YES | -0.040246 | 400 | 65 | 423.3 | 0 | 1.015 | GSC | 1 | 0.17161 | 423.3 | 423.3 |  |  |  |  | 0.17161 | 72.6412
1433 | GRHAMSES_1G | 1 | North | YES | -0.044639 | 242 | 60 | 242 | 0 | 1.038 | GST | 1 | 0.16721 | 242 | 242 | -10.8026 | 242 |  |  | 0.16721 | 40.4658
332 | RWMILLER01 | 1 | North | YES | -0.045094 | 58.4 | 18.5 | 73 | 0 | 1.04 | GST | 1 | 0.16676 | 73 | 73 | -3.2919 | 73 |  |  | 0.16676 | 12.1734
333 | RWMILLER02 | 2 | North | YES | -0.045094 | 95.2 | 37 | 119 | 0 | 1.04 | GST | 1 | 0.16676 | 119 | 119 | -5.3662 | 119 |  |  | 0.16676 | 19.8443
334 | RWMILLER03 | 3 | North | YES | -0.045094 | 166.4 | 65 | 208 | 0 | 1.04 | GST | 1 | 0.16676 | 208 | 208 | -9.3796 | 208 |  |  | 0.16676 | 34.6858
335 | RWMILLER04 | 4 | North | YES | -0.045094 | 81.6 | 0 | 102 | 0 | 1.04 | GST | 1 | 0.16676 | 102 | 102 | -4.5996 | 102 |  |  | 0.16676 | 17.0094
336 | RWMILLER05 | 5 | North | YES | -0.045094 | 80.8 | 0 | 101 | 0 | 1.04 | GST | 1 | 0.16676 | 101 | 101 | -4.5545 | 101 |  |  | 0.16676 | 16.8426
7022 | L_BUCHAN1_1Y | 1 | South | YES | -0.051396 | 0 | 0 | 18 |  | 1 | Hydro | 1 | 0.16046 | 0 | 0 |  |  |  |  | 0.16046 | 0
7023 | L_BUCHAN1_2Y | 2 | South | YES | -0.051396 | 0 | 0 | 18 |  | 1 | Hydro | 1 | 0.16046 | 0 | 0 |  |  |  |  | 0.16046 | 0
7024 | L_BUCHAN1_3Y | 3 | South | YES | -0.051396 | 0 | 0 | 15 |  | 1 | Hydro | 1 | 0.16046 | 0 | 0 |  |  |  |  | 0.16046 | 0
7026 | L_INKSDA1_1Y | 1 | South | YES | -0.053555 | 0 | 0 | 13.7 |  | 1 | Hydro | 1 | 0.1583 | 0 | 0 |  |  |  |  | 0.1583 | 0
80010 | EPLVT1 | F | South | YES | -0.062968 | 0 | 0 | 0 |  | 1.0376 | DCTie | 1 | 0.14888 | 0 | 0 |  |  |  |  | 0.14888 | 0
8262 | ELPS | 1 | South | YES | -0.068239 | 6 | 6 | 6 | 0 | 1.15 | Hydro | 1 | 0.14361 | 0 | 0 |  |  |  |  | 0.14361 | 0
8032 | AMISTADHYD1 | 1 | South | YES | -0.090897 | 33 | 13 | 33 | 0 | 1.0375 | Hydro | 1 | 0.12096 | 0 | 0 |  |  |  |  | 0.12096 | 0
8033 | AMISTADHYD2 | 2 | South | YES | -0.090897 | 25 | 13 | 25 | 0 | 1.0375 | Hydro | 1 | 0.12096 | 0 | 0 |  |  |  |  | 0.12096 | 0
88253 | HAMILTON | F | South | YES | -0.090897 | 0 | 0 | 0 | 0 | 1.04 | BLT | 1 | 0.12096 | 0 | 0 |  |  |  |  | 0.12096 | 0
1643 | SLSTR1PP_1G | 1 | North | YES | -0.13391 | 6 | 0 | 60 | 0 | 1.022 | Wind | 1 | 0.077944 | 0 | 60 | -8.0345 | 60 |  |  | 0.077944 | 4.6766
6100 | OKLA7A | EQ | West | YES | -0.10347 | 50 | -220 | 220 | 0 | 1.035 | DCTie | -1 | 0.12848 | 0 | 0 |  |  | 0 | 0 | -0.12848 | 0
6752 | OKLA0A | 1 | West | YES | -0.10347 | 649.7 | 175 | 649.7 | 0 | 1.035 | LIGCO | -1 | 0.12848 | 0 | 649.7 |  |  | 0 | 0 | -0.12848 | 0
60052 | WILDHRS11A | 1 | West | YES | -0.15005 | 25.3 | 0 | 126.5 | 0 | 1.005 | Wind | -1 | 0.17506 | 0 | 126.5 |  |  | 0 | 0 | -0.17506 | 0
60053 | WILDHRS21A | 1 | West | YES | -0.15005 | 7.8 | 0 | 39 | 0 | 1.025 | Wind | -1 | 0.17506 | 0 | 39 |  |  | 0 | 0 | -0.17506 | 0
60081 | WHRLWIND1A | 1 | West | YES | -0.16346 | 12 | 0 | 60 | 0 | 1.03 | Wind | -1 | 0.18847 | 0 | 60 |  |  | 0 | 0 | -0.18847 | 0
6144 | MCADOO1A | 1 | West | YES | -0.18405 | 15 | 0 | 150 | 0 | 1.025 | Wind | -1 | 0.20906 | 0 | 150 |  |  | 0 | 0 | -0.20906 | 0
1049 | ROSCOEWI_5 | 1 | West | YES | -0.18596 | 41.8 | 0 | 209 |  | 1.01 | Wind | -1 | 0.21097 | 0 | 209 |  |  | 0 | 0 | -0.21097 | 0
1057 | ROSCOEWI_5 | 2 | West | YES | -0.18596 | 25.3 | 0 | 126.5 |  | 1.01 | Wind | -1 | 0.21097 | 0 | 126.5 |  |  | 0 | 0 | -0.21097 | 0
1060 | ROSCOEWI_5 | 3 | West | YES | -0.18596 | 39.4 | 0 | 197 | 0 | 1.01 | Wind | -1 | 0.21097 | 0 | 197 |  |  | 0 | 0 | -0.21097 | 0
1072 | ROSCOEWI_5 | 4 | West | YES | -0.18596 | 63.6 | 0 | 318 | 0 | 1.01 | Wind | -1 | 0.21097 | 0 | 318 |  |  | 0 | 0 | -0.21097 | 0
36998 | RDCNYNG1 | 1 | West | YES | -0.19978 | 16.8 | 0 | 84 |  | 1.01 | Wind | -1 | 0.22479 | 0 | 84 |  |  | 0 | 0 | -0.22479 | 0
1061 | CIELOGEN_1G | 1 | West | YES | -0.20337 | 19.8 | 0 | 99 |  | 1 | Wind | -1 | 0.22838 | 0 | 99 |  |  | 0 | 0 | -0.22838 | 0
1062 | CIELOGEN_2G | 1 | West | YES | -0.20337 | 12.2 | 0 | 61 |  | 1 | Wind | -1 | 0.22838 | 0 | 61 |  |  | 0 | 0 | -0.22838 | 0
1069 | KINDERMG_1G | 1 | West | YES | -0.20337 | 25 | 5 | 25 | 0 | 1.017 | Cogen | -1 | 0.22838 | 0 | 0 |  |  | 0 | 0 | -0.22838 | 0
1070 | KINDERMG_2G | 1 | West | YES | -0.20337 | 45.7 | 12 | 45.7 | 0 | 1.017 | Cogen | -1 | 0.22838 | 0 | 0 |  |  | 0 | 0 | -0.22838 | 0
1071 | KINDERMG_3G | 1 | West | YES | -0.20337 | 45.7 | 12 | 45.7 | 0 | 1.017 | Cogen | -1 | 0.22838 | 0 | 0 |  |  | 0 | 0 | -0.22838 | 0
1068 | SCURRYCW_1G | 1 | West | YES | -0.20348 | 28.2 | 1.3 | 141 |  | 1.01 | Wind | -1 | 0.22849 | 0 | 141 |  |  | 0 | 0 | -0.22849 | 0
1073 | SCURRYCW_2G | 2 | West | YES | -0.20348 | 24 | 0 | 120 | 0 | 1.017 | Wind | -1 | 0.22849 | 0 | 120 |  |  | 0 | 0 | -0.22849 | 0
1343 | TRENTIPP_8 | 1 | West | YES | -0.20405 | 30 | 0 | 150 |  | 1.014 | Wind | -1 | 0.22907 | 0 | 150 |  |  | 0 | 0 | -0.22907 | 0
1354 | AEPWIND_8 | 1 | West | YES | -0.20405 | 20.2 | 0 | 101 |  | 1 | Wind | -1 | 0.22907 | 0 | 101 |  |  | 0 | 0 | -0.22907 | 0
6637 | SNYDERW1A | 1 | West | YES | -0.20488 | 12.6 | 0 | 63 | 0 | 1.025 | Wind | -1 | 0.22989 | 0 | 63 |  |  | 0 | 0 | -0.22989 | 0
1301 | BULLCREK_8 | 1 | West | YES | -0.20567 | 36 | 0 | 180 | 0 | 1.017 | Wind | -1 | 0.23068 | 0 | 180 |  |  | 0 | 0 | -0.23068 | 0
1302 | COYOTEWG_8 | 1 | West | YES | -0.2069 | 45 | 0 | 225 |  | 1.01 | Wind | -1 | 0.23191 | 0 | 225 |  |  | 0 | 0 | -0.23191 | 0
1170 | AIRLAMESA_1G | 1 | West | YES | -0.20862 | 0 | 0 | 180 |  | 1 | Wind | -1 | 0.23363 | 0 | 180 |  |  | 0 | 0 | -0.23363 | 0
1360 | GUNSIGHT_8 | 1 | West | YES | -0.20893 | 24 | 0 | 120 | 0 | 1.01 | Wind | -1 | 0.23394 | 0 | 120 |  |  | 0 | 0 | -0.23394 | 0
1037 | MORGAN5G_5G | 5 | West | YES | -0.20902 | 109.6 | 40 | 137 | 0 | 1.029 | GST | -1 | 0.23403 | 137 | 137 |  |  | -28.6359 | 137 | -0.23403 | -32.0624
1039 | MRGNAG_1G | A | West | YES | -0.20902 | 69 | 69 | 69 | 0 | 1.029 | GGT | -1 | 0.23403 | 69 | 69 |  |  | -14.4224 | 69 | -0.23403 | -16.1482
1040 | MRGNBG_2G | B | West | YES | -0.20902 | 70 | 70 | 71 | 0 | 1.029 | GGT | -1 | 0.23403 | 71 | 71 |  |  | -14.8405 | 71 | -0.23403 | -16.6163
1041 | MRGNCG_3G | C | West | YES | -0.20902 | 69 | 69 | 70 | 0 | 1.029 | GGT | -1 | 0.23403 | 70 | 70 |  |  | -14.6315 | 70 | -0.23403 | -16.3822
1042 | MRGNDG_4G | D | West | YES | -0.20902 | 68 | 68 | 68 | 0 | 1.029 | GGT | -1 | 0.23403 | 68 | 68 |  |  | -14.2134 | 68 | -0.23403 | -15.9142
1043 | MRGNEG_5G | E | West | YES | -0.20902 | 68 | 68 | 70 | 0 | 1.029 | GGT | -1 | 0.23403 | 70 | 70 |  |  | -14.6315 | 70 | -0.23403 | -16.3822
1044 | MRGNFG_6G | F | West | YES | -0.20902 | 66 | 66 | 66 | 0 | 1.029 | GGT | -1 | 0.23403 | 66 | 66 |  |  | -13.7954 | 66 | -0.23403 | -15.4461
1327 | WILDHRSE_1G | 1 | West | YES | -0.20933 | 24 | 0 | 120 |  | 1 | Wind | -1 | 0.23434 | 0 | 120 |  |  | 0 | 0 | -0.23434 | 0
1333 | MCDDONAL_8 | 1 | West | YES | -0.21088 | 42.8 | 0 | 214.2 |  | 1.01 | Wind | -1 | 0.23589 | 0 | 214.2 |  |  | 0 | 0 | -0.23589 | 0
1328 | OCOTILLO_1G | 1 | West | YES | -0.21118 | 11.6 | 0 | 58 |  | 1.01 | Wind | -1 | 0.23619 | 0 | 58 |  |  | 0 | 0 | -0.23619 | 0
1416 | SWETWATR_1G | 1 | West | YES | -0.21126 | 30 | 18 | 30 | 0 | 1.026 | CC | -1 | 0.23627 | 30 | 30 |  |  | -6.3379 | 30 | -0.23627 | -7.0882
1417 | SWETWATR_2G | 2 | West | YES | -0.21126 | 72 | 36 | 72 | 0 | 1.026 | CC | -1 | 0.23627 | 72 | 72 |  |  | -15.2109 | 72 | -0.23627 | -17.0116
1418 | SWETWATR_3G | 3 | West | YES | -0.21126 | 68 | 36 | 68 | 0 | 1.026 | CC | -1 | 0.23627 | 68 | 68 |  |  | -14.3658 | 68 | -0.23627 | -16.0666
1419 | SWETWATR_4G | 4 | West | YES | -0.21126 | 61 | 36 | 61 | 0 | 1.026 | CC | -1 | 0.23627 | 61 | 61 |  |  | -12.887 | 61 | -0.23627 | -14.4126
1326 | STANTONW_8 | 1 | West | YES | -0.21139 | 20.1 | 0 | 100.5 |  | 1.01 | Wind | -1 | 0.2364 | 0 | 100.5 |  |  | 0 | 0 | -0.2364 | 0
1058 | LONGSHORE_5 | 1 | West | YES | -0.21147 | 30 | 0 | 150 |  | 1.01 | Wind | -1 | 0.23649 | 0 | 150 |  |  | 0 | 0 | -0.23649 | 0
1058 | LONGSHORE_5 | 2 | West | YES | -0.21147 | 44 | 0 | 220 |  | 1.01 | Wind | -1 | 0.23649 | 0 | 220 |  |  | 0 | 0 | -0.23649 | 0
1058 | LONGSHORE_5 | 3 | West | YES | -0.21147 | 23.4 | 0 | 117 |  | 1.01 | Wind | -1 | 0.23649 | 0 | 117 |  |  | 0 | 0 | -0.23649 | 0
1045 | CALENG1G_1G | 1 | West | YES | -0.2116 | 73.4 | 27 | 73.4 | 0 | 1.014 | Cogen | -1 | 0.23662 | 0 | 0 |  |  | 0 | 0 | -0.23662 | 0
1046 | CALENG2G_2G | 2 | West | YES | -0.2116 | 73.4 | 27 | 73.4 | 0 | 1.014 | Cogen | -1 | 0.23662 | 0 | 0 |  |  | 0 | 0 | -0.23662 | 0
1047 | CALENG3G_3G | 3 | West | YES | -0.2116 | 70.4 | 27 | 70.4 | 0 | 1.014 | Cogen | -1 | 0.23662 | 0 | 0 |  |  | 0 | 0 | -0.23662 | 0
1320 | BSP 1 | 1 | West | YES | -0.21177 | 25.5 | 2.9 | 25.8 | 0 | 1 | Cogen | -1 | 0.23678 | 0 | 0 |  |  | 0 | 0 | -0.23678 | 0
11001 | NAV1CT | 1 | West | YES | -0.21227 | 70.4 | 18 | 70.4 | 0 | 1.029 | CC | -1 | 0.23728 | 70.4 | 70.4 |  |  | -14.9436 | 70.4 | -0.23728 | -16.7044
11009 | NAV2CT | 1 | West | YES | -0.21227 | 71.4 | 18 | 71.4 | 0 | 1.029 | CC | -1 | 0.23728 | 71.4 | 71.4 |  |  | -15.1559 | 71.4 | -0.23728 | -16.9416
11011 | NAV3ST | 1 | West | YES | -0.21227 | 92.8 | 40 | 92.8 | 0 | 1.029 | CC | -1 | 0.23728 | 92.8 | 92.8 |  |  | -19.6984 | 92.8 | -0.23728 | -22.0194
11012 | NAV4CT | 1 | West | YES | -0.21227 | 80 | 18 | 80 | 0 | 1.029 | CC | -1 | 0.23728 | 80 | 80 |  |  | -16.9814 | 80 | -0.23728 | -18.9822
11013 | NAV5CT | 1 | West | YES | -0.21227 | 80 | 18 | 80 | 0 | 1.029 | CC | -1 | 0.23728 | 80 | 80 |  |  | -16.9814 | 80 | -0.23728 | -18.9822
11014 | NAV6ST | 1 | West | YES | -0.21227 | 115 | 40 | 115 | 0 | 1.029 | CC | -1 | 0.23728 | 115 | 115 |  |  | -24.4107 | 115 | -0.23728 | -27.287
11020 | TIEHVSG_1G | 1 | West | YES | -0.21228 | 208.2 | 63 | 208.2 | 0 | 1.012 | CC | -1 | 0.23729 | 208.2 | 208.2 |  |  | -44.1961 | 208.2 | -0.23729 | -49.4033
11021 | TIEHVCG_1G | 1 | West | YES | -0.21228 | 142.1 | 103 | 142.1 | 0 | 1.012 | CC | -1 | 0.23729 | 142.1 | 142.1 |  |  | -30.1646 | 142.1 | -0.23729 | -33.7186
11022 | TIEHVCG_2G | 1 | West | YES | -0.21228 | 132.4 | 103 | 132.4 | 0 | 1.012 | CC | -1 | 0.23729 | 132.4 | 132.4 |  |  | -28.1055 | 132.4 | -0.23729 | -31.4169
11023 | TIEHVCG_3G | 1 | West | YES | -0.21228 | 137.4 | 103 | 137.4 | 0 | 1.012 | CC | -1 | 0.23729 | 137.4 | 137.4 |  |  | -29.1669 | 137.4 | -0.23729 | -32.6034
11024 | TIEHVCG_4G | 1 | West | YES | -0.21228 | 147 | 103 | 147 | 0 | 1.012 | CC | -1 | 0.23729 | 147 | 147 |  |  | -31.2047 | 147 | -0.23729 | -34.8813
11025 | TIEHVSG_2G | 1 | West | YES | -0.21228 | 213.2 | 63 | 213.2 | 0 | 1.012 | CC | -1 | 0.23729 | 213.2 | 213.2 |  |  | -45.2575 | 213.2 | -0.23729 | -50.5898
1146 | NOTREES_1G | 1 | West | YES | -0.2125 | 29.8 | 0 | 149 | 0 | 1.017 | Wind | -1 | 0.23751 | 0 | 149 |  |  | 0 | 0 | -0.23751 | 0
7038 | L_DELAWA1_1Y | 1 | West | YES | -0.21281 | 3.5 | 0 | 35 | 0 | 1 | Wind | -1 | 0.23782 | 0 | 35 |  |  | 0 | 0 | -0.23782 | 0
7038 | L_DELAWA1_1Y | 2 | West | YES | -0.21281 | 3 | 0 | 30 | 0 | 1 | Wind | -1 | 0.23782 | 0 | 30 |  |  | 0 | 0 | -0.23782 | 0
1002 | PBCTAGE_1G | A | West | YES | -0.21296 | 64 | 64 | 66 | 0 | 1.036 | GGT | -1 | 0.23797 | 66 | 66 |  |  | -14.0556 | 66 | -0.23797 | -15.7063
1003 | PBCTBGE_2G | B | West | YES | -0.21296 | 65 | 65 | 66 | 0 | 1.036 | GGT | -1 | 0.23797 | 66 | 66 |  |  | -14.0556 | 66 | -0.23797 | -15.7063
1004 | PBCTCGE_3G | C | West | YES | -0.21296 | 62 | 62 | 67 | 0 | 1.036 | GGT | -1 | 0.23797 | 67 | 67 |  |  | -14.2686 | 67 | -0.23797 | -15.9443
1005 | PBCTDGE_4G | D | West | YES | -0.21296 | 65 | 65 | 68 | 0 | 1.036 | GGT | -1 | 0.23797 | 68 | 68 |  |  | -14.4816 | 68 | -0.23797 | -16.1823
1006 | PBCTEGE_5G | E | West | YES | -0.21296 | 65 | 65 | 67 | 0 | 1.036 | GGT | -1 | 0.23797 | 67 | 67 |  |  | -14.2686 | 67 | -0.23797 | -15.9443
1007 | PB5GEN_6G | 5 | West | YES | -0.21296 | 91.2 | 40 | 114 | 0 | 1.036 | GST | -1 | 0.23797 | 114 | 114 |  |  | -24.2779 | 114 | -0.23797 | -27.1291
1008 | PB6GEN_7G | 6 | West | YES | -0.21296 | 515 | 130 | 515 | 0 | 1.036 | GST | -1 | 0.23797 | 515 | 515 |  |  | -109.6765 | 515 | -0.23797 | -122.5571
71051 | L_BITTCR1_1N | W1 | West | YES | -0.21421 | 7.5 | 0 | 37.5 |  | 1.02 | Wind | -1 | 0.23922 | 0 | 37.5 |  |  | 0 | 0 | -0.23922 | 0
71054 | L_SWEETW1_1N | W1 | West | YES | -0.21421 | 21.5 | 0 | 107.5 |  | 1.02 | Wind | -1 | 0.23922 | 0 | 107.5 |  |  | 0 | 0 | -0.23922 | 0
71057 | L_SWEETW1_2N | W1 | West | YES | -0.21421 | 27 | 0 | 135 |  | 1.02 | Wind | -1 | 0.23922 | 0 | 135 |  |  | 0 | 0 | -0.23922 | 0
71059 | L_SWEETW1_3N | W1 | West | YES | -0.21421 | 23.8 | 0 | 119 | 0 | 1.02 | Wind | -1 | 0.23922 | 0 | 119 |  |  | 0 | 0 | -0.23922 | 0
71060 | L_SWEETW1_4N | W1 | West | YES | -0.21421 | 21 | 0 | 105 | 0 | 1.02 | Wind | -1 | 0.23922 | 0 | 105 |  |  | 0 | 0 | -0.23922 | 0
60057 | CALLAHAN1A | 1 | West | YES | -0.21705 | 22.8 | 0 | 114 | 0 | 1.04 | Wind | -1 | 0.24206 | 0 | 114 |  |  | 0 | 0 | -0.24206 | 0
1349 | WESTXWIN_1G | 1 | West | YES | -0.21744 | 1.3 | 0 | 6.6 |  | 1.014 | Wind | -1 | 0.24246 | 0 | 6.6 |  |  | 0 | 0 | -0.24246 | 0
1350 | NWPWRG1_1G | 1 | West | YES | -0.21744 | 6.9 | 1 | 34.3 |  | 1.014 | Wind | -1 | 0.24246 | 0 | 34.3 |  |  | 0 | 0 | -0.24246 | 0
60007 | KING_SW1A | 1 | West | YES | -0.21974 | 20 | 0 | 80 |  | 1.03 | Wind | -1 | 0.24475 | 0 | 80 |  |  | 0 | 0 | -0.24475 | 0
60019 | KING_NW1A | 1 | West | YES | -0.21974 | 20 | 0 | 80 |  | 1.03 | Wind | -1 | 0.24475 | 0 | 80 |  |  | 0 | 0 | -0.24475 | 0
60201 | RIO DRCS | F | West | YES | -0.22003 | 0 | 0 | 0 | 0 | 1.025 | AVR | -1 | 0.24504 | 0 | 0 |  |  | 0 | 0 | -0.24504 | 0
60016 | WOODWRD11A | 1 | West | YES | -0.22007 | 20 | 0 | 80 |  | 1.033 | Wind | -1 | 0.24508 | 0 | 80 |  |  | 0 | 0 | -0.24508 | 0
38332 | TNWDWRDU2_8 | 1 | West | YES | -0.22009 | 20 | 0 | 80 | 0 | 1.0232 | Wind | -1 | 0.2451 | 0 | 80 |  |  | 0 | 0 | -0.2451 | 0
38437 | TNSRBNMESA9 | 1 | West | YES | -0.22014 | 37.5 | 0 | 150 |  | 1.02 | Wind | -1 | 0.24515 | 0 | 150 |  |  | 0 | 0 | -0.24515 | 0
6016 | SWMESA | 1 | West | YES | -0.22063 | 18.8 | 0 | 75 |  | 1.03 | Wind | -1 | 0.24564 | 0 | 75 |  |  | 0 | 0 | -0.24564 | 0
60003 | KING_NE1A | 1 | West | YES | -0.22063 | 20 | 0 | 80 |  | 1.03 | Wind | -1 | 0.24564 | 0 | 80 |  |  | 0 | 0 | -0.24564 | 0
60005 | KING_SE1A | 1 | West | YES | -0.22063 | 10 | 0 | 40 |  | 1.035 | Wind | -1 | 0.24564 | 0 | 40 |  |  | 0 | 0 | -0.24564 | 0
60017 | ORNNWP1 | 1 | West | YES | -0.22065 | 20 | 0 | 80 |  | 1.027 | Wind | -1 | 0.24566 | 0 | 80 |  |  | 0 | 0 | -0.24566 | 0
60000 | DSKY2 | 1 | West | YES | -0.22076 | 19.1 | 0 | 76.5 |  | 1.039 | Wind | -1 | 0.24577 | 0 | 76.5 |  |  | 0 | 0 | -0.24577 | 0
60018 | DSKY1 | 1 | West | YES | -0.22082 | 21 | 0 | 84 | 0 | 1.023 | Wind | -1 | 0.24583 | 0 | 84 |  |  | 0 | 0 | -0.24583 | 0
60202 | FRNDDRCS | F | West | YES | -0.22589 | 0 | 0 | 0 | 0 | 0.9985 | AVR | -1 | 0.2509 | 0 | 0 |  |  | 0 | 0 | -0.2509 | 0
6407 | TURKTRAK1A | 1 | West | YES | -0.23658 | 33.9 | 0 | 169.5 | 0 | 1.025 | Wind | -1 | 0.26159 | 0 | 169.5 |  |  | 0 | 0 | -0.26159 | 0
76031 | L_GASCCR1_1N | W1 | West | YES | -0.24557 | 30 | 0 | 150 |  | 1.02 | Wind | -1 | 0.27058 | 0 | 150 |  |  | 0 | 0 | -0.27058 | 0
60058 | BUFF_GAP1A | 1 | West | YES | -0.24972 | 24 | 0 | 120 |  | 1 | Wind | -1 | 0.27473 | 0 | 120 |  |  | 0 | 0 | -0.27473 | 0
60060 | CIRELLO | 1 | West | YES | -0.24972 | 46.6 | 0 | 233 | 0 | 1 | Wind | -1 | 0.27473 | 0 | 233 |  |  | 0 | 0 | -0.27473 | 0
60063 | BUFF_GAP1B | 1 | West | YES | -0.24972 | 34 | 0 | 170.2 | 0 | 1.02 | Wind | -1 | 0.27473 | 0 | 170.2 |  |  | 0 | 0 | -0.27473 | 0
60066 | H_HOLLOW1A | 1 | West | YES | -0.24972 | 44.4 | 0 | 222 | 0 | 1.005 | Wind | -1 | 0.27473 | 0 | 222 |  |  | 0 | 0 | -0.27473 | 0
60068 | HHOLLOW21A | 1 | West | YES | -0.24972 | 36.8 | 0 | 184 | 0 | 1.025 | Wind | -1 | 0.27473 | 0 | 184 |  |  | 0 | 0 | -0.27473 | 0
60070 | HHOLLOW31A | 1 | West | YES | -0.24972 | 44.8 | 0 | 224 | 0 | 1.025 | Wind | -1 | 0.27473 | 0 | 224 |  |  | 0 | 0 | -0.27473 | 0
60072 | HHOLLOW41A | 1 | West | YES | -0.24972 | 23 | 0 | 115 | 0 | 1.025 | Wind | -1 | 0.27473 | 0 | 115 |  |  | 0 | 0 | -0.27473 | 0
76091 | L_DIVIDE1_1N | W1 | West | YES | -0.25226 | 110 | 0 | 550 |  | 1.02 | Wind | -1 | 0.27727 | 0 | 550 |  |  | 0 | 0 | -0.27727 | 0
Note on AL4: Zonal Cap - Zonal Impact

## Distributed Slack - Inc
Number of Bus | Name of Bus | ID | Area Name of Gen | AGC | P Sensitivity of Bus | Gen MW | Min MW | Max MW | V Sensitivity of Bus | Set Volt | Tech Type | Zone Impact | Zone Correlation | Inc Max | Dec Max | Souce S.F. Weighting | Souce Capacity | Sink S.F. Weighting | Sink Capacity | PTDF Calc | PTDF Weighting | Cumulative Concentrated Capacity | Cumulative Concentrated Impact
76091 | L_DIVIDE1_1N | W1 | West | YES | -0.25226 | 110 | 0 | 550 |  | 1.02 | Wind | -1 | 0.27727 | 0 | 550 |  |  | 0 | 0 | -0.27727 | 0 | 0 | 0
60058 | BUFF_GAP1A | 1 | West | YES | -0.24972 | 24 | 0 | 120 |  | 1 | Wind | -1 | 0.27473 | 0 | 120 |  |  | 0 | 0 | -0.27473 | 0 | 0 | 0
60060 | CIRELLO | 1 | West | YES | -0.24972 | 46.6 | 0 | 233 | 0 | 1 | Wind | -1 | 0.27473 | 0 | 233 |  |  | 0 | 0 | -0.27473 | 0 | 0 | 0
60063 | BUFF_GAP1B | 1 | West | YES | -0.24972 | 34 | 0 | 170.2 | 0 | 1.02 | Wind | -1 | 0.27473 | 0 | 170.2 |  |  | 0 | 0 | -0.27473 | 0 | 0 | 0 | Weighted Shift Factors
60066 | H_HOLLOW1A | 1 | West | YES | -0.24972 | 44.4 | 0 | 222 | 0 | 1.005 | Wind | -1 | 0.27473 | 0 | 222 |  |  | 0 | 0 | -0.27473 | 0 | 0 | 0 | North | 0.025011
60068 | HHOLLOW21A | 1 | West | YES | -0.24972 | 36.8 | 0 | 184 | 0 | 1.025 | Wind | -1 | 0.27473 | 0 | 184 |  |  | 0 | 0 | -0.27473 | 0 | 0 | 0 | West | -0.21185
60070 | HHOLLOW31A | 1 | West | YES | -0.24972 | 44.8 | 0 | 224 | 0 | 1.025 | Wind | -1 | 0.27473 | 0 | 224 |  |  | 0 | 0 | -0.27473 | 0 | 0 | 0 |  | 0.23686
60072 | HHOLLOW41A | 1 | West | YES | -0.24972 | 23 | 0 | 115 | 0 | 1.025 | Wind | -1 | 0.27473 | 0 | 115 |  |  | 0 | 0 | -0.27473 | 0 | 0 | 0
76031 | L_GASCCR1_1N | W1 | West | YES | -0.24557 | 30 | 0 | 150 |  | 1.02 | Wind | -1 | 0.27058 | 0 | 150 |  |  | 0 | 0 | -0.27058 | 0 | 0 | 0 | Line Cap | 1072
6407 | TURKTRAK1A | 1 | West | YES | -0.23658 | 33.9 | 0 | 169.5 | 0 | 1.025 | Wind | -1 | 0.26159 | 0 | 169.5 |  |  | 0 | 0 | -0.26159 | 0 | 0 | 0 | Conc Gen | 1313.3
60202 | FRNDDRCS | F | West | YES | -0.22589 | 0 | 0 | 0 | 0 | 0.9985 | AVR | -1 | 0.2509 | 0 | 0 |  |  | 0 | 0 | -0.2509 | 0 | 0 | 0 | Weighted Imp. | 517.4486
60018 | DSKY1 | 1 | West | YES | -0.22082 | 21 | 0 | 84 | 0 | 1.023 | Wind | -1 | 0.24583 | 0 | 84 |  |  | 0 | 0 | -0.24583 | 0 | 0 | 0 | PTDF | 0.39401
60000 | DSKY2 | 1 | West | YES | -0.22076 | 19.1 | 0 | 76.5 |  | 1.039 | Wind | -1 | 0.24577 | 0 | 76.5 |  |  | 0 | 0 | -0.24577 | 0 | 0 | 0
60017 | ORNNWP1 | 1 | West | YES | -0.22065 | 20 | 0 | 80 |  | 1.027 | Wind | -1 | 0.24566 | 0 | 80 |  |  | 0 | 0 | -0.24566 | 0 | 0 | 0 | Concentration | 1.6634
6016 | SWMESA | 1 | West | YES | -0.22063 | 18.8 | 0 | 75 |  | 1.03 | Wind | -1 | 0.24564 | 0 | 75 |  |  | 0 | 0 | -0.24564 | 0 | 0 | 0
60003 | KING_NE1A | 1 | West | YES | -0.22063 | 20 | 0 | 80 |  | 1.03 | Wind | -1 | 0.24564 | 0 | 80 |  |  | 0 | 0 | -0.24564 | 0 | 0 | 0 |  | Pass
60005 | KING_SE1A | 1 | West | YES | -0.22063 | 10 | 0 | 40 |  | 1.035 | Wind | -1 | 0.24564 | 0 | 40 |  |  | 0 | 0 | -0.24564 | 0 | 0 | 0
38437 | TNSRBNMESA9 | 1 | West | YES | -0.22014 | 37.5 | 0 | 150 |  | 1.02 | Wind | -1 | 0.24515 | 0 | 150 |  |  | 0 | 0 | -0.24515 | 0 | 0 | 0
38332 | TNWDWRDU2_8 | 1 | West | YES | -0.22009 | 20 | 0 | 80 | 0 | 1.0232 | Wind | -1 | 0.2451 | 0 | 80 |  |  | 0 | 0 | -0.2451 | 0 | 0 | 0
60016 | WOODWRD11A | 1 | West | YES | -0.22007 | 20 | 0 | 80 |  | 1.033 | Wind | -1 | 0.24508 | 0 | 80 |  |  | 0 | 0 | -0.24508 | 0 | 0 | 0
60201 | RIO DRCS | F | West | YES | -0.22003 | 0 | 0 | 0 | 0 | 1.025 | AVR | -1 | 0.24504 | 0 | 0 |  |  | 0 | 0 | -0.24504 | 0 | 0 | 0
60007 | KING_SW1A | 1 | West | YES | -0.21974 | 20 | 0 | 80 |  | 1.03 | Wind | -1 | 0.24475 | 0 | 80 |  |  | 0 | 0 | -0.24475 | 0 | 0 | 0
60019 | KING_NW1A | 1 | West | YES | -0.21974 | 20 | 0 | 80 |  | 1.03 | Wind | -1 | 0.24475 | 0 | 80 |  |  | 0 | 0 | -0.24475 | 0 | 0 | 0
1349 | WESTXWIN_1G | 1 | West | YES | -0.21744 | 1.3 | 0 | 6.6 |  | 1.014 | Wind | -1 | 0.24246 | 0 | 6.6 |  |  | 0 | 0 | -0.24246 | 0 | 0 | 0
1350 | NWPWRG1_1G | 1 | West | YES | -0.21744 | 6.9 | 1 | 34.3 |  | 1.014 | Wind | -1 | 0.24246 | 0 | 34.3 |  |  | 0 | 0 | -0.24246 | 0 | 0 | 0
60057 | CALLAHAN1A | 1 | West | YES | -0.21705 | 22.8 | 0 | 114 | 0 | 1.04 | Wind | -1 | 0.24206 | 0 | 114 |  |  | 0 | 0 | -0.24206 | 0 | 0 | 0
71051 | L_BITTCR1_1N | W1 | West | YES | -0.21421 | 7.5 | 0 | 37.5 |  | 1.02 | Wind | -1 | 0.23922 | 0 | 37.5 |  |  | 0 | 0 | -0.23922 | 0 | 0 | 0
71054 | L_SWEETW1_1N | W1 | West | YES | -0.21421 | 21.5 | 0 | 107.5 |  | 1.02 | Wind | -1 | 0.23922 | 0 | 107.5 |  |  | 0 | 0 | -0.23922 | 0 | 0 | 0
71057 | L_SWEETW1_2N | W1 | West | YES | -0.21421 | 27 | 0 | 135 |  | 1.02 | Wind | -1 | 0.23922 | 0 | 135 |  |  | 0 | 0 | -0.23922 | 0 | 0 | 0
71059 | L_SWEETW1_3N | W1 | West | YES | -0.21421 | 23.8 | 0 | 119 | 0 | 1.02 | Wind | -1 | 0.23922 | 0 | 119 |  |  | 0 | 0 | -0.23922 | 0 | 0 | 0
71060 | L_SWEETW1_4N | W1 | West | YES | -0.21421 | 21 | 0 | 105 | 0 | 1.02 | Wind | -1 | 0.23922 | 0 | 105 |  |  | 0 | 0 | -0.23922 | 0 | 0 | 0
1002 | PBCTAGE_1G | A | West | YES | -0.21296 | 64 | 64 | 66 | 0 | 1.036 | GGT | -1 | 0.23797 | 66 | 66 |  |  | -14.0556 | 66 | -0.23797 | -15.7063 | 66 | 15.7063
1003 | PBCTBGE_2G | B | West | YES | -0.21296 | 65 | 65 | 66 | 0 | 1.036 | GGT | -1 | 0.23797 | 66 | 66 |  |  | -14.0556 | 66 | -0.23797 | -15.7063 | 132 | 31.4127
1004 | PBCTCGE_3G | C | West | YES | -0.21296 | 62 | 62 | 67 | 0 | 1.036 | GGT | -1 | 0.23797 | 67 | 67 |  |  | -14.2686 | 67 | -0.23797 | -15.9443 | 199 | 47.357
1005 | PBCTDGE_4G | D | West | YES | -0.21296 | 65 | 65 | 68 | 0 | 1.036 | GGT | -1 | 0.23797 | 68 | 68 |  |  | -14.4816 | 68 | -0.23797 | -16.1823 | 267 | 63.5393
1006 | PBCTEGE_5G | E | West | YES | -0.21296 | 65 | 65 | 67 | 0 | 1.036 | GGT | -1 | 0.23797 | 67 | 67 |  |  | -14.2686 | 67 | -0.23797 | -15.9443 | 334 | 79.4836
1007 | PB5GEN_6G | 5 | West | YES | -0.21296 | 91.2 | 40 | 114 | 0 | 1.036 | GST | -1 | 0.23797 | 114 | 114 |  |  | -24.2779 | 114 | -0.23797 | -27.1291 | 448 | 106.6128
1008 | PB6GEN_7G | 6 | West | YES | -0.21296 | 515 | 130 | 515 | 0 | 1.036 | GST | -1 | 0.23797 | 515 | 515 |  |  | -109.6765 | 515 | -0.23797 | -122.5571 | 963 | 229.1698
7038 | L_DELAWA1_1Y | 1 | West | YES | -0.21281 | 3.5 | 0 | 35 | 0 | 1 | Wind | -1 | 0.23782 | 0 | 35 |  |  | 0 | 0 | -0.23782 | 0 | 963 | 229.1698
7038 | L_DELAWA1_1Y | 2 | West | YES | -0.21281 | 3 | 0 | 30 | 0 | 1 | Wind | -1 | 0.23782 | 0 | 30 |  |  | 0 | 0 | -0.23782 | 0 | 963 | 229.1698
1146 | NOTREES_1G | 1 | West | YES | -0.2125 | 29.8 | 0 | 149 | 0 | 1.017 | Wind | -1 | 0.23751 | 0 | 149 |  |  | 0 | 0 | -0.23751 | 0 | 963 | 229.1698
11020 | TIEHVSG_1G | 1 | West | YES | -0.21228 | 208.2 | 63 | 208.2 | 0 | 1.012 | CC | -1 | 0.23729 | 208.2 | 208.2 |  |  | -44.1961 | 208.2 | -0.23729 | -49.4033 | 1171.2 | 278.5732
11021 | TIEHVCG_1G | 1 | West | YES | -0.21228 | 142.1 | 103 | 142.1 | 0 | 1.012 | CC | -1 | 0.23729 | 142.1 | 142.1 |  |  | -30.1646 | 142.1 | -0.23729 | -33.7186 | 1313.3 | 312.2918
11022 | TIEHVCG_2G | 1 | West | YES | -0.21228 | 132.4 | 103 | 132.4 | 0 | 1.012 | CC | -1 | 0.23729 | 132.4 | 132.4 |  |  | -28.1055 | 132.4 | -0.23729 | -31.4169 | 1445.7 | 343.7087
11023 | TIEHVCG_3G | 1 | West | YES | -0.21228 | 137.4 | 103 | 137.4 | 0 | 1.012 | CC | -1 | 0.23729 | 137.4 | 137.4 |  |  | -29.1669 | 137.4 | -0.23729 | -32.6034 | 1583.1 | 376.3121
11024 | TIEHVCG_4G | 1 | West | YES | -0.21228 | 147 | 103 | 147 | 0 | 1.012 | CC | -1 | 0.23729 | 147 | 147 |  |  | -31.2047 | 147 | -0.23729 | -34.8813 | 1730.1 | 411.1934
11025 | TIEHVSG_2G | 1 | West | YES | -0.21228 | 213.2 | 63 | 213.2 | 0 | 1.012 | CC | -1 | 0.23729 | 213.2 | 213.2 |  |  | -45.2575 | 213.2 | -0.23729 | -50.5898 | 1943.3 | 461.7832
11001 | NAV1CT | 1 | West | YES | -0.21227 | 70.4 | 18 | 70.4 | 0 | 1.029 | CC | -1 | 0.23728 | 70.4 | 70.4 |  |  | -14.9436 | 70.4 | -0.23728 | -16.7044 | 2013.7 | 478.4875
11009 | NAV2CT | 1 | West | YES | -0.21227 | 71.4 | 18 | 71.4 | 0 | 1.029 | CC | -1 | 0.23728 | 71.4 | 71.4 |  |  | -15.1559 | 71.4 | -0.23728 | -16.9416 | 2085.1 | 495.4292
11011 | NAV3ST | 1 | West | YES | -0.21227 | 92.8 | 40 | 92.8 | 0 | 1.029 | CC | -1 | 0.23728 | 92.8 | 92.8 |  |  | -19.6984 | 92.8 | -0.23728 | -22.0194 | 2177.9 | 517.4486
11012 | NAV4CT | 1 | West | YES | -0.21227 | 80 | 18 | 80 | 0 | 1.029 | CC | -1 | 0.23728 | 80 | 80 |  |  | -16.9814 | 80 | -0.23728 | -18.9822
11013 | NAV5CT | 1 | West | YES | -0.21227 | 80 | 18 | 80 | 0 | 1.029 | CC | -1 | 0.23728 | 80 | 80 |  |  | -16.9814 | 80 | -0.23728 | -18.9822
11014 | NAV6ST | 1 | West | YES | -0.21227 | 115 | 40 | 115 | 0 | 1.029 | CC | -1 | 0.23728 | 115 | 115 |  |  | -24.4107 | 115 | -0.23728 | -27.287
1320 | BSP 1 | 1 | West | YES | -0.21177 | 25.5 | 2.9 | 25.8 | 0 | 1 | Cogen | -1 | 0.23678 | 0 | 0 |  |  | 0 | 0 | -0.23678 | 0
1045 | CALENG1G_1G | 1 | West | YES | -0.2116 | 73.4 | 27 | 73.4 | 0 | 1.014 | Cogen | -1 | 0.23662 | 0 | 0 |  |  | 0 | 0 | -0.23662 | 0
1046 | CALENG2G_2G | 2 | West | YES | -0.2116 | 73.4 | 27 | 73.4 | 0 | 1.014 | Cogen | -1 | 0.23662 | 0 | 0 |  |  | 0 | 0 | -0.23662 | 0
1047 | CALENG3G_3G | 3 | West | YES | -0.2116 | 70.4 | 27 | 70.4 | 0 | 1.014 | Cogen | -1 | 0.23662 | 0 | 0 |  |  | 0 | 0 | -0.23662 | 0
1058 | LONGSHORE_5 | 1 | West | YES | -0.21147 | 30 | 0 | 150 |  | 1.01 | Wind | -1 | 0.23649 | 0 | 150 |  |  | 0 | 0 | -0.23649 | 0
1058 | LONGSHORE_5 | 2 | West | YES | -0.21147 | 44 | 0 | 220 |  | 1.01 | Wind | -1 | 0.23649 | 0 | 220 |  |  | 0 | 0 | -0.23649 | 0
1058 | LONGSHORE_5 | 3 | West | YES | -0.21147 | 23.4 | 0 | 117 |  | 1.01 | Wind | -1 | 0.23649 | 0 | 117 |  |  | 0 | 0 | -0.23649 | 0
1326 | STANTONW_8 | 1 | West | YES | -0.21139 | 20.1 | 0 | 100.5 |  | 1.01 | Wind | -1 | 0.2364 | 0 | 100.5 |  |  | 0 | 0 | -0.2364 | 0
1416 | SWETWATR_1G | 1 | West | YES | -0.21126 | 30 | 18 | 30 | 0 | 1.026 | CC | -1 | 0.23627 | 30 | 30 |  |  | -6.3379 | 30 | -0.23627 | -7.0882
1417 | SWETWATR_2G | 2 | West | YES | -0.21126 | 72 | 36 | 72 | 0 | 1.026 | CC | -1 | 0.23627 | 72 | 72 |  |  | -15.2109 | 72 | -0.23627 | -17.0116
1418 | SWETWATR_3G | 3 | West | YES | -0.21126 | 68 | 36 | 68 | 0 | 1.026 | CC | -1 | 0.23627 | 68 | 68 |  |  | -14.3658 | 68 | -0.23627 | -16.0666
1419 | SWETWATR_4G | 4 | West | YES | -0.21126 | 61 | 36 | 61 | 0 | 1.026 | CC | -1 | 0.23627 | 61 | 61 |  |  | -12.887 | 61 | -0.23627 | -14.4126
1328 | OCOTILLO_1G | 1 | West | YES | -0.21118 | 11.6 | 0 | 58 |  | 1.01 | Wind | -1 | 0.23619 | 0 | 58 |  |  | 0 | 0 | -0.23619 | 0
1333 | MCDDONAL_8 | 1 | West | YES | -0.21088 | 42.8 | 0 | 214.2 |  | 1.01 | Wind | -1 | 0.23589 | 0 | 214.2 |  |  | 0 | 0 | -0.23589 | 0
1327 | WILDHRSE_1G | 1 | West | YES | -0.20933 | 24 | 0 | 120 |  | 1 | Wind | -1 | 0.23434 | 0 | 120 |  |  | 0 | 0 | -0.23434 | 0
1037 | MORGAN5G_5G | 5 | West | YES | -0.20902 | 109.6 | 40 | 137 | 0 | 1.029 | GST | -1 | 0.23403 | 137 | 137 |  |  | -28.6359 | 137 | -0.23403 | -32.0624
1039 | MRGNAG_1G | A | West | YES | -0.20902 | 69 | 69 | 69 | 0 | 1.029 | GGT | -1 | 0.23403 | 69 | 69 |  |  | -14.4224 | 69 | -0.23403 | -16.1482
1040 | MRGNBG_2G | B | West | YES | -0.20902 | 70 | 70 | 71 | 0 | 1.029 | GGT | -1 | 0.23403 | 71 | 71 |  |  | -14.8405 | 71 | -0.23403 | -16.6163
1041 | MRGNCG_3G | C | West | YES | -0.20902 | 69 | 69 | 70 | 0 | 1.029 | GGT | -1 | 0.23403 | 70 | 70 |  |  | -14.6315 | 70 | -0.23403 | -16.3822
1042 | MRGNDG_4G | D | West | YES | -0.20902 | 68 | 68 | 68 | 0 | 1.029 | GGT | -1 | 0.23403 | 68 | 68 |  |  | -14.2134 | 68 | -0.23403 | -15.9142
1043 | MRGNEG_5G | E | West | YES | -0.20902 | 68 | 68 | 70 | 0 | 1.029 | GGT | -1 | 0.23403 | 70 | 70 |  |  | -14.6315 | 70 | -0.23403 | -16.3822
1044 | MRGNFG_6G | F | West | YES | -0.20902 | 66 | 66 | 66 | 0 | 1.029 | GGT | -1 | 0.23403 | 66 | 66 |  |  | -13.7954 | 66 | -0.23403 | -15.4461
1360 | GUNSIGHT_8 | 1 | West | YES | -0.20893 | 24 | 0 | 120 | 0 | 1.01 | Wind | -1 | 0.23394 | 0 | 120 |  |  | 0 | 0 | -0.23394 | 0
1170 | AIRLAMESA_1G | 1 | West | YES | -0.20862 | 0 | 0 | 180 |  | 1 | Wind | -1 | 0.23363 | 0 | 180 |  |  | 0 | 0 | -0.23363 | 0
1302 | COYOTEWG_8 | 1 | West | YES | -0.2069 | 45 | 0 | 225 |  | 1.01 | Wind | -1 | 0.23191 | 0 | 225 |  |  | 0 | 0 | -0.23191 | 0
1301 | BULLCREK_8 | 1 | West | YES | -0.20567 | 36 | 0 | 180 | 0 | 1.017 | Wind | -1 | 0.23068 | 0 | 180 |  |  | 0 | 0 | -0.23068 | 0
6637 | SNYDERW1A | 1 | West | YES | -0.20488 | 12.6 | 0 | 63 | 0 | 1.025 | Wind | -1 | 0.22989 | 0 | 63 |  |  | 0 | 0 | -0.22989 | 0
1343 | TRENTIPP_8 | 1 | West | YES | -0.20405 | 30 | 0 | 150 |  | 1.014 | Wind | -1 | 0.22907 | 0 | 150 |  |  | 0 | 0 | -0.22907 | 0
1354 | AEPWIND_8 | 1 | West | YES | -0.20405 | 20.2 | 0 | 101 |  | 1 | Wind | -1 | 0.22907 | 0 | 101 |  |  | 0 | 0 | -0.22907 | 0
1068 | SCURRYCW_1G | 1 | West | YES | -0.20348 | 28.2 | 1.3 | 141 |  | 1.01 | Wind | -1 | 0.22849 | 0 | 141 |  |  | 0 | 0 | -0.22849 | 0
1073 | SCURRYCW_2G | 2 | West | YES | -0.20348 | 24 | 0 | 120 | 0 | 1.017 | Wind | -1 | 0.22849 | 0 | 120 |  |  | 0 | 0 | -0.22849 | 0
1061 | CIELOGEN_1G | 1 | West | YES | -0.20337 | 19.8 | 0 | 99 |  | 1 | Wind | -1 | 0.22838 | 0 | 99 |  |  | 0 | 0 | -0.22838 | 0
1062 | CIELOGEN_2G | 1 | West | YES | -0.20337 | 12.2 | 0 | 61 |  | 1 | Wind | -1 | 0.22838 | 0 | 61 |  |  | 0 | 0 | -0.22838 | 0
1069 | KINDERMG_1G | 1 | West | YES | -0.20337 | 25 | 5 | 25 | 0 | 1.017 | Cogen | -1 | 0.22838 | 0 | 0 |  |  | 0 | 0 | -0.22838 | 0
1070 | KINDERMG_2G | 1 | West | YES | -0.20337 | 45.7 | 12 | 45.7 | 0 | 1.017 | Cogen | -1 | 0.22838 | 0 | 0 |  |  | 0 | 0 | -0.22838 | 0
1071 | KINDERMG_3G | 1 | West | YES | -0.20337 | 45.7 | 12 | 45.7 | 0 | 1.017 | Cogen | -1 | 0.22838 | 0 | 0 |  |  | 0 | 0 | -0.22838 | 0
36998 | RDCNYNG1 | 1 | West | YES | -0.19978 | 16.8 | 0 | 84 |  | 1.01 | Wind | -1 | 0.22479 | 0 | 84 |  |  | 0 | 0 | -0.22479 | 0
1049 | ROSCOEWI_5 | 1 | West | YES | -0.18596 | 41.8 | 0 | 209 |  | 1.01 | Wind | -1 | 0.21097 | 0 | 209 |  |  | 0 | 0 | -0.21097 | 0
1057 | ROSCOEWI_5 | 2 | West | YES | -0.18596 | 25.3 | 0 | 126.5 |  | 1.01 | Wind | -1 | 0.21097 | 0 | 126.5 |  |  | 0 | 0 | -0.21097 | 0
1060 | ROSCOEWI_5 | 3 | West | YES | -0.18596 | 39.4 | 0 | 197 | 0 | 1.01 | Wind | -1 | 0.21097 | 0 | 197 |  |  | 0 | 0 | -0.21097 | 0
1072 | ROSCOEWI_5 | 4 | West | YES | -0.18596 | 63.6 | 0 | 318 | 0 | 1.01 | Wind | -1 | 0.21097 | 0 | 318 |  |  | 0 | 0 | -0.21097 | 0
6144 | MCADOO1A | 1 | West | YES | -0.18405 | 15 | 0 | 150 | 0 | 1.025 | Wind | -1 | 0.20906 | 0 | 150 |  |  | 0 | 0 | -0.20906 | 0
60081 | WHRLWIND1A | 1 | West | YES | -0.16346 | 12 | 0 | 60 | 0 | 1.03 | Wind | -1 | 0.18847 | 0 | 60 |  |  | 0 | 0 | -0.18847 | 0
60052 | WILDHRS11A | 1 | West | YES | -0.15005 | 25.3 | 0 | 126.5 | 0 | 1.005 | Wind | -1 | 0.17506 | 0 | 126.5 |  |  | 0 | 0 | -0.17506 | 0
60053 | WILDHRS21A | 1 | West | YES | -0.15005 | 7.8 | 0 | 39 | 0 | 1.025 | Wind | -1 | 0.17506 | 0 | 39 |  |  | 0 | 0 | -0.17506 | 0
6100 | OKLA7A | EQ | West | YES | -0.10347 | 50 | -220 | 220 | 0 | 1.035 | DCTie | -1 | 0.12848 | 0 | 0 |  |  | 0 | 0 | -0.12848 | 0
6752 | OKLA0A | 1 | West | YES | -0.10347 | 649.7 | 175 | 649.7 | 0 | 1.035 | LIGCO | -1 | 0.12848 | 0 | 649.7 |  |  | 0 | 0 | -0.12848 | 0
1643 | SLSTR1PP_1G | 1 | North | YES | -0.13391 | 6 | 0 | 60 | 0 | 1.022 | Wind | 1 | 0.077944 | 0 | 60 | -8.0345 | 60 |  |  | 0.077944 | 4.6766
8032 | AMISTADHYD1 | 1 | South | YES | -0.090897 | 33 | 13 | 33 | 0 | 1.0375 | Hydro | 1 | 0.12096 | 0 | 0 |  |  |  |  | 0.12096 | 0
8033 | AMISTADHYD2 | 2 | South | YES | -0.090897 | 25 | 13 | 25 | 0 | 1.0375 | Hydro | 1 | 0.12096 | 0 | 0 |  |  |  |  | 0.12096 | 0
88253 | HAMILTON | F | South | YES | -0.090897 | 0 | 0 | 0 | 0 | 1.04 | BLT | 1 | 0.12096 | 0 | 0 |  |  |  |  | 0.12096 | 0
8262 | ELPS | 1 | South | YES | -0.068239 | 6 | 6 | 6 | 0 | 1.15 | Hydro | 1 | 0.14361 | 0 | 0 |  |  |  |  | 0.14361 | 0
80010 | EPLVT1 | F | South | YES | -0.062968 | 0 | 0 | 0 |  | 1.0376 | DCTie | 1 | 0.14888 | 0 | 0 |  |  |  |  | 0.14888 | 0
7026 | L_INKSDA1_1Y | 1 | South | YES | -0.053555 | 0 | 0 | 13.7 |  | 1 | Hydro | 1 | 0.1583 | 0 | 0 |  |  |  |  | 0.1583 | 0
7022 | L_BUCHAN1_1Y | 1 | South | YES | -0.051396 | 0 | 0 | 18 |  | 1 | Hydro | 1 | 0.16046 | 0 | 0 |  |  |  |  | 0.16046 | 0
7023 | L_BUCHAN1_2Y | 2 | South | YES | -0.051396 | 0 | 0 | 18 |  | 1 | Hydro | 1 | 0.16046 | 0 | 0 |  |  |  |  | 0.16046 | 0
7024 | L_BUCHAN1_3Y | 3 | South | YES | -0.051396 | 0 | 0 | 15 |  | 1 | Hydro | 1 | 0.16046 | 0 | 0 |  |  |  |  | 0.16046 | 0
332 | RWMILLER01 | 1 | North | YES | -0.045094 | 58.4 | 18.5 | 73 | 0 | 1.04 | GST | 1 | 0.16676 | 73 | 73 | -3.2919 | 73 |  |  | 0.16676 | 12.1734
333 | RWMILLER02 | 2 | North | YES | -0.045094 | 95.2 | 37 | 119 | 0 | 1.04 | GST | 1 | 0.16676 | 119 | 119 | -5.3662 | 119 |  |  | 0.16676 | 19.8443
334 | RWMILLER03 | 3 | North | YES | -0.045094 | 166.4 | 65 | 208 | 0 | 1.04 | GST | 1 | 0.16676 | 208 | 208 | -9.3796 | 208 |  |  | 0.16676 | 34.6858
335 | RWMILLER04 | 4 | North | YES | -0.045094 | 81.6 | 0 | 102 | 0 | 1.04 | GST | 1 | 0.16676 | 102 | 102 | -4.5996 | 102 |  |  | 0.16676 | 17.0094
336 | RWMILLER05 | 5 | North | YES | -0.045094 | 80.8 | 0 | 101 | 0 | 1.04 | GST | 1 | 0.16676 | 101 | 101 | -4.5545 | 101 |  |  | 0.16676 | 16.8426
1433 | GRHAMSES_1G | 1 | North | YES | -0.044639 | 242 | 60 | 242 | 0 | 1.038 | GST | 1 | 0.16721 | 242 | 242 | -10.8026 | 242 |  |  | 0.16721 | 40.4658
7000 | L_FERGUS1_1Y | 1 | South | YES | -0.040246 | 400 | 65 | 423.3 | 0 | 1.015 | GSC | 1 | 0.17161 | 423.3 | 423.3 |  |  |  |  | 0.17161 | 72.6412
7035 | L_WIRTZ_1G1Y | 1 | South | YES | -0.039686 | 0 | 0 | 29 |  | 1 | Hydro | 1 | 0.17217 | 0 | 0 |  |  |  |  | 0.17217 | 0
7036 | L_WIRTZ_1G2Y | 2 | South | YES | -0.039686 | 23 | 0 | 29.8 |  | 1 | Hydro | 1 | 0.17217 | 0 | 0 |  |  |  |  | 0.17217 | 0
1479 | WFCOGEN_1G | 2 | North | YES | -0.03648 | 16 | 12 | 20 | 0 | 1 | Cogen | 1 | 0.17537 | 0 | 0 | 0 | 0 |  |  | 0.17537 | 0
1479 | WFCOGEN_1G | 1 | North | YES | -0.03648 | 16 | 12 | 20 | 0 | 1 | Cogen | 1 | 0.17537 | 0 | 0 | 0 | 0 |  |  | 0.17537 | 0
1482 | WFCOGEN_2G | 2 | North | YES | -0.03648 | 13.6 | 12 | 17 | 0 | 1 | Cogen | 1 | 0.17537 | 0 | 0 | 0 | 0 |  |  | 0.17537 | 0
1482 | WFCOGEN_2G | 1 | North | YES | -0.03648 | 16 | 12 | 20 | 0 | 1 | Cogen | 1 | 0.17537 | 0 | 0 | 0 | 0 |  |  | 0.17537 | 0
7028 | L_MARBFA1_1Y | 1 | South | YES | -0.033055 | 0 | 0 | 18 |  | 1 | Hydro | 1 | 0.1788 | 0 | 0 |  |  |  |  | 0.1788 | 0
7029 | L_MARBFA1_2Y | 2 | South | YES | -0.033055 | 0 | 0 | 18 |  | 1 | Hydro | 1 | 0.1788 | 0 | 0 |  |  |  |  | 0.1788 | 0
1600 | BARTNWND_1G | 1 | North | YES | -0.024474 | 12 | 0 | 120 | 0 | 1.022 | Wind | 1 | 0.18738 | 0 | 120 | -2.9369 | 120 |  |  | 0.18738 | 22.4855
344 | MRSSHPRD | 1 | North | YES | -0.023749 | 12 | 0 | 12 |  | 1.03 | Hydro | 1 | 0.1881 | 0 | 0 | 0 | 0 |  |  | 0.1881 | 0
345 | MRSSHPRD01 | 2 | North | YES | -0.023749 | 12 | 0 | 12 |  | 1.03 | Hydro | 1 | 0.1881 | 0 | 0 | 0 | 0 |  |  | 0.1881 | 0
5890 | PEARSALLGEN1 | 1 | South | YES | -0.018445 | 19.2 | 6 | 24 | 0 | 1.0161 | GST | 1 | 0.19341 | 24 | 24 |  |  |  |  | 0.19341 | 4.6418
5891 | PEARSALLGEN2 | 1 | South | YES | -0.018445 | 19.4 | 6 | 24.3 | 0 | 1.0161 | GST | 1 | 0.19341 | 24.3 | 24.3 |  |  |  |  | 0.19341 | 4.6998
5892 | PEARSALLGEN3 | 1 | South | YES | -0.018445 | 19.1 | 6 | 23.9 | 0 | 1.0161 | GST | 1 | 0.19341 | 23.9 | 23.9 |  |  |  |  | 0.19341 | 4.6224
80265 | LARECU40A | 4 | South | YES | -0.018163 | 80 | 0 | 100 |  | 1.039 | GGT | 1 | 0.19369 | 100 | 100 |  |  |  |  | 0.19369 | 19.369
80266 | LARECU50A | 5 | South | YES | -0.018163 | 80 | 0 | 100 |  | 1.039 | GGT | 1 | 0.19369 | 100 | 100 |  |  |  |  | 0.19369 | 19.369
80012 | LAR | F | South | YES | -0.018161 | 0 | 0 | 0 | 0 | 1.04 | DCTie | 1 | 0.19369 | 0 | 0 |  |  |  |  | 0.19369 | 0
7031 | L_MARSFO1G1Y | 1 | South | YES | -0.016745 | 0 | 0 | 36 |  | 1 | Hydro | 1 | 0.19511 | 0 | 0 |  |  |  |  | 0.19511 | 0
7032 | L_MARSFO1G2Y | 2 | South | YES | -0.016745 | 0 | 0 | 35 |  | 1 | Hydro | 1 | 0.19511 | 0 | 0 |  |  |  |  | 0.19511 | 0
7033 | L_MARSFO1G3Y | 3 | South | YES | -0.016745 | 0 | 0 | 36 |  | 1 | Hydro | 1 | 0.19511 | 0 | 0 |  |  |  |  | 0.19511 | 0
1432 | GRHAMSES_2G | 2 | North | YES | -0.016681 | 294.9 | 90 | 366 | 0 | 1.014 | GST | 1 | 0.19517 | 366 | 366 | -6.1052 | 366 |  |  | 0.19517 | 71.4329
1437 | MESQUITW_1G | 1 | North | YES | -0.016681 | 40 | 0 | 400 | 0 | 1.023 | Wind | 1 | 0.19517 | 0 | 400 | -6.6724 | 400 |  |  | 0.19517 | 78.0687
1438 | MESQUITW_2G | 1 | North | YES | -0.016681 | 23.6 | 0 | 236 |  | 1.017 | Wind | 1 | 0.19517 | 0 | 236 | -3.9367 | 236 |  |  | 0.19517 | 46.0606
1442 | COKFIELD_5 | 1 | North | YES | -0.016681 | 16.5 | 0 | 165 |  | 1.029 | Wind | 1 | 0.19517 | 0 | 165 | -2.7524 | 165 |  |  | 0.19517 | 32.2034
88299 | ZAPATA | F | South | YES | -0.013535 | 0 | 0 | 0 | 0 | 1.02 | BLT | 1 | 0.19832 | 0 | 0 |  |  |  |  | 0.19832 | 0
5728 | FALCONHYDRO2 | 2 | South | YES | -0.010347 | 12 | 0 | 12 | 0 | 1.0227 | Hydro | 1 | 0.20151 | 0 | 0 |  |  |  |  | 0.20151 | 0
5729 | FALCONHYDRO3 | 3 | South | YES | -0.010347 | 11 | 0 | 11 | 0 | 1.0227 | Hydro | 1 | 0.20151 | 0 | 0 |  |  |  |  | 0.20151 | 0
8048 | FALCONHYDRO1 | 1 | South | YES | -0.010347 | 12 | 0 | 12 | 0 | 1.0227 | Hydro | 1 | 0.20151 | 0 | 0 |  |  |  |  | 0.20151 | 0
5264 | LEON_LCP3G3 | 3 | South | YES | -0.009302 | 0 | 20 | 58 |  | 1.0197 | GST | 1 | 0.20255 | 58 | 58 |  |  |  |  | 0.20255 | 11.748
5265 | LEON_LCP4G4 | 4 | South | YES | -0.009302 | 71.2 | 25 | 89 | 0 | 1.0197 | GST | 1 | 0.20255 | 89 | 89 |  |  |  |  | 0.20255 | 18.027
5266 | LEON_LCPCT1 | 1 | South | YES | -0.009302 | 44 | 24 | 44 | 0 | 1.0197 | GGT | 1 | 0.20255 | 44 | 44 |  |  |  |  | 0.20255 | 8.9122
5267 | LEON_LCPCT2 | 2 | South | YES | -0.009302 | 44 | 24 | 44 | 0 | 1.0197 | GGT | 1 | 0.20255 | 44 | 44 |  |  |  |  | 0.20255 | 8.9122
5268 | LEON_LCPCT3 | 3 | South | YES | -0.009302 | 43 | 24 | 43 | 0 | 1.0197 | GGT | 1 | 0.20255 | 43 | 43 |  |  |  |  | 0.20255 | 8.7097
5269 | LEON_LCPCT4 | 4 | South | YES | -0.009302 | 45 | 24 | 45 | 0 | 1.0197 | GGT | 1 | 0.20255 | 45 | 45 |  |  |  |  | 0.20255 | 9.1148
7487 | L_CANYHY8_1Y | 1 | South | YES | -0.009014 | 0 | 0 | 6 |  | 1 | Hydro | 1 | 0.20284 | 0 | 0 |  |  |  |  | 0.20284 | 0
5028 | BRAUNIG_VHB3 | 3 | South | YES | -0.008796 | 407 | 60 | 407 | 0 | 1.0138 | GST | 1 | 0.20306 | 407 | 407 |  |  |  |  | 0.20306 | 82.6441
7020 | L_AUSTPL1_1Y | 2 | South | YES | -0.008695 | 0 | 0 | 8 |  | 1 | Hydro | 1 | 0.20316 | 0 | 0 |  |  |  |  | 0.20316 | 0
7020 | L_AUSTPL1_1Y | 1 | South | YES | -0.008695 | 0 | 0 | 8 |  | 1 | Hydro | 1 | 0.20316 | 0 | 0 |  |  |  |  | 0.20316 | 0
5396 | CALAVER_OWS1 | 1 | South | YES | -0.008606 | 418 | 80 | 418 | 0 | 1.0192 | GST | 1 | 0.20325 | 418 | 418 |  |  |  |  | 0.20325 | 84.9572
5397 | CALAVER_OWS2 | 2 | South | YES | -0.008606 | 400 | 80 | 400 | 0 | 1.0192 | GST | 1 | 0.20325 | 400 | 400 |  |  |  |  | 0.20325 | 81.2987
5026 | BRAUNIG_VHB1 | 1 | South | YES | -0.008595 | 215 | 40 | 215 | 0 | 1.0192 | GST | 1 | 0.20326 | 215 | 215 |  |  |  |  | 0.20326 | 43.7004
5027 | BRAUNIG_VHB2 | 2 | South | YES | -0.008595 | 172.8 | 40 | 216 | 0 | 1.0192 | GST | 1 | 0.20326 | 216 | 216 |  |  |  |  | 0.20326 | 43.9037
5031 | BRA_VHBCT1 | 1 | South | YES | -0.008595 | 44 | 24 | 44 | 0 | 1.0192 | #N/A | 1 | 0.20326 | 44 | 44 |  |  |  |  | 0.20326 | 8.9433
5032 | BRA_VHBCT2 | 2 | South | YES | -0.008595 | 44 | 24 | 44 | 0 | 1.0192 | #N/A | 1 | 0.20326 | 44 | 44 |  |  |  |  | 0.20326 | 8.9433
5033 | BRA_VHBCT3 | 3 | South | YES | -0.008595 | 43 | 24 | 43 | 0 | 1.0192 | #N/A | 1 | 0.20326 | 43 | 43 |  |  |  |  | 0.20326 | 8.7401
5034 | BRA_VHBCT4 | 4 | South | YES | -0.008595 | 45 | 24 | 45 | 0 | 1.0192 | #N/A | 1 | 0.20326 | 45 | 45 |  |  |  |  | 0.20326 | 9.1466
5111 | CALAVER_JTD1 | 1 | South | YES | -0.008523 | 430 | 80 | 430 | 0 | 1.0138 | LIGCO | 1 | 0.20333 | 0 | 430 |  |  |  |  | 0.20333 | 87.4318
5112 | CALAVER_JTD2 | 2 | South | YES | -0.008523 | 430 | 80 | 430 | 0 | 1.0138 | LIGCO | 1 | 0.20333 | 0 | 430 |  |  |  |  | 0.20333 | 87.4318
88508 | FALFURRI | F | South | YES | -0.0085 | 0 | 0 | 0 | 0 | 1 | AVR | 1 | 0.20335 | 0 | 0 |  |  |  |  | 0.20335 | 0
5436 | TUTTL_WBT1G1 | 1 | South | YES | -0.008152 | 48.8 | 20 | 61 | 0 | 1.012 | GST | 1 | 0.2037 | 61 | 61 |  |  |  |  | 0.2037 | 12.4258
5438 | TUTTL_WBT3G3 | 3 | South | YES | -0.008152 | 95 | 25 | 95 | 0 | 1.012 | GST | 1 | 0.2037 | 95 | 95 |  |  |  |  | 0.2037 | 19.3516
5439 | TUTTL_WBT4G4 | 4 | South | YES | -0.008152 | 120.8 | 40 | 151 | 0 | 1.012 | GST | 1 | 0.2037 | 151 | 151 |  |  |  |  | 0.2037 | 30.7588
9000 | DECKR_G1 | 1 | South | YES | -0.007907 | 280 | 50 | 321 | 0 | 1.015 | GST | 1 | 0.20395 | 321 | 321 |  |  |  |  | 0.20395 | 65.4666
9001 | DECKR_G2 | 2 | South | YES | -0.007907 | 400 | 50 | 426 | 0 | 1.015 | GST | 1 | 0.20395 | 426 | 426 |  |  |  |  | 0.20395 | 86.8809
5476 | BRA_AVR1_CT1 | 1 | South | YES | -0.007897 | 155 | 90 | 155 | 0 | 1.017 | CC | 1 | 0.20396 | 155 | 155 |  |  |  |  | 0.20396 | 31.6132
5477 | BRA_AVR1_ST1 | 1 | South | YES | -0.007897 | 174 | 138 | 174 | 0 | 1.017 | CC | 1 | 0.20396 | 174 | 174 |  |  |  |  | 0.20396 | 35.4883
5478 | BRA_AVR1_CT2 | 1 | South | YES | -0.007897 | 155 | 90 | 155 | 0 | 1.017 | CC | 1 | 0.20396 | 155 | 155 |  |  |  |  | 0.20396 | 31.6132
9016 | SANDH_G1 | 1 | South | YES | -0.007766 | 45 | 2 | 49 | 0 | 1.0175 | GGT | 1 | 0.20409 | 49 | 49 |  |  |  |  | 0.20409 | 10.0003
9017 | SANDH_G2 | 2 | South | YES | -0.007766 | 45 | 2 | 46 | 0 | 1.0175 | GGT | 1 | 0.20409 | 46 | 46 |  |  |  |  | 0.20409 | 9.388
9018 | SANDH_G3 | 3 | South | YES | -0.007766 | 45 | 2 | 46 | 0 | 1.0175 | GGT | 1 | 0.20409 | 46 | 46 |  |  |  |  | 0.20409 | 9.388
9019 | SANDH_G4 | 4 | South | YES | -0.007766 | 0 | 2 | 47 |  | 1.0175 | GGT | 1 | 0.20409 | 47 | 47 |  |  |  |  | 0.20409 | 9.5921
9020 | SANDHG5A | 5A | South | YES | -0.007766 | 150 | 84 | 155 | 0 | 1.0175 | CC | 1 | 0.20409 | 155 | 155 |  |  |  |  | 0.20409 | 31.6335
9021 | SANDHG5C | 5C | South | YES | -0.007766 | 140 | 0 | 148 | 0 | 1.0175 | CC | 1 | 0.20409 | 148 | 148 |  |  |  |  | 0.20409 | 30.2049
5401 | CALAVER_JKS1 | 1 | South | YES | -0.007563 | 562 | 100 | 562 | 0 | 1.018 | LIGCO | 1 | 0.20429 | 0 | 562 |  |  |  |  | 0.20429 | 114.8109
5903 | SANMIGUELGEN | 1 | South | YES | -0.007493 | 396.3 | 180 | 396.3 | 0 | 1.0331 | LIGCO | 1 | 0.20436 | 0 | 396.3 |  |  |  |  | 0.20436 | 80.9878
9002 | DECKR_G3 | 3 | South | YES | -0.007472 | 0 | 24 | 42 |  | 1.015 | GGT | 1 | 0.20438 | 42 | 42 |  |  |  |  | 0.20438 | 8.584
9003 | DECKR_G4 | 4 | South | YES | -0.007472 | 44 | 24 | 44 | 0 | 1.015 | GGT | 1 | 0.20438 | 44 | 44 |  |  |  |  | 0.20438 | 8.9928
9004 | DECKR_G5 | 5 | South | YES | -0.007472 | 44 | 24 | 44 | 0 | 1.015 | GGT | 1 | 0.20438 | 44 | 44 |  |  |  |  | 0.20438 | 8.9928
9005 | DECKR_G6 | 6 | South | YES | -0.007472 | 44 | 24 | 47 | 0 | 1.015 | GGT | 1 | 0.20438 | 47 | 47 |  |  |  |  | 0.20438 | 9.6059
7609 | L_SCHUMA8_1Y | 1 | South | YES | -0.007445 | 0 | 0 | 4 |  | 1 | Hydro | 1 | 0.20441 | 0 | 0 |  |  |  |  | 0.20441 | 0
7605 | L_MCQUEE9_1Y | 2 | South | YES | -0.007115 | 0 | 0 | 2.4 |  | 1.025 | Hydro | 1 | 0.20474 | 0 | 0 |  |  |  |  | 0.20474 | 0
7605 | L_MCQUEE9_1Y | 1 | South | YES | -0.007115 | 0 | 0 | 2.4 |  | 1.025 | Hydro | 1 | 0.20474 | 0 | 0 |  |  |  |  | 0.20474 | 0
7605 | L_MCQUEE9_1Y | 3 | South | YES | -0.007115 | 0 | 0 | 2.8 |  | 1.025 | Hydro | 1 | 0.20474 | 0 | 0 |  |  |  |  | 0.20474 | 0
8933 | FGNTS001 | 1 | South | YES | -0.007015 | 146.5 | 0 | 146.5 | 0 | 1.03 | CC | 1 | 0.20484 | 146.5 | 146.5 |  |  |  |  | 0.20484 | 30.0087
8934 | FGNTS101 | 2 | South | YES | -0.007015 | 147.9 | 0 | 147.9 | 0 | 1.03 | CC | 1 | 0.20484 | 147.9 | 147.9 |  |  |  |  | 0.20484 | 30.2955
8935 | FGNTS201 | 3 | South | YES | -0.007015 | 173 | 0 | 173 | 0 | 1.03 | CC | 1 | 0.20484 | 173 | 173 |  |  |  |  | 0.20484 | 35.437
88198 | BEEVILLE | F | South | YES | -0.006889 | 0 | 0 | 0 | 0 | 1.02 | AVR | 1 | 0.20496 | 0 | 0 |  |  |  |  | 0.20496 | 0
7800 | L_GUADGE1_1Y | 1 | South | YES | -0.006707 | 147 | 30 | 147 | 0 | 1.02 | CC | 1 | 0.20515 | 147 | 147 |  |  |  |  | 0.20515 | 30.1564
7801 | L_GUADGE1_2Y | 2 | South | YES | -0.006707 | 138 | 30 | 138 | 0 | 1.02 | CC | 1 | 0.20515 | 138 | 138 |  |  |  |  | 0.20515 | 28.3101
7802 | L_GUADGE1_3Y | 3 | South | YES | -0.006707 | 146 | 30 | 146 | 0 | 1.02 | CC | 1 | 0.20515 | 146 | 146 |  |  |  |  | 0.20515 | 29.9513
7803 | L_GUADGE1_4Y | 4 | South | YES | -0.006707 | 149 | 30 | 149 | 0 | 1.02 | CC | 1 | 0.20515 | 149 | 149 |  |  |  |  | 0.20515 | 30.5667
7804 | L_GUADGE1_5Y | 5 | South | YES | -0.006707 | 182 | 30 | 182 | 0 | 1.02 | CC | 1 | 0.20515 | 182 | 182 |  |  |  |  | 0.20515 | 37.3365
7805 | L_GUADGE1_6Y | 6 | South | YES | -0.006707 | 203 | 30 | 203 | 0 | 1.02 | CC | 1 | 0.20515 | 203 | 203 |  |  |  |  | 0.20515 | 41.6446
7810 | L_RIONOG1G1Y | 1 | South | YES | -0.00661 | 148 | 0 | 148 | 0 | 1.02 | CC | 1 | 0.20524 | 148 | 148 |  |  |  |  | 0.20524 | 30.3759
7811 | L_RIONOG1G2Y | 2 | South | YES | -0.00661 | 148 | 0 | 148 | 0 | 1.02 | CC | 1 | 0.20524 | 148 | 148 |  |  |  |  | 0.20524 | 30.3759
7812 | L_RIONOG1G3Y | 3 | South | YES | -0.00661 | 154 | 0 | 154 | 0 | 1.02 | CC | 1 | 0.20524 | 154 | 154 |  |  |  |  | 0.20524 | 31.6074
7813 | L_RIONOG1S1Y | 4 | South | YES | -0.00661 | 293 | 0 | 293 | 0 | 1.02 | CC | 1 | 0.20524 | 293 | 293 |  |  |  |  | 0.20524 | 60.1362
7014 | L_HAYSEN1_1Y | 1 | South | YES | -0.006525 | 223.9 | 74 | 223.9 | 0 | 1.008 | CC | 1 | 0.20533 | 223.9 | 223.9 |  |  |  |  | 0.20533 | 45.9729
7015 | L_HAYSEN1_2Y | 2 | South | YES | -0.006525 | 225 | 74 | 225 | 0 | 1.008 | CC | 1 | 0.20533 | 225 | 225 |  |  |  |  | 0.20533 | 46.1988
7016 | L_HAYSEN1_3Y | 3 | South | YES | -0.006525 | 224.6 | 74 | 224.6 | 0 | 1.008 | CC | 1 | 0.20533 | 224.6 | 224.6 |  |  |  |  | 0.20533 | 46.1166
7017 | L_HAYSEN1_4Y | 4 | South | YES | -0.006525 | 226.7 | 74 | 226.7 | 0 | 1.008 | CC | 1 | 0.20533 | 226.7 | 226.7 |  |  |  |  | 0.20533 | 46.5478
7624 | L_LAKEWO9_1Y | 1 | South | YES | -0.006489 | 0 | 0 | 2.4 |  | 1 | Hydro | 1 | 0.20536 | 0 | 0 |  |  |  |  | 0.20536 | 0
7624 | L_LAKEWO9_1Y | 2 | South | YES | -0.006489 | 0 | 0 | 2.4 |  | 1 | Hydro | 1 | 0.20536 | 0 | 0 |  |  |  |  | 0.20536 | 0
8936 | MVGN#1 | 1 | South | YES | -0.006471 | 216.6 | 0 | 216.6 | 0 | 1.0304 | CC | 1 | 0.20538 | 216.6 | 216.6 |  |  |  |  | 0.20538 | 44.4857
8937 | MVGN#2 | 2 | South | YES | -0.006471 | 216.7 | 0 | 216.7 | 0 | 1.0304 | CC | 1 | 0.20538 | 216.7 | 216.7 |  |  |  |  | 0.20538 | 44.5063
8938 | MVGN#3 | 3 | South | YES | -0.006471 | 250.9 | 0 | 250.9 | 0 | 1.0304 | CC | 1 | 0.20538 | 250.9 | 250.9 |  |  |  |  | 0.20538 | 51.5303
8981 | HECN1 | 1 | South | YES | -0.006469 | 144.8 | 0 | 144.8 | 0 | 1.0304 | CC | 1 | 0.20538 | 144.8 | 144.8 |  |  |  |  | 0.20538 | 29.7396
8982 | HECN2 | 2 | South | YES | -0.006469 | 144.1 | 0 | 144.1 | 0 | 1.0304 | CC | 1 | 0.20538 | 144.1 | 144.1 |  |  |  |  | 0.20538 | 29.5958
8983 | HECN3 | 3 | South | YES | -0.006469 | 171.9 | 0 | 171.9 | 0 | 1.0304 | CC | 1 | 0.20538 | 171.9 | 171.9 |  |  |  |  | 0.20538 | 35.3055
5932 | SI_RAY9 | 9 | South | YES | -0.006062 | 32 | 32 | 38 | 0 | 1.035 | CC | 1 | 0.20579 | 38 | 38 |  |  |  |  | 0.20579 | 7.8201
5933 | SI_RAY6 | 6 | South | YES | -0.006062 | 15.4 | 10 | 19.3 | 0 | 1.035 | GST | 1 | 0.20579 | 19.3 | 19.3 |  |  |  |  | 0.20579 | 3.9718
5935 | SI_RAY10 | 10 | South | YES | -0.006062 | 47 | 10 | 47 | 0 | 1.03 | CC | 1 | 0.20579 | 47 | 47 |  |  |  |  | 0.20579 | 9.6722
80003 | MILHWYS | F | South | YES | -0.006062 | 0 | 0 | 0 | 0 | 1.0168 | AVR | 1 | 0.20579 | 0 | 0 |  |  |  |  | 0.20579 | 0
80080 | GWINDT11A | 2 | South | YES | -0.005836 | 17.7 | 0 | 41 | 0 | 1.025 | Wind | 1 | 0.20602 | 0 | 41 |  |  |  |  | 0.20602 | 8.4467
80080 | GWINDT11A | 4 | South | YES | -0.005836 | 8.2 | 0 | 19 | 0 | 1.025 | Wind | 1 | 0.20602 | 0 | 19 |  |  |  |  | 0.20602 | 3.9143
80080 | GWINDT11A | 1 | South | YES | -0.005836 | 40.6 | 0 | 94 | 0 | 1.025 | Wind | 1 | 0.20602 | 0 | 94 |  |  |  |  | 0.20602 | 19.3656
80080 | GWINDT11A | 3 | South | YES | -0.005836 | 16.4 | 0 | 38 | 0 | 1.025 | Wind | 1 | 0.20602 | 0 | 38 |  |  |  |  | 0.20602 | 7.8286
80081 | GWINDT21A | 1 | South | YES | -0.005836 | 40.6 | 0 | 94 | 0 | 1.025 | Wind | 1 | 0.20602 | 0 | 94 |  |  |  |  | 0.20602 | 19.3656
80081 | GWINDT21A | 4 | South | YES | -0.005836 | 9.5 | 0 | 22 | 0 | 1.025 | Wind | 1 | 0.20602 | 0 | 22 |  |  |  |  | 0.20602 | 4.5324
80081 | GWINDT21A | 2 | South | YES | -0.005836 | 15.5 | 0 | 36 | 0 | 1.025 | Wind | 1 | 0.20602 | 0 | 36 |  |  |  |  | 0.20602 | 7.4166
80081 | GWINDT21A | 3 | South | YES | -0.005836 | 18.6 | 0 | 43 | 0 | 1.025 | Wind | 1 | 0.20602 | 0 | 43 |  |  |  |  | 0.20602 | 8.8587
80180 | PNSCALT11A | 1 | South | YES | -0.005836 | 63 | 0 | 146 | 0 | 1.025 | Wind | 1 | 0.20602 | 0 | 146 |  |  |  |  | 0.20602 | 30.0785
80180 | PNSCALT11A | 2 | South | YES | -0.005836 | 21.6 | 0 | 50 | 0 | 1.025 | Wind | 1 | 0.20602 | 0 | 50 |  |  |  |  | 0.20602 | 10.3008
80181 | PNSCALT21A | 2 | South | YES | -0.005836 | 21.6 | 0 | 50 | 0 | 1.025 | Wind | 1 | 0.20602 | 0 | 50 |  |  |  |  | 0.20602 | 10.3008
80181 | PNSCALT21A | 1 | South | YES | -0.005836 | 23.7 | 0 | 55 | 0 | 1.025 | Wind | 1 | 0.20602 | 0 | 55 |  |  |  |  | 0.20602 | 11.3309
8189 | CUECPL2A | 1 | South | YES | -0.00576 | 12 | 0 | 12 | 0 | 1.02 | Cogen | 1 | 0.20609 | 0 | 0 |  |  |  |  | 0.20609 | 0
8517 | CELANEBI0A | 1 | South | YES | -0.00566 | 29 | 0 | 29 | 0 | 1.02 | Cogen | 1 | 0.20619 | 0 | 0 |  |  |  |  | 0.20619 | 0
7004 | L_SIMGID1_1Y | 1 | South | YES | -0.005508 | 132 | 40 | 132 | 0 | 1.02 | GST | 1 | 0.20634 | 132 | 132 |  |  |  |  | 0.20634 | 27.2375
7005 | L_SIMGID1_2Y | 2 | South | YES | -0.005508 | 133 | 32 | 139 | 0 | 1.02 | GST | 1 | 0.20634 | 139 | 139 |  |  |  |  | 0.20634 | 28.6819
7006 | L_SIMGID1_3Y | 3 | South | YES | -0.005508 | 324.9 | 60 | 329 | 0 | 1.02 | GST | 1 | 0.20634 | 329 | 329 |  |  |  |  | 0.20634 | 67.8875
8461 | KOCH_UP0A | 1 | South | YES | -0.005411 | 38 | 0 | 38 | 0 | 1.012 | Cogen | 1 | 0.20644 | 0 | 0 |  |  |  |  | 0.20644 | 0
8511 | OXY_CC0A | 1 | South | YES | -0.005374 | 30.3 | 0 | 38 |  | 1.027 | Cogen | 1 | 0.20648 | 0 | 0 |  |  |  |  | 0.20648 | 0
8506 | VAL #1 | 1 | South | YES | -0.005366 | 20.9 | 0 | 25 | 0 | 1.0055 | Cogen | 1 | 0.20649 | 0 | 0 |  |  |  |  | 0.20649 | 0
8507 | VAL #2 | 2 | South | YES | -0.005366 | 20.9 | 0 | 25 | 0 | 1.0055 | Cogen | 1 | 0.20649 | 0 | 0 |  |  |  |  | 0.20649 | 0
8161 | COLETO0A | 1 | South | YES | -0.00533 | 633 | 200 | 633 | 0 | 1.03 | LIGCO | 1 | 0.20652 | 0 | 633 |  |  |  |  | 0.20652 | 130.729
8459 | B_DAVIS0B | MB | South | YES | -0.005324 | 0 | 50 | 339 |  | 1.03 | GSC | 1 | 0.20653 | 0 | 0 |  |  |  |  | 0.20653 | 0
8460 | B_DAVIS0A | MB | South | YES | -0.005324 | 0 | 50 | 340 |  | 1.03 | GSC | 1 | 0.20653 | 0 | 0 |  |  |  |  | 0.20653 | 0
8456 | COSW#1 | 1 | South | YES | -0.005278 | 20 | 0 | 20 | 0 | 1.027 | Cogen | 1 | 0.20657 | 0 | 0 |  |  |  |  | 0.20657 | 0
8457 | COSW#2 | 2 | South | YES | -0.005278 | 14 | 0 | 14 | 0 | 1.027 | Cogen | 1 | 0.20657 | 0 | 0 |  |  |  |  | 0.20657 | 0
8560 | CNOPGT1 | 1 | South | YES | -0.00526 | 148.3 | 0 | 148.3 | 0 | 1.03 | Cogen | 1 | 0.20659 | 0 | 0 |  |  |  |  | 0.20659 | 0
8561 | CNOPGT2 | 2 | South | YES | -0.00526 | 148.6 | 0 | 148.6 | 0 | 1.03 | Cogen | 1 | 0.20659 | 0 | 0 |  |  |  |  | 0.20659 | 0
8562 | CNOPST1 | 3 | South | YES | -0.00526 | 153 | 0 | 153 | 0 | 1.03 | Cogen | 1 | 0.20659 | 0 | 0 |  |  |  |  | 0.20659 | 0
8926 | LGE_GT10A | 1 | South | YES | -0.004903 | 158 | 0 | 158 | 0 | 1.03 | Cogen | 1 | 0.20695 | 0 | 0 |  |  |  |  | 0.20695 | 0
8927 | LGE_GT20A | 2 | South | YES | -0.004903 | 153 | 0 | 153 | 0 | 1.03 | Cogen | 1 | 0.20695 | 0 | 0 |  |  |  |  | 0.20695 | 0
8928 | LGE_STG0A | 3 | South | YES | -0.004903 | 100 | 0 | 100 | 0 | 1.03 | Cogen | 1 | 0.20695 | 0 | 0 |  |  |  |  | 0.20695 | 0
8930 | ICPGN10A | 1 | South | YES | -0.004903 | 149 | 0 | 149 | 0 | 1.03 | Cogen | 1 | 0.20695 | 0 | 0 |  |  |  |  | 0.20695 | 0
8931 | ICPGN20A | 2 | South | YES | -0.004903 | 150 | 0 | 150 | 0 | 1.03 | Cogen | 1 | 0.20695 | 0 | 0 |  |  |  |  | 0.20695 | 0
8932 | ICPGN30A | 3 | South | YES | -0.004903 | 127 | 0 | 127 | 0 | 1.03 | Cogen | 1 | 0.20695 | 0 | 0 |  |  |  |  | 0.20695 | 0
80223 | REYSHR G | 1 | South | YES | -0.004903 | 12 | 0 | 12 | 0 | 1.032 | Cogen | 1 | 0.20695 | 0 | 0 |  |  |  |  | 0.20695 | 0
7807 | L_BASTEN1_1Y | 1 | South | YES | -0.004024 | 152.5 | 83.5 | 152.5 | 0 | 1.004 | CC | 1 | 0.20783 | 152.5 | 152.5 |  |  |  |  | 0.20783 | 31.6939
7808 | L_BASTEN1_2Y | 1 | South | YES | -0.004024 | 149.5 | 83.5 | 149.5 | 0 | 1.004 | CC | 1 | 0.20783 | 149.5 | 149.5 |  |  |  |  | 0.20783 | 31.0704
7809 | L_BASTEN1_3Y | 1 | South | YES | -0.004024 | 232.6 | 42 | 232.6 | 0 | 1.004 | CC | 1 | 0.20783 | 232.6 | 232.6 |  |  |  |  | 0.20783 | 48.341
5503 | RAYBURNGEN3 | 1 | South | YES | -0.003971 | 17.6 | 6 | 22 | 0 | 1.0223 | GST | 1 | 0.20788 | 22 | 22 |  |  |  |  | 0.20788 | 4.5734
5505 | RAYBURNGEN1 | 1 | South | YES | -0.003971 | 0 | 1 | 11 |  | 1.0223 | GGT | 1 | 0.20788 | 11 | 11 |  |  |  |  | 0.20788 | 2.2867
5506 | RAYBURNGEN2 | 1 | South | YES | -0.003971 | 0 | 1 | 11 |  | 1.0223 | GGT | 1 | 0.20788 | 11 | 11 |  |  |  |  | 0.20788 | 2.2867
8173 | VICEC51A | 5 | South | YES | -0.003878 | 144 | 18 | 144 | 0 | 1.025 | CC | 1 | 0.20797 | 144 | 144 |  |  |  |  | 0.20797 | 29.9484
8174 | VICEC61A | 6 | South | YES | -0.003878 | 188 | 42 | 188 | 0 | 1.025 | CC | 1 | 0.20797 | 188 | 188 |  |  |  |  | 0.20797 | 39.0993
5508 | RAYBURNCC9 | 1 | South | YES | -0.003816 | 47.7 | 18.2 | 47.7 | 0 | 1.0296 | CC | 1 | 0.20804 | 47.7 | 47.7 |  |  |  |  | 0.20804 | 9.9234
5509 | RAYBURNCC10 | 1 | South | YES | -0.003816 | 37.3 | 5.2 | 37.3 | 0 | 1.0296 | CC | 1 | 0.20804 | 37.3 | 37.3 |  |  |  |  | 0.20804 | 7.7598
5511 | RAYBURNCC7 | 1 | South | YES | -0.003816 | 47.5 | 18.2 | 47.5 | 0 | 1.0296 | CC | 1 | 0.20804 | 47.5 | 47.5 |  |  |  |  | 0.20804 | 9.8818
5512 | RAYBURNCC8 | 1 | South | YES | -0.003816 | 49.3 | 18.2 | 49.3 | 0 | 1.0296 | CC | 1 | 0.20804 | 49.3 | 49.3 |  |  |  |  | 0.20804 | 10.2562
8066 | DUP1V#1 | 1 | South | YES | -0.003673 | 52.3 | 0 | 73 | 0 | 1.01 | Cogen | 1 | 0.20818 | 0 | 0 |  |  |  |  | 0.20818 | 0
7303 | L_WPPGS12_1Y | 1 | South | YES | -0.003593 | 50 | 0 | 50 | 0 | 1.025 | GGT | 1 | 0.20826 | 50 | 50 |  |  |  |  | 0.20826 | 10.413
7303 | L_WPPGS12_1Y | 2 | South | YES | -0.003593 | 50 | 0 | 50 | 0 | 1.025 | GGT | 1 | 0.20826 | 50 | 50 |  |  |  |  | 0.20826 | 10.413
7305 | L_WPPGS34_1Y | 3 | South | YES | -0.003593 | 50 | 0 | 50 | 0 | 1.025 | GGT | 1 | 0.20826 | 50 | 50 |  |  |  |  | 0.20826 | 10.413
7305 | L_WPPGS34_1Y | 4 | South | YES | -0.003593 | 50 | 0 | 50 | 0 | 1.025 | GGT | 1 | 0.20826 | 50 | 50 |  |  |  |  | 0.20826 | 10.413
80224 | VISTRONG1 | 1 | South | YES | -0.003376 | 13.1 | 0 | 15 | 0 | 1.01 | Cogen | 1 | 0.20848 | 0 | 0 |  |  |  |  | 0.20848 | 0
80225 | VISTRONG2 | 2 | South | YES | -0.003376 | 20.2 | 0 | 23 | 0 | 1.01 | Cogen | 1 | 0.20848 | 0 | 0 |  |  |  |  | 0.20848 | 0
80227 | AIRCO G | 1 | South | YES | -0.003297 | 7.2 | 0 | 8 | 0 | 1.0104 | Cogen | 1 | 0.20856 | 0 | 0 |  |  |  |  | 0.20856 | 0
8147 | UCAR #2 | 10 | South | YES | -0.003167 | 18.2 | 0 | 28 |  | 1 | Cogen | 1 | 0.20869 | 0 | 0 |  |  |  |  | 0.20869 | 0
8148 | UCAR #1 | 2 | South | YES | -0.003167 | 6.1 | 0 | 7 | 0 | 1.009 | Cogen | 1 | 0.20869 | 0 | 0 |  |  |  |  | 0.20869 | 0
80137 | CSDR89 | 9 | South | YES | -0.003167 | 0 | 0 | 15 |  | 1.003 | DCTie | 1 | 0.20869 | 0 | 0 |  |  |  |  | 0.20869 | 0
80137 | CSDR89 | 8 | South | YES | -0.003167 | 33.9 | 0 | 39 |  | 1.003 | DCTie | 1 | 0.20869 | 0 | 0 |  |  |  |  | 0.20869 | 0
80138 | CSDR7 | 7 | South | YES | -0.003167 | 6.1 | 0 | 7 | 0 | 1.014 | DCTie | 1 | 0.20869 | 0 | 0 |  |  |  |  | 0.20869 | 0
80139 | CSDR56 | 6 | South | YES | -0.003167 | 0 | 0 | 39 |  | 1.0033 | DCTie | 1 | 0.20869 | 0 | 0 |  |  |  |  | 0.20869 | 0
80139 | CSDR56 | 5 | South | YES | -0.003167 | 15 | 0 | 15 |  | 1.0033 | DCTie | 1 | 0.20869 | 0 | 0 |  |  |  |  | 0.20869 | 0
80140 | CSDR11 | 11 | South | YES | -0.003167 | 33.9 | 0 | 39 | 0 | 1.03 | DCTie | 1 | 0.20869 | 0 | 0 |  |  |  |  | 0.20869 | 0
7007 | L_LOSTPI1_1Y | 1 | South | YES | -0.002899 | 158.6 | 110 | 158 | 0 | 1 | CC | 1 | 0.20895 | 158 | 158 |  |  |  |  | 0.20895 | 33.0147
7008 | L_LOSTPI1_2Y | 2 | South | YES | -0.002899 | 157.7 | 107 | 160 | 0 | 1 | CC | 1 | 0.20895 | 160 | 160 |  |  |  |  | 0.20895 | 33.4326
7009 | L_LOSTPI1_3Y | 3 | South | YES | -0.002899 | 173.9 | 72 | 175 | 0 | 1 | CC | 1 | 0.20895 | 175 | 175 |  |  |  |  | 0.20895 | 36.5669
80226 | ALCOA G | 1 | South | YES | -0.002492 | 32.3 | 5 | 48 | 0 | 1.015 | Cogen | 1 | 0.20936 | 0 | 0 |  |  |  |  | 0.20936 | 0
7010 | L_FPPYD11_1Y | 1 | South | YES | -0.002332 | 547.4 | 200 | 606 | 0 | 1.02 | LIGCO | 1 | 0.20952 | 0 | 606 |  |  |  |  | 0.20952 | 126.9696
7011 | L_FPPYD11_2Y | 2 | South | YES | -0.002332 | 552.2 | 200 | 598 | 0 | 1.02 | LIGCO | 1 | 0.20952 | 0 | 598 |  |  |  |  | 0.20952 | 125.2935
7012 | L_FPPYD21_3Y | 3 | South | YES | -0.002331 | 427.5 | 200 | 436 | 0 | 1.02 | LIGCO | 1 | 0.20952 | 0 | 436 |  |  |  |  | 0.20952 | 91.3515
8134 | FOR #1 | 1 | South | YES | -0.002303 | 54.1 | 45 | 79 | 0 | 1.03 | Cogen | 1 | 0.20955 | 0 | 0 |  |  |  |  | 0.20955 | 0
8138 | FOR #2 | 2 | South | YES | -0.002303 | 63.1 | 45 | 81 | 0 | 1.03 | Cogen | 1 | 0.20955 | 0 | 0 |  |  |  |  | 0.20955 | 0
8153 | FOR #3 | 3 | South | YES | -0.002303 | 63.1 | 45 | 79.9 | 0 | 1.03 | Cogen | 1 | 0.20955 | 0 | 0 |  |  |  |  | 0.20955 | 0
8154 | FOR #4 | 4 | South | YES | -0.002303 | 63.1 | 60 | 80 | 0 | 1.03 | Cogen | 1 | 0.20955 | 0 | 0 |  |  |  |  | 0.20955 | 0
8155 | FOR #5 | 5 | South | YES | -0.002303 | 63.1 | 60 | 78.4 | 0 | 1.03 | Cogen | 1 | 0.20955 | 0 | 0 |  |  |  |  | 0.20955 | 0
8156 | FOR #6 | 6 | South | YES | -0.002303 | 24.9 | 5 | 25 | 0 | 1.03 | Cogen | 1 | 0.20955 | 0 | 0 |  |  |  |  | 0.20955 | 0
8157 | FOR #7 | 7 | South | YES | -0.002303 | 28.8 | 5 | 46 | 0 | 1.03 | Cogen | 1 | 0.20955 | 0 | 0 |  |  |  |  | 0.20955 | 0
80051 | FOR #8 | 8 | South | YES | -0.002303 | 28 | 28 | 28 | 0 | 1.016 | Cogen | 1 | 0.20955 | 0 | 0 |  |  |  |  | 0.20955 | 0
80052 | FOR #9 | 9 | South | YES | -0.002303 | 29.7 | 5 | 43.6 | 0 | 1.03 | Cogen | 1 | 0.20955 | 0 | 0 |  |  |  |  | 0.20955 | 0
80053 | FOR #10 | 10 | South | YES | -0.002303 | 68.4 | 45 | 75 | 0 | 1.03 | Cogen | 1 | 0.20955 | 0 | 0 |  |  |  |  | 0.20955 | 0
503 | NTHTEXAS01 | 1 | North | YES | -0.00096 | 0 | 5 | 18 |  | 1.015 | GST | 1 | 0.21089 | 18 | 18 | -0.01728 | 18 |  |  | 0.21089 | 3.7961
504 | NTHTEXAS02 | 2 | North | YES | -0.00096 | 14.4 | 5 | 18 |  | 1.015 | GST | 1 | 0.21089 | 18 | 18 | -0.01728 | 18 |  |  | 0.21089 | 3.7961
505 | NTHTEXAS03 | 3 | North | YES | -0.00096 | 30.4 | 15 | 38 |  | 1.015 | GST | 1 | 0.21089 | 38 | 38 | -0.03648 | 38 |  |  | 0.21089 | 8.0139
5934 | SI_RAY5 | 5 | South | YES | 0 | 0 | 10 | 15 |  | 1.035 | GST | 1 | 0.21185 | 15 | 15 |  |  |  |  | 0.21185 | 3.1778
8139 | JOS #1 | MB | South | YES | 0 | 0 | 45 | 255 |  | 1.02 | GST | 1 | 0.21185 | 0 | 0 |  |  |  |  | 0.21185 | 0
8285 | LAR #1 | MB | South | YES | 0 | 0 | 9 | 32 |  | 1.0497 | GST | 1 | 0.21185 | 0 | 0 |  |  |  |  | 0.21185 | 0
8287 | LAR #2 | MB | South | YES | 0 | 0 | 9 | 32 |  | 1.04 | GST | 1 | 0.21185 | 0 | 0 |  |  |  |  | 0.21185 | 0
8288 | LAR #3 | MB | South | YES | 0 | 0 | 25 | 105 |  | 1.04 | GST | 1 | 0.21185 | 0 | 0 |  |  |  |  | 0.21185 | 0
8388 | BATES0A | MB | South | YES | 0 | 0 | 21 | 71 |  | 1.033 | GST | 1 | 0.21185 | 0 | 0 |  |  |  |  | 0.21185 | 0
8393 | BATES0B | MB | South | YES | 0 | 0 | 25 | 110 |  | 1.03 | GST | 1 | 0.21185 | 0 | 0 |  |  |  |  | 0.21185 | 0
8437 | NUECES_B0C | MB | South | YES | 0 | 0 | 7 | 30 |  | 1.03 | GST | 1 | 0.21185 | 0 | 0 |  |  |  |  | 0.21185 | 0
8438 | NUECES_B0B | MB | South | YES | 0 | 0 | 26 | 169 |  | 1.03 | GST | 1 | 0.21185 | 0 | 0 |  |  |  |  | 0.21185 | 0
8442 | NUECES_B0A | MB | South | YES | 0 | 0 | 81 | 367 |  | 1.03 | GST | 1 | 0.21185 | 0 | 0 |  |  |  |  | 0.21185 | 0
39190 | TNSLCGN1__8 | 1 | Houston | YES | 0 | 0 | 10 | 30 |  | 1.03 | Cogen | 1 | 0.21185 | 0 | 0 |  |  |  |  | 0.21185 | 0
3432 | SANDOW_4G | 4 | South | YES | 0.000633 | 580 | 225 | 580 | 0 | 1.029 | LIGCO | 1 | 0.21249 | 0 | 580 |  |  |  |  | 0.21249 | 123.2418
13432 | SANDOW_5G | 5 | South | YES | 0.000633 | 581 | 225 | 581 | 0 | 1.029 | LIGCO | 1 | 0.21249 | 0 | 581 |  |  |  |  | 0.21249 | 123.4543
244 | WHITNYDM01 | 1 | North | YES | 0.00316 | 15 | 0 | 15 | 0 | 1.035 | Hydro | 1 | 0.21501 | 0 | 0 | 0 | 0 |  |  | 0.21501 | 0
245 | WHITNYDM02 | 2 | North | YES | 0.00316 | 15 | 0 | 15 | 0 | 1.035 | Hydro | 1 | 0.21501 | 0 | 0 | 0 | 0 |  |  | 0.21501 | 0
251 | BOSQUESW803 | 2 | North | YES | 0.003198 | 150 | 0 | 150 |  | 1.032 | CC | 1 | 0.21505 | 150 | 150 | 0.4797 | 150 |  |  | 0.21505 | 32.2576
253 | BOSQUESW804 | 2 | North | YES | 0.003198 | 80 | 0 | 80 |  | 1.032 | CC | 1 | 0.21505 | 80 | 80 | 0.25584 | 80 |  |  | 0.21505 | 17.2041
5911 | STP_GN1___1 | 1 | Houston | YES | 0.004103 | 1333 | 1249 | 1333 | 0 | 1.0406 | Nuc | 1 | 0.21596 | 0 | 0 |  |  |  |  | 0.21596 | 0
5912 | STP_GN2___2 | 2 | Houston | YES | 0.004103 | 1332 | 1249 | 1332 | 0 | 1.0406 | Nuc | 1 | 0.21596 | 0 | 0 |  |  |  |  | 0.21596 | 0
48731 | CBE_GT1 | 1 | Houston | YES | 0.004365 | 76 | 0 | 76 | 0 | 1.029 | CC | 1 | 0.21622 | 76 | 76 |  |  |  |  | 0.21622 | 16.4326
48732 | CBE_GT2 | 1 | Houston | YES | 0.004365 | 76 | 0 | 76 | 0 | 1.029 | CC | 1 | 0.21622 | 76 | 76 |  |  |  |  | 0.21622 | 16.4326
48733 | CBE_ST12 | 1 | Houston | YES | 0.004365 | 105 | 0 | 105 | 0 | 1.029 | CC | 1 | 0.21622 | 105 | 105 |  |  |  |  | 0.21622 | 22.7029
48734 | CBE_GT3 | 1 | Houston | YES | 0.004365 | 76 | 0 | 76 | 0 | 1.029 | CC | 1 | 0.21622 | 76 | 76 |  |  |  |  | 0.21622 | 16.4326
48735 | CBE_GT4 | 1 | Houston | YES | 0.004365 | 76 | 0 | 76 | 0 | 1.029 | CC | 1 | 0.21622 | 76 | 76 |  |  |  |  | 0.21622 | 16.4326
48736 | CBE_ST34 | 1 | Houston | YES | 0.004365 | 105 | 0 | 105 | 0 | 1.029 | CC | 1 | 0.21622 | 105 | 105 |  |  |  |  | 0.21622 | 22.7029
48911 | TGF_GT1_8000 | 1 | Houston | YES | 0.004747 | 69.2 | 0 | 69.2 |  | 1.029 | Cogen | 1 | 0.2166 | 0 | 0 |  |  |  |  | 0.2166 | 0
580 | JCKCNTY801 | 1 | North | YES | 0.006387 | 288 | 0 | 288 | 0 | 1.022 | CC | 1 | 0.21824 | 288 | 288 | 1.8395 | 288 |  |  | 0.21824 | 62.8531
581 | JCKCNTY802 | 2 | North | YES | 0.006387 | 147 | 0 | 147 | 0 | 1.022 | CC | 1 | 0.21824 | 147 | 147 | 0.93889 | 147 |  |  | 0.21824 | 32.0813
582 | JCKCNTY803 | 3 | North | YES | 0.006387 | 147 | 0 | 147 | 0 | 1.022 | CC | 1 | 0.21824 | 147 | 147 | 0.93889 | 147 |  |  | 0.21824 | 32.0813
49851 | DOW17000 | 37 | Houston | YES | 0.006545 | 39 | 0 | 62 | 0 | 1 | Cogen | 1 | 0.2184 | 0 | 0 |  |  |  |  | 0.2184 | 0
49858 | DOW38100 | 31 | Houston | YES | 0.006545 | 45 | 0 | 71.4 |  | 1 | Cogen | 1 | 0.2184 | 0 | 0 |  |  |  |  | 0.2184 | 0
49859 | DOW38200 | 33 | Houston | YES | 0.006545 | 28 | 0 | 45 | 0 | 1 | Cogen | 1 | 0.2184 | 0 | 0 |  |  |  |  | 0.2184 | 0
49860 | DOW38300 | 32 | Houston | YES | 0.006545 | 63 | 0 | 101 |  | 1 | Cogen | 1 | 0.2184 | 0 | 0 |  |  |  |  | 0.2184 | 0
49862 | DOW39100 | 36 | Houston | YES | 0.006545 | 54 | 0 | 86 | 0 | 1 | Cogen | 1 | 0.2184 | 0 | 0 |  |  |  |  | 0.2184 | 0
49863 | DOW39200 | 35 | Houston | YES | 0.006545 | 55 | 0 | 88 | 0 | 1 | Cogen | 1 | 0.2184 | 0 | 0 |  |  |  |  | 0.2184 | 0
49865 | DOW41000 | 41 | Houston | YES | 0.006545 | 31 | 0 | 50 |  | 1 | Cogen | 1 | 0.2184 | 0 | 0 |  |  |  |  | 0.2184 | 0
49866 | DOW42000 | 42 | Houston | YES | 0.006545 | 11 | 0 | 18 |  | 1 | Cogen | 1 | 0.2184 | 0 | 0 |  |  |  |  | 0.2184 | 0
49869 | DOW49000 | 45 | Houston | YES | 0.006545 | 59 | 0 | 94 |  | 1 | Cogen | 1 | 0.2184 | 0 | 0 |  |  |  |  | 0.2184 | 0
49870 | DOW61000 | 61 | Houston | YES | 0.006545 | 44 | 0 | 70 | 0 | 1 | Cogen | 1 | 0.2184 | 0 | 0 |  |  |  |  | 0.2184 | 0
49871 | DOW62000 | 62 | Houston | YES | 0.006545 | 40 | 0 | 63 | 0 | 1 | Cogen | 1 | 0.2184 | 0 | 0 |  |  |  |  | 0.2184 | 0
49872 | DOW63000 | 63 | Houston | YES | 0.006545 | 45 | 0 | 72 | 0 | 1 | Cogen | 1 | 0.2184 | 0 | 0 |  |  |  |  | 0.2184 | 0
49873 | DOW64000 | 64 | Houston | YES | 0.006545 | 41 | 0 | 64.8 | 0 | 1 | Cogen | 1 | 0.2184 | 0 | 0 |  |  |  |  | 0.2184 | 0
49876 | DOW65000 | 65 | Houston | YES | 0.006545 | 63 | 0 | 101 | 0 | 1 | Cogen | 1 | 0.2184 | 0 | 0 |  |  |  |  | 0.2184 | 0
49877 | DOW66000 | 66 | Houston | YES | 0.006545 | 61 | 0 | 97 | 0 | 1 | Cogen | 1 | 0.2184 | 0 | 0 |  |  |  |  | 0.2184 | 0
49878 | DOW67000 | 67 | Houston | YES | 0.006545 | 65 | 0 | 103 | 0 | 1 | Cogen | 1 | 0.2184 | 0 | 0 |  |  |  |  | 0.2184 | 0
49882 | DOW81000 | 81 | Houston | YES | 0.006545 | 47 | 0 | 76 | 0 | 1 | Cogen | 1 | 0.2184 | 0 | 0 |  |  |  |  | 0.2184 | 0
49884 | DOW82000 | 82 | Houston | YES | 0.006545 | 51 | 0 | 80 | 0 | 1 | Cogen | 1 | 0.2184 | 0 | 0 |  |  |  |  | 0.2184 | 0
49885 | DOW83000 | 83 | Houston | YES | 0.006545 | 51 | 0 | 80 | 0 | 1 | Cogen | 1 | 0.2184 | 0 | 0 |  |  |  |  | 0.2184 | 0
49886 | DOW84000 | 84 | Houston | YES | 0.006545 | 107 | 0 | 171 | 0 | 0.98 | Cogen | 1 | 0.2184 | 0 | 0 |  |  |  |  | 0.2184 | 0
48520 | BSF_GT1_8070 | 2 | Houston | YES | 0.006994 | 10 | 0 | 10 | 0 | 1.0326 | Cogen | 1 | 0.21885 | 0 | 0 |  |  |  |  | 0.21885 | 0
48520 | BSF_GT1_8070 | 1 | Houston | YES | 0.006994 | 72 | 0 | 72 | 0 | 1.0326 | Cogen | 1 | 0.21885 | 0 | 0 |  |  |  |  | 0.21885 | 0
39760 | TNSCLP1___8 | 1 | Houston | YES | 0.007365 | 93.4 | 20 | 116.8 | 0 | 1.04 | Cogen | 1 | 0.21922 | 0 | 0 |  |  |  |  | 0.21922 | 0
39770 | TNSCLP2___8 | 1 | Houston | YES | 0.007365 | 91.6 | 20 | 114.5 | 0 | 1.04 | Cogen | 1 | 0.21922 | 0 | 0 |  |  |  |  | 0.21922 | 0
39775 | TNSCLP4___8 | 1 | Houston | YES | 0.007365 | 95.2 | 20 | 119 | 0 | 1.04 | Cogen | 1 | 0.21922 | 0 | 0 |  |  |  |  | 0.21922 | 0
39790 | TNSCLP3___8 | 1 | Houston | YES | 0.007365 | 87.6 | 20 | 109.5 | 0 | 1.027 | Cogen | 1 | 0.21922 | 0 | 0 |  |  |  |  | 0.21922 | 0
238 | BOSQUESW505 | 1 | North | YES | 0.008498 | 255 | 0 | 255 | 0 | 1.02 | CC | 1 | 0.22035 | 255 | 255 | 2.167 | 255 |  |  | 0.22035 | 56.1895
239 | BOSQUESW502 | 1 | North | YES | 0.008498 | 119.2 | 0 | 149 | 0 | 1.02 | GGT | 1 | 0.22035 | 149 | 149 | 1.2662 | 149 |  |  | 0.22035 | 32.8323
247 | BOSQUESW501 | 2 | North | YES | 0.008498 | 124.8 | 0 | 156 | 0 | 1.02 | GGT | 1 | 0.22035 | 156 | 156 | 1.3257 | 156 |  |  | 0.22035 | 34.3747
48730 | MNS_GT | 1 | Houston | YES | 0.008606 | 43 | 0 | 46.1 |  | 1.029 | Cogen | 1 | 0.22046 | 0 | 0 |  |  |  |  | 0.22046 | 0
48926 | WAP_GN6_6 | 6 | Houston | YES | 0.008666 | 651 | 280 | 651 |  | 1.035 | LIGCO | 1 | 0.22052 | 0 | 651 |  |  |  |  | 0.22052 | 143.5578
48927 | WAP_GN7_7 | 7 | Houston | YES | 0.008666 | 564 | 277 | 564 |  | 1.035 | LIGCO | 1 | 0.22052 | 0 | 564 |  |  |  |  | 0.22052 | 124.3726
48928 | WAP_GN8_8 | 8 | Houston | YES | 0.008666 | 603 | 275 | 603 |  | 1.035 | LIGCO | 1 | 0.22052 | 0 | 603 |  |  |  |  | 0.22052 | 132.9729
48521 | BVE_GT1_GT1 | 1 | Houston | YES | 0.008676 | 167.7 | 0 | 167.7 |  | 1.035 | CC | 1 | 0.22053 | 167.7 | 167.7 |  |  |  |  | 0.22053 | 36.9827
48522 | BVE_GT2_5035 | 2 | Houston | YES | 0.008676 | 166.4 | 0 | 166.4 |  | 1.035 | CC | 1 | 0.22053 | 166.4 | 166.4 |  |  |  |  | 0.22053 | 36.696
48523 | BVE_ST1_GN1 | 3 | Houston | YES | 0.008676 | 252.4 | 0 | 252.4 |  | 1.035 | CC | 1 | 0.22053 | 252.4 | 252.4 |  |  |  |  | 0.22053 | 55.6615
48510 | AK_GT1__8040 | 1 | Houston | YES | 0.008793 | 33.4 | 8.1 | 34 |  | 1.029 | Cogen | 1 | 0.22065 | 0 | 0 |  |  |  |  | 0.22065 | 0
48921 | WAP_GN1_1 | 1 | Houston | YES | 0.008895 | 132.8 | 37 | 166 | 0 | 1.0362 | GST | 1 | 0.22075 | 166 | 166 |  |  |  |  | 0.22075 | 36.6441
48922 | WAP_GN2_2 | 2 | Houston | YES | 0.008895 | 132.8 | 37 | 166 | 0 | 1.0362 | GST | 1 | 0.22075 | 166 | 166 |  |  |  |  | 0.22075 | 36.6441
48923 | WAP_GN3_3 | 3 | Houston | YES | 0.008895 | 198.4 | 93 | 248 | 0 | 1.0362 | GST | 1 | 0.22075 | 248 | 248 |  |  |  |  | 0.22075 | 54.7455
48924 | WAP_GN4_4 | 4 | Houston | YES | 0.008895 | 546 | 217 | 546 | 0 | 1.0362 | GSC | 1 | 0.22075 | 546 | 546 |  |  |  |  | 0.22075 | 120.5283
48925 | WAP_GN5_5 | 5 | Houston | YES | 0.008895 | 633.7 | 278 | 654 | 0 | 0.985 | LIGCO | 1 | 0.22075 | 0 | 654 |  |  |  |  | 0.22075 | 144.3691
48929 | WAPGT21_GT1 | B1 | Houston | YES | 0.008895 | 0 | 0 | 13 |  | 1.05 | GGT | 1 | 0.22075 | 13 | 13 |  |  |  |  | 0.22075 | 2.8697
38580 | TNBP_CGN1_8 | 1 | Houston | YES | 0.00962 | 70.8 | 0 | 70.8 | 0 | 1.005 | Cogen | 1 | 0.22147 | 0 | 0 |  |  |  |  | 0.22147 | 0
38590 | TNBP_CGN2_8 | 2 | Houston | YES | 0.00962 | 66.7 | 0 | 66.7 | 0 | 1.005 | Cogen | 1 | 0.22147 | 0 | 0 |  |  |  |  | 0.22147 | 0
38600 | TNBP_CGN3_8 | 5 | Houston | YES | 0.00962 | 53 | 0 | 53 | 0 | 1.005 | Cogen | 1 | 0.22147 | 0 | 0 |  |  |  |  | 0.22147 | 0
38611 | TNBPAMCG1_8 | 1 | Houston | YES | 0.00962 | 153.2 | 0 | 153.2 | 0 | 1.005 | Cogen | 1 | 0.22147 | 0 | 0 |  |  |  |  | 0.22147 | 0
38612 | TNBPAMCG2_8 | 2 | Houston | YES | 0.00962 | 153.5 | 0 | 153.5 | 0 | 1.005 | Cogen | 1 | 0.22147 | 0 | 0 |  |  |  |  | 0.22147 | 0
38613 | TNBPAMCG3_8 | 3 | Houston | YES | 0.00962 | 152.3 | 0 | 152.3 | 0 | 1.005 | Cogen | 1 | 0.22147 | 0 | 0 |  |  |  |  | 0.22147 | 0
38614 | TNBPAMCG4_8 | 4 | Houston | YES | 0.00962 | 96 | 0 | 96 |  | 1.005 | Cogen | 1 | 0.22147 | 0 | 0 |  |  |  |  | 0.22147 | 0
38615 | TNBPAMCG5_8 | 1 | Houston | YES | 0.00962 | 244 | 0 | 244 | 0 | 1.005 | Cogen | 1 | 0.22147 | 0 | 0 |  |  |  |  | 0.22147 | 0
38690 | TNBP_CGN4_8 | 3 | Houston | YES | 0.00962 | 40 | 0 | 40 |  | 1.005 | Cogen | 1 | 0.22147 | 0 | 0 |  |  |  |  | 0.22147 | 0
38711 | TNTXCTY1CG8 | 1 | Houston | YES | 0.00962 | 100.3 | 59 | 100.3 | 0 | 1 | Cogen | 1 | 0.22147 | 0 | 0 |  |  |  |  | 0.22147 | 0
38712 | TNTXCTY2CG8 | 1 | Houston | YES | 0.00962 | 92.9 | 59 | 92.9 | 0 | 1 | Cogen | 1 | 0.22147 | 0 | 0 |  |  |  |  | 0.22147 | 0
38713 | TNTXCTY3CG8 | 1 | Houston | YES | 0.00962 | 102.7 | 59 | 102.7 | 0 | 1 | Cogen | 1 | 0.22147 | 0 | 0 |  |  |  |  | 0.22147 | 0
38714 | TNTXCTY4CG8 | 1 | Houston | YES | 0.00962 | 103 | 59 | 103 | 0 | 1 | Cogen | 1 | 0.22147 | 0 | 0 |  |  |  |  | 0.22147 | 0
39470 | TNDOWCGNSG8 | 1 | Houston | YES | 0.00962 | 32 | 10 | 32 | 0 | 0.985 | Cogen | 1 | 0.22147 | 0 | 0 |  |  |  |  | 0.22147 | 0
39480 | TNDOWCGNGG8 | 1 | Houston | YES | 0.00962 | 30 | 10 | 30 | 0 | 0.985 | Cogen | 1 | 0.22147 | 0 | 0 |  |  |  |  | 0.22147 | 0
48772 | PHR_GN2_2 | MB | Houston | YES | 0.009954 | 0 | 72 | 459 |  | 1.0362 | GSC | 1 | 0.22181 | 0 | 0 |  |  |  |  | 0.22181 | 0
48561 | CTL_GT2_8130 | 1 | Houston | YES | 0.010189 | 73.5 | 30.3 | 91.9 |  | 1.0362 | Cogen | 1 | 0.22204 | 0 | 0 |  |  |  |  | 0.22204 | 0
48562 | CTL_GT3_8135 | 2 | Houston | YES | 0.010189 | 70.1 | 30.3 | 87.6 |  | 1.0362 | Cogen | 1 | 0.22204 | 0 | 0 |  |  |  |  | 0.22204 | 0
48563 | CTL_GT4_8140 | 3 | Houston | YES | 0.010189 | 69.6 | 30.3 | 87 |  | 1.0362 | Cogen | 1 | 0.22204 | 0 | 0 |  |  |  |  | 0.22204 | 0
48564 | CTL_GN1_8145 | 4 | Houston | YES | 0.010189 | 43.6 | 12.9 | 54.5 |  | 1.0362 | Cogen | 1 | 0.22204 | 0 | 0 |  |  |  |  | 0.22204 | 0
48565 | CTL_GN2_8155 | 5 | Houston | YES | 0.010189 | 9.8 | 3.4 | 12.2 |  | 1.0362 | Cogen | 1 | 0.22204 | 0 | 0 |  |  |  |  | 0.22204 | 0
48531 | BYU_GT1_8075 | 1 | Houston | YES | 0.010277 | 65 | 0 | 65 |  | 1.0362 | Cogen | 1 | 0.22213 | 0 | 0 |  |  |  |  | 0.22213 | 0
48532 | BYU_GT2_8055 | 2 | Houston | YES | 0.010277 | 62 | 0 | 62 |  | 1.0362 | Cogen | 1 | 0.22213 | 0 | 0 |  |  |  |  | 0.22213 | 0
48533 | BYU_GT3_8060 | 3 | Houston | YES | 0.010277 | 67 | 0 | 67 |  | 1.0362 | Cogen | 1 | 0.22213 | 0 | 0 |  |  |  |  | 0.22213 | 0
48534 | BYU_GT4_8065 | 4 | Houston | YES | 0.010277 | 65 | 0 | 65 |  | 1.0362 | Cogen | 1 | 0.22213 | 0 | 0 |  |  |  |  | 0.22213 | 0
48691 | GBY_73741085 | A | Houston | YES | 0.010408 | 37.6 | 20 | 47 | 0 | 1.0362 | GGT | 1 | 0.22226 | 47 | 47 |  |  |  |  | 0.22226 | 10.4463
48691 | GBY_73741085 | B | Houston | YES | 0.010408 | 37.6 | 20 | 47 | 0 | 1.0362 | GGT | 1 | 0.22226 | 47 | 47 |  |  |  |  | 0.22226 | 10.4463
48692 | GBY_81821075 | C | Houston | YES | 0.010408 | 37.6 | 20 | 47 | 0 | 1.0362 | GGT | 1 | 0.22226 | 47 | 47 |  |  |  |  | 0.22226 | 10.4463
48692 | GBY_81821075 | D | Houston | YES | 0.010408 | 44 | 20 | 55 | 0 | 1.0362 | GGT | 1 | 0.22226 | 55 | 55 |  |  |  |  | 0.22226 | 12.2243
48693 | GBY_83841065 | E | Houston | YES | 0.010408 | 45.6 | 20 | 57 | 0 | 1.0362 | GGT | 1 | 0.22226 | 57 | 57 |  |  |  |  | 0.22226 | 12.6689
48693 | GBY_83841065 | F | Houston | YES | 0.010408 | 43.2 | 20 | 54 | 0 | 1.0362 | GGT | 1 | 0.22226 | 54 | 54 |  |  |  |  | 0.22226 | 12.0021
48841 | SJS_GT1_GT1 | 1 | Houston | YES | 0.010445 | 62.4 | 49 | 78 | 0 | 1.0362 | Cogen | 1 | 0.2223 | 0 | 0 |  |  |  |  | 0.2223 | 0
48842 | SJS_GT2_GT2 | 2 | Houston | YES | 0.010445 | 64.8 | 49 | 81 | 0 | 1.0362 | Cogen | 1 | 0.2223 | 0 | 0 |  |  |  |  | 0.2223 | 0
48641 | DPEC_GT15040 | 1 | Houston | YES | 0.010484 | 163.2 | 98 | 163.2 | 0 | 1.0319 | CC | 1 | 0.22234 | 163.2 | 163.2 |  |  |  |  | 0.22234 | 36.2854
48642 | DPEC_GT25025 | 2 | Houston | YES | 0.010484 | 157.1 | 98 | 157.1 | 0 | 1.0319 | CC | 1 | 0.22234 | 157.1 | 157.1 |  |  |  |  | 0.22234 | 34.9291
48643 | DPEC_GT35010 | 3 | Houston | YES | 0.010484 | 157.5 | 98 | 157.5 | 0 | 1.0319 | CC | 1 | 0.22234 | 157.5 | 157.5 |  |  |  |  | 0.22234 | 35.0181
48644 | DPEC_GT45070 | 4 | Houston | YES | 0.010484 | 157 | 98 | 157 | 0 | 1.0319 | CC | 1 | 0.22234 | 157 | 157 |  |  |  |  | 0.22234 | 34.9069
48645 | DPEC_ST55065 | 5 | Houston | YES | 0.010484 | 282 | 0 | 282 | 0 | 1.0319 | CC | 1 | 0.22234 | 282 | 282 |  |  |  |  | 0.22234 | 62.699
48761 | PR_GT1__9040 | 1 | Houston | YES | 0.010531 | 26 | 0 | 35 |  | 1 | Cogen | 1 | 0.22238 | 0 | 0 |  |  |  |  | 0.22238 | 0
48855 | SRB_GT211035 | B1 | Houston | YES | 0.010571 | 0 | 0 | 18 |  | 1.014 | GGT | 1 | 0.22242 | 18 | 18 |  |  |  |  | 0.22242 | 4.0036
48855 | SRB_GT211035 | B2 | Houston | YES | 0.010571 | 0 | 0 | 12 |  | 1.014 | GGT | 1 | 0.22242 | 12 | 12 |  |  |  |  | 0.22242 | 2.6691
48852 | SRB_GN2_2 | 2 | Houston | YES | 0.010573 | 140.8 | 26 | 176 | 0 | 1.0217 | GST | 1 | 0.22243 | 176 | 176 |  |  |  |  | 0.22243 | 39.147
48851 | SRB_GN1_1 | 1 | Houston | YES | 0.010576 | 132 | 26 | 165 | 0 | 1.0217 | GST | 1 | 0.22243 | 165 | 165 |  |  |  |  | 0.22243 | 36.7008
48551 | CAL_GT1_8045 | 1 | Houston | YES | 0.010578 | 149 | 0 | 149 | 0 | 1.0326 | Cogen | 1 | 0.22243 | 0 | 0 |  |  |  |  | 0.22243 | 0
48552 | CAL_ST1_8000 | 2 | Houston | YES | 0.010578 | 65.1 | 0 | 65.1 | 0 | 1.0326 | Cogen | 1 | 0.22243 | 0 | 0 |  |  |  |  | 0.22243 | 0
48853 | SRB_GN3_3 | 3 | Houston | YES | 0.010587 | 170.4 | 35 | 213 |  | 1.0326 | GST | 1 | 0.22244 | 213 | 213 |  |  |  |  | 0.22244 | 47.3797
48611 | DIB_GT1_8080 | 1 | Houston | YES | 0.010588 | 64 | 0 | 64 | 0 | 1.0326 | Cogen | 1 | 0.22244 | 0 | 0 |  |  |  |  | 0.22244 | 0
48612 | DIB_GT2_8075 | 2 | Houston | YES | 0.010588 | 63.2 | 0 | 63.2 | 0 | 1.0326 | Cogen | 1 | 0.22244 | 0 | 0 |  |  |  |  | 0.22244 | 0
48613 | DIB_ST1_8085 | 3 | Houston | YES | 0.010588 | 67.9 | 30 | 82.6 | 0 | 1.0326 | Cogen | 1 | 0.22244 | 0 | 0 |  |  |  |  | 0.22244 | 0
48614 | DIB_GT3_8090 | 4 | Houston | YES | 0.010588 | 73.6 | 15 | 73.6 | 0 | 1.0326 | Cogen | 1 | 0.22244 | 0 | 0 |  |  |  |  | 0.22244 | 0
48845 | SOL_GT1 | 1 | Houston | YES | 0.010588 | 16.2 | 15.4 | 16.2 |  | 1.0326 | Solar | 1 | 0.22244 | 16.2 | 16.2 |  |  |  |  | 0.22244 | 3.6035
48854 | SRB_GN4_4 | 4 | Houston | YES | 0.01059 | 182.4 | 35 | 228 | 0 | 1.0326 | GST | 1 | 0.22244 | 228 | 228 |  |  |  |  | 0.22244 | 50.717
48740 | PSG_GN2_8050 | 1 | Houston | YES | 0.010591 | 182 | 60 | 182 | 0 | 1.0326 | Cogen | 1 | 0.22244 | 0 | 0 |  |  |  |  | 0.22244 | 0
48741 | PSG_GT2_8040 | 1 | Houston | YES | 0.010591 | 158.6 | 50 | 158.6 | 0 | 1.0326 | Cogen | 1 | 0.22244 | 0 | 0 |  |  |  |  | 0.22244 | 0
48742 | PSG_GT3_8060 | 1 | Houston | YES | 0.010591 | 157 | 50 | 157 | 0 | 1.0326 | Cogen | 1 | 0.22244 | 0 | 0 |  |  |  |  | 0.22244 | 0
48820 | SHELLG1_3015 | 1 | Houston | YES | 0.010647 | 71 | 34.5 | 71 |  | 1.029 | Cogen | 1 | 0.2225 | 0 | 0 |  |  |  |  | 0.2225 | 0
48821 | SHELLG2 | 2 | Houston | YES | 0.010647 | 72 | 34.5 | 72 |  | 1.029 | Cogen | 1 | 0.2225 | 0 | 0 |  |  |  |  | 0.2225 | 0
48822 | SHELLG3_3020 | 2 | Houston | YES | 0.010647 | 30 | 0 | 30 |  | 1.029 | Cogen | 1 | 0.2225 | 0 | 0 |  |  |  |  | 0.2225 | 0
48822 | SHELLG3_3020 | 1 | Houston | YES | 0.010647 | 39 | 0 | 39 |  | 1.029 | Cogen | 1 | 0.2225 | 0 | 0 |  |  |  |  | 0.2225 | 0
48500 | APD_GT1_8005 | 1 | Houston | YES | 0.010737 | 137.6 | 54.6 | 137.6 |  | 1.0362 | Cogen | 1 | 0.22259 | 0 | 0 |  |  |  |  | 0.22259 | 0
48511 | LPE_GT1_8070 | 1 | Houston | YES | 0.010744 | 42 | 0 | 42 | 0 | 1.0362 | GGT | 1 | 0.2226 | 42 | 42 |  |  |  |  | 0.2226 | 9.3491
48512 | LPE_GT2_8075 | 2 | Houston | YES | 0.010744 | 42 | 0 | 42 | 0 | 1.0362 | GGT | 1 | 0.2226 | 42 | 42 |  |  |  |  | 0.2226 | 9.3491
48513 | LPE_GT3_8080 | 3 | Houston | YES | 0.010744 | 39 | 0 | 39 | 0 | 1.0362 | GGT | 1 | 0.2226 | 39 | 39 |  |  |  |  | 0.2226 | 8.6813
48514 | LPE_GT4_8085 | 4 | Houston | YES | 0.010744 | 39 | 0 | 39 | 0 | 1.0362 | GGT | 1 | 0.2226 | 39 | 39 |  |  |  |  | 0.2226 | 8.6813
48593 | CHE_GT1_8015 | 1 | Houston | YES | 0.010767 | 173 | 50 | 173 | 0 | 1.0362 | Cogen | 1 | 0.22262 | 0 | 0 |  |  |  |  | 0.22262 | 0
48594 | CHE_GN4_8025 | 4 | Houston | YES | 0.010767 | 142 | 60 | 142 | 0 | 1.0362 | Cogen | 1 | 0.22262 | 0 | 0 |  |  |  |  | 0.22262 | 0
48873 | THW_ST3_ST_3 | 3 | Houston | YES | 0.010897 | 107 | 19 | 107 | 0 | 1.0435 | CC | 1 | 0.22275 | 107 | 107 |  |  |  |  | 0.22275 | 23.8342
48874 | THW_ST4_ST_4 | 4 | Houston | YES | 0.010897 | 108 | 19 | 108 | 0 | 1.0435 | CC | 1 | 0.22275 | 108 | 108 |  |  |  |  | 0.22275 | 24.057
48875 | THW_3132 | B | Houston | YES | 0.010897 | 53 | 5 | 53 | 0 | 1.0435 | CC | 1 | 0.22275 | 53 | 53 |  |  |  |  | 0.22275 | 11.8057
48875 | THW_3132 | A | Houston | YES | 0.010897 | 55 | 5 | 55 | 0 | 1.0435 | CC | 1 | 0.22275 | 55 | 55 |  |  |  |  | 0.22275 | 12.2512
48877 | THW_3334 | C | Houston | YES | 0.010897 | 55 | 5 | 55 | 0 | 1.0435 | CC | 1 | 0.22275 | 55 | 55 |  |  |  |  | 0.22275 | 12.2512
48877 | THW_3334 | D | Houston | YES | 0.010897 | 57 | 5 | 57 | 0 | 1.0435 | CC | 1 | 0.22275 | 57 | 57 |  |  |  |  | 0.22275 | 12.6967
48879 | THW_4142 | E | Houston | YES | 0.010897 | 56 | 5 | 56 | 0 | 1.0435 | CC | 1 | 0.22275 | 56 | 56 |  |  |  |  | 0.22275 | 12.474
48879 | THW_4142 | F | Houston | YES | 0.010897 | 55 | 5 | 55 | 0 | 1.0435 | CC | 1 | 0.22275 | 55 | 55 |  |  |  |  | 0.22275 | 12.2512
48881 | THW_4344 | G | Houston | YES | 0.010897 | 58 | 5 | 58 | 0 | 1.0435 | CC | 1 | 0.22275 | 58 | 58 |  |  |  |  | 0.22275 | 12.9195
48881 | THW_4344 | H | Houston | YES | 0.010897 | 58 | 5 | 58 | 0 | 1.0435 | CC | 1 | 0.22275 | 58 | 58 |  |  |  |  | 0.22275 | 12.9195
48582 | CBY_GN2_2 | 2 | Houston | YES | 0.010965 | 596.8 | 110 | 746 | 0 | 1.0435 | GSC | 1 | 0.22282 | 746 | 746 |  |  |  |  | 0.22282 | 166.2221
49803 | EXN_15GT | 1 | Houston | YES | 0.011004 | 33 | 8.3 | 34 |  | 1.0326 | Cogen | 1 | 0.22286 | 0 | 0 |  |  |  |  | 0.22286 | 0
49804 | EXN_16GT | 2 | Houston | YES | 0.011004 | 32 | 8.3 | 34.7 |  | 1.0326 | Cogen | 1 | 0.22286 | 0 | 0 |  |  |  |  | 0.22286 | 0
49805 | EXN_17GT | 3 | Houston | YES | 0.011004 | 31 | 8.3 | 32.7 |  | 1.0326 | Cogen | 1 | 0.22286 | 0 | 0 |  |  |  |  | 0.22286 | 0
49826 | EXN938GT | 5 | Houston | YES | 0.011004 | 43 | 9.2 | 45.9 | 0 | 1.0326 | Cogen | 1 | 0.22286 | 0 | 0 |  |  |  |  | 0.22286 | 0
49828 | EXN941GT | 10 | Houston | YES | 0.011004 | 17.7 | 5.4 | 17.7 | 0 | 1.0326 | Cogen | 1 | 0.22286 | 0 | 0 |  |  |  |  | 0.22286 | 0
49829 | EXN942GT | 11 | Houston | YES | 0.011004 | 20 | 5.4 | 20.4 | 0 | 1.0326 | Cogen | 1 | 0.22286 | 0 | 0 |  |  |  |  | 0.22286 | 0
49830 | EXN943GT | 12 | Houston | YES | 0.011004 | 19 | 5.4 | 19.9 | 0 | 1.0326 | Cogen | 1 | 0.22286 | 0 | 0 |  |  |  |  | 0.22286 | 0
49831 | EXN944GT | 13 | Houston | YES | 0.011004 | 33 | 5.4 | 35 | 0 | 1.0326 | Cogen | 1 | 0.22286 | 0 | 0 |  |  |  |  | 0.22286 | 0
49832 | EXN945GT | 9 | Houston | YES | 0.011004 | 18.5 | 9.2 | 18.5 | 0 | 1.0326 | Cogen | 1 | 0.22286 | 0 | 0 |  |  |  |  | 0.22286 | 0
49837 | EXN_GT | 4 | Houston | YES | 0.011004 | 81 | 21.3 | 85.4 | 0 | 1.0326 | Cogen | 1 | 0.22286 | 0 | 0 |  |  |  |  | 0.22286 | 0
49838 | EXN_14GT | 14 | Houston | YES | 0.011004 | 140 | 0 | 148 |  | 1.0326 | Cogen | 1 | 0.22286 | 0 | 0 |  |  |  |  | 0.22286 | 0
48883 | THW_GT1_GT_1 | B2 | Houston | YES | 0.011038 | 0 | 0 | 12 |  | 1.043 | GGT | 1 | 0.22289 | 12 | 12 |  |  |  |  | 0.22289 | 2.6747
48651 | EP_1_2 | 2 | Houston | YES | 0.011107 | 17.7 | 10 | 21 | 0 | 1.0362 | Cogen | 1 | 0.22296 | 0 | 0 |  |  |  |  | 0.22296 | 0
48651 | EP_1_2 | 1 | Houston | YES | 0.011107 | 4 | 0 | 5 | 0 | 1.0362 | Cogen | 1 | 0.22296 | 0 | 0 |  |  |  |  | 0.22296 | 0
48791 | PSA_GT1_8160 | 1 | Houston | YES | 0.011111 | 52 | 20.8 | 65 | 0 | 1.0362 | Cogen | 1 | 0.22296 | 0 | 0 |  |  |  |  | 0.22296 | 0
48792 | PSA_GT2_8155 | 2 | Houston | YES | 0.011111 | 52.8 | 20.3 | 66 | 0 | 1.0362 | Cogen | 1 | 0.22296 | 0 | 0 |  |  |  |  | 0.22296 | 0
48793 | PSA_GT3_8150 | 3 | Houston | YES | 0.011111 | 56 | 20.3 | 70 | 0 | 1.0362 | Cogen | 1 | 0.22296 | 0 | 0 |  |  |  |  | 0.22296 | 0
48794 | PSA_GT4_8145 | 4 | Houston | YES | 0.011111 | 52.8 | 20.3 | 66 | 0 | 1.0362 | Cogen | 1 | 0.22296 | 0 | 0 |  |  |  |  | 0.22296 | 0
48795 | PSA_GT5_8140 | 5 | Houston | YES | 0.011111 | 51.2 | 20.3 | 64 | 0 | 1.0362 | Cogen | 1 | 0.22296 | 0 | 0 |  |  |  |  | 0.22296 | 0
48796 | PSA_GN1_8165 | 1 | Houston | YES | 0.011111 | 83.2 | 43.1 | 104 | 0 | 1.0362 | Cogen | 1 | 0.22296 | 0 | 0 |  |  |  |  | 0.22296 | 0
48797 | PSA_GT6_8135 | 6 | Houston | YES | 0.011111 | 47.2 | 34.5 | 59 | 0 | 1.0362 | Cogen | 1 | 0.22296 | 0 | 0 |  |  |  |  | 0.22296 | 0
48581 | CBY_GN1_1 | 1 | Houston | YES | 0.011113 | 595.2 | 108 | 744 | 0 | 1.0435 | GSC | 1 | 0.22297 | 744 | 744 |  |  |  |  | 0.22297 | 165.8866
48815 | CVC_GT4_8005 | 4 | Houston | YES | 0.011146 | 165 | 91.8 | 165 |  | 1.0362 | Cogen | 1 | 0.223 | 0 | 0 |  |  |  |  | 0.223 | 0
48583 | CBY_GT4_1 | 1 | Houston | YES | 0.01116 | 172 | 0 | 172 | 0 | 1.026 | GSC | 1 | 0.22301 | 172 | 172 |  |  |  |  | 0.22301 | 38.3582
48584 | CBY_GT4_2 | 2 | Houston | YES | 0.01116 | 172 | 0 | 172 | 0 | 1.026 | CC | 1 | 0.22301 | 172 | 172 |  |  |  |  | 0.22301 | 38.3582
48585 | CBY_ST4_1 | 3 | Houston | YES | 0.01116 | 172 | 0 | 172 | 0 | 1.026 | CC | 1 | 0.22301 | 172 | 172 |  |  |  |  | 0.22301 | 38.3582
48595 | BTE_GT2_8075 | 1 | Houston | YES | 0.011268 | 162.8 | 130 | 162.8 | 0 | 1.0261 | CC | 1 | 0.22312 | 162.8 | 162.8 |  |  |  |  | 0.22312 | 36.3241
48596 | BTE_GT3_8045 | 2 | Houston | YES | 0.011268 | 161.4 | 130 | 161.4 | 0 | 1.0261 | CC | 1 | 0.22312 | 161.4 | 161.4 |  |  |  |  | 0.22312 | 36.0117
48597 | BTE_GT4_8055 | 3 | Houston | YES | 0.011268 | 158.9 | 130 | 158.9 | 0 | 1.0261 | CC | 1 | 0.22312 | 158.9 | 158.9 |  |  |  |  | 0.22312 | 35.4539
48598 | BTE_ST1_8070 | 4 | Houston | YES | 0.011268 | 269.2 | 60 | 269.2 | 0 | 1.0261 | CC | 1 | 0.22312 | 269.2 | 269.2 |  |  |  |  | 0.22312 | 60.0641
48690 | GBY_GN5_5 | 5 | Houston | YES | 0.011309 | 318.4 | 81 | 398 |  | 1.0362 | GSC | 1 | 0.22316 | 398 | 398 |  |  |  |  | 0.22316 | 88.8184
48885 | THW_5152 | A | Houston | YES | 0.011359 | 46.4 | 5 | 58 |  | 1.0319 | GGT | 1 | 0.22321 | 58 | 58 |  |  |  |  | 0.22321 | 12.9463
48885 | THW_5152 | B | Houston | YES | 0.011359 | 47.2 | 5 | 59 |  | 1.0319 | GGT | 1 | 0.22321 | 59 | 59 |  |  |  |  | 0.22321 | 13.1695
48886 | THW_5354 | D | Houston | YES | 0.011359 | 46.4 | 5 | 58 |  | 1.0319 | GGT | 1 | 0.22321 | 58 | 58 |  |  |  |  | 0.22321 | 12.9463
48886 | THW_5354 | C | Houston | YES | 0.011359 | 45.6 | 5 | 57 |  | 1.0319 | GGT | 1 | 0.22321 | 57 | 57 |  |  |  |  | 0.22321 | 12.7231
48887 | THW_5556 | F | Houston | YES | 0.011359 | 45.6 | 5 | 57 |  | 1.0319 | GGT | 1 | 0.22321 | 57 | 57 |  |  |  |  | 0.22321 | 12.7231
48887 | THW_5556 | E | Houston | YES | 0.011359 | 47.2 | 5 | 59 |  | 1.0319 | GGT | 1 | 0.22321 | 59 | 59 |  |  |  |  | 0.22321 | 13.1695
48591 | CHE_GT2_5030 | 2 | Houston | YES | 0.01201 | 173 | 50 | 173 | 0 | 1.029 | Cogen | 1 | 0.22386 | 0 | 0 |  |  |  |  | 0.22386 | 0
48811 | CVC_GT3_5045 | 3 | Houston | YES | 0.01201 | 156 | 91.8 | 156 | 0 | 1.029 | Cogen | 1 | 0.22386 | 0 | 0 |  |  |  |  | 0.22386 | 0
48812 | CVC_GT2_5020 | 2 | Houston | YES | 0.01201 | 158 | 91.8 | 158 | 0 | 1.029 | Cogen | 1 | 0.22386 | 0 | 0 |  |  |  |  | 0.22386 | 0
48813 | CVC_GT1_5035 | 1 | Houston | YES | 0.01201 | 160 | 91.8 | 160 | 0 | 1.029 | Cogen | 1 | 0.22386 | 0 | 0 |  |  |  |  | 0.22386 | 0
48814 | CVC_ST5_5040 | 1 | Houston | YES | 0.01201 | 162 | 91.8 | 162 | 0 | 1.029 | Cogen | 1 | 0.22386 | 0 | 0 |  |  |  |  | 0.22386 | 0
3416 | LAKE_CRK1_G | 1 | North | YES | 0.012446 | 60 | 33 | 75 |  | 1.029 | GST | 1 | 0.2243 | 75 | 75 | 0.93345 | 75 |  |  | 0.2243 | 16.8224
3417 | LAKE_CRK2_G | 2 | North | YES | 0.012446 | 177.6 | 40 | 222 | 0 | 1.029 | GST | 1 | 0.2243 | 222 | 222 | 2.763 | 222 |  |  | 0.2243 | 49.7943
1453 | WCPWRCO_1G | 1 | North | YES | 0.012674 | 204 | 50 | 204 | 0 | 1.02 | CC | 1 | 0.22453 | 204 | 204 | 2.5855 | 204 |  |  | 0.22453 | 45.8035
1454 | WCPWRCO_2G | 2 | North | YES | 0.012674 | 204 | 50 | 204 | 0 | 1.02 | CC | 1 | 0.22453 | 204 | 204 | 2.5855 | 204 |  |  | 0.22453 | 45.8035
1455 | WCPWRCO_3G | 3 | North | YES | 0.012674 | 242 | 50 | 242 |  | 1.02 | CC | 1 | 0.22453 | 242 | 242 | 3.0671 | 242 |  |  | 0.22453 | 54.3355
728 | WOLFRIDGE801 | 1 | North | YES | 0.012685 | 11.2 | 0 | 112.5 | 0 | 0.99 | Wind | 1 | 0.22454 | 0 | 112.5 | 1.4271 | 112.5 |  |  | 0.22454 | 25.2605
3403 | THOUSE_1G | 1 | North | YES | 0.01507 | 563 | 200 | 563 | 0 | 1.012 | GSC | 1 | 0.22692 | 563 | 563 | 8.4844 | 563 |  |  | 0.22692 | 127.7576
3404 | THOUSE_2G | 2 | North | YES | 0.01507 | 807 | 250 | 807 | 0 | 1.012 | GSC | 1 | 0.22692 | 807 | 807 | 12.1615 | 807 |  |  | 0.22692 | 183.1268
48671 | FTR_GT1_5105 | 1 | North | YES | 0.01787 | 154.2 | 0 | 154.2 | 0 | 1.0319 | CC | 1 | 0.22972 | 154.2 | 154.2 | 2.7556 | 154.2 |  |  | 0.22972 | 35.4233
48672 | FTR_GT2_5110 | 2 | North | YES | 0.01787 | 159 | 0 | 159 | 0 | 1.0319 | CC | 1 | 0.22972 | 159 | 159 | 2.8413 | 159 |  |  | 0.22972 | 36.5259
48673 | FTR_GT3_5085 | 3 | North | YES | 0.01787 | 158 | 0 | 158 | 0 | 1.0319 | CC | 1 | 0.22972 | 158 | 158 | 2.8235 | 158 |  |  | 0.22972 | 36.2962
48674 | FTR_CN4_5095 | 4 | North | YES | 0.01787 | 380 | 0 | 380 | 0 | 1.0319 | CC | 1 | 0.22972 | 380 | 380 | 6.7906 | 380 |  |  | 0.22972 | 87.2947
32883 | BRYN_DNSBY3 | 1 | North | YES | 0.018235 | 0 | 2 | 48 |  | 1.015 | GST | 1 | 0.23009 | 48 | 48 | 0.87528 | 48 |  |  | 0.23009 | 11.0442
32884 | BRYN_DNSBY13 | 1 | North | YES | 0.018235 | 46 | 2 | 46 | 0 | 1.015 | GST | 1 | 0.23009 | 46 | 46 | 0.83881 | 46 |  |  | 0.23009 | 10.584
32892 | BRYN_DNSBY14 | 1 | North | YES | 0.018235 | 84 | 25 | 105 | 0 | 1.035 | GST | 1 | 0.23009 | 105 | 105 | 1.9147 | 105 |  |  | 0.23009 | 24.1592
32886 | BRYN_ATKINS3 | MB | North | YES | 0.018293 | 0 | 5 | 12 |  | 1 | GST | 1 | 0.23015 | 0 | 0 | 0 | 0 |  |  | 0.23015 | 0
32887 | BRYN_ATKINS6 | MB | North | YES | 0.018293 | 0 | 12 | 51 |  | 1.028 | GST | 1 | 0.23015 | 0 | 0 | 0 | 0 |  |  | 0.23015 | 0
32888 | BRYN_ATKINS7 | 1 | North | YES | 0.018293 | 13.6 | 4 | 17 |  | 1.028 | GGT | 1 | 0.23015 | 17 | 17 | 0.31098 | 17 |  |  | 0.23015 | 3.9125
32890 | BRYN_ATKINS4 | MB | North | YES | 0.018293 | 0 | 5 | 22 |  | 1.031 | GST | 1 | 0.23015 | 0 | 0 | 0 | 0 |  |  | 0.23015 | 0
32891 | BRYN_ATKINS5 | MB | North | YES | 0.018293 | 0 | 5 | 25 |  | 1.031 | GST | 1 | 0.23015 | 0 | 0 | 0 | 0 |  |  | 0.23015 | 0
32798 | BRYN_TAMUGEN | 1 | North | YES | 0.018467 | 32 | 0 | 32 |  | 1.02 | GST | 1 | 0.23032 | 32 | 32 | 0.59094 | 32 |  |  | 0.23032 | 7.3702
990 | GIBN_CREK_G1 | 1 | North | YES | 0.019037 | 463 | 200 | 463 | 0 | 1.0275 | LIGCO | 1 | 0.23089 | 0 | 463 | 8.8141 | 463 |  |  | 0.23089 | 106.902
39960 | TNTNPONE_18 | 1 | North | YES | 0.022977 | 152.3 | 30 | 152.3 |  | 1.04 | LIGCO | 1 | 0.23483 | 0 | 152.3 | 3.4994 | 152.3 |  |  | 0.23483 | 35.7646
39970 | TNTNPONE_28 | 1 | North | YES | 0.022977 | 153 | 30 | 153 |  | 1.04 | LIGCO | 1 | 0.23483 | 0 | 153 | 3.5155 | 153 |  |  | 0.23483 | 35.929
48721 | LEG_1___1 | 1 | North | YES | 0.02459 | 827 | 357 | 827 | 0 | 1.0348 | LIGCO | 1 | 0.23644 | 0 | 827 | 20.3359 | 827 |  |  | 0.23644 | 195.5382
48722 | LEG_2___2 | 2 | North | YES | 0.02459 | 819 | 357 | 819 | 0 | 1.0348 | LIGCO | 1 | 0.23644 | 0 | 819 | 20.1392 | 819 |  |  | 0.23644 | 193.6467
923 | SPENCER_G4 | 1 | North | YES | 0.0248 | 48 | 20 | 61 | 0 | 1.03 | GST | 1 | 0.23665 | 61 | 61 | 1.5128 | 61 |  |  | 0.23665 | 14.4358
924 | SPENCER_G5 | 1 | North | YES | 0.0248 | 52 | 20 | 66 | 0 | 1.03 | GST | 1 | 0.23665 | 66 | 66 | 1.6368 | 66 |  |  | 0.23665 | 15.6191
1861 | EAGLEMNT_1G | MB | North | YES | 0.028334 | 0 | 30 | 112 |  | 1.022 | GST | 1 | 0.24019 | 0 | 0 | 0 | 0 |  |  | 0.24019 | 0
1862 | EAGLEMNT_2G | MB | North | YES | 0.028334 | 0 | 40 | 100 |  | 1.022 | GST | 1 | 0.24019 | 0 | 0 | 0 | 0 |  |  | 0.24019 | 0
1863 | EAGLEMNT_3G | MB | North | YES | 0.028334 | 0 | 50 | 378 |  | 1.022 | GST | 1 | 0.24019 | 0 | 0 | 0 | 0 |  |  | 0.24019 | 0
3126 | TRINIDAD_6G | 1 | North | YES | 0.028753 | 179.2 | 46 | 224 | 0 | 1 | GST | 1 | 0.24061 | 224 | 224 | 6.4407 | 224 |  |  | 0.24061 | 53.8957
3381 | BBRN_1G | 1 | North | YES | 0.029044 | 618 | 225 | 618 | 0 | 1.03 | LIGCO | 1 | 0.2409 | 0 | 618 | 17.9492 | 618 |  |  | 0.2409 | 148.8743
3382 | BBRN_2G | 2 | North | YES | 0.029044 | 589 | 225 | 589 | 0 | 1.03 | LIGCO | 1 | 0.2409 | 0 | 589 | 17.1069 | 589 |  |  | 0.2409 | 141.8883
13134 | CALFREST_4G | 4 | North | YES | 0.029312 | 151.5 | 40 | 151.5 | 0 | 1.031 | CC | 1 | 0.24116 | 151.5 | 151.5 | 4.4408 | 151.5 |  |  | 0.24116 | 36.5365
13135 | CALFREST_5G | 5 | North | YES | 0.029312 | 152.3 | 57 | 152.3 | 0 | 1.031 | CC | 1 | 0.24116 | 152.3 | 152.3 | 4.4642 | 152.3 |  |  | 0.24116 | 36.7294
13136 | CALFREST_6G | 6 | North | YES | 0.029312 | 177.5 | 40 | 177.5 | 0 | 1.031 | CC | 1 | 0.24116 | 177.5 | 177.5 | 5.2029 | 177.5 |  |  | 0.24116 | 42.8068
13131 | CALFREST_1G | 1 | North | YES | 0.029357 | 150.7 | 40 | 150.7 | 0 | 1.031 | CC | 1 | 0.24121 | 150.7 | 150.7 | 4.4241 | 150.7 |  |  | 0.24121 | 36.3503
13132 | CALFREST_2G | 2 | North | YES | 0.029357 | 151 | 57 | 151 | 0 | 1.031 | CC | 1 | 0.24121 | 151 | 151 | 4.4329 | 151 |  |  | 0.24121 | 36.4227
13133 | CALFREST_3G | 3 | North | YES | 0.029357 | 177.4 | 40 | 177.4 | 0 | 1.031 | CC | 1 | 0.24121 | 177.4 | 177.4 | 5.2079 | 177.4 |  |  | 0.24121 | 42.7906
6948 | DENISNDM | 2 | North | YES | 0.029558 | 31 | 5 | 40 | 0 | 1.015 | Hydro | 1 | 0.24141 | 0 | 0 | 0 | 0 |  |  | 0.24141 | 0
6948 | DENISNDM | 1 | North | YES | 0.029558 | 40 | 5 | 40 | 0 | 1.015 | Hydro | 1 | 0.24141 | 0 | 0 | 0 | 0 |  |  | 0.24141 | 0
1687 | VALLEY_1G | 1 | North | YES | 0.029901 | 136 | 15 | 170 | 0 | 1.029 | GST | 1 | 0.24175 | 170 | 170 | 5.0832 | 170 |  |  | 0.24175 | 41.0982
1688 | VALLEY_2G | 2 | North | YES | 0.029901 | 527 | 90 | 527 | 0 | 1.029 | GSC | 1 | 0.24175 | 527 | 527 | 15.7578 | 527 |  |  | 0.24175 | 127.4043
3107 | STRYKER_1G | 1 | North | YES | 0.029917 | 145.6 | 45 | 182 | 0 | 1.029 | GST | 1 | 0.24177 | 182 | 182 | 5.4449 | 182 |  |  | 0.24177 | 44.0021
3108 | STRYKER_2G | 2 | North | YES | 0.029917 | 484 | 75 | 484 | 0 | 1.029 | GST | 1 | 0.24177 | 484 | 484 | 14.4798 | 484 |  |  | 0.24177 | 117.0166
2371 | COLLIN_1G | MB | North | YES | 0.029963 | 0 | 40 | 138 |  | 1.022 | GST | 1 | 0.24182 | 0 | 0 | 0 | 0 |  |  | 0.24182 | 0
3348 | CHAMPION_1G | MB | North | YES | 0.03015 | 0 | 42 | 42 |  | 1 | Cogen | 1 | 0.242 | 0 | 0 | 0 | 0 |  |  | 0.242 | 0
3113 | LUFKINWB_1G | 1 | North | YES | 0.030151 | 0 | 0 | 50 |  | 1.01 | #N/A | 1 | 0.242 | 50 | 50 | 1.5075 | 50 |  |  | 0.242 | 12.1002
13116 | TGATEWAY_1G | 1 | North | YES | 0.03029 | 151 | 30 | 151 | 0 | 1.0232 | CC | 1 | 0.24214 | 151 | 151 | 4.5738 | 151 |  |  | 0.24214 | 36.5636
13117 | TGATEWAY_2G | 2 | North | YES | 0.03029 | 130 | 30 | 130 | 0 | 1.0232 | CC | 1 | 0.24214 | 130 | 130 | 3.9377 | 130 |  |  | 0.24214 | 31.4786
13118 | TGATEWAY_3G | 3 | North | YES | 0.03029 | 148 | 30 | 148 | 0 | 1.0232 | CC | 1 | 0.24214 | 148 | 148 | 4.4829 | 148 |  |  | 0.24214 | 35.8371
13119 | TGATEWAY_4G | 4 | North | YES | 0.03029 | 399 | 65 | 399 | 0 | 1.0232 | CC | 1 | 0.24214 | 399 | 399 | 12.0857 | 399 |  |  | 0.24214 | 96.615
3097 | MARTLAKE_1G | 1 | North | YES | 0.030379 | 790 | 500 | 790 | 0 | 1.017 | LIGCO | 1 | 0.24223 | 0 | 790 | 23.9994 | 790 |  |  | 0.24223 | 191.3632
3098 | MARTLAKE_2G | 2 | North | YES | 0.030379 | 795 | 461 | 795 | 0 | 1.017 | LIGCO | 1 | 0.24223 | 0 | 795 | 24.1513 | 795 |  |  | 0.24223 | 192.5743
3099 | MARTLAKE_3G | 3 | North | YES | 0.030379 | 804 | 500 | 804 | 0 | 1.017 | LIGCO | 1 | 0.24223 | 0 | 804 | 24.4247 | 804 |  |  | 0.24223 | 194.7544
1675 | PEC_1G | 1 | North | YES | 0.030425 | 76.7 | 35 | 76.7 | 0 | 1.022 | Cogen | 1 | 0.24228 | 0 | 0 | 0 | 0 |  |  | 0.24228 | 0
1676 | PEC_2G | 2 | North | YES | 0.030425 | 79.6 | 35 | 79.6 | 0 | 1.022 | Cogen | 1 | 0.24228 | 0 | 0 | 0 | 0 |  |  | 0.24228 | 0
1677 | PEC_3G | 3 | North | YES | 0.030425 | 88.4 | 35 | 88.4 | 0 | 1.022 | Cogen | 1 | 0.24228 | 0 | 0 | 0 | 0 |  |  | 0.24228 | 0
1689 | VALLEY_3G | 3 | North | YES | 0.030442 | 0 | 25 | 375 |  | 1.003 | GST | 1 | 0.24229 | 375 | 375 | 11.4157 | 375 |  |  | 0.24229 | 90.8606
11691 | KMICHICT1_G | 1 | North | YES | 0.030442 | 144 | 80 | 144 | 0 | 1.026 | CC | 1 | 0.24229 | 144 | 144 | 4.3836 | 144 |  |  | 0.24229 | 34.8905
11692 | KMICHICT2_G | 2 | North | YES | 0.030442 | 146 | 80 | 146 | 0 | 1.026 | CC | 1 | 0.24229 | 146 | 146 | 4.4445 | 146 |  |  | 0.24229 | 35.3751
11693 | KMICHIST3_G | 3 | North | YES | 0.030442 | 312 | 60 | 312 | 0 | 1.026 | CC | 1 | 0.24229 | 312 | 312 | 9.4979 | 312 |  |  | 0.24229 | 75.596
11694 | KMICHICT4_G | 4 | North | YES | 0.030442 | 144 | 80 | 144 | 0 | 1.026 | CC | 1 | 0.24229 | 144 | 144 | 4.3836 | 144 |  |  | 0.24229 | 34.8905
11695 | KMICHICT5_G | 5 | North | YES | 0.030442 | 148 | 80 | 148 | 0 | 1.026 | CC | 1 | 0.24229 | 148 | 148 | 4.5054 | 148 |  |  | 0.24229 | 35.8596
11696 | KMICHIST6_G | 6 | North | YES | 0.030442 | 310 | 60 | 310 | 0 | 1.026 | CC | 1 | 0.24229 | 310 | 310 | 9.437 | 310 |  |  | 0.24229 | 75.1114
1678 | LAMARPWR_1G | 1 | North | YES | 0.030486 | 160 | 67.7 | 160 | 0 | 1.038 | CC | 1 | 0.24234 | 160 | 160 | 4.8778 | 160 |  |  | 0.24234 | 38.7742
1679 | LAMARPWR_2G | 2 | North | YES | 0.030486 | 156 | 67.7 | 156 | 0 | 1.038 | CC | 1 | 0.24234 | 156 | 156 | 4.7558 | 156 |  |  | 0.24234 | 37.8049
1680 | LAMARPWR_3G | 3 | North | YES | 0.030486 | 196 | 129.1 | 196 | 0 | 1.038 | CC | 1 | 0.24234 | 196 | 196 | 5.9753 | 196 |  |  | 0.24234 | 47.4984
1681 | LAMARPWR_4G | 4 | North | YES | 0.030486 | 156 | 67.7 | 156 | 0 | 1.038 | CC | 1 | 0.24234 | 156 | 156 | 4.7558 | 156 |  |  | 0.24234 | 37.8049
1682 | LAMARPWR_5G | 5 | North | YES | 0.030486 | 157 | 67.7 | 157 | 0 | 1.038 | CC | 1 | 0.24234 | 157 | 157 | 4.7863 | 157 |  |  | 0.24234 | 38.0472
1683 | LAMARPWR_6G | 6 | North | YES | 0.030486 | 198 | 129.1 | 198 | 0 | 1.038 | CC | 1 | 0.24234 | 198 | 198 | 6.0362 | 198 |  |  | 0.24234 | 47.9831
1701 | MOSES_1G | 1 | North | YES | 0.030645 | 558 | 175 | 558 | 0 | 1.023 | LIGCO | 1 | 0.2425 | 0 | 558 | 17.0999 | 558 |  |  | 0.2425 | 135.3138
1702 | MOSES_2G | 2 | North | YES | 0.030645 | 579 | 175 | 579 | 0 | 1.023 | LIGCO | 1 | 0.2425 | 0 | 579 | 17.7435 | 579 |  |  | 0.2425 | 140.4063
1703 | MOSES_3G | 3 | North | YES | 0.030645 | 808 | 463 | 808 | 0 | 1.023 | LIGCO | 1 | 0.2425 | 0 | 808 | 24.7612 | 808 |  |  | 0.2425 | 195.9383
5925 | DCEAST | EQ | North | YES | 0.030645 | 400.3 | -600 | 600 | 0 | 1.025 | DCTie | 1 | 0.2425 | 0 | 0 | 0 | 0 |  |  | 0.2425 | 0
948 | STEAM1 | 1 | North | YES | 0.030906 | 0 | 12 | 20 |  | 1.02 | GST | 1 | 0.24276 | 20 | 20 | 0.61812 | 20 |  |  | 0.24276 | 4.8552
949 | STEAM2 | 1 | North | YES | 0.030906 | 26 | 8 | 26 | 0 | 0.99 | GST | 1 | 0.24276 | 26 | 26 | 0.80356 | 26 |  |  | 0.24276 | 6.3117
950 | STEAM3 | 1 | North | YES | 0.030906 | 41 | 13 | 42 | 0 | 1.02 | GST | 1 | 0.24276 | 42 | 42 | 1.2981 | 42 |  |  | 0.24276 | 10.1959
842 | OLINGER_G1 | 1 | North | YES | 0.030916 | 55.4 | 20 | 79 | 0 | 1.03 | GST | 1 | 0.24277 | 79 | 79 | 2.4424 | 79 |  |  | 0.24277 | 19.1787
843 | OLINGER_G2 | 1 | North | YES | 0.030916 | 76.2 | 25 | 110 | 0 | 1.03 | GST | 1 | 0.24277 | 110 | 110 | 3.4008 | 110 |  |  | 0.24277 | 26.7046
844 | OLINGER_G3 | 1 | North | YES | 0.030916 | 103.9 | 45 | 150 | 0 | 1.03 | GST | 1 | 0.24277 | 150 | 150 | 4.6374 | 150 |  |  | 0.24277 | 36.4153
845 | OLINGER_G4 | 1 | North | YES | 0.030916 | 51.9 | 0 | 76 | 0 | 1.03 | GGT | 1 | 0.24277 | 76 | 76 | 2.3496 | 76 |  |  | 0.24277 | 18.4504
837 | NEWMAN_G5 | 1 | North | YES | 0.030958 | 0 | 15 | 40 |  | 1.01 | GST | 1 | 0.24281 | 40 | 40 | 1.2383 | 40 |  |  | 0.24281 | 9.7124
12411 | FPLEFR1A_G | 1 | North | YES | 0.031033 | 161 | 72 | 161 | 0 | 1 | CC | 1 | 0.24289 | 161 | 161 | 4.9963 | 161 |  |  | 0.24289 | 39.1046
12412 | FPLEFR1B_G | 2 | North | YES | 0.031033 | 164 | 72 | 164 | 0 | 1 | CC | 1 | 0.24289 | 164 | 164 | 5.0894 | 164 |  |  | 0.24289 | 39.8333
12413 | FPLEFR1C_G | 3 | North | YES | 0.031033 | 164 | 72 | 164 | 0 | 1 | CC | 1 | 0.24289 | 164 | 164 | 5.0894 | 164 |  |  | 0.24289 | 39.8333
12414 | FPLEFR1S_G | 4 | North | YES | 0.031033 | 414 | 191 | 414 | 0 | 1 | CC | 1 | 0.24289 | 414 | 414 | 12.8477 | 414 |  |  | 0.24289 | 100.5547
12421 | FPLEFR2A_G | 1 | North | YES | 0.031033 | 162 | 72 | 162 | 0 | 1 | CC | 1 | 0.24289 | 162 | 162 | 5.0273 | 162 |  |  | 0.24289 | 39.3475
12422 | FPLEFR2B_G | 2 | North | YES | 0.031033 | 161 | 72 | 161 | 0 | 1 | CC | 1 | 0.24289 | 161 | 161 | 4.9963 | 161 |  |  | 0.24289 | 39.1046
12423 | FPLEFR2C_G | 3 | North | YES | 0.031033 | 163 | 72 | 163 | 0 | 1 | CC | 1 | 0.24289 | 163 | 163 | 5.0584 | 163 |  |  | 0.24289 | 39.5904
12424 | FPLEFR2S_G | 4 | North | YES | 0.031033 | 415 | 191 | 415 | 0 | 1 | CC | 1 | 0.24289 | 415 | 415 | 12.8787 | 415 |  |  | 0.24289 | 100.7976
2451 | LKHB1_G | 1 | North | YES | 0.031363 | 0 | 80 | 391 |  | 1.022 | GST | 1 | 0.24322 | 391 | 391 | 12.2629 | 391 |  |  | 0.24322 | 95.0974
2452 | LKHB2_G | 2 | North | YES | 0.031363 | 516 | 80 | 516 | 0 | 1.022 | GST | 1 | 0.24322 | 516 | 516 | 16.1833 | 516 |  |  | 0.24322 | 125.4994
2381 | NTHLK1_G | 1 | North | YES | 0.031441 | 0 | 35 | 156 |  | 1.022 | GST | 1 | 0.24329 | 156 | 156 | 4.9048 | 156 |  |  | 0.24329 | 37.9538
2382 | NTHLK2_G | 2 | North | YES | 0.031441 | 0 | 35 | 181 |  | 1.022 | GST | 1 | 0.24329 | 181 | 181 | 5.6908 | 181 |  |  | 0.24329 | 44.0362
2383 | NTHLK3_G | 3 | North | YES | 0.031441 | 0 | 50 | 329 |  | 1.022 | GST | 1 | 0.24329 | 329 | 329 | 10.3441 | 329 |  |  | 0.24329 | 80.0437
12440 | PARKD_1SVC8 | 1 | North | YES | 0.031678 | 0 | 0 | 0 | 0 | 1.007 | GST | 1 | 0.24353 | 0 | 0 | 0 | 0 |  |  | 0.24353 | 0
12449 | PARKD_2SVC8 | 1 | North | YES | 0.031678 | 0 | 0 | 0 | 0 | 1.007 | GST | 1 | 0.24353 | 0 | 0 | 0 | 0 |  |  | 0.24353 | 0
12322 | ENNSTRAC_1G | 1 | North | YES | 0.032049 | 196 | 130 | 196 | 0 | 1.036 | CC | 1 | 0.2439 | 196 | 196 | 6.2816 | 196 |  |  | 0.2439 | 47.8048
12323 | ENNSTRAC_2G | 2 | North | YES | 0.032049 | 116 | 100 | 116 | 0 | 1.036 | CC | 1 | 0.2439 | 116 | 116 | 3.7177 | 116 |  |  | 0.2439 | 28.2926
2413 | MTCK6_G | 6 | North | YES | 0.033111 | 0 | 30 | 118 |  | 1.022 | GST | 1 | 0.24496 | 118 | 118 | 3.9071 | 118 |  |  | 0.24496 | 28.9057
2414 | MTCK7_G | 7 | North | YES | 0.033111 | 0 | 30 | 115 |  | 1.022 | GST | 1 | 0.24496 | 115 | 115 | 3.8078 | 115 |  |  | 0.24496 | 28.1708
2417 | MTCK8_G | 8 | North | YES | 0.033111 | 444.8 | 60 | 556 | 0 | 1.022 | GSC | 1 | 0.24496 | 556 | 556 | 18.4097 | 556 |  |  | 0.24496 | 136.1999
1892 | DECRDOVA_2G | A | North | YES | 0.033521 | 65 | 65 | 70 | 0 | 1.025 | GGT | 1 | 0.24537 | 70 | 70 | 2.3465 | 70 |  |  | 0.24537 | 17.1762
1893 | DECRDOVA_3G | B | North | YES | 0.033521 | 65 | 65 | 69 | 0 | 1.025 | GGT | 1 | 0.24537 | 69 | 69 | 2.3129 | 69 |  |  | 0.24537 | 16.9308
1894 | DECRDOVA_4G | C | North | YES | 0.033521 | 65 | 65 | 69 | 0 | 1.025 | GGT | 1 | 0.24537 | 69 | 69 | 2.3129 | 69 |  |  | 0.24537 | 16.9308
1895 | DECRDOVA_5G | D | North | YES | 0.033521 | 65 | 65 | 68 | 0 | 1.025 | GGT | 1 | 0.24537 | 68 | 68 | 2.2794 | 68 |  |  | 0.24537 | 16.6854
2418 | MTCK2_G | 2 | North | YES | 0.033824 | 0 | 10 | 23 |  | 0.971 | #N/A | 1 | 0.24568 | 23 | 23 | 0.77795 | 23 |  |  | 0.24568 | 5.6506
2419 | MTCK3_G | MB | North | YES | 0.033824 | 0 | 10 | 63 |  | 0.971 | #N/A | 1 | 0.24568 | 63 | 63 | 2.1309 | 63 |  |  | 0.24568 | 15.4776
1941 | MDLTHELP_1G | 1 | North | YES | 0.034479 | 216.4 | 74 | 216.4 | 0 | 1 | CC | 1 | 0.24633 | 216.4 | 216.4 | 7.4613 | 216.4 |  |  | 0.24633 | 53.3062
1942 | MDLTHELP_2G | 2 | North | YES | 0.034479 | 216.1 | 74 | 216.1 | 0 | 1 | CC | 1 | 0.24633 | 216.1 | 216.1 | 7.4509 | 216.1 |  |  | 0.24633 | 53.2323
1945 | HANDLEY_1G | MB | North | YES | 0.035536 | 0 | 25 | 36 |  | 0.986 | #N/A | 1 | 0.24739 | 36 | 36 | 1.2793 | 36 |  |  | 0.24739 | 8.906
1946 | HANDLEY_2G | MB | North | YES | 0.035536 | 0 | 30 | 68 |  | 0.986 | #N/A | 1 | 0.24739 | 68 | 68 | 2.4164 | 68 |  |  | 0.24739 | 16.8224
1948 | HANDLEY_4G | 4 | North | YES | 0.035983 | 348 | 150 | 435 | 0 | 1.022 | GST | 1 | 0.24784 | 435 | 435 | 15.6526 | 435 |  |  | 0.24784 | 107.8086
1947 | HANDLEY_3G | 3 | North | YES | 0.036592 | 316 | 100 | 395 | 0 | 1.022 | GST | 1 | 0.24844 | 395 | 395 | 14.4538 | 395 |  |  | 0.24844 | 98.1357
1949 | HANDLEY_5G | 5 | North | YES | 0.036592 | 348 | 150 | 435 | 0 | 1.022 | GST | 1 | 0.24844 | 435 | 435 | 15.9175 | 435 |  |  | 0.24844 | 108.0735
1937 | MDLTHELP_5G | 5 | North | YES | 0.03979 | 224 | 74 | 224 | 0 | 1 | CC | 1 | 0.25164 | 224 | 224 | 8.913 | 224 |  |  | 0.25164 | 56.368
1938 | MDLTHELP_6G | 6 | North | YES | 0.03979 | 226 | 74 | 226 | 0 | 1 | CC | 1 | 0.25164 | 226 | 226 | 8.9925 | 226 |  |  | 0.25164 | 56.8713
1943 | MDLTHELP_3G | 3 | North | YES | 0.03979 | 212 | 74 | 212 | 0 | 1 | CC | 1 | 0.25164 | 212 | 212 | 8.4355 | 212 |  |  | 0.25164 | 53.3483
1944 | MDLTHELP_4G | 4 | North | YES | 0.03979 | 211 | 74 | 211 | 0 | 1 | CC | 1 | 0.25164 | 211 | 211 | 8.3957 | 211 |  |  | 0.25164 | 53.0966
366 | JNSNCNTY802 | 1 | North | YES | 0.043627 | 168 | 20 | 168 | 0 | 1.02 | Cogen | 1 | 0.25548 | 0 | 0 | 0 | 0 |  |  | 0.25548 | 0
367 | JNSNCNTY802 | 2 | North | YES | 0.043627 | 90 | 20 | 90 | 0 | 1.02 | Cogen | 1 | 0.25548 | 0 | 0 | 0 | 0 |  |  | 0.25548 | 0
1889 | DECRDOVA_1G | 1 | North | YES | 0.0571 | 779 | 255 | 779 | 0 | 1.02 | GSC | 1 | 0.26895 | 779 | 779 | 44.4809 | 779 |  |  | 0.26895 | 209.5143
1877 | WLFHOLW_1G | 1 | North | YES | 0.076741 | 217.3 | 89.2 | 217.3 | 0 | 1.032 | CC | 1 | 0.28859 | 217.3 | 217.3 | 16.6758 | 217.3 |  |  | 0.28859 | 62.7114
1878 | WLFHOLW_2G | 2 | North | YES | 0.076741 | 215.7 | 105 | 215.7 | 0 | 1.032 | CC | 1 | 0.28859 | 215.7 | 215.7 | 16.553 | 215.7 |  |  | 0.28859 | 62.2497
1879 | WLFHOLW_3G | 3 | North | YES | 0.076741 | 272.4 | 89.2 | 272.4 | 0 | 1.032 | CC | 1 | 0.28859 | 272.4 | 272.4 | 20.9042 | 272.4 |  |  | 0.28859 | 78.613
1898 | COMCHEPK_1G | 1 | North | YES | 0.082555 | 1159 | 1150 | 1159 | 0 | 1.032 | Nuc | 1 | 0.29441 | 0 | 0 | 0 | 0 |  |  | 0.29441 | 0
1899 | COMCHEPK_2G | 2 | North | YES | 0.082555 | 1159 | 1128 | 1159 | 0 | 1.032 | Nuc | 1 | 0.29441 | 0 | 0 | 0 | 0 |  |  | 0.29441 | 0
Note on AL4: Zonal Cap - Zonal Impact

## Distributed Slack - Bound Gen
Number of Bus | Name of Bus | ID | Area Name of Gen | AGC | P Sensitivity of Bus | Gen MW | Min MW | Max MW | V Sensitivity of Bus | Set Volt | Tech Type | Zone Impact | Zone Correlation | Inc Max | Dec Max | Souce S.F. Weighting | Souce Capacity | Sink S.F. Weighting | Sink Capacity | PTDF Calc | PTDF Weighting | max of zone correlation | #N/A |  |  | Neg PTDF weight | Pos PTDF weight
238 | BOSQUESW505 | 1 | North | YES | 0.002201 | 255 | 0 | 255 | 0 | 1.02 | CC | 1 | 0.033222 | 255 | 255 | 0.56125 | 255 |  |  | 0.033222 | 8.4717 |  |  |  |  | 0 | 0
239 | BOSQUESW502 | 1 | North | YES | 0.002201 | 119.2 | 0 | 149 | 0 | 1.02 | GGT | 1 | 0.033222 | 149 | 149 | 0.32795 | 149 |  |  | 0.033222 | 4.9501 |  |  |  |  | 0 | 0
244 | WHITNYDM01 | 1 | North | YES | 0.002449 | 15 | 0 | 15 | 0 | 1.035 | Hydro | 1 | 0.03347 | 0 | 0 | 0 | 0 |  |  | 0.03347 | 0 |  |  |  |  | 0 | 0
245 | WHITNYDM02 | 2 | North | YES | 0.002449 | 15 | 0 | 15 | 0 | 1.035 | Hydro | 1 | 0.03347 | 0 | 0 | 0 | 0 |  |  | 0.03347 | 0 |  |  | Weighted Shift Factors |  | 0 | 0
247 | BOSQUESW501 | 2 | North | YES | 0.002201 | 124.8 | 0 | 156 | 0 | 1.02 | GGT | 1 | 0.033222 | 156 | 156 | 0.34336 | 156 |  |  | 0.033222 | 5.1827 |  |  | North | 0.0036618 | 0 | 0
251 | BOSQUESW803 | 2 | North | YES | 0.002154 | 150 | 0 | 150 |  | 1.032 | CC | 1 | 0.033175 | 150 | 150 | 0.3231 | 150 |  |  | 0.033175 | 4.9763 |  |  | West | -0.031021 | 0 | 0
253 | BOSQUESW804 | 2 | North | YES | 0.002154 | 80 | 0 | 80 |  | 1.032 | CC | 1 | 0.033175 | 80 | 80 | 0.17232 | 80 |  |  | 0.033175 | 2.654 |  |  |  |  | 0 | 0
332 | RWMILLER01 | 1 | North | YES | 0.006211 | 58.4 | 18.5 | 73 | 0 | 1.04 | GST | 1 | 0.037232 | 73 | 73 | 0.4534 | 73 |  |  | 0.037232 | 2.718 | West |  |  |  | 0 | 0
333 | RWMILLER02 | 2 | North | YES | 0.006211 | 95.2 | 37 | 119 | 0 | 1.04 | GST | 1 | 0.037232 | 119 | 119 | 0.73911 | 119 |  |  | 0.037232 | 4.4306 | Line Rating |  | 1072 |  | 0 | 0
334 | RWMILLER03 | 3 | North | YES | 0.006211 | 166.4 | 65 | 208 | 0 | 1.04 | GST | 1 | 0.037232 | 208 | 208 | 1.2919 | 208 |  |  | 0.037232 | 7.7443 | Impact Counter to Zone: |  | 0 |  | 0 | 0
335 | RWMILLER04 | 4 | North | YES | 0.006211 | 81.6 | 0 | 102 | 0 | 1.04 | GST | 1 | 0.037232 | 102 | 102 | 0.63352 | 102 |  |  | 0.037232 | 3.7977 |  |  | 0% |  | 0 | 0
336 | RWMILLER05 | 5 | North | YES | 0.006211 | 80.8 | 0 | 101 | 0 | 1.04 | GST | 1 | 0.037232 | 101 | 101 | 0.62731 | 101 |  |  | 0.037232 | 3.7605 |  |  |  |  | 0 | 0
344 | MRSSHPRD | 1 | North | YES | 0.020589 | 12 | 0 | 12 |  | 1.03 | Hydro | 1 | 0.05161 | 0 | 0 | 0 | 0 |  |  | 0.05161 | 0 | North |  |  |  | 0 | 0
345 | MRSSHPRD01 | 2 | North | YES | 0.020589 | 12 | 0 | 12 |  | 1.03 | Hydro | 1 | 0.05161 | 0 | 0 | 0 | 0 |  |  | 0.05161 | 0 | Line Rating |  | 1072 |  | 0 | 0
366 | JNSNCNTY802 | 1 | North | YES | 0.003686 | 168 | 20 | 168 | 0 | 1.02 | Cogen | 1 | 0.034707 | 0 | 0 | 0 | 0 |  |  | 0.034707 | 0 | Impact Counter to Zone: |  | 0 |  | 0 | 0
367 | JNSNCNTY802 | 2 | North | YES | 0.003686 | 90 | 20 | 90 | 0 | 1.02 | Cogen | 1 | 0.034707 | 0 | 0 | 0 | 0 |  |  | 0.034707 | 0 |  |  | 0% |  | 0 | 0
503 | NTHTEXAS01 | 1 | North | YES | 0.012954 | 0 | 5 | 18 |  | 1.015 | GST | 1 | 0.043975 | 18 | 18 | 0.23317 | 18 |  |  | 0.043975 | 0.79155 |  |  |  |  | 0 | 0
504 | NTHTEXAS02 | 2 | North | YES | 0.012954 | 14.4 | 5 | 18 |  | 1.015 | GST | 1 | 0.043975 | 18 | 18 | 0.23317 | 18 |  |  | 0.043975 | 0.79155 |  |  |  |  | 0 | 0
505 | NTHTEXAS03 | 3 | North | YES | 0.012954 | 30.4 | 15 | 38 |  | 1.015 | GST | 1 | 0.043975 | 38 | 38 | 0.49225 | 38 |  |  | 0.043975 | 1.6711 |  |  |  |  | 0 | 0
580 | JCKCNTY801 | 1 | North | YES | 0.009583 | 288 | 0 | 288 | 0 | 1.022 | CC | 1 | 0.040604 | 288 | 288 | 2.7599 | 288 |  |  | 0.040604 | 11.694 |  |  |  |  | 0 | 0
581 | JCKCNTY802 | 2 | North | YES | 0.009583 | 147 | 0 | 147 | 0 | 1.022 | CC | 1 | 0.040604 | 147 | 147 | 1.4087 | 147 |  |  | 0.040604 | 5.9688 |  |  |  |  | 0 | 0
582 | JCKCNTY803 | 3 | North | YES | 0.009583 | 147 | 0 | 147 | 0 | 1.022 | CC | 1 | 0.040604 | 147 | 147 | 1.4087 | 147 |  |  | 0.040604 | 5.9688 |  |  |  |  | 0 | 0
728 | WOLFRIDGE801 | 1 | North | YES | 0.006856 | 11.2 | 0 | 112.5 | 0 | 0.99 | Wind | 1 | 0.037877 | 0 | 112.5 | 0.7713 | 112.5 |  |  | 0.037877 | 4.2612 |  |  |  |  | 0 | 0
837 | NEWMAN_G5 | 1 | North | YES | 0.003548 | 0 | 15 | 40 |  | 1.01 | GST | 1 | 0.034569 | 40 | 40 | 0.14192 | 40 |  |  | 0.034569 | 1.3828 |  |  |  |  | 0 | 0
842 | OLINGER_G1 | 1 | North | YES | 0.003557 | 55.4 | 20 | 79 | 0 | 1.03 | GST | 1 | 0.034578 | 79 | 79 | 0.281 | 79 |  |  | 0.034578 | 2.7317 |  |  |  |  | 0 | 0
843 | OLINGER_G2 | 1 | North | YES | 0.003557 | 76.2 | 25 | 110 | 0 | 1.03 | GST | 1 | 0.034578 | 110 | 110 | 0.39127 | 110 |  |  | 0.034578 | 3.8036 |  |  |  |  | 0 | 0
844 | OLINGER_G3 | 1 | North | YES | 0.003557 | 103.9 | 45 | 150 | 0 | 1.03 | GST | 1 | 0.034578 | 150 | 150 | 0.53355 | 150 |  |  | 0.034578 | 5.1867 |  |  |  |  | 0 | 0
845 | OLINGER_G4 | 1 | North | YES | 0.003557 | 51.9 | 0 | 76 | 0 | 1.03 | GGT | 1 | 0.034578 | 76 | 76 | 0.27033 | 76 |  |  | 0.034578 | 2.6279 |  |  |  |  | 0 | 0
923 | SPENCER_G4 | 1 | North | YES | 0.004137 | 48 | 20 | 61 | 0 | 1.03 | GST | 1 | 0.035158 | 61 | 61 | 0.25236 | 61 |  |  | 0.035158 | 2.1447 |  |  |  |  | 0 | 0
924 | SPENCER_G5 | 1 | North | YES | 0.004137 | 52 | 20 | 66 | 0 | 1.03 | GST | 1 | 0.035158 | 66 | 66 | 0.27304 | 66 |  |  | 0.035158 | 2.3204 |  |  |  |  | 0 | 0
948 | STEAM1 | 1 | North | YES | 0.003547 | 0 | 12 | 20 |  | 1.02 | GST | 1 | 0.034568 | 20 | 20 | 0.07094 | 20 |  |  | 0.034568 | 0.69136 |  |  |  |  | 0 | 0
949 | STEAM2 | 1 | North | YES | 0.003547 | 26 | 8 | 26 | 0 | 0.99 | GST | 1 | 0.034568 | 26 | 26 | 0.092222 | 26 |  |  | 0.034568 | 0.89877 |  |  |  |  | 0 | 0
950 | STEAM3 | 1 | North | YES | 0.003547 | 41 | 13 | 42 | 0 | 1.02 | GST | 1 | 0.034568 | 42 | 42 | 0.14897 | 42 |  |  | 0.034568 | 1.4519 |  |  |  |  | 0 | 0
990 | GIBN_CREK_G1 | 1 | North | YES | 0.002368 | 463 | 200 | 463 | 0 | 1.0275 | LIGCO | 1 | 0.033389 | 0 | 463 | 1.0964 | 463 |  |  | 0.033389 | 15.4592 |  |  |  |  | 0 | 0
1002 | PBCTAGE_1G | A | West | YES | -0.030874 | 64 | 64 | 66 | 0 | 1.036 | GGT | -1 | 0.034536 | 66 | 66 |  |  | -2.0377 | 66 | -0.034536 | -2.2794 |  |  |  |  | 0 | 0
1003 | PBCTBGE_2G | B | West | YES | -0.030874 | 65 | 65 | 66 | 0 | 1.036 | GGT | -1 | 0.034536 | 66 | 66 |  |  | -2.0377 | 66 | -0.034536 | -2.2794 |  |  |  |  | 0 | 0
1004 | PBCTCGE_3G | C | West | YES | -0.030874 | 62 | 62 | 67 | 0 | 1.036 | GGT | -1 | 0.034536 | 67 | 67 |  |  | -2.0686 | 67 | -0.034536 | -2.3139 |  |  |  |  | 0 | 0
1005 | PBCTDGE_4G | D | West | YES | -0.030874 | 65 | 65 | 68 | 0 | 1.036 | GGT | -1 | 0.034536 | 68 | 68 |  |  | -2.0994 | 68 | -0.034536 | -2.3484 |  |  |  |  | 0 | 0
1006 | PBCTEGE_5G | E | West | YES | -0.030874 | 65 | 65 | 67 | 0 | 1.036 | GGT | -1 | 0.034536 | 67 | 67 |  |  | -2.0686 | 67 | -0.034536 | -2.3139 |  |  |  |  | 0 | 0
1007 | PB5GEN_6G | 5 | West | YES | -0.030874 | 91.2 | 40 | 114 | 0 | 1.036 | GST | -1 | 0.034536 | 114 | 114 |  |  | -3.5196 | 114 | -0.034536 | -3.9371 |  |  |  |  | 0 | 0
1008 | PB6GEN_7G | 6 | West | YES | -0.030874 | 515 | 130 | 515 | 0 | 1.036 | GST | -1 | 0.034536 | 515 | 515 |  |  | -15.9001 | 515 | -0.034536 | -17.7859 |  |  |  |  | 0 | 0
1037 | MORGAN5G_5G | 5 | West | YES | -0.038185 | 109.6 | 40 | 137 | 0 | 1.029 | GST | -1 | 0.041847 | 137 | 137 |  |  | -5.2313 | 137 | -0.041847 | -5.733 |  |  |  |  | 0 | 0
1039 | MRGNAG_1G | A | West | YES | -0.038185 | 69 | 69 | 69 | 0 | 1.029 | GGT | -1 | 0.041847 | 69 | 69 |  |  | -2.6348 | 69 | -0.041847 | -2.8874 |  |  |  |  | 0 | 0
1040 | MRGNBG_2G | B | West | YES | -0.038185 | 70 | 70 | 71 | 0 | 1.029 | GGT | -1 | 0.041847 | 71 | 71 |  |  | -2.7111 | 71 | -0.041847 | -2.9711 |  |  |  |  | 0 | 0
1041 | MRGNCG_3G | C | West | YES | -0.038185 | 69 | 69 | 70 | 0 | 1.029 | GGT | -1 | 0.041847 | 70 | 70 |  |  | -2.673 | 70 | -0.041847 | -2.9293 |  |  |  |  | 0 | 0
1042 | MRGNDG_4G | D | West | YES | -0.038185 | 68 | 68 | 68 | 0 | 1.029 | GGT | -1 | 0.041847 | 68 | 68 |  |  | -2.5966 | 68 | -0.041847 | -2.8456 |  |  |  |  | 0 | 0
1043 | MRGNEG_5G | E | West | YES | -0.038185 | 68 | 68 | 70 | 0 | 1.029 | GGT | -1 | 0.041847 | 70 | 70 |  |  | -2.673 | 70 | -0.041847 | -2.9293 |  |  |  |  | 0 | 0
1044 | MRGNFG_6G | F | West | YES | -0.038185 | 66 | 66 | 66 | 0 | 1.029 | GGT | -1 | 0.041847 | 66 | 66 |  |  | -2.5202 | 66 | -0.041847 | -2.7619 |  |  |  |  | 0 | 0
1045 | CALENG1G_1G | 1 | West | YES | -0.028966 | 73.4 | 27 | 73.4 | 0 | 1.014 | Cogen | -1 | 0.032628 | 0 | 0 |  |  | 0 | 0 | -0.032628 | 0 |  |  |  |  | 0 | 0
1046 | CALENG2G_2G | 2 | West | YES | -0.028966 | 73.4 | 27 | 73.4 | 0 | 1.014 | Cogen | -1 | 0.032628 | 0 | 0 |  |  | 0 | 0 | -0.032628 | 0 |  |  |  |  | 0 | 0
1047 | CALENG3G_3G | 3 | West | YES | -0.028966 | 70.4 | 27 | 70.4 | 0 | 1.014 | Cogen | -1 | 0.032628 | 0 | 0 |  |  | 0 | 0 | -0.032628 | 0 |  |  |  |  | 0 | 0
1049 | ROSCOEWI_5 | 1 | West | YES | -0.024191 | 41.8 | 0 | 209 |  | 1.01 | Wind | -1 | 0.027853 | 0 | 209 |  |  | 0 | 0 | -0.027853 | 0 |  |  |  |  | 0 | 0
1057 | ROSCOEWI_5 | 2 | West | YES | -0.024191 | 25.3 | 0 | 126.5 |  | 1.01 | Wind | -1 | 0.027853 | 0 | 126.5 |  |  | 0 | 0 | -0.027853 | 0 |  |  |  |  | 0 | 0
1058 | LONGSHORE_5 | 1 | West | YES | -0.028608 | 30 | 0 | 150 |  | 1.01 | Wind | -1 | 0.03227 | 0 | 150 |  |  | 0 | 0 | -0.03227 | 0 |  |  |  |  | 0 | 0
1058 | LONGSHORE_5 | 2 | West | YES | -0.028608 | 44 | 0 | 220 |  | 1.01 | Wind | -1 | 0.03227 | 0 | 220 |  |  | 0 | 0 | -0.03227 | 0 |  |  |  |  | 0 | 0
1058 | LONGSHORE_5 | 3 | West | YES | -0.028608 | 23.4 | 0 | 117 |  | 1.01 | Wind | -1 | 0.03227 | 0 | 117 |  |  | 0 | 0 | -0.03227 | 0 |  |  |  |  | 0 | 0
1060 | ROSCOEWI_5 | 3 | West | YES | -0.024191 | 39.4 | 0 | 197 | 0 | 1.01 | Wind | -1 | 0.027853 | 0 | 197 |  |  | 0 | 0 | -0.027853 | 0 |  |  |  |  | 0 | 0
1061 | CIELOGEN_1G | 1 | West | YES | -0.056545 | 19.8 | 0 | 99 |  | 1 | Wind | -1 | 0.060207 | 0 | 99 |  |  | 0 | 0 | -0.060207 | 0 |  |  |  |  | 0 | 0
1062 | CIELOGEN_2G | 1 | West | YES | -0.056545 | 12.2 | 0 | 61 |  | 1 | Wind | -1 | 0.060207 | 0 | 61 |  |  | 0 | 0 | -0.060207 | 0 |  |  |  |  | 0 | 0
1068 | SCURRYCW_1G | 1 | West | YES | -0.056259 | 28.2 | 1.3 | 141 |  | 1.01 | Wind | -1 | 0.059921 | 0 | 141 |  |  | 0 | 0 | -0.059921 | 0 |  |  |  |  | 0 | 0
1069 | KINDERMG_1G | 1 | West | YES | -0.056545 | 25 | 5 | 25 | 0 | 1.017 | Cogen | -1 | 0.060207 | 0 | 0 |  |  | 0 | 0 | -0.060207 | 0 |  |  |  |  | 0 | 0
1070 | KINDERMG_2G | 1 | West | YES | -0.056545 | 45.7 | 12 | 45.7 | 0 | 1.017 | Cogen | -1 | 0.060207 | 0 | 0 |  |  | 0 | 0 | -0.060207 | 0 |  |  |  |  | 0 | 0
1071 | KINDERMG_3G | 1 | West | YES | -0.056545 | 45.7 | 12 | 45.7 | 0 | 1.017 | Cogen | -1 | 0.060207 | 0 | 0 |  |  | 0 | 0 | -0.060207 | 0 |  |  |  |  | 0 | 0
1072 | ROSCOEWI_5 | 4 | West | YES | -0.024191 | 63.6 | 0 | 318 | 0 | 1.01 | Wind | -1 | 0.027853 | 0 | 318 |  |  | 0 | 0 | -0.027853 | 0 |  |  |  |  | 0 | 0
1073 | SCURRYCW_2G | 2 | West | YES | -0.056259 | 24 | 0 | 120 | 0 | 1.017 | Wind | -1 | 0.059921 | 0 | 120 |  |  | 0 | 0 | -0.059921 | 0 |  |  |  |  | 0 | 0
1146 | NOTREES_1G | 1 | West | YES | -0.031935 | 29.8 | 0 | 149 | 0 | 1.017 | Wind | -1 | 0.035597 | 0 | 149 |  |  | 0 | 0 | -0.035597 | 0 |  |  |  |  | 0 | 0
1170 | AIRLAMESA_1G | 1 | West | YES | -0.042718 | 0 | 0 | 180 |  | 1 | Wind | -1 | 0.04638 | 0 | 180 |  |  | 0 | 0 | -0.04638 | 0 |  |  |  |  | 0 | 0
1301 | BULLCREK_8 | 1 | West | YES | -0.050412 | 36 | 0 | 180 | 0 | 1.017 | Wind | -1 | 0.054074 | 0 | 180 |  |  | 0 | 0 | -0.054074 | 0 |  |  |  |  | 0 | 0
1302 | COYOTEWG_8 | 1 | West | YES | -0.047199 | 45 | 0 | 225 |  | 1.01 | Wind | -1 | 0.050861 | 0 | 225 |  |  | 0 | 0 | -0.050861 | 0 |  |  |  |  | 0 | 0
1320 | BSP 1 | 1 | West | YES | -0.040416 | 25.5 | 2.9 | 25.8 | 0 | 1 | Cogen | -1 | 0.044078 | 0 | 0 |  |  | 0 | 0 | -0.044078 | 0 |  |  |  |  | 0 | 0
1326 | STANTONW_8 | 1 | West | YES | -0.035068 | 20.1 | 0 | 100.5 |  | 1.01 | Wind | -1 | 0.03873 | 0 | 100.5 |  |  | 0 | 0 | -0.03873 | 0 |  |  |  |  | 0 | 0
1327 | WILDHRSE_1G | 1 | West | YES | -0.042012 | 24 | 0 | 120 |  | 1 | Wind | -1 | 0.045674 | 0 | 120 |  |  | 0 | 0 | -0.045674 | 0 |  |  |  |  | 0 | 0
1328 | OCOTILLO_1G | 1 | West | YES | -0.034924 | 11.6 | 0 | 58 |  | 1.01 | Wind | -1 | 0.038586 | 0 | 58 |  |  | 0 | 0 | -0.038586 | 0 |  |  |  |  | 0 | 0
1333 | MCDDONAL_8 | 1 | West | YES | -0.03538 | 42.8 | 0 | 214.2 |  | 1.01 | Wind | -1 | 0.039042 | 0 | 214.2 |  |  | 0 | 0 | -0.039042 | 0 |  |  |  |  | 0 | 0
1343 | TRENTIPP_8 | 1 | West | YES | -0.064547 | 30 | 0 | 150 |  | 1.014 | Wind | -1 | 0.068209 | 0 | 150 |  |  | 0 | 0 | -0.068209 | 0 |  |  |  |  | 0 | 0
1349 | WESTXWIN_1G | 1 | West | YES | -0.039661 | 1.3 | 0 | 6.6 |  | 1.014 | Wind | -1 | 0.043323 | 0 | 6.6 |  |  | 0 | 0 | -0.043323 | 0 |  |  |  |  | 0 | 0
1350 | NWPWRG1_1G | 1 | West | YES | -0.039661 | 6.9 | 1 | 34.3 |  | 1.014 | Wind | -1 | 0.043323 | 0 | 34.3 |  |  | 0 | 0 | -0.043323 | 0 |  |  |  |  | 0 | 0
1354 | AEPWIND_8 | 1 | West | YES | -0.064547 | 20.2 | 0 | 101 |  | 1 | Wind | -1 | 0.068209 | 0 | 101 |  |  | 0 | 0 | -0.068209 | 0 |  |  |  |  | 0 | 0
1360 | GUNSIGHT_8 | 1 | West | YES | -0.0433 | 24 | 0 | 120 | 0 | 1.01 | Wind | -1 | 0.046962 | 0 | 120 |  |  | 0 | 0 | -0.046962 | 0 |  |  |  |  | 0 | 0
1416 | SWETWATR_1G | 1 | West | YES | -0.022958 | 30 | 18 | 30 | 0 | 1.026 | CC | -1 | 0.02662 | 30 | 30 |  |  | -0.68874 | 30 | -0.02662 | -0.79859 |  |  |  |  | 0 | 0
1417 | SWETWATR_2G | 2 | West | YES | -0.022958 | 72 | 36 | 72 | 0 | 1.026 | CC | -1 | 0.02662 | 72 | 72 |  |  | -1.653 | 72 | -0.02662 | -1.9166 |  |  |  |  | 0 | 0
1418 | SWETWATR_3G | 3 | West | YES | -0.022958 | 68 | 36 | 68 | 0 | 1.026 | CC | -1 | 0.02662 | 68 | 68 |  |  | -1.5611 | 68 | -0.02662 | -1.8101 |  |  |  |  | 0 | 0
1419 | SWETWATR_4G | 4 | West | YES | -0.022958 | 61 | 36 | 61 | 0 | 1.026 | CC | -1 | 0.02662 | 61 | 61 |  |  | -1.4004 | 61 | -0.02662 | -1.6238 |  |  |  |  | 0 | 0
1432 | GRHAMSES_2G | 2 | North | YES | 0.003376 | 294.9 | 90 | 366 | 0 | 1.014 | GST | 1 | 0.034397 | 366 | 366 | 1.2356 | 366 |  |  | 0.034397 | 12.5894 |  |  |  |  | 0 | 0
1433 | GRHAMSES_1G | 1 | North | YES | 0.066371 | 242 | 60 | 242 | 0 | 1.038 | GST | 1 | 0.097392 | 242 | 242 | 16.0618 | 242 |  |  | 0.097392 | 23.5689 |  |  |  |  | 0 | 0
1437 | MESQUITW_1G | 1 | North | YES | -0.014654 | 40 | 0 | 400 | 0 | 1.023 | Wind | 1 | 0.016367 | 0 | 400 | -5.8616 | 400 |  |  | 0.016367 | 6.5469 |  |  |  |  | 0 | 0
1438 | MESQUITW_2G | 1 | North | YES | -0.014621 | 23.6 | 0 | 236 |  | 1.017 | Wind | 1 | 0.0164 | 0 | 236 | -3.4506 | 236 |  |  | 0.0164 | 3.8705 |  |  |  |  | 0 | 0
1442 | COKFIELD_5 | 1 | North | YES | -0.010302 | 16.5 | 0 | 165 |  | 1.029 | Wind | 1 | 0.020719 | 0 | 165 | -1.6998 | 165 |  |  | 0.020719 | 3.4187 |  |  |  |  | 0 | 0
1453 | WCPWRCO_1G | 1 | North | YES | 0.003564 | 204 | 50 | 204 |  | 1.02 | CC | 1 | 0.034585 | 204 | 204 | 0.72706 | 204 |  |  | 0.034585 | 7.0554 |  |  |  |  | 0 | 0
1454 | WCPWRCO_2G | 2 | North | YES | 0.003564 | 204 | 50 | 204 |  | 1.02 | CC | 1 | 0.034585 | 204 | 204 | 0.72706 | 204 |  |  | 0.034585 | 7.0554 |  |  |  |  | 0 | 0
1455 | WCPWRCO_3G | 3 | North | YES | 0.003564 | 242 | 50 | 242 |  | 1.02 | CC | 1 | 0.034585 | 242 | 242 | 0.86249 | 242 |  |  | 0.034585 | 8.3696 |  |  |  |  | 0 | 0
1479 | WFCOGEN_1G | 2 | North | YES | 0.010595 | 16 | 12 | 20 | 0 | 1 | Cogen | 1 | 0.041616 | 0 | 0 | 0 | 0 |  |  | 0.041616 | 0 |  |  |  |  | 0 | 0
1479 | WFCOGEN_1G | 1 | North | YES | 0.010595 | 16 | 12 | 20 | 0 | 1 | Cogen | 1 | 0.041616 | 0 | 0 | 0 | 0 |  |  | 0.041616 | 0 |  |  |  |  | 0 | 0
1482 | WFCOGEN_2G | 2 | North | YES | 0.010595 | 13.6 | 12 | 17 | 0 | 1 | Cogen | 1 | 0.041616 | 0 | 0 | 0 | 0 |  |  | 0.041616 | 0 |  |  |  |  | 0 | 0
1482 | WFCOGEN_2G | 1 | North | YES | 0.010595 | 16 | 12 | 20 | 0 | 1 | Cogen | 1 | 0.041616 | 0 | 0 | 0 | 0 |  |  | 0.041616 | 0 |  |  |  |  | 0 | 0
1600 | BARTNWND_1G | 1 | North | YES | 0.039249 | 12 | 0 | 120 | 0 | 1.022 | Wind | 1 | 0.07027 | 0 | 120 | 4.7099 | 120 |  |  | 0.07027 | 8.4324 |  |  |  |  | 0 | 0
1643 | SLSTR1PP_1G | 1 | North | YES | 0.002222 | 6 | 0 | 60 | 0 | 1.022 | Wind | 1 | 0.033243 | 0 | 60 | 0.13332 | 60 |  |  | 0.033243 | 1.9946 |  |  |  |  | 0 | 0
1675 | PEC_1G | 1 | North | YES | 0.003641 | 76.7 | 35 | 76.7 | 0 | 1.022 | Cogen | 1 | 0.034662 | 0 | 0 | 0 | 0 |  |  | 0.034662 | 0 |  |  |  |  | 0 | 0
1676 | PEC_2G | 2 | North | YES | 0.003641 | 79.6 | 35 | 79.6 | 0 | 1.022 | Cogen | 1 | 0.034662 | 0 | 0 | 0 | 0 |  |  | 0.034662 | 0 |  |  |  |  | 0 | 0
1677 | PEC_3G | 3 | North | YES | 0.003641 | 88.4 | 35 | 88.4 | 0 | 1.022 | Cogen | 1 | 0.034662 | 0 | 0 | 0 | 0 |  |  | 0.034662 | 0 |  |  |  |  | 0 | 0
1678 | LAMARPWR_1G | 1 | North | YES | 0.003637 | 160 | 67.7 | 160 | 0 | 1.038 | CC | 1 | 0.034658 | 160 | 160 | 0.58192 | 160 |  |  | 0.034658 | 5.5453 |  |  |  |  | 0 | 0
1679 | LAMARPWR_2G | 2 | North | YES | 0.003637 | 156 | 67.7 | 156 | 0 | 1.038 | CC | 1 | 0.034658 | 156 | 156 | 0.56737 | 156 |  |  | 0.034658 | 5.4067 |  |  |  |  | 0 | 0
1680 | LAMARPWR_3G | 3 | North | YES | 0.003637 | 196 | 129.1 | 196 | 0 | 1.038 | CC | 1 | 0.034658 | 196 | 196 | 0.71285 | 196 |  |  | 0.034658 | 6.793 |  |  |  |  | 0 | 0
1681 | LAMARPWR_4G | 4 | North | YES | 0.003637 | 156 | 67.7 | 156 | 0 | 1.038 | CC | 1 | 0.034658 | 156 | 156 | 0.56737 | 156 |  |  | 0.034658 | 5.4067 |  |  |  |  | 0 | 0
1682 | LAMARPWR_5G | 5 | North | YES | 0.003637 | 157 | 67.7 | 157 | 0 | 1.038 | CC | 1 | 0.034658 | 157 | 157 | 0.57101 | 157 |  |  | 0.034658 | 5.4413 |  |  |  |  | 0 | 0
1683 | LAMARPWR_6G | 6 | North | YES | 0.003637 | 198 | 129.1 | 198 | 0 | 1.038 | CC | 1 | 0.034658 | 198 | 198 | 0.72013 | 198 |  |  | 0.034658 | 6.8623 |  |  |  |  | 0 | 0
1687 | VALLEY_1G | 1 | North | YES | 0.003748 | 136 | 15 | 170 | 0 | 1.029 | GST | 1 | 0.034769 | 170 | 170 | 0.63716 | 170 |  |  | 0.034769 | 5.9108 |  |  |  |  | 0 | 0
1688 | VALLEY_2G | 2 | North | YES | 0.003748 | 527 | 90 | 527 | 0 | 1.029 | GSC | 1 | 0.034769 | 527 | 527 | 1.9752 | 527 |  |  | 0.034769 | 18.3234 |  |  |  |  | 0 | 0
1689 | VALLEY_3G | 3 | North | YES | 0.003651 | 0 | 25 | 375 |  | 1.003 | GST | 1 | 0.034672 | 375 | 375 | 1.3691 | 375 |  |  | 0.034672 | 13.0021 |  |  |  |  | 0 | 0
1701 | MOSES_1G | 1 | North | YES | 0.003603 | 558 | 175 | 558 | 0 | 1.023 | LIGCO | 1 | 0.034624 | 0 | 558 | 2.0105 | 558 |  |  | 0.034624 | 19.3203 |  |  |  |  | 0 | 0
1702 | MOSES_2G | 2 | North | YES | 0.003603 | 579 | 175 | 579 | 0 | 1.023 | LIGCO | 1 | 0.034624 | 0 | 579 | 2.0861 | 579 |  |  | 0.034624 | 20.0474 |  |  |  |  | 0 | 0
1703 | MOSES_3G | 3 | North | YES | 0.003603 | 808 | 463 | 808 | 0 | 1.023 | LIGCO | 1 | 0.034624 | 0 | 808 | 2.9112 | 808 |  |  | 0.034624 | 27.9764 |  |  |  |  | 0 | 0
1861 | EAGLEMNT_1G | MB | North | YES | 0.004915 | 0 | 30 | 112 |  | 1.022 | GST | 1 | 0.035936 | 0 | 0 | 0 | 0 |  |  | 0.035936 | 0 |  |  |  |  | 0 | 0
1862 | EAGLEMNT_2G | MB | North | YES | 0.004915 | 0 | 40 | 100 |  | 1.022 | GST | 1 | 0.035936 | 0 | 0 | 0 | 0 |  |  | 0.035936 | 0 |  |  |  |  | 0 | 0
1863 | EAGLEMNT_3G | MB | North | YES | 0.004915 | 0 | 50 | 378 |  | 1.022 | GST | 1 | 0.035936 | 0 | 0 | 0 | 0 |  |  | 0.035936 | 0 |  |  |  |  | 0 | 0
1877 | WLFHOLW_1G | 1 | North | YES | 0.003593 | 217.3 | 89.2 | 217.3 | 0 | 1.032 | CC | 1 | 0.034614 | 217.3 | 217.3 | 0.78076 | 217.3 |  |  | 0.034614 | 7.5217 |  |  |  |  | 0 | 0
1878 | WLFHOLW_2G | 2 | North | YES | 0.003593 | 215.7 | 105 | 215.7 | 0 | 1.032 | CC | 1 | 0.034614 | 215.7 | 215.7 | 0.77501 | 215.7 |  |  | 0.034614 | 7.4663 |  |  |  |  | 0 | 0
1879 | WLFHOLW_3G | 3 | North | YES | 0.003593 | 272.4 | 89.2 | 272.4 | 0 | 1.032 | CC | 1 | 0.034614 | 272.4 | 272.4 | 0.97873 | 272.4 |  |  | 0.034614 | 9.4289 |  |  |  |  | 0 | 0
1889 | DECRDOVA_1G | 1 | North | YES | 0.003607 | 779 | 255 | 779 | 0 | 1.02 | GSC | 1 | 0.034628 | 779 | 779 | 2.8099 | 779 |  |  | 0.034628 | 26.9754 |  |  |  |  | 0 | 0
1892 | DECRDOVA_2G | A | North | YES | 0.003662 | 65 | 65 | 70 | 0 | 1.025 | GGT | 1 | 0.034683 | 70 | 70 | 0.25634 | 70 |  |  | 0.034683 | 2.4278 |  |  |  |  | 0 | 0
1893 | DECRDOVA_3G | B | North | YES | 0.003662 | 65 | 65 | 69 | 0 | 1.025 | GGT | 1 | 0.034683 | 69 | 69 | 0.25268 | 69 |  |  | 0.034683 | 2.3931 |  |  |  |  | 0 | 0
1894 | DECRDOVA_4G | C | North | YES | 0.003662 | 65 | 65 | 69 | 0 | 1.025 | GGT | 1 | 0.034683 | 69 | 69 | 0.25268 | 69 |  |  | 0.034683 | 2.3931 |  |  |  |  | 0 | 0
1895 | DECRDOVA_5G | D | North | YES | 0.003662 | 65 | 65 | 68 | 0 | 1.025 | GGT | 1 | 0.034683 | 68 | 68 | 0.24902 | 68 |  |  | 0.034683 | 2.3585 |  |  |  |  | 0 | 0
1898 | COMCHEPK_1G | 1 | North | YES | 0.003603 | 1159 | 1150 | 1159 | 0 | 1.032 | Nuc | 1 | 0.034624 | 0 | 0 | 0 | 0 |  |  | 0.034624 | 0 |  |  |  |  | 0 | 0
1899 | COMCHEPK_2G | 2 | North | YES | 0.003603 | 1159 | 1128 | 1159 | 0 | 1.032 | Nuc | 1 | 0.034624 | 0 | 0 | 0 | 0 |  |  | 0.034624 | 0 |  |  |  |  | 0 | 0
1937 | MDLTHELP_5G | 5 | North | YES | 0.003385 | 224 | 74 | 224 | 0 | 1 | CC | 1 | 0.034406 | 224 | 224 | 0.75824 | 224 |  |  | 0.034406 | 7.707 |  |  |  |  | 0 | 0
1938 | MDLTHELP_6G | 6 | North | YES | 0.003385 | 226 | 74 | 226 | 0 | 1 | CC | 1 | 0.034406 | 226 | 226 | 0.76501 | 226 |  |  | 0.034406 | 7.7758 |  |  |  |  | 0 | 0
1941 | MDLTHELP_1G | 1 | North | YES | 0.003323 | 216.4 | 74 | 216.4 | 0 | 1 | CC | 1 | 0.034344 | 216.4 | 216.4 | 0.7191 | 216.4 |  |  | 0.034344 | 7.4321 |  |  |  |  | 0 | 0
1942 | MDLTHELP_2G | 2 | North | YES | 0.003323 | 216.1 | 74 | 216.1 | 0 | 1 | CC | 1 | 0.034344 | 216.1 | 216.1 | 0.7181 | 216.1 |  |  | 0.034344 | 7.4218 |  |  |  |  | 0 | 0
1943 | MDLTHELP_3G | 3 | North | YES | 0.003385 | 212 | 74 | 212 | 0 | 1 | CC | 1 | 0.034406 | 212 | 212 | 0.71762 | 212 |  |  | 0.034406 | 7.2941 |  |  |  |  | 0 | 0
1944 | MDLTHELP_4G | 4 | North | YES | 0.003385 | 211 | 74 | 211 | 0 | 1 | CC | 1 | 0.034406 | 211 | 211 | 0.71423 | 211 |  |  | 0.034406 | 7.2597 |  |  |  |  | 0 | 0
1945 | HANDLEY_1G | MB | North | YES | 0.003872 | 0 | 25 | 36 |  | 0.986 | #N/A | 1 | 0.034893 | 36 | 36 | 0.13939 | 36 |  |  | 0.034893 | 1.2562 |  |  |  |  | 0 | 0
1946 | HANDLEY_2G | MB | North | YES | 0.003872 | 0 | 30 | 68 |  | 0.986 | #N/A | 1 | 0.034893 | 68 | 68 | 0.2633 | 68 |  |  | 0.034893 | 2.3727 |  |  |  |  | 0 | 0
1947 | HANDLEY_3G | 3 | North | YES | 0.003781 | 316 | 100 | 395 | 0 | 1.022 | GST | 1 | 0.034802 | 395 | 395 | 1.4935 | 395 |  |  | 0.034802 | 13.7469 |  |  |  |  | 0 | 0
1948 | HANDLEY_4G | 4 | North | YES | 0.00377 | 348 | 150 | 435 | 0 | 1.022 | GST | 1 | 0.034791 | 435 | 435 | 1.64 | 435 |  |  | 0.034791 | 15.1342 |  |  |  |  | 0 | 0
1949 | HANDLEY_5G | 5 | North | YES | 0.003781 | 348 | 150 | 435 | 0 | 1.022 | GST | 1 | 0.034802 | 435 | 435 | 1.6447 | 435 |  |  | 0.034802 | 15.139 |  |  |  |  | 0 | 0
2371 | COLLIN_1G | MB | North | YES | 0.003736 | 0 | 40 | 138 |  | 1.022 | GST | 1 | 0.034757 | 0 | 0 | 0 | 0 |  |  | 0.034757 | 0 |  |  |  |  | 0 | 0
2381 | NTHLK1_G | 1 | North | YES | 0.003661 | 0 | 35 | 156 |  | 1.022 | GST | 1 | 0.034682 | 156 | 156 | 0.57112 | 156 |  |  | 0.034682 | 5.4104 |  |  |  |  | 0 | 0
2382 | NTHLK2_G | 2 | North | YES | 0.003661 | 0 | 35 | 181 |  | 1.022 | GST | 1 | 0.034682 | 181 | 181 | 0.66264 | 181 |  |  | 0.034682 | 6.2775 |  |  |  |  | 0 | 0
2383 | NTHLK3_G | 3 | North | YES | 0.003661 | 0 | 50 | 329 |  | 1.022 | GST | 1 | 0.034682 | 329 | 329 | 1.2045 | 329 |  |  | 0.034682 | 11.4105 |  |  |  |  | 0 | 0
2413 | MTCK6_G | 6 | North | YES | 0.00349 | 0 | 30 | 118 |  | 1.022 | GST | 1 | 0.034511 | 118 | 118 | 0.41182 | 118 |  |  | 0.034511 | 4.0723 |  |  |  |  | 0 | 0
2414 | MTCK7_G | 7 | North | YES | 0.00349 | 0 | 30 | 115 |  | 1.022 | GST | 1 | 0.034511 | 115 | 115 | 0.40135 | 115 |  |  | 0.034511 | 3.9688 |  |  |  |  | 0 | 0
2417 | MTCK8_G | 8 | North | YES | 0.00349 | 444.8 | 60 | 556 | 0 | 1.022 | GSC | 1 | 0.034511 | 556 | 556 | 1.9404 | 556 |  |  | 0.034511 | 19.1882 |  |  |  |  | 0 | 0
2418 | MTCK2_G | 2 | North | YES | 0.003507 | 0 | 10 | 23 |  | 0.971 | #N/A | 1 | 0.034528 | 23 | 23 | 0.080661 | 23 |  |  | 0.034528 | 0.79415 |  |  |  |  | 0 | 0
2419 | MTCK3_G | MB | North | YES | 0.003507 | 0 | 10 | 63 |  | 0.971 | #N/A | 1 | 0.034528 | 63 | 63 | 0.22094 | 63 |  |  | 0.034528 | 2.1753 |  |  |  |  | 0 | 0
2451 | LKHB1_G | 1 | North | YES | 0.003505 | 0 | 80 | 391 |  | 1.022 | GST | 1 | 0.034526 | 391 | 391 | 1.3705 | 391 |  |  | 0.034526 | 13.4998 |  |  |  |  | 0 | 0
2452 | LKHB2_G | 2 | North | YES | 0.003505 | 516 | 80 | 516 | 0 | 1.022 | GST | 1 | 0.034526 | 516 | 516 | 1.8086 | 516 |  |  | 0.034526 | 17.8155 |  |  |  |  | 0 | 0
3097 | MARTLAKE_1G | 1 | North | YES | 0.003328 | 790 | 500 | 790 | 0 | 1.017 | LIGCO | 1 | 0.034349 | 0 | 790 | 2.6291 | 790 |  |  | 0.034349 | 27.1359 |  |  |  |  | 0 | 0
3098 | MARTLAKE_2G | 2 | North | YES | 0.003328 | 795 | 461 | 795 | 0 | 1.017 | LIGCO | 1 | 0.034349 | 0 | 795 | 2.6458 | 795 |  |  | 0.034349 | 27.3076 |  |  |  |  | 0 | 0
3099 | MARTLAKE_3G | 3 | North | YES | 0.003328 | 804 | 500 | 804 | 0 | 1.017 | LIGCO | 1 | 0.034349 | 0 | 804 | 2.6757 | 804 |  |  | 0.034349 | 27.6168 |  |  |  |  | 0 | 0
3107 | STRYKER_1G | 1 | North | YES | 0.003276 | 145.6 | 45 | 182 | 0 | 1.029 | GST | 1 | 0.034297 | 182 | 182 | 0.59623 | 182 |  |  | 0.034297 | 6.2421 |  |  |  |  | 0 | 0
3108 | STRYKER_2G | 2 | North | YES | 0.003276 | 484 | 75 | 484 | 0 | 1.029 | GST | 1 | 0.034297 | 484 | 484 | 1.5856 | 484 |  |  | 0.034297 | 16.5999 |  |  |  |  | 0 | 0
3113 | LUFKINWB_1G | 1 | North | YES | 0.003283 | 0 | 0 | 50 |  | 1.01 | #N/A | 1 | 0.034304 | 50 | 50 | 0.16415 | 50 |  |  | 0.034304 | 1.7152 |  |  |  |  | 0 | 0
3126 | TRINIDAD_6G | 1 | North | YES | 0.003211 | 179.2 | 46 | 224 | 0 | 1 | GST | 1 | 0.034232 | 224 | 224 | 0.71926 | 224 |  |  | 0.034232 | 7.668 |  |  |  |  | 0 | 0
3348 | CHAMPION_1G | MB | North | YES | 0.003285 | 0 | 42 | 42 |  | 1 | Cogen | 1 | 0.034306 | 0 | 0 | 0 | 0 |  |  | 0.034306 | 0 |  |  |  |  | 0 | 0
3381 | BBRN_1G | 1 | North | YES | 0.003053 | 618 | 225 | 618 | 0 | 1.03 | LIGCO | 1 | 0.034074 | 0 | 618 | 1.8868 | 618 |  |  | 0.034074 | 21.0579 |  |  |  |  | 0 | 0
3382 | BBRN_2G | 2 | North | YES | 0.003053 | 589 | 225 | 589 | 0 | 1.03 | LIGCO | 1 | 0.034074 | 0 | 589 | 1.7982 | 589 |  |  | 0.034074 | 20.0697 |  |  |  |  | 0 | 0
3403 | THOUSE_1G | 1 | North | YES | 0.002261 | 563 | 200 | 563 | 0 | 1.012 | GSC | 1 | 0.033282 | 563 | 563 | 1.2729 | 563 |  |  | 0.033282 | 18.7379 |  |  |  |  | 0 | 0
3404 | THOUSE_2G | 2 | North | YES | 0.002261 | 807 | 250 | 807 | 0 | 1.012 | GSC | 1 | 0.033282 | 807 | 807 | 1.8246 | 807 |  |  | 0.033282 | 26.8588 |  |  |  |  | 0 | 0
3416 | LAKE_CRK1_G | 1 | North | YES | 0.00214 | 60 | 33 | 75 |  | 1.029 | GST | 1 | 0.033161 | 75 | 75 | 0.1605 | 75 |  |  | 0.033161 | 2.4871 |  |  |  |  | 0 | 0
3417 | LAKE_CRK2_G | 2 | North | YES | 0.00214 | 177.6 | 40 | 222 | 0 | 1.029 | GST | 1 | 0.033161 | 222 | 222 | 0.47508 | 222 |  |  | 0.033161 | 7.3618 |  |  |  |  | 0 | 0
3432 | SANDOW_4G | 4 | South | YES | 0.001197 | 580 | 225 | 580 | 0 | 1.029 | LIGCO | 1 | 0.032218 | 0 | 580 |  |  |  |  | 0.032218 | 18.6866 |  |  |  |  | 0 | 0
5026 | BRAUNIG_VHB1 | 1 | South | YES | 0.000259 | 215 | 40 | 215 | 0 | 1.0192 | GST | 1 | 0.03128 | 215 | 215 |  |  |  |  | 0.03128 | 6.7252 |  |  |  |  | 0 | 0
5027 | BRAUNIG_VHB2 | 2 | South | YES | 0.000259 | 172.8 | 40 | 216 | 0 | 1.0192 | GST | 1 | 0.03128 | 216 | 216 |  |  |  |  | 0.03128 | 6.7565 |  |  |  |  | 0 | 0
5028 | BRAUNIG_VHB3 | 3 | South | YES | 0.00024 | 407 | 60 | 407 | 0 | 1.0138 | GST | 1 | 0.031261 | 407 | 407 |  |  |  |  | 0.031261 | 12.7233 |  |  |  |  | 0 | 0
5031 | BRA_VHBCT1 | 1 | South | YES | 0.000259 | 44 | 24 | 44 | 0 | 1.0192 | #N/A | 1 | 0.03128 | 44 | 44 |  |  |  |  | 0.03128 | 1.3763 |  |  |  |  | 0 | 0
5032 | BRA_VHBCT2 | 2 | South | YES | 0.000259 | 44 | 24 | 44 | 0 | 1.0192 | #N/A | 1 | 0.03128 | 44 | 44 |  |  |  |  | 0.03128 | 1.3763 |  |  |  |  | 0 | 0
5033 | BRA_VHBCT3 | 3 | South | YES | 0.000259 | 43 | 24 | 43 | 0 | 1.0192 | #N/A | 1 | 0.03128 | 43 | 43 |  |  |  |  | 0.03128 | 1.345 |  |  |  |  | 0 | 0
5034 | BRA_VHBCT4 | 4 | South | YES | 0.000259 | 45 | 24 | 45 | 0 | 1.0192 | #N/A | 1 | 0.03128 | 45 | 45 |  |  |  |  | 0.03128 | 1.4076 |  |  |  |  | 0 | 0
5111 | CALAVER_JTD1 | 1 | South | YES | 0.00027 | 430 | 80 | 430 | 0 | 1.0138 | LIGCO | 1 | 0.031291 | 0 | 430 |  |  |  |  | 0.031291 | 13.4552 |  |  |  |  | 0 | 0
5112 | CALAVER_JTD2 | 2 | South | YES | 0.00027 | 430 | 80 | 430 | 0 | 1.0138 | LIGCO | 1 | 0.031291 | 0 | 430 |  |  |  |  | 0.031291 | 13.4552 |  |  |  |  | 0 | 0
5264 | LEON_LCP3G3 | 3 | South | YES | 0.000182 | 0 | 20 | 58 |  | 1.0197 | GST | 1 | 0.031203 | 58 | 58 |  |  |  |  | 0.031203 | 1.8098 |  |  |  |  | 0 | 0
5265 | LEON_LCP4G4 | 4 | South | YES | 0.000182 | 71.2 | 25 | 89 | 0 | 1.0197 | GST | 1 | 0.031203 | 89 | 89 |  |  |  |  | 0.031203 | 2.7771 |  |  |  |  | 0 | 0
5266 | LEON_LCPCT1 | 1 | South | YES | 0.000182 | 44 | 24 | 44 | 0 | 1.0197 | GGT | 1 | 0.031203 | 44 | 44 |  |  |  |  | 0.031203 | 1.3729 |  |  |  |  | 0 | 0
5267 | LEON_LCPCT2 | 2 | South | YES | 0.000182 | 44 | 24 | 44 | 0 | 1.0197 | GGT | 1 | 0.031203 | 44 | 44 |  |  |  |  | 0.031203 | 1.3729 |  |  |  |  | 0 | 0
5268 | LEON_LCPCT3 | 3 | South | YES | 0.000182 | 43 | 24 | 43 | 0 | 1.0197 | GGT | 1 | 0.031203 | 43 | 43 |  |  |  |  | 0.031203 | 1.3417 |  |  |  |  | 0 | 0
5269 | LEON_LCPCT4 | 4 | South | YES | 0.000182 | 45 | 24 | 45 | 0 | 1.0197 | GGT | 1 | 0.031203 | 45 | 45 |  |  |  |  | 0.031203 | 1.4041 |  |  |  |  | 0 | 0
5396 | CALAVER_OWS1 | 1 | South | YES | 0.00026 | 418 | 80 | 418 | 0 | 1.0192 | GST | 1 | 0.031281 | 418 | 418 |  |  |  |  | 0.031281 | 13.0756 |  |  |  |  | 0 | 0
5397 | CALAVER_OWS2 | 2 | South | YES | 0.00026 | 400 | 80 | 400 | 0 | 1.0192 | GST | 1 | 0.031281 | 400 | 400 |  |  |  |  | 0.031281 | 12.5125 |  |  |  |  | 0 | 0
5401 | CALAVER_JKS1 | 1 | South | YES | 0.000361 | 562 | 100 | 562 | 0 | 1.018 | LIGCO | 1 | 0.031382 | 0 | 562 |  |  |  |  | 0.031382 | 17.6368 |  |  |  |  | 0 | 0
5436 | TUTTL_WBT1G1 | 1 | South | YES | 0.000309 | 48.8 | 20 | 61 | 0 | 1.012 | GST | 1 | 0.03133 | 61 | 61 |  |  |  |  | 0.03133 | 1.9111 |  |  |  |  | 0 | 0
5438 | TUTTL_WBT3G3 | 3 | South | YES | 0.000309 | 95 | 25 | 95 | 0 | 1.012 | GST | 1 | 0.03133 | 95 | 95 |  |  |  |  | 0.03133 | 2.9764 |  |  |  |  | 0 | 0
5439 | TUTTL_WBT4G4 | 4 | South | YES | 0.000309 | 120.8 | 40 | 151 | 0 | 1.012 | GST | 1 | 0.03133 | 151 | 151 |  |  |  |  | 0.03133 | 4.7309 |  |  |  |  | 0 | 0
5476 | BRA_AVR1_CT1 | 1 | South | YES | 0.000335 | 155 | 90 | 155 | 0 | 1.017 | CC | 1 | 0.031356 | 155 | 155 |  |  |  |  | 0.031356 | 4.8602 |  |  |  |  | 0 | 0
5477 | BRA_AVR1_ST1 | 1 | South | YES | 0.000335 | 174 | 138 | 174 | 0 | 1.017 | CC | 1 | 0.031356 | 174 | 174 |  |  |  |  | 0.031356 | 5.456 |  |  |  |  | 0 | 0
5478 | BRA_AVR1_CT2 | 1 | South | YES | 0.000335 | 155 | 90 | 155 | 0 | 1.017 | CC | 1 | 0.031356 | 155 | 155 |  |  |  |  | 0.031356 | 4.8602 |  |  |  |  | 0 | 0
5503 | RAYBURNGEN3 | 1 | South | YES | 0.000597 | 17.6 | 6 | 22 | 0 | 1.0223 | GST | 1 | 0.031618 | 22 | 22 |  |  |  |  | 0.031618 | 0.6956 |  |  |  |  | 0 | 0
5505 | RAYBURNGEN1 | 1 | South | YES | 0.000597 | 0 | 1 | 11 |  | 1.0223 | GGT | 1 | 0.031618 | 11 | 11 |  |  |  |  | 0.031618 | 0.3478 |  |  |  |  | 0 | 0
5506 | RAYBURNGEN2 | 1 | South | YES | 0.000597 | 0 | 1 | 11 |  | 1.0223 | GGT | 1 | 0.031618 | 11 | 11 |  |  |  |  | 0.031618 | 0.3478 |  |  |  |  | 0 | 0
5508 | RAYBURNCC9 | 1 | South | YES | 0.000619 | 47.7 | 18.2 | 47.7 | 0 | 1.0296 | CC | 1 | 0.03164 | 47.7 | 47.7 |  |  |  |  | 0.03164 | 1.5092 |  |  |  |  | 0 | 0
5509 | RAYBURNCC10 | 1 | South | YES | 0.000619 | 37.3 | 5.2 | 37.3 | 0 | 1.0296 | CC | 1 | 0.03164 | 37.3 | 37.3 |  |  |  |  | 0.03164 | 1.1802 |  |  |  |  | 0 | 0
5511 | RAYBURNCC7 | 1 | South | YES | 0.000619 | 47.5 | 18.2 | 47.5 | 0 | 1.0296 | CC | 1 | 0.03164 | 47.5 | 47.5 |  |  |  |  | 0.03164 | 1.5029 |  |  |  |  | 0 | 0
5512 | RAYBURNCC8 | 1 | South | YES | 0.000619 | 49.3 | 18.2 | 49.3 | 0 | 1.0296 | CC | 1 | 0.03164 | 49.3 | 49.3 |  |  |  |  | 0.03164 | 1.5599 |  |  |  |  | 0 | 0
5728 | FALCONHYDRO2 | 2 | South | YES | -7.7e-05 | 12 | 0 | 12 | 0 | 1.0227 | Hydro | 1 | 0.030944 | 0 | 0 |  |  |  |  | 0.030944 | 0 |  |  |  |  | 0 | 0
5729 | FALCONHYDRO3 | 3 | South | YES | -7.7e-05 | 11 | 0 | 11 | 0 | 1.0227 | Hydro | 1 | 0.030944 | 0 | 0 |  |  |  |  | 0.030944 | 0 |  |  |  |  | 0 | 0
5890 | PEARSALLGEN1 | 1 | South | YES | -0.0009 | 19.2 | 6 | 24 | 0 | 1.0161 | GST | 1 | 0.030121 | 24 | 24 |  |  |  |  | 0.030121 | 0.72291 |  |  |  |  | 0 | 0
5891 | PEARSALLGEN2 | 1 | South | YES | -0.0009 | 19.4 | 6 | 24.3 | 0 | 1.0161 | GST | 1 | 0.030121 | 24.3 | 24.3 |  |  |  |  | 0.030121 | 0.73195 |  |  |  |  | 0 | 0
5892 | PEARSALLGEN3 | 1 | South | YES | -0.0009 | 19.1 | 6 | 23.9 | 0 | 1.0161 | GST | 1 | 0.030121 | 23.9 | 23.9 |  |  |  |  | 0.030121 | 0.7199 |  |  |  |  | 0 | 0
5903 | SANMIGUELGEN | 1 | South | YES | 0.000319 | 396.3 | 180 | 396.3 | 0 | 1.0331 | LIGCO | 1 | 0.03134 | 0 | 396.3 |  |  |  |  | 0.03134 | 12.4201 |  |  |  |  | 0 | 0
5911 | STP_GN1___1 | 1 | Houston | YES | 0.001264 | 1333 | 1249 | 1333 | 0 | 1.0406 | Nuc | 1 | 0.032285 | 0 | 0 |  |  |  |  | 0.032285 | 0 |  |  |  |  | 0 | 0
5912 | STP_GN2___2 | 2 | Houston | YES | 0.001264 | 1332 | 1249 | 1332 | 0 | 1.0406 | Nuc | 1 | 0.032285 | 0 | 0 |  |  |  |  | 0.032285 | 0 |  |  |  |  | 0 | 0
5925 | DCEAST | EQ | North | YES | 0.003603 | 400.3 | -600 | 600 | 0 | 1.025 | DCTie | 1 | 0.034624 | 0 | 0 | 0 | 0 |  |  | 0.034624 | 0 |  |  |  |  | 0 | 0
5932 | SI_RAY9 | 9 | South | YES | 0.000391 | 32 | 32 | 38 | 0 | 1.035 | CC | 1 | 0.031412 | 38 | 38 |  |  |  |  | 0.031412 | 1.1937 |  |  |  |  | 0 | 0
5933 | SI_RAY6 | 6 | South | YES | 0.000391 | 15.4 | 10 | 19.3 | 0 | 1.035 | GST | 1 | 0.031412 | 19.3 | 19.3 |  |  |  |  | 0.031412 | 0.60626 |  |  |  |  | 0 | 0
5934 | SI_RAY5 | 5 | South | YES | 0 | 0 | 10 | 15 |  | 1.035 | GST | 1 | 0.031021 | 15 | 15 |  |  |  |  | 0.031021 | 0.46532 |  |  |  |  | 0 | 0
5935 | SI_RAY10 | 10 | South | YES | 0.000391 | 47 | 10 | 47 | 0 | 1.03 | CC | 1 | 0.031412 | 47 | 47 |  |  |  |  | 0.031412 | 1.4764 |  |  |  |  | 0 | 0
6016 | SWMESA | 1 | West | YES | -0.029042 | 18.8 | 0 | 75 |  | 1.03 | Wind | -1 | 0.032704 | 0 | 75 |  |  | 0 | 0 | -0.032704 | 0 |  |  |  |  | 0 | 0
6100 | OKLA7A | EQ | West | YES | -0.01712 | 50 | -220 | 220 | 0 | 1.035 | DCTie | -1 | 0.020782 | 0 | 0 |  |  | 0 | 0 | -0.020782 | 0 |  |  |  |  | 0 | 0
6144 | MCADOO1A | 1 | West | YES | -0.1133 | 15 | 0 | 150 | 0 | 1.025 | Wind | -1 | 0.11696 | 0 | 150 |  |  | 0 | 0 | -0.11696 | 0 |  |  |  |  | 0 | 0
6407 | TURKTRAK1A | 1 | West | YES | -0.061468 | 33.9 | 0 | 169.5 | 0 | 1.025 | Wind | -1 | 0.06513 | 0 | 169.5 |  |  | 0 | 0 | -0.06513 | 0 |  |  |  |  | 0 | 0
6637 | SNYDERW1A | 1 | West | YES | -0.052622 | 12.6 | 0 | 63 | 0 | 1.025 | Wind | -1 | 0.056284 | 0 | 63 |  |  | 0 | 0 | -0.056284 | 0 |  |  |  |  | 0 | 0
6752 | OKLA0A | 1 | West | YES | -0.01712 | 649.7 | 175 | 649.7 | 0 | 1.035 | LIGCO | -1 | 0.020782 | 0 | 649.7 |  |  | 0 | 0 | -0.020782 | 0 |  |  |  |  | 0 | 0
6948 | DENISNDM | 2 | North | YES | 0.003813 | 31 | 5 | 40 | 0 | 1.015 | Hydro | 1 | 0.034834 | 0 | 0 | 0 | 0 |  |  | 0.034834 | 0 |  |  |  |  | 0 | 0
6948 | DENISNDM | 1 | North | YES | 0.003813 | 40 | 5 | 40 | 0 | 1.015 | Hydro | 1 | 0.034834 | 0 | 0 | 0 | 0 |  |  | 0.034834 | 0 |  |  |  |  | 0 | 0
7000 | L_FERGUS1_1Y | 1 | South | YES | -0.001527 | 400 | 65 | 423.3 | 0 | 1.015 | GSC | 1 | 0.029494 | 423.3 | 423.3 |  |  |  |  | 0.029494 | 12.4849 |  |  |  |  | 0 | 0
7004 | L_SIMGID1_1Y | 1 | South | YES | 0.000696 | 132 | 40 | 132 | 0 | 1.02 | GST | 1 | 0.031717 | 132 | 132 |  |  |  |  | 0.031717 | 4.1867 |  |  |  |  | 0 | 0
7005 | L_SIMGID1_2Y | 2 | South | YES | 0.000696 | 133 | 32 | 139 | 0 | 1.02 | GST | 1 | 0.031717 | 139 | 139 |  |  |  |  | 0.031717 | 4.4087 |  |  |  |  | 0 | 0
7006 | L_SIMGID1_3Y | 3 | South | YES | 0.000696 | 324.9 | 60 | 329 | 0 | 1.02 | GST | 1 | 0.031717 | 329 | 329 |  |  |  |  | 0.031717 | 10.435 |  |  |  |  | 0 | 0
7007 | L_LOSTPI1_1Y | 1 | South | YES | 0.000863 | 158.6 | 110 | 158 | 0 | 1 | CC | 1 | 0.031884 | 158 | 158 |  |  |  |  | 0.031884 | 5.0377 |  |  |  |  | 0 | 0
7008 | L_LOSTPI1_2Y | 2 | South | YES | 0.000863 | 157.7 | 107 | 160 | 0 | 1 | CC | 1 | 0.031884 | 160 | 160 |  |  |  |  | 0.031884 | 5.1015 |  |  |  |  | 0 | 0
7009 | L_LOSTPI1_3Y | 3 | South | YES | 0.000863 | 173.9 | 72 | 175 | 0 | 1 | CC | 1 | 0.031884 | 175 | 175 |  |  |  |  | 0.031884 | 5.5797 |  |  |  |  | 0 | 0
7010 | L_FPPYD11_1Y | 1 | South | YES | 0.000884 | 547.4 | 200 | 606 | 0 | 1.02 | LIGCO | 1 | 0.031905 | 0 | 606 |  |  |  |  | 0.031905 | 19.3346 |  |  |  |  | 0 | 0
7011 | L_FPPYD11_2Y | 2 | South | YES | 0.000884 | 552.2 | 200 | 598 | 0 | 1.02 | LIGCO | 1 | 0.031905 | 0 | 598 |  |  |  |  | 0.031905 | 19.0793 |  |  |  |  | 0 | 0
7012 | L_FPPYD21_3Y | 3 | South | YES | 0.000883 | 427.5 | 200 | 436 | 0 | 1.02 | LIGCO | 1 | 0.031904 | 0 | 436 |  |  |  |  | 0.031904 | 13.9102 |  |  |  |  | 0 | 0
7014 | L_HAYSEN1_1Y | 1 | South | YES | 0.000508 | 223.9 | 74 | 223.9 | 0 | 1.008 | CC | 1 | 0.031529 | 223.9 | 223.9 |  |  |  |  | 0.031529 | 7.0594 |  |  |  |  | 0 | 0
7015 | L_HAYSEN1_2Y | 2 | South | YES | 0.000508 | 225 | 74 | 225 | 0 | 1.008 | CC | 1 | 0.031529 | 225 | 225 |  |  |  |  | 0.031529 | 7.0941 |  |  |  |  | 0 | 0
7016 | L_HAYSEN1_3Y | 3 | South | YES | 0.000508 | 224.6 | 74 | 224.6 | 0 | 1.008 | CC | 1 | 0.031529 | 224.6 | 224.6 |  |  |  |  | 0.031529 | 7.0815 |  |  |  |  | 0 | 0
7017 | L_HAYSEN1_4Y | 4 | South | YES | 0.000508 | 226.7 | 74 | 226.7 | 0 | 1.008 | CC | 1 | 0.031529 | 226.7 | 226.7 |  |  |  |  | 0.031529 | 7.1477 |  |  |  |  | 0 | 0
7020 | L_AUSTPL1_1Y | 2 | South | YES | 0.000505 | 0 | 0 | 8 |  | 1 | Hydro | 1 | 0.031526 | 0 | 0 |  |  |  |  | 0.031526 | 0 |  |  |  |  | 0 | 0
7020 | L_AUSTPL1_1Y | 1 | South | YES | 0.000505 | 0 | 0 | 8 |  | 1 | Hydro | 1 | 0.031526 | 0 | 0 |  |  |  |  | 0.031526 | 0 |  |  |  |  | 0 | 0
7022 | L_BUCHAN1_1Y | 1 | South | YES | -0.001865 | 0 | 0 | 18 |  | 1 | Hydro | 1 | 0.029156 | 0 | 0 |  |  |  |  | 0.029156 | 0 |  |  |  |  | 0 | 0
7023 | L_BUCHAN1_2Y | 2 | South | YES | -0.001865 | 0 | 0 | 18 |  | 1 | Hydro | 1 | 0.029156 | 0 | 0 |  |  |  |  | 0.029156 | 0 |  |  |  |  | 0 | 0
7024 | L_BUCHAN1_3Y | 3 | South | YES | -0.001865 | 0 | 0 | 15 |  | 1 | Hydro | 1 | 0.029156 | 0 | 0 |  |  |  |  | 0.029156 | 0 |  |  |  |  | 0 | 0
7026 | L_INKSDA1_1Y | 1 | South | YES | -0.002325 | 0 | 0 | 13.7 |  | 1 | Hydro | 1 | 0.028696 | 0 | 0 |  |  |  |  | 0.028696 | 0 |  |  |  |  | 0 | 0
7028 | L_MARBFA1_1Y | 1 | South | YES | -0.001058 | 0 | 0 | 18 |  | 1 | Hydro | 1 | 0.029963 | 0 | 0 |  |  |  |  | 0.029963 | 0 |  |  |  |  | 0 | 0
7029 | L_MARBFA1_2Y | 2 | South | YES | -0.001058 | 0 | 0 | 18 |  | 1 | Hydro | 1 | 0.029963 | 0 | 0 |  |  |  |  | 0.029963 | 0 |  |  |  |  | 0 | 0
7031 | L_MARSFO1G1Y | 1 | South | YES | 6e-06 | 0 | 0 | 36 |  | 1 | Hydro | 1 | 0.031027 | 0 | 0 |  |  |  |  | 0.031027 | 0 |  |  |  |  | 0 | 0
7032 | L_MARSFO1G2Y | 2 | South | YES | 6e-06 | 0 | 0 | 35 |  | 1 | Hydro | 1 | 0.031027 | 0 | 0 |  |  |  |  | 0.031027 | 0 |  |  |  |  | 0 | 0
7033 | L_MARSFO1G3Y | 3 | South | YES | 6e-06 | 0 | 0 | 36 |  | 1 | Hydro | 1 | 0.031027 | 0 | 0 |  |  |  |  | 0.031027 | 0 |  |  |  |  | 0 | 0
7035 | L_WIRTZ_1G1Y | 1 | South | YES | -0.001444 | 0 | 0 | 29 |  | 1 | Hydro | 1 | 0.029577 | 0 | 0 |  |  |  |  | 0.029577 | 0 |  |  |  |  | 0 | 0
7036 | L_WIRTZ_1G2Y | 2 | South | YES | -0.001444 | 23 | 0 | 29.8 |  | 1 | Hydro | 1 | 0.029577 | 0 | 0 |  |  |  |  | 0.029577 | 0 |  |  |  |  | 0 | 0
7038 | L_DELAWA1_1Y | 1 | West | YES | -0.031206 | 3.5 | 0 | 35 | 0 | 1 | Wind | -1 | 0.034868 | 0 | 35 |  |  | 0 | 0 | -0.034868 | 0 |  |  |  |  | 0 | 0
7038 | L_DELAWA1_1Y | 2 | West | YES | -0.031206 | 3 | 0 | 30 | 0 | 1 | Wind | -1 | 0.034868 | 0 | 30 |  |  | 0 | 0 | -0.034868 | 0 |  |  |  |  | 0 | 0
7303 | L_WPPGS12_1Y | 1 | South | YES | 0.000804 | 50 | 0 | 50 | 0 | 1.025 | GGT | 1 | 0.031825 | 50 | 50 |  |  |  |  | 0.031825 | 1.5913 |  |  |  |  | 0 | 0
7303 | L_WPPGS12_1Y | 2 | South | YES | 0.000804 | 50 | 0 | 50 | 0 | 1.025 | GGT | 1 | 0.031825 | 50 | 50 |  |  |  |  | 0.031825 | 1.5913 |  |  |  |  | 0 | 0
7305 | L_WPPGS34_1Y | 3 | South | YES | 0.000804 | 50 | 0 | 50 | 0 | 1.025 | GGT | 1 | 0.031825 | 50 | 50 |  |  |  |  | 0.031825 | 1.5913 |  |  |  |  | 0 | 0
7305 | L_WPPGS34_1Y | 4 | South | YES | 0.000804 | 50 | 0 | 50 | 0 | 1.025 | GGT | 1 | 0.031825 | 50 | 50 |  |  |  |  | 0.031825 | 1.5913 |  |  |  |  | 0 | 0
7487 | L_CANYHY8_1Y | 1 | South | YES | 0.000355 | 0 | 0 | 6 |  | 1 | Hydro | 1 | 0.031376 | 0 | 0 |  |  |  |  | 0.031376 | 0 |  |  |  |  | 0 | 0
7605 | L_MCQUEE9_1Y | 2 | South | YES | 0.000455 | 0 | 0 | 2.4 |  | 1.025 | Hydro | 1 | 0.031476 | 0 | 0 |  |  |  |  | 0.031476 | 0 |  |  |  |  | 0 | 0
7605 | L_MCQUEE9_1Y | 1 | South | YES | 0.000455 | 0 | 0 | 2.4 |  | 1.025 | Hydro | 1 | 0.031476 | 0 | 0 |  |  |  |  | 0.031476 | 0 |  |  |  |  | 0 | 0
7605 | L_MCQUEE9_1Y | 3 | South | YES | 0.000455 | 0 | 0 | 2.8 |  | 1.025 | Hydro | 1 | 0.031476 | 0 | 0 |  |  |  |  | 0.031476 | 0 |  |  |  |  | 0 | 0
7609 | L_SCHUMA8_1Y | 1 | South | YES | 0.000411 | 0 | 0 | 4 |  | 1 | Hydro | 1 | 0.031432 | 0 | 0 |  |  |  |  | 0.031432 | 0 |  |  |  |  | 0 | 0
7624 | L_LAKEWO9_1Y | 1 | South | YES | 0.000506 | 0 | 0 | 2.4 |  | 1 | Hydro | 1 | 0.031527 | 0 | 0 |  |  |  |  | 0.031527 | 0 |  |  |  |  | 0 | 0
7624 | L_LAKEWO9_1Y | 2 | South | YES | 0.000506 | 0 | 0 | 2.4 |  | 1 | Hydro | 1 | 0.031527 | 0 | 0 |  |  |  |  | 0.031527 | 0 |  |  |  |  | 0 | 0
7800 | L_GUADGE1_1Y | 1 | South | YES | 0.000456 | 147 | 30 | 147 | 0 | 1.02 | CC | 1 | 0.031477 | 147 | 147 |  |  |  |  | 0.031477 | 4.6272 |  |  |  |  | 0 | 0
7801 | L_GUADGE1_2Y | 2 | South | YES | 0.000456 | 138 | 30 | 138 | 0 | 1.02 | CC | 1 | 0.031477 | 138 | 138 |  |  |  |  | 0.031477 | 4.3439 |  |  |  |  | 0 | 0
7802 | L_GUADGE1_3Y | 3 | South | YES | 0.000456 | 146 | 30 | 146 | 0 | 1.02 | CC | 1 | 0.031477 | 146 | 146 |  |  |  |  | 0.031477 | 4.5957 |  |  |  |  | 0 | 0
7803 | L_GUADGE1_4Y | 4 | South | YES | 0.000456 | 149 | 30 | 149 | 0 | 1.02 | CC | 1 | 0.031477 | 149 | 149 |  |  |  |  | 0.031477 | 4.6901 |  |  |  |  | 0 | 0
7804 | L_GUADGE1_5Y | 5 | South | YES | 0.000456 | 182 | 30 | 182 | 0 | 1.02 | CC | 1 | 0.031477 | 182 | 182 |  |  |  |  | 0.031477 | 5.7289 |  |  |  |  | 0 | 0
7805 | L_GUADGE1_6Y | 6 | South | YES | 0.000456 | 203 | 30 | 203 | 0 | 1.02 | CC | 1 | 0.031477 | 203 | 203 |  |  |  |  | 0.031477 | 6.3899 |  |  |  |  | 0 | 0
7807 | L_BASTEN1_1Y | 1 | South | YES | 0.000781 | 152.5 | 83.5 | 152.5 | 0 | 1.004 | CC | 1 | 0.031802 | 152.5 | 152.5 |  |  |  |  | 0.031802 | 4.8498 |  |  |  |  | 0 | 0
7808 | L_BASTEN1_2Y | 1 | South | YES | 0.000781 | 149.5 | 83.5 | 149.5 | 0 | 1.004 | CC | 1 | 0.031802 | 149.5 | 149.5 |  |  |  |  | 0.031802 | 4.7544 |  |  |  |  | 0 | 0
7809 | L_BASTEN1_3Y | 1 | South | YES | 0.000781 | 232.6 | 42 | 232.6 | 0 | 1.004 | CC | 1 | 0.031802 | 232.6 | 232.6 |  |  |  |  | 0.031802 | 7.3972 |  |  |  |  | 0 | 0
7810 | L_RIONOG1G1Y | 1 | South | YES | 0.000483 | 148 | 0 | 148 | 0 | 1.02 | CC | 1 | 0.031504 | 148 | 148 |  |  |  |  | 0.031504 | 4.6626 |  |  |  |  | 0 | 0
7811 | L_RIONOG1G2Y | 2 | South | YES | 0.000483 | 148 | 0 | 148 | 0 | 1.02 | CC | 1 | 0.031504 | 148 | 148 |  |  |  |  | 0.031504 | 4.6626 |  |  |  |  | 0 | 0
7812 | L_RIONOG1G3Y | 3 | South | YES | 0.000483 | 154 | 0 | 154 | 0 | 1.02 | CC | 1 | 0.031504 | 154 | 154 |  |  |  |  | 0.031504 | 4.8517 |  |  |  |  | 0 | 0
7813 | L_RIONOG1S1Y | 4 | South | YES | 0.000483 | 293 | 0 | 293 | 0 | 1.02 | CC | 1 | 0.031504 | 293 | 293 |  |  |  |  | 0.031504 | 9.2307 |  |  |  |  | 0 | 0
8032 | AMISTADHYD1 | 1 | South | YES | -0.009107 | 33 | 13 | 33 | 0 | 1.0375 | Hydro | 1 | 0.021914 | 0 | 0 |  |  |  |  | 0.021914 | 0 |  |  |  |  | 0 | 0
8033 | AMISTADHYD2 | 2 | South | YES | -0.009107 | 25 | 13 | 25 | 0 | 1.0375 | Hydro | 1 | 0.021914 | 0 | 0 |  |  |  |  | 0.021914 | 0 |  |  |  |  | 0 | 0
8048 | FALCONHYDRO1 | 1 | South | YES | -7.7e-05 | 12 | 0 | 12 | 0 | 1.0227 | Hydro | 1 | 0.030944 | 0 | 0 |  |  |  |  | 0.030944 | 0 |  |  |  |  | 0 | 0
8066 | DUP1V#1 | 1 | South | YES | 0.000635 | 52.3 | 0 | 73 | 0 | 1.01 | Cogen | 1 | 0.031656 | 0 | 0 |  |  |  |  | 0.031656 | 0 |  |  |  |  | 0 | 0
8134 | FOR #1 | 1 | South | YES | 0.000744 | 54.1 | 45 | 79 | 0 | 1.03 | Cogen | 1 | 0.031765 | 0 | 0 |  |  |  |  | 0.031765 | 0 |  |  |  |  | 0 | 0
8138 | FOR #2 | 2 | South | YES | 0.000744 | 63.1 | 45 | 81 | 0 | 1.03 | Cogen | 1 | 0.031765 | 0 | 0 |  |  |  |  | 0.031765 | 0 |  |  |  |  | 0 | 0
8139 | JOS #1 | MB | South | YES | 0 | 0 | 45 | 255 |  | 1.02 | GST | 1 | 0.031021 | 0 | 0 |  |  |  |  | 0.031021 | 0 |  |  |  |  | 0 | 0
8147 | UCAR #2 | 10 | South | YES | 0.000672 | 18.2 | 0 | 28 |  | 1 | Cogen | 1 | 0.031693 | 0 | 0 |  |  |  |  | 0.031693 | 0 |  |  |  |  | 0 | 0
8148 | UCAR #1 | 2 | South | YES | 0.000672 | 6.1 | 0 | 7 | 0 | 1.009 | Cogen | 1 | 0.031693 | 0 | 0 |  |  |  |  | 0.031693 | 0 |  |  |  |  | 0 | 0
8153 | FOR #3 | 3 | South | YES | 0.000744 | 63.1 | 45 | 79.9 | 0 | 1.03 | Cogen | 1 | 0.031765 | 0 | 0 |  |  |  |  | 0.031765 | 0 |  |  |  |  | 0 | 0
8154 | FOR #4 | 4 | South | YES | 0.000744 | 63.1 | 60 | 80 | 0 | 1.03 | Cogen | 1 | 0.031765 | 0 | 0 |  |  |  |  | 0.031765 | 0 |  |  |  |  | 0 | 0
8155 | FOR #5 | 5 | South | YES | 0.000744 | 63.1 | 60 | 78.4 | 0 | 1.03 | Cogen | 1 | 0.031765 | 0 | 0 |  |  |  |  | 0.031765 | 0 |  |  |  |  | 0 | 0
8156 | FOR #6 | 6 | South | YES | 0.000744 | 24.9 | 5 | 25 | 0 | 1.03 | Cogen | 1 | 0.031765 | 0 | 0 |  |  |  |  | 0.031765 | 0 |  |  |  |  | 0 | 0
8157 | FOR #7 | 7 | South | YES | 0.000744 | 28.8 | 5 | 46 | 0 | 1.03 | Cogen | 1 | 0.031765 | 0 | 0 |  |  |  |  | 0.031765 | 0 |  |  |  |  | 0 | 0
8161 | COLETO0A | 1 | South | YES | 0.000494 | 633 | 200 | 633 | 0 | 1.03 | LIGCO | 1 | 0.031515 | 0 | 633 |  |  |  |  | 0.031515 | 19.9491 |  |  |  |  | 0 | 0
8173 | VICEC51A | 5 | South | YES | 0.000619 | 144 | 18 | 144 | 0 | 1.025 | CC | 1 | 0.03164 | 144 | 144 |  |  |  |  | 0.03164 | 4.5562 |  |  |  |  | 0 | 0
8174 | VICEC61A | 6 | South | YES | 0.000619 | 188 | 42 | 188 | 0 | 1.025 | CC | 1 | 0.03164 | 188 | 188 |  |  |  |  | 0.03164 | 5.9484 |  |  |  |  | 0 | 0
8189 | CUECPL2A | 1 | South | YES | 0.000533 | 12 | 0 | 12 | 0 | 1.02 | Cogen | 1 | 0.031554 | 0 | 0 |  |  |  |  | 0.031554 | 0 |  |  |  |  | 0 | 0
8262 | ELPS | 1 | South | YES | -0.006547 | 6 | 6 | 6 | 0 | 1.15 | Hydro | 1 | 0.024474 | 0 | 0 |  |  |  |  | 0.024474 | 0 |  |  |  |  | 0 | 0
8285 | LAR #1 | MB | South | YES | 0 | 0 | 9 | 32 |  | 1.0497 | GST | 1 | 0.031021 | 0 | 0 |  |  |  |  | 0.031021 | 0 |  |  |  |  | 0 | 0
8287 | LAR #2 | MB | South | YES | 0 | 0 | 9 | 32 |  | 1.04 | GST | 1 | 0.031021 | 0 | 0 |  |  |  |  | 0.031021 | 0 |  |  |  |  | 0 | 0
8288 | LAR #3 | MB | South | YES | 0 | 0 | 25 | 105 |  | 1.04 | GST | 1 | 0.031021 | 0 | 0 |  |  |  |  | 0.031021 | 0 |  |  |  |  | 0 | 0
8388 | BATES0A | MB | South | YES | 0 | 0 | 21 | 71 |  | 1.033 | GST | 1 | 0.031021 | 0 | 0 |  |  |  |  | 0.031021 | 0 |  |  |  |  | 0 | 0
8393 | BATES0B | MB | South | YES | 0 | 0 | 25 | 110 |  | 1.03 | GST | 1 | 0.031021 | 0 | 0 |  |  |  |  | 0.031021 | 0 |  |  |  |  | 0 | 0
8437 | NUECES_B0C | MB | South | YES | 0 | 0 | 7 | 30 |  | 1.03 | GST | 1 | 0.031021 | 0 | 0 |  |  |  |  | 0.031021 | 0 |  |  |  |  | 0 | 0
8438 | NUECES_B0B | MB | South | YES | 0 | 0 | 26 | 169 |  | 1.03 | GST | 1 | 0.031021 | 0 | 0 |  |  |  |  | 0.031021 | 0 |  |  |  |  | 0 | 0
8442 | NUECES_B0A | MB | South | YES | 0 | 0 | 81 | 367 |  | 1.03 | GST | 1 | 0.031021 | 0 | 0 |  |  |  |  | 0.031021 | 0 |  |  |  |  | 0 | 0
8456 | COSW#1 | 1 | South | YES | 0.000471 | 20 | 0 | 20 | 0 | 1.027 | Cogen | 1 | 0.031492 | 0 | 0 |  |  |  |  | 0.031492 | 0 |  |  |  |  | 0 | 0
8457 | COSW#2 | 2 | South | YES | 0.000471 | 14 | 0 | 14 | 0 | 1.027 | Cogen | 1 | 0.031492 | 0 | 0 |  |  |  |  | 0.031492 | 0 |  |  |  |  | 0 | 0
8459 | B_DAVIS0B | MB | South | YES | 0.000467 | 0 | 50 | 339 |  | 1.03 | GSC | 1 | 0.031488 | 0 | 0 |  |  |  |  | 0.031488 | 0 |  |  |  |  | 0 | 0
8460 | B_DAVIS0A | MB | South | YES | 0.000467 | 0 | 50 | 340 |  | 1.03 | GSC | 1 | 0.031488 | 0 | 0 |  |  |  |  | 0.031488 | 0 |  |  |  |  | 0 | 0
8461 | KOCH_UP0A | 1 | South | YES | 0.000458 | 38 | 0 | 38 | 0 | 1.012 | Cogen | 1 | 0.031479 | 0 | 0 |  |  |  |  | 0.031479 | 0 |  |  |  |  | 0 | 0
8506 | VAL #1 | 1 | South | YES | 0.000463 | 20.9 | 0 | 25 | 0 | 1.0055 | Cogen | 1 | 0.031484 | 0 | 0 |  |  |  |  | 0.031484 | 0 |  |  |  |  | 0 | 0
8507 | VAL #2 | 2 | South | YES | 0.000463 | 20.9 | 0 | 25 | 0 | 1.0055 | Cogen | 1 | 0.031484 | 0 | 0 |  |  |  |  | 0.031484 | 0 |  |  |  |  | 0 | 0
8511 | OXY_CC0A | 1 | South | YES | 0.000463 | 30.3 | 0 | 38 |  | 1.027 | Cogen | 1 | 0.031484 | 0 | 0 |  |  |  |  | 0.031484 | 0 |  |  |  |  | 0 | 0
8517 | CELANEBI0A | 1 | South | YES | 0.000434 | 29 | 0 | 29 | 0 | 1.02 | Cogen | 1 | 0.031455 | 0 | 0 |  |  |  |  | 0.031455 | 0 |  |  |  |  | 0 | 0
8560 | CNOPGT1 | 1 | South | YES | 0.000473 | 148.3 | 0 | 148.3 | 0 | 1.03 | Cogen | 1 | 0.031494 | 0 | 0 |  |  |  |  | 0.031494 | 0 |  |  |  |  | 0 | 0
8561 | CNOPGT2 | 2 | South | YES | 0.000473 | 148.6 | 0 | 148.6 | 0 | 1.03 | Cogen | 1 | 0.031494 | 0 | 0 |  |  |  |  | 0.031494 | 0 |  |  |  |  | 0 | 0
8562 | CNOPST1 | 3 | South | YES | 0.000473 | 153 | 0 | 153 | 0 | 1.03 | Cogen | 1 | 0.031494 | 0 | 0 |  |  |  |  | 0.031494 | 0 |  |  |  |  | 0 | 0
8926 | LGE_GT10A | 1 | South | YES | 0.000506 | 158 | 0 | 158 | 0 | 1.03 | Cogen | 1 | 0.031527 | 0 | 0 |  |  |  |  | 0.031527 | 0 |  |  |  |  | 0 | 0
8927 | LGE_GT20A | 2 | South | YES | 0.000506 | 153 | 0 | 153 | 0 | 1.03 | Cogen | 1 | 0.031527 | 0 | 0 |  |  |  |  | 0.031527 | 0 |  |  |  |  | 0 | 0
8928 | LGE_STG0A | 3 | South | YES | 0.000506 | 100 | 0 | 100 | 0 | 1.03 | Cogen | 1 | 0.031527 | 0 | 0 |  |  |  |  | 0.031527 | 0 |  |  |  |  | 0 | 0
8930 | ICPGN10A | 1 | South | YES | 0.000506 | 149 | 0 | 149 | 0 | 1.03 | Cogen | 1 | 0.031527 | 0 | 0 |  |  |  |  | 0.031527 | 0 |  |  |  |  | 0 | 0
8931 | ICPGN20A | 2 | South | YES | 0.000506 | 150 | 0 | 150 | 0 | 1.03 | Cogen | 1 | 0.031527 | 0 | 0 |  |  |  |  | 0.031527 | 0 |  |  |  |  | 0 | 0
8932 | ICPGN30A | 3 | South | YES | 0.000506 | 127 | 0 | 127 | 0 | 1.03 | Cogen | 1 | 0.031527 | 0 | 0 |  |  |  |  | 0.031527 | 0 |  |  |  |  | 0 | 0
8933 | FGNTS001 | 1 | South | YES | 0.000286 | 146.5 | 0 | 146.5 | 0 | 1.03 | CC | 1 | 0.031307 | 146.5 | 146.5 |  |  |  |  | 0.031307 | 4.5865 |  |  |  |  | 0 | 0
8934 | FGNTS101 | 2 | South | YES | 0.000286 | 147.9 | 0 | 147.9 | 0 | 1.03 | CC | 1 | 0.031307 | 147.9 | 147.9 |  |  |  |  | 0.031307 | 4.6303 |  |  |  |  | 0 | 0
8935 | FGNTS201 | 3 | South | YES | 0.000286 | 173 | 0 | 173 | 0 | 1.03 | CC | 1 | 0.031307 | 173 | 173 |  |  |  |  | 0.031307 | 5.4162 |  |  |  |  | 0 | 0
8936 | MVGN#1 | 1 | South | YES | 0.000346 | 216.6 | 0 | 216.6 | 0 | 1.0304 | CC | 1 | 0.031367 | 216.6 | 216.6 |  |  |  |  | 0.031367 | 6.7941 |  |  |  |  | 0 | 0
8937 | MVGN#2 | 2 | South | YES | 0.000346 | 216.7 | 0 | 216.7 | 0 | 1.0304 | CC | 1 | 0.031367 | 216.7 | 216.7 |  |  |  |  | 0.031367 | 6.7973 |  |  |  |  | 0 | 0
8938 | MVGN#3 | 3 | South | YES | 0.000346 | 250.9 | 0 | 250.9 | 0 | 1.0304 | CC | 1 | 0.031367 | 250.9 | 250.9 |  |  |  |  | 0.031367 | 7.87 |  |  |  |  | 0 | 0
8981 | HECN1 | 1 | South | YES | 0.000346 | 144.8 | 0 | 144.8 | 0 | 1.0304 | CC | 1 | 0.031367 | 144.8 | 144.8 |  |  |  |  | 0.031367 | 4.542 |  |  |  |  | 0 | 0
8982 | HECN2 | 2 | South | YES | 0.000346 | 144.1 | 0 | 144.1 | 0 | 1.0304 | CC | 1 | 0.031367 | 144.1 | 144.1 |  |  |  |  | 0.031367 | 4.52 |  |  |  |  | 0 | 0
8983 | HECN3 | 3 | South | YES | 0.000346 | 171.9 | 0 | 171.9 | 0 | 1.0304 | CC | 1 | 0.031367 | 171.9 | 171.9 |  |  |  |  | 0.031367 | 5.392 |  |  |  |  | 0 | 0
9000 | DECKR_G1 | 1 | South | YES | 0.000557 | 280 | 50 | 321 | 0 | 1.015 | GST | 1 | 0.031578 | 321 | 321 |  |  |  |  | 0.031578 | 10.1366 |  |  |  |  | 0 | 0
9001 | DECKR_G2 | 2 | South | YES | 0.000557 | 400 | 50 | 426 | 0 | 1.015 | GST | 1 | 0.031578 | 426 | 426 |  |  |  |  | 0.031578 | 13.4523 |  |  |  |  | 0 | 0
9002 | DECKR_G3 | 3 | South | YES | 0.000589 | 0 | 24 | 42 |  | 1.015 | GGT | 1 | 0.03161 | 42 | 42 |  |  |  |  | 0.03161 | 1.3276 |  |  |  |  | 0 | 0
9003 | DECKR_G4 | 4 | South | YES | 0.000589 | 44 | 24 | 44 | 0 | 1.015 | GGT | 1 | 0.03161 | 44 | 44 |  |  |  |  | 0.03161 | 1.3909 |  |  |  |  | 0 | 0
9004 | DECKR_G5 | 5 | South | YES | 0.000589 | 44 | 24 | 44 | 0 | 1.015 | GGT | 1 | 0.03161 | 44 | 44 |  |  |  |  | 0.03161 | 1.3909 |  |  |  |  | 0 | 0
9005 | DECKR_G6 | 6 | South | YES | 0.000589 | 44 | 24 | 47 | 0 | 1.015 | GGT | 1 | 0.03161 | 47 | 47 |  |  |  |  | 0.03161 | 1.4857 |  |  |  |  | 0 | 0
9016 | SANDH_G1 | 1 | South | YES | 0.000559 | 45 | 2 | 49 | 0 | 1.0175 | GGT | 1 | 0.03158 | 49 | 49 |  |  |  |  | 0.03158 | 1.5474 |  |  |  |  | 0 | 0
9017 | SANDH_G2 | 2 | South | YES | 0.000559 | 45 | 2 | 46 | 0 | 1.0175 | GGT | 1 | 0.03158 | 46 | 46 |  |  |  |  | 0.03158 | 1.4527 |  |  |  |  | 0 | 0
9018 | SANDH_G3 | 3 | South | YES | 0.000559 | 45 | 2 | 46 | 0 | 1.0175 | GGT | 1 | 0.03158 | 46 | 46 |  |  |  |  | 0.03158 | 1.4527 |  |  |  |  | 0 | 0
9019 | SANDH_G4 | 4 | South | YES | 0.000559 | 0 | 2 | 47 |  | 1.0175 | GGT | 1 | 0.03158 | 47 | 47 |  |  |  |  | 0.03158 | 1.4843 |  |  |  |  | 0 | 0
9020 | SANDHG5A | 5A | South | YES | 0.000559 | 150 | 84 | 155 | 0 | 1.0175 | CC | 1 | 0.03158 | 155 | 155 |  |  |  |  | 0.03158 | 4.8949 |  |  |  |  | 0 | 0
9021 | SANDHG5C | 5C | South | YES | 0.000559 | 140 | 0 | 148 | 0 | 1.0175 | CC | 1 | 0.03158 | 148 | 148 |  |  |  |  | 0.03158 | 4.6739 |  |  |  |  | 0 | 0
11001 | NAV1CT | 1 | West | YES | -0.029708 | 70.4 | 18 | 70.4 | 0 | 1.029 | CC | -1 | 0.03337 | 70.4 | 70.4 |  |  | -2.0914 | 70.4 | -0.03337 | -2.3492 |  |  |  |  | 0 | 0
11009 | NAV2CT | 1 | West | YES | -0.029708 | 71.4 | 18 | 71.4 | 0 | 1.029 | CC | -1 | 0.03337 | 71.4 | 71.4 |  |  | -2.1212 | 71.4 | -0.03337 | -2.3826 |  |  |  |  | 0 | 0
11011 | NAV3ST | 1 | West | YES | -0.029708 | 92.8 | 40 | 92.8 | 0 | 1.029 | CC | -1 | 0.03337 | 92.8 | 92.8 |  |  | -2.7569 | 92.8 | -0.03337 | -3.0967 |  |  |  |  | 0 | 0
11012 | NAV4CT | 1 | West | YES | -0.029708 | 80 | 18 | 80 | 0 | 1.029 | CC | -1 | 0.03337 | 80 | 80 |  |  | -2.3766 | 80 | -0.03337 | -2.6696 |  |  |  |  | 0 | 0
11013 | NAV5CT | 1 | West | YES | -0.029708 | 80 | 18 | 80 | 0 | 1.029 | CC | -1 | 0.03337 | 80 | 80 |  |  | -2.3766 | 80 | -0.03337 | -2.6696 |  |  |  |  | 0 | 0
11014 | NAV6ST | 1 | West | YES | -0.029708 | 115 | 40 | 115 | 0 | 1.029 | CC | -1 | 0.03337 | 115 | 115 |  |  | -3.4164 | 115 | -0.03337 | -3.8375 |  |  |  |  | 0 | 0
11020 | TIEHVSG_1G | 1 | West | YES | -0.029722 | 208.2 | 63 | 208.2 | 0 | 1.012 | CC | -1 | 0.033384 | 208.2 | 208.2 |  |  | -6.1881 | 208.2 | -0.033384 | -6.9505 |  |  |  |  | 0 | 0
11021 | TIEHVCG_1G | 1 | West | YES | -0.029722 | 142.1 | 103 | 142.1 | 0 | 1.012 | CC | -1 | 0.033384 | 142.1 | 142.1 |  |  | -4.2235 | 142.1 | -0.033384 | -4.7438 |  |  |  |  | 0 | 0
11022 | TIEHVCG_2G | 1 | West | YES | -0.029722 | 132.4 | 103 | 132.4 | 0 | 1.012 | CC | -1 | 0.033384 | 132.4 | 132.4 |  |  | -3.9352 | 132.4 | -0.033384 | -4.42 |  |  |  |  | 0 | 0
11023 | TIEHVCG_3G | 1 | West | YES | -0.029722 | 137.4 | 103 | 137.4 | 0 | 1.012 | CC | -1 | 0.033384 | 137.4 | 137.4 |  |  | -4.0838 | 137.4 | -0.033384 | -4.5869 |  |  |  |  | 0 | 0
11024 | TIEHVCG_4G | 1 | West | YES | -0.029722 | 147 | 103 | 147 | 0 | 1.012 | CC | -1 | 0.033384 | 147 | 147 |  |  | -4.3691 | 147 | -0.033384 | -4.9074 |  |  |  |  | 0 | 0
11025 | TIEHVSG_2G | 1 | West | YES | -0.029722 | 213.2 | 63 | 213.2 | 0 | 1.012 | CC | -1 | 0.033384 | 213.2 | 213.2 |  |  | -6.3367 | 213.2 | -0.033384 | -7.1174 |  |  |  |  | 0 | 0
11691 | KMICHICT1_G | 1 | North | YES | 0.003651 | 144 | 80 | 144 | 0 | 1.026 | CC | 1 | 0.034672 | 144 | 144 | 0.52574 | 144 |  |  | 0.034672 | 4.9928 |  |  |  |  | 0 | 0
11692 | KMICHICT2_G | 2 | North | YES | 0.003651 | 146 | 80 | 146 | 0 | 1.026 | CC | 1 | 0.034672 | 146 | 146 | 0.53305 | 146 |  |  | 0.034672 | 5.0621 |  |  |  |  | 0 | 0
11693 | KMICHIST3_G | 3 | North | YES | 0.003651 | 312 | 60 | 312 | 0 | 1.026 | CC | 1 | 0.034672 | 312 | 312 | 1.1391 | 312 |  |  | 0.034672 | 10.8177 |  |  |  |  | 0 | 0
11694 | KMICHICT4_G | 4 | North | YES | 0.003651 | 144 | 80 | 144 | 0 | 1.026 | CC | 1 | 0.034672 | 144 | 144 | 0.52574 | 144 |  |  | 0.034672 | 4.9928 |  |  |  |  | 0 | 0
11695 | KMICHICT5_G | 5 | North | YES | 0.003651 | 148 | 80 | 148 | 0 | 1.026 | CC | 1 | 0.034672 | 148 | 148 | 0.54035 | 148 |  |  | 0.034672 | 5.1315 |  |  |  |  | 0 | 0
11696 | KMICHIST6_G | 6 | North | YES | 0.003651 | 310 | 60 | 310 | 0 | 1.026 | CC | 1 | 0.034672 | 310 | 310 | 1.1318 | 310 |  |  | 0.034672 | 10.7484 |  |  |  |  | 0 | 0
12322 | ENNSTRAC_1G | 1 | North | YES | 0.003329 | 196 | 130 | 196 | 0 | 1.036 | CC | 1 | 0.03435 | 196 | 196 | 0.65248 | 196 |  |  | 0.03435 | 6.7326 |  |  |  |  | 0 | 0
12323 | ENNSTRAC_2G | 2 | North | YES | 0.003329 | 116 | 100 | 116 | 0 | 1.036 | CC | 1 | 0.03435 | 116 | 116 | 0.38616 | 116 |  |  | 0.03435 | 3.9846 |  |  |  |  | 0 | 0
12411 | FPLEFR1A_G | 1 | North | YES | 0.003489 | 161 | 72 | 161 | 0 | 1 | CC | 1 | 0.03451 | 161 | 161 | 0.56173 | 161 |  |  | 0.03451 | 5.5561 |  |  |  |  | 0 | 0
12412 | FPLEFR1B_G | 2 | North | YES | 0.003489 | 164 | 72 | 164 | 0 | 1 | CC | 1 | 0.03451 | 164 | 164 | 0.5722 | 164 |  |  | 0.03451 | 5.6597 |  |  |  |  | 0 | 0
12413 | FPLEFR1C_G | 3 | North | YES | 0.003489 | 164 | 72 | 164 | 0 | 1 | CC | 1 | 0.03451 | 164 | 164 | 0.5722 | 164 |  |  | 0.03451 | 5.6597 |  |  |  |  | 0 | 0
12414 | FPLEFR1S_G | 4 | North | YES | 0.003489 | 414 | 191 | 414 | 0 | 1 | CC | 1 | 0.03451 | 414 | 414 | 1.4444 | 414 |  |  | 0.03451 | 14.2872 |  |  |  |  | 0 | 0
12421 | FPLEFR2A_G | 1 | North | YES | 0.003489 | 162 | 72 | 162 | 0 | 1 | CC | 1 | 0.03451 | 162 | 162 | 0.56522 | 162 |  |  | 0.03451 | 5.5907 |  |  |  |  | 0 | 0
12422 | FPLEFR2B_G | 2 | North | YES | 0.003489 | 161 | 72 | 161 | 0 | 1 | CC | 1 | 0.03451 | 161 | 161 | 0.56173 | 161 |  |  | 0.03451 | 5.5561 |  |  |  |  | 0 | 0
12423 | FPLEFR2C_G | 3 | North | YES | 0.003489 | 163 | 72 | 163 | 0 | 1 | CC | 1 | 0.03451 | 163 | 163 | 0.56871 | 163 |  |  | 0.03451 | 5.6252 |  |  |  |  | 0 | 0
12424 | FPLEFR2S_G | 4 | North | YES | 0.003489 | 415 | 191 | 415 | 0 | 1 | CC | 1 | 0.03451 | 415 | 415 | 1.4479 | 415 |  |  | 0.03451 | 14.3217 |  |  |  |  | 0 | 0
12440 | PARKD_1SVC8 | 1 | North | YES | 0.003492 | 0 | 0 | 0 | 0 | 1.007 | GST | 1 | 0.034513 | 0 | 0 | 0 | 0 |  |  | 0.034513 | 0 |  |  |  |  | 0 | 0
12449 | PARKD_2SVC8 | 1 | North | YES | 0.003492 | 0 | 0 | 0 | 0 | 1.007 | GST | 1 | 0.034513 | 0 | 0 | 0 | 0 |  |  | 0.034513 | 0 |  |  |  |  | 0 | 0
13116 | TGATEWAY_1G | 1 | North | YES | 0.003306 | 151 | 30 | 151 | 0 | 1.0232 | CC | 1 | 0.034327 | 151 | 151 | 0.49921 | 151 |  |  | 0.034327 | 5.1834 |  |  |  |  | 0 | 0
13117 | TGATEWAY_2G | 2 | North | YES | 0.003306 | 130 | 30 | 130 | 0 | 1.0232 | CC | 1 | 0.034327 | 130 | 130 | 0.42978 | 130 |  |  | 0.034327 | 4.4625 |  |  |  |  | 0 | 0
13118 | TGATEWAY_3G | 3 | North | YES | 0.003306 | 148 | 30 | 148 | 0 | 1.0232 | CC | 1 | 0.034327 | 148 | 148 | 0.48929 | 148 |  |  | 0.034327 | 5.0804 |  |  |  |  | 0 | 0
13119 | TGATEWAY_4G | 4 | North | YES | 0.003306 | 399 | 65 | 399 | 0 | 1.0232 | CC | 1 | 0.034327 | 399 | 399 | 1.3191 | 399 |  |  | 0.034327 | 13.6966 |  |  |  |  | 0 | 0
13131 | CALFREST_1G | 1 | North | YES | 0.003091 | 150.7 | 40 | 150.7 | 0 | 1.031 | CC | 1 | 0.034112 | 150.7 | 150.7 | 0.46581 | 150.7 |  |  | 0.034112 | 5.1407 |  |  |  |  | 0 | 0
13132 | CALFREST_2G | 2 | North | YES | 0.003091 | 151 | 57 | 151 | 0 | 1.031 | CC | 1 | 0.034112 | 151 | 151 | 0.46674 | 151 |  |  | 0.034112 | 5.1509 |  |  |  |  | 0 | 0
13133 | CALFREST_3G | 3 | North | YES | 0.003091 | 177.4 | 40 | 177.4 | 0 | 1.031 | CC | 1 | 0.034112 | 177.4 | 177.4 | 0.54834 | 177.4 |  |  | 0.034112 | 6.0515 |  |  |  |  | 0 | 0
13134 | CALFREST_4G | 4 | North | YES | 0.003099 | 151.5 | 40 | 151.5 | 0 | 1.031 | CC | 1 | 0.03412 | 151.5 | 151.5 | 0.4695 | 151.5 |  |  | 0.03412 | 5.1692 |  |  |  |  | 0 | 0
13135 | CALFREST_5G | 5 | North | YES | 0.003099 | 152.3 | 57 | 152.3 | 0 | 1.031 | CC | 1 | 0.03412 | 152.3 | 152.3 | 0.47198 | 152.3 |  |  | 0.03412 | 5.1965 |  |  |  |  | 0 | 0
13136 | CALFREST_6G | 6 | North | YES | 0.003099 | 177.5 | 40 | 177.5 | 0 | 1.031 | CC | 1 | 0.03412 | 177.5 | 177.5 | 0.55007 | 177.5 |  |  | 0.03412 | 6.0563 |  |  |  |  | 0 | 0
13432 | SANDOW_5G | 5 | South | YES | 0.001197 | 581 | 225 | 581 | 0 | 1.029 | LIGCO | 1 | 0.032218 | 0 | 581 |  |  |  |  | 0.032218 | 18.7188 |  |  |  |  | 0 | 0
32798 | BRYN_TAMUGEN | 1 | North | YES | 0.002345 | 32 | 0 | 32 |  | 1.02 | GST | 1 | 0.033366 | 32 | 32 | 0.07504 | 32 |  |  | 0.033366 | 1.0677 |  |  |  |  | 0 | 0
32883 | BRYN_DNSBY3 | 1 | North | YES | 0.002335 | 0 | 2 | 48 |  | 1.015 | GST | 1 | 0.033356 | 48 | 48 | 0.11208 | 48 |  |  | 0.033356 | 1.6011 |  |  |  |  | 0 | 0
32884 | BRYN_DNSBY13 | 1 | North | YES | 0.002335 | 46 | 2 | 46 | 0 | 1.015 | GST | 1 | 0.033356 | 46 | 46 | 0.10741 | 46 |  |  | 0.033356 | 1.5344 |  |  |  |  | 0 | 0
32886 | BRYN_ATKINS3 | MB | North | YES | 0.002338 | 0 | 5 | 12 |  | 1 | GST | 1 | 0.033359 | 0 | 0 | 0 | 0 |  |  | 0.033359 | 0 |  |  |  |  | 0 | 0
32887 | BRYN_ATKINS6 | MB | North | YES | 0.002338 | 0 | 12 | 51 |  | 1.028 | GST | 1 | 0.033359 | 0 | 0 | 0 | 0 |  |  | 0.033359 | 0 |  |  |  |  | 0 | 0
32888 | BRYN_ATKINS7 | 1 | North | YES | 0.002338 | 13.6 | 4 | 17 |  | 1.028 | GGT | 1 | 0.033359 | 17 | 17 | 0.039746 | 17 |  |  | 0.033359 | 0.56711 |  |  |  |  | 0 | 0
32890 | BRYN_ATKINS4 | MB | North | YES | 0.002338 | 0 | 5 | 22 |  | 1.031 | GST | 1 | 0.033359 | 0 | 0 | 0 | 0 |  |  | 0.033359 | 0 |  |  |  |  | 0 | 0
32891 | BRYN_ATKINS5 | MB | North | YES | 0.002338 | 0 | 5 | 25 |  | 1.031 | GST | 1 | 0.033359 | 0 | 0 | 0 | 0 |  |  | 0.033359 | 0 |  |  |  |  | 0 | 0
32892 | BRYN_DNSBY14 | 1 | North | YES | 0.002335 | 84 | 25 | 105 | 0 | 1.035 | GST | 1 | 0.033356 | 105 | 105 | 0.24518 | 105 |  |  | 0.033356 | 3.5024 |  |  |  |  | 0 | 0
36998 | RDCNYNG1 | 1 | West | YES | -0.067082 | 16.8 | 0 | 84 |  | 1.01 | Wind | -1 | 0.070744 | 0 | 84 |  |  | 0 | 0 | -0.070744 | 0 |  |  |  |  | 0 | 0
38332 | TNWDWRDU2_8 | 1 | West | YES | -0.029118 | 20 | 0 | 80 | 0 | 1.0232 | Wind | -1 | 0.03278 | 0 | 80 |  |  | 0 | 0 | -0.03278 | 0 |  |  |  |  | 0 | 0
38437 | TNSRBNMESA9 | 1 | West | YES | -0.029106 | 37.5 | 0 | 150 |  | 1.02 | Wind | -1 | 0.032768 | 0 | 150 |  |  | 0 | 0 | -0.032768 | 0 |  |  |  |  | 0 | 0
38580 | TNBP_CGN1_8 | 1 | Houston | YES | 0.001676 | 70.8 | 0 | 70.8 | 0 | 1.005 | Cogen | 1 | 0.032697 | 0 | 0 |  |  |  |  | 0.032697 | 0 |  |  |  |  | 0 | 0
38590 | TNBP_CGN2_8 | 2 | Houston | YES | 0.001676 | 66.7 | 0 | 66.7 | 0 | 1.005 | Cogen | 1 | 0.032697 | 0 | 0 |  |  |  |  | 0.032697 | 0 |  |  |  |  | 0 | 0
38600 | TNBP_CGN3_8 | 5 | Houston | YES | 0.001676 | 53 | 0 | 53 | 0 | 1.005 | Cogen | 1 | 0.032697 | 0 | 0 |  |  |  |  | 0.032697 | 0 |  |  |  |  | 0 | 0
38611 | TNBPAMCG1_8 | 1 | Houston | YES | 0.001676 | 153.2 | 0 | 153.2 | 0 | 1.005 | Cogen | 1 | 0.032697 | 0 | 0 |  |  |  |  | 0.032697 | 0 |  |  |  |  | 0 | 0
38612 | TNBPAMCG2_8 | 2 | Houston | YES | 0.001676 | 153.5 | 0 | 153.5 | 0 | 1.005 | Cogen | 1 | 0.032697 | 0 | 0 |  |  |  |  | 0.032697 | 0 |  |  |  |  | 0 | 0
38613 | TNBPAMCG3_8 | 3 | Houston | YES | 0.001676 | 152.3 | 0 | 152.3 | 0 | 1.005 | Cogen | 1 | 0.032697 | 0 | 0 |  |  |  |  | 0.032697 | 0 |  |  |  |  | 0 | 0
38614 | TNBPAMCG4_8 | 4 | Houston | YES | 0.001676 | 96 | 0 | 96 |  | 1.005 | Cogen | 1 | 0.032697 | 0 | 0 |  |  |  |  | 0.032697 | 0 |  |  |  |  | 0 | 0
38615 | TNBPAMCG5_8 | 1 | Houston | YES | 0.001676 | 244 | 0 | 244 | 0 | 1.005 | Cogen | 1 | 0.032697 | 0 | 0 |  |  |  |  | 0.032697 | 0 |  |  |  |  | 0 | 0
38690 | TNBP_CGN4_8 | 3 | Houston | YES | 0.001676 | 40 | 0 | 40 |  | 1.005 | Cogen | 1 | 0.032697 | 0 | 0 |  |  |  |  | 0.032697 | 0 |  |  |  |  | 0 | 0
38711 | TNTXCTY1CG8 | 1 | Houston | YES | 0.001676 | 100.3 | 59 | 100.3 | 0 | 1 | Cogen | 1 | 0.032697 | 0 | 0 |  |  |  |  | 0.032697 | 0 |  |  |  |  | 0 | 0
38712 | TNTXCTY2CG8 | 1 | Houston | YES | 0.001676 | 92.9 | 59 | 92.9 | 0 | 1 | Cogen | 1 | 0.032697 | 0 | 0 |  |  |  |  | 0.032697 | 0 |  |  |  |  | 0 | 0
38713 | TNTXCTY3CG8 | 1 | Houston | YES | 0.001676 | 102.7 | 59 | 102.7 | 0 | 1 | Cogen | 1 | 0.032697 | 0 | 0 |  |  |  |  | 0.032697 | 0 |  |  |  |  | 0 | 0
38714 | TNTXCTY4CG8 | 1 | Houston | YES | 0.001676 | 103 | 59 | 103 | 0 | 1 | Cogen | 1 | 0.032697 | 0 | 0 |  |  |  |  | 0.032697 | 0 |  |  |  |  | 0 | 0
39190 | TNSLCGN1__8 | 1 | Houston | YES | 0 | 0 | 10 | 30 |  | 1.03 | Cogen | 1 | 0.031021 | 0 | 0 |  |  |  |  | 0.031021 | 0 |  |  |  |  | 0 | 0
39470 | TNDOWCGNSG8 | 1 | Houston | YES | 0.001676 | 32 | 10 | 32 | 0 | 0.985 | Cogen | 1 | 0.032697 | 0 | 0 |  |  |  |  | 0.032697 | 0 |  |  |  |  | 0 | 0
39480 | TNDOWCGNGG8 | 1 | Houston | YES | 0.001676 | 30 | 10 | 30 | 0 | 0.985 | Cogen | 1 | 0.032697 | 0 | 0 |  |  |  |  | 0.032697 | 0 |  |  |  |  | 0 | 0
39760 | TNSCLP1___8 | 1 | Houston | YES | 0.001508 | 93.4 | 20 | 116.8 | 0 | 1.04 | Cogen | 1 | 0.032529 | 0 | 0 |  |  |  |  | 0.032529 | 0 |  |  |  |  | 0 | 0
39770 | TNSCLP2___8 | 1 | Houston | YES | 0.001508 | 91.6 | 20 | 114.5 | 0 | 1.04 | Cogen | 1 | 0.032529 | 0 | 0 |  |  |  |  | 0.032529 | 0 |  |  |  |  | 0 | 0
39775 | TNSCLP4___8 | 1 | Houston | YES | 0.001508 | 95.2 | 20 | 119 | 0 | 1.04 | Cogen | 1 | 0.032529 | 0 | 0 |  |  |  |  | 0.032529 | 0 |  |  |  |  | 0 | 0
39790 | TNSCLP3___8 | 1 | Houston | YES | 0.001508 | 87.6 | 20 | 109.5 | 0 | 1.027 | Cogen | 1 | 0.032529 | 0 | 0 |  |  |  |  | 0.032529 | 0 |  |  |  |  | 0 | 0
39960 | TNTNPONE_18 | 1 | North | YES | 0.002653 | 152.3 | 30 | 152.3 |  | 1.04 | LIGCO | 1 | 0.033674 | 0 | 152.3 | 0.40405 | 152.3 |  |  | 0.033674 | 5.1286 |  |  |  |  | 0 | 0
39970 | TNTNPONE_28 | 1 | North | YES | 0.002653 | 153 | 30 | 153 |  | 1.04 | LIGCO | 1 | 0.033674 | 0 | 153 | 0.40591 | 153 |  |  | 0.033674 | 5.1522 |  |  |  |  | 0 | 0
48500 | APD_GT1_8005 | 1 | Houston | YES | 0.001758 | 137.6 | 54.6 | 137.6 |  | 1.0362 | Cogen | 1 | 0.032779 | 0 | 0 |  |  |  |  | 0.032779 | 0 |  |  |  |  | 0 | 0
48510 | AK_GT1__8040 | 1 | Houston | YES | 0.001614 | 33.4 | 8.1 | 34 |  | 1.029 | Cogen | 1 | 0.032635 | 0 | 0 |  |  |  |  | 0.032635 | 0 |  |  |  |  | 0 | 0
48511 | LPE_GT1_8070 | 1 | Houston | YES | 0.001759 | 42 | 0 | 42 | 0 | 1.0362 | GGT | 1 | 0.03278 | 42 | 42 |  |  |  |  | 0.03278 | 1.3768 |  |  |  |  | 0 | 0
48512 | LPE_GT2_8075 | 2 | Houston | YES | 0.001759 | 42 | 0 | 42 | 0 | 1.0362 | GGT | 1 | 0.03278 | 42 | 42 |  |  |  |  | 0.03278 | 1.3768 |  |  |  |  | 0 | 0
48513 | LPE_GT3_8080 | 3 | Houston | YES | 0.001759 | 39 | 0 | 39 | 0 | 1.0362 | GGT | 1 | 0.03278 | 39 | 39 |  |  |  |  | 0.03278 | 1.2784 |  |  |  |  | 0 | 0
48514 | LPE_GT4_8085 | 4 | Houston | YES | 0.001759 | 39 | 0 | 39 | 0 | 1.0362 | GGT | 1 | 0.03278 | 39 | 39 |  |  |  |  | 0.03278 | 1.2784 |  |  |  |  | 0 | 0
48520 | BSF_GT1_8070 | 2 | Houston | YES | 0.00148 | 10 | 0 | 10 | 0 | 1.0326 | Cogen | 1 | 0.032501 | 0 | 0 |  |  |  |  | 0.032501 | 0 |  |  |  |  | 0 | 0
48520 | BSF_GT1_8070 | 1 | Houston | YES | 0.00148 | 72 | 0 | 72 | 0 | 1.0326 | Cogen | 1 | 0.032501 | 0 | 0 |  |  |  |  | 0.032501 | 0 |  |  |  |  | 0 | 0
48521 | BVE_GT1_GT1 | 1 | Houston | YES | 0.001607 | 167.7 | 0 | 167.7 |  | 1.035 | CC | 1 | 0.032628 | 167.7 | 167.7 |  |  |  |  | 0.032628 | 5.4718 |  |  |  |  | 0 | 0
48522 | BVE_GT2_5035 | 2 | Houston | YES | 0.001607 | 166.4 | 0 | 166.4 |  | 1.035 | CC | 1 | 0.032628 | 166.4 | 166.4 |  |  |  |  | 0.032628 | 5.4293 |  |  |  |  | 0 | 0
48523 | BVE_ST1_GN1 | 3 | Houston | YES | 0.001607 | 252.4 | 0 | 252.4 |  | 1.035 | CC | 1 | 0.032628 | 252.4 | 252.4 |  |  |  |  | 0.032628 | 8.2354 |  |  |  |  | 0 | 0
48531 | BYU_GT1_8075 | 1 | Houston | YES | 0.001724 | 65 | 0 | 65 |  | 1.0362 | Cogen | 1 | 0.032745 | 0 | 0 |  |  |  |  | 0.032745 | 0 |  |  |  |  | 0 | 0
48532 | BYU_GT2_8055 | 2 | Houston | YES | 0.001724 | 62 | 0 | 62 |  | 1.0362 | Cogen | 1 | 0.032745 | 0 | 0 |  |  |  |  | 0.032745 | 0 |  |  |  |  | 0 | 0
48533 | BYU_GT3_8060 | 3 | Houston | YES | 0.001724 | 67 | 0 | 67 |  | 1.0362 | Cogen | 1 | 0.032745 | 0 | 0 |  |  |  |  | 0.032745 | 0 |  |  |  |  | 0 | 0
48534 | BYU_GT4_8065 | 4 | Houston | YES | 0.001724 | 65 | 0 | 65 |  | 1.0362 | Cogen | 1 | 0.032745 | 0 | 0 |  |  |  |  | 0.032745 | 0 |  |  |  |  | 0 | 0
48551 | CAL_GT1_8045 | 1 | Houston | YES | 0.001746 | 149 | 0 | 149 | 0 | 1.0326 | Cogen | 1 | 0.032767 | 0 | 0 |  |  |  |  | 0.032767 | 0 |  |  |  |  | 0 | 0
48552 | CAL_ST1_8000 | 2 | Houston | YES | 0.001746 | 65.1 | 0 | 65.1 | 0 | 1.0326 | Cogen | 1 | 0.032767 | 0 | 0 |  |  |  |  | 0.032767 | 0 |  |  |  |  | 0 | 0
48561 | CTL_GT2_8130 | 1 | Houston | YES | 0.001718 | 73.5 | 30.3 | 91.9 |  | 1.0362 | Cogen | 1 | 0.032739 | 0 | 0 |  |  |  |  | 0.032739 | 0 |  |  |  |  | 0 | 0
48562 | CTL_GT3_8135 | 2 | Houston | YES | 0.001718 | 70.1 | 30.3 | 87.6 |  | 1.0362 | Cogen | 1 | 0.032739 | 0 | 0 |  |  |  |  | 0.032739 | 0 |  |  |  |  | 0 | 0
48563 | CTL_GT4_8140 | 3 | Houston | YES | 0.001718 | 69.6 | 30.3 | 87 |  | 1.0362 | Cogen | 1 | 0.032739 | 0 | 0 |  |  |  |  | 0.032739 | 0 |  |  |  |  | 0 | 0
48564 | CTL_GN1_8145 | 4 | Houston | YES | 0.001718 | 43.6 | 12.9 | 54.5 |  | 1.0362 | Cogen | 1 | 0.032739 | 0 | 0 |  |  |  |  | 0.032739 | 0 |  |  |  |  | 0 | 0
48565 | CTL_GN2_8155 | 5 | Houston | YES | 0.001718 | 9.8 | 3.4 | 12.2 |  | 1.0362 | Cogen | 1 | 0.032739 | 0 | 0 |  |  |  |  | 0.032739 | 0 |  |  |  |  | 0 | 0
48581 | CBY_GN1_1 | 1 | Houston | YES | 0.001786 | 595.2 | 108 | 744 | 0 | 1.0435 | GSC | 1 | 0.032807 | 744 | 744 |  |  |  |  | 0.032807 | 24.4086 |  |  |  |  | 0 | 0
48582 | CBY_GN2_2 | 2 | Houston | YES | 0.001775 | 596.8 | 110 | 746 | 0 | 1.0435 | GSC | 1 | 0.032796 | 746 | 746 |  |  |  |  | 0.032796 | 24.466 |  |  |  |  | 0 | 0
48583 | CBY_GT4_1 | 1 | Houston | YES | 0.001789 | 172 | 0 | 172 | 0 | 1.026 | GSC | 1 | 0.03281 | 172 | 172 |  |  |  |  | 0.03281 | 5.6434 |  |  |  |  | 0 | 0
48584 | CBY_GT4_2 | 2 | Houston | YES | 0.001789 | 172 | 0 | 172 | 0 | 1.026 | CC | 1 | 0.03281 | 172 | 172 |  |  |  |  | 0.03281 | 5.6434 |  |  |  |  | 0 | 0
48585 | CBY_ST4_1 | 3 | Houston | YES | 0.001789 | 172 | 0 | 172 | 0 | 1.026 | CC | 1 | 0.03281 | 172 | 172 |  |  |  |  | 0.03281 | 5.6434 |  |  |  |  | 0 | 0
48591 | CHE_GT2_5030 | 2 | Houston | YES | 0.001852 | 173 | 50 | 173 | 0 | 1.029 | Cogen | 1 | 0.032873 | 0 | 0 |  |  |  |  | 0.032873 | 0 |  |  |  |  | 0 | 0
48593 | CHE_GT1_8015 | 1 | Houston | YES | 0.001761 | 173 | 50 | 173 | 0 | 1.0362 | Cogen | 1 | 0.032782 | 0 | 0 |  |  |  |  | 0.032782 | 0 |  |  |  |  | 0 | 0
48594 | CHE_GN4_8025 | 4 | Houston | YES | 0.001761 | 142 | 60 | 142 | 0 | 1.0362 | Cogen | 1 | 0.032782 | 0 | 0 |  |  |  |  | 0.032782 | 0 |  |  |  |  | 0 | 0
48595 | BTE_GT2_8075 | 1 | Houston | YES | 0.001797 | 162.8 | 130 | 162.8 | 0 | 1.0261 | CC | 1 | 0.032818 | 162.8 | 162.8 |  |  |  |  | 0.032818 | 5.3428 |  |  |  |  | 0 | 0
48596 | BTE_GT3_8045 | 2 | Houston | YES | 0.001797 | 161.4 | 130 | 161.4 | 0 | 1.0261 | CC | 1 | 0.032818 | 161.4 | 161.4 |  |  |  |  | 0.032818 | 5.2969 |  |  |  |  | 0 | 0
48597 | BTE_GT4_8055 | 3 | Houston | YES | 0.001797 | 158.9 | 130 | 158.9 | 0 | 1.0261 | CC | 1 | 0.032818 | 158.9 | 158.9 |  |  |  |  | 0.032818 | 5.2148 |  |  |  |  | 0 | 0
48598 | BTE_ST1_8070 | 4 | Houston | YES | 0.001797 | 269.2 | 60 | 269.2 | 0 | 1.0261 | CC | 1 | 0.032818 | 269.2 | 269.2 |  |  |  |  | 0.032818 | 8.8347 |  |  |  |  | 0 | 0
48611 | DIB_GT1_8080 | 1 | Houston | YES | 0.001747 | 64 | 0 | 64 | 0 | 1.0326 | Cogen | 1 | 0.032768 | 0 | 0 |  |  |  |  | 0.032768 | 0 |  |  |  |  | 0 | 0
48612 | DIB_GT2_8075 | 2 | Houston | YES | 0.001747 | 63.2 | 0 | 63.2 | 0 | 1.0326 | Cogen | 1 | 0.032768 | 0 | 0 |  |  |  |  | 0.032768 | 0 |  |  |  |  | 0 | 0
48613 | DIB_ST1_8085 | 3 | Houston | YES | 0.001747 | 67.9 | 30 | 82.6 | 0 | 1.0326 | Cogen | 1 | 0.032768 | 0 | 0 |  |  |  |  | 0.032768 | 0 |  |  |  |  | 0 | 0
48614 | DIB_GT3_8090 | 4 | Houston | YES | 0.001747 | 73.6 | 15 | 73.6 | 0 | 1.0326 | Cogen | 1 | 0.032768 | 0 | 0 |  |  |  |  | 0.032768 | 0 |  |  |  |  | 0 | 0
48641 | DPEC_GT15040 | 1 | Houston | YES | 0.001739 | 163.2 | 98 | 163.2 | 0 | 1.0319 | CC | 1 | 0.03276 | 163.2 | 163.2 |  |  |  |  | 0.03276 | 5.3465 |  |  |  |  | 0 | 0
48642 | DPEC_GT25025 | 2 | Houston | YES | 0.001739 | 157.1 | 98 | 157.1 | 0 | 1.0319 | CC | 1 | 0.03276 | 157.1 | 157.1 |  |  |  |  | 0.03276 | 5.1466 |  |  |  |  | 0 | 0
48643 | DPEC_GT35010 | 3 | Houston | YES | 0.001739 | 157.5 | 98 | 157.5 | 0 | 1.0319 | CC | 1 | 0.03276 | 157.5 | 157.5 |  |  |  |  | 0.03276 | 5.1597 |  |  |  |  | 0 | 0
48644 | DPEC_GT45070 | 4 | Houston | YES | 0.001739 | 157 | 98 | 157 | 0 | 1.0319 | CC | 1 | 0.03276 | 157 | 157 |  |  |  |  | 0.03276 | 5.1434 |  |  |  |  | 0 | 0
48645 | DPEC_ST55065 | 5 | Houston | YES | 0.001739 | 282 | 0 | 282 | 0 | 1.0319 | CC | 1 | 0.03276 | 282 | 282 |  |  |  |  | 0.03276 | 9.2384 |  |  |  |  | 0 | 0
48651 | EP_1_2 | 2 | Houston | YES | 0.001785 | 17.7 | 10 | 21 | 0 | 1.0362 | Cogen | 1 | 0.032806 | 0 | 0 |  |  |  |  | 0.032806 | 0 |  |  |  |  | 0 | 0
48651 | EP_1_2 | 1 | Houston | YES | 0.001785 | 4 | 0 | 5 | 0 | 1.0362 | Cogen | 1 | 0.032806 | 0 | 0 |  |  |  |  | 0.032806 | 0 |  |  |  |  | 0 | 0
48671 | FTR_GT1_5105 | 1 | North | YES | 0.002281 | 154.2 | 0 | 154.2 | 0 | 1.0319 | CC | 1 | 0.033302 | 154.2 | 154.2 | 0.35173 | 154.2 |  |  | 0.033302 | 5.1352 |  |  |  |  | 0 | 0
48672 | FTR_GT2_5110 | 2 | North | YES | 0.002281 | 159 | 0 | 159 | 0 | 1.0319 | CC | 1 | 0.033302 | 159 | 159 | 0.36268 | 159 |  |  | 0.033302 | 5.2951 |  |  |  |  | 0 | 0
48673 | FTR_GT3_5085 | 3 | North | YES | 0.002281 | 158 | 0 | 158 | 0 | 1.0319 | CC | 1 | 0.033302 | 158 | 158 | 0.3604 | 158 |  |  | 0.033302 | 5.2618 |  |  |  |  | 0 | 0
48674 | FTR_CN4_5095 | 4 | North | YES | 0.002281 | 380 | 0 | 380 | 0 | 1.0319 | CC | 1 | 0.033302 | 380 | 380 | 0.86678 | 380 |  |  | 0.033302 | 12.6548 |  |  |  |  | 0 | 0
48690 | GBY_GN5_5 | 5 | Houston | YES | 0.0018 | 318.4 | 81 | 398 |  | 1.0362 | GSC | 1 | 0.032821 | 398 | 398 |  |  |  |  | 0.032821 | 13.0628 |  |  |  |  | 0 | 0
48691 | GBY_73741085 | A | Houston | YES | 0.001734 | 37.6 | 20 | 47 | 0 | 1.0362 | GGT | 1 | 0.032755 | 47 | 47 |  |  |  |  | 0.032755 | 1.5395 |  |  |  |  | 0 | 0
48691 | GBY_73741085 | B | Houston | YES | 0.001734 | 37.6 | 20 | 47 | 0 | 1.0362 | GGT | 1 | 0.032755 | 47 | 47 |  |  |  |  | 0.032755 | 1.5395 |  |  |  |  | 0 | 0
48692 | GBY_81821075 | C | Houston | YES | 0.001734 | 37.6 | 20 | 47 | 0 | 1.0362 | GGT | 1 | 0.032755 | 47 | 47 |  |  |  |  | 0.032755 | 1.5395 |  |  |  |  | 0 | 0
48692 | GBY_81821075 | D | Houston | YES | 0.001734 | 44 | 20 | 55 | 0 | 1.0362 | GGT | 1 | 0.032755 | 55 | 55 |  |  |  |  | 0.032755 | 1.8015 |  |  |  |  | 0 | 0
48693 | GBY_83841065 | E | Houston | YES | 0.001734 | 45.6 | 20 | 57 | 0 | 1.0362 | GGT | 1 | 0.032755 | 57 | 57 |  |  |  |  | 0.032755 | 1.867 |  |  |  |  | 0 | 0
48693 | GBY_83841065 | F | Houston | YES | 0.001734 | 43.2 | 20 | 54 | 0 | 1.0362 | GGT | 1 | 0.032755 | 54 | 54 |  |  |  |  | 0.032755 | 1.7688 |  |  |  |  | 0 | 0
48721 | LEG_1___1 | 1 | North | YES | 0.00277 | 827 | 357 | 827 | 0 | 1.0348 | LIGCO | 1 | 0.033791 | 0 | 827 | 2.2908 | 827 |  |  | 0.033791 | 27.9453 |  |  |  |  | 0 | 0
48722 | LEG_2___2 | 2 | North | YES | 0.00277 | 819 | 357 | 819 | 0 | 1.0348 | LIGCO | 1 | 0.033791 | 0 | 819 | 2.2686 | 819 |  |  | 0.033791 | 27.675 |  |  |  |  | 0 | 0
48730 | MNS_GT | 1 | Houston | YES | 0.0016 | 43 | 0 | 46.1 |  | 1.029 | Cogen | 1 | 0.032621 | 0 | 0 |  |  |  |  | 0.032621 | 0 |  |  |  |  | 0 | 0
48731 | CBE_GT1 | 1 | Houston | YES | 0.001286 | 76 | 0 | 76 | 0 | 1.029 | CC | 1 | 0.032307 | 76 | 76 |  |  |  |  | 0.032307 | 2.4553 |  |  |  |  | 0 | 0
48732 | CBE_GT2 | 1 | Houston | YES | 0.001286 | 76 | 0 | 76 | 0 | 1.029 | CC | 1 | 0.032307 | 76 | 76 |  |  |  |  | 0.032307 | 2.4553 |  |  |  |  | 0 | 0
48733 | CBE_ST12 | 1 | Houston | YES | 0.001286 | 105 | 0 | 105 | 0 | 1.029 | CC | 1 | 0.032307 | 105 | 105 |  |  |  |  | 0.032307 | 3.3923 |  |  |  |  | 0 | 0
48734 | CBE_GT3 | 1 | Houston | YES | 0.001286 | 76 | 0 | 76 | 0 | 1.029 | CC | 1 | 0.032307 | 76 | 76 |  |  |  |  | 0.032307 | 2.4553 |  |  |  |  | 0 | 0
48735 | CBE_GT4 | 1 | Houston | YES | 0.001286 | 76 | 0 | 76 | 0 | 1.029 | CC | 1 | 0.032307 | 76 | 76 |  |  |  |  | 0.032307 | 2.4553 |  |  |  |  | 0 | 0
48736 | CBE_ST34 | 1 | Houston | YES | 0.001286 | 105 | 0 | 105 | 0 | 1.029 | CC | 1 | 0.032307 | 105 | 105 |  |  |  |  | 0.032307 | 3.3923 |  |  |  |  | 0 | 0
48740 | PSG_GN2_8050 | 1 | Houston | YES | 0.001747 | 182 | 60 | 182 | 0 | 1.0326 | Cogen | 1 | 0.032768 | 0 | 0 |  |  |  |  | 0.032768 | 0 |  |  |  |  | 0 | 0
48741 | PSG_GT2_8040 | 1 | Houston | YES | 0.001747 | 158.6 | 50 | 158.6 | 0 | 1.0326 | Cogen | 1 | 0.032768 | 0 | 0 |  |  |  |  | 0.032768 | 0 |  |  |  |  | 0 | 0
48742 | PSG_GT3_8060 | 1 | Houston | YES | 0.001747 | 157 | 50 | 157 | 0 | 1.0326 | Cogen | 1 | 0.032768 | 0 | 0 |  |  |  |  | 0.032768 | 0 |  |  |  |  | 0 | 0
48761 | PR_GT1__9040 | 1 | Houston | YES | 0.001743 | 26 | 0 | 35 |  | 1 | Cogen | 1 | 0.032764 | 0 | 0 |  |  |  |  | 0.032764 | 0 |  |  |  |  | 0 | 0
48772 | PHR_GN2_2 | MB | Houston | YES | 0.0017 | 0 | 72 | 459 |  | 1.0362 | GSC | 1 | 0.032721 | 0 | 0 |  |  |  |  | 0.032721 | 0 |  |  |  |  | 0 | 0
48791 | PSA_GT1_8160 | 1 | Houston | YES | 0.001786 | 52 | 20.8 | 65 | 0 | 1.0362 | Cogen | 1 | 0.032807 | 0 | 0 |  |  |  |  | 0.032807 | 0 |  |  |  |  | 0 | 0
48792 | PSA_GT2_8155 | 2 | Houston | YES | 0.001786 | 52.8 | 20.3 | 66 | 0 | 1.0362 | Cogen | 1 | 0.032807 | 0 | 0 |  |  |  |  | 0.032807 | 0 |  |  |  |  | 0 | 0
48793 | PSA_GT3_8150 | 3 | Houston | YES | 0.001786 | 56 | 20.3 | 70 | 0 | 1.0362 | Cogen | 1 | 0.032807 | 0 | 0 |  |  |  |  | 0.032807 | 0 |  |  |  |  | 0 | 0
48794 | PSA_GT4_8145 | 4 | Houston | YES | 0.001786 | 52.8 | 20.3 | 66 | 0 | 1.0362 | Cogen | 1 | 0.032807 | 0 | 0 |  |  |  |  | 0.032807 | 0 |  |  |  |  | 0 | 0
48795 | PSA_GT5_8140 | 5 | Houston | YES | 0.001786 | 51.2 | 20.3 | 64 | 0 | 1.0362 | Cogen | 1 | 0.032807 | 0 | 0 |  |  |  |  | 0.032807 | 0 |  |  |  |  | 0 | 0
48796 | PSA_GN1_8165 | 1 | Houston | YES | 0.001786 | 83.2 | 43.1 | 104 | 0 | 1.0362 | Cogen | 1 | 0.032807 | 0 | 0 |  |  |  |  | 0.032807 | 0 |  |  |  |  | 0 | 0
48797 | PSA_GT6_8135 | 6 | Houston | YES | 0.001786 | 47.2 | 34.5 | 59 | 0 | 1.0362 | Cogen | 1 | 0.032807 | 0 | 0 |  |  |  |  | 0.032807 | 0 |  |  |  |  | 0 | 0
48811 | CVC_GT3_5045 | 3 | Houston | YES | 0.001852 | 156 | 91.8 | 156 | 0 | 1.029 | Cogen | 1 | 0.032873 | 0 | 0 |  |  |  |  | 0.032873 | 0 |  |  |  |  | 0 | 0
48812 | CVC_GT2_5020 | 2 | Houston | YES | 0.001852 | 158 | 91.8 | 158 | 0 | 1.029 | Cogen | 1 | 0.032873 | 0 | 0 |  |  |  |  | 0.032873 | 0 |  |  |  |  | 0 | 0
48813 | CVC_GT1_5035 | 1 | Houston | YES | 0.001852 | 160 | 91.8 | 160 | 0 | 1.029 | Cogen | 1 | 0.032873 | 0 | 0 |  |  |  |  | 0.032873 | 0 |  |  |  |  | 0 | 0
48814 | CVC_ST5_5040 | 1 | Houston | YES | 0.001852 | 162 | 91.8 | 162 | 0 | 1.029 | Cogen | 1 | 0.032873 | 0 | 0 |  |  |  |  | 0.032873 | 0 |  |  |  |  | 0 | 0
48815 | CVC_GT4_8005 | 4 | Houston | YES | 0.001788 | 165 | 91.8 | 165 |  | 1.0362 | Cogen | 1 | 0.032809 | 0 | 0 |  |  |  |  | 0.032809 | 0 |  |  |  |  | 0 | 0
48820 | SHELLG1_3015 | 1 | Houston | YES | 0.001752 | 71 | 34.5 | 71 |  | 1.029 | Cogen | 1 | 0.032773 | 0 | 0 |  |  |  |  | 0.032773 | 0 |  |  |  |  | 0 | 0
48821 | SHELLG2 | 2 | Houston | YES | 0.001752 | 72 | 34.5 | 72 |  | 1.029 | Cogen | 1 | 0.032773 | 0 | 0 |  |  |  |  | 0.032773 | 0 |  |  |  |  | 0 | 0
48822 | SHELLG3_3020 | 2 | Houston | YES | 0.001752 | 30 | 0 | 30 |  | 1.029 | Cogen | 1 | 0.032773 | 0 | 0 |  |  |  |  | 0.032773 | 0 |  |  |  |  | 0 | 0
48822 | SHELLG3_3020 | 1 | Houston | YES | 0.001752 | 39 | 0 | 39 |  | 1.029 | Cogen | 1 | 0.032773 | 0 | 0 |  |  |  |  | 0.032773 | 0 |  |  |  |  | 0 | 0
48841 | SJS_GT1_GT1 | 1 | Houston | YES | 0.001737 | 62.4 | 49 | 78 | 0 | 1.0362 | Cogen | 1 | 0.032758 | 0 | 0 |  |  |  |  | 0.032758 | 0 |  |  |  |  | 0 | 0
48842 | SJS_GT2_GT2 | 2 | Houston | YES | 0.001737 | 64.8 | 49 | 81 | 0 | 1.0362 | Cogen | 1 | 0.032758 | 0 | 0 |  |  |  |  | 0.032758 | 0 |  |  |  |  | 0 | 0
48845 | SOL_GT1 | 1 | Houston | YES | 0.001747 | 16.2 | 15.4 | 16.2 |  | 1.0326 | Solar | 1 | 0.032768 | 16.2 | 16.2 |  |  |  |  | 0.032768 | 0.53085 |  |  |  |  | 0 | 0
48851 | SRB_GN1_1 | 1 | Houston | YES | 0.001746 | 132 | 26 | 165 | 0 | 1.0217 | GST | 1 | 0.032767 | 165 | 165 |  |  |  |  | 0.032767 | 5.4066 |  |  |  |  | 0 | 0
48852 | SRB_GN2_2 | 2 | Houston | YES | 0.001746 | 140.8 | 26 | 176 | 0 | 1.0217 | GST | 1 | 0.032767 | 176 | 176 |  |  |  |  | 0.032767 | 5.767 |  |  |  |  | 0 | 0
48853 | SRB_GN3_3 | 3 | Houston | YES | 0.001747 | 170.4 | 35 | 213 |  | 1.0326 | GST | 1 | 0.032768 | 213 | 213 |  |  |  |  | 0.032768 | 6.9796 |  |  |  |  | 0 | 0
48854 | SRB_GN4_4 | 4 | Houston | YES | 0.001747 | 182.4 | 35 | 228 | 0 | 1.0326 | GST | 1 | 0.032768 | 228 | 228 |  |  |  |  | 0.032768 | 7.4712 |  |  |  |  | 0 | 0
48855 | SRB_GT211035 | B1 | Houston | YES | 0.001746 | 0 | 0 | 18 |  | 1.014 | GGT | 1 | 0.032767 | 18 | 18 |  |  |  |  | 0.032767 | 0.58981 |  |  |  |  | 0 | 0
48855 | SRB_GT211035 | B2 | Houston | YES | 0.001746 | 0 | 0 | 12 |  | 1.014 | GGT | 1 | 0.032767 | 12 | 12 |  |  |  |  | 0.032767 | 0.39321 |  |  |  |  | 0 | 0
48873 | THW_ST3_ST_3 | 3 | Houston | YES | 0.00177 | 107 | 19 | 107 | 0 | 1.0435 | CC | 1 | 0.032791 | 107 | 107 |  |  |  |  | 0.032791 | 3.5087 |  |  |  |  | 0 | 0
48874 | THW_ST4_ST_4 | 4 | Houston | YES | 0.00177 | 108 | 19 | 108 | 0 | 1.0435 | CC | 1 | 0.032791 | 108 | 108 |  |  |  |  | 0.032791 | 3.5415 |  |  |  |  | 0 | 0
48875 | THW_3132 | B | Houston | YES | 0.00177 | 53 | 5 | 53 | 0 | 1.0435 | CC | 1 | 0.032791 | 53 | 53 |  |  |  |  | 0.032791 | 1.7379 |  |  |  |  | 0 | 0
48875 | THW_3132 | A | Houston | YES | 0.00177 | 55 | 5 | 55 | 0 | 1.0435 | CC | 1 | 0.032791 | 55 | 55 |  |  |  |  | 0.032791 | 1.8035 |  |  |  |  | 0 | 0
48877 | THW_3334 | C | Houston | YES | 0.00177 | 55 | 5 | 55 | 0 | 1.0435 | CC | 1 | 0.032791 | 55 | 55 |  |  |  |  | 0.032791 | 1.8035 |  |  |  |  | 0 | 0
48877 | THW_3334 | D | Houston | YES | 0.00177 | 57 | 5 | 57 | 0 | 1.0435 | CC | 1 | 0.032791 | 57 | 57 |  |  |  |  | 0.032791 | 1.8691 |  |  |  |  | 0 | 0
48879 | THW_4142 | E | Houston | YES | 0.00177 | 56 | 5 | 56 | 0 | 1.0435 | CC | 1 | 0.032791 | 56 | 56 |  |  |  |  | 0.032791 | 1.8363 |  |  |  |  | 0 | 0
48879 | THW_4142 | F | Houston | YES | 0.00177 | 55 | 5 | 55 | 0 | 1.0435 | CC | 1 | 0.032791 | 55 | 55 |  |  |  |  | 0.032791 | 1.8035 |  |  |  |  | 0 | 0
48881 | THW_4344 | G | Houston | YES | 0.00177 | 58 | 5 | 58 | 0 | 1.0435 | CC | 1 | 0.032791 | 58 | 58 |  |  |  |  | 0.032791 | 1.9019 |  |  |  |  | 0 | 0
48881 | THW_4344 | H | Houston | YES | 0.00177 | 58 | 5 | 58 | 0 | 1.0435 | CC | 1 | 0.032791 | 58 | 58 |  |  |  |  | 0.032791 | 1.9019 |  |  |  |  | 0 | 0
48883 | THW_GT1_GT_1 | B2 | Houston | YES | 0.001781 | 0 | 0 | 12 |  | 1.043 | GGT | 1 | 0.032802 | 12 | 12 |  |  |  |  | 0.032802 | 0.39363 |  |  |  |  | 0 | 0
48885 | THW_5152 | A | Houston | YES | 0.001804 | 46.4 | 5 | 58 |  | 1.0319 | GGT | 1 | 0.032825 | 58 | 58 |  |  |  |  | 0.032825 | 1.9039 |  |  |  |  | 0 | 0
48885 | THW_5152 | B | Houston | YES | 0.001804 | 47.2 | 5 | 59 |  | 1.0319 | GGT | 1 | 0.032825 | 59 | 59 |  |  |  |  | 0.032825 | 1.9367 |  |  |  |  | 0 | 0
48886 | THW_5354 | D | Houston | YES | 0.001804 | 46.4 | 5 | 58 |  | 1.0319 | GGT | 1 | 0.032825 | 58 | 58 |  |  |  |  | 0.032825 | 1.9039 |  |  |  |  | 0 | 0
48886 | THW_5354 | C | Houston | YES | 0.001804 | 45.6 | 5 | 57 |  | 1.0319 | GGT | 1 | 0.032825 | 57 | 57 |  |  |  |  | 0.032825 | 1.871 |  |  |  |  | 0 | 0
48887 | THW_5556 | F | Houston | YES | 0.001804 | 45.6 | 5 | 57 |  | 1.0319 | GGT | 1 | 0.032825 | 57 | 57 |  |  |  |  | 0.032825 | 1.871 |  |  |  |  | 0 | 0
48887 | THW_5556 | E | Houston | YES | 0.001804 | 47.2 | 5 | 59 |  | 1.0319 | GGT | 1 | 0.032825 | 59 | 59 |  |  |  |  | 0.032825 | 1.9367 |  |  |  |  | 0 | 0
48911 | TGF_GT1_8000 | 1 | Houston | YES | 0.001311 | 69.2 | 0 | 69.2 |  | 1.029 | Cogen | 1 | 0.032332 | 0 | 0 |  |  |  |  | 0.032332 | 0 |  |  |  |  | 0 | 0
48921 | WAP_GN1_1 | 1 | Houston | YES | 0.001624 | 132.8 | 37 | 166 | 0 | 1.0362 | GST | 1 | 0.032645 | 166 | 166 |  |  |  |  | 0.032645 | 5.4191 |  |  |  |  | 0 | 0
48922 | WAP_GN2_2 | 2 | Houston | YES | 0.001624 | 132.8 | 37 | 166 | 0 | 1.0362 | GST | 1 | 0.032645 | 166 | 166 |  |  |  |  | 0.032645 | 5.4191 |  |  |  |  | 0 | 0
48923 | WAP_GN3_3 | 3 | Houston | YES | 0.001624 | 198.4 | 93 | 248 | 0 | 1.0362 | GST | 1 | 0.032645 | 248 | 248 |  |  |  |  | 0.032645 | 8.096 |  |  |  |  | 0 | 0
48924 | WAP_GN4_4 | 4 | Houston | YES | 0.001624 | 546 | 217 | 546 | 0 | 1.0362 | GSC | 1 | 0.032645 | 546 | 546 |  |  |  |  | 0.032645 | 17.8243 |  |  |  |  | 0 | 0
48925 | WAP_GN5_5 | 5 | Houston | YES | 0.001624 | 586.2 | 278 | 654 | 0 | 0.985 | LIGCO | 1 | 0.032645 | 0 | 654 |  |  |  |  | 0.032645 | 21.35 |  |  |  |  | 0 | 0
48926 | WAP_GN6_6 | 6 | Houston | YES | 0.001606 | 651 | 280 | 651 |  | 1.035 | LIGCO | 1 | 0.032627 | 0 | 651 |  |  |  |  | 0.032627 | 21.2403 |  |  |  |  | 0 | 0
48927 | WAP_GN7_7 | 7 | Houston | YES | 0.001606 | 564 | 277 | 564 |  | 1.035 | LIGCO | 1 | 0.032627 | 0 | 564 |  |  |  |  | 0.032627 | 18.4018 |  |  |  |  | 0 | 0
48928 | WAP_GN8_8 | 8 | Houston | YES | 0.001606 | 603 | 275 | 603 |  | 1.035 | LIGCO | 1 | 0.032627 | 0 | 603 |  |  |  |  | 0.032627 | 19.6742 |  |  |  |  | 0 | 0
48929 | WAPGT21_GT1 | B1 | Houston | YES | 0.001624 | 0 | 0 | 13 |  | 1.05 | GGT | 1 | 0.032645 | 13 | 13 |  |  |  |  | 0.032645 | 0.42439 |  |  |  |  | 0 | 0
49803 | EXN_15GT | 1 | Houston | YES | 0.001778 | 33 | 8.3 | 34 |  | 1.0326 | Cogen | 1 | 0.032799 | 0 | 0 |  |  |  |  | 0.032799 | 0 |  |  |  |  | 0 | 0
49804 | EXN_16GT | 2 | Houston | YES | 0.001778 | 32 | 8.3 | 34.7 |  | 1.0326 | Cogen | 1 | 0.032799 | 0 | 0 |  |  |  |  | 0.032799 | 0 |  |  |  |  | 0 | 0
49805 | EXN_17GT | 3 | Houston | YES | 0.001778 | 31 | 8.3 | 32.7 |  | 1.0326 | Cogen | 1 | 0.032799 | 0 | 0 |  |  |  |  | 0.032799 | 0 |  |  |  |  | 0 | 0
49826 | EXN938GT | 5 | Houston | YES | 0.001778 | 43 | 9.2 | 45.9 | 0 | 1.0326 | Cogen | 1 | 0.032799 | 0 | 0 |  |  |  |  | 0.032799 | 0 |  |  |  |  | 0 | 0
49828 | EXN941GT | 10 | Houston | YES | 0.001778 | 17.7 | 5.4 | 17.7 | 0 | 1.0326 | Cogen | 1 | 0.032799 | 0 | 0 |  |  |  |  | 0.032799 | 0 |  |  |  |  | 0 | 0
49829 | EXN942GT | 11 | Houston | YES | 0.001778 | 20 | 5.4 | 20.4 | 0 | 1.0326 | Cogen | 1 | 0.032799 | 0 | 0 |  |  |  |  | 0.032799 | 0 |  |  |  |  | 0 | 0
49830 | EXN943GT | 12 | Houston | YES | 0.001778 | 19 | 5.4 | 19.9 | 0 | 1.0326 | Cogen | 1 | 0.032799 | 0 | 0 |  |  |  |  | 0.032799 | 0 |  |  |  |  | 0 | 0
49831 | EXN944GT | 13 | Houston | YES | 0.001778 | 33 | 5.4 | 35 | 0 | 1.0326 | Cogen | 1 | 0.032799 | 0 | 0 |  |  |  |  | 0.032799 | 0 |  |  |  |  | 0 | 0
49832 | EXN945GT | 9 | Houston | YES | 0.001778 | 18.5 | 9.2 | 18.5 | 0 | 1.0326 | Cogen | 1 | 0.032799 | 0 | 0 |  |  |  |  | 0.032799 | 0 |  |  |  |  | 0 | 0
49837 | EXN_GT | 4 | Houston | YES | 0.001778 | 81 | 21.3 | 85.4 | 0 | 1.0326 | Cogen | 1 | 0.032799 | 0 | 0 |  |  |  |  | 0.032799 | 0 |  |  |  |  | 0 | 0
49838 | EXN_14GT | 14 | Houston | YES | 0.001778 | 140 | 0 | 148 |  | 1.0326 | Cogen | 1 | 0.032799 | 0 | 0 |  |  |  |  | 0.032799 | 0 |  |  |  |  | 0 | 0
49851 | DOW17000 | 37 | Houston | YES | 0.001447 | 39 | 0 | 62 | 0 | 1 | Cogen | 1 | 0.032468 | 0 | 0 |  |  |  |  | 0.032468 | 0 |  |  |  |  | 0 | 0
49858 | DOW38100 | 31 | Houston | YES | 0.001447 | 45 | 0 | 71.4 |  | 1 | Cogen | 1 | 0.032468 | 0 | 0 |  |  |  |  | 0.032468 | 0 |  |  |  |  | 0 | 0
49859 | DOW38200 | 33 | Houston | YES | 0.001447 | 28 | 0 | 45 | 0 | 1 | Cogen | 1 | 0.032468 | 0 | 0 |  |  |  |  | 0.032468 | 0 |  |  |  |  | 0 | 0
49860 | DOW38300 | 32 | Houston | YES | 0.001447 | 63 | 0 | 101 |  | 1 | Cogen | 1 | 0.032468 | 0 | 0 |  |  |  |  | 0.032468 | 0 |  |  |  |  | 0 | 0
49862 | DOW39100 | 36 | Houston | YES | 0.001447 | 54 | 0 | 86 | 0 | 1 | Cogen | 1 | 0.032468 | 0 | 0 |  |  |  |  | 0.032468 | 0 |  |  |  |  | 0 | 0
49863 | DOW39200 | 35 | Houston | YES | 0.001447 | 55 | 0 | 88 | 0 | 1 | Cogen | 1 | 0.032468 | 0 | 0 |  |  |  |  | 0.032468 | 0 |  |  |  |  | 0 | 0
49865 | DOW41000 | 41 | Houston | YES | 0.001447 | 31 | 0 | 50 |  | 1 | Cogen | 1 | 0.032468 | 0 | 0 |  |  |  |  | 0.032468 | 0 |  |  |  |  | 0 | 0
49866 | DOW42000 | 42 | Houston | YES | 0.001447 | 11 | 0 | 18 |  | 1 | Cogen | 1 | 0.032468 | 0 | 0 |  |  |  |  | 0.032468 | 0 |  |  |  |  | 0 | 0
49869 | DOW49000 | 45 | Houston | YES | 0.001447 | 59 | 0 | 94 |  | 1 | Cogen | 1 | 0.032468 | 0 | 0 |  |  |  |  | 0.032468 | 0 |  |  |  |  | 0 | 0
49870 | DOW61000 | 61 | Houston | YES | 0.001447 | 44 | 0 | 70 | 0 | 1 | Cogen | 1 | 0.032468 | 0 | 0 |  |  |  |  | 0.032468 | 0 |  |  |  |  | 0 | 0
49871 | DOW62000 | 62 | Houston | YES | 0.001447 | 40 | 0 | 63 | 0 | 1 | Cogen | 1 | 0.032468 | 0 | 0 |  |  |  |  | 0.032468 | 0 |  |  |  |  | 0 | 0
49872 | DOW63000 | 63 | Houston | YES | 0.001447 | 45 | 0 | 72 | 0 | 1 | Cogen | 1 | 0.032468 | 0 | 0 |  |  |  |  | 0.032468 | 0 |  |  |  |  | 0 | 0
49873 | DOW64000 | 64 | Houston | YES | 0.001447 | 41 | 0 | 64.8 | 0 | 1 | Cogen | 1 | 0.032468 | 0 | 0 |  |  |  |  | 0.032468 | 0 |  |  |  |  | 0 | 0
49876 | DOW65000 | 65 | Houston | YES | 0.001447 | 63 | 0 | 101 | 0 | 1 | Cogen | 1 | 0.032468 | 0 | 0 |  |  |  |  | 0.032468 | 0 |  |  |  |  | 0 | 0
49877 | DOW66000 | 66 | Houston | YES | 0.001447 | 61 | 0 | 97 | 0 | 1 | Cogen | 1 | 0.032468 | 0 | 0 |  |  |  |  | 0.032468 | 0 |  |  |  |  | 0 | 0
49878 | DOW67000 | 67 | Houston | YES | 0.001447 | 65 | 0 | 103 | 0 | 1 | Cogen | 1 | 0.032468 | 0 | 0 |  |  |  |  | 0.032468 | 0 |  |  |  |  | 0 | 0
49882 | DOW81000 | 81 | Houston | YES | 0.001447 | 47 | 0 | 76 | 0 | 1 | Cogen | 1 | 0.032468 | 0 | 0 |  |  |  |  | 0.032468 | 0 |  |  |  |  | 0 | 0
49884 | DOW82000 | 82 | Houston | YES | 0.001447 | 51 | 0 | 80 | 0 | 1 | Cogen | 1 | 0.032468 | 0 | 0 |  |  |  |  | 0.032468 | 0 |  |  |  |  | 0 | 0
49885 | DOW83000 | 83 | Houston | YES | 0.001447 | 51 | 0 | 80 | 0 | 1 | Cogen | 1 | 0.032468 | 0 | 0 |  |  |  |  | 0.032468 | 0 |  |  |  |  | 0 | 0
49886 | DOW84000 | 84 | Houston | YES | 0.001447 | 107 | 0 | 171 | 0 | 0.98 | Cogen | 1 | 0.032468 | 0 | 0 |  |  |  |  | 0.032468 | 0 |  |  |  |  | 0 | 0
60000 | DSKY2 | 1 | West | YES | -0.028855 | 19.1 | 0 | 76.5 |  | 1.039 | Wind | -1 | 0.032517 | 0 | 76.5 |  |  | 0 | 0 | -0.032517 | 0 |  |  |  |  | 0 | 0
60003 | KING_NE1A | 1 | West | YES | -0.029042 | 20 | 0 | 80 |  | 1.03 | Wind | -1 | 0.032704 | 0 | 80 |  |  | 0 | 0 | -0.032704 | 0 |  |  |  |  | 0 | 0
60005 | KING_SE1A | 1 | West | YES | -0.029042 | 10 | 0 | 40 |  | 1.035 | Wind | -1 | 0.032704 | 0 | 40 |  |  | 0 | 0 | -0.032704 | 0 |  |  |  |  | 0 | 0
60007 | KING_SW1A | 1 | West | YES | -0.029253 | 20 | 0 | 80 |  | 1.03 | Wind | -1 | 0.032915 | 0 | 80 |  |  | 0 | 0 | -0.032915 | 0 |  |  |  |  | 0 | 0
60016 | WOODWRD11A | 1 | West | YES | -0.029122 | 20 | 0 | 80 |  | 1.033 | Wind | -1 | 0.032784 | 0 | 80 |  |  | 0 | 0 | -0.032784 | 0 |  |  |  |  | 0 | 0
60017 | ORNNWP1 | 1 | West | YES | -0.028759 | 20 | 0 | 80 |  | 1.027 | Wind | -1 | 0.032421 | 0 | 80 |  |  | 0 | 0 | -0.032421 | 0 |  |  |  |  | 0 | 0
60018 | DSKY1 | 1 | West | YES | -0.028643 | 21 | 0 | 84 | 0 | 1.023 | Wind | -1 | 0.032305 | 0 | 84 |  |  | 0 | 0 | -0.032305 | 0 |  |  |  |  | 0 | 0
60019 | KING_NW1A | 1 | West | YES | -0.029253 | 20 | 0 | 80 |  | 1.03 | Wind | -1 | 0.032915 | 0 | 80 |  |  | 0 | 0 | -0.032915 | 0 |  |  |  |  | 0 | 0
60052 | WILDHRS11A | 1 | West | YES | -0.15236 | 25.3 | 0 | 126.5 | 0 | 1.005 | Wind | -1 | 0.15602 | 0 | 126.5 |  |  | 0 | 0 | -0.15602 | 0 |  |  |  |  | 0 | 0
60053 | WILDHRS21A | 1 | West | YES | -0.15236 | 7.8 | 0 | 39 | 0 | 1.025 | Wind | -1 | 0.15602 | 0 | 39 |  |  | 0 | 0 | -0.15602 | 0 |  |  |  |  | 0 | 0
60057 | CALLAHAN1A | 1 | West | YES | -0.072552 | 22.8 | 0 | 114 | 0 | 1.04 | Wind | -1 | 0.076214 | 0 | 114 |  |  | 0 | 0 | -0.076214 | 0 |  |  |  |  | 0 | 0
60058 | BUFF_GAP1A | 1 | West | YES | -0.025199 | 24 | 0 | 120 |  | 1 | Wind | -1 | 0.028861 | 0 | 120 |  |  | 0 | 0 | -0.028861 | 0 |  |  |  |  | 0 | 0
60060 | CIRELLO | 1 | West | YES | -0.025199 | 46.6 | 0 | 233 | 0 | 1 | Wind | -1 | 0.028861 | 0 | 233 |  |  | 0 | 0 | -0.028861 | 0 |  |  |  |  | 0 | 0
60063 | BUFF_GAP1B | 1 | West | YES | -0.025199 | 34 | 0 | 170.2 | 0 | 1.02 | Wind | -1 | 0.028861 | 0 | 170.2 |  |  | 0 | 0 | -0.028861 | 0 |  |  |  |  | 0 | 0
60066 | H_HOLLOW1A | 1 | West | YES | -0.025199 | 44.4 | 0 | 222 | 0 | 1.005 | Wind | -1 | 0.028861 | 0 | 222 |  |  | 0 | 0 | -0.028861 | 0 |  |  |  |  | 0 | 0
60068 | HHOLLOW21A | 1 | West | YES | -0.025199 | 36.8 | 0 | 184 | 0 | 1.025 | Wind | -1 | 0.028861 | 0 | 184 |  |  | 0 | 0 | -0.028861 | 0 |  |  |  |  | 0 | 0
60070 | HHOLLOW31A | 1 | West | YES | -0.025199 | 44.8 | 0 | 224 | 0 | 1.025 | Wind | -1 | 0.028861 | 0 | 224 |  |  | 0 | 0 | -0.028861 | 0 |  |  |  |  | 0 | 0
60072 | HHOLLOW41A | 1 | West | YES | -0.025199 | 23 | 0 | 115 | 0 | 1.025 | Wind | -1 | 0.028861 | 0 | 115 |  |  | 0 | 0 | -0.028861 | 0 |  |  |  |  | 0 | 0
60081 | WHRLWIND1A | 1 | West | YES | -0.13043 | 12 | 0 | 60 | 0 | 1.03 | Wind | -1 | 0.13409 | 0 | 60 |  |  | 0 | 0 | -0.13409 | 0 |  |  |  |  | 0 | 0
60201 | RIO DRCS | F | West | YES | -0.029133 | 0 | 0 | 0 | 0 | 1.025 | AVR | -1 | 0.032795 | 0 | 0 |  |  | 0 | 0 | -0.032795 | 0 |  |  |  |  | 0 | 0
60202 | FRNDDRCS | F | West | YES | -0.026272 | 0 | 0 | 0 | 0 | 0.9985 | AVR | -1 | 0.029934 | 0 | 0 |  |  | 0 | 0 | -0.029934 | 0 |  |  |  |  | 0 | 0
71051 | L_BITTCR1_1N | W1 | West | YES | -0.026566 | 7.5 | 0 | 37.5 |  | 1.02 | Wind | -1 | 0.030228 | 0 | 37.5 |  |  | 0 | 0 | -0.030228 | 0 |  |  |  |  | 0 | 0
71054 | L_SWEETW1_1N | W1 | West | YES | -0.026566 | 21.5 | 0 | 107.5 |  | 1.02 | Wind | -1 | 0.030228 | 0 | 107.5 |  |  | 0 | 0 | -0.030228 | 0 |  |  |  |  | 0 | 0
71057 | L_SWEETW1_2N | W1 | West | YES | -0.026566 | 27 | 0 | 135 |  | 1.02 | Wind | -1 | 0.030228 | 0 | 135 |  |  | 0 | 0 | -0.030228 | 0 |  |  |  |  | 0 | 0
71059 | L_SWEETW1_3N | W1 | West | YES | -0.026566 | 23.8 | 0 | 119 | 0 | 1.02 | Wind | -1 | 0.030228 | 0 | 119 |  |  | 0 | 0 | -0.030228 | 0 |  |  |  |  | 0 | 0
71060 | L_SWEETW1_4N | W1 | West | YES | -0.026566 | 21 | 0 | 105 | 0 | 1.02 | Wind | -1 | 0.030228 | 0 | 105 |  |  | 0 | 0 | -0.030228 | 0 |  |  |  |  | 0 | 0
76031 | L_GASCCR1_1N | W1 | West | YES | -0.027491 | 30 | 0 | 150 | 0 | 1.02 | Wind | -1 | 0.031153 | 0 | 150 |  |  | 0 | 0 | -0.031153 | 0 |  |  |  |  | 0 | 0
76091 | L_DIVIDE1_1N | W1 | West | YES | -0.02733 | 110 | 0 | 550 |  | 1.02 | Wind | -1 | 0.030992 | 0 | 550 |  |  | 0 | 0 | -0.030992 | 0 |  |  |  |  | 0 | 0
80003 | MILHWYS | F | South | YES | 0.000391 | 0 | 0 | 0 | 0 | 1.0168 | AVR | 1 | 0.031412 | 0 | 0 |  |  |  |  | 0.031412 | 0 |  |  |  |  | 0 | 0
80010 | EPLVT1 | F | South | YES | -0.005951 | 0 | 0 | 0 |  | 1.0376 | DCTie | 1 | 0.02507 | 0 | 0 |  |  |  |  | 0.02507 | 0 |  |  |  |  | 0 | 0
80012 | LAR | F | South | YES | -0.00093 | 0 | 0 | 0 | 0 | 1.04 | DCTie | 1 | 0.030091 | 0 | 0 |  |  |  |  | 0.030091 | 0 |  |  |  |  | 0 | 0
80051 | FOR #8 | 8 | South | YES | 0.000744 | 28 | 28 | 28 | 0 | 1.016 | Cogen | 1 | 0.031765 | 0 | 0 |  |  |  |  | 0.031765 | 0 |  |  |  |  | 0 | 0
80052 | FOR #9 | 9 | South | YES | 0.000744 | 29.7 | 5 | 43.6 | 0 | 1.03 | Cogen | 1 | 0.031765 | 0 | 0 |  |  |  |  | 0.031765 | 0 |  |  |  |  | 0 | 0
80053 | FOR #10 | 10 | South | YES | 0.000744 | 68.4 | 45 | 75 | 0 | 1.03 | Cogen | 1 | 0.031765 | 0 | 0 |  |  |  |  | 0.031765 | 0 |  |  |  |  | 0 | 0
80080 | GWINDT11A | 2 | South | YES | 0.000415 | 17.7 | 0 | 41 | 0 | 1.025 | Wind | 1 | 0.031436 | 0 | 41 |  |  |  |  | 0.031436 | 1.2889 |  |  |  |  | 0 | 0
80080 | GWINDT11A | 4 | South | YES | 0.000415 | 8.2 | 0 | 19 | 0 | 1.025 | Wind | 1 | 0.031436 | 0 | 19 |  |  |  |  | 0.031436 | 0.59729 |  |  |  |  | 0 | 0
80080 | GWINDT11A | 1 | South | YES | 0.000415 | 40.6 | 0 | 94 | 0 | 1.025 | Wind | 1 | 0.031436 | 0 | 94 |  |  |  |  | 0.031436 | 2.955 |  |  |  |  | 0 | 0
80080 | GWINDT11A | 3 | South | YES | 0.000415 | 16.4 | 0 | 38 | 0 | 1.025 | Wind | 1 | 0.031436 | 0 | 38 |  |  |  |  | 0.031436 | 1.1946 |  |  |  |  | 0 | 0
80081 | GWINDT21A | 1 | South | YES | 0.000415 | 40.6 | 0 | 94 | 0 | 1.025 | Wind | 1 | 0.031436 | 0 | 94 |  |  |  |  | 0.031436 | 2.955 |  |  |  |  | 0 | 0
80081 | GWINDT21A | 4 | South | YES | 0.000415 | 9.5 | 0 | 22 | 0 | 1.025 | Wind | 1 | 0.031436 | 0 | 22 |  |  |  |  | 0.031436 | 0.6916 |  |  |  |  | 0 | 0
80081 | GWINDT21A | 2 | South | YES | 0.000415 | 15.5 | 0 | 36 | 0 | 1.025 | Wind | 1 | 0.031436 | 0 | 36 |  |  |  |  | 0.031436 | 1.1317 |  |  |  |  | 0 | 0
80081 | GWINDT21A | 3 | South | YES | 0.000415 | 18.6 | 0 | 43 | 0 | 1.025 | Wind | 1 | 0.031436 | 0 | 43 |  |  |  |  | 0.031436 | 1.3518 |  |  |  |  | 0 | 0
80137 | CSDR89 | 9 | South | YES | 0.000672 | 0 | 0 | 15 |  | 1.003 | DCTie | 1 | 0.031693 | 0 | 0 |  |  |  |  | 0.031693 | 0 |  |  |  |  | 0 | 0
80137 | CSDR89 | 8 | South | YES | 0.000672 | 33.9 | 0 | 39 |  | 1.003 | DCTie | 1 | 0.031693 | 0 | 0 |  |  |  |  | 0.031693 | 0 |  |  |  |  | 0 | 0
80138 | CSDR7 | 7 | South | YES | 0.000672 | 6.1 | 0 | 7 | 0 | 1.014 | DCTie | 1 | 0.031693 | 0 | 0 |  |  |  |  | 0.031693 | 0 |  |  |  |  | 0 | 0
80139 | CSDR56 | 6 | South | YES | 0.000672 | 0 | 0 | 39 |  | 1.0033 | DCTie | 1 | 0.031693 | 0 | 0 |  |  |  |  | 0.031693 | 0 |  |  |  |  | 0 | 0
80139 | CSDR56 | 5 | South | YES | 0.000672 | 15 | 0 | 15 |  | 1.0033 | DCTie | 1 | 0.031693 | 0 | 0 |  |  |  |  | 0.031693 | 0 |  |  |  |  | 0 | 0
80140 | CSDR11 | 11 | South | YES | 0.000672 | 33.9 | 0 | 39 | 0 | 1.03 | DCTie | 1 | 0.031693 | 0 | 0 |  |  |  |  | 0.031693 | 0 |  |  |  |  | 0 | 0
80180 | PNSCALT11A | 1 | South | YES | 0.000415 | 63 | 0 | 146 | 0 | 1.025 | Wind | 1 | 0.031436 | 0 | 146 |  |  |  |  | 0.031436 | 4.5897 |  |  |  |  | 0 | 0
80180 | PNSCALT11A | 2 | South | YES | 0.000415 | 21.6 | 0 | 50 | 0 | 1.025 | Wind | 1 | 0.031436 | 0 | 50 |  |  |  |  | 0.031436 | 1.5718 |  |  |  |  | 0 | 0
80181 | PNSCALT21A | 2 | South | YES | 0.000415 | 21.6 | 0 | 50 | 0 | 1.025 | Wind | 1 | 0.031436 | 0 | 50 |  |  |  |  | 0.031436 | 1.5718 |  |  |  |  | 0 | 0
80181 | PNSCALT21A | 1 | South | YES | 0.000415 | 23.7 | 0 | 55 | 0 | 1.025 | Wind | 1 | 0.031436 | 0 | 55 |  |  |  |  | 0.031436 | 1.729 |  |  |  |  | 0 | 0
80223 | REYSHR G | 1 | South | YES | 0.000506 | 12 | 0 | 12 | 0 | 1.032 | Cogen | 1 | 0.031527 | 0 | 0 |  |  |  |  | 0.031527 | 0 |  |  |  |  | 0 | 0
80224 | VISTRONG1 | 1 | South | YES | 0.000656 | 13.1 | 0 | 15 | 0 | 1.01 | Cogen | 1 | 0.031677 | 0 | 0 |  |  |  |  | 0.031677 | 0 |  |  |  |  | 0 | 0
80225 | VISTRONG2 | 2 | South | YES | 0.000656 | 20.2 | 0 | 23 | 0 | 1.01 | Cogen | 1 | 0.031677 | 0 | 0 |  |  |  |  | 0.031677 | 0 |  |  |  |  | 0 | 0
80226 | ALCOA G | 1 | South | YES | 0.000729 | 32.3 | 5 | 48 | 0 | 1.015 | Cogen | 1 | 0.03175 | 0 | 0 |  |  |  |  | 0.03175 | 0 |  |  |  |  | 0 | 0
80227 | AIRCO G | 1 | South | YES | 0.00066 | 7.2 | 0 | 8 | 0 | 1.0104 | Cogen | 1 | 0.031681 | 0 | 0 |  |  |  |  | 0.031681 | 0 |  |  |  |  | 0 | 0
80265 | LARECU40A | 4 | South | YES | -0.00093 | 80 | 0 | 100 |  | 1.039 | GGT | 1 | 0.030091 | 100 | 100 |  |  |  |  | 0.030091 | 3.0091 |  |  |  |  | 0 | 0
80266 | LARECU50A | 5 | South | YES | -0.00093 | 80 | 0 | 100 |  | 1.039 | GGT | 1 | 0.030091 | 100 | 100 |  |  |  |  | 0.030091 | 3.0091 |  |  |  |  | 0 | 0
88198 | BEEVILLE | F | South | YES | 0.000334 | 0 | 0 | 0 | 0 | 1.02 | AVR | 1 | 0.031355 | 0 | 0 |  |  |  |  | 0.031355 | 0 |  |  |  |  | 0 | 0
88253 | HAMILTON | F | South | YES | -0.009107 | 0 | 0 | 0 | 0 | 1.04 | BLT | 1 | 0.021914 | 0 | 0 |  |  |  |  | 0.021914 | 0 |  |  |  |  | 0 | 0
88299 | ZAPATA | F | South | YES | -0.000425 | 0 | 0 | 0 | 0 | 1.02 | BLT | 1 | 0.030596 | 0 | 0 |  |  |  |  | 0.030596 | 0 |  |  |  |  | 0 | 0
88508 | FALFURRI | F | South | YES | 0.000124 | 0 | 0 | 0 | 0 | 1 | AVR | 1 | 0.031145 | 0 | 0 |  |  |  |  | 0.031145 | 0 |  |  |  |  | 0 | 0
[11 empty] | #N/A | #N/A | #N/A | 0 | 0 |  |  |  |  | #N/A | #N/A |  |  |  |  | #N/A | #N/A
[11 empty] | #N/A | #N/A | #N/A | 0 | 0 |  |  |  |  | #N/A | #N/A |  |  |  |  | #N/A | #N/A
[11 empty] | #N/A | #N/A | #N/A | 0 | 0 |  |  |  |  | #N/A | #N/A |  |  |  |  | #N/A | #N/A
[11 empty] | #N/A | #N/A | #N/A | 0 | 0 |  |  |  |  | #N/A | #N/A |  |  |  |  | #N/A | #N/A
[11 empty] | #N/A | #N/A | #N/A | 0 | 0 |  |  |  |  | #N/A | #N/A |  |  |  |  | #N/A | #N/A
[11 empty] | #N/A | #N/A | #N/A | 0 | 0 |  |  |  |  | #N/A | #N/A |  |  |  |  | #N/A | #N/A
[11 empty] | #N/A | #N/A | #N/A | 0 | 0 |  |  |  |  | #N/A | #N/A |  |  |  |  | #N/A | #N/A
[11 empty] | #N/A | #N/A | #N/A | 0 | 0 |  |  |  |  | #N/A | #N/A |  |  |  |  | #N/A | #N/A
[11 empty] | #N/A | #N/A | #N/A | 0 | 0 |  |  |  |  | #N/A | #N/A |  |  |  |  | #N/A | #N/A
[11 empty] | #N/A | #N/A | #N/A | 0 | 0 |  |  |  |  | #N/A | #N/A |  |  |  |  | #N/A | #N/A
[11 empty] | #N/A | #N/A | #N/A | 0 | 0 |  |  |  |  | #N/A | #N/A |  |  |  |  | #N/A | #N/A
[11 empty] | #N/A | #N/A | #N/A | 0 | 0 |  |  |  |  | #N/A | #N/A |  |  |  |  | #N/A | #N/A
[11 empty] | #N/A | #N/A | #N/A | 0 | 0 |  |  |  |  | #N/A | #N/A |  |  |  |  | #N/A | #N/A
[11 empty] | #N/A | #N/A | #N/A | 0 | 0 |  |  |  |  | #N/A | #N/A |  |  |  |  | #N/A | #N/A
[11 empty] | #N/A | #N/A | #N/A | 0 | 0 |  |  |  |  | #N/A | #N/A |  |  |  |  | #N/A | #N/A
[11 empty] | #N/A | #N/A | #N/A | 0 | 0 |  |  |  |  | #N/A | #N/A |  |  |  |  | #N/A | #N/A
[11 empty] | #N/A | #N/A | #N/A | 0 | 0 |  |  |  |  | #N/A | #N/A |  |  |  |  | #N/A | #N/A
[11 empty] | #N/A | #N/A | #N/A | 0 | 0 |  |  |  |  | #N/A | #N/A |  |  |  |  | #N/A | #N/A
[11 empty] | #N/A | #N/A | #N/A | 0 | 0 |  |  |  |  | #N/A | #N/A |  |  |  |  | #N/A | #N/A
[11 empty] | #N/A | #N/A | #N/A | 0 | 0 |  |  |  |  | #N/A | #N/A |  |  |  |  | #N/A | #N/A
[11 empty] | #N/A | #N/A | #N/A | 0 | 0 |  |  |  |  | #N/A | #N/A |  |  |  |  | #N/A | #N/A
[26 empty] | 0 | 0
[26 empty] | 0 | 0
[26 empty] | 0 | 0
[26 empty] | 0 | 0
[26 empty] | 0 | 0
[26 empty] | 0 | 0
[26 empty] | 0 | 0
[26 empty] | 0 | 0
[26 empty] | 0 | 0
[26 empty] | 0 | 0
[26 empty] | 0 | 0
[26 empty] | 0 | 0
[26 empty] | 0 | 0
[26 empty] | 0 | 0
[26 empty] | 0 | 0
[26 empty] | 0 | 0
[26 empty] | 0 | 0
[26 empty] | 0 | 0
[26 empty] | 0 | 0
[26 empty] | 0 | 0
[26 empty] | 0 | 0
[26 empty] | 0 | 0
[26 empty] | 0 | 0
[26 empty] | 0 | 0
[26 empty] | 0 | 0
[26 empty] | 0 | 0
[26 empty] | 0 | 0
[26 empty] | 0 | 0
[26 empty] | 0 | 0
[26 empty] | 0 | 0
[26 empty] | 0 | 0
[26 empty] | 0 | 0
[26 empty] | 0 | 0
[26 empty] | 0 | 0
[26 empty] | 0 | 0
[26 empty] | 0 | 0
[26 empty] | 0 | 0
[26 empty] | 0 | 0
[26 empty] | 0 | 0
[26 empty] | 0 | 0
[26 empty] | 0 | 0
[26 empty] | 0 | 0
[26 empty] | 0 | 0
[26 empty] | 0 | 0
[26 empty] | 0 | 0
[26 empty] | 0 | 0
[26 empty] | 0 | 0
[26 empty] | 0 | 0
[26 empty] | 0 | 0
[26 empty] | 0 | 0
[26 empty] | 0 | 0
[26 empty] | 0 | 0
[26 empty] | 0 | 0
[26 empty] | 0 | 0
[26 empty] | 0 | 0
[26 empty] | 0 | 0
[26 empty] | 0 | 0
[26 empty] | 0 | 0
[26 empty] | 0 | 0
[26 empty] | 0 | 0
[26 empty] | 0 | 0
[26 empty] | 0 | 0
[26 empty] | 0 | 0
[26 empty] | 0 | 0
[26 empty] | 0 | 0
[26 empty] | 0 | 0
[26 empty] | 0 | 0
[26 empty] | 0 | 0
[26 empty] | 0 | 0
[26 empty] | 0 | 0
[26 empty] | 0 | 0
[26 empty] | 0 | 0
[26 empty] | 0 | 0
[26 empty] | 0 | 0
[26 empty] | 0 | 0
[26 empty] | 0 | 0
[26 empty] | 0 | 0
[26 empty] | 0 | 0
[26 empty] | 0 | 0
[26 empty] | 0 | 0
[26 empty] | 0 | 0
[26 empty] | 0 | 0
[26 empty] | 0 | 0
[26 empty] | 0 | 0
[26 empty] | 0 | 0
[26 empty] | 0 | 0
[26 empty] | 0 | 0
[26 empty] | 0 | 0
[26 empty] | 0 | 0
[26 empty] | 0 | 0
[26 empty] | 0 | 0
[26 empty] | 0 | 0
[26 empty] | 0 | 0
[26 empty] | 0 | 0
[26 empty] | 0 | 0
[26 empty] | 0 | 0
[26 empty] | 0 | 0
[26 empty] | 0 | 0
[26 empty] | 0 | 0
[26 empty] | 0 | 0
[26 empty] | 0 | 0
[26 empty] | 0 | 0
[26 empty] | 0 | 0
[26 empty] | 0 | 0
[26 empty] | 0 | 0
[26 empty] | 0 | 0
[26 empty] | 0 | 0
[26 empty] | 0 | 0
[26 empty] | 0 | 0
[26 empty] | 0 | 0
[26 empty] | 0 | 0
[26 empty] | 0 | 0
[26 empty] | 0 | 0
[26 empty] | 0 | 0
[26 empty] | 0 | 0
[26 empty] | 0 | 0
[26 empty] | 0 | 0
[26 empty] | 0 | 0
[26 empty] | 0 | 0
[26 empty] | 0 | 0
[26 empty] | 0 | 0
[26 empty] | 0 | 0
[26 empty] | 0 | 0
[26 empty] | 0 | 0
[26 empty] | 0 | 0
[26 empty] | 0 | 0
[26 empty] | 0 | 0
[26 empty] | 0 | 0
[26 empty] | 0 | 0
[26 empty] | 0 | 0
[26 empty] | 0 | 0
[26 empty] | 0 | 0
[26 empty] | 0 | 0
[26 empty] | 0 | 0
[26 empty] | 0 | 0
[26 empty] | 0 | 0
[26 empty] | 0 | 0
[26 empty] | 0 | 0
[26 empty] | 0 | 0
[26 empty] | 0 | 0
[26 empty] | 0 | 0
[26 empty] | 0 | 0
[26 empty] | 0 | 0
[26 empty] | 0 | 0
[26 empty] | 0 | 0
[26 empty] | 0 | 0
[26 empty] | 0 | 0
[26 empty] | 0 | 0
[26 empty] | 0 | 0
[26 empty] | 0 | 0
[26 empty] | 0 | 0
[26 empty] | 0 | 0
[26 empty] | 0 | 0
[26 empty] | 0 | 0
[26 empty] | 0 | 0
[26 empty] | 0 | 0
[26 empty] | 0 | 0
[26 empty] | 0 | 0
[26 empty] | 0 | 0
[26 empty] | 0 | 0
[26 empty] | 0 | 0
[26 empty] | 0 | 0
[26 empty] | 0 | 0
[26 empty] | 0 | 0
[26 empty] | 0 | 0
[26 empty] | 0 | 0
[26 empty] | 0 | 0
[26 empty] | 0 | 0
[26 empty] | 0 | 0
[26 empty] | 0 | 0
[26 empty] | 0 | 0
[26 empty] | 0 | 0
[26 empty] | 0 | 0
[26 empty] | 0 | 0
[26 empty] | 0 | 0
[26 empty] | 0 | 0
[26 empty] | 0 | 0
[26 empty] | 0 | 0
[26 empty] | 0 | 0
[26 empty] | 0 | 0
[26 empty] | 0 | 0
[26 empty] | 0 | 0
[26 empty] | 0 | 0
[26 empty] | 0 | 0
[26 empty] | 0 | 0
[26 empty] | 0 | 0
[26 empty] | 0 | 0
[26 empty] | 0 | 0
[26 empty] | 0 | 0
[26 empty] | 0 | 0
[26 empty] | 0 | 0
[26 empty] | 0 | 0
[26 empty] | 0 | 0
[26 empty] | 0 | 0
[26 empty] | 0 | 0
[26 empty] | 0 | 0
[26 empty] | 0 | 0
[26 empty] | 0 | 0
[26 empty] | 0 | 0
[26 empty] | 0 | 0
[26 empty] | 0 | 0
[26 empty] | 0 | 0
[26 empty] | 0 | 0
[26 empty] | 0 | 0
[26 empty] | 0 | 0
[26 empty] | 0 | 0
[26 empty] | 0 | 0
[26 empty] | 0 | 0
[26 empty] | 0 | 0
[26 empty] | 0 | 0
[26 empty] | 0 | 0
[26 empty] | 0 | 0
[26 empty] | 0 | 0
[26 empty] | 0 | 0
[26 empty] | 0 | 0
[26 empty] | 0 | 0
[26 empty] | 0 | 0
[26 empty] | 0 | 0
[26 empty] | 0 | 0
[26 empty] | 0 | 0
[26 empty] | 0 | 0
[26 empty] | 0 | 0
[26 empty] | 0 | 0
[26 empty] | 0 | 0
[26 empty] | 0 | 0
[26 empty] | 0 | 0
[26 empty] | 0 | 0
[26 empty] | 0 | 0
[26 empty] | 0 | 0
[26 empty] | 0 | 0
[26 empty] | 0 | 0
[26 empty] | 0 | 0
[26 empty] | 0 | 0
[26 empty] | 0 | 0
[26 empty] | 0 | 0
[26 empty] | 0 | 0
[26 empty] | 0 | 0
[26 empty] | 0 | 0
[26 empty] | 0 | 0
[26 empty] | 0 | 0
[26 empty] | 0 | 0
[26 empty] | 0 | 0
[26 empty] | 0 | 0
[26 empty] | 0 | 0
[26 empty] | 0 | 0
[26 empty] | 0 | 0
[26 empty] | 0 | 0
[26 empty] | 0 | 0
[26 empty] | 0 | 0
[26 empty] | 0 | 0
[26 empty] | 0 | 0
[26 empty] | 0 | 0
[26 empty] | 0 | 0
[26 empty] | 0 | 0
[26 empty] | 0 | 0
[26 empty] | 0 | 0
[26 empty] | 0 | 0
[26 empty] | 0 | 0
[26 empty] | 0 | 0
[26 empty] | 0 | 0
[26 empty] | 0 | 0
[26 empty] | 0 | 0
[26 empty] | 0 | 0
[26 empty] | 0 | 0
[26 empty] | 0 | 0
[26 empty] | 0 | 0
[26 empty] | 0 | 0
[26 empty] | 0 | 0
[26 empty] | 0 | 0
[26 empty] | 0 | 0
[26 empty] | 0 | 0
[26 empty] | 0 | 0
[26 empty] | 0 | 0
[26 empty] | 0 | 0
[26 empty] | 0 | 0
[26 empty] | 0 | 0
[26 empty] | 0 | 0
[26 empty] | 0 | 0
[26 empty] | 0 | 0
[26 empty] | 0 | 0
[26 empty] | 0 | 0
[26 empty] | 0 | 0
[26 empty] | 0 | 0
[26 empty] | 0 | 0
[26 empty] | 0 | 0
[26 empty] | 0 | 0
[26 empty] | 0 | 0
[26 empty] | 0 | 0
[26 empty] | 0 | 0
[26 empty] | 0 | 0
[26 empty] | 0 | 0
[26 empty] | 0 | 0
[26 empty] | 0 | 0
[26 empty] | 0 | 0
[26 empty] | 0 | 0
[26 empty] | 0 | 0
[26 empty] | 0 | 0
[26 empty] | 0 | 0
[26 empty] | 0 | 0
[26 empty] | 0 | 0
[26 empty] | 0 | 0
[26 empty] | 0 | 0
[26 empty] | 0 | 0
[26 empty] | 0 | 0
[26 empty] | 0 | 0
[26 empty] | 0 | 0
[26 empty] | 0 | 0
[26 empty] | 0 | 0
[26 empty] | 0 | 0
[26 empty] | 0 | 0
[26 empty] | 0 | 0
[26 empty] | 0 | 0
[26 empty] | 0 | 0
[26 empty] | 0 | 0
[26 empty] | 0 | 0
[26 empty] | 0 | 0
[26 empty] | 0 | 0
[26 empty] | 0 | 0
[26 empty] | 0 | 0
[26 empty] | 0 | 0
[26 empty] | 0 | 0
[26 empty] | 0 | 0
[26 empty] | 0 | 0
[26 empty] | 0 | 0
[26 empty] | 0 | 0
[26 empty] | 0 | 0
[26 empty] | 0 | 0
[26 empty] | 0 | 0
[26 empty] | 0 | 0
[26 empty] | 0 | 0
[26 empty] | 0 | 0
[26 empty] | 0 | 0
[26 empty] | 0 | 0
[26 empty] | 0 | 0
[26 empty] | 0 | 0
[26 empty] | 0 | 0
[26 empty] | 0 | 0
[26 empty] | 0 | 0
[26 empty] | 0 | 0
[26 empty] | 0 | 0
[26 empty] | 0 | 0
[26 empty] | 0 | 0
[26 empty] | 0 | 0
[26 empty] | 0 | 0
[26 empty] | 0 | 0
[26 empty] | 0 | 0
[26 empty] | 0 | 0
[26 empty] | 0 | 0
[26 empty] | 0 | 0
[26 empty] | 0 | 0
[26 empty] | 0 | 0
[26 empty] | 0 | 0
[26 empty] | 0 | 0
[26 empty] | 0 | 0
[26 empty] | 0 | 0
[26 empty] | 0 | 0
[26 empty] | 0 | 0
[26 empty] | 0 | 0
[26 empty] | 0 | 0
[26 empty] | 0 | 0
[26 empty] | 0 | 0
[26 empty] | 0 | 0
[26 empty] | 0 | 0
[26 empty] | 0 | 0
[26 empty] | 0 | 0
[26 empty] | 0 | 0
[26 empty] | 0 | 0
[26 empty] | 0 | 0
[26 empty] | 0 | 0
[26 empty] | 0 | 0
[26 empty] | 0 | 0
[26 empty] | 0 | 0
[26 empty] | 0 | 0
[26 empty] | 0 | 0
[26 empty] | 0 | 0
[26 empty] | 0 | 0
[26 empty] | 0 | 0
[26 empty] | 0 | 0
[26 empty] | 0 | 0
[26 empty] | 0 | 0
[26 empty] | 0 | 0
[26 empty] | 0 | 0
[26 empty] | 0 | 0
[26 empty] | 0 | 0
[26 empty] | 0 | 0
[26 empty] | 0 | 0
[26 empty] | 0 | 0
[26 empty] | 0 | 0
[26 empty] | 0 | 0
[26 empty] | 0 | 0
[26 empty] | 0 | 0
[26 empty] | 0 | 0
[26 empty] | 0 | 0
[26 empty] | 0 | 0
[26 empty] | 0 | 0
[26 empty] | 0 | 0
[26 empty] | 0 | 0
[26 empty] | 0 | 0
[26 empty] | 0 | 0
[26 empty] | 0 | 0
[26 empty] | 0 | 0
[26 empty] | 0 | 0
[26 empty] | 0 | 0
[26 empty] | 0 | 0
[26 empty] | 0 | 0
[26 empty] | 0 | 0
[26 empty] | 0 | 0
[26 empty] | 0 | 0
[26 empty] | 0 | 0
[26 empty] | 0 | 0
[26 empty] | 0 | 0
[26 empty] | 0 | 0
[26 empty] | 0 | 0
[26 empty] | 0 | 0
[26 empty] | 0 | 0
[26 empty] | 0 | 0
[26 empty] | 0 | 0
[26 empty] | 0 | 0
[26 empty] | 0 | 0
[26 empty] | 0 | 0
[26 empty] | 0 | 0
[26 empty] | 0 | 0
[26 empty] | 0 | 0
[26 empty] | 0 | 0
[26 empty] | 0 | 0
[26 empty] | 0 | 0
[26 empty] | 0 | 0
[26 empty] | 0 | 0
[26 empty] | 0 | 0
[26 empty] | 0 | 0
[26 empty] | 0 | 0
[26 empty] | 0 | 0
[26 empty] | 0 | 0
[26 empty] | 0 | 0
[26 empty] | 0 | 0
[26 empty] | 0 | 0
[26 empty] | 0 | 0
[26 empty] | 0 | 0
[26 empty] | 0 | 0
[26 empty] | 0 | 0
[26 empty] | 0 | 0
[26 empty] | 0 | 0
[26 empty] | 0 | 0
[26 empty] | 0 | 0
[26 empty] | 0 | 0
[26 empty] | 0 | 0
[26 empty] | 0 | 0
[26 empty] | 0 | 0
[26 empty] | 0 | 0
[26 empty] | 0 | 0
[26 empty] | 0 | 0
[26 empty] | 0 | 0
[26 empty] | 0 | 0
[26 empty] | 0 | 0
[26 empty] | 0 | 0
[26 empty] | 0 | 0
[26 empty] | 0 | 0
[26 empty] | 0 | 0
[26 empty] | 0 | 0
[26 empty] | 0 | 0
[26 empty] | 0 | 0
[26 empty] | 0 | 0
[26 empty] | 0 | 0
[26 empty] | 0 | 0
[26 empty] | 0 | 0
[26 empty] | 0 | 0
[26 empty] | 0 | 0
[26 empty] | 0 | 0
[26 empty] | 0 | 0
[26 empty] | 0 | 0
[26 empty] | 0 | 0
[26 empty] | 0 | 0
[26 empty] | 0 | 0
[26 empty] | 0 | 0
[26 empty] | 0 | 0
[26 empty] | 0 | 0
[26 empty] | 0 | 0
[26 empty] | 0 | 0
[26 empty] | 0 | 0
[26 empty] | 0 | 0
[26 empty] | 0 | 0
[26 empty] | 0 | 0
[26 empty] | 0 | 0
[26 empty] | 0 | 0
[26 empty] | 0 | 0
[26 empty] | 0 | 0
[26 empty] | 0 | 0
[26 empty] | 0 | 0
[26 empty] | 0 | 0
[26 empty] | 0 | 0
[26 empty] | 0 | 0
[26 empty] | 0 | 0
[26 empty] | 0 | 0
[26 empty] | 0 | 0
[26 empty] | 0 | 0
[26 empty] | 0 | 0
[26 empty] | 0 | 0
[26 empty] | 0 | 0
[26 empty] | 0 | 0
[26 empty] | 0 | 0
[26 empty] | 0 | 0
[26 empty] | 0 | 0
[26 empty] | 0 | 0
[26 empty] | 0 | 0
[26 empty] | 0 | 0
[26 empty] | 0 | 0
[26 empty] | 0 | 0
[26 empty] | 0 | 0
[26 empty] | 0 | 0
[26 empty] | 0 | 0
[26 empty] | 0 | 0
[26 empty] | 0 | 0
[26 empty] | 0 | 0
[26 empty] | 0 | 0
[26 empty] | 0 | 0
[26 empty] | 0 | 0
[26 empty] | 0 | 0
[26 empty] | 0 | 0
[26 empty] | 0 | 0
[26 empty] | 0 | 0
[26 empty] | 0 | 0
[26 empty] | 0 | 0
[26 empty] | 0 | 0
[26 empty] | 0 | 0
[26 empty] | 0 | 0
[26 empty] | 0 | 0
[26 empty] | 0 | 0
[26 empty] | 0 | 0
[26 empty] | 0 | 0
[26 empty] | 0 | 0
[26 empty] | 0 | 0
[26 empty] | 0 | 0
[26 empty] | 0 | 0
[26 empty] | 0 | 0
[26 empty] | 0 | 0
[26 empty] | 0 | 0
[26 empty] | 0 | 0
[26 empty] | 0 | 0
[26 empty] | 0 | 0
[26 empty] | 0 | 0
[26 empty] | 0 | 0
[26 empty] | 0 | 0
[26 empty] | 0 | 0
[26 empty] | 0 | 0
[26 empty] | 0 | 0
[26 empty] | 0 | 0
[26 empty] | 0 | 0
[26 empty] | 0 | 0
[26 empty] | 0 | 0
[26 empty] | 0 | 0
[26 empty] | 0 | 0
[26 empty] | 0 | 0
[26 empty] | 0 | 0
[26 empty] | 0 | 0
[26 empty] | 0 | 0
[26 empty] | 0 | 0
[26 empty] | 0 | 0
[26 empty] | 0 | 0
[26 empty] | 0 | 0
[26 empty] | 0 | 0
[26 empty] | 0 | 0
[26 empty] | 0 | 0
[26 empty] | 0 | 0
[26 empty] | 0 | 0
[26 empty] | 0 | 0
[26 empty] | 0 | 0
[26 empty] | 0 | 0
[26 empty] | 0 | 0
[26 empty] | 0 | 0
[26 empty] | 0 | 0
[26 empty] | 0 | 0
[26 empty] | 0 | 0
[26 empty] | 0 | 0
[26 empty] | 0 | 0
[26 empty] | 0 | 0
[26 empty] | 0 | 0
[26 empty] | 0 | 0
[26 empty] | 0 | 0
[26 empty] | 0 | 0
[26 empty] | 0 | 0
[26 empty] | 0 | 0
[26 empty] | 0 | 0
[26 empty] | 0 | 0
[26 empty] | 0 | 0
[26 empty] | 0 | 0
[26 empty] | 0 | 0
[26 empty] | 0 | 0
[26 empty] | 0 | 0
[26 empty] | 0 | 0
[26 empty] | 0 | 0
[26 empty] | 0 | 0
[26 empty] | 0 | 0
[26 empty] | 0 | 0
[26 empty] | 0 | 0
[26 empty] | 0 | 0
[26 empty] | 0 | 0
[26 empty] | 0 | 0
[26 empty] | 0 | 0
[26 empty] | 0 | 0
[26 empty] | 0 | 0
[26 empty] | 0 | 0
[26 empty] | 0 | 0
[26 empty] | 0 | 0
[26 empty] | 0 | 0
[26 empty] | 0 | 0
[26 empty] | 0 | 0
[26 empty] | 0 | 0
[26 empty] | 0 | 0
[26 empty] | 0 | 0
[26 empty] | 0 | 0
[26 empty] | 0 | 0
[26 empty] | 0 | 0
[26 empty] | 0 | 0
[26 empty] | 0 | 0
[26 empty] | 0 | 0
[26 empty] | 0 | 0
[26 empty] | 0 | 0
[26 empty] | 0 | 0
[26 empty] | 0 | 0
[26 empty] | 0 | 0
[26 empty] | 0 | 0
[26 empty] | 0 | 0
[26 empty] | 0 | 0
[26 empty] | 0 | 0
[26 empty] | 0 | 0
[26 empty] | 0 | 0
[26 empty] | 0 | 0
[26 empty] | 0 | 0
[26 empty] | 0 | 0
[26 empty] | 0 | 0
[26 empty] | 0 | 0
[26 empty] | 0 | 0
[26 empty] | 0 | 0
[26 empty] | 0 | 0
[26 empty] | 0 | 0
[26 empty] | 0 | 0
[26 empty] | 0 | 0
[26 empty] | 0 | 0
[26 empty] | 0 | 0
[26 empty] | 0 | 0
[26 empty] | 0 | 0
[26 empty] | 0 | 0
[26 empty] | 0 | 0
[26 empty] | 0 | 0
[26 empty] | 0 | 0
[26 empty] | 0 | 0
[26 empty] | 0 | 0
[26 empty] | 0 | 0
[26 empty] | 0 | 0
[26 empty] | 0 | 0
[26 empty] | 0 | 0
[26 empty] | 0 | 0
[26 empty] | 0 | 0
[26 empty] | 0 | 0
[26 empty] | 0 | 0
[26 empty] | 0 | 0
[26 empty] | 0 | 0
[26 empty] | 0 | 0
[26 empty] | 0 | 0
[26 empty] | 0 | 0
[26 empty] | 0 | 0
[26 empty] | 0 | 0
[26 empty] | 0 | 0
[26 empty] | 0 | 0
[26 empty] | 0 | 0
[26 empty] | 0 | 0
[26 empty] | 0 | 0
[26 empty] | 0 | 0
[26 empty] | 0 | 0
[26 empty] | 0 | 0
[26 empty] | 0 | 0
[26 empty] | 0 | 0
[26 empty] | 0 | 0
[26 empty] | 0 | 0
[26 empty] | 0 | 0
[26 empty] | 0 | 0
[26 empty] | 0 | 0
[26 empty] | 0 | 0
[26 empty] | 0 | 0
[26 empty] | 0 | 0
[26 empty] | 0 | 0
[26 empty] | 0 | 0
[26 empty] | 0 | 0
[26 empty] | 0 | 0
[26 empty] | 0 | 0
[26 empty] | 0 | 0
[26 empty] | 0 | 0
[26 empty] | 0 | 0
[26 empty] | 0 | 0
[26 empty] | 0 | 0
[26 empty] | 0 | 0
[26 empty] | 0 | 0
[26 empty] | 0 | 0
[26 empty] | 0 | 0
[26 empty] | 0 | 0
[26 empty] | 0 | 0
[26 empty] | 0 | 0
[26 empty] | 0 | 0
[26 empty] | 0 | 0
[26 empty] | 0 | 0
[26 empty] | 0 | 0
[26 empty] | 0 | 0
[26 empty] | 0 | 0
[26 empty] | 0 | 0
[26 empty] | 0 | 0
[26 empty] | 0 | 0
[26 empty] | 0 | 0
[26 empty] | 0 | 0
[26 empty] | 0 | 0
[26 empty] | 0 | 0
[26 empty] | 0 | 0
[26 empty] | 0 | 0
[26 empty] | 0 | 0
[26 empty] | 0 | 0
[26 empty] | 0 | 0
[26 empty] | 0 | 0
[26 empty] | 0 | 0
[26 empty] | 0 | 0
[26 empty] | 0 | 0
[26 empty] | 0 | 0
[26 empty] | 0 | 0
[26 empty] | 0 | 0
[26 empty] | 0 | 0
[26 empty] | 0 | 0
[26 empty] | 0 | 0
[26 empty] | 0 | 0
[26 empty] | 0 | 0
[26 empty] | 0 | 0
[26 empty] | 0 | 0
[26 empty] | 0 | 0
[26 empty] | 0 | 0
[26 empty] | 0 | 0
[26 empty] | 0 | 0
[26 empty] | 0 | 0
[26 empty] | 0 | 0
[26 empty] | 0 | 0
[26 empty] | 0 | 0
[26 empty] | 0 | 0
[26 empty] | 0 | 0
[26 empty] | 0 | 0
[26 empty] | 0 | 0
[26 empty] | 0 | 0
[26 empty] | 0 | 0
[26 empty] | 0 | 0
[26 empty] | 0 | 0
[26 empty] | 0 | 0
[26 empty] | 0 | 0
[26 empty] | 0 | 0
[26 empty] | 0 | 0
[26 empty] | 0 | 0
[26 empty] | 0 | 0
[26 empty] | 0 | 0
[26 empty] | 0 | 0
[26 empty] | 0 | 0
[26 empty] | 0 | 0
[26 empty] | 0 | 0
[26 empty] | 0 | 0
[26 empty] | 0 | 0
[26 empty] | 0 | 0
[26 empty] | 0 | 0
[26 empty] | 0 | 0
[26 empty] | 0 | 0
[26 empty] | 0 | 0
[26 empty] | 0 | 0
[26 empty] | 0 | 0
[26 empty] | 0 | 0
[26 empty] | 0 | 0
[26 empty] | 0 | 0
[26 empty] | 0 | 0
[26 empty] | 0 | 0
[26 empty] | 0 | 0
[26 empty] | 0 | 0
[26 empty] | 0 | 0
[26 empty] | 0 | 0
[26 empty] | 0 | 0
[26 empty] | 0 | 0
[26 empty] | 0 | 0
[26 empty] | 0 | 0
[26 empty] | 0 | 0
[26 empty] | 0 | 0
[26 empty] | 0 | 0
[26 empty] | 0 | 0
[26 empty] | 0 | 0
[26 empty] | 0 | 0
[26 empty] | 0 | 0
[26 empty] | 0 | 0
[26 empty] | 0 | 0
[26 empty] | 0 | 0
[26 empty] | 0 | 0
[26 empty] | 0 | 0
[26 empty] | 0 | 0
[26 empty] | 0 | 0
[26 empty] | 0 | 0
[26 empty] | 0 | 0
[26 empty] | 0 | 0
[26 empty] | 0 | 0
[26 empty] | 0 | 0
[26 empty] | 0 | 0
[26 empty] | 0 | 0
[26 empty] | 0 | 0
[26 empty] | 0 | 0
[26 empty] | 0 | 0
[26 empty] | 0 | 0
[26 empty] | 0 | 0
[26 empty] | 0 | 0
[26 empty] | 0 | 0
[26 empty] | 0 | 0
[26 empty] | 0 | 0
[26 empty] | 0 | 0
[26 empty] | 0 | 0
[26 empty] | 0 | 0
[26 empty] | 0 | 0
[26 empty] | 0 | 0
[26 empty] | 0 | 0
[26 empty] | 0 | 0
[26 empty] | 0 | 0
[26 empty] | 0 | 0
[26 empty] | 0 | 0
[26 empty] | 0 | 0
[26 empty] | 0 | 0
[26 empty] | 0 | 0
[26 empty] | 0 | 0
[26 empty] | 0 | 0
[26 empty] | 0 | 0
[26 empty] | 0 | 0
[26 empty] | 0 | 0
[26 empty] | 0 | 0
[26 empty] | 0 | 0
[26 empty] | 0 | 0
[26 empty] | 0 | 0
[26 empty] | 0 | 0
[26 empty] | 0 | 0
[26 empty] | 0 | 0
[26 empty] | 0 | 0
[26 empty] | 0 | 0
[26 empty] | 0 | 0
[26 empty] | 0 | 0
[26 empty] | 0 | 0
[26 empty] | 0 | 0
[26 empty] | 0 | 0
[26 empty] | 0 | 0
[26 empty] | 0 | 0
[26 empty] | 0 | 0
[26 empty] | 0 | 0
[26 empty] | 0 | 0
[26 empty] | 0 | 0
[26 empty] | 0 | 0
[26 empty] | 0 | 0
[26 empty] | 0 | 0
[26 empty] | 0 | 0
[26 empty] | 0 | 0
[26 empty] | 0 | 0
[26 empty] | 0 | 0
[26 empty] | 0 | 0
[26 empty] | 0 | 0
[26 empty] | 0 | 0
[26 empty] | 0 | 0
[26 empty] | 0 | 0
[26 empty] | 0 | 0
[26 empty] | 0 | 0
[26 empty] | 0 | 0
[26 empty] | 0 | 0
[26 empty] | 0 | 0
[26 empty] | 0 | 0
[26 empty] | 0 | 0
[26 empty] | 0 | 0
[26 empty] | 0 | 0
[26 empty] | 0 | 0
[26 empty] | 0 | 0
[26 empty] | 0 | 0
[26 empty] | 0 | 0
[26 empty] | 0 | 0
[26 empty] | 0 | 0
[26 empty] | 0 | 0
[26 empty] | 0 | 0
[26 empty] | 0 | 0
[26 empty] | 0 | 0
[26 empty] | 0 | 0
[26 empty] | 0 | 0
[26 empty] | 0 | 0
[26 empty] | 0 | 0
[26 empty] | 0 | 0
[26 empty] | 0 | 0
[26 empty] | 0 | 0
[26 empty] | 0 | 0
[26 empty] | 0 | 0
[26 empty] | 0 | 0
[26 empty] | 0 | 0
[26 empty] | 0 | 0
[26 empty] | 0 | 0
[26 empty] | 0 | 0
[26 empty] | 0 | 0
[26 empty] | 0 | 0
[26 empty] | 0 | 0
[26 empty] | 0 | 0
[26 empty] | 0 | 0
[26 empty] | 0 | 0
[26 empty] | 0 | 0
[26 empty] | 0 | 0
[26 empty] | 0 | 0
[26 empty] | 0 | 0
[26 empty] | 0 | 0
[26 empty] | 0 | 0
[26 empty] | 0 | 0
[26 empty] | 0 | 0
[26 empty] | 0 | 0
[26 empty] | 0 | 0
[26 empty] | 0 | 0
[26 empty] | 0 | 0
[26 empty] | 0 | 0
[26 empty] | 0 | 0
[26 empty] | 0 | 0
[26 empty] | 0 | 0
[26 empty] | 0 | 0
[26 empty] | 0 | 0
[26 empty] | 0 | 0
[26 empty] | 0 | 0
[26 empty] | 0 | 0
[26 empty] | 0 | 0
[26 empty] | 0 | 0
[26 empty] | 0 | 0
[26 empty] | 0 | 0
[26 empty] | 0 | 0
[26 empty] | 0 | 0
[26 empty] | 0 | 0
[26 empty] | 0 | 0
[26 empty] | 0 | 0
[26 empty] | 0 | 0
[26 empty] | 0 | 0
[26 empty] | 0 | 0
[26 empty] | 0 | 0
[26 empty] | 0 | 0
[26 empty] | 0 | 0
[26 empty] | 0 | 0
[26 empty] | 0 | 0
[26 empty] | 0 | 0
[26 empty] | 0 | 0
[26 empty] | 0 | 0
[26 empty] | 0 | 0
[26 empty] | 0 | 0
[26 empty] | 0 | 0
[26 empty] | 0 | 0
[26 empty] | 0 | 0
[26 empty] | 0 | 0
[26 empty] | 0 | 0
[26 empty] | 0 | 0
[26 empty] | 0 | 0
[26 empty] | 0 | 0
[26 empty] | 0 | 0
[26 empty] | 0 | 0
[26 empty] | 0 | 0
[26 empty] | 0 | 0
[26 empty] | 0 | 0
[26 empty] | 0 | 0
[26 empty] | 0 | 0
[26 empty] | 0 | 0
[26 empty] | 0 | 0
[26 empty] | 0 | 0
[26 empty] | 0 | 0
[26 empty] | 0 | 0
[26 empty] | 0 | 0
[26 empty] | 0 | 0
[26 empty] | 0 | 0
[26 empty] | 0 | 0
[26 empty] | 0 | 0
[26 empty] | 0 | 0
[26 empty] | 0 | 0
[26 empty] | 0 | 0
[26 empty] | 0 | 0
[26 empty] | 0 | 0
[26 empty] | 0 | 0
[26 empty] | 0 | 0
[26 empty] | 0 | 0
[26 empty] | 0 | 0
[26 empty] | 0 | 0
[26 empty] | 0 | 0
[26 empty] | 0 | 0
[26 empty] | 0 | 0
[26 empty] | 0 | 0
[26 empty] | 0 | 0
[26 empty] | 0 | 0
[26 empty] | 0 | 0
[26 empty] | 0 | 0
[26 empty] | 0 | 0
[26 empty] | 0 | 0
[26 empty] | 0 | 0
[26 empty] | 0 | 0
[26 empty] | 0 | 0
[26 empty] | 0 | 0
[26 empty] | 0 | 0
[26 empty] | 0 | 0
[26 empty] | 0 | 0
[26 empty] | 0 | 0
[26 empty] | 0 | 0
[26 empty] | 0 | 0
[26 empty] | 0 | 0
[26 empty] | 0 | 0
[26 empty] | 0 | 0
[26 empty] | 0 | 0
[26 empty] | 0 | 0
[26 empty] | 0 | 0
[26 empty] | 0 | 0
[26 empty] | 0 | 0
[26 empty] | 0 | 0
[26 empty] | 0 | 0
[26 empty] | 0 | 0
[26 empty] | 0 | 0
[26 empty] | 0 | 0
[26 empty] | 0 | 0
[26 empty] | 0 | 0
[26 empty] | 0 | 0
[26 empty] | 0 | 0
[26 empty] | 0 | 0
[26 empty] | 0 | 0
[26 empty] | 0 | 0
[26 empty] | 0 | 0
[26 empty] | 0 | 0
[26 empty] | 0 | 0
[26 empty] | 0 | 0
[26 empty] | 0 | 0
[26 empty] | 0 | 0
[26 empty] | 0 | 0
[26 empty] | 0 | 0
[26 empty] | 0 | 0
[26 empty] | 0 | 0
[26 empty] | 0 | 0
[26 empty] | 0 | 0
[26 empty] | 0 | 0
[26 empty] | 0 | 0
[26 empty] | 0 | 0
[26 empty] | 0 | 0
[26 empty] | 0 | 0
[26 empty] | 0 | 0
[26 empty] | 0 | 0
[26 empty] | 0 | 0
[26 empty] | 0 | 0
[26 empty] | 0 | 0
[26 empty] | 0 | 0
[26 empty] | 0 | 0
[26 empty] | 0 | 0
[26 empty] | 0 | 0
[26 empty] | 0 | 0
[26 empty] | 0 | 0
[26 empty] | 0 | 0
[26 empty] | 0 | 0
[26 empty] | 0 | 0
[26 empty] | 0 | 0
[26 empty] | 0 | 0
[26 empty] | 0 | 0
[26 empty] | 0 | 0
[26 empty] | 0 | 0
[26 empty] | 0 | 0
[26 empty] | 0 | 0
[26 empty] | 0 | 0
[26 empty] | 0 | 0
[26 empty] | 0 | 0
[26 empty] | 0 | 0
[26 empty] | 0 | 0
[26 empty] | 0 | 0
[26 empty] | 0 | 0
[26 empty] | 0 | 0
[26 empty] | 0 | 0
[26 empty] | 0 | 0
[26 empty] | 0 | 0
[26 empty] | 0 | 0
[26 empty] | 0 | 0
[26 empty] | 0 | 0
[26 empty] | 0 | 0
[26 empty] | 0 | 0
[26 empty] | 0 | 0
[26 empty] | 0 | 0
[26 empty] | 0 | 0
[26 empty] | 0 | 0
[26 empty] | 0 | 0
[26 empty] | 0 | 0
[26 empty] | 0 | 0
[26 empty] | 0 | 0
[26 empty] | 0 | 0
[26 empty] | 0 | 0
[26 empty] | 0 | 0
[26 empty] | 0 | 0
[26 empty] | 0 | 0
[26 empty] | 0 | 0
[26 empty] | 0 | 0
[26 empty] | 0 | 0
[26 empty] | 0 | 0
[26 empty] | 0 | 0
[26 empty] | 0 | 0
[26 empty] | 0 | 0
[26 empty] | 0 | 0
[26 empty] | 0 | 0
[26 empty] | 0 | 0
[26 empty] | 0 | 0
[26 empty] | 0 | 0
[26 empty] | 0 | 0
[26 empty] | 0 | 0
[26 empty] | 0 | 0
[26 empty] | 0 | 0
[26 empty] | 0 | 0
[26 empty] | 0 | 0
[26 empty] | 0 | 0
[26 empty] | 0 | 0
[26 empty] | 0 | 0
[26 empty] | 0 | 0
[26 empty] | 0 | 0
[26 empty] | 0 | 0
[26 empty] | 0 | 0
[26 empty] | 0 | 0
[26 empty] | 0 | 0
[26 empty] | 0 | 0
[26 empty] | 0 | 0
[26 empty] | 0 | 0
[26 empty] | 0 | 0
[26 empty] | 0 | 0
[26 empty] | 0 | 0
[26 empty] | 0 | 0
[26 empty] | 0 | 0
[26 empty] | 0 | 0
[26 empty] | 0 | 0
[26 empty] | 0 | 0
[26 empty] | 0 | 0
[26 empty] | 0 | 0
[26 empty] | 0 | 0
[26 empty] | 0 | 0
[26 empty] | 0 | 0
[26 empty] | 0 | 0
[26 empty] | 0 | 0
[26 empty] | 0 | 0
[26 empty] | 0 | 0
[26 empty] | 0 | 0
[26 empty] | 0 | 0
[26 empty] | 0 | 0
[26 empty] | 0 | 0
[26 empty] | 0 | 0
[26 empty] | 0 | 0
[26 empty] | 0 | 0
[26 empty] | 0 | 0
[26 empty] | 0 | 0
[26 empty] | 0 | 0
[26 empty] | 0 | 0
[26 empty] | 0 | 0
[26 empty] | 0 | 0
[26 empty] | 0 | 0
[26 empty] | 0 | 0
[26 empty] | 0 | 0
[26 empty] | 0 | 0
[26 empty] | 0 | 0
[26 empty] | 0 | 0
[26 empty] | 0 | 0
[26 empty] | 0 | 0
[26 empty] | 0 | 0
[26 empty] | 0 | 0
[26 empty] | 0 | 0
[26 empty] | 0 | 0
[26 empty] | 0 | 0
[26 empty] | 0 | 0
[26 empty] | 0 | 0
[26 empty] | 0 | 0
[26 empty] | 0 | 0
[26 empty] | 0 | 0
[26 empty] | 0 | 0
[26 empty] | 0 | 0
[26 empty] | 0 | 0
[26 empty] | 0 | 0
[26 empty] | 0 | 0
[26 empty] | 0 | 0
[26 empty] | 0 | 0
[26 empty] | 0 | 0
[26 empty] | 0 | 0
[26 empty] | 0 | 0
[26 empty] | 0 | 0
[26 empty] | 0 | 0
[26 empty] | 0 | 0
[26 empty] | 0 | 0
[26 empty] | 0 | 0
[26 empty] | 0 | 0
[26 empty] | 0 | 0
[26 empty] | 0 | 0
[26 empty] | 0 | 0
[26 empty] | 0 | 0
[26 empty] | 0 | 0
[26 empty] | 0 | 0
[26 empty] | 0 | 0
[26 empty] | 0 | 0
[26 empty] | 0 | 0
[26 empty] | 0 | 0
[26 empty] | 0 | 0
[26 empty] | 0 | 0
[26 empty] | 0 | 0
[26 empty] | 0 | 0
[26 empty] | 0 | 0
[26 empty] | 0 | 0
[26 empty] | 0 | 0
[26 empty] | 0 | 0
[26 empty] | 0 | 0
[26 empty] | 0 | 0
[26 empty] | 0 | 0
[26 empty] | 0 | 0
[26 empty] | 0 | 0
[26 empty] | 0 | 0
[26 empty] | 0 | 0
[26 empty] | 0 | 0
[26 empty] | 0 | 0
[26 empty] | 0 | 0
[26 empty] | 0 | 0
[26 empty] | 0 | 0
[26 empty] | 0 | 0
[26 empty] | 0 | 0
[26 empty] | 0 | 0
[26 empty] | 0 | 0
[26 empty] | 0 | 0
[26 empty] | 0 | 0
[26 empty] | 0 | 0
[26 empty] | 0 | 0
[26 empty] | 0 | 0
[26 empty] | 0 | 0
[26 empty] | 0 | 0
[26 empty] | 0 | 0
[26 empty] | 0 | 0
[26 empty] | 0 | 0
[26 empty] | 0 | 0
[26 empty] | 0 | 0
[26 empty] | 0 | 0
[26 empty] | 0 | 0
[26 empty] | 0 | 0
[26 empty] | 0 | 0
[26 empty] | 0 | 0
[26 empty] | 0 | 0
[26 empty] | 0 | 0
[26 empty] | 0 | 0
[26 empty] | 0 | 0
[26 empty] | 0 | 0
[26 empty] | 0 | 0
[26 empty] | 0 | 0
[26 empty] | 0 | 0
[26 empty] | 0 | 0
[26 empty] | 0 | 0
[26 empty] | 0 | 0
[26 empty] | 0 | 0
[26 empty] | 0 | 0
[26 empty] | 0 | 0
[26 empty] | 0 | 0
[26 empty] | 0 | 0
[26 empty] | 0 | 0
[26 empty] | 0 | 0
[26 empty] | 0 | 0
[26 empty] | 0 | 0
[26 empty] | 0 | 0
[26 empty] | 0 | 0
[26 empty] | 0 | 0
[26 empty] | 0 | 0
[26 empty] | 0 | 0
[26 empty] | 0 | 0
[26 empty] | 0 | 0
[26 empty] | 0 | 0
[26 empty] | 0 | 0
[26 empty] | 0 | 0
[26 empty] | 0 | 0
[26 empty] | 0 | 0
[26 empty] | 0 | 0
[26 empty] | 0 | 0
[26 empty] | 0 | 0
[26 empty] | 0 | 0
[26 empty] | 0 | 0
[26 empty] | 0 | 0
[26 empty] | 0 | 0
[26 empty] | 0 | 0
[26 empty] | 0 | 0
[26 empty] | 0 | 0
[26 empty] | 0 | 0
[26 empty] | 0 | 0
[26 empty] | 0 | 0
[26 empty] | 0 | 0
[26 empty] | 0 | 0
[26 empty] | 0 | 0
[26 empty] | 0 | 0
[26 empty] | 0 | 0
[26 empty] | 0 | 0
[26 empty] | 0 | 0
[26 empty] | 0 | 0
[26 empty] | 0 | 0
[26 empty] | 0 | 0
[26 empty] | 0 | 0
[26 empty] | 0 | 0
[26 empty] | 0 | 0
[26 empty] | 0 | 0
[26 empty] | 0 | 0
[26 empty] | 0 | 0
[26 empty] | 0 | 0

## Zones
Houston | 1
North | 1
South | 1
West | -1
SET UP AREA, copy & paste values to cell B1
Source | North |  | N to H | N to W | N to S | W to N | S to N | W to S
Sink | West | Houston | -1 | 1 | -1 | -1 | 1 | -1
|  | North | 1 | 1 | 1 | -1 | -1 | -1
|  | South | -1 | 1 | -1 | -1 | 1 | -1
|  | West | 1 | -1 | 1 | 1 | -1 | 1
|  | Source | North | North | North | West | South | West
|  | Sink | Houston | West | South | North | North | South

## Tech
Number of Bus | Name of Bus | Tech Type
238 | BOSQUESW505 | CC
239 | BOSQUESW502 | GGT
244 | WHITNYDM01 | Hydro
245 | WHITNYDM02 | Hydro
247 | BOSQUESW501 | GGT
251 | BOSQUESW803 | CC
253 | BOSQUESW804 | CC
332 | RWMILLER01 | GST
333 | RWMILLER02 | GST
334 | RWMILLER03 | GST
335 | RWMILLER04 | GST
336 | RWMILLER05 | GST
344 | MRSSHPRD | Hydro
345 | MRSSHPRD01 | Hydro
366 | JNSNCNTY802 | Cogen
367 | JNSNCNTY802 | Cogen
503 | NTHTEXAS01 | GST
504 | NTHTEXAS02 | GST
505 | NTHTEXAS03 | GST
580 | JCKCNTY801 | CC
581 | JCKCNTY802 | CC
582 | JCKCNTY803 | CC
728 | WOLFRIDGE801 | Wind
837 | NEWMAN_G5 | GST
842 | OLINGER_G1 | GST
843 | OLINGER_G2 | GST
844 | OLINGER_G3 | GST
845 | OLINGER_G4 | GGT
923 | SPENCER_G4 | GST
924 | SPENCER_G5 | GST
948 | STEAM1 | GST
949 | STEAM2 | GST
950 | STEAM3 | GST
990 | GIBN_CREK_G1 | LIGCO
1002 | PBCTAGE_1G | GGT
1003 | PBCTBGE_2G | GGT
1004 | PBCTCGE_3G | GGT
1005 | PBCTDGE_4G | GGT
1006 | PBCTEGE_5G | GGT
1007 | PB5GEN_6G | GST
1008 | PB6GEN_7G | GST
1037 | MORGAN5G_5G | GST
1039 | MRGNAG_1G | GGT
1040 | MRGNBG_2G | GGT
1041 | MRGNCG_3G | GGT
1042 | MRGNDG_4G | GGT
1043 | MRGNEG_5G | GGT
1044 | MRGNFG_6G | GGT
1045 | CALENG1G_1G | Cogen
1046 | CALENG2G_2G | Cogen
1047 | CALENG3G_3G | Cogen
1049 | ROSCOEWI_5 | Wind
1057 | ROSCOEWI_5 | Wind
1058 | LONGSHORE_5 | Wind
1058 | LONGSHORE_5 | Wind
1060 | ROSCOEWI_5 | Wind
1061 | CIELOGEN_1G | Wind
1062 | CIELOGEN_2G | Wind
1068 | SCURRYCW_1G | Wind
1069 | KINDERMG_1G | Cogen
1070 | KINDERMG_2G | Cogen
1071 | KINDERMG_3G | Cogen
1072 | ROSCOEWI_5 | Wind
1073 | SCURRYCW_2G | Wind
1146 | NOTREES_1G | Wind
1170 | AIRLAMESA_1G | Wind
1301 | BULLCREK_8 | Wind
1302 | COYOTEWG_8 | Wind
1320 | BSP 1 | Cogen
1326 | STANTONW_8 | Wind
1327 | WILDHRSE_1G | Wind
1327 | WILDHRSE_1G | Wind
1328 | OCOTILLO_1G | Wind
1333 | MCDDONAL_8 | Wind
1343 | TRENTIPP_8 | Wind
1349 | WESTXWIN_1G | Wind
1350 | NWPWRG1_1G | Wind
1354 | AEPWIND_8 | Wind
1360 | GUNSIGHT_8 | Wind
1416 | SWETWATR_1G | CC
1417 | SWETWATR_2G | CC
1418 | SWETWATR_3G | CC
1419 | SWETWATR_4G | CC
1432 | GRHAMSES_2G | GST
1433 | GRHAMSES_1G | GST
1437 | MESQUITW_1G | Wind
1438 | MESQUITW_2G | Wind
1442 | COKFIELD_5 | Wind
1453 | WCPWRCO_1G | CC
1454 | WCPWRCO_2G | CC
1455 | WCPWRCO_3G | CC
1479 | WFCOGEN_1G | Cogen
1479 | WFCOGEN_1G | Cogen
1482 | WFCOGEN_2G | Cogen
1482 | WFCOGEN_2G | Cogen
1600 | BARTNWND_1G | Wind
1643 | SLSTR1PP_1G | Wind
1675 | PEC_1G | Cogen
1676 | PEC_2G | Cogen
1677 | PEC_3G | Cogen
1678 | LAMARPWR_1G | CC
1679 | LAMARPWR_2G | CC
1680 | LAMARPWR_3G | CC
1681 | LAMARPWR_4G | CC
1682 | LAMARPWR_5G | CC
1683 | LAMARPWR_6G | CC
1687 | VALLEY_1G | GST
1688 | VALLEY_2G | GSC
1689 | VALLEY_3G | GST
1701 | MOSES_1G | LIGCO
1702 | MOSES_2G | LIGCO
1703 | MOSES_3G | LIGCO
1861 | EAGLEMNT_1G | GST
1862 | EAGLEMNT_2G | GST
1863 | EAGLEMNT_3G | GST
1877 | WLFHOLW_1G | CC
1878 | WLFHOLW_2G | CC
1879 | WLFHOLW_3G | CC
1889 | DECRDOVA_1G | GSC
1892 | DECRDOVA_2G | GGT
1893 | DECRDOVA_3G | GGT
1894 | DECRDOVA_4G | GGT
1895 | DECRDOVA_5G | GGT
1898 | COMCHEPK_1G | Nuc
1899 | COMCHEPK_2G | Nuc
1937 | MDLTHELP_5G | CC
1938 | MDLTHELP_6G | CC
1941 | MDLTHELP_1G | CC
1942 | MDLTHELP_2G | CC
1943 | MDLTHELP_3G | CC
1944 | MDLTHELP_4G | CC
1947 | HANDLEY_3G | GST
1948 | HANDLEY_4G | GST
1949 | HANDLEY_5G | GST
2371 | COLLIN_1G | GST
2381 | NTHLK1_G | GST
2382 | NTHLK2_G | GST
2383 | NTHLK3_G | GST
2413 | MTCK6_G | GST
2414 | MTCK7_G | GST
2417 | MTCK8_G | GSC
2451 | LKHB1_G | GST
2452 | LKHB2_G | GST
3097 | MARTLAKE_1G | LIGCO
3098 | MARTLAKE_2G | LIGCO
3099 | MARTLAKE_3G | LIGCO
3107 | STRYKER_1G | GST
3108 | STRYKER_2G | GST
3126 | TRINIDAD_6G | GST
3309 | ASPN_G | Bio
3348 | CHAMPION_1G | Cogen
3381 | BBRN_1G | LIGCO
3382 | BBRN_2G | LIGCO
3403 | THOUSE_1G | GSC
3404 | THOUSE_2G | GSC
3416 | LAKE_CRK1_G | GST
3417 | LAKE_CRK2_G | GST
3432 | SANDOW_4G | LIGCO
5026 | BRAUNIG_VHB1 | GST
5027 | BRAUNIG_VHB2 | GST
5028 | BRAUNIG_VHB3 | GST
5111 | CALAVER_JTD1 | LIGCO
5112 | CALAVER_JTD2 | LIGCO
5264 | LEON_LCP3G3 | GST
5265 | LEON_LCP4G4 | GST
5266 | LEON_LCPCT1 | GGT
5267 | LEON_LCPCT2 | GGT
5268 | LEON_LCPCT3 | GGT
5269 | LEON_LCPCT4 | GGT
5396 | CALAVER_OWS1 | GST
5397 | CALAVER_OWS2 | GST
5401 | CALAVER_JKS1 | LIGCO
5436 | TUTTL_WBT1G1 | GST
5438 | TUTTL_WBT3G3 | GST
5439 | TUTTL_WBT4G4 | GST
5476 | BRA_AVR1_CT1 | CC
5477 | BRA_AVR1_ST | CC
5478 | BRA_AVR1_CT2 | CC
5503 | RAYBURNGEN3 | GST
5505 | RAYBURNGEN1 | GGT
5506 | RAYBURNGEN2 | GGT
5508 | RAYBURNCC9 | CC
5509 | RAYBURNCC10 | CC
5511 | RAYBURNCC7 | CC
5512 | RAYBURNCC8 | CC
5728 | FALCONHYDRO2 | Hydro
5729 | FALCONHYDRO3 | Hydro
5890 | PEARSALLGEN1 | GST
5891 | PEARSALLGEN2 | GST
5892 | PEARSALLGEN3 | GST
5903 | SANMIGUELGEN | LIGCO
5911 | STP_GN1___1 | Nuc
5912 | STP_GN2___2 | Nuc
5920 | WELSHDC1 | DCTie
5925 | DCEAST | DCTie
5932 | SI_RAY9 | CC
5933 | SI_RAY6 | GST
5934 | SI_RAY5 | GST
5935 | SI_RAY10 | CC
6016 | SWMESA | Wind
6096 | NORTHDC7 | DCTie
6100 | OKLA7A | DCTie
6144 | MCADOO1A | Wind
6407 | TURKTRAK1A | Wind
6637 | SNYDERW1A | Wind
6752 | OKLA0A | LIGCO
6948 | DENISNDM | Hydro
6948 | DENISNDM | Hydro
7000 | L_FERGUS1_1Y | GSC
7004 | L_SIMGID1_1Y | GST
7005 | L_SIMGID1_2Y | GST
7006 | L_SIMGID1_3Y | GST
7007 | L_LOSTPI1_1Y | CC
7008 | L_LOSTPI1_2Y | CC
7009 | L_LOSTPI1_3Y | CC
7010 | L_FPPYD11_1Y | LIGCO
7011 | L_FPPYD11_2Y | LIGCO
7012 | L_FPPYD21_3Y | LIGCO
7014 | L_HAYSEN1_1Y | CC
7015 | L_HAYSEN1_2Y | CC
7016 | L_HAYSEN1_3Y | CC
7017 | L_HAYSEN1_4Y | CC
7020 | L_AUSTPL1_1Y | Hydro
7020 | L_AUSTPL1_1Y | Hydro
7022 | L_BUCHAN1_1Y | Hydro
7023 | L_BUCHAN1_2Y | Hydro
7024 | L_BUCHAN1_3Y | Hydro
7026 | L_INKSDA1_1Y | Hydro
7028 | L_MARBFA1_1Y | Hydro
7029 | L_MARBFA1_2Y | Hydro
7031 | L_MARSFO1G1Y | Hydro
7032 | L_MARSFO1G2Y | Hydro
7033 | L_MARSFO1G3Y | Hydro
7035 | L_WIRTZ_1G1Y | Hydro
7036 | L_WIRTZ_1G2Y | Hydro
7038 | L_DELAWA1_1Y | Wind
7038 | L_DELAWA1_1Y | Wind
7303 | L_WPPGS12_1Y | GGT
7303 | L_WPPGS12_1Y | GGT
7305 | L_WPPGS34_1Y | GGT
7305 | L_WPPGS34_1Y | GGT
7487 | L_CANYHY8_1Y | Hydro
7605 | L_MCQUEE9_1Y | Hydro
7605 | L_MCQUEE9_1Y | Hydro
7605 | L_MCQUEE9_1Y | Hydro
7609 | L_SCHUMA8_1Y | Hydro
7624 | L_LAKEWO9_1Y | Hydro
7624 | L_LAKEWO9_1Y | Hydro
7800 | L_GUADGE1_1Y | CC
7801 | L_GUADGE1_2Y | CC
7802 | L_GUADGE1_3Y | CC
7803 | L_GUADGE1_4Y | CC
7804 | L_GUADGE1_5Y | CC
7805 | L_GUADGE1_6Y | CC
7807 | L_BASTEN1_1Y | CC
7808 | L_BASTEN1_2Y | CC
7809 | L_BASTEN1_3Y | CC
7810 | L_RIONOG1G1Y | CC
7811 | L_RIONOG1G2Y | CC
7812 | L_RIONOG1G3Y | CC
7813 | L_RIONOG1S1Y | CC
8032 | AMISTADHYD1 | Hydro
8033 | AMISTADHYD2 | Hydro
8048 | FALCONHYDRO1 | Hydro
8066 | DUP1V#1 | Cogen
8134 | FOR #1 | Cogen
8138 | FOR #2 | Cogen
8139 | JOS #1 | GST
8147 | UCAR #2 | Cogen
8148 | UCAR #1 | Cogen
8153 | FOR #3 | Cogen
8154 | FOR #4 | Cogen
8155 | FOR #5 | Cogen
8156 | FOR #6 | Cogen
8157 | FOR #7 | Cogen
8161 | COLETO0A | LIGCO
8173 | VICEC51A | CC
8174 | VICEC61A | CC
8189 | CUECPL2A | Cogen
8262 | ELPS | Hydro
8285 | LAR #1 | GST
8287 | LAR #2 | GST
8288 | LAR #3 | GST
8388 | BATES0A | GST
8393 | BATES0B | GST
8437 | NUECES_B0C | GST
8438 | NUECES_B0B | GST
8442 | NBEC7 | GST
8442 | NBEC7 | GST
8456 | COSW#1 | Cogen
8457 | COSW#2 | Cogen
8459 | B_DAVIS0B | GSC
8460 | B_DAVIS0A | GSC
8461 | KOCH_UP0A | Cogen
8506 | VAL #1 | Cogen
8507 | VAL #2 | Cogen
8511 | OXY_CC0A | Cogen
8517 | CELANEBI0A | Cogen
8560 | CNOPGT1 | Cogen
8561 | CNOPGT2 | Cogen
8562 | CNOPST1 | Cogen
8926 | LGE_GT10A | Cogen
8927 | LGE_GT20A | Cogen
8928 | LGE_STG0A | Cogen
8930 | ICPGN10A | Cogen
8931 | ICPGN20A | Cogen
8932 | ICPGN30A | Cogen
8933 | FGNTS001 | CC
8934 | FGNTS101 | CC
8935 | FGNTS201 | CC
8936 | MVGN#1 | CC
8937 | MVGN#2 | CC
8938 | MVGN#3 | CC
8981 | HECN1 | CC
8982 | HECN2 | CC
8983 | HECN3 | CC
9000 | DECKR_G1 | GST
9001 | DECKR_G2 | GST
9002 | DECKR_G3 | GGT
9003 | DECKR_G4 | GGT
9004 | DECKR_G5 | GGT
9005 | DECKR_G6 | GGT
9016 | SANDH_G1 | GGT
9017 | SANDH_G2 | GGT
9018 | SANDH_G3 | GGT
9019 | SANDH_G4 | GGT
9020 | SANDHG5A | CC
9021 | SANDHG5C | CC
11001 | NAV1CT | CC
11009 | NAV2CT | CC
11011 | NAV3ST | CC
11012 | NAV4CT | CC
11013 | NAV5CT | CC
11014 | NAV6ST | CC
11020 | TIEHVSG_1G | CC
11021 | TIEHVCG_1G | CC
11022 | TIEHVCG_2G | CC
11023 | TIEHVCG_3G | CC
11024 | TIEHVCG_4G | CC
11025 | TIEHVSG_2G | CC
11056 | ROSCOE_1G | Wind
11057 | CHAMPION_1G | Wind
11058 | PYRON_1G | Wind
11059 | INADALE_1G | Wind
11065 | ELBOWCK_1G | Wind
11147 | NOTREES_1G | Wind
11309 | BULLCREK_2G | Wind
11310 | BULLCREK_1G | Wind
11320 | COYOTE_1G | Wind
11691 | KMICHICT1_G | CC
11692 | KMICHICT2_G | CC
11693 | KMICHIST3_G | CC
11694 | KMICHICT4_G | CC
11695 | KMICHICT5_G | CC
11696 | KMICHIST6_G | CC
12322 | ENNSTRAC_1G | CC
12323 | ENNSTRAC_2G | CC
12411 | FPLEFR1A_G | CC
12412 | FPLEFR1B_G | CC
12413 | FPLEFR1C_G | CC
12414 | FPLEFR1S_G | CC
12421 | FPLEFR2A_G | CC
12422 | FPLEFR2B_G | CC
12423 | FPLEFR2C_G | CC
12424 | FPLEFR2S_G | CC
12440 | PARKD_1SVC8 | GST
12449 | PARKD_2SVC8 | GST
13116 | TGATEWAY_1G | CC
13117 | TGATEWAY_2G | CC
13118 | TGATEWAY_3G | CC
13119 | TGATEWAY_4G | CC
13131 | CALFREST_1G | CC
13132 | CALFREST_2G | CC
13133 | CALFREST_3G | CC
13134 | CALFREST_4G | CC
13135 | CALFREST_5G | CC
13136 | CALFREST_6G | CC
13432 | SANDOW_5G | LIGCO
32798 | BRYN_TAMUGEN | GST
32883 | BRYN_DNSBY3 | GST
32884 | BRYN_DNSBY13 | GST
32886 | BRYN_ATKINS3 | GST
32887 | BRYN_ATKINS6 | GST
32888 | BRYN_ATKINS7 | GGT
32890 | BRYN_ATKINS4 | GST
32891 | BRYN_ATKINS5 | GST
32892 | BRYN_DNSBY14 | GST
36998 | RDCNYNG1 | Wind
38332 | TNWDWRDU2_8 | Wind
38437 | TNSRBNMESA9 | Wind
38580 | TNBP_CGN1_8 | Cogen
38590 | TNBP_CGN2_8 | Cogen
38600 | TNBP_CGN3_8 | Cogen
38611 | TNBPAMCG1_8 | Cogen
38612 | TNBPAMCG2_8 | Cogen
38613 | TNBPAMCG3_8 | Cogen
38614 | TNBPAMCG4_8 | Cogen
38615 | TNBPAMCG5_8 | Cogen
38690 | TNBP_CGN4_8 | Cogen
38711 | TNTXCTY1CG8 | Cogen
38712 | TNTXCTY2CG8 | Cogen
38713 | TNTXCTY3CG8 | Cogen
38714 | TNTXCTY4CG8 | Cogen
39190 | TNSLCGN1__8 | Cogen
39470 | TNDOWCGNSG8 | Cogen
39480 | TNDOWCGNGG8 | Cogen
39760 | TNSCLP1___8 | Cogen
39770 | TNSCLP2___8 | Cogen
39775 | TNSCLP4___8 | Cogen
39790 | TNSCLP3___8 | Cogen
39960 | TNTNPONE_18 | LIGCO
39970 | TNTNPONE_28 | LIGCO
48500 | APD_GT1_8005 | Cogen
48510 | AK_GT1__8040 | Cogen
48511 | LPE_GT1_8070 | GGT
48512 | LPE_GT2_8075 | GGT
48513 | LPE_GT3_8080 | GGT
48514 | LPE_GT4_8085 | GGT
48520 | BSF_GT1_8070 | Cogen
48520 | BSF_GT1_8070 | Cogen
48521 | BVE_GT1_GT1 | CC
48522 | BVE_GT2_5035 | CC
48523 | BVE_ST1_GN1 | CC
48531 | BYU_GT1_8075 | Cogen
48532 | BYU_GT2_8055 | Cogen
48533 | BYU_GT3_8060 | Cogen
48534 | BYU_GT4_8065 | Cogen
48551 | CAL_GT1_8045 | Cogen
48552 | CAL_ST1_8000 | Cogen
48561 | CTL_GT2_8130 | Cogen
48562 | CTL_GT3_8135 | Cogen
48563 | CTL_GT4_8140 | Cogen
48564 | CTL_GN1_8145 | Cogen
48565 | CTL_GN2_8155 | Cogen
48581 | CBY_GN1_1 | GSC
48582 | CBY_GN2_2 | GSC
48583 | CBY_GT4_1 | GSC
48584 | CBY_GT4_2 | CC
48585 | CBY_ST4_1 | CC
48591 | CHE_GT2_5030 | Cogen
48593 | CHE_GT1_8015 | Cogen
48594 | CHE_GN4_8025 | Cogen
48595 | BTE_GT2_8075 | CC
48596 | BTE_GT3_8045 | CC
48597 | BTE_GT4_8055 | CC
48598 | BTE_ST1_8070 | CC
48611 | DIB_GT1_8080 | Cogen
48612 | DIB_GT2_8075 | Cogen
48613 | DIB_ST1_8085 | Cogen
48614 | DIB_GT3_8090 | Cogen
48641 | DPEC_GT15040 | CC
48642 | DPEC_GT25025 | CC
48643 | DPEC_GT35010 | CC
48644 | DPEC_GT45070 | CC
48645 | DPEC_ST55065 | CC
48651 | EP_1_2 | Cogen
48651 | EP_1_2 | Cogen
48671 | FTR_GT1_5105 | CC
48672 | FTR_GT2_5110 | CC
48673 | FTR_GT3_5085 | CC
48674 | FTR_CN4_5095 | CC
48690 | GBY_GN5_5 | GSC
48691 | GBY_73741085 | GGT
48691 | GBY_73741085 | GGT
48692 | GBY_81821075 | GGT
48692 | GBY_81821075 | GGT
48693 | GBY_83841065 | GGT
48693 | GBY_83841065 | GGT
48721 | LEG_1___1 | LIGCO
48722 | LEG_2___2 | LIGCO
48730 | MNS_GT | Cogen
48731 | CBE_GT1 | CC
48732 | CBE_GT2 | CC
48733 | CBE_ST12 | CC
48734 | CBE_GT3 | CC
48735 | CBE_GT4 | CC
48736 | CBE_ST34 | CC
48740 | PSG_GN2_8050 | Cogen
48741 | PSG_GT2_8040 | Cogen
48742 | PSG_GT3_8060 | Cogen
48761 | PR_GT1__9040 | Cogen
48772 | PHR_GN2_2 | GSC
48791 | PSA_GT1_8160 | Cogen
48792 | PSA_GT2_8155 | Cogen
48793 | PSA_GT3_8150 | Cogen
48794 | PSA_GT4_8145 | Cogen
48795 | PSA_GT5_8140 | Cogen
48796 | PSA_GN1_8165 | Cogen
48797 | PSA_GT6_8135 | Cogen
48811 | CVC_GT3_5045 | Cogen
48812 | CVC_GT2_5020 | Cogen
48813 | CVC_GT1_5035 | Cogen
48814 | CVC_ST5_5040 | Cogen
48815 | CVC_GT4_8005 | Cogen
48820 | SHELLG1_3015 | Cogen
48821 | SHELLG2 | Cogen
48822 | SHELLG3_3020 | Cogen
48822 | SHELLG3_3020 | Cogen
48841 | SJS_GT1_GT1 | Cogen
48842 | SJS_GT2_GT2 | Cogen
48845 | SOL_GT1 | Solar
48851 | SRB_GN1_1 | GST
48852 | SRB_GN2_2 | GST
48853 | SRB_GN3_3 | GST
48854 | SRB_GN4_4 | GST
48855 | SRB_GT211035 | GGT
48855 | SRB_GT211035 | GGT
48873 | THW_ST3_ST_3 | CC
48874 | THW_ST4_ST_4 | CC
48875 | THW_3132 | CC
48875 | THW_3132 | CC
48877 | THW_3334 | CC
48877 | THW_3334 | CC
48879 | THW_4142 | CC
48879 | THW_4142 | CC
48881 | THW_4344 | CC
48881 | THW_4344 | CC
48883 | THW_GT1_GT_1 | GGT
48885 | THW_5152 | GGT
48885 | THW_5152 | GGT
48886 | THW_5354 | GGT
48886 | THW_5354 | GGT
48887 | THW_5556 | GGT
48887 | THW_5556 | GGT
48911 | TGF_GT1_8000 | Cogen
48921 | WAP_GN1_1 | GST
48922 | WAP_GN2_2 | GST
48923 | WAP_GN3_3 | GST
48924 | WAP_GN4_4 | GSC
48925 | WAP_GN5_5 | LIGCO
48926 | WAP_GN6_6 | LIGCO
48927 | WAP_GN7_7 | LIGCO
48928 | WAP_GN8_8 | LIGCO
48929 | WAPGT21_GT1 | GGT
48940 | WARVUE_GT1 | Cogen
49803 | EXN_15GT | Cogen
49804 | EXN_16GT | Cogen
49805 | EXN_17GT | Cogen
49826 | EXN938GT | Cogen
49828 | EXN941GT | Cogen
49829 | EXN942GT | Cogen
49830 | EXN943GT | Cogen
49831 | EXN944GT | Cogen
49832 | EXN945GT | Cogen
49837 | EXN_GT | Cogen
49838 | EXN_14GT | Cogen
49851 | DOW17000 | Cogen
49858 | DOW38100 | Cogen
49859 | DOW38200 | Cogen
49860 | DOW38300 | Cogen
49862 | DOW39100 | Cogen
49863 | DOW39200 | Cogen
49865 | DOW41000 | Cogen
49866 | DOW42000 | Cogen
49869 | DOW49000 | Cogen
49870 | DOW61000 | Cogen
49871 | DOW62000 | Cogen
49872 | DOW63000 | Cogen
49873 | DOW64000 | Cogen
49876 | DOW65000 | Cogen
49877 | DOW66000 | Cogen
49878 | DOW67000 | Cogen
49882 | DOW81000 | Cogen
49884 | DOW82000 | Cogen
49885 | DOW83000 | Cogen
49886 | DOW84000 | Cogen
58909 | PEARSALLSCG1 | Diesel
58909 | PEARSALLSCG1 | Diesel
58909 | PEARSALLSCG1 | Diesel
58909 | PEARSALLSCG1 | Diesel
58909 | PEARSALLSCG1 | Diesel
58909 | PEARSALLSCG1 | Diesel
58919 | PEARSALLSCG2 | Diesel
58919 | PEARSALLSCG2 | Diesel
58919 | PEARSALLSCG2 | Diesel
58919 | PEARSALLSCG2 | Diesel
58919 | PEARSALLSCG2 | Diesel
58919 | PEARSALLSCG2 | Diesel
58929 | PEARSALLSCG3 | Diesel
58929 | PEARSALLSCG3 | Diesel
58929 | PEARSALLSCG3 | Diesel
58929 | PEARSALLSCG3 | Diesel
58929 | PEARSALLSCG3 | Diesel
58929 | PEARSALLSCG3 | Diesel
58949 | PEARSALLSCG4 | Diesel
58949 | PEARSALLSCG4 | Diesel
58949 | PEARSALLSCG4 | Diesel
58949 | PEARSALLSCG4 | Diesel
58949 | PEARSALLSCG4 | Diesel
58949 | PEARSALLSCG4 | Diesel
60000 | DSKY2 | Wind
60003 | KING_NE1A | Wind
60005 | KING_SE1A | Wind
60007 | KING_SW1A | Wind
60016 | WOODWRD11A | Wind
60017 | ORNNWP1 | Wind
60018 | DSKY1 | Wind
60019 | KING_NW1A | Wind
60052 | WILDHRS11A | Wind
60053 | WILDHRS21A | Wind
60057 | CALLAHAN1A | Wind
60058 | BUFF_GAP1A | Wind
60060 | CIRELLO | Wind
60063 | BUFF_GAP1B | Wind
60066 | H_HOLLOW1A | Wind
60068 | HHOLLOW21A | Wind
60070 | HHOLLOW31A | Wind
60072 | HHOLLOW41A | Wind
60081 | WHRLWIND1A | Wind
60201 | RIO DRCS | AVR
60202 | FRNDDRCS | AVR
71051 | L_BITTCR1_1N | Wind
71054 | L_SWEETW1_1N | Wind
71057 | L_SWEETW1_2N | Wind
71059 | L_SWEETW1_3N | Wind
71060 | L_SWEETW1_4N | Wind
71061 | L_SWEETW1_5N | Wind
76031 | L_GASCCR1_1N | Wind
76091 | L_DIVIDE1_1N | Wind
76095 | L_CAPRSI1_1N | Wind
76096 | L_CAPRSI1_2N | Wind
76097 | L_CAPRGE1_1N | Wind
80003 | MILHWYS | AVR
80010 | EPLVT1 | DCTie
80012 | LAR | DCTie
80051 | FOR #8 | Cogen
80052 | FOR #9 | Cogen
80053 | FOR #10 | Cogen
80080 | GWINDT11A | Wind
80080 | GWINDT11A | Wind
80080 | GWINDT11A | Wind
80080 | GWINDT11A | Wind
80081 | GWINDT21A | Wind
80081 | GWINDT21A | Wind
80081 | GWINDT21A | Wind
80081 | GWINDT21A | Wind
80137 | CSDR89 | DCTie
80137 | CSDR89 | DCTie
80138 | CSDR7 | DCTie
80139 | CSDR56 | DCTie
80139 | CSDR56 | DCTie
80140 | CSDR11 | DCTie
80180 | PNSCALT11A | Wind
80180 | PNSCALT11A | Wind
80181 | PNSCALT21A | Wind
80181 | PNSCALT21A | Wind
80223 | REYSHR G | Cogen
80224 | VISTRONG1 | Cogen
80225 | VISTRONG2 | Cogen
80226 | ALCOA G | Cogen
80227 | AIRCO G | Cogen
80263 | B_DAVIS31A | CC
80264 | B_DAVIS41A | CC
80265 | LARECU40A | GGT
80266 | LARECU50A | GGT
86104 | CID-138 | DCTie
86105 | CID-230 | DCTie
86106 | CUF-230 | DCTie
86107 | CUF-138 | DCTie
88198 | BEEVILLE | AVR
88253 | HAMILTON | BLT
88299 | ZAPATA | BLT
88508 | FALFURRI | AVR