## Set up
Step 1 | Go to the Zones worksheet in this workbook. Make sure that the source and sink zones are set correctly and the "1"s and "-1"s are correct |  | Summary of Key Data points | Value
File Description:
Step 2 | Open Dennis' file that needs to have the data transferred, same file that is listed in cell K27 |  | Number of units | 0
|  |  | Dec PTDF cutoff point | 0
Step 3 | Copy columns J:X from an old Dennis' Sheet to the new sheet (if first round of a new alaysis) |  | Dec PTDF cutoff unit | Name of Bus
|  |  | Dec 10% unit | Name of Bus
Step 4 | Mark the contingencies and monitored element set by a "y" in column K of Dennis' sheet, if there are a match on the filename use something to make unique |  | Dec max cumltv zone impact - cumltv zone share | 0
|  |  | Dec max cumltv zone impact - cumltv zone share pt | 0
Step 5 | Enter Dennis' file name into cell K27 |  | Dec max cumltv zone impact - cumltv zone share unit | 0
|  |  | North Zonal weighted AWGSF | 0.0036259
Step 6 | click the step one button |  | West Zonal weighted AWGSF | -0.031057
|  |  | Inc PTDF cutoff point | 0
Step 7 | Enter the line ratings in Dennis' workbook, the Input worksheet, in the cells |  | Inc PTDF cutoff unit | Name of Bus
| X6:X30, or to the end of the selected list. |  | Inc 10% unit | Name of Bus
|  |  | Inc max cumltv zone impact - cumltv zone share | 0
Step 8 | Check to see that the number of generators in Dennis' file matches the length |  | Inc max cumltv zone impact - cumltv zone share pt | 0
| of the formulas in columns L:V (Distributed Slack - Dec) have been copied through to the apporpriate number of rows |  | Inc max cumltv zone impact - cumltv zone share unit | 0
| If Dennis' sheet data is less than this file then clear any old unit data in columns A:K of this workbook to match the correct leng |  | North Zonal weighted AWGSF | 0.0036259
| It is only necessary to match the Distributed Slack - Dec worksheet. |  | West Zonal weighted AWGSF | -0.031057
|  |  | Min of zone correlation | #N/A
Step 9 | Click the step 2 button |  | Bounary gen in West Zone | 0
| The last file saved will still be open, yopu will need to close this file. |  | Bounary gen in soucre zone as % of line | 0%
| This sheet willno longer be open. |  | Bounary gen in North Zone | 0
|  |  | Bounary gen in soucre zone as % of line | 0
|  |  | OL element line rating | 155
|  |  | North Zonal weighted AWGSF | 0.0036618
|  | SN_043009automation.xls | West Zonal weighted AWGSF | -0.031021
Copy Dennis' data step 1
Copy Dennis' Data Step 2

## Distributed Slack - Dec
Number of Bus | Name of Bus | ID | Area Name of Gen | AGC | P Sensitivity of Bus | Gen MW | Min MW | Max MW | V Sensitivity of Bus | Set Volt | Tech Type | Zone Impact | Zone Correlation | Inc Max | Dec Max | Souce S.F. Weighting | Souce Capacity | Sink S.F. Weighting | Sink Capacity | PTDF Calc | PTDF Weighting | Cumulative Concentrated Capacity | Cumulative Concentrated Impact
1433 | GRHAMSES_1G | 1 | North | YES | 0.066335 | 242 | 60 | 242 | 0 | 1.038 | GST | 1 | 0.097392 | 242 | 242 | 16.0531 | 242 |  |  | 0.097392 | 23.5688 | 242 | 23.5688
1600 | BARTNWND_1G | 1 | North | YES | 0.039213 | 12 | 0 | 120 | 0 | 1.022 | Wind | 1 | 0.07027 | 0 | 120 | 4.7056 | 120 |  |  | 0.07027 | 8.4324 | 362 | 32.0012
344 | MRSSHPRD | 1 | North | YES | 0.020553 | 12 | 0 | 12 |  | 1.03 | Hydro | 1 | 0.05161 | 0 | 0 | 0 | 0 |  |  | 0.05161 | 0
345 | MRSSHPRD01 | 2 | North | YES | 0.020553 | 12 | 0 | 12 |  | 1.03 | Hydro | 1 | 0.05161 | 0 | 0 | 0 | 0 |  |  | 0.05161 | 0 |  |  | Weighted Shift Factors
503 | NTHTEXAS01 | 1 | North | YES | 0.012919 | 0 | 5 | 18 |  | 1.015 | GST | 1 | 0.043976 | 18 | 18 | 0.23254 | 18 |  |  | 0.043976 | 0.79157 |  |  | North | 0.0036259
504 | NTHTEXAS02 | 2 | North | YES | 0.012919 | 14.4 | 5 | 18 |  | 1.015 | GST | 1 | 0.043976 | 18 | 18 | 0.23254 | 18 |  |  | 0.043976 | 0.79157 |  |  | West | -0.031057
505 | NTHTEXAS03 | 3 | North | YES | 0.012919 | 30.4 | 15 | 38 |  | 1.015 | GST | 1 | 0.043976 | 38 | 38 | 0.49092 | 38 |  |  | 0.043976 | 1.6711 |  |  |  | 0.034683
1479 | WFCOGEN_1G | 1 | North | YES | 0.010559 | 16 | 12 | 20 | 0 | 1 | Cogen | 1 | 0.041616 | 0 | 0 | 0 | 0 |  |  | 0.041616 | 0
1479 | WFCOGEN_1G | 2 | North | YES | 0.010559 | 16 | 12 | 20 | 0 | 1 | Cogen | 1 | 0.041616 | 0 | 0 | 0 | 0 |  |  | 0.041616 | 0 |  |  | Line Cap | 155
1482 | WFCOGEN_2G | 1 | North | YES | 0.010559 | 16 | 12 | 20 | 0 | 1 | Cogen | 1 | 0.041616 | 0 | 0 | 0 | 0 |  |  | 0.041616 | 0 |  |  | Conc Gen | 362
1482 | WFCOGEN_2G | 2 | North | YES | 0.010559 | 13.6 | 12 | 17 | 0 | 1 | Cogen | 1 | 0.041616 | 0 | 0 | 0 | 0 |  |  | 0.041616 | 0 |  |  | Weighted Imp. | 32.0012
580 | JCKCNTY801 | 1 | North | YES | 0.009547 | 288 | 0 | 288 | 0 | 1.022 | CC | 1 | 0.040604 | 288 | 288 | 2.7495 | 288 |  |  | 0.040604 | 11.6939 |  |  | PTDF | 0.088401
581 | JCKCNTY802 | 2 | North | YES | 0.009547 | 147 | 0 | 147 | 0 | 1.022 | CC | 1 | 0.040604 | 147 | 147 | 1.4034 | 147 |  |  | 0.040604 | 5.9688
582 | JCKCNTY803 | 3 | North | YES | 0.009547 | 147 | 0 | 147 | 0 | 1.022 | CC | 1 | 0.040604 | 147 | 147 | 1.4034 | 147 |  |  | 0.040604 | 5.9688 |  |  | Concentration | 2.5488
728 | WOLFRIDGE801 | 1 | North | YES | 0.00682 | 11.2 | 0 | 112.5 | 0 | 0.99 | Wind | 1 | 0.037877 | 0 | 112.5 | 0.76725 | 112.5 |  |  | 0.037877 | 4.2612
332 | RWMILLER01 | 1 | North | YES | 0.006175 | 58.4 | 18.5 | 73 | 0 | 1.04 | GST | 1 | 0.037232 | 73 | 73 | 0.45077 | 73 |  |  | 0.037232 | 2.7179 |  |  |  | Fail
333 | RWMILLER02 | 2 | North | YES | 0.006175 | 95.2 | 37 | 119 | 0 | 1.04 | GST | 1 | 0.037232 | 119 | 119 | 0.73482 | 119 |  |  | 0.037232 | 4.4306
334 | RWMILLER03 | 3 | North | YES | 0.006175 | 166.4 | 65 | 208 | 0 | 1.04 | GST | 1 | 0.037232 | 208 | 208 | 1.2844 | 208 |  |  | 0.037232 | 7.7442
335 | RWMILLER04 | 4 | North | YES | 0.006175 | 81.6 | 0 | 102 | 0 | 1.04 | GST | 1 | 0.037232 | 102 | 102 | 0.62985 | 102 |  |  | 0.037232 | 3.7977
336 | RWMILLER05 | 5 | North | YES | 0.006175 | 80.8 | 0 | 101 | 0 | 1.04 | GST | 1 | 0.037232 | 101 | 101 | 0.62367 | 101 |  |  | 0.037232 | 3.7604
1861 | EAGLEMNT_1G | MB | North | YES | 0.004879 | 0 | 30 | 112 |  | 1.022 | GST | 1 | 0.035936 | 0 | 0 | 0 | 0 |  |  | 0.035936 | 0
1862 | EAGLEMNT_2G | MB | North | YES | 0.004879 | 0 | 40 | 100 |  | 1.022 | GST | 1 | 0.035936 | 0 | 0 | 0 | 0 |  |  | 0.035936 | 0
1863 | EAGLEMNT_3G | MB | North | YES | 0.004879 | 0 | 50 | 378 |  | 1.022 | GST | 1 | 0.035936 | 0 | 0 | 0 | 0 |  |  | 0.035936 | 0
923 | SPENCER_G4 | 1 | North | YES | 0.004101 | 48 | 20 | 61 | 0 | 1.03 | GST | 1 | 0.035158 | 61 | 61 | 0.25016 | 61 |  |  | 0.035158 | 2.1446
924 | SPENCER_G5 | 1 | North | YES | 0.004101 | 52 | 20 | 66 | 0 | 1.03 | GST | 1 | 0.035158 | 66 | 66 | 0.27067 | 66 |  |  | 0.035158 | 2.3204
1945 | HANDLEY_1G | MB | North | YES | 0.003836 | 0 | 25 | 36 |  | 0.986 | #N/A | 1 | 0.034893 | 36 | 36 | 0.1381 | 36 |  |  | 0.034893 | 1.2561
1946 | HANDLEY_2G | MB | North | YES | 0.003836 | 0 | 30 | 68 |  | 0.986 | #N/A | 1 | 0.034893 | 68 | 68 | 0.26085 | 68 |  |  | 0.034893 | 2.3727
6948 | DENISNDM | 2 | North | YES | 0.003777 | 31 | 5 | 40 | 0 | 1.015 | Hydro | 1 | 0.034834 | 0 | 0 | 0 | 0 |  |  | 0.034834 | 0
6948 | DENISNDM | 1 | North | YES | 0.003777 | 40 | 5 | 40 | 0 | 1.015 | Hydro | 1 | 0.034834 | 0 | 0 | 0 | 0 |  |  | 0.034834 | 0
1947 | HANDLEY_3G | 3 | North | YES | 0.003746 | 316 | 100 | 395 | 0 | 1.022 | GST | 1 | 0.034803 | 395 | 395 | 1.4797 | 395 |  |  | 0.034803 | 13.7472
1949 | HANDLEY_5G | 5 | North | YES | 0.003746 | 348 | 150 | 435 | 0 | 1.022 | GST | 1 | 0.034803 | 435 | 435 | 1.6295 | 435 |  |  | 0.034803 | 15.1393
1948 | HANDLEY_4G | 4 | North | YES | 0.003734 | 348 | 150 | 435 | 0 | 1.022 | GST | 1 | 0.034791 | 435 | 435 | 1.6243 | 435 |  |  | 0.034791 | 15.1341
1687 | VALLEY_1G | 1 | North | YES | 0.003712 | 136 | 15 | 170 | 0 | 1.029 | GST | 1 | 0.034769 | 170 | 170 | 0.63104 | 170 |  |  | 0.034769 | 5.9107
1688 | VALLEY_2G | 2 | North | YES | 0.003712 | 527 | 90 | 527 | 0 | 1.029 | GSC | 1 | 0.034769 | 527 | 527 | 1.9562 | 527 |  |  | 0.034769 | 18.3232
2371 | COLLIN_1G | MB | North | YES | 0.0037 | 0 | 40 | 138 |  | 1.022 | GST | 1 | 0.034757 | 0 | 0 | 0 | 0 |  |  | 0.034757 | 0
366 | JNSNCNTY802 | 1 | North | YES | 0.003651 | 168 | 20 | 168 | 0 | 1.02 | Cogen | 1 | 0.034708 | 0 | 0 | 0 | 0 |  |  | 0.034708 | 0
367 | JNSNCNTY802 | 2 | North | YES | 0.003651 | 90 | 20 | 90 | 0 | 1.02 | Cogen | 1 | 0.034708 | 0 | 0 | 0 | 0 |  |  | 0.034708 | 0
1892 | DECRDOVA_2G | A | North | YES | 0.003626 | 65 | 65 | 70 | 0 | 1.025 | GGT | 1 | 0.034683 | 70 | 70 | 0.25382 | 70 |  |  | 0.034683 | 2.4278
1893 | DECRDOVA_3G | B | North | YES | 0.003626 | 65 | 65 | 69 | 0 | 1.025 | GGT | 1 | 0.034683 | 69 | 69 | 0.25019 | 69 |  |  | 0.034683 | 2.3931
1894 | DECRDOVA_4G | C | North | YES | 0.003626 | 65 | 65 | 69 | 0 | 1.025 | GGT | 1 | 0.034683 | 69 | 69 | 0.25019 | 69 |  |  | 0.034683 | 2.3931
1895 | DECRDOVA_5G | D | North | YES | 0.003626 | 65 | 65 | 68 | 0 | 1.025 | GGT | 1 | 0.034683 | 68 | 68 | 0.24657 | 68 |  |  | 0.034683 | 2.3584
2381 | NTHLK1_G | 1 | North | YES | 0.003625 | 0 | 35 | 156 |  | 1.022 | GST | 1 | 0.034682 | 156 | 156 | 0.5655 | 156 |  |  | 0.034682 | 5.4104
2382 | NTHLK2_G | 2 | North | YES | 0.003625 | 0 | 35 | 181 |  | 1.022 | GST | 1 | 0.034682 | 181 | 181 | 0.65612 | 181 |  |  | 0.034682 | 6.2774
2383 | NTHLK3_G | 3 | North | YES | 0.003625 | 0 | 50 | 329 |  | 1.022 | GST | 1 | 0.034682 | 329 | 329 | 1.1926 | 329 |  |  | 0.034682 | 11.4104
1689 | VALLEY_3G | 3 | North | YES | 0.003615 | 0 | 25 | 375 |  | 1.003 | GST | 1 | 0.034672 | 375 | 375 | 1.3556 | 375 |  |  | 0.034672 | 13.002
11691 | KMICHICT1_G | 1 | North | YES | 0.003615 | 144 | 80 | 144 | 0 | 1.026 | CC | 1 | 0.034672 | 144 | 144 | 0.52056 | 144 |  |  | 0.034672 | 4.9928
11692 | KMICHICT2_G | 2 | North | YES | 0.003615 | 146 | 80 | 146 | 0 | 1.026 | CC | 1 | 0.034672 | 146 | 146 | 0.52779 | 146 |  |  | 0.034672 | 5.0621
11693 | KMICHIST3_G | 3 | North | YES | 0.003615 | 312 | 60 | 312 | 0 | 1.026 | CC | 1 | 0.034672 | 312 | 312 | 1.1279 | 312 |  |  | 0.034672 | 10.8176
11694 | KMICHICT4_G | 4 | North | YES | 0.003615 | 144 | 80 | 144 | 0 | 1.026 | CC | 1 | 0.034672 | 144 | 144 | 0.52056 | 144 |  |  | 0.034672 | 4.9928
11695 | KMICHICT5_G | 5 | North | YES | 0.003615 | 148 | 80 | 148 | 0 | 1.026 | CC | 1 | 0.034672 | 148 | 148 | 0.53502 | 148 |  |  | 0.034672 | 5.1314
11696 | KMICHIST6_G | 6 | North | YES | 0.003615 | 310 | 60 | 310 | 0 | 1.026 | CC | 1 | 0.034672 | 310 | 310 | 1.1206 | 310 |  |  | 0.034672 | 10.7483
1675 | PEC_1G | 1 | North | YES | 0.003605 | 76.7 | 35 | 76.7 | 0 | 1.022 | Cogen | 1 | 0.034662 | 0 | 0 | 0 | 0 |  |  | 0.034662 | 0
1676 | PEC_2G | 2 | North | YES | 0.003605 | 79.6 | 35 | 79.6 | 0 | 1.022 | Cogen | 1 | 0.034662 | 0 | 0 | 0 | 0 |  |  | 0.034662 | 0
1677 | PEC_3G | 3 | North | YES | 0.003605 | 88.4 | 35 | 88.4 | 0 | 1.022 | Cogen | 1 | 0.034662 | 0 | 0 | 0 | 0 |  |  | 0.034662 | 0
1678 | LAMARPWR_1G | 1 | North | YES | 0.003602 | 160 | 67.7 | 160 | 0 | 1.038 | CC | 1 | 0.034659 | 160 | 160 | 0.57632 | 160 |  |  | 0.034659 | 5.5454
1679 | LAMARPWR_2G | 2 | North | YES | 0.003602 | 156 | 67.7 | 156 | 0 | 1.038 | CC | 1 | 0.034659 | 156 | 156 | 0.56191 | 156 |  |  | 0.034659 | 5.4068
1680 | LAMARPWR_3G | 3 | North | YES | 0.003602 | 196 | 129.1 | 196 | 0 | 1.038 | CC | 1 | 0.034659 | 196 | 196 | 0.70599 | 196 |  |  | 0.034659 | 6.7931
1681 | LAMARPWR_4G | 4 | North | YES | 0.003602 | 156 | 67.7 | 156 | 0 | 1.038 | CC | 1 | 0.034659 | 156 | 156 | 0.56191 | 156 |  |  | 0.034659 | 5.4068
1682 | LAMARPWR_5G | 5 | North | YES | 0.003602 | 157 | 67.7 | 157 | 0 | 1.038 | CC | 1 | 0.034659 | 157 | 157 | 0.56551 | 157 |  |  | 0.034659 | 5.4415
1683 | LAMARPWR_6G | 6 | North | YES | 0.003602 | 198 | 129.1 | 198 | 0 | 1.038 | CC | 1 | 0.034659 | 198 | 198 | 0.7132 | 198 |  |  | 0.034659 | 6.8625
1889 | DECRDOVA_1G | 1 | North | YES | 0.003571 | 779 | 255 | 779 | 0 | 1.02 | GSC | 1 | 0.034628 | 779 | 779 | 2.7818 | 779 |  |  | 0.034628 | 26.9752
1701 | MOSES_1G | 1 | North | YES | 0.003567 | 558 | 175 | 558 | 0 | 1.023 | LIGCO | 1 | 0.034624 | 0 | 558 | 1.9904 | 558 |  |  | 0.034624 | 19.3201
1702 | MOSES_2G | 2 | North | YES | 0.003567 | 579 | 175 | 579 | 0 | 1.023 | LIGCO | 1 | 0.034624 | 0 | 579 | 2.0653 | 579 |  |  | 0.034624 | 20.0473
1703 | MOSES_3G | 3 | North | YES | 0.003567 | 808 | 463 | 808 | 0 | 1.023 | LIGCO | 1 | 0.034624 | 0 | 808 | 2.8821 | 808 |  |  | 0.034624 | 27.9761
1898 | COMCHEPK_1G | 1 | North | YES | 0.003567 | 1159 | 1150 | 1159 | 0 | 1.032 | Nuc | 1 | 0.034624 | 0 | 0 | 0 | 0 |  |  | 0.034624 | 0
1899 | COMCHEPK_2G | 2 | North | YES | 0.003567 | 1159 | 1128 | 1159 | 0 | 1.032 | Nuc | 1 | 0.034624 | 0 | 0 | 0 | 0 |  |  | 0.034624 | 0
5925 | DCEAST | EQ | North | YES | 0.003567 | 400.3 | -600 | 600 | 0 | 1.025 | DCTie | 1 | 0.034624 | 0 | 0 | 0 | 0 |  |  | 0.034624 | 0
1877 | WLFHOLW_1G | 1 | North | YES | 0.003557 | 217.3 | 89.2 | 217.3 | 0 | 1.032 | CC | 1 | 0.034614 | 217.3 | 217.3 | 0.77294 | 217.3 |  |  | 0.034614 | 7.5216
1878 | WLFHOLW_2G | 2 | North | YES | 0.003557 | 215.7 | 105 | 215.7 | 0 | 1.032 | CC | 1 | 0.034614 | 215.7 | 215.7 | 0.76724 | 215.7 |  |  | 0.034614 | 7.4662
1879 | WLFHOLW_3G | 3 | North | YES | 0.003557 | 272.4 | 89.2 | 272.4 | 0 | 1.032 | CC | 1 | 0.034614 | 272.4 | 272.4 | 0.96893 | 272.4 |  |  | 0.034614 | 9.4288
1453 | WCPWRCO_1G | 1 | North | YES | 0.003528 | 204 | 50 | 204 |  | 1.02 | CC | 1 | 0.034585 | 204 | 204 | 0.71971 | 204 |  |  | 0.034585 | 7.0553
1454 | WCPWRCO_2G | 2 | North | YES | 0.003528 | 204 | 50 | 204 |  | 1.02 | CC | 1 | 0.034585 | 204 | 204 | 0.71971 | 204 |  |  | 0.034585 | 7.0553
1455 | WCPWRCO_3G | 3 | North | YES | 0.003528 | 242 | 50 | 242 |  | 1.02 | CC | 1 | 0.034585 | 242 | 242 | 0.85378 | 242 |  |  | 0.034585 | 8.3696
842 | OLINGER_G1 | 1 | North | YES | 0.003521 | 55.4 | 20 | 79 | 0 | 1.03 | GST | 1 | 0.034578 | 79 | 79 | 0.27816 | 79 |  |  | 0.034578 | 2.7317
843 | OLINGER_G2 | 1 | North | YES | 0.003521 | 76.2 | 25 | 110 | 0 | 1.03 | GST | 1 | 0.034578 | 110 | 110 | 0.38731 | 110 |  |  | 0.034578 | 3.8036
844 | OLINGER_G3 | 1 | North | YES | 0.003521 | 103.9 | 45 | 150 | 0 | 1.03 | GST | 1 | 0.034578 | 150 | 150 | 0.52815 | 150 |  |  | 0.034578 | 5.1867
845 | OLINGER_G4 | 1 | North | YES | 0.003521 | 51.9 | 0 | 76 | 0 | 1.03 | GGT | 1 | 0.034578 | 76 | 76 | 0.2676 | 76 |  |  | 0.034578 | 2.6279
837 | NEWMAN_G5 | 1 | North | YES | 0.003512 | 0 | 15 | 40 |  | 1.01 | GST | 1 | 0.034569 | 40 | 40 | 0.14048 | 40 |  |  | 0.034569 | 1.3828
948 | STEAM1 | 1 | North | YES | 0.003512 | 0 | 12 | 20 |  | 1.02 | GST | 1 | 0.034569 | 20 | 20 | 0.07024 | 20 |  |  | 0.034569 | 0.69138
949 | STEAM2 | 1 | North | YES | 0.003512 | 26 | 8 | 26 | 0 | 0.99 | GST | 1 | 0.034569 | 26 | 26 | 0.091312 | 26 |  |  | 0.034569 | 0.89879
950 | STEAM3 | 1 | North | YES | 0.003512 | 41 | 13 | 42 | 0 | 1.02 | GST | 1 | 0.034569 | 42 | 42 | 0.1475 | 42 |  |  | 0.034569 | 1.4519
2418 | MTCK2_G | 2 | North | YES | 0.003471 | 0 | 10 | 23 |  | 0.971 | #N/A | 1 | 0.034528 | 23 | 23 | 0.079833 | 23 |  |  | 0.034528 | 0.79414
2419 | MTCK3_G | MB | North | YES | 0.003471 | 0 | 10 | 63 |  | 0.971 | #N/A | 1 | 0.034528 | 63 | 63 | 0.21867 | 63 |  |  | 0.034528 | 2.1753
2451 | LKHB1_G | 1 | North | YES | 0.003469 | 0 | 80 | 391 |  | 1.022 | GST | 1 | 0.034526 | 391 | 391 | 1.3564 | 391 |  |  | 0.034526 | 13.4996
2452 | LKHB2_G | 2 | North | YES | 0.003469 | 516 | 80 | 516 | 0 | 1.022 | GST | 1 | 0.034526 | 516 | 516 | 1.79 | 516 |  |  | 0.034526 | 17.8154
12440 | PARKD_1SVC8 | 1 | North | YES | 0.003456 | 0 | 0 | 0 | 0 | 1.007 | GST | 1 | 0.034513 | 0 | 0 | 0 | 0 |  |  | 0.034513 | 0
12449 | PARKD_2SVC8 | 1 | North | YES | 0.003456 | 0 | 0 | 0 | 0 | 1.007 | GST | 1 | 0.034513 | 0 | 0 | 0 | 0 |  |  | 0.034513 | 0
2413 | MTCK6_G | 6 | North | YES | 0.003454 | 0 | 30 | 118 |  | 1.022 | GST | 1 | 0.034511 | 118 | 118 | 0.40757 | 118 |  |  | 0.034511 | 4.0723
2414 | MTCK7_G | 7 | North | YES | 0.003454 | 0 | 30 | 115 |  | 1.022 | GST | 1 | 0.034511 | 115 | 115 | 0.39721 | 115 |  |  | 0.034511 | 3.9688
2417 | MTCK8_G | 8 | North | YES | 0.003454 | 444.8 | 60 | 556 | 0 | 1.022 | GSC | 1 | 0.034511 | 556 | 556 | 1.9204 | 556 |  |  | 0.034511 | 19.1881
12411 | FPLEFR1A_G | 1 | North | YES | 0.003453 | 161 | 72 | 161 | 0 | 1 | CC | 1 | 0.03451 | 161 | 161 | 0.55593 | 161 |  |  | 0.03451 | 5.5561
12412 | FPLEFR1B_G | 2 | North | YES | 0.003453 | 164 | 72 | 164 | 0 | 1 | CC | 1 | 0.03451 | 164 | 164 | 0.56629 | 164 |  |  | 0.03451 | 5.6596
12413 | FPLEFR1C_G | 3 | North | YES | 0.003453 | 164 | 72 | 164 | 0 | 1 | CC | 1 | 0.03451 | 164 | 164 | 0.56629 | 164 |  |  | 0.03451 | 5.6596
12414 | FPLEFR1S_G | 4 | North | YES | 0.003453 | 414 | 191 | 414 | 0 | 1 | CC | 1 | 0.03451 | 414 | 414 | 1.4295 | 414 |  |  | 0.03451 | 14.2871
12421 | FPLEFR2A_G | 1 | North | YES | 0.003453 | 162 | 72 | 162 | 0 | 1 | CC | 1 | 0.03451 | 162 | 162 | 0.55939 | 162 |  |  | 0.03451 | 5.5906
12422 | FPLEFR2B_G | 2 | North | YES | 0.003453 | 161 | 72 | 161 | 0 | 1 | CC | 1 | 0.03451 | 161 | 161 | 0.55593 | 161 |  |  | 0.03451 | 5.5561
12423 | FPLEFR2C_G | 3 | North | YES | 0.003453 | 163 | 72 | 163 | 0 | 1 | CC | 1 | 0.03451 | 163 | 163 | 0.56284 | 163 |  |  | 0.03451 | 5.6251
12424 | FPLEFR2S_G | 4 | North | YES | 0.003453 | 415 | 191 | 415 | 0 | 1 | CC | 1 | 0.03451 | 415 | 415 | 1.433 | 415 |  |  | 0.03451 | 14.3216
1937 | MDLTHELP_5G | 5 | North | YES | 0.00335 | 224 | 74 | 224 | 0 | 1 | CC | 1 | 0.034407 | 224 | 224 | 0.7504 | 224 |  |  | 0.034407 | 7.7072
1938 | MDLTHELP_6G | 6 | North | YES | 0.00335 | 226 | 74 | 226 | 0 | 1 | CC | 1 | 0.034407 | 226 | 226 | 0.7571 | 226 |  |  | 0.034407 | 7.776
1943 | MDLTHELP_3G | 3 | North | YES | 0.00335 | 212 | 74 | 212 | 0 | 1 | CC | 1 | 0.034407 | 212 | 212 | 0.7102 | 212 |  |  | 0.034407 | 7.2943
1944 | MDLTHELP_4G | 4 | North | YES | 0.00335 | 211 | 74 | 211 | 0 | 1 | CC | 1 | 0.034407 | 211 | 211 | 0.70685 | 211 |  |  | 0.034407 | 7.2599
1432 | GRHAMSES_2G | 2 | North | YES | 0.00334 | 294.9 | 90 | 366 | 0 | 1.014 | GST | 1 | 0.034397 | 366 | 366 | 1.2224 | 366 |  |  | 0.034397 | 12.5893
12322 | ENNSTRAC_1G | 1 | North | YES | 0.003293 | 196 | 130 | 196 | 0 | 1.036 | CC | 1 | 0.03435 | 196 | 196 | 0.64543 | 196 |  |  | 0.03435 | 6.7326
12323 | ENNSTRAC_2G | 2 | North | YES | 0.003293 | 116 | 100 | 116 | 0 | 1.036 | CC | 1 | 0.03435 | 116 | 116 | 0.38199 | 116 |  |  | 0.03435 | 3.9846
3097 | MARTLAKE_1G | 1 | North | YES | 0.003292 | 790 | 500 | 790 | 0 | 1.017 | LIGCO | 1 | 0.034349 | 0 | 790 | 2.6007 | 790 |  |  | 0.034349 | 27.1357
3098 | MARTLAKE_2G | 2 | North | YES | 0.003292 | 795 | 461 | 795 | 0 | 1.017 | LIGCO | 1 | 0.034349 | 0 | 795 | 2.6171 | 795 |  |  | 0.034349 | 27.3074
3099 | MARTLAKE_3G | 3 | North | YES | 0.003292 | 804 | 500 | 804 | 0 | 1.017 | LIGCO | 1 | 0.034349 | 0 | 804 | 2.6468 | 804 |  |  | 0.034349 | 27.6165
1941 | MDLTHELP_1G | 1 | North | YES | 0.003287 | 216.4 | 74 | 216.4 | 0 | 1 | CC | 1 | 0.034344 | 216.4 | 216.4 | 0.71131 | 216.4 |  |  | 0.034344 | 7.432
1942 | MDLTHELP_2G | 2 | North | YES | 0.003287 | 216.1 | 74 | 216.1 | 0 | 1 | CC | 1 | 0.034344 | 216.1 | 216.1 | 0.71032 | 216.1 |  |  | 0.034344 | 7.4217
13116 | TGATEWAY_1G | 1 | North | YES | 0.00327 | 151 | 30 | 151 | 0 | 1.0232 | CC | 1 | 0.034327 | 151 | 151 | 0.49377 | 151 |  |  | 0.034327 | 5.1834
13117 | TGATEWAY_2G | 2 | North | YES | 0.00327 | 130 | 30 | 130 | 0 | 1.0232 | CC | 1 | 0.034327 | 130 | 130 | 0.4251 | 130 |  |  | 0.034327 | 4.4625
13118 | TGATEWAY_3G | 3 | North | YES | 0.00327 | 148 | 30 | 148 | 0 | 1.0232 | CC | 1 | 0.034327 | 148 | 148 | 0.48396 | 148 |  |  | 0.034327 | 5.0804
13119 | TGATEWAY_4G | 4 | North | YES | 0.00327 | 399 | 65 | 399 | 0 | 1.0232 | CC | 1 | 0.034327 | 399 | 399 | 1.3047 | 399 |  |  | 0.034327 | 13.6964
3348 | CHAMPION_1G | MB | North | YES | 0.00325 | 0 | 42 | 42 |  | 1 | Cogen | 1 | 0.034307 | 0 | 0 | 0 | 0 |  |  | 0.034307 | 0
3113 | LUFKINWB_1G | 1 | North | YES | 0.003248 | 0 | 0 | 50 |  | 1.01 | #N/A | 1 | 0.034305 | 50 | 50 | 0.1624 | 50 |  |  | 0.034305 | 1.7152
3107 | STRYKER_1G | 1 | North | YES | 0.00324 | 145.6 | 45 | 182 | 0 | 1.029 | GST | 1 | 0.034297 | 182 | 182 | 0.58968 | 182 |  |  | 0.034297 | 6.242
3108 | STRYKER_2G | 2 | North | YES | 0.00324 | 484 | 75 | 484 | 0 | 1.029 | GST | 1 | 0.034297 | 484 | 484 | 1.5682 | 484 |  |  | 0.034297 | 16.5997
3126 | TRINIDAD_6G | 1 | North | YES | 0.003175 | 179.2 | 46 | 224 | 0 | 1 | GST | 1 | 0.034232 | 224 | 224 | 0.7112 | 224 |  |  | 0.034232 | 7.668
13134 | CALFREST_4G | 4 | North | YES | 0.003063 | 151.5 | 40 | 151.5 | 0 | 1.031 | CC | 1 | 0.03412 | 151.5 | 151.5 | 0.46404 | 151.5 |  |  | 0.03412 | 5.1692
13135 | CALFREST_5G | 5 | North | YES | 0.003063 | 152.3 | 57 | 152.3 | 0 | 1.031 | CC | 1 | 0.03412 | 152.3 | 152.3 | 0.46649 | 152.3 |  |  | 0.03412 | 5.1965
13136 | CALFREST_6G | 6 | North | YES | 0.003063 | 177.5 | 40 | 177.5 | 0 | 1.031 | CC | 1 | 0.03412 | 177.5 | 177.5 | 0.54368 | 177.5 |  |  | 0.03412 | 6.0563
13131 | CALFREST_1G | 1 | North | YES | 0.003055 | 150.7 | 40 | 150.7 | 0 | 1.031 | CC | 1 | 0.034112 | 150.7 | 150.7 | 0.46039 | 150.7 |  |  | 0.034112 | 5.1407
13132 | CALFREST_2G | 2 | North | YES | 0.003055 | 151 | 57 | 151 | 0 | 1.031 | CC | 1 | 0.034112 | 151 | 151 | 0.46131 | 151 |  |  | 0.034112 | 5.1509
13133 | CALFREST_3G | 3 | North | YES | 0.003055 | 177.4 | 40 | 177.4 | 0 | 1.031 | CC | 1 | 0.034112 | 177.4 | 177.4 | 0.54196 | 177.4 |  |  | 0.034112 | 6.0515
3381 | BBRN_1G | 1 | North | YES | 0.003017 | 618 | 225 | 618 | 0 | 1.03 | LIGCO | 1 | 0.034074 | 0 | 618 | 1.8645 | 618 |  |  | 0.034074 | 21.0577
3382 | BBRN_2G | 2 | North | YES | 0.003017 | 589 | 225 | 589 | 0 | 1.03 | LIGCO | 1 | 0.034074 | 0 | 589 | 1.777 | 589 |  |  | 0.034074 | 20.0695
48721 | LEG_1___1 | 1 | North | YES | 0.002734 | 827 | 357 | 827 | 0 | 1.0348 | LIGCO | 1 | 0.033791 | 0 | 827 | 2.261 | 827 |  |  | 0.033791 | 27.9451
48722 | LEG_2___2 | 2 | North | YES | 0.002734 | 819 | 357 | 819 | 0 | 1.0348 | LIGCO | 1 | 0.033791 | 0 | 819 | 2.2391 | 819 |  |  | 0.033791 | 27.6748
39960 | TNTNPONE_18 | 1 | North | YES | 0.002617 | 152.3 | 30 | 152.3 |  | 1.04 | LIGCO | 1 | 0.033674 | 0 | 152.3 | 0.39857 | 152.3 |  |  | 0.033674 | 5.1285
39970 | TNTNPONE_28 | 1 | North | YES | 0.002617 | 153 | 30 | 153 |  | 1.04 | LIGCO | 1 | 0.033674 | 0 | 153 | 0.4004 | 153 |  |  | 0.033674 | 5.1521
244 | WHITNYDM01 | 1 | North | YES | 0.002413 | 15 | 0 | 15 | 0 | 1.035 | Hydro | 1 | 0.03347 | 0 | 0 | 0 | 0 |  |  | 0.03347 | 0
245 | WHITNYDM02 | 2 | North | YES | 0.002413 | 15 | 0 | 15 | 0 | 1.035 | Hydro | 1 | 0.03347 | 0 | 0 | 0 | 0 |  |  | 0.03347 | 0
990 | GIBN_CREK_G1 | 1 | North | YES | 0.002332 | 463 | 200 | 463 | 0 | 1.0275 | LIGCO | 1 | 0.033389 | 0 | 463 | 1.0797 | 463 |  |  | 0.033389 | 15.4591
32798 | BRYN_TAMUGEN | 1 | North | YES | 0.002309 | 32 | 0 | 32 |  | 1.02 | GST | 1 | 0.033366 | 32 | 32 | 0.073888 | 32 |  |  | 0.033366 | 1.0677
32886 | BRYN_ATKINS3 | MB | North | YES | 0.002303 | 0 | 5 | 12 |  | 1 | GST | 1 | 0.03336 | 0 | 0 | 0 | 0 |  |  | 0.03336 | 0
32887 | BRYN_ATKINS6 | MB | North | YES | 0.002303 | 0 | 12 | 51 |  | 1.028 | GST | 1 | 0.03336 | 0 | 0 | 0 | 0 |  |  | 0.03336 | 0
32888 | BRYN_ATKINS7 | 1 | North | YES | 0.002303 | 13.6 | 4 | 17 |  | 1.028 | GGT | 1 | 0.03336 | 17 | 17 | 0.039151 | 17 |  |  | 0.03336 | 0.56712
32890 | BRYN_ATKINS4 | MB | North | YES | 0.002303 | 0 | 5 | 22 |  | 1.031 | GST | 1 | 0.03336 | 0 | 0 | 0 | 0 |  |  | 0.03336 | 0
32891 | BRYN_ATKINS5 | MB | North | YES | 0.002303 | 0 | 5 | 25 |  | 1.031 | GST | 1 | 0.03336 | 0 | 0 | 0 | 0 |  |  | 0.03336 | 0
32883 | BRYN_DNSBY3 | 1 | North | YES | 0.002299 | 0 | 2 | 48 |  | 1.015 | GST | 1 | 0.033356 | 48 | 48 | 0.11035 | 48 |  |  | 0.033356 | 1.6011
32884 | BRYN_DNSBY13 | 1 | North | YES | 0.002299 | 46 | 2 | 46 | 0 | 1.015 | GST | 1 | 0.033356 | 46 | 46 | 0.10575 | 46 |  |  | 0.033356 | 1.5344
32892 | BRYN_DNSBY14 | 1 | North | YES | 0.002299 | 84 | 25 | 105 | 0 | 1.035 | GST | 1 | 0.033356 | 105 | 105 | 0.24139 | 105 |  |  | 0.033356 | 3.5024
48671 | FTR_GT1_5105 | 1 | North | YES | 0.002245 | 154.2 | 0 | 154.2 | 0 | 1.0319 | CC | 1 | 0.033302 | 154.2 | 154.2 | 0.34618 | 154.2 |  |  | 0.033302 | 5.1352
48672 | FTR_GT2_5110 | 2 | North | YES | 0.002245 | 159 | 0 | 159 | 0 | 1.0319 | CC | 1 | 0.033302 | 159 | 159 | 0.35696 | 159 |  |  | 0.033302 | 5.295
48673 | FTR_GT3_5085 | 3 | North | YES | 0.002245 | 158 | 0 | 158 | 0 | 1.0319 | CC | 1 | 0.033302 | 158 | 158 | 0.35471 | 158 |  |  | 0.033302 | 5.2617
48674 | FTR_CN4_5095 | 4 | North | YES | 0.002245 | 380 | 0 | 380 | 0 | 1.0319 | CC | 1 | 0.033302 | 380 | 380 | 0.8531 | 380 |  |  | 0.033302 | 12.6547
3403 | THOUSE_1G | 1 | North | YES | 0.002225 | 563 | 200 | 563 | 0 | 1.012 | GSC | 1 | 0.033282 | 563 | 563 | 1.2527 | 563 |  |  | 0.033282 | 18.7377
3404 | THOUSE_2G | 2 | North | YES | 0.002225 | 807 | 250 | 807 | 0 | 1.012 | GSC | 1 | 0.033282 | 807 | 807 | 1.7956 | 807 |  |  | 0.033282 | 26.8585
1643 | SLSTR1PP_1G | 1 | North | YES | 0.002186 | 6 | 0 | 60 | 0 | 1.022 | Wind | 1 | 0.033243 | 0 | 60 | 0.13116 | 60 |  |  | 0.033243 | 1.9946
238 | BOSQUESW505 | 1 | North | YES | 0.002165 | 255 | 0 | 255 | 0 | 1.02 | CC | 1 | 0.033222 | 255 | 255 | 0.55207 | 255 |  |  | 0.033222 | 8.4716
239 | BOSQUESW502 | 1 | North | YES | 0.002165 | 119.2 | 0 | 149 | 0 | 1.02 | GGT | 1 | 0.033222 | 149 | 149 | 0.32259 | 149 |  |  | 0.033222 | 4.9501
247 | BOSQUESW501 | 2 | North | YES | 0.002165 | 124.8 | 0 | 156 | 0 | 1.02 | GGT | 1 | 0.033222 | 156 | 156 | 0.33774 | 156 |  |  | 0.033222 | 5.1826
251 | BOSQUESW803 | 2 | North | YES | 0.002118 | 150 | 0 | 150 |  | 1.032 | CC | 1 | 0.033175 | 150 | 150 | 0.3177 | 150 |  |  | 0.033175 | 4.9762
253 | BOSQUESW804 | 2 | North | YES | 0.002118 | 80 | 0 | 80 |  | 1.032 | CC | 1 | 0.033175 | 80 | 80 | 0.16944 | 80 |  |  | 0.033175 | 2.654
3416 | LAKE_CRK1_G | 1 | North | YES | 0.002104 | 60 | 33 | 75 |  | 1.029 | GST | 1 | 0.033161 | 75 | 75 | 0.1578 | 75 |  |  | 0.033161 | 2.4871
3417 | LAKE_CRK2_G | 2 | North | YES | 0.002104 | 177.6 | 40 | 222 | 0 | 1.029 | GST | 1 | 0.033161 | 222 | 222 | 0.46709 | 222 |  |  | 0.033161 | 7.3617
48591 | CHE_GT2_5030 | 2 | Houston | YES | 0.001816 | 173 | 50 | 173 | 0 | 1.029 | Cogen | 1 | 0.032873 | 0 | 0 |  |  |  |  | 0.032873 | 0
48811 | CVC_GT3_5045 | 3 | Houston | YES | 0.001816 | 156 | 91.8 | 156 | 0 | 1.029 | Cogen | 1 | 0.032873 | 0 | 0 |  |  |  |  | 0.032873 | 0
48812 | CVC_GT2_5020 | 2 | Houston | YES | 0.001816 | 158 | 91.8 | 158 | 0 | 1.029 | Cogen | 1 | 0.032873 | 0 | 0 |  |  |  |  | 0.032873 | 0
48813 | CVC_GT1_5035 | 1 | Houston | YES | 0.001816 | 160 | 91.8 | 160 | 0 | 1.029 | Cogen | 1 | 0.032873 | 0 | 0 |  |  |  |  | 0.032873 | 0
48814 | CVC_ST5_5040 | 1 | Houston | YES | 0.001816 | 162 | 91.8 | 162 | 0 | 1.029 | Cogen | 1 | 0.032873 | 0 | 0 |  |  |  |  | 0.032873 | 0
48885 | THW_5152 | B | Houston | YES | 0.001768 | 47.2 | 5 | 59 |  | 1.0319 | GGT | 1 | 0.032825 | 59 | 59 |  |  |  |  | 0.032825 | 1.9367
48885 | THW_5152 | A | Houston | YES | 0.001768 | 46.4 | 5 | 58 |  | 1.0319 | GGT | 1 | 0.032825 | 58 | 58 |  |  |  |  | 0.032825 | 1.9038
48886 | THW_5354 | D | Houston | YES | 0.001768 | 46.4 | 5 | 58 |  | 1.0319 | GGT | 1 | 0.032825 | 58 | 58 |  |  |  |  | 0.032825 | 1.9038
48886 | THW_5354 | C | Houston | YES | 0.001768 | 45.6 | 5 | 57 |  | 1.0319 | GGT | 1 | 0.032825 | 57 | 57 |  |  |  |  | 0.032825 | 1.871
48887 | THW_5556 | F | Houston | YES | 0.001768 | 45.6 | 5 | 57 |  | 1.0319 | GGT | 1 | 0.032825 | 57 | 57 |  |  |  |  | 0.032825 | 1.871
48887 | THW_5556 | E | Houston | YES | 0.001768 | 47.2 | 5 | 59 |  | 1.0319 | GGT | 1 | 0.032825 | 59 | 59 |  |  |  |  | 0.032825 | 1.9367
48690 | GBY_GN5_5 | 5 | Houston | YES | 0.001765 | 318.4 | 81 | 398 |  | 1.0362 | GSC | 1 | 0.032822 | 398 | 398 |  |  |  |  | 0.032822 | 13.0631
48595 | BTE_GT2_8075 | 1 | Houston | YES | 0.001761 | 162.8 | 130 | 162.8 | 0 | 1.0261 | CC | 1 | 0.032818 | 162.8 | 162.8 |  |  |  |  | 0.032818 | 5.3428
48596 | BTE_GT3_8045 | 2 | Houston | YES | 0.001761 | 161.4 | 130 | 161.4 | 0 | 1.0261 | CC | 1 | 0.032818 | 161.4 | 161.4 |  |  |  |  | 0.032818 | 5.2968
48597 | BTE_GT4_8055 | 3 | Houston | YES | 0.001761 | 158.9 | 130 | 158.9 | 0 | 1.0261 | CC | 1 | 0.032818 | 158.9 | 158.9 |  |  |  |  | 0.032818 | 5.2148
48598 | BTE_ST1_8070 | 4 | Houston | YES | 0.001761 | 269.2 | 60 | 269.2 | 0 | 1.0261 | CC | 1 | 0.032818 | 269.2 | 269.2 |  |  |  |  | 0.032818 | 8.8346
48583 | CBY_GT4_1 | 1 | Houston | YES | 0.001753 | 172 | 0 | 172 | 0 | 1.026 | GSC | 1 | 0.03281 | 172 | 172 |  |  |  |  | 0.03281 | 5.6433
48584 | CBY_GT4_2 | 2 | Houston | YES | 0.001753 | 172 | 0 | 172 | 0 | 1.026 | CC | 1 | 0.03281 | 172 | 172 |  |  |  |  | 0.03281 | 5.6433
48585 | CBY_ST4_1 | 3 | Houston | YES | 0.001753 | 172 | 0 | 172 | 0 | 1.026 | CC | 1 | 0.03281 | 172 | 172 |  |  |  |  | 0.03281 | 5.6433
48815 | CVC_GT4_8005 | 4 | Houston | YES | 0.001753 | 165 | 91.8 | 165 |  | 1.0362 | Cogen | 1 | 0.03281 | 0 | 0 |  |  |  |  | 0.03281 | 0
48581 | CBY_GN1_1 | 1 | Houston | YES | 0.00175 | 595.2 | 108 | 744 | 0 | 1.0435 | GSC | 1 | 0.032807 | 744 | 744 |  |  |  |  | 0.032807 | 24.4084
48651 | EP_1_2 | 1 | Houston | YES | 0.00175 | 4 | 0 | 5 | 0 | 1.0362 | Cogen | 1 | 0.032807 | 0 | 0 |  |  |  |  | 0.032807 | 0
48651 | EP_1_2 | 2 | Houston | YES | 0.00175 | 17.7 | 10 | 21 | 0 | 1.0362 | Cogen | 1 | 0.032807 | 0 | 0 |  |  |  |  | 0.032807 | 0
48791 | PSA_GT1_8160 | 1 | Houston | YES | 0.00175 | 52 | 20.8 | 65 | 0 | 1.0362 | Cogen | 1 | 0.032807 | 0 | 0 |  |  |  |  | 0.032807 | 0
48792 | PSA_GT2_8155 | 2 | Houston | YES | 0.00175 | 52.8 | 20.3 | 66 | 0 | 1.0362 | Cogen | 1 | 0.032807 | 0 | 0 |  |  |  |  | 0.032807 | 0
48793 | PSA_GT3_8150 | 3 | Houston | YES | 0.00175 | 56 | 20.3 | 70 | 0 | 1.0362 | Cogen | 1 | 0.032807 | 0 | 0 |  |  |  |  | 0.032807 | 0
48794 | PSA_GT4_8145 | 4 | Houston | YES | 0.00175 | 52.8 | 20.3 | 66 | 0 | 1.0362 | Cogen | 1 | 0.032807 | 0 | 0 |  |  |  |  | 0.032807 | 0
48795 | PSA_GT5_8140 | 5 | Houston | YES | 0.00175 | 51.2 | 20.3 | 64 | 0 | 1.0362 | Cogen | 1 | 0.032807 | 0 | 0 |  |  |  |  | 0.032807 | 0
48796 | PSA_GN1_8165 | 1 | Houston | YES | 0.00175 | 83.2 | 43.1 | 104 | 0 | 1.0362 | Cogen | 1 | 0.032807 | 0 | 0 |  |  |  |  | 0.032807 | 0
48797 | PSA_GT6_8135 | 6 | Houston | YES | 0.00175 | 47.2 | 34.5 | 59 | 0 | 1.0362 | Cogen | 1 | 0.032807 | 0 | 0 |  |  |  |  | 0.032807 | 0
48883 | THW_GT1_GT_1 | B2 | Houston | YES | 0.001745 | 0 | 0 | 12 |  | 1.043 | GGT | 1 | 0.032802 | 12 | 12 |  |  |  |  | 0.032802 | 0.39362
49803 | EXN_15GT | 1 | Houston | YES | 0.001742 | 33 | 8.3 | 34 |  | 1.0326 | Cogen | 1 | 0.032799 | 0 | 0 |  |  |  |  | 0.032799 | 0
49804 | EXN_16GT | 2 | Houston | YES | 0.001742 | 32 | 8.3 | 34.7 |  | 1.0326 | Cogen | 1 | 0.032799 | 0 | 0 |  |  |  |  | 0.032799 | 0
49805 | EXN_17GT | 3 | Houston | YES | 0.001742 | 31 | 8.3 | 32.7 |  | 1.0326 | Cogen | 1 | 0.032799 | 0 | 0 |  |  |  |  | 0.032799 | 0
49826 | EXN938GT | 5 | Houston | YES | 0.001742 | 43 | 9.2 | 45.9 | 0 | 1.0326 | Cogen | 1 | 0.032799 | 0 | 0 |  |  |  |  | 0.032799 | 0
49828 | EXN941GT | 10 | Houston | YES | 0.001742 | 17.7 | 5.4 | 17.7 | 0 | 1.0326 | Cogen | 1 | 0.032799 | 0 | 0 |  |  |  |  | 0.032799 | 0
49829 | EXN942GT | 11 | Houston | YES | 0.001742 | 20 | 5.4 | 20.4 | 0 | 1.0326 | Cogen | 1 | 0.032799 | 0 | 0 |  |  |  |  | 0.032799 | 0
49830 | EXN943GT | 12 | Houston | YES | 0.001742 | 19 | 5.4 | 19.9 | 0 | 1.0326 | Cogen | 1 | 0.032799 | 0 | 0 |  |  |  |  | 0.032799 | 0
49831 | EXN944GT | 13 | Houston | YES | 0.001742 | 33 | 5.4 | 35 | 0 | 1.0326 | Cogen | 1 | 0.032799 | 0 | 0 |  |  |  |  | 0.032799 | 0
49832 | EXN945GT | 9 | Houston | YES | 0.001742 | 18.5 | 9.2 | 18.5 | 0 | 1.0326 | Cogen | 1 | 0.032799 | 0 | 0 |  |  |  |  | 0.032799 | 0
49837 | EXN_GT | 4 | Houston | YES | 0.001742 | 81 | 21.3 | 85.4 | 0 | 1.0326 | Cogen | 1 | 0.032799 | 0 | 0 |  |  |  |  | 0.032799 | 0
49838 | EXN_14GT | 14 | Houston | YES | 0.001742 | 140 | 0 | 148 |  | 1.0326 | Cogen | 1 | 0.032799 | 0 | 0 |  |  |  |  | 0.032799 | 0
48582 | CBY_GN2_2 | 2 | Houston | YES | 0.001739 | 596.8 | 110 | 746 | 0 | 1.0435 | GSC | 1 | 0.032796 | 746 | 746 |  |  |  |  | 0.032796 | 24.4658
48873 | THW_ST3_ST_3 | 3 | Houston | YES | 0.001734 | 107 | 19 | 107 | 0 | 1.0435 | CC | 1 | 0.032791 | 107 | 107 |  |  |  |  | 0.032791 | 3.5086
48874 | THW_ST4_ST_4 | 4 | Houston | YES | 0.001734 | 108 | 19 | 108 | 0 | 1.0435 | CC | 1 | 0.032791 | 108 | 108 |  |  |  |  | 0.032791 | 3.5414
48875 | THW_3132 | B | Houston | YES | 0.001734 | 53 | 5 | 53 | 0 | 1.0435 | CC | 1 | 0.032791 | 53 | 53 |  |  |  |  | 0.032791 | 1.7379
48875 | THW_3132 | A | Houston | YES | 0.001734 | 55 | 5 | 55 | 0 | 1.0435 | CC | 1 | 0.032791 | 55 | 55 |  |  |  |  | 0.032791 | 1.8035
48877 | THW_3334 | D | Houston | YES | 0.001734 | 57 | 5 | 57 | 0 | 1.0435 | CC | 1 | 0.032791 | 57 | 57 |  |  |  |  | 0.032791 | 1.8691
48877 | THW_3334 | C | Houston | YES | 0.001734 | 55 | 5 | 55 | 0 | 1.0435 | CC | 1 | 0.032791 | 55 | 55 |  |  |  |  | 0.032791 | 1.8035
48879 | THW_4142 | E | Houston | YES | 0.001734 | 56 | 5 | 56 | 0 | 1.0435 | CC | 1 | 0.032791 | 56 | 56 |  |  |  |  | 0.032791 | 1.8363
48879 | THW_4142 | F | Houston | YES | 0.001734 | 55 | 5 | 55 | 0 | 1.0435 | CC | 1 | 0.032791 | 55 | 55 |  |  |  |  | 0.032791 | 1.8035
48881 | THW_4344 | G | Houston | YES | 0.001734 | 58 | 5 | 58 | 0 | 1.0435 | CC | 1 | 0.032791 | 58 | 58 |  |  |  |  | 0.032791 | 1.9019
48881 | THW_4344 | H | Houston | YES | 0.001734 | 58 | 5 | 58 | 0 | 1.0435 | CC | 1 | 0.032791 | 58 | 58 |  |  |  |  | 0.032791 | 1.9019
48593 | CHE_GT1_8015 | 1 | Houston | YES | 0.001725 | 173 | 50 | 173 | 0 | 1.0362 | Cogen | 1 | 0.032782 | 0 | 0 |  |  |  |  | 0.032782 | 0
48594 | CHE_GN4_8025 | 4 | Houston | YES | 0.001725 | 142 | 60 | 142 | 0 | 1.0362 | Cogen | 1 | 0.032782 | 0 | 0 |  |  |  |  | 0.032782 | 0
48511 | LPE_GT1_8070 | 1 | Houston | YES | 0.001723 | 42 | 0 | 42 | 0 | 1.0362 | GGT | 1 | 0.03278 | 42 | 42 |  |  |  |  | 0.03278 | 1.3768
48512 | LPE_GT2_8075 | 2 | Houston | YES | 0.001723 | 42 | 0 | 42 | 0 | 1.0362 | GGT | 1 | 0.03278 | 42 | 42 |  |  |  |  | 0.03278 | 1.3768
48513 | LPE_GT3_8080 | 3 | Houston | YES | 0.001723 | 39 | 0 | 39 | 0 | 1.0362 | GGT | 1 | 0.03278 | 39 | 39 |  |  |  |  | 0.03278 | 1.2784
48514 | LPE_GT4_8085 | 4 | Houston | YES | 0.001723 | 39 | 0 | 39 | 0 | 1.0362 | GGT | 1 | 0.03278 | 39 | 39 |  |  |  |  | 0.03278 | 1.2784
48500 | APD_GT1_8005 | 1 | Houston | YES | 0.001722 | 137.6 | 54.6 | 137.6 |  | 1.0362 | Cogen | 1 | 0.032779 | 0 | 0 |  |  |  |  | 0.032779 | 0
48820 | SHELLG1_3015 | 1 | Houston | YES | 0.001716 | 71 | 34.5 | 71 |  | 1.029 | Cogen | 1 | 0.032773 | 0 | 0 |  |  |  |  | 0.032773 | 0
48821 | SHELLG2 | 2 | Houston | YES | 0.001716 | 72 | 34.5 | 72 |  | 1.029 | Cogen | 1 | 0.032773 | 0 | 0 |  |  |  |  | 0.032773 | 0
48822 | SHELLG3_3020 | 1 | Houston | YES | 0.001716 | 39 | 0 | 39 |  | 1.029 | Cogen | 1 | 0.032773 | 0 | 0 |  |  |  |  | 0.032773 | 0
48822 | SHELLG3_3020 | 2 | Houston | YES | 0.001716 | 30 | 0 | 30 |  | 1.029 | Cogen | 1 | 0.032773 | 0 | 0 |  |  |  |  | 0.032773 | 0
48740 | PSG_GN2_8050 | 1 | Houston | YES | 0.001712 | 182 | 60 | 182 | 0 | 1.0326 | Cogen | 1 | 0.032769 | 0 | 0 |  |  |  |  | 0.032769 | 0
48741 | PSG_GT2_8040 | 1 | Houston | YES | 0.001712 | 158.6 | 50 | 158.6 | 0 | 1.0326 | Cogen | 1 | 0.032769 | 0 | 0 |  |  |  |  | 0.032769 | 0
48742 | PSG_GT3_8060 | 1 | Houston | YES | 0.001712 | 157 | 50 | 157 | 0 | 1.0326 | Cogen | 1 | 0.032769 | 0 | 0 |  |  |  |  | 0.032769 | 0
48551 | CAL_GT1_8045 | 1 | Houston | YES | 0.001711 | 149 | 0 | 149 | 0 | 1.0326 | Cogen | 1 | 0.032768 | 0 | 0 |  |  |  |  | 0.032768 | 0
48552 | CAL_ST1_8000 | 2 | Houston | YES | 0.001711 | 65.1 | 0 | 65.1 | 0 | 1.0326 | Cogen | 1 | 0.032768 | 0 | 0 |  |  |  |  | 0.032768 | 0
48611 | DIB_GT1_8080 | 1 | Houston | YES | 0.001711 | 64 | 0 | 64 | 0 | 1.0326 | Cogen | 1 | 0.032768 | 0 | 0 |  |  |  |  | 0.032768 | 0
48612 | DIB_GT2_8075 | 2 | Houston | YES | 0.001711 | 63.2 | 0 | 63.2 | 0 | 1.0326 | Cogen | 1 | 0.032768 | 0 | 0 |  |  |  |  | 0.032768 | 0
48613 | DIB_ST1_8085 | 3 | Houston | YES | 0.001711 | 67.9 | 30 | 82.6 | 0 | 1.0326 | Cogen | 1 | 0.032768 | 0 | 0 |  |  |  |  | 0.032768 | 0
48614 | DIB_GT3_8090 | 4 | Houston | YES | 0.001711 | 73.6 | 15 | 73.6 | 0 | 1.0326 | Cogen | 1 | 0.032768 | 0 | 0 |  |  |  |  | 0.032768 | 0
48845 | SOL_GT1 | 1 | Houston | YES | 0.001711 | 16.2 | 15.4 | 16.2 |  | 1.0326 | Solar | 1 | 0.032768 | 16.2 | 16.2 |  |  |  |  | 0.032768 | 0.53084
48853 | SRB_GN3_3 | 3 | Houston | YES | 0.001711 | 170.4 | 35 | 213 |  | 1.0326 | GST | 1 | 0.032768 | 213 | 213 |  |  |  |  | 0.032768 | 6.9796
48854 | SRB_GN4_4 | 4 | Houston | YES | 0.001711 | 182.4 | 35 | 228 | 0 | 1.0326 | GST | 1 | 0.032768 | 228 | 228 |  |  |  |  | 0.032768 | 7.4711
48851 | SRB_GN1_1 | 1 | Houston | YES | 0.00171 | 132 | 26 | 165 | 0 | 1.0217 | GST | 1 | 0.032767 | 165 | 165 |  |  |  |  | 0.032767 | 5.4065
48852 | SRB_GN2_2 | 2 | Houston | YES | 0.00171 | 140.8 | 26 | 176 | 0 | 1.0217 | GST | 1 | 0.032767 | 176 | 176 |  |  |  |  | 0.032767 | 5.767
48855 | SRB_GT211035 | B1 | Houston | YES | 0.00171 | 0 | 0 | 18 |  | 1.014 | GGT | 1 | 0.032767 | 18 | 18 |  |  |  |  | 0.032767 | 0.5898
48855 | SRB_GT211035 | B2 | Houston | YES | 0.00171 | 0 | 0 | 12 |  | 1.014 | GGT | 1 | 0.032767 | 12 | 12 |  |  |  |  | 0.032767 | 0.3932
48761 | PR_GT1__9040 | 1 | Houston | YES | 0.001707 | 26 | 0 | 35 |  | 1 | Cogen | 1 | 0.032764 | 0 | 0 |  |  |  |  | 0.032764 | 0
48641 | DPEC_GT15040 | 1 | Houston | YES | 0.001704 | 163.2 | 98 | 163.2 | 0 | 1.0319 | CC | 1 | 0.032761 | 163.2 | 163.2 |  |  |  |  | 0.032761 | 5.3466
48642 | DPEC_GT25025 | 2 | Houston | YES | 0.001704 | 157.1 | 98 | 157.1 | 0 | 1.0319 | CC | 1 | 0.032761 | 157.1 | 157.1 |  |  |  |  | 0.032761 | 5.1467
48643 | DPEC_GT35010 | 3 | Houston | YES | 0.001704 | 157.5 | 98 | 157.5 | 0 | 1.0319 | CC | 1 | 0.032761 | 157.5 | 157.5 |  |  |  |  | 0.032761 | 5.1598
48644 | DPEC_GT45070 | 4 | Houston | YES | 0.001704 | 157 | 98 | 157 | 0 | 1.0319 | CC | 1 | 0.032761 | 157 | 157 |  |  |  |  | 0.032761 | 5.1435
48645 | DPEC_ST55065 | 5 | Houston | YES | 0.001704 | 282 | 0 | 282 | 0 | 1.0319 | CC | 1 | 0.032761 | 282 | 282 |  |  |  |  | 0.032761 | 9.2386
48841 | SJS_GT1_GT1 | 1 | Houston | YES | 0.001701 | 62.4 | 49 | 78 | 0 | 1.0362 | Cogen | 1 | 0.032758 | 0 | 0 |  |  |  |  | 0.032758 | 0
48842 | SJS_GT2_GT2 | 2 | Houston | YES | 0.001701 | 64.8 | 49 | 81 | 0 | 1.0362 | Cogen | 1 | 0.032758 | 0 | 0 |  |  |  |  | 0.032758 | 0
48691 | GBY_73741085 | A | Houston | YES | 0.001698 | 37.6 | 20 | 47 | 0 | 1.0362 | GGT | 1 | 0.032755 | 47 | 47 |  |  |  |  | 0.032755 | 1.5395
48691 | GBY_73741085 | B | Houston | YES | 0.001698 | 37.6 | 20 | 47 | 0 | 1.0362 | GGT | 1 | 0.032755 | 47 | 47 |  |  |  |  | 0.032755 | 1.5395
48692 | GBY_81821075 | C | Houston | YES | 0.001698 | 37.6 | 20 | 47 | 0 | 1.0362 | GGT | 1 | 0.032755 | 47 | 47 |  |  |  |  | 0.032755 | 1.5395
48692 | GBY_81821075 | D | Houston | YES | 0.001698 | 44 | 20 | 55 | 0 | 1.0362 | GGT | 1 | 0.032755 | 55 | 55 |  |  |  |  | 0.032755 | 1.8015
48693 | GBY_83841065 | E | Houston | YES | 0.001698 | 45.6 | 20 | 57 | 0 | 1.0362 | GGT | 1 | 0.032755 | 57 | 57 |  |  |  |  | 0.032755 | 1.867
48693 | GBY_83841065 | F | Houston | YES | 0.001698 | 43.2 | 20 | 54 | 0 | 1.0362 | GGT | 1 | 0.032755 | 54 | 54 |  |  |  |  | 0.032755 | 1.7688
48531 | BYU_GT1_8075 | 1 | Houston | YES | 0.001688 | 65 | 0 | 65 |  | 1.0362 | Cogen | 1 | 0.032745 | 0 | 0 |  |  |  |  | 0.032745 | 0
48532 | BYU_GT2_8055 | 2 | Houston | YES | 0.001688 | 62 | 0 | 62 |  | 1.0362 | Cogen | 1 | 0.032745 | 0 | 0 |  |  |  |  | 0.032745 | 0
48533 | BYU_GT3_8060 | 3 | Houston | YES | 0.001688 | 67 | 0 | 67 |  | 1.0362 | Cogen | 1 | 0.032745 | 0 | 0 |  |  |  |  | 0.032745 | 0
48534 | BYU_GT4_8065 | 4 | Houston | YES | 0.001688 | 65 | 0 | 65 |  | 1.0362 | Cogen | 1 | 0.032745 | 0 | 0 |  |  |  |  | 0.032745 | 0
48561 | CTL_GT2_8130 | 1 | Houston | YES | 0.001682 | 73.5 | 30.3 | 91.9 |  | 1.0362 | Cogen | 1 | 0.032739 | 0 | 0 |  |  |  |  | 0.032739 | 0
48562 | CTL_GT3_8135 | 2 | Houston | YES | 0.001682 | 70.1 | 30.3 | 87.6 |  | 1.0362 | Cogen | 1 | 0.032739 | 0 | 0 |  |  |  |  | 0.032739 | 0
48563 | CTL_GT4_8140 | 3 | Houston | YES | 0.001682 | 69.6 | 30.3 | 87 |  | 1.0362 | Cogen | 1 | 0.032739 | 0 | 0 |  |  |  |  | 0.032739 | 0
48564 | CTL_GN1_8145 | 4 | Houston | YES | 0.001682 | 43.6 | 12.9 | 54.5 |  | 1.0362 | Cogen | 1 | 0.032739 | 0 | 0 |  |  |  |  | 0.032739 | 0
48565 | CTL_GN2_8155 | 5 | Houston | YES | 0.001682 | 9.8 | 3.4 | 12.2 |  | 1.0362 | Cogen | 1 | 0.032739 | 0 | 0 |  |  |  |  | 0.032739 | 0
48772 | PHR_GN2_2 | MB | Houston | YES | 0.001664 | 0 | 72 | 459 |  | 1.0362 | GSC | 1 | 0.032721 | 0 | 0 |  |  |  |  | 0.032721 | 0
38580 | TNBP_CGN1_8 | 1 | Houston | YES | 0.00164 | 70.8 | 0 | 70.8 | 0 | 1.005 | Cogen | 1 | 0.032697 | 0 | 0 |  |  |  |  | 0.032697 | 0
38590 | TNBP_CGN2_8 | 2 | Houston | YES | 0.00164 | 66.7 | 0 | 66.7 | 0 | 1.005 | Cogen | 1 | 0.032697 | 0 | 0 |  |  |  |  | 0.032697 | 0
38600 | TNBP_CGN3_8 | 5 | Houston | YES | 0.00164 | 53 | 0 | 53 | 0 | 1.005 | Cogen | 1 | 0.032697 | 0 | 0 |  |  |  |  | 0.032697 | 0
38611 | TNBPAMCG1_8 | 1 | Houston | YES | 0.00164 | 153.2 | 0 | 153.2 | 0 | 1.005 | Cogen | 1 | 0.032697 | 0 | 0 |  |  |  |  | 0.032697 | 0
38612 | TNBPAMCG2_8 | 2 | Houston | YES | 0.00164 | 153.5 | 0 | 153.5 | 0 | 1.005 | Cogen | 1 | 0.032697 | 0 | 0 |  |  |  |  | 0.032697 | 0
38613 | TNBPAMCG3_8 | 3 | Houston | YES | 0.00164 | 152.3 | 0 | 152.3 | 0 | 1.005 | Cogen | 1 | 0.032697 | 0 | 0 |  |  |  |  | 0.032697 | 0
38614 | TNBPAMCG4_8 | 4 | Houston | YES | 0.00164 | 96 | 0 | 96 |  | 1.005 | Cogen | 1 | 0.032697 | 0 | 0 |  |  |  |  | 0.032697 | 0
38615 | TNBPAMCG5_8 | 1 | Houston | YES | 0.00164 | 244 | 0 | 244 | 0 | 1.005 | Cogen | 1 | 0.032697 | 0 | 0 |  |  |  |  | 0.032697 | 0
38690 | TNBP_CGN4_8 | 3 | Houston | YES | 0.00164 | 40 | 0 | 40 |  | 1.005 | Cogen | 1 | 0.032697 | 0 | 0 |  |  |  |  | 0.032697 | 0
38711 | TNTXCTY1CG8 | 1 | Houston | YES | 0.00164 | 100.3 | 59 | 100.3 | 0 | 1 | Cogen | 1 | 0.032697 | 0 | 0 |  |  |  |  | 0.032697 | 0
38712 | TNTXCTY2CG8 | 1 | Houston | YES | 0.00164 | 92.9 | 59 | 92.9 | 0 | 1 | Cogen | 1 | 0.032697 | 0 | 0 |  |  |  |  | 0.032697 | 0
38713 | TNTXCTY3CG8 | 1 | Houston | YES | 0.00164 | 102.7 | 59 | 102.7 | 0 | 1 | Cogen | 1 | 0.032697 | 0 | 0 |  |  |  |  | 0.032697 | 0
38714 | TNTXCTY4CG8 | 1 | Houston | YES | 0.00164 | 103 | 59 | 103 | 0 | 1 | Cogen | 1 | 0.032697 | 0 | 0 |  |  |  |  | 0.032697 | 0
39470 | TNDOWCGNSG8 | 1 | Houston | YES | 0.00164 | 32 | 10 | 32 | 0 | 0.985 | Cogen | 1 | 0.032697 | 0 | 0 |  |  |  |  | 0.032697 | 0
39480 | TNDOWCGNGG8 | 1 | Houston | YES | 0.00164 | 30 | 10 | 30 | 0 | 0.985 | Cogen | 1 | 0.032697 | 0 | 0 |  |  |  |  | 0.032697 | 0
48921 | WAP_GN1_1 | 1 | Houston | YES | 0.001588 | 132.8 | 37 | 166 | 0 | 1.0362 | GST | 1 | 0.032645 | 166 | 166 |  |  |  |  | 0.032645 | 5.4191
48922 | WAP_GN2_2 | 2 | Houston | YES | 0.001588 | 132.8 | 37 | 166 | 0 | 1.0362 | GST | 1 | 0.032645 | 166 | 166 |  |  |  |  | 0.032645 | 5.4191
48923 | WAP_GN3_3 | 3 | Houston | YES | 0.001588 | 198.4 | 93 | 248 | 0 | 1.0362 | GST | 1 | 0.032645 | 248 | 248 |  |  |  |  | 0.032645 | 8.0959
48924 | WAP_GN4_4 | 4 | Houston | YES | 0.001588 | 546 | 217 | 546 | 0 | 1.0362 | GSC | 1 | 0.032645 | 546 | 546 |  |  |  |  | 0.032645 | 17.8241
48925 | WAP_GN5_5 | 5 | Houston | YES | 0.001588 | 586.2 | 278 | 654 | 0 | 0.985 | LIGCO | 1 | 0.032645 | 0 | 654 |  |  |  |  | 0.032645 | 21.3498
48929 | WAPGT21_GT1 | B1 | Houston | YES | 0.001588 | 0 | 0 | 13 |  | 1.05 | GGT | 1 | 0.032645 | 13 | 13 |  |  |  |  | 0.032645 | 0.42438
48510 | AK_GT1__8040 | 1 | Houston | YES | 0.001578 | 33.4 | 8.1 | 34 |  | 1.029 | Cogen | 1 | 0.032635 | 0 | 0 |  |  |  |  | 0.032635 | 0
48521 | BVE_GT1_GT1 | 1 | Houston | YES | 0.001571 | 167.7 | 0 | 167.7 |  | 1.035 | CC | 1 | 0.032628 | 167.7 | 167.7 |  |  |  |  | 0.032628 | 5.4717
48522 | BVE_GT2_5035 | 2 | Houston | YES | 0.001571 | 166.4 | 0 | 166.4 |  | 1.035 | CC | 1 | 0.032628 | 166.4 | 166.4 |  |  |  |  | 0.032628 | 5.4293
48523 | BVE_ST1_GN1 | 3 | Houston | YES | 0.001571 | 252.4 | 0 | 252.4 |  | 1.035 | CC | 1 | 0.032628 | 252.4 | 252.4 |  |  |  |  | 0.032628 | 8.2353
48926 | WAP_GN6_6 | 6 | Houston | YES | 0.00157 | 651 | 280 | 651 |  | 1.035 | LIGCO | 1 | 0.032627 | 0 | 651 |  |  |  |  | 0.032627 | 21.2401
48927 | WAP_GN7_7 | 7 | Houston | YES | 0.00157 | 564 | 277 | 564 |  | 1.035 | LIGCO | 1 | 0.032627 | 0 | 564 |  |  |  |  | 0.032627 | 18.4016
48928 | WAP_GN8_8 | 8 | Houston | YES | 0.00157 | 603 | 275 | 603 |  | 1.035 | LIGCO | 1 | 0.032627 | 0 | 603 |  |  |  |  | 0.032627 | 19.674
48730 | MNS_GT | 1 | Houston | YES | 0.001565 | 43 | 0 | 46.1 |  | 1.029 | Cogen | 1 | 0.032622 | 0 | 0 |  |  |  |  | 0.032622 | 0
39760 | TNSCLP1___8 | 1 | Houston | YES | 0.001472 | 93.4 | 20 | 116.8 | 0 | 1.04 | Cogen | 1 | 0.032529 | 0 | 0 |  |  |  |  | 0.032529 | 0
39770 | TNSCLP2___8 | 1 | Houston | YES | 0.001472 | 91.6 | 20 | 114.5 | 0 | 1.04 | Cogen | 1 | 0.032529 | 0 | 0 |  |  |  |  | 0.032529 | 0
39775 | TNSCLP4___8 | 1 | Houston | YES | 0.001472 | 95.2 | 20 | 119 | 0 | 1.04 | Cogen | 1 | 0.032529 | 0 | 0 |  |  |  |  | 0.032529 | 0
39790 | TNSCLP3___8 | 1 | Houston | YES | 0.001472 | 87.6 | 20 | 109.5 | 0 | 1.027 | Cogen | 1 | 0.032529 | 0 | 0 |  |  |  |  | 0.032529 | 0
48520 | BSF_GT1_8070 | 2 | Houston | YES | 0.001444 | 10 | 0 | 10 | 0 | 1.0326 | Cogen | 1 | 0.032501 | 0 | 0 |  |  |  |  | 0.032501 | 0
48520 | BSF_GT1_8070 | 1 | Houston | YES | 0.001444 | 72 | 0 | 72 | 0 | 1.0326 | Cogen | 1 | 0.032501 | 0 | 0 |  |  |  |  | 0.032501 | 0
49851 | DOW17000 | 37 | Houston | YES | 0.001411 | 39 | 0 | 62 | 0 | 1 | Cogen | 1 | 0.032468 | 0 | 0 |  |  |  |  | 0.032468 | 0
49858 | DOW38100 | 31 | Houston | YES | 0.001411 | 45 | 0 | 71.4 |  | 1 | Cogen | 1 | 0.032468 | 0 | 0 |  |  |  |  | 0.032468 | 0
49859 | DOW38200 | 33 | Houston | YES | 0.001411 | 28 | 0 | 45 | 0 | 1 | Cogen | 1 | 0.032468 | 0 | 0 |  |  |  |  | 0.032468 | 0
49860 | DOW38300 | 32 | Houston | YES | 0.001411 | 63 | 0 | 101 |  | 1 | Cogen | 1 | 0.032468 | 0 | 0 |  |  |  |  | 0.032468 | 0
49862 | DOW39100 | 36 | Houston | YES | 0.001411 | 54 | 0 | 86 | 0 | 1 | Cogen | 1 | 0.032468 | 0 | 0 |  |  |  |  | 0.032468 | 0
49863 | DOW39200 | 35 | Houston | YES | 0.001411 | 55 | 0 | 88 | 0 | 1 | Cogen | 1 | 0.032468 | 0 | 0 |  |  |  |  | 0.032468 | 0
49865 | DOW41000 | 41 | Houston | YES | 0.001411 | 31 | 0 | 50 |  | 1 | Cogen | 1 | 0.032468 | 0 | 0 |  |  |  |  | 0.032468 | 0
49866 | DOW42000 | 42 | Houston | YES | 0.001411 | 11 | 0 | 18 |  | 1 | Cogen | 1 | 0.032468 | 0 | 0 |  |  |  |  | 0.032468 | 0
49869 | DOW49000 | 45 | Houston | YES | 0.001411 | 59 | 0 | 94 |  | 1 | Cogen | 1 | 0.032468 | 0 | 0 |  |  |  |  | 0.032468 | 0
49870 | DOW61000 | 61 | Houston | YES | 0.001411 | 44 | 0 | 70 | 0 | 1 | Cogen | 1 | 0.032468 | 0 | 0 |  |  |  |  | 0.032468 | 0
49871 | DOW62000 | 62 | Houston | YES | 0.001411 | 40 | 0 | 63 | 0 | 1 | Cogen | 1 | 0.032468 | 0 | 0 |  |  |  |  | 0.032468 | 0
49872 | DOW63000 | 63 | Houston | YES | 0.001411 | 45 | 0 | 72 | 0 | 1 | Cogen | 1 | 0.032468 | 0 | 0 |  |  |  |  | 0.032468 | 0
49873 | DOW64000 | 64 | Houston | YES | 0.001411 | 41 | 0 | 64.8 | 0 | 1 | Cogen | 1 | 0.032468 | 0 | 0 |  |  |  |  | 0.032468 | 0
49876 | DOW65000 | 65 | Houston | YES | 0.001411 | 63 | 0 | 101 | 0 | 1 | Cogen | 1 | 0.032468 | 0 | 0 |  |  |  |  | 0.032468 | 0
49877 | DOW66000 | 66 | Houston | YES | 0.001411 | 61 | 0 | 97 | 0 | 1 | Cogen | 1 | 0.032468 | 0 | 0 |  |  |  |  | 0.032468 | 0
49878 | DOW67000 | 67 | Houston | YES | 0.001411 | 65 | 0 | 103 | 0 | 1 | Cogen | 1 | 0.032468 | 0 | 0 |  |  |  |  | 0.032468 | 0
49882 | DOW81000 | 81 | Houston | YES | 0.001411 | 47 | 0 | 76 | 0 | 1 | Cogen | 1 | 0.032468 | 0 | 0 |  |  |  |  | 0.032468 | 0
49884 | DOW82000 | 82 | Houston | YES | 0.001411 | 51 | 0 | 80 | 0 | 1 | Cogen | 1 | 0.032468 | 0 | 0 |  |  |  |  | 0.032468 | 0
49885 | DOW83000 | 83 | Houston | YES | 0.001411 | 51 | 0 | 80 | 0 | 1 | Cogen | 1 | 0.032468 | 0 | 0 |  |  |  |  | 0.032468 | 0
49886 | DOW84000 | 84 | Houston | YES | 0.001411 | 107 | 0 | 171 | 0 | 0.98 | Cogen | 1 | 0.032468 | 0 | 0 |  |  |  |  | 0.032468 | 0
48911 | TGF_GT1_8000 | 1 | Houston | YES | 0.001275 | 69.2 | 0 | 69.2 |  | 1.029 | Cogen | 1 | 0.032332 | 0 | 0 |  |  |  |  | 0.032332 | 0
48731 | CBE_GT1 | 1 | Houston | YES | 0.00125 | 76 | 0 | 76 | 0 | 1.029 | CC | 1 | 0.032307 | 76 | 76 |  |  |  |  | 0.032307 | 2.4553
48732 | CBE_GT2 | 1 | Houston | YES | 0.00125 | 76 | 0 | 76 | 0 | 1.029 | CC | 1 | 0.032307 | 76 | 76 |  |  |  |  | 0.032307 | 2.4553
48733 | CBE_ST12 | 1 | Houston | YES | 0.00125 | 105 | 0 | 105 | 0 | 1.029 | CC | 1 | 0.032307 | 105 | 105 |  |  |  |  | 0.032307 | 3.3922
48734 | CBE_GT3 | 1 | Houston | YES | 0.00125 | 76 | 0 | 76 | 0 | 1.029 | CC | 1 | 0.032307 | 76 | 76 |  |  |  |  | 0.032307 | 2.4553
48735 | CBE_GT4 | 1 | Houston | YES | 0.00125 | 76 | 0 | 76 | 0 | 1.029 | CC | 1 | 0.032307 | 76 | 76 |  |  |  |  | 0.032307 | 2.4553
48736 | CBE_ST34 | 1 | Houston | YES | 0.00125 | 105 | 0 | 105 | 0 | 1.029 | CC | 1 | 0.032307 | 105 | 105 |  |  |  |  | 0.032307 | 3.3922
5911 | STP_GN1___1 | 1 | Houston | YES | 0.001228 | 1333 | 1249 | 1333 | 0 | 1.0406 | Nuc | 1 | 0.032285 | 0 | 0 |  |  |  |  | 0.032285 | 0
5912 | STP_GN2___2 | 2 | Houston | YES | 0.001228 | 1332 | 1249 | 1332 | 0 | 1.0406 | Nuc | 1 | 0.032285 | 0 | 0 |  |  |  |  | 0.032285 | 0
3432 | SANDOW_4G | 4 | South | YES | 0.001161 | 580 | 225 | 580 | 0 | 1.029 | LIGCO | 1 | 0.032218 | 0 | 580 |  |  |  |  | 0.032218 | 18.6864
13432 | SANDOW_5G | 5 | South | YES | 0.001161 | 581 | 225 | 581 | 0 | 1.029 | LIGCO | 1 | 0.032218 | 0 | 581 |  |  |  |  | 0.032218 | 18.7186
7010 | L_FPPYD11_1Y | 1 | South | YES | 0.000848 | 547.4 | 200 | 606 | 0 | 1.02 | LIGCO | 1 | 0.031905 | 0 | 606 |  |  |  |  | 0.031905 | 19.3344
7011 | L_FPPYD11_2Y | 2 | South | YES | 0.000848 | 552.2 | 200 | 598 | 0 | 1.02 | LIGCO | 1 | 0.031905 | 0 | 598 |  |  |  |  | 0.031905 | 19.0791
7012 | L_FPPYD21_3Y | 3 | South | YES | 0.000848 | 427.5 | 200 | 436 | 0 | 1.02 | LIGCO | 1 | 0.031905 | 0 | 436 |  |  |  |  | 0.031905 | 13.9105
7007 | L_LOSTPI1_1Y | 1 | South | YES | 0.000828 | 158.6 | 110 | 158 | 0 | 1 | CC | 1 | 0.031885 | 158 | 158 |  |  |  |  | 0.031885 | 5.0378
7008 | L_LOSTPI1_2Y | 2 | South | YES | 0.000828 | 157.7 | 107 | 160 | 0 | 1 | CC | 1 | 0.031885 | 160 | 160 |  |  |  |  | 0.031885 | 5.1016
7009 | L_LOSTPI1_3Y | 3 | South | YES | 0.000828 | 173.9 | 72 | 175 | 0 | 1 | CC | 1 | 0.031885 | 175 | 175 |  |  |  |  | 0.031885 | 5.5799
7303 | L_WPPGS12_1Y | 2 | South | YES | 0.000768 | 50 | 0 | 50 | 0 | 1.025 | GGT | 1 | 0.031825 | 50 | 50 |  |  |  |  | 0.031825 | 1.5912
7303 | L_WPPGS12_1Y | 1 | South | YES | 0.000768 | 50 | 0 | 50 | 0 | 1.025 | GGT | 1 | 0.031825 | 50 | 50 |  |  |  |  | 0.031825 | 1.5912
7305 | L_WPPGS34_1Y | 4 | South | YES | 0.000768 | 50 | 0 | 50 | 0 | 1.025 | GGT | 1 | 0.031825 | 50 | 50 |  |  |  |  | 0.031825 | 1.5912
7305 | L_WPPGS34_1Y | 3 | South | YES | 0.000768 | 50 | 0 | 50 | 0 | 1.025 | GGT | 1 | 0.031825 | 50 | 50 |  |  |  |  | 0.031825 | 1.5912
7807 | L_BASTEN1_1Y | 1 | South | YES | 0.000745 | 152.5 | 83.5 | 152.5 | 0 | 1.004 | CC | 1 | 0.031802 | 152.5 | 152.5 |  |  |  |  | 0.031802 | 4.8498
7808 | L_BASTEN1_2Y | 1 | South | YES | 0.000745 | 149.5 | 83.5 | 149.5 | 0 | 1.004 | CC | 1 | 0.031802 | 149.5 | 149.5 |  |  |  |  | 0.031802 | 4.7544
7809 | L_BASTEN1_3Y | 1 | South | YES | 0.000745 | 232.6 | 42 | 232.6 | 0 | 1.004 | CC | 1 | 0.031802 | 232.6 | 232.6 |  |  |  |  | 0.031802 | 7.3971
8134 | FOR #1 | 1 | South | YES | 0.000708 | 54.1 | 45 | 79 | 0 | 1.03 | Cogen | 1 | 0.031765 | 0 | 0 |  |  |  |  | 0.031765 | 0
8138 | FOR #2 | 2 | South | YES | 0.000708 | 63.1 | 45 | 81 | 0 | 1.03 | Cogen | 1 | 0.031765 | 0 | 0 |  |  |  |  | 0.031765 | 0
8153 | FOR #3 | 3 | South | YES | 0.000708 | 63.1 | 45 | 79.9 | 0 | 1.03 | Cogen | 1 | 0.031765 | 0 | 0 |  |  |  |  | 0.031765 | 0
8154 | FOR #4 | 4 | South | YES | 0.000708 | 63.1 | 60 | 80 | 0 | 1.03 | Cogen | 1 | 0.031765 | 0 | 0 |  |  |  |  | 0.031765 | 0
8155 | FOR #5 | 5 | South | YES | 0.000708 | 63.1 | 60 | 78.4 | 0 | 1.03 | Cogen | 1 | 0.031765 | 0 | 0 |  |  |  |  | 0.031765 | 0
8156 | FOR #6 | 6 | South | YES | 0.000708 | 24.9 | 5 | 25 | 0 | 1.03 | Cogen | 1 | 0.031765 | 0 | 0 |  |  |  |  | 0.031765 | 0
8157 | FOR #7 | 7 | South | YES | 0.000708 | 28.8 | 5 | 46 | 0 | 1.03 | Cogen | 1 | 0.031765 | 0 | 0 |  |  |  |  | 0.031765 | 0
80051 | FOR #8 | 8 | South | YES | 0.000708 | 28 | 28 | 28 | 0 | 1.016 | Cogen | 1 | 0.031765 | 0 | 0 |  |  |  |  | 0.031765 | 0
80052 | FOR #9 | 9 | South | YES | 0.000708 | 29.7 | 5 | 43.6 | 0 | 1.03 | Cogen | 1 | 0.031765 | 0 | 0 |  |  |  |  | 0.031765 | 0
80053 | FOR #10 | 10 | South | YES | 0.000708 | 68.4 | 45 | 75 | 0 | 1.03 | Cogen | 1 | 0.031765 | 0 | 0 |  |  |  |  | 0.031765 | 0
80226 | ALCOA G | 1 | South | YES | 0.000693 | 32.3 | 5 | 48 | 0 | 1.015 | Cogen | 1 | 0.03175 | 0 | 0 |  |  |  |  | 0.03175 | 0
7004 | L_SIMGID1_1Y | 1 | South | YES | 0.00066 | 132 | 40 | 132 | 0 | 1.02 | GST | 1 | 0.031717 | 132 | 132 |  |  |  |  | 0.031717 | 4.1866
7005 | L_SIMGID1_2Y | 2 | South | YES | 0.00066 | 133 | 32 | 139 | 0 | 1.02 | GST | 1 | 0.031717 | 139 | 139 |  |  |  |  | 0.031717 | 4.4087
7006 | L_SIMGID1_3Y | 3 | South | YES | 0.00066 | 324.9 | 60 | 329 | 0 | 1.02 | GST | 1 | 0.031717 | 329 | 329 |  |  |  |  | 0.031717 | 10.4349
8147 | UCAR #2 | 10 | South | YES | 0.000636 | 18.2 | 0 | 28 |  | 1 | Cogen | 1 | 0.031693 | 0 | 0 |  |  |  |  | 0.031693 | 0
8148 | UCAR #1 | 2 | South | YES | 0.000636 | 6.1 | 0 | 7 | 0 | 1.009 | Cogen | 1 | 0.031693 | 0 | 0 |  |  |  |  | 0.031693 | 0
80137 | CSDR89 | 8 | South | YES | 0.000636 | 33.9 | 0 | 39 |  | 1.003 | DCTie | 1 | 0.031693 | 0 | 0 |  |  |  |  | 0.031693 | 0
80137 | CSDR89 | 9 | South | YES | 0.000636 | 0 | 0 | 15 |  | 1.003 | DCTie | 1 | 0.031693 | 0 | 0 |  |  |  |  | 0.031693 | 0
80138 | CSDR7 | 7 | South | YES | 0.000636 | 6.1 | 0 | 7 | 0 | 1.014 | DCTie | 1 | 0.031693 | 0 | 0 |  |  |  |  | 0.031693 | 0
80139 | CSDR56 | 5 | South | YES | 0.000636 | 15 | 0 | 15 |  | 1.0033 | DCTie | 1 | 0.031693 | 0 | 0 |  |  |  |  | 0.031693 | 0
80139 | CSDR56 | 6 | South | YES | 0.000636 | 0 | 0 | 39 |  | 1.0033 | DCTie | 1 | 0.031693 | 0 | 0 |  |  |  |  | 0.031693 | 0
80140 | CSDR11 | 11 | South | YES | 0.000636 | 33.9 | 0 | 39 | 0 | 1.03 | DCTie | 1 | 0.031693 | 0 | 0 |  |  |  |  | 0.031693 | 0
80227 | AIRCO G | 1 | South | YES | 0.000624 | 7.2 | 0 | 8 | 0 | 1.0104 | Cogen | 1 | 0.031681 | 0 | 0 |  |  |  |  | 0.031681 | 0
80224 | VISTRONG1 | 1 | South | YES | 0.00062 | 13.1 | 0 | 15 | 0 | 1.01 | Cogen | 1 | 0.031677 | 0 | 0 |  |  |  |  | 0.031677 | 0
80225 | VISTRONG2 | 2 | South | YES | 0.00062 | 20.2 | 0 | 23 | 0 | 1.01 | Cogen | 1 | 0.031677 | 0 | 0 |  |  |  |  | 0.031677 | 0
8066 | DUP1V#1 | 1 | South | YES | 0.000599 | 52.3 | 0 | 73 | 0 | 1.01 | Cogen | 1 | 0.031656 | 0 | 0 |  |  |  |  | 0.031656 | 0
5508 | RAYBURNCC9 | 1 | South | YES | 0.000583 | 47.7 | 18.2 | 47.7 | 0 | 1.0296 | CC | 1 | 0.03164 | 47.7 | 47.7 |  |  |  |  | 0.03164 | 1.5092
5509 | RAYBURNCC10 | 1 | South | YES | 0.000583 | 37.3 | 5.2 | 37.3 | 0 | 1.0296 | CC | 1 | 0.03164 | 37.3 | 37.3 |  |  |  |  | 0.03164 | 1.1802
5511 | RAYBURNCC7 | 1 | South | YES | 0.000583 | 47.5 | 18.2 | 47.5 | 0 | 1.0296 | CC | 1 | 0.03164 | 47.5 | 47.5 |  |  |  |  | 0.03164 | 1.5029
5512 | RAYBURNCC8 | 1 | South | YES | 0.000583 | 49.3 | 18.2 | 49.3 | 0 | 1.0296 | CC | 1 | 0.03164 | 49.3 | 49.3 |  |  |  |  | 0.03164 | 1.5598
8173 | VICEC51A | 5 | South | YES | 0.000583 | 144 | 18 | 144 | 0 | 1.025 | CC | 1 | 0.03164 | 144 | 144 |  |  |  |  | 0.03164 | 4.5561
8174 | VICEC61A | 6 | South | YES | 0.000583 | 188 | 42 | 188 | 0 | 1.025 | CC | 1 | 0.03164 | 188 | 188 |  |  |  |  | 0.03164 | 5.9483
5503 | RAYBURNGEN3 | 1 | South | YES | 0.000561 | 17.6 | 6 | 22 | 0 | 1.0223 | GST | 1 | 0.031618 | 22 | 22 |  |  |  |  | 0.031618 | 0.69559
5505 | RAYBURNGEN1 | 1 | South | YES | 0.000561 | 0 | 1 | 11 |  | 1.0223 | GGT | 1 | 0.031618 | 11 | 11 |  |  |  |  | 0.031618 | 0.3478
5506 | RAYBURNGEN2 | 1 | South | YES | 0.000561 | 0 | 1 | 11 |  | 1.0223 | GGT | 1 | 0.031618 | 11 | 11 |  |  |  |  | 0.031618 | 0.3478
9002 | DECKR_G3 | 3 | South | YES | 0.000553 | 0 | 24 | 42 |  | 1.015 | GGT | 1 | 0.03161 | 42 | 42 |  |  |  |  | 0.03161 | 1.3276
9003 | DECKR_G4 | 4 | South | YES | 0.000553 | 44 | 24 | 44 | 0 | 1.015 | GGT | 1 | 0.03161 | 44 | 44 |  |  |  |  | 0.03161 | 1.3908
9004 | DECKR_G5 | 5 | South | YES | 0.000553 | 44 | 24 | 44 | 0 | 1.015 | GGT | 1 | 0.03161 | 44 | 44 |  |  |  |  | 0.03161 | 1.3908
9005 | DECKR_G6 | 6 | South | YES | 0.000553 | 44 | 24 | 47 | 0 | 1.015 | GGT | 1 | 0.03161 | 47 | 47 |  |  |  |  | 0.03161 | 1.4857
9016 | SANDH_G1 | 1 | South | YES | 0.000523 | 45 | 2 | 49 | 0 | 1.0175 | GGT | 1 | 0.03158 | 49 | 49 |  |  |  |  | 0.03158 | 1.5474
9017 | SANDH_G2 | 2 | South | YES | 0.000523 | 45 | 2 | 46 | 0 | 1.0175 | GGT | 1 | 0.03158 | 46 | 46 |  |  |  |  | 0.03158 | 1.4527
9018 | SANDH_G3 | 3 | South | YES | 0.000523 | 45 | 2 | 46 | 0 | 1.0175 | GGT | 1 | 0.03158 | 46 | 46 |  |  |  |  | 0.03158 | 1.4527
9019 | SANDH_G4 | 4 | South | YES | 0.000523 | 0 | 2 | 47 |  | 1.0175 | GGT | 1 | 0.03158 | 47 | 47 |  |  |  |  | 0.03158 | 1.4843
9020 | SANDHG5A | 5A | South | YES | 0.000523 | 150 | 84 | 155 | 0 | 1.0175 | CC | 1 | 0.03158 | 155 | 155 |  |  |  |  | 0.03158 | 4.8949
9021 | SANDHG5C | 5C | South | YES | 0.000523 | 140 | 0 | 148 | 0 | 1.0175 | CC | 1 | 0.03158 | 148 | 148 |  |  |  |  | 0.03158 | 4.6738
9000 | DECKR_G1 | 1 | South | YES | 0.000521 | 280 | 50 | 321 | 0 | 1.015 | GST | 1 | 0.031578 | 321 | 321 |  |  |  |  | 0.031578 | 10.1365
9001 | DECKR_G2 | 2 | South | YES | 0.000521 | 400 | 50 | 426 | 0 | 1.015 | GST | 1 | 0.031578 | 426 | 426 |  |  |  |  | 0.031578 | 13.4522
8189 | CUECPL2A | 1 | South | YES | 0.000497 | 12 | 0 | 12 | 0 | 1.02 | Cogen | 1 | 0.031554 | 0 | 0 |  |  |  |  | 0.031554 | 0
7014 | L_HAYSEN1_1Y | 1 | South | YES | 0.000472 | 223.9 | 74 | 223.9 | 0 | 1.008 | CC | 1 | 0.031529 | 223.9 | 223.9 |  |  |  |  | 0.031529 | 7.0593
7015 | L_HAYSEN1_2Y | 2 | South | YES | 0.000472 | 225 | 74 | 225 | 0 | 1.008 | CC | 1 | 0.031529 | 225 | 225 |  |  |  |  | 0.031529 | 7.094
7016 | L_HAYSEN1_3Y | 3 | South | YES | 0.000472 | 224.6 | 74 | 224.6 | 0 | 1.008 | CC | 1 | 0.031529 | 224.6 | 224.6 |  |  |  |  | 0.031529 | 7.0814
7017 | L_HAYSEN1_4Y | 4 | South | YES | 0.000472 | 226.7 | 74 | 226.7 | 0 | 1.008 | CC | 1 | 0.031529 | 226.7 | 226.7 |  |  |  |  | 0.031529 | 7.1476
7020 | L_AUSTPL1_1Y | 1 | South | YES | 0.00047 | 0 | 0 | 8 |  | 1 | Hydro | 1 | 0.031527 | 0 | 0 |  |  |  |  | 0.031527 | 0
7020 | L_AUSTPL1_1Y | 2 | South | YES | 0.00047 | 0 | 0 | 8 |  | 1 | Hydro | 1 | 0.031527 | 0 | 0 |  |  |  |  | 0.031527 | 0
7624 | L_LAKEWO9_1Y | 2 | South | YES | 0.00047 | 0 | 0 | 2.4 |  | 1 | Hydro | 1 | 0.031527 | 0 | 0 |  |  |  |  | 0.031527 | 0
7624 | L_LAKEWO9_1Y | 1 | South | YES | 0.00047 | 0 | 0 | 2.4 |  | 1 | Hydro | 1 | 0.031527 | 0 | 0 |  |  |  |  | 0.031527 | 0
8926 | LGE_GT10A | 1 | South | YES | 0.00047 | 158 | 0 | 158 | 0 | 1.03 | Cogen | 1 | 0.031527 | 0 | 0 |  |  |  |  | 0.031527 | 0
8927 | LGE_GT20A | 2 | South | YES | 0.00047 | 153 | 0 | 153 | 0 | 1.03 | Cogen | 1 | 0.031527 | 0 | 0 |  |  |  |  | 0.031527 | 0
8928 | LGE_STG0A | 3 | South | YES | 0.00047 | 100 | 0 | 100 | 0 | 1.03 | Cogen | 1 | 0.031527 | 0 | 0 |  |  |  |  | 0.031527 | 0
8930 | ICPGN10A | 1 | South | YES | 0.00047 | 149 | 0 | 149 | 0 | 1.03 | Cogen | 1 | 0.031527 | 0 | 0 |  |  |  |  | 0.031527 | 0
8931 | ICPGN20A | 2 | South | YES | 0.00047 | 150 | 0 | 150 | 0 | 1.03 | Cogen | 1 | 0.031527 | 0 | 0 |  |  |  |  | 0.031527 | 0
8932 | ICPGN30A | 3 | South | YES | 0.00047 | 127 | 0 | 127 | 0 | 1.03 | Cogen | 1 | 0.031527 | 0 | 0 |  |  |  |  | 0.031527 | 0
80223 | REYSHR G | 1 | South | YES | 0.00047 | 12 | 0 | 12 | 0 | 1.032 | Cogen | 1 | 0.031527 | 0 | 0 |  |  |  |  | 0.031527 | 0
8161 | COLETO0A | 1 | South | YES | 0.000458 | 633 | 200 | 633 | 0 | 1.03 | LIGCO | 1 | 0.031515 | 0 | 633 |  |  |  |  | 0.031515 | 19.9489
7810 | L_RIONOG1G1Y | 1 | South | YES | 0.000447 | 148 | 0 | 148 | 0 | 1.02 | CC | 1 | 0.031504 | 148 | 148 |  |  |  |  | 0.031504 | 4.6626
7811 | L_RIONOG1G2Y | 2 | South | YES | 0.000447 | 148 | 0 | 148 | 0 | 1.02 | CC | 1 | 0.031504 | 148 | 148 |  |  |  |  | 0.031504 | 4.6626
7812 | L_RIONOG1G3Y | 3 | South | YES | 0.000447 | 154 | 0 | 154 | 0 | 1.02 | CC | 1 | 0.031504 | 154 | 154 |  |  |  |  | 0.031504 | 4.8516
7813 | L_RIONOG1S1Y | 4 | South | YES | 0.000447 | 293 | 0 | 293 | 0 | 1.02 | CC | 1 | 0.031504 | 293 | 293 |  |  |  |  | 0.031504 | 9.2306
8560 | CNOPGT1 | 1 | South | YES | 0.000437 | 148.3 | 0 | 148.3 | 0 | 1.03 | Cogen | 1 | 0.031494 | 0 | 0 |  |  |  |  | 0.031494 | 0
8561 | CNOPGT2 | 2 | South | YES | 0.000437 | 148.6 | 0 | 148.6 | 0 | 1.03 | Cogen | 1 | 0.031494 | 0 | 0 |  |  |  |  | 0.031494 | 0
8562 | CNOPST1 | 3 | South | YES | 0.000437 | 153 | 0 | 153 | 0 | 1.03 | Cogen | 1 | 0.031494 | 0 | 0 |  |  |  |  | 0.031494 | 0
8456 | COSW#1 | 1 | South | YES | 0.000435 | 20 | 0 | 20 | 0 | 1.027 | Cogen | 1 | 0.031492 | 0 | 0 |  |  |  |  | 0.031492 | 0
8457 | COSW#2 | 2 | South | YES | 0.000435 | 14 | 0 | 14 | 0 | 1.027 | Cogen | 1 | 0.031492 | 0 | 0 |  |  |  |  | 0.031492 | 0
8459 | B_DAVIS0B | MB | South | YES | 0.000431 | 0 | 50 | 339 |  | 1.03 | GSC | 1 | 0.031488 | 0 | 0 |  |  |  |  | 0.031488 | 0
8460 | B_DAVIS0A | MB | South | YES | 0.000431 | 0 | 50 | 340 |  | 1.03 | GSC | 1 | 0.031488 | 0 | 0 |  |  |  |  | 0.031488 | 0
8506 | VAL #1 | 1 | South | YES | 0.000427 | 20.9 | 0 | 25 | 0 | 1.0055 | Cogen | 1 | 0.031484 | 0 | 0 |  |  |  |  | 0.031484 | 0
8507 | VAL #2 | 2 | South | YES | 0.000427 | 20.9 | 0 | 25 | 0 | 1.0055 | Cogen | 1 | 0.031484 | 0 | 0 |  |  |  |  | 0.031484 | 0
8511 | OXY_CC0A | 1 | South | YES | 0.000427 | 30.3 | 0 | 38 |  | 1.027 | Cogen | 1 | 0.031484 | 0 | 0 |  |  |  |  | 0.031484 | 0
8461 | KOCH_UP0A | 1 | South | YES | 0.000423 | 38 | 0 | 38 | 0 | 1.012 | Cogen | 1 | 0.03148 | 0 | 0 |  |  |  |  | 0.03148 | 0
7800 | L_GUADGE1_1Y | 1 | South | YES | 0.000421 | 147 | 30 | 147 | 0 | 1.02 | CC | 1 | 0.031478 | 147 | 147 |  |  |  |  | 0.031478 | 4.6273
7801 | L_GUADGE1_2Y | 2 | South | YES | 0.000421 | 138 | 30 | 138 | 0 | 1.02 | CC | 1 | 0.031478 | 138 | 138 |  |  |  |  | 0.031478 | 4.344
7802 | L_GUADGE1_3Y | 3 | South | YES | 0.000421 | 146 | 30 | 146 | 0 | 1.02 | CC | 1 | 0.031478 | 146 | 146 |  |  |  |  | 0.031478 | 4.5958
7803 | L_GUADGE1_4Y | 4 | South | YES | 0.000421 | 149 | 30 | 149 | 0 | 1.02 | CC | 1 | 0.031478 | 149 | 149 |  |  |  |  | 0.031478 | 4.6902
7804 | L_GUADGE1_5Y | 5 | South | YES | 0.000421 | 182 | 30 | 182 | 0 | 1.02 | CC | 1 | 0.031478 | 182 | 182 |  |  |  |  | 0.031478 | 5.729
7805 | L_GUADGE1_6Y | 6 | South | YES | 0.000421 | 203 | 30 | 203 | 0 | 1.02 | CC | 1 | 0.031478 | 203 | 203 |  |  |  |  | 0.031478 | 6.39
7605 | L_MCQUEE9_1Y | 1 | South | YES | 0.000419 | 0 | 0 | 2.4 |  | 1.025 | Hydro | 1 | 0.031476 | 0 | 0 |  |  |  |  | 0.031476 | 0
7605 | L_MCQUEE9_1Y | 2 | South | YES | 0.000419 | 0 | 0 | 2.4 |  | 1.025 | Hydro | 1 | 0.031476 | 0 | 0 |  |  |  |  | 0.031476 | 0
7605 | L_MCQUEE9_1Y | 3 | South | YES | 0.000419 | 0 | 0 | 2.8 |  | 1.025 | Hydro | 1 | 0.031476 | 0 | 0 |  |  |  |  | 0.031476 | 0
8517 | CELANEBI0A | 1 | South | YES | 0.000398 | 29 | 0 | 29 | 0 | 1.02 | Cogen | 1 | 0.031455 | 0 | 0 |  |  |  |  | 0.031455 | 0
80080 | GWINDT11A | 1 | South | YES | 0.000379 | 40.6 | 0 | 94 | 0 | 1.025 | Wind | 1 | 0.031436 | 0 | 94 |  |  |  |  | 0.031436 | 2.955
80080 | GWINDT11A | 4 | South | YES | 0.000379 | 8.2 | 0 | 19 | 0 | 1.025 | Wind | 1 | 0.031436 | 0 | 19 |  |  |  |  | 0.031436 | 0.59728
80080 | GWINDT11A | 3 | South | YES | 0.000379 | 16.4 | 0 | 38 | 0 | 1.025 | Wind | 1 | 0.031436 | 0 | 38 |  |  |  |  | 0.031436 | 1.1946
80080 | GWINDT11A | 2 | South | YES | 0.000379 | 17.7 | 0 | 41 | 0 | 1.025 | Wind | 1 | 0.031436 | 0 | 41 |  |  |  |  | 0.031436 | 1.2889
80081 | GWINDT21A | 1 | South | YES | 0.000379 | 40.6 | 0 | 94 | 0 | 1.025 | Wind | 1 | 0.031436 | 0 | 94 |  |  |  |  | 0.031436 | 2.955
80081 | GWINDT21A | 3 | South | YES | 0.000379 | 18.6 | 0 | 43 | 0 | 1.025 | Wind | 1 | 0.031436 | 0 | 43 |  |  |  |  | 0.031436 | 1.3517
80081 | GWINDT21A | 2 | South | YES | 0.000379 | 15.5 | 0 | 36 | 0 | 1.025 | Wind | 1 | 0.031436 | 0 | 36 |  |  |  |  | 0.031436 | 1.1317
80081 | GWINDT21A | 4 | South | YES | 0.000379 | 9.5 | 0 | 22 | 0 | 1.025 | Wind | 1 | 0.031436 | 0 | 22 |  |  |  |  | 0.031436 | 0.69159
80180 | PNSCALT11A | 1 | South | YES | 0.000379 | 63 | 0 | 146 | 0 | 1.025 | Wind | 1 | 0.031436 | 0 | 146 |  |  |  |  | 0.031436 | 4.5896
80180 | PNSCALT11A | 2 | South | YES | 0.000379 | 21.6 | 0 | 50 | 0 | 1.025 | Wind | 1 | 0.031436 | 0 | 50 |  |  |  |  | 0.031436 | 1.5718
80181 | PNSCALT21A | 1 | South | YES | 0.000379 | 23.7 | 0 | 55 | 0 | 1.025 | Wind | 1 | 0.031436 | 0 | 55 |  |  |  |  | 0.031436 | 1.729
80181 | PNSCALT21A | 2 | South | YES | 0.000379 | 21.6 | 0 | 50 | 0 | 1.025 | Wind | 1 | 0.031436 | 0 | 50 |  |  |  |  | 0.031436 | 1.5718
7609 | L_SCHUMA8_1Y | 1 | South | YES | 0.000375 | 0 | 0 | 4 |  | 1 | Hydro | 1 | 0.031432 | 0 | 0 |  |  |  |  | 0.031432 | 0
5932 | SI_RAY9 | 9 | South | YES | 0.000355 | 32 | 32 | 38 | 0 | 1.035 | CC | 1 | 0.031412 | 38 | 38 |  |  |  |  | 0.031412 | 1.1937
5933 | SI_RAY6 | 6 | South | YES | 0.000355 | 15.4 | 10 | 19.3 | 0 | 1.035 | GST | 1 | 0.031412 | 19.3 | 19.3 |  |  |  |  | 0.031412 | 0.60625
5935 | SI_RAY10 | 10 | South | YES | 0.000355 | 47 | 10 | 47 | 0 | 1.03 | CC | 1 | 0.031412 | 47 | 47 |  |  |  |  | 0.031412 | 1.4764
80003 | MILHWYS | F | South | YES | 0.000355 | 0 | 0 | 0 | 0 | 1.0168 | AVR | 1 | 0.031412 | 0 | 0 |  |  |  |  | 0.031412 | 0
5401 | CALAVER_JKS1 | 1 | South | YES | 0.000325 | 562 | 100 | 562 | 0 | 1.018 | LIGCO | 1 | 0.031382 | 0 | 562 |  |  |  |  | 0.031382 | 17.6366
7487 | L_CANYHY8_1Y | 1 | South | YES | 0.000319 | 0 | 0 | 6 |  | 1 | Hydro | 1 | 0.031376 | 0 | 0 |  |  |  |  | 0.031376 | 0
8936 | MVGN#1 | 1 | South | YES | 0.00031 | 216.6 | 0 | 216.6 | 0 | 1.0304 | CC | 1 | 0.031367 | 216.6 | 216.6 |  |  |  |  | 0.031367 | 6.7941
8937 | MVGN#2 | 2 | South | YES | 0.00031 | 216.7 | 0 | 216.7 | 0 | 1.0304 | CC | 1 | 0.031367 | 216.7 | 216.7 |  |  |  |  | 0.031367 | 6.7972
8938 | MVGN#3 | 3 | South | YES | 0.00031 | 250.9 | 0 | 250.9 | 0 | 1.0304 | CC | 1 | 0.031367 | 250.9 | 250.9 |  |  |  |  | 0.031367 | 7.87
8981 | HECN1 | 1 | South | YES | 0.00031 | 144.8 | 0 | 144.8 | 0 | 1.0304 | CC | 1 | 0.031367 | 144.8 | 144.8 |  |  |  |  | 0.031367 | 4.5419
8982 | HECN2 | 2 | South | YES | 0.00031 | 144.1 | 0 | 144.1 | 0 | 1.0304 | CC | 1 | 0.031367 | 144.1 | 144.1 |  |  |  |  | 0.031367 | 4.52
8983 | HECN3 | 3 | South | YES | 0.00031 | 171.9 | 0 | 171.9 | 0 | 1.0304 | CC | 1 | 0.031367 | 171.9 | 171.9 |  |  |  |  | 0.031367 | 5.392
5476 | BRA_AVR1_CT1 | 1 | South | YES | 0.000299 | 155 | 90 | 155 | 0 | 1.017 | CC | 1 | 0.031356 | 155 | 155 |  |  |  |  | 0.031356 | 4.8602
5477 | BRA_AVR1_ST1 | 1 | South | YES | 0.000299 | 174 | 138 | 174 | 0 | 1.017 | CC | 1 | 0.031356 | 174 | 174 |  |  |  |  | 0.031356 | 5.4559
5478 | BRA_AVR1_CT2 | 1 | South | YES | 0.000299 | 155 | 90 | 155 | 0 | 1.017 | CC | 1 | 0.031356 | 155 | 155 |  |  |  |  | 0.031356 | 4.8602
88198 | BEEVILLE | F | South | YES | 0.000298 | 0 | 0 | 0 | 0 | 1.02 | AVR | 1 | 0.031355 | 0 | 0 |  |  |  |  | 0.031355 | 0
5903 | SANMIGUELGEN | 1 | South | YES | 0.000283 | 396.3 | 180 | 396.3 | 0 | 1.0331 | LIGCO | 1 | 0.03134 | 0 | 396.3 |  |  |  |  | 0.03134 | 12.42
5436 | TUTTL_WBT1G1 | 1 | South | YES | 0.000273 | 48.8 | 20 | 61 | 0 | 1.012 | GST | 1 | 0.03133 | 61 | 61 |  |  |  |  | 0.03133 | 1.9111
5438 | TUTTL_WBT3G3 | 3 | South | YES | 0.000273 | 95 | 25 | 95 | 0 | 1.012 | GST | 1 | 0.03133 | 95 | 95 |  |  |  |  | 0.03133 | 2.9763
5439 | TUTTL_WBT4G4 | 4 | South | YES | 0.000273 | 120.8 | 40 | 151 | 0 | 1.012 | GST | 1 | 0.03133 | 151 | 151 |  |  |  |  | 0.03133 | 4.7308
8933 | FGNTS001 | 1 | South | YES | 0.000251 | 146.5 | 0 | 146.5 | 0 | 1.03 | CC | 1 | 0.031308 | 146.5 | 146.5 |  |  |  |  | 0.031308 | 4.5866
8934 | FGNTS101 | 2 | South | YES | 0.000251 | 147.9 | 0 | 147.9 | 0 | 1.03 | CC | 1 | 0.031308 | 147.9 | 147.9 |  |  |  |  | 0.031308 | 4.6304
8935 | FGNTS201 | 3 | South | YES | 0.000251 | 173 | 0 | 173 | 0 | 1.03 | CC | 1 | 0.031308 | 173 | 173 |  |  |  |  | 0.031308 | 5.4163
5111 | CALAVER_JTD1 | 1 | South | YES | 0.000234 | 430 | 80 | 430 | 0 | 1.0138 | LIGCO | 1 | 0.031291 | 0 | 430 |  |  |  |  | 0.031291 | 13.4551
5112 | CALAVER_JTD2 | 2 | South | YES | 0.000234 | 430 | 80 | 430 | 0 | 1.0138 | LIGCO | 1 | 0.031291 | 0 | 430 |  |  |  |  | 0.031291 | 13.4551
5396 | CALAVER_OWS1 | 1 | South | YES | 0.000224 | 418 | 80 | 418 | 0 | 1.0192 | GST | 1 | 0.031281 | 418 | 418 |  |  |  |  | 0.031281 | 13.0754
5397 | CALAVER_OWS2 | 2 | South | YES | 0.000224 | 400 | 80 | 400 | 0 | 1.0192 | GST | 1 | 0.031281 | 400 | 400 |  |  |  |  | 0.031281 | 12.5124
5026 | BRAUNIG_VHB1 | 1 | South | YES | 0.000223 | 215 | 40 | 215 | 0 | 1.0192 | GST | 1 | 0.03128 | 215 | 215 |  |  |  |  | 0.03128 | 6.7252
5027 | BRAUNIG_VHB2 | 2 | South | YES | 0.000223 | 172.8 | 40 | 216 | 0 | 1.0192 | GST | 1 | 0.03128 | 216 | 216 |  |  |  |  | 0.03128 | 6.7565
5031 | BRA_VHBCT1 | 1 | South | YES | 0.000223 | 44 | 24 | 44 | 0 | 1.0192 | #N/A | 1 | 0.03128 | 44 | 44 |  |  |  |  | 0.03128 | 1.3763
5032 | BRA_VHBCT2 | 2 | South | YES | 0.000223 | 44 | 24 | 44 | 0 | 1.0192 | #N/A | 1 | 0.03128 | 44 | 44 |  |  |  |  | 0.03128 | 1.3763
5033 | BRA_VHBCT3 | 3 | South | YES | 0.000223 | 43 | 24 | 43 | 0 | 1.0192 | #N/A | 1 | 0.03128 | 43 | 43 |  |  |  |  | 0.03128 | 1.345
5034 | BRA_VHBCT4 | 4 | South | YES | 0.000223 | 45 | 24 | 45 | 0 | 1.0192 | #N/A | 1 | 0.03128 | 45 | 45 |  |  |  |  | 0.03128 | 1.4076
5028 | BRAUNIG_VHB3 | 3 | South | YES | 0.000204 | 407 | 60 | 407 | 0 | 1.0138 | GST | 1 | 0.031261 | 407 | 407 |  |  |  |  | 0.031261 | 12.7232
5264 | LEON_LCP3G3 | 3 | South | YES | 0.000146 | 0 | 20 | 58 |  | 1.0197 | GST | 1 | 0.031203 | 58 | 58 |  |  |  |  | 0.031203 | 1.8098
5265 | LEON_LCP4G4 | 4 | South | YES | 0.000146 | 71.2 | 25 | 89 | 0 | 1.0197 | GST | 1 | 0.031203 | 89 | 89 |  |  |  |  | 0.031203 | 2.7771
5266 | LEON_LCPCT1 | 1 | South | YES | 0.000146 | 44 | 24 | 44 | 0 | 1.0197 | GGT | 1 | 0.031203 | 44 | 44 |  |  |  |  | 0.031203 | 1.3729
5267 | LEON_LCPCT2 | 2 | South | YES | 0.000146 | 44 | 24 | 44 | 0 | 1.0197 | GGT | 1 | 0.031203 | 44 | 44 |  |  |  |  | 0.031203 | 1.3729
5268 | LEON_LCPCT3 | 3 | South | YES | 0.000146 | 43 | 24 | 43 | 0 | 1.0197 | GGT | 1 | 0.031203 | 43 | 43 |  |  |  |  | 0.031203 | 1.3417
5269 | LEON_LCPCT4 | 4 | South | YES | 0.000146 | 45 | 24 | 45 | 0 | 1.0197 | GGT | 1 | 0.031203 | 45 | 45 |  |  |  |  | 0.031203 | 1.4041
88508 | FALFURRI | F | South | YES | 8.8e-05 | 0 | 0 | 0 | 0 | 1 | AVR | 1 | 0.031145 | 0 | 0 |  |  |  |  | 0.031145 | 0
5934 | SI_RAY5 | 5 | South | YES | 0 | 0 | 10 | 15 |  | 1.035 | GST | 1 | 0.031057 | 15 | 15 |  |  |  |  | 0.031057 | 0.46585
8139 | JOS #1 | MB | South | YES | 0 | 0 | 45 | 255 |  | 1.02 | GST | 1 | 0.031057 | 0 | 0 |  |  |  |  | 0.031057 | 0
8285 | LAR #1 | MB | South | YES | 0 | 0 | 9 | 32 |  | 1.0497 | GST | 1 | 0.031057 | 0 | 0 |  |  |  |  | 0.031057 | 0
8287 | LAR #2 | MB | South | YES | 0 | 0 | 9 | 32 |  | 1.04 | GST | 1 | 0.031057 | 0 | 0 |  |  |  |  | 0.031057 | 0
8288 | LAR #3 | MB | South | YES | 0 | 0 | 25 | 105 |  | 1.04 | GST | 1 | 0.031057 | 0 | 0 |  |  |  |  | 0.031057 | 0
8388 | BATES0A | MB | South | YES | 0 | 0 | 21 | 71 |  | 1.033 | GST | 1 | 0.031057 | 0 | 0 |  |  |  |  | 0.031057 | 0
8393 | BATES0B | MB | South | YES | 0 | 0 | 25 | 110 |  | 1.03 | GST | 1 | 0.031057 | 0 | 0 |  |  |  |  | 0.031057 | 0
8437 | NUECES_B0C | MB | South | YES | 0 | 0 | 7 | 30 |  | 1.03 | GST | 1 | 0.031057 | 0 | 0 |  |  |  |  | 0.031057 | 0
8438 | NUECES_B0B | MB | South | YES | 0 | 0 | 26 | 169 |  | 1.03 | GST | 1 | 0.031057 | 0 | 0 |  |  |  |  | 0.031057 | 0
8442 | NUECES_B0A | MB | South | YES | 0 | 0 | 81 | 367 |  | 1.03 | GST | 1 | 0.031057 | 0 | 0 |  |  |  |  | 0.031057 | 0
39190 | TNSLCGN1__8 | 1 | Houston | YES | 0 | 0 | 10 | 30 |  | 1.03 | Cogen | 1 | 0.031057 | 0 | 0 |  |  |  |  | 0.031057 | 0
7031 | L_MARSFO1G1Y | 1 | South | YES | -3e-05 | 0 | 0 | 36 |  | 1 | Hydro | 1 | 0.031027 | 0 | 0 |  |  |  |  | 0.031027 | 0
7032 | L_MARSFO1G2Y | 2 | South | YES | -3e-05 | 0 | 0 | 35 |  | 1 | Hydro | 1 | 0.031027 | 0 | 0 |  |  |  |  | 0.031027 | 0
7033 | L_MARSFO1G3Y | 3 | South | YES | -3e-05 | 0 | 0 | 36 |  | 1 | Hydro | 1 | 0.031027 | 0 | 0 |  |  |  |  | 0.031027 | 0
5728 | FALCONHYDRO2 | 2 | South | YES | -0.000113 | 12 | 0 | 12 | 0 | 1.0227 | Hydro | 1 | 0.030944 | 0 | 0 |  |  |  |  | 0.030944 | 0
5729 | FALCONHYDRO3 | 3 | South | YES | -0.000113 | 11 | 0 | 11 | 0 | 1.0227 | Hydro | 1 | 0.030944 | 0 | 0 |  |  |  |  | 0.030944 | 0
8048 | FALCONHYDRO1 | 1 | South | YES | -0.000113 | 12 | 0 | 12 | 0 | 1.0227 | Hydro | 1 | 0.030944 | 0 | 0 |  |  |  |  | 0.030944 | 0
88299 | ZAPATA | F | South | YES | -0.000461 | 0 | 0 | 0 | 0 | 1.02 | BLT | 1 | 0.030596 | 0 | 0 |  |  |  |  | 0.030596 | 0
5890 | PEARSALLGEN1 | 1 | South | YES | -0.000936 | 19.2 | 6 | 24 | 0 | 1.0161 | GST | 1 | 0.030121 | 24 | 24 |  |  |  |  | 0.030121 | 0.7229
5891 | PEARSALLGEN2 | 1 | South | YES | -0.000936 | 19.4 | 6 | 24.3 | 0 | 1.0161 | GST | 1 | 0.030121 | 24.3 | 24.3 |  |  |  |  | 0.030121 | 0.73194
5892 | PEARSALLGEN3 | 1 | South | YES | -0.000936 | 19.1 | 6 | 23.9 | 0 | 1.0161 | GST | 1 | 0.030121 | 23.9 | 23.9 |  |  |  |  | 0.030121 | 0.71989
80012 | LAR | F | South | YES | -0.000966 | 0 | 0 | 0 | 0 | 1.04 | DCTie | 1 | 0.030091 | 0 | 0 |  |  |  |  | 0.030091 | 0
80265 | LARECU40A | 4 | South | YES | -0.000966 | 80 | 0 | 100 |  | 1.039 | GGT | 1 | 0.030091 | 100 | 100 |  |  |  |  | 0.030091 | 3.0091
80266 | LARECU50A | 5 | South | YES | -0.000966 | 80 | 0 | 100 |  | 1.039 | GGT | 1 | 0.030091 | 100 | 100 |  |  |  |  | 0.030091 | 3.0091
7028 | L_MARBFA1_1Y | 1 | South | YES | -0.001094 | 0 | 0 | 18 |  | 1 | Hydro | 1 | 0.029963 | 0 | 0 |  |  |  |  | 0.029963 | 0
7029 | L_MARBFA1_2Y | 2 | South | YES | -0.001094 | 0 | 0 | 18 |  | 1 | Hydro | 1 | 0.029963 | 0 | 0 |  |  |  |  | 0.029963 | 0
7035 | L_WIRTZ_1G1Y | 1 | South | YES | -0.00148 | 0 | 0 | 29 |  | 1 | Hydro | 1 | 0.029577 | 0 | 0 |  |  |  |  | 0.029577 | 0
7036 | L_WIRTZ_1G2Y | 2 | South | YES | -0.00148 | 23 | 0 | 29.8 |  | 1 | Hydro | 1 | 0.029577 | 0 | 0 |  |  |  |  | 0.029577 | 0
7000 | L_FERGUS1_1Y | 1 | South | YES | -0.001563 | 400 | 65 | 423.3 | 0 | 1.015 | GSC | 1 | 0.029494 | 423.3 | 423.3 |  |  |  |  | 0.029494 | 12.4848
7022 | L_BUCHAN1_1Y | 1 | South | YES | -0.001901 | 0 | 0 | 18 |  | 1 | Hydro | 1 | 0.029156 | 0 | 0 |  |  |  |  | 0.029156 | 0
7023 | L_BUCHAN1_2Y | 2 | South | YES | -0.001901 | 0 | 0 | 18 |  | 1 | Hydro | 1 | 0.029156 | 0 | 0 |  |  |  |  | 0.029156 | 0
7024 | L_BUCHAN1_3Y | 3 | South | YES | -0.001901 | 0 | 0 | 15 |  | 1 | Hydro | 1 | 0.029156 | 0 | 0 |  |  |  |  | 0.029156 | 0
7026 | L_INKSDA1_1Y | 1 | South | YES | -0.002361 | 0 | 0 | 13.7 |  | 1 | Hydro | 1 | 0.028696 | 0 | 0 |  |  |  |  | 0.028696 | 0
80010 | EPLVT1 | F | South | YES | -0.005987 | 0 | 0 | 0 |  | 1.0376 | DCTie | 1 | 0.02507 | 0 | 0 |  |  |  |  | 0.02507 | 0
8262 | ELPS | 1 | South | YES | -0.006583 | 6 | 6 | 6 | 0 | 1.15 | Hydro | 1 | 0.024474 | 0 | 0 |  |  |  |  | 0.024474 | 0
8032 | AMISTADHYD1 | 1 | South | YES | -0.009143 | 33 | 13 | 33 | 0 | 1.0375 | Hydro | 1 | 0.021914 | 0 | 0 |  |  |  |  | 0.021914 | 0
8033 | AMISTADHYD2 | 2 | South | YES | -0.009143 | 25 | 13 | 25 | 0 | 1.0375 | Hydro | 1 | 0.021914 | 0 | 0 |  |  |  |  | 0.021914 | 0
88253 | HAMILTON | F | South | YES | -0.009143 | 0 | 0 | 0 | 0 | 1.04 | BLT | 1 | 0.021914 | 0 | 0 |  |  |  |  | 0.021914 | 0
1442 | COKFIELD_5 | 1 | North | YES | -0.010338 | 16.5 | 0 | 165 |  | 1.029 | Wind | 1 | 0.020719 | 0 | 165 | -1.7058 | 165 |  |  | 0.020719 | 3.4186
1438 | MESQUITW_2G | 1 | North | YES | -0.014657 | 23.6 | 0 | 236 |  | 1.017 | Wind | 1 | 0.0164 | 0 | 236 | -3.4591 | 236 |  |  | 0.0164 | 3.8704
1437 | MESQUITW_1G | 1 | North | YES | -0.014689 | 40 | 0 | 400 | 0 | 1.023 | Wind | 1 | 0.016368 | 0 | 400 | -5.8756 | 400 |  |  | 0.016368 | 6.5472
6100 | OKLA7A | EQ | West | YES | -0.017156 | 50 | -220 | 220 | 0 | 1.035 | DCTie | -1 | 0.020782 | 0 | 0 |  |  | 0 | 0 | -0.020782 | 0
6752 | OKLA0A | 1 | West | YES | -0.017156 | 649.7 | 175 | 649.7 | 0 | 1.035 | LIGCO | -1 | 0.020782 | 0 | 649.7 |  |  | 0 | 0 | -0.020782 | 0
1416 | SWETWATR_1G | 1 | West | YES | -0.022994 | 30 | 18 | 30 | 0 | 1.026 | CC | -1 | 0.02662 | 30 | 30 |  |  | -0.68982 | 30 | -0.02662 | -0.7986
1417 | SWETWATR_2G | 2 | West | YES | -0.022994 | 72 | 36 | 72 | 0 | 1.026 | CC | -1 | 0.02662 | 72 | 72 |  |  | -1.6556 | 72 | -0.02662 | -1.9166
1418 | SWETWATR_3G | 3 | West | YES | -0.022994 | 68 | 36 | 68 | 0 | 1.026 | CC | -1 | 0.02662 | 68 | 68 |  |  | -1.5636 | 68 | -0.02662 | -1.8102
1419 | SWETWATR_4G | 4 | West | YES | -0.022994 | 61 | 36 | 61 | 0 | 1.026 | CC | -1 | 0.02662 | 61 | 61 |  |  | -1.4026 | 61 | -0.02662 | -1.6238
1049 | ROSCOEWI_5 | 1 | West | YES | -0.024226 | 41.8 | 0 | 209 |  | 1.01 | Wind | -1 | 0.027852 | 0 | 209 |  |  | 0 | 0 | -0.027852 | 0
1057 | ROSCOEWI_5 | 2 | West | YES | -0.024226 | 25.3 | 0 | 126.5 |  | 1.01 | Wind | -1 | 0.027852 | 0 | 126.5 |  |  | 0 | 0 | -0.027852 | 0
1060 | ROSCOEWI_5 | 3 | West | YES | -0.024226 | 39.4 | 0 | 197 | 0 | 1.01 | Wind | -1 | 0.027852 | 0 | 197 |  |  | 0 | 0 | -0.027852 | 0
1072 | ROSCOEWI_5 | 4 | West | YES | -0.024226 | 63.6 | 0 | 318 | 0 | 1.01 | Wind | -1 | 0.027852 | 0 | 318 |  |  | 0 | 0 | -0.027852 | 0
60058 | BUFF_GAP1A | 1 | West | YES | -0.025235 | 24 | 0 | 120 |  | 1 | Wind | -1 | 0.028861 | 0 | 120 |  |  | 0 | 0 | -0.028861 | 0
60060 | CIRELLO | 1 | West | YES | -0.025235 | 46.6 | 0 | 233 | 0 | 1 | Wind | -1 | 0.028861 | 0 | 233 |  |  | 0 | 0 | -0.028861 | 0
60063 | BUFF_GAP1B | 1 | West | YES | -0.025235 | 34 | 0 | 170.2 | 0 | 1.02 | Wind | -1 | 0.028861 | 0 | 170.2 |  |  | 0 | 0 | -0.028861 | 0
60066 | H_HOLLOW1A | 1 | West | YES | -0.025235 | 44.4 | 0 | 222 | 0 | 1.005 | Wind | -1 | 0.028861 | 0 | 222 |  |  | 0 | 0 | -0.028861 | 0
60068 | HHOLLOW21A | 1 | West | YES | -0.025235 | 36.8 | 0 | 184 | 0 | 1.025 | Wind | -1 | 0.028861 | 0 | 184 |  |  | 0 | 0 | -0.028861 | 0
60070 | HHOLLOW31A | 1 | West | YES | -0.025235 | 44.8 | 0 | 224 | 0 | 1.025 | Wind | -1 | 0.028861 | 0 | 224 |  |  | 0 | 0 | -0.028861 | 0
60072 | HHOLLOW41A | 1 | West | YES | -0.025235 | 23 | 0 | 115 | 0 | 1.025 | Wind | -1 | 0.028861 | 0 | 115 |  |  | 0 | 0 | -0.028861 | 0
60202 | FRNDDRCS | F | West | YES | -0.026308 | 0 | 0 | 0 | 0 | 0.9985 | AVR | -1 | 0.029934 | 0 | 0 |  |  | 0 | 0 | -0.029934 | 0
71051 | L_BITTCR1_1N | W1 | West | YES | -0.026602 | 7.5 | 0 | 37.5 |  | 1.02 | Wind | -1 | 0.030228 | 0 | 37.5 |  |  | 0 | 0 | -0.030228 | 0
71054 | L_SWEETW1_1N | W1 | West | YES | -0.026602 | 21.5 | 0 | 107.5 |  | 1.02 | Wind | -1 | 0.030228 | 0 | 107.5 |  |  | 0 | 0 | -0.030228 | 0
71057 | L_SWEETW1_2N | W1 | West | YES | -0.026602 | 27 | 0 | 135 |  | 1.02 | Wind | -1 | 0.030228 | 0 | 135 |  |  | 0 | 0 | -0.030228 | 0
71059 | L_SWEETW1_3N | W1 | West | YES | -0.026602 | 23.8 | 0 | 119 | 0 | 1.02 | Wind | -1 | 0.030228 | 0 | 119 |  |  | 0 | 0 | -0.030228 | 0
71060 | L_SWEETW1_4N | W1 | West | YES | -0.026602 | 21 | 0 | 105 | 0 | 1.02 | Wind | -1 | 0.030228 | 0 | 105 |  |  | 0 | 0 | -0.030228 | 0
76091 | L_DIVIDE1_1N | W1 | West | YES | -0.027366 | 110 | 0 | 550 |  | 1.02 | Wind | -1 | 0.030992 | 0 | 550 |  |  | 0 | 0 | -0.030992 | 0
76031 | L_GASCCR1_1N | W1 | West | YES | -0.027526 | 30 | 0 | 150 | 0 | 1.02 | Wind | -1 | 0.031152 | 0 | 150 |  |  | 0 | 0 | -0.031152 | 0
1058 | LONGSHORE_5 | 1 | West | YES | -0.028644 | 30 | 0 | 150 |  | 1.01 | Wind | -1 | 0.03227 | 0 | 150 |  |  | 0 | 0 | -0.03227 | 0
1058 | LONGSHORE_5 | 3 | West | YES | -0.028644 | 23.4 | 0 | 117 |  | 1.01 | Wind | -1 | 0.03227 | 0 | 117 |  |  | 0 | 0 | -0.03227 | 0
1058 | LONGSHORE_5 | 2 | West | YES | -0.028644 | 44 | 0 | 220 |  | 1.01 | Wind | -1 | 0.03227 | 0 | 220 |  |  | 0 | 0 | -0.03227 | 0
60018 | DSKY1 | 1 | West | YES | -0.028679 | 21 | 0 | 84 | 0 | 1.023 | Wind | -1 | 0.032305 | 0 | 84 |  |  | 0 | 0 | -0.032305 | 0
60017 | ORNNWP1 | 1 | West | YES | -0.028794 | 20 | 0 | 80 |  | 1.027 | Wind | -1 | 0.03242 | 0 | 80 |  |  | 0 | 0 | -0.03242 | 0
60000 | DSKY2 | 1 | West | YES | -0.028891 | 19.1 | 0 | 76.5 |  | 1.039 | Wind | -1 | 0.032517 | 0 | 76.5 |  |  | 0 | 0 | -0.032517 | 0
1045 | CALENG1G_1G | 1 | West | YES | -0.029002 | 73.4 | 27 | 73.4 | 0 | 1.014 | Cogen | -1 | 0.032628 | 0 | 0 |  |  | 0 | 0 | -0.032628 | 0
1046 | CALENG2G_2G | 2 | West | YES | -0.029002 | 73.4 | 27 | 73.4 | 0 | 1.014 | Cogen | -1 | 0.032628 | 0 | 0 |  |  | 0 | 0 | -0.032628 | 0
1047 | CALENG3G_3G | 3 | West | YES | -0.029002 | 70.4 | 27 | 70.4 | 0 | 1.014 | Cogen | -1 | 0.032628 | 0 | 0 |  |  | 0 | 0 | -0.032628 | 0
6016 | SWMESA | 1 | West | YES | -0.029078 | 18.8 | 0 | 75 |  | 1.03 | Wind | -1 | 0.032704 | 0 | 75 |  |  | 0 | 0 | -0.032704 | 0
60003 | KING_NE1A | 1 | West | YES | -0.029078 | 20 | 0 | 80 |  | 1.03 | Wind | -1 | 0.032704 | 0 | 80 |  |  | 0 | 0 | -0.032704 | 0
60005 | KING_SE1A | 1 | West | YES | -0.029078 | 10 | 0 | 40 |  | 1.035 | Wind | -1 | 0.032704 | 0 | 40 |  |  | 0 | 0 | -0.032704 | 0
38437 | TNSRBNMESA9 | 1 | West | YES | -0.029142 | 37.5 | 0 | 150 |  | 1.02 | Wind | -1 | 0.032768 | 0 | 150 |  |  | 0 | 0 | -0.032768 | 0
38332 | TNWDWRDU2_8 | 1 | West | YES | -0.029154 | 20 | 0 | 80 | 0 | 1.0232 | Wind | -1 | 0.03278 | 0 | 80 |  |  | 0 | 0 | -0.03278 | 0
60016 | WOODWRD11A | 1 | West | YES | -0.029158 | 20 | 0 | 80 |  | 1.033 | Wind | -1 | 0.032784 | 0 | 80 |  |  | 0 | 0 | -0.032784 | 0
60201 | RIO DRCS | F | West | YES | -0.029169 | 0 | 0 | 0 | 0 | 1.025 | AVR | -1 | 0.032795 | 0 | 0 |  |  | 0 | 0 | -0.032795 | 0
60007 | KING_SW1A | 1 | West | YES | -0.029289 | 20 | 0 | 80 |  | 1.03 | Wind | -1 | 0.032915 | 0 | 80 |  |  | 0 | 0 | -0.032915 | 0
60019 | KING_NW1A | 1 | West | YES | -0.029289 | 20 | 0 | 80 |  | 1.03 | Wind | -1 | 0.032915 | 0 | 80 |  |  | 0 | 0 | -0.032915 | 0
11001 | NAV1CT | 1 | West | YES | -0.029744 | 70.4 | 18 | 70.4 | 0 | 1.029 | CC | -1 | 0.03337 | 70.4 | 70.4 |  |  | -2.094 | 70.4 | -0.03337 | -2.3492
11009 | NAV2CT | 1 | West | YES | -0.029744 | 71.4 | 18 | 71.4 | 0 | 1.029 | CC | -1 | 0.03337 | 71.4 | 71.4 |  |  | -2.1237 | 71.4 | -0.03337 | -2.3826
11011 | NAV3ST | 1 | West | YES | -0.029744 | 92.8 | 40 | 92.8 | 0 | 1.029 | CC | -1 | 0.03337 | 92.8 | 92.8 |  |  | -2.7602 | 92.8 | -0.03337 | -3.0967
11012 | NAV4CT | 1 | West | YES | -0.029744 | 80 | 18 | 80 | 0 | 1.029 | CC | -1 | 0.03337 | 80 | 80 |  |  | -2.3795 | 80 | -0.03337 | -2.6696
11013 | NAV5CT | 1 | West | YES | -0.029744 | 80 | 18 | 80 | 0 | 1.029 | CC | -1 | 0.03337 | 80 | 80 |  |  | -2.3795 | 80 | -0.03337 | -2.6696
11014 | NAV6ST | 1 | West | YES | -0.029744 | 115 | 40 | 115 | 0 | 1.029 | CC | -1 | 0.03337 | 115 | 115 |  |  | -3.4206 | 115 | -0.03337 | -3.8375
11020 | TIEHVSG_1G | 1 | West | YES | -0.029757 | 208.2 | 63 | 208.2 | 0 | 1.012 | CC | -1 | 0.033383 | 208.2 | 208.2 |  |  | -6.1954 | 208.2 | -0.033383 | -6.9503
11021 | TIEHVCG_1G | 1 | West | YES | -0.029757 | 142.1 | 103 | 142.1 | 0 | 1.012 | CC | -1 | 0.033383 | 142.1 | 142.1 |  |  | -4.2285 | 142.1 | -0.033383 | -4.7437
11022 | TIEHVCG_2G | 1 | West | YES | -0.029757 | 132.4 | 103 | 132.4 | 0 | 1.012 | CC | -1 | 0.033383 | 132.4 | 132.4 |  |  | -3.9398 | 132.4 | -0.033383 | -4.4199
11023 | TIEHVCG_3G | 1 | West | YES | -0.029757 | 137.4 | 103 | 137.4 | 0 | 1.012 | CC | -1 | 0.033383 | 137.4 | 137.4 |  |  | -4.0886 | 137.4 | -0.033383 | -4.5868
11024 | TIEHVCG_4G | 1 | West | YES | -0.029757 | 147 | 103 | 147 | 0 | 1.012 | CC | -1 | 0.033383 | 147 | 147 |  |  | -4.3743 | 147 | -0.033383 | -4.9073
11025 | TIEHVSG_2G | 1 | West | YES | -0.029757 | 213.2 | 63 | 213.2 | 0 | 1.012 | CC | -1 | 0.033383 | 213.2 | 213.2 |  |  | -6.3442 | 213.2 | -0.033383 | -7.1172
1002 | PBCTAGE_1G | A | West | YES | -0.03091 | 64 | 64 | 66 | 0 | 1.036 | GGT | -1 | 0.034536 | 66 | 66 |  |  | -2.0401 | 66 | -0.034536 | -2.2794
1003 | PBCTBGE_2G | B | West | YES | -0.03091 | 65 | 65 | 66 | 0 | 1.036 | GGT | -1 | 0.034536 | 66 | 66 |  |  | -2.0401 | 66 | -0.034536 | -2.2794
1004 | PBCTCGE_3G | C | West | YES | -0.03091 | 62 | 62 | 67 | 0 | 1.036 | GGT | -1 | 0.034536 | 67 | 67 |  |  | -2.071 | 67 | -0.034536 | -2.3139
1005 | PBCTDGE_4G | D | West | YES | -0.03091 | 65 | 65 | 68 | 0 | 1.036 | GGT | -1 | 0.034536 | 68 | 68 |  |  | -2.1019 | 68 | -0.034536 | -2.3484
1006 | PBCTEGE_5G | E | West | YES | -0.03091 | 65 | 65 | 67 | 0 | 1.036 | GGT | -1 | 0.034536 | 67 | 67 |  |  | -2.071 | 67 | -0.034536 | -2.3139
1007 | PB5GEN_6G | 5 | West | YES | -0.03091 | 91.2 | 40 | 114 | 0 | 1.036 | GST | -1 | 0.034536 | 114 | 114 |  |  | -3.5237 | 114 | -0.034536 | -3.9371
1008 | PB6GEN_7G | 6 | West | YES | -0.03091 | 515 | 130 | 515 | 0 | 1.036 | GST | -1 | 0.034536 | 515 | 515 |  |  | -15.9186 | 515 | -0.034536 | -17.786
7038 | L_DELAWA1_1Y | 1 | West | YES | -0.031242 | 3.5 | 0 | 35 | 0 | 1 | Wind | -1 | 0.034868 | 0 | 35 |  |  | 0 | 0 | -0.034868 | 0
7038 | L_DELAWA1_1Y | 2 | West | YES | -0.031242 | 3 | 0 | 30 | 0 | 1 | Wind | -1 | 0.034868 | 0 | 30 |  |  | 0 | 0 | -0.034868 | 0
1146 | NOTREES_1G | 1 | West | YES | -0.031971 | 29.8 | 0 | 149 | 0 | 1.017 | Wind | -1 | 0.035597 | 0 | 149 |  |  | 0 | 0 | -0.035597 | 0
1328 | OCOTILLO_1G | 1 | West | YES | -0.034959 | 11.6 | 0 | 58 |  | 1.01 | Wind | -1 | 0.038585 | 0 | 58 |  |  | 0 | 0 | -0.038585 | 0
1326 | STANTONW_8 | 1 | West | YES | -0.035103 | 20.1 | 0 | 100.5 |  | 1.01 | Wind | -1 | 0.038729 | 0 | 100.5 |  |  | 0 | 0 | -0.038729 | 0
1333 | MCDDONAL_8 | 1 | West | YES | -0.035416 | 42.8 | 0 | 214.2 |  | 1.01 | Wind | -1 | 0.039042 | 0 | 214.2 |  |  | 0 | 0 | -0.039042 | 0
1037 | MORGAN5G_5G | 5 | West | YES | -0.038221 | 109.6 | 40 | 137 | 0 | 1.029 | GST | -1 | 0.041847 | 137 | 137 |  |  | -5.2363 | 137 | -0.041847 | -5.733
1039 | MRGNAG_1G | A | West | YES | -0.038221 | 69 | 69 | 69 | 0 | 1.029 | GGT | -1 | 0.041847 | 69 | 69 |  |  | -2.6372 | 69 | -0.041847 | -2.8874
1040 | MRGNBG_2G | B | West | YES | -0.038221 | 70 | 70 | 71 | 0 | 1.029 | GGT | -1 | 0.041847 | 71 | 71 |  |  | -2.7137 | 71 | -0.041847 | -2.9711
1041 | MRGNCG_3G | C | West | YES | -0.038221 | 69 | 69 | 70 | 0 | 1.029 | GGT | -1 | 0.041847 | 70 | 70 |  |  | -2.6755 | 70 | -0.041847 | -2.9293
1042 | MRGNDG_4G | D | West | YES | -0.038221 | 68 | 68 | 68 | 0 | 1.029 | GGT | -1 | 0.041847 | 68 | 68 |  |  | -2.599 | 68 | -0.041847 | -2.8456
1043 | MRGNEG_5G | E | West | YES | -0.038221 | 68 | 68 | 70 | 0 | 1.029 | GGT | -1 | 0.041847 | 70 | 70 |  |  | -2.6755 | 70 | -0.041847 | -2.9293
1044 | MRGNFG_6G | F | West | YES | -0.038221 | 66 | 66 | 66 | 0 | 1.029 | GGT | -1 | 0.041847 | 66 | 66 |  |  | -2.5226 | 66 | -0.041847 | -2.7619
1349 | WESTXWIN_1G | 1 | West | YES | -0.039697 | 1.3 | 0 | 6.6 |  | 1.014 | Wind | -1 | 0.043323 | 0 | 6.6 |  |  | 0 | 0 | -0.043323 | 0
1350 | NWPWRG1_1G | 1 | West | YES | -0.039697 | 6.9 | 1 | 34.3 |  | 1.014 | Wind | -1 | 0.043323 | 0 | 34.3 |  |  | 0 | 0 | -0.043323 | 0
1320 | BSP 1 | 1 | West | YES | -0.040452 | 25.5 | 2.9 | 25.8 | 0 | 1 | Cogen | -1 | 0.044078 | 0 | 0 |  |  | 0 | 0 | -0.044078 | 0
1327 | WILDHRSE_1G | 1 | West | YES | -0.042047 | 24 | 0 | 120 |  | 1 | Wind | -1 | 0.045673 | 0 | 120 |  |  | 0 | 0 | -0.045673 | 0
1170 | AIRLAMESA_1G | 1 | West | YES | -0.042753 | 0 | 0 | 180 |  | 1 | Wind | -1 | 0.046379 | 0 | 180 |  |  | 0 | 0 | -0.046379 | 0
1360 | GUNSIGHT_8 | 1 | West | YES | -0.043336 | 24 | 0 | 120 | 0 | 1.01 | Wind | -1 | 0.046962 | 0 | 120 |  |  | 0 | 0 | -0.046962 | 0
1302 | COYOTEWG_8 | 1 | West | YES | -0.047234 | 45 | 0 | 225 |  | 1.01 | Wind | -1 | 0.05086 | 0 | 225 |  |  | 0 | 0 | -0.05086 | 0
1301 | BULLCREK_8 | 1 | West | YES | -0.050447 | 36 | 0 | 180 | 0 | 1.017 | Wind | -1 | 0.054073 | 0 | 180 |  |  | 0 | 0 | -0.054073 | 0
6637 | SNYDERW1A | 1 | West | YES | -0.052658 | 12.6 | 0 | 63 | 0 | 1.025 | Wind | -1 | 0.056284 | 0 | 63 |  |  | 0 | 0 | -0.056284 | 0
1068 | SCURRYCW_1G | 1 | West | YES | -0.056295 | 28.2 | 1.3 | 141 |  | 1.01 | Wind | -1 | 0.059921 | 0 | 141 |  |  | 0 | 0 | -0.059921 | 0
1073 | SCURRYCW_2G | 2 | West | YES | -0.056295 | 24 | 0 | 120 | 0 | 1.017 | Wind | -1 | 0.059921 | 0 | 120 |  |  | 0 | 0 | -0.059921 | 0
1061 | CIELOGEN_1G | 1 | West | YES | -0.05658 | 19.8 | 0 | 99 |  | 1 | Wind | -1 | 0.060206 | 0 | 99 |  |  | 0 | 0 | -0.060206 | 0
1062 | CIELOGEN_2G | 1 | West | YES | -0.05658 | 12.2 | 0 | 61 |  | 1 | Wind | -1 | 0.060206 | 0 | 61 |  |  | 0 | 0 | -0.060206 | 0
1069 | KINDERMG_1G | 1 | West | YES | -0.05658 | 25 | 5 | 25 | 0 | 1.017 | Cogen | -1 | 0.060206 | 0 | 0 |  |  | 0 | 0 | -0.060206 | 0
1070 | KINDERMG_2G | 1 | West | YES | -0.05658 | 45.7 | 12 | 45.7 | 0 | 1.017 | Cogen | -1 | 0.060206 | 0 | 0 |  |  | 0 | 0 | -0.060206 | 0
1071 | KINDERMG_3G | 1 | West | YES | -0.05658 | 45.7 | 12 | 45.7 | 0 | 1.017 | Cogen | -1 | 0.060206 | 0 | 0 |  |  | 0 | 0 | -0.060206 | 0
6407 | TURKTRAK1A | 1 | West | YES | -0.061504 | 33.9 | 0 | 169.5 | 0 | 1.025 | Wind | -1 | 0.06513 | 0 | 169.5 |  |  | 0 | 0 | -0.06513 | 0
1343 | TRENTIPP_8 | 1 | West | YES | -0.064582 | 30 | 0 | 150 |  | 1.014 | Wind | -1 | 0.068208 | 0 | 150 |  |  | 0 | 0 | -0.068208 | 0
1354 | AEPWIND_8 | 1 | West | YES | -0.064582 | 20.2 | 0 | 101 |  | 1 | Wind | -1 | 0.068208 | 0 | 101 |  |  | 0 | 0 | -0.068208 | 0
36998 | RDCNYNG1 | 1 | West | YES | -0.067118 | 16.8 | 0 | 84 |  | 1.01 | Wind | -1 | 0.070744 | 0 | 84 |  |  | 0 | 0 | -0.070744 | 0
60057 | CALLAHAN1A | 1 | West | YES | -0.072588 | 22.8 | 0 | 114 | 0 | 1.04 | Wind | -1 | 0.076214 | 0 | 114 |  |  | 0 | 0 | -0.076214 | 0
6144 | MCADOO1A | 1 | West | YES | -0.11334 | 15 | 0 | 150 | 0 | 1.025 | Wind | -1 | 0.11696 | 0 | 150 |  |  | 0 | 0 | -0.11696 | 0
60081 | WHRLWIND1A | 1 | West | YES | -0.13046 | 12 | 0 | 60 | 0 | 1.03 | Wind | -1 | 0.13409 | 0 | 60 |  |  | 0 | 0 | -0.13409 | 0
60052 | WILDHRS11A | 1 | West | YES | -0.15239 | 25.3 | 0 | 126.5 | 0 | 1.005 | Wind | -1 | 0.15602 | 0 | 126.5 |  |  | 0 | 0 | -0.15602 | 0
60053 | WILDHRS21A | 1 | West | YES | -0.15239 | 7.8 | 0 | 39 | 0 | 1.025 | Wind | -1 | 0.15602 | 0 | 39 |  |  | 0 | 0 | -0.15602 | 0
Note on AL4: Zonal Cap - Zonal Impact

## Distributed Slack - Inc
Number of Bus | Name of Bus | ID | Area Name of Gen | AGC | P Sensitivity of Bus | Gen MW | Min MW | Max MW | V Sensitivity of Bus | Set Volt | Tech Type | Zone Impact | Zone Correlation | Inc Max | Dec Max | Souce S.F. Weighting | Souce Capacity | Sink S.F. Weighting | Sink Capacity | PTDF Calc | PTDF Weighting | Cumulative Concentrated Capacity | Cumulative Concentrated Impact
60052 | WILDHRS11A | 1 | West | YES | -0.15239 | 25.3 | 0 | 126.5 | 0 | 1.005 | Wind | -1 | 0.15602 | 0 | 126.5 |  |  | 0 | 0 | -0.15602 | 0 | 0 | 0
60053 | WILDHRS21A | 1 | West | YES | -0.15239 | 7.8 | 0 | 39 | 0 | 1.025 | Wind | -1 | 0.15602 | 0 | 39 |  |  | 0 | 0 | -0.15602 | 0 | 0 | 0
60081 | WHRLWIND1A | 1 | West | YES | -0.13046 | 12 | 0 | 60 | 0 | 1.03 | Wind | -1 | 0.13409 | 0 | 60 |  |  | 0 | 0 | -0.13409 | 0 | 0 | 0
6144 | MCADOO1A | 1 | West | YES | -0.11334 | 15 | 0 | 150 | 0 | 1.025 | Wind | -1 | 0.11696 | 0 | 150 |  |  | 0 | 0 | -0.11696 | 0 | 0 | 0 | Weighted Shift Factors
60057 | CALLAHAN1A | 1 | West | YES | -0.072588 | 22.8 | 0 | 114 | 0 | 1.04 | Wind | -1 | 0.076214 | 0 | 114 |  |  | 0 | 0 | -0.076214 | 0 | 0 | 0 | North | 0.0036259
36998 | RDCNYNG1 | 1 | West | YES | -0.067118 | 16.8 | 0 | 84 |  | 1.01 | Wind | -1 | 0.070744 | 0 | 84 |  |  | 0 | 0 | -0.070744 | 0 | 0 | 0 | West | -0.031057
1343 | TRENTIPP_8 | 1 | West | YES | -0.064582 | 30 | 0 | 150 |  | 1.014 | Wind | -1 | 0.068208 | 0 | 150 |  |  | 0 | 0 | -0.068208 | 0 | 0 | 0 |  | 0.034683
1354 | AEPWIND_8 | 1 | West | YES | -0.064582 | 20.2 | 0 | 101 |  | 1 | Wind | -1 | 0.068208 | 0 | 101 |  |  | 0 | 0 | -0.068208 | 0 | 0 | 0
6407 | TURKTRAK1A | 1 | West | YES | -0.061504 | 33.9 | 0 | 169.5 | 0 | 1.025 | Wind | -1 | 0.06513 | 0 | 169.5 |  |  | 0 | 0 | -0.06513 | 0 | 0 | 0 | Line Cap | 155
1061 | CIELOGEN_1G | 1 | West | YES | -0.05658 | 19.8 | 0 | 99 |  | 1 | Wind | -1 | 0.060206 | 0 | 99 |  |  | 0 | 0 | -0.060206 | 0 | 0 | 0 | Conc Gen | 347
1062 | CIELOGEN_2G | 1 | West | YES | -0.05658 | 12.2 | 0 | 61 |  | 1 | Wind | -1 | 0.060206 | 0 | 61 |  |  | 0 | 0 | -0.060206 | 0 | 0 | 0 | Weighted Imp. | 14.5209
1069 | KINDERMG_1G | 1 | West | YES | -0.05658 | 25 | 5 | 25 | 0 | 1.017 | Cogen | -1 | 0.060206 | 0 | 0 |  |  | 0 | 0 | -0.060206 | 0 | 0 | 0 | PTDF | 0.041847
1070 | KINDERMG_2G | 1 | West | YES | -0.05658 | 45.7 | 12 | 45.7 | 0 | 1.017 | Cogen | -1 | 0.060206 | 0 | 0 |  |  | 0 | 0 | -0.060206 | 0 | 0 | 0
1071 | KINDERMG_3G | 1 | West | YES | -0.05658 | 45.7 | 12 | 45.7 | 0 | 1.017 | Cogen | -1 | 0.060206 | 0 | 0 |  |  | 0 | 0 | -0.060206 | 0 | 0 | 0 | Concentration | 1.2066
1068 | SCURRYCW_1G | 1 | West | YES | -0.056295 | 28.2 | 1.3 | 141 |  | 1.01 | Wind | -1 | 0.059921 | 0 | 141 |  |  | 0 | 0 | -0.059921 | 0 | 0 | 0
1073 | SCURRYCW_2G | 2 | West | YES | -0.056295 | 24 | 0 | 120 | 0 | 1.017 | Wind | -1 | 0.059921 | 0 | 120 |  |  | 0 | 0 | -0.059921 | 0 | 0 | 0 |  | Pass
6637 | SNYDERW1A | 1 | West | YES | -0.052658 | 12.6 | 0 | 63 | 0 | 1.025 | Wind | -1 | 0.056284 | 0 | 63 |  |  | 0 | 0 | -0.056284 | 0 | 0 | 0
1301 | BULLCREK_8 | 1 | West | YES | -0.050447 | 36 | 0 | 180 | 0 | 1.017 | Wind | -1 | 0.054073 | 0 | 180 |  |  | 0 | 0 | -0.054073 | 0 | 0 | 0
1302 | COYOTEWG_8 | 1 | West | YES | -0.047234 | 45 | 0 | 225 |  | 1.01 | Wind | -1 | 0.05086 | 0 | 225 |  |  | 0 | 0 | -0.05086 | 0 | 0 | 0
1360 | GUNSIGHT_8 | 1 | West | YES | -0.043336 | 24 | 0 | 120 | 0 | 1.01 | Wind | -1 | 0.046962 | 0 | 120 |  |  | 0 | 0 | -0.046962 | 0 | 0 | 0
1170 | AIRLAMESA_1G | 1 | West | YES | -0.042753 | 0 | 0 | 180 |  | 1 | Wind | -1 | 0.046379 | 0 | 180 |  |  | 0 | 0 | -0.046379 | 0 | 0 | 0
1327 | WILDHRSE_1G | 1 | West | YES | -0.042047 | 24 | 0 | 120 |  | 1 | Wind | -1 | 0.045673 | 0 | 120 |  |  | 0 | 0 | -0.045673 | 0 | 0 | 0
1320 | BSP 1 | 1 | West | YES | -0.040452 | 25.5 | 2.9 | 25.8 | 0 | 1 | Cogen | -1 | 0.044078 | 0 | 0 |  |  | 0 | 0 | -0.044078 | 0 | 0 | 0
1349 | WESTXWIN_1G | 1 | West | YES | -0.039697 | 1.3 | 0 | 6.6 |  | 1.014 | Wind | -1 | 0.043323 | 0 | 6.6 |  |  | 0 | 0 | -0.043323 | 0 | 0 | 0
1350 | NWPWRG1_1G | 1 | West | YES | -0.039697 | 6.9 | 1 | 34.3 |  | 1.014 | Wind | -1 | 0.043323 | 0 | 34.3 |  |  | 0 | 0 | -0.043323 | 0 | 0 | 0
1037 | MORGAN5G_5G | 5 | West | YES | -0.038221 | 109.6 | 40 | 137 | 0 | 1.029 | GST | -1 | 0.041847 | 137 | 137 |  |  | -5.2363 | 137 | -0.041847 | -5.733 | 137 | 5.733
1039 | MRGNAG_1G | A | West | YES | -0.038221 | 69 | 69 | 69 | 0 | 1.029 | GGT | -1 | 0.041847 | 69 | 69 |  |  | -2.6372 | 69 | -0.041847 | -2.8874 | 206 | 8.6205
1040 | MRGNBG_2G | B | West | YES | -0.038221 | 70 | 70 | 71 | 0 | 1.029 | GGT | -1 | 0.041847 | 71 | 71 |  |  | -2.7137 | 71 | -0.041847 | -2.9711 | 277 | 11.5916
1041 | MRGNCG_3G | C | West | YES | -0.038221 | 69 | 69 | 70 | 0 | 1.029 | GGT | -1 | 0.041847 | 70 | 70 |  |  | -2.6755 | 70 | -0.041847 | -2.9293 | 347 | 14.5209
1042 | MRGNDG_4G | D | West | YES | -0.038221 | 68 | 68 | 68 | 0 | 1.029 | GGT | -1 | 0.041847 | 68 | 68 |  |  | -2.599 | 68 | -0.041847 | -2.8456
1043 | MRGNEG_5G | E | West | YES | -0.038221 | 68 | 68 | 70 | 0 | 1.029 | GGT | -1 | 0.041847 | 70 | 70 |  |  | -2.6755 | 70 | -0.041847 | -2.9293
1044 | MRGNFG_6G | F | West | YES | -0.038221 | 66 | 66 | 66 | 0 | 1.029 | GGT | -1 | 0.041847 | 66 | 66 |  |  | -2.5226 | 66 | -0.041847 | -2.7619
1333 | MCDDONAL_8 | 1 | West | YES | -0.035416 | 42.8 | 0 | 214.2 |  | 1.01 | Wind | -1 | 0.039042 | 0 | 214.2 |  |  | 0 | 0 | -0.039042 | 0
1326 | STANTONW_8 | 1 | West | YES | -0.035103 | 20.1 | 0 | 100.5 |  | 1.01 | Wind | -1 | 0.038729 | 0 | 100.5 |  |  | 0 | 0 | -0.038729 | 0
1328 | OCOTILLO_1G | 1 | West | YES | -0.034959 | 11.6 | 0 | 58 |  | 1.01 | Wind | -1 | 0.038585 | 0 | 58 |  |  | 0 | 0 | -0.038585 | 0
1146 | NOTREES_1G | 1 | West | YES | -0.031971 | 29.8 | 0 | 149 | 0 | 1.017 | Wind | -1 | 0.035597 | 0 | 149 |  |  | 0 | 0 | -0.035597 | 0
7038 | L_DELAWA1_1Y | 1 | West | YES | -0.031242 | 3.5 | 0 | 35 | 0 | 1 | Wind | -1 | 0.034868 | 0 | 35 |  |  | 0 | 0 | -0.034868 | 0
7038 | L_DELAWA1_1Y | 2 | West | YES | -0.031242 | 3 | 0 | 30 | 0 | 1 | Wind | -1 | 0.034868 | 0 | 30 |  |  | 0 | 0 | -0.034868 | 0
1002 | PBCTAGE_1G | A | West | YES | -0.03091 | 64 | 64 | 66 | 0 | 1.036 | GGT | -1 | 0.034536 | 66 | 66 |  |  | -2.0401 | 66 | -0.034536 | -2.2794
1003 | PBCTBGE_2G | B | West | YES | -0.03091 | 65 | 65 | 66 | 0 | 1.036 | GGT | -1 | 0.034536 | 66 | 66 |  |  | -2.0401 | 66 | -0.034536 | -2.2794
1004 | PBCTCGE_3G | C | West | YES | -0.03091 | 62 | 62 | 67 | 0 | 1.036 | GGT | -1 | 0.034536 | 67 | 67 |  |  | -2.071 | 67 | -0.034536 | -2.3139
1005 | PBCTDGE_4G | D | West | YES | -0.03091 | 65 | 65 | 68 | 0 | 1.036 | GGT | -1 | 0.034536 | 68 | 68 |  |  | -2.1019 | 68 | -0.034536 | -2.3484
1006 | PBCTEGE_5G | E | West | YES | -0.03091 | 65 | 65 | 67 | 0 | 1.036 | GGT | -1 | 0.034536 | 67 | 67 |  |  | -2.071 | 67 | -0.034536 | -2.3139
1007 | PB5GEN_6G | 5 | West | YES | -0.03091 | 91.2 | 40 | 114 | 0 | 1.036 | GST | -1 | 0.034536 | 114 | 114 |  |  | -3.5237 | 114 | -0.034536 | -3.9371
1008 | PB6GEN_7G | 6 | West | YES | -0.03091 | 515 | 130 | 515 | 0 | 1.036 | GST | -1 | 0.034536 | 515 | 515 |  |  | -15.9186 | 515 | -0.034536 | -17.786
11020 | TIEHVSG_1G | 1 | West | YES | -0.029757 | 208.2 | 63 | 208.2 | 0 | 1.012 | CC | -1 | 0.033383 | 208.2 | 208.2 |  |  | -6.1954 | 208.2 | -0.033383 | -6.9503
11021 | TIEHVCG_1G | 1 | West | YES | -0.029757 | 142.1 | 103 | 142.1 | 0 | 1.012 | CC | -1 | 0.033383 | 142.1 | 142.1 |  |  | -4.2285 | 142.1 | -0.033383 | -4.7437
11022 | TIEHVCG_2G | 1 | West | YES | -0.029757 | 132.4 | 103 | 132.4 | 0 | 1.012 | CC | -1 | 0.033383 | 132.4 | 132.4 |  |  | -3.9398 | 132.4 | -0.033383 | -4.4199
11023 | TIEHVCG_3G | 1 | West | YES | -0.029757 | 137.4 | 103 | 137.4 | 0 | 1.012 | CC | -1 | 0.033383 | 137.4 | 137.4 |  |  | -4.0886 | 137.4 | -0.033383 | -4.5868
11024 | TIEHVCG_4G | 1 | West | YES | -0.029757 | 147 | 103 | 147 | 0 | 1.012 | CC | -1 | 0.033383 | 147 | 147 |  |  | -4.3743 | 147 | -0.033383 | -4.9073
11025 | TIEHVSG_2G | 1 | West | YES | -0.029757 | 213.2 | 63 | 213.2 | 0 | 1.012 | CC | -1 | 0.033383 | 213.2 | 213.2 |  |  | -6.3442 | 213.2 | -0.033383 | -7.1172
11001 | NAV1CT | 1 | West | YES | -0.029744 | 70.4 | 18 | 70.4 | 0 | 1.029 | CC | -1 | 0.03337 | 70.4 | 70.4 |  |  | -2.094 | 70.4 | -0.03337 | -2.3492
11009 | NAV2CT | 1 | West | YES | -0.029744 | 71.4 | 18 | 71.4 | 0 | 1.029 | CC | -1 | 0.03337 | 71.4 | 71.4 |  |  | -2.1237 | 71.4 | -0.03337 | -2.3826
11011 | NAV3ST | 1 | West | YES | -0.029744 | 92.8 | 40 | 92.8 | 0 | 1.029 | CC | -1 | 0.03337 | 92.8 | 92.8 |  |  | -2.7602 | 92.8 | -0.03337 | -3.0967
11012 | NAV4CT | 1 | West | YES | -0.029744 | 80 | 18 | 80 | 0 | 1.029 | CC | -1 | 0.03337 | 80 | 80 |  |  | -2.3795 | 80 | -0.03337 | -2.6696
11013 | NAV5CT | 1 | West | YES | -0.029744 | 80 | 18 | 80 | 0 | 1.029 | CC | -1 | 0.03337 | 80 | 80 |  |  | -2.3795 | 80 | -0.03337 | -2.6696
11014 | NAV6ST | 1 | West | YES | -0.029744 | 115 | 40 | 115 | 0 | 1.029 | CC | -1 | 0.03337 | 115 | 115 |  |  | -3.4206 | 115 | -0.03337 | -3.8375
60007 | KING_SW1A | 1 | West | YES | -0.029289 | 20 | 0 | 80 |  | 1.03 | Wind | -1 | 0.032915 | 0 | 80 |  |  | 0 | 0 | -0.032915 | 0
60019 | KING_NW1A | 1 | West | YES | -0.029289 | 20 | 0 | 80 |  | 1.03 | Wind | -1 | 0.032915 | 0 | 80 |  |  | 0 | 0 | -0.032915 | 0
60201 | RIO DRCS | F | West | YES | -0.029169 | 0 | 0 | 0 | 0 | 1.025 | AVR | -1 | 0.032795 | 0 | 0 |  |  | 0 | 0 | -0.032795 | 0
60016 | WOODWRD11A | 1 | West | YES | -0.029158 | 20 | 0 | 80 |  | 1.033 | Wind | -1 | 0.032784 | 0 | 80 |  |  | 0 | 0 | -0.032784 | 0
38332 | TNWDWRDU2_8 | 1 | West | YES | -0.029154 | 20 | 0 | 80 | 0 | 1.0232 | Wind | -1 | 0.03278 | 0 | 80 |  |  | 0 | 0 | -0.03278 | 0
38437 | TNSRBNMESA9 | 1 | West | YES | -0.029142 | 37.5 | 0 | 150 |  | 1.02 | Wind | -1 | 0.032768 | 0 | 150 |  |  | 0 | 0 | -0.032768 | 0
6016 | SWMESA | 1 | West | YES | -0.029078 | 18.8 | 0 | 75 |  | 1.03 | Wind | -1 | 0.032704 | 0 | 75 |  |  | 0 | 0 | -0.032704 | 0
60003 | KING_NE1A | 1 | West | YES | -0.029078 | 20 | 0 | 80 |  | 1.03 | Wind | -1 | 0.032704 | 0 | 80 |  |  | 0 | 0 | -0.032704 | 0
60005 | KING_SE1A | 1 | West | YES | -0.029078 | 10 | 0 | 40 |  | 1.035 | Wind | -1 | 0.032704 | 0 | 40 |  |  | 0 | 0 | -0.032704 | 0
1045 | CALENG1G_1G | 1 | West | YES | -0.029002 | 73.4 | 27 | 73.4 | 0 | 1.014 | Cogen | -1 | 0.032628 | 0 | 0 |  |  | 0 | 0 | -0.032628 | 0
1046 | CALENG2G_2G | 2 | West | YES | -0.029002 | 73.4 | 27 | 73.4 | 0 | 1.014 | Cogen | -1 | 0.032628 | 0 | 0 |  |  | 0 | 0 | -0.032628 | 0
1047 | CALENG3G_3G | 3 | West | YES | -0.029002 | 70.4 | 27 | 70.4 | 0 | 1.014 | Cogen | -1 | 0.032628 | 0 | 0 |  |  | 0 | 0 | -0.032628 | 0
60000 | DSKY2 | 1 | West | YES | -0.028891 | 19.1 | 0 | 76.5 |  | 1.039 | Wind | -1 | 0.032517 | 0 | 76.5 |  |  | 0 | 0 | -0.032517 | 0
60017 | ORNNWP1 | 1 | West | YES | -0.028794 | 20 | 0 | 80 |  | 1.027 | Wind | -1 | 0.03242 | 0 | 80 |  |  | 0 | 0 | -0.03242 | 0
60018 | DSKY1 | 1 | West | YES | -0.028679 | 21 | 0 | 84 | 0 | 1.023 | Wind | -1 | 0.032305 | 0 | 84 |  |  | 0 | 0 | -0.032305 | 0
1058 | LONGSHORE_5 | 1 | West | YES | -0.028644 | 30 | 0 | 150 |  | 1.01 | Wind | -1 | 0.03227 | 0 | 150 |  |  | 0 | 0 | -0.03227 | 0
1058 | LONGSHORE_5 | 3 | West | YES | -0.028644 | 23.4 | 0 | 117 |  | 1.01 | Wind | -1 | 0.03227 | 0 | 117 |  |  | 0 | 0 | -0.03227 | 0
1058 | LONGSHORE_5 | 2 | West | YES | -0.028644 | 44 | 0 | 220 |  | 1.01 | Wind | -1 | 0.03227 | 0 | 220 |  |  | 0 | 0 | -0.03227 | 0
76031 | L_GASCCR1_1N | W1 | West | YES | -0.027526 | 30 | 0 | 150 | 0 | 1.02 | Wind | -1 | 0.031152 | 0 | 150 |  |  | 0 | 0 | -0.031152 | 0
76091 | L_DIVIDE1_1N | W1 | West | YES | -0.027366 | 110 | 0 | 550 |  | 1.02 | Wind | -1 | 0.030992 | 0 | 550 |  |  | 0 | 0 | -0.030992 | 0
71051 | L_BITTCR1_1N | W1 | West | YES | -0.026602 | 7.5 | 0 | 37.5 |  | 1.02 | Wind | -1 | 0.030228 | 0 | 37.5 |  |  | 0 | 0 | -0.030228 | 0
71054 | L_SWEETW1_1N | W1 | West | YES | -0.026602 | 21.5 | 0 | 107.5 |  | 1.02 | Wind | -1 | 0.030228 | 0 | 107.5 |  |  | 0 | 0 | -0.030228 | 0
71057 | L_SWEETW1_2N | W1 | West | YES | -0.026602 | 27 | 0 | 135 |  | 1.02 | Wind | -1 | 0.030228 | 0 | 135 |  |  | 0 | 0 | -0.030228 | 0
71059 | L_SWEETW1_3N | W1 | West | YES | -0.026602 | 23.8 | 0 | 119 | 0 | 1.02 | Wind | -1 | 0.030228 | 0 | 119 |  |  | 0 | 0 | -0.030228 | 0
71060 | L_SWEETW1_4N | W1 | West | YES | -0.026602 | 21 | 0 | 105 | 0 | 1.02 | Wind | -1 | 0.030228 | 0 | 105 |  |  | 0 | 0 | -0.030228 | 0
60202 | FRNDDRCS | F | West | YES | -0.026308 | 0 | 0 | 0 | 0 | 0.9985 | AVR | -1 | 0.029934 | 0 | 0 |  |  | 0 | 0 | -0.029934 | 0
60058 | BUFF_GAP1A | 1 | West | YES | -0.025235 | 24 | 0 | 120 |  | 1 | Wind | -1 | 0.028861 | 0 | 120 |  |  | 0 | 0 | -0.028861 | 0
60060 | CIRELLO | 1 | West | YES | -0.025235 | 46.6 | 0 | 233 | 0 | 1 | Wind | -1 | 0.028861 | 0 | 233 |  |  | 0 | 0 | -0.028861 | 0
60063 | BUFF_GAP1B | 1 | West | YES | -0.025235 | 34 | 0 | 170.2 | 0 | 1.02 | Wind | -1 | 0.028861 | 0 | 170.2 |  |  | 0 | 0 | -0.028861 | 0
60066 | H_HOLLOW1A | 1 | West | YES | -0.025235 | 44.4 | 0 | 222 | 0 | 1.005 | Wind | -1 | 0.028861 | 0 | 222 |  |  | 0 | 0 | -0.028861 | 0
60068 | HHOLLOW21A | 1 | West | YES | -0.025235 | 36.8 | 0 | 184 | 0 | 1.025 | Wind | -1 | 0.028861 | 0 | 184 |  |  | 0 | 0 | -0.028861 | 0
60070 | HHOLLOW31A | 1 | West | YES | -0.025235 | 44.8 | 0 | 224 | 0 | 1.025 | Wind | -1 | 0.028861 | 0 | 224 |  |  | 0 | 0 | -0.028861 | 0
60072 | HHOLLOW41A | 1 | West | YES | -0.025235 | 23 | 0 | 115 | 0 | 1.025 | Wind | -1 | 0.028861 | 0 | 115 |  |  | 0 | 0 | -0.028861 | 0
1049 | ROSCOEWI_5 | 1 | West | YES | -0.024226 | 41.8 | 0 | 209 |  | 1.01 | Wind | -1 | 0.027852 | 0 | 209 |  |  | 0 | 0 | -0.027852 | 0
1057 | ROSCOEWI_5 | 2 | West | YES | -0.024226 | 25.3 | 0 | 126.5 |  | 1.01 | Wind | -1 | 0.027852 | 0 | 126.5 |  |  | 0 | 0 | -0.027852 | 0
1060 | ROSCOEWI_5 | 3 | West | YES | -0.024226 | 39.4 | 0 | 197 | 0 | 1.01 | Wind | -1 | 0.027852 | 0 | 197 |  |  | 0 | 0 | -0.027852 | 0
1072 | ROSCOEWI_5 | 4 | West | YES | -0.024226 | 63.6 | 0 | 318 | 0 | 1.01 | Wind | -1 | 0.027852 | 0 | 318 |  |  | 0 | 0 | -0.027852 | 0
1416 | SWETWATR_1G | 1 | West | YES | -0.022994 | 30 | 18 | 30 | 0 | 1.026 | CC | -1 | 0.02662 | 30 | 30 |  |  | -0.68982 | 30 | -0.02662 | -0.7986
1417 | SWETWATR_2G | 2 | West | YES | -0.022994 | 72 | 36 | 72 | 0 | 1.026 | CC | -1 | 0.02662 | 72 | 72 |  |  | -1.6556 | 72 | -0.02662 | -1.9166
1418 | SWETWATR_3G | 3 | West | YES | -0.022994 | 68 | 36 | 68 | 0 | 1.026 | CC | -1 | 0.02662 | 68 | 68 |  |  | -1.5636 | 68 | -0.02662 | -1.8102
1419 | SWETWATR_4G | 4 | West | YES | -0.022994 | 61 | 36 | 61 | 0 | 1.026 | CC | -1 | 0.02662 | 61 | 61 |  |  | -1.4026 | 61 | -0.02662 | -1.6238
6100 | OKLA7A | EQ | West | YES | -0.017156 | 50 | -220 | 220 | 0 | 1.035 | DCTie | -1 | 0.020782 | 0 | 0 |  |  | 0 | 0 | -0.020782 | 0
6752 | OKLA0A | 1 | West | YES | -0.017156 | 649.7 | 175 | 649.7 | 0 | 1.035 | LIGCO | -1 | 0.020782 | 0 | 649.7 |  |  | 0 | 0 | -0.020782 | 0
1437 | MESQUITW_1G | 1 | North | YES | -0.014689 | 40 | 0 | 400 | 0 | 1.023 | Wind | 1 | 0.016368 | 0 | 400 | -5.8756 | 400 |  |  | 0.016368 | 6.5472
1438 | MESQUITW_2G | 1 | North | YES | -0.014657 | 23.6 | 0 | 236 |  | 1.017 | Wind | 1 | 0.0164 | 0 | 236 | -3.4591 | 236 |  |  | 0.0164 | 3.8704
1442 | COKFIELD_5 | 1 | North | YES | -0.010338 | 16.5 | 0 | 165 |  | 1.029 | Wind | 1 | 0.020719 | 0 | 165 | -1.7058 | 165 |  |  | 0.020719 | 3.4186
8032 | AMISTADHYD1 | 1 | South | YES | -0.009143 | 33 | 13 | 33 | 0 | 1.0375 | Hydro | 1 | 0.021914 | 0 | 0 |  |  |  |  | 0.021914 | 0
8033 | AMISTADHYD2 | 2 | South | YES | -0.009143 | 25 | 13 | 25 | 0 | 1.0375 | Hydro | 1 | 0.021914 | 0 | 0 |  |  |  |  | 0.021914 | 0
88253 | HAMILTON | F | South | YES | -0.009143 | 0 | 0 | 0 | 0 | 1.04 | BLT | 1 | 0.021914 | 0 | 0 |  |  |  |  | 0.021914 | 0
8262 | ELPS | 1 | South | YES | -0.006583 | 6 | 6 | 6 | 0 | 1.15 | Hydro | 1 | 0.024474 | 0 | 0 |  |  |  |  | 0.024474 | 0
80010 | EPLVT1 | F | South | YES | -0.005987 | 0 | 0 | 0 |  | 1.0376 | DCTie | 1 | 0.02507 | 0 | 0 |  |  |  |  | 0.02507 | 0
7026 | L_INKSDA1_1Y | 1 | South | YES | -0.002361 | 0 | 0 | 13.7 |  | 1 | Hydro | 1 | 0.028696 | 0 | 0 |  |  |  |  | 0.028696 | 0
7022 | L_BUCHAN1_1Y | 1 | South | YES | -0.001901 | 0 | 0 | 18 |  | 1 | Hydro | 1 | 0.029156 | 0 | 0 |  |  |  |  | 0.029156 | 0
7023 | L_BUCHAN1_2Y | 2 | South | YES | -0.001901 | 0 | 0 | 18 |  | 1 | Hydro | 1 | 0.029156 | 0 | 0 |  |  |  |  | 0.029156 | 0
7024 | L_BUCHAN1_3Y | 3 | South | YES | -0.001901 | 0 | 0 | 15 |  | 1 | Hydro | 1 | 0.029156 | 0 | 0 |  |  |  |  | 0.029156 | 0
7000 | L_FERGUS1_1Y | 1 | South | YES | -0.001563 | 400 | 65 | 423.3 | 0 | 1.015 | GSC | 1 | 0.029494 | 423.3 | 423.3 |  |  |  |  | 0.029494 | 12.4848
7035 | L_WIRTZ_1G1Y | 1 | South | YES | -0.00148 | 0 | 0 | 29 |  | 1 | Hydro | 1 | 0.029577 | 0 | 0 |  |  |  |  | 0.029577 | 0
7036 | L_WIRTZ_1G2Y | 2 | South | YES | -0.00148 | 23 | 0 | 29.8 |  | 1 | Hydro | 1 | 0.029577 | 0 | 0 |  |  |  |  | 0.029577 | 0
7028 | L_MARBFA1_1Y | 1 | South | YES | -0.001094 | 0 | 0 | 18 |  | 1 | Hydro | 1 | 0.029963 | 0 | 0 |  |  |  |  | 0.029963 | 0
7029 | L_MARBFA1_2Y | 2 | South | YES | -0.001094 | 0 | 0 | 18 |  | 1 | Hydro | 1 | 0.029963 | 0 | 0 |  |  |  |  | 0.029963 | 0
80012 | LAR | F | South | YES | -0.000966 | 0 | 0 | 0 | 0 | 1.04 | DCTie | 1 | 0.030091 | 0 | 0 |  |  |  |  | 0.030091 | 0
80265 | LARECU40A | 4 | South | YES | -0.000966 | 80 | 0 | 100 |  | 1.039 | GGT | 1 | 0.030091 | 100 | 100 |  |  |  |  | 0.030091 | 3.0091
80266 | LARECU50A | 5 | South | YES | -0.000966 | 80 | 0 | 100 |  | 1.039 | GGT | 1 | 0.030091 | 100 | 100 |  |  |  |  | 0.030091 | 3.0091
5890 | PEARSALLGEN1 | 1 | South | YES | -0.000936 | 19.2 | 6 | 24 | 0 | 1.0161 | GST | 1 | 0.030121 | 24 | 24 |  |  |  |  | 0.030121 | 0.7229
5891 | PEARSALLGEN2 | 1 | South | YES | -0.000936 | 19.4 | 6 | 24.3 | 0 | 1.0161 | GST | 1 | 0.030121 | 24.3 | 24.3 |  |  |  |  | 0.030121 | 0.73194
5892 | PEARSALLGEN3 | 1 | South | YES | -0.000936 | 19.1 | 6 | 23.9 | 0 | 1.0161 | GST | 1 | 0.030121 | 23.9 | 23.9 |  |  |  |  | 0.030121 | 0.71989
88299 | ZAPATA | F | South | YES | -0.000461 | 0 | 0 | 0 | 0 | 1.02 | BLT | 1 | 0.030596 | 0 | 0 |  |  |  |  | 0.030596 | 0
5728 | FALCONHYDRO2 | 2 | South | YES | -0.000113 | 12 | 0 | 12 | 0 | 1.0227 | Hydro | 1 | 0.030944 | 0 | 0 |  |  |  |  | 0.030944 | 0
5729 | FALCONHYDRO3 | 3 | South | YES | -0.000113 | 11 | 0 | 11 | 0 | 1.0227 | Hydro | 1 | 0.030944 | 0 | 0 |  |  |  |  | 0.030944 | 0
8048 | FALCONHYDRO1 | 1 | South | YES | -0.000113 | 12 | 0 | 12 | 0 | 1.0227 | Hydro | 1 | 0.030944 | 0 | 0 |  |  |  |  | 0.030944 | 0
7031 | L_MARSFO1G1Y | 1 | South | YES | -3e-05 | 0 | 0 | 36 |  | 1 | Hydro | 1 | 0.031027 | 0 | 0 |  |  |  |  | 0.031027 | 0
7032 | L_MARSFO1G2Y | 2 | South | YES | -3e-05 | 0 | 0 | 35 |  | 1 | Hydro | 1 | 0.031027 | 0 | 0 |  |  |  |  | 0.031027 | 0
7033 | L_MARSFO1G3Y | 3 | South | YES | -3e-05 | 0 | 0 | 36 |  | 1 | Hydro | 1 | 0.031027 | 0 | 0 |  |  |  |  | 0.031027 | 0
5934 | SI_RAY5 | 5 | South | YES | 0 | 0 | 10 | 15 |  | 1.035 | GST | 1 | 0.031057 | 15 | 15 |  |  |  |  | 0.031057 | 0.46585
8139 | JOS #1 | MB | South | YES | 0 | 0 | 45 | 255 |  | 1.02 | GST | 1 | 0.031057 | 0 | 0 |  |  |  |  | 0.031057 | 0
8285 | LAR #1 | MB | South | YES | 0 | 0 | 9 | 32 |  | 1.0497 | GST | 1 | 0.031057 | 0 | 0 |  |  |  |  | 0.031057 | 0
8287 | LAR #2 | MB | South | YES | 0 | 0 | 9 | 32 |  | 1.04 | GST | 1 | 0.031057 | 0 | 0 |  |  |  |  | 0.031057 | 0
8288 | LAR #3 | MB | South | YES | 0 | 0 | 25 | 105 |  | 1.04 | GST | 1 | 0.031057 | 0 | 0 |  |  |  |  | 0.031057 | 0
8388 | BATES0A | MB | South | YES | 0 | 0 | 21 | 71 |  | 1.033 | GST | 1 | 0.031057 | 0 | 0 |  |  |  |  | 0.031057 | 0
8393 | BATES0B | MB | South | YES | 0 | 0 | 25 | 110 |  | 1.03 | GST | 1 | 0.031057 | 0 | 0 |  |  |  |  | 0.031057 | 0
8437 | NUECES_B0C | MB | South | YES | 0 | 0 | 7 | 30 |  | 1.03 | GST | 1 | 0.031057 | 0 | 0 |  |  |  |  | 0.031057 | 0
8438 | NUECES_B0B | MB | South | YES | 0 | 0 | 26 | 169 |  | 1.03 | GST | 1 | 0.031057 | 0 | 0 |  |  |  |  | 0.031057 | 0
8442 | NUECES_B0A | MB | South | YES | 0 | 0 | 81 | 367 |  | 1.03 | GST | 1 | 0.031057 | 0 | 0 |  |  |  |  | 0.031057 | 0
39190 | TNSLCGN1__8 | 1 | Houston | YES | 0 | 0 | 10 | 30 |  | 1.03 | Cogen | 1 | 0.031057 | 0 | 0 |  |  |  |  | 0.031057 | 0
88508 | FALFURRI | F | South | YES | 8.8e-05 | 0 | 0 | 0 | 0 | 1 | AVR | 1 | 0.031145 | 0 | 0 |  |  |  |  | 0.031145 | 0
5264 | LEON_LCP3G3 | 3 | South | YES | 0.000146 | 0 | 20 | 58 |  | 1.0197 | GST | 1 | 0.031203 | 58 | 58 |  |  |  |  | 0.031203 | 1.8098
5265 | LEON_LCP4G4 | 4 | South | YES | 0.000146 | 71.2 | 25 | 89 | 0 | 1.0197 | GST | 1 | 0.031203 | 89 | 89 |  |  |  |  | 0.031203 | 2.7771
5266 | LEON_LCPCT1 | 1 | South | YES | 0.000146 | 44 | 24 | 44 | 0 | 1.0197 | GGT | 1 | 0.031203 | 44 | 44 |  |  |  |  | 0.031203 | 1.3729
5267 | LEON_LCPCT2 | 2 | South | YES | 0.000146 | 44 | 24 | 44 | 0 | 1.0197 | GGT | 1 | 0.031203 | 44 | 44 |  |  |  |  | 0.031203 | 1.3729
5268 | LEON_LCPCT3 | 3 | South | YES | 0.000146 | 43 | 24 | 43 | 0 | 1.0197 | GGT | 1 | 0.031203 | 43 | 43 |  |  |  |  | 0.031203 | 1.3417
5269 | LEON_LCPCT4 | 4 | South | YES | 0.000146 | 45 | 24 | 45 | 0 | 1.0197 | GGT | 1 | 0.031203 | 45 | 45 |  |  |  |  | 0.031203 | 1.4041
5028 | BRAUNIG_VHB3 | 3 | South | YES | 0.000204 | 407 | 60 | 407 | 0 | 1.0138 | GST | 1 | 0.031261 | 407 | 407 |  |  |  |  | 0.031261 | 12.7232
5026 | BRAUNIG_VHB1 | 1 | South | YES | 0.000223 | 215 | 40 | 215 | 0 | 1.0192 | GST | 1 | 0.03128 | 215 | 215 |  |  |  |  | 0.03128 | 6.7252
5027 | BRAUNIG_VHB2 | 2 | South | YES | 0.000223 | 172.8 | 40 | 216 | 0 | 1.0192 | GST | 1 | 0.03128 | 216 | 216 |  |  |  |  | 0.03128 | 6.7565
5031 | BRA_VHBCT1 | 1 | South | YES | 0.000223 | 44 | 24 | 44 | 0 | 1.0192 | #N/A | 1 | 0.03128 | 44 | 44 |  |  |  |  | 0.03128 | 1.3763
5032 | BRA_VHBCT2 | 2 | South | YES | 0.000223 | 44 | 24 | 44 | 0 | 1.0192 | #N/A | 1 | 0.03128 | 44 | 44 |  |  |  |  | 0.03128 | 1.3763
5033 | BRA_VHBCT3 | 3 | South | YES | 0.000223 | 43 | 24 | 43 | 0 | 1.0192 | #N/A | 1 | 0.03128 | 43 | 43 |  |  |  |  | 0.03128 | 1.345
5034 | BRA_VHBCT4 | 4 | South | YES | 0.000223 | 45 | 24 | 45 | 0 | 1.0192 | #N/A | 1 | 0.03128 | 45 | 45 |  |  |  |  | 0.03128 | 1.4076
5396 | CALAVER_OWS1 | 1 | South | YES | 0.000224 | 418 | 80 | 418 | 0 | 1.0192 | GST | 1 | 0.031281 | 418 | 418 |  |  |  |  | 0.031281 | 13.0754
5397 | CALAVER_OWS2 | 2 | South | YES | 0.000224 | 400 | 80 | 400 | 0 | 1.0192 | GST | 1 | 0.031281 | 400 | 400 |  |  |  |  | 0.031281 | 12.5124
5111 | CALAVER_JTD1 | 1 | South | YES | 0.000234 | 430 | 80 | 430 | 0 | 1.0138 | LIGCO | 1 | 0.031291 | 0 | 430 |  |  |  |  | 0.031291 | 13.4551
5112 | CALAVER_JTD2 | 2 | South | YES | 0.000234 | 430 | 80 | 430 | 0 | 1.0138 | LIGCO | 1 | 0.031291 | 0 | 430 |  |  |  |  | 0.031291 | 13.4551
8933 | FGNTS001 | 1 | South | YES | 0.000251 | 146.5 | 0 | 146.5 | 0 | 1.03 | CC | 1 | 0.031308 | 146.5 | 146.5 |  |  |  |  | 0.031308 | 4.5866
8934 | FGNTS101 | 2 | South | YES | 0.000251 | 147.9 | 0 | 147.9 | 0 | 1.03 | CC | 1 | 0.031308 | 147.9 | 147.9 |  |  |  |  | 0.031308 | 4.6304
8935 | FGNTS201 | 3 | South | YES | 0.000251 | 173 | 0 | 173 | 0 | 1.03 | CC | 1 | 0.031308 | 173 | 173 |  |  |  |  | 0.031308 | 5.4163
5436 | TUTTL_WBT1G1 | 1 | South | YES | 0.000273 | 48.8 | 20 | 61 | 0 | 1.012 | GST | 1 | 0.03133 | 61 | 61 |  |  |  |  | 0.03133 | 1.9111
5438 | TUTTL_WBT3G3 | 3 | South | YES | 0.000273 | 95 | 25 | 95 | 0 | 1.012 | GST | 1 | 0.03133 | 95 | 95 |  |  |  |  | 0.03133 | 2.9763
5439 | TUTTL_WBT4G4 | 4 | South | YES | 0.000273 | 120.8 | 40 | 151 | 0 | 1.012 | GST | 1 | 0.03133 | 151 | 151 |  |  |  |  | 0.03133 | 4.7308
5903 | SANMIGUELGEN | 1 | South | YES | 0.000283 | 396.3 | 180 | 396.3 | 0 | 1.0331 | LIGCO | 1 | 0.03134 | 0 | 396.3 |  |  |  |  | 0.03134 | 12.42
88198 | BEEVILLE | F | South | YES | 0.000298 | 0 | 0 | 0 | 0 | 1.02 | AVR | 1 | 0.031355 | 0 | 0 |  |  |  |  | 0.031355 | 0
5476 | BRA_AVR1_CT1 | 1 | South | YES | 0.000299 | 155 | 90 | 155 | 0 | 1.017 | CC | 1 | 0.031356 | 155 | 155 |  |  |  |  | 0.031356 | 4.8602
5477 | BRA_AVR1_ST1 | 1 | South | YES | 0.000299 | 174 | 138 | 174 | 0 | 1.017 | CC | 1 | 0.031356 | 174 | 174 |  |  |  |  | 0.031356 | 5.4559
5478 | BRA_AVR1_CT2 | 1 | South | YES | 0.000299 | 155 | 90 | 155 | 0 | 1.017 | CC | 1 | 0.031356 | 155 | 155 |  |  |  |  | 0.031356 | 4.8602
8936 | MVGN#1 | 1 | South | YES | 0.00031 | 216.6 | 0 | 216.6 | 0 | 1.0304 | CC | 1 | 0.031367 | 216.6 | 216.6 |  |  |  |  | 0.031367 | 6.7941
8937 | MVGN#2 | 2 | South | YES | 0.00031 | 216.7 | 0 | 216.7 | 0 | 1.0304 | CC | 1 | 0.031367 | 216.7 | 216.7 |  |  |  |  | 0.031367 | 6.7972
8938 | MVGN#3 | 3 | South | YES | 0.00031 | 250.9 | 0 | 250.9 | 0 | 1.0304 | CC | 1 | 0.031367 | 250.9 | 250.9 |  |  |  |  | 0.031367 | 7.87
8981 | HECN1 | 1 | South | YES | 0.00031 | 144.8 | 0 | 144.8 | 0 | 1.0304 | CC | 1 | 0.031367 | 144.8 | 144.8 |  |  |  |  | 0.031367 | 4.5419
8982 | HECN2 | 2 | South | YES | 0.00031 | 144.1 | 0 | 144.1 | 0 | 1.0304 | CC | 1 | 0.031367 | 144.1 | 144.1 |  |  |  |  | 0.031367 | 4.52
8983 | HECN3 | 3 | South | YES | 0.00031 | 171.9 | 0 | 171.9 | 0 | 1.0304 | CC | 1 | 0.031367 | 171.9 | 171.9 |  |  |  |  | 0.031367 | 5.392
7487 | L_CANYHY8_1Y | 1 | South | YES | 0.000319 | 0 | 0 | 6 |  | 1 | Hydro | 1 | 0.031376 | 0 | 0 |  |  |  |  | 0.031376 | 0
5401 | CALAVER_JKS1 | 1 | South | YES | 0.000325 | 562 | 100 | 562 | 0 | 1.018 | LIGCO | 1 | 0.031382 | 0 | 562 |  |  |  |  | 0.031382 | 17.6366
5932 | SI_RAY9 | 9 | South | YES | 0.000355 | 32 | 32 | 38 | 0 | 1.035 | CC | 1 | 0.031412 | 38 | 38 |  |  |  |  | 0.031412 | 1.1937
5933 | SI_RAY6 | 6 | South | YES | 0.000355 | 15.4 | 10 | 19.3 | 0 | 1.035 | GST | 1 | 0.031412 | 19.3 | 19.3 |  |  |  |  | 0.031412 | 0.60625
5935 | SI_RAY10 | 10 | South | YES | 0.000355 | 47 | 10 | 47 | 0 | 1.03 | CC | 1 | 0.031412 | 47 | 47 |  |  |  |  | 0.031412 | 1.4764
80003 | MILHWYS | F | South | YES | 0.000355 | 0 | 0 | 0 | 0 | 1.0168 | AVR | 1 | 0.031412 | 0 | 0 |  |  |  |  | 0.031412 | 0
7609 | L_SCHUMA8_1Y | 1 | South | YES | 0.000375 | 0 | 0 | 4 |  | 1 | Hydro | 1 | 0.031432 | 0 | 0 |  |  |  |  | 0.031432 | 0
80080 | GWINDT11A | 1 | South | YES | 0.000379 | 40.6 | 0 | 94 | 0 | 1.025 | Wind | 1 | 0.031436 | 0 | 94 |  |  |  |  | 0.031436 | 2.955
80080 | GWINDT11A | 4 | South | YES | 0.000379 | 8.2 | 0 | 19 | 0 | 1.025 | Wind | 1 | 0.031436 | 0 | 19 |  |  |  |  | 0.031436 | 0.59728
80080 | GWINDT11A | 3 | South | YES | 0.000379 | 16.4 | 0 | 38 | 0 | 1.025 | Wind | 1 | 0.031436 | 0 | 38 |  |  |  |  | 0.031436 | 1.1946
80080 | GWINDT11A | 2 | South | YES | 0.000379 | 17.7 | 0 | 41 | 0 | 1.025 | Wind | 1 | 0.031436 | 0 | 41 |  |  |  |  | 0.031436 | 1.2889
80081 | GWINDT21A | 1 | South | YES | 0.000379 | 40.6 | 0 | 94 | 0 | 1.025 | Wind | 1 | 0.031436 | 0 | 94 |  |  |  |  | 0.031436 | 2.955
80081 | GWINDT21A | 3 | South | YES | 0.000379 | 18.6 | 0 | 43 | 0 | 1.025 | Wind | 1 | 0.031436 | 0 | 43 |  |  |  |  | 0.031436 | 1.3517
80081 | GWINDT21A | 2 | South | YES | 0.000379 | 15.5 | 0 | 36 | 0 | 1.025 | Wind | 1 | 0.031436 | 0 | 36 |  |  |  |  | 0.031436 | 1.1317
80081 | GWINDT21A | 4 | South | YES | 0.000379 | 9.5 | 0 | 22 | 0 | 1.025 | Wind | 1 | 0.031436 | 0 | 22 |  |  |  |  | 0.031436 | 0.69159
80180 | PNSCALT11A | 1 | South | YES | 0.000379 | 63 | 0 | 146 | 0 | 1.025 | Wind | 1 | 0.031436 | 0 | 146 |  |  |  |  | 0.031436 | 4.5896
80180 | PNSCALT11A | 2 | South | YES | 0.000379 | 21.6 | 0 | 50 | 0 | 1.025 | Wind | 1 | 0.031436 | 0 | 50 |  |  |  |  | 0.031436 | 1.5718
80181 | PNSCALT21A | 1 | South | YES | 0.000379 | 23.7 | 0 | 55 | 0 | 1.025 | Wind | 1 | 0.031436 | 0 | 55 |  |  |  |  | 0.031436 | 1.729
80181 | PNSCALT21A | 2 | South | YES | 0.000379 | 21.6 | 0 | 50 | 0 | 1.025 | Wind | 1 | 0.031436 | 0 | 50 |  |  |  |  | 0.031436 | 1.5718
8517 | CELANEBI0A | 1 | South | YES | 0.000398 | 29 | 0 | 29 | 0 | 1.02 | Cogen | 1 | 0.031455 | 0 | 0 |  |  |  |  | 0.031455 | 0
7605 | L_MCQUEE9_1Y | 1 | South | YES | 0.000419 | 0 | 0 | 2.4 |  | 1.025 | Hydro | 1 | 0.031476 | 0 | 0 |  |  |  |  | 0.031476 | 0
7605 | L_MCQUEE9_1Y | 2 | South | YES | 0.000419 | 0 | 0 | 2.4 |  | 1.025 | Hydro | 1 | 0.031476 | 0 | 0 |  |  |  |  | 0.031476 | 0
7605 | L_MCQUEE9_1Y | 3 | South | YES | 0.000419 | 0 | 0 | 2.8 |  | 1.025 | Hydro | 1 | 0.031476 | 0 | 0 |  |  |  |  | 0.031476 | 0
7800 | L_GUADGE1_1Y | 1 | South | YES | 0.000421 | 147 | 30 | 147 | 0 | 1.02 | CC | 1 | 0.031478 | 147 | 147 |  |  |  |  | 0.031478 | 4.6273
7801 | L_GUADGE1_2Y | 2 | South | YES | 0.000421 | 138 | 30 | 138 | 0 | 1.02 | CC | 1 | 0.031478 | 138 | 138 |  |  |  |  | 0.031478 | 4.344
7802 | L_GUADGE1_3Y | 3 | South | YES | 0.000421 | 146 | 30 | 146 | 0 | 1.02 | CC | 1 | 0.031478 | 146 | 146 |  |  |  |  | 0.031478 | 4.5958
7803 | L_GUADGE1_4Y | 4 | South | YES | 0.000421 | 149 | 30 | 149 | 0 | 1.02 | CC | 1 | 0.031478 | 149 | 149 |  |  |  |  | 0.031478 | 4.6902
7804 | L_GUADGE1_5Y | 5 | South | YES | 0.000421 | 182 | 30 | 182 | 0 | 1.02 | CC | 1 | 0.031478 | 182 | 182 |  |  |  |  | 0.031478 | 5.729
7805 | L_GUADGE1_6Y | 6 | South | YES | 0.000421 | 203 | 30 | 203 | 0 | 1.02 | CC | 1 | 0.031478 | 203 | 203 |  |  |  |  | 0.031478 | 6.39
8461 | KOCH_UP0A | 1 | South | YES | 0.000423 | 38 | 0 | 38 | 0 | 1.012 | Cogen | 1 | 0.03148 | 0 | 0 |  |  |  |  | 0.03148 | 0
8506 | VAL #1 | 1 | South | YES | 0.000427 | 20.9 | 0 | 25 | 0 | 1.0055 | Cogen | 1 | 0.031484 | 0 | 0 |  |  |  |  | 0.031484 | 0
8507 | VAL #2 | 2 | South | YES | 0.000427 | 20.9 | 0 | 25 | 0 | 1.0055 | Cogen | 1 | 0.031484 | 0 | 0 |  |  |  |  | 0.031484 | 0
8511 | OXY_CC0A | 1 | South | YES | 0.000427 | 30.3 | 0 | 38 |  | 1.027 | Cogen | 1 | 0.031484 | 0 | 0 |  |  |  |  | 0.031484 | 0
8459 | B_DAVIS0B | MB | South | YES | 0.000431 | 0 | 50 | 339 |  | 1.03 | GSC | 1 | 0.031488 | 0 | 0 |  |  |  |  | 0.031488 | 0
8460 | B_DAVIS0A | MB | South | YES | 0.000431 | 0 | 50 | 340 |  | 1.03 | GSC | 1 | 0.031488 | 0 | 0 |  |  |  |  | 0.031488 | 0
8456 | COSW#1 | 1 | South | YES | 0.000435 | 20 | 0 | 20 | 0 | 1.027 | Cogen | 1 | 0.031492 | 0 | 0 |  |  |  |  | 0.031492 | 0
8457 | COSW#2 | 2 | South | YES | 0.000435 | 14 | 0 | 14 | 0 | 1.027 | Cogen | 1 | 0.031492 | 0 | 0 |  |  |  |  | 0.031492 | 0
8560 | CNOPGT1 | 1 | South | YES | 0.000437 | 148.3 | 0 | 148.3 | 0 | 1.03 | Cogen | 1 | 0.031494 | 0 | 0 |  |  |  |  | 0.031494 | 0
8561 | CNOPGT2 | 2 | South | YES | 0.000437 | 148.6 | 0 | 148.6 | 0 | 1.03 | Cogen | 1 | 0.031494 | 0 | 0 |  |  |  |  | 0.031494 | 0
8562 | CNOPST1 | 3 | South | YES | 0.000437 | 153 | 0 | 153 | 0 | 1.03 | Cogen | 1 | 0.031494 | 0 | 0 |  |  |  |  | 0.031494 | 0
7810 | L_RIONOG1G1Y | 1 | South | YES | 0.000447 | 148 | 0 | 148 | 0 | 1.02 | CC | 1 | 0.031504 | 148 | 148 |  |  |  |  | 0.031504 | 4.6626
7811 | L_RIONOG1G2Y | 2 | South | YES | 0.000447 | 148 | 0 | 148 | 0 | 1.02 | CC | 1 | 0.031504 | 148 | 148 |  |  |  |  | 0.031504 | 4.6626
7812 | L_RIONOG1G3Y | 3 | South | YES | 0.000447 | 154 | 0 | 154 | 0 | 1.02 | CC | 1 | 0.031504 | 154 | 154 |  |  |  |  | 0.031504 | 4.8516
7813 | L_RIONOG1S1Y | 4 | South | YES | 0.000447 | 293 | 0 | 293 | 0 | 1.02 | CC | 1 | 0.031504 | 293 | 293 |  |  |  |  | 0.031504 | 9.2306
8161 | COLETO0A | 1 | South | YES | 0.000458 | 633 | 200 | 633 | 0 | 1.03 | LIGCO | 1 | 0.031515 | 0 | 633 |  |  |  |  | 0.031515 | 19.9489
7020 | L_AUSTPL1_1Y | 1 | South | YES | 0.00047 | 0 | 0 | 8 |  | 1 | Hydro | 1 | 0.031527 | 0 | 0 |  |  |  |  | 0.031527 | 0
7020 | L_AUSTPL1_1Y | 2 | South | YES | 0.00047 | 0 | 0 | 8 |  | 1 | Hydro | 1 | 0.031527 | 0 | 0 |  |  |  |  | 0.031527 | 0
7624 | L_LAKEWO9_1Y | 2 | South | YES | 0.00047 | 0 | 0 | 2.4 |  | 1 | Hydro | 1 | 0.031527 | 0 | 0 |  |  |  |  | 0.031527 | 0
7624 | L_LAKEWO9_1Y | 1 | South | YES | 0.00047 | 0 | 0 | 2.4 |  | 1 | Hydro | 1 | 0.031527 | 0 | 0 |  |  |  |  | 0.031527 | 0
8926 | LGE_GT10A | 1 | South | YES | 0.00047 | 158 | 0 | 158 | 0 | 1.03 | Cogen | 1 | 0.031527 | 0 | 0 |  |  |  |  | 0.031527 | 0
8927 | LGE_GT20A | 2 | South | YES | 0.00047 | 153 | 0 | 153 | 0 | 1.03 | Cogen | 1 | 0.031527 | 0 | 0 |  |  |  |  | 0.031527 | 0
8928 | LGE_STG0A | 3 | South | YES | 0.00047 | 100 | 0 | 100 | 0 | 1.03 | Cogen | 1 | 0.031527 | 0 | 0 |  |  |  |  | 0.031527 | 0
8930 | ICPGN10A | 1 | South | YES | 0.00047 | 149 | 0 | 149 | 0 | 1.03 | Cogen | 1 | 0.031527 | 0 | 0 |  |  |  |  | 0.031527 | 0
8931 | ICPGN20A | 2 | South | YES | 0.00047 | 150 | 0 | 150 | 0 | 1.03 | Cogen | 1 | 0.031527 | 0 | 0 |  |  |  |  | 0.031527 | 0
8932 | ICPGN30A | 3 | South | YES | 0.00047 | 127 | 0 | 127 | 0 | 1.03 | Cogen | 1 | 0.031527 | 0 | 0 |  |  |  |  | 0.031527 | 0
80223 | REYSHR G | 1 | South | YES | 0.00047 | 12 | 0 | 12 | 0 | 1.032 | Cogen | 1 | 0.031527 | 0 | 0 |  |  |  |  | 0.031527 | 0
7014 | L_HAYSEN1_1Y | 1 | South | YES | 0.000472 | 223.9 | 74 | 223.9 | 0 | 1.008 | CC | 1 | 0.031529 | 223.9 | 223.9 |  |  |  |  | 0.031529 | 7.0593
7015 | L_HAYSEN1_2Y | 2 | South | YES | 0.000472 | 225 | 74 | 225 | 0 | 1.008 | CC | 1 | 0.031529 | 225 | 225 |  |  |  |  | 0.031529 | 7.094
7016 | L_HAYSEN1_3Y | 3 | South | YES | 0.000472 | 224.6 | 74 | 224.6 | 0 | 1.008 | CC | 1 | 0.031529 | 224.6 | 224.6 |  |  |  |  | 0.031529 | 7.0814
7017 | L_HAYSEN1_4Y | 4 | South | YES | 0.000472 | 226.7 | 74 | 226.7 | 0 | 1.008 | CC | 1 | 0.031529 | 226.7 | 226.7 |  |  |  |  | 0.031529 | 7.1476
8189 | CUECPL2A | 1 | South | YES | 0.000497 | 12 | 0 | 12 | 0 | 1.02 | Cogen | 1 | 0.031554 | 0 | 0 |  |  |  |  | 0.031554 | 0
9000 | DECKR_G1 | 1 | South | YES | 0.000521 | 280 | 50 | 321 | 0 | 1.015 | GST | 1 | 0.031578 | 321 | 321 |  |  |  |  | 0.031578 | 10.1365
9001 | DECKR_G2 | 2 | South | YES | 0.000521 | 400 | 50 | 426 | 0 | 1.015 | GST | 1 | 0.031578 | 426 | 426 |  |  |  |  | 0.031578 | 13.4522
9016 | SANDH_G1 | 1 | South | YES | 0.000523 | 45 | 2 | 49 | 0 | 1.0175 | GGT | 1 | 0.03158 | 49 | 49 |  |  |  |  | 0.03158 | 1.5474
9017 | SANDH_G2 | 2 | South | YES | 0.000523 | 45 | 2 | 46 | 0 | 1.0175 | GGT | 1 | 0.03158 | 46 | 46 |  |  |  |  | 0.03158 | 1.4527
9018 | SANDH_G3 | 3 | South | YES | 0.000523 | 45 | 2 | 46 | 0 | 1.0175 | GGT | 1 | 0.03158 | 46 | 46 |  |  |  |  | 0.03158 | 1.4527
9019 | SANDH_G4 | 4 | South | YES | 0.000523 | 0 | 2 | 47 |  | 1.0175 | GGT | 1 | 0.03158 | 47 | 47 |  |  |  |  | 0.03158 | 1.4843
9020 | SANDHG5A | 5A | South | YES | 0.000523 | 150 | 84 | 155 | 0 | 1.0175 | CC | 1 | 0.03158 | 155 | 155 |  |  |  |  | 0.03158 | 4.8949
9021 | SANDHG5C | 5C | South | YES | 0.000523 | 140 | 0 | 148 | 0 | 1.0175 | CC | 1 | 0.03158 | 148 | 148 |  |  |  |  | 0.03158 | 4.6738
9002 | DECKR_G3 | 3 | South | YES | 0.000553 | 0 | 24 | 42 |  | 1.015 | GGT | 1 | 0.03161 | 42 | 42 |  |  |  |  | 0.03161 | 1.3276
9003 | DECKR_G4 | 4 | South | YES | 0.000553 | 44 | 24 | 44 | 0 | 1.015 | GGT | 1 | 0.03161 | 44 | 44 |  |  |  |  | 0.03161 | 1.3908
9004 | DECKR_G5 | 5 | South | YES | 0.000553 | 44 | 24 | 44 | 0 | 1.015 | GGT | 1 | 0.03161 | 44 | 44 |  |  |  |  | 0.03161 | 1.3908
9005 | DECKR_G6 | 6 | South | YES | 0.000553 | 44 | 24 | 47 | 0 | 1.015 | GGT | 1 | 0.03161 | 47 | 47 |  |  |  |  | 0.03161 | 1.4857
5503 | RAYBURNGEN3 | 1 | South | YES | 0.000561 | 17.6 | 6 | 22 | 0 | 1.0223 | GST | 1 | 0.031618 | 22 | 22 |  |  |  |  | 0.031618 | 0.69559
5505 | RAYBURNGEN1 | 1 | South | YES | 0.000561 | 0 | 1 | 11 |  | 1.0223 | GGT | 1 | 0.031618 | 11 | 11 |  |  |  |  | 0.031618 | 0.3478
5506 | RAYBURNGEN2 | 1 | South | YES | 0.000561 | 0 | 1 | 11 |  | 1.0223 | GGT | 1 | 0.031618 | 11 | 11 |  |  |  |  | 0.031618 | 0.3478
5508 | RAYBURNCC9 | 1 | South | YES | 0.000583 | 47.7 | 18.2 | 47.7 | 0 | 1.0296 | CC | 1 | 0.03164 | 47.7 | 47.7 |  |  |  |  | 0.03164 | 1.5092
5509 | RAYBURNCC10 | 1 | South | YES | 0.000583 | 37.3 | 5.2 | 37.3 | 0 | 1.0296 | CC | 1 | 0.03164 | 37.3 | 37.3 |  |  |  |  | 0.03164 | 1.1802
5511 | RAYBURNCC7 | 1 | South | YES | 0.000583 | 47.5 | 18.2 | 47.5 | 0 | 1.0296 | CC | 1 | 0.03164 | 47.5 | 47.5 |  |  |  |  | 0.03164 | 1.5029
5512 | RAYBURNCC8 | 1 | South | YES | 0.000583 | 49.3 | 18.2 | 49.3 | 0 | 1.0296 | CC | 1 | 0.03164 | 49.3 | 49.3 |  |  |  |  | 0.03164 | 1.5598
8173 | VICEC51A | 5 | South | YES | 0.000583 | 144 | 18 | 144 | 0 | 1.025 | CC | 1 | 0.03164 | 144 | 144 |  |  |  |  | 0.03164 | 4.5561
8174 | VICEC61A | 6 | South | YES | 0.000583 | 188 | 42 | 188 | 0 | 1.025 | CC | 1 | 0.03164 | 188 | 188 |  |  |  |  | 0.03164 | 5.9483
8066 | DUP1V#1 | 1 | South | YES | 0.000599 | 52.3 | 0 | 73 | 0 | 1.01 | Cogen | 1 | 0.031656 | 0 | 0 |  |  |  |  | 0.031656 | 0
80224 | VISTRONG1 | 1 | South | YES | 0.00062 | 13.1 | 0 | 15 | 0 | 1.01 | Cogen | 1 | 0.031677 | 0 | 0 |  |  |  |  | 0.031677 | 0
80225 | VISTRONG2 | 2 | South | YES | 0.00062 | 20.2 | 0 | 23 | 0 | 1.01 | Cogen | 1 | 0.031677 | 0 | 0 |  |  |  |  | 0.031677 | 0
80227 | AIRCO G | 1 | South | YES | 0.000624 | 7.2 | 0 | 8 | 0 | 1.0104 | Cogen | 1 | 0.031681 | 0 | 0 |  |  |  |  | 0.031681 | 0
8147 | UCAR #2 | 10 | South | YES | 0.000636 | 18.2 | 0 | 28 |  | 1 | Cogen | 1 | 0.031693 | 0 | 0 |  |  |  |  | 0.031693 | 0
8148 | UCAR #1 | 2 | South | YES | 0.000636 | 6.1 | 0 | 7 | 0 | 1.009 | Cogen | 1 | 0.031693 | 0 | 0 |  |  |  |  | 0.031693 | 0
80137 | CSDR89 | 8 | South | YES | 0.000636 | 33.9 | 0 | 39 |  | 1.003 | DCTie | 1 | 0.031693 | 0 | 0 |  |  |  |  | 0.031693 | 0
80137 | CSDR89 | 9 | South | YES | 0.000636 | 0 | 0 | 15 |  | 1.003 | DCTie | 1 | 0.031693 | 0 | 0 |  |  |  |  | 0.031693 | 0
80138 | CSDR7 | 7 | South | YES | 0.000636 | 6.1 | 0 | 7 | 0 | 1.014 | DCTie | 1 | 0.031693 | 0 | 0 |  |  |  |  | 0.031693 | 0
80139 | CSDR56 | 5 | South | YES | 0.000636 | 15 | 0 | 15 |  | 1.0033 | DCTie | 1 | 0.031693 | 0 | 0 |  |  |  |  | 0.031693 | 0
80139 | CSDR56 | 6 | South | YES | 0.000636 | 0 | 0 | 39 |  | 1.0033 | DCTie | 1 | 0.031693 | 0 | 0 |  |  |  |  | 0.031693 | 0
80140 | CSDR11 | 11 | South | YES | 0.000636 | 33.9 | 0 | 39 | 0 | 1.03 | DCTie | 1 | 0.031693 | 0 | 0 |  |  |  |  | 0.031693 | 0
7004 | L_SIMGID1_1Y | 1 | South | YES | 0.00066 | 132 | 40 | 132 | 0 | 1.02 | GST | 1 | 0.031717 | 132 | 132 |  |  |  |  | 0.031717 | 4.1866
7005 | L_SIMGID1_2Y | 2 | South | YES | 0.00066 | 133 | 32 | 139 | 0 | 1.02 | GST | 1 | 0.031717 | 139 | 139 |  |  |  |  | 0.031717 | 4.4087
7006 | L_SIMGID1_3Y | 3 | South | YES | 0.00066 | 324.9 | 60 | 329 | 0 | 1.02 | GST | 1 | 0.031717 | 329 | 329 |  |  |  |  | 0.031717 | 10.4349
80226 | ALCOA G | 1 | South | YES | 0.000693 | 32.3 | 5 | 48 | 0 | 1.015 | Cogen | 1 | 0.03175 | 0 | 0 |  |  |  |  | 0.03175 | 0
8134 | FOR #1 | 1 | South | YES | 0.000708 | 54.1 | 45 | 79 | 0 | 1.03 | Cogen | 1 | 0.031765 | 0 | 0 |  |  |  |  | 0.031765 | 0
8138 | FOR #2 | 2 | South | YES | 0.000708 | 63.1 | 45 | 81 | 0 | 1.03 | Cogen | 1 | 0.031765 | 0 | 0 |  |  |  |  | 0.031765 | 0
8153 | FOR #3 | 3 | South | YES | 0.000708 | 63.1 | 45 | 79.9 | 0 | 1.03 | Cogen | 1 | 0.031765 | 0 | 0 |  |  |  |  | 0.031765 | 0
8154 | FOR #4 | 4 | South | YES | 0.000708 | 63.1 | 60 | 80 | 0 | 1.03 | Cogen | 1 | 0.031765 | 0 | 0 |  |  |  |  | 0.031765 | 0
8155 | FOR #5 | 5 | South | YES | 0.000708 | 63.1 | 60 | 78.4 | 0 | 1.03 | Cogen | 1 | 0.031765 | 0 | 0 |  |  |  |  | 0.031765 | 0
8156 | FOR #6 | 6 | South | YES | 0.000708 | 24.9 | 5 | 25 | 0 | 1.03 | Cogen | 1 | 0.031765 | 0 | 0 |  |  |  |  | 0.031765 | 0
8157 | FOR #7 | 7 | South | YES | 0.000708 | 28.8 | 5 | 46 | 0 | 1.03 | Cogen | 1 | 0.031765 | 0 | 0 |  |  |  |  | 0.031765 | 0
80051 | FOR #8 | 8 | South | YES | 0.000708 | 28 | 28 | 28 | 0 | 1.016 | Cogen | 1 | 0.031765 | 0 | 0 |  |  |  |  | 0.031765 | 0
80052 | FOR #9 | 9 | South | YES | 0.000708 | 29.7 | 5 | 43.6 | 0 | 1.03 | Cogen | 1 | 0.031765 | 0 | 0 |  |  |  |  | 0.031765 | 0
80053 | FOR #10 | 10 | South | YES | 0.000708 | 68.4 | 45 | 75 | 0 | 1.03 | Cogen | 1 | 0.031765 | 0 | 0 |  |  |  |  | 0.031765 | 0
7807 | L_BASTEN1_1Y | 1 | South | YES | 0.000745 | 152.5 | 83.5 | 152.5 | 0 | 1.004 | CC | 1 | 0.031802 | 152.5 | 152.5 |  |  |  |  | 0.031802 | 4.8498
7808 | L_BASTEN1_2Y | 1 | South | YES | 0.000745 | 149.5 | 83.5 | 149.5 | 0 | 1.004 | CC | 1 | 0.031802 | 149.5 | 149.5 |  |  |  |  | 0.031802 | 4.7544
7809 | L_BASTEN1_3Y | 1 | South | YES | 0.000745 | 232.6 | 42 | 232.6 | 0 | 1.004 | CC | 1 | 0.031802 | 232.6 | 232.6 |  |  |  |  | 0.031802 | 7.3971
7303 | L_WPPGS12_1Y | 2 | South | YES | 0.000768 | 50 | 0 | 50 | 0 | 1.025 | GGT | 1 | 0.031825 | 50 | 50 |  |  |  |  | 0.031825 | 1.5912
7303 | L_WPPGS12_1Y | 1 | South | YES | 0.000768 | 50 | 0 | 50 | 0 | 1.025 | GGT | 1 | 0.031825 | 50 | 50 |  |  |  |  | 0.031825 | 1.5912
7305 | L_WPPGS34_1Y | 4 | South | YES | 0.000768 | 50 | 0 | 50 | 0 | 1.025 | GGT | 1 | 0.031825 | 50 | 50 |  |  |  |  | 0.031825 | 1.5912
7305 | L_WPPGS34_1Y | 3 | South | YES | 0.000768 | 50 | 0 | 50 | 0 | 1.025 | GGT | 1 | 0.031825 | 50 | 50 |  |  |  |  | 0.031825 | 1.5912
7007 | L_LOSTPI1_1Y | 1 | South | YES | 0.000828 | 158.6 | 110 | 158 | 0 | 1 | CC | 1 | 0.031885 | 158 | 158 |  |  |  |  | 0.031885 | 5.0378
7008 | L_LOSTPI1_2Y | 2 | South | YES | 0.000828 | 157.7 | 107 | 160 | 0 | 1 | CC | 1 | 0.031885 | 160 | 160 |  |  |  |  | 0.031885 | 5.1016
7009 | L_LOSTPI1_3Y | 3 | South | YES | 0.000828 | 173.9 | 72 | 175 | 0 | 1 | CC | 1 | 0.031885 | 175 | 175 |  |  |  |  | 0.031885 | 5.5799
7010 | L_FPPYD11_1Y | 1 | South | YES | 0.000848 | 547.4 | 200 | 606 | 0 | 1.02 | LIGCO | 1 | 0.031905 | 0 | 606 |  |  |  |  | 0.031905 | 19.3344
7011 | L_FPPYD11_2Y | 2 | South | YES | 0.000848 | 552.2 | 200 | 598 | 0 | 1.02 | LIGCO | 1 | 0.031905 | 0 | 598 |  |  |  |  | 0.031905 | 19.0791
7012 | L_FPPYD21_3Y | 3 | South | YES | 0.000848 | 427.5 | 200 | 436 | 0 | 1.02 | LIGCO | 1 | 0.031905 | 0 | 436 |  |  |  |  | 0.031905 | 13.9105
3432 | SANDOW_4G | 4 | South | YES | 0.001161 | 580 | 225 | 580 | 0 | 1.029 | LIGCO | 1 | 0.032218 | 0 | 580 |  |  |  |  | 0.032218 | 18.6864
13432 | SANDOW_5G | 5 | South | YES | 0.001161 | 581 | 225 | 581 | 0 | 1.029 | LIGCO | 1 | 0.032218 | 0 | 581 |  |  |  |  | 0.032218 | 18.7186
5911 | STP_GN1___1 | 1 | Houston | YES | 0.001228 | 1333 | 1249 | 1333 | 0 | 1.0406 | Nuc | 1 | 0.032285 | 0 | 0 |  |  |  |  | 0.032285 | 0
5912 | STP_GN2___2 | 2 | Houston | YES | 0.001228 | 1332 | 1249 | 1332 | 0 | 1.0406 | Nuc | 1 | 0.032285 | 0 | 0 |  |  |  |  | 0.032285 | 0
48731 | CBE_GT1 | 1 | Houston | YES | 0.00125 | 76 | 0 | 76 | 0 | 1.029 | CC | 1 | 0.032307 | 76 | 76 |  |  |  |  | 0.032307 | 2.4553
48732 | CBE_GT2 | 1 | Houston | YES | 0.00125 | 76 | 0 | 76 | 0 | 1.029 | CC | 1 | 0.032307 | 76 | 76 |  |  |  |  | 0.032307 | 2.4553
48733 | CBE_ST12 | 1 | Houston | YES | 0.00125 | 105 | 0 | 105 | 0 | 1.029 | CC | 1 | 0.032307 | 105 | 105 |  |  |  |  | 0.032307 | 3.3922
48734 | CBE_GT3 | 1 | Houston | YES | 0.00125 | 76 | 0 | 76 | 0 | 1.029 | CC | 1 | 0.032307 | 76 | 76 |  |  |  |  | 0.032307 | 2.4553
48735 | CBE_GT4 | 1 | Houston | YES | 0.00125 | 76 | 0 | 76 | 0 | 1.029 | CC | 1 | 0.032307 | 76 | 76 |  |  |  |  | 0.032307 | 2.4553
48736 | CBE_ST34 | 1 | Houston | YES | 0.00125 | 105 | 0 | 105 | 0 | 1.029 | CC | 1 | 0.032307 | 105 | 105 |  |  |  |  | 0.032307 | 3.3922
48911 | TGF_GT1_8000 | 1 | Houston | YES | 0.001275 | 69.2 | 0 | 69.2 |  | 1.029 | Cogen | 1 | 0.032332 | 0 | 0 |  |  |  |  | 0.032332 | 0
49851 | DOW17000 | 37 | Houston | YES | 0.001411 | 39 | 0 | 62 | 0 | 1 | Cogen | 1 | 0.032468 | 0 | 0 |  |  |  |  | 0.032468 | 0
49858 | DOW38100 | 31 | Houston | YES | 0.001411 | 45 | 0 | 71.4 |  | 1 | Cogen | 1 | 0.032468 | 0 | 0 |  |  |  |  | 0.032468 | 0
49859 | DOW38200 | 33 | Houston | YES | 0.001411 | 28 | 0 | 45 | 0 | 1 | Cogen | 1 | 0.032468 | 0 | 0 |  |  |  |  | 0.032468 | 0
49860 | DOW38300 | 32 | Houston | YES | 0.001411 | 63 | 0 | 101 |  | 1 | Cogen | 1 | 0.032468 | 0 | 0 |  |  |  |  | 0.032468 | 0
49862 | DOW39100 | 36 | Houston | YES | 0.001411 | 54 | 0 | 86 | 0 | 1 | Cogen | 1 | 0.032468 | 0 | 0 |  |  |  |  | 0.032468 | 0
49863 | DOW39200 | 35 | Houston | YES | 0.001411 | 55 | 0 | 88 | 0 | 1 | Cogen | 1 | 0.032468 | 0 | 0 |  |  |  |  | 0.032468 | 0
49865 | DOW41000 | 41 | Houston | YES | 0.001411 | 31 | 0 | 50 |  | 1 | Cogen | 1 | 0.032468 | 0 | 0 |  |  |  |  | 0.032468 | 0
49866 | DOW42000 | 42 | Houston | YES | 0.001411 | 11 | 0 | 18 |  | 1 | Cogen | 1 | 0.032468 | 0 | 0 |  |  |  |  | 0.032468 | 0
49869 | DOW49000 | 45 | Houston | YES | 0.001411 | 59 | 0 | 94 |  | 1 | Cogen | 1 | 0.032468 | 0 | 0 |  |  |  |  | 0.032468 | 0
49870 | DOW61000 | 61 | Houston | YES | 0.001411 | 44 | 0 | 70 | 0 | 1 | Cogen | 1 | 0.032468 | 0 | 0 |  |  |  |  | 0.032468 | 0
49871 | DOW62000 | 62 | Houston | YES | 0.001411 | 40 | 0 | 63 | 0 | 1 | Cogen | 1 | 0.032468 | 0 | 0 |  |  |  |  | 0.032468 | 0
49872 | DOW63000 | 63 | Houston | YES | 0.001411 | 45 | 0 | 72 | 0 | 1 | Cogen | 1 | 0.032468 | 0 | 0 |  |  |  |  | 0.032468 | 0
49873 | DOW64000 | 64 | Houston | YES | 0.001411 | 41 | 0 | 64.8 | 0 | 1 | Cogen | 1 | 0.032468 | 0 | 0 |  |  |  |  | 0.032468 | 0
49876 | DOW65000 | 65 | Houston | YES | 0.001411 | 63 | 0 | 101 | 0 | 1 | Cogen | 1 | 0.032468 | 0 | 0 |  |  |  |  | 0.032468 | 0
49877 | DOW66000 | 66 | Houston | YES | 0.001411 | 61 | 0 | 97 | 0 | 1 | Cogen | 1 | 0.032468 | 0 | 0 |  |  |  |  | 0.032468 | 0
49878 | DOW67000 | 67 | Houston | YES | 0.001411 | 65 | 0 | 103 | 0 | 1 | Cogen | 1 | 0.032468 | 0 | 0 |  |  |  |  | 0.032468 | 0
49882 | DOW81000 | 81 | Houston | YES | 0.001411 | 47 | 0 | 76 | 0 | 1 | Cogen | 1 | 0.032468 | 0 | 0 |  |  |  |  | 0.032468 | 0
49884 | DOW82000 | 82 | Houston | YES | 0.001411 | 51 | 0 | 80 | 0 | 1 | Cogen | 1 | 0.032468 | 0 | 0 |  |  |  |  | 0.032468 | 0
49885 | DOW83000 | 83 | Houston | YES | 0.001411 | 51 | 0 | 80 | 0 | 1 | Cogen | 1 | 0.032468 | 0 | 0 |  |  |  |  | 0.032468 | 0
49886 | DOW84000 | 84 | Houston | YES | 0.001411 | 107 | 0 | 171 | 0 | 0.98 | Cogen | 1 | 0.032468 | 0 | 0 |  |  |  |  | 0.032468 | 0
48520 | BSF_GT1_8070 | 2 | Houston | YES | 0.001444 | 10 | 0 | 10 | 0 | 1.0326 | Cogen | 1 | 0.032501 | 0 | 0 |  |  |  |  | 0.032501 | 0
48520 | BSF_GT1_8070 | 1 | Houston | YES | 0.001444 | 72 | 0 | 72 | 0 | 1.0326 | Cogen | 1 | 0.032501 | 0 | 0 |  |  |  |  | 0.032501 | 0
39760 | TNSCLP1___8 | 1 | Houston | YES | 0.001472 | 93.4 | 20 | 116.8 | 0 | 1.04 | Cogen | 1 | 0.032529 | 0 | 0 |  |  |  |  | 0.032529 | 0
39770 | TNSCLP2___8 | 1 | Houston | YES | 0.001472 | 91.6 | 20 | 114.5 | 0 | 1.04 | Cogen | 1 | 0.032529 | 0 | 0 |  |  |  |  | 0.032529 | 0
39775 | TNSCLP4___8 | 1 | Houston | YES | 0.001472 | 95.2 | 20 | 119 | 0 | 1.04 | Cogen | 1 | 0.032529 | 0 | 0 |  |  |  |  | 0.032529 | 0
39790 | TNSCLP3___8 | 1 | Houston | YES | 0.001472 | 87.6 | 20 | 109.5 | 0 | 1.027 | Cogen | 1 | 0.032529 | 0 | 0 |  |  |  |  | 0.032529 | 0
48730 | MNS_GT | 1 | Houston | YES | 0.001565 | 43 | 0 | 46.1 |  | 1.029 | Cogen | 1 | 0.032622 | 0 | 0 |  |  |  |  | 0.032622 | 0
48926 | WAP_GN6_6 | 6 | Houston | YES | 0.00157 | 651 | 280 | 651 |  | 1.035 | LIGCO | 1 | 0.032627 | 0 | 651 |  |  |  |  | 0.032627 | 21.2401
48927 | WAP_GN7_7 | 7 | Houston | YES | 0.00157 | 564 | 277 | 564 |  | 1.035 | LIGCO | 1 | 0.032627 | 0 | 564 |  |  |  |  | 0.032627 | 18.4016
48928 | WAP_GN8_8 | 8 | Houston | YES | 0.00157 | 603 | 275 | 603 |  | 1.035 | LIGCO | 1 | 0.032627 | 0 | 603 |  |  |  |  | 0.032627 | 19.674
48521 | BVE_GT1_GT1 | 1 | Houston | YES | 0.001571 | 167.7 | 0 | 167.7 |  | 1.035 | CC | 1 | 0.032628 | 167.7 | 167.7 |  |  |  |  | 0.032628 | 5.4717
48522 | BVE_GT2_5035 | 2 | Houston | YES | 0.001571 | 166.4 | 0 | 166.4 |  | 1.035 | CC | 1 | 0.032628 | 166.4 | 166.4 |  |  |  |  | 0.032628 | 5.4293
48523 | BVE_ST1_GN1 | 3 | Houston | YES | 0.001571 | 252.4 | 0 | 252.4 |  | 1.035 | CC | 1 | 0.032628 | 252.4 | 252.4 |  |  |  |  | 0.032628 | 8.2353
48510 | AK_GT1__8040 | 1 | Houston | YES | 0.001578 | 33.4 | 8.1 | 34 |  | 1.029 | Cogen | 1 | 0.032635 | 0 | 0 |  |  |  |  | 0.032635 | 0
48921 | WAP_GN1_1 | 1 | Houston | YES | 0.001588 | 132.8 | 37 | 166 | 0 | 1.0362 | GST | 1 | 0.032645 | 166 | 166 |  |  |  |  | 0.032645 | 5.4191
48922 | WAP_GN2_2 | 2 | Houston | YES | 0.001588 | 132.8 | 37 | 166 | 0 | 1.0362 | GST | 1 | 0.032645 | 166 | 166 |  |  |  |  | 0.032645 | 5.4191
48923 | WAP_GN3_3 | 3 | Houston | YES | 0.001588 | 198.4 | 93 | 248 | 0 | 1.0362 | GST | 1 | 0.032645 | 248 | 248 |  |  |  |  | 0.032645 | 8.0959
48924 | WAP_GN4_4 | 4 | Houston | YES | 0.001588 | 546 | 217 | 546 | 0 | 1.0362 | GSC | 1 | 0.032645 | 546 | 546 |  |  |  |  | 0.032645 | 17.8241
48925 | WAP_GN5_5 | 5 | Houston | YES | 0.001588 | 586.2 | 278 | 654 | 0 | 0.985 | LIGCO | 1 | 0.032645 | 0 | 654 |  |  |  |  | 0.032645 | 21.3498
48929 | WAPGT21_GT1 | B1 | Houston | YES | 0.001588 | 0 | 0 | 13 |  | 1.05 | GGT | 1 | 0.032645 | 13 | 13 |  |  |  |  | 0.032645 | 0.42438
38580 | TNBP_CGN1_8 | 1 | Houston | YES | 0.00164 | 70.8 | 0 | 70.8 | 0 | 1.005 | Cogen | 1 | 0.032697 | 0 | 0 |  |  |  |  | 0.032697 | 0
38590 | TNBP_CGN2_8 | 2 | Houston | YES | 0.00164 | 66.7 | 0 | 66.7 | 0 | 1.005 | Cogen | 1 | 0.032697 | 0 | 0 |  |  |  |  | 0.032697 | 0
38600 | TNBP_CGN3_8 | 5 | Houston | YES | 0.00164 | 53 | 0 | 53 | 0 | 1.005 | Cogen | 1 | 0.032697 | 0 | 0 |  |  |  |  | 0.032697 | 0
38611 | TNBPAMCG1_8 | 1 | Houston | YES | 0.00164 | 153.2 | 0 | 153.2 | 0 | 1.005 | Cogen | 1 | 0.032697 | 0 | 0 |  |  |  |  | 0.032697 | 0
38612 | TNBPAMCG2_8 | 2 | Houston | YES | 0.00164 | 153.5 | 0 | 153.5 | 0 | 1.005 | Cogen | 1 | 0.032697 | 0 | 0 |  |  |  |  | 0.032697 | 0
38613 | TNBPAMCG3_8 | 3 | Houston | YES | 0.00164 | 152.3 | 0 | 152.3 | 0 | 1.005 | Cogen | 1 | 0.032697 | 0 | 0 |  |  |  |  | 0.032697 | 0
38614 | TNBPAMCG4_8 | 4 | Houston | YES | 0.00164 | 96 | 0 | 96 |  | 1.005 | Cogen | 1 | 0.032697 | 0 | 0 |  |  |  |  | 0.032697 | 0
38615 | TNBPAMCG5_8 | 1 | Houston | YES | 0.00164 | 244 | 0 | 244 | 0 | 1.005 | Cogen | 1 | 0.032697 | 0 | 0 |  |  |  |  | 0.032697 | 0
38690 | TNBP_CGN4_8 | 3 | Houston | YES | 0.00164 | 40 | 0 | 40 |  | 1.005 | Cogen | 1 | 0.032697 | 0 | 0 |  |  |  |  | 0.032697 | 0
38711 | TNTXCTY1CG8 | 1 | Houston | YES | 0.00164 | 100.3 | 59 | 100.3 | 0 | 1 | Cogen | 1 | 0.032697 | 0 | 0 |  |  |  |  | 0.032697 | 0
38712 | TNTXCTY2CG8 | 1 | Houston | YES | 0.00164 | 92.9 | 59 | 92.9 | 0 | 1 | Cogen | 1 | 0.032697 | 0 | 0 |  |  |  |  | 0.032697 | 0
38713 | TNTXCTY3CG8 | 1 | Houston | YES | 0.00164 | 102.7 | 59 | 102.7 | 0 | 1 | Cogen | 1 | 0.032697 | 0 | 0 |  |  |  |  | 0.032697 | 0
38714 | TNTXCTY4CG8 | 1 | Houston | YES | 0.00164 | 103 | 59 | 103 | 0 | 1 | Cogen | 1 | 0.032697 | 0 | 0 |  |  |  |  | 0.032697 | 0
39470 | TNDOWCGNSG8 | 1 | Houston | YES | 0.00164 | 32 | 10 | 32 | 0 | 0.985 | Cogen | 1 | 0.032697 | 0 | 0 |  |  |  |  | 0.032697 | 0
39480 | TNDOWCGNGG8 | 1 | Houston | YES | 0.00164 | 30 | 10 | 30 | 0 | 0.985 | Cogen | 1 | 0.032697 | 0 | 0 |  |  |  |  | 0.032697 | 0
48772 | PHR_GN2_2 | MB | Houston | YES | 0.001664 | 0 | 72 | 459 |  | 1.0362 | GSC | 1 | 0.032721 | 0 | 0 |  |  |  |  | 0.032721 | 0
48561 | CTL_GT2_8130 | 1 | Houston | YES | 0.001682 | 73.5 | 30.3 | 91.9 |  | 1.0362 | Cogen | 1 | 0.032739 | 0 | 0 |  |  |  |  | 0.032739 | 0
48562 | CTL_GT3_8135 | 2 | Houston | YES | 0.001682 | 70.1 | 30.3 | 87.6 |  | 1.0362 | Cogen | 1 | 0.032739 | 0 | 0 |  |  |  |  | 0.032739 | 0
48563 | CTL_GT4_8140 | 3 | Houston | YES | 0.001682 | 69.6 | 30.3 | 87 |  | 1.0362 | Cogen | 1 | 0.032739 | 0 | 0 |  |  |  |  | 0.032739 | 0
48564 | CTL_GN1_8145 | 4 | Houston | YES | 0.001682 | 43.6 | 12.9 | 54.5 |  | 1.0362 | Cogen | 1 | 0.032739 | 0 | 0 |  |  |  |  | 0.032739 | 0
48565 | CTL_GN2_8155 | 5 | Houston | YES | 0.001682 | 9.8 | 3.4 | 12.2 |  | 1.0362 | Cogen | 1 | 0.032739 | 0 | 0 |  |  |  |  | 0.032739 | 0
48531 | BYU_GT1_8075 | 1 | Houston | YES | 0.001688 | 65 | 0 | 65 |  | 1.0362 | Cogen | 1 | 0.032745 | 0 | 0 |  |  |  |  | 0.032745 | 0
48532 | BYU_GT2_8055 | 2 | Houston | YES | 0.001688 | 62 | 0 | 62 |  | 1.0362 | Cogen | 1 | 0.032745 | 0 | 0 |  |  |  |  | 0.032745 | 0
48533 | BYU_GT3_8060 | 3 | Houston | YES | 0.001688 | 67 | 0 | 67 |  | 1.0362 | Cogen | 1 | 0.032745 | 0 | 0 |  |  |  |  | 0.032745 | 0
48534 | BYU_GT4_8065 | 4 | Houston | YES | 0.001688 | 65 | 0 | 65 |  | 1.0362 | Cogen | 1 | 0.032745 | 0 | 0 |  |  |  |  | 0.032745 | 0
48691 | GBY_73741085 | A | Houston | YES | 0.001698 | 37.6 | 20 | 47 | 0 | 1.0362 | GGT | 1 | 0.032755 | 47 | 47 |  |  |  |  | 0.032755 | 1.5395
48691 | GBY_73741085 | B | Houston | YES | 0.001698 | 37.6 | 20 | 47 | 0 | 1.0362 | GGT | 1 | 0.032755 | 47 | 47 |  |  |  |  | 0.032755 | 1.5395
48692 | GBY_81821075 | C | Houston | YES | 0.001698 | 37.6 | 20 | 47 | 0 | 1.0362 | GGT | 1 | 0.032755 | 47 | 47 |  |  |  |  | 0.032755 | 1.5395
48692 | GBY_81821075 | D | Houston | YES | 0.001698 | 44 | 20 | 55 | 0 | 1.0362 | GGT | 1 | 0.032755 | 55 | 55 |  |  |  |  | 0.032755 | 1.8015
48693 | GBY_83841065 | E | Houston | YES | 0.001698 | 45.6 | 20 | 57 | 0 | 1.0362 | GGT | 1 | 0.032755 | 57 | 57 |  |  |  |  | 0.032755 | 1.867
48693 | GBY_83841065 | F | Houston | YES | 0.001698 | 43.2 | 20 | 54 | 0 | 1.0362 | GGT | 1 | 0.032755 | 54 | 54 |  |  |  |  | 0.032755 | 1.7688
48841 | SJS_GT1_GT1 | 1 | Houston | YES | 0.001701 | 62.4 | 49 | 78 | 0 | 1.0362 | Cogen | 1 | 0.032758 | 0 | 0 |  |  |  |  | 0.032758 | 0
48842 | SJS_GT2_GT2 | 2 | Houston | YES | 0.001701 | 64.8 | 49 | 81 | 0 | 1.0362 | Cogen | 1 | 0.032758 | 0 | 0 |  |  |  |  | 0.032758 | 0
48641 | DPEC_GT15040 | 1 | Houston | YES | 0.001704 | 163.2 | 98 | 163.2 | 0 | 1.0319 | CC | 1 | 0.032761 | 163.2 | 163.2 |  |  |  |  | 0.032761 | 5.3466
48642 | DPEC_GT25025 | 2 | Houston | YES | 0.001704 | 157.1 | 98 | 157.1 | 0 | 1.0319 | CC | 1 | 0.032761 | 157.1 | 157.1 |  |  |  |  | 0.032761 | 5.1467
48643 | DPEC_GT35010 | 3 | Houston | YES | 0.001704 | 157.5 | 98 | 157.5 | 0 | 1.0319 | CC | 1 | 0.032761 | 157.5 | 157.5 |  |  |  |  | 0.032761 | 5.1598
48644 | DPEC_GT45070 | 4 | Houston | YES | 0.001704 | 157 | 98 | 157 | 0 | 1.0319 | CC | 1 | 0.032761 | 157 | 157 |  |  |  |  | 0.032761 | 5.1435
48645 | DPEC_ST55065 | 5 | Houston | YES | 0.001704 | 282 | 0 | 282 | 0 | 1.0319 | CC | 1 | 0.032761 | 282 | 282 |  |  |  |  | 0.032761 | 9.2386
48761 | PR_GT1__9040 | 1 | Houston | YES | 0.001707 | 26 | 0 | 35 |  | 1 | Cogen | 1 | 0.032764 | 0 | 0 |  |  |  |  | 0.032764 | 0
48851 | SRB_GN1_1 | 1 | Houston | YES | 0.00171 | 132 | 26 | 165 | 0 | 1.0217 | GST | 1 | 0.032767 | 165 | 165 |  |  |  |  | 0.032767 | 5.4065
48852 | SRB_GN2_2 | 2 | Houston | YES | 0.00171 | 140.8 | 26 | 176 | 0 | 1.0217 | GST | 1 | 0.032767 | 176 | 176 |  |  |  |  | 0.032767 | 5.767
48855 | SRB_GT211035 | B1 | Houston | YES | 0.00171 | 0 | 0 | 18 |  | 1.014 | GGT | 1 | 0.032767 | 18 | 18 |  |  |  |  | 0.032767 | 0.5898
48855 | SRB_GT211035 | B2 | Houston | YES | 0.00171 | 0 | 0 | 12 |  | 1.014 | GGT | 1 | 0.032767 | 12 | 12 |  |  |  |  | 0.032767 | 0.3932
48551 | CAL_GT1_8045 | 1 | Houston | YES | 0.001711 | 149 | 0 | 149 | 0 | 1.0326 | Cogen | 1 | 0.032768 | 0 | 0 |  |  |  |  | 0.032768 | 0
48552 | CAL_ST1_8000 | 2 | Houston | YES | 0.001711 | 65.1 | 0 | 65.1 | 0 | 1.0326 | Cogen | 1 | 0.032768 | 0 | 0 |  |  |  |  | 0.032768 | 0
48611 | DIB_GT1_8080 | 1 | Houston | YES | 0.001711 | 64 | 0 | 64 | 0 | 1.0326 | Cogen | 1 | 0.032768 | 0 | 0 |  |  |  |  | 0.032768 | 0
48612 | DIB_GT2_8075 | 2 | Houston | YES | 0.001711 | 63.2 | 0 | 63.2 | 0 | 1.0326 | Cogen | 1 | 0.032768 | 0 | 0 |  |  |  |  | 0.032768 | 0
48613 | DIB_ST1_8085 | 3 | Houston | YES | 0.001711 | 67.9 | 30 | 82.6 | 0 | 1.0326 | Cogen | 1 | 0.032768 | 0 | 0 |  |  |  |  | 0.032768 | 0
48614 | DIB_GT3_8090 | 4 | Houston | YES | 0.001711 | 73.6 | 15 | 73.6 | 0 | 1.0326 | Cogen | 1 | 0.032768 | 0 | 0 |  |  |  |  | 0.032768 | 0
48845 | SOL_GT1 | 1 | Houston | YES | 0.001711 | 16.2 | 15.4 | 16.2 |  | 1.0326 | Solar | 1 | 0.032768 | 16.2 | 16.2 |  |  |  |  | 0.032768 | 0.53084
48853 | SRB_GN3_3 | 3 | Houston | YES | 0.001711 | 170.4 | 35 | 213 |  | 1.0326 | GST | 1 | 0.032768 | 213 | 213 |  |  |  |  | 0.032768 | 6.9796
48854 | SRB_GN4_4 | 4 | Houston | YES | 0.001711 | 182.4 | 35 | 228 | 0 | 1.0326 | GST | 1 | 0.032768 | 228 | 228 |  |  |  |  | 0.032768 | 7.4711
48740 | PSG_GN2_8050 | 1 | Houston | YES | 0.001712 | 182 | 60 | 182 | 0 | 1.0326 | Cogen | 1 | 0.032769 | 0 | 0 |  |  |  |  | 0.032769 | 0
48741 | PSG_GT2_8040 | 1 | Houston | YES | 0.001712 | 158.6 | 50 | 158.6 | 0 | 1.0326 | Cogen | 1 | 0.032769 | 0 | 0 |  |  |  |  | 0.032769 | 0
48742 | PSG_GT3_8060 | 1 | Houston | YES | 0.001712 | 157 | 50 | 157 | 0 | 1.0326 | Cogen | 1 | 0.032769 | 0 | 0 |  |  |  |  | 0.032769 | 0
48820 | SHELLG1_3015 | 1 | Houston | YES | 0.001716 | 71 | 34.5 | 71 |  | 1.029 | Cogen | 1 | 0.032773 | 0 | 0 |  |  |  |  | 0.032773 | 0
48821 | SHELLG2 | 2 | Houston | YES | 0.001716 | 72 | 34.5 | 72 |  | 1.029 | Cogen | 1 | 0.032773 | 0 | 0 |  |  |  |  | 0.032773 | 0
48822 | SHELLG3_3020 | 1 | Houston | YES | 0.001716 | 39 | 0 | 39 |  | 1.029 | Cogen | 1 | 0.032773 | 0 | 0 |  |  |  |  | 0.032773 | 0
48822 | SHELLG3_3020 | 2 | Houston | YES | 0.001716 | 30 | 0 | 30 |  | 1.029 | Cogen | 1 | 0.032773 | 0 | 0 |  |  |  |  | 0.032773 | 0
48500 | APD_GT1_8005 | 1 | Houston | YES | 0.001722 | 137.6 | 54.6 | 137.6 |  | 1.0362 | Cogen | 1 | 0.032779 | 0 | 0 |  |  |  |  | 0.032779 | 0
48511 | LPE_GT1_8070 | 1 | Houston | YES | 0.001723 | 42 | 0 | 42 | 0 | 1.0362 | GGT | 1 | 0.03278 | 42 | 42 |  |  |  |  | 0.03278 | 1.3768
48512 | LPE_GT2_8075 | 2 | Houston | YES | 0.001723 | 42 | 0 | 42 | 0 | 1.0362 | GGT | 1 | 0.03278 | 42 | 42 |  |  |  |  | 0.03278 | 1.3768
48513 | LPE_GT3_8080 | 3 | Houston | YES | 0.001723 | 39 | 0 | 39 | 0 | 1.0362 | GGT | 1 | 0.03278 | 39 | 39 |  |  |  |  | 0.03278 | 1.2784
48514 | LPE_GT4_8085 | 4 | Houston | YES | 0.001723 | 39 | 0 | 39 | 0 | 1.0362 | GGT | 1 | 0.03278 | 39 | 39 |  |  |  |  | 0.03278 | 1.2784
48593 | CHE_GT1_8015 | 1 | Houston | YES | 0.001725 | 173 | 50 | 173 | 0 | 1.0362 | Cogen | 1 | 0.032782 | 0 | 0 |  |  |  |  | 0.032782 | 0
48594 | CHE_GN4_8025 | 4 | Houston | YES | 0.001725 | 142 | 60 | 142 | 0 | 1.0362 | Cogen | 1 | 0.032782 | 0 | 0 |  |  |  |  | 0.032782 | 0
48873 | THW_ST3_ST_3 | 3 | Houston | YES | 0.001734 | 107 | 19 | 107 | 0 | 1.0435 | CC | 1 | 0.032791 | 107 | 107 |  |  |  |  | 0.032791 | 3.5086
48874 | THW_ST4_ST_4 | 4 | Houston | YES | 0.001734 | 108 | 19 | 108 | 0 | 1.0435 | CC | 1 | 0.032791 | 108 | 108 |  |  |  |  | 0.032791 | 3.5414
48875 | THW_3132 | B | Houston | YES | 0.001734 | 53 | 5 | 53 | 0 | 1.0435 | CC | 1 | 0.032791 | 53 | 53 |  |  |  |  | 0.032791 | 1.7379
48875 | THW_3132 | A | Houston | YES | 0.001734 | 55 | 5 | 55 | 0 | 1.0435 | CC | 1 | 0.032791 | 55 | 55 |  |  |  |  | 0.032791 | 1.8035
48877 | THW_3334 | D | Houston | YES | 0.001734 | 57 | 5 | 57 | 0 | 1.0435 | CC | 1 | 0.032791 | 57 | 57 |  |  |  |  | 0.032791 | 1.8691
48877 | THW_3334 | C | Houston | YES | 0.001734 | 55 | 5 | 55 | 0 | 1.0435 | CC | 1 | 0.032791 | 55 | 55 |  |  |  |  | 0.032791 | 1.8035
48879 | THW_4142 | E | Houston | YES | 0.001734 | 56 | 5 | 56 | 0 | 1.0435 | CC | 1 | 0.032791 | 56 | 56 |  |  |  |  | 0.032791 | 1.8363
48879 | THW_4142 | F | Houston | YES | 0.001734 | 55 | 5 | 55 | 0 | 1.0435 | CC | 1 | 0.032791 | 55 | 55 |  |  |  |  | 0.032791 | 1.8035
48881 | THW_4344 | G | Houston | YES | 0.001734 | 58 | 5 | 58 | 0 | 1.0435 | CC | 1 | 0.032791 | 58 | 58 |  |  |  |  | 0.032791 | 1.9019
48881 | THW_4344 | H | Houston | YES | 0.001734 | 58 | 5 | 58 | 0 | 1.0435 | CC | 1 | 0.032791 | 58 | 58 |  |  |  |  | 0.032791 | 1.9019
48582 | CBY_GN2_2 | 2 | Houston | YES | 0.001739 | 596.8 | 110 | 746 | 0 | 1.0435 | GSC | 1 | 0.032796 | 746 | 746 |  |  |  |  | 0.032796 | 24.4658
49803 | EXN_15GT | 1 | Houston | YES | 0.001742 | 33 | 8.3 | 34 |  | 1.0326 | Cogen | 1 | 0.032799 | 0 | 0 |  |  |  |  | 0.032799 | 0
49804 | EXN_16GT | 2 | Houston | YES | 0.001742 | 32 | 8.3 | 34.7 |  | 1.0326 | Cogen | 1 | 0.032799 | 0 | 0 |  |  |  |  | 0.032799 | 0
49805 | EXN_17GT | 3 | Houston | YES | 0.001742 | 31 | 8.3 | 32.7 |  | 1.0326 | Cogen | 1 | 0.032799 | 0 | 0 |  |  |  |  | 0.032799 | 0
49826 | EXN938GT | 5 | Houston | YES | 0.001742 | 43 | 9.2 | 45.9 | 0 | 1.0326 | Cogen | 1 | 0.032799 | 0 | 0 |  |  |  |  | 0.032799 | 0
49828 | EXN941GT | 10 | Houston | YES | 0.001742 | 17.7 | 5.4 | 17.7 | 0 | 1.0326 | Cogen | 1 | 0.032799 | 0 | 0 |  |  |  |  | 0.032799 | 0
49829 | EXN942GT | 11 | Houston | YES | 0.001742 | 20 | 5.4 | 20.4 | 0 | 1.0326 | Cogen | 1 | 0.032799 | 0 | 0 |  |  |  |  | 0.032799 | 0
49830 | EXN943GT | 12 | Houston | YES | 0.001742 | 19 | 5.4 | 19.9 | 0 | 1.0326 | Cogen | 1 | 0.032799 | 0 | 0 |  |  |  |  | 0.032799 | 0
49831 | EXN944GT | 13 | Houston | YES | 0.001742 | 33 | 5.4 | 35 | 0 | 1.0326 | Cogen | 1 | 0.032799 | 0 | 0 |  |  |  |  | 0.032799 | 0
49832 | EXN945GT | 9 | Houston | YES | 0.001742 | 18.5 | 9.2 | 18.5 | 0 | 1.0326 | Cogen | 1 | 0.032799 | 0 | 0 |  |  |  |  | 0.032799 | 0
49837 | EXN_GT | 4 | Houston | YES | 0.001742 | 81 | 21.3 | 85.4 | 0 | 1.0326 | Cogen | 1 | 0.032799 | 0 | 0 |  |  |  |  | 0.032799 | 0
49838 | EXN_14GT | 14 | Houston | YES | 0.001742 | 140 | 0 | 148 |  | 1.0326 | Cogen | 1 | 0.032799 | 0 | 0 |  |  |  |  | 0.032799 | 0
48883 | THW_GT1_GT_1 | B2 | Houston | YES | 0.001745 | 0 | 0 | 12 |  | 1.043 | GGT | 1 | 0.032802 | 12 | 12 |  |  |  |  | 0.032802 | 0.39362
48581 | CBY_GN1_1 | 1 | Houston | YES | 0.00175 | 595.2 | 108 | 744 | 0 | 1.0435 | GSC | 1 | 0.032807 | 744 | 744 |  |  |  |  | 0.032807 | 24.4084
48651 | EP_1_2 | 1 | Houston | YES | 0.00175 | 4 | 0 | 5 | 0 | 1.0362 | Cogen | 1 | 0.032807 | 0 | 0 |  |  |  |  | 0.032807 | 0
48651 | EP_1_2 | 2 | Houston | YES | 0.00175 | 17.7 | 10 | 21 | 0 | 1.0362 | Cogen | 1 | 0.032807 | 0 | 0 |  |  |  |  | 0.032807 | 0
48791 | PSA_GT1_8160 | 1 | Houston | YES | 0.00175 | 52 | 20.8 | 65 | 0 | 1.0362 | Cogen | 1 | 0.032807 | 0 | 0 |  |  |  |  | 0.032807 | 0
48792 | PSA_GT2_8155 | 2 | Houston | YES | 0.00175 | 52.8 | 20.3 | 66 | 0 | 1.0362 | Cogen | 1 | 0.032807 | 0 | 0 |  |  |  |  | 0.032807 | 0
48793 | PSA_GT3_8150 | 3 | Houston | YES | 0.00175 | 56 | 20.3 | 70 | 0 | 1.0362 | Cogen | 1 | 0.032807 | 0 | 0 |  |  |  |  | 0.032807 | 0
48794 | PSA_GT4_8145 | 4 | Houston | YES | 0.00175 | 52.8 | 20.3 | 66 | 0 | 1.0362 | Cogen | 1 | 0.032807 | 0 | 0 |  |  |  |  | 0.032807 | 0
48795 | PSA_GT5_8140 | 5 | Houston | YES | 0.00175 | 51.2 | 20.3 | 64 | 0 | 1.0362 | Cogen | 1 | 0.032807 | 0 | 0 |  |  |  |  | 0.032807 | 0
48796 | PSA_GN1_8165 | 1 | Houston | YES | 0.00175 | 83.2 | 43.1 | 104 | 0 | 1.0362 | Cogen | 1 | 0.032807 | 0 | 0 |  |  |  |  | 0.032807 | 0
48797 | PSA_GT6_8135 | 6 | Houston | YES | 0.00175 | 47.2 | 34.5 | 59 | 0 | 1.0362 | Cogen | 1 | 0.032807 | 0 | 0 |  |  |  |  | 0.032807 | 0
48583 | CBY_GT4_1 | 1 | Houston | YES | 0.001753 | 172 | 0 | 172 | 0 | 1.026 | GSC | 1 | 0.03281 | 172 | 172 |  |  |  |  | 0.03281 | 5.6433
48584 | CBY_GT4_2 | 2 | Houston | YES | 0.001753 | 172 | 0 | 172 | 0 | 1.026 | CC | 1 | 0.03281 | 172 | 172 |  |  |  |  | 0.03281 | 5.6433
48585 | CBY_ST4_1 | 3 | Houston | YES | 0.001753 | 172 | 0 | 172 | 0 | 1.026 | CC | 1 | 0.03281 | 172 | 172 |  |  |  |  | 0.03281 | 5.6433
48815 | CVC_GT4_8005 | 4 | Houston | YES | 0.001753 | 165 | 91.8 | 165 |  | 1.0362 | Cogen | 1 | 0.03281 | 0 | 0 |  |  |  |  | 0.03281 | 0
48595 | BTE_GT2_8075 | 1 | Houston | YES | 0.001761 | 162.8 | 130 | 162.8 | 0 | 1.0261 | CC | 1 | 0.032818 | 162.8 | 162.8 |  |  |  |  | 0.032818 | 5.3428
48596 | BTE_GT3_8045 | 2 | Houston | YES | 0.001761 | 161.4 | 130 | 161.4 | 0 | 1.0261 | CC | 1 | 0.032818 | 161.4 | 161.4 |  |  |  |  | 0.032818 | 5.2968
48597 | BTE_GT4_8055 | 3 | Houston | YES | 0.001761 | 158.9 | 130 | 158.9 | 0 | 1.0261 | CC | 1 | 0.032818 | 158.9 | 158.9 |  |  |  |  | 0.032818 | 5.2148
48598 | BTE_ST1_8070 | 4 | Houston | YES | 0.001761 | 269.2 | 60 | 269.2 | 0 | 1.0261 | CC | 1 | 0.032818 | 269.2 | 269.2 |  |  |  |  | 0.032818 | 8.8346
48690 | GBY_GN5_5 | 5 | Houston | YES | 0.001765 | 318.4 | 81 | 398 |  | 1.0362 | GSC | 1 | 0.032822 | 398 | 398 |  |  |  |  | 0.032822 | 13.0631
48885 | THW_5152 | B | Houston | YES | 0.001768 | 47.2 | 5 | 59 |  | 1.0319 | GGT | 1 | 0.032825 | 59 | 59 |  |  |  |  | 0.032825 | 1.9367
48885 | THW_5152 | A | Houston | YES | 0.001768 | 46.4 | 5 | 58 |  | 1.0319 | GGT | 1 | 0.032825 | 58 | 58 |  |  |  |  | 0.032825 | 1.9038
48886 | THW_5354 | D | Houston | YES | 0.001768 | 46.4 | 5 | 58 |  | 1.0319 | GGT | 1 | 0.032825 | 58 | 58 |  |  |  |  | 0.032825 | 1.9038
48886 | THW_5354 | C | Houston | YES | 0.001768 | 45.6 | 5 | 57 |  | 1.0319 | GGT | 1 | 0.032825 | 57 | 57 |  |  |  |  | 0.032825 | 1.871
48887 | THW_5556 | F | Houston | YES | 0.001768 | 45.6 | 5 | 57 |  | 1.0319 | GGT | 1 | 0.032825 | 57 | 57 |  |  |  |  | 0.032825 | 1.871
48887 | THW_5556 | E | Houston | YES | 0.001768 | 47.2 | 5 | 59 |  | 1.0319 | GGT | 1 | 0.032825 | 59 | 59 |  |  |  |  | 0.032825 | 1.9367
48591 | CHE_GT2_5030 | 2 | Houston | YES | 0.001816 | 173 | 50 | 173 | 0 | 1.029 | Cogen | 1 | 0.032873 | 0 | 0 |  |  |  |  | 0.032873 | 0
48811 | CVC_GT3_5045 | 3 | Houston | YES | 0.001816 | 156 | 91.8 | 156 | 0 | 1.029 | Cogen | 1 | 0.032873 | 0 | 0 |  |  |  |  | 0.032873 | 0
48812 | CVC_GT2_5020 | 2 | Houston | YES | 0.001816 | 158 | 91.8 | 158 | 0 | 1.029 | Cogen | 1 | 0.032873 | 0 | 0 |  |  |  |  | 0.032873 | 0
48813 | CVC_GT1_5035 | 1 | Houston | YES | 0.001816 | 160 | 91.8 | 160 | 0 | 1.029 | Cogen | 1 | 0.032873 | 0 | 0 |  |  |  |  | 0.032873 | 0
48814 | CVC_ST5_5040 | 1 | Houston | YES | 0.001816 | 162 | 91.8 | 162 | 0 | 1.029 | Cogen | 1 | 0.032873 | 0 | 0 |  |  |  |  | 0.032873 | 0
3416 | LAKE_CRK1_G | 1 | North | YES | 0.002104 | 60 | 33 | 75 |  | 1.029 | GST | 1 | 0.033161 | 75 | 75 | 0.1578 | 75 |  |  | 0.033161 | 2.4871
3417 | LAKE_CRK2_G | 2 | North | YES | 0.002104 | 177.6 | 40 | 222 | 0 | 1.029 | GST | 1 | 0.033161 | 222 | 222 | 0.46709 | 222 |  |  | 0.033161 | 7.3617
251 | BOSQUESW803 | 2 | North | YES | 0.002118 | 150 | 0 | 150 |  | 1.032 | CC | 1 | 0.033175 | 150 | 150 | 0.3177 | 150 |  |  | 0.033175 | 4.9762
253 | BOSQUESW804 | 2 | North | YES | 0.002118 | 80 | 0 | 80 |  | 1.032 | CC | 1 | 0.033175 | 80 | 80 | 0.16944 | 80 |  |  | 0.033175 | 2.654
238 | BOSQUESW505 | 1 | North | YES | 0.002165 | 255 | 0 | 255 | 0 | 1.02 | CC | 1 | 0.033222 | 255 | 255 | 0.55207 | 255 |  |  | 0.033222 | 8.4716
239 | BOSQUESW502 | 1 | North | YES | 0.002165 | 119.2 | 0 | 149 | 0 | 1.02 | GGT | 1 | 0.033222 | 149 | 149 | 0.32259 | 149 |  |  | 0.033222 | 4.9501
247 | BOSQUESW501 | 2 | North | YES | 0.002165 | 124.8 | 0 | 156 | 0 | 1.02 | GGT | 1 | 0.033222 | 156 | 156 | 0.33774 | 156 |  |  | 0.033222 | 5.1826
1643 | SLSTR1PP_1G | 1 | North | YES | 0.002186 | 6 | 0 | 60 | 0 | 1.022 | Wind | 1 | 0.033243 | 0 | 60 | 0.13116 | 60 |  |  | 0.033243 | 1.9946
3403 | THOUSE_1G | 1 | North | YES | 0.002225 | 563 | 200 | 563 | 0 | 1.012 | GSC | 1 | 0.033282 | 563 | 563 | 1.2527 | 563 |  |  | 0.033282 | 18.7377
3404 | THOUSE_2G | 2 | North | YES | 0.002225 | 807 | 250 | 807 | 0 | 1.012 | GSC | 1 | 0.033282 | 807 | 807 | 1.7956 | 807 |  |  | 0.033282 | 26.8585
48671 | FTR_GT1_5105 | 1 | North | YES | 0.002245 | 154.2 | 0 | 154.2 | 0 | 1.0319 | CC | 1 | 0.033302 | 154.2 | 154.2 | 0.34618 | 154.2 |  |  | 0.033302 | 5.1352
48672 | FTR_GT2_5110 | 2 | North | YES | 0.002245 | 159 | 0 | 159 | 0 | 1.0319 | CC | 1 | 0.033302 | 159 | 159 | 0.35696 | 159 |  |  | 0.033302 | 5.295
48673 | FTR_GT3_5085 | 3 | North | YES | 0.002245 | 158 | 0 | 158 | 0 | 1.0319 | CC | 1 | 0.033302 | 158 | 158 | 0.35471 | 158 |  |  | 0.033302 | 5.2617
48674 | FTR_CN4_5095 | 4 | North | YES | 0.002245 | 380 | 0 | 380 | 0 | 1.0319 | CC | 1 | 0.033302 | 380 | 380 | 0.8531 | 380 |  |  | 0.033302 | 12.6547
32883 | BRYN_DNSBY3 | 1 | North | YES | 0.002299 | 0 | 2 | 48 |  | 1.015 | GST | 1 | 0.033356 | 48 | 48 | 0.11035 | 48 |  |  | 0.033356 | 1.6011
32884 | BRYN_DNSBY13 | 1 | North | YES | 0.002299 | 46 | 2 | 46 | 0 | 1.015 | GST | 1 | 0.033356 | 46 | 46 | 0.10575 | 46 |  |  | 0.033356 | 1.5344
32892 | BRYN_DNSBY14 | 1 | North | YES | 0.002299 | 84 | 25 | 105 | 0 | 1.035 | GST | 1 | 0.033356 | 105 | 105 | 0.24139 | 105 |  |  | 0.033356 | 3.5024
32886 | BRYN_ATKINS3 | MB | North | YES | 0.002303 | 0 | 5 | 12 |  | 1 | GST | 1 | 0.03336 | 0 | 0 | 0 | 0 |  |  | 0.03336 | 0
32887 | BRYN_ATKINS6 | MB | North | YES | 0.002303 | 0 | 12 | 51 |  | 1.028 | GST | 1 | 0.03336 | 0 | 0 | 0 | 0 |  |  | 0.03336 | 0
32888 | BRYN_ATKINS7 | 1 | North | YES | 0.002303 | 13.6 | 4 | 17 |  | 1.028 | GGT | 1 | 0.03336 | 17 | 17 | 0.039151 | 17 |  |  | 0.03336 | 0.56712
32890 | BRYN_ATKINS4 | MB | North | YES | 0.002303 | 0 | 5 | 22 |  | 1.031 | GST | 1 | 0.03336 | 0 | 0 | 0 | 0 |  |  | 0.03336 | 0
32891 | BRYN_ATKINS5 | MB | North | YES | 0.002303 | 0 | 5 | 25 |  | 1.031 | GST | 1 | 0.03336 | 0 | 0 | 0 | 0 |  |  | 0.03336 | 0
32798 | BRYN_TAMUGEN | 1 | North | YES | 0.002309 | 32 | 0 | 32 |  | 1.02 | GST | 1 | 0.033366 | 32 | 32 | 0.073888 | 32 |  |  | 0.033366 | 1.0677
990 | GIBN_CREK_G1 | 1 | North | YES | 0.002332 | 463 | 200 | 463 | 0 | 1.0275 | LIGCO | 1 | 0.033389 | 0 | 463 | 1.0797 | 463 |  |  | 0.033389 | 15.4591
244 | WHITNYDM01 | 1 | North | YES | 0.002413 | 15 | 0 | 15 | 0 | 1.035 | Hydro | 1 | 0.03347 | 0 | 0 | 0 | 0 |  |  | 0.03347 | 0
245 | WHITNYDM02 | 2 | North | YES | 0.002413 | 15 | 0 | 15 | 0 | 1.035 | Hydro | 1 | 0.03347 | 0 | 0 | 0 | 0 |  |  | 0.03347 | 0
39960 | TNTNPONE_18 | 1 | North | YES | 0.002617 | 152.3 | 30 | 152.3 |  | 1.04 | LIGCO | 1 | 0.033674 | 0 | 152.3 | 0.39857 | 152.3 |  |  | 0.033674 | 5.1285
39970 | TNTNPONE_28 | 1 | North | YES | 0.002617 | 153 | 30 | 153 |  | 1.04 | LIGCO | 1 | 0.033674 | 0 | 153 | 0.4004 | 153 |  |  | 0.033674 | 5.1521
48721 | LEG_1___1 | 1 | North | YES | 0.002734 | 827 | 357 | 827 | 0 | 1.0348 | LIGCO | 1 | 0.033791 | 0 | 827 | 2.261 | 827 |  |  | 0.033791 | 27.9451
48722 | LEG_2___2 | 2 | North | YES | 0.002734 | 819 | 357 | 819 | 0 | 1.0348 | LIGCO | 1 | 0.033791 | 0 | 819 | 2.2391 | 819 |  |  | 0.033791 | 27.6748
3381 | BBRN_1G | 1 | North | YES | 0.003017 | 618 | 225 | 618 | 0 | 1.03 | LIGCO | 1 | 0.034074 | 0 | 618 | 1.8645 | 618 |  |  | 0.034074 | 21.0577
3382 | BBRN_2G | 2 | North | YES | 0.003017 | 589 | 225 | 589 | 0 | 1.03 | LIGCO | 1 | 0.034074 | 0 | 589 | 1.777 | 589 |  |  | 0.034074 | 20.0695
13131 | CALFREST_1G | 1 | North | YES | 0.003055 | 150.7 | 40 | 150.7 | 0 | 1.031 | CC | 1 | 0.034112 | 150.7 | 150.7 | 0.46039 | 150.7 |  |  | 0.034112 | 5.1407
13132 | CALFREST_2G | 2 | North | YES | 0.003055 | 151 | 57 | 151 | 0 | 1.031 | CC | 1 | 0.034112 | 151 | 151 | 0.46131 | 151 |  |  | 0.034112 | 5.1509
13133 | CALFREST_3G | 3 | North | YES | 0.003055 | 177.4 | 40 | 177.4 | 0 | 1.031 | CC | 1 | 0.034112 | 177.4 | 177.4 | 0.54196 | 177.4 |  |  | 0.034112 | 6.0515
13134 | CALFREST_4G | 4 | North | YES | 0.003063 | 151.5 | 40 | 151.5 | 0 | 1.031 | CC | 1 | 0.03412 | 151.5 | 151.5 | 0.46404 | 151.5 |  |  | 0.03412 | 5.1692
13135 | CALFREST_5G | 5 | North | YES | 0.003063 | 152.3 | 57 | 152.3 | 0 | 1.031 | CC | 1 | 0.03412 | 152.3 | 152.3 | 0.46649 | 152.3 |  |  | 0.03412 | 5.1965
13136 | CALFREST_6G | 6 | North | YES | 0.003063 | 177.5 | 40 | 177.5 | 0 | 1.031 | CC | 1 | 0.03412 | 177.5 | 177.5 | 0.54368 | 177.5 |  |  | 0.03412 | 6.0563
3126 | TRINIDAD_6G | 1 | North | YES | 0.003175 | 179.2 | 46 | 224 | 0 | 1 | GST | 1 | 0.034232 | 224 | 224 | 0.7112 | 224 |  |  | 0.034232 | 7.668
3107 | STRYKER_1G | 1 | North | YES | 0.00324 | 145.6 | 45 | 182 | 0 | 1.029 | GST | 1 | 0.034297 | 182 | 182 | 0.58968 | 182 |  |  | 0.034297 | 6.242
3108 | STRYKER_2G | 2 | North | YES | 0.00324 | 484 | 75 | 484 | 0 | 1.029 | GST | 1 | 0.034297 | 484 | 484 | 1.5682 | 484 |  |  | 0.034297 | 16.5997
3113 | LUFKINWB_1G | 1 | North | YES | 0.003248 | 0 | 0 | 50 |  | 1.01 | #N/A | 1 | 0.034305 | 50 | 50 | 0.1624 | 50 |  |  | 0.034305 | 1.7152
3348 | CHAMPION_1G | MB | North | YES | 0.00325 | 0 | 42 | 42 |  | 1 | Cogen | 1 | 0.034307 | 0 | 0 | 0 | 0 |  |  | 0.034307 | 0
13116 | TGATEWAY_1G | 1 | North | YES | 0.00327 | 151 | 30 | 151 | 0 | 1.0232 | CC | 1 | 0.034327 | 151 | 151 | 0.49377 | 151 |  |  | 0.034327 | 5.1834
13117 | TGATEWAY_2G | 2 | North | YES | 0.00327 | 130 | 30 | 130 | 0 | 1.0232 | CC | 1 | 0.034327 | 130 | 130 | 0.4251 | 130 |  |  | 0.034327 | 4.4625
13118 | TGATEWAY_3G | 3 | North | YES | 0.00327 | 148 | 30 | 148 | 0 | 1.0232 | CC | 1 | 0.034327 | 148 | 148 | 0.48396 | 148 |  |  | 0.034327 | 5.0804
13119 | TGATEWAY_4G | 4 | North | YES | 0.00327 | 399 | 65 | 399 | 0 | 1.0232 | CC | 1 | 0.034327 | 399 | 399 | 1.3047 | 399 |  |  | 0.034327 | 13.6964
1941 | MDLTHELP_1G | 1 | North | YES | 0.003287 | 216.4 | 74 | 216.4 | 0 | 1 | CC | 1 | 0.034344 | 216.4 | 216.4 | 0.71131 | 216.4 |  |  | 0.034344 | 7.432
1942 | MDLTHELP_2G | 2 | North | YES | 0.003287 | 216.1 | 74 | 216.1 | 0 | 1 | CC | 1 | 0.034344 | 216.1 | 216.1 | 0.71032 | 216.1 |  |  | 0.034344 | 7.4217
3097 | MARTLAKE_1G | 1 | North | YES | 0.003292 | 790 | 500 | 790 | 0 | 1.017 | LIGCO | 1 | 0.034349 | 0 | 790 | 2.6007 | 790 |  |  | 0.034349 | 27.1357
3098 | MARTLAKE_2G | 2 | North | YES | 0.003292 | 795 | 461 | 795 | 0 | 1.017 | LIGCO | 1 | 0.034349 | 0 | 795 | 2.6171 | 795 |  |  | 0.034349 | 27.3074
3099 | MARTLAKE_3G | 3 | North | YES | 0.003292 | 804 | 500 | 804 | 0 | 1.017 | LIGCO | 1 | 0.034349 | 0 | 804 | 2.6468 | 804 |  |  | 0.034349 | 27.6165
12322 | ENNSTRAC_1G | 1 | North | YES | 0.003293 | 196 | 130 | 196 | 0 | 1.036 | CC | 1 | 0.03435 | 196 | 196 | 0.64543 | 196 |  |  | 0.03435 | 6.7326
12323 | ENNSTRAC_2G | 2 | North | YES | 0.003293 | 116 | 100 | 116 | 0 | 1.036 | CC | 1 | 0.03435 | 116 | 116 | 0.38199 | 116 |  |  | 0.03435 | 3.9846
1432 | GRHAMSES_2G | 2 | North | YES | 0.00334 | 294.9 | 90 | 366 | 0 | 1.014 | GST | 1 | 0.034397 | 366 | 366 | 1.2224 | 366 |  |  | 0.034397 | 12.5893
1937 | MDLTHELP_5G | 5 | North | YES | 0.00335 | 224 | 74 | 224 | 0 | 1 | CC | 1 | 0.034407 | 224 | 224 | 0.7504 | 224 |  |  | 0.034407 | 7.7072
1938 | MDLTHELP_6G | 6 | North | YES | 0.00335 | 226 | 74 | 226 | 0 | 1 | CC | 1 | 0.034407 | 226 | 226 | 0.7571 | 226 |  |  | 0.034407 | 7.776
1943 | MDLTHELP_3G | 3 | North | YES | 0.00335 | 212 | 74 | 212 | 0 | 1 | CC | 1 | 0.034407 | 212 | 212 | 0.7102 | 212 |  |  | 0.034407 | 7.2943
1944 | MDLTHELP_4G | 4 | North | YES | 0.00335 | 211 | 74 | 211 | 0 | 1 | CC | 1 | 0.034407 | 211 | 211 | 0.70685 | 211 |  |  | 0.034407 | 7.2599
12411 | FPLEFR1A_G | 1 | North | YES | 0.003453 | 161 | 72 | 161 | 0 | 1 | CC | 1 | 0.03451 | 161 | 161 | 0.55593 | 161 |  |  | 0.03451 | 5.5561
12412 | FPLEFR1B_G | 2 | North | YES | 0.003453 | 164 | 72 | 164 | 0 | 1 | CC | 1 | 0.03451 | 164 | 164 | 0.56629 | 164 |  |  | 0.03451 | 5.6596
12413 | FPLEFR1C_G | 3 | North | YES | 0.003453 | 164 | 72 | 164 | 0 | 1 | CC | 1 | 0.03451 | 164 | 164 | 0.56629 | 164 |  |  | 0.03451 | 5.6596
12414 | FPLEFR1S_G | 4 | North | YES | 0.003453 | 414 | 191 | 414 | 0 | 1 | CC | 1 | 0.03451 | 414 | 414 | 1.4295 | 414 |  |  | 0.03451 | 14.2871
12421 | FPLEFR2A_G | 1 | North | YES | 0.003453 | 162 | 72 | 162 | 0 | 1 | CC | 1 | 0.03451 | 162 | 162 | 0.55939 | 162 |  |  | 0.03451 | 5.5906
12422 | FPLEFR2B_G | 2 | North | YES | 0.003453 | 161 | 72 | 161 | 0 | 1 | CC | 1 | 0.03451 | 161 | 161 | 0.55593 | 161 |  |  | 0.03451 | 5.5561
12423 | FPLEFR2C_G | 3 | North | YES | 0.003453 | 163 | 72 | 163 | 0 | 1 | CC | 1 | 0.03451 | 163 | 163 | 0.56284 | 163 |  |  | 0.03451 | 5.6251
12424 | FPLEFR2S_G | 4 | North | YES | 0.003453 | 415 | 191 | 415 | 0 | 1 | CC | 1 | 0.03451 | 415 | 415 | 1.433 | 415 |  |  | 0.03451 | 14.3216
2413 | MTCK6_G | 6 | North | YES | 0.003454 | 0 | 30 | 118 |  | 1.022 | GST | 1 | 0.034511 | 118 | 118 | 0.40757 | 118 |  |  | 0.034511 | 4.0723
2414 | MTCK7_G | 7 | North | YES | 0.003454 | 0 | 30 | 115 |  | 1.022 | GST | 1 | 0.034511 | 115 | 115 | 0.39721 | 115 |  |  | 0.034511 | 3.9688
2417 | MTCK8_G | 8 | North | YES | 0.003454 | 444.8 | 60 | 556 | 0 | 1.022 | GSC | 1 | 0.034511 | 556 | 556 | 1.9204 | 556 |  |  | 0.034511 | 19.1881
12440 | PARKD_1SVC8 | 1 | North | YES | 0.003456 | 0 | 0 | 0 | 0 | 1.007 | GST | 1 | 0.034513 | 0 | 0 | 0 | 0 |  |  | 0.034513 | 0
12449 | PARKD_2SVC8 | 1 | North | YES | 0.003456 | 0 | 0 | 0 | 0 | 1.007 | GST | 1 | 0.034513 | 0 | 0 | 0 | 0 |  |  | 0.034513 | 0
2451 | LKHB1_G | 1 | North | YES | 0.003469 | 0 | 80 | 391 |  | 1.022 | GST | 1 | 0.034526 | 391 | 391 | 1.3564 | 391 |  |  | 0.034526 | 13.4996
2452 | LKHB2_G | 2 | North | YES | 0.003469 | 516 | 80 | 516 | 0 | 1.022 | GST | 1 | 0.034526 | 516 | 516 | 1.79 | 516 |  |  | 0.034526 | 17.8154
2418 | MTCK2_G | 2 | North | YES | 0.003471 | 0 | 10 | 23 |  | 0.971 | #N/A | 1 | 0.034528 | 23 | 23 | 0.079833 | 23 |  |  | 0.034528 | 0.79414
2419 | MTCK3_G | MB | North | YES | 0.003471 | 0 | 10 | 63 |  | 0.971 | #N/A | 1 | 0.034528 | 63 | 63 | 0.21867 | 63 |  |  | 0.034528 | 2.1753
837 | NEWMAN_G5 | 1 | North | YES | 0.003512 | 0 | 15 | 40 |  | 1.01 | GST | 1 | 0.034569 | 40 | 40 | 0.14048 | 40 |  |  | 0.034569 | 1.3828
948 | STEAM1 | 1 | North | YES | 0.003512 | 0 | 12 | 20 |  | 1.02 | GST | 1 | 0.034569 | 20 | 20 | 0.07024 | 20 |  |  | 0.034569 | 0.69138
949 | STEAM2 | 1 | North | YES | 0.003512 | 26 | 8 | 26 | 0 | 0.99 | GST | 1 | 0.034569 | 26 | 26 | 0.091312 | 26 |  |  | 0.034569 | 0.89879
950 | STEAM3 | 1 | North | YES | 0.003512 | 41 | 13 | 42 | 0 | 1.02 | GST | 1 | 0.034569 | 42 | 42 | 0.1475 | 42 |  |  | 0.034569 | 1.4519
842 | OLINGER_G1 | 1 | North | YES | 0.003521 | 55.4 | 20 | 79 | 0 | 1.03 | GST | 1 | 0.034578 | 79 | 79 | 0.27816 | 79 |  |  | 0.034578 | 2.7317
843 | OLINGER_G2 | 1 | North | YES | 0.003521 | 76.2 | 25 | 110 | 0 | 1.03 | GST | 1 | 0.034578 | 110 | 110 | 0.38731 | 110 |  |  | 0.034578 | 3.8036
844 | OLINGER_G3 | 1 | North | YES | 0.003521 | 103.9 | 45 | 150 | 0 | 1.03 | GST | 1 | 0.034578 | 150 | 150 | 0.52815 | 150 |  |  | 0.034578 | 5.1867
845 | OLINGER_G4 | 1 | North | YES | 0.003521 | 51.9 | 0 | 76 | 0 | 1.03 | GGT | 1 | 0.034578 | 76 | 76 | 0.2676 | 76 |  |  | 0.034578 | 2.6279
1453 | WCPWRCO_1G | 1 | North | YES | 0.003528 | 204 | 50 | 204 |  | 1.02 | CC | 1 | 0.034585 | 204 | 204 | 0.71971 | 204 |  |  | 0.034585 | 7.0553
1454 | WCPWRCO_2G | 2 | North | YES | 0.003528 | 204 | 50 | 204 |  | 1.02 | CC | 1 | 0.034585 | 204 | 204 | 0.71971 | 204 |  |  | 0.034585 | 7.0553
1455 | WCPWRCO_3G | 3 | North | YES | 0.003528 | 242 | 50 | 242 |  | 1.02 | CC | 1 | 0.034585 | 242 | 242 | 0.85378 | 242 |  |  | 0.034585 | 8.3696
1877 | WLFHOLW_1G | 1 | North | YES | 0.003557 | 217.3 | 89.2 | 217.3 | 0 | 1.032 | CC | 1 | 0.034614 | 217.3 | 217.3 | 0.77294 | 217.3 |  |  | 0.034614 | 7.5216
1878 | WLFHOLW_2G | 2 | North | YES | 0.003557 | 215.7 | 105 | 215.7 | 0 | 1.032 | CC | 1 | 0.034614 | 215.7 | 215.7 | 0.76724 | 215.7 |  |  | 0.034614 | 7.4662
1879 | WLFHOLW_3G | 3 | North | YES | 0.003557 | 272.4 | 89.2 | 272.4 | 0 | 1.032 | CC | 1 | 0.034614 | 272.4 | 272.4 | 0.96893 | 272.4 |  |  | 0.034614 | 9.4288
1701 | MOSES_1G | 1 | North | YES | 0.003567 | 558 | 175 | 558 | 0 | 1.023 | LIGCO | 1 | 0.034624 | 0 | 558 | 1.9904 | 558 |  |  | 0.034624 | 19.3201
1702 | MOSES_2G | 2 | North | YES | 0.003567 | 579 | 175 | 579 | 0 | 1.023 | LIGCO | 1 | 0.034624 | 0 | 579 | 2.0653 | 579 |  |  | 0.034624 | 20.0473
1703 | MOSES_3G | 3 | North | YES | 0.003567 | 808 | 463 | 808 | 0 | 1.023 | LIGCO | 1 | 0.034624 | 0 | 808 | 2.8821 | 808 |  |  | 0.034624 | 27.9761
1898 | COMCHEPK_1G | 1 | North | YES | 0.003567 | 1159 | 1150 | 1159 | 0 | 1.032 | Nuc | 1 | 0.034624 | 0 | 0 | 0 | 0 |  |  | 0.034624 | 0
1899 | COMCHEPK_2G | 2 | North | YES | 0.003567 | 1159 | 1128 | 1159 | 0 | 1.032 | Nuc | 1 | 0.034624 | 0 | 0 | 0 | 0 |  |  | 0.034624 | 0
5925 | DCEAST | EQ | North | YES | 0.003567 | 400.3 | -600 | 600 | 0 | 1.025 | DCTie | 1 | 0.034624 | 0 | 0 | 0 | 0 |  |  | 0.034624 | 0
1889 | DECRDOVA_1G | 1 | North | YES | 0.003571 | 779 | 255 | 779 | 0 | 1.02 | GSC | 1 | 0.034628 | 779 | 779 | 2.7818 | 779 |  |  | 0.034628 | 26.9752
1678 | LAMARPWR_1G | 1 | North | YES | 0.003602 | 160 | 67.7 | 160 | 0 | 1.038 | CC | 1 | 0.034659 | 160 | 160 | 0.57632 | 160 |  |  | 0.034659 | 5.5454
1679 | LAMARPWR_2G | 2 | North | YES | 0.003602 | 156 | 67.7 | 156 | 0 | 1.038 | CC | 1 | 0.034659 | 156 | 156 | 0.56191 | 156 |  |  | 0.034659 | 5.4068
1680 | LAMARPWR_3G | 3 | North | YES | 0.003602 | 196 | 129.1 | 196 | 0 | 1.038 | CC | 1 | 0.034659 | 196 | 196 | 0.70599 | 196 |  |  | 0.034659 | 6.7931
1681 | LAMARPWR_4G | 4 | North | YES | 0.003602 | 156 | 67.7 | 156 | 0 | 1.038 | CC | 1 | 0.034659 | 156 | 156 | 0.56191 | 156 |  |  | 0.034659 | 5.4068
1682 | LAMARPWR_5G | 5 | North | YES | 0.003602 | 157 | 67.7 | 157 | 0 | 1.038 | CC | 1 | 0.034659 | 157 | 157 | 0.56551 | 157 |  |  | 0.034659 | 5.4415
1683 | LAMARPWR_6G | 6 | North | YES | 0.003602 | 198 | 129.1 | 198 | 0 | 1.038 | CC | 1 | 0.034659 | 198 | 198 | 0.7132 | 198 |  |  | 0.034659 | 6.8625
1675 | PEC_1G | 1 | North | YES | 0.003605 | 76.7 | 35 | 76.7 | 0 | 1.022 | Cogen | 1 | 0.034662 | 0 | 0 | 0 | 0 |  |  | 0.034662 | 0
1676 | PEC_2G | 2 | North | YES | 0.003605 | 79.6 | 35 | 79.6 | 0 | 1.022 | Cogen | 1 | 0.034662 | 0 | 0 | 0 | 0 |  |  | 0.034662 | 0
1677 | PEC_3G | 3 | North | YES | 0.003605 | 88.4 | 35 | 88.4 | 0 | 1.022 | Cogen | 1 | 0.034662 | 0 | 0 | 0 | 0 |  |  | 0.034662 | 0
1689 | VALLEY_3G | 3 | North | YES | 0.003615 | 0 | 25 | 375 |  | 1.003 | GST | 1 | 0.034672 | 375 | 375 | 1.3556 | 375 |  |  | 0.034672 | 13.002
11691 | KMICHICT1_G | 1 | North | YES | 0.003615 | 144 | 80 | 144 | 0 | 1.026 | CC | 1 | 0.034672 | 144 | 144 | 0.52056 | 144 |  |  | 0.034672 | 4.9928
11692 | KMICHICT2_G | 2 | North | YES | 0.003615 | 146 | 80 | 146 | 0 | 1.026 | CC | 1 | 0.034672 | 146 | 146 | 0.52779 | 146 |  |  | 0.034672 | 5.0621
11693 | KMICHIST3_G | 3 | North | YES | 0.003615 | 312 | 60 | 312 | 0 | 1.026 | CC | 1 | 0.034672 | 312 | 312 | 1.1279 | 312 |  |  | 0.034672 | 10.8176
11694 | KMICHICT4_G | 4 | North | YES | 0.003615 | 144 | 80 | 144 | 0 | 1.026 | CC | 1 | 0.034672 | 144 | 144 | 0.52056 | 144 |  |  | 0.034672 | 4.9928
11695 | KMICHICT5_G | 5 | North | YES | 0.003615 | 148 | 80 | 148 | 0 | 1.026 | CC | 1 | 0.034672 | 148 | 148 | 0.53502 | 148 |  |  | 0.034672 | 5.1314
11696 | KMICHIST6_G | 6 | North | YES | 0.003615 | 310 | 60 | 310 | 0 | 1.026 | CC | 1 | 0.034672 | 310 | 310 | 1.1206 | 310 |  |  | 0.034672 | 10.7483
2381 | NTHLK1_G | 1 | North | YES | 0.003625 | 0 | 35 | 156 |  | 1.022 | GST | 1 | 0.034682 | 156 | 156 | 0.5655 | 156 |  |  | 0.034682 | 5.4104
2382 | NTHLK2_G | 2 | North | YES | 0.003625 | 0 | 35 | 181 |  | 1.022 | GST | 1 | 0.034682 | 181 | 181 | 0.65612 | 181 |  |  | 0.034682 | 6.2774
2383 | NTHLK3_G | 3 | North | YES | 0.003625 | 0 | 50 | 329 |  | 1.022 | GST | 1 | 0.034682 | 329 | 329 | 1.1926 | 329 |  |  | 0.034682 | 11.4104
1892 | DECRDOVA_2G | A | North | YES | 0.003626 | 65 | 65 | 70 | 0 | 1.025 | GGT | 1 | 0.034683 | 70 | 70 | 0.25382 | 70 |  |  | 0.034683 | 2.4278
1893 | DECRDOVA_3G | B | North | YES | 0.003626 | 65 | 65 | 69 | 0 | 1.025 | GGT | 1 | 0.034683 | 69 | 69 | 0.25019 | 69 |  |  | 0.034683 | 2.3931
1894 | DECRDOVA_4G | C | North | YES | 0.003626 | 65 | 65 | 69 | 0 | 1.025 | GGT | 1 | 0.034683 | 69 | 69 | 0.25019 | 69 |  |  | 0.034683 | 2.3931
1895 | DECRDOVA_5G | D | North | YES | 0.003626 | 65 | 65 | 68 | 0 | 1.025 | GGT | 1 | 0.034683 | 68 | 68 | 0.24657 | 68 |  |  | 0.034683 | 2.3584
366 | JNSNCNTY802 | 1 | North | YES | 0.003651 | 168 | 20 | 168 | 0 | 1.02 | Cogen | 1 | 0.034708 | 0 | 0 | 0 | 0 |  |  | 0.034708 | 0
367 | JNSNCNTY802 | 2 | North | YES | 0.003651 | 90 | 20 | 90 | 0 | 1.02 | Cogen | 1 | 0.034708 | 0 | 0 | 0 | 0 |  |  | 0.034708 | 0
2371 | COLLIN_1G | MB | North | YES | 0.0037 | 0 | 40 | 138 |  | 1.022 | GST | 1 | 0.034757 | 0 | 0 | 0 | 0 |  |  | 0.034757 | 0
1687 | VALLEY_1G | 1 | North | YES | 0.003712 | 136 | 15 | 170 | 0 | 1.029 | GST | 1 | 0.034769 | 170 | 170 | 0.63104 | 170 |  |  | 0.034769 | 5.9107
1688 | VALLEY_2G | 2 | North | YES | 0.003712 | 527 | 90 | 527 | 0 | 1.029 | GSC | 1 | 0.034769 | 527 | 527 | 1.9562 | 527 |  |  | 0.034769 | 18.3232
1948 | HANDLEY_4G | 4 | North | YES | 0.003734 | 348 | 150 | 435 | 0 | 1.022 | GST | 1 | 0.034791 | 435 | 435 | 1.6243 | 435 |  |  | 0.034791 | 15.1341
1947 | HANDLEY_3G | 3 | North | YES | 0.003746 | 316 | 100 | 395 | 0 | 1.022 | GST | 1 | 0.034803 | 395 | 395 | 1.4797 | 395 |  |  | 0.034803 | 13.7472
1949 | HANDLEY_5G | 5 | North | YES | 0.003746 | 348 | 150 | 435 | 0 | 1.022 | GST | 1 | 0.034803 | 435 | 435 | 1.6295 | 435 |  |  | 0.034803 | 15.1393
6948 | DENISNDM | 2 | North | YES | 0.003777 | 31 | 5 | 40 | 0 | 1.015 | Hydro | 1 | 0.034834 | 0 | 0 | 0 | 0 |  |  | 0.034834 | 0
6948 | DENISNDM | 1 | North | YES | 0.003777 | 40 | 5 | 40 | 0 | 1.015 | Hydro | 1 | 0.034834 | 0 | 0 | 0 | 0 |  |  | 0.034834 | 0
1945 | HANDLEY_1G | MB | North | YES | 0.003836 | 0 | 25 | 36 |  | 0.986 | #N/A | 1 | 0.034893 | 36 | 36 | 0.1381 | 36 |  |  | 0.034893 | 1.2561
1946 | HANDLEY_2G | MB | North | YES | 0.003836 | 0 | 30 | 68 |  | 0.986 | #N/A | 1 | 0.034893 | 68 | 68 | 0.26085 | 68 |  |  | 0.034893 | 2.3727
923 | SPENCER_G4 | 1 | North | YES | 0.004101 | 48 | 20 | 61 | 0 | 1.03 | GST | 1 | 0.035158 | 61 | 61 | 0.25016 | 61 |  |  | 0.035158 | 2.1446
924 | SPENCER_G5 | 1 | North | YES | 0.004101 | 52 | 20 | 66 | 0 | 1.03 | GST | 1 | 0.035158 | 66 | 66 | 0.27067 | 66 |  |  | 0.035158 | 2.3204
1861 | EAGLEMNT_1G | MB | North | YES | 0.004879 | 0 | 30 | 112 |  | 1.022 | GST | 1 | 0.035936 | 0 | 0 | 0 | 0 |  |  | 0.035936 | 0
1862 | EAGLEMNT_2G | MB | North | YES | 0.004879 | 0 | 40 | 100 |  | 1.022 | GST | 1 | 0.035936 | 0 | 0 | 0 | 0 |  |  | 0.035936 | 0
1863 | EAGLEMNT_3G | MB | North | YES | 0.004879 | 0 | 50 | 378 |  | 1.022 | GST | 1 | 0.035936 | 0 | 0 | 0 | 0 |  |  | 0.035936 | 0
332 | RWMILLER01 | 1 | North | YES | 0.006175 | 58.4 | 18.5 | 73 | 0 | 1.04 | GST | 1 | 0.037232 | 73 | 73 | 0.45077 | 73 |  |  | 0.037232 | 2.7179
333 | RWMILLER02 | 2 | North | YES | 0.006175 | 95.2 | 37 | 119 | 0 | 1.04 | GST | 1 | 0.037232 | 119 | 119 | 0.73482 | 119 |  |  | 0.037232 | 4.4306
334 | RWMILLER03 | 3 | North | YES | 0.006175 | 166.4 | 65 | 208 | 0 | 1.04 | GST | 1 | 0.037232 | 208 | 208 | 1.2844 | 208 |  |  | 0.037232 | 7.7442
335 | RWMILLER04 | 4 | North | YES | 0.006175 | 81.6 | 0 | 102 | 0 | 1.04 | GST | 1 | 0.037232 | 102 | 102 | 0.62985 | 102 |  |  | 0.037232 | 3.7977
336 | RWMILLER05 | 5 | North | YES | 0.006175 | 80.8 | 0 | 101 | 0 | 1.04 | GST | 1 | 0.037232 | 101 | 101 | 0.62367 | 101 |  |  | 0.037232 | 3.7604
728 | WOLFRIDGE801 | 1 | North | YES | 0.00682 | 11.2 | 0 | 112.5 | 0 | 0.99 | Wind | 1 | 0.037877 | 0 | 112.5 | 0.76725 | 112.5 |  |  | 0.037877 | 4.2612
580 | JCKCNTY801 | 1 | North | YES | 0.009547 | 288 | 0 | 288 | 0 | 1.022 | CC | 1 | 0.040604 | 288 | 288 | 2.7495 | 288 |  |  | 0.040604 | 11.6939
581 | JCKCNTY802 | 2 | North | YES | 0.009547 | 147 | 0 | 147 | 0 | 1.022 | CC | 1 | 0.040604 | 147 | 147 | 1.4034 | 147 |  |  | 0.040604 | 5.9688
582 | JCKCNTY803 | 3 | North | YES | 0.009547 | 147 | 0 | 147 | 0 | 1.022 | CC | 1 | 0.040604 | 147 | 147 | 1.4034 | 147 |  |  | 0.040604 | 5.9688
1479 | WFCOGEN_1G | 1 | North | YES | 0.010559 | 16 | 12 | 20 | 0 | 1 | Cogen | 1 | 0.041616 | 0 | 0 | 0 | 0 |  |  | 0.041616 | 0
1479 | WFCOGEN_1G | 2 | North | YES | 0.010559 | 16 | 12 | 20 | 0 | 1 | Cogen | 1 | 0.041616 | 0 | 0 | 0 | 0 |  |  | 0.041616 | 0
1482 | WFCOGEN_2G | 1 | North | YES | 0.010559 | 16 | 12 | 20 | 0 | 1 | Cogen | 1 | 0.041616 | 0 | 0 | 0 | 0 |  |  | 0.041616 | 0
1482 | WFCOGEN_2G | 2 | North | YES | 0.010559 | 13.6 | 12 | 17 | 0 | 1 | Cogen | 1 | 0.041616 | 0 | 0 | 0 | 0 |  |  | 0.041616 | 0
503 | NTHTEXAS01 | 1 | North | YES | 0.012919 | 0 | 5 | 18 |  | 1.015 | GST | 1 | 0.043976 | 18 | 18 | 0.23254 | 18 |  |  | 0.043976 | 0.79157
504 | NTHTEXAS02 | 2 | North | YES | 0.012919 | 14.4 | 5 | 18 |  | 1.015 | GST | 1 | 0.043976 | 18 | 18 | 0.23254 | 18 |  |  | 0.043976 | 0.79157
505 | NTHTEXAS03 | 3 | North | YES | 0.012919 | 30.4 | 15 | 38 |  | 1.015 | GST | 1 | 0.043976 | 38 | 38 | 0.49092 | 38 |  |  | 0.043976 | 1.6711
344 | MRSSHPRD | 1 | North | YES | 0.020553 | 12 | 0 | 12 |  | 1.03 | Hydro | 1 | 0.05161 | 0 | 0 | 0 | 0 |  |  | 0.05161 | 0
345 | MRSSHPRD01 | 2 | North | YES | 0.020553 | 12 | 0 | 12 |  | 1.03 | Hydro | 1 | 0.05161 | 0 | 0 | 0 | 0 |  |  | 0.05161 | 0
1600 | BARTNWND_1G | 1 | North | YES | 0.039213 | 12 | 0 | 120 | 0 | 1.022 | Wind | 1 | 0.07027 | 0 | 120 | 4.7056 | 120 |  |  | 0.07027 | 8.4324
1433 | GRHAMSES_1G | 1 | North | YES | 0.066335 | 242 | 60 | 242 | 0 | 1.038 | GST | 1 | 0.097392 | 242 | 242 | 16.0531 | 242 |  |  | 0.097392 | 23.5688
Note on AL4: Zonal Cap - Zonal Impact

## Distributed Slack - Bound Gen
Number of Bus | Name of Bus | ID | Area Name of Gen | AGC | P Sensitivity of Bus | Gen MW | Min MW | Max MW | V Sensitivity of Bus | Set Volt | Tech Type | Zone Impact | Zone Correlation | Inc Max | Dec Max | Souce S.F. Weighting | Souce Capacity | Sink S.F. Weighting | Sink Capacity | PTDF Calc | PTDF Weighting | max of zone correlation | #N/A |  |  | Neg PTDF weight | Pos PTDF weight
238 | BOSQUESW505 | 1 | North | YES | 0.002201 | 255 | 0 | 255 | 0 | 1.02 | CC | 1 | 0.033222 | 255 | 255 | 0.56125 | 255 |  |  | 0.033222 | 8.4717 |  |  |  |  | 0 | 0
239 | BOSQUESW502 | 1 | North | YES | 0.002201 | 119.2 | 0 | 149 | 0 | 1.02 | GGT | 1 | 0.033222 | 149 | 149 | 0.32795 | 149 |  |  | 0.033222 | 4.9501 |  |  |  |  | 0 | 0
244 | WHITNYDM01 | 1 | North | YES | 0.002449 | 15 | 0 | 15 | 0 | 1.035 | Hydro | 1 | 0.03347 | 0 | 0 | 0 | 0 |  |  | 0.03347 | 0 |  |  |  |  | 0 | 0
245 | WHITNYDM02 | 2 | North | YES | 0.002449 | 15 | 0 | 15 | 0 | 1.035 | Hydro | 1 | 0.03347 | 0 | 0 | 0 | 0 |  |  | 0.03347 | 0 |  |  | Weighted Shift Factors |  | 0 | 0
247 | BOSQUESW501 | 2 | North | YES | 0.002201 | 124.8 | 0 | 156 | 0 | 1.02 | GGT | 1 | 0.033222 | 156 | 156 | 0.34336 | 156 |  |  | 0.033222 | 5.1827 |  |  | North | 0.0036618 | 0 | 0
251 | BOSQUESW803 | 2 | North | YES | 0.002154 | 150 | 0 | 150 |  | 1.032 | CC | 1 | 0.033175 | 150 | 150 | 0.3231 | 150 |  |  | 0.033175 | 4.9763 |  |  | West | -0.031021 | 0 | 0
253 | BOSQUESW804 | 2 | North | YES | 0.002154 | 80 | 0 | 80 |  | 1.032 | CC | 1 | 0.033175 | 80 | 80 | 0.17232 | 80 |  |  | 0.033175 | 2.654 |  |  |  |  | 0 | 0
332 | RWMILLER01 | 1 | North | YES | 0.006211 | 58.4 | 18.5 | 73 | 0 | 1.04 | GST | 1 | 0.037232 | 73 | 73 | 0.4534 | 73 |  |  | 0.037232 | 2.718 | West |  |  |  | 0 | 0
333 | RWMILLER02 | 2 | North | YES | 0.006211 | 95.2 | 37 | 119 | 0 | 1.04 | GST | 1 | 0.037232 | 119 | 119 | 0.73911 | 119 |  |  | 0.037232 | 4.4306 | Line Rating |  | 155 |  | 0 | 0
334 | RWMILLER03 | 3 | North | YES | 0.006211 | 166.4 | 65 | 208 | 0 | 1.04 | GST | 1 | 0.037232 | 208 | 208 | 1.2919 | 208 |  |  | 0.037232 | 7.7443 | Impact Counter to Zone: |  | 0 |  | 0 | 0
335 | RWMILLER04 | 4 | North | YES | 0.006211 | 81.6 | 0 | 102 | 0 | 1.04 | GST | 1 | 0.037232 | 102 | 102 | 0.63352 | 102 |  |  | 0.037232 | 3.7977 |  |  | 0% |  | 0 | 0
336 | RWMILLER05 | 5 | North | YES | 0.006211 | 80.8 | 0 | 101 | 0 | 1.04 | GST | 1 | 0.037232 | 101 | 101 | 0.62731 | 101 |  |  | 0.037232 | 3.7605 |  |  |  |  | 0 | 0
344 | MRSSHPRD | 1 | North | YES | 0.020589 | 12 | 0 | 12 |  | 1.03 | Hydro | 1 | 0.05161 | 0 | 0 | 0 | 0 |  |  | 0.05161 | 0 | North |  |  |  | 0 | 0
345 | MRSSHPRD01 | 2 | North | YES | 0.020589 | 12 | 0 | 12 |  | 1.03 | Hydro | 1 | 0.05161 | 0 | 0 | 0 | 0 |  |  | 0.05161 | 0 | Line Rating |  | 155 |  | 0 | 0
366 | JNSNCNTY802 | 1 | North | YES | 0.003686 | 168 | 20 | 168 | 0 | 1.02 | Cogen | 1 | 0.034707 | 0 | 0 | 0 | 0 |  |  | 0.034707 | 0 | Impact Counter to Zone: |  | 0 |  | 0 | 0
367 | JNSNCNTY802 | 2 | North | YES | 0.003686 | 90 | 20 | 90 | 0 | 1.02 | Cogen | 1 | 0.034707 | 0 | 0 | 0 | 0 |  |  | 0.034707 | 0 |  |  | 0% |  | 0 | 0
503 | NTHTEXAS01 | 1 | North | YES | 0.012954 | 0 | 5 | 18 |  | 1.015 | GST | 1 | 0.043975 | 18 | 18 | 0.23317 | 18 |  |  | 0.043975 | 0.79155 |  |  |  |  | 0 | 0
504 | NTHTEXAS02 | 2 | North | YES | 0.012954 | 14.4 | 5 | 18 |  | 1.015 | GST | 1 | 0.043975 | 18 | 18 | 0.23317 | 18 |  |  | 0.043975 | 0.79155 |  |  |  |  | 0 | 0
505 | NTHTEXAS03 | 3 | North | YES | 0.012954 | 30.4 | 15 | 38 |  | 1.015 | GST | 1 | 0.043975 | 38 | 38 | 0.49225 | 38 |  |  | 0.043975 | 1.6711 |  |  |  |  | 0 | 0
580 | JCKCNTY801 | 1 | North | YES | 0.009583 | 288 | 0 | 288 | 0 | 1.022 | CC | 1 | 0.040604 | 288 | 288 | 2.7599 | 288 |  |  | 0.040604 | 11.694 |  |  |  |  | 0 | 0
581 | JCKCNTY802 | 2 | North | YES | 0.009583 | 147 | 0 | 147 | 0 | 1.022 | CC | 1 | 0.040604 | 147 | 147 | 1.4087 | 147 |  |  | 0.040604 | 5.9688 |  |  |  |  | 0 | 0
582 | JCKCNTY803 | 3 | North | YES | 0.009583 | 147 | 0 | 147 | 0 | 1.022 | CC | 1 | 0.040604 | 147 | 147 | 1.4087 | 147 |  |  | 0.040604 | 5.9688 |  |  |  |  | 0 | 0
728 | WOLFRIDGE801 | 1 | North | YES | 0.006856 | 11.2 | 0 | 112.5 | 0 | 0.99 | Wind | 1 | 0.037877 | 0 | 112.5 | 0.7713 | 112.5 |  |  | 0.037877 | 4.2612 |  |  |  |  | 0 | 0
837 | NEWMAN_G5 | 1 | North | YES | 0.003548 | 0 | 15 | 40 |  | 1.01 | GST | 1 | 0.034569 | 40 | 40 | 0.14192 | 40 |  |  | 0.034569 | 1.3828 |  |  |  |  | 0 | 0
842 | OLINGER_G1 | 1 | North | YES | 0.003557 | 55.4 | 20 | 79 | 0 | 1.03 | GST | 1 | 0.034578 | 79 | 79 | 0.281 | 79 |  |  | 0.034578 | 2.7317 |  |  |  |  | 0 | 0
843 | OLINGER_G2 | 1 | North | YES | 0.003557 | 76.2 | 25 | 110 | 0 | 1.03 | GST | 1 | 0.034578 | 110 | 110 | 0.39127 | 110 |  |  | 0.034578 | 3.8036 |  |  |  |  | 0 | 0
844 | OLINGER_G3 | 1 | North | YES | 0.003557 | 103.9 | 45 | 150 | 0 | 1.03 | GST | 1 | 0.034578 | 150 | 150 | 0.53355 | 150 |  |  | 0.034578 | 5.1867 |  |  |  |  | 0 | 0
845 | OLINGER_G4 | 1 | North | YES | 0.003557 | 51.9 | 0 | 76 | 0 | 1.03 | GGT | 1 | 0.034578 | 76 | 76 | 0.27033 | 76 |  |  | 0.034578 | 2.6279 |  |  |  |  | 0 | 0
923 | SPENCER_G4 | 1 | North | YES | 0.004137 | 48 | 20 | 61 | 0 | 1.03 | GST | 1 | 0.035158 | 61 | 61 | 0.25236 | 61 |  |  | 0.035158 | 2.1447 |  |  |  |  | 0 | 0
924 | SPENCER_G5 | 1 | North | YES | 0.004137 | 52 | 20 | 66 | 0 | 1.03 | GST | 1 | 0.035158 | 66 | 66 | 0.27304 | 66 |  |  | 0.035158 | 2.3204 |  |  |  |  | 0 | 0
948 | STEAM1 | 1 | North | YES | 0.003547 | 0 | 12 | 20 |  | 1.02 | GST | 1 | 0.034568 | 20 | 20 | 0.07094 | 20 |  |  | 0.034568 | 0.69136 |  |  |  |  | 0 | 0
949 | STEAM2 | 1 | North | YES | 0.003547 | 26 | 8 | 26 | 0 | 0.99 | GST | 1 | 0.034568 | 26 | 26 | 0.092222 | 26 |  |  | 0.034568 | 0.89877 |  |  |  |  | 0 | 0
950 | STEAM3 | 1 | North | YES | 0.003547 | 41 | 13 | 42 | 0 | 1.02 | GST | 1 | 0.034568 | 42 | 42 | 0.14897 | 42 |  |  | 0.034568 | 1.4519 |  |  |  |  | 0 | 0
990 | GIBN_CREK_G1 | 1 | North | YES | 0.002368 | 463 | 200 | 463 | 0 | 1.0275 | LIGCO | 1 | 0.033389 | 0 | 463 | 1.0964 | 463 |  |  | 0.033389 | 15.4592 |  |  |  |  | 0 | 0
1002 | PBCTAGE_1G | A | West | YES | -0.030874 | 64 | 64 | 66 | 0 | 1.036 | GGT | -1 | 0.034536 | 66 | 66 |  |  | -2.0377 | 66 | -0.034536 | -2.2794 |  |  |  |  | 0 | 0
1003 | PBCTBGE_2G | B | West | YES | -0.030874 | 65 | 65 | 66 | 0 | 1.036 | GGT | -1 | 0.034536 | 66 | 66 |  |  | -2.0377 | 66 | -0.034536 | -2.2794 |  |  |  |  | 0 | 0
1004 | PBCTCGE_3G | C | West | YES | -0.030874 | 62 | 62 | 67 | 0 | 1.036 | GGT | -1 | 0.034536 | 67 | 67 |  |  | -2.0686 | 67 | -0.034536 | -2.3139 |  |  |  |  | 0 | 0
1005 | PBCTDGE_4G | D | West | YES | -0.030874 | 65 | 65 | 68 | 0 | 1.036 | GGT | -1 | 0.034536 | 68 | 68 |  |  | -2.0994 | 68 | -0.034536 | -2.3484 |  |  |  |  | 0 | 0
1006 | PBCTEGE_5G | E | West | YES | -0.030874 | 65 | 65 | 67 | 0 | 1.036 | GGT | -1 | 0.034536 | 67 | 67 |  |  | -2.0686 | 67 | -0.034536 | -2.3139 |  |  |  |  | 0 | 0
1007 | PB5GEN_6G | 5 | West | YES | -0.030874 | 91.2 | 40 | 114 | 0 | 1.036 | GST | -1 | 0.034536 | 114 | 114 |  |  | -3.5196 | 114 | -0.034536 | -3.9371 |  |  |  |  | 0 | 0
1008 | PB6GEN_7G | 6 | West | YES | -0.030874 | 515 | 130 | 515 | 0 | 1.036 | GST | -1 | 0.034536 | 515 | 515 |  |  | -15.9001 | 515 | -0.034536 | -17.7859 |  |  |  |  | 0 | 0
1037 | MORGAN5G_5G | 5 | West | YES | -0.038185 | 109.6 | 40 | 137 | 0 | 1.029 | GST | -1 | 0.041847 | 137 | 137 |  |  | -5.2313 | 137 | -0.041847 | -5.733 |  |  |  |  | 0 | 0
1039 | MRGNAG_1G | A | West | YES | -0.038185 | 69 | 69 | 69 | 0 | 1.029 | GGT | -1 | 0.041847 | 69 | 69 |  |  | -2.6348 | 69 | -0.041847 | -2.8874 |  |  |  |  | 0 | 0
1040 | MRGNBG_2G | B | West | YES | -0.038185 | 70 | 70 | 71 | 0 | 1.029 | GGT | -1 | 0.041847 | 71 | 71 |  |  | -2.7111 | 71 | -0.041847 | -2.9711 |  |  |  |  | 0 | 0
1041 | MRGNCG_3G | C | West | YES | -0.038185 | 69 | 69 | 70 | 0 | 1.029 | GGT | -1 | 0.041847 | 70 | 70 |  |  | -2.673 | 70 | -0.041847 | -2.9293 |  |  |  |  | 0 | 0
1042 | MRGNDG_4G | D | West | YES | -0.038185 | 68 | 68 | 68 | 0 | 1.029 | GGT | -1 | 0.041847 | 68 | 68 |  |  | -2.5966 | 68 | -0.041847 | -2.8456 |  |  |  |  | 0 | 0
1043 | MRGNEG_5G | E | West | YES | -0.038185 | 68 | 68 | 70 | 0 | 1.029 | GGT | -1 | 0.041847 | 70 | 70 |  |  | -2.673 | 70 | -0.041847 | -2.9293 |  |  |  |  | 0 | 0
1044 | MRGNFG_6G | F | West | YES | -0.038185 | 66 | 66 | 66 | 0 | 1.029 | GGT | -1 | 0.041847 | 66 | 66 |  |  | -2.5202 | 66 | -0.041847 | -2.7619 |  |  |  |  | 0 | 0
1045 | CALENG1G_1G | 1 | West | YES | -0.028966 | 73.4 | 27 | 73.4 | 0 | 1.014 | Cogen | -1 | 0.032628 | 0 | 0 |  |  | 0 | 0 | -0.032628 | 0 |  |  |  |  | 0 | 0
1046 | CALENG2G_2G | 2 | West | YES | -0.028966 | 73.4 | 27 | 73.4 | 0 | 1.014 | Cogen | -1 | 0.032628 | 0 | 0 |  |  | 0 | 0 | -0.032628 | 0 |  |  |  |  | 0 | 0
1047 | CALENG3G_3G | 3 | West | YES | -0.028966 | 70.4 | 27 | 70.4 | 0 | 1.014 | Cogen | -1 | 0.032628 | 0 | 0 |  |  | 0 | 0 | -0.032628 | 0 |  |  |  |  | 0 | 0
1049 | ROSCOEWI_5 | 1 | West | YES | -0.024191 | 41.8 | 0 | 209 |  | 1.01 | Wind | -1 | 0.027853 | 0 | 209 |  |  | 0 | 0 | -0.027853 | 0 |  |  |  |  | 0 | 0
1057 | ROSCOEWI_5 | 2 | West | YES | -0.024191 | 25.3 | 0 | 126.5 |  | 1.01 | Wind | -1 | 0.027853 | 0 | 126.5 |  |  | 0 | 0 | -0.027853 | 0 |  |  |  |  | 0 | 0
1058 | LONGSHORE_5 | 1 | West | YES | -0.028608 | 30 | 0 | 150 |  | 1.01 | Wind | -1 | 0.03227 | 0 | 150 |  |  | 0 | 0 | -0.03227 | 0 |  |  |  |  | 0 | 0
1058 | LONGSHORE_5 | 2 | West | YES | -0.028608 | 44 | 0 | 220 |  | 1.01 | Wind | -1 | 0.03227 | 0 | 220 |  |  | 0 | 0 | -0.03227 | 0 |  |  |  |  | 0 | 0
1058 | LONGSHORE_5 | 3 | West | YES | -0.028608 | 23.4 | 0 | 117 |  | 1.01 | Wind | -1 | 0.03227 | 0 | 117 |  |  | 0 | 0 | -0.03227 | 0 |  |  |  |  | 0 | 0
1060 | ROSCOEWI_5 | 3 | West | YES | -0.024191 | 39.4 | 0 | 197 | 0 | 1.01 | Wind | -1 | 0.027853 | 0 | 197 |  |  | 0 | 0 | -0.027853 | 0 |  |  |  |  | 0 | 0
1061 | CIELOGEN_1G | 1 | West | YES | -0.056545 | 19.8 | 0 | 99 |  | 1 | Wind | -1 | 0.060207 | 0 | 99 |  |  | 0 | 0 | -0.060207 | 0 |  |  |  |  | 0 | 0
1062 | CIELOGEN_2G | 1 | West | YES | -0.056545 | 12.2 | 0 | 61 |  | 1 | Wind | -1 | 0.060207 | 0 | 61 |  |  | 0 | 0 | -0.060207 | 0 |  |  |  |  | 0 | 0
1068 | SCURRYCW_1G | 1 | West | YES | -0.056259 | 28.2 | 1.3 | 141 |  | 1.01 | Wind | -1 | 0.059921 | 0 | 141 |  |  | 0 | 0 | -0.059921 | 0 |  |  |  |  | 0 | 0
1069 | KINDERMG_1G | 1 | West | YES | -0.056545 | 25 | 5 | 25 | 0 | 1.017 | Cogen | -1 | 0.060207 | 0 | 0 |  |  | 0 | 0 | -0.060207 | 0 |  |  |  |  | 0 | 0
1070 | KINDERMG_2G | 1 | West | YES | -0.056545 | 45.7 | 12 | 45.7 | 0 | 1.017 | Cogen | -1 | 0.060207 | 0 | 0 |  |  | 0 | 0 | -0.060207 | 0 |  |  |  |  | 0 | 0
1071 | KINDERMG_3G | 1 | West | YES | -0.056545 | 45.7 | 12 | 45.7 | 0 | 1.017 | Cogen | -1 | 0.060207 | 0 | 0 |  |  | 0 | 0 | -0.060207 | 0 |  |  |  |  | 0 | 0
1072 | ROSCOEWI_5 | 4 | West | YES | -0.024191 | 63.6 | 0 | 318 | 0 | 1.01 | Wind | -1 | 0.027853 | 0 | 318 |  |  | 0 | 0 | -0.027853 | 0 |  |  |  |  | 0 | 0
1073 | SCURRYCW_2G | 2 | West | YES | -0.056259 | 24 | 0 | 120 | 0 | 1.017 | Wind | -1 | 0.059921 | 0 | 120 |  |  | 0 | 0 | -0.059921 | 0 |  |  |  |  | 0 | 0
1146 | NOTREES_1G | 1 | West | YES | -0.031935 | 29.8 | 0 | 149 | 0 | 1.017 | Wind | -1 | 0.035597 | 0 | 149 |  |  | 0 | 0 | -0.035597 | 0 |  |  |  |  | 0 | 0
1170 | AIRLAMESA_1G | 1 | West | YES | -0.042718 | 0 | 0 | 180 |  | 1 | Wind | -1 | 0.04638 | 0 | 180 |  |  | 0 | 0 | -0.04638 | 0 |  |  |  |  | 0 | 0
1301 | BULLCREK_8 | 1 | West | YES | -0.050412 | 36 | 0 | 180 | 0 | 1.017 | Wind | -1 | 0.054074 | 0 | 180 |  |  | 0 | 0 | -0.054074 | 0 |  |  |  |  | 0 | 0
1302 | COYOTEWG_8 | 1 | West | YES | -0.047199 | 45 | 0 | 225 |  | 1.01 | Wind | -1 | 0.050861 | 0 | 225 |  |  | 0 | 0 | -0.050861 | 0 |  |  |  |  | 0 | 0
1320 | BSP 1 | 1 | West | YES | -0.040416 | 25.5 | 2.9 | 25.8 | 0 | 1 | Cogen | -1 | 0.044078 | 0 | 0 |  |  | 0 | 0 | -0.044078 | 0 |  |  |  |  | 0 | 0
1326 | STANTONW_8 | 1 | West | YES | -0.035068 | 20.1 | 0 | 100.5 |  | 1.01 | Wind | -1 | 0.03873 | 0 | 100.5 |  |  | 0 | 0 | -0.03873 | 0 |  |  |  |  | 0 | 0
1327 | WILDHRSE_1G | 1 | West | YES | -0.042012 | 24 | 0 | 120 |  | 1 | Wind | -1 | 0.045674 | 0 | 120 |  |  | 0 | 0 | -0.045674 | 0 |  |  |  |  | 0 | 0
1328 | OCOTILLO_1G | 1 | West | YES | -0.034924 | 11.6 | 0 | 58 |  | 1.01 | Wind | -1 | 0.038586 | 0 | 58 |  |  | 0 | 0 | -0.038586 | 0 |  |  |  |  | 0 | 0
1333 | MCDDONAL_8 | 1 | West | YES | -0.03538 | 42.8 | 0 | 214.2 |  | 1.01 | Wind | -1 | 0.039042 | 0 | 214.2 |  |  | 0 | 0 | -0.039042 | 0 |  |  |  |  | 0 | 0
1343 | TRENTIPP_8 | 1 | West | YES | -0.064547 | 30 | 0 | 150 |  | 1.014 | Wind | -1 | 0.068209 | 0 | 150 |  |  | 0 | 0 | -0.068209 | 0 |  |  |  |  | 0 | 0
1349 | WESTXWIN_1G | 1 | West | YES | -0.039661 | 1.3 | 0 | 6.6 |  | 1.014 | Wind | -1 | 0.043323 | 0 | 6.6 |  |  | 0 | 0 | -0.043323 | 0 |  |  |  |  | 0 | 0
1350 | NWPWRG1_1G | 1 | West | YES | -0.039661 | 6.9 | 1 | 34.3 |  | 1.014 | Wind | -1 | 0.043323 | 0 | 34.3 |  |  | 0 | 0 | -0.043323 | 0 |  |  |  |  | 0 | 0
1354 | AEPWIND_8 | 1 | West | YES | -0.064547 | 20.2 | 0 | 101 |  | 1 | Wind | -1 | 0.068209 | 0 | 101 |  |  | 0 | 0 | -0.068209 | 0 |  |  |  |  | 0 | 0
1360 | GUNSIGHT_8 | 1 | West | YES | -0.0433 | 24 | 0 | 120 | 0 | 1.01 | Wind | -1 | 0.046962 | 0 | 120 |  |  | 0 | 0 | -0.046962 | 0 |  |  |  |  | 0 | 0
1416 | SWETWATR_1G | 1 | West | YES | -0.022958 | 30 | 18 | 30 | 0 | 1.026 | CC | -1 | 0.02662 | 30 | 30 |  |  | -0.68874 | 30 | -0.02662 | -0.79859 |  |  |  |  | 0 | 0
1417 | SWETWATR_2G | 2 | West | YES | -0.022958 | 72 | 36 | 72 | 0 | 1.026 | CC | -1 | 0.02662 | 72 | 72 |  |  | -1.653 | 72 | -0.02662 | -1.9166 |  |  |  |  | 0 | 0
1418 | SWETWATR_3G | 3 | West | YES | -0.022958 | 68 | 36 | 68 | 0 | 1.026 | CC | -1 | 0.02662 | 68 | 68 |  |  | -1.5611 | 68 | -0.02662 | -1.8101 |  |  |  |  | 0 | 0
1419 | SWETWATR_4G | 4 | West | YES | -0.022958 | 61 | 36 | 61 | 0 | 1.026 | CC | -1 | 0.02662 | 61 | 61 |  |  | -1.4004 | 61 | -0.02662 | -1.6238 |  |  |  |  | 0 | 0
1432 | GRHAMSES_2G | 2 | North | YES | 0.003376 | 294.9 | 90 | 366 | 0 | 1.014 | GST | 1 | 0.034397 | 366 | 366 | 1.2356 | 366 |  |  | 0.034397 | 12.5894 |  |  |  |  | 0 | 0
1433 | GRHAMSES_1G | 1 | North | YES | 0.066371 | 242 | 60 | 242 | 0 | 1.038 | GST | 1 | 0.097392 | 242 | 242 | 16.0618 | 242 |  |  | 0.097392 | 23.5689 |  |  |  |  | 0 | 0
1437 | MESQUITW_1G | 1 | North | YES | -0.014654 | 40 | 0 | 400 | 0 | 1.023 | Wind | 1 | 0.016367 | 0 | 400 | -5.8616 | 400 |  |  | 0.016367 | 6.5469 |  |  |  |  | 0 | 0
1438 | MESQUITW_2G | 1 | North | YES | -0.014621 | 23.6 | 0 | 236 |  | 1.017 | Wind | 1 | 0.0164 | 0 | 236 | -3.4506 | 236 |  |  | 0.0164 | 3.8705 |  |  |  |  | 0 | 0
1442 | COKFIELD_5 | 1 | North | YES | -0.010302 | 16.5 | 0 | 165 |  | 1.029 | Wind | 1 | 0.020719 | 0 | 165 | -1.6998 | 165 |  |  | 0.020719 | 3.4187 |  |  |  |  | 0 | 0
1453 | WCPWRCO_1G | 1 | North | YES | 0.003564 | 204 | 50 | 204 |  | 1.02 | CC | 1 | 0.034585 | 204 | 204 | 0.72706 | 204 |  |  | 0.034585 | 7.0554 |  |  |  |  | 0 | 0
1454 | WCPWRCO_2G | 2 | North | YES | 0.003564 | 204 | 50 | 204 |  | 1.02 | CC | 1 | 0.034585 | 204 | 204 | 0.72706 | 204 |  |  | 0.034585 | 7.0554 |  |  |  |  | 0 | 0
1455 | WCPWRCO_3G | 3 | North | YES | 0.003564 | 242 | 50 | 242 |  | 1.02 | CC | 1 | 0.034585 | 242 | 242 | 0.86249 | 242 |  |  | 0.034585 | 8.3696 |  |  |  |  | 0 | 0
1479 | WFCOGEN_1G | 2 | North | YES | 0.010595 | 16 | 12 | 20 | 0 | 1 | Cogen | 1 | 0.041616 | 0 | 0 | 0 | 0 |  |  | 0.041616 | 0 |  |  |  |  | 0 | 0
1479 | WFCOGEN_1G | 1 | North | YES | 0.010595 | 16 | 12 | 20 | 0 | 1 | Cogen | 1 | 0.041616 | 0 | 0 | 0 | 0 |  |  | 0.041616 | 0 |  |  |  |  | 0 | 0
1482 | WFCOGEN_2G | 2 | North | YES | 0.010595 | 13.6 | 12 | 17 | 0 | 1 | Cogen | 1 | 0.041616 | 0 | 0 | 0 | 0 |  |  | 0.041616 | 0 |  |  |  |  | 0 | 0
1482 | WFCOGEN_2G | 1 | North | YES | 0.010595 | 16 | 12 | 20 | 0 | 1 | Cogen | 1 | 0.041616 | 0 | 0 | 0 | 0 |  |  | 0.041616 | 0 |  |  |  |  | 0 | 0
1600 | BARTNWND_1G | 1 | North | YES | 0.039249 | 12 | 0 | 120 | 0 | 1.022 | Wind | 1 | 0.07027 | 0 | 120 | 4.7099 | 120 |  |  | 0.07027 | 8.4324 |  |  |  |  | 0 | 0
1643 | SLSTR1PP_1G | 1 | North | YES | 0.002222 | 6 | 0 | 60 | 0 | 1.022 | Wind | 1 | 0.033243 | 0 | 60 | 0.13332 | 60 |  |  | 0.033243 | 1.9946 |  |  |  |  | 0 | 0
1675 | PEC_1G | 1 | North | YES | 0.003641 | 76.7 | 35 | 76.7 | 0 | 1.022 | Cogen | 1 | 0.034662 | 0 | 0 | 0 | 0 |  |  | 0.034662 | 0 |  |  |  |  | 0 | 0
1676 | PEC_2G | 2 | North | YES | 0.003641 | 79.6 | 35 | 79.6 | 0 | 1.022 | Cogen | 1 | 0.034662 | 0 | 0 | 0 | 0 |  |  | 0.034662 | 0 |  |  |  |  | 0 | 0
1677 | PEC_3G | 3 | North | YES | 0.003641 | 88.4 | 35 | 88.4 | 0 | 1.022 | Cogen | 1 | 0.034662 | 0 | 0 | 0 | 0 |  |  | 0.034662 | 0 |  |  |  |  | 0 | 0
1678 | LAMARPWR_1G | 1 | North | YES | 0.003637 | 160 | 67.7 | 160 | 0 | 1.038 | CC | 1 | 0.034658 | 160 | 160 | 0.58192 | 160 |  |  | 0.034658 | 5.5453 |  |  |  |  | 0 | 0
1679 | LAMARPWR_2G | 2 | North | YES | 0.003637 | 156 | 67.7 | 156 | 0 | 1.038 | CC | 1 | 0.034658 | 156 | 156 | 0.56737 | 156 |  |  | 0.034658 | 5.4067 |  |  |  |  | 0 | 0
1680 | LAMARPWR_3G | 3 | North | YES | 0.003637 | 196 | 129.1 | 196 | 0 | 1.038 | CC | 1 | 0.034658 | 196 | 196 | 0.71285 | 196 |  |  | 0.034658 | 6.793 |  |  |  |  | 0 | 0
1681 | LAMARPWR_4G | 4 | North | YES | 0.003637 | 156 | 67.7 | 156 | 0 | 1.038 | CC | 1 | 0.034658 | 156 | 156 | 0.56737 | 156 |  |  | 0.034658 | 5.4067 |  |  |  |  | 0 | 0
1682 | LAMARPWR_5G | 5 | North | YES | 0.003637 | 157 | 67.7 | 157 | 0 | 1.038 | CC | 1 | 0.034658 | 157 | 157 | 0.57101 | 157 |  |  | 0.034658 | 5.4413 |  |  |  |  | 0 | 0
1683 | LAMARPWR_6G | 6 | North | YES | 0.003637 | 198 | 129.1 | 198 | 0 | 1.038 | CC | 1 | 0.034658 | 198 | 198 | 0.72013 | 198 |  |  | 0.034658 | 6.8623 |  |  |  |  | 0 | 0
1687 | VALLEY_1G | 1 | North | YES | 0.003748 | 136 | 15 | 170 | 0 | 1.029 | GST | 1 | 0.034769 | 170 | 170 | 0.63716 | 170 |  |  | 0.034769 | 5.9108 |  |  |  |  | 0 | 0
1688 | VALLEY_2G | 2 | North | YES | 0.003748 | 527 | 90 | 527 | 0 | 1.029 | GSC | 1 | 0.034769 | 527 | 527 | 1.9752 | 527 |  |  | 0.034769 | 18.3234 |  |  |  |  | 0 | 0
1689 | VALLEY_3G | 3 | North | YES | 0.003651 | 0 | 25 | 375 |  | 1.003 | GST | 1 | 0.034672 | 375 | 375 | 1.3691 | 375 |  |  | 0.034672 | 13.0021 |  |  |  |  | 0 | 0
1701 | MOSES_1G | 1 | North | YES | 0.003603 | 558 | 175 | 558 | 0 | 1.023 | LIGCO | 1 | 0.034624 | 0 | 558 | 2.0105 | 558 |  |  | 0.034624 | 19.3203 |  |  |  |  | 0 | 0
1702 | MOSES_2G | 2 | North | YES | 0.003603 | 579 | 175 | 579 | 0 | 1.023 | LIGCO | 1 | 0.034624 | 0 | 579 | 2.0861 | 579 |  |  | 0.034624 | 20.0474 |  |  |  |  | 0 | 0
1703 | MOSES_3G | 3 | North | YES | 0.003603 | 808 | 463 | 808 | 0 | 1.023 | LIGCO | 1 | 0.034624 | 0 | 808 | 2.9112 | 808 |  |  | 0.034624 | 27.9764 |  |  |  |  | 0 | 0
1861 | EAGLEMNT_1G | MB | North | YES | 0.004915 | 0 | 30 | 112 |  | 1.022 | GST | 1 | 0.035936 | 0 | 0 | 0 | 0 |  |  | 0.035936 | 0 |  |  |  |  | 0 | 0
1862 | EAGLEMNT_2G | MB | North | YES | 0.004915 | 0 | 40 | 100 |  | 1.022 | GST | 1 | 0.035936 | 0 | 0 | 0 | 0 |  |  | 0.035936 | 0 |  |  |  |  | 0 | 0
1863 | EAGLEMNT_3G | MB | North | YES | 0.004915 | 0 | 50 | 378 |  | 1.022 | GST | 1 | 0.035936 | 0 | 0 | 0 | 0 |  |  | 0.035936 | 0 |  |  |  |  | 0 | 0
1877 | WLFHOLW_1G | 1 | North | YES | 0.003593 | 217.3 | 89.2 | 217.3 | 0 | 1.032 | CC | 1 | 0.034614 | 217.3 | 217.3 | 0.78076 | 217.3 |  |  | 0.034614 | 7.5217 |  |  |  |  | 0 | 0
1878 | WLFHOLW_2G | 2 | North | YES | 0.003593 | 215.7 | 105 | 215.7 | 0 | 1.032 | CC | 1 | 0.034614 | 215.7 | 215.7 | 0.77501 | 215.7 |  |  | 0.034614 | 7.4663 |  |  |  |  | 0 | 0
1879 | WLFHOLW_3G | 3 | North | YES | 0.003593 | 272.4 | 89.2 | 272.4 | 0 | 1.032 | CC | 1 | 0.034614 | 272.4 | 272.4 | 0.97873 | 272.4 |  |  | 0.034614 | 9.4289 |  |  |  |  | 0 | 0
1889 | DECRDOVA_1G | 1 | North | YES | 0.003607 | 779 | 255 | 779 | 0 | 1.02 | GSC | 1 | 0.034628 | 779 | 779 | 2.8099 | 779 |  |  | 0.034628 | 26.9754 |  |  |  |  | 0 | 0
1892 | DECRDOVA_2G | A | North | YES | 0.003662 | 65 | 65 | 70 | 0 | 1.025 | GGT | 1 | 0.034683 | 70 | 70 | 0.25634 | 70 |  |  | 0.034683 | 2.4278 |  |  |  |  | 0 | 0
1893 | DECRDOVA_3G | B | North | YES | 0.003662 | 65 | 65 | 69 | 0 | 1.025 | GGT | 1 | 0.034683 | 69 | 69 | 0.25268 | 69 |  |  | 0.034683 | 2.3931 |  |  |  |  | 0 | 0
1894 | DECRDOVA_4G | C | North | YES | 0.003662 | 65 | 65 | 69 | 0 | 1.025 | GGT | 1 | 0.034683 | 69 | 69 | 0.25268 | 69 |  |  | 0.034683 | 2.3931 |  |  |  |  | 0 | 0
1895 | DECRDOVA_5G | D | North | YES | 0.003662 | 65 | 65 | 68 | 0 | 1.025 | GGT | 1 | 0.034683 | 68 | 68 | 0.24902 | 68 |  |  | 0.034683 | 2.3585 |  |  |  |  | 0 | 0
1898 | COMCHEPK_1G | 1 | North | YES | 0.003603 | 1159 | 1150 | 1159 | 0 | 1.032 | Nuc | 1 | 0.034624 | 0 | 0 | 0 | 0 |  |  | 0.034624 | 0 |  |  |  |  | 0 | 0
1899 | COMCHEPK_2G | 2 | North | YES | 0.003603 | 1159 | 1128 | 1159 | 0 | 1.032 | Nuc | 1 | 0.034624 | 0 | 0 | 0 | 0 |  |  | 0.034624 | 0 |  |  |  |  | 0 | 0
1937 | MDLTHELP_5G | 5 | North | YES | 0.003385 | 224 | 74 | 224 | 0 | 1 | CC | 1 | 0.034406 | 224 | 224 | 0.75824 | 224 |  |  | 0.034406 | 7.707 |  |  |  |  | 0 | 0
1938 | MDLTHELP_6G | 6 | North | YES | 0.003385 | 226 | 74 | 226 | 0 | 1 | CC | 1 | 0.034406 | 226 | 226 | 0.76501 | 226 |  |  | 0.034406 | 7.7758 |  |  |  |  | 0 | 0
1941 | MDLTHELP_1G | 1 | North | YES | 0.003323 | 216.4 | 74 | 216.4 | 0 | 1 | CC | 1 | 0.034344 | 216.4 | 216.4 | 0.7191 | 216.4 |  |  | 0.034344 | 7.4321 |  |  |  |  | 0 | 0
1942 | MDLTHELP_2G | 2 | North | YES | 0.003323 | 216.1 | 74 | 216.1 | 0 | 1 | CC | 1 | 0.034344 | 216.1 | 216.1 | 0.7181 | 216.1 |  |  | 0.034344 | 7.4218 |  |  |  |  | 0 | 0
1943 | MDLTHELP_3G | 3 | North | YES | 0.003385 | 212 | 74 | 212 | 0 | 1 | CC | 1 | 0.034406 | 212 | 212 | 0.71762 | 212 |  |  | 0.034406 | 7.2941 |  |  |  |  | 0 | 0
1944 | MDLTHELP_4G | 4 | North | YES | 0.003385 | 211 | 74 | 211 | 0 | 1 | CC | 1 | 0.034406 | 211 | 211 | 0.71423 | 211 |  |  | 0.034406 | 7.2597 |  |  |  |  | 0 | 0
1945 | HANDLEY_1G | MB | North | YES | 0.003872 | 0 | 25 | 36 |  | 0.986 | #N/A | 1 | 0.034893 | 36 | 36 | 0.13939 | 36 |  |  | 0.034893 | 1.2562 |  |  |  |  | 0 | 0
1946 | HANDLEY_2G | MB | North | YES | 0.003872 | 0 | 30 | 68 |  | 0.986 | #N/A | 1 | 0.034893 | 68 | 68 | 0.2633 | 68 |  |  | 0.034893 | 2.3727 |  |  |  |  | 0 | 0
1947 | HANDLEY_3G | 3 | North | YES | 0.003781 | 316 | 100 | 395 | 0 | 1.022 | GST | 1 | 0.034802 | 395 | 395 | 1.4935 | 395 |  |  | 0.034802 | 13.7469 |  |  |  |  | 0 | 0
1948 | HANDLEY_4G | 4 | North | YES | 0.00377 | 348 | 150 | 435 | 0 | 1.022 | GST | 1 | 0.034791 | 435 | 435 | 1.64 | 435 |  |  | 0.034791 | 15.1342 |  |  |  |  | 0 | 0
1949 | HANDLEY_5G | 5 | North | YES | 0.003781 | 348 | 150 | 435 | 0 | 1.022 | GST | 1 | 0.034802 | 435 | 435 | 1.6447 | 435 |  |  | 0.034802 | 15.139 |  |  |  |  | 0 | 0
2371 | COLLIN_1G | MB | North | YES | 0.003736 | 0 | 40 | 138 |  | 1.022 | GST | 1 | 0.034757 | 0 | 0 | 0 | 0 |  |  | 0.034757 | 0 |  |  |  |  | 0 | 0
2381 | NTHLK1_G | 1 | North | YES | 0.003661 | 0 | 35 | 156 |  | 1.022 | GST | 1 | 0.034682 | 156 | 156 | 0.57112 | 156 |  |  | 0.034682 | 5.4104 |  |  |  |  | 0 | 0
2382 | NTHLK2_G | 2 | North | YES | 0.003661 | 0 | 35 | 181 |  | 1.022 | GST | 1 | 0.034682 | 181 | 181 | 0.66264 | 181 |  |  | 0.034682 | 6.2775 |  |  |  |  | 0 | 0
2383 | NTHLK3_G | 3 | North | YES | 0.003661 | 0 | 50 | 329 |  | 1.022 | GST | 1 | 0.034682 | 329 | 329 | 1.2045 | 329 |  |  | 0.034682 | 11.4105 |  |  |  |  | 0 | 0
2413 | MTCK6_G | 6 | North | YES | 0.00349 | 0 | 30 | 118 |  | 1.022 | GST | 1 | 0.034511 | 118 | 118 | 0.41182 | 118 |  |  | 0.034511 | 4.0723 |  |  |  |  | 0 | 0
2414 | MTCK7_G | 7 | North | YES | 0.00349 | 0 | 30 | 115 |  | 1.022 | GST | 1 | 0.034511 | 115 | 115 | 0.40135 | 115 |  |  | 0.034511 | 3.9688 |  |  |  |  | 0 | 0
2417 | MTCK8_G | 8 | North | YES | 0.00349 | 444.8 | 60 | 556 | 0 | 1.022 | GSC | 1 | 0.034511 | 556 | 556 | 1.9404 | 556 |  |  | 0.034511 | 19.1882 |  |  |  |  | 0 | 0
2418 | MTCK2_G | 2 | North | YES | 0.003507 | 0 | 10 | 23 |  | 0.971 | #N/A | 1 | 0.034528 | 23 | 23 | 0.080661 | 23 |  |  | 0.034528 | 0.79415 |  |  |  |  | 0 | 0
2419 | MTCK3_G | MB | North | YES | 0.003507 | 0 | 10 | 63 |  | 0.971 | #N/A | 1 | 0.034528 | 63 | 63 | 0.22094 | 63 |  |  | 0.034528 | 2.1753 |  |  |  |  | 0 | 0
2451 | LKHB1_G | 1 | North | YES | 0.003505 | 0 | 80 | 391 |  | 1.022 | GST | 1 | 0.034526 | 391 | 391 | 1.3705 | 391 |  |  | 0.034526 | 13.4998 |  |  |  |  | 0 | 0
2452 | LKHB2_G | 2 | North | YES | 0.003505 | 516 | 80 | 516 | 0 | 1.022 | GST | 1 | 0.034526 | 516 | 516 | 1.8086 | 516 |  |  | 0.034526 | 17.8155 |  |  |  |  | 0 | 0
3097 | MARTLAKE_1G | 1 | North | YES | 0.003328 | 790 | 500 | 790 | 0 | 1.017 | LIGCO | 1 | 0.034349 | 0 | 790 | 2.6291 | 790 |  |  | 0.034349 | 27.1359 |  |  |  |  | 0 | 0
3098 | MARTLAKE_2G | 2 | North | YES | 0.003328 | 795 | 461 | 795 | 0 | 1.017 | LIGCO | 1 | 0.034349 | 0 | 795 | 2.6458 | 795 |  |  | 0.034349 | 27.3076 |  |  |  |  | 0 | 0
3099 | MARTLAKE_3G | 3 | North | YES | 0.003328 | 804 | 500 | 804 | 0 | 1.017 | LIGCO | 1 | 0.034349 | 0 | 804 | 2.6757 | 804 |  |  | 0.034349 | 27.6168 |  |  |  |  | 0 | 0
3107 | STRYKER_1G | 1 | North | YES | 0.003276 | 145.6 | 45 | 182 | 0 | 1.029 | GST | 1 | 0.034297 | 182 | 182 | 0.59623 | 182 |  |  | 0.034297 | 6.2421 |  |  |  |  | 0 | 0
3108 | STRYKER_2G | 2 | North | YES | 0.003276 | 484 | 75 | 484 | 0 | 1.029 | GST | 1 | 0.034297 | 484 | 484 | 1.5856 | 484 |  |  | 0.034297 | 16.5999 |  |  |  |  | 0 | 0
3113 | LUFKINWB_1G | 1 | North | YES | 0.003283 | 0 | 0 | 50 |  | 1.01 | #N/A | 1 | 0.034304 | 50 | 50 | 0.16415 | 50 |  |  | 0.034304 | 1.7152 |  |  |  |  | 0 | 0
3126 | TRINIDAD_6G | 1 | North | YES | 0.003211 | 179.2 | 46 | 224 | 0 | 1 | GST | 1 | 0.034232 | 224 | 224 | 0.71926 | 224 |  |  | 0.034232 | 7.668 |  |  |  |  | 0 | 0
3348 | CHAMPION_1G | MB | North | YES | 0.003285 | 0 | 42 | 42 |  | 1 | Cogen | 1 | 0.034306 | 0 | 0 | 0 | 0 |  |  | 0.034306 | 0 |  |  |  |  | 0 | 0
3381 | BBRN_1G | 1 | North | YES | 0.003053 | 618 | 225 | 618 | 0 | 1.03 | LIGCO | 1 | 0.034074 | 0 | 618 | 1.8868 | 618 |  |  | 0.034074 | 21.0579 |  |  |  |  | 0 | 0
3382 | BBRN_2G | 2 | North | YES | 0.003053 | 589 | 225 | 589 | 0 | 1.03 | LIGCO | 1 | 0.034074 | 0 | 589 | 1.7982 | 589 |  |  | 0.034074 | 20.0697 |  |  |  |  | 0 | 0
3403 | THOUSE_1G | 1 | North | YES | 0.002261 | 563 | 200 | 563 | 0 | 1.012 | GSC | 1 | 0.033282 | 563 | 563 | 1.2729 | 563 |  |  | 0.033282 | 18.7379 |  |  |  |  | 0 | 0
3404 | THOUSE_2G | 2 | North | YES | 0.002261 | 807 | 250 | 807 | 0 | 1.012 | GSC | 1 | 0.033282 | 807 | 807 | 1.8246 | 807 |  |  | 0.033282 | 26.8588 |  |  |  |  | 0 | 0
3416 | LAKE_CRK1_G | 1 | North | YES | 0.00214 | 60 | 33 | 75 |  | 1.029 | GST | 1 | 0.033161 | 75 | 75 | 0.1605 | 75 |  |  | 0.033161 | 2.4871 |  |  |  |  | 0 | 0
3417 | LAKE_CRK2_G | 2 | North | YES | 0.00214 | 177.6 | 40 | 222 | 0 | 1.029 | GST | 1 | 0.033161 | 222 | 222 | 0.47508 | 222 |  |  | 0.033161 | 7.3618 |  |  |  |  | 0 | 0
3432 | SANDOW_4G | 4 | South | YES | 0.001197 | 580 | 225 | 580 | 0 | 1.029 | LIGCO | 1 | 0.032218 | 0 | 580 |  |  |  |  | 0.032218 | 18.6866 |  |  |  |  | 0 | 0
5026 | BRAUNIG_VHB1 | 1 | South | YES | 0.000259 | 215 | 40 | 215 | 0 | 1.0192 | GST | 1 | 0.03128 | 215 | 215 |  |  |  |  | 0.03128 | 6.7252 |  |  |  |  | 0 | 0
5027 | BRAUNIG_VHB2 | 2 | South | YES | 0.000259 | 172.8 | 40 | 216 | 0 | 1.0192 | GST | 1 | 0.03128 | 216 | 216 |  |  |  |  | 0.03128 | 6.7565 |  |  |  |  | 0 | 0
5028 | BRAUNIG_VHB3 | 3 | South | YES | 0.00024 | 407 | 60 | 407 | 0 | 1.0138 | GST | 1 | 0.031261 | 407 | 407 |  |  |  |  | 0.031261 | 12.7233 |  |  |  |  | 0 | 0
5031 | BRA_VHBCT1 | 1 | South | YES | 0.000259 | 44 | 24 | 44 | 0 | 1.0192 | #N/A | 1 | 0.03128 | 44 | 44 |  |  |  |  | 0.03128 | 1.3763 |  |  |  |  | 0 | 0
5032 | BRA_VHBCT2 | 2 | South | YES | 0.000259 | 44 | 24 | 44 | 0 | 1.0192 | #N/A | 1 | 0.03128 | 44 | 44 |  |  |  |  | 0.03128 | 1.3763 |  |  |  |  | 0 | 0
5033 | BRA_VHBCT3 | 3 | South | YES | 0.000259 | 43 | 24 | 43 | 0 | 1.0192 | #N/A | 1 | 0.03128 | 43 | 43 |  |  |  |  | 0.03128 | 1.345 |  |  |  |  | 0 | 0
5034 | BRA_VHBCT4 | 4 | South | YES | 0.000259 | 45 | 24 | 45 | 0 | 1.0192 | #N/A | 1 | 0.03128 | 45 | 45 |  |  |  |  | 0.03128 | 1.4076 |  |  |  |  | 0 | 0
5111 | CALAVER_JTD1 | 1 | South | YES | 0.00027 | 430 | 80 | 430 | 0 | 1.0138 | LIGCO | 1 | 0.031291 | 0 | 430 |  |  |  |  | 0.031291 | 13.4552 |  |  |  |  | 0 | 0
5112 | CALAVER_JTD2 | 2 | South | YES | 0.00027 | 430 | 80 | 430 | 0 | 1.0138 | LIGCO | 1 | 0.031291 | 0 | 430 |  |  |  |  | 0.031291 | 13.4552 |  |  |  |  | 0 | 0
5264 | LEON_LCP3G3 | 3 | South | YES | 0.000182 | 0 | 20 | 58 |  | 1.0197 | GST | 1 | 0.031203 | 58 | 58 |  |  |  |  | 0.031203 | 1.8098 |  |  |  |  | 0 | 0
5265 | LEON_LCP4G4 | 4 | South | YES | 0.000182 | 71.2 | 25 | 89 | 0 | 1.0197 | GST | 1 | 0.031203 | 89 | 89 |  |  |  |  | 0.031203 | 2.7771 |  |  |  |  | 0 | 0
5266 | LEON_LCPCT1 | 1 | South | YES | 0.000182 | 44 | 24 | 44 | 0 | 1.0197 | GGT | 1 | 0.031203 | 44 | 44 |  |  |  |  | 0.031203 | 1.3729 |  |  |  |  | 0 | 0
5267 | LEON_LCPCT2 | 2 | South | YES | 0.000182 | 44 | 24 | 44 | 0 | 1.0197 | GGT | 1 | 0.031203 | 44 | 44 |  |  |  |  | 0.031203 | 1.3729 |  |  |  |  | 0 | 0
5268 | LEON_LCPCT3 | 3 | South | YES | 0.000182 | 43 | 24 | 43 | 0 | 1.0197 | GGT | 1 | 0.031203 | 43 | 43 |  |  |  |  | 0.031203 | 1.3417 |  |  |  |  | 0 | 0
5269 | LEON_LCPCT4 | 4 | South | YES | 0.000182 | 45 | 24 | 45 | 0 | 1.0197 | GGT | 1 | 0.031203 | 45 | 45 |  |  |  |  | 0.031203 | 1.4041 |  |  |  |  | 0 | 0
5396 | CALAVER_OWS1 | 1 | South | YES | 0.00026 | 418 | 80 | 418 | 0 | 1.0192 | GST | 1 | 0.031281 | 418 | 418 |  |  |  |  | 0.031281 | 13.0756 |  |  |  |  | 0 | 0
5397 | CALAVER_OWS2 | 2 | South | YES | 0.00026 | 400 | 80 | 400 | 0 | 1.0192 | GST | 1 | 0.031281 | 400 | 400 |  |  |  |  | 0.031281 | 12.5125 |  |  |  |  | 0 | 0
5401 | CALAVER_JKS1 | 1 | South | YES | 0.000361 | 562 | 100 | 562 | 0 | 1.018 | LIGCO | 1 | 0.031382 | 0 | 562 |  |  |  |  | 0.031382 | 17.6368 |  |  |  |  | 0 | 0
5436 | TUTTL_WBT1G1 | 1 | South | YES | 0.000309 | 48.8 | 20 | 61 | 0 | 1.012 | GST | 1 | 0.03133 | 61 | 61 |  |  |  |  | 0.03133 | 1.9111 |  |  |  |  | 0 | 0
5438 | TUTTL_WBT3G3 | 3 | South | YES | 0.000309 | 95 | 25 | 95 | 0 | 1.012 | GST | 1 | 0.03133 | 95 | 95 |  |  |  |  | 0.03133 | 2.9764 |  |  |  |  | 0 | 0
5439 | TUTTL_WBT4G4 | 4 | South | YES | 0.000309 | 120.8 | 40 | 151 | 0 | 1.012 | GST | 1 | 0.03133 | 151 | 151 |  |  |  |  | 0.03133 | 4.7309 |  |  |  |  | 0 | 0
5476 | BRA_AVR1_CT1 | 1 | South | YES | 0.000335 | 155 | 90 | 155 | 0 | 1.017 | CC | 1 | 0.031356 | 155 | 155 |  |  |  |  | 0.031356 | 4.8602 |  |  |  |  | 0 | 0
5477 | BRA_AVR1_ST1 | 1 | South | YES | 0.000335 | 174 | 138 | 174 | 0 | 1.017 | CC | 1 | 0.031356 | 174 | 174 |  |  |  |  | 0.031356 | 5.456 |  |  |  |  | 0 | 0
5478 | BRA_AVR1_CT2 | 1 | South | YES | 0.000335 | 155 | 90 | 155 | 0 | 1.017 | CC | 1 | 0.031356 | 155 | 155 |  |  |  |  | 0.031356 | 4.8602 |  |  |  |  | 0 | 0
5503 | RAYBURNGEN3 | 1 | South | YES | 0.000597 | 17.6 | 6 | 22 | 0 | 1.0223 | GST | 1 | 0.031618 | 22 | 22 |  |  |  |  | 0.031618 | 0.6956 |  |  |  |  | 0 | 0
5505 | RAYBURNGEN1 | 1 | South | YES | 0.000597 | 0 | 1 | 11 |  | 1.0223 | GGT | 1 | 0.031618 | 11 | 11 |  |  |  |  | 0.031618 | 0.3478 |  |  |  |  | 0 | 0
5506 | RAYBURNGEN2 | 1 | South | YES | 0.000597 | 0 | 1 | 11 |  | 1.0223 | GGT | 1 | 0.031618 | 11 | 11 |  |  |  |  | 0.031618 | 0.3478 |  |  |  |  | 0 | 0
5508 | RAYBURNCC9 | 1 | South | YES | 0.000619 | 47.7 | 18.2 | 47.7 | 0 | 1.0296 | CC | 1 | 0.03164 | 47.7 | 47.7 |  |  |  |  | 0.03164 | 1.5092 |  |  |  |  | 0 | 0
5509 | RAYBURNCC10 | 1 | South | YES | 0.000619 | 37.3 | 5.2 | 37.3 | 0 | 1.0296 | CC | 1 | 0.03164 | 37.3 | 37.3 |  |  |  |  | 0.03164 | 1.1802 |  |  |  |  | 0 | 0
5511 | RAYBURNCC7 | 1 | South | YES | 0.000619 | 47.5 | 18.2 | 47.5 | 0 | 1.0296 | CC | 1 | 0.03164 | 47.5 | 47.5 |  |  |  |  | 0.03164 | 1.5029 |  |  |  |  | 0 | 0
5512 | RAYBURNCC8 | 1 | South | YES | 0.000619 | 49.3 | 18.2 | 49.3 | 0 | 1.0296 | CC | 1 | 0.03164 | 49.3 | 49.3 |  |  |  |  | 0.03164 | 1.5599 |  |  |  |  | 0 | 0
5728 | FALCONHYDRO2 | 2 | South | YES | -7.7e-05 | 12 | 0 | 12 | 0 | 1.0227 | Hydro | 1 | 0.030944 | 0 | 0 |  |  |  |  | 0.030944 | 0 |  |  |  |  | 0 | 0
5729 | FALCONHYDRO3 | 3 | South | YES | -7.7e-05 | 11 | 0 | 11 | 0 | 1.0227 | Hydro | 1 | 0.030944 | 0 | 0 |  |  |  |  | 0.030944 | 0 |  |  |  |  | 0 | 0
5890 | PEARSALLGEN1 | 1 | South | YES | -0.0009 | 19.2 | 6 | 24 | 0 | 1.0161 | GST | 1 | 0.030121 | 24 | 24 |  |  |  |  | 0.030121 | 0.72291 |  |  |  |  | 0 | 0
5891 | PEARSALLGEN2 | 1 | South | YES | -0.0009 | 19.4 | 6 | 24.3 | 0 | 1.0161 | GST | 1 | 0.030121 | 24.3 | 24.3 |  |  |  |  | 0.030121 | 0.73195 |  |  |  |  | 0 | 0
5892 | PEARSALLGEN3 | 1 | South | YES | -0.0009 | 19.1 | 6 | 23.9 | 0 | 1.0161 | GST | 1 | 0.030121 | 23.9 | 23.9 |  |  |  |  | 0.030121 | 0.7199 |  |  |  |  | 0 | 0
5903 | SANMIGUELGEN | 1 | South | YES | 0.000319 | 396.3 | 180 | 396.3 | 0 | 1.0331 | LIGCO | 1 | 0.03134 | 0 | 396.3 |  |  |  |  | 0.03134 | 12.4201 |  |  |  |  | 0 | 0
5911 | STP_GN1___1 | 1 | Houston | YES | 0.001264 | 1333 | 1249 | 1333 | 0 | 1.0406 | Nuc | 1 | 0.032285 | 0 | 0 |  |  |  |  | 0.032285 | 0 |  |  |  |  | 0 | 0
5912 | STP_GN2___2 | 2 | Houston | YES | 0.001264 | 1332 | 1249 | 1332 | 0 | 1.0406 | Nuc | 1 | 0.032285 | 0 | 0 |  |  |  |  | 0.032285 | 0 |  |  |  |  | 0 | 0
5925 | DCEAST | EQ | North | YES | 0.003603 | 400.3 | -600 | 600 | 0 | 1.025 | DCTie | 1 | 0.034624 | 0 | 0 | 0 | 0 |  |  | 0.034624 | 0 |  |  |  |  | 0 | 0
5932 | SI_RAY9 | 9 | South | YES | 0.000391 | 32 | 32 | 38 | 0 | 1.035 | CC | 1 | 0.031412 | 38 | 38 |  |  |  |  | 0.031412 | 1.1937 |  |  |  |  | 0 | 0
5933 | SI_RAY6 | 6 | South | YES | 0.000391 | 15.4 | 10 | 19.3 | 0 | 1.035 | GST | 1 | 0.031412 | 19.3 | 19.3 |  |  |  |  | 0.031412 | 0.60626 |  |  |  |  | 0 | 0
5934 | SI_RAY5 | 5 | South | YES | 0 | 0 | 10 | 15 |  | 1.035 | GST | 1 | 0.031021 | 15 | 15 |  |  |  |  | 0.031021 | 0.46532 |  |  |  |  | 0 | 0
5935 | SI_RAY10 | 10 | South | YES | 0.000391 | 47 | 10 | 47 | 0 | 1.03 | CC | 1 | 0.031412 | 47 | 47 |  |  |  |  | 0.031412 | 1.4764 |  |  |  |  | 0 | 0
6016 | SWMESA | 1 | West | YES | -0.029042 | 18.8 | 0 | 75 |  | 1.03 | Wind | -1 | 0.032704 | 0 | 75 |  |  | 0 | 0 | -0.032704 | 0 |  |  |  |  | 0 | 0
6100 | OKLA7A | EQ | West | YES | -0.01712 | 50 | -220 | 220 | 0 | 1.035 | DCTie | -1 | 0.020782 | 0 | 0 |  |  | 0 | 0 | -0.020782 | 0 |  |  |  |  | 0 | 0
6144 | MCADOO1A | 1 | West | YES | -0.1133 | 15 | 0 | 150 | 0 | 1.025 | Wind | -1 | 0.11696 | 0 | 150 |  |  | 0 | 0 | -0.11696 | 0 |  |  |  |  | 0 | 0
6407 | TURKTRAK1A | 1 | West | YES | -0.061468 | 33.9 | 0 | 169.5 | 0 | 1.025 | Wind | -1 | 0.06513 | 0 | 169.5 |  |  | 0 | 0 | -0.06513 | 0 |  |  |  |  | 0 | 0
6637 | SNYDERW1A | 1 | West | YES | -0.052622 | 12.6 | 0 | 63 | 0 | 1.025 | Wind | -1 | 0.056284 | 0 | 63 |  |  | 0 | 0 | -0.056284 | 0 |  |  |  |  | 0 | 0
6752 | OKLA0A | 1 | West | YES | -0.01712 | 649.7 | 175 | 649.7 | 0 | 1.035 | LIGCO | -1 | 0.020782 | 0 | 649.7 |  |  | 0 | 0 | -0.020782 | 0 |  |  |  |  | 0 | 0
6948 | DENISNDM | 2 | North | YES | 0.003813 | 31 | 5 | 40 | 0 | 1.015 | Hydro | 1 | 0.034834 | 0 | 0 | 0 | 0 |  |  | 0.034834 | 0 |  |  |  |  | 0 | 0
6948 | DENISNDM | 1 | North | YES | 0.003813 | 40 | 5 | 40 | 0 | 1.015 | Hydro | 1 | 0.034834 | 0 | 0 | 0 | 0 |  |  | 0.034834 | 0 |  |  |  |  | 0 | 0
7000 | L_FERGUS1_1Y | 1 | South | YES | -0.001527 | 400 | 65 | 423.3 | 0 | 1.015 | GSC | 1 | 0.029494 | 423.3 | 423.3 |  |  |  |  | 0.029494 | 12.4849 |  |  |  |  | 0 | 0
7004 | L_SIMGID1_1Y | 1 | South | YES | 0.000696 | 132 | 40 | 132 | 0 | 1.02 | GST | 1 | 0.031717 | 132 | 132 |  |  |  |  | 0.031717 | 4.1867 |  |  |  |  | 0 | 0
7005 | L_SIMGID1_2Y | 2 | South | YES | 0.000696 | 133 | 32 | 139 | 0 | 1.02 | GST | 1 | 0.031717 | 139 | 139 |  |  |  |  | 0.031717 | 4.4087 |  |  |  |  | 0 | 0
7006 | L_SIMGID1_3Y | 3 | South | YES | 0.000696 | 324.9 | 60 | 329 | 0 | 1.02 | GST | 1 | 0.031717 | 329 | 329 |  |  |  |  | 0.031717 | 10.435 |  |  |  |  | 0 | 0
7007 | L_LOSTPI1_1Y | 1 | South | YES | 0.000863 | 158.6 | 110 | 158 | 0 | 1 | CC | 1 | 0.031884 | 158 | 158 |  |  |  |  | 0.031884 | 5.0377 |  |  |  |  | 0 | 0
7008 | L_LOSTPI1_2Y | 2 | South | YES | 0.000863 | 157.7 | 107 | 160 | 0 | 1 | CC | 1 | 0.031884 | 160 | 160 |  |  |  |  | 0.031884 | 5.1015 |  |  |  |  | 0 | 0
7009 | L_LOSTPI1_3Y | 3 | South | YES | 0.000863 | 173.9 | 72 | 175 | 0 | 1 | CC | 1 | 0.031884 | 175 | 175 |  |  |  |  | 0.031884 | 5.5797 |  |  |  |  | 0 | 0
7010 | L_FPPYD11_1Y | 1 | South | YES | 0.000884 | 547.4 | 200 | 606 | 0 | 1.02 | LIGCO | 1 | 0.031905 | 0 | 606 |  |  |  |  | 0.031905 | 19.3346 |  |  |  |  | 0 | 0
7011 | L_FPPYD11_2Y | 2 | South | YES | 0.000884 | 552.2 | 200 | 598 | 0 | 1.02 | LIGCO | 1 | 0.031905 | 0 | 598 |  |  |  |  | 0.031905 | 19.0793 |  |  |  |  | 0 | 0
7012 | L_FPPYD21_3Y | 3 | South | YES | 0.000883 | 427.5 | 200 | 436 | 0 | 1.02 | LIGCO | 1 | 0.031904 | 0 | 436 |  |  |  |  | 0.031904 | 13.9102 |  |  |  |  | 0 | 0
7014 | L_HAYSEN1_1Y | 1 | South | YES | 0.000508 | 223.9 | 74 | 223.9 | 0 | 1.008 | CC | 1 | 0.031529 | 223.9 | 223.9 |  |  |  |  | 0.031529 | 7.0594 |  |  |  |  | 0 | 0
7015 | L_HAYSEN1_2Y | 2 | South | YES | 0.000508 | 225 | 74 | 225 | 0 | 1.008 | CC | 1 | 0.031529 | 225 | 225 |  |  |  |  | 0.031529 | 7.0941 |  |  |  |  | 0 | 0
7016 | L_HAYSEN1_3Y | 3 | South | YES | 0.000508 | 224.6 | 74 | 224.6 | 0 | 1.008 | CC | 1 | 0.031529 | 224.6 | 224.6 |  |  |  |  | 0.031529 | 7.0815 |  |  |  |  | 0 | 0
7017 | L_HAYSEN1_4Y | 4 | South | YES | 0.000508 | 226.7 | 74 | 226.7 | 0 | 1.008 | CC | 1 | 0.031529 | 226.7 | 226.7 |  |  |  |  | 0.031529 | 7.1477 |  |  |  |  | 0 | 0
7020 | L_AUSTPL1_1Y | 2 | South | YES | 0.000505 | 0 | 0 | 8 |  | 1 | Hydro | 1 | 0.031526 | 0 | 0 |  |  |  |  | 0.031526 | 0 |  |  |  |  | 0 | 0
7020 | L_AUSTPL1_1Y | 1 | South | YES | 0.000505 | 0 | 0 | 8 |  | 1 | Hydro | 1 | 0.031526 | 0 | 0 |  |  |  |  | 0.031526 | 0 |  |  |  |  | 0 | 0
7022 | L_BUCHAN1_1Y | 1 | South | YES | -0.001865 | 0 | 0 | 18 |  | 1 | Hydro | 1 | 0.029156 | 0 | 0 |  |  |  |  | 0.029156 | 0 |  |  |  |  | 0 | 0
7023 | L_BUCHAN1_2Y | 2 | South | YES | -0.001865 | 0 | 0 | 18 |  | 1 | Hydro | 1 | 0.029156 | 0 | 0 |  |  |  |  | 0.029156 | 0 |  |  |  |  | 0 | 0
7024 | L_BUCHAN1_3Y | 3 | South | YES | -0.001865 | 0 | 0 | 15 |  | 1 | Hydro | 1 | 0.029156 | 0 | 0 |  |  |  |  | 0.029156 | 0 |  |  |  |  | 0 | 0
7026 | L_INKSDA1_1Y | 1 | South | YES | -0.002325 | 0 | 0 | 13.7 |  | 1 | Hydro | 1 | 0.028696 | 0 | 0 |  |  |  |  | 0.028696 | 0 |  |  |  |  | 0 | 0
7028 | L_MARBFA1_1Y | 1 | South | YES | -0.001058 | 0 | 0 | 18 |  | 1 | Hydro | 1 | 0.029963 | 0 | 0 |  |  |  |  | 0.029963 | 0 |  |  |  |  | 0 | 0
7029 | L_MARBFA1_2Y | 2 | South | YES | -0.001058 | 0 | 0 | 18 |  | 1 | Hydro | 1 | 0.029963 | 0 | 0 |  |  |  |  | 0.029963 | 0 |  |  |  |  | 0 | 0
7031 | L_MARSFO1G1Y | 1 | South | YES | 6e-06 | 0 | 0 | 36 |  | 1 | Hydro | 1 | 0.031027 | 0 | 0 |  |  |  |  | 0.031027 | 0 |  |  |  |  | 0 | 0
7032 | L_MARSFO1G2Y | 2 | South | YES | 6e-06 | 0 | 0 | 35 |  | 1 | Hydro | 1 | 0.031027 | 0 | 0 |  |  |  |  | 0.031027 | 0 |  |  |  |  | 0 | 0
7033 | L_MARSFO1G3Y | 3 | South | YES | 6e-06 | 0 | 0 | 36 |  | 1 | Hydro | 1 | 0.031027 | 0 | 0 |  |  |  |  | 0.031027 | 0 |  |  |  |  | 0 | 0
7035 | L_WIRTZ_1G1Y | 1 | South | YES | -0.001444 | 0 | 0 | 29 |  | 1 | Hydro | 1 | 0.029577 | 0 | 0 |  |  |  |  | 0.029577 | 0 |  |  |  |  | 0 | 0
7036 | L_WIRTZ_1G2Y | 2 | South | YES | -0.001444 | 23 | 0 | 29.8 |  | 1 | Hydro | 1 | 0.029577 | 0 | 0 |  |  |  |  | 0.029577 | 0 |  |  |  |  | 0 | 0
7038 | L_DELAWA1_1Y | 1 | West | YES | -0.031206 | 3.5 | 0 | 35 | 0 | 1 | Wind | -1 | 0.034868 | 0 | 35 |  |  | 0 | 0 | -0.034868 | 0 |  |  |  |  | 0 | 0
7038 | L_DELAWA1_1Y | 2 | West | YES | -0.031206 | 3 | 0 | 30 | 0 | 1 | Wind | -1 | 0.034868 | 0 | 30 |  |  | 0 | 0 | -0.034868 | 0 |  |  |  |  | 0 | 0
7303 | L_WPPGS12_1Y | 1 | South | YES | 0.000804 | 50 | 0 | 50 | 0 | 1.025 | GGT | 1 | 0.031825 | 50 | 50 |  |  |  |  | 0.031825 | 1.5913 |  |  |  |  | 0 | 0
7303 | L_WPPGS12_1Y | 2 | South | YES | 0.000804 | 50 | 0 | 50 | 0 | 1.025 | GGT | 1 | 0.031825 | 50 | 50 |  |  |  |  | 0.031825 | 1.5913 |  |  |  |  | 0 | 0
7305 | L_WPPGS34_1Y | 3 | South | YES | 0.000804 | 50 | 0 | 50 | 0 | 1.025 | GGT | 1 | 0.031825 | 50 | 50 |  |  |  |  | 0.031825 | 1.5913 |  |  |  |  | 0 | 0
7305 | L_WPPGS34_1Y | 4 | South | YES | 0.000804 | 50 | 0 | 50 | 0 | 1.025 | GGT | 1 | 0.031825 | 50 | 50 |  |  |  |  | 0.031825 | 1.5913 |  |  |  |  | 0 | 0
7487 | L_CANYHY8_1Y | 1 | South | YES | 0.000355 | 0 | 0 | 6 |  | 1 | Hydro | 1 | 0.031376 | 0 | 0 |  |  |  |  | 0.031376 | 0 |  |  |  |  | 0 | 0
7605 | L_MCQUEE9_1Y | 2 | South | YES | 0.000455 | 0 | 0 | 2.4 |  | 1.025 | Hydro | 1 | 0.031476 | 0 | 0 |  |  |  |  | 0.031476 | 0 |  |  |  |  | 0 | 0
7605 | L_MCQUEE9_1Y | 1 | South | YES | 0.000455 | 0 | 0 | 2.4 |  | 1.025 | Hydro | 1 | 0.031476 | 0 | 0 |  |  |  |  | 0.031476 | 0 |  |  |  |  | 0 | 0
7605 | L_MCQUEE9_1Y | 3 | South | YES | 0.000455 | 0 | 0 | 2.8 |  | 1.025 | Hydro | 1 | 0.031476 | 0 | 0 |  |  |  |  | 0.031476 | 0 |  |  |  |  | 0 | 0
7609 | L_SCHUMA8_1Y | 1 | South | YES | 0.000411 | 0 | 0 | 4 |  | 1 | Hydro | 1 | 0.031432 | 0 | 0 |  |  |  |  | 0.031432 | 0 |  |  |  |  | 0 | 0
7624 | L_LAKEWO9_1Y | 1 | South | YES | 0.000506 | 0 | 0 | 2.4 |  | 1 | Hydro | 1 | 0.031527 | 0 | 0 |  |  |  |  | 0.031527 | 0 |  |  |  |  | 0 | 0
7624 | L_LAKEWO9_1Y | 2 | South | YES | 0.000506 | 0 | 0 | 2.4 |  | 1 | Hydro | 1 | 0.031527 | 0 | 0 |  |  |  |  | 0.031527 | 0 |  |  |  |  | 0 | 0
7800 | L_GUADGE1_1Y | 1 | South | YES | 0.000456 | 147 | 30 | 147 | 0 | 1.02 | CC | 1 | 0.031477 | 147 | 147 |  |  |  |  | 0.031477 | 4.6272 |  |  |  |  | 0 | 0
7801 | L_GUADGE1_2Y | 2 | South | YES | 0.000456 | 138 | 30 | 138 | 0 | 1.02 | CC | 1 | 0.031477 | 138 | 138 |  |  |  |  | 0.031477 | 4.3439 |  |  |  |  | 0 | 0
7802 | L_GUADGE1_3Y | 3 | South | YES | 0.000456 | 146 | 30 | 146 | 0 | 1.02 | CC | 1 | 0.031477 | 146 | 146 |  |  |  |  | 0.031477 | 4.5957 |  |  |  |  | 0 | 0
7803 | L_GUADGE1_4Y | 4 | South | YES | 0.000456 | 149 | 30 | 149 | 0 | 1.02 | CC | 1 | 0.031477 | 149 | 149 |  |  |  |  | 0.031477 | 4.6901 |  |  |  |  | 0 | 0
7804 | L_GUADGE1_5Y | 5 | South | YES | 0.000456 | 182 | 30 | 182 | 0 | 1.02 | CC | 1 | 0.031477 | 182 | 182 |  |  |  |  | 0.031477 | 5.7289 |  |  |  |  | 0 | 0
7805 | L_GUADGE1_6Y | 6 | South | YES | 0.000456 | 203 | 30 | 203 | 0 | 1.02 | CC | 1 | 0.031477 | 203 | 203 |  |  |  |  | 0.031477 | 6.3899 |  |  |  |  | 0 | 0
7807 | L_BASTEN1_1Y | 1 | South | YES | 0.000781 | 152.5 | 83.5 | 152.5 | 0 | 1.004 | CC | 1 | 0.031802 | 152.5 | 152.5 |  |  |  |  | 0.031802 | 4.8498 |  |  |  |  | 0 | 0
7808 | L_BASTEN1_2Y | 1 | South | YES | 0.000781 | 149.5 | 83.5 | 149.5 | 0 | 1.004 | CC | 1 | 0.031802 | 149.5 | 149.5 |  |  |  |  | 0.031802 | 4.7544 |  |  |  |  | 0 | 0
7809 | L_BASTEN1_3Y | 1 | South | YES | 0.000781 | 232.6 | 42 | 232.6 | 0 | 1.004 | CC | 1 | 0.031802 | 232.6 | 232.6 |  |  |  |  | 0.031802 | 7.3972 |  |  |  |  | 0 | 0
7810 | L_RIONOG1G1Y | 1 | South | YES | 0.000483 | 148 | 0 | 148 | 0 | 1.02 | CC | 1 | 0.031504 | 148 | 148 |  |  |  |  | 0.031504 | 4.6626 |  |  |  |  | 0 | 0
7811 | L_RIONOG1G2Y | 2 | South | YES | 0.000483 | 148 | 0 | 148 | 0 | 1.02 | CC | 1 | 0.031504 | 148 | 148 |  |  |  |  | 0.031504 | 4.6626 |  |  |  |  | 0 | 0
7812 | L_RIONOG1G3Y | 3 | South | YES | 0.000483 | 154 | 0 | 154 | 0 | 1.02 | CC | 1 | 0.031504 | 154 | 154 |  |  |  |  | 0.031504 | 4.8517 |  |  |  |  | 0 | 0
7813 | L_RIONOG1S1Y | 4 | South | YES | 0.000483 | 293 | 0 | 293 | 0 | 1.02 | CC | 1 | 0.031504 | 293 | 293 |  |  |  |  | 0.031504 | 9.2307 |  |  |  |  | 0 | 0
8032 | AMISTADHYD1 | 1 | South | YES | -0.009107 | 33 | 13 | 33 | 0 | 1.0375 | Hydro | 1 | 0.021914 | 0 | 0 |  |  |  |  | 0.021914 | 0 |  |  |  |  | 0 | 0
8033 | AMISTADHYD2 | 2 | South | YES | -0.009107 | 25 | 13 | 25 | 0 | 1.0375 | Hydro | 1 | 0.021914 | 0 | 0 |  |  |  |  | 0.021914 | 0 |  |  |  |  | 0 | 0
8048 | FALCONHYDRO1 | 1 | South | YES | -7.7e-05 | 12 | 0 | 12 | 0 | 1.0227 | Hydro | 1 | 0.030944 | 0 | 0 |  |  |  |  | 0.030944 | 0 |  |  |  |  | 0 | 0
8066 | DUP1V#1 | 1 | South | YES | 0.000635 | 52.3 | 0 | 73 | 0 | 1.01 | Cogen | 1 | 0.031656 | 0 | 0 |  |  |  |  | 0.031656 | 0 |  |  |  |  | 0 | 0
8134 | FOR #1 | 1 | South | YES | 0.000744 | 54.1 | 45 | 79 | 0 | 1.03 | Cogen | 1 | 0.031765 | 0 | 0 |  |  |  |  | 0.031765 | 0 |  |  |  |  | 0 | 0
8138 | FOR #2 | 2 | South | YES | 0.000744 | 63.1 | 45 | 81 | 0 | 1.03 | Cogen | 1 | 0.031765 | 0 | 0 |  |  |  |  | 0.031765 | 0 |  |  |  |  | 0 | 0
8139 | JOS #1 | MB | South | YES | 0 | 0 | 45 | 255 |  | 1.02 | GST | 1 | 0.031021 | 0 | 0 |  |  |  |  | 0.031021 | 0 |  |  |  |  | 0 | 0
8147 | UCAR #2 | 10 | South | YES | 0.000672 | 18.2 | 0 | 28 |  | 1 | Cogen | 1 | 0.031693 | 0 | 0 |  |  |  |  | 0.031693 | 0 |  |  |  |  | 0 | 0
8148 | UCAR #1 | 2 | South | YES | 0.000672 | 6.1 | 0 | 7 | 0 | 1.009 | Cogen | 1 | 0.031693 | 0 | 0 |  |  |  |  | 0.031693 | 0 |  |  |  |  | 0 | 0
8153 | FOR #3 | 3 | South | YES | 0.000744 | 63.1 | 45 | 79.9 | 0 | 1.03 | Cogen | 1 | 0.031765 | 0 | 0 |  |  |  |  | 0.031765 | 0 |  |  |  |  | 0 | 0
8154 | FOR #4 | 4 | South | YES | 0.000744 | 63.1 | 60 | 80 | 0 | 1.03 | Cogen | 1 | 0.031765 | 0 | 0 |  |  |  |  | 0.031765 | 0 |  |  |  |  | 0 | 0
8155 | FOR #5 | 5 | South | YES | 0.000744 | 63.1 | 60 | 78.4 | 0 | 1.03 | Cogen | 1 | 0.031765 | 0 | 0 |  |  |  |  | 0.031765 | 0 |  |  |  |  | 0 | 0
8156 | FOR #6 | 6 | South | YES | 0.000744 | 24.9 | 5 | 25 | 0 | 1.03 | Cogen | 1 | 0.031765 | 0 | 0 |  |  |  |  | 0.031765 | 0 |  |  |  |  | 0 | 0
8157 | FOR #7 | 7 | South | YES | 0.000744 | 28.8 | 5 | 46 | 0 | 1.03 | Cogen | 1 | 0.031765 | 0 | 0 |  |  |  |  | 0.031765 | 0 |  |  |  |  | 0 | 0
8161 | COLETO0A | 1 | South | YES | 0.000494 | 633 | 200 | 633 | 0 | 1.03 | LIGCO | 1 | 0.031515 | 0 | 633 |  |  |  |  | 0.031515 | 19.9491 |  |  |  |  | 0 | 0
8173 | VICEC51A | 5 | South | YES | 0.000619 | 144 | 18 | 144 | 0 | 1.025 | CC | 1 | 0.03164 | 144 | 144 |  |  |  |  | 0.03164 | 4.5562 |  |  |  |  | 0 | 0
8174 | VICEC61A | 6 | South | YES | 0.000619 | 188 | 42 | 188 | 0 | 1.025 | CC | 1 | 0.03164 | 188 | 188 |  |  |  |  | 0.03164 | 5.9484 |  |  |  |  | 0 | 0
8189 | CUECPL2A | 1 | South | YES | 0.000533 | 12 | 0 | 12 | 0 | 1.02 | Cogen | 1 | 0.031554 | 0 | 0 |  |  |  |  | 0.031554 | 0 |  |  |  |  | 0 | 0
8262 | ELPS | 1 | South | YES | -0.006547 | 6 | 6 | 6 | 0 | 1.15 | Hydro | 1 | 0.024474 | 0 | 0 |  |  |  |  | 0.024474 | 0 |  |  |  |  | 0 | 0
8285 | LAR #1 | MB | South | YES | 0 | 0 | 9 | 32 |  | 1.0497 | GST | 1 | 0.031021 | 0 | 0 |  |  |  |  | 0.031021 | 0 |  |  |  |  | 0 | 0
8287 | LAR #2 | MB | South | YES | 0 | 0 | 9 | 32 |  | 1.04 | GST | 1 | 0.031021 | 0 | 0 |  |  |  |  | 0.031021 | 0 |  |  |  |  | 0 | 0
8288 | LAR #3 | MB | South | YES | 0 | 0 | 25 | 105 |  | 1.04 | GST | 1 | 0.031021 | 0 | 0 |  |  |  |  | 0.031021 | 0 |  |  |  |  | 0 | 0
8388 | BATES0A | MB | South | YES | 0 | 0 | 21 | 71 |  | 1.033 | GST | 1 | 0.031021 | 0 | 0 |  |  |  |  | 0.031021 | 0 |  |  |  |  | 0 | 0
8393 | BATES0B | MB | South | YES | 0 | 0 | 25 | 110 |  | 1.03 | GST | 1 | 0.031021 | 0 | 0 |  |  |  |  | 0.031021 | 0 |  |  |  |  | 0 | 0
8437 | NUECES_B0C | MB | South | YES | 0 | 0 | 7 | 30 |  | 1.03 | GST | 1 | 0.031021 | 0 | 0 |  |  |  |  | 0.031021 | 0 |  |  |  |  | 0 | 0
8438 | NUECES_B0B | MB | South | YES | 0 | 0 | 26 | 169 |  | 1.03 | GST | 1 | 0.031021 | 0 | 0 |  |  |  |  | 0.031021 | 0 |  |  |  |  | 0 | 0
8442 | NUECES_B0A | MB | South | YES | 0 | 0 | 81 | 367 |  | 1.03 | GST | 1 | 0.031021 | 0 | 0 |  |  |  |  | 0.031021 | 0 |  |  |  |  | 0 | 0
8456 | COSW#1 | 1 | South | YES | 0.000471 | 20 | 0 | 20 | 0 | 1.027 | Cogen | 1 | 0.031492 | 0 | 0 |  |  |  |  | 0.031492 | 0 |  |  |  |  | 0 | 0
8457 | COSW#2 | 2 | South | YES | 0.000471 | 14 | 0 | 14 | 0 | 1.027 | Cogen | 1 | 0.031492 | 0 | 0 |  |  |  |  | 0.031492 | 0 |  |  |  |  | 0 | 0
8459 | B_DAVIS0B | MB | South | YES | 0.000467 | 0 | 50 | 339 |  | 1.03 | GSC | 1 | 0.031488 | 0 | 0 |  |  |  |  | 0.031488 | 0 |  |  |  |  | 0 | 0
8460 | B_DAVIS0A | MB | South | YES | 0.000467 | 0 | 50 | 340 |  | 1.03 | GSC | 1 | 0.031488 | 0 | 0 |  |  |  |  | 0.031488 | 0 |  |  |  |  | 0 | 0
8461 | KOCH_UP0A | 1 | South | YES | 0.000458 | 38 | 0 | 38 | 0 | 1.012 | Cogen | 1 | 0.031479 | 0 | 0 |  |  |  |  | 0.031479 | 0 |  |  |  |  | 0 | 0
8506 | VAL #1 | 1 | South | YES | 0.000463 | 20.9 | 0 | 25 | 0 | 1.0055 | Cogen | 1 | 0.031484 | 0 | 0 |  |  |  |  | 0.031484 | 0 |  |  |  |  | 0 | 0
8507 | VAL #2 | 2 | South | YES | 0.000463 | 20.9 | 0 | 25 | 0 | 1.0055 | Cogen | 1 | 0.031484 | 0 | 0 |  |  |  |  | 0.031484 | 0 |  |  |  |  | 0 | 0
8511 | OXY_CC0A | 1 | South | YES | 0.000463 | 30.3 | 0 | 38 |  | 1.027 | Cogen | 1 | 0.031484 | 0 | 0 |  |  |  |  | 0.031484 | 0 |  |  |  |  | 0 | 0
8517 | CELANEBI0A | 1 | South | YES | 0.000434 | 29 | 0 | 29 | 0 | 1.02 | Cogen | 1 | 0.031455 | 0 | 0 |  |  |  |  | 0.031455 | 0 |  |  |  |  | 0 | 0
8560 | CNOPGT1 | 1 | South | YES | 0.000473 | 148.3 | 0 | 148.3 | 0 | 1.03 | Cogen | 1 | 0.031494 | 0 | 0 |  |  |  |  | 0.031494 | 0 |  |  |  |  | 0 | 0
8561 | CNOPGT2 | 2 | South | YES | 0.000473 | 148.6 | 0 | 148.6 | 0 | 1.03 | Cogen | 1 | 0.031494 | 0 | 0 |  |  |  |  | 0.031494 | 0 |  |  |  |  | 0 | 0
8562 | CNOPST1 | 3 | South | YES | 0.000473 | 153 | 0 | 153 | 0 | 1.03 | Cogen | 1 | 0.031494 | 0 | 0 |  |  |  |  | 0.031494 | 0 |  |  |  |  | 0 | 0
8926 | LGE_GT10A | 1 | South | YES | 0.000506 | 158 | 0 | 158 | 0 | 1.03 | Cogen | 1 | 0.031527 | 0 | 0 |  |  |  |  | 0.031527 | 0 |  |  |  |  | 0 | 0
8927 | LGE_GT20A | 2 | South | YES | 0.000506 | 153 | 0 | 153 | 0 | 1.03 | Cogen | 1 | 0.031527 | 0 | 0 |  |  |  |  | 0.031527 | 0 |  |  |  |  | 0 | 0
8928 | LGE_STG0A | 3 | South | YES | 0.000506 | 100 | 0 | 100 | 0 | 1.03 | Cogen | 1 | 0.031527 | 0 | 0 |  |  |  |  | 0.031527 | 0 |  |  |  |  | 0 | 0
8930 | ICPGN10A | 1 | South | YES | 0.000506 | 149 | 0 | 149 | 0 | 1.03 | Cogen | 1 | 0.031527 | 0 | 0 |  |  |  |  | 0.031527 | 0 |  |  |  |  | 0 | 0
8931 | ICPGN20A | 2 | South | YES | 0.000506 | 150 | 0 | 150 | 0 | 1.03 | Cogen | 1 | 0.031527 | 0 | 0 |  |  |  |  | 0.031527 | 0 |  |  |  |  | 0 | 0
8932 | ICPGN30A | 3 | South | YES | 0.000506 | 127 | 0 | 127 | 0 | 1.03 | Cogen | 1 | 0.031527 | 0 | 0 |  |  |  |  | 0.031527 | 0 |  |  |  |  | 0 | 0
8933 | FGNTS001 | 1 | South | YES | 0.000286 | 146.5 | 0 | 146.5 | 0 | 1.03 | CC | 1 | 0.031307 | 146.5 | 146.5 |  |  |  |  | 0.031307 | 4.5865 |  |  |  |  | 0 | 0
8934 | FGNTS101 | 2 | South | YES | 0.000286 | 147.9 | 0 | 147.9 | 0 | 1.03 | CC | 1 | 0.031307 | 147.9 | 147.9 |  |  |  |  | 0.031307 | 4.6303 |  |  |  |  | 0 | 0
8935 | FGNTS201 | 3 | South | YES | 0.000286 | 173 | 0 | 173 | 0 | 1.03 | CC | 1 | 0.031307 | 173 | 173 |  |  |  |  | 0.031307 | 5.4162 |  |  |  |  | 0 | 0
8936 | MVGN#1 | 1 | South | YES | 0.000346 | 216.6 | 0 | 216.6 | 0 | 1.0304 | CC | 1 | 0.031367 | 216.6 | 216.6 |  |  |  |  | 0.031367 | 6.7941 |  |  |  |  | 0 | 0
8937 | MVGN#2 | 2 | South | YES | 0.000346 | 216.7 | 0 | 216.7 | 0 | 1.0304 | CC | 1 | 0.031367 | 216.7 | 216.7 |  |  |  |  | 0.031367 | 6.7973 |  |  |  |  | 0 | 0
8938 | MVGN#3 | 3 | South | YES | 0.000346 | 250.9 | 0 | 250.9 | 0 | 1.0304 | CC | 1 | 0.031367 | 250.9 | 250.9 |  |  |  |  | 0.031367 | 7.87 |  |  |  |  | 0 | 0
8981 | HECN1 | 1 | South | YES | 0.000346 | 144.8 | 0 | 144.8 | 0 | 1.0304 | CC | 1 | 0.031367 | 144.8 | 144.8 |  |  |  |  | 0.031367 | 4.542 |  |  |  |  | 0 | 0
8982 | HECN2 | 2 | South | YES | 0.000346 | 144.1 | 0 | 144.1 | 0 | 1.0304 | CC | 1 | 0.031367 | 144.1 | 144.1 |  |  |  |  | 0.031367 | 4.52 |  |  |  |  | 0 | 0
8983 | HECN3 | 3 | South | YES | 0.000346 | 171.9 | 0 | 171.9 | 0 | 1.0304 | CC | 1 | 0.031367 | 171.9 | 171.9 |  |  |  |  | 0.031367 | 5.392 |  |  |  |  | 0 | 0
9000 | DECKR_G1 | 1 | South | YES | 0.000557 | 280 | 50 | 321 | 0 | 1.015 | GST | 1 | 0.031578 | 321 | 321 |  |  |  |  | 0.031578 | 10.1366 |  |  |  |  | 0 | 0
9001 | DECKR_G2 | 2 | South | YES | 0.000557 | 400 | 50 | 426 | 0 | 1.015 | GST | 1 | 0.031578 | 426 | 426 |  |  |  |  | 0.031578 | 13.4523 |  |  |  |  | 0 | 0
9002 | DECKR_G3 | 3 | South | YES | 0.000589 | 0 | 24 | 42 |  | 1.015 | GGT | 1 | 0.03161 | 42 | 42 |  |  |  |  | 0.03161 | 1.3276 |  |  |  |  | 0 | 0
9003 | DECKR_G4 | 4 | South | YES | 0.000589 | 44 | 24 | 44 | 0 | 1.015 | GGT | 1 | 0.03161 | 44 | 44 |  |  |  |  | 0.03161 | 1.3909 |  |  |  |  | 0 | 0
9004 | DECKR_G5 | 5 | South | YES | 0.000589 | 44 | 24 | 44 | 0 | 1.015 | GGT | 1 | 0.03161 | 44 | 44 |  |  |  |  | 0.03161 | 1.3909 |  |  |  |  | 0 | 0
9005 | DECKR_G6 | 6 | South | YES | 0.000589 | 44 | 24 | 47 | 0 | 1.015 | GGT | 1 | 0.03161 | 47 | 47 |  |  |  |  | 0.03161 | 1.4857 |  |  |  |  | 0 | 0
9016 | SANDH_G1 | 1 | South | YES | 0.000559 | 45 | 2 | 49 | 0 | 1.0175 | GGT | 1 | 0.03158 | 49 | 49 |  |  |  |  | 0.03158 | 1.5474 |  |  |  |  | 0 | 0
9017 | SANDH_G2 | 2 | South | YES | 0.000559 | 45 | 2 | 46 | 0 | 1.0175 | GGT | 1 | 0.03158 | 46 | 46 |  |  |  |  | 0.03158 | 1.4527 |  |  |  |  | 0 | 0
9018 | SANDH_G3 | 3 | South | YES | 0.000559 | 45 | 2 | 46 | 0 | 1.0175 | GGT | 1 | 0.03158 | 46 | 46 |  |  |  |  | 0.03158 | 1.4527 |  |  |  |  | 0 | 0
9019 | SANDH_G4 | 4 | South | YES | 0.000559 | 0 | 2 | 47 |  | 1.0175 | GGT | 1 | 0.03158 | 47 | 47 |  |  |  |  | 0.03158 | 1.4843 |  |  |  |  | 0 | 0
9020 | SANDHG5A | 5A | South | YES | 0.000559 | 150 | 84 | 155 | 0 | 1.0175 | CC | 1 | 0.03158 | 155 | 155 |  |  |  |  | 0.03158 | 4.8949 |  |  |  |  | 0 | 0
9021 | SANDHG5C | 5C | South | YES | 0.000559 | 140 | 0 | 148 | 0 | 1.0175 | CC | 1 | 0.03158 | 148 | 148 |  |  |  |  | 0.03158 | 4.6739 |  |  |  |  | 0 | 0
11001 | NAV1CT | 1 | West | YES | -0.029708 | 70.4 | 18 | 70.4 | 0 | 1.029 | CC | -1 | 0.03337 | 70.4 | 70.4 |  |  | -2.0914 | 70.4 | -0.03337 | -2.3492 |  |  |  |  | 0 | 0
11009 | NAV2CT | 1 | West | YES | -0.029708 | 71.4 | 18 | 71.4 | 0 | 1.029 | CC | -1 | 0.03337 | 71.4 | 71.4 |  |  | -2.1212 | 71.4 | -0.03337 | -2.3826 |  |  |  |  | 0 | 0
11011 | NAV3ST | 1 | West | YES | -0.029708 | 92.8 | 40 | 92.8 | 0 | 1.029 | CC | -1 | 0.03337 | 92.8 | 92.8 |  |  | -2.7569 | 92.8 | -0.03337 | -3.0967 |  |  |  |  | 0 | 0
11012 | NAV4CT | 1 | West | YES | -0.029708 | 80 | 18 | 80 | 0 | 1.029 | CC | -1 | 0.03337 | 80 | 80 |  |  | -2.3766 | 80 | -0.03337 | -2.6696 |  |  |  |  | 0 | 0
11013 | NAV5CT | 1 | West | YES | -0.029708 | 80 | 18 | 80 | 0 | 1.029 | CC | -1 | 0.03337 | 80 | 80 |  |  | -2.3766 | 80 | -0.03337 | -2.6696 |  |  |  |  | 0 | 0
11014 | NAV6ST | 1 | West | YES | -0.029708 | 115 | 40 | 115 | 0 | 1.029 | CC | -1 | 0.03337 | 115 | 115 |  |  | -3.4164 | 115 | -0.03337 | -3.8375 |  |  |  |  | 0 | 0
11020 | TIEHVSG_1G | 1 | West | YES | -0.029722 | 208.2 | 63 | 208.2 | 0 | 1.012 | CC | -1 | 0.033384 | 208.2 | 208.2 |  |  | -6.1881 | 208.2 | -0.033384 | -6.9505 |  |  |  |  | 0 | 0
11021 | TIEHVCG_1G | 1 | West | YES | -0.029722 | 142.1 | 103 | 142.1 | 0 | 1.012 | CC | -1 | 0.033384 | 142.1 | 142.1 |  |  | -4.2235 | 142.1 | -0.033384 | -4.7438 |  |  |  |  | 0 | 0
11022 | TIEHVCG_2G | 1 | West | YES | -0.029722 | 132.4 | 103 | 132.4 | 0 | 1.012 | CC | -1 | 0.033384 | 132.4 | 132.4 |  |  | -3.9352 | 132.4 | -0.033384 | -4.42 |  |  |  |  | 0 | 0
11023 | TIEHVCG_3G | 1 | West | YES | -0.029722 | 137.4 | 103 | 137.4 | 0 | 1.012 | CC | -1 | 0.033384 | 137.4 | 137.4 |  |  | -4.0838 | 137.4 | -0.033384 | -4.5869 |  |  |  |  | 0 | 0
11024 | TIEHVCG_4G | 1 | West | YES | -0.029722 | 147 | 103 | 147 | 0 | 1.012 | CC | -1 | 0.033384 | 147 | 147 |  |  | -4.3691 | 147 | -0.033384 | -4.9074 |  |  |  |  | 0 | 0
11025 | TIEHVSG_2G | 1 | West | YES | -0.029722 | 213.2 | 63 | 213.2 | 0 | 1.012 | CC | -1 | 0.033384 | 213.2 | 213.2 |  |  | -6.3367 | 213.2 | -0.033384 | -7.1174 |  |  |  |  | 0 | 0
11691 | KMICHICT1_G | 1 | North | YES | 0.003651 | 144 | 80 | 144 | 0 | 1.026 | CC | 1 | 0.034672 | 144 | 144 | 0.52574 | 144 |  |  | 0.034672 | 4.9928 |  |  |  |  | 0 | 0
11692 | KMICHICT2_G | 2 | North | YES | 0.003651 | 146 | 80 | 146 | 0 | 1.026 | CC | 1 | 0.034672 | 146 | 146 | 0.53305 | 146 |  |  | 0.034672 | 5.0621 |  |  |  |  | 0 | 0
11693 | KMICHIST3_G | 3 | North | YES | 0.003651 | 312 | 60 | 312 | 0 | 1.026 | CC | 1 | 0.034672 | 312 | 312 | 1.1391 | 312 |  |  | 0.034672 | 10.8177 |  |  |  |  | 0 | 0
11694 | KMICHICT4_G | 4 | North | YES | 0.003651 | 144 | 80 | 144 | 0 | 1.026 | CC | 1 | 0.034672 | 144 | 144 | 0.52574 | 144 |  |  | 0.034672 | 4.9928 |  |  |  |  | 0 | 0
11695 | KMICHICT5_G | 5 | North | YES | 0.003651 | 148 | 80 | 148 | 0 | 1.026 | CC | 1 | 0.034672 | 148 | 148 | 0.54035 | 148 |  |  | 0.034672 | 5.1315 |  |  |  |  | 0 | 0
11696 | KMICHIST6_G | 6 | North | YES | 0.003651 | 310 | 60 | 310 | 0 | 1.026 | CC | 1 | 0.034672 | 310 | 310 | 1.1318 | 310 |  |  | 0.034672 | 10.7484 |  |  |  |  | 0 | 0
12322 | ENNSTRAC_1G | 1 | North | YES | 0.003329 | 196 | 130 | 196 | 0 | 1.036 | CC | 1 | 0.03435 | 196 | 196 | 0.65248 | 196 |  |  | 0.03435 | 6.7326 |  |  |  |  | 0 | 0
12323 | ENNSTRAC_2G | 2 | North | YES | 0.003329 | 116 | 100 | 116 | 0 | 1.036 | CC | 1 | 0.03435 | 116 | 116 | 0.38616 | 116 |  |  | 0.03435 | 3.9846 |  |  |  |  | 0 | 0
12411 | FPLEFR1A_G | 1 | North | YES | 0.003489 | 161 | 72 | 161 | 0 | 1 | CC | 1 | 0.03451 | 161 | 161 | 0.56173 | 161 |  |  | 0.03451 | 5.5561 |  |  |  |  | 0 | 0
12412 | FPLEFR1B_G | 2 | North | YES | 0.003489 | 164 | 72 | 164 | 0 | 1 | CC | 1 | 0.03451 | 164 | 164 | 0.5722 | 164 |  |  | 0.03451 | 5.6597 |  |  |  |  | 0 | 0
12413 | FPLEFR1C_G | 3 | North | YES | 0.003489 | 164 | 72 | 164 | 0 | 1 | CC | 1 | 0.03451 | 164 | 164 | 0.5722 | 164 |  |  | 0.03451 | 5.6597 |  |  |  |  | 0 | 0
12414 | FPLEFR1S_G | 4 | North | YES | 0.003489 | 414 | 191 | 414 | 0 | 1 | CC | 1 | 0.03451 | 414 | 414 | 1.4444 | 414 |  |  | 0.03451 | 14.2872 |  |  |  |  | 0 | 0
12421 | FPLEFR2A_G | 1 | North | YES | 0.003489 | 162 | 72 | 162 | 0 | 1 | CC | 1 | 0.03451 | 162 | 162 | 0.56522 | 162 |  |  | 0.03451 | 5.5907 |  |  |  |  | 0 | 0
12422 | FPLEFR2B_G | 2 | North | YES | 0.003489 | 161 | 72 | 161 | 0 | 1 | CC | 1 | 0.03451 | 161 | 161 | 0.56173 | 161 |  |  | 0.03451 | 5.5561 |  |  |  |  | 0 | 0
12423 | FPLEFR2C_G | 3 | North | YES | 0.003489 | 163 | 72 | 163 | 0 | 1 | CC | 1 | 0.03451 | 163 | 163 | 0.56871 | 163 |  |  | 0.03451 | 5.6252 |  |  |  |  | 0 | 0
12424 | FPLEFR2S_G | 4 | North | YES | 0.003489 | 415 | 191 | 415 | 0 | 1 | CC | 1 | 0.03451 | 415 | 415 | 1.4479 | 415 |  |  | 0.03451 | 14.3217 |  |  |  |  | 0 | 0
12440 | PARKD_1SVC8 | 1 | North | YES | 0.003492 | 0 | 0 | 0 | 0 | 1.007 | GST | 1 | 0.034513 | 0 | 0 | 0 | 0 |  |  | 0.034513 | 0 |  |  |  |  | 0 | 0
12449 | PARKD_2SVC8 | 1 | North | YES | 0.003492 | 0 | 0 | 0 | 0 | 1.007 | GST | 1 | 0.034513 | 0 | 0 | 0 | 0 |  |  | 0.034513 | 0 |  |  |  |  | 0 | 0
13116 | TGATEWAY_1G | 1 | North | YES | 0.003306 | 151 | 30 | 151 | 0 | 1.0232 | CC | 1 | 0.034327 | 151 | 151 | 0.49921 | 151 |  |  | 0.034327 | 5.1834 |  |  |  |  | 0 | 0
13117 | TGATEWAY_2G | 2 | North | YES | 0.003306 | 130 | 30 | 130 | 0 | 1.0232 | CC | 1 | 0.034327 | 130 | 130 | 0.42978 | 130 |  |  | 0.034327 | 4.4625 |  |  |  |  | 0 | 0
13118 | TGATEWAY_3G | 3 | North | YES | 0.003306 | 148 | 30 | 148 | 0 | 1.0232 | CC | 1 | 0.034327 | 148 | 148 | 0.48929 | 148 |  |  | 0.034327 | 5.0804 |  |  |  |  | 0 | 0
13119 | TGATEWAY_4G | 4 | North | YES | 0.003306 | 399 | 65 | 399 | 0 | 1.0232 | CC | 1 | 0.034327 | 399 | 399 | 1.3191 | 399 |  |  | 0.034327 | 13.6966 |  |  |  |  | 0 | 0
13131 | CALFREST_1G | 1 | North | YES | 0.003091 | 150.7 | 40 | 150.7 | 0 | 1.031 | CC | 1 | 0.034112 | 150.7 | 150.7 | 0.46581 | 150.7 |  |  | 0.034112 | 5.1407 |  |  |  |  | 0 | 0
13132 | CALFREST_2G | 2 | North | YES | 0.003091 | 151 | 57 | 151 | 0 | 1.031 | CC | 1 | 0.034112 | 151 | 151 | 0.46674 | 151 |  |  | 0.034112 | 5.1509 |  |  |  |  | 0 | 0
13133 | CALFREST_3G | 3 | North | YES | 0.003091 | 177.4 | 40 | 177.4 | 0 | 1.031 | CC | 1 | 0.034112 | 177.4 | 177.4 | 0.54834 | 177.4 |  |  | 0.034112 | 6.0515 |  |  |  |  | 0 | 0
13134 | CALFREST_4G | 4 | North | YES | 0.003099 | 151.5 | 40 | 151.5 | 0 | 1.031 | CC | 1 | 0.03412 | 151.5 | 151.5 | 0.4695 | 151.5 |  |  | 0.03412 | 5.1692 |  |  |  |  | 0 | 0
13135 | CALFREST_5G | 5 | North | YES | 0.003099 | 152.3 | 57 | 152.3 | 0 | 1.031 | CC | 1 | 0.03412 | 152.3 | 152.3 | 0.47198 | 152.3 |  |  | 0.03412 | 5.1965 |  |  |  |  | 0 | 0
13136 | CALFREST_6G | 6 | North | YES | 0.003099 | 177.5 | 40 | 177.5 | 0 | 1.031 | CC | 1 | 0.03412 | 177.5 | 177.5 | 0.55007 | 177.5 |  |  | 0.03412 | 6.0563 |  |  |  |  | 0 | 0
13432 | SANDOW_5G | 5 | South | YES | 0.001197 | 581 | 225 | 581 | 0 | 1.029 | LIGCO | 1 | 0.032218 | 0 | 581 |  |  |  |  | 0.032218 | 18.7188 |  |  |  |  | 0 | 0
32798 | BRYN_TAMUGEN | 1 | North | YES | 0.002345 | 32 | 0 | 32 |  | 1.02 | GST | 1 | 0.033366 | 32 | 32 | 0.07504 | 32 |  |  | 0.033366 | 1.0677 |  |  |  |  | 0 | 0
32883 | BRYN_DNSBY3 | 1 | North | YES | 0.002335 | 0 | 2 | 48 |  | 1.015 | GST | 1 | 0.033356 | 48 | 48 | 0.11208 | 48 |  |  | 0.033356 | 1.6011 |  |  |  |  | 0 | 0
32884 | BRYN_DNSBY13 | 1 | North | YES | 0.002335 | 46 | 2 | 46 | 0 | 1.015 | GST | 1 | 0.033356 | 46 | 46 | 0.10741 | 46 |  |  | 0.033356 | 1.5344 |  |  |  |  | 0 | 0
32886 | BRYN_ATKINS3 | MB | North | YES | 0.002338 | 0 | 5 | 12 |  | 1 | GST | 1 | 0.033359 | 0 | 0 | 0 | 0 |  |  | 0.033359 | 0 |  |  |  |  | 0 | 0
32887 | BRYN_ATKINS6 | MB | North | YES | 0.002338 | 0 | 12 | 51 |  | 1.028 | GST | 1 | 0.033359 | 0 | 0 | 0 | 0 |  |  | 0.033359 | 0 |  |  |  |  | 0 | 0
32888 | BRYN_ATKINS7 | 1 | North | YES | 0.002338 | 13.6 | 4 | 17 |  | 1.028 | GGT | 1 | 0.033359 | 17 | 17 | 0.039746 | 17 |  |  | 0.033359 | 0.56711 |  |  |  |  | 0 | 0
32890 | BRYN_ATKINS4 | MB | North | YES | 0.002338 | 0 | 5 | 22 |  | 1.031 | GST | 1 | 0.033359 | 0 | 0 | 0 | 0 |  |  | 0.033359 | 0 |  |  |  |  | 0 | 0
32891 | BRYN_ATKINS5 | MB | North | YES | 0.002338 | 0 | 5 | 25 |  | 1.031 | GST | 1 | 0.033359 | 0 | 0 | 0 | 0 |  |  | 0.033359 | 0 |  |  |  |  | 0 | 0
32892 | BRYN_DNSBY14 | 1 | North | YES | 0.002335 | 84 | 25 | 105 | 0 | 1.035 | GST | 1 | 0.033356 | 105 | 105 | 0.24518 | 105 |  |  | 0.033356 | 3.5024 |  |  |  |  | 0 | 0
36998 | RDCNYNG1 | 1 | West | YES | -0.067082 | 16.8 | 0 | 84 |  | 1.01 | Wind | -1 | 0.070744 | 0 | 84 |  |  | 0 | 0 | -0.070744 | 0 |  |  |  |  | 0 | 0
38332 | TNWDWRDU2_8 | 1 | West | YES | -0.029118 | 20 | 0 | 80 | 0 | 1.0232 | Wind | -1 | 0.03278 | 0 | 80 |  |  | 0 | 0 | -0.03278 | 0 |  |  |  |  | 0 | 0
38437 | TNSRBNMESA9 | 1 | West | YES | -0.029106 | 37.5 | 0 | 150 |  | 1.02 | Wind | -1 | 0.032768 | 0 | 150 |  |  | 0 | 0 | -0.032768 | 0 |  |  |  |  | 0 | 0
38580 | TNBP_CGN1_8 | 1 | Houston | YES | 0.001676 | 70.8 | 0 | 70.8 | 0 | 1.005 | Cogen | 1 | 0.032697 | 0 | 0 |  |  |  |  | 0.032697 | 0 |  |  |  |  | 0 | 0
38590 | TNBP_CGN2_8 | 2 | Houston | YES | 0.001676 | 66.7 | 0 | 66.7 | 0 | 1.005 | Cogen | 1 | 0.032697 | 0 | 0 |  |  |  |  | 0.032697 | 0 |  |  |  |  | 0 | 0
38600 | TNBP_CGN3_8 | 5 | Houston | YES | 0.001676 | 53 | 0 | 53 | 0 | 1.005 | Cogen | 1 | 0.032697 | 0 | 0 |  |  |  |  | 0.032697 | 0 |  |  |  |  | 0 | 0
38611 | TNBPAMCG1_8 | 1 | Houston | YES | 0.001676 | 153.2 | 0 | 153.2 | 0 | 1.005 | Cogen | 1 | 0.032697 | 0 | 0 |  |  |  |  | 0.032697 | 0 |  |  |  |  | 0 | 0
38612 | TNBPAMCG2_8 | 2 | Houston | YES | 0.001676 | 153.5 | 0 | 153.5 | 0 | 1.005 | Cogen | 1 | 0.032697 | 0 | 0 |  |  |  |  | 0.032697 | 0 |  |  |  |  | 0 | 0
38613 | TNBPAMCG3_8 | 3 | Houston | YES | 0.001676 | 152.3 | 0 | 152.3 | 0 | 1.005 | Cogen | 1 | 0.032697 | 0 | 0 |  |  |  |  | 0.032697 | 0 |  |  |  |  | 0 | 0
38614 | TNBPAMCG4_8 | 4 | Houston | YES | 0.001676 | 96 | 0 | 96 |  | 1.005 | Cogen | 1 | 0.032697 | 0 | 0 |  |  |  |  | 0.032697 | 0 |  |  |  |  | 0 | 0
38615 | TNBPAMCG5_8 | 1 | Houston | YES | 0.001676 | 244 | 0 | 244 | 0 | 1.005 | Cogen | 1 | 0.032697 | 0 | 0 |  |  |  |  | 0.032697 | 0 |  |  |  |  | 0 | 0
38690 | TNBP_CGN4_8 | 3 | Houston | YES | 0.001676 | 40 | 0 | 40 |  | 1.005 | Cogen | 1 | 0.032697 | 0 | 0 |  |  |  |  | 0.032697 | 0 |  |  |  |  | 0 | 0
38711 | TNTXCTY1CG8 | 1 | Houston | YES | 0.001676 | 100.3 | 59 | 100.3 | 0 | 1 | Cogen | 1 | 0.032697 | 0 | 0 |  |  |  |  | 0.032697 | 0 |  |  |  |  | 0 | 0
38712 | TNTXCTY2CG8 | 1 | Houston | YES | 0.001676 | 92.9 | 59 | 92.9 | 0 | 1 | Cogen | 1 | 0.032697 | 0 | 0 |  |  |  |  | 0.032697 | 0 |  |  |  |  | 0 | 0
38713 | TNTXCTY3CG8 | 1 | Houston | YES | 0.001676 | 102.7 | 59 | 102.7 | 0 | 1 | Cogen | 1 | 0.032697 | 0 | 0 |  |  |  |  | 0.032697 | 0 |  |  |  |  | 0 | 0
38714 | TNTXCTY4CG8 | 1 | Houston | YES | 0.001676 | 103 | 59 | 103 | 0 | 1 | Cogen | 1 | 0.032697 | 0 | 0 |  |  |  |  | 0.032697 | 0 |  |  |  |  | 0 | 0
39190 | TNSLCGN1__8 | 1 | Houston | YES | 0 | 0 | 10 | 30 |  | 1.03 | Cogen | 1 | 0.031021 | 0 | 0 |  |  |  |  | 0.031021 | 0 |  |  |  |  | 0 | 0
39470 | TNDOWCGNSG8 | 1 | Houston | YES | 0.001676 | 32 | 10 | 32 | 0 | 0.985 | Cogen | 1 | 0.032697 | 0 | 0 |  |  |  |  | 0.032697 | 0 |  |  |  |  | 0 | 0
39480 | TNDOWCGNGG8 | 1 | Houston | YES | 0.001676 | 30 | 10 | 30 | 0 | 0.985 | Cogen | 1 | 0.032697 | 0 | 0 |  |  |  |  | 0.032697 | 0 |  |  |  |  | 0 | 0
39760 | TNSCLP1___8 | 1 | Houston | YES | 0.001508 | 93.4 | 20 | 116.8 | 0 | 1.04 | Cogen | 1 | 0.032529 | 0 | 0 |  |  |  |  | 0.032529 | 0 |  |  |  |  | 0 | 0
39770 | TNSCLP2___8 | 1 | Houston | YES | 0.001508 | 91.6 | 20 | 114.5 | 0 | 1.04 | Cogen | 1 | 0.032529 | 0 | 0 |  |  |  |  | 0.032529 | 0 |  |  |  |  | 0 | 0
39775 | TNSCLP4___8 | 1 | Houston | YES | 0.001508 | 95.2 | 20 | 119 | 0 | 1.04 | Cogen | 1 | 0.032529 | 0 | 0 |  |  |  |  | 0.032529 | 0 |  |  |  |  | 0 | 0
39790 | TNSCLP3___8 | 1 | Houston | YES | 0.001508 | 87.6 | 20 | 109.5 | 0 | 1.027 | Cogen | 1 | 0.032529 | 0 | 0 |  |  |  |  | 0.032529 | 0 |  |  |  |  | 0 | 0
39960 | TNTNPONE_18 | 1 | North | YES | 0.002653 | 152.3 | 30 | 152.3 |  | 1.04 | LIGCO | 1 | 0.033674 | 0 | 152.3 | 0.40405 | 152.3 |  |  | 0.033674 | 5.1286 |  |  |  |  | 0 | 0
39970 | TNTNPONE_28 | 1 | North | YES | 0.002653 | 153 | 30 | 153 |  | 1.04 | LIGCO | 1 | 0.033674 | 0 | 153 | 0.40591 | 153 |  |  | 0.033674 | 5.1522 |  |  |  |  | 0 | 0
48500 | APD_GT1_8005 | 1 | Houston | YES | 0.001758 | 137.6 | 54.6 | 137.6 |  | 1.0362 | Cogen | 1 | 0.032779 | 0 | 0 |  |  |  |  | 0.032779 | 0 |  |  |  |  | 0 | 0
48510 | AK_GT1__8040 | 1 | Houston | YES | 0.001614 | 33.4 | 8.1 | 34 |  | 1.029 | Cogen | 1 | 0.032635 | 0 | 0 |  |  |  |  | 0.032635 | 0 |  |  |  |  | 0 | 0
48511 | LPE_GT1_8070 | 1 | Houston | YES | 0.001759 | 42 | 0 | 42 | 0 | 1.0362 | GGT | 1 | 0.03278 | 42 | 42 |  |  |  |  | 0.03278 | 1.3768 |  |  |  |  | 0 | 0
48512 | LPE_GT2_8075 | 2 | Houston | YES | 0.001759 | 42 | 0 | 42 | 0 | 1.0362 | GGT | 1 | 0.03278 | 42 | 42 |  |  |  |  | 0.03278 | 1.3768 |  |  |  |  | 0 | 0
48513 | LPE_GT3_8080 | 3 | Houston | YES | 0.001759 | 39 | 0 | 39 | 0 | 1.0362 | GGT | 1 | 0.03278 | 39 | 39 |  |  |  |  | 0.03278 | 1.2784 |  |  |  |  | 0 | 0
48514 | LPE_GT4_8085 | 4 | Houston | YES | 0.001759 | 39 | 0 | 39 | 0 | 1.0362 | GGT | 1 | 0.03278 | 39 | 39 |  |  |  |  | 0.03278 | 1.2784 |  |  |  |  | 0 | 0
48520 | BSF_GT1_8070 | 2 | Houston | YES | 0.00148 | 10 | 0 | 10 | 0 | 1.0326 | Cogen | 1 | 0.032501 | 0 | 0 |  |  |  |  | 0.032501 | 0 |  |  |  |  | 0 | 0
48520 | BSF_GT1_8070 | 1 | Houston | YES | 0.00148 | 72 | 0 | 72 | 0 | 1.0326 | Cogen | 1 | 0.032501 | 0 | 0 |  |  |  |  | 0.032501 | 0 |  |  |  |  | 0 | 0
48521 | BVE_GT1_GT1 | 1 | Houston | YES | 0.001607 | 167.7 | 0 | 167.7 |  | 1.035 | CC | 1 | 0.032628 | 167.7 | 167.7 |  |  |  |  | 0.032628 | 5.4718 |  |  |  |  | 0 | 0
48522 | BVE_GT2_5035 | 2 | Houston | YES | 0.001607 | 166.4 | 0 | 166.4 |  | 1.035 | CC | 1 | 0.032628 | 166.4 | 166.4 |  |  |  |  | 0.032628 | 5.4293 |  |  |  |  | 0 | 0
48523 | BVE_ST1_GN1 | 3 | Houston | YES | 0.001607 | 252.4 | 0 | 252.4 |  | 1.035 | CC | 1 | 0.032628 | 252.4 | 252.4 |  |  |  |  | 0.032628 | 8.2354 |  |  |  |  | 0 | 0
48531 | BYU_GT1_8075 | 1 | Houston | YES | 0.001724 | 65 | 0 | 65 |  | 1.0362 | Cogen | 1 | 0.032745 | 0 | 0 |  |  |  |  | 0.032745 | 0 |  |  |  |  | 0 | 0
48532 | BYU_GT2_8055 | 2 | Houston | YES | 0.001724 | 62 | 0 | 62 |  | 1.0362 | Cogen | 1 | 0.032745 | 0 | 0 |  |  |  |  | 0.032745 | 0 |  |  |  |  | 0 | 0
48533 | BYU_GT3_8060 | 3 | Houston | YES | 0.001724 | 67 | 0 | 67 |  | 1.0362 | Cogen | 1 | 0.032745 | 0 | 0 |  |  |  |  | 0.032745 | 0 |  |  |  |  | 0 | 0
48534 | BYU_GT4_8065 | 4 | Houston | YES | 0.001724 | 65 | 0 | 65 |  | 1.0362 | Cogen | 1 | 0.032745 | 0 | 0 |  |  |  |  | 0.032745 | 0 |  |  |  |  | 0 | 0
48551 | CAL_GT1_8045 | 1 | Houston | YES | 0.001746 | 149 | 0 | 149 | 0 | 1.0326 | Cogen | 1 | 0.032767 | 0 | 0 |  |  |  |  | 0.032767 | 0 |  |  |  |  | 0 | 0
48552 | CAL_ST1_8000 | 2 | Houston | YES | 0.001746 | 65.1 | 0 | 65.1 | 0 | 1.0326 | Cogen | 1 | 0.032767 | 0 | 0 |  |  |  |  | 0.032767 | 0 |  |  |  |  | 0 | 0
48561 | CTL_GT2_8130 | 1 | Houston | YES | 0.001718 | 73.5 | 30.3 | 91.9 |  | 1.0362 | Cogen | 1 | 0.032739 | 0 | 0 |  |  |  |  | 0.032739 | 0 |  |  |  |  | 0 | 0
48562 | CTL_GT3_8135 | 2 | Houston | YES | 0.001718 | 70.1 | 30.3 | 87.6 |  | 1.0362 | Cogen | 1 | 0.032739 | 0 | 0 |  |  |  |  | 0.032739 | 0 |  |  |  |  | 0 | 0
48563 | CTL_GT4_8140 | 3 | Houston | YES | 0.001718 | 69.6 | 30.3 | 87 |  | 1.0362 | Cogen | 1 | 0.032739 | 0 | 0 |  |  |  |  | 0.032739 | 0 |  |  |  |  | 0 | 0
48564 | CTL_GN1_8145 | 4 | Houston | YES | 0.001718 | 43.6 | 12.9 | 54.5 |  | 1.0362 | Cogen | 1 | 0.032739 | 0 | 0 |  |  |  |  | 0.032739 | 0 |  |  |  |  | 0 | 0
48565 | CTL_GN2_8155 | 5 | Houston | YES | 0.001718 | 9.8 | 3.4 | 12.2 |  | 1.0362 | Cogen | 1 | 0.032739 | 0 | 0 |  |  |  |  | 0.032739 | 0 |  |  |  |  | 0 | 0
48581 | CBY_GN1_1 | 1 | Houston | YES | 0.001786 | 595.2 | 108 | 744 | 0 | 1.0435 | GSC | 1 | 0.032807 | 744 | 744 |  |  |  |  | 0.032807 | 24.4086 |  |  |  |  | 0 | 0
48582 | CBY_GN2_2 | 2 | Houston | YES | 0.001775 | 596.8 | 110 | 746 | 0 | 1.0435 | GSC | 1 | 0.032796 | 746 | 746 |  |  |  |  | 0.032796 | 24.466 |  |  |  |  | 0 | 0
48583 | CBY_GT4_1 | 1 | Houston | YES | 0.001789 | 172 | 0 | 172 | 0 | 1.026 | GSC | 1 | 0.03281 | 172 | 172 |  |  |  |  | 0.03281 | 5.6434 |  |  |  |  | 0 | 0
48584 | CBY_GT4_2 | 2 | Houston | YES | 0.001789 | 172 | 0 | 172 | 0 | 1.026 | CC | 1 | 0.03281 | 172 | 172 |  |  |  |  | 0.03281 | 5.6434 |  |  |  |  | 0 | 0
48585 | CBY_ST4_1 | 3 | Houston | YES | 0.001789 | 172 | 0 | 172 | 0 | 1.026 | CC | 1 | 0.03281 | 172 | 172 |  |  |  |  | 0.03281 | 5.6434 |  |  |  |  | 0 | 0
48591 | CHE_GT2_5030 | 2 | Houston | YES | 0.001852 | 173 | 50 | 173 | 0 | 1.029 | Cogen | 1 | 0.032873 | 0 | 0 |  |  |  |  | 0.032873 | 0 |  |  |  |  | 0 | 0
48593 | CHE_GT1_8015 | 1 | Houston | YES | 0.001761 | 173 | 50 | 173 | 0 | 1.0362 | Cogen | 1 | 0.032782 | 0 | 0 |  |  |  |  | 0.032782 | 0 |  |  |  |  | 0 | 0
48594 | CHE_GN4_8025 | 4 | Houston | YES | 0.001761 | 142 | 60 | 142 | 0 | 1.0362 | Cogen | 1 | 0.032782 | 0 | 0 |  |  |  |  | 0.032782 | 0 |  |  |  |  | 0 | 0
48595 | BTE_GT2_8075 | 1 | Houston | YES | 0.001797 | 162.8 | 130 | 162.8 | 0 | 1.0261 | CC | 1 | 0.032818 | 162.8 | 162.8 |  |  |  |  | 0.032818 | 5.3428 |  |  |  |  | 0 | 0
48596 | BTE_GT3_8045 | 2 | Houston | YES | 0.001797 | 161.4 | 130 | 161.4 | 0 | 1.0261 | CC | 1 | 0.032818 | 161.4 | 161.4 |  |  |  |  | 0.032818 | 5.2969 |  |  |  |  | 0 | 0
48597 | BTE_GT4_8055 | 3 | Houston | YES | 0.001797 | 158.9 | 130 | 158.9 | 0 | 1.0261 | CC | 1 | 0.032818 | 158.9 | 158.9 |  |  |  |  | 0.032818 | 5.2148 |  |  |  |  | 0 | 0
48598 | BTE_ST1_8070 | 4 | Houston | YES | 0.001797 | 269.2 | 60 | 269.2 | 0 | 1.0261 | CC | 1 | 0.032818 | 269.2 | 269.2 |  |  |  |  | 0.032818 | 8.8347 |  |  |  |  | 0 | 0
48611 | DIB_GT1_8080 | 1 | Houston | YES | 0.001747 | 64 | 0 | 64 | 0 | 1.0326 | Cogen | 1 | 0.032768 | 0 | 0 |  |  |  |  | 0.032768 | 0 |  |  |  |  | 0 | 0
48612 | DIB_GT2_8075 | 2 | Houston | YES | 0.001747 | 63.2 | 0 | 63.2 | 0 | 1.0326 | Cogen | 1 | 0.032768 | 0 | 0 |  |  |  |  | 0.032768 | 0 |  |  |  |  | 0 | 0
48613 | DIB_ST1_8085 | 3 | Houston | YES | 0.001747 | 67.9 | 30 | 82.6 | 0 | 1.0326 | Cogen | 1 | 0.032768 | 0 | 0 |  |  |  |  | 0.032768 | 0 |  |  |  |  | 0 | 0
48614 | DIB_GT3_8090 | 4 | Houston | YES | 0.001747 | 73.6 | 15 | 73.6 | 0 | 1.0326 | Cogen | 1 | 0.032768 | 0 | 0 |  |  |  |  | 0.032768 | 0 |  |  |  |  | 0 | 0
48641 | DPEC_GT15040 | 1 | Houston | YES | 0.001739 | 163.2 | 98 | 163.2 | 0 | 1.0319 | CC | 1 | 0.03276 | 163.2 | 163.2 |  |  |  |  | 0.03276 | 5.3465 |  |  |  |  | 0 | 0
48642 | DPEC_GT25025 | 2 | Houston | YES | 0.001739 | 157.1 | 98 | 157.1 | 0 | 1.0319 | CC | 1 | 0.03276 | 157.1 | 157.1 |  |  |  |  | 0.03276 | 5.1466 |  |  |  |  | 0 | 0
48643 | DPEC_GT35010 | 3 | Houston | YES | 0.001739 | 157.5 | 98 | 157.5 | 0 | 1.0319 | CC | 1 | 0.03276 | 157.5 | 157.5 |  |  |  |  | 0.03276 | 5.1597 |  |  |  |  | 0 | 0
48644 | DPEC_GT45070 | 4 | Houston | YES | 0.001739 | 157 | 98 | 157 | 0 | 1.0319 | CC | 1 | 0.03276 | 157 | 157 |  |  |  |  | 0.03276 | 5.1434 |  |  |  |  | 0 | 0
48645 | DPEC_ST55065 | 5 | Houston | YES | 0.001739 | 282 | 0 | 282 | 0 | 1.0319 | CC | 1 | 0.03276 | 282 | 282 |  |  |  |  | 0.03276 | 9.2384 |  |  |  |  | 0 | 0
48651 | EP_1_2 | 2 | Houston | YES | 0.001785 | 17.7 | 10 | 21 | 0 | 1.0362 | Cogen | 1 | 0.032806 | 0 | 0 |  |  |  |  | 0.032806 | 0 |  |  |  |  | 0 | 0
48651 | EP_1_2 | 1 | Houston | YES | 0.001785 | 4 | 0 | 5 | 0 | 1.0362 | Cogen | 1 | 0.032806 | 0 | 0 |  |  |  |  | 0.032806 | 0 |  |  |  |  | 0 | 0
48671 | FTR_GT1_5105 | 1 | North | YES | 0.002281 | 154.2 | 0 | 154.2 | 0 | 1.0319 | CC | 1 | 0.033302 | 154.2 | 154.2 | 0.35173 | 154.2 |  |  | 0.033302 | 5.1352 |  |  |  |  | 0 | 0
48672 | FTR_GT2_5110 | 2 | North | YES | 0.002281 | 159 | 0 | 159 | 0 | 1.0319 | CC | 1 | 0.033302 | 159 | 159 | 0.36268 | 159 |  |  | 0.033302 | 5.2951 |  |  |  |  | 0 | 0
48673 | FTR_GT3_5085 | 3 | North | YES | 0.002281 | 158 | 0 | 158 | 0 | 1.0319 | CC | 1 | 0.033302 | 158 | 158 | 0.3604 | 158 |  |  | 0.033302 | 5.2618 |  |  |  |  | 0 | 0
48674 | FTR_CN4_5095 | 4 | North | YES | 0.002281 | 380 | 0 | 380 | 0 | 1.0319 | CC | 1 | 0.033302 | 380 | 380 | 0.86678 | 380 |  |  | 0.033302 | 12.6548 |  |  |  |  | 0 | 0
48690 | GBY_GN5_5 | 5 | Houston | YES | 0.0018 | 318.4 | 81 | 398 |  | 1.0362 | GSC | 1 | 0.032821 | 398 | 398 |  |  |  |  | 0.032821 | 13.0628 |  |  |  |  | 0 | 0
48691 | GBY_73741085 | A | Houston | YES | 0.001734 | 37.6 | 20 | 47 | 0 | 1.0362 | GGT | 1 | 0.032755 | 47 | 47 |  |  |  |  | 0.032755 | 1.5395 |  |  |  |  | 0 | 0
48691 | GBY_73741085 | B | Houston | YES | 0.001734 | 37.6 | 20 | 47 | 0 | 1.0362 | GGT | 1 | 0.032755 | 47 | 47 |  |  |  |  | 0.032755 | 1.5395 |  |  |  |  | 0 | 0
48692 | GBY_81821075 | C | Houston | YES | 0.001734 | 37.6 | 20 | 47 | 0 | 1.0362 | GGT | 1 | 0.032755 | 47 | 47 |  |  |  |  | 0.032755 | 1.5395 |  |  |  |  | 0 | 0
48692 | GBY_81821075 | D | Houston | YES | 0.001734 | 44 | 20 | 55 | 0 | 1.0362 | GGT | 1 | 0.032755 | 55 | 55 |  |  |  |  | 0.032755 | 1.8015 |  |  |  |  | 0 | 0
48693 | GBY_83841065 | E | Houston | YES | 0.001734 | 45.6 | 20 | 57 | 0 | 1.0362 | GGT | 1 | 0.032755 | 57 | 57 |  |  |  |  | 0.032755 | 1.867 |  |  |  |  | 0 | 0
48693 | GBY_83841065 | F | Houston | YES | 0.001734 | 43.2 | 20 | 54 | 0 | 1.0362 | GGT | 1 | 0.032755 | 54 | 54 |  |  |  |  | 0.032755 | 1.7688 |  |  |  |  | 0 | 0
48721 | LEG_1___1 | 1 | North | YES | 0.00277 | 827 | 357 | 827 | 0 | 1.0348 | LIGCO | 1 | 0.033791 | 0 | 827 | 2.2908 | 827 |  |  | 0.033791 | 27.9453 |  |  |  |  | 0 | 0
48722 | LEG_2___2 | 2 | North | YES | 0.00277 | 819 | 357 | 819 | 0 | 1.0348 | LIGCO | 1 | 0.033791 | 0 | 819 | 2.2686 | 819 |  |  | 0.033791 | 27.675 |  |  |  |  | 0 | 0
48730 | MNS_GT | 1 | Houston | YES | 0.0016 | 43 | 0 | 46.1 |  | 1.029 | Cogen | 1 | 0.032621 | 0 | 0 |  |  |  |  | 0.032621 | 0 |  |  |  |  | 0 | 0
48731 | CBE_GT1 | 1 | Houston | YES | 0.001286 | 76 | 0 | 76 | 0 | 1.029 | CC | 1 | 0.032307 | 76 | 76 |  |  |  |  | 0.032307 | 2.4553 |  |  |  |  | 0 | 0
48732 | CBE_GT2 | 1 | Houston | YES | 0.001286 | 76 | 0 | 76 | 0 | 1.029 | CC | 1 | 0.032307 | 76 | 76 |  |  |  |  | 0.032307 | 2.4553 |  |  |  |  | 0 | 0
48733 | CBE_ST12 | 1 | Houston | YES | 0.001286 | 105 | 0 | 105 | 0 | 1.029 | CC | 1 | 0.032307 | 105 | 105 |  |  |  |  | 0.032307 | 3.3923 |  |  |  |  | 0 | 0
48734 | CBE_GT3 | 1 | Houston | YES | 0.001286 | 76 | 0 | 76 | 0 | 1.029 | CC | 1 | 0.032307 | 76 | 76 |  |  |  |  | 0.032307 | 2.4553 |  |  |  |  | 0 | 0
48735 | CBE_GT4 | 1 | Houston | YES | 0.001286 | 76 | 0 | 76 | 0 | 1.029 | CC | 1 | 0.032307 | 76 | 76 |  |  |  |  | 0.032307 | 2.4553 |  |  |  |  | 0 | 0
48736 | CBE_ST34 | 1 | Houston | YES | 0.001286 | 105 | 0 | 105 | 0 | 1.029 | CC | 1 | 0.032307 | 105 | 105 |  |  |  |  | 0.032307 | 3.3923 |  |  |  |  | 0 | 0
48740 | PSG_GN2_8050 | 1 | Houston | YES | 0.001747 | 182 | 60 | 182 | 0 | 1.0326 | Cogen | 1 | 0.032768 | 0 | 0 |  |  |  |  | 0.032768 | 0 |  |  |  |  | 0 | 0
48741 | PSG_GT2_8040 | 1 | Houston | YES | 0.001747 | 158.6 | 50 | 158.6 | 0 | 1.0326 | Cogen | 1 | 0.032768 | 0 | 0 |  |  |  |  | 0.032768 | 0 |  |  |  |  | 0 | 0
48742 | PSG_GT3_8060 | 1 | Houston | YES | 0.001747 | 157 | 50 | 157 | 0 | 1.0326 | Cogen | 1 | 0.032768 | 0 | 0 |  |  |  |  | 0.032768 | 0 |  |  |  |  | 0 | 0
48761 | PR_GT1__9040 | 1 | Houston | YES | 0.001743 | 26 | 0 | 35 |  | 1 | Cogen | 1 | 0.032764 | 0 | 0 |  |  |  |  | 0.032764 | 0 |  |  |  |  | 0 | 0
48772 | PHR_GN2_2 | MB | Houston | YES | 0.0017 | 0 | 72 | 459 |  | 1.0362 | GSC | 1 | 0.032721 | 0 | 0 |  |  |  |  | 0.032721 | 0 |  |  |  |  | 0 | 0
48791 | PSA_GT1_8160 | 1 | Houston | YES | 0.001786 | 52 | 20.8 | 65 | 0 | 1.0362 | Cogen | 1 | 0.032807 | 0 | 0 |  |  |  |  | 0.032807 | 0 |  |  |  |  | 0 | 0
48792 | PSA_GT2_8155 | 2 | Houston | YES | 0.001786 | 52.8 | 20.3 | 66 | 0 | 1.0362 | Cogen | 1 | 0.032807 | 0 | 0 |  |  |  |  | 0.032807 | 0 |  |  |  |  | 0 | 0
48793 | PSA_GT3_8150 | 3 | Houston | YES | 0.001786 | 56 | 20.3 | 70 | 0 | 1.0362 | Cogen | 1 | 0.032807 | 0 | 0 |  |  |  |  | 0.032807 | 0 |  |  |  |  | 0 | 0
48794 | PSA_GT4_8145 | 4 | Houston | YES | 0.001786 | 52.8 | 20.3 | 66 | 0 | 1.0362 | Cogen | 1 | 0.032807 | 0 | 0 |  |  |  |  | 0.032807 | 0 |  |  |  |  | 0 | 0
48795 | PSA_GT5_8140 | 5 | Houston | YES | 0.001786 | 51.2 | 20.3 | 64 | 0 | 1.0362 | Cogen | 1 | 0.032807 | 0 | 0 |  |  |  |  | 0.032807 | 0 |  |  |  |  | 0 | 0
48796 | PSA_GN1_8165 | 1 | Houston | YES | 0.001786 | 83.2 | 43.1 | 104 | 0 | 1.0362 | Cogen | 1 | 0.032807 | 0 | 0 |  |  |  |  | 0.032807 | 0 |  |  |  |  | 0 | 0
48797 | PSA_GT6_8135 | 6 | Houston | YES | 0.001786 | 47.2 | 34.5 | 59 | 0 | 1.0362 | Cogen | 1 | 0.032807 | 0 | 0 |  |  |  |  | 0.032807 | 0 |  |  |  |  | 0 | 0
48811 | CVC_GT3_5045 | 3 | Houston | YES | 0.001852 | 156 | 91.8 | 156 | 0 | 1.029 | Cogen | 1 | 0.032873 | 0 | 0 |  |  |  |  | 0.032873 | 0 |  |  |  |  | 0 | 0
48812 | CVC_GT2_5020 | 2 | Houston | YES | 0.001852 | 158 | 91.8 | 158 | 0 | 1.029 | Cogen | 1 | 0.032873 | 0 | 0 |  |  |  |  | 0.032873 | 0 |  |  |  |  | 0 | 0
48813 | CVC_GT1_5035 | 1 | Houston | YES | 0.001852 | 160 | 91.8 | 160 | 0 | 1.029 | Cogen | 1 | 0.032873 | 0 | 0 |  |  |  |  | 0.032873 | 0 |  |  |  |  | 0 | 0
48814 | CVC_ST5_5040 | 1 | Houston | YES | 0.001852 | 162 | 91.8 | 162 | 0 | 1.029 | Cogen | 1 | 0.032873 | 0 | 0 |  |  |  |  | 0.032873 | 0 |  |  |  |  | 0 | 0
48815 | CVC_GT4_8005 | 4 | Houston | YES | 0.001788 | 165 | 91.8 | 165 |  | 1.0362 | Cogen | 1 | 0.032809 | 0 | 0 |  |  |  |  | 0.032809 | 0 |  |  |  |  | 0 | 0
48820 | SHELLG1_3015 | 1 | Houston | YES | 0.001752 | 71 | 34.5 | 71 |  | 1.029 | Cogen | 1 | 0.032773 | 0 | 0 |  |  |  |  | 0.032773 | 0 |  |  |  |  | 0 | 0
48821 | SHELLG2 | 2 | Houston | YES | 0.001752 | 72 | 34.5 | 72 |  | 1.029 | Cogen | 1 | 0.032773 | 0 | 0 |  |  |  |  | 0.032773 | 0 |  |  |  |  | 0 | 0
48822 | SHELLG3_3020 | 2 | Houston | YES | 0.001752 | 30 | 0 | 30 |  | 1.029 | Cogen | 1 | 0.032773 | 0 | 0 |  |  |  |  | 0.032773 | 0 |  |  |  |  | 0 | 0
48822 | SHELLG3_3020 | 1 | Houston | YES | 0.001752 | 39 | 0 | 39 |  | 1.029 | Cogen | 1 | 0.032773 | 0 | 0 |  |  |  |  | 0.032773 | 0 |  |  |  |  | 0 | 0
48841 | SJS_GT1_GT1 | 1 | Houston | YES | 0.001737 | 62.4 | 49 | 78 | 0 | 1.0362 | Cogen | 1 | 0.032758 | 0 | 0 |  |  |  |  | 0.032758 | 0 |  |  |  |  | 0 | 0
48842 | SJS_GT2_GT2 | 2 | Houston | YES | 0.001737 | 64.8 | 49 | 81 | 0 | 1.0362 | Cogen | 1 | 0.032758 | 0 | 0 |  |  |  |  | 0.032758 | 0 |  |  |  |  | 0 | 0
48845 | SOL_GT1 | 1 | Houston | YES | 0.001747 | 16.2 | 15.4 | 16.2 |  | 1.0326 | Solar | 1 | 0.032768 | 16.2 | 16.2 |  |  |  |  | 0.032768 | 0.53085 |  |  |  |  | 0 | 0
48851 | SRB_GN1_1 | 1 | Houston | YES | 0.001746 | 132 | 26 | 165 | 0 | 1.0217 | GST | 1 | 0.032767 | 165 | 165 |  |  |  |  | 0.032767 | 5.4066 |  |  |  |  | 0 | 0
48852 | SRB_GN2_2 | 2 | Houston | YES | 0.001746 | 140.8 | 26 | 176 | 0 | 1.0217 | GST | 1 | 0.032767 | 176 | 176 |  |  |  |  | 0.032767 | 5.767 |  |  |  |  | 0 | 0
48853 | SRB_GN3_3 | 3 | Houston | YES | 0.001747 | 170.4 | 35 | 213 |  | 1.0326 | GST | 1 | 0.032768 | 213 | 213 |  |  |  |  | 0.032768 | 6.9796 |  |  |  |  | 0 | 0
48854 | SRB_GN4_4 | 4 | Houston | YES | 0.001747 | 182.4 | 35 | 228 | 0 | 1.0326 | GST | 1 | 0.032768 | 228 | 228 |  |  |  |  | 0.032768 | 7.4712 |  |  |  |  | 0 | 0
48855 | SRB_GT211035 | B1 | Houston | YES | 0.001746 | 0 | 0 | 18 |  | 1.014 | GGT | 1 | 0.032767 | 18 | 18 |  |  |  |  | 0.032767 | 0.58981 |  |  |  |  | 0 | 0
48855 | SRB_GT211035 | B2 | Houston | YES | 0.001746 | 0 | 0 | 12 |  | 1.014 | GGT | 1 | 0.032767 | 12 | 12 |  |  |  |  | 0.032767 | 0.39321 |  |  |  |  | 0 | 0
48873 | THW_ST3_ST_3 | 3 | Houston | YES | 0.00177 | 107 | 19 | 107 | 0 | 1.0435 | CC | 1 | 0.032791 | 107 | 107 |  |  |  |  | 0.032791 | 3.5087 |  |  |  |  | 0 | 0
48874 | THW_ST4_ST_4 | 4 | Houston | YES | 0.00177 | 108 | 19 | 108 | 0 | 1.0435 | CC | 1 | 0.032791 | 108 | 108 |  |  |  |  | 0.032791 | 3.5415 |  |  |  |  | 0 | 0
48875 | THW_3132 | B | Houston | YES | 0.00177 | 53 | 5 | 53 | 0 | 1.0435 | CC | 1 | 0.032791 | 53 | 53 |  |  |  |  | 0.032791 | 1.7379 |  |  |  |  | 0 | 0
48875 | THW_3132 | A | Houston | YES | 0.00177 | 55 | 5 | 55 | 0 | 1.0435 | CC | 1 | 0.032791 | 55 | 55 |  |  |  |  | 0.032791 | 1.8035 |  |  |  |  | 0 | 0
48877 | THW_3334 | C | Houston | YES | 0.00177 | 55 | 5 | 55 | 0 | 1.0435 | CC | 1 | 0.032791 | 55 | 55 |  |  |  |  | 0.032791 | 1.8035 |  |  |  |  | 0 | 0
48877 | THW_3334 | D | Houston | YES | 0.00177 | 57 | 5 | 57 | 0 | 1.0435 | CC | 1 | 0.032791 | 57 | 57 |  |  |  |  | 0.032791 | 1.8691 |  |  |  |  | 0 | 0
48879 | THW_4142 | E | Houston | YES | 0.00177 | 56 | 5 | 56 | 0 | 1.0435 | CC | 1 | 0.032791 | 56 | 56 |  |  |  |  | 0.032791 | 1.8363 |  |  |  |  | 0 | 0
48879 | THW_4142 | F | Houston | YES | 0.00177 | 55 | 5 | 55 | 0 | 1.0435 | CC | 1 | 0.032791 | 55 | 55 |  |  |  |  | 0.032791 | 1.8035 |  |  |  |  | 0 | 0
48881 | THW_4344 | G | Houston | YES | 0.00177 | 58 | 5 | 58 | 0 | 1.0435 | CC | 1 | 0.032791 | 58 | 58 |  |  |  |  | 0.032791 | 1.9019 |  |  |  |  | 0 | 0
48881 | THW_4344 | H | Houston | YES | 0.00177 | 58 | 5 | 58 | 0 | 1.0435 | CC | 1 | 0.032791 | 58 | 58 |  |  |  |  | 0.032791 | 1.9019 |  |  |  |  | 0 | 0
48883 | THW_GT1_GT_1 | B2 | Houston | YES | 0.001781 | 0 | 0 | 12 |  | 1.043 | GGT | 1 | 0.032802 | 12 | 12 |  |  |  |  | 0.032802 | 0.39363 |  |  |  |  | 0 | 0
48885 | THW_5152 | A | Houston | YES | 0.001804 | 46.4 | 5 | 58 |  | 1.0319 | GGT | 1 | 0.032825 | 58 | 58 |  |  |  |  | 0.032825 | 1.9039 |  |  |  |  | 0 | 0
48885 | THW_5152 | B | Houston | YES | 0.001804 | 47.2 | 5 | 59 |  | 1.0319 | GGT | 1 | 0.032825 | 59 | 59 |  |  |  |  | 0.032825 | 1.9367 |  |  |  |  | 0 | 0
48886 | THW_5354 | D | Houston | YES | 0.001804 | 46.4 | 5 | 58 |  | 1.0319 | GGT | 1 | 0.032825 | 58 | 58 |  |  |  |  | 0.032825 | 1.9039 |  |  |  |  | 0 | 0
48886 | THW_5354 | C | Houston | YES | 0.001804 | 45.6 | 5 | 57 |  | 1.0319 | GGT | 1 | 0.032825 | 57 | 57 |  |  |  |  | 0.032825 | 1.871 |  |  |  |  | 0 | 0
48887 | THW_5556 | F | Houston | YES | 0.001804 | 45.6 | 5 | 57 |  | 1.0319 | GGT | 1 | 0.032825 | 57 | 57 |  |  |  |  | 0.032825 | 1.871 |  |  |  |  | 0 | 0
48887 | THW_5556 | E | Houston | YES | 0.001804 | 47.2 | 5 | 59 |  | 1.0319 | GGT | 1 | 0.032825 | 59 | 59 |  |  |  |  | 0.032825 | 1.9367 |  |  |  |  | 0 | 0
48911 | TGF_GT1_8000 | 1 | Houston | YES | 0.001311 | 69.2 | 0 | 69.2 |  | 1.029 | Cogen | 1 | 0.032332 | 0 | 0 |  |  |  |  | 0.032332 | 0 |  |  |  |  | 0 | 0
48921 | WAP_GN1_1 | 1 | Houston | YES | 0.001624 | 132.8 | 37 | 166 | 0 | 1.0362 | GST | 1 | 0.032645 | 166 | 166 |  |  |  |  | 0.032645 | 5.4191 |  |  |  |  | 0 | 0
48922 | WAP_GN2_2 | 2 | Houston | YES | 0.001624 | 132.8 | 37 | 166 | 0 | 1.0362 | GST | 1 | 0.032645 | 166 | 166 |  |  |  |  | 0.032645 | 5.4191 |  |  |  |  | 0 | 0
48923 | WAP_GN3_3 | 3 | Houston | YES | 0.001624 | 198.4 | 93 | 248 | 0 | 1.0362 | GST | 1 | 0.032645 | 248 | 248 |  |  |  |  | 0.032645 | 8.096 |  |  |  |  | 0 | 0
48924 | WAP_GN4_4 | 4 | Houston | YES | 0.001624 | 546 | 217 | 546 | 0 | 1.0362 | GSC | 1 | 0.032645 | 546 | 546 |  |  |  |  | 0.032645 | 17.8243 |  |  |  |  | 0 | 0
48925 | WAP_GN5_5 | 5 | Houston | YES | 0.001624 | 586.2 | 278 | 654 | 0 | 0.985 | LIGCO | 1 | 0.032645 | 0 | 654 |  |  |  |  | 0.032645 | 21.35 |  |  |  |  | 0 | 0
48926 | WAP_GN6_6 | 6 | Houston | YES | 0.001606 | 651 | 280 | 651 |  | 1.035 | LIGCO | 1 | 0.032627 | 0 | 651 |  |  |  |  | 0.032627 | 21.2403 |  |  |  |  | 0 | 0
48927 | WAP_GN7_7 | 7 | Houston | YES | 0.001606 | 564 | 277 | 564 |  | 1.035 | LIGCO | 1 | 0.032627 | 0 | 564 |  |  |  |  | 0.032627 | 18.4018 |  |  |  |  | 0 | 0
48928 | WAP_GN8_8 | 8 | Houston | YES | 0.001606 | 603 | 275 | 603 |  | 1.035 | LIGCO | 1 | 0.032627 | 0 | 603 |  |  |  |  | 0.032627 | 19.6742 |  |  |  |  | 0 | 0
48929 | WAPGT21_GT1 | B1 | Houston | YES | 0.001624 | 0 | 0 | 13 |  | 1.05 | GGT | 1 | 0.032645 | 13 | 13 |  |  |  |  | 0.032645 | 0.42439 |  |  |  |  | 0 | 0
49803 | EXN_15GT | 1 | Houston | YES | 0.001778 | 33 | 8.3 | 34 |  | 1.0326 | Cogen | 1 | 0.032799 | 0 | 0 |  |  |  |  | 0.032799 | 0 |  |  |  |  | 0 | 0
49804 | EXN_16GT | 2 | Houston | YES | 0.001778 | 32 | 8.3 | 34.7 |  | 1.0326 | Cogen | 1 | 0.032799 | 0 | 0 |  |  |  |  | 0.032799 | 0 |  |  |  |  | 0 | 0
49805 | EXN_17GT | 3 | Houston | YES | 0.001778 | 31 | 8.3 | 32.7 |  | 1.0326 | Cogen | 1 | 0.032799 | 0 | 0 |  |  |  |  | 0.032799 | 0 |  |  |  |  | 0 | 0
49826 | EXN938GT | 5 | Houston | YES | 0.001778 | 43 | 9.2 | 45.9 | 0 | 1.0326 | Cogen | 1 | 0.032799 | 0 | 0 |  |  |  |  | 0.032799 | 0 |  |  |  |  | 0 | 0
49828 | EXN941GT | 10 | Houston | YES | 0.001778 | 17.7 | 5.4 | 17.7 | 0 | 1.0326 | Cogen | 1 | 0.032799 | 0 | 0 |  |  |  |  | 0.032799 | 0 |  |  |  |  | 0 | 0
49829 | EXN942GT | 11 | Houston | YES | 0.001778 | 20 | 5.4 | 20.4 | 0 | 1.0326 | Cogen | 1 | 0.032799 | 0 | 0 |  |  |  |  | 0.032799 | 0 |  |  |  |  | 0 | 0
49830 | EXN943GT | 12 | Houston | YES | 0.001778 | 19 | 5.4 | 19.9 | 0 | 1.0326 | Cogen | 1 | 0.032799 | 0 | 0 |  |  |  |  | 0.032799 | 0 |  |  |  |  | 0 | 0
49831 | EXN944GT | 13 | Houston | YES | 0.001778 | 33 | 5.4 | 35 | 0 | 1.0326 | Cogen | 1 | 0.032799 | 0 | 0 |  |  |  |  | 0.032799 | 0 |  |  |  |  | 0 | 0
49832 | EXN945GT | 9 | Houston | YES | 0.001778 | 18.5 | 9.2 | 18.5 | 0 | 1.0326 | Cogen | 1 | 0.032799 | 0 | 0 |  |  |  |  | 0.032799 | 0 |  |  |  |  | 0 | 0
49837 | EXN_GT | 4 | Houston | YES | 0.001778 | 81 | 21.3 | 85.4 | 0 | 1.0326 | Cogen | 1 | 0.032799 | 0 | 0 |  |  |  |  | 0.032799 | 0 |  |  |  |  | 0 | 0
49838 | EXN_14GT | 14 | Houston | YES | 0.001778 | 140 | 0 | 148 |  | 1.0326 | Cogen | 1 | 0.032799 | 0 | 0 |  |  |  |  | 0.032799 | 0 |  |  |  |  | 0 | 0
49851 | DOW17000 | 37 | Houston | YES | 0.001447 | 39 | 0 | 62 | 0 | 1 | Cogen | 1 | 0.032468 | 0 | 0 |  |  |  |  | 0.032468 | 0 |  |  |  |  | 0 | 0
49858 | DOW38100 | 31 | Houston | YES | 0.001447 | 45 | 0 | 71.4 |  | 1 | Cogen | 1 | 0.032468 | 0 | 0 |  |  |  |  | 0.032468 | 0 |  |  |  |  | 0 | 0
49859 | DOW38200 | 33 | Houston | YES | 0.001447 | 28 | 0 | 45 | 0 | 1 | Cogen | 1 | 0.032468 | 0 | 0 |  |  |  |  | 0.032468 | 0 |  |  |  |  | 0 | 0
49860 | DOW38300 | 32 | Houston | YES | 0.001447 | 63 | 0 | 101 |  | 1 | Cogen | 1 | 0.032468 | 0 | 0 |  |  |  |  | 0.032468 | 0 |  |  |  |  | 0 | 0
49862 | DOW39100 | 36 | Houston | YES | 0.001447 | 54 | 0 | 86 | 0 | 1 | Cogen | 1 | 0.032468 | 0 | 0 |  |  |  |  | 0.032468 | 0 |  |  |  |  | 0 | 0
49863 | DOW39200 | 35 | Houston | YES | 0.001447 | 55 | 0 | 88 | 0 | 1 | Cogen | 1 | 0.032468 | 0 | 0 |  |  |  |  | 0.032468 | 0 |  |  |  |  | 0 | 0
49865 | DOW41000 | 41 | Houston | YES | 0.001447 | 31 | 0 | 50 |  | 1 | Cogen | 1 | 0.032468 | 0 | 0 |  |  |  |  | 0.032468 | 0 |  |  |  |  | 0 | 0
49866 | DOW42000 | 42 | Houston | YES | 0.001447 | 11 | 0 | 18 |  | 1 | Cogen | 1 | 0.032468 | 0 | 0 |  |  |  |  | 0.032468 | 0 |  |  |  |  | 0 | 0
49869 | DOW49000 | 45 | Houston | YES | 0.001447 | 59 | 0 | 94 |  | 1 | Cogen | 1 | 0.032468 | 0 | 0 |  |  |  |  | 0.032468 | 0 |  |  |  |  | 0 | 0
49870 | DOW61000 | 61 | Houston | YES | 0.001447 | 44 | 0 | 70 | 0 | 1 | Cogen | 1 | 0.032468 | 0 | 0 |  |  |  |  | 0.032468 | 0 |  |  |  |  | 0 | 0
49871 | DOW62000 | 62 | Houston | YES | 0.001447 | 40 | 0 | 63 | 0 | 1 | Cogen | 1 | 0.032468 | 0 | 0 |  |  |  |  | 0.032468 | 0 |  |  |  |  | 0 | 0
49872 | DOW63000 | 63 | Houston | YES | 0.001447 | 45 | 0 | 72 | 0 | 1 | Cogen | 1 | 0.032468 | 0 | 0 |  |  |  |  | 0.032468 | 0 |  |  |  |  | 0 | 0
49873 | DOW64000 | 64 | Houston | YES | 0.001447 | 41 | 0 | 64.8 | 0 | 1 | Cogen | 1 | 0.032468 | 0 | 0 |  |  |  |  | 0.032468 | 0 |  |  |  |  | 0 | 0
49876 | DOW65000 | 65 | Houston | YES | 0.001447 | 63 | 0 | 101 | 0 | 1 | Cogen | 1 | 0.032468 | 0 | 0 |  |  |  |  | 0.032468 | 0 |  |  |  |  | 0 | 0
49877 | DOW66000 | 66 | Houston | YES | 0.001447 | 61 | 0 | 97 | 0 | 1 | Cogen | 1 | 0.032468 | 0 | 0 |  |  |  |  | 0.032468 | 0 |  |  |  |  | 0 | 0
49878 | DOW67000 | 67 | Houston | YES | 0.001447 | 65 | 0 | 103 | 0 | 1 | Cogen | 1 | 0.032468 | 0 | 0 |  |  |  |  | 0.032468 | 0 |  |  |  |  | 0 | 0
49882 | DOW81000 | 81 | Houston | YES | 0.001447 | 47 | 0 | 76 | 0 | 1 | Cogen | 1 | 0.032468 | 0 | 0 |  |  |  |  | 0.032468 | 0 |  |  |  |  | 0 | 0
49884 | DOW82000 | 82 | Houston | YES | 0.001447 | 51 | 0 | 80 | 0 | 1 | Cogen | 1 | 0.032468 | 0 | 0 |  |  |  |  | 0.032468 | 0 |  |  |  |  | 0 | 0
49885 | DOW83000 | 83 | Houston | YES | 0.001447 | 51 | 0 | 80 | 0 | 1 | Cogen | 1 | 0.032468 | 0 | 0 |  |  |  |  | 0.032468 | 0 |  |  |  |  | 0 | 0
49886 | DOW84000 | 84 | Houston | YES | 0.001447 | 107 | 0 | 171 | 0 | 0.98 | Cogen | 1 | 0.032468 | 0 | 0 |  |  |  |  | 0.032468 | 0 |  |  |  |  | 0 | 0
60000 | DSKY2 | 1 | West | YES | -0.028855 | 19.1 | 0 | 76.5 |  | 1.039 | Wind | -1 | 0.032517 | 0 | 76.5 |  |  | 0 | 0 | -0.032517 | 0 |  |  |  |  | 0 | 0
60003 | KING_NE1A | 1 | West | YES | -0.029042 | 20 | 0 | 80 |  | 1.03 | Wind | -1 | 0.032704 | 0 | 80 |  |  | 0 | 0 | -0.032704 | 0 |  |  |  |  | 0 | 0
60005 | KING_SE1A | 1 | West | YES | -0.029042 | 10 | 0 | 40 |  | 1.035 | Wind | -1 | 0.032704 | 0 | 40 |  |  | 0 | 0 | -0.032704 | 0 |  |  |  |  | 0 | 0
60007 | KING_SW1A | 1 | West | YES | -0.029253 | 20 | 0 | 80 |  | 1.03 | Wind | -1 | 0.032915 | 0 | 80 |  |  | 0 | 0 | -0.032915 | 0 |  |  |  |  | 0 | 0
60016 | WOODWRD11A | 1 | West | YES | -0.029122 | 20 | 0 | 80 |  | 1.033 | Wind | -1 | 0.032784 | 0 | 80 |  |  | 0 | 0 | -0.032784 | 0 |  |  |  |  | 0 | 0
60017 | ORNNWP1 | 1 | West | YES | -0.028759 | 20 | 0 | 80 |  | 1.027 | Wind | -1 | 0.032421 | 0 | 80 |  |  | 0 | 0 | -0.032421 | 0 |  |  |  |  | 0 | 0
60018 | DSKY1 | 1 | West | YES | -0.028643 | 21 | 0 | 84 | 0 | 1.023 | Wind | -1 | 0.032305 | 0 | 84 |  |  | 0 | 0 | -0.032305 | 0 |  |  |  |  | 0 | 0
60019 | KING_NW1A | 1 | West | YES | -0.029253 | 20 | 0 | 80 |  | 1.03 | Wind | -1 | 0.032915 | 0 | 80 |  |  | 0 | 0 | -0.032915 | 0 |  |  |  |  | 0 | 0
60052 | WILDHRS11A | 1 | West | YES | -0.15236 | 25.3 | 0 | 126.5 | 0 | 1.005 | Wind | -1 | 0.15602 | 0 | 126.5 |  |  | 0 | 0 | -0.15602 | 0 |  |  |  |  | 0 | 0
60053 | WILDHRS21A | 1 | West | YES | -0.15236 | 7.8 | 0 | 39 | 0 | 1.025 | Wind | -1 | 0.15602 | 0 | 39 |  |  | 0 | 0 | -0.15602 | 0 |  |  |  |  | 0 | 0
60057 | CALLAHAN1A | 1 | West | YES | -0.072552 | 22.8 | 0 | 114 | 0 | 1.04 | Wind | -1 | 0.076214 | 0 | 114 |  |  | 0 | 0 | -0.076214 | 0 |  |  |  |  | 0 | 0
60058 | BUFF_GAP1A | 1 | West | YES | -0.025199 | 24 | 0 | 120 |  | 1 | Wind | -1 | 0.028861 | 0 | 120 |  |  | 0 | 0 | -0.028861 | 0 |  |  |  |  | 0 | 0
60060 | CIRELLO | 1 | West | YES | -0.025199 | 46.6 | 0 | 233 | 0 | 1 | Wind | -1 | 0.028861 | 0 | 233 |  |  | 0 | 0 | -0.028861 | 0 |  |  |  |  | 0 | 0
60063 | BUFF_GAP1B | 1 | West | YES | -0.025199 | 34 | 0 | 170.2 | 0 | 1.02 | Wind | -1 | 0.028861 | 0 | 170.2 |  |  | 0 | 0 | -0.028861 | 0 |  |  |  |  | 0 | 0
60066 | H_HOLLOW1A | 1 | West | YES | -0.025199 | 44.4 | 0 | 222 | 0 | 1.005 | Wind | -1 | 0.028861 | 0 | 222 |  |  | 0 | 0 | -0.028861 | 0 |  |  |  |  | 0 | 0
60068 | HHOLLOW21A | 1 | West | YES | -0.025199 | 36.8 | 0 | 184 | 0 | 1.025 | Wind | -1 | 0.028861 | 0 | 184 |  |  | 0 | 0 | -0.028861 | 0 |  |  |  |  | 0 | 0
60070 | HHOLLOW31A | 1 | West | YES | -0.025199 | 44.8 | 0 | 224 | 0 | 1.025 | Wind | -1 | 0.028861 | 0 | 224 |  |  | 0 | 0 | -0.028861 | 0 |  |  |  |  | 0 | 0
60072 | HHOLLOW41A | 1 | West | YES | -0.025199 | 23 | 0 | 115 | 0 | 1.025 | Wind | -1 | 0.028861 | 0 | 115 |  |  | 0 | 0 | -0.028861 | 0 |  |  |  |  | 0 | 0
60081 | WHRLWIND1A | 1 | West | YES | -0.13043 | 12 | 0 | 60 | 0 | 1.03 | Wind | -1 | 0.13409 | 0 | 60 |  |  | 0 | 0 | -0.13409 | 0 |  |  |  |  | 0 | 0
60201 | RIO DRCS | F | West | YES | -0.029133 | 0 | 0 | 0 | 0 | 1.025 | AVR | -1 | 0.032795 | 0 | 0 |  |  | 0 | 0 | -0.032795 | 0 |  |  |  |  | 0 | 0
60202 | FRNDDRCS | F | West | YES | -0.026272 | 0 | 0 | 0 | 0 | 0.9985 | AVR | -1 | 0.029934 | 0 | 0 |  |  | 0 | 0 | -0.029934 | 0 |  |  |  |  | 0 | 0
71051 | L_BITTCR1_1N | W1 | West | YES | -0.026566 | 7.5 | 0 | 37.5 |  | 1.02 | Wind | -1 | 0.030228 | 0 | 37.5 |  |  | 0 | 0 | -0.030228 | 0 |  |  |  |  | 0 | 0
71054 | L_SWEETW1_1N | W1 | West | YES | -0.026566 | 21.5 | 0 | 107.5 |  | 1.02 | Wind | -1 | 0.030228 | 0 | 107.5 |  |  | 0 | 0 | -0.030228 | 0 |  |  |  |  | 0 | 0
71057 | L_SWEETW1_2N | W1 | West | YES | -0.026566 | 27 | 0 | 135 |  | 1.02 | Wind | -1 | 0.030228 | 0 | 135 |  |  | 0 | 0 | -0.030228 | 0 |  |  |  |  | 0 | 0
71059 | L_SWEETW1_3N | W1 | West | YES | -0.026566 | 23.8 | 0 | 119 | 0 | 1.02 | Wind | -1 | 0.030228 | 0 | 119 |  |  | 0 | 0 | -0.030228 | 0 |  |  |  |  | 0 | 0
71060 | L_SWEETW1_4N | W1 | West | YES | -0.026566 | 21 | 0 | 105 | 0 | 1.02 | Wind | -1 | 0.030228 | 0 | 105 |  |  | 0 | 0 | -0.030228 | 0 |  |  |  |  | 0 | 0
76031 | L_GASCCR1_1N | W1 | West | YES | -0.027491 | 30 | 0 | 150 | 0 | 1.02 | Wind | -1 | 0.031153 | 0 | 150 |  |  | 0 | 0 | -0.031153 | 0 |  |  |  |  | 0 | 0
76091 | L_DIVIDE1_1N | W1 | West | YES | -0.02733 | 110 | 0 | 550 |  | 1.02 | Wind | -1 | 0.030992 | 0 | 550 |  |  | 0 | 0 | -0.030992 | 0 |  |  |  |  | 0 | 0
80003 | MILHWYS | F | South | YES | 0.000391 | 0 | 0 | 0 | 0 | 1.0168 | AVR | 1 | 0.031412 | 0 | 0 |  |  |  |  | 0.031412 | 0 |  |  |  |  | 0 | 0
80010 | EPLVT1 | F | South | YES | -0.005951 | 0 | 0 | 0 |  | 1.0376 | DCTie | 1 | 0.02507 | 0 | 0 |  |  |  |  | 0.02507 | 0 |  |  |  |  | 0 | 0
80012 | LAR | F | South | YES | -0.00093 | 0 | 0 | 0 | 0 | 1.04 | DCTie | 1 | 0.030091 | 0 | 0 |  |  |  |  | 0.030091 | 0 |  |  |  |  | 0 | 0
80051 | FOR #8 | 8 | South | YES | 0.000744 | 28 | 28 | 28 | 0 | 1.016 | Cogen | 1 | 0.031765 | 0 | 0 |  |  |  |  | 0.031765 | 0 |  |  |  |  | 0 | 0
80052 | FOR #9 | 9 | South | YES | 0.000744 | 29.7 | 5 | 43.6 | 0 | 1.03 | Cogen | 1 | 0.031765 | 0 | 0 |  |  |  |  | 0.031765 | 0 |  |  |  |  | 0 | 0
80053 | FOR #10 | 10 | South | YES | 0.000744 | 68.4 | 45 | 75 | 0 | 1.03 | Cogen | 1 | 0.031765 | 0 | 0 |  |  |  |  | 0.031765 | 0 |  |  |  |  | 0 | 0
80080 | GWINDT11A | 2 | South | YES | 0.000415 | 17.7 | 0 | 41 | 0 | 1.025 | Wind | 1 | 0.031436 | 0 | 41 |  |  |  |  | 0.031436 | 1.2889 |  |  |  |  | 0 | 0
80080 | GWINDT11A | 4 | South | YES | 0.000415 | 8.2 | 0 | 19 | 0 | 1.025 | Wind | 1 | 0.031436 | 0 | 19 |  |  |  |  | 0.031436 | 0.59729 |  |  |  |  | 0 | 0
80080 | GWINDT11A | 1 | South | YES | 0.000415 | 40.6 | 0 | 94 | 0 | 1.025 | Wind | 1 | 0.031436 | 0 | 94 |  |  |  |  | 0.031436 | 2.955 |  |  |  |  | 0 | 0
80080 | GWINDT11A | 3 | South | YES | 0.000415 | 16.4 | 0 | 38 | 0 | 1.025 | Wind | 1 | 0.031436 | 0 | 38 |  |  |  |  | 0.031436 | 1.1946 |  |  |  |  | 0 | 0
80081 | GWINDT21A | 1 | South | YES | 0.000415 | 40.6 | 0 | 94 | 0 | 1.025 | Wind | 1 | 0.031436 | 0 | 94 |  |  |  |  | 0.031436 | 2.955 |  |  |  |  | 0 | 0
80081 | GWINDT21A | 4 | South | YES | 0.000415 | 9.5 | 0 | 22 | 0 | 1.025 | Wind | 1 | 0.031436 | 0 | 22 |  |  |  |  | 0.031436 | 0.6916 |  |  |  |  | 0 | 0
80081 | GWINDT21A | 2 | South | YES | 0.000415 | 15.5 | 0 | 36 | 0 | 1.025 | Wind | 1 | 0.031436 | 0 | 36 |  |  |  |  | 0.031436 | 1.1317 |  |  |  |  | 0 | 0
80081 | GWINDT21A | 3 | South | YES | 0.000415 | 18.6 | 0 | 43 | 0 | 1.025 | Wind | 1 | 0.031436 | 0 | 43 |  |  |  |  | 0.031436 | 1.3518 |  |  |  |  | 0 | 0
80137 | CSDR89 | 9 | South | YES | 0.000672 | 0 | 0 | 15 |  | 1.003 | DCTie | 1 | 0.031693 | 0 | 0 |  |  |  |  | 0.031693 | 0 |  |  |  |  | 0 | 0
80137 | CSDR89 | 8 | South | YES | 0.000672 | 33.9 | 0 | 39 |  | 1.003 | DCTie | 1 | 0.031693 | 0 | 0 |  |  |  |  | 0.031693 | 0 |  |  |  |  | 0 | 0
80138 | CSDR7 | 7 | South | YES | 0.000672 | 6.1 | 0 | 7 | 0 | 1.014 | DCTie | 1 | 0.031693 | 0 | 0 |  |  |  |  | 0.031693 | 0 |  |  |  |  | 0 | 0
80139 | CSDR56 | 6 | South | YES | 0.000672 | 0 | 0 | 39 |  | 1.0033 | DCTie | 1 | 0.031693 | 0 | 0 |  |  |  |  | 0.031693 | 0 |  |  |  |  | 0 | 0
80139 | CSDR56 | 5 | South | YES | 0.000672 | 15 | 0 | 15 |  | 1.0033 | DCTie | 1 | 0.031693 | 0 | 0 |  |  |  |  | 0.031693 | 0 |  |  |  |  | 0 | 0
80140 | CSDR11 | 11 | South | YES | 0.000672 | 33.9 | 0 | 39 | 0 | 1.03 | DCTie | 1 | 0.031693 | 0 | 0 |  |  |  |  | 0.031693 | 0 |  |  |  |  | 0 | 0
80180 | PNSCALT11A | 1 | South | YES | 0.000415 | 63 | 0 | 146 | 0 | 1.025 | Wind | 1 | 0.031436 | 0 | 146 |  |  |  |  | 0.031436 | 4.5897 |  |  |  |  | 0 | 0
80180 | PNSCALT11A | 2 | South | YES | 0.000415 | 21.6 | 0 | 50 | 0 | 1.025 | Wind | 1 | 0.031436 | 0 | 50 |  |  |  |  | 0.031436 | 1.5718 |  |  |  |  | 0 | 0
80181 | PNSCALT21A | 2 | South | YES | 0.000415 | 21.6 | 0 | 50 | 0 | 1.025 | Wind | 1 | 0.031436 | 0 | 50 |  |  |  |  | 0.031436 | 1.5718 |  |  |  |  | 0 | 0
80181 | PNSCALT21A | 1 | South | YES | 0.000415 | 23.7 | 0 | 55 | 0 | 1.025 | Wind | 1 | 0.031436 | 0 | 55 |  |  |  |  | 0.031436 | 1.729 |  |  |  |  | 0 | 0
80223 | REYSHR G | 1 | South | YES | 0.000506 | 12 | 0 | 12 | 0 | 1.032 | Cogen | 1 | 0.031527 | 0 | 0 |  |  |  |  | 0.031527 | 0 |  |  |  |  | 0 | 0
80224 | VISTRONG1 | 1 | South | YES | 0.000656 | 13.1 | 0 | 15 | 0 | 1.01 | Cogen | 1 | 0.031677 | 0 | 0 |  |  |  |  | 0.031677 | 0 |  |  |  |  | 0 | 0
80225 | VISTRONG2 | 2 | South | YES | 0.000656 | 20.2 | 0 | 23 | 0 | 1.01 | Cogen | 1 | 0.031677 | 0 | 0 |  |  |  |  | 0.031677 | 0 |  |  |  |  | 0 | 0
80226 | ALCOA G | 1 | South | YES | 0.000729 | 32.3 | 5 | 48 | 0 | 1.015 | Cogen | 1 | 0.03175 | 0 | 0 |  |  |  |  | 0.03175 | 0 |  |  |  |  | 0 | 0
80227 | AIRCO G | 1 | South | YES | 0.00066 | 7.2 | 0 | 8 | 0 | 1.0104 | Cogen | 1 | 0.031681 | 0 | 0 |  |  |  |  | 0.031681 | 0 |  |  |  |  | 0 | 0
80265 | LARECU40A | 4 | South | YES | -0.00093 | 80 | 0 | 100 |  | 1.039 | GGT | 1 | 0.030091 | 100 | 100 |  |  |  |  | 0.030091 | 3.0091 |  |  |  |  | 0 | 0
80266 | LARECU50A | 5 | South | YES | -0.00093 | 80 | 0 | 100 |  | 1.039 | GGT | 1 | 0.030091 | 100 | 100 |  |  |  |  | 0.030091 | 3.0091 |  |  |  |  | 0 | 0
88198 | BEEVILLE | F | South | YES | 0.000334 | 0 | 0 | 0 | 0 | 1.02 | AVR | 1 | 0.031355 | 0 | 0 |  |  |  |  | 0.031355 | 0 |  |  |  |  | 0 | 0
88253 | HAMILTON | F | South | YES | -0.009107 | 0 | 0 | 0 | 0 | 1.04 | BLT | 1 | 0.021914 | 0 | 0 |  |  |  |  | 0.021914 | 0 |  |  |  |  | 0 | 0
88299 | ZAPATA | F | South | YES | -0.000425 | 0 | 0 | 0 | 0 | 1.02 | BLT | 1 | 0.030596 | 0 | 0 |  |  |  |  | 0.030596 | 0 |  |  |  |  | 0 | 0
88508 | FALFURRI | F | South | YES | 0.000124 | 0 | 0 | 0 | 0 | 1 | AVR | 1 | 0.031145 | 0 | 0 |  |  |  |  | 0.031145 | 0 |  |  |  |  | 0 | 0
[11 empty] | #N/A | #N/A | #N/A | 0 | 0 |  |  |  |  | #N/A | #N/A |  |  |  |  | #N/A | #N/A
[11 empty] | #N/A | #N/A | #N/A | 0 | 0 |  |  |  |  | #N/A | #N/A |  |  |  |  | #N/A | #N/A
[11 empty] | #N/A | #N/A | #N/A | 0 | 0 |  |  |  |  | #N/A | #N/A |  |  |  |  | #N/A | #N/A
[11 empty] | #N/A | #N/A | #N/A | 0 | 0 |  |  |  |  | #N/A | #N/A |  |  |  |  | #N/A | #N/A
[11 empty] | #N/A | #N/A | #N/A | 0 | 0 |  |  |  |  | #N/A | #N/A |  |  |  |  | #N/A | #N/A
[11 empty] | #N/A | #N/A | #N/A | 0 | 0 |  |  |  |  | #N/A | #N/A |  |  |  |  | #N/A | #N/A
[11 empty] | #N/A | #N/A | #N/A | 0 | 0 |  |  |  |  | #N/A | #N/A |  |  |  |  | #N/A | #N/A
[11 empty] | #N/A | #N/A | #N/A | 0 | 0 |  |  |  |  | #N/A | #N/A |  |  |  |  | #N/A | #N/A
[11 empty] | #N/A | #N/A | #N/A | 0 | 0 |  |  |  |  | #N/A | #N/A |  |  |  |  | #N/A | #N/A
[11 empty] | #N/A | #N/A | #N/A | 0 | 0 |  |  |  |  | #N/A | #N/A |  |  |  |  | #N/A | #N/A
[11 empty] | #N/A | #N/A | #N/A | 0 | 0 |  |  |  |  | #N/A | #N/A |  |  |  |  | #N/A | #N/A
[11 empty] | #N/A | #N/A | #N/A | 0 | 0 |  |  |  |  | #N/A | #N/A |  |  |  |  | #N/A | #N/A
[11 empty] | #N/A | #N/A | #N/A | 0 | 0 |  |  |  |  | #N/A | #N/A |  |  |  |  | #N/A | #N/A
[11 empty] | #N/A | #N/A | #N/A | 0 | 0 |  |  |  |  | #N/A | #N/A |  |  |  |  | #N/A | #N/A
[11 empty] | #N/A | #N/A | #N/A | 0 | 0 |  |  |  |  | #N/A | #N/A |  |  |  |  | #N/A | #N/A
[11 empty] | #N/A | #N/A | #N/A | 0 | 0 |  |  |  |  | #N/A | #N/A |  |  |  |  | #N/A | #N/A
[11 empty] | #N/A | #N/A | #N/A | 0 | 0 |  |  |  |  | #N/A | #N/A |  |  |  |  | #N/A | #N/A
[11 empty] | #N/A | #N/A | #N/A | 0 | 0 |  |  |  |  | #N/A | #N/A |  |  |  |  | #N/A | #N/A
[11 empty] | #N/A | #N/A | #N/A | 0 | 0 |  |  |  |  | #N/A | #N/A |  |  |  |  | #N/A | #N/A
[11 empty] | #N/A | #N/A | #N/A | 0 | 0 |  |  |  |  | #N/A | #N/A |  |  |  |  | #N/A | #N/A
[11 empty] | #N/A | #N/A | #N/A | 0 | 0 |  |  |  |  | #N/A | #N/A |  |  |  |  | #N/A | #N/A
[26 empty] | 0 | 0
[26 empty] | 0 | 0
[26 empty] | 0 | 0
[26 empty] | 0 | 0
[26 empty] | 0 | 0
[26 empty] | 0 | 0
[26 empty] | 0 | 0
[26 empty] | 0 | 0
[26 empty] | 0 | 0
[26 empty] | 0 | 0
[26 empty] | 0 | 0
[26 empty] | 0 | 0
[26 empty] | 0 | 0
[26 empty] | 0 | 0
[26 empty] | 0 | 0
[26 empty] | 0 | 0
[26 empty] | 0 | 0
[26 empty] | 0 | 0
[26 empty] | 0 | 0
[26 empty] | 0 | 0
[26 empty] | 0 | 0
[26 empty] | 0 | 0
[26 empty] | 0 | 0
[26 empty] | 0 | 0
[26 empty] | 0 | 0
[26 empty] | 0 | 0
[26 empty] | 0 | 0
[26 empty] | 0 | 0
[26 empty] | 0 | 0
[26 empty] | 0 | 0
[26 empty] | 0 | 0
[26 empty] | 0 | 0
[26 empty] | 0 | 0
[26 empty] | 0 | 0
[26 empty] | 0 | 0
[26 empty] | 0 | 0
[26 empty] | 0 | 0
[26 empty] | 0 | 0
[26 empty] | 0 | 0
[26 empty] | 0 | 0
[26 empty] | 0 | 0
[26 empty] | 0 | 0
[26 empty] | 0 | 0
[26 empty] | 0 | 0
[26 empty] | 0 | 0
[26 empty] | 0 | 0
[26 empty] | 0 | 0
[26 empty] | 0 | 0
[26 empty] | 0 | 0
[26 empty] | 0 | 0
[26 empty] | 0 | 0
[26 empty] | 0 | 0
[26 empty] | 0 | 0
[26 empty] | 0 | 0
[26 empty] | 0 | 0
[26 empty] | 0 | 0
[26 empty] | 0 | 0
[26 empty] | 0 | 0
[26 empty] | 0 | 0
[26 empty] | 0 | 0
[26 empty] | 0 | 0
[26 empty] | 0 | 0
[26 empty] | 0 | 0
[26 empty] | 0 | 0
[26 empty] | 0 | 0
[26 empty] | 0 | 0
[26 empty] | 0 | 0
[26 empty] | 0 | 0
[26 empty] | 0 | 0
[26 empty] | 0 | 0
[26 empty] | 0 | 0
[26 empty] | 0 | 0
[26 empty] | 0 | 0
[26 empty] | 0 | 0
[26 empty] | 0 | 0
[26 empty] | 0 | 0
[26 empty] | 0 | 0
[26 empty] | 0 | 0
[26 empty] | 0 | 0
[26 empty] | 0 | 0
[26 empty] | 0 | 0
[26 empty] | 0 | 0
[26 empty] | 0 | 0
[26 empty] | 0 | 0
[26 empty] | 0 | 0
[26 empty] | 0 | 0
[26 empty] | 0 | 0
[26 empty] | 0 | 0
[26 empty] | 0 | 0
[26 empty] | 0 | 0
[26 empty] | 0 | 0
[26 empty] | 0 | 0
[26 empty] | 0 | 0
[26 empty] | 0 | 0
[26 empty] | 0 | 0
[26 empty] | 0 | 0
[26 empty] | 0 | 0
[26 empty] | 0 | 0
[26 empty] | 0 | 0
[26 empty] | 0 | 0
[26 empty] | 0 | 0
[26 empty] | 0 | 0
[26 empty] | 0 | 0
[26 empty] | 0 | 0
[26 empty] | 0 | 0
[26 empty] | 0 | 0
[26 empty] | 0 | 0
[26 empty] | 0 | 0
[26 empty] | 0 | 0
[26 empty] | 0 | 0
[26 empty] | 0 | 0
[26 empty] | 0 | 0
[26 empty] | 0 | 0
[26 empty] | 0 | 0
[26 empty] | 0 | 0
[26 empty] | 0 | 0
[26 empty] | 0 | 0
[26 empty] | 0 | 0
[26 empty] | 0 | 0
[26 empty] | 0 | 0
[26 empty] | 0 | 0
[26 empty] | 0 | 0
[26 empty] | 0 | 0
[26 empty] | 0 | 0
[26 empty] | 0 | 0
[26 empty] | 0 | 0
[26 empty] | 0 | 0
[26 empty] | 0 | 0
[26 empty] | 0 | 0
[26 empty] | 0 | 0
[26 empty] | 0 | 0
[26 empty] | 0 | 0
[26 empty] | 0 | 0
[26 empty] | 0 | 0
[26 empty] | 0 | 0
[26 empty] | 0 | 0
[26 empty] | 0 | 0
[26 empty] | 0 | 0
[26 empty] | 0 | 0
[26 empty] | 0 | 0
[26 empty] | 0 | 0
[26 empty] | 0 | 0
[26 empty] | 0 | 0
[26 empty] | 0 | 0
[26 empty] | 0 | 0
[26 empty] | 0 | 0
[26 empty] | 0 | 0
[26 empty] | 0 | 0
[26 empty] | 0 | 0
[26 empty] | 0 | 0
[26 empty] | 0 | 0
[26 empty] | 0 | 0
[26 empty] | 0 | 0
[26 empty] | 0 | 0
[26 empty] | 0 | 0
[26 empty] | 0 | 0
[26 empty] | 0 | 0
[26 empty] | 0 | 0
[26 empty] | 0 | 0
[26 empty] | 0 | 0
[26 empty] | 0 | 0
[26 empty] | 0 | 0
[26 empty] | 0 | 0
[26 empty] | 0 | 0
[26 empty] | 0 | 0
[26 empty] | 0 | 0
[26 empty] | 0 | 0
[26 empty] | 0 | 0
[26 empty] | 0 | 0
[26 empty] | 0 | 0
[26 empty] | 0 | 0
[26 empty] | 0 | 0
[26 empty] | 0 | 0
[26 empty] | 0 | 0
[26 empty] | 0 | 0
[26 empty] | 0 | 0
[26 empty] | 0 | 0
[26 empty] | 0 | 0
[26 empty] | 0 | 0
[26 empty] | 0 | 0
[26 empty] | 0 | 0
[26 empty] | 0 | 0
[26 empty] | 0 | 0
[26 empty] | 0 | 0
[26 empty] | 0 | 0
[26 empty] | 0 | 0
[26 empty] | 0 | 0
[26 empty] | 0 | 0
[26 empty] | 0 | 0
[26 empty] | 0 | 0
[26 empty] | 0 | 0
[26 empty] | 0 | 0
[26 empty] | 0 | 0
[26 empty] | 0 | 0
[26 empty] | 0 | 0
[26 empty] | 0 | 0
[26 empty] | 0 | 0
[26 empty] | 0 | 0
[26 empty] | 0 | 0
[26 empty] | 0 | 0
[26 empty] | 0 | 0
[26 empty] | 0 | 0
[26 empty] | 0 | 0
[26 empty] | 0 | 0
[26 empty] | 0 | 0
[26 empty] | 0 | 0
[26 empty] | 0 | 0
[26 empty] | 0 | 0
[26 empty] | 0 | 0
[26 empty] | 0 | 0
[26 empty] | 0 | 0
[26 empty] | 0 | 0
[26 empty] | 0 | 0
[26 empty] | 0 | 0
[26 empty] | 0 | 0
[26 empty] | 0 | 0
[26 empty] | 0 | 0
[26 empty] | 0 | 0
[26 empty] | 0 | 0
[26 empty] | 0 | 0
[26 empty] | 0 | 0
[26 empty] | 0 | 0
[26 empty] | 0 | 0
[26 empty] | 0 | 0
[26 empty] | 0 | 0
[26 empty] | 0 | 0
[26 empty] | 0 | 0
[26 empty] | 0 | 0
[26 empty] | 0 | 0
[26 empty] | 0 | 0
[26 empty] | 0 | 0
[26 empty] | 0 | 0
[26 empty] | 0 | 0
[26 empty] | 0 | 0
[26 empty] | 0 | 0
[26 empty] | 0 | 0
[26 empty] | 0 | 0
[26 empty] | 0 | 0
[26 empty] | 0 | 0
[26 empty] | 0 | 0
[26 empty] | 0 | 0
[26 empty] | 0 | 0
[26 empty] | 0 | 0
[26 empty] | 0 | 0
[26 empty] | 0 | 0
[26 empty] | 0 | 0
[26 empty] | 0 | 0
[26 empty] | 0 | 0
[26 empty] | 0 | 0
[26 empty] | 0 | 0
[26 empty] | 0 | 0
[26 empty] | 0 | 0
[26 empty] | 0 | 0
[26 empty] | 0 | 0
[26 empty] | 0 | 0
[26 empty] | 0 | 0
[26 empty] | 0 | 0
[26 empty] | 0 | 0
[26 empty] | 0 | 0
[26 empty] | 0 | 0
[26 empty] | 0 | 0
[26 empty] | 0 | 0
[26 empty] | 0 | 0
[26 empty] | 0 | 0
[26 empty] | 0 | 0
[26 empty] | 0 | 0
[26 empty] | 0 | 0
[26 empty] | 0 | 0
[26 empty] | 0 | 0
[26 empty] | 0 | 0
[26 empty] | 0 | 0
[26 empty] | 0 | 0
[26 empty] | 0 | 0
[26 empty] | 0 | 0
[26 empty] | 0 | 0
[26 empty] | 0 | 0
[26 empty] | 0 | 0
[26 empty] | 0 | 0
[26 empty] | 0 | 0
[26 empty] | 0 | 0
[26 empty] | 0 | 0
[26 empty] | 0 | 0
[26 empty] | 0 | 0
[26 empty] | 0 | 0
[26 empty] | 0 | 0
[26 empty] | 0 | 0
[26 empty] | 0 | 0
[26 empty] | 0 | 0
[26 empty] | 0 | 0
[26 empty] | 0 | 0
[26 empty] | 0 | 0
[26 empty] | 0 | 0
[26 empty] | 0 | 0
[26 empty] | 0 | 0
[26 empty] | 0 | 0
[26 empty] | 0 | 0
[26 empty] | 0 | 0
[26 empty] | 0 | 0
[26 empty] | 0 | 0
[26 empty] | 0 | 0
[26 empty] | 0 | 0
[26 empty] | 0 | 0
[26 empty] | 0 | 0
[26 empty] | 0 | 0
[26 empty] | 0 | 0
[26 empty] | 0 | 0
[26 empty] | 0 | 0
[26 empty] | 0 | 0
[26 empty] | 0 | 0
[26 empty] | 0 | 0
[26 empty] | 0 | 0
[26 empty] | 0 | 0
[26 empty] | 0 | 0
[26 empty] | 0 | 0
[26 empty] | 0 | 0
[26 empty] | 0 | 0
[26 empty] | 0 | 0
[26 empty] | 0 | 0
[26 empty] | 0 | 0
[26 empty] | 0 | 0
[26 empty] | 0 | 0
[26 empty] | 0 | 0
[26 empty] | 0 | 0
[26 empty] | 0 | 0
[26 empty] | 0 | 0
[26 empty] | 0 | 0
[26 empty] | 0 | 0
[26 empty] | 0 | 0
[26 empty] | 0 | 0
[26 empty] | 0 | 0
[26 empty] | 0 | 0
[26 empty] | 0 | 0
[26 empty] | 0 | 0
[26 empty] | 0 | 0
[26 empty] | 0 | 0
[26 empty] | 0 | 0
[26 empty] | 0 | 0
[26 empty] | 0 | 0
[26 empty] | 0 | 0
[26 empty] | 0 | 0
[26 empty] | 0 | 0
[26 empty] | 0 | 0
[26 empty] | 0 | 0
[26 empty] | 0 | 0
[26 empty] | 0 | 0
[26 empty] | 0 | 0
[26 empty] | 0 | 0
[26 empty] | 0 | 0
[26 empty] | 0 | 0
[26 empty] | 0 | 0
[26 empty] | 0 | 0
[26 empty] | 0 | 0
[26 empty] | 0 | 0
[26 empty] | 0 | 0
[26 empty] | 0 | 0
[26 empty] | 0 | 0
[26 empty] | 0 | 0
[26 empty] | 0 | 0
[26 empty] | 0 | 0
[26 empty] | 0 | 0
[26 empty] | 0 | 0
[26 empty] | 0 | 0
[26 empty] | 0 | 0
[26 empty] | 0 | 0
[26 empty] | 0 | 0
[26 empty] | 0 | 0
[26 empty] | 0 | 0
[26 empty] | 0 | 0
[26 empty] | 0 | 0
[26 empty] | 0 | 0
[26 empty] | 0 | 0
[26 empty] | 0 | 0
[26 empty] | 0 | 0
[26 empty] | 0 | 0
[26 empty] | 0 | 0
[26 empty] | 0 | 0
[26 empty] | 0 | 0
[26 empty] | 0 | 0
[26 empty] | 0 | 0
[26 empty] | 0 | 0
[26 empty] | 0 | 0
[26 empty] | 0 | 0
[26 empty] | 0 | 0
[26 empty] | 0 | 0
[26 empty] | 0 | 0
[26 empty] | 0 | 0
[26 empty] | 0 | 0
[26 empty] | 0 | 0
[26 empty] | 0 | 0
[26 empty] | 0 | 0
[26 empty] | 0 | 0
[26 empty] | 0 | 0
[26 empty] | 0 | 0
[26 empty] | 0 | 0
[26 empty] | 0 | 0
[26 empty] | 0 | 0
[26 empty] | 0 | 0
[26 empty] | 0 | 0
[26 empty] | 0 | 0
[26 empty] | 0 | 0
[26 empty] | 0 | 0
[26 empty] | 0 | 0
[26 empty] | 0 | 0
[26 empty] | 0 | 0
[26 empty] | 0 | 0
[26 empty] | 0 | 0
[26 empty] | 0 | 0
[26 empty] | 0 | 0
[26 empty] | 0 | 0
[26 empty] | 0 | 0
[26 empty] | 0 | 0
[26 empty] | 0 | 0
[26 empty] | 0 | 0
[26 empty] | 0 | 0
[26 empty] | 0 | 0
[26 empty] | 0 | 0
[26 empty] | 0 | 0
[26 empty] | 0 | 0
[26 empty] | 0 | 0
[26 empty] | 0 | 0
[26 empty] | 0 | 0
[26 empty] | 0 | 0
[26 empty] | 0 | 0
[26 empty] | 0 | 0
[26 empty] | 0 | 0
[26 empty] | 0 | 0
[26 empty] | 0 | 0
[26 empty] | 0 | 0
[26 empty] | 0 | 0
[26 empty] | 0 | 0
[26 empty] | 0 | 0
[26 empty] | 0 | 0
[26 empty] | 0 | 0
[26 empty] | 0 | 0
[26 empty] | 0 | 0
[26 empty] | 0 | 0
[26 empty] | 0 | 0
[26 empty] | 0 | 0
[26 empty] | 0 | 0
[26 empty] | 0 | 0
[26 empty] | 0 | 0
[26 empty] | 0 | 0
[26 empty] | 0 | 0
[26 empty] | 0 | 0
[26 empty] | 0 | 0
[26 empty] | 0 | 0
[26 empty] | 0 | 0
[26 empty] | 0 | 0
[26 empty] | 0 | 0
[26 empty] | 0 | 0
[26 empty] | 0 | 0
[26 empty] | 0 | 0
[26 empty] | 0 | 0
[26 empty] | 0 | 0
[26 empty] | 0 | 0
[26 empty] | 0 | 0
[26 empty] | 0 | 0
[26 empty] | 0 | 0
[26 empty] | 0 | 0
[26 empty] | 0 | 0
[26 empty] | 0 | 0
[26 empty] | 0 | 0
[26 empty] | 0 | 0
[26 empty] | 0 | 0
[26 empty] | 0 | 0
[26 empty] | 0 | 0
[26 empty] | 0 | 0
[26 empty] | 0 | 0
[26 empty] | 0 | 0
[26 empty] | 0 | 0
[26 empty] | 0 | 0
[26 empty] | 0 | 0
[26 empty] | 0 | 0
[26 empty] | 0 | 0
[26 empty] | 0 | 0
[26 empty] | 0 | 0
[26 empty] | 0 | 0
[26 empty] | 0 | 0
[26 empty] | 0 | 0
[26 empty] | 0 | 0
[26 empty] | 0 | 0
[26 empty] | 0 | 0
[26 empty] | 0 | 0
[26 empty] | 0 | 0
[26 empty] | 0 | 0
[26 empty] | 0 | 0
[26 empty] | 0 | 0
[26 empty] | 0 | 0
[26 empty] | 0 | 0
[26 empty] | 0 | 0
[26 empty] | 0 | 0
[26 empty] | 0 | 0
[26 empty] | 0 | 0
[26 empty] | 0 | 0
[26 empty] | 0 | 0
[26 empty] | 0 | 0
[26 empty] | 0 | 0
[26 empty] | 0 | 0
[26 empty] | 0 | 0
[26 empty] | 0 | 0
[26 empty] | 0 | 0
[26 empty] | 0 | 0
[26 empty] | 0 | 0
[26 empty] | 0 | 0
[26 empty] | 0 | 0
[26 empty] | 0 | 0
[26 empty] | 0 | 0
[26 empty] | 0 | 0
[26 empty] | 0 | 0
[26 empty] | 0 | 0
[26 empty] | 0 | 0
[26 empty] | 0 | 0
[26 empty] | 0 | 0
[26 empty] | 0 | 0
[26 empty] | 0 | 0
[26 empty] | 0 | 0
[26 empty] | 0 | 0
[26 empty] | 0 | 0
[26 empty] | 0 | 0
[26 empty] | 0 | 0
[26 empty] | 0 | 0
[26 empty] | 0 | 0
[26 empty] | 0 | 0
[26 empty] | 0 | 0
[26 empty] | 0 | 0
[26 empty] | 0 | 0
[26 empty] | 0 | 0
[26 empty] | 0 | 0
[26 empty] | 0 | 0
[26 empty] | 0 | 0
[26 empty] | 0 | 0
[26 empty] | 0 | 0
[26 empty] | 0 | 0
[26 empty] | 0 | 0
[26 empty] | 0 | 0
[26 empty] | 0 | 0
[26 empty] | 0 | 0
[26 empty] | 0 | 0
[26 empty] | 0 | 0
[26 empty] | 0 | 0
[26 empty] | 0 | 0
[26 empty] | 0 | 0
[26 empty] | 0 | 0
[26 empty] | 0 | 0
[26 empty] | 0 | 0
[26 empty] | 0 | 0
[26 empty] | 0 | 0
[26 empty] | 0 | 0
[26 empty] | 0 | 0
[26 empty] | 0 | 0
[26 empty] | 0 | 0
[26 empty] | 0 | 0
[26 empty] | 0 | 0
[26 empty] | 0 | 0
[26 empty] | 0 | 0
[26 empty] | 0 | 0
[26 empty] | 0 | 0
[26 empty] | 0 | 0
[26 empty] | 0 | 0
[26 empty] | 0 | 0
[26 empty] | 0 | 0
[26 empty] | 0 | 0
[26 empty] | 0 | 0
[26 empty] | 0 | 0
[26 empty] | 0 | 0
[26 empty] | 0 | 0
[26 empty] | 0 | 0
[26 empty] | 0 | 0
[26 empty] | 0 | 0
[26 empty] | 0 | 0
[26 empty] | 0 | 0
[26 empty] | 0 | 0
[26 empty] | 0 | 0
[26 empty] | 0 | 0
[26 empty] | 0 | 0
[26 empty] | 0 | 0
[26 empty] | 0 | 0
[26 empty] | 0 | 0
[26 empty] | 0 | 0
[26 empty] | 0 | 0
[26 empty] | 0 | 0
[26 empty] | 0 | 0
[26 empty] | 0 | 0
[26 empty] | 0 | 0
[26 empty] | 0 | 0
[26 empty] | 0 | 0
[26 empty] | 0 | 0
[26 empty] | 0 | 0
[26 empty] | 0 | 0
[26 empty] | 0 | 0
[26 empty] | 0 | 0
[26 empty] | 0 | 0
[26 empty] | 0 | 0
[26 empty] | 0 | 0
[26 empty] | 0 | 0
[26 empty] | 0 | 0
[26 empty] | 0 | 0
[26 empty] | 0 | 0
[26 empty] | 0 | 0
[26 empty] | 0 | 0
[26 empty] | 0 | 0
[26 empty] | 0 | 0
[26 empty] | 0 | 0
[26 empty] | 0 | 0
[26 empty] | 0 | 0
[26 empty] | 0 | 0
[26 empty] | 0 | 0
[26 empty] | 0 | 0
[26 empty] | 0 | 0
[26 empty] | 0 | 0
[26 empty] | 0 | 0
[26 empty] | 0 | 0
[26 empty] | 0 | 0
[26 empty] | 0 | 0
[26 empty] | 0 | 0
[26 empty] | 0 | 0
[26 empty] | 0 | 0
[26 empty] | 0 | 0
[26 empty] | 0 | 0
[26 empty] | 0 | 0
[26 empty] | 0 | 0
[26 empty] | 0 | 0
[26 empty] | 0 | 0
[26 empty] | 0 | 0
[26 empty] | 0 | 0
[26 empty] | 0 | 0
[26 empty] | 0 | 0
[26 empty] | 0 | 0
[26 empty] | 0 | 0
[26 empty] | 0 | 0
[26 empty] | 0 | 0
[26 empty] | 0 | 0
[26 empty] | 0 | 0
[26 empty] | 0 | 0
[26 empty] | 0 | 0
[26 empty] | 0 | 0
[26 empty] | 0 | 0
[26 empty] | 0 | 0
[26 empty] | 0 | 0
[26 empty] | 0 | 0
[26 empty] | 0 | 0
[26 empty] | 0 | 0
[26 empty] | 0 | 0
[26 empty] | 0 | 0
[26 empty] | 0 | 0
[26 empty] | 0 | 0
[26 empty] | 0 | 0
[26 empty] | 0 | 0
[26 empty] | 0 | 0
[26 empty] | 0 | 0
[26 empty] | 0 | 0
[26 empty] | 0 | 0
[26 empty] | 0 | 0
[26 empty] | 0 | 0
[26 empty] | 0 | 0
[26 empty] | 0 | 0
[26 empty] | 0 | 0
[26 empty] | 0 | 0
[26 empty] | 0 | 0
[26 empty] | 0 | 0
[26 empty] | 0 | 0
[26 empty] | 0 | 0
[26 empty] | 0 | 0
[26 empty] | 0 | 0
[26 empty] | 0 | 0
[26 empty] | 0 | 0
[26 empty] | 0 | 0
[26 empty] | 0 | 0
[26 empty] | 0 | 0
[26 empty] | 0 | 0
[26 empty] | 0 | 0
[26 empty] | 0 | 0
[26 empty] | 0 | 0
[26 empty] | 0 | 0
[26 empty] | 0 | 0
[26 empty] | 0 | 0
[26 empty] | 0 | 0
[26 empty] | 0 | 0
[26 empty] | 0 | 0
[26 empty] | 0 | 0
[26 empty] | 0 | 0
[26 empty] | 0 | 0
[26 empty] | 0 | 0
[26 empty] | 0 | 0
[26 empty] | 0 | 0
[26 empty] | 0 | 0
[26 empty] | 0 | 0
[26 empty] | 0 | 0
[26 empty] | 0 | 0
[26 empty] | 0 | 0
[26 empty] | 0 | 0
[26 empty] | 0 | 0
[26 empty] | 0 | 0
[26 empty] | 0 | 0
[26 empty] | 0 | 0
[26 empty] | 0 | 0
[26 empty] | 0 | 0
[26 empty] | 0 | 0
[26 empty] | 0 | 0
[26 empty] | 0 | 0
[26 empty] | 0 | 0
[26 empty] | 0 | 0
[26 empty] | 0 | 0
[26 empty] | 0 | 0
[26 empty] | 0 | 0
[26 empty] | 0 | 0
[26 empty] | 0 | 0
[26 empty] | 0 | 0
[26 empty] | 0 | 0
[26 empty] | 0 | 0
[26 empty] | 0 | 0
[26 empty] | 0 | 0
[26 empty] | 0 | 0
[26 empty] | 0 | 0
[26 empty] | 0 | 0
[26 empty] | 0 | 0
[26 empty] | 0 | 0
[26 empty] | 0 | 0
[26 empty] | 0 | 0
[26 empty] | 0 | 0
[26 empty] | 0 | 0
[26 empty] | 0 | 0
[26 empty] | 0 | 0
[26 empty] | 0 | 0
[26 empty] | 0 | 0
[26 empty] | 0 | 0
[26 empty] | 0 | 0
[26 empty] | 0 | 0
[26 empty] | 0 | 0
[26 empty] | 0 | 0
[26 empty] | 0 | 0
[26 empty] | 0 | 0
[26 empty] | 0 | 0
[26 empty] | 0 | 0
[26 empty] | 0 | 0
[26 empty] | 0 | 0
[26 empty] | 0 | 0
[26 empty] | 0 | 0
[26 empty] | 0 | 0
[26 empty] | 0 | 0
[26 empty] | 0 | 0
[26 empty] | 0 | 0
[26 empty] | 0 | 0
[26 empty] | 0 | 0
[26 empty] | 0 | 0
[26 empty] | 0 | 0
[26 empty] | 0 | 0
[26 empty] | 0 | 0
[26 empty] | 0 | 0
[26 empty] | 0 | 0
[26 empty] | 0 | 0
[26 empty] | 0 | 0
[26 empty] | 0 | 0
[26 empty] | 0 | 0
[26 empty] | 0 | 0
[26 empty] | 0 | 0
[26 empty] | 0 | 0
[26 empty] | 0 | 0
[26 empty] | 0 | 0
[26 empty] | 0 | 0
[26 empty] | 0 | 0
[26 empty] | 0 | 0
[26 empty] | 0 | 0
[26 empty] | 0 | 0
[26 empty] | 0 | 0
[26 empty] | 0 | 0
[26 empty] | 0 | 0
[26 empty] | 0 | 0
[26 empty] | 0 | 0
[26 empty] | 0 | 0
[26 empty] | 0 | 0
[26 empty] | 0 | 0
[26 empty] | 0 | 0
[26 empty] | 0 | 0
[26 empty] | 0 | 0
[26 empty] | 0 | 0
[26 empty] | 0 | 0
[26 empty] | 0 | 0
[26 empty] | 0 | 0
[26 empty] | 0 | 0
[26 empty] | 0 | 0
[26 empty] | 0 | 0
[26 empty] | 0 | 0
[26 empty] | 0 | 0
[26 empty] | 0 | 0
[26 empty] | 0 | 0
[26 empty] | 0 | 0
[26 empty] | 0 | 0
[26 empty] | 0 | 0
[26 empty] | 0 | 0
[26 empty] | 0 | 0
[26 empty] | 0 | 0
[26 empty] | 0 | 0
[26 empty] | 0 | 0
[26 empty] | 0 | 0
[26 empty] | 0 | 0
[26 empty] | 0 | 0
[26 empty] | 0 | 0
[26 empty] | 0 | 0
[26 empty] | 0 | 0
[26 empty] | 0 | 0
[26 empty] | 0 | 0
[26 empty] | 0 | 0
[26 empty] | 0 | 0
[26 empty] | 0 | 0
[26 empty] | 0 | 0
[26 empty] | 0 | 0
[26 empty] | 0 | 0
[26 empty] | 0 | 0
[26 empty] | 0 | 0
[26 empty] | 0 | 0
[26 empty] | 0 | 0
[26 empty] | 0 | 0
[26 empty] | 0 | 0
[26 empty] | 0 | 0
[26 empty] | 0 | 0
[26 empty] | 0 | 0
[26 empty] | 0 | 0
[26 empty] | 0 | 0
[26 empty] | 0 | 0
[26 empty] | 0 | 0
[26 empty] | 0 | 0
[26 empty] | 0 | 0
[26 empty] | 0 | 0
[26 empty] | 0 | 0
[26 empty] | 0 | 0
[26 empty] | 0 | 0
[26 empty] | 0 | 0
[26 empty] | 0 | 0
[26 empty] | 0 | 0
[26 empty] | 0 | 0
[26 empty] | 0 | 0
[26 empty] | 0 | 0
[26 empty] | 0 | 0
[26 empty] | 0 | 0
[26 empty] | 0 | 0
[26 empty] | 0 | 0
[26 empty] | 0 | 0
[26 empty] | 0 | 0
[26 empty] | 0 | 0
[26 empty] | 0 | 0
[26 empty] | 0 | 0
[26 empty] | 0 | 0
[26 empty] | 0 | 0
[26 empty] | 0 | 0
[26 empty] | 0 | 0
[26 empty] | 0 | 0
[26 empty] | 0 | 0
[26 empty] | 0 | 0
[26 empty] | 0 | 0
[26 empty] | 0 | 0
[26 empty] | 0 | 0
[26 empty] | 0 | 0
[26 empty] | 0 | 0
[26 empty] | 0 | 0
[26 empty] | 0 | 0
[26 empty] | 0 | 0
[26 empty] | 0 | 0
[26 empty] | 0 | 0
[26 empty] | 0 | 0
[26 empty] | 0 | 0
[26 empty] | 0 | 0
[26 empty] | 0 | 0
[26 empty] | 0 | 0
[26 empty] | 0 | 0
[26 empty] | 0 | 0
[26 empty] | 0 | 0
[26 empty] | 0 | 0
[26 empty] | 0 | 0
[26 empty] | 0 | 0
[26 empty] | 0 | 0
[26 empty] | 0 | 0
[26 empty] | 0 | 0
[26 empty] | 0 | 0
[26 empty] | 0 | 0
[26 empty] | 0 | 0
[26 empty] | 0 | 0
[26 empty] | 0 | 0
[26 empty] | 0 | 0
[26 empty] | 0 | 0
[26 empty] | 0 | 0
[26 empty] | 0 | 0
[26 empty] | 0 | 0
[26 empty] | 0 | 0
[26 empty] | 0 | 0
[26 empty] | 0 | 0
[26 empty] | 0 | 0
[26 empty] | 0 | 0
[26 empty] | 0 | 0
[26 empty] | 0 | 0
[26 empty] | 0 | 0
[26 empty] | 0 | 0
[26 empty] | 0 | 0
[26 empty] | 0 | 0
[26 empty] | 0 | 0
[26 empty] | 0 | 0
[26 empty] | 0 | 0
[26 empty] | 0 | 0
[26 empty] | 0 | 0
[26 empty] | 0 | 0
[26 empty] | 0 | 0
[26 empty] | 0 | 0
[26 empty] | 0 | 0
[26 empty] | 0 | 0
[26 empty] | 0 | 0
[26 empty] | 0 | 0
[26 empty] | 0 | 0
[26 empty] | 0 | 0
[26 empty] | 0 | 0
[26 empty] | 0 | 0
[26 empty] | 0 | 0
[26 empty] | 0 | 0
[26 empty] | 0 | 0
[26 empty] | 0 | 0
[26 empty] | 0 | 0
[26 empty] | 0 | 0
[26 empty] | 0 | 0
[26 empty] | 0 | 0
[26 empty] | 0 | 0
[26 empty] | 0 | 0
[26 empty] | 0 | 0
[26 empty] | 0 | 0
[26 empty] | 0 | 0
[26 empty] | 0 | 0
[26 empty] | 0 | 0
[26 empty] | 0 | 0
[26 empty] | 0 | 0
[26 empty] | 0 | 0
[26 empty] | 0 | 0
[26 empty] | 0 | 0
[26 empty] | 0 | 0
[26 empty] | 0 | 0
[26 empty] | 0 | 0
[26 empty] | 0 | 0
[26 empty] | 0 | 0
[26 empty] | 0 | 0
[26 empty] | 0 | 0
[26 empty] | 0 | 0
[26 empty] | 0 | 0
[26 empty] | 0 | 0
[26 empty] | 0 | 0
[26 empty] | 0 | 0
[26 empty] | 0 | 0
[26 empty] | 0 | 0
[26 empty] | 0 | 0
[26 empty] | 0 | 0
[26 empty] | 0 | 0
[26 empty] | 0 | 0
[26 empty] | 0 | 0
[26 empty] | 0 | 0
[26 empty] | 0 | 0
[26 empty] | 0 | 0
[26 empty] | 0 | 0
[26 empty] | 0 | 0
[26 empty] | 0 | 0
[26 empty] | 0 | 0
[26 empty] | 0 | 0
[26 empty] | 0 | 0
[26 empty] | 0 | 0
[26 empty] | 0 | 0
[26 empty] | 0 | 0
[26 empty] | 0 | 0
[26 empty] | 0 | 0
[26 empty] | 0 | 0
[26 empty] | 0 | 0
[26 empty] | 0 | 0
[26 empty] | 0 | 0
[26 empty] | 0 | 0
[26 empty] | 0 | 0
[26 empty] | 0 | 0
[26 empty] | 0 | 0
[26 empty] | 0 | 0
[26 empty] | 0 | 0
[26 empty] | 0 | 0
[26 empty] | 0 | 0
[26 empty] | 0 | 0
[26 empty] | 0 | 0
[26 empty] | 0 | 0
[26 empty] | 0 | 0
[26 empty] | 0 | 0
[26 empty] | 0 | 0
[26 empty] | 0 | 0
[26 empty] | 0 | 0
[26 empty] | 0 | 0
[26 empty] | 0 | 0
[26 empty] | 0 | 0
[26 empty] | 0 | 0
[26 empty] | 0 | 0
[26 empty] | 0 | 0
[26 empty] | 0 | 0
[26 empty] | 0 | 0
[26 empty] | 0 | 0
[26 empty] | 0 | 0
[26 empty] | 0 | 0
[26 empty] | 0 | 0
[26 empty] | 0 | 0
[26 empty] | 0 | 0
[26 empty] | 0 | 0
[26 empty] | 0 | 0
[26 empty] | 0 | 0
[26 empty] | 0 | 0
[26 empty] | 0 | 0
[26 empty] | 0 | 0
[26 empty] | 0 | 0
[26 empty] | 0 | 0
[26 empty] | 0 | 0
[26 empty] | 0 | 0
[26 empty] | 0 | 0
[26 empty] | 0 | 0
[26 empty] | 0 | 0
[26 empty] | 0 | 0
[26 empty] | 0 | 0
[26 empty] | 0 | 0
[26 empty] | 0 | 0
[26 empty] | 0 | 0
[26 empty] | 0 | 0
[26 empty] | 0 | 0
[26 empty] | 0 | 0
[26 empty] | 0 | 0
[26 empty] | 0 | 0
[26 empty] | 0 | 0
[26 empty] | 0 | 0
[26 empty] | 0 | 0
[26 empty] | 0 | 0
[26 empty] | 0 | 0
[26 empty] | 0 | 0
[26 empty] | 0 | 0
[26 empty] | 0 | 0
[26 empty] | 0 | 0
[26 empty] | 0 | 0
[26 empty] | 0 | 0
[26 empty] | 0 | 0
[26 empty] | 0 | 0
[26 empty] | 0 | 0
[26 empty] | 0 | 0
[26 empty] | 0 | 0
[26 empty] | 0 | 0
[26 empty] | 0 | 0
[26 empty] | 0 | 0
[26 empty] | 0 | 0
[26 empty] | 0 | 0
[26 empty] | 0 | 0
[26 empty] | 0 | 0
[26 empty] | 0 | 0
[26 empty] | 0 | 0
[26 empty] | 0 | 0
[26 empty] | 0 | 0
[26 empty] | 0 | 0
[26 empty] | 0 | 0
[26 empty] | 0 | 0
[26 empty] | 0 | 0
[26 empty] | 0 | 0
[26 empty] | 0 | 0
[26 empty] | 0 | 0
[26 empty] | 0 | 0
[26 empty] | 0 | 0
[26 empty] | 0 | 0
[26 empty] | 0 | 0
[26 empty] | 0 | 0
[26 empty] | 0 | 0
[26 empty] | 0 | 0
[26 empty] | 0 | 0
[26 empty] | 0 | 0
[26 empty] | 0 | 0
[26 empty] | 0 | 0
[26 empty] | 0 | 0
[26 empty] | 0 | 0
[26 empty] | 0 | 0
[26 empty] | 0 | 0
[26 empty] | 0 | 0
[26 empty] | 0 | 0
[26 empty] | 0 | 0
[26 empty] | 0 | 0
[26 empty] | 0 | 0
[26 empty] | 0 | 0
[26 empty] | 0 | 0
[26 empty] | 0 | 0
[26 empty] | 0 | 0
[26 empty] | 0 | 0
[26 empty] | 0 | 0
[26 empty] | 0 | 0
[26 empty] | 0 | 0
[26 empty] | 0 | 0
[26 empty] | 0 | 0
[26 empty] | 0 | 0
[26 empty] | 0 | 0
[26 empty] | 0 | 0
[26 empty] | 0 | 0
[26 empty] | 0 | 0
[26 empty] | 0 | 0
[26 empty] | 0 | 0
[26 empty] | 0 | 0
[26 empty] | 0 | 0
[26 empty] | 0 | 0
[26 empty] | 0 | 0
[26 empty] | 0 | 0
[26 empty] | 0 | 0
[26 empty] | 0 | 0
[26 empty] | 0 | 0
[26 empty] | 0 | 0
[26 empty] | 0 | 0
[26 empty] | 0 | 0
[26 empty] | 0 | 0
[26 empty] | 0 | 0
[26 empty] | 0 | 0
[26 empty] | 0 | 0
[26 empty] | 0 | 0
[26 empty] | 0 | 0
[26 empty] | 0 | 0
[26 empty] | 0 | 0
[26 empty] | 0 | 0
[26 empty] | 0 | 0
[26 empty] | 0 | 0
[26 empty] | 0 | 0
[26 empty] | 0 | 0
[26 empty] | 0 | 0
[26 empty] | 0 | 0
[26 empty] | 0 | 0
[26 empty] | 0 | 0
[26 empty] | 0 | 0
[26 empty] | 0 | 0
[26 empty] | 0 | 0
[26 empty] | 0 | 0
[26 empty] | 0 | 0
[26 empty] | 0 | 0
[26 empty] | 0 | 0
[26 empty] | 0 | 0
[26 empty] | 0 | 0
[26 empty] | 0 | 0
[26 empty] | 0 | 0
[26 empty] | 0 | 0
[26 empty] | 0 | 0
[26 empty] | 0 | 0
[26 empty] | 0 | 0
[26 empty] | 0 | 0
[26 empty] | 0 | 0
[26 empty] | 0 | 0
[26 empty] | 0 | 0
[26 empty] | 0 | 0
[26 empty] | 0 | 0
[26 empty] | 0 | 0
[26 empty] | 0 | 0
[26 empty] | 0 | 0
[26 empty] | 0 | 0
[26 empty] | 0 | 0
[26 empty] | 0 | 0
[26 empty] | 0 | 0
[26 empty] | 0 | 0
[26 empty] | 0 | 0
[26 empty] | 0 | 0
[26 empty] | 0 | 0
[26 empty] | 0 | 0
[26 empty] | 0 | 0
[26 empty] | 0 | 0
[26 empty] | 0 | 0
[26 empty] | 0 | 0
[26 empty] | 0 | 0
[26 empty] | 0 | 0
[26 empty] | 0 | 0
[26 empty] | 0 | 0
[26 empty] | 0 | 0
[26 empty] | 0 | 0
[26 empty] | 0 | 0
[26 empty] | 0 | 0
[26 empty] | 0 | 0
[26 empty] | 0 | 0
[26 empty] | 0 | 0
[26 empty] | 0 | 0
[26 empty] | 0 | 0
[26 empty] | 0 | 0
[26 empty] | 0 | 0
[26 empty] | 0 | 0
[26 empty] | 0 | 0
[26 empty] | 0 | 0
[26 empty] | 0 | 0
[26 empty] | 0 | 0
[26 empty] | 0 | 0
[26 empty] | 0 | 0
[26 empty] | 0 | 0
[26 empty] | 0 | 0
[26 empty] | 0 | 0
[26 empty] | 0 | 0
[26 empty] | 0 | 0
[26 empty] | 0 | 0
[26 empty] | 0 | 0
[26 empty] | 0 | 0
[26 empty] | 0 | 0
[26 empty] | 0 | 0
[26 empty] | 0 | 0
[26 empty] | 0 | 0
[26 empty] | 0 | 0
[26 empty] | 0 | 0
[26 empty] | 0 | 0
[26 empty] | 0 | 0
[26 empty] | 0 | 0
[26 empty] | 0 | 0
[26 empty] | 0 | 0
[26 empty] | 0 | 0
[26 empty] | 0 | 0
[26 empty] | 0 | 0
[26 empty] | 0 | 0
[26 empty] | 0 | 0
[26 empty] | 0 | 0
[26 empty] | 0 | 0
[26 empty] | 0 | 0
[26 empty] | 0 | 0
[26 empty] | 0 | 0
[26 empty] | 0 | 0
[26 empty] | 0 | 0
[26 empty] | 0 | 0
[26 empty] | 0 | 0
[26 empty] | 0 | 0
[26 empty] | 0 | 0
[26 empty] | 0 | 0
[26 empty] | 0 | 0
[26 empty] | 0 | 0
[26 empty] | 0 | 0
[26 empty] | 0 | 0
[26 empty] | 0 | 0
[26 empty] | 0 | 0
[26 empty] | 0 | 0
[26 empty] | 0 | 0
[26 empty] | 0 | 0
[26 empty] | 0 | 0
[26 empty] | 0 | 0
[26 empty] | 0 | 0
[26 empty] | 0 | 0
[26 empty] | 0 | 0
[26 empty] | 0 | 0
[26 empty] | 0 | 0
[26 empty] | 0 | 0
[26 empty] | 0 | 0
[26 empty] | 0 | 0
[26 empty] | 0 | 0
[26 empty] | 0 | 0
[26 empty] | 0 | 0
[26 empty] | 0 | 0
[26 empty] | 0 | 0
[26 empty] | 0 | 0
[26 empty] | 0 | 0
[26 empty] | 0 | 0
[26 empty] | 0 | 0
[26 empty] | 0 | 0
[26 empty] | 0 | 0
[26 empty] | 0 | 0
[26 empty] | 0 | 0
[26 empty] | 0 | 0
[26 empty] | 0 | 0
[26 empty] | 0 | 0
[26 empty] | 0 | 0
[26 empty] | 0 | 0
[26 empty] | 0 | 0
[26 empty] | 0 | 0
[26 empty] | 0 | 0
[26 empty] | 0 | 0
[26 empty] | 0 | 0
[26 empty] | 0 | 0
[26 empty] | 0 | 0
[26 empty] | 0 | 0
[26 empty] | 0 | 0
[26 empty] | 0 | 0
[26 empty] | 0 | 0
[26 empty] | 0 | 0
[26 empty] | 0 | 0
[26 empty] | 0 | 0
[26 empty] | 0 | 0
[26 empty] | 0 | 0
[26 empty] | 0 | 0
[26 empty] | 0 | 0
[26 empty] | 0 | 0
[26 empty] | 0 | 0
[26 empty] | 0 | 0
[26 empty] | 0 | 0
[26 empty] | 0 | 0
[26 empty] | 0 | 0
[26 empty] | 0 | 0
[26 empty] | 0 | 0
[26 empty] | 0 | 0
[26 empty] | 0 | 0
[26 empty] | 0 | 0
[26 empty] | 0 | 0
[26 empty] | 0 | 0
[26 empty] | 0 | 0
[26 empty] | 0 | 0
[26 empty] | 0 | 0
[26 empty] | 0 | 0
[26 empty] | 0 | 0
[26 empty] | 0 | 0
[26 empty] | 0 | 0

## Zones
Houston | 1
North | 1
South | 1
West | -1
SET UP AREA, copy & paste values to cell B1
Source | North |  | N to H | N to W | N to S | W to N | S to N | W to S
Sink | West | Houston | -1 | 1 | -1 | -1 | 1 | -1
|  | North | 1 | 1 | 1 | -1 | -1 | -1
|  | South | -1 | 1 | -1 | -1 | 1 | -1
|  | West | 1 | -1 | 1 | 1 | -1 | 1
|  | Source | North | North | North | West | South | West
|  | Sink | Houston | West | South | North | North | South

## Tech
Number of Bus | Name of Bus | Tech Type
238 | BOSQUESW505 | CC
239 | BOSQUESW502 | GGT
244 | WHITNYDM01 | Hydro
245 | WHITNYDM02 | Hydro
247 | BOSQUESW501 | GGT
251 | BOSQUESW803 | CC
253 | BOSQUESW804 | CC
332 | RWMILLER01 | GST
333 | RWMILLER02 | GST
334 | RWMILLER03 | GST
335 | RWMILLER04 | GST
336 | RWMILLER05 | GST
344 | MRSSHPRD | Hydro
345 | MRSSHPRD01 | Hydro
366 | JNSNCNTY802 | Cogen
367 | JNSNCNTY802 | Cogen
503 | NTHTEXAS01 | GST
504 | NTHTEXAS02 | GST
505 | NTHTEXAS03 | GST
580 | JCKCNTY801 | CC
581 | JCKCNTY802 | CC
582 | JCKCNTY803 | CC
728 | WOLFRIDGE801 | Wind
837 | NEWMAN_G5 | GST
842 | OLINGER_G1 | GST
843 | OLINGER_G2 | GST
844 | OLINGER_G3 | GST
845 | OLINGER_G4 | GGT
923 | SPENCER_G4 | GST
924 | SPENCER_G5 | GST
948 | STEAM1 | GST
949 | STEAM2 | GST
950 | STEAM3 | GST
990 | GIBN_CREK_G1 | LIGCO
1002 | PBCTAGE_1G | GGT
1003 | PBCTBGE_2G | GGT
1004 | PBCTCGE_3G | GGT
1005 | PBCTDGE_4G | GGT
1006 | PBCTEGE_5G | GGT
1007 | PB5GEN_6G | GST
1008 | PB6GEN_7G | GST
1037 | MORGAN5G_5G | GST
1039 | MRGNAG_1G | GGT
1040 | MRGNBG_2G | GGT
1041 | MRGNCG_3G | GGT
1042 | MRGNDG_4G | GGT
1043 | MRGNEG_5G | GGT
1044 | MRGNFG_6G | GGT
1045 | CALENG1G_1G | Cogen
1046 | CALENG2G_2G | Cogen
1047 | CALENG3G_3G | Cogen
1049 | ROSCOEWI_5 | Wind
1057 | ROSCOEWI_5 | Wind
1058 | LONGSHORE_5 | Wind
1058 | LONGSHORE_5 | Wind
1060 | ROSCOEWI_5 | Wind
1061 | CIELOGEN_1G | Wind
1062 | CIELOGEN_2G | Wind
1068 | SCURRYCW_1G | Wind
1069 | KINDERMG_1G | Cogen
1070 | KINDERMG_2G | Cogen
1071 | KINDERMG_3G | Cogen
1072 | ROSCOEWI_5 | Wind
1073 | SCURRYCW_2G | Wind
1146 | NOTREES_1G | Wind
1170 | AIRLAMESA_1G | Wind
1301 | BULLCREK_8 | Wind
1302 | COYOTEWG_8 | Wind
1320 | BSP 1 | Cogen
1326 | STANTONW_8 | Wind
1327 | WILDHRSE_1G | Wind
1327 | WILDHRSE_1G | Wind
1328 | OCOTILLO_1G | Wind
1333 | MCDDONAL_8 | Wind
1343 | TRENTIPP_8 | Wind
1349 | WESTXWIN_1G | Wind
1350 | NWPWRG1_1G | Wind
1354 | AEPWIND_8 | Wind
1360 | GUNSIGHT_8 | Wind
1416 | SWETWATR_1G | CC
1417 | SWETWATR_2G | CC
1418 | SWETWATR_3G | CC
1419 | SWETWATR_4G | CC
1432 | GRHAMSES_2G | GST
1433 | GRHAMSES_1G | GST
1437 | MESQUITW_1G | Wind
1438 | MESQUITW_2G | Wind
1442 | COKFIELD_5 | Wind
1453 | WCPWRCO_1G | CC
1454 | WCPWRCO_2G | CC
1455 | WCPWRCO_3G | CC
1479 | WFCOGEN_1G | Cogen
1479 | WFCOGEN_1G | Cogen
1482 | WFCOGEN_2G | Cogen
1482 | WFCOGEN_2G | Cogen
1600 | BARTNWND_1G | Wind
1643 | SLSTR1PP_1G | Wind
1675 | PEC_1G | Cogen
1676 | PEC_2G | Cogen
1677 | PEC_3G | Cogen
1678 | LAMARPWR_1G | CC
1679 | LAMARPWR_2G | CC
1680 | LAMARPWR_3G | CC
1681 | LAMARPWR_4G | CC
1682 | LAMARPWR_5G | CC
1683 | LAMARPWR_6G | CC
1687 | VALLEY_1G | GST
1688 | VALLEY_2G | GSC
1689 | VALLEY_3G | GST
1701 | MOSES_1G | LIGCO
1702 | MOSES_2G | LIGCO
1703 | MOSES_3G | LIGCO
1861 | EAGLEMNT_1G | GST
1862 | EAGLEMNT_2G | GST
1863 | EAGLEMNT_3G | GST
1877 | WLFHOLW_1G | CC
1878 | WLFHOLW_2G | CC
1879 | WLFHOLW_3G | CC
1889 | DECRDOVA_1G | GSC
1892 | DECRDOVA_2G | GGT
1893 | DECRDOVA_3G | GGT
1894 | DECRDOVA_4G | GGT
1895 | DECRDOVA_5G | GGT
1898 | COMCHEPK_1G | Nuc
1899 | COMCHEPK_2G | Nuc
1937 | MDLTHELP_5G | CC
1938 | MDLTHELP_6G | CC
1941 | MDLTHELP_1G | CC
1942 | MDLTHELP_2G | CC
1943 | MDLTHELP_3G | CC
1944 | MDLTHELP_4G | CC
1947 | HANDLEY_3G | GST
1948 | HANDLEY_4G | GST
1949 | HANDLEY_5G | GST
2371 | COLLIN_1G | GST
2381 | NTHLK1_G | GST
2382 | NTHLK2_G | GST
2383 | NTHLK3_G | GST
2413 | MTCK6_G | GST
2414 | MTCK7_G | GST
2417 | MTCK8_G | GSC
2451 | LKHB1_G | GST
2452 | LKHB2_G | GST
3097 | MARTLAKE_1G | LIGCO
3098 | MARTLAKE_2G | LIGCO
3099 | MARTLAKE_3G | LIGCO
3107 | STRYKER_1G | GST
3108 | STRYKER_2G | GST
3126 | TRINIDAD_6G | GST
3309 | ASPN_G | Bio
3348 | CHAMPION_1G | Cogen
3381 | BBRN_1G | LIGCO
3382 | BBRN_2G | LIGCO
3403 | THOUSE_1G | GSC
3404 | THOUSE_2G | GSC
3416 | LAKE_CRK1_G | GST
3417 | LAKE_CRK2_G | GST
3432 | SANDOW_4G | LIGCO
5026 | BRAUNIG_VHB1 | GST
5027 | BRAUNIG_VHB2 | GST
5028 | BRAUNIG_VHB3 | GST
5111 | CALAVER_JTD1 | LIGCO
5112 | CALAVER_JTD2 | LIGCO
5264 | LEON_LCP3G3 | GST
5265 | LEON_LCP4G4 | GST
5266 | LEON_LCPCT1 | GGT
5267 | LEON_LCPCT2 | GGT
5268 | LEON_LCPCT3 | GGT
5269 | LEON_LCPCT4 | GGT
5396 | CALAVER_OWS1 | GST
5397 | CALAVER_OWS2 | GST
5401 | CALAVER_JKS1 | LIGCO
5436 | TUTTL_WBT1G1 | GST
5438 | TUTTL_WBT3G3 | GST
5439 | TUTTL_WBT4G4 | GST
5476 | BRA_AVR1_CT1 | CC
5477 | BRA_AVR1_ST | CC
5478 | BRA_AVR1_CT2 | CC
5503 | RAYBURNGEN3 | GST
5505 | RAYBURNGEN1 | GGT
5506 | RAYBURNGEN2 | GGT
5508 | RAYBURNCC9 | CC
5509 | RAYBURNCC10 | CC
5511 | RAYBURNCC7 | CC
5512 | RAYBURNCC8 | CC
5728 | FALCONHYDRO2 | Hydro
5729 | FALCONHYDRO3 | Hydro
5890 | PEARSALLGEN1 | GST
5891 | PEARSALLGEN2 | GST
5892 | PEARSALLGEN3 | GST
5903 | SANMIGUELGEN | LIGCO
5911 | STP_GN1___1 | Nuc
5912 | STP_GN2___2 | Nuc
5920 | WELSHDC1 | DCTie
5925 | DCEAST | DCTie
5932 | SI_RAY9 | CC
5933 | SI_RAY6 | GST
5934 | SI_RAY5 | GST
5935 | SI_RAY10 | CC
6016 | SWMESA | Wind
6096 | NORTHDC7 | DCTie
6100 | OKLA7A | DCTie
6144 | MCADOO1A | Wind
6407 | TURKTRAK1A | Wind
6637 | SNYDERW1A | Wind
6752 | OKLA0A | LIGCO
6948 | DENISNDM | Hydro
6948 | DENISNDM | Hydro
7000 | L_FERGUS1_1Y | GSC
7004 | L_SIMGID1_1Y | GST
7005 | L_SIMGID1_2Y | GST
7006 | L_SIMGID1_3Y | GST
7007 | L_LOSTPI1_1Y | CC
7008 | L_LOSTPI1_2Y | CC
7009 | L_LOSTPI1_3Y | CC
7010 | L_FPPYD11_1Y | LIGCO
7011 | L_FPPYD11_2Y | LIGCO
7012 | L_FPPYD21_3Y | LIGCO
7014 | L_HAYSEN1_1Y | CC
7015 | L_HAYSEN1_2Y | CC
7016 | L_HAYSEN1_3Y | CC
7017 | L_HAYSEN1_4Y | CC
7020 | L_AUSTPL1_1Y | Hydro
7020 | L_AUSTPL1_1Y | Hydro
7022 | L_BUCHAN1_1Y | Hydro
7023 | L_BUCHAN1_2Y | Hydro
7024 | L_BUCHAN1_3Y | Hydro
7026 | L_INKSDA1_1Y | Hydro
7028 | L_MARBFA1_1Y | Hydro
7029 | L_MARBFA1_2Y | Hydro
7031 | L_MARSFO1G1Y | Hydro
7032 | L_MARSFO1G2Y | Hydro
7033 | L_MARSFO1G3Y | Hydro
7035 | L_WIRTZ_1G1Y | Hydro
7036 | L_WIRTZ_1G2Y | Hydro
7038 | L_DELAWA1_1Y | Wind
7038 | L_DELAWA1_1Y | Wind
7303 | L_WPPGS12_1Y | GGT
7303 | L_WPPGS12_1Y | GGT
7305 | L_WPPGS34_1Y | GGT
7305 | L_WPPGS34_1Y | GGT
7487 | L_CANYHY8_1Y | Hydro
7605 | L_MCQUEE9_1Y | Hydro
7605 | L_MCQUEE9_1Y | Hydro
7605 | L_MCQUEE9_1Y | Hydro
7609 | L_SCHUMA8_1Y | Hydro
7624 | L_LAKEWO9_1Y | Hydro
7624 | L_LAKEWO9_1Y | Hydro
7800 | L_GUADGE1_1Y | CC
7801 | L_GUADGE1_2Y | CC
7802 | L_GUADGE1_3Y | CC
7803 | L_GUADGE1_4Y | CC
7804 | L_GUADGE1_5Y | CC
7805 | L_GUADGE1_6Y | CC
7807 | L_BASTEN1_1Y | CC
7808 | L_BASTEN1_2Y | CC
7809 | L_BASTEN1_3Y | CC
7810 | L_RIONOG1G1Y | CC
7811 | L_RIONOG1G2Y | CC
7812 | L_RIONOG1G3Y | CC
7813 | L_RIONOG1S1Y | CC
8032 | AMISTADHYD1 | Hydro
8033 | AMISTADHYD2 | Hydro
8048 | FALCONHYDRO1 | Hydro
8066 | DUP1V#1 | Cogen
8134 | FOR #1 | Cogen
8138 | FOR #2 | Cogen
8139 | JOS #1 | GST
8147 | UCAR #2 | Cogen
8148 | UCAR #1 | Cogen
8153 | FOR #3 | Cogen
8154 | FOR #4 | Cogen
8155 | FOR #5 | Cogen
8156 | FOR #6 | Cogen
8157 | FOR #7 | Cogen
8161 | COLETO0A | LIGCO
8173 | VICEC51A | CC
8174 | VICEC61A | CC
8189 | CUECPL2A | Cogen
8262 | ELPS | Hydro
8285 | LAR #1 | GST
8287 | LAR #2 | GST
8288 | LAR #3 | GST
8388 | BATES0A | GST
8393 | BATES0B | GST
8437 | NUECES_B0C | GST
8438 | NUECES_B0B | GST
8442 | NBEC7 | GST
8442 | NBEC7 | GST
8456 | COSW#1 | Cogen
8457 | COSW#2 | Cogen
8459 | B_DAVIS0B | GSC
8460 | B_DAVIS0A | GSC
8461 | KOCH_UP0A | Cogen
8506 | VAL #1 | Cogen
8507 | VAL #2 | Cogen
8511 | OXY_CC0A | Cogen
8517 | CELANEBI0A | Cogen
8560 | CNOPGT1 | Cogen
8561 | CNOPGT2 | Cogen
8562 | CNOPST1 | Cogen
8926 | LGE_GT10A | Cogen
8927 | LGE_GT20A | Cogen
8928 | LGE_STG0A | Cogen
8930 | ICPGN10A | Cogen
8931 | ICPGN20A | Cogen
8932 | ICPGN30A | Cogen
8933 | FGNTS001 | CC
8934 | FGNTS101 | CC
8935 | FGNTS201 | CC
8936 | MVGN#1 | CC
8937 | MVGN#2 | CC
8938 | MVGN#3 | CC
8981 | HECN1 | CC
8982 | HECN2 | CC
8983 | HECN3 | CC
9000 | DECKR_G1 | GST
9001 | DECKR_G2 | GST
9002 | DECKR_G3 | GGT
9003 | DECKR_G4 | GGT
9004 | DECKR_G5 | GGT
9005 | DECKR_G6 | GGT
9016 | SANDH_G1 | GGT
9017 | SANDH_G2 | GGT
9018 | SANDH_G3 | GGT
9019 | SANDH_G4 | GGT
9020 | SANDHG5A | CC
9021 | SANDHG5C | CC
11001 | NAV1CT | CC
11009 | NAV2CT | CC
11011 | NAV3ST | CC
11012 | NAV4CT | CC
11013 | NAV5CT | CC
11014 | NAV6ST | CC
11020 | TIEHVSG_1G | CC
11021 | TIEHVCG_1G | CC
11022 | TIEHVCG_2G | CC
11023 | TIEHVCG_3G | CC
11024 | TIEHVCG_4G | CC
11025 | TIEHVSG_2G | CC
11056 | ROSCOE_1G | Wind
11057 | CHAMPION_1G | Wind
11058 | PYRON_1G | Wind
11059 | INADALE_1G | Wind
11065 | ELBOWCK_1G | Wind
11147 | NOTREES_1G | Wind
11309 | BULLCREK_2G | Wind
11310 | BULLCREK_1G | Wind
11320 | COYOTE_1G | Wind
11691 | KMICHICT1_G | CC
11692 | KMICHICT2_G | CC
11693 | KMICHIST3_G | CC
11694 | KMICHICT4_G | CC
11695 | KMICHICT5_G | CC
11696 | KMICHIST6_G | CC
12322 | ENNSTRAC_1G | CC
12323 | ENNSTRAC_2G | CC
12411 | FPLEFR1A_G | CC
12412 | FPLEFR1B_G | CC
12413 | FPLEFR1C_G | CC
12414 | FPLEFR1S_G | CC
12421 | FPLEFR2A_G | CC
12422 | FPLEFR2B_G | CC
12423 | FPLEFR2C_G | CC
12424 | FPLEFR2S_G | CC
12440 | PARKD_1SVC8 | GST
12449 | PARKD_2SVC8 | GST
13116 | TGATEWAY_1G | CC
13117 | TGATEWAY_2G | CC
13118 | TGATEWAY_3G | CC
13119 | TGATEWAY_4G | CC
13131 | CALFREST_1G | CC
13132 | CALFREST_2G | CC
13133 | CALFREST_3G | CC
13134 | CALFREST_4G | CC
13135 | CALFREST_5G | CC
13136 | CALFREST_6G | CC
13432 | SANDOW_5G | LIGCO
32798 | BRYN_TAMUGEN | GST
32883 | BRYN_DNSBY3 | GST
32884 | BRYN_DNSBY13 | GST
32886 | BRYN_ATKINS3 | GST
32887 | BRYN_ATKINS6 | GST
32888 | BRYN_ATKINS7 | GGT
32890 | BRYN_ATKINS4 | GST
32891 | BRYN_ATKINS5 | GST
32892 | BRYN_DNSBY14 | GST
36998 | RDCNYNG1 | Wind
38332 | TNWDWRDU2_8 | Wind
38437 | TNSRBNMESA9 | Wind
38580 | TNBP_CGN1_8 | Cogen
38590 | TNBP_CGN2_8 | Cogen
38600 | TNBP_CGN3_8 | Cogen
38611 | TNBPAMCG1_8 | Cogen
38612 | TNBPAMCG2_8 | Cogen
38613 | TNBPAMCG3_8 | Cogen
38614 | TNBPAMCG4_8 | Cogen
38615 | TNBPAMCG5_8 | Cogen
38690 | TNBP_CGN4_8 | Cogen
38711 | TNTXCTY1CG8 | Cogen
38712 | TNTXCTY2CG8 | Cogen
38713 | TNTXCTY3CG8 | Cogen
38714 | TNTXCTY4CG8 | Cogen
39190 | TNSLCGN1__8 | Cogen
39470 | TNDOWCGNSG8 | Cogen
39480 | TNDOWCGNGG8 | Cogen
39760 | TNSCLP1___8 | Cogen
39770 | TNSCLP2___8 | Cogen
39775 | TNSCLP4___8 | Cogen
39790 | TNSCLP3___8 | Cogen
39960 | TNTNPONE_18 | LIGCO
39970 | TNTNPONE_28 | LIGCO
48500 | APD_GT1_8005 | Cogen
48510 | AK_GT1__8040 | Cogen
48511 | LPE_GT1_8070 | GGT
48512 | LPE_GT2_8075 | GGT
48513 | LPE_GT3_8080 | GGT
48514 | LPE_GT4_8085 | GGT
48520 | BSF_GT1_8070 | Cogen
48520 | BSF_GT1_8070 | Cogen
48521 | BVE_GT1_GT1 | CC
48522 | BVE_GT2_5035 | CC
48523 | BVE_ST1_GN1 | CC
48531 | BYU_GT1_8075 | Cogen
48532 | BYU_GT2_8055 | Cogen
48533 | BYU_GT3_8060 | Cogen
48534 | BYU_GT4_8065 | Cogen
48551 | CAL_GT1_8045 | Cogen
48552 | CAL_ST1_8000 | Cogen
48561 | CTL_GT2_8130 | Cogen
48562 | CTL_GT3_8135 | Cogen
48563 | CTL_GT4_8140 | Cogen
48564 | CTL_GN1_8145 | Cogen
48565 | CTL_GN2_8155 | Cogen
48581 | CBY_GN1_1 | GSC
48582 | CBY_GN2_2 | GSC
48583 | CBY_GT4_1 | GSC
48584 | CBY_GT4_2 | CC
48585 | CBY_ST4_1 | CC
48591 | CHE_GT2_5030 | Cogen
48593 | CHE_GT1_8015 | Cogen
48594 | CHE_GN4_8025 | Cogen
48595 | BTE_GT2_8075 | CC
48596 | BTE_GT3_8045 | CC
48597 | BTE_GT4_8055 | CC
48598 | BTE_ST1_8070 | CC
48611 | DIB_GT1_8080 | Cogen
48612 | DIB_GT2_8075 | Cogen
48613 | DIB_ST1_8085 | Cogen
48614 | DIB_GT3_8090 | Cogen
48641 | DPEC_GT15040 | CC
48642 | DPEC_GT25025 | CC
48643 | DPEC_GT35010 | CC
48644 | DPEC_GT45070 | CC
48645 | DPEC_ST55065 | CC
48651 | EP_1_2 | Cogen
48651 | EP_1_2 | Cogen
48671 | FTR_GT1_5105 | CC
48672 | FTR_GT2_5110 | CC
48673 | FTR_GT3_5085 | CC
48674 | FTR_CN4_5095 | CC
48690 | GBY_GN5_5 | GSC
48691 | GBY_73741085 | GGT
48691 | GBY_73741085 | GGT
48692 | GBY_81821075 | GGT
48692 | GBY_81821075 | GGT
48693 | GBY_83841065 | GGT
48693 | GBY_83841065 | GGT
48721 | LEG_1___1 | LIGCO
48722 | LEG_2___2 | LIGCO
48730 | MNS_GT | Cogen
48731 | CBE_GT1 | CC
48732 | CBE_GT2 | CC
48733 | CBE_ST12 | CC
48734 | CBE_GT3 | CC
48735 | CBE_GT4 | CC
48736 | CBE_ST34 | CC
48740 | PSG_GN2_8050 | Cogen
48741 | PSG_GT2_8040 | Cogen
48742 | PSG_GT3_8060 | Cogen
48761 | PR_GT1__9040 | Cogen
48772 | PHR_GN2_2 | GSC
48791 | PSA_GT1_8160 | Cogen
48792 | PSA_GT2_8155 | Cogen
48793 | PSA_GT3_8150 | Cogen
48794 | PSA_GT4_8145 | Cogen
48795 | PSA_GT5_8140 | Cogen
48796 | PSA_GN1_8165 | Cogen
48797 | PSA_GT6_8135 | Cogen
48811 | CVC_GT3_5045 | Cogen
48812 | CVC_GT2_5020 | Cogen
48813 | CVC_GT1_5035 | Cogen
48814 | CVC_ST5_5040 | Cogen
48815 | CVC_GT4_8005 | Cogen
48820 | SHELLG1_3015 | Cogen
48821 | SHELLG2 | Cogen
48822 | SHELLG3_3020 | Cogen
48822 | SHELLG3_3020 | Cogen
48841 | SJS_GT1_GT1 | Cogen
48842 | SJS_GT2_GT2 | Cogen
48845 | SOL_GT1 | Solar
48851 | SRB_GN1_1 | GST
48852 | SRB_GN2_2 | GST
48853 | SRB_GN3_3 | GST
48854 | SRB_GN4_4 | GST
48855 | SRB_GT211035 | GGT
48855 | SRB_GT211035 | GGT
48873 | THW_ST3_ST_3 | CC
48874 | THW_ST4_ST_4 | CC
48875 | THW_3132 | CC
48875 | THW_3132 | CC
48877 | THW_3334 | CC
48877 | THW_3334 | CC
48879 | THW_4142 | CC
48879 | THW_4142 | CC
48881 | THW_4344 | CC
48881 | THW_4344 | CC
48883 | THW_GT1_GT_1 | GGT
48885 | THW_5152 | GGT
48885 | THW_5152 | GGT
48886 | THW_5354 | GGT
48886 | THW_5354 | GGT
48887 | THW_5556 | GGT
48887 | THW_5556 | GGT
48911 | TGF_GT1_8000 | Cogen
48921 | WAP_GN1_1 | GST
48922 | WAP_GN2_2 | GST
48923 | WAP_GN3_3 | GST
48924 | WAP_GN4_4 | GSC
48925 | WAP_GN5_5 | LIGCO
48926 | WAP_GN6_6 | LIGCO
48927 | WAP_GN7_7 | LIGCO
48928 | WAP_GN8_8 | LIGCO
48929 | WAPGT21_GT1 | GGT
48940 | WARVUE_GT1 | Cogen
49803 | EXN_15GT | Cogen
49804 | EXN_16GT | Cogen
49805 | EXN_17GT | Cogen
49826 | EXN938GT | Cogen
49828 | EXN941GT | Cogen
49829 | EXN942GT | Cogen
49830 | EXN943GT | Cogen
49831 | EXN944GT | Cogen
49832 | EXN945GT | Cogen
49837 | EXN_GT | Cogen
49838 | EXN_14GT | Cogen
49851 | DOW17000 | Cogen
49858 | DOW38100 | Cogen
49859 | DOW38200 | Cogen
49860 | DOW38300 | Cogen
49862 | DOW39100 | Cogen
49863 | DOW39200 | Cogen
49865 | DOW41000 | Cogen
49866 | DOW42000 | Cogen
49869 | DOW49000 | Cogen
49870 | DOW61000 | Cogen
49871 | DOW62000 | Cogen
49872 | DOW63000 | Cogen
49873 | DOW64000 | Cogen
49876 | DOW65000 | Cogen
49877 | DOW66000 | Cogen
49878 | DOW67000 | Cogen
49882 | DOW81000 | Cogen
49884 | DOW82000 | Cogen
49885 | DOW83000 | Cogen
49886 | DOW84000 | Cogen
58909 | PEARSALLSCG1 | Diesel
58909 | PEARSALLSCG1 | Diesel
58909 | PEARSALLSCG1 | Diesel
58909 | PEARSALLSCG1 | Diesel
58909 | PEARSALLSCG1 | Diesel
58909 | PEARSALLSCG1 | Diesel
58919 | PEARSALLSCG2 | Diesel
58919 | PEARSALLSCG2 | Diesel
58919 | PEARSALLSCG2 | Diesel
58919 | PEARSALLSCG2 | Diesel
58919 | PEARSALLSCG2 | Diesel
58919 | PEARSALLSCG2 | Diesel
58929 | PEARSALLSCG3 | Diesel
58929 | PEARSALLSCG3 | Diesel
58929 | PEARSALLSCG3 | Diesel
58929 | PEARSALLSCG3 | Diesel
58929 | PEARSALLSCG3 | Diesel
58929 | PEARSALLSCG3 | Diesel
58949 | PEARSALLSCG4 | Diesel
58949 | PEARSALLSCG4 | Diesel
58949 | PEARSALLSCG4 | Diesel
58949 | PEARSALLSCG4 | Diesel
58949 | PEARSALLSCG4 | Diesel
58949 | PEARSALLSCG4 | Diesel
60000 | DSKY2 | Wind
60003 | KING_NE1A | Wind
60005 | KING_SE1A | Wind
60007 | KING_SW1A | Wind
60016 | WOODWRD11A | Wind
60017 | ORNNWP1 | Wind
60018 | DSKY1 | Wind
60019 | KING_NW1A | Wind
60052 | WILDHRS11A | Wind
60053 | WILDHRS21A | Wind
60057 | CALLAHAN1A | Wind
60058 | BUFF_GAP1A | Wind
60060 | CIRELLO | Wind
60063 | BUFF_GAP1B | Wind
60066 | H_HOLLOW1A | Wind
60068 | HHOLLOW21A | Wind
60070 | HHOLLOW31A | Wind
60072 | HHOLLOW41A | Wind
60081 | WHRLWIND1A | Wind
60201 | RIO DRCS | AVR
60202 | FRNDDRCS | AVR
71051 | L_BITTCR1_1N | Wind
71054 | L_SWEETW1_1N | Wind
71057 | L_SWEETW1_2N | Wind
71059 | L_SWEETW1_3N | Wind
71060 | L_SWEETW1_4N | Wind
71061 | L_SWEETW1_5N | Wind
76031 | L_GASCCR1_1N | Wind
76091 | L_DIVIDE1_1N | Wind
76095 | L_CAPRSI1_1N | Wind
76096 | L_CAPRSI1_2N | Wind
76097 | L_CAPRGE1_1N | Wind
80003 | MILHWYS | AVR
80010 | EPLVT1 | DCTie
80012 | LAR | DCTie
80051 | FOR #8 | Cogen
80052 | FOR #9 | Cogen
80053 | FOR #10 | Cogen
80080 | GWINDT11A | Wind
80080 | GWINDT11A | Wind
80080 | GWINDT11A | Wind
80080 | GWINDT11A | Wind
80081 | GWINDT21A | Wind
80081 | GWINDT21A | Wind
80081 | GWINDT21A | Wind
80081 | GWINDT21A | Wind
80137 | CSDR89 | DCTie
80137 | CSDR89 | DCTie
80138 | CSDR7 | DCTie
80139 | CSDR56 | DCTie
80139 | CSDR56 | DCTie
80140 | CSDR11 | DCTie
80180 | PNSCALT11A | Wind
80180 | PNSCALT11A | Wind
80181 | PNSCALT21A | Wind
80181 | PNSCALT21A | Wind
80223 | REYSHR G | Cogen
80224 | VISTRONG1 | Cogen
80225 | VISTRONG2 | Cogen
80226 | ALCOA G | Cogen
80227 | AIRCO G | Cogen
80263 | B_DAVIS31A | CC
80264 | B_DAVIS41A | CC
80265 | LARECU40A | GGT
80266 | LARECU50A | GGT
86104 | CID-138 | DCTie
86105 | CID-230 | DCTie
86106 | CUF-230 | DCTie
86107 | CUF-138 | DCTie
88198 | BEEVILLE | AVR
88253 | HAMILTON | BLT
88299 | ZAPATA | BLT
88508 | FALFURRI | AVR