## Set up
Step 1 | Go to the Zones worksheet in this workbook. Make sure that the source and sink zones are set correctly and the "1"s and "-1"s are correct |  | Summary of Key Data points | Value
File Description:
Step 2 | Open Dennis' file that needs to have the data transferred, same file that is listed in cell K27 |  | Number of units | 0
|  |  | Dec PTDF cutoff point | 0
Step 3 | Copy columns J:X from an old Dennis' Sheet to the new sheet (if first round of a new alaysis) |  | Dec PTDF cutoff unit | Name of Bus
|  |  | Dec 10% unit | Name of Bus
Step 4 | Mark the contingencies and monitored element set by a "y" in column K of Dennis' sheet, if there are a match on the filename use something to make unique |  | Dec max cumltv zone impact - cumltv zone share | 0
|  |  | Dec max cumltv zone impact - cumltv zone share pt | 0
Step 5 | Enter Dennis' file name into cell K27 |  | Dec max cumltv zone impact - cumltv zone share unit | 0
|  |  | South Zonal weighted AWGSF | 0.11826
Step 6 | click the step one button |  | North Zonal weighted AWGSF | -0.085029
|  |  | Inc PTDF cutoff point | 0
Step 7 | Enter the line ratings in Dennis' workbook, the Input worksheet, in the cells |  | Inc PTDF cutoff unit | Name of Bus
| X6:X30, or to the end of the selected list. |  | Inc 10% unit | Name of Bus
|  |  | Inc max cumltv zone impact - cumltv zone share | 0
Step 8 | Check to see that the number of generators in Dennis' file matches the length |  | Inc max cumltv zone impact - cumltv zone share pt | 0
| of the formulas in columns L:V (Distributed Slack - Dec) have been copied through to the apporpriate number of rows |  | Inc max cumltv zone impact - cumltv zone share unit | 0
| If Dennis' sheet data is less than this file then clear any old unit data in columns A:K of this workbook to match the correct leng |  | South Zonal weighted AWGSF | 0.11826
| It is only necessary to match the Distributed Slack - Dec worksheet. |  | North Zonal weighted AWGSF | -0.085029
|  |  | Min of zone correlation | 0.084536
Step 9 | Click the step 2 button |  | Bounary gen in North Zone | 0
| The last file saved will still be open, yopu will need to close this file. |  | Bounary gen in soucre zone as % of line | 0%
| This sheet willno longer be open. |  | Bounary gen in South Zone | 0
|  |  | Bounary gen in soucre zone as % of line | 0
|  |  | OL element line rating | 1072
|  |  | South Zonal weighted AWGSF | 0.12232
|  | SN_043009automation.xls | North Zonal weighted AWGSF | -0.084536
Copy Dennis' data step 1
Copy Dennis' Data Step 2

## Distributed Slack - Dec
Number of Bus | Name of Bus | ID | Area Name of Gen | AGC | P Sensitivity of Bus | Gen MW | Min MW | Max MW | V Sensitivity of Bus | Set Volt | Tech Type | Zone Impact | Zone Correlation | Inc Max | Dec Max | Souce S.F. Weighting | Souce Capacity | Sink S.F. Weighting | Sink Capacity | PTDF Calc | PTDF Weighting | Cumulative Concentrated Capacity | Cumulative Concentrated Impact
3432 | SANDOW_4G | 4 | South | YES | 0.18675 | 580 | 225 | 580 | 0 | 1.029 | LIGCO | 1 | 0.27178 | 0 | 580 | 108.315 | 580 |  |  | 0.27178 | 157.6316 | 580 | 157.6316
13432 | SANDOW_5G | 5 | South | YES | 0.18675 | 581 | 225 | 581 | 0 | 1.029 | LIGCO | 1 | 0.27178 | 0 | 581 | 108.5018 | 581 |  |  | 0.27178 | 157.9034 | 1161 | 315.535
7007 | L_LOSTPI1_1Y | 1 | South | YES | 0.14685 | 158.6 | 110 | 158 | 0 | 1 | CC | 1 | 0.23188 | 158 | 158 | 23.2021 | 158 |  |  | 0.23188 | 36.6367 | 1319 | 352.1717
7008 | L_LOSTPI1_2Y | 2 | South | YES | 0.14685 | 157.7 | 107 | 160 | 0 | 1 | CC | 1 | 0.23188 | 160 | 160 | 23.4958 | 160 |  |  | 0.23188 | 37.1004 | 1479 | 389.2721 | Weighted Shift Factors
7009 | L_LOSTPI1_3Y | 3 | South | YES | 0.14685 | 173.9 | 72 | 175 | 0 | 1 | CC | 1 | 0.23188 | 175 | 175 | 25.6986 | 175 |  |  | 0.23188 | 40.5786 | 1654 | 429.8507 | South | 0.11826
7807 | L_BASTEN1_1Y | 1 | South | YES | 0.14493 | 152.5 | 83.5 | 152.5 | 0 | 1.004 | CC | 1 | 0.22996 | 152.5 | 152.5 | 22.1023 | 152.5 |  |  | 0.22996 | 35.0692 | 1806.5 | 464.9199 | North | -0.085029
7808 | L_BASTEN1_2Y | 1 | South | YES | 0.14493 | 149.5 | 83.5 | 149.5 | 0 | 1.004 | CC | 1 | 0.22996 | 149.5 | 149.5 | 21.6675 | 149.5 |  |  | 0.22996 | 34.3793 | 1956 | 499.2992 |  | 0.20329
7809 | L_BASTEN1_3Y | 1 | South | YES | 0.14493 | 232.6 | 42 | 232.6 | 0 | 1.004 | CC | 1 | 0.22996 | 232.6 | 232.6 | 33.7114 | 232.6 |  |  | 0.22996 | 53.4891 | 2188.6 | 552.7882
7010 | L_FPPYD11_1Y | 1 | South | YES | 0.12963 | 547.4 | 200 | 606 | 0 | 1.02 | LIGCO | 1 | 0.21466 | 0 | 606 | 78.5576 | 606 |  |  | 0.21466 | 130.085 |  |  | Line Cap | 1072
7011 | L_FPPYD11_2Y | 2 | South | YES | 0.12963 | 552.2 | 200 | 598 | 0 | 1.02 | LIGCO | 1 | 0.21466 | 0 | 598 | 77.5205 | 598 |  |  | 0.21466 | 128.3677 |  |  | Conc Gen | 2188.6
7012 | L_FPPYD21_3Y | 3 | South | YES | 0.1295 | 427.5 | 200 | 436 | 0 | 1.02 | LIGCO | 1 | 0.21453 | 0 | 436 | 56.4616 | 436 |  |  | 0.21453 | 93.5341 |  |  | Weighted Imp. | 552.7882
7004 | L_SIMGID1_1Y | 1 | South | YES | 0.12895 | 132 | 40 | 132 | 0 | 1.02 | GST | 1 | 0.21398 | 132 | 132 | 17.0213 | 132 |  |  | 0.21398 | 28.2451 |  |  | PTDF | 0.25258
7005 | L_SIMGID1_2Y | 2 | South | YES | 0.12895 | 133 | 32 | 139 | 0 | 1.02 | GST | 1 | 0.21398 | 139 | 139 | 17.9239 | 139 |  |  | 0.21398 | 29.7429
7006 | L_SIMGID1_3Y | 3 | South | YES | 0.12895 | 324.9 | 60 | 329 | 0 | 1.02 | GST | 1 | 0.21398 | 329 | 329 | 42.4242 | 329 |  |  | 0.21398 | 70.3987 |  |  | Concentration | 1.2425
9002 | DECKR_G3 | 3 | South | YES | 0.12817 | 0 | 24 | 42 |  | 1.015 | GGT | 1 | 0.2132 | 42 | 42 | 5.3832 | 42 |  |  | 0.2132 | 8.9544
9003 | DECKR_G4 | 4 | South | YES | 0.12817 | 44 | 24 | 44 | 0 | 1.015 | GGT | 1 | 0.2132 | 44 | 44 | 5.6395 | 44 |  |  | 0.2132 | 9.3808 |  |  |  | Pass
9004 | DECKR_G5 | 5 | South | YES | 0.12817 | 44 | 24 | 44 | 0 | 1.015 | GGT | 1 | 0.2132 | 44 | 44 | 5.6395 | 44 |  |  | 0.2132 | 9.3808
9005 | DECKR_G6 | 6 | South | YES | 0.12817 | 44 | 24 | 47 | 0 | 1.015 | GGT | 1 | 0.2132 | 47 | 47 | 6.024 | 47 |  |  | 0.2132 | 10.0204
9016 | SANDH_G1 | 1 | South | YES | 0.12697 | 45 | 2 | 49 | 0 | 1.0175 | GGT | 1 | 0.212 | 49 | 49 | 6.2217 | 49 |  |  | 0.212 | 10.3881
9017 | SANDH_G2 | 2 | South | YES | 0.12697 | 45 | 2 | 46 | 0 | 1.0175 | GGT | 1 | 0.212 | 46 | 46 | 5.8408 | 46 |  |  | 0.212 | 9.7521
9018 | SANDH_G3 | 3 | South | YES | 0.12697 | 45 | 2 | 46 | 0 | 1.0175 | GGT | 1 | 0.212 | 46 | 46 | 5.8408 | 46 |  |  | 0.212 | 9.7521
9019 | SANDH_G4 | 4 | South | YES | 0.12697 | 0 | 2 | 47 |  | 1.0175 | GGT | 1 | 0.212 | 47 | 47 | 5.9678 | 47 |  |  | 0.212 | 9.9641
9020 | SANDHG5A | 5A | South | YES | 0.12697 | 150 | 84 | 155 | 0 | 1.0175 | CC | 1 | 0.212 | 155 | 155 | 19.681 | 155 |  |  | 0.212 | 32.8604
9021 | SANDHG5C | 5C | South | YES | 0.12697 | 140 | 0 | 148 | 0 | 1.0175 | CC | 1 | 0.212 | 148 | 148 | 18.7922 | 148 |  |  | 0.212 | 31.3764
9000 | DECKR_G1 | 1 | South | YES | 0.12599 | 280 | 50 | 321 | 0 | 1.015 | GST | 1 | 0.21102 | 321 | 321 | 40.4421 | 321 |  |  | 0.21102 | 67.7364
9001 | DECKR_G2 | 2 | South | YES | 0.12599 | 400 | 50 | 426 | 0 | 1.015 | GST | 1 | 0.21102 | 426 | 426 | 53.6709 | 426 |  |  | 0.21102 | 89.8931
7303 | L_WPPGS12_1Y | 1 | South | YES | 0.12352 | 50 | 0 | 50 | 0 | 1.025 | GGT | 1 | 0.20855 | 50 | 50 | 6.1759 | 50 |  |  | 0.20855 | 10.4273
7303 | L_WPPGS12_1Y | 2 | South | YES | 0.12352 | 50 | 0 | 50 | 0 | 1.025 | GGT | 1 | 0.20855 | 50 | 50 | 6.1759 | 50 |  |  | 0.20855 | 10.4273
7305 | L_WPPGS34_1Y | 3 | South | YES | 0.12352 | 50 | 0 | 50 | 0 | 1.025 | GGT | 1 | 0.20855 | 50 | 50 | 6.1759 | 50 |  |  | 0.20855 | 10.4273
7305 | L_WPPGS34_1Y | 4 | South | YES | 0.12352 | 50 | 0 | 50 | 0 | 1.025 | GGT | 1 | 0.20855 | 50 | 50 | 6.1759 | 50 |  |  | 0.20855 | 10.4273
7014 | L_HAYSEN1_1Y | 1 | South | YES | 0.12297 | 223.9 | 74 | 223.9 | 0 | 1.008 | CC | 1 | 0.208 | 223.9 | 223.9 | 27.5337 | 223.9 |  |  | 0.208 | 46.5716
7015 | L_HAYSEN1_2Y | 2 | South | YES | 0.12297 | 225 | 74 | 225 | 0 | 1.008 | CC | 1 | 0.208 | 225 | 225 | 27.6689 | 225 |  |  | 0.208 | 46.8004
7016 | L_HAYSEN1_3Y | 3 | South | YES | 0.12297 | 224.6 | 74 | 224.6 | 0 | 1.008 | CC | 1 | 0.208 | 224.6 | 224.6 | 27.6197 | 224.6 |  |  | 0.208 | 46.7172
7017 | L_HAYSEN1_4Y | 4 | South | YES | 0.12297 | 226.7 | 74 | 226.7 | 0 | 1.008 | CC | 1 | 0.208 | 226.7 | 226.7 | 27.878 | 226.7 |  |  | 0.208 | 47.154
7020 | L_AUSTPL1_1Y | 1 | South | YES | 0.12286 | 0 | 0 | 8 |  | 1 | Hydro | 1 | 0.20789 | 0 | 0 | 0 | 0 |  |  | 0.20789 | 0
7020 | L_AUSTPL1_1Y | 2 | South | YES | 0.12286 | 0 | 0 | 8 |  | 1 | Hydro | 1 | 0.20789 | 0 | 0 | 0 | 0 |  |  | 0.20789 | 0
7487 | L_CANYHY8_1Y | 1 | South | YES | 0.11874 | 0 | 0 | 6 |  | 1 | Hydro | 1 | 0.20377 | 0 | 0 | 0 | 0 |  |  | 0.20377 | 0
7810 | L_RIONOG1G1Y | 1 | South | YES | 0.11864 | 148 | 0 | 148 | 0 | 1.02 | CC | 1 | 0.20367 | 148 | 148 | 17.5589 | 148 |  |  | 0.20367 | 30.1431
7811 | L_RIONOG1G2Y | 2 | South | YES | 0.11864 | 148 | 0 | 148 | 0 | 1.02 | CC | 1 | 0.20367 | 148 | 148 | 17.5589 | 148 |  |  | 0.20367 | 30.1431
7812 | L_RIONOG1G3Y | 3 | South | YES | 0.11864 | 154 | 0 | 154 | 0 | 1.02 | CC | 1 | 0.20367 | 154 | 154 | 18.2707 | 154 |  |  | 0.20367 | 31.3651
7813 | L_RIONOG1S1Y | 4 | South | YES | 0.11864 | 293 | 0 | 293 | 0 | 1.02 | CC | 1 | 0.20367 | 293 | 293 | 34.7618 | 293 |  |  | 0.20367 | 59.6752
7605 | L_MCQUEE9_1Y | 1 | South | YES | 0.11653 | 0 | 0 | 2.4 |  | 1.025 | Hydro | 1 | 0.20156 | 0 | 0 | 0 | 0 |  |  | 0.20156 | 0
7605 | L_MCQUEE9_1Y | 2 | South | YES | 0.11653 | 0 | 0 | 2.4 |  | 1.025 | Hydro | 1 | 0.20156 | 0 | 0 | 0 | 0 |  |  | 0.20156 | 0
7605 | L_MCQUEE9_1Y | 3 | South | YES | 0.11653 | 0 | 0 | 2.8 |  | 1.025 | Hydro | 1 | 0.20156 | 0 | 0 | 0 | 0 |  |  | 0.20156 | 0
7609 | L_SCHUMA8_1Y | 1 | South | YES | 0.11583 | 0 | 0 | 4 |  | 1 | Hydro | 1 | 0.20086 | 0 | 0 | 0 | 0 |  |  | 0.20086 | 0
7800 | L_GUADGE1_1Y | 1 | South | YES | 0.11465 | 147 | 30 | 147 | 0 | 1.02 | CC | 1 | 0.19968 | 147 | 147 | 16.8541 | 147 |  |  | 0.19968 | 29.3534
7801 | L_GUADGE1_2Y | 2 | South | YES | 0.11465 | 138 | 30 | 138 | 0 | 1.02 | CC | 1 | 0.19968 | 138 | 138 | 15.8223 | 138 |  |  | 0.19968 | 27.5562
7802 | L_GUADGE1_3Y | 3 | South | YES | 0.11465 | 146 | 30 | 146 | 0 | 1.02 | CC | 1 | 0.19968 | 146 | 146 | 16.7395 | 146 |  |  | 0.19968 | 29.1537
7803 | L_GUADGE1_4Y | 4 | South | YES | 0.11465 | 149 | 30 | 149 | 0 | 1.02 | CC | 1 | 0.19968 | 149 | 149 | 17.0834 | 149 |  |  | 0.19968 | 29.7527
7804 | L_GUADGE1_5Y | 5 | South | YES | 0.11465 | 182 | 30 | 182 | 0 | 1.02 | CC | 1 | 0.19968 | 182 | 182 | 20.867 | 182 |  |  | 0.19968 | 36.3422
7805 | L_GUADGE1_6Y | 6 | South | YES | 0.11465 | 203 | 30 | 203 | 0 | 1.02 | CC | 1 | 0.19968 | 203 | 203 | 23.2748 | 203 |  |  | 0.19968 | 40.5356
7624 | L_LAKEWO9_1Y | 1 | South | YES | 0.11405 | 0 | 0 | 2.4 |  | 1 | Hydro | 1 | 0.19907 | 0 | 0 | 0 | 0 |  |  | 0.19907 | 0
7624 | L_LAKEWO9_1Y | 2 | South | YES | 0.11405 | 0 | 0 | 2.4 |  | 1 | Hydro | 1 | 0.19907 | 0 | 0 | 0 | 0 |  |  | 0.19907 | 0
5436 | TUTTL_WBT1G1 | 1 | South | YES | 0.11144 | 48.8 | 20 | 61 | 0 | 1.012 | GST | 1 | 0.19647 | 61 | 61 | 6.7978 | 61 |  |  | 0.19647 | 11.9845
5438 | TUTTL_WBT3G3 | 3 | South | YES | 0.11144 | 95 | 25 | 95 | 0 | 1.012 | GST | 1 | 0.19647 | 95 | 95 | 10.5867 | 95 |  |  | 0.19647 | 18.6644
5439 | TUTTL_WBT4G4 | 4 | South | YES | 0.11144 | 120.8 | 40 | 151 | 0 | 1.012 | GST | 1 | 0.19647 | 151 | 151 | 16.8273 | 151 |  |  | 0.19647 | 29.6666
5111 | CALAVER_JTD1 | 1 | South | YES | 0.11099 | 430 | 80 | 430 | 0 | 1.0138 | LIGCO | 1 | 0.19602 | 0 | 430 | 47.7274 | 430 |  |  | 0.19602 | 84.2897
5112 | CALAVER_JTD2 | 2 | South | YES | 0.11099 | 430 | 80 | 430 | 0 | 1.0138 | LIGCO | 1 | 0.19602 | 0 | 430 | 47.7274 | 430 |  |  | 0.19602 | 84.2897
5396 | CALAVER_OWS1 | 1 | South | YES | 0.11087 | 418 | 80 | 418 | 0 | 1.0192 | GST | 1 | 0.19589 | 418 | 418 | 46.3416 | 418 |  |  | 0.19589 | 81.8836
5397 | CALAVER_OWS2 | 2 | South | YES | 0.11087 | 400 | 80 | 400 | 0 | 1.0192 | GST | 1 | 0.19589 | 400 | 400 | 44.346 | 400 |  |  | 0.19589 | 78.3575
5476 | BRA_AVR1_CT1 | 1 | South | YES | 0.11077 | 155 | 90 | 155 | 0 | 1.017 | CC | 1 | 0.1958 | 155 | 155 | 17.1698 | 155 |  |  | 0.1958 | 30.3493
5477 | BRA_AVR1_ST1 | 1 | South | YES | 0.11077 | 174 | 138 | 174 | 0 | 1.017 | CC | 1 | 0.1958 | 174 | 174 | 19.2745 | 174 |  |  | 0.1958 | 34.0695
5478 | BRA_AVR1_CT2 | 1 | South | YES | 0.11077 | 155 | 90 | 155 | 0 | 1.017 | CC | 1 | 0.1958 | 155 | 155 | 17.1698 | 155 |  |  | 0.1958 | 30.3493
5026 | BRAUNIG_VHB1 | 1 | South | YES | 0.11074 | 215 | 40 | 215 | 0 | 1.0192 | GST | 1 | 0.19577 | 215 | 215 | 23.8093 | 215 |  |  | 0.19577 | 42.0905
5027 | BRAUNIG_VHB2 | 2 | South | YES | 0.11074 | 172.8 | 40 | 216 | 0 | 1.0192 | GST | 1 | 0.19577 | 216 | 216 | 23.9201 | 216 |  |  | 0.19577 | 42.2862
5031 | BRA_VHBCT1 | 1 | South | YES | 0.11074 | 44 | 24 | 44 | 0 | 1.0192 | #N/A | 1 | 0.19577 | 44 | 44 | 4.8726 | 44 |  |  | 0.19577 | 8.6139
5032 | BRA_VHBCT2 | 2 | South | YES | 0.11074 | 44 | 24 | 44 | 0 | 1.0192 | #N/A | 1 | 0.19577 | 44 | 44 | 4.8726 | 44 |  |  | 0.19577 | 8.6139
5033 | BRA_VHBCT3 | 3 | South | YES | 0.11074 | 43 | 24 | 43 | 0 | 1.0192 | #N/A | 1 | 0.19577 | 43 | 43 | 4.7619 | 43 |  |  | 0.19577 | 8.4181
5034 | BRA_VHBCT4 | 4 | South | YES | 0.11074 | 45 | 24 | 45 | 0 | 1.0192 | #N/A | 1 | 0.19577 | 45 | 45 | 4.9833 | 45 |  |  | 0.19577 | 8.8096
5028 | BRAUNIG_VHB3 | 3 | South | YES | 0.11067 | 407 | 60 | 407 | 0 | 1.0138 | GST | 1 | 0.1957 | 407 | 407 | 45.0447 | 407 |  |  | 0.1957 | 79.6514
5401 | CALAVER_JKS1 | 1 | South | YES | 0.11051 | 562 | 100 | 562 | 0 | 1.018 | LIGCO | 1 | 0.19554 | 0 | 562 | 62.1049 | 562 |  |  | 0.19554 | 109.891
5264 | LEON_LCP3G3 | 3 | South | YES | 0.10999 | 0 | 20 | 58 |  | 1.0197 | GST | 1 | 0.19502 | 58 | 58 | 6.3792 | 58 |  |  | 0.19502 | 11.3109
5265 | LEON_LCP4G4 | 4 | South | YES | 0.10999 | 71.2 | 25 | 89 | 0 | 1.0197 | GST | 1 | 0.19502 | 89 | 89 | 9.7888 | 89 |  |  | 0.19502 | 17.3564
5266 | LEON_LCPCT1 | 1 | South | YES | 0.10999 | 44 | 24 | 44 | 0 | 1.0197 | GGT | 1 | 0.19502 | 44 | 44 | 4.8394 | 44 |  |  | 0.19502 | 8.5807
5267 | LEON_LCPCT2 | 2 | South | YES | 0.10999 | 44 | 24 | 44 | 0 | 1.0197 | GGT | 1 | 0.19502 | 44 | 44 | 4.8394 | 44 |  |  | 0.19502 | 8.5807
5268 | LEON_LCPCT3 | 3 | South | YES | 0.10999 | 43 | 24 | 43 | 0 | 1.0197 | GGT | 1 | 0.19502 | 43 | 43 | 4.7294 | 43 |  |  | 0.19502 | 8.3857
5269 | LEON_LCPCT4 | 4 | South | YES | 0.10999 | 45 | 24 | 45 | 0 | 1.0197 | GGT | 1 | 0.19502 | 45 | 45 | 4.9494 | 45 |  |  | 0.19502 | 8.7757
8189 | CUECPL2A | 1 | South | YES | 0.1085 | 12 | 0 | 12 | 0 | 1.02 | Cogen | 1 | 0.19353 | 0 | 0 | 0 | 0 |  |  | 0.19353 | 0
7031 | L_MARSFO1G1Y | 1 | South | YES | 0.10826 | 0 | 0 | 36 |  | 1 | Hydro | 1 | 0.19329 | 0 | 0 | 0 | 0 |  |  | 0.19329 | 0
7032 | L_MARSFO1G2Y | 2 | South | YES | 0.10826 | 0 | 0 | 35 |  | 1 | Hydro | 1 | 0.19329 | 0 | 0 | 0 | 0 |  |  | 0.19329 | 0
7033 | L_MARSFO1G3Y | 3 | South | YES | 0.10826 | 0 | 0 | 36 |  | 1 | Hydro | 1 | 0.19329 | 0 | 0 | 0 | 0 |  |  | 0.19329 | 0
5903 | SANMIGUELGEN | 1 | South | YES | 0.10592 | 396.3 | 180 | 396.3 | 0 | 1.0331 | LIGCO | 1 | 0.19095 | 0 | 396.3 | 41.9765 | 396.3 |  |  | 0.19095 | 75.6734
5890 | PEARSALLGEN1 | 1 | South | YES | 0.098943 | 19.2 | 6 | 24 | 0 | 1.0161 | GST | 1 | 0.18397 | 24 | 24 | 2.3746 | 24 |  |  | 0.18397 | 4.4153
5891 | PEARSALLGEN2 | 1 | South | YES | 0.098943 | 19.4 | 6 | 24.3 | 0 | 1.0161 | GST | 1 | 0.18397 | 24.3 | 24.3 | 2.4043 | 24.3 |  |  | 0.18397 | 4.4705
5892 | PEARSALLGEN3 | 1 | South | YES | 0.098943 | 19.1 | 6 | 23.9 | 0 | 1.0161 | GST | 1 | 0.18397 | 23.9 | 23.9 | 2.3647 | 23.9 |  |  | 0.18397 | 4.3969
88198 | BEEVILLE | F | South | YES | 0.098681 | 0 | 0 | 0 | 0 | 1.02 | AVR | 1 | 0.18371 | 0 | 0 | 0 | 0 |  |  | 0.18371 | 0
8161 | COLETO0A | 1 | South | YES | 0.09789 | 633 | 200 | 633 | 0 | 1.03 | LIGCO | 1 | 0.18292 | 0 | 633 | 61.9644 | 633 |  |  | 0.18292 | 115.7875
80080 | GWINDT11A | 1 | South | YES | 0.094778 | 40.6 | 0 | 94 | 0 | 1.025 | Wind | 1 | 0.17981 | 0 | 94 | 8.9091 | 94 |  |  | 0.17981 | 16.9018
80080 | GWINDT11A | 2 | South | YES | 0.094778 | 17.7 | 0 | 41 | 0 | 1.025 | Wind | 1 | 0.17981 | 0 | 41 | 3.8859 | 41 |  |  | 0.17981 | 7.3721
80080 | GWINDT11A | 3 | South | YES | 0.094778 | 16.4 | 0 | 38 | 0 | 1.025 | Wind | 1 | 0.17981 | 0 | 38 | 3.6016 | 38 |  |  | 0.17981 | 6.8327
80080 | GWINDT11A | 4 | South | YES | 0.094778 | 8.2 | 0 | 19 | 0 | 1.025 | Wind | 1 | 0.17981 | 0 | 19 | 1.8008 | 19 |  |  | 0.17981 | 3.4163
80081 | GWINDT21A | 1 | South | YES | 0.094778 | 40.6 | 0 | 94 | 0 | 1.025 | Wind | 1 | 0.17981 | 0 | 94 | 8.9091 | 94 |  |  | 0.17981 | 16.9018
80081 | GWINDT21A | 2 | South | YES | 0.094778 | 15.5 | 0 | 36 | 0 | 1.025 | Wind | 1 | 0.17981 | 0 | 36 | 3.412 | 36 |  |  | 0.17981 | 6.473
80081 | GWINDT21A | 3 | South | YES | 0.094778 | 18.6 | 0 | 43 | 0 | 1.025 | Wind | 1 | 0.17981 | 0 | 43 | 4.0755 | 43 |  |  | 0.17981 | 7.7317
80081 | GWINDT21A | 4 | South | YES | 0.094778 | 9.5 | 0 | 22 | 0 | 1.025 | Wind | 1 | 0.17981 | 0 | 22 | 2.0851 | 22 |  |  | 0.17981 | 3.9557
80180 | PNSCALT11A | 1 | South | YES | 0.094778 | 63 | 0 | 146 | 0 | 1.025 | Wind | 1 | 0.17981 | 0 | 146 | 13.8376 | 146 |  |  | 0.17981 | 26.2518
80180 | PNSCALT11A | 2 | South | YES | 0.094778 | 21.6 | 0 | 50 | 0 | 1.025 | Wind | 1 | 0.17981 | 0 | 50 | 4.7389 | 50 |  |  | 0.17981 | 8.9903
80181 | PNSCALT21A | 1 | South | YES | 0.094778 | 23.7 | 0 | 55 | 0 | 1.025 | Wind | 1 | 0.17981 | 0 | 55 | 5.2128 | 55 |  |  | 0.17981 | 9.8894
80181 | PNSCALT21A | 2 | South | YES | 0.094778 | 21.6 | 0 | 50 | 0 | 1.025 | Wind | 1 | 0.17981 | 0 | 50 | 4.7389 | 50 |  |  | 0.17981 | 8.9903
8517 | CELANEBI0A | 1 | South | YES | 0.094741 | 29 | 0 | 29 | 0 | 1.02 | Cogen | 1 | 0.17977 | 0 | 0 | 0 | 0 |  |  | 0.17977 | 0
5932 | SI_RAY9 | 9 | South | YES | 0.094727 | 32 | 32 | 38 | 0 | 1.035 | CC | 1 | 0.17976 | 38 | 38 | 3.5996 | 38 |  |  | 0.17976 | 6.8307
5933 | SI_RAY6 | 6 | South | YES | 0.094727 | 15.4 | 10 | 19.3 | 0 | 1.035 | GST | 1 | 0.17976 | 19.3 | 19.3 | 1.8282 | 19.3 |  |  | 0.17976 | 3.4693
5935 | SI_RAY10 | 10 | South | YES | 0.094727 | 47 | 10 | 47 | 0 | 1.03 | CC | 1 | 0.17976 | 47 | 47 | 4.4522 | 47 |  |  | 0.17976 | 8.4485
80003 | MILHWYS | F | South | YES | 0.094727 | 0 | 0 | 0 | 0 | 1.0168 | AVR | 1 | 0.17976 | 0 | 0 | 0 | 0 |  |  | 0.17976 | 0
8981 | HECN1 | 1 | South | YES | 0.094638 | 144.8 | 0 | 144.8 | 0 | 1.0304 | CC | 1 | 0.17967 | 144.8 | 144.8 | 13.7036 | 144.8 |  |  | 0.17967 | 26.0157
8982 | HECN2 | 2 | South | YES | 0.094638 | 144.1 | 0 | 144.1 | 0 | 1.0304 | CC | 1 | 0.17967 | 144.1 | 144.1 | 13.6373 | 144.1 |  |  | 0.17967 | 25.89
8983 | HECN3 | 3 | South | YES | 0.094638 | 171.9 | 0 | 171.9 | 0 | 1.0304 | CC | 1 | 0.17967 | 171.9 | 171.9 | 16.2683 | 171.9 |  |  | 0.17967 | 30.8847
8936 | MVGN#1 | 1 | South | YES | 0.094637 | 216.6 | 0 | 216.6 | 0 | 1.0304 | CC | 1 | 0.17967 | 216.6 | 216.6 | 20.4984 | 216.6 |  |  | 0.17967 | 38.9156
8937 | MVGN#2 | 2 | South | YES | 0.094637 | 216.7 | 0 | 216.7 | 0 | 1.0304 | CC | 1 | 0.17967 | 216.7 | 216.7 | 20.5078 | 216.7 |  |  | 0.17967 | 38.9336
8938 | MVGN#3 | 3 | South | YES | 0.094637 | 250.9 | 0 | 250.9 | 0 | 1.0304 | CC | 1 | 0.17967 | 250.9 | 250.9 | 23.7444 | 250.9 |  |  | 0.17967 | 45.0781
8933 | FGNTS001 | 1 | South | YES | 0.094516 | 146.5 | 0 | 146.5 | 0 | 1.03 | CC | 1 | 0.17954 | 146.5 | 146.5 | 13.8466 | 146.5 |  |  | 0.17954 | 26.3033
8934 | FGNTS101 | 2 | South | YES | 0.094516 | 147.9 | 0 | 147.9 | 0 | 1.03 | CC | 1 | 0.17954 | 147.9 | 147.9 | 13.9789 | 147.9 |  |  | 0.17954 | 26.5547
8935 | FGNTS201 | 3 | South | YES | 0.094516 | 173 | 0 | 173 | 0 | 1.03 | CC | 1 | 0.17954 | 173 | 173 | 16.3513 | 173 |  |  | 0.17954 | 31.0612
8511 | OXY_CC0A | 1 | South | YES | 0.094496 | 30.3 | 0 | 38 |  | 1.027 | Cogen | 1 | 0.17952 | 0 | 0 | 0 | 0 |  |  | 0.17952 | 0
8461 | KOCH_UP0A | 1 | South | YES | 0.094493 | 38 | 0 | 38 | 0 | 1.012 | Cogen | 1 | 0.17952 | 0 | 0 | 0 | 0 |  |  | 0.17952 | 0
8506 | VAL #1 | 1 | South | YES | 0.09442 | 20.9 | 0 | 25 | 0 | 1.0055 | Cogen | 1 | 0.17945 | 0 | 0 | 0 | 0 |  |  | 0.17945 | 0
8507 | VAL #2 | 2 | South | YES | 0.09442 | 20.9 | 0 | 25 | 0 | 1.0055 | Cogen | 1 | 0.17945 | 0 | 0 | 0 | 0 |  |  | 0.17945 | 0
8459 | B_DAVIS0B | MB | South | YES | 0.094378 | 0 | 50 | 339 |  | 1.03 | GSC | 1 | 0.17941 | 0 | 0 | 0 | 0 |  |  | 0.17941 | 0
8460 | B_DAVIS0A | MB | South | YES | 0.094378 | 0 | 50 | 340 |  | 1.03 | GSC | 1 | 0.17941 | 0 | 0 | 0 | 0 |  |  | 0.17941 | 0
8456 | COSW#1 | 1 | South | YES | 0.094288 | 20 | 0 | 20 | 0 | 1.027 | Cogen | 1 | 0.17932 | 0 | 0 | 0 | 0 |  |  | 0.17932 | 0
8457 | COSW#2 | 2 | South | YES | 0.094288 | 14 | 0 | 14 | 0 | 1.027 | Cogen | 1 | 0.17932 | 0 | 0 | 0 | 0 |  |  | 0.17932 | 0
8560 | CNOPGT1 | 1 | South | YES | 0.094248 | 148.3 | 0 | 148.3 | 0 | 1.03 | Cogen | 1 | 0.17928 | 0 | 0 | 0 | 0 |  |  | 0.17928 | 0
8561 | CNOPGT2 | 2 | South | YES | 0.094248 | 148.6 | 0 | 148.6 | 0 | 1.03 | Cogen | 1 | 0.17928 | 0 | 0 | 0 | 0 |  |  | 0.17928 | 0
8562 | CNOPST1 | 3 | South | YES | 0.094248 | 153 | 0 | 153 | 0 | 1.03 | Cogen | 1 | 0.17928 | 0 | 0 | 0 | 0 |  |  | 0.17928 | 0
8173 | VICEC51A | 5 | South | YES | 0.0942 | 144 | 18 | 144 | 0 | 1.025 | CC | 1 | 0.17923 | 144 | 144 | 13.5648 | 144 |  |  | 0.17923 | 25.8089
8174 | VICEC61A | 6 | South | YES | 0.0942 | 188 | 42 | 188 | 0 | 1.025 | CC | 1 | 0.17923 | 188 | 188 | 17.7096 | 188 |  |  | 0.17923 | 33.695
88508 | FALFURRI | F | South | YES | 0.094166 | 0 | 0 | 0 | 0 | 1 | AVR | 1 | 0.17919 | 0 | 0 | 0 | 0 |  |  | 0.17919 | 0
5728 | FALCONHYDRO2 | 2 | South | YES | 0.093776 | 12 | 0 | 12 | 0 | 1.0227 | Hydro | 1 | 0.1788 | 0 | 0 | 0 | 0 |  |  | 0.1788 | 0
5729 | FALCONHYDRO3 | 3 | South | YES | 0.093776 | 11 | 0 | 11 | 0 | 1.0227 | Hydro | 1 | 0.1788 | 0 | 0 | 0 | 0 |  |  | 0.1788 | 0
8048 | FALCONHYDRO1 | 1 | South | YES | 0.093776 | 12 | 0 | 12 | 0 | 1.0227 | Hydro | 1 | 0.1788 | 0 | 0 | 0 | 0 |  |  | 0.1788 | 0
8926 | LGE_GT10A | 1 | South | YES | 0.093539 | 158 | 0 | 158 | 0 | 1.03 | Cogen | 1 | 0.17857 | 0 | 0 | 0 | 0 |  |  | 0.17857 | 0
8927 | LGE_GT20A | 2 | South | YES | 0.093539 | 153 | 0 | 153 | 0 | 1.03 | Cogen | 1 | 0.17857 | 0 | 0 | 0 | 0 |  |  | 0.17857 | 0
8928 | LGE_STG0A | 3 | South | YES | 0.093539 | 100 | 0 | 100 | 0 | 1.03 | Cogen | 1 | 0.17857 | 0 | 0 | 0 | 0 |  |  | 0.17857 | 0
8930 | ICPGN10A | 1 | South | YES | 0.093539 | 149 | 0 | 149 | 0 | 1.03 | Cogen | 1 | 0.17857 | 0 | 0 | 0 | 0 |  |  | 0.17857 | 0
8931 | ICPGN20A | 2 | South | YES | 0.093539 | 150 | 0 | 150 | 0 | 1.03 | Cogen | 1 | 0.17857 | 0 | 0 | 0 | 0 |  |  | 0.17857 | 0
8932 | ICPGN30A | 3 | South | YES | 0.093539 | 127 | 0 | 127 | 0 | 1.03 | Cogen | 1 | 0.17857 | 0 | 0 | 0 | 0 |  |  | 0.17857 | 0
80223 | REYSHR G | 1 | South | YES | 0.093539 | 12 | 0 | 12 | 0 | 1.032 | Cogen | 1 | 0.17857 | 0 | 0 | 0 | 0 |  |  | 0.17857 | 0
8066 | DUP1V#1 | 1 | South | YES | 0.093372 | 52.3 | 0 | 73 | 0 | 1.01 | Cogen | 1 | 0.1784 | 0 | 0 | 0 | 0 |  |  | 0.1784 | 0
5508 | RAYBURNCC9 | 1 | South | YES | 0.093338 | 47.7 | 18.2 | 47.7 | 0 | 1.0296 | CC | 1 | 0.17837 | 47.7 | 47.7 | 4.4522 | 47.7 |  |  | 0.17837 | 8.5081
5509 | RAYBURNCC10 | 1 | South | YES | 0.093338 | 37.3 | 5.2 | 37.3 | 0 | 1.0296 | CC | 1 | 0.17837 | 37.3 | 37.3 | 3.4815 | 37.3 |  |  | 0.17837 | 6.6531
5511 | RAYBURNCC7 | 1 | South | YES | 0.093338 | 47.5 | 18.2 | 47.5 | 0 | 1.0296 | CC | 1 | 0.17837 | 47.5 | 47.5 | 4.4336 | 47.5 |  |  | 0.17837 | 8.4724
5512 | RAYBURNCC8 | 1 | South | YES | 0.093338 | 49.3 | 18.2 | 49.3 | 0 | 1.0296 | CC | 1 | 0.17837 | 49.3 | 49.3 | 4.6016 | 49.3 |  |  | 0.17837 | 8.7935
88299 | ZAPATA | F | South | YES | 0.093068 | 0 | 0 | 0 | 0 | 1.02 | BLT | 1 | 0.1781 | 0 | 0 | 0 | 0 |  |  | 0.1781 | 0
5503 | RAYBURNGEN3 | 1 | South | YES | 0.092654 | 17.6 | 6 | 22 | 0 | 1.0223 | GST | 1 | 0.17768 | 22 | 22 | 2.0384 | 22 |  |  | 0.17768 | 3.909
5505 | RAYBURNGEN1 | 1 | South | YES | 0.092654 | 0 | 1 | 11 |  | 1.0223 | GGT | 1 | 0.17768 | 11 | 11 | 1.0192 | 11 |  |  | 0.17768 | 1.9545
5506 | RAYBURNGEN2 | 1 | South | YES | 0.092654 | 0 | 1 | 11 |  | 1.0223 | GGT | 1 | 0.17768 | 11 | 11 | 1.0192 | 11 |  |  | 0.17768 | 1.9545
80012 | LAR | F | South | YES | 0.092043 | 0 | 0 | 0 | 0 | 1.04 | DCTie | 1 | 0.17707 | 0 | 0 | 0 | 0 |  |  | 0.17707 | 0
80265 | LARECU40A | 4 | South | YES | 0.092042 | 80 | 0 | 100 |  | 1.039 | GGT | 1 | 0.17707 | 100 | 100 | 9.2042 | 100 |  |  | 0.17707 | 17.7071
80266 | LARECU50A | 5 | South | YES | 0.092042 | 80 | 0 | 100 |  | 1.039 | GGT | 1 | 0.17707 | 100 | 100 | 9.2042 | 100 |  |  | 0.17707 | 17.7071
80224 | VISTRONG1 | 1 | South | YES | 0.091928 | 13.1 | 0 | 15 | 0 | 1.01 | Cogen | 1 | 0.17696 | 0 | 0 | 0 | 0 |  |  | 0.17696 | 0
80225 | VISTRONG2 | 2 | South | YES | 0.091928 | 20.2 | 0 | 23 | 0 | 1.01 | Cogen | 1 | 0.17696 | 0 | 0 | 0 | 0 |  |  | 0.17696 | 0
80227 | AIRCO G | 1 | South | YES | 0.091394 | 7.2 | 0 | 8 | 0 | 1.0104 | Cogen | 1 | 0.17642 | 0 | 0 | 0 | 0 |  |  | 0.17642 | 0
8147 | UCAR #2 | 10 | South | YES | 0.091161 | 18.2 | 0 | 28 |  | 1 | Cogen | 1 | 0.17619 | 0 | 0 | 0 | 0 |  |  | 0.17619 | 0
8148 | UCAR #1 | 2 | South | YES | 0.091161 | 6.1 | 0 | 7 | 0 | 1.009 | Cogen | 1 | 0.17619 | 0 | 0 | 0 | 0 |  |  | 0.17619 | 0
80137 | CSDR89 | 8 | South | YES | 0.091161 | 33.9 | 0 | 39 |  | 1.003 | DCTie | 1 | 0.17619 | 0 | 0 | 0 | 0 |  |  | 0.17619 | 0
80137 | CSDR89 | 9 | South | YES | 0.091161 | 0 | 0 | 15 |  | 1.003 | DCTie | 1 | 0.17619 | 0 | 0 | 0 | 0 |  |  | 0.17619 | 0
80138 | CSDR7 | 7 | South | YES | 0.091161 | 6.1 | 0 | 7 | 0 | 1.014 | DCTie | 1 | 0.17619 | 0 | 0 | 0 | 0 |  |  | 0.17619 | 0
80139 | CSDR56 | 5 | South | YES | 0.091161 | 15 | 0 | 15 |  | 1.0033 | DCTie | 1 | 0.17619 | 0 | 0 | 0 | 0 |  |  | 0.17619 | 0
80139 | CSDR56 | 6 | South | YES | 0.091161 | 0 | 0 | 39 |  | 1.0033 | DCTie | 1 | 0.17619 | 0 | 0 | 0 | 0 |  |  | 0.17619 | 0
80140 | CSDR11 | 11 | South | YES | 0.091161 | 33.9 | 0 | 39 | 0 | 1.03 | DCTie | 1 | 0.17619 | 0 | 0 | 0 | 0 |  |  | 0.17619 | 0
80226 | ALCOA G | 1 | South | YES | 0.089124 | 32.3 | 5 | 48 | 0 | 1.015 | Cogen | 1 | 0.17415 | 0 | 0 | 0 | 0 |  |  | 0.17415 | 0
8134 | FOR #1 | 1 | South | YES | 0.088516 | 54.1 | 45 | 79 | 0 | 1.03 | Cogen | 1 | 0.17354 | 0 | 0 | 0 | 0 |  |  | 0.17354 | 0
8138 | FOR #2 | 2 | South | YES | 0.088516 | 63.1 | 45 | 81 | 0 | 1.03 | Cogen | 1 | 0.17354 | 0 | 0 | 0 | 0 |  |  | 0.17354 | 0
8153 | FOR #3 | 3 | South | YES | 0.088516 | 63.1 | 45 | 79.9 | 0 | 1.03 | Cogen | 1 | 0.17354 | 0 | 0 | 0 | 0 |  |  | 0.17354 | 0
8154 | FOR #4 | 4 | South | YES | 0.088516 | 63.1 | 60 | 80 | 0 | 1.03 | Cogen | 1 | 0.17354 | 0 | 0 | 0 | 0 |  |  | 0.17354 | 0
8155 | FOR #5 | 5 | South | YES | 0.088516 | 63.1 | 60 | 78.4 | 0 | 1.03 | Cogen | 1 | 0.17354 | 0 | 0 | 0 | 0 |  |  | 0.17354 | 0
8156 | FOR #6 | 6 | South | YES | 0.088516 | 24.9 | 5 | 25 | 0 | 1.03 | Cogen | 1 | 0.17354 | 0 | 0 | 0 | 0 |  |  | 0.17354 | 0
8157 | FOR #7 | 7 | South | YES | 0.088516 | 28.8 | 5 | 46 | 0 | 1.03 | Cogen | 1 | 0.17354 | 0 | 0 | 0 | 0 |  |  | 0.17354 | 0
80051 | FOR #8 | 8 | South | YES | 0.088516 | 28 | 28 | 28 | 0 | 1.016 | Cogen | 1 | 0.17354 | 0 | 0 | 0 | 0 |  |  | 0.17354 | 0
80052 | FOR #9 | 9 | South | YES | 0.088516 | 29.7 | 5 | 43.6 | 0 | 1.03 | Cogen | 1 | 0.17354 | 0 | 0 | 0 | 0 |  |  | 0.17354 | 0
80053 | FOR #10 | 10 | South | YES | 0.088516 | 68.4 | 45 | 75 | 0 | 1.03 | Cogen | 1 | 0.17354 | 0 | 0 | 0 | 0 |  |  | 0.17354 | 0
7028 | L_MARBFA1_1Y | 1 | South | YES | 0.086512 | 0 | 0 | 18 |  | 1 | Hydro | 1 | 0.17154 | 0 | 0 | 0 | 0 |  |  | 0.17154 | 0
7029 | L_MARBFA1_2Y | 2 | South | YES | 0.086512 | 0 | 0 | 18 |  | 1 | Hydro | 1 | 0.17154 | 0 | 0 | 0 | 0 |  |  | 0.17154 | 0
7035 | L_WIRTZ_1G1Y | 1 | South | YES | 0.077062 | 0 | 0 | 29 |  | 1 | Hydro | 1 | 0.16209 | 0 | 0 | 0 | 0 |  |  | 0.16209 | 0
7036 | L_WIRTZ_1G2Y | 2 | South | YES | 0.077062 | 23 | 0 | 29.8 |  | 1 | Hydro | 1 | 0.16209 | 0 | 0 | 0 | 0 |  |  | 0.16209 | 0
7000 | L_FERGUS1_1Y | 1 | South | YES | 0.076921 | 400 | 65 | 423.3 | 0 | 1.015 | GSC | 1 | 0.16195 | 423.3 | 423.3 | 32.5607 | 423.3 |  |  | 0.16195 | 68.5533
80010 | EPLVT1 | F | South | YES | 0.067071 | 0 | 0 | 0 |  | 1.0376 | #N/A | 1 | 0.1521 | 0 | 0 | 0 | 0 |  |  | 0.1521 | 0
5911 | STP_GN1___1 | 1 | Houston | YES | 0.066743 | 1333 | 1249 | 1333 | 0 | 1.0406 | Nuc | 1 | 0.15177 | 0 | 0 |  |  |  |  | 0.15177 | 0
5912 | STP_GN2___2 | 2 | Houston | YES | 0.066743 | 1332 | 1249 | 1332 | 0 | 1.0406 | Nuc | 1 | 0.15177 | 0 | 0 |  |  |  |  | 0.15177 | 0
48731 | CBE_GT1 | 1 | Houston | YES | 0.066273 | 76 | 0 | 76 | 0 | 1.029 | CC | 1 | 0.1513 | 76 | 76 |  |  |  |  | 0.1513 | 11.4989
48732 | CBE_GT2 | 1 | Houston | YES | 0.066273 | 76 | 0 | 76 | 0 | 1.029 | CC | 1 | 0.1513 | 76 | 76 |  |  |  |  | 0.1513 | 11.4989
48733 | CBE_ST12 | 1 | Houston | YES | 0.066273 | 105 | 0 | 105 | 0 | 1.029 | CC | 1 | 0.1513 | 105 | 105 |  |  |  |  | 0.1513 | 15.8867
48734 | CBE_GT3 | 1 | Houston | YES | 0.066273 | 76 | 0 | 76 | 0 | 1.029 | CC | 1 | 0.1513 | 76 | 76 |  |  |  |  | 0.1513 | 11.4989
48735 | CBE_GT4 | 1 | Houston | YES | 0.066273 | 76 | 0 | 76 | 0 | 1.029 | CC | 1 | 0.1513 | 76 | 76 |  |  |  |  | 0.1513 | 11.4989
48736 | CBE_ST34 | 1 | Houston | YES | 0.066273 | 105 | 0 | 105 | 0 | 1.029 | CC | 1 | 0.1513 | 105 | 105 |  |  |  |  | 0.1513 | 15.8867
8262 | ELPS | 1 | South | YES | 0.063621 | 6 | 6 | 6 | 0 | 1.15 | Hydro | 1 | 0.14865 | 0 | 0 | 0 | 0 |  |  | 0.14865 | 0
48911 | TGF_GT1_8000 | 1 | Houston | YES | 0.063349 | 69.2 | 0 | 69.2 |  | 1.029 | Cogen | 1 | 0.14838 | 0 | 0 |  |  |  |  | 0.14838 | 0
7026 | L_INKSDA1_1Y | 1 | South | YES | 0.058984 | 0 | 0 | 13.7 |  | 1 | Hydro | 1 | 0.14401 | 0 | 0 | 0 | 0 |  |  | 0.14401 | 0
7022 | L_BUCHAN1_1Y | 1 | South | YES | 0.05667 | 0 | 0 | 18 |  | 1 | Hydro | 1 | 0.1417 | 0 | 0 | 0 | 0 |  |  | 0.1417 | 0
7023 | L_BUCHAN1_2Y | 2 | South | YES | 0.05667 | 0 | 0 | 18 |  | 1 | Hydro | 1 | 0.1417 | 0 | 0 | 0 | 0 |  |  | 0.1417 | 0
7024 | L_BUCHAN1_3Y | 3 | South | YES | 0.05667 | 0 | 0 | 15 |  | 1 | Hydro | 1 | 0.1417 | 0 | 0 | 0 | 0 |  |  | 0.1417 | 0
49851 | DOW17000 | 37 | Houston | YES | 0.054791 | 39 | 0 | 62 | 0 | 1 | Cogen | 1 | 0.13982 | 0 | 0 |  |  |  |  | 0.13982 | 0
49858 | DOW38100 | 31 | Houston | YES | 0.054791 | 45 | 0 | 71.4 |  | 1 | Cogen | 1 | 0.13982 | 0 | 0 |  |  |  |  | 0.13982 | 0
49859 | DOW38200 | 33 | Houston | YES | 0.054791 | 28 | 0 | 45 | 0 | 1 | Cogen | 1 | 0.13982 | 0 | 0 |  |  |  |  | 0.13982 | 0
49860 | DOW38300 | 32 | Houston | YES | 0.054791 | 63 | 0 | 101 |  | 1 | Cogen | 1 | 0.13982 | 0 | 0 |  |  |  |  | 0.13982 | 0
49862 | DOW39100 | 36 | Houston | YES | 0.054791 | 54 | 0 | 86 | 0 | 1 | Cogen | 1 | 0.13982 | 0 | 0 |  |  |  |  | 0.13982 | 0
49863 | DOW39200 | 35 | Houston | YES | 0.054791 | 55 | 0 | 88 | 0 | 1 | Cogen | 1 | 0.13982 | 0 | 0 |  |  |  |  | 0.13982 | 0
49865 | DOW41000 | 41 | Houston | YES | 0.054791 | 31 | 0 | 50 |  | 1 | Cogen | 1 | 0.13982 | 0 | 0 |  |  |  |  | 0.13982 | 0
49866 | DOW42000 | 42 | Houston | YES | 0.054791 | 11 | 0 | 18 |  | 1 | Cogen | 1 | 0.13982 | 0 | 0 |  |  |  |  | 0.13982 | 0
49869 | DOW49000 | 45 | Houston | YES | 0.054791 | 59 | 0 | 94 |  | 1 | Cogen | 1 | 0.13982 | 0 | 0 |  |  |  |  | 0.13982 | 0
49870 | DOW61000 | 61 | Houston | YES | 0.054791 | 44 | 0 | 70 | 0 | 1 | Cogen | 1 | 0.13982 | 0 | 0 |  |  |  |  | 0.13982 | 0
49871 | DOW62000 | 62 | Houston | YES | 0.054791 | 40 | 0 | 63 | 0 | 1 | Cogen | 1 | 0.13982 | 0 | 0 |  |  |  |  | 0.13982 | 0
49872 | DOW63000 | 63 | Houston | YES | 0.054791 | 45 | 0 | 72 | 0 | 1 | Cogen | 1 | 0.13982 | 0 | 0 |  |  |  |  | 0.13982 | 0
49873 | DOW64000 | 64 | Houston | YES | 0.054791 | 41 | 0 | 64.8 | 0 | 1 | Cogen | 1 | 0.13982 | 0 | 0 |  |  |  |  | 0.13982 | 0
49876 | DOW65000 | 65 | Houston | YES | 0.054791 | 63 | 0 | 101 | 0 | 1 | Cogen | 1 | 0.13982 | 0 | 0 |  |  |  |  | 0.13982 | 0
49877 | DOW66000 | 66 | Houston | YES | 0.054791 | 61 | 0 | 97 | 0 | 1 | Cogen | 1 | 0.13982 | 0 | 0 |  |  |  |  | 0.13982 | 0
49878 | DOW67000 | 67 | Houston | YES | 0.054791 | 65 | 0 | 103 | 0 | 1 | Cogen | 1 | 0.13982 | 0 | 0 |  |  |  |  | 0.13982 | 0
49882 | DOW81000 | 81 | Houston | YES | 0.054791 | 47 | 0 | 76 | 0 | 1 | Cogen | 1 | 0.13982 | 0 | 0 |  |  |  |  | 0.13982 | 0
49884 | DOW82000 | 82 | Houston | YES | 0.054791 | 51 | 0 | 80 | 0 | 1 | Cogen | 1 | 0.13982 | 0 | 0 |  |  |  |  | 0.13982 | 0
49885 | DOW83000 | 83 | Houston | YES | 0.054791 | 51 | 0 | 80 | 0 | 1 | Cogen | 1 | 0.13982 | 0 | 0 |  |  |  |  | 0.13982 | 0
49886 | DOW84000 | 84 | Houston | YES | 0.054791 | 107 | 0 | 171 | 0 | 0.98 | Cogen | 1 | 0.13982 | 0 | 0 |  |  |  |  | 0.13982 | 0
48520 | BSF_GT1_8070 | 1 | Houston | YES | 0.052581 | 72 | 0 | 72 | 0 | 1.0326 | Cogen | 1 | 0.13761 | 0 | 0 |  |  |  |  | 0.13761 | 0
48520 | BSF_GT1_8070 | 2 | Houston | YES | 0.052581 | 10 | 0 | 10 | 0 | 1.0326 | Cogen | 1 | 0.13761 | 0 | 0 |  |  |  |  | 0.13761 | 0
39760 | TNSCLP1___8 | 1 | Houston | YES | 0.050835 | 93.4 | 20 | 116.8 | 0 | 1.04 | Cogen | 1 | 0.13586 | 0 | 0 |  |  |  |  | 0.13586 | 0
39770 | TNSCLP2___8 | 1 | Houston | YES | 0.050835 | 91.6 | 20 | 114.5 | 0 | 1.04 | Cogen | 1 | 0.13586 | 0 | 0 |  |  |  |  | 0.13586 | 0
39775 | TNSCLP4___8 | 1 | Houston | YES | 0.050835 | 95.2 | 20 | 119 | 0 | 1.04 | Cogen | 1 | 0.13586 | 0 | 0 |  |  |  |  | 0.13586 | 0
39790 | TNSCLP3___8 | 1 | Houston | YES | 0.050835 | 87.6 | 20 | 109.5 | 0 | 1.027 | Cogen | 1 | 0.13586 | 0 | 0 |  |  |  |  | 0.13586 | 0
8032 | AMISTADHYD1 | 1 | South | YES | 0.048788 | 33 | 13 | 33 | 0 | 1.0375 | Hydro | 1 | 0.13382 | 0 | 0 | 0 | 0 |  |  | 0.13382 | 0
8033 | AMISTADHYD2 | 2 | South | YES | 0.048788 | 25 | 13 | 25 | 0 | 1.0375 | Hydro | 1 | 0.13382 | 0 | 0 | 0 | 0 |  |  | 0.13382 | 0
88253 | HAMILTON | F | South | YES | 0.048788 | 0 | 0 | 0 | 0 | 1.04 | BLT | 1 | 0.13382 | 0 | 0 | 0 | 0 |  |  | 0.13382 | 0
48926 | WAP_GN6_6 | 6 | Houston | YES | 0.044587 | 651 | 280 | 651 |  | 1.035 | LIGCO | 1 | 0.12962 | 0 | 651 |  |  |  |  | 0.12962 | 84.3798
48927 | WAP_GN7_7 | 7 | Houston | YES | 0.044587 | 564 | 277 | 564 |  | 1.035 | LIGCO | 1 | 0.12962 | 0 | 564 |  |  |  |  | 0.12962 | 73.1032
48928 | WAP_GN8_8 | 8 | Houston | YES | 0.044587 | 603 | 275 | 603 |  | 1.035 | LIGCO | 1 | 0.12962 | 0 | 603 |  |  |  |  | 0.12962 | 78.1583
48730 | MNS_GT | 1 | Houston | YES | 0.044561 | 43 | 0 | 46.1 |  | 1.029 | Cogen | 1 | 0.12959 | 0 | 0 |  |  |  |  | 0.12959 | 0
48521 | BVE_GT1_GT1 | 1 | Houston | YES | 0.044534 | 167.7 | 0 | 167.7 |  | 1.035 | CC | 1 | 0.12956 | 167.7 | 167.7 |  |  |  |  | 0.12956 | 21.7277
48522 | BVE_GT2_5035 | 2 | Houston | YES | 0.044534 | 166.4 | 0 | 166.4 |  | 1.035 | CC | 1 | 0.12956 | 166.4 | 166.4 |  |  |  |  | 0.12956 | 21.5592
48523 | BVE_ST1_GN1 | 3 | Houston | YES | 0.044534 | 252.4 | 0 | 252.4 |  | 1.035 | CC | 1 | 0.12956 | 252.4 | 252.4 |  |  |  |  | 0.12956 | 32.7016
48510 | AK_GT1__8040 | 1 | Houston | YES | 0.043614 | 33.4 | 8.1 | 34 |  | 1.029 | Cogen | 1 | 0.12864 | 0 | 0 |  |  |  |  | 0.12864 | 0
48921 | WAP_GN1_1 | 1 | Houston | YES | 0.043551 | 132.8 | 37 | 166 | 0 | 1.0362 | GST | 1 | 0.12858 | 166 | 166 |  |  |  |  | 0.12858 | 21.3442
48922 | WAP_GN2_2 | 2 | Houston | YES | 0.043551 | 132.8 | 37 | 166 | 0 | 1.0362 | GST | 1 | 0.12858 | 166 | 166 |  |  |  |  | 0.12858 | 21.3442
48923 | WAP_GN3_3 | 3 | Houston | YES | 0.043551 | 198.4 | 93 | 248 | 0 | 1.0362 | GST | 1 | 0.12858 | 248 | 248 |  |  |  |  | 0.12858 | 31.8878
48924 | WAP_GN4_4 | 4 | Houston | YES | 0.043551 | 546 | 217 | 546 | 0 | 1.0362 | GSC | 1 | 0.12858 | 546 | 546 |  |  |  |  | 0.12858 | 70.2045
48925 | WAP_GN5_5 | 5 | Houston | YES | 0.043551 | 586.3 | 278 | 654 | 0 | 0.985 | LIGCO | 1 | 0.12858 | 0 | 654 |  |  |  |  | 0.12858 | 84.0911
48929 | WAPGT21_GT1 | B1 | Houston | YES | 0.043551 | 0 | 0 | 13 |  | 1.05 | GGT | 1 | 0.12858 | 13 | 13 |  |  |  |  | 0.12858 | 1.6715
38580 | TNBP_CGN1_8 | 1 | Houston | YES | 0.039418 | 70.8 | 0 | 70.8 | 0 | 1.005 | Cogen | 1 | 0.12445 | 0 | 0 |  |  |  |  | 0.12445 | 0
38590 | TNBP_CGN2_8 | 2 | Houston | YES | 0.039418 | 66.7 | 0 | 66.7 | 0 | 1.005 | Cogen | 1 | 0.12445 | 0 | 0 |  |  |  |  | 0.12445 | 0
38600 | TNBP_CGN3_8 | 5 | Houston | YES | 0.039418 | 53 | 0 | 53 | 0 | 1.005 | Cogen | 1 | 0.12445 | 0 | 0 |  |  |  |  | 0.12445 | 0
38611 | TNBPAMCG1_8 | 1 | Houston | YES | 0.039418 | 153.2 | 0 | 153.2 | 0 | 1.005 | Cogen | 1 | 0.12445 | 0 | 0 |  |  |  |  | 0.12445 | 0
38612 | TNBPAMCG2_8 | 2 | Houston | YES | 0.039418 | 153.5 | 0 | 153.5 | 0 | 1.005 | Cogen | 1 | 0.12445 | 0 | 0 |  |  |  |  | 0.12445 | 0
38613 | TNBPAMCG3_8 | 3 | Houston | YES | 0.039418 | 152.3 | 0 | 152.3 | 0 | 1.005 | Cogen | 1 | 0.12445 | 0 | 0 |  |  |  |  | 0.12445 | 0
38614 | TNBPAMCG4_8 | 4 | Houston | YES | 0.039418 | 96 | 0 | 96 |  | 1.005 | Cogen | 1 | 0.12445 | 0 | 0 |  |  |  |  | 0.12445 | 0
38615 | TNBPAMCG5_8 | 1 | Houston | YES | 0.039418 | 244 | 0 | 244 | 0 | 1.005 | Cogen | 1 | 0.12445 | 0 | 0 |  |  |  |  | 0.12445 | 0
38690 | TNBP_CGN4_8 | 3 | Houston | YES | 0.039418 | 40 | 0 | 40 |  | 1.005 | Cogen | 1 | 0.12445 | 0 | 0 |  |  |  |  | 0.12445 | 0
38711 | TNTXCTY1CG8 | 1 | Houston | YES | 0.039418 | 100.3 | 59 | 100.3 | 0 | 1 | Cogen | 1 | 0.12445 | 0 | 0 |  |  |  |  | 0.12445 | 0
38712 | TNTXCTY2CG8 | 1 | Houston | YES | 0.039418 | 92.9 | 59 | 92.9 | 0 | 1 | Cogen | 1 | 0.12445 | 0 | 0 |  |  |  |  | 0.12445 | 0
38713 | TNTXCTY3CG8 | 1 | Houston | YES | 0.039418 | 102.7 | 59 | 102.7 | 0 | 1 | Cogen | 1 | 0.12445 | 0 | 0 |  |  |  |  | 0.12445 | 0
38714 | TNTXCTY4CG8 | 1 | Houston | YES | 0.039418 | 103 | 59 | 103 | 0 | 1 | Cogen | 1 | 0.12445 | 0 | 0 |  |  |  |  | 0.12445 | 0
39470 | TNDOWCGNSG8 | 1 | Houston | YES | 0.039418 | 32 | 10 | 32 | 0 | 0.985 | Cogen | 1 | 0.12445 | 0 | 0 |  |  |  |  | 0.12445 | 0
39480 | TNDOWCGNGG8 | 1 | Houston | YES | 0.039418 | 30 | 10 | 30 | 0 | 0.985 | Cogen | 1 | 0.12445 | 0 | 0 |  |  |  |  | 0.12445 | 0
48772 | PHR_GN2_2 | MB | Houston | YES | 0.037683 | 0 | 72 | 459 |  | 1.0362 | GSC | 1 | 0.12271 | 0 | 0 |  |  |  |  | 0.12271 | 0
48561 | CTL_GT2_8130 | 1 | Houston | YES | 0.036473 | 73.5 | 30.3 | 91.9 |  | 1.0362 | Cogen | 1 | 0.1215 | 0 | 0 |  |  |  |  | 0.1215 | 0
48562 | CTL_GT3_8135 | 2 | Houston | YES | 0.036473 | 70.1 | 30.3 | 87.6 |  | 1.0362 | Cogen | 1 | 0.1215 | 0 | 0 |  |  |  |  | 0.1215 | 0
48563 | CTL_GT4_8140 | 3 | Houston | YES | 0.036473 | 69.6 | 30.3 | 87 |  | 1.0362 | Cogen | 1 | 0.1215 | 0 | 0 |  |  |  |  | 0.1215 | 0
48564 | CTL_GN1_8145 | 4 | Houston | YES | 0.036473 | 43.6 | 12.9 | 54.5 |  | 1.0362 | Cogen | 1 | 0.1215 | 0 | 0 |  |  |  |  | 0.1215 | 0
48565 | CTL_GN2_8155 | 5 | Houston | YES | 0.036473 | 9.8 | 3.4 | 12.2 |  | 1.0362 | Cogen | 1 | 0.1215 | 0 | 0 |  |  |  |  | 0.1215 | 0
48531 | BYU_GT1_8075 | 1 | Houston | YES | 0.03601 | 65 | 0 | 65 |  | 1.0362 | Cogen | 1 | 0.12104 | 0 | 0 |  |  |  |  | 0.12104 | 0
48532 | BYU_GT2_8055 | 2 | Houston | YES | 0.03601 | 62 | 0 | 62 |  | 1.0362 | Cogen | 1 | 0.12104 | 0 | 0 |  |  |  |  | 0.12104 | 0
48533 | BYU_GT3_8060 | 3 | Houston | YES | 0.03601 | 67 | 0 | 67 |  | 1.0362 | Cogen | 1 | 0.12104 | 0 | 0 |  |  |  |  | 0.12104 | 0
48534 | BYU_GT4_8065 | 4 | Houston | YES | 0.03601 | 65 | 0 | 65 |  | 1.0362 | Cogen | 1 | 0.12104 | 0 | 0 |  |  |  |  | 0.12104 | 0
48691 | GBY_73741085 | A | Houston | YES | 0.035432 | 37.6 | 20 | 47 | 0 | 1.0362 | GGT | 1 | 0.12046 | 47 | 47 |  |  |  |  | 0.12046 | 5.6617
48691 | GBY_73741085 | B | Houston | YES | 0.035432 | 37.6 | 20 | 47 | 0 | 1.0362 | GGT | 1 | 0.12046 | 47 | 47 |  |  |  |  | 0.12046 | 5.6617
48692 | GBY_81821075 | C | Houston | YES | 0.035432 | 37.6 | 20 | 47 | 0 | 1.0362 | GGT | 1 | 0.12046 | 47 | 47 |  |  |  |  | 0.12046 | 5.6617
48692 | GBY_81821075 | D | Houston | YES | 0.035432 | 44 | 20 | 55 | 0 | 1.0362 | GGT | 1 | 0.12046 | 55 | 55 |  |  |  |  | 0.12046 | 6.6253
48693 | GBY_83841065 | E | Houston | YES | 0.035432 | 45.6 | 20 | 57 | 0 | 1.0362 | GGT | 1 | 0.12046 | 57 | 57 |  |  |  |  | 0.12046 | 6.8663
48693 | GBY_83841065 | F | Houston | YES | 0.035432 | 43.2 | 20 | 54 | 0 | 1.0362 | GGT | 1 | 0.12046 | 54 | 54 |  |  |  |  | 0.12046 | 6.5049
48841 | SJS_GT1_GT1 | 1 | Houston | YES | 0.035139 | 62.4 | 49 | 78 | 0 | 1.0362 | Cogen | 1 | 0.12017 | 0 | 0 |  |  |  |  | 0.12017 | 0
48842 | SJS_GT2_GT2 | 2 | Houston | YES | 0.035139 | 64.8 | 49 | 81 | 0 | 1.0362 | Cogen | 1 | 0.12017 | 0 | 0 |  |  |  |  | 0.12017 | 0
48641 | DPEC_GT15040 | 1 | Houston | YES | 0.034904 | 163.2 | 98 | 163.2 | 0 | 1.0319 | CC | 1 | 0.11993 | 163.2 | 163.2 |  |  |  |  | 0.11993 | 19.573
48642 | DPEC_GT25025 | 2 | Houston | YES | 0.034904 | 157.1 | 98 | 157.1 | 0 | 1.0319 | CC | 1 | 0.11993 | 157.1 | 157.1 |  |  |  |  | 0.11993 | 18.8414
48643 | DPEC_GT35010 | 3 | Houston | YES | 0.034904 | 157.5 | 98 | 157.5 | 0 | 1.0319 | CC | 1 | 0.11993 | 157.5 | 157.5 |  |  |  |  | 0.11993 | 18.8894
48644 | DPEC_GT45070 | 4 | Houston | YES | 0.034904 | 157 | 98 | 157 | 0 | 1.0319 | CC | 1 | 0.11993 | 157 | 157 |  |  |  |  | 0.11993 | 18.8294
48645 | DPEC_ST55065 | 5 | Houston | YES | 0.034904 | 282 | 0 | 282 | 0 | 1.0319 | CC | 1 | 0.11993 | 282 | 282 |  |  |  |  | 0.11993 | 33.821
48761 | PR_GT1__9040 | 1 | Houston | YES | 0.034705 | 26 | 0 | 35 |  | 1 | Cogen | 1 | 0.11973 | 0 | 0 |  |  |  |  | 0.11973 | 0
48855 | SRB_GT211035 | B1 | Houston | YES | 0.034491 | 0 | 0 | 18 |  | 1.014 | GGT | 1 | 0.11952 | 18 | 18 |  |  |  |  | 0.11952 | 2.1514
48855 | SRB_GT211035 | B2 | Houston | YES | 0.034491 | 0 | 0 | 12 |  | 1.014 | GGT | 1 | 0.11952 | 12 | 12 |  |  |  |  | 0.11952 | 1.4342
48852 | SRB_GN2_2 | 2 | Houston | YES | 0.034479 | 140.8 | 26 | 176 | 0 | 1.0217 | GST | 1 | 0.11951 | 176 | 176 |  |  |  |  | 0.11951 | 21.0334
48851 | SRB_GN1_1 | 1 | Houston | YES | 0.034463 | 132 | 26 | 165 | 0 | 1.0217 | GST | 1 | 0.11949 | 165 | 165 |  |  |  |  | 0.11949 | 19.7161
48551 | CAL_GT1_8045 | 1 | Houston | YES | 0.034455 | 149 | 0 | 149 | 0 | 1.0326 | Cogen | 1 | 0.11948 | 0 | 0 |  |  |  |  | 0.11948 | 0
48552 | CAL_ST1_8000 | 2 | Houston | YES | 0.034455 | 65.1 | 0 | 65.1 | 0 | 1.0326 | Cogen | 1 | 0.11948 | 0 | 0 |  |  |  |  | 0.11948 | 0
48853 | SRB_GN3_3 | 3 | Houston | YES | 0.034406 | 170.4 | 35 | 213 |  | 1.0326 | GST | 1 | 0.11943 | 213 | 213 |  |  |  |  | 0.11943 | 25.4396
48845 | SOL_GT1 | 1 | Houston | YES | 0.034402 | 16.2 | 15.4 | 16.2 |  | 1.0326 | Solar | 1 | 0.11943 | 16.2 | 16.2 |  |  |  |  | 0.11943 | 1.9348
48611 | DIB_GT1_8080 | 1 | Houston | YES | 0.034399 | 64 | 0 | 64 | 0 | 1.0326 | Cogen | 1 | 0.11943 | 0 | 0 |  |  |  |  | 0.11943 | 0
48612 | DIB_GT2_8075 | 2 | Houston | YES | 0.034399 | 63.2 | 0 | 63.2 | 0 | 1.0326 | Cogen | 1 | 0.11943 | 0 | 0 |  |  |  |  | 0.11943 | 0
48613 | DIB_ST1_8085 | 3 | Houston | YES | 0.034399 | 67.9 | 30 | 82.6 | 0 | 1.0326 | Cogen | 1 | 0.11943 | 0 | 0 |  |  |  |  | 0.11943 | 0
48614 | DIB_GT3_8090 | 4 | Houston | YES | 0.034399 | 73.6 | 15 | 73.6 | 0 | 1.0326 | Cogen | 1 | 0.11943 | 0 | 0 |  |  |  |  | 0.11943 | 0
48854 | SRB_GN4_4 | 4 | Houston | YES | 0.034393 | 182.4 | 35 | 228 | 0 | 1.0326 | GST | 1 | 0.11942 | 228 | 228 |  |  |  |  | 0.11942 | 27.2281
48740 | PSG_GN2_8050 | 1 | Houston | YES | 0.03439 | 182 | 60 | 182 | 0 | 1.0326 | Cogen | 1 | 0.11942 | 0 | 0 |  |  |  |  | 0.11942 | 0
48741 | PSG_GT2_8040 | 1 | Houston | YES | 0.03439 | 158.6 | 50 | 158.6 | 0 | 1.0326 | Cogen | 1 | 0.11942 | 0 | 0 |  |  |  |  | 0.11942 | 0
48742 | PSG_GT3_8060 | 1 | Houston | YES | 0.03439 | 157 | 50 | 157 | 0 | 1.0326 | Cogen | 1 | 0.11942 | 0 | 0 |  |  |  |  | 0.11942 | 0
48820 | SHELLG1_3015 | 1 | Houston | YES | 0.034092 | 71 | 34.5 | 71 |  | 1.029 | Cogen | 1 | 0.11912 | 0 | 0 |  |  |  |  | 0.11912 | 0
48821 | SHELLG2 | 2 | Houston | YES | 0.034092 | 72 | 34.5 | 72 |  | 1.029 | Cogen | 1 | 0.11912 | 0 | 0 |  |  |  |  | 0.11912 | 0
48822 | SHELLG3_3020 | 1 | Houston | YES | 0.034092 | 39 | 0 | 39 |  | 1.029 | Cogen | 1 | 0.11912 | 0 | 0 |  |  |  |  | 0.11912 | 0
48822 | SHELLG3_3020 | 2 | Houston | YES | 0.034092 | 30 | 0 | 30 |  | 1.029 | Cogen | 1 | 0.11912 | 0 | 0 |  |  |  |  | 0.11912 | 0
48500 | APD_GT1_8005 | 1 | Houston | YES | 0.033664 | 137.6 | 54.6 | 137.6 |  | 1.0362 | Cogen | 1 | 0.11869 | 0 | 0 |  |  |  |  | 0.11869 | 0
48511 | LPE_GT1_8070 | 1 | Houston | YES | 0.033584 | 42 | 0 | 42 | 0 | 1.0362 | GGT | 1 | 0.11861 | 42 | 42 |  |  |  |  | 0.11861 | 4.9817
48512 | LPE_GT2_8075 | 2 | Houston | YES | 0.033584 | 42 | 0 | 42 | 0 | 1.0362 | GGT | 1 | 0.11861 | 42 | 42 |  |  |  |  | 0.11861 | 4.9817
48513 | LPE_GT3_8080 | 3 | Houston | YES | 0.033584 | 39 | 0 | 39 | 0 | 1.0362 | GGT | 1 | 0.11861 | 39 | 39 |  |  |  |  | 0.11861 | 4.6259
48514 | LPE_GT4_8085 | 4 | Houston | YES | 0.033584 | 39 | 0 | 39 | 0 | 1.0362 | GGT | 1 | 0.11861 | 39 | 39 |  |  |  |  | 0.11861 | 4.6259
48593 | CHE_GT1_8015 | 1 | Houston | YES | 0.033503 | 173 | 50 | 173 | 0 | 1.0362 | Cogen | 1 | 0.11853 | 0 | 0 |  |  |  |  | 0.11853 | 0
48594 | CHE_GN4_8025 | 4 | Houston | YES | 0.033503 | 142 | 60 | 142 | 0 | 1.0362 | Cogen | 1 | 0.11853 | 0 | 0 |  |  |  |  | 0.11853 | 0
48873 | THW_ST3_ST_3 | 3 | Houston | YES | 0.03289 | 107 | 19 | 107 | 0 | 1.0435 | CC | 1 | 0.11792 | 107 | 107 |  |  |  |  | 0.11792 | 12.6173
48874 | THW_ST4_ST_4 | 4 | Houston | YES | 0.03289 | 108 | 19 | 108 | 0 | 1.0435 | CC | 1 | 0.11792 | 108 | 108 |  |  |  |  | 0.11792 | 12.7352
48875 | THW_3132 | A | Houston | YES | 0.03289 | 55 | 5 | 55 | 0 | 1.0435 | CC | 1 | 0.11792 | 55 | 55 |  |  |  |  | 0.11792 | 6.4855
48875 | THW_3132 | B | Houston | YES | 0.03289 | 53 | 5 | 53 | 0 | 1.0435 | CC | 1 | 0.11792 | 53 | 53 |  |  |  |  | 0.11792 | 6.2497
48877 | THW_3334 | C | Houston | YES | 0.03289 | 55 | 5 | 55 | 0 | 1.0435 | CC | 1 | 0.11792 | 55 | 55 |  |  |  |  | 0.11792 | 6.4855
48877 | THW_3334 | D | Houston | YES | 0.03289 | 57 | 5 | 57 | 0 | 1.0435 | CC | 1 | 0.11792 | 57 | 57 |  |  |  |  | 0.11792 | 6.7214
48879 | THW_4142 | E | Houston | YES | 0.03289 | 56 | 5 | 56 | 0 | 1.0435 | CC | 1 | 0.11792 | 56 | 56 |  |  |  |  | 0.11792 | 6.6034
48879 | THW_4142 | F | Houston | YES | 0.03289 | 55 | 5 | 55 | 0 | 1.0435 | CC | 1 | 0.11792 | 55 | 55 |  |  |  |  | 0.11792 | 6.4855
48881 | THW_4344 | G | Houston | YES | 0.03289 | 58 | 5 | 58 | 0 | 1.0435 | CC | 1 | 0.11792 | 58 | 58 |  |  |  |  | 0.11792 | 6.8393
48881 | THW_4344 | H | Houston | YES | 0.03289 | 58 | 5 | 58 | 0 | 1.0435 | CC | 1 | 0.11792 | 58 | 58 |  |  |  |  | 0.11792 | 6.8393
48582 | CBY_GN2_2 | 2 | Houston | YES | 0.032417 | 596.8 | 110 | 746 | 0 | 1.0435 | GSC | 1 | 0.11745 | 746 | 746 |  |  |  |  | 0.11745 | 87.6145
49803 | EXN_15GT | 1 | Houston | YES | 0.032221 | 33 | 8.3 | 34 |  | 1.0326 | Cogen | 1 | 0.11725 | 0 | 0 |  |  |  |  | 0.11725 | 0
49804 | EXN_16GT | 2 | Houston | YES | 0.032221 | 32 | 8.3 | 34.7 |  | 1.0326 | Cogen | 1 | 0.11725 | 0 | 0 |  |  |  |  | 0.11725 | 0
49805 | EXN_17GT | 3 | Houston | YES | 0.032221 | 31 | 8.3 | 32.7 |  | 1.0326 | Cogen | 1 | 0.11725 | 0 | 0 |  |  |  |  | 0.11725 | 0
49826 | EXN938GT | 5 | Houston | YES | 0.032221 | 43 | 9.2 | 45.9 | 0 | 1.0326 | Cogen | 1 | 0.11725 | 0 | 0 |  |  |  |  | 0.11725 | 0
49828 | EXN941GT | 10 | Houston | YES | 0.032221 | 17.7 | 5.4 | 17.7 | 0 | 1.0326 | Cogen | 1 | 0.11725 | 0 | 0 |  |  |  |  | 0.11725 | 0
49829 | EXN942GT | 11 | Houston | YES | 0.032221 | 20 | 5.4 | 20.4 | 0 | 1.0326 | Cogen | 1 | 0.11725 | 0 | 0 |  |  |  |  | 0.11725 | 0
49830 | EXN943GT | 12 | Houston | YES | 0.032221 | 19 | 5.4 | 19.9 | 0 | 1.0326 | Cogen | 1 | 0.11725 | 0 | 0 |  |  |  |  | 0.11725 | 0
49831 | EXN944GT | 13 | Houston | YES | 0.032221 | 33 | 5.4 | 35 | 0 | 1.0326 | Cogen | 1 | 0.11725 | 0 | 0 |  |  |  |  | 0.11725 | 0
49832 | EXN945GT | 9 | Houston | YES | 0.032221 | 18.5 | 9.2 | 18.5 | 0 | 1.0326 | Cogen | 1 | 0.11725 | 0 | 0 |  |  |  |  | 0.11725 | 0
49837 | EXN_GT | 4 | Houston | YES | 0.032221 | 81 | 21.3 | 85.4 | 0 | 1.0326 | Cogen | 1 | 0.11725 | 0 | 0 |  |  |  |  | 0.11725 | 0
49838 | EXN_14GT | 14 | Houston | YES | 0.032221 | 140 | 0 | 148 |  | 1.0326 | Cogen | 1 | 0.11725 | 0 | 0 |  |  |  |  | 0.11725 | 0
48883 | THW_GT1_GT_1 | B2 | Houston | YES | 0.032133 | 0 | 0 | 12 |  | 1.043 | GGT | 1 | 0.11716 | 12 | 12 |  |  |  |  | 0.11716 | 1.4059
48651 | EP_1_2 | 1 | Houston | YES | 0.031685 | 4 | 0 | 5 | 0 | 1.0362 | Cogen | 1 | 0.11671 | 0 | 0 |  |  |  |  | 0.11671 | 0
48651 | EP_1_2 | 2 | Houston | YES | 0.031685 | 17.7 | 10 | 21 | 0 | 1.0362 | Cogen | 1 | 0.11671 | 0 | 0 |  |  |  |  | 0.11671 | 0
48791 | PSA_GT1_8160 | 1 | Houston | YES | 0.031677 | 52 | 20.8 | 65 | 0 | 1.0362 | Cogen | 1 | 0.11671 | 0 | 0 |  |  |  |  | 0.11671 | 0
48792 | PSA_GT2_8155 | 2 | Houston | YES | 0.031677 | 52.8 | 20.3 | 66 | 0 | 1.0362 | Cogen | 1 | 0.11671 | 0 | 0 |  |  |  |  | 0.11671 | 0
48793 | PSA_GT3_8150 | 3 | Houston | YES | 0.031677 | 56 | 20.3 | 70 | 0 | 1.0362 | Cogen | 1 | 0.11671 | 0 | 0 |  |  |  |  | 0.11671 | 0
48794 | PSA_GT4_8145 | 4 | Houston | YES | 0.031677 | 52.8 | 20.3 | 66 | 0 | 1.0362 | Cogen | 1 | 0.11671 | 0 | 0 |  |  |  |  | 0.11671 | 0
48795 | PSA_GT5_8140 | 5 | Houston | YES | 0.031677 | 51.2 | 20.3 | 64 | 0 | 1.0362 | Cogen | 1 | 0.11671 | 0 | 0 |  |  |  |  | 0.11671 | 0
48796 | PSA_GN1_8165 | 1 | Houston | YES | 0.031677 | 83.2 | 43.1 | 104 | 0 | 1.0362 | Cogen | 1 | 0.11671 | 0 | 0 |  |  |  |  | 0.11671 | 0
48797 | PSA_GT6_8135 | 6 | Houston | YES | 0.031677 | 47.2 | 34.5 | 59 | 0 | 1.0362 | Cogen | 1 | 0.11671 | 0 | 0 |  |  |  |  | 0.11671 | 0
48581 | CBY_GN1_1 | 1 | Houston | YES | 0.031641 | 595.2 | 108 | 744 | 0 | 1.0435 | GSC | 1 | 0.11667 | 744 | 744 |  |  |  |  | 0.11667 | 86.8022
48815 | CVC_GT4_8005 | 4 | Houston | YES | 0.031497 | 165 | 91.8 | 165 |  | 1.0362 | Cogen | 1 | 0.11653 | 0 | 0 |  |  |  |  | 0.11653 | 0
48583 | CBY_GT4_1 | 1 | Houston | YES | 0.031387 | 172 | 0 | 172 | 0 | 1.026 | GSC | 1 | 0.11642 | 172 | 172 |  |  |  |  | 0.11642 | 20.0235
48584 | CBY_GT4_2 | 2 | Houston | YES | 0.031387 | 172 | 0 | 172 | 0 | 1.026 | CC | 1 | 0.11642 | 172 | 172 |  |  |  |  | 0.11642 | 20.0235
48585 | CBY_ST4_1 | 3 | Houston | YES | 0.031387 | 172 | 0 | 172 | 0 | 1.026 | CC | 1 | 0.11642 | 172 | 172 |  |  |  |  | 0.11642 | 20.0235
48595 | BTE_GT2_8075 | 1 | Houston | YES | 0.03082 | 162.8 | 130 | 162.8 | 0 | 1.0261 | CC | 1 | 0.11585 | 162.8 | 162.8 |  |  |  |  | 0.11585 | 18.8602
48596 | BTE_GT3_8045 | 2 | Houston | YES | 0.03082 | 161.4 | 130 | 161.4 | 0 | 1.0261 | CC | 1 | 0.11585 | 161.4 | 161.4 |  |  |  |  | 0.11585 | 18.698
48597 | BTE_GT4_8055 | 3 | Houston | YES | 0.03082 | 158.9 | 130 | 158.9 | 0 | 1.0261 | CC | 1 | 0.11585 | 158.9 | 158.9 |  |  |  |  | 0.11585 | 18.4084
48598 | BTE_ST1_8070 | 4 | Houston | YES | 0.03082 | 269.2 | 60 | 269.2 | 0 | 1.0261 | CC | 1 | 0.11585 | 269.2 | 269.2 |  |  |  |  | 0.11585 | 31.1865
48690 | GBY_GN5_5 | 5 | Houston | YES | 0.030652 | 318.4 | 81 | 398 |  | 1.0362 | GSC | 1 | 0.11568 | 398 | 398 |  |  |  |  | 0.11568 | 46.0409
48885 | THW_5152 | A | Houston | YES | 0.030406 | 46.4 | 5 | 58 |  | 1.0319 | GGT | 1 | 0.11543 | 58 | 58 |  |  |  |  | 0.11543 | 6.6952
48885 | THW_5152 | B | Houston | YES | 0.030406 | 47.2 | 5 | 59 |  | 1.0319 | GGT | 1 | 0.11543 | 59 | 59 |  |  |  |  | 0.11543 | 6.8106
48886 | THW_5354 | C | Houston | YES | 0.030406 | 45.6 | 5 | 57 |  | 1.0319 | GGT | 1 | 0.11543 | 57 | 57 |  |  |  |  | 0.11543 | 6.5798
48886 | THW_5354 | D | Houston | YES | 0.030406 | 46.4 | 5 | 58 |  | 1.0319 | GGT | 1 | 0.11543 | 58 | 58 |  |  |  |  | 0.11543 | 6.6952
48887 | THW_5556 | E | Houston | YES | 0.030406 | 47.2 | 5 | 59 |  | 1.0319 | GGT | 1 | 0.11543 | 59 | 59 |  |  |  |  | 0.11543 | 6.8106
48887 | THW_5556 | F | Houston | YES | 0.030406 | 45.6 | 5 | 57 |  | 1.0319 | GGT | 1 | 0.11543 | 57 | 57 |  |  |  |  | 0.11543 | 6.5798
48591 | CHE_GT2_5030 | 2 | Houston | YES | 0.026935 | 173 | 50 | 173 | 0 | 1.029 | Cogen | 1 | 0.11196 | 0 | 0 |  |  |  |  | 0.11196 | 0
48811 | CVC_GT3_5045 | 3 | Houston | YES | 0.026935 | 156 | 91.8 | 156 | 0 | 1.029 | Cogen | 1 | 0.11196 | 0 | 0 |  |  |  |  | 0.11196 | 0
48812 | CVC_GT2_5020 | 2 | Houston | YES | 0.026935 | 158 | 91.8 | 158 | 0 | 1.029 | Cogen | 1 | 0.11196 | 0 | 0 |  |  |  |  | 0.11196 | 0
48813 | CVC_GT1_5035 | 1 | Houston | YES | 0.026935 | 160 | 91.8 | 160 | 0 | 1.029 | Cogen | 1 | 0.11196 | 0 | 0 |  |  |  |  | 0.11196 | 0
48814 | CVC_ST5_5040 | 1 | Houston | YES | 0.026935 | 162 | 91.8 | 162 | 0 | 1.029 | Cogen | 1 | 0.11196 | 0 | 0 |  |  |  |  | 0.11196 | 0
5934 | SI_RAY5 | 5 | South | YES | 0 | 0 | 10 | 15 |  | 1.035 | GST | 1 | 0.085029 | 15 | 15 | 0 | 15 |  |  | 0.085029 | 1.2754
8139 | JOS #1 | MB | South | YES | 0 | 0 | 45 | 255 |  | 1.02 | GST | 1 | 0.085029 | 0 | 0 | 0 | 0 |  |  | 0.085029 | 0
8285 | LAR #1 | MB | South | YES | 0 | 0 | 9 | 32 |  | 1.0497 | GST | 1 | 0.085029 | 0 | 0 | 0 | 0 |  |  | 0.085029 | 0
8287 | LAR #2 | MB | South | YES | 0 | 0 | 9 | 32 |  | 1.04 | GST | 1 | 0.085029 | 0 | 0 | 0 | 0 |  |  | 0.085029 | 0
8288 | LAR #3 | MB | South | YES | 0 | 0 | 25 | 105 |  | 1.04 | GST | 1 | 0.085029 | 0 | 0 | 0 | 0 |  |  | 0.085029 | 0
8388 | BATES0A | MB | South | YES | 0 | 0 | 21 | 71 |  | 1.033 | GST | 1 | 0.085029 | 0 | 0 | 0 | 0 |  |  | 0.085029 | 0
8393 | BATES0B | MB | South | YES | 0 | 0 | 25 | 110 |  | 1.03 | GST | 1 | 0.085029 | 0 | 0 | 0 | 0 |  |  | 0.085029 | 0
8437 | NUECES_B0C | MB | South | YES | 0 | 0 | 7 | 30 |  | 1.03 | GST | 1 | 0.085029 | 0 | 0 | 0 | 0 |  |  | 0.085029 | 0
8438 | NUECES_B0B | MB | South | YES | 0 | 0 | 26 | 169 |  | 1.03 | GST | 1 | 0.085029 | 0 | 0 | 0 | 0 |  |  | 0.085029 | 0
8442 | NUECES_B0A | MB | South | YES | 0 | 0 | 81 | 367 |  | 1.03 | GST | 1 | 0.085029 | 0 | 0 | 0 | 0 |  |  | 0.085029 | 0
39190 | TNSLCGN1__8 | 1 | Houston | YES | 0 | 0 | 10 | 30 |  | 1.03 | Cogen | 1 | 0.085029 | 0 | 0 |  |  |  |  | 0.085029 | 0
48671 | FTR_GT1_5105 | 1 | North | YES | -0.00444 | 154.2 | 0 | 154.2 | 0 | 1.0319 | CC | -1 | 0.1227 | 154.2 | 154.2 |  |  | -0.68465 | 154.2 | -0.1227 | -18.9202
48672 | FTR_GT2_5110 | 2 | North | YES | -0.00444 | 159 | 0 | 159 | 0 | 1.0319 | CC | -1 | 0.1227 | 159 | 159 |  |  | -0.70596 | 159 | -0.1227 | -19.5092
48673 | FTR_GT3_5085 | 3 | North | YES | -0.00444 | 158 | 0 | 158 | 0 | 1.0319 | CC | -1 | 0.1227 | 158 | 158 |  |  | -0.70152 | 158 | -0.1227 | -19.3865
48674 | FTR_CN4_5095 | 4 | North | YES | -0.00444 | 380 | 0 | 380 | 0 | 1.0319 | CC | -1 | 0.1227 | 380 | 380 |  |  | -1.6872 | 380 | -0.1227 | -46.6257
32883 | BRYN_DNSBY3 | 1 | North | YES | -0.006148 | 0 | 2 | 48 |  | 1.015 | GST | -1 | 0.12441 | 48 | 48 |  |  | -0.2951 | 48 | -0.12441 | -5.9716
32884 | BRYN_DNSBY13 | 1 | North | YES | -0.006148 | 46 | 2 | 46 | 0 | 1.015 | GST | -1 | 0.12441 | 46 | 46 |  |  | -0.28281 | 46 | -0.12441 | -5.7227
32892 | BRYN_DNSBY14 | 1 | North | YES | -0.006148 | 84 | 25 | 105 | 0 | 1.035 | GST | -1 | 0.12441 | 105 | 105 |  |  | -0.64554 | 105 | -0.12441 | -13.0628
32798 | BRYN_TAMUGEN | 1 | North | YES | -0.007901 | 32 | 0 | 32 |  | 1.02 | GST | -1 | 0.12616 | 32 | 32 |  |  | -0.25283 | 32 | -0.12616 | -4.0371
32886 | BRYN_ATKINS3 | MB | North | YES | -0.008752 | 0 | 5 | 12 |  | 1 | GST | -1 | 0.12701 | 0 | 0 |  |  | 0 | 0 | -0.12701 | 0
32887 | BRYN_ATKINS6 | MB | North | YES | -0.008752 | 0 | 12 | 51 |  | 1.028 | GST | -1 | 0.12701 | 0 | 0 |  |  | 0 | 0 | -0.12701 | 0
32888 | BRYN_ATKINS7 | 1 | North | YES | -0.008752 | 13.6 | 4 | 17 |  | 1.028 | GGT | -1 | 0.12701 | 17 | 17 |  |  | -0.14878 | 17 | -0.12701 | -2.1592
32890 | BRYN_ATKINS4 | MB | North | YES | -0.008752 | 0 | 5 | 22 |  | 1.031 | GST | -1 | 0.12701 | 0 | 0 |  |  | 0 | 0 | -0.12701 | 0
32891 | BRYN_ATKINS5 | MB | North | YES | -0.008752 | 0 | 5 | 25 |  | 1.031 | GST | -1 | 0.12701 | 0 | 0 |  |  | 0 | 0 | -0.12701 | 0
990 | GIBN_CREK_G1 | 1 | North | YES | -0.010738 | 463 | 200 | 463 | 0 | 1.0275 | LIGCO | -1 | 0.129 | 0 | 463 |  |  | 0 | 0 | -0.129 | 0
39960 | TNTNPONE_18 | 1 | North | YES | -0.031691 | 152.3 | 30 | 152.3 |  | 1.04 | LIGCO | -1 | 0.14995 | 0 | 152.3 |  |  | 0 | 0 | -0.14995 | 0
39970 | TNTNPONE_28 | 1 | North | YES | -0.031691 | 153 | 30 | 153 |  | 1.04 | LIGCO | -1 | 0.14995 | 0 | 153 |  |  | 0 | 0 | -0.14995 | 0
48721 | LEG_1___1 | 1 | North | YES | -0.03998 | 827 | 357 | 827 | 0 | 1.0348 | LIGCO | -1 | 0.15824 | 0 | 827 |  |  | 0 | 0 | -0.15824 | 0
48722 | LEG_2___2 | 2 | North | YES | -0.03998 | 819 | 357 | 819 | 0 | 1.0348 | LIGCO | -1 | 0.15824 | 0 | 819 |  |  | 0 | 0 | -0.15824 | 0
60202 | FRNDDRCS | F | West | YES | -0.052518 | 0 | 0 | 0 | 0 | 0.9985 | AVR | -1 | 0.17078 | 0 | 0 |  |  |  |  | -0.17078 | 0
3381 | BBRN_1G | 1 | North | YES | -0.060654 | 618 | 225 | 618 | 0 | 1.03 | LIGCO | -1 | 0.17891 | 0 | 618 |  |  | 0 | 0 | -0.17891 | 0
3382 | BBRN_2G | 2 | North | YES | -0.060654 | 589 | 225 | 589 | 0 | 1.03 | LIGCO | -1 | 0.17891 | 0 | 589 |  |  | 0 | 0 | -0.17891 | 0
13131 | CALFREST_1G | 1 | North | YES | -0.062485 | 150.7 | 40 | 150.7 | 0 | 1.031 | CC | -1 | 0.18074 | 150.7 | 150.7 |  |  | -9.4165 | 150.7 | -0.18074 | -27.2382
13132 | CALFREST_2G | 2 | North | YES | -0.062485 | 151 | 57 | 151 | 0 | 1.031 | CC | -1 | 0.18074 | 151 | 151 |  |  | -9.4352 | 151 | -0.18074 | -27.2924
13133 | CALFREST_3G | 3 | North | YES | -0.062485 | 177.4 | 40 | 177.4 | 0 | 1.031 | CC | -1 | 0.18074 | 177.4 | 177.4 |  |  | -11.0848 | 177.4 | -0.18074 | -32.064
13134 | CALFREST_4G | 4 | North | YES | -0.062865 | 151.5 | 40 | 151.5 | 0 | 1.031 | CC | -1 | 0.18112 | 151.5 | 151.5 |  |  | -9.524 | 151.5 | -0.18112 | -27.4403
13135 | CALFREST_5G | 5 | North | YES | -0.062865 | 152.3 | 57 | 152.3 | 0 | 1.031 | CC | -1 | 0.18112 | 152.3 | 152.3 |  |  | -9.5743 | 152.3 | -0.18112 | -27.5852
13136 | CALFREST_6G | 6 | North | YES | -0.062865 | 177.5 | 40 | 177.5 | 0 | 1.031 | CC | -1 | 0.18112 | 177.5 | 177.5 |  |  | -11.1585 | 177.5 | -0.18112 | -32.1496
60018 | DSKY1 | 1 | West | YES | -0.063568 | 21 | 0 | 84 | 0 | 1.023 | Wind | -1 | 0.18183 | 0 | 84 |  |  |  |  | -0.18183 | 0
60017 | ORNNWP1 | 1 | West | YES | -0.064117 | 20 | 0 | 80 |  | 1.027 | Wind | -1 | 0.18238 | 0 | 80 |  |  |  |  | -0.18238 | 0
60000 | DSKY2 | 1 | West | YES | -0.06462 | 19.1 | 0 | 76.5 |  | 1.039 | Wind | -1 | 0.18288 | 0 | 76.5 |  |  |  |  | -0.18288 | 0
6016 | SWMESA | 1 | West | YES | -0.065528 | 18.8 | 0 | 75 |  | 1.03 | Wind | -1 | 0.18379 | 0 | 75 |  |  |  |  | -0.18379 | 0
60003 | KING_NE1A | 1 | West | YES | -0.065528 | 20 | 0 | 80 |  | 1.03 | Wind | -1 | 0.18379 | 0 | 80 |  |  |  |  | -0.18379 | 0
60005 | KING_SE1A | 1 | West | YES | -0.065528 | 10 | 0 | 40 |  | 1.035 | Wind | -1 | 0.18379 | 0 | 40 |  |  |  |  | -0.18379 | 0
38437 | TNSRBNMESA9 | 1 | West | YES | -0.065762 | 37.5 | 0 | 150 |  | 1.02 | Wind | -1 | 0.18402 | 0 | 150 |  |  |  |  | -0.18402 | 0
38332 | TNWDWRDU2_8 | 1 | West | YES | -0.065811 | 20 | 0 | 80 | 0 | 1.0232 | Wind | -1 | 0.18407 | 0 | 80 |  |  |  |  | -0.18407 | 0
60016 | WOODWRD11A | 1 | West | YES | -0.065827 | 20 | 0 | 80 |  | 1.033 | Wind | -1 | 0.18409 | 0 | 80 |  |  |  |  | -0.18409 | 0
60201 | RIO DRCS | F | West | YES | -0.065876 | 0 | 0 | 0 | 0 | 1.025 | AVR | -1 | 0.18414 | 0 | 0 |  |  |  |  | -0.18414 | 0
60007 | KING_SW1A | 1 | West | YES | -0.066433 | 20 | 0 | 80 |  | 1.03 | Wind | -1 | 0.18469 | 0 | 80 |  |  |  |  | -0.18469 | 0
60019 | KING_NW1A | 1 | West | YES | -0.066433 | 20 | 0 | 80 |  | 1.03 | Wind | -1 | 0.18469 | 0 | 80 |  |  |  |  | -0.18469 | 0
3107 | STRYKER_1G | 1 | North | YES | -0.070495 | 145.6 | 45 | 182 | 0 | 1.029 | GST | -1 | 0.18875 | 182 | 182 |  |  | -12.8301 | 182 | -0.18875 | -34.3533
3108 | STRYKER_2G | 2 | North | YES | -0.070495 | 484 | 75 | 484 | 0 | 1.029 | GST | -1 | 0.18875 | 484 | 484 |  |  | -34.1196 | 484 | -0.18875 | -91.3571
3113 | LUFKINWB_1G | 1 | North | YES | -0.070713 | 0 | 0 | 50 |  | 1.01 | #N/A | -1 | 0.18897 | 50 | 50 |  |  | -3.5356 | 50 | -0.18897 | -9.4486
3348 | CHAMPION_1G | MB | North | YES | -0.070793 | 0 | 42 | 42 |  | 1 | Cogen | -1 | 0.18905 | 0 | 0 |  |  | 0 | 0 | -0.18905 | 0
13116 | TGATEWAY_1G | 1 | North | YES | -0.071544 | 151 | 30 | 151 | 0 | 1.0232 | CC | -1 | 0.1898 | 151 | 151 |  |  | -10.8031 | 151 | -0.1898 | -28.6603
13117 | TGATEWAY_2G | 2 | North | YES | -0.071544 | 130 | 30 | 130 | 0 | 1.0232 | CC | -1 | 0.1898 | 130 | 130 |  |  | -9.3007 | 130 | -0.1898 | -24.6744
13118 | TGATEWAY_3G | 3 | North | YES | -0.071544 | 148 | 30 | 148 | 0 | 1.0232 | CC | -1 | 0.1898 | 148 | 148 |  |  | -10.5885 | 148 | -0.1898 | -28.0909
13119 | TGATEWAY_4G | 4 | North | YES | -0.071544 | 399 | 65 | 399 | 0 | 1.0232 | CC | -1 | 0.1898 | 399 | 399 |  |  | -28.5461 | 399 | -0.1898 | -75.7315
3097 | MARTLAKE_1G | 1 | North | YES | -0.072314 | 790 | 500 | 790 | 0 | 1.017 | LIGCO | -1 | 0.19057 | 0 | 790 |  |  | 0 | 0 | -0.19057 | 0
3098 | MARTLAKE_2G | 2 | North | YES | -0.072314 | 795 | 461 | 795 | 0 | 1.017 | LIGCO | -1 | 0.19057 | 0 | 795 |  |  | 0 | 0 | -0.19057 | 0
3099 | MARTLAKE_3G | 3 | North | YES | -0.072314 | 804 | 500 | 804 | 0 | 1.017 | LIGCO | -1 | 0.19057 | 0 | 804 |  |  | 0 | 0 | -0.19057 | 0
1002 | PBCTAGE_1G | A | West | YES | -0.073232 | 64 | 64 | 66 | 0 | 1.036 | GGT | -1 | 0.19149 | 66 | 66 |  |  |  |  | -0.19149 | -12.6384
1003 | PBCTBGE_2G | B | West | YES | -0.073232 | 65 | 65 | 66 | 0 | 1.036 | GGT | -1 | 0.19149 | 66 | 66 |  |  |  |  | -0.19149 | -12.6384
1004 | PBCTCGE_3G | C | West | YES | -0.073232 | 62 | 62 | 67 | 0 | 1.036 | GGT | -1 | 0.19149 | 67 | 67 |  |  |  |  | -0.19149 | -12.8299
1005 | PBCTDGE_4G | D | West | YES | -0.073232 | 65 | 65 | 68 | 0 | 1.036 | GGT | -1 | 0.19149 | 68 | 68 |  |  |  |  | -0.19149 | -13.0214
1006 | PBCTEGE_5G | E | West | YES | -0.073232 | 65 | 65 | 67 | 0 | 1.036 | GGT | -1 | 0.19149 | 67 | 67 |  |  |  |  | -0.19149 | -12.8299
1007 | PB5GEN_6G | 5 | West | YES | -0.073232 | 91.2 | 40 | 114 | 0 | 1.036 | GST | -1 | 0.19149 | 114 | 114 |  |  |  |  | -0.19149 | -21.83
1008 | PB6GEN_7G | 6 | West | YES | -0.073232 | 515 | 130 | 515 | 0 | 1.036 | GST | -1 | 0.19149 | 515 | 515 |  |  |  |  | -0.19149 | -98.618
7038 | L_DELAWA1_1Y | 1 | West | YES | -0.073306 | 3.5 | 0 | 35 | 0 | 1 | Wind | -1 | 0.19157 | 0 | 35 |  |  |  |  | -0.19157 | 0
7038 | L_DELAWA1_1Y | 2 | West | YES | -0.073306 | 3 | 0 | 30 | 0 | 1 | Wind | -1 | 0.19157 | 0 | 30 |  |  |  |  | -0.19157 | 0
1349 | WESTXWIN_1G | 1 | West | YES | -0.073357 | 1.3 | 0 | 6.6 |  | 1.014 | Wind | -1 | 0.19162 | 0 | 6.6 |  |  |  |  | -0.19162 | 0
1350 | NWPWRG1_1G | 1 | West | YES | -0.073357 | 6.9 | 1 | 34.3 |  | 1.014 | Wind | -1 | 0.19162 | 0 | 34.3 |  |  |  |  | -0.19162 | 0
1146 | NOTREES_1G | 1 | West | YES | -0.073447 | 29.8 | 0 | 149 | 0 | 1.017 | #N/A | -1 | 0.19171 | 149 | 149 |  |  |  |  | -0.19171 | -28.5642
76091 | L_DIVIDE1_1N | W1 | West | YES | -0.073594 | 110 | 0 | 550 | 0 | 1.02 | Wind | -1 | 0.19185 | 0 | 550 |  |  |  |  | -0.19185 | 0
6407 | TURKTRAK1A | 1 | West | YES | -0.07387 | 33.9 | 0 | 169.5 | 0 | 1.025 | Wind | -1 | 0.19213 | 0 | 169.5 |  |  |  |  | -0.19213 | 0
76031 | L_GASCCR1_1N | W1 | West | YES | -0.073912 | 30 | 0 | 150 | 0 | 1.02 | Wind | -1 | 0.19217 | 0 | 150 |  |  |  |  | -0.19217 | 0
11020 | TIEHVSG_1G | 1 | West | YES | -0.074247 | 208.2 | 63 | 208.2 | 0 | 1.012 | CC | -1 | 0.19251 | 208.2 | 208.2 |  |  |  |  | -0.19251 | -40.0798
11021 | TIEHVCG_1G | 1 | West | YES | -0.074247 | 142.1 | 103 | 142.1 | 0 | 1.012 | CC | -1 | 0.19251 | 142.1 | 142.1 |  |  |  |  | -0.19251 | -27.3551
11022 | TIEHVCG_2G | 1 | West | YES | -0.074247 | 132.4 | 103 | 132.4 | 0 | 1.012 | CC | -1 | 0.19251 | 132.4 | 132.4 |  |  |  |  | -0.19251 | -25.4878
11023 | TIEHVCG_3G | 1 | West | YES | -0.074247 | 137.4 | 103 | 137.4 | 0 | 1.012 | CC | -1 | 0.19251 | 137.4 | 137.4 |  |  |  |  | -0.19251 | -26.4504
11024 | TIEHVCG_4G | 1 | West | YES | -0.074247 | 147 | 103 | 147 | 0 | 1.012 | CC | -1 | 0.19251 | 147 | 147 |  |  |  |  | -0.19251 | -28.2984
11025 | TIEHVSG_2G | 1 | West | YES | -0.074247 | 213.2 | 63 | 213.2 | 0 | 1.012 | CC | -1 | 0.19251 | 213.2 | 213.2 |  |  |  |  | -0.19251 | -41.0423
11001 | NAV1CT | 1 | West | YES | -0.07426 | 70.4 | 18 | 70.4 | 0 | 1.029 | CC | -1 | 0.19252 | 70.4 | 70.4 |  |  |  |  | -0.19252 | -13.5534
11009 | NAV2CT | 1 | West | YES | -0.07426 | 71.4 | 18 | 71.4 | 0 | 1.029 | CC | -1 | 0.19252 | 71.4 | 71.4 |  |  |  |  | -0.19252 | -13.7459
11011 | NAV3ST | 1 | West | YES | -0.07426 | 92.8 | 40 | 92.8 | 0 | 1.029 | CC | -1 | 0.19252 | 92.8 | 92.8 |  |  |  |  | -0.19252 | -17.8658
11012 | NAV4CT | 1 | West | YES | -0.07426 | 80 | 18 | 80 | 0 | 1.029 | CC | -1 | 0.19252 | 80 | 80 |  |  |  |  | -0.19252 | -15.4015
11013 | NAV5CT | 1 | West | YES | -0.07426 | 80 | 18 | 80 | 0 | 1.029 | CC | -1 | 0.19252 | 80 | 80 |  |  |  |  | -0.19252 | -15.4015
11014 | NAV6ST | 1 | West | YES | -0.07426 | 115 | 40 | 115 | 0 | 1.029 | CC | -1 | 0.19252 | 115 | 115 |  |  |  |  | -0.19252 | -22.1397
1328 | OCOTILLO_1G | 1 | West | YES | -0.074288 | 11.6 | 0 | 58 |  | 1.01 | Wind | -1 | 0.19255 | 0 | 58 |  |  |  |  | -0.19255 | 0
1326 | STANTONW_8 | 1 | West | YES | -0.074328 | 20.1 | 0 | 100.5 |  | 1.01 | Wind | -1 | 0.19259 | 0 | 100.5 |  |  |  |  | -0.19259 | 0
1333 | MCDDONAL_8 | 1 | West | YES | -0.074454 | 42.8 | 0 | 214.2 |  | 1.01 | Wind | -1 | 0.19271 | 0 | 214.2 |  |  |  |  | -0.19271 | 0
1320 | BSP 1 | 1 | West | YES | -0.074466 | 25.5 | 2.9 | 25.8 | 0 | 1 | Cogen | -1 | 0.19273 | 0 | 0 |  |  |  |  | -0.19273 | 0
1170 | AIRLAMESA_1G | 1 | West | YES | -0.074698 | 0 | 0 | 180 |  | 1 | #N/A | -1 | 0.19296 | 180 | 180 |  |  |  |  | -0.19296 | -34.7323
1327 | WILDHRSE_1G | 1 | West | YES | -0.074937 | 24 | 0 | 120 |  | 1 | Wind | -1 | 0.1932 | 0 | 120 |  |  |  |  | -0.1932 | 0
1360 | GUNSIGHT_8 | 1 | West | YES | -0.074963 | 24 | 0 | 120 | 0 | 1.01 | Wind | -1 | 0.19322 | 0 | 120 |  |  |  |  | -0.19322 | 0
1045 | CALENG1G_1G | 1 | West | YES | -0.075083 | 73.4 | 27 | 73.4 | 0 | 1.014 | Cogen | -1 | 0.19334 | 0 | 0 |  |  |  |  | -0.19334 | 0
1046 | CALENG2G_2G | 2 | West | YES | -0.075083 | 73.4 | 27 | 73.4 | 0 | 1.014 | Cogen | -1 | 0.19334 | 0 | 0 |  |  |  |  | -0.19334 | 0
1047 | CALENG3G_3G | 3 | West | YES | -0.075083 | 70.4 | 27 | 70.4 | 0 | 1.014 | Cogen | -1 | 0.19334 | 0 | 0 |  |  |  |  | -0.19334 | 0
1302 | COYOTEWG_8 | 1 | West | YES | -0.075112 | 45 | 0 | 225 |  | 1.01 | #N/A | -1 | 0.19337 | 225 | 225 |  |  |  |  | -0.19337 | -43.5085
1058 | LONGSHORE_5 | 1 | West | YES | -0.075273 | 30 | 0 | 150 |  | 1.01 | Wind | -1 | 0.19353 | 0 | 150 |  |  |  |  | -0.19353 | 0
1058 | LONGSHORE_5 | 2 | West | YES | -0.075273 | 44 | 0 | 220 |  | 1.01 | Wind | -1 | 0.19353 | 0 | 220 |  |  |  |  | -0.19353 | 0
1058 | LONGSHORE_5 | 3 | West | YES | -0.075273 | 23.4 | 0 | 117 |  | 1.01 | Wind | -1 | 0.19353 | 0 | 117 |  |  |  |  | -0.19353 | 0
1301 | BULLCREK_8 | 1 | West | YES | -0.075409 | 36 | 0 | 180 | 0 | 1.017 | #N/A | -1 | 0.19367 | 180 | 180 |  |  |  |  | -0.19367 | -34.8603
60058 | BUFF_GAP1A | 1 | West | YES | -0.075465 | 24 | 0 | 120 |  | 1 | Wind | -1 | 0.19372 | 0 | 120 |  |  |  |  | -0.19372 | 0
60060 | CIRELLO | 1 | West | YES | -0.075465 | 46.6 | 0 | 233 | 0 | 1 | Wind | -1 | 0.19372 | 0 | 233 |  |  |  |  | -0.19372 | 0
60063 | BUFF_GAP1B | 1 | West | YES | -0.075465 | 34 | 0 | 170.2 | 0 | 1.02 | Wind | -1 | 0.19372 | 0 | 170.2 |  |  |  |  | -0.19372 | 0
60066 | H_HOLLOW1A | 1 | West | YES | -0.075465 | 44.4 | 0 | 222 | 0 | 1.005 | Wind | -1 | 0.19372 | 0 | 222 |  |  |  |  | -0.19372 | 0
60068 | HHOLLOW21A | 1 | West | YES | -0.075465 | 36.8 | 0 | 184 | 0 | 1.025 | Wind | -1 | 0.19372 | 0 | 184 |  |  |  |  | -0.19372 | 0
60070 | HHOLLOW31A | 1 | West | YES | -0.075465 | 44.8 | 0 | 224 | 0 | 1.025 | Wind | -1 | 0.19372 | 0 | 224 |  |  |  |  | -0.19372 | 0
60072 | HHOLLOW41A | 1 | West | YES | -0.075465 | 23 | 0 | 115 | 0 | 1.025 | Wind | -1 | 0.19372 | 0 | 115 |  |  |  |  | -0.19372 | 0
1037 | MORGAN5G_5G | 5 | West | YES | -0.075479 | 109.6 | 40 | 137 | 0 | 1.029 | GST | -1 | 0.19374 | 137 | 137 |  |  |  |  | -0.19374 | -26.5421
1039 | MRGNAG_1G | A | West | YES | -0.075479 | 69 | 69 | 69 | 0 | 1.029 | GGT | -1 | 0.19374 | 69 | 69 |  |  |  |  | -0.19374 | -13.3679
1040 | MRGNBG_2G | B | West | YES | -0.075479 | 70 | 70 | 71 | 0 | 1.029 | GGT | -1 | 0.19374 | 71 | 71 |  |  |  |  | -0.19374 | -13.7554
1041 | MRGNCG_3G | C | West | YES | -0.075479 | 69 | 69 | 70 | 0 | 1.029 | GGT | -1 | 0.19374 | 70 | 70 |  |  |  |  | -0.19374 | -13.5617
1042 | MRGNDG_4G | D | West | YES | -0.075479 | 68 | 68 | 68 | 0 | 1.029 | GGT | -1 | 0.19374 | 68 | 68 |  |  |  |  | -0.19374 | -13.1742
1043 | MRGNEG_5G | E | West | YES | -0.075479 | 68 | 68 | 70 | 0 | 1.029 | GGT | -1 | 0.19374 | 70 | 70 |  |  |  |  | -0.19374 | -13.5617
1044 | MRGNFG_6G | F | West | YES | -0.075479 | 66 | 66 | 66 | 0 | 1.029 | GGT | -1 | 0.19374 | 66 | 66 |  |  |  |  | -0.19374 | -12.7867
6637 | SNYDERW1A | 1 | West | YES | -0.075598 | 12.6 | 0 | 63 | 0 | 1.025 | Wind | -1 | 0.19386 | 0 | 63 |  |  |  |  | -0.19386 | 0
60057 | CALLAHAN1A | 1 | West | YES | -0.075607 | 22.8 | 0 | 114 | 0 | 1.04 | Wind | -1 | 0.19387 | 0 | 114 |  |  |  |  | -0.19387 | 0
1068 | SCURRYCW_1G | 1 | West | YES | -0.075663 | 28.2 | 1.3 | 141 |  | 1.01 | Wind | -1 | 0.19392 | 0 | 141 |  |  |  |  | -0.19392 | 0
1073 | SCURRYCW_2G | 2 | West | YES | -0.075663 | 24 | 0 | 120 | 0 | 1.017 | Wind | -1 | 0.19392 | 0 | 120 |  |  |  |  | -0.19392 | 0
1061 | CIELOGEN_1G | 1 | West | YES | -0.075674 | 19.8 | 0 | 99 |  | 1 | Wind | -1 | 0.19393 | 0 | 99 |  |  |  |  | -0.19393 | 0
1062 | CIELOGEN_2G | 1 | West | YES | -0.075674 | 12.2 | 0 | 61 |  | 1 | Wind | -1 | 0.19393 | 0 | 61 |  |  |  |  | -0.19393 | 0
1069 | KINDERMG_1G | 1 | West | YES | -0.075674 | 25 | 5 | 25 | 0 | 1.017 | Cogen | -1 | 0.19393 | 0 | 0 |  |  |  |  | -0.19393 | 0
1070 | KINDERMG_2G | 1 | West | YES | -0.075674 | 45.7 | 12 | 45.7 | 0 | 1.017 | Cogen | -1 | 0.19393 | 0 | 0 |  |  |  |  | -0.19393 | 0
1071 | KINDERMG_3G | 1 | West | YES | -0.075674 | 45.7 | 12 | 45.7 | 0 | 1.017 | Cogen | -1 | 0.19393 | 0 | 0 |  |  |  |  | -0.19393 | 0
36998 | RDCNYNG1 | 1 | West | YES | -0.07588 | 16.8 | 0 | 84 |  | 1.01 | Wind | -1 | 0.19414 | 0 | 84 |  |  |  |  | -0.19414 | 0
1343 | TRENTIPP_8 | 1 | West | YES | -0.076313 | 30 | 0 | 150 |  | 1.014 | Wind | -1 | 0.19457 | 0 | 150 |  |  |  |  | -0.19457 | 0
1354 | AEPWIND_8 | 1 | West | YES | -0.076313 | 20.2 | 0 | 101 |  | 1 | Wind | -1 | 0.19457 | 0 | 101 |  |  |  |  | -0.19457 | 0
1049 | ROSCOEWI_5 | 1 | West | YES | -0.076363 | 41.8 | 0 | 209 |  | 1.01 | #N/A | -1 | 0.19462 | 209 | 209 |  |  |  |  | -0.19462 | -40.6761
1057 | ROSCOEWI_5 | 2 | West | YES | -0.076363 | 25.3 | 0 | 126.5 |  | 1.01 | #N/A | -1 | 0.19462 | 126.5 | 126.5 |  |  |  |  | -0.19462 | -24.6197
1060 | ROSCOEWI_5 | 3 | West | YES | -0.076363 | 39.4 | 0 | 197 | 0 | 1.01 | #N/A | -1 | 0.19462 | 197 | 197 |  |  |  |  | -0.19462 | -38.3406
1072 | ROSCOEWI_5 | 4 | West | YES | -0.076363 | 63.6 | 0 | 318 | 0 | 1.01 | #N/A | -1 | 0.19462 | 318 | 318 |  |  |  |  | -0.19462 | -61.8899
71051 | L_BITTCR1_1N | W1 | West | YES | -0.076385 | 7.5 | 0 | 37.5 |  | 1.02 | Wind | -1 | 0.19464 | 0 | 37.5 |  |  |  |  | -0.19464 | 0
71054 | L_SWEETW1_1N | W1 | West | YES | -0.076385 | 21.5 | 0 | 107.5 |  | 1.02 | Wind | -1 | 0.19464 | 0 | 107.5 |  |  |  |  | -0.19464 | 0
71057 | L_SWEETW1_2N | W1 | West | YES | -0.076385 | 27 | 0 | 135 |  | 1.02 | Wind | -1 | 0.19464 | 0 | 135 |  |  |  |  | -0.19464 | 0
71059 | L_SWEETW1_3N | W1 | West | YES | -0.076385 | 23.8 | 0 | 119 | 0 | 1.02 | Wind | -1 | 0.19464 | 0 | 119 |  |  |  |  | -0.19464 | 0
71060 | L_SWEETW1_4N | W1 | West | YES | -0.076385 | 21 | 0 | 105 | 0 | 1.02 | Wind | -1 | 0.19464 | 0 | 105 |  |  |  |  | -0.19464 | 0
6144 | MCADOO1A | 1 | West | YES | -0.076782 | 15 | 0 | 150 | 0 | 1.025 | Wind | -1 | 0.19504 | 0 | 150 |  |  |  |  | -0.19504 | 0
1416 | SWETWATR_1G | 1 | West | YES | -0.0768 | 30 | 18 | 30 | 0 | 1.026 | CC | -1 | 0.19506 | 30 | 30 |  |  |  |  | -0.19506 | -5.8518
1417 | SWETWATR_2G | 2 | West | YES | -0.0768 | 72 | 36 | 72 | 0 | 1.026 | CC | -1 | 0.19506 | 72 | 72 |  |  |  |  | -0.19506 | -14.0443
1418 | SWETWATR_3G | 3 | West | YES | -0.0768 | 68 | 36 | 68 | 0 | 1.026 | CC | -1 | 0.19506 | 68 | 68 |  |  |  |  | -0.19506 | -13.264
1419 | SWETWATR_4G | 4 | West | YES | -0.0768 | 61 | 36 | 61 | 0 | 1.026 | CC | -1 | 0.19506 | 61 | 61 |  |  |  |  | -0.19506 | -11.8986
12411 | FPLEFR1A_G | 1 | North | YES | -0.077643 | 161 | 72 | 161 | 0 | 1 | CC | -1 | 0.1959 | 161 | 161 |  |  | -12.5005 | 161 | -0.1959 | -31.5403
12412 | FPLEFR1B_G | 2 | North | YES | -0.077643 | 164 | 72 | 164 | 0 | 1 | CC | -1 | 0.1959 | 164 | 164 |  |  | -12.7335 | 164 | -0.1959 | -32.128
12413 | FPLEFR1C_G | 3 | North | YES | -0.077643 | 164 | 72 | 164 | 0 | 1 | CC | -1 | 0.1959 | 164 | 164 |  |  | -12.7335 | 164 | -0.1959 | -32.128
12414 | FPLEFR1S_G | 4 | North | YES | -0.077643 | 414 | 191 | 414 | 0 | 1 | CC | -1 | 0.1959 | 414 | 414 |  |  | -32.1442 | 414 | -0.1959 | -81.1036
12421 | FPLEFR2A_G | 1 | North | YES | -0.077643 | 162 | 72 | 162 | 0 | 1 | CC | -1 | 0.1959 | 162 | 162 |  |  | -12.5782 | 162 | -0.1959 | -31.7362
12422 | FPLEFR2B_G | 2 | North | YES | -0.077643 | 161 | 72 | 161 | 0 | 1 | CC | -1 | 0.1959 | 161 | 161 |  |  | -12.5005 | 161 | -0.1959 | -31.5403
12423 | FPLEFR2C_G | 3 | North | YES | -0.077643 | 163 | 72 | 163 | 0 | 1 | CC | -1 | 0.1959 | 163 | 163 |  |  | -12.6558 | 163 | -0.1959 | -31.9321
12424 | FPLEFR2S_G | 4 | North | YES | -0.077643 | 415 | 191 | 415 | 0 | 1 | CC | -1 | 0.1959 | 415 | 415 |  |  | -32.2218 | 415 | -0.1959 | -81.2995
60081 | WHRLWIND1A | 1 | West | YES | -0.077777 | 12 | 0 | 60 | 0 | 1.03 | Wind | -1 | 0.19604 | 0 | 60 |  |  |  |  | -0.19604 | 0
60052 | WILDHRS11A | 1 | West | YES | -0.078431 | 25.3 | 0 | 126.5 | 0 | 1.005 | #N/A | -1 | 0.19669 | 126.5 | 126.5 |  |  |  |  | -0.19669 | -24.8813
60053 | WILDHRS21A | 1 | West | YES | -0.078431 | 7.8 | 0 | 39 | 0 | 1.025 | #N/A | -1 | 0.19669 | 39 | 39 |  |  |  |  | -0.19669 | -7.6709
2451 | LKHB1_G | 1 | North | YES | -0.078716 | 0 | 80 | 391 |  | 1.022 | GST | -1 | 0.19698 | 391 | 391 |  |  | -30.778 | 391 | -0.19698 | -77.0173
2452 | LKHB2_G | 2 | North | YES | -0.078716 | 516 | 80 | 516 | 0 | 1.022 | GST | -1 | 0.19698 | 516 | 516 |  |  | -40.6175 | 516 | -0.19698 | -101.6393
1437 | MESQUITW_1G | 1 | North | YES | -0.07875 | 40 | 0 | 400 | 0 | 1.023 | Wind | -1 | 0.19701 | 0 | 400 |  |  | 0 | 0 | -0.19701 | 0
1438 | MESQUITW_2G | 1 | North | YES | -0.078754 | 23.6 | 0 | 236 |  | 1.017 | Wind | -1 | 0.19701 | 0 | 236 |  |  | 0 | 0 | -0.19701 | 0
3126 | TRINIDAD_6G | 1 | North | YES | -0.078786 | 179.2 | 46 | 224 | 0 | 1 | GST | -1 | 0.19705 | 224 | 224 |  |  | -17.6481 | 224 | -0.19705 | -44.1382
12440 | PARKD_1SVC8 | 1 | North | YES | -0.078933 | 0 | 0 | 0 | 0 | 1.007 | GST | -1 | 0.19719 | 0 | 0 |  |  | 0 | 0 | -0.19719 | 0
12449 | PARKD_2SVC8 | 1 | North | YES | -0.078933 | 0 | 0 | 0 | 0 | 1.007 | GST | -1 | 0.19719 | 0 | 0 |  |  | 0 | 0 | -0.19719 | 0
948 | STEAM1 | 1 | North | YES | -0.079043 | 0 | 12 | 20 |  | 1.02 | GST | -1 | 0.1973 | 20 | 20 |  |  | -1.5809 | 20 | -0.1973 | -3.946
949 | STEAM2 | 1 | North | YES | -0.079043 | 26 | 8 | 26 | 0 | 0.99 | GST | -1 | 0.1973 | 26 | 26 |  |  | -2.0551 | 26 | -0.1973 | -5.1299
950 | STEAM3 | 1 | North | YES | -0.079043 | 41 | 13 | 42 | 0 | 1.02 | GST | -1 | 0.1973 | 42 | 42 |  |  | -3.3198 | 42 | -0.1973 | -8.2867
837 | NEWMAN_G5 | 1 | North | YES | -0.079259 | 0 | 15 | 40 |  | 1.01 | GST | -1 | 0.19752 | 40 | 40 |  |  | -3.1704 | 40 | -0.19752 | -7.9007
842 | OLINGER_G1 | 1 | North | YES | -0.079266 | 55.4 | 20 | 79 | 0 | 1.03 | GST | -1 | 0.19753 | 79 | 79 |  |  | -6.262 | 79 | -0.19753 | -15.6045
843 | OLINGER_G2 | 1 | North | YES | -0.079266 | 76.2 | 25 | 110 | 0 | 1.03 | GST | -1 | 0.19753 | 110 | 110 |  |  | -8.7193 | 110 | -0.19753 | -21.7278
844 | OLINGER_G3 | 1 | North | YES | -0.079266 | 103.9 | 45 | 150 | 0 | 1.03 | GST | -1 | 0.19753 | 150 | 150 |  |  | -11.8899 | 150 | -0.19753 | -29.6288
845 | OLINGER_G4 | 1 | North | YES | -0.079266 | 51.9 | 0 | 76 | 0 | 1.03 | GGT | -1 | 0.19753 | 76 | 76 |  |  | -6.0242 | 76 | -0.19753 | -15.0119
1701 | MOSES_1G | 1 | North | YES | -0.079473 | 558 | 175 | 558 | 0 | 1.023 | LIGCO | -1 | 0.19773 | 0 | 558 |  |  | 0 | 0 | -0.19773 | 0
1702 | MOSES_2G | 2 | North | YES | -0.079473 | 579 | 175 | 579 | 0 | 1.023 | LIGCO | -1 | 0.19773 | 0 | 579 |  |  | 0 | 0 | -0.19773 | 0
1703 | MOSES_3G | 3 | North | YES | -0.079473 | 808 | 463 | 808 | 0 | 1.023 | LIGCO | -1 | 0.19773 | 0 | 808 |  |  | 0 | 0 | -0.19773 | 0
5925 | DCEAST | EQ | North | YES | -0.079473 | 400.3 | -600 | 600 | 0 | 1.025 | DCTie | -1 | 0.19773 | 0 | 0 |  |  | 0 | 0 | -0.19773 | 0
1442 | COKFIELD_5 | 1 | North | YES | -0.079492 | 16.5 | 0 | 165 |  | 1.029 | Wind | -1 | 0.19775 | 0 | 165 |  |  | 0 | 0 | -0.19775 | 0
1675 | PEC_1G | 1 | North | YES | -0.079602 | 76.7 | 35 | 76.7 | 0 | 1.022 | Cogen | -1 | 0.19786 | 0 | 0 |  |  | 0 | 0 | -0.19786 | 0
1676 | PEC_2G | 2 | North | YES | -0.079602 | 79.6 | 35 | 79.6 | 0 | 1.022 | Cogen | -1 | 0.19786 | 0 | 0 |  |  | 0 | 0 | -0.19786 | 0
1677 | PEC_3G | 3 | North | YES | -0.079602 | 88.4 | 35 | 88.4 | 0 | 1.022 | Cogen | -1 | 0.19786 | 0 | 0 |  |  | 0 | 0 | -0.19786 | 0
1678 | LAMARPWR_1G | 1 | North | YES | -0.079719 | 160 | 67.7 | 160 | 0 | 1.038 | CC | -1 | 0.19798 | 160 | 160 |  |  | -12.755 | 160 | -0.19798 | -31.6765
1679 | LAMARPWR_2G | 2 | North | YES | -0.079719 | 156 | 67.7 | 156 | 0 | 1.038 | CC | -1 | 0.19798 | 156 | 156 |  |  | -12.4362 | 156 | -0.19798 | -30.8846
1680 | LAMARPWR_3G | 3 | North | YES | -0.079719 | 196 | 129.1 | 196 | 0 | 1.038 | CC | -1 | 0.19798 | 196 | 196 |  |  | -15.6249 | 196 | -0.19798 | -38.8038
1681 | LAMARPWR_4G | 4 | North | YES | -0.079719 | 156 | 67.7 | 156 | 0 | 1.038 | CC | -1 | 0.19798 | 156 | 156 |  |  | -12.4362 | 156 | -0.19798 | -30.8846
1682 | LAMARPWR_5G | 5 | North | YES | -0.079719 | 157 | 67.7 | 157 | 0 | 1.038 | CC | -1 | 0.19798 | 157 | 157 |  |  | -12.5159 | 157 | -0.19798 | -31.0826
1683 | LAMARPWR_6G | 6 | North | YES | -0.079719 | 198 | 129.1 | 198 | 0 | 1.038 | CC | -1 | 0.19798 | 198 | 198 |  |  | -15.7844 | 198 | -0.19798 | -39.1997
1689 | VALLEY_3G | 3 | North | YES | -0.079865 | 0 | 25 | 375 |  | 1.003 | GST | -1 | 0.19812 | 375 | 375 |  |  | -29.9494 | 375 | -0.19812 | -74.2966
11691 | KMICHICT1_G | 1 | North | YES | -0.079865 | 144 | 80 | 144 | 0 | 1.026 | CC | -1 | 0.19812 | 144 | 144 |  |  | -11.5006 | 144 | -0.19812 | -28.5299
11692 | KMICHICT2_G | 2 | North | YES | -0.079865 | 146 | 80 | 146 | 0 | 1.026 | CC | -1 | 0.19812 | 146 | 146 |  |  | -11.6603 | 146 | -0.19812 | -28.9262
11693 | KMICHIST3_G | 3 | North | YES | -0.079865 | 312 | 60 | 312 | 0 | 1.026 | CC | -1 | 0.19812 | 312 | 312 |  |  | -24.9179 | 312 | -0.19812 | -61.8148
11694 | KMICHICT4_G | 4 | North | YES | -0.079865 | 144 | 80 | 144 | 0 | 1.026 | CC | -1 | 0.19812 | 144 | 144 |  |  | -11.5006 | 144 | -0.19812 | -28.5299
11695 | KMICHICT5_G | 5 | North | YES | -0.079865 | 148 | 80 | 148 | 0 | 1.026 | CC | -1 | 0.19812 | 148 | 148 |  |  | -11.82 | 148 | -0.19812 | -29.3224
11696 | KMICHIST6_G | 6 | North | YES | -0.079865 | 310 | 60 | 310 | 0 | 1.026 | CC | -1 | 0.19812 | 310 | 310 |  |  | -24.7582 | 310 | -0.19812 | -61.4185
6100 | OKLA7A | EQ | West | YES | -0.080057 | 50 | -220 | 220 | 0 | 1.035 | DCTie | -1 | 0.19832 | 0 | 0 |  |  |  |  | -0.19832 | 0
6752 | OKLA0A | 1 | West | YES | -0.080057 | 649.7 | 175 | 649.7 | 0 | 1.035 | LIGCO | -1 | 0.19832 | 0 | 649.7 |  |  |  |  | -0.19832 | 0
1687 | VALLEY_1G | 1 | North | YES | -0.080117 | 136 | 15 | 170 | 0 | 1.029 | GST | -1 | 0.19838 | 170 | 170 |  |  | -13.6199 | 170 | -0.19838 | -33.724
1688 | VALLEY_2G | 2 | North | YES | -0.080117 | 527 | 90 | 527 | 0 | 1.029 | GSC | -1 | 0.19838 | 527 | 527 |  |  | -42.2217 | 527 | -0.19838 | -104.5443
6948 | DENISNDM | 1 | North | YES | -0.08033 | 40 | 5 | 40 | 0 | 1.015 | Hydro | -1 | 0.19859 | 0 | 0 |  |  | 0 | 0 | -0.19859 | 0
6948 | DENISNDM | 2 | North | YES | -0.08033 | 31 | 5 | 40 | 0 | 1.015 | Hydro | -1 | 0.19859 | 0 | 0 |  |  | 0 | 0 | -0.19859 | 0
2371 | COLLIN_1G | MB | North | YES | -0.0812 | 0 | 40 | 138 |  | 1.022 | GST | -1 | 0.19946 | 0 | 0 |  |  | 0 | 0 | -0.19946 | 0
2413 | MTCK6_G | 6 | North | YES | -0.081233 | 0 | 30 | 118 |  | 1.022 | GST | -1 | 0.19949 | 118 | 118 |  |  | -9.5855 | 118 | -0.19949 | -23.5401
2414 | MTCK7_G | 7 | North | YES | -0.081233 | 0 | 30 | 115 |  | 1.022 | GST | -1 | 0.19949 | 115 | 115 |  |  | -9.3418 | 115 | -0.19949 | -22.9416
2417 | MTCK8_G | 8 | North | YES | -0.081233 | 444.8 | 60 | 556 | 0 | 1.022 | GSC | -1 | 0.19949 | 556 | 556 |  |  | -45.1655 | 556 | -0.19949 | -110.9177
1432 | GRHAMSES_2G | 2 | North | YES | -0.081829 | 294.9 | 90 | 366 | 0 | 1.014 | GST | -1 | 0.20009 | 366 | 366 |  |  | -29.9494 | 366 | -0.20009 | -73.2323
1479 | WFCOGEN_1G | 1 | North | YES | -0.081938 | 16 | 12 | 20 | 0 | 1 | Cogen | -1 | 0.2002 | 0 | 0 |  |  | 0 | 0 | -0.2002 | 0
1479 | WFCOGEN_1G | 2 | North | YES | -0.081938 | 16 | 12 | 20 | 0 | 1 | Cogen | -1 | 0.2002 | 0 | 0 |  |  | 0 | 0 | -0.2002 | 0
1482 | WFCOGEN_2G | 1 | North | YES | -0.081938 | 16 | 12 | 20 | 0 | 1 | Cogen | -1 | 0.2002 | 0 | 0 |  |  | 0 | 0 | -0.2002 | 0
1482 | WFCOGEN_2G | 2 | North | YES | -0.081938 | 13.6 | 12 | 17 | 0 | 1 | Cogen | -1 | 0.2002 | 0 | 0 |  |  | 0 | 0 | -0.2002 | 0
2381 | NTHLK1_G | 1 | North | YES | -0.082045 | 0 | 35 | 156 |  | 1.022 | GST | -1 | 0.2003 | 156 | 156 |  |  | -12.799 | 156 | -0.2003 | -31.2475
2382 | NTHLK2_G | 2 | North | YES | -0.082045 | 0 | 35 | 181 |  | 1.022 | GST | -1 | 0.2003 | 181 | 181 |  |  | -14.8501 | 181 | -0.2003 | -36.2551
2383 | NTHLK3_G | 3 | North | YES | -0.082045 | 0 | 50 | 329 |  | 1.022 | GST | -1 | 0.2003 | 329 | 329 |  |  | -26.9928 | 329 | -0.2003 | -65.9001
2418 | MTCK2_G | 2 | North | YES | -0.082266 | 0 | 10 | 23 |  | 0.971 | #N/A | -1 | 0.20053 | 23 | 23 |  |  | -1.8921 | 23 | -0.20053 | -4.6121
2419 | MTCK3_G | MB | North | YES | -0.082266 | 0 | 10 | 63 |  | 0.971 | #N/A | -1 | 0.20053 | 63 | 63 |  |  | -5.1828 | 63 | -0.20053 | -12.6331
1433 | GRHAMSES_1G | 1 | North | YES | -0.082357 | 242 | 60 | 242 | 0 | 1.038 | GST | -1 | 0.20062 | 242 | 242 |  |  | -19.9304 | 242 | -0.20062 | -48.5491
923 | SPENCER_G4 | 1 | North | YES | -0.082802 | 48 | 20 | 61 | 0 | 1.03 | GST | -1 | 0.20106 | 61 | 61 |  |  | -5.0509 | 61 | -0.20106 | -12.2647
924 | SPENCER_G5 | 1 | North | YES | -0.082802 | 52 | 20 | 66 | 0 | 1.03 | GST | -1 | 0.20106 | 66 | 66 |  |  | -5.4649 | 66 | -0.20106 | -13.27
728 | WOLFRIDGE801 | 1 | North | YES | -0.083204 | 11.2 | 0 | 112.5 | 0 | 0.99 | Wind | -1 | 0.20146 | 0 | 112.5 |  |  | 0 | 0 | -0.20146 | 0
1453 | WCPWRCO_1G | 1 | North | YES | -0.083673 | 204 | 50 | 204 |  | 1.02 | CC | -1 | 0.20193 | 204 | 204 |  |  | -17.0693 | 204 | -0.20193 | -41.1942
1454 | WCPWRCO_2G | 2 | North | YES | -0.083673 | 204 | 50 | 204 |  | 1.02 | CC | -1 | 0.20193 | 204 | 204 |  |  | -17.0693 | 204 | -0.20193 | -41.1942
1455 | WCPWRCO_3G | 3 | North | YES | -0.083673 | 242 | 50 | 242 |  | 1.02 | CC | -1 | 0.20193 | 242 | 242 |  |  | -20.2489 | 242 | -0.20193 | -48.8676
12322 | ENNSTRAC_1G | 1 | North | YES | -0.08399 | 196 | 130 | 196 | 0 | 1.036 | CC | -1 | 0.20225 | 196 | 196 |  |  | -16.462 | 196 | -0.20225 | -39.6409
12323 | ENNSTRAC_2G | 2 | North | YES | -0.08399 | 116 | 100 | 116 | 0 | 1.036 | CC | -1 | 0.20225 | 116 | 116 |  |  | -9.7428 | 116 | -0.20225 | -23.4609
1600 | BARTNWND_1G | 1 | North | YES | -0.084167 | 12 | 0 | 120 | 0 | 1.022 | Wind | -1 | 0.20243 | 0 | 120 |  |  | 0 | 0 | -0.20243 | 0
344 | MRSSHPRD | 1 | North | YES | -0.084348 | 12 | 0 | 12 |  | 1.03 | Hydro | -1 | 0.20261 | 0 | 0 |  |  | 0 | 0 | -0.20261 | 0
345 | MRSSHPRD01 | 2 | North | YES | -0.084348 | 12 | 0 | 12 |  | 1.03 | Hydro | -1 | 0.20261 | 0 | 0 |  |  | 0 | 0 | -0.20261 | 0
580 | JCKCNTY801 | 1 | North | YES | -0.084937 | 288 | 0 | 288 | 0 | 1.022 | CC | -1 | 0.2032 | 288 | 288 |  |  | -24.4619 | 288 | -0.2032 | -58.5205
581 | JCKCNTY802 | 2 | North | YES | -0.084937 | 147 | 0 | 147 | 0 | 1.022 | CC | -1 | 0.2032 | 147 | 147 |  |  | -12.4857 | 147 | -0.2032 | -29.8699
582 | JCKCNTY803 | 3 | North | YES | -0.084937 | 147 | 0 | 147 | 0 | 1.022 | CC | -1 | 0.2032 | 147 | 147 |  |  | -12.4857 | 147 | -0.2032 | -29.8699
1861 | EAGLEMNT_1G | MB | North | YES | -0.085265 | 0 | 30 | 112 |  | 1.022 | GST | -1 | 0.20352 | 0 | 0 |  |  | 0 | 0 | -0.20352 | 0
1862 | EAGLEMNT_2G | MB | North | YES | -0.085265 | 0 | 40 | 100 |  | 1.022 | GST | -1 | 0.20352 | 0 | 0 |  |  | 0 | 0 | -0.20352 | 0
1863 | EAGLEMNT_3G | MB | North | YES | -0.085265 | 0 | 50 | 378 |  | 1.022 | GST | -1 | 0.20352 | 0 | 0 |  |  | 0 | 0 | -0.20352 | 0
503 | NTHTEXAS01 | 1 | North | YES | -0.086145 | 0 | 5 | 18 |  | 1.015 | GST | -1 | 0.2044 | 18 | 18 |  |  | -1.5506 | 18 | -0.2044 | -3.6793
504 | NTHTEXAS02 | 2 | North | YES | -0.086145 | 14.4 | 5 | 18 |  | 1.015 | GST | -1 | 0.2044 | 18 | 18 |  |  | -1.5506 | 18 | -0.2044 | -3.6793
505 | NTHTEXAS03 | 3 | North | YES | -0.086145 | 30.4 | 15 | 38 |  | 1.015 | GST | -1 | 0.2044 | 38 | 38 |  |  | -3.2735 | 38 | -0.2044 | -7.7674
1945 | HANDLEY_1G | MB | North | YES | -0.086515 | 0 | 25 | 36 |  | 0.986 | #N/A | -1 | 0.20477 | 36 | 36 |  |  | -3.1145 | 36 | -0.20477 | -7.3719
1946 | HANDLEY_2G | MB | North | YES | -0.086515 | 0 | 30 | 68 |  | 0.986 | #N/A | -1 | 0.20477 | 68 | 68 |  |  | -5.883 | 68 | -0.20477 | -13.9247
1948 | HANDLEY_4G | 4 | North | YES | -0.086572 | 348 | 150 | 435 | 0 | 1.022 | GST | -1 | 0.20483 | 435 | 435 |  |  | -37.6588 | 435 | -0.20483 | -89.1016
1947 | HANDLEY_3G | 3 | North | YES | -0.0868 | 316 | 100 | 395 | 0 | 1.022 | GST | -1 | 0.20506 | 395 | 395 |  |  | -34.286 | 395 | -0.20506 | -80.9984
1949 | HANDLEY_5G | 5 | North | YES | -0.0868 | 348 | 150 | 435 | 0 | 1.022 | GST | -1 | 0.20506 | 435 | 435 |  |  | -37.758 | 435 | -0.20506 | -89.2008
1898 | COMCHEPK_1G | 1 | North | YES | -0.087097 | 1159 | 1150 | 1159 | 0 | 1.032 | Nuc | -1 | 0.20536 | 0 | 0 |  |  | 0 | 0 | -0.20536 | 0
1899 | COMCHEPK_2G | 2 | North | YES | -0.087097 | 1159 | 1128 | 1159 | 0 | 1.032 | Nuc | -1 | 0.20536 | 0 | 0 |  |  | 0 | 0 | -0.20536 | 0
1877 | WLFHOLW_1G | 1 | North | YES | -0.087216 | 217.3 | 89.2 | 217.3 | 0 | 1.032 | CC | -1 | 0.20548 | 217.3 | 217.3 |  |  | -18.952 | 217.3 | -0.20548 | -44.6498
1878 | WLFHOLW_2G | 2 | North | YES | -0.087216 | 215.7 | 105 | 215.7 | 0 | 1.032 | CC | -1 | 0.20548 | 215.7 | 215.7 |  |  | -18.8125 | 215.7 | -0.20548 | -44.321
1879 | WLFHOLW_3G | 3 | North | YES | -0.087216 | 272.4 | 89.2 | 272.4 | 0 | 1.032 | CC | -1 | 0.20548 | 272.4 | 272.4 |  |  | -23.7576 | 272.4 | -0.20548 | -55.9715
1889 | DECRDOVA_1G | 1 | North | YES | -0.087442 | 779 | 255 | 779 | 0 | 1.02 | GSC | -1 | 0.2057 | 779 | 779 |  |  | -68.1173 | 779 | -0.2057 | -160.2413
1892 | DECRDOVA_2G | A | North | YES | -0.089535 | 65 | 65 | 70 | 0 | 1.025 | GGT | -1 | 0.20779 | 70 | 70 |  |  | -6.2675 | 70 | -0.20779 | -14.5456
1893 | DECRDOVA_3G | B | North | YES | -0.089535 | 65 | 65 | 69 | 0 | 1.025 | GGT | -1 | 0.20779 | 69 | 69 |  |  | -6.1779 | 69 | -0.20779 | -14.3378
1894 | DECRDOVA_4G | C | North | YES | -0.089535 | 65 | 65 | 69 | 0 | 1.025 | GGT | -1 | 0.20779 | 69 | 69 |  |  | -6.1779 | 69 | -0.20779 | -14.3378
1895 | DECRDOVA_5G | D | North | YES | -0.089535 | 65 | 65 | 68 | 0 | 1.025 | GGT | -1 | 0.20779 | 68 | 68 |  |  | -6.0884 | 68 | -0.20779 | -14.13
1643 | SLSTR1PP_1G | 1 | North | YES | -0.090148 | 6 | 0 | 60 | 0 | 1.022 | Wind | -1 | 0.20841 | 0 | 60 |  |  | 0 | 0 | -0.20841 | 0
332 | RWMILLER01 | 1 | North | YES | -0.090174 | 58.4 | 18.5 | 73 | 0 | 1.04 | GST | -1 | 0.20843 | 73 | 73 |  |  | -6.5827 | 73 | -0.20843 | -15.2156
333 | RWMILLER02 | 2 | North | YES | -0.090174 | 95.2 | 37 | 119 | 0 | 1.04 | GST | -1 | 0.20843 | 119 | 119 |  |  | -10.7307 | 119 | -0.20843 | -24.8036
334 | RWMILLER03 | 3 | North | YES | -0.090174 | 166.4 | 65 | 208 | 0 | 1.04 | GST | -1 | 0.20843 | 208 | 208 |  |  | -18.7562 | 208 | -0.20843 | -43.3541
335 | RWMILLER04 | 4 | North | YES | -0.090174 | 81.6 | 0 | 102 | 0 | 1.04 | GST | -1 | 0.20843 | 102 | 102 |  |  | -9.1977 | 102 | -0.20843 | -21.2602
336 | RWMILLER05 | 5 | North | YES | -0.090174 | 80.8 | 0 | 101 | 0 | 1.04 | GST | -1 | 0.20843 | 101 | 101 |  |  | -9.1076 | 101 | -0.20843 | -21.0518
1941 | MDLTHELP_1G | 1 | North | YES | -0.090666 | 216.4 | 74 | 216.4 | 0 | 1 | CC | -1 | 0.20893 | 216.4 | 216.4 |  |  | -19.6201 | 216.4 | -0.20893 | -45.2114
1942 | MDLTHELP_2G | 2 | North | YES | -0.090666 | 216.1 | 74 | 216.1 | 0 | 1 | CC | -1 | 0.20893 | 216.1 | 216.1 |  |  | -19.5929 | 216.1 | -0.20893 | -45.1488
1937 | MDLTHELP_5G | 5 | North | YES | -0.091673 | 224 | 74 | 224 | 0 | 1 | CC | -1 | 0.20993 | 224 | 224 |  |  | -20.5348 | 224 | -0.20993 | -47.0248
1938 | MDLTHELP_6G | 6 | North | YES | -0.091673 | 226 | 74 | 226 | 0 | 1 | CC | -1 | 0.20993 | 226 | 226 |  |  | -20.7181 | 226 | -0.20993 | -47.4447
1943 | MDLTHELP_3G | 3 | North | YES | -0.091673 | 212 | 74 | 212 | 0 | 1 | CC | -1 | 0.20993 | 212 | 212 |  |  | -19.4347 | 212 | -0.20993 | -44.5057
1944 | MDLTHELP_4G | 4 | North | YES | -0.091673 | 211 | 74 | 211 | 0 | 1 | CC | -1 | 0.20993 | 211 | 211 |  |  | -19.343 | 211 | -0.20993 | -44.2957
366 | JNSNCNTY802 | 1 | North | YES | -0.093537 | 168 | 20 | 168 | 0 | 1.02 | Cogen | -1 | 0.2118 | 0 | 0 |  |  | 0 | 0 | -0.2118 | 0
367 | JNSNCNTY802 | 2 | North | YES | -0.093537 | 90 | 20 | 90 | 0 | 1.02 | Cogen | -1 | 0.2118 | 0 | 0 |  |  | 0 | 0 | -0.2118 | 0
244 | WHITNYDM01 | 1 | North | YES | -0.12832 | 15 | 0 | 15 | 0 | 1.035 | Hydro | -1 | 0.24658 | 0 | 0 |  |  | 0 | 0 | -0.24658 | 0
245 | WHITNYDM02 | 2 | North | YES | -0.12832 | 15 | 0 | 15 | 0 | 1.035 | Hydro | -1 | 0.24658 | 0 | 0 |  |  | 0 | 0 | -0.24658 | 0
251 | BOSQUESW803 | 2 | North | YES | -0.13727 | 150 | 0 | 150 |  | 1.032 | CC | -1 | 0.25553 | 150 | 150 |  |  | -20.5908 | 150 | -0.25553 | -38.3297
253 | BOSQUESW804 | 2 | North | YES | -0.13727 | 80 | 0 | 80 |  | 1.032 | CC | -1 | 0.25553 | 80 | 80 |  |  | -10.9818 | 80 | -0.25553 | -20.4425
238 | BOSQUESW505 | 1 | North | YES | -0.1451 | 255 | 0 | 255 | 0 | 1.02 | CC | -1 | 0.26336 | 255 | 255 |  |  | -37.0002 | 255 | -0.26336 | -67.1564
239 | BOSQUESW502 | 1 | North | YES | -0.1451 | 119.2 | 0 | 149 | 0 | 1.02 | GGT | -1 | 0.26336 | 149 | 149 |  |  | -21.6198 | 149 | -0.26336 | -39.2404
247 | BOSQUESW501 | 2 | North | YES | -0.1451 | 124.8 | 0 | 156 | 0 | 1.02 | GGT | -1 | 0.26336 | 156 | 156 |  |  | -22.6354 | 156 | -0.26336 | -41.0839
3416 | LAKE_CRK1_G | 1 | North | YES | -0.15307 | 60 | 33 | 75 |  | 1.029 | GST | -1 | 0.27133 | 75 | 75 |  |  | -11.4803 | 75 | -0.27133 | -20.3498
3417 | LAKE_CRK2_G | 2 | North | YES | -0.15307 | 177.6 | 40 | 222 | 0 | 1.029 | GST | -1 | 0.27133 | 222 | 222 |  |  | -33.9818 | 222 | -0.27133 | -60.2353
3403 | THOUSE_1G | 1 | North | YES | -0.15512 | 563 | 200 | 563 | 0 | 1.012 | GSC | -1 | 0.27338 | 563 | 563 |  |  | -87.3309 | 563 | -0.27338 | -153.9109
3404 | THOUSE_2G | 2 | North | YES | -0.15512 | 807 | 250 | 807 | 0 | 1.012 | GSC | -1 | 0.27338 | 807 | 807 |  |  | -125.1794 | 807 | -0.27338 | -220.6147
Note on AL4: Zonal Cap - Zonal Impact

## Distributed Slack - Inc
Number of Bus | Name of Bus | ID | Area Name of Gen | AGC | P Sensitivity of Bus | Gen MW | Min MW | Max MW | V Sensitivity of Bus | Set Volt | Tech Type | Zone Impact | Zone Correlation | Inc Max | Dec Max | Souce S.F. Weighting | Souce Capacity | Sink S.F. Weighting | Sink Capacity | PTDF Calc | PTDF Weighting | Cumulative Concentrated Capacity | Cumulative Concentrated Impact
3403 | THOUSE_1G | 1 | North | YES | -0.15512 | 563 | 200 | 563 | 0 | 1.012 | GSC | -1 | 0.27338 | 563 | 563 |  |  | -87.3309 | 563 | -0.27338 | -153.9109 | 563 | 153.9109
3404 | THOUSE_2G | 2 | North | YES | -0.15512 | 807 | 250 | 807 | 0 | 1.012 | GSC | -1 | 0.27338 | 807 | 807 |  |  | -125.1794 | 807 | -0.27338 | -220.6147 | 1370 | 374.5256
3416 | LAKE_CRK1_G | 1 | North | YES | -0.15307 | 60 | 33 | 75 |  | 1.029 | GST | -1 | 0.27133 | 75 | 75 |  |  | -11.4803 | 75 | -0.27133 | -20.3498 | 1445 | 394.8753
3417 | LAKE_CRK2_G | 2 | North | YES | -0.15307 | 177.6 | 40 | 222 | 0 | 1.029 | GST | -1 | 0.27133 | 222 | 222 |  |  | -33.9818 | 222 | -0.27133 | -60.2353 | 1667 | 455.1107 | Weighted Shift Factors
238 | BOSQUESW505 | 1 | North | YES | -0.1451 | 255 | 0 | 255 | 0 | 1.02 | CC | -1 | 0.26336 | 255 | 255 |  |  | -37.0002 | 255 | -0.26336 | -67.1564 | 1922 | 522.267 | South | 0.11826
239 | BOSQUESW502 | 1 | North | YES | -0.1451 | 119.2 | 0 | 149 | 0 | 1.02 | GGT | -1 | 0.26336 | 149 | 149 |  |  | -21.6198 | 149 | -0.26336 | -39.2404 | 2071 | 561.5074 | North | -0.085029
247 | BOSQUESW501 | 2 | North | YES | -0.1451 | 124.8 | 0 | 156 | 0 | 1.02 | GGT | -1 | 0.26336 | 156 | 156 |  |  | -22.6354 | 156 | -0.26336 | -41.0839 | 2227 | 602.5913 |  | 0.20329
251 | BOSQUESW803 | 2 | North | YES | -0.13727 | 150 | 0 | 150 |  | 1.032 | CC | -1 | 0.25553 | 150 | 150 |  |  | -20.5908 | 150 | -0.25553 | -38.3297
253 | BOSQUESW804 | 2 | North | YES | -0.13727 | 80 | 0 | 80 |  | 1.032 | CC | -1 | 0.25553 | 80 | 80 |  |  | -10.9818 | 80 | -0.25553 | -20.4425 |  |  | Line Cap | 1072
244 | WHITNYDM01 | 1 | North | YES | -0.12832 | 15 | 0 | 15 | 0 | 1.035 | Hydro | -1 | 0.24658 | 0 | 0 |  |  | 0 | 0 | -0.24658 | 0 |  |  | Conc Gen | 2227
245 | WHITNYDM02 | 2 | North | YES | -0.12832 | 15 | 0 | 15 | 0 | 1.035 | Hydro | -1 | 0.24658 | 0 | 0 |  |  | 0 | 0 | -0.24658 | 0 |  |  | Weighted Imp. | 602.5913
366 | JNSNCNTY802 | 1 | North | YES | -0.093537 | 168 | 20 | 168 | 0 | 1.02 | Cogen | -1 | 0.2118 | 0 | 0 |  |  | 0 | 0 | -0.2118 | 0 |  |  | PTDF | 0.27058
367 | JNSNCNTY802 | 2 | North | YES | -0.093537 | 90 | 20 | 90 | 0 | 1.02 | Cogen | -1 | 0.2118 | 0 | 0 |  |  | 0 | 0 | -0.2118 | 0
1937 | MDLTHELP_5G | 5 | North | YES | -0.091673 | 224 | 74 | 224 | 0 | 1 | CC | -1 | 0.20993 | 224 | 224 |  |  | -20.5348 | 224 | -0.20993 | -47.0248 |  |  | Concentration | 1.331
1938 | MDLTHELP_6G | 6 | North | YES | -0.091673 | 226 | 74 | 226 | 0 | 1 | CC | -1 | 0.20993 | 226 | 226 |  |  | -20.7181 | 226 | -0.20993 | -47.4447
1943 | MDLTHELP_3G | 3 | North | YES | -0.091673 | 212 | 74 | 212 | 0 | 1 | CC | -1 | 0.20993 | 212 | 212 |  |  | -19.4347 | 212 | -0.20993 | -44.5057 |  |  |  | Pass
1944 | MDLTHELP_4G | 4 | North | YES | -0.091673 | 211 | 74 | 211 | 0 | 1 | CC | -1 | 0.20993 | 211 | 211 |  |  | -19.343 | 211 | -0.20993 | -44.2957
1941 | MDLTHELP_1G | 1 | North | YES | -0.090666 | 216.4 | 74 | 216.4 | 0 | 1 | CC | -1 | 0.20893 | 216.4 | 216.4 |  |  | -19.6201 | 216.4 | -0.20893 | -45.2114
1942 | MDLTHELP_2G | 2 | North | YES | -0.090666 | 216.1 | 74 | 216.1 | 0 | 1 | CC | -1 | 0.20893 | 216.1 | 216.1 |  |  | -19.5929 | 216.1 | -0.20893 | -45.1488
332 | RWMILLER01 | 1 | North | YES | -0.090174 | 58.4 | 18.5 | 73 | 0 | 1.04 | GST | -1 | 0.20843 | 73 | 73 |  |  | -6.5827 | 73 | -0.20843 | -15.2156
333 | RWMILLER02 | 2 | North | YES | -0.090174 | 95.2 | 37 | 119 | 0 | 1.04 | GST | -1 | 0.20843 | 119 | 119 |  |  | -10.7307 | 119 | -0.20843 | -24.8036
334 | RWMILLER03 | 3 | North | YES | -0.090174 | 166.4 | 65 | 208 | 0 | 1.04 | GST | -1 | 0.20843 | 208 | 208 |  |  | -18.7562 | 208 | -0.20843 | -43.3541
335 | RWMILLER04 | 4 | North | YES | -0.090174 | 81.6 | 0 | 102 | 0 | 1.04 | GST | -1 | 0.20843 | 102 | 102 |  |  | -9.1977 | 102 | -0.20843 | -21.2602
336 | RWMILLER05 | 5 | North | YES | -0.090174 | 80.8 | 0 | 101 | 0 | 1.04 | GST | -1 | 0.20843 | 101 | 101 |  |  | -9.1076 | 101 | -0.20843 | -21.0518
1643 | SLSTR1PP_1G | 1 | North | YES | -0.090148 | 6 | 0 | 60 | 0 | 1.022 | Wind | -1 | 0.20841 | 0 | 60 |  |  | 0 | 0 | -0.20841 | 0
1892 | DECRDOVA_2G | A | North | YES | -0.089535 | 65 | 65 | 70 | 0 | 1.025 | GGT | -1 | 0.20779 | 70 | 70 |  |  | -6.2675 | 70 | -0.20779 | -14.5456
1893 | DECRDOVA_3G | B | North | YES | -0.089535 | 65 | 65 | 69 | 0 | 1.025 | GGT | -1 | 0.20779 | 69 | 69 |  |  | -6.1779 | 69 | -0.20779 | -14.3378
1894 | DECRDOVA_4G | C | North | YES | -0.089535 | 65 | 65 | 69 | 0 | 1.025 | GGT | -1 | 0.20779 | 69 | 69 |  |  | -6.1779 | 69 | -0.20779 | -14.3378
1895 | DECRDOVA_5G | D | North | YES | -0.089535 | 65 | 65 | 68 | 0 | 1.025 | GGT | -1 | 0.20779 | 68 | 68 |  |  | -6.0884 | 68 | -0.20779 | -14.13
1889 | DECRDOVA_1G | 1 | North | YES | -0.087442 | 779 | 255 | 779 | 0 | 1.02 | GSC | -1 | 0.2057 | 779 | 779 |  |  | -68.1173 | 779 | -0.2057 | -160.2413
1877 | WLFHOLW_1G | 1 | North | YES | -0.087216 | 217.3 | 89.2 | 217.3 | 0 | 1.032 | CC | -1 | 0.20548 | 217.3 | 217.3 |  |  | -18.952 | 217.3 | -0.20548 | -44.6498
1878 | WLFHOLW_2G | 2 | North | YES | -0.087216 | 215.7 | 105 | 215.7 | 0 | 1.032 | CC | -1 | 0.20548 | 215.7 | 215.7 |  |  | -18.8125 | 215.7 | -0.20548 | -44.321
1879 | WLFHOLW_3G | 3 | North | YES | -0.087216 | 272.4 | 89.2 | 272.4 | 0 | 1.032 | CC | -1 | 0.20548 | 272.4 | 272.4 |  |  | -23.7576 | 272.4 | -0.20548 | -55.9715
1898 | COMCHEPK_1G | 1 | North | YES | -0.087097 | 1159 | 1150 | 1159 | 0 | 1.032 | Nuc | -1 | 0.20536 | 0 | 0 |  |  | 0 | 0 | -0.20536 | 0
1899 | COMCHEPK_2G | 2 | North | YES | -0.087097 | 1159 | 1128 | 1159 | 0 | 1.032 | Nuc | -1 | 0.20536 | 0 | 0 |  |  | 0 | 0 | -0.20536 | 0
1947 | HANDLEY_3G | 3 | North | YES | -0.0868 | 316 | 100 | 395 | 0 | 1.022 | GST | -1 | 0.20506 | 395 | 395 |  |  | -34.286 | 395 | -0.20506 | -80.9984
1949 | HANDLEY_5G | 5 | North | YES | -0.0868 | 348 | 150 | 435 | 0 | 1.022 | GST | -1 | 0.20506 | 435 | 435 |  |  | -37.758 | 435 | -0.20506 | -89.2008
1948 | HANDLEY_4G | 4 | North | YES | -0.086572 | 348 | 150 | 435 | 0 | 1.022 | GST | -1 | 0.20483 | 435 | 435 |  |  | -37.6588 | 435 | -0.20483 | -89.1016
1945 | HANDLEY_1G | MB | North | YES | -0.086515 | 0 | 25 | 36 |  | 0.986 | #N/A | -1 | 0.20477 | 36 | 36 |  |  | -3.1145 | 36 | -0.20477 | -7.3719
1946 | HANDLEY_2G | MB | North | YES | -0.086515 | 0 | 30 | 68 |  | 0.986 | #N/A | -1 | 0.20477 | 68 | 68 |  |  | -5.883 | 68 | -0.20477 | -13.9247
503 | NTHTEXAS01 | 1 | North | YES | -0.086145 | 0 | 5 | 18 |  | 1.015 | GST | -1 | 0.2044 | 18 | 18 |  |  | -1.5506 | 18 | -0.2044 | -3.6793
504 | NTHTEXAS02 | 2 | North | YES | -0.086145 | 14.4 | 5 | 18 |  | 1.015 | GST | -1 | 0.2044 | 18 | 18 |  |  | -1.5506 | 18 | -0.2044 | -3.6793
505 | NTHTEXAS03 | 3 | North | YES | -0.086145 | 30.4 | 15 | 38 |  | 1.015 | GST | -1 | 0.2044 | 38 | 38 |  |  | -3.2735 | 38 | -0.2044 | -7.7674
1861 | EAGLEMNT_1G | MB | North | YES | -0.085265 | 0 | 30 | 112 |  | 1.022 | GST | -1 | 0.20352 | 0 | 0 |  |  | 0 | 0 | -0.20352 | 0
1862 | EAGLEMNT_2G | MB | North | YES | -0.085265 | 0 | 40 | 100 |  | 1.022 | GST | -1 | 0.20352 | 0 | 0 |  |  | 0 | 0 | -0.20352 | 0
1863 | EAGLEMNT_3G | MB | North | YES | -0.085265 | 0 | 50 | 378 |  | 1.022 | GST | -1 | 0.20352 | 0 | 0 |  |  | 0 | 0 | -0.20352 | 0
580 | JCKCNTY801 | 1 | North | YES | -0.084937 | 288 | 0 | 288 | 0 | 1.022 | CC | -1 | 0.2032 | 288 | 288 |  |  | -24.4619 | 288 | -0.2032 | -58.5205
581 | JCKCNTY802 | 2 | North | YES | -0.084937 | 147 | 0 | 147 | 0 | 1.022 | CC | -1 | 0.2032 | 147 | 147 |  |  | -12.4857 | 147 | -0.2032 | -29.8699
582 | JCKCNTY803 | 3 | North | YES | -0.084937 | 147 | 0 | 147 | 0 | 1.022 | CC | -1 | 0.2032 | 147 | 147 |  |  | -12.4857 | 147 | -0.2032 | -29.8699
344 | MRSSHPRD | 1 | North | YES | -0.084348 | 12 | 0 | 12 |  | 1.03 | Hydro | -1 | 0.20261 | 0 | 0 |  |  | 0 | 0 | -0.20261 | 0
345 | MRSSHPRD01 | 2 | North | YES | -0.084348 | 12 | 0 | 12 |  | 1.03 | Hydro | -1 | 0.20261 | 0 | 0 |  |  | 0 | 0 | -0.20261 | 0
1600 | BARTNWND_1G | 1 | North | YES | -0.084167 | 12 | 0 | 120 | 0 | 1.022 | Wind | -1 | 0.20243 | 0 | 120 |  |  | 0 | 0 | -0.20243 | 0
12322 | ENNSTRAC_1G | 1 | North | YES | -0.08399 | 196 | 130 | 196 | 0 | 1.036 | CC | -1 | 0.20225 | 196 | 196 |  |  | -16.462 | 196 | -0.20225 | -39.6409
12323 | ENNSTRAC_2G | 2 | North | YES | -0.08399 | 116 | 100 | 116 | 0 | 1.036 | CC | -1 | 0.20225 | 116 | 116 |  |  | -9.7428 | 116 | -0.20225 | -23.4609
1453 | WCPWRCO_1G | 1 | North | YES | -0.083673 | 204 | 50 | 204 |  | 1.02 | CC | -1 | 0.20193 | 204 | 204 |  |  | -17.0693 | 204 | -0.20193 | -41.1942
1454 | WCPWRCO_2G | 2 | North | YES | -0.083673 | 204 | 50 | 204 |  | 1.02 | CC | -1 | 0.20193 | 204 | 204 |  |  | -17.0693 | 204 | -0.20193 | -41.1942
1455 | WCPWRCO_3G | 3 | North | YES | -0.083673 | 242 | 50 | 242 |  | 1.02 | CC | -1 | 0.20193 | 242 | 242 |  |  | -20.2489 | 242 | -0.20193 | -48.8676
728 | WOLFRIDGE801 | 1 | North | YES | -0.083204 | 11.2 | 0 | 112.5 | 0 | 0.99 | Wind | -1 | 0.20146 | 0 | 112.5 |  |  | 0 | 0 | -0.20146 | 0
923 | SPENCER_G4 | 1 | North | YES | -0.082802 | 48 | 20 | 61 | 0 | 1.03 | GST | -1 | 0.20106 | 61 | 61 |  |  | -5.0509 | 61 | -0.20106 | -12.2647
924 | SPENCER_G5 | 1 | North | YES | -0.082802 | 52 | 20 | 66 | 0 | 1.03 | GST | -1 | 0.20106 | 66 | 66 |  |  | -5.4649 | 66 | -0.20106 | -13.27
1433 | GRHAMSES_1G | 1 | North | YES | -0.082357 | 242 | 60 | 242 | 0 | 1.038 | GST | -1 | 0.20062 | 242 | 242 |  |  | -19.9304 | 242 | -0.20062 | -48.5491
2418 | MTCK2_G | 2 | North | YES | -0.082266 | 0 | 10 | 23 |  | 0.971 | #N/A | -1 | 0.20053 | 23 | 23 |  |  | -1.8921 | 23 | -0.20053 | -4.6121
2419 | MTCK3_G | MB | North | YES | -0.082266 | 0 | 10 | 63 |  | 0.971 | #N/A | -1 | 0.20053 | 63 | 63 |  |  | -5.1828 | 63 | -0.20053 | -12.6331
2381 | NTHLK1_G | 1 | North | YES | -0.082045 | 0 | 35 | 156 |  | 1.022 | GST | -1 | 0.2003 | 156 | 156 |  |  | -12.799 | 156 | -0.2003 | -31.2475
2382 | NTHLK2_G | 2 | North | YES | -0.082045 | 0 | 35 | 181 |  | 1.022 | GST | -1 | 0.2003 | 181 | 181 |  |  | -14.8501 | 181 | -0.2003 | -36.2551
2383 | NTHLK3_G | 3 | North | YES | -0.082045 | 0 | 50 | 329 |  | 1.022 | GST | -1 | 0.2003 | 329 | 329 |  |  | -26.9928 | 329 | -0.2003 | -65.9001
1479 | WFCOGEN_1G | 1 | North | YES | -0.081938 | 16 | 12 | 20 | 0 | 1 | Cogen | -1 | 0.2002 | 0 | 0 |  |  | 0 | 0 | -0.2002 | 0
1479 | WFCOGEN_1G | 2 | North | YES | -0.081938 | 16 | 12 | 20 | 0 | 1 | Cogen | -1 | 0.2002 | 0 | 0 |  |  | 0 | 0 | -0.2002 | 0
1482 | WFCOGEN_2G | 1 | North | YES | -0.081938 | 16 | 12 | 20 | 0 | 1 | Cogen | -1 | 0.2002 | 0 | 0 |  |  | 0 | 0 | -0.2002 | 0
1482 | WFCOGEN_2G | 2 | North | YES | -0.081938 | 13.6 | 12 | 17 | 0 | 1 | Cogen | -1 | 0.2002 | 0 | 0 |  |  | 0 | 0 | -0.2002 | 0
1432 | GRHAMSES_2G | 2 | North | YES | -0.081829 | 294.9 | 90 | 366 | 0 | 1.014 | GST | -1 | 0.20009 | 366 | 366 |  |  | -29.9494 | 366 | -0.20009 | -73.2323
2413 | MTCK6_G | 6 | North | YES | -0.081233 | 0 | 30 | 118 |  | 1.022 | GST | -1 | 0.19949 | 118 | 118 |  |  | -9.5855 | 118 | -0.19949 | -23.5401
2414 | MTCK7_G | 7 | North | YES | -0.081233 | 0 | 30 | 115 |  | 1.022 | GST | -1 | 0.19949 | 115 | 115 |  |  | -9.3418 | 115 | -0.19949 | -22.9416
2417 | MTCK8_G | 8 | North | YES | -0.081233 | 444.8 | 60 | 556 | 0 | 1.022 | GSC | -1 | 0.19949 | 556 | 556 |  |  | -45.1655 | 556 | -0.19949 | -110.9177
2371 | COLLIN_1G | MB | North | YES | -0.0812 | 0 | 40 | 138 |  | 1.022 | GST | -1 | 0.19946 | 0 | 0 |  |  | 0 | 0 | -0.19946 | 0
6948 | DENISNDM | 1 | North | YES | -0.08033 | 40 | 5 | 40 | 0 | 1.015 | Hydro | -1 | 0.19859 | 0 | 0 |  |  | 0 | 0 | -0.19859 | 0
6948 | DENISNDM | 2 | North | YES | -0.08033 | 31 | 5 | 40 | 0 | 1.015 | Hydro | -1 | 0.19859 | 0 | 0 |  |  | 0 | 0 | -0.19859 | 0
1687 | VALLEY_1G | 1 | North | YES | -0.080117 | 136 | 15 | 170 | 0 | 1.029 | GST | -1 | 0.19838 | 170 | 170 |  |  | -13.6199 | 170 | -0.19838 | -33.724
1688 | VALLEY_2G | 2 | North | YES | -0.080117 | 527 | 90 | 527 | 0 | 1.029 | GSC | -1 | 0.19838 | 527 | 527 |  |  | -42.2217 | 527 | -0.19838 | -104.5443
6100 | OKLA7A | EQ | West | YES | -0.080057 | 50 | -220 | 220 | 0 | 1.035 | DCTie | -1 | 0.19832 | 0 | 0 |  |  |  |  | -0.19832 | 0
6752 | OKLA0A | 1 | West | YES | -0.080057 | 649.7 | 175 | 649.7 | 0 | 1.035 | LIGCO | -1 | 0.19832 | 0 | 649.7 |  |  |  |  | -0.19832 | 0
1689 | VALLEY_3G | 3 | North | YES | -0.079865 | 0 | 25 | 375 |  | 1.003 | GST | -1 | 0.19812 | 375 | 375 |  |  | -29.9494 | 375 | -0.19812 | -74.2966
11691 | KMICHICT1_G | 1 | North | YES | -0.079865 | 144 | 80 | 144 | 0 | 1.026 | CC | -1 | 0.19812 | 144 | 144 |  |  | -11.5006 | 144 | -0.19812 | -28.5299
11692 | KMICHICT2_G | 2 | North | YES | -0.079865 | 146 | 80 | 146 | 0 | 1.026 | CC | -1 | 0.19812 | 146 | 146 |  |  | -11.6603 | 146 | -0.19812 | -28.9262
11693 | KMICHIST3_G | 3 | North | YES | -0.079865 | 312 | 60 | 312 | 0 | 1.026 | CC | -1 | 0.19812 | 312 | 312 |  |  | -24.9179 | 312 | -0.19812 | -61.8148
11694 | KMICHICT4_G | 4 | North | YES | -0.079865 | 144 | 80 | 144 | 0 | 1.026 | CC | -1 | 0.19812 | 144 | 144 |  |  | -11.5006 | 144 | -0.19812 | -28.5299
11695 | KMICHICT5_G | 5 | North | YES | -0.079865 | 148 | 80 | 148 | 0 | 1.026 | CC | -1 | 0.19812 | 148 | 148 |  |  | -11.82 | 148 | -0.19812 | -29.3224
11696 | KMICHIST6_G | 6 | North | YES | -0.079865 | 310 | 60 | 310 | 0 | 1.026 | CC | -1 | 0.19812 | 310 | 310 |  |  | -24.7582 | 310 | -0.19812 | -61.4185
1678 | LAMARPWR_1G | 1 | North | YES | -0.079719 | 160 | 67.7 | 160 | 0 | 1.038 | CC | -1 | 0.19798 | 160 | 160 |  |  | -12.755 | 160 | -0.19798 | -31.6765
1679 | LAMARPWR_2G | 2 | North | YES | -0.079719 | 156 | 67.7 | 156 | 0 | 1.038 | CC | -1 | 0.19798 | 156 | 156 |  |  | -12.4362 | 156 | -0.19798 | -30.8846
1680 | LAMARPWR_3G | 3 | North | YES | -0.079719 | 196 | 129.1 | 196 | 0 | 1.038 | CC | -1 | 0.19798 | 196 | 196 |  |  | -15.6249 | 196 | -0.19798 | -38.8038
1681 | LAMARPWR_4G | 4 | North | YES | -0.079719 | 156 | 67.7 | 156 | 0 | 1.038 | CC | -1 | 0.19798 | 156 | 156 |  |  | -12.4362 | 156 | -0.19798 | -30.8846
1682 | LAMARPWR_5G | 5 | North | YES | -0.079719 | 157 | 67.7 | 157 | 0 | 1.038 | CC | -1 | 0.19798 | 157 | 157 |  |  | -12.5159 | 157 | -0.19798 | -31.0826
1683 | LAMARPWR_6G | 6 | North | YES | -0.079719 | 198 | 129.1 | 198 | 0 | 1.038 | CC | -1 | 0.19798 | 198 | 198 |  |  | -15.7844 | 198 | -0.19798 | -39.1997
1675 | PEC_1G | 1 | North | YES | -0.079602 | 76.7 | 35 | 76.7 | 0 | 1.022 | Cogen | -1 | 0.19786 | 0 | 0 |  |  | 0 | 0 | -0.19786 | 0
1676 | PEC_2G | 2 | North | YES | -0.079602 | 79.6 | 35 | 79.6 | 0 | 1.022 | Cogen | -1 | 0.19786 | 0 | 0 |  |  | 0 | 0 | -0.19786 | 0
1677 | PEC_3G | 3 | North | YES | -0.079602 | 88.4 | 35 | 88.4 | 0 | 1.022 | Cogen | -1 | 0.19786 | 0 | 0 |  |  | 0 | 0 | -0.19786 | 0
1442 | COKFIELD_5 | 1 | North | YES | -0.079492 | 16.5 | 0 | 165 |  | 1.029 | Wind | -1 | 0.19775 | 0 | 165 |  |  | 0 | 0 | -0.19775 | 0
1701 | MOSES_1G | 1 | North | YES | -0.079473 | 558 | 175 | 558 | 0 | 1.023 | LIGCO | -1 | 0.19773 | 0 | 558 |  |  | 0 | 0 | -0.19773 | 0
1702 | MOSES_2G | 2 | North | YES | -0.079473 | 579 | 175 | 579 | 0 | 1.023 | LIGCO | -1 | 0.19773 | 0 | 579 |  |  | 0 | 0 | -0.19773 | 0
1703 | MOSES_3G | 3 | North | YES | -0.079473 | 808 | 463 | 808 | 0 | 1.023 | LIGCO | -1 | 0.19773 | 0 | 808 |  |  | 0 | 0 | -0.19773 | 0
5925 | DCEAST | EQ | North | YES | -0.079473 | 400.3 | -600 | 600 | 0 | 1.025 | DCTie | -1 | 0.19773 | 0 | 0 |  |  | 0 | 0 | -0.19773 | 0
842 | OLINGER_G1 | 1 | North | YES | -0.079266 | 55.4 | 20 | 79 | 0 | 1.03 | GST | -1 | 0.19753 | 79 | 79 |  |  | -6.262 | 79 | -0.19753 | -15.6045
843 | OLINGER_G2 | 1 | North | YES | -0.079266 | 76.2 | 25 | 110 | 0 | 1.03 | GST | -1 | 0.19753 | 110 | 110 |  |  | -8.7193 | 110 | -0.19753 | -21.7278
844 | OLINGER_G3 | 1 | North | YES | -0.079266 | 103.9 | 45 | 150 | 0 | 1.03 | GST | -1 | 0.19753 | 150 | 150 |  |  | -11.8899 | 150 | -0.19753 | -29.6288
845 | OLINGER_G4 | 1 | North | YES | -0.079266 | 51.9 | 0 | 76 | 0 | 1.03 | GGT | -1 | 0.19753 | 76 | 76 |  |  | -6.0242 | 76 | -0.19753 | -15.0119
837 | NEWMAN_G5 | 1 | North | YES | -0.079259 | 0 | 15 | 40 |  | 1.01 | GST | -1 | 0.19752 | 40 | 40 |  |  | -3.1704 | 40 | -0.19752 | -7.9007
948 | STEAM1 | 1 | North | YES | -0.079043 | 0 | 12 | 20 |  | 1.02 | GST | -1 | 0.1973 | 20 | 20 |  |  | -1.5809 | 20 | -0.1973 | -3.946
949 | STEAM2 | 1 | North | YES | -0.079043 | 26 | 8 | 26 | 0 | 0.99 | GST | -1 | 0.1973 | 26 | 26 |  |  | -2.0551 | 26 | -0.1973 | -5.1299
950 | STEAM3 | 1 | North | YES | -0.079043 | 41 | 13 | 42 | 0 | 1.02 | GST | -1 | 0.1973 | 42 | 42 |  |  | -3.3198 | 42 | -0.1973 | -8.2867
12440 | PARKD_1SVC8 | 1 | North | YES | -0.078933 | 0 | 0 | 0 | 0 | 1.007 | GST | -1 | 0.19719 | 0 | 0 |  |  | 0 | 0 | -0.19719 | 0
12449 | PARKD_2SVC8 | 1 | North | YES | -0.078933 | 0 | 0 | 0 | 0 | 1.007 | GST | -1 | 0.19719 | 0 | 0 |  |  | 0 | 0 | -0.19719 | 0
3126 | TRINIDAD_6G | 1 | North | YES | -0.078786 | 179.2 | 46 | 224 | 0 | 1 | GST | -1 | 0.19705 | 224 | 224 |  |  | -17.6481 | 224 | -0.19705 | -44.1382
1438 | MESQUITW_2G | 1 | North | YES | -0.078754 | 23.6 | 0 | 236 |  | 1.017 | Wind | -1 | 0.19701 | 0 | 236 |  |  | 0 | 0 | -0.19701 | 0
1437 | MESQUITW_1G | 1 | North | YES | -0.07875 | 40 | 0 | 400 | 0 | 1.023 | Wind | -1 | 0.19701 | 0 | 400 |  |  | 0 | 0 | -0.19701 | 0
2451 | LKHB1_G | 1 | North | YES | -0.078716 | 0 | 80 | 391 |  | 1.022 | GST | -1 | 0.19698 | 391 | 391 |  |  | -30.778 | 391 | -0.19698 | -77.0173
2452 | LKHB2_G | 2 | North | YES | -0.078716 | 516 | 80 | 516 | 0 | 1.022 | GST | -1 | 0.19698 | 516 | 516 |  |  | -40.6175 | 516 | -0.19698 | -101.6393
60052 | WILDHRS11A | 1 | West | YES | -0.078431 | 25.3 | 0 | 126.5 | 0 | 1.005 | #N/A | -1 | 0.19669 | 126.5 | 126.5 |  |  |  |  | -0.19669 | -24.8813
60053 | WILDHRS21A | 1 | West | YES | -0.078431 | 7.8 | 0 | 39 | 0 | 1.025 | #N/A | -1 | 0.19669 | 39 | 39 |  |  |  |  | -0.19669 | -7.6709
60081 | WHRLWIND1A | 1 | West | YES | -0.077777 | 12 | 0 | 60 | 0 | 1.03 | Wind | -1 | 0.19604 | 0 | 60 |  |  |  |  | -0.19604 | 0
12411 | FPLEFR1A_G | 1 | North | YES | -0.077643 | 161 | 72 | 161 | 0 | 1 | CC | -1 | 0.1959 | 161 | 161 |  |  | -12.5005 | 161 | -0.1959 | -31.5403
12412 | FPLEFR1B_G | 2 | North | YES | -0.077643 | 164 | 72 | 164 | 0 | 1 | CC | -1 | 0.1959 | 164 | 164 |  |  | -12.7335 | 164 | -0.1959 | -32.128
12413 | FPLEFR1C_G | 3 | North | YES | -0.077643 | 164 | 72 | 164 | 0 | 1 | CC | -1 | 0.1959 | 164 | 164 |  |  | -12.7335 | 164 | -0.1959 | -32.128
12414 | FPLEFR1S_G | 4 | North | YES | -0.077643 | 414 | 191 | 414 | 0 | 1 | CC | -1 | 0.1959 | 414 | 414 |  |  | -32.1442 | 414 | -0.1959 | -81.1036
12421 | FPLEFR2A_G | 1 | North | YES | -0.077643 | 162 | 72 | 162 | 0 | 1 | CC | -1 | 0.1959 | 162 | 162 |  |  | -12.5782 | 162 | -0.1959 | -31.7362
12422 | FPLEFR2B_G | 2 | North | YES | -0.077643 | 161 | 72 | 161 | 0 | 1 | CC | -1 | 0.1959 | 161 | 161 |  |  | -12.5005 | 161 | -0.1959 | -31.5403
12423 | FPLEFR2C_G | 3 | North | YES | -0.077643 | 163 | 72 | 163 | 0 | 1 | CC | -1 | 0.1959 | 163 | 163 |  |  | -12.6558 | 163 | -0.1959 | -31.9321
12424 | FPLEFR2S_G | 4 | North | YES | -0.077643 | 415 | 191 | 415 | 0 | 1 | CC | -1 | 0.1959 | 415 | 415 |  |  | -32.2218 | 415 | -0.1959 | -81.2995
1416 | SWETWATR_1G | 1 | West | YES | -0.0768 | 30 | 18 | 30 | 0 | 1.026 | CC | -1 | 0.19506 | 30 | 30 |  |  |  |  | -0.19506 | -5.8518
1417 | SWETWATR_2G | 2 | West | YES | -0.0768 | 72 | 36 | 72 | 0 | 1.026 | CC | -1 | 0.19506 | 72 | 72 |  |  |  |  | -0.19506 | -14.0443
1418 | SWETWATR_3G | 3 | West | YES | -0.0768 | 68 | 36 | 68 | 0 | 1.026 | CC | -1 | 0.19506 | 68 | 68 |  |  |  |  | -0.19506 | -13.264
1419 | SWETWATR_4G | 4 | West | YES | -0.0768 | 61 | 36 | 61 | 0 | 1.026 | CC | -1 | 0.19506 | 61 | 61 |  |  |  |  | -0.19506 | -11.8986
6144 | MCADOO1A | 1 | West | YES | -0.076782 | 15 | 0 | 150 | 0 | 1.025 | Wind | -1 | 0.19504 | 0 | 150 |  |  |  |  | -0.19504 | 0
71051 | L_BITTCR1_1N | W1 | West | YES | -0.076385 | 7.5 | 0 | 37.5 |  | 1.02 | Wind | -1 | 0.19464 | 0 | 37.5 |  |  |  |  | -0.19464 | 0
71054 | L_SWEETW1_1N | W1 | West | YES | -0.076385 | 21.5 | 0 | 107.5 |  | 1.02 | Wind | -1 | 0.19464 | 0 | 107.5 |  |  |  |  | -0.19464 | 0
71057 | L_SWEETW1_2N | W1 | West | YES | -0.076385 | 27 | 0 | 135 |  | 1.02 | Wind | -1 | 0.19464 | 0 | 135 |  |  |  |  | -0.19464 | 0
71059 | L_SWEETW1_3N | W1 | West | YES | -0.076385 | 23.8 | 0 | 119 | 0 | 1.02 | Wind | -1 | 0.19464 | 0 | 119 |  |  |  |  | -0.19464 | 0
71060 | L_SWEETW1_4N | W1 | West | YES | -0.076385 | 21 | 0 | 105 | 0 | 1.02 | Wind | -1 | 0.19464 | 0 | 105 |  |  |  |  | -0.19464 | 0
1049 | ROSCOEWI_5 | 1 | West | YES | -0.076363 | 41.8 | 0 | 209 |  | 1.01 | #N/A | -1 | 0.19462 | 209 | 209 |  |  |  |  | -0.19462 | -40.6761
1057 | ROSCOEWI_5 | 2 | West | YES | -0.076363 | 25.3 | 0 | 126.5 |  | 1.01 | #N/A | -1 | 0.19462 | 126.5 | 126.5 |  |  |  |  | -0.19462 | -24.6197
1060 | ROSCOEWI_5 | 3 | West | YES | -0.076363 | 39.4 | 0 | 197 | 0 | 1.01 | #N/A | -1 | 0.19462 | 197 | 197 |  |  |  |  | -0.19462 | -38.3406
1072 | ROSCOEWI_5 | 4 | West | YES | -0.076363 | 63.6 | 0 | 318 | 0 | 1.01 | #N/A | -1 | 0.19462 | 318 | 318 |  |  |  |  | -0.19462 | -61.8899
1343 | TRENTIPP_8 | 1 | West | YES | -0.076313 | 30 | 0 | 150 |  | 1.014 | Wind | -1 | 0.19457 | 0 | 150 |  |  |  |  | -0.19457 | 0
1354 | AEPWIND_8 | 1 | West | YES | -0.076313 | 20.2 | 0 | 101 |  | 1 | Wind | -1 | 0.19457 | 0 | 101 |  |  |  |  | -0.19457 | 0
36998 | RDCNYNG1 | 1 | West | YES | -0.07588 | 16.8 | 0 | 84 |  | 1.01 | Wind | -1 | 0.19414 | 0 | 84 |  |  |  |  | -0.19414 | 0
1061 | CIELOGEN_1G | 1 | West | YES | -0.075674 | 19.8 | 0 | 99 |  | 1 | Wind | -1 | 0.19393 | 0 | 99 |  |  |  |  | -0.19393 | 0
1062 | CIELOGEN_2G | 1 | West | YES | -0.075674 | 12.2 | 0 | 61 |  | 1 | Wind | -1 | 0.19393 | 0 | 61 |  |  |  |  | -0.19393 | 0
1069 | KINDERMG_1G | 1 | West | YES | -0.075674 | 25 | 5 | 25 | 0 | 1.017 | Cogen | -1 | 0.19393 | 0 | 0 |  |  |  |  | -0.19393 | 0
1070 | KINDERMG_2G | 1 | West | YES | -0.075674 | 45.7 | 12 | 45.7 | 0 | 1.017 | Cogen | -1 | 0.19393 | 0 | 0 |  |  |  |  | -0.19393 | 0
1071 | KINDERMG_3G | 1 | West | YES | -0.075674 | 45.7 | 12 | 45.7 | 0 | 1.017 | Cogen | -1 | 0.19393 | 0 | 0 |  |  |  |  | -0.19393 | 0
1068 | SCURRYCW_1G | 1 | West | YES | -0.075663 | 28.2 | 1.3 | 141 |  | 1.01 | Wind | -1 | 0.19392 | 0 | 141 |  |  |  |  | -0.19392 | 0
1073 | SCURRYCW_2G | 2 | West | YES | -0.075663 | 24 | 0 | 120 | 0 | 1.017 | Wind | -1 | 0.19392 | 0 | 120 |  |  |  |  | -0.19392 | 0
60057 | CALLAHAN1A | 1 | West | YES | -0.075607 | 22.8 | 0 | 114 | 0 | 1.04 | Wind | -1 | 0.19387 | 0 | 114 |  |  |  |  | -0.19387 | 0
6637 | SNYDERW1A | 1 | West | YES | -0.075598 | 12.6 | 0 | 63 | 0 | 1.025 | Wind | -1 | 0.19386 | 0 | 63 |  |  |  |  | -0.19386 | 0
1037 | MORGAN5G_5G | 5 | West | YES | -0.075479 | 109.6 | 40 | 137 | 0 | 1.029 | GST | -1 | 0.19374 | 137 | 137 |  |  |  |  | -0.19374 | -26.5421
1039 | MRGNAG_1G | A | West | YES | -0.075479 | 69 | 69 | 69 | 0 | 1.029 | GGT | -1 | 0.19374 | 69 | 69 |  |  |  |  | -0.19374 | -13.3679
1040 | MRGNBG_2G | B | West | YES | -0.075479 | 70 | 70 | 71 | 0 | 1.029 | GGT | -1 | 0.19374 | 71 | 71 |  |  |  |  | -0.19374 | -13.7554
1041 | MRGNCG_3G | C | West | YES | -0.075479 | 69 | 69 | 70 | 0 | 1.029 | GGT | -1 | 0.19374 | 70 | 70 |  |  |  |  | -0.19374 | -13.5617
1042 | MRGNDG_4G | D | West | YES | -0.075479 | 68 | 68 | 68 | 0 | 1.029 | GGT | -1 | 0.19374 | 68 | 68 |  |  |  |  | -0.19374 | -13.1742
1043 | MRGNEG_5G | E | West | YES | -0.075479 | 68 | 68 | 70 | 0 | 1.029 | GGT | -1 | 0.19374 | 70 | 70 |  |  |  |  | -0.19374 | -13.5617
1044 | MRGNFG_6G | F | West | YES | -0.075479 | 66 | 66 | 66 | 0 | 1.029 | GGT | -1 | 0.19374 | 66 | 66 |  |  |  |  | -0.19374 | -12.7867
60058 | BUFF_GAP1A | 1 | West | YES | -0.075465 | 24 | 0 | 120 |  | 1 | Wind | -1 | 0.19372 | 0 | 120 |  |  |  |  | -0.19372 | 0
60060 | CIRELLO | 1 | West | YES | -0.075465 | 46.6 | 0 | 233 | 0 | 1 | Wind | -1 | 0.19372 | 0 | 233 |  |  |  |  | -0.19372 | 0
60063 | BUFF_GAP1B | 1 | West | YES | -0.075465 | 34 | 0 | 170.2 | 0 | 1.02 | Wind | -1 | 0.19372 | 0 | 170.2 |  |  |  |  | -0.19372 | 0
60066 | H_HOLLOW1A | 1 | West | YES | -0.075465 | 44.4 | 0 | 222 | 0 | 1.005 | Wind | -1 | 0.19372 | 0 | 222 |  |  |  |  | -0.19372 | 0
60068 | HHOLLOW21A | 1 | West | YES | -0.075465 | 36.8 | 0 | 184 | 0 | 1.025 | Wind | -1 | 0.19372 | 0 | 184 |  |  |  |  | -0.19372 | 0
60070 | HHOLLOW31A | 1 | West | YES | -0.075465 | 44.8 | 0 | 224 | 0 | 1.025 | Wind | -1 | 0.19372 | 0 | 224 |  |  |  |  | -0.19372 | 0
60072 | HHOLLOW41A | 1 | West | YES | -0.075465 | 23 | 0 | 115 | 0 | 1.025 | Wind | -1 | 0.19372 | 0 | 115 |  |  |  |  | -0.19372 | 0
1301 | BULLCREK_8 | 1 | West | YES | -0.075409 | 36 | 0 | 180 | 0 | 1.017 | #N/A | -1 | 0.19367 | 180 | 180 |  |  |  |  | -0.19367 | -34.8603
1058 | LONGSHORE_5 | 1 | West | YES | -0.075273 | 30 | 0 | 150 |  | 1.01 | Wind | -1 | 0.19353 | 0 | 150 |  |  |  |  | -0.19353 | 0
1058 | LONGSHORE_5 | 2 | West | YES | -0.075273 | 44 | 0 | 220 |  | 1.01 | Wind | -1 | 0.19353 | 0 | 220 |  |  |  |  | -0.19353 | 0
1058 | LONGSHORE_5 | 3 | West | YES | -0.075273 | 23.4 | 0 | 117 |  | 1.01 | Wind | -1 | 0.19353 | 0 | 117 |  |  |  |  | -0.19353 | 0
1302 | COYOTEWG_8 | 1 | West | YES | -0.075112 | 45 | 0 | 225 |  | 1.01 | #N/A | -1 | 0.19337 | 225 | 225 |  |  |  |  | -0.19337 | -43.5085
1045 | CALENG1G_1G | 1 | West | YES | -0.075083 | 73.4 | 27 | 73.4 | 0 | 1.014 | Cogen | -1 | 0.19334 | 0 | 0 |  |  |  |  | -0.19334 | 0
1046 | CALENG2G_2G | 2 | West | YES | -0.075083 | 73.4 | 27 | 73.4 | 0 | 1.014 | Cogen | -1 | 0.19334 | 0 | 0 |  |  |  |  | -0.19334 | 0
1047 | CALENG3G_3G | 3 | West | YES | -0.075083 | 70.4 | 27 | 70.4 | 0 | 1.014 | Cogen | -1 | 0.19334 | 0 | 0 |  |  |  |  | -0.19334 | 0
1360 | GUNSIGHT_8 | 1 | West | YES | -0.074963 | 24 | 0 | 120 | 0 | 1.01 | Wind | -1 | 0.19322 | 0 | 120 |  |  |  |  | -0.19322 | 0
1327 | WILDHRSE_1G | 1 | West | YES | -0.074937 | 24 | 0 | 120 |  | 1 | Wind | -1 | 0.1932 | 0 | 120 |  |  |  |  | -0.1932 | 0
1170 | AIRLAMESA_1G | 1 | West | YES | -0.074698 | 0 | 0 | 180 |  | 1 | #N/A | -1 | 0.19296 | 180 | 180 |  |  |  |  | -0.19296 | -34.7323
1320 | BSP 1 | 1 | West | YES | -0.074466 | 25.5 | 2.9 | 25.8 | 0 | 1 | Cogen | -1 | 0.19273 | 0 | 0 |  |  |  |  | -0.19273 | 0
1333 | MCDDONAL_8 | 1 | West | YES | -0.074454 | 42.8 | 0 | 214.2 |  | 1.01 | Wind | -1 | 0.19271 | 0 | 214.2 |  |  |  |  | -0.19271 | 0
1326 | STANTONW_8 | 1 | West | YES | -0.074328 | 20.1 | 0 | 100.5 |  | 1.01 | Wind | -1 | 0.19259 | 0 | 100.5 |  |  |  |  | -0.19259 | 0
1328 | OCOTILLO_1G | 1 | West | YES | -0.074288 | 11.6 | 0 | 58 |  | 1.01 | Wind | -1 | 0.19255 | 0 | 58 |  |  |  |  | -0.19255 | 0
11001 | NAV1CT | 1 | West | YES | -0.07426 | 70.4 | 18 | 70.4 | 0 | 1.029 | CC | -1 | 0.19252 | 70.4 | 70.4 |  |  |  |  | -0.19252 | -13.5534
11009 | NAV2CT | 1 | West | YES | -0.07426 | 71.4 | 18 | 71.4 | 0 | 1.029 | CC | -1 | 0.19252 | 71.4 | 71.4 |  |  |  |  | -0.19252 | -13.7459
11011 | NAV3ST | 1 | West | YES | -0.07426 | 92.8 | 40 | 92.8 | 0 | 1.029 | CC | -1 | 0.19252 | 92.8 | 92.8 |  |  |  |  | -0.19252 | -17.8658
11012 | NAV4CT | 1 | West | YES | -0.07426 | 80 | 18 | 80 | 0 | 1.029 | CC | -1 | 0.19252 | 80 | 80 |  |  |  |  | -0.19252 | -15.4015
11013 | NAV5CT | 1 | West | YES | -0.07426 | 80 | 18 | 80 | 0 | 1.029 | CC | -1 | 0.19252 | 80 | 80 |  |  |  |  | -0.19252 | -15.4015
11014 | NAV6ST | 1 | West | YES | -0.07426 | 115 | 40 | 115 | 0 | 1.029 | CC | -1 | 0.19252 | 115 | 115 |  |  |  |  | -0.19252 | -22.1397
11020 | TIEHVSG_1G | 1 | West | YES | -0.074247 | 208.2 | 63 | 208.2 | 0 | 1.012 | CC | -1 | 0.19251 | 208.2 | 208.2 |  |  |  |  | -0.19251 | -40.0798
11021 | TIEHVCG_1G | 1 | West | YES | -0.074247 | 142.1 | 103 | 142.1 | 0 | 1.012 | CC | -1 | 0.19251 | 142.1 | 142.1 |  |  |  |  | -0.19251 | -27.3551
11022 | TIEHVCG_2G | 1 | West | YES | -0.074247 | 132.4 | 103 | 132.4 | 0 | 1.012 | CC | -1 | 0.19251 | 132.4 | 132.4 |  |  |  |  | -0.19251 | -25.4878
11023 | TIEHVCG_3G | 1 | West | YES | -0.074247 | 137.4 | 103 | 137.4 | 0 | 1.012 | CC | -1 | 0.19251 | 137.4 | 137.4 |  |  |  |  | -0.19251 | -26.4504
11024 | TIEHVCG_4G | 1 | West | YES | -0.074247 | 147 | 103 | 147 | 0 | 1.012 | CC | -1 | 0.19251 | 147 | 147 |  |  |  |  | -0.19251 | -28.2984
11025 | TIEHVSG_2G | 1 | West | YES | -0.074247 | 213.2 | 63 | 213.2 | 0 | 1.012 | CC | -1 | 0.19251 | 213.2 | 213.2 |  |  |  |  | -0.19251 | -41.0423
76031 | L_GASCCR1_1N | W1 | West | YES | -0.073912 | 30 | 0 | 150 | 0 | 1.02 | Wind | -1 | 0.19217 | 0 | 150 |  |  |  |  | -0.19217 | 0
6407 | TURKTRAK1A | 1 | West | YES | -0.07387 | 33.9 | 0 | 169.5 | 0 | 1.025 | Wind | -1 | 0.19213 | 0 | 169.5 |  |  |  |  | -0.19213 | 0
76091 | L_DIVIDE1_1N | W1 | West | YES | -0.073594 | 110 | 0 | 550 | 0 | 1.02 | Wind | -1 | 0.19185 | 0 | 550 |  |  |  |  | -0.19185 | 0
1146 | NOTREES_1G | 1 | West | YES | -0.073447 | 29.8 | 0 | 149 | 0 | 1.017 | #N/A | -1 | 0.19171 | 149 | 149 |  |  |  |  | -0.19171 | -28.5642
1349 | WESTXWIN_1G | 1 | West | YES | -0.073357 | 1.3 | 0 | 6.6 |  | 1.014 | Wind | -1 | 0.19162 | 0 | 6.6 |  |  |  |  | -0.19162 | 0
1350 | NWPWRG1_1G | 1 | West | YES | -0.073357 | 6.9 | 1 | 34.3 |  | 1.014 | Wind | -1 | 0.19162 | 0 | 34.3 |  |  |  |  | -0.19162 | 0
7038 | L_DELAWA1_1Y | 1 | West | YES | -0.073306 | 3.5 | 0 | 35 | 0 | 1 | Wind | -1 | 0.19157 | 0 | 35 |  |  |  |  | -0.19157 | 0
7038 | L_DELAWA1_1Y | 2 | West | YES | -0.073306 | 3 | 0 | 30 | 0 | 1 | Wind | -1 | 0.19157 | 0 | 30 |  |  |  |  | -0.19157 | 0
1002 | PBCTAGE_1G | A | West | YES | -0.073232 | 64 | 64 | 66 | 0 | 1.036 | GGT | -1 | 0.19149 | 66 | 66 |  |  |  |  | -0.19149 | -12.6384
1003 | PBCTBGE_2G | B | West | YES | -0.073232 | 65 | 65 | 66 | 0 | 1.036 | GGT | -1 | 0.19149 | 66 | 66 |  |  |  |  | -0.19149 | -12.6384
1004 | PBCTCGE_3G | C | West | YES | -0.073232 | 62 | 62 | 67 | 0 | 1.036 | GGT | -1 | 0.19149 | 67 | 67 |  |  |  |  | -0.19149 | -12.8299
1005 | PBCTDGE_4G | D | West | YES | -0.073232 | 65 | 65 | 68 | 0 | 1.036 | GGT | -1 | 0.19149 | 68 | 68 |  |  |  |  | -0.19149 | -13.0214
1006 | PBCTEGE_5G | E | West | YES | -0.073232 | 65 | 65 | 67 | 0 | 1.036 | GGT | -1 | 0.19149 | 67 | 67 |  |  |  |  | -0.19149 | -12.8299
1007 | PB5GEN_6G | 5 | West | YES | -0.073232 | 91.2 | 40 | 114 | 0 | 1.036 | GST | -1 | 0.19149 | 114 | 114 |  |  |  |  | -0.19149 | -21.83
1008 | PB6GEN_7G | 6 | West | YES | -0.073232 | 515 | 130 | 515 | 0 | 1.036 | GST | -1 | 0.19149 | 515 | 515 |  |  |  |  | -0.19149 | -98.618
3097 | MARTLAKE_1G | 1 | North | YES | -0.072314 | 790 | 500 | 790 | 0 | 1.017 | LIGCO | -1 | 0.19057 | 0 | 790 |  |  | 0 | 0 | -0.19057 | 0
3098 | MARTLAKE_2G | 2 | North | YES | -0.072314 | 795 | 461 | 795 | 0 | 1.017 | LIGCO | -1 | 0.19057 | 0 | 795 |  |  | 0 | 0 | -0.19057 | 0
3099 | MARTLAKE_3G | 3 | North | YES | -0.072314 | 804 | 500 | 804 | 0 | 1.017 | LIGCO | -1 | 0.19057 | 0 | 804 |  |  | 0 | 0 | -0.19057 | 0
13116 | TGATEWAY_1G | 1 | North | YES | -0.071544 | 151 | 30 | 151 | 0 | 1.0232 | CC | -1 | 0.1898 | 151 | 151 |  |  | -10.8031 | 151 | -0.1898 | -28.6603
13117 | TGATEWAY_2G | 2 | North | YES | -0.071544 | 130 | 30 | 130 | 0 | 1.0232 | CC | -1 | 0.1898 | 130 | 130 |  |  | -9.3007 | 130 | -0.1898 | -24.6744
13118 | TGATEWAY_3G | 3 | North | YES | -0.071544 | 148 | 30 | 148 | 0 | 1.0232 | CC | -1 | 0.1898 | 148 | 148 |  |  | -10.5885 | 148 | -0.1898 | -28.0909
13119 | TGATEWAY_4G | 4 | North | YES | -0.071544 | 399 | 65 | 399 | 0 | 1.0232 | CC | -1 | 0.1898 | 399 | 399 |  |  | -28.5461 | 399 | -0.1898 | -75.7315
3348 | CHAMPION_1G | MB | North | YES | -0.070793 | 0 | 42 | 42 |  | 1 | Cogen | -1 | 0.18905 | 0 | 0 |  |  | 0 | 0 | -0.18905 | 0
3113 | LUFKINWB_1G | 1 | North | YES | -0.070713 | 0 | 0 | 50 |  | 1.01 | #N/A | -1 | 0.18897 | 50 | 50 |  |  | -3.5356 | 50 | -0.18897 | -9.4486
3107 | STRYKER_1G | 1 | North | YES | -0.070495 | 145.6 | 45 | 182 | 0 | 1.029 | GST | -1 | 0.18875 | 182 | 182 |  |  | -12.8301 | 182 | -0.18875 | -34.3533
3108 | STRYKER_2G | 2 | North | YES | -0.070495 | 484 | 75 | 484 | 0 | 1.029 | GST | -1 | 0.18875 | 484 | 484 |  |  | -34.1196 | 484 | -0.18875 | -91.3571
60007 | KING_SW1A | 1 | West | YES | -0.066433 | 20 | 0 | 80 |  | 1.03 | Wind | -1 | 0.18469 | 0 | 80 |  |  |  |  | -0.18469 | 0
60019 | KING_NW1A | 1 | West | YES | -0.066433 | 20 | 0 | 80 |  | 1.03 | Wind | -1 | 0.18469 | 0 | 80 |  |  |  |  | -0.18469 | 0
60201 | RIO DRCS | F | West | YES | -0.065876 | 0 | 0 | 0 | 0 | 1.025 | AVR | -1 | 0.18414 | 0 | 0 |  |  |  |  | -0.18414 | 0
60016 | WOODWRD11A | 1 | West | YES | -0.065827 | 20 | 0 | 80 |  | 1.033 | Wind | -1 | 0.18409 | 0 | 80 |  |  |  |  | -0.18409 | 0
38332 | TNWDWRDU2_8 | 1 | West | YES | -0.065811 | 20 | 0 | 80 | 0 | 1.0232 | Wind | -1 | 0.18407 | 0 | 80 |  |  |  |  | -0.18407 | 0
38437 | TNSRBNMESA9 | 1 | West | YES | -0.065762 | 37.5 | 0 | 150 |  | 1.02 | Wind | -1 | 0.18402 | 0 | 150 |  |  |  |  | -0.18402 | 0
6016 | SWMESA | 1 | West | YES | -0.065528 | 18.8 | 0 | 75 |  | 1.03 | Wind | -1 | 0.18379 | 0 | 75 |  |  |  |  | -0.18379 | 0
60003 | KING_NE1A | 1 | West | YES | -0.065528 | 20 | 0 | 80 |  | 1.03 | Wind | -1 | 0.18379 | 0 | 80 |  |  |  |  | -0.18379 | 0
60005 | KING_SE1A | 1 | West | YES | -0.065528 | 10 | 0 | 40 |  | 1.035 | Wind | -1 | 0.18379 | 0 | 40 |  |  |  |  | -0.18379 | 0
60000 | DSKY2 | 1 | West | YES | -0.06462 | 19.1 | 0 | 76.5 |  | 1.039 | Wind | -1 | 0.18288 | 0 | 76.5 |  |  |  |  | -0.18288 | 0
60017 | ORNNWP1 | 1 | West | YES | -0.064117 | 20 | 0 | 80 |  | 1.027 | Wind | -1 | 0.18238 | 0 | 80 |  |  |  |  | -0.18238 | 0
60018 | DSKY1 | 1 | West | YES | -0.063568 | 21 | 0 | 84 | 0 | 1.023 | Wind | -1 | 0.18183 | 0 | 84 |  |  |  |  | -0.18183 | 0
13134 | CALFREST_4G | 4 | North | YES | -0.062865 | 151.5 | 40 | 151.5 | 0 | 1.031 | CC | -1 | 0.18112 | 151.5 | 151.5 |  |  | -9.524 | 151.5 | -0.18112 | -27.4403
13135 | CALFREST_5G | 5 | North | YES | -0.062865 | 152.3 | 57 | 152.3 | 0 | 1.031 | CC | -1 | 0.18112 | 152.3 | 152.3 |  |  | -9.5743 | 152.3 | -0.18112 | -27.5852
13136 | CALFREST_6G | 6 | North | YES | -0.062865 | 177.5 | 40 | 177.5 | 0 | 1.031 | CC | -1 | 0.18112 | 177.5 | 177.5 |  |  | -11.1585 | 177.5 | -0.18112 | -32.1496
13131 | CALFREST_1G | 1 | North | YES | -0.062485 | 150.7 | 40 | 150.7 | 0 | 1.031 | CC | -1 | 0.18074 | 150.7 | 150.7 |  |  | -9.4165 | 150.7 | -0.18074 | -27.2382
13132 | CALFREST_2G | 2 | North | YES | -0.062485 | 151 | 57 | 151 | 0 | 1.031 | CC | -1 | 0.18074 | 151 | 151 |  |  | -9.4352 | 151 | -0.18074 | -27.2924
13133 | CALFREST_3G | 3 | North | YES | -0.062485 | 177.4 | 40 | 177.4 | 0 | 1.031 | CC | -1 | 0.18074 | 177.4 | 177.4 |  |  | -11.0848 | 177.4 | -0.18074 | -32.064
3381 | BBRN_1G | 1 | North | YES | -0.060654 | 618 | 225 | 618 | 0 | 1.03 | LIGCO | -1 | 0.17891 | 0 | 618 |  |  | 0 | 0 | -0.17891 | 0
3382 | BBRN_2G | 2 | North | YES | -0.060654 | 589 | 225 | 589 | 0 | 1.03 | LIGCO | -1 | 0.17891 | 0 | 589 |  |  | 0 | 0 | -0.17891 | 0
60202 | FRNDDRCS | F | West | YES | -0.052518 | 0 | 0 | 0 | 0 | 0.9985 | AVR | -1 | 0.17078 | 0 | 0 |  |  |  |  | -0.17078 | 0
48721 | LEG_1___1 | 1 | North | YES | -0.03998 | 827 | 357 | 827 | 0 | 1.0348 | LIGCO | -1 | 0.15824 | 0 | 827 |  |  | 0 | 0 | -0.15824 | 0
48722 | LEG_2___2 | 2 | North | YES | -0.03998 | 819 | 357 | 819 | 0 | 1.0348 | LIGCO | -1 | 0.15824 | 0 | 819 |  |  | 0 | 0 | -0.15824 | 0
39960 | TNTNPONE_18 | 1 | North | YES | -0.031691 | 152.3 | 30 | 152.3 |  | 1.04 | LIGCO | -1 | 0.14995 | 0 | 152.3 |  |  | 0 | 0 | -0.14995 | 0
39970 | TNTNPONE_28 | 1 | North | YES | -0.031691 | 153 | 30 | 153 |  | 1.04 | LIGCO | -1 | 0.14995 | 0 | 153 |  |  | 0 | 0 | -0.14995 | 0
990 | GIBN_CREK_G1 | 1 | North | YES | -0.010738 | 463 | 200 | 463 | 0 | 1.0275 | LIGCO | -1 | 0.129 | 0 | 463 |  |  | 0 | 0 | -0.129 | 0
32886 | BRYN_ATKINS3 | MB | North | YES | -0.008752 | 0 | 5 | 12 |  | 1 | GST | -1 | 0.12701 | 0 | 0 |  |  | 0 | 0 | -0.12701 | 0
32887 | BRYN_ATKINS6 | MB | North | YES | -0.008752 | 0 | 12 | 51 |  | 1.028 | GST | -1 | 0.12701 | 0 | 0 |  |  | 0 | 0 | -0.12701 | 0
32888 | BRYN_ATKINS7 | 1 | North | YES | -0.008752 | 13.6 | 4 | 17 |  | 1.028 | GGT | -1 | 0.12701 | 17 | 17 |  |  | -0.14878 | 17 | -0.12701 | -2.1592
32890 | BRYN_ATKINS4 | MB | North | YES | -0.008752 | 0 | 5 | 22 |  | 1.031 | GST | -1 | 0.12701 | 0 | 0 |  |  | 0 | 0 | -0.12701 | 0
32891 | BRYN_ATKINS5 | MB | North | YES | -0.008752 | 0 | 5 | 25 |  | 1.031 | GST | -1 | 0.12701 | 0 | 0 |  |  | 0 | 0 | -0.12701 | 0
32798 | BRYN_TAMUGEN | 1 | North | YES | -0.007901 | 32 | 0 | 32 |  | 1.02 | GST | -1 | 0.12616 | 32 | 32 |  |  | -0.25283 | 32 | -0.12616 | -4.0371
32883 | BRYN_DNSBY3 | 1 | North | YES | -0.006148 | 0 | 2 | 48 |  | 1.015 | GST | -1 | 0.12441 | 48 | 48 |  |  | -0.2951 | 48 | -0.12441 | -5.9716
32884 | BRYN_DNSBY13 | 1 | North | YES | -0.006148 | 46 | 2 | 46 | 0 | 1.015 | GST | -1 | 0.12441 | 46 | 46 |  |  | -0.28281 | 46 | -0.12441 | -5.7227
32892 | BRYN_DNSBY14 | 1 | North | YES | -0.006148 | 84 | 25 | 105 | 0 | 1.035 | GST | -1 | 0.12441 | 105 | 105 |  |  | -0.64554 | 105 | -0.12441 | -13.0628
48671 | FTR_GT1_5105 | 1 | North | YES | -0.00444 | 154.2 | 0 | 154.2 | 0 | 1.0319 | CC | -1 | 0.1227 | 154.2 | 154.2 |  |  | -0.68465 | 154.2 | -0.1227 | -18.9202
48672 | FTR_GT2_5110 | 2 | North | YES | -0.00444 | 159 | 0 | 159 | 0 | 1.0319 | CC | -1 | 0.1227 | 159 | 159 |  |  | -0.70596 | 159 | -0.1227 | -19.5092
48673 | FTR_GT3_5085 | 3 | North | YES | -0.00444 | 158 | 0 | 158 | 0 | 1.0319 | CC | -1 | 0.1227 | 158 | 158 |  |  | -0.70152 | 158 | -0.1227 | -19.3865
48674 | FTR_CN4_5095 | 4 | North | YES | -0.00444 | 380 | 0 | 380 | 0 | 1.0319 | CC | -1 | 0.1227 | 380 | 380 |  |  | -1.6872 | 380 | -0.1227 | -46.6257
5934 | SI_RAY5 | 5 | South | YES | 0 | 0 | 10 | 15 |  | 1.035 | GST | 1 | 0.085029 | 15 | 15 | 0 | 15 |  |  | 0.085029 | 1.2754
8139 | JOS #1 | MB | South | YES | 0 | 0 | 45 | 255 |  | 1.02 | GST | 1 | 0.085029 | 0 | 0 | 0 | 0 |  |  | 0.085029 | 0
8285 | LAR #1 | MB | South | YES | 0 | 0 | 9 | 32 |  | 1.0497 | GST | 1 | 0.085029 | 0 | 0 | 0 | 0 |  |  | 0.085029 | 0
8287 | LAR #2 | MB | South | YES | 0 | 0 | 9 | 32 |  | 1.04 | GST | 1 | 0.085029 | 0 | 0 | 0 | 0 |  |  | 0.085029 | 0
8288 | LAR #3 | MB | South | YES | 0 | 0 | 25 | 105 |  | 1.04 | GST | 1 | 0.085029 | 0 | 0 | 0 | 0 |  |  | 0.085029 | 0
8388 | BATES0A | MB | South | YES | 0 | 0 | 21 | 71 |  | 1.033 | GST | 1 | 0.085029 | 0 | 0 | 0 | 0 |  |  | 0.085029 | 0
8393 | BATES0B | MB | South | YES | 0 | 0 | 25 | 110 |  | 1.03 | GST | 1 | 0.085029 | 0 | 0 | 0 | 0 |  |  | 0.085029 | 0
8437 | NUECES_B0C | MB | South | YES | 0 | 0 | 7 | 30 |  | 1.03 | GST | 1 | 0.085029 | 0 | 0 | 0 | 0 |  |  | 0.085029 | 0
8438 | NUECES_B0B | MB | South | YES | 0 | 0 | 26 | 169 |  | 1.03 | GST | 1 | 0.085029 | 0 | 0 | 0 | 0 |  |  | 0.085029 | 0
8442 | NUECES_B0A | MB | South | YES | 0 | 0 | 81 | 367 |  | 1.03 | GST | 1 | 0.085029 | 0 | 0 | 0 | 0 |  |  | 0.085029 | 0
39190 | TNSLCGN1__8 | 1 | Houston | YES | 0 | 0 | 10 | 30 |  | 1.03 | Cogen | 1 | 0.085029 | 0 | 0 |  |  |  |  | 0.085029 | 0
48591 | CHE_GT2_5030 | 2 | Houston | YES | 0.026935 | 173 | 50 | 173 | 0 | 1.029 | Cogen | 1 | 0.11196 | 0 | 0 |  |  |  |  | 0.11196 | 0
48811 | CVC_GT3_5045 | 3 | Houston | YES | 0.026935 | 156 | 91.8 | 156 | 0 | 1.029 | Cogen | 1 | 0.11196 | 0 | 0 |  |  |  |  | 0.11196 | 0
48812 | CVC_GT2_5020 | 2 | Houston | YES | 0.026935 | 158 | 91.8 | 158 | 0 | 1.029 | Cogen | 1 | 0.11196 | 0 | 0 |  |  |  |  | 0.11196 | 0
48813 | CVC_GT1_5035 | 1 | Houston | YES | 0.026935 | 160 | 91.8 | 160 | 0 | 1.029 | Cogen | 1 | 0.11196 | 0 | 0 |  |  |  |  | 0.11196 | 0
48814 | CVC_ST5_5040 | 1 | Houston | YES | 0.026935 | 162 | 91.8 | 162 | 0 | 1.029 | Cogen | 1 | 0.11196 | 0 | 0 |  |  |  |  | 0.11196 | 0
48885 | THW_5152 | A | Houston | YES | 0.030406 | 46.4 | 5 | 58 |  | 1.0319 | GGT | 1 | 0.11543 | 58 | 58 |  |  |  |  | 0.11543 | 6.6952
48885 | THW_5152 | B | Houston | YES | 0.030406 | 47.2 | 5 | 59 |  | 1.0319 | GGT | 1 | 0.11543 | 59 | 59 |  |  |  |  | 0.11543 | 6.8106
48886 | THW_5354 | C | Houston | YES | 0.030406 | 45.6 | 5 | 57 |  | 1.0319 | GGT | 1 | 0.11543 | 57 | 57 |  |  |  |  | 0.11543 | 6.5798
48886 | THW_5354 | D | Houston | YES | 0.030406 | 46.4 | 5 | 58 |  | 1.0319 | GGT | 1 | 0.11543 | 58 | 58 |  |  |  |  | 0.11543 | 6.6952
48887 | THW_5556 | E | Houston | YES | 0.030406 | 47.2 | 5 | 59 |  | 1.0319 | GGT | 1 | 0.11543 | 59 | 59 |  |  |  |  | 0.11543 | 6.8106
48887 | THW_5556 | F | Houston | YES | 0.030406 | 45.6 | 5 | 57 |  | 1.0319 | GGT | 1 | 0.11543 | 57 | 57 |  |  |  |  | 0.11543 | 6.5798
48690 | GBY_GN5_5 | 5 | Houston | YES | 0.030652 | 318.4 | 81 | 398 |  | 1.0362 | GSC | 1 | 0.11568 | 398 | 398 |  |  |  |  | 0.11568 | 46.0409
48595 | BTE_GT2_8075 | 1 | Houston | YES | 0.03082 | 162.8 | 130 | 162.8 | 0 | 1.0261 | CC | 1 | 0.11585 | 162.8 | 162.8 |  |  |  |  | 0.11585 | 18.8602
48596 | BTE_GT3_8045 | 2 | Houston | YES | 0.03082 | 161.4 | 130 | 161.4 | 0 | 1.0261 | CC | 1 | 0.11585 | 161.4 | 161.4 |  |  |  |  | 0.11585 | 18.698
48597 | BTE_GT4_8055 | 3 | Houston | YES | 0.03082 | 158.9 | 130 | 158.9 | 0 | 1.0261 | CC | 1 | 0.11585 | 158.9 | 158.9 |  |  |  |  | 0.11585 | 18.4084
48598 | BTE_ST1_8070 | 4 | Houston | YES | 0.03082 | 269.2 | 60 | 269.2 | 0 | 1.0261 | CC | 1 | 0.11585 | 269.2 | 269.2 |  |  |  |  | 0.11585 | 31.1865
48583 | CBY_GT4_1 | 1 | Houston | YES | 0.031387 | 172 | 0 | 172 | 0 | 1.026 | GSC | 1 | 0.11642 | 172 | 172 |  |  |  |  | 0.11642 | 20.0235
48584 | CBY_GT4_2 | 2 | Houston | YES | 0.031387 | 172 | 0 | 172 | 0 | 1.026 | CC | 1 | 0.11642 | 172 | 172 |  |  |  |  | 0.11642 | 20.0235
48585 | CBY_ST4_1 | 3 | Houston | YES | 0.031387 | 172 | 0 | 172 | 0 | 1.026 | CC | 1 | 0.11642 | 172 | 172 |  |  |  |  | 0.11642 | 20.0235
48815 | CVC_GT4_8005 | 4 | Houston | YES | 0.031497 | 165 | 91.8 | 165 |  | 1.0362 | Cogen | 1 | 0.11653 | 0 | 0 |  |  |  |  | 0.11653 | 0
48581 | CBY_GN1_1 | 1 | Houston | YES | 0.031641 | 595.2 | 108 | 744 | 0 | 1.0435 | GSC | 1 | 0.11667 | 744 | 744 |  |  |  |  | 0.11667 | 86.8022
48791 | PSA_GT1_8160 | 1 | Houston | YES | 0.031677 | 52 | 20.8 | 65 | 0 | 1.0362 | Cogen | 1 | 0.11671 | 0 | 0 |  |  |  |  | 0.11671 | 0
48792 | PSA_GT2_8155 | 2 | Houston | YES | 0.031677 | 52.8 | 20.3 | 66 | 0 | 1.0362 | Cogen | 1 | 0.11671 | 0 | 0 |  |  |  |  | 0.11671 | 0
48793 | PSA_GT3_8150 | 3 | Houston | YES | 0.031677 | 56 | 20.3 | 70 | 0 | 1.0362 | Cogen | 1 | 0.11671 | 0 | 0 |  |  |  |  | 0.11671 | 0
48794 | PSA_GT4_8145 | 4 | Houston | YES | 0.031677 | 52.8 | 20.3 | 66 | 0 | 1.0362 | Cogen | 1 | 0.11671 | 0 | 0 |  |  |  |  | 0.11671 | 0
48795 | PSA_GT5_8140 | 5 | Houston | YES | 0.031677 | 51.2 | 20.3 | 64 | 0 | 1.0362 | Cogen | 1 | 0.11671 | 0 | 0 |  |  |  |  | 0.11671 | 0
48796 | PSA_GN1_8165 | 1 | Houston | YES | 0.031677 | 83.2 | 43.1 | 104 | 0 | 1.0362 | Cogen | 1 | 0.11671 | 0 | 0 |  |  |  |  | 0.11671 | 0
48797 | PSA_GT6_8135 | 6 | Houston | YES | 0.031677 | 47.2 | 34.5 | 59 | 0 | 1.0362 | Cogen | 1 | 0.11671 | 0 | 0 |  |  |  |  | 0.11671 | 0
48651 | EP_1_2 | 1 | Houston | YES | 0.031685 | 4 | 0 | 5 | 0 | 1.0362 | Cogen | 1 | 0.11671 | 0 | 0 |  |  |  |  | 0.11671 | 0
48651 | EP_1_2 | 2 | Houston | YES | 0.031685 | 17.7 | 10 | 21 | 0 | 1.0362 | Cogen | 1 | 0.11671 | 0 | 0 |  |  |  |  | 0.11671 | 0
48883 | THW_GT1_GT_1 | B2 | Houston | YES | 0.032133 | 0 | 0 | 12 |  | 1.043 | GGT | 1 | 0.11716 | 12 | 12 |  |  |  |  | 0.11716 | 1.4059
49803 | EXN_15GT | 1 | Houston | YES | 0.032221 | 33 | 8.3 | 34 |  | 1.0326 | Cogen | 1 | 0.11725 | 0 | 0 |  |  |  |  | 0.11725 | 0
49804 | EXN_16GT | 2 | Houston | YES | 0.032221 | 32 | 8.3 | 34.7 |  | 1.0326 | Cogen | 1 | 0.11725 | 0 | 0 |  |  |  |  | 0.11725 | 0
49805 | EXN_17GT | 3 | Houston | YES | 0.032221 | 31 | 8.3 | 32.7 |  | 1.0326 | Cogen | 1 | 0.11725 | 0 | 0 |  |  |  |  | 0.11725 | 0
49826 | EXN938GT | 5 | Houston | YES | 0.032221 | 43 | 9.2 | 45.9 | 0 | 1.0326 | Cogen | 1 | 0.11725 | 0 | 0 |  |  |  |  | 0.11725 | 0
49828 | EXN941GT | 10 | Houston | YES | 0.032221 | 17.7 | 5.4 | 17.7 | 0 | 1.0326 | Cogen | 1 | 0.11725 | 0 | 0 |  |  |  |  | 0.11725 | 0
49829 | EXN942GT | 11 | Houston | YES | 0.032221 | 20 | 5.4 | 20.4 | 0 | 1.0326 | Cogen | 1 | 0.11725 | 0 | 0 |  |  |  |  | 0.11725 | 0
49830 | EXN943GT | 12 | Houston | YES | 0.032221 | 19 | 5.4 | 19.9 | 0 | 1.0326 | Cogen | 1 | 0.11725 | 0 | 0 |  |  |  |  | 0.11725 | 0
49831 | EXN944GT | 13 | Houston | YES | 0.032221 | 33 | 5.4 | 35 | 0 | 1.0326 | Cogen | 1 | 0.11725 | 0 | 0 |  |  |  |  | 0.11725 | 0
49832 | EXN945GT | 9 | Houston | YES | 0.032221 | 18.5 | 9.2 | 18.5 | 0 | 1.0326 | Cogen | 1 | 0.11725 | 0 | 0 |  |  |  |  | 0.11725 | 0
49837 | EXN_GT | 4 | Houston | YES | 0.032221 | 81 | 21.3 | 85.4 | 0 | 1.0326 | Cogen | 1 | 0.11725 | 0 | 0 |  |  |  |  | 0.11725 | 0
49838 | EXN_14GT | 14 | Houston | YES | 0.032221 | 140 | 0 | 148 |  | 1.0326 | Cogen | 1 | 0.11725 | 0 | 0 |  |  |  |  | 0.11725 | 0
48582 | CBY_GN2_2 | 2 | Houston | YES | 0.032417 | 596.8 | 110 | 746 | 0 | 1.0435 | GSC | 1 | 0.11745 | 746 | 746 |  |  |  |  | 0.11745 | 87.6145
48873 | THW_ST3_ST_3 | 3 | Houston | YES | 0.03289 | 107 | 19 | 107 | 0 | 1.0435 | CC | 1 | 0.11792 | 107 | 107 |  |  |  |  | 0.11792 | 12.6173
48874 | THW_ST4_ST_4 | 4 | Houston | YES | 0.03289 | 108 | 19 | 108 | 0 | 1.0435 | CC | 1 | 0.11792 | 108 | 108 |  |  |  |  | 0.11792 | 12.7352
48875 | THW_3132 | A | Houston | YES | 0.03289 | 55 | 5 | 55 | 0 | 1.0435 | CC | 1 | 0.11792 | 55 | 55 |  |  |  |  | 0.11792 | 6.4855
48875 | THW_3132 | B | Houston | YES | 0.03289 | 53 | 5 | 53 | 0 | 1.0435 | CC | 1 | 0.11792 | 53 | 53 |  |  |  |  | 0.11792 | 6.2497
48877 | THW_3334 | C | Houston | YES | 0.03289 | 55 | 5 | 55 | 0 | 1.0435 | CC | 1 | 0.11792 | 55 | 55 |  |  |  |  | 0.11792 | 6.4855
48877 | THW_3334 | D | Houston | YES | 0.03289 | 57 | 5 | 57 | 0 | 1.0435 | CC | 1 | 0.11792 | 57 | 57 |  |  |  |  | 0.11792 | 6.7214
48879 | THW_4142 | E | Houston | YES | 0.03289 | 56 | 5 | 56 | 0 | 1.0435 | CC | 1 | 0.11792 | 56 | 56 |  |  |  |  | 0.11792 | 6.6034
48879 | THW_4142 | F | Houston | YES | 0.03289 | 55 | 5 | 55 | 0 | 1.0435 | CC | 1 | 0.11792 | 55 | 55 |  |  |  |  | 0.11792 | 6.4855
48881 | THW_4344 | G | Houston | YES | 0.03289 | 58 | 5 | 58 | 0 | 1.0435 | CC | 1 | 0.11792 | 58 | 58 |  |  |  |  | 0.11792 | 6.8393
48881 | THW_4344 | H | Houston | YES | 0.03289 | 58 | 5 | 58 | 0 | 1.0435 | CC | 1 | 0.11792 | 58 | 58 |  |  |  |  | 0.11792 | 6.8393
48593 | CHE_GT1_8015 | 1 | Houston | YES | 0.033503 | 173 | 50 | 173 | 0 | 1.0362 | Cogen | 1 | 0.11853 | 0 | 0 |  |  |  |  | 0.11853 | 0
48594 | CHE_GN4_8025 | 4 | Houston | YES | 0.033503 | 142 | 60 | 142 | 0 | 1.0362 | Cogen | 1 | 0.11853 | 0 | 0 |  |  |  |  | 0.11853 | 0
48511 | LPE_GT1_8070 | 1 | Houston | YES | 0.033584 | 42 | 0 | 42 | 0 | 1.0362 | GGT | 1 | 0.11861 | 42 | 42 |  |  |  |  | 0.11861 | 4.9817
48512 | LPE_GT2_8075 | 2 | Houston | YES | 0.033584 | 42 | 0 | 42 | 0 | 1.0362 | GGT | 1 | 0.11861 | 42 | 42 |  |  |  |  | 0.11861 | 4.9817
48513 | LPE_GT3_8080 | 3 | Houston | YES | 0.033584 | 39 | 0 | 39 | 0 | 1.0362 | GGT | 1 | 0.11861 | 39 | 39 |  |  |  |  | 0.11861 | 4.6259
48514 | LPE_GT4_8085 | 4 | Houston | YES | 0.033584 | 39 | 0 | 39 | 0 | 1.0362 | GGT | 1 | 0.11861 | 39 | 39 |  |  |  |  | 0.11861 | 4.6259
48500 | APD_GT1_8005 | 1 | Houston | YES | 0.033664 | 137.6 | 54.6 | 137.6 |  | 1.0362 | Cogen | 1 | 0.11869 | 0 | 0 |  |  |  |  | 0.11869 | 0
48820 | SHELLG1_3015 | 1 | Houston | YES | 0.034092 | 71 | 34.5 | 71 |  | 1.029 | Cogen | 1 | 0.11912 | 0 | 0 |  |  |  |  | 0.11912 | 0
48821 | SHELLG2 | 2 | Houston | YES | 0.034092 | 72 | 34.5 | 72 |  | 1.029 | Cogen | 1 | 0.11912 | 0 | 0 |  |  |  |  | 0.11912 | 0
48822 | SHELLG3_3020 | 1 | Houston | YES | 0.034092 | 39 | 0 | 39 |  | 1.029 | Cogen | 1 | 0.11912 | 0 | 0 |  |  |  |  | 0.11912 | 0
48822 | SHELLG3_3020 | 2 | Houston | YES | 0.034092 | 30 | 0 | 30 |  | 1.029 | Cogen | 1 | 0.11912 | 0 | 0 |  |  |  |  | 0.11912 | 0
48740 | PSG_GN2_8050 | 1 | Houston | YES | 0.03439 | 182 | 60 | 182 | 0 | 1.0326 | Cogen | 1 | 0.11942 | 0 | 0 |  |  |  |  | 0.11942 | 0
48741 | PSG_GT2_8040 | 1 | Houston | YES | 0.03439 | 158.6 | 50 | 158.6 | 0 | 1.0326 | Cogen | 1 | 0.11942 | 0 | 0 |  |  |  |  | 0.11942 | 0
48742 | PSG_GT3_8060 | 1 | Houston | YES | 0.03439 | 157 | 50 | 157 | 0 | 1.0326 | Cogen | 1 | 0.11942 | 0 | 0 |  |  |  |  | 0.11942 | 0
48854 | SRB_GN4_4 | 4 | Houston | YES | 0.034393 | 182.4 | 35 | 228 | 0 | 1.0326 | GST | 1 | 0.11942 | 228 | 228 |  |  |  |  | 0.11942 | 27.2281
48611 | DIB_GT1_8080 | 1 | Houston | YES | 0.034399 | 64 | 0 | 64 | 0 | 1.0326 | Cogen | 1 | 0.11943 | 0 | 0 |  |  |  |  | 0.11943 | 0
48612 | DIB_GT2_8075 | 2 | Houston | YES | 0.034399 | 63.2 | 0 | 63.2 | 0 | 1.0326 | Cogen | 1 | 0.11943 | 0 | 0 |  |  |  |  | 0.11943 | 0
48613 | DIB_ST1_8085 | 3 | Houston | YES | 0.034399 | 67.9 | 30 | 82.6 | 0 | 1.0326 | Cogen | 1 | 0.11943 | 0 | 0 |  |  |  |  | 0.11943 | 0
48614 | DIB_GT3_8090 | 4 | Houston | YES | 0.034399 | 73.6 | 15 | 73.6 | 0 | 1.0326 | Cogen | 1 | 0.11943 | 0 | 0 |  |  |  |  | 0.11943 | 0
48845 | SOL_GT1 | 1 | Houston | YES | 0.034402 | 16.2 | 15.4 | 16.2 |  | 1.0326 | Solar | 1 | 0.11943 | 16.2 | 16.2 |  |  |  |  | 0.11943 | 1.9348
48853 | SRB_GN3_3 | 3 | Houston | YES | 0.034406 | 170.4 | 35 | 213 |  | 1.0326 | GST | 1 | 0.11943 | 213 | 213 |  |  |  |  | 0.11943 | 25.4396
48551 | CAL_GT1_8045 | 1 | Houston | YES | 0.034455 | 149 | 0 | 149 | 0 | 1.0326 | Cogen | 1 | 0.11948 | 0 | 0 |  |  |  |  | 0.11948 | 0
48552 | CAL_ST1_8000 | 2 | Houston | YES | 0.034455 | 65.1 | 0 | 65.1 | 0 | 1.0326 | Cogen | 1 | 0.11948 | 0 | 0 |  |  |  |  | 0.11948 | 0
48851 | SRB_GN1_1 | 1 | Houston | YES | 0.034463 | 132 | 26 | 165 | 0 | 1.0217 | GST | 1 | 0.11949 | 165 | 165 |  |  |  |  | 0.11949 | 19.7161
48852 | SRB_GN2_2 | 2 | Houston | YES | 0.034479 | 140.8 | 26 | 176 | 0 | 1.0217 | GST | 1 | 0.11951 | 176 | 176 |  |  |  |  | 0.11951 | 21.0334
48855 | SRB_GT211035 | B1 | Houston | YES | 0.034491 | 0 | 0 | 18 |  | 1.014 | GGT | 1 | 0.11952 | 18 | 18 |  |  |  |  | 0.11952 | 2.1514
48855 | SRB_GT211035 | B2 | Houston | YES | 0.034491 | 0 | 0 | 12 |  | 1.014 | GGT | 1 | 0.11952 | 12 | 12 |  |  |  |  | 0.11952 | 1.4342
48761 | PR_GT1__9040 | 1 | Houston | YES | 0.034705 | 26 | 0 | 35 |  | 1 | Cogen | 1 | 0.11973 | 0 | 0 |  |  |  |  | 0.11973 | 0
48641 | DPEC_GT15040 | 1 | Houston | YES | 0.034904 | 163.2 | 98 | 163.2 | 0 | 1.0319 | CC | 1 | 0.11993 | 163.2 | 163.2 |  |  |  |  | 0.11993 | 19.573
48642 | DPEC_GT25025 | 2 | Houston | YES | 0.034904 | 157.1 | 98 | 157.1 | 0 | 1.0319 | CC | 1 | 0.11993 | 157.1 | 157.1 |  |  |  |  | 0.11993 | 18.8414
48643 | DPEC_GT35010 | 3 | Houston | YES | 0.034904 | 157.5 | 98 | 157.5 | 0 | 1.0319 | CC | 1 | 0.11993 | 157.5 | 157.5 |  |  |  |  | 0.11993 | 18.8894
48644 | DPEC_GT45070 | 4 | Houston | YES | 0.034904 | 157 | 98 | 157 | 0 | 1.0319 | CC | 1 | 0.11993 | 157 | 157 |  |  |  |  | 0.11993 | 18.8294
48645 | DPEC_ST55065 | 5 | Houston | YES | 0.034904 | 282 | 0 | 282 | 0 | 1.0319 | CC | 1 | 0.11993 | 282 | 282 |  |  |  |  | 0.11993 | 33.821
48841 | SJS_GT1_GT1 | 1 | Houston | YES | 0.035139 | 62.4 | 49 | 78 | 0 | 1.0362 | Cogen | 1 | 0.12017 | 0 | 0 |  |  |  |  | 0.12017 | 0
48842 | SJS_GT2_GT2 | 2 | Houston | YES | 0.035139 | 64.8 | 49 | 81 | 0 | 1.0362 | Cogen | 1 | 0.12017 | 0 | 0 |  |  |  |  | 0.12017 | 0
48691 | GBY_73741085 | A | Houston | YES | 0.035432 | 37.6 | 20 | 47 | 0 | 1.0362 | GGT | 1 | 0.12046 | 47 | 47 |  |  |  |  | 0.12046 | 5.6617
48691 | GBY_73741085 | B | Houston | YES | 0.035432 | 37.6 | 20 | 47 | 0 | 1.0362 | GGT | 1 | 0.12046 | 47 | 47 |  |  |  |  | 0.12046 | 5.6617
48692 | GBY_81821075 | C | Houston | YES | 0.035432 | 37.6 | 20 | 47 | 0 | 1.0362 | GGT | 1 | 0.12046 | 47 | 47 |  |  |  |  | 0.12046 | 5.6617
48692 | GBY_81821075 | D | Houston | YES | 0.035432 | 44 | 20 | 55 | 0 | 1.0362 | GGT | 1 | 0.12046 | 55 | 55 |  |  |  |  | 0.12046 | 6.6253
48693 | GBY_83841065 | E | Houston | YES | 0.035432 | 45.6 | 20 | 57 | 0 | 1.0362 | GGT | 1 | 0.12046 | 57 | 57 |  |  |  |  | 0.12046 | 6.8663
48693 | GBY_83841065 | F | Houston | YES | 0.035432 | 43.2 | 20 | 54 | 0 | 1.0362 | GGT | 1 | 0.12046 | 54 | 54 |  |  |  |  | 0.12046 | 6.5049
48531 | BYU_GT1_8075 | 1 | Houston | YES | 0.03601 | 65 | 0 | 65 |  | 1.0362 | Cogen | 1 | 0.12104 | 0 | 0 |  |  |  |  | 0.12104 | 0
48532 | BYU_GT2_8055 | 2 | Houston | YES | 0.03601 | 62 | 0 | 62 |  | 1.0362 | Cogen | 1 | 0.12104 | 0 | 0 |  |  |  |  | 0.12104 | 0
48533 | BYU_GT3_8060 | 3 | Houston | YES | 0.03601 | 67 | 0 | 67 |  | 1.0362 | Cogen | 1 | 0.12104 | 0 | 0 |  |  |  |  | 0.12104 | 0
48534 | BYU_GT4_8065 | 4 | Houston | YES | 0.03601 | 65 | 0 | 65 |  | 1.0362 | Cogen | 1 | 0.12104 | 0 | 0 |  |  |  |  | 0.12104 | 0
48561 | CTL_GT2_8130 | 1 | Houston | YES | 0.036473 | 73.5 | 30.3 | 91.9 |  | 1.0362 | Cogen | 1 | 0.1215 | 0 | 0 |  |  |  |  | 0.1215 | 0
48562 | CTL_GT3_8135 | 2 | Houston | YES | 0.036473 | 70.1 | 30.3 | 87.6 |  | 1.0362 | Cogen | 1 | 0.1215 | 0 | 0 |  |  |  |  | 0.1215 | 0
48563 | CTL_GT4_8140 | 3 | Houston | YES | 0.036473 | 69.6 | 30.3 | 87 |  | 1.0362 | Cogen | 1 | 0.1215 | 0 | 0 |  |  |  |  | 0.1215 | 0
48564 | CTL_GN1_8145 | 4 | Houston | YES | 0.036473 | 43.6 | 12.9 | 54.5 |  | 1.0362 | Cogen | 1 | 0.1215 | 0 | 0 |  |  |  |  | 0.1215 | 0
48565 | CTL_GN2_8155 | 5 | Houston | YES | 0.036473 | 9.8 | 3.4 | 12.2 |  | 1.0362 | Cogen | 1 | 0.1215 | 0 | 0 |  |  |  |  | 0.1215 | 0
48772 | PHR_GN2_2 | MB | Houston | YES | 0.037683 | 0 | 72 | 459 |  | 1.0362 | GSC | 1 | 0.12271 | 0 | 0 |  |  |  |  | 0.12271 | 0
38580 | TNBP_CGN1_8 | 1 | Houston | YES | 0.039418 | 70.8 | 0 | 70.8 | 0 | 1.005 | Cogen | 1 | 0.12445 | 0 | 0 |  |  |  |  | 0.12445 | 0
38590 | TNBP_CGN2_8 | 2 | Houston | YES | 0.039418 | 66.7 | 0 | 66.7 | 0 | 1.005 | Cogen | 1 | 0.12445 | 0 | 0 |  |  |  |  | 0.12445 | 0
38600 | TNBP_CGN3_8 | 5 | Houston | YES | 0.039418 | 53 | 0 | 53 | 0 | 1.005 | Cogen | 1 | 0.12445 | 0 | 0 |  |  |  |  | 0.12445 | 0
38611 | TNBPAMCG1_8 | 1 | Houston | YES | 0.039418 | 153.2 | 0 | 153.2 | 0 | 1.005 | Cogen | 1 | 0.12445 | 0 | 0 |  |  |  |  | 0.12445 | 0
38612 | TNBPAMCG2_8 | 2 | Houston | YES | 0.039418 | 153.5 | 0 | 153.5 | 0 | 1.005 | Cogen | 1 | 0.12445 | 0 | 0 |  |  |  |  | 0.12445 | 0
38613 | TNBPAMCG3_8 | 3 | Houston | YES | 0.039418 | 152.3 | 0 | 152.3 | 0 | 1.005 | Cogen | 1 | 0.12445 | 0 | 0 |  |  |  |  | 0.12445 | 0
38614 | TNBPAMCG4_8 | 4 | Houston | YES | 0.039418 | 96 | 0 | 96 |  | 1.005 | Cogen | 1 | 0.12445 | 0 | 0 |  |  |  |  | 0.12445 | 0
38615 | TNBPAMCG5_8 | 1 | Houston | YES | 0.039418 | 244 | 0 | 244 | 0 | 1.005 | Cogen | 1 | 0.12445 | 0 | 0 |  |  |  |  | 0.12445 | 0
38690 | TNBP_CGN4_8 | 3 | Houston | YES | 0.039418 | 40 | 0 | 40 |  | 1.005 | Cogen | 1 | 0.12445 | 0 | 0 |  |  |  |  | 0.12445 | 0
38711 | TNTXCTY1CG8 | 1 | Houston | YES | 0.039418 | 100.3 | 59 | 100.3 | 0 | 1 | Cogen | 1 | 0.12445 | 0 | 0 |  |  |  |  | 0.12445 | 0
38712 | TNTXCTY2CG8 | 1 | Houston | YES | 0.039418 | 92.9 | 59 | 92.9 | 0 | 1 | Cogen | 1 | 0.12445 | 0 | 0 |  |  |  |  | 0.12445 | 0
38713 | TNTXCTY3CG8 | 1 | Houston | YES | 0.039418 | 102.7 | 59 | 102.7 | 0 | 1 | Cogen | 1 | 0.12445 | 0 | 0 |  |  |  |  | 0.12445 | 0
38714 | TNTXCTY4CG8 | 1 | Houston | YES | 0.039418 | 103 | 59 | 103 | 0 | 1 | Cogen | 1 | 0.12445 | 0 | 0 |  |  |  |  | 0.12445 | 0
39470 | TNDOWCGNSG8 | 1 | Houston | YES | 0.039418 | 32 | 10 | 32 | 0 | 0.985 | Cogen | 1 | 0.12445 | 0 | 0 |  |  |  |  | 0.12445 | 0
39480 | TNDOWCGNGG8 | 1 | Houston | YES | 0.039418 | 30 | 10 | 30 | 0 | 0.985 | Cogen | 1 | 0.12445 | 0 | 0 |  |  |  |  | 0.12445 | 0
48921 | WAP_GN1_1 | 1 | Houston | YES | 0.043551 | 132.8 | 37 | 166 | 0 | 1.0362 | GST | 1 | 0.12858 | 166 | 166 |  |  |  |  | 0.12858 | 21.3442
48922 | WAP_GN2_2 | 2 | Houston | YES | 0.043551 | 132.8 | 37 | 166 | 0 | 1.0362 | GST | 1 | 0.12858 | 166 | 166 |  |  |  |  | 0.12858 | 21.3442
48923 | WAP_GN3_3 | 3 | Houston | YES | 0.043551 | 198.4 | 93 | 248 | 0 | 1.0362 | GST | 1 | 0.12858 | 248 | 248 |  |  |  |  | 0.12858 | 31.8878
48924 | WAP_GN4_4 | 4 | Houston | YES | 0.043551 | 546 | 217 | 546 | 0 | 1.0362 | GSC | 1 | 0.12858 | 546 | 546 |  |  |  |  | 0.12858 | 70.2045
48925 | WAP_GN5_5 | 5 | Houston | YES | 0.043551 | 586.3 | 278 | 654 | 0 | 0.985 | LIGCO | 1 | 0.12858 | 0 | 654 |  |  |  |  | 0.12858 | 84.0911
48929 | WAPGT21_GT1 | B1 | Houston | YES | 0.043551 | 0 | 0 | 13 |  | 1.05 | GGT | 1 | 0.12858 | 13 | 13 |  |  |  |  | 0.12858 | 1.6715
48510 | AK_GT1__8040 | 1 | Houston | YES | 0.043614 | 33.4 | 8.1 | 34 |  | 1.029 | Cogen | 1 | 0.12864 | 0 | 0 |  |  |  |  | 0.12864 | 0
48521 | BVE_GT1_GT1 | 1 | Houston | YES | 0.044534 | 167.7 | 0 | 167.7 |  | 1.035 | CC | 1 | 0.12956 | 167.7 | 167.7 |  |  |  |  | 0.12956 | 21.7277
48522 | BVE_GT2_5035 | 2 | Houston | YES | 0.044534 | 166.4 | 0 | 166.4 |  | 1.035 | CC | 1 | 0.12956 | 166.4 | 166.4 |  |  |  |  | 0.12956 | 21.5592
48523 | BVE_ST1_GN1 | 3 | Houston | YES | 0.044534 | 252.4 | 0 | 252.4 |  | 1.035 | CC | 1 | 0.12956 | 252.4 | 252.4 |  |  |  |  | 0.12956 | 32.7016
48730 | MNS_GT | 1 | Houston | YES | 0.044561 | 43 | 0 | 46.1 |  | 1.029 | Cogen | 1 | 0.12959 | 0 | 0 |  |  |  |  | 0.12959 | 0
48926 | WAP_GN6_6 | 6 | Houston | YES | 0.044587 | 651 | 280 | 651 |  | 1.035 | LIGCO | 1 | 0.12962 | 0 | 651 |  |  |  |  | 0.12962 | 84.3798
48927 | WAP_GN7_7 | 7 | Houston | YES | 0.044587 | 564 | 277 | 564 |  | 1.035 | LIGCO | 1 | 0.12962 | 0 | 564 |  |  |  |  | 0.12962 | 73.1032
48928 | WAP_GN8_8 | 8 | Houston | YES | 0.044587 | 603 | 275 | 603 |  | 1.035 | LIGCO | 1 | 0.12962 | 0 | 603 |  |  |  |  | 0.12962 | 78.1583
8032 | AMISTADHYD1 | 1 | South | YES | 0.048788 | 33 | 13 | 33 | 0 | 1.0375 | Hydro | 1 | 0.13382 | 0 | 0 | 0 | 0 |  |  | 0.13382 | 0
8033 | AMISTADHYD2 | 2 | South | YES | 0.048788 | 25 | 13 | 25 | 0 | 1.0375 | Hydro | 1 | 0.13382 | 0 | 0 | 0 | 0 |  |  | 0.13382 | 0
88253 | HAMILTON | F | South | YES | 0.048788 | 0 | 0 | 0 | 0 | 1.04 | BLT | 1 | 0.13382 | 0 | 0 | 0 | 0 |  |  | 0.13382 | 0
39760 | TNSCLP1___8 | 1 | Houston | YES | 0.050835 | 93.4 | 20 | 116.8 | 0 | 1.04 | Cogen | 1 | 0.13586 | 0 | 0 |  |  |  |  | 0.13586 | 0
39770 | TNSCLP2___8 | 1 | Houston | YES | 0.050835 | 91.6 | 20 | 114.5 | 0 | 1.04 | Cogen | 1 | 0.13586 | 0 | 0 |  |  |  |  | 0.13586 | 0
39775 | TNSCLP4___8 | 1 | Houston | YES | 0.050835 | 95.2 | 20 | 119 | 0 | 1.04 | Cogen | 1 | 0.13586 | 0 | 0 |  |  |  |  | 0.13586 | 0
39790 | TNSCLP3___8 | 1 | Houston | YES | 0.050835 | 87.6 | 20 | 109.5 | 0 | 1.027 | Cogen | 1 | 0.13586 | 0 | 0 |  |  |  |  | 0.13586 | 0
48520 | BSF_GT1_8070 | 1 | Houston | YES | 0.052581 | 72 | 0 | 72 | 0 | 1.0326 | Cogen | 1 | 0.13761 | 0 | 0 |  |  |  |  | 0.13761 | 0
48520 | BSF_GT1_8070 | 2 | Houston | YES | 0.052581 | 10 | 0 | 10 | 0 | 1.0326 | Cogen | 1 | 0.13761 | 0 | 0 |  |  |  |  | 0.13761 | 0
49851 | DOW17000 | 37 | Houston | YES | 0.054791 | 39 | 0 | 62 | 0 | 1 | Cogen | 1 | 0.13982 | 0 | 0 |  |  |  |  | 0.13982 | 0
49858 | DOW38100 | 31 | Houston | YES | 0.054791 | 45 | 0 | 71.4 |  | 1 | Cogen | 1 | 0.13982 | 0 | 0 |  |  |  |  | 0.13982 | 0
49859 | DOW38200 | 33 | Houston | YES | 0.054791 | 28 | 0 | 45 | 0 | 1 | Cogen | 1 | 0.13982 | 0 | 0 |  |  |  |  | 0.13982 | 0
49860 | DOW38300 | 32 | Houston | YES | 0.054791 | 63 | 0 | 101 |  | 1 | Cogen | 1 | 0.13982 | 0 | 0 |  |  |  |  | 0.13982 | 0
49862 | DOW39100 | 36 | Houston | YES | 0.054791 | 54 | 0 | 86 | 0 | 1 | Cogen | 1 | 0.13982 | 0 | 0 |  |  |  |  | 0.13982 | 0
49863 | DOW39200 | 35 | Houston | YES | 0.054791 | 55 | 0 | 88 | 0 | 1 | Cogen | 1 | 0.13982 | 0 | 0 |  |  |  |  | 0.13982 | 0
49865 | DOW41000 | 41 | Houston | YES | 0.054791 | 31 | 0 | 50 |  | 1 | Cogen | 1 | 0.13982 | 0 | 0 |  |  |  |  | 0.13982 | 0
49866 | DOW42000 | 42 | Houston | YES | 0.054791 | 11 | 0 | 18 |  | 1 | Cogen | 1 | 0.13982 | 0 | 0 |  |  |  |  | 0.13982 | 0
49869 | DOW49000 | 45 | Houston | YES | 0.054791 | 59 | 0 | 94 |  | 1 | Cogen | 1 | 0.13982 | 0 | 0 |  |  |  |  | 0.13982 | 0
49870 | DOW61000 | 61 | Houston | YES | 0.054791 | 44 | 0 | 70 | 0 | 1 | Cogen | 1 | 0.13982 | 0 | 0 |  |  |  |  | 0.13982 | 0
49871 | DOW62000 | 62 | Houston | YES | 0.054791 | 40 | 0 | 63 | 0 | 1 | Cogen | 1 | 0.13982 | 0 | 0 |  |  |  |  | 0.13982 | 0
49872 | DOW63000 | 63 | Houston | YES | 0.054791 | 45 | 0 | 72 | 0 | 1 | Cogen | 1 | 0.13982 | 0 | 0 |  |  |  |  | 0.13982 | 0
49873 | DOW64000 | 64 | Houston | YES | 0.054791 | 41 | 0 | 64.8 | 0 | 1 | Cogen | 1 | 0.13982 | 0 | 0 |  |  |  |  | 0.13982 | 0
49876 | DOW65000 | 65 | Houston | YES | 0.054791 | 63 | 0 | 101 | 0 | 1 | Cogen | 1 | 0.13982 | 0 | 0 |  |  |  |  | 0.13982 | 0
49877 | DOW66000 | 66 | Houston | YES | 0.054791 | 61 | 0 | 97 | 0 | 1 | Cogen | 1 | 0.13982 | 0 | 0 |  |  |  |  | 0.13982 | 0
49878 | DOW67000 | 67 | Houston | YES | 0.054791 | 65 | 0 | 103 | 0 | 1 | Cogen | 1 | 0.13982 | 0 | 0 |  |  |  |  | 0.13982 | 0
49882 | DOW81000 | 81 | Houston | YES | 0.054791 | 47 | 0 | 76 | 0 | 1 | Cogen | 1 | 0.13982 | 0 | 0 |  |  |  |  | 0.13982 | 0
49884 | DOW82000 | 82 | Houston | YES | 0.054791 | 51 | 0 | 80 | 0 | 1 | Cogen | 1 | 0.13982 | 0 | 0 |  |  |  |  | 0.13982 | 0
49885 | DOW83000 | 83 | Houston | YES | 0.054791 | 51 | 0 | 80 | 0 | 1 | Cogen | 1 | 0.13982 | 0 | 0 |  |  |  |  | 0.13982 | 0
49886 | DOW84000 | 84 | Houston | YES | 0.054791 | 107 | 0 | 171 | 0 | 0.98 | Cogen | 1 | 0.13982 | 0 | 0 |  |  |  |  | 0.13982 | 0
7022 | L_BUCHAN1_1Y | 1 | South | YES | 0.05667 | 0 | 0 | 18 |  | 1 | Hydro | 1 | 0.1417 | 0 | 0 | 0 | 0 |  |  | 0.1417 | 0
7023 | L_BUCHAN1_2Y | 2 | South | YES | 0.05667 | 0 | 0 | 18 |  | 1 | Hydro | 1 | 0.1417 | 0 | 0 | 0 | 0 |  |  | 0.1417 | 0
7024 | L_BUCHAN1_3Y | 3 | South | YES | 0.05667 | 0 | 0 | 15 |  | 1 | Hydro | 1 | 0.1417 | 0 | 0 | 0 | 0 |  |  | 0.1417 | 0
7026 | L_INKSDA1_1Y | 1 | South | YES | 0.058984 | 0 | 0 | 13.7 |  | 1 | Hydro | 1 | 0.14401 | 0 | 0 | 0 | 0 |  |  | 0.14401 | 0
48911 | TGF_GT1_8000 | 1 | Houston | YES | 0.063349 | 69.2 | 0 | 69.2 |  | 1.029 | Cogen | 1 | 0.14838 | 0 | 0 |  |  |  |  | 0.14838 | 0
8262 | ELPS | 1 | South | YES | 0.063621 | 6 | 6 | 6 | 0 | 1.15 | Hydro | 1 | 0.14865 | 0 | 0 | 0 | 0 |  |  | 0.14865 | 0
48731 | CBE_GT1 | 1 | Houston | YES | 0.066273 | 76 | 0 | 76 | 0 | 1.029 | CC | 1 | 0.1513 | 76 | 76 |  |  |  |  | 0.1513 | 11.4989
48732 | CBE_GT2 | 1 | Houston | YES | 0.066273 | 76 | 0 | 76 | 0 | 1.029 | CC | 1 | 0.1513 | 76 | 76 |  |  |  |  | 0.1513 | 11.4989
48733 | CBE_ST12 | 1 | Houston | YES | 0.066273 | 105 | 0 | 105 | 0 | 1.029 | CC | 1 | 0.1513 | 105 | 105 |  |  |  |  | 0.1513 | 15.8867
48734 | CBE_GT3 | 1 | Houston | YES | 0.066273 | 76 | 0 | 76 | 0 | 1.029 | CC | 1 | 0.1513 | 76 | 76 |  |  |  |  | 0.1513 | 11.4989
48735 | CBE_GT4 | 1 | Houston | YES | 0.066273 | 76 | 0 | 76 | 0 | 1.029 | CC | 1 | 0.1513 | 76 | 76 |  |  |  |  | 0.1513 | 11.4989
48736 | CBE_ST34 | 1 | Houston | YES | 0.066273 | 105 | 0 | 105 | 0 | 1.029 | CC | 1 | 0.1513 | 105 | 105 |  |  |  |  | 0.1513 | 15.8867
5911 | STP_GN1___1 | 1 | Houston | YES | 0.066743 | 1333 | 1249 | 1333 | 0 | 1.0406 | Nuc | 1 | 0.15177 | 0 | 0 |  |  |  |  | 0.15177 | 0
5912 | STP_GN2___2 | 2 | Houston | YES | 0.066743 | 1332 | 1249 | 1332 | 0 | 1.0406 | Nuc | 1 | 0.15177 | 0 | 0 |  |  |  |  | 0.15177 | 0
80010 | EPLVT1 | F | South | YES | 0.067071 | 0 | 0 | 0 |  | 1.0376 | #N/A | 1 | 0.1521 | 0 | 0 | 0 | 0 |  |  | 0.1521 | 0
7000 | L_FERGUS1_1Y | 1 | South | YES | 0.076921 | 400 | 65 | 423.3 | 0 | 1.015 | GSC | 1 | 0.16195 | 423.3 | 423.3 | 32.5607 | 423.3 |  |  | 0.16195 | 68.5533
7035 | L_WIRTZ_1G1Y | 1 | South | YES | 0.077062 | 0 | 0 | 29 |  | 1 | Hydro | 1 | 0.16209 | 0 | 0 | 0 | 0 |  |  | 0.16209 | 0
7036 | L_WIRTZ_1G2Y | 2 | South | YES | 0.077062 | 23 | 0 | 29.8 |  | 1 | Hydro | 1 | 0.16209 | 0 | 0 | 0 | 0 |  |  | 0.16209 | 0
7028 | L_MARBFA1_1Y | 1 | South | YES | 0.086512 | 0 | 0 | 18 |  | 1 | Hydro | 1 | 0.17154 | 0 | 0 | 0 | 0 |  |  | 0.17154 | 0
7029 | L_MARBFA1_2Y | 2 | South | YES | 0.086512 | 0 | 0 | 18 |  | 1 | Hydro | 1 | 0.17154 | 0 | 0 | 0 | 0 |  |  | 0.17154 | 0
8134 | FOR #1 | 1 | South | YES | 0.088516 | 54.1 | 45 | 79 | 0 | 1.03 | Cogen | 1 | 0.17354 | 0 | 0 | 0 | 0 |  |  | 0.17354 | 0
8138 | FOR #2 | 2 | South | YES | 0.088516 | 63.1 | 45 | 81 | 0 | 1.03 | Cogen | 1 | 0.17354 | 0 | 0 | 0 | 0 |  |  | 0.17354 | 0
8153 | FOR #3 | 3 | South | YES | 0.088516 | 63.1 | 45 | 79.9 | 0 | 1.03 | Cogen | 1 | 0.17354 | 0 | 0 | 0 | 0 |  |  | 0.17354 | 0
8154 | FOR #4 | 4 | South | YES | 0.088516 | 63.1 | 60 | 80 | 0 | 1.03 | Cogen | 1 | 0.17354 | 0 | 0 | 0 | 0 |  |  | 0.17354 | 0
8155 | FOR #5 | 5 | South | YES | 0.088516 | 63.1 | 60 | 78.4 | 0 | 1.03 | Cogen | 1 | 0.17354 | 0 | 0 | 0 | 0 |  |  | 0.17354 | 0
8156 | FOR #6 | 6 | South | YES | 0.088516 | 24.9 | 5 | 25 | 0 | 1.03 | Cogen | 1 | 0.17354 | 0 | 0 | 0 | 0 |  |  | 0.17354 | 0
8157 | FOR #7 | 7 | South | YES | 0.088516 | 28.8 | 5 | 46 | 0 | 1.03 | Cogen | 1 | 0.17354 | 0 | 0 | 0 | 0 |  |  | 0.17354 | 0
80051 | FOR #8 | 8 | South | YES | 0.088516 | 28 | 28 | 28 | 0 | 1.016 | Cogen | 1 | 0.17354 | 0 | 0 | 0 | 0 |  |  | 0.17354 | 0
80052 | FOR #9 | 9 | South | YES | 0.088516 | 29.7 | 5 | 43.6 | 0 | 1.03 | Cogen | 1 | 0.17354 | 0 | 0 | 0 | 0 |  |  | 0.17354 | 0
80053 | FOR #10 | 10 | South | YES | 0.088516 | 68.4 | 45 | 75 | 0 | 1.03 | Cogen | 1 | 0.17354 | 0 | 0 | 0 | 0 |  |  | 0.17354 | 0
80226 | ALCOA G | 1 | South | YES | 0.089124 | 32.3 | 5 | 48 | 0 | 1.015 | Cogen | 1 | 0.17415 | 0 | 0 | 0 | 0 |  |  | 0.17415 | 0
8147 | UCAR #2 | 10 | South | YES | 0.091161 | 18.2 | 0 | 28 |  | 1 | Cogen | 1 | 0.17619 | 0 | 0 | 0 | 0 |  |  | 0.17619 | 0
8148 | UCAR #1 | 2 | South | YES | 0.091161 | 6.1 | 0 | 7 | 0 | 1.009 | Cogen | 1 | 0.17619 | 0 | 0 | 0 | 0 |  |  | 0.17619 | 0
80137 | CSDR89 | 8 | South | YES | 0.091161 | 33.9 | 0 | 39 |  | 1.003 | DCTie | 1 | 0.17619 | 0 | 0 | 0 | 0 |  |  | 0.17619 | 0
80137 | CSDR89 | 9 | South | YES | 0.091161 | 0 | 0 | 15 |  | 1.003 | DCTie | 1 | 0.17619 | 0 | 0 | 0 | 0 |  |  | 0.17619 | 0
80138 | CSDR7 | 7 | South | YES | 0.091161 | 6.1 | 0 | 7 | 0 | 1.014 | DCTie | 1 | 0.17619 | 0 | 0 | 0 | 0 |  |  | 0.17619 | 0
80139 | CSDR56 | 5 | South | YES | 0.091161 | 15 | 0 | 15 |  | 1.0033 | DCTie | 1 | 0.17619 | 0 | 0 | 0 | 0 |  |  | 0.17619 | 0
80139 | CSDR56 | 6 | South | YES | 0.091161 | 0 | 0 | 39 |  | 1.0033 | DCTie | 1 | 0.17619 | 0 | 0 | 0 | 0 |  |  | 0.17619 | 0
80140 | CSDR11 | 11 | South | YES | 0.091161 | 33.9 | 0 | 39 | 0 | 1.03 | DCTie | 1 | 0.17619 | 0 | 0 | 0 | 0 |  |  | 0.17619 | 0
80227 | AIRCO G | 1 | South | YES | 0.091394 | 7.2 | 0 | 8 | 0 | 1.0104 | Cogen | 1 | 0.17642 | 0 | 0 | 0 | 0 |  |  | 0.17642 | 0
80224 | VISTRONG1 | 1 | South | YES | 0.091928 | 13.1 | 0 | 15 | 0 | 1.01 | Cogen | 1 | 0.17696 | 0 | 0 | 0 | 0 |  |  | 0.17696 | 0
80225 | VISTRONG2 | 2 | South | YES | 0.091928 | 20.2 | 0 | 23 | 0 | 1.01 | Cogen | 1 | 0.17696 | 0 | 0 | 0 | 0 |  |  | 0.17696 | 0
80265 | LARECU40A | 4 | South | YES | 0.092042 | 80 | 0 | 100 |  | 1.039 | GGT | 1 | 0.17707 | 100 | 100 | 9.2042 | 100 |  |  | 0.17707 | 17.7071
80266 | LARECU50A | 5 | South | YES | 0.092042 | 80 | 0 | 100 |  | 1.039 | GGT | 1 | 0.17707 | 100 | 100 | 9.2042 | 100 |  |  | 0.17707 | 17.7071
80012 | LAR | F | South | YES | 0.092043 | 0 | 0 | 0 | 0 | 1.04 | DCTie | 1 | 0.17707 | 0 | 0 | 0 | 0 |  |  | 0.17707 | 0
5503 | RAYBURNGEN3 | 1 | South | YES | 0.092654 | 17.6 | 6 | 22 | 0 | 1.0223 | GST | 1 | 0.17768 | 22 | 22 | 2.0384 | 22 |  |  | 0.17768 | 3.909
5505 | RAYBURNGEN1 | 1 | South | YES | 0.092654 | 0 | 1 | 11 |  | 1.0223 | GGT | 1 | 0.17768 | 11 | 11 | 1.0192 | 11 |  |  | 0.17768 | 1.9545
5506 | RAYBURNGEN2 | 1 | South | YES | 0.092654 | 0 | 1 | 11 |  | 1.0223 | GGT | 1 | 0.17768 | 11 | 11 | 1.0192 | 11 |  |  | 0.17768 | 1.9545
88299 | ZAPATA | F | South | YES | 0.093068 | 0 | 0 | 0 | 0 | 1.02 | BLT | 1 | 0.1781 | 0 | 0 | 0 | 0 |  |  | 0.1781 | 0
5508 | RAYBURNCC9 | 1 | South | YES | 0.093338 | 47.7 | 18.2 | 47.7 | 0 | 1.0296 | CC | 1 | 0.17837 | 47.7 | 47.7 | 4.4522 | 47.7 |  |  | 0.17837 | 8.5081
5509 | RAYBURNCC10 | 1 | South | YES | 0.093338 | 37.3 | 5.2 | 37.3 | 0 | 1.0296 | CC | 1 | 0.17837 | 37.3 | 37.3 | 3.4815 | 37.3 |  |  | 0.17837 | 6.6531
5511 | RAYBURNCC7 | 1 | South | YES | 0.093338 | 47.5 | 18.2 | 47.5 | 0 | 1.0296 | CC | 1 | 0.17837 | 47.5 | 47.5 | 4.4336 | 47.5 |  |  | 0.17837 | 8.4724
5512 | RAYBURNCC8 | 1 | South | YES | 0.093338 | 49.3 | 18.2 | 49.3 | 0 | 1.0296 | CC | 1 | 0.17837 | 49.3 | 49.3 | 4.6016 | 49.3 |  |  | 0.17837 | 8.7935
8066 | DUP1V#1 | 1 | South | YES | 0.093372 | 52.3 | 0 | 73 | 0 | 1.01 | Cogen | 1 | 0.1784 | 0 | 0 | 0 | 0 |  |  | 0.1784 | 0
8926 | LGE_GT10A | 1 | South | YES | 0.093539 | 158 | 0 | 158 | 0 | 1.03 | Cogen | 1 | 0.17857 | 0 | 0 | 0 | 0 |  |  | 0.17857 | 0
8927 | LGE_GT20A | 2 | South | YES | 0.093539 | 153 | 0 | 153 | 0 | 1.03 | Cogen | 1 | 0.17857 | 0 | 0 | 0 | 0 |  |  | 0.17857 | 0
8928 | LGE_STG0A | 3 | South | YES | 0.093539 | 100 | 0 | 100 | 0 | 1.03 | Cogen | 1 | 0.17857 | 0 | 0 | 0 | 0 |  |  | 0.17857 | 0
8930 | ICPGN10A | 1 | South | YES | 0.093539 | 149 | 0 | 149 | 0 | 1.03 | Cogen | 1 | 0.17857 | 0 | 0 | 0 | 0 |  |  | 0.17857 | 0
8931 | ICPGN20A | 2 | South | YES | 0.093539 | 150 | 0 | 150 | 0 | 1.03 | Cogen | 1 | 0.17857 | 0 | 0 | 0 | 0 |  |  | 0.17857 | 0
8932 | ICPGN30A | 3 | South | YES | 0.093539 | 127 | 0 | 127 | 0 | 1.03 | Cogen | 1 | 0.17857 | 0 | 0 | 0 | 0 |  |  | 0.17857 | 0
80223 | REYSHR G | 1 | South | YES | 0.093539 | 12 | 0 | 12 | 0 | 1.032 | Cogen | 1 | 0.17857 | 0 | 0 | 0 | 0 |  |  | 0.17857 | 0
5728 | FALCONHYDRO2 | 2 | South | YES | 0.093776 | 12 | 0 | 12 | 0 | 1.0227 | Hydro | 1 | 0.1788 | 0 | 0 | 0 | 0 |  |  | 0.1788 | 0
5729 | FALCONHYDRO3 | 3 | South | YES | 0.093776 | 11 | 0 | 11 | 0 | 1.0227 | Hydro | 1 | 0.1788 | 0 | 0 | 0 | 0 |  |  | 0.1788 | 0
8048 | FALCONHYDRO1 | 1 | South | YES | 0.093776 | 12 | 0 | 12 | 0 | 1.0227 | Hydro | 1 | 0.1788 | 0 | 0 | 0 | 0 |  |  | 0.1788 | 0
88508 | FALFURRI | F | South | YES | 0.094166 | 0 | 0 | 0 | 0 | 1 | AVR | 1 | 0.17919 | 0 | 0 | 0 | 0 |  |  | 0.17919 | 0
8173 | VICEC51A | 5 | South | YES | 0.0942 | 144 | 18 | 144 | 0 | 1.025 | CC | 1 | 0.17923 | 144 | 144 | 13.5648 | 144 |  |  | 0.17923 | 25.8089
8174 | VICEC61A | 6 | South | YES | 0.0942 | 188 | 42 | 188 | 0 | 1.025 | CC | 1 | 0.17923 | 188 | 188 | 17.7096 | 188 |  |  | 0.17923 | 33.695
8560 | CNOPGT1 | 1 | South | YES | 0.094248 | 148.3 | 0 | 148.3 | 0 | 1.03 | Cogen | 1 | 0.17928 | 0 | 0 | 0 | 0 |  |  | 0.17928 | 0
8561 | CNOPGT2 | 2 | South | YES | 0.094248 | 148.6 | 0 | 148.6 | 0 | 1.03 | Cogen | 1 | 0.17928 | 0 | 0 | 0 | 0 |  |  | 0.17928 | 0
8562 | CNOPST1 | 3 | South | YES | 0.094248 | 153 | 0 | 153 | 0 | 1.03 | Cogen | 1 | 0.17928 | 0 | 0 | 0 | 0 |  |  | 0.17928 | 0
8456 | COSW#1 | 1 | South | YES | 0.094288 | 20 | 0 | 20 | 0 | 1.027 | Cogen | 1 | 0.17932 | 0 | 0 | 0 | 0 |  |  | 0.17932 | 0
8457 | COSW#2 | 2 | South | YES | 0.094288 | 14 | 0 | 14 | 0 | 1.027 | Cogen | 1 | 0.17932 | 0 | 0 | 0 | 0 |  |  | 0.17932 | 0
8459 | B_DAVIS0B | MB | South | YES | 0.094378 | 0 | 50 | 339 |  | 1.03 | GSC | 1 | 0.17941 | 0 | 0 | 0 | 0 |  |  | 0.17941 | 0
8460 | B_DAVIS0A | MB | South | YES | 0.094378 | 0 | 50 | 340 |  | 1.03 | GSC | 1 | 0.17941 | 0 | 0 | 0 | 0 |  |  | 0.17941 | 0
8506 | VAL #1 | 1 | South | YES | 0.09442 | 20.9 | 0 | 25 | 0 | 1.0055 | Cogen | 1 | 0.17945 | 0 | 0 | 0 | 0 |  |  | 0.17945 | 0
8507 | VAL #2 | 2 | South | YES | 0.09442 | 20.9 | 0 | 25 | 0 | 1.0055 | Cogen | 1 | 0.17945 | 0 | 0 | 0 | 0 |  |  | 0.17945 | 0
8461 | KOCH_UP0A | 1 | South | YES | 0.094493 | 38 | 0 | 38 | 0 | 1.012 | Cogen | 1 | 0.17952 | 0 | 0 | 0 | 0 |  |  | 0.17952 | 0
8511 | OXY_CC0A | 1 | South | YES | 0.094496 | 30.3 | 0 | 38 |  | 1.027 | Cogen | 1 | 0.17952 | 0 | 0 | 0 | 0 |  |  | 0.17952 | 0
8933 | FGNTS001 | 1 | South | YES | 0.094516 | 146.5 | 0 | 146.5 | 0 | 1.03 | CC | 1 | 0.17954 | 146.5 | 146.5 | 13.8466 | 146.5 |  |  | 0.17954 | 26.3033
8934 | FGNTS101 | 2 | South | YES | 0.094516 | 147.9 | 0 | 147.9 | 0 | 1.03 | CC | 1 | 0.17954 | 147.9 | 147.9 | 13.9789 | 147.9 |  |  | 0.17954 | 26.5547
8935 | FGNTS201 | 3 | South | YES | 0.094516 | 173 | 0 | 173 | 0 | 1.03 | CC | 1 | 0.17954 | 173 | 173 | 16.3513 | 173 |  |  | 0.17954 | 31.0612
8936 | MVGN#1 | 1 | South | YES | 0.094637 | 216.6 | 0 | 216.6 | 0 | 1.0304 | CC | 1 | 0.17967 | 216.6 | 216.6 | 20.4984 | 216.6 |  |  | 0.17967 | 38.9156
8937 | MVGN#2 | 2 | South | YES | 0.094637 | 216.7 | 0 | 216.7 | 0 | 1.0304 | CC | 1 | 0.17967 | 216.7 | 216.7 | 20.5078 | 216.7 |  |  | 0.17967 | 38.9336
8938 | MVGN#3 | 3 | South | YES | 0.094637 | 250.9 | 0 | 250.9 | 0 | 1.0304 | CC | 1 | 0.17967 | 250.9 | 250.9 | 23.7444 | 250.9 |  |  | 0.17967 | 45.0781
8981 | HECN1 | 1 | South | YES | 0.094638 | 144.8 | 0 | 144.8 | 0 | 1.0304 | CC | 1 | 0.17967 | 144.8 | 144.8 | 13.7036 | 144.8 |  |  | 0.17967 | 26.0157
8982 | HECN2 | 2 | South | YES | 0.094638 | 144.1 | 0 | 144.1 | 0 | 1.0304 | CC | 1 | 0.17967 | 144.1 | 144.1 | 13.6373 | 144.1 |  |  | 0.17967 | 25.89
8983 | HECN3 | 3 | South | YES | 0.094638 | 171.9 | 0 | 171.9 | 0 | 1.0304 | CC | 1 | 0.17967 | 171.9 | 171.9 | 16.2683 | 171.9 |  |  | 0.17967 | 30.8847
5932 | SI_RAY9 | 9 | South | YES | 0.094727 | 32 | 32 | 38 | 0 | 1.035 | CC | 1 | 0.17976 | 38 | 38 | 3.5996 | 38 |  |  | 0.17976 | 6.8307
5933 | SI_RAY6 | 6 | South | YES | 0.094727 | 15.4 | 10 | 19.3 | 0 | 1.035 | GST | 1 | 0.17976 | 19.3 | 19.3 | 1.8282 | 19.3 |  |  | 0.17976 | 3.4693
5935 | SI_RAY10 | 10 | South | YES | 0.094727 | 47 | 10 | 47 | 0 | 1.03 | CC | 1 | 0.17976 | 47 | 47 | 4.4522 | 47 |  |  | 0.17976 | 8.4485
80003 | MILHWYS | F | South | YES | 0.094727 | 0 | 0 | 0 | 0 | 1.0168 | AVR | 1 | 0.17976 | 0 | 0 | 0 | 0 |  |  | 0.17976 | 0
8517 | CELANEBI0A | 1 | South | YES | 0.094741 | 29 | 0 | 29 | 0 | 1.02 | Cogen | 1 | 0.17977 | 0 | 0 | 0 | 0 |  |  | 0.17977 | 0
80080 | GWINDT11A | 1 | South | YES | 0.094778 | 40.6 | 0 | 94 | 0 | 1.025 | Wind | 1 | 0.17981 | 0 | 94 | 8.9091 | 94 |  |  | 0.17981 | 16.9018
80080 | GWINDT11A | 2 | South | YES | 0.094778 | 17.7 | 0 | 41 | 0 | 1.025 | Wind | 1 | 0.17981 | 0 | 41 | 3.8859 | 41 |  |  | 0.17981 | 7.3721
80080 | GWINDT11A | 3 | South | YES | 0.094778 | 16.4 | 0 | 38 | 0 | 1.025 | Wind | 1 | 0.17981 | 0 | 38 | 3.6016 | 38 |  |  | 0.17981 | 6.8327
80080 | GWINDT11A | 4 | South | YES | 0.094778 | 8.2 | 0 | 19 | 0 | 1.025 | Wind | 1 | 0.17981 | 0 | 19 | 1.8008 | 19 |  |  | 0.17981 | 3.4163
80081 | GWINDT21A | 1 | South | YES | 0.094778 | 40.6 | 0 | 94 | 0 | 1.025 | Wind | 1 | 0.17981 | 0 | 94 | 8.9091 | 94 |  |  | 0.17981 | 16.9018
80081 | GWINDT21A | 2 | South | YES | 0.094778 | 15.5 | 0 | 36 | 0 | 1.025 | Wind | 1 | 0.17981 | 0 | 36 | 3.412 | 36 |  |  | 0.17981 | 6.473
80081 | GWINDT21A | 3 | South | YES | 0.094778 | 18.6 | 0 | 43 | 0 | 1.025 | Wind | 1 | 0.17981 | 0 | 43 | 4.0755 | 43 |  |  | 0.17981 | 7.7317
80081 | GWINDT21A | 4 | South | YES | 0.094778 | 9.5 | 0 | 22 | 0 | 1.025 | Wind | 1 | 0.17981 | 0 | 22 | 2.0851 | 22 |  |  | 0.17981 | 3.9557
80180 | PNSCALT11A | 1 | South | YES | 0.094778 | 63 | 0 | 146 | 0 | 1.025 | Wind | 1 | 0.17981 | 0 | 146 | 13.8376 | 146 |  |  | 0.17981 | 26.2518
80180 | PNSCALT11A | 2 | South | YES | 0.094778 | 21.6 | 0 | 50 | 0 | 1.025 | Wind | 1 | 0.17981 | 0 | 50 | 4.7389 | 50 |  |  | 0.17981 | 8.9903
80181 | PNSCALT21A | 1 | South | YES | 0.094778 | 23.7 | 0 | 55 | 0 | 1.025 | Wind | 1 | 0.17981 | 0 | 55 | 5.2128 | 55 |  |  | 0.17981 | 9.8894
80181 | PNSCALT21A | 2 | South | YES | 0.094778 | 21.6 | 0 | 50 | 0 | 1.025 | Wind | 1 | 0.17981 | 0 | 50 | 4.7389 | 50 |  |  | 0.17981 | 8.9903
8161 | COLETO0A | 1 | South | YES | 0.09789 | 633 | 200 | 633 | 0 | 1.03 | LIGCO | 1 | 0.18292 | 0 | 633 | 61.9644 | 633 |  |  | 0.18292 | 115.7875
88198 | BEEVILLE | F | South | YES | 0.098681 | 0 | 0 | 0 | 0 | 1.02 | AVR | 1 | 0.18371 | 0 | 0 | 0 | 0 |  |  | 0.18371 | 0
5890 | PEARSALLGEN1 | 1 | South | YES | 0.098943 | 19.2 | 6 | 24 | 0 | 1.0161 | GST | 1 | 0.18397 | 24 | 24 | 2.3746 | 24 |  |  | 0.18397 | 4.4153
5891 | PEARSALLGEN2 | 1 | South | YES | 0.098943 | 19.4 | 6 | 24.3 | 0 | 1.0161 | GST | 1 | 0.18397 | 24.3 | 24.3 | 2.4043 | 24.3 |  |  | 0.18397 | 4.4705
5892 | PEARSALLGEN3 | 1 | South | YES | 0.098943 | 19.1 | 6 | 23.9 | 0 | 1.0161 | GST | 1 | 0.18397 | 23.9 | 23.9 | 2.3647 | 23.9 |  |  | 0.18397 | 4.3969
5903 | SANMIGUELGEN | 1 | South | YES | 0.10592 | 396.3 | 180 | 396.3 | 0 | 1.0331 | LIGCO | 1 | 0.19095 | 0 | 396.3 | 41.9765 | 396.3 |  |  | 0.19095 | 75.6734
7031 | L_MARSFO1G1Y | 1 | South | YES | 0.10826 | 0 | 0 | 36 |  | 1 | Hydro | 1 | 0.19329 | 0 | 0 | 0 | 0 |  |  | 0.19329 | 0
7032 | L_MARSFO1G2Y | 2 | South | YES | 0.10826 | 0 | 0 | 35 |  | 1 | Hydro | 1 | 0.19329 | 0 | 0 | 0 | 0 |  |  | 0.19329 | 0
7033 | L_MARSFO1G3Y | 3 | South | YES | 0.10826 | 0 | 0 | 36 |  | 1 | Hydro | 1 | 0.19329 | 0 | 0 | 0 | 0 |  |  | 0.19329 | 0
8189 | CUECPL2A | 1 | South | YES | 0.1085 | 12 | 0 | 12 | 0 | 1.02 | Cogen | 1 | 0.19353 | 0 | 0 | 0 | 0 |  |  | 0.19353 | 0
5264 | LEON_LCP3G3 | 3 | South | YES | 0.10999 | 0 | 20 | 58 |  | 1.0197 | GST | 1 | 0.19502 | 58 | 58 | 6.3792 | 58 |  |  | 0.19502 | 11.3109
5265 | LEON_LCP4G4 | 4 | South | YES | 0.10999 | 71.2 | 25 | 89 | 0 | 1.0197 | GST | 1 | 0.19502 | 89 | 89 | 9.7888 | 89 |  |  | 0.19502 | 17.3564
5266 | LEON_LCPCT1 | 1 | South | YES | 0.10999 | 44 | 24 | 44 | 0 | 1.0197 | GGT | 1 | 0.19502 | 44 | 44 | 4.8394 | 44 |  |  | 0.19502 | 8.5807
5267 | LEON_LCPCT2 | 2 | South | YES | 0.10999 | 44 | 24 | 44 | 0 | 1.0197 | GGT | 1 | 0.19502 | 44 | 44 | 4.8394 | 44 |  |  | 0.19502 | 8.5807
5268 | LEON_LCPCT3 | 3 | South | YES | 0.10999 | 43 | 24 | 43 | 0 | 1.0197 | GGT | 1 | 0.19502 | 43 | 43 | 4.7294 | 43 |  |  | 0.19502 | 8.3857
5269 | LEON_LCPCT4 | 4 | South | YES | 0.10999 | 45 | 24 | 45 | 0 | 1.0197 | GGT | 1 | 0.19502 | 45 | 45 | 4.9494 | 45 |  |  | 0.19502 | 8.7757
5401 | CALAVER_JKS1 | 1 | South | YES | 0.11051 | 562 | 100 | 562 | 0 | 1.018 | LIGCO | 1 | 0.19554 | 0 | 562 | 62.1049 | 562 |  |  | 0.19554 | 109.891
5028 | BRAUNIG_VHB3 | 3 | South | YES | 0.11067 | 407 | 60 | 407 | 0 | 1.0138 | GST | 1 | 0.1957 | 407 | 407 | 45.0447 | 407 |  |  | 0.1957 | 79.6514
5026 | BRAUNIG_VHB1 | 1 | South | YES | 0.11074 | 215 | 40 | 215 | 0 | 1.0192 | GST | 1 | 0.19577 | 215 | 215 | 23.8093 | 215 |  |  | 0.19577 | 42.0905
5027 | BRAUNIG_VHB2 | 2 | South | YES | 0.11074 | 172.8 | 40 | 216 | 0 | 1.0192 | GST | 1 | 0.19577 | 216 | 216 | 23.9201 | 216 |  |  | 0.19577 | 42.2862
5031 | BRA_VHBCT1 | 1 | South | YES | 0.11074 | 44 | 24 | 44 | 0 | 1.0192 | #N/A | 1 | 0.19577 | 44 | 44 | 4.8726 | 44 |  |  | 0.19577 | 8.6139
5032 | BRA_VHBCT2 | 2 | South | YES | 0.11074 | 44 | 24 | 44 | 0 | 1.0192 | #N/A | 1 | 0.19577 | 44 | 44 | 4.8726 | 44 |  |  | 0.19577 | 8.6139
5033 | BRA_VHBCT3 | 3 | South | YES | 0.11074 | 43 | 24 | 43 | 0 | 1.0192 | #N/A | 1 | 0.19577 | 43 | 43 | 4.7619 | 43 |  |  | 0.19577 | 8.4181
5034 | BRA_VHBCT4 | 4 | South | YES | 0.11074 | 45 | 24 | 45 | 0 | 1.0192 | #N/A | 1 | 0.19577 | 45 | 45 | 4.9833 | 45 |  |  | 0.19577 | 8.8096
5476 | BRA_AVR1_CT1 | 1 | South | YES | 0.11077 | 155 | 90 | 155 | 0 | 1.017 | CC | 1 | 0.1958 | 155 | 155 | 17.1698 | 155 |  |  | 0.1958 | 30.3493
5477 | BRA_AVR1_ST1 | 1 | South | YES | 0.11077 | 174 | 138 | 174 | 0 | 1.017 | CC | 1 | 0.1958 | 174 | 174 | 19.2745 | 174 |  |  | 0.1958 | 34.0695
5478 | BRA_AVR1_CT2 | 1 | South | YES | 0.11077 | 155 | 90 | 155 | 0 | 1.017 | CC | 1 | 0.1958 | 155 | 155 | 17.1698 | 155 |  |  | 0.1958 | 30.3493
5396 | CALAVER_OWS1 | 1 | South | YES | 0.11087 | 418 | 80 | 418 | 0 | 1.0192 | GST | 1 | 0.19589 | 418 | 418 | 46.3416 | 418 |  |  | 0.19589 | 81.8836
5397 | CALAVER_OWS2 | 2 | South | YES | 0.11087 | 400 | 80 | 400 | 0 | 1.0192 | GST | 1 | 0.19589 | 400 | 400 | 44.346 | 400 |  |  | 0.19589 | 78.3575
5111 | CALAVER_JTD1 | 1 | South | YES | 0.11099 | 430 | 80 | 430 | 0 | 1.0138 | LIGCO | 1 | 0.19602 | 0 | 430 | 47.7274 | 430 |  |  | 0.19602 | 84.2897
5112 | CALAVER_JTD2 | 2 | South | YES | 0.11099 | 430 | 80 | 430 | 0 | 1.0138 | LIGCO | 1 | 0.19602 | 0 | 430 | 47.7274 | 430 |  |  | 0.19602 | 84.2897
5436 | TUTTL_WBT1G1 | 1 | South | YES | 0.11144 | 48.8 | 20 | 61 | 0 | 1.012 | GST | 1 | 0.19647 | 61 | 61 | 6.7978 | 61 |  |  | 0.19647 | 11.9845
5438 | TUTTL_WBT3G3 | 3 | South | YES | 0.11144 | 95 | 25 | 95 | 0 | 1.012 | GST | 1 | 0.19647 | 95 | 95 | 10.5867 | 95 |  |  | 0.19647 | 18.6644
5439 | TUTTL_WBT4G4 | 4 | South | YES | 0.11144 | 120.8 | 40 | 151 | 0 | 1.012 | GST | 1 | 0.19647 | 151 | 151 | 16.8273 | 151 |  |  | 0.19647 | 29.6666
7624 | L_LAKEWO9_1Y | 1 | South | YES | 0.11405 | 0 | 0 | 2.4 |  | 1 | Hydro | 1 | 0.19907 | 0 | 0 | 0 | 0 |  |  | 0.19907 | 0
7624 | L_LAKEWO9_1Y | 2 | South | YES | 0.11405 | 0 | 0 | 2.4 |  | 1 | Hydro | 1 | 0.19907 | 0 | 0 | 0 | 0 |  |  | 0.19907 | 0
7800 | L_GUADGE1_1Y | 1 | South | YES | 0.11465 | 147 | 30 | 147 | 0 | 1.02 | CC | 1 | 0.19968 | 147 | 147 | 16.8541 | 147 |  |  | 0.19968 | 29.3534
7801 | L_GUADGE1_2Y | 2 | South | YES | 0.11465 | 138 | 30 | 138 | 0 | 1.02 | CC | 1 | 0.19968 | 138 | 138 | 15.8223 | 138 |  |  | 0.19968 | 27.5562
7802 | L_GUADGE1_3Y | 3 | South | YES | 0.11465 | 146 | 30 | 146 | 0 | 1.02 | CC | 1 | 0.19968 | 146 | 146 | 16.7395 | 146 |  |  | 0.19968 | 29.1537
7803 | L_GUADGE1_4Y | 4 | South | YES | 0.11465 | 149 | 30 | 149 | 0 | 1.02 | CC | 1 | 0.19968 | 149 | 149 | 17.0834 | 149 |  |  | 0.19968 | 29.7527
7804 | L_GUADGE1_5Y | 5 | South | YES | 0.11465 | 182 | 30 | 182 | 0 | 1.02 | CC | 1 | 0.19968 | 182 | 182 | 20.867 | 182 |  |  | 0.19968 | 36.3422
7805 | L_GUADGE1_6Y | 6 | South | YES | 0.11465 | 203 | 30 | 203 | 0 | 1.02 | CC | 1 | 0.19968 | 203 | 203 | 23.2748 | 203 |  |  | 0.19968 | 40.5356
7609 | L_SCHUMA8_1Y | 1 | South | YES | 0.11583 | 0 | 0 | 4 |  | 1 | Hydro | 1 | 0.20086 | 0 | 0 | 0 | 0 |  |  | 0.20086 | 0
7605 | L_MCQUEE9_1Y | 1 | South | YES | 0.11653 | 0 | 0 | 2.4 |  | 1.025 | Hydro | 1 | 0.20156 | 0 | 0 | 0 | 0 |  |  | 0.20156 | 0
7605 | L_MCQUEE9_1Y | 2 | South | YES | 0.11653 | 0 | 0 | 2.4 |  | 1.025 | Hydro | 1 | 0.20156 | 0 | 0 | 0 | 0 |  |  | 0.20156 | 0
7605 | L_MCQUEE9_1Y | 3 | South | YES | 0.11653 | 0 | 0 | 2.8 |  | 1.025 | Hydro | 1 | 0.20156 | 0 | 0 | 0 | 0 |  |  | 0.20156 | 0
7810 | L_RIONOG1G1Y | 1 | South | YES | 0.11864 | 148 | 0 | 148 | 0 | 1.02 | CC | 1 | 0.20367 | 148 | 148 | 17.5589 | 148 |  |  | 0.20367 | 30.1431
7811 | L_RIONOG1G2Y | 2 | South | YES | 0.11864 | 148 | 0 | 148 | 0 | 1.02 | CC | 1 | 0.20367 | 148 | 148 | 17.5589 | 148 |  |  | 0.20367 | 30.1431
7812 | L_RIONOG1G3Y | 3 | South | YES | 0.11864 | 154 | 0 | 154 | 0 | 1.02 | CC | 1 | 0.20367 | 154 | 154 | 18.2707 | 154 |  |  | 0.20367 | 31.3651
7813 | L_RIONOG1S1Y | 4 | South | YES | 0.11864 | 293 | 0 | 293 | 0 | 1.02 | CC | 1 | 0.20367 | 293 | 293 | 34.7618 | 293 |  |  | 0.20367 | 59.6752
7487 | L_CANYHY8_1Y | 1 | South | YES | 0.11874 | 0 | 0 | 6 |  | 1 | Hydro | 1 | 0.20377 | 0 | 0 | 0 | 0 |  |  | 0.20377 | 0
7020 | L_AUSTPL1_1Y | 1 | South | YES | 0.12286 | 0 | 0 | 8 |  | 1 | Hydro | 1 | 0.20789 | 0 | 0 | 0 | 0 |  |  | 0.20789 | 0
7020 | L_AUSTPL1_1Y | 2 | South | YES | 0.12286 | 0 | 0 | 8 |  | 1 | Hydro | 1 | 0.20789 | 0 | 0 | 0 | 0 |  |  | 0.20789 | 0
7014 | L_HAYSEN1_1Y | 1 | South | YES | 0.12297 | 223.9 | 74 | 223.9 | 0 | 1.008 | CC | 1 | 0.208 | 223.9 | 223.9 | 27.5337 | 223.9 |  |  | 0.208 | 46.5716
7015 | L_HAYSEN1_2Y | 2 | South | YES | 0.12297 | 225 | 74 | 225 | 0 | 1.008 | CC | 1 | 0.208 | 225 | 225 | 27.6689 | 225 |  |  | 0.208 | 46.8004
7016 | L_HAYSEN1_3Y | 3 | South | YES | 0.12297 | 224.6 | 74 | 224.6 | 0 | 1.008 | CC | 1 | 0.208 | 224.6 | 224.6 | 27.6197 | 224.6 |  |  | 0.208 | 46.7172
7017 | L_HAYSEN1_4Y | 4 | South | YES | 0.12297 | 226.7 | 74 | 226.7 | 0 | 1.008 | CC | 1 | 0.208 | 226.7 | 226.7 | 27.878 | 226.7 |  |  | 0.208 | 47.154
7303 | L_WPPGS12_1Y | 1 | South | YES | 0.12352 | 50 | 0 | 50 | 0 | 1.025 | GGT | 1 | 0.20855 | 50 | 50 | 6.1759 | 50 |  |  | 0.20855 | 10.4273
7303 | L_WPPGS12_1Y | 2 | South | YES | 0.12352 | 50 | 0 | 50 | 0 | 1.025 | GGT | 1 | 0.20855 | 50 | 50 | 6.1759 | 50 |  |  | 0.20855 | 10.4273
7305 | L_WPPGS34_1Y | 3 | South | YES | 0.12352 | 50 | 0 | 50 | 0 | 1.025 | GGT | 1 | 0.20855 | 50 | 50 | 6.1759 | 50 |  |  | 0.20855 | 10.4273
7305 | L_WPPGS34_1Y | 4 | South | YES | 0.12352 | 50 | 0 | 50 | 0 | 1.025 | GGT | 1 | 0.20855 | 50 | 50 | 6.1759 | 50 |  |  | 0.20855 | 10.4273
9000 | DECKR_G1 | 1 | South | YES | 0.12599 | 280 | 50 | 321 | 0 | 1.015 | GST | 1 | 0.21102 | 321 | 321 | 40.4421 | 321 |  |  | 0.21102 | 67.7364
9001 | DECKR_G2 | 2 | South | YES | 0.12599 | 400 | 50 | 426 | 0 | 1.015 | GST | 1 | 0.21102 | 426 | 426 | 53.6709 | 426 |  |  | 0.21102 | 89.8931
9016 | SANDH_G1 | 1 | South | YES | 0.12697 | 45 | 2 | 49 | 0 | 1.0175 | GGT | 1 | 0.212 | 49 | 49 | 6.2217 | 49 |  |  | 0.212 | 10.3881
9017 | SANDH_G2 | 2 | South | YES | 0.12697 | 45 | 2 | 46 | 0 | 1.0175 | GGT | 1 | 0.212 | 46 | 46 | 5.8408 | 46 |  |  | 0.212 | 9.7521
9018 | SANDH_G3 | 3 | South | YES | 0.12697 | 45 | 2 | 46 | 0 | 1.0175 | GGT | 1 | 0.212 | 46 | 46 | 5.8408 | 46 |  |  | 0.212 | 9.7521
9019 | SANDH_G4 | 4 | South | YES | 0.12697 | 0 | 2 | 47 |  | 1.0175 | GGT | 1 | 0.212 | 47 | 47 | 5.9678 | 47 |  |  | 0.212 | 9.9641
9020 | SANDHG5A | 5A | South | YES | 0.12697 | 150 | 84 | 155 | 0 | 1.0175 | CC | 1 | 0.212 | 155 | 155 | 19.681 | 155 |  |  | 0.212 | 32.8604
9021 | SANDHG5C | 5C | South | YES | 0.12697 | 140 | 0 | 148 | 0 | 1.0175 | CC | 1 | 0.212 | 148 | 148 | 18.7922 | 148 |  |  | 0.212 | 31.3764
9002 | DECKR_G3 | 3 | South | YES | 0.12817 | 0 | 24 | 42 |  | 1.015 | GGT | 1 | 0.2132 | 42 | 42 | 5.3832 | 42 |  |  | 0.2132 | 8.9544
9003 | DECKR_G4 | 4 | South | YES | 0.12817 | 44 | 24 | 44 | 0 | 1.015 | GGT | 1 | 0.2132 | 44 | 44 | 5.6395 | 44 |  |  | 0.2132 | 9.3808
9004 | DECKR_G5 | 5 | South | YES | 0.12817 | 44 | 24 | 44 | 0 | 1.015 | GGT | 1 | 0.2132 | 44 | 44 | 5.6395 | 44 |  |  | 0.2132 | 9.3808
9005 | DECKR_G6 | 6 | South | YES | 0.12817 | 44 | 24 | 47 | 0 | 1.015 | GGT | 1 | 0.2132 | 47 | 47 | 6.024 | 47 |  |  | 0.2132 | 10.0204
7004 | L_SIMGID1_1Y | 1 | South | YES | 0.12895 | 132 | 40 | 132 | 0 | 1.02 | GST | 1 | 0.21398 | 132 | 132 | 17.0213 | 132 |  |  | 0.21398 | 28.2451
7005 | L_SIMGID1_2Y | 2 | South | YES | 0.12895 | 133 | 32 | 139 | 0 | 1.02 | GST | 1 | 0.21398 | 139 | 139 | 17.9239 | 139 |  |  | 0.21398 | 29.7429
7006 | L_SIMGID1_3Y | 3 | South | YES | 0.12895 | 324.9 | 60 | 329 | 0 | 1.02 | GST | 1 | 0.21398 | 329 | 329 | 42.4242 | 329 |  |  | 0.21398 | 70.3987
7012 | L_FPPYD21_3Y | 3 | South | YES | 0.1295 | 427.5 | 200 | 436 | 0 | 1.02 | LIGCO | 1 | 0.21453 | 0 | 436 | 56.4616 | 436 |  |  | 0.21453 | 93.5341
7010 | L_FPPYD11_1Y | 1 | South | YES | 0.12963 | 547.4 | 200 | 606 | 0 | 1.02 | LIGCO | 1 | 0.21466 | 0 | 606 | 78.5576 | 606 |  |  | 0.21466 | 130.085
7011 | L_FPPYD11_2Y | 2 | South | YES | 0.12963 | 552.2 | 200 | 598 | 0 | 1.02 | LIGCO | 1 | 0.21466 | 0 | 598 | 77.5205 | 598 |  |  | 0.21466 | 128.3677
7807 | L_BASTEN1_1Y | 1 | South | YES | 0.14493 | 152.5 | 83.5 | 152.5 | 0 | 1.004 | CC | 1 | 0.22996 | 152.5 | 152.5 | 22.1023 | 152.5 |  |  | 0.22996 | 35.0692
7808 | L_BASTEN1_2Y | 1 | South | YES | 0.14493 | 149.5 | 83.5 | 149.5 | 0 | 1.004 | CC | 1 | 0.22996 | 149.5 | 149.5 | 21.6675 | 149.5 |  |  | 0.22996 | 34.3793
7809 | L_BASTEN1_3Y | 1 | South | YES | 0.14493 | 232.6 | 42 | 232.6 | 0 | 1.004 | CC | 1 | 0.22996 | 232.6 | 232.6 | 33.7114 | 232.6 |  |  | 0.22996 | 53.4891
7007 | L_LOSTPI1_1Y | 1 | South | YES | 0.14685 | 158.6 | 110 | 158 | 0 | 1 | CC | 1 | 0.23188 | 158 | 158 | 23.2021 | 158 |  |  | 0.23188 | 36.6367
7008 | L_LOSTPI1_2Y | 2 | South | YES | 0.14685 | 157.7 | 107 | 160 | 0 | 1 | CC | 1 | 0.23188 | 160 | 160 | 23.4958 | 160 |  |  | 0.23188 | 37.1004
7009 | L_LOSTPI1_3Y | 3 | South | YES | 0.14685 | 173.9 | 72 | 175 | 0 | 1 | CC | 1 | 0.23188 | 175 | 175 | 25.6986 | 175 |  |  | 0.23188 | 40.5786
3432 | SANDOW_4G | 4 | South | YES | 0.18675 | 580 | 225 | 580 | 0 | 1.029 | LIGCO | 1 | 0.27178 | 0 | 580 | 108.315 | 580 |  |  | 0.27178 | 157.6316
13432 | SANDOW_5G | 5 | South | YES | 0.18675 | 581 | 225 | 581 | 0 | 1.029 | LIGCO | 1 | 0.27178 | 0 | 581 | 108.5018 | 581 |  |  | 0.27178 | 157.9034
Note on AL4: Zonal Cap - Zonal Impact

## Distributed Slack - Bound Gen
Number of Bus | Name of Bus | ID | Area Name of Gen | AGC | P Sensitivity of Bus | Gen MW | Min MW | Max MW | V Sensitivity of Bus | Set Volt | Tech Type | Zone Impact | Zone Correlation | Inc Max | Dec Max | Souce S.F. Weighting | Souce Capacity | Sink S.F. Weighting | Sink Capacity | PTDF Calc | PTDF Weighting | max of zone correlation | 0.084536 |  |  | Neg PTDF weight | Pos PTDF weight
8139 | JOS #1 | MB | South | YES | 0 | 0 | 45 | 255 |  | 1.02 | GST | 1 | 0.084536 | 0 | 0 | 0 | 0 |  |  | 0.084536 | 0 |  |  |  |  | 0 | 0
8285 | LAR #1 | MB | South | YES | 0 | 0 | 9 | 32 |  | 1.0497 | GST | 1 | 0.084536 | 0 | 0 | 0 | 0 |  |  | 0.084536 | 0 |  |  |  |  | 0 | 0
8287 | LAR #2 | MB | South | YES | 0 | 0 | 9 | 32 |  | 1.04 | GST | 1 | 0.084536 | 0 | 0 | 0 | 0 |  |  | 0.084536 | 0 |  |  |  |  | 0 | 0
8288 | LAR #3 | MB | South | YES | 0 | 0 | 25 | 105 |  | 1.04 | GST | 1 | 0.084536 | 0 | 0 | 0 | 0 |  |  | 0.084536 | 0 |  |  | Weighted Shift Factors |  | 0 | 0
8388 | BATES0A | MB | South | YES | 0 | 0 | 21 | 71 |  | 1.033 | GST | 1 | 0.084536 | 0 | 0 | 0 | 0 |  |  | 0.084536 | 0 |  |  | South | 0.12232 | 0 | 0
8393 | BATES0B | MB | South | YES | 0 | 0 | 25 | 110 |  | 1.03 | GST | 1 | 0.084536 | 0 | 0 | 0 | 0 |  |  | 0.084536 | 0 |  |  | North | -0.084536 | 0 | 0
8437 | NUECES_B0C | MB | South | YES | 0 | 0 | 7 | 30 |  | 1.03 | GST | 1 | 0.084536 | 0 | 0 | 0 | 0 |  |  | 0.084536 | 0 |  |  |  |  | 0 | 0
8438 | NUECES_B0B | MB | South | YES | 0 | 0 | 26 | 169 |  | 1.03 | GST | 1 | 0.084536 | 0 | 0 | 0 | 0 |  |  | 0.084536 | 0 | North |  |  |  | 0 | 0
39190 | TNSLCGN1__8 | 1 | Houston | YES | 0 | 0 | 10 | 30 |  | 1.03 | Cogen | 1 | 0.084536 | 0 | 0 |  |  |  |  | 0.084536 | 0 | Line Rating |  | 1072 |  | 0 | 0
5934 | SI_RAY5 | 5 | South | YES | 0 | 0 | 10 | 15 |  | 1.035 | GST | 1 | 0.084536 | 15 | 15 | 0 | 15 |  |  | 0.084536 | 1.268 | Impact Counter to Zone: |  | 0 |  | 0 | 0
48591 | CHE_GT2_5030 | 2 | Houston | YES | 0.018501 | 173 | 50 | 173 | 0 | 1.029 | Cogen | 1 | 0.10304 | 0 | 0 |  |  |  |  | 0.10304 | 0 |  |  | 0% |  | 0 | 0
48811 | CVC_GT3_5045 | 3 | Houston | YES | 0.018501 | 156 | 91.8 | 156 | 0 | 1.029 | Cogen | 1 | 0.10304 | 0 | 0 |  |  |  |  | 0.10304 | 0 |  |  |  |  | 0 | 0
48812 | CVC_GT2_5020 | 2 | Houston | YES | 0.018501 | 158 | 91.8 | 158 | 0 | 1.029 | Cogen | 1 | 0.10304 | 0 | 0 |  |  |  |  | 0.10304 | 0 | South |  |  |  | 0 | 0
48813 | CVC_GT1_5035 | 1 | Houston | YES | 0.018501 | 160 | 91.8 | 160 | 0 | 1.029 | Cogen | 1 | 0.10304 | 0 | 0 |  |  |  |  | 0.10304 | 0 | Line Rating |  | 1072 |  | 0 | 0
48814 | CVC_ST5_5040 | 1 | Houston | YES | 0.018501 | 162 | 91.8 | 162 | 0 | 1.029 | Cogen | 1 | 0.10304 | 0 | 0 |  |  |  |  | 0.10304 | 0 | Impact Counter to Zone: |  | 0 |  | 0 | 0
48886 | THW_5354 | C | Houston | YES | 0.022477 | 45.6 | 5 | 57 |  | 1.0319 | GGT | 1 | 0.10701 | 57 | 57 |  |  |  |  | 0.10701 | 6.0998 |  |  | 0% |  | 0 | 0
48887 | THW_5556 | F | Houston | YES | 0.022477 | 45.6 | 5 | 57 |  | 1.0319 | GGT | 1 | 0.10701 | 57 | 57 |  |  |  |  | 0.10701 | 6.0998 |  |  |  |  | 0 | 0
48885 | THW_5152 | A | Houston | YES | 0.022477 | 46.4 | 5 | 58 |  | 1.0319 | GGT | 1 | 0.10701 | 58 | 58 |  |  |  |  | 0.10701 | 6.2068 |  |  |  |  | 0 | 0
48886 | THW_5354 | D | Houston | YES | 0.022477 | 46.4 | 5 | 58 |  | 1.0319 | GGT | 1 | 0.10701 | 58 | 58 |  |  |  |  | 0.10701 | 6.2068 |  |  |  |  | 0 | 0
48885 | THW_5152 | B | Houston | YES | 0.022477 | 47.2 | 5 | 59 |  | 1.0319 | GGT | 1 | 0.10701 | 59 | 59 |  |  |  |  | 0.10701 | 6.3138 |  |  |  |  | 0 | 0
48887 | THW_5556 | E | Houston | YES | 0.022477 | 47.2 | 5 | 59 |  | 1.0319 | GGT | 1 | 0.10701 | 59 | 59 |  |  |  |  | 0.10701 | 6.3138 |  |  |  |  | 0 | 0
48690 | GBY_GN5_5 | 5 | Houston | YES | 0.02276 | 318.4 | 81 | 398 |  | 1.0362 | GSC | 1 | 0.1073 | 398 | 398 |  |  |  |  | 0.1073 | 42.7039 |  |  |  |  | 0 | 0
48597 | BTE_GT4_8055 | 3 | Houston | YES | 0.022965 | 158.9 | 130 | 158.9 | 0 | 1.0261 | CC | 1 | 0.1075 | 158.9 | 158.9 |  |  |  |  | 0.1075 | 17.082 |  |  |  |  | 0 | 0
48596 | BTE_GT3_8045 | 2 | Houston | YES | 0.022965 | 161.4 | 130 | 161.4 | 0 | 1.0261 | CC | 1 | 0.1075 | 161.4 | 161.4 |  |  |  |  | 0.1075 | 17.3507 |  |  |  |  | 0 | 0
48595 | BTE_GT2_8075 | 1 | Houston | YES | 0.022965 | 162.8 | 130 | 162.8 | 0 | 1.0261 | CC | 1 | 0.1075 | 162.8 | 162.8 |  |  |  |  | 0.1075 | 17.5012 |  |  |  |  | 0 | 0
48598 | BTE_ST1_8070 | 4 | Houston | YES | 0.022965 | 269.2 | 60 | 269.2 | 0 | 1.0261 | CC | 1 | 0.1075 | 269.2 | 269.2 |  |  |  |  | 0.1075 | 28.9394 |  |  |  |  | 0 | 0
48583 | CBY_GT4_1 | 1 | Houston | YES | 0.023616 | 172 | 0 | 172 | 0 | 1.027 | GSC | 1 | 0.10815 | 172 | 172 |  |  |  |  | 0.10815 | 18.6022 |  |  |  |  | 0 | 0
48584 | CBY_GT4_2 | 2 | Houston | YES | 0.023616 | 172 | 0 | 172 | 0 | 1.027 | CC | 1 | 0.10815 | 172 | 172 |  |  |  |  | 0.10815 | 18.6022 |  |  |  |  | 0 | 0
48585 | CBY_ST4_1 | 3 | Houston | YES | 0.023616 | 172 | 0 | 172 | 0 | 1.027 | CC | 1 | 0.10815 | 172 | 172 |  |  |  |  | 0.10815 | 18.6022 |  |  |  |  | 0 | 0
48815 | CVC_GT4_8005 | 4 | Houston | YES | 0.02373 | 165 | 91.8 | 165 |  | 1.0362 | Cogen | 1 | 0.10827 | 0 | 0 |  |  |  |  | 0.10827 | 0 |  |  |  |  | 0 | 0
48791 | PSA_GT1_8160 | 1 | Houston | YES | 0.023937 | 52 | 20.8 | 65 | 0 | 1.0362 | Cogen | 1 | 0.10847 | 0 | 0 |  |  |  |  | 0.10847 | 0 |  |  |  |  | 0 | 0
48792 | PSA_GT2_8155 | 2 | Houston | YES | 0.023937 | 52.8 | 20.3 | 66 | 0 | 1.0362 | Cogen | 1 | 0.10847 | 0 | 0 |  |  |  |  | 0.10847 | 0 |  |  |  |  | 0 | 0
48793 | PSA_GT3_8150 | 3 | Houston | YES | 0.023937 | 56 | 20.3 | 70 | 0 | 1.0362 | Cogen | 1 | 0.10847 | 0 | 0 |  |  |  |  | 0.10847 | 0 |  |  |  |  | 0 | 0
48794 | PSA_GT4_8145 | 4 | Houston | YES | 0.023937 | 52.8 | 20.3 | 66 | 0 | 1.0362 | Cogen | 1 | 0.10847 | 0 | 0 |  |  |  |  | 0.10847 | 0 |  |  |  |  | 0 | 0
48795 | PSA_GT5_8140 | 5 | Houston | YES | 0.023937 | 51.2 | 20.3 | 64 | 0 | 1.0362 | Cogen | 1 | 0.10847 | 0 | 0 |  |  |  |  | 0.10847 | 0 |  |  |  |  | 0 | 0
48796 | PSA_GN1_8165 | 1 | Houston | YES | 0.023937 | 83.2 | 43.1 | 104 | 0 | 1.0362 | Cogen | 1 | 0.10847 | 0 | 0 |  |  |  |  | 0.10847 | 0 |  |  |  |  | 0 | 0
48797 | PSA_GT6_8135 | 6 | Houston | YES | 0.023937 | 47.2 | 34.5 | 59 | 0 | 1.0362 | Cogen | 1 | 0.10847 | 0 | 0 |  |  |  |  | 0.10847 | 0 |  |  |  |  | 0 | 0
48581 | CBY_GN1_1 | 1 | Houston | YES | 0.023948 | 595.2 | 108 | 744 | 0 | 1.0435 | GSC | 1 | 0.10848 | 744 | 744 |  |  |  |  | 0.10848 | 80.7123 |  |  |  |  | 0 | 0
48940 | WARVUE_GT1 | G1 | Houston | YES | 0.023962 | 15 | 0 | 15 |  | 1.021 | Cogen | 1 | 0.1085 | 0 | 0 |  |  |  |  | 0.1085 | 0 |  |  |  |  | 0 | 0
48651 | EP_1_2 | 1 | Houston | YES | 0.023974 | 4 | 0 | 5 | 0 | 1.0362 | Cogen | 1 | 0.10851 | 0 | 0 |  |  |  |  | 0.10851 | 0 |  |  |  |  | 0 | 0
48651 | EP_1_2 | 2 | Houston | YES | 0.023974 | 17.7 | 10 | 21 | 0 | 1.0362 | Cogen | 1 | 0.10851 | 0 | 0 |  |  |  |  | 0.10851 | 0 |  |  |  |  | 0 | 0
49803 | EXN_15GT | 1 | Houston | YES | 0.024348 | 33 | 8.3 | 34 |  | 1.0326 | Cogen | 1 | 0.10888 | 0 | 0 |  |  |  |  | 0.10888 | 0 |  |  |  |  | 0 | 0
49804 | EXN_16GT | 2 | Houston | YES | 0.024348 | 32 | 8.3 | 34.7 |  | 1.0326 | Cogen | 1 | 0.10888 | 0 | 0 |  |  |  |  | 0.10888 | 0 |  |  |  |  | 0 | 0
49805 | EXN_17GT | 3 | Houston | YES | 0.024348 | 31 | 8.3 | 32.7 |  | 1.0326 | Cogen | 1 | 0.10888 | 0 | 0 |  |  |  |  | 0.10888 | 0 |  |  |  |  | 0 | 0
49826 | EXN938GT | 5 | Houston | YES | 0.024348 | 43 | 9.2 | 45.9 |  | 1.0326 | Cogen | 1 | 0.10888 | 0 | 0 |  |  |  |  | 0.10888 | 0 |  |  |  |  | 0 | 0
49828 | EXN941GT | 10 | Houston | YES | 0.024348 | 17.7 | 5.4 | 17.7 | 0 | 1.0326 | Cogen | 1 | 0.10888 | 0 | 0 |  |  |  |  | 0.10888 | 0 |  |  |  |  | 0 | 0
49829 | EXN942GT | 11 | Houston | YES | 0.024348 | 20 | 5.4 | 20.4 | 0 | 1.0326 | Cogen | 1 | 0.10888 | 0 | 0 |  |  |  |  | 0.10888 | 0 |  |  |  |  | 0 | 0
49830 | EXN943GT | 12 | Houston | YES | 0.024348 | 19 | 5.4 | 19.9 | 0 | 1.0326 | Cogen | 1 | 0.10888 | 0 | 0 |  |  |  |  | 0.10888 | 0 |  |  |  |  | 0 | 0
49831 | EXN944GT | 13 | Houston | YES | 0.024348 | 33 | 5.4 | 35 | 0 | 1.0326 | Cogen | 1 | 0.10888 | 0 | 0 |  |  |  |  | 0.10888 | 0 |  |  |  |  | 0 | 0
49832 | EXN945GT | 9 | Houston | YES | 0.024348 | 18.5 | 9.2 | 18.5 |  | 1.0326 | Cogen | 1 | 0.10888 | 0 | 0 |  |  |  |  | 0.10888 | 0 |  |  |  |  | 0 | 0
49837 | EXN_GT | 4 | Houston | YES | 0.024348 | 81 | 21.3 | 85.4 |  | 1.0326 | Cogen | 1 | 0.10888 | 0 | 0 |  |  |  |  | 0.10888 | 0 |  |  |  |  | 0 | 0
49838 | EXN_14GT | 14 | Houston | YES | 0.024348 | 140 | 0 | 148 |  | 1.0326 | Cogen | 1 | 0.10888 | 0 | 0 |  |  |  |  | 0.10888 | 0 |  |  |  |  | 0 | 0
48883 | THW_GT1_GT_1 | B2 | Houston | YES | 0.024454 | 0 | 0 | 12 |  | 1.043 | GGT | 1 | 0.10899 | 12 | 12 |  |  |  |  | 0.10899 | 1.3079 |  |  |  |  | 0 | 0
48582 | CBY_GN2_2 | 2 | Houston | YES | 0.024735 | 596.8 | 110 | 746 | 0 | 1.0435 | GSC | 1 | 0.10927 | 746 | 746 |  |  |  |  | 0.10927 | 81.5164 |  |  |  |  | 0 | 0
48875 | THW_3132 | B | Houston | YES | 0.025321 | 53 | 5 | 53 | 0 | 1.0435 | CC | 1 | 0.10986 | 53 | 53 |  |  |  |  | 0.10986 | 5.8224 |  |  |  |  | 0 | 0
48875 | THW_3132 | A | Houston | YES | 0.025321 | 55 | 5 | 55 | 0 | 1.0435 | CC | 1 | 0.10986 | 55 | 55 |  |  |  |  | 0.10986 | 6.0422 |  |  |  |  | 0 | 0
48877 | THW_3334 | C | Houston | YES | 0.025321 | 55 | 5 | 55 | 0 | 1.0435 | CC | 1 | 0.10986 | 55 | 55 |  |  |  |  | 0.10986 | 6.0422 |  |  |  |  | 0 | 0
48879 | THW_4142 | F | Houston | YES | 0.025321 | 55 | 5 | 55 | 0 | 1.0435 | CC | 1 | 0.10986 | 55 | 55 |  |  |  |  | 0.10986 | 6.0422 |  |  |  |  | 0 | 0
48879 | THW_4142 | E | Houston | YES | 0.025321 | 56 | 5 | 56 | 0 | 1.0435 | CC | 1 | 0.10986 | 56 | 56 |  |  |  |  | 0.10986 | 6.152 |  |  |  |  | 0 | 0
48877 | THW_3334 | D | Houston | YES | 0.025321 | 57 | 5 | 57 | 0 | 1.0435 | CC | 1 | 0.10986 | 57 | 57 |  |  |  |  | 0.10986 | 6.2619 |  |  |  |  | 0 | 0
48881 | THW_4344 | G | Houston | YES | 0.025321 | 58 | 5 | 58 | 0 | 1.0435 | CC | 1 | 0.10986 | 58 | 58 |  |  |  |  | 0.10986 | 6.3717 |  |  |  |  | 0 | 0
48881 | THW_4344 | H | Houston | YES | 0.025321 | 58 | 5 | 58 | 0 | 1.0435 | CC | 1 | 0.10986 | 58 | 58 |  |  |  |  | 0.10986 | 6.3717 |  |  |  |  | 0 | 0
48873 | THW_ST3_ST_3 | 3 | Houston | YES | 0.025321 | 107 | 19 | 107 | 0 | 1.0435 | CC | 1 | 0.10986 | 107 | 107 |  |  |  |  | 0.10986 | 11.7547 |  |  |  |  | 0 | 0
48874 | THW_ST4_ST_4 | 4 | Houston | YES | 0.025321 | 108 | 19 | 108 | 0 | 1.0435 | CC | 1 | 0.10986 | 108 | 108 |  |  |  |  | 0.10986 | 11.8646 |  |  |  |  | 0 | 0
48593 | CHE_GT1_8015 | 1 | Houston | YES | 0.026027 | 173 | 50 | 173 | 0 | 1.0362 | Cogen | 1 | 0.11056 | 0 | 0 |  |  |  |  | 0.11056 | 0 |  |  |  |  | 0 | 0
48594 | CHE_GN4_8025 | 4 | Houston | YES | 0.026027 | 142 | 60 | 142 | 0 | 1.0362 | Cogen | 1 | 0.11056 | 0 | 0 |  |  |  |  | 0.11056 | 0 |  |  |  |  | 0 | 0
48513 | LPE_GT3_8080 | 3 | Houston | YES | 0.026097 | 39 | 0 | 39 | 0 | 1.0362 | GGT | 1 | 0.11063 | 39 | 39 |  |  |  |  | 0.11063 | 4.3147 |  |  |  |  | 0 | 0
48514 | LPE_GT4_8085 | 4 | Houston | YES | 0.026097 | 39 | 0 | 39 | 0 | 1.0362 | GGT | 1 | 0.11063 | 39 | 39 |  |  |  |  | 0.11063 | 4.3147 |  |  |  |  | 0 | 0
48511 | LPE_GT1_8070 | 1 | Houston | YES | 0.026097 | 42 | 0 | 42 | 0 | 1.0362 | GGT | 1 | 0.11063 | 42 | 42 |  |  |  |  | 0.11063 | 4.6466 |  |  |  |  | 0 | 0
48512 | LPE_GT2_8075 | 2 | Houston | YES | 0.026097 | 42 | 0 | 42 | 0 | 1.0362 | GGT | 1 | 0.11063 | 42 | 42 |  |  |  |  | 0.11063 | 4.6466 |  |  |  |  | 0 | 0
48500 | APD_GT1_8005 | 1 | Houston | YES | 0.026211 | 137.6 | 54.6 | 137.6 | 0 | 1.0362 | Cogen | 1 | 0.11075 | 0 | 0 |  |  |  |  | 0.11075 | 0 |  |  |  |  | 0 | 0
48820 | SHELLG1_3015 | 1 | Houston | YES | 0.02669 | 71 | 34.5 | 71 |  | 1.029 | Cogen | 1 | 0.11123 | 0 | 0 |  |  |  |  | 0.11123 | 0 |  |  |  |  | 0 | 0
48821 | SHELLG2 | 2 | Houston | YES | 0.02669 | 72 | 34.5 | 72 |  | 1.029 | Cogen | 1 | 0.11123 | 0 | 0 |  |  |  |  | 0.11123 | 0 |  |  |  |  | 0 | 0
48822 | SHELLG3_3020 | 1 | Houston | YES | 0.02669 | 39 | 0 | 39 |  | 1.029 | Cogen | 1 | 0.11123 | 0 | 0 |  |  |  |  | 0.11123 | 0 |  |  |  |  | 0 | 0
48822 | SHELLG3_3020 | 2 | Houston | YES | 0.02669 | 30 | 0 | 30 |  | 1.029 | Cogen | 1 | 0.11123 | 0 | 0 |  |  |  |  | 0.11123 | 0 |  |  |  |  | 0 | 0
48740 | PSG_GN2_8050 | 1 | Houston | YES | 0.027039 | 182 | 60 | 182 | 0 | 1.0326 | Cogen | 1 | 0.11158 | 0 | 0 |  |  |  |  | 0.11158 | 0 |  |  |  |  | 0 | 0
48741 | PSG_GT2_8040 | 1 | Houston | YES | 0.027039 | 158.6 | 50 | 158.6 | 0 | 1.0326 | Cogen | 1 | 0.11158 | 0 | 0 |  |  |  |  | 0.11158 | 0 |  |  |  |  | 0 | 0
48742 | PSG_GT3_8060 | 1 | Houston | YES | 0.027039 | 157 | 50 | 157 | 0 | 1.0326 | Cogen | 1 | 0.11158 | 0 | 0 |  |  |  |  | 0.11158 | 0 |  |  |  |  | 0 | 0
48854 | SRB_GN4_4 | 4 | Houston | YES | 0.027039 | 182.4 | 35 | 228 | 0 | 1.0326 | GST | 1 | 0.11158 | 228 | 228 |  |  |  |  | 0.11158 | 25.4392 |  |  |  |  | 0 | 0
48611 | DIB_GT1_8080 | 1 | Houston | YES | 0.027046 | 64 | 0 | 64 | 0 | 1.0326 | Cogen | 1 | 0.11158 | 0 | 0 |  |  |  |  | 0.11158 | 0 |  |  |  |  | 0 | 0
48612 | DIB_GT2_8075 | 2 | Houston | YES | 0.027046 | 63.2 | 0 | 63.2 | 0 | 1.0326 | Cogen | 1 | 0.11158 | 0 | 0 |  |  |  |  | 0.11158 | 0 |  |  |  |  | 0 | 0
48613 | DIB_ST1_8085 | 3 | Houston | YES | 0.027046 | 67.9 | 30 | 82.6 | 0 | 1.0326 | Cogen | 1 | 0.11158 | 0 | 0 |  |  |  |  | 0.11158 | 0 |  |  |  |  | 0 | 0
48614 | DIB_GT3_8090 | 4 | Houston | YES | 0.027046 | 73.6 | 15 | 73.6 | 0 | 1.0326 | Cogen | 1 | 0.11158 | 0 | 0 |  |  |  |  | 0.11158 | 0 |  |  |  |  | 0 | 0
48845 | SOL_GT1 | 1 | Houston | YES | 0.027049 | 16.2 | 15.4 | 16.2 |  | 1.0326 | Solar | 1 | 0.11159 | 16.2 | 16.2 |  |  |  |  | 0.11159 | 1.8077 |  |  |  |  | 0 | 0
48853 | SRB_GN3_3 | 3 | Houston | YES | 0.027054 | 170.4 | 35 | 213 |  | 1.0326 | GST | 1 | 0.11159 | 213 | 213 |  |  |  |  | 0.11159 | 23.7687 |  |  |  |  | 0 | 0
48551 | CAL_GT1_8045 | 1 | Houston | YES | 0.027113 | 149 | 0 | 149 | 0 | 1.0326 | Cogen | 1 | 0.11165 | 0 | 0 |  |  |  |  | 0.11165 | 0 |  |  |  |  | 0 | 0
48552 | CAL_ST1_8000 | 2 | Houston | YES | 0.027113 | 65.1 | 0 | 65.1 | 0 | 1.0326 | Cogen | 1 | 0.11165 | 0 | 0 |  |  |  |  | 0.11165 | 0 |  |  |  |  | 0 | 0
48851 | SRB_GN1_1 | 1 | Houston | YES | 0.027119 | 132 | 26 | 165 | 0 | 1.0217 | GST | 1 | 0.11166 | 165 | 165 |  |  |  |  | 0.11166 | 18.4231 |  |  |  |  | 0 | 0
48852 | SRB_GN2_2 | 2 | Houston | YES | 0.027138 | 140.8 | 26 | 176 | 0 | 1.0217 | GST | 1 | 0.11167 | 176 | 176 |  |  |  |  | 0.11167 | 19.6547 |  |  |  |  | 0 | 0
48855 | SRB_GT211035 | B2 | Houston | YES | 0.027152 | 0 | 0 | 12 |  | 1.014 | GGT | 1 | 0.11169 | 12 | 12 |  |  |  |  | 0.11169 | 1.3403 |  |  |  |  | 0 | 0
48855 | SRB_GT211035 | B1 | Houston | YES | 0.027152 | 0 | 0 | 18 |  | 1.014 | GGT | 1 | 0.11169 | 18 | 18 |  |  |  |  | 0.11169 | 2.0104 |  |  |  |  | 0 | 0
48761 | PR_GT1__9040 | 1 | Houston | YES | 0.027401 | 26 | 0 | 35 |  | 1 | Cogen | 1 | 0.11194 | 0 | 0 |  |  |  |  | 0.11194 | 0 |  |  |  |  | 0 | 0
48644 | DPEC_GT45070 | 4 | Houston | YES | 0.027645 | 157 | 98 | 157 | 0 | 1.0319 | CC | 1 | 0.11218 | 157 | 157 |  |  |  |  | 0.11218 | 17.6125 |  |  |  |  | 0 | 0
48642 | DPEC_GT25025 | 2 | Houston | YES | 0.027645 | 157.1 | 98 | 157.1 | 0 | 1.0319 | CC | 1 | 0.11218 | 157.1 | 157.1 |  |  |  |  | 0.11218 | 17.6237 |  |  |  |  | 0 | 0
48643 | DPEC_GT35010 | 3 | Houston | YES | 0.027645 | 157.5 | 98 | 157.5 | 0 | 1.0319 | CC | 1 | 0.11218 | 157.5 | 157.5 |  |  |  |  | 0.11218 | 17.6686 |  |  |  |  | 0 | 0
48641 | DPEC_GT15040 | 1 | Houston | YES | 0.027645 | 163.2 | 98 | 163.2 | 0 | 1.0319 | CC | 1 | 0.11218 | 163.2 | 163.2 |  |  |  |  | 0.11218 | 18.308 |  |  |  |  | 0 | 0
48645 | DPEC_ST55065 | 5 | Houston | YES | 0.027645 | 282 | 0 | 282 | 0 | 1.0319 | CC | 1 | 0.11218 | 282 | 282 |  |  |  |  | 0.11218 | 31.6351 |  |  |  |  | 0 | 0
48841 | SJS_GT1_GT1 | 1 | Houston | YES | 0.027905 | 62.4 | 49 | 78 | 0 | 1.0362 | Cogen | 1 | 0.11244 | 0 | 0 |  |  |  |  | 0.11244 | 0 |  |  |  |  | 0 | 0
48842 | SJS_GT2_GT2 | 2 | Houston | YES | 0.027905 | 64.8 | 49 | 81 | 0 | 1.0362 | Cogen | 1 | 0.11244 | 0 | 0 |  |  |  |  | 0.11244 | 0 |  |  |  |  | 0 | 0
48691 | GBY_73741085 | A | Houston | YES | 0.028238 | 37.6 | 20 | 47 | 0 | 1.0362 | GGT | 1 | 0.11277 | 47 | 47 |  |  |  |  | 0.11277 | 5.3004 |  |  |  |  | 0 | 0
48691 | GBY_73741085 | B | Houston | YES | 0.028238 | 37.6 | 20 | 47 | 0 | 1.0362 | GGT | 1 | 0.11277 | 47 | 47 |  |  |  |  | 0.11277 | 5.3004 |  |  |  |  | 0 | 0
48692 | GBY_81821075 | C | Houston | YES | 0.028238 | 37.6 | 20 | 47 | 0 | 1.0362 | GGT | 1 | 0.11277 | 47 | 47 |  |  |  |  | 0.11277 | 5.3004 |  |  |  |  | 0 | 0
48693 | GBY_83841065 | F | Houston | YES | 0.028238 | 43.2 | 20 | 54 | 0 | 1.0362 | GGT | 1 | 0.11277 | 54 | 54 |  |  |  |  | 0.11277 | 6.0898 |  |  |  |  | 0 | 0
48692 | GBY_81821075 | D | Houston | YES | 0.028238 | 44 | 20 | 55 | 0 | 1.0362 | GGT | 1 | 0.11277 | 55 | 55 |  |  |  |  | 0.11277 | 6.2026 |  |  |  |  | 0 | 0
48693 | GBY_83841065 | E | Houston | YES | 0.028238 | 45.6 | 20 | 57 | 0 | 1.0362 | GGT | 1 | 0.11277 | 57 | 57 |  |  |  |  | 0.11277 | 6.4281 |  |  |  |  | 0 | 0
48531 | BYU_GT1_8075 | 1 | Houston | YES | 0.028905 | 65 | 0 | 65 |  | 1.0362 | Cogen | 1 | 0.11344 | 0 | 0 |  |  |  |  | 0.11344 | 0 |  |  |  |  | 0 | 0
48532 | BYU_GT2_8055 | 2 | Houston | YES | 0.028905 | 62 | 0 | 62 |  | 1.0362 | Cogen | 1 | 0.11344 | 0 | 0 |  |  |  |  | 0.11344 | 0 |  |  |  |  | 0 | 0
48533 | BYU_GT3_8060 | 3 | Houston | YES | 0.028905 | 67 | 0 | 67 |  | 1.0362 | Cogen | 1 | 0.11344 | 0 | 0 |  |  |  |  | 0.11344 | 0 |  |  |  |  | 0 | 0
48534 | BYU_GT4_8065 | 4 | Houston | YES | 0.028905 | 65 | 0 | 65 |  | 1.0362 | Cogen | 1 | 0.11344 | 0 | 0 |  |  |  |  | 0.11344 | 0 |  |  |  |  | 0 | 0
48561 | CTL_GT2_8130 | 1 | Houston | YES | 0.029438 | 73.5 | 30.3 | 91.9 |  | 1.0362 | Cogen | 1 | 0.11397 | 0 | 0 |  |  |  |  | 0.11397 | 0 |  |  |  |  | 0 | 0
48562 | CTL_GT3_8135 | 2 | Houston | YES | 0.029438 | 70.1 | 30.3 | 87.6 |  | 1.0362 | Cogen | 1 | 0.11397 | 0 | 0 |  |  |  |  | 0.11397 | 0 |  |  |  |  | 0 | 0
48563 | CTL_GT4_8140 | 3 | Houston | YES | 0.029438 | 69.6 | 30.3 | 87 |  | 1.0362 | Cogen | 1 | 0.11397 | 0 | 0 |  |  |  |  | 0.11397 | 0 |  |  |  |  | 0 | 0
48564 | CTL_GN1_8145 | 4 | Houston | YES | 0.029438 | 43.6 | 12.9 | 54.5 |  | 1.0362 | Cogen | 1 | 0.11397 | 0 | 0 |  |  |  |  | 0.11397 | 0 |  |  |  |  | 0 | 0
48565 | CTL_GN2_8155 | 5 | Houston | YES | 0.029438 | 9.8 | 3.4 | 12.2 |  | 1.0362 | Cogen | 1 | 0.11397 | 0 | 0 |  |  |  |  | 0.11397 | 0 |  |  |  |  | 0 | 0
48772 | PHR_GN2_2 | MB | Houston | YES | 0.030826 | 0 | 72 | 459 |  | 1.0362 | GSC | 1 | 0.11536 | 0 | 0 |  |  |  |  | 0.11536 | 0 |  |  |  |  | 0 | 0
38580 | TNBP_CGN1_8 | 1 | Houston | YES | 0.032817 | 70.8 | 0 | 70.8 | 0 | 1.005 | Cogen | 1 | 0.11735 | 0 | 0 |  |  |  |  | 0.11735 | 0 |  |  |  |  | 0 | 0
38590 | TNBP_CGN2_8 | 2 | Houston | YES | 0.032817 | 66.7 | 0 | 66.7 | 0 | 1.005 | Cogen | 1 | 0.11735 | 0 | 0 |  |  |  |  | 0.11735 | 0 |  |  |  |  | 0 | 0
38600 | TNBP_CGN3_8 | 5 | Houston | YES | 0.032817 | 53 | 0 | 53 | 0 | 1.005 | Cogen | 1 | 0.11735 | 0 | 0 |  |  |  |  | 0.11735 | 0 |  |  |  |  | 0 | 0
38611 | TNBPAMCG1_8 | 1 | Houston | YES | 0.032817 | 153.2 | 0 | 153.2 | 0 | 1.005 | Cogen | 1 | 0.11735 | 0 | 0 |  |  |  |  | 0.11735 | 0 |  |  |  |  | 0 | 0
38612 | TNBPAMCG2_8 | 2 | Houston | YES | 0.032817 | 153.5 | 0 | 153.5 | 0 | 1.005 | Cogen | 1 | 0.11735 | 0 | 0 |  |  |  |  | 0.11735 | 0 |  |  |  |  | 0 | 0
38613 | TNBPAMCG3_8 | 3 | Houston | YES | 0.032817 | 152.3 | 0 | 152.3 | 0 | 1.005 | Cogen | 1 | 0.11735 | 0 | 0 |  |  |  |  | 0.11735 | 0 |  |  |  |  | 0 | 0
38614 | TNBPAMCG4_8 | 4 | Houston | YES | 0.032817 | 96 | 0 | 96 |  | 1.005 | Cogen | 1 | 0.11735 | 0 | 0 |  |  |  |  | 0.11735 | 0 |  |  |  |  | 0 | 0
38615 | TNBPAMCG5_8 | 1 | Houston | YES | 0.032817 | 244 | 0 | 244 | 0 | 1.005 | Cogen | 1 | 0.11735 | 0 | 0 |  |  |  |  | 0.11735 | 0 |  |  |  |  | 0 | 0
38690 | TNBP_CGN4_8 | 3 | Houston | YES | 0.032817 | 40 | 0 | 40 |  | 1.005 | Cogen | 1 | 0.11735 | 0 | 0 |  |  |  |  | 0.11735 | 0 |  |  |  |  | 0 | 0
38711 | TNTXCTY1CG8 | 1 | Houston | YES | 0.032817 | 100.3 | 59 | 100.3 | 0 | 1 | Cogen | 1 | 0.11735 | 0 | 0 |  |  |  |  | 0.11735 | 0 |  |  |  |  | 0 | 0
38712 | TNTXCTY2CG8 | 1 | Houston | YES | 0.032817 | 92.9 | 59 | 92.9 | 0 | 1 | Cogen | 1 | 0.11735 | 0 | 0 |  |  |  |  | 0.11735 | 0 |  |  |  |  | 0 | 0
38713 | TNTXCTY3CG8 | 1 | Houston | YES | 0.032817 | 102.7 | 59 | 102.7 | 0 | 1 | Cogen | 1 | 0.11735 | 0 | 0 |  |  |  |  | 0.11735 | 0 |  |  |  |  | 0 | 0
38714 | TNTXCTY4CG8 | 1 | Houston | YES | 0.032817 | 103 | 59 | 103 | 0 | 1 | Cogen | 1 | 0.11735 | 0 | 0 |  |  |  |  | 0.11735 | 0 |  |  |  |  | 0 | 0
39470 | TNDOWCGNSG8 | 1 | Houston | YES | 0.032817 | 32 | 10 | 32 | 0 | 0.985 | Cogen | 1 | 0.11735 | 0 | 0 |  |  |  |  | 0.11735 | 0 |  |  |  |  | 0 | 0
39480 | TNDOWCGNGG8 | 1 | Houston | YES | 0.032817 | 30 | 10 | 30 | 0 | 0.985 | Cogen | 1 | 0.11735 | 0 | 0 |  |  |  |  | 0.11735 | 0 |  |  |  |  | 0 | 0
48929 | WAPGT21_GT1 | B1 | Houston | YES | 0.037522 | 0 | 0 | 13 |  | 1.05 | GGT | 1 | 0.12206 | 13 | 13 |  |  |  |  | 0.12206 | 1.5868 |  |  |  |  | 0 | 0
48921 | WAP_GN1_1 | 1 | Houston | YES | 0.037522 | 132.8 | 37 | 166 | 0 | 1.0362 | GST | 1 | 0.12206 | 166 | 166 |  |  |  |  | 0.12206 | 20.2617 |  |  |  |  | 0 | 0
48922 | WAP_GN2_2 | 2 | Houston | YES | 0.037522 | 132.8 | 37 | 166 | 0 | 1.0362 | GST | 1 | 0.12206 | 166 | 166 |  |  |  |  | 0.12206 | 20.2617 |  |  |  |  | 0 | 0
48923 | WAP_GN3_3 | 3 | Houston | YES | 0.037522 | 198.4 | 93 | 248 | 0 | 1.0362 | GST | 1 | 0.12206 | 248 | 248 |  |  |  |  | 0.12206 | 30.2705 |  |  |  |  | 0 | 0
48924 | WAP_GN4_4 | 4 | Houston | YES | 0.037522 | 546 | 217 | 546 | 0 | 1.0362 | GSC | 1 | 0.12206 | 546 | 546 |  |  |  |  | 0.12206 | 66.6438 |  |  |  |  | 0 | 0
48925 | WAP_GN5_5 | 5 | Houston | YES | 0.037522 | 579.1 | 278 | 654 | 0 | 0.985 | LIGCO | 1 | 0.12206 | 0 | 654 |  |  |  |  | 0.12206 | 79.8261 |  |  |  |  | 0 | 0
48510 | AK_GT1__8040 | 1 | Houston | YES | 0.037632 | 33.4 | 8.1 | 34 |  | 1.029 | Cogen | 1 | 0.12217 | 0 | 0 |  |  |  |  | 0.12217 | 0 |  |  |  |  | 0 | 0
48522 | BVE_GT2_5035 | 2 | Houston | YES | 0.038672 | 166.4 | 0 | 166.4 |  | 1.035 | CC | 1 | 0.12321 | 166.4 | 166.4 |  |  |  |  | 0.12321 | 20.5019 |  |  |  |  | 0 | 0
48521 | BVE_GT1_GT1 | 1 | Houston | YES | 0.038672 | 167.7 | 0 | 167.7 |  | 1.035 | CC | 1 | 0.12321 | 167.7 | 167.7 |  |  |  |  | 0.12321 | 20.662 |  |  |  |  | 0 | 0
48523 | BVE_ST1_GN1 | 3 | Houston | YES | 0.038672 | 252.4 | 0 | 252.4 |  | 1.035 | CC | 1 | 0.12321 | 252.4 | 252.4 |  |  |  |  | 0.12321 | 31.0978 |  |  |  |  | 0 | 0
48730 | MNS_GT | 1 | Houston | YES | 0.038715 | 43 | 0 | 46.1 |  | 1.029 | Cogen | 1 | 0.12325 | 0 | 0 |  |  |  |  | 0.12325 | 0 |  |  |  |  | 0 | 0
48927 | WAP_GN7_7 | 7 | Houston | YES | 0.038732 | 564 | 277 | 564 |  | 1.035 | LIGCO | 1 | 0.12327 | 0 | 564 |  |  |  |  | 0.12327 | 69.5233 |  |  |  |  | 0 | 0
48928 | WAP_GN8_8 | 8 | Houston | YES | 0.038732 | 603 | 275 | 603 |  | 1.035 | LIGCO | 1 | 0.12327 | 0 | 603 |  |  |  |  | 0.12327 | 74.3308 |  |  |  |  | 0 | 0
48926 | WAP_GN6_6 | 6 | Houston | YES | 0.038732 | 651 | 280 | 651 |  | 1.035 | LIGCO | 1 | 0.12327 | 0 | 651 |  |  |  |  | 0.12327 | 80.2477 |  |  |  |  | 0 | 0
39760 | TNSCLP1___8 | 1 | Houston | YES | 0.045899 | 93.4 | 20 | 116.8 | 0 | 1.04 | Cogen | 1 | 0.13044 | 0 | 0 |  |  |  |  | 0.13044 | 0 |  |  |  |  | 0 | 0
39770 | TNSCLP2___8 | 1 | Houston | YES | 0.045899 | 91.6 | 20 | 114.5 | 0 | 1.04 | Cogen | 1 | 0.13044 | 0 | 0 |  |  |  |  | 0.13044 | 0 |  |  |  |  | 0 | 0
39775 | TNSCLP4___8 | 1 | Houston | YES | 0.045899 | 95.2 | 20 | 119 | 0 | 1.04 | Cogen | 1 | 0.13044 | 0 | 0 |  |  |  |  | 0.13044 | 0 |  |  |  |  | 0 | 0
39790 | TNSCLP3___8 | 1 | Houston | YES | 0.045899 | 87.6 | 20 | 109.5 | 0 | 1.027 | Cogen | 1 | 0.13044 | 0 | 0 |  |  |  |  | 0.13044 | 0 |  |  |  |  | 0 | 0
48520 | BSF_GT1_8070 | 1 | Houston | YES | 0.047911 | 72 | 0 | 72 | 0 | 1.0326 | Cogen | 1 | 0.13245 | 0 | 0 |  |  |  |  | 0.13245 | 0 |  |  |  |  | 0 | 0
48520 | BSF_GT1_8070 | 2 | Houston | YES | 0.047911 | 10 | 0 | 10 | 0 | 1.0326 | Cogen | 1 | 0.13245 | 0 | 0 |  |  |  |  | 0.13245 | 0 |  |  |  |  | 0 | 0
49851 | DOW17000 | 37 | Houston | YES | 0.050455 | 39 | 0 | 62 | 0 | 1 | Cogen | 1 | 0.13499 | 0 | 0 |  |  |  |  | 0.13499 | 0 |  |  |  |  | 0 | 0
49858 | DOW38100 | 31 | Houston | YES | 0.050455 | 45 | 0 | 71.4 |  | 1 | Cogen | 1 | 0.13499 | 0 | 0 |  |  |  |  | 0.13499 | 0 |  |  |  |  | 0 | 0
49859 | DOW38200 | 33 | Houston | YES | 0.050455 | 28 | 0 | 45 | 0 | 1 | Cogen | 1 | 0.13499 | 0 | 0 |  |  |  |  | 0.13499 | 0 |  |  |  |  | 0 | 0
49860 | DOW38300 | 32 | Houston | YES | 0.050455 | 63 | 0 | 101 |  | 1 | Cogen | 1 | 0.13499 | 0 | 0 |  |  |  |  | 0.13499 | 0 |  |  |  |  | 0 | 0
49862 | DOW39100 | 36 | Houston | YES | 0.050455 | 54 | 0 | 86 | 0 | 1 | Cogen | 1 | 0.13499 | 0 | 0 |  |  |  |  | 0.13499 | 0 |  |  |  |  | 0 | 0
49863 | DOW39200 | 35 | Houston | YES | 0.050455 | 55 | 0 | 88 | 0 | 1 | Cogen | 1 | 0.13499 | 0 | 0 |  |  |  |  | 0.13499 | 0 |  |  |  |  | 0 | 0
49865 | DOW41000 | 41 | Houston | YES | 0.050455 | 31 | 0 | 50 |  | 1 | Cogen | 1 | 0.13499 | 0 | 0 |  |  |  |  | 0.13499 | 0 |  |  |  |  | 0 | 0
49866 | DOW42000 | 42 | Houston | YES | 0.050455 | 11 | 0 | 18 |  | 1 | Cogen | 1 | 0.13499 | 0 | 0 |  |  |  |  | 0.13499 | 0 |  |  |  |  | 0 | 0
49869 | DOW49000 | 45 | Houston | YES | 0.050455 | 59 | 0 | 94 |  | 1 | Cogen | 1 | 0.13499 | 0 | 0 |  |  |  |  | 0.13499 | 0 |  |  |  |  | 0 | 0
49870 | DOW61000 | 61 | Houston | YES | 0.050455 | 44 | 0 | 70 | 0 | 1 | Cogen | 1 | 0.13499 | 0 | 0 |  |  |  |  | 0.13499 | 0 |  |  |  |  | 0 | 0
49871 | DOW62000 | 62 | Houston | YES | 0.050455 | 40 | 0 | 63 | 0 | 1 | Cogen | 1 | 0.13499 | 0 | 0 |  |  |  |  | 0.13499 | 0 |  |  |  |  | 0 | 0
49872 | DOW63000 | 63 | Houston | YES | 0.050455 | 45 | 0 | 72 | 0 | 1 | Cogen | 1 | 0.13499 | 0 | 0 |  |  |  |  | 0.13499 | 0 |  |  |  |  | 0 | 0
49873 | DOW64000 | 64 | Houston | YES | 0.050455 | 41 | 0 | 64.8 | 0 | 1 | Cogen | 1 | 0.13499 | 0 | 0 |  |  |  |  | 0.13499 | 0 |  |  |  |  | 0 | 0
49876 | DOW65000 | 65 | Houston | YES | 0.050455 | 63 | 0 | 101 | 0 | 1 | Cogen | 1 | 0.13499 | 0 | 0 |  |  |  |  | 0.13499 | 0 |  |  |  |  | 0 | 0
49877 | DOW66000 | 66 | Houston | YES | 0.050455 | 61 | 0 | 97 | 0 | 1 | Cogen | 1 | 0.13499 | 0 | 0 |  |  |  |  | 0.13499 | 0 |  |  |  |  | 0 | 0
49878 | DOW67000 | 67 | Houston | YES | 0.050455 | 65 | 0 | 103 | 0 | 1 | Cogen | 1 | 0.13499 | 0 | 0 |  |  |  |  | 0.13499 | 0 |  |  |  |  | 0 | 0
49882 | DOW81000 | 81 | Houston | YES | 0.050455 | 47 | 0 | 76 | 0 | 1 | Cogen | 1 | 0.13499 | 0 | 0 |  |  |  |  | 0.13499 | 0 |  |  |  |  | 0 | 0
49884 | DOW82000 | 82 | Houston | YES | 0.050455 | 51 | 0 | 80 | 0 | 1 | Cogen | 1 | 0.13499 | 0 | 0 |  |  |  |  | 0.13499 | 0 |  |  |  |  | 0 | 0
49885 | DOW83000 | 83 | Houston | YES | 0.050455 | 51 | 0 | 80 | 0 | 1 | Cogen | 1 | 0.13499 | 0 | 0 |  |  |  |  | 0.13499 | 0 |  |  |  |  | 0 | 0
49886 | DOW84000 | 84 | Houston | YES | 0.050455 | 107 | 0 | 171 | 0 | 0.98 | Cogen | 1 | 0.13499 | 0 | 0 |  |  |  |  | 0.13499 | 0 |  |  |  |  | 0 | 0
8032 | AMISTADHYD1 | 1 | South | YES | 0.052081 | 33 | 13 | 33 | 0 | 1.03 | Hydro | 1 | 0.13662 | 0 | 0 | 0 | 0 |  |  | 0.13662 | 0 |  |  |  |  | 0 | 0
8033 | AMISTADHYD2 | 2 | South | YES | 0.052081 | 25 | 13 | 25 | 0 | 1.03 | Hydro | 1 | 0.13662 | 0 | 0 | 0 | 0 |  |  | 0.13662 | 0 |  |  |  |  | 0 | 0
88253 | HAMILTON | F | South | YES | 0.052081 | 0 | 0 | 0 | 0 | 1.04 | BLT | 1 | 0.13662 | 0 | 0 | 0 | 0 |  |  | 0.13662 | 0 |  |  |  |  | 0 | 0
32892 | BRYN_DNSBY14 | 1 | North | YES | -0.017214 | 84 | 25 | 105 | 0 | 1.035 | GST | -1 | 0.13953 | 105 | 105 |  |  | -1.8075 | 105 | -0.13953 | -14.6508 |  |  |  |  | 0 | 0
32883 | BRYN_DNSBY3 | 1 | North | YES | -0.017214 | 0 | 2 | 48 |  | 1.015 | GST | -1 | 0.13953 | 48 | 48 |  |  | -0.82627 | 48 | -0.13953 | -6.6975 |  |  |  |  | 0 | 0
32884 | BRYN_DNSBY13 | 1 | North | YES | -0.017214 | 46 | 2 | 46 | 0 | 1.015 | GST | -1 | 0.13953 | 46 | 46 |  |  | -0.79184 | 46 | -0.13953 | -6.4185 |  |  |  |  | 0 | 0
48674 | FTR_CN4_5095 | 4 | North | YES | -0.017457 | 380 | 0 | 380 | 0 | 1.0319 | CC | -1 | 0.13977 | 380 | 380 |  |  | -6.6337 | 380 | -0.13977 | -53.1144 |  |  |  |  | 0 | 0
48672 | FTR_GT2_5110 | 2 | North | YES | -0.017457 | 159 | 0 | 159 | 0 | 1.0319 | CC | -1 | 0.13977 | 159 | 159 |  |  | -2.7757 | 159 | -0.13977 | -22.2242 |  |  |  |  | 0 | 0
48673 | FTR_GT3_5085 | 3 | North | YES | -0.017457 | 158 | 0 | 158 | 0 | 1.0319 | CC | -1 | 0.13977 | 158 | 158 |  |  | -2.7582 | 158 | -0.13977 | -22.0844 |  |  |  |  | 0 | 0
48671 | FTR_GT1_5105 | 1 | North | YES | -0.017457 | 154.2 | 0 | 154.2 | 0 | 1.0319 | CC | -1 | 0.13977 | 154.2 | 154.2 |  |  | -2.6919 | 154.2 | -0.13977 | -21.5533 |  |  |  |  | 0 | 0
32888 | BRYN_ATKINS7 | 1 | North | YES | -0.019662 | 13.6 | 4 | 17 |  | 1.028 | GGT | -1 | 0.14198 | 17 | 17 |  |  | -0.33425 | 17 | -0.14198 | -2.4137 |  |  |  |  | 0 | 0
32886 | BRYN_ATKINS3 | MB | North | YES | -0.019662 | 0 | 5 | 12 |  | 1 | GST | -1 | 0.14198 | 0 | 0 |  |  | 0 | 0 | -0.14198 | 0 |  |  |  |  | 0 | 0
32887 | BRYN_ATKINS6 | MB | North | YES | -0.019662 | 0 | 12 | 51 |  | 1.028 | GST | -1 | 0.14198 | 0 | 0 |  |  | 0 | 0 | -0.14198 | 0 |  |  |  |  | 0 | 0
32890 | BRYN_ATKINS4 | MB | North | YES | -0.019662 | 0 | 5 | 22 |  | 1.031 | GST | -1 | 0.14198 | 0 | 0 |  |  | 0 | 0 | -0.14198 | 0 |  |  |  |  | 0 | 0
32891 | BRYN_ATKINS5 | MB | North | YES | -0.019662 | 0 | 5 | 25 |  | 1.031 | GST | -1 | 0.14198 | 0 | 0 |  |  | 0 | 0 | -0.14198 | 0 |  |  |  |  | 0 | 0
32798 | BRYN_TAMUGEN | 1 | North | YES | -0.019784 | 32 | 0 | 32 |  | 1.02 | GST | -1 | 0.1421 | 32 | 32 |  |  | -0.63309 | 32 | -0.1421 | -4.5473 |  |  |  |  | 0 | 0
48911 | TGF_GT1_8000 | 1 | Houston | YES | 0.060282 | 69.2 | 0 | 69.2 |  | 1.029 | Cogen | 1 | 0.14482 | 0 | 0 |  |  |  |  | 0.14482 | 0 |  |  |  |  | 0 | 0
990 | GIBN_CREK_G1 | 1 | North | YES | -0.02437 | 463 | 200 | 463 | 0 | 1.0275 | LIGCO | -1 | 0.14669 | 0 | 463 |  |  | 0 | 0 | -0.14669 | 0 |  |  |  |  | 0 | 0
48731 | CBE_GT1 | 1 | Houston | YES | 0.063615 | 76 | 0 | 76 | 0 | 1.029 | CC | 1 | 0.14815 | 76 | 76 |  |  |  |  | 0.14815 | 11.2595 |  |  |  |  | 0 | 0
48732 | CBE_GT2 | 1 | Houston | YES | 0.063615 | 76 | 0 | 76 | 0 | 1.029 | CC | 1 | 0.14815 | 76 | 76 |  |  |  |  | 0.14815 | 11.2595 |  |  |  |  | 0 | 0
48734 | CBE_GT3 | 1 | Houston | YES | 0.063615 | 76 | 0 | 76 | 0 | 1.029 | CC | 1 | 0.14815 | 76 | 76 |  |  |  |  | 0.14815 | 11.2595 |  |  |  |  | 0 | 0
48735 | CBE_GT4 | 1 | Houston | YES | 0.063615 | 76 | 0 | 76 | 0 | 1.029 | CC | 1 | 0.14815 | 76 | 76 |  |  |  |  | 0.14815 | 11.2595 |  |  |  |  | 0 | 0
48733 | CBE_ST12 | 1 | Houston | YES | 0.063615 | 105 | 0 | 105 | 0 | 1.029 | CC | 1 | 0.14815 | 105 | 105 |  |  |  |  | 0.14815 | 15.5559 |  |  |  |  | 0 | 0
48736 | CBE_ST34 | 1 | Houston | YES | 0.063615 | 105 | 0 | 105 | 0 | 1.029 | CC | 1 | 0.14815 | 105 | 105 |  |  |  |  | 0.14815 | 15.5559 |  |  |  |  | 0 | 0
5911 | STP_GN1___1 | 1 | Houston | YES | 0.064182 | 1333 | 1249 | 1333 | 0 | 1.0406 | Nuc | 1 | 0.14872 | 0 | 0 |  |  |  |  | 0.14872 | 0 |  |  |  |  | 0 | 0
5912 | STP_GN2___2 | 2 | Houston | YES | 0.064182 | 1332 | 1249 | 1332 | 0 | 1.0406 | Nuc | 1 | 0.14872 | 0 | 0 |  |  |  |  | 0.14872 | 0 |  |  |  |  | 0 | 0
8262 | ELPS | 1 | South | YES | 0.066834 | 6 | 6 | 6 | 0 | 1.15 | Hydro | 1 | 0.15137 | 0 | 0 | 0 | 0 |  |  | 0.15137 | 0 |  |  |  |  | 0 | 0
7022 | L_BUCHAN1_1Y | 1 | South | YES | 0.067954 | 0 | 0 | 18 |  | 1 | Hydro | 1 | 0.15249 | 0 | 0 | 0 | 0 |  |  | 0.15249 | 0 |  |  |  |  | 0 | 0
7023 | L_BUCHAN1_2Y | 2 | South | YES | 0.067954 | 0 | 0 | 18 |  | 1 | Hydro | 1 | 0.15249 | 0 | 0 | 0 | 0 |  |  | 0.15249 | 0 |  |  |  |  | 0 | 0
7024 | L_BUCHAN1_3Y | 3 | South | YES | 0.067954 | 0 | 0 | 15 |  | 1 | Hydro | 1 | 0.15249 | 0 | 0 | 0 | 0 |  |  | 0.15249 | 0 |  |  |  |  | 0 | 0
7026 | L_INKSDA1_1Y | 1 | South | YES | 0.069584 | 0 | 0 | 13.7 |  | 1 | Hydro | 1 | 0.15412 | 0 | 0 | 0 | 0 |  |  | 0.15412 | 0 |  |  |  |  | 0 | 0
39960 | TNTNPONE_18 | 1 | North | YES | -0.047658 | 152.3 | 30 | 152.3 |  | 1.04 | LIGCO | -1 | 0.16998 | 0 | 152.3 |  |  | 0 | 0 | -0.16998 | 0 |  |  |  |  | 0 | 0
39970 | TNTNPONE_28 | 1 | North | YES | -0.047658 | 153 | 30 | 153 |  | 1.04 | LIGCO | -1 | 0.16998 | 0 | 153 |  |  | 0 | 0 | -0.16998 | 0 |  |  |  |  | 0 | 0
60202 | FRNDDRCS | F | West | YES | -0.048636 | 0 | 0 | 0 | 0 | 0.9985 | AVR | -1 | 0.17095 | 0 | 0 |  |  |  |  | -0.17095 | 0 |  |  |  |  | 0 | 0
7000 | L_FERGUS1_1Y | 1 | South | YES | 0.086672 | 400 | 65 | 423.3 | 0 | 1.015 | GSC | 1 | 0.17121 | 423.3 | 423.3 | 36.6883 | 423.3 |  |  | 0.17121 | 72.4725 |  |  |  |  | 0 | 0
7035 | L_WIRTZ_1G1Y | 1 | South | YES | 0.086902 | 0 | 0 | 29 |  | 1 | Hydro | 1 | 0.17144 | 0 | 0 | 0 | 0 |  |  | 0.17144 | 0 |  |  |  |  | 0 | 0
7036 | L_WIRTZ_1G2Y | 2 | South | YES | 0.086902 | 0 | 0 | 29.7 |  | 1 | Hydro | 1 | 0.17144 | 0 | 0 | 0 | 0 |  |  | 0.17144 | 0 |  |  |  |  | 0 | 0
8134 | FOR #1 | 1 | South | YES | 0.089322 | 54.1 | 45 | 79 | 0 | 1 | Cogen | 1 | 0.17386 | 0 | 0 | 0 | 0 |  |  | 0.17386 | 0 |  |  |  |  | 0 | 0
8138 | FOR #2 | 2 | South | YES | 0.089322 | 63.1 | 45 | 81 | 0 | 1 | Cogen | 1 | 0.17386 | 0 | 0 | 0 | 0 |  |  | 0.17386 | 0 |  |  |  |  | 0 | 0
8153 | FOR #3 | 3 | South | YES | 0.089322 | 63.1 | 45 | 79.9 | 0 | 1 | Cogen | 1 | 0.17386 | 0 | 0 | 0 | 0 |  |  | 0.17386 | 0 |  |  |  |  | 0 | 0
8154 | FOR #4 | 4 | South | YES | 0.089322 | 63.1 | 60 | 80 | 0 | 1 | Cogen | 1 | 0.17386 | 0 | 0 | 0 | 0 |  |  | 0.17386 | 0 |  |  |  |  | 0 | 0
8155 | FOR #5 | 5 | South | YES | 0.089322 | 63.1 | 60 | 78.4 | 0 | 1 | Cogen | 1 | 0.17386 | 0 | 0 | 0 | 0 |  |  | 0.17386 | 0 |  |  |  |  | 0 | 0
8156 | FOR #6 | 6 | South | YES | 0.089322 | 24.9 | 5 | 25 | 0 | 1 | Cogen | 1 | 0.17386 | 0 | 0 | 0 | 0 |  |  | 0.17386 | 0 |  |  |  |  | 0 | 0
8157 | FOR #7 | 7 | South | YES | 0.089322 | 28.8 | 5 | 46 | 0 | 1 | Cogen | 1 | 0.17386 | 0 | 0 | 0 | 0 |  |  | 0.17386 | 0 |  |  |  |  | 0 | 0
80051 | FOR #8 | 8 | South | YES | 0.089322 | 28 | 28 | 28 |  | 1 | Cogen | 1 | 0.17386 | 0 | 0 | 0 | 0 |  |  | 0.17386 | 0 |  |  |  |  | 0 | 0
80052 | FOR #9 | 9 | South | YES | 0.089322 | 29.7 | 5 | 43.6 | 0 | 1 | Cogen | 1 | 0.17386 | 0 | 0 | 0 | 0 |  |  | 0.17386 | 0 |  |  |  |  | 0 | 0
80053 | FOR #10 | 10 | South | YES | 0.089322 | 68.4 | 45 | 75 | 0 | 1 | Cogen | 1 | 0.17386 | 0 | 0 | 0 | 0 |  |  | 0.17386 | 0 |  |  |  |  | 0 | 0
80226 | ALCOA G | 1 | South | YES | 0.090023 | 32.3 | 5 | 48 | 0 | 1.015 | Cogen | 1 | 0.17456 | 0 | 0 | 0 | 0 |  |  | 0.17456 | 0 |  |  |  |  | 0 | 0
8147 | UCAR #2 | 10 | South | YES | 0.092296 | 18.2 | 0 | 28 |  | 1 | Cogen | 1 | 0.17683 | 0 | 0 | 0 | 0 |  |  | 0.17683 | 0 |  |  |  |  | 0 | 0
8148 | UCAR #1 | 2 | South | YES | 0.092296 | 6.1 | 0 | 7 | 0 | 1.009 | Cogen | 1 | 0.17683 | 0 | 0 | 0 | 0 |  |  | 0.17683 | 0 |  |  |  |  | 0 | 0
80137 | CSDR89 | 8 | South | YES | 0.092296 | 33.9 | 0 | 39 | 0 | 1.003 | DCTie | 1 | 0.17683 | 0 | 0 | 0 | 0 |  |  | 0.17683 | 0 |  |  |  |  | 0 | 0
80137 | CSDR89 | 9 | South | YES | 0.092296 | 15 | 0 | 15 | 0 | 1.003 | DCTie | 1 | 0.17683 | 0 | 0 | 0 | 0 |  |  | 0.17683 | 0 |  |  |  |  | 0 | 0
80138 | CSDR7 | 7 | South | YES | 0.092296 | 6.1 | 0 | 7 | 0 | 1.014 | DCTie | 1 | 0.17683 | 0 | 0 | 0 | 0 |  |  | 0.17683 | 0 |  |  |  |  | 0 | 0
80139 | CSDR56 | 5 | South | YES | 0.092296 | 15 | 0 | 15 |  | 1.0033 | DCTie | 1 | 0.17683 | 0 | 0 | 0 | 0 |  |  | 0.17683 | 0 |  |  |  |  | 0 | 0
80139 | CSDR56 | 6 | South | YES | 0.092296 | 0 | 0 | 39 |  | 1.0033 | DCTie | 1 | 0.17683 | 0 | 0 | 0 | 0 |  |  | 0.17683 | 0 |  |  |  |  | 0 | 0
80140 | CSDR11 | 11 | South | YES | 0.092296 | 33.9 | 0 | 39 | 0 | 1.03 | DCTie | 1 | 0.17683 | 0 | 0 | 0 | 0 |  |  | 0.17683 | 0 |  |  |  |  | 0 | 0
80227 | AIRCO G | 1 | South | YES | 0.09262 | 7.2 | 0 | 8 | 0 | 1.0104 | Cogen | 1 | 0.17716 | 0 | 0 | 0 | 0 |  |  | 0.17716 | 0 |  |  |  |  | 0 | 0
80224 | VISTRONG1 | 1 | South | YES | 0.09325 | 13.1 | 0 | 15 | 0 | 1.01 | Cogen | 1 | 0.17779 | 0 | 0 | 0 | 0 |  |  | 0.17779 | 0 |  |  |  |  | 0 | 0
80225 | VISTRONG2 | 2 | South | YES | 0.09325 | 20.2 | 0 | 23 | 0 | 1.01 | Cogen | 1 | 0.17779 | 0 | 0 | 0 | 0 |  |  | 0.17779 | 0 |  |  |  |  | 0 | 0
5505 | RAYBURNGEN1 | 1 | South | YES | 0.094096 | 0 | 1 | 11 |  | 1.0223 | GGT | 1 | 0.17863 | 11 | 11 | 1.0351 | 11 |  |  | 0.17863 | 1.965 |  |  |  |  | 0 | 0
5506 | RAYBURNGEN2 | 1 | South | YES | 0.094096 | 0 | 1 | 11 |  | 1.0223 | GGT | 1 | 0.17863 | 11 | 11 | 1.0351 | 11 |  |  | 0.17863 | 1.965 |  |  |  |  | 0 | 0
5503 | RAYBURNGEN3 | 1 | South | YES | 0.094096 | 17.6 | 6 | 22 | 0 | 1.0224 | GST | 1 | 0.17863 | 22 | 22 | 2.0701 | 22 |  |  | 0.17863 | 3.9299 |  |  |  |  | 0 | 0
80012 | LAR | F | South | YES | 0.094486 | 0 | 0 | 0 | 0 | 1.04 | DCTie | 1 | 0.17902 | 0 | 0 | 0 | 0 |  |  | 0.17902 | 0 |  |  |  |  | 0 | 0
80265 | LARECU40A | 4 | South | YES | 0.094486 | 80 | 0 | 100 |  | 1.039 | GGT | 1 | 0.17902 | 100 | 100 | 9.4486 | 100 |  |  | 0.17902 | 17.9022 |  |  |  |  | 0 | 0
80266 | LARECU50A | 5 | South | YES | 0.094486 | 80 | 0 | 100 |  | 1.039 | GGT | 1 | 0.17902 | 100 | 100 | 9.4486 | 100 |  |  | 0.17902 | 17.9022 |  |  |  |  | 0 | 0
5509 | RAYBURNCC10 | 1 | South | YES | 0.094891 | 37.3 | 5.2 | 37.3 | 0 | 1.0296 | CC | 1 | 0.17943 | 37.3 | 37.3 | 3.5394 | 37.3 |  |  | 0.17943 | 6.6926 |  |  |  |  | 0 | 0
5511 | RAYBURNCC7 | 1 | South | YES | 0.094891 | 47.5 | 18.2 | 47.5 | 0 | 1.0296 | CC | 1 | 0.17943 | 47.5 | 47.5 | 4.5073 | 47.5 |  |  | 0.17943 | 8.5228 |  |  |  |  | 0 | 0
5508 | RAYBURNCC9 | 1 | South | YES | 0.094891 | 47.7 | 18.2 | 47.7 | 0 | 1.0296 | CC | 1 | 0.17943 | 47.7 | 47.7 | 4.5263 | 47.7 |  |  | 0.17943 | 8.5587 |  |  |  |  | 0 | 0
5512 | RAYBURNCC8 | 1 | South | YES | 0.094891 | 49.3 | 18.2 | 49.3 | 0 | 1.0296 | CC | 1 | 0.17943 | 49.3 | 49.3 | 4.6781 | 49.3 |  |  | 0.17943 | 8.8458 |  |  |  |  | 0 | 0
8066 | DUP1V#1 | 1 | South | YES | 0.094953 | 52.3 | 0 | 73 | 0 | 1.01 | Cogen | 1 | 0.17949 | 0 | 0 | 0 | 0 |  |  | 0.17949 | 0 |  |  |  |  | 0 | 0
8926 | LGE_GT10A | 1 | South | YES | 0.09517 | 158 | 0 | 158 | 0 | 1.03 | Cogen | 1 | 0.17971 | 0 | 0 | 0 | 0 |  |  | 0.17971 | 0 |  |  |  |  | 0 | 0
8927 | LGE_GT20A | 2 | South | YES | 0.09517 | 153 | 0 | 153 | 0 | 1.03 | Cogen | 1 | 0.17971 | 0 | 0 | 0 | 0 |  |  | 0.17971 | 0 |  |  |  |  | 0 | 0
8928 | LGE_STG0A | 3 | South | YES | 0.09517 | 100 | 0 | 100 | 0 | 1.03 | Cogen | 1 | 0.17971 | 0 | 0 | 0 | 0 |  |  | 0.17971 | 0 |  |  |  |  | 0 | 0
8930 | ICPGN10A | 1 | South | YES | 0.09517 | 149 | 0 | 149 | 0 | 1.03 | Cogen | 1 | 0.17971 | 0 | 0 | 0 | 0 |  |  | 0.17971 | 0 |  |  |  |  | 0 | 0
8931 | ICPGN20A | 2 | South | YES | 0.09517 | 150 | 0 | 150 | 0 | 1.03 | Cogen | 1 | 0.17971 | 0 | 0 | 0 | 0 |  |  | 0.17971 | 0 |  |  |  |  | 0 | 0
8932 | ICPGN30A | 3 | South | YES | 0.09517 | 127 | 0 | 127 | 0 | 1.03 | Cogen | 1 | 0.17971 | 0 | 0 | 0 | 0 |  |  | 0.17971 | 0 |  |  |  |  | 0 | 0
80223 | REYSHR G | 1 | South | YES | 0.09517 | 12 | 0 | 12 | 0 | 1.032 | Cogen | 1 | 0.17971 | 0 | 0 | 0 | 0 |  |  | 0.17971 | 0 |  |  |  |  | 0 | 0
48721 | LEG_1___1 | 1 | North | YES | -0.057516 | 827 | 357 | 827 | 0 | 1.0348 | LIGCO | -1 | 0.17983 | 0 | 827 |  |  | 0 | 0 | -0.17983 | 0 |  |  |  |  | 0 | 0
48722 | LEG_2___2 | 2 | North | YES | -0.057516 | 819 | 357 | 819 | 0 | 1.0348 | LIGCO | -1 | 0.17983 | 0 | 819 |  |  | 0 | 0 | -0.17983 | 0 |  |  |  |  | 0 | 0
88299 | ZAPATA | F | South | YES | 0.095352 | 0 | 0 | 0 | 0 | 1.02 | BLT | 1 | 0.17989 | 0 | 0 | 0 | 0 |  |  | 0.17989 | 0 |  |  |  |  | 0 | 0
8173 | VICEC51A | 5 | South | YES | 0.095921 | 144 | 18 | 144 | 0 | 1.025 | CC | 1 | 0.18046 | 144 | 144 | 13.8126 | 144 |  |  | 0.18046 | 25.9859 |  |  |  |  | 0 | 0
8174 | VICEC61A | 6 | South | YES | 0.095921 | 188 | 42 | 188 | 0 | 1.025 | CC | 1 | 0.18046 | 188 | 188 | 18.0331 | 188 |  |  | 0.18046 | 33.926 |  |  |  |  | 0 | 0
5728 | FALCONHYDRO2 | 2 | South | YES | 0.095937 | 12 | 0 | 12 | 0 | 1.0234 | Hydro | 1 | 0.18047 | 0 | 0 | 0 | 0 |  |  | 0.18047 | 0 |  |  |  |  | 0 | 0
5729 | FALCONHYDRO3 | 3 | South | YES | 0.095937 | 11 | 0 | 11 | 0 | 1.0234 | Hydro | 1 | 0.18047 | 0 | 0 | 0 | 0 |  |  | 0.18047 | 0 |  |  |  |  | 0 | 0
8048 | FALCONHYDRO1 | 1 | South | YES | 0.095937 | 12 | 0 | 12 | 0 | 1.0234 | Hydro | 1 | 0.18047 | 0 | 0 | 0 | 0 |  |  | 0.18047 | 0 |  |  |  |  | 0 | 0
88508 | FALFURRI | F | South | YES | 0.095943 | 0 | 0 | 0 | 0 | 1 | AVR | 1 | 0.18048 | 0 | 0 | 0 | 0 |  |  | 0.18048 | 0 |  |  |  |  | 0 | 0
8442 | NBEC7 | MB | South | YES | 0.095988 | 0 | 81 | 367 |  | 1.0298 | GST | 1 | 0.18052 | 0 | 0 | 0 | 0 |  |  | 0.18052 | 0 |  |  |  |  | 0 | 0
8442 | NBEC7 | 7 | South | YES | 0.095988 | 0 | 81 | 367 |  | 1.0298 | GST | 1 | 0.18052 | 367 | 367 | 35.2276 | 367 |  |  | 0.18052 | 66.2524 |  |  |  |  | 0 | 0
8560 | CNOPGT1 | 1 | South | YES | 0.095998 | 148.3 | 0 | 148.3 | 0 | 1.03 | Cogen | 1 | 0.18053 | 0 | 0 | 0 | 0 |  |  | 0.18053 | 0 |  |  |  |  | 0 | 0
8561 | CNOPGT2 | 2 | South | YES | 0.095998 | 148.6 | 0 | 148.6 | 0 | 1.03 | Cogen | 1 | 0.18053 | 0 | 0 | 0 | 0 |  |  | 0.18053 | 0 |  |  |  |  | 0 | 0
8562 | CNOPST1 | 3 | South | YES | 0.095998 | 153 | 0 | 153 | 0 | 1.03 | Cogen | 1 | 0.18053 | 0 | 0 | 0 | 0 |  |  | 0.18053 | 0 |  |  |  |  | 0 | 0
8456 | COSW#1 | 1 | South | YES | 0.096045 | 20 | 0 | 20 | 0 | 1.027 | Cogen | 1 | 0.18058 | 0 | 0 | 0 | 0 |  |  | 0.18058 | 0 |  |  |  |  | 0 | 0
8457 | COSW#2 | 2 | South | YES | 0.096045 | 14 | 0 | 14 | 0 | 1.027 | Cogen | 1 | 0.18058 | 0 | 0 | 0 | 0 |  |  | 0.18058 | 0 |  |  |  |  | 0 | 0
8459 | B_DAVIS0B | MB | South | YES | 0.096158 | 0 | 50 | 339 |  | 1.03 | GSC | 1 | 0.18069 | 0 | 0 | 0 | 0 |  |  | 0.18069 | 0 |  |  |  |  | 0 | 0
8460 | B_DAVIS0A | MB | South | YES | 0.096158 | 0 | 50 | 340 |  | 1.03 | GSC | 1 | 0.18069 | 0 | 0 | 0 | 0 |  |  | 0.18069 | 0 |  |  |  |  | 0 | 0
80263 | B_DAVIS31A | 3 | South | YES | 0.096158 | 0 | 0 | 180 |  | 1.0366 | CC | 1 | 0.18069 | 180 | 180 | 17.3084 | 180 |  |  | 0.18069 | 32.525 |  |  |  |  | 0 | 0
80264 | B_DAVIS41A | 4 | South | YES | 0.096158 | 0 | 0 | 180 |  | 1.0366 | CC | 1 | 0.18069 | 180 | 180 | 17.3084 | 180 |  |  | 0.18069 | 32.525 |  |  |  |  | 0 | 0
8506 | VAL #1 | 1 | South | YES | 0.096198 | 20.9 | 0 | 25 | 0 | 1.0055 | Cogen | 1 | 0.18073 | 0 | 0 | 0 | 0 |  |  | 0.18073 | 0 |  |  |  |  | 0 | 0
8507 | VAL #2 | 2 | South | YES | 0.096198 | 20.9 | 0 | 25 | 0 | 1.0055 | Cogen | 1 | 0.18073 | 0 | 0 | 0 | 0 |  |  | 0.18073 | 0 |  |  |  |  | 0 | 0
8461 | KOCH_UP0A | 1 | South | YES | 0.096282 | 38 | 0 | 38 | 0 | 1.012 | Cogen | 1 | 0.18082 | 0 | 0 | 0 | 0 |  |  | 0.18082 | 0 |  |  |  |  | 0 | 0
8511 | OXY_CC0A | 1 | South | YES | 0.096287 | 30.3 | 0 | 38 | 0 | 1.027 | Cogen | 1 | 0.18082 | 0 | 0 | 0 | 0 |  |  | 0.18082 | 0 |  |  |  |  | 0 | 0
7028 | L_MARBFA1_1Y | 1 | South | YES | 0.096421 | 0 | 0 | 18 |  | 1 | Hydro | 1 | 0.18096 | 0 | 0 | 0 | 0 |  |  | 0.18096 | 0 |  |  |  |  | 0 | 0
7029 | L_MARBFA1_2Y | 2 | South | YES | 0.096421 | 0 | 0 | 18 |  | 1 | Hydro | 1 | 0.18096 | 0 | 0 | 0 | 0 |  |  | 0.18096 | 0 |  |  |  |  | 0 | 0
8933 | FGNTS001 | 1 | South | YES | 0.09655 | 146.5 | 0 | 146.5 | 0 | 1.03 | CC | 1 | 0.18109 | 146.5 | 146.5 | 14.1446 | 146.5 |  |  | 0.18109 | 26.5291 |  |  |  |  | 0 | 0
8934 | FGNTS101 | 2 | South | YES | 0.09655 | 147.9 | 0 | 147.9 | 0 | 1.03 | CC | 1 | 0.18109 | 147.9 | 147.9 | 14.2797 | 147.9 |  |  | 0.18109 | 26.7827 |  |  |  |  | 0 | 0
8935 | FGNTS201 | 3 | South | YES | 0.09655 | 173 | 0 | 173 | 0 | 1.03 | CC | 1 | 0.18109 | 173 | 173 | 16.7032 | 173 |  |  | 0.18109 | 31.3279 |  |  |  |  | 0 | 0
8517 | CELANEBI0A | 1 | South | YES | 0.096612 | 29 | 0 | 29 | 0 | 1.02 | Cogen | 1 | 0.18115 | 0 | 0 | 0 | 0 |  |  | 0.18115 | 0 |  |  |  |  | 0 | 0
8982 | HECN2 | 2 | South | YES | 0.096653 | 144.1 | 0 | 144.1 | 0 | 1.0304 | CC | 1 | 0.18119 | 144.1 | 144.1 | 13.9277 | 144.1 |  |  | 0.18119 | 26.1094 |  |  |  |  | 0 | 0
8981 | HECN1 | 1 | South | YES | 0.096653 | 144.8 | 0 | 144.8 | 0 | 1.0304 | CC | 1 | 0.18119 | 144.8 | 144.8 | 13.9954 | 144.8 |  |  | 0.18119 | 26.2362 |  |  |  |  | 0 | 0
8983 | HECN3 | 3 | South | YES | 0.096653 | 171.9 | 0 | 171.9 | 0 | 1.0304 | CC | 1 | 0.18119 | 171.9 | 171.9 | 16.6147 | 171.9 |  |  | 0.18119 | 31.1464 |  |  |  |  | 0 | 0
8936 | MVGN#1 | 1 | South | YES | 0.096654 | 216.6 | 0 | 216.6 | 0 | 1.0304 | CC | 1 | 0.18119 | 216.6 | 216.6 | 20.9353 | 216.6 |  |  | 0.18119 | 39.2458 |  |  |  |  | 0 | 0
8937 | MVGN#2 | 2 | South | YES | 0.096654 | 216.7 | 0 | 216.7 | 0 | 1.0304 | CC | 1 | 0.18119 | 216.7 | 216.7 | 20.9449 | 216.7 |  |  | 0.18119 | 39.2639 |  |  |  |  | 0 | 0
8938 | MVGN#3 | 3 | South | YES | 0.096654 | 250.9 | 0 | 250.9 | 0 | 1.0304 | CC | 1 | 0.18119 | 250.9 | 250.9 | 24.2505 | 250.9 |  |  | 0.18119 | 45.4606 |  |  |  |  | 0 | 0
80003 | MILHWYS | F | South | YES | 0.096689 | 0 | 0 | 0 | 0 | 1.0168 | AVR | 1 | 0.18123 | 0 | 0 | 0 | 0 |  |  | 0.18123 | 0 |  |  |  |  | 0 | 0
5933 | SI_RAY6 | 6 | South | YES | 0.096689 | 15.4 | 10 | 19.3 | 0 | 1.035 | GST | 1 | 0.18123 | 19.3 | 19.3 | 1.8661 | 19.3 |  |  | 0.18123 | 3.4976 |  |  |  |  | 0 | 0
5932 | SI_RAY9 | 9 | South | YES | 0.096689 | 32 | 32 | 38 | 0 | 1.035 | CC | 1 | 0.18123 | 38 | 38 | 3.6742 | 38 |  |  | 0.18123 | 6.8866 |  |  |  |  | 0 | 0
5935 | SI_RAY10 | 10 | South | YES | 0.096689 | 47 | 10 | 47 | 0 | 1.03 | CC | 1 | 0.18123 | 47 | 47 | 4.5444 | 47 |  |  | 0.18123 | 8.5176 |  |  |  |  | 0 | 0
80080 | GWINDT11A | 4 | South | YES | 0.096714 | 3.8 | 0 | 19 | 0 | 1.025 | Wind | 1 | 0.18125 | 0 | 19 | 1.8376 | 19 |  |  | 0.18125 | 3.4438 |  |  |  |  | 0 | 0
80081 | GWINDT21A | 4 | South | YES | 0.096714 | 4.4 | 0 | 22 | 0 | 1.025 | Wind | 1 | 0.18125 | 0 | 22 | 2.1277 | 22 |  |  | 0.18125 | 3.9875 |  |  |  |  | 0 | 0
80081 | GWINDT21A | 2 | South | YES | 0.096714 | 7.2 | 0 | 36 | 0 | 1.025 | Wind | 1 | 0.18125 | 0 | 36 | 3.4817 | 36 |  |  | 0.18125 | 6.525 |  |  |  |  | 0 | 0
80080 | GWINDT11A | 3 | South | YES | 0.096714 | 0 | 0 | 38 | 0 | 1.025 | Wind | 1 | 0.18125 | 0 | 38 | 3.6751 | 38 |  |  | 0.18125 | 6.8875 |  |  |  |  | 0 | 0
80080 | GWINDT11A | 2 | South | YES | 0.096714 | 0 | 0 | 41 | 0 | 1.025 | Wind | 1 | 0.18125 | 0 | 41 | 3.9653 | 41 |  |  | 0.18125 | 7.4313 |  |  |  |  | 0 | 0
80081 | GWINDT21A | 3 | South | YES | 0.096714 | 8.6 | 0 | 43 | 0 | 1.025 | Wind | 1 | 0.18125 | 0 | 43 | 4.1587 | 43 |  |  | 0.18125 | 7.7938 |  |  |  |  | 0 | 0
80180 | PNSCALT11A | 2 | South | YES | 0.096714 | 10 | 0 | 50 | 0 | 1.025 | Wind | 1 | 0.18125 | 0 | 50 | 4.8357 | 50 |  |  | 0.18125 | 9.0625 |  |  |  |  | 0 | 0
80181 | PNSCALT21A | 2 | South | YES | 0.096714 | 10 | 0 | 50 | 0 | 1.025 | Wind | 1 | 0.18125 | 0 | 50 | 4.8357 | 50 |  |  | 0.18125 | 9.0625 |  |  |  |  | 0 | 0
80181 | PNSCALT21A | 1 | South | YES | 0.096714 | 16.5 | 0 | 55 | 0 | 1.025 | Wind | 1 | 0.18125 | 0 | 55 | 5.3193 | 55 |  |  | 0.18125 | 9.9688 |  |  |  |  | 0 | 0
80080 | GWINDT11A | 1 | South | YES | 0.096714 | 28.2 | 0 | 94 | 0 | 1.025 | Wind | 1 | 0.18125 | 0 | 94 | 9.0911 | 94 |  |  | 0.18125 | 17.0375 |  |  |  |  | 0 | 0
80081 | GWINDT21A | 1 | South | YES | 0.096714 | 28.2 | 0 | 94 | 0 | 1.025 | Wind | 1 | 0.18125 | 0 | 94 | 9.0911 | 94 |  |  | 0.18125 | 17.0375 |  |  |  |  | 0 | 0
80180 | PNSCALT11A | 1 | South | YES | 0.096714 | 43.8 | 0 | 148 | 0 | 1.025 | Wind | 1 | 0.18125 | 0 | 148 | 14.3137 | 148 |  |  | 0.18125 | 26.825 |  |  |  |  | 0 | 0
60018 | DSKY1 | 1 | West | YES | -0.060944 | 21 | 0 | 84 | 0 | 1.023 | Wind | -1 | 0.18326 | 0 | 84 |  |  |  |  | -0.18326 | 0 |  |  |  |  | 0 | 0
60000 | DSKY2 | 1 | West | YES | -0.061143 | 19.1 | 0 | 76.5 |  | 1.039 | Wind | -1 | 0.18346 | 0 | 76.5 |  |  |  |  | -0.18346 | 0 |  |  |  |  | 0 | 0
60017 | ORNNWP1 | 1 | West | YES | -0.061739 | 20 | 0 | 80 |  | 1.027 | Wind | -1 | 0.18406 | 0 | 80 |  |  |  |  | -0.18406 | 0 |  |  |  |  | 0 | 0
8161 | COLETO0A | 1 | South | YES | 0.1002 | 633 | 200 | 633 | 0 | 1.03 | LIGCO | 1 | 0.18473 | 0 | 633 | 63.4241 | 633 |  |  | 0.18473 | 116.9356 |  |  |  |  | 0 | 0
58909 | PEARSALLSCG1 | 6 | South | YES | 0.1004 | 0 | 0 | 8.4 |  | 1.027 | Diesel | 1 | 0.18493 | 8.4 | 8.4 | 0.84333 | 8.4 |  |  | 0.18493 | 1.5534 |  |  |  |  | 0 | 0
58909 | PEARSALLSCG1 | 5 | South | YES | 0.1004 | 0 | 0 | 8.4 |  | 1.027 | Diesel | 1 | 0.18493 | 8.4 | 8.4 | 0.84333 | 8.4 |  |  | 0.18493 | 1.5534 |  |  |  |  | 0 | 0
58909 | PEARSALLSCG1 | 2 | South | YES | 0.1004 | 0 | 0 | 8.4 |  | 1.027 | Diesel | 1 | 0.18493 | 8.4 | 8.4 | 0.84333 | 8.4 |  |  | 0.18493 | 1.5534 |  |  |  |  | 0 | 0
58909 | PEARSALLSCG1 | 1 | South | YES | 0.1004 | 0 | 0 | 8.4 |  | 1.027 | Diesel | 1 | 0.18493 | 8.4 | 8.4 | 0.84333 | 8.4 |  |  | 0.18493 | 1.5534 |  |  |  |  | 0 | 0
58909 | PEARSALLSCG1 | 3 | South | YES | 0.1004 | 0 | 0 | 8.4 |  | 1.027 | Diesel | 1 | 0.18493 | 8.4 | 8.4 | 0.84333 | 8.4 |  |  | 0.18493 | 1.5534 |  |  |  |  | 0 | 0
58909 | PEARSALLSCG1 | 4 | South | YES | 0.1004 | 0 | 0 | 8.4 |  | 1.027 | Diesel | 1 | 0.18493 | 8.4 | 8.4 | 0.84333 | 8.4 |  |  | 0.18493 | 1.5534 |  |  |  |  | 0 | 0
58919 | PEARSALLSCG2 | 4 | South | YES | 0.1004 | 0 | 0 | 8.4 |  | 1.027 | Diesel | 1 | 0.18493 | 8.4 | 8.4 | 0.84333 | 8.4 |  |  | 0.18493 | 1.5534 |  |  |  |  | 0 | 0
58919 | PEARSALLSCG2 | 3 | South | YES | 0.1004 | 0 | 0 | 8.4 |  | 1.027 | Diesel | 1 | 0.18493 | 8.4 | 8.4 | 0.84333 | 8.4 |  |  | 0.18493 | 1.5534 |  |  |  |  | 0 | 0
58919 | PEARSALLSCG2 | 5 | South | YES | 0.1004 | 0 | 0 | 8.4 |  | 1.027 | Diesel | 1 | 0.18493 | 8.4 | 8.4 | 0.84333 | 8.4 |  |  | 0.18493 | 1.5534 |  |  |  |  | 0 | 0
58919 | PEARSALLSCG2 | 6 | South | YES | 0.1004 | 0 | 0 | 8.4 |  | 1.027 | Diesel | 1 | 0.18493 | 8.4 | 8.4 | 0.84333 | 8.4 |  |  | 0.18493 | 1.5534 |  |  |  |  | 0 | 0
58919 | PEARSALLSCG2 | 2 | South | YES | 0.1004 | 0 | 0 | 8.4 |  | 1.027 | Diesel | 1 | 0.18493 | 8.4 | 8.4 | 0.84333 | 8.4 |  |  | 0.18493 | 1.5534 |  |  |  |  | 0 | 0
58919 | PEARSALLSCG2 | 1 | South | YES | 0.1004 | 0 | 0 | 8.4 |  | 1.027 | Diesel | 1 | 0.18493 | 8.4 | 8.4 | 0.84333 | 8.4 |  |  | 0.18493 | 1.5534 |  |  |  |  | 0 | 0
58929 | PEARSALLSCG3 | 5 | South | YES | 0.1004 | 0 | 0 | 8.4 |  | 1.027 | Diesel | 1 | 0.18493 | 8.4 | 8.4 | 0.84333 | 8.4 |  |  | 0.18493 | 1.5534 |  |  |  |  | 0 | 0
58929 | PEARSALLSCG3 | 3 | South | YES | 0.1004 | 0 | 0 | 8.4 |  | 1.027 | Diesel | 1 | 0.18493 | 8.4 | 8.4 | 0.84333 | 8.4 |  |  | 0.18493 | 1.5534 |  |  |  |  | 0 | 0
58929 | PEARSALLSCG3 | 6 | South | YES | 0.1004 | 0 | 0 | 8.4 |  | 1.027 | Diesel | 1 | 0.18493 | 8.4 | 8.4 | 0.84333 | 8.4 |  |  | 0.18493 | 1.5534 |  |  |  |  | 0 | 0
58929 | PEARSALLSCG3 | 1 | South | YES | 0.1004 | 0 | 0 | 8.4 |  | 1.027 | Diesel | 1 | 0.18493 | 8.4 | 8.4 | 0.84333 | 8.4 |  |  | 0.18493 | 1.5534 |  |  |  |  | 0 | 0
58929 | PEARSALLSCG3 | 4 | South | YES | 0.1004 | 0 | 0 | 8.4 |  | 1.027 | Diesel | 1 | 0.18493 | 8.4 | 8.4 | 0.84333 | 8.4 |  |  | 0.18493 | 1.5534 |  |  |  |  | 0 | 0
58929 | PEARSALLSCG3 | 2 | South | YES | 0.1004 | 0 | 0 | 8.4 |  | 1.027 | Diesel | 1 | 0.18493 | 8.4 | 8.4 | 0.84333 | 8.4 |  |  | 0.18493 | 1.5534 |  |  |  |  | 0 | 0
58949 | PEARSALLSCG4 | 1 | South | YES | 0.1004 | 0 | 0 | 8.4 |  | 1.027 | Diesel | 1 | 0.18493 | 8.4 | 8.4 | 0.84333 | 8.4 |  |  | 0.18493 | 1.5534 |  |  |  |  | 0 | 0
58949 | PEARSALLSCG4 | 2 | South | YES | 0.1004 | 0 | 0 | 8.4 |  | 1.027 | Diesel | 1 | 0.18493 | 8.4 | 8.4 | 0.84333 | 8.4 |  |  | 0.18493 | 1.5534 |  |  |  |  | 0 | 0
58949 | PEARSALLSCG4 | 3 | South | YES | 0.1004 | 0 | 0 | 8.4 |  | 1.027 | Diesel | 1 | 0.18493 | 8.4 | 8.4 | 0.84333 | 8.4 |  |  | 0.18493 | 1.5534 |  |  |  |  | 0 | 0
58949 | PEARSALLSCG4 | 4 | South | YES | 0.1004 | 0 | 0 | 8.4 |  | 1.027 | Diesel | 1 | 0.18493 | 8.4 | 8.4 | 0.84333 | 8.4 |  |  | 0.18493 | 1.5534 |  |  |  |  | 0 | 0
58949 | PEARSALLSCG4 | 5 | South | YES | 0.1004 | 0 | 0 | 8.4 |  | 1.027 | Diesel | 1 | 0.18493 | 8.4 | 8.4 | 0.84333 | 8.4 |  |  | 0.18493 | 1.5534 |  |  |  |  | 0 | 0
58949 | PEARSALLSCG4 | 6 | South | YES | 0.1004 | 0 | 0 | 8.4 |  | 1.027 | Diesel | 1 | 0.18493 | 8.4 | 8.4 | 0.84333 | 8.4 |  |  | 0.18493 | 1.5534 |  |  |  |  | 0 | 0
88198 | BEEVILLE | F | South | YES | 0.10106 | 0 | 0 | 0 | 0 | 1.02 | AVR | 1 | 0.1856 | 0 | 0 | 0 | 0 |  |  | 0.1856 | 0 |  |  |  |  | 0 | 0
38437 | TNSRBNMESA9 | 1 | West | YES | -0.064097 | 37.5 | 0 | 150 | 0 | 1.02 | Wind | -1 | 0.18641 | 0 | 150 |  |  |  |  | -0.18641 | 0 |  |  |  |  | 0 | 0
38332 | TNWDWRDU2_8 | 1 | West | YES | -0.064165 | 20 | 0 | 80 | 0 | 1.0232 | Wind | -1 | 0.18648 | 0 | 80 |  |  |  |  | -0.18648 | 0 |  |  |  |  | 0 | 0
60016 | WOODWRD11A | 1 | West | YES | -0.06418 | 20 | 0 | 80 |  | 1.033 | Wind | -1 | 0.1865 | 0 | 80 |  |  |  |  | -0.1865 | 0 |  |  |  |  | 0 | 0
6016 | SWMESA | 1 | West | YES | -0.064262 | 18.8 | 0 | 75 |  | 1.03 | Wind | -1 | 0.18658 | 0 | 75 |  |  |  |  | -0.18658 | 0 |  |  |  |  | 0 | 0
60003 | KING_NE1A | 1 | West | YES | -0.064262 | 20 | 0 | 80 |  | 1.03 | Wind | -1 | 0.18658 | 0 | 80 |  |  |  |  | -0.18658 | 0 |  |  |  |  | 0 | 0
60005 | KING_SE1A | 1 | West | YES | -0.064262 | 10 | 0 | 40 |  | 1.035 | Wind | -1 | 0.18658 | 0 | 40 |  |  |  |  | -0.18658 | 0 |  |  |  |  | 0 | 0
60201 | RIO DRCS | F | West | YES | -0.06439 | 0 | 0 | 0 | 0 | 1.025 | AVR | -1 | 0.18671 | 0 | 0 |  |  |  |  | -0.18671 | 0 |  |  |  |  | 0 | 0
5892 | PEARSALLGEN3 | 1 | South | YES | 0.10236 | 19.1 | 6 | 23.9 | 0 | 1.0226 | GST | 1 | 0.1869 | 23.9 | 23.9 | 2.4465 | 23.9 |  |  | 0.1869 | 4.4669 |  |  |  |  | 0 | 0
5890 | PEARSALLGEN1 | 1 | South | YES | 0.10236 | 19.2 | 6 | 24 | 0 | 1.0226 | GST | 1 | 0.1869 | 24 | 24 | 2.4567 | 24 |  |  | 0.1869 | 4.4856 |  |  |  |  | 0 | 0
5891 | PEARSALLGEN2 | 1 | South | YES | 0.10236 | 19.4 | 6 | 24.3 | 0 | 1.0226 | GST | 1 | 0.1869 | 24.3 | 24.3 | 2.4874 | 24.3 |  |  | 0.1869 | 4.5417 |  |  |  |  | 0 | 0
60007 | KING_SW1A | 1 | West | YES | -0.064706 | 20 | 0 | 80 |  | 1.03 | Wind | -1 | 0.18702 | 0 | 80 |  |  |  |  | -0.18702 | 0 |  |  |  |  | 0 | 0
60019 | KING_NW1A | 1 | West | YES | -0.064706 | 20 | 0 | 80 |  | 1.03 | Wind | -1 | 0.18702 | 0 | 80 |  |  |  |  | -0.18702 | 0 |  |  |  |  | 0 | 0
1349 | WESTXWIN_1G | 1 | West | YES | -0.071157 | 1.3 | 0 | 6.6 |  | 1.014 | Wind | -1 | 0.19347 | 0 | 6.6 |  |  |  |  | -0.19347 | 0 |  |  |  |  | 0 | 0
1350 | NWPWRG1_1G | 1 | West | YES | -0.071157 | 6.9 | 1 | 34.3 |  | 1.014 | Wind | -1 | 0.19347 | 0 | 34.3 |  |  |  |  | -0.19347 | 0 |  |  |  |  | 0 | 0
3381 | BBRN_1G | 1 | North | YES | -0.071442 | 618 | 225 | 618 | 0 | 1.03 | LIGCO | -1 | 0.19376 | 0 | 618 |  |  | 0 | 0 | -0.19376 | 0 |  |  |  |  | 0 | 0
3382 | BBRN_2G | 2 | North | YES | -0.071442 | 589 | 225 | 589 | 0 | 1.03 | LIGCO | -1 | 0.19376 | 0 | 589 |  |  | 0 | 0 | -0.19376 | 0 |  |  |  |  | 0 | 0
1008 | PB6GEN_7G | 6 | West | YES | -0.071566 | 515 | 130 | 515 | 0 | 1.036 | GST | -1 | 0.19388 | 515 | 515 |  |  |  |  | -0.19388 | -99.8501 |  |  |  |  | 0 | 0
1007 | PB5GEN_6G | 5 | West | YES | -0.071566 | 91.2 | 40 | 114 | 0 | 1.036 | GST | -1 | 0.19388 | 114 | 114 |  |  |  |  | -0.19388 | -22.1027 |  |  |  |  | 0 | 0
1005 | PBCTDGE_4G | D | West | YES | -0.071566 | 65 | 65 | 68 | 0 | 1.036 | GGT | -1 | 0.19388 | 68 | 68 |  |  |  |  | -0.19388 | -13.1841 |  |  |  |  | 0 | 0
1004 | PBCTCGE_3G | C | West | YES | -0.071566 | 62 | 62 | 67 | 0 | 1.036 | GGT | -1 | 0.19388 | 67 | 67 |  |  |  |  | -0.19388 | -12.9902 |  |  |  |  | 0 | 0
1006 | PBCTEGE_5G | E | West | YES | -0.071566 | 65 | 65 | 67 | 0 | 1.036 | GGT | -1 | 0.19388 | 67 | 67 |  |  |  |  | -0.19388 | -12.9902 |  |  |  |  | 0 | 0
1002 | PBCTAGE_1G | A | West | YES | -0.071566 | 64 | 64 | 66 | 0 | 1.036 | GGT | -1 | 0.19388 | 66 | 66 |  |  |  |  | -0.19388 | -12.7963 |  |  |  |  | 0 | 0
1003 | PBCTBGE_2G | B | West | YES | -0.071566 | 65 | 65 | 66 | 0 | 1.036 | GGT | -1 | 0.19388 | 66 | 66 |  |  |  |  | -0.19388 | -12.7963 |  |  |  |  | 0 | 0
7038 | L_DELAWA1_1Y | 1 | West | YES | -0.071639 | 3.5 | 0 | 35 | 0 | 1 | Wind | -1 | 0.19396 | 0 | 35 |  |  |  |  | -0.19396 | 0 |  |  |  |  | 0 | 0
7038 | L_DELAWA1_1Y | 2 | West | YES | -0.071639 | 3 | 0 | 30 | 0 | 1 | Wind | -1 | 0.19396 | 0 | 30 |  |  |  |  | -0.19396 | 0 |  |  |  |  | 0 | 0
11147 | NOTREES_1G | 1 | West | YES | -0.071779 | 29.8 | 0 | 149 | 0 | 1.017 | Wind | -1 | 0.1941 | 0 | 149 |  |  |  |  | -0.1941 | 0 |  |  |  |  | 0 | 0
76091 | L_DIVIDE1_1N | W1 | West | YES | -0.071866 | 22.5 | 0 | 112.5 |  | 1.02 | Wind | -1 | 0.19418 | 0 | 112.5 |  |  |  |  | -0.19418 | 0 |  |  |  |  | 0 | 0
76095 | L_CAPRSI1_1N | W1 | West | YES | -0.071866 | 29.9 | 0 | 149.5 | 0 | 1.02 | Wind | -1 | 0.19418 | 0 | 149.5 |  |  |  |  | -0.19418 | 0 |  |  |  |  | 0 | 0
76096 | L_CAPRSI1_2N | W1 | West | YES | -0.071866 | 37.2 | 0 | 186 | 0 | 1.02 | Wind | -1 | 0.19418 | 0 | 186 |  |  |  |  | -0.19418 | 0 |  |  |  |  | 0 | 0
76097 | L_CAPRGE1_1N | W1 | West | YES | -0.071866 | 42.9 | 0 | 214.5 | 0 | 1.02 | Wind | -1 | 0.19418 | 0 | 214.5 |  |  |  |  | -0.19418 | 0 |  |  |  |  | 0 | 0
5903 | SANMIGUELGEN | 1 | South | YES | 0.10969 | 396.3 | 180 | 396.3 | 0 | 1.0336 | LIGCO | 1 | 0.19423 | 0 | 396.3 | 43.4713 | 396.3 |  |  | 0.19423 | 76.9731 |  |  |  |  | 0 | 0
60057 | CALLAHAN1A | 1 | West | YES | -0.072058 | 22.8 | 0 | 114 | 0 | 1.04 | Wind | -1 | 0.19438 | 0 | 114 |  |  |  |  | -0.19438 | 0 |  |  |  |  | 0 | 0
76031 | L_GASCCR1_1N | W1 | West | YES | -0.072207 | 30 | 0 | 150 | 0 | 1.02 | Wind | -1 | 0.19452 | 0 | 150 |  |  |  |  | -0.19452 | 0 |  |  |  |  | 0 | 0
13133 | CALFREST_3G | 3 | North | YES | -0.072438 | 177.4 | 40 | 177.4 | 0 | 1.031 | CC | -1 | 0.19476 | 177.4 | 177.4 |  |  | -12.8505 | 177.4 | -0.19476 | -34.5497 |  |  |  |  | 0 | 0
13132 | CALFREST_2G | 2 | North | YES | -0.072438 | 151 | 57 | 151 | 0 | 1.031 | CC | -1 | 0.19476 | 151 | 151 |  |  | -10.9381 | 151 | -0.19476 | -29.4081 |  |  |  |  | 0 | 0
13131 | CALFREST_1G | 1 | North | YES | -0.072438 | 150.7 | 40 | 150.7 | 0 | 1.031 | CC | -1 | 0.19476 | 150.7 | 150.7 |  |  | -10.9164 | 150.7 | -0.19476 | -29.3497 |  |  |  |  | 0 | 0
1320 | BSP 1 | 1 | West | YES | -0.072483 | 25.5 | 2.9 | 25.8 | 0 | 1 | Cogen | -1 | 0.1948 | 0 | 0 |  |  |  |  | -0.1948 | 0 |  |  |  |  | 0 | 0
1326 | STANTONW_8 | 1 | West | YES | -0.072576 | 20.1 | 0 | 100.5 |  | 1.01 | Wind | -1 | 0.19489 | 0 | 100.5 |  |  |  |  | -0.19489 | 0 |  |  |  |  | 0 | 0
11025 | TIEHVSG_2G | 1 | West | YES | -0.072596 | 213.2 | 63 | 213.2 | 0 | 1.012 | CC | -1 | 0.19491 | 213.2 | 213.2 |  |  |  |  | -0.19491 | -41.5556 |  |  |  |  | 0 | 0
11020 | TIEHVSG_1G | 1 | West | YES | -0.072596 | 208.2 | 63 | 208.2 | 0 | 1.012 | CC | -1 | 0.19491 | 208.2 | 208.2 |  |  |  |  | -0.19491 | -40.581 |  |  |  |  | 0 | 0
11024 | TIEHVCG_4G | 1 | West | YES | -0.072596 | 147 | 103 | 147 | 0 | 1.012 | CC | -1 | 0.19491 | 147 | 147 |  |  |  |  | -0.19491 | -28.6523 |  |  |  |  | 0 | 0
11021 | TIEHVCG_1G | 1 | West | YES | -0.072596 | 142.1 | 103 | 142.1 | 0 | 1.012 | CC | -1 | 0.19491 | 142.1 | 142.1 |  |  |  |  | -0.19491 | -27.6972 |  |  |  |  | 0 | 0
11023 | TIEHVCG_3G | 1 | West | YES | -0.072596 | 137.4 | 103 | 137.4 | 0 | 1.012 | CC | -1 | 0.19491 | 137.4 | 137.4 |  |  |  |  | -0.19491 | -26.7812 |  |  |  |  | 0 | 0
11022 | TIEHVCG_2G | 1 | West | YES | -0.072596 | 132.4 | 103 | 132.4 | 0 | 1.012 | CC | -1 | 0.19491 | 132.4 | 132.4 |  |  |  |  | -0.19491 | -25.8066 |  |  |  |  | 0 | 0
11014 | NAV6ST | 1 | West | YES | -0.072608 | 115 | 40 | 115 | 0 | 1.029 | CC | -1 | 0.19493 | 115 | 115 |  |  |  |  | -0.19493 | -22.4165 |  |  |  |  | 0 | 0
11011 | NAV3ST | 1 | West | YES | -0.072608 | 92.8 | 40 | 92.8 | 0 | 1.029 | CC | -1 | 0.19493 | 92.8 | 92.8 |  |  |  |  | -0.19493 | -18.0891 |  |  |  |  | 0 | 0
11012 | NAV4CT | 1 | West | YES | -0.072608 | 80 | 18 | 80 | 0 | 1.029 | CC | -1 | 0.19493 | 80 | 80 |  |  |  |  | -0.19493 | -15.5941 |  |  |  |  | 0 | 0
11013 | NAV5CT | 1 | West | YES | -0.072608 | 80 | 18 | 80 | 0 | 1.029 | CC | -1 | 0.19493 | 80 | 80 |  |  |  |  | -0.19493 | -15.5941 |  |  |  |  | 0 | 0
11009 | NAV2CT | 1 | West | YES | -0.072608 | 71.4 | 18 | 71.4 | 0 | 1.029 | CC | -1 | 0.19493 | 71.4 | 71.4 |  |  |  |  | -0.19493 | -13.9177 |  |  |  |  | 0 | 0
11001 | NAV1CT | 1 | West | YES | -0.072608 | 70.4 | 18 | 70.4 | 0 | 1.029 | CC | -1 | 0.19493 | 70.4 | 70.4 |  |  |  |  | -0.19493 | -13.7228 |  |  |  |  | 0 | 0
13136 | CALFREST_6G | 6 | North | YES | -0.072648 | 177.5 | 40 | 177.5 | 0 | 1.031 | CC | -1 | 0.19497 | 177.5 | 177.5 |  |  | -12.895 | 177.5 | -0.19497 | -34.6064 |  |  |  |  | 0 | 0
13135 | CALFREST_5G | 5 | North | YES | -0.072648 | 152.3 | 57 | 152.3 | 0 | 1.031 | CC | -1 | 0.19497 | 152.3 | 152.3 |  |  | -11.0643 | 152.3 | -0.19497 | -29.6933 |  |  |  |  | 0 | 0
13134 | CALFREST_4G | 4 | North | YES | -0.072648 | 151.5 | 40 | 151.5 | 0 | 1.031 | CC | -1 | 0.19497 | 151.5 | 151.5 |  |  | -11.0062 | 151.5 | -0.19497 | -29.5373 |  |  |  |  | 0 | 0
1328 | OCOTILLO_1G | 1 | West | YES | -0.072712 | 11.6 | 0 | 58 |  | 1.01 | Wind | -1 | 0.19503 | 0 | 58 |  |  |  |  | -0.19503 | 0 |  |  |  |  | 0 | 0
1333 | MCDDONAL_8 | 1 | West | YES | -0.072897 | 42.8 | 0 | 214.2 |  | 1.01 | Wind | -1 | 0.19521 | 0 | 214.2 |  |  |  |  | -0.19521 | 0 |  |  |  |  | 0 | 0
1327 | WILDHRSE_1G | 1 | West | YES | -0.073133 | 0 | 0 | 120 |  | 1 | Wind | -1 | 0.19545 | 0 | 120 |  |  |  |  | -0.19545 | 0 |  |  |  |  | 0 | 0
1360 | GUNSIGHT_8 | 1 | West | YES | -0.073175 | 0 | 0 | 120 |  | 1.01 | Wind | -1 | 0.19549 | 0 | 120 |  |  |  |  | -0.19549 | 0 |  |  |  |  | 0 | 0
11320 | COYOTE_1G | 1 | West | YES | -0.073465 | 22.5 | 0 | 225 |  | 1 | Wind | -1 | 0.19578 | 0 | 225 |  |  |  |  | -0.19578 | 0 |  |  |  |  | 0 | 0
1045 | CALENG1G_1G | 1 | West | YES | -0.07347 | 73.4 | 27 | 73.4 | 0 | 1.014 | Cogen | -1 | 0.19579 | 0 | 0 |  |  |  |  | -0.19579 | 0 |  |  |  |  | 0 | 0
1046 | CALENG2G_2G | 2 | West | YES | -0.07347 | 73.4 | 27 | 73.4 | 0 | 1.014 | Cogen | -1 | 0.19579 | 0 | 0 |  |  |  |  | -0.19579 | 0 |  |  |  |  | 0 | 0
1047 | CALENG3G_3G | 3 | West | YES | -0.07347 | 70.4 | 27 | 70.4 | 0 | 1.014 | Cogen | -1 | 0.19579 | 0 | 0 |  |  |  |  | -0.19579 | 0 |  |  |  |  | 0 | 0
11309 | BULLCREK_2G | 1 | West | YES | -0.073534 | 20.9 | 0 | 180 |  | 1 | Wind | -1 | 0.19585 | 0 | 180 |  |  |  |  | -0.19585 | 0 |  |  |  |  | 0 | 0
11310 | BULLCREK_1G | 1 | West | YES | -0.073534 | 15.1 | 0 | 180 |  | 1 | Wind | -1 | 0.19585 | 0 | 180 |  |  |  |  | -0.19585 | 0 |  |  |  |  | 0 | 0
1058 | LONGSHORE_5 | 1 | West | YES | -0.07367 | 30 | 0 | 150 |  | 1.01 | Wind | -1 | 0.19599 | 0 | 150 |  |  |  |  | -0.19599 | 0 |  |  |  |  | 0 | 0
1058 | LONGSHORE_5 | 2 | West | YES | -0.07367 | 44 | 0 | 220 |  | 1.01 | Wind | -1 | 0.19599 | 0 | 220 |  |  |  |  | -0.19599 | 0 |  |  |  |  | 0 | 0
11065 | ELBOWCK_1G | 1 | West | YES | -0.07367 | 23.4 | 0 | 121.9 | 0 | 1 | Wind | -1 | 0.19599 | 0 | 121.9 |  |  |  |  | -0.19599 | 0 |  |  |  |  | 0 | 0
60058 | BUFF_GAP1A | 1 | West | YES | -0.073836 | 24 | 0 | 120 |  | 1 | Wind | -1 | 0.19615 | 0 | 120 |  |  |  |  | -0.19615 | 0 |  |  |  |  | 0 | 0
60060 | CIRELLO | 1 | West | YES | -0.073836 | 46.6 | 0 | 233 | 0 | 1 | Wind | -1 | 0.19615 | 0 | 233 |  |  |  |  | -0.19615 | 0 |  |  |  |  | 0 | 0
60063 | BUFF_GAP1B | 1 | West | YES | -0.073836 | 34 | 0 | 170.2 | 0 | 1.02 | Wind | -1 | 0.19615 | 0 | 170.2 |  |  |  |  | -0.19615 | 0 |  |  |  |  | 0 | 0
60066 | H_HOLLOW1A | 1 | West | YES | -0.073836 | 44.4 | 0 | 222 | 0 | 1.005 | Wind | -1 | 0.19615 | 0 | 222 |  |  |  |  | -0.19615 | 0 |  |  |  |  | 0 | 0
60068 | HHOLLOW21A | 1 | West | YES | -0.073836 | 36.8 | 0 | 184 | 0 | 1.025 | Wind | -1 | 0.19615 | 0 | 184 |  |  |  |  | -0.19615 | 0 |  |  |  |  | 0 | 0
60070 | HHOLLOW31A | 1 | West | YES | -0.073836 | 44.8 | 0 | 224 | 0 | 1.025 | Wind | -1 | 0.19615 | 0 | 224 |  |  |  |  | -0.19615 | 0 |  |  |  |  | 0 | 0
60072 | HHOLLOW41A | 1 | West | YES | -0.073836 | 23 | 0 | 115 | 0 | 1.025 | Wind | -1 | 0.19615 | 0 | 115 |  |  |  |  | -0.19615 | 0 |  |  |  |  | 0 | 0
1037 | MORGAN5G_5G | 5 | West | YES | -0.073852 | 109.6 | 40 | 137 | 0 | 1.029 | GST | -1 | 0.19617 | 137 | 137 |  |  |  |  | -0.19617 | -26.8753 |  |  |  |  | 0 | 0
1040 | MRGNBG_2G | B | West | YES | -0.073852 | 70 | 70 | 71 | 0 | 1.029 | GGT | -1 | 0.19617 | 71 | 71 |  |  |  |  | -0.19617 | -13.9281 |  |  |  |  | 0 | 0
1041 | MRGNCG_3G | C | West | YES | -0.073852 | 69 | 69 | 70 | 0 | 1.029 | GGT | -1 | 0.19617 | 70 | 70 |  |  |  |  | -0.19617 | -13.7319 |  |  |  |  | 0 | 0
1043 | MRGNEG_5G | E | West | YES | -0.073852 | 68 | 68 | 70 | 0 | 1.029 | GGT | -1 | 0.19617 | 70 | 70 |  |  |  |  | -0.19617 | -13.7319 |  |  |  |  | 0 | 0
1039 | MRGNAG_1G | A | West | YES | -0.073852 | 69 | 69 | 69 | 0 | 1.029 | GGT | -1 | 0.19617 | 69 | 69 |  |  |  |  | -0.19617 | -13.5357 |  |  |  |  | 0 | 0
1042 | MRGNDG_4G | D | West | YES | -0.073852 | 68 | 68 | 68 | 0 | 1.029 | GGT | -1 | 0.19617 | 68 | 68 |  |  |  |  | -0.19617 | -13.3395 |  |  |  |  | 0 | 0
1044 | MRGNFG_6G | F | West | YES | -0.073852 | 66 | 66 | 66 | 0 | 1.029 | GGT | -1 | 0.19617 | 66 | 66 |  |  |  |  | -0.19617 | -12.9472 |  |  |  |  | 0 | 0
6637 | SNYDERW1A | 1 | West | YES | -0.073939 | 12.6 | 0 | 63 | 0 | 1.025 | Wind | -1 | 0.19626 | 0 | 63 |  |  |  |  | -0.19626 | 0 |  |  |  |  | 0 | 0
1068 | SCURRYCW_1G | 1 | West | YES | -0.074011 | 28.2 | 1.3 | 141 | 0 | 1.0217 | Wind | -1 | 0.19633 | 0 | 141 |  |  |  |  | -0.19633 | 0 |  |  |  |  | 0 | 0
1073 | SCURRYCW_2G | 2 | West | YES | -0.074011 | 24 | 0 | 120 | 0 | 1.0217 | Wind | -1 | 0.19633 | 0 | 120 |  |  |  |  | -0.19633 | 0 |  |  |  |  | 0 | 0
1061 | CIELOGEN_1G | 1 | West | YES | -0.074022 | 19.8 | 0 | 99 |  | 1 | Wind | -1 | 0.19634 | 0 | 99 |  |  |  |  | -0.19634 | 0 |  |  |  |  | 0 | 0
1062 | CIELOGEN_2G | 1 | West | YES | -0.074022 | 12.2 | 0 | 61 |  | 1 | Wind | -1 | 0.19634 | 0 | 61 |  |  |  |  | -0.19634 | 0 |  |  |  |  | 0 | 0
1069 | KINDERMG_1G | 1 | West | YES | -0.074022 | 25 | 5 | 25 | 0 | 1.017 | Cogen | -1 | 0.19634 | 0 | 0 |  |  |  |  | -0.19634 | 0 |  |  |  |  | 0 | 0
1070 | KINDERMG_2G | 1 | West | YES | -0.074022 | 45.7 | 12 | 45.7 | 0 | 1.017 | Cogen | -1 | 0.19634 | 0 | 0 |  |  |  |  | -0.19634 | 0 |  |  |  |  | 0 | 0
1071 | KINDERMG_3G | 1 | West | YES | -0.074022 | 45.7 | 12 | 45.7 | 0 | 1.017 | Cogen | -1 | 0.19634 | 0 | 0 |  |  |  |  | -0.19634 | 0 |  |  |  |  | 0 | 0
36998 | RDCNYNG1 | 1 | West | YES | -0.074231 | 16.8 | 0 | 84 |  | 1.01 | Wind | -1 | 0.19655 | 0 | 84 |  |  |  |  | -0.19655 | 0 |  |  |  |  | 0 | 0
1343 | TRENTIPP_8 | 1 | West | YES | -0.074713 | 30 | 0 | 150 |  | 1.014 | Wind | -1 | 0.19703 | 0 | 150 |  |  |  |  | -0.19703 | 0 |  |  |  |  | 0 | 0
1354 | AEPWIND_8 | 1 | West | YES | -0.074713 | 20.2 | 0 | 101 |  | 1 | Wind | -1 | 0.19703 | 0 | 101 |  |  |  |  | -0.19703 | 0 |  |  |  |  | 0 | 0
8189 | CUECPL2A | 1 | South | YES | 0.1126 | 12 | 0 | 12 | 0 | 1.02 | Cogen | 1 | 0.19713 | 0 | 0 | 0 | 0 |  |  | 0.19713 | 0 |  |  |  |  | 0 | 0
11056 | ROSCOE_1G | 1 | West | YES | -0.074841 | 41.8 | 0 | 209 |  | 1 | Wind | -1 | 0.19716 | 0 | 209 |  |  |  |  | -0.19716 | 0 |  |  |  |  | 0 | 0
11057 | CHAMPION_1G | 1 | West | YES | -0.074841 | 25.3 | 0 | 126.5 |  | 1 | Wind | -1 | 0.19716 | 0 | 126.5 |  |  |  |  | -0.19716 | 0 |  |  |  |  | 0 | 0
11058 | PYRON_1G | 1 | West | YES | -0.074841 | 49.8 | 0 | 249 |  | 1 | Wind | -1 | 0.19716 | 0 | 249 |  |  |  |  | -0.19716 | 0 |  |  |  |  | 0 | 0
11059 | INADALE_1G | 1 | West | YES | -0.074841 | 39.4 | 0 | 197 |  | 1 | Wind | -1 | 0.19716 | 0 | 197 |  |  |  |  | -0.19716 | 0 |  |  |  |  | 0 | 0
71051 | L_BITTCR1_1N | W1 | West | YES | -0.074841 | 7.5 | 0 | 37.5 |  | 1.02 | Wind | -1 | 0.19716 | 0 | 37.5 |  |  |  |  | -0.19716 | 0 |  |  |  |  | 0 | 0
71054 | L_SWEETW1_1N | W1 | West | YES | -0.074841 | 21.5 | 0 | 107.5 |  | 1.02 | Wind | -1 | 0.19716 | 0 | 107.5 |  |  |  |  | -0.19716 | 0 |  |  |  |  | 0 | 0
71057 | L_SWEETW1_2N | W1 | West | YES | -0.074841 | 27 | 0 | 135 |  | 1.02 | Wind | -1 | 0.19716 | 0 | 135 |  |  |  |  | -0.19716 | 0 |  |  |  |  | 0 | 0
71059 | L_SWEETW1_3N | W1 | West | YES | -0.074841 | 23.8 | 0 | 119 | 0 | 1.02 | Wind | -1 | 0.19716 | 0 | 119 |  |  |  |  | -0.19716 | 0 |  |  |  |  | 0 | 0
71060 | L_SWEETW1_4N | W1 | West | YES | -0.074841 | 21 | 0 | 105 | 0 | 1.02 | Wind | -1 | 0.19716 | 0 | 105 |  |  |  |  | -0.19716 | 0 |  |  |  |  | 0 | 0
71061 | L_SWEETW1_5N | W1 | West | YES | -0.074841 | 16.1 | 0 | 80.5 | 0 | 1.02 | Wind | -1 | 0.19716 | 0 | 80.5 |  |  |  |  | -0.19716 | 0 |  |  |  |  | 0 | 0
6144 | MCADOO1A | 1 | West | YES | -0.075145 | 15 | 0 | 150 | 0 | 1.025 | Wind | -1 | 0.19746 | 0 | 150 |  |  |  |  | -0.19746 | 0 |  |  |  |  | 0 | 0
6407 | TURKTRAK1A | 1 | West | YES | -0.075258 | 33.9 | 0 | 169.5 | 0 | 1.025 | Wind | -1 | 0.19758 | 0 | 169.5 |  |  |  |  | -0.19758 | 0 |  |  |  |  | 0 | 0
1417 | SWETWATR_2G | 2 | West | YES | -0.075306 | 72 | 36 | 72 | 0 | 1.026 | CC | -1 | 0.19762 | 72 | 72 |  |  |  |  | -0.19762 | -14.2289 |  |  |  |  | 0 | 0
1418 | SWETWATR_3G | 3 | West | YES | -0.075306 | 68 | 36 | 68 | 0 | 1.026 | CC | -1 | 0.19762 | 68 | 68 |  |  |  |  | -0.19762 | -13.4384 |  |  |  |  | 0 | 0
1419 | SWETWATR_4G | 4 | West | YES | -0.075306 | 61 | 36 | 61 | 0 | 1.026 | CC | -1 | 0.19762 | 61 | 61 |  |  |  |  | -0.19762 | -12.055 |  |  |  |  | 0 | 0
1416 | SWETWATR_1G | 1 | West | YES | -0.075306 | 30 | 18 | 30 | 0 | 1.026 | CC | -1 | 0.19762 | 30 | 30 |  |  |  |  | -0.19762 | -5.9287 |  |  |  |  | 0 | 0
60081 | WHRLWIND1A | 1 | West | YES | -0.076197 | 12 | 0 | 60 | 0 | 1.03 | Wind | -1 | 0.19851 | 0 | 60 |  |  |  |  | -0.19851 | 0 |  |  |  |  | 0 | 0
3108 | STRYKER_2G | 2 | North | YES | -0.076436 | 484 | 75 | 484 | 0 | 1.029 | GST | -1 | 0.19875 | 484 | 484 |  |  | -36.995 | 484 | -0.19875 | -96.1968 |  |  |  |  | 0 | 0
3107 | STRYKER_1G | 1 | North | YES | -0.076436 | 145.6 | 45 | 182 | 0 | 1.029 | GST | -1 | 0.19875 | 182 | 182 |  |  | -13.9114 | 182 | -0.19875 | -36.1732 |  |  |  |  | 0 | 0
5401 | CALAVER_JKS1 | 1 | South | YES | 0.11432 | 562 | 100 | 562 | 0 | 1.026 | LIGCO | 1 | 0.19886 | 0 | 562 | 64.2473 | 562 |  |  | 0.19886 | 111.7567 |  |  |  |  | 0 | 0
5268 | LEON_LCPCT3 | 3 | South | YES | 0.11447 | 43 | 24 | 43 | 0 | 1.0197 | GGT | 1 | 0.19901 | 43 | 43 | 4.9223 | 43 |  |  | 0.19901 | 8.5573 |  |  |  |  | 0 | 0
5266 | LEON_LCPCT1 | 1 | South | YES | 0.11447 | 44 | 24 | 44 | 0 | 1.0197 | GGT | 1 | 0.19901 | 44 | 44 | 5.0367 | 44 |  |  | 0.19901 | 8.7563 |  |  |  |  | 0 | 0
5267 | LEON_LCPCT2 | 2 | South | YES | 0.11447 | 44 | 24 | 44 | 0 | 1.0197 | GGT | 1 | 0.19901 | 44 | 44 | 5.0367 | 44 |  |  | 0.19901 | 8.7563 |  |  |  |  | 0 | 0
5269 | LEON_LCPCT4 | 4 | South | YES | 0.11447 | 45 | 24 | 45 | 0 | 1.0197 | GGT | 1 | 0.19901 | 45 | 45 | 5.1512 | 45 |  |  | 0.19901 | 8.9553 |  |  |  |  | 0 | 0
5264 | LEON_LCP3G3 | 3 | South | YES | 0.11447 | 0 | 20 | 58 |  | 1.0197 | GST | 1 | 0.19901 | 58 | 58 | 6.6393 | 58 |  |  | 0.19901 | 11.5424 |  |  |  |  | 0 | 0
5265 | LEON_LCP4G4 | 4 | South | YES | 0.11447 | 89 | 25 | 89 | 0 | 1.0197 | GST | 1 | 0.19901 | 89 | 89 | 10.1879 | 89 |  |  | 0.19901 | 17.7117 |  |  |  |  | 0 | 0
3309 | ASPN_G | 1 | North | YES | -0.076729 | 50 | 0 | 50 |  | 1 | Bio | -1 | 0.19905 | 50 | 50 |  |  | -3.8365 | 50 | -0.19905 | -9.9523 |  |  |  |  | 0 | 0
3348 | CHAMPION_1G | MB | North | YES | -0.076769 | 0 | 42 | 42 |  | 1 | Cogen | -1 | 0.19909 | 0 | 0 |  |  | 0 | 0 | -0.19909 | 0 |  |  |  |  | 0 | 0
5476 | BRA_AVR1_CT1 | 1 | South | YES | 0.11484 | 155 | 90 | 155 | 0 | 1.025 | CC | 1 | 0.19937 | 155 | 155 | 17.7994 | 155 |  |  | 0.19937 | 30.9026 |  |  |  |  | 0 | 0
5478 | BRA_AVR1_CT2 | 1 | South | YES | 0.11484 | 155 | 90 | 155 | 0 | 1.025 | CC | 1 | 0.19937 | 155 | 155 | 17.7994 | 155 |  |  | 0.19937 | 30.9026 |  |  |  |  | 0 | 0
5477 | BRA_AVR1_ST | 1 | South | YES | 0.11484 | 174 | 138 | 174 | 0 | 1.025 | CC | 1 | 0.19937 | 174 | 174 | 19.9813 | 174 |  |  | 0.19937 | 34.6906 |  |  |  |  | 0 | 0
13119 | TGATEWAY_4G | 4 | North | YES | -0.07726 | 399 | 65 | 399 | 0 | 1.0232 | CC | -1 | 0.19958 | 399 | 399 |  |  | -30.8267 | 399 | -0.19958 | -79.6315 |  |  |  |  | 0 | 0
13116 | TGATEWAY_1G | 1 | North | YES | -0.07726 | 151 | 30 | 151 | 0 | 1.0232 | CC | -1 | 0.19958 | 151 | 151 |  |  | -11.6663 | 151 | -0.19958 | -30.1362 |  |  |  |  | 0 | 0
13118 | TGATEWAY_3G | 3 | North | YES | -0.07726 | 148 | 30 | 148 | 0 | 1.0232 | CC | -1 | 0.19958 | 148 | 148 |  |  | -11.4345 | 148 | -0.19958 | -29.5375 |  |  |  |  | 0 | 0
13117 | TGATEWAY_2G | 2 | North | YES | -0.07726 | 130 | 30 | 130 | 0 | 1.0232 | CC | -1 | 0.19958 | 130 | 130 |  |  | -10.0438 | 130 | -0.19958 | -25.9451 |  |  |  |  | 0 | 0
1437 | MESQUITW_1G | 1 | North | YES | -0.077404 | 40 | 0 | 400 | 0 | 1.023 | Wind | -1 | 0.19972 | 0 | 400 |  |  | 0 | 0 | -0.19972 | 0 |  |  |  |  | 0 | 0
1438 | MESQUITW_2G | 1 | North | YES | -0.077408 | 23.6 | 0 | 236 |  | 1.017 | Wind | -1 | 0.19973 | 0 | 236 |  |  | 0 | 0 | -0.19973 | 0 |  |  |  |  | 0 | 0
5028 | BRAUNIG_VHB3 | 3 | South | YES | 0.11524 | 407 | 60 | 407 | 0 | 1.0138 | GST | 1 | 0.19978 | 407 | 407 | 46.9027 | 407 |  |  | 0.19978 | 81.309 |  |  |  |  | 0 | 0
5026 | BRAUNIG_VHB1 | 1 | South | YES | 0.1153 | 215 | 40 | 215 | 0 | 1.0192 | GST | 1 | 0.19984 | 215 | 215 | 24.7901 | 215 |  |  | 0.19984 | 42.9655 |  |  |  |  | 0 | 0
5027 | BRAUNIG_VHB2 | 2 | South | YES | 0.1153 | 216 | 40 | 216 | 0 | 1.0192 | GST | 1 | 0.19984 | 216 | 216 | 24.9054 | 216 |  |  | 0.19984 | 43.1653 |  |  |  |  | 0 | 0
5397 | CALAVER_OWS2 | 2 | South | YES | 0.11545 | 400 | 80 | 400 | 0 | 1.0192 | GST | 1 | 0.19998 | 400 | 400 | 46.1784 | 400 |  |  | 0.19998 | 79.9929 |  |  |  |  | 0 | 0
5396 | CALAVER_OWS1 | 1 | South | YES | 0.11545 | 418 | 80 | 418 | 0 | 1.0192 | GST | 1 | 0.19998 | 418 | 418 | 48.2564 | 418 |  |  | 0.19998 | 83.5926 |  |  |  |  | 0 | 0
3097 | MARTLAKE_1G | 1 | North | YES | -0.077669 | 790 | 500 | 790 | 0 | 1.017 | LIGCO | -1 | 0.19999 | 0 | 790 |  |  | 0 | 0 | -0.19999 | 0 |  |  |  |  | 0 | 0
3098 | MARTLAKE_2G | 2 | North | YES | -0.077669 | 795 | 461 | 795 | 0 | 1.017 | LIGCO | -1 | 0.19999 | 0 | 795 |  |  | 0 | 0 | -0.19999 | 0 |  |  |  |  | 0 | 0
3099 | MARTLAKE_3G | 3 | North | YES | -0.077669 | 804 | 500 | 804 | 0 | 1.017 | LIGCO | -1 | 0.19999 | 0 | 804 |  |  | 0 | 0 | -0.19999 | 0 |  |  |  |  | 0 | 0
5111 | CALAVER_JTD1 | 1 | South | YES | 0.1156 | 430 | 80 | 430 | 0 | 1.0138 | LIGCO | 1 | 0.20013 | 0 | 430 | 49.7071 | 430 |  |  | 0.20013 | 86.0578 |  |  |  |  | 0 | 0
5112 | CALAVER_JTD2 | 2 | South | YES | 0.1156 | 430 | 80 | 430 | 0 | 1.0138 | LIGCO | 1 | 0.20013 | 0 | 430 | 49.7071 | 430 |  |  | 0.20013 | 86.0578 |  |  |  |  | 0 | 0
1442 | COKFIELD_5 | 1 | North | YES | -0.078214 | 16.5 | 0 | 165 |  | 1.029 | Wind | -1 | 0.20053 | 0 | 165 |  |  | 0 | 0 | -0.20053 | 0 |  |  |  |  | 0 | 0
5436 | TUTTL_WBT1G1 | 1 | South | YES | 0.1161 | 48.8 | 20 | 61 | 0 | 1.012 | GST | 1 | 0.20064 | 61 | 61 | 7.0821 | 61 |  |  | 0.20064 | 12.2388 |  |  |  |  | 0 | 0
5438 | TUTTL_WBT3G3 | 3 | South | YES | 0.1161 | 95 | 25 | 95 | 0 | 1.012 | GST | 1 | 0.20064 | 95 | 95 | 11.0295 | 95 |  |  | 0.20064 | 19.0604 |  |  |  |  | 0 | 0
5439 | TUTTL_WBT4G4 | 4 | South | YES | 0.1161 | 151 | 40 | 151 | 0 | 1.012 | GST | 1 | 0.20064 | 151 | 151 | 17.5311 | 151 |  |  | 0.20064 | 30.2961 |  |  |  |  | 0 | 0
7031 | L_MARSFO1G1Y | 1 | South | YES | 0.11659 | 0 | 0 | 36 |  | 1 | Hydro | 1 | 0.20112 | 0 | 0 | 0 | 0 |  |  | 0.20112 | 0 |  |  |  |  | 0 | 0
7032 | L_MARSFO1G2Y | 2 | South | YES | 0.11659 | 0 | 0 | 35 |  | 1 | Hydro | 1 | 0.20112 | 0 | 0 | 0 | 0 |  |  | 0.20112 | 0 |  |  |  |  | 0 | 0
7033 | L_MARSFO1G3Y | 3 | South | YES | 0.11659 | 0 | 0 | 36 |  | 1 | Hydro | 1 | 0.20112 | 0 | 0 | 0 | 0 |  |  | 0.20112 | 0 |  |  |  |  | 0 | 0
6100 | OKLA7A | EQ | West | YES | -0.078835 | 50 | -220 | 220 | 0 | 1.035 | DCTie | -1 | 0.20115 | 0 | 0 |  |  |  |  | -0.20115 | 0 |  |  |  |  | 0 | 0
6752 | OKLA0A | 1 | West | YES | -0.078835 | 649.7 | 175 | 649.7 | 0 | 1.035 | LIGCO | -1 | 0.20115 | 0 | 649.7 |  |  |  |  | -0.20115 | 0 |  |  |  |  | 0 | 0
1432 | GRHAMSES_2G | 2 | North | YES | -0.080766 | 294.9 | 90 | 366 | 0 | 1.014 | GST | -1 | 0.20308 | 366 | 366 |  |  | -29.5604 | 366 | -0.20308 | -74.3287 |  |  |  |  | 0 | 0
12424 | FPLEFR2S_G | 4 | North | YES | -0.08079 | 415 | 191 | 415 | 0 | 1 | CC | -1 | 0.20311 | 415 | 415 |  |  | -33.5279 | 415 | -0.20311 | -84.2897 |  |  |  |  | 0 | 0
12414 | FPLEFR1S_G | 4 | North | YES | -0.08079 | 414 | 191 | 414 | 0 | 1 | CC | -1 | 0.20311 | 414 | 414 |  |  | -33.4471 | 414 | -0.20311 | -84.0866 |  |  |  |  | 0 | 0
12412 | FPLEFR1B_G | 2 | North | YES | -0.08079 | 164 | 72 | 164 | 0 | 1 | CC | -1 | 0.20311 | 164 | 164 |  |  | -13.2496 | 164 | -0.20311 | -33.3097 |  |  |  |  | 0 | 0
12413 | FPLEFR1C_G | 3 | North | YES | -0.08079 | 164 | 72 | 164 | 0 | 1 | CC | -1 | 0.20311 | 164 | 164 |  |  | -13.2496 | 164 | -0.20311 | -33.3097 |  |  |  |  | 0 | 0
12423 | FPLEFR2C_G | 3 | North | YES | -0.08079 | 163 | 72 | 163 | 0 | 1 | CC | -1 | 0.20311 | 163 | 163 |  |  | -13.1688 | 163 | -0.20311 | -33.1066 |  |  |  |  | 0 | 0
12421 | FPLEFR2A_G | 1 | North | YES | -0.08079 | 162 | 72 | 162 | 0 | 1 | CC | -1 | 0.20311 | 162 | 162 |  |  | -13.088 | 162 | -0.20311 | -32.9035 |  |  |  |  | 0 | 0
12411 | FPLEFR1A_G | 1 | North | YES | -0.08079 | 161 | 72 | 161 | 0 | 1 | CC | -1 | 0.20311 | 161 | 161 |  |  | -13.0072 | 161 | -0.20311 | -32.7004 |  |  |  |  | 0 | 0
12422 | FPLEFR2B_G | 2 | North | YES | -0.08079 | 161 | 72 | 161 | 0 | 1 | CC | -1 | 0.20311 | 161 | 161 |  |  | -13.0072 | 161 | -0.20311 | -32.7004 |  |  |  |  | 0 | 0
1479 | WFCOGEN_1G | 1 | North | YES | -0.080878 | 16 | 12 | 20 | 0 | 1 | Cogen | -1 | 0.2032 | 0 | 0 |  |  | 0 | 0 | -0.2032 | 0 |  |  |  |  | 0 | 0
1479 | WFCOGEN_1G | 2 | North | YES | -0.080878 | 16 | 12 | 20 | 0 | 1 | Cogen | -1 | 0.2032 | 0 | 0 |  |  | 0 | 0 | -0.2032 | 0 |  |  |  |  | 0 | 0
1482 | WFCOGEN_2G | 1 | North | YES | -0.080878 | 16 | 12 | 20 | 0 | 1 | Cogen | -1 | 0.2032 | 0 | 0 |  |  | 0 | 0 | -0.2032 | 0 |  |  |  |  | 0 | 0
1482 | WFCOGEN_2G | 2 | North | YES | -0.080878 | 13.6 | 12 | 17 | 0 | 1 | Cogen | -1 | 0.2032 | 0 | 0 |  |  | 0 | 0 | -0.2032 | 0 |  |  |  |  | 0 | 0
1433 | GRHAMSES_1G | 1 | North | YES | -0.080999 | 242 | 60 | 242 | 0 | 1.038 | GST | -1 | 0.20332 | 242 | 242 |  |  | -19.6018 | 242 | -0.20332 | -49.2027 |  |  |  |  | 0 | 0
7624 | L_LAKEWO9_1Y | 1 | South | YES | 0.11903 | 0 | 0 | 2.4 |  | 1 | Hydro | 1 | 0.20357 | 0 | 0 | 0 | 0 |  |  | 0.20357 | 0 |  |  |  |  | 0 | 0
7624 | L_LAKEWO9_1Y | 2 | South | YES | 0.11903 | 0 | 0 | 2.4 |  | 1 | Hydro | 1 | 0.20357 | 0 | 0 | 0 | 0 |  |  | 0.20357 | 0 |  |  |  |  | 0 | 0
3126 | TRINIDAD_6G | 1 | North | YES | -0.081421 | 179.2 | 46 | 224 | 0 | 1 | GST | -1 | 0.20374 | 224 | 224 |  |  | -18.2383 | 224 | -0.20374 | -45.6375 |  |  |  |  | 0 | 0
2452 | LKHB2_G | 2 | North | YES | -0.081422 | 516 | 80 | 516 | 0 | 1.022 | GST | -1 | 0.20374 | 516 | 516 |  |  | -42.0138 | 516 | -0.20374 | -105.1297 |  |  |  |  | 0 | 0
2451 | LKHB1_G | 1 | North | YES | -0.081422 | 0 | 80 | 391 |  | 1.022 | GST | -1 | 0.20374 | 391 | 391 |  |  | -31.836 | 391 | -0.20374 | -79.6622 |  |  |  |  | 0 | 0
12440 | PARKD_1SVC8 | 1 | North | YES | -0.081561 | 0 | 0 | 0 | 0 | 1.007 | GST | -1 | 0.20388 | 0 | 0 |  |  | 0 | 0 | -0.20388 | 0 |  |  |  |  | 0 | 0
12449 | PARKD_2SVC8 | 1 | North | YES | -0.081561 | 0 | 0 | 0 | 0 | 1.007 | GST | -1 | 0.20388 | 0 | 0 |  |  | 0 | 0 | -0.20388 | 0 |  |  |  |  | 0 | 0
950 | STEAM3 | 1 | North | YES | -0.081592 | 41 | 13 | 42 | 0 | 1.02 | GST | -1 | 0.20391 | 42 | 42 |  |  | -3.4269 | 42 | -0.20391 | -8.5642 |  |  |  |  | 0 | 0
949 | STEAM2 | 1 | North | YES | -0.081592 | 26 | 8 | 26 | 0 | 0.99 | GST | -1 | 0.20391 | 26 | 26 |  |  | -2.1214 | 26 | -0.20391 | -5.3017 |  |  |  |  | 0 | 0
948 | STEAM1 | 1 | North | YES | -0.081592 | 0 | 12 | 20 |  | 1.02 | GST | -1 | 0.20391 | 20 | 20 |  |  | -1.6318 | 20 | -0.20391 | -4.0782 |  |  |  |  | 0 | 0
844 | OLINGER_G3 | 1 | North | YES | -0.081724 | 103.9 | 45 | 150 | 0 | 1.03 | GST | -1 | 0.20404 | 150 | 150 |  |  | -12.2586 | 150 | -0.20404 | -30.6063 |  |  |  |  | 0 | 0
843 | OLINGER_G2 | 1 | North | YES | -0.081724 | 76.2 | 25 | 110 | 0 | 1.03 | GST | -1 | 0.20404 | 110 | 110 |  |  | -8.9896 | 110 | -0.20404 | -22.4446 |  |  |  |  | 0 | 0
842 | OLINGER_G1 | 1 | North | YES | -0.081724 | 55.4 | 20 | 79 | 0 | 1.03 | GST | -1 | 0.20404 | 79 | 79 |  |  | -6.4562 | 79 | -0.20404 | -16.1193 |  |  |  |  | 0 | 0
845 | OLINGER_G4 | 1 | North | YES | -0.081724 | 51.9 | 0 | 76 | 0 | 1.03 | GGT | -1 | 0.20404 | 76 | 76 |  |  | -6.211 | 76 | -0.20404 | -15.5072 |  |  |  |  | 0 | 0
837 | NEWMAN_G5 | 1 | North | YES | -0.081733 | 0 | 15 | 40 |  | 1.01 | GST | -1 | 0.20405 | 40 | 40 |  |  | -3.2693 | 40 | -0.20405 | -8.162 |  |  |  |  | 0 | 0
7801 | L_GUADGE1_2Y | 2 | South | YES | 0.11954 | 138 | 30 | 138 | 0 | 1.02 | CC | 1 | 0.20408 | 138 | 138 | 16.4967 | 138 |  |  | 0.20408 | 28.1627 |  |  |  |  | 0 | 0
7802 | L_GUADGE1_3Y | 3 | South | YES | 0.11954 | 146 | 30 | 146 | 0 | 1.02 | CC | 1 | 0.20408 | 146 | 146 | 17.453 | 146 |  |  | 0.20408 | 29.7953 |  |  |  |  | 0 | 0
7800 | L_GUADGE1_1Y | 1 | South | YES | 0.11954 | 147 | 30 | 147 | 0 | 1.02 | CC | 1 | 0.20408 | 147 | 147 | 17.5725 | 147 |  |  | 0.20408 | 29.9994 |  |  |  |  | 0 | 0
7803 | L_GUADGE1_4Y | 4 | South | YES | 0.11954 | 149 | 30 | 149 | 0 | 1.02 | CC | 1 | 0.20408 | 149 | 149 | 17.8116 | 149 |  |  | 0.20408 | 30.4075 |  |  |  |  | 0 | 0
7804 | L_GUADGE1_5Y | 5 | South | YES | 0.11954 | 182 | 30 | 182 | 0 | 1.02 | CC | 1 | 0.20408 | 182 | 182 | 21.7565 | 182 |  |  | 0.20408 | 37.1421 |  |  |  |  | 0 | 0
7805 | L_GUADGE1_6Y | 6 | South | YES | 0.11954 | 203 | 30 | 203 | 0 | 1.02 | CC | 1 | 0.20408 | 203 | 203 | 24.2668 | 203 |  |  | 0.20408 | 41.4277 |  |  |  |  | 0 | 0
1701 | MOSES_1G | 1 | North | YES | -0.08181 | 558 | 175 | 558 | 0 | 1.023 | LIGCO | -1 | 0.20413 | 0 | 558 |  |  | 0 | 0 | -0.20413 | 0 |  |  |  |  | 0 | 0
1702 | MOSES_2G | 2 | North | YES | -0.08181 | 579 | 175 | 579 | 0 | 1.023 | LIGCO | -1 | 0.20413 | 0 | 579 |  |  | 0 | 0 | -0.20413 | 0 |  |  |  |  | 0 | 0
1703 | MOSES_3G | 3 | North | YES | -0.08181 | 808 | 463 | 808 | 0 | 1.023 | LIGCO | -1 | 0.20413 | 0 | 808 |  |  | 0 | 0 | -0.20413 | 0 |  |  |  |  | 0 | 0
5925 | DCEAST | EQ | North | YES | -0.08181 | 400.3 | -600 | 600 | 0 | 1.025 | DCTie | -1 | 0.20413 | 0 | 0 |  |  | 0 | 0 | -0.20413 | 0 |  |  |  |  | 0 | 0
1675 | PEC_1G | 1 | North | YES | -0.081871 | 76.7 | 35 | 76.7 | 0 | 1.022 | Cogen | -1 | 0.20419 | 0 | 0 |  |  | 0 | 0 | -0.20419 | 0 |  |  |  |  | 0 | 0
1676 | PEC_2G | 2 | North | YES | -0.081871 | 79.6 | 35 | 79.6 | 0 | 1.022 | Cogen | -1 | 0.20419 | 0 | 0 |  |  | 0 | 0 | -0.20419 | 0 |  |  |  |  | 0 | 0
1677 | PEC_3G | 3 | North | YES | -0.081871 | 88.4 | 35 | 88.4 | 0 | 1.022 | Cogen | -1 | 0.20419 | 0 | 0 |  |  | 0 | 0 | -0.20419 | 0 |  |  |  |  | 0 | 0
1683 | LAMARPWR_6G | 6 | North | YES | -0.081941 | 198 | 129.1 | 198 | 0 | 1.038 | CC | -1 | 0.20426 | 198 | 198 |  |  | -16.2243 | 198 | -0.20426 | -40.4432 |  |  |  |  | 0 | 0
1680 | LAMARPWR_3G | 3 | North | YES | -0.081941 | 196 | 129.1 | 196 | 0 | 1.038 | CC | -1 | 0.20426 | 196 | 196 |  |  | -16.0604 | 196 | -0.20426 | -40.0347 |  |  |  |  | 0 | 0
1678 | LAMARPWR_1G | 1 | North | YES | -0.081941 | 160 | 67.7 | 160 | 0 | 1.038 | CC | -1 | 0.20426 | 160 | 160 |  |  | -13.1106 | 160 | -0.20426 | -32.6814 |  |  |  |  | 0 | 0
1682 | LAMARPWR_5G | 5 | North | YES | -0.081941 | 157 | 67.7 | 157 | 0 | 1.038 | CC | -1 | 0.20426 | 157 | 157 |  |  | -12.8647 | 157 | -0.20426 | -32.0686 |  |  |  |  | 0 | 0
1679 | LAMARPWR_2G | 2 | North | YES | -0.081941 | 156 | 67.7 | 156 | 0 | 1.038 | CC | -1 | 0.20426 | 156 | 156 |  |  | -12.7828 | 156 | -0.20426 | -31.8644 |  |  |  |  | 0 | 0
1681 | LAMARPWR_4G | 4 | North | YES | -0.081941 | 156 | 67.7 | 156 | 0 | 1.038 | CC | -1 | 0.20426 | 156 | 156 |  |  | -12.7828 | 156 | -0.20426 | -31.8644 |  |  |  |  | 0 | 0
1689 | VALLEY_3G | 3 | North | YES | -0.082021 | 0 | 25 | 375 |  | 1.003 | GST | -1 | 0.20434 | 375 | 375 |  |  | -30.7579 | 375 | -0.20434 | -76.627 |  |  |  |  | 0 | 0
11693 | KMICHIST3_G | 3 | North | YES | -0.082021 | 312 | 60 | 312 | 0 | 1.026 | CC | -1 | 0.20434 | 312 | 312 |  |  | -25.5906 | 312 | -0.20434 | -63.7537 |  |  |  |  | 0 | 0
11696 | KMICHIST6_G | 6 | North | YES | -0.082021 | 310 | 60 | 310 | 0 | 1.026 | CC | -1 | 0.20434 | 310 | 310 |  |  | -25.4265 | 310 | -0.20434 | -63.345 |  |  |  |  | 0 | 0
11695 | KMICHICT5_G | 5 | North | YES | -0.082021 | 148 | 80 | 148 | 0 | 1.026 | CC | -1 | 0.20434 | 148 | 148 |  |  | -12.1391 | 148 | -0.20434 | -30.2421 |  |  |  |  | 0 | 0
11692 | KMICHICT2_G | 2 | North | YES | -0.082021 | 146 | 80 | 146 | 0 | 1.026 | CC | -1 | 0.20434 | 146 | 146 |  |  | -11.9751 | 146 | -0.20434 | -29.8335 |  |  |  |  | 0 | 0
11691 | KMICHICT1_G | 1 | North | YES | -0.082021 | 144 | 80 | 144 | 0 | 1.026 | CC | -1 | 0.20434 | 144 | 144 |  |  | -11.811 | 144 | -0.20434 | -29.4248 |  |  |  |  | 0 | 0
11694 | KMICHICT4_G | 4 | North | YES | -0.082021 | 144 | 80 | 144 | 0 | 1.026 | CC | -1 | 0.20434 | 144 | 144 |  |  | -11.811 | 144 | -0.20434 | -29.4248 |  |  |  |  | 0 | 0
1688 | VALLEY_2G | 2 | North | YES | -0.082136 | 527 | 90 | 527 | 0 | 1.029 | GSC | -1 | 0.20445 | 527 | 527 |  |  | -43.2857 | 527 | -0.20445 | -107.7471 |  |  |  |  | 0 | 0
1687 | VALLEY_1G | 1 | North | YES | -0.082136 | 136 | 15 | 170 | 0 | 1.029 | GST | -1 | 0.20445 | 170 | 170 |  |  | -13.9631 | 170 | -0.20445 | -34.7571 |  |  |  |  | 0 | 0
6948 | DENISNDM | 1 | North | YES | -0.082239 | 40 | 5 | 40 |  | 1.015 | Hydro | -1 | 0.20456 | 0 | 0 |  |  | 0 | 0 | -0.20456 | 0 |  |  |  |  | 0 | 0
6948 | DENISNDM | 2 | North | YES | -0.082239 | 31 | 5 | 40 |  | 1.015 | Hydro | -1 | 0.20456 | 0 | 0 |  |  | 0 | 0 | -0.20456 | 0 |  |  |  |  | 0 | 0
2371 | COLLIN_1G | MB | North | YES | -0.082748 | 0 | 40 | 138 |  | 1.022 | GST | -1 | 0.20507 | 0 | 0 |  |  | 0 | 0 | -0.20507 | 0 |  |  |  |  | 0 | 0
1455 | WCPWRCO_3G | 3 | North | YES | -0.082907 | 242 | 50 | 242 |  | 1.02 | CC | -1 | 0.20522 | 242 | 242 |  |  | -20.0635 | 242 | -0.20522 | -49.6644 |  |  |  |  | 0 | 0
1453 | WCPWRCO_1G | 1 | North | YES | -0.082907 | 204 | 50 | 204 | 0 | 1.02 | CC | -1 | 0.20522 | 204 | 204 |  |  | -16.913 | 204 | -0.20522 | -41.8659 |  |  |  |  | 0 | 0
1454 | WCPWRCO_2G | 2 | North | YES | -0.082907 | 204 | 50 | 204 | 0 | 1.02 | CC | -1 | 0.20522 | 204 | 204 |  |  | -16.913 | 204 | -0.20522 | -41.8659 |  |  |  |  | 0 | 0
2417 | MTCK8_G | 8 | North | YES | -0.082994 | 444.8 | 60 | 556 | 0 | 1.022 | GSC | -1 | 0.20531 | 556 | 556 |  |  | -46.1447 | 556 | -0.20531 | -114.1533 |  |  |  |  | 0 | 0
2413 | MTCK6_G | 6 | North | YES | -0.082994 | 0 | 30 | 118 |  | 1.022 | GST | -1 | 0.20531 | 118 | 118 |  |  | -9.7933 | 118 | -0.20531 | -24.2268 |  |  |  |  | 0 | 0
2414 | MTCK7_G | 7 | North | YES | -0.082994 | 0 | 30 | 115 |  | 1.022 | GST | -1 | 0.20531 | 115 | 115 |  |  | -9.5443 | 115 | -0.20531 | -23.6109 |  |  |  |  | 0 | 0
1600 | BARTNWND_1G | 1 | North | YES | -0.083062 | 12 | 0 | 120 | 0 | 1.022 | Wind | -1 | 0.20538 | 0 | 120 |  |  | 0 | 0 | -0.20538 | 0 |  |  |  |  | 0 | 0
344 | MRSSHPRD | 1 | North | YES | -0.083082 | 0 | 0 | 12 |  | 1.03 | Hydro | -1 | 0.2054 | 0 | 0 |  |  | 0 | 0 | -0.2054 | 0 |  |  |  |  | 0 | 0
345 | MRSSHPRD01 | 2 | North | YES | -0.083082 | 0 | 0 | 12 |  | 1.03 | Hydro | -1 | 0.2054 | 0 | 0 |  |  | 0 | 0 | -0.2054 | 0 |  |  |  |  | 0 | 0
728 | WOLFRIDGE801 | 1 | North | YES | -0.083217 | 11.2 | 0 | 112.5 | 0 | 0.99 | Wind | -1 | 0.20553 | 0 | 112.5 |  |  | 0 | 0 | -0.20553 | 0 |  |  |  |  | 0 | 0
7609 | L_SCHUMA8_1Y | 1 | South | YES | 0.12105 | 0 | 0 | 4 |  | 1 | Hydro | 1 | 0.20558 | 0 | 0 | 0 | 0 |  |  | 0.20558 | 0 |  |  |  |  | 0 | 0
924 | SPENCER_G5 | 1 | North | YES | -0.0833 | 52 | 20 | 66 | 0 | 1.03 | GST | -1 | 0.20562 | 66 | 66 |  |  | -5.4978 | 66 | -0.20562 | -13.5708 |  |  |  |  | 0 | 0
923 | SPENCER_G4 | 1 | North | YES | -0.0833 | 48 | 20 | 61 | 0 | 1.03 | GST | -1 | 0.20562 | 61 | 61 |  |  | -5.0813 | 61 | -0.20562 | -12.5427 |  |  |  |  | 0 | 0
2383 | NTHLK3_G | 3 | North | YES | -0.083341 | 0 | 50 | 329 |  | 1.022 | GST | -1 | 0.20566 | 329 | 329 |  |  | -27.4192 | 329 | -0.20566 | -67.6617 |  |  |  |  | 0 | 0
2382 | NTHLK2_G | 2 | North | YES | -0.083341 | 0 | 35 | 181 |  | 1.022 | GST | -1 | 0.20566 | 181 | 181 |  |  | -15.0847 | 181 | -0.20566 | -37.2242 |  |  |  |  | 0 | 0
2381 | NTHLK1_G | 1 | North | YES | -0.083341 | 0 | 35 | 156 |  | 1.022 | GST | -1 | 0.20566 | 156 | 156 |  |  | -13.0012 | 156 | -0.20566 | -32.0828 |  |  |  |  | 0 | 0
580 | JCKCNTY801 | 1 | North | YES | -0.083981 | 288 | 0 | 288 | 0 | 1.022 | CC | -1 | 0.2063 | 288 | 288 |  |  | -24.1865 | 288 | -0.2063 | -59.414 |  |  |  |  | 0 | 0
581 | JCKCNTY802 | 2 | North | YES | -0.083981 | 147 | 0 | 147 | 0 | 1.022 | CC | -1 | 0.2063 | 147 | 147 |  |  | -12.3452 | 147 | -0.2063 | -30.3259 |  |  |  |  | 0 | 0
582 | JCKCNTY803 | 3 | North | YES | -0.083981 | 147 | 0 | 147 | 0 | 1.022 | CC | -1 | 0.2063 | 147 | 147 |  |  | -12.3452 | 147 | -0.2063 | -30.3259 |  |  |  |  | 0 | 0
7605 | L_MCQUEE9_1Y | 1 | South | YES | 0.12185 | 0 | 0 | 2.4 |  | 1.025 | Hydro | 1 | 0.20639 | 0 | 0 | 0 | 0 |  |  | 0.20639 | 0 |  |  |  |  | 0 | 0
7605 | L_MCQUEE9_1Y | 2 | South | YES | 0.12185 | 0 | 0 | 2.4 |  | 1.025 | Hydro | 1 | 0.20639 | 0 | 0 | 0 | 0 |  |  | 0.20639 | 0 |  |  |  |  | 0 | 0
7605 | L_MCQUEE9_1Y | 3 | South | YES | 0.12185 | 0 | 0 | 2.8 |  | 1.025 | Hydro | 1 | 0.20639 | 0 | 0 | 0 | 0 |  |  | 0.20639 | 0 |  |  |  |  | 0 | 0
12322 | ENNSTRAC_1G | 1 | North | YES | -0.084707 | 196 | 130 | 196 | 0 | 1.036 | CC | -1 | 0.20702 | 196 | 196 |  |  | -16.6026 | 196 | -0.20702 | -40.5769 |  |  |  |  | 0 | 0
12323 | ENNSTRAC_2G | 2 | North | YES | -0.084707 | 116 | 100 | 116 | 0 | 1.036 | CC | -1 | 0.20702 | 116 | 116 |  |  | -9.826 | 116 | -0.20702 | -24.0149 |  |  |  |  | 0 | 0
1861 | EAGLEMNT_1G | MB | North | YES | -0.084756 | 0 | 30 | 112 |  | 1.022 | GST | -1 | 0.20707 | 0 | 0 |  |  | 0 | 0 | -0.20707 | 0 |  |  |  |  | 0 | 0
1862 | EAGLEMNT_2G | MB | North | YES | -0.084756 | 0 | 40 | 100 |  | 1.022 | GST | -1 | 0.20707 | 0 | 0 |  |  | 0 | 0 | -0.20707 | 0 |  |  |  |  | 0 | 0
1863 | EAGLEMNT_3G | MB | North | YES | -0.084756 | 0 | 50 | 378 |  | 1.022 | GST | -1 | 0.20707 | 0 | 0 |  |  | 0 | 0 | -0.20707 | 0 |  |  |  |  | 0 | 0
505 | NTHTEXAS03 | 3 | North | YES | -0.085089 | 30.4 | 15 | 38 |  | 1.015 | GST | -1 | 0.20741 | 38 | 38 |  |  | -3.2334 | 38 | -0.20741 | -7.8815 |  |  |  |  | 0 | 0
503 | NTHTEXAS01 | 1 | North | YES | -0.085089 | 0 | 5 | 18 |  | 1.015 | GST | -1 | 0.20741 | 18 | 18 |  |  | -1.5316 | 18 | -0.20741 | -3.7333 |  |  |  |  | 0 | 0
504 | NTHTEXAS02 | 2 | North | YES | -0.085089 | 14.4 | 5 | 18 |  | 1.015 | GST | -1 | 0.20741 | 18 | 18 |  |  | -1.5316 | 18 | -0.20741 | -3.7333 |  |  |  |  | 0 | 0
1643 | SLSTR1PP_1G | 1 | North | YES | -0.085341 | 6 | 0 | 60 | 0 | 1.022 | Wind | -1 | 0.20766 | 0 | 60 |  |  | 0 | 0 | -0.20766 | 0 |  |  |  |  | 0 | 0
1898 | COMCHEPK_1G | 1 | North | YES | -0.085561 | 1217 | 1150 | 1217 | 0 | 1.032 | Nuc | -1 | 0.20788 | 0 | 0 |  |  | 0 | 0 | -0.20788 | 0 |  |  |  |  | 0 | 0
1899 | COMCHEPK_2G | 2 | North | YES | -0.085561 | 1159 | 1128 | 1159 | 0 | 1.032 | Nuc | -1 | 0.20788 | 0 | 0 |  |  | 0 | 0 | -0.20788 | 0 |  |  |  |  | 0 | 0
1879 | WLFHOLW_3G | 3 | North | YES | -0.085759 | 272.4 | 89.2 | 272.4 | 0 | 1.032 | CC | -1 | 0.20808 | 272.4 | 272.4 |  |  | -23.3608 | 272.4 | -0.20808 | -56.6801 |  |  |  |  | 0 | 0
1877 | WLFHOLW_1G | 1 | North | YES | -0.085759 | 217.3 | 89.2 | 217.3 | 0 | 1.032 | CC | -1 | 0.20808 | 217.3 | 217.3 |  |  | -18.6354 | 217.3 | -0.20808 | -45.2151 |  |  |  |  | 0 | 0
1878 | WLFHOLW_2G | 2 | North | YES | -0.085759 | 215.7 | 105 | 215.7 | 0 | 1.032 | CC | -1 | 0.20808 | 215.7 | 215.7 |  |  | -18.4982 | 215.7 | -0.20808 | -44.8822 |  |  |  |  | 0 | 0
1889 | DECRDOVA_1G | 1 | North | YES | -0.086014 | 779 | 255 | 779 | 0 | 1.02 | GSC | -1 | 0.20833 | 779 | 779 |  |  | -67.0049 | 779 | -0.20833 | -162.2904 |  |  |  |  | 0 | 0
334 | RWMILLER03 | 3 | North | YES | -0.086014 | 166.4 | 65 | 208 | 0 | 1.04 | GST | -1 | 0.20833 | 208 | 208 |  |  | -17.8909 | 208 | -0.20833 | -43.333 |  |  |  |  | 0 | 0
333 | RWMILLER02 | 2 | North | YES | -0.086014 | 95.2 | 37 | 119 | 0 | 1.04 | GST | -1 | 0.20833 | 119 | 119 |  |  | -10.2357 | 119 | -0.20833 | -24.7915 |  |  |  |  | 0 | 0
335 | RWMILLER04 | 4 | North | YES | -0.086014 | 81.6 | 0 | 102 | 0 | 1.04 | GST | -1 | 0.20833 | 102 | 102 |  |  | -8.7734 | 102 | -0.20833 | -21.2498 |  |  |  |  | 0 | 0
336 | RWMILLER05 | 5 | North | YES | -0.086014 | 80.8 | 0 | 101 | 0 | 1.04 | GST | -1 | 0.20833 | 101 | 101 |  |  | -8.6874 | 101 | -0.20833 | -21.0415 |  |  |  |  | 0 | 0
332 | RWMILLER01 | 1 | North | YES | -0.086014 | 58.4 | 18.5 | 73 | 0 | 1.04 | GST | -1 | 0.20833 | 73 | 73 |  |  | -6.279 | 73 | -0.20833 | -15.2082 |  |  |  |  | 0 | 0
1948 | HANDLEY_4G | 4 | North | YES | -0.086033 | 348 | 150 | 435 | 0 | 1.022 | GST | -1 | 0.20835 | 435 | 435 |  |  | -37.4244 | 435 | -0.20835 | -90.6326 |  |  |  |  | 0 | 0
1949 | HANDLEY_5G | 5 | North | YES | -0.086154 | 348 | 150 | 435 | 0 | 1.022 | GST | -1 | 0.20847 | 435 | 435 |  |  | -37.477 | 435 | -0.20847 | -90.6852 |  |  |  |  | 0 | 0
1947 | HANDLEY_3G | 3 | North | YES | -0.086154 | 316 | 100 | 395 | 0 | 1.022 | GST | -1 | 0.20847 | 395 | 395 |  |  | -34.0308 | 395 | -0.20847 | -82.3463 |  |  |  |  | 0 | 0
7810 | L_RIONOG1G1Y | 1 | South | YES | 0.12398 | 148 | 0 | 148 | 0 | 1.02 | CC | 1 | 0.20852 | 148 | 148 | 18.3493 | 148 |  |  | 0.20852 | 30.8607 |  |  |  |  | 0 | 0
7811 | L_RIONOG1G2Y | 2 | South | YES | 0.12398 | 148 | 0 | 148 | 0 | 1.02 | CC | 1 | 0.20852 | 148 | 148 | 18.3493 | 148 |  |  | 0.20852 | 30.8607 |  |  |  |  | 0 | 0
7812 | L_RIONOG1G3Y | 3 | South | YES | 0.12398 | 154 | 0 | 154 | 0 | 1.02 | CC | 1 | 0.20852 | 154 | 154 | 19.0932 | 154 |  |  | 0.20852 | 32.1118 |  |  |  |  | 0 | 0
7813 | L_RIONOG1S1Y | 4 | South | YES | 0.12398 | 293 | 0 | 293 | 0 | 1.02 | CC | 1 | 0.20852 | 293 | 293 | 36.3267 | 293 |  |  | 0.20852 | 61.0959 |  |  |  |  | 0 | 0
7487 | L_CANYHY8_1Y | 1 | South | YES | 0.12497 | 0 | 0 | 6 |  | 1 | Hydro | 1 | 0.20951 | 0 | 0 | 0 | 0 |  |  | 0.20951 | 0 |  |  |  |  | 0 | 0
1892 | DECRDOVA_2G | A | North | YES | -0.087308 | 65 | 65 | 70 | 0 | 1.025 | GGT | -1 | 0.20963 | 70 | 70 |  |  | -6.1116 | 70 | -0.20963 | -14.6738 |  |  |  |  | 0 | 0
1893 | DECRDOVA_3G | B | North | YES | -0.087308 | 65 | 65 | 69 | 0 | 1.025 | GGT | -1 | 0.20963 | 69 | 69 |  |  | -6.0243 | 69 | -0.20963 | -14.4642 |  |  |  |  | 0 | 0
1894 | DECRDOVA_4G | C | North | YES | -0.087308 | 65 | 65 | 69 | 0 | 1.025 | GGT | -1 | 0.20963 | 69 | 69 |  |  | -6.0243 | 69 | -0.20963 | -14.4642 |  |  |  |  | 0 | 0
1895 | DECRDOVA_5G | D | North | YES | -0.087308 | 65 | 65 | 68 | 0 | 1.025 | GGT | -1 | 0.20963 | 68 | 68 |  |  | -5.9369 | 68 | -0.20963 | -14.2546 |  |  |  |  | 0 | 0
1941 | MDLTHELP_1G | 1 | North | YES | -0.089282 | 216.4 | 74 | 216.4 | 0 | 1 | CC | -1 | 0.2116 | 216.4 | 216.4 |  |  | -19.3206 | 216.4 | -0.2116 | -45.7902 |  |  |  |  | 0 | 0
1942 | MDLTHELP_2G | 2 | North | YES | -0.089282 | 216.1 | 74 | 216.1 | 0 | 1 | CC | -1 | 0.2116 | 216.1 | 216.1 |  |  | -19.2938 | 216.1 | -0.2116 | -45.7267 |  |  |  |  | 0 | 0
1938 | MDLTHELP_6G | 6 | North | YES | -0.089688 | 226 | 74 | 226 | 0 | 1 | CC | -1 | 0.21201 | 226 | 226 |  |  | -20.2695 | 226 | -0.21201 | -47.9133 |  |  |  |  | 0 | 0
1937 | MDLTHELP_5G | 5 | North | YES | -0.089688 | 224 | 74 | 224 | 0 | 1 | CC | -1 | 0.21201 | 224 | 224 |  |  | -20.0901 | 224 | -0.21201 | -47.4893 |  |  |  |  | 0 | 0
1943 | MDLTHELP_3G | 3 | North | YES | -0.089688 | 212 | 74 | 212 | 0 | 1 | CC | -1 | 0.21201 | 212 | 212 |  |  | -19.0139 | 212 | -0.21201 | -44.9452 |  |  |  |  | 0 | 0
1944 | MDLTHELP_4G | 4 | North | YES | -0.089688 | 211 | 74 | 211 | 0 | 1 | CC | -1 | 0.21201 | 211 | 211 |  |  | -18.9242 | 211 | -0.21201 | -44.7332 |  |  |  |  | 0 | 0
366 | JNSNCNTY802 | 1 | North | YES | -0.090228 | 168 | 20 | 168 | 0 | 1.02 | Cogen | -1 | 0.21255 | 0 | 0 |  |  | 0 | 0 | -0.21255 | 0 |  |  |  |  | 0 | 0
367 | JNSNCNTY802 | 2 | North | YES | -0.090228 | 90 | 20 | 90 | 0 | 1.02 | Cogen | -1 | 0.21255 | 0 | 0 |  |  | 0 | 0 | -0.21255 | 0 |  |  |  |  | 0 | 0
7014 | L_HAYSEN1_1Y | 1 | South | YES | 0.1288 | 223.9 | 74 | 223.9 | 0 | 1.008 | CC | 1 | 0.21333 | 223.9 | 223.9 | 28.8374 | 223.9 |  |  | 0.21333 | 47.7651 |  |  |  |  | 0 | 0
7016 | L_HAYSEN1_3Y | 3 | South | YES | 0.1288 | 224.6 | 74 | 224.6 | 0 | 1.008 | CC | 1 | 0.21333 | 224.6 | 224.6 | 28.9276 | 224.6 |  |  | 0.21333 | 47.9144 |  |  |  |  | 0 | 0
7015 | L_HAYSEN1_2Y | 2 | South | YES | 0.1288 | 225 | 74 | 225 | 0 | 1.008 | CC | 1 | 0.21333 | 225 | 225 | 28.9791 | 225 |  |  | 0.21333 | 47.9998 |  |  |  |  | 0 | 0
7017 | L_HAYSEN1_4Y | 4 | South | YES | 0.1288 | 226.7 | 74 | 226.7 | 0 | 1.008 | CC | 1 | 0.21333 | 226.7 | 226.7 | 29.1981 | 226.7 |  |  | 0.21333 | 48.3624 |  |  |  |  | 0 | 0
7303 | L_WPPGS12_1Y | 1 | South | YES | 0.12927 | 50 | 0 | 50 | 0 | 1.025 | GGT | 1 | 0.21381 | 50 | 50 | 6.4637 | 50 |  |  | 0.21381 | 10.6905 |  |  |  |  | 0 | 0
7303 | L_WPPGS12_1Y | 2 | South | YES | 0.12927 | 50 | 0 | 50 | 0 | 1.025 | GGT | 1 | 0.21381 | 50 | 50 | 6.4637 | 50 |  |  | 0.21381 | 10.6905 |  |  |  |  | 0 | 0
7305 | L_WPPGS34_1Y | 3 | South | YES | 0.12927 | 50 | 0 | 50 | 0 | 1.025 | GGT | 1 | 0.21381 | 50 | 50 | 6.4637 | 50 |  |  | 0.21381 | 10.6905 |  |  |  |  | 0 | 0
7305 | L_WPPGS34_1Y | 4 | South | YES | 0.12927 | 50 | 0 | 50 | 0 | 1.025 | GGT | 1 | 0.21381 | 50 | 50 | 6.4637 | 50 |  |  | 0.21381 | 10.6905 |  |  |  |  | 0 | 0
7020 | L_AUSTPL1_1Y | 1 | South | YES | 0.13092 | 0 | 0 | 8 |  | 1 | Hydro | 1 | 0.21545 | 0 | 0 | 0 | 0 |  |  | 0.21545 | 0 |  |  |  |  | 0 | 0
7020 | L_AUSTPL1_1Y | 2 | South | YES | 0.13092 | 0 | 0 | 8 |  | 1 | Hydro | 1 | 0.21545 | 0 | 0 | 0 | 0 |  |  | 0.21545 | 0 |  |  |  |  | 0 | 0
9000 | DECKR_G1 | 1 | South | YES | 0.13408 | 280 | 50 | 321 | 0 | 1.015 | GST | 1 | 0.21862 | 321 | 321 | 43.0403 | 321 |  |  | 0.21862 | 70.1765 |  |  |  |  | 0 | 0
9001 | DECKR_G2 | 2 | South | YES | 0.13408 | 400 | 50 | 426 | 0 | 1.015 | GST | 1 | 0.21862 | 426 | 426 | 57.1189 | 426 |  |  | 0.21862 | 93.1314 |  |  |  |  | 0 | 0
9017 | SANDH_G2 | 2 | South | YES | 0.13495 | 45 | 2 | 46 | 0 | 1.0175 | GGT | 1 | 0.21949 | 46 | 46 | 6.2078 | 46 |  |  | 0.21949 | 10.0965 |  |  |  |  | 0 | 0
9018 | SANDH_G3 | 3 | South | YES | 0.13495 | 45 | 2 | 46 | 0 | 1.0175 | GGT | 1 | 0.21949 | 46 | 46 | 6.2078 | 46 |  |  | 0.21949 | 10.0965 |  |  |  |  | 0 | 0
9019 | SANDH_G4 | 4 | South | YES | 0.13495 | 0 | 2 | 47 |  | 1.0175 | GGT | 1 | 0.21949 | 47 | 47 | 6.3428 | 47 |  |  | 0.21949 | 10.316 |  |  |  |  | 0 | 0
9016 | SANDH_G1 | 1 | South | YES | 0.13495 | 45 | 2 | 49 | 0 | 1.0175 | GGT | 1 | 0.21949 | 49 | 49 | 6.6127 | 49 |  |  | 0.21949 | 10.755 |  |  |  |  | 0 | 0
9021 | SANDHG5C | 5C | South | YES | 0.13495 | 140 | 0 | 148 | 0 | 1.0175 | CC | 1 | 0.21949 | 148 | 148 | 19.973 | 148 |  |  | 0.21949 | 32.4844 |  |  |  |  | 0 | 0
9020 | SANDHG5A | 5A | South | YES | 0.13495 | 150 | 84 | 155 | 0 | 1.0175 | CC | 1 | 0.21949 | 155 | 155 | 20.9177 | 155 |  |  | 0.21949 | 34.0208 |  |  |  |  | 0 | 0
7012 | L_FPPYD21_3Y | 3 | South | YES | 0.13528 | 427.5 | 200 | 436 | 0 | 1.02 | LIGCO | 1 | 0.21981 | 0 | 436 | 58.9799 | 436 |  |  | 0.21981 | 95.8377 |  |  |  |  | 0 | 0
7011 | L_FPPYD11_2Y | 2 | South | YES | 0.13542 | 552.2 | 200 | 598 | 0 | 1.02 | LIGCO | 1 | 0.21996 | 0 | 598 | 80.9836 | 598 |  |  | 0.21996 | 131.5363 |  |  |  |  | 0 | 0
7010 | L_FPPYD11_1Y | 1 | South | YES | 0.13542 | 547.4 | 200 | 606 | 0 | 1.02 | LIGCO | 1 | 0.21996 | 0 | 606 | 82.0669 | 606 |  |  | 0.21996 | 133.2959 |  |  |  |  | 0 | 0
7004 | L_SIMGID1_1Y | 1 | South | YES | 0.13608 | 132 | 40 | 132 | 0 | 1.02 | GST | 1 | 0.22061 | 132 | 132 | 17.962 | 132 |  |  | 0.22061 | 29.1208 |  |  |  |  | 0 | 0
7005 | L_SIMGID1_2Y | 2 | South | YES | 0.13608 | 133 | 32 | 139 | 0 | 1.02 | GST | 1 | 0.22061 | 139 | 139 | 18.9146 | 139 |  |  | 0.22061 | 30.6651 |  |  |  |  | 0 | 0
7006 | L_SIMGID1_3Y | 3 | South | YES | 0.13608 | 324.9 | 60 | 329 | 0 | 1.02 | GST | 1 | 0.22061 | 329 | 329 | 44.769 | 329 |  |  | 0.22061 | 72.5814 |  |  |  |  | 0 | 0
9002 | DECKR_G3 | 3 | South | YES | 0.13637 | 0 | 24 | 42 |  | 1.015 | GGT | 1 | 0.22091 | 42 | 42 | 5.7276 | 42 |  |  | 0.22091 | 9.2781 |  |  |  |  | 0 | 0
9003 | DECKR_G4 | 4 | South | YES | 0.13637 | 44 | 24 | 44 | 0 | 1.015 | GGT | 1 | 0.22091 | 44 | 44 | 6.0003 | 44 |  |  | 0.22091 | 9.7199 |  |  |  |  | 0 | 0
9004 | DECKR_G5 | 5 | South | YES | 0.13637 | 44 | 24 | 44 | 0 | 1.015 | GGT | 1 | 0.22091 | 44 | 44 | 6.0003 | 44 |  |  | 0.22091 | 9.7199 |  |  |  |  | 0 | 0
9005 | DECKR_G6 | 6 | South | YES | 0.13637 | 44 | 24 | 47 | 0 | 1.015 | GGT | 1 | 0.22091 | 47 | 47 | 6.4094 | 47 |  |  | 0.22091 | 10.3826 |  |  |  |  | 0 | 0
244 | WHITNYDM01 | 1 | North | YES | -0.11254 | 15 | 0 | 15 | 0 | 1.035 | Hydro | -1 | 0.23486 | 0 | 0 |  |  | 0 | 0 | -0.23486 | 0 |  |  |  |  | 0 | 0
245 | WHITNYDM02 | 2 | North | YES | -0.11254 | 15 | 0 | 15 | 0 | 1.035 | Hydro | -1 | 0.23486 | 0 | 0 |  |  | 0 | 0 | -0.23486 | 0 |  |  |  |  | 0 | 0
7808 | L_BASTEN1_2Y | 1 | South | YES | 0.15279 | 149.5 | 83.5 | 149.5 | 0 | 1.004 | CC | 1 | 0.23733 | 149.5 | 149.5 | 22.8423 | 149.5 |  |  | 0.23733 | 35.4804 |  |  |  |  | 0 | 0
7807 | L_BASTEN1_1Y | 1 | South | YES | 0.15279 | 152.5 | 83.5 | 152.5 | 0 | 1.004 | CC | 1 | 0.23733 | 152.5 | 152.5 | 23.3006 | 152.5 |  |  | 0.23733 | 36.1924 |  |  |  |  | 0 | 0
7809 | L_BASTEN1_3Y | 1 | South | YES | 0.15279 | 232.6 | 42 | 232.6 | 0 | 1.004 | CC | 1 | 0.23733 | 232.6 | 232.6 | 35.5392 | 232.6 |  |  | 0.23733 | 55.2023 |  |  |  |  | 0 | 0
7007 | L_LOSTPI1_1Y | 1 | South | YES | 0.15454 | 158.6 | 110 | 158 | 0 | 1 | CC | 1 | 0.23908 | 158 | 158 | 24.4173 | 158 |  |  | 0.23908 | 37.7741 |  |  |  |  | 0 | 0
7008 | L_LOSTPI1_2Y | 2 | South | YES | 0.15454 | 157.7 | 107 | 160 | 0 | 1 | CC | 1 | 0.23908 | 160 | 160 | 24.7264 | 160 |  |  | 0.23908 | 38.2522 |  |  |  |  | 0 | 0
7009 | L_LOSTPI1_3Y | 3 | South | YES | 0.15454 | 173.9 | 72 | 175 | 0 | 1 | CC | 1 | 0.23908 | 175 | 175 | 27.0445 | 175 |  |  | 0.23908 | 41.8384 |  |  |  |  | 0 | 0
251 | BOSQUESW803 | 2 | North | YES | -0.11855 | 150 | 0 | 150 | 0 | 1.032 | CC | -1 | 0.24087 | 150 | 150 |  |  | -17.7824 | 150 | -0.24087 | -36.13 |  |  |  |  | 0 | 0
253 | BOSQUESW804 | 2 | North | YES | -0.11855 | 80 | 0 | 80 | 0 | 1.032 | CC | -1 | 0.24087 | 80 | 80 |  |  | -9.4839 | 80 | -0.24087 | -19.2693 |  |  |  |  | 0 | 0
238 | BOSQUESW505 | 1 | North | YES | -0.12679 | 255 | 0 | 255 | 0 | 1.02 | CC | -1 | 0.24911 | 255 | 255 |  |  | -32.3312 | 255 | -0.24911 | -63.5222 |  |  |  |  | 0 | 0
247 | BOSQUESW501 | 2 | North | YES | -0.12679 | 124.8 | 0 | 156 | 0 | 1.02 | GGT | -1 | 0.24911 | 156 | 156 |  |  | -19.7791 | 156 | -0.24911 | -38.8607 |  |  |  |  | 0 | 0
239 | BOSQUESW502 | 1 | North | YES | -0.12679 | 119.2 | 0 | 149 | 0 | 1.02 | GGT | -1 | 0.24911 | 149 | 149 |  |  | -18.8916 | 149 | -0.24911 | -37.1169 |  |  |  |  | 0 | 0
3417 | LAKE_CRK2_G | 2 | North | YES | -0.13046 | 177.6 | 40 | 222 | 0 | 1.029 | GST | -1 | 0.25278 | 222 | 222 |  |  | -28.9626 | 222 | -0.25278 | -56.1171 |  |  |  |  | 0 | 0
3416 | LAKE_CRK1_G | 1 | North | YES | -0.13046 | 60 | 33 | 75 |  | 1.029 | GST | -1 | 0.25278 | 75 | 75 |  |  | -9.7846 | 75 | -0.25278 | -18.9585 |  |  |  |  | 0 | 0
3404 | THOUSE_2G | 2 | North | YES | -0.13233 | 807 | 250 | 807 | 0 | 1.012 | GSC | -1 | 0.25464 | 807 | 807 |  |  | -106.7879 | 807 | -0.25464 | -205.4983 |  |  |  |  | 0 | 0
3403 | THOUSE_1G | 1 | North | YES | -0.13233 | 563 | 200 | 563 | 0 | 1.012 | GSC | -1 | 0.25464 | 563 | 563 |  |  | -74.5001 | 563 | -0.25464 | -143.365 |  |  |  |  | 0 | 0
3432 | SANDOW_4G | 4 | South | YES | 0.19499 | 580 | 225 | 580 | 0 | 1.029 | LIGCO | 1 | 0.27953 | 0 | 580 | 113.0942 | 580 |  |  | 0.27953 | 162.1253 |  |  |  |  | 0 | 0
13432 | SANDOW_5G | 5 | South | YES | 0.20113 | 581 | 225 | 581 |  | 1.029 | LIGCO | 1 | 0.28567 | 0 | 581 | 116.8589 | 581 |  |  | 0.28567 | 165.9744 |  |  |  |  | 0 | 0
[26 empty] | 0 | 0
[26 empty] | 0 | 0
[26 empty] | 0 | 0
[26 empty] | 0 | 0
[26 empty] | 0 | 0
[26 empty] | 0 | 0
[26 empty] | 0 | 0
[26 empty] | 0 | 0
[26 empty] | 0 | 0
[26 empty] | 0 | 0
[26 empty] | 0 | 0
[26 empty] | 0 | 0
[26 empty] | 0 | 0
[26 empty] | 0 | 0
[26 empty] | 0 | 0
[26 empty] | 0 | 0
[26 empty] | 0 | 0
[26 empty] | 0 | 0
[26 empty] | 0 | 0
[26 empty] | 0 | 0
[26 empty] | 0 | 0
[26 empty] | 0 | 0
[26 empty] | 0 | 0
[26 empty] | 0 | 0
[26 empty] | 0 | 0
[26 empty] | 0 | 0
[26 empty] | 0 | 0
[26 empty] | 0 | 0
[26 empty] | 0 | 0
[26 empty] | 0 | 0
[26 empty] | 0 | 0
[26 empty] | 0 | 0
[26 empty] | 0 | 0
[26 empty] | 0 | 0
[26 empty] | 0 | 0
[26 empty] | 0 | 0
[26 empty] | 0 | 0
[26 empty] | 0 | 0
[26 empty] | 0 | 0
[26 empty] | 0 | 0
[26 empty] | 0 | 0
[26 empty] | 0 | 0
[26 empty] | 0 | 0
[26 empty] | 0 | 0
[26 empty] | 0 | 0
[26 empty] | 0 | 0
[26 empty] | 0 | 0
[26 empty] | 0 | 0
[26 empty] | 0 | 0
[26 empty] | 0 | 0
[26 empty] | 0 | 0
[26 empty] | 0 | 0
[26 empty] | 0 | 0
[26 empty] | 0 | 0
[26 empty] | 0 | 0
[26 empty] | 0 | 0
[26 empty] | 0 | 0
[26 empty] | 0 | 0
[26 empty] | 0 | 0
[26 empty] | 0 | 0
[26 empty] | 0 | 0
[26 empty] | 0 | 0
[26 empty] | 0 | 0
[26 empty] | 0 | 0
[26 empty] | 0 | 0
[26 empty] | 0 | 0
[26 empty] | 0 | 0
[26 empty] | 0 | 0
[26 empty] | 0 | 0
[26 empty] | 0 | 0
[26 empty] | 0 | 0
[26 empty] | 0 | 0
[26 empty] | 0 | 0
[26 empty] | 0 | 0
[26 empty] | 0 | 0
[26 empty] | 0 | 0
[26 empty] | 0 | 0
[26 empty] | 0 | 0
[26 empty] | 0 | 0
[26 empty] | 0 | 0
[26 empty] | 0 | 0
[26 empty] | 0 | 0
[26 empty] | 0 | 0
[26 empty] | 0 | 0
[26 empty] | 0 | 0
[26 empty] | 0 | 0
[26 empty] | 0 | 0
[26 empty] | 0 | 0
[26 empty] | 0 | 0
[26 empty] | 0 | 0
[26 empty] | 0 | 0
[26 empty] | 0 | 0
[26 empty] | 0 | 0
[26 empty] | 0 | 0
[26 empty] | 0 | 0
[26 empty] | 0 | 0
[26 empty] | 0 | 0
[26 empty] | 0 | 0
[26 empty] | 0 | 0
[26 empty] | 0 | 0
[26 empty] | 0 | 0
[26 empty] | 0 | 0
[26 empty] | 0 | 0
[26 empty] | 0 | 0
[26 empty] | 0 | 0
[26 empty] | 0 | 0
[26 empty] | 0 | 0
[26 empty] | 0 | 0
[26 empty] | 0 | 0
[26 empty] | 0 | 0
[26 empty] | 0 | 0
[26 empty] | 0 | 0
[26 empty] | 0 | 0
[26 empty] | 0 | 0
[26 empty] | 0 | 0
[26 empty] | 0 | 0
[26 empty] | 0 | 0
[26 empty] | 0 | 0
[26 empty] | 0 | 0
[26 empty] | 0 | 0
[26 empty] | 0 | 0
[26 empty] | 0 | 0
[26 empty] | 0 | 0
[26 empty] | 0 | 0
[26 empty] | 0 | 0
[26 empty] | 0 | 0
[26 empty] | 0 | 0
[26 empty] | 0 | 0
[26 empty] | 0 | 0
[26 empty] | 0 | 0
[26 empty] | 0 | 0
[26 empty] | 0 | 0
[26 empty] | 0 | 0
[26 empty] | 0 | 0
[26 empty] | 0 | 0
[26 empty] | 0 | 0
[26 empty] | 0 | 0
[26 empty] | 0 | 0
[26 empty] | 0 | 0
[26 empty] | 0 | 0
[26 empty] | 0 | 0
[26 empty] | 0 | 0
[26 empty] | 0 | 0
[26 empty] | 0 | 0
[26 empty] | 0 | 0
[26 empty] | 0 | 0
[26 empty] | 0 | 0
[26 empty] | 0 | 0
[26 empty] | 0 | 0
[26 empty] | 0 | 0
[26 empty] | 0 | 0
[26 empty] | 0 | 0
[26 empty] | 0 | 0
[26 empty] | 0 | 0
[26 empty] | 0 | 0
[26 empty] | 0 | 0
[26 empty] | 0 | 0
[26 empty] | 0 | 0
[26 empty] | 0 | 0
[26 empty] | 0 | 0
[26 empty] | 0 | 0
[26 empty] | 0 | 0
[26 empty] | 0 | 0
[26 empty] | 0 | 0
[26 empty] | 0 | 0
[26 empty] | 0 | 0
[26 empty] | 0 | 0
[26 empty] | 0 | 0
[26 empty] | 0 | 0
[26 empty] | 0 | 0
[26 empty] | 0 | 0
[26 empty] | 0 | 0
[26 empty] | 0 | 0
[26 empty] | 0 | 0
[26 empty] | 0 | 0
[26 empty] | 0 | 0
[26 empty] | 0 | 0
[26 empty] | 0 | 0
[26 empty] | 0 | 0
[26 empty] | 0 | 0
[26 empty] | 0 | 0
[26 empty] | 0 | 0
[26 empty] | 0 | 0
[26 empty] | 0 | 0
[26 empty] | 0 | 0
[26 empty] | 0 | 0
[26 empty] | 0 | 0
[26 empty] | 0 | 0
[26 empty] | 0 | 0
[26 empty] | 0 | 0
[26 empty] | 0 | 0
[26 empty] | 0 | 0
[26 empty] | 0 | 0
[26 empty] | 0 | 0
[26 empty] | 0 | 0
[26 empty] | 0 | 0
[26 empty] | 0 | 0
[26 empty] | 0 | 0
[26 empty] | 0 | 0
[26 empty] | 0 | 0
[26 empty] | 0 | 0
[26 empty] | 0 | 0
[26 empty] | 0 | 0
[26 empty] | 0 | 0
[26 empty] | 0 | 0
[26 empty] | 0 | 0
[26 empty] | 0 | 0
[26 empty] | 0 | 0
[26 empty] | 0 | 0
[26 empty] | 0 | 0
[26 empty] | 0 | 0
[26 empty] | 0 | 0
[26 empty] | 0 | 0
[26 empty] | 0 | 0
[26 empty] | 0 | 0
[26 empty] | 0 | 0
[26 empty] | 0 | 0
[26 empty] | 0 | 0
[26 empty] | 0 | 0
[26 empty] | 0 | 0
[26 empty] | 0 | 0
[26 empty] | 0 | 0
[26 empty] | 0 | 0
[26 empty] | 0 | 0
[26 empty] | 0 | 0
[26 empty] | 0 | 0
[26 empty] | 0 | 0
[26 empty] | 0 | 0
[26 empty] | 0 | 0
[26 empty] | 0 | 0
[26 empty] | 0 | 0
[26 empty] | 0 | 0
[26 empty] | 0 | 0
[26 empty] | 0 | 0
[26 empty] | 0 | 0
[26 empty] | 0 | 0
[26 empty] | 0 | 0
[26 empty] | 0 | 0
[26 empty] | 0 | 0
[26 empty] | 0 | 0
[26 empty] | 0 | 0
[26 empty] | 0 | 0
[26 empty] | 0 | 0
[26 empty] | 0 | 0
[26 empty] | 0 | 0
[26 empty] | 0 | 0
[26 empty] | 0 | 0
[26 empty] | 0 | 0
[26 empty] | 0 | 0
[26 empty] | 0 | 0
[26 empty] | 0 | 0
[26 empty] | 0 | 0
[26 empty] | 0 | 0
[26 empty] | 0 | 0
[26 empty] | 0 | 0
[26 empty] | 0 | 0
[26 empty] | 0 | 0
[26 empty] | 0 | 0
[26 empty] | 0 | 0
[26 empty] | 0 | 0
[26 empty] | 0 | 0
[26 empty] | 0 | 0
[26 empty] | 0 | 0
[26 empty] | 0 | 0
[26 empty] | 0 | 0
[26 empty] | 0 | 0
[26 empty] | 0 | 0
[26 empty] | 0 | 0
[26 empty] | 0 | 0
[26 empty] | 0 | 0
[26 empty] | 0 | 0
[26 empty] | 0 | 0
[26 empty] | 0 | 0
[26 empty] | 0 | 0
[26 empty] | 0 | 0
[26 empty] | 0 | 0
[26 empty] | 0 | 0
[26 empty] | 0 | 0
[26 empty] | 0 | 0
[26 empty] | 0 | 0
[26 empty] | 0 | 0
[26 empty] | 0 | 0
[26 empty] | 0 | 0
[26 empty] | 0 | 0
[26 empty] | 0 | 0
[26 empty] | 0 | 0
[26 empty] | 0 | 0
[26 empty] | 0 | 0
[26 empty] | 0 | 0
[26 empty] | 0 | 0
[26 empty] | 0 | 0
[26 empty] | 0 | 0
[26 empty] | 0 | 0
[26 empty] | 0 | 0
[26 empty] | 0 | 0
[26 empty] | 0 | 0
[26 empty] | 0 | 0
[26 empty] | 0 | 0
[26 empty] | 0 | 0
[26 empty] | 0 | 0
[26 empty] | 0 | 0
[26 empty] | 0 | 0
[26 empty] | 0 | 0
[26 empty] | 0 | 0
[26 empty] | 0 | 0
[26 empty] | 0 | 0
[26 empty] | 0 | 0
[26 empty] | 0 | 0
[26 empty] | 0 | 0
[26 empty] | 0 | 0
[26 empty] | 0 | 0
[26 empty] | 0 | 0
[26 empty] | 0 | 0
[26 empty] | 0 | 0
[26 empty] | 0 | 0
[26 empty] | 0 | 0
[26 empty] | 0 | 0
[26 empty] | 0 | 0
[26 empty] | 0 | 0
[26 empty] | 0 | 0
[26 empty] | 0 | 0
[26 empty] | 0 | 0
[26 empty] | 0 | 0
[26 empty] | 0 | 0
[26 empty] | 0 | 0
[26 empty] | 0 | 0
[26 empty] | 0 | 0
[26 empty] | 0 | 0
[26 empty] | 0 | 0
[26 empty] | 0 | 0
[26 empty] | 0 | 0
[26 empty] | 0 | 0
[26 empty] | 0 | 0
[26 empty] | 0 | 0
[26 empty] | 0 | 0
[26 empty] | 0 | 0
[26 empty] | 0 | 0
[26 empty] | 0 | 0
[26 empty] | 0 | 0
[26 empty] | 0 | 0
[26 empty] | 0 | 0
[26 empty] | 0 | 0
[26 empty] | 0 | 0
[26 empty] | 0 | 0
[26 empty] | 0 | 0
[26 empty] | 0 | 0
[26 empty] | 0 | 0
[26 empty] | 0 | 0
[26 empty] | 0 | 0
[26 empty] | 0 | 0
[26 empty] | 0 | 0
[26 empty] | 0 | 0
[26 empty] | 0 | 0
[26 empty] | 0 | 0
[26 empty] | 0 | 0
[26 empty] | 0 | 0
[26 empty] | 0 | 0
[26 empty] | 0 | 0
[26 empty] | 0 | 0
[26 empty] | 0 | 0
[26 empty] | 0 | 0
[26 empty] | 0 | 0
[26 empty] | 0 | 0
[26 empty] | 0 | 0
[26 empty] | 0 | 0
[26 empty] | 0 | 0
[26 empty] | 0 | 0
[26 empty] | 0 | 0
[26 empty] | 0 | 0
[26 empty] | 0 | 0
[26 empty] | 0 | 0
[26 empty] | 0 | 0
[26 empty] | 0 | 0
[26 empty] | 0 | 0
[26 empty] | 0 | 0
[26 empty] | 0 | 0
[26 empty] | 0 | 0
[26 empty] | 0 | 0
[26 empty] | 0 | 0
[26 empty] | 0 | 0
[26 empty] | 0 | 0
[26 empty] | 0 | 0
[26 empty] | 0 | 0
[26 empty] | 0 | 0
[26 empty] | 0 | 0
[26 empty] | 0 | 0
[26 empty] | 0 | 0
[26 empty] | 0 | 0
[26 empty] | 0 | 0
[26 empty] | 0 | 0
[26 empty] | 0 | 0
[26 empty] | 0 | 0
[26 empty] | 0 | 0
[26 empty] | 0 | 0
[26 empty] | 0 | 0
[26 empty] | 0 | 0
[26 empty] | 0 | 0
[26 empty] | 0 | 0
[26 empty] | 0 | 0
[26 empty] | 0 | 0
[26 empty] | 0 | 0
[26 empty] | 0 | 0
[26 empty] | 0 | 0
[26 empty] | 0 | 0
[26 empty] | 0 | 0
[26 empty] | 0 | 0
[26 empty] | 0 | 0
[26 empty] | 0 | 0
[26 empty] | 0 | 0
[26 empty] | 0 | 0
[26 empty] | 0 | 0
[26 empty] | 0 | 0
[26 empty] | 0 | 0
[26 empty] | 0 | 0
[26 empty] | 0 | 0
[26 empty] | 0 | 0
[26 empty] | 0 | 0
[26 empty] | 0 | 0
[26 empty] | 0 | 0
[26 empty] | 0 | 0
[26 empty] | 0 | 0
[26 empty] | 0 | 0
[26 empty] | 0 | 0
[26 empty] | 0 | 0
[26 empty] | 0 | 0
[26 empty] | 0 | 0
[26 empty] | 0 | 0
[26 empty] | 0 | 0
[26 empty] | 0 | 0
[26 empty] | 0 | 0
[26 empty] | 0 | 0
[26 empty] | 0 | 0
[26 empty] | 0 | 0
[26 empty] | 0 | 0
[26 empty] | 0 | 0
[26 empty] | 0 | 0
[26 empty] | 0 | 0
[26 empty] | 0 | 0
[26 empty] | 0 | 0
[26 empty] | 0 | 0
[26 empty] | 0 | 0
[26 empty] | 0 | 0
[26 empty] | 0 | 0
[26 empty] | 0 | 0
[26 empty] | 0 | 0
[26 empty] | 0 | 0
[26 empty] | 0 | 0
[26 empty] | 0 | 0
[26 empty] | 0 | 0
[26 empty] | 0 | 0
[26 empty] | 0 | 0
[26 empty] | 0 | 0
[26 empty] | 0 | 0
[26 empty] | 0 | 0
[26 empty] | 0 | 0
[26 empty] | 0 | 0
[26 empty] | 0 | 0
[26 empty] | 0 | 0
[26 empty] | 0 | 0
[26 empty] | 0 | 0
[26 empty] | 0 | 0
[26 empty] | 0 | 0
[26 empty] | 0 | 0
[26 empty] | 0 | 0
[26 empty] | 0 | 0
[26 empty] | 0 | 0
[26 empty] | 0 | 0
[26 empty] | 0 | 0
[26 empty] | 0 | 0
[26 empty] | 0 | 0
[26 empty] | 0 | 0
[26 empty] | 0 | 0
[26 empty] | 0 | 0
[26 empty] | 0 | 0
[26 empty] | 0 | 0
[26 empty] | 0 | 0
[26 empty] | 0 | 0
[26 empty] | 0 | 0
[26 empty] | 0 | 0
[26 empty] | 0 | 0
[26 empty] | 0 | 0
[26 empty] | 0 | 0
[26 empty] | 0 | 0
[26 empty] | 0 | 0
[26 empty] | 0 | 0
[26 empty] | 0 | 0
[26 empty] | 0 | 0
[26 empty] | 0 | 0
[26 empty] | 0 | 0
[26 empty] | 0 | 0
[26 empty] | 0 | 0
[26 empty] | 0 | 0
[26 empty] | 0 | 0
[26 empty] | 0 | 0
[26 empty] | 0 | 0
[26 empty] | 0 | 0
[26 empty] | 0 | 0
[26 empty] | 0 | 0
[26 empty] | 0 | 0
[26 empty] | 0 | 0
[26 empty] | 0 | 0
[26 empty] | 0 | 0
[26 empty] | 0 | 0
[26 empty] | 0 | 0
[26 empty] | 0 | 0
[26 empty] | 0 | 0
[26 empty] | 0 | 0
[26 empty] | 0 | 0
[26 empty] | 0 | 0
[26 empty] | 0 | 0
[26 empty] | 0 | 0
[26 empty] | 0 | 0
[26 empty] | 0 | 0
[26 empty] | 0 | 0
[26 empty] | 0 | 0
[26 empty] | 0 | 0
[26 empty] | 0 | 0
[26 empty] | 0 | 0
[26 empty] | 0 | 0
[26 empty] | 0 | 0
[26 empty] | 0 | 0
[26 empty] | 0 | 0
[26 empty] | 0 | 0
[26 empty] | 0 | 0
[26 empty] | 0 | 0
[26 empty] | 0 | 0
[26 empty] | 0 | 0
[26 empty] | 0 | 0
[26 empty] | 0 | 0
[26 empty] | 0 | 0
[26 empty] | 0 | 0
[26 empty] | 0 | 0
[26 empty] | 0 | 0
[26 empty] | 0 | 0
[26 empty] | 0 | 0
[26 empty] | 0 | 0
[26 empty] | 0 | 0
[26 empty] | 0 | 0
[26 empty] | 0 | 0
[26 empty] | 0 | 0
[26 empty] | 0 | 0
[26 empty] | 0 | 0
[26 empty] | 0 | 0
[26 empty] | 0 | 0
[26 empty] | 0 | 0
[26 empty] | 0 | 0
[26 empty] | 0 | 0
[26 empty] | 0 | 0
[26 empty] | 0 | 0
[26 empty] | 0 | 0
[26 empty] | 0 | 0
[26 empty] | 0 | 0
[26 empty] | 0 | 0
[26 empty] | 0 | 0
[26 empty] | 0 | 0
[26 empty] | 0 | 0
[26 empty] | 0 | 0
[26 empty] | 0 | 0
[26 empty] | 0 | 0
[26 empty] | 0 | 0
[26 empty] | 0 | 0
[26 empty] | 0 | 0
[26 empty] | 0 | 0
[26 empty] | 0 | 0
[26 empty] | 0 | 0
[26 empty] | 0 | 0
[26 empty] | 0 | 0
[26 empty] | 0 | 0
[26 empty] | 0 | 0
[26 empty] | 0 | 0
[26 empty] | 0 | 0
[26 empty] | 0 | 0
[26 empty] | 0 | 0
[26 empty] | 0 | 0
[26 empty] | 0 | 0
[26 empty] | 0 | 0
[26 empty] | 0 | 0
[26 empty] | 0 | 0
[26 empty] | 0 | 0
[26 empty] | 0 | 0
[26 empty] | 0 | 0
[26 empty] | 0 | 0
[26 empty] | 0 | 0
[26 empty] | 0 | 0
[26 empty] | 0 | 0
[26 empty] | 0 | 0
[26 empty] | 0 | 0
[26 empty] | 0 | 0
[26 empty] | 0 | 0
[26 empty] | 0 | 0
[26 empty] | 0 | 0
[26 empty] | 0 | 0
[26 empty] | 0 | 0
[26 empty] | 0 | 0
[26 empty] | 0 | 0
[26 empty] | 0 | 0
[26 empty] | 0 | 0
[26 empty] | 0 | 0
[26 empty] | 0 | 0
[26 empty] | 0 | 0
[26 empty] | 0 | 0
[26 empty] | 0 | 0
[26 empty] | 0 | 0
[26 empty] | 0 | 0
[26 empty] | 0 | 0
[26 empty] | 0 | 0
[26 empty] | 0 | 0
[26 empty] | 0 | 0
[26 empty] | 0 | 0
[26 empty] | 0 | 0
[26 empty] | 0 | 0
[26 empty] | 0 | 0
[26 empty] | 0 | 0
[26 empty] | 0 | 0
[26 empty] | 0 | 0
[26 empty] | 0 | 0
[26 empty] | 0 | 0
[26 empty] | 0 | 0
[26 empty] | 0 | 0
[26 empty] | 0 | 0
[26 empty] | 0 | 0
[26 empty] | 0 | 0
[26 empty] | 0 | 0
[26 empty] | 0 | 0
[26 empty] | 0 | 0
[26 empty] | 0 | 0
[26 empty] | 0 | 0
[26 empty] | 0 | 0
[26 empty] | 0 | 0
[26 empty] | 0 | 0
[26 empty] | 0 | 0
[26 empty] | 0 | 0
[26 empty] | 0 | 0
[26 empty] | 0 | 0
[26 empty] | 0 | 0
[26 empty] | 0 | 0
[26 empty] | 0 | 0
[26 empty] | 0 | 0
[26 empty] | 0 | 0
[26 empty] | 0 | 0
[26 empty] | 0 | 0
[26 empty] | 0 | 0
[26 empty] | 0 | 0
[26 empty] | 0 | 0
[26 empty] | 0 | 0
[26 empty] | 0 | 0
[26 empty] | 0 | 0
[26 empty] | 0 | 0
[26 empty] | 0 | 0
[26 empty] | 0 | 0
[26 empty] | 0 | 0
[26 empty] | 0 | 0
[26 empty] | 0 | 0
[26 empty] | 0 | 0
[26 empty] | 0 | 0
[26 empty] | 0 | 0
[26 empty] | 0 | 0
[26 empty] | 0 | 0
[26 empty] | 0 | 0
[26 empty] | 0 | 0
[26 empty] | 0 | 0
[26 empty] | 0 | 0
[26 empty] | 0 | 0
[26 empty] | 0 | 0
[26 empty] | 0 | 0
[26 empty] | 0 | 0
[26 empty] | 0 | 0
[26 empty] | 0 | 0
[26 empty] | 0 | 0
[26 empty] | 0 | 0
[26 empty] | 0 | 0
[26 empty] | 0 | 0
[26 empty] | 0 | 0
[26 empty] | 0 | 0
[26 empty] | 0 | 0
[26 empty] | 0 | 0
[26 empty] | 0 | 0
[26 empty] | 0 | 0
[26 empty] | 0 | 0
[26 empty] | 0 | 0
[26 empty] | 0 | 0
[26 empty] | 0 | 0
[26 empty] | 0 | 0
[26 empty] | 0 | 0
[26 empty] | 0 | 0
[26 empty] | 0 | 0
[26 empty] | 0 | 0
[26 empty] | 0 | 0
[26 empty] | 0 | 0
[26 empty] | 0 | 0
[26 empty] | 0 | 0
[26 empty] | 0 | 0
[26 empty] | 0 | 0
[26 empty] | 0 | 0
[26 empty] | 0 | 0
[26 empty] | 0 | 0
[26 empty] | 0 | 0
[26 empty] | 0 | 0
[26 empty] | 0 | 0
[26 empty] | 0 | 0
[26 empty] | 0 | 0
[26 empty] | 0 | 0
[26 empty] | 0 | 0
[26 empty] | 0 | 0
[26 empty] | 0 | 0
[26 empty] | 0 | 0
[26 empty] | 0 | 0
[26 empty] | 0 | 0
[26 empty] | 0 | 0
[26 empty] | 0 | 0
[26 empty] | 0 | 0
[26 empty] | 0 | 0
[26 empty] | 0 | 0
[26 empty] | 0 | 0
[26 empty] | 0 | 0
[26 empty] | 0 | 0
[26 empty] | 0 | 0
[26 empty] | 0 | 0
[26 empty] | 0 | 0
[26 empty] | 0 | 0
[26 empty] | 0 | 0
[26 empty] | 0 | 0
[26 empty] | 0 | 0
[26 empty] | 0 | 0
[26 empty] | 0 | 0
[26 empty] | 0 | 0
[26 empty] | 0 | 0
[26 empty] | 0 | 0
[26 empty] | 0 | 0
[26 empty] | 0 | 0
[26 empty] | 0 | 0
[26 empty] | 0 | 0
[26 empty] | 0 | 0
[26 empty] | 0 | 0
[26 empty] | 0 | 0
[26 empty] | 0 | 0
[26 empty] | 0 | 0
[26 empty] | 0 | 0
[26 empty] | 0 | 0
[26 empty] | 0 | 0
[26 empty] | 0 | 0
[26 empty] | 0 | 0
[26 empty] | 0 | 0
[26 empty] | 0 | 0
[26 empty] | 0 | 0
[26 empty] | 0 | 0
[26 empty] | 0 | 0
[26 empty] | 0 | 0
[26 empty] | 0 | 0
[26 empty] | 0 | 0
[26 empty] | 0 | 0
[26 empty] | 0 | 0
[26 empty] | 0 | 0
[26 empty] | 0 | 0
[26 empty] | 0 | 0
[26 empty] | 0 | 0
[26 empty] | 0 | 0
[26 empty] | 0 | 0
[26 empty] | 0 | 0
[26 empty] | 0 | 0
[26 empty] | 0 | 0
[26 empty] | 0 | 0
[26 empty] | 0 | 0
[26 empty] | 0 | 0
[26 empty] | 0 | 0
[26 empty] | 0 | 0
[26 empty] | 0 | 0
[26 empty] | 0 | 0
[26 empty] | 0 | 0
[26 empty] | 0 | 0
[26 empty] | 0 | 0
[26 empty] | 0 | 0
[26 empty] | 0 | 0
[26 empty] | 0 | 0
[26 empty] | 0 | 0
[26 empty] | 0 | 0
[26 empty] | 0 | 0
[26 empty] | 0 | 0
[26 empty] | 0 | 0
[26 empty] | 0 | 0
[26 empty] | 0 | 0
[26 empty] | 0 | 0
[26 empty] | 0 | 0
[26 empty] | 0 | 0
[26 empty] | 0 | 0
[26 empty] | 0 | 0
[26 empty] | 0 | 0
[26 empty] | 0 | 0
[26 empty] | 0 | 0
[26 empty] | 0 | 0
[26 empty] | 0 | 0
[26 empty] | 0 | 0
[26 empty] | 0 | 0
[26 empty] | 0 | 0
[26 empty] | 0 | 0
[26 empty] | 0 | 0
[26 empty] | 0 | 0
[26 empty] | 0 | 0
[26 empty] | 0 | 0
[26 empty] | 0 | 0
[26 empty] | 0 | 0
[26 empty] | 0 | 0
[26 empty] | 0 | 0
[26 empty] | 0 | 0
[26 empty] | 0 | 0
[26 empty] | 0 | 0
[26 empty] | 0 | 0
[26 empty] | 0 | 0
[26 empty] | 0 | 0
[26 empty] | 0 | 0
[26 empty] | 0 | 0
[26 empty] | 0 | 0
[26 empty] | 0 | 0
[26 empty] | 0 | 0
[26 empty] | 0 | 0
[26 empty] | 0 | 0
[26 empty] | 0 | 0
[26 empty] | 0 | 0
[26 empty] | 0 | 0
[26 empty] | 0 | 0
[26 empty] | 0 | 0
[26 empty] | 0 | 0
[26 empty] | 0 | 0
[26 empty] | 0 | 0
[26 empty] | 0 | 0
[26 empty] | 0 | 0
[26 empty] | 0 | 0
[26 empty] | 0 | 0
[26 empty] | 0 | 0
[26 empty] | 0 | 0
[26 empty] | 0 | 0
[26 empty] | 0 | 0
[26 empty] | 0 | 0
[26 empty] | 0 | 0
[26 empty] | 0 | 0
[26 empty] | 0 | 0
[26 empty] | 0 | 0
[26 empty] | 0 | 0
[26 empty] | 0 | 0
[26 empty] | 0 | 0
[26 empty] | 0 | 0
[26 empty] | 0 | 0
[26 empty] | 0 | 0
[26 empty] | 0 | 0
[26 empty] | 0 | 0
[26 empty] | 0 | 0
[26 empty] | 0 | 0
[26 empty] | 0 | 0
[26 empty] | 0 | 0
[26 empty] | 0 | 0
[26 empty] | 0 | 0
[26 empty] | 0 | 0
[26 empty] | 0 | 0
[26 empty] | 0 | 0
[26 empty] | 0 | 0
[26 empty] | 0 | 0
[26 empty] | 0 | 0
[26 empty] | 0 | 0
[26 empty] | 0 | 0
[26 empty] | 0 | 0
[26 empty] | 0 | 0
[26 empty] | 0 | 0
[26 empty] | 0 | 0
[26 empty] | 0 | 0
[26 empty] | 0 | 0
[26 empty] | 0 | 0
[26 empty] | 0 | 0
[26 empty] | 0 | 0
[26 empty] | 0 | 0
[26 empty] | 0 | 0
[26 empty] | 0 | 0
[26 empty] | 0 | 0
[26 empty] | 0 | 0
[26 empty] | 0 | 0
[26 empty] | 0 | 0
[26 empty] | 0 | 0
[26 empty] | 0 | 0
[26 empty] | 0 | 0
[26 empty] | 0 | 0
[26 empty] | 0 | 0
[26 empty] | 0 | 0
[26 empty] | 0 | 0
[26 empty] | 0 | 0
[26 empty] | 0 | 0
[26 empty] | 0 | 0
[26 empty] | 0 | 0
[26 empty] | 0 | 0
[26 empty] | 0 | 0
[26 empty] | 0 | 0
[26 empty] | 0 | 0
[26 empty] | 0 | 0
[26 empty] | 0 | 0
[26 empty] | 0 | 0
[26 empty] | 0 | 0
[26 empty] | 0 | 0
[26 empty] | 0 | 0
[26 empty] | 0 | 0
[26 empty] | 0 | 0
[26 empty] | 0 | 0
[26 empty] | 0 | 0
[26 empty] | 0 | 0
[26 empty] | 0 | 0
[26 empty] | 0 | 0
[26 empty] | 0 | 0
[26 empty] | 0 | 0
[26 empty] | 0 | 0
[26 empty] | 0 | 0
[26 empty] | 0 | 0
[26 empty] | 0 | 0
[26 empty] | 0 | 0
[26 empty] | 0 | 0
[26 empty] | 0 | 0
[26 empty] | 0 | 0
[26 empty] | 0 | 0
[26 empty] | 0 | 0
[26 empty] | 0 | 0
[26 empty] | 0 | 0
[26 empty] | 0 | 0
[26 empty] | 0 | 0
[26 empty] | 0 | 0
[26 empty] | 0 | 0
[26 empty] | 0 | 0
[26 empty] | 0 | 0
[26 empty] | 0 | 0
[26 empty] | 0 | 0
[26 empty] | 0 | 0
[26 empty] | 0 | 0
[26 empty] | 0 | 0
[26 empty] | 0 | 0
[26 empty] | 0 | 0
[26 empty] | 0 | 0
[26 empty] | 0 | 0
[26 empty] | 0 | 0
[26 empty] | 0 | 0
[26 empty] | 0 | 0
[26 empty] | 0 | 0
[26 empty] | 0 | 0
[26 empty] | 0 | 0
[26 empty] | 0 | 0
[26 empty] | 0 | 0
[26 empty] | 0 | 0
[26 empty] | 0 | 0
[26 empty] | 0 | 0
[26 empty] | 0 | 0
[26 empty] | 0 | 0
[26 empty] | 0 | 0
[26 empty] | 0 | 0
[26 empty] | 0 | 0
[26 empty] | 0 | 0
[26 empty] | 0 | 0
[26 empty] | 0 | 0
[26 empty] | 0 | 0
[26 empty] | 0 | 0
[26 empty] | 0 | 0
[26 empty] | 0 | 0
[26 empty] | 0 | 0
[26 empty] | 0 | 0
[26 empty] | 0 | 0
[26 empty] | 0 | 0
[26 empty] | 0 | 0
[26 empty] | 0 | 0
[26 empty] | 0 | 0
[26 empty] | 0 | 0
[26 empty] | 0 | 0
[26 empty] | 0 | 0
[26 empty] | 0 | 0
[26 empty] | 0 | 0
[26 empty] | 0 | 0
[26 empty] | 0 | 0
[26 empty] | 0 | 0
[26 empty] | 0 | 0
[26 empty] | 0 | 0
[26 empty] | 0 | 0
[26 empty] | 0 | 0
[26 empty] | 0 | 0
[26 empty] | 0 | 0
[26 empty] | 0 | 0
[26 empty] | 0 | 0
[26 empty] | 0 | 0
[26 empty] | 0 | 0
[26 empty] | 0 | 0
[26 empty] | 0 | 0
[26 empty] | 0 | 0
[26 empty] | 0 | 0
[26 empty] | 0 | 0
[26 empty] | 0 | 0
[26 empty] | 0 | 0
[26 empty] | 0 | 0
[26 empty] | 0 | 0
[26 empty] | 0 | 0
[26 empty] | 0 | 0
[26 empty] | 0 | 0
[26 empty] | 0 | 0
[26 empty] | 0 | 0
[26 empty] | 0 | 0
[26 empty] | 0 | 0
[26 empty] | 0 | 0
[26 empty] | 0 | 0
[26 empty] | 0 | 0
[26 empty] | 0 | 0
[26 empty] | 0 | 0
[26 empty] | 0 | 0
[26 empty] | 0 | 0
[26 empty] | 0 | 0
[26 empty] | 0 | 0
[26 empty] | 0 | 0
[26 empty] | 0 | 0
[26 empty] | 0 | 0
[26 empty] | 0 | 0
[26 empty] | 0 | 0
[26 empty] | 0 | 0
[26 empty] | 0 | 0
[26 empty] | 0 | 0
[26 empty] | 0 | 0
[26 empty] | 0 | 0
[26 empty] | 0 | 0
[26 empty] | 0 | 0
[26 empty] | 0 | 0
[26 empty] | 0 | 0
[26 empty] | 0 | 0
[26 empty] | 0 | 0
[26 empty] | 0 | 0
[26 empty] | 0 | 0
[26 empty] | 0 | 0
[26 empty] | 0 | 0
[26 empty] | 0 | 0
[26 empty] | 0 | 0
[26 empty] | 0 | 0
[26 empty] | 0 | 0
[26 empty] | 0 | 0
[26 empty] | 0 | 0
[26 empty] | 0 | 0
[26 empty] | 0 | 0
[26 empty] | 0 | 0
[26 empty] | 0 | 0
[26 empty] | 0 | 0
[26 empty] | 0 | 0
[26 empty] | 0 | 0
[26 empty] | 0 | 0
[26 empty] | 0 | 0
[26 empty] | 0 | 0
[26 empty] | 0 | 0
[26 empty] | 0 | 0
[26 empty] | 0 | 0
[26 empty] | 0 | 0
[26 empty] | 0 | 0
[26 empty] | 0 | 0
[26 empty] | 0 | 0
[26 empty] | 0 | 0
[26 empty] | 0 | 0
[26 empty] | 0 | 0
[26 empty] | 0 | 0
[26 empty] | 0 | 0
[26 empty] | 0 | 0
[26 empty] | 0 | 0
[26 empty] | 0 | 0
[26 empty] | 0 | 0
[26 empty] | 0 | 0
[26 empty] | 0 | 0
[26 empty] | 0 | 0
[26 empty] | 0 | 0
[26 empty] | 0 | 0
[26 empty] | 0 | 0
[26 empty] | 0 | 0
[26 empty] | 0 | 0
[26 empty] | 0 | 0
[26 empty] | 0 | 0
[26 empty] | 0 | 0
[26 empty] | 0 | 0
[26 empty] | 0 | 0
[26 empty] | 0 | 0
[26 empty] | 0 | 0
[26 empty] | 0 | 0
[26 empty] | 0 | 0
[26 empty] | 0 | 0
[26 empty] | 0 | 0
[26 empty] | 0 | 0
[26 empty] | 0 | 0
[26 empty] | 0 | 0
[26 empty] | 0 | 0
[26 empty] | 0 | 0
[26 empty] | 0 | 0
[26 empty] | 0 | 0
[26 empty] | 0 | 0
[26 empty] | 0 | 0
[26 empty] | 0 | 0
[26 empty] | 0 | 0
[26 empty] | 0 | 0
[26 empty] | 0 | 0
[26 empty] | 0 | 0
[26 empty] | 0 | 0
[26 empty] | 0 | 0
[26 empty] | 0 | 0
[26 empty] | 0 | 0
[26 empty] | 0 | 0
[26 empty] | 0 | 0
[26 empty] | 0 | 0
[26 empty] | 0 | 0
[26 empty] | 0 | 0
[26 empty] | 0 | 0
[26 empty] | 0 | 0
[26 empty] | 0 | 0
[26 empty] | 0 | 0
[26 empty] | 0 | 0
[26 empty] | 0 | 0
[26 empty] | 0 | 0
[26 empty] | 0 | 0
[26 empty] | 0 | 0
[26 empty] | 0 | 0
[26 empty] | 0 | 0
[26 empty] | 0 | 0
[26 empty] | 0 | 0
[26 empty] | 0 | 0
[26 empty] | 0 | 0
[26 empty] | 0 | 0
[26 empty] | 0 | 0
[26 empty] | 0 | 0
[26 empty] | 0 | 0
[26 empty] | 0 | 0
[26 empty] | 0 | 0
[26 empty] | 0 | 0
[26 empty] | 0 | 0
[26 empty] | 0 | 0
[26 empty] | 0 | 0
[26 empty] | 0 | 0
[26 empty] | 0 | 0
[26 empty] | 0 | 0
[26 empty] | 0 | 0
[26 empty] | 0 | 0
[26 empty] | 0 | 0
[26 empty] | 0 | 0
[26 empty] | 0 | 0
[26 empty] | 0 | 0
[26 empty] | 0 | 0
[26 empty] | 0 | 0
[26 empty] | 0 | 0
[26 empty] | 0 | 0
[26 empty] | 0 | 0
[26 empty] | 0 | 0
[26 empty] | 0 | 0
[26 empty] | 0 | 0
[26 empty] | 0 | 0
[26 empty] | 0 | 0
[26 empty] | 0 | 0
[26 empty] | 0 | 0
[26 empty] | 0 | 0
[26 empty] | 0 | 0
[26 empty] | 0 | 0
[26 empty] | 0 | 0
[26 empty] | 0 | 0
[26 empty] | 0 | 0
[26 empty] | 0 | 0
[26 empty] | 0 | 0
[26 empty] | 0 | 0
[26 empty] | 0 | 0
[26 empty] | 0 | 0
[26 empty] | 0 | 0
[26 empty] | 0 | 0
[26 empty] | 0 | 0
[26 empty] | 0 | 0
[26 empty] | 0 | 0
[26 empty] | 0 | 0
[26 empty] | 0 | 0
[26 empty] | 0 | 0
[26 empty] | 0 | 0
[26 empty] | 0 | 0
[26 empty] | 0 | 0
[26 empty] | 0 | 0
[26 empty] | 0 | 0
[26 empty] | 0 | 0
[26 empty] | 0 | 0
[26 empty] | 0 | 0
[26 empty] | 0 | 0
[26 empty] | 0 | 0
[26 empty] | 0 | 0
[26 empty] | 0 | 0
[26 empty] | 0 | 0
[26 empty] | 0 | 0
[26 empty] | 0 | 0
[26 empty] | 0 | 0
[26 empty] | 0 | 0
[26 empty] | 0 | 0
[26 empty] | 0 | 0
[26 empty] | 0 | 0
[26 empty] | 0 | 0
[26 empty] | 0 | 0
[26 empty] | 0 | 0
[26 empty] | 0 | 0
[26 empty] | 0 | 0
[26 empty] | 0 | 0
[26 empty] | 0 | 0
[26 empty] | 0 | 0
[26 empty] | 0 | 0
[26 empty] | 0 | 0
[26 empty] | 0 | 0
[26 empty] | 0 | 0
[26 empty] | 0 | 0
[26 empty] | 0 | 0
[26 empty] | 0 | 0
[26 empty] | 0 | 0
[26 empty] | 0 | 0
[26 empty] | 0 | 0
[26 empty] | 0 | 0
[26 empty] | 0 | 0
[26 empty] | 0 | 0
[26 empty] | 0 | 0
[26 empty] | 0 | 0
[26 empty] | 0 | 0
[26 empty] | 0 | 0
[26 empty] | 0 | 0
[26 empty] | 0 | 0
[26 empty] | 0 | 0
[26 empty] | 0 | 0
[26 empty] | 0 | 0
[26 empty] | 0 | 0
[26 empty] | 0 | 0
[26 empty] | 0 | 0
[26 empty] | 0 | 0
[26 empty] | 0 | 0
[26 empty] | 0 | 0
[26 empty] | 0 | 0
[26 empty] | 0 | 0
[26 empty] | 0 | 0
[26 empty] | 0 | 0
[26 empty] | 0 | 0
[26 empty] | 0 | 0
[26 empty] | 0 | 0
[26 empty] | 0 | 0
[26 empty] | 0 | 0
[26 empty] | 0 | 0
[26 empty] | 0 | 0
[26 empty] | 0 | 0
[26 empty] | 0 | 0
[26 empty] | 0 | 0
[26 empty] | 0 | 0
[26 empty] | 0 | 0
[26 empty] | 0 | 0
[26 empty] | 0 | 0
[26 empty] | 0 | 0
[26 empty] | 0 | 0
[26 empty] | 0 | 0
[26 empty] | 0 | 0
[26 empty] | 0 | 0
[26 empty] | 0 | 0
[26 empty] | 0 | 0
[26 empty] | 0 | 0
[26 empty] | 0 | 0
[26 empty] | 0 | 0
[26 empty] | 0 | 0
[26 empty] | 0 | 0
[26 empty] | 0 | 0
[26 empty] | 0 | 0
[26 empty] | 0 | 0
[26 empty] | 0 | 0
[26 empty] | 0 | 0
[26 empty] | 0 | 0
[26 empty] | 0 | 0
[26 empty] | 0 | 0
[26 empty] | 0 | 0
[26 empty] | 0 | 0
[26 empty] | 0 | 0
[26 empty] | 0 | 0
[26 empty] | 0 | 0
[26 empty] | 0 | 0
[26 empty] | 0 | 0
[26 empty] | 0 | 0
[26 empty] | 0 | 0
[26 empty] | 0 | 0
[26 empty] | 0 | 0
[26 empty] | 0 | 0
[26 empty] | 0 | 0
[26 empty] | 0 | 0
[26 empty] | 0 | 0
[26 empty] | 0 | 0
[26 empty] | 0 | 0
[26 empty] | 0 | 0
[26 empty] | 0 | 0
[26 empty] | 0 | 0
[26 empty] | 0 | 0
[26 empty] | 0 | 0
[26 empty] | 0 | 0
[26 empty] | 0 | 0
[26 empty] | 0 | 0
[26 empty] | 0 | 0
[26 empty] | 0 | 0
[26 empty] | 0 | 0
[26 empty] | 0 | 0
[26 empty] | 0 | 0
[26 empty] | 0 | 0

## Zones
Houston | 1
North | -1
South | 1
West | -1
SET UP AREA, copy & paste values to cell B1
Source | South |  | N to H | N to W | N to S | W to N | S to N | W to S
Sink | North | Houston | -1 | 1 | -1 | -1 | 1 | -1
|  | North | 1 | 1 | 1 | -1 | -1 | -1
|  | South | -1 | 1 | -1 | -1 | 1 | -1
|  | West | 1 | -1 | 1 | 1 | -1 | 1
|  | Source | North | North | North | West | South | West
|  | Sink | Houston | West | South | North | North | South

## Tech
Number of Bus | Name of Bus | Tech Type
238 | BOSQUESW505 | CC
239 | BOSQUESW502 | GGT
244 | WHITNYDM01 | Hydro
245 | WHITNYDM02 | Hydro
247 | BOSQUESW501 | GGT
251 | BOSQUESW803 | CC
253 | BOSQUESW804 | CC
332 | RWMILLER01 | GST
333 | RWMILLER02 | GST
334 | RWMILLER03 | GST
335 | RWMILLER04 | GST
336 | RWMILLER05 | GST
344 | MRSSHPRD | Hydro
345 | MRSSHPRD01 | Hydro
366 | JNSNCNTY802 | Cogen
367 | JNSNCNTY802 | Cogen
503 | NTHTEXAS01 | GST
504 | NTHTEXAS02 | GST
505 | NTHTEXAS03 | GST
580 | JCKCNTY801 | CC
581 | JCKCNTY802 | CC
582 | JCKCNTY803 | CC
728 | WOLFRIDGE801 | Wind
837 | NEWMAN_G5 | GST
842 | OLINGER_G1 | GST
843 | OLINGER_G2 | GST
844 | OLINGER_G3 | GST
845 | OLINGER_G4 | GGT
923 | SPENCER_G4 | GST
924 | SPENCER_G5 | GST
948 | STEAM1 | GST
949 | STEAM2 | GST
950 | STEAM3 | GST
990 | GIBN_CREK_G1 | LIGCO
1002 | PBCTAGE_1G | GGT
1003 | PBCTBGE_2G | GGT
1004 | PBCTCGE_3G | GGT
1005 | PBCTDGE_4G | GGT
1006 | PBCTEGE_5G | GGT
1007 | PB5GEN_6G | GST
1008 | PB6GEN_7G | GST
1037 | MORGAN5G_5G | GST
1039 | MRGNAG_1G | GGT
1040 | MRGNBG_2G | GGT
1041 | MRGNCG_3G | GGT
1042 | MRGNDG_4G | GGT
1043 | MRGNEG_5G | GGT
1044 | MRGNFG_6G | GGT
1045 | CALENG1G_1G | Cogen
1046 | CALENG2G_2G | Cogen
1047 | CALENG3G_3G | Cogen
1058 | LONGSHORE_5 | Wind
1058 | LONGSHORE_5 | Wind
1061 | CIELOGEN_1G | Wind
1062 | CIELOGEN_2G | Wind
1068 | SCURRYCW_1G | Wind
1069 | KINDERMG_1G | Cogen
1070 | KINDERMG_2G | Cogen
1071 | KINDERMG_3G | Cogen
1073 | SCURRYCW_2G | Wind
1320 | BSP 1 | Cogen
1326 | STANTONW_8 | Wind
1327 | WILDHRSE_1G | Wind
1328 | OCOTILLO_1G | Wind
1333 | MCDDONAL_8 | Wind
1343 | TRENTIPP_8 | Wind
1349 | WESTXWIN_1G | Wind
1350 | NWPWRG1_1G | Wind
1354 | AEPWIND_8 | Wind
1360 | GUNSIGHT_8 | Wind
1416 | SWETWATR_1G | CC
1417 | SWETWATR_2G | CC
1418 | SWETWATR_3G | CC
1419 | SWETWATR_4G | CC
1432 | GRHAMSES_2G | GST
1433 | GRHAMSES_1G | GST
1437 | MESQUITW_1G | Wind
1438 | MESQUITW_2G | Wind
1442 | COKFIELD_5 | Wind
1453 | WCPWRCO_1G | CC
1454 | WCPWRCO_2G | CC
1455 | WCPWRCO_3G | CC
1479 | WFCOGEN_1G | Cogen
1479 | WFCOGEN_1G | Cogen
1482 | WFCOGEN_2G | Cogen
1482 | WFCOGEN_2G | Cogen
1600 | BARTNWND_1G | Wind
1643 | SLSTR1PP_1G | Wind
1675 | PEC_1G | Cogen
1676 | PEC_2G | Cogen
1677 | PEC_3G | Cogen
1678 | LAMARPWR_1G | CC
1679 | LAMARPWR_2G | CC
1680 | LAMARPWR_3G | CC
1681 | LAMARPWR_4G | CC
1682 | LAMARPWR_5G | CC
1683 | LAMARPWR_6G | CC
1687 | VALLEY_1G | GST
1688 | VALLEY_2G | GSC
1689 | VALLEY_3G | GST
1701 | MOSES_1G | LIGCO
1702 | MOSES_2G | LIGCO
1703 | MOSES_3G | LIGCO
1861 | EAGLEMNT_1G | GST
1862 | EAGLEMNT_2G | GST
1863 | EAGLEMNT_3G | GST
1877 | WLFHOLW_1G | CC
1878 | WLFHOLW_2G | CC
1879 | WLFHOLW_3G | CC
1889 | DECRDOVA_1G | GSC
1892 | DECRDOVA_2G | GGT
1893 | DECRDOVA_3G | GGT
1894 | DECRDOVA_4G | GGT
1895 | DECRDOVA_5G | GGT
1898 | COMCHEPK_1G | Nuc
1899 | COMCHEPK_2G | Nuc
1937 | MDLTHELP_5G | CC
1938 | MDLTHELP_6G | CC
1941 | MDLTHELP_1G | CC
1942 | MDLTHELP_2G | CC
1943 | MDLTHELP_3G | CC
1944 | MDLTHELP_4G | CC
1947 | HANDLEY_3G | GST
1948 | HANDLEY_4G | GST
1949 | HANDLEY_5G | GST
2371 | COLLIN_1G | GST
2381 | NTHLK1_G | GST
2382 | NTHLK2_G | GST
2383 | NTHLK3_G | GST
2413 | MTCK6_G | GST
2414 | MTCK7_G | GST
2417 | MTCK8_G | GSC
2451 | LKHB1_G | GST
2452 | LKHB2_G | GST
3097 | MARTLAKE_1G | LIGCO
3098 | MARTLAKE_2G | LIGCO
3099 | MARTLAKE_3G | LIGCO
3107 | STRYKER_1G | GST
3108 | STRYKER_2G | GST
3126 | TRINIDAD_6G | GST
3309 | ASPN_G | Bio
3348 | CHAMPION_1G | Cogen
3381 | BBRN_1G | LIGCO
3382 | BBRN_2G | LIGCO
3403 | THOUSE_1G | GSC
3404 | THOUSE_2G | GSC
3416 | LAKE_CRK1_G | GST
3417 | LAKE_CRK2_G | GST
3432 | SANDOW_4G | LIGCO
5026 | BRAUNIG_VHB1 | GST
5027 | BRAUNIG_VHB2 | GST
5028 | BRAUNIG_VHB3 | GST
5111 | CALAVER_JTD1 | LIGCO
5112 | CALAVER_JTD2 | LIGCO
5264 | LEON_LCP3G3 | GST
5265 | LEON_LCP4G4 | GST
5266 | LEON_LCPCT1 | GGT
5267 | LEON_LCPCT2 | GGT
5268 | LEON_LCPCT3 | GGT
5269 | LEON_LCPCT4 | GGT
5396 | CALAVER_OWS1 | GST
5397 | CALAVER_OWS2 | GST
5401 | CALAVER_JKS1 | LIGCO
5436 | TUTTL_WBT1G1 | GST
5438 | TUTTL_WBT3G3 | GST
5439 | TUTTL_WBT4G4 | GST
5476 | BRA_AVR1_CT1 | CC
5477 | BRA_AVR1_ST | CC
5478 | BRA_AVR1_CT2 | CC
5503 | RAYBURNGEN3 | GST
5505 | RAYBURNGEN1 | GGT
5506 | RAYBURNGEN2 | GGT
5508 | RAYBURNCC9 | CC
5509 | RAYBURNCC10 | CC
5511 | RAYBURNCC7 | CC
5512 | RAYBURNCC8 | CC
5728 | FALCONHYDRO2 | Hydro
5729 | FALCONHYDRO3 | Hydro
5890 | PEARSALLGEN1 | GST
5891 | PEARSALLGEN2 | GST
5892 | PEARSALLGEN3 | GST
5903 | SANMIGUELGEN | LIGCO
5911 | STP_GN1___1 | Nuc
5912 | STP_GN2___2 | Nuc
5920 | WELSHDC1 | DCTie
5925 | DCEAST | DCTie
5932 | SI_RAY9 | CC
5933 | SI_RAY6 | GST
5934 | SI_RAY5 | GST
5935 | SI_RAY10 | CC
6016 | SWMESA | Wind
6096 | NORTHDC7 | DCTie
6100 | OKLA7A | DCTie
6144 | MCADOO1A | Wind
6407 | TURKTRAK1A | Wind
6637 | SNYDERW1A | Wind
6752 | OKLA0A | LIGCO
6948 | DENISNDM | Hydro
6948 | DENISNDM | Hydro
7000 | L_FERGUS1_1Y | GSC
7004 | L_SIMGID1_1Y | GST
7005 | L_SIMGID1_2Y | GST
7006 | L_SIMGID1_3Y | GST
7007 | L_LOSTPI1_1Y | CC
7008 | L_LOSTPI1_2Y | CC
7009 | L_LOSTPI1_3Y | CC
7010 | L_FPPYD11_1Y | LIGCO
7011 | L_FPPYD11_2Y | LIGCO
7012 | L_FPPYD21_3Y | LIGCO
7014 | L_HAYSEN1_1Y | CC
7015 | L_HAYSEN1_2Y | CC
7016 | L_HAYSEN1_3Y | CC
7017 | L_HAYSEN1_4Y | CC
7020 | L_AUSTPL1_1Y | Hydro
7020 | L_AUSTPL1_1Y | Hydro
7022 | L_BUCHAN1_1Y | Hydro
7023 | L_BUCHAN1_2Y | Hydro
7024 | L_BUCHAN1_3Y | Hydro
7026 | L_INKSDA1_1Y | Hydro
7028 | L_MARBFA1_1Y | Hydro
7029 | L_MARBFA1_2Y | Hydro
7031 | L_MARSFO1G1Y | Hydro
7032 | L_MARSFO1G2Y | Hydro
7033 | L_MARSFO1G3Y | Hydro
7035 | L_WIRTZ_1G1Y | Hydro
7036 | L_WIRTZ_1G2Y | Hydro
7038 | L_DELAWA1_1Y | Wind
7038 | L_DELAWA1_1Y | Wind
7303 | L_WPPGS12_1Y | GGT
7303 | L_WPPGS12_1Y | GGT
7305 | L_WPPGS34_1Y | GGT
7305 | L_WPPGS34_1Y | GGT
7487 | L_CANYHY8_1Y | Hydro
7605 | L_MCQUEE9_1Y | Hydro
7605 | L_MCQUEE9_1Y | Hydro
7605 | L_MCQUEE9_1Y | Hydro
7609 | L_SCHUMA8_1Y | Hydro
7624 | L_LAKEWO9_1Y | Hydro
7624 | L_LAKEWO9_1Y | Hydro
7800 | L_GUADGE1_1Y | CC
7801 | L_GUADGE1_2Y | CC
7802 | L_GUADGE1_3Y | CC
7803 | L_GUADGE1_4Y | CC
7804 | L_GUADGE1_5Y | CC
7805 | L_GUADGE1_6Y | CC
7807 | L_BASTEN1_1Y | CC
7808 | L_BASTEN1_2Y | CC
7809 | L_BASTEN1_3Y | CC
7810 | L_RIONOG1G1Y | CC
7811 | L_RIONOG1G2Y | CC
7812 | L_RIONOG1G3Y | CC
7813 | L_RIONOG1S1Y | CC
8032 | AMISTADHYD1 | Hydro
8033 | AMISTADHYD2 | Hydro
8048 | FALCONHYDRO1 | Hydro
8066 | DUP1V#1 | Cogen
8134 | FOR #1 | Cogen
8138 | FOR #2 | Cogen
8139 | JOS #1 | GST
8147 | UCAR #2 | Cogen
8148 | UCAR #1 | Cogen
8153 | FOR #3 | Cogen
8154 | FOR #4 | Cogen
8155 | FOR #5 | Cogen
8156 | FOR #6 | Cogen
8157 | FOR #7 | Cogen
8161 | COLETO0A | LIGCO
8173 | VICEC51A | CC
8174 | VICEC61A | CC
8189 | CUECPL2A | Cogen
8262 | ELPS | Hydro
8285 | LAR #1 | GST
8287 | LAR #2 | GST
8288 | LAR #3 | GST
8388 | BATES0A | GST
8393 | BATES0B | GST
8437 | NUECES_B0C | GST
8438 | NUECES_B0B | GST
8442 | NBEC7 | GST
8442 | NBEC7 | GST
8456 | COSW#1 | Cogen
8457 | COSW#2 | Cogen
8459 | B_DAVIS0B | GSC
8460 | B_DAVIS0A | GSC
8461 | KOCH_UP0A | Cogen
8506 | VAL #1 | Cogen
8507 | VAL #2 | Cogen
8511 | OXY_CC0A | Cogen
8517 | CELANEBI0A | Cogen
8560 | CNOPGT1 | Cogen
8561 | CNOPGT2 | Cogen
8562 | CNOPST1 | Cogen
8926 | LGE_GT10A | Cogen
8927 | LGE_GT20A | Cogen
8928 | LGE_STG0A | Cogen
8930 | ICPGN10A | Cogen
8931 | ICPGN20A | Cogen
8932 | ICPGN30A | Cogen
8933 | FGNTS001 | CC
8934 | FGNTS101 | CC
8935 | FGNTS201 | CC
8936 | MVGN#1 | CC
8937 | MVGN#2 | CC
8938 | MVGN#3 | CC
8981 | HECN1 | CC
8982 | HECN2 | CC
8983 | HECN3 | CC
9000 | DECKR_G1 | GST
9001 | DECKR_G2 | GST
9002 | DECKR_G3 | GGT
9003 | DECKR_G4 | GGT
9004 | DECKR_G5 | GGT
9005 | DECKR_G6 | GGT
9016 | SANDH_G1 | GGT
9017 | SANDH_G2 | GGT
9018 | SANDH_G3 | GGT
9019 | SANDH_G4 | GGT
9020 | SANDHG5A | CC
9021 | SANDHG5C | CC
11001 | NAV1CT | CC
11009 | NAV2CT | CC
11011 | NAV3ST | CC
11012 | NAV4CT | CC
11013 | NAV5CT | CC
11014 | NAV6ST | CC
11020 | TIEHVSG_1G | CC
11021 | TIEHVCG_1G | CC
11022 | TIEHVCG_2G | CC
11023 | TIEHVCG_3G | CC
11024 | TIEHVCG_4G | CC
11025 | TIEHVSG_2G | CC
11056 | ROSCOE_1G | Wind
11057 | CHAMPION_1G | Wind
11058 | PYRON_1G | Wind
11059 | INADALE_1G | Wind
11065 | ELBOWCK_1G | Wind
11147 | NOTREES_1G | Wind
11309 | BULLCREK_2G | Wind
11310 | BULLCREK_1G | Wind
11320 | COYOTE_1G | Wind
11691 | KMICHICT1_G | CC
11692 | KMICHICT2_G | CC
11693 | KMICHIST3_G | CC
11694 | KMICHICT4_G | CC
11695 | KMICHICT5_G | CC
11696 | KMICHIST6_G | CC
12322 | ENNSTRAC_1G | CC
12323 | ENNSTRAC_2G | CC
12411 | FPLEFR1A_G | CC
12412 | FPLEFR1B_G | CC
12413 | FPLEFR1C_G | CC
12414 | FPLEFR1S_G | CC
12421 | FPLEFR2A_G | CC
12422 | FPLEFR2B_G | CC
12423 | FPLEFR2C_G | CC
12424 | FPLEFR2S_G | CC
12440 | PARKD_1SVC8 | GST
12449 | PARKD_2SVC8 | GST
13116 | TGATEWAY_1G | CC
13117 | TGATEWAY_2G | CC
13118 | TGATEWAY_3G | CC
13119 | TGATEWAY_4G | CC
13131 | CALFREST_1G | CC
13132 | CALFREST_2G | CC
13133 | CALFREST_3G | CC
13134 | CALFREST_4G | CC
13135 | CALFREST_5G | CC
13136 | CALFREST_6G | CC
13432 | SANDOW_5G | LIGCO
32798 | BRYN_TAMUGEN | GST
32883 | BRYN_DNSBY3 | GST
32884 | BRYN_DNSBY13 | GST
32886 | BRYN_ATKINS3 | GST
32887 | BRYN_ATKINS6 | GST
32888 | BRYN_ATKINS7 | GGT
32890 | BRYN_ATKINS4 | GST
32891 | BRYN_ATKINS5 | GST
32892 | BRYN_DNSBY14 | GST
36998 | RDCNYNG1 | Wind
38332 | TNWDWRDU2_8 | Wind
38437 | TNSRBNMESA9 | Wind
38580 | TNBP_CGN1_8 | Cogen
38590 | TNBP_CGN2_8 | Cogen
38600 | TNBP_CGN3_8 | Cogen
38611 | TNBPAMCG1_8 | Cogen
38612 | TNBPAMCG2_8 | Cogen
38613 | TNBPAMCG3_8 | Cogen
38614 | TNBPAMCG4_8 | Cogen
38615 | TNBPAMCG5_8 | Cogen
38690 | TNBP_CGN4_8 | Cogen
38711 | TNTXCTY1CG8 | Cogen
38712 | TNTXCTY2CG8 | Cogen
38713 | TNTXCTY3CG8 | Cogen
38714 | TNTXCTY4CG8 | Cogen
39190 | TNSLCGN1__8 | Cogen
39470 | TNDOWCGNSG8 | Cogen
39480 | TNDOWCGNGG8 | Cogen
39760 | TNSCLP1___8 | Cogen
39770 | TNSCLP2___8 | Cogen
39775 | TNSCLP4___8 | Cogen
39790 | TNSCLP3___8 | Cogen
39960 | TNTNPONE_18 | LIGCO
39970 | TNTNPONE_28 | LIGCO
48500 | APD_GT1_8005 | Cogen
48510 | AK_GT1__8040 | Cogen
48511 | LPE_GT1_8070 | GGT
48512 | LPE_GT2_8075 | GGT
48513 | LPE_GT3_8080 | GGT
48514 | LPE_GT4_8085 | GGT
48520 | BSF_GT1_8070 | Cogen
48520 | BSF_GT1_8070 | Cogen
48521 | BVE_GT1_GT1 | CC
48522 | BVE_GT2_5035 | CC
48523 | BVE_ST1_GN1 | CC
48531 | BYU_GT1_8075 | Cogen
48532 | BYU_GT2_8055 | Cogen
48533 | BYU_GT3_8060 | Cogen
48534 | BYU_GT4_8065 | Cogen
48551 | CAL_GT1_8045 | Cogen
48552 | CAL_ST1_8000 | Cogen
48561 | CTL_GT2_8130 | Cogen
48562 | CTL_GT3_8135 | Cogen
48563 | CTL_GT4_8140 | Cogen
48564 | CTL_GN1_8145 | Cogen
48565 | CTL_GN2_8155 | Cogen
48581 | CBY_GN1_1 | GSC
48582 | CBY_GN2_2 | GSC
48583 | CBY_GT4_1 | GSC
48584 | CBY_GT4_2 | CC
48585 | CBY_ST4_1 | CC
48591 | CHE_GT2_5030 | Cogen
48593 | CHE_GT1_8015 | Cogen
48594 | CHE_GN4_8025 | Cogen
48595 | BTE_GT2_8075 | CC
48596 | BTE_GT3_8045 | CC
48597 | BTE_GT4_8055 | CC
48598 | BTE_ST1_8070 | CC
48611 | DIB_GT1_8080 | Cogen
48612 | DIB_GT2_8075 | Cogen
48613 | DIB_ST1_8085 | Cogen
48614 | DIB_GT3_8090 | Cogen
48641 | DPEC_GT15040 | CC
48642 | DPEC_GT25025 | CC
48643 | DPEC_GT35010 | CC
48644 | DPEC_GT45070 | CC
48645 | DPEC_ST55065 | CC
48651 | EP_1_2 | Cogen
48651 | EP_1_2 | Cogen
48671 | FTR_GT1_5105 | CC
48672 | FTR_GT2_5110 | CC
48673 | FTR_GT3_5085 | CC
48674 | FTR_CN4_5095 | CC
48690 | GBY_GN5_5 | GSC
48691 | GBY_73741085 | GGT
48691 | GBY_73741085 | GGT
48692 | GBY_81821075 | GGT
48692 | GBY_81821075 | GGT
48693 | GBY_83841065 | GGT
48693 | GBY_83841065 | GGT
48721 | LEG_1___1 | LIGCO
48722 | LEG_2___2 | LIGCO
48730 | MNS_GT | Cogen
48731 | CBE_GT1 | CC
48732 | CBE_GT2 | CC
48733 | CBE_ST12 | CC
48734 | CBE_GT3 | CC
48735 | CBE_GT4 | CC
48736 | CBE_ST34 | CC
48740 | PSG_GN2_8050 | Cogen
48741 | PSG_GT2_8040 | Cogen
48742 | PSG_GT3_8060 | Cogen
48761 | PR_GT1__9040 | Cogen
48772 | PHR_GN2_2 | GSC
48791 | PSA_GT1_8160 | Cogen
48792 | PSA_GT2_8155 | Cogen
48793 | PSA_GT3_8150 | Cogen
48794 | PSA_GT4_8145 | Cogen
48795 | PSA_GT5_8140 | Cogen
48796 | PSA_GN1_8165 | Cogen
48797 | PSA_GT6_8135 | Cogen
48811 | CVC_GT3_5045 | Cogen
48812 | CVC_GT2_5020 | Cogen
48813 | CVC_GT1_5035 | Cogen
48814 | CVC_ST5_5040 | Cogen
48815 | CVC_GT4_8005 | Cogen
48820 | SHELLG1_3015 | Cogen
48821 | SHELLG2 | Cogen
48822 | SHELLG3_3020 | Cogen
48822 | SHELLG3_3020 | Cogen
48841 | SJS_GT1_GT1 | Cogen
48842 | SJS_GT2_GT2 | Cogen
48845 | SOL_GT1 | Solar
48851 | SRB_GN1_1 | GST
48852 | SRB_GN2_2 | GST
48853 | SRB_GN3_3 | GST
48854 | SRB_GN4_4 | GST
48855 | SRB_GT211035 | GGT
48855 | SRB_GT211035 | GGT
48873 | THW_ST3_ST_3 | CC
48874 | THW_ST4_ST_4 | CC
48875 | THW_3132 | CC
48875 | THW_3132 | CC
48877 | THW_3334 | CC
48877 | THW_3334 | CC
48879 | THW_4142 | CC
48879 | THW_4142 | CC
48881 | THW_4344 | CC
48881 | THW_4344 | CC
48883 | THW_GT1_GT_1 | GGT
48885 | THW_5152 | GGT
48885 | THW_5152 | GGT
48886 | THW_5354 | GGT
48886 | THW_5354 | GGT
48887 | THW_5556 | GGT
48887 | THW_5556 | GGT
48911 | TGF_GT1_8000 | Cogen
48921 | WAP_GN1_1 | GST
48922 | WAP_GN2_2 | GST
48923 | WAP_GN3_3 | GST
48924 | WAP_GN4_4 | GSC
48925 | WAP_GN5_5 | LIGCO
48926 | WAP_GN6_6 | LIGCO
48927 | WAP_GN7_7 | LIGCO
48928 | WAP_GN8_8 | LIGCO
48929 | WAPGT21_GT1 | GGT
48940 | WARVUE_GT1 | Cogen
49803 | EXN_15GT | Cogen
49804 | EXN_16GT | Cogen
49805 | EXN_17GT | Cogen
49826 | EXN938GT | Cogen
49828 | EXN941GT | Cogen
49829 | EXN942GT | Cogen
49830 | EXN943GT | Cogen
49831 | EXN944GT | Cogen
49832 | EXN945GT | Cogen
49837 | EXN_GT | Cogen
49838 | EXN_14GT | Cogen
49851 | DOW17000 | Cogen
49858 | DOW38100 | Cogen
49859 | DOW38200 | Cogen
49860 | DOW38300 | Cogen
49862 | DOW39100 | Cogen
49863 | DOW39200 | Cogen
49865 | DOW41000 | Cogen
49866 | DOW42000 | Cogen
49869 | DOW49000 | Cogen
49870 | DOW61000 | Cogen
49871 | DOW62000 | Cogen
49872 | DOW63000 | Cogen
49873 | DOW64000 | Cogen
49876 | DOW65000 | Cogen
49877 | DOW66000 | Cogen
49878 | DOW67000 | Cogen
49882 | DOW81000 | Cogen
49884 | DOW82000 | Cogen
49885 | DOW83000 | Cogen
49886 | DOW84000 | Cogen
58909 | PEARSALLSCG1 | Diesel
58909 | PEARSALLSCG1 | Diesel
58909 | PEARSALLSCG1 | Diesel
58909 | PEARSALLSCG1 | Diesel
58909 | PEARSALLSCG1 | Diesel
58909 | PEARSALLSCG1 | Diesel
58919 | PEARSALLSCG2 | Diesel
58919 | PEARSALLSCG2 | Diesel
58919 | PEARSALLSCG2 | Diesel
58919 | PEARSALLSCG2 | Diesel
58919 | PEARSALLSCG2 | Diesel
58919 | PEARSALLSCG2 | Diesel
58929 | PEARSALLSCG3 | Diesel
58929 | PEARSALLSCG3 | Diesel
58929 | PEARSALLSCG3 | Diesel
58929 | PEARSALLSCG3 | Diesel
58929 | PEARSALLSCG3 | Diesel
58929 | PEARSALLSCG3 | Diesel
58949 | PEARSALLSCG4 | Diesel
58949 | PEARSALLSCG4 | Diesel
58949 | PEARSALLSCG4 | Diesel
58949 | PEARSALLSCG4 | Diesel
58949 | PEARSALLSCG4 | Diesel
58949 | PEARSALLSCG4 | Diesel
60000 | DSKY2 | Wind
60003 | KING_NE1A | Wind
60005 | KING_SE1A | Wind
60007 | KING_SW1A | Wind
60016 | WOODWRD11A | Wind
60017 | ORNNWP1 | Wind
60018 | DSKY1 | Wind
60019 | KING_NW1A | Wind
60057 | CALLAHAN1A | Wind
60058 | BUFF_GAP1A | Wind
60060 | CIRELLO | Wind
60063 | BUFF_GAP1B | Wind
60066 | H_HOLLOW1A | Wind
60068 | HHOLLOW21A | Wind
60070 | HHOLLOW31A | Wind
60072 | HHOLLOW41A | Wind
60081 | WHRLWIND1A | Wind
60201 | RIO DRCS | AVR
60202 | FRNDDRCS | AVR
71051 | L_BITTCR1_1N | Wind
71054 | L_SWEETW1_1N | Wind
71057 | L_SWEETW1_2N | Wind
71059 | L_SWEETW1_3N | Wind
71060 | L_SWEETW1_4N | Wind
71061 | L_SWEETW1_5N | Wind
76031 | L_GASCCR1_1N | Wind
76091 | L_DIVIDE1_1N | Wind
76095 | L_CAPRSI1_1N | Wind
76096 | L_CAPRSI1_2N | Wind
76097 | L_CAPRGE1_1N | Wind
80003 | MILHWYS | AVR
80012 | LAR | DCTie
80051 | FOR #8 | Cogen
80052 | FOR #9 | Cogen
80053 | FOR #10 | Cogen
80080 | GWINDT11A | Wind
80080 | GWINDT11A | Wind
80080 | GWINDT11A | Wind
80080 | GWINDT11A | Wind
80081 | GWINDT21A | Wind
80081 | GWINDT21A | Wind
80081 | GWINDT21A | Wind
80081 | GWINDT21A | Wind
80137 | CSDR89 | DCTie
80137 | CSDR89 | DCTie
80138 | CSDR7 | DCTie
80139 | CSDR56 | DCTie
80139 | CSDR56 | DCTie
80140 | CSDR11 | DCTie
80180 | PNSCALT11A | Wind
80180 | PNSCALT11A | Wind
80181 | PNSCALT21A | Wind
80181 | PNSCALT21A | Wind
80223 | REYSHR G | Cogen
80224 | VISTRONG1 | Cogen
80225 | VISTRONG2 | Cogen
80226 | ALCOA G | Cogen
80227 | AIRCO G | Cogen
80263 | B_DAVIS31A | CC
80264 | B_DAVIS41A | CC
80265 | LARECU40A | GGT
80266 | LARECU50A | GGT
86104 | CID-138 | DCTie
86105 | CID-230 | DCTie
86106 | CUF-230 | DCTie
86107 | CUF-138 | DCTie
88198 | BEEVILLE | AVR
88253 | HAMILTON | BLT
88299 | ZAPATA | BLT
88508 | FALFURRI | AVR