## Set up
Step 1 | Go to the Zones worksheet in this workbook. Make sure that the source and sink zones are set correctly and the "1"s and "-1"s are correct |  | Summary of Key Data points | Value
File Description:
Step 2 | Open Dennis' file that needs to have the data transferred, same file that is listed in cell K27 |  | Number of units | 0
|  |  | Dec PTDF cutoff point | 0
Step 3 | Copy columns J:X from an old Dennis' Sheet to the new sheet (if first round of a new alaysis) |  | Dec PTDF cutoff unit | Name of Bus
|  |  | Dec 10% unit | Name of Bus
Step 4 | Mark the contingencies and monitored element set by a "y" in column K of Dennis' sheet, if there are a match on the filename use something to make unique |  | Dec max cumltv zone impact - cumltv zone share | 0
|  |  | Dec max cumltv zone impact - cumltv zone share pt | 0
Step 5 | Enter Dennis' file name into cell K27 |  | Dec max cumltv zone impact - cumltv zone share unit | 0
|  |  | South Zonal weighted AWGSF | 0.1024
Step 6 | click the step one button |  | North Zonal weighted AWGSF | -0.074162
|  |  | Inc PTDF cutoff point | 0
Step 7 | Enter the line ratings in Dennis' workbook, the Input worksheet, in the cells |  | Inc PTDF cutoff unit | Name of Bus
| X6:X30, or to the end of the selected list. |  | Inc 10% unit | Name of Bus
|  |  | Inc max cumltv zone impact - cumltv zone share | 0
Step 8 | Check to see that the number of generators in Dennis' file matches the length |  | Inc max cumltv zone impact - cumltv zone share pt | 0
| of the formulas in columns L:V (Distributed Slack - Dec) have been copied through to the apporpriate number of rows |  | Inc max cumltv zone impact - cumltv zone share unit | 0
| If Dennis' sheet data is less than this file then clear any old unit data in columns A:K of this workbook to match the correct leng |  | South Zonal weighted AWGSF | 0.1024
| It is only necessary to match the Distributed Slack - Dec worksheet. |  | North Zonal weighted AWGSF | -0.074162
|  |  | Min of zone correlation | 0.073157
Step 9 | Click the step 2 button |  | Bounary gen in North Zone | 0
| The last file saved will still be open, yopu will need to close this file. |  | Bounary gen in soucre zone as % of line | 0%
| This sheet willno longer be open. |  | Bounary gen in South Zone | 0
|  |  | Bounary gen in soucre zone as % of line | 0
|  |  | OL element line rating | 1072
|  |  | South Zonal weighted AWGSF | 0.10565
|  | SN_043009automation.xls | North Zonal weighted AWGSF | -0.073157
Copy Dennis' data step 1
Copy Dennis' Data Step 2

## Distributed Slack - Dec
Number of Bus | Name of Bus | ID | Area Name of Gen | AGC | P Sensitivity of Bus | Gen MW | Min MW | Max MW | V Sensitivity of Bus | Set Volt | Tech Type | Zone Impact | Zone Correlation | Inc Max | Dec Max | Souce S.F. Weighting | Souce Capacity | Sink S.F. Weighting | Sink Capacity | PTDF Calc | PTDF Weighting | Cumulative Concentrated Capacity | Cumulative Concentrated Impact
3432 | SANDOW_4G | 4 | South | YES | 0.14421 | 580 | 225 | 580 | 0 | 1.029 | LIGCO | 1 | 0.21837 | 0 | 580 | 83.6401 | 580 |  |  | 0.21837 | 126.6542 | 580 | 126.6542
13432 | SANDOW_5G | 5 | South | YES | 0.14421 | 581 | 225 | 581 | 0 | 1.029 | LIGCO | 1 | 0.21837 | 0 | 581 | 83.7843 | 581 |  |  | 0.21837 | 126.8726 | 1161 | 253.5267
7007 | L_LOSTPI1_1Y | 1 | South | YES | 0.12946 | 158.6 | 110 | 158 | 0 | 1 | CC | 1 | 0.20362 | 158 | 158 | 20.454 | 158 |  |  | 0.20362 | 32.1717 | 1319 | 285.6984
7008 | L_LOSTPI1_2Y | 2 | South | YES | 0.12946 | 157.7 | 107 | 160 | 0 | 1 | CC | 1 | 0.20362 | 160 | 160 | 20.713 | 160 |  |  | 0.20362 | 32.5789 | 1479 | 318.2774 | Weighted Shift Factors
7009 | L_LOSTPI1_3Y | 3 | South | YES | 0.12946 | 173.9 | 72 | 175 | 0 | 1 | CC | 1 | 0.20362 | 175 | 175 | 22.6548 | 175 |  |  | 0.20362 | 35.6332 | 1654 | 353.9106 | South | 0.1024
7807 | L_BASTEN1_1Y | 1 | South | YES | 0.12763 | 152.5 | 83.5 | 152.5 | 0 | 1.004 | CC | 1 | 0.20179 | 152.5 | 152.5 | 19.4637 | 152.5 |  |  | 0.20179 | 30.7735 | 1806.5 | 384.684 | North | -0.074162
7808 | L_BASTEN1_2Y | 1 | South | YES | 0.12763 | 149.5 | 83.5 | 149.5 | 0 | 1.004 | CC | 1 | 0.20179 | 149.5 | 149.5 | 19.0808 | 149.5 |  |  | 0.20179 | 30.1681 | 1956 | 414.8521 |  | 0.17657
7809 | L_BASTEN1_3Y | 1 | South | YES | 0.12763 | 232.6 | 42 | 232.6 | 0 | 1.004 | CC | 1 | 0.20179 | 232.6 | 232.6 | 29.687 | 232.6 |  |  | 0.20179 | 46.9371 | 2188.6 | 461.7892
7010 | L_FPPYD11_1Y | 1 | South | YES | 0.11404 | 547.4 | 200 | 606 | 0 | 1.02 | LIGCO | 1 | 0.18821 | 0 | 606 | 69.1101 | 606 |  |  | 0.18821 | 114.0524 |  |  | Line Cap | 1072
7011 | L_FPPYD11_2Y | 2 | South | YES | 0.11404 | 552.2 | 200 | 598 | 0 | 1.02 | LIGCO | 1 | 0.18821 | 0 | 598 | 68.1977 | 598 |  |  | 0.18821 | 112.5468 |  |  | Conc Gen | 2188.6
7012 | L_FPPYD21_3Y | 3 | South | YES | 0.11392 | 427.5 | 200 | 436 | 0 | 1.02 | LIGCO | 1 | 0.18809 | 0 | 436 | 49.6713 | 436 |  |  | 0.18809 | 82.0061 |  |  | Weighted Imp. | 461.7892
7004 | L_SIMGID1_1Y | 1 | South | YES | 0.11176 | 132 | 40 | 132 | 0 | 1.02 | GST | 1 | 0.18592 | 132 | 132 | 14.7521 | 132 |  |  | 0.18592 | 24.5415 |  |  | PTDF | 0.211
7005 | L_SIMGID1_2Y | 2 | South | YES | 0.11176 | 133 | 32 | 139 | 0 | 1.02 | GST | 1 | 0.18592 | 139 | 139 | 15.5344 | 139 |  |  | 0.18592 | 25.8429
7006 | L_SIMGID1_3Y | 3 | South | YES | 0.11176 | 324.9 | 60 | 329 | 0 | 1.02 | GST | 1 | 0.18592 | 329 | 329 | 36.7684 | 329 |  |  | 0.18592 | 61.1678 |  |  | Concentration | 1.195
9002 | DECKR_G3 | 3 | South | YES | 0.11153 | 0 | 24 | 42 |  | 1.015 | GGT | 1 | 0.1857 | 42 | 42 | 4.6845 | 42 |  |  | 0.1857 | 7.7993
9003 | DECKR_G4 | 4 | South | YES | 0.11153 | 44 | 24 | 44 | 0 | 1.015 | GGT | 1 | 0.1857 | 44 | 44 | 4.9075 | 44 |  |  | 0.1857 | 8.1707 |  |  |  | Pass
9004 | DECKR_G5 | 5 | South | YES | 0.11153 | 44 | 24 | 44 | 0 | 1.015 | GGT | 1 | 0.1857 | 44 | 44 | 4.9075 | 44 |  |  | 0.1857 | 8.1707
9005 | DECKR_G6 | 6 | South | YES | 0.11153 | 44 | 24 | 47 | 0 | 1.015 | GGT | 1 | 0.1857 | 47 | 47 | 5.2421 | 47 |  |  | 0.1857 | 8.7278
9016 | SANDH_G1 | 1 | South | YES | 0.11066 | 45 | 2 | 49 | 0 | 1.0175 | GGT | 1 | 0.18483 | 49 | 49 | 5.4225 | 49 |  |  | 0.18483 | 9.0564
9017 | SANDH_G2 | 2 | South | YES | 0.11066 | 45 | 2 | 46 | 0 | 1.0175 | GGT | 1 | 0.18483 | 46 | 46 | 5.0905 | 46 |  |  | 0.18483 | 8.502
9018 | SANDH_G3 | 3 | South | YES | 0.11066 | 45 | 2 | 46 | 0 | 1.0175 | GGT | 1 | 0.18483 | 46 | 46 | 5.0905 | 46 |  |  | 0.18483 | 8.502
9019 | SANDH_G4 | 4 | South | YES | 0.11066 | 0 | 2 | 47 |  | 1.0175 | GGT | 1 | 0.18483 | 47 | 47 | 5.2012 | 47 |  |  | 0.18483 | 8.6868
9020 | SANDHG5A | 5A | South | YES | 0.11066 | 150 | 84 | 155 | 0 | 1.0175 | CC | 1 | 0.18483 | 155 | 155 | 17.1528 | 155 |  |  | 0.18483 | 28.6479
9021 | SANDHG5C | 5C | South | YES | 0.11066 | 140 | 0 | 148 | 0 | 1.0175 | CC | 1 | 0.18483 | 148 | 148 | 16.3781 | 148 |  |  | 0.18483 | 27.3541
9000 | DECKR_G1 | 1 | South | YES | 0.10964 | 280 | 50 | 321 | 0 | 1.015 | GST | 1 | 0.18381 | 321 | 321 | 35.1954 | 321 |  |  | 0.18381 | 59.0015
9001 | DECKR_G2 | 2 | South | YES | 0.10964 | 400 | 50 | 426 | 0 | 1.015 | GST | 1 | 0.18381 | 426 | 426 | 46.7079 | 426 |  |  | 0.18381 | 78.3011
7014 | L_HAYSEN1_1Y | 1 | South | YES | 0.10805 | 223.9 | 74 | 223.9 | 0 | 1.008 | CC | 1 | 0.18222 | 223.9 | 223.9 | 24.1935 | 223.9 |  |  | 0.18222 | 40.7985
7015 | L_HAYSEN1_2Y | 2 | South | YES | 0.10805 | 225 | 74 | 225 | 0 | 1.008 | CC | 1 | 0.18222 | 225 | 225 | 24.3124 | 225 |  |  | 0.18222 | 40.9989
7016 | L_HAYSEN1_3Y | 3 | South | YES | 0.10805 | 224.6 | 74 | 224.6 | 0 | 1.008 | CC | 1 | 0.18222 | 224.6 | 224.6 | 24.2692 | 224.6 |  |  | 0.18222 | 40.926
7017 | L_HAYSEN1_4Y | 4 | South | YES | 0.10805 | 226.7 | 74 | 226.7 | 0 | 1.008 | CC | 1 | 0.18222 | 226.7 | 226.7 | 24.4961 | 226.7 |  |  | 0.18222 | 41.3087
7303 | L_WPPGS12_1Y | 1 | South | YES | 0.10776 | 50 | 0 | 50 | 0 | 1.025 | GGT | 1 | 0.18192 | 50 | 50 | 5.3881 | 50 |  |  | 0.18192 | 9.0962
7303 | L_WPPGS12_1Y | 2 | South | YES | 0.10776 | 50 | 0 | 50 | 0 | 1.025 | GGT | 1 | 0.18192 | 50 | 50 | 5.3881 | 50 |  |  | 0.18192 | 9.0962
7305 | L_WPPGS34_1Y | 3 | South | YES | 0.10776 | 50 | 0 | 50 | 0 | 1.025 | GGT | 1 | 0.18192 | 50 | 50 | 5.3881 | 50 |  |  | 0.18192 | 9.0962
7305 | L_WPPGS34_1Y | 4 | South | YES | 0.10776 | 50 | 0 | 50 | 0 | 1.025 | GGT | 1 | 0.18192 | 50 | 50 | 5.3881 | 50 |  |  | 0.18192 | 9.0962
7020 | L_AUSTPL1_1Y | 2 | South | YES | 0.10677 | 0 | 0 | 8 |  | 1 | Hydro | 1 | 0.18093 | 0 | 0 | 0 | 0 |  |  | 0.18093 | 0
7020 | L_AUSTPL1_1Y | 1 | South | YES | 0.10677 | 0 | 0 | 8 |  | 1 | Hydro | 1 | 0.18093 | 0 | 0 | 0 | 0 |  |  | 0.18093 | 0
7810 | L_RIONOG1G1Y | 1 | South | YES | 0.10422 | 148 | 0 | 148 | 0 | 1.02 | CC | 1 | 0.17838 | 148 | 148 | 15.4243 | 148 |  |  | 0.17838 | 26.4003
7811 | L_RIONOG1G2Y | 2 | South | YES | 0.10422 | 148 | 0 | 148 | 0 | 1.02 | CC | 1 | 0.17838 | 148 | 148 | 15.4243 | 148 |  |  | 0.17838 | 26.4003
7812 | L_RIONOG1G3Y | 3 | South | YES | 0.10422 | 154 | 0 | 154 | 0 | 1.02 | CC | 1 | 0.17838 | 154 | 154 | 16.0496 | 154 |  |  | 0.17838 | 27.4706
7813 | L_RIONOG1S1Y | 4 | South | YES | 0.10422 | 293 | 0 | 293 | 0 | 1.02 | CC | 1 | 0.17838 | 293 | 293 | 30.5359 | 293 |  |  | 0.17838 | 52.2654
7487 | L_CANYHY8_1Y | 1 | South | YES | 0.10395 | 0 | 0 | 6 |  | 1 | Hydro | 1 | 0.17811 | 0 | 0 | 0 | 0 |  |  | 0.17811 | 0
7605 | L_MCQUEE9_1Y | 2 | South | YES | 0.10217 | 0 | 0 | 2.4 |  | 1.025 | Hydro | 1 | 0.17633 | 0 | 0 | 0 | 0 |  |  | 0.17633 | 0
7605 | L_MCQUEE9_1Y | 1 | South | YES | 0.10217 | 0 | 0 | 2.4 |  | 1.025 | Hydro | 1 | 0.17633 | 0 | 0 | 0 | 0 |  |  | 0.17633 | 0
7605 | L_MCQUEE9_1Y | 3 | South | YES | 0.10217 | 0 | 0 | 2.8 |  | 1.025 | Hydro | 1 | 0.17633 | 0 | 0 | 0 | 0 |  |  | 0.17633 | 0
7609 | L_SCHUMA8_1Y | 1 | South | YES | 0.10165 | 0 | 0 | 4 |  | 1 | Hydro | 1 | 0.17581 | 0 | 0 | 0 | 0 |  |  | 0.17581 | 0
7800 | L_GUADGE1_1Y | 1 | South | YES | 0.1007 | 147 | 30 | 147 | 0 | 1.02 | CC | 1 | 0.17486 | 147 | 147 | 14.8023 | 147 |  |  | 0.17486 | 25.7042
7801 | L_GUADGE1_2Y | 2 | South | YES | 0.1007 | 138 | 30 | 138 | 0 | 1.02 | CC | 1 | 0.17486 | 138 | 138 | 13.896 | 138 |  |  | 0.17486 | 24.1304
7802 | L_GUADGE1_3Y | 3 | South | YES | 0.1007 | 146 | 30 | 146 | 0 | 1.02 | CC | 1 | 0.17486 | 146 | 146 | 14.7016 | 146 |  |  | 0.17486 | 25.5293
7803 | L_GUADGE1_4Y | 4 | South | YES | 0.1007 | 149 | 30 | 149 | 0 | 1.02 | CC | 1 | 0.17486 | 149 | 149 | 15.0037 | 149 |  |  | 0.17486 | 26.0539
7804 | L_GUADGE1_5Y | 5 | South | YES | 0.1007 | 182 | 30 | 182 | 0 | 1.02 | CC | 1 | 0.17486 | 182 | 182 | 18.3267 | 182 |  |  | 0.17486 | 31.8242
7805 | L_GUADGE1_6Y | 6 | South | YES | 0.1007 | 203 | 30 | 203 | 0 | 1.02 | CC | 1 | 0.17486 | 203 | 203 | 20.4413 | 203 |  |  | 0.17486 | 35.4962
7624 | L_LAKEWO9_1Y | 1 | South | YES | 0.099838 | 0 | 0 | 2.4 |  | 1 | Hydro | 1 | 0.174 | 0 | 0 | 0 | 0 |  |  | 0.174 | 0
7624 | L_LAKEWO9_1Y | 2 | South | YES | 0.099838 | 0 | 0 | 2.4 |  | 1 | Hydro | 1 | 0.174 | 0 | 0 | 0 | 0 |  |  | 0.174 | 0
5436 | TUTTL_WBT1G1 | 1 | South | YES | 0.097828 | 48.8 | 20 | 61 | 0 | 1.012 | GST | 1 | 0.17199 | 61 | 61 | 5.9675 | 61 |  |  | 0.17199 | 10.4914
5438 | TUTTL_WBT3G3 | 3 | South | YES | 0.097828 | 95 | 25 | 95 | 0 | 1.012 | GST | 1 | 0.17199 | 95 | 95 | 9.2937 | 95 |  |  | 0.17199 | 16.3391
5439 | TUTTL_WBT4G4 | 4 | South | YES | 0.097828 | 120.8 | 40 | 151 | 0 | 1.012 | GST | 1 | 0.17199 | 151 | 151 | 14.772 | 151 |  |  | 0.17199 | 25.9705
5111 | CALAVER_JTD1 | 1 | South | YES | 0.097435 | 430 | 80 | 430 | 0 | 1.0138 | LIGCO | 1 | 0.1716 | 0 | 430 | 41.8971 | 430 |  |  | 0.1716 | 73.7868
5112 | CALAVER_JTD2 | 2 | South | YES | 0.097435 | 430 | 80 | 430 | 0 | 1.0138 | LIGCO | 1 | 0.1716 | 0 | 430 | 41.8971 | 430 |  |  | 0.1716 | 73.7868
5396 | CALAVER_OWS1 | 1 | South | YES | 0.097317 | 418 | 80 | 418 | 0 | 1.0192 | GST | 1 | 0.17148 | 418 | 418 | 40.6785 | 418 |  |  | 0.17148 | 71.6783
5397 | CALAVER_OWS2 | 2 | South | YES | 0.097317 | 400 | 80 | 400 | 0 | 1.0192 | GST | 1 | 0.17148 | 400 | 400 | 38.9268 | 400 |  |  | 0.17148 | 68.5917
5476 | BRA_AVR1_CT1 | 1 | South | YES | 0.097245 | 155 | 90 | 155 | 0 | 1.017 | CC | 1 | 0.17141 | 155 | 155 | 15.073 | 155 |  |  | 0.17141 | 26.5681
5477 | BRA_AVR1_ST1 | 1 | South | YES | 0.097245 | 174 | 138 | 174 | 0 | 1.017 | CC | 1 | 0.17141 | 174 | 174 | 16.9206 | 174 |  |  | 0.17141 | 29.8249
5478 | BRA_AVR1_CT2 | 1 | South | YES | 0.097245 | 155 | 90 | 155 | 0 | 1.017 | CC | 1 | 0.17141 | 155 | 155 | 15.073 | 155 |  |  | 0.17141 | 26.5681
5026 | BRAUNIG_VHB1 | 1 | South | YES | 0.097207 | 215 | 40 | 215 | 0 | 1.0192 | GST | 1 | 0.17137 | 215 | 215 | 20.8995 | 215 |  |  | 0.17137 | 36.8444
5027 | BRAUNIG_VHB2 | 2 | South | YES | 0.097207 | 172.8 | 40 | 216 | 0 | 1.0192 | GST | 1 | 0.17137 | 216 | 216 | 20.9967 | 216 |  |  | 0.17137 | 37.0158
5031 | BRA_VHBCT1 | 1 | South | YES | 0.097207 | 44 | 24 | 44 | 0 | 1.0192 | #N/A | 1 | 0.17137 | 44 | 44 | 4.2771 | 44 |  |  | 0.17137 | 7.5402
5032 | BRA_VHBCT2 | 2 | South | YES | 0.097207 | 44 | 24 | 44 | 0 | 1.0192 | #N/A | 1 | 0.17137 | 44 | 44 | 4.2771 | 44 |  |  | 0.17137 | 7.5402
5033 | BRA_VHBCT3 | 3 | South | YES | 0.097207 | 43 | 24 | 43 | 0 | 1.0192 | #N/A | 1 | 0.17137 | 43 | 43 | 4.1799 | 43 |  |  | 0.17137 | 7.3689
5034 | BRA_VHBCT4 | 4 | South | YES | 0.097207 | 45 | 24 | 45 | 0 | 1.0192 | #N/A | 1 | 0.17137 | 45 | 45 | 4.3743 | 45 |  |  | 0.17137 | 7.7116
5028 | BRAUNIG_VHB3 | 3 | South | YES | 0.097153 | 407 | 60 | 407 | 0 | 1.0138 | GST | 1 | 0.17132 | 407 | 407 | 39.5413 | 407 |  |  | 0.17132 | 69.7253
5401 | CALAVER_JKS1 | 1 | South | YES | 0.097017 | 562 | 100 | 562 | 0 | 1.018 | LIGCO | 1 | 0.17118 | 0 | 562 | 54.5236 | 562 |  |  | 0.17118 | 96.2028
5264 | LEON_LCP3G3 | 3 | South | YES | 0.096546 | 0 | 20 | 58 |  | 1.0197 | GST | 1 | 0.17071 | 58 | 58 | 5.5997 | 58 |  |  | 0.17071 | 9.9011
5265 | LEON_LCP4G4 | 4 | South | YES | 0.096546 | 71.2 | 25 | 89 | 0 | 1.0197 | GST | 1 | 0.17071 | 89 | 89 | 8.5926 | 89 |  |  | 0.17071 | 15.193
5266 | LEON_LCPCT1 | 1 | South | YES | 0.096546 | 44 | 24 | 44 | 0 | 1.0197 | GGT | 1 | 0.17071 | 44 | 44 | 4.248 | 44 |  |  | 0.17071 | 7.5112
5267 | LEON_LCPCT2 | 2 | South | YES | 0.096546 | 44 | 24 | 44 | 0 | 1.0197 | GGT | 1 | 0.17071 | 44 | 44 | 4.248 | 44 |  |  | 0.17071 | 7.5112
5268 | LEON_LCPCT3 | 3 | South | YES | 0.096546 | 43 | 24 | 43 | 0 | 1.0197 | GGT | 1 | 0.17071 | 43 | 43 | 4.1515 | 43 |  |  | 0.17071 | 7.3405
5269 | LEON_LCPCT4 | 4 | South | YES | 0.096546 | 45 | 24 | 45 | 0 | 1.0197 | GGT | 1 | 0.17071 | 45 | 45 | 4.3446 | 45 |  |  | 0.17071 | 7.6819
8189 | CUECPL2A | 1 | South | YES | 0.094998 | 12 | 0 | 12 | 0 | 1.02 | Cogen | 1 | 0.16916 | 0 | 0 | 0 | 0 |  |  | 0.16916 | 0
7031 | L_MARSFO1G1Y | 1 | South | YES | 0.093739 | 0 | 0 | 36 |  | 1 | Hydro | 1 | 0.1679 | 0 | 0 | 0 | 0 |  |  | 0.1679 | 0
7032 | L_MARSFO1G2Y | 2 | South | YES | 0.093739 | 0 | 0 | 35 |  | 1 | Hydro | 1 | 0.1679 | 0 | 0 | 0 | 0 |  |  | 0.1679 | 0
7033 | L_MARSFO1G3Y | 3 | South | YES | 0.093739 | 0 | 0 | 36 |  | 1 | Hydro | 1 | 0.1679 | 0 | 0 | 0 | 0 |  |  | 0.1679 | 0
5903 | SANMIGUELGEN | 1 | South | YES | 0.092996 | 396.3 | 180 | 396.3 | 0 | 1.0331 | LIGCO | 1 | 0.16716 | 0 | 396.3 | 36.8543 | 396.3 |  |  | 0.16716 | 66.2448
5890 | PEARSALLGEN1 | 1 | South | YES | 0.086862 | 19.2 | 6 | 24 | 0 | 1.0161 | GST | 1 | 0.16102 | 24 | 24 | 2.0847 | 24 |  |  | 0.16102 | 3.8646
5891 | PEARSALLGEN2 | 1 | South | YES | 0.086862 | 19.4 | 6 | 24.3 | 0 | 1.0161 | GST | 1 | 0.16102 | 24.3 | 24.3 | 2.1107 | 24.3 |  |  | 0.16102 | 3.9129
5892 | PEARSALLGEN3 | 1 | South | YES | 0.086862 | 19.1 | 6 | 23.9 | 0 | 1.0161 | GST | 1 | 0.16102 | 23.9 | 23.9 | 2.076 | 23.9 |  |  | 0.16102 | 3.8485
88198 | BEEVILLE | F | South | YES | 0.086587 | 0 | 0 | 0 | 0 | 1.02 | AVR | 1 | 0.16075 | 0 | 0 | 0 | 0 |  |  | 0.16075 | 0
8161 | COLETO0A | 1 | South | YES | 0.085896 | 633 | 200 | 633 | 0 | 1.03 | LIGCO | 1 | 0.16006 | 0 | 633 | 54.3722 | 633 |  |  | 0.16006 | 101.3169
80080 | GWINDT11A | 2 | South | YES | 0.083181 | 17.7 | 0 | 41 | 0 | 1.025 | Wind | 1 | 0.15734 | 0 | 41 | 3.4104 | 41 |  |  | 0.15734 | 6.4511
80080 | GWINDT11A | 4 | South | YES | 0.083181 | 8.2 | 0 | 19 | 0 | 1.025 | Wind | 1 | 0.15734 | 0 | 19 | 1.5804 | 19 |  |  | 0.15734 | 2.9895
80080 | GWINDT11A | 1 | South | YES | 0.083181 | 40.6 | 0 | 94 | 0 | 1.025 | Wind | 1 | 0.15734 | 0 | 94 | 7.819 | 94 |  |  | 0.15734 | 14.7903
80080 | GWINDT11A | 3 | South | YES | 0.083181 | 16.4 | 0 | 38 | 0 | 1.025 | Wind | 1 | 0.15734 | 0 | 38 | 3.1609 | 38 |  |  | 0.15734 | 5.979
80081 | GWINDT21A | 1 | South | YES | 0.083181 | 40.6 | 0 | 94 | 0 | 1.025 | Wind | 1 | 0.15734 | 0 | 94 | 7.819 | 94 |  |  | 0.15734 | 14.7903
80081 | GWINDT21A | 4 | South | YES | 0.083181 | 9.5 | 0 | 22 | 0 | 1.025 | Wind | 1 | 0.15734 | 0 | 22 | 1.83 | 22 |  |  | 0.15734 | 3.4616
80081 | GWINDT21A | 2 | South | YES | 0.083181 | 15.5 | 0 | 36 | 0 | 1.025 | Wind | 1 | 0.15734 | 0 | 36 | 2.9945 | 36 |  |  | 0.15734 | 5.6644
80081 | GWINDT21A | 3 | South | YES | 0.083181 | 18.6 | 0 | 43 | 0 | 1.025 | Wind | 1 | 0.15734 | 0 | 43 | 3.5768 | 43 |  |  | 0.15734 | 6.7658
80180 | PNSCALT11A | 1 | South | YES | 0.083181 | 63 | 0 | 146 | 0 | 1.025 | Wind | 1 | 0.15734 | 0 | 146 | 12.1444 | 146 |  |  | 0.15734 | 22.9721
80180 | PNSCALT11A | 2 | South | YES | 0.083181 | 21.6 | 0 | 50 | 0 | 1.025 | Wind | 1 | 0.15734 | 0 | 50 | 4.159 | 50 |  |  | 0.15734 | 7.8672
80181 | PNSCALT21A | 2 | South | YES | 0.083181 | 21.6 | 0 | 50 | 0 | 1.025 | Wind | 1 | 0.15734 | 0 | 50 | 4.159 | 50 |  |  | 0.15734 | 7.8672
80181 | PNSCALT21A | 1 | South | YES | 0.083181 | 23.7 | 0 | 55 | 0 | 1.025 | Wind | 1 | 0.15734 | 0 | 55 | 4.575 | 55 |  |  | 0.15734 | 8.6539
8517 | CELANEBI0A | 1 | South | YES | 0.083147 | 29 | 0 | 29 | 0 | 1.02 | Cogen | 1 | 0.15731 | 0 | 0 | 0 | 0 |  |  | 0.15731 | 0
5932 | SI_RAY9 | 9 | South | YES | 0.083137 | 32 | 32 | 38 | 0 | 1.035 | CC | 1 | 0.1573 | 38 | 38 | 3.1592 | 38 |  |  | 0.1573 | 5.9774
5933 | SI_RAY6 | 6 | South | YES | 0.083137 | 15.4 | 10 | 19.3 | 0 | 1.035 | GST | 1 | 0.1573 | 19.3 | 19.3 | 1.6045 | 19.3 |  |  | 0.1573 | 3.0359
5935 | SI_RAY10 | 10 | South | YES | 0.083137 | 47 | 10 | 47 | 0 | 1.03 | CC | 1 | 0.1573 | 47 | 47 | 3.9074 | 47 |  |  | 0.1573 | 7.3931
80003 | MILHWYS | F | South | YES | 0.083137 | 0 | 0 | 0 | 0 | 1.0168 | AVR | 1 | 0.1573 | 0 | 0 | 0 | 0 |  |  | 0.1573 | 0
8981 | HECN1 | 1 | South | YES | 0.083059 | 144.8 | 0 | 144.8 | 0 | 1.0304 | CC | 1 | 0.15722 | 144.8 | 144.8 | 12.0269 | 144.8 |  |  | 0.15722 | 22.7656
8982 | HECN2 | 2 | South | YES | 0.083059 | 144.1 | 0 | 144.1 | 0 | 1.0304 | CC | 1 | 0.15722 | 144.1 | 144.1 | 11.9688 | 144.1 |  |  | 0.15722 | 22.6556
8983 | HECN3 | 3 | South | YES | 0.083059 | 171.9 | 0 | 171.9 | 0 | 1.0304 | CC | 1 | 0.15722 | 171.9 | 171.9 | 14.2778 | 171.9 |  |  | 0.15722 | 27.0263
8936 | MVGN#1 | 1 | South | YES | 0.083058 | 216.6 | 0 | 216.6 | 0 | 1.0304 | CC | 1 | 0.15722 | 216.6 | 216.6 | 17.9904 | 216.6 |  |  | 0.15722 | 34.0539
8937 | MVGN#2 | 2 | South | YES | 0.083058 | 216.7 | 0 | 216.7 | 0 | 1.0304 | CC | 1 | 0.15722 | 216.7 | 216.7 | 17.9987 | 216.7 |  |  | 0.15722 | 34.0696
8938 | MVGN#3 | 3 | South | YES | 0.083058 | 250.9 | 0 | 250.9 | 0 | 1.0304 | CC | 1 | 0.15722 | 250.9 | 250.9 | 20.8393 | 250.9 |  |  | 0.15722 | 39.4466
8933 | FGNTS001 | 1 | South | YES | 0.082953 | 146.5 | 0 | 146.5 | 0 | 1.03 | CC | 1 | 0.15712 | 146.5 | 146.5 | 12.1526 | 146.5 |  |  | 0.15712 | 23.0174
8934 | FGNTS101 | 2 | South | YES | 0.082953 | 147.9 | 0 | 147.9 | 0 | 1.03 | CC | 1 | 0.15712 | 147.9 | 147.9 | 12.2687 | 147.9 |  |  | 0.15712 | 23.2374
8935 | FGNTS201 | 3 | South | YES | 0.082953 | 173 | 0 | 173 | 0 | 1.03 | CC | 1 | 0.15712 | 173 | 173 | 14.3509 | 173 |  |  | 0.15712 | 27.1809
8511 | OXY_CC0A | 1 | South | YES | 0.08293 | 30.3 | 0 | 38 |  | 1.027 | Cogen | 1 | 0.15709 | 0 | 0 | 0 | 0 |  |  | 0.15709 | 0
8461 | KOCH_UP0A | 1 | South | YES | 0.082927 | 38 | 0 | 38 | 0 | 1.012 | Cogen | 1 | 0.15709 | 0 | 0 | 0 | 0 |  |  | 0.15709 | 0
8506 | VAL #1 | 1 | South | YES | 0.082863 | 20.9 | 0 | 25 | 0 | 1.0055 | Cogen | 1 | 0.15703 | 0 | 0 | 0 | 0 |  |  | 0.15703 | 0
8507 | VAL #2 | 2 | South | YES | 0.082863 | 20.9 | 0 | 25 | 0 | 1.0055 | Cogen | 1 | 0.15703 | 0 | 0 | 0 | 0 |  |  | 0.15703 | 0
8459 | B_DAVIS0B | MB | South | YES | 0.082826 | 0 | 50 | 339 |  | 1.03 | GSC | 1 | 0.15699 | 0 | 0 | 0 | 0 |  |  | 0.15699 | 0
8460 | B_DAVIS0A | MB | South | YES | 0.082826 | 0 | 50 | 340 |  | 1.03 | GSC | 1 | 0.15699 | 0 | 0 | 0 | 0 |  |  | 0.15699 | 0
8456 | COSW#1 | 1 | South | YES | 0.082747 | 20 | 0 | 20 | 0 | 1.027 | Cogen | 1 | 0.15691 | 0 | 0 | 0 | 0 |  |  | 0.15691 | 0
8457 | COSW#2 | 2 | South | YES | 0.082747 | 14 | 0 | 14 | 0 | 1.027 | Cogen | 1 | 0.15691 | 0 | 0 | 0 | 0 |  |  | 0.15691 | 0
8560 | CNOPGT1 | 1 | South | YES | 0.082712 | 148.3 | 0 | 148.3 | 0 | 1.03 | Cogen | 1 | 0.15687 | 0 | 0 | 0 | 0 |  |  | 0.15687 | 0
8561 | CNOPGT2 | 2 | South | YES | 0.082712 | 148.6 | 0 | 148.6 | 0 | 1.03 | Cogen | 1 | 0.15687 | 0 | 0 | 0 | 0 |  |  | 0.15687 | 0
8562 | CNOPST1 | 3 | South | YES | 0.082712 | 153 | 0 | 153 | 0 | 1.03 | Cogen | 1 | 0.15687 | 0 | 0 | 0 | 0 |  |  | 0.15687 | 0
88508 | FALFURRI | F | South | YES | 0.082646 | 0 | 0 | 0 | 0 | 1 | AVR | 1 | 0.15681 | 0 | 0 | 0 | 0 |  |  | 0.15681 | 0
8173 | VICEC51A | 5 | South | YES | 0.082629 | 144 | 18 | 144 | 0 | 1.025 | CC | 1 | 0.15679 | 144 | 144 | 11.8986 | 144 |  |  | 0.15679 | 22.5779
8174 | VICEC61A | 6 | South | YES | 0.082629 | 188 | 42 | 188 | 0 | 1.025 | CC | 1 | 0.15679 | 188 | 188 | 15.5343 | 188 |  |  | 0.15679 | 29.4768
5728 | FALCONHYDRO2 | 2 | South | YES | 0.082309 | 12 | 0 | 12 | 0 | 1.0227 | Hydro | 1 | 0.15647 | 0 | 0 | 0 | 0 |  |  | 0.15647 | 0
5729 | FALCONHYDRO3 | 3 | South | YES | 0.082309 | 11 | 0 | 11 | 0 | 1.0227 | Hydro | 1 | 0.15647 | 0 | 0 | 0 | 0 |  |  | 0.15647 | 0
8048 | FALCONHYDRO1 | 1 | South | YES | 0.082309 | 12 | 0 | 12 | 0 | 1.0227 | Hydro | 1 | 0.15647 | 0 | 0 | 0 | 0 |  |  | 0.15647 | 0
8926 | LGE_GT10A | 1 | South | YES | 0.082088 | 158 | 0 | 158 | 0 | 1.03 | Cogen | 1 | 0.15625 | 0 | 0 | 0 | 0 |  |  | 0.15625 | 0
8927 | LGE_GT20A | 2 | South | YES | 0.082088 | 153 | 0 | 153 | 0 | 1.03 | Cogen | 1 | 0.15625 | 0 | 0 | 0 | 0 |  |  | 0.15625 | 0
8928 | LGE_STG0A | 3 | South | YES | 0.082088 | 100 | 0 | 100 | 0 | 1.03 | Cogen | 1 | 0.15625 | 0 | 0 | 0 | 0 |  |  | 0.15625 | 0
8930 | ICPGN10A | 1 | South | YES | 0.082088 | 149 | 0 | 149 | 0 | 1.03 | Cogen | 1 | 0.15625 | 0 | 0 | 0 | 0 |  |  | 0.15625 | 0
8931 | ICPGN20A | 2 | South | YES | 0.082088 | 150 | 0 | 150 | 0 | 1.03 | Cogen | 1 | 0.15625 | 0 | 0 | 0 | 0 |  |  | 0.15625 | 0
8932 | ICPGN30A | 3 | South | YES | 0.082088 | 127 | 0 | 127 | 0 | 1.03 | Cogen | 1 | 0.15625 | 0 | 0 | 0 | 0 |  |  | 0.15625 | 0
80223 | REYSHR G | 1 | South | YES | 0.082088 | 12 | 0 | 12 | 0 | 1.032 | Cogen | 1 | 0.15625 | 0 | 0 | 0 | 0 |  |  | 0.15625 | 0
8066 | DUP1V#1 | 1 | South | YES | 0.081903 | 52.3 | 0 | 73 | 0 | 1.01 | Cogen | 1 | 0.15607 | 0 | 0 | 0 | 0 |  |  | 0.15607 | 0
5508 | RAYBURNCC9 | 1 | South | YES | 0.081884 | 47.7 | 18.2 | 47.7 | 0 | 1.0296 | CC | 1 | 0.15605 | 47.7 | 47.7 | 3.9059 | 47.7 |  |  | 0.15605 | 7.4434
5509 | RAYBURNCC10 | 1 | South | YES | 0.081884 | 37.3 | 5.2 | 37.3 | 0 | 1.0296 | CC | 1 | 0.15605 | 37.3 | 37.3 | 3.0543 | 37.3 |  |  | 0.15605 | 5.8205
5511 | RAYBURNCC7 | 1 | South | YES | 0.081884 | 47.5 | 18.2 | 47.5 | 0 | 1.0296 | CC | 1 | 0.15605 | 47.5 | 47.5 | 3.8895 | 47.5 |  |  | 0.15605 | 7.4122
5512 | RAYBURNCC8 | 1 | South | YES | 0.081884 | 49.3 | 18.2 | 49.3 | 0 | 1.0296 | CC | 1 | 0.15605 | 49.3 | 49.3 | 4.0369 | 49.3 |  |  | 0.15605 | 7.6931
88299 | ZAPATA | F | South | YES | 0.081692 | 0 | 0 | 0 | 0 | 1.02 | BLT | 1 | 0.15585 | 0 | 0 | 0 | 0 |  |  | 0.15585 | 0
5503 | RAYBURNGEN3 | 1 | South | YES | 0.081287 | 17.6 | 6 | 22 | 0 | 1.0223 | GST | 1 | 0.15545 | 22 | 22 | 1.7883 | 22 |  |  | 0.15545 | 3.4199
5505 | RAYBURNGEN1 | 1 | South | YES | 0.081287 | 0 | 1 | 11 |  | 1.0223 | GGT | 1 | 0.15545 | 11 | 11 | 0.89416 | 11 |  |  | 0.15545 | 1.7099
5506 | RAYBURNGEN2 | 1 | South | YES | 0.081287 | 0 | 1 | 11 |  | 1.0223 | GGT | 1 | 0.15545 | 11 | 11 | 0.89416 | 11 |  |  | 0.15545 | 1.7099
80012 | LAR | F | South | YES | 0.080799 | 0 | 0 | 0 | 0 | 1.04 | DCTie | 1 | 0.15496 | 0 | 0 | 0 | 0 |  |  | 0.15496 | 0
80265 | LARECU40A | 4 | South | YES | 0.080798 | 80 | 0 | 100 |  | 1.039 | GGT | 1 | 0.15496 | 100 | 100 | 8.0798 | 100 |  |  | 0.15496 | 15.496
80266 | LARECU50A | 5 | South | YES | 0.080798 | 80 | 0 | 100 |  | 1.039 | GGT | 1 | 0.15496 | 100 | 100 | 8.0798 | 100 |  |  | 0.15496 | 15.496
80224 | VISTRONG1 | 1 | South | YES | 0.080641 | 13.1 | 0 | 15 | 0 | 1.01 | Cogen | 1 | 0.1548 | 0 | 0 | 0 | 0 |  |  | 0.1548 | 0
80225 | VISTRONG2 | 2 | South | YES | 0.080641 | 20.2 | 0 | 23 | 0 | 1.01 | Cogen | 1 | 0.1548 | 0 | 0 | 0 | 0 |  |  | 0.1548 | 0
80227 | AIRCO G | 1 | South | YES | 0.080175 | 7.2 | 0 | 8 | 0 | 1.0104 | Cogen | 1 | 0.15434 | 0 | 0 | 0 | 0 |  |  | 0.15434 | 0
8147 | UCAR #2 | 10 | South | YES | 0.079968 | 18.2 | 0 | 28 |  | 1 | Cogen | 1 | 0.15413 | 0 | 0 | 0 | 0 |  |  | 0.15413 | 0
8148 | UCAR #1 | 2 | South | YES | 0.079968 | 6.1 | 0 | 7 | 0 | 1.009 | Cogen | 1 | 0.15413 | 0 | 0 | 0 | 0 |  |  | 0.15413 | 0
80137 | CSDR89 | 9 | South | YES | 0.079968 | 0 | 0 | 15 |  | 1.003 | DCTie | 1 | 0.15413 | 0 | 0 | 0 | 0 |  |  | 0.15413 | 0
80137 | CSDR89 | 8 | South | YES | 0.079968 | 33.9 | 0 | 39 |  | 1.003 | DCTie | 1 | 0.15413 | 0 | 0 | 0 | 0 |  |  | 0.15413 | 0
80138 | CSDR7 | 7 | South | YES | 0.079968 | 6.1 | 0 | 7 | 0 | 1.014 | DCTie | 1 | 0.15413 | 0 | 0 | 0 | 0 |  |  | 0.15413 | 0
80139 | CSDR56 | 6 | South | YES | 0.079968 | 0 | 0 | 39 |  | 1.0033 | DCTie | 1 | 0.15413 | 0 | 0 | 0 | 0 |  |  | 0.15413 | 0
80139 | CSDR56 | 5 | South | YES | 0.079968 | 15 | 0 | 15 |  | 1.0033 | DCTie | 1 | 0.15413 | 0 | 0 | 0 | 0 |  |  | 0.15413 | 0
80140 | CSDR11 | 11 | South | YES | 0.079968 | 33.9 | 0 | 39 | 0 | 1.03 | DCTie | 1 | 0.15413 | 0 | 0 | 0 | 0 |  |  | 0.15413 | 0
80226 | ALCOA G | 1 | South | YES | 0.07818 | 32.3 | 5 | 48 | 0 | 1.015 | Cogen | 1 | 0.15234 | 0 | 0 | 0 | 0 |  |  | 0.15234 | 0
8134 | FOR #1 | 1 | South | YES | 0.077646 | 54.1 | 45 | 79 | 0 | 1.03 | Cogen | 1 | 0.15181 | 0 | 0 | 0 | 0 |  |  | 0.15181 | 0
8138 | FOR #2 | 2 | South | YES | 0.077646 | 63.1 | 45 | 81 | 0 | 1.03 | Cogen | 1 | 0.15181 | 0 | 0 | 0 | 0 |  |  | 0.15181 | 0
8153 | FOR #3 | 3 | South | YES | 0.077646 | 63.1 | 45 | 79.9 | 0 | 1.03 | Cogen | 1 | 0.15181 | 0 | 0 | 0 | 0 |  |  | 0.15181 | 0
8154 | FOR #4 | 4 | South | YES | 0.077646 | 63.1 | 60 | 80 | 0 | 1.03 | Cogen | 1 | 0.15181 | 0 | 0 | 0 | 0 |  |  | 0.15181 | 0
8155 | FOR #5 | 5 | South | YES | 0.077646 | 63.1 | 60 | 78.4 | 0 | 1.03 | Cogen | 1 | 0.15181 | 0 | 0 | 0 | 0 |  |  | 0.15181 | 0
8156 | FOR #6 | 6 | South | YES | 0.077646 | 24.9 | 5 | 25 | 0 | 1.03 | Cogen | 1 | 0.15181 | 0 | 0 | 0 | 0 |  |  | 0.15181 | 0
8157 | FOR #7 | 7 | South | YES | 0.077646 | 28.8 | 5 | 46 | 0 | 1.03 | Cogen | 1 | 0.15181 | 0 | 0 | 0 | 0 |  |  | 0.15181 | 0
80051 | FOR #8 | 8 | South | YES | 0.077646 | 28 | 28 | 28 | 0 | 1.016 | Cogen | 1 | 0.15181 | 0 | 0 | 0 | 0 |  |  | 0.15181 | 0
80052 | FOR #9 | 9 | South | YES | 0.077646 | 29.7 | 5 | 43.6 | 0 | 1.03 | Cogen | 1 | 0.15181 | 0 | 0 | 0 | 0 |  |  | 0.15181 | 0
80053 | FOR #10 | 10 | South | YES | 0.077646 | 68.4 | 45 | 75 | 0 | 1.03 | Cogen | 1 | 0.15181 | 0 | 0 | 0 | 0 |  |  | 0.15181 | 0
7028 | L_MARBFA1_1Y | 1 | South | YES | 0.074291 | 0 | 0 | 18 |  | 1 | Hydro | 1 | 0.14845 | 0 | 0 | 0 | 0 |  |  | 0.14845 | 0
7029 | L_MARBFA1_2Y | 2 | South | YES | 0.074291 | 0 | 0 | 18 |  | 1 | Hydro | 1 | 0.14845 | 0 | 0 | 0 | 0 |  |  | 0.14845 | 0
7035 | L_WIRTZ_1G1Y | 1 | South | YES | 0.065799 | 0 | 0 | 29 |  | 1 | Hydro | 1 | 0.13996 | 0 | 0 | 0 | 0 |  |  | 0.13996 | 0
7036 | L_WIRTZ_1G2Y | 2 | South | YES | 0.065799 | 23 | 0 | 29.8 |  | 1 | Hydro | 1 | 0.13996 | 0 | 0 | 0 | 0 |  |  | 0.13996 | 0
7000 | L_FERGUS1_1Y | 1 | South | YES | 0.065715 | 400 | 65 | 423.3 | 0 | 1.015 | GSC | 1 | 0.13988 | 423.3 | 423.3 | 27.8172 | 423.3 |  |  | 0.13988 | 59.2101
80010 | EPLVT1 | F | South | YES | 0.058931 | 0 | 0 | 0 |  | 1.0376 | #N/A | 1 | 0.13309 | 0 | 0 | 0 | 0 |  |  | 0.13309 | 0
5911 | STP_GN1___1 | 1 | Houston | YES | 0.058556 | 1333 | 1249 | 1333 | 0 | 1.0406 | Nuc | 1 | 0.13272 | 0 | 0 |  |  |  |  | 0.13272 | 0
5912 | STP_GN2___2 | 2 | Houston | YES | 0.058556 | 1332 | 1249 | 1332 | 0 | 1.0406 | Nuc | 1 | 0.13272 | 0 | 0 |  |  |  |  | 0.13272 | 0
48731 | CBE_GT1 | 1 | Houston | YES | 0.058109 | 76 | 0 | 76 | 0 | 1.029 | CC | 1 | 0.13227 | 76 | 76 |  |  |  |  | 0.13227 | 10.0526
48732 | CBE_GT2 | 1 | Houston | YES | 0.058109 | 76 | 0 | 76 | 0 | 1.029 | CC | 1 | 0.13227 | 76 | 76 |  |  |  |  | 0.13227 | 10.0526
48733 | CBE_ST12 | 1 | Houston | YES | 0.058109 | 105 | 0 | 105 | 0 | 1.029 | CC | 1 | 0.13227 | 105 | 105 |  |  |  |  | 0.13227 | 13.8885
48734 | CBE_GT3 | 1 | Houston | YES | 0.058109 | 76 | 0 | 76 | 0 | 1.029 | CC | 1 | 0.13227 | 76 | 76 |  |  |  |  | 0.13227 | 10.0526
48735 | CBE_GT4 | 1 | Houston | YES | 0.058109 | 76 | 0 | 76 | 0 | 1.029 | CC | 1 | 0.13227 | 76 | 76 |  |  |  |  | 0.13227 | 10.0526
48736 | CBE_ST34 | 1 | Houston | YES | 0.058109 | 105 | 0 | 105 | 0 | 1.029 | CC | 1 | 0.13227 | 105 | 105 |  |  |  |  | 0.13227 | 13.8885
8262 | ELPS | 1 | South | YES | 0.055908 | 6 | 6 | 6 | 0 | 1.15 | Hydro | 1 | 0.13007 | 0 | 0 | 0 | 0 |  |  | 0.13007 | 0
48911 | TGF_GT1_8000 | 1 | Houston | YES | 0.055541 | 69.2 | 0 | 69.2 |  | 1.029 | Cogen | 1 | 0.1297 | 0 | 0 |  |  |  |  | 0.1297 | 0
7026 | L_INKSDA1_1Y | 1 | South | YES | 0.049491 | 0 | 0 | 13.7 |  | 1 | Hydro | 1 | 0.12365 | 0 | 0 | 0 | 0 |  |  | 0.12365 | 0
49851 | DOW17000 | 37 | Houston | YES | 0.048037 | 39 | 0 | 62 | 0 | 1 | Cogen | 1 | 0.1222 | 0 | 0 |  |  |  |  | 0.1222 | 0
49858 | DOW38100 | 31 | Houston | YES | 0.048037 | 45 | 0 | 71.4 |  | 1 | Cogen | 1 | 0.1222 | 0 | 0 |  |  |  |  | 0.1222 | 0
49859 | DOW38200 | 33 | Houston | YES | 0.048037 | 28 | 0 | 45 | 0 | 1 | Cogen | 1 | 0.1222 | 0 | 0 |  |  |  |  | 0.1222 | 0
49860 | DOW38300 | 32 | Houston | YES | 0.048037 | 63 | 0 | 101 |  | 1 | Cogen | 1 | 0.1222 | 0 | 0 |  |  |  |  | 0.1222 | 0
49862 | DOW39100 | 36 | Houston | YES | 0.048037 | 54 | 0 | 86 | 0 | 1 | Cogen | 1 | 0.1222 | 0 | 0 |  |  |  |  | 0.1222 | 0
49863 | DOW39200 | 35 | Houston | YES | 0.048037 | 55 | 0 | 88 | 0 | 1 | Cogen | 1 | 0.1222 | 0 | 0 |  |  |  |  | 0.1222 | 0
49865 | DOW41000 | 41 | Houston | YES | 0.048037 | 31 | 0 | 50 |  | 1 | Cogen | 1 | 0.1222 | 0 | 0 |  |  |  |  | 0.1222 | 0
49866 | DOW42000 | 42 | Houston | YES | 0.048037 | 11 | 0 | 18 |  | 1 | Cogen | 1 | 0.1222 | 0 | 0 |  |  |  |  | 0.1222 | 0
49869 | DOW49000 | 45 | Houston | YES | 0.048037 | 59 | 0 | 94 |  | 1 | Cogen | 1 | 0.1222 | 0 | 0 |  |  |  |  | 0.1222 | 0
49870 | DOW61000 | 61 | Houston | YES | 0.048037 | 44 | 0 | 70 | 0 | 1 | Cogen | 1 | 0.1222 | 0 | 0 |  |  |  |  | 0.1222 | 0
49871 | DOW62000 | 62 | Houston | YES | 0.048037 | 40 | 0 | 63 | 0 | 1 | Cogen | 1 | 0.1222 | 0 | 0 |  |  |  |  | 0.1222 | 0
49872 | DOW63000 | 63 | Houston | YES | 0.048037 | 45 | 0 | 72 | 0 | 1 | Cogen | 1 | 0.1222 | 0 | 0 |  |  |  |  | 0.1222 | 0
49873 | DOW64000 | 64 | Houston | YES | 0.048037 | 41 | 0 | 64.8 | 0 | 1 | Cogen | 1 | 0.1222 | 0 | 0 |  |  |  |  | 0.1222 | 0
49876 | DOW65000 | 65 | Houston | YES | 0.048037 | 63 | 0 | 101 | 0 | 1 | Cogen | 1 | 0.1222 | 0 | 0 |  |  |  |  | 0.1222 | 0
49877 | DOW66000 | 66 | Houston | YES | 0.048037 | 61 | 0 | 97 | 0 | 1 | Cogen | 1 | 0.1222 | 0 | 0 |  |  |  |  | 0.1222 | 0
49878 | DOW67000 | 67 | Houston | YES | 0.048037 | 65 | 0 | 103 | 0 | 1 | Cogen | 1 | 0.1222 | 0 | 0 |  |  |  |  | 0.1222 | 0
49882 | DOW81000 | 81 | Houston | YES | 0.048037 | 47 | 0 | 76 | 0 | 1 | Cogen | 1 | 0.1222 | 0 | 0 |  |  |  |  | 0.1222 | 0
49884 | DOW82000 | 82 | Houston | YES | 0.048037 | 51 | 0 | 80 | 0 | 1 | Cogen | 1 | 0.1222 | 0 | 0 |  |  |  |  | 0.1222 | 0
49885 | DOW83000 | 83 | Houston | YES | 0.048037 | 51 | 0 | 80 | 0 | 1 | Cogen | 1 | 0.1222 | 0 | 0 |  |  |  |  | 0.1222 | 0
49886 | DOW84000 | 84 | Houston | YES | 0.048037 | 107 | 0 | 171 | 0 | 0.98 | Cogen | 1 | 0.1222 | 0 | 0 |  |  |  |  | 0.1222 | 0
7022 | L_BUCHAN1_1Y | 1 | South | YES | 0.047208 | 0 | 0 | 18 |  | 1 | Hydro | 1 | 0.12137 | 0 | 0 | 0 | 0 |  |  | 0.12137 | 0
7023 | L_BUCHAN1_2Y | 2 | South | YES | 0.047208 | 0 | 0 | 18 |  | 1 | Hydro | 1 | 0.12137 | 0 | 0 | 0 | 0 |  |  | 0.12137 | 0
7024 | L_BUCHAN1_3Y | 3 | South | YES | 0.047208 | 0 | 0 | 15 |  | 1 | Hydro | 1 | 0.12137 | 0 | 0 | 0 | 0 |  |  | 0.12137 | 0
48520 | BSF_GT1_8070 | 2 | Houston | YES | 0.046088 | 10 | 0 | 10 | 0 | 1.0326 | Cogen | 1 | 0.12025 | 0 | 0 |  |  |  |  | 0.12025 | 0
48520 | BSF_GT1_8070 | 1 | Houston | YES | 0.046088 | 72 | 0 | 72 | 0 | 1.0326 | Cogen | 1 | 0.12025 | 0 | 0 |  |  |  |  | 0.12025 | 0
39760 | TNSCLP1___8 | 1 | Houston | YES | 0.044548 | 93.4 | 20 | 116.8 | 0 | 1.04 | Cogen | 1 | 0.11871 | 0 | 0 |  |  |  |  | 0.11871 | 0
39770 | TNSCLP2___8 | 1 | Houston | YES | 0.044548 | 91.6 | 20 | 114.5 | 0 | 1.04 | Cogen | 1 | 0.11871 | 0 | 0 |  |  |  |  | 0.11871 | 0
39775 | TNSCLP4___8 | 1 | Houston | YES | 0.044548 | 95.2 | 20 | 119 | 0 | 1.04 | Cogen | 1 | 0.11871 | 0 | 0 |  |  |  |  | 0.11871 | 0
39790 | TNSCLP3___8 | 1 | Houston | YES | 0.044548 | 87.6 | 20 | 109.5 | 0 | 1.027 | Cogen | 1 | 0.11871 | 0 | 0 |  |  |  |  | 0.11871 | 0
8032 | AMISTADHYD1 | 1 | South | YES | 0.042913 | 33 | 13 | 33 | 0 | 1.0375 | Hydro | 1 | 0.11708 | 0 | 0 | 0 | 0 |  |  | 0.11708 | 0
8033 | AMISTADHYD2 | 2 | South | YES | 0.042913 | 25 | 13 | 25 | 0 | 1.0375 | Hydro | 1 | 0.11708 | 0 | 0 | 0 | 0 |  |  | 0.11708 | 0
88253 | HAMILTON | F | South | YES | 0.042913 | 0 | 0 | 0 | 0 | 1.04 | BLT | 1 | 0.11708 | 0 | 0 | 0 | 0 |  |  | 0.11708 | 0
48926 | WAP_GN6_6 | 6 | Houston | YES | 0.039059 | 651 | 280 | 651 |  | 1.035 | LIGCO | 1 | 0.11322 | 0 | 651 |  |  |  |  | 0.11322 | 73.7071
48927 | WAP_GN7_7 | 7 | Houston | YES | 0.039059 | 564 | 277 | 564 |  | 1.035 | LIGCO | 1 | 0.11322 | 0 | 564 |  |  |  |  | 0.11322 | 63.8568
48928 | WAP_GN8_8 | 8 | Houston | YES | 0.039059 | 603 | 275 | 603 |  | 1.035 | LIGCO | 1 | 0.11322 | 0 | 603 |  |  |  |  | 0.11322 | 68.2724
48730 | MNS_GT | 1 | Houston | YES | 0.039032 | 43 | 0 | 46.1 |  | 1.029 | Cogen | 1 | 0.11319 | 0 | 0 |  |  |  |  | 0.11319 | 0
48521 | BVE_GT1_GT1 | 1 | Houston | YES | 0.039013 | 167.7 | 0 | 167.7 |  | 1.035 | CC | 1 | 0.11318 | 167.7 | 167.7 |  |  |  |  | 0.11318 | 18.9795
48522 | BVE_GT2_5035 | 2 | Houston | YES | 0.039013 | 166.4 | 0 | 166.4 |  | 1.035 | CC | 1 | 0.11318 | 166.4 | 166.4 |  |  |  |  | 0.11318 | 18.8324
48523 | BVE_ST1_GN1 | 3 | Houston | YES | 0.039013 | 252.4 | 0 | 252.4 |  | 1.035 | CC | 1 | 0.11318 | 252.4 | 252.4 |  |  |  |  | 0.11318 | 28.5654
48510 | AK_GT1__8040 | 1 | Houston | YES | 0.038199 | 33.4 | 8.1 | 34 |  | 1.029 | Cogen | 1 | 0.11236 | 0 | 0 |  |  |  |  | 0.11236 | 0
48921 | WAP_GN1_1 | 1 | Houston | YES | 0.038142 | 132.8 | 37 | 166 | 0 | 1.0362 | GST | 1 | 0.1123 | 166 | 166 |  |  |  |  | 0.1123 | 18.6425
48922 | WAP_GN2_2 | 2 | Houston | YES | 0.038142 | 132.8 | 37 | 166 | 0 | 1.0362 | GST | 1 | 0.1123 | 166 | 166 |  |  |  |  | 0.1123 | 18.6425
48923 | WAP_GN3_3 | 3 | Houston | YES | 0.038142 | 198.4 | 93 | 248 | 0 | 1.0362 | GST | 1 | 0.1123 | 248 | 248 |  |  |  |  | 0.1123 | 27.8515
48924 | WAP_GN4_4 | 4 | Houston | YES | 0.038142 | 546 | 217 | 546 | 0 | 1.0362 | GSC | 1 | 0.1123 | 546 | 546 |  |  |  |  | 0.1123 | 61.3181
48925 | WAP_GN5_5 | 5 | Houston | YES | 0.038142 | 586.6 | 278 | 654 | 0 | 0.985 | LIGCO | 1 | 0.1123 | 0 | 654 |  |  |  |  | 0.1123 | 73.447
48929 | WAPGT21_GT1 | B1 | Houston | YES | 0.038142 | 0 | 0 | 13 |  | 1.05 | GGT | 1 | 0.1123 | 13 | 13 |  |  |  |  | 0.1123 | 1.46
38580 | TNBP_CGN1_8 | 1 | Houston | YES | 0.034509 | 70.8 | 0 | 70.8 | 0 | 1.005 | Cogen | 1 | 0.10867 | 0 | 0 |  |  |  |  | 0.10867 | 0
38590 | TNBP_CGN2_8 | 2 | Houston | YES | 0.034509 | 66.7 | 0 | 66.7 | 0 | 1.005 | Cogen | 1 | 0.10867 | 0 | 0 |  |  |  |  | 0.10867 | 0
38600 | TNBP_CGN3_8 | 5 | Houston | YES | 0.034509 | 53 | 0 | 53 | 0 | 1.005 | Cogen | 1 | 0.10867 | 0 | 0 |  |  |  |  | 0.10867 | 0
38611 | TNBPAMCG1_8 | 1 | Houston | YES | 0.034509 | 153.2 | 0 | 153.2 | 0 | 1.005 | Cogen | 1 | 0.10867 | 0 | 0 |  |  |  |  | 0.10867 | 0
38612 | TNBPAMCG2_8 | 2 | Houston | YES | 0.034509 | 153.5 | 0 | 153.5 | 0 | 1.005 | Cogen | 1 | 0.10867 | 0 | 0 |  |  |  |  | 0.10867 | 0
38613 | TNBPAMCG3_8 | 3 | Houston | YES | 0.034509 | 152.3 | 0 | 152.3 | 0 | 1.005 | Cogen | 1 | 0.10867 | 0 | 0 |  |  |  |  | 0.10867 | 0
38614 | TNBPAMCG4_8 | 4 | Houston | YES | 0.034509 | 96 | 0 | 96 |  | 1.005 | Cogen | 1 | 0.10867 | 0 | 0 |  |  |  |  | 0.10867 | 0
38615 | TNBPAMCG5_8 | 1 | Houston | YES | 0.034509 | 244 | 0 | 244 | 0 | 1.005 | Cogen | 1 | 0.10867 | 0 | 0 |  |  |  |  | 0.10867 | 0
38690 | TNBP_CGN4_8 | 3 | Houston | YES | 0.034509 | 40 | 0 | 40 |  | 1.005 | Cogen | 1 | 0.10867 | 0 | 0 |  |  |  |  | 0.10867 | 0
38711 | TNTXCTY1CG8 | 1 | Houston | YES | 0.034509 | 100.3 | 59 | 100.3 | 0 | 1 | Cogen | 1 | 0.10867 | 0 | 0 |  |  |  |  | 0.10867 | 0
38712 | TNTXCTY2CG8 | 1 | Houston | YES | 0.034509 | 92.9 | 59 | 92.9 | 0 | 1 | Cogen | 1 | 0.10867 | 0 | 0 |  |  |  |  | 0.10867 | 0
38713 | TNTXCTY3CG8 | 1 | Houston | YES | 0.034509 | 102.7 | 59 | 102.7 | 0 | 1 | Cogen | 1 | 0.10867 | 0 | 0 |  |  |  |  | 0.10867 | 0
38714 | TNTXCTY4CG8 | 1 | Houston | YES | 0.034509 | 103 | 59 | 103 | 0 | 1 | Cogen | 1 | 0.10867 | 0 | 0 |  |  |  |  | 0.10867 | 0
39470 | TNDOWCGNSG8 | 1 | Houston | YES | 0.034509 | 32 | 10 | 32 | 0 | 0.985 | Cogen | 1 | 0.10867 | 0 | 0 |  |  |  |  | 0.10867 | 0
39480 | TNDOWCGNGG8 | 1 | Houston | YES | 0.034509 | 30 | 10 | 30 | 0 | 0.985 | Cogen | 1 | 0.10867 | 0 | 0 |  |  |  |  | 0.10867 | 0
48772 | PHR_GN2_2 | MB | Houston | YES | 0.032982 | 0 | 72 | 459 |  | 1.0362 | GSC | 1 | 0.10714 | 0 | 0 |  |  |  |  | 0.10714 | 0
48561 | CTL_GT2_8130 | 1 | Houston | YES | 0.031917 | 73.5 | 30.3 | 91.9 |  | 1.0362 | Cogen | 1 | 0.10608 | 0 | 0 |  |  |  |  | 0.10608 | 0
48562 | CTL_GT3_8135 | 2 | Houston | YES | 0.031917 | 70.1 | 30.3 | 87.6 |  | 1.0362 | Cogen | 1 | 0.10608 | 0 | 0 |  |  |  |  | 0.10608 | 0
48563 | CTL_GT4_8140 | 3 | Houston | YES | 0.031917 | 69.6 | 30.3 | 87 |  | 1.0362 | Cogen | 1 | 0.10608 | 0 | 0 |  |  |  |  | 0.10608 | 0
48564 | CTL_GN1_8145 | 4 | Houston | YES | 0.031917 | 43.6 | 12.9 | 54.5 |  | 1.0362 | Cogen | 1 | 0.10608 | 0 | 0 |  |  |  |  | 0.10608 | 0
48565 | CTL_GN2_8155 | 5 | Houston | YES | 0.031917 | 9.8 | 3.4 | 12.2 |  | 1.0362 | Cogen | 1 | 0.10608 | 0 | 0 |  |  |  |  | 0.10608 | 0
48531 | BYU_GT1_8075 | 1 | Houston | YES | 0.03151 | 65 | 0 | 65 |  | 1.0362 | Cogen | 1 | 0.10567 | 0 | 0 |  |  |  |  | 0.10567 | 0
48532 | BYU_GT2_8055 | 2 | Houston | YES | 0.03151 | 62 | 0 | 62 |  | 1.0362 | Cogen | 1 | 0.10567 | 0 | 0 |  |  |  |  | 0.10567 | 0
48533 | BYU_GT3_8060 | 3 | Houston | YES | 0.03151 | 67 | 0 | 67 |  | 1.0362 | Cogen | 1 | 0.10567 | 0 | 0 |  |  |  |  | 0.10567 | 0
48534 | BYU_GT4_8065 | 4 | Houston | YES | 0.03151 | 65 | 0 | 65 |  | 1.0362 | Cogen | 1 | 0.10567 | 0 | 0 |  |  |  |  | 0.10567 | 0
48691 | GBY_73741085 | A | Houston | YES | 0.031001 | 37.6 | 20 | 47 | 0 | 1.0362 | GGT | 1 | 0.10516 | 47 | 47 |  |  |  |  | 0.10516 | 4.9427
48691 | GBY_73741085 | B | Houston | YES | 0.031001 | 37.6 | 20 | 47 | 0 | 1.0362 | GGT | 1 | 0.10516 | 47 | 47 |  |  |  |  | 0.10516 | 4.9427
48692 | GBY_81821075 | C | Houston | YES | 0.031001 | 37.6 | 20 | 47 | 0 | 1.0362 | GGT | 1 | 0.10516 | 47 | 47 |  |  |  |  | 0.10516 | 4.9427
48692 | GBY_81821075 | D | Houston | YES | 0.031001 | 44 | 20 | 55 | 0 | 1.0362 | GGT | 1 | 0.10516 | 55 | 55 |  |  |  |  | 0.10516 | 5.784
48693 | GBY_83841065 | E | Houston | YES | 0.031001 | 45.6 | 20 | 57 | 0 | 1.0362 | GGT | 1 | 0.10516 | 57 | 57 |  |  |  |  | 0.10516 | 5.9943
48693 | GBY_83841065 | F | Houston | YES | 0.031001 | 43.2 | 20 | 54 | 0 | 1.0362 | GGT | 1 | 0.10516 | 54 | 54 |  |  |  |  | 0.10516 | 5.6788
48841 | SJS_GT1_GT1 | 1 | Houston | YES | 0.030743 | 62.4 | 49 | 78 | 0 | 1.0362 | Cogen | 1 | 0.10491 | 0 | 0 |  |  |  |  | 0.10491 | 0
48842 | SJS_GT2_GT2 | 2 | Houston | YES | 0.030743 | 64.8 | 49 | 81 | 0 | 1.0362 | Cogen | 1 | 0.10491 | 0 | 0 |  |  |  |  | 0.10491 | 0
48641 | DPEC_GT15040 | 1 | Houston | YES | 0.030536 | 163.2 | 98 | 163.2 | 0 | 1.0319 | CC | 1 | 0.1047 | 163.2 | 163.2 |  |  |  |  | 0.1047 | 17.0868
48642 | DPEC_GT25025 | 2 | Houston | YES | 0.030536 | 157.1 | 98 | 157.1 | 0 | 1.0319 | CC | 1 | 0.1047 | 157.1 | 157.1 |  |  |  |  | 0.1047 | 16.4481
48643 | DPEC_GT35010 | 3 | Houston | YES | 0.030536 | 157.5 | 98 | 157.5 | 0 | 1.0319 | CC | 1 | 0.1047 | 157.5 | 157.5 |  |  |  |  | 0.1047 | 16.49
48644 | DPEC_GT45070 | 4 | Houston | YES | 0.030536 | 157 | 98 | 157 | 0 | 1.0319 | CC | 1 | 0.1047 | 157 | 157 |  |  |  |  | 0.1047 | 16.4376
48645 | DPEC_ST55065 | 5 | Houston | YES | 0.030536 | 282 | 0 | 282 | 0 | 1.0319 | CC | 1 | 0.1047 | 282 | 282 |  |  |  |  | 0.1047 | 29.5249
48761 | PR_GT1__9040 | 1 | Houston | YES | 0.030361 | 26 | 0 | 35 |  | 1 | Cogen | 1 | 0.10452 | 0 | 0 |  |  |  |  | 0.10452 | 0
48855 | SRB_GT211035 | B1 | Houston | YES | 0.030173 | 0 | 0 | 18 |  | 1.014 | GGT | 1 | 0.10434 | 18 | 18 |  |  |  |  | 0.10434 | 1.878
48855 | SRB_GT211035 | B2 | Houston | YES | 0.030173 | 0 | 0 | 12 |  | 1.014 | GGT | 1 | 0.10434 | 12 | 12 |  |  |  |  | 0.10434 | 1.252
48852 | SRB_GN2_2 | 2 | Houston | YES | 0.030162 | 140.8 | 26 | 176 | 0 | 1.0217 | GST | 1 | 0.10432 | 176 | 176 |  |  |  |  | 0.10432 | 18.3611
48851 | SRB_GN1_1 | 1 | Houston | YES | 0.030148 | 132 | 26 | 165 | 0 | 1.0217 | GST | 1 | 0.10431 | 165 | 165 |  |  |  |  | 0.10431 | 17.2112
48551 | CAL_GT1_8045 | 1 | Houston | YES | 0.030141 | 149 | 0 | 149 | 0 | 1.0326 | Cogen | 1 | 0.1043 | 0 | 0 |  |  |  |  | 0.1043 | 0
48552 | CAL_ST1_8000 | 2 | Houston | YES | 0.030141 | 65.1 | 0 | 65.1 | 0 | 1.0326 | Cogen | 1 | 0.1043 | 0 | 0 |  |  |  |  | 0.1043 | 0
48853 | SRB_GN3_3 | 3 | Houston | YES | 0.030098 | 170.4 | 35 | 213 |  | 1.0326 | GST | 1 | 0.10426 | 213 | 213 |  |  |  |  | 0.10426 | 22.2074
48845 | SOL_GT1 | 1 | Houston | YES | 0.030094 | 16.2 | 15.4 | 16.2 |  | 1.0326 | Solar | 1 | 0.10426 | 16.2 | 16.2 |  |  |  |  | 0.10426 | 1.689
48611 | DIB_GT1_8080 | 1 | Houston | YES | 0.030092 | 64 | 0 | 64 | 0 | 1.0326 | Cogen | 1 | 0.10425 | 0 | 0 |  |  |  |  | 0.10425 | 0
48612 | DIB_GT2_8075 | 2 | Houston | YES | 0.030092 | 63.2 | 0 | 63.2 | 0 | 1.0326 | Cogen | 1 | 0.10425 | 0 | 0 |  |  |  |  | 0.10425 | 0
48613 | DIB_ST1_8085 | 3 | Houston | YES | 0.030092 | 67.9 | 30 | 82.6 | 0 | 1.0326 | Cogen | 1 | 0.10425 | 0 | 0 |  |  |  |  | 0.10425 | 0
48614 | DIB_GT3_8090 | 4 | Houston | YES | 0.030092 | 73.6 | 15 | 73.6 | 0 | 1.0326 | Cogen | 1 | 0.10425 | 0 | 0 |  |  |  |  | 0.10425 | 0
48854 | SRB_GN4_4 | 4 | Houston | YES | 0.030086 | 182.4 | 35 | 228 | 0 | 1.0326 | GST | 1 | 0.10425 | 228 | 228 |  |  |  |  | 0.10425 | 23.7686
48740 | PSG_GN2_8050 | 1 | Houston | YES | 0.030084 | 182 | 60 | 182 | 0 | 1.0326 | Cogen | 1 | 0.10425 | 0 | 0 |  |  |  |  | 0.10425 | 0
48741 | PSG_GT2_8040 | 1 | Houston | YES | 0.030084 | 158.6 | 50 | 158.6 | 0 | 1.0326 | Cogen | 1 | 0.10425 | 0 | 0 |  |  |  |  | 0.10425 | 0
48742 | PSG_GT3_8060 | 1 | Houston | YES | 0.030084 | 157 | 50 | 157 | 0 | 1.0326 | Cogen | 1 | 0.10425 | 0 | 0 |  |  |  |  | 0.10425 | 0
48820 | SHELLG1_3015 | 1 | Houston | YES | 0.029822 | 71 | 34.5 | 71 |  | 1.029 | Cogen | 1 | 0.10398 | 0 | 0 |  |  |  |  | 0.10398 | 0
48821 | SHELLG2 | 2 | Houston | YES | 0.029822 | 72 | 34.5 | 72 |  | 1.029 | Cogen | 1 | 0.10398 | 0 | 0 |  |  |  |  | 0.10398 | 0
48822 | SHELLG3_3020 | 2 | Houston | YES | 0.029822 | 30 | 0 | 30 |  | 1.029 | Cogen | 1 | 0.10398 | 0 | 0 |  |  |  |  | 0.10398 | 0
48822 | SHELLG3_3020 | 1 | Houston | YES | 0.029822 | 39 | 0 | 39 |  | 1.029 | Cogen | 1 | 0.10398 | 0 | 0 |  |  |  |  | 0.10398 | 0
48500 | APD_GT1_8005 | 1 | Houston | YES | 0.029445 | 137.6 | 54.6 | 137.6 |  | 1.0362 | Cogen | 1 | 0.10361 | 0 | 0 |  |  |  |  | 0.10361 | 0
48511 | LPE_GT1_8070 | 1 | Houston | YES | 0.029375 | 42 | 0 | 42 | 0 | 1.0362 | GGT | 1 | 0.10354 | 42 | 42 |  |  |  |  | 0.10354 | 4.3486
48512 | LPE_GT2_8075 | 2 | Houston | YES | 0.029375 | 42 | 0 | 42 | 0 | 1.0362 | GGT | 1 | 0.10354 | 42 | 42 |  |  |  |  | 0.10354 | 4.3486
48513 | LPE_GT3_8080 | 3 | Houston | YES | 0.029375 | 39 | 0 | 39 | 0 | 1.0362 | GGT | 1 | 0.10354 | 39 | 39 |  |  |  |  | 0.10354 | 4.038
48514 | LPE_GT4_8085 | 4 | Houston | YES | 0.029375 | 39 | 0 | 39 | 0 | 1.0362 | GGT | 1 | 0.10354 | 39 | 39 |  |  |  |  | 0.10354 | 4.038
48593 | CHE_GT1_8015 | 1 | Houston | YES | 0.029303 | 173 | 50 | 173 | 0 | 1.0362 | Cogen | 1 | 0.10347 | 0 | 0 |  |  |  |  | 0.10347 | 0
48594 | CHE_GN4_8025 | 4 | Houston | YES | 0.029303 | 142 | 60 | 142 | 0 | 1.0362 | Cogen | 1 | 0.10347 | 0 | 0 |  |  |  |  | 0.10347 | 0
48873 | THW_ST3_ST_3 | 3 | Houston | YES | 0.028763 | 107 | 19 | 107 | 0 | 1.0435 | CC | 1 | 0.10293 | 107 | 107 |  |  |  |  | 0.10293 | 11.013
48874 | THW_ST4_ST_4 | 4 | Houston | YES | 0.028763 | 108 | 19 | 108 | 0 | 1.0435 | CC | 1 | 0.10293 | 108 | 108 |  |  |  |  | 0.10293 | 11.1159
48875 | THW_3132 | B | Houston | YES | 0.028763 | 53 | 5 | 53 | 0 | 1.0435 | CC | 1 | 0.10293 | 53 | 53 |  |  |  |  | 0.10293 | 5.455
48875 | THW_3132 | A | Houston | YES | 0.028763 | 55 | 5 | 55 | 0 | 1.0435 | CC | 1 | 0.10293 | 55 | 55 |  |  |  |  | 0.10293 | 5.6609
48877 | THW_3334 | C | Houston | YES | 0.028763 | 55 | 5 | 55 | 0 | 1.0435 | CC | 1 | 0.10293 | 55 | 55 |  |  |  |  | 0.10293 | 5.6609
48877 | THW_3334 | D | Houston | YES | 0.028763 | 57 | 5 | 57 | 0 | 1.0435 | CC | 1 | 0.10293 | 57 | 57 |  |  |  |  | 0.10293 | 5.8667
48879 | THW_4142 | E | Houston | YES | 0.028763 | 56 | 5 | 56 | 0 | 1.0435 | CC | 1 | 0.10293 | 56 | 56 |  |  |  |  | 0.10293 | 5.7638
48879 | THW_4142 | F | Houston | YES | 0.028763 | 55 | 5 | 55 | 0 | 1.0435 | CC | 1 | 0.10293 | 55 | 55 |  |  |  |  | 0.10293 | 5.6609
48881 | THW_4344 | G | Houston | YES | 0.028763 | 58 | 5 | 58 | 0 | 1.0435 | CC | 1 | 0.10293 | 58 | 58 |  |  |  |  | 0.10293 | 5.9697
48881 | THW_4344 | H | Houston | YES | 0.028763 | 58 | 5 | 58 | 0 | 1.0435 | CC | 1 | 0.10293 | 58 | 58 |  |  |  |  | 0.10293 | 5.9697
48582 | CBY_GN2_2 | 2 | Houston | YES | 0.028348 | 596.8 | 110 | 746 | 0 | 1.0435 | GSC | 1 | 0.10251 | 746 | 746 |  |  |  |  | 0.10251 | 76.4727
49803 | EXN_15GT | 1 | Houston | YES | 0.028176 | 33 | 8.3 | 34 |  | 1.0326 | Cogen | 1 | 0.10234 | 0 | 0 |  |  |  |  | 0.10234 | 0
49804 | EXN_16GT | 2 | Houston | YES | 0.028176 | 32 | 8.3 | 34.7 |  | 1.0326 | Cogen | 1 | 0.10234 | 0 | 0 |  |  |  |  | 0.10234 | 0
49805 | EXN_17GT | 3 | Houston | YES | 0.028176 | 31 | 8.3 | 32.7 |  | 1.0326 | Cogen | 1 | 0.10234 | 0 | 0 |  |  |  |  | 0.10234 | 0
49826 | EXN938GT | 5 | Houston | YES | 0.028176 | 43 | 9.2 | 45.9 | 0 | 1.0326 | Cogen | 1 | 0.10234 | 0 | 0 |  |  |  |  | 0.10234 | 0
49828 | EXN941GT | 10 | Houston | YES | 0.028176 | 17.7 | 5.4 | 17.7 | 0 | 1.0326 | Cogen | 1 | 0.10234 | 0 | 0 |  |  |  |  | 0.10234 | 0
49829 | EXN942GT | 11 | Houston | YES | 0.028176 | 20 | 5.4 | 20.4 | 0 | 1.0326 | Cogen | 1 | 0.10234 | 0 | 0 |  |  |  |  | 0.10234 | 0
49830 | EXN943GT | 12 | Houston | YES | 0.028176 | 19 | 5.4 | 19.9 | 0 | 1.0326 | Cogen | 1 | 0.10234 | 0 | 0 |  |  |  |  | 0.10234 | 0
49831 | EXN944GT | 13 | Houston | YES | 0.028176 | 33 | 5.4 | 35 | 0 | 1.0326 | Cogen | 1 | 0.10234 | 0 | 0 |  |  |  |  | 0.10234 | 0
49832 | EXN945GT | 9 | Houston | YES | 0.028176 | 18.5 | 9.2 | 18.5 | 0 | 1.0326 | Cogen | 1 | 0.10234 | 0 | 0 |  |  |  |  | 0.10234 | 0
49837 | EXN_GT | 4 | Houston | YES | 0.028176 | 81 | 21.3 | 85.4 | 0 | 1.0326 | Cogen | 1 | 0.10234 | 0 | 0 |  |  |  |  | 0.10234 | 0
49838 | EXN_14GT | 14 | Houston | YES | 0.028176 | 140 | 0 | 148 |  | 1.0326 | Cogen | 1 | 0.10234 | 0 | 0 |  |  |  |  | 0.10234 | 0
48883 | THW_GT1_GT_1 | B2 | Houston | YES | 0.028097 | 0 | 0 | 12 |  | 1.043 | GGT | 1 | 0.10226 | 12 | 12 |  |  |  |  | 0.10226 | 1.2271
48651 | EP_1_2 | 2 | Houston | YES | 0.027704 | 17.7 | 10 | 21 | 0 | 1.0362 | Cogen | 1 | 0.10187 | 0 | 0 |  |  |  |  | 0.10187 | 0
48651 | EP_1_2 | 1 | Houston | YES | 0.027704 | 4 | 0 | 5 | 0 | 1.0362 | Cogen | 1 | 0.10187 | 0 | 0 |  |  |  |  | 0.10187 | 0
48791 | PSA_GT1_8160 | 1 | Houston | YES | 0.027697 | 52 | 20.8 | 65 | 0 | 1.0362 | Cogen | 1 | 0.10186 | 0 | 0 |  |  |  |  | 0.10186 | 0
48792 | PSA_GT2_8155 | 2 | Houston | YES | 0.027697 | 52.8 | 20.3 | 66 | 0 | 1.0362 | Cogen | 1 | 0.10186 | 0 | 0 |  |  |  |  | 0.10186 | 0
48793 | PSA_GT3_8150 | 3 | Houston | YES | 0.027697 | 56 | 20.3 | 70 | 0 | 1.0362 | Cogen | 1 | 0.10186 | 0 | 0 |  |  |  |  | 0.10186 | 0
48794 | PSA_GT4_8145 | 4 | Houston | YES | 0.027697 | 52.8 | 20.3 | 66 | 0 | 1.0362 | Cogen | 1 | 0.10186 | 0 | 0 |  |  |  |  | 0.10186 | 0
48795 | PSA_GT5_8140 | 5 | Houston | YES | 0.027697 | 51.2 | 20.3 | 64 | 0 | 1.0362 | Cogen | 1 | 0.10186 | 0 | 0 |  |  |  |  | 0.10186 | 0
48796 | PSA_GN1_8165 | 1 | Houston | YES | 0.027697 | 83.2 | 43.1 | 104 | 0 | 1.0362 | Cogen | 1 | 0.10186 | 0 | 0 |  |  |  |  | 0.10186 | 0
48797 | PSA_GT6_8135 | 6 | Houston | YES | 0.027697 | 47.2 | 34.5 | 59 | 0 | 1.0362 | Cogen | 1 | 0.10186 | 0 | 0 |  |  |  |  | 0.10186 | 0
48581 | CBY_GN1_1 | 1 | Houston | YES | 0.027665 | 595.2 | 108 | 744 | 0 | 1.0435 | GSC | 1 | 0.10183 | 744 | 744 |  |  |  |  | 0.10183 | 75.7595
48815 | CVC_GT4_8005 | 4 | Houston | YES | 0.027538 | 165 | 91.8 | 165 |  | 1.0362 | Cogen | 1 | 0.1017 | 0 | 0 |  |  |  |  | 0.1017 | 0
48583 | CBY_GT4_1 | 1 | Houston | YES | 0.027442 | 172 | 0 | 172 | 0 | 1.026 | GSC | 1 | 0.1016 | 172 | 172 |  |  |  |  | 0.1016 | 17.4759
48584 | CBY_GT4_2 | 2 | Houston | YES | 0.027442 | 172 | 0 | 172 | 0 | 1.026 | CC | 1 | 0.1016 | 172 | 172 |  |  |  |  | 0.1016 | 17.4759
48585 | CBY_ST4_1 | 3 | Houston | YES | 0.027442 | 172 | 0 | 172 | 0 | 1.026 | CC | 1 | 0.1016 | 172 | 172 |  |  |  |  | 0.1016 | 17.4759
48595 | BTE_GT2_8075 | 1 | Houston | YES | 0.026942 | 162.8 | 130 | 162.8 | 0 | 1.0261 | CC | 1 | 0.1011 | 162.8 | 162.8 |  |  |  |  | 0.1011 | 16.4598
48596 | BTE_GT3_8045 | 2 | Houston | YES | 0.026942 | 161.4 | 130 | 161.4 | 0 | 1.0261 | CC | 1 | 0.1011 | 161.4 | 161.4 |  |  |  |  | 0.1011 | 16.3182
48597 | BTE_GT4_8055 | 3 | Houston | YES | 0.026942 | 158.9 | 130 | 158.9 | 0 | 1.0261 | CC | 1 | 0.1011 | 158.9 | 158.9 |  |  |  |  | 0.1011 | 16.0655
48598 | BTE_ST1_8070 | 4 | Houston | YES | 0.026942 | 269.2 | 60 | 269.2 | 0 | 1.0261 | CC | 1 | 0.1011 | 269.2 | 269.2 |  |  |  |  | 0.1011 | 27.2173
48690 | GBY_GN5_5 | 5 | Houston | YES | 0.026794 | 318.4 | 81 | 398 |  | 1.0362 | GSC | 1 | 0.10096 | 398 | 398 |  |  |  |  | 0.10096 | 40.1806
48885 | THW_5152 | A | Houston | YES | 0.026578 | 46.4 | 5 | 58 |  | 1.0319 | GGT | 1 | 0.10074 | 58 | 58 |  |  |  |  | 0.10074 | 5.8429
48885 | THW_5152 | B | Houston | YES | 0.026578 | 47.2 | 5 | 59 |  | 1.0319 | GGT | 1 | 0.10074 | 59 | 59 |  |  |  |  | 0.10074 | 5.9437
48886 | THW_5354 | D | Houston | YES | 0.026578 | 46.4 | 5 | 58 |  | 1.0319 | GGT | 1 | 0.10074 | 58 | 58 |  |  |  |  | 0.10074 | 5.8429
48886 | THW_5354 | C | Houston | YES | 0.026578 | 45.6 | 5 | 57 |  | 1.0319 | GGT | 1 | 0.10074 | 57 | 57 |  |  |  |  | 0.10074 | 5.7422
48887 | THW_5556 | F | Houston | YES | 0.026578 | 45.6 | 5 | 57 |  | 1.0319 | GGT | 1 | 0.10074 | 57 | 57 |  |  |  |  | 0.10074 | 5.7422
48887 | THW_5556 | E | Houston | YES | 0.026578 | 47.2 | 5 | 59 |  | 1.0319 | GGT | 1 | 0.10074 | 59 | 59 |  |  |  |  | 0.10074 | 5.9437
48591 | CHE_GT2_5030 | 2 | Houston | YES | 0.023523 | 173 | 50 | 173 | 0 | 1.029 | Cogen | 1 | 0.097685 | 0 | 0 |  |  |  |  | 0.097685 | 0
48811 | CVC_GT3_5045 | 3 | Houston | YES | 0.023523 | 156 | 91.8 | 156 | 0 | 1.029 | Cogen | 1 | 0.097685 | 0 | 0 |  |  |  |  | 0.097685 | 0
48812 | CVC_GT2_5020 | 2 | Houston | YES | 0.023523 | 158 | 91.8 | 158 | 0 | 1.029 | Cogen | 1 | 0.097685 | 0 | 0 |  |  |  |  | 0.097685 | 0
48813 | CVC_GT1_5035 | 1 | Houston | YES | 0.023523 | 160 | 91.8 | 160 | 0 | 1.029 | Cogen | 1 | 0.097685 | 0 | 0 |  |  |  |  | 0.097685 | 0
48814 | CVC_ST5_5040 | 1 | Houston | YES | 0.023523 | 162 | 91.8 | 162 | 0 | 1.029 | Cogen | 1 | 0.097685 | 0 | 0 |  |  |  |  | 0.097685 | 0
5934 | SI_RAY5 | 5 | South | YES | 0 | 0 | 10 | 15 |  | 1.035 | GST | 1 | 0.074162 | 15 | 15 | 0 | 15 |  |  | 0.074162 | 1.1124
8139 | JOS #1 | MB | South | YES | 0 | 0 | 45 | 255 |  | 1.02 | GST | 1 | 0.074162 | 0 | 0 | 0 | 0 |  |  | 0.074162 | 0
8285 | LAR #1 | MB | South | YES | 0 | 0 | 9 | 32 |  | 1.0497 | GST | 1 | 0.074162 | 0 | 0 | 0 | 0 |  |  | 0.074162 | 0
8287 | LAR #2 | MB | South | YES | 0 | 0 | 9 | 32 |  | 1.04 | GST | 1 | 0.074162 | 0 | 0 | 0 | 0 |  |  | 0.074162 | 0
8288 | LAR #3 | MB | South | YES | 0 | 0 | 25 | 105 |  | 1.04 | GST | 1 | 0.074162 | 0 | 0 | 0 | 0 |  |  | 0.074162 | 0
8388 | BATES0A | MB | South | YES | 0 | 0 | 21 | 71 |  | 1.033 | GST | 1 | 0.074162 | 0 | 0 | 0 | 0 |  |  | 0.074162 | 0
8393 | BATES0B | MB | South | YES | 0 | 0 | 25 | 110 |  | 1.03 | GST | 1 | 0.074162 | 0 | 0 | 0 | 0 |  |  | 0.074162 | 0
8437 | NUECES_B0C | MB | South | YES | 0 | 0 | 7 | 30 |  | 1.03 | GST | 1 | 0.074162 | 0 | 0 | 0 | 0 |  |  | 0.074162 | 0
8438 | NUECES_B0B | MB | South | YES | 0 | 0 | 26 | 169 |  | 1.03 | GST | 1 | 0.074162 | 0 | 0 | 0 | 0 |  |  | 0.074162 | 0
8442 | NUECES_B0A | MB | South | YES | 0 | 0 | 81 | 367 |  | 1.03 | GST | 1 | 0.074162 | 0 | 0 | 0 | 0 |  |  | 0.074162 | 0
39190 | TNSLCGN1__8 | 1 | Houston | YES | 0 | 0 | 10 | 30 |  | 1.03 | Cogen | 1 | 0.074162 | 0 | 0 |  |  |  |  | 0.074162 | 0
48671 | FTR_GT1_5105 | 1 | North | YES | -0.004084 | 154.2 | 0 | 154.2 | 0 | 1.0319 | CC | -1 | 0.10649 | 154.2 | 154.2 |  |  | -0.62975 | 154.2 | -0.10649 | -16.4205
48672 | FTR_GT2_5110 | 2 | North | YES | -0.004084 | 159 | 0 | 159 | 0 | 1.0319 | CC | -1 | 0.10649 | 159 | 159 |  |  | -0.64936 | 159 | -0.10649 | -16.9316
48673 | FTR_GT3_5085 | 3 | North | YES | -0.004084 | 158 | 0 | 158 | 0 | 1.0319 | CC | -1 | 0.10649 | 158 | 158 |  |  | -0.64527 | 158 | -0.10649 | -16.8251
48674 | FTR_CN4_5095 | 4 | North | YES | -0.004084 | 380 | 0 | 380 | 0 | 1.0319 | CC | -1 | 0.10649 | 380 | 380 |  |  | -1.5519 | 380 | -0.10649 | -40.4655
32883 | BRYN_DNSBY3 | 1 | North | YES | -0.006812 | 0 | 2 | 48 |  | 1.015 | GST | -1 | 0.10922 | 48 | 48 |  |  | -0.32698 | 48 | -0.10922 | -5.2424
32884 | BRYN_DNSBY13 | 1 | North | YES | -0.006812 | 46 | 2 | 46 | 0 | 1.015 | GST | -1 | 0.10922 | 46 | 46 |  |  | -0.31335 | 46 | -0.10922 | -5.0239
32892 | BRYN_DNSBY14 | 1 | North | YES | -0.006812 | 84 | 25 | 105 | 0 | 1.035 | GST | -1 | 0.10922 | 105 | 105 |  |  | -0.71526 | 105 | -0.10922 | -11.4677
32798 | BRYN_TAMUGEN | 1 | North | YES | -0.007978 | 32 | 0 | 32 |  | 1.02 | GST | -1 | 0.11038 | 32 | 32 |  |  | -0.2553 | 32 | -0.11038 | -3.5322
32886 | BRYN_ATKINS3 | MB | North | YES | -0.008792 | 0 | 5 | 12 |  | 1 | GST | -1 | 0.1112 | 0 | 0 |  |  | 0 | 0 | -0.1112 | 0
32887 | BRYN_ATKINS6 | MB | North | YES | -0.008792 | 0 | 12 | 51 |  | 1.028 | GST | -1 | 0.1112 | 0 | 0 |  |  | 0 | 0 | -0.1112 | 0
32888 | BRYN_ATKINS7 | 1 | North | YES | -0.008792 | 13.6 | 4 | 17 |  | 1.028 | GGT | -1 | 0.1112 | 17 | 17 |  |  | -0.14946 | 17 | -0.1112 | -1.8903
32890 | BRYN_ATKINS4 | MB | North | YES | -0.008792 | 0 | 5 | 22 |  | 1.031 | GST | -1 | 0.1112 | 0 | 0 |  |  | 0 | 0 | -0.1112 | 0
32891 | BRYN_ATKINS5 | MB | North | YES | -0.008792 | 0 | 5 | 25 |  | 1.031 | GST | -1 | 0.1112 | 0 | 0 |  |  | 0 | 0 | -0.1112 | 0
990 | GIBN_CREK_G1 | 1 | North | YES | -0.009668 | 463 | 200 | 463 | 0 | 1.0275 | LIGCO | -1 | 0.11207 | 0 | 463 |  |  | 0 | 0 | -0.11207 | 0
39960 | TNTNPONE_18 | 1 | North | YES | -0.027923 | 152.3 | 30 | 152.3 |  | 1.04 | LIGCO | -1 | 0.13033 | 0 | 152.3 |  |  | 0 | 0 | -0.13033 | 0
39970 | TNTNPONE_28 | 1 | North | YES | -0.027923 | 153 | 30 | 153 |  | 1.04 | LIGCO | -1 | 0.13033 | 0 | 153 |  |  | 0 | 0 | -0.13033 | 0
48721 | LEG_1___1 | 1 | North | YES | -0.035113 | 827 | 357 | 827 | 0 | 1.0348 | LIGCO | -1 | 0.13752 | 0 | 827 |  |  | 0 | 0 | -0.13752 | 0
48722 | LEG_2___2 | 2 | North | YES | -0.035113 | 819 | 357 | 819 | 0 | 1.0348 | LIGCO | -1 | 0.13752 | 0 | 819 |  |  | 0 | 0 | -0.13752 | 0
60202 | FRNDDRCS | F | West | YES | -0.045818 | 0 | 0 | 0 | 0 | 0.9985 | AVR | -1 | 0.14822 | 0 | 0 |  |  |  |  | -0.14822 | 0
3381 | BBRN_1G | 1 | North | YES | -0.053034 | 618 | 225 | 618 | 0 | 1.03 | LIGCO | -1 | 0.15544 | 0 | 618 |  |  | 0 | 0 | -0.15544 | 0
3382 | BBRN_2G | 2 | North | YES | -0.053034 | 589 | 225 | 589 | 0 | 1.03 | LIGCO | -1 | 0.15544 | 0 | 589 |  |  | 0 | 0 | -0.15544 | 0
13131 | CALFREST_1G | 1 | North | YES | -0.054621 | 150.7 | 40 | 150.7 | 0 | 1.031 | CC | -1 | 0.15703 | 150.7 | 150.7 |  |  | -8.2314 | 150.7 | -0.15703 | -23.6637
13132 | CALFREST_2G | 2 | North | YES | -0.054621 | 151 | 57 | 151 | 0 | 1.031 | CC | -1 | 0.15703 | 151 | 151 |  |  | -8.2478 | 151 | -0.15703 | -23.7108
13133 | CALFREST_3G | 3 | North | YES | -0.054621 | 177.4 | 40 | 177.4 | 0 | 1.031 | CC | -1 | 0.15703 | 177.4 | 177.4 |  |  | -9.6898 | 177.4 | -0.15703 | -27.8563
13134 | CALFREST_4G | 4 | North | YES | -0.054951 | 151.5 | 40 | 151.5 | 0 | 1.031 | CC | -1 | 0.15736 | 151.5 | 151.5 |  |  | -8.3251 | 151.5 | -0.15736 | -23.8393
13135 | CALFREST_5G | 5 | North | YES | -0.054951 | 152.3 | 57 | 152.3 | 0 | 1.031 | CC | -1 | 0.15736 | 152.3 | 152.3 |  |  | -8.369 | 152.3 | -0.15736 | -23.9652
13136 | CALFREST_6G | 6 | North | YES | -0.054951 | 177.5 | 40 | 177.5 | 0 | 1.031 | CC | -1 | 0.15736 | 177.5 | 177.5 |  |  | -9.7538 | 177.5 | -0.15736 | -27.9306
60018 | DSKY1 | 1 | West | YES | -0.055473 | 21 | 0 | 84 | 0 | 1.023 | Wind | -1 | 0.15788 | 0 | 84 |  |  |  |  | -0.15788 | 0
60017 | ORNNWP1 | 1 | West | YES | -0.055953 | 20 | 0 | 80 |  | 1.027 | Wind | -1 | 0.15836 | 0 | 80 |  |  |  |  | -0.15836 | 0
60000 | DSKY2 | 1 | West | YES | -0.056392 | 19.1 | 0 | 76.5 |  | 1.039 | Wind | -1 | 0.1588 | 0 | 76.5 |  |  |  |  | -0.1588 | 0
6016 | SWMESA | 1 | West | YES | -0.057186 | 18.8 | 0 | 75 |  | 1.03 | Wind | -1 | 0.15959 | 0 | 75 |  |  |  |  | -0.15959 | 0
60003 | KING_NE1A | 1 | West | YES | -0.057186 | 20 | 0 | 80 |  | 1.03 | Wind | -1 | 0.15959 | 0 | 80 |  |  |  |  | -0.15959 | 0
60005 | KING_SE1A | 1 | West | YES | -0.057186 | 10 | 0 | 40 |  | 1.035 | Wind | -1 | 0.15959 | 0 | 40 |  |  |  |  | -0.15959 | 0
38437 | TNSRBNMESA9 | 1 | West | YES | -0.05739 | 37.5 | 0 | 150 |  | 1.02 | Wind | -1 | 0.15979 | 0 | 150 |  |  |  |  | -0.15979 | 0
38332 | TNWDWRDU2_8 | 1 | West | YES | -0.057434 | 20 | 0 | 80 | 0 | 1.0232 | Wind | -1 | 0.15984 | 0 | 80 |  |  |  |  | -0.15984 | 0
60016 | WOODWRD11A | 1 | West | YES | -0.057447 | 20 | 0 | 80 |  | 1.033 | Wind | -1 | 0.15985 | 0 | 80 |  |  |  |  | -0.15985 | 0
60201 | RIO DRCS | F | West | YES | -0.05749 | 0 | 0 | 0 | 0 | 1.025 | AVR | -1 | 0.15989 | 0 | 0 |  |  |  |  | -0.15989 | 0
60007 | KING_SW1A | 1 | West | YES | -0.057977 | 20 | 0 | 80 |  | 1.03 | Wind | -1 | 0.16038 | 0 | 80 |  |  |  |  | -0.16038 | 0
60019 | KING_NW1A | 1 | West | YES | -0.057977 | 20 | 0 | 80 |  | 1.03 | Wind | -1 | 0.16038 | 0 | 80 |  |  |  |  | -0.16038 | 0
3107 | STRYKER_1G | 1 | North | YES | -0.061592 | 145.6 | 45 | 182 | 0 | 1.029 | GST | -1 | 0.164 | 182 | 182 |  |  | -11.2097 | 182 | -0.164 | -29.8473
3108 | STRYKER_2G | 2 | North | YES | -0.061592 | 484 | 75 | 484 | 0 | 1.029 | GST | -1 | 0.164 | 484 | 484 |  |  | -29.8105 | 484 | -0.164 | -79.3742
3113 | LUFKINWB_1G | 1 | North | YES | -0.061768 | 0 | 0 | 50 |  | 1.01 | #N/A | -1 | 0.16417 | 50 | 50 |  |  | -3.0884 | 50 | -0.16417 | -8.2086
3348 | CHAMPION_1G | MB | North | YES | -0.061837 | 0 | 42 | 42 |  | 1 | Cogen | -1 | 0.16424 | 0 | 0 |  |  | 0 | 0 | -0.16424 | 0
13116 | TGATEWAY_1G | 1 | North | YES | -0.062483 | 151 | 30 | 151 | 0 | 1.0232 | CC | -1 | 0.16489 | 151 | 151 |  |  | -9.4349 | 151 | -0.16489 | -24.898
13117 | TGATEWAY_2G | 2 | North | YES | -0.062483 | 130 | 30 | 130 | 0 | 1.0232 | CC | -1 | 0.16489 | 130 | 130 |  |  | -8.1228 | 130 | -0.16489 | -21.4353
13118 | TGATEWAY_3G | 3 | North | YES | -0.062483 | 148 | 30 | 148 | 0 | 1.0232 | CC | -1 | 0.16489 | 148 | 148 |  |  | -9.2475 | 148 | -0.16489 | -24.4033
13119 | TGATEWAY_4G | 4 | North | YES | -0.062483 | 399 | 65 | 399 | 0 | 1.0232 | CC | -1 | 0.16489 | 399 | 399 |  |  | -24.9307 | 399 | -0.16489 | -65.79
3097 | MARTLAKE_1G | 1 | North | YES | -0.063151 | 790 | 500 | 790 | 0 | 1.017 | LIGCO | -1 | 0.16556 | 0 | 790 |  |  | 0 | 0 | -0.16556 | 0
3098 | MARTLAKE_2G | 2 | North | YES | -0.063151 | 795 | 461 | 795 | 0 | 1.017 | LIGCO | -1 | 0.16556 | 0 | 795 |  |  | 0 | 0 | -0.16556 | 0
3099 | MARTLAKE_3G | 3 | North | YES | -0.063151 | 804 | 500 | 804 | 0 | 1.017 | LIGCO | -1 | 0.16556 | 0 | 804 |  |  | 0 | 0 | -0.16556 | 0
1002 | PBCTAGE_1G | A | West | YES | -0.063914 | 64 | 64 | 66 | 0 | 1.036 | GGT | -1 | 0.16632 | 66 | 66 |  |  |  |  | -0.16632 | -10.977
1003 | PBCTBGE_2G | B | West | YES | -0.063914 | 65 | 65 | 66 | 0 | 1.036 | GGT | -1 | 0.16632 | 66 | 66 |  |  |  |  | -0.16632 | -10.977
1004 | PBCTCGE_3G | C | West | YES | -0.063914 | 62 | 62 | 67 | 0 | 1.036 | GGT | -1 | 0.16632 | 67 | 67 |  |  |  |  | -0.16632 | -11.1433
1005 | PBCTDGE_4G | D | West | YES | -0.063914 | 65 | 65 | 68 | 0 | 1.036 | GGT | -1 | 0.16632 | 68 | 68 |  |  |  |  | -0.16632 | -11.3096
1006 | PBCTEGE_5G | E | West | YES | -0.063914 | 65 | 65 | 67 | 0 | 1.036 | GGT | -1 | 0.16632 | 67 | 67 |  |  |  |  | -0.16632 | -11.1433
1007 | PB5GEN_6G | 5 | West | YES | -0.063914 | 91.2 | 40 | 114 | 0 | 1.036 | GST | -1 | 0.16632 | 114 | 114 |  |  |  |  | -0.16632 | -18.9603
1008 | PB6GEN_7G | 6 | West | YES | -0.063914 | 515 | 130 | 515 | 0 | 1.036 | GST | -1 | 0.16632 | 515 | 515 |  |  |  |  | -0.16632 | -85.6539
7038 | L_DELAWA1_1Y | 1 | West | YES | -0.063979 | 3.5 | 0 | 35 | 0 | 1 | Wind | -1 | 0.16638 | 0 | 35 |  |  |  |  | -0.16638 | 0
7038 | L_DELAWA1_1Y | 2 | West | YES | -0.063979 | 3 | 0 | 30 | 0 | 1 | Wind | -1 | 0.16638 | 0 | 30 |  |  |  |  | -0.16638 | 0
1349 | WESTXWIN_1G | 1 | West | YES | -0.064035 | 1.3 | 0 | 6.6 |  | 1.014 | Wind | -1 | 0.16644 | 0 | 6.6 |  |  |  |  | -0.16644 | 0
1350 | NWPWRG1_1G | 1 | West | YES | -0.064035 | 6.9 | 1 | 34.3 |  | 1.014 | Wind | -1 | 0.16644 | 0 | 34.3 |  |  |  |  | -0.16644 | 0
1146 | NOTREES_1G | 1 | West | YES | -0.064102 | 29.8 | 0 | 149 | 0 | 1.017 | #N/A | -1 | 0.16651 | 149 | 149 |  |  |  |  | -0.16651 | -24.8094
76091 | L_DIVIDE1_1N | W1 | West | YES | -0.064245 | 110 | 0 | 550 | 0 | 1.02 | Wind | -1 | 0.16665 | 0 | 550 |  |  |  |  | -0.16665 | 0
76031 | L_GASCCR1_1N | W1 | West | YES | -0.06452 | 30 | 0 | 150 | 0 | 1.02 | Wind | -1 | 0.16692 | 0 | 150 |  |  |  |  | -0.16692 | 0
6407 | TURKTRAK1A | 1 | West | YES | -0.064539 | 33.9 | 0 | 169.5 | 0 | 1.025 | Wind | -1 | 0.16694 | 0 | 169.5 |  |  |  |  | -0.16694 | 0
11020 | TIEHVSG_1G | 1 | West | YES | -0.0648 | 208.2 | 63 | 208.2 | 0 | 1.012 | CC | -1 | 0.1672 | 208.2 | 208.2 |  |  |  |  | -0.1672 | -34.8119
11021 | TIEHVCG_1G | 1 | West | YES | -0.0648 | 142.1 | 103 | 142.1 | 0 | 1.012 | CC | -1 | 0.1672 | 142.1 | 142.1 |  |  |  |  | -0.1672 | -23.7597
11022 | TIEHVCG_2G | 1 | West | YES | -0.0648 | 132.4 | 103 | 132.4 | 0 | 1.012 | CC | -1 | 0.1672 | 132.4 | 132.4 |  |  |  |  | -0.1672 | -22.1378
11023 | TIEHVCG_3G | 1 | West | YES | -0.0648 | 137.4 | 103 | 137.4 | 0 | 1.012 | CC | -1 | 0.1672 | 137.4 | 137.4 |  |  |  |  | -0.1672 | -22.9739
11024 | TIEHVCG_4G | 1 | West | YES | -0.0648 | 147 | 103 | 147 | 0 | 1.012 | CC | -1 | 0.1672 | 147 | 147 |  |  |  |  | -0.1672 | -24.579
11025 | TIEHVSG_2G | 1 | West | YES | -0.0648 | 213.2 | 63 | 213.2 | 0 | 1.012 | CC | -1 | 0.1672 | 213.2 | 213.2 |  |  |  |  | -0.1672 | -35.648
11001 | NAV1CT | 1 | West | YES | -0.064811 | 70.4 | 18 | 70.4 | 0 | 1.029 | CC | -1 | 0.16722 | 70.4 | 70.4 |  |  |  |  | -0.16722 | -11.772
11009 | NAV2CT | 1 | West | YES | -0.064811 | 71.4 | 18 | 71.4 | 0 | 1.029 | CC | -1 | 0.16722 | 71.4 | 71.4 |  |  |  |  | -0.16722 | -11.9392
11011 | NAV3ST | 1 | West | YES | -0.064811 | 92.8 | 40 | 92.8 | 0 | 1.029 | CC | -1 | 0.16722 | 92.8 | 92.8 |  |  |  |  | -0.16722 | -15.5176
11012 | NAV4CT | 1 | West | YES | -0.064811 | 80 | 18 | 80 | 0 | 1.029 | CC | -1 | 0.16722 | 80 | 80 |  |  |  |  | -0.16722 | -13.3772
11013 | NAV5CT | 1 | West | YES | -0.064811 | 80 | 18 | 80 | 0 | 1.029 | CC | -1 | 0.16722 | 80 | 80 |  |  |  |  | -0.16722 | -13.3772
11014 | NAV6ST | 1 | West | YES | -0.064811 | 115 | 40 | 115 | 0 | 1.029 | CC | -1 | 0.16722 | 115 | 115 |  |  |  |  | -0.16722 | -19.2298
1328 | OCOTILLO_1G | 1 | West | YES | -0.064836 | 11.6 | 0 | 58 |  | 1.01 | Wind | -1 | 0.16724 | 0 | 58 |  |  |  |  | -0.16724 | 0
1326 | STANTONW_8 | 1 | West | YES | -0.064872 | 20.1 | 0 | 100.5 |  | 1.01 | Wind | -1 | 0.16728 | 0 | 100.5 |  |  |  |  | -0.16728 | 0
1333 | MCDDONAL_8 | 1 | West | YES | -0.064982 | 42.8 | 0 | 214.2 |  | 1.01 | Wind | -1 | 0.16739 | 0 | 214.2 |  |  |  |  | -0.16739 | 0
1320 | BSP 1 | 1 | West | YES | -0.064996 | 25.5 | 2.9 | 25.8 | 0 | 1 | Cogen | -1 | 0.1674 | 0 | 0 |  |  |  |  | -0.1674 | 0
1170 | AIRLAMESA_1G | 1 | West | YES | -0.065195 | 0 | 0 | 180 |  | 1 | #N/A | -1 | 0.1676 | 180 | 180 |  |  |  |  | -0.1676 | -30.1679
1327 | WILDHRSE_1G | 1 | West | YES | -0.065405 | 24 | 0 | 120 |  | 1 | Wind | -1 | 0.16781 | 0 | 120 |  |  |  |  | -0.16781 | 0
1360 | GUNSIGHT_8 | 1 | West | YES | -0.065428 | 24 | 0 | 120 | 0 | 1.01 | Wind | -1 | 0.16783 | 0 | 120 |  |  |  |  | -0.16783 | 0
1045 | CALENG1G_1G | 1 | West | YES | -0.06553 | 73.4 | 27 | 73.4 | 0 | 1.014 | Cogen | -1 | 0.16793 | 0 | 0 |  |  |  |  | -0.16793 | 0
1046 | CALENG2G_2G | 2 | West | YES | -0.06553 | 73.4 | 27 | 73.4 | 0 | 1.014 | Cogen | -1 | 0.16793 | 0 | 0 |  |  |  |  | -0.16793 | 0
1047 | CALENG3G_3G | 3 | West | YES | -0.06553 | 70.4 | 27 | 70.4 | 0 | 1.014 | Cogen | -1 | 0.16793 | 0 | 0 |  |  |  |  | -0.16793 | 0
1302 | COYOTEWG_8 | 1 | West | YES | -0.065556 | 45 | 0 | 225 |  | 1.01 | #N/A | -1 | 0.16796 | 225 | 225 |  |  |  |  | -0.16796 | -37.7911
1058 | LONGSHORE_5 | 1 | West | YES | -0.065695 | 30 | 0 | 150 |  | 1.01 | Wind | -1 | 0.1681 | 0 | 150 |  |  |  |  | -0.1681 | 0
1058 | LONGSHORE_5 | 2 | West | YES | -0.065695 | 44 | 0 | 220 |  | 1.01 | Wind | -1 | 0.1681 | 0 | 220 |  |  |  |  | -0.1681 | 0
1058 | LONGSHORE_5 | 3 | West | YES | -0.065695 | 23.4 | 0 | 117 |  | 1.01 | Wind | -1 | 0.1681 | 0 | 117 |  |  |  |  | -0.1681 | 0
1301 | BULLCREK_8 | 1 | West | YES | -0.065816 | 36 | 0 | 180 | 0 | 1.017 | #N/A | -1 | 0.16822 | 180 | 180 |  |  |  |  | -0.16822 | -30.2796
60058 | BUFF_GAP1A | 1 | West | YES | -0.065872 | 24 | 0 | 120 |  | 1 | Wind | -1 | 0.16828 | 0 | 120 |  |  |  |  | -0.16828 | 0
60060 | CIRELLO | 1 | West | YES | -0.065872 | 46.6 | 0 | 233 | 0 | 1 | Wind | -1 | 0.16828 | 0 | 233 |  |  |  |  | -0.16828 | 0
60063 | BUFF_GAP1B | 1 | West | YES | -0.065872 | 34 | 0 | 170.2 | 0 | 1.02 | Wind | -1 | 0.16828 | 0 | 170.2 |  |  |  |  | -0.16828 | 0
60066 | H_HOLLOW1A | 1 | West | YES | -0.065872 | 44.4 | 0 | 222 | 0 | 1.005 | Wind | -1 | 0.16828 | 0 | 222 |  |  |  |  | -0.16828 | 0
60068 | HHOLLOW21A | 1 | West | YES | -0.065872 | 36.8 | 0 | 184 | 0 | 1.025 | Wind | -1 | 0.16828 | 0 | 184 |  |  |  |  | -0.16828 | 0
60070 | HHOLLOW31A | 1 | West | YES | -0.065872 | 44.8 | 0 | 224 | 0 | 1.025 | Wind | -1 | 0.16828 | 0 | 224 |  |  |  |  | -0.16828 | 0
60072 | HHOLLOW41A | 1 | West | YES | -0.065872 | 23 | 0 | 115 | 0 | 1.025 | Wind | -1 | 0.16828 | 0 | 115 |  |  |  |  | -0.16828 | 0
1037 | MORGAN5G_5G | 5 | West | YES | -0.065877 | 109.6 | 40 | 137 | 0 | 1.029 | GST | -1 | 0.16828 | 137 | 137 |  |  |  |  | -0.16828 | -23.0545
1039 | MRGNAG_1G | A | West | YES | -0.065877 | 69 | 69 | 69 | 0 | 1.029 | GGT | -1 | 0.16828 | 69 | 69 |  |  |  |  | -0.16828 | -11.6114
1040 | MRGNBG_2G | B | West | YES | -0.065877 | 70 | 70 | 71 | 0 | 1.029 | GGT | -1 | 0.16828 | 71 | 71 |  |  |  |  | -0.16828 | -11.948
1041 | MRGNCG_3G | C | West | YES | -0.065877 | 69 | 69 | 70 | 0 | 1.029 | GGT | -1 | 0.16828 | 70 | 70 |  |  |  |  | -0.16828 | -11.7797
1042 | MRGNDG_4G | D | West | YES | -0.065877 | 68 | 68 | 68 | 0 | 1.029 | GGT | -1 | 0.16828 | 68 | 68 |  |  |  |  | -0.16828 | -11.4431
1043 | MRGNEG_5G | E | West | YES | -0.065877 | 68 | 68 | 70 | 0 | 1.029 | GGT | -1 | 0.16828 | 70 | 70 |  |  |  |  | -0.16828 | -11.7797
1044 | MRGNFG_6G | F | West | YES | -0.065877 | 66 | 66 | 66 | 0 | 1.029 | GGT | -1 | 0.16828 | 66 | 66 |  |  |  |  | -0.16828 | -11.1066
6637 | SNYDERW1A | 1 | West | YES | -0.065981 | 12.6 | 0 | 63 | 0 | 1.025 | Wind | -1 | 0.16839 | 0 | 63 |  |  |  |  | -0.16839 | 0
60057 | CALLAHAN1A | 1 | West | YES | -0.066024 | 22.8 | 0 | 114 | 0 | 1.04 | Wind | -1 | 0.16843 | 0 | 114 |  |  |  |  | -0.16843 | 0
1068 | SCURRYCW_1G | 1 | West | YES | -0.066037 | 28.2 | 1.3 | 141 |  | 1.01 | Wind | -1 | 0.16844 | 0 | 141 |  |  |  |  | -0.16844 | 0
1073 | SCURRYCW_2G | 2 | West | YES | -0.066037 | 24 | 0 | 120 | 0 | 1.017 | Wind | -1 | 0.16844 | 0 | 120 |  |  |  |  | -0.16844 | 0
1061 | CIELOGEN_1G | 1 | West | YES | -0.066047 | 19.8 | 0 | 99 |  | 1 | Wind | -1 | 0.16845 | 0 | 99 |  |  |  |  | -0.16845 | 0
1062 | CIELOGEN_2G | 1 | West | YES | -0.066047 | 12.2 | 0 | 61 |  | 1 | Wind | -1 | 0.16845 | 0 | 61 |  |  |  |  | -0.16845 | 0
1069 | KINDERMG_1G | 1 | West | YES | -0.066047 | 25 | 5 | 25 | 0 | 1.017 | Cogen | -1 | 0.16845 | 0 | 0 |  |  |  |  | -0.16845 | 0
1070 | KINDERMG_2G | 1 | West | YES | -0.066047 | 45.7 | 12 | 45.7 | 0 | 1.017 | Cogen | -1 | 0.16845 | 0 | 0 |  |  |  |  | -0.16845 | 0
1071 | KINDERMG_3G | 1 | West | YES | -0.066047 | 45.7 | 12 | 45.7 | 0 | 1.017 | Cogen | -1 | 0.16845 | 0 | 0 |  |  |  |  | -0.16845 | 0
36998 | RDCNYNG1 | 1 | West | YES | -0.066226 | 16.8 | 0 | 84 |  | 1.01 | Wind | -1 | 0.16863 | 0 | 84 |  |  |  |  | -0.16863 | 0
1343 | TRENTIPP_8 | 1 | West | YES | -0.066614 | 30 | 0 | 150 |  | 1.014 | Wind | -1 | 0.16902 | 0 | 150 |  |  |  |  | -0.16902 | 0
1354 | AEPWIND_8 | 1 | West | YES | -0.066614 | 20.2 | 0 | 101 |  | 1 | Wind | -1 | 0.16902 | 0 | 101 |  |  |  |  | -0.16902 | 0
1049 | ROSCOEWI_5 | 1 | West | YES | -0.066642 | 41.8 | 0 | 209 |  | 1.01 | #N/A | -1 | 0.16905 | 209 | 209 |  |  |  |  | -0.16905 | -35.3307
1057 | ROSCOEWI_5 | 2 | West | YES | -0.066642 | 25.3 | 0 | 126.5 |  | 1.01 | #N/A | -1 | 0.16905 | 126.5 | 126.5 |  |  |  |  | -0.16905 | -21.3844
1060 | ROSCOEWI_5 | 3 | West | YES | -0.066642 | 39.4 | 0 | 197 | 0 | 1.01 | #N/A | -1 | 0.16905 | 197 | 197 |  |  |  |  | -0.16905 | -33.3021
1072 | ROSCOEWI_5 | 4 | West | YES | -0.066642 | 63.6 | 0 | 318 | 0 | 1.01 | #N/A | -1 | 0.16905 | 318 | 318 |  |  |  |  | -0.16905 | -53.7567
71051 | L_BITTCR1_1N | W1 | West | YES | -0.066664 | 7.5 | 0 | 37.5 |  | 1.02 | Wind | -1 | 0.16907 | 0 | 37.5 |  |  |  |  | -0.16907 | 0
71054 | L_SWEETW1_1N | W1 | West | YES | -0.066664 | 21.5 | 0 | 107.5 |  | 1.02 | Wind | -1 | 0.16907 | 0 | 107.5 |  |  |  |  | -0.16907 | 0
71057 | L_SWEETW1_2N | W1 | West | YES | -0.066664 | 27 | 0 | 135 |  | 1.02 | Wind | -1 | 0.16907 | 0 | 135 |  |  |  |  | -0.16907 | 0
71059 | L_SWEETW1_3N | W1 | West | YES | -0.066664 | 23.8 | 0 | 119 | 0 | 1.02 | Wind | -1 | 0.16907 | 0 | 119 |  |  |  |  | -0.16907 | 0
71060 | L_SWEETW1_4N | W1 | West | YES | -0.066664 | 21 | 0 | 105 | 0 | 1.02 | Wind | -1 | 0.16907 | 0 | 105 |  |  |  |  | -0.16907 | 0
6144 | MCADOO1A | 1 | West | YES | -0.067013 | 15 | 0 | 150 | 0 | 1.025 | Wind | -1 | 0.16942 | 0 | 150 |  |  |  |  | -0.16942 | 0
1416 | SWETWATR_1G | 1 | West | YES | -0.067023 | 30 | 18 | 30 | 0 | 1.026 | CC | -1 | 0.16943 | 30 | 30 |  |  |  |  | -0.16943 | -5.0828
1417 | SWETWATR_2G | 2 | West | YES | -0.067023 | 72 | 36 | 72 | 0 | 1.026 | CC | -1 | 0.16943 | 72 | 72 |  |  |  |  | -0.16943 | -12.1988
1418 | SWETWATR_3G | 3 | West | YES | -0.067023 | 68 | 36 | 68 | 0 | 1.026 | CC | -1 | 0.16943 | 68 | 68 |  |  |  |  | -0.16943 | -11.5211
1419 | SWETWATR_4G | 4 | West | YES | -0.067023 | 61 | 36 | 61 | 0 | 1.026 | CC | -1 | 0.16943 | 61 | 61 |  |  |  |  | -0.16943 | -10.3351
12411 | FPLEFR1A_G | 1 | North | YES | -0.067759 | 161 | 72 | 161 | 0 | 1 | CC | -1 | 0.17016 | 161 | 161 |  |  | -10.9092 | 161 | -0.17016 | -27.3963
12412 | FPLEFR1B_G | 2 | North | YES | -0.067759 | 164 | 72 | 164 | 0 | 1 | CC | -1 | 0.17016 | 164 | 164 |  |  | -11.1125 | 164 | -0.17016 | -27.9068
12413 | FPLEFR1C_G | 3 | North | YES | -0.067759 | 164 | 72 | 164 | 0 | 1 | CC | -1 | 0.17016 | 164 | 164 |  |  | -11.1125 | 164 | -0.17016 | -27.9068
12414 | FPLEFR1S_G | 4 | North | YES | -0.067759 | 414 | 191 | 414 | 0 | 1 | CC | -1 | 0.17016 | 414 | 414 |  |  | -28.0522 | 414 | -0.17016 | -70.4476
12421 | FPLEFR2A_G | 1 | North | YES | -0.067759 | 162 | 72 | 162 | 0 | 1 | CC | -1 | 0.17016 | 162 | 162 |  |  | -10.977 | 162 | -0.17016 | -27.5664
12422 | FPLEFR2B_G | 2 | North | YES | -0.067759 | 161 | 72 | 161 | 0 | 1 | CC | -1 | 0.17016 | 161 | 161 |  |  | -10.9092 | 161 | -0.17016 | -27.3963
12423 | FPLEFR2C_G | 3 | North | YES | -0.067759 | 163 | 72 | 163 | 0 | 1 | CC | -1 | 0.17016 | 163 | 163 |  |  | -11.0447 | 163 | -0.17016 | -27.7366
12424 | FPLEFR2S_G | 4 | North | YES | -0.067759 | 415 | 191 | 415 | 0 | 1 | CC | -1 | 0.17016 | 415 | 415 |  |  | -28.12 | 415 | -0.17016 | -70.6178
60081 | WHRLWIND1A | 1 | West | YES | -0.067878 | 12 | 0 | 60 | 0 | 1.03 | Wind | -1 | 0.17028 | 0 | 60 |  |  |  |  | -0.17028 | 0
60052 | WILDHRS11A | 1 | West | YES | -0.068446 | 25.3 | 0 | 126.5 | 0 | 1.005 | #N/A | -1 | 0.17085 | 126.5 | 126.5 |  |  |  |  | -0.17085 | -21.6126
60053 | WILDHRS21A | 1 | West | YES | -0.068446 | 7.8 | 0 | 39 | 0 | 1.025 | #N/A | -1 | 0.17085 | 39 | 39 |  |  |  |  | -0.17085 | -6.6632
2451 | LKHB1_G | 1 | North | YES | -0.068688 | 0 | 80 | 391 |  | 1.022 | GST | -1 | 0.17109 | 391 | 391 |  |  | -26.857 | 391 | -0.17109 | -66.8971
2452 | LKHB2_G | 2 | North | YES | -0.068688 | 516 | 80 | 516 | 0 | 1.022 | GST | -1 | 0.17109 | 516 | 516 |  |  | -35.443 | 516 | -0.17109 | -88.2836
1437 | MESQUITW_1G | 1 | North | YES | -0.068716 | 40 | 0 | 400 | 0 | 1.023 | Wind | -1 | 0.17112 | 0 | 400 |  |  | 0 | 0 | -0.17112 | 0
1438 | MESQUITW_2G | 1 | North | YES | -0.068719 | 23.6 | 0 | 236 |  | 1.017 | Wind | -1 | 0.17112 | 0 | 236 |  |  | 0 | 0 | -0.17112 | 0
3126 | TRINIDAD_6G | 1 | North | YES | -0.068771 | 179.2 | 46 | 224 | 0 | 1 | GST | -1 | 0.17118 | 224 | 224 |  |  | -15.4047 | 224 | -0.17118 | -38.3433
12440 | PARKD_1SVC8 | 1 | North | YES | -0.068875 | 0 | 0 | 0 | 0 | 1.007 | GST | -1 | 0.17128 | 0 | 0 |  |  | 0 | 0 | -0.17128 | 0
12449 | PARKD_2SVC8 | 1 | North | YES | -0.068875 | 0 | 0 | 0 | 0 | 1.007 | GST | -1 | 0.17128 | 0 | 0 |  |  | 0 | 0 | -0.17128 | 0
948 | STEAM1 | 1 | North | YES | -0.068972 | 0 | 12 | 20 |  | 1.02 | GST | -1 | 0.17138 | 20 | 20 |  |  | -1.3794 | 20 | -0.17138 | -3.4275
949 | STEAM2 | 1 | North | YES | -0.068972 | 26 | 8 | 26 | 0 | 0.99 | GST | -1 | 0.17138 | 26 | 26 |  |  | -1.7933 | 26 | -0.17138 | -4.4558
950 | STEAM3 | 1 | North | YES | -0.068972 | 41 | 13 | 42 | 0 | 1.02 | GST | -1 | 0.17138 | 42 | 42 |  |  | -2.8968 | 42 | -0.17138 | -7.1978
837 | NEWMAN_G5 | 1 | North | YES | -0.069159 | 0 | 15 | 40 |  | 1.01 | GST | -1 | 0.17156 | 40 | 40 |  |  | -2.7664 | 40 | -0.17156 | -6.8625
842 | OLINGER_G1 | 1 | North | YES | -0.069164 | 55.4 | 20 | 79 | 0 | 1.03 | GST | -1 | 0.17157 | 79 | 79 |  |  | -5.464 | 79 | -0.17157 | -13.5539
843 | OLINGER_G2 | 1 | North | YES | -0.069164 | 76.2 | 25 | 110 | 0 | 1.03 | GST | -1 | 0.17157 | 110 | 110 |  |  | -7.608 | 110 | -0.17157 | -18.8725
844 | OLINGER_G3 | 1 | North | YES | -0.069164 | 103.9 | 45 | 150 | 0 | 1.03 | GST | -1 | 0.17157 | 150 | 150 |  |  | -10.3746 | 150 | -0.17157 | -25.7352
845 | OLINGER_G4 | 1 | North | YES | -0.069164 | 51.9 | 0 | 76 | 0 | 1.03 | GGT | -1 | 0.17157 | 76 | 76 |  |  | -5.2565 | 76 | -0.17157 | -13.0392
1701 | MOSES_1G | 1 | North | YES | -0.069344 | 558 | 175 | 558 | 0 | 1.023 | LIGCO | -1 | 0.17175 | 0 | 558 |  |  | 0 | 0 | -0.17175 | 0
1702 | MOSES_2G | 2 | North | YES | -0.069344 | 579 | 175 | 579 | 0 | 1.023 | LIGCO | -1 | 0.17175 | 0 | 579 |  |  | 0 | 0 | -0.17175 | 0
1703 | MOSES_3G | 3 | North | YES | -0.069344 | 808 | 463 | 808 | 0 | 1.023 | LIGCO | -1 | 0.17175 | 0 | 808 |  |  | 0 | 0 | -0.17175 | 0
5925 | DCEAST | EQ | North | YES | -0.069344 | 400.3 | -600 | 600 | 0 | 1.025 | DCTie | -1 | 0.17175 | 0 | 0 |  |  | 0 | 0 | -0.17175 | 0
1442 | COKFIELD_5 | 1 | North | YES | -0.069358 | 16.5 | 0 | 165 |  | 1.029 | Wind | -1 | 0.17176 | 0 | 165 |  |  | 0 | 0 | -0.17176 | 0
1675 | PEC_1G | 1 | North | YES | -0.069456 | 76.7 | 35 | 76.7 | 0 | 1.022 | Cogen | -1 | 0.17186 | 0 | 0 |  |  | 0 | 0 | -0.17186 | 0
1676 | PEC_2G | 2 | North | YES | -0.069456 | 79.6 | 35 | 79.6 | 0 | 1.022 | Cogen | -1 | 0.17186 | 0 | 0 |  |  | 0 | 0 | -0.17186 | 0
1677 | PEC_3G | 3 | North | YES | -0.069456 | 88.4 | 35 | 88.4 | 0 | 1.022 | Cogen | -1 | 0.17186 | 0 | 0 |  |  | 0 | 0 | -0.17186 | 0
1678 | LAMARPWR_1G | 1 | North | YES | -0.069557 | 160 | 67.7 | 160 | 0 | 1.038 | CC | -1 | 0.17196 | 160 | 160 |  |  | -11.1291 | 160 | -0.17196 | -27.5138
1679 | LAMARPWR_2G | 2 | North | YES | -0.069557 | 156 | 67.7 | 156 | 0 | 1.038 | CC | -1 | 0.17196 | 156 | 156 |  |  | -10.8509 | 156 | -0.17196 | -26.826
1680 | LAMARPWR_3G | 3 | North | YES | -0.069557 | 196 | 129.1 | 196 | 0 | 1.038 | CC | -1 | 0.17196 | 196 | 196 |  |  | -13.6332 | 196 | -0.17196 | -33.7044
1681 | LAMARPWR_4G | 4 | North | YES | -0.069557 | 156 | 67.7 | 156 | 0 | 1.038 | CC | -1 | 0.17196 | 156 | 156 |  |  | -10.8509 | 156 | -0.17196 | -26.826
1682 | LAMARPWR_5G | 5 | North | YES | -0.069557 | 157 | 67.7 | 157 | 0 | 1.038 | CC | -1 | 0.17196 | 157 | 157 |  |  | -10.9204 | 157 | -0.17196 | -26.9979
1683 | LAMARPWR_6G | 6 | North | YES | -0.069557 | 198 | 129.1 | 198 | 0 | 1.038 | CC | -1 | 0.17196 | 198 | 198 |  |  | -13.7723 | 198 | -0.17196 | -34.0483
1689 | VALLEY_3G | 3 | North | YES | -0.069683 | 0 | 25 | 375 |  | 1.003 | GST | -1 | 0.17209 | 375 | 375 |  |  | -26.1311 | 375 | -0.17209 | -64.5327
11691 | KMICHICT1_G | 1 | North | YES | -0.069683 | 144 | 80 | 144 | 0 | 1.026 | CC | -1 | 0.17209 | 144 | 144 |  |  | -10.0344 | 144 | -0.17209 | -24.7806
11692 | KMICHICT2_G | 2 | North | YES | -0.069683 | 146 | 80 | 146 | 0 | 1.026 | CC | -1 | 0.17209 | 146 | 146 |  |  | -10.1737 | 146 | -0.17209 | -25.1247
11693 | KMICHIST3_G | 3 | North | YES | -0.069683 | 312 | 60 | 312 | 0 | 1.026 | CC | -1 | 0.17209 | 312 | 312 |  |  | -21.7411 | 312 | -0.17209 | -53.6912
11694 | KMICHICT4_G | 4 | North | YES | -0.069683 | 144 | 80 | 144 | 0 | 1.026 | CC | -1 | 0.17209 | 144 | 144 |  |  | -10.0344 | 144 | -0.17209 | -24.7806
11695 | KMICHICT5_G | 5 | North | YES | -0.069683 | 148 | 80 | 148 | 0 | 1.026 | CC | -1 | 0.17209 | 148 | 148 |  |  | -10.3131 | 148 | -0.17209 | -25.4689
11696 | KMICHIST6_G | 6 | North | YES | -0.069683 | 310 | 60 | 310 | 0 | 1.026 | CC | -1 | 0.17209 | 310 | 310 |  |  | -21.6017 | 310 | -0.17209 | -53.3471
6100 | OKLA7A | EQ | West | YES | -0.069849 | 50 | -220 | 220 | 0 | 1.035 | DCTie | -1 | 0.17225 | 0 | 0 |  |  |  |  | -0.17225 | 0
6752 | OKLA0A | 1 | West | YES | -0.069849 | 649.7 | 175 | 649.7 | 0 | 1.035 | LIGCO | -1 | 0.17225 | 0 | 649.7 |  |  |  |  | -0.17225 | 0
1687 | VALLEY_1G | 1 | North | YES | -0.069902 | 136 | 15 | 170 | 0 | 1.029 | GST | -1 | 0.17231 | 170 | 170 |  |  | -11.8833 | 170 | -0.17231 | -29.2921
1688 | VALLEY_2G | 2 | North | YES | -0.069902 | 527 | 90 | 527 | 0 | 1.029 | GSC | -1 | 0.17231 | 527 | 527 |  |  | -36.8384 | 527 | -0.17231 | -90.8054
6948 | DENISNDM | 2 | North | YES | -0.070086 | 31 | 5 | 40 | 0 | 1.015 | Hydro | -1 | 0.17249 | 0 | 0 |  |  | 0 | 0 | -0.17249 | 0
6948 | DENISNDM | 1 | North | YES | -0.070086 | 40 | 5 | 40 | 0 | 1.015 | Hydro | -1 | 0.17249 | 0 | 0 |  |  | 0 | 0 | -0.17249 | 0
2371 | COLLIN_1G | MB | North | YES | -0.07084 | 0 | 40 | 138 |  | 1.022 | GST | -1 | 0.17324 | 0 | 0 |  |  | 0 | 0 | -0.17324 | 0
2413 | MTCK6_G | 6 | North | YES | -0.070866 | 0 | 30 | 118 |  | 1.022 | GST | -1 | 0.17327 | 118 | 118 |  |  | -8.3622 | 118 | -0.17327 | -20.4459
2414 | MTCK7_G | 7 | North | YES | -0.070866 | 0 | 30 | 115 |  | 1.022 | GST | -1 | 0.17327 | 115 | 115 |  |  | -8.1496 | 115 | -0.17327 | -19.9261
2417 | MTCK8_G | 8 | North | YES | -0.070866 | 444.8 | 60 | 556 | 0 | 1.022 | GSC | -1 | 0.17327 | 556 | 556 |  |  | -39.4015 | 556 | -0.17327 | -96.3383
1432 | GRHAMSES_2G | 2 | North | YES | -0.071383 | 294.9 | 90 | 366 | 0 | 1.014 | GST | -1 | 0.17379 | 366 | 366 |  |  | -26.1262 | 366 | -0.17379 | -63.6061
1479 | WFCOGEN_1G | 2 | North | YES | -0.071477 | 16 | 12 | 20 | 0 | 1 | Cogen | -1 | 0.17388 | 0 | 0 |  |  | 0 | 0 | -0.17388 | 0
1479 | WFCOGEN_1G | 1 | North | YES | -0.071477 | 16 | 12 | 20 | 0 | 1 | Cogen | -1 | 0.17388 | 0 | 0 |  |  | 0 | 0 | -0.17388 | 0
1482 | WFCOGEN_2G | 2 | North | YES | -0.071477 | 13.6 | 12 | 17 | 0 | 1 | Cogen | -1 | 0.17388 | 0 | 0 |  |  | 0 | 0 | -0.17388 | 0
1482 | WFCOGEN_2G | 1 | North | YES | -0.071477 | 16 | 12 | 20 | 0 | 1 | Cogen | -1 | 0.17388 | 0 | 0 |  |  | 0 | 0 | -0.17388 | 0
2381 | NTHLK1_G | 1 | North | YES | -0.07157 | 0 | 35 | 156 |  | 1.022 | GST | -1 | 0.17397 | 156 | 156 |  |  | -11.1649 | 156 | -0.17397 | -27.14
2382 | NTHLK2_G | 2 | North | YES | -0.07157 | 0 | 35 | 181 |  | 1.022 | GST | -1 | 0.17397 | 181 | 181 |  |  | -12.9542 | 181 | -0.17397 | -31.4893
2383 | NTHLK3_G | 3 | North | YES | -0.07157 | 0 | 50 | 329 |  | 1.022 | GST | -1 | 0.17397 | 329 | 329 |  |  | -23.5465 | 329 | -0.17397 | -57.2375
2418 | MTCK2_G | 2 | North | YES | -0.071761 | 0 | 10 | 23 |  | 0.971 | #N/A | -1 | 0.17417 | 23 | 23 |  |  | -1.6505 | 23 | -0.17417 | -4.0058
2419 | MTCK3_G | MB | North | YES | -0.071761 | 0 | 10 | 63 |  | 0.971 | #N/A | -1 | 0.17417 | 63 | 63 |  |  | -4.5209 | 63 | -0.17417 | -10.9724
1433 | GRHAMSES_1G | 1 | North | YES | -0.071839 | 242 | 60 | 242 | 0 | 1.038 | GST | -1 | 0.17424 | 242 | 242 |  |  | -17.385 | 242 | -0.17424 | -42.1669
923 | SPENCER_G4 | 1 | North | YES | -0.072226 | 48 | 20 | 61 | 0 | 1.03 | GST | -1 | 0.17463 | 61 | 61 |  |  | -4.4058 | 61 | -0.17463 | -10.6524
924 | SPENCER_G5 | 1 | North | YES | -0.072226 | 52 | 20 | 66 | 0 | 1.03 | GST | -1 | 0.17463 | 66 | 66 |  |  | -4.7669 | 66 | -0.17463 | -11.5256
728 | WOLFRIDGE801 | 1 | North | YES | -0.072573 | 11.2 | 0 | 112.5 | 0 | 0.99 | Wind | -1 | 0.17498 | 0 | 112.5 |  |  | 0 | 0 | -0.17498 | 0
1453 | WCPWRCO_1G | 1 | North | YES | -0.072982 | 204 | 50 | 204 |  | 1.02 | CC | -1 | 0.17539 | 204 | 204 |  |  | -14.8883 | 204 | -0.17539 | -35.7788
1454 | WCPWRCO_2G | 2 | North | YES | -0.072982 | 204 | 50 | 204 |  | 1.02 | CC | -1 | 0.17539 | 204 | 204 |  |  | -14.8883 | 204 | -0.17539 | -35.7788
1455 | WCPWRCO_3G | 3 | North | YES | -0.072982 | 242 | 50 | 242 |  | 1.02 | CC | -1 | 0.17539 | 242 | 242 |  |  | -17.6616 | 242 | -0.17539 | -42.4435
12322 | ENNSTRAC_1G | 1 | North | YES | -0.073254 | 196 | 130 | 196 | 0 | 1.036 | CC | -1 | 0.17566 | 196 | 196 |  |  | -14.3578 | 196 | -0.17566 | -34.429
12323 | ENNSTRAC_2G | 2 | North | YES | -0.073254 | 116 | 100 | 116 | 0 | 1.036 | CC | -1 | 0.17566 | 116 | 116 |  |  | -8.4975 | 116 | -0.17566 | -20.3764
1600 | BARTNWND_1G | 1 | North | YES | -0.073403 | 12 | 0 | 120 | 0 | 1.022 | Wind | -1 | 0.17581 | 0 | 120 |  |  | 0 | 0 | -0.17581 | 0
344 | MRSSHPRD | 1 | North | YES | -0.073559 | 12 | 0 | 12 |  | 1.03 | Hydro | -1 | 0.17596 | 0 | 0 |  |  | 0 | 0 | -0.17596 | 0
345 | MRSSHPRD01 | 2 | North | YES | -0.073559 | 12 | 0 | 12 |  | 1.03 | Hydro | -1 | 0.17596 | 0 | 0 |  |  | 0 | 0 | -0.17596 | 0
580 | JCKCNTY801 | 1 | North | YES | -0.07407 | 288 | 0 | 288 | 0 | 1.022 | CC | -1 | 0.17647 | 288 | 288 |  |  | -21.3322 | 288 | -0.17647 | -50.8246
581 | JCKCNTY802 | 2 | North | YES | -0.07407 | 147 | 0 | 147 | 0 | 1.022 | CC | -1 | 0.17647 | 147 | 147 |  |  | -10.8883 | 147 | -0.17647 | -25.9417
582 | JCKCNTY803 | 3 | North | YES | -0.07407 | 147 | 0 | 147 | 0 | 1.022 | CC | -1 | 0.17647 | 147 | 147 |  |  | -10.8883 | 147 | -0.17647 | -25.9417
1861 | EAGLEMNT_1G | MB | North | YES | -0.074359 | 0 | 30 | 112 |  | 1.022 | GST | -1 | 0.17676 | 0 | 0 |  |  | 0 | 0 | -0.17676 | 0
1862 | EAGLEMNT_2G | MB | North | YES | -0.074359 | 0 | 40 | 100 |  | 1.022 | GST | -1 | 0.17676 | 0 | 0 |  |  | 0 | 0 | -0.17676 | 0
1863 | EAGLEMNT_3G | MB | North | YES | -0.074359 | 0 | 50 | 378 |  | 1.022 | GST | -1 | 0.17676 | 0 | 0 |  |  | 0 | 0 | -0.17676 | 0
503 | NTHTEXAS01 | 1 | North | YES | -0.075111 | 0 | 5 | 18 |  | 1.015 | GST | -1 | 0.17752 | 18 | 18 |  |  | -1.352 | 18 | -0.17752 | -3.1953
504 | NTHTEXAS02 | 2 | North | YES | -0.075111 | 14.4 | 5 | 18 |  | 1.015 | GST | -1 | 0.17752 | 18 | 18 |  |  | -1.352 | 18 | -0.17752 | -3.1953
505 | NTHTEXAS03 | 3 | North | YES | -0.075111 | 30.4 | 15 | 38 |  | 1.015 | GST | -1 | 0.17752 | 38 | 38 |  |  | -2.8542 | 38 | -0.17752 | -6.7456
1945 | HANDLEY_1G | MB | North | YES | -0.075441 | 0 | 25 | 36 |  | 0.986 | #N/A | -1 | 0.17785 | 36 | 36 |  |  | -2.7159 | 36 | -0.17785 | -6.4024
1946 | HANDLEY_2G | MB | North | YES | -0.075441 | 0 | 30 | 68 |  | 0.986 | #N/A | -1 | 0.17785 | 68 | 68 |  |  | -5.13 | 68 | -0.17785 | -12.0935
1948 | HANDLEY_4G | 4 | North | YES | -0.07549 | 348 | 150 | 435 | 0 | 1.022 | GST | -1 | 0.17789 | 435 | 435 |  |  | -32.8381 | 435 | -0.17789 | -77.384
1947 | HANDLEY_3G | 3 | North | YES | -0.075689 | 316 | 100 | 395 | 0 | 1.022 | GST | -1 | 0.17809 | 395 | 395 |  |  | -29.8972 | 395 | -0.17809 | -70.3468
1949 | HANDLEY_5G | 5 | North | YES | -0.075689 | 348 | 150 | 435 | 0 | 1.022 | GST | -1 | 0.17809 | 435 | 435 |  |  | -32.9247 | 435 | -0.17809 | -77.4706
1898 | COMCHEPK_1G | 1 | North | YES | -0.075956 | 1159 | 1150 | 1159 | 0 | 1.032 | Nuc | -1 | 0.17836 | 0 | 0 |  |  | 0 | 0 | -0.17836 | 0
1899 | COMCHEPK_2G | 2 | North | YES | -0.075956 | 1159 | 1128 | 1159 | 0 | 1.032 | Nuc | -1 | 0.17836 | 0 | 0 |  |  | 0 | 0 | -0.17836 | 0
1877 | WLFHOLW_1G | 1 | North | YES | -0.076058 | 217.3 | 89.2 | 217.3 | 0 | 1.032 | CC | -1 | 0.17846 | 217.3 | 217.3 |  |  | -16.5274 | 217.3 | -0.17846 | -38.7799
1878 | WLFHOLW_2G | 2 | North | YES | -0.076058 | 215.7 | 105 | 215.7 | 0 | 1.032 | CC | -1 | 0.17846 | 215.7 | 215.7 |  |  | -16.4057 | 215.7 | -0.17846 | -38.4943
1879 | WLFHOLW_3G | 3 | North | YES | -0.076058 | 272.4 | 89.2 | 272.4 | 0 | 1.032 | CC | -1 | 0.17846 | 272.4 | 272.4 |  |  | -20.7182 | 272.4 | -0.17846 | -48.6131
1889 | DECRDOVA_1G | 1 | North | YES | -0.076248 | 779 | 255 | 779 | 0 | 1.02 | GSC | -1 | 0.17865 | 779 | 779 |  |  | -59.3972 | 779 | -0.17865 | -139.1701
1892 | DECRDOVA_2G | A | North | YES | -0.078045 | 65 | 65 | 70 | 0 | 1.025 | GGT | -1 | 0.18045 | 70 | 70 |  |  | -5.4631 | 70 | -0.18045 | -12.6314
1893 | DECRDOVA_3G | B | North | YES | -0.078045 | 65 | 65 | 69 | 0 | 1.025 | GGT | -1 | 0.18045 | 69 | 69 |  |  | -5.3851 | 69 | -0.18045 | -12.451
1894 | DECRDOVA_4G | C | North | YES | -0.078045 | 65 | 65 | 69 | 0 | 1.025 | GGT | -1 | 0.18045 | 69 | 69 |  |  | -5.3851 | 69 | -0.18045 | -12.451
1895 | DECRDOVA_5G | D | North | YES | -0.078045 | 65 | 65 | 68 | 0 | 1.025 | GGT | -1 | 0.18045 | 68 | 68 |  |  | -5.3071 | 68 | -0.18045 | -12.2706
1643 | SLSTR1PP_1G | 1 | North | YES | -0.078552 | 6 | 0 | 60 | 0 | 1.022 | Wind | -1 | 0.18096 | 0 | 60 |  |  | 0 | 0 | -0.18096 | 0
332 | RWMILLER01 | 1 | North | YES | -0.078581 | 58.4 | 18.5 | 73 | 0 | 1.04 | GST | -1 | 0.18099 | 73 | 73 |  |  | -5.7364 | 73 | -0.18099 | -13.2119
333 | RWMILLER02 | 2 | North | YES | -0.078581 | 95.2 | 37 | 119 | 0 | 1.04 | GST | -1 | 0.18099 | 119 | 119 |  |  | -9.3511 | 119 | -0.18099 | -21.5372
334 | RWMILLER03 | 3 | North | YES | -0.078581 | 166.4 | 65 | 208 | 0 | 1.04 | GST | -1 | 0.18099 | 208 | 208 |  |  | -16.3448 | 208 | -0.18099 | -37.6449
335 | RWMILLER04 | 4 | North | YES | -0.078581 | 81.6 | 0 | 102 | 0 | 1.04 | GST | -1 | 0.18099 | 102 | 102 |  |  | -8.0153 | 102 | -0.18099 | -18.4605
336 | RWMILLER05 | 5 | North | YES | -0.078581 | 80.8 | 0 | 101 | 0 | 1.04 | GST | -1 | 0.18099 | 101 | 101 |  |  | -7.9367 | 101 | -0.18099 | -18.2795
1941 | MDLTHELP_1G | 1 | North | YES | -0.079038 | 216.4 | 74 | 216.4 | 0 | 1 | CC | -1 | 0.18144 | 216.4 | 216.4 |  |  | -17.1038 | 216.4 | -0.18144 | -39.2641
1942 | MDLTHELP_2G | 2 | North | YES | -0.079038 | 216.1 | 74 | 216.1 | 0 | 1 | CC | -1 | 0.18144 | 216.1 | 216.1 |  |  | -17.0801 | 216.1 | -0.18144 | -39.2097
1937 | MDLTHELP_5G | 5 | North | YES | -0.079909 | 224 | 74 | 224 | 0 | 1 | CC | -1 | 0.18231 | 224 | 224 |  |  | -17.8996 | 224 | -0.18231 | -40.8382
1938 | MDLTHELP_6G | 6 | North | YES | -0.079909 | 226 | 74 | 226 | 0 | 1 | CC | -1 | 0.18231 | 226 | 226 |  |  | -18.0594 | 226 | -0.18231 | -41.2028
1943 | MDLTHELP_3G | 3 | North | YES | -0.079909 | 212 | 74 | 212 | 0 | 1 | CC | -1 | 0.18231 | 212 | 212 |  |  | -16.9407 | 212 | -0.18231 | -38.6504
1944 | MDLTHELP_4G | 4 | North | YES | -0.079909 | 211 | 74 | 211 | 0 | 1 | CC | -1 | 0.18231 | 211 | 211 |  |  | -16.8608 | 211 | -0.18231 | -38.4681
366 | JNSNCNTY802 | 1 | North | YES | -0.08149 | 168 | 20 | 168 | 0 | 1.02 | Cogen | -1 | 0.18389 | 0 | 0 |  |  | 0 | 0 | -0.18389 | 0
367 | JNSNCNTY802 | 2 | North | YES | -0.08149 | 90 | 20 | 90 | 0 | 1.02 | Cogen | -1 | 0.18389 | 0 | 0 |  |  | 0 | 0 | -0.18389 | 0
244 | WHITNYDM01 | 1 | North | YES | -0.11137 | 15 | 0 | 15 | 0 | 1.035 | Hydro | -1 | 0.21377 | 0 | 0 |  |  | 0 | 0 | -0.21377 | 0
245 | WHITNYDM02 | 2 | North | YES | -0.11137 | 15 | 0 | 15 | 0 | 1.035 | Hydro | -1 | 0.21377 | 0 | 0 |  |  | 0 | 0 | -0.21377 | 0
251 | BOSQUESW803 | 2 | North | YES | -0.11906 | 150 | 0 | 150 |  | 1.032 | CC | -1 | 0.22146 | 150 | 150 |  |  | -17.8584 | 150 | -0.22146 | -33.219
253 | BOSQUESW804 | 2 | North | YES | -0.11906 | 80 | 0 | 80 |  | 1.032 | CC | -1 | 0.22146 | 80 | 80 |  |  | -9.5245 | 80 | -0.22146 | -17.7168
238 | BOSQUESW505 | 1 | North | YES | -0.12601 | 255 | 0 | 255 | 0 | 1.02 | CC | -1 | 0.22841 | 255 | 255 |  |  | -32.1313 | 255 | -0.22841 | -58.2444
239 | BOSQUESW502 | 1 | North | YES | -0.12601 | 119.2 | 0 | 149 | 0 | 1.02 | GGT | -1 | 0.22841 | 149 | 149 |  |  | -18.7747 | 149 | -0.22841 | -34.033
247 | BOSQUESW501 | 2 | North | YES | -0.12601 | 124.8 | 0 | 156 | 0 | 1.02 | GGT | -1 | 0.22841 | 156 | 156 |  |  | -19.6568 | 156 | -0.22841 | -35.6318
3416 | LAKE_CRK1_G | 1 | North | YES | -0.13416 | 60 | 33 | 75 |  | 1.029 | GST | -1 | 0.23657 | 75 | 75 |  |  | -10.0622 | 75 | -0.23657 | -17.7425
3417 | LAKE_CRK2_G | 2 | North | YES | -0.13416 | 177.6 | 40 | 222 | 0 | 1.029 | GST | -1 | 0.23657 | 222 | 222 |  |  | -29.784 | 222 | -0.23657 | -52.5177
3403 | THOUSE_1G | 1 | North | YES | -0.13487 | 563 | 200 | 563 | 0 | 1.012 | GSC | -1 | 0.23728 | 563 | 563 |  |  | -75.9346 | 563 | -0.23728 | -133.5882
3404 | THOUSE_2G | 2 | North | YES | -0.13487 | 807 | 250 | 807 | 0 | 1.012 | GSC | -1 | 0.23728 | 807 | 807 |  |  | -108.8441 | 807 | -0.23728 | -191.4844
Note on AL4: Zonal Cap - Zonal Impact

## Distributed Slack - Inc
Number of Bus | Name of Bus | ID | Area Name of Gen | AGC | P Sensitivity of Bus | Gen MW | Min MW | Max MW | V Sensitivity of Bus | Set Volt | Tech Type | Zone Impact | Zone Correlation | Inc Max | Dec Max | Souce S.F. Weighting | Souce Capacity | Sink S.F. Weighting | Sink Capacity | PTDF Calc | PTDF Weighting | Cumulative Concentrated Capacity | Cumulative Concentrated Impact
3403 | THOUSE_1G | 1 | North | YES | -0.13487 | 563 | 200 | 563 | 0 | 1.012 | GSC | -1 | 0.23728 | 563 | 563 |  |  | -75.9346 | 563 | -0.23728 | -133.5882 | 563 | 133.5882
3404 | THOUSE_2G | 2 | North | YES | -0.13487 | 807 | 250 | 807 | 0 | 1.012 | GSC | -1 | 0.23728 | 807 | 807 |  |  | -108.8441 | 807 | -0.23728 | -191.4844 | 1370 | 325.0726
3416 | LAKE_CRK1_G | 1 | North | YES | -0.13416 | 60 | 33 | 75 |  | 1.029 | GST | -1 | 0.23657 | 75 | 75 |  |  | -10.0622 | 75 | -0.23657 | -17.7425 | 1445 | 342.8151
3417 | LAKE_CRK2_G | 2 | North | YES | -0.13416 | 177.6 | 40 | 222 | 0 | 1.029 | GST | -1 | 0.23657 | 222 | 222 |  |  | -29.784 | 222 | -0.23657 | -52.5177 | 1667 | 395.3328 | Weighted Shift Factors
238 | BOSQUESW505 | 1 | North | YES | -0.12601 | 255 | 0 | 255 | 0 | 1.02 | CC | -1 | 0.22841 | 255 | 255 |  |  | -32.1313 | 255 | -0.22841 | -58.2444 | 1922 | 453.5771 | South | 0.1024
239 | BOSQUESW502 | 1 | North | YES | -0.12601 | 119.2 | 0 | 149 | 0 | 1.02 | GGT | -1 | 0.22841 | 149 | 149 |  |  | -18.7747 | 149 | -0.22841 | -34.033 | 2071 | 487.6101 | North | -0.074162
247 | BOSQUESW501 | 2 | North | YES | -0.12601 | 124.8 | 0 | 156 | 0 | 1.02 | GGT | -1 | 0.22841 | 156 | 156 |  |  | -19.6568 | 156 | -0.22841 | -35.6318 | 2227 | 523.242 |  | 0.17657
251 | BOSQUESW803 | 2 | North | YES | -0.11906 | 150 | 0 | 150 |  | 1.032 | CC | -1 | 0.22146 | 150 | 150 |  |  | -17.8584 | 150 | -0.22146 | -33.219
253 | BOSQUESW804 | 2 | North | YES | -0.11906 | 80 | 0 | 80 |  | 1.032 | CC | -1 | 0.22146 | 80 | 80 |  |  | -9.5245 | 80 | -0.22146 | -17.7168 |  |  | Line Cap | 1072
244 | WHITNYDM01 | 1 | North | YES | -0.11137 | 15 | 0 | 15 | 0 | 1.035 | Hydro | -1 | 0.21377 | 0 | 0 |  |  | 0 | 0 | -0.21377 | 0 |  |  | Conc Gen | 2227
245 | WHITNYDM02 | 2 | North | YES | -0.11137 | 15 | 0 | 15 | 0 | 1.035 | Hydro | -1 | 0.21377 | 0 | 0 |  |  | 0 | 0 | -0.21377 | 0 |  |  | Weighted Imp. | 523.242
366 | JNSNCNTY802 | 1 | North | YES | -0.08149 | 168 | 20 | 168 | 0 | 1.02 | Cogen | -1 | 0.18389 | 0 | 0 |  |  | 0 | 0 | -0.18389 | 0 |  |  | PTDF | 0.23495
367 | JNSNCNTY802 | 2 | North | YES | -0.08149 | 90 | 20 | 90 | 0 | 1.02 | Cogen | -1 | 0.18389 | 0 | 0 |  |  | 0 | 0 | -0.18389 | 0
1937 | MDLTHELP_5G | 5 | North | YES | -0.079909 | 224 | 74 | 224 | 0 | 1 | CC | -1 | 0.18231 | 224 | 224 |  |  | -17.8996 | 224 | -0.18231 | -40.8382 |  |  | Concentration | 1.3307
1938 | MDLTHELP_6G | 6 | North | YES | -0.079909 | 226 | 74 | 226 | 0 | 1 | CC | -1 | 0.18231 | 226 | 226 |  |  | -18.0594 | 226 | -0.18231 | -41.2028
1943 | MDLTHELP_3G | 3 | North | YES | -0.079909 | 212 | 74 | 212 | 0 | 1 | CC | -1 | 0.18231 | 212 | 212 |  |  | -16.9407 | 212 | -0.18231 | -38.6504 |  |  |  | Pass
1944 | MDLTHELP_4G | 4 | North | YES | -0.079909 | 211 | 74 | 211 | 0 | 1 | CC | -1 | 0.18231 | 211 | 211 |  |  | -16.8608 | 211 | -0.18231 | -38.4681
1941 | MDLTHELP_1G | 1 | North | YES | -0.079038 | 216.4 | 74 | 216.4 | 0 | 1 | CC | -1 | 0.18144 | 216.4 | 216.4 |  |  | -17.1038 | 216.4 | -0.18144 | -39.2641
1942 | MDLTHELP_2G | 2 | North | YES | -0.079038 | 216.1 | 74 | 216.1 | 0 | 1 | CC | -1 | 0.18144 | 216.1 | 216.1 |  |  | -17.0801 | 216.1 | -0.18144 | -39.2097
332 | RWMILLER01 | 1 | North | YES | -0.078581 | 58.4 | 18.5 | 73 | 0 | 1.04 | GST | -1 | 0.18099 | 73 | 73 |  |  | -5.7364 | 73 | -0.18099 | -13.2119
333 | RWMILLER02 | 2 | North | YES | -0.078581 | 95.2 | 37 | 119 | 0 | 1.04 | GST | -1 | 0.18099 | 119 | 119 |  |  | -9.3511 | 119 | -0.18099 | -21.5372
334 | RWMILLER03 | 3 | North | YES | -0.078581 | 166.4 | 65 | 208 | 0 | 1.04 | GST | -1 | 0.18099 | 208 | 208 |  |  | -16.3448 | 208 | -0.18099 | -37.6449
335 | RWMILLER04 | 4 | North | YES | -0.078581 | 81.6 | 0 | 102 | 0 | 1.04 | GST | -1 | 0.18099 | 102 | 102 |  |  | -8.0153 | 102 | -0.18099 | -18.4605
336 | RWMILLER05 | 5 | North | YES | -0.078581 | 80.8 | 0 | 101 | 0 | 1.04 | GST | -1 | 0.18099 | 101 | 101 |  |  | -7.9367 | 101 | -0.18099 | -18.2795
1643 | SLSTR1PP_1G | 1 | North | YES | -0.078552 | 6 | 0 | 60 | 0 | 1.022 | Wind | -1 | 0.18096 | 0 | 60 |  |  | 0 | 0 | -0.18096 | 0
1892 | DECRDOVA_2G | A | North | YES | -0.078045 | 65 | 65 | 70 | 0 | 1.025 | GGT | -1 | 0.18045 | 70 | 70 |  |  | -5.4631 | 70 | -0.18045 | -12.6314
1893 | DECRDOVA_3G | B | North | YES | -0.078045 | 65 | 65 | 69 | 0 | 1.025 | GGT | -1 | 0.18045 | 69 | 69 |  |  | -5.3851 | 69 | -0.18045 | -12.451
1894 | DECRDOVA_4G | C | North | YES | -0.078045 | 65 | 65 | 69 | 0 | 1.025 | GGT | -1 | 0.18045 | 69 | 69 |  |  | -5.3851 | 69 | -0.18045 | -12.451
1895 | DECRDOVA_5G | D | North | YES | -0.078045 | 65 | 65 | 68 | 0 | 1.025 | GGT | -1 | 0.18045 | 68 | 68 |  |  | -5.3071 | 68 | -0.18045 | -12.2706
1889 | DECRDOVA_1G | 1 | North | YES | -0.076248 | 779 | 255 | 779 | 0 | 1.02 | GSC | -1 | 0.17865 | 779 | 779 |  |  | -59.3972 | 779 | -0.17865 | -139.1701
1877 | WLFHOLW_1G | 1 | North | YES | -0.076058 | 217.3 | 89.2 | 217.3 | 0 | 1.032 | CC | -1 | 0.17846 | 217.3 | 217.3 |  |  | -16.5274 | 217.3 | -0.17846 | -38.7799
1878 | WLFHOLW_2G | 2 | North | YES | -0.076058 | 215.7 | 105 | 215.7 | 0 | 1.032 | CC | -1 | 0.17846 | 215.7 | 215.7 |  |  | -16.4057 | 215.7 | -0.17846 | -38.4943
1879 | WLFHOLW_3G | 3 | North | YES | -0.076058 | 272.4 | 89.2 | 272.4 | 0 | 1.032 | CC | -1 | 0.17846 | 272.4 | 272.4 |  |  | -20.7182 | 272.4 | -0.17846 | -48.6131
1898 | COMCHEPK_1G | 1 | North | YES | -0.075956 | 1159 | 1150 | 1159 | 0 | 1.032 | Nuc | -1 | 0.17836 | 0 | 0 |  |  | 0 | 0 | -0.17836 | 0
1899 | COMCHEPK_2G | 2 | North | YES | -0.075956 | 1159 | 1128 | 1159 | 0 | 1.032 | Nuc | -1 | 0.17836 | 0 | 0 |  |  | 0 | 0 | -0.17836 | 0
1947 | HANDLEY_3G | 3 | North | YES | -0.075689 | 316 | 100 | 395 | 0 | 1.022 | GST | -1 | 0.17809 | 395 | 395 |  |  | -29.8972 | 395 | -0.17809 | -70.3468
1949 | HANDLEY_5G | 5 | North | YES | -0.075689 | 348 | 150 | 435 | 0 | 1.022 | GST | -1 | 0.17809 | 435 | 435 |  |  | -32.9247 | 435 | -0.17809 | -77.4706
1948 | HANDLEY_4G | 4 | North | YES | -0.07549 | 348 | 150 | 435 | 0 | 1.022 | GST | -1 | 0.17789 | 435 | 435 |  |  | -32.8381 | 435 | -0.17789 | -77.384
1945 | HANDLEY_1G | MB | North | YES | -0.075441 | 0 | 25 | 36 |  | 0.986 | #N/A | -1 | 0.17785 | 36 | 36 |  |  | -2.7159 | 36 | -0.17785 | -6.4024
1946 | HANDLEY_2G | MB | North | YES | -0.075441 | 0 | 30 | 68 |  | 0.986 | #N/A | -1 | 0.17785 | 68 | 68 |  |  | -5.13 | 68 | -0.17785 | -12.0935
503 | NTHTEXAS01 | 1 | North | YES | -0.075111 | 0 | 5 | 18 |  | 1.015 | GST | -1 | 0.17752 | 18 | 18 |  |  | -1.352 | 18 | -0.17752 | -3.1953
504 | NTHTEXAS02 | 2 | North | YES | -0.075111 | 14.4 | 5 | 18 |  | 1.015 | GST | -1 | 0.17752 | 18 | 18 |  |  | -1.352 | 18 | -0.17752 | -3.1953
505 | NTHTEXAS03 | 3 | North | YES | -0.075111 | 30.4 | 15 | 38 |  | 1.015 | GST | -1 | 0.17752 | 38 | 38 |  |  | -2.8542 | 38 | -0.17752 | -6.7456
1861 | EAGLEMNT_1G | MB | North | YES | -0.074359 | 0 | 30 | 112 |  | 1.022 | GST | -1 | 0.17676 | 0 | 0 |  |  | 0 | 0 | -0.17676 | 0
1862 | EAGLEMNT_2G | MB | North | YES | -0.074359 | 0 | 40 | 100 |  | 1.022 | GST | -1 | 0.17676 | 0 | 0 |  |  | 0 | 0 | -0.17676 | 0
1863 | EAGLEMNT_3G | MB | North | YES | -0.074359 | 0 | 50 | 378 |  | 1.022 | GST | -1 | 0.17676 | 0 | 0 |  |  | 0 | 0 | -0.17676 | 0
580 | JCKCNTY801 | 1 | North | YES | -0.07407 | 288 | 0 | 288 | 0 | 1.022 | CC | -1 | 0.17647 | 288 | 288 |  |  | -21.3322 | 288 | -0.17647 | -50.8246
581 | JCKCNTY802 | 2 | North | YES | -0.07407 | 147 | 0 | 147 | 0 | 1.022 | CC | -1 | 0.17647 | 147 | 147 |  |  | -10.8883 | 147 | -0.17647 | -25.9417
582 | JCKCNTY803 | 3 | North | YES | -0.07407 | 147 | 0 | 147 | 0 | 1.022 | CC | -1 | 0.17647 | 147 | 147 |  |  | -10.8883 | 147 | -0.17647 | -25.9417
344 | MRSSHPRD | 1 | North | YES | -0.073559 | 12 | 0 | 12 |  | 1.03 | Hydro | -1 | 0.17596 | 0 | 0 |  |  | 0 | 0 | -0.17596 | 0
345 | MRSSHPRD01 | 2 | North | YES | -0.073559 | 12 | 0 | 12 |  | 1.03 | Hydro | -1 | 0.17596 | 0 | 0 |  |  | 0 | 0 | -0.17596 | 0
1600 | BARTNWND_1G | 1 | North | YES | -0.073403 | 12 | 0 | 120 | 0 | 1.022 | Wind | -1 | 0.17581 | 0 | 120 |  |  | 0 | 0 | -0.17581 | 0
12322 | ENNSTRAC_1G | 1 | North | YES | -0.073254 | 196 | 130 | 196 | 0 | 1.036 | CC | -1 | 0.17566 | 196 | 196 |  |  | -14.3578 | 196 | -0.17566 | -34.429
12323 | ENNSTRAC_2G | 2 | North | YES | -0.073254 | 116 | 100 | 116 | 0 | 1.036 | CC | -1 | 0.17566 | 116 | 116 |  |  | -8.4975 | 116 | -0.17566 | -20.3764
1453 | WCPWRCO_1G | 1 | North | YES | -0.072982 | 204 | 50 | 204 |  | 1.02 | CC | -1 | 0.17539 | 204 | 204 |  |  | -14.8883 | 204 | -0.17539 | -35.7788
1454 | WCPWRCO_2G | 2 | North | YES | -0.072982 | 204 | 50 | 204 |  | 1.02 | CC | -1 | 0.17539 | 204 | 204 |  |  | -14.8883 | 204 | -0.17539 | -35.7788
1455 | WCPWRCO_3G | 3 | North | YES | -0.072982 | 242 | 50 | 242 |  | 1.02 | CC | -1 | 0.17539 | 242 | 242 |  |  | -17.6616 | 242 | -0.17539 | -42.4435
728 | WOLFRIDGE801 | 1 | North | YES | -0.072573 | 11.2 | 0 | 112.5 | 0 | 0.99 | Wind | -1 | 0.17498 | 0 | 112.5 |  |  | 0 | 0 | -0.17498 | 0
923 | SPENCER_G4 | 1 | North | YES | -0.072226 | 48 | 20 | 61 | 0 | 1.03 | GST | -1 | 0.17463 | 61 | 61 |  |  | -4.4058 | 61 | -0.17463 | -10.6524
924 | SPENCER_G5 | 1 | North | YES | -0.072226 | 52 | 20 | 66 | 0 | 1.03 | GST | -1 | 0.17463 | 66 | 66 |  |  | -4.7669 | 66 | -0.17463 | -11.5256
1433 | GRHAMSES_1G | 1 | North | YES | -0.071839 | 242 | 60 | 242 | 0 | 1.038 | GST | -1 | 0.17424 | 242 | 242 |  |  | -17.385 | 242 | -0.17424 | -42.1669
2418 | MTCK2_G | 2 | North | YES | -0.071761 | 0 | 10 | 23 |  | 0.971 | #N/A | -1 | 0.17417 | 23 | 23 |  |  | -1.6505 | 23 | -0.17417 | -4.0058
2419 | MTCK3_G | MB | North | YES | -0.071761 | 0 | 10 | 63 |  | 0.971 | #N/A | -1 | 0.17417 | 63 | 63 |  |  | -4.5209 | 63 | -0.17417 | -10.9724
2381 | NTHLK1_G | 1 | North | YES | -0.07157 | 0 | 35 | 156 |  | 1.022 | GST | -1 | 0.17397 | 156 | 156 |  |  | -11.1649 | 156 | -0.17397 | -27.14
2382 | NTHLK2_G | 2 | North | YES | -0.07157 | 0 | 35 | 181 |  | 1.022 | GST | -1 | 0.17397 | 181 | 181 |  |  | -12.9542 | 181 | -0.17397 | -31.4893
2383 | NTHLK3_G | 3 | North | YES | -0.07157 | 0 | 50 | 329 |  | 1.022 | GST | -1 | 0.17397 | 329 | 329 |  |  | -23.5465 | 329 | -0.17397 | -57.2375
1479 | WFCOGEN_1G | 2 | North | YES | -0.071477 | 16 | 12 | 20 | 0 | 1 | Cogen | -1 | 0.17388 | 0 | 0 |  |  | 0 | 0 | -0.17388 | 0
1479 | WFCOGEN_1G | 1 | North | YES | -0.071477 | 16 | 12 | 20 | 0 | 1 | Cogen | -1 | 0.17388 | 0 | 0 |  |  | 0 | 0 | -0.17388 | 0
1482 | WFCOGEN_2G | 2 | North | YES | -0.071477 | 13.6 | 12 | 17 | 0 | 1 | Cogen | -1 | 0.17388 | 0 | 0 |  |  | 0 | 0 | -0.17388 | 0
1482 | WFCOGEN_2G | 1 | North | YES | -0.071477 | 16 | 12 | 20 | 0 | 1 | Cogen | -1 | 0.17388 | 0 | 0 |  |  | 0 | 0 | -0.17388 | 0
1432 | GRHAMSES_2G | 2 | North | YES | -0.071383 | 294.9 | 90 | 366 | 0 | 1.014 | GST | -1 | 0.17379 | 366 | 366 |  |  | -26.1262 | 366 | -0.17379 | -63.6061
2413 | MTCK6_G | 6 | North | YES | -0.070866 | 0 | 30 | 118 |  | 1.022 | GST | -1 | 0.17327 | 118 | 118 |  |  | -8.3622 | 118 | -0.17327 | -20.4459
2414 | MTCK7_G | 7 | North | YES | -0.070866 | 0 | 30 | 115 |  | 1.022 | GST | -1 | 0.17327 | 115 | 115 |  |  | -8.1496 | 115 | -0.17327 | -19.9261
2417 | MTCK8_G | 8 | North | YES | -0.070866 | 444.8 | 60 | 556 | 0 | 1.022 | GSC | -1 | 0.17327 | 556 | 556 |  |  | -39.4015 | 556 | -0.17327 | -96.3383
2371 | COLLIN_1G | MB | North | YES | -0.07084 | 0 | 40 | 138 |  | 1.022 | GST | -1 | 0.17324 | 0 | 0 |  |  | 0 | 0 | -0.17324 | 0
6948 | DENISNDM | 2 | North | YES | -0.070086 | 31 | 5 | 40 | 0 | 1.015 | Hydro | -1 | 0.17249 | 0 | 0 |  |  | 0 | 0 | -0.17249 | 0
6948 | DENISNDM | 1 | North | YES | -0.070086 | 40 | 5 | 40 | 0 | 1.015 | Hydro | -1 | 0.17249 | 0 | 0 |  |  | 0 | 0 | -0.17249 | 0
1687 | VALLEY_1G | 1 | North | YES | -0.069902 | 136 | 15 | 170 | 0 | 1.029 | GST | -1 | 0.17231 | 170 | 170 |  |  | -11.8833 | 170 | -0.17231 | -29.2921
1688 | VALLEY_2G | 2 | North | YES | -0.069902 | 527 | 90 | 527 | 0 | 1.029 | GSC | -1 | 0.17231 | 527 | 527 |  |  | -36.8384 | 527 | -0.17231 | -90.8054
6100 | OKLA7A | EQ | West | YES | -0.069849 | 50 | -220 | 220 | 0 | 1.035 | DCTie | -1 | 0.17225 | 0 | 0 |  |  |  |  | -0.17225 | 0
6752 | OKLA0A | 1 | West | YES | -0.069849 | 649.7 | 175 | 649.7 | 0 | 1.035 | LIGCO | -1 | 0.17225 | 0 | 649.7 |  |  |  |  | -0.17225 | 0
1689 | VALLEY_3G | 3 | North | YES | -0.069683 | 0 | 25 | 375 |  | 1.003 | GST | -1 | 0.17209 | 375 | 375 |  |  | -26.1311 | 375 | -0.17209 | -64.5327
11691 | KMICHICT1_G | 1 | North | YES | -0.069683 | 144 | 80 | 144 | 0 | 1.026 | CC | -1 | 0.17209 | 144 | 144 |  |  | -10.0344 | 144 | -0.17209 | -24.7806
11692 | KMICHICT2_G | 2 | North | YES | -0.069683 | 146 | 80 | 146 | 0 | 1.026 | CC | -1 | 0.17209 | 146 | 146 |  |  | -10.1737 | 146 | -0.17209 | -25.1247
11693 | KMICHIST3_G | 3 | North | YES | -0.069683 | 312 | 60 | 312 | 0 | 1.026 | CC | -1 | 0.17209 | 312 | 312 |  |  | -21.7411 | 312 | -0.17209 | -53.6912
11694 | KMICHICT4_G | 4 | North | YES | -0.069683 | 144 | 80 | 144 | 0 | 1.026 | CC | -1 | 0.17209 | 144 | 144 |  |  | -10.0344 | 144 | -0.17209 | -24.7806
11695 | KMICHICT5_G | 5 | North | YES | -0.069683 | 148 | 80 | 148 | 0 | 1.026 | CC | -1 | 0.17209 | 148 | 148 |  |  | -10.3131 | 148 | -0.17209 | -25.4689
11696 | KMICHIST6_G | 6 | North | YES | -0.069683 | 310 | 60 | 310 | 0 | 1.026 | CC | -1 | 0.17209 | 310 | 310 |  |  | -21.6017 | 310 | -0.17209 | -53.3471
1678 | LAMARPWR_1G | 1 | North | YES | -0.069557 | 160 | 67.7 | 160 | 0 | 1.038 | CC | -1 | 0.17196 | 160 | 160 |  |  | -11.1291 | 160 | -0.17196 | -27.5138
1679 | LAMARPWR_2G | 2 | North | YES | -0.069557 | 156 | 67.7 | 156 | 0 | 1.038 | CC | -1 | 0.17196 | 156 | 156 |  |  | -10.8509 | 156 | -0.17196 | -26.826
1680 | LAMARPWR_3G | 3 | North | YES | -0.069557 | 196 | 129.1 | 196 | 0 | 1.038 | CC | -1 | 0.17196 | 196 | 196 |  |  | -13.6332 | 196 | -0.17196 | -33.7044
1681 | LAMARPWR_4G | 4 | North | YES | -0.069557 | 156 | 67.7 | 156 | 0 | 1.038 | CC | -1 | 0.17196 | 156 | 156 |  |  | -10.8509 | 156 | -0.17196 | -26.826
1682 | LAMARPWR_5G | 5 | North | YES | -0.069557 | 157 | 67.7 | 157 | 0 | 1.038 | CC | -1 | 0.17196 | 157 | 157 |  |  | -10.9204 | 157 | -0.17196 | -26.9979
1683 | LAMARPWR_6G | 6 | North | YES | -0.069557 | 198 | 129.1 | 198 | 0 | 1.038 | CC | -1 | 0.17196 | 198 | 198 |  |  | -13.7723 | 198 | -0.17196 | -34.0483
1675 | PEC_1G | 1 | North | YES | -0.069456 | 76.7 | 35 | 76.7 | 0 | 1.022 | Cogen | -1 | 0.17186 | 0 | 0 |  |  | 0 | 0 | -0.17186 | 0
1676 | PEC_2G | 2 | North | YES | -0.069456 | 79.6 | 35 | 79.6 | 0 | 1.022 | Cogen | -1 | 0.17186 | 0 | 0 |  |  | 0 | 0 | -0.17186 | 0
1677 | PEC_3G | 3 | North | YES | -0.069456 | 88.4 | 35 | 88.4 | 0 | 1.022 | Cogen | -1 | 0.17186 | 0 | 0 |  |  | 0 | 0 | -0.17186 | 0
1442 | COKFIELD_5 | 1 | North | YES | -0.069358 | 16.5 | 0 | 165 |  | 1.029 | Wind | -1 | 0.17176 | 0 | 165 |  |  | 0 | 0 | -0.17176 | 0
1701 | MOSES_1G | 1 | North | YES | -0.069344 | 558 | 175 | 558 | 0 | 1.023 | LIGCO | -1 | 0.17175 | 0 | 558 |  |  | 0 | 0 | -0.17175 | 0
1702 | MOSES_2G | 2 | North | YES | -0.069344 | 579 | 175 | 579 | 0 | 1.023 | LIGCO | -1 | 0.17175 | 0 | 579 |  |  | 0 | 0 | -0.17175 | 0
1703 | MOSES_3G | 3 | North | YES | -0.069344 | 808 | 463 | 808 | 0 | 1.023 | LIGCO | -1 | 0.17175 | 0 | 808 |  |  | 0 | 0 | -0.17175 | 0
5925 | DCEAST | EQ | North | YES | -0.069344 | 400.3 | -600 | 600 | 0 | 1.025 | DCTie | -1 | 0.17175 | 0 | 0 |  |  | 0 | 0 | -0.17175 | 0
842 | OLINGER_G1 | 1 | North | YES | -0.069164 | 55.4 | 20 | 79 | 0 | 1.03 | GST | -1 | 0.17157 | 79 | 79 |  |  | -5.464 | 79 | -0.17157 | -13.5539
843 | OLINGER_G2 | 1 | North | YES | -0.069164 | 76.2 | 25 | 110 | 0 | 1.03 | GST | -1 | 0.17157 | 110 | 110 |  |  | -7.608 | 110 | -0.17157 | -18.8725
844 | OLINGER_G3 | 1 | North | YES | -0.069164 | 103.9 | 45 | 150 | 0 | 1.03 | GST | -1 | 0.17157 | 150 | 150 |  |  | -10.3746 | 150 | -0.17157 | -25.7352
845 | OLINGER_G4 | 1 | North | YES | -0.069164 | 51.9 | 0 | 76 | 0 | 1.03 | GGT | -1 | 0.17157 | 76 | 76 |  |  | -5.2565 | 76 | -0.17157 | -13.0392
837 | NEWMAN_G5 | 1 | North | YES | -0.069159 | 0 | 15 | 40 |  | 1.01 | GST | -1 | 0.17156 | 40 | 40 |  |  | -2.7664 | 40 | -0.17156 | -6.8625
948 | STEAM1 | 1 | North | YES | -0.068972 | 0 | 12 | 20 |  | 1.02 | GST | -1 | 0.17138 | 20 | 20 |  |  | -1.3794 | 20 | -0.17138 | -3.4275
949 | STEAM2 | 1 | North | YES | -0.068972 | 26 | 8 | 26 | 0 | 0.99 | GST | -1 | 0.17138 | 26 | 26 |  |  | -1.7933 | 26 | -0.17138 | -4.4558
950 | STEAM3 | 1 | North | YES | -0.068972 | 41 | 13 | 42 | 0 | 1.02 | GST | -1 | 0.17138 | 42 | 42 |  |  | -2.8968 | 42 | -0.17138 | -7.1978
12440 | PARKD_1SVC8 | 1 | North | YES | -0.068875 | 0 | 0 | 0 | 0 | 1.007 | GST | -1 | 0.17128 | 0 | 0 |  |  | 0 | 0 | -0.17128 | 0
12449 | PARKD_2SVC8 | 1 | North | YES | -0.068875 | 0 | 0 | 0 | 0 | 1.007 | GST | -1 | 0.17128 | 0 | 0 |  |  | 0 | 0 | -0.17128 | 0
3126 | TRINIDAD_6G | 1 | North | YES | -0.068771 | 179.2 | 46 | 224 | 0 | 1 | GST | -1 | 0.17118 | 224 | 224 |  |  | -15.4047 | 224 | -0.17118 | -38.3433
1438 | MESQUITW_2G | 1 | North | YES | -0.068719 | 23.6 | 0 | 236 |  | 1.017 | Wind | -1 | 0.17112 | 0 | 236 |  |  | 0 | 0 | -0.17112 | 0
1437 | MESQUITW_1G | 1 | North | YES | -0.068716 | 40 | 0 | 400 | 0 | 1.023 | Wind | -1 | 0.17112 | 0 | 400 |  |  | 0 | 0 | -0.17112 | 0
2451 | LKHB1_G | 1 | North | YES | -0.068688 | 0 | 80 | 391 |  | 1.022 | GST | -1 | 0.17109 | 391 | 391 |  |  | -26.857 | 391 | -0.17109 | -66.8971
2452 | LKHB2_G | 2 | North | YES | -0.068688 | 516 | 80 | 516 | 0 | 1.022 | GST | -1 | 0.17109 | 516 | 516 |  |  | -35.443 | 516 | -0.17109 | -88.2836
60052 | WILDHRS11A | 1 | West | YES | -0.068446 | 25.3 | 0 | 126.5 | 0 | 1.005 | #N/A | -1 | 0.17085 | 126.5 | 126.5 |  |  |  |  | -0.17085 | -21.6126
60053 | WILDHRS21A | 1 | West | YES | -0.068446 | 7.8 | 0 | 39 | 0 | 1.025 | #N/A | -1 | 0.17085 | 39 | 39 |  |  |  |  | -0.17085 | -6.6632
60081 | WHRLWIND1A | 1 | West | YES | -0.067878 | 12 | 0 | 60 | 0 | 1.03 | Wind | -1 | 0.17028 | 0 | 60 |  |  |  |  | -0.17028 | 0
12411 | FPLEFR1A_G | 1 | North | YES | -0.067759 | 161 | 72 | 161 | 0 | 1 | CC | -1 | 0.17016 | 161 | 161 |  |  | -10.9092 | 161 | -0.17016 | -27.3963
12412 | FPLEFR1B_G | 2 | North | YES | -0.067759 | 164 | 72 | 164 | 0 | 1 | CC | -1 | 0.17016 | 164 | 164 |  |  | -11.1125 | 164 | -0.17016 | -27.9068
12413 | FPLEFR1C_G | 3 | North | YES | -0.067759 | 164 | 72 | 164 | 0 | 1 | CC | -1 | 0.17016 | 164 | 164 |  |  | -11.1125 | 164 | -0.17016 | -27.9068
12414 | FPLEFR1S_G | 4 | North | YES | -0.067759 | 414 | 191 | 414 | 0 | 1 | CC | -1 | 0.17016 | 414 | 414 |  |  | -28.0522 | 414 | -0.17016 | -70.4476
12421 | FPLEFR2A_G | 1 | North | YES | -0.067759 | 162 | 72 | 162 | 0 | 1 | CC | -1 | 0.17016 | 162 | 162 |  |  | -10.977 | 162 | -0.17016 | -27.5664
12422 | FPLEFR2B_G | 2 | North | YES | -0.067759 | 161 | 72 | 161 | 0 | 1 | CC | -1 | 0.17016 | 161 | 161 |  |  | -10.9092 | 161 | -0.17016 | -27.3963
12423 | FPLEFR2C_G | 3 | North | YES | -0.067759 | 163 | 72 | 163 | 0 | 1 | CC | -1 | 0.17016 | 163 | 163 |  |  | -11.0447 | 163 | -0.17016 | -27.7366
12424 | FPLEFR2S_G | 4 | North | YES | -0.067759 | 415 | 191 | 415 | 0 | 1 | CC | -1 | 0.17016 | 415 | 415 |  |  | -28.12 | 415 | -0.17016 | -70.6178
1416 | SWETWATR_1G | 1 | West | YES | -0.067023 | 30 | 18 | 30 | 0 | 1.026 | CC | -1 | 0.16943 | 30 | 30 |  |  |  |  | -0.16943 | -5.0828
1417 | SWETWATR_2G | 2 | West | YES | -0.067023 | 72 | 36 | 72 | 0 | 1.026 | CC | -1 | 0.16943 | 72 | 72 |  |  |  |  | -0.16943 | -12.1988
1418 | SWETWATR_3G | 3 | West | YES | -0.067023 | 68 | 36 | 68 | 0 | 1.026 | CC | -1 | 0.16943 | 68 | 68 |  |  |  |  | -0.16943 | -11.5211
1419 | SWETWATR_4G | 4 | West | YES | -0.067023 | 61 | 36 | 61 | 0 | 1.026 | CC | -1 | 0.16943 | 61 | 61 |  |  |  |  | -0.16943 | -10.3351
6144 | MCADOO1A | 1 | West | YES | -0.067013 | 15 | 0 | 150 | 0 | 1.025 | Wind | -1 | 0.16942 | 0 | 150 |  |  |  |  | -0.16942 | 0
71051 | L_BITTCR1_1N | W1 | West | YES | -0.066664 | 7.5 | 0 | 37.5 |  | 1.02 | Wind | -1 | 0.16907 | 0 | 37.5 |  |  |  |  | -0.16907 | 0
71054 | L_SWEETW1_1N | W1 | West | YES | -0.066664 | 21.5 | 0 | 107.5 |  | 1.02 | Wind | -1 | 0.16907 | 0 | 107.5 |  |  |  |  | -0.16907 | 0
71057 | L_SWEETW1_2N | W1 | West | YES | -0.066664 | 27 | 0 | 135 |  | 1.02 | Wind | -1 | 0.16907 | 0 | 135 |  |  |  |  | -0.16907 | 0
71059 | L_SWEETW1_3N | W1 | West | YES | -0.066664 | 23.8 | 0 | 119 | 0 | 1.02 | Wind | -1 | 0.16907 | 0 | 119 |  |  |  |  | -0.16907 | 0
71060 | L_SWEETW1_4N | W1 | West | YES | -0.066664 | 21 | 0 | 105 | 0 | 1.02 | Wind | -1 | 0.16907 | 0 | 105 |  |  |  |  | -0.16907 | 0
1049 | ROSCOEWI_5 | 1 | West | YES | -0.066642 | 41.8 | 0 | 209 |  | 1.01 | #N/A | -1 | 0.16905 | 209 | 209 |  |  |  |  | -0.16905 | -35.3307
1057 | ROSCOEWI_5 | 2 | West | YES | -0.066642 | 25.3 | 0 | 126.5 |  | 1.01 | #N/A | -1 | 0.16905 | 126.5 | 126.5 |  |  |  |  | -0.16905 | -21.3844
1060 | ROSCOEWI_5 | 3 | West | YES | -0.066642 | 39.4 | 0 | 197 | 0 | 1.01 | #N/A | -1 | 0.16905 | 197 | 197 |  |  |  |  | -0.16905 | -33.3021
1072 | ROSCOEWI_5 | 4 | West | YES | -0.066642 | 63.6 | 0 | 318 | 0 | 1.01 | #N/A | -1 | 0.16905 | 318 | 318 |  |  |  |  | -0.16905 | -53.7567
1343 | TRENTIPP_8 | 1 | West | YES | -0.066614 | 30 | 0 | 150 |  | 1.014 | Wind | -1 | 0.16902 | 0 | 150 |  |  |  |  | -0.16902 | 0
1354 | AEPWIND_8 | 1 | West | YES | -0.066614 | 20.2 | 0 | 101 |  | 1 | Wind | -1 | 0.16902 | 0 | 101 |  |  |  |  | -0.16902 | 0
36998 | RDCNYNG1 | 1 | West | YES | -0.066226 | 16.8 | 0 | 84 |  | 1.01 | Wind | -1 | 0.16863 | 0 | 84 |  |  |  |  | -0.16863 | 0
1061 | CIELOGEN_1G | 1 | West | YES | -0.066047 | 19.8 | 0 | 99 |  | 1 | Wind | -1 | 0.16845 | 0 | 99 |  |  |  |  | -0.16845 | 0
1062 | CIELOGEN_2G | 1 | West | YES | -0.066047 | 12.2 | 0 | 61 |  | 1 | Wind | -1 | 0.16845 | 0 | 61 |  |  |  |  | -0.16845 | 0
1069 | KINDERMG_1G | 1 | West | YES | -0.066047 | 25 | 5 | 25 | 0 | 1.017 | Cogen | -1 | 0.16845 | 0 | 0 |  |  |  |  | -0.16845 | 0
1070 | KINDERMG_2G | 1 | West | YES | -0.066047 | 45.7 | 12 | 45.7 | 0 | 1.017 | Cogen | -1 | 0.16845 | 0 | 0 |  |  |  |  | -0.16845 | 0
1071 | KINDERMG_3G | 1 | West | YES | -0.066047 | 45.7 | 12 | 45.7 | 0 | 1.017 | Cogen | -1 | 0.16845 | 0 | 0 |  |  |  |  | -0.16845 | 0
1068 | SCURRYCW_1G | 1 | West | YES | -0.066037 | 28.2 | 1.3 | 141 |  | 1.01 | Wind | -1 | 0.16844 | 0 | 141 |  |  |  |  | -0.16844 | 0
1073 | SCURRYCW_2G | 2 | West | YES | -0.066037 | 24 | 0 | 120 | 0 | 1.017 | Wind | -1 | 0.16844 | 0 | 120 |  |  |  |  | -0.16844 | 0
60057 | CALLAHAN1A | 1 | West | YES | -0.066024 | 22.8 | 0 | 114 | 0 | 1.04 | Wind | -1 | 0.16843 | 0 | 114 |  |  |  |  | -0.16843 | 0
6637 | SNYDERW1A | 1 | West | YES | -0.065981 | 12.6 | 0 | 63 | 0 | 1.025 | Wind | -1 | 0.16839 | 0 | 63 |  |  |  |  | -0.16839 | 0
1037 | MORGAN5G_5G | 5 | West | YES | -0.065877 | 109.6 | 40 | 137 | 0 | 1.029 | GST | -1 | 0.16828 | 137 | 137 |  |  |  |  | -0.16828 | -23.0545
1039 | MRGNAG_1G | A | West | YES | -0.065877 | 69 | 69 | 69 | 0 | 1.029 | GGT | -1 | 0.16828 | 69 | 69 |  |  |  |  | -0.16828 | -11.6114
1040 | MRGNBG_2G | B | West | YES | -0.065877 | 70 | 70 | 71 | 0 | 1.029 | GGT | -1 | 0.16828 | 71 | 71 |  |  |  |  | -0.16828 | -11.948
1041 | MRGNCG_3G | C | West | YES | -0.065877 | 69 | 69 | 70 | 0 | 1.029 | GGT | -1 | 0.16828 | 70 | 70 |  |  |  |  | -0.16828 | -11.7797
1042 | MRGNDG_4G | D | West | YES | -0.065877 | 68 | 68 | 68 | 0 | 1.029 | GGT | -1 | 0.16828 | 68 | 68 |  |  |  |  | -0.16828 | -11.4431
1043 | MRGNEG_5G | E | West | YES | -0.065877 | 68 | 68 | 70 | 0 | 1.029 | GGT | -1 | 0.16828 | 70 | 70 |  |  |  |  | -0.16828 | -11.7797
1044 | MRGNFG_6G | F | West | YES | -0.065877 | 66 | 66 | 66 | 0 | 1.029 | GGT | -1 | 0.16828 | 66 | 66 |  |  |  |  | -0.16828 | -11.1066
60058 | BUFF_GAP1A | 1 | West | YES | -0.065872 | 24 | 0 | 120 |  | 1 | Wind | -1 | 0.16828 | 0 | 120 |  |  |  |  | -0.16828 | 0
60060 | CIRELLO | 1 | West | YES | -0.065872 | 46.6 | 0 | 233 | 0 | 1 | Wind | -1 | 0.16828 | 0 | 233 |  |  |  |  | -0.16828 | 0
60063 | BUFF_GAP1B | 1 | West | YES | -0.065872 | 34 | 0 | 170.2 | 0 | 1.02 | Wind | -1 | 0.16828 | 0 | 170.2 |  |  |  |  | -0.16828 | 0
60066 | H_HOLLOW1A | 1 | West | YES | -0.065872 | 44.4 | 0 | 222 | 0 | 1.005 | Wind | -1 | 0.16828 | 0 | 222 |  |  |  |  | -0.16828 | 0
60068 | HHOLLOW21A | 1 | West | YES | -0.065872 | 36.8 | 0 | 184 | 0 | 1.025 | Wind | -1 | 0.16828 | 0 | 184 |  |  |  |  | -0.16828 | 0
60070 | HHOLLOW31A | 1 | West | YES | -0.065872 | 44.8 | 0 | 224 | 0 | 1.025 | Wind | -1 | 0.16828 | 0 | 224 |  |  |  |  | -0.16828 | 0
60072 | HHOLLOW41A | 1 | West | YES | -0.065872 | 23 | 0 | 115 | 0 | 1.025 | Wind | -1 | 0.16828 | 0 | 115 |  |  |  |  | -0.16828 | 0
1301 | BULLCREK_8 | 1 | West | YES | -0.065816 | 36 | 0 | 180 | 0 | 1.017 | #N/A | -1 | 0.16822 | 180 | 180 |  |  |  |  | -0.16822 | -30.2796
1058 | LONGSHORE_5 | 1 | West | YES | -0.065695 | 30 | 0 | 150 |  | 1.01 | Wind | -1 | 0.1681 | 0 | 150 |  |  |  |  | -0.1681 | 0
1058 | LONGSHORE_5 | 2 | West | YES | -0.065695 | 44 | 0 | 220 |  | 1.01 | Wind | -1 | 0.1681 | 0 | 220 |  |  |  |  | -0.1681 | 0
1058 | LONGSHORE_5 | 3 | West | YES | -0.065695 | 23.4 | 0 | 117 |  | 1.01 | Wind | -1 | 0.1681 | 0 | 117 |  |  |  |  | -0.1681 | 0
1302 | COYOTEWG_8 | 1 | West | YES | -0.065556 | 45 | 0 | 225 |  | 1.01 | #N/A | -1 | 0.16796 | 225 | 225 |  |  |  |  | -0.16796 | -37.7911
1045 | CALENG1G_1G | 1 | West | YES | -0.06553 | 73.4 | 27 | 73.4 | 0 | 1.014 | Cogen | -1 | 0.16793 | 0 | 0 |  |  |  |  | -0.16793 | 0
1046 | CALENG2G_2G | 2 | West | YES | -0.06553 | 73.4 | 27 | 73.4 | 0 | 1.014 | Cogen | -1 | 0.16793 | 0 | 0 |  |  |  |  | -0.16793 | 0
1047 | CALENG3G_3G | 3 | West | YES | -0.06553 | 70.4 | 27 | 70.4 | 0 | 1.014 | Cogen | -1 | 0.16793 | 0 | 0 |  |  |  |  | -0.16793 | 0
1360 | GUNSIGHT_8 | 1 | West | YES | -0.065428 | 24 | 0 | 120 | 0 | 1.01 | Wind | -1 | 0.16783 | 0 | 120 |  |  |  |  | -0.16783 | 0
1327 | WILDHRSE_1G | 1 | West | YES | -0.065405 | 24 | 0 | 120 |  | 1 | Wind | -1 | 0.16781 | 0 | 120 |  |  |  |  | -0.16781 | 0
1170 | AIRLAMESA_1G | 1 | West | YES | -0.065195 | 0 | 0 | 180 |  | 1 | #N/A | -1 | 0.1676 | 180 | 180 |  |  |  |  | -0.1676 | -30.1679
1320 | BSP 1 | 1 | West | YES | -0.064996 | 25.5 | 2.9 | 25.8 | 0 | 1 | Cogen | -1 | 0.1674 | 0 | 0 |  |  |  |  | -0.1674 | 0
1333 | MCDDONAL_8 | 1 | West | YES | -0.064982 | 42.8 | 0 | 214.2 |  | 1.01 | Wind | -1 | 0.16739 | 0 | 214.2 |  |  |  |  | -0.16739 | 0
1326 | STANTONW_8 | 1 | West | YES | -0.064872 | 20.1 | 0 | 100.5 |  | 1.01 | Wind | -1 | 0.16728 | 0 | 100.5 |  |  |  |  | -0.16728 | 0
1328 | OCOTILLO_1G | 1 | West | YES | -0.064836 | 11.6 | 0 | 58 |  | 1.01 | Wind | -1 | 0.16724 | 0 | 58 |  |  |  |  | -0.16724 | 0
11001 | NAV1CT | 1 | West | YES | -0.064811 | 70.4 | 18 | 70.4 | 0 | 1.029 | CC | -1 | 0.16722 | 70.4 | 70.4 |  |  |  |  | -0.16722 | -11.772
11009 | NAV2CT | 1 | West | YES | -0.064811 | 71.4 | 18 | 71.4 | 0 | 1.029 | CC | -1 | 0.16722 | 71.4 | 71.4 |  |  |  |  | -0.16722 | -11.9392
11011 | NAV3ST | 1 | West | YES | -0.064811 | 92.8 | 40 | 92.8 | 0 | 1.029 | CC | -1 | 0.16722 | 92.8 | 92.8 |  |  |  |  | -0.16722 | -15.5176
11012 | NAV4CT | 1 | West | YES | -0.064811 | 80 | 18 | 80 | 0 | 1.029 | CC | -1 | 0.16722 | 80 | 80 |  |  |  |  | -0.16722 | -13.3772
11013 | NAV5CT | 1 | West | YES | -0.064811 | 80 | 18 | 80 | 0 | 1.029 | CC | -1 | 0.16722 | 80 | 80 |  |  |  |  | -0.16722 | -13.3772
11014 | NAV6ST | 1 | West | YES | -0.064811 | 115 | 40 | 115 | 0 | 1.029 | CC | -1 | 0.16722 | 115 | 115 |  |  |  |  | -0.16722 | -19.2298
11020 | TIEHVSG_1G | 1 | West | YES | -0.0648 | 208.2 | 63 | 208.2 | 0 | 1.012 | CC | -1 | 0.1672 | 208.2 | 208.2 |  |  |  |  | -0.1672 | -34.8119
11021 | TIEHVCG_1G | 1 | West | YES | -0.0648 | 142.1 | 103 | 142.1 | 0 | 1.012 | CC | -1 | 0.1672 | 142.1 | 142.1 |  |  |  |  | -0.1672 | -23.7597
11022 | TIEHVCG_2G | 1 | West | YES | -0.0648 | 132.4 | 103 | 132.4 | 0 | 1.012 | CC | -1 | 0.1672 | 132.4 | 132.4 |  |  |  |  | -0.1672 | -22.1378
11023 | TIEHVCG_3G | 1 | West | YES | -0.0648 | 137.4 | 103 | 137.4 | 0 | 1.012 | CC | -1 | 0.1672 | 137.4 | 137.4 |  |  |  |  | -0.1672 | -22.9739
11024 | TIEHVCG_4G | 1 | West | YES | -0.0648 | 147 | 103 | 147 | 0 | 1.012 | CC | -1 | 0.1672 | 147 | 147 |  |  |  |  | -0.1672 | -24.579
11025 | TIEHVSG_2G | 1 | West | YES | -0.0648 | 213.2 | 63 | 213.2 | 0 | 1.012 | CC | -1 | 0.1672 | 213.2 | 213.2 |  |  |  |  | -0.1672 | -35.648
6407 | TURKTRAK1A | 1 | West | YES | -0.064539 | 33.9 | 0 | 169.5 | 0 | 1.025 | Wind | -1 | 0.16694 | 0 | 169.5 |  |  |  |  | -0.16694 | 0
76031 | L_GASCCR1_1N | W1 | West | YES | -0.06452 | 30 | 0 | 150 | 0 | 1.02 | Wind | -1 | 0.16692 | 0 | 150 |  |  |  |  | -0.16692 | 0
76091 | L_DIVIDE1_1N | W1 | West | YES | -0.064245 | 110 | 0 | 550 | 0 | 1.02 | Wind | -1 | 0.16665 | 0 | 550 |  |  |  |  | -0.16665 | 0
1146 | NOTREES_1G | 1 | West | YES | -0.064102 | 29.8 | 0 | 149 | 0 | 1.017 | #N/A | -1 | 0.16651 | 149 | 149 |  |  |  |  | -0.16651 | -24.8094
1349 | WESTXWIN_1G | 1 | West | YES | -0.064035 | 1.3 | 0 | 6.6 |  | 1.014 | Wind | -1 | 0.16644 | 0 | 6.6 |  |  |  |  | -0.16644 | 0
1350 | NWPWRG1_1G | 1 | West | YES | -0.064035 | 6.9 | 1 | 34.3 |  | 1.014 | Wind | -1 | 0.16644 | 0 | 34.3 |  |  |  |  | -0.16644 | 0
7038 | L_DELAWA1_1Y | 1 | West | YES | -0.063979 | 3.5 | 0 | 35 | 0 | 1 | Wind | -1 | 0.16638 | 0 | 35 |  |  |  |  | -0.16638 | 0
7038 | L_DELAWA1_1Y | 2 | West | YES | -0.063979 | 3 | 0 | 30 | 0 | 1 | Wind | -1 | 0.16638 | 0 | 30 |  |  |  |  | -0.16638 | 0
1002 | PBCTAGE_1G | A | West | YES | -0.063914 | 64 | 64 | 66 | 0 | 1.036 | GGT | -1 | 0.16632 | 66 | 66 |  |  |  |  | -0.16632 | -10.977
1003 | PBCTBGE_2G | B | West | YES | -0.063914 | 65 | 65 | 66 | 0 | 1.036 | GGT | -1 | 0.16632 | 66 | 66 |  |  |  |  | -0.16632 | -10.977
1004 | PBCTCGE_3G | C | West | YES | -0.063914 | 62 | 62 | 67 | 0 | 1.036 | GGT | -1 | 0.16632 | 67 | 67 |  |  |  |  | -0.16632 | -11.1433
1005 | PBCTDGE_4G | D | West | YES | -0.063914 | 65 | 65 | 68 | 0 | 1.036 | GGT | -1 | 0.16632 | 68 | 68 |  |  |  |  | -0.16632 | -11.3096
1006 | PBCTEGE_5G | E | West | YES | -0.063914 | 65 | 65 | 67 | 0 | 1.036 | GGT | -1 | 0.16632 | 67 | 67 |  |  |  |  | -0.16632 | -11.1433
1007 | PB5GEN_6G | 5 | West | YES | -0.063914 | 91.2 | 40 | 114 | 0 | 1.036 | GST | -1 | 0.16632 | 114 | 114 |  |  |  |  | -0.16632 | -18.9603
1008 | PB6GEN_7G | 6 | West | YES | -0.063914 | 515 | 130 | 515 | 0 | 1.036 | GST | -1 | 0.16632 | 515 | 515 |  |  |  |  | -0.16632 | -85.6539
3097 | MARTLAKE_1G | 1 | North | YES | -0.063151 | 790 | 500 | 790 | 0 | 1.017 | LIGCO | -1 | 0.16556 | 0 | 790 |  |  | 0 | 0 | -0.16556 | 0
3098 | MARTLAKE_2G | 2 | North | YES | -0.063151 | 795 | 461 | 795 | 0 | 1.017 | LIGCO | -1 | 0.16556 | 0 | 795 |  |  | 0 | 0 | -0.16556 | 0
3099 | MARTLAKE_3G | 3 | North | YES | -0.063151 | 804 | 500 | 804 | 0 | 1.017 | LIGCO | -1 | 0.16556 | 0 | 804 |  |  | 0 | 0 | -0.16556 | 0
13116 | TGATEWAY_1G | 1 | North | YES | -0.062483 | 151 | 30 | 151 | 0 | 1.0232 | CC | -1 | 0.16489 | 151 | 151 |  |  | -9.4349 | 151 | -0.16489 | -24.898
13117 | TGATEWAY_2G | 2 | North | YES | -0.062483 | 130 | 30 | 130 | 0 | 1.0232 | CC | -1 | 0.16489 | 130 | 130 |  |  | -8.1228 | 130 | -0.16489 | -21.4353
13118 | TGATEWAY_3G | 3 | North | YES | -0.062483 | 148 | 30 | 148 | 0 | 1.0232 | CC | -1 | 0.16489 | 148 | 148 |  |  | -9.2475 | 148 | -0.16489 | -24.4033
13119 | TGATEWAY_4G | 4 | North | YES | -0.062483 | 399 | 65 | 399 | 0 | 1.0232 | CC | -1 | 0.16489 | 399 | 399 |  |  | -24.9307 | 399 | -0.16489 | -65.79
3348 | CHAMPION_1G | MB | North | YES | -0.061837 | 0 | 42 | 42 |  | 1 | Cogen | -1 | 0.16424 | 0 | 0 |  |  | 0 | 0 | -0.16424 | 0
3113 | LUFKINWB_1G | 1 | North | YES | -0.061768 | 0 | 0 | 50 |  | 1.01 | #N/A | -1 | 0.16417 | 50 | 50 |  |  | -3.0884 | 50 | -0.16417 | -8.2086
3107 | STRYKER_1G | 1 | North | YES | -0.061592 | 145.6 | 45 | 182 | 0 | 1.029 | GST | -1 | 0.164 | 182 | 182 |  |  | -11.2097 | 182 | -0.164 | -29.8473
3108 | STRYKER_2G | 2 | North | YES | -0.061592 | 484 | 75 | 484 | 0 | 1.029 | GST | -1 | 0.164 | 484 | 484 |  |  | -29.8105 | 484 | -0.164 | -79.3742
60007 | KING_SW1A | 1 | West | YES | -0.057977 | 20 | 0 | 80 |  | 1.03 | Wind | -1 | 0.16038 | 0 | 80 |  |  |  |  | -0.16038 | 0
60019 | KING_NW1A | 1 | West | YES | -0.057977 | 20 | 0 | 80 |  | 1.03 | Wind | -1 | 0.16038 | 0 | 80 |  |  |  |  | -0.16038 | 0
60201 | RIO DRCS | F | West | YES | -0.05749 | 0 | 0 | 0 | 0 | 1.025 | AVR | -1 | 0.15989 | 0 | 0 |  |  |  |  | -0.15989 | 0
60016 | WOODWRD11A | 1 | West | YES | -0.057447 | 20 | 0 | 80 |  | 1.033 | Wind | -1 | 0.15985 | 0 | 80 |  |  |  |  | -0.15985 | 0
38332 | TNWDWRDU2_8 | 1 | West | YES | -0.057434 | 20 | 0 | 80 | 0 | 1.0232 | Wind | -1 | 0.15984 | 0 | 80 |  |  |  |  | -0.15984 | 0
38437 | TNSRBNMESA9 | 1 | West | YES | -0.05739 | 37.5 | 0 | 150 |  | 1.02 | Wind | -1 | 0.15979 | 0 | 150 |  |  |  |  | -0.15979 | 0
6016 | SWMESA | 1 | West | YES | -0.057186 | 18.8 | 0 | 75 |  | 1.03 | Wind | -1 | 0.15959 | 0 | 75 |  |  |  |  | -0.15959 | 0
60003 | KING_NE1A | 1 | West | YES | -0.057186 | 20 | 0 | 80 |  | 1.03 | Wind | -1 | 0.15959 | 0 | 80 |  |  |  |  | -0.15959 | 0
60005 | KING_SE1A | 1 | West | YES | -0.057186 | 10 | 0 | 40 |  | 1.035 | Wind | -1 | 0.15959 | 0 | 40 |  |  |  |  | -0.15959 | 0
60000 | DSKY2 | 1 | West | YES | -0.056392 | 19.1 | 0 | 76.5 |  | 1.039 | Wind | -1 | 0.1588 | 0 | 76.5 |  |  |  |  | -0.1588 | 0
60017 | ORNNWP1 | 1 | West | YES | -0.055953 | 20 | 0 | 80 |  | 1.027 | Wind | -1 | 0.15836 | 0 | 80 |  |  |  |  | -0.15836 | 0
60018 | DSKY1 | 1 | West | YES | -0.055473 | 21 | 0 | 84 | 0 | 1.023 | Wind | -1 | 0.15788 | 0 | 84 |  |  |  |  | -0.15788 | 0
13134 | CALFREST_4G | 4 | North | YES | -0.054951 | 151.5 | 40 | 151.5 | 0 | 1.031 | CC | -1 | 0.15736 | 151.5 | 151.5 |  |  | -8.3251 | 151.5 | -0.15736 | -23.8393
13135 | CALFREST_5G | 5 | North | YES | -0.054951 | 152.3 | 57 | 152.3 | 0 | 1.031 | CC | -1 | 0.15736 | 152.3 | 152.3 |  |  | -8.369 | 152.3 | -0.15736 | -23.9652
13136 | CALFREST_6G | 6 | North | YES | -0.054951 | 177.5 | 40 | 177.5 | 0 | 1.031 | CC | -1 | 0.15736 | 177.5 | 177.5 |  |  | -9.7538 | 177.5 | -0.15736 | -27.9306
13131 | CALFREST_1G | 1 | North | YES | -0.054621 | 150.7 | 40 | 150.7 | 0 | 1.031 | CC | -1 | 0.15703 | 150.7 | 150.7 |  |  | -8.2314 | 150.7 | -0.15703 | -23.6637
13132 | CALFREST_2G | 2 | North | YES | -0.054621 | 151 | 57 | 151 | 0 | 1.031 | CC | -1 | 0.15703 | 151 | 151 |  |  | -8.2478 | 151 | -0.15703 | -23.7108
13133 | CALFREST_3G | 3 | North | YES | -0.054621 | 177.4 | 40 | 177.4 | 0 | 1.031 | CC | -1 | 0.15703 | 177.4 | 177.4 |  |  | -9.6898 | 177.4 | -0.15703 | -27.8563
3381 | BBRN_1G | 1 | North | YES | -0.053034 | 618 | 225 | 618 | 0 | 1.03 | LIGCO | -1 | 0.15544 | 0 | 618 |  |  | 0 | 0 | -0.15544 | 0
3382 | BBRN_2G | 2 | North | YES | -0.053034 | 589 | 225 | 589 | 0 | 1.03 | LIGCO | -1 | 0.15544 | 0 | 589 |  |  | 0 | 0 | -0.15544 | 0
60202 | FRNDDRCS | F | West | YES | -0.045818 | 0 | 0 | 0 | 0 | 0.9985 | AVR | -1 | 0.14822 | 0 | 0 |  |  |  |  | -0.14822 | 0
48721 | LEG_1___1 | 1 | North | YES | -0.035113 | 827 | 357 | 827 | 0 | 1.0348 | LIGCO | -1 | 0.13752 | 0 | 827 |  |  | 0 | 0 | -0.13752 | 0
48722 | LEG_2___2 | 2 | North | YES | -0.035113 | 819 | 357 | 819 | 0 | 1.0348 | LIGCO | -1 | 0.13752 | 0 | 819 |  |  | 0 | 0 | -0.13752 | 0
39960 | TNTNPONE_18 | 1 | North | YES | -0.027923 | 152.3 | 30 | 152.3 |  | 1.04 | LIGCO | -1 | 0.13033 | 0 | 152.3 |  |  | 0 | 0 | -0.13033 | 0
39970 | TNTNPONE_28 | 1 | North | YES | -0.027923 | 153 | 30 | 153 |  | 1.04 | LIGCO | -1 | 0.13033 | 0 | 153 |  |  | 0 | 0 | -0.13033 | 0
990 | GIBN_CREK_G1 | 1 | North | YES | -0.009668 | 463 | 200 | 463 | 0 | 1.0275 | LIGCO | -1 | 0.11207 | 0 | 463 |  |  | 0 | 0 | -0.11207 | 0
32886 | BRYN_ATKINS3 | MB | North | YES | -0.008792 | 0 | 5 | 12 |  | 1 | GST | -1 | 0.1112 | 0 | 0 |  |  | 0 | 0 | -0.1112 | 0
32887 | BRYN_ATKINS6 | MB | North | YES | -0.008792 | 0 | 12 | 51 |  | 1.028 | GST | -1 | 0.1112 | 0 | 0 |  |  | 0 | 0 | -0.1112 | 0
32888 | BRYN_ATKINS7 | 1 | North | YES | -0.008792 | 13.6 | 4 | 17 |  | 1.028 | GGT | -1 | 0.1112 | 17 | 17 |  |  | -0.14946 | 17 | -0.1112 | -1.8903
32890 | BRYN_ATKINS4 | MB | North | YES | -0.008792 | 0 | 5 | 22 |  | 1.031 | GST | -1 | 0.1112 | 0 | 0 |  |  | 0 | 0 | -0.1112 | 0
32891 | BRYN_ATKINS5 | MB | North | YES | -0.008792 | 0 | 5 | 25 |  | 1.031 | GST | -1 | 0.1112 | 0 | 0 |  |  | 0 | 0 | -0.1112 | 0
32798 | BRYN_TAMUGEN | 1 | North | YES | -0.007978 | 32 | 0 | 32 |  | 1.02 | GST | -1 | 0.11038 | 32 | 32 |  |  | -0.2553 | 32 | -0.11038 | -3.5322
32883 | BRYN_DNSBY3 | 1 | North | YES | -0.006812 | 0 | 2 | 48 |  | 1.015 | GST | -1 | 0.10922 | 48 | 48 |  |  | -0.32698 | 48 | -0.10922 | -5.2424
32884 | BRYN_DNSBY13 | 1 | North | YES | -0.006812 | 46 | 2 | 46 | 0 | 1.015 | GST | -1 | 0.10922 | 46 | 46 |  |  | -0.31335 | 46 | -0.10922 | -5.0239
32892 | BRYN_DNSBY14 | 1 | North | YES | -0.006812 | 84 | 25 | 105 | 0 | 1.035 | GST | -1 | 0.10922 | 105 | 105 |  |  | -0.71526 | 105 | -0.10922 | -11.4677
48671 | FTR_GT1_5105 | 1 | North | YES | -0.004084 | 154.2 | 0 | 154.2 | 0 | 1.0319 | CC | -1 | 0.10649 | 154.2 | 154.2 |  |  | -0.62975 | 154.2 | -0.10649 | -16.4205
48672 | FTR_GT2_5110 | 2 | North | YES | -0.004084 | 159 | 0 | 159 | 0 | 1.0319 | CC | -1 | 0.10649 | 159 | 159 |  |  | -0.64936 | 159 | -0.10649 | -16.9316
48673 | FTR_GT3_5085 | 3 | North | YES | -0.004084 | 158 | 0 | 158 | 0 | 1.0319 | CC | -1 | 0.10649 | 158 | 158 |  |  | -0.64527 | 158 | -0.10649 | -16.8251
48674 | FTR_CN4_5095 | 4 | North | YES | -0.004084 | 380 | 0 | 380 | 0 | 1.0319 | CC | -1 | 0.10649 | 380 | 380 |  |  | -1.5519 | 380 | -0.10649 | -40.4655
5934 | SI_RAY5 | 5 | South | YES | 0 | 0 | 10 | 15 |  | 1.035 | GST | 1 | 0.074162 | 15 | 15 | 0 | 15 |  |  | 0.074162 | 1.1124
8139 | JOS #1 | MB | South | YES | 0 | 0 | 45 | 255 |  | 1.02 | GST | 1 | 0.074162 | 0 | 0 | 0 | 0 |  |  | 0.074162 | 0
8285 | LAR #1 | MB | South | YES | 0 | 0 | 9 | 32 |  | 1.0497 | GST | 1 | 0.074162 | 0 | 0 | 0 | 0 |  |  | 0.074162 | 0
8287 | LAR #2 | MB | South | YES | 0 | 0 | 9 | 32 |  | 1.04 | GST | 1 | 0.074162 | 0 | 0 | 0 | 0 |  |  | 0.074162 | 0
8288 | LAR #3 | MB | South | YES | 0 | 0 | 25 | 105 |  | 1.04 | GST | 1 | 0.074162 | 0 | 0 | 0 | 0 |  |  | 0.074162 | 0
8388 | BATES0A | MB | South | YES | 0 | 0 | 21 | 71 |  | 1.033 | GST | 1 | 0.074162 | 0 | 0 | 0 | 0 |  |  | 0.074162 | 0
8393 | BATES0B | MB | South | YES | 0 | 0 | 25 | 110 |  | 1.03 | GST | 1 | 0.074162 | 0 | 0 | 0 | 0 |  |  | 0.074162 | 0
8437 | NUECES_B0C | MB | South | YES | 0 | 0 | 7 | 30 |  | 1.03 | GST | 1 | 0.074162 | 0 | 0 | 0 | 0 |  |  | 0.074162 | 0
8438 | NUECES_B0B | MB | South | YES | 0 | 0 | 26 | 169 |  | 1.03 | GST | 1 | 0.074162 | 0 | 0 | 0 | 0 |  |  | 0.074162 | 0
8442 | NUECES_B0A | MB | South | YES | 0 | 0 | 81 | 367 |  | 1.03 | GST | 1 | 0.074162 | 0 | 0 | 0 | 0 |  |  | 0.074162 | 0
39190 | TNSLCGN1__8 | 1 | Houston | YES | 0 | 0 | 10 | 30 |  | 1.03 | Cogen | 1 | 0.074162 | 0 | 0 |  |  |  |  | 0.074162 | 0
48591 | CHE_GT2_5030 | 2 | Houston | YES | 0.023523 | 173 | 50 | 173 | 0 | 1.029 | Cogen | 1 | 0.097685 | 0 | 0 |  |  |  |  | 0.097685 | 0
48811 | CVC_GT3_5045 | 3 | Houston | YES | 0.023523 | 156 | 91.8 | 156 | 0 | 1.029 | Cogen | 1 | 0.097685 | 0 | 0 |  |  |  |  | 0.097685 | 0
48812 | CVC_GT2_5020 | 2 | Houston | YES | 0.023523 | 158 | 91.8 | 158 | 0 | 1.029 | Cogen | 1 | 0.097685 | 0 | 0 |  |  |  |  | 0.097685 | 0
48813 | CVC_GT1_5035 | 1 | Houston | YES | 0.023523 | 160 | 91.8 | 160 | 0 | 1.029 | Cogen | 1 | 0.097685 | 0 | 0 |  |  |  |  | 0.097685 | 0
48814 | CVC_ST5_5040 | 1 | Houston | YES | 0.023523 | 162 | 91.8 | 162 | 0 | 1.029 | Cogen | 1 | 0.097685 | 0 | 0 |  |  |  |  | 0.097685 | 0
48885 | THW_5152 | A | Houston | YES | 0.026578 | 46.4 | 5 | 58 |  | 1.0319 | GGT | 1 | 0.10074 | 58 | 58 |  |  |  |  | 0.10074 | 5.8429
48885 | THW_5152 | B | Houston | YES | 0.026578 | 47.2 | 5 | 59 |  | 1.0319 | GGT | 1 | 0.10074 | 59 | 59 |  |  |  |  | 0.10074 | 5.9437
48886 | THW_5354 | D | Houston | YES | 0.026578 | 46.4 | 5 | 58 |  | 1.0319 | GGT | 1 | 0.10074 | 58 | 58 |  |  |  |  | 0.10074 | 5.8429
48886 | THW_5354 | C | Houston | YES | 0.026578 | 45.6 | 5 | 57 |  | 1.0319 | GGT | 1 | 0.10074 | 57 | 57 |  |  |  |  | 0.10074 | 5.7422
48887 | THW_5556 | F | Houston | YES | 0.026578 | 45.6 | 5 | 57 |  | 1.0319 | GGT | 1 | 0.10074 | 57 | 57 |  |  |  |  | 0.10074 | 5.7422
48887 | THW_5556 | E | Houston | YES | 0.026578 | 47.2 | 5 | 59 |  | 1.0319 | GGT | 1 | 0.10074 | 59 | 59 |  |  |  |  | 0.10074 | 5.9437
48690 | GBY_GN5_5 | 5 | Houston | YES | 0.026794 | 318.4 | 81 | 398 |  | 1.0362 | GSC | 1 | 0.10096 | 398 | 398 |  |  |  |  | 0.10096 | 40.1806
48595 | BTE_GT2_8075 | 1 | Houston | YES | 0.026942 | 162.8 | 130 | 162.8 | 0 | 1.0261 | CC | 1 | 0.1011 | 162.8 | 162.8 |  |  |  |  | 0.1011 | 16.4598
48596 | BTE_GT3_8045 | 2 | Houston | YES | 0.026942 | 161.4 | 130 | 161.4 | 0 | 1.0261 | CC | 1 | 0.1011 | 161.4 | 161.4 |  |  |  |  | 0.1011 | 16.3182
48597 | BTE_GT4_8055 | 3 | Houston | YES | 0.026942 | 158.9 | 130 | 158.9 | 0 | 1.0261 | CC | 1 | 0.1011 | 158.9 | 158.9 |  |  |  |  | 0.1011 | 16.0655
48598 | BTE_ST1_8070 | 4 | Houston | YES | 0.026942 | 269.2 | 60 | 269.2 | 0 | 1.0261 | CC | 1 | 0.1011 | 269.2 | 269.2 |  |  |  |  | 0.1011 | 27.2173
48583 | CBY_GT4_1 | 1 | Houston | YES | 0.027442 | 172 | 0 | 172 | 0 | 1.026 | GSC | 1 | 0.1016 | 172 | 172 |  |  |  |  | 0.1016 | 17.4759
48584 | CBY_GT4_2 | 2 | Houston | YES | 0.027442 | 172 | 0 | 172 | 0 | 1.026 | CC | 1 | 0.1016 | 172 | 172 |  |  |  |  | 0.1016 | 17.4759
48585 | CBY_ST4_1 | 3 | Houston | YES | 0.027442 | 172 | 0 | 172 | 0 | 1.026 | CC | 1 | 0.1016 | 172 | 172 |  |  |  |  | 0.1016 | 17.4759
48815 | CVC_GT4_8005 | 4 | Houston | YES | 0.027538 | 165 | 91.8 | 165 |  | 1.0362 | Cogen | 1 | 0.1017 | 0 | 0 |  |  |  |  | 0.1017 | 0
48581 | CBY_GN1_1 | 1 | Houston | YES | 0.027665 | 595.2 | 108 | 744 | 0 | 1.0435 | GSC | 1 | 0.10183 | 744 | 744 |  |  |  |  | 0.10183 | 75.7595
48791 | PSA_GT1_8160 | 1 | Houston | YES | 0.027697 | 52 | 20.8 | 65 | 0 | 1.0362 | Cogen | 1 | 0.10186 | 0 | 0 |  |  |  |  | 0.10186 | 0
48792 | PSA_GT2_8155 | 2 | Houston | YES | 0.027697 | 52.8 | 20.3 | 66 | 0 | 1.0362 | Cogen | 1 | 0.10186 | 0 | 0 |  |  |  |  | 0.10186 | 0
48793 | PSA_GT3_8150 | 3 | Houston | YES | 0.027697 | 56 | 20.3 | 70 | 0 | 1.0362 | Cogen | 1 | 0.10186 | 0 | 0 |  |  |  |  | 0.10186 | 0
48794 | PSA_GT4_8145 | 4 | Houston | YES | 0.027697 | 52.8 | 20.3 | 66 | 0 | 1.0362 | Cogen | 1 | 0.10186 | 0 | 0 |  |  |  |  | 0.10186 | 0
48795 | PSA_GT5_8140 | 5 | Houston | YES | 0.027697 | 51.2 | 20.3 | 64 | 0 | 1.0362 | Cogen | 1 | 0.10186 | 0 | 0 |  |  |  |  | 0.10186 | 0
48796 | PSA_GN1_8165 | 1 | Houston | YES | 0.027697 | 83.2 | 43.1 | 104 | 0 | 1.0362 | Cogen | 1 | 0.10186 | 0 | 0 |  |  |  |  | 0.10186 | 0
48797 | PSA_GT6_8135 | 6 | Houston | YES | 0.027697 | 47.2 | 34.5 | 59 | 0 | 1.0362 | Cogen | 1 | 0.10186 | 0 | 0 |  |  |  |  | 0.10186 | 0
48651 | EP_1_2 | 2 | Houston | YES | 0.027704 | 17.7 | 10 | 21 | 0 | 1.0362 | Cogen | 1 | 0.10187 | 0 | 0 |  |  |  |  | 0.10187 | 0
48651 | EP_1_2 | 1 | Houston | YES | 0.027704 | 4 | 0 | 5 | 0 | 1.0362 | Cogen | 1 | 0.10187 | 0 | 0 |  |  |  |  | 0.10187 | 0
48883 | THW_GT1_GT_1 | B2 | Houston | YES | 0.028097 | 0 | 0 | 12 |  | 1.043 | GGT | 1 | 0.10226 | 12 | 12 |  |  |  |  | 0.10226 | 1.2271
49803 | EXN_15GT | 1 | Houston | YES | 0.028176 | 33 | 8.3 | 34 |  | 1.0326 | Cogen | 1 | 0.10234 | 0 | 0 |  |  |  |  | 0.10234 | 0
49804 | EXN_16GT | 2 | Houston | YES | 0.028176 | 32 | 8.3 | 34.7 |  | 1.0326 | Cogen | 1 | 0.10234 | 0 | 0 |  |  |  |  | 0.10234 | 0
49805 | EXN_17GT | 3 | Houston | YES | 0.028176 | 31 | 8.3 | 32.7 |  | 1.0326 | Cogen | 1 | 0.10234 | 0 | 0 |  |  |  |  | 0.10234 | 0
49826 | EXN938GT | 5 | Houston | YES | 0.028176 | 43 | 9.2 | 45.9 | 0 | 1.0326 | Cogen | 1 | 0.10234 | 0 | 0 |  |  |  |  | 0.10234 | 0
49828 | EXN941GT | 10 | Houston | YES | 0.028176 | 17.7 | 5.4 | 17.7 | 0 | 1.0326 | Cogen | 1 | 0.10234 | 0 | 0 |  |  |  |  | 0.10234 | 0
49829 | EXN942GT | 11 | Houston | YES | 0.028176 | 20 | 5.4 | 20.4 | 0 | 1.0326 | Cogen | 1 | 0.10234 | 0 | 0 |  |  |  |  | 0.10234 | 0
49830 | EXN943GT | 12 | Houston | YES | 0.028176 | 19 | 5.4 | 19.9 | 0 | 1.0326 | Cogen | 1 | 0.10234 | 0 | 0 |  |  |  |  | 0.10234 | 0
49831 | EXN944GT | 13 | Houston | YES | 0.028176 | 33 | 5.4 | 35 | 0 | 1.0326 | Cogen | 1 | 0.10234 | 0 | 0 |  |  |  |  | 0.10234 | 0
49832 | EXN945GT | 9 | Houston | YES | 0.028176 | 18.5 | 9.2 | 18.5 | 0 | 1.0326 | Cogen | 1 | 0.10234 | 0 | 0 |  |  |  |  | 0.10234 | 0
49837 | EXN_GT | 4 | Houston | YES | 0.028176 | 81 | 21.3 | 85.4 | 0 | 1.0326 | Cogen | 1 | 0.10234 | 0 | 0 |  |  |  |  | 0.10234 | 0
49838 | EXN_14GT | 14 | Houston | YES | 0.028176 | 140 | 0 | 148 |  | 1.0326 | Cogen | 1 | 0.10234 | 0 | 0 |  |  |  |  | 0.10234 | 0
48582 | CBY_GN2_2 | 2 | Houston | YES | 0.028348 | 596.8 | 110 | 746 | 0 | 1.0435 | GSC | 1 | 0.10251 | 746 | 746 |  |  |  |  | 0.10251 | 76.4727
48873 | THW_ST3_ST_3 | 3 | Houston | YES | 0.028763 | 107 | 19 | 107 | 0 | 1.0435 | CC | 1 | 0.10293 | 107 | 107 |  |  |  |  | 0.10293 | 11.013
48874 | THW_ST4_ST_4 | 4 | Houston | YES | 0.028763 | 108 | 19 | 108 | 0 | 1.0435 | CC | 1 | 0.10293 | 108 | 108 |  |  |  |  | 0.10293 | 11.1159
48875 | THW_3132 | B | Houston | YES | 0.028763 | 53 | 5 | 53 | 0 | 1.0435 | CC | 1 | 0.10293 | 53 | 53 |  |  |  |  | 0.10293 | 5.455
48875 | THW_3132 | A | Houston | YES | 0.028763 | 55 | 5 | 55 | 0 | 1.0435 | CC | 1 | 0.10293 | 55 | 55 |  |  |  |  | 0.10293 | 5.6609
48877 | THW_3334 | C | Houston | YES | 0.028763 | 55 | 5 | 55 | 0 | 1.0435 | CC | 1 | 0.10293 | 55 | 55 |  |  |  |  | 0.10293 | 5.6609
48877 | THW_3334 | D | Houston | YES | 0.028763 | 57 | 5 | 57 | 0 | 1.0435 | CC | 1 | 0.10293 | 57 | 57 |  |  |  |  | 0.10293 | 5.8667
48879 | THW_4142 | E | Houston | YES | 0.028763 | 56 | 5 | 56 | 0 | 1.0435 | CC | 1 | 0.10293 | 56 | 56 |  |  |  |  | 0.10293 | 5.7638
48879 | THW_4142 | F | Houston | YES | 0.028763 | 55 | 5 | 55 | 0 | 1.0435 | CC | 1 | 0.10293 | 55 | 55 |  |  |  |  | 0.10293 | 5.6609
48881 | THW_4344 | G | Houston | YES | 0.028763 | 58 | 5 | 58 | 0 | 1.0435 | CC | 1 | 0.10293 | 58 | 58 |  |  |  |  | 0.10293 | 5.9697
48881 | THW_4344 | H | Houston | YES | 0.028763 | 58 | 5 | 58 | 0 | 1.0435 | CC | 1 | 0.10293 | 58 | 58 |  |  |  |  | 0.10293 | 5.9697
48593 | CHE_GT1_8015 | 1 | Houston | YES | 0.029303 | 173 | 50 | 173 | 0 | 1.0362 | Cogen | 1 | 0.10347 | 0 | 0 |  |  |  |  | 0.10347 | 0
48594 | CHE_GN4_8025 | 4 | Houston | YES | 0.029303 | 142 | 60 | 142 | 0 | 1.0362 | Cogen | 1 | 0.10347 | 0 | 0 |  |  |  |  | 0.10347 | 0
48511 | LPE_GT1_8070 | 1 | Houston | YES | 0.029375 | 42 | 0 | 42 | 0 | 1.0362 | GGT | 1 | 0.10354 | 42 | 42 |  |  |  |  | 0.10354 | 4.3486
48512 | LPE_GT2_8075 | 2 | Houston | YES | 0.029375 | 42 | 0 | 42 | 0 | 1.0362 | GGT | 1 | 0.10354 | 42 | 42 |  |  |  |  | 0.10354 | 4.3486
48513 | LPE_GT3_8080 | 3 | Houston | YES | 0.029375 | 39 | 0 | 39 | 0 | 1.0362 | GGT | 1 | 0.10354 | 39 | 39 |  |  |  |  | 0.10354 | 4.038
48514 | LPE_GT4_8085 | 4 | Houston | YES | 0.029375 | 39 | 0 | 39 | 0 | 1.0362 | GGT | 1 | 0.10354 | 39 | 39 |  |  |  |  | 0.10354 | 4.038
48500 | APD_GT1_8005 | 1 | Houston | YES | 0.029445 | 137.6 | 54.6 | 137.6 |  | 1.0362 | Cogen | 1 | 0.10361 | 0 | 0 |  |  |  |  | 0.10361 | 0
48820 | SHELLG1_3015 | 1 | Houston | YES | 0.029822 | 71 | 34.5 | 71 |  | 1.029 | Cogen | 1 | 0.10398 | 0 | 0 |  |  |  |  | 0.10398 | 0
48821 | SHELLG2 | 2 | Houston | YES | 0.029822 | 72 | 34.5 | 72 |  | 1.029 | Cogen | 1 | 0.10398 | 0 | 0 |  |  |  |  | 0.10398 | 0
48822 | SHELLG3_3020 | 2 | Houston | YES | 0.029822 | 30 | 0 | 30 |  | 1.029 | Cogen | 1 | 0.10398 | 0 | 0 |  |  |  |  | 0.10398 | 0
48822 | SHELLG3_3020 | 1 | Houston | YES | 0.029822 | 39 | 0 | 39 |  | 1.029 | Cogen | 1 | 0.10398 | 0 | 0 |  |  |  |  | 0.10398 | 0
48740 | PSG_GN2_8050 | 1 | Houston | YES | 0.030084 | 182 | 60 | 182 | 0 | 1.0326 | Cogen | 1 | 0.10425 | 0 | 0 |  |  |  |  | 0.10425 | 0
48741 | PSG_GT2_8040 | 1 | Houston | YES | 0.030084 | 158.6 | 50 | 158.6 | 0 | 1.0326 | Cogen | 1 | 0.10425 | 0 | 0 |  |  |  |  | 0.10425 | 0
48742 | PSG_GT3_8060 | 1 | Houston | YES | 0.030084 | 157 | 50 | 157 | 0 | 1.0326 | Cogen | 1 | 0.10425 | 0 | 0 |  |  |  |  | 0.10425 | 0
48854 | SRB_GN4_4 | 4 | Houston | YES | 0.030086 | 182.4 | 35 | 228 | 0 | 1.0326 | GST | 1 | 0.10425 | 228 | 228 |  |  |  |  | 0.10425 | 23.7686
48611 | DIB_GT1_8080 | 1 | Houston | YES | 0.030092 | 64 | 0 | 64 | 0 | 1.0326 | Cogen | 1 | 0.10425 | 0 | 0 |  |  |  |  | 0.10425 | 0
48612 | DIB_GT2_8075 | 2 | Houston | YES | 0.030092 | 63.2 | 0 | 63.2 | 0 | 1.0326 | Cogen | 1 | 0.10425 | 0 | 0 |  |  |  |  | 0.10425 | 0
48613 | DIB_ST1_8085 | 3 | Houston | YES | 0.030092 | 67.9 | 30 | 82.6 | 0 | 1.0326 | Cogen | 1 | 0.10425 | 0 | 0 |  |  |  |  | 0.10425 | 0
48614 | DIB_GT3_8090 | 4 | Houston | YES | 0.030092 | 73.6 | 15 | 73.6 | 0 | 1.0326 | Cogen | 1 | 0.10425 | 0 | 0 |  |  |  |  | 0.10425 | 0
48845 | SOL_GT1 | 1 | Houston | YES | 0.030094 | 16.2 | 15.4 | 16.2 |  | 1.0326 | Solar | 1 | 0.10426 | 16.2 | 16.2 |  |  |  |  | 0.10426 | 1.689
48853 | SRB_GN3_3 | 3 | Houston | YES | 0.030098 | 170.4 | 35 | 213 |  | 1.0326 | GST | 1 | 0.10426 | 213 | 213 |  |  |  |  | 0.10426 | 22.2074
48551 | CAL_GT1_8045 | 1 | Houston | YES | 0.030141 | 149 | 0 | 149 | 0 | 1.0326 | Cogen | 1 | 0.1043 | 0 | 0 |  |  |  |  | 0.1043 | 0
48552 | CAL_ST1_8000 | 2 | Houston | YES | 0.030141 | 65.1 | 0 | 65.1 | 0 | 1.0326 | Cogen | 1 | 0.1043 | 0 | 0 |  |  |  |  | 0.1043 | 0
48851 | SRB_GN1_1 | 1 | Houston | YES | 0.030148 | 132 | 26 | 165 | 0 | 1.0217 | GST | 1 | 0.10431 | 165 | 165 |  |  |  |  | 0.10431 | 17.2112
48852 | SRB_GN2_2 | 2 | Houston | YES | 0.030162 | 140.8 | 26 | 176 | 0 | 1.0217 | GST | 1 | 0.10432 | 176 | 176 |  |  |  |  | 0.10432 | 18.3611
48855 | SRB_GT211035 | B1 | Houston | YES | 0.030173 | 0 | 0 | 18 |  | 1.014 | GGT | 1 | 0.10434 | 18 | 18 |  |  |  |  | 0.10434 | 1.878
48855 | SRB_GT211035 | B2 | Houston | YES | 0.030173 | 0 | 0 | 12 |  | 1.014 | GGT | 1 | 0.10434 | 12 | 12 |  |  |  |  | 0.10434 | 1.252
48761 | PR_GT1__9040 | 1 | Houston | YES | 0.030361 | 26 | 0 | 35 |  | 1 | Cogen | 1 | 0.10452 | 0 | 0 |  |  |  |  | 0.10452 | 0
48641 | DPEC_GT15040 | 1 | Houston | YES | 0.030536 | 163.2 | 98 | 163.2 | 0 | 1.0319 | CC | 1 | 0.1047 | 163.2 | 163.2 |  |  |  |  | 0.1047 | 17.0868
48642 | DPEC_GT25025 | 2 | Houston | YES | 0.030536 | 157.1 | 98 | 157.1 | 0 | 1.0319 | CC | 1 | 0.1047 | 157.1 | 157.1 |  |  |  |  | 0.1047 | 16.4481
48643 | DPEC_GT35010 | 3 | Houston | YES | 0.030536 | 157.5 | 98 | 157.5 | 0 | 1.0319 | CC | 1 | 0.1047 | 157.5 | 157.5 |  |  |  |  | 0.1047 | 16.49
48644 | DPEC_GT45070 | 4 | Houston | YES | 0.030536 | 157 | 98 | 157 | 0 | 1.0319 | CC | 1 | 0.1047 | 157 | 157 |  |  |  |  | 0.1047 | 16.4376
48645 | DPEC_ST55065 | 5 | Houston | YES | 0.030536 | 282 | 0 | 282 | 0 | 1.0319 | CC | 1 | 0.1047 | 282 | 282 |  |  |  |  | 0.1047 | 29.5249
48841 | SJS_GT1_GT1 | 1 | Houston | YES | 0.030743 | 62.4 | 49 | 78 | 0 | 1.0362 | Cogen | 1 | 0.10491 | 0 | 0 |  |  |  |  | 0.10491 | 0
48842 | SJS_GT2_GT2 | 2 | Houston | YES | 0.030743 | 64.8 | 49 | 81 | 0 | 1.0362 | Cogen | 1 | 0.10491 | 0 | 0 |  |  |  |  | 0.10491 | 0
48691 | GBY_73741085 | A | Houston | YES | 0.031001 | 37.6 | 20 | 47 | 0 | 1.0362 | GGT | 1 | 0.10516 | 47 | 47 |  |  |  |  | 0.10516 | 4.9427
48691 | GBY_73741085 | B | Houston | YES | 0.031001 | 37.6 | 20 | 47 | 0 | 1.0362 | GGT | 1 | 0.10516 | 47 | 47 |  |  |  |  | 0.10516 | 4.9427
48692 | GBY_81821075 | C | Houston | YES | 0.031001 | 37.6 | 20 | 47 | 0 | 1.0362 | GGT | 1 | 0.10516 | 47 | 47 |  |  |  |  | 0.10516 | 4.9427
48692 | GBY_81821075 | D | Houston | YES | 0.031001 | 44 | 20 | 55 | 0 | 1.0362 | GGT | 1 | 0.10516 | 55 | 55 |  |  |  |  | 0.10516 | 5.784
48693 | GBY_83841065 | E | Houston | YES | 0.031001 | 45.6 | 20 | 57 | 0 | 1.0362 | GGT | 1 | 0.10516 | 57 | 57 |  |  |  |  | 0.10516 | 5.9943
48693 | GBY_83841065 | F | Houston | YES | 0.031001 | 43.2 | 20 | 54 | 0 | 1.0362 | GGT | 1 | 0.10516 | 54 | 54 |  |  |  |  | 0.10516 | 5.6788
48531 | BYU_GT1_8075 | 1 | Houston | YES | 0.03151 | 65 | 0 | 65 |  | 1.0362 | Cogen | 1 | 0.10567 | 0 | 0 |  |  |  |  | 0.10567 | 0
48532 | BYU_GT2_8055 | 2 | Houston | YES | 0.03151 | 62 | 0 | 62 |  | 1.0362 | Cogen | 1 | 0.10567 | 0 | 0 |  |  |  |  | 0.10567 | 0
48533 | BYU_GT3_8060 | 3 | Houston | YES | 0.03151 | 67 | 0 | 67 |  | 1.0362 | Cogen | 1 | 0.10567 | 0 | 0 |  |  |  |  | 0.10567 | 0
48534 | BYU_GT4_8065 | 4 | Houston | YES | 0.03151 | 65 | 0 | 65 |  | 1.0362 | Cogen | 1 | 0.10567 | 0 | 0 |  |  |  |  | 0.10567 | 0
48561 | CTL_GT2_8130 | 1 | Houston | YES | 0.031917 | 73.5 | 30.3 | 91.9 |  | 1.0362 | Cogen | 1 | 0.10608 | 0 | 0 |  |  |  |  | 0.10608 | 0
48562 | CTL_GT3_8135 | 2 | Houston | YES | 0.031917 | 70.1 | 30.3 | 87.6 |  | 1.0362 | Cogen | 1 | 0.10608 | 0 | 0 |  |  |  |  | 0.10608 | 0
48563 | CTL_GT4_8140 | 3 | Houston | YES | 0.031917 | 69.6 | 30.3 | 87 |  | 1.0362 | Cogen | 1 | 0.10608 | 0 | 0 |  |  |  |  | 0.10608 | 0
48564 | CTL_GN1_8145 | 4 | Houston | YES | 0.031917 | 43.6 | 12.9 | 54.5 |  | 1.0362 | Cogen | 1 | 0.10608 | 0 | 0 |  |  |  |  | 0.10608 | 0
48565 | CTL_GN2_8155 | 5 | Houston | YES | 0.031917 | 9.8 | 3.4 | 12.2 |  | 1.0362 | Cogen | 1 | 0.10608 | 0 | 0 |  |  |  |  | 0.10608 | 0
48772 | PHR_GN2_2 | MB | Houston | YES | 0.032982 | 0 | 72 | 459 |  | 1.0362 | GSC | 1 | 0.10714 | 0 | 0 |  |  |  |  | 0.10714 | 0
38580 | TNBP_CGN1_8 | 1 | Houston | YES | 0.034509 | 70.8 | 0 | 70.8 | 0 | 1.005 | Cogen | 1 | 0.10867 | 0 | 0 |  |  |  |  | 0.10867 | 0
38590 | TNBP_CGN2_8 | 2 | Houston | YES | 0.034509 | 66.7 | 0 | 66.7 | 0 | 1.005 | Cogen | 1 | 0.10867 | 0 | 0 |  |  |  |  | 0.10867 | 0
38600 | TNBP_CGN3_8 | 5 | Houston | YES | 0.034509 | 53 | 0 | 53 | 0 | 1.005 | Cogen | 1 | 0.10867 | 0 | 0 |  |  |  |  | 0.10867 | 0
38611 | TNBPAMCG1_8 | 1 | Houston | YES | 0.034509 | 153.2 | 0 | 153.2 | 0 | 1.005 | Cogen | 1 | 0.10867 | 0 | 0 |  |  |  |  | 0.10867 | 0
38612 | TNBPAMCG2_8 | 2 | Houston | YES | 0.034509 | 153.5 | 0 | 153.5 | 0 | 1.005 | Cogen | 1 | 0.10867 | 0 | 0 |  |  |  |  | 0.10867 | 0
38613 | TNBPAMCG3_8 | 3 | Houston | YES | 0.034509 | 152.3 | 0 | 152.3 | 0 | 1.005 | Cogen | 1 | 0.10867 | 0 | 0 |  |  |  |  | 0.10867 | 0
38614 | TNBPAMCG4_8 | 4 | Houston | YES | 0.034509 | 96 | 0 | 96 |  | 1.005 | Cogen | 1 | 0.10867 | 0 | 0 |  |  |  |  | 0.10867 | 0
38615 | TNBPAMCG5_8 | 1 | Houston | YES | 0.034509 | 244 | 0 | 244 | 0 | 1.005 | Cogen | 1 | 0.10867 | 0 | 0 |  |  |  |  | 0.10867 | 0
38690 | TNBP_CGN4_8 | 3 | Houston | YES | 0.034509 | 40 | 0 | 40 |  | 1.005 | Cogen | 1 | 0.10867 | 0 | 0 |  |  |  |  | 0.10867 | 0
38711 | TNTXCTY1CG8 | 1 | Houston | YES | 0.034509 | 100.3 | 59 | 100.3 | 0 | 1 | Cogen | 1 | 0.10867 | 0 | 0 |  |  |  |  | 0.10867 | 0
38712 | TNTXCTY2CG8 | 1 | Houston | YES | 0.034509 | 92.9 | 59 | 92.9 | 0 | 1 | Cogen | 1 | 0.10867 | 0 | 0 |  |  |  |  | 0.10867 | 0
38713 | TNTXCTY3CG8 | 1 | Houston | YES | 0.034509 | 102.7 | 59 | 102.7 | 0 | 1 | Cogen | 1 | 0.10867 | 0 | 0 |  |  |  |  | 0.10867 | 0
38714 | TNTXCTY4CG8 | 1 | Houston | YES | 0.034509 | 103 | 59 | 103 | 0 | 1 | Cogen | 1 | 0.10867 | 0 | 0 |  |  |  |  | 0.10867 | 0
39470 | TNDOWCGNSG8 | 1 | Houston | YES | 0.034509 | 32 | 10 | 32 | 0 | 0.985 | Cogen | 1 | 0.10867 | 0 | 0 |  |  |  |  | 0.10867 | 0
39480 | TNDOWCGNGG8 | 1 | Houston | YES | 0.034509 | 30 | 10 | 30 | 0 | 0.985 | Cogen | 1 | 0.10867 | 0 | 0 |  |  |  |  | 0.10867 | 0
48921 | WAP_GN1_1 | 1 | Houston | YES | 0.038142 | 132.8 | 37 | 166 | 0 | 1.0362 | GST | 1 | 0.1123 | 166 | 166 |  |  |  |  | 0.1123 | 18.6425
48922 | WAP_GN2_2 | 2 | Houston | YES | 0.038142 | 132.8 | 37 | 166 | 0 | 1.0362 | GST | 1 | 0.1123 | 166 | 166 |  |  |  |  | 0.1123 | 18.6425
48923 | WAP_GN3_3 | 3 | Houston | YES | 0.038142 | 198.4 | 93 | 248 | 0 | 1.0362 | GST | 1 | 0.1123 | 248 | 248 |  |  |  |  | 0.1123 | 27.8515
48924 | WAP_GN4_4 | 4 | Houston | YES | 0.038142 | 546 | 217 | 546 | 0 | 1.0362 | GSC | 1 | 0.1123 | 546 | 546 |  |  |  |  | 0.1123 | 61.3181
48925 | WAP_GN5_5 | 5 | Houston | YES | 0.038142 | 586.6 | 278 | 654 | 0 | 0.985 | LIGCO | 1 | 0.1123 | 0 | 654 |  |  |  |  | 0.1123 | 73.447
48929 | WAPGT21_GT1 | B1 | Houston | YES | 0.038142 | 0 | 0 | 13 |  | 1.05 | GGT | 1 | 0.1123 | 13 | 13 |  |  |  |  | 0.1123 | 1.46
48510 | AK_GT1__8040 | 1 | Houston | YES | 0.038199 | 33.4 | 8.1 | 34 |  | 1.029 | Cogen | 1 | 0.11236 | 0 | 0 |  |  |  |  | 0.11236 | 0
48521 | BVE_GT1_GT1 | 1 | Houston | YES | 0.039013 | 167.7 | 0 | 167.7 |  | 1.035 | CC | 1 | 0.11318 | 167.7 | 167.7 |  |  |  |  | 0.11318 | 18.9795
48522 | BVE_GT2_5035 | 2 | Houston | YES | 0.039013 | 166.4 | 0 | 166.4 |  | 1.035 | CC | 1 | 0.11318 | 166.4 | 166.4 |  |  |  |  | 0.11318 | 18.8324
48523 | BVE_ST1_GN1 | 3 | Houston | YES | 0.039013 | 252.4 | 0 | 252.4 |  | 1.035 | CC | 1 | 0.11318 | 252.4 | 252.4 |  |  |  |  | 0.11318 | 28.5654
48730 | MNS_GT | 1 | Houston | YES | 0.039032 | 43 | 0 | 46.1 |  | 1.029 | Cogen | 1 | 0.11319 | 0 | 0 |  |  |  |  | 0.11319 | 0
48926 | WAP_GN6_6 | 6 | Houston | YES | 0.039059 | 651 | 280 | 651 |  | 1.035 | LIGCO | 1 | 0.11322 | 0 | 651 |  |  |  |  | 0.11322 | 73.7071
48927 | WAP_GN7_7 | 7 | Houston | YES | 0.039059 | 564 | 277 | 564 |  | 1.035 | LIGCO | 1 | 0.11322 | 0 | 564 |  |  |  |  | 0.11322 | 63.8568
48928 | WAP_GN8_8 | 8 | Houston | YES | 0.039059 | 603 | 275 | 603 |  | 1.035 | LIGCO | 1 | 0.11322 | 0 | 603 |  |  |  |  | 0.11322 | 68.2724
8032 | AMISTADHYD1 | 1 | South | YES | 0.042913 | 33 | 13 | 33 | 0 | 1.0375 | Hydro | 1 | 0.11708 | 0 | 0 | 0 | 0 |  |  | 0.11708 | 0
8033 | AMISTADHYD2 | 2 | South | YES | 0.042913 | 25 | 13 | 25 | 0 | 1.0375 | Hydro | 1 | 0.11708 | 0 | 0 | 0 | 0 |  |  | 0.11708 | 0
88253 | HAMILTON | F | South | YES | 0.042913 | 0 | 0 | 0 | 0 | 1.04 | BLT | 1 | 0.11708 | 0 | 0 | 0 | 0 |  |  | 0.11708 | 0
39760 | TNSCLP1___8 | 1 | Houston | YES | 0.044548 | 93.4 | 20 | 116.8 | 0 | 1.04 | Cogen | 1 | 0.11871 | 0 | 0 |  |  |  |  | 0.11871 | 0
39770 | TNSCLP2___8 | 1 | Houston | YES | 0.044548 | 91.6 | 20 | 114.5 | 0 | 1.04 | Cogen | 1 | 0.11871 | 0 | 0 |  |  |  |  | 0.11871 | 0
39775 | TNSCLP4___8 | 1 | Houston | YES | 0.044548 | 95.2 | 20 | 119 | 0 | 1.04 | Cogen | 1 | 0.11871 | 0 | 0 |  |  |  |  | 0.11871 | 0
39790 | TNSCLP3___8 | 1 | Houston | YES | 0.044548 | 87.6 | 20 | 109.5 | 0 | 1.027 | Cogen | 1 | 0.11871 | 0 | 0 |  |  |  |  | 0.11871 | 0
48520 | BSF_GT1_8070 | 2 | Houston | YES | 0.046088 | 10 | 0 | 10 | 0 | 1.0326 | Cogen | 1 | 0.12025 | 0 | 0 |  |  |  |  | 0.12025 | 0
48520 | BSF_GT1_8070 | 1 | Houston | YES | 0.046088 | 72 | 0 | 72 | 0 | 1.0326 | Cogen | 1 | 0.12025 | 0 | 0 |  |  |  |  | 0.12025 | 0
7022 | L_BUCHAN1_1Y | 1 | South | YES | 0.047208 | 0 | 0 | 18 |  | 1 | Hydro | 1 | 0.12137 | 0 | 0 | 0 | 0 |  |  | 0.12137 | 0
7023 | L_BUCHAN1_2Y | 2 | South | YES | 0.047208 | 0 | 0 | 18 |  | 1 | Hydro | 1 | 0.12137 | 0 | 0 | 0 | 0 |  |  | 0.12137 | 0
7024 | L_BUCHAN1_3Y | 3 | South | YES | 0.047208 | 0 | 0 | 15 |  | 1 | Hydro | 1 | 0.12137 | 0 | 0 | 0 | 0 |  |  | 0.12137 | 0
49851 | DOW17000 | 37 | Houston | YES | 0.048037 | 39 | 0 | 62 | 0 | 1 | Cogen | 1 | 0.1222 | 0 | 0 |  |  |  |  | 0.1222 | 0
49858 | DOW38100 | 31 | Houston | YES | 0.048037 | 45 | 0 | 71.4 |  | 1 | Cogen | 1 | 0.1222 | 0 | 0 |  |  |  |  | 0.1222 | 0
49859 | DOW38200 | 33 | Houston | YES | 0.048037 | 28 | 0 | 45 | 0 | 1 | Cogen | 1 | 0.1222 | 0 | 0 |  |  |  |  | 0.1222 | 0
49860 | DOW38300 | 32 | Houston | YES | 0.048037 | 63 | 0 | 101 |  | 1 | Cogen | 1 | 0.1222 | 0 | 0 |  |  |  |  | 0.1222 | 0
49862 | DOW39100 | 36 | Houston | YES | 0.048037 | 54 | 0 | 86 | 0 | 1 | Cogen | 1 | 0.1222 | 0 | 0 |  |  |  |  | 0.1222 | 0
49863 | DOW39200 | 35 | Houston | YES | 0.048037 | 55 | 0 | 88 | 0 | 1 | Cogen | 1 | 0.1222 | 0 | 0 |  |  |  |  | 0.1222 | 0
49865 | DOW41000 | 41 | Houston | YES | 0.048037 | 31 | 0 | 50 |  | 1 | Cogen | 1 | 0.1222 | 0 | 0 |  |  |  |  | 0.1222 | 0
49866 | DOW42000 | 42 | Houston | YES | 0.048037 | 11 | 0 | 18 |  | 1 | Cogen | 1 | 0.1222 | 0 | 0 |  |  |  |  | 0.1222 | 0
49869 | DOW49000 | 45 | Houston | YES | 0.048037 | 59 | 0 | 94 |  | 1 | Cogen | 1 | 0.1222 | 0 | 0 |  |  |  |  | 0.1222 | 0
49870 | DOW61000 | 61 | Houston | YES | 0.048037 | 44 | 0 | 70 | 0 | 1 | Cogen | 1 | 0.1222 | 0 | 0 |  |  |  |  | 0.1222 | 0
49871 | DOW62000 | 62 | Houston | YES | 0.048037 | 40 | 0 | 63 | 0 | 1 | Cogen | 1 | 0.1222 | 0 | 0 |  |  |  |  | 0.1222 | 0
49872 | DOW63000 | 63 | Houston | YES | 0.048037 | 45 | 0 | 72 | 0 | 1 | Cogen | 1 | 0.1222 | 0 | 0 |  |  |  |  | 0.1222 | 0
49873 | DOW64000 | 64 | Houston | YES | 0.048037 | 41 | 0 | 64.8 | 0 | 1 | Cogen | 1 | 0.1222 | 0 | 0 |  |  |  |  | 0.1222 | 0
49876 | DOW65000 | 65 | Houston | YES | 0.048037 | 63 | 0 | 101 | 0 | 1 | Cogen | 1 | 0.1222 | 0 | 0 |  |  |  |  | 0.1222 | 0
49877 | DOW66000 | 66 | Houston | YES | 0.048037 | 61 | 0 | 97 | 0 | 1 | Cogen | 1 | 0.1222 | 0 | 0 |  |  |  |  | 0.1222 | 0
49878 | DOW67000 | 67 | Houston | YES | 0.048037 | 65 | 0 | 103 | 0 | 1 | Cogen | 1 | 0.1222 | 0 | 0 |  |  |  |  | 0.1222 | 0
49882 | DOW81000 | 81 | Houston | YES | 0.048037 | 47 | 0 | 76 | 0 | 1 | Cogen | 1 | 0.1222 | 0 | 0 |  |  |  |  | 0.1222 | 0
49884 | DOW82000 | 82 | Houston | YES | 0.048037 | 51 | 0 | 80 | 0 | 1 | Cogen | 1 | 0.1222 | 0 | 0 |  |  |  |  | 0.1222 | 0
49885 | DOW83000 | 83 | Houston | YES | 0.048037 | 51 | 0 | 80 | 0 | 1 | Cogen | 1 | 0.1222 | 0 | 0 |  |  |  |  | 0.1222 | 0
49886 | DOW84000 | 84 | Houston | YES | 0.048037 | 107 | 0 | 171 | 0 | 0.98 | Cogen | 1 | 0.1222 | 0 | 0 |  |  |  |  | 0.1222 | 0
7026 | L_INKSDA1_1Y | 1 | South | YES | 0.049491 | 0 | 0 | 13.7 |  | 1 | Hydro | 1 | 0.12365 | 0 | 0 | 0 | 0 |  |  | 0.12365 | 0
48911 | TGF_GT1_8000 | 1 | Houston | YES | 0.055541 | 69.2 | 0 | 69.2 |  | 1.029 | Cogen | 1 | 0.1297 | 0 | 0 |  |  |  |  | 0.1297 | 0
8262 | ELPS | 1 | South | YES | 0.055908 | 6 | 6 | 6 | 0 | 1.15 | Hydro | 1 | 0.13007 | 0 | 0 | 0 | 0 |  |  | 0.13007 | 0
48731 | CBE_GT1 | 1 | Houston | YES | 0.058109 | 76 | 0 | 76 | 0 | 1.029 | CC | 1 | 0.13227 | 76 | 76 |  |  |  |  | 0.13227 | 10.0526
48732 | CBE_GT2 | 1 | Houston | YES | 0.058109 | 76 | 0 | 76 | 0 | 1.029 | CC | 1 | 0.13227 | 76 | 76 |  |  |  |  | 0.13227 | 10.0526
48733 | CBE_ST12 | 1 | Houston | YES | 0.058109 | 105 | 0 | 105 | 0 | 1.029 | CC | 1 | 0.13227 | 105 | 105 |  |  |  |  | 0.13227 | 13.8885
48734 | CBE_GT3 | 1 | Houston | YES | 0.058109 | 76 | 0 | 76 | 0 | 1.029 | CC | 1 | 0.13227 | 76 | 76 |  |  |  |  | 0.13227 | 10.0526
48735 | CBE_GT4 | 1 | Houston | YES | 0.058109 | 76 | 0 | 76 | 0 | 1.029 | CC | 1 | 0.13227 | 76 | 76 |  |  |  |  | 0.13227 | 10.0526
48736 | CBE_ST34 | 1 | Houston | YES | 0.058109 | 105 | 0 | 105 | 0 | 1.029 | CC | 1 | 0.13227 | 105 | 105 |  |  |  |  | 0.13227 | 13.8885
5911 | STP_GN1___1 | 1 | Houston | YES | 0.058556 | 1333 | 1249 | 1333 | 0 | 1.0406 | Nuc | 1 | 0.13272 | 0 | 0 |  |  |  |  | 0.13272 | 0
5912 | STP_GN2___2 | 2 | Houston | YES | 0.058556 | 1332 | 1249 | 1332 | 0 | 1.0406 | Nuc | 1 | 0.13272 | 0 | 0 |  |  |  |  | 0.13272 | 0
80010 | EPLVT1 | F | South | YES | 0.058931 | 0 | 0 | 0 |  | 1.0376 | #N/A | 1 | 0.13309 | 0 | 0 | 0 | 0 |  |  | 0.13309 | 0
7000 | L_FERGUS1_1Y | 1 | South | YES | 0.065715 | 400 | 65 | 423.3 | 0 | 1.015 | GSC | 1 | 0.13988 | 423.3 | 423.3 | 27.8172 | 423.3 |  |  | 0.13988 | 59.2101
7035 | L_WIRTZ_1G1Y | 1 | South | YES | 0.065799 | 0 | 0 | 29 |  | 1 | Hydro | 1 | 0.13996 | 0 | 0 | 0 | 0 |  |  | 0.13996 | 0
7036 | L_WIRTZ_1G2Y | 2 | South | YES | 0.065799 | 23 | 0 | 29.8 |  | 1 | Hydro | 1 | 0.13996 | 0 | 0 | 0 | 0 |  |  | 0.13996 | 0
7028 | L_MARBFA1_1Y | 1 | South | YES | 0.074291 | 0 | 0 | 18 |  | 1 | Hydro | 1 | 0.14845 | 0 | 0 | 0 | 0 |  |  | 0.14845 | 0
7029 | L_MARBFA1_2Y | 2 | South | YES | 0.074291 | 0 | 0 | 18 |  | 1 | Hydro | 1 | 0.14845 | 0 | 0 | 0 | 0 |  |  | 0.14845 | 0
8134 | FOR #1 | 1 | South | YES | 0.077646 | 54.1 | 45 | 79 | 0 | 1.03 | Cogen | 1 | 0.15181 | 0 | 0 | 0 | 0 |  |  | 0.15181 | 0
8138 | FOR #2 | 2 | South | YES | 0.077646 | 63.1 | 45 | 81 | 0 | 1.03 | Cogen | 1 | 0.15181 | 0 | 0 | 0 | 0 |  |  | 0.15181 | 0
8153 | FOR #3 | 3 | South | YES | 0.077646 | 63.1 | 45 | 79.9 | 0 | 1.03 | Cogen | 1 | 0.15181 | 0 | 0 | 0 | 0 |  |  | 0.15181 | 0
8154 | FOR #4 | 4 | South | YES | 0.077646 | 63.1 | 60 | 80 | 0 | 1.03 | Cogen | 1 | 0.15181 | 0 | 0 | 0 | 0 |  |  | 0.15181 | 0
8155 | FOR #5 | 5 | South | YES | 0.077646 | 63.1 | 60 | 78.4 | 0 | 1.03 | Cogen | 1 | 0.15181 | 0 | 0 | 0 | 0 |  |  | 0.15181 | 0
8156 | FOR #6 | 6 | South | YES | 0.077646 | 24.9 | 5 | 25 | 0 | 1.03 | Cogen | 1 | 0.15181 | 0 | 0 | 0 | 0 |  |  | 0.15181 | 0
8157 | FOR #7 | 7 | South | YES | 0.077646 | 28.8 | 5 | 46 | 0 | 1.03 | Cogen | 1 | 0.15181 | 0 | 0 | 0 | 0 |  |  | 0.15181 | 0
80051 | FOR #8 | 8 | South | YES | 0.077646 | 28 | 28 | 28 | 0 | 1.016 | Cogen | 1 | 0.15181 | 0 | 0 | 0 | 0 |  |  | 0.15181 | 0
80052 | FOR #9 | 9 | South | YES | 0.077646 | 29.7 | 5 | 43.6 | 0 | 1.03 | Cogen | 1 | 0.15181 | 0 | 0 | 0 | 0 |  |  | 0.15181 | 0
80053 | FOR #10 | 10 | South | YES | 0.077646 | 68.4 | 45 | 75 | 0 | 1.03 | Cogen | 1 | 0.15181 | 0 | 0 | 0 | 0 |  |  | 0.15181 | 0
80226 | ALCOA G | 1 | South | YES | 0.07818 | 32.3 | 5 | 48 | 0 | 1.015 | Cogen | 1 | 0.15234 | 0 | 0 | 0 | 0 |  |  | 0.15234 | 0
8147 | UCAR #2 | 10 | South | YES | 0.079968 | 18.2 | 0 | 28 |  | 1 | Cogen | 1 | 0.15413 | 0 | 0 | 0 | 0 |  |  | 0.15413 | 0
8148 | UCAR #1 | 2 | South | YES | 0.079968 | 6.1 | 0 | 7 | 0 | 1.009 | Cogen | 1 | 0.15413 | 0 | 0 | 0 | 0 |  |  | 0.15413 | 0
80137 | CSDR89 | 9 | South | YES | 0.079968 | 0 | 0 | 15 |  | 1.003 | DCTie | 1 | 0.15413 | 0 | 0 | 0 | 0 |  |  | 0.15413 | 0
80137 | CSDR89 | 8 | South | YES | 0.079968 | 33.9 | 0 | 39 |  | 1.003 | DCTie | 1 | 0.15413 | 0 | 0 | 0 | 0 |  |  | 0.15413 | 0
80138 | CSDR7 | 7 | South | YES | 0.079968 | 6.1 | 0 | 7 | 0 | 1.014 | DCTie | 1 | 0.15413 | 0 | 0 | 0 | 0 |  |  | 0.15413 | 0
80139 | CSDR56 | 6 | South | YES | 0.079968 | 0 | 0 | 39 |  | 1.0033 | DCTie | 1 | 0.15413 | 0 | 0 | 0 | 0 |  |  | 0.15413 | 0
80139 | CSDR56 | 5 | South | YES | 0.079968 | 15 | 0 | 15 |  | 1.0033 | DCTie | 1 | 0.15413 | 0 | 0 | 0 | 0 |  |  | 0.15413 | 0
80140 | CSDR11 | 11 | South | YES | 0.079968 | 33.9 | 0 | 39 | 0 | 1.03 | DCTie | 1 | 0.15413 | 0 | 0 | 0 | 0 |  |  | 0.15413 | 0
80227 | AIRCO G | 1 | South | YES | 0.080175 | 7.2 | 0 | 8 | 0 | 1.0104 | Cogen | 1 | 0.15434 | 0 | 0 | 0 | 0 |  |  | 0.15434 | 0
80224 | VISTRONG1 | 1 | South | YES | 0.080641 | 13.1 | 0 | 15 | 0 | 1.01 | Cogen | 1 | 0.1548 | 0 | 0 | 0 | 0 |  |  | 0.1548 | 0
80225 | VISTRONG2 | 2 | South | YES | 0.080641 | 20.2 | 0 | 23 | 0 | 1.01 | Cogen | 1 | 0.1548 | 0 | 0 | 0 | 0 |  |  | 0.1548 | 0
80265 | LARECU40A | 4 | South | YES | 0.080798 | 80 | 0 | 100 |  | 1.039 | GGT | 1 | 0.15496 | 100 | 100 | 8.0798 | 100 |  |  | 0.15496 | 15.496
80266 | LARECU50A | 5 | South | YES | 0.080798 | 80 | 0 | 100 |  | 1.039 | GGT | 1 | 0.15496 | 100 | 100 | 8.0798 | 100 |  |  | 0.15496 | 15.496
80012 | LAR | F | South | YES | 0.080799 | 0 | 0 | 0 | 0 | 1.04 | DCTie | 1 | 0.15496 | 0 | 0 | 0 | 0 |  |  | 0.15496 | 0
5503 | RAYBURNGEN3 | 1 | South | YES | 0.081287 | 17.6 | 6 | 22 | 0 | 1.0223 | GST | 1 | 0.15545 | 22 | 22 | 1.7883 | 22 |  |  | 0.15545 | 3.4199
5505 | RAYBURNGEN1 | 1 | South | YES | 0.081287 | 0 | 1 | 11 |  | 1.0223 | GGT | 1 | 0.15545 | 11 | 11 | 0.89416 | 11 |  |  | 0.15545 | 1.7099
5506 | RAYBURNGEN2 | 1 | South | YES | 0.081287 | 0 | 1 | 11 |  | 1.0223 | GGT | 1 | 0.15545 | 11 | 11 | 0.89416 | 11 |  |  | 0.15545 | 1.7099
88299 | ZAPATA | F | South | YES | 0.081692 | 0 | 0 | 0 | 0 | 1.02 | BLT | 1 | 0.15585 | 0 | 0 | 0 | 0 |  |  | 0.15585 | 0
5508 | RAYBURNCC9 | 1 | South | YES | 0.081884 | 47.7 | 18.2 | 47.7 | 0 | 1.0296 | CC | 1 | 0.15605 | 47.7 | 47.7 | 3.9059 | 47.7 |  |  | 0.15605 | 7.4434
5509 | RAYBURNCC10 | 1 | South | YES | 0.081884 | 37.3 | 5.2 | 37.3 | 0 | 1.0296 | CC | 1 | 0.15605 | 37.3 | 37.3 | 3.0543 | 37.3 |  |  | 0.15605 | 5.8205
5511 | RAYBURNCC7 | 1 | South | YES | 0.081884 | 47.5 | 18.2 | 47.5 | 0 | 1.0296 | CC | 1 | 0.15605 | 47.5 | 47.5 | 3.8895 | 47.5 |  |  | 0.15605 | 7.4122
5512 | RAYBURNCC8 | 1 | South | YES | 0.081884 | 49.3 | 18.2 | 49.3 | 0 | 1.0296 | CC | 1 | 0.15605 | 49.3 | 49.3 | 4.0369 | 49.3 |  |  | 0.15605 | 7.6931
8066 | DUP1V#1 | 1 | South | YES | 0.081903 | 52.3 | 0 | 73 | 0 | 1.01 | Cogen | 1 | 0.15607 | 0 | 0 | 0 | 0 |  |  | 0.15607 | 0
8926 | LGE_GT10A | 1 | South | YES | 0.082088 | 158 | 0 | 158 | 0 | 1.03 | Cogen | 1 | 0.15625 | 0 | 0 | 0 | 0 |  |  | 0.15625 | 0
8927 | LGE_GT20A | 2 | South | YES | 0.082088 | 153 | 0 | 153 | 0 | 1.03 | Cogen | 1 | 0.15625 | 0 | 0 | 0 | 0 |  |  | 0.15625 | 0
8928 | LGE_STG0A | 3 | South | YES | 0.082088 | 100 | 0 | 100 | 0 | 1.03 | Cogen | 1 | 0.15625 | 0 | 0 | 0 | 0 |  |  | 0.15625 | 0
8930 | ICPGN10A | 1 | South | YES | 0.082088 | 149 | 0 | 149 | 0 | 1.03 | Cogen | 1 | 0.15625 | 0 | 0 | 0 | 0 |  |  | 0.15625 | 0
8931 | ICPGN20A | 2 | South | YES | 0.082088 | 150 | 0 | 150 | 0 | 1.03 | Cogen | 1 | 0.15625 | 0 | 0 | 0 | 0 |  |  | 0.15625 | 0
8932 | ICPGN30A | 3 | South | YES | 0.082088 | 127 | 0 | 127 | 0 | 1.03 | Cogen | 1 | 0.15625 | 0 | 0 | 0 | 0 |  |  | 0.15625 | 0
80223 | REYSHR G | 1 | South | YES | 0.082088 | 12 | 0 | 12 | 0 | 1.032 | Cogen | 1 | 0.15625 | 0 | 0 | 0 | 0 |  |  | 0.15625 | 0
5728 | FALCONHYDRO2 | 2 | South | YES | 0.082309 | 12 | 0 | 12 | 0 | 1.0227 | Hydro | 1 | 0.15647 | 0 | 0 | 0 | 0 |  |  | 0.15647 | 0
5729 | FALCONHYDRO3 | 3 | South | YES | 0.082309 | 11 | 0 | 11 | 0 | 1.0227 | Hydro | 1 | 0.15647 | 0 | 0 | 0 | 0 |  |  | 0.15647 | 0
8048 | FALCONHYDRO1 | 1 | South | YES | 0.082309 | 12 | 0 | 12 | 0 | 1.0227 | Hydro | 1 | 0.15647 | 0 | 0 | 0 | 0 |  |  | 0.15647 | 0
8173 | VICEC51A | 5 | South | YES | 0.082629 | 144 | 18 | 144 | 0 | 1.025 | CC | 1 | 0.15679 | 144 | 144 | 11.8986 | 144 |  |  | 0.15679 | 22.5779
8174 | VICEC61A | 6 | South | YES | 0.082629 | 188 | 42 | 188 | 0 | 1.025 | CC | 1 | 0.15679 | 188 | 188 | 15.5343 | 188 |  |  | 0.15679 | 29.4768
88508 | FALFURRI | F | South | YES | 0.082646 | 0 | 0 | 0 | 0 | 1 | AVR | 1 | 0.15681 | 0 | 0 | 0 | 0 |  |  | 0.15681 | 0
8560 | CNOPGT1 | 1 | South | YES | 0.082712 | 148.3 | 0 | 148.3 | 0 | 1.03 | Cogen | 1 | 0.15687 | 0 | 0 | 0 | 0 |  |  | 0.15687 | 0
8561 | CNOPGT2 | 2 | South | YES | 0.082712 | 148.6 | 0 | 148.6 | 0 | 1.03 | Cogen | 1 | 0.15687 | 0 | 0 | 0 | 0 |  |  | 0.15687 | 0
8562 | CNOPST1 | 3 | South | YES | 0.082712 | 153 | 0 | 153 | 0 | 1.03 | Cogen | 1 | 0.15687 | 0 | 0 | 0 | 0 |  |  | 0.15687 | 0
8456 | COSW#1 | 1 | South | YES | 0.082747 | 20 | 0 | 20 | 0 | 1.027 | Cogen | 1 | 0.15691 | 0 | 0 | 0 | 0 |  |  | 0.15691 | 0
8457 | COSW#2 | 2 | South | YES | 0.082747 | 14 | 0 | 14 | 0 | 1.027 | Cogen | 1 | 0.15691 | 0 | 0 | 0 | 0 |  |  | 0.15691 | 0
8459 | B_DAVIS0B | MB | South | YES | 0.082826 | 0 | 50 | 339 |  | 1.03 | GSC | 1 | 0.15699 | 0 | 0 | 0 | 0 |  |  | 0.15699 | 0
8460 | B_DAVIS0A | MB | South | YES | 0.082826 | 0 | 50 | 340 |  | 1.03 | GSC | 1 | 0.15699 | 0 | 0 | 0 | 0 |  |  | 0.15699 | 0
8506 | VAL #1 | 1 | South | YES | 0.082863 | 20.9 | 0 | 25 | 0 | 1.0055 | Cogen | 1 | 0.15703 | 0 | 0 | 0 | 0 |  |  | 0.15703 | 0
8507 | VAL #2 | 2 | South | YES | 0.082863 | 20.9 | 0 | 25 | 0 | 1.0055 | Cogen | 1 | 0.15703 | 0 | 0 | 0 | 0 |  |  | 0.15703 | 0
8461 | KOCH_UP0A | 1 | South | YES | 0.082927 | 38 | 0 | 38 | 0 | 1.012 | Cogen | 1 | 0.15709 | 0 | 0 | 0 | 0 |  |  | 0.15709 | 0
8511 | OXY_CC0A | 1 | South | YES | 0.08293 | 30.3 | 0 | 38 |  | 1.027 | Cogen | 1 | 0.15709 | 0 | 0 | 0 | 0 |  |  | 0.15709 | 0
8933 | FGNTS001 | 1 | South | YES | 0.082953 | 146.5 | 0 | 146.5 | 0 | 1.03 | CC | 1 | 0.15712 | 146.5 | 146.5 | 12.1526 | 146.5 |  |  | 0.15712 | 23.0174
8934 | FGNTS101 | 2 | South | YES | 0.082953 | 147.9 | 0 | 147.9 | 0 | 1.03 | CC | 1 | 0.15712 | 147.9 | 147.9 | 12.2687 | 147.9 |  |  | 0.15712 | 23.2374
8935 | FGNTS201 | 3 | South | YES | 0.082953 | 173 | 0 | 173 | 0 | 1.03 | CC | 1 | 0.15712 | 173 | 173 | 14.3509 | 173 |  |  | 0.15712 | 27.1809
8936 | MVGN#1 | 1 | South | YES | 0.083058 | 216.6 | 0 | 216.6 | 0 | 1.0304 | CC | 1 | 0.15722 | 216.6 | 216.6 | 17.9904 | 216.6 |  |  | 0.15722 | 34.0539
8937 | MVGN#2 | 2 | South | YES | 0.083058 | 216.7 | 0 | 216.7 | 0 | 1.0304 | CC | 1 | 0.15722 | 216.7 | 216.7 | 17.9987 | 216.7 |  |  | 0.15722 | 34.0696
8938 | MVGN#3 | 3 | South | YES | 0.083058 | 250.9 | 0 | 250.9 | 0 | 1.0304 | CC | 1 | 0.15722 | 250.9 | 250.9 | 20.8393 | 250.9 |  |  | 0.15722 | 39.4466
8981 | HECN1 | 1 | South | YES | 0.083059 | 144.8 | 0 | 144.8 | 0 | 1.0304 | CC | 1 | 0.15722 | 144.8 | 144.8 | 12.0269 | 144.8 |  |  | 0.15722 | 22.7656
8982 | HECN2 | 2 | South | YES | 0.083059 | 144.1 | 0 | 144.1 | 0 | 1.0304 | CC | 1 | 0.15722 | 144.1 | 144.1 | 11.9688 | 144.1 |  |  | 0.15722 | 22.6556
8983 | HECN3 | 3 | South | YES | 0.083059 | 171.9 | 0 | 171.9 | 0 | 1.0304 | CC | 1 | 0.15722 | 171.9 | 171.9 | 14.2778 | 171.9 |  |  | 0.15722 | 27.0263
5932 | SI_RAY9 | 9 | South | YES | 0.083137 | 32 | 32 | 38 | 0 | 1.035 | CC | 1 | 0.1573 | 38 | 38 | 3.1592 | 38 |  |  | 0.1573 | 5.9774
5933 | SI_RAY6 | 6 | South | YES | 0.083137 | 15.4 | 10 | 19.3 | 0 | 1.035 | GST | 1 | 0.1573 | 19.3 | 19.3 | 1.6045 | 19.3 |  |  | 0.1573 | 3.0359
5935 | SI_RAY10 | 10 | South | YES | 0.083137 | 47 | 10 | 47 | 0 | 1.03 | CC | 1 | 0.1573 | 47 | 47 | 3.9074 | 47 |  |  | 0.1573 | 7.3931
80003 | MILHWYS | F | South | YES | 0.083137 | 0 | 0 | 0 | 0 | 1.0168 | AVR | 1 | 0.1573 | 0 | 0 | 0 | 0 |  |  | 0.1573 | 0
8517 | CELANEBI0A | 1 | South | YES | 0.083147 | 29 | 0 | 29 | 0 | 1.02 | Cogen | 1 | 0.15731 | 0 | 0 | 0 | 0 |  |  | 0.15731 | 0
80080 | GWINDT11A | 2 | South | YES | 0.083181 | 17.7 | 0 | 41 | 0 | 1.025 | Wind | 1 | 0.15734 | 0 | 41 | 3.4104 | 41 |  |  | 0.15734 | 6.4511
80080 | GWINDT11A | 4 | South | YES | 0.083181 | 8.2 | 0 | 19 | 0 | 1.025 | Wind | 1 | 0.15734 | 0 | 19 | 1.5804 | 19 |  |  | 0.15734 | 2.9895
80080 | GWINDT11A | 1 | South | YES | 0.083181 | 40.6 | 0 | 94 | 0 | 1.025 | Wind | 1 | 0.15734 | 0 | 94 | 7.819 | 94 |  |  | 0.15734 | 14.7903
80080 | GWINDT11A | 3 | South | YES | 0.083181 | 16.4 | 0 | 38 | 0 | 1.025 | Wind | 1 | 0.15734 | 0 | 38 | 3.1609 | 38 |  |  | 0.15734 | 5.979
80081 | GWINDT21A | 1 | South | YES | 0.083181 | 40.6 | 0 | 94 | 0 | 1.025 | Wind | 1 | 0.15734 | 0 | 94 | 7.819 | 94 |  |  | 0.15734 | 14.7903
80081 | GWINDT21A | 4 | South | YES | 0.083181 | 9.5 | 0 | 22 | 0 | 1.025 | Wind | 1 | 0.15734 | 0 | 22 | 1.83 | 22 |  |  | 0.15734 | 3.4616
80081 | GWINDT21A | 2 | South | YES | 0.083181 | 15.5 | 0 | 36 | 0 | 1.025 | Wind | 1 | 0.15734 | 0 | 36 | 2.9945 | 36 |  |  | 0.15734 | 5.6644
80081 | GWINDT21A | 3 | South | YES | 0.083181 | 18.6 | 0 | 43 | 0 | 1.025 | Wind | 1 | 0.15734 | 0 | 43 | 3.5768 | 43 |  |  | 0.15734 | 6.7658
80180 | PNSCALT11A | 1 | South | YES | 0.083181 | 63 | 0 | 146 | 0 | 1.025 | Wind | 1 | 0.15734 | 0 | 146 | 12.1444 | 146 |  |  | 0.15734 | 22.9721
80180 | PNSCALT11A | 2 | South | YES | 0.083181 | 21.6 | 0 | 50 | 0 | 1.025 | Wind | 1 | 0.15734 | 0 | 50 | 4.159 | 50 |  |  | 0.15734 | 7.8672
80181 | PNSCALT21A | 2 | South | YES | 0.083181 | 21.6 | 0 | 50 | 0 | 1.025 | Wind | 1 | 0.15734 | 0 | 50 | 4.159 | 50 |  |  | 0.15734 | 7.8672
80181 | PNSCALT21A | 1 | South | YES | 0.083181 | 23.7 | 0 | 55 | 0 | 1.025 | Wind | 1 | 0.15734 | 0 | 55 | 4.575 | 55 |  |  | 0.15734 | 8.6539
8161 | COLETO0A | 1 | South | YES | 0.085896 | 633 | 200 | 633 | 0 | 1.03 | LIGCO | 1 | 0.16006 | 0 | 633 | 54.3722 | 633 |  |  | 0.16006 | 101.3169
88198 | BEEVILLE | F | South | YES | 0.086587 | 0 | 0 | 0 | 0 | 1.02 | AVR | 1 | 0.16075 | 0 | 0 | 0 | 0 |  |  | 0.16075 | 0
5890 | PEARSALLGEN1 | 1 | South | YES | 0.086862 | 19.2 | 6 | 24 | 0 | 1.0161 | GST | 1 | 0.16102 | 24 | 24 | 2.0847 | 24 |  |  | 0.16102 | 3.8646
5891 | PEARSALLGEN2 | 1 | South | YES | 0.086862 | 19.4 | 6 | 24.3 | 0 | 1.0161 | GST | 1 | 0.16102 | 24.3 | 24.3 | 2.1107 | 24.3 |  |  | 0.16102 | 3.9129
5892 | PEARSALLGEN3 | 1 | South | YES | 0.086862 | 19.1 | 6 | 23.9 | 0 | 1.0161 | GST | 1 | 0.16102 | 23.9 | 23.9 | 2.076 | 23.9 |  |  | 0.16102 | 3.8485
5903 | SANMIGUELGEN | 1 | South | YES | 0.092996 | 396.3 | 180 | 396.3 | 0 | 1.0331 | LIGCO | 1 | 0.16716 | 0 | 396.3 | 36.8543 | 396.3 |  |  | 0.16716 | 66.2448
7031 | L_MARSFO1G1Y | 1 | South | YES | 0.093739 | 0 | 0 | 36 |  | 1 | Hydro | 1 | 0.1679 | 0 | 0 | 0 | 0 |  |  | 0.1679 | 0
7032 | L_MARSFO1G2Y | 2 | South | YES | 0.093739 | 0 | 0 | 35 |  | 1 | Hydro | 1 | 0.1679 | 0 | 0 | 0 | 0 |  |  | 0.1679 | 0
7033 | L_MARSFO1G3Y | 3 | South | YES | 0.093739 | 0 | 0 | 36 |  | 1 | Hydro | 1 | 0.1679 | 0 | 0 | 0 | 0 |  |  | 0.1679 | 0
8189 | CUECPL2A | 1 | South | YES | 0.094998 | 12 | 0 | 12 | 0 | 1.02 | Cogen | 1 | 0.16916 | 0 | 0 | 0 | 0 |  |  | 0.16916 | 0
5264 | LEON_LCP3G3 | 3 | South | YES | 0.096546 | 0 | 20 | 58 |  | 1.0197 | GST | 1 | 0.17071 | 58 | 58 | 5.5997 | 58 |  |  | 0.17071 | 9.9011
5265 | LEON_LCP4G4 | 4 | South | YES | 0.096546 | 71.2 | 25 | 89 | 0 | 1.0197 | GST | 1 | 0.17071 | 89 | 89 | 8.5926 | 89 |  |  | 0.17071 | 15.193
5266 | LEON_LCPCT1 | 1 | South | YES | 0.096546 | 44 | 24 | 44 | 0 | 1.0197 | GGT | 1 | 0.17071 | 44 | 44 | 4.248 | 44 |  |  | 0.17071 | 7.5112
5267 | LEON_LCPCT2 | 2 | South | YES | 0.096546 | 44 | 24 | 44 | 0 | 1.0197 | GGT | 1 | 0.17071 | 44 | 44 | 4.248 | 44 |  |  | 0.17071 | 7.5112
5268 | LEON_LCPCT3 | 3 | South | YES | 0.096546 | 43 | 24 | 43 | 0 | 1.0197 | GGT | 1 | 0.17071 | 43 | 43 | 4.1515 | 43 |  |  | 0.17071 | 7.3405
5269 | LEON_LCPCT4 | 4 | South | YES | 0.096546 | 45 | 24 | 45 | 0 | 1.0197 | GGT | 1 | 0.17071 | 45 | 45 | 4.3446 | 45 |  |  | 0.17071 | 7.6819
5401 | CALAVER_JKS1 | 1 | South | YES | 0.097017 | 562 | 100 | 562 | 0 | 1.018 | LIGCO | 1 | 0.17118 | 0 | 562 | 54.5236 | 562 |  |  | 0.17118 | 96.2028
5028 | BRAUNIG_VHB3 | 3 | South | YES | 0.097153 | 407 | 60 | 407 | 0 | 1.0138 | GST | 1 | 0.17132 | 407 | 407 | 39.5413 | 407 |  |  | 0.17132 | 69.7253
5026 | BRAUNIG_VHB1 | 1 | South | YES | 0.097207 | 215 | 40 | 215 | 0 | 1.0192 | GST | 1 | 0.17137 | 215 | 215 | 20.8995 | 215 |  |  | 0.17137 | 36.8444
5027 | BRAUNIG_VHB2 | 2 | South | YES | 0.097207 | 172.8 | 40 | 216 | 0 | 1.0192 | GST | 1 | 0.17137 | 216 | 216 | 20.9967 | 216 |  |  | 0.17137 | 37.0158
5031 | BRA_VHBCT1 | 1 | South | YES | 0.097207 | 44 | 24 | 44 | 0 | 1.0192 | #N/A | 1 | 0.17137 | 44 | 44 | 4.2771 | 44 |  |  | 0.17137 | 7.5402
5032 | BRA_VHBCT2 | 2 | South | YES | 0.097207 | 44 | 24 | 44 | 0 | 1.0192 | #N/A | 1 | 0.17137 | 44 | 44 | 4.2771 | 44 |  |  | 0.17137 | 7.5402
5033 | BRA_VHBCT3 | 3 | South | YES | 0.097207 | 43 | 24 | 43 | 0 | 1.0192 | #N/A | 1 | 0.17137 | 43 | 43 | 4.1799 | 43 |  |  | 0.17137 | 7.3689
5034 | BRA_VHBCT4 | 4 | South | YES | 0.097207 | 45 | 24 | 45 | 0 | 1.0192 | #N/A | 1 | 0.17137 | 45 | 45 | 4.3743 | 45 |  |  | 0.17137 | 7.7116
5476 | BRA_AVR1_CT1 | 1 | South | YES | 0.097245 | 155 | 90 | 155 | 0 | 1.017 | CC | 1 | 0.17141 | 155 | 155 | 15.073 | 155 |  |  | 0.17141 | 26.5681
5477 | BRA_AVR1_ST1 | 1 | South | YES | 0.097245 | 174 | 138 | 174 | 0 | 1.017 | CC | 1 | 0.17141 | 174 | 174 | 16.9206 | 174 |  |  | 0.17141 | 29.8249
5478 | BRA_AVR1_CT2 | 1 | South | YES | 0.097245 | 155 | 90 | 155 | 0 | 1.017 | CC | 1 | 0.17141 | 155 | 155 | 15.073 | 155 |  |  | 0.17141 | 26.5681
5396 | CALAVER_OWS1 | 1 | South | YES | 0.097317 | 418 | 80 | 418 | 0 | 1.0192 | GST | 1 | 0.17148 | 418 | 418 | 40.6785 | 418 |  |  | 0.17148 | 71.6783
5397 | CALAVER_OWS2 | 2 | South | YES | 0.097317 | 400 | 80 | 400 | 0 | 1.0192 | GST | 1 | 0.17148 | 400 | 400 | 38.9268 | 400 |  |  | 0.17148 | 68.5917
5111 | CALAVER_JTD1 | 1 | South | YES | 0.097435 | 430 | 80 | 430 | 0 | 1.0138 | LIGCO | 1 | 0.1716 | 0 | 430 | 41.8971 | 430 |  |  | 0.1716 | 73.7868
5112 | CALAVER_JTD2 | 2 | South | YES | 0.097435 | 430 | 80 | 430 | 0 | 1.0138 | LIGCO | 1 | 0.1716 | 0 | 430 | 41.8971 | 430 |  |  | 0.1716 | 73.7868
5436 | TUTTL_WBT1G1 | 1 | South | YES | 0.097828 | 48.8 | 20 | 61 | 0 | 1.012 | GST | 1 | 0.17199 | 61 | 61 | 5.9675 | 61 |  |  | 0.17199 | 10.4914
5438 | TUTTL_WBT3G3 | 3 | South | YES | 0.097828 | 95 | 25 | 95 | 0 | 1.012 | GST | 1 | 0.17199 | 95 | 95 | 9.2937 | 95 |  |  | 0.17199 | 16.3391
5439 | TUTTL_WBT4G4 | 4 | South | YES | 0.097828 | 120.8 | 40 | 151 | 0 | 1.012 | GST | 1 | 0.17199 | 151 | 151 | 14.772 | 151 |  |  | 0.17199 | 25.9705
7624 | L_LAKEWO9_1Y | 1 | South | YES | 0.099838 | 0 | 0 | 2.4 |  | 1 | Hydro | 1 | 0.174 | 0 | 0 | 0 | 0 |  |  | 0.174 | 0
7624 | L_LAKEWO9_1Y | 2 | South | YES | 0.099838 | 0 | 0 | 2.4 |  | 1 | Hydro | 1 | 0.174 | 0 | 0 | 0 | 0 |  |  | 0.174 | 0
7800 | L_GUADGE1_1Y | 1 | South | YES | 0.1007 | 147 | 30 | 147 | 0 | 1.02 | CC | 1 | 0.17486 | 147 | 147 | 14.8023 | 147 |  |  | 0.17486 | 25.7042
7801 | L_GUADGE1_2Y | 2 | South | YES | 0.1007 | 138 | 30 | 138 | 0 | 1.02 | CC | 1 | 0.17486 | 138 | 138 | 13.896 | 138 |  |  | 0.17486 | 24.1304
7802 | L_GUADGE1_3Y | 3 | South | YES | 0.1007 | 146 | 30 | 146 | 0 | 1.02 | CC | 1 | 0.17486 | 146 | 146 | 14.7016 | 146 |  |  | 0.17486 | 25.5293
7803 | L_GUADGE1_4Y | 4 | South | YES | 0.1007 | 149 | 30 | 149 | 0 | 1.02 | CC | 1 | 0.17486 | 149 | 149 | 15.0037 | 149 |  |  | 0.17486 | 26.0539
7804 | L_GUADGE1_5Y | 5 | South | YES | 0.1007 | 182 | 30 | 182 | 0 | 1.02 | CC | 1 | 0.17486 | 182 | 182 | 18.3267 | 182 |  |  | 0.17486 | 31.8242
7805 | L_GUADGE1_6Y | 6 | South | YES | 0.1007 | 203 | 30 | 203 | 0 | 1.02 | CC | 1 | 0.17486 | 203 | 203 | 20.4413 | 203 |  |  | 0.17486 | 35.4962
7609 | L_SCHUMA8_1Y | 1 | South | YES | 0.10165 | 0 | 0 | 4 |  | 1 | Hydro | 1 | 0.17581 | 0 | 0 | 0 | 0 |  |  | 0.17581 | 0
7605 | L_MCQUEE9_1Y | 2 | South | YES | 0.10217 | 0 | 0 | 2.4 |  | 1.025 | Hydro | 1 | 0.17633 | 0 | 0 | 0 | 0 |  |  | 0.17633 | 0
7605 | L_MCQUEE9_1Y | 1 | South | YES | 0.10217 | 0 | 0 | 2.4 |  | 1.025 | Hydro | 1 | 0.17633 | 0 | 0 | 0 | 0 |  |  | 0.17633 | 0
7605 | L_MCQUEE9_1Y | 3 | South | YES | 0.10217 | 0 | 0 | 2.8 |  | 1.025 | Hydro | 1 | 0.17633 | 0 | 0 | 0 | 0 |  |  | 0.17633 | 0
7487 | L_CANYHY8_1Y | 1 | South | YES | 0.10395 | 0 | 0 | 6 |  | 1 | Hydro | 1 | 0.17811 | 0 | 0 | 0 | 0 |  |  | 0.17811 | 0
7810 | L_RIONOG1G1Y | 1 | South | YES | 0.10422 | 148 | 0 | 148 | 0 | 1.02 | CC | 1 | 0.17838 | 148 | 148 | 15.4243 | 148 |  |  | 0.17838 | 26.4003
7811 | L_RIONOG1G2Y | 2 | South | YES | 0.10422 | 148 | 0 | 148 | 0 | 1.02 | CC | 1 | 0.17838 | 148 | 148 | 15.4243 | 148 |  |  | 0.17838 | 26.4003
7812 | L_RIONOG1G3Y | 3 | South | YES | 0.10422 | 154 | 0 | 154 | 0 | 1.02 | CC | 1 | 0.17838 | 154 | 154 | 16.0496 | 154 |  |  | 0.17838 | 27.4706
7813 | L_RIONOG1S1Y | 4 | South | YES | 0.10422 | 293 | 0 | 293 | 0 | 1.02 | CC | 1 | 0.17838 | 293 | 293 | 30.5359 | 293 |  |  | 0.17838 | 52.2654
7020 | L_AUSTPL1_1Y | 2 | South | YES | 0.10677 | 0 | 0 | 8 |  | 1 | Hydro | 1 | 0.18093 | 0 | 0 | 0 | 0 |  |  | 0.18093 | 0
7020 | L_AUSTPL1_1Y | 1 | South | YES | 0.10677 | 0 | 0 | 8 |  | 1 | Hydro | 1 | 0.18093 | 0 | 0 | 0 | 0 |  |  | 0.18093 | 0
7303 | L_WPPGS12_1Y | 1 | South | YES | 0.10776 | 50 | 0 | 50 | 0 | 1.025 | GGT | 1 | 0.18192 | 50 | 50 | 5.3881 | 50 |  |  | 0.18192 | 9.0962
7303 | L_WPPGS12_1Y | 2 | South | YES | 0.10776 | 50 | 0 | 50 | 0 | 1.025 | GGT | 1 | 0.18192 | 50 | 50 | 5.3881 | 50 |  |  | 0.18192 | 9.0962
7305 | L_WPPGS34_1Y | 3 | South | YES | 0.10776 | 50 | 0 | 50 | 0 | 1.025 | GGT | 1 | 0.18192 | 50 | 50 | 5.3881 | 50 |  |  | 0.18192 | 9.0962
7305 | L_WPPGS34_1Y | 4 | South | YES | 0.10776 | 50 | 0 | 50 | 0 | 1.025 | GGT | 1 | 0.18192 | 50 | 50 | 5.3881 | 50 |  |  | 0.18192 | 9.0962
7014 | L_HAYSEN1_1Y | 1 | South | YES | 0.10805 | 223.9 | 74 | 223.9 | 0 | 1.008 | CC | 1 | 0.18222 | 223.9 | 223.9 | 24.1935 | 223.9 |  |  | 0.18222 | 40.7985
7015 | L_HAYSEN1_2Y | 2 | South | YES | 0.10805 | 225 | 74 | 225 | 0 | 1.008 | CC | 1 | 0.18222 | 225 | 225 | 24.3124 | 225 |  |  | 0.18222 | 40.9989
7016 | L_HAYSEN1_3Y | 3 | South | YES | 0.10805 | 224.6 | 74 | 224.6 | 0 | 1.008 | CC | 1 | 0.18222 | 224.6 | 224.6 | 24.2692 | 224.6 |  |  | 0.18222 | 40.926
7017 | L_HAYSEN1_4Y | 4 | South | YES | 0.10805 | 226.7 | 74 | 226.7 | 0 | 1.008 | CC | 1 | 0.18222 | 226.7 | 226.7 | 24.4961 | 226.7 |  |  | 0.18222 | 41.3087
9000 | DECKR_G1 | 1 | South | YES | 0.10964 | 280 | 50 | 321 | 0 | 1.015 | GST | 1 | 0.18381 | 321 | 321 | 35.1954 | 321 |  |  | 0.18381 | 59.0015
9001 | DECKR_G2 | 2 | South | YES | 0.10964 | 400 | 50 | 426 | 0 | 1.015 | GST | 1 | 0.18381 | 426 | 426 | 46.7079 | 426 |  |  | 0.18381 | 78.3011
9016 | SANDH_G1 | 1 | South | YES | 0.11066 | 45 | 2 | 49 | 0 | 1.0175 | GGT | 1 | 0.18483 | 49 | 49 | 5.4225 | 49 |  |  | 0.18483 | 9.0564
9017 | SANDH_G2 | 2 | South | YES | 0.11066 | 45 | 2 | 46 | 0 | 1.0175 | GGT | 1 | 0.18483 | 46 | 46 | 5.0905 | 46 |  |  | 0.18483 | 8.502
9018 | SANDH_G3 | 3 | South | YES | 0.11066 | 45 | 2 | 46 | 0 | 1.0175 | GGT | 1 | 0.18483 | 46 | 46 | 5.0905 | 46 |  |  | 0.18483 | 8.502
9019 | SANDH_G4 | 4 | South | YES | 0.11066 | 0 | 2 | 47 |  | 1.0175 | GGT | 1 | 0.18483 | 47 | 47 | 5.2012 | 47 |  |  | 0.18483 | 8.6868
9020 | SANDHG5A | 5A | South | YES | 0.11066 | 150 | 84 | 155 | 0 | 1.0175 | CC | 1 | 0.18483 | 155 | 155 | 17.1528 | 155 |  |  | 0.18483 | 28.6479
9021 | SANDHG5C | 5C | South | YES | 0.11066 | 140 | 0 | 148 | 0 | 1.0175 | CC | 1 | 0.18483 | 148 | 148 | 16.3781 | 148 |  |  | 0.18483 | 27.3541
9002 | DECKR_G3 | 3 | South | YES | 0.11153 | 0 | 24 | 42 |  | 1.015 | GGT | 1 | 0.1857 | 42 | 42 | 4.6845 | 42 |  |  | 0.1857 | 7.7993
9003 | DECKR_G4 | 4 | South | YES | 0.11153 | 44 | 24 | 44 | 0 | 1.015 | GGT | 1 | 0.1857 | 44 | 44 | 4.9075 | 44 |  |  | 0.1857 | 8.1707
9004 | DECKR_G5 | 5 | South | YES | 0.11153 | 44 | 24 | 44 | 0 | 1.015 | GGT | 1 | 0.1857 | 44 | 44 | 4.9075 | 44 |  |  | 0.1857 | 8.1707
9005 | DECKR_G6 | 6 | South | YES | 0.11153 | 44 | 24 | 47 | 0 | 1.015 | GGT | 1 | 0.1857 | 47 | 47 | 5.2421 | 47 |  |  | 0.1857 | 8.7278
7004 | L_SIMGID1_1Y | 1 | South | YES | 0.11176 | 132 | 40 | 132 | 0 | 1.02 | GST | 1 | 0.18592 | 132 | 132 | 14.7521 | 132 |  |  | 0.18592 | 24.5415
7005 | L_SIMGID1_2Y | 2 | South | YES | 0.11176 | 133 | 32 | 139 | 0 | 1.02 | GST | 1 | 0.18592 | 139 | 139 | 15.5344 | 139 |  |  | 0.18592 | 25.8429
7006 | L_SIMGID1_3Y | 3 | South | YES | 0.11176 | 324.9 | 60 | 329 | 0 | 1.02 | GST | 1 | 0.18592 | 329 | 329 | 36.7684 | 329 |  |  | 0.18592 | 61.1678
7012 | L_FPPYD21_3Y | 3 | South | YES | 0.11392 | 427.5 | 200 | 436 | 0 | 1.02 | LIGCO | 1 | 0.18809 | 0 | 436 | 49.6713 | 436 |  |  | 0.18809 | 82.0061
7010 | L_FPPYD11_1Y | 1 | South | YES | 0.11404 | 547.4 | 200 | 606 | 0 | 1.02 | LIGCO | 1 | 0.18821 | 0 | 606 | 69.1101 | 606 |  |  | 0.18821 | 114.0524
7011 | L_FPPYD11_2Y | 2 | South | YES | 0.11404 | 552.2 | 200 | 598 | 0 | 1.02 | LIGCO | 1 | 0.18821 | 0 | 598 | 68.1977 | 598 |  |  | 0.18821 | 112.5468
7807 | L_BASTEN1_1Y | 1 | South | YES | 0.12763 | 152.5 | 83.5 | 152.5 | 0 | 1.004 | CC | 1 | 0.20179 | 152.5 | 152.5 | 19.4637 | 152.5 |  |  | 0.20179 | 30.7735
7808 | L_BASTEN1_2Y | 1 | South | YES | 0.12763 | 149.5 | 83.5 | 149.5 | 0 | 1.004 | CC | 1 | 0.20179 | 149.5 | 149.5 | 19.0808 | 149.5 |  |  | 0.20179 | 30.1681
7809 | L_BASTEN1_3Y | 1 | South | YES | 0.12763 | 232.6 | 42 | 232.6 | 0 | 1.004 | CC | 1 | 0.20179 | 232.6 | 232.6 | 29.687 | 232.6 |  |  | 0.20179 | 46.9371
7007 | L_LOSTPI1_1Y | 1 | South | YES | 0.12946 | 158.6 | 110 | 158 | 0 | 1 | CC | 1 | 0.20362 | 158 | 158 | 20.454 | 158 |  |  | 0.20362 | 32.1717
7008 | L_LOSTPI1_2Y | 2 | South | YES | 0.12946 | 157.7 | 107 | 160 | 0 | 1 | CC | 1 | 0.20362 | 160 | 160 | 20.713 | 160 |  |  | 0.20362 | 32.5789
7009 | L_LOSTPI1_3Y | 3 | South | YES | 0.12946 | 173.9 | 72 | 175 | 0 | 1 | CC | 1 | 0.20362 | 175 | 175 | 22.6548 | 175 |  |  | 0.20362 | 35.6332
3432 | SANDOW_4G | 4 | South | YES | 0.14421 | 580 | 225 | 580 | 0 | 1.029 | LIGCO | 1 | 0.21837 | 0 | 580 | 83.6401 | 580 |  |  | 0.21837 | 126.6542
13432 | SANDOW_5G | 5 | South | YES | 0.14421 | 581 | 225 | 581 | 0 | 1.029 | LIGCO | 1 | 0.21837 | 0 | 581 | 83.7843 | 581 |  |  | 0.21837 | 126.8726
Note on AL4: Zonal Cap - Zonal Impact

## Distributed Slack - Bound Gen
Number of Bus | Name of Bus | ID | Area Name of Gen | AGC | P Sensitivity of Bus | Gen MW | Min MW | Max MW | V Sensitivity of Bus | Set Volt | Tech Type | Zone Impact | Zone Correlation | Inc Max | Dec Max | Souce S.F. Weighting | Souce Capacity | Sink S.F. Weighting | Sink Capacity | PTDF Calc | PTDF Weighting | max of zone correlation | 0.073157 |  |  | Neg PTDF weight | Pos PTDF weight
8139 | JOS #1 | MB | South | YES | 0 | 0 | 45 | 255 |  | 1.02 | GST | 1 | 0.073157 | 0 | 0 | 0 | 0 |  |  | 0.073157 | 0 |  |  |  |  | 0 | 0
8285 | LAR #1 | MB | South | YES | 0 | 0 | 9 | 32 |  | 1.0497 | GST | 1 | 0.073157 | 0 | 0 | 0 | 0 |  |  | 0.073157 | 0 |  |  |  |  | 0 | 0
8287 | LAR #2 | MB | South | YES | 0 | 0 | 9 | 32 |  | 1.04 | GST | 1 | 0.073157 | 0 | 0 | 0 | 0 |  |  | 0.073157 | 0 |  |  |  |  | 0 | 0
8288 | LAR #3 | MB | South | YES | 0 | 0 | 25 | 105 |  | 1.04 | GST | 1 | 0.073157 | 0 | 0 | 0 | 0 |  |  | 0.073157 | 0 |  |  | Weighted Shift Factors |  | 0 | 0
8388 | BATES0A | MB | South | YES | 0 | 0 | 21 | 71 |  | 1.033 | GST | 1 | 0.073157 | 0 | 0 | 0 | 0 |  |  | 0.073157 | 0 |  |  | South | 0.10565 | 0 | 0
8393 | BATES0B | MB | South | YES | 0 | 0 | 25 | 110 |  | 1.03 | GST | 1 | 0.073157 | 0 | 0 | 0 | 0 |  |  | 0.073157 | 0 |  |  | North | -0.073157 | 0 | 0
8437 | NUECES_B0C | MB | South | YES | 0 | 0 | 7 | 30 |  | 1.03 | GST | 1 | 0.073157 | 0 | 0 | 0 | 0 |  |  | 0.073157 | 0 |  |  |  |  | 0 | 0
8438 | NUECES_B0B | MB | South | YES | 0 | 0 | 26 | 169 |  | 1.03 | GST | 1 | 0.073157 | 0 | 0 | 0 | 0 |  |  | 0.073157 | 0 | North |  |  |  | 0 | 0
39190 | TNSLCGN1__8 | 1 | Houston | YES | 0 | 0 | 10 | 30 |  | 1.03 | Cogen | 1 | 0.073157 | 0 | 0 |  |  |  |  | 0.073157 | 0 | Line Rating |  | 1072 |  | 0 | 0
5934 | SI_RAY5 | 5 | South | YES | 0 | 0 | 10 | 15 |  | 1.035 | GST | 1 | 0.073157 | 15 | 15 | 0 | 15 |  |  | 0.073157 | 1.0974 | Impact Counter to Zone: |  | 0 |  | 0 | 0
48591 | CHE_GT2_5030 | 2 | Houston | YES | 0.016213 | 173 | 50 | 173 | 0 | 1.029 | Cogen | 1 | 0.08937 | 0 | 0 |  |  |  |  | 0.08937 | 0 |  |  | 0% |  | 0 | 0
48811 | CVC_GT3_5045 | 3 | Houston | YES | 0.016213 | 156 | 91.8 | 156 | 0 | 1.029 | Cogen | 1 | 0.08937 | 0 | 0 |  |  |  |  | 0.08937 | 0 |  |  |  |  | 0 | 0
48812 | CVC_GT2_5020 | 2 | Houston | YES | 0.016213 | 158 | 91.8 | 158 | 0 | 1.029 | Cogen | 1 | 0.08937 | 0 | 0 |  |  |  |  | 0.08937 | 0 | South |  |  |  | 0 | 0
48813 | CVC_GT1_5035 | 1 | Houston | YES | 0.016213 | 160 | 91.8 | 160 | 0 | 1.029 | Cogen | 1 | 0.08937 | 0 | 0 |  |  |  |  | 0.08937 | 0 | Line Rating |  | 1072 |  | 0 | 0
48814 | CVC_ST5_5040 | 1 | Houston | YES | 0.016213 | 162 | 91.8 | 162 | 0 | 1.029 | Cogen | 1 | 0.08937 | 0 | 0 |  |  |  |  | 0.08937 | 0 | Impact Counter to Zone: |  | 0 |  | 0 | 0
48886 | THW_5354 | C | Houston | YES | 0.019689 | 45.6 | 5 | 57 |  | 1.0319 | GGT | 1 | 0.092846 | 57 | 57 |  |  |  |  | 0.092846 | 5.2922 |  |  | 0% |  | 0 | 0
48887 | THW_5556 | F | Houston | YES | 0.019689 | 45.6 | 5 | 57 |  | 1.0319 | GGT | 1 | 0.092846 | 57 | 57 |  |  |  |  | 0.092846 | 5.2922 |  |  |  |  | 0 | 0
48885 | THW_5152 | A | Houston | YES | 0.019689 | 46.4 | 5 | 58 |  | 1.0319 | GGT | 1 | 0.092846 | 58 | 58 |  |  |  |  | 0.092846 | 5.3851 |  |  |  |  | 0 | 0
48886 | THW_5354 | D | Houston | YES | 0.019689 | 46.4 | 5 | 58 |  | 1.0319 | GGT | 1 | 0.092846 | 58 | 58 |  |  |  |  | 0.092846 | 5.3851 |  |  |  |  | 0 | 0
48885 | THW_5152 | B | Houston | YES | 0.019689 | 47.2 | 5 | 59 |  | 1.0319 | GGT | 1 | 0.092846 | 59 | 59 |  |  |  |  | 0.092846 | 5.4779 |  |  |  |  | 0 | 0
48887 | THW_5556 | E | Houston | YES | 0.019689 | 47.2 | 5 | 59 |  | 1.0319 | GGT | 1 | 0.092846 | 59 | 59 |  |  |  |  | 0.092846 | 5.4779 |  |  |  |  | 0 | 0
48690 | GBY_GN5_5 | 5 | Houston | YES | 0.019936 | 318.4 | 81 | 398 |  | 1.0362 | GSC | 1 | 0.093093 | 398 | 398 |  |  |  |  | 0.093093 | 37.0512 |  |  |  |  | 0 | 0
48597 | BTE_GT4_8055 | 3 | Houston | YES | 0.020115 | 158.9 | 130 | 158.9 | 0 | 1.0261 | CC | 1 | 0.093272 | 158.9 | 158.9 |  |  |  |  | 0.093272 | 14.821 |  |  |  |  | 0 | 0
48596 | BTE_GT3_8045 | 2 | Houston | YES | 0.020115 | 161.4 | 130 | 161.4 | 0 | 1.0261 | CC | 1 | 0.093272 | 161.4 | 161.4 |  |  |  |  | 0.093272 | 15.0542 |  |  |  |  | 0 | 0
48595 | BTE_GT2_8075 | 1 | Houston | YES | 0.020115 | 162.8 | 130 | 162.8 | 0 | 1.0261 | CC | 1 | 0.093272 | 162.8 | 162.8 |  |  |  |  | 0.093272 | 15.1848 |  |  |  |  | 0 | 0
48598 | BTE_ST1_8070 | 4 | Houston | YES | 0.020115 | 269.2 | 60 | 269.2 | 0 | 1.0261 | CC | 1 | 0.093272 | 269.2 | 269.2 |  |  |  |  | 0.093272 | 25.1089 |  |  |  |  | 0 | 0
48583 | CBY_GT4_1 | 1 | Houston | YES | 0.020685 | 172 | 0 | 172 | 0 | 1.027 | GSC | 1 | 0.093842 | 172 | 172 |  |  |  |  | 0.093842 | 16.1409 |  |  |  |  | 0 | 0
48584 | CBY_GT4_2 | 2 | Houston | YES | 0.020685 | 172 | 0 | 172 | 0 | 1.027 | CC | 1 | 0.093842 | 172 | 172 |  |  |  |  | 0.093842 | 16.1409 |  |  |  |  | 0 | 0
48585 | CBY_ST4_1 | 3 | Houston | YES | 0.020685 | 172 | 0 | 172 | 0 | 1.027 | CC | 1 | 0.093842 | 172 | 172 |  |  |  |  | 0.093842 | 16.1409 |  |  |  |  | 0 | 0
48815 | CVC_GT4_8005 | 4 | Houston | YES | 0.020784 | 165 | 91.8 | 165 |  | 1.0362 | Cogen | 1 | 0.093941 | 0 | 0 |  |  |  |  | 0.093941 | 0 |  |  |  |  | 0 | 0
48791 | PSA_GT1_8160 | 1 | Houston | YES | 0.020965 | 52 | 20.8 | 65 | 0 | 1.0362 | Cogen | 1 | 0.094122 | 0 | 0 |  |  |  |  | 0.094122 | 0 |  |  |  |  | 0 | 0
48792 | PSA_GT2_8155 | 2 | Houston | YES | 0.020965 | 52.8 | 20.3 | 66 | 0 | 1.0362 | Cogen | 1 | 0.094122 | 0 | 0 |  |  |  |  | 0.094122 | 0 |  |  |  |  | 0 | 0
48793 | PSA_GT3_8150 | 3 | Houston | YES | 0.020965 | 56 | 20.3 | 70 | 0 | 1.0362 | Cogen | 1 | 0.094122 | 0 | 0 |  |  |  |  | 0.094122 | 0 |  |  |  |  | 0 | 0
48794 | PSA_GT4_8145 | 4 | Houston | YES | 0.020965 | 52.8 | 20.3 | 66 | 0 | 1.0362 | Cogen | 1 | 0.094122 | 0 | 0 |  |  |  |  | 0.094122 | 0 |  |  |  |  | 0 | 0
48795 | PSA_GT5_8140 | 5 | Houston | YES | 0.020965 | 51.2 | 20.3 | 64 | 0 | 1.0362 | Cogen | 1 | 0.094122 | 0 | 0 |  |  |  |  | 0.094122 | 0 |  |  |  |  | 0 | 0
48796 | PSA_GN1_8165 | 1 | Houston | YES | 0.020965 | 83.2 | 43.1 | 104 | 0 | 1.0362 | Cogen | 1 | 0.094122 | 0 | 0 |  |  |  |  | 0.094122 | 0 |  |  |  |  | 0 | 0
48797 | PSA_GT6_8135 | 6 | Houston | YES | 0.020965 | 47.2 | 34.5 | 59 | 0 | 1.0362 | Cogen | 1 | 0.094122 | 0 | 0 |  |  |  |  | 0.094122 | 0 |  |  |  |  | 0 | 0
48581 | CBY_GN1_1 | 1 | Houston | YES | 0.020975 | 595.2 | 108 | 744 | 0 | 1.0435 | GSC | 1 | 0.094132 | 744 | 744 |  |  |  |  | 0.094132 | 70.0345 |  |  |  |  | 0 | 0
48940 | WARVUE_GT1 | G1 | Houston | YES | 0.020987 | 15 | 0 | 15 |  | 1.021 | Cogen | 1 | 0.094144 | 0 | 0 |  |  |  |  | 0.094144 | 0 |  |  |  |  | 0 | 0
48651 | EP_1_2 | 1 | Houston | YES | 0.020998 | 4 | 0 | 5 | 0 | 1.0362 | Cogen | 1 | 0.094155 | 0 | 0 |  |  |  |  | 0.094155 | 0 |  |  |  |  | 0 | 0
48651 | EP_1_2 | 2 | Houston | YES | 0.020998 | 17.7 | 10 | 21 | 0 | 1.0362 | Cogen | 1 | 0.094155 | 0 | 0 |  |  |  |  | 0.094155 | 0 |  |  |  |  | 0 | 0
49803 | EXN_15GT | 1 | Houston | YES | 0.021324 | 33 | 8.3 | 34 |  | 1.0326 | Cogen | 1 | 0.094481 | 0 | 0 |  |  |  |  | 0.094481 | 0 |  |  |  |  | 0 | 0
49804 | EXN_16GT | 2 | Houston | YES | 0.021324 | 32 | 8.3 | 34.7 |  | 1.0326 | Cogen | 1 | 0.094481 | 0 | 0 |  |  |  |  | 0.094481 | 0 |  |  |  |  | 0 | 0
49805 | EXN_17GT | 3 | Houston | YES | 0.021324 | 31 | 8.3 | 32.7 |  | 1.0326 | Cogen | 1 | 0.094481 | 0 | 0 |  |  |  |  | 0.094481 | 0 |  |  |  |  | 0 | 0
49826 | EXN938GT | 5 | Houston | YES | 0.021324 | 43 | 9.2 | 45.9 |  | 1.0326 | Cogen | 1 | 0.094481 | 0 | 0 |  |  |  |  | 0.094481 | 0 |  |  |  |  | 0 | 0
49828 | EXN941GT | 10 | Houston | YES | 0.021324 | 17.7 | 5.4 | 17.7 | 0 | 1.0326 | Cogen | 1 | 0.094481 | 0 | 0 |  |  |  |  | 0.094481 | 0 |  |  |  |  | 0 | 0
49829 | EXN942GT | 11 | Houston | YES | 0.021324 | 20 | 5.4 | 20.4 | 0 | 1.0326 | Cogen | 1 | 0.094481 | 0 | 0 |  |  |  |  | 0.094481 | 0 |  |  |  |  | 0 | 0
49830 | EXN943GT | 12 | Houston | YES | 0.021324 | 19 | 5.4 | 19.9 | 0 | 1.0326 | Cogen | 1 | 0.094481 | 0 | 0 |  |  |  |  | 0.094481 | 0 |  |  |  |  | 0 | 0
49831 | EXN944GT | 13 | Houston | YES | 0.021324 | 33 | 5.4 | 35 | 0 | 1.0326 | Cogen | 1 | 0.094481 | 0 | 0 |  |  |  |  | 0.094481 | 0 |  |  |  |  | 0 | 0
49832 | EXN945GT | 9 | Houston | YES | 0.021324 | 18.5 | 9.2 | 18.5 |  | 1.0326 | Cogen | 1 | 0.094481 | 0 | 0 |  |  |  |  | 0.094481 | 0 |  |  |  |  | 0 | 0
49837 | EXN_GT | 4 | Houston | YES | 0.021324 | 81 | 21.3 | 85.4 |  | 1.0326 | Cogen | 1 | 0.094481 | 0 | 0 |  |  |  |  | 0.094481 | 0 |  |  |  |  | 0 | 0
49838 | EXN_14GT | 14 | Houston | YES | 0.021324 | 140 | 0 | 148 |  | 1.0326 | Cogen | 1 | 0.094481 | 0 | 0 |  |  |  |  | 0.094481 | 0 |  |  |  |  | 0 | 0
48883 | THW_GT1_GT_1 | B2 | Houston | YES | 0.021417 | 0 | 0 | 12 |  | 1.043 | GGT | 1 | 0.094574 | 12 | 12 |  |  |  |  | 0.094574 | 1.1349 |  |  |  |  | 0 | 0
48582 | CBY_GN2_2 | 2 | Houston | YES | 0.021662 | 596.8 | 110 | 746 | 0 | 1.0435 | GSC | 1 | 0.094819 | 746 | 746 |  |  |  |  | 0.094819 | 70.7353 |  |  |  |  | 0 | 0
48875 | THW_3132 | B | Houston | YES | 0.022175 | 53 | 5 | 53 | 0 | 1.0435 | CC | 1 | 0.095332 | 53 | 53 |  |  |  |  | 0.095332 | 5.0526 |  |  |  |  | 0 | 0
48875 | THW_3132 | A | Houston | YES | 0.022175 | 55 | 5 | 55 | 0 | 1.0435 | CC | 1 | 0.095332 | 55 | 55 |  |  |  |  | 0.095332 | 5.2433 |  |  |  |  | 0 | 0
48877 | THW_3334 | C | Houston | YES | 0.022175 | 55 | 5 | 55 | 0 | 1.0435 | CC | 1 | 0.095332 | 55 | 55 |  |  |  |  | 0.095332 | 5.2433 |  |  |  |  | 0 | 0
48879 | THW_4142 | F | Houston | YES | 0.022175 | 55 | 5 | 55 | 0 | 1.0435 | CC | 1 | 0.095332 | 55 | 55 |  |  |  |  | 0.095332 | 5.2433 |  |  |  |  | 0 | 0
48879 | THW_4142 | E | Houston | YES | 0.022175 | 56 | 5 | 56 | 0 | 1.0435 | CC | 1 | 0.095332 | 56 | 56 |  |  |  |  | 0.095332 | 5.3386 |  |  |  |  | 0 | 0
48877 | THW_3334 | D | Houston | YES | 0.022175 | 57 | 5 | 57 | 0 | 1.0435 | CC | 1 | 0.095332 | 57 | 57 |  |  |  |  | 0.095332 | 5.4339 |  |  |  |  | 0 | 0
48881 | THW_4344 | G | Houston | YES | 0.022175 | 58 | 5 | 58 | 0 | 1.0435 | CC | 1 | 0.095332 | 58 | 58 |  |  |  |  | 0.095332 | 5.5293 |  |  |  |  | 0 | 0
48881 | THW_4344 | H | Houston | YES | 0.022175 | 58 | 5 | 58 | 0 | 1.0435 | CC | 1 | 0.095332 | 58 | 58 |  |  |  |  | 0.095332 | 5.5293 |  |  |  |  | 0 | 0
48873 | THW_ST3_ST_3 | 3 | Houston | YES | 0.022175 | 107 | 19 | 107 | 0 | 1.0435 | CC | 1 | 0.095332 | 107 | 107 |  |  |  |  | 0.095332 | 10.2006 |  |  |  |  | 0 | 0
48874 | THW_ST4_ST_4 | 4 | Houston | YES | 0.022175 | 108 | 19 | 108 | 0 | 1.0435 | CC | 1 | 0.095332 | 108 | 108 |  |  |  |  | 0.095332 | 10.2959 |  |  |  |  | 0 | 0
48593 | CHE_GT1_8015 | 1 | Houston | YES | 0.022792 | 173 | 50 | 173 | 0 | 1.0362 | Cogen | 1 | 0.095949 | 0 | 0 |  |  |  |  | 0.095949 | 0 |  |  |  |  | 0 | 0
48594 | CHE_GN4_8025 | 4 | Houston | YES | 0.022792 | 142 | 60 | 142 | 0 | 1.0362 | Cogen | 1 | 0.095949 | 0 | 0 |  |  |  |  | 0.095949 | 0 |  |  |  |  | 0 | 0
48513 | LPE_GT3_8080 | 3 | Houston | YES | 0.022853 | 39 | 0 | 39 | 0 | 1.0362 | GGT | 1 | 0.09601 | 39 | 39 |  |  |  |  | 0.09601 | 3.7444 |  |  |  |  | 0 | 0
48514 | LPE_GT4_8085 | 4 | Houston | YES | 0.022853 | 39 | 0 | 39 | 0 | 1.0362 | GGT | 1 | 0.09601 | 39 | 39 |  |  |  |  | 0.09601 | 3.7444 |  |  |  |  | 0 | 0
48511 | LPE_GT1_8070 | 1 | Houston | YES | 0.022853 | 42 | 0 | 42 | 0 | 1.0362 | GGT | 1 | 0.09601 | 42 | 42 |  |  |  |  | 0.09601 | 4.0324 |  |  |  |  | 0 | 0
48512 | LPE_GT2_8075 | 2 | Houston | YES | 0.022853 | 42 | 0 | 42 | 0 | 1.0362 | GGT | 1 | 0.09601 | 42 | 42 |  |  |  |  | 0.09601 | 4.0324 |  |  |  |  | 0 | 0
48500 | APD_GT1_8005 | 1 | Houston | YES | 0.022953 | 137.6 | 54.6 | 137.6 | 0 | 1.0362 | Cogen | 1 | 0.09611 | 0 | 0 |  |  |  |  | 0.09611 | 0 |  |  |  |  | 0 | 0
48820 | SHELLG1_3015 | 1 | Houston | YES | 0.023372 | 71 | 34.5 | 71 |  | 1.029 | Cogen | 1 | 0.096529 | 0 | 0 |  |  |  |  | 0.096529 | 0 |  |  |  |  | 0 | 0
48821 | SHELLG2 | 2 | Houston | YES | 0.023372 | 72 | 34.5 | 72 |  | 1.029 | Cogen | 1 | 0.096529 | 0 | 0 |  |  |  |  | 0.096529 | 0 |  |  |  |  | 0 | 0
48822 | SHELLG3_3020 | 2 | Houston | YES | 0.023372 | 30 | 0 | 30 |  | 1.029 | Cogen | 1 | 0.096529 | 0 | 0 |  |  |  |  | 0.096529 | 0 |  |  |  |  | 0 | 0
48822 | SHELLG3_3020 | 1 | Houston | YES | 0.023372 | 39 | 0 | 39 |  | 1.029 | Cogen | 1 | 0.096529 | 0 | 0 |  |  |  |  | 0.096529 | 0 |  |  |  |  | 0 | 0
48740 | PSG_GN2_8050 | 1 | Houston | YES | 0.023677 | 182 | 60 | 182 | 0 | 1.0326 | Cogen | 1 | 0.096834 | 0 | 0 |  |  |  |  | 0.096834 | 0 |  |  |  |  | 0 | 0
48741 | PSG_GT2_8040 | 1 | Houston | YES | 0.023677 | 158.6 | 50 | 158.6 | 0 | 1.0326 | Cogen | 1 | 0.096834 | 0 | 0 |  |  |  |  | 0.096834 | 0 |  |  |  |  | 0 | 0
48742 | PSG_GT3_8060 | 1 | Houston | YES | 0.023677 | 157 | 50 | 157 | 0 | 1.0326 | Cogen | 1 | 0.096834 | 0 | 0 |  |  |  |  | 0.096834 | 0 |  |  |  |  | 0 | 0
48854 | SRB_GN4_4 | 4 | Houston | YES | 0.023677 | 182.4 | 35 | 228 | 0 | 1.0326 | GST | 1 | 0.096834 | 228 | 228 |  |  |  |  | 0.096834 | 22.0783 |  |  |  |  | 0 | 0
48611 | DIB_GT1_8080 | 1 | Houston | YES | 0.023683 | 64 | 0 | 64 | 0 | 1.0326 | Cogen | 1 | 0.09684 | 0 | 0 |  |  |  |  | 0.09684 | 0 |  |  |  |  | 0 | 0
48612 | DIB_GT2_8075 | 2 | Houston | YES | 0.023683 | 63.2 | 0 | 63.2 | 0 | 1.0326 | Cogen | 1 | 0.09684 | 0 | 0 |  |  |  |  | 0.09684 | 0 |  |  |  |  | 0 | 0
48613 | DIB_ST1_8085 | 3 | Houston | YES | 0.023683 | 67.9 | 30 | 82.6 | 0 | 1.0326 | Cogen | 1 | 0.09684 | 0 | 0 |  |  |  |  | 0.09684 | 0 |  |  |  |  | 0 | 0
48614 | DIB_GT3_8090 | 4 | Houston | YES | 0.023683 | 73.6 | 15 | 73.6 | 0 | 1.0326 | Cogen | 1 | 0.09684 | 0 | 0 |  |  |  |  | 0.09684 | 0 |  |  |  |  | 0 | 0
48845 | SOL_GT1 | 1 | Houston | YES | 0.023686 | 16.2 | 15.4 | 16.2 |  | 1.0326 | Solar | 1 | 0.096843 | 16.2 | 16.2 |  |  |  |  | 0.096843 | 1.5689 |  |  |  |  | 0 | 0
48853 | SRB_GN3_3 | 3 | Houston | YES | 0.02369 | 170.4 | 35 | 213 |  | 1.0326 | GST | 1 | 0.096847 | 213 | 213 |  |  |  |  | 0.096847 | 20.6285 |  |  |  |  | 0 | 0
48551 | CAL_GT1_8045 | 1 | Houston | YES | 0.023742 | 149 | 0 | 149 | 0 | 1.0326 | Cogen | 1 | 0.096899 | 0 | 0 |  |  |  |  | 0.096899 | 0 |  |  |  |  | 0 | 0
48552 | CAL_ST1_8000 | 2 | Houston | YES | 0.023742 | 65.1 | 0 | 65.1 | 0 | 1.0326 | Cogen | 1 | 0.096899 | 0 | 0 |  |  |  |  | 0.096899 | 0 |  |  |  |  | 0 | 0
48851 | SRB_GN1_1 | 1 | Houston | YES | 0.023747 | 132 | 26 | 165 | 0 | 1.0217 | GST | 1 | 0.096904 | 165 | 165 |  |  |  |  | 0.096904 | 15.9892 |  |  |  |  | 0 | 0
48852 | SRB_GN2_2 | 2 | Houston | YES | 0.023763 | 140.8 | 26 | 176 | 0 | 1.0217 | GST | 1 | 0.09692 | 176 | 176 |  |  |  |  | 0.09692 | 17.058 |  |  |  |  | 0 | 0
48855 | SRB_GT211035 | B2 | Houston | YES | 0.023775 | 0 | 0 | 12 |  | 1.014 | GGT | 1 | 0.096932 | 12 | 12 |  |  |  |  | 0.096932 | 1.1632 |  |  |  |  | 0 | 0
48855 | SRB_GT211035 | B1 | Houston | YES | 0.023775 | 0 | 0 | 18 |  | 1.014 | GGT | 1 | 0.096932 | 18 | 18 |  |  |  |  | 0.096932 | 1.7448 |  |  |  |  | 0 | 0
48761 | PR_GT1__9040 | 1 | Houston | YES | 0.023993 | 26 | 0 | 35 |  | 1 | Cogen | 1 | 0.09715 | 0 | 0 |  |  |  |  | 0.09715 | 0 |  |  |  |  | 0 | 0
48644 | DPEC_GT45070 | 4 | Houston | YES | 0.024207 | 157 | 98 | 157 | 0 | 1.0319 | CC | 1 | 0.097364 | 157 | 157 |  |  |  |  | 0.097364 | 15.2862 |  |  |  |  | 0 | 0
48642 | DPEC_GT25025 | 2 | Houston | YES | 0.024207 | 157.1 | 98 | 157.1 | 0 | 1.0319 | CC | 1 | 0.097364 | 157.1 | 157.1 |  |  |  |  | 0.097364 | 15.296 |  |  |  |  | 0 | 0
48643 | DPEC_GT35010 | 3 | Houston | YES | 0.024207 | 157.5 | 98 | 157.5 | 0 | 1.0319 | CC | 1 | 0.097364 | 157.5 | 157.5 |  |  |  |  | 0.097364 | 15.3349 |  |  |  |  | 0 | 0
48641 | DPEC_GT15040 | 1 | Houston | YES | 0.024207 | 163.2 | 98 | 163.2 | 0 | 1.0319 | CC | 1 | 0.097364 | 163.2 | 163.2 |  |  |  |  | 0.097364 | 15.8899 |  |  |  |  | 0 | 0
48645 | DPEC_ST55065 | 5 | Houston | YES | 0.024207 | 282 | 0 | 282 | 0 | 1.0319 | CC | 1 | 0.097364 | 282 | 282 |  |  |  |  | 0.097364 | 27.4568 |  |  |  |  | 0 | 0
48841 | SJS_GT1_GT1 | 1 | Houston | YES | 0.024434 | 62.4 | 49 | 78 | 0 | 1.0362 | Cogen | 1 | 0.097591 | 0 | 0 |  |  |  |  | 0.097591 | 0 |  |  |  |  | 0 | 0
48842 | SJS_GT2_GT2 | 2 | Houston | YES | 0.024434 | 64.8 | 49 | 81 | 0 | 1.0362 | Cogen | 1 | 0.097591 | 0 | 0 |  |  |  |  | 0.097591 | 0 |  |  |  |  | 0 | 0
48691 | GBY_73741085 | B | Houston | YES | 0.024725 | 37.6 | 20 | 47 | 0 | 1.0362 | GGT | 1 | 0.097882 | 47 | 47 |  |  |  |  | 0.097882 | 4.6005 |  |  |  |  | 0 | 0
48691 | GBY_73741085 | A | Houston | YES | 0.024725 | 37.6 | 20 | 47 | 0 | 1.0362 | GGT | 1 | 0.097882 | 47 | 47 |  |  |  |  | 0.097882 | 4.6005 |  |  |  |  | 0 | 0
48692 | GBY_81821075 | C | Houston | YES | 0.024725 | 37.6 | 20 | 47 | 0 | 1.0362 | GGT | 1 | 0.097882 | 47 | 47 |  |  |  |  | 0.097882 | 4.6005 |  |  |  |  | 0 | 0
48693 | GBY_83841065 | F | Houston | YES | 0.024725 | 43.2 | 20 | 54 | 0 | 1.0362 | GGT | 1 | 0.097882 | 54 | 54 |  |  |  |  | 0.097882 | 5.2857 |  |  |  |  | 0 | 0
48692 | GBY_81821075 | D | Houston | YES | 0.024725 | 44 | 20 | 55 | 0 | 1.0362 | GGT | 1 | 0.097882 | 55 | 55 |  |  |  |  | 0.097882 | 5.3835 |  |  |  |  | 0 | 0
48693 | GBY_83841065 | E | Houston | YES | 0.024725 | 45.6 | 20 | 57 | 0 | 1.0362 | GGT | 1 | 0.097882 | 57 | 57 |  |  |  |  | 0.097882 | 5.5793 |  |  |  |  | 0 | 0
48531 | BYU_GT1_8075 | 1 | Houston | YES | 0.025309 | 65 | 0 | 65 |  | 1.0362 | Cogen | 1 | 0.098466 | 0 | 0 |  |  |  |  | 0.098466 | 0 |  |  |  |  | 0 | 0
48532 | BYU_GT2_8055 | 2 | Houston | YES | 0.025309 | 62 | 0 | 62 |  | 1.0362 | Cogen | 1 | 0.098466 | 0 | 0 |  |  |  |  | 0.098466 | 0 |  |  |  |  | 0 | 0
48533 | BYU_GT3_8060 | 3 | Houston | YES | 0.025309 | 67 | 0 | 67 |  | 1.0362 | Cogen | 1 | 0.098466 | 0 | 0 |  |  |  |  | 0.098466 | 0 |  |  |  |  | 0 | 0
48534 | BYU_GT4_8065 | 4 | Houston | YES | 0.025309 | 65 | 0 | 65 |  | 1.0362 | Cogen | 1 | 0.098466 | 0 | 0 |  |  |  |  | 0.098466 | 0 |  |  |  |  | 0 | 0
48561 | CTL_GT2_8130 | 1 | Houston | YES | 0.025774 | 73.5 | 30.3 | 91.9 |  | 1.0362 | Cogen | 1 | 0.098931 | 0 | 0 |  |  |  |  | 0.098931 | 0 |  |  |  |  | 0 | 0
48562 | CTL_GT3_8135 | 2 | Houston | YES | 0.025774 | 70.1 | 30.3 | 87.6 |  | 1.0362 | Cogen | 1 | 0.098931 | 0 | 0 |  |  |  |  | 0.098931 | 0 |  |  |  |  | 0 | 0
48563 | CTL_GT4_8140 | 3 | Houston | YES | 0.025774 | 69.6 | 30.3 | 87 |  | 1.0362 | Cogen | 1 | 0.098931 | 0 | 0 |  |  |  |  | 0.098931 | 0 |  |  |  |  | 0 | 0
48564 | CTL_GN1_8145 | 4 | Houston | YES | 0.025774 | 43.6 | 12.9 | 54.5 |  | 1.0362 | Cogen | 1 | 0.098931 | 0 | 0 |  |  |  |  | 0.098931 | 0 |  |  |  |  | 0 | 0
48565 | CTL_GN2_8155 | 5 | Houston | YES | 0.025774 | 9.8 | 3.4 | 12.2 |  | 1.0362 | Cogen | 1 | 0.098931 | 0 | 0 |  |  |  |  | 0.098931 | 0 |  |  |  |  | 0 | 0
48772 | PHR_GN2_2 | MB | Houston | YES | 0.026988 | 0 | 72 | 459 |  | 1.0362 | GSC | 1 | 0.10015 | 0 | 0 |  |  |  |  | 0.10015 | 0 |  |  |  |  | 0 | 0
38580 | TNBP_CGN1_8 | 1 | Houston | YES | 0.028729 | 70.8 | 0 | 70.8 | 0 | 1.005 | Cogen | 1 | 0.10189 | 0 | 0 |  |  |  |  | 0.10189 | 0 |  |  |  |  | 0 | 0
38590 | TNBP_CGN2_8 | 2 | Houston | YES | 0.028729 | 66.7 | 0 | 66.7 | 0 | 1.005 | Cogen | 1 | 0.10189 | 0 | 0 |  |  |  |  | 0.10189 | 0 |  |  |  |  | 0 | 0
38600 | TNBP_CGN3_8 | 5 | Houston | YES | 0.028729 | 53 | 0 | 53 | 0 | 1.005 | Cogen | 1 | 0.10189 | 0 | 0 |  |  |  |  | 0.10189 | 0 |  |  |  |  | 0 | 0
38611 | TNBPAMCG1_8 | 1 | Houston | YES | 0.028729 | 153.2 | 0 | 153.2 | 0 | 1.005 | Cogen | 1 | 0.10189 | 0 | 0 |  |  |  |  | 0.10189 | 0 |  |  |  |  | 0 | 0
38612 | TNBPAMCG2_8 | 2 | Houston | YES | 0.028729 | 153.5 | 0 | 153.5 | 0 | 1.005 | Cogen | 1 | 0.10189 | 0 | 0 |  |  |  |  | 0.10189 | 0 |  |  |  |  | 0 | 0
38613 | TNBPAMCG3_8 | 3 | Houston | YES | 0.028729 | 152.3 | 0 | 152.3 | 0 | 1.005 | Cogen | 1 | 0.10189 | 0 | 0 |  |  |  |  | 0.10189 | 0 |  |  |  |  | 0 | 0
38614 | TNBPAMCG4_8 | 4 | Houston | YES | 0.028729 | 96 | 0 | 96 |  | 1.005 | Cogen | 1 | 0.10189 | 0 | 0 |  |  |  |  | 0.10189 | 0 |  |  |  |  | 0 | 0
38615 | TNBPAMCG5_8 | 1 | Houston | YES | 0.028729 | 244 | 0 | 244 | 0 | 1.005 | Cogen | 1 | 0.10189 | 0 | 0 |  |  |  |  | 0.10189 | 0 |  |  |  |  | 0 | 0
38690 | TNBP_CGN4_8 | 3 | Houston | YES | 0.028729 | 40 | 0 | 40 |  | 1.005 | Cogen | 1 | 0.10189 | 0 | 0 |  |  |  |  | 0.10189 | 0 |  |  |  |  | 0 | 0
38711 | TNTXCTY1CG8 | 1 | Houston | YES | 0.028729 | 100.3 | 59 | 100.3 | 0 | 1 | Cogen | 1 | 0.10189 | 0 | 0 |  |  |  |  | 0.10189 | 0 |  |  |  |  | 0 | 0
38712 | TNTXCTY2CG8 | 1 | Houston | YES | 0.028729 | 92.9 | 59 | 92.9 | 0 | 1 | Cogen | 1 | 0.10189 | 0 | 0 |  |  |  |  | 0.10189 | 0 |  |  |  |  | 0 | 0
38713 | TNTXCTY3CG8 | 1 | Houston | YES | 0.028729 | 102.7 | 59 | 102.7 | 0 | 1 | Cogen | 1 | 0.10189 | 0 | 0 |  |  |  |  | 0.10189 | 0 |  |  |  |  | 0 | 0
38714 | TNTXCTY4CG8 | 1 | Houston | YES | 0.028729 | 103 | 59 | 103 | 0 | 1 | Cogen | 1 | 0.10189 | 0 | 0 |  |  |  |  | 0.10189 | 0 |  |  |  |  | 0 | 0
39470 | TNDOWCGNSG8 | 1 | Houston | YES | 0.028729 | 32 | 10 | 32 | 0 | 0.985 | Cogen | 1 | 0.10189 | 0 | 0 |  |  |  |  | 0.10189 | 0 |  |  |  |  | 0 | 0
39480 | TNDOWCGNGG8 | 1 | Houston | YES | 0.028729 | 30 | 10 | 30 | 0 | 0.985 | Cogen | 1 | 0.10189 | 0 | 0 |  |  |  |  | 0.10189 | 0 |  |  |  |  | 0 | 0
48929 | WAPGT21_GT1 | B1 | Houston | YES | 0.032833 | 0 | 0 | 13 |  | 1.05 | GGT | 1 | 0.10599 | 13 | 13 |  |  |  |  | 0.10599 | 1.3779 |  |  |  |  | 0 | 0
48921 | WAP_GN1_1 | 1 | Houston | YES | 0.032833 | 132.8 | 37 | 166 | 0 | 1.0362 | GST | 1 | 0.10599 | 166 | 166 |  |  |  |  | 0.10599 | 17.5944 |  |  |  |  | 0 | 0
48922 | WAP_GN2_2 | 2 | Houston | YES | 0.032833 | 132.8 | 37 | 166 | 0 | 1.0362 | GST | 1 | 0.10599 | 166 | 166 |  |  |  |  | 0.10599 | 17.5944 |  |  |  |  | 0 | 0
48923 | WAP_GN3_3 | 3 | Houston | YES | 0.032833 | 198.4 | 93 | 248 | 0 | 1.0362 | GST | 1 | 0.10599 | 248 | 248 |  |  |  |  | 0.10599 | 26.2856 |  |  |  |  | 0 | 0
48924 | WAP_GN4_4 | 4 | Houston | YES | 0.032833 | 546 | 217 | 546 | 0 | 1.0362 | GSC | 1 | 0.10599 | 546 | 546 |  |  |  |  | 0.10599 | 57.8708 |  |  |  |  | 0 | 0
48925 | WAP_GN5_5 | 5 | Houston | YES | 0.032833 | 578.7 | 278 | 654 | 0 | 0.985 | LIGCO | 1 | 0.10599 | 0 | 654 |  |  |  |  | 0.10599 | 69.3177 |  |  |  |  | 0 | 0
48510 | AK_GT1__8040 | 1 | Houston | YES | 0.032933 | 33.4 | 8.1 | 34 |  | 1.029 | Cogen | 1 | 0.10609 | 0 | 0 |  |  |  |  | 0.10609 | 0 |  |  |  |  | 0 | 0
48522 | BVE_GT2_5035 | 2 | Houston | YES | 0.03385 | 166.4 | 0 | 166.4 |  | 1.035 | CC | 1 | 0.10701 | 166.4 | 166.4 |  |  |  |  | 0.10701 | 17.806 |  |  |  |  | 0 | 0
48521 | BVE_GT1_GT1 | 1 | Houston | YES | 0.03385 | 167.7 | 0 | 167.7 |  | 1.035 | CC | 1 | 0.10701 | 167.7 | 167.7 |  |  |  |  | 0.10701 | 17.9451 |  |  |  |  | 0 | 0
48523 | BVE_ST1_GN1 | 3 | Houston | YES | 0.03385 | 252.4 | 0 | 252.4 |  | 1.035 | CC | 1 | 0.10701 | 252.4 | 252.4 |  |  |  |  | 0.10701 | 27.0087 |  |  |  |  | 0 | 0
48730 | MNS_GT | 1 | Houston | YES | 0.033879 | 43 | 0 | 46.1 |  | 1.029 | Cogen | 1 | 0.10704 | 0 | 0 |  |  |  |  | 0.10704 | 0 |  |  |  |  | 0 | 0
48927 | WAP_GN7_7 | 7 | Houston | YES | 0.033903 | 564 | 277 | 564 |  | 1.035 | LIGCO | 1 | 0.10706 | 0 | 564 |  |  |  |  | 0.10706 | 60.3821 |  |  |  |  | 0 | 0
48928 | WAP_GN8_8 | 8 | Houston | YES | 0.033903 | 603 | 275 | 603 |  | 1.035 | LIGCO | 1 | 0.10706 | 0 | 603 |  |  |  |  | 0.10706 | 64.5574 |  |  |  |  | 0 | 0
48926 | WAP_GN6_6 | 6 | Houston | YES | 0.033903 | 651 | 280 | 651 |  | 1.035 | LIGCO | 1 | 0.10706 | 0 | 651 |  |  |  |  | 0.10706 | 69.6963 |  |  |  |  | 0 | 0
39760 | TNSCLP1___8 | 1 | Houston | YES | 0.04015 | 93.4 | 20 | 116.8 | 0 | 1.04 | Cogen | 1 | 0.11331 | 0 | 0 |  |  |  |  | 0.11331 | 0 |  |  |  |  | 0 | 0
39770 | TNSCLP2___8 | 1 | Houston | YES | 0.04015 | 91.6 | 20 | 114.5 | 0 | 1.04 | Cogen | 1 | 0.11331 | 0 | 0 |  |  |  |  | 0.11331 | 0 |  |  |  |  | 0 | 0
39775 | TNSCLP4___8 | 1 | Houston | YES | 0.04015 | 95.2 | 20 | 119 | 0 | 1.04 | Cogen | 1 | 0.11331 | 0 | 0 |  |  |  |  | 0.11331 | 0 |  |  |  |  | 0 | 0
39790 | TNSCLP3___8 | 1 | Houston | YES | 0.04015 | 87.6 | 20 | 109.5 | 0 | 1.027 | Cogen | 1 | 0.11331 | 0 | 0 |  |  |  |  | 0.11331 | 0 |  |  |  |  | 0 | 0
48520 | BSF_GT1_8070 | 1 | Houston | YES | 0.041916 | 72 | 0 | 72 | 0 | 1.0326 | Cogen | 1 | 0.11507 | 0 | 0 |  |  |  |  | 0.11507 | 0 |  |  |  |  | 0 | 0
48520 | BSF_GT1_8070 | 2 | Houston | YES | 0.041916 | 10 | 0 | 10 | 0 | 1.0326 | Cogen | 1 | 0.11507 | 0 | 0 |  |  |  |  | 0.11507 | 0 |  |  |  |  | 0 | 0
49851 | DOW17000 | 37 | Houston | YES | 0.044148 | 39 | 0 | 62 | 0 | 1 | Cogen | 1 | 0.11731 | 0 | 0 |  |  |  |  | 0.11731 | 0 |  |  |  |  | 0 | 0
49858 | DOW38100 | 31 | Houston | YES | 0.044148 | 45 | 0 | 71.4 |  | 1 | Cogen | 1 | 0.11731 | 0 | 0 |  |  |  |  | 0.11731 | 0 |  |  |  |  | 0 | 0
49859 | DOW38200 | 33 | Houston | YES | 0.044148 | 28 | 0 | 45 | 0 | 1 | Cogen | 1 | 0.11731 | 0 | 0 |  |  |  |  | 0.11731 | 0 |  |  |  |  | 0 | 0
49860 | DOW38300 | 32 | Houston | YES | 0.044148 | 63 | 0 | 101 |  | 1 | Cogen | 1 | 0.11731 | 0 | 0 |  |  |  |  | 0.11731 | 0 |  |  |  |  | 0 | 0
49862 | DOW39100 | 36 | Houston | YES | 0.044148 | 54 | 0 | 86 | 0 | 1 | Cogen | 1 | 0.11731 | 0 | 0 |  |  |  |  | 0.11731 | 0 |  |  |  |  | 0 | 0
49863 | DOW39200 | 35 | Houston | YES | 0.044148 | 55 | 0 | 88 | 0 | 1 | Cogen | 1 | 0.11731 | 0 | 0 |  |  |  |  | 0.11731 | 0 |  |  |  |  | 0 | 0
49865 | DOW41000 | 41 | Houston | YES | 0.044148 | 31 | 0 | 50 |  | 1 | Cogen | 1 | 0.11731 | 0 | 0 |  |  |  |  | 0.11731 | 0 |  |  |  |  | 0 | 0
49866 | DOW42000 | 42 | Houston | YES | 0.044148 | 11 | 0 | 18 |  | 1 | Cogen | 1 | 0.11731 | 0 | 0 |  |  |  |  | 0.11731 | 0 |  |  |  |  | 0 | 0
49869 | DOW49000 | 45 | Houston | YES | 0.044148 | 59 | 0 | 94 |  | 1 | Cogen | 1 | 0.11731 | 0 | 0 |  |  |  |  | 0.11731 | 0 |  |  |  |  | 0 | 0
49870 | DOW61000 | 61 | Houston | YES | 0.044148 | 44 | 0 | 70 | 0 | 1 | Cogen | 1 | 0.11731 | 0 | 0 |  |  |  |  | 0.11731 | 0 |  |  |  |  | 0 | 0
49871 | DOW62000 | 62 | Houston | YES | 0.044148 | 40 | 0 | 63 | 0 | 1 | Cogen | 1 | 0.11731 | 0 | 0 |  |  |  |  | 0.11731 | 0 |  |  |  |  | 0 | 0
49872 | DOW63000 | 63 | Houston | YES | 0.044148 | 45 | 0 | 72 | 0 | 1 | Cogen | 1 | 0.11731 | 0 | 0 |  |  |  |  | 0.11731 | 0 |  |  |  |  | 0 | 0
49873 | DOW64000 | 64 | Houston | YES | 0.044148 | 41 | 0 | 64.8 | 0 | 1 | Cogen | 1 | 0.11731 | 0 | 0 |  |  |  |  | 0.11731 | 0 |  |  |  |  | 0 | 0
49876 | DOW65000 | 65 | Houston | YES | 0.044148 | 63 | 0 | 101 | 0 | 1 | Cogen | 1 | 0.11731 | 0 | 0 |  |  |  |  | 0.11731 | 0 |  |  |  |  | 0 | 0
49877 | DOW66000 | 66 | Houston | YES | 0.044148 | 61 | 0 | 97 | 0 | 1 | Cogen | 1 | 0.11731 | 0 | 0 |  |  |  |  | 0.11731 | 0 |  |  |  |  | 0 | 0
49878 | DOW67000 | 67 | Houston | YES | 0.044148 | 65 | 0 | 103 | 0 | 1 | Cogen | 1 | 0.11731 | 0 | 0 |  |  |  |  | 0.11731 | 0 |  |  |  |  | 0 | 0
49882 | DOW81000 | 81 | Houston | YES | 0.044148 | 47 | 0 | 76 | 0 | 1 | Cogen | 1 | 0.11731 | 0 | 0 |  |  |  |  | 0.11731 | 0 |  |  |  |  | 0 | 0
49884 | DOW82000 | 82 | Houston | YES | 0.044148 | 51 | 0 | 80 | 0 | 1 | Cogen | 1 | 0.11731 | 0 | 0 |  |  |  |  | 0.11731 | 0 |  |  |  |  | 0 | 0
49885 | DOW83000 | 83 | Houston | YES | 0.044148 | 51 | 0 | 80 | 0 | 1 | Cogen | 1 | 0.11731 | 0 | 0 |  |  |  |  | 0.11731 | 0 |  |  |  |  | 0 | 0
49886 | DOW84000 | 84 | Houston | YES | 0.044148 | 107 | 0 | 171 | 0 | 0.98 | Cogen | 1 | 0.11731 | 0 | 0 |  |  |  |  | 0.11731 | 0 |  |  |  |  | 0 | 0
8032 | AMISTADHYD1 | 1 | South | YES | 0.045618 | 33 | 13 | 33 | 0 | 1.03 | Hydro | 1 | 0.11878 | 0 | 0 | 0 | 0 |  |  | 0.11878 | 0 |  |  |  |  | 0 | 0
8033 | AMISTADHYD2 | 2 | South | YES | 0.045618 | 25 | 13 | 25 | 0 | 1.03 | Hydro | 1 | 0.11878 | 0 | 0 | 0 | 0 |  |  | 0.11878 | 0 |  |  |  |  | 0 | 0
88253 | HAMILTON | F | South | YES | 0.045618 | 0 | 0 | 0 | 0 | 1.04 | BLT | 1 | 0.11878 | 0 | 0 | 0 | 0 |  |  | 0.11878 | 0 |  |  |  |  | 0 | 0
32892 | BRYN_DNSBY14 | 1 | North | YES | -0.014565 | 84 | 25 | 105 | 0 | 1.035 | GST | -1 | 0.12021 | 105 | 105 |  |  | -1.5293 | 105 | -0.12021 | -12.6223 |  |  |  |  | 0 | 0
32883 | BRYN_DNSBY3 | 1 | North | YES | -0.014565 | 0 | 2 | 48 |  | 1.015 | GST | -1 | 0.12021 | 48 | 48 |  |  | -0.69912 | 48 | -0.12021 | -5.7702 |  |  |  |  | 0 | 0
32884 | BRYN_DNSBY13 | 1 | North | YES | -0.014565 | 46 | 2 | 46 | 0 | 1.015 | GST | -1 | 0.12021 | 46 | 46 |  |  | -0.66999 | 46 | -0.12021 | -5.5298 |  |  |  |  | 0 | 0
48674 | FTR_CN4_5095 | 4 | North | YES | -0.015218 | 380 | 0 | 380 | 0 | 1.0319 | CC | -1 | 0.12087 | 380 | 380 |  |  | -5.7828 | 380 | -0.12087 | -45.929 |  |  |  |  | 0 | 0
48672 | FTR_GT2_5110 | 2 | North | YES | -0.015218 | 159 | 0 | 159 | 0 | 1.0319 | CC | -1 | 0.12087 | 159 | 159 |  |  | -2.4197 | 159 | -0.12087 | -19.2176 |  |  |  |  | 0 | 0
48673 | FTR_GT3_5085 | 3 | North | YES | -0.015218 | 158 | 0 | 158 | 0 | 1.0319 | CC | -1 | 0.12087 | 158 | 158 |  |  | -2.4044 | 158 | -0.12087 | -19.0968 |  |  |  |  | 0 | 0
48671 | FTR_GT1_5105 | 1 | North | YES | -0.015218 | 154.2 | 0 | 154.2 | 0 | 1.0319 | CC | -1 | 0.12087 | 154.2 | 154.2 |  |  | -2.3466 | 154.2 | -0.12087 | -18.6375 |  |  |  |  | 0 | 0
32888 | BRYN_ATKINS7 | 1 | North | YES | -0.016796 | 13.6 | 4 | 17 |  | 1.028 | GGT | -1 | 0.12244 | 17 | 17 |  |  | -0.28553 | 17 | -0.12244 | -2.0815 |  |  |  |  | 0 | 0
32886 | BRYN_ATKINS3 | MB | North | YES | -0.016796 | 0 | 5 | 12 |  | 1 | GST | -1 | 0.12244 | 0 | 0 |  |  | 0 | 0 | -0.12244 | 0 |  |  |  |  | 0 | 0
32887 | BRYN_ATKINS6 | MB | North | YES | -0.016796 | 0 | 12 | 51 |  | 1.028 | GST | -1 | 0.12244 | 0 | 0 |  |  | 0 | 0 | -0.12244 | 0 |  |  |  |  | 0 | 0
32890 | BRYN_ATKINS4 | MB | North | YES | -0.016796 | 0 | 5 | 22 |  | 1.031 | GST | -1 | 0.12244 | 0 | 0 |  |  | 0 | 0 | -0.12244 | 0 |  |  |  |  | 0 | 0
32891 | BRYN_ATKINS5 | MB | North | YES | -0.016796 | 0 | 5 | 25 |  | 1.031 | GST | -1 | 0.12244 | 0 | 0 |  |  | 0 | 0 | -0.12244 | 0 |  |  |  |  | 0 | 0
32798 | BRYN_TAMUGEN | 1 | North | YES | -0.016957 | 32 | 0 | 32 |  | 1.02 | GST | -1 | 0.1226 | 32 | 32 |  |  | -0.54262 | 32 | -0.1226 | -3.9234 |  |  |  |  | 0 | 0
48911 | TGF_GT1_8000 | 1 | Houston | YES | 0.052688 | 69.2 | 0 | 69.2 |  | 1.029 | Cogen | 1 | 0.12585 | 0 | 0 |  |  |  |  | 0.12585 | 0 |  |  |  |  | 0 | 0
990 | GIBN_CREK_G1 | 1 | North | YES | -0.021238 | 463 | 200 | 463 | 0 | 1.0275 | LIGCO | -1 | 0.12689 | 0 | 463 |  |  | 0 | 0 | -0.12689 | 0 |  |  |  |  | 0 | 0
48731 | CBE_GT1 | 1 | Houston | YES | 0.05559 | 76 | 0 | 76 | 0 | 1.029 | CC | 1 | 0.12875 | 76 | 76 |  |  |  |  | 0.12875 | 9.7848 |  |  |  |  | 0 | 0
48732 | CBE_GT2 | 1 | Houston | YES | 0.05559 | 76 | 0 | 76 | 0 | 1.029 | CC | 1 | 0.12875 | 76 | 76 |  |  |  |  | 0.12875 | 9.7848 |  |  |  |  | 0 | 0
48734 | CBE_GT3 | 1 | Houston | YES | 0.05559 | 76 | 0 | 76 | 0 | 1.029 | CC | 1 | 0.12875 | 76 | 76 |  |  |  |  | 0.12875 | 9.7848 |  |  |  |  | 0 | 0
48735 | CBE_GT4 | 1 | Houston | YES | 0.05559 | 76 | 0 | 76 | 0 | 1.029 | CC | 1 | 0.12875 | 76 | 76 |  |  |  |  | 0.12875 | 9.7848 |  |  |  |  | 0 | 0
48733 | CBE_ST12 | 1 | Houston | YES | 0.05559 | 105 | 0 | 105 | 0 | 1.029 | CC | 1 | 0.12875 | 105 | 105 |  |  |  |  | 0.12875 | 13.5185 |  |  |  |  | 0 | 0
48736 | CBE_ST34 | 1 | Houston | YES | 0.05559 | 105 | 0 | 105 | 0 | 1.029 | CC | 1 | 0.12875 | 105 | 105 |  |  |  |  | 0.12875 | 13.5185 |  |  |  |  | 0 | 0
7022 | L_BUCHAN1_1Y | 1 | South | YES | 0.05598 | 0 | 0 | 18 |  | 1 | Hydro | 1 | 0.12914 | 0 | 0 | 0 | 0 |  |  | 0.12914 | 0 |  |  |  |  | 0 | 0
7023 | L_BUCHAN1_2Y | 2 | South | YES | 0.05598 | 0 | 0 | 18 |  | 1 | Hydro | 1 | 0.12914 | 0 | 0 | 0 | 0 |  |  | 0.12914 | 0 |  |  |  |  | 0 | 0
7024 | L_BUCHAN1_3Y | 3 | South | YES | 0.05598 | 0 | 0 | 15 |  | 1 | Hydro | 1 | 0.12914 | 0 | 0 | 0 | 0 |  |  | 0.12914 | 0 |  |  |  |  | 0 | 0
5911 | STP_GN1___1 | 1 | Houston | YES | 0.056151 | 1333 | 1249 | 1333 | 0 | 1.0406 | Nuc | 1 | 0.12931 | 0 | 0 |  |  |  |  | 0.12931 | 0 |  |  |  |  | 0 | 0
5912 | STP_GN2___2 | 2 | Houston | YES | 0.056151 | 1332 | 1249 | 1332 | 0 | 1.0406 | Nuc | 1 | 0.12931 | 0 | 0 |  |  |  |  | 0.12931 | 0 |  |  |  |  | 0 | 0
7026 | L_INKSDA1_1Y | 1 | South | YES | 0.057715 | 0 | 0 | 13.7 |  | 1 | Hydro | 1 | 0.13087 | 0 | 0 | 0 | 0 |  |  | 0.13087 | 0 |  |  |  |  | 0 | 0
8262 | ELPS | 1 | South | YES | 0.058475 | 6 | 6 | 6 | 0 | 1.15 | Hydro | 1 | 0.13163 | 0 | 0 | 0 | 0 |  |  | 0.13163 | 0 |  |  |  |  | 0 | 0
7000 | L_FERGUS1_1Y | 1 | South | YES | 0.073077 | 400 | 65 | 423.3 | 0 | 1.015 | GSC | 1 | 0.14623 | 423.3 | 423.3 | 30.9335 | 423.3 |  |  | 0.14623 | 61.901 |  |  |  |  | 0 | 0
7035 | L_WIRTZ_1G1Y | 1 | South | YES | 0.073215 | 0 | 0 | 29 |  | 1 | Hydro | 1 | 0.14637 | 0 | 0 | 0 | 0 |  |  | 0.14637 | 0 |  |  |  |  | 0 | 0
7036 | L_WIRTZ_1G2Y | 2 | South | YES | 0.073215 | 0 | 0 | 29.7 |  | 1 | Hydro | 1 | 0.14637 | 0 | 0 | 0 | 0 |  |  | 0.14637 | 0 |  |  |  |  | 0 | 0
39960 | TNTNPONE_18 | 1 | North | YES | -0.041618 | 152.3 | 30 | 152.3 |  | 1.04 | LIGCO | -1 | 0.14727 | 0 | 152.3 |  |  | 0 | 0 | -0.14727 | 0 |  |  |  |  | 0 | 0
39970 | TNTNPONE_28 | 1 | North | YES | -0.041618 | 153 | 30 | 153 |  | 1.04 | LIGCO | -1 | 0.14727 | 0 | 153 |  |  | 0 | 0 | -0.14727 | 0 |  |  |  |  | 0 | 0
60202 | FRNDDRCS | F | West | YES | -0.042109 | 0 | 0 | 0 | 0 | 0.9985 | AVR | -1 | 0.14776 | 0 | 0 |  |  |  |  | -0.14776 | 0 |  |  |  |  | 0 | 0
8134 | FOR #1 | 1 | South | YES | 0.077991 | 54.1 | 45 | 79 | 0 | 1 | Cogen | 1 | 0.15115 | 0 | 0 | 0 | 0 |  |  | 0.15115 | 0 |  |  |  |  | 0 | 0
8138 | FOR #2 | 2 | South | YES | 0.077991 | 63.1 | 45 | 81 | 0 | 1 | Cogen | 1 | 0.15115 | 0 | 0 | 0 | 0 |  |  | 0.15115 | 0 |  |  |  |  | 0 | 0
8153 | FOR #3 | 3 | South | YES | 0.077991 | 63.1 | 45 | 79.9 | 0 | 1 | Cogen | 1 | 0.15115 | 0 | 0 | 0 | 0 |  |  | 0.15115 | 0 |  |  |  |  | 0 | 0
8154 | FOR #4 | 4 | South | YES | 0.077991 | 63.1 | 60 | 80 | 0 | 1 | Cogen | 1 | 0.15115 | 0 | 0 | 0 | 0 |  |  | 0.15115 | 0 |  |  |  |  | 0 | 0
8155 | FOR #5 | 5 | South | YES | 0.077991 | 63.1 | 60 | 78.4 | 0 | 1 | Cogen | 1 | 0.15115 | 0 | 0 | 0 | 0 |  |  | 0.15115 | 0 |  |  |  |  | 0 | 0
8156 | FOR #6 | 6 | South | YES | 0.077991 | 24.9 | 5 | 25 | 0 | 1 | Cogen | 1 | 0.15115 | 0 | 0 | 0 | 0 |  |  | 0.15115 | 0 |  |  |  |  | 0 | 0
8157 | FOR #7 | 7 | South | YES | 0.077991 | 28.8 | 5 | 46 | 0 | 1 | Cogen | 1 | 0.15115 | 0 | 0 | 0 | 0 |  |  | 0.15115 | 0 |  |  |  |  | 0 | 0
80051 | FOR #8 | 8 | South | YES | 0.077991 | 28 | 28 | 28 |  | 1 | Cogen | 1 | 0.15115 | 0 | 0 | 0 | 0 |  |  | 0.15115 | 0 |  |  |  |  | 0 | 0
80052 | FOR #9 | 9 | South | YES | 0.077991 | 29.7 | 5 | 43.6 | 0 | 1 | Cogen | 1 | 0.15115 | 0 | 0 | 0 | 0 |  |  | 0.15115 | 0 |  |  |  |  | 0 | 0
80053 | FOR #10 | 10 | South | YES | 0.077991 | 68.4 | 45 | 75 | 0 | 1 | Cogen | 1 | 0.15115 | 0 | 0 | 0 | 0 |  |  | 0.15115 | 0 |  |  |  |  | 0 | 0
80226 | ALCOA G | 1 | South | YES | 0.078601 | 32.3 | 5 | 48 | 0 | 1.015 | Cogen | 1 | 0.15176 | 0 | 0 | 0 | 0 |  |  | 0.15176 | 0 |  |  |  |  | 0 | 0
8147 | UCAR #2 | 10 | South | YES | 0.080583 | 18.2 | 0 | 28 |  | 1 | Cogen | 1 | 0.15374 | 0 | 0 | 0 | 0 |  |  | 0.15374 | 0 |  |  |  |  | 0 | 0
8148 | UCAR #1 | 2 | South | YES | 0.080583 | 6.1 | 0 | 7 | 0 | 1.009 | Cogen | 1 | 0.15374 | 0 | 0 | 0 | 0 |  |  | 0.15374 | 0 |  |  |  |  | 0 | 0
80137 | CSDR89 | 9 | South | YES | 0.080583 | 15 | 0 | 15 | 0 | 1.003 | DCTie | 1 | 0.15374 | 0 | 0 | 0 | 0 |  |  | 0.15374 | 0 |  |  |  |  | 0 | 0
80137 | CSDR89 | 8 | South | YES | 0.080583 | 33.9 | 0 | 39 | 0 | 1.003 | DCTie | 1 | 0.15374 | 0 | 0 | 0 | 0 |  |  | 0.15374 | 0 |  |  |  |  | 0 | 0
80138 | CSDR7 | 7 | South | YES | 0.080583 | 6.1 | 0 | 7 | 0 | 1.014 | DCTie | 1 | 0.15374 | 0 | 0 | 0 | 0 |  |  | 0.15374 | 0 |  |  |  |  | 0 | 0
80139 | CSDR56 | 6 | South | YES | 0.080583 | 0 | 0 | 39 |  | 1.0033 | DCTie | 1 | 0.15374 | 0 | 0 | 0 | 0 |  |  | 0.15374 | 0 |  |  |  |  | 0 | 0
80139 | CSDR56 | 5 | South | YES | 0.080583 | 15 | 0 | 15 |  | 1.0033 | DCTie | 1 | 0.15374 | 0 | 0 | 0 | 0 |  |  | 0.15374 | 0 |  |  |  |  | 0 | 0
80140 | CSDR11 | 11 | South | YES | 0.080584 | 33.9 | 0 | 39 | 0 | 1.03 | DCTie | 1 | 0.15374 | 0 | 0 | 0 | 0 |  |  | 0.15374 | 0 |  |  |  |  | 0 | 0
80227 | AIRCO G | 1 | South | YES | 0.080868 | 7.2 | 0 | 8 | 0 | 1.0104 | Cogen | 1 | 0.15403 | 0 | 0 | 0 | 0 |  |  | 0.15403 | 0 |  |  |  |  | 0 | 0
80224 | VISTRONG1 | 1 | South | YES | 0.081411 | 13.1 | 0 | 15 | 0 | 1.01 | Cogen | 1 | 0.15457 | 0 | 0 | 0 | 0 |  |  | 0.15457 | 0 |  |  |  |  | 0 | 0
80225 | VISTRONG2 | 2 | South | YES | 0.081411 | 20.2 | 0 | 23 | 0 | 1.01 | Cogen | 1 | 0.15457 | 0 | 0 | 0 | 0 |  |  | 0.15457 | 0 |  |  |  |  | 0 | 0
7028 | L_MARBFA1_1Y | 1 | South | YES | 0.081623 | 0 | 0 | 18 |  | 1 | Hydro | 1 | 0.15478 | 0 | 0 | 0 | 0 |  |  | 0.15478 | 0 |  |  |  |  | 0 | 0
7029 | L_MARBFA1_2Y | 2 | South | YES | 0.081623 | 0 | 0 | 18 |  | 1 | Hydro | 1 | 0.15478 | 0 | 0 | 0 | 0 |  |  | 0.15478 | 0 |  |  |  |  | 0 | 0
5505 | RAYBURNGEN1 | 1 | South | YES | 0.082165 | 0 | 1 | 11 |  | 1.0223 | GGT | 1 | 0.15532 | 11 | 11 | 0.90382 | 11 |  |  | 0.15532 | 1.7085 |  |  |  |  | 0 | 0
5506 | RAYBURNGEN2 | 1 | South | YES | 0.082165 | 0 | 1 | 11 |  | 1.0223 | GGT | 1 | 0.15532 | 11 | 11 | 0.90382 | 11 |  |  | 0.15532 | 1.7085 |  |  |  |  | 0 | 0
5503 | RAYBURNGEN3 | 1 | South | YES | 0.082165 | 17.6 | 6 | 22 | 0 | 1.0224 | GST | 1 | 0.15532 | 22 | 22 | 1.8076 | 22 |  |  | 0.15532 | 3.4171 |  |  |  |  | 0 | 0
80265 | LARECU40A | 4 | South | YES | 0.082565 | 80 | 0 | 100 |  | 1.039 | GGT | 1 | 0.15572 | 100 | 100 | 8.2565 | 100 |  |  | 0.15572 | 15.5722 |  |  |  |  | 0 | 0
80266 | LARECU50A | 5 | South | YES | 0.082565 | 80 | 0 | 100 |  | 1.039 | GGT | 1 | 0.15572 | 100 | 100 | 8.2565 | 100 |  |  | 0.15572 | 15.5722 |  |  |  |  | 0 | 0
80012 | LAR | F | South | YES | 0.082566 | 0 | 0 | 0 | 0 | 1.04 | DCTie | 1 | 0.15572 | 0 | 0 | 0 | 0 |  |  | 0.15572 | 0 |  |  |  |  | 0 | 0
48721 | LEG_1___1 | 1 | North | YES | -0.050274 | 827 | 357 | 827 | 0 | 1.0348 | LIGCO | -1 | 0.15592 | 0 | 827 |  |  | 0 | 0 | -0.15592 | 0 |  |  |  |  | 0 | 0
48722 | LEG_2___2 | 2 | North | YES | -0.050274 | 819 | 357 | 819 | 0 | 1.0348 | LIGCO | -1 | 0.15592 | 0 | 819 |  |  | 0 | 0 | -0.15592 | 0 |  |  |  |  | 0 | 0
5509 | RAYBURNCC10 | 1 | South | YES | 0.082849 | 37.3 | 5.2 | 37.3 | 0 | 1.0296 | CC | 1 | 0.15601 | 37.3 | 37.3 | 3.0903 | 37.3 |  |  | 0.15601 | 5.819 |  |  |  |  | 0 | 0
5511 | RAYBURNCC7 | 1 | South | YES | 0.082849 | 47.5 | 18.2 | 47.5 | 0 | 1.0296 | CC | 1 | 0.15601 | 47.5 | 47.5 | 3.9353 | 47.5 |  |  | 0.15601 | 7.4103 |  |  |  |  | 0 | 0
5508 | RAYBURNCC9 | 1 | South | YES | 0.082849 | 47.7 | 18.2 | 47.7 | 0 | 1.0296 | CC | 1 | 0.15601 | 47.7 | 47.7 | 3.9519 | 47.7 |  |  | 0.15601 | 7.4415 |  |  |  |  | 0 | 0
5512 | RAYBURNCC8 | 1 | South | YES | 0.082849 | 49.3 | 18.2 | 49.3 | 0 | 1.0296 | CC | 1 | 0.15601 | 49.3 | 49.3 | 4.0845 | 49.3 |  |  | 0.15601 | 7.6911 |  |  |  |  | 0 | 0
8066 | DUP1V#1 | 1 | South | YES | 0.082883 | 52.3 | 0 | 73 | 0 | 1.01 | Cogen | 1 | 0.15604 | 0 | 0 | 0 | 0 |  |  | 0.15604 | 0 |  |  |  |  | 0 | 0
8926 | LGE_GT10A | 1 | South | YES | 0.083143 | 158 | 0 | 158 | 0 | 1.03 | Cogen | 1 | 0.1563 | 0 | 0 | 0 | 0 |  |  | 0.1563 | 0 |  |  |  |  | 0 | 0
8927 | LGE_GT20A | 2 | South | YES | 0.083143 | 153 | 0 | 153 | 0 | 1.03 | Cogen | 1 | 0.1563 | 0 | 0 | 0 | 0 |  |  | 0.1563 | 0 |  |  |  |  | 0 | 0
8928 | LGE_STG0A | 3 | South | YES | 0.083143 | 100 | 0 | 100 | 0 | 1.03 | Cogen | 1 | 0.1563 | 0 | 0 | 0 | 0 |  |  | 0.1563 | 0 |  |  |  |  | 0 | 0
8930 | ICPGN10A | 1 | South | YES | 0.083143 | 149 | 0 | 149 | 0 | 1.03 | Cogen | 1 | 0.1563 | 0 | 0 | 0 | 0 |  |  | 0.1563 | 0 |  |  |  |  | 0 | 0
8931 | ICPGN20A | 2 | South | YES | 0.083143 | 150 | 0 | 150 | 0 | 1.03 | Cogen | 1 | 0.1563 | 0 | 0 | 0 | 0 |  |  | 0.1563 | 0 |  |  |  |  | 0 | 0
8932 | ICPGN30A | 3 | South | YES | 0.083143 | 127 | 0 | 127 | 0 | 1.03 | Cogen | 1 | 0.1563 | 0 | 0 | 0 | 0 |  |  | 0.1563 | 0 |  |  |  |  | 0 | 0
80223 | REYSHR G | 1 | South | YES | 0.083143 | 12 | 0 | 12 | 0 | 1.032 | Cogen | 1 | 0.1563 | 0 | 0 | 0 | 0 |  |  | 0.1563 | 0 |  |  |  |  | 0 | 0
88299 | ZAPATA | F | South | YES | 0.083317 | 0 | 0 | 0 | 0 | 1.02 | BLT | 1 | 0.15647 | 0 | 0 | 0 | 0 |  |  | 0.15647 | 0 |  |  |  |  | 0 | 0
8173 | VICEC51A | 5 | South | YES | 0.083722 | 144 | 18 | 144 | 0 | 1.025 | CC | 1 | 0.15688 | 144 | 144 | 12.056 | 144 |  |  | 0.15688 | 22.5906 |  |  |  |  | 0 | 0
8174 | VICEC61A | 6 | South | YES | 0.083722 | 188 | 42 | 188 | 0 | 1.025 | CC | 1 | 0.15688 | 188 | 188 | 15.7397 | 188 |  |  | 0.15688 | 29.4933 |  |  |  |  | 0 | 0
5728 | FALCONHYDRO2 | 2 | South | YES | 0.083825 | 12 | 0 | 12 | 0 | 1.0234 | Hydro | 1 | 0.15698 | 0 | 0 | 0 | 0 |  |  | 0.15698 | 0 |  |  |  |  | 0 | 0
5729 | FALCONHYDRO3 | 3 | South | YES | 0.083825 | 11 | 0 | 11 | 0 | 1.0234 | Hydro | 1 | 0.15698 | 0 | 0 | 0 | 0 |  |  | 0.15698 | 0 |  |  |  |  | 0 | 0
8048 | FALCONHYDRO1 | 1 | South | YES | 0.083825 | 12 | 0 | 12 | 0 | 1.0234 | Hydro | 1 | 0.15698 | 0 | 0 | 0 | 0 |  |  | 0.15698 | 0 |  |  |  |  | 0 | 0
88508 | FALFURRI | F | South | YES | 0.083826 | 0 | 0 | 0 | 0 | 1 | AVR | 1 | 0.15698 | 0 | 0 | 0 | 0 |  |  | 0.15698 | 0 |  |  |  |  | 0 | 0
8442 | NBEC7 | MB | South | YES | 0.08386 | 0 | 81 | 367 |  | 1.0298 | GST | 1 | 0.15702 | 0 | 0 | 0 | 0 |  |  | 0.15702 | 0 |  |  |  |  | 0 | 0
8442 | NBEC7 | 7 | South | YES | 0.08386 | 0 | 81 | 367 |  | 1.0298 | GST | 1 | 0.15702 | 367 | 367 | 30.7766 | 367 |  |  | 0.15702 | 57.6254 |  |  |  |  | 0 | 0
8560 | CNOPGT1 | 1 | South | YES | 0.083868 | 148.3 | 0 | 148.3 | 0 | 1.03 | Cogen | 1 | 0.15703 | 0 | 0 | 0 | 0 |  |  | 0.15703 | 0 |  |  |  |  | 0 | 0
8561 | CNOPGT2 | 2 | South | YES | 0.083868 | 148.6 | 0 | 148.6 | 0 | 1.03 | Cogen | 1 | 0.15703 | 0 | 0 | 0 | 0 |  |  | 0.15703 | 0 |  |  |  |  | 0 | 0
8562 | CNOPST1 | 3 | South | YES | 0.083868 | 153 | 0 | 153 | 0 | 1.03 | Cogen | 1 | 0.15703 | 0 | 0 | 0 | 0 |  |  | 0.15703 | 0 |  |  |  |  | 0 | 0
8456 | COSW#1 | 1 | South | YES | 0.083909 | 20 | 0 | 20 | 0 | 1.027 | Cogen | 1 | 0.15707 | 0 | 0 | 0 | 0 |  |  | 0.15707 | 0 |  |  |  |  | 0 | 0
8457 | COSW#2 | 2 | South | YES | 0.083909 | 14 | 0 | 14 | 0 | 1.027 | Cogen | 1 | 0.15707 | 0 | 0 | 0 | 0 |  |  | 0.15707 | 0 |  |  |  |  | 0 | 0
8459 | B_DAVIS0B | MB | South | YES | 0.084009 | 0 | 50 | 339 |  | 1.03 | GSC | 1 | 0.15717 | 0 | 0 | 0 | 0 |  |  | 0.15717 | 0 |  |  |  |  | 0 | 0
8460 | B_DAVIS0A | MB | South | YES | 0.084009 | 0 | 50 | 340 |  | 1.03 | GSC | 1 | 0.15717 | 0 | 0 | 0 | 0 |  |  | 0.15717 | 0 |  |  |  |  | 0 | 0
80263 | B_DAVIS31A | 3 | South | YES | 0.084009 | 0 | 0 | 180 |  | 1.0366 | CC | 1 | 0.15717 | 180 | 180 | 15.1216 | 180 |  |  | 0.15717 | 28.29 |  |  |  |  | 0 | 0
80264 | B_DAVIS41A | 4 | South | YES | 0.084009 | 0 | 0 | 180 |  | 1.0366 | CC | 1 | 0.15717 | 180 | 180 | 15.1216 | 180 |  |  | 0.15717 | 28.29 |  |  |  |  | 0 | 0
8506 | VAL #1 | 1 | South | YES | 0.084042 | 20.9 | 0 | 25 | 0 | 1.0055 | Cogen | 1 | 0.1572 | 0 | 0 | 0 | 0 |  |  | 0.1572 | 0 |  |  |  |  | 0 | 0
8507 | VAL #2 | 2 | South | YES | 0.084042 | 20.9 | 0 | 25 | 0 | 1.0055 | Cogen | 1 | 0.1572 | 0 | 0 | 0 | 0 |  |  | 0.1572 | 0 |  |  |  |  | 0 | 0
8461 | KOCH_UP0A | 1 | South | YES | 0.084115 | 38 | 0 | 38 | 0 | 1.012 | Cogen | 1 | 0.15727 | 0 | 0 | 0 | 0 |  |  | 0.15727 | 0 |  |  |  |  | 0 | 0
8511 | OXY_CC0A | 1 | South | YES | 0.084121 | 30.3 | 0 | 38 | 0 | 1.027 | Cogen | 1 | 0.15728 | 0 | 0 | 0 | 0 |  |  | 0.15728 | 0 |  |  |  |  | 0 | 0
8933 | FGNTS001 | 1 | South | YES | 0.084356 | 146.5 | 0 | 146.5 | 0 | 1.03 | CC | 1 | 0.15751 | 146.5 | 146.5 | 12.3582 | 146.5 |  |  | 0.15751 | 23.0757 |  |  |  |  | 0 | 0
8934 | FGNTS101 | 2 | South | YES | 0.084356 | 147.9 | 0 | 147.9 | 0 | 1.03 | CC | 1 | 0.15751 | 147.9 | 147.9 | 12.4763 | 147.9 |  |  | 0.15751 | 23.2962 |  |  |  |  | 0 | 0
8935 | FGNTS201 | 3 | South | YES | 0.084356 | 173 | 0 | 173 | 0 | 1.03 | CC | 1 | 0.15751 | 173 | 173 | 14.5936 | 173 |  |  | 0.15751 | 27.2498 |  |  |  |  | 0 | 0
8517 | CELANEBI0A | 1 | South | YES | 0.084407 | 29 | 0 | 29 | 0 | 1.02 | Cogen | 1 | 0.15756 | 0 | 0 | 0 | 0 |  |  | 0.15756 | 0 |  |  |  |  | 0 | 0
8982 | HECN2 | 2 | South | YES | 0.084446 | 144.1 | 0 | 144.1 | 0 | 1.0304 | CC | 1 | 0.1576 | 144.1 | 144.1 | 12.1687 | 144.1 |  |  | 0.1576 | 22.7107 |  |  |  |  | 0 | 0
8981 | HECN1 | 1 | South | YES | 0.084446 | 144.8 | 0 | 144.8 | 0 | 1.0304 | CC | 1 | 0.1576 | 144.8 | 144.8 | 12.2278 | 144.8 |  |  | 0.1576 | 22.821 |  |  |  |  | 0 | 0
8983 | HECN3 | 3 | South | YES | 0.084446 | 171.9 | 0 | 171.9 | 0 | 1.0304 | CC | 1 | 0.1576 | 171.9 | 171.9 | 14.5163 | 171.9 |  |  | 0.1576 | 27.092 |  |  |  |  | 0 | 0
8936 | MVGN#1 | 1 | South | YES | 0.084446 | 216.6 | 0 | 216.6 | 0 | 1.0304 | CC | 1 | 0.1576 | 216.6 | 216.6 | 18.291 | 216.6 |  |  | 0.1576 | 34.1369 |  |  |  |  | 0 | 0
8937 | MVGN#2 | 2 | South | YES | 0.084446 | 216.7 | 0 | 216.7 | 0 | 1.0304 | CC | 1 | 0.1576 | 216.7 | 216.7 | 18.2994 | 216.7 |  |  | 0.1576 | 34.1527 |  |  |  |  | 0 | 0
8938 | MVGN#3 | 3 | South | YES | 0.084446 | 250.9 | 0 | 250.9 | 0 | 1.0304 | CC | 1 | 0.1576 | 250.9 | 250.9 | 21.1875 | 250.9 |  |  | 0.1576 | 39.5427 |  |  |  |  | 0 | 0
80003 | MILHWYS | F | South | YES | 0.084476 | 0 | 0 | 0 | 0 | 1.0168 | AVR | 1 | 0.15763 | 0 | 0 | 0 | 0 |  |  | 0.15763 | 0 |  |  |  |  | 0 | 0
5933 | SI_RAY6 | 6 | South | YES | 0.084476 | 15.4 | 10 | 19.3 | 0 | 1.035 | GST | 1 | 0.15763 | 19.3 | 19.3 | 1.6304 | 19.3 |  |  | 0.15763 | 3.0423 |  |  |  |  | 0 | 0
5932 | SI_RAY9 | 9 | South | YES | 0.084476 | 32 | 32 | 38 | 0 | 1.035 | CC | 1 | 0.15763 | 38 | 38 | 3.2101 | 38 |  |  | 0.15763 | 5.9901 |  |  |  |  | 0 | 0
5935 | SI_RAY10 | 10 | South | YES | 0.084476 | 47 | 10 | 47 | 0 | 1.03 | CC | 1 | 0.15763 | 47 | 47 | 3.9704 | 47 |  |  | 0.15763 | 7.4088 |  |  |  |  | 0 | 0
80080 | GWINDT11A | 4 | South | YES | 0.084498 | 3.8 | 0 | 19 | 0 | 1.025 | Wind | 1 | 0.15766 | 0 | 19 | 1.6055 | 19 |  |  | 0.15766 | 2.9955 |  |  |  |  | 0 | 0
80081 | GWINDT21A | 4 | South | YES | 0.084498 | 4.4 | 0 | 22 | 0 | 1.025 | Wind | 1 | 0.15766 | 0 | 22 | 1.859 | 22 |  |  | 0.15766 | 3.4684 |  |  |  |  | 0 | 0
80081 | GWINDT21A | 2 | South | YES | 0.084498 | 7.2 | 0 | 36 | 0 | 1.025 | Wind | 1 | 0.15766 | 0 | 36 | 3.0419 | 36 |  |  | 0.15766 | 5.6756 |  |  |  |  | 0 | 0
80080 | GWINDT11A | 3 | South | YES | 0.084498 | 0 | 0 | 38 | 0 | 1.025 | Wind | 1 | 0.15766 | 0 | 38 | 3.2109 | 38 |  |  | 0.15766 | 5.9909 |  |  |  |  | 0 | 0
80080 | GWINDT11A | 2 | South | YES | 0.084498 | 0 | 0 | 41 | 0 | 1.025 | Wind | 1 | 0.15766 | 0 | 41 | 3.4644 | 41 |  |  | 0.15766 | 6.4639 |  |  |  |  | 0 | 0
80081 | GWINDT21A | 3 | South | YES | 0.084498 | 8.6 | 0 | 43 | 0 | 1.025 | Wind | 1 | 0.15766 | 0 | 43 | 3.6334 | 43 |  |  | 0.15766 | 6.7792 |  |  |  |  | 0 | 0
80180 | PNSCALT11A | 2 | South | YES | 0.084498 | 10 | 0 | 50 | 0 | 1.025 | Wind | 1 | 0.15766 | 0 | 50 | 4.2249 | 50 |  |  | 0.15766 | 7.8828 |  |  |  |  | 0 | 0
80181 | PNSCALT21A | 2 | South | YES | 0.084498 | 10 | 0 | 50 | 0 | 1.025 | Wind | 1 | 0.15766 | 0 | 50 | 4.2249 | 50 |  |  | 0.15766 | 7.8828 |  |  |  |  | 0 | 0
80181 | PNSCALT21A | 1 | South | YES | 0.084498 | 16.5 | 0 | 55 | 0 | 1.025 | Wind | 1 | 0.15766 | 0 | 55 | 4.6474 | 55 |  |  | 0.15766 | 8.671 |  |  |  |  | 0 | 0
80080 | GWINDT11A | 1 | South | YES | 0.084498 | 28.2 | 0 | 94 | 0 | 1.025 | Wind | 1 | 0.15766 | 0 | 94 | 7.9428 | 94 |  |  | 0.15766 | 14.8196 |  |  |  |  | 0 | 0
80081 | GWINDT21A | 1 | South | YES | 0.084498 | 28.2 | 0 | 94 | 0 | 1.025 | Wind | 1 | 0.15766 | 0 | 94 | 7.9428 | 94 |  |  | 0.15766 | 14.8196 |  |  |  |  | 0 | 0
80180 | PNSCALT11A | 1 | South | YES | 0.084498 | 43.8 | 0 | 148 | 0 | 1.025 | Wind | 1 | 0.15766 | 0 | 148 | 12.5057 | 148 |  |  | 0.15766 | 23.333 |  |  |  |  | 0 | 0
60018 | DSKY1 | 1 | West | YES | -0.052795 | 21 | 0 | 84 | 0 | 1.023 | Wind | -1 | 0.15844 | 0 | 84 |  |  |  |  | -0.15844 | 0 |  |  |  |  | 0 | 0
60000 | DSKY2 | 1 | West | YES | -0.052969 | 19.1 | 0 | 76.5 |  | 1.039 | Wind | -1 | 0.15862 | 0 | 76.5 |  |  |  |  | -0.15862 | 0 |  |  |  |  | 0 | 0
60017 | ORNNWP1 | 1 | West | YES | -0.053485 | 20 | 0 | 80 |  | 1.027 | Wind | -1 | 0.15913 | 0 | 80 |  |  |  |  | -0.15913 | 0 |  |  |  |  | 0 | 0
8161 | COLETO0A | 1 | South | YES | 0.0875 | 633 | 200 | 633 | 0 | 1.03 | LIGCO | 1 | 0.16066 | 0 | 633 | 55.3875 | 633 |  |  | 0.16066 | 101.6962 |  |  |  |  | 0 | 0
58909 | PEARSALLSCG1 | 3 | South | YES | 0.087727 | 0 | 0 | 8.4 |  | 1.027 | Diesel | 1 | 0.16088 | 8.4 | 8.4 | 0.73691 | 8.4 |  |  | 0.16088 | 1.3514 |  |  |  |  | 0 | 0
58909 | PEARSALLSCG1 | 4 | South | YES | 0.087727 | 0 | 0 | 8.4 |  | 1.027 | Diesel | 1 | 0.16088 | 8.4 | 8.4 | 0.73691 | 8.4 |  |  | 0.16088 | 1.3514 |  |  |  |  | 0 | 0
58909 | PEARSALLSCG1 | 6 | South | YES | 0.087727 | 0 | 0 | 8.4 |  | 1.027 | Diesel | 1 | 0.16088 | 8.4 | 8.4 | 0.73691 | 8.4 |  |  | 0.16088 | 1.3514 |  |  |  |  | 0 | 0
58909 | PEARSALLSCG1 | 5 | South | YES | 0.087727 | 0 | 0 | 8.4 |  | 1.027 | Diesel | 1 | 0.16088 | 8.4 | 8.4 | 0.73691 | 8.4 |  |  | 0.16088 | 1.3514 |  |  |  |  | 0 | 0
58909 | PEARSALLSCG1 | 1 | South | YES | 0.087727 | 0 | 0 | 8.4 |  | 1.027 | Diesel | 1 | 0.16088 | 8.4 | 8.4 | 0.73691 | 8.4 |  |  | 0.16088 | 1.3514 |  |  |  |  | 0 | 0
58909 | PEARSALLSCG1 | 2 | South | YES | 0.087727 | 0 | 0 | 8.4 |  | 1.027 | Diesel | 1 | 0.16088 | 8.4 | 8.4 | 0.73691 | 8.4 |  |  | 0.16088 | 1.3514 |  |  |  |  | 0 | 0
58919 | PEARSALLSCG2 | 5 | South | YES | 0.087727 | 0 | 0 | 8.4 |  | 1.027 | Diesel | 1 | 0.16088 | 8.4 | 8.4 | 0.73691 | 8.4 |  |  | 0.16088 | 1.3514 |  |  |  |  | 0 | 0
58919 | PEARSALLSCG2 | 6 | South | YES | 0.087727 | 0 | 0 | 8.4 |  | 1.027 | Diesel | 1 | 0.16088 | 8.4 | 8.4 | 0.73691 | 8.4 |  |  | 0.16088 | 1.3514 |  |  |  |  | 0 | 0
58919 | PEARSALLSCG2 | 1 | South | YES | 0.087727 | 0 | 0 | 8.4 |  | 1.027 | Diesel | 1 | 0.16088 | 8.4 | 8.4 | 0.73691 | 8.4 |  |  | 0.16088 | 1.3514 |  |  |  |  | 0 | 0
58919 | PEARSALLSCG2 | 2 | South | YES | 0.087727 | 0 | 0 | 8.4 |  | 1.027 | Diesel | 1 | 0.16088 | 8.4 | 8.4 | 0.73691 | 8.4 |  |  | 0.16088 | 1.3514 |  |  |  |  | 0 | 0
58919 | PEARSALLSCG2 | 4 | South | YES | 0.087727 | 0 | 0 | 8.4 |  | 1.027 | Diesel | 1 | 0.16088 | 8.4 | 8.4 | 0.73691 | 8.4 |  |  | 0.16088 | 1.3514 |  |  |  |  | 0 | 0
58919 | PEARSALLSCG2 | 3 | South | YES | 0.087727 | 0 | 0 | 8.4 |  | 1.027 | Diesel | 1 | 0.16088 | 8.4 | 8.4 | 0.73691 | 8.4 |  |  | 0.16088 | 1.3514 |  |  |  |  | 0 | 0
58929 | PEARSALLSCG3 | 4 | South | YES | 0.087727 | 0 | 0 | 8.4 |  | 1.027 | Diesel | 1 | 0.16088 | 8.4 | 8.4 | 0.73691 | 8.4 |  |  | 0.16088 | 1.3514 |  |  |  |  | 0 | 0
58929 | PEARSALLSCG3 | 6 | South | YES | 0.087727 | 0 | 0 | 8.4 |  | 1.027 | Diesel | 1 | 0.16088 | 8.4 | 8.4 | 0.73691 | 8.4 |  |  | 0.16088 | 1.3514 |  |  |  |  | 0 | 0
58929 | PEARSALLSCG3 | 2 | South | YES | 0.087727 | 0 | 0 | 8.4 |  | 1.027 | Diesel | 1 | 0.16088 | 8.4 | 8.4 | 0.73691 | 8.4 |  |  | 0.16088 | 1.3514 |  |  |  |  | 0 | 0
58929 | PEARSALLSCG3 | 5 | South | YES | 0.087727 | 0 | 0 | 8.4 |  | 1.027 | Diesel | 1 | 0.16088 | 8.4 | 8.4 | 0.73691 | 8.4 |  |  | 0.16088 | 1.3514 |  |  |  |  | 0 | 0
58929 | PEARSALLSCG3 | 1 | South | YES | 0.087727 | 0 | 0 | 8.4 |  | 1.027 | Diesel | 1 | 0.16088 | 8.4 | 8.4 | 0.73691 | 8.4 |  |  | 0.16088 | 1.3514 |  |  |  |  | 0 | 0
58929 | PEARSALLSCG3 | 3 | South | YES | 0.087727 | 0 | 0 | 8.4 |  | 1.027 | Diesel | 1 | 0.16088 | 8.4 | 8.4 | 0.73691 | 8.4 |  |  | 0.16088 | 1.3514 |  |  |  |  | 0 | 0
58949 | PEARSALLSCG4 | 3 | South | YES | 0.087727 | 0 | 0 | 8.4 |  | 1.027 | Diesel | 1 | 0.16088 | 8.4 | 8.4 | 0.73691 | 8.4 |  |  | 0.16088 | 1.3514 |  |  |  |  | 0 | 0
58949 | PEARSALLSCG4 | 2 | South | YES | 0.087727 | 0 | 0 | 8.4 |  | 1.027 | Diesel | 1 | 0.16088 | 8.4 | 8.4 | 0.73691 | 8.4 |  |  | 0.16088 | 1.3514 |  |  |  |  | 0 | 0
58949 | PEARSALLSCG4 | 1 | South | YES | 0.087727 | 0 | 0 | 8.4 |  | 1.027 | Diesel | 1 | 0.16088 | 8.4 | 8.4 | 0.73691 | 8.4 |  |  | 0.16088 | 1.3514 |  |  |  |  | 0 | 0
58949 | PEARSALLSCG4 | 4 | South | YES | 0.087727 | 0 | 0 | 8.4 |  | 1.027 | Diesel | 1 | 0.16088 | 8.4 | 8.4 | 0.73691 | 8.4 |  |  | 0.16088 | 1.3514 |  |  |  |  | 0 | 0
58949 | PEARSALLSCG4 | 6 | South | YES | 0.087727 | 0 | 0 | 8.4 |  | 1.027 | Diesel | 1 | 0.16088 | 8.4 | 8.4 | 0.73691 | 8.4 |  |  | 0.16088 | 1.3514 |  |  |  |  | 0 | 0
58949 | PEARSALLSCG4 | 5 | South | YES | 0.087727 | 0 | 0 | 8.4 |  | 1.027 | Diesel | 1 | 0.16088 | 8.4 | 8.4 | 0.73691 | 8.4 |  |  | 0.16088 | 1.3514 |  |  |  |  | 0 | 0
38437 | TNSRBNMESA9 | 1 | West | YES | -0.055531 | 37.5 | 0 | 150 | 0 | 1.02 | Wind | -1 | 0.16118 | 0 | 150 |  |  |  |  | -0.16118 | 0 |  |  |  |  | 0 | 0
38332 | TNWDWRDU2_8 | 1 | West | YES | -0.05559 | 20 | 0 | 80 | 0 | 1.0232 | Wind | -1 | 0.16124 | 0 | 80 |  |  |  |  | -0.16124 | 0 |  |  |  |  | 0 | 0
60016 | WOODWRD11A | 1 | West | YES | -0.055604 | 20 | 0 | 80 |  | 1.033 | Wind | -1 | 0.16125 | 0 | 80 |  |  |  |  | -0.16125 | 0 |  |  |  |  | 0 | 0
6016 | SWMESA | 1 | West | YES | -0.055675 | 18.8 | 0 | 75 |  | 1.03 | Wind | -1 | 0.16132 | 0 | 75 |  |  |  |  | -0.16132 | 0 |  |  |  |  | 0 | 0
60003 | KING_NE1A | 1 | West | YES | -0.055675 | 20 | 0 | 80 |  | 1.03 | Wind | -1 | 0.16132 | 0 | 80 |  |  |  |  | -0.16132 | 0 |  |  |  |  | 0 | 0
60005 | KING_SE1A | 1 | West | YES | -0.055675 | 10 | 0 | 40 |  | 1.035 | Wind | -1 | 0.16132 | 0 | 40 |  |  |  |  | -0.16132 | 0 |  |  |  |  | 0 | 0
88198 | BEEVILLE | F | South | YES | 0.088248 | 0 | 0 | 0 | 0 | 1.02 | AVR | 1 | 0.16141 | 0 | 0 | 0 | 0 |  |  | 0.16141 | 0 |  |  |  |  | 0 | 0
60201 | RIO DRCS | F | West | YES | -0.055786 | 0 | 0 | 0 | 0 | 1.025 | AVR | -1 | 0.16143 | 0 | 0 |  |  |  |  | -0.16143 | 0 |  |  |  |  | 0 | 0
60007 | KING_SW1A | 1 | West | YES | -0.05606 | 20 | 0 | 80 |  | 1.03 | Wind | -1 | 0.16171 | 0 | 80 |  |  |  |  | -0.16171 | 0 |  |  |  |  | 0 | 0
60019 | KING_NW1A | 1 | West | YES | -0.05606 | 20 | 0 | 80 |  | 1.03 | Wind | -1 | 0.16171 | 0 | 80 |  |  |  |  | -0.16171 | 0 |  |  |  |  | 0 | 0
5892 | PEARSALLGEN3 | 1 | South | YES | 0.089443 | 19.1 | 6 | 23.9 | 0 | 1.0226 | GST | 1 | 0.1626 | 23.9 | 23.9 | 2.1377 | 23.9 |  |  | 0.1626 | 3.8862 |  |  |  |  | 0 | 0
5890 | PEARSALLGEN1 | 1 | South | YES | 0.089443 | 19.2 | 6 | 24 | 0 | 1.0226 | GST | 1 | 0.1626 | 24 | 24 | 2.1466 | 24 |  |  | 0.1626 | 3.9024 |  |  |  |  | 0 | 0
5891 | PEARSALLGEN2 | 1 | South | YES | 0.089443 | 19.4 | 6 | 24.3 | 0 | 1.0226 | GST | 1 | 0.1626 | 24.3 | 24.3 | 2.1735 | 24.3 |  |  | 0.1626 | 3.9512 |  |  |  |  | 0 | 0
1349 | WESTXWIN_1G | 1 | West | YES | -0.061675 | 1.3 | 0 | 6.6 |  | 1.014 | Wind | -1 | 0.16732 | 0 | 6.6 |  |  |  |  | -0.16732 | 0 |  |  |  |  | 0 | 0
1350 | NWPWRG1_1G | 1 | West | YES | -0.061675 | 6.9 | 1 | 34.3 |  | 1.014 | Wind | -1 | 0.16732 | 0 | 34.3 |  |  |  |  | -0.16732 | 0 |  |  |  |  | 0 | 0
1008 | PB6GEN_7G | 6 | West | YES | -0.062012 | 515 | 130 | 515 | 0 | 1.036 | GST | -1 | 0.16766 | 515 | 515 |  |  |  |  | -0.16766 | -86.3447 |  |  |  |  | 0 | 0
1007 | PB5GEN_6G | 5 | West | YES | -0.062012 | 91.2 | 40 | 114 | 0 | 1.036 | GST | -1 | 0.16766 | 114 | 114 |  |  |  |  | -0.16766 | -19.1132 |  |  |  |  | 0 | 0
1005 | PBCTDGE_4G | D | West | YES | -0.062012 | 65 | 65 | 68 | 0 | 1.036 | GGT | -1 | 0.16766 | 68 | 68 |  |  |  |  | -0.16766 | -11.4009 |  |  |  |  | 0 | 0
1004 | PBCTCGE_3G | C | West | YES | -0.062012 | 62 | 62 | 67 | 0 | 1.036 | GGT | -1 | 0.16766 | 67 | 67 |  |  |  |  | -0.16766 | -11.2332 |  |  |  |  | 0 | 0
1006 | PBCTEGE_5G | E | West | YES | -0.062012 | 65 | 65 | 67 | 0 | 1.036 | GGT | -1 | 0.16766 | 67 | 67 |  |  |  |  | -0.16766 | -11.2332 |  |  |  |  | 0 | 0
1002 | PBCTAGE_1G | A | West | YES | -0.062012 | 64 | 64 | 66 | 0 | 1.036 | GGT | -1 | 0.16766 | 66 | 66 |  |  |  |  | -0.16766 | -11.0655 |  |  |  |  | 0 | 0
1003 | PBCTBGE_2G | B | West | YES | -0.062012 | 65 | 65 | 66 | 0 | 1.036 | GGT | -1 | 0.16766 | 66 | 66 |  |  |  |  | -0.16766 | -11.0655 |  |  |  |  | 0 | 0
7038 | L_DELAWA1_1Y | 1 | West | YES | -0.062075 | 3.5 | 0 | 35 | 0 | 1 | Wind | -1 | 0.16772 | 0 | 35 |  |  |  |  | -0.16772 | 0 |  |  |  |  | 0 | 0
7038 | L_DELAWA1_1Y | 2 | West | YES | -0.062075 | 3 | 0 | 30 | 0 | 1 | Wind | -1 | 0.16772 | 0 | 30 |  |  |  |  | -0.16772 | 0 |  |  |  |  | 0 | 0
3381 | BBRN_1G | 1 | North | YES | -0.062158 | 618 | 225 | 618 | 0 | 1.03 | LIGCO | -1 | 0.16781 | 0 | 618 |  |  | 0 | 0 | -0.16781 | 0 |  |  |  |  | 0 | 0
3382 | BBRN_2G | 2 | North | YES | -0.062158 | 589 | 225 | 589 | 0 | 1.03 | LIGCO | -1 | 0.16781 | 0 | 589 |  |  | 0 | 0 | -0.16781 | 0 |  |  |  |  | 0 | 0
11147 | NOTREES_1G | 1 | West | YES | -0.062197 | 29.8 | 0 | 149 | 0 | 1.017 | Wind | -1 | 0.16784 | 0 | 149 |  |  |  |  | -0.16784 | 0 |  |  |  |  | 0 | 0
76091 | L_DIVIDE1_1N | W1 | West | YES | -0.062293 | 22.5 | 0 | 112.5 |  | 1.02 | Wind | -1 | 0.16794 | 0 | 112.5 |  |  |  |  | -0.16794 | 0 |  |  |  |  | 0 | 0
76095 | L_CAPRSI1_1N | W1 | West | YES | -0.062293 | 29.9 | 0 | 149.5 | 0 | 1.02 | Wind | -1 | 0.16794 | 0 | 149.5 |  |  |  |  | -0.16794 | 0 |  |  |  |  | 0 | 0
76096 | L_CAPRSI1_2N | W1 | West | YES | -0.062293 | 37.2 | 0 | 186 | 0 | 1.02 | Wind | -1 | 0.16794 | 0 | 186 |  |  |  |  | -0.16794 | 0 |  |  |  |  | 0 | 0
76097 | L_CAPRGE1_1N | W1 | West | YES | -0.062293 | 42.9 | 0 | 214.5 | 0 | 1.02 | Wind | -1 | 0.16794 | 0 | 214.5 |  |  |  |  | -0.16794 | 0 |  |  |  |  | 0 | 0
60057 | CALLAHAN1A | 1 | West | YES | -0.062487 | 22.8 | 0 | 114 | 0 | 1.04 | Wind | -1 | 0.16813 | 0 | 114 |  |  |  |  | -0.16813 | 0 |  |  |  |  | 0 | 0
76031 | L_GASCCR1_1N | W1 | West | YES | -0.062585 | 30 | 0 | 150 | 0 | 1.02 | Wind | -1 | 0.16823 | 0 | 150 |  |  |  |  | -0.16823 | 0 |  |  |  |  | 0 | 0
1320 | BSP 1 | 1 | West | YES | -0.062814 | 25.5 | 2.9 | 25.8 | 0 | 1 | Cogen | -1 | 0.16846 | 0 | 0 |  |  |  |  | -0.16846 | 0 |  |  |  |  | 0 | 0
1326 | STANTONW_8 | 1 | West | YES | -0.06289 | 20.1 | 0 | 100.5 |  | 1.01 | Wind | -1 | 0.16854 | 0 | 100.5 |  |  |  |  | -0.16854 | 0 |  |  |  |  | 0 | 0
11025 | TIEHVSG_2G | 1 | West | YES | -0.062906 | 213.2 | 63 | 213.2 | 0 | 1.012 | CC | -1 | 0.16855 | 213.2 | 213.2 |  |  |  |  | -0.16855 | -35.9356 |  |  |  |  | 0 | 0
11020 | TIEHVSG_1G | 1 | West | YES | -0.062906 | 208.2 | 63 | 208.2 | 0 | 1.012 | CC | -1 | 0.16855 | 208.2 | 208.2 |  |  |  |  | -0.16855 | -35.0929 |  |  |  |  | 0 | 0
11024 | TIEHVCG_4G | 1 | West | YES | -0.062906 | 147 | 103 | 147 | 0 | 1.012 | CC | -1 | 0.16855 | 147 | 147 |  |  |  |  | -0.16855 | -24.7774 |  |  |  |  | 0 | 0
11021 | TIEHVCG_1G | 1 | West | YES | -0.062906 | 142.1 | 103 | 142.1 | 0 | 1.012 | CC | -1 | 0.16855 | 142.1 | 142.1 |  |  |  |  | -0.16855 | -23.9515 |  |  |  |  | 0 | 0
11023 | TIEHVCG_3G | 1 | West | YES | -0.062906 | 137.4 | 103 | 137.4 | 0 | 1.012 | CC | -1 | 0.16855 | 137.4 | 137.4 |  |  |  |  | -0.16855 | -23.1593 |  |  |  |  | 0 | 0
11022 | TIEHVCG_2G | 1 | West | YES | -0.062906 | 132.4 | 103 | 132.4 | 0 | 1.012 | CC | -1 | 0.16855 | 132.4 | 132.4 |  |  |  |  | -0.16855 | -22.3165 |  |  |  |  | 0 | 0
11014 | NAV6ST | 1 | West | YES | -0.062916 | 115 | 40 | 115 | 0 | 1.029 | CC | -1 | 0.16856 | 115 | 115 |  |  |  |  | -0.16856 | -19.3848 |  |  |  |  | 0 | 0
11011 | NAV3ST | 1 | West | YES | -0.062916 | 92.8 | 40 | 92.8 | 0 | 1.029 | CC | -1 | 0.16856 | 92.8 | 92.8 |  |  |  |  | -0.16856 | -15.6427 |  |  |  |  | 0 | 0
11012 | NAV4CT | 1 | West | YES | -0.062916 | 80 | 18 | 80 | 0 | 1.029 | CC | -1 | 0.16856 | 80 | 80 |  |  |  |  | -0.16856 | -13.4851 |  |  |  |  | 0 | 0
11013 | NAV5CT | 1 | West | YES | -0.062916 | 80 | 18 | 80 | 0 | 1.029 | CC | -1 | 0.16856 | 80 | 80 |  |  |  |  | -0.16856 | -13.4851 |  |  |  |  | 0 | 0
11009 | NAV2CT | 1 | West | YES | -0.062916 | 71.4 | 18 | 71.4 | 0 | 1.029 | CC | -1 | 0.16856 | 71.4 | 71.4 |  |  |  |  | -0.16856 | -12.0354 |  |  |  |  | 0 | 0
11001 | NAV1CT | 1 | West | YES | -0.062916 | 70.4 | 18 | 70.4 | 0 | 1.029 | CC | -1 | 0.16856 | 70.4 | 70.4 |  |  |  |  | -0.16856 | -11.8669 |  |  |  |  | 0 | 0
13133 | CALFREST_3G | 3 | North | YES | -0.062996 | 177.4 | 40 | 177.4 | 0 | 1.031 | CC | -1 | 0.16864 | 177.4 | 177.4 |  |  | -11.1755 | 177.4 | -0.16864 | -29.9174 |  |  |  |  | 0 | 0
13132 | CALFREST_2G | 2 | North | YES | -0.062996 | 151 | 57 | 151 | 0 | 1.031 | CC | -1 | 0.16864 | 151 | 151 |  |  | -9.5124 | 151 | -0.16864 | -25.4652 |  |  |  |  | 0 | 0
13131 | CALFREST_1G | 1 | North | YES | -0.062996 | 150.7 | 40 | 150.7 | 0 | 1.031 | CC | -1 | 0.16864 | 150.7 | 150.7 |  |  | -9.4935 | 150.7 | -0.16864 | -25.4146 |  |  |  |  | 0 | 0
1328 | OCOTILLO_1G | 1 | West | YES | -0.063008 | 11.6 | 0 | 58 |  | 1.01 | Wind | -1 | 0.16866 | 0 | 58 |  |  |  |  | -0.16866 | 0 |  |  |  |  | 0 | 0
1333 | MCDDONAL_8 | 1 | West | YES | -0.063168 | 42.8 | 0 | 214.2 |  | 1.01 | Wind | -1 | 0.16882 | 0 | 214.2 |  |  |  |  | -0.16882 | 0 |  |  |  |  | 0 | 0
13136 | CALFREST_6G | 6 | North | YES | -0.063173 | 177.5 | 40 | 177.5 | 0 | 1.031 | CC | -1 | 0.16882 | 177.5 | 177.5 |  |  | -11.2132 | 177.5 | -0.16882 | -29.9657 |  |  |  |  | 0 | 0
13135 | CALFREST_5G | 5 | North | YES | -0.063173 | 152.3 | 57 | 152.3 | 0 | 1.031 | CC | -1 | 0.16882 | 152.3 | 152.3 |  |  | -9.6212 | 152.3 | -0.16882 | -25.7114 |  |  |  |  | 0 | 0
13134 | CALFREST_4G | 4 | North | YES | -0.063173 | 151.5 | 40 | 151.5 | 0 | 1.031 | CC | -1 | 0.16882 | 151.5 | 151.5 |  |  | -9.5707 | 151.5 | -0.16882 | -25.5763 |  |  |  |  | 0 | 0
1327 | WILDHRSE_1G | 1 | West | YES | -0.063374 | 0 | 0 | 120 |  | 1 | Wind | -1 | 0.16902 | 0 | 120 |  |  |  |  | -0.16902 | 0 |  |  |  |  | 0 | 0
5903 | SANMIGUELGEN | 1 | South | YES | 0.095866 | 396.3 | 180 | 396.3 | 0 | 1.0336 | LIGCO | 1 | 0.16902 | 0 | 396.3 | 37.9917 | 396.3 |  |  | 0.16902 | 66.984 |  |  |  |  | 0 | 0
1360 | GUNSIGHT_8 | 1 | West | YES | -0.06341 | 0 | 0 | 120 |  | 1.01 | Wind | -1 | 0.16906 | 0 | 120 |  |  |  |  | -0.16906 | 0 |  |  |  |  | 0 | 0
11320 | COYOTE_1G | 1 | West | YES | -0.063659 | 22.5 | 0 | 225 |  | 1 | Wind | -1 | 0.16931 | 0 | 225 |  |  |  |  | -0.16931 | 0 |  |  |  |  | 0 | 0
1045 | CALENG1G_1G | 1 | West | YES | -0.063663 | 73.4 | 27 | 73.4 | 0 | 1.014 | Cogen | -1 | 0.16931 | 0 | 0 |  |  |  |  | -0.16931 | 0 |  |  |  |  | 0 | 0
1046 | CALENG2G_2G | 2 | West | YES | -0.063663 | 73.4 | 27 | 73.4 | 0 | 1.014 | Cogen | -1 | 0.16931 | 0 | 0 |  |  |  |  | -0.16931 | 0 |  |  |  |  | 0 | 0
1047 | CALENG3G_3G | 3 | West | YES | -0.063663 | 70.4 | 27 | 70.4 | 0 | 1.014 | Cogen | -1 | 0.16931 | 0 | 0 |  |  |  |  | -0.16931 | 0 |  |  |  |  | 0 | 0
11309 | BULLCREK_2G | 1 | West | YES | -0.063719 | 20.9 | 0 | 180 |  | 1 | Wind | -1 | 0.16937 | 0 | 180 |  |  |  |  | -0.16937 | 0 |  |  |  |  | 0 | 0
11310 | BULLCREK_1G | 1 | West | YES | -0.063719 | 15.1 | 0 | 180 |  | 1 | Wind | -1 | 0.16937 | 0 | 180 |  |  |  |  | -0.16937 | 0 |  |  |  |  | 0 | 0
1058 | LONGSHORE_5 | 1 | West | YES | -0.063837 | 30 | 0 | 150 |  | 1.01 | Wind | -1 | 0.16948 | 0 | 150 |  |  |  |  | -0.16948 | 0 |  |  |  |  | 0 | 0
1058 | LONGSHORE_5 | 2 | West | YES | -0.063837 | 44 | 0 | 220 |  | 1.01 | Wind | -1 | 0.16948 | 0 | 220 |  |  |  |  | -0.16948 | 0 |  |  |  |  | 0 | 0
11065 | ELBOWCK_1G | 1 | West | YES | -0.063837 | 23.4 | 0 | 121.9 | 0 | 1 | Wind | -1 | 0.16948 | 0 | 121.9 |  |  |  |  | -0.16948 | 0 |  |  |  |  | 0 | 0
60058 | BUFF_GAP1A | 1 | West | YES | -0.063992 | 24 | 0 | 120 |  | 1 | Wind | -1 | 0.16964 | 0 | 120 |  |  |  |  | -0.16964 | 0 |  |  |  |  | 0 | 0
60060 | CIRELLO | 1 | West | YES | -0.063992 | 46.6 | 0 | 233 | 0 | 1 | Wind | -1 | 0.16964 | 0 | 233 |  |  |  |  | -0.16964 | 0 |  |  |  |  | 0 | 0
60063 | BUFF_GAP1B | 1 | West | YES | -0.063992 | 34 | 0 | 170.2 | 0 | 1.02 | Wind | -1 | 0.16964 | 0 | 170.2 |  |  |  |  | -0.16964 | 0 |  |  |  |  | 0 | 0
60066 | H_HOLLOW1A | 1 | West | YES | -0.063992 | 44.4 | 0 | 222 | 0 | 1.005 | Wind | -1 | 0.16964 | 0 | 222 |  |  |  |  | -0.16964 | 0 |  |  |  |  | 0 | 0
60068 | HHOLLOW21A | 1 | West | YES | -0.063992 | 36.8 | 0 | 184 | 0 | 1.025 | Wind | -1 | 0.16964 | 0 | 184 |  |  |  |  | -0.16964 | 0 |  |  |  |  | 0 | 0
60070 | HHOLLOW31A | 1 | West | YES | -0.063992 | 44.8 | 0 | 224 | 0 | 1.025 | Wind | -1 | 0.16964 | 0 | 224 |  |  |  |  | -0.16964 | 0 |  |  |  |  | 0 | 0
60072 | HHOLLOW41A | 1 | West | YES | -0.063992 | 23 | 0 | 115 | 0 | 1.025 | Wind | -1 | 0.16964 | 0 | 115 |  |  |  |  | -0.16964 | 0 |  |  |  |  | 0 | 0
1037 | MORGAN5G_5G | 5 | West | YES | -0.063995 | 109.6 | 40 | 137 | 0 | 1.029 | GST | -1 | 0.16964 | 137 | 137 |  |  |  |  | -0.16964 | -23.241 |  |  |  |  | 0 | 0
1040 | MRGNBG_2G | B | West | YES | -0.063995 | 70 | 70 | 71 | 0 | 1.029 | GGT | -1 | 0.16964 | 71 | 71 |  |  |  |  | -0.16964 | -12.0446 |  |  |  |  | 0 | 0
1041 | MRGNCG_3G | C | West | YES | -0.063995 | 69 | 69 | 70 | 0 | 1.029 | GGT | -1 | 0.16964 | 70 | 70 |  |  |  |  | -0.16964 | -11.875 |  |  |  |  | 0 | 0
1043 | MRGNEG_5G | E | West | YES | -0.063995 | 68 | 68 | 70 | 0 | 1.029 | GGT | -1 | 0.16964 | 70 | 70 |  |  |  |  | -0.16964 | -11.875 |  |  |  |  | 0 | 0
1039 | MRGNAG_1G | A | West | YES | -0.063995 | 69 | 69 | 69 | 0 | 1.029 | GGT | -1 | 0.16964 | 69 | 69 |  |  |  |  | -0.16964 | -11.7053 |  |  |  |  | 0 | 0
1042 | MRGNDG_4G | D | West | YES | -0.063995 | 68 | 68 | 68 | 0 | 1.029 | GGT | -1 | 0.16964 | 68 | 68 |  |  |  |  | -0.16964 | -11.5357 |  |  |  |  | 0 | 0
1044 | MRGNFG_6G | F | West | YES | -0.063995 | 66 | 66 | 66 | 0 | 1.029 | GGT | -1 | 0.16964 | 66 | 66 |  |  |  |  | -0.16964 | -11.1964 |  |  |  |  | 0 | 0
6637 | SNYDERW1A | 1 | West | YES | -0.064071 | 12.6 | 0 | 63 | 0 | 1.025 | Wind | -1 | 0.16972 | 0 | 63 |  |  |  |  | -0.16972 | 0 |  |  |  |  | 0 | 0
1068 | SCURRYCW_1G | 1 | West | YES | -0.064132 | 28.2 | 1.3 | 141 | 0 | 1.0217 | Wind | -1 | 0.16978 | 0 | 141 |  |  |  |  | -0.16978 | 0 |  |  |  |  | 0 | 0
1073 | SCURRYCW_2G | 2 | West | YES | -0.064132 | 24 | 0 | 120 | 0 | 1.0217 | Wind | -1 | 0.16978 | 0 | 120 |  |  |  |  | -0.16978 | 0 |  |  |  |  | 0 | 0
1061 | CIELOGEN_1G | 1 | West | YES | -0.064142 | 19.8 | 0 | 99 |  | 1 | Wind | -1 | 0.16979 | 0 | 99 |  |  |  |  | -0.16979 | 0 |  |  |  |  | 0 | 0
1062 | CIELOGEN_2G | 1 | West | YES | -0.064142 | 12.2 | 0 | 61 |  | 1 | Wind | -1 | 0.16979 | 0 | 61 |  |  |  |  | -0.16979 | 0 |  |  |  |  | 0 | 0
1069 | KINDERMG_1G | 1 | West | YES | -0.064142 | 25 | 5 | 25 | 0 | 1.017 | Cogen | -1 | 0.16979 | 0 | 0 |  |  |  |  | -0.16979 | 0 |  |  |  |  | 0 | 0
1070 | KINDERMG_2G | 1 | West | YES | -0.064142 | 45.7 | 12 | 45.7 | 0 | 1.017 | Cogen | -1 | 0.16979 | 0 | 0 |  |  |  |  | -0.16979 | 0 |  |  |  |  | 0 | 0
1071 | KINDERMG_3G | 1 | West | YES | -0.064142 | 45.7 | 12 | 45.7 | 0 | 1.017 | Cogen | -1 | 0.16979 | 0 | 0 |  |  |  |  | -0.16979 | 0 |  |  |  |  | 0 | 0
36998 | RDCNYNG1 | 1 | West | YES | -0.064322 | 16.8 | 0 | 84 |  | 1.01 | Wind | -1 | 0.16997 | 0 | 84 |  |  |  |  | -0.16997 | 0 |  |  |  |  | 0 | 0
1343 | TRENTIPP_8 | 1 | West | YES | -0.064746 | 30 | 0 | 150 |  | 1.014 | Wind | -1 | 0.17039 | 0 | 150 |  |  |  |  | -0.17039 | 0 |  |  |  |  | 0 | 0
1354 | AEPWIND_8 | 1 | West | YES | -0.064746 | 20.2 | 0 | 101 |  | 1 | Wind | -1 | 0.17039 | 0 | 101 |  |  |  |  | -0.17039 | 0 |  |  |  |  | 0 | 0
11056 | ROSCOE_1G | 1 | West | YES | -0.064846 | 41.8 | 0 | 209 |  | 1 | Wind | -1 | 0.17049 | 0 | 209 |  |  |  |  | -0.17049 | 0 |  |  |  |  | 0 | 0
11057 | CHAMPION_1G | 1 | West | YES | -0.064846 | 25.3 | 0 | 126.5 |  | 1 | Wind | -1 | 0.17049 | 0 | 126.5 |  |  |  |  | -0.17049 | 0 |  |  |  |  | 0 | 0
11058 | PYRON_1G | 1 | West | YES | -0.064846 | 49.8 | 0 | 249 |  | 1 | Wind | -1 | 0.17049 | 0 | 249 |  |  |  |  | -0.17049 | 0 |  |  |  |  | 0 | 0
11059 | INADALE_1G | 1 | West | YES | -0.064846 | 39.4 | 0 | 197 |  | 1 | Wind | -1 | 0.17049 | 0 | 197 |  |  |  |  | -0.17049 | 0 |  |  |  |  | 0 | 0
71051 | L_BITTCR1_1N | W1 | West | YES | -0.064849 | 7.5 | 0 | 37.5 |  | 1.02 | Wind | -1 | 0.1705 | 0 | 37.5 |  |  |  |  | -0.1705 | 0 |  |  |  |  | 0 | 0
71054 | L_SWEETW1_1N | W1 | West | YES | -0.064849 | 21.5 | 0 | 107.5 |  | 1.02 | Wind | -1 | 0.1705 | 0 | 107.5 |  |  |  |  | -0.1705 | 0 |  |  |  |  | 0 | 0
71057 | L_SWEETW1_2N | W1 | West | YES | -0.064849 | 27 | 0 | 135 |  | 1.02 | Wind | -1 | 0.1705 | 0 | 135 |  |  |  |  | -0.1705 | 0 |  |  |  |  | 0 | 0
71059 | L_SWEETW1_3N | W1 | West | YES | -0.064849 | 23.8 | 0 | 119 | 0 | 1.02 | Wind | -1 | 0.1705 | 0 | 119 |  |  |  |  | -0.1705 | 0 |  |  |  |  | 0 | 0
71060 | L_SWEETW1_4N | W1 | West | YES | -0.064849 | 21 | 0 | 105 | 0 | 1.02 | Wind | -1 | 0.1705 | 0 | 105 |  |  |  |  | -0.1705 | 0 |  |  |  |  | 0 | 0
71061 | L_SWEETW1_5N | W1 | West | YES | -0.064849 | 16.1 | 0 | 80.5 | 0 | 1.02 | Wind | -1 | 0.1705 | 0 | 80.5 |  |  |  |  | -0.1705 | 0 |  |  |  |  | 0 | 0
6144 | MCADOO1A | 1 | West | YES | -0.065112 | 15 | 0 | 150 | 0 | 1.025 | Wind | -1 | 0.17076 | 0 | 150 |  |  |  |  | -0.17076 | 0 |  |  |  |  | 0 | 0
6407 | TURKTRAK1A | 1 | West | YES | -0.065221 | 33.9 | 0 | 169.5 | 0 | 1.025 | Wind | -1 | 0.17087 | 0 | 169.5 |  |  |  |  | -0.17087 | 0 |  |  |  |  | 0 | 0
1417 | SWETWATR_2G | 2 | West | YES | -0.065247 | 72 | 36 | 72 | 0 | 1.026 | CC | -1 | 0.17089 | 72 | 72 |  |  |  |  | -0.17089 | -12.3044 |  |  |  |  | 0 | 0
1418 | SWETWATR_3G | 3 | West | YES | -0.065247 | 68 | 36 | 68 | 0 | 1.026 | CC | -1 | 0.17089 | 68 | 68 |  |  |  |  | -0.17089 | -11.6208 |  |  |  |  | 0 | 0
1419 | SWETWATR_4G | 4 | West | YES | -0.065247 | 61 | 36 | 61 | 0 | 1.026 | CC | -1 | 0.17089 | 61 | 61 |  |  |  |  | -0.17089 | -10.4246 |  |  |  |  | 0 | 0
1416 | SWETWATR_1G | 1 | West | YES | -0.065247 | 30 | 18 | 30 | 0 | 1.026 | CC | -1 | 0.17089 | 30 | 30 |  |  |  |  | -0.17089 | -5.1268 |  |  |  |  | 0 | 0
8189 | CUECPL2A | 1 | South | YES | 0.097885 | 12 | 0 | 12 | 0 | 1.02 | Cogen | 1 | 0.17104 | 0 | 0 | 0 | 0 |  |  | 0.17104 | 0 |  |  |  |  | 0 | 0
60081 | WHRLWIND1A | 1 | West | YES | -0.066019 | 12 | 0 | 60 | 0 | 1.03 | Wind | -1 | 0.17167 | 0 | 60 |  |  |  |  | -0.17167 | 0 |  |  |  |  | 0 | 0
3108 | STRYKER_2G | 2 | North | YES | -0.066332 | 484 | 75 | 484 | 0 | 1.029 | GST | -1 | 0.17198 | 484 | 484 |  |  | -32.1047 | 484 | -0.17198 | -83.2382 |  |  |  |  | 0 | 0
3107 | STRYKER_1G | 1 | North | YES | -0.066332 | 145.6 | 45 | 182 | 0 | 1.029 | GST | -1 | 0.17198 | 182 | 182 |  |  | -12.0724 | 182 | -0.17198 | -31.3003 |  |  |  |  | 0 | 0
3309 | ASPN_G | 1 | North | YES | -0.066592 | 50 | 0 | 50 |  | 1 | Bio | -1 | 0.17224 | 50 | 50 |  |  | -3.3296 | 50 | -0.17224 | -8.612 |  |  |  |  | 0 | 0
3348 | CHAMPION_1G | MB | North | YES | -0.066625 | 0 | 42 | 42 |  | 1 | Cogen | -1 | 0.17227 | 0 | 0 |  |  | 0 | 0 | -0.17227 | 0 |  |  |  |  | 0 | 0
7031 | L_MARSFO1G1Y | 1 | South | YES | 0.099303 | 0 | 0 | 36 |  | 1 | Hydro | 1 | 0.17246 | 0 | 0 | 0 | 0 |  |  | 0.17246 | 0 |  |  |  |  | 0 | 0
7032 | L_MARSFO1G2Y | 2 | South | YES | 0.099303 | 0 | 0 | 35 |  | 1 | Hydro | 1 | 0.17246 | 0 | 0 | 0 | 0 |  |  | 0.17246 | 0 |  |  |  |  | 0 | 0
7033 | L_MARSFO1G3Y | 3 | South | YES | 0.099303 | 0 | 0 | 36 |  | 1 | Hydro | 1 | 0.17246 | 0 | 0 | 0 | 0 |  |  | 0.17246 | 0 |  |  |  |  | 0 | 0
13119 | TGATEWAY_4G | 4 | North | YES | -0.067045 | 399 | 65 | 399 | 0 | 1.0232 | CC | -1 | 0.17269 | 399 | 399 |  |  | -26.751 | 399 | -0.17269 | -68.9044 |  |  |  |  | 0 | 0
13116 | TGATEWAY_1G | 1 | North | YES | -0.067045 | 151 | 30 | 151 | 0 | 1.0232 | CC | -1 | 0.17269 | 151 | 151 |  |  | -10.1238 | 151 | -0.17269 | -26.0766 |  |  |  |  | 0 | 0
13118 | TGATEWAY_3G | 3 | North | YES | -0.067045 | 148 | 30 | 148 | 0 | 1.0232 | CC | -1 | 0.17269 | 148 | 148 |  |  | -9.9227 | 148 | -0.17269 | -25.5585 |  |  |  |  | 0 | 0
13117 | TGATEWAY_2G | 2 | North | YES | -0.067045 | 130 | 30 | 130 | 0 | 1.0232 | CC | -1 | 0.17269 | 130 | 130 |  |  | -8.7158 | 130 | -0.17269 | -22.4501 |  |  |  |  | 0 | 0
1437 | MESQUITW_1G | 1 | North | YES | -0.067055 | 40 | 0 | 400 | 0 | 1.023 | Wind | -1 | 0.1727 | 0 | 400 |  |  | 0 | 0 | -0.1727 | 0 |  |  |  |  | 0 | 0
1438 | MESQUITW_2G | 1 | North | YES | -0.067058 | 23.6 | 0 | 236 |  | 1.017 | Wind | -1 | 0.17271 | 0 | 236 |  |  | 0 | 0 | -0.17271 | 0 |  |  |  |  | 0 | 0
3097 | MARTLAKE_1G | 1 | North | YES | -0.067389 | 790 | 500 | 790 | 0 | 1.017 | LIGCO | -1 | 0.17304 | 0 | 790 |  |  | 0 | 0 | -0.17304 | 0 |  |  |  |  | 0 | 0
3098 | MARTLAKE_2G | 2 | North | YES | -0.067389 | 795 | 461 | 795 | 0 | 1.017 | LIGCO | -1 | 0.17304 | 0 | 795 |  |  | 0 | 0 | -0.17304 | 0 |  |  |  |  | 0 | 0
3099 | MARTLAKE_3G | 3 | North | YES | -0.067389 | 804 | 500 | 804 | 0 | 1.017 | LIGCO | -1 | 0.17304 | 0 | 804 |  |  | 0 | 0 | -0.17304 | 0 |  |  |  |  | 0 | 0
5401 | CALAVER_JKS1 | 1 | South | YES | 0.099885 | 562 | 100 | 562 | 0 | 1.026 | LIGCO | 1 | 0.17304 | 0 | 562 | 56.1354 | 562 |  |  | 0.17304 | 97.2498 |  |  |  |  | 0 | 0
5268 | LEON_LCPCT3 | 3 | South | YES | 0.099997 | 43 | 24 | 43 | 0 | 1.0197 | GGT | 1 | 0.17315 | 43 | 43 | 4.2999 | 43 |  |  | 0.17315 | 7.4456 |  |  |  |  | 0 | 0
5266 | LEON_LCPCT1 | 1 | South | YES | 0.099997 | 44 | 24 | 44 | 0 | 1.0197 | GGT | 1 | 0.17315 | 44 | 44 | 4.3999 | 44 |  |  | 0.17315 | 7.6188 |  |  |  |  | 0 | 0
5267 | LEON_LCPCT2 | 2 | South | YES | 0.099997 | 44 | 24 | 44 | 0 | 1.0197 | GGT | 1 | 0.17315 | 44 | 44 | 4.3999 | 44 |  |  | 0.17315 | 7.6188 |  |  |  |  | 0 | 0
5269 | LEON_LCPCT4 | 4 | South | YES | 0.099997 | 45 | 24 | 45 | 0 | 1.0197 | GGT | 1 | 0.17315 | 45 | 45 | 4.4999 | 45 |  |  | 0.17315 | 7.7919 |  |  |  |  | 0 | 0
5264 | LEON_LCP3G3 | 3 | South | YES | 0.099997 | 0 | 20 | 58 |  | 1.0197 | GST | 1 | 0.17315 | 58 | 58 | 5.7998 | 58 |  |  | 0.17315 | 10.043 |  |  |  |  | 0 | 0
5265 | LEON_LCP4G4 | 4 | South | YES | 0.099997 | 89 | 25 | 89 | 0 | 1.0197 | GST | 1 | 0.17315 | 89 | 89 | 8.8997 | 89 |  |  | 0.17315 | 15.4107 |  |  |  |  | 0 | 0
1442 | COKFIELD_5 | 1 | North | YES | -0.067751 | 16.5 | 0 | 165 |  | 1.029 | Wind | -1 | 0.1734 | 0 | 165 |  |  | 0 | 0 | -0.1734 | 0 |  |  |  |  | 0 | 0
5476 | BRA_AVR1_CT1 | 1 | South | YES | 0.10033 | 155 | 90 | 155 | 0 | 1.025 | CC | 1 | 0.17348 | 155 | 155 | 15.5507 | 155 |  |  | 0.17348 | 26.8901 |  |  |  |  | 0 | 0
5478 | BRA_AVR1_CT2 | 1 | South | YES | 0.10033 | 155 | 90 | 155 | 0 | 1.025 | CC | 1 | 0.17348 | 155 | 155 | 15.5507 | 155 |  |  | 0.17348 | 26.8901 |  |  |  |  | 0 | 0
5477 | BRA_AVR1_ST | 1 | South | YES | 0.10033 | 174 | 138 | 174 | 0 | 1.025 | CC | 1 | 0.17348 | 174 | 174 | 17.4569 | 174 |  |  | 0.17348 | 30.1863 |  |  |  |  | 0 | 0
5028 | BRAUNIG_VHB3 | 3 | South | YES | 0.10067 | 407 | 60 | 407 | 0 | 1.0138 | GST | 1 | 0.17383 | 407 | 407 | 40.9743 | 407 |  |  | 0.17383 | 70.7494 |  |  |  |  | 0 | 0
5026 | BRAUNIG_VHB1 | 1 | South | YES | 0.10072 | 215 | 40 | 215 | 0 | 1.0192 | GST | 1 | 0.17388 | 215 | 215 | 21.6546 | 215 |  |  | 0.17388 | 37.3834 |  |  |  |  | 0 | 0
5027 | BRAUNIG_VHB2 | 2 | South | YES | 0.10072 | 216 | 40 | 216 | 0 | 1.0192 | GST | 1 | 0.17388 | 216 | 216 | 21.7553 | 216 |  |  | 0.17388 | 37.5573 |  |  |  |  | 0 | 0
6100 | OKLA7A | EQ | West | YES | -0.068286 | 50 | -220 | 220 | 0 | 1.035 | DCTie | -1 | 0.17393 | 0 | 0 |  |  |  |  | -0.17393 | 0 |  |  |  |  | 0 | 0
6752 | OKLA0A | 1 | West | YES | -0.068286 | 649.7 | 175 | 649.7 | 0 | 1.035 | LIGCO | -1 | 0.17393 | 0 | 649.7 |  |  |  |  | -0.17393 | 0 |  |  |  |  | 0 | 0
5397 | CALAVER_OWS2 | 2 | South | YES | 0.10085 | 400 | 80 | 400 | 0 | 1.0192 | GST | 1 | 0.174 | 400 | 400 | 40.3388 | 400 |  |  | 0.174 | 69.6018 |  |  |  |  | 0 | 0
5396 | CALAVER_OWS1 | 1 | South | YES | 0.10085 | 418 | 80 | 418 | 0 | 1.0192 | GST | 1 | 0.174 | 418 | 418 | 42.154 | 418 |  |  | 0.174 | 72.7339 |  |  |  |  | 0 | 0
5111 | CALAVER_JTD1 | 1 | South | YES | 0.10099 | 430 | 80 | 430 | 0 | 1.0138 | LIGCO | 1 | 0.17415 | 0 | 430 | 43.4253 | 430 |  |  | 0.17415 | 74.883 |  |  |  |  | 0 | 0
5112 | CALAVER_JTD2 | 2 | South | YES | 0.10099 | 430 | 80 | 430 | 0 | 1.0138 | LIGCO | 1 | 0.17415 | 0 | 430 | 43.4253 | 430 |  |  | 0.17415 | 74.883 |  |  |  |  | 0 | 0
5436 | TUTTL_WBT1G1 | 1 | South | YES | 0.10143 | 48.8 | 20 | 61 | 0 | 1.012 | GST | 1 | 0.17459 | 61 | 61 | 6.1874 | 61 |  |  | 0.17459 | 10.65 |  |  |  |  | 0 | 0
5438 | TUTTL_WBT3G3 | 3 | South | YES | 0.10143 | 95 | 25 | 95 | 0 | 1.012 | GST | 1 | 0.17459 | 95 | 95 | 9.636 | 95 |  |  | 0.17459 | 16.586 |  |  |  |  | 0 | 0
5439 | TUTTL_WBT4G4 | 4 | South | YES | 0.10143 | 151 | 40 | 151 | 0 | 1.012 | GST | 1 | 0.17459 | 151 | 151 | 15.3162 | 151 |  |  | 0.17459 | 26.363 |  |  |  |  | 0 | 0
1432 | GRHAMSES_2G | 2 | North | YES | -0.069944 | 294.9 | 90 | 366 | 0 | 1.014 | GST | -1 | 0.17559 | 366 | 366 |  |  | -25.5995 | 366 | -0.17559 | -64.2666 |  |  |  |  | 0 | 0
12424 | FPLEFR2S_G | 4 | North | YES | -0.070029 | 415 | 191 | 415 | 0 | 1 | CC | -1 | 0.17568 | 415 | 415 |  |  | -29.062 | 415 | -0.17568 | -72.9058 |  |  |  |  | 0 | 0
12414 | FPLEFR1S_G | 4 | North | YES | -0.070029 | 414 | 191 | 414 | 0 | 1 | CC | -1 | 0.17568 | 414 | 414 |  |  | -28.992 | 414 | -0.17568 | -72.7302 |  |  |  |  | 0 | 0
12412 | FPLEFR1B_G | 2 | North | YES | -0.070029 | 164 | 72 | 164 | 0 | 1 | CC | -1 | 0.17568 | 164 | 164 |  |  | -11.4848 | 164 | -0.17568 | -28.811 |  |  |  |  | 0 | 0
12413 | FPLEFR1C_G | 3 | North | YES | -0.070029 | 164 | 72 | 164 | 0 | 1 | CC | -1 | 0.17568 | 164 | 164 |  |  | -11.4848 | 164 | -0.17568 | -28.811 |  |  |  |  | 0 | 0
12423 | FPLEFR2C_G | 3 | North | YES | -0.070029 | 163 | 72 | 163 | 0 | 1 | CC | -1 | 0.17568 | 163 | 163 |  |  | -11.4147 | 163 | -0.17568 | -28.6353 |  |  |  |  | 0 | 0
12421 | FPLEFR2A_G | 1 | North | YES | -0.070029 | 162 | 72 | 162 | 0 | 1 | CC | -1 | 0.17568 | 162 | 162 |  |  | -11.3447 | 162 | -0.17568 | -28.4596 |  |  |  |  | 0 | 0
12411 | FPLEFR1A_G | 1 | North | YES | -0.070029 | 161 | 72 | 161 | 0 | 1 | CC | -1 | 0.17568 | 161 | 161 |  |  | -11.2747 | 161 | -0.17568 | -28.2839 |  |  |  |  | 0 | 0
12422 | FPLEFR2B_G | 2 | North | YES | -0.070029 | 161 | 72 | 161 | 0 | 1 | CC | -1 | 0.17568 | 161 | 161 |  |  | -11.2747 | 161 | -0.17568 | -28.2839 |  |  |  |  | 0 | 0
1479 | WFCOGEN_1G | 1 | North | YES | -0.070041 | 16 | 12 | 20 | 0 | 1 | Cogen | -1 | 0.17569 | 0 | 0 |  |  | 0 | 0 | -0.17569 | 0 |  |  |  |  | 0 | 0
1479 | WFCOGEN_1G | 2 | North | YES | -0.070041 | 16 | 12 | 20 | 0 | 1 | Cogen | -1 | 0.17569 | 0 | 0 |  |  | 0 | 0 | -0.17569 | 0 |  |  |  |  | 0 | 0
1482 | WFCOGEN_2G | 2 | North | YES | -0.070041 | 13.6 | 12 | 17 | 0 | 1 | Cogen | -1 | 0.17569 | 0 | 0 |  |  | 0 | 0 | -0.17569 | 0 |  |  |  |  | 0 | 0
1482 | WFCOGEN_2G | 1 | North | YES | -0.070041 | 16 | 12 | 20 | 0 | 1 | Cogen | -1 | 0.17569 | 0 | 0 |  |  | 0 | 0 | -0.17569 | 0 |  |  |  |  | 0 | 0
1433 | GRHAMSES_1G | 1 | North | YES | -0.070142 | 242 | 60 | 242 | 0 | 1.038 | GST | -1 | 0.17579 | 242 | 242 |  |  | -16.9744 | 242 | -0.17579 | -42.5411 |  |  |  |  | 0 | 0
3126 | TRINIDAD_6G | 1 | North | YES | -0.070556 | 179.2 | 46 | 224 | 0 | 1 | GST | -1 | 0.1762 | 224 | 224 |  |  | -15.8045 | 224 | -0.1762 | -39.4696 |  |  |  |  | 0 | 0
2452 | LKHB2_G | 2 | North | YES | -0.070564 | 516 | 80 | 516 | 0 | 1.022 | GST | -1 | 0.17621 | 516 | 516 |  |  | -36.411 | 516 | -0.17621 | -90.9252 |  |  |  |  | 0 | 0
2451 | LKHB1_G | 1 | North | YES | -0.070564 | 0 | 80 | 391 |  | 1.022 | GST | -1 | 0.17621 | 391 | 391 |  |  | -27.5905 | 391 | -0.17621 | -68.8988 |  |  |  |  | 0 | 0
12440 | PARKD_1SVC8 | 1 | North | YES | -0.070682 | 0 | 0 | 0 | 0 | 1.007 | GST | -1 | 0.17633 | 0 | 0 |  |  | 0 | 0 | -0.17633 | 0 |  |  |  |  | 0 | 0
12449 | PARKD_2SVC8 | 1 | North | YES | -0.070682 | 0 | 0 | 0 | 0 | 1.007 | GST | -1 | 0.17633 | 0 | 0 |  |  | 0 | 0 | -0.17633 | 0 |  |  |  |  | 0 | 0
950 | STEAM3 | 1 | North | YES | -0.070707 | 41 | 13 | 42 | 0 | 1.02 | GST | -1 | 0.17635 | 42 | 42 |  |  | -2.9697 | 42 | -0.17635 | -7.4069 |  |  |  |  | 0 | 0
949 | STEAM2 | 1 | North | YES | -0.070707 | 26 | 8 | 26 | 0 | 0.99 | GST | -1 | 0.17635 | 26 | 26 |  |  | -1.8384 | 26 | -0.17635 | -4.5852 |  |  |  |  | 0 | 0
948 | STEAM1 | 1 | North | YES | -0.070707 | 0 | 12 | 20 |  | 1.02 | GST | -1 | 0.17635 | 20 | 20 |  |  | -1.4141 | 20 | -0.17635 | -3.5271 |  |  |  |  | 0 | 0
844 | OLINGER_G3 | 1 | North | YES | -0.070819 | 103.9 | 45 | 150 | 0 | 1.03 | GST | -1 | 0.17647 | 150 | 150 |  |  | -10.6228 | 150 | -0.17647 | -26.47 |  |  |  |  | 0 | 0
843 | OLINGER_G2 | 1 | North | YES | -0.070819 | 76.2 | 25 | 110 | 0 | 1.03 | GST | -1 | 0.17647 | 110 | 110 |  |  | -7.7901 | 110 | -0.17647 | -19.4113 |  |  |  |  | 0 | 0
842 | OLINGER_G1 | 1 | North | YES | -0.070819 | 55.4 | 20 | 79 | 0 | 1.03 | GST | -1 | 0.17647 | 79 | 79 |  |  | -5.5947 | 79 | -0.17647 | -13.9409 |  |  |  |  | 0 | 0
845 | OLINGER_G4 | 1 | North | YES | -0.070819 | 51.9 | 0 | 76 | 0 | 1.03 | GGT | -1 | 0.17647 | 76 | 76 |  |  | -5.3822 | 76 | -0.17647 | -13.4115 |  |  |  |  | 0 | 0
837 | NEWMAN_G5 | 1 | North | YES | -0.070826 | 0 | 15 | 40 |  | 1.01 | GST | -1 | 0.17647 | 40 | 40 |  |  | -2.833 | 40 | -0.17647 | -7.0589 |  |  |  |  | 0 | 0
1701 | MOSES_1G | 1 | North | YES | -0.070891 | 558 | 175 | 558 | 0 | 1.023 | LIGCO | -1 | 0.17654 | 0 | 558 |  |  | 0 | 0 | -0.17654 | 0 |  |  |  |  | 0 | 0
1702 | MOSES_2G | 2 | North | YES | -0.070891 | 579 | 175 | 579 | 0 | 1.023 | LIGCO | -1 | 0.17654 | 0 | 579 |  |  | 0 | 0 | -0.17654 | 0 |  |  |  |  | 0 | 0
1703 | MOSES_3G | 3 | North | YES | -0.070891 | 808 | 463 | 808 | 0 | 1.023 | LIGCO | -1 | 0.17654 | 0 | 808 |  |  | 0 | 0 | -0.17654 | 0 |  |  |  |  | 0 | 0
5925 | DCEAST | EQ | North | YES | -0.070891 | 400.3 | -600 | 600 | 0 | 1.025 | DCTie | -1 | 0.17654 | 0 | 0 |  |  | 0 | 0 | -0.17654 | 0 |  |  |  |  | 0 | 0
7624 | L_LAKEWO9_1Y | 1 | South | YES | 0.10343 | 0 | 0 | 2.4 |  | 1 | Hydro | 1 | 0.17659 | 0 | 0 | 0 | 0 |  |  | 0.17659 | 0 |  |  |  |  | 0 | 0
7624 | L_LAKEWO9_1Y | 2 | South | YES | 0.10343 | 0 | 0 | 2.4 |  | 1 | Hydro | 1 | 0.17659 | 0 | 0 | 0 | 0 |  |  | 0.17659 | 0 |  |  |  |  | 0 | 0
1675 | PEC_1G | 1 | North | YES | -0.070943 | 76.7 | 35 | 76.7 | 0 | 1.022 | Cogen | -1 | 0.17659 | 0 | 0 |  |  | 0 | 0 | -0.17659 | 0 |  |  |  |  | 0 | 0
1676 | PEC_2G | 2 | North | YES | -0.070943 | 79.6 | 35 | 79.6 | 0 | 1.022 | Cogen | -1 | 0.17659 | 0 | 0 |  |  | 0 | 0 | -0.17659 | 0 |  |  |  |  | 0 | 0
1677 | PEC_3G | 3 | North | YES | -0.070943 | 88.4 | 35 | 88.4 | 0 | 1.022 | Cogen | -1 | 0.17659 | 0 | 0 |  |  | 0 | 0 | -0.17659 | 0 |  |  |  |  | 0 | 0
1683 | LAMARPWR_6G | 6 | North | YES | -0.071002 | 198 | 129.1 | 198 | 0 | 1.038 | CC | -1 | 0.17665 | 198 | 198 |  |  | -14.0584 | 198 | -0.17665 | -34.9766 |  |  |  |  | 0 | 0
1680 | LAMARPWR_3G | 3 | North | YES | -0.071002 | 196 | 129.1 | 196 | 0 | 1.038 | CC | -1 | 0.17665 | 196 | 196 |  |  | -13.9164 | 196 | -0.17665 | -34.6233 |  |  |  |  | 0 | 0
1678 | LAMARPWR_1G | 1 | North | YES | -0.071002 | 160 | 67.7 | 160 | 0 | 1.038 | CC | -1 | 0.17665 | 160 | 160 |  |  | -11.3603 | 160 | -0.17665 | -28.264 |  |  |  |  | 0 | 0
1682 | LAMARPWR_5G | 5 | North | YES | -0.071002 | 157 | 67.7 | 157 | 0 | 1.038 | CC | -1 | 0.17665 | 157 | 157 |  |  | -11.1473 | 157 | -0.17665 | -27.734 |  |  |  |  | 0 | 0
1679 | LAMARPWR_2G | 2 | North | YES | -0.071002 | 156 | 67.7 | 156 | 0 | 1.038 | CC | -1 | 0.17665 | 156 | 156 |  |  | -11.0763 | 156 | -0.17665 | -27.5574 |  |  |  |  | 0 | 0
1681 | LAMARPWR_4G | 4 | North | YES | -0.071002 | 156 | 67.7 | 156 | 0 | 1.038 | CC | -1 | 0.17665 | 156 | 156 |  |  | -11.0763 | 156 | -0.17665 | -27.5574 |  |  |  |  | 0 | 0
1689 | VALLEY_3G | 3 | North | YES | -0.07107 | 0 | 25 | 375 |  | 1.003 | GST | -1 | 0.17672 | 375 | 375 |  |  | -26.6513 | 375 | -0.17672 | -66.2691 |  |  |  |  | 0 | 0
11693 | KMICHIST3_G | 3 | North | YES | -0.07107 | 312 | 60 | 312 | 0 | 1.026 | CC | -1 | 0.17672 | 312 | 312 |  |  | -22.1738 | 312 | -0.17672 | -55.1359 |  |  |  |  | 0 | 0
11696 | KMICHIST6_G | 6 | North | YES | -0.07107 | 310 | 60 | 310 | 0 | 1.026 | CC | -1 | 0.17672 | 310 | 310 |  |  | -22.0317 | 310 | -0.17672 | -54.7825 |  |  |  |  | 0 | 0
11695 | KMICHICT5_G | 5 | North | YES | -0.07107 | 148 | 80 | 148 | 0 | 1.026 | CC | -1 | 0.17672 | 148 | 148 |  |  | -10.5184 | 148 | -0.17672 | -26.1542 |  |  |  |  | 0 | 0
11692 | KMICHICT2_G | 2 | North | YES | -0.07107 | 146 | 80 | 146 | 0 | 1.026 | CC | -1 | 0.17672 | 146 | 146 |  |  | -10.3762 | 146 | -0.17672 | -25.8008 |  |  |  |  | 0 | 0
11691 | KMICHICT1_G | 1 | North | YES | -0.07107 | 144 | 80 | 144 | 0 | 1.026 | CC | -1 | 0.17672 | 144 | 144 |  |  | -10.2341 | 144 | -0.17672 | -25.4473 |  |  |  |  | 0 | 0
11694 | KMICHICT4_G | 4 | North | YES | -0.07107 | 144 | 80 | 144 | 0 | 1.026 | CC | -1 | 0.17672 | 144 | 144 |  |  | -10.2341 | 144 | -0.17672 | -25.4473 |  |  |  |  | 0 | 0
1688 | VALLEY_2G | 2 | North | YES | -0.071166 | 527 | 90 | 527 | 0 | 1.029 | GSC | -1 | 0.17681 | 527 | 527 |  |  | -37.5045 | 527 | -0.17681 | -93.1808 |  |  |  |  | 0 | 0
1687 | VALLEY_1G | 1 | North | YES | -0.071166 | 136 | 15 | 170 | 0 | 1.029 | GST | -1 | 0.17681 | 170 | 170 |  |  | -12.0982 | 170 | -0.17681 | -30.0583 |  |  |  |  | 0 | 0
6948 | DENISNDM | 1 | North | YES | -0.071253 | 40 | 5 | 40 |  | 1.015 | Hydro | -1 | 0.1769 | 0 | 0 |  |  | 0 | 0 | -0.1769 | 0 |  |  |  |  | 0 | 0
6948 | DENISNDM | 2 | North | YES | -0.071253 | 31 | 5 | 40 |  | 1.015 | Hydro | -1 | 0.1769 | 0 | 0 |  |  | 0 | 0 | -0.1769 | 0 |  |  |  |  | 0 | 0
2371 | COLLIN_1G | MB | North | YES | -0.071683 | 0 | 40 | 138 |  | 1.022 | GST | -1 | 0.17733 | 0 | 0 |  |  | 0 | 0 | -0.17733 | 0 |  |  |  |  | 0 | 0
1455 | WCPWRCO_3G | 3 | North | YES | -0.071787 | 242 | 50 | 242 |  | 1.02 | CC | -1 | 0.17743 | 242 | 242 |  |  | -17.3725 | 242 | -0.17743 | -42.9392 |  |  |  |  | 0 | 0
1453 | WCPWRCO_1G | 1 | North | YES | -0.071787 | 204 | 50 | 204 | 0 | 1.02 | CC | -1 | 0.17743 | 204 | 204 |  |  | -14.6445 | 204 | -0.17743 | -36.1967 |  |  |  |  | 0 | 0
1454 | WCPWRCO_2G | 2 | North | YES | -0.071787 | 204 | 50 | 204 | 0 | 1.02 | CC | -1 | 0.17743 | 204 | 204 |  |  | -14.6445 | 204 | -0.17743 | -36.1967 |  |  |  |  | 0 | 0
2417 | MTCK8_G | 8 | North | YES | -0.071897 | 444.8 | 60 | 556 | 0 | 1.022 | GSC | -1 | 0.17754 | 556 | 556 |  |  | -39.9747 | 556 | -0.17754 | -98.7149 |  |  |  |  | 0 | 0
2413 | MTCK6_G | 6 | North | YES | -0.071897 | 0 | 30 | 118 |  | 1.022 | GST | -1 | 0.17754 | 118 | 118 |  |  | -8.4838 | 118 | -0.17754 | -20.9503 |  |  |  |  | 0 | 0
2414 | MTCK7_G | 7 | North | YES | -0.071897 | 0 | 30 | 115 |  | 1.022 | GST | -1 | 0.17754 | 115 | 115 |  |  | -8.2682 | 115 | -0.17754 | -20.4176 |  |  |  |  | 0 | 0
1600 | BARTNWND_1G | 1 | North | YES | -0.071906 | 12 | 0 | 120 | 0 | 1.022 | Wind | -1 | 0.17755 | 0 | 120 |  |  | 0 | 0 | -0.17755 | 0 |  |  |  |  | 0 | 0
344 | MRSSHPRD | 1 | North | YES | -0.071924 | 0 | 0 | 12 |  | 1.03 | Hydro | -1 | 0.17757 | 0 | 0 |  |  | 0 | 0 | -0.17757 | 0 |  |  |  |  | 0 | 0
345 | MRSSHPRD01 | 2 | North | YES | -0.071924 | 0 | 0 | 12 |  | 1.03 | Hydro | -1 | 0.17757 | 0 | 0 |  |  | 0 | 0 | -0.17757 | 0 |  |  |  |  | 0 | 0
7801 | L_GUADGE1_2Y | 2 | South | YES | 0.10451 | 138 | 30 | 138 | 0 | 1.02 | CC | 1 | 0.17767 | 138 | 138 | 14.4224 | 138 |  |  | 0.17767 | 24.5181 |  |  |  |  | 0 | 0
7802 | L_GUADGE1_3Y | 3 | South | YES | 0.10451 | 146 | 30 | 146 | 0 | 1.02 | CC | 1 | 0.17767 | 146 | 146 | 15.2585 | 146 |  |  | 0.17767 | 25.9394 |  |  |  |  | 0 | 0
7800 | L_GUADGE1_1Y | 1 | South | YES | 0.10451 | 147 | 30 | 147 | 0 | 1.02 | CC | 1 | 0.17767 | 147 | 147 | 15.363 | 147 |  |  | 0.17767 | 26.1171 |  |  |  |  | 0 | 0
7803 | L_GUADGE1_4Y | 4 | South | YES | 0.10451 | 149 | 30 | 149 | 0 | 1.02 | CC | 1 | 0.17767 | 149 | 149 | 15.572 | 149 |  |  | 0.17767 | 26.4724 |  |  |  |  | 0 | 0
7804 | L_GUADGE1_5Y | 5 | South | YES | 0.10451 | 182 | 30 | 182 | 0 | 1.02 | CC | 1 | 0.17767 | 182 | 182 | 19.0208 | 182 |  |  | 0.17767 | 32.3355 |  |  |  |  | 0 | 0
7805 | L_GUADGE1_6Y | 6 | South | YES | 0.10451 | 203 | 30 | 203 | 0 | 1.02 | CC | 1 | 0.17767 | 203 | 203 | 21.2155 | 203 |  |  | 0.17767 | 36.0665 |  |  |  |  | 0 | 0
728 | WOLFRIDGE801 | 1 | North | YES | -0.072064 | 11.2 | 0 | 112.5 | 0 | 0.99 | Wind | -1 | 0.17771 | 0 | 112.5 |  |  | 0 | 0 | -0.17771 | 0 |  |  |  |  | 0 | 0
924 | SPENCER_G5 | 1 | North | YES | -0.072141 | 52 | 20 | 66 | 0 | 1.03 | GST | -1 | 0.17779 | 66 | 66 |  |  | -4.7613 | 66 | -0.17779 | -11.7341 |  |  |  |  | 0 | 0
923 | SPENCER_G4 | 1 | North | YES | -0.072141 | 48 | 20 | 61 | 0 | 1.03 | GST | -1 | 0.17779 | 61 | 61 |  |  | -4.4006 | 61 | -0.17779 | -10.8451 |  |  |  |  | 0 | 0
2383 | NTHLK3_G | 3 | North | YES | -0.072188 | 0 | 50 | 329 |  | 1.022 | GST | -1 | 0.17784 | 329 | 329 |  |  | -23.7499 | 329 | -0.17784 | -58.5079 |  |  |  |  | 0 | 0
2382 | NTHLK2_G | 2 | North | YES | -0.072188 | 0 | 35 | 181 |  | 1.022 | GST | -1 | 0.17784 | 181 | 181 |  |  | -13.066 | 181 | -0.17784 | -32.1883 |  |  |  |  | 0 | 0
2381 | NTHLK1_G | 1 | North | YES | -0.072188 | 0 | 35 | 156 |  | 1.022 | GST | -1 | 0.17784 | 156 | 156 |  |  | -11.2613 | 156 | -0.17784 | -27.7424 |  |  |  |  | 0 | 0
580 | JCKCNTY801 | 1 | North | YES | -0.072706 | 288 | 0 | 288 | 0 | 1.022 | CC | -1 | 0.17835 | 288 | 288 |  |  | -20.9393 | 288 | -0.17835 | -51.3659 |  |  |  |  | 0 | 0
581 | JCKCNTY802 | 2 | North | YES | -0.072706 | 147 | 0 | 147 | 0 | 1.022 | CC | -1 | 0.17835 | 147 | 147 |  |  | -10.6878 | 147 | -0.17835 | -26.218 |  |  |  |  | 0 | 0
582 | JCKCNTY803 | 3 | North | YES | -0.072706 | 147 | 0 | 147 | 0 | 1.022 | CC | -1 | 0.17835 | 147 | 147 |  |  | -10.6878 | 147 | -0.17835 | -26.218 |  |  |  |  | 0 | 0
7609 | L_SCHUMA8_1Y | 1 | South | YES | 0.10567 | 0 | 0 | 4 |  | 1 | Hydro | 1 | 0.17882 | 0 | 0 | 0 | 0 |  |  | 0.17882 | 0 |  |  |  |  | 0 | 0
12322 | ENNSTRAC_1G | 1 | North | YES | -0.073342 | 196 | 130 | 196 | 0 | 1.036 | CC | -1 | 0.17899 | 196 | 196 |  |  | -14.375 | 196 | -0.17899 | -35.082 |  |  |  |  | 0 | 0
12323 | ENNSTRAC_2G | 2 | North | YES | -0.073342 | 116 | 100 | 116 | 0 | 1.036 | CC | -1 | 0.17899 | 116 | 116 |  |  | -8.5077 | 116 | -0.17899 | -20.7628 |  |  |  |  | 0 | 0
1861 | EAGLEMNT_1G | MB | North | YES | -0.073375 | 0 | 30 | 112 |  | 1.022 | GST | -1 | 0.17902 | 0 | 0 |  |  | 0 | 0 | -0.17902 | 0 |  |  |  |  | 0 | 0
1862 | EAGLEMNT_2G | MB | North | YES | -0.073375 | 0 | 40 | 100 |  | 1.022 | GST | -1 | 0.17902 | 0 | 0 |  |  | 0 | 0 | -0.17902 | 0 |  |  |  |  | 0 | 0
1863 | EAGLEMNT_3G | MB | North | YES | -0.073375 | 0 | 50 | 378 |  | 1.022 | GST | -1 | 0.17902 | 0 | 0 |  |  | 0 | 0 | -0.17902 | 0 |  |  |  |  | 0 | 0
505 | NTHTEXAS03 | 3 | North | YES | -0.07364 | 30.4 | 15 | 38 |  | 1.015 | GST | -1 | 0.17929 | 38 | 38 |  |  | -2.7983 | 38 | -0.17929 | -6.8129 |  |  |  |  | 0 | 0
503 | NTHTEXAS01 | 1 | North | YES | -0.07364 | 0 | 5 | 18 |  | 1.015 | GST | -1 | 0.17929 | 18 | 18 |  |  | -1.3255 | 18 | -0.17929 | -3.2272 |  |  |  |  | 0 | 0
504 | NTHTEXAS02 | 2 | North | YES | -0.07364 | 14.4 | 5 | 18 |  | 1.015 | GST | -1 | 0.17929 | 18 | 18 |  |  | -1.3255 | 18 | -0.17929 | -3.2272 |  |  |  |  | 0 | 0
7605 | L_MCQUEE9_1Y | 1 | South | YES | 0.10619 | 0 | 0 | 2.4 |  | 1.025 | Hydro | 1 | 0.17935 | 0 | 0 | 0 | 0 |  |  | 0.17935 | 0 |  |  |  |  | 0 | 0
7605 | L_MCQUEE9_1Y | 2 | South | YES | 0.10619 | 0 | 0 | 2.4 |  | 1.025 | Hydro | 1 | 0.17935 | 0 | 0 | 0 | 0 |  |  | 0.17935 | 0 |  |  |  |  | 0 | 0
7605 | L_MCQUEE9_1Y | 3 | South | YES | 0.10619 | 0 | 0 | 2.8 |  | 1.025 | Hydro | 1 | 0.17935 | 0 | 0 | 0 | 0 |  |  | 0.17935 | 0 |  |  |  |  | 0 | 0
1643 | SLSTR1PP_1G | 1 | North | YES | -0.073825 | 6 | 0 | 60 | 0 | 1.022 | Wind | -1 | 0.17947 | 0 | 60 |  |  | 0 | 0 | -0.17947 | 0 |  |  |  |  | 0 | 0
1898 | COMCHEPK_1G | 1 | North | YES | -0.074064 | 1217 | 1150 | 1217 | 0 | 1.032 | Nuc | -1 | 0.17971 | 0 | 0 |  |  | 0 | 0 | -0.17971 | 0 |  |  |  |  | 0 | 0
1899 | COMCHEPK_2G | 2 | North | YES | -0.074064 | 1159 | 1128 | 1159 | 0 | 1.032 | Nuc | -1 | 0.17971 | 0 | 0 |  |  | 0 | 0 | -0.17971 | 0 |  |  |  |  | 0 | 0
1879 | WLFHOLW_3G | 3 | North | YES | -0.074234 | 272.4 | 89.2 | 272.4 | 0 | 1.032 | CC | -1 | 0.17988 | 272.4 | 272.4 |  |  | -20.2213 | 272.4 | -0.17988 | -48.9998 |  |  |  |  | 0 | 0
1877 | WLFHOLW_1G | 1 | North | YES | -0.074234 | 217.3 | 89.2 | 217.3 | 0 | 1.032 | CC | -1 | 0.17988 | 217.3 | 217.3 |  |  | -16.131 | 217.3 | -0.17988 | -39.0883 |  |  |  |  | 0 | 0
1878 | WLFHOLW_2G | 2 | North | YES | -0.074234 | 215.7 | 105 | 215.7 | 0 | 1.032 | CC | -1 | 0.17988 | 215.7 | 215.7 |  |  | -16.0123 | 215.7 | -0.17988 | -38.8005 |  |  |  |  | 0 | 0
334 | RWMILLER03 | 3 | North | YES | -0.074418 | 166.4 | 65 | 208 | 0 | 1.04 | GST | -1 | 0.18007 | 208 | 208 |  |  | -15.4789 | 208 | -0.18007 | -37.4537 |  |  |  |  | 0 | 0
333 | RWMILLER02 | 2 | North | YES | -0.074418 | 95.2 | 37 | 119 | 0 | 1.04 | GST | -1 | 0.18007 | 119 | 119 |  |  | -8.8557 | 119 | -0.18007 | -21.4278 |  |  |  |  | 0 | 0
335 | RWMILLER04 | 4 | North | YES | -0.074418 | 81.6 | 0 | 102 | 0 | 1.04 | GST | -1 | 0.18007 | 102 | 102 |  |  | -7.5906 | 102 | -0.18007 | -18.3667 |  |  |  |  | 0 | 0
336 | RWMILLER05 | 5 | North | YES | -0.074418 | 80.8 | 0 | 101 | 0 | 1.04 | GST | -1 | 0.18007 | 101 | 101 |  |  | -7.5162 | 101 | -0.18007 | -18.1866 |  |  |  |  | 0 | 0
332 | RWMILLER01 | 1 | North | YES | -0.074418 | 58.4 | 18.5 | 73 | 0 | 1.04 | GST | -1 | 0.18007 | 73 | 73 |  |  | -5.4325 | 73 | -0.18007 | -13.1448 |  |  |  |  | 0 | 0
1889 | DECRDOVA_1G | 1 | North | YES | -0.074446 | 779 | 255 | 779 | 0 | 1.02 | GSC | -1 | 0.18009 | 779 | 779 |  |  | -57.9934 | 779 | -0.18009 | -140.293 |  |  |  |  | 0 | 0
1948 | HANDLEY_4G | 4 | North | YES | -0.074468 | 348 | 150 | 435 | 0 | 1.022 | GST | -1 | 0.18012 | 435 | 435 |  |  | -32.3936 | 435 | -0.18012 | -78.3503 |  |  |  |  | 0 | 0
1949 | HANDLEY_5G | 5 | North | YES | -0.07457 | 348 | 150 | 435 | 0 | 1.022 | GST | -1 | 0.18022 | 435 | 435 |  |  | -32.438 | 435 | -0.18022 | -78.3947 |  |  |  |  | 0 | 0
1947 | HANDLEY_3G | 3 | North | YES | -0.07457 | 316 | 100 | 395 | 0 | 1.022 | GST | -1 | 0.18022 | 395 | 395 |  |  | -29.4551 | 395 | -0.18022 | -71.186 |  |  |  |  | 0 | 0
1892 | DECRDOVA_2G | A | North | YES | -0.075535 | 65 | 65 | 70 | 0 | 1.025 | GGT | -1 | 0.18118 | 70 | 70 |  |  | -5.2874 | 70 | -0.18118 | -12.6828 |  |  |  |  | 0 | 0
1893 | DECRDOVA_3G | B | North | YES | -0.075535 | 65 | 65 | 69 | 0 | 1.025 | GGT | -1 | 0.18118 | 69 | 69 |  |  | -5.2119 | 69 | -0.18118 | -12.5016 |  |  |  |  | 0 | 0
1894 | DECRDOVA_4G | C | North | YES | -0.075535 | 65 | 65 | 69 | 0 | 1.025 | GGT | -1 | 0.18118 | 69 | 69 |  |  | -5.2119 | 69 | -0.18118 | -12.5016 |  |  |  |  | 0 | 0
1895 | DECRDOVA_5G | D | North | YES | -0.075535 | 65 | 65 | 68 | 0 | 1.025 | GGT | -1 | 0.18118 | 68 | 68 |  |  | -5.1364 | 68 | -0.18118 | -12.3204 |  |  |  |  | 0 | 0
7810 | L_RIONOG1G1Y | 1 | South | YES | 0.10842 | 148 | 0 | 148 | 0 | 1.02 | CC | 1 | 0.18158 | 148 | 148 | 16.0459 | 148 |  |  | 0.18158 | 26.8732 |  |  |  |  | 0 | 0
7811 | L_RIONOG1G2Y | 2 | South | YES | 0.10842 | 148 | 0 | 148 | 0 | 1.02 | CC | 1 | 0.18158 | 148 | 148 | 16.0459 | 148 |  |  | 0.18158 | 26.8732 |  |  |  |  | 0 | 0
7812 | L_RIONOG1G3Y | 3 | South | YES | 0.10842 | 154 | 0 | 154 | 0 | 1.02 | CC | 1 | 0.18158 | 154 | 154 | 16.6964 | 154 |  |  | 0.18158 | 27.9626 |  |  |  |  | 0 | 0
7813 | L_RIONOG1S1Y | 4 | South | YES | 0.10842 | 293 | 0 | 293 | 0 | 1.02 | CC | 1 | 0.18158 | 293 | 293 | 31.7665 | 293 |  |  | 0.18158 | 53.2016 |  |  |  |  | 0 | 0
7487 | L_CANYHY8_1Y | 1 | South | YES | 0.10859 | 0 | 0 | 6 |  | 1 | Hydro | 1 | 0.18174 | 0 | 0 | 0 | 0 |  |  | 0.18174 | 0 |  |  |  |  | 0 | 0
1941 | MDLTHELP_1G | 1 | North | YES | -0.077237 | 216.4 | 74 | 216.4 | 0 | 1 | CC | -1 | 0.18288 | 216.4 | 216.4 |  |  | -16.7141 | 216.4 | -0.18288 | -39.5762 |  |  |  |  | 0 | 0
1942 | MDLTHELP_2G | 2 | North | YES | -0.077237 | 216.1 | 74 | 216.1 | 0 | 1 | CC | -1 | 0.18288 | 216.1 | 216.1 |  |  | -16.6909 | 216.1 | -0.18288 | -39.5214 |  |  |  |  | 0 | 0
1938 | MDLTHELP_6G | 6 | North | YES | -0.077577 | 226 | 74 | 226 | 0 | 1 | CC | -1 | 0.18322 | 226 | 226 |  |  | -17.5324 | 226 | -0.18322 | -41.4088 |  |  |  |  | 0 | 0
1937 | MDLTHELP_5G | 5 | North | YES | -0.077577 | 224 | 74 | 224 | 0 | 1 | CC | -1 | 0.18322 | 224 | 224 |  |  | -17.3772 | 224 | -0.18322 | -41.0423 |  |  |  |  | 0 | 0
1943 | MDLTHELP_3G | 3 | North | YES | -0.077577 | 212 | 74 | 212 | 0 | 1 | CC | -1 | 0.18322 | 212 | 212 |  |  | -16.4463 | 212 | -0.18322 | -38.8436 |  |  |  |  | 0 | 0
1944 | MDLTHELP_4G | 4 | North | YES | -0.077577 | 211 | 74 | 211 | 0 | 1 | CC | -1 | 0.18322 | 211 | 211 |  |  | -16.3687 | 211 | -0.18322 | -38.6604 |  |  |  |  | 0 | 0
366 | JNSNCNTY802 | 1 | North | YES | -0.078006 | 168 | 20 | 168 | 0 | 1.02 | Cogen | -1 | 0.18365 | 0 | 0 |  |  | 0 | 0 | -0.18365 | 0 |  |  |  |  | 0 | 0
367 | JNSNCNTY802 | 2 | North | YES | -0.078006 | 90 | 20 | 90 | 0 | 1.02 | Cogen | -1 | 0.18365 | 0 | 0 |  |  | 0 | 0 | -0.18365 | 0 |  |  |  |  | 0 | 0
7303 | L_WPPGS12_1Y | 1 | South | YES | 0.1116 | 50 | 0 | 50 | 0 | 1.025 | GGT | 1 | 0.18476 | 50 | 50 | 5.5803 | 50 |  |  | 0.18476 | 9.2381 |  |  |  |  | 0 | 0
7303 | L_WPPGS12_1Y | 2 | South | YES | 0.1116 | 50 | 0 | 50 | 0 | 1.025 | GGT | 1 | 0.18476 | 50 | 50 | 5.5803 | 50 |  |  | 0.18476 | 9.2381 |  |  |  |  | 0 | 0
7305 | L_WPPGS34_1Y | 3 | South | YES | 0.1116 | 50 | 0 | 50 | 0 | 1.025 | GGT | 1 | 0.18476 | 50 | 50 | 5.5803 | 50 |  |  | 0.18476 | 9.2381 |  |  |  |  | 0 | 0
7305 | L_WPPGS34_1Y | 4 | South | YES | 0.1116 | 50 | 0 | 50 | 0 | 1.025 | GGT | 1 | 0.18476 | 50 | 50 | 5.5803 | 50 |  |  | 0.18476 | 9.2381 |  |  |  |  | 0 | 0
7020 | L_AUSTPL1_1Y | 1 | South | YES | 0.11201 | 0 | 0 | 8 |  | 1 | Hydro | 1 | 0.18517 | 0 | 0 | 0 | 0 |  |  | 0.18517 | 0 |  |  |  |  | 0 | 0
7020 | L_AUSTPL1_1Y | 2 | South | YES | 0.11201 | 0 | 0 | 8 |  | 1 | Hydro | 1 | 0.18517 | 0 | 0 | 0 | 0 |  |  | 0.18517 | 0 |  |  |  |  | 0 | 0
7014 | L_HAYSEN1_1Y | 1 | South | YES | 0.11267 | 223.9 | 74 | 223.9 | 0 | 1.008 | CC | 1 | 0.18583 | 223.9 | 223.9 | 25.2277 | 223.9 |  |  | 0.18583 | 41.6077 |  |  |  |  | 0 | 0
7016 | L_HAYSEN1_3Y | 3 | South | YES | 0.11267 | 224.6 | 74 | 224.6 | 0 | 1.008 | CC | 1 | 0.18583 | 224.6 | 224.6 | 25.3066 | 224.6 |  |  | 0.18583 | 41.7377 |  |  |  |  | 0 | 0
7015 | L_HAYSEN1_2Y | 2 | South | YES | 0.11267 | 225 | 74 | 225 | 0 | 1.008 | CC | 1 | 0.18583 | 225 | 225 | 25.3516 | 225 |  |  | 0.18583 | 41.8121 |  |  |  |  | 0 | 0
7017 | L_HAYSEN1_4Y | 4 | South | YES | 0.11267 | 226.7 | 74 | 226.7 | 0 | 1.008 | CC | 1 | 0.18583 | 226.7 | 226.7 | 25.5432 | 226.7 |  |  | 0.18583 | 42.128 |  |  |  |  | 0 | 0
9000 | DECKR_G1 | 1 | South | YES | 0.11502 | 280 | 50 | 321 | 0 | 1.015 | GST | 1 | 0.18818 | 321 | 321 | 36.9217 | 321 |  |  | 0.18818 | 60.4053 |  |  |  |  | 0 | 0
9001 | DECKR_G2 | 2 | South | YES | 0.11502 | 400 | 50 | 426 | 0 | 1.015 | GST | 1 | 0.18818 | 426 | 426 | 48.9989 | 426 |  |  | 0.18818 | 80.164 |  |  |  |  | 0 | 0
7004 | L_SIMGID1_1Y | 1 | South | YES | 0.11605 | 132 | 40 | 132 | 0 | 1.02 | GST | 1 | 0.1892 | 132 | 132 | 15.3182 | 132 |  |  | 0.1892 | 24.975 |  |  |  |  | 0 | 0
7005 | L_SIMGID1_2Y | 2 | South | YES | 0.11605 | 133 | 32 | 139 | 0 | 1.02 | GST | 1 | 0.1892 | 139 | 139 | 16.1305 | 139 |  |  | 0.1892 | 26.2994 |  |  |  |  | 0 | 0
7006 | L_SIMGID1_3Y | 3 | South | YES | 0.11605 | 324.9 | 60 | 329 | 0 | 1.02 | GST | 1 | 0.1892 | 329 | 329 | 38.1795 | 329 |  |  | 0.1892 | 62.2483 |  |  |  |  | 0 | 0
9017 | SANDH_G2 | 2 | South | YES | 0.11611 | 45 | 2 | 46 | 0 | 1.0175 | GGT | 1 | 0.18927 | 46 | 46 | 5.3411 | 46 |  |  | 0.18927 | 8.7063 |  |  |  |  | 0 | 0
9018 | SANDH_G3 | 3 | South | YES | 0.11611 | 45 | 2 | 46 | 0 | 1.0175 | GGT | 1 | 0.18927 | 46 | 46 | 5.3411 | 46 |  |  | 0.18927 | 8.7063 |  |  |  |  | 0 | 0
9019 | SANDH_G4 | 4 | South | YES | 0.11611 | 0 | 2 | 47 |  | 1.0175 | GGT | 1 | 0.18927 | 47 | 47 | 5.4572 | 47 |  |  | 0.18927 | 8.8956 |  |  |  |  | 0 | 0
9016 | SANDH_G1 | 1 | South | YES | 0.11611 | 45 | 2 | 49 | 0 | 1.0175 | GGT | 1 | 0.18927 | 49 | 49 | 5.6894 | 49 |  |  | 0.18927 | 9.2741 |  |  |  |  | 0 | 0
9021 | SANDHG5C | 5C | South | YES | 0.11611 | 140 | 0 | 148 | 0 | 1.0175 | CC | 1 | 0.18927 | 148 | 148 | 17.1843 | 148 |  |  | 0.18927 | 28.0116 |  |  |  |  | 0 | 0
9020 | SANDHG5A | 5A | South | YES | 0.11611 | 150 | 84 | 155 | 0 | 1.0175 | CC | 1 | 0.18927 | 155 | 155 | 17.9971 | 155 |  |  | 0.18927 | 29.3365 |  |  |  |  | 0 | 0
9002 | DECKR_G3 | 3 | South | YES | 0.11697 | 0 | 24 | 42 |  | 1.015 | GGT | 1 | 0.19013 | 42 | 42 | 4.9129 | 42 |  |  | 0.19013 | 7.9855 |  |  |  |  | 0 | 0
9003 | DECKR_G4 | 4 | South | YES | 0.11697 | 44 | 24 | 44 | 0 | 1.015 | GGT | 1 | 0.19013 | 44 | 44 | 5.1469 | 44 |  |  | 0.19013 | 8.3658 |  |  |  |  | 0 | 0
9004 | DECKR_G5 | 5 | South | YES | 0.11697 | 44 | 24 | 44 | 0 | 1.015 | GGT | 1 | 0.19013 | 44 | 44 | 5.1469 | 44 |  |  | 0.19013 | 8.3658 |  |  |  |  | 0 | 0
9005 | DECKR_G6 | 6 | South | YES | 0.11697 | 44 | 24 | 47 | 0 | 1.015 | GGT | 1 | 0.19013 | 47 | 47 | 5.4978 | 47 |  |  | 0.19013 | 8.9362 |  |  |  |  | 0 | 0
7012 | L_FPPYD21_3Y | 3 | South | YES | 0.11858 | 427.5 | 200 | 436 | 0 | 1.02 | LIGCO | 1 | 0.19174 | 0 | 436 | 51.7 | 436 |  |  | 0.19174 | 83.5966 |  |  |  |  | 0 | 0
7011 | L_FPPYD11_2Y | 2 | South | YES | 0.11871 | 552.2 | 200 | 598 | 0 | 1.02 | LIGCO | 1 | 0.19187 | 0 | 598 | 70.988 | 598 |  |  | 0.19187 | 114.7361 |  |  |  |  | 0 | 0
7010 | L_FPPYD11_1Y | 1 | South | YES | 0.11871 | 547.4 | 200 | 606 | 0 | 1.02 | LIGCO | 1 | 0.19187 | 0 | 606 | 71.9377 | 606 |  |  | 0.19187 | 116.2711 |  |  |  |  | 0 | 0
244 | WHITNYDM01 | 1 | North | YES | -0.096791 | 15 | 0 | 15 | 0 | 1.035 | Hydro | -1 | 0.20244 | 0 | 0 |  |  | 0 | 0 | -0.20244 | 0 |  |  |  |  | 0 | 0
245 | WHITNYDM02 | 2 | North | YES | -0.096791 | 15 | 0 | 15 | 0 | 1.035 | Hydro | -1 | 0.20244 | 0 | 0 |  |  | 0 | 0 | -0.20244 | 0 |  |  |  |  | 0 | 0
7808 | L_BASTEN1_2Y | 1 | South | YES | 0.13412 | 149.5 | 83.5 | 149.5 | 0 | 1.004 | CC | 1 | 0.20728 | 149.5 | 149.5 | 20.0508 | 149.5 |  |  | 0.20728 | 30.9878 |  |  |  |  | 0 | 0
7807 | L_BASTEN1_1Y | 1 | South | YES | 0.13412 | 152.5 | 83.5 | 152.5 | 0 | 1.004 | CC | 1 | 0.20728 | 152.5 | 152.5 | 20.4531 | 152.5 |  |  | 0.20728 | 31.6097 |  |  |  |  | 0 | 0
7809 | L_BASTEN1_3Y | 1 | South | YES | 0.13412 | 232.6 | 42 | 232.6 | 0 | 1.004 | CC | 1 | 0.20728 | 232.6 | 232.6 | 31.1961 | 232.6 |  |  | 0.20728 | 48.2125 |  |  |  |  | 0 | 0
251 | BOSQUESW803 | 2 | North | YES | -0.10187 | 150 | 0 | 150 | 0 | 1.032 | CC | -1 | 0.20751 | 150 | 150 |  |  | -15.2799 | 150 | -0.20751 | -31.1271 |  |  |  |  | 0 | 0
253 | BOSQUESW804 | 2 | North | YES | -0.10187 | 80 | 0 | 80 | 0 | 1.032 | CC | -1 | 0.20751 | 80 | 80 |  |  | -8.1493 | 80 | -0.20751 | -16.6011 |  |  |  |  | 0 | 0
3432 | SANDOW_4G | 4 | South | YES | 0.1349 | 580 | 225 | 580 |  | 1.029 | LIGCO | 1 | 0.20806 | 0 | 580 | 78.2426 | 580 |  |  | 0.20806 | 120.6739 |  |  |  |  | 0 | 0
7007 | L_LOSTPI1_1Y | 1 | South | YES | 0.13594 | 158.6 | 110 | 158 | 0 | 1 | CC | 1 | 0.20909 | 158 | 158 | 21.4779 | 158 |  |  | 0.20909 | 33.0368 |  |  |  |  | 0 | 0
7008 | L_LOSTPI1_2Y | 2 | South | YES | 0.13594 | 157.7 | 107 | 160 | 0 | 1 | CC | 1 | 0.20909 | 160 | 160 | 21.7498 | 160 |  |  | 0.20909 | 33.4549 |  |  |  |  | 0 | 0
7009 | L_LOSTPI1_3Y | 3 | South | YES | 0.13594 | 173.9 | 72 | 175 | 0 | 1 | CC | 1 | 0.20909 | 175 | 175 | 23.7888 | 175 |  |  | 0.20909 | 36.5914 |  |  |  |  | 0 | 0
238 | BOSQUESW505 | 1 | North | YES | -0.10901 | 255 | 0 | 255 | 0 | 1.02 | CC | -1 | 0.21466 | 255 | 255 |  |  | -27.7983 | 255 | -0.21466 | -54.7385 |  |  |  |  | 0 | 0
247 | BOSQUESW501 | 2 | North | YES | -0.10901 | 124.8 | 0 | 156 | 0 | 1.02 | GGT | -1 | 0.21466 | 156 | 156 |  |  | -17.006 | 156 | -0.21466 | -33.4871 |  |  |  |  | 0 | 0
239 | BOSQUESW502 | 1 | North | YES | -0.10901 | 119.2 | 0 | 149 | 0 | 1.02 | GGT | -1 | 0.21466 | 149 | 149 |  |  | -16.2429 | 149 | -0.21466 | -31.9844 |  |  |  |  | 0 | 0
3417 | LAKE_CRK2_G | 2 | North | YES | -0.11345 | 177.6 | 40 | 222 | 0 | 1.029 | GST | -1 | 0.2191 | 222 | 222 |  |  | -25.1857 | 222 | -0.2191 | -48.6395 |  |  |  |  | 0 | 0
3416 | LAKE_CRK1_G | 1 | North | YES | -0.11345 | 60 | 33 | 75 |  | 1.029 | GST | -1 | 0.2191 | 75 | 75 |  |  | -8.5087 | 75 | -0.2191 | -16.4323 |  |  |  |  | 0 | 0
3404 | THOUSE_2G | 2 | North | YES | -0.11377 | 807 | 250 | 807 | 0 | 1.012 | GSC | -1 | 0.21941 | 807 | 807 |  |  | -91.8084 | 807 | -0.21941 | -177.066 |  |  |  |  | 0 | 0
3403 | THOUSE_1G | 1 | North | YES | -0.11377 | 563 | 200 | 563 | 0 | 1.012 | GSC | -1 | 0.21941 | 563 | 563 |  |  | -64.0497 | 563 | -0.21941 | -123.5293 |  |  |  |  | 0 | 0
13432 | SANDOW_5G | 5 | South | YES | 0.1798 | 581 | 225 | 581 |  | 1.029 | LIGCO | 1 | 0.25295 | 0 | 581 | 104.4609 | 581 |  |  | 0.25295 | 146.9654 |  |  |  |  | 0 | 0
[26 empty] | 0 | 0
[26 empty] | 0 | 0
[26 empty] | 0 | 0
[26 empty] | 0 | 0
[26 empty] | 0 | 0
[26 empty] | 0 | 0
[26 empty] | 0 | 0
[26 empty] | 0 | 0
[26 empty] | 0 | 0
[26 empty] | 0 | 0
[26 empty] | 0 | 0
[26 empty] | 0 | 0
[26 empty] | 0 | 0
[26 empty] | 0 | 0
[26 empty] | 0 | 0
[26 empty] | 0 | 0
[26 empty] | 0 | 0
[26 empty] | 0 | 0
[26 empty] | 0 | 0
[26 empty] | 0 | 0
[26 empty] | 0 | 0
[26 empty] | 0 | 0
[26 empty] | 0 | 0
[26 empty] | 0 | 0
[26 empty] | 0 | 0
[26 empty] | 0 | 0
[26 empty] | 0 | 0
[26 empty] | 0 | 0
[26 empty] | 0 | 0
[26 empty] | 0 | 0
[26 empty] | 0 | 0
[26 empty] | 0 | 0
[26 empty] | 0 | 0
[26 empty] | 0 | 0
[26 empty] | 0 | 0
[26 empty] | 0 | 0
[26 empty] | 0 | 0
[26 empty] | 0 | 0
[26 empty] | 0 | 0
[26 empty] | 0 | 0
[26 empty] | 0 | 0
[26 empty] | 0 | 0
[26 empty] | 0 | 0
[26 empty] | 0 | 0
[26 empty] | 0 | 0
[26 empty] | 0 | 0
[26 empty] | 0 | 0
[26 empty] | 0 | 0
[26 empty] | 0 | 0
[26 empty] | 0 | 0
[26 empty] | 0 | 0
[26 empty] | 0 | 0
[26 empty] | 0 | 0
[26 empty] | 0 | 0
[26 empty] | 0 | 0
[26 empty] | 0 | 0
[26 empty] | 0 | 0
[26 empty] | 0 | 0
[26 empty] | 0 | 0
[26 empty] | 0 | 0
[26 empty] | 0 | 0
[26 empty] | 0 | 0
[26 empty] | 0 | 0
[26 empty] | 0 | 0
[26 empty] | 0 | 0
[26 empty] | 0 | 0
[26 empty] | 0 | 0
[26 empty] | 0 | 0
[26 empty] | 0 | 0
[26 empty] | 0 | 0
[26 empty] | 0 | 0
[26 empty] | 0 | 0
[26 empty] | 0 | 0
[26 empty] | 0 | 0
[26 empty] | 0 | 0
[26 empty] | 0 | 0
[26 empty] | 0 | 0
[26 empty] | 0 | 0
[26 empty] | 0 | 0
[26 empty] | 0 | 0
[26 empty] | 0 | 0
[26 empty] | 0 | 0
[26 empty] | 0 | 0
[26 empty] | 0 | 0
[26 empty] | 0 | 0
[26 empty] | 0 | 0
[26 empty] | 0 | 0
[26 empty] | 0 | 0
[26 empty] | 0 | 0
[26 empty] | 0 | 0
[26 empty] | 0 | 0
[26 empty] | 0 | 0
[26 empty] | 0 | 0
[26 empty] | 0 | 0
[26 empty] | 0 | 0
[26 empty] | 0 | 0
[26 empty] | 0 | 0
[26 empty] | 0 | 0
[26 empty] | 0 | 0
[26 empty] | 0 | 0
[26 empty] | 0 | 0
[26 empty] | 0 | 0
[26 empty] | 0 | 0
[26 empty] | 0 | 0
[26 empty] | 0 | 0
[26 empty] | 0 | 0
[26 empty] | 0 | 0
[26 empty] | 0 | 0
[26 empty] | 0 | 0
[26 empty] | 0 | 0
[26 empty] | 0 | 0
[26 empty] | 0 | 0
[26 empty] | 0 | 0
[26 empty] | 0 | 0
[26 empty] | 0 | 0
[26 empty] | 0 | 0
[26 empty] | 0 | 0
[26 empty] | 0 | 0
[26 empty] | 0 | 0
[26 empty] | 0 | 0
[26 empty] | 0 | 0
[26 empty] | 0 | 0
[26 empty] | 0 | 0
[26 empty] | 0 | 0
[26 empty] | 0 | 0
[26 empty] | 0 | 0
[26 empty] | 0 | 0
[26 empty] | 0 | 0
[26 empty] | 0 | 0
[26 empty] | 0 | 0
[26 empty] | 0 | 0
[26 empty] | 0 | 0
[26 empty] | 0 | 0
[26 empty] | 0 | 0
[26 empty] | 0 | 0
[26 empty] | 0 | 0
[26 empty] | 0 | 0
[26 empty] | 0 | 0
[26 empty] | 0 | 0
[26 empty] | 0 | 0
[26 empty] | 0 | 0
[26 empty] | 0 | 0
[26 empty] | 0 | 0
[26 empty] | 0 | 0
[26 empty] | 0 | 0
[26 empty] | 0 | 0
[26 empty] | 0 | 0
[26 empty] | 0 | 0
[26 empty] | 0 | 0
[26 empty] | 0 | 0
[26 empty] | 0 | 0
[26 empty] | 0 | 0
[26 empty] | 0 | 0
[26 empty] | 0 | 0
[26 empty] | 0 | 0
[26 empty] | 0 | 0
[26 empty] | 0 | 0
[26 empty] | 0 | 0
[26 empty] | 0 | 0
[26 empty] | 0 | 0
[26 empty] | 0 | 0
[26 empty] | 0 | 0
[26 empty] | 0 | 0
[26 empty] | 0 | 0
[26 empty] | 0 | 0
[26 empty] | 0 | 0
[26 empty] | 0 | 0
[26 empty] | 0 | 0
[26 empty] | 0 | 0
[26 empty] | 0 | 0
[26 empty] | 0 | 0
[26 empty] | 0 | 0
[26 empty] | 0 | 0
[26 empty] | 0 | 0
[26 empty] | 0 | 0
[26 empty] | 0 | 0
[26 empty] | 0 | 0
[26 empty] | 0 | 0
[26 empty] | 0 | 0
[26 empty] | 0 | 0
[26 empty] | 0 | 0
[26 empty] | 0 | 0
[26 empty] | 0 | 0
[26 empty] | 0 | 0
[26 empty] | 0 | 0
[26 empty] | 0 | 0
[26 empty] | 0 | 0
[26 empty] | 0 | 0
[26 empty] | 0 | 0
[26 empty] | 0 | 0
[26 empty] | 0 | 0
[26 empty] | 0 | 0
[26 empty] | 0 | 0
[26 empty] | 0 | 0
[26 empty] | 0 | 0
[26 empty] | 0 | 0
[26 empty] | 0 | 0
[26 empty] | 0 | 0
[26 empty] | 0 | 0
[26 empty] | 0 | 0
[26 empty] | 0 | 0
[26 empty] | 0 | 0
[26 empty] | 0 | 0
[26 empty] | 0 | 0
[26 empty] | 0 | 0
[26 empty] | 0 | 0
[26 empty] | 0 | 0
[26 empty] | 0 | 0
[26 empty] | 0 | 0
[26 empty] | 0 | 0
[26 empty] | 0 | 0
[26 empty] | 0 | 0
[26 empty] | 0 | 0
[26 empty] | 0 | 0
[26 empty] | 0 | 0
[26 empty] | 0 | 0
[26 empty] | 0 | 0
[26 empty] | 0 | 0
[26 empty] | 0 | 0
[26 empty] | 0 | 0
[26 empty] | 0 | 0
[26 empty] | 0 | 0
[26 empty] | 0 | 0
[26 empty] | 0 | 0
[26 empty] | 0 | 0
[26 empty] | 0 | 0
[26 empty] | 0 | 0
[26 empty] | 0 | 0
[26 empty] | 0 | 0
[26 empty] | 0 | 0
[26 empty] | 0 | 0
[26 empty] | 0 | 0
[26 empty] | 0 | 0
[26 empty] | 0 | 0
[26 empty] | 0 | 0
[26 empty] | 0 | 0
[26 empty] | 0 | 0
[26 empty] | 0 | 0
[26 empty] | 0 | 0
[26 empty] | 0 | 0
[26 empty] | 0 | 0
[26 empty] | 0 | 0
[26 empty] | 0 | 0
[26 empty] | 0 | 0
[26 empty] | 0 | 0
[26 empty] | 0 | 0
[26 empty] | 0 | 0
[26 empty] | 0 | 0
[26 empty] | 0 | 0
[26 empty] | 0 | 0
[26 empty] | 0 | 0
[26 empty] | 0 | 0
[26 empty] | 0 | 0
[26 empty] | 0 | 0
[26 empty] | 0 | 0
[26 empty] | 0 | 0
[26 empty] | 0 | 0
[26 empty] | 0 | 0
[26 empty] | 0 | 0
[26 empty] | 0 | 0
[26 empty] | 0 | 0
[26 empty] | 0 | 0
[26 empty] | 0 | 0
[26 empty] | 0 | 0
[26 empty] | 0 | 0
[26 empty] | 0 | 0
[26 empty] | 0 | 0
[26 empty] | 0 | 0
[26 empty] | 0 | 0
[26 empty] | 0 | 0
[26 empty] | 0 | 0
[26 empty] | 0 | 0
[26 empty] | 0 | 0
[26 empty] | 0 | 0
[26 empty] | 0 | 0
[26 empty] | 0 | 0
[26 empty] | 0 | 0
[26 empty] | 0 | 0
[26 empty] | 0 | 0
[26 empty] | 0 | 0
[26 empty] | 0 | 0
[26 empty] | 0 | 0
[26 empty] | 0 | 0
[26 empty] | 0 | 0
[26 empty] | 0 | 0
[26 empty] | 0 | 0
[26 empty] | 0 | 0
[26 empty] | 0 | 0
[26 empty] | 0 | 0
[26 empty] | 0 | 0
[26 empty] | 0 | 0
[26 empty] | 0 | 0
[26 empty] | 0 | 0
[26 empty] | 0 | 0
[26 empty] | 0 | 0
[26 empty] | 0 | 0
[26 empty] | 0 | 0
[26 empty] | 0 | 0
[26 empty] | 0 | 0
[26 empty] | 0 | 0
[26 empty] | 0 | 0
[26 empty] | 0 | 0
[26 empty] | 0 | 0
[26 empty] | 0 | 0
[26 empty] | 0 | 0
[26 empty] | 0 | 0
[26 empty] | 0 | 0
[26 empty] | 0 | 0
[26 empty] | 0 | 0
[26 empty] | 0 | 0
[26 empty] | 0 | 0
[26 empty] | 0 | 0
[26 empty] | 0 | 0
[26 empty] | 0 | 0
[26 empty] | 0 | 0
[26 empty] | 0 | 0
[26 empty] | 0 | 0
[26 empty] | 0 | 0
[26 empty] | 0 | 0
[26 empty] | 0 | 0
[26 empty] | 0 | 0
[26 empty] | 0 | 0
[26 empty] | 0 | 0
[26 empty] | 0 | 0
[26 empty] | 0 | 0
[26 empty] | 0 | 0
[26 empty] | 0 | 0
[26 empty] | 0 | 0
[26 empty] | 0 | 0
[26 empty] | 0 | 0
[26 empty] | 0 | 0
[26 empty] | 0 | 0
[26 empty] | 0 | 0
[26 empty] | 0 | 0
[26 empty] | 0 | 0
[26 empty] | 0 | 0
[26 empty] | 0 | 0
[26 empty] | 0 | 0
[26 empty] | 0 | 0
[26 empty] | 0 | 0
[26 empty] | 0 | 0
[26 empty] | 0 | 0
[26 empty] | 0 | 0
[26 empty] | 0 | 0
[26 empty] | 0 | 0
[26 empty] | 0 | 0
[26 empty] | 0 | 0
[26 empty] | 0 | 0
[26 empty] | 0 | 0
[26 empty] | 0 | 0
[26 empty] | 0 | 0
[26 empty] | 0 | 0
[26 empty] | 0 | 0
[26 empty] | 0 | 0
[26 empty] | 0 | 0
[26 empty] | 0 | 0
[26 empty] | 0 | 0
[26 empty] | 0 | 0
[26 empty] | 0 | 0
[26 empty] | 0 | 0
[26 empty] | 0 | 0
[26 empty] | 0 | 0
[26 empty] | 0 | 0
[26 empty] | 0 | 0
[26 empty] | 0 | 0
[26 empty] | 0 | 0
[26 empty] | 0 | 0
[26 empty] | 0 | 0
[26 empty] | 0 | 0
[26 empty] | 0 | 0
[26 empty] | 0 | 0
[26 empty] | 0 | 0
[26 empty] | 0 | 0
[26 empty] | 0 | 0
[26 empty] | 0 | 0
[26 empty] | 0 | 0
[26 empty] | 0 | 0
[26 empty] | 0 | 0
[26 empty] | 0 | 0
[26 empty] | 0 | 0
[26 empty] | 0 | 0
[26 empty] | 0 | 0
[26 empty] | 0 | 0
[26 empty] | 0 | 0
[26 empty] | 0 | 0
[26 empty] | 0 | 0
[26 empty] | 0 | 0
[26 empty] | 0 | 0
[26 empty] | 0 | 0
[26 empty] | 0 | 0
[26 empty] | 0 | 0
[26 empty] | 0 | 0
[26 empty] | 0 | 0
[26 empty] | 0 | 0
[26 empty] | 0 | 0
[26 empty] | 0 | 0
[26 empty] | 0 | 0
[26 empty] | 0 | 0
[26 empty] | 0 | 0
[26 empty] | 0 | 0
[26 empty] | 0 | 0
[26 empty] | 0 | 0
[26 empty] | 0 | 0
[26 empty] | 0 | 0
[26 empty] | 0 | 0
[26 empty] | 0 | 0
[26 empty] | 0 | 0
[26 empty] | 0 | 0
[26 empty] | 0 | 0
[26 empty] | 0 | 0
[26 empty] | 0 | 0
[26 empty] | 0 | 0
[26 empty] | 0 | 0
[26 empty] | 0 | 0
[26 empty] | 0 | 0
[26 empty] | 0 | 0
[26 empty] | 0 | 0
[26 empty] | 0 | 0
[26 empty] | 0 | 0
[26 empty] | 0 | 0
[26 empty] | 0 | 0
[26 empty] | 0 | 0
[26 empty] | 0 | 0
[26 empty] | 0 | 0
[26 empty] | 0 | 0
[26 empty] | 0 | 0
[26 empty] | 0 | 0
[26 empty] | 0 | 0
[26 empty] | 0 | 0
[26 empty] | 0 | 0
[26 empty] | 0 | 0
[26 empty] | 0 | 0
[26 empty] | 0 | 0
[26 empty] | 0 | 0
[26 empty] | 0 | 0
[26 empty] | 0 | 0
[26 empty] | 0 | 0
[26 empty] | 0 | 0
[26 empty] | 0 | 0
[26 empty] | 0 | 0
[26 empty] | 0 | 0
[26 empty] | 0 | 0
[26 empty] | 0 | 0
[26 empty] | 0 | 0
[26 empty] | 0 | 0
[26 empty] | 0 | 0
[26 empty] | 0 | 0
[26 empty] | 0 | 0
[26 empty] | 0 | 0
[26 empty] | 0 | 0
[26 empty] | 0 | 0
[26 empty] | 0 | 0
[26 empty] | 0 | 0
[26 empty] | 0 | 0
[26 empty] | 0 | 0
[26 empty] | 0 | 0
[26 empty] | 0 | 0
[26 empty] | 0 | 0
[26 empty] | 0 | 0
[26 empty] | 0 | 0
[26 empty] | 0 | 0
[26 empty] | 0 | 0
[26 empty] | 0 | 0
[26 empty] | 0 | 0
[26 empty] | 0 | 0
[26 empty] | 0 | 0
[26 empty] | 0 | 0
[26 empty] | 0 | 0
[26 empty] | 0 | 0
[26 empty] | 0 | 0
[26 empty] | 0 | 0
[26 empty] | 0 | 0
[26 empty] | 0 | 0
[26 empty] | 0 | 0
[26 empty] | 0 | 0
[26 empty] | 0 | 0
[26 empty] | 0 | 0
[26 empty] | 0 | 0
[26 empty] | 0 | 0
[26 empty] | 0 | 0
[26 empty] | 0 | 0
[26 empty] | 0 | 0
[26 empty] | 0 | 0
[26 empty] | 0 | 0
[26 empty] | 0 | 0
[26 empty] | 0 | 0
[26 empty] | 0 | 0
[26 empty] | 0 | 0
[26 empty] | 0 | 0
[26 empty] | 0 | 0
[26 empty] | 0 | 0
[26 empty] | 0 | 0
[26 empty] | 0 | 0
[26 empty] | 0 | 0
[26 empty] | 0 | 0
[26 empty] | 0 | 0
[26 empty] | 0 | 0
[26 empty] | 0 | 0
[26 empty] | 0 | 0
[26 empty] | 0 | 0
[26 empty] | 0 | 0
[26 empty] | 0 | 0
[26 empty] | 0 | 0
[26 empty] | 0 | 0
[26 empty] | 0 | 0
[26 empty] | 0 | 0
[26 empty] | 0 | 0
[26 empty] | 0 | 0
[26 empty] | 0 | 0
[26 empty] | 0 | 0
[26 empty] | 0 | 0
[26 empty] | 0 | 0
[26 empty] | 0 | 0
[26 empty] | 0 | 0
[26 empty] | 0 | 0
[26 empty] | 0 | 0
[26 empty] | 0 | 0
[26 empty] | 0 | 0
[26 empty] | 0 | 0
[26 empty] | 0 | 0
[26 empty] | 0 | 0
[26 empty] | 0 | 0
[26 empty] | 0 | 0
[26 empty] | 0 | 0
[26 empty] | 0 | 0
[26 empty] | 0 | 0
[26 empty] | 0 | 0
[26 empty] | 0 | 0
[26 empty] | 0 | 0
[26 empty] | 0 | 0
[26 empty] | 0 | 0
[26 empty] | 0 | 0
[26 empty] | 0 | 0
[26 empty] | 0 | 0
[26 empty] | 0 | 0
[26 empty] | 0 | 0
[26 empty] | 0 | 0
[26 empty] | 0 | 0
[26 empty] | 0 | 0
[26 empty] | 0 | 0
[26 empty] | 0 | 0
[26 empty] | 0 | 0
[26 empty] | 0 | 0
[26 empty] | 0 | 0
[26 empty] | 0 | 0
[26 empty] | 0 | 0
[26 empty] | 0 | 0
[26 empty] | 0 | 0
[26 empty] | 0 | 0
[26 empty] | 0 | 0
[26 empty] | 0 | 0
[26 empty] | 0 | 0
[26 empty] | 0 | 0
[26 empty] | 0 | 0
[26 empty] | 0 | 0
[26 empty] | 0 | 0
[26 empty] | 0 | 0
[26 empty] | 0 | 0
[26 empty] | 0 | 0
[26 empty] | 0 | 0
[26 empty] | 0 | 0
[26 empty] | 0 | 0
[26 empty] | 0 | 0
[26 empty] | 0 | 0
[26 empty] | 0 | 0
[26 empty] | 0 | 0
[26 empty] | 0 | 0
[26 empty] | 0 | 0
[26 empty] | 0 | 0
[26 empty] | 0 | 0
[26 empty] | 0 | 0
[26 empty] | 0 | 0
[26 empty] | 0 | 0
[26 empty] | 0 | 0
[26 empty] | 0 | 0
[26 empty] | 0 | 0
[26 empty] | 0 | 0
[26 empty] | 0 | 0
[26 empty] | 0 | 0
[26 empty] | 0 | 0
[26 empty] | 0 | 0
[26 empty] | 0 | 0
[26 empty] | 0 | 0
[26 empty] | 0 | 0
[26 empty] | 0 | 0
[26 empty] | 0 | 0
[26 empty] | 0 | 0
[26 empty] | 0 | 0
[26 empty] | 0 | 0
[26 empty] | 0 | 0
[26 empty] | 0 | 0
[26 empty] | 0 | 0
[26 empty] | 0 | 0
[26 empty] | 0 | 0
[26 empty] | 0 | 0
[26 empty] | 0 | 0
[26 empty] | 0 | 0
[26 empty] | 0 | 0
[26 empty] | 0 | 0
[26 empty] | 0 | 0
[26 empty] | 0 | 0
[26 empty] | 0 | 0
[26 empty] | 0 | 0
[26 empty] | 0 | 0
[26 empty] | 0 | 0
[26 empty] | 0 | 0
[26 empty] | 0 | 0
[26 empty] | 0 | 0
[26 empty] | 0 | 0
[26 empty] | 0 | 0
[26 empty] | 0 | 0
[26 empty] | 0 | 0
[26 empty] | 0 | 0
[26 empty] | 0 | 0
[26 empty] | 0 | 0
[26 empty] | 0 | 0
[26 empty] | 0 | 0
[26 empty] | 0 | 0
[26 empty] | 0 | 0
[26 empty] | 0 | 0
[26 empty] | 0 | 0
[26 empty] | 0 | 0
[26 empty] | 0 | 0
[26 empty] | 0 | 0
[26 empty] | 0 | 0
[26 empty] | 0 | 0
[26 empty] | 0 | 0
[26 empty] | 0 | 0
[26 empty] | 0 | 0
[26 empty] | 0 | 0
[26 empty] | 0 | 0
[26 empty] | 0 | 0
[26 empty] | 0 | 0
[26 empty] | 0 | 0
[26 empty] | 0 | 0
[26 empty] | 0 | 0
[26 empty] | 0 | 0
[26 empty] | 0 | 0
[26 empty] | 0 | 0
[26 empty] | 0 | 0
[26 empty] | 0 | 0
[26 empty] | 0 | 0
[26 empty] | 0 | 0
[26 empty] | 0 | 0
[26 empty] | 0 | 0
[26 empty] | 0 | 0
[26 empty] | 0 | 0
[26 empty] | 0 | 0
[26 empty] | 0 | 0
[26 empty] | 0 | 0
[26 empty] | 0 | 0
[26 empty] | 0 | 0
[26 empty] | 0 | 0
[26 empty] | 0 | 0
[26 empty] | 0 | 0
[26 empty] | 0 | 0
[26 empty] | 0 | 0
[26 empty] | 0 | 0
[26 empty] | 0 | 0
[26 empty] | 0 | 0
[26 empty] | 0 | 0
[26 empty] | 0 | 0
[26 empty] | 0 | 0
[26 empty] | 0 | 0
[26 empty] | 0 | 0
[26 empty] | 0 | 0
[26 empty] | 0 | 0
[26 empty] | 0 | 0
[26 empty] | 0 | 0
[26 empty] | 0 | 0
[26 empty] | 0 | 0
[26 empty] | 0 | 0
[26 empty] | 0 | 0
[26 empty] | 0 | 0
[26 empty] | 0 | 0
[26 empty] | 0 | 0
[26 empty] | 0 | 0
[26 empty] | 0 | 0
[26 empty] | 0 | 0
[26 empty] | 0 | 0
[26 empty] | 0 | 0
[26 empty] | 0 | 0
[26 empty] | 0 | 0
[26 empty] | 0 | 0
[26 empty] | 0 | 0
[26 empty] | 0 | 0
[26 empty] | 0 | 0
[26 empty] | 0 | 0
[26 empty] | 0 | 0
[26 empty] | 0 | 0
[26 empty] | 0 | 0
[26 empty] | 0 | 0
[26 empty] | 0 | 0
[26 empty] | 0 | 0
[26 empty] | 0 | 0
[26 empty] | 0 | 0
[26 empty] | 0 | 0
[26 empty] | 0 | 0
[26 empty] | 0 | 0
[26 empty] | 0 | 0
[26 empty] | 0 | 0
[26 empty] | 0 | 0
[26 empty] | 0 | 0
[26 empty] | 0 | 0
[26 empty] | 0 | 0
[26 empty] | 0 | 0
[26 empty] | 0 | 0
[26 empty] | 0 | 0
[26 empty] | 0 | 0
[26 empty] | 0 | 0
[26 empty] | 0 | 0
[26 empty] | 0 | 0
[26 empty] | 0 | 0
[26 empty] | 0 | 0
[26 empty] | 0 | 0
[26 empty] | 0 | 0
[26 empty] | 0 | 0
[26 empty] | 0 | 0
[26 empty] | 0 | 0
[26 empty] | 0 | 0
[26 empty] | 0 | 0
[26 empty] | 0 | 0
[26 empty] | 0 | 0
[26 empty] | 0 | 0
[26 empty] | 0 | 0
[26 empty] | 0 | 0
[26 empty] | 0 | 0
[26 empty] | 0 | 0
[26 empty] | 0 | 0
[26 empty] | 0 | 0
[26 empty] | 0 | 0
[26 empty] | 0 | 0
[26 empty] | 0 | 0
[26 empty] | 0 | 0
[26 empty] | 0 | 0
[26 empty] | 0 | 0
[26 empty] | 0 | 0
[26 empty] | 0 | 0
[26 empty] | 0 | 0
[26 empty] | 0 | 0
[26 empty] | 0 | 0
[26 empty] | 0 | 0
[26 empty] | 0 | 0
[26 empty] | 0 | 0
[26 empty] | 0 | 0
[26 empty] | 0 | 0
[26 empty] | 0 | 0
[26 empty] | 0 | 0
[26 empty] | 0 | 0
[26 empty] | 0 | 0
[26 empty] | 0 | 0
[26 empty] | 0 | 0
[26 empty] | 0 | 0
[26 empty] | 0 | 0
[26 empty] | 0 | 0
[26 empty] | 0 | 0
[26 empty] | 0 | 0
[26 empty] | 0 | 0
[26 empty] | 0 | 0
[26 empty] | 0 | 0
[26 empty] | 0 | 0
[26 empty] | 0 | 0
[26 empty] | 0 | 0
[26 empty] | 0 | 0
[26 empty] | 0 | 0
[26 empty] | 0 | 0
[26 empty] | 0 | 0
[26 empty] | 0 | 0
[26 empty] | 0 | 0
[26 empty] | 0 | 0
[26 empty] | 0 | 0
[26 empty] | 0 | 0
[26 empty] | 0 | 0
[26 empty] | 0 | 0
[26 empty] | 0 | 0
[26 empty] | 0 | 0
[26 empty] | 0 | 0
[26 empty] | 0 | 0
[26 empty] | 0 | 0
[26 empty] | 0 | 0
[26 empty] | 0 | 0
[26 empty] | 0 | 0
[26 empty] | 0 | 0
[26 empty] | 0 | 0
[26 empty] | 0 | 0
[26 empty] | 0 | 0
[26 empty] | 0 | 0
[26 empty] | 0 | 0
[26 empty] | 0 | 0
[26 empty] | 0 | 0
[26 empty] | 0 | 0
[26 empty] | 0 | 0
[26 empty] | 0 | 0
[26 empty] | 0 | 0
[26 empty] | 0 | 0
[26 empty] | 0 | 0
[26 empty] | 0 | 0
[26 empty] | 0 | 0
[26 empty] | 0 | 0
[26 empty] | 0 | 0
[26 empty] | 0 | 0
[26 empty] | 0 | 0
[26 empty] | 0 | 0
[26 empty] | 0 | 0
[26 empty] | 0 | 0
[26 empty] | 0 | 0
[26 empty] | 0 | 0
[26 empty] | 0 | 0
[26 empty] | 0 | 0
[26 empty] | 0 | 0
[26 empty] | 0 | 0
[26 empty] | 0 | 0
[26 empty] | 0 | 0
[26 empty] | 0 | 0
[26 empty] | 0 | 0
[26 empty] | 0 | 0
[26 empty] | 0 | 0
[26 empty] | 0 | 0
[26 empty] | 0 | 0
[26 empty] | 0 | 0
[26 empty] | 0 | 0
[26 empty] | 0 | 0
[26 empty] | 0 | 0
[26 empty] | 0 | 0
[26 empty] | 0 | 0
[26 empty] | 0 | 0
[26 empty] | 0 | 0
[26 empty] | 0 | 0
[26 empty] | 0 | 0
[26 empty] | 0 | 0
[26 empty] | 0 | 0
[26 empty] | 0 | 0
[26 empty] | 0 | 0
[26 empty] | 0 | 0
[26 empty] | 0 | 0
[26 empty] | 0 | 0
[26 empty] | 0 | 0
[26 empty] | 0 | 0
[26 empty] | 0 | 0
[26 empty] | 0 | 0
[26 empty] | 0 | 0
[26 empty] | 0 | 0
[26 empty] | 0 | 0
[26 empty] | 0 | 0
[26 empty] | 0 | 0
[26 empty] | 0 | 0
[26 empty] | 0 | 0
[26 empty] | 0 | 0
[26 empty] | 0 | 0
[26 empty] | 0 | 0
[26 empty] | 0 | 0
[26 empty] | 0 | 0
[26 empty] | 0 | 0
[26 empty] | 0 | 0
[26 empty] | 0 | 0
[26 empty] | 0 | 0
[26 empty] | 0 | 0
[26 empty] | 0 | 0
[26 empty] | 0 | 0
[26 empty] | 0 | 0
[26 empty] | 0 | 0
[26 empty] | 0 | 0
[26 empty] | 0 | 0
[26 empty] | 0 | 0
[26 empty] | 0 | 0
[26 empty] | 0 | 0
[26 empty] | 0 | 0
[26 empty] | 0 | 0
[26 empty] | 0 | 0
[26 empty] | 0 | 0
[26 empty] | 0 | 0
[26 empty] | 0 | 0
[26 empty] | 0 | 0
[26 empty] | 0 | 0
[26 empty] | 0 | 0
[26 empty] | 0 | 0
[26 empty] | 0 | 0
[26 empty] | 0 | 0
[26 empty] | 0 | 0
[26 empty] | 0 | 0
[26 empty] | 0 | 0
[26 empty] | 0 | 0
[26 empty] | 0 | 0
[26 empty] | 0 | 0
[26 empty] | 0 | 0
[26 empty] | 0 | 0
[26 empty] | 0 | 0
[26 empty] | 0 | 0
[26 empty] | 0 | 0
[26 empty] | 0 | 0
[26 empty] | 0 | 0
[26 empty] | 0 | 0
[26 empty] | 0 | 0
[26 empty] | 0 | 0
[26 empty] | 0 | 0
[26 empty] | 0 | 0
[26 empty] | 0 | 0
[26 empty] | 0 | 0
[26 empty] | 0 | 0
[26 empty] | 0 | 0
[26 empty] | 0 | 0
[26 empty] | 0 | 0
[26 empty] | 0 | 0
[26 empty] | 0 | 0
[26 empty] | 0 | 0
[26 empty] | 0 | 0
[26 empty] | 0 | 0
[26 empty] | 0 | 0
[26 empty] | 0 | 0
[26 empty] | 0 | 0
[26 empty] | 0 | 0
[26 empty] | 0 | 0
[26 empty] | 0 | 0
[26 empty] | 0 | 0
[26 empty] | 0 | 0
[26 empty] | 0 | 0
[26 empty] | 0 | 0
[26 empty] | 0 | 0
[26 empty] | 0 | 0
[26 empty] | 0 | 0
[26 empty] | 0 | 0
[26 empty] | 0 | 0
[26 empty] | 0 | 0
[26 empty] | 0 | 0
[26 empty] | 0 | 0
[26 empty] | 0 | 0
[26 empty] | 0 | 0
[26 empty] | 0 | 0
[26 empty] | 0 | 0
[26 empty] | 0 | 0
[26 empty] | 0 | 0
[26 empty] | 0 | 0
[26 empty] | 0 | 0
[26 empty] | 0 | 0
[26 empty] | 0 | 0
[26 empty] | 0 | 0
[26 empty] | 0 | 0
[26 empty] | 0 | 0
[26 empty] | 0 | 0
[26 empty] | 0 | 0
[26 empty] | 0 | 0
[26 empty] | 0 | 0
[26 empty] | 0 | 0
[26 empty] | 0 | 0
[26 empty] | 0 | 0
[26 empty] | 0 | 0
[26 empty] | 0 | 0
[26 empty] | 0 | 0
[26 empty] | 0 | 0
[26 empty] | 0 | 0
[26 empty] | 0 | 0
[26 empty] | 0 | 0
[26 empty] | 0 | 0
[26 empty] | 0 | 0
[26 empty] | 0 | 0
[26 empty] | 0 | 0
[26 empty] | 0 | 0
[26 empty] | 0 | 0
[26 empty] | 0 | 0
[26 empty] | 0 | 0
[26 empty] | 0 | 0
[26 empty] | 0 | 0
[26 empty] | 0 | 0
[26 empty] | 0 | 0
[26 empty] | 0 | 0
[26 empty] | 0 | 0
[26 empty] | 0 | 0
[26 empty] | 0 | 0
[26 empty] | 0 | 0
[26 empty] | 0 | 0
[26 empty] | 0 | 0
[26 empty] | 0 | 0
[26 empty] | 0 | 0
[26 empty] | 0 | 0
[26 empty] | 0 | 0
[26 empty] | 0 | 0
[26 empty] | 0 | 0
[26 empty] | 0 | 0
[26 empty] | 0 | 0
[26 empty] | 0 | 0
[26 empty] | 0 | 0
[26 empty] | 0 | 0
[26 empty] | 0 | 0
[26 empty] | 0 | 0
[26 empty] | 0 | 0
[26 empty] | 0 | 0
[26 empty] | 0 | 0
[26 empty] | 0 | 0
[26 empty] | 0 | 0
[26 empty] | 0 | 0
[26 empty] | 0 | 0
[26 empty] | 0 | 0
[26 empty] | 0 | 0
[26 empty] | 0 | 0
[26 empty] | 0 | 0
[26 empty] | 0 | 0
[26 empty] | 0 | 0
[26 empty] | 0 | 0
[26 empty] | 0 | 0
[26 empty] | 0 | 0
[26 empty] | 0 | 0
[26 empty] | 0 | 0
[26 empty] | 0 | 0
[26 empty] | 0 | 0
[26 empty] | 0 | 0
[26 empty] | 0 | 0
[26 empty] | 0 | 0
[26 empty] | 0 | 0
[26 empty] | 0 | 0
[26 empty] | 0 | 0
[26 empty] | 0 | 0
[26 empty] | 0 | 0
[26 empty] | 0 | 0
[26 empty] | 0 | 0
[26 empty] | 0 | 0
[26 empty] | 0 | 0
[26 empty] | 0 | 0
[26 empty] | 0 | 0
[26 empty] | 0 | 0
[26 empty] | 0 | 0
[26 empty] | 0 | 0
[26 empty] | 0 | 0
[26 empty] | 0 | 0
[26 empty] | 0 | 0
[26 empty] | 0 | 0
[26 empty] | 0 | 0
[26 empty] | 0 | 0
[26 empty] | 0 | 0
[26 empty] | 0 | 0
[26 empty] | 0 | 0
[26 empty] | 0 | 0
[26 empty] | 0 | 0
[26 empty] | 0 | 0
[26 empty] | 0 | 0
[26 empty] | 0 | 0
[26 empty] | 0 | 0
[26 empty] | 0 | 0
[26 empty] | 0 | 0
[26 empty] | 0 | 0
[26 empty] | 0 | 0
[26 empty] | 0 | 0
[26 empty] | 0 | 0
[26 empty] | 0 | 0
[26 empty] | 0 | 0
[26 empty] | 0 | 0
[26 empty] | 0 | 0
[26 empty] | 0 | 0
[26 empty] | 0 | 0
[26 empty] | 0 | 0
[26 empty] | 0 | 0
[26 empty] | 0 | 0
[26 empty] | 0 | 0
[26 empty] | 0 | 0
[26 empty] | 0 | 0
[26 empty] | 0 | 0
[26 empty] | 0 | 0
[26 empty] | 0 | 0
[26 empty] | 0 | 0
[26 empty] | 0 | 0
[26 empty] | 0 | 0
[26 empty] | 0 | 0
[26 empty] | 0 | 0
[26 empty] | 0 | 0
[26 empty] | 0 | 0
[26 empty] | 0 | 0
[26 empty] | 0 | 0
[26 empty] | 0 | 0
[26 empty] | 0 | 0
[26 empty] | 0 | 0
[26 empty] | 0 | 0
[26 empty] | 0 | 0
[26 empty] | 0 | 0
[26 empty] | 0 | 0
[26 empty] | 0 | 0
[26 empty] | 0 | 0
[26 empty] | 0 | 0
[26 empty] | 0 | 0
[26 empty] | 0 | 0
[26 empty] | 0 | 0
[26 empty] | 0 | 0
[26 empty] | 0 | 0
[26 empty] | 0 | 0
[26 empty] | 0 | 0
[26 empty] | 0 | 0
[26 empty] | 0 | 0
[26 empty] | 0 | 0
[26 empty] | 0 | 0
[26 empty] | 0 | 0
[26 empty] | 0 | 0
[26 empty] | 0 | 0
[26 empty] | 0 | 0
[26 empty] | 0 | 0
[26 empty] | 0 | 0
[26 empty] | 0 | 0
[26 empty] | 0 | 0
[26 empty] | 0 | 0
[26 empty] | 0 | 0
[26 empty] | 0 | 0
[26 empty] | 0 | 0
[26 empty] | 0 | 0
[26 empty] | 0 | 0
[26 empty] | 0 | 0
[26 empty] | 0 | 0
[26 empty] | 0 | 0
[26 empty] | 0 | 0
[26 empty] | 0 | 0
[26 empty] | 0 | 0
[26 empty] | 0 | 0
[26 empty] | 0 | 0
[26 empty] | 0 | 0
[26 empty] | 0 | 0
[26 empty] | 0 | 0
[26 empty] | 0 | 0
[26 empty] | 0 | 0
[26 empty] | 0 | 0
[26 empty] | 0 | 0
[26 empty] | 0 | 0
[26 empty] | 0 | 0
[26 empty] | 0 | 0
[26 empty] | 0 | 0
[26 empty] | 0 | 0
[26 empty] | 0 | 0
[26 empty] | 0 | 0
[26 empty] | 0 | 0
[26 empty] | 0 | 0
[26 empty] | 0 | 0
[26 empty] | 0 | 0
[26 empty] | 0 | 0
[26 empty] | 0 | 0
[26 empty] | 0 | 0
[26 empty] | 0 | 0
[26 empty] | 0 | 0
[26 empty] | 0 | 0
[26 empty] | 0 | 0
[26 empty] | 0 | 0
[26 empty] | 0 | 0
[26 empty] | 0 | 0
[26 empty] | 0 | 0
[26 empty] | 0 | 0
[26 empty] | 0 | 0
[26 empty] | 0 | 0
[26 empty] | 0 | 0
[26 empty] | 0 | 0
[26 empty] | 0 | 0
[26 empty] | 0 | 0
[26 empty] | 0 | 0
[26 empty] | 0 | 0
[26 empty] | 0 | 0
[26 empty] | 0 | 0
[26 empty] | 0 | 0
[26 empty] | 0 | 0
[26 empty] | 0 | 0
[26 empty] | 0 | 0
[26 empty] | 0 | 0
[26 empty] | 0 | 0
[26 empty] | 0 | 0
[26 empty] | 0 | 0
[26 empty] | 0 | 0
[26 empty] | 0 | 0
[26 empty] | 0 | 0
[26 empty] | 0 | 0
[26 empty] | 0 | 0
[26 empty] | 0 | 0
[26 empty] | 0 | 0
[26 empty] | 0 | 0
[26 empty] | 0 | 0
[26 empty] | 0 | 0
[26 empty] | 0 | 0
[26 empty] | 0 | 0
[26 empty] | 0 | 0
[26 empty] | 0 | 0
[26 empty] | 0 | 0
[26 empty] | 0 | 0
[26 empty] | 0 | 0
[26 empty] | 0 | 0
[26 empty] | 0 | 0
[26 empty] | 0 | 0
[26 empty] | 0 | 0
[26 empty] | 0 | 0
[26 empty] | 0 | 0
[26 empty] | 0 | 0
[26 empty] | 0 | 0
[26 empty] | 0 | 0
[26 empty] | 0 | 0
[26 empty] | 0 | 0
[26 empty] | 0 | 0
[26 empty] | 0 | 0
[26 empty] | 0 | 0
[26 empty] | 0 | 0
[26 empty] | 0 | 0
[26 empty] | 0 | 0
[26 empty] | 0 | 0
[26 empty] | 0 | 0
[26 empty] | 0 | 0
[26 empty] | 0 | 0
[26 empty] | 0 | 0
[26 empty] | 0 | 0
[26 empty] | 0 | 0
[26 empty] | 0 | 0
[26 empty] | 0 | 0
[26 empty] | 0 | 0
[26 empty] | 0 | 0
[26 empty] | 0 | 0
[26 empty] | 0 | 0
[26 empty] | 0 | 0
[26 empty] | 0 | 0
[26 empty] | 0 | 0
[26 empty] | 0 | 0
[26 empty] | 0 | 0
[26 empty] | 0 | 0
[26 empty] | 0 | 0
[26 empty] | 0 | 0
[26 empty] | 0 | 0
[26 empty] | 0 | 0
[26 empty] | 0 | 0
[26 empty] | 0 | 0
[26 empty] | 0 | 0
[26 empty] | 0 | 0
[26 empty] | 0 | 0
[26 empty] | 0 | 0
[26 empty] | 0 | 0
[26 empty] | 0 | 0
[26 empty] | 0 | 0
[26 empty] | 0 | 0
[26 empty] | 0 | 0
[26 empty] | 0 | 0
[26 empty] | 0 | 0
[26 empty] | 0 | 0
[26 empty] | 0 | 0
[26 empty] | 0 | 0
[26 empty] | 0 | 0
[26 empty] | 0 | 0
[26 empty] | 0 | 0
[26 empty] | 0 | 0
[26 empty] | 0 | 0
[26 empty] | 0 | 0
[26 empty] | 0 | 0
[26 empty] | 0 | 0
[26 empty] | 0 | 0
[26 empty] | 0 | 0
[26 empty] | 0 | 0
[26 empty] | 0 | 0
[26 empty] | 0 | 0
[26 empty] | 0 | 0
[26 empty] | 0 | 0
[26 empty] | 0 | 0
[26 empty] | 0 | 0
[26 empty] | 0 | 0
[26 empty] | 0 | 0
[26 empty] | 0 | 0
[26 empty] | 0 | 0
[26 empty] | 0 | 0
[26 empty] | 0 | 0
[26 empty] | 0 | 0
[26 empty] | 0 | 0
[26 empty] | 0 | 0
[26 empty] | 0 | 0
[26 empty] | 0 | 0
[26 empty] | 0 | 0
[26 empty] | 0 | 0
[26 empty] | 0 | 0
[26 empty] | 0 | 0
[26 empty] | 0 | 0
[26 empty] | 0 | 0
[26 empty] | 0 | 0
[26 empty] | 0 | 0
[26 empty] | 0 | 0
[26 empty] | 0 | 0
[26 empty] | 0 | 0
[26 empty] | 0 | 0
[26 empty] | 0 | 0
[26 empty] | 0 | 0
[26 empty] | 0 | 0
[26 empty] | 0 | 0
[26 empty] | 0 | 0
[26 empty] | 0 | 0
[26 empty] | 0 | 0
[26 empty] | 0 | 0
[26 empty] | 0 | 0
[26 empty] | 0 | 0
[26 empty] | 0 | 0
[26 empty] | 0 | 0
[26 empty] | 0 | 0
[26 empty] | 0 | 0
[26 empty] | 0 | 0
[26 empty] | 0 | 0
[26 empty] | 0 | 0
[26 empty] | 0 | 0
[26 empty] | 0 | 0

## Zones
Houston | 1
North | -1
South | 1
West | -1
SET UP AREA, copy & paste values to cell B1
Source | South |  | N to H | N to W | N to S | W to N | S to N | W to S
Sink | North | Houston | -1 | 1 | -1 | -1 | 1 | -1
|  | North | 1 | 1 | 1 | -1 | -1 | -1
|  | South | -1 | 1 | -1 | -1 | 1 | -1
|  | West | 1 | -1 | 1 | 1 | -1 | 1
|  | Source | North | North | North | West | South | West
|  | Sink | Houston | West | South | North | North | South

## Tech
Number of Bus | Name of Bus | Tech Type
238 | BOSQUESW505 | CC
239 | BOSQUESW502 | GGT
244 | WHITNYDM01 | Hydro
245 | WHITNYDM02 | Hydro
247 | BOSQUESW501 | GGT
251 | BOSQUESW803 | CC
253 | BOSQUESW804 | CC
332 | RWMILLER01 | GST
333 | RWMILLER02 | GST
334 | RWMILLER03 | GST
335 | RWMILLER04 | GST
336 | RWMILLER05 | GST
344 | MRSSHPRD | Hydro
345 | MRSSHPRD01 | Hydro
366 | JNSNCNTY802 | Cogen
367 | JNSNCNTY802 | Cogen
503 | NTHTEXAS01 | GST
504 | NTHTEXAS02 | GST
505 | NTHTEXAS03 | GST
580 | JCKCNTY801 | CC
581 | JCKCNTY802 | CC
582 | JCKCNTY803 | CC
728 | WOLFRIDGE801 | Wind
837 | NEWMAN_G5 | GST
842 | OLINGER_G1 | GST
843 | OLINGER_G2 | GST
844 | OLINGER_G3 | GST
845 | OLINGER_G4 | GGT
923 | SPENCER_G4 | GST
924 | SPENCER_G5 | GST
948 | STEAM1 | GST
949 | STEAM2 | GST
950 | STEAM3 | GST
990 | GIBN_CREK_G1 | LIGCO
1002 | PBCTAGE_1G | GGT
1003 | PBCTBGE_2G | GGT
1004 | PBCTCGE_3G | GGT
1005 | PBCTDGE_4G | GGT
1006 | PBCTEGE_5G | GGT
1007 | PB5GEN_6G | GST
1008 | PB6GEN_7G | GST
1037 | MORGAN5G_5G | GST
1039 | MRGNAG_1G | GGT
1040 | MRGNBG_2G | GGT
1041 | MRGNCG_3G | GGT
1042 | MRGNDG_4G | GGT
1043 | MRGNEG_5G | GGT
1044 | MRGNFG_6G | GGT
1045 | CALENG1G_1G | Cogen
1046 | CALENG2G_2G | Cogen
1047 | CALENG3G_3G | Cogen
1058 | LONGSHORE_5 | Wind
1058 | LONGSHORE_5 | Wind
1061 | CIELOGEN_1G | Wind
1062 | CIELOGEN_2G | Wind
1068 | SCURRYCW_1G | Wind
1069 | KINDERMG_1G | Cogen
1070 | KINDERMG_2G | Cogen
1071 | KINDERMG_3G | Cogen
1073 | SCURRYCW_2G | Wind
1320 | BSP 1 | Cogen
1326 | STANTONW_8 | Wind
1327 | WILDHRSE_1G | Wind
1328 | OCOTILLO_1G | Wind
1333 | MCDDONAL_8 | Wind
1343 | TRENTIPP_8 | Wind
1349 | WESTXWIN_1G | Wind
1350 | NWPWRG1_1G | Wind
1354 | AEPWIND_8 | Wind
1360 | GUNSIGHT_8 | Wind
1416 | SWETWATR_1G | CC
1417 | SWETWATR_2G | CC
1418 | SWETWATR_3G | CC
1419 | SWETWATR_4G | CC
1432 | GRHAMSES_2G | GST
1433 | GRHAMSES_1G | GST
1437 | MESQUITW_1G | Wind
1438 | MESQUITW_2G | Wind
1442 | COKFIELD_5 | Wind
1453 | WCPWRCO_1G | CC
1454 | WCPWRCO_2G | CC
1455 | WCPWRCO_3G | CC
1479 | WFCOGEN_1G | Cogen
1479 | WFCOGEN_1G | Cogen
1482 | WFCOGEN_2G | Cogen
1482 | WFCOGEN_2G | Cogen
1600 | BARTNWND_1G | Wind
1643 | SLSTR1PP_1G | Wind
1675 | PEC_1G | Cogen
1676 | PEC_2G | Cogen
1677 | PEC_3G | Cogen
1678 | LAMARPWR_1G | CC
1679 | LAMARPWR_2G | CC
1680 | LAMARPWR_3G | CC
1681 | LAMARPWR_4G | CC
1682 | LAMARPWR_5G | CC
1683 | LAMARPWR_6G | CC
1687 | VALLEY_1G | GST
1688 | VALLEY_2G | GSC
1689 | VALLEY_3G | GST
1701 | MOSES_1G | LIGCO
1702 | MOSES_2G | LIGCO
1703 | MOSES_3G | LIGCO
1861 | EAGLEMNT_1G | GST
1862 | EAGLEMNT_2G | GST
1863 | EAGLEMNT_3G | GST
1877 | WLFHOLW_1G | CC
1878 | WLFHOLW_2G | CC
1879 | WLFHOLW_3G | CC
1889 | DECRDOVA_1G | GSC
1892 | DECRDOVA_2G | GGT
1893 | DECRDOVA_3G | GGT
1894 | DECRDOVA_4G | GGT
1895 | DECRDOVA_5G | GGT
1898 | COMCHEPK_1G | Nuc
1899 | COMCHEPK_2G | Nuc
1937 | MDLTHELP_5G | CC
1938 | MDLTHELP_6G | CC
1941 | MDLTHELP_1G | CC
1942 | MDLTHELP_2G | CC
1943 | MDLTHELP_3G | CC
1944 | MDLTHELP_4G | CC
1947 | HANDLEY_3G | GST
1948 | HANDLEY_4G | GST
1949 | HANDLEY_5G | GST
2371 | COLLIN_1G | GST
2381 | NTHLK1_G | GST
2382 | NTHLK2_G | GST
2383 | NTHLK3_G | GST
2413 | MTCK6_G | GST
2414 | MTCK7_G | GST
2417 | MTCK8_G | GSC
2451 | LKHB1_G | GST
2452 | LKHB2_G | GST
3097 | MARTLAKE_1G | LIGCO
3098 | MARTLAKE_2G | LIGCO
3099 | MARTLAKE_3G | LIGCO
3107 | STRYKER_1G | GST
3108 | STRYKER_2G | GST
3126 | TRINIDAD_6G | GST
3309 | ASPN_G | Bio
3348 | CHAMPION_1G | Cogen
3381 | BBRN_1G | LIGCO
3382 | BBRN_2G | LIGCO
3403 | THOUSE_1G | GSC
3404 | THOUSE_2G | GSC
3416 | LAKE_CRK1_G | GST
3417 | LAKE_CRK2_G | GST
3432 | SANDOW_4G | LIGCO
5026 | BRAUNIG_VHB1 | GST
5027 | BRAUNIG_VHB2 | GST
5028 | BRAUNIG_VHB3 | GST
5111 | CALAVER_JTD1 | LIGCO
5112 | CALAVER_JTD2 | LIGCO
5264 | LEON_LCP3G3 | GST
5265 | LEON_LCP4G4 | GST
5266 | LEON_LCPCT1 | GGT
5267 | LEON_LCPCT2 | GGT
5268 | LEON_LCPCT3 | GGT
5269 | LEON_LCPCT4 | GGT
5396 | CALAVER_OWS1 | GST
5397 | CALAVER_OWS2 | GST
5401 | CALAVER_JKS1 | LIGCO
5436 | TUTTL_WBT1G1 | GST
5438 | TUTTL_WBT3G3 | GST
5439 | TUTTL_WBT4G4 | GST
5476 | BRA_AVR1_CT1 | CC
5477 | BRA_AVR1_ST | CC
5478 | BRA_AVR1_CT2 | CC
5503 | RAYBURNGEN3 | GST
5505 | RAYBURNGEN1 | GGT
5506 | RAYBURNGEN2 | GGT
5508 | RAYBURNCC9 | CC
5509 | RAYBURNCC10 | CC
5511 | RAYBURNCC7 | CC
5512 | RAYBURNCC8 | CC
5728 | FALCONHYDRO2 | Hydro
5729 | FALCONHYDRO3 | Hydro
5890 | PEARSALLGEN1 | GST
5891 | PEARSALLGEN2 | GST
5892 | PEARSALLGEN3 | GST
5903 | SANMIGUELGEN | LIGCO
5911 | STP_GN1___1 | Nuc
5912 | STP_GN2___2 | Nuc
5920 | WELSHDC1 | DCTie
5925 | DCEAST | DCTie
5932 | SI_RAY9 | CC
5933 | SI_RAY6 | GST
5934 | SI_RAY5 | GST
5935 | SI_RAY10 | CC
6016 | SWMESA | Wind
6096 | NORTHDC7 | DCTie
6100 | OKLA7A | DCTie
6144 | MCADOO1A | Wind
6407 | TURKTRAK1A | Wind
6637 | SNYDERW1A | Wind
6752 | OKLA0A | LIGCO
6948 | DENISNDM | Hydro
6948 | DENISNDM | Hydro
7000 | L_FERGUS1_1Y | GSC
7004 | L_SIMGID1_1Y | GST
7005 | L_SIMGID1_2Y | GST
7006 | L_SIMGID1_3Y | GST
7007 | L_LOSTPI1_1Y | CC
7008 | L_LOSTPI1_2Y | CC
7009 | L_LOSTPI1_3Y | CC
7010 | L_FPPYD11_1Y | LIGCO
7011 | L_FPPYD11_2Y | LIGCO
7012 | L_FPPYD21_3Y | LIGCO
7014 | L_HAYSEN1_1Y | CC
7015 | L_HAYSEN1_2Y | CC
7016 | L_HAYSEN1_3Y | CC
7017 | L_HAYSEN1_4Y | CC
7020 | L_AUSTPL1_1Y | Hydro
7020 | L_AUSTPL1_1Y | Hydro
7022 | L_BUCHAN1_1Y | Hydro
7023 | L_BUCHAN1_2Y | Hydro
7024 | L_BUCHAN1_3Y | Hydro
7026 | L_INKSDA1_1Y | Hydro
7028 | L_MARBFA1_1Y | Hydro
7029 | L_MARBFA1_2Y | Hydro
7031 | L_MARSFO1G1Y | Hydro
7032 | L_MARSFO1G2Y | Hydro
7033 | L_MARSFO1G3Y | Hydro
7035 | L_WIRTZ_1G1Y | Hydro
7036 | L_WIRTZ_1G2Y | Hydro
7038 | L_DELAWA1_1Y | Wind
7038 | L_DELAWA1_1Y | Wind
7303 | L_WPPGS12_1Y | GGT
7303 | L_WPPGS12_1Y | GGT
7305 | L_WPPGS34_1Y | GGT
7305 | L_WPPGS34_1Y | GGT
7487 | L_CANYHY8_1Y | Hydro
7605 | L_MCQUEE9_1Y | Hydro
7605 | L_MCQUEE9_1Y | Hydro
7605 | L_MCQUEE9_1Y | Hydro
7609 | L_SCHUMA8_1Y | Hydro
7624 | L_LAKEWO9_1Y | Hydro
7624 | L_LAKEWO9_1Y | Hydro
7800 | L_GUADGE1_1Y | CC
7801 | L_GUADGE1_2Y | CC
7802 | L_GUADGE1_3Y | CC
7803 | L_GUADGE1_4Y | CC
7804 | L_GUADGE1_5Y | CC
7805 | L_GUADGE1_6Y | CC
7807 | L_BASTEN1_1Y | CC
7808 | L_BASTEN1_2Y | CC
7809 | L_BASTEN1_3Y | CC
7810 | L_RIONOG1G1Y | CC
7811 | L_RIONOG1G2Y | CC
7812 | L_RIONOG1G3Y | CC
7813 | L_RIONOG1S1Y | CC
8032 | AMISTADHYD1 | Hydro
8033 | AMISTADHYD2 | Hydro
8048 | FALCONHYDRO1 | Hydro
8066 | DUP1V#1 | Cogen
8134 | FOR #1 | Cogen
8138 | FOR #2 | Cogen
8139 | JOS #1 | GST
8147 | UCAR #2 | Cogen
8148 | UCAR #1 | Cogen
8153 | FOR #3 | Cogen
8154 | FOR #4 | Cogen
8155 | FOR #5 | Cogen
8156 | FOR #6 | Cogen
8157 | FOR #7 | Cogen
8161 | COLETO0A | LIGCO
8173 | VICEC51A | CC
8174 | VICEC61A | CC
8189 | CUECPL2A | Cogen
8262 | ELPS | Hydro
8285 | LAR #1 | GST
8287 | LAR #2 | GST
8288 | LAR #3 | GST
8388 | BATES0A | GST
8393 | BATES0B | GST
8437 | NUECES_B0C | GST
8438 | NUECES_B0B | GST
8442 | NBEC7 | GST
8442 | NBEC7 | GST
8456 | COSW#1 | Cogen
8457 | COSW#2 | Cogen
8459 | B_DAVIS0B | GSC
8460 | B_DAVIS0A | GSC
8461 | KOCH_UP0A | Cogen
8506 | VAL #1 | Cogen
8507 | VAL #2 | Cogen
8511 | OXY_CC0A | Cogen
8517 | CELANEBI0A | Cogen
8560 | CNOPGT1 | Cogen
8561 | CNOPGT2 | Cogen
8562 | CNOPST1 | Cogen
8926 | LGE_GT10A | Cogen
8927 | LGE_GT20A | Cogen
8928 | LGE_STG0A | Cogen
8930 | ICPGN10A | Cogen
8931 | ICPGN20A | Cogen
8932 | ICPGN30A | Cogen
8933 | FGNTS001 | CC
8934 | FGNTS101 | CC
8935 | FGNTS201 | CC
8936 | MVGN#1 | CC
8937 | MVGN#2 | CC
8938 | MVGN#3 | CC
8981 | HECN1 | CC
8982 | HECN2 | CC
8983 | HECN3 | CC
9000 | DECKR_G1 | GST
9001 | DECKR_G2 | GST
9002 | DECKR_G3 | GGT
9003 | DECKR_G4 | GGT
9004 | DECKR_G5 | GGT
9005 | DECKR_G6 | GGT
9016 | SANDH_G1 | GGT
9017 | SANDH_G2 | GGT
9018 | SANDH_G3 | GGT
9019 | SANDH_G4 | GGT
9020 | SANDHG5A | CC
9021 | SANDHG5C | CC
11001 | NAV1CT | CC
11009 | NAV2CT | CC
11011 | NAV3ST | CC
11012 | NAV4CT | CC
11013 | NAV5CT | CC
11014 | NAV6ST | CC
11020 | TIEHVSG_1G | CC
11021 | TIEHVCG_1G | CC
11022 | TIEHVCG_2G | CC
11023 | TIEHVCG_3G | CC
11024 | TIEHVCG_4G | CC
11025 | TIEHVSG_2G | CC
11056 | ROSCOE_1G | Wind
11057 | CHAMPION_1G | Wind
11058 | PYRON_1G | Wind
11059 | INADALE_1G | Wind
11065 | ELBOWCK_1G | Wind
11147 | NOTREES_1G | Wind
11309 | BULLCREK_2G | Wind
11310 | BULLCREK_1G | Wind
11320 | COYOTE_1G | Wind
11691 | KMICHICT1_G | CC
11692 | KMICHICT2_G | CC
11693 | KMICHIST3_G | CC
11694 | KMICHICT4_G | CC
11695 | KMICHICT5_G | CC
11696 | KMICHIST6_G | CC
12322 | ENNSTRAC_1G | CC
12323 | ENNSTRAC_2G | CC
12411 | FPLEFR1A_G | CC
12412 | FPLEFR1B_G | CC
12413 | FPLEFR1C_G | CC
12414 | FPLEFR1S_G | CC
12421 | FPLEFR2A_G | CC
12422 | FPLEFR2B_G | CC
12423 | FPLEFR2C_G | CC
12424 | FPLEFR2S_G | CC
12440 | PARKD_1SVC8 | GST
12449 | PARKD_2SVC8 | GST
13116 | TGATEWAY_1G | CC
13117 | TGATEWAY_2G | CC
13118 | TGATEWAY_3G | CC
13119 | TGATEWAY_4G | CC
13131 | CALFREST_1G | CC
13132 | CALFREST_2G | CC
13133 | CALFREST_3G | CC
13134 | CALFREST_4G | CC
13135 | CALFREST_5G | CC
13136 | CALFREST_6G | CC
13432 | SANDOW_5G | LIGCO
32798 | BRYN_TAMUGEN | GST
32883 | BRYN_DNSBY3 | GST
32884 | BRYN_DNSBY13 | GST
32886 | BRYN_ATKINS3 | GST
32887 | BRYN_ATKINS6 | GST
32888 | BRYN_ATKINS7 | GGT
32890 | BRYN_ATKINS4 | GST
32891 | BRYN_ATKINS5 | GST
32892 | BRYN_DNSBY14 | GST
36998 | RDCNYNG1 | Wind
38332 | TNWDWRDU2_8 | Wind
38437 | TNSRBNMESA9 | Wind
38580 | TNBP_CGN1_8 | Cogen
38590 | TNBP_CGN2_8 | Cogen
38600 | TNBP_CGN3_8 | Cogen
38611 | TNBPAMCG1_8 | Cogen
38612 | TNBPAMCG2_8 | Cogen
38613 | TNBPAMCG3_8 | Cogen
38614 | TNBPAMCG4_8 | Cogen
38615 | TNBPAMCG5_8 | Cogen
38690 | TNBP_CGN4_8 | Cogen
38711 | TNTXCTY1CG8 | Cogen
38712 | TNTXCTY2CG8 | Cogen
38713 | TNTXCTY3CG8 | Cogen
38714 | TNTXCTY4CG8 | Cogen
39190 | TNSLCGN1__8 | Cogen
39470 | TNDOWCGNSG8 | Cogen
39480 | TNDOWCGNGG8 | Cogen
39760 | TNSCLP1___8 | Cogen
39770 | TNSCLP2___8 | Cogen
39775 | TNSCLP4___8 | Cogen
39790 | TNSCLP3___8 | Cogen
39960 | TNTNPONE_18 | LIGCO
39970 | TNTNPONE_28 | LIGCO
48500 | APD_GT1_8005 | Cogen
48510 | AK_GT1__8040 | Cogen
48511 | LPE_GT1_8070 | GGT
48512 | LPE_GT2_8075 | GGT
48513 | LPE_GT3_8080 | GGT
48514 | LPE_GT4_8085 | GGT
48520 | BSF_GT1_8070 | Cogen
48520 | BSF_GT1_8070 | Cogen
48521 | BVE_GT1_GT1 | CC
48522 | BVE_GT2_5035 | CC
48523 | BVE_ST1_GN1 | CC
48531 | BYU_GT1_8075 | Cogen
48532 | BYU_GT2_8055 | Cogen
48533 | BYU_GT3_8060 | Cogen
48534 | BYU_GT4_8065 | Cogen
48551 | CAL_GT1_8045 | Cogen
48552 | CAL_ST1_8000 | Cogen
48561 | CTL_GT2_8130 | Cogen
48562 | CTL_GT3_8135 | Cogen
48563 | CTL_GT4_8140 | Cogen
48564 | CTL_GN1_8145 | Cogen
48565 | CTL_GN2_8155 | Cogen
48581 | CBY_GN1_1 | GSC
48582 | CBY_GN2_2 | GSC
48583 | CBY_GT4_1 | GSC
48584 | CBY_GT4_2 | CC
48585 | CBY_ST4_1 | CC
48591 | CHE_GT2_5030 | Cogen
48593 | CHE_GT1_8015 | Cogen
48594 | CHE_GN4_8025 | Cogen
48595 | BTE_GT2_8075 | CC
48596 | BTE_GT3_8045 | CC
48597 | BTE_GT4_8055 | CC
48598 | BTE_ST1_8070 | CC
48611 | DIB_GT1_8080 | Cogen
48612 | DIB_GT2_8075 | Cogen
48613 | DIB_ST1_8085 | Cogen
48614 | DIB_GT3_8090 | Cogen
48641 | DPEC_GT15040 | CC
48642 | DPEC_GT25025 | CC
48643 | DPEC_GT35010 | CC
48644 | DPEC_GT45070 | CC
48645 | DPEC_ST55065 | CC
48651 | EP_1_2 | Cogen
48651 | EP_1_2 | Cogen
48671 | FTR_GT1_5105 | CC
48672 | FTR_GT2_5110 | CC
48673 | FTR_GT3_5085 | CC
48674 | FTR_CN4_5095 | CC
48690 | GBY_GN5_5 | GSC
48691 | GBY_73741085 | GGT
48691 | GBY_73741085 | GGT
48692 | GBY_81821075 | GGT
48692 | GBY_81821075 | GGT
48693 | GBY_83841065 | GGT
48693 | GBY_83841065 | GGT
48721 | LEG_1___1 | LIGCO
48722 | LEG_2___2 | LIGCO
48730 | MNS_GT | Cogen
48731 | CBE_GT1 | CC
48732 | CBE_GT2 | CC
48733 | CBE_ST12 | CC
48734 | CBE_GT3 | CC
48735 | CBE_GT4 | CC
48736 | CBE_ST34 | CC
48740 | PSG_GN2_8050 | Cogen
48741 | PSG_GT2_8040 | Cogen
48742 | PSG_GT3_8060 | Cogen
48761 | PR_GT1__9040 | Cogen
48772 | PHR_GN2_2 | GSC
48791 | PSA_GT1_8160 | Cogen
48792 | PSA_GT2_8155 | Cogen
48793 | PSA_GT3_8150 | Cogen
48794 | PSA_GT4_8145 | Cogen
48795 | PSA_GT5_8140 | Cogen
48796 | PSA_GN1_8165 | Cogen
48797 | PSA_GT6_8135 | Cogen
48811 | CVC_GT3_5045 | Cogen
48812 | CVC_GT2_5020 | Cogen
48813 | CVC_GT1_5035 | Cogen
48814 | CVC_ST5_5040 | Cogen
48815 | CVC_GT4_8005 | Cogen
48820 | SHELLG1_3015 | Cogen
48821 | SHELLG2 | Cogen
48822 | SHELLG3_3020 | Cogen
48822 | SHELLG3_3020 | Cogen
48841 | SJS_GT1_GT1 | Cogen
48842 | SJS_GT2_GT2 | Cogen
48845 | SOL_GT1 | Solar
48851 | SRB_GN1_1 | GST
48852 | SRB_GN2_2 | GST
48853 | SRB_GN3_3 | GST
48854 | SRB_GN4_4 | GST
48855 | SRB_GT211035 | GGT
48855 | SRB_GT211035 | GGT
48873 | THW_ST3_ST_3 | CC
48874 | THW_ST4_ST_4 | CC
48875 | THW_3132 | CC
48875 | THW_3132 | CC
48877 | THW_3334 | CC
48877 | THW_3334 | CC
48879 | THW_4142 | CC
48879 | THW_4142 | CC
48881 | THW_4344 | CC
48881 | THW_4344 | CC
48883 | THW_GT1_GT_1 | GGT
48885 | THW_5152 | GGT
48885 | THW_5152 | GGT
48886 | THW_5354 | GGT
48886 | THW_5354 | GGT
48887 | THW_5556 | GGT
48887 | THW_5556 | GGT
48911 | TGF_GT1_8000 | Cogen
48921 | WAP_GN1_1 | GST
48922 | WAP_GN2_2 | GST
48923 | WAP_GN3_3 | GST
48924 | WAP_GN4_4 | GSC
48925 | WAP_GN5_5 | LIGCO
48926 | WAP_GN6_6 | LIGCO
48927 | WAP_GN7_7 | LIGCO
48928 | WAP_GN8_8 | LIGCO
48929 | WAPGT21_GT1 | GGT
48940 | WARVUE_GT1 | Cogen
49803 | EXN_15GT | Cogen
49804 | EXN_16GT | Cogen
49805 | EXN_17GT | Cogen
49826 | EXN938GT | Cogen
49828 | EXN941GT | Cogen
49829 | EXN942GT | Cogen
49830 | EXN943GT | Cogen
49831 | EXN944GT | Cogen
49832 | EXN945GT | Cogen
49837 | EXN_GT | Cogen
49838 | EXN_14GT | Cogen
49851 | DOW17000 | Cogen
49858 | DOW38100 | Cogen
49859 | DOW38200 | Cogen
49860 | DOW38300 | Cogen
49862 | DOW39100 | Cogen
49863 | DOW39200 | Cogen
49865 | DOW41000 | Cogen
49866 | DOW42000 | Cogen
49869 | DOW49000 | Cogen
49870 | DOW61000 | Cogen
49871 | DOW62000 | Cogen
49872 | DOW63000 | Cogen
49873 | DOW64000 | Cogen
49876 | DOW65000 | Cogen
49877 | DOW66000 | Cogen
49878 | DOW67000 | Cogen
49882 | DOW81000 | Cogen
49884 | DOW82000 | Cogen
49885 | DOW83000 | Cogen
49886 | DOW84000 | Cogen
58909 | PEARSALLSCG1 | Diesel
58909 | PEARSALLSCG1 | Diesel
58909 | PEARSALLSCG1 | Diesel
58909 | PEARSALLSCG1 | Diesel
58909 | PEARSALLSCG1 | Diesel
58909 | PEARSALLSCG1 | Diesel
58919 | PEARSALLSCG2 | Diesel
58919 | PEARSALLSCG2 | Diesel
58919 | PEARSALLSCG2 | Diesel
58919 | PEARSALLSCG2 | Diesel
58919 | PEARSALLSCG2 | Diesel
58919 | PEARSALLSCG2 | Diesel
58929 | PEARSALLSCG3 | Diesel
58929 | PEARSALLSCG3 | Diesel
58929 | PEARSALLSCG3 | Diesel
58929 | PEARSALLSCG3 | Diesel
58929 | PEARSALLSCG3 | Diesel
58929 | PEARSALLSCG3 | Diesel
58949 | PEARSALLSCG4 | Diesel
58949 | PEARSALLSCG4 | Diesel
58949 | PEARSALLSCG4 | Diesel
58949 | PEARSALLSCG4 | Diesel
58949 | PEARSALLSCG4 | Diesel
58949 | PEARSALLSCG4 | Diesel
60000 | DSKY2 | Wind
60003 | KING_NE1A | Wind
60005 | KING_SE1A | Wind
60007 | KING_SW1A | Wind
60016 | WOODWRD11A | Wind
60017 | ORNNWP1 | Wind
60018 | DSKY1 | Wind
60019 | KING_NW1A | Wind
60057 | CALLAHAN1A | Wind
60058 | BUFF_GAP1A | Wind
60060 | CIRELLO | Wind
60063 | BUFF_GAP1B | Wind
60066 | H_HOLLOW1A | Wind
60068 | HHOLLOW21A | Wind
60070 | HHOLLOW31A | Wind
60072 | HHOLLOW41A | Wind
60081 | WHRLWIND1A | Wind
60201 | RIO DRCS | AVR
60202 | FRNDDRCS | AVR
71051 | L_BITTCR1_1N | Wind
71054 | L_SWEETW1_1N | Wind
71057 | L_SWEETW1_2N | Wind
71059 | L_SWEETW1_3N | Wind
71060 | L_SWEETW1_4N | Wind
71061 | L_SWEETW1_5N | Wind
76031 | L_GASCCR1_1N | Wind
76091 | L_DIVIDE1_1N | Wind
76095 | L_CAPRSI1_1N | Wind
76096 | L_CAPRSI1_2N | Wind
76097 | L_CAPRGE1_1N | Wind
80003 | MILHWYS | AVR
80012 | LAR | DCTie
80051 | FOR #8 | Cogen
80052 | FOR #9 | Cogen
80053 | FOR #10 | Cogen
80080 | GWINDT11A | Wind
80080 | GWINDT11A | Wind
80080 | GWINDT11A | Wind
80080 | GWINDT11A | Wind
80081 | GWINDT21A | Wind
80081 | GWINDT21A | Wind
80081 | GWINDT21A | Wind
80081 | GWINDT21A | Wind
80137 | CSDR89 | DCTie
80137 | CSDR89 | DCTie
80138 | CSDR7 | DCTie
80139 | CSDR56 | DCTie
80139 | CSDR56 | DCTie
80140 | CSDR11 | DCTie
80180 | PNSCALT11A | Wind
80180 | PNSCALT11A | Wind
80181 | PNSCALT21A | Wind
80181 | PNSCALT21A | Wind
80223 | REYSHR G | Cogen
80224 | VISTRONG1 | Cogen
80225 | VISTRONG2 | Cogen
80226 | ALCOA G | Cogen
80227 | AIRCO G | Cogen
80263 | B_DAVIS31A | CC
80264 | B_DAVIS41A | CC
80265 | LARECU40A | GGT
80266 | LARECU50A | GGT
86104 | CID-138 | DCTie
86105 | CID-230 | DCTie
86106 | CUF-230 | DCTie
86107 | CUF-138 | DCTie
88198 | BEEVILLE | AVR
88253 | HAMILTON | BLT
88299 | ZAPATA | BLT
88508 | FALFURRI | AVR