## Set up
Step 1 | Go to the Zones worksheet in this workbook. Make sure that the source and sink zones are set correctly and the "1"s and "-1"s are correct |  | Summary of Key Data points | Value
File Description:
Step 2 | Open Dennis' file that needs to have the data transferred, same file that is listed in cell K27 |  | Number of units | 0
|  |  | Dec PTDF cutoff point | 0
Step 3 | Copy columns J:X from an old Dennis' Sheet to the new sheet (if first round of a new alaysis) |  | Dec PTDF cutoff unit | Name of Bus
|  |  | Dec 10% unit | Name of Bus
Step 4 | Mark the contingencies and monitored element set by a "y" in column K of Dennis' sheet, if there are a match on the filename use something to make unique |  | Dec max cumltv zone impact - cumltv zone share | 0
|  |  | Dec max cumltv zone impact - cumltv zone share pt | 0
Step 5 | Enter Dennis' file name into cell K27 |  | Dec max cumltv zone impact - cumltv zone share unit | 0
|  |  | South Zonal weighted AWGSF | 0.18739
Step 6 | click the step one button |  | North Zonal weighted AWGSF | -0.13644
|  |  | Inc PTDF cutoff point | 0
Step 7 | Enter the line ratings in Dennis' workbook, the Input worksheet, in the cells |  | Inc PTDF cutoff unit | Name of Bus
| X6:X30, or to the end of the selected list. |  | Inc 10% unit | Name of Bus
|  |  | Inc max cumltv zone impact - cumltv zone share | 0
Step 8 | Check to see that the number of generators in Dennis' file matches the length |  | Inc max cumltv zone impact - cumltv zone share pt | 0
| of the formulas in columns L:V (Distributed Slack - Dec) have been copied through to the apporpriate number of rows |  | Inc max cumltv zone impact - cumltv zone share unit | 0
| If Dennis' sheet data is less than this file then clear any old unit data in columns A:K of this workbook to match the correct leng |  | South Zonal weighted AWGSF | 0.18739
| It is only necessary to match the Distributed Slack - Dec worksheet. |  | North Zonal weighted AWGSF | -0.13644
|  |  | Min of zone correlation | 0.13415
Step 9 | Click the step 2 button |  | Bounary gen in North Zone | 0
| The last file saved will still be open, yopu will need to close this file. |  | Bounary gen in soucre zone as % of line | 0%
| This sheet willno longer be open. |  | Bounary gen in South Zone | 0
|  |  | Bounary gen in soucre zone as % of line | 0
|  |  | OL element line rating | 1072
|  |  | South Zonal weighted AWGSF | 0.19215
|  | SN_043009automation.xls | North Zonal weighted AWGSF | -0.13415
Copy Dennis' data step 1
Copy Dennis' Data Step 2

## Distributed Slack - Dec
Number of Bus | Name of Bus | ID | Area Name of Gen | AGC | P Sensitivity of Bus | Gen MW | Min MW | Max MW | V Sensitivity of Bus | Set Volt | Tech Type | Zone Impact | Zone Correlation | Inc Max | Dec Max | Souce S.F. Weighting | Souce Capacity | Sink S.F. Weighting | Sink Capacity | PTDF Calc | PTDF Weighting | Cumulative Concentrated Capacity | Cumulative Concentrated Impact
3432 | SANDOW_4G | 4 | South | YES | 0.26364 | 580 | 225 | 580 | 0 | 1.029 | LIGCO | 1 | 0.40007 | 0 | 580 | 152.9095 | 580 |  |  | 0.40007 | 232.0427 | 580 | 232.0427
13432 | SANDOW_5G | 5 | South | YES | 0.26364 | 581 | 225 | 581 | 0 | 1.029 | LIGCO | 1 | 0.40007 | 0 | 581 | 153.1731 | 581 |  |  | 0.40007 | 232.4428 | 1161 | 464.4855
7007 | L_LOSTPI1_1Y | 1 | South | YES | 0.23642 | 158.6 | 110 | 158 | 0 | 1 | CC | 1 | 0.37286 | 158 | 158 | 37.3544 | 158 |  |  | 0.37286 | 58.9114 | 1319 | 523.3969
7008 | L_LOSTPI1_2Y | 2 | South | YES | 0.23642 | 157.7 | 107 | 160 | 0 | 1 | CC | 1 | 0.37286 | 160 | 160 | 37.8272 | 160 |  |  | 0.37286 | 59.6571 | 1479 | 583.054 | Weighted Shift Factors
7009 | L_LOSTPI1_3Y | 3 | South | YES | 0.23642 | 173.9 | 72 | 175 | 0 | 1 | CC | 1 | 0.37286 | 175 | 175 | 41.3735 | 175 |  |  | 0.37286 | 65.2499 | 1654 | 648.3039 | South | 0.18739
7807 | L_BASTEN1_1Y | 1 | South | YES | 0.2332 | 152.5 | 83.5 | 152.5 | 0 | 1.004 | CC | 1 | 0.36964 | 152.5 | 152.5 | 35.5636 | 152.5 |  |  | 0.36964 | 56.3702 | 1806.5 | 704.6741 | North | -0.13644
7808 | L_BASTEN1_2Y | 1 | South | YES | 0.2332 | 149.5 | 83.5 | 149.5 | 0 | 1.004 | CC | 1 | 0.36964 | 149.5 | 149.5 | 34.864 | 149.5 |  |  | 0.36964 | 55.2613 | 1956 | 759.9354 |  | 0.32383
7809 | L_BASTEN1_3Y | 1 | South | YES | 0.2332 | 232.6 | 42 | 232.6 | 0 | 1.004 | CC | 1 | 0.36964 | 232.6 | 232.6 | 54.2433 | 232.6 |  |  | 0.36964 | 85.9784 | 2188.6 | 845.9138
7010 | L_FPPYD11_1Y | 1 | South | YES | 0.20836 | 547.4 | 200 | 606 | 0 | 1.02 | LIGCO | 1 | 0.34479 | 0 | 606 | 126.2631 | 606 |  |  | 0.34479 | 208.9438 |  |  | Line Cap | 1072
7011 | L_FPPYD11_2Y | 2 | South | YES | 0.20836 | 552.2 | 200 | 598 | 0 | 1.02 | LIGCO | 1 | 0.34479 | 0 | 598 | 124.5963 | 598 |  |  | 0.34479 | 206.1854 |  |  | Conc Gen | 2188.6
7012 | L_FPPYD21_3Y | 3 | South | YES | 0.20814 | 427.5 | 200 | 436 | 0 | 1.02 | LIGCO | 1 | 0.34458 | 0 | 436 | 90.7486 | 436 |  |  | 0.34458 | 150.235 |  |  | Weighted Imp. | 845.9138
7004 | L_SIMGID1_1Y | 1 | South | YES | 0.20468 | 132 | 40 | 132 | 0 | 1.02 | GST | 1 | 0.34112 | 132 | 132 | 27.0183 | 132 |  |  | 0.34112 | 45.0279 |  |  | PTDF | 0.38651
7005 | L_SIMGID1_2Y | 2 | South | YES | 0.20468 | 133 | 32 | 139 | 0 | 1.02 | GST | 1 | 0.34112 | 139 | 139 | 28.4511 | 139 |  |  | 0.34112 | 47.4158
7006 | L_SIMGID1_3Y | 3 | South | YES | 0.20468 | 324.9 | 60 | 329 | 0 | 1.02 | GST | 1 | 0.34112 | 329 | 329 | 67.341 | 329 |  |  | 0.34112 | 112.2287 |  |  | Concentration | 1.1936
9002 | DECKR_G3 | 3 | South | YES | 0.20457 | 0 | 24 | 42 |  | 1.015 | GGT | 1 | 0.34101 | 42 | 42 | 8.592 | 42 |  |  | 0.34101 | 14.3223
9003 | DECKR_G4 | 4 | South | YES | 0.20457 | 44 | 24 | 44 | 0 | 1.015 | GGT | 1 | 0.34101 | 44 | 44 | 9.0011 | 44 |  |  | 0.34101 | 15.0043 |  |  |  | Pass
9004 | DECKR_G5 | 5 | South | YES | 0.20457 | 44 | 24 | 44 | 0 | 1.015 | GGT | 1 | 0.34101 | 44 | 44 | 9.0011 | 44 |  |  | 0.34101 | 15.0043
9005 | DECKR_G6 | 6 | South | YES | 0.20457 | 44 | 24 | 47 | 0 | 1.015 | GGT | 1 | 0.34101 | 47 | 47 | 9.6148 | 47 |  |  | 0.34101 | 16.0274
9016 | SANDH_G1 | 1 | South | YES | 0.20295 | 45 | 2 | 49 | 0 | 1.0175 | GGT | 1 | 0.33939 | 49 | 49 | 9.9447 | 49 |  |  | 0.33939 | 16.6301
9017 | SANDH_G2 | 2 | South | YES | 0.20295 | 45 | 2 | 46 | 0 | 1.0175 | GGT | 1 | 0.33939 | 46 | 46 | 9.3358 | 46 |  |  | 0.33939 | 15.6119
9018 | SANDH_G3 | 3 | South | YES | 0.20295 | 45 | 2 | 46 | 0 | 1.0175 | GGT | 1 | 0.33939 | 46 | 46 | 9.3358 | 46 |  |  | 0.33939 | 15.6119
9019 | SANDH_G4 | 4 | South | YES | 0.20295 | 0 | 2 | 47 |  | 1.0175 | GGT | 1 | 0.33939 | 47 | 47 | 9.5388 | 47 |  |  | 0.33939 | 15.9513
9020 | SANDHG5A | 5A | South | YES | 0.20295 | 150 | 84 | 155 | 0 | 1.0175 | CC | 1 | 0.33939 | 155 | 155 | 31.4577 | 155 |  |  | 0.33939 | 52.6054
9021 | SANDHG5C | 5C | South | YES | 0.20295 | 140 | 0 | 148 | 0 | 1.0175 | CC | 1 | 0.33939 | 148 | 148 | 30.037 | 148 |  |  | 0.33939 | 50.2297
9000 | DECKR_G1 | 1 | South | YES | 0.20116 | 280 | 50 | 321 | 0 | 1.015 | GST | 1 | 0.3376 | 321 | 321 | 64.573 | 321 |  |  | 0.3376 | 108.3692
9001 | DECKR_G2 | 2 | South | YES | 0.20116 | 400 | 50 | 426 | 0 | 1.015 | GST | 1 | 0.3376 | 426 | 426 | 85.695 | 426 |  |  | 0.3376 | 143.817
7014 | L_HAYSEN1_1Y | 1 | South | YES | 0.19762 | 223.9 | 74 | 223.9 | 0 | 1.008 | CC | 1 | 0.33405 | 223.9 | 223.9 | 44.2464 | 223.9 |  |  | 0.33405 | 74.7946
7015 | L_HAYSEN1_2Y | 2 | South | YES | 0.19762 | 225 | 74 | 225 | 0 | 1.008 | CC | 1 | 0.33405 | 225 | 225 | 44.4638 | 225 |  |  | 0.33405 | 75.1621
7016 | L_HAYSEN1_3Y | 3 | South | YES | 0.19762 | 224.6 | 74 | 224.6 | 0 | 1.008 | CC | 1 | 0.33405 | 224.6 | 224.6 | 44.3848 | 224.6 |  |  | 0.33405 | 75.0285
7017 | L_HAYSEN1_4Y | 4 | South | YES | 0.19762 | 226.7 | 74 | 226.7 | 0 | 1.008 | CC | 1 | 0.33405 | 226.7 | 226.7 | 44.7998 | 226.7 |  |  | 0.33405 | 75.73
7303 | L_WPPGS12_1Y | 2 | South | YES | 0.19714 | 50 | 0 | 50 | 0 | 1.025 | GGT | 1 | 0.33358 | 50 | 50 | 9.8573 | 50 |  |  | 0.33358 | 16.6791
7303 | L_WPPGS12_1Y | 1 | South | YES | 0.19714 | 50 | 0 | 50 | 0 | 1.025 | GGT | 1 | 0.33358 | 50 | 50 | 9.8573 | 50 |  |  | 0.33358 | 16.6791
7305 | L_WPPGS34_1Y | 3 | South | YES | 0.19714 | 50 | 0 | 50 | 0 | 1.025 | GGT | 1 | 0.33358 | 50 | 50 | 9.8573 | 50 |  |  | 0.33358 | 16.6791
7305 | L_WPPGS34_1Y | 4 | South | YES | 0.19714 | 50 | 0 | 50 | 0 | 1.025 | GGT | 1 | 0.33358 | 50 | 50 | 9.8573 | 50 |  |  | 0.33358 | 16.6791
7020 | L_AUSTPL1_1Y | 2 | South | YES | 0.19603 | 0 | 0 | 8 |  | 1 | Hydro | 1 | 0.33246 | 0 | 0 | 0 | 0 |  |  | 0.33246 | 0
7020 | L_AUSTPL1_1Y | 1 | South | YES | 0.19603 | 0 | 0 | 8 |  | 1 | Hydro | 1 | 0.33246 | 0 | 0 | 0 | 0 |  |  | 0.33246 | 0
7810 | L_RIONOG1G1Y | 1 | South | YES | 0.19061 | 148 | 0 | 148 | 0 | 1.02 | CC | 1 | 0.32705 | 148 | 148 | 28.2104 | 148 |  |  | 0.32705 | 48.4031
7811 | L_RIONOG1G2Y | 2 | South | YES | 0.19061 | 148 | 0 | 148 | 0 | 1.02 | CC | 1 | 0.32705 | 148 | 148 | 28.2104 | 148 |  |  | 0.32705 | 48.4031
7812 | L_RIONOG1G3Y | 3 | South | YES | 0.19061 | 154 | 0 | 154 | 0 | 1.02 | CC | 1 | 0.32705 | 154 | 154 | 29.3541 | 154 |  |  | 0.32705 | 50.3653
7813 | L_RIONOG1S1Y | 4 | South | YES | 0.19061 | 293 | 0 | 293 | 0 | 1.02 | CC | 1 | 0.32705 | 293 | 293 | 55.849 | 293 |  |  | 0.32705 | 95.825
7487 | L_CANYHY8_1Y | 1 | South | YES | 0.19043 | 0 | 0 | 6 |  | 1 | Hydro | 1 | 0.32687 | 0 | 0 | 0 | 0 |  |  | 0.32687 | 0
7605 | L_MCQUEE9_1Y | 2 | South | YES | 0.18697 | 0 | 0 | 2.4 |  | 1.025 | Hydro | 1 | 0.3234 | 0 | 0 | 0 | 0 |  |  | 0.3234 | 0
7605 | L_MCQUEE9_1Y | 1 | South | YES | 0.18697 | 0 | 0 | 2.4 |  | 1.025 | Hydro | 1 | 0.3234 | 0 | 0 | 0 | 0 |  |  | 0.3234 | 0
7605 | L_MCQUEE9_1Y | 3 | South | YES | 0.18697 | 0 | 0 | 2.8 |  | 1.025 | Hydro | 1 | 0.3234 | 0 | 0 | 0 | 0 |  |  | 0.3234 | 0
7609 | L_SCHUMA8_1Y | 1 | South | YES | 0.18599 | 0 | 0 | 4 |  | 1 | Hydro | 1 | 0.32243 | 0 | 0 | 0 | 0 |  |  | 0.32243 | 0
7800 | L_GUADGE1_1Y | 1 | South | YES | 0.18418 | 147 | 30 | 147 | 0 | 1.02 | CC | 1 | 0.32061 | 147 | 147 | 27.074 | 147 |  |  | 0.32061 | 47.1302
7801 | L_GUADGE1_2Y | 2 | South | YES | 0.18418 | 138 | 30 | 138 | 0 | 1.02 | CC | 1 | 0.32061 | 138 | 138 | 25.4164 | 138 |  |  | 0.32061 | 44.2447
7802 | L_GUADGE1_3Y | 3 | South | YES | 0.18418 | 146 | 30 | 146 | 0 | 1.02 | CC | 1 | 0.32061 | 146 | 146 | 26.8898 | 146 |  |  | 0.32061 | 46.8096
7803 | L_GUADGE1_4Y | 4 | South | YES | 0.18418 | 149 | 30 | 149 | 0 | 1.02 | CC | 1 | 0.32061 | 149 | 149 | 27.4424 | 149 |  |  | 0.32061 | 47.7714
7804 | L_GUADGE1_5Y | 5 | South | YES | 0.18418 | 182 | 30 | 182 | 0 | 1.02 | CC | 1 | 0.32061 | 182 | 182 | 33.5202 | 182 |  |  | 0.32061 | 58.3517
7805 | L_GUADGE1_6Y | 6 | South | YES | 0.18418 | 203 | 30 | 203 | 0 | 1.02 | CC | 1 | 0.32061 | 203 | 203 | 37.3879 | 203 |  |  | 0.32061 | 65.0846
7624 | L_LAKEWO9_1Y | 1 | South | YES | 0.18272 | 0 | 0 | 2.4 |  | 1 | Hydro | 1 | 0.31916 | 0 | 0 | 0 | 0 |  |  | 0.31916 | 0
7624 | L_LAKEWO9_1Y | 2 | South | YES | 0.18272 | 0 | 0 | 2.4 |  | 1 | Hydro | 1 | 0.31916 | 0 | 0 | 0 | 0 |  |  | 0.31916 | 0
5436 | TUTTL_WBT1G1 | 1 | South | YES | 0.17898 | 48.8 | 20 | 61 | 0 | 1.012 | GST | 1 | 0.31541 | 61 | 61 | 10.9177 | 61 |  |  | 0.31541 | 19.2403
5438 | TUTTL_WBT3G3 | 3 | South | YES | 0.17898 | 95 | 25 | 95 | 0 | 1.012 | GST | 1 | 0.31541 | 95 | 95 | 17.0029 | 95 |  |  | 0.31541 | 29.9644
5439 | TUTTL_WBT4G4 | 4 | South | YES | 0.17898 | 120.8 | 40 | 151 | 0 | 1.012 | GST | 1 | 0.31541 | 151 | 151 | 27.0257 | 151 |  |  | 0.31541 | 47.6276
5111 | CALAVER_JTD1 | 1 | South | YES | 0.17826 | 430 | 80 | 430 | 0 | 1.0138 | LIGCO | 1 | 0.3147 | 0 | 430 | 76.6531 | 430 |  |  | 0.3147 | 135.3209
5112 | CALAVER_JTD2 | 2 | South | YES | 0.17826 | 430 | 80 | 430 | 0 | 1.0138 | LIGCO | 1 | 0.3147 | 0 | 430 | 76.6531 | 430 |  |  | 0.3147 | 135.3209
5396 | CALAVER_OWS1 | 1 | South | YES | 0.17805 | 418 | 80 | 418 | 0 | 1.0192 | GST | 1 | 0.31449 | 418 | 418 | 74.4245 | 418 |  |  | 0.31449 | 131.455
5397 | CALAVER_OWS2 | 2 | South | YES | 0.17805 | 400 | 80 | 400 | 0 | 1.0192 | GST | 1 | 0.31449 | 400 | 400 | 71.2196 | 400 |  |  | 0.31449 | 125.7943
5476 | BRA_AVR1_CT1 | 1 | South | YES | 0.17791 | 155 | 90 | 155 | 0 | 1.017 | CC | 1 | 0.31435 | 155 | 155 | 27.5764 | 155 |  |  | 0.31435 | 48.724
5477 | BRA_AVR1_ST1 | 1 | South | YES | 0.17791 | 174 | 138 | 174 | 0 | 1.017 | CC | 1 | 0.31435 | 174 | 174 | 30.9567 | 174 |  |  | 0.31435 | 54.6967
5478 | BRA_AVR1_CT2 | 1 | South | YES | 0.17791 | 155 | 90 | 155 | 0 | 1.017 | CC | 1 | 0.31435 | 155 | 155 | 27.5764 | 155 |  |  | 0.31435 | 48.724
5026 | BRAUNIG_VHB1 | 1 | South | YES | 0.17785 | 215 | 40 | 215 | 0 | 1.0192 | GST | 1 | 0.31428 | 215 | 215 | 38.2371 | 215 |  |  | 0.31428 | 67.571
5027 | BRAUNIG_VHB2 | 2 | South | YES | 0.17785 | 172.8 | 40 | 216 | 0 | 1.0192 | GST | 1 | 0.31428 | 216 | 216 | 38.415 | 216 |  |  | 0.31428 | 67.8853
5031 | BRA_VHBCT1 | 1 | South | YES | 0.17785 | 44 | 24 | 44 | 0 | 1.0192 | #N/A | 1 | 0.31428 | 44 | 44 | 7.8253 | 44 |  |  | 0.31428 | 13.8285
5032 | BRA_VHBCT2 | 2 | South | YES | 0.17785 | 44 | 24 | 44 | 0 | 1.0192 | #N/A | 1 | 0.31428 | 44 | 44 | 7.8253 | 44 |  |  | 0.31428 | 13.8285
5033 | BRA_VHBCT3 | 3 | South | YES | 0.17785 | 43 | 24 | 43 | 0 | 1.0192 | #N/A | 1 | 0.31428 | 43 | 43 | 7.6474 | 43 |  |  | 0.31428 | 13.5142
5034 | BRA_VHBCT4 | 4 | South | YES | 0.17785 | 45 | 24 | 45 | 0 | 1.0192 | #N/A | 1 | 0.31428 | 45 | 45 | 8.0031 | 45 |  |  | 0.31428 | 14.1428
5028 | BRAUNIG_VHB3 | 3 | South | YES | 0.17775 | 407 | 60 | 407 | 0 | 1.0138 | GST | 1 | 0.31419 | 407 | 407 | 72.3447 | 407 |  |  | 0.31419 | 127.8744
5401 | CALAVER_JKS1 | 1 | South | YES | 0.17748 | 562 | 100 | 562 | 0 | 1.018 | LIGCO | 1 | 0.31392 | 0 | 562 | 99.7443 | 562 |  |  | 0.31392 | 176.4217
5264 | LEON_LCP3G3 | 3 | South | YES | 0.17664 | 0 | 20 | 58 |  | 1.0197 | GST | 1 | 0.31308 | 58 | 58 | 10.2452 | 58 |  |  | 0.31308 | 18.1586
5265 | LEON_LCP4G4 | 4 | South | YES | 0.17664 | 71.2 | 25 | 89 | 0 | 1.0197 | GST | 1 | 0.31308 | 89 | 89 | 15.7211 | 89 |  |  | 0.31308 | 27.864
5266 | LEON_LCPCT1 | 1 | South | YES | 0.17664 | 44 | 24 | 44 | 0 | 1.0197 | GGT | 1 | 0.31308 | 44 | 44 | 7.7722 | 44 |  |  | 0.31308 | 13.7755
5267 | LEON_LCPCT2 | 2 | South | YES | 0.17664 | 44 | 24 | 44 | 0 | 1.0197 | GGT | 1 | 0.31308 | 44 | 44 | 7.7722 | 44 |  |  | 0.31308 | 13.7755
5268 | LEON_LCPCT3 | 3 | South | YES | 0.17664 | 43 | 24 | 43 | 0 | 1.0197 | GGT | 1 | 0.31308 | 43 | 43 | 7.5956 | 43 |  |  | 0.31308 | 13.4624
5269 | LEON_LCPCT4 | 4 | South | YES | 0.17664 | 45 | 24 | 45 | 0 | 1.0197 | GGT | 1 | 0.31308 | 45 | 45 | 7.9489 | 45 |  |  | 0.31308 | 14.0885
8189 | CUECPL2A | 1 | South | YES | 0.17381 | 12 | 0 | 12 | 0 | 1.02 | Cogen | 1 | 0.31025 | 0 | 0 | 0 | 0 |  |  | 0.31025 | 0
7031 | L_MARSFO1G1Y | 1 | South | YES | 0.17299 | 0 | 0 | 36 |  | 1 | Hydro | 1 | 0.30943 | 0 | 0 | 0 | 0 |  |  | 0.30943 | 0
7032 | L_MARSFO1G2Y | 2 | South | YES | 0.17299 | 0 | 0 | 35 |  | 1 | Hydro | 1 | 0.30943 | 0 | 0 | 0 | 0 |  |  | 0.30943 | 0
7033 | L_MARSFO1G3Y | 3 | South | YES | 0.17299 | 0 | 0 | 36 |  | 1 | Hydro | 1 | 0.30943 | 0 | 0 | 0 | 0 |  |  | 0.30943 | 0
5903 | SANMIGUELGEN | 1 | South | YES | 0.17008 | 396.3 | 180 | 396.3 | 0 | 1.0331 | LIGCO | 1 | 0.30652 | 0 | 396.3 | 67.4043 | 396.3 |  |  | 0.30652 | 121.4741
5890 | PEARSALLGEN1 | 1 | South | YES | 0.15888 | 19.2 | 6 | 24 | 0 | 1.0161 | GST | 1 | 0.29532 | 24 | 24 | 3.8131 | 24 |  |  | 0.29532 | 7.0876
5891 | PEARSALLGEN2 | 1 | South | YES | 0.15888 | 19.4 | 6 | 24.3 | 0 | 1.0161 | GST | 1 | 0.29532 | 24.3 | 24.3 | 3.8608 | 24.3 |  |  | 0.29532 | 7.1762
5892 | PEARSALLGEN3 | 1 | South | YES | 0.15888 | 19.1 | 6 | 23.9 | 0 | 1.0161 | GST | 1 | 0.29532 | 23.9 | 23.9 | 3.7973 | 23.9 |  |  | 0.29532 | 7.0581
88198 | BEEVILLE | F | South | YES | 0.15835 | 0 | 0 | 0 | 0 | 1.02 | AVR | 1 | 0.29478 | 0 | 0 | 0 | 0 |  |  | 0.29478 | 0
8161 | COLETO0A | 1 | South | YES | 0.15707 | 633 | 200 | 633 | 0 | 1.03 | LIGCO | 1 | 0.29351 | 0 | 633 | 99.4259 | 633 |  |  | 0.29351 | 185.7904
80080 | GWINDT11A | 4 | South | YES | 0.15209 | 8.2 | 0 | 19 | 0 | 1.025 | Wind | 1 | 0.28852 | 0 | 19 | 2.8897 | 19 |  |  | 0.28852 | 5.482
80080 | GWINDT11A | 3 | South | YES | 0.15209 | 16.4 | 0 | 38 | 0 | 1.025 | Wind | 1 | 0.28852 | 0 | 38 | 5.7793 | 38 |  |  | 0.28852 | 10.9639
80080 | GWINDT11A | 2 | South | YES | 0.15209 | 17.7 | 0 | 41 | 0 | 1.025 | Wind | 1 | 0.28852 | 0 | 41 | 6.2356 | 41 |  |  | 0.28852 | 11.8295
80080 | GWINDT11A | 1 | South | YES | 0.15209 | 40.6 | 0 | 94 | 0 | 1.025 | Wind | 1 | 0.28852 | 0 | 94 | 14.2963 | 94 |  |  | 0.28852 | 27.1213
80081 | GWINDT21A | 2 | South | YES | 0.15209 | 15.5 | 0 | 36 | 0 | 1.025 | Wind | 1 | 0.28852 | 0 | 36 | 5.4752 | 36 |  |  | 0.28852 | 10.3869
80081 | GWINDT21A | 1 | South | YES | 0.15209 | 40.6 | 0 | 94 | 0 | 1.025 | Wind | 1 | 0.28852 | 0 | 94 | 14.2963 | 94 |  |  | 0.28852 | 27.1213
80081 | GWINDT21A | 4 | South | YES | 0.15209 | 9.5 | 0 | 22 | 0 | 1.025 | Wind | 1 | 0.28852 | 0 | 22 | 3.3459 | 22 |  |  | 0.28852 | 6.3475
80081 | GWINDT21A | 3 | South | YES | 0.15209 | 18.6 | 0 | 43 | 0 | 1.025 | Wind | 1 | 0.28852 | 0 | 43 | 6.5398 | 43 |  |  | 0.28852 | 12.4066
80180 | PNSCALT11A | 2 | South | YES | 0.15209 | 21.6 | 0 | 50 | 0 | 1.025 | Wind | 1 | 0.28852 | 0 | 50 | 7.6044 | 50 |  |  | 0.28852 | 14.4262
80180 | PNSCALT11A | 1 | South | YES | 0.15209 | 63 | 0 | 146 | 0 | 1.025 | Wind | 1 | 0.28852 | 0 | 146 | 22.2048 | 146 |  |  | 0.28852 | 42.1246
80181 | PNSCALT21A | 2 | South | YES | 0.15209 | 21.6 | 0 | 50 | 0 | 1.025 | Wind | 1 | 0.28852 | 0 | 50 | 7.6044 | 50 |  |  | 0.28852 | 14.4262
80181 | PNSCALT21A | 1 | South | YES | 0.15209 | 23.7 | 0 | 55 | 0 | 1.025 | Wind | 1 | 0.28852 | 0 | 55 | 8.3648 | 55 |  |  | 0.28852 | 15.8689
8517 | CELANEBI0A | 1 | South | YES | 0.15203 | 29 | 0 | 29 | 0 | 1.02 | Cogen | 1 | 0.28846 | 0 | 0 | 0 | 0 |  |  | 0.28846 | 0
5932 | SI_RAY9 | 9 | South | YES | 0.15201 | 32 | 32 | 38 | 0 | 1.035 | CC | 1 | 0.28844 | 38 | 38 | 5.7763 | 38 |  |  | 0.28844 | 10.9609
5933 | SI_RAY6 | 6 | South | YES | 0.15201 | 15.4 | 10 | 19.3 | 0 | 1.035 | GST | 1 | 0.28844 | 19.3 | 19.3 | 2.9338 | 19.3 |  |  | 0.28844 | 5.567
5935 | SI_RAY10 | 10 | South | YES | 0.15201 | 47 | 10 | 47 | 0 | 1.03 | CC | 1 | 0.28844 | 47 | 47 | 7.1444 | 47 |  |  | 0.28844 | 13.5569
80003 | MILHWYS | F | South | YES | 0.15201 | 0 | 0 | 0 | 0 | 1.0168 | AVR | 1 | 0.28844 | 0 | 0 | 0 | 0 |  |  | 0.28844 | 0
8981 | HECN1 | 1 | South | YES | 0.15187 | 144.8 | 0 | 144.8 | 0 | 1.0304 | CC | 1 | 0.2883 | 144.8 | 144.8 | 21.9902 | 144.8 |  |  | 0.2883 | 41.7462
8982 | HECN2 | 2 | South | YES | 0.15187 | 144.1 | 0 | 144.1 | 0 | 1.0304 | CC | 1 | 0.2883 | 144.1 | 144.1 | 21.8839 | 144.1 |  |  | 0.2883 | 41.5444
8983 | HECN3 | 3 | South | YES | 0.15187 | 171.9 | 0 | 171.9 | 0 | 1.0304 | CC | 1 | 0.2883 | 171.9 | 171.9 | 26.1058 | 171.9 |  |  | 0.2883 | 49.5592
8936 | MVGN#1 | 1 | South | YES | 0.15186 | 216.6 | 0 | 216.6 | 0 | 1.0304 | CC | 1 | 0.2883 | 216.6 | 216.6 | 32.894 | 216.6 |  |  | 0.2883 | 62.4461
8937 | MVGN#2 | 2 | South | YES | 0.15186 | 216.7 | 0 | 216.7 | 0 | 1.0304 | CC | 1 | 0.2883 | 216.7 | 216.7 | 32.9091 | 216.7 |  |  | 0.2883 | 62.475
8938 | MVGN#3 | 3 | South | YES | 0.15186 | 250.9 | 0 | 250.9 | 0 | 1.0304 | CC | 1 | 0.2883 | 250.9 | 250.9 | 38.1029 | 250.9 |  |  | 0.2883 | 72.3349
8933 | FGNTS001 | 1 | South | YES | 0.15167 | 146.5 | 0 | 146.5 | 0 | 1.03 | CC | 1 | 0.28811 | 146.5 | 146.5 | 22.2201 | 146.5 |  |  | 0.28811 | 42.2081
8934 | FGNTS101 | 2 | South | YES | 0.15167 | 147.9 | 0 | 147.9 | 0 | 1.03 | CC | 1 | 0.28811 | 147.9 | 147.9 | 22.4324 | 147.9 |  |  | 0.28811 | 42.6114
8935 | FGNTS201 | 3 | South | YES | 0.15167 | 173 | 0 | 173 | 0 | 1.03 | CC | 1 | 0.28811 | 173 | 173 | 26.2394 | 173 |  |  | 0.28811 | 49.843
8511 | OXY_CC0A | 1 | South | YES | 0.15163 | 30.3 | 0 | 38 |  | 1.027 | Cogen | 1 | 0.28806 | 0 | 0 | 0 | 0 |  |  | 0.28806 | 0
8461 | KOCH_UP0A | 1 | South | YES | 0.15162 | 38 | 0 | 38 | 0 | 1.012 | Cogen | 1 | 0.28806 | 0 | 0 | 0 | 0 |  |  | 0.28806 | 0
8506 | VAL #1 | 1 | South | YES | 0.15151 | 20.9 | 0 | 25 | 0 | 1.0055 | Cogen | 1 | 0.28794 | 0 | 0 | 0 | 0 |  |  | 0.28794 | 0
8507 | VAL #2 | 2 | South | YES | 0.15151 | 20.9 | 0 | 25 | 0 | 1.0055 | Cogen | 1 | 0.28794 | 0 | 0 | 0 | 0 |  |  | 0.28794 | 0
8459 | B_DAVIS0B | MB | South | YES | 0.15144 | 0 | 50 | 339 |  | 1.03 | GSC | 1 | 0.28787 | 0 | 0 | 0 | 0 |  |  | 0.28787 | 0
8460 | B_DAVIS0A | MB | South | YES | 0.15144 | 0 | 50 | 340 |  | 1.03 | GSC | 1 | 0.28787 | 0 | 0 | 0 | 0 |  |  | 0.28787 | 0
8456 | COSW#1 | 1 | South | YES | 0.15129 | 20 | 0 | 20 | 0 | 1.027 | Cogen | 1 | 0.28773 | 0 | 0 | 0 | 0 |  |  | 0.28773 | 0
8457 | COSW#2 | 2 | South | YES | 0.15129 | 14 | 0 | 14 | 0 | 1.027 | Cogen | 1 | 0.28773 | 0 | 0 | 0 | 0 |  |  | 0.28773 | 0
8560 | CNOPGT1 | 1 | South | YES | 0.15123 | 148.3 | 0 | 148.3 | 0 | 1.03 | Cogen | 1 | 0.28766 | 0 | 0 | 0 | 0 |  |  | 0.28766 | 0
8561 | CNOPGT2 | 2 | South | YES | 0.15123 | 148.6 | 0 | 148.6 | 0 | 1.03 | Cogen | 1 | 0.28766 | 0 | 0 | 0 | 0 |  |  | 0.28766 | 0
8562 | CNOPST1 | 3 | South | YES | 0.15123 | 153 | 0 | 153 | 0 | 1.03 | Cogen | 1 | 0.28766 | 0 | 0 | 0 | 0 |  |  | 0.28766 | 0
88508 | FALFURRI | F | South | YES | 0.15111 | 0 | 0 | 0 | 0 | 1 | AVR | 1 | 0.28755 | 0 | 0 | 0 | 0 |  |  | 0.28755 | 0
8173 | VICEC51A | 5 | South | YES | 0.15108 | 144 | 18 | 144 | 0 | 1.025 | CC | 1 | 0.28751 | 144 | 144 | 21.7549 | 144 |  |  | 0.28751 | 41.4018
8174 | VICEC61A | 6 | South | YES | 0.15108 | 188 | 42 | 188 | 0 | 1.025 | CC | 1 | 0.28751 | 188 | 188 | 28.4023 | 188 |  |  | 0.28751 | 54.0524
5728 | FALCONHYDRO2 | 2 | South | YES | 0.1505 | 12 | 0 | 12 | 0 | 1.0227 | Hydro | 1 | 0.28694 | 0 | 0 | 0 | 0 |  |  | 0.28694 | 0
5729 | FALCONHYDRO3 | 3 | South | YES | 0.1505 | 11 | 0 | 11 | 0 | 1.0227 | Hydro | 1 | 0.28694 | 0 | 0 | 0 | 0 |  |  | 0.28694 | 0
8048 | FALCONHYDRO1 | 1 | South | YES | 0.1505 | 12 | 0 | 12 | 0 | 1.0227 | Hydro | 1 | 0.28694 | 0 | 0 | 0 | 0 |  |  | 0.28694 | 0
8926 | LGE_GT10A | 1 | South | YES | 0.15008 | 158 | 0 | 158 | 0 | 1.03 | Cogen | 1 | 0.28652 | 0 | 0 | 0 | 0 |  |  | 0.28652 | 0
8927 | LGE_GT20A | 2 | South | YES | 0.15008 | 153 | 0 | 153 | 0 | 1.03 | Cogen | 1 | 0.28652 | 0 | 0 | 0 | 0 |  |  | 0.28652 | 0
8928 | LGE_STG0A | 3 | South | YES | 0.15008 | 100 | 0 | 100 | 0 | 1.03 | Cogen | 1 | 0.28652 | 0 | 0 | 0 | 0 |  |  | 0.28652 | 0
8930 | ICPGN10A | 1 | South | YES | 0.15008 | 149 | 0 | 149 | 0 | 1.03 | Cogen | 1 | 0.28652 | 0 | 0 | 0 | 0 |  |  | 0.28652 | 0
8931 | ICPGN20A | 2 | South | YES | 0.15008 | 150 | 0 | 150 | 0 | 1.03 | Cogen | 1 | 0.28652 | 0 | 0 | 0 | 0 |  |  | 0.28652 | 0
8932 | ICPGN30A | 3 | South | YES | 0.15008 | 127 | 0 | 127 | 0 | 1.03 | Cogen | 1 | 0.28652 | 0 | 0 | 0 | 0 |  |  | 0.28652 | 0
80223 | REYSHR G | 1 | South | YES | 0.15008 | 12 | 0 | 12 | 0 | 1.032 | Cogen | 1 | 0.28652 | 0 | 0 | 0 | 0 |  |  | 0.28652 | 0
8066 | DUP1V#1 | 1 | South | YES | 0.14974 | 52.3 | 0 | 73 | 0 | 1.01 | Cogen | 1 | 0.28618 | 0 | 0 | 0 | 0 |  |  | 0.28618 | 0
5508 | RAYBURNCC9 | 1 | South | YES | 0.14971 | 47.7 | 18.2 | 47.7 | 0 | 1.0296 | CC | 1 | 0.28614 | 47.7 | 47.7 | 7.141 | 47.7 |  |  | 0.28614 | 13.6491
5509 | RAYBURNCC10 | 1 | South | YES | 0.14971 | 37.3 | 5.2 | 37.3 | 0 | 1.0296 | CC | 1 | 0.28614 | 37.3 | 37.3 | 5.5841 | 37.3 |  |  | 0.28614 | 10.6732
5511 | RAYBURNCC7 | 1 | South | YES | 0.14971 | 47.5 | 18.2 | 47.5 | 0 | 1.0296 | CC | 1 | 0.28614 | 47.5 | 47.5 | 7.1111 | 47.5 |  |  | 0.28614 | 13.5918
5512 | RAYBURNCC8 | 1 | South | YES | 0.14971 | 49.3 | 18.2 | 49.3 | 0 | 1.0296 | CC | 1 | 0.28614 | 49.3 | 49.3 | 7.3806 | 49.3 |  |  | 0.28614 | 14.1069
88299 | ZAPATA | F | South | YES | 0.14938 | 0 | 0 | 0 | 0 | 1.02 | BLT | 1 | 0.28581 | 0 | 0 | 0 | 0 |  |  | 0.28581 | 0
5503 | RAYBURNGEN3 | 1 | South | YES | 0.14861 | 17.6 | 6 | 22 | 0 | 1.0223 | GST | 1 | 0.28505 | 22 | 22 | 3.2694 | 22 |  |  | 0.28505 | 6.271
5505 | RAYBURNGEN1 | 1 | South | YES | 0.14861 | 0 | 1 | 11 |  | 1.0223 | GGT | 1 | 0.28505 | 11 | 11 | 1.6347 | 11 |  |  | 0.28505 | 3.1355
5506 | RAYBURNGEN2 | 1 | South | YES | 0.14861 | 0 | 1 | 11 |  | 1.0223 | GGT | 1 | 0.28505 | 11 | 11 | 1.6347 | 11 |  |  | 0.28505 | 3.1355
80012 | LAR | F | South | YES | 0.14775 | 0 | 0 | 0 | 0 | 1.04 | DCTie | 1 | 0.28419 | 0 | 0 | 0 | 0 |  |  | 0.28419 | 0
80265 | LARECU40A | 4 | South | YES | 0.14775 | 80 | 0 | 100 |  | 1.039 | GGT | 1 | 0.28419 | 100 | 100 | 14.7749 | 100 |  |  | 0.28419 | 28.4186
80266 | LARECU50A | 5 | South | YES | 0.14775 | 80 | 0 | 100 |  | 1.039 | GGT | 1 | 0.28419 | 100 | 100 | 14.7749 | 100 |  |  | 0.28419 | 28.4186
80224 | VISTRONG1 | 1 | South | YES | 0.14743 | 13.1 | 0 | 15 | 0 | 1.01 | Cogen | 1 | 0.28386 | 0 | 0 | 0 | 0 |  |  | 0.28386 | 0
80225 | VISTRONG2 | 2 | South | YES | 0.14743 | 20.2 | 0 | 23 | 0 | 1.01 | Cogen | 1 | 0.28386 | 0 | 0 | 0 | 0 |  |  | 0.28386 | 0
80227 | AIRCO G | 1 | South | YES | 0.14657 | 7.2 | 0 | 8 | 0 | 1.0104 | Cogen | 1 | 0.28301 | 0 | 0 | 0 | 0 |  |  | 0.28301 | 0
8147 | UCAR #2 | 10 | South | YES | 0.14619 | 18.2 | 0 | 28 |  | 1 | Cogen | 1 | 0.28263 | 0 | 0 | 0 | 0 |  |  | 0.28263 | 0
8148 | UCAR #1 | 2 | South | YES | 0.14619 | 6.1 | 0 | 7 | 0 | 1.009 | Cogen | 1 | 0.28263 | 0 | 0 | 0 | 0 |  |  | 0.28263 | 0
80137 | CSDR89 | 9 | South | YES | 0.14619 | 0 | 0 | 15 |  | 1.003 | DCTie | 1 | 0.28263 | 0 | 0 | 0 | 0 |  |  | 0.28263 | 0
80137 | CSDR89 | 8 | South | YES | 0.14619 | 33.9 | 0 | 39 |  | 1.003 | DCTie | 1 | 0.28263 | 0 | 0 | 0 | 0 |  |  | 0.28263 | 0
80138 | CSDR7 | 7 | South | YES | 0.14619 | 6.1 | 0 | 7 | 0 | 1.014 | DCTie | 1 | 0.28263 | 0 | 0 | 0 | 0 |  |  | 0.28263 | 0
80139 | CSDR56 | 6 | South | YES | 0.14619 | 0 | 0 | 39 |  | 1.0033 | DCTie | 1 | 0.28263 | 0 | 0 | 0 | 0 |  |  | 0.28263 | 0
80139 | CSDR56 | 5 | South | YES | 0.14619 | 15 | 0 | 15 |  | 1.0033 | DCTie | 1 | 0.28263 | 0 | 0 | 0 | 0 |  |  | 0.28263 | 0
80140 | CSDR11 | 11 | South | YES | 0.14619 | 33.9 | 0 | 39 | 0 | 1.03 | DCTie | 1 | 0.28263 | 0 | 0 | 0 | 0 |  |  | 0.28263 | 0
80226 | ALCOA G | 1 | South | YES | 0.14291 | 32.3 | 5 | 48 | 0 | 1.015 | Cogen | 1 | 0.27935 | 0 | 0 | 0 | 0 |  |  | 0.27935 | 0
8134 | FOR #1 | 1 | South | YES | 0.14193 | 54.1 | 45 | 79 | 0 | 1.03 | Cogen | 1 | 0.27837 | 0 | 0 | 0 | 0 |  |  | 0.27837 | 0
8138 | FOR #2 | 2 | South | YES | 0.14193 | 63.1 | 45 | 81 | 0 | 1.03 | Cogen | 1 | 0.27837 | 0 | 0 | 0 | 0 |  |  | 0.27837 | 0
8153 | FOR #3 | 3 | South | YES | 0.14193 | 63.1 | 45 | 79.9 | 0 | 1.03 | Cogen | 1 | 0.27837 | 0 | 0 | 0 | 0 |  |  | 0.27837 | 0
8154 | FOR #4 | 4 | South | YES | 0.14193 | 63.1 | 60 | 80 | 0 | 1.03 | Cogen | 1 | 0.27837 | 0 | 0 | 0 | 0 |  |  | 0.27837 | 0
8155 | FOR #5 | 5 | South | YES | 0.14193 | 63.1 | 60 | 78.4 | 0 | 1.03 | Cogen | 1 | 0.27837 | 0 | 0 | 0 | 0 |  |  | 0.27837 | 0
8156 | FOR #6 | 6 | South | YES | 0.14193 | 24.9 | 5 | 25 | 0 | 1.03 | Cogen | 1 | 0.27837 | 0 | 0 | 0 | 0 |  |  | 0.27837 | 0
8157 | FOR #7 | 7 | South | YES | 0.14193 | 28.8 | 5 | 46 | 0 | 1.03 | Cogen | 1 | 0.27837 | 0 | 0 | 0 | 0 |  |  | 0.27837 | 0
80051 | FOR #8 | 8 | South | YES | 0.14193 | 28 | 28 | 28 | 0 | 1.016 | Cogen | 1 | 0.27837 | 0 | 0 | 0 | 0 |  |  | 0.27837 | 0
80052 | FOR #9 | 9 | South | YES | 0.14193 | 29.7 | 5 | 43.6 | 0 | 1.03 | Cogen | 1 | 0.27837 | 0 | 0 | 0 | 0 |  |  | 0.27837 | 0
80053 | FOR #10 | 10 | South | YES | 0.14193 | 68.4 | 45 | 75 | 0 | 1.03 | Cogen | 1 | 0.27837 | 0 | 0 | 0 | 0 |  |  | 0.27837 | 0
7028 | L_MARBFA1_1Y | 1 | South | YES | 0.13871 | 0 | 0 | 18 |  | 1 | Hydro | 1 | 0.27515 | 0 | 0 | 0 | 0 |  |  | 0.27515 | 0
7029 | L_MARBFA1_2Y | 2 | South | YES | 0.13871 | 0 | 0 | 18 |  | 1 | Hydro | 1 | 0.27515 | 0 | 0 | 0 | 0 |  |  | 0.27515 | 0
7035 | L_WIRTZ_1G1Y | 1 | South | YES | 0.12381 | 0 | 0 | 29 |  | 1 | Hydro | 1 | 0.26025 | 0 | 0 | 0 | 0 |  |  | 0.26025 | 0
7036 | L_WIRTZ_1G2Y | 2 | South | YES | 0.12381 | 23 | 0 | 29.8 |  | 1 | Hydro | 1 | 0.26025 | 0 | 0 | 0 | 0 |  |  | 0.26025 | 0
7000 | L_FERGUS1_1Y | 1 | South | YES | 0.1236 | 400 | 65 | 423.3 | 0 | 1.015 | GSC | 1 | 0.26003 | 423.3 | 423.3 | 52.3186 | 423.3 |  |  | 0.26003 | 110.0723
80010 | EPLVT1 | F | South | YES | 0.10774 | 0 | 0 | 0 |  | 1.0376 | #N/A | 1 | 0.24417 | 0 | 0 | 0 | 0 |  |  | 0.24417 | 0
5911 | STP_GN1___1 | 1 | Houston | YES | 0.10689 | 1333 | 1249 | 1333 | 0 | 1.0406 | Nuc | 1 | 0.24333 | 0 | 0 |  |  |  |  | 0.24333 | 0
5912 | STP_GN2___2 | 2 | Houston | YES | 0.10689 | 1332 | 1249 | 1332 | 0 | 1.0406 | Nuc | 1 | 0.24333 | 0 | 0 |  |  |  |  | 0.24333 | 0
48731 | CBE_GT1 | 1 | Houston | YES | 0.10607 | 76 | 0 | 76 | 0 | 1.029 | CC | 1 | 0.24251 | 76 | 76 |  |  |  |  | 0.24251 | 18.4308
48732 | CBE_GT2 | 1 | Houston | YES | 0.10607 | 76 | 0 | 76 | 0 | 1.029 | CC | 1 | 0.24251 | 76 | 76 |  |  |  |  | 0.24251 | 18.4308
48733 | CBE_ST12 | 1 | Houston | YES | 0.10607 | 105 | 0 | 105 | 0 | 1.029 | CC | 1 | 0.24251 | 105 | 105 |  |  |  |  | 0.24251 | 25.4636
48734 | CBE_GT3 | 1 | Houston | YES | 0.10607 | 76 | 0 | 76 | 0 | 1.029 | CC | 1 | 0.24251 | 76 | 76 |  |  |  |  | 0.24251 | 18.4308
48735 | CBE_GT4 | 1 | Houston | YES | 0.10607 | 76 | 0 | 76 | 0 | 1.029 | CC | 1 | 0.24251 | 76 | 76 |  |  |  |  | 0.24251 | 18.4308
48736 | CBE_ST34 | 1 | Houston | YES | 0.10607 | 105 | 0 | 105 | 0 | 1.029 | CC | 1 | 0.24251 | 105 | 105 |  |  |  |  | 0.24251 | 25.4636
8262 | ELPS | 1 | South | YES | 0.10221 | 6 | 6 | 6 | 0 | 1.15 | Hydro | 1 | 0.23864 | 0 | 0 | 0 | 0 |  |  | 0.23864 | 0
48911 | TGF_GT1_8000 | 1 | Houston | YES | 0.10137 | 69.2 | 0 | 69.2 |  | 1.029 | Cogen | 1 | 0.23781 | 0 | 0 |  |  |  |  | 0.23781 | 0
7026 | L_INKSDA1_1Y | 1 | South | YES | 0.095178 | 0 | 0 | 13.7 |  | 1 | Hydro | 1 | 0.23161 | 0 | 0 | 0 | 0 |  |  | 0.23161 | 0
7022 | L_BUCHAN1_1Y | 1 | South | YES | 0.091569 | 0 | 0 | 18 |  | 1 | Hydro | 1 | 0.22801 | 0 | 0 | 0 | 0 |  |  | 0.22801 | 0
7023 | L_BUCHAN1_2Y | 2 | South | YES | 0.091569 | 0 | 0 | 18 |  | 1 | Hydro | 1 | 0.22801 | 0 | 0 | 0 | 0 |  |  | 0.22801 | 0
7024 | L_BUCHAN1_3Y | 3 | South | YES | 0.091569 | 0 | 0 | 15 |  | 1 | Hydro | 1 | 0.22801 | 0 | 0 | 0 | 0 |  |  | 0.22801 | 0
49851 | DOW17000 | 37 | Houston | YES | 0.087616 | 39 | 0 | 62 | 0 | 1 | Cogen | 1 | 0.22405 | 0 | 0 |  |  |  |  | 0.22405 | 0
49858 | DOW38100 | 31 | Houston | YES | 0.087616 | 45 | 0 | 71.4 |  | 1 | Cogen | 1 | 0.22405 | 0 | 0 |  |  |  |  | 0.22405 | 0
49859 | DOW38200 | 33 | Houston | YES | 0.087616 | 28 | 0 | 45 | 0 | 1 | Cogen | 1 | 0.22405 | 0 | 0 |  |  |  |  | 0.22405 | 0
49860 | DOW38300 | 32 | Houston | YES | 0.087616 | 63 | 0 | 101 |  | 1 | Cogen | 1 | 0.22405 | 0 | 0 |  |  |  |  | 0.22405 | 0
49862 | DOW39100 | 36 | Houston | YES | 0.087616 | 54 | 0 | 86 | 0 | 1 | Cogen | 1 | 0.22405 | 0 | 0 |  |  |  |  | 0.22405 | 0
49863 | DOW39200 | 35 | Houston | YES | 0.087616 | 55 | 0 | 88 | 0 | 1 | Cogen | 1 | 0.22405 | 0 | 0 |  |  |  |  | 0.22405 | 0
49865 | DOW41000 | 41 | Houston | YES | 0.087616 | 31 | 0 | 50 |  | 1 | Cogen | 1 | 0.22405 | 0 | 0 |  |  |  |  | 0.22405 | 0
49866 | DOW42000 | 42 | Houston | YES | 0.087616 | 11 | 0 | 18 |  | 1 | Cogen | 1 | 0.22405 | 0 | 0 |  |  |  |  | 0.22405 | 0
49869 | DOW49000 | 45 | Houston | YES | 0.087616 | 59 | 0 | 94 |  | 1 | Cogen | 1 | 0.22405 | 0 | 0 |  |  |  |  | 0.22405 | 0
49870 | DOW61000 | 61 | Houston | YES | 0.087616 | 44 | 0 | 70 | 0 | 1 | Cogen | 1 | 0.22405 | 0 | 0 |  |  |  |  | 0.22405 | 0
49871 | DOW62000 | 62 | Houston | YES | 0.087616 | 40 | 0 | 63 | 0 | 1 | Cogen | 1 | 0.22405 | 0 | 0 |  |  |  |  | 0.22405 | 0
49872 | DOW63000 | 63 | Houston | YES | 0.087616 | 45 | 0 | 72 | 0 | 1 | Cogen | 1 | 0.22405 | 0 | 0 |  |  |  |  | 0.22405 | 0
49873 | DOW64000 | 64 | Houston | YES | 0.087616 | 41 | 0 | 64.8 | 0 | 1 | Cogen | 1 | 0.22405 | 0 | 0 |  |  |  |  | 0.22405 | 0
49876 | DOW65000 | 65 | Houston | YES | 0.087616 | 63 | 0 | 101 | 0 | 1 | Cogen | 1 | 0.22405 | 0 | 0 |  |  |  |  | 0.22405 | 0
49877 | DOW66000 | 66 | Houston | YES | 0.087616 | 61 | 0 | 97 | 0 | 1 | Cogen | 1 | 0.22405 | 0 | 0 |  |  |  |  | 0.22405 | 0
49878 | DOW67000 | 67 | Houston | YES | 0.087616 | 65 | 0 | 103 | 0 | 1 | Cogen | 1 | 0.22405 | 0 | 0 |  |  |  |  | 0.22405 | 0
49882 | DOW81000 | 81 | Houston | YES | 0.087616 | 47 | 0 | 76 | 0 | 1 | Cogen | 1 | 0.22405 | 0 | 0 |  |  |  |  | 0.22405 | 0
49884 | DOW82000 | 82 | Houston | YES | 0.087616 | 51 | 0 | 80 | 0 | 1 | Cogen | 1 | 0.22405 | 0 | 0 |  |  |  |  | 0.22405 | 0
49885 | DOW83000 | 83 | Houston | YES | 0.087616 | 51 | 0 | 80 | 0 | 1 | Cogen | 1 | 0.22405 | 0 | 0 |  |  |  |  | 0.22405 | 0
49886 | DOW84000 | 84 | Houston | YES | 0.087616 | 107 | 0 | 171 | 0 | 0.98 | Cogen | 1 | 0.22405 | 0 | 0 |  |  |  |  | 0.22405 | 0
48520 | BSF_GT1_8070 | 1 | Houston | YES | 0.084046 | 72 | 0 | 72 | 0 | 1.0326 | Cogen | 1 | 0.22048 | 0 | 0 |  |  |  |  | 0.22048 | 0
48520 | BSF_GT1_8070 | 2 | Houston | YES | 0.084046 | 10 | 0 | 10 | 0 | 1.0326 | Cogen | 1 | 0.22048 | 0 | 0 |  |  |  |  | 0.22048 | 0
39760 | TNSCLP1___8 | 1 | Houston | YES | 0.081224 | 93.4 | 20 | 116.8 | 0 | 1.04 | Cogen | 1 | 0.21766 | 0 | 0 |  |  |  |  | 0.21766 | 0
39770 | TNSCLP2___8 | 1 | Houston | YES | 0.081224 | 91.6 | 20 | 114.5 | 0 | 1.04 | Cogen | 1 | 0.21766 | 0 | 0 |  |  |  |  | 0.21766 | 0
39775 | TNSCLP4___8 | 1 | Houston | YES | 0.081224 | 95.2 | 20 | 119 | 0 | 1.04 | Cogen | 1 | 0.21766 | 0 | 0 |  |  |  |  | 0.21766 | 0
39790 | TNSCLP3___8 | 1 | Houston | YES | 0.081224 | 87.6 | 20 | 109.5 | 0 | 1.027 | Cogen | 1 | 0.21766 | 0 | 0 |  |  |  |  | 0.21766 | 0
8032 | AMISTADHYD1 | 1 | South | YES | 0.078415 | 33 | 13 | 33 | 0 | 1.0375 | Hydro | 1 | 0.21485 | 0 | 0 | 0 | 0 |  |  | 0.21485 | 0
8033 | AMISTADHYD2 | 2 | South | YES | 0.078415 | 25 | 13 | 25 | 0 | 1.0375 | Hydro | 1 | 0.21485 | 0 | 0 | 0 | 0 |  |  | 0.21485 | 0
88253 | HAMILTON | F | South | YES | 0.078415 | 0 | 0 | 0 | 0 | 1.04 | BLT | 1 | 0.21485 | 0 | 0 | 0 | 0 |  |  | 0.21485 | 0
48926 | WAP_GN6_6 | 6 | Houston | YES | 0.071163 | 651 | 280 | 651 |  | 1.035 | LIGCO | 1 | 0.2076 | 0 | 651 |  |  |  |  | 0.2076 | 135.1474
48927 | WAP_GN7_7 | 7 | Houston | YES | 0.071163 | 564 | 277 | 564 |  | 1.035 | LIGCO | 1 | 0.2076 | 0 | 564 |  |  |  |  | 0.2076 | 117.0862
48928 | WAP_GN8_8 | 8 | Houston | YES | 0.071163 | 603 | 275 | 603 |  | 1.035 | LIGCO | 1 | 0.2076 | 0 | 603 |  |  |  |  | 0.2076 | 125.1826
48730 | MNS_GT | 1 | Houston | YES | 0.071117 | 43 | 0 | 46.1 |  | 1.029 | Cogen | 1 | 0.20755 | 0 | 0 |  |  |  |  | 0.20755 | 0
48521 | BVE_GT1_GT1 | 1 | Houston | YES | 0.071078 | 167.7 | 0 | 167.7 |  | 1.035 | CC | 1 | 0.20751 | 167.7 | 167.7 |  |  |  |  | 0.20751 | 34.8002
48522 | BVE_GT2_5035 | 2 | Houston | YES | 0.071078 | 166.4 | 0 | 166.4 |  | 1.035 | CC | 1 | 0.20751 | 166.4 | 166.4 |  |  |  |  | 0.20751 | 34.5304
48523 | BVE_ST1_GN1 | 3 | Houston | YES | 0.071078 | 252.4 | 0 | 252.4 |  | 1.035 | CC | 1 | 0.20751 | 252.4 | 252.4 |  |  |  |  | 0.20751 | 52.3767
48510 | AK_GT1__8040 | 1 | Houston | YES | 0.06959 | 33.4 | 8.1 | 34 |  | 1.029 | Cogen | 1 | 0.20603 | 0 | 0 |  |  |  |  | 0.20603 | 0
48921 | WAP_GN1_1 | 1 | Houston | YES | 0.069483 | 132.8 | 37 | 166 | 0 | 1.0362 | GST | 1 | 0.20592 | 166 | 166 |  |  |  |  | 0.20592 | 34.1827
48922 | WAP_GN2_2 | 2 | Houston | YES | 0.069483 | 132.8 | 37 | 166 | 0 | 1.0362 | GST | 1 | 0.20592 | 166 | 166 |  |  |  |  | 0.20592 | 34.1827
48923 | WAP_GN3_3 | 3 | Houston | YES | 0.069483 | 198.4 | 93 | 248 | 0 | 1.0362 | GST | 1 | 0.20592 | 248 | 248 |  |  |  |  | 0.20592 | 51.0681
48924 | WAP_GN4_4 | 4 | Houston | YES | 0.069483 | 546 | 217 | 546 | 0 | 1.0362 | GSC | 1 | 0.20592 | 546 | 546 |  |  |  |  | 0.20592 | 112.4321
48925 | WAP_GN5_5 | 5 | Houston | YES | 0.069483 | 586.5 | 278 | 654 | 0 | 0.985 | LIGCO | 1 | 0.20592 | 0 | 654 |  |  |  |  | 0.20592 | 134.6715
48929 | WAPGT21_GT1 | B1 | Houston | YES | 0.069483 | 0 | 0 | 13 |  | 1.05 | GGT | 1 | 0.20592 | 13 | 13 |  |  |  |  | 0.20592 | 2.677
38580 | TNBP_CGN1_8 | 1 | Houston | YES | 0.062828 | 70.8 | 0 | 70.8 | 0 | 1.005 | Cogen | 1 | 0.19926 | 0 | 0 |  |  |  |  | 0.19926 | 0
38590 | TNBP_CGN2_8 | 2 | Houston | YES | 0.062828 | 66.7 | 0 | 66.7 | 0 | 1.005 | Cogen | 1 | 0.19926 | 0 | 0 |  |  |  |  | 0.19926 | 0
38600 | TNBP_CGN3_8 | 5 | Houston | YES | 0.062828 | 53 | 0 | 53 | 0 | 1.005 | Cogen | 1 | 0.19926 | 0 | 0 |  |  |  |  | 0.19926 | 0
38611 | TNBPAMCG1_8 | 1 | Houston | YES | 0.062828 | 153.2 | 0 | 153.2 | 0 | 1.005 | Cogen | 1 | 0.19926 | 0 | 0 |  |  |  |  | 0.19926 | 0
38612 | TNBPAMCG2_8 | 2 | Houston | YES | 0.062828 | 153.5 | 0 | 153.5 | 0 | 1.005 | Cogen | 1 | 0.19926 | 0 | 0 |  |  |  |  | 0.19926 | 0
38613 | TNBPAMCG3_8 | 3 | Houston | YES | 0.062828 | 152.3 | 0 | 152.3 | 0 | 1.005 | Cogen | 1 | 0.19926 | 0 | 0 |  |  |  |  | 0.19926 | 0
38614 | TNBPAMCG4_8 | 4 | Houston | YES | 0.062828 | 96 | 0 | 96 |  | 1.005 | Cogen | 1 | 0.19926 | 0 | 0 |  |  |  |  | 0.19926 | 0
38615 | TNBPAMCG5_8 | 1 | Houston | YES | 0.062828 | 244 | 0 | 244 | 0 | 1.005 | Cogen | 1 | 0.19926 | 0 | 0 |  |  |  |  | 0.19926 | 0
38690 | TNBP_CGN4_8 | 3 | Houston | YES | 0.062828 | 40 | 0 | 40 |  | 1.005 | Cogen | 1 | 0.19926 | 0 | 0 |  |  |  |  | 0.19926 | 0
38711 | TNTXCTY1CG8 | 1 | Houston | YES | 0.062828 | 100.3 | 59 | 100.3 | 0 | 1 | Cogen | 1 | 0.19926 | 0 | 0 |  |  |  |  | 0.19926 | 0
38712 | TNTXCTY2CG8 | 1 | Houston | YES | 0.062828 | 92.9 | 59 | 92.9 | 0 | 1 | Cogen | 1 | 0.19926 | 0 | 0 |  |  |  |  | 0.19926 | 0
38713 | TNTXCTY3CG8 | 1 | Houston | YES | 0.062828 | 102.7 | 59 | 102.7 | 0 | 1 | Cogen | 1 | 0.19926 | 0 | 0 |  |  |  |  | 0.19926 | 0
38714 | TNTXCTY4CG8 | 1 | Houston | YES | 0.062828 | 103 | 59 | 103 | 0 | 1 | Cogen | 1 | 0.19926 | 0 | 0 |  |  |  |  | 0.19926 | 0
39470 | TNDOWCGNSG8 | 1 | Houston | YES | 0.062828 | 32 | 10 | 32 | 0 | 0.985 | Cogen | 1 | 0.19926 | 0 | 0 |  |  |  |  | 0.19926 | 0
39480 | TNDOWCGNGG8 | 1 | Houston | YES | 0.062828 | 30 | 10 | 30 | 0 | 0.985 | Cogen | 1 | 0.19926 | 0 | 0 |  |  |  |  | 0.19926 | 0
48772 | PHR_GN2_2 | MB | Houston | YES | 0.060031 | 0 | 72 | 459 |  | 1.0362 | GSC | 1 | 0.19647 | 0 | 0 |  |  |  |  | 0.19647 | 0
48561 | CTL_GT2_8130 | 1 | Houston | YES | 0.05808 | 73.5 | 30.3 | 91.9 |  | 1.0362 | Cogen | 1 | 0.19452 | 0 | 0 |  |  |  |  | 0.19452 | 0
48562 | CTL_GT3_8135 | 2 | Houston | YES | 0.05808 | 70.1 | 30.3 | 87.6 |  | 1.0362 | Cogen | 1 | 0.19452 | 0 | 0 |  |  |  |  | 0.19452 | 0
48563 | CTL_GT4_8140 | 3 | Houston | YES | 0.05808 | 69.6 | 30.3 | 87 |  | 1.0362 | Cogen | 1 | 0.19452 | 0 | 0 |  |  |  |  | 0.19452 | 0
48564 | CTL_GN1_8145 | 4 | Houston | YES | 0.05808 | 43.6 | 12.9 | 54.5 |  | 1.0362 | Cogen | 1 | 0.19452 | 0 | 0 |  |  |  |  | 0.19452 | 0
48565 | CTL_GN2_8155 | 5 | Houston | YES | 0.05808 | 9.8 | 3.4 | 12.2 |  | 1.0362 | Cogen | 1 | 0.19452 | 0 | 0 |  |  |  |  | 0.19452 | 0
48531 | BYU_GT1_8075 | 1 | Houston | YES | 0.057333 | 65 | 0 | 65 |  | 1.0362 | Cogen | 1 | 0.19377 | 0 | 0 |  |  |  |  | 0.19377 | 0
48532 | BYU_GT2_8055 | 2 | Houston | YES | 0.057333 | 62 | 0 | 62 |  | 1.0362 | Cogen | 1 | 0.19377 | 0 | 0 |  |  |  |  | 0.19377 | 0
48533 | BYU_GT3_8060 | 3 | Houston | YES | 0.057333 | 67 | 0 | 67 |  | 1.0362 | Cogen | 1 | 0.19377 | 0 | 0 |  |  |  |  | 0.19377 | 0
48534 | BYU_GT4_8065 | 4 | Houston | YES | 0.057333 | 65 | 0 | 65 |  | 1.0362 | Cogen | 1 | 0.19377 | 0 | 0 |  |  |  |  | 0.19377 | 0
48691 | GBY_73741085 | A | Houston | YES | 0.056401 | 37.6 | 20 | 47 | 0 | 1.0362 | GGT | 1 | 0.19284 | 47 | 47 |  |  |  |  | 0.19284 | 9.0634
48691 | GBY_73741085 | B | Houston | YES | 0.056401 | 37.6 | 20 | 47 | 0 | 1.0362 | GGT | 1 | 0.19284 | 47 | 47 |  |  |  |  | 0.19284 | 9.0634
48692 | GBY_81821075 | C | Houston | YES | 0.056401 | 37.6 | 20 | 47 | 0 | 1.0362 | GGT | 1 | 0.19284 | 47 | 47 |  |  |  |  | 0.19284 | 9.0634
48692 | GBY_81821075 | D | Houston | YES | 0.056401 | 44 | 20 | 55 | 0 | 1.0362 | GGT | 1 | 0.19284 | 55 | 55 |  |  |  |  | 0.19284 | 10.6061
48693 | GBY_83841065 | F | Houston | YES | 0.056401 | 43.2 | 20 | 54 | 0 | 1.0362 | GGT | 1 | 0.19284 | 54 | 54 |  |  |  |  | 0.19284 | 10.4132
48693 | GBY_83841065 | E | Houston | YES | 0.056401 | 45.6 | 20 | 57 | 0 | 1.0362 | GGT | 1 | 0.19284 | 57 | 57 |  |  |  |  | 0.19284 | 10.9917
48841 | SJS_GT1_GT1 | 1 | Houston | YES | 0.055929 | 62.4 | 49 | 78 | 0 | 1.0362 | Cogen | 1 | 0.19237 | 0 | 0 |  |  |  |  | 0.19237 | 0
48842 | SJS_GT2_GT2 | 2 | Houston | YES | 0.055929 | 64.8 | 49 | 81 | 0 | 1.0362 | Cogen | 1 | 0.19237 | 0 | 0 |  |  |  |  | 0.19237 | 0
48641 | DPEC_GT15040 | 1 | Houston | YES | 0.05555 | 163.2 | 98 | 163.2 | 0 | 1.0319 | CC | 1 | 0.19199 | 163.2 | 163.2 |  |  |  |  | 0.19199 | 31.3322
48642 | DPEC_GT25025 | 2 | Houston | YES | 0.05555 | 157.1 | 98 | 157.1 | 0 | 1.0319 | CC | 1 | 0.19199 | 157.1 | 157.1 |  |  |  |  | 0.19199 | 30.1611
48643 | DPEC_GT35010 | 3 | Houston | YES | 0.05555 | 157.5 | 98 | 157.5 | 0 | 1.0319 | CC | 1 | 0.19199 | 157.5 | 157.5 |  |  |  |  | 0.19199 | 30.2379
48644 | DPEC_GT45070 | 4 | Houston | YES | 0.05555 | 157 | 98 | 157 | 0 | 1.0319 | CC | 1 | 0.19199 | 157 | 157 |  |  |  |  | 0.19199 | 30.1419
48645 | DPEC_ST55065 | 5 | Houston | YES | 0.05555 | 282 | 0 | 282 | 0 | 1.0319 | CC | 1 | 0.19199 | 282 | 282 |  |  |  |  | 0.19199 | 54.1402
48761 | PR_GT1__9040 | 1 | Houston | YES | 0.055229 | 26 | 0 | 35 |  | 1 | Cogen | 1 | 0.19167 | 0 | 0 |  |  |  |  | 0.19167 | 0
48855 | SRB_GT211035 | B1 | Houston | YES | 0.054883 | 0 | 0 | 18 |  | 1.014 | GGT | 1 | 0.19132 | 18 | 18 |  |  |  |  | 0.19132 | 3.4438
48855 | SRB_GT211035 | B2 | Houston | YES | 0.054883 | 0 | 0 | 12 |  | 1.014 | GGT | 1 | 0.19132 | 12 | 12 |  |  |  |  | 0.19132 | 2.2958
48852 | SRB_GN2_2 | 2 | Houston | YES | 0.054864 | 140.8 | 26 | 176 | 0 | 1.0217 | GST | 1 | 0.1913 | 176 | 176 |  |  |  |  | 0.1913 | 33.6689
48851 | SRB_GN1_1 | 1 | Houston | YES | 0.054838 | 132 | 26 | 165 | 0 | 1.0217 | GST | 1 | 0.19127 | 165 | 165 |  |  |  |  | 0.19127 | 31.5603
48551 | CAL_GT1_8045 | 1 | Houston | YES | 0.054826 | 149 | 0 | 149 | 0 | 1.0326 | Cogen | 1 | 0.19126 | 0 | 0 |  |  |  |  | 0.19126 | 0
48552 | CAL_ST1_8000 | 2 | Houston | YES | 0.054826 | 65.1 | 0 | 65.1 | 0 | 1.0326 | Cogen | 1 | 0.19126 | 0 | 0 |  |  |  |  | 0.19126 | 0
48853 | SRB_GN3_3 | 3 | Houston | YES | 0.054747 | 170.4 | 35 | 213 |  | 1.0326 | GST | 1 | 0.19118 | 213 | 213 |  |  |  |  | 0.19118 | 40.7221
48845 | SOL_GT1 | 1 | Houston | YES | 0.05474 | 16.2 | 15.4 | 16.2 |  | 1.0326 | Solar | 1 | 0.19118 | 16.2 | 16.2 |  |  |  |  | 0.19118 | 3.0971
48611 | DIB_GT1_8080 | 1 | Houston | YES | 0.054735 | 64 | 0 | 64 | 0 | 1.0326 | Cogen | 1 | 0.19117 | 0 | 0 |  |  |  |  | 0.19117 | 0
48612 | DIB_GT2_8075 | 2 | Houston | YES | 0.054735 | 63.2 | 0 | 63.2 | 0 | 1.0326 | Cogen | 1 | 0.19117 | 0 | 0 |  |  |  |  | 0.19117 | 0
48613 | DIB_ST1_8085 | 3 | Houston | YES | 0.054735 | 67.9 | 30 | 82.6 | 0 | 1.0326 | Cogen | 1 | 0.19117 | 0 | 0 |  |  |  |  | 0.19117 | 0
48614 | DIB_GT3_8090 | 4 | Houston | YES | 0.054735 | 73.6 | 15 | 73.6 | 0 | 1.0326 | Cogen | 1 | 0.19117 | 0 | 0 |  |  |  |  | 0.19117 | 0
48854 | SRB_GN4_4 | 4 | Houston | YES | 0.054725 | 182.4 | 35 | 228 | 0 | 1.0326 | GST | 1 | 0.19116 | 228 | 228 |  |  |  |  | 0.19116 | 43.5849
48740 | PSG_GN2_8050 | 1 | Houston | YES | 0.05472 | 182 | 60 | 182 | 0 | 1.0326 | Cogen | 1 | 0.19116 | 0 | 0 |  |  |  |  | 0.19116 | 0
48741 | PSG_GT2_8040 | 1 | Houston | YES | 0.05472 | 158.6 | 50 | 158.6 | 0 | 1.0326 | Cogen | 1 | 0.19116 | 0 | 0 |  |  |  |  | 0.19116 | 0
48742 | PSG_GT3_8060 | 1 | Houston | YES | 0.05472 | 157 | 50 | 157 | 0 | 1.0326 | Cogen | 1 | 0.19116 | 0 | 0 |  |  |  |  | 0.19116 | 0
48820 | SHELLG1_3015 | 1 | Houston | YES | 0.054241 | 71 | 34.5 | 71 |  | 1.029 | Cogen | 1 | 0.19068 | 0 | 0 |  |  |  |  | 0.19068 | 0
48821 | SHELLG2 | 2 | Houston | YES | 0.054241 | 72 | 34.5 | 72 |  | 1.029 | Cogen | 1 | 0.19068 | 0 | 0 |  |  |  |  | 0.19068 | 0
48822 | SHELLG3_3020 | 2 | Houston | YES | 0.054241 | 30 | 0 | 30 |  | 1.029 | Cogen | 1 | 0.19068 | 0 | 0 |  |  |  |  | 0.19068 | 0
48822 | SHELLG3_3020 | 1 | Houston | YES | 0.054241 | 39 | 0 | 39 |  | 1.029 | Cogen | 1 | 0.19068 | 0 | 0 |  |  |  |  | 0.19068 | 0
48500 | APD_GT1_8005 | 1 | Houston | YES | 0.053549 | 137.6 | 54.6 | 137.6 |  | 1.0362 | Cogen | 1 | 0.18999 | 0 | 0 |  |  |  |  | 0.18999 | 0
48511 | LPE_GT1_8070 | 1 | Houston | YES | 0.053422 | 42 | 0 | 42 | 0 | 1.0362 | GGT | 1 | 0.18986 | 42 | 42 |  |  |  |  | 0.18986 | 7.9741
48512 | LPE_GT2_8075 | 2 | Houston | YES | 0.053422 | 42 | 0 | 42 | 0 | 1.0362 | GGT | 1 | 0.18986 | 42 | 42 |  |  |  |  | 0.18986 | 7.9741
48513 | LPE_GT3_8080 | 3 | Houston | YES | 0.053422 | 39 | 0 | 39 | 0 | 1.0362 | GGT | 1 | 0.18986 | 39 | 39 |  |  |  |  | 0.18986 | 7.4045
48514 | LPE_GT4_8085 | 4 | Houston | YES | 0.053422 | 39 | 0 | 39 | 0 | 1.0362 | GGT | 1 | 0.18986 | 39 | 39 |  |  |  |  | 0.18986 | 7.4045
48593 | CHE_GT1_8015 | 1 | Houston | YES | 0.053291 | 173 | 50 | 173 | 0 | 1.0362 | Cogen | 1 | 0.18973 | 0 | 0 |  |  |  |  | 0.18973 | 0
48594 | CHE_GN4_8025 | 4 | Houston | YES | 0.053291 | 142 | 60 | 142 | 0 | 1.0362 | Cogen | 1 | 0.18973 | 0 | 0 |  |  |  |  | 0.18973 | 0
48873 | THW_ST3_ST_3 | 3 | Houston | YES | 0.052301 | 107 | 19 | 107 | 0 | 1.0435 | CC | 1 | 0.18874 | 107 | 107 |  |  |  |  | 0.18874 | 20.1949
48874 | THW_ST4_ST_4 | 4 | Houston | YES | 0.052301 | 108 | 19 | 108 | 0 | 1.0435 | CC | 1 | 0.18874 | 108 | 108 |  |  |  |  | 0.18874 | 20.3837
48875 | THW_3132 | A | Houston | YES | 0.052301 | 55 | 5 | 55 | 0 | 1.0435 | CC | 1 | 0.18874 | 55 | 55 |  |  |  |  | 0.18874 | 10.3806
48875 | THW_3132 | B | Houston | YES | 0.052301 | 53 | 5 | 53 | 0 | 1.0435 | CC | 1 | 0.18874 | 53 | 53 |  |  |  |  | 0.18874 | 10.0031
48877 | THW_3334 | C | Houston | YES | 0.052301 | 55 | 5 | 55 | 0 | 1.0435 | CC | 1 | 0.18874 | 55 | 55 |  |  |  |  | 0.18874 | 10.3806
48877 | THW_3334 | D | Houston | YES | 0.052301 | 57 | 5 | 57 | 0 | 1.0435 | CC | 1 | 0.18874 | 57 | 57 |  |  |  |  | 0.18874 | 10.758
48879 | THW_4142 | E | Houston | YES | 0.052301 | 56 | 5 | 56 | 0 | 1.0435 | CC | 1 | 0.18874 | 56 | 56 |  |  |  |  | 0.18874 | 10.5693
48879 | THW_4142 | F | Houston | YES | 0.052301 | 55 | 5 | 55 | 0 | 1.0435 | CC | 1 | 0.18874 | 55 | 55 |  |  |  |  | 0.18874 | 10.3806
48881 | THW_4344 | H | Houston | YES | 0.052301 | 58 | 5 | 58 | 0 | 1.0435 | CC | 1 | 0.18874 | 58 | 58 |  |  |  |  | 0.18874 | 10.9468
48881 | THW_4344 | G | Houston | YES | 0.052301 | 58 | 5 | 58 | 0 | 1.0435 | CC | 1 | 0.18874 | 58 | 58 |  |  |  |  | 0.18874 | 10.9468
48582 | CBY_GN2_2 | 2 | Houston | YES | 0.051541 | 596.8 | 110 | 746 | 0 | 1.0435 | GSC | 1 | 0.18798 | 746 | 746 |  |  |  |  | 0.18798 | 140.2313
49803 | EXN_15GT | 1 | Houston | YES | 0.051225 | 33 | 8.3 | 34 |  | 1.0326 | Cogen | 1 | 0.18766 | 0 | 0 |  |  |  |  | 0.18766 | 0
49804 | EXN_16GT | 2 | Houston | YES | 0.051225 | 32 | 8.3 | 34.7 |  | 1.0326 | Cogen | 1 | 0.18766 | 0 | 0 |  |  |  |  | 0.18766 | 0
49805 | EXN_17GT | 3 | Houston | YES | 0.051225 | 31 | 8.3 | 32.7 |  | 1.0326 | Cogen | 1 | 0.18766 | 0 | 0 |  |  |  |  | 0.18766 | 0
49826 | EXN938GT | 5 | Houston | YES | 0.051225 | 43 | 9.2 | 45.9 | 0 | 1.0326 | Cogen | 1 | 0.18766 | 0 | 0 |  |  |  |  | 0.18766 | 0
49828 | EXN941GT | 10 | Houston | YES | 0.051225 | 17.7 | 5.4 | 17.7 | 0 | 1.0326 | Cogen | 1 | 0.18766 | 0 | 0 |  |  |  |  | 0.18766 | 0
49829 | EXN942GT | 11 | Houston | YES | 0.051225 | 20 | 5.4 | 20.4 | 0 | 1.0326 | Cogen | 1 | 0.18766 | 0 | 0 |  |  |  |  | 0.18766 | 0
49830 | EXN943GT | 12 | Houston | YES | 0.051225 | 19 | 5.4 | 19.9 | 0 | 1.0326 | Cogen | 1 | 0.18766 | 0 | 0 |  |  |  |  | 0.18766 | 0
49831 | EXN944GT | 13 | Houston | YES | 0.051225 | 33 | 5.4 | 35 | 0 | 1.0326 | Cogen | 1 | 0.18766 | 0 | 0 |  |  |  |  | 0.18766 | 0
49832 | EXN945GT | 9 | Houston | YES | 0.051225 | 18.5 | 9.2 | 18.5 | 0 | 1.0326 | Cogen | 1 | 0.18766 | 0 | 0 |  |  |  |  | 0.18766 | 0
49837 | EXN_GT | 4 | Houston | YES | 0.051225 | 81 | 21.3 | 85.4 | 0 | 1.0326 | Cogen | 1 | 0.18766 | 0 | 0 |  |  |  |  | 0.18766 | 0
49838 | EXN_14GT | 14 | Houston | YES | 0.051225 | 140 | 0 | 148 |  | 1.0326 | Cogen | 1 | 0.18766 | 0 | 0 |  |  |  |  | 0.18766 | 0
48883 | THW_GT1_GT_1 | B2 | Houston | YES | 0.051081 | 0 | 0 | 12 |  | 1.043 | GGT | 1 | 0.18752 | 12 | 12 |  |  |  |  | 0.18752 | 2.2502
48651 | EP_1_2 | 1 | Houston | YES | 0.05036 | 4 | 0 | 5 | 0 | 1.0362 | Cogen | 1 | 0.1868 | 0 | 0 |  |  |  |  | 0.1868 | 0
48651 | EP_1_2 | 2 | Houston | YES | 0.05036 | 17.7 | 10 | 21 | 0 | 1.0362 | Cogen | 1 | 0.1868 | 0 | 0 |  |  |  |  | 0.1868 | 0
48791 | PSA_GT1_8160 | 1 | Houston | YES | 0.050347 | 52 | 20.8 | 65 | 0 | 1.0362 | Cogen | 1 | 0.18678 | 0 | 0 |  |  |  |  | 0.18678 | 0
48792 | PSA_GT2_8155 | 2 | Houston | YES | 0.050347 | 52.8 | 20.3 | 66 | 0 | 1.0362 | Cogen | 1 | 0.18678 | 0 | 0 |  |  |  |  | 0.18678 | 0
48793 | PSA_GT3_8150 | 3 | Houston | YES | 0.050347 | 56 | 20.3 | 70 | 0 | 1.0362 | Cogen | 1 | 0.18678 | 0 | 0 |  |  |  |  | 0.18678 | 0
48794 | PSA_GT4_8145 | 4 | Houston | YES | 0.050347 | 52.8 | 20.3 | 66 | 0 | 1.0362 | Cogen | 1 | 0.18678 | 0 | 0 |  |  |  |  | 0.18678 | 0
48795 | PSA_GT5_8140 | 5 | Houston | YES | 0.050347 | 51.2 | 20.3 | 64 | 0 | 1.0362 | Cogen | 1 | 0.18678 | 0 | 0 |  |  |  |  | 0.18678 | 0
48796 | PSA_GN1_8165 | 1 | Houston | YES | 0.050347 | 83.2 | 43.1 | 104 | 0 | 1.0362 | Cogen | 1 | 0.18678 | 0 | 0 |  |  |  |  | 0.18678 | 0
48797 | PSA_GT6_8135 | 6 | Houston | YES | 0.050347 | 47.2 | 34.5 | 59 | 0 | 1.0362 | Cogen | 1 | 0.18678 | 0 | 0 |  |  |  |  | 0.18678 | 0
48581 | CBY_GN1_1 | 1 | Houston | YES | 0.050289 | 595.2 | 108 | 744 | 0 | 1.0435 | GSC | 1 | 0.18673 | 744 | 744 |  |  |  |  | 0.18673 | 138.9239
48815 | CVC_GT4_8005 | 4 | Houston | YES | 0.050056 | 165 | 91.8 | 165 |  | 1.0362 | Cogen | 1 | 0.18649 | 0 | 0 |  |  |  |  | 0.18649 | 0
48583 | CBY_GT4_1 | 1 | Houston | YES | 0.04988 | 172 | 0 | 172 | 0 | 1.026 | GSC | 1 | 0.18632 | 172 | 172 |  |  |  |  | 0.18632 | 32.0465
48584 | CBY_GT4_2 | 2 | Houston | YES | 0.04988 | 172 | 0 | 172 | 0 | 1.026 | CC | 1 | 0.18632 | 172 | 172 |  |  |  |  | 0.18632 | 32.0465
48585 | CBY_ST4_1 | 3 | Houston | YES | 0.04988 | 172 | 0 | 172 | 0 | 1.026 | CC | 1 | 0.18632 | 172 | 172 |  |  |  |  | 0.18632 | 32.0465
48595 | BTE_GT2_8075 | 1 | Houston | YES | 0.048965 | 162.8 | 130 | 162.8 | 0 | 1.0261 | CC | 1 | 0.1854 | 162.8 | 162.8 |  |  |  |  | 0.1854 | 30.1834
48596 | BTE_GT3_8045 | 2 | Houston | YES | 0.048965 | 161.4 | 130 | 161.4 | 0 | 1.0261 | CC | 1 | 0.1854 | 161.4 | 161.4 |  |  |  |  | 0.1854 | 29.9238
48597 | BTE_GT4_8055 | 3 | Houston | YES | 0.048965 | 158.9 | 130 | 158.9 | 0 | 1.0261 | CC | 1 | 0.1854 | 158.9 | 158.9 |  |  |  |  | 0.1854 | 29.4603
48598 | BTE_ST1_8070 | 4 | Houston | YES | 0.048965 | 269.2 | 60 | 269.2 | 0 | 1.0261 | CC | 1 | 0.1854 | 269.2 | 269.2 |  |  |  |  | 0.1854 | 49.9101
48690 | GBY_GN5_5 | 5 | Houston | YES | 0.048694 | 318.4 | 81 | 398 |  | 1.0362 | GSC | 1 | 0.18513 | 398 | 398 |  |  |  |  | 0.18513 | 73.682
48885 | THW_5152 | A | Houston | YES | 0.048298 | 46.4 | 5 | 58 |  | 1.0319 | GGT | 1 | 0.18473 | 58 | 58 |  |  |  |  | 0.18473 | 10.7146
48885 | THW_5152 | B | Houston | YES | 0.048298 | 47.2 | 5 | 59 |  | 1.0319 | GGT | 1 | 0.18473 | 59 | 59 |  |  |  |  | 0.18473 | 10.8993
48886 | THW_5354 | C | Houston | YES | 0.048298 | 45.6 | 5 | 57 |  | 1.0319 | GGT | 1 | 0.18473 | 57 | 57 |  |  |  |  | 0.18473 | 10.5299
48886 | THW_5354 | D | Houston | YES | 0.048298 | 46.4 | 5 | 58 |  | 1.0319 | GGT | 1 | 0.18473 | 58 | 58 |  |  |  |  | 0.18473 | 10.7146
48887 | THW_5556 | F | Houston | YES | 0.048298 | 45.6 | 5 | 57 |  | 1.0319 | GGT | 1 | 0.18473 | 57 | 57 |  |  |  |  | 0.18473 | 10.5299
48887 | THW_5556 | E | Houston | YES | 0.048298 | 47.2 | 5 | 59 |  | 1.0319 | GGT | 1 | 0.18473 | 59 | 59 |  |  |  |  | 0.18473 | 10.8993
48591 | CHE_GT2_5030 | 2 | Houston | YES | 0.042702 | 173 | 50 | 173 | 0 | 1.029 | Cogen | 1 | 0.17914 | 0 | 0 |  |  |  |  | 0.17914 | 0
48811 | CVC_GT3_5045 | 3 | Houston | YES | 0.042702 | 156 | 91.8 | 156 | 0 | 1.029 | Cogen | 1 | 0.17914 | 0 | 0 |  |  |  |  | 0.17914 | 0
48812 | CVC_GT2_5020 | 2 | Houston | YES | 0.042702 | 158 | 91.8 | 158 | 0 | 1.029 | Cogen | 1 | 0.17914 | 0 | 0 |  |  |  |  | 0.17914 | 0
48813 | CVC_GT1_5035 | 1 | Houston | YES | 0.042702 | 160 | 91.8 | 160 | 0 | 1.029 | Cogen | 1 | 0.17914 | 0 | 0 |  |  |  |  | 0.17914 | 0
48814 | CVC_ST5_5040 | 1 | Houston | YES | 0.042702 | 162 | 91.8 | 162 | 0 | 1.029 | Cogen | 1 | 0.17914 | 0 | 0 |  |  |  |  | 0.17914 | 0
5934 | SI_RAY5 | 5 | South | YES | 0 | 0 | 10 | 15 |  | 1.035 | GST | 1 | 0.13644 | 15 | 15 | 0 | 15 |  |  | 0.13644 | 2.0466
8139 | JOS #1 | MB | South | YES | 0 | 0 | 45 | 255 |  | 1.02 | GST | 1 | 0.13644 | 0 | 0 | 0 | 0 |  |  | 0.13644 | 0
8285 | LAR #1 | MB | South | YES | 0 | 0 | 9 | 32 |  | 1.0497 | GST | 1 | 0.13644 | 0 | 0 | 0 | 0 |  |  | 0.13644 | 0
8287 | LAR #2 | MB | South | YES | 0 | 0 | 9 | 32 |  | 1.04 | GST | 1 | 0.13644 | 0 | 0 | 0 | 0 |  |  | 0.13644 | 0
8288 | LAR #3 | MB | South | YES | 0 | 0 | 25 | 105 |  | 1.04 | GST | 1 | 0.13644 | 0 | 0 | 0 | 0 |  |  | 0.13644 | 0
8388 | BATES0A | MB | South | YES | 0 | 0 | 21 | 71 |  | 1.033 | GST | 1 | 0.13644 | 0 | 0 | 0 | 0 |  |  | 0.13644 | 0
8393 | BATES0B | MB | South | YES | 0 | 0 | 25 | 110 |  | 1.03 | GST | 1 | 0.13644 | 0 | 0 | 0 | 0 |  |  | 0.13644 | 0
8437 | NUECES_B0C | MB | South | YES | 0 | 0 | 7 | 30 |  | 1.03 | GST | 1 | 0.13644 | 0 | 0 | 0 | 0 |  |  | 0.13644 | 0
8438 | NUECES_B0B | MB | South | YES | 0 | 0 | 26 | 169 |  | 1.03 | GST | 1 | 0.13644 | 0 | 0 | 0 | 0 |  |  | 0.13644 | 0
8442 | NUECES_B0A | MB | South | YES | 0 | 0 | 81 | 367 |  | 1.03 | GST | 1 | 0.13644 | 0 | 0 | 0 | 0 |  |  | 0.13644 | 0
39190 | TNSLCGN1__8 | 1 | Houston | YES | 0 | 0 | 10 | 30 |  | 1.03 | Cogen | 1 | 0.13644 | 0 | 0 |  |  |  |  | 0.13644 | 0
48671 | FTR_GT1_5105 | 1 | North | YES | -0.007874 | 154.2 | 0 | 154.2 | 0 | 1.0319 | CC | -1 | 0.19527 | 154.2 | 154.2 |  |  | -1.2142 | 154.2 | -0.19527 | -30.1101
48672 | FTR_GT2_5110 | 2 | North | YES | -0.007874 | 159 | 0 | 159 | 0 | 1.0319 | CC | -1 | 0.19527 | 159 | 159 |  |  | -1.252 | 159 | -0.19527 | -31.0474
48673 | FTR_GT3_5085 | 3 | North | YES | -0.007874 | 158 | 0 | 158 | 0 | 1.0319 | CC | -1 | 0.19527 | 158 | 158 |  |  | -1.2441 | 158 | -0.19527 | -30.8521
48674 | FTR_CN4_5095 | 4 | North | YES | -0.007874 | 380 | 0 | 380 | 0 | 1.0319 | CC | -1 | 0.19527 | 380 | 380 |  |  | -2.9921 | 380 | -0.19527 | -74.2012
32883 | BRYN_DNSBY3 | 1 | North | YES | -0.012703 | 0 | 2 | 48 |  | 1.015 | GST | -1 | 0.2001 | 48 | 48 |  |  | -0.60974 | 48 | -0.2001 | -9.6046
32884 | BRYN_DNSBY13 | 1 | North | YES | -0.012703 | 46 | 2 | 46 | 0 | 1.015 | GST | -1 | 0.2001 | 46 | 46 |  |  | -0.58434 | 46 | -0.2001 | -9.2044
32892 | BRYN_DNSBY14 | 1 | North | YES | -0.012703 | 84 | 25 | 105 | 0 | 1.035 | GST | -1 | 0.2001 | 105 | 105 |  |  | -1.3338 | 105 | -0.2001 | -21.01
32798 | BRYN_TAMUGEN | 1 | North | YES | -0.014878 | 32 | 0 | 32 |  | 1.02 | GST | -1 | 0.20227 | 32 | 32 |  |  | -0.4761 | 32 | -0.20227 | -6.4727
32886 | BRYN_ATKINS3 | MB | North | YES | -0.0163 | 0 | 5 | 12 |  | 1 | GST | -1 | 0.20369 | 0 | 0 |  |  | 0 | 0 | -0.20369 | 0
32887 | BRYN_ATKINS6 | MB | North | YES | -0.0163 | 0 | 12 | 51 |  | 1.028 | GST | -1 | 0.20369 | 0 | 0 |  |  | 0 | 0 | -0.20369 | 0
32888 | BRYN_ATKINS7 | 1 | North | YES | -0.0163 | 13.6 | 4 | 17 |  | 1.028 | GGT | -1 | 0.20369 | 17 | 17 |  |  | -0.2771 | 17 | -0.20369 | -3.4628
32890 | BRYN_ATKINS4 | MB | North | YES | -0.0163 | 0 | 5 | 22 |  | 1.031 | GST | -1 | 0.20369 | 0 | 0 |  |  | 0 | 0 | -0.20369 | 0
32891 | BRYN_ATKINS5 | MB | North | YES | -0.0163 | 0 | 5 | 25 |  | 1.031 | GST | -1 | 0.20369 | 0 | 0 |  |  | 0 | 0 | -0.20369 | 0
990 | GIBN_CREK_G1 | 1 | North | YES | -0.018096 | 463 | 200 | 463 | 0 | 1.0275 | LIGCO | -1 | 0.20549 | 0 | 463 |  |  | 0 | 0 | -0.20549 | 0
39960 | TNTNPONE_18 | 1 | North | YES | -0.05157 | 152.3 | 30 | 152.3 |  | 1.04 | LIGCO | -1 | 0.23896 | 0 | 152.3 |  |  | 0 | 0 | -0.23896 | 0
39970 | TNTNPONE_28 | 1 | North | YES | -0.05157 | 153 | 30 | 153 |  | 1.04 | LIGCO | -1 | 0.23896 | 0 | 153 |  |  | 0 | 0 | -0.23896 | 0
48721 | LEG_1___1 | 1 | North | YES | -0.064765 | 827 | 357 | 827 | 0 | 1.0348 | LIGCO | -1 | 0.25216 | 0 | 827 |  |  | 0 | 0 | -0.25216 | 0
48722 | LEG_2___2 | 2 | North | YES | -0.064765 | 819 | 357 | 819 | 0 | 1.0348 | LIGCO | -1 | 0.25216 | 0 | 819 |  |  | 0 | 0 | -0.25216 | 0
60202 | FRNDDRCS | F | West | YES | -0.084103 | 0 | 0 | 0 | 0 | 0.9985 | AVR | -1 | 0.2715 | 0 | 0 |  |  |  |  | -0.2715 | 0
3381 | BBRN_1G | 1 | North | YES | -0.097691 | 618 | 225 | 618 | 0 | 1.03 | LIGCO | -1 | 0.28508 | 0 | 618 |  |  | 0 | 0 | -0.28508 | 0
3382 | BBRN_2G | 2 | North | YES | -0.097691 | 589 | 225 | 589 | 0 | 1.03 | LIGCO | -1 | 0.28508 | 0 | 589 |  |  | 0 | 0 | -0.28508 | 0
13131 | CALFREST_1G | 1 | North | YES | -0.1006 | 150.7 | 40 | 150.7 | 0 | 1.031 | CC | -1 | 0.288 | 150.7 | 150.7 |  |  | -15.1612 | 150.7 | -0.288 | -43.4012
13132 | CALFREST_2G | 2 | North | YES | -0.1006 | 151 | 57 | 151 | 0 | 1.031 | CC | -1 | 0.288 | 151 | 151 |  |  | -15.1914 | 151 | -0.288 | -43.4876
13133 | CALFREST_3G | 3 | North | YES | -0.1006 | 177.4 | 40 | 177.4 | 0 | 1.031 | CC | -1 | 0.288 | 177.4 | 177.4 |  |  | -17.8473 | 177.4 | -0.288 | -51.0907
13134 | CALFREST_4G | 4 | North | YES | -0.10121 | 151.5 | 40 | 151.5 | 0 | 1.031 | CC | -1 | 0.2886 | 151.5 | 151.5 |  |  | -15.3329 | 151.5 | -0.2886 | -43.7228
13135 | CALFREST_5G | 5 | North | YES | -0.10121 | 152.3 | 57 | 152.3 | 0 | 1.031 | CC | -1 | 0.2886 | 152.3 | 152.3 |  |  | -15.4138 | 152.3 | -0.2886 | -43.9537
13136 | CALFREST_6G | 6 | North | YES | -0.10121 | 177.5 | 40 | 177.5 | 0 | 1.031 | CC | -1 | 0.2886 | 177.5 | 177.5 |  |  | -17.9642 | 177.5 | -0.2886 | -51.2264
60018 | DSKY1 | 1 | West | YES | -0.10184 | 21 | 0 | 84 | 0 | 1.023 | Wind | -1 | 0.28923 | 0 | 84 |  |  |  |  | -0.28923 | 0
60017 | ORNNWP1 | 1 | West | YES | -0.10272 | 20 | 0 | 80 |  | 1.027 | Wind | -1 | 0.29011 | 0 | 80 |  |  |  |  | -0.29011 | 0
60000 | DSKY2 | 1 | West | YES | -0.10353 | 19.1 | 0 | 76.5 |  | 1.039 | Wind | -1 | 0.29092 | 0 | 76.5 |  |  |  |  | -0.29092 | 0
6016 | SWMESA | 1 | West | YES | -0.10499 | 18.8 | 0 | 75 |  | 1.03 | Wind | -1 | 0.29238 | 0 | 75 |  |  |  |  | -0.29238 | 0
60003 | KING_NE1A | 1 | West | YES | -0.10499 | 20 | 0 | 80 |  | 1.03 | Wind | -1 | 0.29238 | 0 | 80 |  |  |  |  | -0.29238 | 0
60005 | KING_SE1A | 1 | West | YES | -0.10499 | 10 | 0 | 40 |  | 1.035 | Wind | -1 | 0.29238 | 0 | 40 |  |  |  |  | -0.29238 | 0
38437 | TNSRBNMESA9 | 1 | West | YES | -0.10536 | 37.5 | 0 | 150 |  | 1.02 | Wind | -1 | 0.29276 | 0 | 150 |  |  |  |  | -0.29276 | 0
38332 | TNWDWRDU2_8 | 1 | West | YES | -0.10544 | 20 | 0 | 80 | 0 | 1.0232 | Wind | -1 | 0.29284 | 0 | 80 |  |  |  |  | -0.29284 | 0
60016 | WOODWRD11A | 1 | West | YES | -0.10547 | 20 | 0 | 80 |  | 1.033 | Wind | -1 | 0.29286 | 0 | 80 |  |  |  |  | -0.29286 | 0
60201 | RIO DRCS | F | West | YES | -0.10555 | 0 | 0 | 0 | 0 | 1.025 | AVR | -1 | 0.29294 | 0 | 0 |  |  |  |  | -0.29294 | 0
60007 | KING_SW1A | 1 | West | YES | -0.10644 | 20 | 0 | 80 |  | 1.03 | Wind | -1 | 0.29383 | 0 | 80 |  |  |  |  | -0.29383 | 0
60019 | KING_NW1A | 1 | West | YES | -0.10644 | 20 | 0 | 80 |  | 1.03 | Wind | -1 | 0.29383 | 0 | 80 |  |  |  |  | -0.29383 | 0
3107 | STRYKER_1G | 1 | North | YES | -0.11336 | 145.6 | 45 | 182 | 0 | 1.029 | GST | -1 | 0.30076 | 182 | 182 |  |  | -20.6322 | 182 | -0.30076 | -54.7377
3108 | STRYKER_2G | 2 | North | YES | -0.11336 | 484 | 75 | 484 | 0 | 1.029 | GST | -1 | 0.30076 | 484 | 484 |  |  | -54.8682 | 484 | -0.30076 | -145.5661
3113 | LUFKINWB_1G | 1 | North | YES | -0.1137 | 0 | 0 | 50 |  | 1.01 | #N/A | -1 | 0.30109 | 50 | 50 |  |  | -5.6851 | 50 | -0.30109 | -15.0547
3348 | CHAMPION_1G | MB | North | YES | -0.11383 | 0 | 42 | 42 |  | 1 | Cogen | -1 | 0.30122 | 0 | 0 |  |  | 0 | 0 | -0.30122 | 0
13116 | TGATEWAY_1G | 1 | North | YES | -0.11502 | 151 | 30 | 151 | 0 | 1.0232 | CC | -1 | 0.30241 | 151 | 151 |  |  | -17.3679 | 151 | -0.30241 | -45.6641
13117 | TGATEWAY_2G | 2 | North | YES | -0.11502 | 130 | 30 | 130 | 0 | 1.0232 | CC | -1 | 0.30241 | 130 | 130 |  |  | -14.9525 | 130 | -0.30241 | -39.3135
13118 | TGATEWAY_3G | 3 | North | YES | -0.11502 | 148 | 30 | 148 | 0 | 1.0232 | CC | -1 | 0.30241 | 148 | 148 |  |  | -17.0228 | 148 | -0.30241 | -44.7569
13119 | TGATEWAY_4G | 4 | North | YES | -0.11502 | 399 | 65 | 399 | 0 | 1.0232 | CC | -1 | 0.30241 | 399 | 399 |  |  | -45.8926 | 399 | -0.30241 | -120.6622
3097 | MARTLAKE_1G | 1 | North | YES | -0.11624 | 790 | 500 | 790 | 0 | 1.017 | LIGCO | -1 | 0.30364 | 0 | 790 |  |  | 0 | 0 | -0.30364 | 0
3098 | MARTLAKE_2G | 2 | North | YES | -0.11624 | 795 | 461 | 795 | 0 | 1.017 | LIGCO | -1 | 0.30364 | 0 | 795 |  |  | 0 | 0 | -0.30364 | 0
3099 | MARTLAKE_3G | 3 | North | YES | -0.11624 | 804 | 500 | 804 | 0 | 1.017 | LIGCO | -1 | 0.30364 | 0 | 804 |  |  | 0 | 0 | -0.30364 | 0
1002 | PBCTAGE_1G | A | West | YES | -0.11736 | 64 | 64 | 66 | 0 | 1.036 | GGT | -1 | 0.30475 | 66 | 66 |  |  |  |  | -0.30475 | -20.1135
1003 | PBCTBGE_2G | B | West | YES | -0.11736 | 65 | 65 | 66 | 0 | 1.036 | GGT | -1 | 0.30475 | 66 | 66 |  |  |  |  | -0.30475 | -20.1135
1004 | PBCTCGE_3G | C | West | YES | -0.11736 | 62 | 62 | 67 | 0 | 1.036 | GGT | -1 | 0.30475 | 67 | 67 |  |  |  |  | -0.30475 | -20.4183
1005 | PBCTDGE_4G | D | West | YES | -0.11736 | 65 | 65 | 68 | 0 | 1.036 | GGT | -1 | 0.30475 | 68 | 68 |  |  |  |  | -0.30475 | -20.723
1006 | PBCTEGE_5G | E | West | YES | -0.11736 | 65 | 65 | 67 | 0 | 1.036 | GGT | -1 | 0.30475 | 67 | 67 |  |  |  |  | -0.30475 | -20.4183
1007 | PB5GEN_6G | 5 | West | YES | -0.11736 | 91.2 | 40 | 114 | 0 | 1.036 | GST | -1 | 0.30475 | 114 | 114 |  |  |  |  | -0.30475 | -34.7415
1008 | PB6GEN_7G | 6 | West | YES | -0.11736 | 515 | 130 | 515 | 0 | 1.036 | GST | -1 | 0.30475 | 515 | 515 |  |  |  |  | -0.30475 | -156.9465
7038 | L_DELAWA1_1Y | 1 | West | YES | -0.11748 | 3.5 | 0 | 35 | 0 | 1 | Wind | -1 | 0.30487 | 0 | 35 |  |  |  |  | -0.30487 | 0
7038 | L_DELAWA1_1Y | 2 | West | YES | -0.11748 | 3 | 0 | 30 | 0 | 1 | Wind | -1 | 0.30487 | 0 | 30 |  |  |  |  | -0.30487 | 0
1349 | WESTXWIN_1G | 1 | West | YES | -0.11754 | 1.3 | 0 | 6.6 |  | 1.014 | Wind | -1 | 0.30494 | 0 | 6.6 |  |  |  |  | -0.30494 | 0
1350 | NWPWRG1_1G | 1 | West | YES | -0.11754 | 6.9 | 1 | 34.3 |  | 1.014 | Wind | -1 | 0.30494 | 0 | 34.3 |  |  |  |  | -0.30494 | 0
1146 | NOTREES_1G | 1 | West | YES | -0.1177 | 29.8 | 0 | 149 | 0 | 1.017 | #N/A | -1 | 0.30509 | 149 | 149 |  |  |  |  | -0.30509 | -45.4591
76091 | L_DIVIDE1_1N | W1 | West | YES | -0.11792 | 110 | 0 | 550 | 0 | 1.02 | Wind | -1 | 0.30532 | 0 | 550 |  |  |  |  | -0.30532 | 0
6407 | TURKTRAK1A | 1 | West | YES | -0.11829 | 33.9 | 0 | 169.5 | 0 | 1.025 | Wind | -1 | 0.30569 | 0 | 169.5 |  |  |  |  | -0.30569 | 0
76031 | L_GASCCR1_1N | W1 | West | YES | -0.11844 | 30 | 0 | 150 | 0 | 1.02 | Wind | -1 | 0.30583 | 0 | 150 |  |  |  |  | -0.30583 | 0
11020 | TIEHVSG_1G | 1 | West | YES | -0.11899 | 208.2 | 63 | 208.2 | 0 | 1.012 | CC | -1 | 0.30638 | 208.2 | 208.2 |  |  |  |  | -0.30638 | -63.7882
11021 | TIEHVCG_1G | 1 | West | YES | -0.11899 | 142.1 | 103 | 142.1 | 0 | 1.012 | CC | -1 | 0.30638 | 142.1 | 142.1 |  |  |  |  | -0.30638 | -43.5365
11022 | TIEHVCG_2G | 1 | West | YES | -0.11899 | 132.4 | 103 | 132.4 | 0 | 1.012 | CC | -1 | 0.30638 | 132.4 | 132.4 |  |  |  |  | -0.30638 | -40.5646
11023 | TIEHVCG_3G | 1 | West | YES | -0.11899 | 137.4 | 103 | 137.4 | 0 | 1.012 | CC | -1 | 0.30638 | 137.4 | 137.4 |  |  |  |  | -0.30638 | -42.0965
11024 | TIEHVCG_4G | 1 | West | YES | -0.11899 | 147 | 103 | 147 | 0 | 1.012 | CC | -1 | 0.30638 | 147 | 147 |  |  |  |  | -0.30638 | -45.0378
11025 | TIEHVSG_2G | 1 | West | YES | -0.11899 | 213.2 | 63 | 213.2 | 0 | 1.012 | CC | -1 | 0.30638 | 213.2 | 213.2 |  |  |  |  | -0.30638 | -65.3201
11001 | NAV1CT | 1 | West | YES | -0.11901 | 70.4 | 18 | 70.4 | 0 | 1.029 | CC | -1 | 0.3064 | 70.4 | 70.4 |  |  |  |  | -0.3064 | -21.5706
11009 | NAV2CT | 1 | West | YES | -0.11901 | 71.4 | 18 | 71.4 | 0 | 1.029 | CC | -1 | 0.3064 | 71.4 | 71.4 |  |  |  |  | -0.3064 | -21.877
11011 | NAV3ST | 1 | West | YES | -0.11901 | 92.8 | 40 | 92.8 | 0 | 1.029 | CC | -1 | 0.3064 | 92.8 | 92.8 |  |  |  |  | -0.3064 | -28.434
11012 | NAV4CT | 1 | West | YES | -0.11901 | 80 | 18 | 80 | 0 | 1.029 | CC | -1 | 0.3064 | 80 | 80 |  |  |  |  | -0.3064 | -24.512
11013 | NAV5CT | 1 | West | YES | -0.11901 | 80 | 18 | 80 | 0 | 1.029 | CC | -1 | 0.3064 | 80 | 80 |  |  |  |  | -0.3064 | -24.512
11014 | NAV6ST | 1 | West | YES | -0.11901 | 115 | 40 | 115 | 0 | 1.029 | CC | -1 | 0.3064 | 115 | 115 |  |  |  |  | -0.3064 | -35.236
1328 | OCOTILLO_1G | 1 | West | YES | -0.11905 | 11.6 | 0 | 58 |  | 1.01 | Wind | -1 | 0.30644 | 0 | 58 |  |  |  |  | -0.30644 | 0
1326 | STANTONW_8 | 1 | West | YES | -0.11911 | 20.1 | 0 | 100.5 |  | 1.01 | Wind | -1 | 0.30651 | 0 | 100.5 |  |  |  |  | -0.30651 | 0
1333 | MCDDONAL_8 | 1 | West | YES | -0.11932 | 42.8 | 0 | 214.2 |  | 1.01 | Wind | -1 | 0.30671 | 0 | 214.2 |  |  |  |  | -0.30671 | 0
1320 | BSP 1 | 1 | West | YES | -0.11933 | 25.5 | 2.9 | 25.8 | 0 | 1 | Cogen | -1 | 0.30672 | 0 | 0 |  |  |  |  | -0.30672 | 0
1170 | AIRLAMESA_1G | 1 | West | YES | -0.11971 | 0 | 0 | 180 |  | 1 | #N/A | -1 | 0.3071 | 180 | 180 |  |  |  |  | -0.3071 | -55.2781
1327 | WILDHRSE_1G | 1 | West | YES | -0.12009 | 24 | 0 | 120 |  | 1 | Wind | -1 | 0.30748 | 0 | 120 |  |  |  |  | -0.30748 | 0
1360 | GUNSIGHT_8 | 1 | West | YES | -0.12013 | 24 | 0 | 120 | 0 | 1.01 | Wind | -1 | 0.30752 | 0 | 120 |  |  |  |  | -0.30752 | 0
1045 | CALENG1G_1G | 1 | West | YES | -0.12033 | 73.4 | 27 | 73.4 | 0 | 1.014 | Cogen | -1 | 0.30772 | 0 | 0 |  |  |  |  | -0.30772 | 0
1046 | CALENG2G_2G | 2 | West | YES | -0.12033 | 73.4 | 27 | 73.4 | 0 | 1.014 | Cogen | -1 | 0.30772 | 0 | 0 |  |  |  |  | -0.30772 | 0
1047 | CALENG3G_3G | 3 | West | YES | -0.12033 | 70.4 | 27 | 70.4 | 0 | 1.014 | Cogen | -1 | 0.30772 | 0 | 0 |  |  |  |  | -0.30772 | 0
1302 | COYOTEWG_8 | 1 | West | YES | -0.12037 | 45 | 0 | 225 |  | 1.01 | #N/A | -1 | 0.30776 | 225 | 225 |  |  |  |  | -0.30776 | -69.2468
1058 | LONGSHORE_5 | 3 | West | YES | -0.12064 | 23.4 | 0 | 117 |  | 1.01 | Wind | -1 | 0.30803 | 0 | 117 |  |  |  |  | -0.30803 | 0
1058 | LONGSHORE_5 | 1 | West | YES | -0.12064 | 30 | 0 | 150 |  | 1.01 | Wind | -1 | 0.30803 | 0 | 150 |  |  |  |  | -0.30803 | 0
1058 | LONGSHORE_5 | 2 | West | YES | -0.12064 | 44 | 0 | 220 |  | 1.01 | Wind | -1 | 0.30803 | 0 | 220 |  |  |  |  | -0.30803 | 0
1301 | BULLCREK_8 | 1 | West | YES | -0.12085 | 36 | 0 | 180 | 0 | 1.017 | #N/A | -1 | 0.30824 | 180 | 180 |  |  |  |  | -0.30824 | -55.4831
60058 | BUFF_GAP1A | 1 | West | YES | -0.12093 | 24 | 0 | 120 |  | 1 | Wind | -1 | 0.30833 | 0 | 120 |  |  |  |  | -0.30833 | 0
60060 | CIRELLO | 1 | West | YES | -0.12093 | 46.6 | 0 | 233 | 0 | 1 | Wind | -1 | 0.30833 | 0 | 233 |  |  |  |  | -0.30833 | 0
60063 | BUFF_GAP1B | 1 | West | YES | -0.12093 | 34 | 0 | 170.2 | 0 | 1.02 | Wind | -1 | 0.30833 | 0 | 170.2 |  |  |  |  | -0.30833 | 0
60066 | H_HOLLOW1A | 1 | West | YES | -0.12093 | 44.4 | 0 | 222 | 0 | 1.005 | Wind | -1 | 0.30833 | 0 | 222 |  |  |  |  | -0.30833 | 0
60068 | HHOLLOW21A | 1 | West | YES | -0.12093 | 36.8 | 0 | 184 | 0 | 1.025 | Wind | -1 | 0.30833 | 0 | 184 |  |  |  |  | -0.30833 | 0
60070 | HHOLLOW31A | 1 | West | YES | -0.12093 | 44.8 | 0 | 224 | 0 | 1.025 | Wind | -1 | 0.30833 | 0 | 224 |  |  |  |  | -0.30833 | 0
60072 | HHOLLOW41A | 1 | West | YES | -0.12093 | 23 | 0 | 115 | 0 | 1.025 | Wind | -1 | 0.30833 | 0 | 115 |  |  |  |  | -0.30833 | 0
1037 | MORGAN5G_5G | 5 | West | YES | -0.12096 | 109.6 | 40 | 137 | 0 | 1.029 | GST | -1 | 0.30835 | 137 | 137 |  |  |  |  | -0.30835 | -42.2446
1039 | MRGNAG_1G | A | West | YES | -0.12096 | 69 | 69 | 69 | 0 | 1.029 | GGT | -1 | 0.30835 | 69 | 69 |  |  |  |  | -0.30835 | -21.2765
1040 | MRGNBG_2G | B | West | YES | -0.12096 | 70 | 70 | 71 | 0 | 1.029 | GGT | -1 | 0.30835 | 71 | 71 |  |  |  |  | -0.30835 | -21.8932
1041 | MRGNCG_3G | C | West | YES | -0.12096 | 69 | 69 | 70 | 0 | 1.029 | GGT | -1 | 0.30835 | 70 | 70 |  |  |  |  | -0.30835 | -21.5848
1042 | MRGNDG_4G | D | West | YES | -0.12096 | 68 | 68 | 68 | 0 | 1.029 | GGT | -1 | 0.30835 | 68 | 68 |  |  |  |  | -0.30835 | -20.9681
1043 | MRGNEG_5G | E | West | YES | -0.12096 | 68 | 68 | 70 | 0 | 1.029 | GGT | -1 | 0.30835 | 70 | 70 |  |  |  |  | -0.30835 | -21.5848
1044 | MRGNFG_6G | F | West | YES | -0.12096 | 66 | 66 | 66 | 0 | 1.029 | GGT | -1 | 0.30835 | 66 | 66 |  |  |  |  | -0.30835 | -20.3514
60057 | CALLAHAN1A | 1 | West | YES | -0.12111 | 22.8 | 0 | 114 | 0 | 1.04 | Wind | -1 | 0.3085 | 0 | 114 |  |  |  |  | -0.3085 | 0
6637 | SNYDERW1A | 1 | West | YES | -0.12115 | 12.6 | 0 | 63 | 0 | 1.025 | Wind | -1 | 0.30854 | 0 | 63 |  |  |  |  | -0.30854 | 0
1068 | SCURRYCW_1G | 1 | West | YES | -0.12125 | 28.2 | 1.3 | 141 |  | 1.01 | Wind | -1 | 0.30865 | 0 | 141 |  |  |  |  | -0.30865 | 0
1073 | SCURRYCW_2G | 2 | West | YES | -0.12125 | 24 | 0 | 120 | 0 | 1.017 | Wind | -1 | 0.30865 | 0 | 120 |  |  |  |  | -0.30865 | 0
1061 | CIELOGEN_1G | 1 | West | YES | -0.12127 | 19.8 | 0 | 99 |  | 1 | Wind | -1 | 0.30866 | 0 | 99 |  |  |  |  | -0.30866 | 0
1062 | CIELOGEN_2G | 1 | West | YES | -0.12127 | 12.2 | 0 | 61 |  | 1 | Wind | -1 | 0.30866 | 0 | 61 |  |  |  |  | -0.30866 | 0
1069 | KINDERMG_1G | 1 | West | YES | -0.12127 | 25 | 5 | 25 | 0 | 1.017 | Cogen | -1 | 0.30866 | 0 | 0 |  |  |  |  | -0.30866 | 0
1070 | KINDERMG_2G | 1 | West | YES | -0.12127 | 45.7 | 12 | 45.7 | 0 | 1.017 | Cogen | -1 | 0.30866 | 0 | 0 |  |  |  |  | -0.30866 | 0
1071 | KINDERMG_3G | 1 | West | YES | -0.12127 | 45.7 | 12 | 45.7 | 0 | 1.017 | Cogen | -1 | 0.30866 | 0 | 0 |  |  |  |  | -0.30866 | 0
36998 | RDCNYNG1 | 1 | West | YES | -0.1216 | 16.8 | 0 | 84 |  | 1.01 | Wind | -1 | 0.30899 | 0 | 84 |  |  |  |  | -0.30899 | 0
1343 | TRENTIPP_8 | 1 | West | YES | -0.12227 | 30 | 0 | 150 |  | 1.014 | Wind | -1 | 0.30966 | 0 | 150 |  |  |  |  | -0.30966 | 0
1354 | AEPWIND_8 | 1 | West | YES | -0.12227 | 20.2 | 0 | 101 |  | 1 | Wind | -1 | 0.30966 | 0 | 101 |  |  |  |  | -0.30966 | 0
1049 | ROSCOEWI_5 | 1 | West | YES | -0.12239 | 41.8 | 0 | 209 |  | 1.01 | #N/A | -1 | 0.30978 | 209 | 209 |  |  |  |  | -0.30978 | -64.7449
1057 | ROSCOEWI_5 | 2 | West | YES | -0.12239 | 25.3 | 0 | 126.5 |  | 1.01 | #N/A | -1 | 0.30978 | 126.5 | 126.5 |  |  |  |  | -0.30978 | -39.1877
1060 | ROSCOEWI_5 | 3 | West | YES | -0.12239 | 39.4 | 0 | 197 | 0 | 1.01 | #N/A | -1 | 0.30978 | 197 | 197 |  |  |  |  | -0.30978 | -61.0275
1072 | ROSCOEWI_5 | 4 | West | YES | -0.12239 | 63.6 | 0 | 318 | 0 | 1.01 | #N/A | -1 | 0.30978 | 318 | 318 |  |  |  |  | -0.30978 | -98.5114
71051 | L_BITTCR1_1N | W1 | West | YES | -0.12242 | 7.5 | 0 | 37.5 |  | 1.02 | Wind | -1 | 0.30982 | 0 | 37.5 |  |  |  |  | -0.30982 | 0
71054 | L_SWEETW1_1N | W1 | West | YES | -0.12242 | 21.5 | 0 | 107.5 |  | 1.02 | Wind | -1 | 0.30982 | 0 | 107.5 |  |  |  |  | -0.30982 | 0
71057 | L_SWEETW1_2N | W1 | West | YES | -0.12242 | 27 | 0 | 135 |  | 1.02 | Wind | -1 | 0.30982 | 0 | 135 |  |  |  |  | -0.30982 | 0
71059 | L_SWEETW1_3N | W1 | West | YES | -0.12242 | 23.8 | 0 | 119 | 0 | 1.02 | Wind | -1 | 0.30982 | 0 | 119 |  |  |  |  | -0.30982 | 0
71060 | L_SWEETW1_4N | W1 | West | YES | -0.12242 | 21 | 0 | 105 | 0 | 1.02 | Wind | -1 | 0.30982 | 0 | 105 |  |  |  |  | -0.30982 | 0
6144 | MCADOO1A | 1 | West | YES | -0.12304 | 15 | 0 | 150 | 0 | 1.025 | Wind | -1 | 0.31044 | 0 | 150 |  |  |  |  | -0.31044 | 0
1416 | SWETWATR_1G | 1 | West | YES | -0.1231 | 30 | 18 | 30 | 0 | 1.026 | CC | -1 | 0.31049 | 30 | 30 |  |  |  |  | -0.31049 | -9.3147
1417 | SWETWATR_2G | 2 | West | YES | -0.1231 | 72 | 36 | 72 | 0 | 1.026 | CC | -1 | 0.31049 | 72 | 72 |  |  |  |  | -0.31049 | -22.3552
1418 | SWETWATR_3G | 3 | West | YES | -0.1231 | 68 | 36 | 68 | 0 | 1.026 | CC | -1 | 0.31049 | 68 | 68 |  |  |  |  | -0.31049 | -21.1132
1419 | SWETWATR_4G | 4 | West | YES | -0.1231 | 61 | 36 | 61 | 0 | 1.026 | CC | -1 | 0.31049 | 61 | 61 |  |  |  |  | -0.31049 | -18.9398
60081 | WHRLWIND1A | 1 | West | YES | -0.12464 | 12 | 0 | 60 | 0 | 1.03 | Wind | -1 | 0.31203 | 0 | 60 |  |  |  |  | -0.31203 | 0
12411 | FPLEFR1A_G | 1 | North | YES | -0.12471 | 161 | 72 | 161 | 0 | 1 | CC | -1 | 0.31211 | 161 | 161 |  |  | -20.079 | 161 | -0.31211 | -50.2491
12412 | FPLEFR1B_G | 2 | North | YES | -0.12471 | 164 | 72 | 164 | 0 | 1 | CC | -1 | 0.31211 | 164 | 164 |  |  | -20.4531 | 164 | -0.31211 | -51.1855
12413 | FPLEFR1C_G | 3 | North | YES | -0.12471 | 164 | 72 | 164 | 0 | 1 | CC | -1 | 0.31211 | 164 | 164 |  |  | -20.4531 | 164 | -0.31211 | -51.1855
12414 | FPLEFR1S_G | 4 | North | YES | -0.12471 | 414 | 191 | 414 | 0 | 1 | CC | -1 | 0.31211 | 414 | 414 |  |  | -51.6316 | 414 | -0.31211 | -129.2121
12421 | FPLEFR2A_G | 1 | North | YES | -0.12471 | 162 | 72 | 162 | 0 | 1 | CC | -1 | 0.31211 | 162 | 162 |  |  | -20.2037 | 162 | -0.31211 | -50.5612
12422 | FPLEFR2B_G | 2 | North | YES | -0.12471 | 161 | 72 | 161 | 0 | 1 | CC | -1 | 0.31211 | 161 | 161 |  |  | -20.079 | 161 | -0.31211 | -50.2491
12423 | FPLEFR2C_G | 3 | North | YES | -0.12471 | 163 | 72 | 163 | 0 | 1 | CC | -1 | 0.31211 | 163 | 163 |  |  | -20.3284 | 163 | -0.31211 | -50.8733
12424 | FPLEFR2S_G | 4 | North | YES | -0.12471 | 415 | 191 | 415 | 0 | 1 | CC | -1 | 0.31211 | 415 | 415 |  |  | -51.7563 | 415 | -0.31211 | -129.5242
60052 | WILDHRS11A | 1 | West | YES | -0.12569 | 25.3 | 0 | 126.5 | 0 | 1.005 | #N/A | -1 | 0.31308 | 126.5 | 126.5 |  |  |  |  | -0.31308 | -39.6052
60053 | WILDHRS21A | 1 | West | YES | -0.12569 | 7.8 | 0 | 39 | 0 | 1.025 | #N/A | -1 | 0.31308 | 39 | 39 |  |  |  |  | -0.31308 | -12.2103
1437 | MESQUITW_1G | 1 | North | YES | -0.12624 | 40 | 0 | 400 | 0 | 1.023 | Wind | -1 | 0.31363 | 0 | 400 |  |  | 0 | 0 | -0.31363 | 0
1438 | MESQUITW_2G | 1 | North | YES | -0.12625 | 23.6 | 0 | 236 |  | 1.017 | Wind | -1 | 0.31364 | 0 | 236 |  |  | 0 | 0 | -0.31364 | 0
3126 | TRINIDAD_6G | 1 | North | YES | -0.12641 | 179.2 | 46 | 224 | 0 | 1 | GST | -1 | 0.3138 | 224 | 224 |  |  | -28.3156 | 224 | -0.3138 | -70.2915
2451 | LKHB1_G | 1 | North | YES | -0.12642 | 0 | 80 | 391 |  | 1.022 | GST | -1 | 0.31382 | 391 | 391 |  |  | -49.4314 | 391 | -0.31382 | -122.7018
2452 | LKHB2_G | 2 | North | YES | -0.12642 | 516 | 80 | 516 | 0 | 1.022 | GST | -1 | 0.31382 | 516 | 516 |  |  | -65.2343 | 516 | -0.31382 | -161.9288
12440 | PARKD_1SVC8 | 1 | North | YES | -0.12677 | 0 | 0 | 0 | 0 | 1.007 | GST | -1 | 0.31416 | 0 | 0 |  |  | 0 | 0 | -0.31416 | 0
12449 | PARKD_2SVC8 | 1 | North | YES | -0.12677 | 0 | 0 | 0 | 0 | 1.007 | GST | -1 | 0.31416 | 0 | 0 |  |  | 0 | 0 | -0.31416 | 0
948 | STEAM1 | 1 | North | YES | -0.12694 | 0 | 12 | 20 |  | 1.02 | GST | -1 | 0.31433 | 20 | 20 |  |  | -2.5388 | 20 | -0.31433 | -6.2866
949 | STEAM2 | 1 | North | YES | -0.12694 | 26 | 8 | 26 | 0 | 0.99 | GST | -1 | 0.31433 | 26 | 26 |  |  | -3.3004 | 26 | -0.31433 | -8.1726
950 | STEAM3 | 1 | North | YES | -0.12694 | 41 | 13 | 42 | 0 | 1.02 | GST | -1 | 0.31433 | 42 | 42 |  |  | -5.3314 | 42 | -0.31433 | -13.2019
837 | NEWMAN_G5 | 1 | North | YES | -0.12728 | 0 | 15 | 40 |  | 1.01 | GST | -1 | 0.31467 | 40 | 40 |  |  | -5.0912 | 40 | -0.31467 | -12.5869
842 | OLINGER_G1 | 1 | North | YES | -0.12729 | 55.4 | 20 | 79 | 0 | 1.03 | GST | -1 | 0.31468 | 79 | 79 |  |  | -10.0561 | 79 | -0.31468 | -24.8601
843 | OLINGER_G2 | 1 | North | YES | -0.12729 | 76.2 | 25 | 110 | 0 | 1.03 | GST | -1 | 0.31468 | 110 | 110 |  |  | -14.0021 | 110 | -0.31468 | -34.6153
844 | OLINGER_G3 | 1 | North | YES | -0.12729 | 103.9 | 45 | 150 | 0 | 1.03 | GST | -1 | 0.31468 | 150 | 150 |  |  | -19.0938 | 150 | -0.31468 | -47.2027
845 | OLINGER_G4 | 1 | North | YES | -0.12729 | 51.9 | 0 | 76 | 0 | 1.03 | GGT | -1 | 0.31468 | 76 | 76 |  |  | -9.6742 | 76 | -0.31468 | -23.916
1442 | COKFIELD_5 | 1 | North | YES | -0.12744 | 16.5 | 0 | 165 |  | 1.029 | Wind | -1 | 0.31483 | 0 | 165 |  |  | 0 | 0 | -0.31483 | 0
1701 | MOSES_1G | 1 | North | YES | -0.12762 | 558 | 175 | 558 | 0 | 1.023 | LIGCO | -1 | 0.31502 | 0 | 558 |  |  | 0 | 0 | -0.31502 | 0
1702 | MOSES_2G | 2 | North | YES | -0.12762 | 579 | 175 | 579 | 0 | 1.023 | LIGCO | -1 | 0.31502 | 0 | 579 |  |  | 0 | 0 | -0.31502 | 0
1703 | MOSES_3G | 3 | North | YES | -0.12762 | 808 | 463 | 808 | 0 | 1.023 | LIGCO | -1 | 0.31502 | 0 | 808 |  |  | 0 | 0 | -0.31502 | 0
5925 | DCEAST | EQ | North | YES | -0.12762 | 400.3 | -600 | 600 | 0 | 1.025 | DCTie | -1 | 0.31502 | 0 | 0 |  |  | 0 | 0 | -0.31502 | 0
1675 | PEC_1G | 1 | North | YES | -0.12783 | 76.7 | 35 | 76.7 | 0 | 1.022 | Cogen | -1 | 0.31522 | 0 | 0 |  |  | 0 | 0 | -0.31522 | 0
1676 | PEC_2G | 2 | North | YES | -0.12783 | 79.6 | 35 | 79.6 | 0 | 1.022 | Cogen | -1 | 0.31522 | 0 | 0 |  |  | 0 | 0 | -0.31522 | 0
1677 | PEC_3G | 3 | North | YES | -0.12783 | 88.4 | 35 | 88.4 | 0 | 1.022 | Cogen | -1 | 0.31522 | 0 | 0 |  |  | 0 | 0 | -0.31522 | 0
1678 | LAMARPWR_1G | 1 | North | YES | -0.12801 | 160 | 67.7 | 160 | 0 | 1.038 | CC | -1 | 0.31541 | 160 | 160 |  |  | -20.4824 | 160 | -0.31541 | -50.4652
1679 | LAMARPWR_2G | 2 | North | YES | -0.12801 | 156 | 67.7 | 156 | 0 | 1.038 | CC | -1 | 0.31541 | 156 | 156 |  |  | -19.9703 | 156 | -0.31541 | -49.2036
1680 | LAMARPWR_3G | 3 | North | YES | -0.12801 | 196 | 129.1 | 196 | 0 | 1.038 | CC | -1 | 0.31541 | 196 | 196 |  |  | -25.0909 | 196 | -0.31541 | -61.8199
1681 | LAMARPWR_4G | 4 | North | YES | -0.12801 | 156 | 67.7 | 156 | 0 | 1.038 | CC | -1 | 0.31541 | 156 | 156 |  |  | -19.9703 | 156 | -0.31541 | -49.2036
1682 | LAMARPWR_5G | 5 | North | YES | -0.12801 | 157 | 67.7 | 157 | 0 | 1.038 | CC | -1 | 0.31541 | 157 | 157 |  |  | -20.0984 | 157 | -0.31541 | -49.519
1683 | LAMARPWR_6G | 6 | North | YES | -0.12801 | 198 | 129.1 | 198 | 0 | 1.038 | CC | -1 | 0.31541 | 198 | 198 |  |  | -25.347 | 198 | -0.31541 | -62.4507
1689 | VALLEY_3G | 3 | North | YES | -0.12825 | 0 | 25 | 375 |  | 1.003 | GST | -1 | 0.31564 | 375 | 375 |  |  | -48.0922 | 375 | -0.31564 | -118.3644
11691 | KMICHICT1_G | 1 | North | YES | -0.12825 | 144 | 80 | 144 | 0 | 1.026 | CC | -1 | 0.31564 | 144 | 144 |  |  | -18.4674 | 144 | -0.31564 | -45.4519
11692 | KMICHICT2_G | 2 | North | YES | -0.12825 | 146 | 80 | 146 | 0 | 1.026 | CC | -1 | 0.31564 | 146 | 146 |  |  | -18.7239 | 146 | -0.31564 | -46.0832
11693 | KMICHIST3_G | 3 | North | YES | -0.12825 | 312 | 60 | 312 | 0 | 1.026 | CC | -1 | 0.31564 | 312 | 312 |  |  | -40.0128 | 312 | -0.31564 | -98.4792
11694 | KMICHICT4_G | 4 | North | YES | -0.12825 | 144 | 80 | 144 | 0 | 1.026 | CC | -1 | 0.31564 | 144 | 144 |  |  | -18.4674 | 144 | -0.31564 | -45.4519
11695 | KMICHICT5_G | 5 | North | YES | -0.12825 | 148 | 80 | 148 | 0 | 1.026 | CC | -1 | 0.31564 | 148 | 148 |  |  | -18.9804 | 148 | -0.31564 | -46.7145
11696 | KMICHIST6_G | 6 | North | YES | -0.12825 | 310 | 60 | 310 | 0 | 1.026 | CC | -1 | 0.31564 | 310 | 310 |  |  | -39.7563 | 310 | -0.31564 | -97.8479
6100 | OKLA7A | EQ | West | YES | -0.12835 | 50 | -220 | 220 | 0 | 1.035 | DCTie | -1 | 0.31574 | 0 | 0 |  |  |  |  | -0.31574 | 0
6752 | OKLA0A | 1 | West | YES | -0.12835 | 649.7 | 175 | 649.7 | 0 | 1.035 | LIGCO | -1 | 0.31574 | 0 | 649.7 |  |  |  |  | -0.31574 | 0
1687 | VALLEY_1G | 1 | North | YES | -0.12865 | 136 | 15 | 170 | 0 | 1.029 | GST | -1 | 0.31604 | 170 | 170 |  |  | -21.8697 | 170 | -0.31604 | -53.7264
1688 | VALLEY_2G | 2 | North | YES | -0.12865 | 527 | 90 | 527 | 0 | 1.029 | GSC | -1 | 0.31604 | 527 | 527 |  |  | -67.7959 | 527 | -0.31604 | -166.5517
6948 | DENISNDM | 2 | North | YES | -0.12898 | 31 | 5 | 40 | 0 | 1.015 | Hydro | -1 | 0.31637 | 0 | 0 |  |  | 0 | 0 | -0.31637 | 0
6948 | DENISNDM | 1 | North | YES | -0.12898 | 40 | 5 | 40 | 0 | 1.015 | Hydro | -1 | 0.31637 | 0 | 0 |  |  | 0 | 0 | -0.31637 | 0
2371 | COLLIN_1G | MB | North | YES | -0.13037 | 0 | 40 | 138 |  | 1.022 | GST | -1 | 0.31776 | 0 | 0 |  |  | 0 | 0 | -0.31776 | 0
2413 | MTCK6_G | 6 | North | YES | -0.13044 | 0 | 30 | 118 |  | 1.022 | GST | -1 | 0.31783 | 118 | 118 |  |  | -15.3914 | 118 | -0.31783 | -37.5038
2414 | MTCK7_G | 7 | North | YES | -0.13044 | 0 | 30 | 115 |  | 1.022 | GST | -1 | 0.31783 | 115 | 115 |  |  | -15.0001 | 115 | -0.31783 | -36.5503
2417 | MTCK8_G | 8 | North | YES | -0.13044 | 444.8 | 60 | 556 | 0 | 1.022 | GSC | -1 | 0.31783 | 556 | 556 |  |  | -72.5224 | 556 | -0.31783 | -176.7126
1432 | GRHAMSES_2G | 2 | North | YES | -0.13121 | 294.9 | 90 | 366 | 0 | 1.014 | GST | -1 | 0.31861 | 366 | 366 |  |  | -48.0247 | 366 | -0.31861 | -116.6103
1479 | WFCOGEN_1G | 2 | North | YES | -0.13138 | 16 | 12 | 20 | 0 | 1 | Cogen | -1 | 0.31877 | 0 | 0 |  |  | 0 | 0 | -0.31877 | 0
1479 | WFCOGEN_1G | 1 | North | YES | -0.13138 | 16 | 12 | 20 | 0 | 1 | Cogen | -1 | 0.31877 | 0 | 0 |  |  | 0 | 0 | -0.31877 | 0
1482 | WFCOGEN_2G | 2 | North | YES | -0.13138 | 13.6 | 12 | 17 | 0 | 1 | Cogen | -1 | 0.31877 | 0 | 0 |  |  | 0 | 0 | -0.31877 | 0
1482 | WFCOGEN_2G | 1 | North | YES | -0.13138 | 16 | 12 | 20 | 0 | 1 | Cogen | -1 | 0.31877 | 0 | 0 |  |  | 0 | 0 | -0.31877 | 0
2381 | NTHLK1_G | 1 | North | YES | -0.13172 | 0 | 35 | 156 |  | 1.022 | GST | -1 | 0.31911 | 156 | 156 |  |  | -20.5486 | 156 | -0.31911 | -49.7819
2382 | NTHLK2_G | 2 | North | YES | -0.13172 | 0 | 35 | 181 |  | 1.022 | GST | -1 | 0.31911 | 181 | 181 |  |  | -23.8417 | 181 | -0.31911 | -57.7597
2383 | NTHLK3_G | 3 | North | YES | -0.13172 | 0 | 50 | 329 |  | 1.022 | GST | -1 | 0.31911 | 329 | 329 |  |  | -43.3365 | 329 | -0.31911 | -104.9886
1433 | GRHAMSES_1G | 1 | North | YES | -0.13201 | 242 | 60 | 242 | 0 | 1.038 | GST | -1 | 0.3194 | 242 | 242 |  |  | -31.9455 | 242 | -0.3194 | -77.2944
2418 | MTCK2_G | 2 | North | YES | -0.13208 | 0 | 10 | 23 |  | 0.971 | #N/A | -1 | 0.31947 | 23 | 23 |  |  | -3.0379 | 23 | -0.31947 | -7.3479
2419 | MTCK3_G | MB | North | YES | -0.13208 | 0 | 10 | 63 |  | 0.971 | #N/A | -1 | 0.31947 | 63 | 63 |  |  | -8.3212 | 63 | -0.31947 | -20.1269
923 | SPENCER_G4 | 1 | North | YES | -0.13289 | 48 | 20 | 61 | 0 | 1.03 | GST | -1 | 0.32028 | 61 | 61 |  |  | -8.1061 | 61 | -0.32028 | -19.537
924 | SPENCER_G5 | 1 | North | YES | -0.13289 | 52 | 20 | 66 | 0 | 1.03 | GST | -1 | 0.32028 | 66 | 66 |  |  | -8.7705 | 66 | -0.32028 | -21.1384
728 | WOLFRIDGE801 | 1 | North | YES | -0.13349 | 11.2 | 0 | 112.5 | 0 | 0.99 | Wind | -1 | 0.32088 | 0 | 112.5 |  |  | 0 | 0 | -0.32088 | 0
1453 | WCPWRCO_1G | 1 | North | YES | -0.13421 | 204 | 50 | 204 |  | 1.02 | CC | -1 | 0.3216 | 204 | 204 |  |  | -27.3788 | 204 | -0.3216 | -65.6069
1454 | WCPWRCO_2G | 2 | North | YES | -0.13421 | 204 | 50 | 204 |  | 1.02 | CC | -1 | 0.3216 | 204 | 204 |  |  | -27.3788 | 204 | -0.3216 | -65.6069
1455 | WCPWRCO_3G | 3 | North | YES | -0.13421 | 242 | 50 | 242 |  | 1.02 | CC | -1 | 0.3216 | 242 | 242 |  |  | -32.4788 | 242 | -0.3216 | -77.8278
12322 | ENNSTRAC_1G | 1 | North | YES | -0.13471 | 196 | 130 | 196 | 0 | 1.036 | CC | -1 | 0.3221 | 196 | 196 |  |  | -26.403 | 196 | -0.3221 | -63.1319
12323 | ENNSTRAC_2G | 2 | North | YES | -0.13471 | 116 | 100 | 116 | 0 | 1.036 | CC | -1 | 0.3221 | 116 | 116 |  |  | -15.6262 | 116 | -0.3221 | -37.3638
1600 | BARTNWND_1G | 1 | North | YES | -0.1349 | 12 | 0 | 120 | 0 | 1.022 | Wind | -1 | 0.3223 | 0 | 120 |  |  | 0 | 0 | -0.3223 | 0
344 | MRSSHPRD | 1 | North | YES | -0.1352 | 12 | 0 | 12 |  | 1.03 | Hydro | -1 | 0.32259 | 0 | 0 |  |  | 0 | 0 | -0.32259 | 0
345 | MRSSHPRD01 | 2 | North | YES | -0.1352 | 12 | 0 | 12 |  | 1.03 | Hydro | -1 | 0.32259 | 0 | 0 |  |  | 0 | 0 | -0.32259 | 0
580 | JCKCNTY801 | 1 | North | YES | -0.1362 | 288 | 0 | 288 | 0 | 1.022 | CC | -1 | 0.32359 | 288 | 288 |  |  | -39.2259 | 288 | -0.32359 | -93.1949
581 | JCKCNTY802 | 2 | North | YES | -0.1362 | 147 | 0 | 147 | 0 | 1.022 | CC | -1 | 0.32359 | 147 | 147 |  |  | -20.0215 | 147 | -0.32359 | -47.5682
582 | JCKCNTY803 | 3 | North | YES | -0.1362 | 147 | 0 | 147 | 0 | 1.022 | CC | -1 | 0.32359 | 147 | 147 |  |  | -20.0215 | 147 | -0.32359 | -47.5682
1861 | EAGLEMNT_1G | MB | North | YES | -0.1368 | 0 | 30 | 112 |  | 1.022 | GST | -1 | 0.32419 | 0 | 0 |  |  | 0 | 0 | -0.32419 | 0
1862 | EAGLEMNT_2G | MB | North | YES | -0.1368 | 0 | 40 | 100 |  | 1.022 | GST | -1 | 0.32419 | 0 | 0 |  |  | 0 | 0 | -0.32419 | 0
1863 | EAGLEMNT_3G | MB | North | YES | -0.1368 | 0 | 50 | 378 |  | 1.022 | GST | -1 | 0.32419 | 0 | 0 |  |  | 0 | 0 | -0.32419 | 0
503 | NTHTEXAS01 | 1 | North | YES | -0.13807 | 0 | 5 | 18 |  | 1.015 | GST | -1 | 0.32546 | 18 | 18 |  |  | -2.4853 | 18 | -0.32546 | -5.8583
504 | NTHTEXAS02 | 2 | North | YES | -0.13807 | 14.4 | 5 | 18 |  | 1.015 | GST | -1 | 0.32546 | 18 | 18 |  |  | -2.4853 | 18 | -0.32546 | -5.8583
505 | NTHTEXAS03 | 3 | North | YES | -0.13807 | 30.4 | 15 | 38 |  | 1.015 | GST | -1 | 0.32546 | 38 | 38 |  |  | -5.2467 | 38 | -0.32546 | -12.3676
1945 | HANDLEY_1G | MB | North | YES | -0.13883 | 0 | 25 | 36 |  | 0.986 | #N/A | -1 | 0.32622 | 36 | 36 |  |  | -4.9977 | 36 | -0.32622 | -11.7438
1946 | HANDLEY_2G | MB | North | YES | -0.13883 | 0 | 30 | 68 |  | 0.986 | #N/A | -1 | 0.32622 | 68 | 68 |  |  | -9.4401 | 68 | -0.32622 | -22.1828
1948 | HANDLEY_4G | 4 | North | YES | -0.13892 | 348 | 150 | 435 | 0 | 1.022 | GST | -1 | 0.32631 | 435 | 435 |  |  | -60.4306 | 435 | -0.32631 | -141.9463
1947 | HANDLEY_3G | 3 | North | YES | -0.13929 | 316 | 100 | 395 | 0 | 1.022 | GST | -1 | 0.32668 | 395 | 395 |  |  | -55.018 | 395 | -0.32668 | -129.038
1949 | HANDLEY_5G | 5 | North | YES | -0.13929 | 348 | 150 | 435 | 0 | 1.022 | GST | -1 | 0.32668 | 435 | 435 |  |  | -60.5894 | 435 | -0.32668 | -142.1051
1898 | COMCHEPK_1G | 1 | North | YES | -0.13967 | 1159 | 1150 | 1159 | 0 | 1.032 | Nuc | -1 | 0.32706 | 0 | 0 |  |  | 0 | 0 | -0.32706 | 0
1899 | COMCHEPK_2G | 2 | North | YES | -0.13967 | 1159 | 1128 | 1159 | 0 | 1.032 | Nuc | -1 | 0.32706 | 0 | 0 |  |  | 0 | 0 | -0.32706 | 0
1877 | WLFHOLW_1G | 1 | North | YES | -0.13987 | 217.3 | 89.2 | 217.3 | 0 | 1.032 | CC | -1 | 0.32727 | 217.3 | 217.3 |  |  | -30.3946 | 217.3 | -0.32727 | -71.115
1878 | WLFHOLW_2G | 2 | North | YES | -0.13987 | 215.7 | 105 | 215.7 | 0 | 1.032 | CC | -1 | 0.32727 | 215.7 | 215.7 |  |  | -30.1708 | 215.7 | -0.32727 | -70.5914
1879 | WLFHOLW_3G | 3 | North | YES | -0.13987 | 272.4 | 89.2 | 272.4 | 0 | 1.032 | CC | -1 | 0.32727 | 272.4 | 272.4 |  |  | -38.1017 | 272.4 | -0.32727 | -89.1474
1889 | DECRDOVA_1G | 1 | North | YES | -0.14023 | 779 | 255 | 779 | 0 | 1.02 | GSC | -1 | 0.32762 | 779 | 779 |  |  | -109.2407 | 779 | -0.32762 | -255.2194
1892 | DECRDOVA_2G | A | North | YES | -0.14346 | 65 | 65 | 70 | 0 | 1.025 | GGT | -1 | 0.33085 | 70 | 70 |  |  | -10.0422 | 70 | -0.33085 | -23.1597
1893 | DECRDOVA_3G | B | North | YES | -0.14346 | 65 | 65 | 69 | 0 | 1.025 | GGT | -1 | 0.33085 | 69 | 69 |  |  | -9.8987 | 69 | -0.33085 | -22.8288
1894 | DECRDOVA_4G | C | North | YES | -0.14346 | 65 | 65 | 69 | 0 | 1.025 | GGT | -1 | 0.33085 | 69 | 69 |  |  | -9.8987 | 69 | -0.33085 | -22.8288
1895 | DECRDOVA_5G | D | North | YES | -0.14346 | 65 | 65 | 68 | 0 | 1.025 | GGT | -1 | 0.33085 | 68 | 68 |  |  | -9.7553 | 68 | -0.33085 | -22.498
1643 | SLSTR1PP_1G | 1 | North | YES | -0.14398 | 6 | 0 | 60 | 0 | 1.022 | Wind | -1 | 0.33137 | 0 | 60 |  |  | 0 | 0 | -0.33137 | 0
332 | RWMILLER01 | 1 | North | YES | -0.14425 | 58.4 | 18.5 | 73 | 0 | 1.04 | GST | -1 | 0.33165 | 73 | 73 |  |  | -10.5305 | 73 | -0.33165 | -24.2101
333 | RWMILLER02 | 2 | North | YES | -0.14425 | 95.2 | 37 | 119 | 0 | 1.04 | GST | -1 | 0.33165 | 119 | 119 |  |  | -17.1661 | 119 | -0.33165 | -39.4658
334 | RWMILLER03 | 3 | North | YES | -0.14425 | 166.4 | 65 | 208 | 0 | 1.04 | GST | -1 | 0.33165 | 208 | 208 |  |  | -30.0046 | 208 | -0.33165 | -68.9822
335 | RWMILLER04 | 4 | North | YES | -0.14425 | 81.6 | 0 | 102 | 0 | 1.04 | GST | -1 | 0.33165 | 102 | 102 |  |  | -14.7138 | 102 | -0.33165 | -33.8278
336 | RWMILLER05 | 5 | North | YES | -0.14425 | 80.8 | 0 | 101 | 0 | 1.04 | GST | -1 | 0.33165 | 101 | 101 |  |  | -14.5696 | 101 | -0.33165 | -33.4962
1941 | MDLTHELP_1G | 1 | North | YES | -0.14555 | 216.4 | 74 | 216.4 | 0 | 1 | CC | -1 | 0.33295 | 216.4 | 216.4 |  |  | -31.4977 | 216.4 | -0.33295 | -72.0494
1942 | MDLTHELP_2G | 2 | North | YES | -0.14555 | 216.1 | 74 | 216.1 | 0 | 1 | CC | -1 | 0.33295 | 216.1 | 216.1 |  |  | -31.454 | 216.1 | -0.33295 | -71.9495
1937 | MDLTHELP_5G | 5 | North | YES | -0.14711 | 224 | 74 | 224 | 0 | 1 | CC | -1 | 0.33451 | 224 | 224 |  |  | -32.9533 | 224 | -0.33451 | -74.9292
1938 | MDLTHELP_6G | 6 | North | YES | -0.14711 | 226 | 74 | 226 | 0 | 1 | CC | -1 | 0.33451 | 226 | 226 |  |  | -33.2475 | 226 | -0.33451 | -75.5982
1943 | MDLTHELP_3G | 3 | North | YES | -0.14711 | 212 | 74 | 212 | 0 | 1 | CC | -1 | 0.33451 | 212 | 212 |  |  | -31.188 | 212 | -0.33451 | -70.9152
1944 | MDLTHELP_4G | 4 | North | YES | -0.14711 | 211 | 74 | 211 | 0 | 1 | CC | -1 | 0.33451 | 211 | 211 |  |  | -31.0408 | 211 | -0.33451 | -70.5806
366 | JNSNCNTY802 | 1 | North | YES | -0.14978 | 168 | 20 | 168 | 0 | 1.02 | Cogen | -1 | 0.33718 | 0 | 0 |  |  | 0 | 0 | -0.33718 | 0
367 | JNSNCNTY802 | 2 | North | YES | -0.14978 | 90 | 20 | 90 | 0 | 1.02 | Cogen | -1 | 0.33718 | 0 | 0 |  |  | 0 | 0 | -0.33718 | 0
244 | WHITNYDM01 | 1 | North | YES | -0.20393 | 15 | 0 | 15 | 0 | 1.035 | Hydro | -1 | 0.39132 | 0 | 0 |  |  | 0 | 0 | -0.39132 | 0
245 | WHITNYDM02 | 2 | North | YES | -0.20393 | 15 | 0 | 15 | 0 | 1.035 | Hydro | -1 | 0.39132 | 0 | 0 |  |  | 0 | 0 | -0.39132 | 0
251 | BOSQUESW803 | 2 | North | YES | -0.21791 | 150 | 0 | 150 |  | 1.032 | CC | -1 | 0.40531 | 150 | 150 |  |  | -32.6872 | 150 | -0.40531 | -60.7961
253 | BOSQUESW804 | 2 | North | YES | -0.21791 | 80 | 0 | 80 |  | 1.032 | CC | -1 | 0.40531 | 80 | 80 |  |  | -17.4332 | 80 | -0.40531 | -32.4246
238 | BOSQUESW505 | 1 | North | YES | -0.23136 | 255 | 0 | 255 | 0 | 1.02 | CC | -1 | 0.41875 | 255 | 255 |  |  | -58.9968 | 255 | -0.41875 | -106.7819
239 | BOSQUESW502 | 1 | North | YES | -0.23136 | 119.2 | 0 | 149 | 0 | 1.02 | GGT | -1 | 0.41875 | 149 | 149 |  |  | -34.4726 | 149 | -0.41875 | -62.3941
247 | BOSQUESW501 | 2 | North | YES | -0.23136 | 124.8 | 0 | 156 | 0 | 1.02 | GGT | -1 | 0.41875 | 156 | 156 |  |  | -36.0922 | 156 | -0.41875 | -65.3254
3416 | LAKE_CRK1_G | 1 | North | YES | -0.2426 | 60 | 33 | 75 |  | 1.029 | GST | -1 | 0.42999 | 75 | 75 |  |  | -18.1948 | 75 | -0.42999 | -32.2492
3417 | LAKE_CRK2_G | 2 | North | YES | -0.2426 | 177.6 | 40 | 222 | 0 | 1.029 | GST | -1 | 0.42999 | 222 | 222 |  |  | -53.8565 | 222 | -0.42999 | -95.4577
3403 | THOUSE_1G | 1 | North | YES | -0.2489 | 563 | 200 | 563 | 0 | 1.012 | GSC | -1 | 0.43629 | 563 | 563 |  |  | -140.1284 | 563 | -0.43629 | -245.6304
3404 | THOUSE_2G | 2 | North | YES | -0.2489 | 807 | 250 | 807 | 0 | 1.012 | GSC | -1 | 0.43629 | 807 | 807 |  |  | -200.8591 | 807 | -0.43629 | -352.0848
Note on AL4: Zonal Cap - Zonal Impact

## Distributed Slack - Inc
Number of Bus | Name of Bus | ID | Area Name of Gen | AGC | P Sensitivity of Bus | Gen MW | Min MW | Max MW | V Sensitivity of Bus | Set Volt | Tech Type | Zone Impact | Zone Correlation | Inc Max | Dec Max | Souce S.F. Weighting | Souce Capacity | Sink S.F. Weighting | Sink Capacity | PTDF Calc | PTDF Weighting | Cumulative Concentrated Capacity | Cumulative Concentrated Impact
3403 | THOUSE_1G | 1 | North | YES | -0.2489 | 563 | 200 | 563 | 0 | 1.012 | GSC | -1 | 0.43629 | 563 | 563 |  |  | -140.1284 | 563 | -0.43629 | -245.6304 | 563 | 245.6304
3404 | THOUSE_2G | 2 | North | YES | -0.2489 | 807 | 250 | 807 | 0 | 1.012 | GSC | -1 | 0.43629 | 807 | 807 |  |  | -200.8591 | 807 | -0.43629 | -352.0848 | 1370 | 597.7152
3416 | LAKE_CRK1_G | 1 | North | YES | -0.2426 | 60 | 33 | 75 |  | 1.029 | GST | -1 | 0.42999 | 75 | 75 |  |  | -18.1948 | 75 | -0.42999 | -32.2492 | 1445 | 629.9644
3417 | LAKE_CRK2_G | 2 | North | YES | -0.2426 | 177.6 | 40 | 222 | 0 | 1.029 | GST | -1 | 0.42999 | 222 | 222 |  |  | -53.8565 | 222 | -0.42999 | -95.4577 | 1667 | 725.422 | Weighted Shift Factors
238 | BOSQUESW505 | 1 | North | YES | -0.23136 | 255 | 0 | 255 | 0 | 1.02 | CC | -1 | 0.41875 | 255 | 255 |  |  | -58.9968 | 255 | -0.41875 | -106.7819 | 1922 | 832.2039 | South | 0.18739
239 | BOSQUESW502 | 1 | North | YES | -0.23136 | 119.2 | 0 | 149 | 0 | 1.02 | GGT | -1 | 0.41875 | 149 | 149 |  |  | -34.4726 | 149 | -0.41875 | -62.3941 | 2071 | 894.598 | North | -0.13644
247 | BOSQUESW501 | 2 | North | YES | -0.23136 | 124.8 | 0 | 156 | 0 | 1.02 | GGT | -1 | 0.41875 | 156 | 156 |  |  | -36.0922 | 156 | -0.41875 | -65.3254 | 2227 | 959.9234 |  | 0.32383
251 | BOSQUESW803 | 2 | North | YES | -0.21791 | 150 | 0 | 150 |  | 1.032 | CC | -1 | 0.40531 | 150 | 150 |  |  | -32.6872 | 150 | -0.40531 | -60.7961
253 | BOSQUESW804 | 2 | North | YES | -0.21791 | 80 | 0 | 80 |  | 1.032 | CC | -1 | 0.40531 | 80 | 80 |  |  | -17.4332 | 80 | -0.40531 | -32.4246 |  |  | Line Cap | 1072
244 | WHITNYDM01 | 1 | North | YES | -0.20393 | 15 | 0 | 15 | 0 | 1.035 | Hydro | -1 | 0.39132 | 0 | 0 |  |  | 0 | 0 | -0.39132 | 0 |  |  | Conc Gen | 2227
245 | WHITNYDM02 | 2 | North | YES | -0.20393 | 15 | 0 | 15 | 0 | 1.035 | Hydro | -1 | 0.39132 | 0 | 0 |  |  | 0 | 0 | -0.39132 | 0 |  |  | Weighted Imp. | 959.9234
366 | JNSNCNTY802 | 1 | North | YES | -0.14978 | 168 | 20 | 168 | 0 | 1.02 | Cogen | -1 | 0.33718 | 0 | 0 |  |  | 0 | 0 | -0.33718 | 0 |  |  | PTDF | 0.43104
367 | JNSNCNTY802 | 2 | North | YES | -0.14978 | 90 | 20 | 90 | 0 | 1.02 | Cogen | -1 | 0.33718 | 0 | 0 |  |  | 0 | 0 | -0.33718 | 0
1937 | MDLTHELP_5G | 5 | North | YES | -0.14711 | 224 | 74 | 224 | 0 | 1 | CC | -1 | 0.33451 | 224 | 224 |  |  | -32.9533 | 224 | -0.33451 | -74.9292 |  |  | Concentration | 1.3311
1938 | MDLTHELP_6G | 6 | North | YES | -0.14711 | 226 | 74 | 226 | 0 | 1 | CC | -1 | 0.33451 | 226 | 226 |  |  | -33.2475 | 226 | -0.33451 | -75.5982
1943 | MDLTHELP_3G | 3 | North | YES | -0.14711 | 212 | 74 | 212 | 0 | 1 | CC | -1 | 0.33451 | 212 | 212 |  |  | -31.188 | 212 | -0.33451 | -70.9152 |  |  |  | Pass
1944 | MDLTHELP_4G | 4 | North | YES | -0.14711 | 211 | 74 | 211 | 0 | 1 | CC | -1 | 0.33451 | 211 | 211 |  |  | -31.0408 | 211 | -0.33451 | -70.5806
1941 | MDLTHELP_1G | 1 | North | YES | -0.14555 | 216.4 | 74 | 216.4 | 0 | 1 | CC | -1 | 0.33295 | 216.4 | 216.4 |  |  | -31.4977 | 216.4 | -0.33295 | -72.0494
1942 | MDLTHELP_2G | 2 | North | YES | -0.14555 | 216.1 | 74 | 216.1 | 0 | 1 | CC | -1 | 0.33295 | 216.1 | 216.1 |  |  | -31.454 | 216.1 | -0.33295 | -71.9495
332 | RWMILLER01 | 1 | North | YES | -0.14425 | 58.4 | 18.5 | 73 | 0 | 1.04 | GST | -1 | 0.33165 | 73 | 73 |  |  | -10.5305 | 73 | -0.33165 | -24.2101
333 | RWMILLER02 | 2 | North | YES | -0.14425 | 95.2 | 37 | 119 | 0 | 1.04 | GST | -1 | 0.33165 | 119 | 119 |  |  | -17.1661 | 119 | -0.33165 | -39.4658
334 | RWMILLER03 | 3 | North | YES | -0.14425 | 166.4 | 65 | 208 | 0 | 1.04 | GST | -1 | 0.33165 | 208 | 208 |  |  | -30.0046 | 208 | -0.33165 | -68.9822
335 | RWMILLER04 | 4 | North | YES | -0.14425 | 81.6 | 0 | 102 | 0 | 1.04 | GST | -1 | 0.33165 | 102 | 102 |  |  | -14.7138 | 102 | -0.33165 | -33.8278
336 | RWMILLER05 | 5 | North | YES | -0.14425 | 80.8 | 0 | 101 | 0 | 1.04 | GST | -1 | 0.33165 | 101 | 101 |  |  | -14.5696 | 101 | -0.33165 | -33.4962
1643 | SLSTR1PP_1G | 1 | North | YES | -0.14398 | 6 | 0 | 60 | 0 | 1.022 | Wind | -1 | 0.33137 | 0 | 60 |  |  | 0 | 0 | -0.33137 | 0
1892 | DECRDOVA_2G | A | North | YES | -0.14346 | 65 | 65 | 70 | 0 | 1.025 | GGT | -1 | 0.33085 | 70 | 70 |  |  | -10.0422 | 70 | -0.33085 | -23.1597
1893 | DECRDOVA_3G | B | North | YES | -0.14346 | 65 | 65 | 69 | 0 | 1.025 | GGT | -1 | 0.33085 | 69 | 69 |  |  | -9.8987 | 69 | -0.33085 | -22.8288
1894 | DECRDOVA_4G | C | North | YES | -0.14346 | 65 | 65 | 69 | 0 | 1.025 | GGT | -1 | 0.33085 | 69 | 69 |  |  | -9.8987 | 69 | -0.33085 | -22.8288
1895 | DECRDOVA_5G | D | North | YES | -0.14346 | 65 | 65 | 68 | 0 | 1.025 | GGT | -1 | 0.33085 | 68 | 68 |  |  | -9.7553 | 68 | -0.33085 | -22.498
1889 | DECRDOVA_1G | 1 | North | YES | -0.14023 | 779 | 255 | 779 | 0 | 1.02 | GSC | -1 | 0.32762 | 779 | 779 |  |  | -109.2407 | 779 | -0.32762 | -255.2194
1877 | WLFHOLW_1G | 1 | North | YES | -0.13987 | 217.3 | 89.2 | 217.3 | 0 | 1.032 | CC | -1 | 0.32727 | 217.3 | 217.3 |  |  | -30.3946 | 217.3 | -0.32727 | -71.115
1878 | WLFHOLW_2G | 2 | North | YES | -0.13987 | 215.7 | 105 | 215.7 | 0 | 1.032 | CC | -1 | 0.32727 | 215.7 | 215.7 |  |  | -30.1708 | 215.7 | -0.32727 | -70.5914
1879 | WLFHOLW_3G | 3 | North | YES | -0.13987 | 272.4 | 89.2 | 272.4 | 0 | 1.032 | CC | -1 | 0.32727 | 272.4 | 272.4 |  |  | -38.1017 | 272.4 | -0.32727 | -89.1474
1898 | COMCHEPK_1G | 1 | North | YES | -0.13967 | 1159 | 1150 | 1159 | 0 | 1.032 | Nuc | -1 | 0.32706 | 0 | 0 |  |  | 0 | 0 | -0.32706 | 0
1899 | COMCHEPK_2G | 2 | North | YES | -0.13967 | 1159 | 1128 | 1159 | 0 | 1.032 | Nuc | -1 | 0.32706 | 0 | 0 |  |  | 0 | 0 | -0.32706 | 0
1947 | HANDLEY_3G | 3 | North | YES | -0.13929 | 316 | 100 | 395 | 0 | 1.022 | GST | -1 | 0.32668 | 395 | 395 |  |  | -55.018 | 395 | -0.32668 | -129.038
1949 | HANDLEY_5G | 5 | North | YES | -0.13929 | 348 | 150 | 435 | 0 | 1.022 | GST | -1 | 0.32668 | 435 | 435 |  |  | -60.5894 | 435 | -0.32668 | -142.1051
1948 | HANDLEY_4G | 4 | North | YES | -0.13892 | 348 | 150 | 435 | 0 | 1.022 | GST | -1 | 0.32631 | 435 | 435 |  |  | -60.4306 | 435 | -0.32631 | -141.9463
1945 | HANDLEY_1G | MB | North | YES | -0.13883 | 0 | 25 | 36 |  | 0.986 | #N/A | -1 | 0.32622 | 36 | 36 |  |  | -4.9977 | 36 | -0.32622 | -11.7438
1946 | HANDLEY_2G | MB | North | YES | -0.13883 | 0 | 30 | 68 |  | 0.986 | #N/A | -1 | 0.32622 | 68 | 68 |  |  | -9.4401 | 68 | -0.32622 | -22.1828
503 | NTHTEXAS01 | 1 | North | YES | -0.13807 | 0 | 5 | 18 |  | 1.015 | GST | -1 | 0.32546 | 18 | 18 |  |  | -2.4853 | 18 | -0.32546 | -5.8583
504 | NTHTEXAS02 | 2 | North | YES | -0.13807 | 14.4 | 5 | 18 |  | 1.015 | GST | -1 | 0.32546 | 18 | 18 |  |  | -2.4853 | 18 | -0.32546 | -5.8583
505 | NTHTEXAS03 | 3 | North | YES | -0.13807 | 30.4 | 15 | 38 |  | 1.015 | GST | -1 | 0.32546 | 38 | 38 |  |  | -5.2467 | 38 | -0.32546 | -12.3676
1861 | EAGLEMNT_1G | MB | North | YES | -0.1368 | 0 | 30 | 112 |  | 1.022 | GST | -1 | 0.32419 | 0 | 0 |  |  | 0 | 0 | -0.32419 | 0
1862 | EAGLEMNT_2G | MB | North | YES | -0.1368 | 0 | 40 | 100 |  | 1.022 | GST | -1 | 0.32419 | 0 | 0 |  |  | 0 | 0 | -0.32419 | 0
1863 | EAGLEMNT_3G | MB | North | YES | -0.1368 | 0 | 50 | 378 |  | 1.022 | GST | -1 | 0.32419 | 0 | 0 |  |  | 0 | 0 | -0.32419 | 0
580 | JCKCNTY801 | 1 | North | YES | -0.1362 | 288 | 0 | 288 | 0 | 1.022 | CC | -1 | 0.32359 | 288 | 288 |  |  | -39.2259 | 288 | -0.32359 | -93.1949
581 | JCKCNTY802 | 2 | North | YES | -0.1362 | 147 | 0 | 147 | 0 | 1.022 | CC | -1 | 0.32359 | 147 | 147 |  |  | -20.0215 | 147 | -0.32359 | -47.5682
582 | JCKCNTY803 | 3 | North | YES | -0.1362 | 147 | 0 | 147 | 0 | 1.022 | CC | -1 | 0.32359 | 147 | 147 |  |  | -20.0215 | 147 | -0.32359 | -47.5682
344 | MRSSHPRD | 1 | North | YES | -0.1352 | 12 | 0 | 12 |  | 1.03 | Hydro | -1 | 0.32259 | 0 | 0 |  |  | 0 | 0 | -0.32259 | 0
345 | MRSSHPRD01 | 2 | North | YES | -0.1352 | 12 | 0 | 12 |  | 1.03 | Hydro | -1 | 0.32259 | 0 | 0 |  |  | 0 | 0 | -0.32259 | 0
1600 | BARTNWND_1G | 1 | North | YES | -0.1349 | 12 | 0 | 120 | 0 | 1.022 | Wind | -1 | 0.3223 | 0 | 120 |  |  | 0 | 0 | -0.3223 | 0
12322 | ENNSTRAC_1G | 1 | North | YES | -0.13471 | 196 | 130 | 196 | 0 | 1.036 | CC | -1 | 0.3221 | 196 | 196 |  |  | -26.403 | 196 | -0.3221 | -63.1319
12323 | ENNSTRAC_2G | 2 | North | YES | -0.13471 | 116 | 100 | 116 | 0 | 1.036 | CC | -1 | 0.3221 | 116 | 116 |  |  | -15.6262 | 116 | -0.3221 | -37.3638
1453 | WCPWRCO_1G | 1 | North | YES | -0.13421 | 204 | 50 | 204 |  | 1.02 | CC | -1 | 0.3216 | 204 | 204 |  |  | -27.3788 | 204 | -0.3216 | -65.6069
1454 | WCPWRCO_2G | 2 | North | YES | -0.13421 | 204 | 50 | 204 |  | 1.02 | CC | -1 | 0.3216 | 204 | 204 |  |  | -27.3788 | 204 | -0.3216 | -65.6069
1455 | WCPWRCO_3G | 3 | North | YES | -0.13421 | 242 | 50 | 242 |  | 1.02 | CC | -1 | 0.3216 | 242 | 242 |  |  | -32.4788 | 242 | -0.3216 | -77.8278
728 | WOLFRIDGE801 | 1 | North | YES | -0.13349 | 11.2 | 0 | 112.5 | 0 | 0.99 | Wind | -1 | 0.32088 | 0 | 112.5 |  |  | 0 | 0 | -0.32088 | 0
923 | SPENCER_G4 | 1 | North | YES | -0.13289 | 48 | 20 | 61 | 0 | 1.03 | GST | -1 | 0.32028 | 61 | 61 |  |  | -8.1061 | 61 | -0.32028 | -19.537
924 | SPENCER_G5 | 1 | North | YES | -0.13289 | 52 | 20 | 66 | 0 | 1.03 | GST | -1 | 0.32028 | 66 | 66 |  |  | -8.7705 | 66 | -0.32028 | -21.1384
2418 | MTCK2_G | 2 | North | YES | -0.13208 | 0 | 10 | 23 |  | 0.971 | #N/A | -1 | 0.31947 | 23 | 23 |  |  | -3.0379 | 23 | -0.31947 | -7.3479
2419 | MTCK3_G | MB | North | YES | -0.13208 | 0 | 10 | 63 |  | 0.971 | #N/A | -1 | 0.31947 | 63 | 63 |  |  | -8.3212 | 63 | -0.31947 | -20.1269
1433 | GRHAMSES_1G | 1 | North | YES | -0.13201 | 242 | 60 | 242 | 0 | 1.038 | GST | -1 | 0.3194 | 242 | 242 |  |  | -31.9455 | 242 | -0.3194 | -77.2944
2381 | NTHLK1_G | 1 | North | YES | -0.13172 | 0 | 35 | 156 |  | 1.022 | GST | -1 | 0.31911 | 156 | 156 |  |  | -20.5486 | 156 | -0.31911 | -49.7819
2382 | NTHLK2_G | 2 | North | YES | -0.13172 | 0 | 35 | 181 |  | 1.022 | GST | -1 | 0.31911 | 181 | 181 |  |  | -23.8417 | 181 | -0.31911 | -57.7597
2383 | NTHLK3_G | 3 | North | YES | -0.13172 | 0 | 50 | 329 |  | 1.022 | GST | -1 | 0.31911 | 329 | 329 |  |  | -43.3365 | 329 | -0.31911 | -104.9886
1479 | WFCOGEN_1G | 2 | North | YES | -0.13138 | 16 | 12 | 20 | 0 | 1 | Cogen | -1 | 0.31877 | 0 | 0 |  |  | 0 | 0 | -0.31877 | 0
1479 | WFCOGEN_1G | 1 | North | YES | -0.13138 | 16 | 12 | 20 | 0 | 1 | Cogen | -1 | 0.31877 | 0 | 0 |  |  | 0 | 0 | -0.31877 | 0
1482 | WFCOGEN_2G | 2 | North | YES | -0.13138 | 13.6 | 12 | 17 | 0 | 1 | Cogen | -1 | 0.31877 | 0 | 0 |  |  | 0 | 0 | -0.31877 | 0
1482 | WFCOGEN_2G | 1 | North | YES | -0.13138 | 16 | 12 | 20 | 0 | 1 | Cogen | -1 | 0.31877 | 0 | 0 |  |  | 0 | 0 | -0.31877 | 0
1432 | GRHAMSES_2G | 2 | North | YES | -0.13121 | 294.9 | 90 | 366 | 0 | 1.014 | GST | -1 | 0.31861 | 366 | 366 |  |  | -48.0247 | 366 | -0.31861 | -116.6103
2413 | MTCK6_G | 6 | North | YES | -0.13044 | 0 | 30 | 118 |  | 1.022 | GST | -1 | 0.31783 | 118 | 118 |  |  | -15.3914 | 118 | -0.31783 | -37.5038
2414 | MTCK7_G | 7 | North | YES | -0.13044 | 0 | 30 | 115 |  | 1.022 | GST | -1 | 0.31783 | 115 | 115 |  |  | -15.0001 | 115 | -0.31783 | -36.5503
2417 | MTCK8_G | 8 | North | YES | -0.13044 | 444.8 | 60 | 556 | 0 | 1.022 | GSC | -1 | 0.31783 | 556 | 556 |  |  | -72.5224 | 556 | -0.31783 | -176.7126
2371 | COLLIN_1G | MB | North | YES | -0.13037 | 0 | 40 | 138 |  | 1.022 | GST | -1 | 0.31776 | 0 | 0 |  |  | 0 | 0 | -0.31776 | 0
6948 | DENISNDM | 2 | North | YES | -0.12898 | 31 | 5 | 40 | 0 | 1.015 | Hydro | -1 | 0.31637 | 0 | 0 |  |  | 0 | 0 | -0.31637 | 0
6948 | DENISNDM | 1 | North | YES | -0.12898 | 40 | 5 | 40 | 0 | 1.015 | Hydro | -1 | 0.31637 | 0 | 0 |  |  | 0 | 0 | -0.31637 | 0
1687 | VALLEY_1G | 1 | North | YES | -0.12865 | 136 | 15 | 170 | 0 | 1.029 | GST | -1 | 0.31604 | 170 | 170 |  |  | -21.8697 | 170 | -0.31604 | -53.7264
1688 | VALLEY_2G | 2 | North | YES | -0.12865 | 527 | 90 | 527 | 0 | 1.029 | GSC | -1 | 0.31604 | 527 | 527 |  |  | -67.7959 | 527 | -0.31604 | -166.5517
6100 | OKLA7A | EQ | West | YES | -0.12835 | 50 | -220 | 220 | 0 | 1.035 | DCTie | -1 | 0.31574 | 0 | 0 |  |  |  |  | -0.31574 | 0
6752 | OKLA0A | 1 | West | YES | -0.12835 | 649.7 | 175 | 649.7 | 0 | 1.035 | LIGCO | -1 | 0.31574 | 0 | 649.7 |  |  |  |  | -0.31574 | 0
1689 | VALLEY_3G | 3 | North | YES | -0.12825 | 0 | 25 | 375 |  | 1.003 | GST | -1 | 0.31564 | 375 | 375 |  |  | -48.0922 | 375 | -0.31564 | -118.3644
11691 | KMICHICT1_G | 1 | North | YES | -0.12825 | 144 | 80 | 144 | 0 | 1.026 | CC | -1 | 0.31564 | 144 | 144 |  |  | -18.4674 | 144 | -0.31564 | -45.4519
11692 | KMICHICT2_G | 2 | North | YES | -0.12825 | 146 | 80 | 146 | 0 | 1.026 | CC | -1 | 0.31564 | 146 | 146 |  |  | -18.7239 | 146 | -0.31564 | -46.0832
11693 | KMICHIST3_G | 3 | North | YES | -0.12825 | 312 | 60 | 312 | 0 | 1.026 | CC | -1 | 0.31564 | 312 | 312 |  |  | -40.0128 | 312 | -0.31564 | -98.4792
11694 | KMICHICT4_G | 4 | North | YES | -0.12825 | 144 | 80 | 144 | 0 | 1.026 | CC | -1 | 0.31564 | 144 | 144 |  |  | -18.4674 | 144 | -0.31564 | -45.4519
11695 | KMICHICT5_G | 5 | North | YES | -0.12825 | 148 | 80 | 148 | 0 | 1.026 | CC | -1 | 0.31564 | 148 | 148 |  |  | -18.9804 | 148 | -0.31564 | -46.7145
11696 | KMICHIST6_G | 6 | North | YES | -0.12825 | 310 | 60 | 310 | 0 | 1.026 | CC | -1 | 0.31564 | 310 | 310 |  |  | -39.7563 | 310 | -0.31564 | -97.8479
1678 | LAMARPWR_1G | 1 | North | YES | -0.12801 | 160 | 67.7 | 160 | 0 | 1.038 | CC | -1 | 0.31541 | 160 | 160 |  |  | -20.4824 | 160 | -0.31541 | -50.4652
1679 | LAMARPWR_2G | 2 | North | YES | -0.12801 | 156 | 67.7 | 156 | 0 | 1.038 | CC | -1 | 0.31541 | 156 | 156 |  |  | -19.9703 | 156 | -0.31541 | -49.2036
1680 | LAMARPWR_3G | 3 | North | YES | -0.12801 | 196 | 129.1 | 196 | 0 | 1.038 | CC | -1 | 0.31541 | 196 | 196 |  |  | -25.0909 | 196 | -0.31541 | -61.8199
1681 | LAMARPWR_4G | 4 | North | YES | -0.12801 | 156 | 67.7 | 156 | 0 | 1.038 | CC | -1 | 0.31541 | 156 | 156 |  |  | -19.9703 | 156 | -0.31541 | -49.2036
1682 | LAMARPWR_5G | 5 | North | YES | -0.12801 | 157 | 67.7 | 157 | 0 | 1.038 | CC | -1 | 0.31541 | 157 | 157 |  |  | -20.0984 | 157 | -0.31541 | -49.519
1683 | LAMARPWR_6G | 6 | North | YES | -0.12801 | 198 | 129.1 | 198 | 0 | 1.038 | CC | -1 | 0.31541 | 198 | 198 |  |  | -25.347 | 198 | -0.31541 | -62.4507
1675 | PEC_1G | 1 | North | YES | -0.12783 | 76.7 | 35 | 76.7 | 0 | 1.022 | Cogen | -1 | 0.31522 | 0 | 0 |  |  | 0 | 0 | -0.31522 | 0
1676 | PEC_2G | 2 | North | YES | -0.12783 | 79.6 | 35 | 79.6 | 0 | 1.022 | Cogen | -1 | 0.31522 | 0 | 0 |  |  | 0 | 0 | -0.31522 | 0
1677 | PEC_3G | 3 | North | YES | -0.12783 | 88.4 | 35 | 88.4 | 0 | 1.022 | Cogen | -1 | 0.31522 | 0 | 0 |  |  | 0 | 0 | -0.31522 | 0
1701 | MOSES_1G | 1 | North | YES | -0.12762 | 558 | 175 | 558 | 0 | 1.023 | LIGCO | -1 | 0.31502 | 0 | 558 |  |  | 0 | 0 | -0.31502 | 0
1702 | MOSES_2G | 2 | North | YES | -0.12762 | 579 | 175 | 579 | 0 | 1.023 | LIGCO | -1 | 0.31502 | 0 | 579 |  |  | 0 | 0 | -0.31502 | 0
1703 | MOSES_3G | 3 | North | YES | -0.12762 | 808 | 463 | 808 | 0 | 1.023 | LIGCO | -1 | 0.31502 | 0 | 808 |  |  | 0 | 0 | -0.31502 | 0
5925 | DCEAST | EQ | North | YES | -0.12762 | 400.3 | -600 | 600 | 0 | 1.025 | DCTie | -1 | 0.31502 | 0 | 0 |  |  | 0 | 0 | -0.31502 | 0
1442 | COKFIELD_5 | 1 | North | YES | -0.12744 | 16.5 | 0 | 165 |  | 1.029 | Wind | -1 | 0.31483 | 0 | 165 |  |  | 0 | 0 | -0.31483 | 0
842 | OLINGER_G1 | 1 | North | YES | -0.12729 | 55.4 | 20 | 79 | 0 | 1.03 | GST | -1 | 0.31468 | 79 | 79 |  |  | -10.0561 | 79 | -0.31468 | -24.8601
843 | OLINGER_G2 | 1 | North | YES | -0.12729 | 76.2 | 25 | 110 | 0 | 1.03 | GST | -1 | 0.31468 | 110 | 110 |  |  | -14.0021 | 110 | -0.31468 | -34.6153
844 | OLINGER_G3 | 1 | North | YES | -0.12729 | 103.9 | 45 | 150 | 0 | 1.03 | GST | -1 | 0.31468 | 150 | 150 |  |  | -19.0938 | 150 | -0.31468 | -47.2027
845 | OLINGER_G4 | 1 | North | YES | -0.12729 | 51.9 | 0 | 76 | 0 | 1.03 | GGT | -1 | 0.31468 | 76 | 76 |  |  | -9.6742 | 76 | -0.31468 | -23.916
837 | NEWMAN_G5 | 1 | North | YES | -0.12728 | 0 | 15 | 40 |  | 1.01 | GST | -1 | 0.31467 | 40 | 40 |  |  | -5.0912 | 40 | -0.31467 | -12.5869
948 | STEAM1 | 1 | North | YES | -0.12694 | 0 | 12 | 20 |  | 1.02 | GST | -1 | 0.31433 | 20 | 20 |  |  | -2.5388 | 20 | -0.31433 | -6.2866
949 | STEAM2 | 1 | North | YES | -0.12694 | 26 | 8 | 26 | 0 | 0.99 | GST | -1 | 0.31433 | 26 | 26 |  |  | -3.3004 | 26 | -0.31433 | -8.1726
950 | STEAM3 | 1 | North | YES | -0.12694 | 41 | 13 | 42 | 0 | 1.02 | GST | -1 | 0.31433 | 42 | 42 |  |  | -5.3314 | 42 | -0.31433 | -13.2019
12440 | PARKD_1SVC8 | 1 | North | YES | -0.12677 | 0 | 0 | 0 | 0 | 1.007 | GST | -1 | 0.31416 | 0 | 0 |  |  | 0 | 0 | -0.31416 | 0
12449 | PARKD_2SVC8 | 1 | North | YES | -0.12677 | 0 | 0 | 0 | 0 | 1.007 | GST | -1 | 0.31416 | 0 | 0 |  |  | 0 | 0 | -0.31416 | 0
2451 | LKHB1_G | 1 | North | YES | -0.12642 | 0 | 80 | 391 |  | 1.022 | GST | -1 | 0.31382 | 391 | 391 |  |  | -49.4314 | 391 | -0.31382 | -122.7018
2452 | LKHB2_G | 2 | North | YES | -0.12642 | 516 | 80 | 516 | 0 | 1.022 | GST | -1 | 0.31382 | 516 | 516 |  |  | -65.2343 | 516 | -0.31382 | -161.9288
3126 | TRINIDAD_6G | 1 | North | YES | -0.12641 | 179.2 | 46 | 224 | 0 | 1 | GST | -1 | 0.3138 | 224 | 224 |  |  | -28.3156 | 224 | -0.3138 | -70.2915
1438 | MESQUITW_2G | 1 | North | YES | -0.12625 | 23.6 | 0 | 236 |  | 1.017 | Wind | -1 | 0.31364 | 0 | 236 |  |  | 0 | 0 | -0.31364 | 0
1437 | MESQUITW_1G | 1 | North | YES | -0.12624 | 40 | 0 | 400 | 0 | 1.023 | Wind | -1 | 0.31363 | 0 | 400 |  |  | 0 | 0 | -0.31363 | 0
60052 | WILDHRS11A | 1 | West | YES | -0.12569 | 25.3 | 0 | 126.5 | 0 | 1.005 | #N/A | -1 | 0.31308 | 126.5 | 126.5 |  |  |  |  | -0.31308 | -39.6052
60053 | WILDHRS21A | 1 | West | YES | -0.12569 | 7.8 | 0 | 39 | 0 | 1.025 | #N/A | -1 | 0.31308 | 39 | 39 |  |  |  |  | -0.31308 | -12.2103
12411 | FPLEFR1A_G | 1 | North | YES | -0.12471 | 161 | 72 | 161 | 0 | 1 | CC | -1 | 0.31211 | 161 | 161 |  |  | -20.079 | 161 | -0.31211 | -50.2491
12412 | FPLEFR1B_G | 2 | North | YES | -0.12471 | 164 | 72 | 164 | 0 | 1 | CC | -1 | 0.31211 | 164 | 164 |  |  | -20.4531 | 164 | -0.31211 | -51.1855
12413 | FPLEFR1C_G | 3 | North | YES | -0.12471 | 164 | 72 | 164 | 0 | 1 | CC | -1 | 0.31211 | 164 | 164 |  |  | -20.4531 | 164 | -0.31211 | -51.1855
12414 | FPLEFR1S_G | 4 | North | YES | -0.12471 | 414 | 191 | 414 | 0 | 1 | CC | -1 | 0.31211 | 414 | 414 |  |  | -51.6316 | 414 | -0.31211 | -129.2121
12421 | FPLEFR2A_G | 1 | North | YES | -0.12471 | 162 | 72 | 162 | 0 | 1 | CC | -1 | 0.31211 | 162 | 162 |  |  | -20.2037 | 162 | -0.31211 | -50.5612
12422 | FPLEFR2B_G | 2 | North | YES | -0.12471 | 161 | 72 | 161 | 0 | 1 | CC | -1 | 0.31211 | 161 | 161 |  |  | -20.079 | 161 | -0.31211 | -50.2491
12423 | FPLEFR2C_G | 3 | North | YES | -0.12471 | 163 | 72 | 163 | 0 | 1 | CC | -1 | 0.31211 | 163 | 163 |  |  | -20.3284 | 163 | -0.31211 | -50.8733
12424 | FPLEFR2S_G | 4 | North | YES | -0.12471 | 415 | 191 | 415 | 0 | 1 | CC | -1 | 0.31211 | 415 | 415 |  |  | -51.7563 | 415 | -0.31211 | -129.5242
60081 | WHRLWIND1A | 1 | West | YES | -0.12464 | 12 | 0 | 60 | 0 | 1.03 | Wind | -1 | 0.31203 | 0 | 60 |  |  |  |  | -0.31203 | 0
1416 | SWETWATR_1G | 1 | West | YES | -0.1231 | 30 | 18 | 30 | 0 | 1.026 | CC | -1 | 0.31049 | 30 | 30 |  |  |  |  | -0.31049 | -9.3147
1417 | SWETWATR_2G | 2 | West | YES | -0.1231 | 72 | 36 | 72 | 0 | 1.026 | CC | -1 | 0.31049 | 72 | 72 |  |  |  |  | -0.31049 | -22.3552
1418 | SWETWATR_3G | 3 | West | YES | -0.1231 | 68 | 36 | 68 | 0 | 1.026 | CC | -1 | 0.31049 | 68 | 68 |  |  |  |  | -0.31049 | -21.1132
1419 | SWETWATR_4G | 4 | West | YES | -0.1231 | 61 | 36 | 61 | 0 | 1.026 | CC | -1 | 0.31049 | 61 | 61 |  |  |  |  | -0.31049 | -18.9398
6144 | MCADOO1A | 1 | West | YES | -0.12304 | 15 | 0 | 150 | 0 | 1.025 | Wind | -1 | 0.31044 | 0 | 150 |  |  |  |  | -0.31044 | 0
71051 | L_BITTCR1_1N | W1 | West | YES | -0.12242 | 7.5 | 0 | 37.5 |  | 1.02 | Wind | -1 | 0.30982 | 0 | 37.5 |  |  |  |  | -0.30982 | 0
71054 | L_SWEETW1_1N | W1 | West | YES | -0.12242 | 21.5 | 0 | 107.5 |  | 1.02 | Wind | -1 | 0.30982 | 0 | 107.5 |  |  |  |  | -0.30982 | 0
71057 | L_SWEETW1_2N | W1 | West | YES | -0.12242 | 27 | 0 | 135 |  | 1.02 | Wind | -1 | 0.30982 | 0 | 135 |  |  |  |  | -0.30982 | 0
71059 | L_SWEETW1_3N | W1 | West | YES | -0.12242 | 23.8 | 0 | 119 | 0 | 1.02 | Wind | -1 | 0.30982 | 0 | 119 |  |  |  |  | -0.30982 | 0
71060 | L_SWEETW1_4N | W1 | West | YES | -0.12242 | 21 | 0 | 105 | 0 | 1.02 | Wind | -1 | 0.30982 | 0 | 105 |  |  |  |  | -0.30982 | 0
1049 | ROSCOEWI_5 | 1 | West | YES | -0.12239 | 41.8 | 0 | 209 |  | 1.01 | #N/A | -1 | 0.30978 | 209 | 209 |  |  |  |  | -0.30978 | -64.7449
1057 | ROSCOEWI_5 | 2 | West | YES | -0.12239 | 25.3 | 0 | 126.5 |  | 1.01 | #N/A | -1 | 0.30978 | 126.5 | 126.5 |  |  |  |  | -0.30978 | -39.1877
1060 | ROSCOEWI_5 | 3 | West | YES | -0.12239 | 39.4 | 0 | 197 | 0 | 1.01 | #N/A | -1 | 0.30978 | 197 | 197 |  |  |  |  | -0.30978 | -61.0275
1072 | ROSCOEWI_5 | 4 | West | YES | -0.12239 | 63.6 | 0 | 318 | 0 | 1.01 | #N/A | -1 | 0.30978 | 318 | 318 |  |  |  |  | -0.30978 | -98.5114
1343 | TRENTIPP_8 | 1 | West | YES | -0.12227 | 30 | 0 | 150 |  | 1.014 | Wind | -1 | 0.30966 | 0 | 150 |  |  |  |  | -0.30966 | 0
1354 | AEPWIND_8 | 1 | West | YES | -0.12227 | 20.2 | 0 | 101 |  | 1 | Wind | -1 | 0.30966 | 0 | 101 |  |  |  |  | -0.30966 | 0
36998 | RDCNYNG1 | 1 | West | YES | -0.1216 | 16.8 | 0 | 84 |  | 1.01 | Wind | -1 | 0.30899 | 0 | 84 |  |  |  |  | -0.30899 | 0
1061 | CIELOGEN_1G | 1 | West | YES | -0.12127 | 19.8 | 0 | 99 |  | 1 | Wind | -1 | 0.30866 | 0 | 99 |  |  |  |  | -0.30866 | 0
1062 | CIELOGEN_2G | 1 | West | YES | -0.12127 | 12.2 | 0 | 61 |  | 1 | Wind | -1 | 0.30866 | 0 | 61 |  |  |  |  | -0.30866 | 0
1069 | KINDERMG_1G | 1 | West | YES | -0.12127 | 25 | 5 | 25 | 0 | 1.017 | Cogen | -1 | 0.30866 | 0 | 0 |  |  |  |  | -0.30866 | 0
1070 | KINDERMG_2G | 1 | West | YES | -0.12127 | 45.7 | 12 | 45.7 | 0 | 1.017 | Cogen | -1 | 0.30866 | 0 | 0 |  |  |  |  | -0.30866 | 0
1071 | KINDERMG_3G | 1 | West | YES | -0.12127 | 45.7 | 12 | 45.7 | 0 | 1.017 | Cogen | -1 | 0.30866 | 0 | 0 |  |  |  |  | -0.30866 | 0
1068 | SCURRYCW_1G | 1 | West | YES | -0.12125 | 28.2 | 1.3 | 141 |  | 1.01 | Wind | -1 | 0.30865 | 0 | 141 |  |  |  |  | -0.30865 | 0
1073 | SCURRYCW_2G | 2 | West | YES | -0.12125 | 24 | 0 | 120 | 0 | 1.017 | Wind | -1 | 0.30865 | 0 | 120 |  |  |  |  | -0.30865 | 0
6637 | SNYDERW1A | 1 | West | YES | -0.12115 | 12.6 | 0 | 63 | 0 | 1.025 | Wind | -1 | 0.30854 | 0 | 63 |  |  |  |  | -0.30854 | 0
60057 | CALLAHAN1A | 1 | West | YES | -0.12111 | 22.8 | 0 | 114 | 0 | 1.04 | Wind | -1 | 0.3085 | 0 | 114 |  |  |  |  | -0.3085 | 0
1037 | MORGAN5G_5G | 5 | West | YES | -0.12096 | 109.6 | 40 | 137 | 0 | 1.029 | GST | -1 | 0.30835 | 137 | 137 |  |  |  |  | -0.30835 | -42.2446
1039 | MRGNAG_1G | A | West | YES | -0.12096 | 69 | 69 | 69 | 0 | 1.029 | GGT | -1 | 0.30835 | 69 | 69 |  |  |  |  | -0.30835 | -21.2765
1040 | MRGNBG_2G | B | West | YES | -0.12096 | 70 | 70 | 71 | 0 | 1.029 | GGT | -1 | 0.30835 | 71 | 71 |  |  |  |  | -0.30835 | -21.8932
1041 | MRGNCG_3G | C | West | YES | -0.12096 | 69 | 69 | 70 | 0 | 1.029 | GGT | -1 | 0.30835 | 70 | 70 |  |  |  |  | -0.30835 | -21.5848
1042 | MRGNDG_4G | D | West | YES | -0.12096 | 68 | 68 | 68 | 0 | 1.029 | GGT | -1 | 0.30835 | 68 | 68 |  |  |  |  | -0.30835 | -20.9681
1043 | MRGNEG_5G | E | West | YES | -0.12096 | 68 | 68 | 70 | 0 | 1.029 | GGT | -1 | 0.30835 | 70 | 70 |  |  |  |  | -0.30835 | -21.5848
1044 | MRGNFG_6G | F | West | YES | -0.12096 | 66 | 66 | 66 | 0 | 1.029 | GGT | -1 | 0.30835 | 66 | 66 |  |  |  |  | -0.30835 | -20.3514
60058 | BUFF_GAP1A | 1 | West | YES | -0.12093 | 24 | 0 | 120 |  | 1 | Wind | -1 | 0.30833 | 0 | 120 |  |  |  |  | -0.30833 | 0
60060 | CIRELLO | 1 | West | YES | -0.12093 | 46.6 | 0 | 233 | 0 | 1 | Wind | -1 | 0.30833 | 0 | 233 |  |  |  |  | -0.30833 | 0
60063 | BUFF_GAP1B | 1 | West | YES | -0.12093 | 34 | 0 | 170.2 | 0 | 1.02 | Wind | -1 | 0.30833 | 0 | 170.2 |  |  |  |  | -0.30833 | 0
60066 | H_HOLLOW1A | 1 | West | YES | -0.12093 | 44.4 | 0 | 222 | 0 | 1.005 | Wind | -1 | 0.30833 | 0 | 222 |  |  |  |  | -0.30833 | 0
60068 | HHOLLOW21A | 1 | West | YES | -0.12093 | 36.8 | 0 | 184 | 0 | 1.025 | Wind | -1 | 0.30833 | 0 | 184 |  |  |  |  | -0.30833 | 0
60070 | HHOLLOW31A | 1 | West | YES | -0.12093 | 44.8 | 0 | 224 | 0 | 1.025 | Wind | -1 | 0.30833 | 0 | 224 |  |  |  |  | -0.30833 | 0
60072 | HHOLLOW41A | 1 | West | YES | -0.12093 | 23 | 0 | 115 | 0 | 1.025 | Wind | -1 | 0.30833 | 0 | 115 |  |  |  |  | -0.30833 | 0
1301 | BULLCREK_8 | 1 | West | YES | -0.12085 | 36 | 0 | 180 | 0 | 1.017 | #N/A | -1 | 0.30824 | 180 | 180 |  |  |  |  | -0.30824 | -55.4831
1058 | LONGSHORE_5 | 3 | West | YES | -0.12064 | 23.4 | 0 | 117 |  | 1.01 | Wind | -1 | 0.30803 | 0 | 117 |  |  |  |  | -0.30803 | 0
1058 | LONGSHORE_5 | 1 | West | YES | -0.12064 | 30 | 0 | 150 |  | 1.01 | Wind | -1 | 0.30803 | 0 | 150 |  |  |  |  | -0.30803 | 0
1058 | LONGSHORE_5 | 2 | West | YES | -0.12064 | 44 | 0 | 220 |  | 1.01 | Wind | -1 | 0.30803 | 0 | 220 |  |  |  |  | -0.30803 | 0
1302 | COYOTEWG_8 | 1 | West | YES | -0.12037 | 45 | 0 | 225 |  | 1.01 | #N/A | -1 | 0.30776 | 225 | 225 |  |  |  |  | -0.30776 | -69.2468
1045 | CALENG1G_1G | 1 | West | YES | -0.12033 | 73.4 | 27 | 73.4 | 0 | 1.014 | Cogen | -1 | 0.30772 | 0 | 0 |  |  |  |  | -0.30772 | 0
1046 | CALENG2G_2G | 2 | West | YES | -0.12033 | 73.4 | 27 | 73.4 | 0 | 1.014 | Cogen | -1 | 0.30772 | 0 | 0 |  |  |  |  | -0.30772 | 0
1047 | CALENG3G_3G | 3 | West | YES | -0.12033 | 70.4 | 27 | 70.4 | 0 | 1.014 | Cogen | -1 | 0.30772 | 0 | 0 |  |  |  |  | -0.30772 | 0
1360 | GUNSIGHT_8 | 1 | West | YES | -0.12013 | 24 | 0 | 120 | 0 | 1.01 | Wind | -1 | 0.30752 | 0 | 120 |  |  |  |  | -0.30752 | 0
1327 | WILDHRSE_1G | 1 | West | YES | -0.12009 | 24 | 0 | 120 |  | 1 | Wind | -1 | 0.30748 | 0 | 120 |  |  |  |  | -0.30748 | 0
1170 | AIRLAMESA_1G | 1 | West | YES | -0.11971 | 0 | 0 | 180 |  | 1 | #N/A | -1 | 0.3071 | 180 | 180 |  |  |  |  | -0.3071 | -55.2781
1320 | BSP 1 | 1 | West | YES | -0.11933 | 25.5 | 2.9 | 25.8 | 0 | 1 | Cogen | -1 | 0.30672 | 0 | 0 |  |  |  |  | -0.30672 | 0
1333 | MCDDONAL_8 | 1 | West | YES | -0.11932 | 42.8 | 0 | 214.2 |  | 1.01 | Wind | -1 | 0.30671 | 0 | 214.2 |  |  |  |  | -0.30671 | 0
1326 | STANTONW_8 | 1 | West | YES | -0.11911 | 20.1 | 0 | 100.5 |  | 1.01 | Wind | -1 | 0.30651 | 0 | 100.5 |  |  |  |  | -0.30651 | 0
1328 | OCOTILLO_1G | 1 | West | YES | -0.11905 | 11.6 | 0 | 58 |  | 1.01 | Wind | -1 | 0.30644 | 0 | 58 |  |  |  |  | -0.30644 | 0
11001 | NAV1CT | 1 | West | YES | -0.11901 | 70.4 | 18 | 70.4 | 0 | 1.029 | CC | -1 | 0.3064 | 70.4 | 70.4 |  |  |  |  | -0.3064 | -21.5706
11009 | NAV2CT | 1 | West | YES | -0.11901 | 71.4 | 18 | 71.4 | 0 | 1.029 | CC | -1 | 0.3064 | 71.4 | 71.4 |  |  |  |  | -0.3064 | -21.877
11011 | NAV3ST | 1 | West | YES | -0.11901 | 92.8 | 40 | 92.8 | 0 | 1.029 | CC | -1 | 0.3064 | 92.8 | 92.8 |  |  |  |  | -0.3064 | -28.434
11012 | NAV4CT | 1 | West | YES | -0.11901 | 80 | 18 | 80 | 0 | 1.029 | CC | -1 | 0.3064 | 80 | 80 |  |  |  |  | -0.3064 | -24.512
11013 | NAV5CT | 1 | West | YES | -0.11901 | 80 | 18 | 80 | 0 | 1.029 | CC | -1 | 0.3064 | 80 | 80 |  |  |  |  | -0.3064 | -24.512
11014 | NAV6ST | 1 | West | YES | -0.11901 | 115 | 40 | 115 | 0 | 1.029 | CC | -1 | 0.3064 | 115 | 115 |  |  |  |  | -0.3064 | -35.236
11020 | TIEHVSG_1G | 1 | West | YES | -0.11899 | 208.2 | 63 | 208.2 | 0 | 1.012 | CC | -1 | 0.30638 | 208.2 | 208.2 |  |  |  |  | -0.30638 | -63.7882
11021 | TIEHVCG_1G | 1 | West | YES | -0.11899 | 142.1 | 103 | 142.1 | 0 | 1.012 | CC | -1 | 0.30638 | 142.1 | 142.1 |  |  |  |  | -0.30638 | -43.5365
11022 | TIEHVCG_2G | 1 | West | YES | -0.11899 | 132.4 | 103 | 132.4 | 0 | 1.012 | CC | -1 | 0.30638 | 132.4 | 132.4 |  |  |  |  | -0.30638 | -40.5646
11023 | TIEHVCG_3G | 1 | West | YES | -0.11899 | 137.4 | 103 | 137.4 | 0 | 1.012 | CC | -1 | 0.30638 | 137.4 | 137.4 |  |  |  |  | -0.30638 | -42.0965
11024 | TIEHVCG_4G | 1 | West | YES | -0.11899 | 147 | 103 | 147 | 0 | 1.012 | CC | -1 | 0.30638 | 147 | 147 |  |  |  |  | -0.30638 | -45.0378
11025 | TIEHVSG_2G | 1 | West | YES | -0.11899 | 213.2 | 63 | 213.2 | 0 | 1.012 | CC | -1 | 0.30638 | 213.2 | 213.2 |  |  |  |  | -0.30638 | -65.3201
76031 | L_GASCCR1_1N | W1 | West | YES | -0.11844 | 30 | 0 | 150 | 0 | 1.02 | Wind | -1 | 0.30583 | 0 | 150 |  |  |  |  | -0.30583 | 0
6407 | TURKTRAK1A | 1 | West | YES | -0.11829 | 33.9 | 0 | 169.5 | 0 | 1.025 | Wind | -1 | 0.30569 | 0 | 169.5 |  |  |  |  | -0.30569 | 0
76091 | L_DIVIDE1_1N | W1 | West | YES | -0.11792 | 110 | 0 | 550 | 0 | 1.02 | Wind | -1 | 0.30532 | 0 | 550 |  |  |  |  | -0.30532 | 0
1146 | NOTREES_1G | 1 | West | YES | -0.1177 | 29.8 | 0 | 149 | 0 | 1.017 | #N/A | -1 | 0.30509 | 149 | 149 |  |  |  |  | -0.30509 | -45.4591
1349 | WESTXWIN_1G | 1 | West | YES | -0.11754 | 1.3 | 0 | 6.6 |  | 1.014 | Wind | -1 | 0.30494 | 0 | 6.6 |  |  |  |  | -0.30494 | 0
1350 | NWPWRG1_1G | 1 | West | YES | -0.11754 | 6.9 | 1 | 34.3 |  | 1.014 | Wind | -1 | 0.30494 | 0 | 34.3 |  |  |  |  | -0.30494 | 0
7038 | L_DELAWA1_1Y | 1 | West | YES | -0.11748 | 3.5 | 0 | 35 | 0 | 1 | Wind | -1 | 0.30487 | 0 | 35 |  |  |  |  | -0.30487 | 0
7038 | L_DELAWA1_1Y | 2 | West | YES | -0.11748 | 3 | 0 | 30 | 0 | 1 | Wind | -1 | 0.30487 | 0 | 30 |  |  |  |  | -0.30487 | 0
1002 | PBCTAGE_1G | A | West | YES | -0.11736 | 64 | 64 | 66 | 0 | 1.036 | GGT | -1 | 0.30475 | 66 | 66 |  |  |  |  | -0.30475 | -20.1135
1003 | PBCTBGE_2G | B | West | YES | -0.11736 | 65 | 65 | 66 | 0 | 1.036 | GGT | -1 | 0.30475 | 66 | 66 |  |  |  |  | -0.30475 | -20.1135
1004 | PBCTCGE_3G | C | West | YES | -0.11736 | 62 | 62 | 67 | 0 | 1.036 | GGT | -1 | 0.30475 | 67 | 67 |  |  |  |  | -0.30475 | -20.4183
1005 | PBCTDGE_4G | D | West | YES | -0.11736 | 65 | 65 | 68 | 0 | 1.036 | GGT | -1 | 0.30475 | 68 | 68 |  |  |  |  | -0.30475 | -20.723
1006 | PBCTEGE_5G | E | West | YES | -0.11736 | 65 | 65 | 67 | 0 | 1.036 | GGT | -1 | 0.30475 | 67 | 67 |  |  |  |  | -0.30475 | -20.4183
1007 | PB5GEN_6G | 5 | West | YES | -0.11736 | 91.2 | 40 | 114 | 0 | 1.036 | GST | -1 | 0.30475 | 114 | 114 |  |  |  |  | -0.30475 | -34.7415
1008 | PB6GEN_7G | 6 | West | YES | -0.11736 | 515 | 130 | 515 | 0 | 1.036 | GST | -1 | 0.30475 | 515 | 515 |  |  |  |  | -0.30475 | -156.9465
3097 | MARTLAKE_1G | 1 | North | YES | -0.11624 | 790 | 500 | 790 | 0 | 1.017 | LIGCO | -1 | 0.30364 | 0 | 790 |  |  | 0 | 0 | -0.30364 | 0
3098 | MARTLAKE_2G | 2 | North | YES | -0.11624 | 795 | 461 | 795 | 0 | 1.017 | LIGCO | -1 | 0.30364 | 0 | 795 |  |  | 0 | 0 | -0.30364 | 0
3099 | MARTLAKE_3G | 3 | North | YES | -0.11624 | 804 | 500 | 804 | 0 | 1.017 | LIGCO | -1 | 0.30364 | 0 | 804 |  |  | 0 | 0 | -0.30364 | 0
13116 | TGATEWAY_1G | 1 | North | YES | -0.11502 | 151 | 30 | 151 | 0 | 1.0232 | CC | -1 | 0.30241 | 151 | 151 |  |  | -17.3679 | 151 | -0.30241 | -45.6641
13117 | TGATEWAY_2G | 2 | North | YES | -0.11502 | 130 | 30 | 130 | 0 | 1.0232 | CC | -1 | 0.30241 | 130 | 130 |  |  | -14.9525 | 130 | -0.30241 | -39.3135
13118 | TGATEWAY_3G | 3 | North | YES | -0.11502 | 148 | 30 | 148 | 0 | 1.0232 | CC | -1 | 0.30241 | 148 | 148 |  |  | -17.0228 | 148 | -0.30241 | -44.7569
13119 | TGATEWAY_4G | 4 | North | YES | -0.11502 | 399 | 65 | 399 | 0 | 1.0232 | CC | -1 | 0.30241 | 399 | 399 |  |  | -45.8926 | 399 | -0.30241 | -120.6622
3348 | CHAMPION_1G | MB | North | YES | -0.11383 | 0 | 42 | 42 |  | 1 | Cogen | -1 | 0.30122 | 0 | 0 |  |  | 0 | 0 | -0.30122 | 0
3113 | LUFKINWB_1G | 1 | North | YES | -0.1137 | 0 | 0 | 50 |  | 1.01 | #N/A | -1 | 0.30109 | 50 | 50 |  |  | -5.6851 | 50 | -0.30109 | -15.0547
3107 | STRYKER_1G | 1 | North | YES | -0.11336 | 145.6 | 45 | 182 | 0 | 1.029 | GST | -1 | 0.30076 | 182 | 182 |  |  | -20.6322 | 182 | -0.30076 | -54.7377
3108 | STRYKER_2G | 2 | North | YES | -0.11336 | 484 | 75 | 484 | 0 | 1.029 | GST | -1 | 0.30076 | 484 | 484 |  |  | -54.8682 | 484 | -0.30076 | -145.5661
60007 | KING_SW1A | 1 | West | YES | -0.10644 | 20 | 0 | 80 |  | 1.03 | Wind | -1 | 0.29383 | 0 | 80 |  |  |  |  | -0.29383 | 0
60019 | KING_NW1A | 1 | West | YES | -0.10644 | 20 | 0 | 80 |  | 1.03 | Wind | -1 | 0.29383 | 0 | 80 |  |  |  |  | -0.29383 | 0
60201 | RIO DRCS | F | West | YES | -0.10555 | 0 | 0 | 0 | 0 | 1.025 | AVR | -1 | 0.29294 | 0 | 0 |  |  |  |  | -0.29294 | 0
60016 | WOODWRD11A | 1 | West | YES | -0.10547 | 20 | 0 | 80 |  | 1.033 | Wind | -1 | 0.29286 | 0 | 80 |  |  |  |  | -0.29286 | 0
38332 | TNWDWRDU2_8 | 1 | West | YES | -0.10544 | 20 | 0 | 80 | 0 | 1.0232 | Wind | -1 | 0.29284 | 0 | 80 |  |  |  |  | -0.29284 | 0
38437 | TNSRBNMESA9 | 1 | West | YES | -0.10536 | 37.5 | 0 | 150 |  | 1.02 | Wind | -1 | 0.29276 | 0 | 150 |  |  |  |  | -0.29276 | 0
6016 | SWMESA | 1 | West | YES | -0.10499 | 18.8 | 0 | 75 |  | 1.03 | Wind | -1 | 0.29238 | 0 | 75 |  |  |  |  | -0.29238 | 0
60003 | KING_NE1A | 1 | West | YES | -0.10499 | 20 | 0 | 80 |  | 1.03 | Wind | -1 | 0.29238 | 0 | 80 |  |  |  |  | -0.29238 | 0
60005 | KING_SE1A | 1 | West | YES | -0.10499 | 10 | 0 | 40 |  | 1.035 | Wind | -1 | 0.29238 | 0 | 40 |  |  |  |  | -0.29238 | 0
60000 | DSKY2 | 1 | West | YES | -0.10353 | 19.1 | 0 | 76.5 |  | 1.039 | Wind | -1 | 0.29092 | 0 | 76.5 |  |  |  |  | -0.29092 | 0
60017 | ORNNWP1 | 1 | West | YES | -0.10272 | 20 | 0 | 80 |  | 1.027 | Wind | -1 | 0.29011 | 0 | 80 |  |  |  |  | -0.29011 | 0
60018 | DSKY1 | 1 | West | YES | -0.10184 | 21 | 0 | 84 | 0 | 1.023 | Wind | -1 | 0.28923 | 0 | 84 |  |  |  |  | -0.28923 | 0
13134 | CALFREST_4G | 4 | North | YES | -0.10121 | 151.5 | 40 | 151.5 | 0 | 1.031 | CC | -1 | 0.2886 | 151.5 | 151.5 |  |  | -15.3329 | 151.5 | -0.2886 | -43.7228
13135 | CALFREST_5G | 5 | North | YES | -0.10121 | 152.3 | 57 | 152.3 | 0 | 1.031 | CC | -1 | 0.2886 | 152.3 | 152.3 |  |  | -15.4138 | 152.3 | -0.2886 | -43.9537
13136 | CALFREST_6G | 6 | North | YES | -0.10121 | 177.5 | 40 | 177.5 | 0 | 1.031 | CC | -1 | 0.2886 | 177.5 | 177.5 |  |  | -17.9642 | 177.5 | -0.2886 | -51.2264
13131 | CALFREST_1G | 1 | North | YES | -0.1006 | 150.7 | 40 | 150.7 | 0 | 1.031 | CC | -1 | 0.288 | 150.7 | 150.7 |  |  | -15.1612 | 150.7 | -0.288 | -43.4012
13132 | CALFREST_2G | 2 | North | YES | -0.1006 | 151 | 57 | 151 | 0 | 1.031 | CC | -1 | 0.288 | 151 | 151 |  |  | -15.1914 | 151 | -0.288 | -43.4876
13133 | CALFREST_3G | 3 | North | YES | -0.1006 | 177.4 | 40 | 177.4 | 0 | 1.031 | CC | -1 | 0.288 | 177.4 | 177.4 |  |  | -17.8473 | 177.4 | -0.288 | -51.0907
3381 | BBRN_1G | 1 | North | YES | -0.097691 | 618 | 225 | 618 | 0 | 1.03 | LIGCO | -1 | 0.28508 | 0 | 618 |  |  | 0 | 0 | -0.28508 | 0
3382 | BBRN_2G | 2 | North | YES | -0.097691 | 589 | 225 | 589 | 0 | 1.03 | LIGCO | -1 | 0.28508 | 0 | 589 |  |  | 0 | 0 | -0.28508 | 0
60202 | FRNDDRCS | F | West | YES | -0.084103 | 0 | 0 | 0 | 0 | 0.9985 | AVR | -1 | 0.2715 | 0 | 0 |  |  |  |  | -0.2715 | 0
48721 | LEG_1___1 | 1 | North | YES | -0.064765 | 827 | 357 | 827 | 0 | 1.0348 | LIGCO | -1 | 0.25216 | 0 | 827 |  |  | 0 | 0 | -0.25216 | 0
48722 | LEG_2___2 | 2 | North | YES | -0.064765 | 819 | 357 | 819 | 0 | 1.0348 | LIGCO | -1 | 0.25216 | 0 | 819 |  |  | 0 | 0 | -0.25216 | 0
39960 | TNTNPONE_18 | 1 | North | YES | -0.05157 | 152.3 | 30 | 152.3 |  | 1.04 | LIGCO | -1 | 0.23896 | 0 | 152.3 |  |  | 0 | 0 | -0.23896 | 0
39970 | TNTNPONE_28 | 1 | North | YES | -0.05157 | 153 | 30 | 153 |  | 1.04 | LIGCO | -1 | 0.23896 | 0 | 153 |  |  | 0 | 0 | -0.23896 | 0
990 | GIBN_CREK_G1 | 1 | North | YES | -0.018096 | 463 | 200 | 463 | 0 | 1.0275 | LIGCO | -1 | 0.20549 | 0 | 463 |  |  | 0 | 0 | -0.20549 | 0
32886 | BRYN_ATKINS3 | MB | North | YES | -0.0163 | 0 | 5 | 12 |  | 1 | GST | -1 | 0.20369 | 0 | 0 |  |  | 0 | 0 | -0.20369 | 0
32887 | BRYN_ATKINS6 | MB | North | YES | -0.0163 | 0 | 12 | 51 |  | 1.028 | GST | -1 | 0.20369 | 0 | 0 |  |  | 0 | 0 | -0.20369 | 0
32888 | BRYN_ATKINS7 | 1 | North | YES | -0.0163 | 13.6 | 4 | 17 |  | 1.028 | GGT | -1 | 0.20369 | 17 | 17 |  |  | -0.2771 | 17 | -0.20369 | -3.4628
32890 | BRYN_ATKINS4 | MB | North | YES | -0.0163 | 0 | 5 | 22 |  | 1.031 | GST | -1 | 0.20369 | 0 | 0 |  |  | 0 | 0 | -0.20369 | 0
32891 | BRYN_ATKINS5 | MB | North | YES | -0.0163 | 0 | 5 | 25 |  | 1.031 | GST | -1 | 0.20369 | 0 | 0 |  |  | 0 | 0 | -0.20369 | 0
32798 | BRYN_TAMUGEN | 1 | North | YES | -0.014878 | 32 | 0 | 32 |  | 1.02 | GST | -1 | 0.20227 | 32 | 32 |  |  | -0.4761 | 32 | -0.20227 | -6.4727
32883 | BRYN_DNSBY3 | 1 | North | YES | -0.012703 | 0 | 2 | 48 |  | 1.015 | GST | -1 | 0.2001 | 48 | 48 |  |  | -0.60974 | 48 | -0.2001 | -9.6046
32884 | BRYN_DNSBY13 | 1 | North | YES | -0.012703 | 46 | 2 | 46 | 0 | 1.015 | GST | -1 | 0.2001 | 46 | 46 |  |  | -0.58434 | 46 | -0.2001 | -9.2044
32892 | BRYN_DNSBY14 | 1 | North | YES | -0.012703 | 84 | 25 | 105 | 0 | 1.035 | GST | -1 | 0.2001 | 105 | 105 |  |  | -1.3338 | 105 | -0.2001 | -21.01
48671 | FTR_GT1_5105 | 1 | North | YES | -0.007874 | 154.2 | 0 | 154.2 | 0 | 1.0319 | CC | -1 | 0.19527 | 154.2 | 154.2 |  |  | -1.2142 | 154.2 | -0.19527 | -30.1101
48672 | FTR_GT2_5110 | 2 | North | YES | -0.007874 | 159 | 0 | 159 | 0 | 1.0319 | CC | -1 | 0.19527 | 159 | 159 |  |  | -1.252 | 159 | -0.19527 | -31.0474
48673 | FTR_GT3_5085 | 3 | North | YES | -0.007874 | 158 | 0 | 158 | 0 | 1.0319 | CC | -1 | 0.19527 | 158 | 158 |  |  | -1.2441 | 158 | -0.19527 | -30.8521
48674 | FTR_CN4_5095 | 4 | North | YES | -0.007874 | 380 | 0 | 380 | 0 | 1.0319 | CC | -1 | 0.19527 | 380 | 380 |  |  | -2.9921 | 380 | -0.19527 | -74.2012
5934 | SI_RAY5 | 5 | South | YES | 0 | 0 | 10 | 15 |  | 1.035 | GST | 1 | 0.13644 | 15 | 15 | 0 | 15 |  |  | 0.13644 | 2.0466
8139 | JOS #1 | MB | South | YES | 0 | 0 | 45 | 255 |  | 1.02 | GST | 1 | 0.13644 | 0 | 0 | 0 | 0 |  |  | 0.13644 | 0
8285 | LAR #1 | MB | South | YES | 0 | 0 | 9 | 32 |  | 1.0497 | GST | 1 | 0.13644 | 0 | 0 | 0 | 0 |  |  | 0.13644 | 0
8287 | LAR #2 | MB | South | YES | 0 | 0 | 9 | 32 |  | 1.04 | GST | 1 | 0.13644 | 0 | 0 | 0 | 0 |  |  | 0.13644 | 0
8288 | LAR #3 | MB | South | YES | 0 | 0 | 25 | 105 |  | 1.04 | GST | 1 | 0.13644 | 0 | 0 | 0 | 0 |  |  | 0.13644 | 0
8388 | BATES0A | MB | South | YES | 0 | 0 | 21 | 71 |  | 1.033 | GST | 1 | 0.13644 | 0 | 0 | 0 | 0 |  |  | 0.13644 | 0
8393 | BATES0B | MB | South | YES | 0 | 0 | 25 | 110 |  | 1.03 | GST | 1 | 0.13644 | 0 | 0 | 0 | 0 |  |  | 0.13644 | 0
8437 | NUECES_B0C | MB | South | YES | 0 | 0 | 7 | 30 |  | 1.03 | GST | 1 | 0.13644 | 0 | 0 | 0 | 0 |  |  | 0.13644 | 0
8438 | NUECES_B0B | MB | South | YES | 0 | 0 | 26 | 169 |  | 1.03 | GST | 1 | 0.13644 | 0 | 0 | 0 | 0 |  |  | 0.13644 | 0
8442 | NUECES_B0A | MB | South | YES | 0 | 0 | 81 | 367 |  | 1.03 | GST | 1 | 0.13644 | 0 | 0 | 0 | 0 |  |  | 0.13644 | 0
39190 | TNSLCGN1__8 | 1 | Houston | YES | 0 | 0 | 10 | 30 |  | 1.03 | Cogen | 1 | 0.13644 | 0 | 0 |  |  |  |  | 0.13644 | 0
48591 | CHE_GT2_5030 | 2 | Houston | YES | 0.042702 | 173 | 50 | 173 | 0 | 1.029 | Cogen | 1 | 0.17914 | 0 | 0 |  |  |  |  | 0.17914 | 0
48811 | CVC_GT3_5045 | 3 | Houston | YES | 0.042702 | 156 | 91.8 | 156 | 0 | 1.029 | Cogen | 1 | 0.17914 | 0 | 0 |  |  |  |  | 0.17914 | 0
48812 | CVC_GT2_5020 | 2 | Houston | YES | 0.042702 | 158 | 91.8 | 158 | 0 | 1.029 | Cogen | 1 | 0.17914 | 0 | 0 |  |  |  |  | 0.17914 | 0
48813 | CVC_GT1_5035 | 1 | Houston | YES | 0.042702 | 160 | 91.8 | 160 | 0 | 1.029 | Cogen | 1 | 0.17914 | 0 | 0 |  |  |  |  | 0.17914 | 0
48814 | CVC_ST5_5040 | 1 | Houston | YES | 0.042702 | 162 | 91.8 | 162 | 0 | 1.029 | Cogen | 1 | 0.17914 | 0 | 0 |  |  |  |  | 0.17914 | 0
48885 | THW_5152 | A | Houston | YES | 0.048298 | 46.4 | 5 | 58 |  | 1.0319 | GGT | 1 | 0.18473 | 58 | 58 |  |  |  |  | 0.18473 | 10.7146
48885 | THW_5152 | B | Houston | YES | 0.048298 | 47.2 | 5 | 59 |  | 1.0319 | GGT | 1 | 0.18473 | 59 | 59 |  |  |  |  | 0.18473 | 10.8993
48886 | THW_5354 | C | Houston | YES | 0.048298 | 45.6 | 5 | 57 |  | 1.0319 | GGT | 1 | 0.18473 | 57 | 57 |  |  |  |  | 0.18473 | 10.5299
48886 | THW_5354 | D | Houston | YES | 0.048298 | 46.4 | 5 | 58 |  | 1.0319 | GGT | 1 | 0.18473 | 58 | 58 |  |  |  |  | 0.18473 | 10.7146
48887 | THW_5556 | F | Houston | YES | 0.048298 | 45.6 | 5 | 57 |  | 1.0319 | GGT | 1 | 0.18473 | 57 | 57 |  |  |  |  | 0.18473 | 10.5299
48887 | THW_5556 | E | Houston | YES | 0.048298 | 47.2 | 5 | 59 |  | 1.0319 | GGT | 1 | 0.18473 | 59 | 59 |  |  |  |  | 0.18473 | 10.8993
48690 | GBY_GN5_5 | 5 | Houston | YES | 0.048694 | 318.4 | 81 | 398 |  | 1.0362 | GSC | 1 | 0.18513 | 398 | 398 |  |  |  |  | 0.18513 | 73.682
48595 | BTE_GT2_8075 | 1 | Houston | YES | 0.048965 | 162.8 | 130 | 162.8 | 0 | 1.0261 | CC | 1 | 0.1854 | 162.8 | 162.8 |  |  |  |  | 0.1854 | 30.1834
48596 | BTE_GT3_8045 | 2 | Houston | YES | 0.048965 | 161.4 | 130 | 161.4 | 0 | 1.0261 | CC | 1 | 0.1854 | 161.4 | 161.4 |  |  |  |  | 0.1854 | 29.9238
48597 | BTE_GT4_8055 | 3 | Houston | YES | 0.048965 | 158.9 | 130 | 158.9 | 0 | 1.0261 | CC | 1 | 0.1854 | 158.9 | 158.9 |  |  |  |  | 0.1854 | 29.4603
48598 | BTE_ST1_8070 | 4 | Houston | YES | 0.048965 | 269.2 | 60 | 269.2 | 0 | 1.0261 | CC | 1 | 0.1854 | 269.2 | 269.2 |  |  |  |  | 0.1854 | 49.9101
48583 | CBY_GT4_1 | 1 | Houston | YES | 0.04988 | 172 | 0 | 172 | 0 | 1.026 | GSC | 1 | 0.18632 | 172 | 172 |  |  |  |  | 0.18632 | 32.0465
48584 | CBY_GT4_2 | 2 | Houston | YES | 0.04988 | 172 | 0 | 172 | 0 | 1.026 | CC | 1 | 0.18632 | 172 | 172 |  |  |  |  | 0.18632 | 32.0465
48585 | CBY_ST4_1 | 3 | Houston | YES | 0.04988 | 172 | 0 | 172 | 0 | 1.026 | CC | 1 | 0.18632 | 172 | 172 |  |  |  |  | 0.18632 | 32.0465
48815 | CVC_GT4_8005 | 4 | Houston | YES | 0.050056 | 165 | 91.8 | 165 |  | 1.0362 | Cogen | 1 | 0.18649 | 0 | 0 |  |  |  |  | 0.18649 | 0
48581 | CBY_GN1_1 | 1 | Houston | YES | 0.050289 | 595.2 | 108 | 744 | 0 | 1.0435 | GSC | 1 | 0.18673 | 744 | 744 |  |  |  |  | 0.18673 | 138.9239
48791 | PSA_GT1_8160 | 1 | Houston | YES | 0.050347 | 52 | 20.8 | 65 | 0 | 1.0362 | Cogen | 1 | 0.18678 | 0 | 0 |  |  |  |  | 0.18678 | 0
48792 | PSA_GT2_8155 | 2 | Houston | YES | 0.050347 | 52.8 | 20.3 | 66 | 0 | 1.0362 | Cogen | 1 | 0.18678 | 0 | 0 |  |  |  |  | 0.18678 | 0
48793 | PSA_GT3_8150 | 3 | Houston | YES | 0.050347 | 56 | 20.3 | 70 | 0 | 1.0362 | Cogen | 1 | 0.18678 | 0 | 0 |  |  |  |  | 0.18678 | 0
48794 | PSA_GT4_8145 | 4 | Houston | YES | 0.050347 | 52.8 | 20.3 | 66 | 0 | 1.0362 | Cogen | 1 | 0.18678 | 0 | 0 |  |  |  |  | 0.18678 | 0
48795 | PSA_GT5_8140 | 5 | Houston | YES | 0.050347 | 51.2 | 20.3 | 64 | 0 | 1.0362 | Cogen | 1 | 0.18678 | 0 | 0 |  |  |  |  | 0.18678 | 0
48796 | PSA_GN1_8165 | 1 | Houston | YES | 0.050347 | 83.2 | 43.1 | 104 | 0 | 1.0362 | Cogen | 1 | 0.18678 | 0 | 0 |  |  |  |  | 0.18678 | 0
48797 | PSA_GT6_8135 | 6 | Houston | YES | 0.050347 | 47.2 | 34.5 | 59 | 0 | 1.0362 | Cogen | 1 | 0.18678 | 0 | 0 |  |  |  |  | 0.18678 | 0
48651 | EP_1_2 | 1 | Houston | YES | 0.05036 | 4 | 0 | 5 | 0 | 1.0362 | Cogen | 1 | 0.1868 | 0 | 0 |  |  |  |  | 0.1868 | 0
48651 | EP_1_2 | 2 | Houston | YES | 0.05036 | 17.7 | 10 | 21 | 0 | 1.0362 | Cogen | 1 | 0.1868 | 0 | 0 |  |  |  |  | 0.1868 | 0
48883 | THW_GT1_GT_1 | B2 | Houston | YES | 0.051081 | 0 | 0 | 12 |  | 1.043 | GGT | 1 | 0.18752 | 12 | 12 |  |  |  |  | 0.18752 | 2.2502
49803 | EXN_15GT | 1 | Houston | YES | 0.051225 | 33 | 8.3 | 34 |  | 1.0326 | Cogen | 1 | 0.18766 | 0 | 0 |  |  |  |  | 0.18766 | 0
49804 | EXN_16GT | 2 | Houston | YES | 0.051225 | 32 | 8.3 | 34.7 |  | 1.0326 | Cogen | 1 | 0.18766 | 0 | 0 |  |  |  |  | 0.18766 | 0
49805 | EXN_17GT | 3 | Houston | YES | 0.051225 | 31 | 8.3 | 32.7 |  | 1.0326 | Cogen | 1 | 0.18766 | 0 | 0 |  |  |  |  | 0.18766 | 0
49826 | EXN938GT | 5 | Houston | YES | 0.051225 | 43 | 9.2 | 45.9 | 0 | 1.0326 | Cogen | 1 | 0.18766 | 0 | 0 |  |  |  |  | 0.18766 | 0
49828 | EXN941GT | 10 | Houston | YES | 0.051225 | 17.7 | 5.4 | 17.7 | 0 | 1.0326 | Cogen | 1 | 0.18766 | 0 | 0 |  |  |  |  | 0.18766 | 0
49829 | EXN942GT | 11 | Houston | YES | 0.051225 | 20 | 5.4 | 20.4 | 0 | 1.0326 | Cogen | 1 | 0.18766 | 0 | 0 |  |  |  |  | 0.18766 | 0
49830 | EXN943GT | 12 | Houston | YES | 0.051225 | 19 | 5.4 | 19.9 | 0 | 1.0326 | Cogen | 1 | 0.18766 | 0 | 0 |  |  |  |  | 0.18766 | 0
49831 | EXN944GT | 13 | Houston | YES | 0.051225 | 33 | 5.4 | 35 | 0 | 1.0326 | Cogen | 1 | 0.18766 | 0 | 0 |  |  |  |  | 0.18766 | 0
49832 | EXN945GT | 9 | Houston | YES | 0.051225 | 18.5 | 9.2 | 18.5 | 0 | 1.0326 | Cogen | 1 | 0.18766 | 0 | 0 |  |  |  |  | 0.18766 | 0
49837 | EXN_GT | 4 | Houston | YES | 0.051225 | 81 | 21.3 | 85.4 | 0 | 1.0326 | Cogen | 1 | 0.18766 | 0 | 0 |  |  |  |  | 0.18766 | 0
49838 | EXN_14GT | 14 | Houston | YES | 0.051225 | 140 | 0 | 148 |  | 1.0326 | Cogen | 1 | 0.18766 | 0 | 0 |  |  |  |  | 0.18766 | 0
48582 | CBY_GN2_2 | 2 | Houston | YES | 0.051541 | 596.8 | 110 | 746 | 0 | 1.0435 | GSC | 1 | 0.18798 | 746 | 746 |  |  |  |  | 0.18798 | 140.2313
48873 | THW_ST3_ST_3 | 3 | Houston | YES | 0.052301 | 107 | 19 | 107 | 0 | 1.0435 | CC | 1 | 0.18874 | 107 | 107 |  |  |  |  | 0.18874 | 20.1949
48874 | THW_ST4_ST_4 | 4 | Houston | YES | 0.052301 | 108 | 19 | 108 | 0 | 1.0435 | CC | 1 | 0.18874 | 108 | 108 |  |  |  |  | 0.18874 | 20.3837
48875 | THW_3132 | A | Houston | YES | 0.052301 | 55 | 5 | 55 | 0 | 1.0435 | CC | 1 | 0.18874 | 55 | 55 |  |  |  |  | 0.18874 | 10.3806
48875 | THW_3132 | B | Houston | YES | 0.052301 | 53 | 5 | 53 | 0 | 1.0435 | CC | 1 | 0.18874 | 53 | 53 |  |  |  |  | 0.18874 | 10.0031
48877 | THW_3334 | C | Houston | YES | 0.052301 | 55 | 5 | 55 | 0 | 1.0435 | CC | 1 | 0.18874 | 55 | 55 |  |  |  |  | 0.18874 | 10.3806
48877 | THW_3334 | D | Houston | YES | 0.052301 | 57 | 5 | 57 | 0 | 1.0435 | CC | 1 | 0.18874 | 57 | 57 |  |  |  |  | 0.18874 | 10.758
48879 | THW_4142 | E | Houston | YES | 0.052301 | 56 | 5 | 56 | 0 | 1.0435 | CC | 1 | 0.18874 | 56 | 56 |  |  |  |  | 0.18874 | 10.5693
48879 | THW_4142 | F | Houston | YES | 0.052301 | 55 | 5 | 55 | 0 | 1.0435 | CC | 1 | 0.18874 | 55 | 55 |  |  |  |  | 0.18874 | 10.3806
48881 | THW_4344 | H | Houston | YES | 0.052301 | 58 | 5 | 58 | 0 | 1.0435 | CC | 1 | 0.18874 | 58 | 58 |  |  |  |  | 0.18874 | 10.9468
48881 | THW_4344 | G | Houston | YES | 0.052301 | 58 | 5 | 58 | 0 | 1.0435 | CC | 1 | 0.18874 | 58 | 58 |  |  |  |  | 0.18874 | 10.9468
48593 | CHE_GT1_8015 | 1 | Houston | YES | 0.053291 | 173 | 50 | 173 | 0 | 1.0362 | Cogen | 1 | 0.18973 | 0 | 0 |  |  |  |  | 0.18973 | 0
48594 | CHE_GN4_8025 | 4 | Houston | YES | 0.053291 | 142 | 60 | 142 | 0 | 1.0362 | Cogen | 1 | 0.18973 | 0 | 0 |  |  |  |  | 0.18973 | 0
48511 | LPE_GT1_8070 | 1 | Houston | YES | 0.053422 | 42 | 0 | 42 | 0 | 1.0362 | GGT | 1 | 0.18986 | 42 | 42 |  |  |  |  | 0.18986 | 7.9741
48512 | LPE_GT2_8075 | 2 | Houston | YES | 0.053422 | 42 | 0 | 42 | 0 | 1.0362 | GGT | 1 | 0.18986 | 42 | 42 |  |  |  |  | 0.18986 | 7.9741
48513 | LPE_GT3_8080 | 3 | Houston | YES | 0.053422 | 39 | 0 | 39 | 0 | 1.0362 | GGT | 1 | 0.18986 | 39 | 39 |  |  |  |  | 0.18986 | 7.4045
48514 | LPE_GT4_8085 | 4 | Houston | YES | 0.053422 | 39 | 0 | 39 | 0 | 1.0362 | GGT | 1 | 0.18986 | 39 | 39 |  |  |  |  | 0.18986 | 7.4045
48500 | APD_GT1_8005 | 1 | Houston | YES | 0.053549 | 137.6 | 54.6 | 137.6 |  | 1.0362 | Cogen | 1 | 0.18999 | 0 | 0 |  |  |  |  | 0.18999 | 0
48820 | SHELLG1_3015 | 1 | Houston | YES | 0.054241 | 71 | 34.5 | 71 |  | 1.029 | Cogen | 1 | 0.19068 | 0 | 0 |  |  |  |  | 0.19068 | 0
48821 | SHELLG2 | 2 | Houston | YES | 0.054241 | 72 | 34.5 | 72 |  | 1.029 | Cogen | 1 | 0.19068 | 0 | 0 |  |  |  |  | 0.19068 | 0
48822 | SHELLG3_3020 | 2 | Houston | YES | 0.054241 | 30 | 0 | 30 |  | 1.029 | Cogen | 1 | 0.19068 | 0 | 0 |  |  |  |  | 0.19068 | 0
48822 | SHELLG3_3020 | 1 | Houston | YES | 0.054241 | 39 | 0 | 39 |  | 1.029 | Cogen | 1 | 0.19068 | 0 | 0 |  |  |  |  | 0.19068 | 0
48740 | PSG_GN2_8050 | 1 | Houston | YES | 0.05472 | 182 | 60 | 182 | 0 | 1.0326 | Cogen | 1 | 0.19116 | 0 | 0 |  |  |  |  | 0.19116 | 0
48741 | PSG_GT2_8040 | 1 | Houston | YES | 0.05472 | 158.6 | 50 | 158.6 | 0 | 1.0326 | Cogen | 1 | 0.19116 | 0 | 0 |  |  |  |  | 0.19116 | 0
48742 | PSG_GT3_8060 | 1 | Houston | YES | 0.05472 | 157 | 50 | 157 | 0 | 1.0326 | Cogen | 1 | 0.19116 | 0 | 0 |  |  |  |  | 0.19116 | 0
48854 | SRB_GN4_4 | 4 | Houston | YES | 0.054725 | 182.4 | 35 | 228 | 0 | 1.0326 | GST | 1 | 0.19116 | 228 | 228 |  |  |  |  | 0.19116 | 43.5849
48611 | DIB_GT1_8080 | 1 | Houston | YES | 0.054735 | 64 | 0 | 64 | 0 | 1.0326 | Cogen | 1 | 0.19117 | 0 | 0 |  |  |  |  | 0.19117 | 0
48612 | DIB_GT2_8075 | 2 | Houston | YES | 0.054735 | 63.2 | 0 | 63.2 | 0 | 1.0326 | Cogen | 1 | 0.19117 | 0 | 0 |  |  |  |  | 0.19117 | 0
48613 | DIB_ST1_8085 | 3 | Houston | YES | 0.054735 | 67.9 | 30 | 82.6 | 0 | 1.0326 | Cogen | 1 | 0.19117 | 0 | 0 |  |  |  |  | 0.19117 | 0
48614 | DIB_GT3_8090 | 4 | Houston | YES | 0.054735 | 73.6 | 15 | 73.6 | 0 | 1.0326 | Cogen | 1 | 0.19117 | 0 | 0 |  |  |  |  | 0.19117 | 0
48845 | SOL_GT1 | 1 | Houston | YES | 0.05474 | 16.2 | 15.4 | 16.2 |  | 1.0326 | Solar | 1 | 0.19118 | 16.2 | 16.2 |  |  |  |  | 0.19118 | 3.0971
48853 | SRB_GN3_3 | 3 | Houston | YES | 0.054747 | 170.4 | 35 | 213 |  | 1.0326 | GST | 1 | 0.19118 | 213 | 213 |  |  |  |  | 0.19118 | 40.7221
48551 | CAL_GT1_8045 | 1 | Houston | YES | 0.054826 | 149 | 0 | 149 | 0 | 1.0326 | Cogen | 1 | 0.19126 | 0 | 0 |  |  |  |  | 0.19126 | 0
48552 | CAL_ST1_8000 | 2 | Houston | YES | 0.054826 | 65.1 | 0 | 65.1 | 0 | 1.0326 | Cogen | 1 | 0.19126 | 0 | 0 |  |  |  |  | 0.19126 | 0
48851 | SRB_GN1_1 | 1 | Houston | YES | 0.054838 | 132 | 26 | 165 | 0 | 1.0217 | GST | 1 | 0.19127 | 165 | 165 |  |  |  |  | 0.19127 | 31.5603
48852 | SRB_GN2_2 | 2 | Houston | YES | 0.054864 | 140.8 | 26 | 176 | 0 | 1.0217 | GST | 1 | 0.1913 | 176 | 176 |  |  |  |  | 0.1913 | 33.6689
48855 | SRB_GT211035 | B1 | Houston | YES | 0.054883 | 0 | 0 | 18 |  | 1.014 | GGT | 1 | 0.19132 | 18 | 18 |  |  |  |  | 0.19132 | 3.4438
48855 | SRB_GT211035 | B2 | Houston | YES | 0.054883 | 0 | 0 | 12 |  | 1.014 | GGT | 1 | 0.19132 | 12 | 12 |  |  |  |  | 0.19132 | 2.2958
48761 | PR_GT1__9040 | 1 | Houston | YES | 0.055229 | 26 | 0 | 35 |  | 1 | Cogen | 1 | 0.19167 | 0 | 0 |  |  |  |  | 0.19167 | 0
48641 | DPEC_GT15040 | 1 | Houston | YES | 0.05555 | 163.2 | 98 | 163.2 | 0 | 1.0319 | CC | 1 | 0.19199 | 163.2 | 163.2 |  |  |  |  | 0.19199 | 31.3322
48642 | DPEC_GT25025 | 2 | Houston | YES | 0.05555 | 157.1 | 98 | 157.1 | 0 | 1.0319 | CC | 1 | 0.19199 | 157.1 | 157.1 |  |  |  |  | 0.19199 | 30.1611
48643 | DPEC_GT35010 | 3 | Houston | YES | 0.05555 | 157.5 | 98 | 157.5 | 0 | 1.0319 | CC | 1 | 0.19199 | 157.5 | 157.5 |  |  |  |  | 0.19199 | 30.2379
48644 | DPEC_GT45070 | 4 | Houston | YES | 0.05555 | 157 | 98 | 157 | 0 | 1.0319 | CC | 1 | 0.19199 | 157 | 157 |  |  |  |  | 0.19199 | 30.1419
48645 | DPEC_ST55065 | 5 | Houston | YES | 0.05555 | 282 | 0 | 282 | 0 | 1.0319 | CC | 1 | 0.19199 | 282 | 282 |  |  |  |  | 0.19199 | 54.1402
48841 | SJS_GT1_GT1 | 1 | Houston | YES | 0.055929 | 62.4 | 49 | 78 | 0 | 1.0362 | Cogen | 1 | 0.19237 | 0 | 0 |  |  |  |  | 0.19237 | 0
48842 | SJS_GT2_GT2 | 2 | Houston | YES | 0.055929 | 64.8 | 49 | 81 | 0 | 1.0362 | Cogen | 1 | 0.19237 | 0 | 0 |  |  |  |  | 0.19237 | 0
48691 | GBY_73741085 | A | Houston | YES | 0.056401 | 37.6 | 20 | 47 | 0 | 1.0362 | GGT | 1 | 0.19284 | 47 | 47 |  |  |  |  | 0.19284 | 9.0634
48691 | GBY_73741085 | B | Houston | YES | 0.056401 | 37.6 | 20 | 47 | 0 | 1.0362 | GGT | 1 | 0.19284 | 47 | 47 |  |  |  |  | 0.19284 | 9.0634
48692 | GBY_81821075 | C | Houston | YES | 0.056401 | 37.6 | 20 | 47 | 0 | 1.0362 | GGT | 1 | 0.19284 | 47 | 47 |  |  |  |  | 0.19284 | 9.0634
48692 | GBY_81821075 | D | Houston | YES | 0.056401 | 44 | 20 | 55 | 0 | 1.0362 | GGT | 1 | 0.19284 | 55 | 55 |  |  |  |  | 0.19284 | 10.6061
48693 | GBY_83841065 | F | Houston | YES | 0.056401 | 43.2 | 20 | 54 | 0 | 1.0362 | GGT | 1 | 0.19284 | 54 | 54 |  |  |  |  | 0.19284 | 10.4132
48693 | GBY_83841065 | E | Houston | YES | 0.056401 | 45.6 | 20 | 57 | 0 | 1.0362 | GGT | 1 | 0.19284 | 57 | 57 |  |  |  |  | 0.19284 | 10.9917
48531 | BYU_GT1_8075 | 1 | Houston | YES | 0.057333 | 65 | 0 | 65 |  | 1.0362 | Cogen | 1 | 0.19377 | 0 | 0 |  |  |  |  | 0.19377 | 0
48532 | BYU_GT2_8055 | 2 | Houston | YES | 0.057333 | 62 | 0 | 62 |  | 1.0362 | Cogen | 1 | 0.19377 | 0 | 0 |  |  |  |  | 0.19377 | 0
48533 | BYU_GT3_8060 | 3 | Houston | YES | 0.057333 | 67 | 0 | 67 |  | 1.0362 | Cogen | 1 | 0.19377 | 0 | 0 |  |  |  |  | 0.19377 | 0
48534 | BYU_GT4_8065 | 4 | Houston | YES | 0.057333 | 65 | 0 | 65 |  | 1.0362 | Cogen | 1 | 0.19377 | 0 | 0 |  |  |  |  | 0.19377 | 0
48561 | CTL_GT2_8130 | 1 | Houston | YES | 0.05808 | 73.5 | 30.3 | 91.9 |  | 1.0362 | Cogen | 1 | 0.19452 | 0 | 0 |  |  |  |  | 0.19452 | 0
48562 | CTL_GT3_8135 | 2 | Houston | YES | 0.05808 | 70.1 | 30.3 | 87.6 |  | 1.0362 | Cogen | 1 | 0.19452 | 0 | 0 |  |  |  |  | 0.19452 | 0
48563 | CTL_GT4_8140 | 3 | Houston | YES | 0.05808 | 69.6 | 30.3 | 87 |  | 1.0362 | Cogen | 1 | 0.19452 | 0 | 0 |  |  |  |  | 0.19452 | 0
48564 | CTL_GN1_8145 | 4 | Houston | YES | 0.05808 | 43.6 | 12.9 | 54.5 |  | 1.0362 | Cogen | 1 | 0.19452 | 0 | 0 |  |  |  |  | 0.19452 | 0
48565 | CTL_GN2_8155 | 5 | Houston | YES | 0.05808 | 9.8 | 3.4 | 12.2 |  | 1.0362 | Cogen | 1 | 0.19452 | 0 | 0 |  |  |  |  | 0.19452 | 0
48772 | PHR_GN2_2 | MB | Houston | YES | 0.060031 | 0 | 72 | 459 |  | 1.0362 | GSC | 1 | 0.19647 | 0 | 0 |  |  |  |  | 0.19647 | 0
38580 | TNBP_CGN1_8 | 1 | Houston | YES | 0.062828 | 70.8 | 0 | 70.8 | 0 | 1.005 | Cogen | 1 | 0.19926 | 0 | 0 |  |  |  |  | 0.19926 | 0
38590 | TNBP_CGN2_8 | 2 | Houston | YES | 0.062828 | 66.7 | 0 | 66.7 | 0 | 1.005 | Cogen | 1 | 0.19926 | 0 | 0 |  |  |  |  | 0.19926 | 0
38600 | TNBP_CGN3_8 | 5 | Houston | YES | 0.062828 | 53 | 0 | 53 | 0 | 1.005 | Cogen | 1 | 0.19926 | 0 | 0 |  |  |  |  | 0.19926 | 0
38611 | TNBPAMCG1_8 | 1 | Houston | YES | 0.062828 | 153.2 | 0 | 153.2 | 0 | 1.005 | Cogen | 1 | 0.19926 | 0 | 0 |  |  |  |  | 0.19926 | 0
38612 | TNBPAMCG2_8 | 2 | Houston | YES | 0.062828 | 153.5 | 0 | 153.5 | 0 | 1.005 | Cogen | 1 | 0.19926 | 0 | 0 |  |  |  |  | 0.19926 | 0
38613 | TNBPAMCG3_8 | 3 | Houston | YES | 0.062828 | 152.3 | 0 | 152.3 | 0 | 1.005 | Cogen | 1 | 0.19926 | 0 | 0 |  |  |  |  | 0.19926 | 0
38614 | TNBPAMCG4_8 | 4 | Houston | YES | 0.062828 | 96 | 0 | 96 |  | 1.005 | Cogen | 1 | 0.19926 | 0 | 0 |  |  |  |  | 0.19926 | 0
38615 | TNBPAMCG5_8 | 1 | Houston | YES | 0.062828 | 244 | 0 | 244 | 0 | 1.005 | Cogen | 1 | 0.19926 | 0 | 0 |  |  |  |  | 0.19926 | 0
38690 | TNBP_CGN4_8 | 3 | Houston | YES | 0.062828 | 40 | 0 | 40 |  | 1.005 | Cogen | 1 | 0.19926 | 0 | 0 |  |  |  |  | 0.19926 | 0
38711 | TNTXCTY1CG8 | 1 | Houston | YES | 0.062828 | 100.3 | 59 | 100.3 | 0 | 1 | Cogen | 1 | 0.19926 | 0 | 0 |  |  |  |  | 0.19926 | 0
38712 | TNTXCTY2CG8 | 1 | Houston | YES | 0.062828 | 92.9 | 59 | 92.9 | 0 | 1 | Cogen | 1 | 0.19926 | 0 | 0 |  |  |  |  | 0.19926 | 0
38713 | TNTXCTY3CG8 | 1 | Houston | YES | 0.062828 | 102.7 | 59 | 102.7 | 0 | 1 | Cogen | 1 | 0.19926 | 0 | 0 |  |  |  |  | 0.19926 | 0
38714 | TNTXCTY4CG8 | 1 | Houston | YES | 0.062828 | 103 | 59 | 103 | 0 | 1 | Cogen | 1 | 0.19926 | 0 | 0 |  |  |  |  | 0.19926 | 0
39470 | TNDOWCGNSG8 | 1 | Houston | YES | 0.062828 | 32 | 10 | 32 | 0 | 0.985 | Cogen | 1 | 0.19926 | 0 | 0 |  |  |  |  | 0.19926 | 0
39480 | TNDOWCGNGG8 | 1 | Houston | YES | 0.062828 | 30 | 10 | 30 | 0 | 0.985 | Cogen | 1 | 0.19926 | 0 | 0 |  |  |  |  | 0.19926 | 0
48921 | WAP_GN1_1 | 1 | Houston | YES | 0.069483 | 132.8 | 37 | 166 | 0 | 1.0362 | GST | 1 | 0.20592 | 166 | 166 |  |  |  |  | 0.20592 | 34.1827
48922 | WAP_GN2_2 | 2 | Houston | YES | 0.069483 | 132.8 | 37 | 166 | 0 | 1.0362 | GST | 1 | 0.20592 | 166 | 166 |  |  |  |  | 0.20592 | 34.1827
48923 | WAP_GN3_3 | 3 | Houston | YES | 0.069483 | 198.4 | 93 | 248 | 0 | 1.0362 | GST | 1 | 0.20592 | 248 | 248 |  |  |  |  | 0.20592 | 51.0681
48924 | WAP_GN4_4 | 4 | Houston | YES | 0.069483 | 546 | 217 | 546 | 0 | 1.0362 | GSC | 1 | 0.20592 | 546 | 546 |  |  |  |  | 0.20592 | 112.4321
48925 | WAP_GN5_5 | 5 | Houston | YES | 0.069483 | 586.5 | 278 | 654 | 0 | 0.985 | LIGCO | 1 | 0.20592 | 0 | 654 |  |  |  |  | 0.20592 | 134.6715
48929 | WAPGT21_GT1 | B1 | Houston | YES | 0.069483 | 0 | 0 | 13 |  | 1.05 | GGT | 1 | 0.20592 | 13 | 13 |  |  |  |  | 0.20592 | 2.677
48510 | AK_GT1__8040 | 1 | Houston | YES | 0.06959 | 33.4 | 8.1 | 34 |  | 1.029 | Cogen | 1 | 0.20603 | 0 | 0 |  |  |  |  | 0.20603 | 0
48521 | BVE_GT1_GT1 | 1 | Houston | YES | 0.071078 | 167.7 | 0 | 167.7 |  | 1.035 | CC | 1 | 0.20751 | 167.7 | 167.7 |  |  |  |  | 0.20751 | 34.8002
48522 | BVE_GT2_5035 | 2 | Houston | YES | 0.071078 | 166.4 | 0 | 166.4 |  | 1.035 | CC | 1 | 0.20751 | 166.4 | 166.4 |  |  |  |  | 0.20751 | 34.5304
48523 | BVE_ST1_GN1 | 3 | Houston | YES | 0.071078 | 252.4 | 0 | 252.4 |  | 1.035 | CC | 1 | 0.20751 | 252.4 | 252.4 |  |  |  |  | 0.20751 | 52.3767
48730 | MNS_GT | 1 | Houston | YES | 0.071117 | 43 | 0 | 46.1 |  | 1.029 | Cogen | 1 | 0.20755 | 0 | 0 |  |  |  |  | 0.20755 | 0
48926 | WAP_GN6_6 | 6 | Houston | YES | 0.071163 | 651 | 280 | 651 |  | 1.035 | LIGCO | 1 | 0.2076 | 0 | 651 |  |  |  |  | 0.2076 | 135.1474
48927 | WAP_GN7_7 | 7 | Houston | YES | 0.071163 | 564 | 277 | 564 |  | 1.035 | LIGCO | 1 | 0.2076 | 0 | 564 |  |  |  |  | 0.2076 | 117.0862
48928 | WAP_GN8_8 | 8 | Houston | YES | 0.071163 | 603 | 275 | 603 |  | 1.035 | LIGCO | 1 | 0.2076 | 0 | 603 |  |  |  |  | 0.2076 | 125.1826
8032 | AMISTADHYD1 | 1 | South | YES | 0.078415 | 33 | 13 | 33 | 0 | 1.0375 | Hydro | 1 | 0.21485 | 0 | 0 | 0 | 0 |  |  | 0.21485 | 0
8033 | AMISTADHYD2 | 2 | South | YES | 0.078415 | 25 | 13 | 25 | 0 | 1.0375 | Hydro | 1 | 0.21485 | 0 | 0 | 0 | 0 |  |  | 0.21485 | 0
88253 | HAMILTON | F | South | YES | 0.078415 | 0 | 0 | 0 | 0 | 1.04 | BLT | 1 | 0.21485 | 0 | 0 | 0 | 0 |  |  | 0.21485 | 0
39760 | TNSCLP1___8 | 1 | Houston | YES | 0.081224 | 93.4 | 20 | 116.8 | 0 | 1.04 | Cogen | 1 | 0.21766 | 0 | 0 |  |  |  |  | 0.21766 | 0
39770 | TNSCLP2___8 | 1 | Houston | YES | 0.081224 | 91.6 | 20 | 114.5 | 0 | 1.04 | Cogen | 1 | 0.21766 | 0 | 0 |  |  |  |  | 0.21766 | 0
39775 | TNSCLP4___8 | 1 | Houston | YES | 0.081224 | 95.2 | 20 | 119 | 0 | 1.04 | Cogen | 1 | 0.21766 | 0 | 0 |  |  |  |  | 0.21766 | 0
39790 | TNSCLP3___8 | 1 | Houston | YES | 0.081224 | 87.6 | 20 | 109.5 | 0 | 1.027 | Cogen | 1 | 0.21766 | 0 | 0 |  |  |  |  | 0.21766 | 0
48520 | BSF_GT1_8070 | 1 | Houston | YES | 0.084046 | 72 | 0 | 72 | 0 | 1.0326 | Cogen | 1 | 0.22048 | 0 | 0 |  |  |  |  | 0.22048 | 0
48520 | BSF_GT1_8070 | 2 | Houston | YES | 0.084046 | 10 | 0 | 10 | 0 | 1.0326 | Cogen | 1 | 0.22048 | 0 | 0 |  |  |  |  | 0.22048 | 0
49851 | DOW17000 | 37 | Houston | YES | 0.087616 | 39 | 0 | 62 | 0 | 1 | Cogen | 1 | 0.22405 | 0 | 0 |  |  |  |  | 0.22405 | 0
49858 | DOW38100 | 31 | Houston | YES | 0.087616 | 45 | 0 | 71.4 |  | 1 | Cogen | 1 | 0.22405 | 0 | 0 |  |  |  |  | 0.22405 | 0
49859 | DOW38200 | 33 | Houston | YES | 0.087616 | 28 | 0 | 45 | 0 | 1 | Cogen | 1 | 0.22405 | 0 | 0 |  |  |  |  | 0.22405 | 0
49860 | DOW38300 | 32 | Houston | YES | 0.087616 | 63 | 0 | 101 |  | 1 | Cogen | 1 | 0.22405 | 0 | 0 |  |  |  |  | 0.22405 | 0
49862 | DOW39100 | 36 | Houston | YES | 0.087616 | 54 | 0 | 86 | 0 | 1 | Cogen | 1 | 0.22405 | 0 | 0 |  |  |  |  | 0.22405 | 0
49863 | DOW39200 | 35 | Houston | YES | 0.087616 | 55 | 0 | 88 | 0 | 1 | Cogen | 1 | 0.22405 | 0 | 0 |  |  |  |  | 0.22405 | 0
49865 | DOW41000 | 41 | Houston | YES | 0.087616 | 31 | 0 | 50 |  | 1 | Cogen | 1 | 0.22405 | 0 | 0 |  |  |  |  | 0.22405 | 0
49866 | DOW42000 | 42 | Houston | YES | 0.087616 | 11 | 0 | 18 |  | 1 | Cogen | 1 | 0.22405 | 0 | 0 |  |  |  |  | 0.22405 | 0
49869 | DOW49000 | 45 | Houston | YES | 0.087616 | 59 | 0 | 94 |  | 1 | Cogen | 1 | 0.22405 | 0 | 0 |  |  |  |  | 0.22405 | 0
49870 | DOW61000 | 61 | Houston | YES | 0.087616 | 44 | 0 | 70 | 0 | 1 | Cogen | 1 | 0.22405 | 0 | 0 |  |  |  |  | 0.22405 | 0
49871 | DOW62000 | 62 | Houston | YES | 0.087616 | 40 | 0 | 63 | 0 | 1 | Cogen | 1 | 0.22405 | 0 | 0 |  |  |  |  | 0.22405 | 0
49872 | DOW63000 | 63 | Houston | YES | 0.087616 | 45 | 0 | 72 | 0 | 1 | Cogen | 1 | 0.22405 | 0 | 0 |  |  |  |  | 0.22405 | 0
49873 | DOW64000 | 64 | Houston | YES | 0.087616 | 41 | 0 | 64.8 | 0 | 1 | Cogen | 1 | 0.22405 | 0 | 0 |  |  |  |  | 0.22405 | 0
49876 | DOW65000 | 65 | Houston | YES | 0.087616 | 63 | 0 | 101 | 0 | 1 | Cogen | 1 | 0.22405 | 0 | 0 |  |  |  |  | 0.22405 | 0
49877 | DOW66000 | 66 | Houston | YES | 0.087616 | 61 | 0 | 97 | 0 | 1 | Cogen | 1 | 0.22405 | 0 | 0 |  |  |  |  | 0.22405 | 0
49878 | DOW67000 | 67 | Houston | YES | 0.087616 | 65 | 0 | 103 | 0 | 1 | Cogen | 1 | 0.22405 | 0 | 0 |  |  |  |  | 0.22405 | 0
49882 | DOW81000 | 81 | Houston | YES | 0.087616 | 47 | 0 | 76 | 0 | 1 | Cogen | 1 | 0.22405 | 0 | 0 |  |  |  |  | 0.22405 | 0
49884 | DOW82000 | 82 | Houston | YES | 0.087616 | 51 | 0 | 80 | 0 | 1 | Cogen | 1 | 0.22405 | 0 | 0 |  |  |  |  | 0.22405 | 0
49885 | DOW83000 | 83 | Houston | YES | 0.087616 | 51 | 0 | 80 | 0 | 1 | Cogen | 1 | 0.22405 | 0 | 0 |  |  |  |  | 0.22405 | 0
49886 | DOW84000 | 84 | Houston | YES | 0.087616 | 107 | 0 | 171 | 0 | 0.98 | Cogen | 1 | 0.22405 | 0 | 0 |  |  |  |  | 0.22405 | 0
7022 | L_BUCHAN1_1Y | 1 | South | YES | 0.091569 | 0 | 0 | 18 |  | 1 | Hydro | 1 | 0.22801 | 0 | 0 | 0 | 0 |  |  | 0.22801 | 0
7023 | L_BUCHAN1_2Y | 2 | South | YES | 0.091569 | 0 | 0 | 18 |  | 1 | Hydro | 1 | 0.22801 | 0 | 0 | 0 | 0 |  |  | 0.22801 | 0
7024 | L_BUCHAN1_3Y | 3 | South | YES | 0.091569 | 0 | 0 | 15 |  | 1 | Hydro | 1 | 0.22801 | 0 | 0 | 0 | 0 |  |  | 0.22801 | 0
7026 | L_INKSDA1_1Y | 1 | South | YES | 0.095178 | 0 | 0 | 13.7 |  | 1 | Hydro | 1 | 0.23161 | 0 | 0 | 0 | 0 |  |  | 0.23161 | 0
48911 | TGF_GT1_8000 | 1 | Houston | YES | 0.10137 | 69.2 | 0 | 69.2 |  | 1.029 | Cogen | 1 | 0.23781 | 0 | 0 |  |  |  |  | 0.23781 | 0
8262 | ELPS | 1 | South | YES | 0.10221 | 6 | 6 | 6 | 0 | 1.15 | Hydro | 1 | 0.23864 | 0 | 0 | 0 | 0 |  |  | 0.23864 | 0
48731 | CBE_GT1 | 1 | Houston | YES | 0.10607 | 76 | 0 | 76 | 0 | 1.029 | CC | 1 | 0.24251 | 76 | 76 |  |  |  |  | 0.24251 | 18.4308
48732 | CBE_GT2 | 1 | Houston | YES | 0.10607 | 76 | 0 | 76 | 0 | 1.029 | CC | 1 | 0.24251 | 76 | 76 |  |  |  |  | 0.24251 | 18.4308
48733 | CBE_ST12 | 1 | Houston | YES | 0.10607 | 105 | 0 | 105 | 0 | 1.029 | CC | 1 | 0.24251 | 105 | 105 |  |  |  |  | 0.24251 | 25.4636
48734 | CBE_GT3 | 1 | Houston | YES | 0.10607 | 76 | 0 | 76 | 0 | 1.029 | CC | 1 | 0.24251 | 76 | 76 |  |  |  |  | 0.24251 | 18.4308
48735 | CBE_GT4 | 1 | Houston | YES | 0.10607 | 76 | 0 | 76 | 0 | 1.029 | CC | 1 | 0.24251 | 76 | 76 |  |  |  |  | 0.24251 | 18.4308
48736 | CBE_ST34 | 1 | Houston | YES | 0.10607 | 105 | 0 | 105 | 0 | 1.029 | CC | 1 | 0.24251 | 105 | 105 |  |  |  |  | 0.24251 | 25.4636
5911 | STP_GN1___1 | 1 | Houston | YES | 0.10689 | 1333 | 1249 | 1333 | 0 | 1.0406 | Nuc | 1 | 0.24333 | 0 | 0 |  |  |  |  | 0.24333 | 0
5912 | STP_GN2___2 | 2 | Houston | YES | 0.10689 | 1332 | 1249 | 1332 | 0 | 1.0406 | Nuc | 1 | 0.24333 | 0 | 0 |  |  |  |  | 0.24333 | 0
80010 | EPLVT1 | F | South | YES | 0.10774 | 0 | 0 | 0 |  | 1.0376 | #N/A | 1 | 0.24417 | 0 | 0 | 0 | 0 |  |  | 0.24417 | 0
7000 | L_FERGUS1_1Y | 1 | South | YES | 0.1236 | 400 | 65 | 423.3 | 0 | 1.015 | GSC | 1 | 0.26003 | 423.3 | 423.3 | 52.3186 | 423.3 |  |  | 0.26003 | 110.0723
7035 | L_WIRTZ_1G1Y | 1 | South | YES | 0.12381 | 0 | 0 | 29 |  | 1 | Hydro | 1 | 0.26025 | 0 | 0 | 0 | 0 |  |  | 0.26025 | 0
7036 | L_WIRTZ_1G2Y | 2 | South | YES | 0.12381 | 23 | 0 | 29.8 |  | 1 | Hydro | 1 | 0.26025 | 0 | 0 | 0 | 0 |  |  | 0.26025 | 0
7028 | L_MARBFA1_1Y | 1 | South | YES | 0.13871 | 0 | 0 | 18 |  | 1 | Hydro | 1 | 0.27515 | 0 | 0 | 0 | 0 |  |  | 0.27515 | 0
7029 | L_MARBFA1_2Y | 2 | South | YES | 0.13871 | 0 | 0 | 18 |  | 1 | Hydro | 1 | 0.27515 | 0 | 0 | 0 | 0 |  |  | 0.27515 | 0
8134 | FOR #1 | 1 | South | YES | 0.14193 | 54.1 | 45 | 79 | 0 | 1.03 | Cogen | 1 | 0.27837 | 0 | 0 | 0 | 0 |  |  | 0.27837 | 0
8138 | FOR #2 | 2 | South | YES | 0.14193 | 63.1 | 45 | 81 | 0 | 1.03 | Cogen | 1 | 0.27837 | 0 | 0 | 0 | 0 |  |  | 0.27837 | 0
8153 | FOR #3 | 3 | South | YES | 0.14193 | 63.1 | 45 | 79.9 | 0 | 1.03 | Cogen | 1 | 0.27837 | 0 | 0 | 0 | 0 |  |  | 0.27837 | 0
8154 | FOR #4 | 4 | South | YES | 0.14193 | 63.1 | 60 | 80 | 0 | 1.03 | Cogen | 1 | 0.27837 | 0 | 0 | 0 | 0 |  |  | 0.27837 | 0
8155 | FOR #5 | 5 | South | YES | 0.14193 | 63.1 | 60 | 78.4 | 0 | 1.03 | Cogen | 1 | 0.27837 | 0 | 0 | 0 | 0 |  |  | 0.27837 | 0
8156 | FOR #6 | 6 | South | YES | 0.14193 | 24.9 | 5 | 25 | 0 | 1.03 | Cogen | 1 | 0.27837 | 0 | 0 | 0 | 0 |  |  | 0.27837 | 0
8157 | FOR #7 | 7 | South | YES | 0.14193 | 28.8 | 5 | 46 | 0 | 1.03 | Cogen | 1 | 0.27837 | 0 | 0 | 0 | 0 |  |  | 0.27837 | 0
80051 | FOR #8 | 8 | South | YES | 0.14193 | 28 | 28 | 28 | 0 | 1.016 | Cogen | 1 | 0.27837 | 0 | 0 | 0 | 0 |  |  | 0.27837 | 0
80052 | FOR #9 | 9 | South | YES | 0.14193 | 29.7 | 5 | 43.6 | 0 | 1.03 | Cogen | 1 | 0.27837 | 0 | 0 | 0 | 0 |  |  | 0.27837 | 0
80053 | FOR #10 | 10 | South | YES | 0.14193 | 68.4 | 45 | 75 | 0 | 1.03 | Cogen | 1 | 0.27837 | 0 | 0 | 0 | 0 |  |  | 0.27837 | 0
80226 | ALCOA G | 1 | South | YES | 0.14291 | 32.3 | 5 | 48 | 0 | 1.015 | Cogen | 1 | 0.27935 | 0 | 0 | 0 | 0 |  |  | 0.27935 | 0
8147 | UCAR #2 | 10 | South | YES | 0.14619 | 18.2 | 0 | 28 |  | 1 | Cogen | 1 | 0.28263 | 0 | 0 | 0 | 0 |  |  | 0.28263 | 0
8148 | UCAR #1 | 2 | South | YES | 0.14619 | 6.1 | 0 | 7 | 0 | 1.009 | Cogen | 1 | 0.28263 | 0 | 0 | 0 | 0 |  |  | 0.28263 | 0
80137 | CSDR89 | 9 | South | YES | 0.14619 | 0 | 0 | 15 |  | 1.003 | DCTie | 1 | 0.28263 | 0 | 0 | 0 | 0 |  |  | 0.28263 | 0
80137 | CSDR89 | 8 | South | YES | 0.14619 | 33.9 | 0 | 39 |  | 1.003 | DCTie | 1 | 0.28263 | 0 | 0 | 0 | 0 |  |  | 0.28263 | 0
80138 | CSDR7 | 7 | South | YES | 0.14619 | 6.1 | 0 | 7 | 0 | 1.014 | DCTie | 1 | 0.28263 | 0 | 0 | 0 | 0 |  |  | 0.28263 | 0
80139 | CSDR56 | 6 | South | YES | 0.14619 | 0 | 0 | 39 |  | 1.0033 | DCTie | 1 | 0.28263 | 0 | 0 | 0 | 0 |  |  | 0.28263 | 0
80139 | CSDR56 | 5 | South | YES | 0.14619 | 15 | 0 | 15 |  | 1.0033 | DCTie | 1 | 0.28263 | 0 | 0 | 0 | 0 |  |  | 0.28263 | 0
80140 | CSDR11 | 11 | South | YES | 0.14619 | 33.9 | 0 | 39 | 0 | 1.03 | DCTie | 1 | 0.28263 | 0 | 0 | 0 | 0 |  |  | 0.28263 | 0
80227 | AIRCO G | 1 | South | YES | 0.14657 | 7.2 | 0 | 8 | 0 | 1.0104 | Cogen | 1 | 0.28301 | 0 | 0 | 0 | 0 |  |  | 0.28301 | 0
80224 | VISTRONG1 | 1 | South | YES | 0.14743 | 13.1 | 0 | 15 | 0 | 1.01 | Cogen | 1 | 0.28386 | 0 | 0 | 0 | 0 |  |  | 0.28386 | 0
80225 | VISTRONG2 | 2 | South | YES | 0.14743 | 20.2 | 0 | 23 | 0 | 1.01 | Cogen | 1 | 0.28386 | 0 | 0 | 0 | 0 |  |  | 0.28386 | 0
80265 | LARECU40A | 4 | South | YES | 0.14775 | 80 | 0 | 100 |  | 1.039 | GGT | 1 | 0.28419 | 100 | 100 | 14.7749 | 100 |  |  | 0.28419 | 28.4186
80266 | LARECU50A | 5 | South | YES | 0.14775 | 80 | 0 | 100 |  | 1.039 | GGT | 1 | 0.28419 | 100 | 100 | 14.7749 | 100 |  |  | 0.28419 | 28.4186
80012 | LAR | F | South | YES | 0.14775 | 0 | 0 | 0 | 0 | 1.04 | DCTie | 1 | 0.28419 | 0 | 0 | 0 | 0 |  |  | 0.28419 | 0
5503 | RAYBURNGEN3 | 1 | South | YES | 0.14861 | 17.6 | 6 | 22 | 0 | 1.0223 | GST | 1 | 0.28505 | 22 | 22 | 3.2694 | 22 |  |  | 0.28505 | 6.271
5505 | RAYBURNGEN1 | 1 | South | YES | 0.14861 | 0 | 1 | 11 |  | 1.0223 | GGT | 1 | 0.28505 | 11 | 11 | 1.6347 | 11 |  |  | 0.28505 | 3.1355
5506 | RAYBURNGEN2 | 1 | South | YES | 0.14861 | 0 | 1 | 11 |  | 1.0223 | GGT | 1 | 0.28505 | 11 | 11 | 1.6347 | 11 |  |  | 0.28505 | 3.1355
88299 | ZAPATA | F | South | YES | 0.14938 | 0 | 0 | 0 | 0 | 1.02 | BLT | 1 | 0.28581 | 0 | 0 | 0 | 0 |  |  | 0.28581 | 0
5508 | RAYBURNCC9 | 1 | South | YES | 0.14971 | 47.7 | 18.2 | 47.7 | 0 | 1.0296 | CC | 1 | 0.28614 | 47.7 | 47.7 | 7.141 | 47.7 |  |  | 0.28614 | 13.6491
5509 | RAYBURNCC10 | 1 | South | YES | 0.14971 | 37.3 | 5.2 | 37.3 | 0 | 1.0296 | CC | 1 | 0.28614 | 37.3 | 37.3 | 5.5841 | 37.3 |  |  | 0.28614 | 10.6732
5511 | RAYBURNCC7 | 1 | South | YES | 0.14971 | 47.5 | 18.2 | 47.5 | 0 | 1.0296 | CC | 1 | 0.28614 | 47.5 | 47.5 | 7.1111 | 47.5 |  |  | 0.28614 | 13.5918
5512 | RAYBURNCC8 | 1 | South | YES | 0.14971 | 49.3 | 18.2 | 49.3 | 0 | 1.0296 | CC | 1 | 0.28614 | 49.3 | 49.3 | 7.3806 | 49.3 |  |  | 0.28614 | 14.1069
8066 | DUP1V#1 | 1 | South | YES | 0.14974 | 52.3 | 0 | 73 | 0 | 1.01 | Cogen | 1 | 0.28618 | 0 | 0 | 0 | 0 |  |  | 0.28618 | 0
8926 | LGE_GT10A | 1 | South | YES | 0.15008 | 158 | 0 | 158 | 0 | 1.03 | Cogen | 1 | 0.28652 | 0 | 0 | 0 | 0 |  |  | 0.28652 | 0
8927 | LGE_GT20A | 2 | South | YES | 0.15008 | 153 | 0 | 153 | 0 | 1.03 | Cogen | 1 | 0.28652 | 0 | 0 | 0 | 0 |  |  | 0.28652 | 0
8928 | LGE_STG0A | 3 | South | YES | 0.15008 | 100 | 0 | 100 | 0 | 1.03 | Cogen | 1 | 0.28652 | 0 | 0 | 0 | 0 |  |  | 0.28652 | 0
8930 | ICPGN10A | 1 | South | YES | 0.15008 | 149 | 0 | 149 | 0 | 1.03 | Cogen | 1 | 0.28652 | 0 | 0 | 0 | 0 |  |  | 0.28652 | 0
8931 | ICPGN20A | 2 | South | YES | 0.15008 | 150 | 0 | 150 | 0 | 1.03 | Cogen | 1 | 0.28652 | 0 | 0 | 0 | 0 |  |  | 0.28652 | 0
8932 | ICPGN30A | 3 | South | YES | 0.15008 | 127 | 0 | 127 | 0 | 1.03 | Cogen | 1 | 0.28652 | 0 | 0 | 0 | 0 |  |  | 0.28652 | 0
80223 | REYSHR G | 1 | South | YES | 0.15008 | 12 | 0 | 12 | 0 | 1.032 | Cogen | 1 | 0.28652 | 0 | 0 | 0 | 0 |  |  | 0.28652 | 0
5728 | FALCONHYDRO2 | 2 | South | YES | 0.1505 | 12 | 0 | 12 | 0 | 1.0227 | Hydro | 1 | 0.28694 | 0 | 0 | 0 | 0 |  |  | 0.28694 | 0
5729 | FALCONHYDRO3 | 3 | South | YES | 0.1505 | 11 | 0 | 11 | 0 | 1.0227 | Hydro | 1 | 0.28694 | 0 | 0 | 0 | 0 |  |  | 0.28694 | 0
8048 | FALCONHYDRO1 | 1 | South | YES | 0.1505 | 12 | 0 | 12 | 0 | 1.0227 | Hydro | 1 | 0.28694 | 0 | 0 | 0 | 0 |  |  | 0.28694 | 0
8173 | VICEC51A | 5 | South | YES | 0.15108 | 144 | 18 | 144 | 0 | 1.025 | CC | 1 | 0.28751 | 144 | 144 | 21.7549 | 144 |  |  | 0.28751 | 41.4018
8174 | VICEC61A | 6 | South | YES | 0.15108 | 188 | 42 | 188 | 0 | 1.025 | CC | 1 | 0.28751 | 188 | 188 | 28.4023 | 188 |  |  | 0.28751 | 54.0524
88508 | FALFURRI | F | South | YES | 0.15111 | 0 | 0 | 0 | 0 | 1 | AVR | 1 | 0.28755 | 0 | 0 | 0 | 0 |  |  | 0.28755 | 0
8560 | CNOPGT1 | 1 | South | YES | 0.15123 | 148.3 | 0 | 148.3 | 0 | 1.03 | Cogen | 1 | 0.28766 | 0 | 0 | 0 | 0 |  |  | 0.28766 | 0
8561 | CNOPGT2 | 2 | South | YES | 0.15123 | 148.6 | 0 | 148.6 | 0 | 1.03 | Cogen | 1 | 0.28766 | 0 | 0 | 0 | 0 |  |  | 0.28766 | 0
8562 | CNOPST1 | 3 | South | YES | 0.15123 | 153 | 0 | 153 | 0 | 1.03 | Cogen | 1 | 0.28766 | 0 | 0 | 0 | 0 |  |  | 0.28766 | 0
8456 | COSW#1 | 1 | South | YES | 0.15129 | 20 | 0 | 20 | 0 | 1.027 | Cogen | 1 | 0.28773 | 0 | 0 | 0 | 0 |  |  | 0.28773 | 0
8457 | COSW#2 | 2 | South | YES | 0.15129 | 14 | 0 | 14 | 0 | 1.027 | Cogen | 1 | 0.28773 | 0 | 0 | 0 | 0 |  |  | 0.28773 | 0
8459 | B_DAVIS0B | MB | South | YES | 0.15144 | 0 | 50 | 339 |  | 1.03 | GSC | 1 | 0.28787 | 0 | 0 | 0 | 0 |  |  | 0.28787 | 0
8460 | B_DAVIS0A | MB | South | YES | 0.15144 | 0 | 50 | 340 |  | 1.03 | GSC | 1 | 0.28787 | 0 | 0 | 0 | 0 |  |  | 0.28787 | 0
8506 | VAL #1 | 1 | South | YES | 0.15151 | 20.9 | 0 | 25 | 0 | 1.0055 | Cogen | 1 | 0.28794 | 0 | 0 | 0 | 0 |  |  | 0.28794 | 0
8507 | VAL #2 | 2 | South | YES | 0.15151 | 20.9 | 0 | 25 | 0 | 1.0055 | Cogen | 1 | 0.28794 | 0 | 0 | 0 | 0 |  |  | 0.28794 | 0
8461 | KOCH_UP0A | 1 | South | YES | 0.15162 | 38 | 0 | 38 | 0 | 1.012 | Cogen | 1 | 0.28806 | 0 | 0 | 0 | 0 |  |  | 0.28806 | 0
8511 | OXY_CC0A | 1 | South | YES | 0.15163 | 30.3 | 0 | 38 |  | 1.027 | Cogen | 1 | 0.28806 | 0 | 0 | 0 | 0 |  |  | 0.28806 | 0
8933 | FGNTS001 | 1 | South | YES | 0.15167 | 146.5 | 0 | 146.5 | 0 | 1.03 | CC | 1 | 0.28811 | 146.5 | 146.5 | 22.2201 | 146.5 |  |  | 0.28811 | 42.2081
8934 | FGNTS101 | 2 | South | YES | 0.15167 | 147.9 | 0 | 147.9 | 0 | 1.03 | CC | 1 | 0.28811 | 147.9 | 147.9 | 22.4324 | 147.9 |  |  | 0.28811 | 42.6114
8935 | FGNTS201 | 3 | South | YES | 0.15167 | 173 | 0 | 173 | 0 | 1.03 | CC | 1 | 0.28811 | 173 | 173 | 26.2394 | 173 |  |  | 0.28811 | 49.843
8936 | MVGN#1 | 1 | South | YES | 0.15186 | 216.6 | 0 | 216.6 | 0 | 1.0304 | CC | 1 | 0.2883 | 216.6 | 216.6 | 32.894 | 216.6 |  |  | 0.2883 | 62.4461
8937 | MVGN#2 | 2 | South | YES | 0.15186 | 216.7 | 0 | 216.7 | 0 | 1.0304 | CC | 1 | 0.2883 | 216.7 | 216.7 | 32.9091 | 216.7 |  |  | 0.2883 | 62.475
8938 | MVGN#3 | 3 | South | YES | 0.15186 | 250.9 | 0 | 250.9 | 0 | 1.0304 | CC | 1 | 0.2883 | 250.9 | 250.9 | 38.1029 | 250.9 |  |  | 0.2883 | 72.3349
8981 | HECN1 | 1 | South | YES | 0.15187 | 144.8 | 0 | 144.8 | 0 | 1.0304 | CC | 1 | 0.2883 | 144.8 | 144.8 | 21.9902 | 144.8 |  |  | 0.2883 | 41.7462
8982 | HECN2 | 2 | South | YES | 0.15187 | 144.1 | 0 | 144.1 | 0 | 1.0304 | CC | 1 | 0.2883 | 144.1 | 144.1 | 21.8839 | 144.1 |  |  | 0.2883 | 41.5444
8983 | HECN3 | 3 | South | YES | 0.15187 | 171.9 | 0 | 171.9 | 0 | 1.0304 | CC | 1 | 0.2883 | 171.9 | 171.9 | 26.1058 | 171.9 |  |  | 0.2883 | 49.5592
5932 | SI_RAY9 | 9 | South | YES | 0.15201 | 32 | 32 | 38 | 0 | 1.035 | CC | 1 | 0.28844 | 38 | 38 | 5.7763 | 38 |  |  | 0.28844 | 10.9609
5933 | SI_RAY6 | 6 | South | YES | 0.15201 | 15.4 | 10 | 19.3 | 0 | 1.035 | GST | 1 | 0.28844 | 19.3 | 19.3 | 2.9338 | 19.3 |  |  | 0.28844 | 5.567
5935 | SI_RAY10 | 10 | South | YES | 0.15201 | 47 | 10 | 47 | 0 | 1.03 | CC | 1 | 0.28844 | 47 | 47 | 7.1444 | 47 |  |  | 0.28844 | 13.5569
80003 | MILHWYS | F | South | YES | 0.15201 | 0 | 0 | 0 | 0 | 1.0168 | AVR | 1 | 0.28844 | 0 | 0 | 0 | 0 |  |  | 0.28844 | 0
8517 | CELANEBI0A | 1 | South | YES | 0.15203 | 29 | 0 | 29 | 0 | 1.02 | Cogen | 1 | 0.28846 | 0 | 0 | 0 | 0 |  |  | 0.28846 | 0
80080 | GWINDT11A | 4 | South | YES | 0.15209 | 8.2 | 0 | 19 | 0 | 1.025 | Wind | 1 | 0.28852 | 0 | 19 | 2.8897 | 19 |  |  | 0.28852 | 5.482
80080 | GWINDT11A | 3 | South | YES | 0.15209 | 16.4 | 0 | 38 | 0 | 1.025 | Wind | 1 | 0.28852 | 0 | 38 | 5.7793 | 38 |  |  | 0.28852 | 10.9639
80080 | GWINDT11A | 2 | South | YES | 0.15209 | 17.7 | 0 | 41 | 0 | 1.025 | Wind | 1 | 0.28852 | 0 | 41 | 6.2356 | 41 |  |  | 0.28852 | 11.8295
80080 | GWINDT11A | 1 | South | YES | 0.15209 | 40.6 | 0 | 94 | 0 | 1.025 | Wind | 1 | 0.28852 | 0 | 94 | 14.2963 | 94 |  |  | 0.28852 | 27.1213
80081 | GWINDT21A | 2 | South | YES | 0.15209 | 15.5 | 0 | 36 | 0 | 1.025 | Wind | 1 | 0.28852 | 0 | 36 | 5.4752 | 36 |  |  | 0.28852 | 10.3869
80081 | GWINDT21A | 1 | South | YES | 0.15209 | 40.6 | 0 | 94 | 0 | 1.025 | Wind | 1 | 0.28852 | 0 | 94 | 14.2963 | 94 |  |  | 0.28852 | 27.1213
80081 | GWINDT21A | 4 | South | YES | 0.15209 | 9.5 | 0 | 22 | 0 | 1.025 | Wind | 1 | 0.28852 | 0 | 22 | 3.3459 | 22 |  |  | 0.28852 | 6.3475
80081 | GWINDT21A | 3 | South | YES | 0.15209 | 18.6 | 0 | 43 | 0 | 1.025 | Wind | 1 | 0.28852 | 0 | 43 | 6.5398 | 43 |  |  | 0.28852 | 12.4066
80180 | PNSCALT11A | 2 | South | YES | 0.15209 | 21.6 | 0 | 50 | 0 | 1.025 | Wind | 1 | 0.28852 | 0 | 50 | 7.6044 | 50 |  |  | 0.28852 | 14.4262
80180 | PNSCALT11A | 1 | South | YES | 0.15209 | 63 | 0 | 146 | 0 | 1.025 | Wind | 1 | 0.28852 | 0 | 146 | 22.2048 | 146 |  |  | 0.28852 | 42.1246
80181 | PNSCALT21A | 2 | South | YES | 0.15209 | 21.6 | 0 | 50 | 0 | 1.025 | Wind | 1 | 0.28852 | 0 | 50 | 7.6044 | 50 |  |  | 0.28852 | 14.4262
80181 | PNSCALT21A | 1 | South | YES | 0.15209 | 23.7 | 0 | 55 | 0 | 1.025 | Wind | 1 | 0.28852 | 0 | 55 | 8.3648 | 55 |  |  | 0.28852 | 15.8689
8161 | COLETO0A | 1 | South | YES | 0.15707 | 633 | 200 | 633 | 0 | 1.03 | LIGCO | 1 | 0.29351 | 0 | 633 | 99.4259 | 633 |  |  | 0.29351 | 185.7904
88198 | BEEVILLE | F | South | YES | 0.15835 | 0 | 0 | 0 | 0 | 1.02 | AVR | 1 | 0.29478 | 0 | 0 | 0 | 0 |  |  | 0.29478 | 0
5890 | PEARSALLGEN1 | 1 | South | YES | 0.15888 | 19.2 | 6 | 24 | 0 | 1.0161 | GST | 1 | 0.29532 | 24 | 24 | 3.8131 | 24 |  |  | 0.29532 | 7.0876
5891 | PEARSALLGEN2 | 1 | South | YES | 0.15888 | 19.4 | 6 | 24.3 | 0 | 1.0161 | GST | 1 | 0.29532 | 24.3 | 24.3 | 3.8608 | 24.3 |  |  | 0.29532 | 7.1762
5892 | PEARSALLGEN3 | 1 | South | YES | 0.15888 | 19.1 | 6 | 23.9 | 0 | 1.0161 | GST | 1 | 0.29532 | 23.9 | 23.9 | 3.7973 | 23.9 |  |  | 0.29532 | 7.0581
5903 | SANMIGUELGEN | 1 | South | YES | 0.17008 | 396.3 | 180 | 396.3 | 0 | 1.0331 | LIGCO | 1 | 0.30652 | 0 | 396.3 | 67.4043 | 396.3 |  |  | 0.30652 | 121.4741
7031 | L_MARSFO1G1Y | 1 | South | YES | 0.17299 | 0 | 0 | 36 |  | 1 | Hydro | 1 | 0.30943 | 0 | 0 | 0 | 0 |  |  | 0.30943 | 0
7032 | L_MARSFO1G2Y | 2 | South | YES | 0.17299 | 0 | 0 | 35 |  | 1 | Hydro | 1 | 0.30943 | 0 | 0 | 0 | 0 |  |  | 0.30943 | 0
7033 | L_MARSFO1G3Y | 3 | South | YES | 0.17299 | 0 | 0 | 36 |  | 1 | Hydro | 1 | 0.30943 | 0 | 0 | 0 | 0 |  |  | 0.30943 | 0
8189 | CUECPL2A | 1 | South | YES | 0.17381 | 12 | 0 | 12 | 0 | 1.02 | Cogen | 1 | 0.31025 | 0 | 0 | 0 | 0 |  |  | 0.31025 | 0
5264 | LEON_LCP3G3 | 3 | South | YES | 0.17664 | 0 | 20 | 58 |  | 1.0197 | GST | 1 | 0.31308 | 58 | 58 | 10.2452 | 58 |  |  | 0.31308 | 18.1586
5265 | LEON_LCP4G4 | 4 | South | YES | 0.17664 | 71.2 | 25 | 89 | 0 | 1.0197 | GST | 1 | 0.31308 | 89 | 89 | 15.7211 | 89 |  |  | 0.31308 | 27.864
5266 | LEON_LCPCT1 | 1 | South | YES | 0.17664 | 44 | 24 | 44 | 0 | 1.0197 | GGT | 1 | 0.31308 | 44 | 44 | 7.7722 | 44 |  |  | 0.31308 | 13.7755
5267 | LEON_LCPCT2 | 2 | South | YES | 0.17664 | 44 | 24 | 44 | 0 | 1.0197 | GGT | 1 | 0.31308 | 44 | 44 | 7.7722 | 44 |  |  | 0.31308 | 13.7755
5268 | LEON_LCPCT3 | 3 | South | YES | 0.17664 | 43 | 24 | 43 | 0 | 1.0197 | GGT | 1 | 0.31308 | 43 | 43 | 7.5956 | 43 |  |  | 0.31308 | 13.4624
5269 | LEON_LCPCT4 | 4 | South | YES | 0.17664 | 45 | 24 | 45 | 0 | 1.0197 | GGT | 1 | 0.31308 | 45 | 45 | 7.9489 | 45 |  |  | 0.31308 | 14.0885
5401 | CALAVER_JKS1 | 1 | South | YES | 0.17748 | 562 | 100 | 562 | 0 | 1.018 | LIGCO | 1 | 0.31392 | 0 | 562 | 99.7443 | 562 |  |  | 0.31392 | 176.4217
5028 | BRAUNIG_VHB3 | 3 | South | YES | 0.17775 | 407 | 60 | 407 | 0 | 1.0138 | GST | 1 | 0.31419 | 407 | 407 | 72.3447 | 407 |  |  | 0.31419 | 127.8744
5026 | BRAUNIG_VHB1 | 1 | South | YES | 0.17785 | 215 | 40 | 215 | 0 | 1.0192 | GST | 1 | 0.31428 | 215 | 215 | 38.2371 | 215 |  |  | 0.31428 | 67.571
5027 | BRAUNIG_VHB2 | 2 | South | YES | 0.17785 | 172.8 | 40 | 216 | 0 | 1.0192 | GST | 1 | 0.31428 | 216 | 216 | 38.415 | 216 |  |  | 0.31428 | 67.8853
5031 | BRA_VHBCT1 | 1 | South | YES | 0.17785 | 44 | 24 | 44 | 0 | 1.0192 | #N/A | 1 | 0.31428 | 44 | 44 | 7.8253 | 44 |  |  | 0.31428 | 13.8285
5032 | BRA_VHBCT2 | 2 | South | YES | 0.17785 | 44 | 24 | 44 | 0 | 1.0192 | #N/A | 1 | 0.31428 | 44 | 44 | 7.8253 | 44 |  |  | 0.31428 | 13.8285
5033 | BRA_VHBCT3 | 3 | South | YES | 0.17785 | 43 | 24 | 43 | 0 | 1.0192 | #N/A | 1 | 0.31428 | 43 | 43 | 7.6474 | 43 |  |  | 0.31428 | 13.5142
5034 | BRA_VHBCT4 | 4 | South | YES | 0.17785 | 45 | 24 | 45 | 0 | 1.0192 | #N/A | 1 | 0.31428 | 45 | 45 | 8.0031 | 45 |  |  | 0.31428 | 14.1428
5476 | BRA_AVR1_CT1 | 1 | South | YES | 0.17791 | 155 | 90 | 155 | 0 | 1.017 | CC | 1 | 0.31435 | 155 | 155 | 27.5764 | 155 |  |  | 0.31435 | 48.724
5477 | BRA_AVR1_ST1 | 1 | South | YES | 0.17791 | 174 | 138 | 174 | 0 | 1.017 | CC | 1 | 0.31435 | 174 | 174 | 30.9567 | 174 |  |  | 0.31435 | 54.6967
5478 | BRA_AVR1_CT2 | 1 | South | YES | 0.17791 | 155 | 90 | 155 | 0 | 1.017 | CC | 1 | 0.31435 | 155 | 155 | 27.5764 | 155 |  |  | 0.31435 | 48.724
5396 | CALAVER_OWS1 | 1 | South | YES | 0.17805 | 418 | 80 | 418 | 0 | 1.0192 | GST | 1 | 0.31449 | 418 | 418 | 74.4245 | 418 |  |  | 0.31449 | 131.455
5397 | CALAVER_OWS2 | 2 | South | YES | 0.17805 | 400 | 80 | 400 | 0 | 1.0192 | GST | 1 | 0.31449 | 400 | 400 | 71.2196 | 400 |  |  | 0.31449 | 125.7943
5111 | CALAVER_JTD1 | 1 | South | YES | 0.17826 | 430 | 80 | 430 | 0 | 1.0138 | LIGCO | 1 | 0.3147 | 0 | 430 | 76.6531 | 430 |  |  | 0.3147 | 135.3209
5112 | CALAVER_JTD2 | 2 | South | YES | 0.17826 | 430 | 80 | 430 | 0 | 1.0138 | LIGCO | 1 | 0.3147 | 0 | 430 | 76.6531 | 430 |  |  | 0.3147 | 135.3209
5436 | TUTTL_WBT1G1 | 1 | South | YES | 0.17898 | 48.8 | 20 | 61 | 0 | 1.012 | GST | 1 | 0.31541 | 61 | 61 | 10.9177 | 61 |  |  | 0.31541 | 19.2403
5438 | TUTTL_WBT3G3 | 3 | South | YES | 0.17898 | 95 | 25 | 95 | 0 | 1.012 | GST | 1 | 0.31541 | 95 | 95 | 17.0029 | 95 |  |  | 0.31541 | 29.9644
5439 | TUTTL_WBT4G4 | 4 | South | YES | 0.17898 | 120.8 | 40 | 151 | 0 | 1.012 | GST | 1 | 0.31541 | 151 | 151 | 27.0257 | 151 |  |  | 0.31541 | 47.6276
7624 | L_LAKEWO9_1Y | 1 | South | YES | 0.18272 | 0 | 0 | 2.4 |  | 1 | Hydro | 1 | 0.31916 | 0 | 0 | 0 | 0 |  |  | 0.31916 | 0
7624 | L_LAKEWO9_1Y | 2 | South | YES | 0.18272 | 0 | 0 | 2.4 |  | 1 | Hydro | 1 | 0.31916 | 0 | 0 | 0 | 0 |  |  | 0.31916 | 0
7800 | L_GUADGE1_1Y | 1 | South | YES | 0.18418 | 147 | 30 | 147 | 0 | 1.02 | CC | 1 | 0.32061 | 147 | 147 | 27.074 | 147 |  |  | 0.32061 | 47.1302
7801 | L_GUADGE1_2Y | 2 | South | YES | 0.18418 | 138 | 30 | 138 | 0 | 1.02 | CC | 1 | 0.32061 | 138 | 138 | 25.4164 | 138 |  |  | 0.32061 | 44.2447
7802 | L_GUADGE1_3Y | 3 | South | YES | 0.18418 | 146 | 30 | 146 | 0 | 1.02 | CC | 1 | 0.32061 | 146 | 146 | 26.8898 | 146 |  |  | 0.32061 | 46.8096
7803 | L_GUADGE1_4Y | 4 | South | YES | 0.18418 | 149 | 30 | 149 | 0 | 1.02 | CC | 1 | 0.32061 | 149 | 149 | 27.4424 | 149 |  |  | 0.32061 | 47.7714
7804 | L_GUADGE1_5Y | 5 | South | YES | 0.18418 | 182 | 30 | 182 | 0 | 1.02 | CC | 1 | 0.32061 | 182 | 182 | 33.5202 | 182 |  |  | 0.32061 | 58.3517
7805 | L_GUADGE1_6Y | 6 | South | YES | 0.18418 | 203 | 30 | 203 | 0 | 1.02 | CC | 1 | 0.32061 | 203 | 203 | 37.3879 | 203 |  |  | 0.32061 | 65.0846
7609 | L_SCHUMA8_1Y | 1 | South | YES | 0.18599 | 0 | 0 | 4 |  | 1 | Hydro | 1 | 0.32243 | 0 | 0 | 0 | 0 |  |  | 0.32243 | 0
7605 | L_MCQUEE9_1Y | 2 | South | YES | 0.18697 | 0 | 0 | 2.4 |  | 1.025 | Hydro | 1 | 0.3234 | 0 | 0 | 0 | 0 |  |  | 0.3234 | 0
7605 | L_MCQUEE9_1Y | 1 | South | YES | 0.18697 | 0 | 0 | 2.4 |  | 1.025 | Hydro | 1 | 0.3234 | 0 | 0 | 0 | 0 |  |  | 0.3234 | 0
7605 | L_MCQUEE9_1Y | 3 | South | YES | 0.18697 | 0 | 0 | 2.8 |  | 1.025 | Hydro | 1 | 0.3234 | 0 | 0 | 0 | 0 |  |  | 0.3234 | 0
7487 | L_CANYHY8_1Y | 1 | South | YES | 0.19043 | 0 | 0 | 6 |  | 1 | Hydro | 1 | 0.32687 | 0 | 0 | 0 | 0 |  |  | 0.32687 | 0
7810 | L_RIONOG1G1Y | 1 | South | YES | 0.19061 | 148 | 0 | 148 | 0 | 1.02 | CC | 1 | 0.32705 | 148 | 148 | 28.2104 | 148 |  |  | 0.32705 | 48.4031
7811 | L_RIONOG1G2Y | 2 | South | YES | 0.19061 | 148 | 0 | 148 | 0 | 1.02 | CC | 1 | 0.32705 | 148 | 148 | 28.2104 | 148 |  |  | 0.32705 | 48.4031
7812 | L_RIONOG1G3Y | 3 | South | YES | 0.19061 | 154 | 0 | 154 | 0 | 1.02 | CC | 1 | 0.32705 | 154 | 154 | 29.3541 | 154 |  |  | 0.32705 | 50.3653
7813 | L_RIONOG1S1Y | 4 | South | YES | 0.19061 | 293 | 0 | 293 | 0 | 1.02 | CC | 1 | 0.32705 | 293 | 293 | 55.849 | 293 |  |  | 0.32705 | 95.825
7020 | L_AUSTPL1_1Y | 2 | South | YES | 0.19603 | 0 | 0 | 8 |  | 1 | Hydro | 1 | 0.33246 | 0 | 0 | 0 | 0 |  |  | 0.33246 | 0
7020 | L_AUSTPL1_1Y | 1 | South | YES | 0.19603 | 0 | 0 | 8 |  | 1 | Hydro | 1 | 0.33246 | 0 | 0 | 0 | 0 |  |  | 0.33246 | 0
7303 | L_WPPGS12_1Y | 2 | South | YES | 0.19714 | 50 | 0 | 50 | 0 | 1.025 | GGT | 1 | 0.33358 | 50 | 50 | 9.8573 | 50 |  |  | 0.33358 | 16.6791
7303 | L_WPPGS12_1Y | 1 | South | YES | 0.19714 | 50 | 0 | 50 | 0 | 1.025 | GGT | 1 | 0.33358 | 50 | 50 | 9.8573 | 50 |  |  | 0.33358 | 16.6791
7305 | L_WPPGS34_1Y | 3 | South | YES | 0.19714 | 50 | 0 | 50 | 0 | 1.025 | GGT | 1 | 0.33358 | 50 | 50 | 9.8573 | 50 |  |  | 0.33358 | 16.6791
7305 | L_WPPGS34_1Y | 4 | South | YES | 0.19714 | 50 | 0 | 50 | 0 | 1.025 | GGT | 1 | 0.33358 | 50 | 50 | 9.8573 | 50 |  |  | 0.33358 | 16.6791
7014 | L_HAYSEN1_1Y | 1 | South | YES | 0.19762 | 223.9 | 74 | 223.9 | 0 | 1.008 | CC | 1 | 0.33405 | 223.9 | 223.9 | 44.2464 | 223.9 |  |  | 0.33405 | 74.7946
7015 | L_HAYSEN1_2Y | 2 | South | YES | 0.19762 | 225 | 74 | 225 | 0 | 1.008 | CC | 1 | 0.33405 | 225 | 225 | 44.4638 | 225 |  |  | 0.33405 | 75.1621
7016 | L_HAYSEN1_3Y | 3 | South | YES | 0.19762 | 224.6 | 74 | 224.6 | 0 | 1.008 | CC | 1 | 0.33405 | 224.6 | 224.6 | 44.3848 | 224.6 |  |  | 0.33405 | 75.0285
7017 | L_HAYSEN1_4Y | 4 | South | YES | 0.19762 | 226.7 | 74 | 226.7 | 0 | 1.008 | CC | 1 | 0.33405 | 226.7 | 226.7 | 44.7998 | 226.7 |  |  | 0.33405 | 75.73
9000 | DECKR_G1 | 1 | South | YES | 0.20116 | 280 | 50 | 321 | 0 | 1.015 | GST | 1 | 0.3376 | 321 | 321 | 64.573 | 321 |  |  | 0.3376 | 108.3692
9001 | DECKR_G2 | 2 | South | YES | 0.20116 | 400 | 50 | 426 | 0 | 1.015 | GST | 1 | 0.3376 | 426 | 426 | 85.695 | 426 |  |  | 0.3376 | 143.817
9016 | SANDH_G1 | 1 | South | YES | 0.20295 | 45 | 2 | 49 | 0 | 1.0175 | GGT | 1 | 0.33939 | 49 | 49 | 9.9447 | 49 |  |  | 0.33939 | 16.6301
9017 | SANDH_G2 | 2 | South | YES | 0.20295 | 45 | 2 | 46 | 0 | 1.0175 | GGT | 1 | 0.33939 | 46 | 46 | 9.3358 | 46 |  |  | 0.33939 | 15.6119
9018 | SANDH_G3 | 3 | South | YES | 0.20295 | 45 | 2 | 46 | 0 | 1.0175 | GGT | 1 | 0.33939 | 46 | 46 | 9.3358 | 46 |  |  | 0.33939 | 15.6119
9019 | SANDH_G4 | 4 | South | YES | 0.20295 | 0 | 2 | 47 |  | 1.0175 | GGT | 1 | 0.33939 | 47 | 47 | 9.5388 | 47 |  |  | 0.33939 | 15.9513
9020 | SANDHG5A | 5A | South | YES | 0.20295 | 150 | 84 | 155 | 0 | 1.0175 | CC | 1 | 0.33939 | 155 | 155 | 31.4577 | 155 |  |  | 0.33939 | 52.6054
9021 | SANDHG5C | 5C | South | YES | 0.20295 | 140 | 0 | 148 | 0 | 1.0175 | CC | 1 | 0.33939 | 148 | 148 | 30.037 | 148 |  |  | 0.33939 | 50.2297
9002 | DECKR_G3 | 3 | South | YES | 0.20457 | 0 | 24 | 42 |  | 1.015 | GGT | 1 | 0.34101 | 42 | 42 | 8.592 | 42 |  |  | 0.34101 | 14.3223
9003 | DECKR_G4 | 4 | South | YES | 0.20457 | 44 | 24 | 44 | 0 | 1.015 | GGT | 1 | 0.34101 | 44 | 44 | 9.0011 | 44 |  |  | 0.34101 | 15.0043
9004 | DECKR_G5 | 5 | South | YES | 0.20457 | 44 | 24 | 44 | 0 | 1.015 | GGT | 1 | 0.34101 | 44 | 44 | 9.0011 | 44 |  |  | 0.34101 | 15.0043
9005 | DECKR_G6 | 6 | South | YES | 0.20457 | 44 | 24 | 47 | 0 | 1.015 | GGT | 1 | 0.34101 | 47 | 47 | 9.6148 | 47 |  |  | 0.34101 | 16.0274
7004 | L_SIMGID1_1Y | 1 | South | YES | 0.20468 | 132 | 40 | 132 | 0 | 1.02 | GST | 1 | 0.34112 | 132 | 132 | 27.0183 | 132 |  |  | 0.34112 | 45.0279
7005 | L_SIMGID1_2Y | 2 | South | YES | 0.20468 | 133 | 32 | 139 | 0 | 1.02 | GST | 1 | 0.34112 | 139 | 139 | 28.4511 | 139 |  |  | 0.34112 | 47.4158
7006 | L_SIMGID1_3Y | 3 | South | YES | 0.20468 | 324.9 | 60 | 329 | 0 | 1.02 | GST | 1 | 0.34112 | 329 | 329 | 67.341 | 329 |  |  | 0.34112 | 112.2287
7012 | L_FPPYD21_3Y | 3 | South | YES | 0.20814 | 427.5 | 200 | 436 | 0 | 1.02 | LIGCO | 1 | 0.34458 | 0 | 436 | 90.7486 | 436 |  |  | 0.34458 | 150.235
7010 | L_FPPYD11_1Y | 1 | South | YES | 0.20836 | 547.4 | 200 | 606 | 0 | 1.02 | LIGCO | 1 | 0.34479 | 0 | 606 | 126.2631 | 606 |  |  | 0.34479 | 208.9438
7011 | L_FPPYD11_2Y | 2 | South | YES | 0.20836 | 552.2 | 200 | 598 | 0 | 1.02 | LIGCO | 1 | 0.34479 | 0 | 598 | 124.5963 | 598 |  |  | 0.34479 | 206.1854
7807 | L_BASTEN1_1Y | 1 | South | YES | 0.2332 | 152.5 | 83.5 | 152.5 | 0 | 1.004 | CC | 1 | 0.36964 | 152.5 | 152.5 | 35.5636 | 152.5 |  |  | 0.36964 | 56.3702
7808 | L_BASTEN1_2Y | 1 | South | YES | 0.2332 | 149.5 | 83.5 | 149.5 | 0 | 1.004 | CC | 1 | 0.36964 | 149.5 | 149.5 | 34.864 | 149.5 |  |  | 0.36964 | 55.2613
7809 | L_BASTEN1_3Y | 1 | South | YES | 0.2332 | 232.6 | 42 | 232.6 | 0 | 1.004 | CC | 1 | 0.36964 | 232.6 | 232.6 | 54.2433 | 232.6 |  |  | 0.36964 | 85.9784
7007 | L_LOSTPI1_1Y | 1 | South | YES | 0.23642 | 158.6 | 110 | 158 | 0 | 1 | CC | 1 | 0.37286 | 158 | 158 | 37.3544 | 158 |  |  | 0.37286 | 58.9114
7008 | L_LOSTPI1_2Y | 2 | South | YES | 0.23642 | 157.7 | 107 | 160 | 0 | 1 | CC | 1 | 0.37286 | 160 | 160 | 37.8272 | 160 |  |  | 0.37286 | 59.6571
7009 | L_LOSTPI1_3Y | 3 | South | YES | 0.23642 | 173.9 | 72 | 175 | 0 | 1 | CC | 1 | 0.37286 | 175 | 175 | 41.3735 | 175 |  |  | 0.37286 | 65.2499
3432 | SANDOW_4G | 4 | South | YES | 0.26364 | 580 | 225 | 580 | 0 | 1.029 | LIGCO | 1 | 0.40007 | 0 | 580 | 152.9095 | 580 |  |  | 0.40007 | 232.0427
13432 | SANDOW_5G | 5 | South | YES | 0.26364 | 581 | 225 | 581 | 0 | 1.029 | LIGCO | 1 | 0.40007 | 0 | 581 | 153.1731 | 581 |  |  | 0.40007 | 232.4428
Note on AL4: Zonal Cap - Zonal Impact

## Distributed Slack - Bound Gen
Number of Bus | Name of Bus | ID | Area Name of Gen | AGC | P Sensitivity of Bus | Gen MW | Min MW | Max MW | V Sensitivity of Bus | Set Volt | Tech Type | Zone Impact | Zone Correlation | Inc Max | Dec Max | Souce S.F. Weighting | Souce Capacity | Sink S.F. Weighting | Sink Capacity | PTDF Calc | PTDF Weighting | max of zone correlation | 0.13415 |  |  | Neg PTDF weight | Pos PTDF weight
8139 | JOS #1 | MB | South | YES | 0 | 0 | 45 | 255 |  | 1.02 | GST | 1 | 0.13415 | 0 | 0 | 0 | 0 |  |  | 0.13415 | 0 |  |  |  |  | 0 | 0
8285 | LAR #1 | MB | South | YES | 0 | 0 | 9 | 32 |  | 1.0497 | GST | 1 | 0.13415 | 0 | 0 | 0 | 0 |  |  | 0.13415 | 0 |  |  |  |  | 0 | 0
8287 | LAR #2 | MB | South | YES | 0 | 0 | 9 | 32 |  | 1.04 | GST | 1 | 0.13415 | 0 | 0 | 0 | 0 |  |  | 0.13415 | 0 |  |  |  |  | 0 | 0
8288 | LAR #3 | MB | South | YES | 0 | 0 | 25 | 105 |  | 1.04 | GST | 1 | 0.13415 | 0 | 0 | 0 | 0 |  |  | 0.13415 | 0 |  |  | Weighted Shift Factors |  | 0 | 0
8388 | BATES0A | MB | South | YES | 0 | 0 | 21 | 71 |  | 1.033 | GST | 1 | 0.13415 | 0 | 0 | 0 | 0 |  |  | 0.13415 | 0 |  |  | South | 0.19215 | 0 | 0
8393 | BATES0B | MB | South | YES | 0 | 0 | 25 | 110 |  | 1.03 | GST | 1 | 0.13415 | 0 | 0 | 0 | 0 |  |  | 0.13415 | 0 |  |  | North | -0.13415 | 0 | 0
8437 | NUECES_B0C | MB | South | YES | 0 | 0 | 7 | 30 |  | 1.03 | GST | 1 | 0.13415 | 0 | 0 | 0 | 0 |  |  | 0.13415 | 0 |  |  |  |  | 0 | 0
8438 | NUECES_B0B | MB | South | YES | 0 | 0 | 26 | 169 |  | 1.03 | GST | 1 | 0.13415 | 0 | 0 | 0 | 0 |  |  | 0.13415 | 0 | North |  |  |  | 0 | 0
39190 | TNSLCGN1__8 | 1 | Houston | YES | 0 | 0 | 10 | 30 |  | 1.03 | Cogen | 1 | 0.13415 | 0 | 0 |  |  |  |  | 0.13415 | 0 | Line Rating |  | 1072 |  | 0 | 0
5934 | SI_RAY5 | 5 | South | YES | 0 | 0 | 10 | 15 |  | 1.035 | GST | 1 | 0.13415 | 15 | 15 | 0 | 15 |  |  | 0.13415 | 2.0122 | Impact Counter to Zone: |  | 0 |  | 0 | 0
48591 | CHE_GT2_5030 | 2 | Houston | YES | 0.029586 | 173 | 50 | 173 | 0 | 1.029 | Cogen | 1 | 0.16374 | 0 | 0 |  |  |  |  | 0.16374 | 0 |  |  | 0% |  | 0 | 0
48811 | CVC_GT3_5045 | 3 | Houston | YES | 0.029586 | 156 | 91.8 | 156 | 0 | 1.029 | Cogen | 1 | 0.16374 | 0 | 0 |  |  |  |  | 0.16374 | 0 |  |  |  |  | 0 | 0
48812 | CVC_GT2_5020 | 2 | Houston | YES | 0.029586 | 158 | 91.8 | 158 | 0 | 1.029 | Cogen | 1 | 0.16374 | 0 | 0 |  |  |  |  | 0.16374 | 0 | South |  |  |  | 0 | 0
48813 | CVC_GT1_5035 | 1 | Houston | YES | 0.029586 | 160 | 91.8 | 160 | 0 | 1.029 | Cogen | 1 | 0.16374 | 0 | 0 |  |  |  |  | 0.16374 | 0 | Line Rating |  | 1072 |  | 0 | 0
48814 | CVC_ST5_5040 | 1 | Houston | YES | 0.029586 | 162 | 91.8 | 162 | 0 | 1.029 | Cogen | 1 | 0.16374 | 0 | 0 |  |  |  |  | 0.16374 | 0 | Impact Counter to Zone: |  | 0 |  | 0 | 0
48886 | THW_5354 | C | Houston | YES | 0.0359 | 45.6 | 5 | 57 |  | 1.0319 | GGT | 1 | 0.17005 | 57 | 57 |  |  |  |  | 0.17005 | 9.6928 |  |  | 0% |  | 0 | 0
48887 | THW_5556 | F | Houston | YES | 0.0359 | 45.6 | 5 | 57 |  | 1.0319 | GGT | 1 | 0.17005 | 57 | 57 |  |  |  |  | 0.17005 | 9.6928 |  |  |  |  | 0 | 0
48885 | THW_5152 | A | Houston | YES | 0.0359 | 46.4 | 5 | 58 |  | 1.0319 | GGT | 1 | 0.17005 | 58 | 58 |  |  |  |  | 0.17005 | 9.8628 |  |  |  |  | 0 | 0
48886 | THW_5354 | D | Houston | YES | 0.0359 | 46.4 | 5 | 58 |  | 1.0319 | GGT | 1 | 0.17005 | 58 | 58 |  |  |  |  | 0.17005 | 9.8628 |  |  |  |  | 0 | 0
48885 | THW_5152 | B | Houston | YES | 0.0359 | 47.2 | 5 | 59 |  | 1.0319 | GGT | 1 | 0.17005 | 59 | 59 |  |  |  |  | 0.17005 | 10.0329 |  |  |  |  | 0 | 0
48887 | THW_5556 | E | Houston | YES | 0.0359 | 47.2 | 5 | 59 |  | 1.0319 | GGT | 1 | 0.17005 | 59 | 59 |  |  |  |  | 0.17005 | 10.0329 |  |  |  |  | 0 | 0
48690 | GBY_GN5_5 | 5 | Houston | YES | 0.036347 | 318.4 | 81 | 398 |  | 1.0362 | GSC | 1 | 0.1705 | 398 | 398 |  |  |  |  | 0.1705 | 67.8574 |  |  |  |  | 0 | 0
48597 | BTE_GT4_8055 | 3 | Houston | YES | 0.036674 | 158.9 | 130 | 158.9 | 0 | 1.0261 | CC | 1 | 0.17082 | 158.9 | 158.9 |  |  |  |  | 0.17082 | 27.1438 |  |  |  |  | 0 | 0
48596 | BTE_GT3_8045 | 2 | Houston | YES | 0.036674 | 161.4 | 130 | 161.4 | 0 | 1.0261 | CC | 1 | 0.17082 | 161.4 | 161.4 |  |  |  |  | 0.17082 | 27.5708 |  |  |  |  | 0 | 0
48595 | BTE_GT2_8075 | 1 | Houston | YES | 0.036674 | 162.8 | 130 | 162.8 | 0 | 1.0261 | CC | 1 | 0.17082 | 162.8 | 162.8 |  |  |  |  | 0.17082 | 27.81 |  |  |  |  | 0 | 0
48598 | BTE_ST1_8070 | 4 | Houston | YES | 0.036674 | 269.2 | 60 | 269.2 | 0 | 1.0261 | CC | 1 | 0.17082 | 269.2 | 269.2 |  |  |  |  | 0.17082 | 45.9856 |  |  |  |  | 0 | 0
48583 | CBY_GT4_1 | 1 | Houston | YES | 0.037709 | 172 | 0 | 172 | 0 | 1.027 | GSC | 1 | 0.17186 | 172 | 172 |  |  |  |  | 0.17186 | 29.5596 |  |  |  |  | 0 | 0
48584 | CBY_GT4_2 | 2 | Houston | YES | 0.037709 | 172 | 0 | 172 | 0 | 1.027 | CC | 1 | 0.17186 | 172 | 172 |  |  |  |  | 0.17186 | 29.5596 |  |  |  |  | 0 | 0
48585 | CBY_ST4_1 | 3 | Houston | YES | 0.037709 | 172 | 0 | 172 | 0 | 1.027 | CC | 1 | 0.17186 | 172 | 172 |  |  |  |  | 0.17186 | 29.5596 |  |  |  |  | 0 | 0
48815 | CVC_GT4_8005 | 4 | Houston | YES | 0.037888 | 165 | 91.8 | 165 |  | 1.0362 | Cogen | 1 | 0.17204 | 0 | 0 |  |  |  |  | 0.17204 | 0 |  |  |  |  | 0 | 0
48791 | PSA_GT1_8160 | 1 | Houston | YES | 0.038217 | 52 | 20.8 | 65 | 0 | 1.0362 | Cogen | 1 | 0.17237 | 0 | 0 |  |  |  |  | 0.17237 | 0 |  |  |  |  | 0 | 0
48792 | PSA_GT2_8155 | 2 | Houston | YES | 0.038217 | 52.8 | 20.3 | 66 | 0 | 1.0362 | Cogen | 1 | 0.17237 | 0 | 0 |  |  |  |  | 0.17237 | 0 |  |  |  |  | 0 | 0
48793 | PSA_GT3_8150 | 3 | Houston | YES | 0.038217 | 56 | 20.3 | 70 | 0 | 1.0362 | Cogen | 1 | 0.17237 | 0 | 0 |  |  |  |  | 0.17237 | 0 |  |  |  |  | 0 | 0
48794 | PSA_GT4_8145 | 4 | Houston | YES | 0.038217 | 52.8 | 20.3 | 66 | 0 | 1.0362 | Cogen | 1 | 0.17237 | 0 | 0 |  |  |  |  | 0.17237 | 0 |  |  |  |  | 0 | 0
48795 | PSA_GT5_8140 | 5 | Houston | YES | 0.038217 | 51.2 | 20.3 | 64 | 0 | 1.0362 | Cogen | 1 | 0.17237 | 0 | 0 |  |  |  |  | 0.17237 | 0 |  |  |  |  | 0 | 0
48796 | PSA_GN1_8165 | 1 | Houston | YES | 0.038217 | 83.2 | 43.1 | 104 | 0 | 1.0362 | Cogen | 1 | 0.17237 | 0 | 0 |  |  |  |  | 0.17237 | 0 |  |  |  |  | 0 | 0
48797 | PSA_GT6_8135 | 6 | Houston | YES | 0.038217 | 47.2 | 34.5 | 59 | 0 | 1.0362 | Cogen | 1 | 0.17237 | 0 | 0 |  |  |  |  | 0.17237 | 0 |  |  |  |  | 0 | 0
48581 | CBY_GN1_1 | 1 | Houston | YES | 0.038235 | 595.2 | 108 | 744 | 0 | 1.0435 | GSC | 1 | 0.17238 | 744 | 744 |  |  |  |  | 0.17238 | 128.2538 |  |  |  |  | 0 | 0
48940 | WARVUE_GT1 | G1 | Houston | YES | 0.038257 | 15 | 0 | 15 |  | 1.021 | Cogen | 1 | 0.17241 | 0 | 0 |  |  |  |  | 0.17241 | 0 |  |  |  |  | 0 | 0
48651 | EP_1_2 | 1 | Houston | YES | 0.038276 | 4 | 0 | 5 | 0 | 1.0362 | Cogen | 1 | 0.17243 | 0 | 0 |  |  |  |  | 0.17243 | 0 |  |  |  |  | 0 | 0
48651 | EP_1_2 | 2 | Houston | YES | 0.038276 | 17.7 | 10 | 21 | 0 | 1.0362 | Cogen | 1 | 0.17243 | 0 | 0 |  |  |  |  | 0.17243 | 0 |  |  |  |  | 0 | 0
49803 | EXN_15GT | 1 | Houston | YES | 0.038869 | 33 | 8.3 | 34 |  | 1.0326 | Cogen | 1 | 0.17302 | 0 | 0 |  |  |  |  | 0.17302 | 0 |  |  |  |  | 0 | 0
49804 | EXN_16GT | 2 | Houston | YES | 0.038869 | 32 | 8.3 | 34.7 |  | 1.0326 | Cogen | 1 | 0.17302 | 0 | 0 |  |  |  |  | 0.17302 | 0 |  |  |  |  | 0 | 0
49805 | EXN_17GT | 3 | Houston | YES | 0.038869 | 31 | 8.3 | 32.7 |  | 1.0326 | Cogen | 1 | 0.17302 | 0 | 0 |  |  |  |  | 0.17302 | 0 |  |  |  |  | 0 | 0
49826 | EXN938GT | 5 | Houston | YES | 0.038869 | 43 | 9.2 | 45.9 |  | 1.0326 | Cogen | 1 | 0.17302 | 0 | 0 |  |  |  |  | 0.17302 | 0 |  |  |  |  | 0 | 0
49828 | EXN941GT | 10 | Houston | YES | 0.038869 | 17.7 | 5.4 | 17.7 | 0 | 1.0326 | Cogen | 1 | 0.17302 | 0 | 0 |  |  |  |  | 0.17302 | 0 |  |  |  |  | 0 | 0
49829 | EXN942GT | 11 | Houston | YES | 0.038869 | 20 | 5.4 | 20.4 | 0 | 1.0326 | Cogen | 1 | 0.17302 | 0 | 0 |  |  |  |  | 0.17302 | 0 |  |  |  |  | 0 | 0
49830 | EXN943GT | 12 | Houston | YES | 0.038869 | 19 | 5.4 | 19.9 | 0 | 1.0326 | Cogen | 1 | 0.17302 | 0 | 0 |  |  |  |  | 0.17302 | 0 |  |  |  |  | 0 | 0
49831 | EXN944GT | 13 | Houston | YES | 0.038869 | 33 | 5.4 | 35 | 0 | 1.0326 | Cogen | 1 | 0.17302 | 0 | 0 |  |  |  |  | 0.17302 | 0 |  |  |  |  | 0 | 0
49832 | EXN945GT | 9 | Houston | YES | 0.038869 | 18.5 | 9.2 | 18.5 |  | 1.0326 | Cogen | 1 | 0.17302 | 0 | 0 |  |  |  |  | 0.17302 | 0 |  |  |  |  | 0 | 0
49837 | EXN_GT | 4 | Houston | YES | 0.038869 | 81 | 21.3 | 85.4 |  | 1.0326 | Cogen | 1 | 0.17302 | 0 | 0 |  |  |  |  | 0.17302 | 0 |  |  |  |  | 0 | 0
49838 | EXN_14GT | 14 | Houston | YES | 0.038869 | 140 | 0 | 148 |  | 1.0326 | Cogen | 1 | 0.17302 | 0 | 0 |  |  |  |  | 0.17302 | 0 |  |  |  |  | 0 | 0
48883 | THW_GT1_GT_1 | B2 | Houston | YES | 0.039038 | 0 | 0 | 12 |  | 1.043 | GGT | 1 | 0.17319 | 12 | 12 |  |  |  |  | 0.17319 | 2.0782 |  |  |  |  | 0 | 0
48582 | CBY_GN2_2 | 2 | Houston | YES | 0.039484 | 596.8 | 110 | 746 | 0 | 1.0435 | GSC | 1 | 0.17363 | 746 | 746 |  |  |  |  | 0.17363 | 129.5303 |  |  |  |  | 0 | 0
48875 | THW_3132 | B | Houston | YES | 0.040413 | 53 | 5 | 53 | 0 | 1.0435 | CC | 1 | 0.17456 | 53 | 53 |  |  |  |  | 0.17456 | 9.2518 |  |  |  |  | 0 | 0
48875 | THW_3132 | A | Houston | YES | 0.040413 | 55 | 5 | 55 | 0 | 1.0435 | CC | 1 | 0.17456 | 55 | 55 |  |  |  |  | 0.17456 | 9.6009 |  |  |  |  | 0 | 0
48877 | THW_3334 | C | Houston | YES | 0.040413 | 55 | 5 | 55 | 0 | 1.0435 | CC | 1 | 0.17456 | 55 | 55 |  |  |  |  | 0.17456 | 9.6009 |  |  |  |  | 0 | 0
48879 | THW_4142 | F | Houston | YES | 0.040413 | 55 | 5 | 55 | 0 | 1.0435 | CC | 1 | 0.17456 | 55 | 55 |  |  |  |  | 0.17456 | 9.6009 |  |  |  |  | 0 | 0
48879 | THW_4142 | E | Houston | YES | 0.040413 | 56 | 5 | 56 | 0 | 1.0435 | CC | 1 | 0.17456 | 56 | 56 |  |  |  |  | 0.17456 | 9.7755 |  |  |  |  | 0 | 0
48877 | THW_3334 | D | Houston | YES | 0.040413 | 57 | 5 | 57 | 0 | 1.0435 | CC | 1 | 0.17456 | 57 | 57 |  |  |  |  | 0.17456 | 9.95 |  |  |  |  | 0 | 0
48881 | THW_4344 | G | Houston | YES | 0.040413 | 58 | 5 | 58 | 0 | 1.0435 | CC | 1 | 0.17456 | 58 | 58 |  |  |  |  | 0.17456 | 10.1246 |  |  |  |  | 0 | 0
48881 | THW_4344 | H | Houston | YES | 0.040413 | 58 | 5 | 58 | 0 | 1.0435 | CC | 1 | 0.17456 | 58 | 58 |  |  |  |  | 0.17456 | 10.1246 |  |  |  |  | 0 | 0
48873 | THW_ST3_ST_3 | 3 | Houston | YES | 0.040413 | 107 | 19 | 107 | 0 | 1.0435 | CC | 1 | 0.17456 | 107 | 107 |  |  |  |  | 0.17456 | 18.6781 |  |  |  |  | 0 | 0
48874 | THW_ST4_ST_4 | 4 | Houston | YES | 0.040413 | 108 | 19 | 108 | 0 | 1.0435 | CC | 1 | 0.17456 | 108 | 108 |  |  |  |  | 0.17456 | 18.8527 |  |  |  |  | 0 | 0
48593 | CHE_GT1_8015 | 1 | Houston | YES | 0.041535 | 173 | 50 | 173 | 0 | 1.0362 | Cogen | 1 | 0.17568 | 0 | 0 |  |  |  |  | 0.17568 | 0 |  |  |  |  | 0 | 0
48594 | CHE_GN4_8025 | 4 | Houston | YES | 0.041535 | 142 | 60 | 142 | 0 | 1.0362 | Cogen | 1 | 0.17568 | 0 | 0 |  |  |  |  | 0.17568 | 0 |  |  |  |  | 0 | 0
48513 | LPE_GT3_8080 | 3 | Houston | YES | 0.041647 | 39 | 0 | 39 | 0 | 1.0362 | GGT | 1 | 0.1758 | 39 | 39 |  |  |  |  | 0.1758 | 6.856 |  |  |  |  | 0 | 0
48514 | LPE_GT4_8085 | 4 | Houston | YES | 0.041647 | 39 | 0 | 39 | 0 | 1.0362 | GGT | 1 | 0.1758 | 39 | 39 |  |  |  |  | 0.1758 | 6.856 |  |  |  |  | 0 | 0
48511 | LPE_GT1_8070 | 1 | Houston | YES | 0.041647 | 42 | 0 | 42 | 0 | 1.0362 | GGT | 1 | 0.1758 | 42 | 42 |  |  |  |  | 0.1758 | 7.3834 |  |  |  |  | 0 | 0
48512 | LPE_GT2_8075 | 2 | Houston | YES | 0.041647 | 42 | 0 | 42 | 0 | 1.0362 | GGT | 1 | 0.1758 | 42 | 42 |  |  |  |  | 0.1758 | 7.3834 |  |  |  |  | 0 | 0
48500 | APD_GT1_8005 | 1 | Houston | YES | 0.041827 | 137.6 | 54.6 | 137.6 | 0 | 1.0362 | Cogen | 1 | 0.17598 | 0 | 0 |  |  |  |  | 0.17598 | 0 |  |  |  |  | 0 | 0
48820 | SHELLG1_3015 | 1 | Houston | YES | 0.042588 | 71 | 34.5 | 71 |  | 1.029 | Cogen | 1 | 0.17674 | 0 | 0 |  |  |  |  | 0.17674 | 0 |  |  |  |  | 0 | 0
48821 | SHELLG2 | 2 | Houston | YES | 0.042588 | 72 | 34.5 | 72 |  | 1.029 | Cogen | 1 | 0.17674 | 0 | 0 |  |  |  |  | 0.17674 | 0 |  |  |  |  | 0 | 0
48822 | SHELLG3_3020 | 2 | Houston | YES | 0.042588 | 30 | 0 | 30 |  | 1.029 | Cogen | 1 | 0.17674 | 0 | 0 |  |  |  |  | 0.17674 | 0 |  |  |  |  | 0 | 0
48822 | SHELLG3_3020 | 1 | Houston | YES | 0.042588 | 39 | 0 | 39 |  | 1.029 | Cogen | 1 | 0.17674 | 0 | 0 |  |  |  |  | 0.17674 | 0 |  |  |  |  | 0 | 0
48740 | PSG_GN2_8050 | 1 | Houston | YES | 0.043142 | 182 | 60 | 182 | 0 | 1.0326 | Cogen | 1 | 0.17729 | 0 | 0 |  |  |  |  | 0.17729 | 0 |  |  |  |  | 0 | 0
48741 | PSG_GT2_8040 | 1 | Houston | YES | 0.043142 | 158.6 | 50 | 158.6 | 0 | 1.0326 | Cogen | 1 | 0.17729 | 0 | 0 |  |  |  |  | 0.17729 | 0 |  |  |  |  | 0 | 0
48742 | PSG_GT3_8060 | 1 | Houston | YES | 0.043142 | 157 | 50 | 157 | 0 | 1.0326 | Cogen | 1 | 0.17729 | 0 | 0 |  |  |  |  | 0.17729 | 0 |  |  |  |  | 0 | 0
48854 | SRB_GN4_4 | 4 | Houston | YES | 0.043143 | 182.4 | 35 | 228 | 0 | 1.0326 | GST | 1 | 0.17729 | 228 | 228 |  |  |  |  | 0.17729 | 40.4226 |  |  |  |  | 0 | 0
48611 | DIB_GT1_8080 | 1 | Houston | YES | 0.043153 | 64 | 0 | 64 | 0 | 1.0326 | Cogen | 1 | 0.1773 | 0 | 0 |  |  |  |  | 0.1773 | 0 |  |  |  |  | 0 | 0
48612 | DIB_GT2_8075 | 2 | Houston | YES | 0.043153 | 63.2 | 0 | 63.2 | 0 | 1.0326 | Cogen | 1 | 0.1773 | 0 | 0 |  |  |  |  | 0.1773 | 0 |  |  |  |  | 0 | 0
48613 | DIB_ST1_8085 | 3 | Houston | YES | 0.043153 | 67.9 | 30 | 82.6 | 0 | 1.0326 | Cogen | 1 | 0.1773 | 0 | 0 |  |  |  |  | 0.1773 | 0 |  |  |  |  | 0 | 0
48614 | DIB_GT3_8090 | 4 | Houston | YES | 0.043153 | 73.6 | 15 | 73.6 | 0 | 1.0326 | Cogen | 1 | 0.1773 | 0 | 0 |  |  |  |  | 0.1773 | 0 |  |  |  |  | 0 | 0
48845 | SOL_GT1 | 1 | Houston | YES | 0.043158 | 16.2 | 15.4 | 16.2 |  | 1.0326 | Solar | 1 | 0.17731 | 16.2 | 16.2 |  |  |  |  | 0.17731 | 2.8724 |  |  |  |  | 0 | 0
48853 | SRB_GN3_3 | 3 | Houston | YES | 0.043165 | 170.4 | 35 | 213 |  | 1.0326 | GST | 1 | 0.17731 | 213 | 213 |  |  |  |  | 0.17731 | 37.7679 |  |  |  |  | 0 | 0
48551 | CAL_GT1_8045 | 1 | Houston | YES | 0.04326 | 149 | 0 | 149 | 0 | 1.0326 | Cogen | 1 | 0.17741 | 0 | 0 |  |  |  |  | 0.17741 | 0 |  |  |  |  | 0 | 0
48552 | CAL_ST1_8000 | 2 | Houston | YES | 0.04326 | 65.1 | 0 | 65.1 | 0 | 1.0326 | Cogen | 1 | 0.17741 | 0 | 0 |  |  |  |  | 0.17741 | 0 |  |  |  |  | 0 | 0
48851 | SRB_GN1_1 | 1 | Houston | YES | 0.043269 | 132 | 26 | 165 | 0 | 1.0217 | GST | 1 | 0.17742 | 165 | 165 |  |  |  |  | 0.17742 | 29.274 |  |  |  |  | 0 | 0
48852 | SRB_GN2_2 | 2 | Houston | YES | 0.043299 | 140.8 | 26 | 176 | 0 | 1.0217 | GST | 1 | 0.17745 | 176 | 176 |  |  |  |  | 0.17745 | 31.2309 |  |  |  |  | 0 | 0
48855 | SRB_GT211035 | B2 | Houston | YES | 0.043321 | 0 | 0 | 12 |  | 1.014 | GGT | 1 | 0.17747 | 12 | 12 |  |  |  |  | 0.17747 | 2.1296 |  |  |  |  | 0 | 0
48855 | SRB_GT211035 | B1 | Houston | YES | 0.043321 | 0 | 0 | 18 |  | 1.014 | GGT | 1 | 0.17747 | 18 | 18 |  |  |  |  | 0.17747 | 3.1945 |  |  |  |  | 0 | 0
48761 | PR_GT1__9040 | 1 | Houston | YES | 0.043717 | 26 | 0 | 35 |  | 1 | Cogen | 1 | 0.17787 | 0 | 0 |  |  |  |  | 0.17787 | 0 |  |  |  |  | 0 | 0
48644 | DPEC_GT45070 | 4 | Houston | YES | 0.044105 | 157 | 98 | 157 | 0 | 1.0319 | CC | 1 | 0.17825 | 157 | 157 |  |  |  |  | 0.17825 | 27.9859 |  |  |  |  | 0 | 0
48642 | DPEC_GT25025 | 2 | Houston | YES | 0.044105 | 157.1 | 98 | 157.1 | 0 | 1.0319 | CC | 1 | 0.17825 | 157.1 | 157.1 |  |  |  |  | 0.17825 | 28.0037 |  |  |  |  | 0 | 0
48643 | DPEC_GT35010 | 3 | Houston | YES | 0.044105 | 157.5 | 98 | 157.5 | 0 | 1.0319 | CC | 1 | 0.17825 | 157.5 | 157.5 |  |  |  |  | 0.17825 | 28.075 |  |  |  |  | 0 | 0
48641 | DPEC_GT15040 | 1 | Houston | YES | 0.044105 | 163.2 | 98 | 163.2 | 0 | 1.0319 | CC | 1 | 0.17825 | 163.2 | 163.2 |  |  |  |  | 0.17825 | 29.0911 |  |  |  |  | 0 | 0
48645 | DPEC_ST55065 | 5 | Houston | YES | 0.044105 | 282 | 0 | 282 | 0 | 1.0319 | CC | 1 | 0.17825 | 282 | 282 |  |  |  |  | 0.17825 | 50.2677 |  |  |  |  | 0 | 0
48841 | SJS_GT1_GT1 | 1 | Houston | YES | 0.044518 | 62.4 | 49 | 78 | 0 | 1.0362 | Cogen | 1 | 0.17867 | 0 | 0 |  |  |  |  | 0.17867 | 0 |  |  |  |  | 0 | 0
48842 | SJS_GT2_GT2 | 2 | Houston | YES | 0.044518 | 64.8 | 49 | 81 | 0 | 1.0362 | Cogen | 1 | 0.17867 | 0 | 0 |  |  |  |  | 0.17867 | 0 |  |  |  |  | 0 | 0
48691 | GBY_73741085 | B | Houston | YES | 0.045045 | 37.6 | 20 | 47 | 0 | 1.0362 | GGT | 1 | 0.17919 | 47 | 47 |  |  |  |  | 0.17919 | 8.4221 |  |  |  |  | 0 | 0
48691 | GBY_73741085 | A | Houston | YES | 0.045045 | 37.6 | 20 | 47 | 0 | 1.0362 | GGT | 1 | 0.17919 | 47 | 47 |  |  |  |  | 0.17919 | 8.4221 |  |  |  |  | 0 | 0
48692 | GBY_81821075 | C | Houston | YES | 0.045045 | 37.6 | 20 | 47 | 0 | 1.0362 | GGT | 1 | 0.17919 | 47 | 47 |  |  |  |  | 0.17919 | 8.4221 |  |  |  |  | 0 | 0
48693 | GBY_83841065 | F | Houston | YES | 0.045045 | 43.2 | 20 | 54 | 0 | 1.0362 | GGT | 1 | 0.17919 | 54 | 54 |  |  |  |  | 0.17919 | 9.6765 |  |  |  |  | 0 | 0
48692 | GBY_81821075 | D | Houston | YES | 0.045045 | 44 | 20 | 55 | 0 | 1.0362 | GGT | 1 | 0.17919 | 55 | 55 |  |  |  |  | 0.17919 | 9.8557 |  |  |  |  | 0 | 0
48693 | GBY_83841065 | E | Houston | YES | 0.045045 | 45.6 | 20 | 57 | 0 | 1.0362 | GGT | 1 | 0.17919 | 57 | 57 |  |  |  |  | 0.17919 | 10.2141 |  |  |  |  | 0 | 0
48531 | BYU_GT1_8075 | 1 | Houston | YES | 0.046106 | 65 | 0 | 65 |  | 1.0362 | Cogen | 1 | 0.18026 | 0 | 0 |  |  |  |  | 0.18026 | 0 |  |  |  |  | 0 | 0
48532 | BYU_GT2_8055 | 2 | Houston | YES | 0.046106 | 62 | 0 | 62 |  | 1.0362 | Cogen | 1 | 0.18026 | 0 | 0 |  |  |  |  | 0.18026 | 0 |  |  |  |  | 0 | 0
48533 | BYU_GT3_8060 | 3 | Houston | YES | 0.046106 | 67 | 0 | 67 |  | 1.0362 | Cogen | 1 | 0.18026 | 0 | 0 |  |  |  |  | 0.18026 | 0 |  |  |  |  | 0 | 0
48534 | BYU_GT4_8065 | 4 | Houston | YES | 0.046106 | 65 | 0 | 65 |  | 1.0362 | Cogen | 1 | 0.18026 | 0 | 0 |  |  |  |  | 0.18026 | 0 |  |  |  |  | 0 | 0
48561 | CTL_GT2_8130 | 1 | Houston | YES | 0.046951 | 73.5 | 30.3 | 91.9 |  | 1.0362 | Cogen | 1 | 0.1811 | 0 | 0 |  |  |  |  | 0.1811 | 0 |  |  |  |  | 0 | 0
48562 | CTL_GT3_8135 | 2 | Houston | YES | 0.046951 | 70.1 | 30.3 | 87.6 |  | 1.0362 | Cogen | 1 | 0.1811 | 0 | 0 |  |  |  |  | 0.1811 | 0 |  |  |  |  | 0 | 0
48563 | CTL_GT4_8140 | 3 | Houston | YES | 0.046951 | 69.6 | 30.3 | 87 |  | 1.0362 | Cogen | 1 | 0.1811 | 0 | 0 |  |  |  |  | 0.1811 | 0 |  |  |  |  | 0 | 0
48564 | CTL_GN1_8145 | 4 | Houston | YES | 0.046951 | 43.6 | 12.9 | 54.5 |  | 1.0362 | Cogen | 1 | 0.1811 | 0 | 0 |  |  |  |  | 0.1811 | 0 |  |  |  |  | 0 | 0
48565 | CTL_GN2_8155 | 5 | Houston | YES | 0.046951 | 9.8 | 3.4 | 12.2 |  | 1.0362 | Cogen | 1 | 0.1811 | 0 | 0 |  |  |  |  | 0.1811 | 0 |  |  |  |  | 0 | 0
48772 | PHR_GN2_2 | MB | Houston | YES | 0.049156 | 0 | 72 | 459 |  | 1.0362 | GSC | 1 | 0.18331 | 0 | 0 |  |  |  |  | 0.18331 | 0 |  |  |  |  | 0 | 0
38580 | TNBP_CGN1_8 | 1 | Houston | YES | 0.052318 | 70.8 | 0 | 70.8 | 0 | 1.005 | Cogen | 1 | 0.18647 | 0 | 0 |  |  |  |  | 0.18647 | 0 |  |  |  |  | 0 | 0
38590 | TNBP_CGN2_8 | 2 | Houston | YES | 0.052318 | 66.7 | 0 | 66.7 | 0 | 1.005 | Cogen | 1 | 0.18647 | 0 | 0 |  |  |  |  | 0.18647 | 0 |  |  |  |  | 0 | 0
38600 | TNBP_CGN3_8 | 5 | Houston | YES | 0.052318 | 53 | 0 | 53 | 0 | 1.005 | Cogen | 1 | 0.18647 | 0 | 0 |  |  |  |  | 0.18647 | 0 |  |  |  |  | 0 | 0
38611 | TNBPAMCG1_8 | 1 | Houston | YES | 0.052318 | 153.2 | 0 | 153.2 | 0 | 1.005 | Cogen | 1 | 0.18647 | 0 | 0 |  |  |  |  | 0.18647 | 0 |  |  |  |  | 0 | 0
38612 | TNBPAMCG2_8 | 2 | Houston | YES | 0.052318 | 153.5 | 0 | 153.5 | 0 | 1.005 | Cogen | 1 | 0.18647 | 0 | 0 |  |  |  |  | 0.18647 | 0 |  |  |  |  | 0 | 0
38613 | TNBPAMCG3_8 | 3 | Houston | YES | 0.052318 | 152.3 | 0 | 152.3 | 0 | 1.005 | Cogen | 1 | 0.18647 | 0 | 0 |  |  |  |  | 0.18647 | 0 |  |  |  |  | 0 | 0
38614 | TNBPAMCG4_8 | 4 | Houston | YES | 0.052318 | 96 | 0 | 96 |  | 1.005 | Cogen | 1 | 0.18647 | 0 | 0 |  |  |  |  | 0.18647 | 0 |  |  |  |  | 0 | 0
38615 | TNBPAMCG5_8 | 1 | Houston | YES | 0.052318 | 244 | 0 | 244 | 0 | 1.005 | Cogen | 1 | 0.18647 | 0 | 0 |  |  |  |  | 0.18647 | 0 |  |  |  |  | 0 | 0
38690 | TNBP_CGN4_8 | 3 | Houston | YES | 0.052318 | 40 | 0 | 40 |  | 1.005 | Cogen | 1 | 0.18647 | 0 | 0 |  |  |  |  | 0.18647 | 0 |  |  |  |  | 0 | 0
38711 | TNTXCTY1CG8 | 1 | Houston | YES | 0.052318 | 100.3 | 59 | 100.3 | 0 | 1 | Cogen | 1 | 0.18647 | 0 | 0 |  |  |  |  | 0.18647 | 0 |  |  |  |  | 0 | 0
38712 | TNTXCTY2CG8 | 1 | Houston | YES | 0.052318 | 92.9 | 59 | 92.9 | 0 | 1 | Cogen | 1 | 0.18647 | 0 | 0 |  |  |  |  | 0.18647 | 0 |  |  |  |  | 0 | 0
38713 | TNTXCTY3CG8 | 1 | Houston | YES | 0.052318 | 102.7 | 59 | 102.7 | 0 | 1 | Cogen | 1 | 0.18647 | 0 | 0 |  |  |  |  | 0.18647 | 0 |  |  |  |  | 0 | 0
38714 | TNTXCTY4CG8 | 1 | Houston | YES | 0.052318 | 103 | 59 | 103 | 0 | 1 | Cogen | 1 | 0.18647 | 0 | 0 |  |  |  |  | 0.18647 | 0 |  |  |  |  | 0 | 0
39470 | TNDOWCGNSG8 | 1 | Houston | YES | 0.052318 | 32 | 10 | 32 | 0 | 0.985 | Cogen | 1 | 0.18647 | 0 | 0 |  |  |  |  | 0.18647 | 0 |  |  |  |  | 0 | 0
39480 | TNDOWCGNGG8 | 1 | Houston | YES | 0.052318 | 30 | 10 | 30 | 0 | 0.985 | Cogen | 1 | 0.18647 | 0 | 0 |  |  |  |  | 0.18647 | 0 |  |  |  |  | 0 | 0
48929 | WAPGT21_GT1 | B1 | Houston | YES | 0.059771 | 0 | 0 | 13 |  | 1.05 | GGT | 1 | 0.19392 | 13 | 13 |  |  |  |  | 0.19392 | 2.521 |  |  |  |  | 0 | 0
48921 | WAP_GN1_1 | 1 | Houston | YES | 0.059771 | 132.8 | 37 | 166 | 0 | 1.0362 | GST | 1 | 0.19392 | 166 | 166 |  |  |  |  | 0.19392 | 32.1907 |  |  |  |  | 0 | 0
48922 | WAP_GN2_2 | 2 | Houston | YES | 0.059771 | 132.8 | 37 | 166 | 0 | 1.0362 | GST | 1 | 0.19392 | 166 | 166 |  |  |  |  | 0.19392 | 32.1907 |  |  |  |  | 0 | 0
48923 | WAP_GN3_3 | 3 | Houston | YES | 0.059771 | 198.4 | 93 | 248 | 0 | 1.0362 | GST | 1 | 0.19392 | 248 | 248 |  |  |  |  | 0.19392 | 48.0922 |  |  |  |  | 0 | 0
48924 | WAP_GN4_4 | 4 | Houston | YES | 0.059771 | 546 | 217 | 546 | 0 | 1.0362 | GSC | 1 | 0.19392 | 546 | 546 |  |  |  |  | 0.19392 | 105.8804 |  |  |  |  | 0 | 0
48925 | WAP_GN5_5 | 5 | Houston | YES | 0.059771 | 579.3 | 278 | 654 | 0 | 0.985 | LIGCO | 1 | 0.19392 | 0 | 654 |  |  |  |  | 0.19392 | 126.8237 |  |  |  |  | 0 | 0
48510 | AK_GT1__8040 | 1 | Houston | YES | 0.059954 | 33.4 | 8.1 | 34 |  | 1.029 | Cogen | 1 | 0.1941 | 0 | 0 |  |  |  |  | 0.1941 | 0 |  |  |  |  | 0 | 0
48522 | BVE_GT2_5035 | 2 | Houston | YES | 0.061617 | 166.4 | 0 | 166.4 |  | 1.035 | CC | 1 | 0.19577 | 166.4 | 166.4 |  |  |  |  | 0.19577 | 32.5755 |  |  |  |  | 0 | 0
48521 | BVE_GT1_GT1 | 1 | Houston | YES | 0.061617 | 167.7 | 0 | 167.7 |  | 1.035 | CC | 1 | 0.19577 | 167.7 | 167.7 |  |  |  |  | 0.19577 | 32.83 |  |  |  |  | 0 | 0
48523 | BVE_ST1_GN1 | 3 | Houston | YES | 0.061617 | 252.4 | 0 | 252.4 |  | 1.035 | CC | 1 | 0.19577 | 252.4 | 252.4 |  |  |  |  | 0.19577 | 49.4114 |  |  |  |  | 0 | 0
48730 | MNS_GT | 1 | Houston | YES | 0.061673 | 43 | 0 | 46.1 |  | 1.029 | Cogen | 1 | 0.19582 | 0 | 0 |  |  |  |  | 0.19582 | 0 |  |  |  |  | 0 | 0
48927 | WAP_GN7_7 | 7 | Houston | YES | 0.061713 | 564 | 277 | 564 |  | 1.035 | LIGCO | 1 | 0.19586 | 0 | 564 |  |  |  |  | 0.19586 | 110.4662 |  |  |  |  | 0 | 0
48928 | WAP_GN8_8 | 8 | Houston | YES | 0.061713 | 603 | 275 | 603 |  | 1.035 | LIGCO | 1 | 0.19586 | 0 | 603 |  |  |  |  | 0.19586 | 118.1048 |  |  |  |  | 0 | 0
48926 | WAP_GN6_6 | 6 | Houston | YES | 0.061713 | 651 | 280 | 651 |  | 1.035 | LIGCO | 1 | 0.19586 | 0 | 651 |  |  |  |  | 0.19586 | 127.5062 |  |  |  |  | 0 | 0
39760 | TNSCLP1___8 | 1 | Houston | YES | 0.073063 | 93.4 | 20 | 116.8 | 0 | 1.04 | Cogen | 1 | 0.20721 | 0 | 0 |  |  |  |  | 0.20721 | 0 |  |  |  |  | 0 | 0
39770 | TNSCLP2___8 | 1 | Houston | YES | 0.073063 | 91.6 | 20 | 114.5 | 0 | 1.04 | Cogen | 1 | 0.20721 | 0 | 0 |  |  |  |  | 0.20721 | 0 |  |  |  |  | 0 | 0
39775 | TNSCLP4___8 | 1 | Houston | YES | 0.073063 | 95.2 | 20 | 119 | 0 | 1.04 | Cogen | 1 | 0.20721 | 0 | 0 |  |  |  |  | 0.20721 | 0 |  |  |  |  | 0 | 0
39790 | TNSCLP3___8 | 1 | Houston | YES | 0.073063 | 87.6 | 20 | 109.5 | 0 | 1.027 | Cogen | 1 | 0.20721 | 0 | 0 |  |  |  |  | 0.20721 | 0 |  |  |  |  | 0 | 0
48520 | BSF_GT1_8070 | 1 | Houston | YES | 0.076271 | 72 | 0 | 72 | 0 | 1.0326 | Cogen | 1 | 0.21042 | 0 | 0 |  |  |  |  | 0.21042 | 0 |  |  |  |  | 0 | 0
48520 | BSF_GT1_8070 | 2 | Houston | YES | 0.076271 | 10 | 0 | 10 | 0 | 1.0326 | Cogen | 1 | 0.21042 | 0 | 0 |  |  |  |  | 0.21042 | 0 |  |  |  |  | 0 | 0
49851 | DOW17000 | 37 | Houston | YES | 0.080325 | 39 | 0 | 62 | 0 | 1 | Cogen | 1 | 0.21447 | 0 | 0 |  |  |  |  | 0.21447 | 0 |  |  |  |  | 0 | 0
49858 | DOW38100 | 31 | Houston | YES | 0.080325 | 45 | 0 | 71.4 |  | 1 | Cogen | 1 | 0.21447 | 0 | 0 |  |  |  |  | 0.21447 | 0 |  |  |  |  | 0 | 0
49859 | DOW38200 | 33 | Houston | YES | 0.080325 | 28 | 0 | 45 | 0 | 1 | Cogen | 1 | 0.21447 | 0 | 0 |  |  |  |  | 0.21447 | 0 |  |  |  |  | 0 | 0
49860 | DOW38300 | 32 | Houston | YES | 0.080325 | 63 | 0 | 101 |  | 1 | Cogen | 1 | 0.21447 | 0 | 0 |  |  |  |  | 0.21447 | 0 |  |  |  |  | 0 | 0
49862 | DOW39100 | 36 | Houston | YES | 0.080325 | 54 | 0 | 86 | 0 | 1 | Cogen | 1 | 0.21447 | 0 | 0 |  |  |  |  | 0.21447 | 0 |  |  |  |  | 0 | 0
49863 | DOW39200 | 35 | Houston | YES | 0.080325 | 55 | 0 | 88 | 0 | 1 | Cogen | 1 | 0.21447 | 0 | 0 |  |  |  |  | 0.21447 | 0 |  |  |  |  | 0 | 0
49865 | DOW41000 | 41 | Houston | YES | 0.080325 | 31 | 0 | 50 |  | 1 | Cogen | 1 | 0.21447 | 0 | 0 |  |  |  |  | 0.21447 | 0 |  |  |  |  | 0 | 0
49866 | DOW42000 | 42 | Houston | YES | 0.080325 | 11 | 0 | 18 |  | 1 | Cogen | 1 | 0.21447 | 0 | 0 |  |  |  |  | 0.21447 | 0 |  |  |  |  | 0 | 0
49869 | DOW49000 | 45 | Houston | YES | 0.080325 | 59 | 0 | 94 |  | 1 | Cogen | 1 | 0.21447 | 0 | 0 |  |  |  |  | 0.21447 | 0 |  |  |  |  | 0 | 0
49870 | DOW61000 | 61 | Houston | YES | 0.080325 | 44 | 0 | 70 | 0 | 1 | Cogen | 1 | 0.21447 | 0 | 0 |  |  |  |  | 0.21447 | 0 |  |  |  |  | 0 | 0
49871 | DOW62000 | 62 | Houston | YES | 0.080325 | 40 | 0 | 63 | 0 | 1 | Cogen | 1 | 0.21447 | 0 | 0 |  |  |  |  | 0.21447 | 0 |  |  |  |  | 0 | 0
49872 | DOW63000 | 63 | Houston | YES | 0.080325 | 45 | 0 | 72 | 0 | 1 | Cogen | 1 | 0.21447 | 0 | 0 |  |  |  |  | 0.21447 | 0 |  |  |  |  | 0 | 0
49873 | DOW64000 | 64 | Houston | YES | 0.080325 | 41 | 0 | 64.8 | 0 | 1 | Cogen | 1 | 0.21447 | 0 | 0 |  |  |  |  | 0.21447 | 0 |  |  |  |  | 0 | 0
49876 | DOW65000 | 65 | Houston | YES | 0.080325 | 63 | 0 | 101 | 0 | 1 | Cogen | 1 | 0.21447 | 0 | 0 |  |  |  |  | 0.21447 | 0 |  |  |  |  | 0 | 0
49877 | DOW66000 | 66 | Houston | YES | 0.080325 | 61 | 0 | 97 | 0 | 1 | Cogen | 1 | 0.21447 | 0 | 0 |  |  |  |  | 0.21447 | 0 |  |  |  |  | 0 | 0
49878 | DOW67000 | 67 | Houston | YES | 0.080325 | 65 | 0 | 103 | 0 | 1 | Cogen | 1 | 0.21447 | 0 | 0 |  |  |  |  | 0.21447 | 0 |  |  |  |  | 0 | 0
49882 | DOW81000 | 81 | Houston | YES | 0.080325 | 47 | 0 | 76 | 0 | 1 | Cogen | 1 | 0.21447 | 0 | 0 |  |  |  |  | 0.21447 | 0 |  |  |  |  | 0 | 0
49884 | DOW82000 | 82 | Houston | YES | 0.080325 | 51 | 0 | 80 | 0 | 1 | Cogen | 1 | 0.21447 | 0 | 0 |  |  |  |  | 0.21447 | 0 |  |  |  |  | 0 | 0
49885 | DOW83000 | 83 | Houston | YES | 0.080325 | 51 | 0 | 80 | 0 | 1 | Cogen | 1 | 0.21447 | 0 | 0 |  |  |  |  | 0.21447 | 0 |  |  |  |  | 0 | 0
49886 | DOW84000 | 84 | Houston | YES | 0.080325 | 107 | 0 | 171 | 0 | 0.98 | Cogen | 1 | 0.21447 | 0 | 0 |  |  |  |  | 0.21447 | 0 |  |  |  |  | 0 | 0
8032 | AMISTADHYD1 | 1 | South | YES | 0.082775 | 33 | 13 | 33 | 0 | 1.03 | Hydro | 1 | 0.21692 | 0 | 0 | 0 | 0 |  |  | 0.21692 | 0 |  |  |  |  | 0 | 0
8033 | AMISTADHYD2 | 2 | South | YES | 0.082775 | 25 | 13 | 25 | 0 | 1.03 | Hydro | 1 | 0.21692 | 0 | 0 | 0 | 0 |  |  | 0.21692 | 0 |  |  |  |  | 0 | 0
88253 | HAMILTON | F | South | YES | 0.082775 | 0 | 0 | 0 | 0 | 1.04 | BLT | 1 | 0.21692 | 0 | 0 | 0 | 0 |  |  | 0.21692 | 0 |  |  |  |  | 0 | 0
32892 | BRYN_DNSBY14 | 1 | North | YES | -0.026306 | 84 | 25 | 105 | 0 | 1.035 | GST | -1 | 0.21846 | 105 | 105 |  |  | -2.7621 | 105 | -0.21846 | -22.938 |  |  |  |  | 0 | 0
32883 | BRYN_DNSBY3 | 1 | North | YES | -0.026306 | 0 | 2 | 48 |  | 1.015 | GST | -1 | 0.21846 | 48 | 48 |  |  | -1.2627 | 48 | -0.21846 | -10.4859 |  |  |  |  | 0 | 0
32884 | BRYN_DNSBY13 | 1 | North | YES | -0.026306 | 46 | 2 | 46 | 0 | 1.015 | GST | -1 | 0.21846 | 46 | 46 |  |  | -1.2101 | 46 | -0.21846 | -10.049 |  |  |  |  | 0 | 0
48674 | FTR_CN4_5095 | 4 | North | YES | -0.027495 | 380 | 0 | 380 | 0 | 1.0319 | CC | -1 | 0.21965 | 380 | 380 |  |  | -10.4481 | 380 | -0.21965 | -83.4655 |  |  |  |  | 0 | 0
48672 | FTR_GT2_5110 | 2 | North | YES | -0.027495 | 159 | 0 | 159 | 0 | 1.0319 | CC | -1 | 0.21965 | 159 | 159 |  |  | -4.3717 | 159 | -0.21965 | -34.9237 |  |  |  |  | 0 | 0
48673 | FTR_GT3_5085 | 3 | North | YES | -0.027495 | 158 | 0 | 158 | 0 | 1.0319 | CC | -1 | 0.21965 | 158 | 158 |  |  | -4.3442 | 158 | -0.21965 | -34.7041 |  |  |  |  | 0 | 0
48671 | FTR_GT1_5105 | 1 | North | YES | -0.027495 | 154.2 | 0 | 154.2 | 0 | 1.0319 | CC | -1 | 0.21965 | 154.2 | 154.2 |  |  | -4.2397 | 154.2 | -0.21965 | -33.8694 |  |  |  |  | 0 | 0
32888 | BRYN_ATKINS7 | 1 | North | YES | -0.030353 | 13.6 | 4 | 17 |  | 1.028 | GGT | -1 | 0.2225 | 17 | 17 |  |  | -0.516 | 17 | -0.2225 | -3.7826 |  |  |  |  | 0 | 0
32886 | BRYN_ATKINS3 | MB | North | YES | -0.030353 | 0 | 5 | 12 |  | 1 | GST | -1 | 0.2225 | 0 | 0 |  |  | 0 | 0 | -0.2225 | 0 |  |  |  |  | 0 | 0
32887 | BRYN_ATKINS6 | MB | North | YES | -0.030353 | 0 | 12 | 51 |  | 1.028 | GST | -1 | 0.2225 | 0 | 0 |  |  | 0 | 0 | -0.2225 | 0 |  |  |  |  | 0 | 0
32890 | BRYN_ATKINS4 | MB | North | YES | -0.030353 | 0 | 5 | 22 |  | 1.031 | GST | -1 | 0.2225 | 0 | 0 |  |  | 0 | 0 | -0.2225 | 0 |  |  |  |  | 0 | 0
32891 | BRYN_ATKINS5 | MB | North | YES | -0.030353 | 0 | 5 | 25 |  | 1.031 | GST | -1 | 0.2225 | 0 | 0 |  |  | 0 | 0 | -0.2225 | 0 |  |  |  |  | 0 | 0
32798 | BRYN_TAMUGEN | 1 | North | YES | -0.030664 | 32 | 0 | 32 |  | 1.02 | GST | -1 | 0.22281 | 32 | 32 |  |  | -0.98125 | 32 | -0.22281 | -7.1301 |  |  |  |  | 0 | 0
48911 | TGF_GT1_8000 | 1 | Houston | YES | 0.095841 | 69.2 | 0 | 69.2 |  | 1.029 | Cogen | 1 | 0.22999 | 0 | 0 |  |  |  |  | 0.22999 | 0 |  |  |  |  | 0 | 0
990 | GIBN_CREK_G1 | 1 | North | YES | -0.03844 | 463 | 200 | 463 | 0 | 1.0275 | LIGCO | -1 | 0.23059 | 0 | 463 |  |  | 0 | 0 | -0.23059 | 0 |  |  |  |  | 0 | 0
48731 | CBE_GT1 | 1 | Houston | YES | 0.10111 | 76 | 0 | 76 | 0 | 1.029 | CC | 1 | 0.23526 | 76 | 76 |  |  |  |  | 0.23526 | 17.8797 |  |  |  |  | 0 | 0
48732 | CBE_GT2 | 1 | Houston | YES | 0.10111 | 76 | 0 | 76 | 0 | 1.029 | CC | 1 | 0.23526 | 76 | 76 |  |  |  |  | 0.23526 | 17.8797 |  |  |  |  | 0 | 0
48734 | CBE_GT3 | 1 | Houston | YES | 0.10111 | 76 | 0 | 76 | 0 | 1.029 | CC | 1 | 0.23526 | 76 | 76 |  |  |  |  | 0.23526 | 17.8797 |  |  |  |  | 0 | 0
48735 | CBE_GT4 | 1 | Houston | YES | 0.10111 | 76 | 0 | 76 | 0 | 1.029 | CC | 1 | 0.23526 | 76 | 76 |  |  |  |  | 0.23526 | 17.8797 |  |  |  |  | 0 | 0
48733 | CBE_ST12 | 1 | Houston | YES | 0.10111 | 105 | 0 | 105 | 0 | 1.029 | CC | 1 | 0.23526 | 105 | 105 |  |  |  |  | 0.23526 | 24.7022 |  |  |  |  | 0 | 0
48736 | CBE_ST34 | 1 | Houston | YES | 0.10111 | 105 | 0 | 105 | 0 | 1.029 | CC | 1 | 0.23526 | 105 | 105 |  |  |  |  | 0.23526 | 24.7022 |  |  |  |  | 0 | 0
5911 | STP_GN1___1 | 1 | Houston | YES | 0.10213 | 1333 | 1249 | 1333 | 0 | 1.0406 | Nuc | 1 | 0.23628 | 0 | 0 |  |  |  |  | 0.23628 | 0 |  |  |  |  | 0 | 0
5912 | STP_GN2___2 | 2 | Houston | YES | 0.10213 | 1332 | 1249 | 1332 | 0 | 1.0406 | Nuc | 1 | 0.23628 | 0 | 0 |  |  |  |  | 0.23628 | 0 |  |  |  |  | 0 | 0
8262 | ELPS | 1 | South | YES | 0.10621 | 6 | 6 | 6 | 0 | 1.15 | Hydro | 1 | 0.24036 | 0 | 0 | 0 | 0 |  |  | 0.24036 | 0 |  |  |  |  | 0 | 0
7022 | L_BUCHAN1_1Y | 1 | South | YES | 0.10646 | 0 | 0 | 18 |  | 1 | Hydro | 1 | 0.24061 | 0 | 0 | 0 | 0 |  |  | 0.24061 | 0 |  |  |  |  | 0 | 0
7023 | L_BUCHAN1_2Y | 2 | South | YES | 0.10646 | 0 | 0 | 18 |  | 1 | Hydro | 1 | 0.24061 | 0 | 0 | 0 | 0 |  |  | 0.24061 | 0 |  |  |  |  | 0 | 0
7024 | L_BUCHAN1_3Y | 3 | South | YES | 0.10646 | 0 | 0 | 15 |  | 1 | Hydro | 1 | 0.24061 | 0 | 0 | 0 | 0 |  |  | 0.24061 | 0 |  |  |  |  | 0 | 0
7026 | L_INKSDA1_1Y | 1 | South | YES | 0.10909 | 0 | 0 | 13.7 |  | 1 | Hydro | 1 | 0.24324 | 0 | 0 | 0 | 0 |  |  | 0.24324 | 0 |  |  |  |  | 0 | 0
39960 | TNTNPONE_18 | 1 | North | YES | -0.07551 | 152.3 | 30 | 152.3 |  | 1.04 | LIGCO | -1 | 0.26766 | 0 | 152.3 |  |  | 0 | 0 | -0.26766 | 0 |  |  |  |  | 0 | 0
39970 | TNTNPONE_28 | 1 | North | YES | -0.07551 | 153 | 30 | 153 |  | 1.04 | LIGCO | -1 | 0.26766 | 0 | 153 |  |  | 0 | 0 | -0.26766 | 0 |  |  |  |  | 0 | 0
60202 | FRNDDRCS | F | West | YES | -0.07717 | 0 | 0 | 0 | 0 | 0.9985 | AVR | -1 | 0.26932 | 0 | 0 |  |  |  |  | -0.26932 | 0 |  |  |  |  | 0 | 0
7000 | L_FERGUS1_1Y | 1 | South | YES | 0.13589 | 400 | 65 | 423.3 | 0 | 1.015 | GSC | 1 | 0.27004 | 423.3 | 423.3 | 57.5231 | 423.3 |  |  | 0.27004 | 114.3084 |  |  |  |  | 0 | 0
7035 | L_WIRTZ_1G1Y | 1 | South | YES | 0.1362 | 0 | 0 | 29 |  | 1 | Hydro | 1 | 0.27035 | 0 | 0 | 0 | 0 |  |  | 0.27035 | 0 |  |  |  |  | 0 | 0
7036 | L_WIRTZ_1G2Y | 2 | South | YES | 0.1362 | 0 | 0 | 29.7 |  | 1 | Hydro | 1 | 0.27035 | 0 | 0 | 0 | 0 |  |  | 0.27035 | 0 |  |  |  |  | 0 | 0
8134 | FOR #1 | 1 | South | YES | 0.14184 | 54.1 | 45 | 79 | 0 | 1 | Cogen | 1 | 0.27599 | 0 | 0 | 0 | 0 |  |  | 0.27599 | 0 |  |  |  |  | 0 | 0
8138 | FOR #2 | 2 | South | YES | 0.14184 | 63.1 | 45 | 81 | 0 | 1 | Cogen | 1 | 0.27599 | 0 | 0 | 0 | 0 |  |  | 0.27599 | 0 |  |  |  |  | 0 | 0
8153 | FOR #3 | 3 | South | YES | 0.14184 | 63.1 | 45 | 79.9 | 0 | 1 | Cogen | 1 | 0.27599 | 0 | 0 | 0 | 0 |  |  | 0.27599 | 0 |  |  |  |  | 0 | 0
8154 | FOR #4 | 4 | South | YES | 0.14184 | 63.1 | 60 | 80 | 0 | 1 | Cogen | 1 | 0.27599 | 0 | 0 | 0 | 0 |  |  | 0.27599 | 0 |  |  |  |  | 0 | 0
8155 | FOR #5 | 5 | South | YES | 0.14184 | 63.1 | 60 | 78.4 | 0 | 1 | Cogen | 1 | 0.27599 | 0 | 0 | 0 | 0 |  |  | 0.27599 | 0 |  |  |  |  | 0 | 0
8156 | FOR #6 | 6 | South | YES | 0.14184 | 24.9 | 5 | 25 | 0 | 1 | Cogen | 1 | 0.27599 | 0 | 0 | 0 | 0 |  |  | 0.27599 | 0 |  |  |  |  | 0 | 0
8157 | FOR #7 | 7 | South | YES | 0.14184 | 28.8 | 5 | 46 | 0 | 1 | Cogen | 1 | 0.27599 | 0 | 0 | 0 | 0 |  |  | 0.27599 | 0 |  |  |  |  | 0 | 0
80051 | FOR #8 | 8 | South | YES | 0.14184 | 28 | 28 | 28 |  | 1 | Cogen | 1 | 0.27599 | 0 | 0 | 0 | 0 |  |  | 0.27599 | 0 |  |  |  |  | 0 | 0
80052 | FOR #9 | 9 | South | YES | 0.14184 | 29.7 | 5 | 43.6 | 0 | 1 | Cogen | 1 | 0.27599 | 0 | 0 | 0 | 0 |  |  | 0.27599 | 0 |  |  |  |  | 0 | 0
80053 | FOR #10 | 10 | South | YES | 0.14184 | 68.4 | 45 | 75 | 0 | 1 | Cogen | 1 | 0.27599 | 0 | 0 | 0 | 0 |  |  | 0.27599 | 0 |  |  |  |  | 0 | 0
80226 | ALCOA G | 1 | South | YES | 0.14295 | 32.3 | 5 | 48 | 0 | 1.015 | Cogen | 1 | 0.2771 | 0 | 0 | 0 | 0 |  |  | 0.2771 | 0 |  |  |  |  | 0 | 0
8147 | UCAR #2 | 10 | South | YES | 0.14656 | 18.2 | 0 | 28 |  | 1 | Cogen | 1 | 0.28071 | 0 | 0 | 0 | 0 |  |  | 0.28071 | 0 |  |  |  |  | 0 | 0
8148 | UCAR #1 | 2 | South | YES | 0.14656 | 6.1 | 0 | 7 | 0 | 1.009 | Cogen | 1 | 0.28071 | 0 | 0 | 0 | 0 |  |  | 0.28071 | 0 |  |  |  |  | 0 | 0
80137 | CSDR89 | 9 | South | YES | 0.14656 | 15 | 0 | 15 | 0 | 1.003 | DCTie | 1 | 0.28071 | 0 | 0 | 0 | 0 |  |  | 0.28071 | 0 |  |  |  |  | 0 | 0
80137 | CSDR89 | 8 | South | YES | 0.14656 | 33.9 | 0 | 39 | 0 | 1.003 | DCTie | 1 | 0.28071 | 0 | 0 | 0 | 0 |  |  | 0.28071 | 0 |  |  |  |  | 0 | 0
80138 | CSDR7 | 7 | South | YES | 0.14656 | 6.1 | 0 | 7 | 0 | 1.014 | DCTie | 1 | 0.28071 | 0 | 0 | 0 | 0 |  |  | 0.28071 | 0 |  |  |  |  | 0 | 0
80139 | CSDR56 | 6 | South | YES | 0.14656 | 0 | 0 | 39 |  | 1.0033 | DCTie | 1 | 0.28071 | 0 | 0 | 0 | 0 |  |  | 0.28071 | 0 |  |  |  |  | 0 | 0
80139 | CSDR56 | 5 | South | YES | 0.14656 | 15 | 0 | 15 |  | 1.0033 | DCTie | 1 | 0.28071 | 0 | 0 | 0 | 0 |  |  | 0.28071 | 0 |  |  |  |  | 0 | 0
80140 | CSDR11 | 11 | South | YES | 0.14656 | 33.9 | 0 | 39 | 0 | 1.03 | DCTie | 1 | 0.28071 | 0 | 0 | 0 | 0 |  |  | 0.28071 | 0 |  |  |  |  | 0 | 0
80227 | AIRCO G | 1 | South | YES | 0.14707 | 7.2 | 0 | 8 | 0 | 1.0104 | Cogen | 1 | 0.28122 | 0 | 0 | 0 | 0 |  |  | 0.28122 | 0 |  |  |  |  | 0 | 0
80224 | VISTRONG1 | 1 | South | YES | 0.14806 | 13.1 | 0 | 15 | 0 | 1.01 | Cogen | 1 | 0.28221 | 0 | 0 | 0 | 0 |  |  | 0.28221 | 0 |  |  |  |  | 0 | 0
80225 | VISTRONG2 | 2 | South | YES | 0.14806 | 20.2 | 0 | 23 | 0 | 1.01 | Cogen | 1 | 0.28221 | 0 | 0 | 0 | 0 |  |  | 0.28221 | 0 |  |  |  |  | 0 | 0
48721 | LEG_1___1 | 1 | North | YES | -0.091228 | 827 | 357 | 827 | 0 | 1.0348 | LIGCO | -1 | 0.28338 | 0 | 827 |  |  | 0 | 0 | -0.28338 | 0 |  |  |  |  | 0 | 0
48722 | LEG_2___2 | 2 | North | YES | -0.091228 | 819 | 357 | 819 | 0 | 1.0348 | LIGCO | -1 | 0.28338 | 0 | 819 |  |  | 0 | 0 | -0.28338 | 0 |  |  |  |  | 0 | 0
5505 | RAYBURNGEN1 | 1 | South | YES | 0.14943 | 0 | 1 | 11 |  | 1.0223 | GGT | 1 | 0.28358 | 11 | 11 | 1.6437 | 11 |  |  | 0.28358 | 3.1193 |  |  |  |  | 0 | 0
5506 | RAYBURNGEN2 | 1 | South | YES | 0.14943 | 0 | 1 | 11 |  | 1.0223 | GGT | 1 | 0.28358 | 11 | 11 | 1.6437 | 11 |  |  | 0.28358 | 3.1193 |  |  |  |  | 0 | 0
5503 | RAYBURNGEN3 | 1 | South | YES | 0.14943 | 17.6 | 6 | 22 | 0 | 1.0224 | GST | 1 | 0.28358 | 22 | 22 | 3.2874 | 22 |  |  | 0.28358 | 6.2387 |  |  |  |  | 0 | 0
80265 | LARECU40A | 4 | South | YES | 0.15013 | 80 | 0 | 100 |  | 1.039 | GGT | 1 | 0.28428 | 100 | 100 | 15.0127 | 100 |  |  | 0.28428 | 28.4276 |  |  |  |  | 0 | 0
80266 | LARECU50A | 5 | South | YES | 0.15013 | 80 | 0 | 100 |  | 1.039 | GGT | 1 | 0.28428 | 100 | 100 | 15.0127 | 100 |  |  | 0.28428 | 28.4276 |  |  |  |  | 0 | 0
80012 | LAR | F | South | YES | 0.15013 | 0 | 0 | 0 | 0 | 1.04 | DCTie | 1 | 0.28428 | 0 | 0 | 0 | 0 |  |  | 0.28428 | 0 |  |  |  |  | 0 | 0
5509 | RAYBURNCC10 | 1 | South | YES | 0.15068 | 37.3 | 5.2 | 37.3 | 0 | 1.0296 | CC | 1 | 0.28482 | 37.3 | 37.3 | 5.6202 | 37.3 |  |  | 0.28482 | 10.6239 |  |  |  |  | 0 | 0
5511 | RAYBURNCC7 | 1 | South | YES | 0.15068 | 47.5 | 18.2 | 47.5 | 0 | 1.0296 | CC | 1 | 0.28482 | 47.5 | 47.5 | 7.1571 | 47.5 |  |  | 0.28482 | 13.5291 |  |  |  |  | 0 | 0
5508 | RAYBURNCC9 | 1 | South | YES | 0.15068 | 47.7 | 18.2 | 47.7 | 0 | 1.0296 | CC | 1 | 0.28482 | 47.7 | 47.7 | 7.1872 | 47.7 |  |  | 0.28482 | 13.5861 |  |  |  |  | 0 | 0
5512 | RAYBURNCC8 | 1 | South | YES | 0.15068 | 49.3 | 18.2 | 49.3 | 0 | 1.0296 | CC | 1 | 0.28482 | 49.3 | 49.3 | 7.4283 | 49.3 |  |  | 0.28482 | 14.0418 |  |  |  |  | 0 | 0
8066 | DUP1V#1 | 1 | South | YES | 0.15074 | 52.3 | 0 | 73 | 0 | 1.01 | Cogen | 1 | 0.28489 | 0 | 0 | 0 | 0 |  |  | 0.28489 | 0 |  |  |  |  | 0 | 0
7028 | L_MARBFA1_1Y | 1 | South | YES | 0.1509 | 0 | 0 | 18 |  | 1 | Hydro | 1 | 0.28505 | 0 | 0 | 0 | 0 |  |  | 0.28505 | 0 |  |  |  |  | 0 | 0
7029 | L_MARBFA1_2Y | 2 | South | YES | 0.1509 | 0 | 0 | 18 |  | 1 | Hydro | 1 | 0.28505 | 0 | 0 | 0 | 0 |  |  | 0.28505 | 0 |  |  |  |  | 0 | 0
8926 | LGE_GT10A | 1 | South | YES | 0.15121 | 158 | 0 | 158 | 0 | 1.03 | Cogen | 1 | 0.28535 | 0 | 0 | 0 | 0 |  |  | 0.28535 | 0 |  |  |  |  | 0 | 0
8927 | LGE_GT20A | 2 | South | YES | 0.15121 | 153 | 0 | 153 | 0 | 1.03 | Cogen | 1 | 0.28535 | 0 | 0 | 0 | 0 |  |  | 0.28535 | 0 |  |  |  |  | 0 | 0
8928 | LGE_STG0A | 3 | South | YES | 0.15121 | 100 | 0 | 100 | 0 | 1.03 | Cogen | 1 | 0.28535 | 0 | 0 | 0 | 0 |  |  | 0.28535 | 0 |  |  |  |  | 0 | 0
8930 | ICPGN10A | 1 | South | YES | 0.15121 | 149 | 0 | 149 | 0 | 1.03 | Cogen | 1 | 0.28535 | 0 | 0 | 0 | 0 |  |  | 0.28535 | 0 |  |  |  |  | 0 | 0
8931 | ICPGN20A | 2 | South | YES | 0.15121 | 150 | 0 | 150 | 0 | 1.03 | Cogen | 1 | 0.28535 | 0 | 0 | 0 | 0 |  |  | 0.28535 | 0 |  |  |  |  | 0 | 0
8932 | ICPGN30A | 3 | South | YES | 0.15121 | 127 | 0 | 127 | 0 | 1.03 | Cogen | 1 | 0.28535 | 0 | 0 | 0 | 0 |  |  | 0.28535 | 0 |  |  |  |  | 0 | 0
80223 | REYSHR G | 1 | South | YES | 0.15121 | 12 | 0 | 12 | 0 | 1.032 | Cogen | 1 | 0.28535 | 0 | 0 | 0 | 0 |  |  | 0.28535 | 0 |  |  |  |  | 0 | 0
88299 | ZAPATA | F | South | YES | 0.1515 | 0 | 0 | 0 | 0 | 1.02 | BLT | 1 | 0.28565 | 0 | 0 | 0 | 0 |  |  | 0.28565 | 0 |  |  |  |  | 0 | 0
8173 | VICEC51A | 5 | South | YES | 0.15227 | 144 | 18 | 144 | 0 | 1.025 | CC | 1 | 0.28641 | 144 | 144 | 21.9262 | 144 |  |  | 0.28641 | 41.2436 |  |  |  |  | 0 | 0
8174 | VICEC61A | 6 | South | YES | 0.15227 | 188 | 42 | 188 | 0 | 1.025 | CC | 1 | 0.28641 | 188 | 188 | 28.6258 | 188 |  |  | 0.28641 | 53.8458 |  |  |  |  | 0 | 0
5728 | FALCONHYDRO2 | 2 | South | YES | 0.15243 | 12 | 0 | 12 | 0 | 1.0234 | Hydro | 1 | 0.28658 | 0 | 0 | 0 | 0 |  |  | 0.28658 | 0 |  |  |  |  | 0 | 0
5729 | FALCONHYDRO3 | 3 | South | YES | 0.15243 | 11 | 0 | 11 | 0 | 1.0234 | Hydro | 1 | 0.28658 | 0 | 0 | 0 | 0 |  |  | 0.28658 | 0 |  |  |  |  | 0 | 0
8048 | FALCONHYDRO1 | 1 | South | YES | 0.15243 | 12 | 0 | 12 | 0 | 1.0234 | Hydro | 1 | 0.28658 | 0 | 0 | 0 | 0 |  |  | 0.28658 | 0 |  |  |  |  | 0 | 0
88508 | FALFURRI | F | South | YES | 0.15244 | 0 | 0 | 0 | 0 | 1 | AVR | 1 | 0.28659 | 0 | 0 | 0 | 0 |  |  | 0.28659 | 0 |  |  |  |  | 0 | 0
8442 | NBEC7 | MB | South | YES | 0.15251 | 0 | 81 | 367 |  | 1.0298 | GST | 1 | 0.28666 | 0 | 0 | 0 | 0 |  |  | 0.28666 | 0 |  |  |  |  | 0 | 0
8442 | NBEC7 | 7 | South | YES | 0.15251 | 0 | 81 | 367 |  | 1.0298 | GST | 1 | 0.28666 | 367 | 367 | 55.9701 | 367 |  |  | 0.28666 | 105.2028 |  |  |  |  | 0 | 0
8560 | CNOPGT1 | 1 | South | YES | 0.15252 | 148.3 | 0 | 148.3 | 0 | 1.03 | Cogen | 1 | 0.28667 | 0 | 0 | 0 | 0 |  |  | 0.28667 | 0 |  |  |  |  | 0 | 0
8561 | CNOPGT2 | 2 | South | YES | 0.15252 | 148.6 | 0 | 148.6 | 0 | 1.03 | Cogen | 1 | 0.28667 | 0 | 0 | 0 | 0 |  |  | 0.28667 | 0 |  |  |  |  | 0 | 0
8562 | CNOPST1 | 3 | South | YES | 0.15252 | 153 | 0 | 153 | 0 | 1.03 | Cogen | 1 | 0.28667 | 0 | 0 | 0 | 0 |  |  | 0.28667 | 0 |  |  |  |  | 0 | 0
8456 | COSW#1 | 1 | South | YES | 0.1526 | 20 | 0 | 20 | 0 | 1.027 | Cogen | 1 | 0.28675 | 0 | 0 | 0 | 0 |  |  | 0.28675 | 0 |  |  |  |  | 0 | 0
8457 | COSW#2 | 2 | South | YES | 0.1526 | 14 | 0 | 14 | 0 | 1.027 | Cogen | 1 | 0.28675 | 0 | 0 | 0 | 0 |  |  | 0.28675 | 0 |  |  |  |  | 0 | 0
8459 | B_DAVIS0B | MB | South | YES | 0.15278 | 0 | 50 | 339 |  | 1.03 | GSC | 1 | 0.28693 | 0 | 0 | 0 | 0 |  |  | 0.28693 | 0 |  |  |  |  | 0 | 0
8460 | B_DAVIS0A | MB | South | YES | 0.15278 | 0 | 50 | 340 |  | 1.03 | GSC | 1 | 0.28693 | 0 | 0 | 0 | 0 |  |  | 0.28693 | 0 |  |  |  |  | 0 | 0
80263 | B_DAVIS31A | 3 | South | YES | 0.15278 | 0 | 0 | 180 |  | 1.0366 | CC | 1 | 0.28693 | 180 | 180 | 27.5 | 180 |  |  | 0.28693 | 51.6469 |  |  |  |  | 0 | 0
80264 | B_DAVIS41A | 4 | South | YES | 0.15278 | 0 | 0 | 180 |  | 1.0366 | CC | 1 | 0.28693 | 180 | 180 | 27.5 | 180 |  |  | 0.28693 | 51.6469 |  |  |  |  | 0 | 0
8506 | VAL #1 | 1 | South | YES | 0.15284 | 20.9 | 0 | 25 | 0 | 1.0055 | Cogen | 1 | 0.28699 | 0 | 0 | 0 | 0 |  |  | 0.28699 | 0 |  |  |  |  | 0 | 0
8507 | VAL #2 | 2 | South | YES | 0.15284 | 20.9 | 0 | 25 | 0 | 1.0055 | Cogen | 1 | 0.28699 | 0 | 0 | 0 | 0 |  |  | 0.28699 | 0 |  |  |  |  | 0 | 0
8461 | KOCH_UP0A | 1 | South | YES | 0.15297 | 38 | 0 | 38 | 0 | 1.012 | Cogen | 1 | 0.28712 | 0 | 0 | 0 | 0 |  |  | 0.28712 | 0 |  |  |  |  | 0 | 0
8511 | OXY_CC0A | 1 | South | YES | 0.15298 | 30.3 | 0 | 38 | 0 | 1.027 | Cogen | 1 | 0.28713 | 0 | 0 | 0 | 0 |  |  | 0.28713 | 0 |  |  |  |  | 0 | 0
8933 | FGNTS001 | 1 | South | YES | 0.15341 | 146.5 | 0 | 146.5 | 0 | 1.03 | CC | 1 | 0.28756 | 146.5 | 146.5 | 22.474 | 146.5 |  |  | 0.28756 | 42.1268 |  |  |  |  | 0 | 0
8934 | FGNTS101 | 2 | South | YES | 0.15341 | 147.9 | 0 | 147.9 | 0 | 1.03 | CC | 1 | 0.28756 | 147.9 | 147.9 | 22.6887 | 147.9 |  |  | 0.28756 | 42.5294 |  |  |  |  | 0 | 0
8935 | FGNTS201 | 3 | South | YES | 0.15341 | 173 | 0 | 173 | 0 | 1.03 | CC | 1 | 0.28756 | 173 | 173 | 26.5392 | 173 |  |  | 0.28756 | 49.747 |  |  |  |  | 0 | 0
8517 | CELANEBI0A | 1 | South | YES | 0.1535 | 29 | 0 | 29 | 0 | 1.02 | Cogen | 1 | 0.28765 | 0 | 0 | 0 | 0 |  |  | 0.28765 | 0 |  |  |  |  | 0 | 0
8982 | HECN2 | 2 | South | YES | 0.15357 | 144.1 | 0 | 144.1 | 0 | 1.0304 | CC | 1 | 0.28772 | 144.1 | 144.1 | 22.1296 | 144.1 |  |  | 0.28772 | 41.4605 |  |  |  |  | 0 | 0
8981 | HECN1 | 1 | South | YES | 0.15357 | 144.8 | 0 | 144.8 | 0 | 1.0304 | CC | 1 | 0.28772 | 144.8 | 144.8 | 22.2371 | 144.8 |  |  | 0.28772 | 41.6619 |  |  |  |  | 0 | 0
8983 | HECN3 | 3 | South | YES | 0.15357 | 171.9 | 0 | 171.9 | 0 | 1.0304 | CC | 1 | 0.28772 | 171.9 | 171.9 | 26.3989 | 171.9 |  |  | 0.28772 | 49.4591 |  |  |  |  | 0 | 0
8936 | MVGN#1 | 1 | South | YES | 0.15357 | 216.6 | 0 | 216.6 | 0 | 1.0304 | CC | 1 | 0.28772 | 216.6 | 216.6 | 33.2635 | 216.6 |  |  | 0.28772 | 62.3202 |  |  |  |  | 0 | 0
8937 | MVGN#2 | 2 | South | YES | 0.15357 | 216.7 | 0 | 216.7 | 0 | 1.0304 | CC | 1 | 0.28772 | 216.7 | 216.7 | 33.2788 | 216.7 |  |  | 0.28772 | 62.3489 |  |  |  |  | 0 | 0
8938 | MVGN#3 | 3 | South | YES | 0.15357 | 250.9 | 0 | 250.9 | 0 | 1.0304 | CC | 1 | 0.28772 | 250.9 | 250.9 | 38.531 | 250.9 |  |  | 0.28772 | 72.189 |  |  |  |  | 0 | 0
80003 | MILHWYS | F | South | YES | 0.15363 | 0 | 0 | 0 | 0 | 1.0168 | AVR | 1 | 0.28778 | 0 | 0 | 0 | 0 |  |  | 0.28778 | 0 |  |  |  |  | 0 | 0
5933 | SI_RAY6 | 6 | South | YES | 0.15363 | 15.4 | 10 | 19.3 | 0 | 1.035 | GST | 1 | 0.28778 | 19.3 | 19.3 | 2.965 | 19.3 |  |  | 0.28778 | 5.5541 |  |  |  |  | 0 | 0
5932 | SI_RAY9 | 9 | South | YES | 0.15363 | 32 | 32 | 38 | 0 | 1.035 | CC | 1 | 0.28778 | 38 | 38 | 5.8378 | 38 |  |  | 0.28778 | 10.9355 |  |  |  |  | 0 | 0
5935 | SI_RAY10 | 10 | South | YES | 0.15363 | 47 | 10 | 47 | 0 | 1.03 | CC | 1 | 0.28778 | 47 | 47 | 7.2205 | 47 |  |  | 0.28778 | 13.5255 |  |  |  |  | 0 | 0
80080 | GWINDT11A | 4 | South | YES | 0.15367 | 3.8 | 0 | 19 | 0 | 1.025 | Wind | 1 | 0.28782 | 0 | 19 | 2.9197 | 19 |  |  | 0.28782 | 5.4685 |  |  |  |  | 0 | 0
80081 | GWINDT21A | 4 | South | YES | 0.15367 | 4.4 | 0 | 22 | 0 | 1.025 | Wind | 1 | 0.28782 | 0 | 22 | 3.3807 | 22 |  |  | 0.28782 | 6.332 |  |  |  |  | 0 | 0
80081 | GWINDT21A | 2 | South | YES | 0.15367 | 7.2 | 0 | 36 | 0 | 1.025 | Wind | 1 | 0.28782 | 0 | 36 | 5.532 | 36 |  |  | 0.28782 | 10.3614 |  |  |  |  | 0 | 0
80080 | GWINDT11A | 3 | South | YES | 0.15367 | 0 | 0 | 38 | 0 | 1.025 | Wind | 1 | 0.28782 | 0 | 38 | 5.8393 | 38 |  |  | 0.28782 | 10.937 |  |  |  |  | 0 | 0
80080 | GWINDT11A | 2 | South | YES | 0.15367 | 0 | 0 | 41 | 0 | 1.025 | Wind | 1 | 0.28782 | 0 | 41 | 6.3003 | 41 |  |  | 0.28782 | 11.8005 |  |  |  |  | 0 | 0
80081 | GWINDT21A | 3 | South | YES | 0.15367 | 8.6 | 0 | 43 | 0 | 1.025 | Wind | 1 | 0.28782 | 0 | 43 | 6.6077 | 43 |  |  | 0.28782 | 12.3761 |  |  |  |  | 0 | 0
80180 | PNSCALT11A | 2 | South | YES | 0.15367 | 10 | 0 | 50 | 0 | 1.025 | Wind | 1 | 0.28782 | 0 | 50 | 7.6833 | 50 |  |  | 0.28782 | 14.3908 |  |  |  |  | 0 | 0
80181 | PNSCALT21A | 2 | South | YES | 0.15367 | 10 | 0 | 50 | 0 | 1.025 | Wind | 1 | 0.28782 | 0 | 50 | 7.6833 | 50 |  |  | 0.28782 | 14.3908 |  |  |  |  | 0 | 0
80181 | PNSCALT21A | 1 | South | YES | 0.15367 | 16.5 | 0 | 55 | 0 | 1.025 | Wind | 1 | 0.28782 | 0 | 55 | 8.4517 | 55 |  |  | 0.28782 | 15.8299 |  |  |  |  | 0 | 0
80080 | GWINDT11A | 1 | South | YES | 0.15367 | 28.2 | 0 | 94 | 0 | 1.025 | Wind | 1 | 0.28782 | 0 | 94 | 14.4447 | 94 |  |  | 0.28782 | 27.0547 |  |  |  |  | 0 | 0
80081 | GWINDT21A | 1 | South | YES | 0.15367 | 28.2 | 0 | 94 | 0 | 1.025 | Wind | 1 | 0.28782 | 0 | 94 | 14.4447 | 94 |  |  | 0.28782 | 27.0547 |  |  |  |  | 0 | 0
80180 | PNSCALT11A | 1 | South | YES | 0.15367 | 43.8 | 0 | 148 | 0 | 1.025 | Wind | 1 | 0.28782 | 0 | 148 | 22.7427 | 148 |  |  | 0.28782 | 42.5968 |  |  |  |  | 0 | 0
60018 | DSKY1 | 1 | West | YES | -0.096705 | 21 | 0 | 84 | 0 | 1.023 | Wind | -1 | 0.28886 | 0 | 84 |  |  |  |  | -0.28886 | 0 |  |  |  |  | 0 | 0
60000 | DSKY2 | 1 | West | YES | -0.097022 | 19.1 | 0 | 76.5 |  | 1.039 | Wind | -1 | 0.28917 | 0 | 76.5 |  |  |  |  | -0.28917 | 0 |  |  |  |  | 0 | 0
60017 | ORNNWP1 | 1 | West | YES | -0.097968 | 20 | 0 | 80 |  | 1.027 | Wind | -1 | 0.29012 | 0 | 80 |  |  |  |  | -0.29012 | 0 |  |  |  |  | 0 | 0
8161 | COLETO0A | 1 | South | YES | 0.15913 | 633 | 200 | 633 | 0 | 1.03 | LIGCO | 1 | 0.29328 | 0 | 633 | 100.7293 | 633 |  |  | 0.29328 | 185.6457 |  |  |  |  | 0 | 0
58909 | PEARSALLSCG1 | 3 | South | YES | 0.15952 | 0 | 0 | 8.4 |  | 1.027 | Diesel | 1 | 0.29367 | 8.4 | 8.4 | 1.3399 | 8.4 |  |  | 0.29367 | 2.4668 |  |  |  |  | 0 | 0
58909 | PEARSALLSCG1 | 4 | South | YES | 0.15952 | 0 | 0 | 8.4 |  | 1.027 | Diesel | 1 | 0.29367 | 8.4 | 8.4 | 1.3399 | 8.4 |  |  | 0.29367 | 2.4668 |  |  |  |  | 0 | 0
58909 | PEARSALLSCG1 | 6 | South | YES | 0.15952 | 0 | 0 | 8.4 |  | 1.027 | Diesel | 1 | 0.29367 | 8.4 | 8.4 | 1.3399 | 8.4 |  |  | 0.29367 | 2.4668 |  |  |  |  | 0 | 0
58909 | PEARSALLSCG1 | 5 | South | YES | 0.15952 | 0 | 0 | 8.4 |  | 1.027 | Diesel | 1 | 0.29367 | 8.4 | 8.4 | 1.3399 | 8.4 |  |  | 0.29367 | 2.4668 |  |  |  |  | 0 | 0
58909 | PEARSALLSCG1 | 1 | South | YES | 0.15952 | 0 | 0 | 8.4 |  | 1.027 | Diesel | 1 | 0.29367 | 8.4 | 8.4 | 1.3399 | 8.4 |  |  | 0.29367 | 2.4668 |  |  |  |  | 0 | 0
58909 | PEARSALLSCG1 | 2 | South | YES | 0.15952 | 0 | 0 | 8.4 |  | 1.027 | Diesel | 1 | 0.29367 | 8.4 | 8.4 | 1.3399 | 8.4 |  |  | 0.29367 | 2.4668 |  |  |  |  | 0 | 0
58919 | PEARSALLSCG2 | 5 | South | YES | 0.15952 | 0 | 0 | 8.4 |  | 1.027 | Diesel | 1 | 0.29367 | 8.4 | 8.4 | 1.3399 | 8.4 |  |  | 0.29367 | 2.4668 |  |  |  |  | 0 | 0
58919 | PEARSALLSCG2 | 6 | South | YES | 0.15952 | 0 | 0 | 8.4 |  | 1.027 | Diesel | 1 | 0.29367 | 8.4 | 8.4 | 1.3399 | 8.4 |  |  | 0.29367 | 2.4668 |  |  |  |  | 0 | 0
58919 | PEARSALLSCG2 | 1 | South | YES | 0.15952 | 0 | 0 | 8.4 |  | 1.027 | Diesel | 1 | 0.29367 | 8.4 | 8.4 | 1.3399 | 8.4 |  |  | 0.29367 | 2.4668 |  |  |  |  | 0 | 0
58919 | PEARSALLSCG2 | 2 | South | YES | 0.15952 | 0 | 0 | 8.4 |  | 1.027 | Diesel | 1 | 0.29367 | 8.4 | 8.4 | 1.3399 | 8.4 |  |  | 0.29367 | 2.4668 |  |  |  |  | 0 | 0
58919 | PEARSALLSCG2 | 4 | South | YES | 0.15952 | 0 | 0 | 8.4 |  | 1.027 | Diesel | 1 | 0.29367 | 8.4 | 8.4 | 1.3399 | 8.4 |  |  | 0.29367 | 2.4668 |  |  |  |  | 0 | 0
58919 | PEARSALLSCG2 | 3 | South | YES | 0.15952 | 0 | 0 | 8.4 |  | 1.027 | Diesel | 1 | 0.29367 | 8.4 | 8.4 | 1.3399 | 8.4 |  |  | 0.29367 | 2.4668 |  |  |  |  | 0 | 0
58929 | PEARSALLSCG3 | 4 | South | YES | 0.15952 | 0 | 0 | 8.4 |  | 1.027 | Diesel | 1 | 0.29367 | 8.4 | 8.4 | 1.3399 | 8.4 |  |  | 0.29367 | 2.4668 |  |  |  |  | 0 | 0
58929 | PEARSALLSCG3 | 6 | South | YES | 0.15952 | 0 | 0 | 8.4 |  | 1.027 | Diesel | 1 | 0.29367 | 8.4 | 8.4 | 1.3399 | 8.4 |  |  | 0.29367 | 2.4668 |  |  |  |  | 0 | 0
58929 | PEARSALLSCG3 | 2 | South | YES | 0.15952 | 0 | 0 | 8.4 |  | 1.027 | Diesel | 1 | 0.29367 | 8.4 | 8.4 | 1.3399 | 8.4 |  |  | 0.29367 | 2.4668 |  |  |  |  | 0 | 0
58929 | PEARSALLSCG3 | 5 | South | YES | 0.15952 | 0 | 0 | 8.4 |  | 1.027 | Diesel | 1 | 0.29367 | 8.4 | 8.4 | 1.3399 | 8.4 |  |  | 0.29367 | 2.4668 |  |  |  |  | 0 | 0
58929 | PEARSALLSCG3 | 1 | South | YES | 0.15952 | 0 | 0 | 8.4 |  | 1.027 | Diesel | 1 | 0.29367 | 8.4 | 8.4 | 1.3399 | 8.4 |  |  | 0.29367 | 2.4668 |  |  |  |  | 0 | 0
58929 | PEARSALLSCG3 | 3 | South | YES | 0.15952 | 0 | 0 | 8.4 |  | 1.027 | Diesel | 1 | 0.29367 | 8.4 | 8.4 | 1.3399 | 8.4 |  |  | 0.29367 | 2.4668 |  |  |  |  | 0 | 0
58949 | PEARSALLSCG4 | 3 | South | YES | 0.15952 | 0 | 0 | 8.4 |  | 1.027 | Diesel | 1 | 0.29367 | 8.4 | 8.4 | 1.3399 | 8.4 |  |  | 0.29367 | 2.4668 |  |  |  |  | 0 | 0
58949 | PEARSALLSCG4 | 2 | South | YES | 0.15952 | 0 | 0 | 8.4 |  | 1.027 | Diesel | 1 | 0.29367 | 8.4 | 8.4 | 1.3399 | 8.4 |  |  | 0.29367 | 2.4668 |  |  |  |  | 0 | 0
58949 | PEARSALLSCG4 | 1 | South | YES | 0.15952 | 0 | 0 | 8.4 |  | 1.027 | Diesel | 1 | 0.29367 | 8.4 | 8.4 | 1.3399 | 8.4 |  |  | 0.29367 | 2.4668 |  |  |  |  | 0 | 0
58949 | PEARSALLSCG4 | 4 | South | YES | 0.15952 | 0 | 0 | 8.4 |  | 1.027 | Diesel | 1 | 0.29367 | 8.4 | 8.4 | 1.3399 | 8.4 |  |  | 0.29367 | 2.4668 |  |  |  |  | 0 | 0
58949 | PEARSALLSCG4 | 6 | South | YES | 0.15952 | 0 | 0 | 8.4 |  | 1.027 | Diesel | 1 | 0.29367 | 8.4 | 8.4 | 1.3399 | 8.4 |  |  | 0.29367 | 2.4668 |  |  |  |  | 0 | 0
58949 | PEARSALLSCG4 | 5 | South | YES | 0.15952 | 0 | 0 | 8.4 |  | 1.027 | Diesel | 1 | 0.29367 | 8.4 | 8.4 | 1.3399 | 8.4 |  |  | 0.29367 | 2.4668 |  |  |  |  | 0 | 0
38437 | TNSRBNMESA9 | 1 | West | YES | -0.10171 | 37.5 | 0 | 150 | 0 | 1.02 | Wind | -1 | 0.29386 | 0 | 150 |  |  |  |  | -0.29386 | 0 |  |  |  |  | 0 | 0
38332 | TNWDWRDU2_8 | 1 | West | YES | -0.10182 | 20 | 0 | 80 | 0 | 1.0232 | Wind | -1 | 0.29397 | 0 | 80 |  |  |  |  | -0.29397 | 0 |  |  |  |  | 0 | 0
60016 | WOODWRD11A | 1 | West | YES | -0.10184 | 20 | 0 | 80 |  | 1.033 | Wind | -1 | 0.29399 | 0 | 80 |  |  |  |  | -0.29399 | 0 |  |  |  |  | 0 | 0
6016 | SWMESA | 1 | West | YES | -0.10197 | 18.8 | 0 | 75 |  | 1.03 | Wind | -1 | 0.29412 | 0 | 75 |  |  |  |  | -0.29412 | 0 |  |  |  |  | 0 | 0
60003 | KING_NE1A | 1 | West | YES | -0.10197 | 20 | 0 | 80 |  | 1.03 | Wind | -1 | 0.29412 | 0 | 80 |  |  |  |  | -0.29412 | 0 |  |  |  |  | 0 | 0
60005 | KING_SE1A | 1 | West | YES | -0.10197 | 10 | 0 | 40 |  | 1.035 | Wind | -1 | 0.29412 | 0 | 40 |  |  |  |  | -0.29412 | 0 |  |  |  |  | 0 | 0
60201 | RIO DRCS | F | West | YES | -0.10218 | 0 | 0 | 0 | 0 | 1.025 | AVR | -1 | 0.29433 | 0 | 0 |  |  |  |  | -0.29433 | 0 |  |  |  |  | 0 | 0
88198 | BEEVILLE | F | South | YES | 0.16049 | 0 | 0 | 0 | 0 | 1.02 | AVR | 1 | 0.29464 | 0 | 0 | 0 | 0 |  |  | 0.29464 | 0 |  |  |  |  | 0 | 0
60007 | KING_SW1A | 1 | West | YES | -0.10268 | 20 | 0 | 80 |  | 1.03 | Wind | -1 | 0.29483 | 0 | 80 |  |  |  |  | -0.29483 | 0 |  |  |  |  | 0 | 0
60019 | KING_NW1A | 1 | West | YES | -0.10268 | 20 | 0 | 80 |  | 1.03 | Wind | -1 | 0.29483 | 0 | 80 |  |  |  |  | -0.29483 | 0 |  |  |  |  | 0 | 0
5892 | PEARSALLGEN3 | 1 | South | YES | 0.16264 | 19.1 | 6 | 23.9 | 0 | 1.0226 | GST | 1 | 0.29679 | 23.9 | 23.9 | 3.8872 | 23.9 |  |  | 0.29679 | 7.0933 |  |  |  |  | 0 | 0
5890 | PEARSALLGEN1 | 1 | South | YES | 0.16264 | 19.2 | 6 | 24 | 0 | 1.0226 | GST | 1 | 0.29679 | 24 | 24 | 3.9034 | 24 |  |  | 0.29679 | 7.123 |  |  |  |  | 0 | 0
5891 | PEARSALLGEN2 | 1 | South | YES | 0.16264 | 19.4 | 6 | 24.3 | 0 | 1.0226 | GST | 1 | 0.29679 | 24.3 | 24.3 | 3.9522 | 24.3 |  |  | 0.29679 | 7.212 |  |  |  |  | 0 | 0
1349 | WESTXWIN_1G | 1 | West | YES | -0.11291 | 1.3 | 0 | 6.6 |  | 1.014 | Wind | -1 | 0.30506 | 0 | 6.6 |  |  |  |  | -0.30506 | 0 |  |  |  |  | 0 | 0
1350 | NWPWRG1_1G | 1 | West | YES | -0.11291 | 6.9 | 1 | 34.3 |  | 1.014 | Wind | -1 | 0.30506 | 0 | 34.3 |  |  |  |  | -0.30506 | 0 |  |  |  |  | 0 | 0
3381 | BBRN_1G | 1 | North | YES | -0.11339 | 618 | 225 | 618 | 0 | 1.03 | LIGCO | -1 | 0.30554 | 0 | 618 |  |  | 0 | 0 | -0.30554 | 0 |  |  |  |  | 0 | 0
3382 | BBRN_2G | 2 | North | YES | -0.11339 | 589 | 225 | 589 | 0 | 1.03 | LIGCO | -1 | 0.30554 | 0 | 589 |  |  | 0 | 0 | -0.30554 | 0 |  |  |  |  | 0 | 0
1008 | PB6GEN_7G | 6 | West | YES | -0.11356 | 515 | 130 | 515 | 0 | 1.036 | GST | -1 | 0.30571 | 515 | 515 |  |  |  |  | -0.30571 | -157.4427 |  |  |  |  | 0 | 0
1007 | PB5GEN_6G | 5 | West | YES | -0.11356 | 91.2 | 40 | 114 | 0 | 1.036 | GST | -1 | 0.30571 | 114 | 114 |  |  |  |  | -0.30571 | -34.8514 |  |  |  |  | 0 | 0
1005 | PBCTDGE_4G | D | West | YES | -0.11356 | 65 | 65 | 68 | 0 | 1.036 | GGT | -1 | 0.30571 | 68 | 68 |  |  |  |  | -0.30571 | -20.7886 |  |  |  |  | 0 | 0
1004 | PBCTCGE_3G | C | West | YES | -0.11356 | 62 | 62 | 67 | 0 | 1.036 | GGT | -1 | 0.30571 | 67 | 67 |  |  |  |  | -0.30571 | -20.4828 |  |  |  |  | 0 | 0
1006 | PBCTEGE_5G | E | West | YES | -0.11356 | 65 | 65 | 67 | 0 | 1.036 | GGT | -1 | 0.30571 | 67 | 67 |  |  |  |  | -0.30571 | -20.4828 |  |  |  |  | 0 | 0
1002 | PBCTAGE_1G | A | West | YES | -0.11356 | 64 | 64 | 66 | 0 | 1.036 | GGT | -1 | 0.30571 | 66 | 66 |  |  |  |  | -0.30571 | -20.1771 |  |  |  |  | 0 | 0
1003 | PBCTBGE_2G | B | West | YES | -0.11356 | 65 | 65 | 66 | 0 | 1.036 | GGT | -1 | 0.30571 | 66 | 66 |  |  |  |  | -0.30571 | -20.1771 |  |  |  |  | 0 | 0
7038 | L_DELAWA1_1Y | 1 | West | YES | -0.11368 | 3.5 | 0 | 35 | 0 | 1 | Wind | -1 | 0.30583 | 0 | 35 |  |  |  |  | -0.30583 | 0 |  |  |  |  | 0 | 0
7038 | L_DELAWA1_1Y | 2 | West | YES | -0.11368 | 3 | 0 | 30 | 0 | 1 | Wind | -1 | 0.30583 | 0 | 30 |  |  |  |  | -0.30583 | 0 |  |  |  |  | 0 | 0
11147 | NOTREES_1G | 1 | West | YES | -0.1139 | 29.8 | 0 | 149 | 0 | 1.017 | Wind | -1 | 0.30605 | 0 | 149 |  |  |  |  | -0.30605 | 0 |  |  |  |  | 0 | 0
76091 | L_DIVIDE1_1N | W1 | West | YES | -0.11404 | 22.5 | 0 | 112.5 |  | 1.02 | Wind | -1 | 0.30619 | 0 | 112.5 |  |  |  |  | -0.30619 | 0 |  |  |  |  | 0 | 0
76095 | L_CAPRSI1_1N | W1 | West | YES | -0.11404 | 29.9 | 0 | 149.5 | 0 | 1.02 | Wind | -1 | 0.30619 | 0 | 149.5 |  |  |  |  | -0.30619 | 0 |  |  |  |  | 0 | 0
76096 | L_CAPRSI1_2N | W1 | West | YES | -0.11404 | 37.2 | 0 | 186 | 0 | 1.02 | Wind | -1 | 0.30619 | 0 | 186 |  |  |  |  | -0.30619 | 0 |  |  |  |  | 0 | 0
76097 | L_CAPRGE1_1N | W1 | West | YES | -0.11404 | 42.9 | 0 | 214.5 | 0 | 1.02 | Wind | -1 | 0.30619 | 0 | 214.5 |  |  |  |  | -0.30619 | 0 |  |  |  |  | 0 | 0
60057 | CALLAHAN1A | 1 | West | YES | -0.11432 | 22.8 | 0 | 114 | 0 | 1.04 | Wind | -1 | 0.30647 | 0 | 114 |  |  |  |  | -0.30647 | 0 |  |  |  |  | 0 | 0
76031 | L_GASCCR1_1N | W1 | West | YES | -0.11458 | 30 | 0 | 150 | 0 | 1.02 | Wind | -1 | 0.30673 | 0 | 150 |  |  |  |  | -0.30673 | 0 |  |  |  |  | 0 | 0
13133 | CALFREST_3G | 3 | North | YES | -0.11497 | 177.4 | 40 | 177.4 | 0 | 1.031 | CC | -1 | 0.30712 | 177.4 | 177.4 |  |  | -20.3964 | 177.4 | -0.30712 | -54.484 |  |  |  |  | 0 | 0
13132 | CALFREST_2G | 2 | North | YES | -0.11497 | 151 | 57 | 151 | 0 | 1.031 | CC | -1 | 0.30712 | 151 | 151 |  |  | -17.3611 | 151 | -0.30712 | -46.3759 |  |  |  |  | 0 | 0
13131 | CALFREST_1G | 1 | North | YES | -0.11497 | 150.7 | 40 | 150.7 | 0 | 1.031 | CC | -1 | 0.30712 | 150.7 | 150.7 |  |  | -17.3266 | 150.7 | -0.30712 | -46.2837 |  |  |  |  | 0 | 0
1320 | BSP 1 | 1 | West | YES | -0.11502 | 25.5 | 2.9 | 25.8 | 0 | 1 | Cogen | -1 | 0.30717 | 0 | 0 |  |  |  |  | -0.30717 | 0 |  |  |  |  | 0 | 0
1326 | STANTONW_8 | 1 | West | YES | -0.11517 | 20.1 | 0 | 100.5 |  | 1.01 | Wind | -1 | 0.30732 | 0 | 100.5 |  |  |  |  | -0.30732 | 0 |  |  |  |  | 0 | 0
11025 | TIEHVSG_2G | 1 | West | YES | -0.1152 | 213.2 | 63 | 213.2 | 0 | 1.012 | CC | -1 | 0.30735 | 213.2 | 213.2 |  |  |  |  | -0.30735 | -65.527 |  |  |  |  | 0 | 0
11020 | TIEHVSG_1G | 1 | West | YES | -0.1152 | 208.2 | 63 | 208.2 | 0 | 1.012 | CC | -1 | 0.30735 | 208.2 | 208.2 |  |  |  |  | -0.30735 | -63.9903 |  |  |  |  | 0 | 0
11024 | TIEHVCG_4G | 1 | West | YES | -0.1152 | 147 | 103 | 147 | 0 | 1.012 | CC | -1 | 0.30735 | 147 | 147 |  |  |  |  | -0.30735 | -45.1804 |  |  |  |  | 0 | 0
11021 | TIEHVCG_1G | 1 | West | YES | -0.1152 | 142.1 | 103 | 142.1 | 0 | 1.012 | CC | -1 | 0.30735 | 142.1 | 142.1 |  |  |  |  | -0.30735 | -43.6744 |  |  |  |  | 0 | 0
11023 | TIEHVCG_3G | 1 | West | YES | -0.1152 | 137.4 | 103 | 137.4 | 0 | 1.012 | CC | -1 | 0.30735 | 137.4 | 137.4 |  |  |  |  | -0.30735 | -42.2299 |  |  |  |  | 0 | 0
11022 | TIEHVCG_2G | 1 | West | YES | -0.1152 | 132.4 | 103 | 132.4 | 0 | 1.012 | CC | -1 | 0.30735 | 132.4 | 132.4 |  |  |  |  | -0.30735 | -40.6931 |  |  |  |  | 0 | 0
11014 | NAV6ST | 1 | West | YES | -0.11522 | 115 | 40 | 115 | 0 | 1.029 | CC | -1 | 0.30737 | 115 | 115 |  |  |  |  | -0.30737 | -35.3473 |  |  |  |  | 0 | 0
11011 | NAV3ST | 1 | West | YES | -0.11522 | 92.8 | 40 | 92.8 | 0 | 1.029 | CC | -1 | 0.30737 | 92.8 | 92.8 |  |  |  |  | -0.30737 | -28.5237 |  |  |  |  | 0 | 0
11012 | NAV4CT | 1 | West | YES | -0.11522 | 80 | 18 | 80 | 0 | 1.029 | CC | -1 | 0.30737 | 80 | 80 |  |  |  |  | -0.30737 | -24.5894 |  |  |  |  | 0 | 0
11013 | NAV5CT | 1 | West | YES | -0.11522 | 80 | 18 | 80 | 0 | 1.029 | CC | -1 | 0.30737 | 80 | 80 |  |  |  |  | -0.30737 | -24.5894 |  |  |  |  | 0 | 0
11009 | NAV2CT | 1 | West | YES | -0.11522 | 71.4 | 18 | 71.4 | 0 | 1.029 | CC | -1 | 0.30737 | 71.4 | 71.4 |  |  |  |  | -0.30737 | -21.9461 |  |  |  |  | 0 | 0
11001 | NAV1CT | 1 | West | YES | -0.11522 | 70.4 | 18 | 70.4 | 0 | 1.029 | CC | -1 | 0.30737 | 70.4 | 70.4 |  |  |  |  | -0.30737 | -21.6387 |  |  |  |  | 0 | 0
13136 | CALFREST_6G | 6 | North | YES | -0.1153 | 177.5 | 40 | 177.5 | 0 | 1.031 | CC | -1 | 0.30745 | 177.5 | 177.5 |  |  | -20.4665 | 177.5 | -0.30745 | -54.5733 |  |  |  |  | 0 | 0
13135 | CALFREST_5G | 5 | North | YES | -0.1153 | 152.3 | 57 | 152.3 | 0 | 1.031 | CC | -1 | 0.30745 | 152.3 | 152.3 |  |  | -17.5608 | 152.3 | -0.30745 | -46.8254 |  |  |  |  | 0 | 0
13134 | CALFREST_4G | 4 | North | YES | -0.1153 | 151.5 | 40 | 151.5 | 0 | 1.031 | CC | -1 | 0.30745 | 151.5 | 151.5 |  |  | -17.4686 | 151.5 | -0.30745 | -46.5794 |  |  |  |  | 0 | 0
1328 | OCOTILLO_1G | 1 | West | YES | -0.11538 | 11.6 | 0 | 58 |  | 1.01 | Wind | -1 | 0.30753 | 0 | 58 |  |  |  |  | -0.30753 | 0 |  |  |  |  | 0 | 0
1333 | MCDDONAL_8 | 1 | West | YES | -0.11567 | 42.8 | 0 | 214.2 |  | 1.01 | Wind | -1 | 0.30782 | 0 | 214.2 |  |  |  |  | -0.30782 | 0 |  |  |  |  | 0 | 0
1327 | WILDHRSE_1G | 1 | West | YES | -0.11605 | 0 | 0 | 120 |  | 1 | Wind | -1 | 0.3082 | 0 | 120 |  |  |  |  | -0.3082 | 0 |  |  |  |  | 0 | 0
1360 | GUNSIGHT_8 | 1 | West | YES | -0.11611 | 0 | 0 | 120 |  | 1.01 | Wind | -1 | 0.30827 | 0 | 120 |  |  |  |  | -0.30827 | 0 |  |  |  |  | 0 | 0
5903 | SANMIGUELGEN | 1 | South | YES | 0.17433 | 396.3 | 180 | 396.3 | 0 | 1.0336 | LIGCO | 1 | 0.30848 | 0 | 396.3 | 69.0854 | 396.3 |  |  | 0.30848 | 122.2487 |  |  |  |  | 0 | 0
11320 | COYOTE_1G | 1 | West | YES | -0.11657 | 22.5 | 0 | 225 |  | 1 | Wind | -1 | 0.30872 | 0 | 225 |  |  |  |  | -0.30872 | 0 |  |  |  |  | 0 | 0
1045 | CALENG1G_1G | 1 | West | YES | -0.11658 | 73.4 | 27 | 73.4 | 0 | 1.014 | Cogen | -1 | 0.30874 | 0 | 0 |  |  |  |  | -0.30874 | 0 |  |  |  |  | 0 | 0
1046 | CALENG2G_2G | 2 | West | YES | -0.11658 | 73.4 | 27 | 73.4 | 0 | 1.014 | Cogen | -1 | 0.30874 | 0 | 0 |  |  |  |  | -0.30874 | 0 |  |  |  |  | 0 | 0
1047 | CALENG3G_3G | 3 | West | YES | -0.11658 | 70.4 | 27 | 70.4 | 0 | 1.014 | Cogen | -1 | 0.30874 | 0 | 0 |  |  |  |  | -0.30874 | 0 |  |  |  |  | 0 | 0
11309 | BULLCREK_2G | 1 | West | YES | -0.11668 | 20.9 | 0 | 180 |  | 1 | Wind | -1 | 0.30883 | 0 | 180 |  |  |  |  | -0.30883 | 0 |  |  |  |  | 0 | 0
11310 | BULLCREK_1G | 1 | West | YES | -0.11668 | 15.1 | 0 | 180 |  | 1 | Wind | -1 | 0.30883 | 0 | 180 |  |  |  |  | -0.30883 | 0 |  |  |  |  | 0 | 0
1058 | LONGSHORE_5 | 1 | West | YES | -0.1169 | 30 | 0 | 150 |  | 1.01 | Wind | -1 | 0.30905 | 0 | 150 |  |  |  |  | -0.30905 | 0 |  |  |  |  | 0 | 0
1058 | LONGSHORE_5 | 2 | West | YES | -0.1169 | 44 | 0 | 220 |  | 1.01 | Wind | -1 | 0.30905 | 0 | 220 |  |  |  |  | -0.30905 | 0 |  |  |  |  | 0 | 0
11065 | ELBOWCK_1G | 1 | West | YES | -0.1169 | 23.4 | 0 | 121.9 | 0 | 1 | Wind | -1 | 0.30905 | 0 | 121.9 |  |  |  |  | -0.30905 | 0 |  |  |  |  | 0 | 0
60058 | BUFF_GAP1A | 1 | West | YES | -0.11717 | 24 | 0 | 120 |  | 1 | Wind | -1 | 0.30932 | 0 | 120 |  |  |  |  | -0.30932 | 0 |  |  |  |  | 0 | 0
60060 | CIRELLO | 1 | West | YES | -0.11717 | 46.6 | 0 | 233 | 0 | 1 | Wind | -1 | 0.30932 | 0 | 233 |  |  |  |  | -0.30932 | 0 |  |  |  |  | 0 | 0
60063 | BUFF_GAP1B | 1 | West | YES | -0.11717 | 34 | 0 | 170.2 | 0 | 1.02 | Wind | -1 | 0.30932 | 0 | 170.2 |  |  |  |  | -0.30932 | 0 |  |  |  |  | 0 | 0
60066 | H_HOLLOW1A | 1 | West | YES | -0.11717 | 44.4 | 0 | 222 | 0 | 1.005 | Wind | -1 | 0.30932 | 0 | 222 |  |  |  |  | -0.30932 | 0 |  |  |  |  | 0 | 0
60068 | HHOLLOW21A | 1 | West | YES | -0.11717 | 36.8 | 0 | 184 | 0 | 1.025 | Wind | -1 | 0.30932 | 0 | 184 |  |  |  |  | -0.30932 | 0 |  |  |  |  | 0 | 0
60070 | HHOLLOW31A | 1 | West | YES | -0.11717 | 44.8 | 0 | 224 | 0 | 1.025 | Wind | -1 | 0.30932 | 0 | 224 |  |  |  |  | -0.30932 | 0 |  |  |  |  | 0 | 0
60072 | HHOLLOW41A | 1 | West | YES | -0.11717 | 23 | 0 | 115 | 0 | 1.025 | Wind | -1 | 0.30932 | 0 | 115 |  |  |  |  | -0.30932 | 0 |  |  |  |  | 0 | 0
1037 | MORGAN5G_5G | 5 | West | YES | -0.11719 | 109.6 | 40 | 137 | 0 | 1.029 | GST | -1 | 0.30934 | 137 | 137 |  |  |  |  | -0.30934 | -42.3796 |  |  |  |  | 0 | 0
1040 | MRGNBG_2G | B | West | YES | -0.11719 | 70 | 70 | 71 | 0 | 1.029 | GGT | -1 | 0.30934 | 71 | 71 |  |  |  |  | -0.30934 | -21.9631 |  |  |  |  | 0 | 0
1041 | MRGNCG_3G | C | West | YES | -0.11719 | 69 | 69 | 70 | 0 | 1.029 | GGT | -1 | 0.30934 | 70 | 70 |  |  |  |  | -0.30934 | -21.6538 |  |  |  |  | 0 | 0
1043 | MRGNEG_5G | E | West | YES | -0.11719 | 68 | 68 | 70 | 0 | 1.029 | GGT | -1 | 0.30934 | 70 | 70 |  |  |  |  | -0.30934 | -21.6538 |  |  |  |  | 0 | 0
1039 | MRGNAG_1G | A | West | YES | -0.11719 | 69 | 69 | 69 | 0 | 1.029 | GGT | -1 | 0.30934 | 69 | 69 |  |  |  |  | -0.30934 | -21.3445 |  |  |  |  | 0 | 0
1042 | MRGNDG_4G | D | West | YES | -0.11719 | 68 | 68 | 68 | 0 | 1.029 | GGT | -1 | 0.30934 | 68 | 68 |  |  |  |  | -0.30934 | -21.0351 |  |  |  |  | 0 | 0
1044 | MRGNFG_6G | F | West | YES | -0.11719 | 66 | 66 | 66 | 0 | 1.029 | GGT | -1 | 0.30934 | 66 | 66 |  |  |  |  | -0.30934 | -20.4164 |  |  |  |  | 0 | 0
6637 | SNYDERW1A | 1 | West | YES | -0.11733 | 12.6 | 0 | 63 | 0 | 1.025 | Wind | -1 | 0.30948 | 0 | 63 |  |  |  |  | -0.30948 | 0 |  |  |  |  | 0 | 0
1068 | SCURRYCW_1G | 1 | West | YES | -0.11744 | 28.2 | 1.3 | 141 | 0 | 1.0217 | Wind | -1 | 0.30959 | 0 | 141 |  |  |  |  | -0.30959 | 0 |  |  |  |  | 0 | 0
1073 | SCURRYCW_2G | 2 | West | YES | -0.11744 | 24 | 0 | 120 | 0 | 1.0217 | Wind | -1 | 0.30959 | 0 | 120 |  |  |  |  | -0.30959 | 0 |  |  |  |  | 0 | 0
1061 | CIELOGEN_1G | 1 | West | YES | -0.11746 | 19.8 | 0 | 99 |  | 1 | Wind | -1 | 0.30961 | 0 | 99 |  |  |  |  | -0.30961 | 0 |  |  |  |  | 0 | 0
1062 | CIELOGEN_2G | 1 | West | YES | -0.11746 | 12.2 | 0 | 61 |  | 1 | Wind | -1 | 0.30961 | 0 | 61 |  |  |  |  | -0.30961 | 0 |  |  |  |  | 0 | 0
1069 | KINDERMG_1G | 1 | West | YES | -0.11746 | 25 | 5 | 25 | 0 | 1.017 | Cogen | -1 | 0.30961 | 0 | 0 |  |  |  |  | -0.30961 | 0 |  |  |  |  | 0 | 0
1070 | KINDERMG_2G | 1 | West | YES | -0.11746 | 45.7 | 12 | 45.7 | 0 | 1.017 | Cogen | -1 | 0.30961 | 0 | 0 |  |  |  |  | -0.30961 | 0 |  |  |  |  | 0 | 0
1071 | KINDERMG_3G | 1 | West | YES | -0.11746 | 45.7 | 12 | 45.7 | 0 | 1.017 | Cogen | -1 | 0.30961 | 0 | 0 |  |  |  |  | -0.30961 | 0 |  |  |  |  | 0 | 0
36998 | RDCNYNG1 | 1 | West | YES | -0.11779 | 16.8 | 0 | 84 |  | 1.01 | Wind | -1 | 0.30994 | 0 | 84 |  |  |  |  | -0.30994 | 0 |  |  |  |  | 0 | 0
1343 | TRENTIPP_8 | 1 | West | YES | -0.11854 | 30 | 0 | 150 |  | 1.014 | Wind | -1 | 0.31069 | 0 | 150 |  |  |  |  | -0.31069 | 0 |  |  |  |  | 0 | 0
1354 | AEPWIND_8 | 1 | West | YES | -0.11854 | 20.2 | 0 | 101 |  | 1 | Wind | -1 | 0.31069 | 0 | 101 |  |  |  |  | -0.31069 | 0 |  |  |  |  | 0 | 0
71051 | L_BITTCR1_1N | W1 | West | YES | -0.11876 | 7.5 | 0 | 37.5 |  | 1.02 | Wind | -1 | 0.31091 | 0 | 37.5 |  |  |  |  | -0.31091 | 0 |  |  |  |  | 0 | 0
71054 | L_SWEETW1_1N | W1 | West | YES | -0.11876 | 21.5 | 0 | 107.5 |  | 1.02 | Wind | -1 | 0.31091 | 0 | 107.5 |  |  |  |  | -0.31091 | 0 |  |  |  |  | 0 | 0
71057 | L_SWEETW1_2N | W1 | West | YES | -0.11876 | 27 | 0 | 135 |  | 1.02 | Wind | -1 | 0.31091 | 0 | 135 |  |  |  |  | -0.31091 | 0 |  |  |  |  | 0 | 0
71059 | L_SWEETW1_3N | W1 | West | YES | -0.11876 | 23.8 | 0 | 119 | 0 | 1.02 | Wind | -1 | 0.31091 | 0 | 119 |  |  |  |  | -0.31091 | 0 |  |  |  |  | 0 | 0
71060 | L_SWEETW1_4N | W1 | West | YES | -0.11876 | 21 | 0 | 105 | 0 | 1.02 | Wind | -1 | 0.31091 | 0 | 105 |  |  |  |  | -0.31091 | 0 |  |  |  |  | 0 | 0
71061 | L_SWEETW1_5N | W1 | West | YES | -0.11876 | 16.1 | 0 | 80.5 | 0 | 1.02 | Wind | -1 | 0.31091 | 0 | 80.5 |  |  |  |  | -0.31091 | 0 |  |  |  |  | 0 | 0
11056 | ROSCOE_1G | 1 | West | YES | -0.11876 | 41.8 | 0 | 209 |  | 1 | Wind | -1 | 0.31091 | 0 | 209 |  |  |  |  | -0.31091 | 0 |  |  |  |  | 0 | 0
11057 | CHAMPION_1G | 1 | West | YES | -0.11876 | 25.3 | 0 | 126.5 |  | 1 | Wind | -1 | 0.31091 | 0 | 126.5 |  |  |  |  | -0.31091 | 0 |  |  |  |  | 0 | 0
11058 | PYRON_1G | 1 | West | YES | -0.11876 | 49.8 | 0 | 249 |  | 1 | Wind | -1 | 0.31091 | 0 | 249 |  |  |  |  | -0.31091 | 0 |  |  |  |  | 0 | 0
11059 | INADALE_1G | 1 | West | YES | -0.11876 | 39.4 | 0 | 197 |  | 1 | Wind | -1 | 0.31091 | 0 | 197 |  |  |  |  | -0.31091 | 0 |  |  |  |  | 0 | 0
6144 | MCADOO1A | 1 | West | YES | -0.11923 | 15 | 0 | 150 | 0 | 1.025 | Wind | -1 | 0.31138 | 0 | 150 |  |  |  |  | -0.31138 | 0 |  |  |  |  | 0 | 0
6407 | TURKTRAK1A | 1 | West | YES | -0.11939 | 33.9 | 0 | 169.5 | 0 | 1.025 | Wind | -1 | 0.31154 | 0 | 169.5 |  |  |  |  | -0.31154 | 0 |  |  |  |  | 0 | 0
1417 | SWETWATR_2G | 2 | West | YES | -0.1195 | 72 | 36 | 72 | 0 | 1.026 | CC | -1 | 0.31165 | 72 | 72 |  |  |  |  | -0.31165 | -22.4389 |  |  |  |  | 0 | 0
1418 | SWETWATR_3G | 3 | West | YES | -0.1195 | 68 | 36 | 68 | 0 | 1.026 | CC | -1 | 0.31165 | 68 | 68 |  |  |  |  | -0.31165 | -21.1923 |  |  |  |  | 0 | 0
1419 | SWETWATR_4G | 4 | West | YES | -0.1195 | 61 | 36 | 61 | 0 | 1.026 | CC | -1 | 0.31165 | 61 | 61 |  |  |  |  | -0.31165 | -19.0108 |  |  |  |  | 0 | 0
1416 | SWETWATR_1G | 1 | West | YES | -0.1195 | 30 | 18 | 30 | 0 | 1.026 | CC | -1 | 0.31165 | 30 | 30 |  |  |  |  | -0.31165 | -9.3496 |  |  |  |  | 0 | 0
8189 | CUECPL2A | 1 | South | YES | 0.17807 | 12 | 0 | 12 | 0 | 1.02 | Cogen | 1 | 0.31221 | 0 | 0 | 0 | 0 |  |  | 0.31221 | 0 |  |  |  |  | 0 | 0
60081 | WHRLWIND1A | 1 | West | YES | -0.1209 | 12 | 0 | 60 | 0 | 1.03 | Wind | -1 | 0.31305 | 0 | 60 |  |  |  |  | -0.31305 | 0 |  |  |  |  | 0 | 0
3108 | STRYKER_2G | 2 | North | YES | -0.12129 | 484 | 75 | 484 | 0 | 1.029 | GST | -1 | 0.31344 | 484 | 484 |  |  | -58.7019 | 484 | -0.31344 | -151.703 |  |  |  |  | 0 | 0
3107 | STRYKER_1G | 1 | North | YES | -0.12129 | 145.6 | 45 | 182 | 0 | 1.029 | GST | -1 | 0.31344 | 182 | 182 |  |  | -22.0739 | 182 | -0.31344 | -57.0453 |  |  |  |  | 0 | 0
3309 | ASPN_G | 1 | North | YES | -0.12177 | 50 | 0 | 50 |  | 1 | Bio | -1 | 0.31392 | 50 | 50 |  |  | -6.0883 | 50 | -0.31392 | -15.6958 |  |  |  |  | 0 | 0
3348 | CHAMPION_1G | MB | North | YES | -0.12183 | 0 | 42 | 42 |  | 1 | Cogen | -1 | 0.31398 | 0 | 0 |  |  | 0 | 0 | -0.31398 | 0 |  |  |  |  | 0 | 0
13119 | TGATEWAY_4G | 4 | North | YES | -0.12261 | 399 | 65 | 399 | 0 | 1.0232 | CC | -1 | 0.31476 | 399 | 399 |  |  | -48.9222 | 399 | -0.31476 | -125.5904 |  |  |  |  | 0 | 0
13116 | TGATEWAY_1G | 1 | North | YES | -0.12261 | 151 | 30 | 151 | 0 | 1.0232 | CC | -1 | 0.31476 | 151 | 151 |  |  | -18.5144 | 151 | -0.31476 | -47.5292 |  |  |  |  | 0 | 0
13118 | TGATEWAY_3G | 3 | North | YES | -0.12261 | 148 | 30 | 148 | 0 | 1.0232 | CC | -1 | 0.31476 | 148 | 148 |  |  | -18.1466 | 148 | -0.31476 | -46.5849 |  |  |  |  | 0 | 0
13117 | TGATEWAY_2G | 2 | North | YES | -0.12261 | 130 | 30 | 130 | 0 | 1.0232 | CC | -1 | 0.31476 | 130 | 130 |  |  | -15.9396 | 130 | -0.31476 | -40.9192 |  |  |  |  | 0 | 0
1437 | MESQUITW_1G | 1 | North | YES | -0.12283 | 40 | 0 | 400 | 0 | 1.023 | Wind | -1 | 0.31499 | 0 | 400 |  |  | 0 | 0 | -0.31499 | 0 |  |  |  |  | 0 | 0
1438 | MESQUITW_2G | 1 | North | YES | -0.12284 | 23.6 | 0 | 236 |  | 1.017 | Wind | -1 | 0.31499 | 0 | 236 |  |  | 0 | 0 | -0.31499 | 0 |  |  |  |  | 0 | 0
3097 | MARTLAKE_1G | 1 | North | YES | -0.12326 | 790 | 500 | 790 | 0 | 1.017 | LIGCO | -1 | 0.31541 | 0 | 790 |  |  | 0 | 0 | -0.31541 | 0 |  |  |  |  | 0 | 0
3098 | MARTLAKE_2G | 2 | North | YES | -0.12326 | 795 | 461 | 795 | 0 | 1.017 | LIGCO | -1 | 0.31541 | 0 | 795 |  |  | 0 | 0 | -0.31541 | 0 |  |  |  |  | 0 | 0
3099 | MARTLAKE_3G | 3 | North | YES | -0.12326 | 804 | 500 | 804 | 0 | 1.017 | LIGCO | -1 | 0.31541 | 0 | 804 |  |  | 0 | 0 | -0.31541 | 0 |  |  |  |  | 0 | 0
5401 | CALAVER_JKS1 | 1 | South | YES | 0.18166 | 562 | 100 | 562 | 0 | 1.026 | LIGCO | 1 | 0.31581 | 0 | 562 | 102.0918 | 562 |  |  | 0.31581 | 177.4836 |  |  |  |  | 0 | 0
5268 | LEON_LCPCT3 | 3 | South | YES | 0.18187 | 43 | 24 | 43 | 0 | 1.0197 | GGT | 1 | 0.31602 | 43 | 43 | 7.8205 | 43 |  |  | 0.31602 | 13.5889 |  |  |  |  | 0 | 0
5266 | LEON_LCPCT1 | 1 | South | YES | 0.18187 | 44 | 24 | 44 | 0 | 1.0197 | GGT | 1 | 0.31602 | 44 | 44 | 8.0023 | 44 |  |  | 0.31602 | 13.9049 |  |  |  |  | 0 | 0
5267 | LEON_LCPCT2 | 2 | South | YES | 0.18187 | 44 | 24 | 44 | 0 | 1.0197 | GGT | 1 | 0.31602 | 44 | 44 | 8.0023 | 44 |  |  | 0.31602 | 13.9049 |  |  |  |  | 0 | 0
5269 | LEON_LCPCT4 | 4 | South | YES | 0.18187 | 45 | 24 | 45 | 0 | 1.0197 | GGT | 1 | 0.31602 | 45 | 45 | 8.1842 | 45 |  |  | 0.31602 | 14.2209 |  |  |  |  | 0 | 0
5264 | LEON_LCP3G3 | 3 | South | YES | 0.18187 | 0 | 20 | 58 |  | 1.0197 | GST | 1 | 0.31602 | 58 | 58 | 10.5485 | 58 |  |  | 0.31602 | 18.3292 |  |  |  |  | 0 | 0
5265 | LEON_LCP4G4 | 4 | South | YES | 0.18187 | 89 | 25 | 89 | 0 | 1.0197 | GST | 1 | 0.31602 | 89 | 89 | 16.1865 | 89 |  |  | 0.31602 | 28.1258 |  |  |  |  | 0 | 0
7031 | L_MARSFO1G1Y | 1 | South | YES | 0.18194 | 0 | 0 | 36 |  | 1 | Hydro | 1 | 0.31609 | 0 | 0 | 0 | 0 |  |  | 0.31609 | 0 |  |  |  |  | 0 | 0
7032 | L_MARSFO1G2Y | 2 | South | YES | 0.18194 | 0 | 0 | 35 |  | 1 | Hydro | 1 | 0.31609 | 0 | 0 | 0 | 0 |  |  | 0.31609 | 0 |  |  |  |  | 0 | 0
7033 | L_MARSFO1G3Y | 3 | South | YES | 0.18194 | 0 | 0 | 36 |  | 1 | Hydro | 1 | 0.31609 | 0 | 0 | 0 | 0 |  |  | 0.31609 | 0 |  |  |  |  | 0 | 0
1442 | COKFIELD_5 | 1 | North | YES | -0.12412 | 16.5 | 0 | 165 |  | 1.029 | Wind | -1 | 0.31627 | 0 | 165 |  |  | 0 | 0 | -0.31627 | 0 |  |  |  |  | 0 | 0
5476 | BRA_AVR1_CT1 | 1 | South | YES | 0.18247 | 155 | 90 | 155 | 0 | 1.025 | CC | 1 | 0.31662 | 155 | 155 | 28.283 | 155 |  |  | 0.31662 | 49.0761 |  |  |  |  | 0 | 0
5478 | BRA_AVR1_CT2 | 1 | South | YES | 0.18247 | 155 | 90 | 155 | 0 | 1.025 | CC | 1 | 0.31662 | 155 | 155 | 28.283 | 155 |  |  | 0.31662 | 49.0761 |  |  |  |  | 0 | 0
5477 | BRA_AVR1_ST | 1 | South | YES | 0.18247 | 174 | 138 | 174 | 0 | 1.025 | CC | 1 | 0.31662 | 174 | 174 | 31.75 | 174 |  |  | 0.31662 | 55.0919 |  |  |  |  | 0 | 0
5028 | BRAUNIG_VHB3 | 3 | South | YES | 0.1831 | 407 | 60 | 407 | 0 | 1.0138 | GST | 1 | 0.31725 | 407 | 407 | 74.5221 | 407 |  |  | 0.31725 | 129.1208 |  |  |  |  | 0 | 0
6100 | OKLA7A | EQ | West | YES | -0.1251 | 50 | -220 | 220 | 0 | 1.035 | DCTie | -1 | 0.31726 | 0 | 0 |  |  |  |  | -0.31726 | 0 |  |  |  |  | 0 | 0
6752 | OKLA0A | 1 | West | YES | -0.1251 | 649.7 | 175 | 649.7 | 0 | 1.035 | LIGCO | -1 | 0.31726 | 0 | 649.7 |  |  |  |  | -0.31726 | 0 |  |  |  |  | 0 | 0
5026 | BRAUNIG_VHB1 | 1 | South | YES | 0.18318 | 215 | 40 | 215 | 0 | 1.0192 | GST | 1 | 0.31733 | 215 | 215 | 39.3841 | 215 |  |  | 0.31733 | 68.2262 |  |  |  |  | 0 | 0
5027 | BRAUNIG_VHB2 | 2 | South | YES | 0.18318 | 216 | 40 | 216 | 0 | 1.0192 | GST | 1 | 0.31733 | 216 | 216 | 39.5673 | 216 |  |  | 0.31733 | 68.5435 |  |  |  |  | 0 | 0
5397 | CALAVER_OWS2 | 2 | South | YES | 0.18341 | 400 | 80 | 400 | 0 | 1.0192 | GST | 1 | 0.31756 | 400 | 400 | 73.366 | 400 |  |  | 0.31756 | 127.0256 |  |  |  |  | 0 | 0
5396 | CALAVER_OWS1 | 1 | South | YES | 0.18341 | 418 | 80 | 418 | 0 | 1.0192 | GST | 1 | 0.31756 | 418 | 418 | 76.6675 | 418 |  |  | 0.31756 | 132.7418 |  |  |  |  | 0 | 0
5111 | CALAVER_JTD1 | 1 | South | YES | 0.18367 | 430 | 80 | 430 | 0 | 1.0138 | LIGCO | 1 | 0.31782 | 0 | 430 | 78.979 | 430 |  |  | 0.31782 | 136.6631 |  |  |  |  | 0 | 0
5112 | CALAVER_JTD2 | 2 | South | YES | 0.18367 | 430 | 80 | 430 | 0 | 1.0138 | LIGCO | 1 | 0.31782 | 0 | 430 | 78.979 | 430 |  |  | 0.31782 | 136.6631 |  |  |  |  | 0 | 0
5436 | TUTTL_WBT1G1 | 1 | South | YES | 0.18447 | 48.8 | 20 | 61 | 0 | 1.012 | GST | 1 | 0.31862 | 61 | 61 | 11.2527 | 61 |  |  | 0.31862 | 19.4358 |  |  |  |  | 0 | 0
5438 | TUTTL_WBT3G3 | 3 | South | YES | 0.18447 | 95 | 25 | 95 | 0 | 1.012 | GST | 1 | 0.31862 | 95 | 95 | 17.5247 | 95 |  |  | 0.31862 | 30.2689 |  |  |  |  | 0 | 0
5439 | TUTTL_WBT4G4 | 4 | South | YES | 0.18447 | 151 | 40 | 151 | 0 | 1.012 | GST | 1 | 0.31862 | 151 | 151 | 27.8551 | 151 |  |  | 0.31862 | 48.1116 |  |  |  |  | 0 | 0
1432 | GRHAMSES_2G | 2 | North | YES | -0.12818 | 294.9 | 90 | 366 | 0 | 1.014 | GST | -1 | 0.32033 | 366 | 366 |  |  | -46.9131 | 366 | -0.32033 | -117.2404 |  |  |  |  | 0 | 0
12424 | FPLEFR2S_G | 4 | North | YES | -0.12823 | 415 | 191 | 415 | 0 | 1 | CC | -1 | 0.32039 | 415 | 415 |  |  | -53.2175 | 415 | -0.32039 | -132.9602 |  |  |  |  | 0 | 0
12414 | FPLEFR1S_G | 4 | North | YES | -0.12823 | 414 | 191 | 414 | 0 | 1 | CC | -1 | 0.32039 | 414 | 414 |  |  | -53.0893 | 414 | -0.32039 | -132.6398 |  |  |  |  | 0 | 0
12412 | FPLEFR1B_G | 2 | North | YES | -0.12823 | 164 | 72 | 164 | 0 | 1 | CC | -1 | 0.32039 | 164 | 164 |  |  | -21.0305 | 164 | -0.32039 | -52.5433 |  |  |  |  | 0 | 0
12413 | FPLEFR1C_G | 3 | North | YES | -0.12823 | 164 | 72 | 164 | 0 | 1 | CC | -1 | 0.32039 | 164 | 164 |  |  | -21.0305 | 164 | -0.32039 | -52.5433 |  |  |  |  | 0 | 0
12423 | FPLEFR2C_G | 3 | North | YES | -0.12823 | 163 | 72 | 163 | 0 | 1 | CC | -1 | 0.32039 | 163 | 163 |  |  | -20.9023 | 163 | -0.32039 | -52.2229 |  |  |  |  | 0 | 0
12421 | FPLEFR2A_G | 1 | North | YES | -0.12823 | 162 | 72 | 162 | 0 | 1 | CC | -1 | 0.32039 | 162 | 162 |  |  | -20.7741 | 162 | -0.32039 | -51.9025 |  |  |  |  | 0 | 0
12411 | FPLEFR1A_G | 1 | North | YES | -0.12823 | 161 | 72 | 161 | 0 | 1 | CC | -1 | 0.32039 | 161 | 161 |  |  | -20.6458 | 161 | -0.32039 | -51.5821 |  |  |  |  | 0 | 0
12422 | FPLEFR2B_G | 2 | North | YES | -0.12823 | 161 | 72 | 161 | 0 | 1 | CC | -1 | 0.32039 | 161 | 161 |  |  | -20.6458 | 161 | -0.32039 | -51.5821 |  |  |  |  | 0 | 0
1479 | WFCOGEN_1G | 1 | North | YES | -0.12835 | 16 | 12 | 20 | 0 | 1 | Cogen | -1 | 0.3205 | 0 | 0 |  |  | 0 | 0 | -0.3205 | 0 |  |  |  |  | 0 | 0
1479 | WFCOGEN_1G | 2 | North | YES | -0.12835 | 16 | 12 | 20 | 0 | 1 | Cogen | -1 | 0.3205 | 0 | 0 |  |  | 0 | 0 | -0.3205 | 0 |  |  |  |  | 0 | 0
1482 | WFCOGEN_2G | 2 | North | YES | -0.12835 | 13.6 | 12 | 17 | 0 | 1 | Cogen | -1 | 0.3205 | 0 | 0 |  |  | 0 | 0 | -0.3205 | 0 |  |  |  |  | 0 | 0
1482 | WFCOGEN_2G | 1 | North | YES | -0.12835 | 16 | 12 | 20 | 0 | 1 | Cogen | -1 | 0.3205 | 0 | 0 |  |  | 0 | 0 | -0.3205 | 0 |  |  |  |  | 0 | 0
1433 | GRHAMSES_1G | 1 | North | YES | -0.12851 | 242 | 60 | 242 | 0 | 1.038 | GST | -1 | 0.32066 | 242 | 242 |  |  | -31.0982 | 242 | -0.32066 | -77.5987 |  |  |  |  | 0 | 0
3126 | TRINIDAD_6G | 1 | North | YES | -0.12904 | 179.2 | 46 | 224 | 0 | 1 | GST | -1 | 0.32119 | 224 | 224 |  |  | -28.9043 | 224 | -0.32119 | -71.9461 |  |  |  |  | 0 | 0
2452 | LKHB2_G | 2 | North | YES | -0.12924 | 516 | 80 | 516 | 0 | 1.022 | GST | -1 | 0.32139 | 516 | 516 |  |  | -66.6889 | 516 | -0.32139 | -165.8388 |  |  |  |  | 0 | 0
2451 | LKHB1_G | 1 | North | YES | -0.12924 | 0 | 80 | 391 |  | 1.022 | GST | -1 | 0.32139 | 391 | 391 |  |  | -50.5336 | 391 | -0.32139 | -125.6647 |  |  |  |  | 0 | 0
12440 | PARKD_1SVC8 | 1 | North | YES | -0.12947 | 0 | 0 | 0 | 0 | 1.007 | GST | -1 | 0.32162 | 0 | 0 |  |  | 0 | 0 | -0.32162 | 0 |  |  |  |  | 0 | 0
12449 | PARKD_2SVC8 | 1 | North | YES | -0.12947 | 0 | 0 | 0 | 0 | 1.007 | GST | -1 | 0.32162 | 0 | 0 |  |  | 0 | 0 | -0.32162 | 0 |  |  |  |  | 0 | 0
948 | STEAM1 | 1 | North | YES | -0.12951 | 0 | 12 | 20 |  | 1.02 | GST | -1 | 0.32166 | 20 | 20 |  |  | -2.5902 | 20 | -0.32166 | -6.4332 |  |  |  |  | 0 | 0
950 | STEAM3 | 1 | North | YES | -0.12951 | 41 | 13 | 42 | 0 | 1.02 | GST | -1 | 0.32166 | 42 | 42 |  |  | -5.4394 | 42 | -0.32166 | -13.5097 |  |  |  |  | 0 | 0
949 | STEAM2 | 1 | North | YES | -0.12951 | 26 | 8 | 26 | 0 | 0.99 | GST | -1 | 0.32166 | 26 | 26 |  |  | -3.3672 | 26 | -0.32166 | -8.3632 |  |  |  |  | 0 | 0
844 | OLINGER_G3 | 1 | North | YES | -0.12972 | 103.9 | 45 | 150 | 0 | 1.03 | GST | -1 | 0.32187 | 150 | 150 |  |  | -19.4579 | 150 | -0.32187 | -48.2805 |  |  |  |  | 0 | 0
843 | OLINGER_G2 | 1 | North | YES | -0.12972 | 76.2 | 25 | 110 | 0 | 1.03 | GST | -1 | 0.32187 | 110 | 110 |  |  | -14.2691 | 110 | -0.32187 | -35.4057 |  |  |  |  | 0 | 0
842 | OLINGER_G1 | 1 | North | YES | -0.12972 | 55.4 | 20 | 79 | 0 | 1.03 | GST | -1 | 0.32187 | 79 | 79 |  |  | -10.2478 | 79 | -0.32187 | -25.4277 |  |  |  |  | 0 | 0
845 | OLINGER_G4 | 1 | North | YES | -0.12972 | 51.9 | 0 | 76 | 0 | 1.03 | GGT | -1 | 0.32187 | 76 | 76 |  |  | -9.8586 | 76 | -0.32187 | -24.4621 |  |  |  |  | 0 | 0
837 | NEWMAN_G5 | 1 | North | YES | -0.12973 | 0 | 15 | 40 |  | 1.01 | GST | -1 | 0.32188 | 40 | 40 |  |  | -5.1892 | 40 | -0.32188 | -12.8753 |  |  |  |  | 0 | 0
1701 | MOSES_1G | 1 | North | YES | -0.12986 | 558 | 175 | 558 | 0 | 1.023 | LIGCO | -1 | 0.32201 | 0 | 558 |  |  | 0 | 0 | -0.32201 | 0 |  |  |  |  | 0 | 0
1702 | MOSES_2G | 2 | North | YES | -0.12986 | 579 | 175 | 579 | 0 | 1.023 | LIGCO | -1 | 0.32201 | 0 | 579 |  |  | 0 | 0 | -0.32201 | 0 |  |  |  |  | 0 | 0
1703 | MOSES_3G | 3 | North | YES | -0.12986 | 808 | 463 | 808 | 0 | 1.023 | LIGCO | -1 | 0.32201 | 0 | 808 |  |  | 0 | 0 | -0.32201 | 0 |  |  |  |  | 0 | 0
5925 | DCEAST | EQ | North | YES | -0.12986 | 400.3 | -600 | 600 | 0 | 1.025 | DCTie | -1 | 0.32201 | 0 | 0 |  |  | 0 | 0 | -0.32201 | 0 |  |  |  |  | 0 | 0
1675 | PEC_1G | 1 | North | YES | -0.12996 | 76.7 | 35 | 76.7 | 0 | 1.022 | Cogen | -1 | 0.32211 | 0 | 0 |  |  | 0 | 0 | -0.32211 | 0 |  |  |  |  | 0 | 0
1676 | PEC_2G | 2 | North | YES | -0.12996 | 79.6 | 35 | 79.6 | 0 | 1.022 | Cogen | -1 | 0.32211 | 0 | 0 |  |  | 0 | 0 | -0.32211 | 0 |  |  |  |  | 0 | 0
1677 | PEC_3G | 3 | North | YES | -0.12996 | 88.4 | 35 | 88.4 | 0 | 1.022 | Cogen | -1 | 0.32211 | 0 | 0 |  |  | 0 | 0 | -0.32211 | 0 |  |  |  |  | 0 | 0
1683 | LAMARPWR_6G | 6 | North | YES | -0.13007 | 198 | 129.1 | 198 | 0 | 1.038 | CC | -1 | 0.32222 | 198 | 198 |  |  | -25.7537 | 198 | -0.32222 | -63.7996 |  |  |  |  | 0 | 0
1680 | LAMARPWR_3G | 3 | North | YES | -0.13007 | 196 | 129.1 | 196 | 0 | 1.038 | CC | -1 | 0.32222 | 196 | 196 |  |  | -25.4935 | 196 | -0.32222 | -63.1551 |  |  |  |  | 0 | 0
1678 | LAMARPWR_1G | 1 | North | YES | -0.13007 | 160 | 67.7 | 160 | 0 | 1.038 | CC | -1 | 0.32222 | 160 | 160 |  |  | -20.811 | 160 | -0.32222 | -51.5552 |  |  |  |  | 0 | 0
1682 | LAMARPWR_5G | 5 | North | YES | -0.13007 | 157 | 67.7 | 157 | 0 | 1.038 | CC | -1 | 0.32222 | 157 | 157 |  |  | -20.4208 | 157 | -0.32222 | -50.5885 |  |  |  |  | 0 | 0
1679 | LAMARPWR_2G | 2 | North | YES | -0.13007 | 156 | 67.7 | 156 | 0 | 1.038 | CC | -1 | 0.32222 | 156 | 156 |  |  | -20.2908 | 156 | -0.32222 | -50.2663 |  |  |  |  | 0 | 0
1681 | LAMARPWR_4G | 4 | North | YES | -0.13007 | 156 | 67.7 | 156 | 0 | 1.038 | CC | -1 | 0.32222 | 156 | 156 |  |  | -20.2908 | 156 | -0.32222 | -50.2663 |  |  |  |  | 0 | 0
7624 | L_LAKEWO9_1Y | 1 | South | YES | 0.18817 | 0 | 0 | 2.4 |  | 1 | Hydro | 1 | 0.32232 | 0 | 0 | 0 | 0 |  |  | 0.32232 | 0 |  |  |  |  | 0 | 0
7624 | L_LAKEWO9_1Y | 2 | South | YES | 0.18817 | 0 | 0 | 2.4 |  | 1 | Hydro | 1 | 0.32232 | 0 | 0 | 0 | 0 |  |  | 0.32232 | 0 |  |  |  |  | 0 | 0
1689 | VALLEY_3G | 3 | North | YES | -0.1302 | 0 | 25 | 375 |  | 1.003 | GST | -1 | 0.32235 | 375 | 375 |  |  | -48.8239 | 375 | -0.32235 | -120.8805 |  |  |  |  | 0 | 0
11693 | KMICHIST3_G | 3 | North | YES | -0.1302 | 312 | 60 | 312 | 0 | 1.026 | CC | -1 | 0.32235 | 312 | 312 |  |  | -40.6215 | 312 | -0.32235 | -100.5726 |  |  |  |  | 0 | 0
11696 | KMICHIST6_G | 6 | North | YES | -0.1302 | 310 | 60 | 310 | 0 | 1.026 | CC | -1 | 0.32235 | 310 | 310 |  |  | -40.3611 | 310 | -0.32235 | -99.9279 |  |  |  |  | 0 | 0
11695 | KMICHICT5_G | 5 | North | YES | -0.1302 | 148 | 80 | 148 | 0 | 1.026 | CC | -1 | 0.32235 | 148 | 148 |  |  | -19.2692 | 148 | -0.32235 | -47.7075 |  |  |  |  | 0 | 0
11692 | KMICHICT2_G | 2 | North | YES | -0.1302 | 146 | 80 | 146 | 0 | 1.026 | CC | -1 | 0.32235 | 146 | 146 |  |  | -19.0088 | 146 | -0.32235 | -47.0628 |  |  |  |  | 0 | 0
11691 | KMICHICT1_G | 1 | North | YES | -0.1302 | 144 | 80 | 144 | 0 | 1.026 | CC | -1 | 0.32235 | 144 | 144 |  |  | -18.7484 | 144 | -0.32235 | -46.4181 |  |  |  |  | 0 | 0
11694 | KMICHICT4_G | 4 | North | YES | -0.1302 | 144 | 80 | 144 | 0 | 1.026 | CC | -1 | 0.32235 | 144 | 144 |  |  | -18.7484 | 144 | -0.32235 | -46.4181 |  |  |  |  | 0 | 0
1688 | VALLEY_2G | 2 | North | YES | -0.13038 | 527 | 90 | 527 | 0 | 1.029 | GSC | -1 | 0.32253 | 527 | 527 |  |  | -68.7092 | 527 | -0.32253 | -169.9728 |  |  |  |  | 0 | 0
1687 | VALLEY_1G | 1 | North | YES | -0.13038 | 136 | 15 | 170 | 0 | 1.029 | GST | -1 | 0.32253 | 170 | 170 |  |  | -22.1643 | 170 | -0.32253 | -54.8299 |  |  |  |  | 0 | 0
6948 | DENISNDM | 1 | North | YES | -0.13054 | 40 | 5 | 40 |  | 1.015 | Hydro | -1 | 0.32269 | 0 | 0 |  |  | 0 | 0 | -0.32269 | 0 |  |  |  |  | 0 | 0
6948 | DENISNDM | 2 | North | YES | -0.13054 | 31 | 5 | 40 |  | 1.015 | Hydro | -1 | 0.32269 | 0 | 0 |  |  | 0 | 0 | -0.32269 | 0 |  |  |  |  | 0 | 0
2371 | COLLIN_1G | MB | North | YES | -0.13135 | 0 | 40 | 138 |  | 1.022 | GST | -1 | 0.32351 | 0 | 0 |  |  | 0 | 0 | -0.32351 | 0 |  |  |  |  | 0 | 0
1455 | WCPWRCO_3G | 3 | North | YES | -0.13159 | 242 | 50 | 242 |  | 1.02 | CC | -1 | 0.32374 | 242 | 242 |  |  | -31.845 | 242 | -0.32374 | -78.3456 |  |  |  |  | 0 | 0
1453 | WCPWRCO_1G | 1 | North | YES | -0.13159 | 204 | 50 | 204 | 0 | 1.02 | CC | -1 | 0.32374 | 204 | 204 |  |  | -26.8446 | 204 | -0.32374 | -66.0434 |  |  |  |  | 0 | 0
1454 | WCPWRCO_2G | 2 | North | YES | -0.13159 | 204 | 50 | 204 | 0 | 1.02 | CC | -1 | 0.32374 | 204 | 204 |  |  | -26.8446 | 204 | -0.32374 | -66.0434 |  |  |  |  | 0 | 0
1600 | BARTNWND_1G | 1 | North | YES | -0.13174 | 12 | 0 | 120 | 0 | 1.022 | Wind | -1 | 0.32389 | 0 | 120 |  |  | 0 | 0 | -0.32389 | 0 |  |  |  |  | 0 | 0
2417 | MTCK8_G | 8 | North | YES | -0.13175 | 444.8 | 60 | 556 | 0 | 1.022 | GSC | -1 | 0.3239 | 556 | 556 |  |  | -73.2541 | 556 | -0.3239 | -180.0901 |  |  |  |  | 0 | 0
2413 | MTCK6_G | 6 | North | YES | -0.13175 | 0 | 30 | 118 |  | 1.022 | GST | -1 | 0.3239 | 118 | 118 |  |  | -15.5467 | 118 | -0.3239 | -38.2206 |  |  |  |  | 0 | 0
2414 | MTCK7_G | 7 | North | YES | -0.13175 | 0 | 30 | 115 |  | 1.022 | GST | -1 | 0.3239 | 115 | 115 |  |  | -15.1515 | 115 | -0.3239 | -37.2488 |  |  |  |  | 0 | 0
344 | MRSSHPRD | 1 | North | YES | -0.13177 | 0 | 0 | 12 |  | 1.03 | Hydro | -1 | 0.32392 | 0 | 0 |  |  | 0 | 0 | -0.32392 | 0 |  |  |  |  | 0 | 0
345 | MRSSHPRD01 | 2 | North | YES | -0.13177 | 0 | 0 | 12 |  | 1.03 | Hydro | -1 | 0.32392 | 0 | 0 |  |  | 0 | 0 | -0.32392 | 0 |  |  |  |  | 0 | 0
7801 | L_GUADGE1_2Y | 2 | South | YES | 0.19002 | 138 | 30 | 138 | 0 | 1.02 | CC | 1 | 0.32417 | 138 | 138 | 26.2228 | 138 |  |  | 0.32417 | 44.7353 |  |  |  |  | 0 | 0
7802 | L_GUADGE1_3Y | 3 | South | YES | 0.19002 | 146 | 30 | 146 | 0 | 1.02 | CC | 1 | 0.32417 | 146 | 146 | 27.7429 | 146 |  |  | 0.32417 | 47.3287 |  |  |  |  | 0 | 0
7800 | L_GUADGE1_1Y | 1 | South | YES | 0.19002 | 147 | 30 | 147 | 0 | 1.02 | CC | 1 | 0.32417 | 147 | 147 | 27.9329 | 147 |  |  | 0.32417 | 47.6529 |  |  |  |  | 0 | 0
7803 | L_GUADGE1_4Y | 4 | South | YES | 0.19002 | 149 | 30 | 149 | 0 | 1.02 | CC | 1 | 0.32417 | 149 | 149 | 28.313 | 149 |  |  | 0.32417 | 48.3012 |  |  |  |  | 0 | 0
7804 | L_GUADGE1_5Y | 5 | South | YES | 0.19002 | 182 | 30 | 182 | 0 | 1.02 | CC | 1 | 0.32417 | 182 | 182 | 34.5836 | 182 |  |  | 0.32417 | 58.9988 |  |  |  |  | 0 | 0
7805 | L_GUADGE1_6Y | 6 | South | YES | 0.19002 | 203 | 30 | 203 | 0 | 1.02 | CC | 1 | 0.32417 | 203 | 203 | 38.5741 | 203 |  |  | 0.32417 | 65.8063 |  |  |  |  | 0 | 0
728 | WOLFRIDGE801 | 1 | North | YES | -0.13207 | 11.2 | 0 | 112.5 | 0 | 0.99 | Wind | -1 | 0.32422 | 0 | 112.5 |  |  | 0 | 0 | -0.32422 | 0 |  |  |  |  | 0 | 0
924 | SPENCER_G5 | 1 | North | YES | -0.13223 | 52 | 20 | 66 | 0 | 1.03 | GST | -1 | 0.32438 | 66 | 66 |  |  | -8.7269 | 66 | -0.32438 | -21.4089 |  |  |  |  | 0 | 0
923 | SPENCER_G4 | 1 | North | YES | -0.13223 | 48 | 20 | 61 | 0 | 1.03 | GST | -1 | 0.32438 | 61 | 61 |  |  | -8.0658 | 61 | -0.32438 | -19.787 |  |  |  |  | 0 | 0
2383 | NTHLK3_G | 3 | North | YES | -0.13231 | 0 | 50 | 329 |  | 1.022 | GST | -1 | 0.32446 | 329 | 329 |  |  | -43.5283 | 329 | -0.32446 | -106.746 |  |  |  |  | 0 | 0
2382 | NTHLK2_G | 2 | North | YES | -0.13231 | 0 | 35 | 181 |  | 1.022 | GST | -1 | 0.32446 | 181 | 181 |  |  | -23.9472 | 181 | -0.32446 | -58.7265 |  |  |  |  | 0 | 0
2381 | NTHLK1_G | 1 | North | YES | -0.13231 | 0 | 35 | 156 |  | 1.022 | GST | -1 | 0.32446 | 156 | 156 |  |  | -20.6396 | 156 | -0.32446 | -50.6151 |  |  |  |  | 0 | 0
580 | JCKCNTY801 | 1 | North | YES | -0.13325 | 288 | 0 | 288 | 0 | 1.022 | CC | -1 | 0.3254 | 288 | 288 |  |  | -38.3763 | 288 | -0.3254 | -93.7158 |  |  |  |  | 0 | 0
581 | JCKCNTY802 | 2 | North | YES | -0.13325 | 147 | 0 | 147 | 0 | 1.022 | CC | -1 | 0.3254 | 147 | 147 |  |  | -19.5879 | 147 | -0.3254 | -47.8341 |  |  |  |  | 0 | 0
582 | JCKCNTY803 | 3 | North | YES | -0.13325 | 147 | 0 | 147 | 0 | 1.022 | CC | -1 | 0.3254 | 147 | 147 |  |  | -19.5879 | 147 | -0.3254 | -47.8341 |  |  |  |  | 0 | 0
7609 | L_SCHUMA8_1Y | 1 | South | YES | 0.19218 | 0 | 0 | 4 |  | 1 | Hydro | 1 | 0.32633 | 0 | 0 | 0 | 0 |  |  | 0.32633 | 0 |  |  |  |  | 0 | 0
12322 | ENNSTRAC_1G | 1 | North | YES | -0.13432 | 196 | 130 | 196 | 0 | 1.036 | CC | -1 | 0.32647 | 196 | 196 |  |  | -26.3273 | 196 | -0.32647 | -63.9889 |  |  |  |  | 0 | 0
12323 | ENNSTRAC_2G | 2 | North | YES | -0.13432 | 116 | 100 | 116 | 0 | 1.036 | CC | -1 | 0.32647 | 116 | 116 |  |  | -15.5815 | 116 | -0.32647 | -37.871 |  |  |  |  | 0 | 0
1861 | EAGLEMNT_1G | MB | North | YES | -0.13454 | 0 | 30 | 112 |  | 1.022 | GST | -1 | 0.32669 | 0 | 0 |  |  | 0 | 0 | -0.32669 | 0 |  |  |  |  | 0 | 0
1862 | EAGLEMNT_2G | MB | North | YES | -0.13454 | 0 | 40 | 100 |  | 1.022 | GST | -1 | 0.32669 | 0 | 0 |  |  | 0 | 0 | -0.32669 | 0 |  |  |  |  | 0 | 0
1863 | EAGLEMNT_3G | MB | North | YES | -0.13454 | 0 | 50 | 378 |  | 1.022 | GST | -1 | 0.32669 | 0 | 0 |  |  | 0 | 0 | -0.32669 | 0 |  |  |  |  | 0 | 0
505 | NTHTEXAS03 | 3 | North | YES | -0.13493 | 30.4 | 15 | 38 |  | 1.015 | GST | -1 | 0.32708 | 38 | 38 |  |  | -5.1273 | 38 | -0.32708 | -12.429 |  |  |  |  | 0 | 0
503 | NTHTEXAS01 | 1 | North | YES | -0.13493 | 0 | 5 | 18 |  | 1.015 | GST | -1 | 0.32708 | 18 | 18 |  |  | -2.4287 | 18 | -0.32708 | -5.8874 |  |  |  |  | 0 | 0
504 | NTHTEXAS02 | 2 | North | YES | -0.13493 | 14.4 | 5 | 18 |  | 1.015 | GST | -1 | 0.32708 | 18 | 18 |  |  | -2.4287 | 18 | -0.32708 | -5.8874 |  |  |  |  | 0 | 0
1643 | SLSTR1PP_1G | 1 | North | YES | -0.13502 | 6 | 0 | 60 | 0 | 1.022 | Wind | -1 | 0.32717 | 0 | 60 |  |  | 0 | 0 | -0.32717 | 0 |  |  |  |  | 0 | 0
7605 | L_MCQUEE9_1Y | 1 | South | YES | 0.19315 | 0 | 0 | 2.4 |  | 1.025 | Hydro | 1 | 0.3273 | 0 | 0 | 0 | 0 |  |  | 0.3273 | 0 |  |  |  |  | 0 | 0
7605 | L_MCQUEE9_1Y | 2 | South | YES | 0.19315 | 0 | 0 | 2.4 |  | 1.025 | Hydro | 1 | 0.3273 | 0 | 0 | 0 | 0 |  |  | 0.3273 | 0 |  |  |  |  | 0 | 0
7605 | L_MCQUEE9_1Y | 3 | South | YES | 0.19315 | 0 | 0 | 2.8 |  | 1.025 | Hydro | 1 | 0.3273 | 0 | 0 | 0 | 0 |  |  | 0.3273 | 0 |  |  |  |  | 0 | 0
1898 | COMCHEPK_1G | 1 | North | YES | -0.1358 | 1217 | 1150 | 1217 | 0 | 1.032 | Nuc | -1 | 0.32795 | 0 | 0 |  |  | 0 | 0 | -0.32795 | 0 |  |  |  |  | 0 | 0
1899 | COMCHEPK_2G | 2 | North | YES | -0.1358 | 1159 | 1128 | 1159 | 0 | 1.032 | Nuc | -1 | 0.32795 | 0 | 0 |  |  | 0 | 0 | -0.32795 | 0 |  |  |  |  | 0 | 0
1879 | WLFHOLW_3G | 3 | North | YES | -0.13612 | 272.4 | 89.2 | 272.4 | 0 | 1.032 | CC | -1 | 0.32827 | 272.4 | 272.4 |  |  | -37.0794 | 272.4 | -0.32827 | -89.4213 |  |  |  |  | 0 | 0
1877 | WLFHOLW_1G | 1 | North | YES | -0.13612 | 217.3 | 89.2 | 217.3 | 0 | 1.032 | CC | -1 | 0.32827 | 217.3 | 217.3 |  |  | -29.5791 | 217.3 | -0.32827 | -71.3335 |  |  |  |  | 0 | 0
1878 | WLFHOLW_2G | 2 | North | YES | -0.13612 | 215.7 | 105 | 215.7 | 0 | 1.032 | CC | -1 | 0.32827 | 215.7 | 215.7 |  |  | -29.3613 | 215.7 | -0.32827 | -70.8083 |  |  |  |  | 0 | 0
334 | RWMILLER03 | 3 | North | YES | -0.13629 | 166.4 | 65 | 208 | 0 | 1.04 | GST | -1 | 0.32844 | 208 | 208 |  |  | -28.3481 | 208 | -0.32844 | -68.3155 |  |  |  |  | 0 | 0
333 | RWMILLER02 | 2 | North | YES | -0.13629 | 95.2 | 37 | 119 | 0 | 1.04 | GST | -1 | 0.32844 | 119 | 119 |  |  | -16.2184 | 119 | -0.32844 | -39.0844 |  |  |  |  | 0 | 0
335 | RWMILLER04 | 4 | North | YES | -0.13629 | 81.6 | 0 | 102 | 0 | 1.04 | GST | -1 | 0.32844 | 102 | 102 |  |  | -13.9015 | 102 | -0.32844 | -33.5009 |  |  |  |  | 0 | 0
336 | RWMILLER05 | 5 | North | YES | -0.13629 | 80.8 | 0 | 101 | 0 | 1.04 | GST | -1 | 0.32844 | 101 | 101 |  |  | -13.7652 | 101 | -0.32844 | -33.1724 |  |  |  |  | 0 | 0
332 | RWMILLER01 | 1 | North | YES | -0.13629 | 58.4 | 18.5 | 73 | 0 | 1.04 | GST | -1 | 0.32844 | 73 | 73 |  |  | -9.9491 | 73 | -0.32844 | -23.9761 |  |  |  |  | 0 | 0
1889 | DECRDOVA_1G | 1 | North | YES | -0.13652 | 779 | 255 | 779 | 0 | 1.02 | GSC | -1 | 0.32867 | 779 | 779 |  |  | -106.346 | 779 | -0.32867 | -256.0316 |  |  |  |  | 0 | 0
1948 | HANDLEY_4G | 4 | North | YES | -0.13659 | 348 | 150 | 435 | 0 | 1.022 | GST | -1 | 0.32874 | 435 | 435 |  |  | -59.4158 | 435 | -0.32874 | -143.0015 |  |  |  |  | 0 | 0
1949 | HANDLEY_5G | 5 | North | YES | -0.13678 | 348 | 150 | 435 | 0 | 1.022 | GST | -1 | 0.32893 | 435 | 435 |  |  | -59.5006 | 435 | -0.32893 | -143.0863 |  |  |  |  | 0 | 0
1947 | HANDLEY_3G | 3 | North | YES | -0.13678 | 316 | 100 | 395 | 0 | 1.022 | GST | -1 | 0.32893 | 395 | 395 |  |  | -54.0293 | 395 | -0.32893 | -129.9289 |  |  |  |  | 0 | 0
1892 | DECRDOVA_2G | A | North | YES | -0.13847 | 65 | 65 | 70 | 0 | 1.025 | GGT | -1 | 0.33062 | 70 | 70 |  |  | -9.6928 | 70 | -0.33062 | -23.1433 |  |  |  |  | 0 | 0
1893 | DECRDOVA_3G | B | North | YES | -0.13847 | 65 | 65 | 69 | 0 | 1.025 | GGT | -1 | 0.33062 | 69 | 69 |  |  | -9.5543 | 69 | -0.33062 | -22.8127 |  |  |  |  | 0 | 0
1894 | DECRDOVA_4G | C | North | YES | -0.13847 | 65 | 65 | 69 | 0 | 1.025 | GGT | -1 | 0.33062 | 69 | 69 |  |  | -9.5543 | 69 | -0.33062 | -22.8127 |  |  |  |  | 0 | 0
1895 | DECRDOVA_5G | D | North | YES | -0.13847 | 65 | 65 | 68 | 0 | 1.025 | GGT | -1 | 0.33062 | 68 | 68 |  |  | -9.4158 | 68 | -0.33062 | -22.4821 |  |  |  |  | 0 | 0
7810 | L_RIONOG1G1Y | 1 | South | YES | 0.19711 | 148 | 0 | 148 | 0 | 1.02 | CC | 1 | 0.33125 | 148 | 148 | 29.1715 | 148 |  |  | 0.33125 | 49.0256 |  |  |  |  | 0 | 0
7811 | L_RIONOG1G2Y | 2 | South | YES | 0.19711 | 148 | 0 | 148 | 0 | 1.02 | CC | 1 | 0.33125 | 148 | 148 | 29.1715 | 148 |  |  | 0.33125 | 49.0256 |  |  |  |  | 0 | 0
7812 | L_RIONOG1G3Y | 3 | South | YES | 0.19711 | 154 | 0 | 154 | 0 | 1.02 | CC | 1 | 0.33125 | 154 | 154 | 30.3542 | 154 |  |  | 0.33125 | 51.0131 |  |  |  |  | 0 | 0
7813 | L_RIONOG1S1Y | 4 | South | YES | 0.19711 | 293 | 0 | 293 | 0 | 1.02 | CC | 1 | 0.33125 | 293 | 293 | 57.7518 | 293 |  |  | 0.33125 | 97.0574 |  |  |  |  | 0 | 0
7487 | L_CANYHY8_1Y | 1 | South | YES | 0.19768 | 0 | 0 | 6 |  | 1 | Hydro | 1 | 0.33183 | 0 | 0 | 0 | 0 |  |  | 0.33183 | 0 |  |  |  |  | 0 | 0
1941 | MDLTHELP_1G | 1 | North | YES | -0.14184 | 216.4 | 74 | 216.4 | 0 | 1 | CC | -1 | 0.33399 | 216.4 | 216.4 |  |  | -30.6933 | 216.4 | -0.33399 | -72.2748 |  |  |  |  | 0 | 0
1942 | MDLTHELP_2G | 2 | North | YES | -0.14184 | 216.1 | 74 | 216.1 | 0 | 1 | CC | -1 | 0.33399 | 216.1 | 216.1 |  |  | -30.6508 | 216.1 | -0.33399 | -72.1746 |  |  |  |  | 0 | 0
1938 | MDLTHELP_6G | 6 | North | YES | -0.14245 | 226 | 74 | 226 | 0 | 1 | CC | -1 | 0.3346 | 226 | 226 |  |  | -32.1937 | 226 | -0.3346 | -75.6198 |  |  |  |  | 0 | 0
1937 | MDLTHELP_5G | 5 | North | YES | -0.14245 | 224 | 74 | 224 | 0 | 1 | CC | -1 | 0.3346 | 224 | 224 |  |  | -31.9088 | 224 | -0.3346 | -74.9506 |  |  |  |  | 0 | 0
1943 | MDLTHELP_3G | 3 | North | YES | -0.14245 | 212 | 74 | 212 | 0 | 1 | CC | -1 | 0.3346 | 212 | 212 |  |  | -30.1994 | 212 | -0.3346 | -70.9354 |  |  |  |  | 0 | 0
1944 | MDLTHELP_4G | 4 | North | YES | -0.14245 | 211 | 74 | 211 | 0 | 1 | CC | -1 | 0.3346 | 211 | 211 |  |  | -30.057 | 211 | -0.3346 | -70.6008 |  |  |  |  | 0 | 0
366 | JNSNCNTY802 | 1 | North | YES | -0.14303 | 168 | 20 | 168 | 0 | 1.02 | Cogen | -1 | 0.33518 | 0 | 0 |  |  | 0 | 0 | -0.33518 | 0 |  |  |  |  | 0 | 0
367 | JNSNCNTY802 | 2 | North | YES | -0.14303 | 90 | 20 | 90 | 0 | 1.02 | Cogen | -1 | 0.33518 | 0 | 0 |  |  | 0 | 0 | -0.33518 | 0 |  |  |  |  | 0 | 0
7303 | L_WPPGS12_1Y | 1 | South | YES | 0.20297 | 50 | 0 | 50 | 0 | 1.025 | GGT | 1 | 0.33712 | 50 | 50 | 10.1486 | 50 |  |  | 0.33712 | 16.856 |  |  |  |  | 0 | 0
7303 | L_WPPGS12_1Y | 2 | South | YES | 0.20297 | 50 | 0 | 50 | 0 | 1.025 | GGT | 1 | 0.33712 | 50 | 50 | 10.1486 | 50 |  |  | 0.33712 | 16.856 |  |  |  |  | 0 | 0
7305 | L_WPPGS34_1Y | 3 | South | YES | 0.20297 | 50 | 0 | 50 | 0 | 1.025 | GGT | 1 | 0.33712 | 50 | 50 | 10.1486 | 50 |  |  | 0.33712 | 16.856 |  |  |  |  | 0 | 0
7305 | L_WPPGS34_1Y | 4 | South | YES | 0.20297 | 50 | 0 | 50 | 0 | 1.025 | GGT | 1 | 0.33712 | 50 | 50 | 10.1486 | 50 |  |  | 0.33712 | 16.856 |  |  |  |  | 0 | 0
7020 | L_AUSTPL1_1Y | 1 | South | YES | 0.20431 | 0 | 0 | 8 |  | 1 | Hydro | 1 | 0.33846 | 0 | 0 | 0 | 0 |  |  | 0.33846 | 0 |  |  |  |  | 0 | 0
7020 | L_AUSTPL1_1Y | 2 | South | YES | 0.20431 | 0 | 0 | 8 |  | 1 | Hydro | 1 | 0.33846 | 0 | 0 | 0 | 0 |  |  | 0.33846 | 0 |  |  |  |  | 0 | 0
7014 | L_HAYSEN1_1Y | 1 | South | YES | 0.20482 | 223.9 | 74 | 223.9 | 0 | 1.008 | CC | 1 | 0.33897 | 223.9 | 223.9 | 45.8583 | 223.9 |  |  | 0.33897 | 75.8943 |  |  |  |  | 0 | 0
7016 | L_HAYSEN1_3Y | 3 | South | YES | 0.20482 | 224.6 | 74 | 224.6 | 0 | 1.008 | CC | 1 | 0.33897 | 224.6 | 224.6 | 46.0017 | 224.6 |  |  | 0.33897 | 76.1316 |  |  |  |  | 0 | 0
7015 | L_HAYSEN1_2Y | 2 | South | YES | 0.20482 | 225 | 74 | 225 | 0 | 1.008 | CC | 1 | 0.33897 | 225 | 225 | 46.0836 | 225 |  |  | 0.33897 | 76.2671 |  |  |  |  | 0 | 0
7017 | L_HAYSEN1_4Y | 4 | South | YES | 0.20482 | 226.7 | 74 | 226.7 | 0 | 1.008 | CC | 1 | 0.33897 | 226.7 | 226.7 | 46.4318 | 226.7 |  |  | 0.33897 | 76.8434 |  |  |  |  | 0 | 0
9000 | DECKR_G1 | 1 | South | YES | 0.20967 | 280 | 50 | 321 | 0 | 1.015 | GST | 1 | 0.34382 | 321 | 321 | 67.3034 | 321 |  |  | 0.34382 | 110.3653 |  |  |  |  | 0 | 0
9001 | DECKR_G2 | 2 | South | YES | 0.20967 | 400 | 50 | 426 | 0 | 1.015 | GST | 1 | 0.34382 | 426 | 426 | 89.3186 | 426 |  |  | 0.34382 | 146.4661 |  |  |  |  | 0 | 0
7004 | L_SIMGID1_1Y | 1 | South | YES | 0.21125 | 132 | 40 | 132 | 0 | 1.02 | GST | 1 | 0.3454 | 132 | 132 | 27.8853 | 132 |  |  | 0.3454 | 45.5929 |  |  |  |  | 0 | 0
7005 | L_SIMGID1_2Y | 2 | South | YES | 0.21125 | 133 | 32 | 139 | 0 | 1.02 | GST | 1 | 0.3454 | 139 | 139 | 29.364 | 139 |  |  | 0.3454 | 48.0108 |  |  |  |  | 0 | 0
7006 | L_SIMGID1_3Y | 3 | South | YES | 0.21125 | 324.9 | 60 | 329 | 0 | 1.02 | GST | 1 | 0.3454 | 329 | 329 | 69.5019 | 329 |  |  | 0.3454 | 113.637 |  |  |  |  | 0 | 0
9017 | SANDH_G2 | 2 | South | YES | 0.21158 | 45 | 2 | 46 | 0 | 1.0175 | GGT | 1 | 0.34572 | 46 | 46 | 9.7325 | 46 |  |  | 0.34572 | 15.9033 |  |  |  |  | 0 | 0
9018 | SANDH_G3 | 3 | South | YES | 0.21158 | 45 | 2 | 46 | 0 | 1.0175 | GGT | 1 | 0.34572 | 46 | 46 | 9.7325 | 46 |  |  | 0.34572 | 15.9033 |  |  |  |  | 0 | 0
9019 | SANDH_G4 | 4 | South | YES | 0.21158 | 0 | 2 | 47 |  | 1.0175 | GGT | 1 | 0.34572 | 47 | 47 | 9.944 | 47 |  |  | 0.34572 | 16.249 |  |  |  |  | 0 | 0
9016 | SANDH_G1 | 1 | South | YES | 0.21158 | 45 | 2 | 49 | 0 | 1.0175 | GGT | 1 | 0.34572 | 49 | 49 | 10.3672 | 49 |  |  | 0.34572 | 16.9405 |  |  |  |  | 0 | 0
9021 | SANDHG5C | 5C | South | YES | 0.21158 | 140 | 0 | 148 | 0 | 1.0175 | CC | 1 | 0.34572 | 148 | 148 | 31.3131 | 148 |  |  | 0.34572 | 51.1672 |  |  |  |  | 0 | 0
9020 | SANDHG5A | 5A | South | YES | 0.21158 | 150 | 84 | 155 | 0 | 1.0175 | CC | 1 | 0.34572 | 155 | 155 | 32.7941 | 155 |  |  | 0.34572 | 53.5872 |  |  |  |  | 0 | 0
9002 | DECKR_G3 | 3 | South | YES | 0.21317 | 0 | 24 | 42 |  | 1.015 | GGT | 1 | 0.34732 | 42 | 42 | 8.9532 | 42 |  |  | 0.34732 | 14.5874 |  |  |  |  | 0 | 0
9003 | DECKR_G4 | 4 | South | YES | 0.21317 | 44 | 24 | 44 | 0 | 1.015 | GGT | 1 | 0.34732 | 44 | 44 | 9.3795 | 44 |  |  | 0.34732 | 15.2821 |  |  |  |  | 0 | 0
9004 | DECKR_G5 | 5 | South | YES | 0.21317 | 44 | 24 | 44 | 0 | 1.015 | GGT | 1 | 0.34732 | 44 | 44 | 9.3795 | 44 |  |  | 0.34732 | 15.2821 |  |  |  |  | 0 | 0
9005 | DECKR_G6 | 6 | South | YES | 0.21317 | 44 | 24 | 47 | 0 | 1.015 | GGT | 1 | 0.34732 | 47 | 47 | 10.019 | 47 |  |  | 0.34732 | 16.324 |  |  |  |  | 0 | 0
7012 | L_FPPYD21_3Y | 3 | South | YES | 0.21535 | 427.5 | 200 | 436 | 0 | 1.02 | LIGCO | 1 | 0.3495 | 0 | 436 | 93.8939 | 436 |  |  | 0.3495 | 152.3829 |  |  |  |  | 0 | 0
7011 | L_FPPYD11_2Y | 2 | South | YES | 0.21559 | 552.2 | 200 | 598 | 0 | 1.02 | LIGCO | 1 | 0.34974 | 0 | 598 | 128.9234 | 598 |  |  | 0.34974 | 209.1446 |  |  |  |  | 0 | 0
7010 | L_FPPYD11_1Y | 1 | South | YES | 0.21559 | 547.4 | 200 | 606 | 0 | 1.02 | LIGCO | 1 | 0.34974 | 0 | 606 | 130.6481 | 606 |  |  | 0.34974 | 211.9425 |  |  |  |  | 0 | 0
244 | WHITNYDM01 | 1 | North | YES | -0.17708 | 15 | 0 | 15 | 0 | 1.035 | Hydro | -1 | 0.36923 | 0 | 0 |  |  | 0 | 0 | -0.36923 | 0 |  |  |  |  | 0 | 0
245 | WHITNYDM02 | 2 | North | YES | -0.17708 | 15 | 0 | 15 | 0 | 1.035 | Hydro | -1 | 0.36923 | 0 | 0 |  |  | 0 | 0 | -0.36923 | 0 |  |  |  |  | 0 | 0
7808 | L_BASTEN1_2Y | 1 | South | YES | 0.24354 | 149.5 | 83.5 | 149.5 | 0 | 1.004 | CC | 1 | 0.37769 | 149.5 | 149.5 | 36.4092 | 149.5 |  |  | 0.37769 | 56.4645 |  |  |  |  | 0 | 0
7807 | L_BASTEN1_1Y | 1 | South | YES | 0.24354 | 152.5 | 83.5 | 152.5 | 0 | 1.004 | CC | 1 | 0.37769 | 152.5 | 152.5 | 37.1399 | 152.5 |  |  | 0.37769 | 57.5976 |  |  |  |  | 0 | 0
7809 | L_BASTEN1_3Y | 1 | South | YES | 0.24354 | 232.6 | 42 | 232.6 | 0 | 1.004 | CC | 1 | 0.37769 | 232.6 | 232.6 | 56.6474 | 232.6 |  |  | 0.37769 | 87.8505 |  |  |  |  | 0 | 0
251 | BOSQUESW803 | 2 | North | YES | -0.18634 | 150 | 0 | 150 | 0 | 1.032 | CC | -1 | 0.37849 | 150 | 150 |  |  | -27.9516 | 150 | -0.37849 | -56.7742 |  |  |  |  | 0 | 0
253 | BOSQUESW804 | 2 | North | YES | -0.18634 | 80 | 0 | 80 | 0 | 1.032 | CC | -1 | 0.37849 | 80 | 80 |  |  | -14.9075 | 80 | -0.37849 | -30.2796 |  |  |  |  | 0 | 0
3432 | SANDOW_4G | 4 | South | YES | 0.2458 | 580 | 225 | 580 |  | 1.029 | LIGCO | 1 | 0.37994 | 0 | 580 | 142.5611 | 580 |  |  | 0.37994 | 220.3676 |  |  |  |  | 0 | 0
7007 | L_LOSTPI1_1Y | 1 | South | YES | 0.24673 | 158.6 | 110 | 158 | 0 | 1 | CC | 1 | 0.38088 | 158 | 158 | 38.983 | 158 |  |  | 0.38088 | 60.1786 |  |  |  |  | 0 | 0
7008 | L_LOSTPI1_2Y | 2 | South | YES | 0.24673 | 157.7 | 107 | 160 | 0 | 1 | CC | 1 | 0.38088 | 160 | 160 | 39.4765 | 160 |  |  | 0.38088 | 60.9403 |  |  |  |  | 0 | 0
7009 | L_LOSTPI1_3Y | 3 | South | YES | 0.24673 | 173.9 | 72 | 175 | 0 | 1 | CC | 1 | 0.38088 | 175 | 175 | 43.1774 | 175 |  |  | 0.38088 | 66.6535 |  |  |  |  | 0 | 0
238 | BOSQUESW505 | 1 | North | YES | -0.20082 | 255 | 0 | 255 | 0 | 1.02 | CC | -1 | 0.39297 | 255 | 255 |  |  | -51.2086 | 255 | -0.39297 | -100.2071 |  |  |  |  | 0 | 0
247 | BOSQUESW501 | 2 | North | YES | -0.20082 | 124.8 | 0 | 156 | 0 | 1.02 | GGT | -1 | 0.39297 | 156 | 156 |  |  | -31.3276 | 156 | -0.39297 | -61.3032 |  |  |  |  | 0 | 0
239 | BOSQUESW502 | 1 | North | YES | -0.20082 | 119.2 | 0 | 149 | 0 | 1.02 | GGT | -1 | 0.39297 | 149 | 149 |  |  | -29.9219 | 149 | -0.39297 | -58.5524 |  |  |  |  | 0 | 0
3417 | LAKE_CRK2_G | 2 | North | YES | -0.2051 | 177.6 | 40 | 222 | 0 | 1.029 | GST | -1 | 0.39725 | 222 | 222 |  |  | -45.5329 | 222 | -0.39725 | -88.1904 |  |  |  |  | 0 | 0
3416 | LAKE_CRK1_G | 1 | North | YES | -0.2051 | 60 | 33 | 75 |  | 1.029 | GST | -1 | 0.39725 | 75 | 75 |  |  | -15.3827 | 75 | -0.39725 | -29.794 |  |  |  |  | 0 | 0
3404 | THOUSE_2G | 2 | North | YES | -0.21086 | 807 | 250 | 807 | 0 | 1.012 | GSC | -1 | 0.40301 | 807 | 807 |  |  | -170.1608 | 807 | -0.40301 | -325.2266 |  |  |  |  | 0 | 0
3403 | THOUSE_1G | 1 | North | YES | -0.21086 | 563 | 200 | 563 | 0 | 1.012 | GSC | -1 | 0.40301 | 563 | 563 |  |  | -118.7119 | 563 | -0.40301 | -226.8929 |  |  |  |  | 0 | 0
13432 | SANDOW_5G | 5 | South | YES | 0.32544 | 581 | 225 | 581 | 0 | 1.029 | LIGCO | 1 | 0.45959 | 0 | 581 | 189.0824 | 581 |  |  | 0.45959 | 267.023 |  |  |  |  | 0 | 0
[26 empty] | 0 | 0
[26 empty] | 0 | 0
[26 empty] | 0 | 0
[26 empty] | 0 | 0
[26 empty] | 0 | 0
[26 empty] | 0 | 0
[26 empty] | 0 | 0
[26 empty] | 0 | 0
[26 empty] | 0 | 0
[26 empty] | 0 | 0
[26 empty] | 0 | 0
[26 empty] | 0 | 0
[26 empty] | 0 | 0
[26 empty] | 0 | 0
[26 empty] | 0 | 0
[26 empty] | 0 | 0
[26 empty] | 0 | 0
[26 empty] | 0 | 0
[26 empty] | 0 | 0
[26 empty] | 0 | 0
[26 empty] | 0 | 0
[26 empty] | 0 | 0
[26 empty] | 0 | 0
[26 empty] | 0 | 0
[26 empty] | 0 | 0
[26 empty] | 0 | 0
[26 empty] | 0 | 0
[26 empty] | 0 | 0
[26 empty] | 0 | 0
[26 empty] | 0 | 0
[26 empty] | 0 | 0
[26 empty] | 0 | 0
[26 empty] | 0 | 0
[26 empty] | 0 | 0
[26 empty] | 0 | 0
[26 empty] | 0 | 0
[26 empty] | 0 | 0
[26 empty] | 0 | 0
[26 empty] | 0 | 0
[26 empty] | 0 | 0
[26 empty] | 0 | 0
[26 empty] | 0 | 0
[26 empty] | 0 | 0
[26 empty] | 0 | 0
[26 empty] | 0 | 0
[26 empty] | 0 | 0
[26 empty] | 0 | 0
[26 empty] | 0 | 0
[26 empty] | 0 | 0
[26 empty] | 0 | 0
[26 empty] | 0 | 0
[26 empty] | 0 | 0
[26 empty] | 0 | 0
[26 empty] | 0 | 0
[26 empty] | 0 | 0
[26 empty] | 0 | 0
[26 empty] | 0 | 0
[26 empty] | 0 | 0
[26 empty] | 0 | 0
[26 empty] | 0 | 0
[26 empty] | 0 | 0
[26 empty] | 0 | 0
[26 empty] | 0 | 0
[26 empty] | 0 | 0
[26 empty] | 0 | 0
[26 empty] | 0 | 0
[26 empty] | 0 | 0
[26 empty] | 0 | 0
[26 empty] | 0 | 0
[26 empty] | 0 | 0
[26 empty] | 0 | 0
[26 empty] | 0 | 0
[26 empty] | 0 | 0
[26 empty] | 0 | 0
[26 empty] | 0 | 0
[26 empty] | 0 | 0
[26 empty] | 0 | 0
[26 empty] | 0 | 0
[26 empty] | 0 | 0
[26 empty] | 0 | 0
[26 empty] | 0 | 0
[26 empty] | 0 | 0
[26 empty] | 0 | 0
[26 empty] | 0 | 0
[26 empty] | 0 | 0
[26 empty] | 0 | 0
[26 empty] | 0 | 0
[26 empty] | 0 | 0
[26 empty] | 0 | 0
[26 empty] | 0 | 0
[26 empty] | 0 | 0
[26 empty] | 0 | 0
[26 empty] | 0 | 0
[26 empty] | 0 | 0
[26 empty] | 0 | 0
[26 empty] | 0 | 0
[26 empty] | 0 | 0
[26 empty] | 0 | 0
[26 empty] | 0 | 0
[26 empty] | 0 | 0
[26 empty] | 0 | 0
[26 empty] | 0 | 0
[26 empty] | 0 | 0
[26 empty] | 0 | 0
[26 empty] | 0 | 0
[26 empty] | 0 | 0
[26 empty] | 0 | 0
[26 empty] | 0 | 0
[26 empty] | 0 | 0
[26 empty] | 0 | 0
[26 empty] | 0 | 0
[26 empty] | 0 | 0
[26 empty] | 0 | 0
[26 empty] | 0 | 0
[26 empty] | 0 | 0
[26 empty] | 0 | 0
[26 empty] | 0 | 0
[26 empty] | 0 | 0
[26 empty] | 0 | 0
[26 empty] | 0 | 0
[26 empty] | 0 | 0
[26 empty] | 0 | 0
[26 empty] | 0 | 0
[26 empty] | 0 | 0
[26 empty] | 0 | 0
[26 empty] | 0 | 0
[26 empty] | 0 | 0
[26 empty] | 0 | 0
[26 empty] | 0 | 0
[26 empty] | 0 | 0
[26 empty] | 0 | 0
[26 empty] | 0 | 0
[26 empty] | 0 | 0
[26 empty] | 0 | 0
[26 empty] | 0 | 0
[26 empty] | 0 | 0
[26 empty] | 0 | 0
[26 empty] | 0 | 0
[26 empty] | 0 | 0
[26 empty] | 0 | 0
[26 empty] | 0 | 0
[26 empty] | 0 | 0
[26 empty] | 0 | 0
[26 empty] | 0 | 0
[26 empty] | 0 | 0
[26 empty] | 0 | 0
[26 empty] | 0 | 0
[26 empty] | 0 | 0
[26 empty] | 0 | 0
[26 empty] | 0 | 0
[26 empty] | 0 | 0
[26 empty] | 0 | 0
[26 empty] | 0 | 0
[26 empty] | 0 | 0
[26 empty] | 0 | 0
[26 empty] | 0 | 0
[26 empty] | 0 | 0
[26 empty] | 0 | 0
[26 empty] | 0 | 0
[26 empty] | 0 | 0
[26 empty] | 0 | 0
[26 empty] | 0 | 0
[26 empty] | 0 | 0
[26 empty] | 0 | 0
[26 empty] | 0 | 0
[26 empty] | 0 | 0
[26 empty] | 0 | 0
[26 empty] | 0 | 0
[26 empty] | 0 | 0
[26 empty] | 0 | 0
[26 empty] | 0 | 0
[26 empty] | 0 | 0
[26 empty] | 0 | 0
[26 empty] | 0 | 0
[26 empty] | 0 | 0
[26 empty] | 0 | 0
[26 empty] | 0 | 0
[26 empty] | 0 | 0
[26 empty] | 0 | 0
[26 empty] | 0 | 0
[26 empty] | 0 | 0
[26 empty] | 0 | 0
[26 empty] | 0 | 0
[26 empty] | 0 | 0
[26 empty] | 0 | 0
[26 empty] | 0 | 0
[26 empty] | 0 | 0
[26 empty] | 0 | 0
[26 empty] | 0 | 0
[26 empty] | 0 | 0
[26 empty] | 0 | 0
[26 empty] | 0 | 0
[26 empty] | 0 | 0
[26 empty] | 0 | 0
[26 empty] | 0 | 0
[26 empty] | 0 | 0
[26 empty] | 0 | 0
[26 empty] | 0 | 0
[26 empty] | 0 | 0
[26 empty] | 0 | 0
[26 empty] | 0 | 0
[26 empty] | 0 | 0
[26 empty] | 0 | 0
[26 empty] | 0 | 0
[26 empty] | 0 | 0
[26 empty] | 0 | 0
[26 empty] | 0 | 0
[26 empty] | 0 | 0
[26 empty] | 0 | 0
[26 empty] | 0 | 0
[26 empty] | 0 | 0
[26 empty] | 0 | 0
[26 empty] | 0 | 0
[26 empty] | 0 | 0
[26 empty] | 0 | 0
[26 empty] | 0 | 0
[26 empty] | 0 | 0
[26 empty] | 0 | 0
[26 empty] | 0 | 0
[26 empty] | 0 | 0
[26 empty] | 0 | 0
[26 empty] | 0 | 0
[26 empty] | 0 | 0
[26 empty] | 0 | 0
[26 empty] | 0 | 0
[26 empty] | 0 | 0
[26 empty] | 0 | 0
[26 empty] | 0 | 0
[26 empty] | 0 | 0
[26 empty] | 0 | 0
[26 empty] | 0 | 0
[26 empty] | 0 | 0
[26 empty] | 0 | 0
[26 empty] | 0 | 0
[26 empty] | 0 | 0
[26 empty] | 0 | 0
[26 empty] | 0 | 0
[26 empty] | 0 | 0
[26 empty] | 0 | 0
[26 empty] | 0 | 0
[26 empty] | 0 | 0
[26 empty] | 0 | 0
[26 empty] | 0 | 0
[26 empty] | 0 | 0
[26 empty] | 0 | 0
[26 empty] | 0 | 0
[26 empty] | 0 | 0
[26 empty] | 0 | 0
[26 empty] | 0 | 0
[26 empty] | 0 | 0
[26 empty] | 0 | 0
[26 empty] | 0 | 0
[26 empty] | 0 | 0
[26 empty] | 0 | 0
[26 empty] | 0 | 0
[26 empty] | 0 | 0
[26 empty] | 0 | 0
[26 empty] | 0 | 0
[26 empty] | 0 | 0
[26 empty] | 0 | 0
[26 empty] | 0 | 0
[26 empty] | 0 | 0
[26 empty] | 0 | 0
[26 empty] | 0 | 0
[26 empty] | 0 | 0
[26 empty] | 0 | 0
[26 empty] | 0 | 0
[26 empty] | 0 | 0
[26 empty] | 0 | 0
[26 empty] | 0 | 0
[26 empty] | 0 | 0
[26 empty] | 0 | 0
[26 empty] | 0 | 0
[26 empty] | 0 | 0
[26 empty] | 0 | 0
[26 empty] | 0 | 0
[26 empty] | 0 | 0
[26 empty] | 0 | 0
[26 empty] | 0 | 0
[26 empty] | 0 | 0
[26 empty] | 0 | 0
[26 empty] | 0 | 0
[26 empty] | 0 | 0
[26 empty] | 0 | 0
[26 empty] | 0 | 0
[26 empty] | 0 | 0
[26 empty] | 0 | 0
[26 empty] | 0 | 0
[26 empty] | 0 | 0
[26 empty] | 0 | 0
[26 empty] | 0 | 0
[26 empty] | 0 | 0
[26 empty] | 0 | 0
[26 empty] | 0 | 0
[26 empty] | 0 | 0
[26 empty] | 0 | 0
[26 empty] | 0 | 0
[26 empty] | 0 | 0
[26 empty] | 0 | 0
[26 empty] | 0 | 0
[26 empty] | 0 | 0
[26 empty] | 0 | 0
[26 empty] | 0 | 0
[26 empty] | 0 | 0
[26 empty] | 0 | 0
[26 empty] | 0 | 0
[26 empty] | 0 | 0
[26 empty] | 0 | 0
[26 empty] | 0 | 0
[26 empty] | 0 | 0
[26 empty] | 0 | 0
[26 empty] | 0 | 0
[26 empty] | 0 | 0
[26 empty] | 0 | 0
[26 empty] | 0 | 0
[26 empty] | 0 | 0
[26 empty] | 0 | 0
[26 empty] | 0 | 0
[26 empty] | 0 | 0
[26 empty] | 0 | 0
[26 empty] | 0 | 0
[26 empty] | 0 | 0
[26 empty] | 0 | 0
[26 empty] | 0 | 0
[26 empty] | 0 | 0
[26 empty] | 0 | 0
[26 empty] | 0 | 0
[26 empty] | 0 | 0
[26 empty] | 0 | 0
[26 empty] | 0 | 0
[26 empty] | 0 | 0
[26 empty] | 0 | 0
[26 empty] | 0 | 0
[26 empty] | 0 | 0
[26 empty] | 0 | 0
[26 empty] | 0 | 0
[26 empty] | 0 | 0
[26 empty] | 0 | 0
[26 empty] | 0 | 0
[26 empty] | 0 | 0
[26 empty] | 0 | 0
[26 empty] | 0 | 0
[26 empty] | 0 | 0
[26 empty] | 0 | 0
[26 empty] | 0 | 0
[26 empty] | 0 | 0
[26 empty] | 0 | 0
[26 empty] | 0 | 0
[26 empty] | 0 | 0
[26 empty] | 0 | 0
[26 empty] | 0 | 0
[26 empty] | 0 | 0
[26 empty] | 0 | 0
[26 empty] | 0 | 0
[26 empty] | 0 | 0
[26 empty] | 0 | 0
[26 empty] | 0 | 0
[26 empty] | 0 | 0
[26 empty] | 0 | 0
[26 empty] | 0 | 0
[26 empty] | 0 | 0
[26 empty] | 0 | 0
[26 empty] | 0 | 0
[26 empty] | 0 | 0
[26 empty] | 0 | 0
[26 empty] | 0 | 0
[26 empty] | 0 | 0
[26 empty] | 0 | 0
[26 empty] | 0 | 0
[26 empty] | 0 | 0
[26 empty] | 0 | 0
[26 empty] | 0 | 0
[26 empty] | 0 | 0
[26 empty] | 0 | 0
[26 empty] | 0 | 0
[26 empty] | 0 | 0
[26 empty] | 0 | 0
[26 empty] | 0 | 0
[26 empty] | 0 | 0
[26 empty] | 0 | 0
[26 empty] | 0 | 0
[26 empty] | 0 | 0
[26 empty] | 0 | 0
[26 empty] | 0 | 0
[26 empty] | 0 | 0
[26 empty] | 0 | 0
[26 empty] | 0 | 0
[26 empty] | 0 | 0
[26 empty] | 0 | 0
[26 empty] | 0 | 0
[26 empty] | 0 | 0
[26 empty] | 0 | 0
[26 empty] | 0 | 0
[26 empty] | 0 | 0
[26 empty] | 0 | 0
[26 empty] | 0 | 0
[26 empty] | 0 | 0
[26 empty] | 0 | 0
[26 empty] | 0 | 0
[26 empty] | 0 | 0
[26 empty] | 0 | 0
[26 empty] | 0 | 0
[26 empty] | 0 | 0
[26 empty] | 0 | 0
[26 empty] | 0 | 0
[26 empty] | 0 | 0
[26 empty] | 0 | 0
[26 empty] | 0 | 0
[26 empty] | 0 | 0
[26 empty] | 0 | 0
[26 empty] | 0 | 0
[26 empty] | 0 | 0
[26 empty] | 0 | 0
[26 empty] | 0 | 0
[26 empty] | 0 | 0
[26 empty] | 0 | 0
[26 empty] | 0 | 0
[26 empty] | 0 | 0
[26 empty] | 0 | 0
[26 empty] | 0 | 0
[26 empty] | 0 | 0
[26 empty] | 0 | 0
[26 empty] | 0 | 0
[26 empty] | 0 | 0
[26 empty] | 0 | 0
[26 empty] | 0 | 0
[26 empty] | 0 | 0
[26 empty] | 0 | 0
[26 empty] | 0 | 0
[26 empty] | 0 | 0
[26 empty] | 0 | 0
[26 empty] | 0 | 0
[26 empty] | 0 | 0
[26 empty] | 0 | 0
[26 empty] | 0 | 0
[26 empty] | 0 | 0
[26 empty] | 0 | 0
[26 empty] | 0 | 0
[26 empty] | 0 | 0
[26 empty] | 0 | 0
[26 empty] | 0 | 0
[26 empty] | 0 | 0
[26 empty] | 0 | 0
[26 empty] | 0 | 0
[26 empty] | 0 | 0
[26 empty] | 0 | 0
[26 empty] | 0 | 0
[26 empty] | 0 | 0
[26 empty] | 0 | 0
[26 empty] | 0 | 0
[26 empty] | 0 | 0
[26 empty] | 0 | 0
[26 empty] | 0 | 0
[26 empty] | 0 | 0
[26 empty] | 0 | 0
[26 empty] | 0 | 0
[26 empty] | 0 | 0
[26 empty] | 0 | 0
[26 empty] | 0 | 0
[26 empty] | 0 | 0
[26 empty] | 0 | 0
[26 empty] | 0 | 0
[26 empty] | 0 | 0
[26 empty] | 0 | 0
[26 empty] | 0 | 0
[26 empty] | 0 | 0
[26 empty] | 0 | 0
[26 empty] | 0 | 0
[26 empty] | 0 | 0
[26 empty] | 0 | 0
[26 empty] | 0 | 0
[26 empty] | 0 | 0
[26 empty] | 0 | 0
[26 empty] | 0 | 0
[26 empty] | 0 | 0
[26 empty] | 0 | 0
[26 empty] | 0 | 0
[26 empty] | 0 | 0
[26 empty] | 0 | 0
[26 empty] | 0 | 0
[26 empty] | 0 | 0
[26 empty] | 0 | 0
[26 empty] | 0 | 0
[26 empty] | 0 | 0
[26 empty] | 0 | 0
[26 empty] | 0 | 0
[26 empty] | 0 | 0
[26 empty] | 0 | 0
[26 empty] | 0 | 0
[26 empty] | 0 | 0
[26 empty] | 0 | 0
[26 empty] | 0 | 0
[26 empty] | 0 | 0
[26 empty] | 0 | 0
[26 empty] | 0 | 0
[26 empty] | 0 | 0
[26 empty] | 0 | 0
[26 empty] | 0 | 0
[26 empty] | 0 | 0
[26 empty] | 0 | 0
[26 empty] | 0 | 0
[26 empty] | 0 | 0
[26 empty] | 0 | 0
[26 empty] | 0 | 0
[26 empty] | 0 | 0
[26 empty] | 0 | 0
[26 empty] | 0 | 0
[26 empty] | 0 | 0
[26 empty] | 0 | 0
[26 empty] | 0 | 0
[26 empty] | 0 | 0
[26 empty] | 0 | 0
[26 empty] | 0 | 0
[26 empty] | 0 | 0
[26 empty] | 0 | 0
[26 empty] | 0 | 0
[26 empty] | 0 | 0
[26 empty] | 0 | 0
[26 empty] | 0 | 0
[26 empty] | 0 | 0
[26 empty] | 0 | 0
[26 empty] | 0 | 0
[26 empty] | 0 | 0
[26 empty] | 0 | 0
[26 empty] | 0 | 0
[26 empty] | 0 | 0
[26 empty] | 0 | 0
[26 empty] | 0 | 0
[26 empty] | 0 | 0
[26 empty] | 0 | 0
[26 empty] | 0 | 0
[26 empty] | 0 | 0
[26 empty] | 0 | 0
[26 empty] | 0 | 0
[26 empty] | 0 | 0
[26 empty] | 0 | 0
[26 empty] | 0 | 0
[26 empty] | 0 | 0
[26 empty] | 0 | 0
[26 empty] | 0 | 0
[26 empty] | 0 | 0
[26 empty] | 0 | 0
[26 empty] | 0 | 0
[26 empty] | 0 | 0
[26 empty] | 0 | 0
[26 empty] | 0 | 0
[26 empty] | 0 | 0
[26 empty] | 0 | 0
[26 empty] | 0 | 0
[26 empty] | 0 | 0
[26 empty] | 0 | 0
[26 empty] | 0 | 0
[26 empty] | 0 | 0
[26 empty] | 0 | 0
[26 empty] | 0 | 0
[26 empty] | 0 | 0
[26 empty] | 0 | 0
[26 empty] | 0 | 0
[26 empty] | 0 | 0
[26 empty] | 0 | 0
[26 empty] | 0 | 0
[26 empty] | 0 | 0
[26 empty] | 0 | 0
[26 empty] | 0 | 0
[26 empty] | 0 | 0
[26 empty] | 0 | 0
[26 empty] | 0 | 0
[26 empty] | 0 | 0
[26 empty] | 0 | 0
[26 empty] | 0 | 0
[26 empty] | 0 | 0
[26 empty] | 0 | 0
[26 empty] | 0 | 0
[26 empty] | 0 | 0
[26 empty] | 0 | 0
[26 empty] | 0 | 0
[26 empty] | 0 | 0
[26 empty] | 0 | 0
[26 empty] | 0 | 0
[26 empty] | 0 | 0
[26 empty] | 0 | 0
[26 empty] | 0 | 0
[26 empty] | 0 | 0
[26 empty] | 0 | 0
[26 empty] | 0 | 0
[26 empty] | 0 | 0
[26 empty] | 0 | 0
[26 empty] | 0 | 0
[26 empty] | 0 | 0
[26 empty] | 0 | 0
[26 empty] | 0 | 0
[26 empty] | 0 | 0
[26 empty] | 0 | 0
[26 empty] | 0 | 0
[26 empty] | 0 | 0
[26 empty] | 0 | 0
[26 empty] | 0 | 0
[26 empty] | 0 | 0
[26 empty] | 0 | 0
[26 empty] | 0 | 0
[26 empty] | 0 | 0
[26 empty] | 0 | 0
[26 empty] | 0 | 0
[26 empty] | 0 | 0
[26 empty] | 0 | 0
[26 empty] | 0 | 0
[26 empty] | 0 | 0
[26 empty] | 0 | 0
[26 empty] | 0 | 0
[26 empty] | 0 | 0
[26 empty] | 0 | 0
[26 empty] | 0 | 0
[26 empty] | 0 | 0
[26 empty] | 0 | 0
[26 empty] | 0 | 0
[26 empty] | 0 | 0
[26 empty] | 0 | 0
[26 empty] | 0 | 0
[26 empty] | 0 | 0
[26 empty] | 0 | 0
[26 empty] | 0 | 0
[26 empty] | 0 | 0
[26 empty] | 0 | 0
[26 empty] | 0 | 0
[26 empty] | 0 | 0
[26 empty] | 0 | 0
[26 empty] | 0 | 0
[26 empty] | 0 | 0
[26 empty] | 0 | 0
[26 empty] | 0 | 0
[26 empty] | 0 | 0
[26 empty] | 0 | 0
[26 empty] | 0 | 0
[26 empty] | 0 | 0
[26 empty] | 0 | 0
[26 empty] | 0 | 0
[26 empty] | 0 | 0
[26 empty] | 0 | 0
[26 empty] | 0 | 0
[26 empty] | 0 | 0
[26 empty] | 0 | 0
[26 empty] | 0 | 0
[26 empty] | 0 | 0
[26 empty] | 0 | 0
[26 empty] | 0 | 0
[26 empty] | 0 | 0
[26 empty] | 0 | 0
[26 empty] | 0 | 0
[26 empty] | 0 | 0
[26 empty] | 0 | 0
[26 empty] | 0 | 0
[26 empty] | 0 | 0
[26 empty] | 0 | 0
[26 empty] | 0 | 0
[26 empty] | 0 | 0
[26 empty] | 0 | 0
[26 empty] | 0 | 0
[26 empty] | 0 | 0
[26 empty] | 0 | 0
[26 empty] | 0 | 0
[26 empty] | 0 | 0
[26 empty] | 0 | 0
[26 empty] | 0 | 0
[26 empty] | 0 | 0
[26 empty] | 0 | 0
[26 empty] | 0 | 0
[26 empty] | 0 | 0
[26 empty] | 0 | 0
[26 empty] | 0 | 0
[26 empty] | 0 | 0
[26 empty] | 0 | 0
[26 empty] | 0 | 0
[26 empty] | 0 | 0
[26 empty] | 0 | 0
[26 empty] | 0 | 0
[26 empty] | 0 | 0
[26 empty] | 0 | 0
[26 empty] | 0 | 0
[26 empty] | 0 | 0
[26 empty] | 0 | 0
[26 empty] | 0 | 0
[26 empty] | 0 | 0
[26 empty] | 0 | 0
[26 empty] | 0 | 0
[26 empty] | 0 | 0
[26 empty] | 0 | 0
[26 empty] | 0 | 0
[26 empty] | 0 | 0
[26 empty] | 0 | 0
[26 empty] | 0 | 0
[26 empty] | 0 | 0
[26 empty] | 0 | 0
[26 empty] | 0 | 0
[26 empty] | 0 | 0
[26 empty] | 0 | 0
[26 empty] | 0 | 0
[26 empty] | 0 | 0
[26 empty] | 0 | 0
[26 empty] | 0 | 0
[26 empty] | 0 | 0
[26 empty] | 0 | 0
[26 empty] | 0 | 0
[26 empty] | 0 | 0
[26 empty] | 0 | 0
[26 empty] | 0 | 0
[26 empty] | 0 | 0
[26 empty] | 0 | 0
[26 empty] | 0 | 0
[26 empty] | 0 | 0
[26 empty] | 0 | 0
[26 empty] | 0 | 0
[26 empty] | 0 | 0
[26 empty] | 0 | 0
[26 empty] | 0 | 0
[26 empty] | 0 | 0
[26 empty] | 0 | 0
[26 empty] | 0 | 0
[26 empty] | 0 | 0
[26 empty] | 0 | 0
[26 empty] | 0 | 0
[26 empty] | 0 | 0
[26 empty] | 0 | 0
[26 empty] | 0 | 0
[26 empty] | 0 | 0
[26 empty] | 0 | 0
[26 empty] | 0 | 0
[26 empty] | 0 | 0
[26 empty] | 0 | 0
[26 empty] | 0 | 0
[26 empty] | 0 | 0
[26 empty] | 0 | 0
[26 empty] | 0 | 0
[26 empty] | 0 | 0
[26 empty] | 0 | 0
[26 empty] | 0 | 0
[26 empty] | 0 | 0
[26 empty] | 0 | 0
[26 empty] | 0 | 0
[26 empty] | 0 | 0
[26 empty] | 0 | 0
[26 empty] | 0 | 0
[26 empty] | 0 | 0
[26 empty] | 0 | 0
[26 empty] | 0 | 0
[26 empty] | 0 | 0
[26 empty] | 0 | 0
[26 empty] | 0 | 0
[26 empty] | 0 | 0
[26 empty] | 0 | 0
[26 empty] | 0 | 0
[26 empty] | 0 | 0
[26 empty] | 0 | 0
[26 empty] | 0 | 0
[26 empty] | 0 | 0
[26 empty] | 0 | 0
[26 empty] | 0 | 0
[26 empty] | 0 | 0
[26 empty] | 0 | 0
[26 empty] | 0 | 0
[26 empty] | 0 | 0
[26 empty] | 0 | 0
[26 empty] | 0 | 0
[26 empty] | 0 | 0
[26 empty] | 0 | 0
[26 empty] | 0 | 0
[26 empty] | 0 | 0
[26 empty] | 0 | 0
[26 empty] | 0 | 0
[26 empty] | 0 | 0
[26 empty] | 0 | 0
[26 empty] | 0 | 0
[26 empty] | 0 | 0
[26 empty] | 0 | 0
[26 empty] | 0 | 0
[26 empty] | 0 | 0
[26 empty] | 0 | 0
[26 empty] | 0 | 0
[26 empty] | 0 | 0
[26 empty] | 0 | 0
[26 empty] | 0 | 0
[26 empty] | 0 | 0
[26 empty] | 0 | 0
[26 empty] | 0 | 0
[26 empty] | 0 | 0
[26 empty] | 0 | 0
[26 empty] | 0 | 0
[26 empty] | 0 | 0
[26 empty] | 0 | 0
[26 empty] | 0 | 0
[26 empty] | 0 | 0
[26 empty] | 0 | 0
[26 empty] | 0 | 0
[26 empty] | 0 | 0
[26 empty] | 0 | 0
[26 empty] | 0 | 0
[26 empty] | 0 | 0
[26 empty] | 0 | 0
[26 empty] | 0 | 0
[26 empty] | 0 | 0
[26 empty] | 0 | 0
[26 empty] | 0 | 0
[26 empty] | 0 | 0
[26 empty] | 0 | 0
[26 empty] | 0 | 0
[26 empty] | 0 | 0
[26 empty] | 0 | 0
[26 empty] | 0 | 0
[26 empty] | 0 | 0
[26 empty] | 0 | 0
[26 empty] | 0 | 0
[26 empty] | 0 | 0
[26 empty] | 0 | 0
[26 empty] | 0 | 0
[26 empty] | 0 | 0
[26 empty] | 0 | 0
[26 empty] | 0 | 0
[26 empty] | 0 | 0
[26 empty] | 0 | 0
[26 empty] | 0 | 0
[26 empty] | 0 | 0
[26 empty] | 0 | 0
[26 empty] | 0 | 0
[26 empty] | 0 | 0
[26 empty] | 0 | 0
[26 empty] | 0 | 0
[26 empty] | 0 | 0
[26 empty] | 0 | 0
[26 empty] | 0 | 0
[26 empty] | 0 | 0
[26 empty] | 0 | 0
[26 empty] | 0 | 0
[26 empty] | 0 | 0
[26 empty] | 0 | 0
[26 empty] | 0 | 0
[26 empty] | 0 | 0
[26 empty] | 0 | 0
[26 empty] | 0 | 0
[26 empty] | 0 | 0
[26 empty] | 0 | 0
[26 empty] | 0 | 0
[26 empty] | 0 | 0
[26 empty] | 0 | 0
[26 empty] | 0 | 0
[26 empty] | 0 | 0
[26 empty] | 0 | 0
[26 empty] | 0 | 0
[26 empty] | 0 | 0
[26 empty] | 0 | 0
[26 empty] | 0 | 0
[26 empty] | 0 | 0
[26 empty] | 0 | 0
[26 empty] | 0 | 0
[26 empty] | 0 | 0
[26 empty] | 0 | 0
[26 empty] | 0 | 0
[26 empty] | 0 | 0
[26 empty] | 0 | 0
[26 empty] | 0 | 0
[26 empty] | 0 | 0
[26 empty] | 0 | 0
[26 empty] | 0 | 0
[26 empty] | 0 | 0
[26 empty] | 0 | 0
[26 empty] | 0 | 0
[26 empty] | 0 | 0
[26 empty] | 0 | 0
[26 empty] | 0 | 0
[26 empty] | 0 | 0
[26 empty] | 0 | 0
[26 empty] | 0 | 0
[26 empty] | 0 | 0
[26 empty] | 0 | 0
[26 empty] | 0 | 0
[26 empty] | 0 | 0
[26 empty] | 0 | 0
[26 empty] | 0 | 0
[26 empty] | 0 | 0
[26 empty] | 0 | 0
[26 empty] | 0 | 0
[26 empty] | 0 | 0
[26 empty] | 0 | 0
[26 empty] | 0 | 0
[26 empty] | 0 | 0
[26 empty] | 0 | 0
[26 empty] | 0 | 0
[26 empty] | 0 | 0
[26 empty] | 0 | 0
[26 empty] | 0 | 0
[26 empty] | 0 | 0
[26 empty] | 0 | 0
[26 empty] | 0 | 0
[26 empty] | 0 | 0
[26 empty] | 0 | 0
[26 empty] | 0 | 0
[26 empty] | 0 | 0
[26 empty] | 0 | 0
[26 empty] | 0 | 0
[26 empty] | 0 | 0
[26 empty] | 0 | 0
[26 empty] | 0 | 0
[26 empty] | 0 | 0
[26 empty] | 0 | 0
[26 empty] | 0 | 0
[26 empty] | 0 | 0
[26 empty] | 0 | 0
[26 empty] | 0 | 0
[26 empty] | 0 | 0
[26 empty] | 0 | 0
[26 empty] | 0 | 0
[26 empty] | 0 | 0
[26 empty] | 0 | 0
[26 empty] | 0 | 0
[26 empty] | 0 | 0
[26 empty] | 0 | 0
[26 empty] | 0 | 0
[26 empty] | 0 | 0
[26 empty] | 0 | 0
[26 empty] | 0 | 0
[26 empty] | 0 | 0
[26 empty] | 0 | 0
[26 empty] | 0 | 0
[26 empty] | 0 | 0
[26 empty] | 0 | 0
[26 empty] | 0 | 0
[26 empty] | 0 | 0
[26 empty] | 0 | 0
[26 empty] | 0 | 0
[26 empty] | 0 | 0
[26 empty] | 0 | 0
[26 empty] | 0 | 0
[26 empty] | 0 | 0
[26 empty] | 0 | 0
[26 empty] | 0 | 0
[26 empty] | 0 | 0
[26 empty] | 0 | 0
[26 empty] | 0 | 0
[26 empty] | 0 | 0
[26 empty] | 0 | 0
[26 empty] | 0 | 0
[26 empty] | 0 | 0
[26 empty] | 0 | 0
[26 empty] | 0 | 0
[26 empty] | 0 | 0
[26 empty] | 0 | 0
[26 empty] | 0 | 0
[26 empty] | 0 | 0
[26 empty] | 0 | 0
[26 empty] | 0 | 0
[26 empty] | 0 | 0
[26 empty] | 0 | 0
[26 empty] | 0 | 0
[26 empty] | 0 | 0
[26 empty] | 0 | 0
[26 empty] | 0 | 0
[26 empty] | 0 | 0
[26 empty] | 0 | 0
[26 empty] | 0 | 0
[26 empty] | 0 | 0
[26 empty] | 0 | 0
[26 empty] | 0 | 0
[26 empty] | 0 | 0
[26 empty] | 0 | 0
[26 empty] | 0 | 0
[26 empty] | 0 | 0
[26 empty] | 0 | 0
[26 empty] | 0 | 0
[26 empty] | 0 | 0
[26 empty] | 0 | 0
[26 empty] | 0 | 0
[26 empty] | 0 | 0
[26 empty] | 0 | 0
[26 empty] | 0 | 0
[26 empty] | 0 | 0
[26 empty] | 0 | 0
[26 empty] | 0 | 0
[26 empty] | 0 | 0
[26 empty] | 0 | 0
[26 empty] | 0 | 0
[26 empty] | 0 | 0
[26 empty] | 0 | 0
[26 empty] | 0 | 0
[26 empty] | 0 | 0
[26 empty] | 0 | 0
[26 empty] | 0 | 0
[26 empty] | 0 | 0
[26 empty] | 0 | 0
[26 empty] | 0 | 0
[26 empty] | 0 | 0
[26 empty] | 0 | 0
[26 empty] | 0 | 0
[26 empty] | 0 | 0
[26 empty] | 0 | 0
[26 empty] | 0 | 0
[26 empty] | 0 | 0
[26 empty] | 0 | 0
[26 empty] | 0 | 0
[26 empty] | 0 | 0
[26 empty] | 0 | 0
[26 empty] | 0 | 0
[26 empty] | 0 | 0
[26 empty] | 0 | 0
[26 empty] | 0 | 0
[26 empty] | 0 | 0
[26 empty] | 0 | 0
[26 empty] | 0 | 0
[26 empty] | 0 | 0
[26 empty] | 0 | 0
[26 empty] | 0 | 0
[26 empty] | 0 | 0
[26 empty] | 0 | 0
[26 empty] | 0 | 0
[26 empty] | 0 | 0
[26 empty] | 0 | 0
[26 empty] | 0 | 0
[26 empty] | 0 | 0
[26 empty] | 0 | 0
[26 empty] | 0 | 0
[26 empty] | 0 | 0
[26 empty] | 0 | 0
[26 empty] | 0 | 0
[26 empty] | 0 | 0
[26 empty] | 0 | 0
[26 empty] | 0 | 0
[26 empty] | 0 | 0
[26 empty] | 0 | 0
[26 empty] | 0 | 0
[26 empty] | 0 | 0
[26 empty] | 0 | 0
[26 empty] | 0 | 0
[26 empty] | 0 | 0
[26 empty] | 0 | 0
[26 empty] | 0 | 0
[26 empty] | 0 | 0
[26 empty] | 0 | 0
[26 empty] | 0 | 0
[26 empty] | 0 | 0
[26 empty] | 0 | 0
[26 empty] | 0 | 0
[26 empty] | 0 | 0
[26 empty] | 0 | 0
[26 empty] | 0 | 0
[26 empty] | 0 | 0
[26 empty] | 0 | 0
[26 empty] | 0 | 0
[26 empty] | 0 | 0
[26 empty] | 0 | 0
[26 empty] | 0 | 0
[26 empty] | 0 | 0
[26 empty] | 0 | 0
[26 empty] | 0 | 0
[26 empty] | 0 | 0
[26 empty] | 0 | 0
[26 empty] | 0 | 0
[26 empty] | 0 | 0
[26 empty] | 0 | 0
[26 empty] | 0 | 0
[26 empty] | 0 | 0
[26 empty] | 0 | 0
[26 empty] | 0 | 0
[26 empty] | 0 | 0
[26 empty] | 0 | 0
[26 empty] | 0 | 0
[26 empty] | 0 | 0
[26 empty] | 0 | 0
[26 empty] | 0 | 0
[26 empty] | 0 | 0
[26 empty] | 0 | 0
[26 empty] | 0 | 0
[26 empty] | 0 | 0
[26 empty] | 0 | 0
[26 empty] | 0 | 0
[26 empty] | 0 | 0
[26 empty] | 0 | 0
[26 empty] | 0 | 0
[26 empty] | 0 | 0
[26 empty] | 0 | 0
[26 empty] | 0 | 0
[26 empty] | 0 | 0
[26 empty] | 0 | 0
[26 empty] | 0 | 0
[26 empty] | 0 | 0
[26 empty] | 0 | 0
[26 empty] | 0 | 0
[26 empty] | 0 | 0
[26 empty] | 0 | 0
[26 empty] | 0 | 0
[26 empty] | 0 | 0
[26 empty] | 0 | 0
[26 empty] | 0 | 0
[26 empty] | 0 | 0
[26 empty] | 0 | 0
[26 empty] | 0 | 0
[26 empty] | 0 | 0
[26 empty] | 0 | 0
[26 empty] | 0 | 0
[26 empty] | 0 | 0
[26 empty] | 0 | 0
[26 empty] | 0 | 0
[26 empty] | 0 | 0
[26 empty] | 0 | 0
[26 empty] | 0 | 0
[26 empty] | 0 | 0
[26 empty] | 0 | 0
[26 empty] | 0 | 0
[26 empty] | 0 | 0
[26 empty] | 0 | 0
[26 empty] | 0 | 0
[26 empty] | 0 | 0
[26 empty] | 0 | 0
[26 empty] | 0 | 0
[26 empty] | 0 | 0
[26 empty] | 0 | 0
[26 empty] | 0 | 0
[26 empty] | 0 | 0
[26 empty] | 0 | 0
[26 empty] | 0 | 0
[26 empty] | 0 | 0
[26 empty] | 0 | 0
[26 empty] | 0 | 0
[26 empty] | 0 | 0
[26 empty] | 0 | 0
[26 empty] | 0 | 0
[26 empty] | 0 | 0
[26 empty] | 0 | 0
[26 empty] | 0 | 0
[26 empty] | 0 | 0
[26 empty] | 0 | 0
[26 empty] | 0 | 0
[26 empty] | 0 | 0
[26 empty] | 0 | 0
[26 empty] | 0 | 0
[26 empty] | 0 | 0
[26 empty] | 0 | 0
[26 empty] | 0 | 0
[26 empty] | 0 | 0
[26 empty] | 0 | 0
[26 empty] | 0 | 0
[26 empty] | 0 | 0
[26 empty] | 0 | 0
[26 empty] | 0 | 0
[26 empty] | 0 | 0
[26 empty] | 0 | 0
[26 empty] | 0 | 0
[26 empty] | 0 | 0
[26 empty] | 0 | 0
[26 empty] | 0 | 0
[26 empty] | 0 | 0
[26 empty] | 0 | 0
[26 empty] | 0 | 0
[26 empty] | 0 | 0
[26 empty] | 0 | 0
[26 empty] | 0 | 0
[26 empty] | 0 | 0
[26 empty] | 0 | 0
[26 empty] | 0 | 0
[26 empty] | 0 | 0
[26 empty] | 0 | 0
[26 empty] | 0 | 0
[26 empty] | 0 | 0
[26 empty] | 0 | 0
[26 empty] | 0 | 0
[26 empty] | 0 | 0
[26 empty] | 0 | 0
[26 empty] | 0 | 0
[26 empty] | 0 | 0
[26 empty] | 0 | 0
[26 empty] | 0 | 0
[26 empty] | 0 | 0
[26 empty] | 0 | 0
[26 empty] | 0 | 0
[26 empty] | 0 | 0
[26 empty] | 0 | 0
[26 empty] | 0 | 0
[26 empty] | 0 | 0
[26 empty] | 0 | 0
[26 empty] | 0 | 0
[26 empty] | 0 | 0
[26 empty] | 0 | 0
[26 empty] | 0 | 0
[26 empty] | 0 | 0
[26 empty] | 0 | 0
[26 empty] | 0 | 0
[26 empty] | 0 | 0
[26 empty] | 0 | 0
[26 empty] | 0 | 0
[26 empty] | 0 | 0
[26 empty] | 0 | 0
[26 empty] | 0 | 0
[26 empty] | 0 | 0
[26 empty] | 0 | 0
[26 empty] | 0 | 0
[26 empty] | 0 | 0
[26 empty] | 0 | 0
[26 empty] | 0 | 0
[26 empty] | 0 | 0
[26 empty] | 0 | 0
[26 empty] | 0 | 0
[26 empty] | 0 | 0
[26 empty] | 0 | 0
[26 empty] | 0 | 0
[26 empty] | 0 | 0
[26 empty] | 0 | 0
[26 empty] | 0 | 0
[26 empty] | 0 | 0
[26 empty] | 0 | 0
[26 empty] | 0 | 0
[26 empty] | 0 | 0
[26 empty] | 0 | 0
[26 empty] | 0 | 0
[26 empty] | 0 | 0
[26 empty] | 0 | 0
[26 empty] | 0 | 0
[26 empty] | 0 | 0
[26 empty] | 0 | 0
[26 empty] | 0 | 0
[26 empty] | 0 | 0
[26 empty] | 0 | 0
[26 empty] | 0 | 0
[26 empty] | 0 | 0
[26 empty] | 0 | 0
[26 empty] | 0 | 0
[26 empty] | 0 | 0
[26 empty] | 0 | 0
[26 empty] | 0 | 0
[26 empty] | 0 | 0
[26 empty] | 0 | 0
[26 empty] | 0 | 0
[26 empty] | 0 | 0
[26 empty] | 0 | 0
[26 empty] | 0 | 0
[26 empty] | 0 | 0
[26 empty] | 0 | 0
[26 empty] | 0 | 0
[26 empty] | 0 | 0
[26 empty] | 0 | 0
[26 empty] | 0 | 0
[26 empty] | 0 | 0
[26 empty] | 0 | 0
[26 empty] | 0 | 0
[26 empty] | 0 | 0
[26 empty] | 0 | 0
[26 empty] | 0 | 0
[26 empty] | 0 | 0
[26 empty] | 0 | 0
[26 empty] | 0 | 0
[26 empty] | 0 | 0
[26 empty] | 0 | 0
[26 empty] | 0 | 0
[26 empty] | 0 | 0
[26 empty] | 0 | 0
[26 empty] | 0 | 0
[26 empty] | 0 | 0
[26 empty] | 0 | 0
[26 empty] | 0 | 0
[26 empty] | 0 | 0
[26 empty] | 0 | 0
[26 empty] | 0 | 0
[26 empty] | 0 | 0
[26 empty] | 0 | 0
[26 empty] | 0 | 0
[26 empty] | 0 | 0
[26 empty] | 0 | 0
[26 empty] | 0 | 0
[26 empty] | 0 | 0
[26 empty] | 0 | 0
[26 empty] | 0 | 0
[26 empty] | 0 | 0
[26 empty] | 0 | 0
[26 empty] | 0 | 0
[26 empty] | 0 | 0
[26 empty] | 0 | 0
[26 empty] | 0 | 0
[26 empty] | 0 | 0
[26 empty] | 0 | 0
[26 empty] | 0 | 0
[26 empty] | 0 | 0
[26 empty] | 0 | 0
[26 empty] | 0 | 0
[26 empty] | 0 | 0
[26 empty] | 0 | 0
[26 empty] | 0 | 0
[26 empty] | 0 | 0
[26 empty] | 0 | 0
[26 empty] | 0 | 0
[26 empty] | 0 | 0
[26 empty] | 0 | 0
[26 empty] | 0 | 0
[26 empty] | 0 | 0
[26 empty] | 0 | 0

## Zones
Houston | 1
North | -1
South | 1
West | -1
SET UP AREA, copy & paste values to cell B1
Source | South |  | N to H | N to W | N to S | W to N | S to N | W to S
Sink | North | Houston | -1 | 1 | -1 | -1 | 1 | -1
|  | North | 1 | 1 | 1 | -1 | -1 | -1
|  | South | -1 | 1 | -1 | -1 | 1 | -1
|  | West | 1 | -1 | 1 | 1 | -1 | 1
|  | Source | North | North | North | West | South | West
|  | Sink | Houston | West | South | North | North | South

## Tech
Number of Bus | Name of Bus | Tech Type
238 | BOSQUESW505 | CC
239 | BOSQUESW502 | GGT
244 | WHITNYDM01 | Hydro
245 | WHITNYDM02 | Hydro
247 | BOSQUESW501 | GGT
251 | BOSQUESW803 | CC
253 | BOSQUESW804 | CC
332 | RWMILLER01 | GST
333 | RWMILLER02 | GST
334 | RWMILLER03 | GST
335 | RWMILLER04 | GST
336 | RWMILLER05 | GST
344 | MRSSHPRD | Hydro
345 | MRSSHPRD01 | Hydro
366 | JNSNCNTY802 | Cogen
367 | JNSNCNTY802 | Cogen
503 | NTHTEXAS01 | GST
504 | NTHTEXAS02 | GST
505 | NTHTEXAS03 | GST
580 | JCKCNTY801 | CC
581 | JCKCNTY802 | CC
582 | JCKCNTY803 | CC
728 | WOLFRIDGE801 | Wind
837 | NEWMAN_G5 | GST
842 | OLINGER_G1 | GST
843 | OLINGER_G2 | GST
844 | OLINGER_G3 | GST
845 | OLINGER_G4 | GGT
923 | SPENCER_G4 | GST
924 | SPENCER_G5 | GST
948 | STEAM1 | GST
949 | STEAM2 | GST
950 | STEAM3 | GST
990 | GIBN_CREK_G1 | LIGCO
1002 | PBCTAGE_1G | GGT
1003 | PBCTBGE_2G | GGT
1004 | PBCTCGE_3G | GGT
1005 | PBCTDGE_4G | GGT
1006 | PBCTEGE_5G | GGT
1007 | PB5GEN_6G | GST
1008 | PB6GEN_7G | GST
1037 | MORGAN5G_5G | GST
1039 | MRGNAG_1G | GGT
1040 | MRGNBG_2G | GGT
1041 | MRGNCG_3G | GGT
1042 | MRGNDG_4G | GGT
1043 | MRGNEG_5G | GGT
1044 | MRGNFG_6G | GGT
1045 | CALENG1G_1G | Cogen
1046 | CALENG2G_2G | Cogen
1047 | CALENG3G_3G | Cogen
1058 | LONGSHORE_5 | Wind
1058 | LONGSHORE_5 | Wind
1061 | CIELOGEN_1G | Wind
1062 | CIELOGEN_2G | Wind
1068 | SCURRYCW_1G | Wind
1069 | KINDERMG_1G | Cogen
1070 | KINDERMG_2G | Cogen
1071 | KINDERMG_3G | Cogen
1073 | SCURRYCW_2G | Wind
1320 | BSP 1 | Cogen
1326 | STANTONW_8 | Wind
1327 | WILDHRSE_1G | Wind
1328 | OCOTILLO_1G | Wind
1333 | MCDDONAL_8 | Wind
1343 | TRENTIPP_8 | Wind
1349 | WESTXWIN_1G | Wind
1350 | NWPWRG1_1G | Wind
1354 | AEPWIND_8 | Wind
1360 | GUNSIGHT_8 | Wind
1416 | SWETWATR_1G | CC
1417 | SWETWATR_2G | CC
1418 | SWETWATR_3G | CC
1419 | SWETWATR_4G | CC
1432 | GRHAMSES_2G | GST
1433 | GRHAMSES_1G | GST
1437 | MESQUITW_1G | Wind
1438 | MESQUITW_2G | Wind
1442 | COKFIELD_5 | Wind
1453 | WCPWRCO_1G | CC
1454 | WCPWRCO_2G | CC
1455 | WCPWRCO_3G | CC
1479 | WFCOGEN_1G | Cogen
1479 | WFCOGEN_1G | Cogen
1482 | WFCOGEN_2G | Cogen
1482 | WFCOGEN_2G | Cogen
1600 | BARTNWND_1G | Wind
1643 | SLSTR1PP_1G | Wind
1675 | PEC_1G | Cogen
1676 | PEC_2G | Cogen
1677 | PEC_3G | Cogen
1678 | LAMARPWR_1G | CC
1679 | LAMARPWR_2G | CC
1680 | LAMARPWR_3G | CC
1681 | LAMARPWR_4G | CC
1682 | LAMARPWR_5G | CC
1683 | LAMARPWR_6G | CC
1687 | VALLEY_1G | GST
1688 | VALLEY_2G | GSC
1689 | VALLEY_3G | GST
1701 | MOSES_1G | LIGCO
1702 | MOSES_2G | LIGCO
1703 | MOSES_3G | LIGCO
1861 | EAGLEMNT_1G | GST
1862 | EAGLEMNT_2G | GST
1863 | EAGLEMNT_3G | GST
1877 | WLFHOLW_1G | CC
1878 | WLFHOLW_2G | CC
1879 | WLFHOLW_3G | CC
1889 | DECRDOVA_1G | GSC
1892 | DECRDOVA_2G | GGT
1893 | DECRDOVA_3G | GGT
1894 | DECRDOVA_4G | GGT
1895 | DECRDOVA_5G | GGT
1898 | COMCHEPK_1G | Nuc
1899 | COMCHEPK_2G | Nuc
1937 | MDLTHELP_5G | CC
1938 | MDLTHELP_6G | CC
1941 | MDLTHELP_1G | CC
1942 | MDLTHELP_2G | CC
1943 | MDLTHELP_3G | CC
1944 | MDLTHELP_4G | CC
1947 | HANDLEY_3G | GST
1948 | HANDLEY_4G | GST
1949 | HANDLEY_5G | GST
2371 | COLLIN_1G | GST
2381 | NTHLK1_G | GST
2382 | NTHLK2_G | GST
2383 | NTHLK3_G | GST
2413 | MTCK6_G | GST
2414 | MTCK7_G | GST
2417 | MTCK8_G | GSC
2451 | LKHB1_G | GST
2452 | LKHB2_G | GST
3097 | MARTLAKE_1G | LIGCO
3098 | MARTLAKE_2G | LIGCO
3099 | MARTLAKE_3G | LIGCO
3107 | STRYKER_1G | GST
3108 | STRYKER_2G | GST
3126 | TRINIDAD_6G | GST
3309 | ASPN_G | Bio
3348 | CHAMPION_1G | Cogen
3381 | BBRN_1G | LIGCO
3382 | BBRN_2G | LIGCO
3403 | THOUSE_1G | GSC
3404 | THOUSE_2G | GSC
3416 | LAKE_CRK1_G | GST
3417 | LAKE_CRK2_G | GST
3432 | SANDOW_4G | LIGCO
5026 | BRAUNIG_VHB1 | GST
5027 | BRAUNIG_VHB2 | GST
5028 | BRAUNIG_VHB3 | GST
5111 | CALAVER_JTD1 | LIGCO
5112 | CALAVER_JTD2 | LIGCO
5264 | LEON_LCP3G3 | GST
5265 | LEON_LCP4G4 | GST
5266 | LEON_LCPCT1 | GGT
5267 | LEON_LCPCT2 | GGT
5268 | LEON_LCPCT3 | GGT
5269 | LEON_LCPCT4 | GGT
5396 | CALAVER_OWS1 | GST
5397 | CALAVER_OWS2 | GST
5401 | CALAVER_JKS1 | LIGCO
5436 | TUTTL_WBT1G1 | GST
5438 | TUTTL_WBT3G3 | GST
5439 | TUTTL_WBT4G4 | GST
5476 | BRA_AVR1_CT1 | CC
5477 | BRA_AVR1_ST | CC
5478 | BRA_AVR1_CT2 | CC
5503 | RAYBURNGEN3 | GST
5505 | RAYBURNGEN1 | GGT
5506 | RAYBURNGEN2 | GGT
5508 | RAYBURNCC9 | CC
5509 | RAYBURNCC10 | CC
5511 | RAYBURNCC7 | CC
5512 | RAYBURNCC8 | CC
5728 | FALCONHYDRO2 | Hydro
5729 | FALCONHYDRO3 | Hydro
5890 | PEARSALLGEN1 | GST
5891 | PEARSALLGEN2 | GST
5892 | PEARSALLGEN3 | GST
5903 | SANMIGUELGEN | LIGCO
5911 | STP_GN1___1 | Nuc
5912 | STP_GN2___2 | Nuc
5920 | WELSHDC1 | DCTie
5925 | DCEAST | DCTie
5932 | SI_RAY9 | CC
5933 | SI_RAY6 | GST
5934 | SI_RAY5 | GST
5935 | SI_RAY10 | CC
6016 | SWMESA | Wind
6096 | NORTHDC7 | DCTie
6100 | OKLA7A | DCTie
6144 | MCADOO1A | Wind
6407 | TURKTRAK1A | Wind
6637 | SNYDERW1A | Wind
6752 | OKLA0A | LIGCO
6948 | DENISNDM | Hydro
6948 | DENISNDM | Hydro
7000 | L_FERGUS1_1Y | GSC
7004 | L_SIMGID1_1Y | GST
7005 | L_SIMGID1_2Y | GST
7006 | L_SIMGID1_3Y | GST
7007 | L_LOSTPI1_1Y | CC
7008 | L_LOSTPI1_2Y | CC
7009 | L_LOSTPI1_3Y | CC
7010 | L_FPPYD11_1Y | LIGCO
7011 | L_FPPYD11_2Y | LIGCO
7012 | L_FPPYD21_3Y | LIGCO
7014 | L_HAYSEN1_1Y | CC
7015 | L_HAYSEN1_2Y | CC
7016 | L_HAYSEN1_3Y | CC
7017 | L_HAYSEN1_4Y | CC
7020 | L_AUSTPL1_1Y | Hydro
7020 | L_AUSTPL1_1Y | Hydro
7022 | L_BUCHAN1_1Y | Hydro
7023 | L_BUCHAN1_2Y | Hydro
7024 | L_BUCHAN1_3Y | Hydro
7026 | L_INKSDA1_1Y | Hydro
7028 | L_MARBFA1_1Y | Hydro
7029 | L_MARBFA1_2Y | Hydro
7031 | L_MARSFO1G1Y | Hydro
7032 | L_MARSFO1G2Y | Hydro
7033 | L_MARSFO1G3Y | Hydro
7035 | L_WIRTZ_1G1Y | Hydro
7036 | L_WIRTZ_1G2Y | Hydro
7038 | L_DELAWA1_1Y | Wind
7038 | L_DELAWA1_1Y | Wind
7303 | L_WPPGS12_1Y | GGT
7303 | L_WPPGS12_1Y | GGT
7305 | L_WPPGS34_1Y | GGT
7305 | L_WPPGS34_1Y | GGT
7487 | L_CANYHY8_1Y | Hydro
7605 | L_MCQUEE9_1Y | Hydro
7605 | L_MCQUEE9_1Y | Hydro
7605 | L_MCQUEE9_1Y | Hydro
7609 | L_SCHUMA8_1Y | Hydro
7624 | L_LAKEWO9_1Y | Hydro
7624 | L_LAKEWO9_1Y | Hydro
7800 | L_GUADGE1_1Y | CC
7801 | L_GUADGE1_2Y | CC
7802 | L_GUADGE1_3Y | CC
7803 | L_GUADGE1_4Y | CC
7804 | L_GUADGE1_5Y | CC
7805 | L_GUADGE1_6Y | CC
7807 | L_BASTEN1_1Y | CC
7808 | L_BASTEN1_2Y | CC
7809 | L_BASTEN1_3Y | CC
7810 | L_RIONOG1G1Y | CC
7811 | L_RIONOG1G2Y | CC
7812 | L_RIONOG1G3Y | CC
7813 | L_RIONOG1S1Y | CC
8032 | AMISTADHYD1 | Hydro
8033 | AMISTADHYD2 | Hydro
8048 | FALCONHYDRO1 | Hydro
8066 | DUP1V#1 | Cogen
8134 | FOR #1 | Cogen
8138 | FOR #2 | Cogen
8139 | JOS #1 | GST
8147 | UCAR #2 | Cogen
8148 | UCAR #1 | Cogen
8153 | FOR #3 | Cogen
8154 | FOR #4 | Cogen
8155 | FOR #5 | Cogen
8156 | FOR #6 | Cogen
8157 | FOR #7 | Cogen
8161 | COLETO0A | LIGCO
8173 | VICEC51A | CC
8174 | VICEC61A | CC
8189 | CUECPL2A | Cogen
8262 | ELPS | Hydro
8285 | LAR #1 | GST
8287 | LAR #2 | GST
8288 | LAR #3 | GST
8388 | BATES0A | GST
8393 | BATES0B | GST
8437 | NUECES_B0C | GST
8438 | NUECES_B0B | GST
8442 | NBEC7 | GST
8442 | NBEC7 | GST
8456 | COSW#1 | Cogen
8457 | COSW#2 | Cogen
8459 | B_DAVIS0B | GSC
8460 | B_DAVIS0A | GSC
8461 | KOCH_UP0A | Cogen
8506 | VAL #1 | Cogen
8507 | VAL #2 | Cogen
8511 | OXY_CC0A | Cogen
8517 | CELANEBI0A | Cogen
8560 | CNOPGT1 | Cogen
8561 | CNOPGT2 | Cogen
8562 | CNOPST1 | Cogen
8926 | LGE_GT10A | Cogen
8927 | LGE_GT20A | Cogen
8928 | LGE_STG0A | Cogen
8930 | ICPGN10A | Cogen
8931 | ICPGN20A | Cogen
8932 | ICPGN30A | Cogen
8933 | FGNTS001 | CC
8934 | FGNTS101 | CC
8935 | FGNTS201 | CC
8936 | MVGN#1 | CC
8937 | MVGN#2 | CC
8938 | MVGN#3 | CC
8981 | HECN1 | CC
8982 | HECN2 | CC
8983 | HECN3 | CC
9000 | DECKR_G1 | GST
9001 | DECKR_G2 | GST
9002 | DECKR_G3 | GGT
9003 | DECKR_G4 | GGT
9004 | DECKR_G5 | GGT
9005 | DECKR_G6 | GGT
9016 | SANDH_G1 | GGT
9017 | SANDH_G2 | GGT
9018 | SANDH_G3 | GGT
9019 | SANDH_G4 | GGT
9020 | SANDHG5A | CC
9021 | SANDHG5C | CC
11001 | NAV1CT | CC
11009 | NAV2CT | CC
11011 | NAV3ST | CC
11012 | NAV4CT | CC
11013 | NAV5CT | CC
11014 | NAV6ST | CC
11020 | TIEHVSG_1G | CC
11021 | TIEHVCG_1G | CC
11022 | TIEHVCG_2G | CC
11023 | TIEHVCG_3G | CC
11024 | TIEHVCG_4G | CC
11025 | TIEHVSG_2G | CC
11056 | ROSCOE_1G | Wind
11057 | CHAMPION_1G | Wind
11058 | PYRON_1G | Wind
11059 | INADALE_1G | Wind
11065 | ELBOWCK_1G | Wind
11147 | NOTREES_1G | Wind
11309 | BULLCREK_2G | Wind
11310 | BULLCREK_1G | Wind
11320 | COYOTE_1G | Wind
11691 | KMICHICT1_G | CC
11692 | KMICHICT2_G | CC
11693 | KMICHIST3_G | CC
11694 | KMICHICT4_G | CC
11695 | KMICHICT5_G | CC
11696 | KMICHIST6_G | CC
12322 | ENNSTRAC_1G | CC
12323 | ENNSTRAC_2G | CC
12411 | FPLEFR1A_G | CC
12412 | FPLEFR1B_G | CC
12413 | FPLEFR1C_G | CC
12414 | FPLEFR1S_G | CC
12421 | FPLEFR2A_G | CC
12422 | FPLEFR2B_G | CC
12423 | FPLEFR2C_G | CC
12424 | FPLEFR2S_G | CC
12440 | PARKD_1SVC8 | GST
12449 | PARKD_2SVC8 | GST
13116 | TGATEWAY_1G | CC
13117 | TGATEWAY_2G | CC
13118 | TGATEWAY_3G | CC
13119 | TGATEWAY_4G | CC
13131 | CALFREST_1G | CC
13132 | CALFREST_2G | CC
13133 | CALFREST_3G | CC
13134 | CALFREST_4G | CC
13135 | CALFREST_5G | CC
13136 | CALFREST_6G | CC
13432 | SANDOW_5G | LIGCO
32798 | BRYN_TAMUGEN | GST
32883 | BRYN_DNSBY3 | GST
32884 | BRYN_DNSBY13 | GST
32886 | BRYN_ATKINS3 | GST
32887 | BRYN_ATKINS6 | GST
32888 | BRYN_ATKINS7 | GGT
32890 | BRYN_ATKINS4 | GST
32891 | BRYN_ATKINS5 | GST
32892 | BRYN_DNSBY14 | GST
36998 | RDCNYNG1 | Wind
38332 | TNWDWRDU2_8 | Wind
38437 | TNSRBNMESA9 | Wind
38580 | TNBP_CGN1_8 | Cogen
38590 | TNBP_CGN2_8 | Cogen
38600 | TNBP_CGN3_8 | Cogen
38611 | TNBPAMCG1_8 | Cogen
38612 | TNBPAMCG2_8 | Cogen
38613 | TNBPAMCG3_8 | Cogen
38614 | TNBPAMCG4_8 | Cogen
38615 | TNBPAMCG5_8 | Cogen
38690 | TNBP_CGN4_8 | Cogen
38711 | TNTXCTY1CG8 | Cogen
38712 | TNTXCTY2CG8 | Cogen
38713 | TNTXCTY3CG8 | Cogen
38714 | TNTXCTY4CG8 | Cogen
39190 | TNSLCGN1__8 | Cogen
39470 | TNDOWCGNSG8 | Cogen
39480 | TNDOWCGNGG8 | Cogen
39760 | TNSCLP1___8 | Cogen
39770 | TNSCLP2___8 | Cogen
39775 | TNSCLP4___8 | Cogen
39790 | TNSCLP3___8 | Cogen
39960 | TNTNPONE_18 | LIGCO
39970 | TNTNPONE_28 | LIGCO
48500 | APD_GT1_8005 | Cogen
48510 | AK_GT1__8040 | Cogen
48511 | LPE_GT1_8070 | GGT
48512 | LPE_GT2_8075 | GGT
48513 | LPE_GT3_8080 | GGT
48514 | LPE_GT4_8085 | GGT
48520 | BSF_GT1_8070 | Cogen
48520 | BSF_GT1_8070 | Cogen
48521 | BVE_GT1_GT1 | CC
48522 | BVE_GT2_5035 | CC
48523 | BVE_ST1_GN1 | CC
48531 | BYU_GT1_8075 | Cogen
48532 | BYU_GT2_8055 | Cogen
48533 | BYU_GT3_8060 | Cogen
48534 | BYU_GT4_8065 | Cogen
48551 | CAL_GT1_8045 | Cogen
48552 | CAL_ST1_8000 | Cogen
48561 | CTL_GT2_8130 | Cogen
48562 | CTL_GT3_8135 | Cogen
48563 | CTL_GT4_8140 | Cogen
48564 | CTL_GN1_8145 | Cogen
48565 | CTL_GN2_8155 | Cogen
48581 | CBY_GN1_1 | GSC
48582 | CBY_GN2_2 | GSC
48583 | CBY_GT4_1 | GSC
48584 | CBY_GT4_2 | CC
48585 | CBY_ST4_1 | CC
48591 | CHE_GT2_5030 | Cogen
48593 | CHE_GT1_8015 | Cogen
48594 | CHE_GN4_8025 | Cogen
48595 | BTE_GT2_8075 | CC
48596 | BTE_GT3_8045 | CC
48597 | BTE_GT4_8055 | CC
48598 | BTE_ST1_8070 | CC
48611 | DIB_GT1_8080 | Cogen
48612 | DIB_GT2_8075 | Cogen
48613 | DIB_ST1_8085 | Cogen
48614 | DIB_GT3_8090 | Cogen
48641 | DPEC_GT15040 | CC
48642 | DPEC_GT25025 | CC
48643 | DPEC_GT35010 | CC
48644 | DPEC_GT45070 | CC
48645 | DPEC_ST55065 | CC
48651 | EP_1_2 | Cogen
48651 | EP_1_2 | Cogen
48671 | FTR_GT1_5105 | CC
48672 | FTR_GT2_5110 | CC
48673 | FTR_GT3_5085 | CC
48674 | FTR_CN4_5095 | CC
48690 | GBY_GN5_5 | GSC
48691 | GBY_73741085 | GGT
48691 | GBY_73741085 | GGT
48692 | GBY_81821075 | GGT
48692 | GBY_81821075 | GGT
48693 | GBY_83841065 | GGT
48693 | GBY_83841065 | GGT
48721 | LEG_1___1 | LIGCO
48722 | LEG_2___2 | LIGCO
48730 | MNS_GT | Cogen
48731 | CBE_GT1 | CC
48732 | CBE_GT2 | CC
48733 | CBE_ST12 | CC
48734 | CBE_GT3 | CC
48735 | CBE_GT4 | CC
48736 | CBE_ST34 | CC
48740 | PSG_GN2_8050 | Cogen
48741 | PSG_GT2_8040 | Cogen
48742 | PSG_GT3_8060 | Cogen
48761 | PR_GT1__9040 | Cogen
48772 | PHR_GN2_2 | GSC
48791 | PSA_GT1_8160 | Cogen
48792 | PSA_GT2_8155 | Cogen
48793 | PSA_GT3_8150 | Cogen
48794 | PSA_GT4_8145 | Cogen
48795 | PSA_GT5_8140 | Cogen
48796 | PSA_GN1_8165 | Cogen
48797 | PSA_GT6_8135 | Cogen
48811 | CVC_GT3_5045 | Cogen
48812 | CVC_GT2_5020 | Cogen
48813 | CVC_GT1_5035 | Cogen
48814 | CVC_ST5_5040 | Cogen
48815 | CVC_GT4_8005 | Cogen
48820 | SHELLG1_3015 | Cogen
48821 | SHELLG2 | Cogen
48822 | SHELLG3_3020 | Cogen
48822 | SHELLG3_3020 | Cogen
48841 | SJS_GT1_GT1 | Cogen
48842 | SJS_GT2_GT2 | Cogen
48845 | SOL_GT1 | Solar
48851 | SRB_GN1_1 | GST
48852 | SRB_GN2_2 | GST
48853 | SRB_GN3_3 | GST
48854 | SRB_GN4_4 | GST
48855 | SRB_GT211035 | GGT
48855 | SRB_GT211035 | GGT
48873 | THW_ST3_ST_3 | CC
48874 | THW_ST4_ST_4 | CC
48875 | THW_3132 | CC
48875 | THW_3132 | CC
48877 | THW_3334 | CC
48877 | THW_3334 | CC
48879 | THW_4142 | CC
48879 | THW_4142 | CC
48881 | THW_4344 | CC
48881 | THW_4344 | CC
48883 | THW_GT1_GT_1 | GGT
48885 | THW_5152 | GGT
48885 | THW_5152 | GGT
48886 | THW_5354 | GGT
48886 | THW_5354 | GGT
48887 | THW_5556 | GGT
48887 | THW_5556 | GGT
48911 | TGF_GT1_8000 | Cogen
48921 | WAP_GN1_1 | GST
48922 | WAP_GN2_2 | GST
48923 | WAP_GN3_3 | GST
48924 | WAP_GN4_4 | GSC
48925 | WAP_GN5_5 | LIGCO
48926 | WAP_GN6_6 | LIGCO
48927 | WAP_GN7_7 | LIGCO
48928 | WAP_GN8_8 | LIGCO
48929 | WAPGT21_GT1 | GGT
48940 | WARVUE_GT1 | Cogen
49803 | EXN_15GT | Cogen
49804 | EXN_16GT | Cogen
49805 | EXN_17GT | Cogen
49826 | EXN938GT | Cogen
49828 | EXN941GT | Cogen
49829 | EXN942GT | Cogen
49830 | EXN943GT | Cogen
49831 | EXN944GT | Cogen
49832 | EXN945GT | Cogen
49837 | EXN_GT | Cogen
49838 | EXN_14GT | Cogen
49851 | DOW17000 | Cogen
49858 | DOW38100 | Cogen
49859 | DOW38200 | Cogen
49860 | DOW38300 | Cogen
49862 | DOW39100 | Cogen
49863 | DOW39200 | Cogen
49865 | DOW41000 | Cogen
49866 | DOW42000 | Cogen
49869 | DOW49000 | Cogen
49870 | DOW61000 | Cogen
49871 | DOW62000 | Cogen
49872 | DOW63000 | Cogen
49873 | DOW64000 | Cogen
49876 | DOW65000 | Cogen
49877 | DOW66000 | Cogen
49878 | DOW67000 | Cogen
49882 | DOW81000 | Cogen
49884 | DOW82000 | Cogen
49885 | DOW83000 | Cogen
49886 | DOW84000 | Cogen
58909 | PEARSALLSCG1 | Diesel
58909 | PEARSALLSCG1 | Diesel
58909 | PEARSALLSCG1 | Diesel
58909 | PEARSALLSCG1 | Diesel
58909 | PEARSALLSCG1 | Diesel
58909 | PEARSALLSCG1 | Diesel
58919 | PEARSALLSCG2 | Diesel
58919 | PEARSALLSCG2 | Diesel
58919 | PEARSALLSCG2 | Diesel
58919 | PEARSALLSCG2 | Diesel
58919 | PEARSALLSCG2 | Diesel
58919 | PEARSALLSCG2 | Diesel
58929 | PEARSALLSCG3 | Diesel
58929 | PEARSALLSCG3 | Diesel
58929 | PEARSALLSCG3 | Diesel
58929 | PEARSALLSCG3 | Diesel
58929 | PEARSALLSCG3 | Diesel
58929 | PEARSALLSCG3 | Diesel
58949 | PEARSALLSCG4 | Diesel
58949 | PEARSALLSCG4 | Diesel
58949 | PEARSALLSCG4 | Diesel
58949 | PEARSALLSCG4 | Diesel
58949 | PEARSALLSCG4 | Diesel
58949 | PEARSALLSCG4 | Diesel
60000 | DSKY2 | Wind
60003 | KING_NE1A | Wind
60005 | KING_SE1A | Wind
60007 | KING_SW1A | Wind
60016 | WOODWRD11A | Wind
60017 | ORNNWP1 | Wind
60018 | DSKY1 | Wind
60019 | KING_NW1A | Wind
60057 | CALLAHAN1A | Wind
60058 | BUFF_GAP1A | Wind
60060 | CIRELLO | Wind
60063 | BUFF_GAP1B | Wind
60066 | H_HOLLOW1A | Wind
60068 | HHOLLOW21A | Wind
60070 | HHOLLOW31A | Wind
60072 | HHOLLOW41A | Wind
60081 | WHRLWIND1A | Wind
60201 | RIO DRCS | AVR
60202 | FRNDDRCS | AVR
71051 | L_BITTCR1_1N | Wind
71054 | L_SWEETW1_1N | Wind
71057 | L_SWEETW1_2N | Wind
71059 | L_SWEETW1_3N | Wind
71060 | L_SWEETW1_4N | Wind
71061 | L_SWEETW1_5N | Wind
76031 | L_GASCCR1_1N | Wind
76091 | L_DIVIDE1_1N | Wind
76095 | L_CAPRSI1_1N | Wind
76096 | L_CAPRSI1_2N | Wind
76097 | L_CAPRGE1_1N | Wind
80003 | MILHWYS | AVR
80012 | LAR | DCTie
80051 | FOR #8 | Cogen
80052 | FOR #9 | Cogen
80053 | FOR #10 | Cogen
80080 | GWINDT11A | Wind
80080 | GWINDT11A | Wind
80080 | GWINDT11A | Wind
80080 | GWINDT11A | Wind
80081 | GWINDT21A | Wind
80081 | GWINDT21A | Wind
80081 | GWINDT21A | Wind
80081 | GWINDT21A | Wind
80137 | CSDR89 | DCTie
80137 | CSDR89 | DCTie
80138 | CSDR7 | DCTie
80139 | CSDR56 | DCTie
80139 | CSDR56 | DCTie
80140 | CSDR11 | DCTie
80180 | PNSCALT11A | Wind
80180 | PNSCALT11A | Wind
80181 | PNSCALT21A | Wind
80181 | PNSCALT21A | Wind
80223 | REYSHR G | Cogen
80224 | VISTRONG1 | Cogen
80225 | VISTRONG2 | Cogen
80226 | ALCOA G | Cogen
80227 | AIRCO G | Cogen
80263 | B_DAVIS31A | CC
80264 | B_DAVIS41A | CC
80265 | LARECU40A | GGT
80266 | LARECU50A | GGT
86104 | CID-138 | DCTie
86105 | CID-230 | DCTie
86106 | CUF-230 | DCTie
86107 | CUF-138 | DCTie
88198 | BEEVILLE | AVR
88253 | HAMILTON | BLT
88299 | ZAPATA | BLT
88508 | FALFURRI | AVR