## Set up
Step 1 | Go to the Zones worksheet in this workbook. Make sure that the source and sink zones are set correctly and the "1"s and "-1"s are correct |  | Summary of Key Data points | Value
File Description:
Step 2 | Open Dennis' file that needs to have the data transferred, same file that is listed in cell K27 |  | Number of units | 0
|  |  | Dec PTDF cutoff point | 0
Step 3 | Copy columns J:X from an old Dennis' Sheet to the new sheet (if first round of a new alaysis) |  | Dec PTDF cutoff unit | Name of Bus
|  |  | Dec 10% unit | Name of Bus
Step 4 | Mark the contingencies and monitored element set by a "y" in column K of Dennis' sheet, if there are a match on the filename use something to make unique |  | Dec max cumltv zone impact - cumltv zone share | 0
|  |  | Dec max cumltv zone impact - cumltv zone share pt | 0
Step 5 | Enter Dennis' file name into cell K27 |  | Dec max cumltv zone impact - cumltv zone share unit | 0
|  |  | South Zonal weighted AWGSF | 0.11288
Step 6 | click the step one button |  | North Zonal weighted AWGSF | -0.082129
|  |  | Inc PTDF cutoff point | 0
Step 7 | Enter the line ratings in Dennis' workbook, the Input worksheet, in the cells |  | Inc PTDF cutoff unit | Name of Bus
| X6:X30, or to the end of the selected list. |  | Inc 10% unit | Name of Bus
|  |  | Inc max cumltv zone impact - cumltv zone share | 0
Step 8 | Check to see that the number of generators in Dennis' file matches the length |  | Inc max cumltv zone impact - cumltv zone share pt | 0
| of the formulas in columns L:V (Distributed Slack - Dec) have been copied through to the apporpriate number of rows |  | Inc max cumltv zone impact - cumltv zone share unit | 0
| If Dennis' sheet data is less than this file then clear any old unit data in columns A:K of this workbook to match the correct leng |  | South Zonal weighted AWGSF | 0.11288
| It is only necessary to match the Distributed Slack - Dec worksheet. |  | North Zonal weighted AWGSF | -0.082129
|  |  | Min of zone correlation | 0.081452
Step 9 | Click the step 2 button |  | Bounary gen in North Zone | 0
| The last file saved will still be open, yopu will need to close this file. |  | Bounary gen in soucre zone as % of line | 0%
| This sheet willno longer be open. |  | Bounary gen in South Zone | 0
|  |  | Bounary gen in soucre zone as % of line | 0
|  |  | OL element line rating | 1072
|  |  | South Zonal weighted AWGSF | 0.11665
|  | SN_043009automation.xls | North Zonal weighted AWGSF | -0.081452
Copy Dennis' data step 1
Copy Dennis' Data Step 2

## Distributed Slack - Dec
Number of Bus | Name of Bus | ID | Area Name of Gen | AGC | P Sensitivity of Bus | Gen MW | Min MW | Max MW | V Sensitivity of Bus | Set Volt | Tech Type | Zone Impact | Zone Correlation | Inc Max | Dec Max | Souce S.F. Weighting | Souce Capacity | Sink S.F. Weighting | Sink Capacity | PTDF Calc | PTDF Weighting | Cumulative Concentrated Capacity | Cumulative Concentrated Impact
3432 | SANDOW_4G | 4 | South | YES | 0.15801 | 580 | 225 | 580 | 0 | 1.029 | LIGCO | 1 | 0.24013 | 0 | 580 | 91.6429 | 580 |  |  | 0.24013 | 139.2777 | 580 | 139.2777
13432 | SANDOW_5G | 5 | South | YES | 0.15801 | 581 | 225 | 581 | 0 | 1.029 | LIGCO | 1 | 0.24013 | 0 | 581 | 91.8009 | 581 |  |  | 0.24013 | 139.5178 | 1161 | 278.7955
7007 | L_LOSTPI1_1Y | 1 | South | YES | 0.14197 | 158.6 | 110 | 158 | 0 | 1 | CC | 1 | 0.2241 | 158 | 158 | 22.4319 | 158 |  |  | 0.2241 | 35.4083 | 1319 | 314.2038
7008 | L_LOSTPI1_2Y | 2 | South | YES | 0.14197 | 157.7 | 107 | 160 | 0 | 1 | CC | 1 | 0.2241 | 160 | 160 | 22.7158 | 160 |  |  | 0.2241 | 35.8565 | 1479 | 350.0603 | Weighted Shift Factors
7009 | L_LOSTPI1_3Y | 3 | South | YES | 0.14197 | 173.9 | 72 | 175 | 0 | 1 | CC | 1 | 0.2241 | 175 | 175 | 24.8454 | 175 |  |  | 0.2241 | 39.218 | 1654 | 389.2783 | South | 0.11288
7807 | L_BASTEN1_1Y | 1 | South | YES | 0.14014 | 152.5 | 83.5 | 152.5 | 0 | 1.004 | CC | 1 | 0.22226 | 152.5 | 152.5 | 21.3706 | 152.5 |  |  | 0.22226 | 33.8953 | 1806.5 | 423.1735 | North | -0.082129
7808 | L_BASTEN1_2Y | 1 | South | YES | 0.14014 | 149.5 | 83.5 | 149.5 | 0 | 1.004 | CC | 1 | 0.22226 | 149.5 | 149.5 | 20.9502 | 149.5 |  |  | 0.22226 | 33.2285 | 1956 | 456.402 |  | 0.19501
7809 | L_BASTEN1_3Y | 1 | South | YES | 0.14014 | 232.6 | 42 | 232.6 | 0 | 1.004 | CC | 1 | 0.22226 | 232.6 | 232.6 | 32.5954 | 232.6 |  |  | 0.22226 | 51.6986 | 2188.6 | 508.1006
7010 | L_FPPYD11_1Y | 1 | South | YES | 0.12522 | 547.4 | 200 | 606 | 0 | 1.02 | LIGCO | 1 | 0.20734 | 0 | 606 | 75.8809 | 606 |  |  | 0.20734 | 125.651 |  |  | Line Cap | 1072
7011 | L_FPPYD11_2Y | 2 | South | YES | 0.12522 | 552.2 | 200 | 598 | 0 | 1.02 | LIGCO | 1 | 0.20734 | 0 | 598 | 74.8792 | 598 |  |  | 0.20734 | 123.9923 |  |  | Conc Gen | 2188.6
7012 | L_FPPYD21_3Y | 3 | South | YES | 0.12509 | 427.5 | 200 | 436 | 0 | 1.02 | LIGCO | 1 | 0.20722 | 0 | 436 | 54.5379 | 436 |  |  | 0.20722 | 90.3462 |  |  | Weighted Imp. | 508.1006
9002 | DECKR_G3 | 3 | South | YES | 0.12345 | 0 | 24 | 42 |  | 1.015 | GGT | 1 | 0.20558 | 42 | 42 | 5.1849 | 42 |  |  | 0.20558 | 8.6343 |  |  | PTDF | 0.23216
9003 | DECKR_G4 | 4 | South | YES | 0.12345 | 44 | 24 | 44 | 0 | 1.015 | GGT | 1 | 0.20558 | 44 | 44 | 5.4318 | 44 |  |  | 0.20558 | 9.0454
9004 | DECKR_G5 | 5 | South | YES | 0.12345 | 44 | 24 | 44 | 0 | 1.015 | GGT | 1 | 0.20558 | 44 | 44 | 5.4318 | 44 |  |  | 0.20558 | 9.0454 |  |  | Concentration | 1.1905
9005 | DECKR_G6 | 6 | South | YES | 0.12345 | 44 | 24 | 47 | 0 | 1.015 | GGT | 1 | 0.20558 | 47 | 47 | 5.8021 | 47 |  |  | 0.20558 | 9.6622
7004 | L_SIMGID1_1Y | 1 | South | YES | 0.12332 | 132 | 40 | 132 | 0 | 1.02 | GST | 1 | 0.20545 | 132 | 132 | 16.278 | 132 |  |  | 0.20545 | 27.119 |  |  |  | Pass
7005 | L_SIMGID1_2Y | 2 | South | YES | 0.12332 | 133 | 32 | 139 | 0 | 1.02 | GST | 1 | 0.20545 | 139 | 139 | 17.1412 | 139 |  |  | 0.20545 | 28.5571
7006 | L_SIMGID1_3Y | 3 | South | YES | 0.12332 | 324.9 | 60 | 329 | 0 | 1.02 | GST | 1 | 0.20545 | 329 | 329 | 40.5716 | 329 |  |  | 0.20545 | 67.5921
9016 | SANDH_G1 | 1 | South | YES | 0.1225 | 45 | 2 | 49 | 0 | 1.0175 | GGT | 1 | 0.20462 | 49 | 49 | 6.0023 | 49 |  |  | 0.20462 | 10.0266
9017 | SANDH_G2 | 2 | South | YES | 0.1225 | 45 | 2 | 46 | 0 | 1.0175 | GGT | 1 | 0.20462 | 46 | 46 | 5.6348 | 46 |  |  | 0.20462 | 9.4127
9018 | SANDH_G3 | 3 | South | YES | 0.1225 | 45 | 2 | 46 | 0 | 1.0175 | GGT | 1 | 0.20462 | 46 | 46 | 5.6348 | 46 |  |  | 0.20462 | 9.4127
9019 | SANDH_G4 | 4 | South | YES | 0.1225 | 0 | 2 | 47 |  | 1.0175 | GGT | 1 | 0.20462 | 47 | 47 | 5.7573 | 47 |  |  | 0.20462 | 9.6174
9020 | SANDHG5A | 5A | South | YES | 0.1225 | 150 | 84 | 155 | 0 | 1.0175 | CC | 1 | 0.20462 | 155 | 155 | 18.9869 | 155 |  |  | 0.20462 | 31.7169
9021 | SANDHG5C | 5C | South | YES | 0.1225 | 140 | 0 | 148 | 0 | 1.0175 | CC | 1 | 0.20462 | 148 | 148 | 18.1294 | 148 |  |  | 0.20462 | 30.2845
9000 | DECKR_G1 | 1 | South | YES | 0.12145 | 280 | 50 | 321 | 0 | 1.015 | GST | 1 | 0.20358 | 321 | 321 | 38.9861 | 321 |  |  | 0.20358 | 65.3495
9001 | DECKR_G2 | 2 | South | YES | 0.12145 | 400 | 50 | 426 | 0 | 1.015 | GST | 1 | 0.20358 | 426 | 426 | 51.7386 | 426 |  |  | 0.20358 | 86.7255
7014 | L_HAYSEN1_1Y | 1 | South | YES | 0.11896 | 223.9 | 74 | 223.9 | 0 | 1.008 | CC | 1 | 0.20109 | 223.9 | 223.9 | 26.6358 | 223.9 |  |  | 0.20109 | 45.0245
7015 | L_HAYSEN1_2Y | 2 | South | YES | 0.11896 | 225 | 74 | 225 | 0 | 1.008 | CC | 1 | 0.20109 | 225 | 225 | 26.7667 | 225 |  |  | 0.20109 | 45.2457
7016 | L_HAYSEN1_3Y | 3 | South | YES | 0.11896 | 224.6 | 74 | 224.6 | 0 | 1.008 | CC | 1 | 0.20109 | 224.6 | 224.6 | 26.7191 | 224.6 |  |  | 0.20109 | 45.1653
7017 | L_HAYSEN1_4Y | 4 | South | YES | 0.11896 | 226.7 | 74 | 226.7 | 0 | 1.008 | CC | 1 | 0.20109 | 226.7 | 226.7 | 26.9689 | 226.7 |  |  | 0.20109 | 45.5875
7303 | L_WPPGS12_1Y | 1 | South | YES | 0.11866 | 50 | 0 | 50 | 0 | 1.025 | GGT | 1 | 0.20078 | 50 | 50 | 5.9328 | 50 |  |  | 0.20078 | 10.0392
7303 | L_WPPGS12_1Y | 2 | South | YES | 0.11866 | 50 | 0 | 50 | 0 | 1.025 | GGT | 1 | 0.20078 | 50 | 50 | 5.9328 | 50 |  |  | 0.20078 | 10.0392
7305 | L_WPPGS34_1Y | 3 | South | YES | 0.11866 | 50 | 0 | 50 | 0 | 1.025 | GGT | 1 | 0.20078 | 50 | 50 | 5.9328 | 50 |  |  | 0.20078 | 10.0392
7305 | L_WPPGS34_1Y | 4 | South | YES | 0.11866 | 50 | 0 | 50 | 0 | 1.025 | GGT | 1 | 0.20078 | 50 | 50 | 5.9328 | 50 |  |  | 0.20078 | 10.0392
7020 | L_AUSTPL1_1Y | 2 | South | YES | 0.11847 | 0 | 0 | 8 |  | 1 | Hydro | 1 | 0.2006 | 0 | 0 | 0 | 0 |  |  | 0.2006 | 0
7020 | L_AUSTPL1_1Y | 1 | South | YES | 0.11847 | 0 | 0 | 8 |  | 1 | Hydro | 1 | 0.2006 | 0 | 0 | 0 | 0 |  |  | 0.2006 | 0
7487 | L_CANYHY8_1Y | 1 | South | YES | 0.11492 | 0 | 0 | 6 |  | 1 | Hydro | 1 | 0.19704 | 0 | 0 | 0 | 0 |  |  | 0.19704 | 0
7810 | L_RIONOG1G1Y | 1 | South | YES | 0.11477 | 148 | 0 | 148 | 0 | 1.02 | CC | 1 | 0.1969 | 148 | 148 | 16.9855 | 148 |  |  | 0.1969 | 29.1406
7811 | L_RIONOG1G2Y | 2 | South | YES | 0.11477 | 148 | 0 | 148 | 0 | 1.02 | CC | 1 | 0.1969 | 148 | 148 | 16.9855 | 148 |  |  | 0.1969 | 29.1406
7812 | L_RIONOG1G3Y | 3 | South | YES | 0.11477 | 154 | 0 | 154 | 0 | 1.02 | CC | 1 | 0.1969 | 154 | 154 | 17.6741 | 154 |  |  | 0.1969 | 30.322
7813 | L_RIONOG1S1Y | 4 | South | YES | 0.11477 | 293 | 0 | 293 | 0 | 1.02 | CC | 1 | 0.1969 | 293 | 293 | 33.6267 | 293 |  |  | 0.1969 | 57.6905
7605 | L_MCQUEE9_1Y | 2 | South | YES | 0.11265 | 0 | 0 | 2.4 |  | 1.025 | Hydro | 1 | 0.19478 | 0 | 0 | 0 | 0 |  |  | 0.19478 | 0
7605 | L_MCQUEE9_1Y | 1 | South | YES | 0.11265 | 0 | 0 | 2.4 |  | 1.025 | Hydro | 1 | 0.19478 | 0 | 0 | 0 | 0 |  |  | 0.19478 | 0
7605 | L_MCQUEE9_1Y | 3 | South | YES | 0.11265 | 0 | 0 | 2.8 |  | 1.025 | Hydro | 1 | 0.19478 | 0 | 0 | 0 | 0 |  |  | 0.19478 | 0
7609 | L_SCHUMA8_1Y | 1 | South | YES | 0.11206 | 0 | 0 | 4 |  | 1 | Hydro | 1 | 0.19418 | 0 | 0 | 0 | 0 |  |  | 0.19418 | 0
7800 | L_GUADGE1_1Y | 1 | South | YES | 0.11091 | 147 | 30 | 147 | 0 | 1.02 | CC | 1 | 0.19304 | 147 | 147 | 16.3038 | 147 |  |  | 0.19304 | 28.3767
7801 | L_GUADGE1_2Y | 2 | South | YES | 0.11091 | 138 | 30 | 138 | 0 | 1.02 | CC | 1 | 0.19304 | 138 | 138 | 15.3056 | 138 |  |  | 0.19304 | 26.6394
7802 | L_GUADGE1_3Y | 3 | South | YES | 0.11091 | 146 | 30 | 146 | 0 | 1.02 | CC | 1 | 0.19304 | 146 | 146 | 16.1929 | 146 |  |  | 0.19304 | 28.1837
7803 | L_GUADGE1_4Y | 4 | South | YES | 0.11091 | 149 | 30 | 149 | 0 | 1.02 | CC | 1 | 0.19304 | 149 | 149 | 16.5256 | 149 |  |  | 0.19304 | 28.7628
7804 | L_GUADGE1_5Y | 5 | South | YES | 0.11091 | 182 | 30 | 182 | 0 | 1.02 | CC | 1 | 0.19304 | 182 | 182 | 20.1856 | 182 |  |  | 0.19304 | 35.1331
7805 | L_GUADGE1_6Y | 6 | South | YES | 0.11091 | 203 | 30 | 203 | 0 | 1.02 | CC | 1 | 0.19304 | 203 | 203 | 22.5147 | 203 |  |  | 0.19304 | 39.1869
7624 | L_LAKEWO9_1Y | 1 | South | YES | 0.1101 | 0 | 0 | 2.4 |  | 1 | Hydro | 1 | 0.19223 | 0 | 0 | 0 | 0 |  |  | 0.19223 | 0
7624 | L_LAKEWO9_1Y | 2 | South | YES | 0.1101 | 0 | 0 | 2.4 |  | 1 | Hydro | 1 | 0.19223 | 0 | 0 | 0 | 0 |  |  | 0.19223 | 0
5436 | TUTTL_WBT1G1 | 1 | South | YES | 0.10783 | 48.8 | 20 | 61 | 0 | 1.012 | GST | 1 | 0.18996 | 61 | 61 | 6.5776 | 61 |  |  | 0.18996 | 11.5874
5438 | TUTTL_WBT3G3 | 3 | South | YES | 0.10783 | 95 | 25 | 95 | 0 | 1.012 | GST | 1 | 0.18996 | 95 | 95 | 10.2438 | 95 |  |  | 0.18996 | 18.046
5439 | TUTTL_WBT4G4 | 4 | South | YES | 0.10783 | 120.8 | 40 | 151 | 0 | 1.012 | GST | 1 | 0.18996 | 151 | 151 | 16.2822 | 151 |  |  | 0.18996 | 28.6837
5111 | CALAVER_JTD1 | 1 | South | YES | 0.1074 | 430 | 80 | 430 | 0 | 1.0138 | LIGCO | 1 | 0.18953 | 0 | 430 | 46.1837 | 430 |  |  | 0.18953 | 81.4992
5112 | CALAVER_JTD2 | 2 | South | YES | 0.1074 | 430 | 80 | 430 | 0 | 1.0138 | LIGCO | 1 | 0.18953 | 0 | 430 | 46.1837 | 430 |  |  | 0.18953 | 81.4992
5396 | CALAVER_OWS1 | 1 | South | YES | 0.10727 | 418 | 80 | 418 | 0 | 1.0192 | GST | 1 | 0.1894 | 418 | 418 | 44.8405 | 418 |  |  | 0.1894 | 79.1704
5397 | CALAVER_OWS2 | 2 | South | YES | 0.10727 | 400 | 80 | 400 | 0 | 1.0192 | GST | 1 | 0.1894 | 400 | 400 | 42.9096 | 400 |  |  | 0.1894 | 75.7612
5476 | BRA_AVR1_CT1 | 1 | South | YES | 0.10719 | 155 | 90 | 155 | 0 | 1.017 | CC | 1 | 0.18932 | 155 | 155 | 16.6149 | 155 |  |  | 0.18932 | 29.3449
5477 | BRA_AVR1_ST1 | 1 | South | YES | 0.10719 | 174 | 138 | 174 | 0 | 1.017 | CC | 1 | 0.18932 | 174 | 174 | 18.6516 | 174 |  |  | 0.18932 | 32.942
5478 | BRA_AVR1_CT2 | 1 | South | YES | 0.10719 | 155 | 90 | 155 | 0 | 1.017 | CC | 1 | 0.18932 | 155 | 155 | 16.6149 | 155 |  |  | 0.18932 | 29.3449
5026 | BRAUNIG_VHB1 | 1 | South | YES | 0.10715 | 215 | 40 | 215 | 0 | 1.0192 | GST | 1 | 0.18928 | 215 | 215 | 23.0375 | 215 |  |  | 0.18928 | 40.6952
5027 | BRAUNIG_VHB2 | 2 | South | YES | 0.10715 | 172.8 | 40 | 216 | 0 | 1.0192 | GST | 1 | 0.18928 | 216 | 216 | 23.1446 | 216 |  |  | 0.18928 | 40.8845
5031 | BRA_VHBCT1 | 1 | South | YES | 0.10715 | 44 | 24 | 44 | 0 | 1.0192 | #N/A | 1 | 0.18928 | 44 | 44 | 4.7146 | 44 |  |  | 0.18928 | 8.3283
5032 | BRA_VHBCT2 | 2 | South | YES | 0.10715 | 44 | 24 | 44 | 0 | 1.0192 | #N/A | 1 | 0.18928 | 44 | 44 | 4.7146 | 44 |  |  | 0.18928 | 8.3283
5033 | BRA_VHBCT3 | 3 | South | YES | 0.10715 | 43 | 24 | 43 | 0 | 1.0192 | #N/A | 1 | 0.18928 | 43 | 43 | 4.6075 | 43 |  |  | 0.18928 | 8.139
5034 | BRA_VHBCT4 | 4 | South | YES | 0.10715 | 45 | 24 | 45 | 0 | 1.0192 | #N/A | 1 | 0.18928 | 45 | 45 | 4.8218 | 45 |  |  | 0.18928 | 8.5176
5028 | BRAUNIG_VHB3 | 3 | South | YES | 0.1071 | 407 | 60 | 407 | 0 | 1.0138 | GST | 1 | 0.18923 | 407 | 407 | 43.5885 | 407 |  |  | 0.18923 | 77.015
5401 | CALAVER_JKS1 | 1 | South | YES | 0.10692 | 562 | 100 | 562 | 0 | 1.018 | LIGCO | 1 | 0.18905 | 0 | 562 | 60.0885 | 562 |  |  | 0.18905 | 106.245
5264 | LEON_LCP3G3 | 3 | South | YES | 0.10643 | 0 | 20 | 58 |  | 1.0197 | GST | 1 | 0.18856 | 58 | 58 | 6.1728 | 58 |  |  | 0.18856 | 10.9363
5265 | LEON_LCP4G4 | 4 | South | YES | 0.10643 | 71.2 | 25 | 89 | 0 | 1.0197 | GST | 1 | 0.18856 | 89 | 89 | 9.4721 | 89 |  |  | 0.18856 | 16.7816
5266 | LEON_LCPCT1 | 1 | South | YES | 0.10643 | 44 | 24 | 44 | 0 | 1.0197 | GGT | 1 | 0.18856 | 44 | 44 | 4.6828 | 44 |  |  | 0.18856 | 8.2965
5267 | LEON_LCPCT2 | 2 | South | YES | 0.10643 | 44 | 24 | 44 | 0 | 1.0197 | GGT | 1 | 0.18856 | 44 | 44 | 4.6828 | 44 |  |  | 0.18856 | 8.2965
5268 | LEON_LCPCT3 | 3 | South | YES | 0.10643 | 43 | 24 | 43 | 0 | 1.0197 | GGT | 1 | 0.18856 | 43 | 43 | 4.5764 | 43 |  |  | 0.18856 | 8.1079
5269 | LEON_LCPCT4 | 4 | South | YES | 0.10643 | 45 | 24 | 45 | 0 | 1.0197 | GGT | 1 | 0.18856 | 45 | 45 | 4.7893 | 45 |  |  | 0.18856 | 8.4851
7031 | L_MARSFO1G1Y | 1 | South | YES | 0.10557 | 0 | 0 | 36 |  | 1 | Hydro | 1 | 0.1877 | 0 | 0 | 0 | 0 |  |  | 0.1877 | 0
7032 | L_MARSFO1G2Y | 2 | South | YES | 0.10557 | 0 | 0 | 35 |  | 1 | Hydro | 1 | 0.1877 | 0 | 0 | 0 | 0 |  |  | 0.1877 | 0
7033 | L_MARSFO1G3Y | 3 | South | YES | 0.10557 | 0 | 0 | 36 |  | 1 | Hydro | 1 | 0.1877 | 0 | 0 | 0 | 0 |  |  | 0.1877 | 0
8189 | CUECPL2A | 1 | South | YES | 0.10471 | 12 | 0 | 12 | 0 | 1.02 | Cogen | 1 | 0.18684 | 0 | 0 | 0 | 0 |  |  | 0.18684 | 0
5903 | SANMIGUELGEN | 1 | South | YES | 0.10243 | 396.3 | 180 | 396.3 | 0 | 1.0331 | LIGCO | 1 | 0.18456 | 0 | 396.3 | 40.5918 | 396.3 |  |  | 0.18456 | 73.1395
5890 | PEARSALLGEN1 | 1 | South | YES | 0.095647 | 19.2 | 6 | 24 | 0 | 1.0161 | GST | 1 | 0.17778 | 24 | 24 | 2.2955 | 24 |  |  | 0.17778 | 4.2666
5891 | PEARSALLGEN2 | 1 | South | YES | 0.095647 | 19.4 | 6 | 24.3 | 0 | 1.0161 | GST | 1 | 0.17778 | 24.3 | 24.3 | 2.3242 | 24.3 |  |  | 0.17778 | 4.32
5892 | PEARSALLGEN3 | 1 | South | YES | 0.095647 | 19.1 | 6 | 23.9 | 0 | 1.0161 | GST | 1 | 0.17778 | 23.9 | 23.9 | 2.286 | 23.9 |  |  | 0.17778 | 4.2488
88198 | BEEVILLE | F | South | YES | 0.095357 | 0 | 0 | 0 | 0 | 1.02 | AVR | 1 | 0.17749 | 0 | 0 | 0 | 0 |  |  | 0.17749 | 0
8161 | COLETO0A | 1 | South | YES | 0.094589 | 633 | 200 | 633 | 0 | 1.03 | LIGCO | 1 | 0.17672 | 0 | 633 | 59.8748 | 633 |  |  | 0.17672 | 111.8625
80080 | GWINDT11A | 2 | South | YES | 0.091579 | 17.7 | 0 | 41 | 0 | 1.025 | Wind | 1 | 0.17371 | 0 | 41 | 3.7547 | 41 |  |  | 0.17371 | 7.122
80080 | GWINDT11A | 4 | South | YES | 0.091579 | 8.2 | 0 | 19 | 0 | 1.025 | Wind | 1 | 0.17371 | 0 | 19 | 1.74 | 19 |  |  | 0.17371 | 3.3005
80080 | GWINDT11A | 1 | South | YES | 0.091579 | 40.6 | 0 | 94 | 0 | 1.025 | Wind | 1 | 0.17371 | 0 | 94 | 8.6084 | 94 |  |  | 0.17371 | 16.3285
80080 | GWINDT11A | 3 | South | YES | 0.091579 | 16.4 | 0 | 38 | 0 | 1.025 | Wind | 1 | 0.17371 | 0 | 38 | 3.48 | 38 |  |  | 0.17371 | 6.6009
80081 | GWINDT21A | 1 | South | YES | 0.091579 | 40.6 | 0 | 94 | 0 | 1.025 | Wind | 1 | 0.17371 | 0 | 94 | 8.6084 | 94 |  |  | 0.17371 | 16.3285
80081 | GWINDT21A | 4 | South | YES | 0.091579 | 9.5 | 0 | 22 | 0 | 1.025 | Wind | 1 | 0.17371 | 0 | 22 | 2.0147 | 22 |  |  | 0.17371 | 3.8216
80081 | GWINDT21A | 2 | South | YES | 0.091579 | 15.5 | 0 | 36 | 0 | 1.025 | Wind | 1 | 0.17371 | 0 | 36 | 3.2968 | 36 |  |  | 0.17371 | 6.2535
80081 | GWINDT21A | 3 | South | YES | 0.091579 | 18.6 | 0 | 43 | 0 | 1.025 | Wind | 1 | 0.17371 | 0 | 43 | 3.9379 | 43 |  |  | 0.17371 | 7.4694
80180 | PNSCALT11A | 1 | South | YES | 0.091579 | 63 | 0 | 146 | 0 | 1.025 | Wind | 1 | 0.17371 | 0 | 146 | 13.3705 | 146 |  |  | 0.17371 | 25.3614
80180 | PNSCALT11A | 2 | South | YES | 0.091579 | 21.6 | 0 | 50 | 0 | 1.025 | Wind | 1 | 0.17371 | 0 | 50 | 4.5789 | 50 |  |  | 0.17371 | 8.6854
80181 | PNSCALT21A | 2 | South | YES | 0.091579 | 21.6 | 0 | 50 | 0 | 1.025 | Wind | 1 | 0.17371 | 0 | 50 | 4.5789 | 50 |  |  | 0.17371 | 8.6854
80181 | PNSCALT21A | 1 | South | YES | 0.091579 | 23.7 | 0 | 55 | 0 | 1.025 | Wind | 1 | 0.17371 | 0 | 55 | 5.0368 | 55 |  |  | 0.17371 | 9.5539
8517 | CELANEBI0A | 1 | South | YES | 0.091542 | 29 | 0 | 29 | 0 | 1.02 | Cogen | 1 | 0.17367 | 0 | 0 | 0 | 0 |  |  | 0.17367 | 0
5932 | SI_RAY9 | 9 | South | YES | 0.09153 | 32 | 32 | 38 | 0 | 1.035 | CC | 1 | 0.17366 | 38 | 38 | 3.4781 | 38 |  |  | 0.17366 | 6.599
5933 | SI_RAY6 | 6 | South | YES | 0.09153 | 15.4 | 10 | 19.3 | 0 | 1.035 | GST | 1 | 0.17366 | 19.3 | 19.3 | 1.7665 | 19.3 |  |  | 0.17366 | 3.3516
5935 | SI_RAY10 | 10 | South | YES | 0.09153 | 47 | 10 | 47 | 0 | 1.03 | CC | 1 | 0.17366 | 47 | 47 | 4.3019 | 47 |  |  | 0.17366 | 8.162
80003 | MILHWYS | F | South | YES | 0.091529 | 0 | 0 | 0 | 0 | 1.0168 | AVR | 1 | 0.17366 | 0 | 0 | 0 | 0 |  |  | 0.17366 | 0
8981 | HECN1 | 1 | South | YES | 0.091443 | 144.8 | 0 | 144.8 | 0 | 1.0304 | CC | 1 | 0.17357 | 144.8 | 144.8 | 13.2409 | 144.8 |  |  | 0.17357 | 25.1332
8982 | HECN2 | 2 | South | YES | 0.091443 | 144.1 | 0 | 144.1 | 0 | 1.0304 | CC | 1 | 0.17357 | 144.1 | 144.1 | 13.1769 | 144.1 |  |  | 0.17357 | 25.0117
8983 | HECN3 | 3 | South | YES | 0.091443 | 171.9 | 0 | 171.9 | 0 | 1.0304 | CC | 1 | 0.17357 | 171.9 | 171.9 | 15.7191 | 171.9 |  |  | 0.17357 | 29.837
8936 | MVGN#1 | 1 | South | YES | 0.091442 | 216.6 | 0 | 216.6 | 0 | 1.0304 | CC | 1 | 0.17357 | 216.6 | 216.6 | 19.8063 | 216.6 |  |  | 0.17357 | 37.5955
8937 | MVGN#2 | 2 | South | YES | 0.091442 | 216.7 | 0 | 216.7 | 0 | 1.0304 | CC | 1 | 0.17357 | 216.7 | 216.7 | 19.8155 | 216.7 |  |  | 0.17357 | 37.6128
8938 | MVGN#3 | 3 | South | YES | 0.091442 | 250.9 | 0 | 250.9 | 0 | 1.0304 | CC | 1 | 0.17357 | 250.9 | 250.9 | 22.9428 | 250.9 |  |  | 0.17357 | 43.549
8933 | FGNTS001 | 1 | South | YES | 0.091324 | 146.5 | 0 | 146.5 | 0 | 1.03 | CC | 1 | 0.17345 | 146.5 | 146.5 | 13.379 | 146.5 |  |  | 0.17345 | 25.4109
8934 | FGNTS101 | 2 | South | YES | 0.091324 | 147.9 | 0 | 147.9 | 0 | 1.03 | CC | 1 | 0.17345 | 147.9 | 147.9 | 13.5068 | 147.9 |  |  | 0.17345 | 25.6537
8935 | FGNTS201 | 3 | South | YES | 0.091324 | 173 | 0 | 173 | 0 | 1.03 | CC | 1 | 0.17345 | 173 | 173 | 15.7991 | 173 |  |  | 0.17345 | 30.0074
8511 | OXY_CC0A | 1 | South | YES | 0.091302 | 30.3 | 0 | 38 |  | 1.027 | Cogen | 1 | 0.17343 | 0 | 0 | 0 | 0 |  |  | 0.17343 | 0
8461 | KOCH_UP0A | 1 | South | YES | 0.091299 | 38 | 0 | 38 | 0 | 1.012 | Cogen | 1 | 0.17343 | 0 | 0 | 0 | 0 |  |  | 0.17343 | 0
8506 | VAL #1 | 1 | South | YES | 0.091228 | 20.9 | 0 | 25 | 0 | 1.0055 | Cogen | 1 | 0.17336 | 0 | 0 | 0 | 0 |  |  | 0.17336 | 0
8507 | VAL #2 | 2 | South | YES | 0.091228 | 20.9 | 0 | 25 | 0 | 1.0055 | Cogen | 1 | 0.17336 | 0 | 0 | 0 | 0 |  |  | 0.17336 | 0
8459 | B_DAVIS0B | MB | South | YES | 0.091187 | 0 | 50 | 339 |  | 1.03 | GSC | 1 | 0.17332 | 0 | 0 | 0 | 0 |  |  | 0.17332 | 0
8460 | B_DAVIS0A | MB | South | YES | 0.091187 | 0 | 50 | 340 |  | 1.03 | GSC | 1 | 0.17332 | 0 | 0 | 0 | 0 |  |  | 0.17332 | 0
8456 | COSW#1 | 1 | South | YES | 0.0911 | 20 | 0 | 20 | 0 | 1.027 | Cogen | 1 | 0.17323 | 0 | 0 | 0 | 0 |  |  | 0.17323 | 0
8457 | COSW#2 | 2 | South | YES | 0.0911 | 14 | 0 | 14 | 0 | 1.027 | Cogen | 1 | 0.17323 | 0 | 0 | 0 | 0 |  |  | 0.17323 | 0
8560 | CNOPGT1 | 1 | South | YES | 0.091061 | 148.3 | 0 | 148.3 | 0 | 1.03 | Cogen | 1 | 0.17319 | 0 | 0 | 0 | 0 |  |  | 0.17319 | 0
8561 | CNOPGT2 | 2 | South | YES | 0.091061 | 148.6 | 0 | 148.6 | 0 | 1.03 | Cogen | 1 | 0.17319 | 0 | 0 | 0 | 0 |  |  | 0.17319 | 0
8562 | CNOPST1 | 3 | South | YES | 0.091061 | 153 | 0 | 153 | 0 | 1.03 | Cogen | 1 | 0.17319 | 0 | 0 | 0 | 0 |  |  | 0.17319 | 0
88508 | FALFURRI | F | South | YES | 0.090982 | 0 | 0 | 0 | 0 | 1 | AVR | 1 | 0.17311 | 0 | 0 | 0 | 0 |  |  | 0.17311 | 0
8173 | VICEC51A | 5 | South | YES | 0.090972 | 144 | 18 | 144 | 0 | 1.025 | CC | 1 | 0.1731 | 144 | 144 | 13.1 | 144 |  |  | 0.1731 | 24.9265
8174 | VICEC61A | 6 | South | YES | 0.090972 | 188 | 42 | 188 | 0 | 1.025 | CC | 1 | 0.1731 | 188 | 188 | 17.1027 | 188 |  |  | 0.1731 | 32.543
5728 | FALCONHYDRO2 | 2 | South | YES | 0.090604 | 12 | 0 | 12 | 0 | 1.0227 | Hydro | 1 | 0.17273 | 0 | 0 | 0 | 0 |  |  | 0.17273 | 0
5729 | FALCONHYDRO3 | 3 | South | YES | 0.090604 | 11 | 0 | 11 | 0 | 1.0227 | Hydro | 1 | 0.17273 | 0 | 0 | 0 | 0 |  |  | 0.17273 | 0
8048 | FALCONHYDRO1 | 1 | South | YES | 0.090604 | 12 | 0 | 12 | 0 | 1.0227 | Hydro | 1 | 0.17273 | 0 | 0 | 0 | 0 |  |  | 0.17273 | 0
8926 | LGE_GT10A | 1 | South | YES | 0.09037 | 158 | 0 | 158 | 0 | 1.03 | Cogen | 1 | 0.1725 | 0 | 0 | 0 | 0 |  |  | 0.1725 | 0
8927 | LGE_GT20A | 2 | South | YES | 0.09037 | 153 | 0 | 153 | 0 | 1.03 | Cogen | 1 | 0.1725 | 0 | 0 | 0 | 0 |  |  | 0.1725 | 0
8928 | LGE_STG0A | 3 | South | YES | 0.09037 | 100 | 0 | 100 | 0 | 1.03 | Cogen | 1 | 0.1725 | 0 | 0 | 0 | 0 |  |  | 0.1725 | 0
8930 | ICPGN10A | 1 | South | YES | 0.09037 | 149 | 0 | 149 | 0 | 1.03 | Cogen | 1 | 0.1725 | 0 | 0 | 0 | 0 |  |  | 0.1725 | 0
8931 | ICPGN20A | 2 | South | YES | 0.09037 | 150 | 0 | 150 | 0 | 1.03 | Cogen | 1 | 0.1725 | 0 | 0 | 0 | 0 |  |  | 0.1725 | 0
8932 | ICPGN30A | 3 | South | YES | 0.09037 | 127 | 0 | 127 | 0 | 1.03 | Cogen | 1 | 0.1725 | 0 | 0 | 0 | 0 |  |  | 0.1725 | 0
80223 | REYSHR G | 1 | South | YES | 0.09037 | 12 | 0 | 12 | 0 | 1.032 | Cogen | 1 | 0.1725 | 0 | 0 | 0 | 0 |  |  | 0.1725 | 0
8066 | DUP1V#1 | 1 | South | YES | 0.090169 | 52.3 | 0 | 73 | 0 | 1.01 | Cogen | 1 | 0.1723 | 0 | 0 | 0 | 0 |  |  | 0.1723 | 0
5508 | RAYBURNCC9 | 1 | South | YES | 0.090145 | 47.7 | 18.2 | 47.7 | 0 | 1.0296 | CC | 1 | 0.17227 | 47.7 | 47.7 | 4.2999 | 47.7 |  |  | 0.17227 | 8.2175
5509 | RAYBURNCC10 | 1 | South | YES | 0.090145 | 37.3 | 5.2 | 37.3 | 0 | 1.0296 | CC | 1 | 0.17227 | 37.3 | 37.3 | 3.3624 | 37.3 |  |  | 0.17227 | 6.4258
5511 | RAYBURNCC7 | 1 | South | YES | 0.090145 | 47.5 | 18.2 | 47.5 | 0 | 1.0296 | CC | 1 | 0.17227 | 47.5 | 47.5 | 4.2819 | 47.5 |  |  | 0.17227 | 8.183
5512 | RAYBURNCC8 | 1 | South | YES | 0.090145 | 49.3 | 18.2 | 49.3 | 0 | 1.0296 | CC | 1 | 0.17227 | 49.3 | 49.3 | 4.4441 | 49.3 |  |  | 0.17227 | 8.4931
88299 | ZAPATA | F | South | YES | 0.089914 | 0 | 0 | 0 | 0 | 1.02 | BLT | 1 | 0.17204 | 0 | 0 | 0 | 0 |  |  | 0.17204 | 0
5503 | RAYBURNGEN3 | 1 | South | YES | 0.089483 | 17.6 | 6 | 22 | 0 | 1.0223 | GST | 1 | 0.17161 | 22 | 22 | 1.9686 | 22 |  |  | 0.17161 | 3.7755
5505 | RAYBURNGEN1 | 1 | South | YES | 0.089483 | 0 | 1 | 11 |  | 1.0223 | GGT | 1 | 0.17161 | 11 | 11 | 0.98431 | 11 |  |  | 0.17161 | 1.8877
5506 | RAYBURNGEN2 | 1 | South | YES | 0.089483 | 0 | 1 | 11 |  | 1.0223 | GGT | 1 | 0.17161 | 11 | 11 | 0.98431 | 11 |  |  | 0.17161 | 1.8877
80012 | LAR | F | South | YES | 0.088915 | 0 | 0 | 0 | 0 | 1.04 | DCTie | 1 | 0.17104 | 0 | 0 | 0 | 0 |  |  | 0.17104 | 0
80265 | LARECU40A | 4 | South | YES | 0.088915 | 80 | 0 | 100 |  | 1.039 | GGT | 1 | 0.17104 | 100 | 100 | 8.8915 | 100 |  |  | 0.17104 | 17.1044
80266 | LARECU50A | 5 | South | YES | 0.088915 | 80 | 0 | 100 |  | 1.039 | GGT | 1 | 0.17104 | 100 | 100 | 8.8915 | 100 |  |  | 0.17104 | 17.1044
80224 | VISTRONG1 | 1 | South | YES | 0.088771 | 13.1 | 0 | 15 | 0 | 1.01 | Cogen | 1 | 0.1709 | 0 | 0 | 0 | 0 |  |  | 0.1709 | 0
80225 | VISTRONG2 | 2 | South | YES | 0.088771 | 20.2 | 0 | 23 | 0 | 1.01 | Cogen | 1 | 0.1709 | 0 | 0 | 0 | 0 |  |  | 0.1709 | 0
80227 | AIRCO G | 1 | South | YES | 0.088255 | 7.2 | 0 | 8 | 0 | 1.0104 | Cogen | 1 | 0.17038 | 0 | 0 | 0 | 0 |  |  | 0.17038 | 0
8147 | UCAR #2 | 10 | South | YES | 0.088026 | 18.2 | 0 | 28 |  | 1 | Cogen | 1 | 0.17015 | 0 | 0 | 0 | 0 |  |  | 0.17015 | 0
8148 | UCAR #1 | 2 | South | YES | 0.088026 | 6.1 | 0 | 7 | 0 | 1.009 | Cogen | 1 | 0.17015 | 0 | 0 | 0 | 0 |  |  | 0.17015 | 0
80137 | CSDR89 | 9 | South | YES | 0.088026 | 0 | 0 | 15 |  | 1.003 | DCTie | 1 | 0.17015 | 0 | 0 | 0 | 0 |  |  | 0.17015 | 0
80137 | CSDR89 | 8 | South | YES | 0.088026 | 33.9 | 0 | 39 |  | 1.003 | DCTie | 1 | 0.17015 | 0 | 0 | 0 | 0 |  |  | 0.17015 | 0
80138 | CSDR7 | 7 | South | YES | 0.088026 | 6.1 | 0 | 7 | 0 | 1.014 | DCTie | 1 | 0.17015 | 0 | 0 | 0 | 0 |  |  | 0.17015 | 0
80139 | CSDR56 | 6 | South | YES | 0.088026 | 0 | 0 | 39 |  | 1.0033 | DCTie | 1 | 0.17015 | 0 | 0 | 0 | 0 |  |  | 0.17015 | 0
80139 | CSDR56 | 5 | South | YES | 0.088026 | 15 | 0 | 15 |  | 1.0033 | DCTie | 1 | 0.17015 | 0 | 0 | 0 | 0 |  |  | 0.17015 | 0
80140 | CSDR11 | 11 | South | YES | 0.088026 | 33.9 | 0 | 39 | 0 | 1.03 | DCTie | 1 | 0.17015 | 0 | 0 | 0 | 0 |  |  | 0.17015 | 0
7028 | L_MARBFA1_1Y | 1 | South | YES | 0.086678 | 0 | 0 | 18 |  | 1 | Hydro | 1 | 0.16881 | 0 | 0 | 0 | 0 |  |  | 0.16881 | 0
7029 | L_MARBFA1_2Y | 2 | South | YES | 0.086678 | 0 | 0 | 18 |  | 1 | Hydro | 1 | 0.16881 | 0 | 0 | 0 | 0 |  |  | 0.16881 | 0
80226 | ALCOA G | 1 | South | YES | 0.086047 | 32.3 | 5 | 48 | 0 | 1.015 | Cogen | 1 | 0.16818 | 0 | 0 | 0 | 0 |  |  | 0.16818 | 0
8134 | FOR #1 | 1 | South | YES | 0.085456 | 54.1 | 45 | 79 | 0 | 1.03 | Cogen | 1 | 0.16758 | 0 | 0 | 0 | 0 |  |  | 0.16758 | 0
8138 | FOR #2 | 2 | South | YES | 0.085456 | 63.1 | 45 | 81 | 0 | 1.03 | Cogen | 1 | 0.16758 | 0 | 0 | 0 | 0 |  |  | 0.16758 | 0
8153 | FOR #3 | 3 | South | YES | 0.085456 | 63.1 | 45 | 79.9 | 0 | 1.03 | Cogen | 1 | 0.16758 | 0 | 0 | 0 | 0 |  |  | 0.16758 | 0
8154 | FOR #4 | 4 | South | YES | 0.085456 | 63.1 | 60 | 80 | 0 | 1.03 | Cogen | 1 | 0.16758 | 0 | 0 | 0 | 0 |  |  | 0.16758 | 0
8155 | FOR #5 | 5 | South | YES | 0.085456 | 63.1 | 60 | 78.4 | 0 | 1.03 | Cogen | 1 | 0.16758 | 0 | 0 | 0 | 0 |  |  | 0.16758 | 0
8156 | FOR #6 | 6 | South | YES | 0.085456 | 24.9 | 5 | 25 | 0 | 1.03 | Cogen | 1 | 0.16758 | 0 | 0 | 0 | 0 |  |  | 0.16758 | 0
8157 | FOR #7 | 7 | South | YES | 0.085456 | 28.8 | 5 | 46 | 0 | 1.03 | Cogen | 1 | 0.16758 | 0 | 0 | 0 | 0 |  |  | 0.16758 | 0
80051 | FOR #8 | 8 | South | YES | 0.085456 | 28 | 28 | 28 | 0 | 1.016 | Cogen | 1 | 0.16758 | 0 | 0 | 0 | 0 |  |  | 0.16758 | 0
80052 | FOR #9 | 9 | South | YES | 0.085456 | 29.7 | 5 | 43.6 | 0 | 1.03 | Cogen | 1 | 0.16758 | 0 | 0 | 0 | 0 |  |  | 0.16758 | 0
80053 | FOR #10 | 10 | South | YES | 0.085456 | 68.4 | 45 | 75 | 0 | 1.03 | Cogen | 1 | 0.16758 | 0 | 0 | 0 | 0 |  |  | 0.16758 | 0
7035 | L_WIRTZ_1G1Y | 1 | South | YES | 0.078554 | 0 | 0 | 29 |  | 1 | Hydro | 1 | 0.16068 | 0 | 0 | 0 | 0 |  |  | 0.16068 | 0
7036 | L_WIRTZ_1G2Y | 2 | South | YES | 0.078554 | 23 | 0 | 29.8 |  | 1 | Hydro | 1 | 0.16068 | 0 | 0 | 0 | 0 |  |  | 0.16068 | 0
7000 | L_FERGUS1_1Y | 1 | South | YES | 0.078348 | 400 | 65 | 423.3 | 0 | 1.015 | GSC | 1 | 0.16048 | 423.3 | 423.3 | 33.1647 | 423.3 |  |  | 0.16048 | 67.9299
80010 | EPLVT1 | F | South | YES | 0.064583 | 0 | 0 | 0 |  | 1.0376 | #N/A | 1 | 0.14671 | 0 | 0 | 0 | 0 |  |  | 0.14671 | 0
5911 | STP_GN1___1 | 1 | Houston | YES | 0.064326 | 1333 | 1249 | 1333 | 0 | 1.0406 | Nuc | 1 | 0.14645 | 0 | 0 |  |  |  |  | 0.14645 | 0
5912 | STP_GN2___2 | 2 | Houston | YES | 0.064326 | 1332 | 1249 | 1332 | 0 | 1.0406 | Nuc | 1 | 0.14645 | 0 | 0 |  |  |  |  | 0.14645 | 0
48731 | CBE_GT1 | 1 | Houston | YES | 0.063829 | 76 | 0 | 76 | 0 | 1.029 | CC | 1 | 0.14596 | 76 | 76 |  |  |  |  | 0.14596 | 11.0928
48732 | CBE_GT2 | 1 | Houston | YES | 0.063829 | 76 | 0 | 76 | 0 | 1.029 | CC | 1 | 0.14596 | 76 | 76 |  |  |  |  | 0.14596 | 11.0928
48733 | CBE_ST12 | 1 | Houston | YES | 0.063829 | 105 | 0 | 105 | 0 | 1.029 | CC | 1 | 0.14596 | 105 | 105 |  |  |  |  | 0.14596 | 15.3256
48734 | CBE_GT3 | 1 | Houston | YES | 0.063829 | 76 | 0 | 76 | 0 | 1.029 | CC | 1 | 0.14596 | 76 | 76 |  |  |  |  | 0.14596 | 11.0928
48735 | CBE_GT4 | 1 | Houston | YES | 0.063829 | 76 | 0 | 76 | 0 | 1.029 | CC | 1 | 0.14596 | 76 | 76 |  |  |  |  | 0.14596 | 11.0928
48736 | CBE_ST34 | 1 | Houston | YES | 0.063829 | 105 | 0 | 105 | 0 | 1.029 | CC | 1 | 0.14596 | 105 | 105 |  |  |  |  | 0.14596 | 15.3256
7026 | L_INKSDA1_1Y | 1 | South | YES | 0.062838 | 0 | 0 | 13.7 |  | 1 | Hydro | 1 | 0.14497 | 0 | 0 | 0 | 0 |  |  | 0.14497 | 0
7022 | L_BUCHAN1_1Y | 1 | South | YES | 0.061388 | 0 | 0 | 18 |  | 1 | Hydro | 1 | 0.14352 | 0 | 0 | 0 | 0 |  |  | 0.14352 | 0
7023 | L_BUCHAN1_2Y | 2 | South | YES | 0.061388 | 0 | 0 | 18 |  | 1 | Hydro | 1 | 0.14352 | 0 | 0 | 0 | 0 |  |  | 0.14352 | 0
7024 | L_BUCHAN1_3Y | 3 | South | YES | 0.061388 | 0 | 0 | 15 |  | 1 | Hydro | 1 | 0.14352 | 0 | 0 | 0 | 0 |  |  | 0.14352 | 0
8262 | ELPS | 1 | South | YES | 0.061221 | 6 | 6 | 6 | 0 | 1.15 | Hydro | 1 | 0.14335 | 0 | 0 | 0 | 0 |  |  | 0.14335 | 0
48911 | TGF_GT1_8000 | 1 | Houston | YES | 0.061004 | 69.2 | 0 | 69.2 |  | 1.029 | Cogen | 1 | 0.14313 | 0 | 0 |  |  |  |  | 0.14313 | 0
49851 | DOW17000 | 37 | Houston | YES | 0.052723 | 39 | 0 | 62 | 0 | 1 | Cogen | 1 | 0.13485 | 0 | 0 |  |  |  |  | 0.13485 | 0
49858 | DOW38100 | 31 | Houston | YES | 0.052723 | 45 | 0 | 71.4 |  | 1 | Cogen | 1 | 0.13485 | 0 | 0 |  |  |  |  | 0.13485 | 0
49859 | DOW38200 | 33 | Houston | YES | 0.052723 | 28 | 0 | 45 | 0 | 1 | Cogen | 1 | 0.13485 | 0 | 0 |  |  |  |  | 0.13485 | 0
49860 | DOW38300 | 32 | Houston | YES | 0.052723 | 63 | 0 | 101 |  | 1 | Cogen | 1 | 0.13485 | 0 | 0 |  |  |  |  | 0.13485 | 0
49862 | DOW39100 | 36 | Houston | YES | 0.052723 | 54 | 0 | 86 | 0 | 1 | Cogen | 1 | 0.13485 | 0 | 0 |  |  |  |  | 0.13485 | 0
49863 | DOW39200 | 35 | Houston | YES | 0.052723 | 55 | 0 | 88 | 0 | 1 | Cogen | 1 | 0.13485 | 0 | 0 |  |  |  |  | 0.13485 | 0
49865 | DOW41000 | 41 | Houston | YES | 0.052723 | 31 | 0 | 50 |  | 1 | Cogen | 1 | 0.13485 | 0 | 0 |  |  |  |  | 0.13485 | 0
49866 | DOW42000 | 42 | Houston | YES | 0.052723 | 11 | 0 | 18 |  | 1 | Cogen | 1 | 0.13485 | 0 | 0 |  |  |  |  | 0.13485 | 0
49869 | DOW49000 | 45 | Houston | YES | 0.052723 | 59 | 0 | 94 |  | 1 | Cogen | 1 | 0.13485 | 0 | 0 |  |  |  |  | 0.13485 | 0
49870 | DOW61000 | 61 | Houston | YES | 0.052723 | 44 | 0 | 70 | 0 | 1 | Cogen | 1 | 0.13485 | 0 | 0 |  |  |  |  | 0.13485 | 0
49871 | DOW62000 | 62 | Houston | YES | 0.052723 | 40 | 0 | 63 | 0 | 1 | Cogen | 1 | 0.13485 | 0 | 0 |  |  |  |  | 0.13485 | 0
49872 | DOW63000 | 63 | Houston | YES | 0.052723 | 45 | 0 | 72 | 0 | 1 | Cogen | 1 | 0.13485 | 0 | 0 |  |  |  |  | 0.13485 | 0
49873 | DOW64000 | 64 | Houston | YES | 0.052723 | 41 | 0 | 64.8 | 0 | 1 | Cogen | 1 | 0.13485 | 0 | 0 |  |  |  |  | 0.13485 | 0
49876 | DOW65000 | 65 | Houston | YES | 0.052723 | 63 | 0 | 101 | 0 | 1 | Cogen | 1 | 0.13485 | 0 | 0 |  |  |  |  | 0.13485 | 0
49877 | DOW66000 | 66 | Houston | YES | 0.052723 | 61 | 0 | 97 | 0 | 1 | Cogen | 1 | 0.13485 | 0 | 0 |  |  |  |  | 0.13485 | 0
49878 | DOW67000 | 67 | Houston | YES | 0.052723 | 65 | 0 | 103 | 0 | 1 | Cogen | 1 | 0.13485 | 0 | 0 |  |  |  |  | 0.13485 | 0
49882 | DOW81000 | 81 | Houston | YES | 0.052723 | 47 | 0 | 76 | 0 | 1 | Cogen | 1 | 0.13485 | 0 | 0 |  |  |  |  | 0.13485 | 0
49884 | DOW82000 | 82 | Houston | YES | 0.052723 | 51 | 0 | 80 | 0 | 1 | Cogen | 1 | 0.13485 | 0 | 0 |  |  |  |  | 0.13485 | 0
49885 | DOW83000 | 83 | Houston | YES | 0.052723 | 51 | 0 | 80 | 0 | 1 | Cogen | 1 | 0.13485 | 0 | 0 |  |  |  |  | 0.13485 | 0
49886 | DOW84000 | 84 | Houston | YES | 0.052723 | 107 | 0 | 171 | 0 | 0.98 | Cogen | 1 | 0.13485 | 0 | 0 |  |  |  |  | 0.13485 | 0
48520 | BSF_GT1_8070 | 2 | Houston | YES | 0.050574 | 10 | 0 | 10 | 0 | 1.0326 | Cogen | 1 | 0.1327 | 0 | 0 |  |  |  |  | 0.1327 | 0
48520 | BSF_GT1_8070 | 1 | Houston | YES | 0.050574 | 72 | 0 | 72 | 0 | 1.0326 | Cogen | 1 | 0.1327 | 0 | 0 |  |  |  |  | 0.1327 | 0
39760 | TNSCLP1___8 | 1 | Houston | YES | 0.048875 | 93.4 | 20 | 116.8 | 0 | 1.04 | Cogen | 1 | 0.131 | 0 | 0 |  |  |  |  | 0.131 | 0
39770 | TNSCLP2___8 | 1 | Houston | YES | 0.048875 | 91.6 | 20 | 114.5 | 0 | 1.04 | Cogen | 1 | 0.131 | 0 | 0 |  |  |  |  | 0.131 | 0
39775 | TNSCLP4___8 | 1 | Houston | YES | 0.048875 | 95.2 | 20 | 119 | 0 | 1.04 | Cogen | 1 | 0.131 | 0 | 0 |  |  |  |  | 0.131 | 0
39790 | TNSCLP3___8 | 1 | Houston | YES | 0.048875 | 87.6 | 20 | 109.5 | 0 | 1.027 | Cogen | 1 | 0.131 | 0 | 0 |  |  |  |  | 0.131 | 0
8032 | AMISTADHYD1 | 1 | South | YES | 0.046765 | 33 | 13 | 33 | 0 | 1.0375 | Hydro | 1 | 0.12889 | 0 | 0 | 0 | 0 |  |  | 0.12889 | 0
8033 | AMISTADHYD2 | 2 | South | YES | 0.046765 | 25 | 13 | 25 | 0 | 1.0375 | Hydro | 1 | 0.12889 | 0 | 0 | 0 | 0 |  |  | 0.12889 | 0
88253 | HAMILTON | F | South | YES | 0.046765 | 0 | 0 | 0 | 0 | 1.04 | BLT | 1 | 0.12889 | 0 | 0 | 0 | 0 |  |  | 0.12889 | 0
48926 | WAP_GN6_6 | 6 | Houston | YES | 0.042818 | 651 | 280 | 651 |  | 1.035 | LIGCO | 1 | 0.12495 | 0 | 651 |  |  |  |  | 0.12495 | 81.3405
48927 | WAP_GN7_7 | 7 | Houston | YES | 0.042818 | 564 | 277 | 564 |  | 1.035 | LIGCO | 1 | 0.12495 | 0 | 564 |  |  |  |  | 0.12495 | 70.4701
48928 | WAP_GN8_8 | 8 | Houston | YES | 0.042818 | 603 | 275 | 603 |  | 1.035 | LIGCO | 1 | 0.12495 | 0 | 603 |  |  |  |  | 0.12495 | 75.343
48730 | MNS_GT | 1 | Houston | YES | 0.042792 | 43 | 0 | 46.1 |  | 1.029 | Cogen | 1 | 0.12492 | 0 | 0 |  |  |  |  | 0.12492 | 0
48521 | BVE_GT1_GT1 | 1 | Houston | YES | 0.042767 | 167.7 | 0 | 167.7 |  | 1.035 | CC | 1 | 0.1249 | 167.7 | 167.7 |  |  |  |  | 0.1249 | 20.9451
48522 | BVE_GT2_5035 | 2 | Houston | YES | 0.042767 | 166.4 | 0 | 166.4 |  | 1.035 | CC | 1 | 0.1249 | 166.4 | 166.4 |  |  |  |  | 0.1249 | 20.7827
48523 | BVE_ST1_GN1 | 3 | Houston | YES | 0.042767 | 252.4 | 0 | 252.4 |  | 1.035 | CC | 1 | 0.1249 | 252.4 | 252.4 |  |  |  |  | 0.1249 | 31.5237
48510 | AK_GT1__8040 | 1 | Houston | YES | 0.041873 | 33.4 | 8.1 | 34 |  | 1.029 | Cogen | 1 | 0.124 | 0 | 0 |  |  |  |  | 0.124 | 0
48921 | WAP_GN1_1 | 1 | Houston | YES | 0.041806 | 132.8 | 37 | 166 | 0 | 1.0362 | GST | 1 | 0.12393 | 166 | 166 |  |  |  |  | 0.12393 | 20.5732
48922 | WAP_GN2_2 | 2 | Houston | YES | 0.041806 | 132.8 | 37 | 166 | 0 | 1.0362 | GST | 1 | 0.12393 | 166 | 166 |  |  |  |  | 0.12393 | 20.5732
48923 | WAP_GN3_3 | 3 | Houston | YES | 0.041806 | 198.4 | 93 | 248 | 0 | 1.0362 | GST | 1 | 0.12393 | 248 | 248 |  |  |  |  | 0.12393 | 30.7359
48924 | WAP_GN4_4 | 4 | Houston | YES | 0.041806 | 546 | 217 | 546 | 0 | 1.0362 | GSC | 1 | 0.12393 | 546 | 546 |  |  |  |  | 0.12393 | 67.6685
48925 | WAP_GN5_5 | 5 | Houston | YES | 0.041806 | 586.9 | 278 | 654 | 0 | 0.985 | LIGCO | 1 | 0.12393 | 0 | 654 |  |  |  |  | 0.12393 | 81.0535
48929 | WAPGT21_GT1 | B1 | Houston | YES | 0.041806 | 0 | 0 | 13 |  | 1.05 | GGT | 1 | 0.12393 | 13 | 13 |  |  |  |  | 0.12393 | 1.6112
38580 | TNBP_CGN1_8 | 1 | Houston | YES | 0.037804 | 70.8 | 0 | 70.8 | 0 | 1.005 | Cogen | 1 | 0.11993 | 0 | 0 |  |  |  |  | 0.11993 | 0
38590 | TNBP_CGN2_8 | 2 | Houston | YES | 0.037804 | 66.7 | 0 | 66.7 | 0 | 1.005 | Cogen | 1 | 0.11993 | 0 | 0 |  |  |  |  | 0.11993 | 0
38600 | TNBP_CGN3_8 | 5 | Houston | YES | 0.037804 | 53 | 0 | 53 | 0 | 1.005 | Cogen | 1 | 0.11993 | 0 | 0 |  |  |  |  | 0.11993 | 0
38611 | TNBPAMCG1_8 | 1 | Houston | YES | 0.037804 | 153.2 | 0 | 153.2 | 0 | 1.005 | Cogen | 1 | 0.11993 | 0 | 0 |  |  |  |  | 0.11993 | 0
38612 | TNBPAMCG2_8 | 2 | Houston | YES | 0.037804 | 153.5 | 0 | 153.5 | 0 | 1.005 | Cogen | 1 | 0.11993 | 0 | 0 |  |  |  |  | 0.11993 | 0
38613 | TNBPAMCG3_8 | 3 | Houston | YES | 0.037804 | 152.3 | 0 | 152.3 | 0 | 1.005 | Cogen | 1 | 0.11993 | 0 | 0 |  |  |  |  | 0.11993 | 0
38614 | TNBPAMCG4_8 | 4 | Houston | YES | 0.037804 | 96 | 0 | 96 |  | 1.005 | Cogen | 1 | 0.11993 | 0 | 0 |  |  |  |  | 0.11993 | 0
38615 | TNBPAMCG5_8 | 1 | Houston | YES | 0.037804 | 244 | 0 | 244 | 0 | 1.005 | Cogen | 1 | 0.11993 | 0 | 0 |  |  |  |  | 0.11993 | 0
38690 | TNBP_CGN4_8 | 3 | Houston | YES | 0.037804 | 40 | 0 | 40 |  | 1.005 | Cogen | 1 | 0.11993 | 0 | 0 |  |  |  |  | 0.11993 | 0
38711 | TNTXCTY1CG8 | 1 | Houston | YES | 0.037804 | 100.3 | 59 | 100.3 | 0 | 1 | Cogen | 1 | 0.11993 | 0 | 0 |  |  |  |  | 0.11993 | 0
38712 | TNTXCTY2CG8 | 1 | Houston | YES | 0.037804 | 92.9 | 59 | 92.9 | 0 | 1 | Cogen | 1 | 0.11993 | 0 | 0 |  |  |  |  | 0.11993 | 0
38713 | TNTXCTY3CG8 | 1 | Houston | YES | 0.037804 | 102.7 | 59 | 102.7 | 0 | 1 | Cogen | 1 | 0.11993 | 0 | 0 |  |  |  |  | 0.11993 | 0
38714 | TNTXCTY4CG8 | 1 | Houston | YES | 0.037804 | 103 | 59 | 103 | 0 | 1 | Cogen | 1 | 0.11993 | 0 | 0 |  |  |  |  | 0.11993 | 0
39470 | TNDOWCGNSG8 | 1 | Houston | YES | 0.037804 | 32 | 10 | 32 | 0 | 0.985 | Cogen | 1 | 0.11993 | 0 | 0 |  |  |  |  | 0.11993 | 0
39480 | TNDOWCGNGG8 | 1 | Houston | YES | 0.037804 | 30 | 10 | 30 | 0 | 0.985 | Cogen | 1 | 0.11993 | 0 | 0 |  |  |  |  | 0.11993 | 0
48772 | PHR_GN2_2 | MB | Houston | YES | 0.03612 | 0 | 72 | 459 |  | 1.0362 | GSC | 1 | 0.11825 | 0 | 0 |  |  |  |  | 0.11825 | 0
48561 | CTL_GT2_8130 | 1 | Houston | YES | 0.034946 | 73.5 | 30.3 | 91.9 |  | 1.0362 | Cogen | 1 | 0.11707 | 0 | 0 |  |  |  |  | 0.11707 | 0
48562 | CTL_GT3_8135 | 2 | Houston | YES | 0.034946 | 70.1 | 30.3 | 87.6 |  | 1.0362 | Cogen | 1 | 0.11707 | 0 | 0 |  |  |  |  | 0.11707 | 0
48563 | CTL_GT4_8140 | 3 | Houston | YES | 0.034946 | 69.6 | 30.3 | 87 |  | 1.0362 | Cogen | 1 | 0.11707 | 0 | 0 |  |  |  |  | 0.11707 | 0
48564 | CTL_GN1_8145 | 4 | Houston | YES | 0.034946 | 43.6 | 12.9 | 54.5 |  | 1.0362 | Cogen | 1 | 0.11707 | 0 | 0 |  |  |  |  | 0.11707 | 0
48565 | CTL_GN2_8155 | 5 | Houston | YES | 0.034946 | 9.8 | 3.4 | 12.2 |  | 1.0362 | Cogen | 1 | 0.11707 | 0 | 0 |  |  |  |  | 0.11707 | 0
48531 | BYU_GT1_8075 | 1 | Houston | YES | 0.034497 | 65 | 0 | 65 |  | 1.0362 | Cogen | 1 | 0.11663 | 0 | 0 |  |  |  |  | 0.11663 | 0
48532 | BYU_GT2_8055 | 2 | Houston | YES | 0.034497 | 62 | 0 | 62 |  | 1.0362 | Cogen | 1 | 0.11663 | 0 | 0 |  |  |  |  | 0.11663 | 0
48533 | BYU_GT3_8060 | 3 | Houston | YES | 0.034497 | 67 | 0 | 67 |  | 1.0362 | Cogen | 1 | 0.11663 | 0 | 0 |  |  |  |  | 0.11663 | 0
48534 | BYU_GT4_8065 | 4 | Houston | YES | 0.034497 | 65 | 0 | 65 |  | 1.0362 | Cogen | 1 | 0.11663 | 0 | 0 |  |  |  |  | 0.11663 | 0
48691 | GBY_73741085 | A | Houston | YES | 0.033936 | 37.6 | 20 | 47 | 0 | 1.0362 | GGT | 1 | 0.11606 | 47 | 47 |  |  |  |  | 0.11606 | 5.4551
48691 | GBY_73741085 | B | Houston | YES | 0.033936 | 37.6 | 20 | 47 | 0 | 1.0362 | GGT | 1 | 0.11606 | 47 | 47 |  |  |  |  | 0.11606 | 5.4551
48692 | GBY_81821075 | C | Houston | YES | 0.033936 | 37.6 | 20 | 47 | 0 | 1.0362 | GGT | 1 | 0.11606 | 47 | 47 |  |  |  |  | 0.11606 | 5.4551
48692 | GBY_81821075 | D | Houston | YES | 0.033936 | 44 | 20 | 55 | 0 | 1.0362 | GGT | 1 | 0.11606 | 55 | 55 |  |  |  |  | 0.11606 | 6.3836
48693 | GBY_83841065 | E | Houston | YES | 0.033936 | 45.6 | 20 | 57 | 0 | 1.0362 | GGT | 1 | 0.11606 | 57 | 57 |  |  |  |  | 0.11606 | 6.6157
48693 | GBY_83841065 | F | Houston | YES | 0.033936 | 43.2 | 20 | 54 | 0 | 1.0362 | GGT | 1 | 0.11606 | 54 | 54 |  |  |  |  | 0.11606 | 6.2675
48841 | SJS_GT1_GT1 | 1 | Houston | YES | 0.033652 | 62.4 | 49 | 78 | 0 | 1.0362 | Cogen | 1 | 0.11578 | 0 | 0 |  |  |  |  | 0.11578 | 0
48842 | SJS_GT2_GT2 | 2 | Houston | YES | 0.033652 | 64.8 | 49 | 81 | 0 | 1.0362 | Cogen | 1 | 0.11578 | 0 | 0 |  |  |  |  | 0.11578 | 0
48641 | DPEC_GT15040 | 1 | Houston | YES | 0.033424 | 163.2 | 98 | 163.2 | 0 | 1.0319 | CC | 1 | 0.11555 | 163.2 | 163.2 |  |  |  |  | 0.11555 | 18.8582
48642 | DPEC_GT25025 | 2 | Houston | YES | 0.033424 | 157.1 | 98 | 157.1 | 0 | 1.0319 | CC | 1 | 0.11555 | 157.1 | 157.1 |  |  |  |  | 0.11555 | 18.1534
48643 | DPEC_GT35010 | 3 | Houston | YES | 0.033424 | 157.5 | 98 | 157.5 | 0 | 1.0319 | CC | 1 | 0.11555 | 157.5 | 157.5 |  |  |  |  | 0.11555 | 18.1996
48644 | DPEC_GT45070 | 4 | Houston | YES | 0.033424 | 157 | 98 | 157 | 0 | 1.0319 | CC | 1 | 0.11555 | 157 | 157 |  |  |  |  | 0.11555 | 18.1418
48645 | DPEC_ST55065 | 5 | Houston | YES | 0.033424 | 282 | 0 | 282 | 0 | 1.0319 | CC | 1 | 0.11555 | 282 | 282 |  |  |  |  | 0.11555 | 32.5859
48761 | PR_GT1__9040 | 1 | Houston | YES | 0.033231 | 26 | 0 | 35 |  | 1 | Cogen | 1 | 0.11536 | 0 | 0 |  |  |  |  | 0.11536 | 0
48855 | SRB_GT211035 | B1 | Houston | YES | 0.033023 | 0 | 0 | 18 |  | 1.014 | GGT | 1 | 0.11515 | 18 | 18 |  |  |  |  | 0.11515 | 2.0727
48855 | SRB_GT211035 | B2 | Houston | YES | 0.033023 | 0 | 0 | 12 |  | 1.014 | GGT | 1 | 0.11515 | 12 | 12 |  |  |  |  | 0.11515 | 1.3818
48852 | SRB_GN2_2 | 2 | Houston | YES | 0.033011 | 140.8 | 26 | 176 | 0 | 1.0217 | GST | 1 | 0.11514 | 176 | 176 |  |  |  |  | 0.11514 | 20.2646
48851 | SRB_GN1_1 | 1 | Houston | YES | 0.032996 | 132 | 26 | 165 | 0 | 1.0217 | GST | 1 | 0.11512 | 165 | 165 |  |  |  |  | 0.11512 | 18.9956
48551 | CAL_GT1_8045 | 1 | Houston | YES | 0.032988 | 149 | 0 | 149 | 0 | 1.0326 | Cogen | 1 | 0.11512 | 0 | 0 |  |  |  |  | 0.11512 | 0
48552 | CAL_ST1_8000 | 2 | Houston | YES | 0.032988 | 65.1 | 0 | 65.1 | 0 | 1.0326 | Cogen | 1 | 0.11512 | 0 | 0 |  |  |  |  | 0.11512 | 0
48853 | SRB_GN3_3 | 3 | Houston | YES | 0.032941 | 170.4 | 35 | 213 |  | 1.0326 | GST | 1 | 0.11507 | 213 | 213 |  |  |  |  | 0.11507 | 24.5099
48845 | SOL_GT1 | 1 | Houston | YES | 0.032937 | 16.2 | 15.4 | 16.2 |  | 1.0326 | Solar | 1 | 0.11507 | 16.2 | 16.2 |  |  |  |  | 0.11507 | 1.8641
48611 | DIB_GT1_8080 | 1 | Houston | YES | 0.032933 | 64 | 0 | 64 | 0 | 1.0326 | Cogen | 1 | 0.11506 | 0 | 0 |  |  |  |  | 0.11506 | 0
48612 | DIB_GT2_8075 | 2 | Houston | YES | 0.032933 | 63.2 | 0 | 63.2 | 0 | 1.0326 | Cogen | 1 | 0.11506 | 0 | 0 |  |  |  |  | 0.11506 | 0
48613 | DIB_ST1_8085 | 3 | Houston | YES | 0.032933 | 67.9 | 30 | 82.6 | 0 | 1.0326 | Cogen | 1 | 0.11506 | 0 | 0 |  |  |  |  | 0.11506 | 0
48614 | DIB_GT3_8090 | 4 | Houston | YES | 0.032933 | 73.6 | 15 | 73.6 | 0 | 1.0326 | Cogen | 1 | 0.11506 | 0 | 0 |  |  |  |  | 0.11506 | 0
48854 | SRB_GN4_4 | 4 | Houston | YES | 0.032928 | 182.4 | 35 | 228 | 0 | 1.0326 | GST | 1 | 0.11506 | 228 | 228 |  |  |  |  | 0.11506 | 26.233
48740 | PSG_GN2_8050 | 1 | Houston | YES | 0.032925 | 182 | 60 | 182 | 0 | 1.0326 | Cogen | 1 | 0.11505 | 0 | 0 |  |  |  |  | 0.11505 | 0
48741 | PSG_GT2_8040 | 1 | Houston | YES | 0.032925 | 158.6 | 50 | 158.6 | 0 | 1.0326 | Cogen | 1 | 0.11505 | 0 | 0 |  |  |  |  | 0.11505 | 0
48742 | PSG_GT3_8060 | 1 | Houston | YES | 0.032925 | 157 | 50 | 157 | 0 | 1.0326 | Cogen | 1 | 0.11505 | 0 | 0 |  |  |  |  | 0.11505 | 0
48820 | SHELLG1_3015 | 1 | Houston | YES | 0.032636 | 71 | 34.5 | 71 |  | 1.029 | Cogen | 1 | 0.11476 | 0 | 0 |  |  |  |  | 0.11476 | 0
48821 | SHELLG2 | 2 | Houston | YES | 0.032636 | 72 | 34.5 | 72 |  | 1.029 | Cogen | 1 | 0.11476 | 0 | 0 |  |  |  |  | 0.11476 | 0
48822 | SHELLG3_3020 | 2 | Houston | YES | 0.032636 | 30 | 0 | 30 |  | 1.029 | Cogen | 1 | 0.11476 | 0 | 0 |  |  |  |  | 0.11476 | 0
48822 | SHELLG3_3020 | 1 | Houston | YES | 0.032636 | 39 | 0 | 39 |  | 1.029 | Cogen | 1 | 0.11476 | 0 | 0 |  |  |  |  | 0.11476 | 0
48500 | APD_GT1_8005 | 1 | Houston | YES | 0.03222 | 137.6 | 54.6 | 137.6 |  | 1.0362 | Cogen | 1 | 0.11435 | 0 | 0 |  |  |  |  | 0.11435 | 0
48511 | LPE_GT1_8070 | 1 | Houston | YES | 0.032143 | 42 | 0 | 42 | 0 | 1.0362 | GGT | 1 | 0.11427 | 42 | 42 |  |  |  |  | 0.11427 | 4.7994
48512 | LPE_GT2_8075 | 2 | Houston | YES | 0.032143 | 42 | 0 | 42 | 0 | 1.0362 | GGT | 1 | 0.11427 | 42 | 42 |  |  |  |  | 0.11427 | 4.7994
48513 | LPE_GT3_8080 | 3 | Houston | YES | 0.032143 | 39 | 0 | 39 | 0 | 1.0362 | GGT | 1 | 0.11427 | 39 | 39 |  |  |  |  | 0.11427 | 4.4566
48514 | LPE_GT4_8085 | 4 | Houston | YES | 0.032143 | 39 | 0 | 39 | 0 | 1.0362 | GGT | 1 | 0.11427 | 39 | 39 |  |  |  |  | 0.11427 | 4.4566
48593 | CHE_GT1_8015 | 1 | Houston | YES | 0.032064 | 173 | 50 | 173 | 0 | 1.0362 | Cogen | 1 | 0.11419 | 0 | 0 |  |  |  |  | 0.11419 | 0
48594 | CHE_GN4_8025 | 4 | Houston | YES | 0.032064 | 142 | 60 | 142 | 0 | 1.0362 | Cogen | 1 | 0.11419 | 0 | 0 |  |  |  |  | 0.11419 | 0
48873 | THW_ST3_ST_3 | 3 | Houston | YES | 0.031469 | 107 | 19 | 107 | 0 | 1.0435 | CC | 1 | 0.1136 | 107 | 107 |  |  |  |  | 0.1136 | 12.155
48874 | THW_ST4_ST_4 | 4 | Houston | YES | 0.031469 | 108 | 19 | 108 | 0 | 1.0435 | CC | 1 | 0.1136 | 108 | 108 |  |  |  |  | 0.1136 | 12.2686
48875 | THW_3132 | B | Houston | YES | 0.031469 | 53 | 5 | 53 | 0 | 1.0435 | CC | 1 | 0.1136 | 53 | 53 |  |  |  |  | 0.1136 | 6.0207
48875 | THW_3132 | A | Houston | YES | 0.031469 | 55 | 5 | 55 | 0 | 1.0435 | CC | 1 | 0.1136 | 55 | 55 |  |  |  |  | 0.1136 | 6.2479
48877 | THW_3334 | C | Houston | YES | 0.031469 | 55 | 5 | 55 | 0 | 1.0435 | CC | 1 | 0.1136 | 55 | 55 |  |  |  |  | 0.1136 | 6.2479
48877 | THW_3334 | D | Houston | YES | 0.031469 | 57 | 5 | 57 | 0 | 1.0435 | CC | 1 | 0.1136 | 57 | 57 |  |  |  |  | 0.1136 | 6.4751
48879 | THW_4142 | E | Houston | YES | 0.031469 | 56 | 5 | 56 | 0 | 1.0435 | CC | 1 | 0.1136 | 56 | 56 |  |  |  |  | 0.1136 | 6.3615
48879 | THW_4142 | F | Houston | YES | 0.031469 | 55 | 5 | 55 | 0 | 1.0435 | CC | 1 | 0.1136 | 55 | 55 |  |  |  |  | 0.1136 | 6.2479
48881 | THW_4344 | G | Houston | YES | 0.031469 | 58 | 5 | 58 | 0 | 1.0435 | CC | 1 | 0.1136 | 58 | 58 |  |  |  |  | 0.1136 | 6.5887
48881 | THW_4344 | H | Houston | YES | 0.031469 | 58 | 5 | 58 | 0 | 1.0435 | CC | 1 | 0.1136 | 58 | 58 |  |  |  |  | 0.1136 | 6.5887
48582 | CBY_GN2_2 | 2 | Houston | YES | 0.031012 | 596.8 | 110 | 746 | 0 | 1.0435 | GSC | 1 | 0.11314 | 746 | 746 |  |  |  |  | 0.11314 | 84.4032
49803 | EXN_15GT | 1 | Houston | YES | 0.030821 | 33 | 8.3 | 34 |  | 1.0326 | Cogen | 1 | 0.11295 | 0 | 0 |  |  |  |  | 0.11295 | 0
49804 | EXN_16GT | 2 | Houston | YES | 0.030821 | 32 | 8.3 | 34.7 |  | 1.0326 | Cogen | 1 | 0.11295 | 0 | 0 |  |  |  |  | 0.11295 | 0
49805 | EXN_17GT | 3 | Houston | YES | 0.030821 | 31 | 8.3 | 32.7 |  | 1.0326 | Cogen | 1 | 0.11295 | 0 | 0 |  |  |  |  | 0.11295 | 0
49826 | EXN938GT | 5 | Houston | YES | 0.030821 | 43 | 9.2 | 45.9 | 0 | 1.0326 | Cogen | 1 | 0.11295 | 0 | 0 |  |  |  |  | 0.11295 | 0
49828 | EXN941GT | 10 | Houston | YES | 0.030821 | 17.7 | 5.4 | 17.7 | 0 | 1.0326 | Cogen | 1 | 0.11295 | 0 | 0 |  |  |  |  | 0.11295 | 0
49829 | EXN942GT | 11 | Houston | YES | 0.030821 | 20 | 5.4 | 20.4 | 0 | 1.0326 | Cogen | 1 | 0.11295 | 0 | 0 |  |  |  |  | 0.11295 | 0
49830 | EXN943GT | 12 | Houston | YES | 0.030821 | 19 | 5.4 | 19.9 | 0 | 1.0326 | Cogen | 1 | 0.11295 | 0 | 0 |  |  |  |  | 0.11295 | 0
49831 | EXN944GT | 13 | Houston | YES | 0.030821 | 33 | 5.4 | 35 | 0 | 1.0326 | Cogen | 1 | 0.11295 | 0 | 0 |  |  |  |  | 0.11295 | 0
49832 | EXN945GT | 9 | Houston | YES | 0.030821 | 18.5 | 9.2 | 18.5 | 0 | 1.0326 | Cogen | 1 | 0.11295 | 0 | 0 |  |  |  |  | 0.11295 | 0
49837 | EXN_GT | 4 | Houston | YES | 0.030821 | 81 | 21.3 | 85.4 | 0 | 1.0326 | Cogen | 1 | 0.11295 | 0 | 0 |  |  |  |  | 0.11295 | 0
49838 | EXN_14GT | 14 | Houston | YES | 0.030821 | 140 | 0 | 148 |  | 1.0326 | Cogen | 1 | 0.11295 | 0 | 0 |  |  |  |  | 0.11295 | 0
48883 | THW_GT1_GT_1 | B2 | Houston | YES | 0.030735 | 0 | 0 | 12 |  | 1.043 | GGT | 1 | 0.11286 | 12 | 12 |  |  |  |  | 0.11286 | 1.3544
48651 | EP_1_2 | 2 | Houston | YES | 0.030301 | 17.7 | 10 | 21 | 0 | 1.0362 | Cogen | 1 | 0.11243 | 0 | 0 |  |  |  |  | 0.11243 | 0
48651 | EP_1_2 | 1 | Houston | YES | 0.030301 | 4 | 0 | 5 | 0 | 1.0362 | Cogen | 1 | 0.11243 | 0 | 0 |  |  |  |  | 0.11243 | 0
48791 | PSA_GT1_8160 | 1 | Houston | YES | 0.030293 | 52 | 20.8 | 65 | 0 | 1.0362 | Cogen | 1 | 0.11242 | 0 | 0 |  |  |  |  | 0.11242 | 0
48792 | PSA_GT2_8155 | 2 | Houston | YES | 0.030293 | 52.8 | 20.3 | 66 | 0 | 1.0362 | Cogen | 1 | 0.11242 | 0 | 0 |  |  |  |  | 0.11242 | 0
48793 | PSA_GT3_8150 | 3 | Houston | YES | 0.030293 | 56 | 20.3 | 70 | 0 | 1.0362 | Cogen | 1 | 0.11242 | 0 | 0 |  |  |  |  | 0.11242 | 0
48794 | PSA_GT4_8145 | 4 | Houston | YES | 0.030293 | 52.8 | 20.3 | 66 | 0 | 1.0362 | Cogen | 1 | 0.11242 | 0 | 0 |  |  |  |  | 0.11242 | 0
48795 | PSA_GT5_8140 | 5 | Houston | YES | 0.030293 | 51.2 | 20.3 | 64 | 0 | 1.0362 | Cogen | 1 | 0.11242 | 0 | 0 |  |  |  |  | 0.11242 | 0
48796 | PSA_GN1_8165 | 1 | Houston | YES | 0.030293 | 83.2 | 43.1 | 104 | 0 | 1.0362 | Cogen | 1 | 0.11242 | 0 | 0 |  |  |  |  | 0.11242 | 0
48797 | PSA_GT6_8135 | 6 | Houston | YES | 0.030293 | 47.2 | 34.5 | 59 | 0 | 1.0362 | Cogen | 1 | 0.11242 | 0 | 0 |  |  |  |  | 0.11242 | 0
48581 | CBY_GN1_1 | 1 | Houston | YES | 0.030259 | 595.2 | 108 | 744 | 0 | 1.0435 | GSC | 1 | 0.11239 | 744 | 744 |  |  |  |  | 0.11239 | 83.6166
48815 | CVC_GT4_8005 | 4 | Houston | YES | 0.030118 | 165 | 91.8 | 165 |  | 1.0362 | Cogen | 1 | 0.11225 | 0 | 0 |  |  |  |  | 0.11225 | 0
48583 | CBY_GT4_1 | 1 | Houston | YES | 0.030013 | 172 | 0 | 172 | 0 | 1.026 | GSC | 1 | 0.11214 | 172 | 172 |  |  |  |  | 0.11214 | 19.2884
48584 | CBY_GT4_2 | 2 | Houston | YES | 0.030013 | 172 | 0 | 172 | 0 | 1.026 | CC | 1 | 0.11214 | 172 | 172 |  |  |  |  | 0.11214 | 19.2884
48585 | CBY_ST4_1 | 3 | Houston | YES | 0.030013 | 172 | 0 | 172 | 0 | 1.026 | CC | 1 | 0.11214 | 172 | 172 |  |  |  |  | 0.11214 | 19.2884
48595 | BTE_GT2_8075 | 1 | Houston | YES | 0.029462 | 162.8 | 130 | 162.8 | 0 | 1.0261 | CC | 1 | 0.11159 | 162.8 | 162.8 |  |  |  |  | 0.11159 | 18.167
48596 | BTE_GT3_8045 | 2 | Houston | YES | 0.029462 | 161.4 | 130 | 161.4 | 0 | 1.0261 | CC | 1 | 0.11159 | 161.4 | 161.4 |  |  |  |  | 0.11159 | 18.0108
48597 | BTE_GT4_8055 | 3 | Houston | YES | 0.029462 | 158.9 | 130 | 158.9 | 0 | 1.0261 | CC | 1 | 0.11159 | 158.9 | 158.9 |  |  |  |  | 0.11159 | 17.7318
48598 | BTE_ST1_8070 | 4 | Houston | YES | 0.029462 | 269.2 | 60 | 269.2 | 0 | 1.0261 | CC | 1 | 0.11159 | 269.2 | 269.2 |  |  |  |  | 0.11159 | 30.0403
48690 | GBY_GN5_5 | 5 | Houston | YES | 0.029298 | 318.4 | 81 | 398 |  | 1.0362 | GSC | 1 | 0.11143 | 398 | 398 |  |  |  |  | 0.11143 | 44.3479
48885 | THW_5152 | A | Houston | YES | 0.02906 | 46.4 | 5 | 58 |  | 1.0319 | GGT | 1 | 0.11119 | 58 | 58 |  |  |  |  | 0.11119 | 6.449
48885 | THW_5152 | B | Houston | YES | 0.02906 | 47.2 | 5 | 59 |  | 1.0319 | GGT | 1 | 0.11119 | 59 | 59 |  |  |  |  | 0.11119 | 6.5601
48886 | THW_5354 | D | Houston | YES | 0.02906 | 46.4 | 5 | 58 |  | 1.0319 | GGT | 1 | 0.11119 | 58 | 58 |  |  |  |  | 0.11119 | 6.449
48886 | THW_5354 | C | Houston | YES | 0.02906 | 45.6 | 5 | 57 |  | 1.0319 | GGT | 1 | 0.11119 | 57 | 57 |  |  |  |  | 0.11119 | 6.3378
48887 | THW_5556 | F | Houston | YES | 0.02906 | 45.6 | 5 | 57 |  | 1.0319 | GGT | 1 | 0.11119 | 57 | 57 |  |  |  |  | 0.11119 | 6.3378
48887 | THW_5556 | E | Houston | YES | 0.02906 | 47.2 | 5 | 59 |  | 1.0319 | GGT | 1 | 0.11119 | 59 | 59 |  |  |  |  | 0.11119 | 6.5601
48591 | CHE_GT2_5030 | 2 | Houston | YES | 0.025693 | 173 | 50 | 173 | 0 | 1.029 | Cogen | 1 | 0.10782 | 0 | 0 |  |  |  |  | 0.10782 | 0
48811 | CVC_GT3_5045 | 3 | Houston | YES | 0.025693 | 156 | 91.8 | 156 | 0 | 1.029 | Cogen | 1 | 0.10782 | 0 | 0 |  |  |  |  | 0.10782 | 0
48812 | CVC_GT2_5020 | 2 | Houston | YES | 0.025693 | 158 | 91.8 | 158 | 0 | 1.029 | Cogen | 1 | 0.10782 | 0 | 0 |  |  |  |  | 0.10782 | 0
48813 | CVC_GT1_5035 | 1 | Houston | YES | 0.025693 | 160 | 91.8 | 160 | 0 | 1.029 | Cogen | 1 | 0.10782 | 0 | 0 |  |  |  |  | 0.10782 | 0
48814 | CVC_ST5_5040 | 1 | Houston | YES | 0.025693 | 162 | 91.8 | 162 | 0 | 1.029 | Cogen | 1 | 0.10782 | 0 | 0 |  |  |  |  | 0.10782 | 0
5934 | SI_RAY5 | 5 | South | YES | 0 | 0 | 10 | 15 |  | 1.035 | GST | 1 | 0.082129 | 15 | 15 | 0 | 15 |  |  | 0.082129 | 1.2319
8139 | JOS #1 | MB | South | YES | 0 | 0 | 45 | 255 |  | 1.02 | GST | 1 | 0.082129 | 0 | 0 | 0 | 0 |  |  | 0.082129 | 0
8285 | LAR #1 | MB | South | YES | 0 | 0 | 9 | 32 |  | 1.0497 | GST | 1 | 0.082129 | 0 | 0 | 0 | 0 |  |  | 0.082129 | 0
8287 | LAR #2 | MB | South | YES | 0 | 0 | 9 | 32 |  | 1.04 | GST | 1 | 0.082129 | 0 | 0 | 0 | 0 |  |  | 0.082129 | 0
8288 | LAR #3 | MB | South | YES | 0 | 0 | 25 | 105 |  | 1.04 | GST | 1 | 0.082129 | 0 | 0 | 0 | 0 |  |  | 0.082129 | 0
8388 | BATES0A | MB | South | YES | 0 | 0 | 21 | 71 |  | 1.033 | GST | 1 | 0.082129 | 0 | 0 | 0 | 0 |  |  | 0.082129 | 0
8393 | BATES0B | MB | South | YES | 0 | 0 | 25 | 110 |  | 1.03 | GST | 1 | 0.082129 | 0 | 0 | 0 | 0 |  |  | 0.082129 | 0
8437 | NUECES_B0C | MB | South | YES | 0 | 0 | 7 | 30 |  | 1.03 | GST | 1 | 0.082129 | 0 | 0 | 0 | 0 |  |  | 0.082129 | 0
8438 | NUECES_B0B | MB | South | YES | 0 | 0 | 26 | 169 |  | 1.03 | GST | 1 | 0.082129 | 0 | 0 | 0 | 0 |  |  | 0.082129 | 0
8442 | NUECES_B0A | MB | South | YES | 0 | 0 | 81 | 367 |  | 1.03 | GST | 1 | 0.082129 | 0 | 0 | 0 | 0 |  |  | 0.082129 | 0
39190 | TNSLCGN1__8 | 1 | Houston | YES | 0 | 0 | 10 | 30 |  | 1.03 | Cogen | 1 | 0.082129 | 0 | 0 |  |  |  |  | 0.082129 | 0
48671 | FTR_GT1_5105 | 1 | North | YES | -0.004737 | 154.2 | 0 | 154.2 | 0 | 1.0319 | CC | -1 | 0.11762 | 154.2 | 154.2 |  |  | -0.73045 | 154.2 | -0.11762 | -18.1365
48672 | FTR_GT2_5110 | 2 | North | YES | -0.004737 | 159 | 0 | 159 | 0 | 1.0319 | CC | -1 | 0.11762 | 159 | 159 |  |  | -0.75318 | 159 | -0.11762 | -18.7011
48673 | FTR_GT3_5085 | 3 | North | YES | -0.004737 | 158 | 0 | 158 | 0 | 1.0319 | CC | -1 | 0.11762 | 158 | 158 |  |  | -0.74845 | 158 | -0.11762 | -18.5835
48674 | FTR_CN4_5095 | 4 | North | YES | -0.004737 | 380 | 0 | 380 | 0 | 1.0319 | CC | -1 | 0.11762 | 380 | 380 |  |  | -1.8001 | 380 | -0.11762 | -44.6944
32883 | BRYN_DNSBY3 | 1 | North | YES | -0.007632 | 0 | 2 | 48 |  | 1.015 | GST | -1 | 0.12051 | 48 | 48 |  |  | -0.36634 | 48 | -0.12051 | -5.7846
32884 | BRYN_DNSBY13 | 1 | North | YES | -0.007632 | 46 | 2 | 46 | 0 | 1.015 | GST | -1 | 0.12051 | 46 | 46 |  |  | -0.35107 | 46 | -0.12051 | -5.5435
32892 | BRYN_DNSBY14 | 1 | North | YES | -0.007632 | 84 | 25 | 105 | 0 | 1.035 | GST | -1 | 0.12051 | 105 | 105 |  |  | -0.80136 | 105 | -0.12051 | -12.6537
32798 | BRYN_TAMUGEN | 1 | North | YES | -0.00894 | 32 | 0 | 32 |  | 1.02 | GST | -1 | 0.12182 | 32 | 32 |  |  | -0.28608 | 32 | -0.12182 | -3.8982
32886 | BRYN_ATKINS3 | MB | North | YES | -0.00978 | 0 | 5 | 12 |  | 1 | GST | -1 | 0.12266 | 0 | 0 |  |  | 0 | 0 | -0.12266 | 0
32887 | BRYN_ATKINS6 | MB | North | YES | -0.00978 | 0 | 12 | 51 |  | 1.028 | GST | -1 | 0.12266 | 0 | 0 |  |  | 0 | 0 | -0.12266 | 0
32888 | BRYN_ATKINS7 | 1 | North | YES | -0.00978 | 13.6 | 4 | 17 |  | 1.028 | GGT | -1 | 0.12266 | 17 | 17 |  |  | -0.16626 | 17 | -0.12266 | -2.0852
32890 | BRYN_ATKINS4 | MB | North | YES | -0.00978 | 0 | 5 | 22 |  | 1.031 | GST | -1 | 0.12266 | 0 | 0 |  |  | 0 | 0 | -0.12266 | 0
32891 | BRYN_ATKINS5 | MB | North | YES | -0.00978 | 0 | 5 | 25 |  | 1.031 | GST | -1 | 0.12266 | 0 | 0 |  |  | 0 | 0 | -0.12266 | 0
990 | GIBN_CREK_G1 | 1 | North | YES | -0.010886 | 463 | 200 | 463 | 0 | 1.0275 | LIGCO | -1 | 0.12377 | 0 | 463 |  |  | 0 | 0 | -0.12377 | 0
39960 | TNTNPONE_18 | 1 | North | YES | -0.031031 | 152.3 | 30 | 152.3 |  | 1.04 | LIGCO | -1 | 0.14391 | 0 | 152.3 |  |  | 0 | 0 | -0.14391 | 0
39970 | TNTNPONE_28 | 1 | North | YES | -0.031031 | 153 | 30 | 153 |  | 1.04 | LIGCO | -1 | 0.14391 | 0 | 153 |  |  | 0 | 0 | -0.14391 | 0
48721 | LEG_1___1 | 1 | North | YES | -0.038975 | 827 | 357 | 827 | 0 | 1.0348 | LIGCO | -1 | 0.15185 | 0 | 827 |  |  | 0 | 0 | -0.15185 | 0
48722 | LEG_2___2 | 2 | North | YES | -0.038975 | 819 | 357 | 819 | 0 | 1.0348 | LIGCO | -1 | 0.15185 | 0 | 819 |  |  | 0 | 0 | -0.15185 | 0
60202 | FRNDDRCS | F | West | YES | -0.051917 | 0 | 0 | 0 | 0 | 0.9985 | AVR | -1 | 0.1648 | 0 | 0 |  |  |  |  | -0.1648 | 0
3381 | BBRN_1G | 1 | North | YES | -0.0588 | 618 | 225 | 618 | 0 | 1.03 | LIGCO | -1 | 0.17168 | 0 | 618 |  |  | 0 | 0 | -0.17168 | 0
3382 | BBRN_2G | 2 | North | YES | -0.0588 | 589 | 225 | 589 | 0 | 1.03 | LIGCO | -1 | 0.17168 | 0 | 589 |  |  | 0 | 0 | -0.17168 | 0
13131 | CALFREST_1G | 1 | North | YES | -0.06056 | 150.7 | 40 | 150.7 | 0 | 1.031 | CC | -1 | 0.17344 | 150.7 | 150.7 |  |  | -9.1264 | 150.7 | -0.17344 | -26.1374
13132 | CALFREST_2G | 2 | North | YES | -0.06056 | 151 | 57 | 151 | 0 | 1.031 | CC | -1 | 0.17344 | 151 | 151 |  |  | -9.1446 | 151 | -0.17344 | -26.1894
13133 | CALFREST_3G | 3 | North | YES | -0.06056 | 177.4 | 40 | 177.4 | 0 | 1.031 | CC | -1 | 0.17344 | 177.4 | 177.4 |  |  | -10.7433 | 177.4 | -0.17344 | -30.7682
13134 | CALFREST_4G | 4 | North | YES | -0.060923 | 151.5 | 40 | 151.5 | 0 | 1.031 | CC | -1 | 0.1738 | 151.5 | 151.5 |  |  | -9.2298 | 151.5 | -0.1738 | -26.3311
13135 | CALFREST_5G | 5 | North | YES | -0.060923 | 152.3 | 57 | 152.3 | 0 | 1.031 | CC | -1 | 0.1738 | 152.3 | 152.3 |  |  | -9.2786 | 152.3 | -0.1738 | -26.4702
13136 | CALFREST_6G | 6 | North | YES | -0.060923 | 177.5 | 40 | 177.5 | 0 | 1.031 | CC | -1 | 0.1738 | 177.5 | 177.5 |  |  | -10.8138 | 177.5 | -0.1738 | -30.85
60018 | DSKY1 | 1 | West | YES | -0.062588 | 21 | 0 | 84 | 0 | 1.023 | Wind | -1 | 0.17547 | 0 | 84 |  |  |  |  | -0.17547 | 0
60017 | ORNNWP1 | 1 | West | YES | -0.063119 | 20 | 0 | 80 |  | 1.027 | Wind | -1 | 0.176 | 0 | 80 |  |  |  |  | -0.176 | 0
60000 | DSKY2 | 1 | West | YES | -0.063606 | 19.1 | 0 | 76.5 |  | 1.039 | Wind | -1 | 0.17649 | 0 | 76.5 |  |  |  |  | -0.17649 | 0
6016 | SWMESA | 1 | West | YES | -0.064484 | 18.8 | 0 | 75 |  | 1.03 | Wind | -1 | 0.17736 | 0 | 75 |  |  |  |  | -0.17736 | 0
60003 | KING_NE1A | 1 | West | YES | -0.064484 | 20 | 0 | 80 |  | 1.03 | Wind | -1 | 0.17736 | 0 | 80 |  |  |  |  | -0.17736 | 0
60005 | KING_SE1A | 1 | West | YES | -0.064484 | 10 | 0 | 40 |  | 1.035 | Wind | -1 | 0.17736 | 0 | 40 |  |  |  |  | -0.17736 | 0
38437 | TNSRBNMESA9 | 1 | West | YES | -0.064708 | 37.5 | 0 | 150 |  | 1.02 | Wind | -1 | 0.17759 | 0 | 150 |  |  |  |  | -0.17759 | 0
38332 | TNWDWRDU2_8 | 1 | West | YES | -0.064756 | 20 | 0 | 80 | 0 | 1.0232 | Wind | -1 | 0.17764 | 0 | 80 |  |  |  |  | -0.17764 | 0
60016 | WOODWRD11A | 1 | West | YES | -0.064771 | 20 | 0 | 80 |  | 1.033 | Wind | -1 | 0.17765 | 0 | 80 |  |  |  |  | -0.17765 | 0
60201 | RIO DRCS | F | West | YES | -0.064819 | 0 | 0 | 0 | 0 | 1.025 | AVR | -1 | 0.1777 | 0 | 0 |  |  |  |  | -0.1777 | 0
60007 | KING_SW1A | 1 | West | YES | -0.065356 | 20 | 0 | 80 |  | 1.03 | Wind | -1 | 0.17824 | 0 | 80 |  |  |  |  | -0.17824 | 0
60019 | KING_NW1A | 1 | West | YES | -0.065356 | 20 | 0 | 80 |  | 1.03 | Wind | -1 | 0.17824 | 0 | 80 |  |  |  |  | -0.17824 | 0
3107 | STRYKER_1G | 1 | North | YES | -0.068267 | 145.6 | 45 | 182 | 0 | 1.029 | GST | -1 | 0.18115 | 182 | 182 |  |  | -12.4246 | 182 | -0.18115 | -32.9687
3108 | STRYKER_2G | 2 | North | YES | -0.068267 | 484 | 75 | 484 | 0 | 1.029 | GST | -1 | 0.18115 | 484 | 484 |  |  | -33.0412 | 484 | -0.18115 | -87.6751
3113 | LUFKINWB_1G | 1 | North | YES | -0.068475 | 0 | 0 | 50 |  | 1.01 | #N/A | -1 | 0.18135 | 50 | 50 |  |  | -3.4238 | 50 | -0.18135 | -9.0677
3348 | CHAMPION_1G | MB | North | YES | -0.068552 | 0 | 42 | 42 |  | 1 | Cogen | -1 | 0.18143 | 0 | 0 |  |  | 0 | 0 | -0.18143 | 0
13116 | TGATEWAY_1G | 1 | North | YES | -0.069273 | 151 | 30 | 151 | 0 | 1.0232 | CC | -1 | 0.18215 | 151 | 151 |  |  | -10.4602 | 151 | -0.18215 | -27.5051
13117 | TGATEWAY_2G | 2 | North | YES | -0.069273 | 130 | 30 | 130 | 0 | 1.0232 | CC | -1 | 0.18215 | 130 | 130 |  |  | -9.0055 | 130 | -0.18215 | -23.6799
13118 | TGATEWAY_3G | 3 | North | YES | -0.069273 | 148 | 30 | 148 | 0 | 1.0232 | CC | -1 | 0.18215 | 148 | 148 |  |  | -10.2524 | 148 | -0.18215 | -26.9586
13119 | TGATEWAY_4G | 4 | North | YES | -0.069273 | 399 | 65 | 399 | 0 | 1.0232 | CC | -1 | 0.18215 | 399 | 399 |  |  | -27.6399 | 399 | -0.18215 | -72.679
3097 | MARTLAKE_1G | 1 | North | YES | -0.070016 | 790 | 500 | 790 | 0 | 1.017 | LIGCO | -1 | 0.1829 | 0 | 790 |  |  | 0 | 0 | -0.1829 | 0
3098 | MARTLAKE_2G | 2 | North | YES | -0.070016 | 795 | 461 | 795 | 0 | 1.017 | LIGCO | -1 | 0.1829 | 0 | 795 |  |  | 0 | 0 | -0.1829 | 0
3099 | MARTLAKE_3G | 3 | North | YES | -0.070016 | 804 | 500 | 804 | 0 | 1.017 | LIGCO | -1 | 0.1829 | 0 | 804 |  |  | 0 | 0 | -0.1829 | 0
1002 | PBCTAGE_1G | A | West | YES | -0.071904 | 64 | 64 | 66 | 0 | 1.036 | GGT | -1 | 0.18478 | 66 | 66 |  |  |  |  | -0.18478 | -12.1957
1003 | PBCTBGE_2G | B | West | YES | -0.071904 | 65 | 65 | 66 | 0 | 1.036 | GGT | -1 | 0.18478 | 66 | 66 |  |  |  |  | -0.18478 | -12.1957
1004 | PBCTCGE_3G | C | West | YES | -0.071904 | 62 | 62 | 67 | 0 | 1.036 | GGT | -1 | 0.18478 | 67 | 67 |  |  |  |  | -0.18478 | -12.3805
1005 | PBCTDGE_4G | D | West | YES | -0.071904 | 65 | 65 | 68 | 0 | 1.036 | GGT | -1 | 0.18478 | 68 | 68 |  |  |  |  | -0.18478 | -12.5653
1006 | PBCTEGE_5G | E | West | YES | -0.071904 | 65 | 65 | 67 | 0 | 1.036 | GGT | -1 | 0.18478 | 67 | 67 |  |  |  |  | -0.18478 | -12.3805
1007 | PB5GEN_6G | 5 | West | YES | -0.071904 | 91.2 | 40 | 114 | 0 | 1.036 | GST | -1 | 0.18478 | 114 | 114 |  |  |  |  | -0.18478 | -21.0654
1008 | PB6GEN_7G | 6 | West | YES | -0.071904 | 515 | 130 | 515 | 0 | 1.036 | GST | -1 | 0.18478 | 515 | 515 |  |  |  |  | -0.18478 | -95.1637
7038 | L_DELAWA1_1Y | 1 | West | YES | -0.071975 | 3.5 | 0 | 35 | 0 | 1 | Wind | -1 | 0.18485 | 0 | 35 |  |  |  |  | -0.18485 | 0
7038 | L_DELAWA1_1Y | 2 | West | YES | -0.071975 | 3 | 0 | 30 | 0 | 1 | Wind | -1 | 0.18485 | 0 | 30 |  |  |  |  | -0.18485 | 0
1146 | NOTREES_1G | 1 | West | YES | -0.072112 | 29.8 | 0 | 149 | 0 | 1.017 | #N/A | -1 | 0.18499 | 149 | 149 |  |  |  |  | -0.18499 | -27.5638
1349 | WESTXWIN_1G | 1 | West | YES | -0.072156 | 1.3 | 0 | 6.6 |  | 1.014 | Wind | -1 | 0.18504 | 0 | 6.6 |  |  |  |  | -0.18504 | 0
1350 | NWPWRG1_1G | 1 | West | YES | -0.072156 | 6.9 | 1 | 34.3 |  | 1.014 | Wind | -1 | 0.18504 | 0 | 34.3 |  |  |  |  | -0.18504 | 0
76091 | L_DIVIDE1_1N | W1 | West | YES | -0.072386 | 110 | 0 | 550 | 0 | 1.02 | Wind | -1 | 0.18527 | 0 | 550 |  |  |  |  | -0.18527 | 0
76031 | L_GASCCR1_1N | W1 | West | YES | -0.072669 | 30 | 0 | 150 | 0 | 1.02 | Wind | -1 | 0.18555 | 0 | 150 |  |  |  |  | -0.18555 | 0
11020 | TIEHVSG_1G | 1 | West | YES | -0.072877 | 208.2 | 63 | 208.2 | 0 | 1.012 | CC | -1 | 0.18576 | 208.2 | 208.2 |  |  |  |  | -0.18576 | -38.6746
11021 | TIEHVCG_1G | 1 | West | YES | -0.072877 | 142.1 | 103 | 142.1 | 0 | 1.012 | CC | -1 | 0.18576 | 142.1 | 142.1 |  |  |  |  | -0.18576 | -26.3961
11022 | TIEHVCG_2G | 1 | West | YES | -0.072877 | 132.4 | 103 | 132.4 | 0 | 1.012 | CC | -1 | 0.18576 | 132.4 | 132.4 |  |  |  |  | -0.18576 | -24.5942
11023 | TIEHVCG_3G | 1 | West | YES | -0.072877 | 137.4 | 103 | 137.4 | 0 | 1.012 | CC | -1 | 0.18576 | 137.4 | 137.4 |  |  |  |  | -0.18576 | -25.523
11024 | TIEHVCG_4G | 1 | West | YES | -0.072877 | 147 | 103 | 147 | 0 | 1.012 | CC | -1 | 0.18576 | 147 | 147 |  |  |  |  | -0.18576 | -27.3063
11025 | TIEHVSG_2G | 1 | West | YES | -0.072877 | 213.2 | 63 | 213.2 | 0 | 1.012 | CC | -1 | 0.18576 | 213.2 | 213.2 |  |  |  |  | -0.18576 | -39.6034
11001 | NAV1CT | 1 | West | YES | -0.07289 | 70.4 | 18 | 70.4 | 0 | 1.029 | CC | -1 | 0.18577 | 70.4 | 70.4 |  |  |  |  | -0.18577 | -13.0782
11009 | NAV2CT | 1 | West | YES | -0.07289 | 71.4 | 18 | 71.4 | 0 | 1.029 | CC | -1 | 0.18577 | 71.4 | 71.4 |  |  |  |  | -0.18577 | -13.264
11011 | NAV3ST | 1 | West | YES | -0.07289 | 92.8 | 40 | 92.8 | 0 | 1.029 | CC | -1 | 0.18577 | 92.8 | 92.8 |  |  |  |  | -0.18577 | -17.2394
11012 | NAV4CT | 1 | West | YES | -0.07289 | 80 | 18 | 80 | 0 | 1.029 | CC | -1 | 0.18577 | 80 | 80 |  |  |  |  | -0.18577 | -14.8616
11013 | NAV5CT | 1 | West | YES | -0.07289 | 80 | 18 | 80 | 0 | 1.029 | CC | -1 | 0.18577 | 80 | 80 |  |  |  |  | -0.18577 | -14.8616
11014 | NAV6ST | 1 | West | YES | -0.07289 | 115 | 40 | 115 | 0 | 1.029 | CC | -1 | 0.18577 | 115 | 115 |  |  |  |  | -0.18577 | -21.3635
1328 | OCOTILLO_1G | 1 | West | YES | -0.072933 | 11.6 | 0 | 58 |  | 1.01 | Wind | -1 | 0.18581 | 0 | 58 |  |  |  |  | -0.18581 | 0
1326 | STANTONW_8 | 1 | West | YES | -0.072975 | 20.1 | 0 | 100.5 |  | 1.01 | Wind | -1 | 0.18585 | 0 | 100.5 |  |  |  |  | -0.18585 | 0
1333 | MCDDONAL_8 | 1 | West | YES | -0.073094 | 42.8 | 0 | 214.2 |  | 1.01 | Wind | -1 | 0.18597 | 0 | 214.2 |  |  |  |  | -0.18597 | 0
1320 | BSP 1 | 1 | West | YES | -0.073151 | 25.5 | 2.9 | 25.8 | 0 | 1 | Cogen | -1 | 0.18603 | 0 | 0 |  |  |  |  | -0.18603 | 0
1170 | AIRLAMESA_1G | 1 | West | YES | -0.073336 | 0 | 0 | 180 |  | 1 | #N/A | -1 | 0.18622 | 180 | 180 |  |  |  |  | -0.18622 | -33.5189
6407 | TURKTRAK1A | 1 | West | YES | -0.073512 | 33.9 | 0 | 169.5 | 0 | 1.025 | Wind | -1 | 0.18639 | 0 | 169.5 |  |  |  |  | -0.18639 | 0
1327 | WILDHRSE_1G | 1 | West | YES | -0.073579 | 24 | 0 | 120 |  | 1 | Wind | -1 | 0.18646 | 0 | 120 |  |  |  |  | -0.18646 | 0
1360 | GUNSIGHT_8 | 1 | West | YES | -0.073604 | 24 | 0 | 120 | 0 | 1.01 | Wind | -1 | 0.18648 | 0 | 120 |  |  |  |  | -0.18648 | 0
1045 | CALENG1G_1G | 1 | West | YES | -0.073679 | 73.4 | 27 | 73.4 | 0 | 1.014 | Cogen | -1 | 0.18656 | 0 | 0 |  |  |  |  | -0.18656 | 0
1046 | CALENG2G_2G | 2 | West | YES | -0.073679 | 73.4 | 27 | 73.4 | 0 | 1.014 | Cogen | -1 | 0.18656 | 0 | 0 |  |  |  |  | -0.18656 | 0
1047 | CALENG3G_3G | 3 | West | YES | -0.073679 | 70.4 | 27 | 70.4 | 0 | 1.014 | Cogen | -1 | 0.18656 | 0 | 0 |  |  |  |  | -0.18656 | 0
1302 | COYOTEWG_8 | 1 | West | YES | -0.073738 | 45 | 0 | 225 |  | 1.01 | #N/A | -1 | 0.18662 | 225 | 225 |  |  |  |  | -0.18662 | -41.989
1058 | LONGSHORE_5 | 1 | West | YES | -0.07386 | 30 | 0 | 150 |  | 1.01 | Wind | -1 | 0.18674 | 0 | 150 |  |  |  |  | -0.18674 | 0
1058 | LONGSHORE_5 | 2 | West | YES | -0.07386 | 44 | 0 | 220 |  | 1.01 | Wind | -1 | 0.18674 | 0 | 220 |  |  |  |  | -0.18674 | 0
1058 | LONGSHORE_5 | 3 | West | YES | -0.07386 | 23.4 | 0 | 117 |  | 1.01 | Wind | -1 | 0.18674 | 0 | 117 |  |  |  |  | -0.18674 | 0
1301 | BULLCREK_8 | 1 | West | YES | -0.074027 | 36 | 0 | 180 | 0 | 1.017 | #N/A | -1 | 0.18691 | 180 | 180 |  |  |  |  | -0.18691 | -33.6432
1037 | MORGAN5G_5G | 5 | West | YES | -0.074084 | 109.6 | 40 | 137 | 0 | 1.029 | GST | -1 | 0.18696 | 137 | 137 |  |  |  |  | -0.18696 | -25.6141
1039 | MRGNAG_1G | A | West | YES | -0.074084 | 69 | 69 | 69 | 0 | 1.029 | GGT | -1 | 0.18696 | 69 | 69 |  |  |  |  | -0.18696 | -12.9005
1040 | MRGNBG_2G | B | West | YES | -0.074084 | 70 | 70 | 71 | 0 | 1.029 | GGT | -1 | 0.18696 | 71 | 71 |  |  |  |  | -0.18696 | -13.2744
1041 | MRGNCG_3G | C | West | YES | -0.074084 | 69 | 69 | 70 | 0 | 1.029 | GGT | -1 | 0.18696 | 70 | 70 |  |  |  |  | -0.18696 | -13.0875
1042 | MRGNDG_4G | D | West | YES | -0.074084 | 68 | 68 | 68 | 0 | 1.029 | GGT | -1 | 0.18696 | 68 | 68 |  |  |  |  | -0.18696 | -12.7135
1043 | MRGNEG_5G | E | West | YES | -0.074084 | 68 | 68 | 70 | 0 | 1.029 | GGT | -1 | 0.18696 | 70 | 70 |  |  |  |  | -0.18696 | -13.0875
1044 | MRGNFG_6G | F | West | YES | -0.074084 | 66 | 66 | 66 | 0 | 1.029 | GGT | -1 | 0.18696 | 66 | 66 |  |  |  |  | -0.18696 | -12.3396
60058 | BUFF_GAP1A | 1 | West | YES | -0.074139 | 24 | 0 | 120 |  | 1 | Wind | -1 | 0.18702 | 0 | 120 |  |  |  |  | -0.18702 | 0
60060 | CIRELLO | 1 | West | YES | -0.074139 | 46.6 | 0 | 233 | 0 | 1 | Wind | -1 | 0.18702 | 0 | 233 |  |  |  |  | -0.18702 | 0
60063 | BUFF_GAP1B | 1 | West | YES | -0.074139 | 34 | 0 | 170.2 | 0 | 1.02 | Wind | -1 | 0.18702 | 0 | 170.2 |  |  |  |  | -0.18702 | 0
60066 | H_HOLLOW1A | 1 | West | YES | -0.074139 | 44.4 | 0 | 222 | 0 | 1.005 | Wind | -1 | 0.18702 | 0 | 222 |  |  |  |  | -0.18702 | 0
60068 | HHOLLOW21A | 1 | West | YES | -0.074139 | 36.8 | 0 | 184 | 0 | 1.025 | Wind | -1 | 0.18702 | 0 | 184 |  |  |  |  | -0.18702 | 0
60070 | HHOLLOW31A | 1 | West | YES | -0.074139 | 44.8 | 0 | 224 | 0 | 1.025 | Wind | -1 | 0.18702 | 0 | 224 |  |  |  |  | -0.18702 | 0
60072 | HHOLLOW41A | 1 | West | YES | -0.074139 | 23 | 0 | 115 | 0 | 1.025 | Wind | -1 | 0.18702 | 0 | 115 |  |  |  |  | -0.18702 | 0
6637 | SNYDERW1A | 1 | West | YES | -0.074214 | 12.6 | 0 | 63 | 0 | 1.025 | Wind | -1 | 0.18709 | 0 | 63 |  |  |  |  | -0.18709 | 0
1068 | SCURRYCW_1G | 1 | West | YES | -0.074274 | 28.2 | 1.3 | 141 |  | 1.01 | Wind | -1 | 0.18715 | 0 | 141 |  |  |  |  | -0.18715 | 0
1073 | SCURRYCW_2G | 2 | West | YES | -0.074274 | 24 | 0 | 120 | 0 | 1.017 | Wind | -1 | 0.18715 | 0 | 120 |  |  |  |  | -0.18715 | 0
1061 | CIELOGEN_1G | 1 | West | YES | -0.074285 | 19.8 | 0 | 99 |  | 1 | Wind | -1 | 0.18716 | 0 | 99 |  |  |  |  | -0.18716 | 0
1062 | CIELOGEN_2G | 1 | West | YES | -0.074285 | 12.2 | 0 | 61 |  | 1 | Wind | -1 | 0.18716 | 0 | 61 |  |  |  |  | -0.18716 | 0
1069 | KINDERMG_1G | 1 | West | YES | -0.074285 | 25 | 5 | 25 | 0 | 1.017 | Cogen | -1 | 0.18716 | 0 | 0 |  |  |  |  | -0.18716 | 0
1070 | KINDERMG_2G | 1 | West | YES | -0.074285 | 45.7 | 12 | 45.7 | 0 | 1.017 | Cogen | -1 | 0.18716 | 0 | 0 |  |  |  |  | -0.18716 | 0
1071 | KINDERMG_3G | 1 | West | YES | -0.074285 | 45.7 | 12 | 45.7 | 0 | 1.017 | Cogen | -1 | 0.18716 | 0 | 0 |  |  |  |  | -0.18716 | 0
36998 | RDCNYNG1 | 1 | West | YES | -0.074487 | 16.8 | 0 | 84 |  | 1.01 | Wind | -1 | 0.18737 | 0 | 84 |  |  |  |  | -0.18737 | 0
60057 | CALLAHAN1A | 1 | West | YES | -0.074781 | 22.8 | 0 | 114 | 0 | 1.04 | Wind | -1 | 0.18766 | 0 | 114 |  |  |  |  | -0.18766 | 0
1049 | ROSCOEWI_5 | 1 | West | YES | -0.074852 | 41.8 | 0 | 209 |  | 1.01 | #N/A | -1 | 0.18773 | 209 | 209 |  |  |  |  | -0.18773 | -39.236
1057 | ROSCOEWI_5 | 2 | West | YES | -0.074852 | 25.3 | 0 | 126.5 |  | 1.01 | #N/A | -1 | 0.18773 | 126.5 | 126.5 |  |  |  |  | -0.18773 | -23.7481
1060 | ROSCOEWI_5 | 3 | West | YES | -0.074852 | 39.4 | 0 | 197 | 0 | 1.01 | #N/A | -1 | 0.18773 | 197 | 197 |  |  |  |  | -0.18773 | -36.9832
1072 | ROSCOEWI_5 | 4 | West | YES | -0.074852 | 63.6 | 0 | 318 | 0 | 1.01 | #N/A | -1 | 0.18773 | 318 | 318 |  |  |  |  | -0.18773 | -59.6987
71051 | L_BITTCR1_1N | W1 | West | YES | -0.07491 | 7.5 | 0 | 37.5 |  | 1.02 | Wind | -1 | 0.18779 | 0 | 37.5 |  |  |  |  | -0.18779 | 0
71054 | L_SWEETW1_1N | W1 | West | YES | -0.07491 | 21.5 | 0 | 107.5 |  | 1.02 | Wind | -1 | 0.18779 | 0 | 107.5 |  |  |  |  | -0.18779 | 0
71057 | L_SWEETW1_2N | W1 | West | YES | -0.07491 | 27 | 0 | 135 |  | 1.02 | Wind | -1 | 0.18779 | 0 | 135 |  |  |  |  | -0.18779 | 0
71059 | L_SWEETW1_3N | W1 | West | YES | -0.07491 | 23.8 | 0 | 119 | 0 | 1.02 | Wind | -1 | 0.18779 | 0 | 119 |  |  |  |  | -0.18779 | 0
71060 | L_SWEETW1_4N | W1 | West | YES | -0.07491 | 21 | 0 | 105 | 0 | 1.02 | Wind | -1 | 0.18779 | 0 | 105 |  |  |  |  | -0.18779 | 0
1343 | TRENTIPP_8 | 1 | West | YES | -0.0751 | 30 | 0 | 150 |  | 1.014 | Wind | -1 | 0.18798 | 0 | 150 |  |  |  |  | -0.18798 | 0
1354 | AEPWIND_8 | 1 | West | YES | -0.0751 | 20.2 | 0 | 101 |  | 1 | Wind | -1 | 0.18798 | 0 | 101 |  |  |  |  | -0.18798 | 0
12411 | FPLEFR1A_G | 1 | North | YES | -0.075153 | 161 | 72 | 161 | 0 | 1 | CC | -1 | 0.18803 | 161 | 161 |  |  | -12.0996 | 161 | -0.18803 | -30.2733
12412 | FPLEFR1B_G | 2 | North | YES | -0.075153 | 164 | 72 | 164 | 0 | 1 | CC | -1 | 0.18803 | 164 | 164 |  |  | -12.3251 | 164 | -0.18803 | -30.8374
12413 | FPLEFR1C_G | 3 | North | YES | -0.075153 | 164 | 72 | 164 | 0 | 1 | CC | -1 | 0.18803 | 164 | 164 |  |  | -12.3251 | 164 | -0.18803 | -30.8374
12414 | FPLEFR1S_G | 4 | North | YES | -0.075153 | 414 | 191 | 414 | 0 | 1 | CC | -1 | 0.18803 | 414 | 414 |  |  | -31.1133 | 414 | -0.18803 | -77.8456
12421 | FPLEFR2A_G | 1 | North | YES | -0.075153 | 162 | 72 | 162 | 0 | 1 | CC | -1 | 0.18803 | 162 | 162 |  |  | -12.1748 | 162 | -0.18803 | -30.4613
12422 | FPLEFR2B_G | 2 | North | YES | -0.075153 | 161 | 72 | 161 | 0 | 1 | CC | -1 | 0.18803 | 161 | 161 |  |  | -12.0996 | 161 | -0.18803 | -30.2733
12423 | FPLEFR2C_G | 3 | North | YES | -0.075153 | 163 | 72 | 163 | 0 | 1 | CC | -1 | 0.18803 | 163 | 163 |  |  | -12.2499 | 163 | -0.18803 | -30.6494
12424 | FPLEFR2S_G | 4 | North | YES | -0.075153 | 415 | 191 | 415 | 0 | 1 | CC | -1 | 0.18803 | 415 | 415 |  |  | -31.1885 | 415 | -0.18803 | -78.0336
1416 | SWETWATR_1G | 1 | West | YES | -0.075258 | 30 | 18 | 30 | 0 | 1.026 | CC | -1 | 0.18814 | 30 | 30 |  |  |  |  | -0.18814 | -5.6441
1417 | SWETWATR_2G | 2 | West | YES | -0.075258 | 72 | 36 | 72 | 0 | 1.026 | CC | -1 | 0.18814 | 72 | 72 |  |  |  |  | -0.18814 | -13.5459
1418 | SWETWATR_3G | 3 | West | YES | -0.075258 | 68 | 36 | 68 | 0 | 1.026 | CC | -1 | 0.18814 | 68 | 68 |  |  |  |  | -0.18814 | -12.7934
1419 | SWETWATR_4G | 4 | West | YES | -0.075258 | 61 | 36 | 61 | 0 | 1.026 | CC | -1 | 0.18814 | 61 | 61 |  |  |  |  | -0.18814 | -11.4764
6144 | MCADOO1A | 1 | West | YES | -0.075376 | 15 | 0 | 150 | 0 | 1.025 | Wind | -1 | 0.18826 | 0 | 150 |  |  |  |  | -0.18826 | 0
3126 | TRINIDAD_6G | 1 | North | YES | -0.076023 | 179.2 | 46 | 224 | 0 | 1 | GST | -1 | 0.1889 | 224 | 224 |  |  | -17.0292 | 224 | -0.1889 | -42.3142
2451 | LKHB1_G | 1 | North | YES | -0.076184 | 0 | 80 | 391 |  | 1.022 | GST | -1 | 0.18906 | 391 | 391 |  |  | -29.7879 | 391 | -0.18906 | -73.924
2452 | LKHB2_G | 2 | North | YES | -0.076184 | 516 | 80 | 516 | 0 | 1.022 | GST | -1 | 0.18906 | 516 | 516 |  |  | -39.3109 | 516 | -0.18906 | -97.557
60081 | WHRLWIND1A | 1 | West | YES | -0.076303 | 12 | 0 | 60 | 0 | 1.03 | Wind | -1 | 0.18918 | 0 | 60 |  |  |  |  | -0.18918 | 0
12440 | PARKD_1SVC8 | 1 | North | YES | -0.076389 | 0 | 0 | 0 | 0 | 1.007 | GST | -1 | 0.18927 | 0 | 0 |  |  | 0 | 0 | -0.18927 | 0
12449 | PARKD_2SVC8 | 1 | North | YES | -0.076389 | 0 | 0 | 0 | 0 | 1.007 | GST | -1 | 0.18927 | 0 | 0 |  |  | 0 | 0 | -0.18927 | 0
948 | STEAM1 | 1 | North | YES | -0.076506 | 0 | 12 | 20 |  | 1.02 | GST | -1 | 0.18939 | 20 | 20 |  |  | -1.5301 | 20 | -0.18939 | -3.7877
949 | STEAM2 | 1 | North | YES | -0.076506 | 26 | 8 | 26 | 0 | 0.99 | GST | -1 | 0.18939 | 26 | 26 |  |  | -1.9892 | 26 | -0.18939 | -4.924
950 | STEAM3 | 1 | North | YES | -0.076506 | 41 | 13 | 42 | 0 | 1.02 | GST | -1 | 0.18939 | 42 | 42 |  |  | -3.2133 | 42 | -0.18939 | -7.9542
837 | NEWMAN_G5 | 1 | North | YES | -0.076711 | 0 | 15 | 40 |  | 1.01 | GST | -1 | 0.18959 | 40 | 40 |  |  | -3.0684 | 40 | -0.18959 | -7.5836
842 | OLINGER_G1 | 1 | North | YES | -0.076722 | 55.4 | 20 | 79 | 0 | 1.03 | GST | -1 | 0.1896 | 79 | 79 |  |  | -6.061 | 79 | -0.1896 | -14.9785
843 | OLINGER_G2 | 1 | North | YES | -0.076722 | 76.2 | 25 | 110 | 0 | 1.03 | GST | -1 | 0.1896 | 110 | 110 |  |  | -8.4394 | 110 | -0.1896 | -20.8562
844 | OLINGER_G3 | 1 | North | YES | -0.076722 | 103.9 | 45 | 150 | 0 | 1.03 | GST | -1 | 0.1896 | 150 | 150 |  |  | -11.5083 | 150 | -0.1896 | -28.4403
845 | OLINGER_G4 | 1 | North | YES | -0.076722 | 51.9 | 0 | 76 | 0 | 1.03 | GGT | -1 | 0.1896 | 76 | 76 |  |  | -5.8309 | 76 | -0.1896 | -14.4097
60052 | WILDHRS11A | 1 | West | YES | -0.076915 | 25.3 | 0 | 126.5 | 0 | 1.005 | #N/A | -1 | 0.18979 | 126.5 | 126.5 |  |  |  |  | -0.18979 | -24.0091
60053 | WILDHRS21A | 1 | West | YES | -0.076915 | 7.8 | 0 | 39 | 0 | 1.025 | #N/A | -1 | 0.18979 | 39 | 39 |  |  |  |  | -0.18979 | -7.402
1701 | MOSES_1G | 1 | North | YES | -0.076935 | 558 | 175 | 558 | 0 | 1.023 | LIGCO | -1 | 0.18981 | 0 | 558 |  |  | 0 | 0 | -0.18981 | 0
1702 | MOSES_2G | 2 | North | YES | -0.076935 | 579 | 175 | 579 | 0 | 1.023 | LIGCO | -1 | 0.18981 | 0 | 579 |  |  | 0 | 0 | -0.18981 | 0
1703 | MOSES_3G | 3 | North | YES | -0.076935 | 808 | 463 | 808 | 0 | 1.023 | LIGCO | -1 | 0.18981 | 0 | 808 |  |  | 0 | 0 | -0.18981 | 0
5925 | DCEAST | EQ | North | YES | -0.076935 | 400.3 | -600 | 600 | 0 | 1.025 | DCTie | -1 | 0.18981 | 0 | 0 |  |  | 0 | 0 | -0.18981 | 0
1437 | MESQUITW_1G | 1 | North | YES | -0.077024 | 40 | 0 | 400 | 0 | 1.023 | Wind | -1 | 0.1899 | 0 | 400 |  |  | 0 | 0 | -0.1899 | 0
1438 | MESQUITW_2G | 1 | North | YES | -0.077027 | 23.6 | 0 | 236 |  | 1.017 | Wind | -1 | 0.18991 | 0 | 236 |  |  | 0 | 0 | -0.18991 | 0
1675 | PEC_1G | 1 | North | YES | -0.077063 | 76.7 | 35 | 76.7 | 0 | 1.022 | Cogen | -1 | 0.18994 | 0 | 0 |  |  | 0 | 0 | -0.18994 | 0
1676 | PEC_2G | 2 | North | YES | -0.077063 | 79.6 | 35 | 79.6 | 0 | 1.022 | Cogen | -1 | 0.18994 | 0 | 0 |  |  | 0 | 0 | -0.18994 | 0
1677 | PEC_3G | 3 | North | YES | -0.077063 | 88.4 | 35 | 88.4 | 0 | 1.022 | Cogen | -1 | 0.18994 | 0 | 0 |  |  | 0 | 0 | -0.18994 | 0
1678 | LAMARPWR_1G | 1 | North | YES | -0.077176 | 160 | 67.7 | 160 | 0 | 1.038 | CC | -1 | 0.19006 | 160 | 160 |  |  | -12.3482 | 160 | -0.19006 | -30.4089
1679 | LAMARPWR_2G | 2 | North | YES | -0.077176 | 156 | 67.7 | 156 | 0 | 1.038 | CC | -1 | 0.19006 | 156 | 156 |  |  | -12.0395 | 156 | -0.19006 | -29.6487
1680 | LAMARPWR_3G | 3 | North | YES | -0.077176 | 196 | 129.1 | 196 | 0 | 1.038 | CC | -1 | 0.19006 | 196 | 196 |  |  | -15.1265 | 196 | -0.19006 | -37.251
1681 | LAMARPWR_4G | 4 | North | YES | -0.077176 | 156 | 67.7 | 156 | 0 | 1.038 | CC | -1 | 0.19006 | 156 | 156 |  |  | -12.0395 | 156 | -0.19006 | -29.6487
1682 | LAMARPWR_5G | 5 | North | YES | -0.077176 | 157 | 67.7 | 157 | 0 | 1.038 | CC | -1 | 0.19006 | 157 | 157 |  |  | -12.1166 | 157 | -0.19006 | -29.8388
1683 | LAMARPWR_6G | 6 | North | YES | -0.077176 | 198 | 129.1 | 198 | 0 | 1.038 | CC | -1 | 0.19006 | 198 | 198 |  |  | -15.2808 | 198 | -0.19006 | -37.6311
1689 | VALLEY_3G | 3 | North | YES | -0.077318 | 0 | 25 | 375 |  | 1.003 | GST | -1 | 0.1902 | 375 | 375 |  |  | -28.9943 | 375 | -0.1902 | -71.3242
11691 | KMICHICT1_G | 1 | North | YES | -0.077318 | 144 | 80 | 144 | 0 | 1.026 | CC | -1 | 0.1902 | 144 | 144 |  |  | -11.1338 | 144 | -0.1902 | -27.3885
11692 | KMICHICT2_G | 2 | North | YES | -0.077318 | 146 | 80 | 146 | 0 | 1.026 | CC | -1 | 0.1902 | 146 | 146 |  |  | -11.2884 | 146 | -0.1902 | -27.7689
11693 | KMICHIST3_G | 3 | North | YES | -0.077318 | 312 | 60 | 312 | 0 | 1.026 | CC | -1 | 0.1902 | 312 | 312 |  |  | -24.1232 | 312 | -0.1902 | -59.3417
11694 | KMICHICT4_G | 4 | North | YES | -0.077318 | 144 | 80 | 144 | 0 | 1.026 | CC | -1 | 0.1902 | 144 | 144 |  |  | -11.1338 | 144 | -0.1902 | -27.3885
11695 | KMICHICT5_G | 5 | North | YES | -0.077318 | 148 | 80 | 148 | 0 | 1.026 | CC | -1 | 0.1902 | 148 | 148 |  |  | -11.4431 | 148 | -0.1902 | -28.1493
11696 | KMICHIST6_G | 6 | North | YES | -0.077318 | 310 | 60 | 310 | 0 | 1.026 | CC | -1 | 0.1902 | 310 | 310 |  |  | -23.9686 | 310 | -0.1902 | -58.9613
1687 | VALLEY_1G | 1 | North | YES | -0.07757 | 136 | 15 | 170 | 0 | 1.029 | GST | -1 | 0.19045 | 170 | 170 |  |  | -13.1869 | 170 | -0.19045 | -32.3765
1688 | VALLEY_2G | 2 | North | YES | -0.07757 | 527 | 90 | 527 | 0 | 1.029 | GSC | -1 | 0.19045 | 527 | 527 |  |  | -40.8794 | 527 | -0.19045 | -100.3671
1442 | COKFIELD_5 | 1 | North | YES | -0.077677 | 16.5 | 0 | 165 |  | 1.029 | Wind | -1 | 0.19056 | 0 | 165 |  |  | 0 | 0 | -0.19056 | 0
6948 | DENISNDM | 2 | North | YES | -0.077781 | 31 | 5 | 40 | 0 | 1.015 | Hydro | -1 | 0.19066 | 0 | 0 |  |  | 0 | 0 | -0.19066 | 0
6948 | DENISNDM | 1 | North | YES | -0.077781 | 40 | 5 | 40 | 0 | 1.015 | Hydro | -1 | 0.19066 | 0 | 0 |  |  | 0 | 0 | -0.19066 | 0
6100 | OKLA7A | EQ | West | YES | -0.078195 | 50 | -220 | 220 | 0 | 1.035 | DCTie | -1 | 0.19107 | 0 | 0 |  |  |  |  | -0.19107 | 0
6752 | OKLA0A | 1 | West | YES | -0.078195 | 649.7 | 175 | 649.7 | 0 | 1.035 | LIGCO | -1 | 0.19107 | 0 | 649.7 |  |  |  |  | -0.19107 | 0
2413 | MTCK6_G | 6 | North | YES | -0.07859 | 0 | 30 | 118 |  | 1.022 | GST | -1 | 0.19147 | 118 | 118 |  |  | -9.2736 | 118 | -0.19147 | -22.5934
2414 | MTCK7_G | 7 | North | YES | -0.07859 | 0 | 30 | 115 |  | 1.022 | GST | -1 | 0.19147 | 115 | 115 |  |  | -9.0379 | 115 | -0.19147 | -22.019
2417 | MTCK8_G | 8 | North | YES | -0.07859 | 444.8 | 60 | 556 | 0 | 1.022 | GSC | -1 | 0.19147 | 556 | 556 |  |  | -43.696 | 556 | -0.19147 | -106.4572
2371 | COLLIN_1G | MB | North | YES | -0.078625 | 0 | 40 | 138 |  | 1.022 | GST | -1 | 0.1915 | 0 | 0 |  |  | 0 | 0 | -0.1915 | 0
2381 | NTHLK1_G | 1 | North | YES | -0.079415 | 0 | 35 | 156 |  | 1.022 | GST | -1 | 0.19229 | 156 | 156 |  |  | -12.3887 | 156 | -0.19229 | -29.998
2382 | NTHLK2_G | 2 | North | YES | -0.079415 | 0 | 35 | 181 |  | 1.022 | GST | -1 | 0.19229 | 181 | 181 |  |  | -14.3741 | 181 | -0.19229 | -34.8054
2383 | NTHLK3_G | 3 | North | YES | -0.079415 | 0 | 50 | 329 |  | 1.022 | GST | -1 | 0.19229 | 329 | 329 |  |  | -26.1275 | 329 | -0.19229 | -63.265
2418 | MTCK2_G | 2 | North | YES | -0.079587 | 0 | 10 | 23 |  | 0.971 | #N/A | -1 | 0.19247 | 23 | 23 |  |  | -1.8305 | 23 | -0.19247 | -4.4267
2419 | MTCK3_G | MB | North | YES | -0.079587 | 0 | 10 | 63 |  | 0.971 | #N/A | -1 | 0.19247 | 63 | 63 |  |  | -5.014 | 63 | -0.19247 | -12.1254
1432 | GRHAMSES_2G | 2 | North | YES | -0.079735 | 294.9 | 90 | 366 | 0 | 1.014 | GST | -1 | 0.19261 | 366 | 366 |  |  | -29.183 | 366 | -0.19261 | -70.497
1479 | WFCOGEN_1G | 2 | North | YES | -0.079849 | 16 | 12 | 20 | 0 | 1 | Cogen | -1 | 0.19273 | 0 | 0 |  |  | 0 | 0 | -0.19273 | 0
1479 | WFCOGEN_1G | 1 | North | YES | -0.079849 | 16 | 12 | 20 | 0 | 1 | Cogen | -1 | 0.19273 | 0 | 0 |  |  | 0 | 0 | -0.19273 | 0
1482 | WFCOGEN_2G | 2 | North | YES | -0.079849 | 13.6 | 12 | 17 | 0 | 1 | Cogen | -1 | 0.19273 | 0 | 0 |  |  | 0 | 0 | -0.19273 | 0
1482 | WFCOGEN_2G | 1 | North | YES | -0.079849 | 16 | 12 | 20 | 0 | 1 | Cogen | -1 | 0.19273 | 0 | 0 |  |  | 0 | 0 | -0.19273 | 0
923 | SPENCER_G4 | 1 | North | YES | -0.080271 | 48 | 20 | 61 | 0 | 1.03 | GST | -1 | 0.19315 | 61 | 61 |  |  | -4.8965 | 61 | -0.19315 | -11.7822
924 | SPENCER_G5 | 1 | North | YES | -0.080271 | 52 | 20 | 66 | 0 | 1.03 | GST | -1 | 0.19315 | 66 | 66 |  |  | -5.2979 | 66 | -0.19315 | -12.748
1433 | GRHAMSES_1G | 1 | North | YES | -0.080336 | 242 | 60 | 242 | 0 | 1.038 | GST | -1 | 0.19322 | 242 | 242 |  |  | -19.4413 | 242 | -0.19322 | -46.7582
728 | WOLFRIDGE801 | 1 | North | YES | -0.08073 | 11.2 | 0 | 112.5 | 0 | 0.99 | Wind | -1 | 0.19361 | 0 | 112.5 |  |  | 0 | 0 | -0.19361 | 0
12322 | ENNSTRAC_1G | 1 | North | YES | -0.081069 | 196 | 130 | 196 | 0 | 1.036 | CC | -1 | 0.19395 | 196 | 196 |  |  | -15.8895 | 196 | -0.19395 | -38.014
12323 | ENNSTRAC_2G | 2 | North | YES | -0.081069 | 116 | 100 | 116 | 0 | 1.036 | CC | -1 | 0.19395 | 116 | 116 |  |  | -9.404 | 116 | -0.19395 | -22.4981
1453 | WCPWRCO_1G | 1 | North | YES | -0.081331 | 204 | 50 | 204 |  | 1.02 | CC | -1 | 0.19421 | 204 | 204 |  |  | -16.5915 | 204 | -0.19421 | -39.619
1454 | WCPWRCO_2G | 2 | North | YES | -0.081331 | 204 | 50 | 204 |  | 1.02 | CC | -1 | 0.19421 | 204 | 204 |  |  | -16.5915 | 204 | -0.19421 | -39.619
1455 | WCPWRCO_3G | 3 | North | YES | -0.081331 | 242 | 50 | 242 |  | 1.02 | CC | -1 | 0.19421 | 242 | 242 |  |  | -19.6821 | 242 | -0.19421 | -46.999
1600 | BARTNWND_1G | 1 | North | YES | -0.081933 | 12 | 0 | 120 | 0 | 1.022 | Wind | -1 | 0.19481 | 0 | 120 |  |  | 0 | 0 | -0.19481 | 0
344 | MRSSHPRD | 1 | North | YES | -0.082082 | 12 | 0 | 12 |  | 1.03 | Hydro | -1 | 0.19496 | 0 | 0 |  |  | 0 | 0 | -0.19496 | 0
345 | MRSSHPRD01 | 2 | North | YES | -0.082082 | 12 | 0 | 12 |  | 1.03 | Hydro | -1 | 0.19496 | 0 | 0 |  |  | 0 | 0 | -0.19496 | 0
580 | JCKCNTY801 | 1 | North | YES | -0.08246 | 288 | 0 | 288 | 0 | 1.022 | CC | -1 | 0.19534 | 288 | 288 |  |  | -23.7485 | 288 | -0.19534 | -56.2579
581 | JCKCNTY802 | 2 | North | YES | -0.08246 | 147 | 0 | 147 | 0 | 1.022 | CC | -1 | 0.19534 | 147 | 147 |  |  | -12.1216 | 147 | -0.19534 | -28.715
582 | JCKCNTY803 | 3 | North | YES | -0.08246 | 147 | 0 | 147 | 0 | 1.022 | CC | -1 | 0.19534 | 147 | 147 |  |  | -12.1216 | 147 | -0.19534 | -28.715
1861 | EAGLEMNT_1G | MB | North | YES | -0.082664 | 0 | 30 | 112 |  | 1.022 | GST | -1 | 0.19554 | 0 | 0 |  |  | 0 | 0 | -0.19554 | 0
1862 | EAGLEMNT_2G | MB | North | YES | -0.082664 | 0 | 40 | 100 |  | 1.022 | GST | -1 | 0.19554 | 0 | 0 |  |  | 0 | 0 | -0.19554 | 0
1863 | EAGLEMNT_3G | MB | North | YES | -0.082664 | 0 | 50 | 378 |  | 1.022 | GST | -1 | 0.19554 | 0 | 0 |  |  | 0 | 0 | -0.19554 | 0
503 | NTHTEXAS01 | 1 | North | YES | -0.083669 | 0 | 5 | 18 |  | 1.015 | GST | -1 | 0.19655 | 18 | 18 |  |  | -1.506 | 18 | -0.19655 | -3.5379
504 | NTHTEXAS02 | 2 | North | YES | -0.083669 | 14.4 | 5 | 18 |  | 1.015 | GST | -1 | 0.19655 | 18 | 18 |  |  | -1.506 | 18 | -0.19655 | -3.5379
505 | NTHTEXAS03 | 3 | North | YES | -0.083669 | 30.4 | 15 | 38 |  | 1.015 | GST | -1 | 0.19655 | 38 | 38 |  |  | -3.1794 | 38 | -0.19655 | -7.4689
1945 | HANDLEY_1G | MB | North | YES | -0.083759 | 0 | 25 | 36 |  | 0.986 | #N/A | -1 | 0.19664 | 36 | 36 |  |  | -3.0153 | 36 | -0.19664 | -7.079
1946 | HANDLEY_2G | MB | North | YES | -0.083759 | 0 | 30 | 68 |  | 0.986 | #N/A | -1 | 0.19664 | 68 | 68 |  |  | -5.6956 | 68 | -0.19664 | -13.3714
1948 | HANDLEY_4G | 4 | North | YES | -0.083795 | 348 | 150 | 435 | 0 | 1.022 | GST | -1 | 0.19667 | 435 | 435 |  |  | -36.4508 | 435 | -0.19667 | -85.5536
1947 | HANDLEY_3G | 3 | North | YES | -0.084024 | 316 | 100 | 395 | 0 | 1.022 | GST | -1 | 0.1969 | 395 | 395 |  |  | -33.1895 | 395 | -0.1969 | -77.777
1949 | HANDLEY_5G | 5 | North | YES | -0.084024 | 348 | 150 | 435 | 0 | 1.022 | GST | -1 | 0.1969 | 435 | 435 |  |  | -36.5504 | 435 | -0.1969 | -85.6532
1898 | COMCHEPK_1G | 1 | North | YES | -0.084679 | 1159 | 1150 | 1159 | 0 | 1.032 | Nuc | -1 | 0.19756 | 0 | 0 |  |  | 0 | 0 | -0.19756 | 0
1899 | COMCHEPK_2G | 2 | North | YES | -0.084679 | 1159 | 1128 | 1159 | 0 | 1.032 | Nuc | -1 | 0.19756 | 0 | 0 |  |  | 0 | 0 | -0.19756 | 0
1877 | WLFHOLW_1G | 1 | North | YES | -0.084739 | 217.3 | 89.2 | 217.3 | 0 | 1.032 | CC | -1 | 0.19762 | 217.3 | 217.3 |  |  | -18.4138 | 217.3 | -0.19762 | -42.9426
1878 | WLFHOLW_2G | 2 | North | YES | -0.084739 | 215.7 | 105 | 215.7 | 0 | 1.032 | CC | -1 | 0.19762 | 215.7 | 215.7 |  |  | -18.2782 | 215.7 | -0.19762 | -42.6264
1879 | WLFHOLW_3G | 3 | North | YES | -0.084739 | 272.4 | 89.2 | 272.4 | 0 | 1.032 | CC | -1 | 0.19762 | 272.4 | 272.4 |  |  | -23.0829 | 272.4 | -0.19762 | -53.8314
1889 | DECRDOVA_1G | 1 | North | YES | -0.084869 | 779 | 255 | 779 | 0 | 1.02 | GSC | -1 | 0.19775 | 779 | 779 |  |  | -66.113 | 779 | -0.19775 | -154.0464
1892 | DECRDOVA_2G | A | North | YES | -0.086838 | 65 | 65 | 70 | 0 | 1.025 | GGT | -1 | 0.19972 | 70 | 70 |  |  | -6.0787 | 70 | -0.19972 | -13.9803
1893 | DECRDOVA_3G | B | North | YES | -0.086838 | 65 | 65 | 69 | 0 | 1.025 | GGT | -1 | 0.19972 | 69 | 69 |  |  | -5.9918 | 69 | -0.19972 | -13.7805
1894 | DECRDOVA_4G | C | North | YES | -0.086838 | 65 | 65 | 69 | 0 | 1.025 | GGT | -1 | 0.19972 | 69 | 69 |  |  | -5.9918 | 69 | -0.19972 | -13.7805
1895 | DECRDOVA_5G | D | North | YES | -0.086838 | 65 | 65 | 68 | 0 | 1.025 | GGT | -1 | 0.19972 | 68 | 68 |  |  | -5.905 | 68 | -0.19972 | -13.5808
1941 | MDLTHELP_1G | 1 | North | YES | -0.08753 | 216.4 | 74 | 216.4 | 0 | 1 | CC | -1 | 0.20041 | 216.4 | 216.4 |  |  | -18.9415 | 216.4 | -0.20041 | -43.3687
1942 | MDLTHELP_2G | 2 | North | YES | -0.08753 | 216.1 | 74 | 216.1 | 0 | 1 | CC | -1 | 0.20041 | 216.1 | 216.1 |  |  | -18.9152 | 216.1 | -0.20041 | -43.3086
332 | RWMILLER01 | 1 | North | YES | -0.087785 | 58.4 | 18.5 | 73 | 0 | 1.04 | GST | -1 | 0.20066 | 73 | 73 |  |  | -6.4083 | 73 | -0.20066 | -14.6485
333 | RWMILLER02 | 2 | North | YES | -0.087785 | 95.2 | 37 | 119 | 0 | 1.04 | GST | -1 | 0.20066 | 119 | 119 |  |  | -10.4464 | 119 | -0.20066 | -23.8791
334 | RWMILLER03 | 3 | North | YES | -0.087785 | 166.4 | 65 | 208 | 0 | 1.04 | GST | -1 | 0.20066 | 208 | 208 |  |  | -18.2593 | 208 | -0.20066 | -41.7383
335 | RWMILLER04 | 4 | North | YES | -0.087785 | 81.6 | 0 | 102 | 0 | 1.04 | GST | -1 | 0.20066 | 102 | 102 |  |  | -8.9541 | 102 | -0.20066 | -20.4678
336 | RWMILLER05 | 5 | North | YES | -0.087785 | 80.8 | 0 | 101 | 0 | 1.04 | GST | -1 | 0.20066 | 101 | 101 |  |  | -8.8663 | 101 | -0.20066 | -20.2672
1643 | SLSTR1PP_1G | 1 | North | YES | -0.08829 | 6 | 0 | 60 | 0 | 1.022 | Wind | -1 | 0.20117 | 0 | 60 |  |  | 0 | 0 | -0.20117 | 0
1937 | MDLTHELP_5G | 5 | North | YES | -0.088557 | 224 | 74 | 224 | 0 | 1 | CC | -1 | 0.20144 | 224 | 224 |  |  | -19.8368 | 224 | -0.20144 | -45.1219
1938 | MDLTHELP_6G | 6 | North | YES | -0.088557 | 226 | 74 | 226 | 0 | 1 | CC | -1 | 0.20144 | 226 | 226 |  |  | -20.0139 | 226 | -0.20144 | -45.5247
1943 | MDLTHELP_3G | 3 | North | YES | -0.088557 | 212 | 74 | 212 | 0 | 1 | CC | -1 | 0.20144 | 212 | 212 |  |  | -18.7741 | 212 | -0.20144 | -42.7046
1944 | MDLTHELP_4G | 4 | North | YES | -0.088557 | 211 | 74 | 211 | 0 | 1 | CC | -1 | 0.20144 | 211 | 211 |  |  | -18.6855 | 211 | -0.20144 | -42.5032
366 | JNSNCNTY802 | 1 | North | YES | -0.090384 | 168 | 20 | 168 | 0 | 1.02 | Cogen | -1 | 0.20326 | 0 | 0 |  |  | 0 | 0 | -0.20326 | 0
367 | JNSNCNTY802 | 2 | North | YES | -0.090384 | 90 | 20 | 90 | 0 | 1.02 | Cogen | -1 | 0.20326 | 0 | 0 |  |  | 0 | 0 | -0.20326 | 0
244 | WHITNYDM01 | 1 | North | YES | -0.12194 | 15 | 0 | 15 | 0 | 1.035 | Hydro | -1 | 0.23482 | 0 | 0 |  |  | 0 | 0 | -0.23482 | 0
245 | WHITNYDM02 | 2 | North | YES | -0.12194 | 15 | 0 | 15 | 0 | 1.035 | Hydro | -1 | 0.23482 | 0 | 0 |  |  | 0 | 0 | -0.23482 | 0
251 | BOSQUESW803 | 2 | North | YES | -0.13009 | 150 | 0 | 150 |  | 1.032 | CC | -1 | 0.24297 | 150 | 150 |  |  | -19.5136 | 150 | -0.24297 | -36.4456
253 | BOSQUESW804 | 2 | North | YES | -0.13009 | 80 | 0 | 80 |  | 1.032 | CC | -1 | 0.24297 | 80 | 80 |  |  | -10.4073 | 80 | -0.24297 | -19.4377
238 | BOSQUESW505 | 1 | North | YES | -0.13795 | 255 | 0 | 255 | 0 | 1.02 | CC | -1 | 0.25083 | 255 | 255 |  |  | -35.1773 | 255 | -0.25083 | -63.9616
239 | BOSQUESW502 | 1 | North | YES | -0.13795 | 119.2 | 0 | 149 | 0 | 1.02 | GGT | -1 | 0.25083 | 149 | 149 |  |  | -20.5545 | 149 | -0.25083 | -37.3737
247 | BOSQUESW501 | 2 | North | YES | -0.13795 | 124.8 | 0 | 156 | 0 | 1.02 | GGT | -1 | 0.25083 | 156 | 156 |  |  | -21.5202 | 156 | -0.25083 | -39.1295
3416 | LAKE_CRK1_G | 1 | North | YES | -0.14434 | 60 | 33 | 75 |  | 1.029 | GST | -1 | 0.25722 | 75 | 75 |  |  | -10.8256 | 75 | -0.25722 | -19.2916
3417 | LAKE_CRK2_G | 2 | North | YES | -0.14434 | 177.6 | 40 | 222 | 0 | 1.029 | GST | -1 | 0.25722 | 222 | 222 |  |  | -32.0439 | 222 | -0.25722 | -57.1033
3403 | THOUSE_1G | 1 | North | YES | -0.14822 | 563 | 200 | 563 | 0 | 1.012 | GSC | -1 | 0.2611 | 563 | 563 |  |  | -83.4507 | 563 | -0.2611 | -147.002
3404 | THOUSE_2G | 2 | North | YES | -0.14822 | 807 | 250 | 807 | 0 | 1.012 | GSC | -1 | 0.2611 | 807 | 807 |  |  | -119.6176 | 807 | -0.2611 | -210.7116
Note on AL4: Zonal Cap - Zonal Impact

## Distributed Slack - Inc
Number of Bus | Name of Bus | ID | Area Name of Gen | AGC | P Sensitivity of Bus | Gen MW | Min MW | Max MW | V Sensitivity of Bus | Set Volt | Tech Type | Zone Impact | Zone Correlation | Inc Max | Dec Max | Souce S.F. Weighting | Souce Capacity | Sink S.F. Weighting | Sink Capacity | PTDF Calc | PTDF Weighting | Cumulative Concentrated Capacity | Cumulative Concentrated Impact
3403 | THOUSE_1G | 1 | North | YES | -0.14822 | 563 | 200 | 563 | 0 | 1.012 | GSC | -1 | 0.2611 | 563 | 563 |  |  | -83.4507 | 563 | -0.2611 | -147.002 | 563 | 147.002
3404 | THOUSE_2G | 2 | North | YES | -0.14822 | 807 | 250 | 807 | 0 | 1.012 | GSC | -1 | 0.2611 | 807 | 807 |  |  | -119.6176 | 807 | -0.2611 | -210.7116 | 1370 | 357.7137
3416 | LAKE_CRK1_G | 1 | North | YES | -0.14434 | 60 | 33 | 75 |  | 1.029 | GST | -1 | 0.25722 | 75 | 75 |  |  | -10.8256 | 75 | -0.25722 | -19.2916 | 1445 | 377.0053
3417 | LAKE_CRK2_G | 2 | North | YES | -0.14434 | 177.6 | 40 | 222 | 0 | 1.029 | GST | -1 | 0.25722 | 222 | 222 |  |  | -32.0439 | 222 | -0.25722 | -57.1033 | 1667 | 434.1086 | Weighted Shift Factors
238 | BOSQUESW505 | 1 | North | YES | -0.13795 | 255 | 0 | 255 | 0 | 1.02 | CC | -1 | 0.25083 | 255 | 255 |  |  | -35.1773 | 255 | -0.25083 | -63.9616 | 1922 | 498.0702 | South | 0.11288
239 | BOSQUESW502 | 1 | North | YES | -0.13795 | 119.2 | 0 | 149 | 0 | 1.02 | GGT | -1 | 0.25083 | 149 | 149 |  |  | -20.5545 | 149 | -0.25083 | -37.3737 | 2071 | 535.4438 | North | -0.082129
247 | BOSQUESW501 | 2 | North | YES | -0.13795 | 124.8 | 0 | 156 | 0 | 1.02 | GGT | -1 | 0.25083 | 156 | 156 |  |  | -21.5202 | 156 | -0.25083 | -39.1295 | 2227 | 574.5733 |  | 0.19501
251 | BOSQUESW803 | 2 | North | YES | -0.13009 | 150 | 0 | 150 |  | 1.032 | CC | -1 | 0.24297 | 150 | 150 |  |  | -19.5136 | 150 | -0.24297 | -36.4456
253 | BOSQUESW804 | 2 | North | YES | -0.13009 | 80 | 0 | 80 |  | 1.032 | CC | -1 | 0.24297 | 80 | 80 |  |  | -10.4073 | 80 | -0.24297 | -19.4377 |  |  | Line Cap | 1072
244 | WHITNYDM01 | 1 | North | YES | -0.12194 | 15 | 0 | 15 | 0 | 1.035 | Hydro | -1 | 0.23482 | 0 | 0 |  |  | 0 | 0 | -0.23482 | 0 |  |  | Conc Gen | 2227
245 | WHITNYDM02 | 2 | North | YES | -0.12194 | 15 | 0 | 15 | 0 | 1.035 | Hydro | -1 | 0.23482 | 0 | 0 |  |  | 0 | 0 | -0.23482 | 0 |  |  | Weighted Imp. | 574.5733
366 | JNSNCNTY802 | 1 | North | YES | -0.090384 | 168 | 20 | 168 | 0 | 1.02 | Cogen | -1 | 0.20326 | 0 | 0 |  |  | 0 | 0 | -0.20326 | 0 |  |  | PTDF | 0.258
367 | JNSNCNTY802 | 2 | North | YES | -0.090384 | 90 | 20 | 90 | 0 | 1.02 | Cogen | -1 | 0.20326 | 0 | 0 |  |  | 0 | 0 | -0.20326 | 0
1937 | MDLTHELP_5G | 5 | North | YES | -0.088557 | 224 | 74 | 224 | 0 | 1 | CC | -1 | 0.20144 | 224 | 224 |  |  | -19.8368 | 224 | -0.20144 | -45.1219 |  |  | Concentration | 1.323
1938 | MDLTHELP_6G | 6 | North | YES | -0.088557 | 226 | 74 | 226 | 0 | 1 | CC | -1 | 0.20144 | 226 | 226 |  |  | -20.0139 | 226 | -0.20144 | -45.5247
1943 | MDLTHELP_3G | 3 | North | YES | -0.088557 | 212 | 74 | 212 | 0 | 1 | CC | -1 | 0.20144 | 212 | 212 |  |  | -18.7741 | 212 | -0.20144 | -42.7046 |  |  |  | Pass
1944 | MDLTHELP_4G | 4 | North | YES | -0.088557 | 211 | 74 | 211 | 0 | 1 | CC | -1 | 0.20144 | 211 | 211 |  |  | -18.6855 | 211 | -0.20144 | -42.5032
1643 | SLSTR1PP_1G | 1 | North | YES | -0.08829 | 6 | 0 | 60 | 0 | 1.022 | Wind | -1 | 0.20117 | 0 | 60 |  |  | 0 | 0 | -0.20117 | 0
332 | RWMILLER01 | 1 | North | YES | -0.087785 | 58.4 | 18.5 | 73 | 0 | 1.04 | GST | -1 | 0.20066 | 73 | 73 |  |  | -6.4083 | 73 | -0.20066 | -14.6485
333 | RWMILLER02 | 2 | North | YES | -0.087785 | 95.2 | 37 | 119 | 0 | 1.04 | GST | -1 | 0.20066 | 119 | 119 |  |  | -10.4464 | 119 | -0.20066 | -23.8791
334 | RWMILLER03 | 3 | North | YES | -0.087785 | 166.4 | 65 | 208 | 0 | 1.04 | GST | -1 | 0.20066 | 208 | 208 |  |  | -18.2593 | 208 | -0.20066 | -41.7383
335 | RWMILLER04 | 4 | North | YES | -0.087785 | 81.6 | 0 | 102 | 0 | 1.04 | GST | -1 | 0.20066 | 102 | 102 |  |  | -8.9541 | 102 | -0.20066 | -20.4678
336 | RWMILLER05 | 5 | North | YES | -0.087785 | 80.8 | 0 | 101 | 0 | 1.04 | GST | -1 | 0.20066 | 101 | 101 |  |  | -8.8663 | 101 | -0.20066 | -20.2672
1941 | MDLTHELP_1G | 1 | North | YES | -0.08753 | 216.4 | 74 | 216.4 | 0 | 1 | CC | -1 | 0.20041 | 216.4 | 216.4 |  |  | -18.9415 | 216.4 | -0.20041 | -43.3687
1942 | MDLTHELP_2G | 2 | North | YES | -0.08753 | 216.1 | 74 | 216.1 | 0 | 1 | CC | -1 | 0.20041 | 216.1 | 216.1 |  |  | -18.9152 | 216.1 | -0.20041 | -43.3086
1892 | DECRDOVA_2G | A | North | YES | -0.086838 | 65 | 65 | 70 | 0 | 1.025 | GGT | -1 | 0.19972 | 70 | 70 |  |  | -6.0787 | 70 | -0.19972 | -13.9803
1893 | DECRDOVA_3G | B | North | YES | -0.086838 | 65 | 65 | 69 | 0 | 1.025 | GGT | -1 | 0.19972 | 69 | 69 |  |  | -5.9918 | 69 | -0.19972 | -13.7805
1894 | DECRDOVA_4G | C | North | YES | -0.086838 | 65 | 65 | 69 | 0 | 1.025 | GGT | -1 | 0.19972 | 69 | 69 |  |  | -5.9918 | 69 | -0.19972 | -13.7805
1895 | DECRDOVA_5G | D | North | YES | -0.086838 | 65 | 65 | 68 | 0 | 1.025 | GGT | -1 | 0.19972 | 68 | 68 |  |  | -5.905 | 68 | -0.19972 | -13.5808
1889 | DECRDOVA_1G | 1 | North | YES | -0.084869 | 779 | 255 | 779 | 0 | 1.02 | GSC | -1 | 0.19775 | 779 | 779 |  |  | -66.113 | 779 | -0.19775 | -154.0464
1877 | WLFHOLW_1G | 1 | North | YES | -0.084739 | 217.3 | 89.2 | 217.3 | 0 | 1.032 | CC | -1 | 0.19762 | 217.3 | 217.3 |  |  | -18.4138 | 217.3 | -0.19762 | -42.9426
1878 | WLFHOLW_2G | 2 | North | YES | -0.084739 | 215.7 | 105 | 215.7 | 0 | 1.032 | CC | -1 | 0.19762 | 215.7 | 215.7 |  |  | -18.2782 | 215.7 | -0.19762 | -42.6264
1879 | WLFHOLW_3G | 3 | North | YES | -0.084739 | 272.4 | 89.2 | 272.4 | 0 | 1.032 | CC | -1 | 0.19762 | 272.4 | 272.4 |  |  | -23.0829 | 272.4 | -0.19762 | -53.8314
1898 | COMCHEPK_1G | 1 | North | YES | -0.084679 | 1159 | 1150 | 1159 | 0 | 1.032 | Nuc | -1 | 0.19756 | 0 | 0 |  |  | 0 | 0 | -0.19756 | 0
1899 | COMCHEPK_2G | 2 | North | YES | -0.084679 | 1159 | 1128 | 1159 | 0 | 1.032 | Nuc | -1 | 0.19756 | 0 | 0 |  |  | 0 | 0 | -0.19756 | 0
1947 | HANDLEY_3G | 3 | North | YES | -0.084024 | 316 | 100 | 395 | 0 | 1.022 | GST | -1 | 0.1969 | 395 | 395 |  |  | -33.1895 | 395 | -0.1969 | -77.777
1949 | HANDLEY_5G | 5 | North | YES | -0.084024 | 348 | 150 | 435 | 0 | 1.022 | GST | -1 | 0.1969 | 435 | 435 |  |  | -36.5504 | 435 | -0.1969 | -85.6532
1948 | HANDLEY_4G | 4 | North | YES | -0.083795 | 348 | 150 | 435 | 0 | 1.022 | GST | -1 | 0.19667 | 435 | 435 |  |  | -36.4508 | 435 | -0.19667 | -85.5536
1945 | HANDLEY_1G | MB | North | YES | -0.083759 | 0 | 25 | 36 |  | 0.986 | #N/A | -1 | 0.19664 | 36 | 36 |  |  | -3.0153 | 36 | -0.19664 | -7.079
1946 | HANDLEY_2G | MB | North | YES | -0.083759 | 0 | 30 | 68 |  | 0.986 | #N/A | -1 | 0.19664 | 68 | 68 |  |  | -5.6956 | 68 | -0.19664 | -13.3714
503 | NTHTEXAS01 | 1 | North | YES | -0.083669 | 0 | 5 | 18 |  | 1.015 | GST | -1 | 0.19655 | 18 | 18 |  |  | -1.506 | 18 | -0.19655 | -3.5379
504 | NTHTEXAS02 | 2 | North | YES | -0.083669 | 14.4 | 5 | 18 |  | 1.015 | GST | -1 | 0.19655 | 18 | 18 |  |  | -1.506 | 18 | -0.19655 | -3.5379
505 | NTHTEXAS03 | 3 | North | YES | -0.083669 | 30.4 | 15 | 38 |  | 1.015 | GST | -1 | 0.19655 | 38 | 38 |  |  | -3.1794 | 38 | -0.19655 | -7.4689
1861 | EAGLEMNT_1G | MB | North | YES | -0.082664 | 0 | 30 | 112 |  | 1.022 | GST | -1 | 0.19554 | 0 | 0 |  |  | 0 | 0 | -0.19554 | 0
1862 | EAGLEMNT_2G | MB | North | YES | -0.082664 | 0 | 40 | 100 |  | 1.022 | GST | -1 | 0.19554 | 0 | 0 |  |  | 0 | 0 | -0.19554 | 0
1863 | EAGLEMNT_3G | MB | North | YES | -0.082664 | 0 | 50 | 378 |  | 1.022 | GST | -1 | 0.19554 | 0 | 0 |  |  | 0 | 0 | -0.19554 | 0
580 | JCKCNTY801 | 1 | North | YES | -0.08246 | 288 | 0 | 288 | 0 | 1.022 | CC | -1 | 0.19534 | 288 | 288 |  |  | -23.7485 | 288 | -0.19534 | -56.2579
581 | JCKCNTY802 | 2 | North | YES | -0.08246 | 147 | 0 | 147 | 0 | 1.022 | CC | -1 | 0.19534 | 147 | 147 |  |  | -12.1216 | 147 | -0.19534 | -28.715
582 | JCKCNTY803 | 3 | North | YES | -0.08246 | 147 | 0 | 147 | 0 | 1.022 | CC | -1 | 0.19534 | 147 | 147 |  |  | -12.1216 | 147 | -0.19534 | -28.715
344 | MRSSHPRD | 1 | North | YES | -0.082082 | 12 | 0 | 12 |  | 1.03 | Hydro | -1 | 0.19496 | 0 | 0 |  |  | 0 | 0 | -0.19496 | 0
345 | MRSSHPRD01 | 2 | North | YES | -0.082082 | 12 | 0 | 12 |  | 1.03 | Hydro | -1 | 0.19496 | 0 | 0 |  |  | 0 | 0 | -0.19496 | 0
1600 | BARTNWND_1G | 1 | North | YES | -0.081933 | 12 | 0 | 120 | 0 | 1.022 | Wind | -1 | 0.19481 | 0 | 120 |  |  | 0 | 0 | -0.19481 | 0
1453 | WCPWRCO_1G | 1 | North | YES | -0.081331 | 204 | 50 | 204 |  | 1.02 | CC | -1 | 0.19421 | 204 | 204 |  |  | -16.5915 | 204 | -0.19421 | -39.619
1454 | WCPWRCO_2G | 2 | North | YES | -0.081331 | 204 | 50 | 204 |  | 1.02 | CC | -1 | 0.19421 | 204 | 204 |  |  | -16.5915 | 204 | -0.19421 | -39.619
1455 | WCPWRCO_3G | 3 | North | YES | -0.081331 | 242 | 50 | 242 |  | 1.02 | CC | -1 | 0.19421 | 242 | 242 |  |  | -19.6821 | 242 | -0.19421 | -46.999
12322 | ENNSTRAC_1G | 1 | North | YES | -0.081069 | 196 | 130 | 196 | 0 | 1.036 | CC | -1 | 0.19395 | 196 | 196 |  |  | -15.8895 | 196 | -0.19395 | -38.014
12323 | ENNSTRAC_2G | 2 | North | YES | -0.081069 | 116 | 100 | 116 | 0 | 1.036 | CC | -1 | 0.19395 | 116 | 116 |  |  | -9.404 | 116 | -0.19395 | -22.4981
728 | WOLFRIDGE801 | 1 | North | YES | -0.08073 | 11.2 | 0 | 112.5 | 0 | 0.99 | Wind | -1 | 0.19361 | 0 | 112.5 |  |  | 0 | 0 | -0.19361 | 0
1433 | GRHAMSES_1G | 1 | North | YES | -0.080336 | 242 | 60 | 242 | 0 | 1.038 | GST | -1 | 0.19322 | 242 | 242 |  |  | -19.4413 | 242 | -0.19322 | -46.7582
923 | SPENCER_G4 | 1 | North | YES | -0.080271 | 48 | 20 | 61 | 0 | 1.03 | GST | -1 | 0.19315 | 61 | 61 |  |  | -4.8965 | 61 | -0.19315 | -11.7822
924 | SPENCER_G5 | 1 | North | YES | -0.080271 | 52 | 20 | 66 | 0 | 1.03 | GST | -1 | 0.19315 | 66 | 66 |  |  | -5.2979 | 66 | -0.19315 | -12.748
1479 | WFCOGEN_1G | 2 | North | YES | -0.079849 | 16 | 12 | 20 | 0 | 1 | Cogen | -1 | 0.19273 | 0 | 0 |  |  | 0 | 0 | -0.19273 | 0
1479 | WFCOGEN_1G | 1 | North | YES | -0.079849 | 16 | 12 | 20 | 0 | 1 | Cogen | -1 | 0.19273 | 0 | 0 |  |  | 0 | 0 | -0.19273 | 0
1482 | WFCOGEN_2G | 2 | North | YES | -0.079849 | 13.6 | 12 | 17 | 0 | 1 | Cogen | -1 | 0.19273 | 0 | 0 |  |  | 0 | 0 | -0.19273 | 0
1482 | WFCOGEN_2G | 1 | North | YES | -0.079849 | 16 | 12 | 20 | 0 | 1 | Cogen | -1 | 0.19273 | 0 | 0 |  |  | 0 | 0 | -0.19273 | 0
1432 | GRHAMSES_2G | 2 | North | YES | -0.079735 | 294.9 | 90 | 366 | 0 | 1.014 | GST | -1 | 0.19261 | 366 | 366 |  |  | -29.183 | 366 | -0.19261 | -70.497
2418 | MTCK2_G | 2 | North | YES | -0.079587 | 0 | 10 | 23 |  | 0.971 | #N/A | -1 | 0.19247 | 23 | 23 |  |  | -1.8305 | 23 | -0.19247 | -4.4267
2419 | MTCK3_G | MB | North | YES | -0.079587 | 0 | 10 | 63 |  | 0.971 | #N/A | -1 | 0.19247 | 63 | 63 |  |  | -5.014 | 63 | -0.19247 | -12.1254
2381 | NTHLK1_G | 1 | North | YES | -0.079415 | 0 | 35 | 156 |  | 1.022 | GST | -1 | 0.19229 | 156 | 156 |  |  | -12.3887 | 156 | -0.19229 | -29.998
2382 | NTHLK2_G | 2 | North | YES | -0.079415 | 0 | 35 | 181 |  | 1.022 | GST | -1 | 0.19229 | 181 | 181 |  |  | -14.3741 | 181 | -0.19229 | -34.8054
2383 | NTHLK3_G | 3 | North | YES | -0.079415 | 0 | 50 | 329 |  | 1.022 | GST | -1 | 0.19229 | 329 | 329 |  |  | -26.1275 | 329 | -0.19229 | -63.265
2371 | COLLIN_1G | MB | North | YES | -0.078625 | 0 | 40 | 138 |  | 1.022 | GST | -1 | 0.1915 | 0 | 0 |  |  | 0 | 0 | -0.1915 | 0
2413 | MTCK6_G | 6 | North | YES | -0.07859 | 0 | 30 | 118 |  | 1.022 | GST | -1 | 0.19147 | 118 | 118 |  |  | -9.2736 | 118 | -0.19147 | -22.5934
2414 | MTCK7_G | 7 | North | YES | -0.07859 | 0 | 30 | 115 |  | 1.022 | GST | -1 | 0.19147 | 115 | 115 |  |  | -9.0379 | 115 | -0.19147 | -22.019
2417 | MTCK8_G | 8 | North | YES | -0.07859 | 444.8 | 60 | 556 | 0 | 1.022 | GSC | -1 | 0.19147 | 556 | 556 |  |  | -43.696 | 556 | -0.19147 | -106.4572
6100 | OKLA7A | EQ | West | YES | -0.078195 | 50 | -220 | 220 | 0 | 1.035 | DCTie | -1 | 0.19107 | 0 | 0 |  |  |  |  | -0.19107 | 0
6752 | OKLA0A | 1 | West | YES | -0.078195 | 649.7 | 175 | 649.7 | 0 | 1.035 | LIGCO | -1 | 0.19107 | 0 | 649.7 |  |  |  |  | -0.19107 | 0
6948 | DENISNDM | 2 | North | YES | -0.077781 | 31 | 5 | 40 | 0 | 1.015 | Hydro | -1 | 0.19066 | 0 | 0 |  |  | 0 | 0 | -0.19066 | 0
6948 | DENISNDM | 1 | North | YES | -0.077781 | 40 | 5 | 40 | 0 | 1.015 | Hydro | -1 | 0.19066 | 0 | 0 |  |  | 0 | 0 | -0.19066 | 0
1442 | COKFIELD_5 | 1 | North | YES | -0.077677 | 16.5 | 0 | 165 |  | 1.029 | Wind | -1 | 0.19056 | 0 | 165 |  |  | 0 | 0 | -0.19056 | 0
1687 | VALLEY_1G | 1 | North | YES | -0.07757 | 136 | 15 | 170 | 0 | 1.029 | GST | -1 | 0.19045 | 170 | 170 |  |  | -13.1869 | 170 | -0.19045 | -32.3765
1688 | VALLEY_2G | 2 | North | YES | -0.07757 | 527 | 90 | 527 | 0 | 1.029 | GSC | -1 | 0.19045 | 527 | 527 |  |  | -40.8794 | 527 | -0.19045 | -100.3671
1689 | VALLEY_3G | 3 | North | YES | -0.077318 | 0 | 25 | 375 |  | 1.003 | GST | -1 | 0.1902 | 375 | 375 |  |  | -28.9943 | 375 | -0.1902 | -71.3242
11691 | KMICHICT1_G | 1 | North | YES | -0.077318 | 144 | 80 | 144 | 0 | 1.026 | CC | -1 | 0.1902 | 144 | 144 |  |  | -11.1338 | 144 | -0.1902 | -27.3885
11692 | KMICHICT2_G | 2 | North | YES | -0.077318 | 146 | 80 | 146 | 0 | 1.026 | CC | -1 | 0.1902 | 146 | 146 |  |  | -11.2884 | 146 | -0.1902 | -27.7689
11693 | KMICHIST3_G | 3 | North | YES | -0.077318 | 312 | 60 | 312 | 0 | 1.026 | CC | -1 | 0.1902 | 312 | 312 |  |  | -24.1232 | 312 | -0.1902 | -59.3417
11694 | KMICHICT4_G | 4 | North | YES | -0.077318 | 144 | 80 | 144 | 0 | 1.026 | CC | -1 | 0.1902 | 144 | 144 |  |  | -11.1338 | 144 | -0.1902 | -27.3885
11695 | KMICHICT5_G | 5 | North | YES | -0.077318 | 148 | 80 | 148 | 0 | 1.026 | CC | -1 | 0.1902 | 148 | 148 |  |  | -11.4431 | 148 | -0.1902 | -28.1493
11696 | KMICHIST6_G | 6 | North | YES | -0.077318 | 310 | 60 | 310 | 0 | 1.026 | CC | -1 | 0.1902 | 310 | 310 |  |  | -23.9686 | 310 | -0.1902 | -58.9613
1678 | LAMARPWR_1G | 1 | North | YES | -0.077176 | 160 | 67.7 | 160 | 0 | 1.038 | CC | -1 | 0.19006 | 160 | 160 |  |  | -12.3482 | 160 | -0.19006 | -30.4089
1679 | LAMARPWR_2G | 2 | North | YES | -0.077176 | 156 | 67.7 | 156 | 0 | 1.038 | CC | -1 | 0.19006 | 156 | 156 |  |  | -12.0395 | 156 | -0.19006 | -29.6487
1680 | LAMARPWR_3G | 3 | North | YES | -0.077176 | 196 | 129.1 | 196 | 0 | 1.038 | CC | -1 | 0.19006 | 196 | 196 |  |  | -15.1265 | 196 | -0.19006 | -37.251
1681 | LAMARPWR_4G | 4 | North | YES | -0.077176 | 156 | 67.7 | 156 | 0 | 1.038 | CC | -1 | 0.19006 | 156 | 156 |  |  | -12.0395 | 156 | -0.19006 | -29.6487
1682 | LAMARPWR_5G | 5 | North | YES | -0.077176 | 157 | 67.7 | 157 | 0 | 1.038 | CC | -1 | 0.19006 | 157 | 157 |  |  | -12.1166 | 157 | -0.19006 | -29.8388
1683 | LAMARPWR_6G | 6 | North | YES | -0.077176 | 198 | 129.1 | 198 | 0 | 1.038 | CC | -1 | 0.19006 | 198 | 198 |  |  | -15.2808 | 198 | -0.19006 | -37.6311
1675 | PEC_1G | 1 | North | YES | -0.077063 | 76.7 | 35 | 76.7 | 0 | 1.022 | Cogen | -1 | 0.18994 | 0 | 0 |  |  | 0 | 0 | -0.18994 | 0
1676 | PEC_2G | 2 | North | YES | -0.077063 | 79.6 | 35 | 79.6 | 0 | 1.022 | Cogen | -1 | 0.18994 | 0 | 0 |  |  | 0 | 0 | -0.18994 | 0
1677 | PEC_3G | 3 | North | YES | -0.077063 | 88.4 | 35 | 88.4 | 0 | 1.022 | Cogen | -1 | 0.18994 | 0 | 0 |  |  | 0 | 0 | -0.18994 | 0
1438 | MESQUITW_2G | 1 | North | YES | -0.077027 | 23.6 | 0 | 236 |  | 1.017 | Wind | -1 | 0.18991 | 0 | 236 |  |  | 0 | 0 | -0.18991 | 0
1437 | MESQUITW_1G | 1 | North | YES | -0.077024 | 40 | 0 | 400 | 0 | 1.023 | Wind | -1 | 0.1899 | 0 | 400 |  |  | 0 | 0 | -0.1899 | 0
1701 | MOSES_1G | 1 | North | YES | -0.076935 | 558 | 175 | 558 | 0 | 1.023 | LIGCO | -1 | 0.18981 | 0 | 558 |  |  | 0 | 0 | -0.18981 | 0
1702 | MOSES_2G | 2 | North | YES | -0.076935 | 579 | 175 | 579 | 0 | 1.023 | LIGCO | -1 | 0.18981 | 0 | 579 |  |  | 0 | 0 | -0.18981 | 0
1703 | MOSES_3G | 3 | North | YES | -0.076935 | 808 | 463 | 808 | 0 | 1.023 | LIGCO | -1 | 0.18981 | 0 | 808 |  |  | 0 | 0 | -0.18981 | 0
5925 | DCEAST | EQ | North | YES | -0.076935 | 400.3 | -600 | 600 | 0 | 1.025 | DCTie | -1 | 0.18981 | 0 | 0 |  |  | 0 | 0 | -0.18981 | 0
60052 | WILDHRS11A | 1 | West | YES | -0.076915 | 25.3 | 0 | 126.5 | 0 | 1.005 | #N/A | -1 | 0.18979 | 126.5 | 126.5 |  |  |  |  | -0.18979 | -24.0091
60053 | WILDHRS21A | 1 | West | YES | -0.076915 | 7.8 | 0 | 39 | 0 | 1.025 | #N/A | -1 | 0.18979 | 39 | 39 |  |  |  |  | -0.18979 | -7.402
842 | OLINGER_G1 | 1 | North | YES | -0.076722 | 55.4 | 20 | 79 | 0 | 1.03 | GST | -1 | 0.1896 | 79 | 79 |  |  | -6.061 | 79 | -0.1896 | -14.9785
843 | OLINGER_G2 | 1 | North | YES | -0.076722 | 76.2 | 25 | 110 | 0 | 1.03 | GST | -1 | 0.1896 | 110 | 110 |  |  | -8.4394 | 110 | -0.1896 | -20.8562
844 | OLINGER_G3 | 1 | North | YES | -0.076722 | 103.9 | 45 | 150 | 0 | 1.03 | GST | -1 | 0.1896 | 150 | 150 |  |  | -11.5083 | 150 | -0.1896 | -28.4403
845 | OLINGER_G4 | 1 | North | YES | -0.076722 | 51.9 | 0 | 76 | 0 | 1.03 | GGT | -1 | 0.1896 | 76 | 76 |  |  | -5.8309 | 76 | -0.1896 | -14.4097
837 | NEWMAN_G5 | 1 | North | YES | -0.076711 | 0 | 15 | 40 |  | 1.01 | GST | -1 | 0.18959 | 40 | 40 |  |  | -3.0684 | 40 | -0.18959 | -7.5836
948 | STEAM1 | 1 | North | YES | -0.076506 | 0 | 12 | 20 |  | 1.02 | GST | -1 | 0.18939 | 20 | 20 |  |  | -1.5301 | 20 | -0.18939 | -3.7877
949 | STEAM2 | 1 | North | YES | -0.076506 | 26 | 8 | 26 | 0 | 0.99 | GST | -1 | 0.18939 | 26 | 26 |  |  | -1.9892 | 26 | -0.18939 | -4.924
950 | STEAM3 | 1 | North | YES | -0.076506 | 41 | 13 | 42 | 0 | 1.02 | GST | -1 | 0.18939 | 42 | 42 |  |  | -3.2133 | 42 | -0.18939 | -7.9542
12440 | PARKD_1SVC8 | 1 | North | YES | -0.076389 | 0 | 0 | 0 | 0 | 1.007 | GST | -1 | 0.18927 | 0 | 0 |  |  | 0 | 0 | -0.18927 | 0
12449 | PARKD_2SVC8 | 1 | North | YES | -0.076389 | 0 | 0 | 0 | 0 | 1.007 | GST | -1 | 0.18927 | 0 | 0 |  |  | 0 | 0 | -0.18927 | 0
60081 | WHRLWIND1A | 1 | West | YES | -0.076303 | 12 | 0 | 60 | 0 | 1.03 | Wind | -1 | 0.18918 | 0 | 60 |  |  |  |  | -0.18918 | 0
2451 | LKHB1_G | 1 | North | YES | -0.076184 | 0 | 80 | 391 |  | 1.022 | GST | -1 | 0.18906 | 391 | 391 |  |  | -29.7879 | 391 | -0.18906 | -73.924
2452 | LKHB2_G | 2 | North | YES | -0.076184 | 516 | 80 | 516 | 0 | 1.022 | GST | -1 | 0.18906 | 516 | 516 |  |  | -39.3109 | 516 | -0.18906 | -97.557
3126 | TRINIDAD_6G | 1 | North | YES | -0.076023 | 179.2 | 46 | 224 | 0 | 1 | GST | -1 | 0.1889 | 224 | 224 |  |  | -17.0292 | 224 | -0.1889 | -42.3142
6144 | MCADOO1A | 1 | West | YES | -0.075376 | 15 | 0 | 150 | 0 | 1.025 | Wind | -1 | 0.18826 | 0 | 150 |  |  |  |  | -0.18826 | 0
1416 | SWETWATR_1G | 1 | West | YES | -0.075258 | 30 | 18 | 30 | 0 | 1.026 | CC | -1 | 0.18814 | 30 | 30 |  |  |  |  | -0.18814 | -5.6441
1417 | SWETWATR_2G | 2 | West | YES | -0.075258 | 72 | 36 | 72 | 0 | 1.026 | CC | -1 | 0.18814 | 72 | 72 |  |  |  |  | -0.18814 | -13.5459
1418 | SWETWATR_3G | 3 | West | YES | -0.075258 | 68 | 36 | 68 | 0 | 1.026 | CC | -1 | 0.18814 | 68 | 68 |  |  |  |  | -0.18814 | -12.7934
1419 | SWETWATR_4G | 4 | West | YES | -0.075258 | 61 | 36 | 61 | 0 | 1.026 | CC | -1 | 0.18814 | 61 | 61 |  |  |  |  | -0.18814 | -11.4764
12411 | FPLEFR1A_G | 1 | North | YES | -0.075153 | 161 | 72 | 161 | 0 | 1 | CC | -1 | 0.18803 | 161 | 161 |  |  | -12.0996 | 161 | -0.18803 | -30.2733
12412 | FPLEFR1B_G | 2 | North | YES | -0.075153 | 164 | 72 | 164 | 0 | 1 | CC | -1 | 0.18803 | 164 | 164 |  |  | -12.3251 | 164 | -0.18803 | -30.8374
12413 | FPLEFR1C_G | 3 | North | YES | -0.075153 | 164 | 72 | 164 | 0 | 1 | CC | -1 | 0.18803 | 164 | 164 |  |  | -12.3251 | 164 | -0.18803 | -30.8374
12414 | FPLEFR1S_G | 4 | North | YES | -0.075153 | 414 | 191 | 414 | 0 | 1 | CC | -1 | 0.18803 | 414 | 414 |  |  | -31.1133 | 414 | -0.18803 | -77.8456
12421 | FPLEFR2A_G | 1 | North | YES | -0.075153 | 162 | 72 | 162 | 0 | 1 | CC | -1 | 0.18803 | 162 | 162 |  |  | -12.1748 | 162 | -0.18803 | -30.4613
12422 | FPLEFR2B_G | 2 | North | YES | -0.075153 | 161 | 72 | 161 | 0 | 1 | CC | -1 | 0.18803 | 161 | 161 |  |  | -12.0996 | 161 | -0.18803 | -30.2733
12423 | FPLEFR2C_G | 3 | North | YES | -0.075153 | 163 | 72 | 163 | 0 | 1 | CC | -1 | 0.18803 | 163 | 163 |  |  | -12.2499 | 163 | -0.18803 | -30.6494
12424 | FPLEFR2S_G | 4 | North | YES | -0.075153 | 415 | 191 | 415 | 0 | 1 | CC | -1 | 0.18803 | 415 | 415 |  |  | -31.1885 | 415 | -0.18803 | -78.0336
1343 | TRENTIPP_8 | 1 | West | YES | -0.0751 | 30 | 0 | 150 |  | 1.014 | Wind | -1 | 0.18798 | 0 | 150 |  |  |  |  | -0.18798 | 0
1354 | AEPWIND_8 | 1 | West | YES | -0.0751 | 20.2 | 0 | 101 |  | 1 | Wind | -1 | 0.18798 | 0 | 101 |  |  |  |  | -0.18798 | 0
71051 | L_BITTCR1_1N | W1 | West | YES | -0.07491 | 7.5 | 0 | 37.5 |  | 1.02 | Wind | -1 | 0.18779 | 0 | 37.5 |  |  |  |  | -0.18779 | 0
71054 | L_SWEETW1_1N | W1 | West | YES | -0.07491 | 21.5 | 0 | 107.5 |  | 1.02 | Wind | -1 | 0.18779 | 0 | 107.5 |  |  |  |  | -0.18779 | 0
71057 | L_SWEETW1_2N | W1 | West | YES | -0.07491 | 27 | 0 | 135 |  | 1.02 | Wind | -1 | 0.18779 | 0 | 135 |  |  |  |  | -0.18779 | 0
71059 | L_SWEETW1_3N | W1 | West | YES | -0.07491 | 23.8 | 0 | 119 | 0 | 1.02 | Wind | -1 | 0.18779 | 0 | 119 |  |  |  |  | -0.18779 | 0
71060 | L_SWEETW1_4N | W1 | West | YES | -0.07491 | 21 | 0 | 105 | 0 | 1.02 | Wind | -1 | 0.18779 | 0 | 105 |  |  |  |  | -0.18779 | 0
1049 | ROSCOEWI_5 | 1 | West | YES | -0.074852 | 41.8 | 0 | 209 |  | 1.01 | #N/A | -1 | 0.18773 | 209 | 209 |  |  |  |  | -0.18773 | -39.236
1057 | ROSCOEWI_5 | 2 | West | YES | -0.074852 | 25.3 | 0 | 126.5 |  | 1.01 | #N/A | -1 | 0.18773 | 126.5 | 126.5 |  |  |  |  | -0.18773 | -23.7481
1060 | ROSCOEWI_5 | 3 | West | YES | -0.074852 | 39.4 | 0 | 197 | 0 | 1.01 | #N/A | -1 | 0.18773 | 197 | 197 |  |  |  |  | -0.18773 | -36.9832
1072 | ROSCOEWI_5 | 4 | West | YES | -0.074852 | 63.6 | 0 | 318 | 0 | 1.01 | #N/A | -1 | 0.18773 | 318 | 318 |  |  |  |  | -0.18773 | -59.6987
60057 | CALLAHAN1A | 1 | West | YES | -0.074781 | 22.8 | 0 | 114 | 0 | 1.04 | Wind | -1 | 0.18766 | 0 | 114 |  |  |  |  | -0.18766 | 0
36998 | RDCNYNG1 | 1 | West | YES | -0.074487 | 16.8 | 0 | 84 |  | 1.01 | Wind | -1 | 0.18737 | 0 | 84 |  |  |  |  | -0.18737 | 0
1061 | CIELOGEN_1G | 1 | West | YES | -0.074285 | 19.8 | 0 | 99 |  | 1 | Wind | -1 | 0.18716 | 0 | 99 |  |  |  |  | -0.18716 | 0
1062 | CIELOGEN_2G | 1 | West | YES | -0.074285 | 12.2 | 0 | 61 |  | 1 | Wind | -1 | 0.18716 | 0 | 61 |  |  |  |  | -0.18716 | 0
1069 | KINDERMG_1G | 1 | West | YES | -0.074285 | 25 | 5 | 25 | 0 | 1.017 | Cogen | -1 | 0.18716 | 0 | 0 |  |  |  |  | -0.18716 | 0
1070 | KINDERMG_2G | 1 | West | YES | -0.074285 | 45.7 | 12 | 45.7 | 0 | 1.017 | Cogen | -1 | 0.18716 | 0 | 0 |  |  |  |  | -0.18716 | 0
1071 | KINDERMG_3G | 1 | West | YES | -0.074285 | 45.7 | 12 | 45.7 | 0 | 1.017 | Cogen | -1 | 0.18716 | 0 | 0 |  |  |  |  | -0.18716 | 0
1068 | SCURRYCW_1G | 1 | West | YES | -0.074274 | 28.2 | 1.3 | 141 |  | 1.01 | Wind | -1 | 0.18715 | 0 | 141 |  |  |  |  | -0.18715 | 0
1073 | SCURRYCW_2G | 2 | West | YES | -0.074274 | 24 | 0 | 120 | 0 | 1.017 | Wind | -1 | 0.18715 | 0 | 120 |  |  |  |  | -0.18715 | 0
6637 | SNYDERW1A | 1 | West | YES | -0.074214 | 12.6 | 0 | 63 | 0 | 1.025 | Wind | -1 | 0.18709 | 0 | 63 |  |  |  |  | -0.18709 | 0
60058 | BUFF_GAP1A | 1 | West | YES | -0.074139 | 24 | 0 | 120 |  | 1 | Wind | -1 | 0.18702 | 0 | 120 |  |  |  |  | -0.18702 | 0
60060 | CIRELLO | 1 | West | YES | -0.074139 | 46.6 | 0 | 233 | 0 | 1 | Wind | -1 | 0.18702 | 0 | 233 |  |  |  |  | -0.18702 | 0
60063 | BUFF_GAP1B | 1 | West | YES | -0.074139 | 34 | 0 | 170.2 | 0 | 1.02 | Wind | -1 | 0.18702 | 0 | 170.2 |  |  |  |  | -0.18702 | 0
60066 | H_HOLLOW1A | 1 | West | YES | -0.074139 | 44.4 | 0 | 222 | 0 | 1.005 | Wind | -1 | 0.18702 | 0 | 222 |  |  |  |  | -0.18702 | 0
60068 | HHOLLOW21A | 1 | West | YES | -0.074139 | 36.8 | 0 | 184 | 0 | 1.025 | Wind | -1 | 0.18702 | 0 | 184 |  |  |  |  | -0.18702 | 0
60070 | HHOLLOW31A | 1 | West | YES | -0.074139 | 44.8 | 0 | 224 | 0 | 1.025 | Wind | -1 | 0.18702 | 0 | 224 |  |  |  |  | -0.18702 | 0
60072 | HHOLLOW41A | 1 | West | YES | -0.074139 | 23 | 0 | 115 | 0 | 1.025 | Wind | -1 | 0.18702 | 0 | 115 |  |  |  |  | -0.18702 | 0
1037 | MORGAN5G_5G | 5 | West | YES | -0.074084 | 109.6 | 40 | 137 | 0 | 1.029 | GST | -1 | 0.18696 | 137 | 137 |  |  |  |  | -0.18696 | -25.6141
1039 | MRGNAG_1G | A | West | YES | -0.074084 | 69 | 69 | 69 | 0 | 1.029 | GGT | -1 | 0.18696 | 69 | 69 |  |  |  |  | -0.18696 | -12.9005
1040 | MRGNBG_2G | B | West | YES | -0.074084 | 70 | 70 | 71 | 0 | 1.029 | GGT | -1 | 0.18696 | 71 | 71 |  |  |  |  | -0.18696 | -13.2744
1041 | MRGNCG_3G | C | West | YES | -0.074084 | 69 | 69 | 70 | 0 | 1.029 | GGT | -1 | 0.18696 | 70 | 70 |  |  |  |  | -0.18696 | -13.0875
1042 | MRGNDG_4G | D | West | YES | -0.074084 | 68 | 68 | 68 | 0 | 1.029 | GGT | -1 | 0.18696 | 68 | 68 |  |  |  |  | -0.18696 | -12.7135
1043 | MRGNEG_5G | E | West | YES | -0.074084 | 68 | 68 | 70 | 0 | 1.029 | GGT | -1 | 0.18696 | 70 | 70 |  |  |  |  | -0.18696 | -13.0875
1044 | MRGNFG_6G | F | West | YES | -0.074084 | 66 | 66 | 66 | 0 | 1.029 | GGT | -1 | 0.18696 | 66 | 66 |  |  |  |  | -0.18696 | -12.3396
1301 | BULLCREK_8 | 1 | West | YES | -0.074027 | 36 | 0 | 180 | 0 | 1.017 | #N/A | -1 | 0.18691 | 180 | 180 |  |  |  |  | -0.18691 | -33.6432
1058 | LONGSHORE_5 | 1 | West | YES | -0.07386 | 30 | 0 | 150 |  | 1.01 | Wind | -1 | 0.18674 | 0 | 150 |  |  |  |  | -0.18674 | 0
1058 | LONGSHORE_5 | 2 | West | YES | -0.07386 | 44 | 0 | 220 |  | 1.01 | Wind | -1 | 0.18674 | 0 | 220 |  |  |  |  | -0.18674 | 0
1058 | LONGSHORE_5 | 3 | West | YES | -0.07386 | 23.4 | 0 | 117 |  | 1.01 | Wind | -1 | 0.18674 | 0 | 117 |  |  |  |  | -0.18674 | 0
1302 | COYOTEWG_8 | 1 | West | YES | -0.073738 | 45 | 0 | 225 |  | 1.01 | #N/A | -1 | 0.18662 | 225 | 225 |  |  |  |  | -0.18662 | -41.989
1045 | CALENG1G_1G | 1 | West | YES | -0.073679 | 73.4 | 27 | 73.4 | 0 | 1.014 | Cogen | -1 | 0.18656 | 0 | 0 |  |  |  |  | -0.18656 | 0
1046 | CALENG2G_2G | 2 | West | YES | -0.073679 | 73.4 | 27 | 73.4 | 0 | 1.014 | Cogen | -1 | 0.18656 | 0 | 0 |  |  |  |  | -0.18656 | 0
1047 | CALENG3G_3G | 3 | West | YES | -0.073679 | 70.4 | 27 | 70.4 | 0 | 1.014 | Cogen | -1 | 0.18656 | 0 | 0 |  |  |  |  | -0.18656 | 0
1360 | GUNSIGHT_8 | 1 | West | YES | -0.073604 | 24 | 0 | 120 | 0 | 1.01 | Wind | -1 | 0.18648 | 0 | 120 |  |  |  |  | -0.18648 | 0
1327 | WILDHRSE_1G | 1 | West | YES | -0.073579 | 24 | 0 | 120 |  | 1 | Wind | -1 | 0.18646 | 0 | 120 |  |  |  |  | -0.18646 | 0
6407 | TURKTRAK1A | 1 | West | YES | -0.073512 | 33.9 | 0 | 169.5 | 0 | 1.025 | Wind | -1 | 0.18639 | 0 | 169.5 |  |  |  |  | -0.18639 | 0
1170 | AIRLAMESA_1G | 1 | West | YES | -0.073336 | 0 | 0 | 180 |  | 1 | #N/A | -1 | 0.18622 | 180 | 180 |  |  |  |  | -0.18622 | -33.5189
1320 | BSP 1 | 1 | West | YES | -0.073151 | 25.5 | 2.9 | 25.8 | 0 | 1 | Cogen | -1 | 0.18603 | 0 | 0 |  |  |  |  | -0.18603 | 0
1333 | MCDDONAL_8 | 1 | West | YES | -0.073094 | 42.8 | 0 | 214.2 |  | 1.01 | Wind | -1 | 0.18597 | 0 | 214.2 |  |  |  |  | -0.18597 | 0
1326 | STANTONW_8 | 1 | West | YES | -0.072975 | 20.1 | 0 | 100.5 |  | 1.01 | Wind | -1 | 0.18585 | 0 | 100.5 |  |  |  |  | -0.18585 | 0
1328 | OCOTILLO_1G | 1 | West | YES | -0.072933 | 11.6 | 0 | 58 |  | 1.01 | Wind | -1 | 0.18581 | 0 | 58 |  |  |  |  | -0.18581 | 0
11001 | NAV1CT | 1 | West | YES | -0.07289 | 70.4 | 18 | 70.4 | 0 | 1.029 | CC | -1 | 0.18577 | 70.4 | 70.4 |  |  |  |  | -0.18577 | -13.0782
11009 | NAV2CT | 1 | West | YES | -0.07289 | 71.4 | 18 | 71.4 | 0 | 1.029 | CC | -1 | 0.18577 | 71.4 | 71.4 |  |  |  |  | -0.18577 | -13.264
11011 | NAV3ST | 1 | West | YES | -0.07289 | 92.8 | 40 | 92.8 | 0 | 1.029 | CC | -1 | 0.18577 | 92.8 | 92.8 |  |  |  |  | -0.18577 | -17.2394
11012 | NAV4CT | 1 | West | YES | -0.07289 | 80 | 18 | 80 | 0 | 1.029 | CC | -1 | 0.18577 | 80 | 80 |  |  |  |  | -0.18577 | -14.8616
11013 | NAV5CT | 1 | West | YES | -0.07289 | 80 | 18 | 80 | 0 | 1.029 | CC | -1 | 0.18577 | 80 | 80 |  |  |  |  | -0.18577 | -14.8616
11014 | NAV6ST | 1 | West | YES | -0.07289 | 115 | 40 | 115 | 0 | 1.029 | CC | -1 | 0.18577 | 115 | 115 |  |  |  |  | -0.18577 | -21.3635
11020 | TIEHVSG_1G | 1 | West | YES | -0.072877 | 208.2 | 63 | 208.2 | 0 | 1.012 | CC | -1 | 0.18576 | 208.2 | 208.2 |  |  |  |  | -0.18576 | -38.6746
11021 | TIEHVCG_1G | 1 | West | YES | -0.072877 | 142.1 | 103 | 142.1 | 0 | 1.012 | CC | -1 | 0.18576 | 142.1 | 142.1 |  |  |  |  | -0.18576 | -26.3961
11022 | TIEHVCG_2G | 1 | West | YES | -0.072877 | 132.4 | 103 | 132.4 | 0 | 1.012 | CC | -1 | 0.18576 | 132.4 | 132.4 |  |  |  |  | -0.18576 | -24.5942
11023 | TIEHVCG_3G | 1 | West | YES | -0.072877 | 137.4 | 103 | 137.4 | 0 | 1.012 | CC | -1 | 0.18576 | 137.4 | 137.4 |  |  |  |  | -0.18576 | -25.523
11024 | TIEHVCG_4G | 1 | West | YES | -0.072877 | 147 | 103 | 147 | 0 | 1.012 | CC | -1 | 0.18576 | 147 | 147 |  |  |  |  | -0.18576 | -27.3063
11025 | TIEHVSG_2G | 1 | West | YES | -0.072877 | 213.2 | 63 | 213.2 | 0 | 1.012 | CC | -1 | 0.18576 | 213.2 | 213.2 |  |  |  |  | -0.18576 | -39.6034
76031 | L_GASCCR1_1N | W1 | West | YES | -0.072669 | 30 | 0 | 150 | 0 | 1.02 | Wind | -1 | 0.18555 | 0 | 150 |  |  |  |  | -0.18555 | 0
76091 | L_DIVIDE1_1N | W1 | West | YES | -0.072386 | 110 | 0 | 550 | 0 | 1.02 | Wind | -1 | 0.18527 | 0 | 550 |  |  |  |  | -0.18527 | 0
1349 | WESTXWIN_1G | 1 | West | YES | -0.072156 | 1.3 | 0 | 6.6 |  | 1.014 | Wind | -1 | 0.18504 | 0 | 6.6 |  |  |  |  | -0.18504 | 0
1350 | NWPWRG1_1G | 1 | West | YES | -0.072156 | 6.9 | 1 | 34.3 |  | 1.014 | Wind | -1 | 0.18504 | 0 | 34.3 |  |  |  |  | -0.18504 | 0
1146 | NOTREES_1G | 1 | West | YES | -0.072112 | 29.8 | 0 | 149 | 0 | 1.017 | #N/A | -1 | 0.18499 | 149 | 149 |  |  |  |  | -0.18499 | -27.5638
7038 | L_DELAWA1_1Y | 1 | West | YES | -0.071975 | 3.5 | 0 | 35 | 0 | 1 | Wind | -1 | 0.18485 | 0 | 35 |  |  |  |  | -0.18485 | 0
7038 | L_DELAWA1_1Y | 2 | West | YES | -0.071975 | 3 | 0 | 30 | 0 | 1 | Wind | -1 | 0.18485 | 0 | 30 |  |  |  |  | -0.18485 | 0
1002 | PBCTAGE_1G | A | West | YES | -0.071904 | 64 | 64 | 66 | 0 | 1.036 | GGT | -1 | 0.18478 | 66 | 66 |  |  |  |  | -0.18478 | -12.1957
1003 | PBCTBGE_2G | B | West | YES | -0.071904 | 65 | 65 | 66 | 0 | 1.036 | GGT | -1 | 0.18478 | 66 | 66 |  |  |  |  | -0.18478 | -12.1957
1004 | PBCTCGE_3G | C | West | YES | -0.071904 | 62 | 62 | 67 | 0 | 1.036 | GGT | -1 | 0.18478 | 67 | 67 |  |  |  |  | -0.18478 | -12.3805
1005 | PBCTDGE_4G | D | West | YES | -0.071904 | 65 | 65 | 68 | 0 | 1.036 | GGT | -1 | 0.18478 | 68 | 68 |  |  |  |  | -0.18478 | -12.5653
1006 | PBCTEGE_5G | E | West | YES | -0.071904 | 65 | 65 | 67 | 0 | 1.036 | GGT | -1 | 0.18478 | 67 | 67 |  |  |  |  | -0.18478 | -12.3805
1007 | PB5GEN_6G | 5 | West | YES | -0.071904 | 91.2 | 40 | 114 | 0 | 1.036 | GST | -1 | 0.18478 | 114 | 114 |  |  |  |  | -0.18478 | -21.0654
1008 | PB6GEN_7G | 6 | West | YES | -0.071904 | 515 | 130 | 515 | 0 | 1.036 | GST | -1 | 0.18478 | 515 | 515 |  |  |  |  | -0.18478 | -95.1637
3097 | MARTLAKE_1G | 1 | North | YES | -0.070016 | 790 | 500 | 790 | 0 | 1.017 | LIGCO | -1 | 0.1829 | 0 | 790 |  |  | 0 | 0 | -0.1829 | 0
3098 | MARTLAKE_2G | 2 | North | YES | -0.070016 | 795 | 461 | 795 | 0 | 1.017 | LIGCO | -1 | 0.1829 | 0 | 795 |  |  | 0 | 0 | -0.1829 | 0
3099 | MARTLAKE_3G | 3 | North | YES | -0.070016 | 804 | 500 | 804 | 0 | 1.017 | LIGCO | -1 | 0.1829 | 0 | 804 |  |  | 0 | 0 | -0.1829 | 0
13116 | TGATEWAY_1G | 1 | North | YES | -0.069273 | 151 | 30 | 151 | 0 | 1.0232 | CC | -1 | 0.18215 | 151 | 151 |  |  | -10.4602 | 151 | -0.18215 | -27.5051
13117 | TGATEWAY_2G | 2 | North | YES | -0.069273 | 130 | 30 | 130 | 0 | 1.0232 | CC | -1 | 0.18215 | 130 | 130 |  |  | -9.0055 | 130 | -0.18215 | -23.6799
13118 | TGATEWAY_3G | 3 | North | YES | -0.069273 | 148 | 30 | 148 | 0 | 1.0232 | CC | -1 | 0.18215 | 148 | 148 |  |  | -10.2524 | 148 | -0.18215 | -26.9586
13119 | TGATEWAY_4G | 4 | North | YES | -0.069273 | 399 | 65 | 399 | 0 | 1.0232 | CC | -1 | 0.18215 | 399 | 399 |  |  | -27.6399 | 399 | -0.18215 | -72.679
3348 | CHAMPION_1G | MB | North | YES | -0.068552 | 0 | 42 | 42 |  | 1 | Cogen | -1 | 0.18143 | 0 | 0 |  |  | 0 | 0 | -0.18143 | 0
3113 | LUFKINWB_1G | 1 | North | YES | -0.068475 | 0 | 0 | 50 |  | 1.01 | #N/A | -1 | 0.18135 | 50 | 50 |  |  | -3.4238 | 50 | -0.18135 | -9.0677
3107 | STRYKER_1G | 1 | North | YES | -0.068267 | 145.6 | 45 | 182 | 0 | 1.029 | GST | -1 | 0.18115 | 182 | 182 |  |  | -12.4246 | 182 | -0.18115 | -32.9687
3108 | STRYKER_2G | 2 | North | YES | -0.068267 | 484 | 75 | 484 | 0 | 1.029 | GST | -1 | 0.18115 | 484 | 484 |  |  | -33.0412 | 484 | -0.18115 | -87.6751
60007 | KING_SW1A | 1 | West | YES | -0.065356 | 20 | 0 | 80 |  | 1.03 | Wind | -1 | 0.17824 | 0 | 80 |  |  |  |  | -0.17824 | 0
60019 | KING_NW1A | 1 | West | YES | -0.065356 | 20 | 0 | 80 |  | 1.03 | Wind | -1 | 0.17824 | 0 | 80 |  |  |  |  | -0.17824 | 0
60201 | RIO DRCS | F | West | YES | -0.064819 | 0 | 0 | 0 | 0 | 1.025 | AVR | -1 | 0.1777 | 0 | 0 |  |  |  |  | -0.1777 | 0
60016 | WOODWRD11A | 1 | West | YES | -0.064771 | 20 | 0 | 80 |  | 1.033 | Wind | -1 | 0.17765 | 0 | 80 |  |  |  |  | -0.17765 | 0
38332 | TNWDWRDU2_8 | 1 | West | YES | -0.064756 | 20 | 0 | 80 | 0 | 1.0232 | Wind | -1 | 0.17764 | 0 | 80 |  |  |  |  | -0.17764 | 0
38437 | TNSRBNMESA9 | 1 | West | YES | -0.064708 | 37.5 | 0 | 150 |  | 1.02 | Wind | -1 | 0.17759 | 0 | 150 |  |  |  |  | -0.17759 | 0
6016 | SWMESA | 1 | West | YES | -0.064484 | 18.8 | 0 | 75 |  | 1.03 | Wind | -1 | 0.17736 | 0 | 75 |  |  |  |  | -0.17736 | 0
60003 | KING_NE1A | 1 | West | YES | -0.064484 | 20 | 0 | 80 |  | 1.03 | Wind | -1 | 0.17736 | 0 | 80 |  |  |  |  | -0.17736 | 0
60005 | KING_SE1A | 1 | West | YES | -0.064484 | 10 | 0 | 40 |  | 1.035 | Wind | -1 | 0.17736 | 0 | 40 |  |  |  |  | -0.17736 | 0
60000 | DSKY2 | 1 | West | YES | -0.063606 | 19.1 | 0 | 76.5 |  | 1.039 | Wind | -1 | 0.17649 | 0 | 76.5 |  |  |  |  | -0.17649 | 0
60017 | ORNNWP1 | 1 | West | YES | -0.063119 | 20 | 0 | 80 |  | 1.027 | Wind | -1 | 0.176 | 0 | 80 |  |  |  |  | -0.176 | 0
60018 | DSKY1 | 1 | West | YES | -0.062588 | 21 | 0 | 84 | 0 | 1.023 | Wind | -1 | 0.17547 | 0 | 84 |  |  |  |  | -0.17547 | 0
13134 | CALFREST_4G | 4 | North | YES | -0.060923 | 151.5 | 40 | 151.5 | 0 | 1.031 | CC | -1 | 0.1738 | 151.5 | 151.5 |  |  | -9.2298 | 151.5 | -0.1738 | -26.3311
13135 | CALFREST_5G | 5 | North | YES | -0.060923 | 152.3 | 57 | 152.3 | 0 | 1.031 | CC | -1 | 0.1738 | 152.3 | 152.3 |  |  | -9.2786 | 152.3 | -0.1738 | -26.4702
13136 | CALFREST_6G | 6 | North | YES | -0.060923 | 177.5 | 40 | 177.5 | 0 | 1.031 | CC | -1 | 0.1738 | 177.5 | 177.5 |  |  | -10.8138 | 177.5 | -0.1738 | -30.85
13131 | CALFREST_1G | 1 | North | YES | -0.06056 | 150.7 | 40 | 150.7 | 0 | 1.031 | CC | -1 | 0.17344 | 150.7 | 150.7 |  |  | -9.1264 | 150.7 | -0.17344 | -26.1374
13132 | CALFREST_2G | 2 | North | YES | -0.06056 | 151 | 57 | 151 | 0 | 1.031 | CC | -1 | 0.17344 | 151 | 151 |  |  | -9.1446 | 151 | -0.17344 | -26.1894
13133 | CALFREST_3G | 3 | North | YES | -0.06056 | 177.4 | 40 | 177.4 | 0 | 1.031 | CC | -1 | 0.17344 | 177.4 | 177.4 |  |  | -10.7433 | 177.4 | -0.17344 | -30.7682
3381 | BBRN_1G | 1 | North | YES | -0.0588 | 618 | 225 | 618 | 0 | 1.03 | LIGCO | -1 | 0.17168 | 0 | 618 |  |  | 0 | 0 | -0.17168 | 0
3382 | BBRN_2G | 2 | North | YES | -0.0588 | 589 | 225 | 589 | 0 | 1.03 | LIGCO | -1 | 0.17168 | 0 | 589 |  |  | 0 | 0 | -0.17168 | 0
60202 | FRNDDRCS | F | West | YES | -0.051917 | 0 | 0 | 0 | 0 | 0.9985 | AVR | -1 | 0.1648 | 0 | 0 |  |  |  |  | -0.1648 | 0
48721 | LEG_1___1 | 1 | North | YES | -0.038975 | 827 | 357 | 827 | 0 | 1.0348 | LIGCO | -1 | 0.15185 | 0 | 827 |  |  | 0 | 0 | -0.15185 | 0
48722 | LEG_2___2 | 2 | North | YES | -0.038975 | 819 | 357 | 819 | 0 | 1.0348 | LIGCO | -1 | 0.15185 | 0 | 819 |  |  | 0 | 0 | -0.15185 | 0
39960 | TNTNPONE_18 | 1 | North | YES | -0.031031 | 152.3 | 30 | 152.3 |  | 1.04 | LIGCO | -1 | 0.14391 | 0 | 152.3 |  |  | 0 | 0 | -0.14391 | 0
39970 | TNTNPONE_28 | 1 | North | YES | -0.031031 | 153 | 30 | 153 |  | 1.04 | LIGCO | -1 | 0.14391 | 0 | 153 |  |  | 0 | 0 | -0.14391 | 0
990 | GIBN_CREK_G1 | 1 | North | YES | -0.010886 | 463 | 200 | 463 | 0 | 1.0275 | LIGCO | -1 | 0.12377 | 0 | 463 |  |  | 0 | 0 | -0.12377 | 0
32886 | BRYN_ATKINS3 | MB | North | YES | -0.00978 | 0 | 5 | 12 |  | 1 | GST | -1 | 0.12266 | 0 | 0 |  |  | 0 | 0 | -0.12266 | 0
32887 | BRYN_ATKINS6 | MB | North | YES | -0.00978 | 0 | 12 | 51 |  | 1.028 | GST | -1 | 0.12266 | 0 | 0 |  |  | 0 | 0 | -0.12266 | 0
32888 | BRYN_ATKINS7 | 1 | North | YES | -0.00978 | 13.6 | 4 | 17 |  | 1.028 | GGT | -1 | 0.12266 | 17 | 17 |  |  | -0.16626 | 17 | -0.12266 | -2.0852
32890 | BRYN_ATKINS4 | MB | North | YES | -0.00978 | 0 | 5 | 22 |  | 1.031 | GST | -1 | 0.12266 | 0 | 0 |  |  | 0 | 0 | -0.12266 | 0
32891 | BRYN_ATKINS5 | MB | North | YES | -0.00978 | 0 | 5 | 25 |  | 1.031 | GST | -1 | 0.12266 | 0 | 0 |  |  | 0 | 0 | -0.12266 | 0
32798 | BRYN_TAMUGEN | 1 | North | YES | -0.00894 | 32 | 0 | 32 |  | 1.02 | GST | -1 | 0.12182 | 32 | 32 |  |  | -0.28608 | 32 | -0.12182 | -3.8982
32883 | BRYN_DNSBY3 | 1 | North | YES | -0.007632 | 0 | 2 | 48 |  | 1.015 | GST | -1 | 0.12051 | 48 | 48 |  |  | -0.36634 | 48 | -0.12051 | -5.7846
32884 | BRYN_DNSBY13 | 1 | North | YES | -0.007632 | 46 | 2 | 46 | 0 | 1.015 | GST | -1 | 0.12051 | 46 | 46 |  |  | -0.35107 | 46 | -0.12051 | -5.5435
32892 | BRYN_DNSBY14 | 1 | North | YES | -0.007632 | 84 | 25 | 105 | 0 | 1.035 | GST | -1 | 0.12051 | 105 | 105 |  |  | -0.80136 | 105 | -0.12051 | -12.6537
48671 | FTR_GT1_5105 | 1 | North | YES | -0.004737 | 154.2 | 0 | 154.2 | 0 | 1.0319 | CC | -1 | 0.11762 | 154.2 | 154.2 |  |  | -0.73045 | 154.2 | -0.11762 | -18.1365
48672 | FTR_GT2_5110 | 2 | North | YES | -0.004737 | 159 | 0 | 159 | 0 | 1.0319 | CC | -1 | 0.11762 | 159 | 159 |  |  | -0.75318 | 159 | -0.11762 | -18.7011
48673 | FTR_GT3_5085 | 3 | North | YES | -0.004737 | 158 | 0 | 158 | 0 | 1.0319 | CC | -1 | 0.11762 | 158 | 158 |  |  | -0.74845 | 158 | -0.11762 | -18.5835
48674 | FTR_CN4_5095 | 4 | North | YES | -0.004737 | 380 | 0 | 380 | 0 | 1.0319 | CC | -1 | 0.11762 | 380 | 380 |  |  | -1.8001 | 380 | -0.11762 | -44.6944
5934 | SI_RAY5 | 5 | South | YES | 0 | 0 | 10 | 15 |  | 1.035 | GST | 1 | 0.082129 | 15 | 15 | 0 | 15 |  |  | 0.082129 | 1.2319
8139 | JOS #1 | MB | South | YES | 0 | 0 | 45 | 255 |  | 1.02 | GST | 1 | 0.082129 | 0 | 0 | 0 | 0 |  |  | 0.082129 | 0
8285 | LAR #1 | MB | South | YES | 0 | 0 | 9 | 32 |  | 1.0497 | GST | 1 | 0.082129 | 0 | 0 | 0 | 0 |  |  | 0.082129 | 0
8287 | LAR #2 | MB | South | YES | 0 | 0 | 9 | 32 |  | 1.04 | GST | 1 | 0.082129 | 0 | 0 | 0 | 0 |  |  | 0.082129 | 0
8288 | LAR #3 | MB | South | YES | 0 | 0 | 25 | 105 |  | 1.04 | GST | 1 | 0.082129 | 0 | 0 | 0 | 0 |  |  | 0.082129 | 0
8388 | BATES0A | MB | South | YES | 0 | 0 | 21 | 71 |  | 1.033 | GST | 1 | 0.082129 | 0 | 0 | 0 | 0 |  |  | 0.082129 | 0
8393 | BATES0B | MB | South | YES | 0 | 0 | 25 | 110 |  | 1.03 | GST | 1 | 0.082129 | 0 | 0 | 0 | 0 |  |  | 0.082129 | 0
8437 | NUECES_B0C | MB | South | YES | 0 | 0 | 7 | 30 |  | 1.03 | GST | 1 | 0.082129 | 0 | 0 | 0 | 0 |  |  | 0.082129 | 0
8438 | NUECES_B0B | MB | South | YES | 0 | 0 | 26 | 169 |  | 1.03 | GST | 1 | 0.082129 | 0 | 0 | 0 | 0 |  |  | 0.082129 | 0
8442 | NUECES_B0A | MB | South | YES | 0 | 0 | 81 | 367 |  | 1.03 | GST | 1 | 0.082129 | 0 | 0 | 0 | 0 |  |  | 0.082129 | 0
39190 | TNSLCGN1__8 | 1 | Houston | YES | 0 | 0 | 10 | 30 |  | 1.03 | Cogen | 1 | 0.082129 | 0 | 0 |  |  |  |  | 0.082129 | 0
48591 | CHE_GT2_5030 | 2 | Houston | YES | 0.025693 | 173 | 50 | 173 | 0 | 1.029 | Cogen | 1 | 0.10782 | 0 | 0 |  |  |  |  | 0.10782 | 0
48811 | CVC_GT3_5045 | 3 | Houston | YES | 0.025693 | 156 | 91.8 | 156 | 0 | 1.029 | Cogen | 1 | 0.10782 | 0 | 0 |  |  |  |  | 0.10782 | 0
48812 | CVC_GT2_5020 | 2 | Houston | YES | 0.025693 | 158 | 91.8 | 158 | 0 | 1.029 | Cogen | 1 | 0.10782 | 0 | 0 |  |  |  |  | 0.10782 | 0
48813 | CVC_GT1_5035 | 1 | Houston | YES | 0.025693 | 160 | 91.8 | 160 | 0 | 1.029 | Cogen | 1 | 0.10782 | 0 | 0 |  |  |  |  | 0.10782 | 0
48814 | CVC_ST5_5040 | 1 | Houston | YES | 0.025693 | 162 | 91.8 | 162 | 0 | 1.029 | Cogen | 1 | 0.10782 | 0 | 0 |  |  |  |  | 0.10782 | 0
48885 | THW_5152 | A | Houston | YES | 0.02906 | 46.4 | 5 | 58 |  | 1.0319 | GGT | 1 | 0.11119 | 58 | 58 |  |  |  |  | 0.11119 | 6.449
48885 | THW_5152 | B | Houston | YES | 0.02906 | 47.2 | 5 | 59 |  | 1.0319 | GGT | 1 | 0.11119 | 59 | 59 |  |  |  |  | 0.11119 | 6.5601
48886 | THW_5354 | D | Houston | YES | 0.02906 | 46.4 | 5 | 58 |  | 1.0319 | GGT | 1 | 0.11119 | 58 | 58 |  |  |  |  | 0.11119 | 6.449
48886 | THW_5354 | C | Houston | YES | 0.02906 | 45.6 | 5 | 57 |  | 1.0319 | GGT | 1 | 0.11119 | 57 | 57 |  |  |  |  | 0.11119 | 6.3378
48887 | THW_5556 | F | Houston | YES | 0.02906 | 45.6 | 5 | 57 |  | 1.0319 | GGT | 1 | 0.11119 | 57 | 57 |  |  |  |  | 0.11119 | 6.3378
48887 | THW_5556 | E | Houston | YES | 0.02906 | 47.2 | 5 | 59 |  | 1.0319 | GGT | 1 | 0.11119 | 59 | 59 |  |  |  |  | 0.11119 | 6.5601
48690 | GBY_GN5_5 | 5 | Houston | YES | 0.029298 | 318.4 | 81 | 398 |  | 1.0362 | GSC | 1 | 0.11143 | 398 | 398 |  |  |  |  | 0.11143 | 44.3479
48595 | BTE_GT2_8075 | 1 | Houston | YES | 0.029462 | 162.8 | 130 | 162.8 | 0 | 1.0261 | CC | 1 | 0.11159 | 162.8 | 162.8 |  |  |  |  | 0.11159 | 18.167
48596 | BTE_GT3_8045 | 2 | Houston | YES | 0.029462 | 161.4 | 130 | 161.4 | 0 | 1.0261 | CC | 1 | 0.11159 | 161.4 | 161.4 |  |  |  |  | 0.11159 | 18.0108
48597 | BTE_GT4_8055 | 3 | Houston | YES | 0.029462 | 158.9 | 130 | 158.9 | 0 | 1.0261 | CC | 1 | 0.11159 | 158.9 | 158.9 |  |  |  |  | 0.11159 | 17.7318
48598 | BTE_ST1_8070 | 4 | Houston | YES | 0.029462 | 269.2 | 60 | 269.2 | 0 | 1.0261 | CC | 1 | 0.11159 | 269.2 | 269.2 |  |  |  |  | 0.11159 | 30.0403
48583 | CBY_GT4_1 | 1 | Houston | YES | 0.030013 | 172 | 0 | 172 | 0 | 1.026 | GSC | 1 | 0.11214 | 172 | 172 |  |  |  |  | 0.11214 | 19.2884
48584 | CBY_GT4_2 | 2 | Houston | YES | 0.030013 | 172 | 0 | 172 | 0 | 1.026 | CC | 1 | 0.11214 | 172 | 172 |  |  |  |  | 0.11214 | 19.2884
48585 | CBY_ST4_1 | 3 | Houston | YES | 0.030013 | 172 | 0 | 172 | 0 | 1.026 | CC | 1 | 0.11214 | 172 | 172 |  |  |  |  | 0.11214 | 19.2884
48815 | CVC_GT4_8005 | 4 | Houston | YES | 0.030118 | 165 | 91.8 | 165 |  | 1.0362 | Cogen | 1 | 0.11225 | 0 | 0 |  |  |  |  | 0.11225 | 0
48581 | CBY_GN1_1 | 1 | Houston | YES | 0.030259 | 595.2 | 108 | 744 | 0 | 1.0435 | GSC | 1 | 0.11239 | 744 | 744 |  |  |  |  | 0.11239 | 83.6166
48791 | PSA_GT1_8160 | 1 | Houston | YES | 0.030293 | 52 | 20.8 | 65 | 0 | 1.0362 | Cogen | 1 | 0.11242 | 0 | 0 |  |  |  |  | 0.11242 | 0
48792 | PSA_GT2_8155 | 2 | Houston | YES | 0.030293 | 52.8 | 20.3 | 66 | 0 | 1.0362 | Cogen | 1 | 0.11242 | 0 | 0 |  |  |  |  | 0.11242 | 0
48793 | PSA_GT3_8150 | 3 | Houston | YES | 0.030293 | 56 | 20.3 | 70 | 0 | 1.0362 | Cogen | 1 | 0.11242 | 0 | 0 |  |  |  |  | 0.11242 | 0
48794 | PSA_GT4_8145 | 4 | Houston | YES | 0.030293 | 52.8 | 20.3 | 66 | 0 | 1.0362 | Cogen | 1 | 0.11242 | 0 | 0 |  |  |  |  | 0.11242 | 0
48795 | PSA_GT5_8140 | 5 | Houston | YES | 0.030293 | 51.2 | 20.3 | 64 | 0 | 1.0362 | Cogen | 1 | 0.11242 | 0 | 0 |  |  |  |  | 0.11242 | 0
48796 | PSA_GN1_8165 | 1 | Houston | YES | 0.030293 | 83.2 | 43.1 | 104 | 0 | 1.0362 | Cogen | 1 | 0.11242 | 0 | 0 |  |  |  |  | 0.11242 | 0
48797 | PSA_GT6_8135 | 6 | Houston | YES | 0.030293 | 47.2 | 34.5 | 59 | 0 | 1.0362 | Cogen | 1 | 0.11242 | 0 | 0 |  |  |  |  | 0.11242 | 0
48651 | EP_1_2 | 2 | Houston | YES | 0.030301 | 17.7 | 10 | 21 | 0 | 1.0362 | Cogen | 1 | 0.11243 | 0 | 0 |  |  |  |  | 0.11243 | 0
48651 | EP_1_2 | 1 | Houston | YES | 0.030301 | 4 | 0 | 5 | 0 | 1.0362 | Cogen | 1 | 0.11243 | 0 | 0 |  |  |  |  | 0.11243 | 0
48883 | THW_GT1_GT_1 | B2 | Houston | YES | 0.030735 | 0 | 0 | 12 |  | 1.043 | GGT | 1 | 0.11286 | 12 | 12 |  |  |  |  | 0.11286 | 1.3544
49803 | EXN_15GT | 1 | Houston | YES | 0.030821 | 33 | 8.3 | 34 |  | 1.0326 | Cogen | 1 | 0.11295 | 0 | 0 |  |  |  |  | 0.11295 | 0
49804 | EXN_16GT | 2 | Houston | YES | 0.030821 | 32 | 8.3 | 34.7 |  | 1.0326 | Cogen | 1 | 0.11295 | 0 | 0 |  |  |  |  | 0.11295 | 0
49805 | EXN_17GT | 3 | Houston | YES | 0.030821 | 31 | 8.3 | 32.7 |  | 1.0326 | Cogen | 1 | 0.11295 | 0 | 0 |  |  |  |  | 0.11295 | 0
49826 | EXN938GT | 5 | Houston | YES | 0.030821 | 43 | 9.2 | 45.9 | 0 | 1.0326 | Cogen | 1 | 0.11295 | 0 | 0 |  |  |  |  | 0.11295 | 0
49828 | EXN941GT | 10 | Houston | YES | 0.030821 | 17.7 | 5.4 | 17.7 | 0 | 1.0326 | Cogen | 1 | 0.11295 | 0 | 0 |  |  |  |  | 0.11295 | 0
49829 | EXN942GT | 11 | Houston | YES | 0.030821 | 20 | 5.4 | 20.4 | 0 | 1.0326 | Cogen | 1 | 0.11295 | 0 | 0 |  |  |  |  | 0.11295 | 0
49830 | EXN943GT | 12 | Houston | YES | 0.030821 | 19 | 5.4 | 19.9 | 0 | 1.0326 | Cogen | 1 | 0.11295 | 0 | 0 |  |  |  |  | 0.11295 | 0
49831 | EXN944GT | 13 | Houston | YES | 0.030821 | 33 | 5.4 | 35 | 0 | 1.0326 | Cogen | 1 | 0.11295 | 0 | 0 |  |  |  |  | 0.11295 | 0
49832 | EXN945GT | 9 | Houston | YES | 0.030821 | 18.5 | 9.2 | 18.5 | 0 | 1.0326 | Cogen | 1 | 0.11295 | 0 | 0 |  |  |  |  | 0.11295 | 0
49837 | EXN_GT | 4 | Houston | YES | 0.030821 | 81 | 21.3 | 85.4 | 0 | 1.0326 | Cogen | 1 | 0.11295 | 0 | 0 |  |  |  |  | 0.11295 | 0
49838 | EXN_14GT | 14 | Houston | YES | 0.030821 | 140 | 0 | 148 |  | 1.0326 | Cogen | 1 | 0.11295 | 0 | 0 |  |  |  |  | 0.11295 | 0
48582 | CBY_GN2_2 | 2 | Houston | YES | 0.031012 | 596.8 | 110 | 746 | 0 | 1.0435 | GSC | 1 | 0.11314 | 746 | 746 |  |  |  |  | 0.11314 | 84.4032
48873 | THW_ST3_ST_3 | 3 | Houston | YES | 0.031469 | 107 | 19 | 107 | 0 | 1.0435 | CC | 1 | 0.1136 | 107 | 107 |  |  |  |  | 0.1136 | 12.155
48874 | THW_ST4_ST_4 | 4 | Houston | YES | 0.031469 | 108 | 19 | 108 | 0 | 1.0435 | CC | 1 | 0.1136 | 108 | 108 |  |  |  |  | 0.1136 | 12.2686
48875 | THW_3132 | B | Houston | YES | 0.031469 | 53 | 5 | 53 | 0 | 1.0435 | CC | 1 | 0.1136 | 53 | 53 |  |  |  |  | 0.1136 | 6.0207
48875 | THW_3132 | A | Houston | YES | 0.031469 | 55 | 5 | 55 | 0 | 1.0435 | CC | 1 | 0.1136 | 55 | 55 |  |  |  |  | 0.1136 | 6.2479
48877 | THW_3334 | C | Houston | YES | 0.031469 | 55 | 5 | 55 | 0 | 1.0435 | CC | 1 | 0.1136 | 55 | 55 |  |  |  |  | 0.1136 | 6.2479
48877 | THW_3334 | D | Houston | YES | 0.031469 | 57 | 5 | 57 | 0 | 1.0435 | CC | 1 | 0.1136 | 57 | 57 |  |  |  |  | 0.1136 | 6.4751
48879 | THW_4142 | E | Houston | YES | 0.031469 | 56 | 5 | 56 | 0 | 1.0435 | CC | 1 | 0.1136 | 56 | 56 |  |  |  |  | 0.1136 | 6.3615
48879 | THW_4142 | F | Houston | YES | 0.031469 | 55 | 5 | 55 | 0 | 1.0435 | CC | 1 | 0.1136 | 55 | 55 |  |  |  |  | 0.1136 | 6.2479
48881 | THW_4344 | G | Houston | YES | 0.031469 | 58 | 5 | 58 | 0 | 1.0435 | CC | 1 | 0.1136 | 58 | 58 |  |  |  |  | 0.1136 | 6.5887
48881 | THW_4344 | H | Houston | YES | 0.031469 | 58 | 5 | 58 | 0 | 1.0435 | CC | 1 | 0.1136 | 58 | 58 |  |  |  |  | 0.1136 | 6.5887
48593 | CHE_GT1_8015 | 1 | Houston | YES | 0.032064 | 173 | 50 | 173 | 0 | 1.0362 | Cogen | 1 | 0.11419 | 0 | 0 |  |  |  |  | 0.11419 | 0
48594 | CHE_GN4_8025 | 4 | Houston | YES | 0.032064 | 142 | 60 | 142 | 0 | 1.0362 | Cogen | 1 | 0.11419 | 0 | 0 |  |  |  |  | 0.11419 | 0
48511 | LPE_GT1_8070 | 1 | Houston | YES | 0.032143 | 42 | 0 | 42 | 0 | 1.0362 | GGT | 1 | 0.11427 | 42 | 42 |  |  |  |  | 0.11427 | 4.7994
48512 | LPE_GT2_8075 | 2 | Houston | YES | 0.032143 | 42 | 0 | 42 | 0 | 1.0362 | GGT | 1 | 0.11427 | 42 | 42 |  |  |  |  | 0.11427 | 4.7994
48513 | LPE_GT3_8080 | 3 | Houston | YES | 0.032143 | 39 | 0 | 39 | 0 | 1.0362 | GGT | 1 | 0.11427 | 39 | 39 |  |  |  |  | 0.11427 | 4.4566
48514 | LPE_GT4_8085 | 4 | Houston | YES | 0.032143 | 39 | 0 | 39 | 0 | 1.0362 | GGT | 1 | 0.11427 | 39 | 39 |  |  |  |  | 0.11427 | 4.4566
48500 | APD_GT1_8005 | 1 | Houston | YES | 0.03222 | 137.6 | 54.6 | 137.6 |  | 1.0362 | Cogen | 1 | 0.11435 | 0 | 0 |  |  |  |  | 0.11435 | 0
48820 | SHELLG1_3015 | 1 | Houston | YES | 0.032636 | 71 | 34.5 | 71 |  | 1.029 | Cogen | 1 | 0.11476 | 0 | 0 |  |  |  |  | 0.11476 | 0
48821 | SHELLG2 | 2 | Houston | YES | 0.032636 | 72 | 34.5 | 72 |  | 1.029 | Cogen | 1 | 0.11476 | 0 | 0 |  |  |  |  | 0.11476 | 0
48822 | SHELLG3_3020 | 2 | Houston | YES | 0.032636 | 30 | 0 | 30 |  | 1.029 | Cogen | 1 | 0.11476 | 0 | 0 |  |  |  |  | 0.11476 | 0
48822 | SHELLG3_3020 | 1 | Houston | YES | 0.032636 | 39 | 0 | 39 |  | 1.029 | Cogen | 1 | 0.11476 | 0 | 0 |  |  |  |  | 0.11476 | 0
48740 | PSG_GN2_8050 | 1 | Houston | YES | 0.032925 | 182 | 60 | 182 | 0 | 1.0326 | Cogen | 1 | 0.11505 | 0 | 0 |  |  |  |  | 0.11505 | 0
48741 | PSG_GT2_8040 | 1 | Houston | YES | 0.032925 | 158.6 | 50 | 158.6 | 0 | 1.0326 | Cogen | 1 | 0.11505 | 0 | 0 |  |  |  |  | 0.11505 | 0
48742 | PSG_GT3_8060 | 1 | Houston | YES | 0.032925 | 157 | 50 | 157 | 0 | 1.0326 | Cogen | 1 | 0.11505 | 0 | 0 |  |  |  |  | 0.11505 | 0
48854 | SRB_GN4_4 | 4 | Houston | YES | 0.032928 | 182.4 | 35 | 228 | 0 | 1.0326 | GST | 1 | 0.11506 | 228 | 228 |  |  |  |  | 0.11506 | 26.233
48611 | DIB_GT1_8080 | 1 | Houston | YES | 0.032933 | 64 | 0 | 64 | 0 | 1.0326 | Cogen | 1 | 0.11506 | 0 | 0 |  |  |  |  | 0.11506 | 0
48612 | DIB_GT2_8075 | 2 | Houston | YES | 0.032933 | 63.2 | 0 | 63.2 | 0 | 1.0326 | Cogen | 1 | 0.11506 | 0 | 0 |  |  |  |  | 0.11506 | 0
48613 | DIB_ST1_8085 | 3 | Houston | YES | 0.032933 | 67.9 | 30 | 82.6 | 0 | 1.0326 | Cogen | 1 | 0.11506 | 0 | 0 |  |  |  |  | 0.11506 | 0
48614 | DIB_GT3_8090 | 4 | Houston | YES | 0.032933 | 73.6 | 15 | 73.6 | 0 | 1.0326 | Cogen | 1 | 0.11506 | 0 | 0 |  |  |  |  | 0.11506 | 0
48845 | SOL_GT1 | 1 | Houston | YES | 0.032937 | 16.2 | 15.4 | 16.2 |  | 1.0326 | Solar | 1 | 0.11507 | 16.2 | 16.2 |  |  |  |  | 0.11507 | 1.8641
48853 | SRB_GN3_3 | 3 | Houston | YES | 0.032941 | 170.4 | 35 | 213 |  | 1.0326 | GST | 1 | 0.11507 | 213 | 213 |  |  |  |  | 0.11507 | 24.5099
48551 | CAL_GT1_8045 | 1 | Houston | YES | 0.032988 | 149 | 0 | 149 | 0 | 1.0326 | Cogen | 1 | 0.11512 | 0 | 0 |  |  |  |  | 0.11512 | 0
48552 | CAL_ST1_8000 | 2 | Houston | YES | 0.032988 | 65.1 | 0 | 65.1 | 0 | 1.0326 | Cogen | 1 | 0.11512 | 0 | 0 |  |  |  |  | 0.11512 | 0
48851 | SRB_GN1_1 | 1 | Houston | YES | 0.032996 | 132 | 26 | 165 | 0 | 1.0217 | GST | 1 | 0.11512 | 165 | 165 |  |  |  |  | 0.11512 | 18.9956
48852 | SRB_GN2_2 | 2 | Houston | YES | 0.033011 | 140.8 | 26 | 176 | 0 | 1.0217 | GST | 1 | 0.11514 | 176 | 176 |  |  |  |  | 0.11514 | 20.2646
48855 | SRB_GT211035 | B1 | Houston | YES | 0.033023 | 0 | 0 | 18 |  | 1.014 | GGT | 1 | 0.11515 | 18 | 18 |  |  |  |  | 0.11515 | 2.0727
48855 | SRB_GT211035 | B2 | Houston | YES | 0.033023 | 0 | 0 | 12 |  | 1.014 | GGT | 1 | 0.11515 | 12 | 12 |  |  |  |  | 0.11515 | 1.3818
48761 | PR_GT1__9040 | 1 | Houston | YES | 0.033231 | 26 | 0 | 35 |  | 1 | Cogen | 1 | 0.11536 | 0 | 0 |  |  |  |  | 0.11536 | 0
48641 | DPEC_GT15040 | 1 | Houston | YES | 0.033424 | 163.2 | 98 | 163.2 | 0 | 1.0319 | CC | 1 | 0.11555 | 163.2 | 163.2 |  |  |  |  | 0.11555 | 18.8582
48642 | DPEC_GT25025 | 2 | Houston | YES | 0.033424 | 157.1 | 98 | 157.1 | 0 | 1.0319 | CC | 1 | 0.11555 | 157.1 | 157.1 |  |  |  |  | 0.11555 | 18.1534
48643 | DPEC_GT35010 | 3 | Houston | YES | 0.033424 | 157.5 | 98 | 157.5 | 0 | 1.0319 | CC | 1 | 0.11555 | 157.5 | 157.5 |  |  |  |  | 0.11555 | 18.1996
48644 | DPEC_GT45070 | 4 | Houston | YES | 0.033424 | 157 | 98 | 157 | 0 | 1.0319 | CC | 1 | 0.11555 | 157 | 157 |  |  |  |  | 0.11555 | 18.1418
48645 | DPEC_ST55065 | 5 | Houston | YES | 0.033424 | 282 | 0 | 282 | 0 | 1.0319 | CC | 1 | 0.11555 | 282 | 282 |  |  |  |  | 0.11555 | 32.5859
48841 | SJS_GT1_GT1 | 1 | Houston | YES | 0.033652 | 62.4 | 49 | 78 | 0 | 1.0362 | Cogen | 1 | 0.11578 | 0 | 0 |  |  |  |  | 0.11578 | 0
48842 | SJS_GT2_GT2 | 2 | Houston | YES | 0.033652 | 64.8 | 49 | 81 | 0 | 1.0362 | Cogen | 1 | 0.11578 | 0 | 0 |  |  |  |  | 0.11578 | 0
48691 | GBY_73741085 | A | Houston | YES | 0.033936 | 37.6 | 20 | 47 | 0 | 1.0362 | GGT | 1 | 0.11606 | 47 | 47 |  |  |  |  | 0.11606 | 5.4551
48691 | GBY_73741085 | B | Houston | YES | 0.033936 | 37.6 | 20 | 47 | 0 | 1.0362 | GGT | 1 | 0.11606 | 47 | 47 |  |  |  |  | 0.11606 | 5.4551
48692 | GBY_81821075 | C | Houston | YES | 0.033936 | 37.6 | 20 | 47 | 0 | 1.0362 | GGT | 1 | 0.11606 | 47 | 47 |  |  |  |  | 0.11606 | 5.4551
48692 | GBY_81821075 | D | Houston | YES | 0.033936 | 44 | 20 | 55 | 0 | 1.0362 | GGT | 1 | 0.11606 | 55 | 55 |  |  |  |  | 0.11606 | 6.3836
48693 | GBY_83841065 | E | Houston | YES | 0.033936 | 45.6 | 20 | 57 | 0 | 1.0362 | GGT | 1 | 0.11606 | 57 | 57 |  |  |  |  | 0.11606 | 6.6157
48693 | GBY_83841065 | F | Houston | YES | 0.033936 | 43.2 | 20 | 54 | 0 | 1.0362 | GGT | 1 | 0.11606 | 54 | 54 |  |  |  |  | 0.11606 | 6.2675
48531 | BYU_GT1_8075 | 1 | Houston | YES | 0.034497 | 65 | 0 | 65 |  | 1.0362 | Cogen | 1 | 0.11663 | 0 | 0 |  |  |  |  | 0.11663 | 0
48532 | BYU_GT2_8055 | 2 | Houston | YES | 0.034497 | 62 | 0 | 62 |  | 1.0362 | Cogen | 1 | 0.11663 | 0 | 0 |  |  |  |  | 0.11663 | 0
48533 | BYU_GT3_8060 | 3 | Houston | YES | 0.034497 | 67 | 0 | 67 |  | 1.0362 | Cogen | 1 | 0.11663 | 0 | 0 |  |  |  |  | 0.11663 | 0
48534 | BYU_GT4_8065 | 4 | Houston | YES | 0.034497 | 65 | 0 | 65 |  | 1.0362 | Cogen | 1 | 0.11663 | 0 | 0 |  |  |  |  | 0.11663 | 0
48561 | CTL_GT2_8130 | 1 | Houston | YES | 0.034946 | 73.5 | 30.3 | 91.9 |  | 1.0362 | Cogen | 1 | 0.11707 | 0 | 0 |  |  |  |  | 0.11707 | 0
48562 | CTL_GT3_8135 | 2 | Houston | YES | 0.034946 | 70.1 | 30.3 | 87.6 |  | 1.0362 | Cogen | 1 | 0.11707 | 0 | 0 |  |  |  |  | 0.11707 | 0
48563 | CTL_GT4_8140 | 3 | Houston | YES | 0.034946 | 69.6 | 30.3 | 87 |  | 1.0362 | Cogen | 1 | 0.11707 | 0 | 0 |  |  |  |  | 0.11707 | 0
48564 | CTL_GN1_8145 | 4 | Houston | YES | 0.034946 | 43.6 | 12.9 | 54.5 |  | 1.0362 | Cogen | 1 | 0.11707 | 0 | 0 |  |  |  |  | 0.11707 | 0
48565 | CTL_GN2_8155 | 5 | Houston | YES | 0.034946 | 9.8 | 3.4 | 12.2 |  | 1.0362 | Cogen | 1 | 0.11707 | 0 | 0 |  |  |  |  | 0.11707 | 0
48772 | PHR_GN2_2 | MB | Houston | YES | 0.03612 | 0 | 72 | 459 |  | 1.0362 | GSC | 1 | 0.11825 | 0 | 0 |  |  |  |  | 0.11825 | 0
38580 | TNBP_CGN1_8 | 1 | Houston | YES | 0.037804 | 70.8 | 0 | 70.8 | 0 | 1.005 | Cogen | 1 | 0.11993 | 0 | 0 |  |  |  |  | 0.11993 | 0
38590 | TNBP_CGN2_8 | 2 | Houston | YES | 0.037804 | 66.7 | 0 | 66.7 | 0 | 1.005 | Cogen | 1 | 0.11993 | 0 | 0 |  |  |  |  | 0.11993 | 0
38600 | TNBP_CGN3_8 | 5 | Houston | YES | 0.037804 | 53 | 0 | 53 | 0 | 1.005 | Cogen | 1 | 0.11993 | 0 | 0 |  |  |  |  | 0.11993 | 0
38611 | TNBPAMCG1_8 | 1 | Houston | YES | 0.037804 | 153.2 | 0 | 153.2 | 0 | 1.005 | Cogen | 1 | 0.11993 | 0 | 0 |  |  |  |  | 0.11993 | 0
38612 | TNBPAMCG2_8 | 2 | Houston | YES | 0.037804 | 153.5 | 0 | 153.5 | 0 | 1.005 | Cogen | 1 | 0.11993 | 0 | 0 |  |  |  |  | 0.11993 | 0
38613 | TNBPAMCG3_8 | 3 | Houston | YES | 0.037804 | 152.3 | 0 | 152.3 | 0 | 1.005 | Cogen | 1 | 0.11993 | 0 | 0 |  |  |  |  | 0.11993 | 0
38614 | TNBPAMCG4_8 | 4 | Houston | YES | 0.037804 | 96 | 0 | 96 |  | 1.005 | Cogen | 1 | 0.11993 | 0 | 0 |  |  |  |  | 0.11993 | 0
38615 | TNBPAMCG5_8 | 1 | Houston | YES | 0.037804 | 244 | 0 | 244 | 0 | 1.005 | Cogen | 1 | 0.11993 | 0 | 0 |  |  |  |  | 0.11993 | 0
38690 | TNBP_CGN4_8 | 3 | Houston | YES | 0.037804 | 40 | 0 | 40 |  | 1.005 | Cogen | 1 | 0.11993 | 0 | 0 |  |  |  |  | 0.11993 | 0
38711 | TNTXCTY1CG8 | 1 | Houston | YES | 0.037804 | 100.3 | 59 | 100.3 | 0 | 1 | Cogen | 1 | 0.11993 | 0 | 0 |  |  |  |  | 0.11993 | 0
38712 | TNTXCTY2CG8 | 1 | Houston | YES | 0.037804 | 92.9 | 59 | 92.9 | 0 | 1 | Cogen | 1 | 0.11993 | 0 | 0 |  |  |  |  | 0.11993 | 0
38713 | TNTXCTY3CG8 | 1 | Houston | YES | 0.037804 | 102.7 | 59 | 102.7 | 0 | 1 | Cogen | 1 | 0.11993 | 0 | 0 |  |  |  |  | 0.11993 | 0
38714 | TNTXCTY4CG8 | 1 | Houston | YES | 0.037804 | 103 | 59 | 103 | 0 | 1 | Cogen | 1 | 0.11993 | 0 | 0 |  |  |  |  | 0.11993 | 0
39470 | TNDOWCGNSG8 | 1 | Houston | YES | 0.037804 | 32 | 10 | 32 | 0 | 0.985 | Cogen | 1 | 0.11993 | 0 | 0 |  |  |  |  | 0.11993 | 0
39480 | TNDOWCGNGG8 | 1 | Houston | YES | 0.037804 | 30 | 10 | 30 | 0 | 0.985 | Cogen | 1 | 0.11993 | 0 | 0 |  |  |  |  | 0.11993 | 0
48921 | WAP_GN1_1 | 1 | Houston | YES | 0.041806 | 132.8 | 37 | 166 | 0 | 1.0362 | GST | 1 | 0.12393 | 166 | 166 |  |  |  |  | 0.12393 | 20.5732
48922 | WAP_GN2_2 | 2 | Houston | YES | 0.041806 | 132.8 | 37 | 166 | 0 | 1.0362 | GST | 1 | 0.12393 | 166 | 166 |  |  |  |  | 0.12393 | 20.5732
48923 | WAP_GN3_3 | 3 | Houston | YES | 0.041806 | 198.4 | 93 | 248 | 0 | 1.0362 | GST | 1 | 0.12393 | 248 | 248 |  |  |  |  | 0.12393 | 30.7359
48924 | WAP_GN4_4 | 4 | Houston | YES | 0.041806 | 546 | 217 | 546 | 0 | 1.0362 | GSC | 1 | 0.12393 | 546 | 546 |  |  |  |  | 0.12393 | 67.6685
48925 | WAP_GN5_5 | 5 | Houston | YES | 0.041806 | 586.9 | 278 | 654 | 0 | 0.985 | LIGCO | 1 | 0.12393 | 0 | 654 |  |  |  |  | 0.12393 | 81.0535
48929 | WAPGT21_GT1 | B1 | Houston | YES | 0.041806 | 0 | 0 | 13 |  | 1.05 | GGT | 1 | 0.12393 | 13 | 13 |  |  |  |  | 0.12393 | 1.6112
48510 | AK_GT1__8040 | 1 | Houston | YES | 0.041873 | 33.4 | 8.1 | 34 |  | 1.029 | Cogen | 1 | 0.124 | 0 | 0 |  |  |  |  | 0.124 | 0
48521 | BVE_GT1_GT1 | 1 | Houston | YES | 0.042767 | 167.7 | 0 | 167.7 |  | 1.035 | CC | 1 | 0.1249 | 167.7 | 167.7 |  |  |  |  | 0.1249 | 20.9451
48522 | BVE_GT2_5035 | 2 | Houston | YES | 0.042767 | 166.4 | 0 | 166.4 |  | 1.035 | CC | 1 | 0.1249 | 166.4 | 166.4 |  |  |  |  | 0.1249 | 20.7827
48523 | BVE_ST1_GN1 | 3 | Houston | YES | 0.042767 | 252.4 | 0 | 252.4 |  | 1.035 | CC | 1 | 0.1249 | 252.4 | 252.4 |  |  |  |  | 0.1249 | 31.5237
48730 | MNS_GT | 1 | Houston | YES | 0.042792 | 43 | 0 | 46.1 |  | 1.029 | Cogen | 1 | 0.12492 | 0 | 0 |  |  |  |  | 0.12492 | 0
48926 | WAP_GN6_6 | 6 | Houston | YES | 0.042818 | 651 | 280 | 651 |  | 1.035 | LIGCO | 1 | 0.12495 | 0 | 651 |  |  |  |  | 0.12495 | 81.3405
48927 | WAP_GN7_7 | 7 | Houston | YES | 0.042818 | 564 | 277 | 564 |  | 1.035 | LIGCO | 1 | 0.12495 | 0 | 564 |  |  |  |  | 0.12495 | 70.4701
48928 | WAP_GN8_8 | 8 | Houston | YES | 0.042818 | 603 | 275 | 603 |  | 1.035 | LIGCO | 1 | 0.12495 | 0 | 603 |  |  |  |  | 0.12495 | 75.343
8032 | AMISTADHYD1 | 1 | South | YES | 0.046765 | 33 | 13 | 33 | 0 | 1.0375 | Hydro | 1 | 0.12889 | 0 | 0 | 0 | 0 |  |  | 0.12889 | 0
8033 | AMISTADHYD2 | 2 | South | YES | 0.046765 | 25 | 13 | 25 | 0 | 1.0375 | Hydro | 1 | 0.12889 | 0 | 0 | 0 | 0 |  |  | 0.12889 | 0
88253 | HAMILTON | F | South | YES | 0.046765 | 0 | 0 | 0 | 0 | 1.04 | BLT | 1 | 0.12889 | 0 | 0 | 0 | 0 |  |  | 0.12889 | 0
39760 | TNSCLP1___8 | 1 | Houston | YES | 0.048875 | 93.4 | 20 | 116.8 | 0 | 1.04 | Cogen | 1 | 0.131 | 0 | 0 |  |  |  |  | 0.131 | 0
39770 | TNSCLP2___8 | 1 | Houston | YES | 0.048875 | 91.6 | 20 | 114.5 | 0 | 1.04 | Cogen | 1 | 0.131 | 0 | 0 |  |  |  |  | 0.131 | 0
39775 | TNSCLP4___8 | 1 | Houston | YES | 0.048875 | 95.2 | 20 | 119 | 0 | 1.04 | Cogen | 1 | 0.131 | 0 | 0 |  |  |  |  | 0.131 | 0
39790 | TNSCLP3___8 | 1 | Houston | YES | 0.048875 | 87.6 | 20 | 109.5 | 0 | 1.027 | Cogen | 1 | 0.131 | 0 | 0 |  |  |  |  | 0.131 | 0
48520 | BSF_GT1_8070 | 2 | Houston | YES | 0.050574 | 10 | 0 | 10 | 0 | 1.0326 | Cogen | 1 | 0.1327 | 0 | 0 |  |  |  |  | 0.1327 | 0
48520 | BSF_GT1_8070 | 1 | Houston | YES | 0.050574 | 72 | 0 | 72 | 0 | 1.0326 | Cogen | 1 | 0.1327 | 0 | 0 |  |  |  |  | 0.1327 | 0
49851 | DOW17000 | 37 | Houston | YES | 0.052723 | 39 | 0 | 62 | 0 | 1 | Cogen | 1 | 0.13485 | 0 | 0 |  |  |  |  | 0.13485 | 0
49858 | DOW38100 | 31 | Houston | YES | 0.052723 | 45 | 0 | 71.4 |  | 1 | Cogen | 1 | 0.13485 | 0 | 0 |  |  |  |  | 0.13485 | 0
49859 | DOW38200 | 33 | Houston | YES | 0.052723 | 28 | 0 | 45 | 0 | 1 | Cogen | 1 | 0.13485 | 0 | 0 |  |  |  |  | 0.13485 | 0
49860 | DOW38300 | 32 | Houston | YES | 0.052723 | 63 | 0 | 101 |  | 1 | Cogen | 1 | 0.13485 | 0 | 0 |  |  |  |  | 0.13485 | 0
49862 | DOW39100 | 36 | Houston | YES | 0.052723 | 54 | 0 | 86 | 0 | 1 | Cogen | 1 | 0.13485 | 0 | 0 |  |  |  |  | 0.13485 | 0
49863 | DOW39200 | 35 | Houston | YES | 0.052723 | 55 | 0 | 88 | 0 | 1 | Cogen | 1 | 0.13485 | 0 | 0 |  |  |  |  | 0.13485 | 0
49865 | DOW41000 | 41 | Houston | YES | 0.052723 | 31 | 0 | 50 |  | 1 | Cogen | 1 | 0.13485 | 0 | 0 |  |  |  |  | 0.13485 | 0
49866 | DOW42000 | 42 | Houston | YES | 0.052723 | 11 | 0 | 18 |  | 1 | Cogen | 1 | 0.13485 | 0 | 0 |  |  |  |  | 0.13485 | 0
49869 | DOW49000 | 45 | Houston | YES | 0.052723 | 59 | 0 | 94 |  | 1 | Cogen | 1 | 0.13485 | 0 | 0 |  |  |  |  | 0.13485 | 0
49870 | DOW61000 | 61 | Houston | YES | 0.052723 | 44 | 0 | 70 | 0 | 1 | Cogen | 1 | 0.13485 | 0 | 0 |  |  |  |  | 0.13485 | 0
49871 | DOW62000 | 62 | Houston | YES | 0.052723 | 40 | 0 | 63 | 0 | 1 | Cogen | 1 | 0.13485 | 0 | 0 |  |  |  |  | 0.13485 | 0
49872 | DOW63000 | 63 | Houston | YES | 0.052723 | 45 | 0 | 72 | 0 | 1 | Cogen | 1 | 0.13485 | 0 | 0 |  |  |  |  | 0.13485 | 0
49873 | DOW64000 | 64 | Houston | YES | 0.052723 | 41 | 0 | 64.8 | 0 | 1 | Cogen | 1 | 0.13485 | 0 | 0 |  |  |  |  | 0.13485 | 0
49876 | DOW65000 | 65 | Houston | YES | 0.052723 | 63 | 0 | 101 | 0 | 1 | Cogen | 1 | 0.13485 | 0 | 0 |  |  |  |  | 0.13485 | 0
49877 | DOW66000 | 66 | Houston | YES | 0.052723 | 61 | 0 | 97 | 0 | 1 | Cogen | 1 | 0.13485 | 0 | 0 |  |  |  |  | 0.13485 | 0
49878 | DOW67000 | 67 | Houston | YES | 0.052723 | 65 | 0 | 103 | 0 | 1 | Cogen | 1 | 0.13485 | 0 | 0 |  |  |  |  | 0.13485 | 0
49882 | DOW81000 | 81 | Houston | YES | 0.052723 | 47 | 0 | 76 | 0 | 1 | Cogen | 1 | 0.13485 | 0 | 0 |  |  |  |  | 0.13485 | 0
49884 | DOW82000 | 82 | Houston | YES | 0.052723 | 51 | 0 | 80 | 0 | 1 | Cogen | 1 | 0.13485 | 0 | 0 |  |  |  |  | 0.13485 | 0
49885 | DOW83000 | 83 | Houston | YES | 0.052723 | 51 | 0 | 80 | 0 | 1 | Cogen | 1 | 0.13485 | 0 | 0 |  |  |  |  | 0.13485 | 0
49886 | DOW84000 | 84 | Houston | YES | 0.052723 | 107 | 0 | 171 | 0 | 0.98 | Cogen | 1 | 0.13485 | 0 | 0 |  |  |  |  | 0.13485 | 0
48911 | TGF_GT1_8000 | 1 | Houston | YES | 0.061004 | 69.2 | 0 | 69.2 |  | 1.029 | Cogen | 1 | 0.14313 | 0 | 0 |  |  |  |  | 0.14313 | 0
8262 | ELPS | 1 | South | YES | 0.061221 | 6 | 6 | 6 | 0 | 1.15 | Hydro | 1 | 0.14335 | 0 | 0 | 0 | 0 |  |  | 0.14335 | 0
7022 | L_BUCHAN1_1Y | 1 | South | YES | 0.061388 | 0 | 0 | 18 |  | 1 | Hydro | 1 | 0.14352 | 0 | 0 | 0 | 0 |  |  | 0.14352 | 0
7023 | L_BUCHAN1_2Y | 2 | South | YES | 0.061388 | 0 | 0 | 18 |  | 1 | Hydro | 1 | 0.14352 | 0 | 0 | 0 | 0 |  |  | 0.14352 | 0
7024 | L_BUCHAN1_3Y | 3 | South | YES | 0.061388 | 0 | 0 | 15 |  | 1 | Hydro | 1 | 0.14352 | 0 | 0 | 0 | 0 |  |  | 0.14352 | 0
7026 | L_INKSDA1_1Y | 1 | South | YES | 0.062838 | 0 | 0 | 13.7 |  | 1 | Hydro | 1 | 0.14497 | 0 | 0 | 0 | 0 |  |  | 0.14497 | 0
48731 | CBE_GT1 | 1 | Houston | YES | 0.063829 | 76 | 0 | 76 | 0 | 1.029 | CC | 1 | 0.14596 | 76 | 76 |  |  |  |  | 0.14596 | 11.0928
48732 | CBE_GT2 | 1 | Houston | YES | 0.063829 | 76 | 0 | 76 | 0 | 1.029 | CC | 1 | 0.14596 | 76 | 76 |  |  |  |  | 0.14596 | 11.0928
48733 | CBE_ST12 | 1 | Houston | YES | 0.063829 | 105 | 0 | 105 | 0 | 1.029 | CC | 1 | 0.14596 | 105 | 105 |  |  |  |  | 0.14596 | 15.3256
48734 | CBE_GT3 | 1 | Houston | YES | 0.063829 | 76 | 0 | 76 | 0 | 1.029 | CC | 1 | 0.14596 | 76 | 76 |  |  |  |  | 0.14596 | 11.0928
48735 | CBE_GT4 | 1 | Houston | YES | 0.063829 | 76 | 0 | 76 | 0 | 1.029 | CC | 1 | 0.14596 | 76 | 76 |  |  |  |  | 0.14596 | 11.0928
48736 | CBE_ST34 | 1 | Houston | YES | 0.063829 | 105 | 0 | 105 | 0 | 1.029 | CC | 1 | 0.14596 | 105 | 105 |  |  |  |  | 0.14596 | 15.3256
5911 | STP_GN1___1 | 1 | Houston | YES | 0.064326 | 1333 | 1249 | 1333 | 0 | 1.0406 | Nuc | 1 | 0.14645 | 0 | 0 |  |  |  |  | 0.14645 | 0
5912 | STP_GN2___2 | 2 | Houston | YES | 0.064326 | 1332 | 1249 | 1332 | 0 | 1.0406 | Nuc | 1 | 0.14645 | 0 | 0 |  |  |  |  | 0.14645 | 0
80010 | EPLVT1 | F | South | YES | 0.064583 | 0 | 0 | 0 |  | 1.0376 | #N/A | 1 | 0.14671 | 0 | 0 | 0 | 0 |  |  | 0.14671 | 0
7000 | L_FERGUS1_1Y | 1 | South | YES | 0.078348 | 400 | 65 | 423.3 | 0 | 1.015 | GSC | 1 | 0.16048 | 423.3 | 423.3 | 33.1647 | 423.3 |  |  | 0.16048 | 67.9299
7035 | L_WIRTZ_1G1Y | 1 | South | YES | 0.078554 | 0 | 0 | 29 |  | 1 | Hydro | 1 | 0.16068 | 0 | 0 | 0 | 0 |  |  | 0.16068 | 0
7036 | L_WIRTZ_1G2Y | 2 | South | YES | 0.078554 | 23 | 0 | 29.8 |  | 1 | Hydro | 1 | 0.16068 | 0 | 0 | 0 | 0 |  |  | 0.16068 | 0
8134 | FOR #1 | 1 | South | YES | 0.085456 | 54.1 | 45 | 79 | 0 | 1.03 | Cogen | 1 | 0.16758 | 0 | 0 | 0 | 0 |  |  | 0.16758 | 0
8138 | FOR #2 | 2 | South | YES | 0.085456 | 63.1 | 45 | 81 | 0 | 1.03 | Cogen | 1 | 0.16758 | 0 | 0 | 0 | 0 |  |  | 0.16758 | 0
8153 | FOR #3 | 3 | South | YES | 0.085456 | 63.1 | 45 | 79.9 | 0 | 1.03 | Cogen | 1 | 0.16758 | 0 | 0 | 0 | 0 |  |  | 0.16758 | 0
8154 | FOR #4 | 4 | South | YES | 0.085456 | 63.1 | 60 | 80 | 0 | 1.03 | Cogen | 1 | 0.16758 | 0 | 0 | 0 | 0 |  |  | 0.16758 | 0
8155 | FOR #5 | 5 | South | YES | 0.085456 | 63.1 | 60 | 78.4 | 0 | 1.03 | Cogen | 1 | 0.16758 | 0 | 0 | 0 | 0 |  |  | 0.16758 | 0
8156 | FOR #6 | 6 | South | YES | 0.085456 | 24.9 | 5 | 25 | 0 | 1.03 | Cogen | 1 | 0.16758 | 0 | 0 | 0 | 0 |  |  | 0.16758 | 0
8157 | FOR #7 | 7 | South | YES | 0.085456 | 28.8 | 5 | 46 | 0 | 1.03 | Cogen | 1 | 0.16758 | 0 | 0 | 0 | 0 |  |  | 0.16758 | 0
80051 | FOR #8 | 8 | South | YES | 0.085456 | 28 | 28 | 28 | 0 | 1.016 | Cogen | 1 | 0.16758 | 0 | 0 | 0 | 0 |  |  | 0.16758 | 0
80052 | FOR #9 | 9 | South | YES | 0.085456 | 29.7 | 5 | 43.6 | 0 | 1.03 | Cogen | 1 | 0.16758 | 0 | 0 | 0 | 0 |  |  | 0.16758 | 0
80053 | FOR #10 | 10 | South | YES | 0.085456 | 68.4 | 45 | 75 | 0 | 1.03 | Cogen | 1 | 0.16758 | 0 | 0 | 0 | 0 |  |  | 0.16758 | 0
80226 | ALCOA G | 1 | South | YES | 0.086047 | 32.3 | 5 | 48 | 0 | 1.015 | Cogen | 1 | 0.16818 | 0 | 0 | 0 | 0 |  |  | 0.16818 | 0
7028 | L_MARBFA1_1Y | 1 | South | YES | 0.086678 | 0 | 0 | 18 |  | 1 | Hydro | 1 | 0.16881 | 0 | 0 | 0 | 0 |  |  | 0.16881 | 0
7029 | L_MARBFA1_2Y | 2 | South | YES | 0.086678 | 0 | 0 | 18 |  | 1 | Hydro | 1 | 0.16881 | 0 | 0 | 0 | 0 |  |  | 0.16881 | 0
8147 | UCAR #2 | 10 | South | YES | 0.088026 | 18.2 | 0 | 28 |  | 1 | Cogen | 1 | 0.17015 | 0 | 0 | 0 | 0 |  |  | 0.17015 | 0
8148 | UCAR #1 | 2 | South | YES | 0.088026 | 6.1 | 0 | 7 | 0 | 1.009 | Cogen | 1 | 0.17015 | 0 | 0 | 0 | 0 |  |  | 0.17015 | 0
80137 | CSDR89 | 9 | South | YES | 0.088026 | 0 | 0 | 15 |  | 1.003 | DCTie | 1 | 0.17015 | 0 | 0 | 0 | 0 |  |  | 0.17015 | 0
80137 | CSDR89 | 8 | South | YES | 0.088026 | 33.9 | 0 | 39 |  | 1.003 | DCTie | 1 | 0.17015 | 0 | 0 | 0 | 0 |  |  | 0.17015 | 0
80138 | CSDR7 | 7 | South | YES | 0.088026 | 6.1 | 0 | 7 | 0 | 1.014 | DCTie | 1 | 0.17015 | 0 | 0 | 0 | 0 |  |  | 0.17015 | 0
80139 | CSDR56 | 6 | South | YES | 0.088026 | 0 | 0 | 39 |  | 1.0033 | DCTie | 1 | 0.17015 | 0 | 0 | 0 | 0 |  |  | 0.17015 | 0
80139 | CSDR56 | 5 | South | YES | 0.088026 | 15 | 0 | 15 |  | 1.0033 | DCTie | 1 | 0.17015 | 0 | 0 | 0 | 0 |  |  | 0.17015 | 0
80140 | CSDR11 | 11 | South | YES | 0.088026 | 33.9 | 0 | 39 | 0 | 1.03 | DCTie | 1 | 0.17015 | 0 | 0 | 0 | 0 |  |  | 0.17015 | 0
80227 | AIRCO G | 1 | South | YES | 0.088255 | 7.2 | 0 | 8 | 0 | 1.0104 | Cogen | 1 | 0.17038 | 0 | 0 | 0 | 0 |  |  | 0.17038 | 0
80224 | VISTRONG1 | 1 | South | YES | 0.088771 | 13.1 | 0 | 15 | 0 | 1.01 | Cogen | 1 | 0.1709 | 0 | 0 | 0 | 0 |  |  | 0.1709 | 0
80225 | VISTRONG2 | 2 | South | YES | 0.088771 | 20.2 | 0 | 23 | 0 | 1.01 | Cogen | 1 | 0.1709 | 0 | 0 | 0 | 0 |  |  | 0.1709 | 0
80012 | LAR | F | South | YES | 0.088915 | 0 | 0 | 0 | 0 | 1.04 | DCTie | 1 | 0.17104 | 0 | 0 | 0 | 0 |  |  | 0.17104 | 0
80265 | LARECU40A | 4 | South | YES | 0.088915 | 80 | 0 | 100 |  | 1.039 | GGT | 1 | 0.17104 | 100 | 100 | 8.8915 | 100 |  |  | 0.17104 | 17.1044
80266 | LARECU50A | 5 | South | YES | 0.088915 | 80 | 0 | 100 |  | 1.039 | GGT | 1 | 0.17104 | 100 | 100 | 8.8915 | 100 |  |  | 0.17104 | 17.1044
5503 | RAYBURNGEN3 | 1 | South | YES | 0.089483 | 17.6 | 6 | 22 | 0 | 1.0223 | GST | 1 | 0.17161 | 22 | 22 | 1.9686 | 22 |  |  | 0.17161 | 3.7755
5505 | RAYBURNGEN1 | 1 | South | YES | 0.089483 | 0 | 1 | 11 |  | 1.0223 | GGT | 1 | 0.17161 | 11 | 11 | 0.98431 | 11 |  |  | 0.17161 | 1.8877
5506 | RAYBURNGEN2 | 1 | South | YES | 0.089483 | 0 | 1 | 11 |  | 1.0223 | GGT | 1 | 0.17161 | 11 | 11 | 0.98431 | 11 |  |  | 0.17161 | 1.8877
88299 | ZAPATA | F | South | YES | 0.089914 | 0 | 0 | 0 | 0 | 1.02 | BLT | 1 | 0.17204 | 0 | 0 | 0 | 0 |  |  | 0.17204 | 0
5508 | RAYBURNCC9 | 1 | South | YES | 0.090145 | 47.7 | 18.2 | 47.7 | 0 | 1.0296 | CC | 1 | 0.17227 | 47.7 | 47.7 | 4.2999 | 47.7 |  |  | 0.17227 | 8.2175
5509 | RAYBURNCC10 | 1 | South | YES | 0.090145 | 37.3 | 5.2 | 37.3 | 0 | 1.0296 | CC | 1 | 0.17227 | 37.3 | 37.3 | 3.3624 | 37.3 |  |  | 0.17227 | 6.4258
5511 | RAYBURNCC7 | 1 | South | YES | 0.090145 | 47.5 | 18.2 | 47.5 | 0 | 1.0296 | CC | 1 | 0.17227 | 47.5 | 47.5 | 4.2819 | 47.5 |  |  | 0.17227 | 8.183
5512 | RAYBURNCC8 | 1 | South | YES | 0.090145 | 49.3 | 18.2 | 49.3 | 0 | 1.0296 | CC | 1 | 0.17227 | 49.3 | 49.3 | 4.4441 | 49.3 |  |  | 0.17227 | 8.4931
8066 | DUP1V#1 | 1 | South | YES | 0.090169 | 52.3 | 0 | 73 | 0 | 1.01 | Cogen | 1 | 0.1723 | 0 | 0 | 0 | 0 |  |  | 0.1723 | 0
8926 | LGE_GT10A | 1 | South | YES | 0.09037 | 158 | 0 | 158 | 0 | 1.03 | Cogen | 1 | 0.1725 | 0 | 0 | 0 | 0 |  |  | 0.1725 | 0
8927 | LGE_GT20A | 2 | South | YES | 0.09037 | 153 | 0 | 153 | 0 | 1.03 | Cogen | 1 | 0.1725 | 0 | 0 | 0 | 0 |  |  | 0.1725 | 0
8928 | LGE_STG0A | 3 | South | YES | 0.09037 | 100 | 0 | 100 | 0 | 1.03 | Cogen | 1 | 0.1725 | 0 | 0 | 0 | 0 |  |  | 0.1725 | 0
8930 | ICPGN10A | 1 | South | YES | 0.09037 | 149 | 0 | 149 | 0 | 1.03 | Cogen | 1 | 0.1725 | 0 | 0 | 0 | 0 |  |  | 0.1725 | 0
8931 | ICPGN20A | 2 | South | YES | 0.09037 | 150 | 0 | 150 | 0 | 1.03 | Cogen | 1 | 0.1725 | 0 | 0 | 0 | 0 |  |  | 0.1725 | 0
8932 | ICPGN30A | 3 | South | YES | 0.09037 | 127 | 0 | 127 | 0 | 1.03 | Cogen | 1 | 0.1725 | 0 | 0 | 0 | 0 |  |  | 0.1725 | 0
80223 | REYSHR G | 1 | South | YES | 0.09037 | 12 | 0 | 12 | 0 | 1.032 | Cogen | 1 | 0.1725 | 0 | 0 | 0 | 0 |  |  | 0.1725 | 0
5728 | FALCONHYDRO2 | 2 | South | YES | 0.090604 | 12 | 0 | 12 | 0 | 1.0227 | Hydro | 1 | 0.17273 | 0 | 0 | 0 | 0 |  |  | 0.17273 | 0
5729 | FALCONHYDRO3 | 3 | South | YES | 0.090604 | 11 | 0 | 11 | 0 | 1.0227 | Hydro | 1 | 0.17273 | 0 | 0 | 0 | 0 |  |  | 0.17273 | 0
8048 | FALCONHYDRO1 | 1 | South | YES | 0.090604 | 12 | 0 | 12 | 0 | 1.0227 | Hydro | 1 | 0.17273 | 0 | 0 | 0 | 0 |  |  | 0.17273 | 0
8173 | VICEC51A | 5 | South | YES | 0.090972 | 144 | 18 | 144 | 0 | 1.025 | CC | 1 | 0.1731 | 144 | 144 | 13.1 | 144 |  |  | 0.1731 | 24.9265
8174 | VICEC61A | 6 | South | YES | 0.090972 | 188 | 42 | 188 | 0 | 1.025 | CC | 1 | 0.1731 | 188 | 188 | 17.1027 | 188 |  |  | 0.1731 | 32.543
88508 | FALFURRI | F | South | YES | 0.090982 | 0 | 0 | 0 | 0 | 1 | AVR | 1 | 0.17311 | 0 | 0 | 0 | 0 |  |  | 0.17311 | 0
8560 | CNOPGT1 | 1 | South | YES | 0.091061 | 148.3 | 0 | 148.3 | 0 | 1.03 | Cogen | 1 | 0.17319 | 0 | 0 | 0 | 0 |  |  | 0.17319 | 0
8561 | CNOPGT2 | 2 | South | YES | 0.091061 | 148.6 | 0 | 148.6 | 0 | 1.03 | Cogen | 1 | 0.17319 | 0 | 0 | 0 | 0 |  |  | 0.17319 | 0
8562 | CNOPST1 | 3 | South | YES | 0.091061 | 153 | 0 | 153 | 0 | 1.03 | Cogen | 1 | 0.17319 | 0 | 0 | 0 | 0 |  |  | 0.17319 | 0
8456 | COSW#1 | 1 | South | YES | 0.0911 | 20 | 0 | 20 | 0 | 1.027 | Cogen | 1 | 0.17323 | 0 | 0 | 0 | 0 |  |  | 0.17323 | 0
8457 | COSW#2 | 2 | South | YES | 0.0911 | 14 | 0 | 14 | 0 | 1.027 | Cogen | 1 | 0.17323 | 0 | 0 | 0 | 0 |  |  | 0.17323 | 0
8459 | B_DAVIS0B | MB | South | YES | 0.091187 | 0 | 50 | 339 |  | 1.03 | GSC | 1 | 0.17332 | 0 | 0 | 0 | 0 |  |  | 0.17332 | 0
8460 | B_DAVIS0A | MB | South | YES | 0.091187 | 0 | 50 | 340 |  | 1.03 | GSC | 1 | 0.17332 | 0 | 0 | 0 | 0 |  |  | 0.17332 | 0
8506 | VAL #1 | 1 | South | YES | 0.091228 | 20.9 | 0 | 25 | 0 | 1.0055 | Cogen | 1 | 0.17336 | 0 | 0 | 0 | 0 |  |  | 0.17336 | 0
8507 | VAL #2 | 2 | South | YES | 0.091228 | 20.9 | 0 | 25 | 0 | 1.0055 | Cogen | 1 | 0.17336 | 0 | 0 | 0 | 0 |  |  | 0.17336 | 0
8461 | KOCH_UP0A | 1 | South | YES | 0.091299 | 38 | 0 | 38 | 0 | 1.012 | Cogen | 1 | 0.17343 | 0 | 0 | 0 | 0 |  |  | 0.17343 | 0
8511 | OXY_CC0A | 1 | South | YES | 0.091302 | 30.3 | 0 | 38 |  | 1.027 | Cogen | 1 | 0.17343 | 0 | 0 | 0 | 0 |  |  | 0.17343 | 0
8933 | FGNTS001 | 1 | South | YES | 0.091324 | 146.5 | 0 | 146.5 | 0 | 1.03 | CC | 1 | 0.17345 | 146.5 | 146.5 | 13.379 | 146.5 |  |  | 0.17345 | 25.4109
8934 | FGNTS101 | 2 | South | YES | 0.091324 | 147.9 | 0 | 147.9 | 0 | 1.03 | CC | 1 | 0.17345 | 147.9 | 147.9 | 13.5068 | 147.9 |  |  | 0.17345 | 25.6537
8935 | FGNTS201 | 3 | South | YES | 0.091324 | 173 | 0 | 173 | 0 | 1.03 | CC | 1 | 0.17345 | 173 | 173 | 15.7991 | 173 |  |  | 0.17345 | 30.0074
8936 | MVGN#1 | 1 | South | YES | 0.091442 | 216.6 | 0 | 216.6 | 0 | 1.0304 | CC | 1 | 0.17357 | 216.6 | 216.6 | 19.8063 | 216.6 |  |  | 0.17357 | 37.5955
8937 | MVGN#2 | 2 | South | YES | 0.091442 | 216.7 | 0 | 216.7 | 0 | 1.0304 | CC | 1 | 0.17357 | 216.7 | 216.7 | 19.8155 | 216.7 |  |  | 0.17357 | 37.6128
8938 | MVGN#3 | 3 | South | YES | 0.091442 | 250.9 | 0 | 250.9 | 0 | 1.0304 | CC | 1 | 0.17357 | 250.9 | 250.9 | 22.9428 | 250.9 |  |  | 0.17357 | 43.549
8981 | HECN1 | 1 | South | YES | 0.091443 | 144.8 | 0 | 144.8 | 0 | 1.0304 | CC | 1 | 0.17357 | 144.8 | 144.8 | 13.2409 | 144.8 |  |  | 0.17357 | 25.1332
8982 | HECN2 | 2 | South | YES | 0.091443 | 144.1 | 0 | 144.1 | 0 | 1.0304 | CC | 1 | 0.17357 | 144.1 | 144.1 | 13.1769 | 144.1 |  |  | 0.17357 | 25.0117
8983 | HECN3 | 3 | South | YES | 0.091443 | 171.9 | 0 | 171.9 | 0 | 1.0304 | CC | 1 | 0.17357 | 171.9 | 171.9 | 15.7191 | 171.9 |  |  | 0.17357 | 29.837
80003 | MILHWYS | F | South | YES | 0.091529 | 0 | 0 | 0 | 0 | 1.0168 | AVR | 1 | 0.17366 | 0 | 0 | 0 | 0 |  |  | 0.17366 | 0
5932 | SI_RAY9 | 9 | South | YES | 0.09153 | 32 | 32 | 38 | 0 | 1.035 | CC | 1 | 0.17366 | 38 | 38 | 3.4781 | 38 |  |  | 0.17366 | 6.599
5933 | SI_RAY6 | 6 | South | YES | 0.09153 | 15.4 | 10 | 19.3 | 0 | 1.035 | GST | 1 | 0.17366 | 19.3 | 19.3 | 1.7665 | 19.3 |  |  | 0.17366 | 3.3516
5935 | SI_RAY10 | 10 | South | YES | 0.09153 | 47 | 10 | 47 | 0 | 1.03 | CC | 1 | 0.17366 | 47 | 47 | 4.3019 | 47 |  |  | 0.17366 | 8.162
8517 | CELANEBI0A | 1 | South | YES | 0.091542 | 29 | 0 | 29 | 0 | 1.02 | Cogen | 1 | 0.17367 | 0 | 0 | 0 | 0 |  |  | 0.17367 | 0
80080 | GWINDT11A | 2 | South | YES | 0.091579 | 17.7 | 0 | 41 | 0 | 1.025 | Wind | 1 | 0.17371 | 0 | 41 | 3.7547 | 41 |  |  | 0.17371 | 7.122
80080 | GWINDT11A | 4 | South | YES | 0.091579 | 8.2 | 0 | 19 | 0 | 1.025 | Wind | 1 | 0.17371 | 0 | 19 | 1.74 | 19 |  |  | 0.17371 | 3.3005
80080 | GWINDT11A | 1 | South | YES | 0.091579 | 40.6 | 0 | 94 | 0 | 1.025 | Wind | 1 | 0.17371 | 0 | 94 | 8.6084 | 94 |  |  | 0.17371 | 16.3285
80080 | GWINDT11A | 3 | South | YES | 0.091579 | 16.4 | 0 | 38 | 0 | 1.025 | Wind | 1 | 0.17371 | 0 | 38 | 3.48 | 38 |  |  | 0.17371 | 6.6009
80081 | GWINDT21A | 1 | South | YES | 0.091579 | 40.6 | 0 | 94 | 0 | 1.025 | Wind | 1 | 0.17371 | 0 | 94 | 8.6084 | 94 |  |  | 0.17371 | 16.3285
80081 | GWINDT21A | 4 | South | YES | 0.091579 | 9.5 | 0 | 22 | 0 | 1.025 | Wind | 1 | 0.17371 | 0 | 22 | 2.0147 | 22 |  |  | 0.17371 | 3.8216
80081 | GWINDT21A | 2 | South | YES | 0.091579 | 15.5 | 0 | 36 | 0 | 1.025 | Wind | 1 | 0.17371 | 0 | 36 | 3.2968 | 36 |  |  | 0.17371 | 6.2535
80081 | GWINDT21A | 3 | South | YES | 0.091579 | 18.6 | 0 | 43 | 0 | 1.025 | Wind | 1 | 0.17371 | 0 | 43 | 3.9379 | 43 |  |  | 0.17371 | 7.4694
80180 | PNSCALT11A | 1 | South | YES | 0.091579 | 63 | 0 | 146 | 0 | 1.025 | Wind | 1 | 0.17371 | 0 | 146 | 13.3705 | 146 |  |  | 0.17371 | 25.3614
80180 | PNSCALT11A | 2 | South | YES | 0.091579 | 21.6 | 0 | 50 | 0 | 1.025 | Wind | 1 | 0.17371 | 0 | 50 | 4.5789 | 50 |  |  | 0.17371 | 8.6854
80181 | PNSCALT21A | 2 | South | YES | 0.091579 | 21.6 | 0 | 50 | 0 | 1.025 | Wind | 1 | 0.17371 | 0 | 50 | 4.5789 | 50 |  |  | 0.17371 | 8.6854
80181 | PNSCALT21A | 1 | South | YES | 0.091579 | 23.7 | 0 | 55 | 0 | 1.025 | Wind | 1 | 0.17371 | 0 | 55 | 5.0368 | 55 |  |  | 0.17371 | 9.5539
8161 | COLETO0A | 1 | South | YES | 0.094589 | 633 | 200 | 633 | 0 | 1.03 | LIGCO | 1 | 0.17672 | 0 | 633 | 59.8748 | 633 |  |  | 0.17672 | 111.8625
88198 | BEEVILLE | F | South | YES | 0.095357 | 0 | 0 | 0 | 0 | 1.02 | AVR | 1 | 0.17749 | 0 | 0 | 0 | 0 |  |  | 0.17749 | 0
5890 | PEARSALLGEN1 | 1 | South | YES | 0.095647 | 19.2 | 6 | 24 | 0 | 1.0161 | GST | 1 | 0.17778 | 24 | 24 | 2.2955 | 24 |  |  | 0.17778 | 4.2666
5891 | PEARSALLGEN2 | 1 | South | YES | 0.095647 | 19.4 | 6 | 24.3 | 0 | 1.0161 | GST | 1 | 0.17778 | 24.3 | 24.3 | 2.3242 | 24.3 |  |  | 0.17778 | 4.32
5892 | PEARSALLGEN3 | 1 | South | YES | 0.095647 | 19.1 | 6 | 23.9 | 0 | 1.0161 | GST | 1 | 0.17778 | 23.9 | 23.9 | 2.286 | 23.9 |  |  | 0.17778 | 4.2488
5903 | SANMIGUELGEN | 1 | South | YES | 0.10243 | 396.3 | 180 | 396.3 | 0 | 1.0331 | LIGCO | 1 | 0.18456 | 0 | 396.3 | 40.5918 | 396.3 |  |  | 0.18456 | 73.1395
8189 | CUECPL2A | 1 | South | YES | 0.10471 | 12 | 0 | 12 | 0 | 1.02 | Cogen | 1 | 0.18684 | 0 | 0 | 0 | 0 |  |  | 0.18684 | 0
7031 | L_MARSFO1G1Y | 1 | South | YES | 0.10557 | 0 | 0 | 36 |  | 1 | Hydro | 1 | 0.1877 | 0 | 0 | 0 | 0 |  |  | 0.1877 | 0
7032 | L_MARSFO1G2Y | 2 | South | YES | 0.10557 | 0 | 0 | 35 |  | 1 | Hydro | 1 | 0.1877 | 0 | 0 | 0 | 0 |  |  | 0.1877 | 0
7033 | L_MARSFO1G3Y | 3 | South | YES | 0.10557 | 0 | 0 | 36 |  | 1 | Hydro | 1 | 0.1877 | 0 | 0 | 0 | 0 |  |  | 0.1877 | 0
5264 | LEON_LCP3G3 | 3 | South | YES | 0.10643 | 0 | 20 | 58 |  | 1.0197 | GST | 1 | 0.18856 | 58 | 58 | 6.1728 | 58 |  |  | 0.18856 | 10.9363
5265 | LEON_LCP4G4 | 4 | South | YES | 0.10643 | 71.2 | 25 | 89 | 0 | 1.0197 | GST | 1 | 0.18856 | 89 | 89 | 9.4721 | 89 |  |  | 0.18856 | 16.7816
5266 | LEON_LCPCT1 | 1 | South | YES | 0.10643 | 44 | 24 | 44 | 0 | 1.0197 | GGT | 1 | 0.18856 | 44 | 44 | 4.6828 | 44 |  |  | 0.18856 | 8.2965
5267 | LEON_LCPCT2 | 2 | South | YES | 0.10643 | 44 | 24 | 44 | 0 | 1.0197 | GGT | 1 | 0.18856 | 44 | 44 | 4.6828 | 44 |  |  | 0.18856 | 8.2965
5268 | LEON_LCPCT3 | 3 | South | YES | 0.10643 | 43 | 24 | 43 | 0 | 1.0197 | GGT | 1 | 0.18856 | 43 | 43 | 4.5764 | 43 |  |  | 0.18856 | 8.1079
5269 | LEON_LCPCT4 | 4 | South | YES | 0.10643 | 45 | 24 | 45 | 0 | 1.0197 | GGT | 1 | 0.18856 | 45 | 45 | 4.7893 | 45 |  |  | 0.18856 | 8.4851
5401 | CALAVER_JKS1 | 1 | South | YES | 0.10692 | 562 | 100 | 562 | 0 | 1.018 | LIGCO | 1 | 0.18905 | 0 | 562 | 60.0885 | 562 |  |  | 0.18905 | 106.245
5028 | BRAUNIG_VHB3 | 3 | South | YES | 0.1071 | 407 | 60 | 407 | 0 | 1.0138 | GST | 1 | 0.18923 | 407 | 407 | 43.5885 | 407 |  |  | 0.18923 | 77.015
5026 | BRAUNIG_VHB1 | 1 | South | YES | 0.10715 | 215 | 40 | 215 | 0 | 1.0192 | GST | 1 | 0.18928 | 215 | 215 | 23.0375 | 215 |  |  | 0.18928 | 40.6952
5027 | BRAUNIG_VHB2 | 2 | South | YES | 0.10715 | 172.8 | 40 | 216 | 0 | 1.0192 | GST | 1 | 0.18928 | 216 | 216 | 23.1446 | 216 |  |  | 0.18928 | 40.8845
5031 | BRA_VHBCT1 | 1 | South | YES | 0.10715 | 44 | 24 | 44 | 0 | 1.0192 | #N/A | 1 | 0.18928 | 44 | 44 | 4.7146 | 44 |  |  | 0.18928 | 8.3283
5032 | BRA_VHBCT2 | 2 | South | YES | 0.10715 | 44 | 24 | 44 | 0 | 1.0192 | #N/A | 1 | 0.18928 | 44 | 44 | 4.7146 | 44 |  |  | 0.18928 | 8.3283
5033 | BRA_VHBCT3 | 3 | South | YES | 0.10715 | 43 | 24 | 43 | 0 | 1.0192 | #N/A | 1 | 0.18928 | 43 | 43 | 4.6075 | 43 |  |  | 0.18928 | 8.139
5034 | BRA_VHBCT4 | 4 | South | YES | 0.10715 | 45 | 24 | 45 | 0 | 1.0192 | #N/A | 1 | 0.18928 | 45 | 45 | 4.8218 | 45 |  |  | 0.18928 | 8.5176
5476 | BRA_AVR1_CT1 | 1 | South | YES | 0.10719 | 155 | 90 | 155 | 0 | 1.017 | CC | 1 | 0.18932 | 155 | 155 | 16.6149 | 155 |  |  | 0.18932 | 29.3449
5477 | BRA_AVR1_ST1 | 1 | South | YES | 0.10719 | 174 | 138 | 174 | 0 | 1.017 | CC | 1 | 0.18932 | 174 | 174 | 18.6516 | 174 |  |  | 0.18932 | 32.942
5478 | BRA_AVR1_CT2 | 1 | South | YES | 0.10719 | 155 | 90 | 155 | 0 | 1.017 | CC | 1 | 0.18932 | 155 | 155 | 16.6149 | 155 |  |  | 0.18932 | 29.3449
5396 | CALAVER_OWS1 | 1 | South | YES | 0.10727 | 418 | 80 | 418 | 0 | 1.0192 | GST | 1 | 0.1894 | 418 | 418 | 44.8405 | 418 |  |  | 0.1894 | 79.1704
5397 | CALAVER_OWS2 | 2 | South | YES | 0.10727 | 400 | 80 | 400 | 0 | 1.0192 | GST | 1 | 0.1894 | 400 | 400 | 42.9096 | 400 |  |  | 0.1894 | 75.7612
5111 | CALAVER_JTD1 | 1 | South | YES | 0.1074 | 430 | 80 | 430 | 0 | 1.0138 | LIGCO | 1 | 0.18953 | 0 | 430 | 46.1837 | 430 |  |  | 0.18953 | 81.4992
5112 | CALAVER_JTD2 | 2 | South | YES | 0.1074 | 430 | 80 | 430 | 0 | 1.0138 | LIGCO | 1 | 0.18953 | 0 | 430 | 46.1837 | 430 |  |  | 0.18953 | 81.4992
5436 | TUTTL_WBT1G1 | 1 | South | YES | 0.10783 | 48.8 | 20 | 61 | 0 | 1.012 | GST | 1 | 0.18996 | 61 | 61 | 6.5776 | 61 |  |  | 0.18996 | 11.5874
5438 | TUTTL_WBT3G3 | 3 | South | YES | 0.10783 | 95 | 25 | 95 | 0 | 1.012 | GST | 1 | 0.18996 | 95 | 95 | 10.2438 | 95 |  |  | 0.18996 | 18.046
5439 | TUTTL_WBT4G4 | 4 | South | YES | 0.10783 | 120.8 | 40 | 151 | 0 | 1.012 | GST | 1 | 0.18996 | 151 | 151 | 16.2822 | 151 |  |  | 0.18996 | 28.6837
7624 | L_LAKEWO9_1Y | 1 | South | YES | 0.1101 | 0 | 0 | 2.4 |  | 1 | Hydro | 1 | 0.19223 | 0 | 0 | 0 | 0 |  |  | 0.19223 | 0
7624 | L_LAKEWO9_1Y | 2 | South | YES | 0.1101 | 0 | 0 | 2.4 |  | 1 | Hydro | 1 | 0.19223 | 0 | 0 | 0 | 0 |  |  | 0.19223 | 0
7800 | L_GUADGE1_1Y | 1 | South | YES | 0.11091 | 147 | 30 | 147 | 0 | 1.02 | CC | 1 | 0.19304 | 147 | 147 | 16.3038 | 147 |  |  | 0.19304 | 28.3767
7801 | L_GUADGE1_2Y | 2 | South | YES | 0.11091 | 138 | 30 | 138 | 0 | 1.02 | CC | 1 | 0.19304 | 138 | 138 | 15.3056 | 138 |  |  | 0.19304 | 26.6394
7802 | L_GUADGE1_3Y | 3 | South | YES | 0.11091 | 146 | 30 | 146 | 0 | 1.02 | CC | 1 | 0.19304 | 146 | 146 | 16.1929 | 146 |  |  | 0.19304 | 28.1837
7803 | L_GUADGE1_4Y | 4 | South | YES | 0.11091 | 149 | 30 | 149 | 0 | 1.02 | CC | 1 | 0.19304 | 149 | 149 | 16.5256 | 149 |  |  | 0.19304 | 28.7628
7804 | L_GUADGE1_5Y | 5 | South | YES | 0.11091 | 182 | 30 | 182 | 0 | 1.02 | CC | 1 | 0.19304 | 182 | 182 | 20.1856 | 182 |  |  | 0.19304 | 35.1331
7805 | L_GUADGE1_6Y | 6 | South | YES | 0.11091 | 203 | 30 | 203 | 0 | 1.02 | CC | 1 | 0.19304 | 203 | 203 | 22.5147 | 203 |  |  | 0.19304 | 39.1869
7609 | L_SCHUMA8_1Y | 1 | South | YES | 0.11206 | 0 | 0 | 4 |  | 1 | Hydro | 1 | 0.19418 | 0 | 0 | 0 | 0 |  |  | 0.19418 | 0
7605 | L_MCQUEE9_1Y | 2 | South | YES | 0.11265 | 0 | 0 | 2.4 |  | 1.025 | Hydro | 1 | 0.19478 | 0 | 0 | 0 | 0 |  |  | 0.19478 | 0
7605 | L_MCQUEE9_1Y | 1 | South | YES | 0.11265 | 0 | 0 | 2.4 |  | 1.025 | Hydro | 1 | 0.19478 | 0 | 0 | 0 | 0 |  |  | 0.19478 | 0
7605 | L_MCQUEE9_1Y | 3 | South | YES | 0.11265 | 0 | 0 | 2.8 |  | 1.025 | Hydro | 1 | 0.19478 | 0 | 0 | 0 | 0 |  |  | 0.19478 | 0
7810 | L_RIONOG1G1Y | 1 | South | YES | 0.11477 | 148 | 0 | 148 | 0 | 1.02 | CC | 1 | 0.1969 | 148 | 148 | 16.9855 | 148 |  |  | 0.1969 | 29.1406
7811 | L_RIONOG1G2Y | 2 | South | YES | 0.11477 | 148 | 0 | 148 | 0 | 1.02 | CC | 1 | 0.1969 | 148 | 148 | 16.9855 | 148 |  |  | 0.1969 | 29.1406
7812 | L_RIONOG1G3Y | 3 | South | YES | 0.11477 | 154 | 0 | 154 | 0 | 1.02 | CC | 1 | 0.1969 | 154 | 154 | 17.6741 | 154 |  |  | 0.1969 | 30.322
7813 | L_RIONOG1S1Y | 4 | South | YES | 0.11477 | 293 | 0 | 293 | 0 | 1.02 | CC | 1 | 0.1969 | 293 | 293 | 33.6267 | 293 |  |  | 0.1969 | 57.6905
7487 | L_CANYHY8_1Y | 1 | South | YES | 0.11492 | 0 | 0 | 6 |  | 1 | Hydro | 1 | 0.19704 | 0 | 0 | 0 | 0 |  |  | 0.19704 | 0
7020 | L_AUSTPL1_1Y | 2 | South | YES | 0.11847 | 0 | 0 | 8 |  | 1 | Hydro | 1 | 0.2006 | 0 | 0 | 0 | 0 |  |  | 0.2006 | 0
7020 | L_AUSTPL1_1Y | 1 | South | YES | 0.11847 | 0 | 0 | 8 |  | 1 | Hydro | 1 | 0.2006 | 0 | 0 | 0 | 0 |  |  | 0.2006 | 0
7303 | L_WPPGS12_1Y | 1 | South | YES | 0.11866 | 50 | 0 | 50 | 0 | 1.025 | GGT | 1 | 0.20078 | 50 | 50 | 5.9328 | 50 |  |  | 0.20078 | 10.0392
7303 | L_WPPGS12_1Y | 2 | South | YES | 0.11866 | 50 | 0 | 50 | 0 | 1.025 | GGT | 1 | 0.20078 | 50 | 50 | 5.9328 | 50 |  |  | 0.20078 | 10.0392
7305 | L_WPPGS34_1Y | 3 | South | YES | 0.11866 | 50 | 0 | 50 | 0 | 1.025 | GGT | 1 | 0.20078 | 50 | 50 | 5.9328 | 50 |  |  | 0.20078 | 10.0392
7305 | L_WPPGS34_1Y | 4 | South | YES | 0.11866 | 50 | 0 | 50 | 0 | 1.025 | GGT | 1 | 0.20078 | 50 | 50 | 5.9328 | 50 |  |  | 0.20078 | 10.0392
7014 | L_HAYSEN1_1Y | 1 | South | YES | 0.11896 | 223.9 | 74 | 223.9 | 0 | 1.008 | CC | 1 | 0.20109 | 223.9 | 223.9 | 26.6358 | 223.9 |  |  | 0.20109 | 45.0245
7015 | L_HAYSEN1_2Y | 2 | South | YES | 0.11896 | 225 | 74 | 225 | 0 | 1.008 | CC | 1 | 0.20109 | 225 | 225 | 26.7667 | 225 |  |  | 0.20109 | 45.2457
7016 | L_HAYSEN1_3Y | 3 | South | YES | 0.11896 | 224.6 | 74 | 224.6 | 0 | 1.008 | CC | 1 | 0.20109 | 224.6 | 224.6 | 26.7191 | 224.6 |  |  | 0.20109 | 45.1653
7017 | L_HAYSEN1_4Y | 4 | South | YES | 0.11896 | 226.7 | 74 | 226.7 | 0 | 1.008 | CC | 1 | 0.20109 | 226.7 | 226.7 | 26.9689 | 226.7 |  |  | 0.20109 | 45.5875
9000 | DECKR_G1 | 1 | South | YES | 0.12145 | 280 | 50 | 321 | 0 | 1.015 | GST | 1 | 0.20358 | 321 | 321 | 38.9861 | 321 |  |  | 0.20358 | 65.3495
9001 | DECKR_G2 | 2 | South | YES | 0.12145 | 400 | 50 | 426 | 0 | 1.015 | GST | 1 | 0.20358 | 426 | 426 | 51.7386 | 426 |  |  | 0.20358 | 86.7255
9016 | SANDH_G1 | 1 | South | YES | 0.1225 | 45 | 2 | 49 | 0 | 1.0175 | GGT | 1 | 0.20462 | 49 | 49 | 6.0023 | 49 |  |  | 0.20462 | 10.0266
9017 | SANDH_G2 | 2 | South | YES | 0.1225 | 45 | 2 | 46 | 0 | 1.0175 | GGT | 1 | 0.20462 | 46 | 46 | 5.6348 | 46 |  |  | 0.20462 | 9.4127
9018 | SANDH_G3 | 3 | South | YES | 0.1225 | 45 | 2 | 46 | 0 | 1.0175 | GGT | 1 | 0.20462 | 46 | 46 | 5.6348 | 46 |  |  | 0.20462 | 9.4127
9019 | SANDH_G4 | 4 | South | YES | 0.1225 | 0 | 2 | 47 |  | 1.0175 | GGT | 1 | 0.20462 | 47 | 47 | 5.7573 | 47 |  |  | 0.20462 | 9.6174
9020 | SANDHG5A | 5A | South | YES | 0.1225 | 150 | 84 | 155 | 0 | 1.0175 | CC | 1 | 0.20462 | 155 | 155 | 18.9869 | 155 |  |  | 0.20462 | 31.7169
9021 | SANDHG5C | 5C | South | YES | 0.1225 | 140 | 0 | 148 | 0 | 1.0175 | CC | 1 | 0.20462 | 148 | 148 | 18.1294 | 148 |  |  | 0.20462 | 30.2845
7004 | L_SIMGID1_1Y | 1 | South | YES | 0.12332 | 132 | 40 | 132 | 0 | 1.02 | GST | 1 | 0.20545 | 132 | 132 | 16.278 | 132 |  |  | 0.20545 | 27.119
7005 | L_SIMGID1_2Y | 2 | South | YES | 0.12332 | 133 | 32 | 139 | 0 | 1.02 | GST | 1 | 0.20545 | 139 | 139 | 17.1412 | 139 |  |  | 0.20545 | 28.5571
7006 | L_SIMGID1_3Y | 3 | South | YES | 0.12332 | 324.9 | 60 | 329 | 0 | 1.02 | GST | 1 | 0.20545 | 329 | 329 | 40.5716 | 329 |  |  | 0.20545 | 67.5921
9002 | DECKR_G3 | 3 | South | YES | 0.12345 | 0 | 24 | 42 |  | 1.015 | GGT | 1 | 0.20558 | 42 | 42 | 5.1849 | 42 |  |  | 0.20558 | 8.6343
9003 | DECKR_G4 | 4 | South | YES | 0.12345 | 44 | 24 | 44 | 0 | 1.015 | GGT | 1 | 0.20558 | 44 | 44 | 5.4318 | 44 |  |  | 0.20558 | 9.0454
9004 | DECKR_G5 | 5 | South | YES | 0.12345 | 44 | 24 | 44 | 0 | 1.015 | GGT | 1 | 0.20558 | 44 | 44 | 5.4318 | 44 |  |  | 0.20558 | 9.0454
9005 | DECKR_G6 | 6 | South | YES | 0.12345 | 44 | 24 | 47 | 0 | 1.015 | GGT | 1 | 0.20558 | 47 | 47 | 5.8021 | 47 |  |  | 0.20558 | 9.6622
7012 | L_FPPYD21_3Y | 3 | South | YES | 0.12509 | 427.5 | 200 | 436 | 0 | 1.02 | LIGCO | 1 | 0.20722 | 0 | 436 | 54.5379 | 436 |  |  | 0.20722 | 90.3462
7010 | L_FPPYD11_1Y | 1 | South | YES | 0.12522 | 547.4 | 200 | 606 | 0 | 1.02 | LIGCO | 1 | 0.20734 | 0 | 606 | 75.8809 | 606 |  |  | 0.20734 | 125.651
7011 | L_FPPYD11_2Y | 2 | South | YES | 0.12522 | 552.2 | 200 | 598 | 0 | 1.02 | LIGCO | 1 | 0.20734 | 0 | 598 | 74.8792 | 598 |  |  | 0.20734 | 123.9923
7807 | L_BASTEN1_1Y | 1 | South | YES | 0.14014 | 152.5 | 83.5 | 152.5 | 0 | 1.004 | CC | 1 | 0.22226 | 152.5 | 152.5 | 21.3706 | 152.5 |  |  | 0.22226 | 33.8953
7808 | L_BASTEN1_2Y | 1 | South | YES | 0.14014 | 149.5 | 83.5 | 149.5 | 0 | 1.004 | CC | 1 | 0.22226 | 149.5 | 149.5 | 20.9502 | 149.5 |  |  | 0.22226 | 33.2285
7809 | L_BASTEN1_3Y | 1 | South | YES | 0.14014 | 232.6 | 42 | 232.6 | 0 | 1.004 | CC | 1 | 0.22226 | 232.6 | 232.6 | 32.5954 | 232.6 |  |  | 0.22226 | 51.6986
7007 | L_LOSTPI1_1Y | 1 | South | YES | 0.14197 | 158.6 | 110 | 158 | 0 | 1 | CC | 1 | 0.2241 | 158 | 158 | 22.4319 | 158 |  |  | 0.2241 | 35.4083
7008 | L_LOSTPI1_2Y | 2 | South | YES | 0.14197 | 157.7 | 107 | 160 | 0 | 1 | CC | 1 | 0.2241 | 160 | 160 | 22.7158 | 160 |  |  | 0.2241 | 35.8565
7009 | L_LOSTPI1_3Y | 3 | South | YES | 0.14197 | 173.9 | 72 | 175 | 0 | 1 | CC | 1 | 0.2241 | 175 | 175 | 24.8454 | 175 |  |  | 0.2241 | 39.218
3432 | SANDOW_4G | 4 | South | YES | 0.15801 | 580 | 225 | 580 | 0 | 1.029 | LIGCO | 1 | 0.24013 | 0 | 580 | 91.6429 | 580 |  |  | 0.24013 | 139.2777
13432 | SANDOW_5G | 5 | South | YES | 0.15801 | 581 | 225 | 581 | 0 | 1.029 | LIGCO | 1 | 0.24013 | 0 | 581 | 91.8009 | 581 |  |  | 0.24013 | 139.5178
Note on AL4: Zonal Cap - Zonal Impact

## Distributed Slack - Bound Gen
Number of Bus | Name of Bus | ID | Area Name of Gen | AGC | P Sensitivity of Bus | Gen MW | Min MW | Max MW | V Sensitivity of Bus | Set Volt | Tech Type | Zone Impact | Zone Correlation | Inc Max | Dec Max | Souce S.F. Weighting | Souce Capacity | Sink S.F. Weighting | Sink Capacity | PTDF Calc | PTDF Weighting | max of zone correlation | 0.081452 |  |  | Neg PTDF weight | Pos PTDF weight
8139 | JOS #1 | MB | South | YES | 0 | 0 | 45 | 255 |  | 1.02 | GST | 1 | 0.081452 | 0 | 0 | 0 | 0 |  |  | 0.081452 | 0 |  |  |  |  | 0 | 0
8285 | LAR #1 | MB | South | YES | 0 | 0 | 9 | 32 |  | 1.0497 | GST | 1 | 0.081452 | 0 | 0 | 0 | 0 |  |  | 0.081452 | 0 |  |  |  |  | 0 | 0
8287 | LAR #2 | MB | South | YES | 0 | 0 | 9 | 32 |  | 1.04 | GST | 1 | 0.081452 | 0 | 0 | 0 | 0 |  |  | 0.081452 | 0 |  |  |  |  | 0 | 0
8288 | LAR #3 | MB | South | YES | 0 | 0 | 25 | 105 |  | 1.04 | GST | 1 | 0.081452 | 0 | 0 | 0 | 0 |  |  | 0.081452 | 0 |  |  | Weighted Shift Factors |  | 0 | 0
8388 | BATES0A | MB | South | YES | 0 | 0 | 21 | 71 |  | 1.033 | GST | 1 | 0.081452 | 0 | 0 | 0 | 0 |  |  | 0.081452 | 0 |  |  | South | 0.11665 | 0 | 0
8393 | BATES0B | MB | South | YES | 0 | 0 | 25 | 110 |  | 1.03 | GST | 1 | 0.081452 | 0 | 0 | 0 | 0 |  |  | 0.081452 | 0 |  |  | North | -0.081452 | 0 | 0
8437 | NUECES_B0C | MB | South | YES | 0 | 0 | 7 | 30 |  | 1.03 | GST | 1 | 0.081452 | 0 | 0 | 0 | 0 |  |  | 0.081452 | 0 |  |  |  |  | 0 | 0
8438 | NUECES_B0B | MB | South | YES | 0 | 0 | 26 | 169 |  | 1.03 | GST | 1 | 0.081452 | 0 | 0 | 0 | 0 |  |  | 0.081452 | 0 | North |  |  |  | 0 | 0
39190 | TNSLCGN1__8 | 1 | Houston | YES | 0 | 0 | 10 | 30 |  | 1.03 | Cogen | 1 | 0.081452 | 0 | 0 |  |  |  |  | 0.081452 | 0 | Line Rating |  | 1072 |  | 0 | 0
5934 | SI_RAY5 | 5 | South | YES | 0 | 0 | 10 | 15 |  | 1.035 | GST | 1 | 0.081452 | 15 | 15 | 0 | 15 |  |  | 0.081452 | 1.2218 | Impact Counter to Zone: |  | 0 |  | 0 | 0
48591 | CHE_GT2_5030 | 2 | Houston | YES | 0.018069 | 173 | 50 | 173 | 0 | 1.029 | Cogen | 1 | 0.099521 | 0 | 0 |  |  |  |  | 0.099521 | 0 |  |  | 0% |  | 0 | 0
48811 | CVC_GT3_5045 | 3 | Houston | YES | 0.018069 | 156 | 91.8 | 156 | 0 | 1.029 | Cogen | 1 | 0.099521 | 0 | 0 |  |  |  |  | 0.099521 | 0 |  |  |  |  | 0 | 0
48812 | CVC_GT2_5020 | 2 | Houston | YES | 0.018069 | 158 | 91.8 | 158 | 0 | 1.029 | Cogen | 1 | 0.099521 | 0 | 0 |  |  |  |  | 0.099521 | 0 | South |  |  |  | 0 | 0
48813 | CVC_GT1_5035 | 1 | Houston | YES | 0.018069 | 160 | 91.8 | 160 | 0 | 1.029 | Cogen | 1 | 0.099521 | 0 | 0 |  |  |  |  | 0.099521 | 0 | Line Rating |  | 1072 |  | 0 | 0
48814 | CVC_ST5_5040 | 1 | Houston | YES | 0.018069 | 162 | 91.8 | 162 | 0 | 1.029 | Cogen | 1 | 0.099521 | 0 | 0 |  |  |  |  | 0.099521 | 0 | Impact Counter to Zone: |  | 0 |  | 0 | 0
48886 | THW_5354 | C | Houston | YES | 0.021892 | 45.6 | 5 | 57 |  | 1.0319 | GGT | 1 | 0.10334 | 57 | 57 |  |  |  |  | 0.10334 | 5.8906 |  |  | 0% |  | 0 | 0
48887 | THW_5556 | F | Houston | YES | 0.021892 | 45.6 | 5 | 57 |  | 1.0319 | GGT | 1 | 0.10334 | 57 | 57 |  |  |  |  | 0.10334 | 5.8906 |  |  |  |  | 0 | 0
48885 | THW_5152 | A | Houston | YES | 0.021892 | 46.4 | 5 | 58 |  | 1.0319 | GGT | 1 | 0.10334 | 58 | 58 |  |  |  |  | 0.10334 | 5.9939 |  |  |  |  | 0 | 0
48886 | THW_5354 | D | Houston | YES | 0.021892 | 46.4 | 5 | 58 |  | 1.0319 | GGT | 1 | 0.10334 | 58 | 58 |  |  |  |  | 0.10334 | 5.9939 |  |  |  |  | 0 | 0
48885 | THW_5152 | B | Houston | YES | 0.021892 | 47.2 | 5 | 59 |  | 1.0319 | GGT | 1 | 0.10334 | 59 | 59 |  |  |  |  | 0.10334 | 6.0973 |  |  |  |  | 0 | 0
48887 | THW_5556 | E | Houston | YES | 0.021892 | 47.2 | 5 | 59 |  | 1.0319 | GGT | 1 | 0.10334 | 59 | 59 |  |  |  |  | 0.10334 | 6.0973 |  |  |  |  | 0 | 0
48690 | GBY_GN5_5 | 5 | Houston | YES | 0.022163 | 318.4 | 81 | 398 |  | 1.0362 | GSC | 1 | 0.10361 | 398 | 398 |  |  |  |  | 0.10361 | 41.2387 |  |  |  |  | 0 | 0
48597 | BTE_GT4_8055 | 3 | Houston | YES | 0.022361 | 158.9 | 130 | 158.9 | 0 | 1.0261 | CC | 1 | 0.10381 | 158.9 | 158.9 |  |  |  |  | 0.10381 | 16.4959 |  |  |  |  | 0 | 0
48596 | BTE_GT3_8045 | 2 | Houston | YES | 0.022361 | 161.4 | 130 | 161.4 | 0 | 1.0261 | CC | 1 | 0.10381 | 161.4 | 161.4 |  |  |  |  | 0.10381 | 16.7554 |  |  |  |  | 0 | 0
48595 | BTE_GT2_8075 | 1 | Houston | YES | 0.022361 | 162.8 | 130 | 162.8 | 0 | 1.0261 | CC | 1 | 0.10381 | 162.8 | 162.8 |  |  |  |  | 0.10381 | 16.9007 |  |  |  |  | 0 | 0
48598 | BTE_ST1_8070 | 4 | Houston | YES | 0.022361 | 269.2 | 60 | 269.2 | 0 | 1.0261 | CC | 1 | 0.10381 | 269.2 | 269.2 |  |  |  |  | 0.10381 | 27.9464 |  |  |  |  | 0 | 0
48583 | CBY_GT4_1 | 1 | Houston | YES | 0.022988 | 172 | 0 | 172 | 0 | 1.027 | GSC | 1 | 0.10444 | 172 | 172 |  |  |  |  | 0.10444 | 17.9637 |  |  |  |  | 0 | 0
48584 | CBY_GT4_2 | 2 | Houston | YES | 0.022988 | 172 | 0 | 172 | 0 | 1.027 | CC | 1 | 0.10444 | 172 | 172 |  |  |  |  | 0.10444 | 17.9637 |  |  |  |  | 0 | 0
48585 | CBY_ST4_1 | 3 | Houston | YES | 0.022988 | 172 | 0 | 172 | 0 | 1.027 | CC | 1 | 0.10444 | 172 | 172 |  |  |  |  | 0.10444 | 17.9637 |  |  |  |  | 0 | 0
48815 | CVC_GT4_8005 | 4 | Houston | YES | 0.023096 | 165 | 91.8 | 165 |  | 1.0362 | Cogen | 1 | 0.10455 | 0 | 0 |  |  |  |  | 0.10455 | 0 |  |  |  |  | 0 | 0
48791 | PSA_GT1_8160 | 1 | Houston | YES | 0.023295 | 52 | 20.8 | 65 | 0 | 1.0362 | Cogen | 1 | 0.10475 | 0 | 0 |  |  |  |  | 0.10475 | 0 |  |  |  |  | 0 | 0
48792 | PSA_GT2_8155 | 2 | Houston | YES | 0.023295 | 52.8 | 20.3 | 66 | 0 | 1.0362 | Cogen | 1 | 0.10475 | 0 | 0 |  |  |  |  | 0.10475 | 0 |  |  |  |  | 0 | 0
48793 | PSA_GT3_8150 | 3 | Houston | YES | 0.023295 | 56 | 20.3 | 70 | 0 | 1.0362 | Cogen | 1 | 0.10475 | 0 | 0 |  |  |  |  | 0.10475 | 0 |  |  |  |  | 0 | 0
48794 | PSA_GT4_8145 | 4 | Houston | YES | 0.023295 | 52.8 | 20.3 | 66 | 0 | 1.0362 | Cogen | 1 | 0.10475 | 0 | 0 |  |  |  |  | 0.10475 | 0 |  |  |  |  | 0 | 0
48795 | PSA_GT5_8140 | 5 | Houston | YES | 0.023295 | 51.2 | 20.3 | 64 | 0 | 1.0362 | Cogen | 1 | 0.10475 | 0 | 0 |  |  |  |  | 0.10475 | 0 |  |  |  |  | 0 | 0
48796 | PSA_GN1_8165 | 1 | Houston | YES | 0.023295 | 83.2 | 43.1 | 104 | 0 | 1.0362 | Cogen | 1 | 0.10475 | 0 | 0 |  |  |  |  | 0.10475 | 0 |  |  |  |  | 0 | 0
48797 | PSA_GT6_8135 | 6 | Houston | YES | 0.023295 | 47.2 | 34.5 | 59 | 0 | 1.0362 | Cogen | 1 | 0.10475 | 0 | 0 |  |  |  |  | 0.10475 | 0 |  |  |  |  | 0 | 0
48581 | CBY_GN1_1 | 1 | Houston | YES | 0.023307 | 595.2 | 108 | 744 | 0 | 1.0435 | GSC | 1 | 0.10476 | 744 | 744 |  |  |  |  | 0.10476 | 77.9406 |  |  |  |  | 0 | 0
48940 | WARVUE_GT1 | G1 | Houston | YES | 0.02332 | 15 | 0 | 15 |  | 1.021 | Cogen | 1 | 0.10477 | 0 | 0 |  |  |  |  | 0.10477 | 0 |  |  |  |  | 0 | 0
48651 | EP_1_2 | 1 | Houston | YES | 0.023331 | 4 | 0 | 5 | 0 | 1.0362 | Cogen | 1 | 0.10478 | 0 | 0 |  |  |  |  | 0.10478 | 0 |  |  |  |  | 0 | 0
48651 | EP_1_2 | 2 | Houston | YES | 0.023331 | 17.7 | 10 | 21 | 0 | 1.0362 | Cogen | 1 | 0.10478 | 0 | 0 |  |  |  |  | 0.10478 | 0 |  |  |  |  | 0 | 0
49803 | EXN_15GT | 1 | Houston | YES | 0.023691 | 33 | 8.3 | 34 |  | 1.0326 | Cogen | 1 | 0.10514 | 0 | 0 |  |  |  |  | 0.10514 | 0 |  |  |  |  | 0 | 0
49804 | EXN_16GT | 2 | Houston | YES | 0.023691 | 32 | 8.3 | 34.7 |  | 1.0326 | Cogen | 1 | 0.10514 | 0 | 0 |  |  |  |  | 0.10514 | 0 |  |  |  |  | 0 | 0
49805 | EXN_17GT | 3 | Houston | YES | 0.023691 | 31 | 8.3 | 32.7 |  | 1.0326 | Cogen | 1 | 0.10514 | 0 | 0 |  |  |  |  | 0.10514 | 0 |  |  |  |  | 0 | 0
49826 | EXN938GT | 5 | Houston | YES | 0.023691 | 43 | 9.2 | 45.9 |  | 1.0326 | Cogen | 1 | 0.10514 | 0 | 0 |  |  |  |  | 0.10514 | 0 |  |  |  |  | 0 | 0
49828 | EXN941GT | 10 | Houston | YES | 0.023691 | 17.7 | 5.4 | 17.7 | 0 | 1.0326 | Cogen | 1 | 0.10514 | 0 | 0 |  |  |  |  | 0.10514 | 0 |  |  |  |  | 0 | 0
49829 | EXN942GT | 11 | Houston | YES | 0.023691 | 20 | 5.4 | 20.4 | 0 | 1.0326 | Cogen | 1 | 0.10514 | 0 | 0 |  |  |  |  | 0.10514 | 0 |  |  |  |  | 0 | 0
49830 | EXN943GT | 12 | Houston | YES | 0.023691 | 19 | 5.4 | 19.9 | 0 | 1.0326 | Cogen | 1 | 0.10514 | 0 | 0 |  |  |  |  | 0.10514 | 0 |  |  |  |  | 0 | 0
49831 | EXN944GT | 13 | Houston | YES | 0.023691 | 33 | 5.4 | 35 | 0 | 1.0326 | Cogen | 1 | 0.10514 | 0 | 0 |  |  |  |  | 0.10514 | 0 |  |  |  |  | 0 | 0
49832 | EXN945GT | 9 | Houston | YES | 0.023691 | 18.5 | 9.2 | 18.5 |  | 1.0326 | Cogen | 1 | 0.10514 | 0 | 0 |  |  |  |  | 0.10514 | 0 |  |  |  |  | 0 | 0
49837 | EXN_GT | 4 | Houston | YES | 0.023691 | 81 | 21.3 | 85.4 |  | 1.0326 | Cogen | 1 | 0.10514 | 0 | 0 |  |  |  |  | 0.10514 | 0 |  |  |  |  | 0 | 0
49838 | EXN_14GT | 14 | Houston | YES | 0.023691 | 140 | 0 | 148 |  | 1.0326 | Cogen | 1 | 0.10514 | 0 | 0 |  |  |  |  | 0.10514 | 0 |  |  |  |  | 0 | 0
48883 | THW_GT1_GT_1 | B2 | Houston | YES | 0.023792 | 0 | 0 | 12 |  | 1.043 | GGT | 1 | 0.10524 | 12 | 12 |  |  |  |  | 0.10524 | 1.2629 |  |  |  |  | 0 | 0
48582 | CBY_GN2_2 | 2 | Houston | YES | 0.024063 | 596.8 | 110 | 746 | 0 | 1.0435 | GSC | 1 | 0.10551 | 746 | 746 |  |  |  |  | 0.10551 | 78.7141 |  |  |  |  | 0 | 0
48875 | THW_3132 | B | Houston | YES | 0.024625 | 53 | 5 | 53 | 0 | 1.0435 | CC | 1 | 0.10608 | 53 | 53 |  |  |  |  | 0.10608 | 5.6221 |  |  |  |  | 0 | 0
48875 | THW_3132 | A | Houston | YES | 0.024625 | 55 | 5 | 55 | 0 | 1.0435 | CC | 1 | 0.10608 | 55 | 55 |  |  |  |  | 0.10608 | 5.8342 |  |  |  |  | 0 | 0
48877 | THW_3334 | C | Houston | YES | 0.024625 | 55 | 5 | 55 | 0 | 1.0435 | CC | 1 | 0.10608 | 55 | 55 |  |  |  |  | 0.10608 | 5.8342 |  |  |  |  | 0 | 0
48879 | THW_4142 | F | Houston | YES | 0.024625 | 55 | 5 | 55 | 0 | 1.0435 | CC | 1 | 0.10608 | 55 | 55 |  |  |  |  | 0.10608 | 5.8342 |  |  |  |  | 0 | 0
48879 | THW_4142 | E | Houston | YES | 0.024625 | 56 | 5 | 56 | 0 | 1.0435 | CC | 1 | 0.10608 | 56 | 56 |  |  |  |  | 0.10608 | 5.9403 |  |  |  |  | 0 | 0
48877 | THW_3334 | D | Houston | YES | 0.024625 | 57 | 5 | 57 | 0 | 1.0435 | CC | 1 | 0.10608 | 57 | 57 |  |  |  |  | 0.10608 | 6.0464 |  |  |  |  | 0 | 0
48881 | THW_4344 | G | Houston | YES | 0.024625 | 58 | 5 | 58 | 0 | 1.0435 | CC | 1 | 0.10608 | 58 | 58 |  |  |  |  | 0.10608 | 6.1525 |  |  |  |  | 0 | 0
48881 | THW_4344 | H | Houston | YES | 0.024625 | 58 | 5 | 58 | 0 | 1.0435 | CC | 1 | 0.10608 | 58 | 58 |  |  |  |  | 0.10608 | 6.1525 |  |  |  |  | 0 | 0
48873 | THW_ST3_ST_3 | 3 | Houston | YES | 0.024625 | 107 | 19 | 107 | 0 | 1.0435 | CC | 1 | 0.10608 | 107 | 107 |  |  |  |  | 0.10608 | 11.3502 |  |  |  |  | 0 | 0
48874 | THW_ST4_ST_4 | 4 | Houston | YES | 0.024625 | 108 | 19 | 108 | 0 | 1.0435 | CC | 1 | 0.10608 | 108 | 108 |  |  |  |  | 0.10608 | 11.4563 |  |  |  |  | 0 | 0
48593 | CHE_GT1_8015 | 1 | Houston | YES | 0.025305 | 173 | 50 | 173 | 0 | 1.0362 | Cogen | 1 | 0.10676 | 0 | 0 |  |  |  |  | 0.10676 | 0 |  |  |  |  | 0 | 0
48594 | CHE_GN4_8025 | 4 | Houston | YES | 0.025305 | 142 | 60 | 142 | 0 | 1.0362 | Cogen | 1 | 0.10676 | 0 | 0 |  |  |  |  | 0.10676 | 0 |  |  |  |  | 0 | 0
48513 | LPE_GT3_8080 | 3 | Houston | YES | 0.025373 | 39 | 0 | 39 | 0 | 1.0362 | GGT | 1 | 0.10682 | 39 | 39 |  |  |  |  | 0.10682 | 4.1662 |  |  |  |  | 0 | 0
48514 | LPE_GT4_8085 | 4 | Houston | YES | 0.025373 | 39 | 0 | 39 | 0 | 1.0362 | GGT | 1 | 0.10682 | 39 | 39 |  |  |  |  | 0.10682 | 4.1662 |  |  |  |  | 0 | 0
48511 | LPE_GT1_8070 | 1 | Houston | YES | 0.025373 | 42 | 0 | 42 | 0 | 1.0362 | GGT | 1 | 0.10682 | 42 | 42 |  |  |  |  | 0.10682 | 4.4866 |  |  |  |  | 0 | 0
48512 | LPE_GT2_8075 | 2 | Houston | YES | 0.025373 | 42 | 0 | 42 | 0 | 1.0362 | GGT | 1 | 0.10682 | 42 | 42 |  |  |  |  | 0.10682 | 4.4866 |  |  |  |  | 0 | 0
48500 | APD_GT1_8005 | 1 | Houston | YES | 0.025482 | 137.6 | 54.6 | 137.6 | 0 | 1.0362 | Cogen | 1 | 0.10693 | 0 | 0 |  |  |  |  | 0.10693 | 0 |  |  |  |  | 0 | 0
48820 | SHELLG1_3015 | 1 | Houston | YES | 0.025943 | 71 | 34.5 | 71 |  | 1.029 | Cogen | 1 | 0.10739 | 0 | 0 |  |  |  |  | 0.10739 | 0 |  |  |  |  | 0 | 0
48821 | SHELLG2 | 2 | Houston | YES | 0.025943 | 72 | 34.5 | 72 |  | 1.029 | Cogen | 1 | 0.10739 | 0 | 0 |  |  |  |  | 0.10739 | 0 |  |  |  |  | 0 | 0
48822 | SHELLG3_3020 | 2 | Houston | YES | 0.025943 | 30 | 0 | 30 |  | 1.029 | Cogen | 1 | 0.10739 | 0 | 0 |  |  |  |  | 0.10739 | 0 |  |  |  |  | 0 | 0
48822 | SHELLG3_3020 | 1 | Houston | YES | 0.025943 | 39 | 0 | 39 |  | 1.029 | Cogen | 1 | 0.10739 | 0 | 0 |  |  |  |  | 0.10739 | 0 |  |  |  |  | 0 | 0
48740 | PSG_GN2_8050 | 1 | Houston | YES | 0.026278 | 182 | 60 | 182 | 0 | 1.0326 | Cogen | 1 | 0.10773 | 0 | 0 |  |  |  |  | 0.10773 | 0 |  |  |  |  | 0 | 0
48741 | PSG_GT2_8040 | 1 | Houston | YES | 0.026278 | 158.6 | 50 | 158.6 | 0 | 1.0326 | Cogen | 1 | 0.10773 | 0 | 0 |  |  |  |  | 0.10773 | 0 |  |  |  |  | 0 | 0
48742 | PSG_GT3_8060 | 1 | Houston | YES | 0.026278 | 157 | 50 | 157 | 0 | 1.0326 | Cogen | 1 | 0.10773 | 0 | 0 |  |  |  |  | 0.10773 | 0 |  |  |  |  | 0 | 0
48854 | SRB_GN4_4 | 4 | Houston | YES | 0.026279 | 182.4 | 35 | 228 | 0 | 1.0326 | GST | 1 | 0.10773 | 228 | 228 |  |  |  |  | 0.10773 | 24.5626 |  |  |  |  | 0 | 0
48611 | DIB_GT1_8080 | 1 | Houston | YES | 0.026285 | 64 | 0 | 64 | 0 | 1.0326 | Cogen | 1 | 0.10774 | 0 | 0 |  |  |  |  | 0.10774 | 0 |  |  |  |  | 0 | 0
48612 | DIB_GT2_8075 | 2 | Houston | YES | 0.026285 | 63.2 | 0 | 63.2 | 0 | 1.0326 | Cogen | 1 | 0.10774 | 0 | 0 |  |  |  |  | 0.10774 | 0 |  |  |  |  | 0 | 0
48613 | DIB_ST1_8085 | 3 | Houston | YES | 0.026285 | 67.9 | 30 | 82.6 | 0 | 1.0326 | Cogen | 1 | 0.10774 | 0 | 0 |  |  |  |  | 0.10774 | 0 |  |  |  |  | 0 | 0
48614 | DIB_GT3_8090 | 4 | Houston | YES | 0.026285 | 73.6 | 15 | 73.6 | 0 | 1.0326 | Cogen | 1 | 0.10774 | 0 | 0 |  |  |  |  | 0.10774 | 0 |  |  |  |  | 0 | 0
48845 | SOL_GT1 | 1 | Houston | YES | 0.026288 | 16.2 | 15.4 | 16.2 |  | 1.0326 | Solar | 1 | 0.10774 | 16.2 | 16.2 |  |  |  |  | 0.10774 | 1.7454 |  |  |  |  | 0 | 0
48853 | SRB_GN3_3 | 3 | Houston | YES | 0.026292 | 170.4 | 35 | 213 |  | 1.0326 | GST | 1 | 0.10774 | 213 | 213 |  |  |  |  | 0.10774 | 22.9494 |  |  |  |  | 0 | 0
48551 | CAL_GT1_8045 | 1 | Houston | YES | 0.02635 | 149 | 0 | 149 | 0 | 1.0326 | Cogen | 1 | 0.1078 | 0 | 0 |  |  |  |  | 0.1078 | 0 |  |  |  |  | 0 | 0
48552 | CAL_ST1_8000 | 2 | Houston | YES | 0.02635 | 65.1 | 0 | 65.1 | 0 | 1.0326 | Cogen | 1 | 0.1078 | 0 | 0 |  |  |  |  | 0.1078 | 0 |  |  |  |  | 0 | 0
48851 | SRB_GN1_1 | 1 | Houston | YES | 0.026355 | 132 | 26 | 165 | 0 | 1.0217 | GST | 1 | 0.10781 | 165 | 165 |  |  |  |  | 0.10781 | 17.7881 |  |  |  |  | 0 | 0
48852 | SRB_GN2_2 | 2 | Houston | YES | 0.026374 | 140.8 | 26 | 176 | 0 | 1.0217 | GST | 1 | 0.10783 | 176 | 176 |  |  |  |  | 0.10783 | 18.9774 |  |  |  |  | 0 | 0
48855 | SRB_GT211035 | B2 | Houston | YES | 0.026387 | 0 | 0 | 12 |  | 1.014 | GGT | 1 | 0.10784 | 12 | 12 |  |  |  |  | 0.10784 | 1.2941 |  |  |  |  | 0 | 0
48855 | SRB_GT211035 | B1 | Houston | YES | 0.026387 | 0 | 0 | 18 |  | 1.014 | GGT | 1 | 0.10784 | 18 | 18 |  |  |  |  | 0.10784 | 1.9411 |  |  |  |  | 0 | 0
48761 | PR_GT1__9040 | 1 | Houston | YES | 0.026627 | 26 | 0 | 35 |  | 1 | Cogen | 1 | 0.10808 | 0 | 0 |  |  |  |  | 0.10808 | 0 |  |  |  |  | 0 | 0
48644 | DPEC_GT45070 | 4 | Houston | YES | 0.026862 | 157 | 98 | 157 | 0 | 1.0319 | CC | 1 | 0.10831 | 157 | 157 |  |  |  |  | 0.10831 | 17.0053 |  |  |  |  | 0 | 0
48642 | DPEC_GT25025 | 2 | Houston | YES | 0.026862 | 157.1 | 98 | 157.1 | 0 | 1.0319 | CC | 1 | 0.10831 | 157.1 | 157.1 |  |  |  |  | 0.10831 | 17.0161 |  |  |  |  | 0 | 0
48643 | DPEC_GT35010 | 3 | Houston | YES | 0.026862 | 157.5 | 98 | 157.5 | 0 | 1.0319 | CC | 1 | 0.10831 | 157.5 | 157.5 |  |  |  |  | 0.10831 | 17.0594 |  |  |  |  | 0 | 0
48641 | DPEC_GT15040 | 1 | Houston | YES | 0.026862 | 163.2 | 98 | 163.2 | 0 | 1.0319 | CC | 1 | 0.10831 | 163.2 | 163.2 |  |  |  |  | 0.10831 | 17.6768 |  |  |  |  | 0 | 0
48645 | DPEC_ST55065 | 5 | Houston | YES | 0.026862 | 282 | 0 | 282 | 0 | 1.0319 | CC | 1 | 0.10831 | 282 | 282 |  |  |  |  | 0.10831 | 30.5445 |  |  |  |  | 0 | 0
48841 | SJS_GT1_GT1 | 1 | Houston | YES | 0.027111 | 62.4 | 49 | 78 | 0 | 1.0362 | Cogen | 1 | 0.10856 | 0 | 0 |  |  |  |  | 0.10856 | 0 |  |  |  |  | 0 | 0
48842 | SJS_GT2_GT2 | 2 | Houston | YES | 0.027111 | 64.8 | 49 | 81 | 0 | 1.0362 | Cogen | 1 | 0.10856 | 0 | 0 |  |  |  |  | 0.10856 | 0 |  |  |  |  | 0 | 0
48691 | GBY_73741085 | B | Houston | YES | 0.02743 | 37.6 | 20 | 47 | 0 | 1.0362 | GGT | 1 | 0.10888 | 47 | 47 |  |  |  |  | 0.10888 | 5.1174 |  |  |  |  | 0 | 0
48691 | GBY_73741085 | A | Houston | YES | 0.02743 | 37.6 | 20 | 47 | 0 | 1.0362 | GGT | 1 | 0.10888 | 47 | 47 |  |  |  |  | 0.10888 | 5.1174 |  |  |  |  | 0 | 0
48692 | GBY_81821075 | C | Houston | YES | 0.02743 | 37.6 | 20 | 47 | 0 | 1.0362 | GGT | 1 | 0.10888 | 47 | 47 |  |  |  |  | 0.10888 | 5.1174 |  |  |  |  | 0 | 0
48693 | GBY_83841065 | F | Houston | YES | 0.02743 | 43.2 | 20 | 54 | 0 | 1.0362 | GGT | 1 | 0.10888 | 54 | 54 |  |  |  |  | 0.10888 | 5.8796 |  |  |  |  | 0 | 0
48692 | GBY_81821075 | D | Houston | YES | 0.02743 | 44 | 20 | 55 | 0 | 1.0362 | GGT | 1 | 0.10888 | 55 | 55 |  |  |  |  | 0.10888 | 5.9885 |  |  |  |  | 0 | 0
48693 | GBY_83841065 | E | Houston | YES | 0.02743 | 45.6 | 20 | 57 | 0 | 1.0362 | GGT | 1 | 0.10888 | 57 | 57 |  |  |  |  | 0.10888 | 6.2063 |  |  |  |  | 0 | 0
48531 | BYU_GT1_8075 | 1 | Houston | YES | 0.028073 | 65 | 0 | 65 |  | 1.0362 | Cogen | 1 | 0.10952 | 0 | 0 |  |  |  |  | 0.10952 | 0 |  |  |  |  | 0 | 0
48532 | BYU_GT2_8055 | 2 | Houston | YES | 0.028073 | 62 | 0 | 62 |  | 1.0362 | Cogen | 1 | 0.10952 | 0 | 0 |  |  |  |  | 0.10952 | 0 |  |  |  |  | 0 | 0
48533 | BYU_GT3_8060 | 3 | Houston | YES | 0.028073 | 67 | 0 | 67 |  | 1.0362 | Cogen | 1 | 0.10952 | 0 | 0 |  |  |  |  | 0.10952 | 0 |  |  |  |  | 0 | 0
48534 | BYU_GT4_8065 | 4 | Houston | YES | 0.028073 | 65 | 0 | 65 |  | 1.0362 | Cogen | 1 | 0.10952 | 0 | 0 |  |  |  |  | 0.10952 | 0 |  |  |  |  | 0 | 0
48561 | CTL_GT2_8130 | 1 | Houston | YES | 0.028585 | 73.5 | 30.3 | 91.9 |  | 1.0362 | Cogen | 1 | 0.11004 | 0 | 0 |  |  |  |  | 0.11004 | 0 |  |  |  |  | 0 | 0
48562 | CTL_GT3_8135 | 2 | Houston | YES | 0.028585 | 70.1 | 30.3 | 87.6 |  | 1.0362 | Cogen | 1 | 0.11004 | 0 | 0 |  |  |  |  | 0.11004 | 0 |  |  |  |  | 0 | 0
48563 | CTL_GT4_8140 | 3 | Houston | YES | 0.028585 | 69.6 | 30.3 | 87 |  | 1.0362 | Cogen | 1 | 0.11004 | 0 | 0 |  |  |  |  | 0.11004 | 0 |  |  |  |  | 0 | 0
48564 | CTL_GN1_8145 | 4 | Houston | YES | 0.028585 | 43.6 | 12.9 | 54.5 |  | 1.0362 | Cogen | 1 | 0.11004 | 0 | 0 |  |  |  |  | 0.11004 | 0 |  |  |  |  | 0 | 0
48565 | CTL_GN2_8155 | 5 | Houston | YES | 0.028585 | 9.8 | 3.4 | 12.2 |  | 1.0362 | Cogen | 1 | 0.11004 | 0 | 0 |  |  |  |  | 0.11004 | 0 |  |  |  |  | 0 | 0
48772 | PHR_GN2_2 | MB | Houston | YES | 0.029921 | 0 | 72 | 459 |  | 1.0362 | GSC | 1 | 0.11137 | 0 | 0 |  |  |  |  | 0.11137 | 0 |  |  |  |  | 0 | 0
38580 | TNBP_CGN1_8 | 1 | Houston | YES | 0.031835 | 70.8 | 0 | 70.8 | 0 | 1.005 | Cogen | 1 | 0.11329 | 0 | 0 |  |  |  |  | 0.11329 | 0 |  |  |  |  | 0 | 0
38590 | TNBP_CGN2_8 | 2 | Houston | YES | 0.031835 | 66.7 | 0 | 66.7 | 0 | 1.005 | Cogen | 1 | 0.11329 | 0 | 0 |  |  |  |  | 0.11329 | 0 |  |  |  |  | 0 | 0
38600 | TNBP_CGN3_8 | 5 | Houston | YES | 0.031835 | 53 | 0 | 53 | 0 | 1.005 | Cogen | 1 | 0.11329 | 0 | 0 |  |  |  |  | 0.11329 | 0 |  |  |  |  | 0 | 0
38611 | TNBPAMCG1_8 | 1 | Houston | YES | 0.031835 | 153.2 | 0 | 153.2 | 0 | 1.005 | Cogen | 1 | 0.11329 | 0 | 0 |  |  |  |  | 0.11329 | 0 |  |  |  |  | 0 | 0
38612 | TNBPAMCG2_8 | 2 | Houston | YES | 0.031835 | 153.5 | 0 | 153.5 | 0 | 1.005 | Cogen | 1 | 0.11329 | 0 | 0 |  |  |  |  | 0.11329 | 0 |  |  |  |  | 0 | 0
38613 | TNBPAMCG3_8 | 3 | Houston | YES | 0.031835 | 152.3 | 0 | 152.3 | 0 | 1.005 | Cogen | 1 | 0.11329 | 0 | 0 |  |  |  |  | 0.11329 | 0 |  |  |  |  | 0 | 0
38614 | TNBPAMCG4_8 | 4 | Houston | YES | 0.031835 | 96 | 0 | 96 |  | 1.005 | Cogen | 1 | 0.11329 | 0 | 0 |  |  |  |  | 0.11329 | 0 |  |  |  |  | 0 | 0
38615 | TNBPAMCG5_8 | 1 | Houston | YES | 0.031835 | 244 | 0 | 244 | 0 | 1.005 | Cogen | 1 | 0.11329 | 0 | 0 |  |  |  |  | 0.11329 | 0 |  |  |  |  | 0 | 0
38690 | TNBP_CGN4_8 | 3 | Houston | YES | 0.031835 | 40 | 0 | 40 |  | 1.005 | Cogen | 1 | 0.11329 | 0 | 0 |  |  |  |  | 0.11329 | 0 |  |  |  |  | 0 | 0
38711 | TNTXCTY1CG8 | 1 | Houston | YES | 0.031835 | 100.3 | 59 | 100.3 | 0 | 1 | Cogen | 1 | 0.11329 | 0 | 0 |  |  |  |  | 0.11329 | 0 |  |  |  |  | 0 | 0
38712 | TNTXCTY2CG8 | 1 | Houston | YES | 0.031835 | 92.9 | 59 | 92.9 | 0 | 1 | Cogen | 1 | 0.11329 | 0 | 0 |  |  |  |  | 0.11329 | 0 |  |  |  |  | 0 | 0
38713 | TNTXCTY3CG8 | 1 | Houston | YES | 0.031835 | 102.7 | 59 | 102.7 | 0 | 1 | Cogen | 1 | 0.11329 | 0 | 0 |  |  |  |  | 0.11329 | 0 |  |  |  |  | 0 | 0
38714 | TNTXCTY4CG8 | 1 | Houston | YES | 0.031835 | 103 | 59 | 103 | 0 | 1 | Cogen | 1 | 0.11329 | 0 | 0 |  |  |  |  | 0.11329 | 0 |  |  |  |  | 0 | 0
39470 | TNDOWCGNSG8 | 1 | Houston | YES | 0.031835 | 32 | 10 | 32 | 0 | 0.985 | Cogen | 1 | 0.11329 | 0 | 0 |  |  |  |  | 0.11329 | 0 |  |  |  |  | 0 | 0
39480 | TNDOWCGNGG8 | 1 | Houston | YES | 0.031835 | 30 | 10 | 30 | 0 | 0.985 | Cogen | 1 | 0.11329 | 0 | 0 |  |  |  |  | 0.11329 | 0 |  |  |  |  | 0 | 0
48929 | WAPGT21_GT1 | B1 | Houston | YES | 0.036348 | 0 | 0 | 13 |  | 1.05 | GGT | 1 | 0.1178 | 13 | 13 |  |  |  |  | 0.1178 | 1.5314 |  |  |  |  | 0 | 0
48921 | WAP_GN1_1 | 1 | Houston | YES | 0.036348 | 132.8 | 37 | 166 | 0 | 1.0362 | GST | 1 | 0.1178 | 166 | 166 |  |  |  |  | 0.1178 | 19.5548 |  |  |  |  | 0 | 0
48922 | WAP_GN2_2 | 2 | Houston | YES | 0.036348 | 132.8 | 37 | 166 | 0 | 1.0362 | GST | 1 | 0.1178 | 166 | 166 |  |  |  |  | 0.1178 | 19.5548 |  |  |  |  | 0 | 0
48923 | WAP_GN3_3 | 3 | Houston | YES | 0.036348 | 198.4 | 93 | 248 | 0 | 1.0362 | GST | 1 | 0.1178 | 248 | 248 |  |  |  |  | 0.1178 | 29.2144 |  |  |  |  | 0 | 0
48924 | WAP_GN4_4 | 4 | Houston | YES | 0.036348 | 546 | 217 | 546 | 0 | 1.0362 | GSC | 1 | 0.1178 | 546 | 546 |  |  |  |  | 0.1178 | 64.3187 |  |  |  |  | 0 | 0
48925 | WAP_GN5_5 | 5 | Houston | YES | 0.036348 | 579.1 | 278 | 654 | 0 | 0.985 | LIGCO | 1 | 0.1178 | 0 | 654 |  |  |  |  | 0.1178 | 77.0411 |  |  |  |  | 0 | 0
48510 | AK_GT1__8040 | 1 | Houston | YES | 0.036461 | 33.4 | 8.1 | 34 |  | 1.029 | Cogen | 1 | 0.11791 | 0 | 0 |  |  |  |  | 0.11791 | 0 |  |  |  |  | 0 | 0
48522 | BVE_GT2_5035 | 2 | Houston | YES | 0.037466 | 166.4 | 0 | 166.4 |  | 1.035 | CC | 1 | 0.11892 | 166.4 | 166.4 |  |  |  |  | 0.11892 | 19.7879 |  |  |  |  | 0 | 0
48521 | BVE_GT1_GT1 | 1 | Houston | YES | 0.037466 | 167.7 | 0 | 167.7 |  | 1.035 | CC | 1 | 0.11892 | 167.7 | 167.7 |  |  |  |  | 0.11892 | 19.9425 |  |  |  |  | 0 | 0
48523 | BVE_ST1_GN1 | 3 | Houston | YES | 0.037466 | 252.4 | 0 | 252.4 |  | 1.035 | CC | 1 | 0.11892 | 252.4 | 252.4 |  |  |  |  | 0.11892 | 30.0149 |  |  |  |  | 0 | 0
48730 | MNS_GT | 1 | Houston | YES | 0.037502 | 43 | 0 | 46.1 |  | 1.029 | Cogen | 1 | 0.11895 | 0 | 0 |  |  |  |  | 0.11895 | 0 |  |  |  |  | 0 | 0
48927 | WAP_GN7_7 | 7 | Houston | YES | 0.037524 | 564 | 277 | 564 |  | 1.035 | LIGCO | 1 | 0.11898 | 0 | 564 |  |  |  |  | 0.11898 | 67.1024 |  |  |  |  | 0 | 0
48928 | WAP_GN8_8 | 8 | Houston | YES | 0.037524 | 603 | 275 | 603 |  | 1.035 | LIGCO | 1 | 0.11898 | 0 | 603 |  |  |  |  | 0.11898 | 71.7424 |  |  |  |  | 0 | 0
48926 | WAP_GN6_6 | 6 | Houston | YES | 0.037524 | 651 | 280 | 651 |  | 1.035 | LIGCO | 1 | 0.11898 | 0 | 651 |  |  |  |  | 0.11898 | 77.4533 |  |  |  |  | 0 | 0
39760 | TNSCLP1___8 | 1 | Houston | YES | 0.044401 | 93.4 | 20 | 116.8 | 0 | 1.04 | Cogen | 1 | 0.12585 | 0 | 0 |  |  |  |  | 0.12585 | 0 |  |  |  |  | 0 | 0
39770 | TNSCLP2___8 | 1 | Houston | YES | 0.044401 | 91.6 | 20 | 114.5 | 0 | 1.04 | Cogen | 1 | 0.12585 | 0 | 0 |  |  |  |  | 0.12585 | 0 |  |  |  |  | 0 | 0
39775 | TNSCLP4___8 | 1 | Houston | YES | 0.044401 | 95.2 | 20 | 119 | 0 | 1.04 | Cogen | 1 | 0.12585 | 0 | 0 |  |  |  |  | 0.12585 | 0 |  |  |  |  | 0 | 0
39790 | TNSCLP3___8 | 1 | Houston | YES | 0.044401 | 87.6 | 20 | 109.5 | 0 | 1.027 | Cogen | 1 | 0.12585 | 0 | 0 |  |  |  |  | 0.12585 | 0 |  |  |  |  | 0 | 0
48520 | BSF_GT1_8070 | 1 | Houston | YES | 0.046345 | 72 | 0 | 72 | 0 | 1.0326 | Cogen | 1 | 0.1278 | 0 | 0 |  |  |  |  | 0.1278 | 0 |  |  |  |  | 0 | 0
48520 | BSF_GT1_8070 | 2 | Houston | YES | 0.046345 | 10 | 0 | 10 | 0 | 1.0326 | Cogen | 1 | 0.1278 | 0 | 0 |  |  |  |  | 0.1278 | 0 |  |  |  |  | 0 | 0
49851 | DOW17000 | 37 | Houston | YES | 0.048801 | 39 | 0 | 62 | 0 | 1 | Cogen | 1 | 0.13025 | 0 | 0 |  |  |  |  | 0.13025 | 0 |  |  |  |  | 0 | 0
49858 | DOW38100 | 31 | Houston | YES | 0.048801 | 45 | 0 | 71.4 |  | 1 | Cogen | 1 | 0.13025 | 0 | 0 |  |  |  |  | 0.13025 | 0 |  |  |  |  | 0 | 0
49859 | DOW38200 | 33 | Houston | YES | 0.048801 | 28 | 0 | 45 | 0 | 1 | Cogen | 1 | 0.13025 | 0 | 0 |  |  |  |  | 0.13025 | 0 |  |  |  |  | 0 | 0
49860 | DOW38300 | 32 | Houston | YES | 0.048801 | 63 | 0 | 101 |  | 1 | Cogen | 1 | 0.13025 | 0 | 0 |  |  |  |  | 0.13025 | 0 |  |  |  |  | 0 | 0
49862 | DOW39100 | 36 | Houston | YES | 0.048801 | 54 | 0 | 86 | 0 | 1 | Cogen | 1 | 0.13025 | 0 | 0 |  |  |  |  | 0.13025 | 0 |  |  |  |  | 0 | 0
49863 | DOW39200 | 35 | Houston | YES | 0.048801 | 55 | 0 | 88 | 0 | 1 | Cogen | 1 | 0.13025 | 0 | 0 |  |  |  |  | 0.13025 | 0 |  |  |  |  | 0 | 0
49865 | DOW41000 | 41 | Houston | YES | 0.048801 | 31 | 0 | 50 |  | 1 | Cogen | 1 | 0.13025 | 0 | 0 |  |  |  |  | 0.13025 | 0 |  |  |  |  | 0 | 0
49866 | DOW42000 | 42 | Houston | YES | 0.048801 | 11 | 0 | 18 |  | 1 | Cogen | 1 | 0.13025 | 0 | 0 |  |  |  |  | 0.13025 | 0 |  |  |  |  | 0 | 0
49869 | DOW49000 | 45 | Houston | YES | 0.048801 | 59 | 0 | 94 |  | 1 | Cogen | 1 | 0.13025 | 0 | 0 |  |  |  |  | 0.13025 | 0 |  |  |  |  | 0 | 0
49870 | DOW61000 | 61 | Houston | YES | 0.048801 | 44 | 0 | 70 | 0 | 1 | Cogen | 1 | 0.13025 | 0 | 0 |  |  |  |  | 0.13025 | 0 |  |  |  |  | 0 | 0
49871 | DOW62000 | 62 | Houston | YES | 0.048801 | 40 | 0 | 63 | 0 | 1 | Cogen | 1 | 0.13025 | 0 | 0 |  |  |  |  | 0.13025 | 0 |  |  |  |  | 0 | 0
49872 | DOW63000 | 63 | Houston | YES | 0.048801 | 45 | 0 | 72 | 0 | 1 | Cogen | 1 | 0.13025 | 0 | 0 |  |  |  |  | 0.13025 | 0 |  |  |  |  | 0 | 0
49873 | DOW64000 | 64 | Houston | YES | 0.048801 | 41 | 0 | 64.8 | 0 | 1 | Cogen | 1 | 0.13025 | 0 | 0 |  |  |  |  | 0.13025 | 0 |  |  |  |  | 0 | 0
49876 | DOW65000 | 65 | Houston | YES | 0.048801 | 63 | 0 | 101 | 0 | 1 | Cogen | 1 | 0.13025 | 0 | 0 |  |  |  |  | 0.13025 | 0 |  |  |  |  | 0 | 0
49877 | DOW66000 | 66 | Houston | YES | 0.048801 | 61 | 0 | 97 | 0 | 1 | Cogen | 1 | 0.13025 | 0 | 0 |  |  |  |  | 0.13025 | 0 |  |  |  |  | 0 | 0
49878 | DOW67000 | 67 | Houston | YES | 0.048801 | 65 | 0 | 103 | 0 | 1 | Cogen | 1 | 0.13025 | 0 | 0 |  |  |  |  | 0.13025 | 0 |  |  |  |  | 0 | 0
49882 | DOW81000 | 81 | Houston | YES | 0.048801 | 47 | 0 | 76 | 0 | 1 | Cogen | 1 | 0.13025 | 0 | 0 |  |  |  |  | 0.13025 | 0 |  |  |  |  | 0 | 0
49884 | DOW82000 | 82 | Houston | YES | 0.048801 | 51 | 0 | 80 | 0 | 1 | Cogen | 1 | 0.13025 | 0 | 0 |  |  |  |  | 0.13025 | 0 |  |  |  |  | 0 | 0
49885 | DOW83000 | 83 | Houston | YES | 0.048801 | 51 | 0 | 80 | 0 | 1 | Cogen | 1 | 0.13025 | 0 | 0 |  |  |  |  | 0.13025 | 0 |  |  |  |  | 0 | 0
49886 | DOW84000 | 84 | Houston | YES | 0.048801 | 107 | 0 | 171 | 0 | 0.98 | Cogen | 1 | 0.13025 | 0 | 0 |  |  |  |  | 0.13025 | 0 |  |  |  |  | 0 | 0
8032 | AMISTADHYD1 | 1 | South | YES | 0.049694 | 33 | 13 | 33 | 0 | 1.03 | Hydro | 1 | 0.13115 | 0 | 0 | 0 | 0 |  |  | 0.13115 | 0 |  |  |  |  | 0 | 0
8033 | AMISTADHYD2 | 2 | South | YES | 0.049694 | 25 | 13 | 25 | 0 | 1.03 | Hydro | 1 | 0.13115 | 0 | 0 | 0 | 0 |  |  | 0.13115 | 0 |  |  |  |  | 0 | 0
88253 | HAMILTON | F | South | YES | 0.049694 | 0 | 0 | 0 | 0 | 1.04 | BLT | 1 | 0.13115 | 0 | 0 | 0 | 0 |  |  | 0.13115 | 0 |  |  |  |  | 0 | 0
32892 | BRYN_DNSBY14 | 1 | North | YES | -0.015824 | 84 | 25 | 105 | 0 | 1.035 | GST | -1 | 0.13247 | 105 | 105 |  |  | -1.6615 | 105 | -0.13247 | -13.9093 |  |  |  |  | 0 | 0
32883 | BRYN_DNSBY3 | 1 | North | YES | -0.015824 | 0 | 2 | 48 |  | 1.015 | GST | -1 | 0.13247 | 48 | 48 |  |  | -0.75955 | 48 | -0.13247 | -6.3586 |  |  |  |  | 0 | 0
32884 | BRYN_DNSBY13 | 1 | North | YES | -0.015824 | 46 | 2 | 46 | 0 | 1.015 | GST | -1 | 0.13247 | 46 | 46 |  |  | -0.7279 | 46 | -0.13247 | -6.0936 |  |  |  |  | 0 | 0
48674 | FTR_CN4_5095 | 4 | North | YES | -0.016497 | 380 | 0 | 380 | 0 | 1.0319 | CC | -1 | 0.13314 | 380 | 380 |  |  | -6.2689 | 380 | -0.13314 | -50.5943 |  |  |  |  | 0 | 0
48672 | FTR_GT2_5110 | 2 | North | YES | -0.016497 | 159 | 0 | 159 | 0 | 1.0319 | CC | -1 | 0.13314 | 159 | 159 |  |  | -2.623 | 159 | -0.13314 | -21.1697 |  |  |  |  | 0 | 0
48673 | FTR_GT3_5085 | 3 | North | YES | -0.016497 | 158 | 0 | 158 | 0 | 1.0319 | CC | -1 | 0.13314 | 158 | 158 |  |  | -2.6065 | 158 | -0.13314 | -21.0366 |  |  |  |  | 0 | 0
48671 | FTR_GT1_5105 | 1 | North | YES | -0.016497 | 154.2 | 0 | 154.2 | 0 | 1.0319 | CC | -1 | 0.13314 | 154.2 | 154.2 |  |  | -2.5438 | 154.2 | -0.13314 | -20.5307 |  |  |  |  | 0 | 0
32888 | BRYN_ATKINS7 | 1 | North | YES | -0.018261 | 13.6 | 4 | 17 |  | 1.028 | GGT | -1 | 0.13491 | 17 | 17 |  |  | -0.31044 | 17 | -0.13491 | -2.2934 |  |  |  |  | 0 | 0
32886 | BRYN_ATKINS3 | MB | North | YES | -0.018261 | 0 | 5 | 12 |  | 1 | GST | -1 | 0.13491 | 0 | 0 |  |  | 0 | 0 | -0.13491 | 0 |  |  |  |  | 0 | 0
32887 | BRYN_ATKINS6 | MB | North | YES | -0.018261 | 0 | 12 | 51 |  | 1.028 | GST | -1 | 0.13491 | 0 | 0 |  |  | 0 | 0 | -0.13491 | 0 |  |  |  |  | 0 | 0
32890 | BRYN_ATKINS4 | MB | North | YES | -0.018261 | 0 | 5 | 22 |  | 1.031 | GST | -1 | 0.13491 | 0 | 0 |  |  | 0 | 0 | -0.13491 | 0 |  |  |  |  | 0 | 0
32891 | BRYN_ATKINS5 | MB | North | YES | -0.018261 | 0 | 5 | 25 |  | 1.031 | GST | -1 | 0.13491 | 0 | 0 |  |  | 0 | 0 | -0.13491 | 0 |  |  |  |  | 0 | 0
32798 | BRYN_TAMUGEN | 1 | North | YES | -0.018452 | 32 | 0 | 32 |  | 1.02 | GST | -1 | 0.1351 | 32 | 32 |  |  | -0.59046 | 32 | -0.1351 | -4.3231 |  |  |  |  | 0 | 0
48911 | TGF_GT1_8000 | 1 | Houston | YES | 0.058202 | 69.2 | 0 | 69.2 |  | 1.029 | Cogen | 1 | 0.13965 | 0 | 0 |  |  |  |  | 0.13965 | 0 |  |  |  |  | 0 | 0
990 | GIBN_CREK_G1 | 1 | North | YES | -0.023129 | 463 | 200 | 463 | 0 | 1.0275 | LIGCO | -1 | 0.13977 | 0 | 463 |  |  | 0 | 0 | -0.13977 | 0 |  |  |  |  | 0 | 0
48731 | CBE_GT1 | 1 | Houston | YES | 0.061389 | 76 | 0 | 76 | 0 | 1.029 | CC | 1 | 0.14284 | 76 | 76 |  |  |  |  | 0.14284 | 10.8559 |  |  |  |  | 0 | 0
48732 | CBE_GT2 | 1 | Houston | YES | 0.061389 | 76 | 0 | 76 | 0 | 1.029 | CC | 1 | 0.14284 | 76 | 76 |  |  |  |  | 0.14284 | 10.8559 |  |  |  |  | 0 | 0
48734 | CBE_GT3 | 1 | Houston | YES | 0.061389 | 76 | 0 | 76 | 0 | 1.029 | CC | 1 | 0.14284 | 76 | 76 |  |  |  |  | 0.14284 | 10.8559 |  |  |  |  | 0 | 0
48735 | CBE_GT4 | 1 | Houston | YES | 0.061389 | 76 | 0 | 76 | 0 | 1.029 | CC | 1 | 0.14284 | 76 | 76 |  |  |  |  | 0.14284 | 10.8559 |  |  |  |  | 0 | 0
48733 | CBE_ST12 | 1 | Houston | YES | 0.061389 | 105 | 0 | 105 | 0 | 1.029 | CC | 1 | 0.14284 | 105 | 105 |  |  |  |  | 0.14284 | 14.9983 |  |  |  |  | 0 | 0
48736 | CBE_ST34 | 1 | Houston | YES | 0.061389 | 105 | 0 | 105 | 0 | 1.029 | CC | 1 | 0.14284 | 105 | 105 |  |  |  |  | 0.14284 | 14.9983 |  |  |  |  | 0 | 0
5911 | STP_GN1___1 | 1 | Houston | YES | 0.062009 | 1333 | 1249 | 1333 | 0 | 1.0406 | Nuc | 1 | 0.14346 | 0 | 0 |  |  |  |  | 0.14346 | 0 |  |  |  |  | 0 | 0
5912 | STP_GN2___2 | 2 | Houston | YES | 0.062009 | 1332 | 1249 | 1332 | 0 | 1.0406 | Nuc | 1 | 0.14346 | 0 | 0 |  |  |  |  | 0.14346 | 0 |  |  |  |  | 0 | 0
8262 | ELPS | 1 | South | YES | 0.064073 | 6 | 6 | 6 | 0 | 1.15 | Hydro | 1 | 0.14552 | 0 | 0 | 0 | 0 |  |  | 0.14552 | 0 |  |  |  |  | 0 | 0
7022 | L_BUCHAN1_1Y | 1 | South | YES | 0.071689 | 0 | 0 | 18 |  | 1 | Hydro | 1 | 0.15314 | 0 | 0 | 0 | 0 |  |  | 0.15314 | 0 |  |  |  |  | 0 | 0
7023 | L_BUCHAN1_2Y | 2 | South | YES | 0.071689 | 0 | 0 | 18 |  | 1 | Hydro | 1 | 0.15314 | 0 | 0 | 0 | 0 |  |  | 0.15314 | 0 |  |  |  |  | 0 | 0
7024 | L_BUCHAN1_3Y | 3 | South | YES | 0.071689 | 0 | 0 | 15 |  | 1 | Hydro | 1 | 0.15314 | 0 | 0 | 0 | 0 |  |  | 0.15314 | 0 |  |  |  |  | 0 | 0
7026 | L_INKSDA1_1Y | 1 | South | YES | 0.07245 | 0 | 0 | 13.7 |  | 1 | Hydro | 1 | 0.1539 | 0 | 0 | 0 | 0 |  |  | 0.1539 | 0 |  |  |  |  | 0 | 0
39960 | TNTNPONE_18 | 1 | North | YES | -0.045587 | 152.3 | 30 | 152.3 |  | 1.04 | LIGCO | -1 | 0.16223 | 0 | 152.3 |  |  | 0 | 0 | -0.16223 | 0 |  |  |  |  | 0 | 0
39970 | TNTNPONE_28 | 1 | North | YES | -0.045587 | 153 | 30 | 153 |  | 1.04 | LIGCO | -1 | 0.16223 | 0 | 153 |  |  | 0 | 0 | -0.16223 | 0 |  |  |  |  | 0 | 0
60202 | FRNDDRCS | F | West | YES | -0.04836 | 0 | 0 | 0 | 0 | 0.9985 | AVR | -1 | 0.16501 | 0 | 0 |  |  |  |  | -0.16501 | 0 |  |  |  |  | 0 | 0
8134 | FOR #1 | 1 | South | YES | 0.086112 | 54.1 | 45 | 79 | 0 | 1 | Cogen | 1 | 0.16756 | 0 | 0 | 0 | 0 |  |  | 0.16756 | 0 |  |  |  |  | 0 | 0
8138 | FOR #2 | 2 | South | YES | 0.086112 | 63.1 | 45 | 81 | 0 | 1 | Cogen | 1 | 0.16756 | 0 | 0 | 0 | 0 |  |  | 0.16756 | 0 |  |  |  |  | 0 | 0
8153 | FOR #3 | 3 | South | YES | 0.086112 | 63.1 | 45 | 79.9 | 0 | 1 | Cogen | 1 | 0.16756 | 0 | 0 | 0 | 0 |  |  | 0.16756 | 0 |  |  |  |  | 0 | 0
8154 | FOR #4 | 4 | South | YES | 0.086112 | 63.1 | 60 | 80 | 0 | 1 | Cogen | 1 | 0.16756 | 0 | 0 | 0 | 0 |  |  | 0.16756 | 0 |  |  |  |  | 0 | 0
8155 | FOR #5 | 5 | South | YES | 0.086112 | 63.1 | 60 | 78.4 | 0 | 1 | Cogen | 1 | 0.16756 | 0 | 0 | 0 | 0 |  |  | 0.16756 | 0 |  |  |  |  | 0 | 0
8156 | FOR #6 | 6 | South | YES | 0.086112 | 24.9 | 5 | 25 | 0 | 1 | Cogen | 1 | 0.16756 | 0 | 0 | 0 | 0 |  |  | 0.16756 | 0 |  |  |  |  | 0 | 0
8157 | FOR #7 | 7 | South | YES | 0.086112 | 28.8 | 5 | 46 | 0 | 1 | Cogen | 1 | 0.16756 | 0 | 0 | 0 | 0 |  |  | 0.16756 | 0 |  |  |  |  | 0 | 0
80051 | FOR #8 | 8 | South | YES | 0.086112 | 28 | 28 | 28 |  | 1 | Cogen | 1 | 0.16756 | 0 | 0 | 0 | 0 |  |  | 0.16756 | 0 |  |  |  |  | 0 | 0
80052 | FOR #9 | 9 | South | YES | 0.086112 | 29.7 | 5 | 43.6 | 0 | 1 | Cogen | 1 | 0.16756 | 0 | 0 | 0 | 0 |  |  | 0.16756 | 0 |  |  |  |  | 0 | 0
80053 | FOR #10 | 10 | South | YES | 0.086112 | 68.4 | 45 | 75 | 0 | 1 | Cogen | 1 | 0.16756 | 0 | 0 | 0 | 0 |  |  | 0.16756 | 0 |  |  |  |  | 0 | 0
80226 | ALCOA G | 1 | South | YES | 0.086785 | 32.3 | 5 | 48 | 0 | 1.015 | Cogen | 1 | 0.16824 | 0 | 0 | 0 | 0 |  |  | 0.16824 | 0 |  |  |  |  | 0 | 0
7000 | L_FERGUS1_1Y | 1 | South | YES | 0.086882 | 400 | 65 | 423.3 | 0 | 1.015 | GSC | 1 | 0.16833 | 423.3 | 423.3 | 36.7772 | 423.3 |  |  | 0.16833 | 71.2557 |  |  |  |  | 0 | 0
7035 | L_WIRTZ_1G1Y | 1 | South | YES | 0.087159 | 0 | 0 | 29 |  | 1 | Hydro | 1 | 0.16861 | 0 | 0 | 0 | 0 |  |  | 0.16861 | 0 |  |  |  |  | 0 | 0
7036 | L_WIRTZ_1G2Y | 2 | South | YES | 0.087159 | 0 | 0 | 29.7 |  | 1 | Hydro | 1 | 0.16861 | 0 | 0 | 0 | 0 |  |  | 0.16861 | 0 |  |  |  |  | 0 | 0
8147 | UCAR #2 | 10 | South | YES | 0.088972 | 18.2 | 0 | 28 |  | 1 | Cogen | 1 | 0.17042 | 0 | 0 | 0 | 0 |  |  | 0.17042 | 0 |  |  |  |  | 0 | 0
8148 | UCAR #1 | 2 | South | YES | 0.088972 | 6.1 | 0 | 7 | 0 | 1.009 | Cogen | 1 | 0.17042 | 0 | 0 | 0 | 0 |  |  | 0.17042 | 0 |  |  |  |  | 0 | 0
80137 | CSDR89 | 9 | South | YES | 0.088972 | 15 | 0 | 15 | 0 | 1.003 | DCTie | 1 | 0.17042 | 0 | 0 | 0 | 0 |  |  | 0.17042 | 0 |  |  |  |  | 0 | 0
80137 | CSDR89 | 8 | South | YES | 0.088972 | 33.9 | 0 | 39 | 0 | 1.003 | DCTie | 1 | 0.17042 | 0 | 0 | 0 | 0 |  |  | 0.17042 | 0 |  |  |  |  | 0 | 0
80138 | CSDR7 | 7 | South | YES | 0.088972 | 6.1 | 0 | 7 | 0 | 1.014 | DCTie | 1 | 0.17042 | 0 | 0 | 0 | 0 |  |  | 0.17042 | 0 |  |  |  |  | 0 | 0
80139 | CSDR56 | 6 | South | YES | 0.088972 | 0 | 0 | 39 |  | 1.0033 | DCTie | 1 | 0.17042 | 0 | 0 | 0 | 0 |  |  | 0.17042 | 0 |  |  |  |  | 0 | 0
80139 | CSDR56 | 5 | South | YES | 0.088972 | 15 | 0 | 15 |  | 1.0033 | DCTie | 1 | 0.17042 | 0 | 0 | 0 | 0 |  |  | 0.17042 | 0 |  |  |  |  | 0 | 0
80140 | CSDR11 | 11 | South | YES | 0.088972 | 33.9 | 0 | 39 | 0 | 1.03 | DCTie | 1 | 0.17042 | 0 | 0 | 0 | 0 |  |  | 0.17042 | 0 |  |  |  |  | 0 | 0
80227 | AIRCO G | 1 | South | YES | 0.089286 | 7.2 | 0 | 8 | 0 | 1.0104 | Cogen | 1 | 0.17074 | 0 | 0 | 0 | 0 |  |  | 0.17074 | 0 |  |  |  |  | 0 | 0
80224 | VISTRONG1 | 1 | South | YES | 0.089885 | 13.1 | 0 | 15 | 0 | 1.01 | Cogen | 1 | 0.17134 | 0 | 0 | 0 | 0 |  |  | 0.17134 | 0 |  |  |  |  | 0 | 0
80225 | VISTRONG2 | 2 | South | YES | 0.089885 | 20.2 | 0 | 23 | 0 | 1.01 | Cogen | 1 | 0.17134 | 0 | 0 | 0 | 0 |  |  | 0.17134 | 0 |  |  |  |  | 0 | 0
48721 | LEG_1___1 | 1 | North | YES | -0.055103 | 827 | 357 | 827 | 0 | 1.0348 | LIGCO | -1 | 0.17175 | 0 | 827 |  |  | 0 | 0 | -0.17175 | 0 |  |  |  |  | 0 | 0
48722 | LEG_2___2 | 2 | North | YES | -0.055103 | 819 | 357 | 819 | 0 | 1.0348 | LIGCO | -1 | 0.17175 | 0 | 819 |  |  | 0 | 0 | -0.17175 | 0 |  |  |  |  | 0 | 0
5505 | RAYBURNGEN1 | 1 | South | YES | 0.090712 | 0 | 1 | 11 |  | 1.0223 | GGT | 1 | 0.17216 | 11 | 11 | 0.99783 | 11 |  |  | 0.17216 | 1.8938 |  |  |  |  | 0 | 0
5506 | RAYBURNGEN2 | 1 | South | YES | 0.090712 | 0 | 1 | 11 |  | 1.0223 | GGT | 1 | 0.17216 | 11 | 11 | 0.99783 | 11 |  |  | 0.17216 | 1.8938 |  |  |  |  | 0 | 0
5503 | RAYBURNGEN3 | 1 | South | YES | 0.090712 | 17.6 | 6 | 22 | 0 | 1.0224 | GST | 1 | 0.17216 | 22 | 22 | 1.9957 | 22 |  |  | 0.17216 | 3.7876 |  |  |  |  | 0 | 0
80012 | LAR | F | South | YES | 0.091061 | 0 | 0 | 0 | 0 | 1.04 | DCTie | 1 | 0.17251 | 0 | 0 | 0 | 0 |  |  | 0.17251 | 0 |  |  |  |  | 0 | 0
80265 | LARECU40A | 4 | South | YES | 0.091061 | 80 | 0 | 100 |  | 1.039 | GGT | 1 | 0.17251 | 100 | 100 | 9.1061 | 100 |  |  | 0.17251 | 17.2513 |  |  |  |  | 0 | 0
80266 | LARECU50A | 5 | South | YES | 0.091061 | 80 | 0 | 100 |  | 1.039 | GGT | 1 | 0.17251 | 100 | 100 | 9.1061 | 100 |  |  | 0.17251 | 17.2513 |  |  |  |  | 0 | 0
5509 | RAYBURNCC10 | 1 | South | YES | 0.091471 | 37.3 | 5.2 | 37.3 | 0 | 1.0296 | CC | 1 | 0.17292 | 37.3 | 37.3 | 3.4119 | 37.3 |  |  | 0.17292 | 6.45 |  |  |  |  | 0 | 0
5511 | RAYBURNCC7 | 1 | South | YES | 0.091471 | 47.5 | 18.2 | 47.5 | 0 | 1.0296 | CC | 1 | 0.17292 | 47.5 | 47.5 | 4.3449 | 47.5 |  |  | 0.17292 | 8.2138 |  |  |  |  | 0 | 0
5508 | RAYBURNCC9 | 1 | South | YES | 0.091471 | 47.7 | 18.2 | 47.7 | 0 | 1.0296 | CC | 1 | 0.17292 | 47.7 | 47.7 | 4.3632 | 47.7 |  |  | 0.17292 | 8.2484 |  |  |  |  | 0 | 0
5512 | RAYBURNCC8 | 1 | South | YES | 0.091471 | 49.3 | 18.2 | 49.3 | 0 | 1.0296 | CC | 1 | 0.17292 | 49.3 | 49.3 | 4.5095 | 49.3 |  |  | 0.17292 | 8.5251 |  |  |  |  | 0 | 0
8066 | DUP1V#1 | 1 | South | YES | 0.091512 | 52.3 | 0 | 73 | 0 | 1.01 | Cogen | 1 | 0.17296 | 0 | 0 | 0 | 0 |  |  | 0.17296 | 0 |  |  |  |  | 0 | 0
8926 | LGE_GT10A | 1 | South | YES | 0.09179 | 158 | 0 | 158 | 0 | 1.03 | Cogen | 1 | 0.17324 | 0 | 0 | 0 | 0 |  |  | 0.17324 | 0 |  |  |  |  | 0 | 0
8927 | LGE_GT20A | 2 | South | YES | 0.09179 | 153 | 0 | 153 | 0 | 1.03 | Cogen | 1 | 0.17324 | 0 | 0 | 0 | 0 |  |  | 0.17324 | 0 |  |  |  |  | 0 | 0
8928 | LGE_STG0A | 3 | South | YES | 0.09179 | 100 | 0 | 100 | 0 | 1.03 | Cogen | 1 | 0.17324 | 0 | 0 | 0 | 0 |  |  | 0.17324 | 0 |  |  |  |  | 0 | 0
8930 | ICPGN10A | 1 | South | YES | 0.09179 | 149 | 0 | 149 | 0 | 1.03 | Cogen | 1 | 0.17324 | 0 | 0 | 0 | 0 |  |  | 0.17324 | 0 |  |  |  |  | 0 | 0
8931 | ICPGN20A | 2 | South | YES | 0.09179 | 150 | 0 | 150 | 0 | 1.03 | Cogen | 1 | 0.17324 | 0 | 0 | 0 | 0 |  |  | 0.17324 | 0 |  |  |  |  | 0 | 0
8932 | ICPGN30A | 3 | South | YES | 0.09179 | 127 | 0 | 127 | 0 | 1.03 | Cogen | 1 | 0.17324 | 0 | 0 | 0 | 0 |  |  | 0.17324 | 0 |  |  |  |  | 0 | 0
80223 | REYSHR G | 1 | South | YES | 0.09179 | 12 | 0 | 12 | 0 | 1.032 | Cogen | 1 | 0.17324 | 0 | 0 | 0 | 0 |  |  | 0.17324 | 0 |  |  |  |  | 0 | 0
88299 | ZAPATA | F | South | YES | 0.091925 | 0 | 0 | 0 | 0 | 1.02 | BLT | 1 | 0.17338 | 0 | 0 | 0 | 0 |  |  | 0.17338 | 0 |  |  |  |  | 0 | 0
8173 | VICEC51A | 5 | South | YES | 0.092439 | 144 | 18 | 144 | 0 | 1.025 | CC | 1 | 0.17389 | 144 | 144 | 13.3112 | 144 |  |  | 0.17389 | 25.0403 |  |  |  |  | 0 | 0
8174 | VICEC61A | 6 | South | YES | 0.092439 | 188 | 42 | 188 | 0 | 1.025 | CC | 1 | 0.17389 | 188 | 188 | 17.3785 | 188 |  |  | 0.17389 | 32.6915 |  |  |  |  | 0 | 0
5728 | FALCONHYDRO2 | 2 | South | YES | 0.092509 | 12 | 0 | 12 | 0 | 1.0234 | Hydro | 1 | 0.17396 | 0 | 0 | 0 | 0 |  |  | 0.17396 | 0 |  |  |  |  | 0 | 0
5729 | FALCONHYDRO3 | 3 | South | YES | 0.092509 | 11 | 0 | 11 | 0 | 1.0234 | Hydro | 1 | 0.17396 | 0 | 0 | 0 | 0 |  |  | 0.17396 | 0 |  |  |  |  | 0 | 0
8048 | FALCONHYDRO1 | 1 | South | YES | 0.092509 | 12 | 0 | 12 | 0 | 1.0234 | Hydro | 1 | 0.17396 | 0 | 0 | 0 | 0 |  |  | 0.17396 | 0 |  |  |  |  | 0 | 0
88508 | FALFURRI | F | South | YES | 0.092514 | 0 | 0 | 0 | 0 | 1 | AVR | 1 | 0.17397 | 0 | 0 | 0 | 0 |  |  | 0.17397 | 0 |  |  |  |  | 0 | 0
8442 | NBEC7 | MB | South | YES | 0.09258 | 0 | 81 | 367 |  | 1.0298 | GST | 1 | 0.17403 | 0 | 0 | 0 | 0 |  |  | 0.17403 | 0 |  |  |  |  | 0 | 0
8442 | NBEC7 | 7 | South | YES | 0.09258 | 0 | 81 | 367 |  | 1.0298 | GST | 1 | 0.17403 | 367 | 367 | 33.9769 | 367 |  |  | 0.17403 | 63.8697 |  |  |  |  | 0 | 0
8560 | CNOPGT1 | 1 | South | YES | 0.092589 | 148.3 | 0 | 148.3 | 0 | 1.03 | Cogen | 1 | 0.17404 | 0 | 0 | 0 | 0 |  |  | 0.17404 | 0 |  |  |  |  | 0 | 0
8561 | CNOPGT2 | 2 | South | YES | 0.092589 | 148.6 | 0 | 148.6 | 0 | 1.03 | Cogen | 1 | 0.17404 | 0 | 0 | 0 | 0 |  |  | 0.17404 | 0 |  |  |  |  | 0 | 0
8562 | CNOPST1 | 3 | South | YES | 0.092589 | 153 | 0 | 153 | 0 | 1.03 | Cogen | 1 | 0.17404 | 0 | 0 | 0 | 0 |  |  | 0.17404 | 0 |  |  |  |  | 0 | 0
8456 | COSW#1 | 1 | South | YES | 0.092634 | 20 | 0 | 20 | 0 | 1.027 | Cogen | 1 | 0.17409 | 0 | 0 | 0 | 0 |  |  | 0.17409 | 0 |  |  |  |  | 0 | 0
8457 | COSW#2 | 2 | South | YES | 0.092634 | 14 | 0 | 14 | 0 | 1.027 | Cogen | 1 | 0.17409 | 0 | 0 | 0 | 0 |  |  | 0.17409 | 0 |  |  |  |  | 0 | 0
8459 | B_DAVIS0B | MB | South | YES | 0.092744 | 0 | 50 | 339 |  | 1.03 | GSC | 1 | 0.1742 | 0 | 0 | 0 | 0 |  |  | 0.1742 | 0 |  |  |  |  | 0 | 0
8460 | B_DAVIS0A | MB | South | YES | 0.092744 | 0 | 50 | 340 |  | 1.03 | GSC | 1 | 0.1742 | 0 | 0 | 0 | 0 |  |  | 0.1742 | 0 |  |  |  |  | 0 | 0
80263 | B_DAVIS31A | 3 | South | YES | 0.092744 | 0 | 0 | 180 |  | 1.0366 | CC | 1 | 0.1742 | 180 | 180 | 16.6939 | 180 |  |  | 0.1742 | 31.3553 |  |  |  |  | 0 | 0
80264 | B_DAVIS41A | 4 | South | YES | 0.092744 | 0 | 0 | 180 |  | 1.0366 | CC | 1 | 0.1742 | 180 | 180 | 16.6939 | 180 |  |  | 0.1742 | 31.3553 |  |  |  |  | 0 | 0
8506 | VAL #1 | 1 | South | YES | 0.092781 | 20.9 | 0 | 25 | 0 | 1.0055 | Cogen | 1 | 0.17423 | 0 | 0 | 0 | 0 |  |  | 0.17423 | 0 |  |  |  |  | 0 | 0
8507 | VAL #2 | 2 | South | YES | 0.092781 | 20.9 | 0 | 25 | 0 | 1.0055 | Cogen | 1 | 0.17423 | 0 | 0 | 0 | 0 |  |  | 0.17423 | 0 |  |  |  |  | 0 | 0
8461 | KOCH_UP0A | 1 | South | YES | 0.092861 | 38 | 0 | 38 | 0 | 1.012 | Cogen | 1 | 0.17431 | 0 | 0 | 0 | 0 |  |  | 0.17431 | 0 |  |  |  |  | 0 | 0
8511 | OXY_CC0A | 1 | South | YES | 0.092868 | 30.3 | 0 | 38 | 0 | 1.027 | Cogen | 1 | 0.17432 | 0 | 0 | 0 | 0 |  |  | 0.17432 | 0 |  |  |  |  | 0 | 0
8933 | FGNTS001 | 1 | South | YES | 0.093119 | 146.5 | 0 | 146.5 | 0 | 1.03 | CC | 1 | 0.17457 | 146.5 | 146.5 | 13.6419 | 146.5 |  |  | 0.17457 | 25.5746 |  |  |  |  | 0 | 0
8934 | FGNTS101 | 2 | South | YES | 0.093119 | 147.9 | 0 | 147.9 | 0 | 1.03 | CC | 1 | 0.17457 | 147.9 | 147.9 | 13.7723 | 147.9 |  |  | 0.17457 | 25.819 |  |  |  |  | 0 | 0
8935 | FGNTS201 | 3 | South | YES | 0.093119 | 173 | 0 | 173 | 0 | 1.03 | CC | 1 | 0.17457 | 173 | 173 | 16.1096 | 173 |  |  | 0.17457 | 30.2008 |  |  |  |  | 0 | 0
8517 | CELANEBI0A | 1 | South | YES | 0.093183 | 29 | 0 | 29 | 0 | 1.02 | Cogen | 1 | 0.17463 | 0 | 0 | 0 | 0 |  |  | 0.17463 | 0 |  |  |  |  | 0 | 0
8982 | HECN2 | 2 | South | YES | 0.093223 | 144.1 | 0 | 144.1 | 0 | 1.0304 | CC | 1 | 0.17467 | 144.1 | 144.1 | 13.4334 | 144.1 |  |  | 0.17467 | 25.1706 |  |  |  |  | 0 | 0
8981 | HECN1 | 1 | South | YES | 0.093223 | 144.8 | 0 | 144.8 | 0 | 1.0304 | CC | 1 | 0.17467 | 144.8 | 144.8 | 13.4987 | 144.8 |  |  | 0.17467 | 25.2929 |  |  |  |  | 0 | 0
8983 | HECN3 | 3 | South | YES | 0.093223 | 171.9 | 0 | 171.9 | 0 | 1.0304 | CC | 1 | 0.17467 | 171.9 | 171.9 | 16.025 | 171.9 |  |  | 0.17467 | 30.0266 |  |  |  |  | 0 | 0
8936 | MVGN#1 | 1 | South | YES | 0.093223 | 216.6 | 0 | 216.6 | 0 | 1.0304 | CC | 1 | 0.17467 | 216.6 | 216.6 | 20.1921 | 216.6 |  |  | 0.17467 | 37.8346 |  |  |  |  | 0 | 0
8937 | MVGN#2 | 2 | South | YES | 0.093223 | 216.7 | 0 | 216.7 | 0 | 1.0304 | CC | 1 | 0.17467 | 216.7 | 216.7 | 20.2014 | 216.7 |  |  | 0.17467 | 37.852 |  |  |  |  | 0 | 0
8938 | MVGN#3 | 3 | South | YES | 0.093223 | 250.9 | 0 | 250.9 | 0 | 1.0304 | CC | 1 | 0.17467 | 250.9 | 250.9 | 23.3897 | 250.9 |  |  | 0.17467 | 43.8259 |  |  |  |  | 0 | 0
80003 | MILHWYS | F | South | YES | 0.093259 | 0 | 0 | 0 | 0 | 1.0168 | AVR | 1 | 0.17471 | 0 | 0 | 0 | 0 |  |  | 0.17471 | 0 |  |  |  |  | 0 | 0
5933 | SI_RAY6 | 6 | South | YES | 0.093259 | 15.4 | 10 | 19.3 | 0 | 1.035 | GST | 1 | 0.17471 | 19.3 | 19.3 | 1.7999 | 19.3 |  |  | 0.17471 | 3.3719 |  |  |  |  | 0 | 0
5932 | SI_RAY9 | 9 | South | YES | 0.093259 | 32 | 32 | 38 | 0 | 1.035 | CC | 1 | 0.17471 | 38 | 38 | 3.5438 | 38 |  |  | 0.17471 | 6.639 |  |  |  |  | 0 | 0
5935 | SI_RAY10 | 10 | South | YES | 0.093259 | 47 | 10 | 47 | 0 | 1.03 | CC | 1 | 0.17471 | 47 | 47 | 4.3832 | 47 |  |  | 0.17471 | 8.2114 |  |  |  |  | 0 | 0
80080 | GWINDT11A | 4 | South | YES | 0.093283 | 3.8 | 0 | 19 | 0 | 1.025 | Wind | 1 | 0.17473 | 0 | 19 | 1.7724 | 19 |  |  | 0.17473 | 3.32 |  |  |  |  | 0 | 0
80081 | GWINDT21A | 4 | South | YES | 0.093283 | 4.4 | 0 | 22 | 0 | 1.025 | Wind | 1 | 0.17473 | 0 | 22 | 2.0522 | 22 |  |  | 0.17473 | 3.8442 |  |  |  |  | 0 | 0
80081 | GWINDT21A | 2 | South | YES | 0.093283 | 7.2 | 0 | 36 | 0 | 1.025 | Wind | 1 | 0.17473 | 0 | 36 | 3.3582 | 36 |  |  | 0.17473 | 6.2905 |  |  |  |  | 0 | 0
80080 | GWINDT11A | 3 | South | YES | 0.093283 | 0 | 0 | 38 | 0 | 1.025 | Wind | 1 | 0.17473 | 0 | 38 | 3.5448 | 38 |  |  | 0.17473 | 6.6399 |  |  |  |  | 0 | 0
80080 | GWINDT11A | 2 | South | YES | 0.093283 | 0 | 0 | 41 | 0 | 1.025 | Wind | 1 | 0.17473 | 0 | 41 | 3.8246 | 41 |  |  | 0.17473 | 7.1641 |  |  |  |  | 0 | 0
80081 | GWINDT21A | 3 | South | YES | 0.093283 | 8.6 | 0 | 43 | 0 | 1.025 | Wind | 1 | 0.17473 | 0 | 43 | 4.0112 | 43 |  |  | 0.17473 | 7.5136 |  |  |  |  | 0 | 0
80180 | PNSCALT11A | 2 | South | YES | 0.093283 | 10 | 0 | 50 | 0 | 1.025 | Wind | 1 | 0.17473 | 0 | 50 | 4.6642 | 50 |  |  | 0.17473 | 8.7367 |  |  |  |  | 0 | 0
80181 | PNSCALT21A | 2 | South | YES | 0.093283 | 10 | 0 | 50 | 0 | 1.025 | Wind | 1 | 0.17473 | 0 | 50 | 4.6642 | 50 |  |  | 0.17473 | 8.7367 |  |  |  |  | 0 | 0
80181 | PNSCALT21A | 1 | South | YES | 0.093283 | 16.5 | 0 | 55 | 0 | 1.025 | Wind | 1 | 0.17473 | 0 | 55 | 5.1306 | 55 |  |  | 0.17473 | 9.6104 |  |  |  |  | 0 | 0
80080 | GWINDT11A | 1 | South | YES | 0.093283 | 28.2 | 0 | 94 | 0 | 1.025 | Wind | 1 | 0.17473 | 0 | 94 | 8.7686 | 94 |  |  | 0.17473 | 16.4251 |  |  |  |  | 0 | 0
80081 | GWINDT21A | 1 | South | YES | 0.093283 | 28.2 | 0 | 94 | 0 | 1.025 | Wind | 1 | 0.17473 | 0 | 94 | 8.7686 | 94 |  |  | 0.17473 | 16.4251 |  |  |  |  | 0 | 0
80180 | PNSCALT11A | 1 | South | YES | 0.093283 | 43.8 | 0 | 148 | 0 | 1.025 | Wind | 1 | 0.17473 | 0 | 148 | 13.8059 | 148 |  |  | 0.17473 | 25.8608 |  |  |  |  | 0 | 0
7028 | L_MARBFA1_1Y | 1 | South | YES | 0.095069 | 0 | 0 | 18 |  | 1 | Hydro | 1 | 0.17652 | 0 | 0 | 0 | 0 |  |  | 0.17652 | 0 |  |  |  |  | 0 | 0
7029 | L_MARBFA1_2Y | 2 | South | YES | 0.095069 | 0 | 0 | 18 |  | 1 | Hydro | 1 | 0.17652 | 0 | 0 | 0 | 0 |  |  | 0.17652 | 0 |  |  |  |  | 0 | 0
60018 | DSKY1 | 1 | West | YES | -0.060196 | 21 | 0 | 84 | 0 | 1.023 | Wind | -1 | 0.17684 | 0 | 84 |  |  |  |  | -0.17684 | 0 |  |  |  |  | 0 | 0
60000 | DSKY2 | 1 | West | YES | -0.060397 | 19.1 | 0 | 76.5 |  | 1.039 | Wind | -1 | 0.17704 | 0 | 76.5 |  |  |  |  | -0.17704 | 0 |  |  |  |  | 0 | 0
60017 | ORNNWP1 | 1 | West | YES | -0.060961 | 20 | 0 | 80 |  | 1.027 | Wind | -1 | 0.17761 | 0 | 80 |  |  |  |  | -0.17761 | 0 |  |  |  |  | 0 | 0
8161 | COLETO0A | 1 | South | YES | 0.096606 | 633 | 200 | 633 | 0 | 1.03 | LIGCO | 1 | 0.17806 | 0 | 633 | 61.1516 | 633 |  |  | 0.17806 | 112.7106 |  |  |  |  | 0 | 0
58909 | PEARSALLSCG1 | 3 | South | YES | 0.096761 | 0 | 0 | 8.4 |  | 1.027 | Diesel | 1 | 0.17821 | 8.4 | 8.4 | 0.81279 | 8.4 |  |  | 0.17821 | 1.497 |  |  |  |  | 0 | 0
58909 | PEARSALLSCG1 | 4 | South | YES | 0.096761 | 0 | 0 | 8.4 |  | 1.027 | Diesel | 1 | 0.17821 | 8.4 | 8.4 | 0.81279 | 8.4 |  |  | 0.17821 | 1.497 |  |  |  |  | 0 | 0
58909 | PEARSALLSCG1 | 6 | South | YES | 0.096761 | 0 | 0 | 8.4 |  | 1.027 | Diesel | 1 | 0.17821 | 8.4 | 8.4 | 0.81279 | 8.4 |  |  | 0.17821 | 1.497 |  |  |  |  | 0 | 0
58909 | PEARSALLSCG1 | 5 | South | YES | 0.096761 | 0 | 0 | 8.4 |  | 1.027 | Diesel | 1 | 0.17821 | 8.4 | 8.4 | 0.81279 | 8.4 |  |  | 0.17821 | 1.497 |  |  |  |  | 0 | 0
58909 | PEARSALLSCG1 | 1 | South | YES | 0.096761 | 0 | 0 | 8.4 |  | 1.027 | Diesel | 1 | 0.17821 | 8.4 | 8.4 | 0.81279 | 8.4 |  |  | 0.17821 | 1.497 |  |  |  |  | 0 | 0
58909 | PEARSALLSCG1 | 2 | South | YES | 0.096761 | 0 | 0 | 8.4 |  | 1.027 | Diesel | 1 | 0.17821 | 8.4 | 8.4 | 0.81279 | 8.4 |  |  | 0.17821 | 1.497 |  |  |  |  | 0 | 0
58919 | PEARSALLSCG2 | 5 | South | YES | 0.096761 | 0 | 0 | 8.4 |  | 1.027 | Diesel | 1 | 0.17821 | 8.4 | 8.4 | 0.81279 | 8.4 |  |  | 0.17821 | 1.497 |  |  |  |  | 0 | 0
58919 | PEARSALLSCG2 | 6 | South | YES | 0.096761 | 0 | 0 | 8.4 |  | 1.027 | Diesel | 1 | 0.17821 | 8.4 | 8.4 | 0.81279 | 8.4 |  |  | 0.17821 | 1.497 |  |  |  |  | 0 | 0
58919 | PEARSALLSCG2 | 1 | South | YES | 0.096761 | 0 | 0 | 8.4 |  | 1.027 | Diesel | 1 | 0.17821 | 8.4 | 8.4 | 0.81279 | 8.4 |  |  | 0.17821 | 1.497 |  |  |  |  | 0 | 0
58919 | PEARSALLSCG2 | 2 | South | YES | 0.096761 | 0 | 0 | 8.4 |  | 1.027 | Diesel | 1 | 0.17821 | 8.4 | 8.4 | 0.81279 | 8.4 |  |  | 0.17821 | 1.497 |  |  |  |  | 0 | 0
58919 | PEARSALLSCG2 | 4 | South | YES | 0.096761 | 0 | 0 | 8.4 |  | 1.027 | Diesel | 1 | 0.17821 | 8.4 | 8.4 | 0.81279 | 8.4 |  |  | 0.17821 | 1.497 |  |  |  |  | 0 | 0
58919 | PEARSALLSCG2 | 3 | South | YES | 0.096761 | 0 | 0 | 8.4 |  | 1.027 | Diesel | 1 | 0.17821 | 8.4 | 8.4 | 0.81279 | 8.4 |  |  | 0.17821 | 1.497 |  |  |  |  | 0 | 0
58929 | PEARSALLSCG3 | 4 | South | YES | 0.096761 | 0 | 0 | 8.4 |  | 1.027 | Diesel | 1 | 0.17821 | 8.4 | 8.4 | 0.81279 | 8.4 |  |  | 0.17821 | 1.497 |  |  |  |  | 0 | 0
58929 | PEARSALLSCG3 | 6 | South | YES | 0.096761 | 0 | 0 | 8.4 |  | 1.027 | Diesel | 1 | 0.17821 | 8.4 | 8.4 | 0.81279 | 8.4 |  |  | 0.17821 | 1.497 |  |  |  |  | 0 | 0
58929 | PEARSALLSCG3 | 2 | South | YES | 0.096761 | 0 | 0 | 8.4 |  | 1.027 | Diesel | 1 | 0.17821 | 8.4 | 8.4 | 0.81279 | 8.4 |  |  | 0.17821 | 1.497 |  |  |  |  | 0 | 0
58929 | PEARSALLSCG3 | 5 | South | YES | 0.096761 | 0 | 0 | 8.4 |  | 1.027 | Diesel | 1 | 0.17821 | 8.4 | 8.4 | 0.81279 | 8.4 |  |  | 0.17821 | 1.497 |  |  |  |  | 0 | 0
58929 | PEARSALLSCG3 | 1 | South | YES | 0.096761 | 0 | 0 | 8.4 |  | 1.027 | Diesel | 1 | 0.17821 | 8.4 | 8.4 | 0.81279 | 8.4 |  |  | 0.17821 | 1.497 |  |  |  |  | 0 | 0
58929 | PEARSALLSCG3 | 3 | South | YES | 0.096761 | 0 | 0 | 8.4 |  | 1.027 | Diesel | 1 | 0.17821 | 8.4 | 8.4 | 0.81279 | 8.4 |  |  | 0.17821 | 1.497 |  |  |  |  | 0 | 0
58949 | PEARSALLSCG4 | 3 | South | YES | 0.096761 | 0 | 0 | 8.4 |  | 1.027 | Diesel | 1 | 0.17821 | 8.4 | 8.4 | 0.81279 | 8.4 |  |  | 0.17821 | 1.497 |  |  |  |  | 0 | 0
58949 | PEARSALLSCG4 | 2 | South | YES | 0.096761 | 0 | 0 | 8.4 |  | 1.027 | Diesel | 1 | 0.17821 | 8.4 | 8.4 | 0.81279 | 8.4 |  |  | 0.17821 | 1.497 |  |  |  |  | 0 | 0
58949 | PEARSALLSCG4 | 1 | South | YES | 0.096761 | 0 | 0 | 8.4 |  | 1.027 | Diesel | 1 | 0.17821 | 8.4 | 8.4 | 0.81279 | 8.4 |  |  | 0.17821 | 1.497 |  |  |  |  | 0 | 0
58949 | PEARSALLSCG4 | 4 | South | YES | 0.096761 | 0 | 0 | 8.4 |  | 1.027 | Diesel | 1 | 0.17821 | 8.4 | 8.4 | 0.81279 | 8.4 |  |  | 0.17821 | 1.497 |  |  |  |  | 0 | 0
58949 | PEARSALLSCG4 | 6 | South | YES | 0.096761 | 0 | 0 | 8.4 |  | 1.027 | Diesel | 1 | 0.17821 | 8.4 | 8.4 | 0.81279 | 8.4 |  |  | 0.17821 | 1.497 |  |  |  |  | 0 | 0
58949 | PEARSALLSCG4 | 5 | South | YES | 0.096761 | 0 | 0 | 8.4 |  | 1.027 | Diesel | 1 | 0.17821 | 8.4 | 8.4 | 0.81279 | 8.4 |  |  | 0.17821 | 1.497 |  |  |  |  | 0 | 0
88198 | BEEVILLE | F | South | YES | 0.097427 | 0 | 0 | 0 | 0 | 1.02 | AVR | 1 | 0.17888 | 0 | 0 | 0 | 0 |  |  | 0.17888 | 0 |  |  |  |  | 0 | 0
38437 | TNSRBNMESA9 | 1 | West | YES | -0.063226 | 37.5 | 0 | 150 | 0 | 1.02 | Wind | -1 | 0.17987 | 0 | 150 |  |  |  |  | -0.17987 | 0 |  |  |  |  | 0 | 0
38332 | TNWDWRDU2_8 | 1 | West | YES | -0.063291 | 20 | 0 | 80 | 0 | 1.0232 | Wind | -1 | 0.17994 | 0 | 80 |  |  |  |  | -0.17994 | 0 |  |  |  |  | 0 | 0
60016 | WOODWRD11A | 1 | West | YES | -0.063306 | 20 | 0 | 80 |  | 1.033 | Wind | -1 | 0.17995 | 0 | 80 |  |  |  |  | -0.17995 | 0 |  |  |  |  | 0 | 0
6016 | SWMESA | 1 | West | YES | -0.063386 | 18.8 | 0 | 75 |  | 1.03 | Wind | -1 | 0.18003 | 0 | 75 |  |  |  |  | -0.18003 | 0 |  |  |  |  | 0 | 0
60003 | KING_NE1A | 1 | West | YES | -0.063386 | 20 | 0 | 80 |  | 1.03 | Wind | -1 | 0.18003 | 0 | 80 |  |  |  |  | -0.18003 | 0 |  |  |  |  | 0 | 0
60005 | KING_SE1A | 1 | West | YES | -0.063386 | 10 | 0 | 40 |  | 1.035 | Wind | -1 | 0.18003 | 0 | 40 |  |  |  |  | -0.18003 | 0 |  |  |  |  | 0 | 0
5892 | PEARSALLGEN3 | 1 | South | YES | 0.09868 | 19.1 | 6 | 23.9 | 0 | 1.0226 | GST | 1 | 0.18013 | 23.9 | 23.9 | 2.3585 | 23.9 |  |  | 0.18013 | 4.3052 |  |  |  |  | 0 | 0
5890 | PEARSALLGEN1 | 1 | South | YES | 0.09868 | 19.2 | 6 | 24 | 0 | 1.0226 | GST | 1 | 0.18013 | 24 | 24 | 2.3683 | 24 |  |  | 0.18013 | 4.3232 |  |  |  |  | 0 | 0
5891 | PEARSALLGEN2 | 1 | South | YES | 0.09868 | 19.4 | 6 | 24.3 | 0 | 1.0226 | GST | 1 | 0.18013 | 24.3 | 24.3 | 2.3979 | 24.3 |  |  | 0.18013 | 4.3772 |  |  |  |  | 0 | 0
60201 | RIO DRCS | F | West | YES | -0.063507 | 0 | 0 | 0 | 0 | 1.025 | AVR | -1 | 0.18015 | 0 | 0 |  |  |  |  | -0.18015 | 0 |  |  |  |  | 0 | 0
60007 | KING_SW1A | 1 | West | YES | -0.063813 | 20 | 0 | 80 |  | 1.03 | Wind | -1 | 0.18046 | 0 | 80 |  |  |  |  | -0.18046 | 0 |  |  |  |  | 0 | 0
60019 | KING_NW1A | 1 | West | YES | -0.063813 | 20 | 0 | 80 |  | 1.03 | Wind | -1 | 0.18046 | 0 | 80 |  |  |  |  | -0.18046 | 0 |  |  |  |  | 0 | 0
3381 | BBRN_1G | 1 | North | YES | -0.068671 | 618 | 225 | 618 | 0 | 1.03 | LIGCO | -1 | 0.18532 | 0 | 618 |  |  | 0 | 0 | -0.18532 | 0 |  |  |  |  | 0 | 0
3382 | BBRN_2G | 2 | North | YES | -0.068671 | 589 | 225 | 589 | 0 | 1.03 | LIGCO | -1 | 0.18532 | 0 | 589 |  |  | 0 | 0 | -0.18532 | 0 |  |  |  |  | 0 | 0
13133 | CALFREST_3G | 3 | North | YES | -0.069651 | 177.4 | 40 | 177.4 | 0 | 1.031 | CC | -1 | 0.1863 | 177.4 | 177.4 |  |  | -12.3561 | 177.4 | -0.1863 | -33.0491 |  |  |  |  | 0 | 0
13132 | CALFREST_2G | 2 | North | YES | -0.069651 | 151 | 57 | 151 | 0 | 1.031 | CC | -1 | 0.1863 | 151 | 151 |  |  | -10.5173 | 151 | -0.1863 | -28.1308 |  |  |  |  | 0 | 0
13131 | CALFREST_1G | 1 | North | YES | -0.069651 | 150.7 | 40 | 150.7 | 0 | 1.031 | CC | -1 | 0.1863 | 150.7 | 150.7 |  |  | -10.4964 | 150.7 | -0.1863 | -28.075 |  |  |  |  | 0 | 0
13136 | CALFREST_6G | 6 | North | YES | -0.069854 | 177.5 | 40 | 177.5 | 0 | 1.031 | CC | -1 | 0.1865 | 177.5 | 177.5 |  |  | -12.3991 | 177.5 | -0.1865 | -33.1037 |  |  |  |  | 0 | 0
13135 | CALFREST_5G | 5 | North | YES | -0.069854 | 152.3 | 57 | 152.3 | 0 | 1.031 | CC | -1 | 0.1865 | 152.3 | 152.3 |  |  | -10.6388 | 152.3 | -0.1865 | -28.4039 |  |  |  |  | 0 | 0
13134 | CALFREST_4G | 4 | North | YES | -0.069854 | 151.5 | 40 | 151.5 | 0 | 1.031 | CC | -1 | 0.1865 | 151.5 | 151.5 |  |  | -10.5829 | 151.5 | -0.1865 | -28.2547 |  |  |  |  | 0 | 0
1349 | WESTXWIN_1G | 1 | West | YES | -0.070161 | 1.3 | 0 | 6.6 |  | 1.014 | Wind | -1 | 0.18681 | 0 | 6.6 |  |  |  |  | -0.18681 | 0 |  |  |  |  | 0 | 0
1350 | NWPWRG1_1G | 1 | West | YES | -0.070161 | 6.9 | 1 | 34.3 |  | 1.014 | Wind | -1 | 0.18681 | 0 | 34.3 |  |  |  |  | -0.18681 | 0 |  |  |  |  | 0 | 0
1008 | PB6GEN_7G | 6 | West | YES | -0.070386 | 515 | 130 | 515 | 0 | 1.036 | GST | -1 | 0.18703 | 515 | 515 |  |  |  |  | -0.18703 | -96.3215 |  |  |  |  | 0 | 0
1007 | PB5GEN_6G | 5 | West | YES | -0.070386 | 91.2 | 40 | 114 | 0 | 1.036 | GST | -1 | 0.18703 | 114 | 114 |  |  |  |  | -0.18703 | -21.3216 |  |  |  |  | 0 | 0
1005 | PBCTDGE_4G | D | West | YES | -0.070386 | 65 | 65 | 68 | 0 | 1.036 | GGT | -1 | 0.18703 | 68 | 68 |  |  |  |  | -0.18703 | -12.7182 |  |  |  |  | 0 | 0
1004 | PBCTCGE_3G | C | West | YES | -0.070386 | 62 | 62 | 67 | 0 | 1.036 | GGT | -1 | 0.18703 | 67 | 67 |  |  |  |  | -0.18703 | -12.5311 |  |  |  |  | 0 | 0
1006 | PBCTEGE_5G | E | West | YES | -0.070386 | 65 | 65 | 67 | 0 | 1.036 | GGT | -1 | 0.18703 | 67 | 67 |  |  |  |  | -0.18703 | -12.5311 |  |  |  |  | 0 | 0
1002 | PBCTAGE_1G | A | West | YES | -0.070386 | 64 | 64 | 66 | 0 | 1.036 | GGT | -1 | 0.18703 | 66 | 66 |  |  |  |  | -0.18703 | -12.3441 |  |  |  |  | 0 | 0
1003 | PBCTBGE_2G | B | West | YES | -0.070386 | 65 | 65 | 66 | 0 | 1.036 | GGT | -1 | 0.18703 | 66 | 66 |  |  |  |  | -0.18703 | -12.3441 |  |  |  |  | 0 | 0
7038 | L_DELAWA1_1Y | 1 | West | YES | -0.070457 | 3.5 | 0 | 35 | 0 | 1 | Wind | -1 | 0.1871 | 0 | 35 |  |  |  |  | -0.1871 | 0 |  |  |  |  | 0 | 0
7038 | L_DELAWA1_1Y | 2 | West | YES | -0.070457 | 3 | 0 | 30 | 0 | 1 | Wind | -1 | 0.1871 | 0 | 30 |  |  |  |  | -0.1871 | 0 |  |  |  |  | 0 | 0
11147 | NOTREES_1G | 1 | West | YES | -0.070592 | 29.8 | 0 | 149 | 0 | 1.017 | Wind | -1 | 0.18724 | 0 | 149 |  |  |  |  | -0.18724 | 0 |  |  |  |  | 0 | 0
5903 | SANMIGUELGEN | 1 | South | YES | 0.10582 | 396.3 | 180 | 396.3 | 0 | 1.0336 | LIGCO | 1 | 0.18727 | 0 | 396.3 | 41.9353 | 396.3 |  |  | 0.18727 | 74.2146 |  |  |  |  | 0 | 0
76091 | L_DIVIDE1_1N | W1 | West | YES | -0.070857 | 22.5 | 0 | 112.5 |  | 1.02 | Wind | -1 | 0.1875 | 0 | 112.5 |  |  |  |  | -0.1875 | 0 |  |  |  |  | 0 | 0
76095 | L_CAPRSI1_1N | W1 | West | YES | -0.070857 | 29.9 | 0 | 149.5 | 0 | 1.02 | Wind | -1 | 0.1875 | 0 | 149.5 |  |  |  |  | -0.1875 | 0 |  |  |  |  | 0 | 0
76096 | L_CAPRSI1_2N | W1 | West | YES | -0.070857 | 37.2 | 0 | 186 | 0 | 1.02 | Wind | -1 | 0.1875 | 0 | 186 |  |  |  |  | -0.1875 | 0 |  |  |  |  | 0 | 0
76097 | L_CAPRGE1_1N | W1 | West | YES | -0.070857 | 42.9 | 0 | 214.5 | 0 | 1.02 | Wind | -1 | 0.1875 | 0 | 214.5 |  |  |  |  | -0.1875 | 0 |  |  |  |  | 0 | 0
76031 | L_GASCCR1_1N | W1 | West | YES | -0.071152 | 30 | 0 | 150 | 0 | 1.02 | Wind | -1 | 0.1878 | 0 | 150 |  |  |  |  | -0.1878 | 0 |  |  |  |  | 0 | 0
1320 | BSP 1 | 1 | West | YES | -0.071338 | 25.5 | 2.9 | 25.8 | 0 | 1 | Cogen | -1 | 0.18798 | 0 | 0 |  |  |  |  | -0.18798 | 0 |  |  |  |  | 0 | 0
1326 | STANTONW_8 | 1 | West | YES | -0.07137 | 20.1 | 0 | 100.5 |  | 1.01 | Wind | -1 | 0.18802 | 0 | 100.5 |  |  |  |  | -0.18802 | 0 |  |  |  |  | 0 | 0
11025 | TIEHVSG_2G | 1 | West | YES | -0.071371 | 213.2 | 63 | 213.2 | 0 | 1.012 | CC | -1 | 0.18802 | 213.2 | 213.2 |  |  |  |  | -0.18802 | -40.0852 |  |  |  |  | 0 | 0
11020 | TIEHVSG_1G | 1 | West | YES | -0.071371 | 208.2 | 63 | 208.2 | 0 | 1.012 | CC | -1 | 0.18802 | 208.2 | 208.2 |  |  |  |  | -0.18802 | -39.1451 |  |  |  |  | 0 | 0
11024 | TIEHVCG_4G | 1 | West | YES | -0.071371 | 147 | 103 | 147 | 0 | 1.012 | CC | -1 | 0.18802 | 147 | 147 |  |  |  |  | -0.18802 | -27.6385 |  |  |  |  | 0 | 0
11021 | TIEHVCG_1G | 1 | West | YES | -0.071371 | 142.1 | 103 | 142.1 | 0 | 1.012 | CC | -1 | 0.18802 | 142.1 | 142.1 |  |  |  |  | -0.18802 | -26.7172 |  |  |  |  | 0 | 0
11023 | TIEHVCG_3G | 1 | West | YES | -0.071371 | 137.4 | 103 | 137.4 | 0 | 1.012 | CC | -1 | 0.18802 | 137.4 | 137.4 |  |  |  |  | -0.18802 | -25.8335 |  |  |  |  | 0 | 0
11022 | TIEHVCG_2G | 1 | West | YES | -0.071371 | 132.4 | 103 | 132.4 | 0 | 1.012 | CC | -1 | 0.18802 | 132.4 | 132.4 |  |  |  |  | -0.18802 | -24.8935 |  |  |  |  | 0 | 0
11014 | NAV6ST | 1 | West | YES | -0.071382 | 115 | 40 | 115 | 0 | 1.029 | CC | -1 | 0.18803 | 115 | 115 |  |  |  |  | -0.18803 | -21.6232 |  |  |  |  | 0 | 0
11011 | NAV3ST | 1 | West | YES | -0.071382 | 92.8 | 40 | 92.8 | 0 | 1.029 | CC | -1 | 0.18803 | 92.8 | 92.8 |  |  |  |  | -0.18803 | -17.449 |  |  |  |  | 0 | 0
11012 | NAV4CT | 1 | West | YES | -0.071382 | 80 | 18 | 80 | 0 | 1.029 | CC | -1 | 0.18803 | 80 | 80 |  |  |  |  | -0.18803 | -15.0422 |  |  |  |  | 0 | 0
11013 | NAV5CT | 1 | West | YES | -0.071382 | 80 | 18 | 80 | 0 | 1.029 | CC | -1 | 0.18803 | 80 | 80 |  |  |  |  | -0.18803 | -15.0422 |  |  |  |  | 0 | 0
11009 | NAV2CT | 1 | West | YES | -0.071382 | 71.4 | 18 | 71.4 | 0 | 1.029 | CC | -1 | 0.18803 | 71.4 | 71.4 |  |  |  |  | -0.18803 | -13.4252 |  |  |  |  | 0 | 0
11001 | NAV1CT | 1 | West | YES | -0.071382 | 70.4 | 18 | 70.4 | 0 | 1.029 | CC | -1 | 0.18803 | 70.4 | 70.4 |  |  |  |  | -0.18803 | -13.2372 |  |  |  |  | 0 | 0
60057 | CALLAHAN1A | 1 | West | YES | -0.071504 | 22.8 | 0 | 114 | 0 | 1.04 | Wind | -1 | 0.18815 | 0 | 114 |  |  |  |  | -0.18815 | 0 |  |  |  |  | 0 | 0
1328 | OCOTILLO_1G | 1 | West | YES | -0.071505 | 11.6 | 0 | 58 |  | 1.01 | Wind | -1 | 0.18815 | 0 | 58 |  |  |  |  | -0.18815 | 0 |  |  |  |  | 0 | 0
1333 | MCDDONAL_8 | 1 | West | YES | -0.071684 | 42.8 | 0 | 214.2 |  | 1.01 | Wind | -1 | 0.18833 | 0 | 214.2 |  |  |  |  | -0.18833 | 0 |  |  |  |  | 0 | 0
1327 | WILDHRSE_1G | 1 | West | YES | -0.071918 | 0 | 0 | 120 |  | 1 | Wind | -1 | 0.18856 | 0 | 120 |  |  |  |  | -0.18856 | 0 |  |  |  |  | 0 | 0
1360 | GUNSIGHT_8 | 1 | West | YES | -0.07196 | 0 | 0 | 120 |  | 1.01 | Wind | -1 | 0.18861 | 0 | 120 |  |  |  |  | -0.18861 | 0 |  |  |  |  | 0 | 0
1045 | CALENG1G_1G | 1 | West | YES | -0.072204 | 73.4 | 27 | 73.4 | 0 | 1.014 | Cogen | -1 | 0.18885 | 0 | 0 |  |  |  |  | -0.18885 | 0 |  |  |  |  | 0 | 0
1046 | CALENG2G_2G | 2 | West | YES | -0.072204 | 73.4 | 27 | 73.4 | 0 | 1.014 | Cogen | -1 | 0.18885 | 0 | 0 |  |  |  |  | -0.18885 | 0 |  |  |  |  | 0 | 0
1047 | CALENG3G_3G | 3 | West | YES | -0.072204 | 70.4 | 27 | 70.4 | 0 | 1.014 | Cogen | -1 | 0.18885 | 0 | 0 |  |  |  |  | -0.18885 | 0 |  |  |  |  | 0 | 0
11320 | COYOTE_1G | 1 | West | YES | -0.072223 | 22.5 | 0 | 225 |  | 1 | Wind | -1 | 0.18887 | 0 | 225 |  |  |  |  | -0.18887 | 0 |  |  |  |  | 0 | 0
11309 | BULLCREK_2G | 1 | West | YES | -0.072289 | 20.9 | 0 | 180 |  | 1 | Wind | -1 | 0.18893 | 0 | 180 |  |  |  |  | -0.18893 | 0 |  |  |  |  | 0 | 0
11310 | BULLCREK_1G | 1 | West | YES | -0.072289 | 15.1 | 0 | 180 |  | 1 | Wind | -1 | 0.18893 | 0 | 180 |  |  |  |  | -0.18893 | 0 |  |  |  |  | 0 | 0
1058 | LONGSHORE_5 | 1 | West | YES | -0.072395 | 30 | 0 | 150 |  | 1.01 | Wind | -1 | 0.18904 | 0 | 150 |  |  |  |  | -0.18904 | 0 |  |  |  |  | 0 | 0
1058 | LONGSHORE_5 | 2 | West | YES | -0.072395 | 44 | 0 | 220 |  | 1.01 | Wind | -1 | 0.18904 | 0 | 220 |  |  |  |  | -0.18904 | 0 |  |  |  |  | 0 | 0
11065 | ELBOWCK_1G | 1 | West | YES | -0.072395 | 23.4 | 0 | 121.9 | 0 | 1 | Wind | -1 | 0.18904 | 0 | 121.9 |  |  |  |  | -0.18904 | 0 |  |  |  |  | 0 | 0
1037 | MORGAN5G_5G | 5 | West | YES | -0.072588 | 109.6 | 40 | 137 | 0 | 1.029 | GST | -1 | 0.18923 | 137 | 137 |  |  |  |  | -0.18923 | -25.9251 |  |  |  |  | 0 | 0
1040 | MRGNBG_2G | B | West | YES | -0.072588 | 70 | 70 | 71 | 0 | 1.029 | GGT | -1 | 0.18923 | 71 | 71 |  |  |  |  | -0.18923 | -13.4356 |  |  |  |  | 0 | 0
1041 | MRGNCG_3G | C | West | YES | -0.072588 | 69 | 69 | 70 | 0 | 1.029 | GGT | -1 | 0.18923 | 70 | 70 |  |  |  |  | -0.18923 | -13.2464 |  |  |  |  | 0 | 0
1043 | MRGNEG_5G | E | West | YES | -0.072588 | 68 | 68 | 70 | 0 | 1.029 | GGT | -1 | 0.18923 | 70 | 70 |  |  |  |  | -0.18923 | -13.2464 |  |  |  |  | 0 | 0
1039 | MRGNAG_1G | A | West | YES | -0.072588 | 69 | 69 | 69 | 0 | 1.029 | GGT | -1 | 0.18923 | 69 | 69 |  |  |  |  | -0.18923 | -13.0571 |  |  |  |  | 0 | 0
1042 | MRGNDG_4G | D | West | YES | -0.072588 | 68 | 68 | 68 | 0 | 1.029 | GGT | -1 | 0.18923 | 68 | 68 |  |  |  |  | -0.18923 | -12.8679 |  |  |  |  | 0 | 0
1044 | MRGNFG_6G | F | West | YES | -0.072588 | 66 | 66 | 66 | 0 | 1.029 | GGT | -1 | 0.18923 | 66 | 66 |  |  |  |  | -0.18923 | -12.4894 |  |  |  |  | 0 | 0
60058 | BUFF_GAP1A | 1 | West | YES | -0.072677 | 24 | 0 | 120 |  | 1 | Wind | -1 | 0.18932 | 0 | 120 |  |  |  |  | -0.18932 | 0 |  |  |  |  | 0 | 0
60060 | CIRELLO | 1 | West | YES | -0.072677 | 46.6 | 0 | 233 | 0 | 1 | Wind | -1 | 0.18932 | 0 | 233 |  |  |  |  | -0.18932 | 0 |  |  |  |  | 0 | 0
60063 | BUFF_GAP1B | 1 | West | YES | -0.072677 | 34 | 0 | 170.2 | 0 | 1.02 | Wind | -1 | 0.18932 | 0 | 170.2 |  |  |  |  | -0.18932 | 0 |  |  |  |  | 0 | 0
60066 | H_HOLLOW1A | 1 | West | YES | -0.072677 | 44.4 | 0 | 222 | 0 | 1.005 | Wind | -1 | 0.18932 | 0 | 222 |  |  |  |  | -0.18932 | 0 |  |  |  |  | 0 | 0
60068 | HHOLLOW21A | 1 | West | YES | -0.072677 | 36.8 | 0 | 184 | 0 | 1.025 | Wind | -1 | 0.18932 | 0 | 184 |  |  |  |  | -0.18932 | 0 |  |  |  |  | 0 | 0
60070 | HHOLLOW31A | 1 | West | YES | -0.072677 | 44.8 | 0 | 224 | 0 | 1.025 | Wind | -1 | 0.18932 | 0 | 224 |  |  |  |  | -0.18932 | 0 |  |  |  |  | 0 | 0
60072 | HHOLLOW41A | 1 | West | YES | -0.072677 | 23 | 0 | 115 | 0 | 1.025 | Wind | -1 | 0.18932 | 0 | 115 |  |  |  |  | -0.18932 | 0 |  |  |  |  | 0 | 0
6637 | SNYDERW1A | 1 | West | YES | -0.072681 | 12.6 | 0 | 63 | 0 | 1.025 | Wind | -1 | 0.18933 | 0 | 63 |  |  |  |  | -0.18933 | 0 |  |  |  |  | 0 | 0
1068 | SCURRYCW_1G | 1 | West | YES | -0.072746 | 28.2 | 1.3 | 141 | 0 | 1.0217 | Wind | -1 | 0.18939 | 0 | 141 |  |  |  |  | -0.18939 | 0 |  |  |  |  | 0 | 0
1073 | SCURRYCW_2G | 2 | West | YES | -0.072746 | 24 | 0 | 120 | 0 | 1.0217 | Wind | -1 | 0.18939 | 0 | 120 |  |  |  |  | -0.18939 | 0 |  |  |  |  | 0 | 0
1061 | CIELOGEN_1G | 1 | West | YES | -0.072757 | 19.8 | 0 | 99 |  | 1 | Wind | -1 | 0.1894 | 0 | 99 |  |  |  |  | -0.1894 | 0 |  |  |  |  | 0 | 0
1062 | CIELOGEN_2G | 1 | West | YES | -0.072757 | 12.2 | 0 | 61 |  | 1 | Wind | -1 | 0.1894 | 0 | 61 |  |  |  |  | -0.1894 | 0 |  |  |  |  | 0 | 0
1069 | KINDERMG_1G | 1 | West | YES | -0.072757 | 25 | 5 | 25 | 0 | 1.017 | Cogen | -1 | 0.1894 | 0 | 0 |  |  |  |  | -0.1894 | 0 |  |  |  |  | 0 | 0
1070 | KINDERMG_2G | 1 | West | YES | -0.072757 | 45.7 | 12 | 45.7 | 0 | 1.017 | Cogen | -1 | 0.1894 | 0 | 0 |  |  |  |  | -0.1894 | 0 |  |  |  |  | 0 | 0
1071 | KINDERMG_3G | 1 | West | YES | -0.072757 | 45.7 | 12 | 45.7 | 0 | 1.017 | Cogen | -1 | 0.1894 | 0 | 0 |  |  |  |  | -0.1894 | 0 |  |  |  |  | 0 | 0
8189 | CUECPL2A | 1 | South | YES | 0.10813 | 12 | 0 | 12 | 0 | 1.02 | Cogen | 1 | 0.18958 | 0 | 0 | 0 | 0 |  |  | 0.18958 | 0 |  |  |  |  | 0 | 0
36998 | RDCNYNG1 | 1 | West | YES | -0.072957 | 16.8 | 0 | 84 |  | 1.01 | Wind | -1 | 0.1896 | 0 | 84 |  |  |  |  | -0.1896 | 0 |  |  |  |  | 0 | 0
11056 | ROSCOE_1G | 1 | West | YES | -0.073449 | 41.8 | 0 | 209 |  | 1 | Wind | -1 | 0.19009 | 0 | 209 |  |  |  |  | -0.19009 | 0 |  |  |  |  | 0 | 0
11057 | CHAMPION_1G | 1 | West | YES | -0.073449 | 25.3 | 0 | 126.5 |  | 1 | Wind | -1 | 0.19009 | 0 | 126.5 |  |  |  |  | -0.19009 | 0 |  |  |  |  | 0 | 0
11058 | PYRON_1G | 1 | West | YES | -0.073449 | 49.8 | 0 | 249 |  | 1 | Wind | -1 | 0.19009 | 0 | 249 |  |  |  |  | -0.19009 | 0 |  |  |  |  | 0 | 0
11059 | INADALE_1G | 1 | West | YES | -0.073449 | 39.4 | 0 | 197 |  | 1 | Wind | -1 | 0.19009 | 0 | 197 |  |  |  |  | -0.19009 | 0 |  |  |  |  | 0 | 0
71051 | L_BITTCR1_1N | W1 | West | YES | -0.073488 | 7.5 | 0 | 37.5 |  | 1.02 | Wind | -1 | 0.19013 | 0 | 37.5 |  |  |  |  | -0.19013 | 0 |  |  |  |  | 0 | 0
71054 | L_SWEETW1_1N | W1 | West | YES | -0.073488 | 21.5 | 0 | 107.5 |  | 1.02 | Wind | -1 | 0.19013 | 0 | 107.5 |  |  |  |  | -0.19013 | 0 |  |  |  |  | 0 | 0
71057 | L_SWEETW1_2N | W1 | West | YES | -0.073488 | 27 | 0 | 135 |  | 1.02 | Wind | -1 | 0.19013 | 0 | 135 |  |  |  |  | -0.19013 | 0 |  |  |  |  | 0 | 0
71059 | L_SWEETW1_3N | W1 | West | YES | -0.073488 | 23.8 | 0 | 119 | 0 | 1.02 | Wind | -1 | 0.19013 | 0 | 119 |  |  |  |  | -0.19013 | 0 |  |  |  |  | 0 | 0
71060 | L_SWEETW1_4N | W1 | West | YES | -0.073488 | 21 | 0 | 105 | 0 | 1.02 | Wind | -1 | 0.19013 | 0 | 105 |  |  |  |  | -0.19013 | 0 |  |  |  |  | 0 | 0
71061 | L_SWEETW1_5N | W1 | West | YES | -0.073488 | 16.1 | 0 | 80.5 | 0 | 1.02 | Wind | -1 | 0.19013 | 0 | 80.5 |  |  |  |  | -0.19013 | 0 |  |  |  |  | 0 | 0
1343 | TRENTIPP_8 | 1 | West | YES | -0.073554 | 30 | 0 | 150 |  | 1.014 | Wind | -1 | 0.1902 | 0 | 150 |  |  |  |  | -0.1902 | 0 |  |  |  |  | 0 | 0
1354 | AEPWIND_8 | 1 | West | YES | -0.073554 | 20.2 | 0 | 101 |  | 1 | Wind | -1 | 0.1902 | 0 | 101 |  |  |  |  | -0.1902 | 0 |  |  |  |  | 0 | 0
3108 | STRYKER_2G | 2 | North | YES | -0.073578 | 484 | 75 | 484 | 0 | 1.029 | GST | -1 | 0.19022 | 484 | 484 |  |  | -35.6118 | 484 | -0.19022 | -92.0684 |  |  |  |  | 0 | 0
3107 | STRYKER_1G | 1 | North | YES | -0.073578 | 145.6 | 45 | 182 | 0 | 1.029 | GST | -1 | 0.19022 | 182 | 182 |  |  | -13.3912 | 182 | -0.19022 | -34.6208 |  |  |  |  | 0 | 0
6144 | MCADOO1A | 1 | West | YES | -0.073835 | 15 | 0 | 150 | 0 | 1.025 | Wind | -1 | 0.19048 | 0 | 150 |  |  |  |  | -0.19048 | 0 |  |  |  |  | 0 | 0
3309 | ASPN_G | 1 | North | YES | -0.073872 | 50 | 0 | 50 |  | 1 | Bio | -1 | 0.19052 | 50 | 50 |  |  | -3.6936 | 50 | -0.19052 | -9.5259 |  |  |  |  | 0 | 0
1417 | SWETWATR_2G | 2 | West | YES | -0.073874 | 72 | 36 | 72 | 0 | 1.026 | CC | -1 | 0.19052 | 72 | 72 |  |  |  |  | -0.19052 | -13.7174 |  |  |  |  | 0 | 0
1418 | SWETWATR_3G | 3 | West | YES | -0.073874 | 68 | 36 | 68 | 0 | 1.026 | CC | -1 | 0.19052 | 68 | 68 |  |  |  |  | -0.19052 | -12.9554 |  |  |  |  | 0 | 0
1419 | SWETWATR_4G | 4 | West | YES | -0.073874 | 61 | 36 | 61 | 0 | 1.026 | CC | -1 | 0.19052 | 61 | 61 |  |  |  |  | -0.19052 | -11.6217 |  |  |  |  | 0 | 0
1416 | SWETWATR_1G | 1 | West | YES | -0.073874 | 30 | 18 | 30 | 0 | 1.026 | CC | -1 | 0.19052 | 30 | 30 |  |  |  |  | -0.19052 | -5.7156 |  |  |  |  | 0 | 0
3348 | CHAMPION_1G | MB | North | YES | -0.073911 | 0 | 42 | 42 |  | 1 | Cogen | -1 | 0.19056 | 0 | 0 |  |  | 0 | 0 | -0.19056 | 0 |  |  |  |  | 0 | 0
6407 | TURKTRAK1A | 1 | West | YES | -0.074181 | 33.9 | 0 | 169.5 | 0 | 1.025 | Wind | -1 | 0.19083 | 0 | 169.5 |  |  |  |  | -0.19083 | 0 |  |  |  |  | 0 | 0
13119 | TGATEWAY_4G | 4 | North | YES | -0.074396 | 399 | 65 | 399 | 0 | 1.0232 | CC | -1 | 0.19104 | 399 | 399 |  |  | -29.684 | 399 | -0.19104 | -76.2258 |  |  |  |  | 0 | 0
13116 | TGATEWAY_1G | 1 | North | YES | -0.074396 | 151 | 30 | 151 | 0 | 1.0232 | CC | -1 | 0.19104 | 151 | 151 |  |  | -11.2338 | 151 | -0.19104 | -28.8473 |  |  |  |  | 0 | 0
13118 | TGATEWAY_3G | 3 | North | YES | -0.074396 | 148 | 30 | 148 | 0 | 1.0232 | CC | -1 | 0.19104 | 148 | 148 |  |  | -11.0106 | 148 | -0.19104 | -28.2742 |  |  |  |  | 0 | 0
13117 | TGATEWAY_2G | 2 | North | YES | -0.074396 | 130 | 30 | 130 | 0 | 1.0232 | CC | -1 | 0.19104 | 130 | 130 |  |  | -9.6715 | 130 | -0.19104 | -24.8355 |  |  |  |  | 0 | 0
60081 | WHRLWIND1A | 1 | West | YES | -0.074799 | 12 | 0 | 60 | 0 | 1.03 | Wind | -1 | 0.19144 | 0 | 60 |  |  |  |  | -0.19144 | 0 |  |  |  |  | 0 | 0
3097 | MARTLAKE_1G | 1 | North | YES | -0.074802 | 790 | 500 | 790 | 0 | 1.017 | LIGCO | -1 | 0.19145 | 0 | 790 |  |  | 0 | 0 | -0.19145 | 0 |  |  |  |  | 0 | 0
3098 | MARTLAKE_2G | 2 | North | YES | -0.074802 | 795 | 461 | 795 | 0 | 1.017 | LIGCO | -1 | 0.19145 | 0 | 795 |  |  | 0 | 0 | -0.19145 | 0 |  |  |  |  | 0 | 0
3099 | MARTLAKE_3G | 3 | North | YES | -0.074802 | 804 | 500 | 804 | 0 | 1.017 | LIGCO | -1 | 0.19145 | 0 | 804 |  |  | 0 | 0 | -0.19145 | 0 |  |  |  |  | 0 | 0
5401 | CALAVER_JKS1 | 1 | South | YES | 0.11031 | 562 | 100 | 562 | 0 | 1.026 | LIGCO | 1 | 0.19176 | 0 | 562 | 61.9931 | 562 |  |  | 0.19176 | 107.769 |  |  |  |  | 0 | 0
5268 | LEON_LCPCT3 | 3 | South | YES | 0.11045 | 43 | 24 | 43 | 0 | 1.0197 | GGT | 1 | 0.1919 | 43 | 43 | 4.7491 | 43 |  |  | 0.1919 | 8.2516 |  |  |  |  | 0 | 0
5266 | LEON_LCPCT1 | 1 | South | YES | 0.11045 | 44 | 24 | 44 | 0 | 1.0197 | GGT | 1 | 0.1919 | 44 | 44 | 4.8596 | 44 |  |  | 0.1919 | 8.4435 |  |  |  |  | 0 | 0
5267 | LEON_LCPCT2 | 2 | South | YES | 0.11045 | 44 | 24 | 44 | 0 | 1.0197 | GGT | 1 | 0.1919 | 44 | 44 | 4.8596 | 44 |  |  | 0.1919 | 8.4435 |  |  |  |  | 0 | 0
5269 | LEON_LCPCT4 | 4 | South | YES | 0.11045 | 45 | 24 | 45 | 0 | 1.0197 | GGT | 1 | 0.1919 | 45 | 45 | 4.97 | 45 |  |  | 0.1919 | 8.6354 |  |  |  |  | 0 | 0
5264 | LEON_LCP3G3 | 3 | South | YES | 0.11045 | 0 | 20 | 58 |  | 1.0197 | GST | 1 | 0.1919 | 58 | 58 | 6.4058 | 58 |  |  | 0.1919 | 11.13 |  |  |  |  | 0 | 0
5265 | LEON_LCP4G4 | 4 | South | YES | 0.11045 | 89 | 25 | 89 | 0 | 1.0197 | GST | 1 | 0.1919 | 89 | 89 | 9.8296 | 89 |  |  | 0.1919 | 17.0788 |  |  |  |  | 0 | 0
5476 | BRA_AVR1_CT1 | 1 | South | YES | 0.11081 | 155 | 90 | 155 | 0 | 1.025 | CC | 1 | 0.19227 | 155 | 155 | 17.1762 | 155 |  |  | 0.19227 | 29.8012 |  |  |  |  | 0 | 0
5478 | BRA_AVR1_CT2 | 1 | South | YES | 0.11081 | 155 | 90 | 155 | 0 | 1.025 | CC | 1 | 0.19227 | 155 | 155 | 17.1762 | 155 |  |  | 0.19227 | 29.8012 |  |  |  |  | 0 | 0
5477 | BRA_AVR1_ST | 1 | South | YES | 0.11081 | 174 | 138 | 174 | 0 | 1.025 | CC | 1 | 0.19227 | 174 | 174 | 19.2816 | 174 |  |  | 0.19227 | 33.4543 |  |  |  |  | 0 | 0
1437 | MESQUITW_1G | 1 | North | YES | -0.075751 | 40 | 0 | 400 | 0 | 1.023 | Wind | -1 | 0.1924 | 0 | 400 |  |  | 0 | 0 | -0.1924 | 0 |  |  |  |  | 0 | 0
1438 | MESQUITW_2G | 1 | North | YES | -0.075754 | 23.6 | 0 | 236 |  | 1.017 | Wind | -1 | 0.1924 | 0 | 236 |  |  | 0 | 0 | -0.1924 | 0 |  |  |  |  | 0 | 0
5028 | BRAUNIG_VHB3 | 3 | South | YES | 0.11119 | 407 | 60 | 407 | 0 | 1.0138 | GST | 1 | 0.19264 | 407 | 407 | 45.2547 | 407 |  |  | 0.19264 | 78.4056 |  |  |  |  | 0 | 0
5026 | BRAUNIG_VHB1 | 1 | South | YES | 0.11124 | 215 | 40 | 215 | 0 | 1.0192 | GST | 1 | 0.19269 | 215 | 215 | 23.916 | 215 |  |  | 0.19269 | 41.4281 |  |  |  |  | 0 | 0
5027 | BRAUNIG_VHB2 | 2 | South | YES | 0.11124 | 216 | 40 | 216 | 0 | 1.0192 | GST | 1 | 0.19269 | 216 | 216 | 24.0272 | 216 |  |  | 0.19269 | 41.6208 |  |  |  |  | 0 | 0
5397 | CALAVER_OWS2 | 2 | South | YES | 0.11138 | 400 | 80 | 400 | 0 | 1.0192 | GST | 1 | 0.19283 | 400 | 400 | 44.5516 | 400 |  |  | 0.19283 | 77.1323 |  |  |  |  | 0 | 0
5396 | CALAVER_OWS1 | 1 | South | YES | 0.11138 | 418 | 80 | 418 | 0 | 1.0192 | GST | 1 | 0.19283 | 418 | 418 | 46.5564 | 418 |  |  | 0.19283 | 80.6033 |  |  |  |  | 0 | 0
5111 | CALAVER_JTD1 | 1 | South | YES | 0.11154 | 430 | 80 | 430 | 0 | 1.0138 | LIGCO | 1 | 0.19299 | 0 | 430 | 47.9605 | 430 |  |  | 0.19299 | 82.9848 |  |  |  |  | 0 | 0
5112 | CALAVER_JTD2 | 2 | South | YES | 0.11154 | 430 | 80 | 430 | 0 | 1.0138 | LIGCO | 1 | 0.19299 | 0 | 430 | 47.9605 | 430 |  |  | 0.19299 | 82.9848 |  |  |  |  | 0 | 0
1442 | COKFIELD_5 | 1 | North | YES | -0.076455 | 16.5 | 0 | 165 |  | 1.029 | Wind | -1 | 0.1931 | 0 | 165 |  |  | 0 | 0 | -0.1931 | 0 |  |  |  |  | 0 | 0
7031 | L_MARSFO1G1Y | 1 | South | YES | 0.112 | 0 | 0 | 36 |  | 1 | Hydro | 1 | 0.19345 | 0 | 0 | 0 | 0 |  |  | 0.19345 | 0 |  |  |  |  | 0 | 0
7032 | L_MARSFO1G2Y | 2 | South | YES | 0.112 | 0 | 0 | 35 |  | 1 | Hydro | 1 | 0.19345 | 0 | 0 | 0 | 0 |  |  | 0.19345 | 0 |  |  |  |  | 0 | 0
7033 | L_MARSFO1G3Y | 3 | South | YES | 0.112 | 0 | 0 | 36 |  | 1 | Hydro | 1 | 0.19345 | 0 | 0 | 0 | 0 |  |  | 0.19345 | 0 |  |  |  |  | 0 | 0
5436 | TUTTL_WBT1G1 | 1 | South | YES | 0.11202 | 48.8 | 20 | 61 | 0 | 1.012 | GST | 1 | 0.19347 | 61 | 61 | 6.8329 | 61 |  |  | 0.19347 | 11.8015 |  |  |  |  | 0 | 0
5438 | TUTTL_WBT3G3 | 3 | South | YES | 0.11202 | 95 | 25 | 95 | 0 | 1.012 | GST | 1 | 0.19347 | 95 | 95 | 10.6414 | 95 |  |  | 0.19347 | 18.3794 |  |  |  |  | 0 | 0
5439 | TUTTL_WBT4G4 | 4 | South | YES | 0.11202 | 151 | 40 | 151 | 0 | 1.012 | GST | 1 | 0.19347 | 151 | 151 | 16.9143 | 151 |  |  | 0.19347 | 29.2135 |  |  |  |  | 0 | 0
6100 | OKLA7A | EQ | West | YES | -0.077014 | 50 | -220 | 220 | 0 | 1.035 | DCTie | -1 | 0.19366 | 0 | 0 |  |  |  |  | -0.19366 | 0 |  |  |  |  | 0 | 0
6752 | OKLA0A | 1 | West | YES | -0.077014 | 649.7 | 175 | 649.7 | 0 | 1.035 | LIGCO | -1 | 0.19366 | 0 | 649.7 |  |  |  |  | -0.19366 | 0 |  |  |  |  | 0 | 0
12424 | FPLEFR2S_G | 4 | North | YES | -0.077899 | 415 | 191 | 415 | 0 | 1 | CC | -1 | 0.19454 | 415 | 415 |  |  | -32.3281 | 415 | -0.19454 | -80.7362 |  |  |  |  | 0 | 0
12414 | FPLEFR1S_G | 4 | North | YES | -0.077899 | 414 | 191 | 414 | 0 | 1 | CC | -1 | 0.19454 | 414 | 414 |  |  | -32.2502 | 414 | -0.19454 | -80.5416 |  |  |  |  | 0 | 0
12412 | FPLEFR1B_G | 2 | North | YES | -0.077899 | 164 | 72 | 164 | 0 | 1 | CC | -1 | 0.19454 | 164 | 164 |  |  | -12.7754 | 164 | -0.19454 | -31.9054 |  |  |  |  | 0 | 0
12413 | FPLEFR1C_G | 3 | North | YES | -0.077899 | 164 | 72 | 164 | 0 | 1 | CC | -1 | 0.19454 | 164 | 164 |  |  | -12.7754 | 164 | -0.19454 | -31.9054 |  |  |  |  | 0 | 0
12423 | FPLEFR2C_G | 3 | North | YES | -0.077899 | 163 | 72 | 163 | 0 | 1 | CC | -1 | 0.19454 | 163 | 163 |  |  | -12.6975 | 163 | -0.19454 | -31.7108 |  |  |  |  | 0 | 0
12421 | FPLEFR2A_G | 1 | North | YES | -0.077899 | 162 | 72 | 162 | 0 | 1 | CC | -1 | 0.19454 | 162 | 162 |  |  | -12.6196 | 162 | -0.19454 | -31.5163 |  |  |  |  | 0 | 0
12411 | FPLEFR1A_G | 1 | North | YES | -0.077899 | 161 | 72 | 161 | 0 | 1 | CC | -1 | 0.19454 | 161 | 161 |  |  | -12.5417 | 161 | -0.19454 | -31.3217 |  |  |  |  | 0 | 0
12422 | FPLEFR2B_G | 2 | North | YES | -0.077899 | 161 | 72 | 161 | 0 | 1 | CC | -1 | 0.19454 | 161 | 161 |  |  | -12.5417 | 161 | -0.19454 | -31.3217 |  |  |  |  | 0 | 0
3126 | TRINIDAD_6G | 1 | North | YES | -0.078229 | 179.2 | 46 | 224 | 0 | 1 | GST | -1 | 0.19487 | 224 | 224 |  |  | -17.5233 | 224 | -0.19487 | -43.652 |  |  |  |  | 0 | 0
2452 | LKHB2_G | 2 | North | YES | -0.078519 | 516 | 80 | 516 | 0 | 1.022 | GST | -1 | 0.19516 | 516 | 516 |  |  | -40.5158 | 516 | -0.19516 | -100.7051 |  |  |  |  | 0 | 0
2451 | LKHB1_G | 1 | North | YES | -0.078519 | 0 | 80 | 391 |  | 1.022 | GST | -1 | 0.19516 | 391 | 391 |  |  | -30.7009 | 391 | -0.19516 | -76.3095 |  |  |  |  | 0 | 0
12440 | PARKD_1SVC8 | 1 | North | YES | -0.078652 | 0 | 0 | 0 | 0 | 1.007 | GST | -1 | 0.1953 | 0 | 0 |  |  | 0 | 0 | -0.1953 | 0 |  |  |  |  | 0 | 0
12449 | PARKD_2SVC8 | 1 | North | YES | -0.078652 | 0 | 0 | 0 | 0 | 1.007 | GST | -1 | 0.1953 | 0 | 0 |  |  | 0 | 0 | -0.1953 | 0 |  |  |  |  | 0 | 0
1432 | GRHAMSES_2G | 2 | North | YES | -0.078676 | 294.9 | 90 | 366 | 0 | 1.014 | GST | -1 | 0.19532 | 366 | 366 |  |  | -28.7954 | 366 | -0.19532 | -71.4879 |  |  |  |  | 0 | 0
950 | STEAM3 | 1 | North | YES | -0.078698 | 41 | 13 | 42 | 0 | 1.02 | GST | -1 | 0.19534 | 42 | 42 |  |  | -3.3053 | 42 | -0.19534 | -8.2044 |  |  |  |  | 0 | 0
949 | STEAM2 | 1 | North | YES | -0.078698 | 26 | 8 | 26 | 0 | 0.99 | GST | -1 | 0.19534 | 26 | 26 |  |  | -2.0461 | 26 | -0.19534 | -5.0789 |  |  |  |  | 0 | 0
948 | STEAM1 | 1 | North | YES | -0.078698 | 0 | 12 | 20 |  | 1.02 | GST | -1 | 0.19534 | 20 | 20 |  |  | -1.574 | 20 | -0.19534 | -3.9069 |  |  |  |  | 0 | 0
1479 | WFCOGEN_1G | 1 | North | YES | -0.078793 | 16 | 12 | 20 | 0 | 1 | Cogen | -1 | 0.19544 | 0 | 0 |  |  | 0 | 0 | -0.19544 | 0 |  |  |  |  | 0 | 0
1479 | WFCOGEN_1G | 2 | North | YES | -0.078793 | 16 | 12 | 20 | 0 | 1 | Cogen | -1 | 0.19544 | 0 | 0 |  |  | 0 | 0 | -0.19544 | 0 |  |  |  |  | 0 | 0
1482 | WFCOGEN_2G | 2 | North | YES | -0.078793 | 13.6 | 12 | 17 | 0 | 1 | Cogen | -1 | 0.19544 | 0 | 0 |  |  | 0 | 0 | -0.19544 | 0 |  |  |  |  | 0 | 0
1482 | WFCOGEN_2G | 1 | North | YES | -0.078793 | 16 | 12 | 20 | 0 | 1 | Cogen | -1 | 0.19544 | 0 | 0 |  |  | 0 | 0 | -0.19544 | 0 |  |  |  |  | 0 | 0
844 | OLINGER_G3 | 1 | North | YES | -0.078831 | 103.9 | 45 | 150 | 0 | 1.03 | GST | -1 | 0.19548 | 150 | 150 |  |  | -11.8247 | 150 | -0.19548 | -29.3215 |  |  |  |  | 0 | 0
843 | OLINGER_G2 | 1 | North | YES | -0.078831 | 76.2 | 25 | 110 | 0 | 1.03 | GST | -1 | 0.19548 | 110 | 110 |  |  | -8.6714 | 110 | -0.19548 | -21.5025 |  |  |  |  | 0 | 0
842 | OLINGER_G1 | 1 | North | YES | -0.078831 | 55.4 | 20 | 79 | 0 | 1.03 | GST | -1 | 0.19548 | 79 | 79 |  |  | -6.2276 | 79 | -0.19548 | -15.4427 |  |  |  |  | 0 | 0
845 | OLINGER_G4 | 1 | North | YES | -0.078831 | 51.9 | 0 | 76 | 0 | 1.03 | GGT | -1 | 0.19548 | 76 | 76 |  |  | -5.9912 | 76 | -0.19548 | -14.8563 |  |  |  |  | 0 | 0
837 | NEWMAN_G5 | 1 | North | YES | -0.078834 | 0 | 15 | 40 |  | 1.01 | GST | -1 | 0.19548 | 40 | 40 |  |  | -3.1534 | 40 | -0.19548 | -7.8192 |  |  |  |  | 0 | 0
1701 | MOSES_1G | 1 | North | YES | -0.078932 | 558 | 175 | 558 | 0 | 1.023 | LIGCO | -1 | 0.19558 | 0 | 558 |  |  | 0 | 0 | -0.19558 | 0 |  |  |  |  | 0 | 0
1702 | MOSES_2G | 2 | North | YES | -0.078932 | 579 | 175 | 579 | 0 | 1.023 | LIGCO | -1 | 0.19558 | 0 | 579 |  |  | 0 | 0 | -0.19558 | 0 |  |  |  |  | 0 | 0
1703 | MOSES_3G | 3 | North | YES | -0.078932 | 808 | 463 | 808 | 0 | 1.023 | LIGCO | -1 | 0.19558 | 0 | 808 |  |  | 0 | 0 | -0.19558 | 0 |  |  |  |  | 0 | 0
5925 | DCEAST | EQ | North | YES | -0.078932 | 400.3 | -600 | 600 | 0 | 1.025 | DCTie | -1 | 0.19558 | 0 | 0 |  |  | 0 | 0 | -0.19558 | 0 |  |  |  |  | 0 | 0
1675 | PEC_1G | 1 | North | YES | -0.078997 | 76.7 | 35 | 76.7 | 0 | 1.022 | Cogen | -1 | 0.19564 | 0 | 0 |  |  | 0 | 0 | -0.19564 | 0 |  |  |  |  | 0 | 0
1676 | PEC_2G | 2 | North | YES | -0.078997 | 79.6 | 35 | 79.6 | 0 | 1.022 | Cogen | -1 | 0.19564 | 0 | 0 |  |  | 0 | 0 | -0.19564 | 0 |  |  |  |  | 0 | 0
1677 | PEC_3G | 3 | North | YES | -0.078997 | 88.4 | 35 | 88.4 | 0 | 1.022 | Cogen | -1 | 0.19564 | 0 | 0 |  |  | 0 | 0 | -0.19564 | 0 |  |  |  |  | 0 | 0
1433 | GRHAMSES_1G | 1 | North | YES | -0.079015 | 242 | 60 | 242 | 0 | 1.038 | GST | -1 | 0.19566 | 242 | 242 |  |  | -19.1216 | 242 | -0.19566 | -47.35 |  |  |  |  | 0 | 0
1683 | LAMARPWR_6G | 6 | North | YES | -0.079067 | 198 | 129.1 | 198 | 0 | 1.038 | CC | -1 | 0.19571 | 198 | 198 |  |  | -15.6553 | 198 | -0.19571 | -38.7512 |  |  |  |  | 0 | 0
1680 | LAMARPWR_3G | 3 | North | YES | -0.079067 | 196 | 129.1 | 196 | 0 | 1.038 | CC | -1 | 0.19571 | 196 | 196 |  |  | -15.4971 | 196 | -0.19571 | -38.3597 |  |  |  |  | 0 | 0
1678 | LAMARPWR_1G | 1 | North | YES | -0.079067 | 160 | 67.7 | 160 | 0 | 1.038 | CC | -1 | 0.19571 | 160 | 160 |  |  | -12.6507 | 160 | -0.19571 | -31.3141 |  |  |  |  | 0 | 0
1682 | LAMARPWR_5G | 5 | North | YES | -0.079067 | 157 | 67.7 | 157 | 0 | 1.038 | CC | -1 | 0.19571 | 157 | 157 |  |  | -12.4135 | 157 | -0.19571 | -30.7269 |  |  |  |  | 0 | 0
1679 | LAMARPWR_2G | 2 | North | YES | -0.079067 | 156 | 67.7 | 156 | 0 | 1.038 | CC | -1 | 0.19571 | 156 | 156 |  |  | -12.3345 | 156 | -0.19571 | -30.5312 |  |  |  |  | 0 | 0
1681 | LAMARPWR_4G | 4 | North | YES | -0.079067 | 156 | 67.7 | 156 | 0 | 1.038 | CC | -1 | 0.19571 | 156 | 156 |  |  | -12.3345 | 156 | -0.19571 | -30.5312 |  |  |  |  | 0 | 0
7624 | L_LAKEWO9_1Y | 1 | South | YES | 0.11428 | 0 | 0 | 2.4 |  | 1 | Hydro | 1 | 0.19573 | 0 | 0 | 0 | 0 |  |  | 0.19573 | 0 |  |  |  |  | 0 | 0
7624 | L_LAKEWO9_1Y | 2 | South | YES | 0.11428 | 0 | 0 | 2.4 |  | 1 | Hydro | 1 | 0.19573 | 0 | 0 | 0 | 0 |  |  | 0.19573 | 0 |  |  |  |  | 0 | 0
1689 | VALLEY_3G | 3 | North | YES | -0.079149 | 0 | 25 | 375 |  | 1.003 | GST | -1 | 0.19579 | 375 | 375 |  |  | -29.6809 | 375 | -0.19579 | -73.4231 |  |  |  |  | 0 | 0
11693 | KMICHIST3_G | 3 | North | YES | -0.079149 | 312 | 60 | 312 | 0 | 1.026 | CC | -1 | 0.19579 | 312 | 312 |  |  | -24.6945 | 312 | -0.19579 | -61.088 |  |  |  |  | 0 | 0
11696 | KMICHIST6_G | 6 | North | YES | -0.079149 | 310 | 60 | 310 | 0 | 1.026 | CC | -1 | 0.19579 | 310 | 310 |  |  | -24.5362 | 310 | -0.19579 | -60.6964 |  |  |  |  | 0 | 0
11695 | KMICHICT5_G | 5 | North | YES | -0.079149 | 148 | 80 | 148 | 0 | 1.026 | CC | -1 | 0.19579 | 148 | 148 |  |  | -11.7141 | 148 | -0.19579 | -28.9777 |  |  |  |  | 0 | 0
11692 | KMICHICT2_G | 2 | North | YES | -0.079149 | 146 | 80 | 146 | 0 | 1.026 | CC | -1 | 0.19579 | 146 | 146 |  |  | -11.5558 | 146 | -0.19579 | -28.5861 |  |  |  |  | 0 | 0
11691 | KMICHICT1_G | 1 | North | YES | -0.079149 | 144 | 80 | 144 | 0 | 1.026 | CC | -1 | 0.19579 | 144 | 144 |  |  | -11.3975 | 144 | -0.19579 | -28.1945 |  |  |  |  | 0 | 0
11694 | KMICHICT4_G | 4 | North | YES | -0.079149 | 144 | 80 | 144 | 0 | 1.026 | CC | -1 | 0.19579 | 144 | 144 |  |  | -11.3975 | 144 | -0.19579 | -28.1945 |  |  |  |  | 0 | 0
1688 | VALLEY_2G | 2 | North | YES | -0.079274 | 527 | 90 | 527 | 0 | 1.029 | GSC | -1 | 0.19592 | 527 | 527 |  |  | -41.7774 | 527 | -0.19592 | -103.2498 |  |  |  |  | 0 | 0
1687 | VALLEY_1G | 1 | North | YES | -0.079274 | 136 | 15 | 170 | 0 | 1.029 | GST | -1 | 0.19592 | 170 | 170 |  |  | -13.4766 | 170 | -0.19592 | -33.3064 |  |  |  |  | 0 | 0
6948 | DENISNDM | 1 | North | YES | -0.079384 | 40 | 5 | 40 |  | 1.015 | Hydro | -1 | 0.19603 | 0 | 0 |  |  | 0 | 0 | -0.19603 | 0 |  |  |  |  | 0 | 0
6948 | DENISNDM | 2 | North | YES | -0.079384 | 31 | 5 | 40 |  | 1.015 | Hydro | -1 | 0.19603 | 0 | 0 |  |  | 0 | 0 | -0.19603 | 0 |  |  |  |  | 0 | 0
2371 | COLLIN_1G | MB | North | YES | -0.079895 | 0 | 40 | 138 |  | 1.022 | GST | -1 | 0.19654 | 0 | 0 |  |  | 0 | 0 | -0.19654 | 0 |  |  |  |  | 0 | 0
2417 | MTCK8_G | 8 | North | YES | -0.080047 | 444.8 | 60 | 556 | 0 | 1.022 | GSC | -1 | 0.19669 | 556 | 556 |  |  | -44.5061 | 556 | -0.19669 | -109.3613 |  |  |  |  | 0 | 0
2413 | MTCK6_G | 6 | North | YES | -0.080047 | 0 | 30 | 118 |  | 1.022 | GST | -1 | 0.19669 | 118 | 118 |  |  | -9.4455 | 118 | -0.19669 | -23.2098 |  |  |  |  | 0 | 0
2414 | MTCK7_G | 7 | North | YES | -0.080047 | 0 | 30 | 115 |  | 1.022 | GST | -1 | 0.19669 | 115 | 115 |  |  | -9.2054 | 115 | -0.19669 | -22.6197 |  |  |  |  | 0 | 0
7801 | L_GUADGE1_2Y | 2 | South | YES | 0.11532 | 138 | 30 | 138 | 0 | 1.02 | CC | 1 | 0.19678 | 138 | 138 | 15.9148 | 138 |  |  | 0.19678 | 27.1552 |  |  |  |  | 0 | 0
7802 | L_GUADGE1_3Y | 3 | South | YES | 0.11532 | 146 | 30 | 146 | 0 | 1.02 | CC | 1 | 0.19678 | 146 | 146 | 16.8375 | 146 |  |  | 0.19678 | 28.7294 |  |  |  |  | 0 | 0
7800 | L_GUADGE1_1Y | 1 | South | YES | 0.11532 | 147 | 30 | 147 | 0 | 1.02 | CC | 1 | 0.19678 | 147 | 147 | 16.9528 | 147 |  |  | 0.19678 | 28.9262 |  |  |  |  | 0 | 0
7803 | L_GUADGE1_4Y | 4 | South | YES | 0.11532 | 149 | 30 | 149 | 0 | 1.02 | CC | 1 | 0.19678 | 149 | 149 | 17.1834 | 149 |  |  | 0.19678 | 29.3198 |  |  |  |  | 0 | 0
7804 | L_GUADGE1_5Y | 5 | South | YES | 0.11532 | 182 | 30 | 182 | 0 | 1.02 | CC | 1 | 0.19678 | 182 | 182 | 20.9891 | 182 |  |  | 0.19678 | 35.8134 |  |  |  |  | 0 | 0
7805 | L_GUADGE1_6Y | 6 | South | YES | 0.11532 | 203 | 30 | 203 | 0 | 1.02 | CC | 1 | 0.19678 | 203 | 203 | 23.411 | 203 |  |  | 0.19678 | 39.9457 |  |  |  |  | 0 | 0
2383 | NTHLK3_G | 3 | North | YES | -0.080447 | 0 | 50 | 329 |  | 1.022 | GST | -1 | 0.19709 | 329 | 329 |  |  | -26.4671 | 329 | -0.19709 | -64.8436 |  |  |  |  | 0 | 0
2382 | NTHLK2_G | 2 | North | YES | -0.080447 | 0 | 35 | 181 |  | 1.022 | GST | -1 | 0.19709 | 181 | 181 |  |  | -14.5609 | 181 | -0.19709 | -35.6738 |  |  |  |  | 0 | 0
2381 | NTHLK1_G | 1 | North | YES | -0.080447 | 0 | 35 | 156 |  | 1.022 | GST | -1 | 0.19709 | 156 | 156 |  |  | -12.5497 | 156 | -0.19709 | -30.7465 |  |  |  |  | 0 | 0
1455 | WCPWRCO_3G | 3 | North | YES | -0.080514 | 242 | 50 | 242 |  | 1.02 | CC | -1 | 0.19716 | 242 | 242 |  |  | -19.4844 | 242 | -0.19716 | -47.7127 |  |  |  |  | 0 | 0
1453 | WCPWRCO_1G | 1 | North | YES | -0.080514 | 204 | 50 | 204 | 0 | 1.02 | CC | -1 | 0.19716 | 204 | 204 |  |  | -16.4249 | 204 | -0.19716 | -40.2206 |  |  |  |  | 0 | 0
1454 | WCPWRCO_2G | 2 | North | YES | -0.080514 | 204 | 50 | 204 | 0 | 1.02 | CC | -1 | 0.19716 | 204 | 204 |  |  | -16.4249 | 204 | -0.19716 | -40.2206 |  |  |  |  | 0 | 0
924 | SPENCER_G5 | 1 | North | YES | -0.080587 | 52 | 20 | 66 | 0 | 1.03 | GST | -1 | 0.19723 | 66 | 66 |  |  | -5.3187 | 66 | -0.19723 | -13.0174 |  |  |  |  | 0 | 0
923 | SPENCER_G4 | 1 | North | YES | -0.080587 | 48 | 20 | 61 | 0 | 1.03 | GST | -1 | 0.19723 | 61 | 61 |  |  | -4.9158 | 61 | -0.19723 | -12.0312 |  |  |  |  | 0 | 0
728 | WOLFRIDGE801 | 1 | North | YES | -0.080609 | 11.2 | 0 | 112.5 | 0 | 0.99 | Wind | -1 | 0.19725 | 0 | 112.5 |  |  | 0 | 0 | -0.19725 | 0 |  |  |  |  | 0 | 0
344 | MRSSHPRD | 1 | North | YES | -0.080876 | 0 | 0 | 12 |  | 1.03 | Hydro | -1 | 0.19752 | 0 | 0 |  |  | 0 | 0 | -0.19752 | 0 |  |  |  |  | 0 | 0
345 | MRSSHPRD01 | 2 | North | YES | -0.080876 | 0 | 0 | 12 |  | 1.03 | Hydro | -1 | 0.19752 | 0 | 0 |  |  | 0 | 0 | -0.19752 | 0 |  |  |  |  | 0 | 0
1600 | BARTNWND_1G | 1 | North | YES | -0.080879 | 12 | 0 | 120 | 0 | 1.022 | Wind | -1 | 0.19752 | 0 | 120 |  |  | 0 | 0 | -0.19752 | 0 |  |  |  |  | 0 | 0
580 | JCKCNTY801 | 1 | North | YES | -0.081465 | 288 | 0 | 288 | 0 | 1.022 | CC | -1 | 0.19811 | 288 | 288 |  |  | -23.4619 | 288 | -0.19811 | -57.056 |  |  |  |  | 0 | 0
581 | JCKCNTY802 | 2 | North | YES | -0.081465 | 147 | 0 | 147 | 0 | 1.022 | CC | -1 | 0.19811 | 147 | 147 |  |  | -11.9754 | 147 | -0.19811 | -29.1223 |  |  |  |  | 0 | 0
582 | JCKCNTY803 | 3 | North | YES | -0.081465 | 147 | 0 | 147 | 0 | 1.022 | CC | -1 | 0.19811 | 147 | 147 |  |  | -11.9754 | 147 | -0.19811 | -29.1223 |  |  |  |  | 0 | 0
7609 | L_SCHUMA8_1Y | 1 | South | YES | 0.11669 | 0 | 0 | 4 |  | 1 | Hydro | 1 | 0.19814 | 0 | 0 | 0 | 0 |  |  | 0.19814 | 0 |  |  |  |  | 0 | 0
12322 | ENNSTRAC_1G | 1 | North | YES | -0.081523 | 196 | 130 | 196 | 0 | 1.036 | CC | -1 | 0.19817 | 196 | 196 |  |  | -15.9785 | 196 | -0.19817 | -38.8411 |  |  |  |  | 0 | 0
12323 | ENNSTRAC_2G | 2 | North | YES | -0.081523 | 116 | 100 | 116 | 0 | 1.036 | CC | -1 | 0.19817 | 116 | 116 |  |  | -9.4567 | 116 | -0.19817 | -22.9876 |  |  |  |  | 0 | 0
1861 | EAGLEMNT_1G | MB | North | YES | -0.082051 | 0 | 30 | 112 |  | 1.022 | GST | -1 | 0.1987 | 0 | 0 |  |  | 0 | 0 | -0.1987 | 0 |  |  |  |  | 0 | 0
1862 | EAGLEMNT_2G | MB | North | YES | -0.082051 | 0 | 40 | 100 |  | 1.022 | GST | -1 | 0.1987 | 0 | 0 |  |  | 0 | 0 | -0.1987 | 0 |  |  |  |  | 0 | 0
1863 | EAGLEMNT_3G | MB | North | YES | -0.082051 | 0 | 50 | 378 |  | 1.022 | GST | -1 | 0.1987 | 0 | 0 |  |  | 0 | 0 | -0.1987 | 0 |  |  |  |  | 0 | 0
7605 | L_MCQUEE9_1Y | 1 | South | YES | 0.1173 | 0 | 0 | 2.4 |  | 1.025 | Hydro | 1 | 0.19875 | 0 | 0 | 0 | 0 |  |  | 0.19875 | 0 |  |  |  |  | 0 | 0
7605 | L_MCQUEE9_1Y | 2 | South | YES | 0.1173 | 0 | 0 | 2.4 |  | 1.025 | Hydro | 1 | 0.19875 | 0 | 0 | 0 | 0 |  |  | 0.19875 | 0 |  |  |  |  | 0 | 0
7605 | L_MCQUEE9_1Y | 3 | South | YES | 0.1173 | 0 | 0 | 2.8 |  | 1.025 | Hydro | 1 | 0.19875 | 0 | 0 | 0 | 0 |  |  | 0.19875 | 0 |  |  |  |  | 0 | 0
505 | NTHTEXAS03 | 3 | North | YES | -0.08264 | 30.4 | 15 | 38 |  | 1.015 | GST | -1 | 0.19929 | 38 | 38 |  |  | -3.1403 | 38 | -0.19929 | -7.5729 |  |  |  |  | 0 | 0
503 | NTHTEXAS01 | 1 | North | YES | -0.08264 | 0 | 5 | 18 |  | 1.015 | GST | -1 | 0.19929 | 18 | 18 |  |  | -1.4875 | 18 | -0.19929 | -3.5871 |  |  |  |  | 0 | 0
504 | NTHTEXAS02 | 2 | North | YES | -0.08264 | 14.4 | 5 | 18 |  | 1.015 | GST | -1 | 0.19929 | 18 | 18 |  |  | -1.4875 | 18 | -0.19929 | -3.5871 |  |  |  |  | 0 | 0
1948 | HANDLEY_4G | 4 | North | YES | -0.083129 | 348 | 150 | 435 | 0 | 1.022 | GST | -1 | 0.19977 | 435 | 435 |  |  | -36.1611 | 435 | -0.19977 | -86.9021 |  |  |  |  | 0 | 0
1898 | COMCHEPK_1G | 1 | North | YES | -0.083155 | 1217 | 1150 | 1217 | 0 | 1.032 | Nuc | -1 | 0.1998 | 0 | 0 |  |  | 0 | 0 | -0.1998 | 0 |  |  |  |  | 0 | 0
1899 | COMCHEPK_2G | 2 | North | YES | -0.083155 | 1159 | 1128 | 1159 | 0 | 1.032 | Nuc | -1 | 0.1998 | 0 | 0 |  |  | 0 | 0 | -0.1998 | 0 |  |  |  |  | 0 | 0
1949 | HANDLEY_5G | 5 | North | YES | -0.08326 | 348 | 150 | 435 | 0 | 1.022 | GST | -1 | 0.19991 | 435 | 435 |  |  | -36.2181 | 435 | -0.19991 | -86.9591 |  |  |  |  | 0 | 0
1947 | HANDLEY_3G | 3 | North | YES | -0.08326 | 316 | 100 | 395 | 0 | 1.022 | GST | -1 | 0.19991 | 395 | 395 |  |  | -32.8877 | 395 | -0.19991 | -78.9629 |  |  |  |  | 0 | 0
1879 | WLFHOLW_3G | 3 | North | YES | -0.083279 | 272.4 | 89.2 | 272.4 | 0 | 1.032 | CC | -1 | 0.19992 | 272.4 | 272.4 |  |  | -22.6852 | 272.4 | -0.19992 | -54.4596 |  |  |  |  | 0 | 0
1877 | WLFHOLW_1G | 1 | North | YES | -0.083279 | 217.3 | 89.2 | 217.3 | 0 | 1.032 | CC | -1 | 0.19992 | 217.3 | 217.3 |  |  | -18.0965 | 217.3 | -0.19992 | -43.4437 |  |  |  |  | 0 | 0
1878 | WLFHOLW_2G | 2 | North | YES | -0.083279 | 215.7 | 105 | 215.7 | 0 | 1.032 | CC | -1 | 0.19992 | 215.7 | 215.7 |  |  | -17.9633 | 215.7 | -0.19992 | -43.1238 |  |  |  |  | 0 | 0
1889 | DECRDOVA_1G | 1 | North | YES | -0.08342 | 779 | 255 | 779 | 0 | 1.02 | GSC | -1 | 0.20007 | 779 | 779 |  |  | -64.9842 | 779 | -0.20007 | -155.8514 |  |  |  |  | 0 | 0
334 | RWMILLER03 | 3 | North | YES | -0.083777 | 166.4 | 65 | 208 | 0 | 1.04 | GST | -1 | 0.20042 | 208 | 208 |  |  | -17.4256 | 208 | -0.20042 | -41.688 |  |  |  |  | 0 | 0
333 | RWMILLER02 | 2 | North | YES | -0.083777 | 95.2 | 37 | 119 | 0 | 1.04 | GST | -1 | 0.20042 | 119 | 119 |  |  | -9.9695 | 119 | -0.20042 | -23.8503 |  |  |  |  | 0 | 0
335 | RWMILLER04 | 4 | North | YES | -0.083777 | 81.6 | 0 | 102 | 0 | 1.04 | GST | -1 | 0.20042 | 102 | 102 |  |  | -8.5453 | 102 | -0.20042 | -20.4431 |  |  |  |  | 0 | 0
336 | RWMILLER05 | 5 | North | YES | -0.083777 | 80.8 | 0 | 101 | 0 | 1.04 | GST | -1 | 0.20042 | 101 | 101 |  |  | -8.4615 | 101 | -0.20042 | -20.2427 |  |  |  |  | 0 | 0
332 | RWMILLER01 | 1 | North | YES | -0.083777 | 58.4 | 18.5 | 73 | 0 | 1.04 | GST | -1 | 0.20042 | 73 | 73 |  |  | -6.1157 | 73 | -0.20042 | -14.6309 |  |  |  |  | 0 | 0
1643 | SLSTR1PP_1G | 1 | North | YES | -0.083839 | 6 | 0 | 60 | 0 | 1.022 | Wind | -1 | 0.20048 | 0 | 60 |  |  | 0 | 0 | -0.20048 | 0 |  |  |  |  | 0 | 0
7810 | L_RIONOG1G1Y | 1 | South | YES | 0.1196 | 148 | 0 | 148 | 0 | 1.02 | CC | 1 | 0.20105 | 148 | 148 | 17.7007 | 148 |  |  | 0.20105 | 29.7555 |  |  |  |  | 0 | 0
7811 | L_RIONOG1G2Y | 2 | South | YES | 0.1196 | 148 | 0 | 148 | 0 | 1.02 | CC | 1 | 0.20105 | 148 | 148 | 17.7007 | 148 |  |  | 0.20105 | 29.7555 |  |  |  |  | 0 | 0
7812 | L_RIONOG1G3Y | 3 | South | YES | 0.1196 | 154 | 0 | 154 | 0 | 1.02 | CC | 1 | 0.20105 | 154 | 154 | 18.4182 | 154 |  |  | 0.20105 | 30.9618 |  |  |  |  | 0 | 0
7813 | L_RIONOG1S1Y | 4 | South | YES | 0.1196 | 293 | 0 | 293 | 0 | 1.02 | CC | 1 | 0.20105 | 293 | 293 | 35.0425 | 293 |  |  | 0.20105 | 58.9079 |  |  |  |  | 0 | 0
1892 | DECRDOVA_2G | A | North | YES | -0.084646 | 65 | 65 | 70 | 0 | 1.025 | GGT | -1 | 0.20129 | 70 | 70 |  |  | -5.9252 | 70 | -0.20129 | -14.0904 |  |  |  |  | 0 | 0
1893 | DECRDOVA_3G | B | North | YES | -0.084646 | 65 | 65 | 69 | 0 | 1.025 | GGT | -1 | 0.20129 | 69 | 69 |  |  | -5.8406 | 69 | -0.20129 | -13.8891 |  |  |  |  | 0 | 0
1894 | DECRDOVA_4G | C | North | YES | -0.084646 | 65 | 65 | 69 | 0 | 1.025 | GGT | -1 | 0.20129 | 69 | 69 |  |  | -5.8406 | 69 | -0.20129 | -13.8891 |  |  |  |  | 0 | 0
1895 | DECRDOVA_5G | D | North | YES | -0.084646 | 65 | 65 | 68 | 0 | 1.025 | GGT | -1 | 0.20129 | 68 | 68 |  |  | -5.7559 | 68 | -0.20129 | -13.6879 |  |  |  |  | 0 | 0
7487 | L_CANYHY8_1Y | 1 | South | YES | 0.12024 | 0 | 0 | 6 |  | 1 | Hydro | 1 | 0.20169 | 0 | 0 | 0 | 0 |  |  | 0.20169 | 0 |  |  |  |  | 0 | 0
1941 | MDLTHELP_1G | 1 | North | YES | -0.086038 | 216.4 | 74 | 216.4 | 0 | 1 | CC | -1 | 0.20268 | 216.4 | 216.4 |  |  | -18.6186 | 216.4 | -0.20268 | -43.8608 |  |  |  |  | 0 | 0
1942 | MDLTHELP_2G | 2 | North | YES | -0.086038 | 216.1 | 74 | 216.1 | 0 | 1 | CC | -1 | 0.20268 | 216.1 | 216.1 |  |  | -18.5928 | 216.1 | -0.20268 | -43.8 |  |  |  |  | 0 | 0
1938 | MDLTHELP_6G | 6 | North | YES | -0.08652 | 226 | 74 | 226 | 0 | 1 | CC | -1 | 0.20317 | 226 | 226 |  |  | -19.5535 | 226 | -0.20317 | -45.9155 |  |  |  |  | 0 | 0
1937 | MDLTHELP_5G | 5 | North | YES | -0.08652 | 224 | 74 | 224 | 0 | 1 | CC | -1 | 0.20317 | 224 | 224 |  |  | -19.3805 | 224 | -0.20317 | -45.5092 |  |  |  |  | 0 | 0
1943 | MDLTHELP_3G | 3 | North | YES | -0.08652 | 212 | 74 | 212 | 0 | 1 | CC | -1 | 0.20317 | 212 | 212 |  |  | -18.3422 | 212 | -0.20317 | -43.0712 |  |  |  |  | 0 | 0
1944 | MDLTHELP_4G | 4 | North | YES | -0.08652 | 211 | 74 | 211 | 0 | 1 | CC | -1 | 0.20317 | 211 | 211 |  |  | -18.2557 | 211 | -0.20317 | -42.868 |  |  |  |  | 0 | 0
366 | JNSNCNTY802 | 1 | North | YES | -0.08714 | 168 | 20 | 168 | 0 | 1.02 | Cogen | -1 | 0.20379 | 0 | 0 |  |  | 0 | 0 | -0.20379 | 0 |  |  |  |  | 0 | 0
367 | JNSNCNTY802 | 2 | North | YES | -0.08714 | 90 | 20 | 90 | 0 | 1.02 | Cogen | -1 | 0.20379 | 0 | 0 |  |  | 0 | 0 | -0.20379 | 0 |  |  |  |  | 0 | 0
7303 | L_WPPGS12_1Y | 1 | South | YES | 0.12312 | 50 | 0 | 50 | 0 | 1.025 | GGT | 1 | 0.20457 | 50 | 50 | 6.1559 | 50 |  |  | 0.20457 | 10.2285 |  |  |  |  | 0 | 0
7303 | L_WPPGS12_1Y | 2 | South | YES | 0.12312 | 50 | 0 | 50 | 0 | 1.025 | GGT | 1 | 0.20457 | 50 | 50 | 6.1559 | 50 |  |  | 0.20457 | 10.2285 |  |  |  |  | 0 | 0
7305 | L_WPPGS34_1Y | 3 | South | YES | 0.12312 | 50 | 0 | 50 | 0 | 1.025 | GGT | 1 | 0.20457 | 50 | 50 | 6.1559 | 50 |  |  | 0.20457 | 10.2285 |  |  |  |  | 0 | 0
7305 | L_WPPGS34_1Y | 4 | South | YES | 0.12312 | 50 | 0 | 50 | 0 | 1.025 | GGT | 1 | 0.20457 | 50 | 50 | 6.1559 | 50 |  |  | 0.20457 | 10.2285 |  |  |  |  | 0 | 0
7014 | L_HAYSEN1_1Y | 1 | South | YES | 0.12425 | 223.9 | 74 | 223.9 | 0 | 1.008 | CC | 1 | 0.2057 | 223.9 | 223.9 | 27.8194 | 223.9 |  |  | 0.2057 | 46.0564 |  |  |  |  | 0 | 0
7016 | L_HAYSEN1_3Y | 3 | South | YES | 0.12425 | 224.6 | 74 | 224.6 | 0 | 1.008 | CC | 1 | 0.2057 | 224.6 | 224.6 | 27.9063 | 224.6 |  |  | 0.2057 | 46.2004 |  |  |  |  | 0 | 0
7015 | L_HAYSEN1_2Y | 2 | South | YES | 0.12425 | 225 | 74 | 225 | 0 | 1.008 | CC | 1 | 0.2057 | 225 | 225 | 27.956 | 225 |  |  | 0.2057 | 46.2827 |  |  |  |  | 0 | 0
7017 | L_HAYSEN1_4Y | 4 | South | YES | 0.12425 | 226.7 | 74 | 226.7 | 0 | 1.008 | CC | 1 | 0.2057 | 226.7 | 226.7 | 28.1672 | 226.7 |  |  | 0.2057 | 46.6324 |  |  |  |  | 0 | 0
7020 | L_AUSTPL1_1Y | 1 | South | YES | 0.12447 | 0 | 0 | 8 |  | 1 | Hydro | 1 | 0.20592 | 0 | 0 | 0 | 0 |  |  | 0.20592 | 0 |  |  |  |  | 0 | 0
7020 | L_AUSTPL1_1Y | 2 | South | YES | 0.12447 | 0 | 0 | 8 |  | 1 | Hydro | 1 | 0.20592 | 0 | 0 | 0 | 0 |  |  | 0.20592 | 0 |  |  |  |  | 0 | 0
9000 | DECKR_G1 | 1 | South | YES | 0.12759 | 280 | 50 | 321 | 0 | 1.015 | GST | 1 | 0.20904 | 321 | 321 | 40.9574 | 321 |  |  | 0.20904 | 67.1034 |  |  |  |  | 0 | 0
9001 | DECKR_G2 | 2 | South | YES | 0.12759 | 400 | 50 | 426 | 0 | 1.015 | GST | 1 | 0.20904 | 426 | 426 | 54.3546 | 426 |  |  | 0.20904 | 89.0531 |  |  |  |  | 0 | 0
7004 | L_SIMGID1_1Y | 1 | South | YES | 0.12828 | 132 | 40 | 132 | 0 | 1.02 | GST | 1 | 0.20973 | 132 | 132 | 16.9332 | 132 |  |  | 0.20973 | 27.6849 |  |  |  |  | 0 | 0
7005 | L_SIMGID1_2Y | 2 | South | YES | 0.12828 | 133 | 32 | 139 | 0 | 1.02 | GST | 1 | 0.20973 | 139 | 139 | 17.8312 | 139 |  |  | 0.20973 | 29.153 |  |  |  |  | 0 | 0
7006 | L_SIMGID1_3Y | 3 | South | YES | 0.12828 | 324.9 | 60 | 329 | 0 | 1.02 | GST | 1 | 0.20973 | 329 | 329 | 42.2048 | 329 |  |  | 0.20973 | 69.0024 |  |  |  |  | 0 | 0
9017 | SANDH_G2 | 2 | South | YES | 0.12871 | 45 | 2 | 46 | 0 | 1.0175 | GGT | 1 | 0.21016 | 46 | 46 | 5.9207 | 46 |  |  | 0.21016 | 9.6674 |  |  |  |  | 0 | 0
9018 | SANDH_G3 | 3 | South | YES | 0.12871 | 45 | 2 | 46 | 0 | 1.0175 | GGT | 1 | 0.21016 | 46 | 46 | 5.9207 | 46 |  |  | 0.21016 | 9.6674 |  |  |  |  | 0 | 0
9019 | SANDH_G4 | 4 | South | YES | 0.12871 | 0 | 2 | 47 |  | 1.0175 | GGT | 1 | 0.21016 | 47 | 47 | 6.0494 | 47 |  |  | 0.21016 | 9.8776 |  |  |  |  | 0 | 0
9016 | SANDH_G1 | 1 | South | YES | 0.12871 | 45 | 2 | 49 | 0 | 1.0175 | GGT | 1 | 0.21016 | 49 | 49 | 6.3068 | 49 |  |  | 0.21016 | 10.2979 |  |  |  |  | 0 | 0
9021 | SANDHG5C | 5C | South | YES | 0.12871 | 140 | 0 | 148 | 0 | 1.0175 | CC | 1 | 0.21016 | 148 | 148 | 19.0491 | 148 |  |  | 0.21016 | 31.104 |  |  |  |  | 0 | 0
9020 | SANDHG5A | 5A | South | YES | 0.12871 | 150 | 84 | 155 | 0 | 1.0175 | CC | 1 | 0.21016 | 155 | 155 | 19.9501 | 155 |  |  | 0.21016 | 32.5751 |  |  |  |  | 0 | 0
9002 | DECKR_G3 | 3 | South | YES | 0.12965 | 0 | 24 | 42 |  | 1.015 | GGT | 1 | 0.21111 | 42 | 42 | 5.4455 | 42 |  |  | 0.21111 | 8.8665 |  |  |  |  | 0 | 0
9003 | DECKR_G4 | 4 | South | YES | 0.12965 | 44 | 24 | 44 | 0 | 1.015 | GGT | 1 | 0.21111 | 44 | 44 | 5.7048 | 44 |  |  | 0.21111 | 9.2887 |  |  |  |  | 0 | 0
9004 | DECKR_G5 | 5 | South | YES | 0.12965 | 44 | 24 | 44 | 0 | 1.015 | GGT | 1 | 0.21111 | 44 | 44 | 5.7048 | 44 |  |  | 0.21111 | 9.2887 |  |  |  |  | 0 | 0
9005 | DECKR_G6 | 6 | South | YES | 0.12965 | 44 | 24 | 47 | 0 | 1.015 | GGT | 1 | 0.21111 | 47 | 47 | 6.0938 | 47 |  |  | 0.21111 | 9.922 |  |  |  |  | 0 | 0
7012 | L_FPPYD21_3Y | 3 | South | YES | 0.1304 | 427.5 | 200 | 436 | 0 | 1.02 | LIGCO | 1 | 0.21185 | 0 | 436 | 56.8557 | 436 |  |  | 0.21185 | 92.3687 |  |  |  |  | 0 | 0
7011 | L_FPPYD11_2Y | 2 | South | YES | 0.13054 | 552.2 | 200 | 598 | 0 | 1.02 | LIGCO | 1 | 0.212 | 0 | 598 | 78.0659 | 598 |  |  | 0.212 | 126.7741 |  |  |  |  | 0 | 0
7010 | L_FPPYD11_1Y | 1 | South | YES | 0.13054 | 547.4 | 200 | 606 | 0 | 1.02 | LIGCO | 1 | 0.212 | 0 | 606 | 79.1103 | 606 |  |  | 0.212 | 128.4701 |  |  |  |  | 0 | 0
244 | WHITNYDM01 | 1 | North | YES | -0.10688 | 15 | 0 | 15 | 0 | 1.035 | Hydro | -1 | 0.22353 | 0 | 0 |  |  | 0 | 0 | -0.22353 | 0 |  |  |  |  | 0 | 0
245 | WHITNYDM02 | 2 | North | YES | -0.10688 | 15 | 0 | 15 | 0 | 1.035 | Hydro | -1 | 0.22353 | 0 | 0 |  |  | 0 | 0 | -0.22353 | 0 |  |  |  |  | 0 | 0
7808 | L_BASTEN1_2Y | 1 | South | YES | 0.14743 | 149.5 | 83.5 | 149.5 | 0 | 1.004 | CC | 1 | 0.22888 | 149.5 | 149.5 | 22.0412 | 149.5 |  |  | 0.22888 | 34.2183 |  |  |  |  | 0 | 0
7807 | L_BASTEN1_1Y | 1 | South | YES | 0.14743 | 152.5 | 83.5 | 152.5 | 0 | 1.004 | CC | 1 | 0.22888 | 152.5 | 152.5 | 22.4835 | 152.5 |  |  | 0.22888 | 34.9049 |  |  |  |  | 0 | 0
7809 | L_BASTEN1_3Y | 1 | South | YES | 0.14743 | 232.6 | 42 | 232.6 | 0 | 1.004 | CC | 1 | 0.22888 | 232.6 | 232.6 | 34.2929 | 232.6 |  |  | 0.22888 | 53.2386 |  |  |  |  | 0 | 0
251 | BOSQUESW803 | 2 | North | YES | -0.11226 | 150 | 0 | 150 | 0 | 1.032 | CC | -1 | 0.22891 | 150 | 150 |  |  | -16.8392 | 150 | -0.22891 | -34.336 |  |  |  |  | 0 | 0
253 | BOSQUESW804 | 2 | North | YES | -0.11226 | 80 | 0 | 80 | 0 | 1.032 | CC | -1 | 0.22891 | 80 | 80 |  |  | -8.9809 | 80 | -0.22891 | -18.3126 |  |  |  |  | 0 | 0
3432 | SANDOW_4G | 4 | South | YES | 0.14861 | 580 | 225 | 580 | 0 | 1.029 | LIGCO | 1 | 0.23006 | 0 | 580 | 86.1921 | 580 |  |  | 0.23006 | 133.4341 |  |  |  |  | 0 | 0
7007 | L_LOSTPI1_1Y | 1 | South | YES | 0.14926 | 158.6 | 110 | 158 | 0 | 1 | CC | 1 | 0.23071 | 158 | 158 | 23.5828 | 158 |  |  | 0.23071 | 36.4522 |  |  |  |  | 0 | 0
7008 | L_LOSTPI1_2Y | 2 | South | YES | 0.14926 | 157.7 | 107 | 160 | 0 | 1 | CC | 1 | 0.23071 | 160 | 160 | 23.8813 | 160 |  |  | 0.23071 | 36.9136 |  |  |  |  | 0 | 0
7009 | L_LOSTPI1_3Y | 3 | South | YES | 0.14926 | 173.9 | 72 | 175 | 0 | 1 | CC | 1 | 0.23071 | 175 | 175 | 26.1201 | 175 |  |  | 0.23071 | 40.3742 |  |  |  |  | 0 | 0
238 | BOSQUESW505 | 1 | North | YES | -0.12069 | 255 | 0 | 255 | 0 | 1.02 | CC | -1 | 0.23734 | 255 | 255 |  |  | -30.7767 | 255 | -0.23734 | -60.5214 |  |  |  |  | 0 | 0
247 | BOSQUESW501 | 2 | North | YES | -0.12069 | 124.8 | 0 | 156 | 0 | 1.02 | GGT | -1 | 0.23734 | 156 | 156 |  |  | -18.8281 | 156 | -0.23734 | -37.0249 |  |  |  |  | 0 | 0
239 | BOSQUESW502 | 1 | North | YES | -0.12069 | 119.2 | 0 | 149 | 0 | 1.02 | GGT | -1 | 0.23734 | 149 | 149 |  |  | -17.9833 | 149 | -0.23734 | -35.3635 |  |  |  |  | 0 | 0
3417 | LAKE_CRK2_G | 2 | North | YES | -0.12298 | 177.6 | 40 | 222 | 0 | 1.029 | GST | -1 | 0.23962 | 222 | 222 |  |  | -27.3009 | 222 | -0.23962 | -53.1963 |  |  |  |  | 0 | 0
3416 | LAKE_CRK1_G | 1 | North | YES | -0.12298 | 60 | 33 | 75 |  | 1.029 | GST | -1 | 0.23962 | 75 | 75 |  |  | -9.2233 | 75 | -0.23962 | -17.9717 |  |  |  |  | 0 | 0
3404 | THOUSE_2G | 2 | North | YES | -0.12657 | 807 | 250 | 807 | 0 | 1.012 | GSC | -1 | 0.24321 | 807 | 807 |  |  | -102.1396 | 807 | -0.24321 | -196.2729 |  |  |  |  | 0 | 0
3403 | THOUSE_1G | 1 | North | YES | -0.12657 | 563 | 200 | 563 | 0 | 1.012 | GSC | -1 | 0.24321 | 563 | 563 |  |  | -71.2572 | 563 | -0.24321 | -136.9289 |  |  |  |  | 0 | 0
13432 | SANDOW_5G | 5 | South | YES | 0.19604 | 581 | 225 | 581 |  | 1.029 | LIGCO | 1 | 0.2775 | 0 | 581 | 113.9016 | 581 |  |  | 0.2775 | 161.2251 |  |  |  |  | 0 | 0
[26 empty] | 0 | 0
[26 empty] | 0 | 0
[26 empty] | 0 | 0
[26 empty] | 0 | 0
[26 empty] | 0 | 0
[26 empty] | 0 | 0
[26 empty] | 0 | 0
[26 empty] | 0 | 0
[26 empty] | 0 | 0
[26 empty] | 0 | 0
[26 empty] | 0 | 0
[26 empty] | 0 | 0
[26 empty] | 0 | 0
[26 empty] | 0 | 0
[26 empty] | 0 | 0
[26 empty] | 0 | 0
[26 empty] | 0 | 0
[26 empty] | 0 | 0
[26 empty] | 0 | 0
[26 empty] | 0 | 0
[26 empty] | 0 | 0
[26 empty] | 0 | 0
[26 empty] | 0 | 0
[26 empty] | 0 | 0
[26 empty] | 0 | 0
[26 empty] | 0 | 0
[26 empty] | 0 | 0
[26 empty] | 0 | 0
[26 empty] | 0 | 0
[26 empty] | 0 | 0
[26 empty] | 0 | 0
[26 empty] | 0 | 0
[26 empty] | 0 | 0
[26 empty] | 0 | 0
[26 empty] | 0 | 0
[26 empty] | 0 | 0
[26 empty] | 0 | 0
[26 empty] | 0 | 0
[26 empty] | 0 | 0
[26 empty] | 0 | 0
[26 empty] | 0 | 0
[26 empty] | 0 | 0
[26 empty] | 0 | 0
[26 empty] | 0 | 0
[26 empty] | 0 | 0
[26 empty] | 0 | 0
[26 empty] | 0 | 0
[26 empty] | 0 | 0
[26 empty] | 0 | 0
[26 empty] | 0 | 0
[26 empty] | 0 | 0
[26 empty] | 0 | 0
[26 empty] | 0 | 0
[26 empty] | 0 | 0
[26 empty] | 0 | 0
[26 empty] | 0 | 0
[26 empty] | 0 | 0
[26 empty] | 0 | 0
[26 empty] | 0 | 0
[26 empty] | 0 | 0
[26 empty] | 0 | 0
[26 empty] | 0 | 0
[26 empty] | 0 | 0
[26 empty] | 0 | 0
[26 empty] | 0 | 0
[26 empty] | 0 | 0
[26 empty] | 0 | 0
[26 empty] | 0 | 0
[26 empty] | 0 | 0
[26 empty] | 0 | 0
[26 empty] | 0 | 0
[26 empty] | 0 | 0
[26 empty] | 0 | 0
[26 empty] | 0 | 0
[26 empty] | 0 | 0
[26 empty] | 0 | 0
[26 empty] | 0 | 0
[26 empty] | 0 | 0
[26 empty] | 0 | 0
[26 empty] | 0 | 0
[26 empty] | 0 | 0
[26 empty] | 0 | 0
[26 empty] | 0 | 0
[26 empty] | 0 | 0
[26 empty] | 0 | 0
[26 empty] | 0 | 0
[26 empty] | 0 | 0
[26 empty] | 0 | 0
[26 empty] | 0 | 0
[26 empty] | 0 | 0
[26 empty] | 0 | 0
[26 empty] | 0 | 0
[26 empty] | 0 | 0
[26 empty] | 0 | 0
[26 empty] | 0 | 0
[26 empty] | 0 | 0
[26 empty] | 0 | 0
[26 empty] | 0 | 0
[26 empty] | 0 | 0
[26 empty] | 0 | 0
[26 empty] | 0 | 0
[26 empty] | 0 | 0
[26 empty] | 0 | 0
[26 empty] | 0 | 0
[26 empty] | 0 | 0
[26 empty] | 0 | 0
[26 empty] | 0 | 0
[26 empty] | 0 | 0
[26 empty] | 0 | 0
[26 empty] | 0 | 0
[26 empty] | 0 | 0
[26 empty] | 0 | 0
[26 empty] | 0 | 0
[26 empty] | 0 | 0
[26 empty] | 0 | 0
[26 empty] | 0 | 0
[26 empty] | 0 | 0
[26 empty] | 0 | 0
[26 empty] | 0 | 0
[26 empty] | 0 | 0
[26 empty] | 0 | 0
[26 empty] | 0 | 0
[26 empty] | 0 | 0
[26 empty] | 0 | 0
[26 empty] | 0 | 0
[26 empty] | 0 | 0
[26 empty] | 0 | 0
[26 empty] | 0 | 0
[26 empty] | 0 | 0
[26 empty] | 0 | 0
[26 empty] | 0 | 0
[26 empty] | 0 | 0
[26 empty] | 0 | 0
[26 empty] | 0 | 0
[26 empty] | 0 | 0
[26 empty] | 0 | 0
[26 empty] | 0 | 0
[26 empty] | 0 | 0
[26 empty] | 0 | 0
[26 empty] | 0 | 0
[26 empty] | 0 | 0
[26 empty] | 0 | 0
[26 empty] | 0 | 0
[26 empty] | 0 | 0
[26 empty] | 0 | 0
[26 empty] | 0 | 0
[26 empty] | 0 | 0
[26 empty] | 0 | 0
[26 empty] | 0 | 0
[26 empty] | 0 | 0
[26 empty] | 0 | 0
[26 empty] | 0 | 0
[26 empty] | 0 | 0
[26 empty] | 0 | 0
[26 empty] | 0 | 0
[26 empty] | 0 | 0
[26 empty] | 0 | 0
[26 empty] | 0 | 0
[26 empty] | 0 | 0
[26 empty] | 0 | 0
[26 empty] | 0 | 0
[26 empty] | 0 | 0
[26 empty] | 0 | 0
[26 empty] | 0 | 0
[26 empty] | 0 | 0
[26 empty] | 0 | 0
[26 empty] | 0 | 0
[26 empty] | 0 | 0
[26 empty] | 0 | 0
[26 empty] | 0 | 0
[26 empty] | 0 | 0
[26 empty] | 0 | 0
[26 empty] | 0 | 0
[26 empty] | 0 | 0
[26 empty] | 0 | 0
[26 empty] | 0 | 0
[26 empty] | 0 | 0
[26 empty] | 0 | 0
[26 empty] | 0 | 0
[26 empty] | 0 | 0
[26 empty] | 0 | 0
[26 empty] | 0 | 0
[26 empty] | 0 | 0
[26 empty] | 0 | 0
[26 empty] | 0 | 0
[26 empty] | 0 | 0
[26 empty] | 0 | 0
[26 empty] | 0 | 0
[26 empty] | 0 | 0
[26 empty] | 0 | 0
[26 empty] | 0 | 0
[26 empty] | 0 | 0
[26 empty] | 0 | 0
[26 empty] | 0 | 0
[26 empty] | 0 | 0
[26 empty] | 0 | 0
[26 empty] | 0 | 0
[26 empty] | 0 | 0
[26 empty] | 0 | 0
[26 empty] | 0 | 0
[26 empty] | 0 | 0
[26 empty] | 0 | 0
[26 empty] | 0 | 0
[26 empty] | 0 | 0
[26 empty] | 0 | 0
[26 empty] | 0 | 0
[26 empty] | 0 | 0
[26 empty] | 0 | 0
[26 empty] | 0 | 0
[26 empty] | 0 | 0
[26 empty] | 0 | 0
[26 empty] | 0 | 0
[26 empty] | 0 | 0
[26 empty] | 0 | 0
[26 empty] | 0 | 0
[26 empty] | 0 | 0
[26 empty] | 0 | 0
[26 empty] | 0 | 0
[26 empty] | 0 | 0
[26 empty] | 0 | 0
[26 empty] | 0 | 0
[26 empty] | 0 | 0
[26 empty] | 0 | 0
[26 empty] | 0 | 0
[26 empty] | 0 | 0
[26 empty] | 0 | 0
[26 empty] | 0 | 0
[26 empty] | 0 | 0
[26 empty] | 0 | 0
[26 empty] | 0 | 0
[26 empty] | 0 | 0
[26 empty] | 0 | 0
[26 empty] | 0 | 0
[26 empty] | 0 | 0
[26 empty] | 0 | 0
[26 empty] | 0 | 0
[26 empty] | 0 | 0
[26 empty] | 0 | 0
[26 empty] | 0 | 0
[26 empty] | 0 | 0
[26 empty] | 0 | 0
[26 empty] | 0 | 0
[26 empty] | 0 | 0
[26 empty] | 0 | 0
[26 empty] | 0 | 0
[26 empty] | 0 | 0
[26 empty] | 0 | 0
[26 empty] | 0 | 0
[26 empty] | 0 | 0
[26 empty] | 0 | 0
[26 empty] | 0 | 0
[26 empty] | 0 | 0
[26 empty] | 0 | 0
[26 empty] | 0 | 0
[26 empty] | 0 | 0
[26 empty] | 0 | 0
[26 empty] | 0 | 0
[26 empty] | 0 | 0
[26 empty] | 0 | 0
[26 empty] | 0 | 0
[26 empty] | 0 | 0
[26 empty] | 0 | 0
[26 empty] | 0 | 0
[26 empty] | 0 | 0
[26 empty] | 0 | 0
[26 empty] | 0 | 0
[26 empty] | 0 | 0
[26 empty] | 0 | 0
[26 empty] | 0 | 0
[26 empty] | 0 | 0
[26 empty] | 0 | 0
[26 empty] | 0 | 0
[26 empty] | 0 | 0
[26 empty] | 0 | 0
[26 empty] | 0 | 0
[26 empty] | 0 | 0
[26 empty] | 0 | 0
[26 empty] | 0 | 0
[26 empty] | 0 | 0
[26 empty] | 0 | 0
[26 empty] | 0 | 0
[26 empty] | 0 | 0
[26 empty] | 0 | 0
[26 empty] | 0 | 0
[26 empty] | 0 | 0
[26 empty] | 0 | 0
[26 empty] | 0 | 0
[26 empty] | 0 | 0
[26 empty] | 0 | 0
[26 empty] | 0 | 0
[26 empty] | 0 | 0
[26 empty] | 0 | 0
[26 empty] | 0 | 0
[26 empty] | 0 | 0
[26 empty] | 0 | 0
[26 empty] | 0 | 0
[26 empty] | 0 | 0
[26 empty] | 0 | 0
[26 empty] | 0 | 0
[26 empty] | 0 | 0
[26 empty] | 0 | 0
[26 empty] | 0 | 0
[26 empty] | 0 | 0
[26 empty] | 0 | 0
[26 empty] | 0 | 0
[26 empty] | 0 | 0
[26 empty] | 0 | 0
[26 empty] | 0 | 0
[26 empty] | 0 | 0
[26 empty] | 0 | 0
[26 empty] | 0 | 0
[26 empty] | 0 | 0
[26 empty] | 0 | 0
[26 empty] | 0 | 0
[26 empty] | 0 | 0
[26 empty] | 0 | 0
[26 empty] | 0 | 0
[26 empty] | 0 | 0
[26 empty] | 0 | 0
[26 empty] | 0 | 0
[26 empty] | 0 | 0
[26 empty] | 0 | 0
[26 empty] | 0 | 0
[26 empty] | 0 | 0
[26 empty] | 0 | 0
[26 empty] | 0 | 0
[26 empty] | 0 | 0
[26 empty] | 0 | 0
[26 empty] | 0 | 0
[26 empty] | 0 | 0
[26 empty] | 0 | 0
[26 empty] | 0 | 0
[26 empty] | 0 | 0
[26 empty] | 0 | 0
[26 empty] | 0 | 0
[26 empty] | 0 | 0
[26 empty] | 0 | 0
[26 empty] | 0 | 0
[26 empty] | 0 | 0
[26 empty] | 0 | 0
[26 empty] | 0 | 0
[26 empty] | 0 | 0
[26 empty] | 0 | 0
[26 empty] | 0 | 0
[26 empty] | 0 | 0
[26 empty] | 0 | 0
[26 empty] | 0 | 0
[26 empty] | 0 | 0
[26 empty] | 0 | 0
[26 empty] | 0 | 0
[26 empty] | 0 | 0
[26 empty] | 0 | 0
[26 empty] | 0 | 0
[26 empty] | 0 | 0
[26 empty] | 0 | 0
[26 empty] | 0 | 0
[26 empty] | 0 | 0
[26 empty] | 0 | 0
[26 empty] | 0 | 0
[26 empty] | 0 | 0
[26 empty] | 0 | 0
[26 empty] | 0 | 0
[26 empty] | 0 | 0
[26 empty] | 0 | 0
[26 empty] | 0 | 0
[26 empty] | 0 | 0
[26 empty] | 0 | 0
[26 empty] | 0 | 0
[26 empty] | 0 | 0
[26 empty] | 0 | 0
[26 empty] | 0 | 0
[26 empty] | 0 | 0
[26 empty] | 0 | 0
[26 empty] | 0 | 0
[26 empty] | 0 | 0
[26 empty] | 0 | 0
[26 empty] | 0 | 0
[26 empty] | 0 | 0
[26 empty] | 0 | 0
[26 empty] | 0 | 0
[26 empty] | 0 | 0
[26 empty] | 0 | 0
[26 empty] | 0 | 0
[26 empty] | 0 | 0
[26 empty] | 0 | 0
[26 empty] | 0 | 0
[26 empty] | 0 | 0
[26 empty] | 0 | 0
[26 empty] | 0 | 0
[26 empty] | 0 | 0
[26 empty] | 0 | 0
[26 empty] | 0 | 0
[26 empty] | 0 | 0
[26 empty] | 0 | 0
[26 empty] | 0 | 0
[26 empty] | 0 | 0
[26 empty] | 0 | 0
[26 empty] | 0 | 0
[26 empty] | 0 | 0
[26 empty] | 0 | 0
[26 empty] | 0 | 0
[26 empty] | 0 | 0
[26 empty] | 0 | 0
[26 empty] | 0 | 0
[26 empty] | 0 | 0
[26 empty] | 0 | 0
[26 empty] | 0 | 0
[26 empty] | 0 | 0
[26 empty] | 0 | 0
[26 empty] | 0 | 0
[26 empty] | 0 | 0
[26 empty] | 0 | 0
[26 empty] | 0 | 0
[26 empty] | 0 | 0
[26 empty] | 0 | 0
[26 empty] | 0 | 0
[26 empty] | 0 | 0
[26 empty] | 0 | 0
[26 empty] | 0 | 0
[26 empty] | 0 | 0
[26 empty] | 0 | 0
[26 empty] | 0 | 0
[26 empty] | 0 | 0
[26 empty] | 0 | 0
[26 empty] | 0 | 0
[26 empty] | 0 | 0
[26 empty] | 0 | 0
[26 empty] | 0 | 0
[26 empty] | 0 | 0
[26 empty] | 0 | 0
[26 empty] | 0 | 0
[26 empty] | 0 | 0
[26 empty] | 0 | 0
[26 empty] | 0 | 0
[26 empty] | 0 | 0
[26 empty] | 0 | 0
[26 empty] | 0 | 0
[26 empty] | 0 | 0
[26 empty] | 0 | 0
[26 empty] | 0 | 0
[26 empty] | 0 | 0
[26 empty] | 0 | 0
[26 empty] | 0 | 0
[26 empty] | 0 | 0
[26 empty] | 0 | 0
[26 empty] | 0 | 0
[26 empty] | 0 | 0
[26 empty] | 0 | 0
[26 empty] | 0 | 0
[26 empty] | 0 | 0
[26 empty] | 0 | 0
[26 empty] | 0 | 0
[26 empty] | 0 | 0
[26 empty] | 0 | 0
[26 empty] | 0 | 0
[26 empty] | 0 | 0
[26 empty] | 0 | 0
[26 empty] | 0 | 0
[26 empty] | 0 | 0
[26 empty] | 0 | 0
[26 empty] | 0 | 0
[26 empty] | 0 | 0
[26 empty] | 0 | 0
[26 empty] | 0 | 0
[26 empty] | 0 | 0
[26 empty] | 0 | 0
[26 empty] | 0 | 0
[26 empty] | 0 | 0
[26 empty] | 0 | 0
[26 empty] | 0 | 0
[26 empty] | 0 | 0
[26 empty] | 0 | 0
[26 empty] | 0 | 0
[26 empty] | 0 | 0
[26 empty] | 0 | 0
[26 empty] | 0 | 0
[26 empty] | 0 | 0
[26 empty] | 0 | 0
[26 empty] | 0 | 0
[26 empty] | 0 | 0
[26 empty] | 0 | 0
[26 empty] | 0 | 0
[26 empty] | 0 | 0
[26 empty] | 0 | 0
[26 empty] | 0 | 0
[26 empty] | 0 | 0
[26 empty] | 0 | 0
[26 empty] | 0 | 0
[26 empty] | 0 | 0
[26 empty] | 0 | 0
[26 empty] | 0 | 0
[26 empty] | 0 | 0
[26 empty] | 0 | 0
[26 empty] | 0 | 0
[26 empty] | 0 | 0
[26 empty] | 0 | 0
[26 empty] | 0 | 0
[26 empty] | 0 | 0
[26 empty] | 0 | 0
[26 empty] | 0 | 0
[26 empty] | 0 | 0
[26 empty] | 0 | 0
[26 empty] | 0 | 0
[26 empty] | 0 | 0
[26 empty] | 0 | 0
[26 empty] | 0 | 0
[26 empty] | 0 | 0
[26 empty] | 0 | 0
[26 empty] | 0 | 0
[26 empty] | 0 | 0
[26 empty] | 0 | 0
[26 empty] | 0 | 0
[26 empty] | 0 | 0
[26 empty] | 0 | 0
[26 empty] | 0 | 0
[26 empty] | 0 | 0
[26 empty] | 0 | 0
[26 empty] | 0 | 0
[26 empty] | 0 | 0
[26 empty] | 0 | 0
[26 empty] | 0 | 0
[26 empty] | 0 | 0
[26 empty] | 0 | 0
[26 empty] | 0 | 0
[26 empty] | 0 | 0
[26 empty] | 0 | 0
[26 empty] | 0 | 0
[26 empty] | 0 | 0
[26 empty] | 0 | 0
[26 empty] | 0 | 0
[26 empty] | 0 | 0
[26 empty] | 0 | 0
[26 empty] | 0 | 0
[26 empty] | 0 | 0
[26 empty] | 0 | 0
[26 empty] | 0 | 0
[26 empty] | 0 | 0
[26 empty] | 0 | 0
[26 empty] | 0 | 0
[26 empty] | 0 | 0
[26 empty] | 0 | 0
[26 empty] | 0 | 0
[26 empty] | 0 | 0
[26 empty] | 0 | 0
[26 empty] | 0 | 0
[26 empty] | 0 | 0
[26 empty] | 0 | 0
[26 empty] | 0 | 0
[26 empty] | 0 | 0
[26 empty] | 0 | 0
[26 empty] | 0 | 0
[26 empty] | 0 | 0
[26 empty] | 0 | 0
[26 empty] | 0 | 0
[26 empty] | 0 | 0
[26 empty] | 0 | 0
[26 empty] | 0 | 0
[26 empty] | 0 | 0
[26 empty] | 0 | 0
[26 empty] | 0 | 0
[26 empty] | 0 | 0
[26 empty] | 0 | 0
[26 empty] | 0 | 0
[26 empty] | 0 | 0
[26 empty] | 0 | 0
[26 empty] | 0 | 0
[26 empty] | 0 | 0
[26 empty] | 0 | 0
[26 empty] | 0 | 0
[26 empty] | 0 | 0
[26 empty] | 0 | 0
[26 empty] | 0 | 0
[26 empty] | 0 | 0
[26 empty] | 0 | 0
[26 empty] | 0 | 0
[26 empty] | 0 | 0
[26 empty] | 0 | 0
[26 empty] | 0 | 0
[26 empty] | 0 | 0
[26 empty] | 0 | 0
[26 empty] | 0 | 0
[26 empty] | 0 | 0
[26 empty] | 0 | 0
[26 empty] | 0 | 0
[26 empty] | 0 | 0
[26 empty] | 0 | 0
[26 empty] | 0 | 0
[26 empty] | 0 | 0
[26 empty] | 0 | 0
[26 empty] | 0 | 0
[26 empty] | 0 | 0
[26 empty] | 0 | 0
[26 empty] | 0 | 0
[26 empty] | 0 | 0
[26 empty] | 0 | 0
[26 empty] | 0 | 0
[26 empty] | 0 | 0
[26 empty] | 0 | 0
[26 empty] | 0 | 0
[26 empty] | 0 | 0
[26 empty] | 0 | 0
[26 empty] | 0 | 0
[26 empty] | 0 | 0
[26 empty] | 0 | 0
[26 empty] | 0 | 0
[26 empty] | 0 | 0
[26 empty] | 0 | 0
[26 empty] | 0 | 0
[26 empty] | 0 | 0
[26 empty] | 0 | 0
[26 empty] | 0 | 0
[26 empty] | 0 | 0
[26 empty] | 0 | 0
[26 empty] | 0 | 0
[26 empty] | 0 | 0
[26 empty] | 0 | 0
[26 empty] | 0 | 0
[26 empty] | 0 | 0
[26 empty] | 0 | 0
[26 empty] | 0 | 0
[26 empty] | 0 | 0
[26 empty] | 0 | 0
[26 empty] | 0 | 0
[26 empty] | 0 | 0
[26 empty] | 0 | 0
[26 empty] | 0 | 0
[26 empty] | 0 | 0
[26 empty] | 0 | 0
[26 empty] | 0 | 0
[26 empty] | 0 | 0
[26 empty] | 0 | 0
[26 empty] | 0 | 0
[26 empty] | 0 | 0
[26 empty] | 0 | 0
[26 empty] | 0 | 0
[26 empty] | 0 | 0
[26 empty] | 0 | 0
[26 empty] | 0 | 0
[26 empty] | 0 | 0
[26 empty] | 0 | 0
[26 empty] | 0 | 0
[26 empty] | 0 | 0
[26 empty] | 0 | 0
[26 empty] | 0 | 0
[26 empty] | 0 | 0
[26 empty] | 0 | 0
[26 empty] | 0 | 0
[26 empty] | 0 | 0
[26 empty] | 0 | 0
[26 empty] | 0 | 0
[26 empty] | 0 | 0
[26 empty] | 0 | 0
[26 empty] | 0 | 0
[26 empty] | 0 | 0
[26 empty] | 0 | 0
[26 empty] | 0 | 0
[26 empty] | 0 | 0
[26 empty] | 0 | 0
[26 empty] | 0 | 0
[26 empty] | 0 | 0
[26 empty] | 0 | 0
[26 empty] | 0 | 0
[26 empty] | 0 | 0
[26 empty] | 0 | 0
[26 empty] | 0 | 0
[26 empty] | 0 | 0
[26 empty] | 0 | 0
[26 empty] | 0 | 0
[26 empty] | 0 | 0
[26 empty] | 0 | 0
[26 empty] | 0 | 0
[26 empty] | 0 | 0
[26 empty] | 0 | 0
[26 empty] | 0 | 0
[26 empty] | 0 | 0
[26 empty] | 0 | 0
[26 empty] | 0 | 0
[26 empty] | 0 | 0
[26 empty] | 0 | 0
[26 empty] | 0 | 0
[26 empty] | 0 | 0
[26 empty] | 0 | 0
[26 empty] | 0 | 0
[26 empty] | 0 | 0
[26 empty] | 0 | 0
[26 empty] | 0 | 0
[26 empty] | 0 | 0
[26 empty] | 0 | 0
[26 empty] | 0 | 0
[26 empty] | 0 | 0
[26 empty] | 0 | 0
[26 empty] | 0 | 0
[26 empty] | 0 | 0
[26 empty] | 0 | 0
[26 empty] | 0 | 0
[26 empty] | 0 | 0
[26 empty] | 0 | 0
[26 empty] | 0 | 0
[26 empty] | 0 | 0
[26 empty] | 0 | 0
[26 empty] | 0 | 0
[26 empty] | 0 | 0
[26 empty] | 0 | 0
[26 empty] | 0 | 0
[26 empty] | 0 | 0
[26 empty] | 0 | 0
[26 empty] | 0 | 0
[26 empty] | 0 | 0
[26 empty] | 0 | 0
[26 empty] | 0 | 0
[26 empty] | 0 | 0
[26 empty] | 0 | 0
[26 empty] | 0 | 0
[26 empty] | 0 | 0
[26 empty] | 0 | 0
[26 empty] | 0 | 0
[26 empty] | 0 | 0
[26 empty] | 0 | 0
[26 empty] | 0 | 0
[26 empty] | 0 | 0
[26 empty] | 0 | 0
[26 empty] | 0 | 0
[26 empty] | 0 | 0
[26 empty] | 0 | 0
[26 empty] | 0 | 0
[26 empty] | 0 | 0
[26 empty] | 0 | 0
[26 empty] | 0 | 0
[26 empty] | 0 | 0
[26 empty] | 0 | 0
[26 empty] | 0 | 0
[26 empty] | 0 | 0
[26 empty] | 0 | 0
[26 empty] | 0 | 0
[26 empty] | 0 | 0
[26 empty] | 0 | 0
[26 empty] | 0 | 0
[26 empty] | 0 | 0
[26 empty] | 0 | 0
[26 empty] | 0 | 0
[26 empty] | 0 | 0
[26 empty] | 0 | 0
[26 empty] | 0 | 0
[26 empty] | 0 | 0
[26 empty] | 0 | 0
[26 empty] | 0 | 0
[26 empty] | 0 | 0
[26 empty] | 0 | 0
[26 empty] | 0 | 0
[26 empty] | 0 | 0
[26 empty] | 0 | 0
[26 empty] | 0 | 0
[26 empty] | 0 | 0
[26 empty] | 0 | 0
[26 empty] | 0 | 0
[26 empty] | 0 | 0
[26 empty] | 0 | 0
[26 empty] | 0 | 0
[26 empty] | 0 | 0
[26 empty] | 0 | 0
[26 empty] | 0 | 0
[26 empty] | 0 | 0
[26 empty] | 0 | 0
[26 empty] | 0 | 0
[26 empty] | 0 | 0
[26 empty] | 0 | 0
[26 empty] | 0 | 0
[26 empty] | 0 | 0
[26 empty] | 0 | 0
[26 empty] | 0 | 0
[26 empty] | 0 | 0
[26 empty] | 0 | 0
[26 empty] | 0 | 0
[26 empty] | 0 | 0
[26 empty] | 0 | 0
[26 empty] | 0 | 0
[26 empty] | 0 | 0
[26 empty] | 0 | 0
[26 empty] | 0 | 0
[26 empty] | 0 | 0
[26 empty] | 0 | 0
[26 empty] | 0 | 0
[26 empty] | 0 | 0
[26 empty] | 0 | 0
[26 empty] | 0 | 0
[26 empty] | 0 | 0
[26 empty] | 0 | 0
[26 empty] | 0 | 0
[26 empty] | 0 | 0
[26 empty] | 0 | 0
[26 empty] | 0 | 0
[26 empty] | 0 | 0
[26 empty] | 0 | 0
[26 empty] | 0 | 0
[26 empty] | 0 | 0
[26 empty] | 0 | 0
[26 empty] | 0 | 0
[26 empty] | 0 | 0
[26 empty] | 0 | 0
[26 empty] | 0 | 0
[26 empty] | 0 | 0
[26 empty] | 0 | 0
[26 empty] | 0 | 0
[26 empty] | 0 | 0
[26 empty] | 0 | 0
[26 empty] | 0 | 0
[26 empty] | 0 | 0
[26 empty] | 0 | 0
[26 empty] | 0 | 0
[26 empty] | 0 | 0
[26 empty] | 0 | 0
[26 empty] | 0 | 0
[26 empty] | 0 | 0
[26 empty] | 0 | 0
[26 empty] | 0 | 0
[26 empty] | 0 | 0
[26 empty] | 0 | 0
[26 empty] | 0 | 0
[26 empty] | 0 | 0
[26 empty] | 0 | 0
[26 empty] | 0 | 0
[26 empty] | 0 | 0
[26 empty] | 0 | 0
[26 empty] | 0 | 0
[26 empty] | 0 | 0
[26 empty] | 0 | 0
[26 empty] | 0 | 0
[26 empty] | 0 | 0
[26 empty] | 0 | 0
[26 empty] | 0 | 0
[26 empty] | 0 | 0
[26 empty] | 0 | 0
[26 empty] | 0 | 0
[26 empty] | 0 | 0
[26 empty] | 0 | 0
[26 empty] | 0 | 0
[26 empty] | 0 | 0
[26 empty] | 0 | 0
[26 empty] | 0 | 0
[26 empty] | 0 | 0
[26 empty] | 0 | 0
[26 empty] | 0 | 0
[26 empty] | 0 | 0
[26 empty] | 0 | 0
[26 empty] | 0 | 0
[26 empty] | 0 | 0
[26 empty] | 0 | 0
[26 empty] | 0 | 0
[26 empty] | 0 | 0
[26 empty] | 0 | 0
[26 empty] | 0 | 0
[26 empty] | 0 | 0
[26 empty] | 0 | 0
[26 empty] | 0 | 0
[26 empty] | 0 | 0
[26 empty] | 0 | 0
[26 empty] | 0 | 0
[26 empty] | 0 | 0
[26 empty] | 0 | 0
[26 empty] | 0 | 0
[26 empty] | 0 | 0
[26 empty] | 0 | 0
[26 empty] | 0 | 0
[26 empty] | 0 | 0
[26 empty] | 0 | 0
[26 empty] | 0 | 0
[26 empty] | 0 | 0
[26 empty] | 0 | 0
[26 empty] | 0 | 0
[26 empty] | 0 | 0
[26 empty] | 0 | 0
[26 empty] | 0 | 0
[26 empty] | 0 | 0
[26 empty] | 0 | 0
[26 empty] | 0 | 0
[26 empty] | 0 | 0
[26 empty] | 0 | 0
[26 empty] | 0 | 0
[26 empty] | 0 | 0
[26 empty] | 0 | 0
[26 empty] | 0 | 0
[26 empty] | 0 | 0
[26 empty] | 0 | 0
[26 empty] | 0 | 0
[26 empty] | 0 | 0
[26 empty] | 0 | 0
[26 empty] | 0 | 0
[26 empty] | 0 | 0
[26 empty] | 0 | 0
[26 empty] | 0 | 0
[26 empty] | 0 | 0
[26 empty] | 0 | 0
[26 empty] | 0 | 0
[26 empty] | 0 | 0
[26 empty] | 0 | 0
[26 empty] | 0 | 0
[26 empty] | 0 | 0
[26 empty] | 0 | 0
[26 empty] | 0 | 0
[26 empty] | 0 | 0
[26 empty] | 0 | 0
[26 empty] | 0 | 0
[26 empty] | 0 | 0
[26 empty] | 0 | 0
[26 empty] | 0 | 0
[26 empty] | 0 | 0
[26 empty] | 0 | 0
[26 empty] | 0 | 0
[26 empty] | 0 | 0
[26 empty] | 0 | 0
[26 empty] | 0 | 0
[26 empty] | 0 | 0
[26 empty] | 0 | 0
[26 empty] | 0 | 0
[26 empty] | 0 | 0
[26 empty] | 0 | 0
[26 empty] | 0 | 0
[26 empty] | 0 | 0
[26 empty] | 0 | 0
[26 empty] | 0 | 0
[26 empty] | 0 | 0
[26 empty] | 0 | 0
[26 empty] | 0 | 0
[26 empty] | 0 | 0
[26 empty] | 0 | 0
[26 empty] | 0 | 0
[26 empty] | 0 | 0
[26 empty] | 0 | 0
[26 empty] | 0 | 0
[26 empty] | 0 | 0
[26 empty] | 0 | 0
[26 empty] | 0 | 0
[26 empty] | 0 | 0
[26 empty] | 0 | 0
[26 empty] | 0 | 0
[26 empty] | 0 | 0
[26 empty] | 0 | 0
[26 empty] | 0 | 0
[26 empty] | 0 | 0
[26 empty] | 0 | 0
[26 empty] | 0 | 0
[26 empty] | 0 | 0
[26 empty] | 0 | 0
[26 empty] | 0 | 0
[26 empty] | 0 | 0
[26 empty] | 0 | 0
[26 empty] | 0 | 0
[26 empty] | 0 | 0
[26 empty] | 0 | 0
[26 empty] | 0 | 0
[26 empty] | 0 | 0
[26 empty] | 0 | 0
[26 empty] | 0 | 0
[26 empty] | 0 | 0
[26 empty] | 0 | 0
[26 empty] | 0 | 0
[26 empty] | 0 | 0
[26 empty] | 0 | 0
[26 empty] | 0 | 0
[26 empty] | 0 | 0
[26 empty] | 0 | 0
[26 empty] | 0 | 0
[26 empty] | 0 | 0
[26 empty] | 0 | 0
[26 empty] | 0 | 0
[26 empty] | 0 | 0
[26 empty] | 0 | 0
[26 empty] | 0 | 0
[26 empty] | 0 | 0
[26 empty] | 0 | 0
[26 empty] | 0 | 0
[26 empty] | 0 | 0
[26 empty] | 0 | 0
[26 empty] | 0 | 0
[26 empty] | 0 | 0
[26 empty] | 0 | 0
[26 empty] | 0 | 0
[26 empty] | 0 | 0
[26 empty] | 0 | 0
[26 empty] | 0 | 0
[26 empty] | 0 | 0
[26 empty] | 0 | 0
[26 empty] | 0 | 0
[26 empty] | 0 | 0
[26 empty] | 0 | 0
[26 empty] | 0 | 0
[26 empty] | 0 | 0
[26 empty] | 0 | 0
[26 empty] | 0 | 0
[26 empty] | 0 | 0
[26 empty] | 0 | 0
[26 empty] | 0 | 0
[26 empty] | 0 | 0
[26 empty] | 0 | 0
[26 empty] | 0 | 0
[26 empty] | 0 | 0
[26 empty] | 0 | 0
[26 empty] | 0 | 0
[26 empty] | 0 | 0
[26 empty] | 0 | 0
[26 empty] | 0 | 0
[26 empty] | 0 | 0
[26 empty] | 0 | 0
[26 empty] | 0 | 0
[26 empty] | 0 | 0
[26 empty] | 0 | 0
[26 empty] | 0 | 0
[26 empty] | 0 | 0
[26 empty] | 0 | 0
[26 empty] | 0 | 0
[26 empty] | 0 | 0
[26 empty] | 0 | 0
[26 empty] | 0 | 0
[26 empty] | 0 | 0
[26 empty] | 0 | 0
[26 empty] | 0 | 0
[26 empty] | 0 | 0
[26 empty] | 0 | 0
[26 empty] | 0 | 0
[26 empty] | 0 | 0
[26 empty] | 0 | 0
[26 empty] | 0 | 0
[26 empty] | 0 | 0
[26 empty] | 0 | 0
[26 empty] | 0 | 0
[26 empty] | 0 | 0
[26 empty] | 0 | 0
[26 empty] | 0 | 0
[26 empty] | 0 | 0
[26 empty] | 0 | 0
[26 empty] | 0 | 0
[26 empty] | 0 | 0
[26 empty] | 0 | 0
[26 empty] | 0 | 0
[26 empty] | 0 | 0
[26 empty] | 0 | 0
[26 empty] | 0 | 0
[26 empty] | 0 | 0
[26 empty] | 0 | 0
[26 empty] | 0 | 0
[26 empty] | 0 | 0
[26 empty] | 0 | 0
[26 empty] | 0 | 0
[26 empty] | 0 | 0
[26 empty] | 0 | 0
[26 empty] | 0 | 0
[26 empty] | 0 | 0
[26 empty] | 0 | 0
[26 empty] | 0 | 0
[26 empty] | 0 | 0
[26 empty] | 0 | 0
[26 empty] | 0 | 0
[26 empty] | 0 | 0
[26 empty] | 0 | 0
[26 empty] | 0 | 0
[26 empty] | 0 | 0
[26 empty] | 0 | 0
[26 empty] | 0 | 0
[26 empty] | 0 | 0
[26 empty] | 0 | 0
[26 empty] | 0 | 0
[26 empty] | 0 | 0
[26 empty] | 0 | 0
[26 empty] | 0 | 0
[26 empty] | 0 | 0
[26 empty] | 0 | 0
[26 empty] | 0 | 0
[26 empty] | 0 | 0
[26 empty] | 0 | 0
[26 empty] | 0 | 0
[26 empty] | 0 | 0
[26 empty] | 0 | 0
[26 empty] | 0 | 0
[26 empty] | 0 | 0
[26 empty] | 0 | 0
[26 empty] | 0 | 0
[26 empty] | 0 | 0
[26 empty] | 0 | 0
[26 empty] | 0 | 0
[26 empty] | 0 | 0
[26 empty] | 0 | 0
[26 empty] | 0 | 0
[26 empty] | 0 | 0
[26 empty] | 0 | 0
[26 empty] | 0 | 0
[26 empty] | 0 | 0
[26 empty] | 0 | 0
[26 empty] | 0 | 0
[26 empty] | 0 | 0
[26 empty] | 0 | 0
[26 empty] | 0 | 0
[26 empty] | 0 | 0
[26 empty] | 0 | 0
[26 empty] | 0 | 0
[26 empty] | 0 | 0
[26 empty] | 0 | 0
[26 empty] | 0 | 0
[26 empty] | 0 | 0
[26 empty] | 0 | 0
[26 empty] | 0 | 0
[26 empty] | 0 | 0
[26 empty] | 0 | 0
[26 empty] | 0 | 0
[26 empty] | 0 | 0
[26 empty] | 0 | 0
[26 empty] | 0 | 0
[26 empty] | 0 | 0
[26 empty] | 0 | 0
[26 empty] | 0 | 0
[26 empty] | 0 | 0
[26 empty] | 0 | 0
[26 empty] | 0 | 0
[26 empty] | 0 | 0
[26 empty] | 0 | 0
[26 empty] | 0 | 0
[26 empty] | 0 | 0
[26 empty] | 0 | 0
[26 empty] | 0 | 0
[26 empty] | 0 | 0
[26 empty] | 0 | 0
[26 empty] | 0 | 0
[26 empty] | 0 | 0
[26 empty] | 0 | 0
[26 empty] | 0 | 0
[26 empty] | 0 | 0
[26 empty] | 0 | 0
[26 empty] | 0 | 0
[26 empty] | 0 | 0
[26 empty] | 0 | 0
[26 empty] | 0 | 0
[26 empty] | 0 | 0
[26 empty] | 0 | 0
[26 empty] | 0 | 0
[26 empty] | 0 | 0
[26 empty] | 0 | 0
[26 empty] | 0 | 0
[26 empty] | 0 | 0
[26 empty] | 0 | 0
[26 empty] | 0 | 0
[26 empty] | 0 | 0
[26 empty] | 0 | 0
[26 empty] | 0 | 0
[26 empty] | 0 | 0
[26 empty] | 0 | 0
[26 empty] | 0 | 0
[26 empty] | 0 | 0
[26 empty] | 0 | 0
[26 empty] | 0 | 0
[26 empty] | 0 | 0
[26 empty] | 0 | 0
[26 empty] | 0 | 0
[26 empty] | 0 | 0
[26 empty] | 0 | 0
[26 empty] | 0 | 0
[26 empty] | 0 | 0
[26 empty] | 0 | 0
[26 empty] | 0 | 0
[26 empty] | 0 | 0
[26 empty] | 0 | 0
[26 empty] | 0 | 0
[26 empty] | 0 | 0
[26 empty] | 0 | 0
[26 empty] | 0 | 0
[26 empty] | 0 | 0
[26 empty] | 0 | 0
[26 empty] | 0 | 0
[26 empty] | 0 | 0
[26 empty] | 0 | 0
[26 empty] | 0 | 0
[26 empty] | 0 | 0
[26 empty] | 0 | 0
[26 empty] | 0 | 0
[26 empty] | 0 | 0
[26 empty] | 0 | 0
[26 empty] | 0 | 0
[26 empty] | 0 | 0
[26 empty] | 0 | 0
[26 empty] | 0 | 0
[26 empty] | 0 | 0
[26 empty] | 0 | 0
[26 empty] | 0 | 0
[26 empty] | 0 | 0
[26 empty] | 0 | 0
[26 empty] | 0 | 0
[26 empty] | 0 | 0
[26 empty] | 0 | 0
[26 empty] | 0 | 0
[26 empty] | 0 | 0
[26 empty] | 0 | 0
[26 empty] | 0 | 0
[26 empty] | 0 | 0
[26 empty] | 0 | 0
[26 empty] | 0 | 0
[26 empty] | 0 | 0
[26 empty] | 0 | 0
[26 empty] | 0 | 0
[26 empty] | 0 | 0
[26 empty] | 0 | 0
[26 empty] | 0 | 0
[26 empty] | 0 | 0
[26 empty] | 0 | 0
[26 empty] | 0 | 0
[26 empty] | 0 | 0
[26 empty] | 0 | 0
[26 empty] | 0 | 0
[26 empty] | 0 | 0
[26 empty] | 0 | 0
[26 empty] | 0 | 0
[26 empty] | 0 | 0
[26 empty] | 0 | 0
[26 empty] | 0 | 0
[26 empty] | 0 | 0
[26 empty] | 0 | 0
[26 empty] | 0 | 0
[26 empty] | 0 | 0
[26 empty] | 0 | 0
[26 empty] | 0 | 0
[26 empty] | 0 | 0
[26 empty] | 0 | 0
[26 empty] | 0 | 0
[26 empty] | 0 | 0
[26 empty] | 0 | 0
[26 empty] | 0 | 0
[26 empty] | 0 | 0
[26 empty] | 0 | 0
[26 empty] | 0 | 0
[26 empty] | 0 | 0
[26 empty] | 0 | 0
[26 empty] | 0 | 0
[26 empty] | 0 | 0
[26 empty] | 0 | 0
[26 empty] | 0 | 0
[26 empty] | 0 | 0
[26 empty] | 0 | 0
[26 empty] | 0 | 0
[26 empty] | 0 | 0
[26 empty] | 0 | 0
[26 empty] | 0 | 0
[26 empty] | 0 | 0
[26 empty] | 0 | 0
[26 empty] | 0 | 0
[26 empty] | 0 | 0
[26 empty] | 0 | 0
[26 empty] | 0 | 0
[26 empty] | 0 | 0
[26 empty] | 0 | 0
[26 empty] | 0 | 0
[26 empty] | 0 | 0
[26 empty] | 0 | 0
[26 empty] | 0 | 0
[26 empty] | 0 | 0
[26 empty] | 0 | 0
[26 empty] | 0 | 0
[26 empty] | 0 | 0
[26 empty] | 0 | 0
[26 empty] | 0 | 0
[26 empty] | 0 | 0
[26 empty] | 0 | 0
[26 empty] | 0 | 0
[26 empty] | 0 | 0
[26 empty] | 0 | 0
[26 empty] | 0 | 0
[26 empty] | 0 | 0
[26 empty] | 0 | 0
[26 empty] | 0 | 0
[26 empty] | 0 | 0
[26 empty] | 0 | 0
[26 empty] | 0 | 0
[26 empty] | 0 | 0
[26 empty] | 0 | 0
[26 empty] | 0 | 0
[26 empty] | 0 | 0
[26 empty] | 0 | 0
[26 empty] | 0 | 0
[26 empty] | 0 | 0
[26 empty] | 0 | 0
[26 empty] | 0 | 0
[26 empty] | 0 | 0
[26 empty] | 0 | 0
[26 empty] | 0 | 0
[26 empty] | 0 | 0
[26 empty] | 0 | 0
[26 empty] | 0 | 0
[26 empty] | 0 | 0
[26 empty] | 0 | 0
[26 empty] | 0 | 0
[26 empty] | 0 | 0
[26 empty] | 0 | 0
[26 empty] | 0 | 0

## Zones
Houston | 1
North | -1
South | 1
West | -1
SET UP AREA, copy & paste values to cell B1
Source | South |  | N to H | N to W | N to S | W to N | S to N | W to S
Sink | North | Houston | -1 | 1 | -1 | -1 | 1 | -1
|  | North | 1 | 1 | 1 | -1 | -1 | -1
|  | South | -1 | 1 | -1 | -1 | 1 | -1
|  | West | 1 | -1 | 1 | 1 | -1 | 1
|  | Source | North | North | North | West | South | West
|  | Sink | Houston | West | South | North | North | South

## Tech
Number of Bus | Name of Bus | Tech Type
238 | BOSQUESW505 | CC
239 | BOSQUESW502 | GGT
244 | WHITNYDM01 | Hydro
245 | WHITNYDM02 | Hydro
247 | BOSQUESW501 | GGT
251 | BOSQUESW803 | CC
253 | BOSQUESW804 | CC
332 | RWMILLER01 | GST
333 | RWMILLER02 | GST
334 | RWMILLER03 | GST
335 | RWMILLER04 | GST
336 | RWMILLER05 | GST
344 | MRSSHPRD | Hydro
345 | MRSSHPRD01 | Hydro
366 | JNSNCNTY802 | Cogen
367 | JNSNCNTY802 | Cogen
503 | NTHTEXAS01 | GST
504 | NTHTEXAS02 | GST
505 | NTHTEXAS03 | GST
580 | JCKCNTY801 | CC
581 | JCKCNTY802 | CC
582 | JCKCNTY803 | CC
728 | WOLFRIDGE801 | Wind
837 | NEWMAN_G5 | GST
842 | OLINGER_G1 | GST
843 | OLINGER_G2 | GST
844 | OLINGER_G3 | GST
845 | OLINGER_G4 | GGT
923 | SPENCER_G4 | GST
924 | SPENCER_G5 | GST
948 | STEAM1 | GST
949 | STEAM2 | GST
950 | STEAM3 | GST
990 | GIBN_CREK_G1 | LIGCO
1002 | PBCTAGE_1G | GGT
1003 | PBCTBGE_2G | GGT
1004 | PBCTCGE_3G | GGT
1005 | PBCTDGE_4G | GGT
1006 | PBCTEGE_5G | GGT
1007 | PB5GEN_6G | GST
1008 | PB6GEN_7G | GST
1037 | MORGAN5G_5G | GST
1039 | MRGNAG_1G | GGT
1040 | MRGNBG_2G | GGT
1041 | MRGNCG_3G | GGT
1042 | MRGNDG_4G | GGT
1043 | MRGNEG_5G | GGT
1044 | MRGNFG_6G | GGT
1045 | CALENG1G_1G | Cogen
1046 | CALENG2G_2G | Cogen
1047 | CALENG3G_3G | Cogen
1058 | LONGSHORE_5 | Wind
1058 | LONGSHORE_5 | Wind
1061 | CIELOGEN_1G | Wind
1062 | CIELOGEN_2G | Wind
1068 | SCURRYCW_1G | Wind
1069 | KINDERMG_1G | Cogen
1070 | KINDERMG_2G | Cogen
1071 | KINDERMG_3G | Cogen
1073 | SCURRYCW_2G | Wind
1320 | BSP 1 | Cogen
1326 | STANTONW_8 | Wind
1327 | WILDHRSE_1G | Wind
1328 | OCOTILLO_1G | Wind
1333 | MCDDONAL_8 | Wind
1343 | TRENTIPP_8 | Wind
1349 | WESTXWIN_1G | Wind
1350 | NWPWRG1_1G | Wind
1354 | AEPWIND_8 | Wind
1360 | GUNSIGHT_8 | Wind
1416 | SWETWATR_1G | CC
1417 | SWETWATR_2G | CC
1418 | SWETWATR_3G | CC
1419 | SWETWATR_4G | CC
1432 | GRHAMSES_2G | GST
1433 | GRHAMSES_1G | GST
1437 | MESQUITW_1G | Wind
1438 | MESQUITW_2G | Wind
1442 | COKFIELD_5 | Wind
1453 | WCPWRCO_1G | CC
1454 | WCPWRCO_2G | CC
1455 | WCPWRCO_3G | CC
1479 | WFCOGEN_1G | Cogen
1479 | WFCOGEN_1G | Cogen
1482 | WFCOGEN_2G | Cogen
1482 | WFCOGEN_2G | Cogen
1600 | BARTNWND_1G | Wind
1643 | SLSTR1PP_1G | Wind
1675 | PEC_1G | Cogen
1676 | PEC_2G | Cogen
1677 | PEC_3G | Cogen
1678 | LAMARPWR_1G | CC
1679 | LAMARPWR_2G | CC
1680 | LAMARPWR_3G | CC
1681 | LAMARPWR_4G | CC
1682 | LAMARPWR_5G | CC
1683 | LAMARPWR_6G | CC
1687 | VALLEY_1G | GST
1688 | VALLEY_2G | GSC
1689 | VALLEY_3G | GST
1701 | MOSES_1G | LIGCO
1702 | MOSES_2G | LIGCO
1703 | MOSES_3G | LIGCO
1861 | EAGLEMNT_1G | GST
1862 | EAGLEMNT_2G | GST
1863 | EAGLEMNT_3G | GST
1877 | WLFHOLW_1G | CC
1878 | WLFHOLW_2G | CC
1879 | WLFHOLW_3G | CC
1889 | DECRDOVA_1G | GSC
1892 | DECRDOVA_2G | GGT
1893 | DECRDOVA_3G | GGT
1894 | DECRDOVA_4G | GGT
1895 | DECRDOVA_5G | GGT
1898 | COMCHEPK_1G | Nuc
1899 | COMCHEPK_2G | Nuc
1937 | MDLTHELP_5G | CC
1938 | MDLTHELP_6G | CC
1941 | MDLTHELP_1G | CC
1942 | MDLTHELP_2G | CC
1943 | MDLTHELP_3G | CC
1944 | MDLTHELP_4G | CC
1947 | HANDLEY_3G | GST
1948 | HANDLEY_4G | GST
1949 | HANDLEY_5G | GST
2371 | COLLIN_1G | GST
2381 | NTHLK1_G | GST
2382 | NTHLK2_G | GST
2383 | NTHLK3_G | GST
2413 | MTCK6_G | GST
2414 | MTCK7_G | GST
2417 | MTCK8_G | GSC
2451 | LKHB1_G | GST
2452 | LKHB2_G | GST
3097 | MARTLAKE_1G | LIGCO
3098 | MARTLAKE_2G | LIGCO
3099 | MARTLAKE_3G | LIGCO
3107 | STRYKER_1G | GST
3108 | STRYKER_2G | GST
3126 | TRINIDAD_6G | GST
3309 | ASPN_G | Bio
3348 | CHAMPION_1G | Cogen
3381 | BBRN_1G | LIGCO
3382 | BBRN_2G | LIGCO
3403 | THOUSE_1G | GSC
3404 | THOUSE_2G | GSC
3416 | LAKE_CRK1_G | GST
3417 | LAKE_CRK2_G | GST
3432 | SANDOW_4G | LIGCO
5026 | BRAUNIG_VHB1 | GST
5027 | BRAUNIG_VHB2 | GST
5028 | BRAUNIG_VHB3 | GST
5111 | CALAVER_JTD1 | LIGCO
5112 | CALAVER_JTD2 | LIGCO
5264 | LEON_LCP3G3 | GST
5265 | LEON_LCP4G4 | GST
5266 | LEON_LCPCT1 | GGT
5267 | LEON_LCPCT2 | GGT
5268 | LEON_LCPCT3 | GGT
5269 | LEON_LCPCT4 | GGT
5396 | CALAVER_OWS1 | GST
5397 | CALAVER_OWS2 | GST
5401 | CALAVER_JKS1 | LIGCO
5436 | TUTTL_WBT1G1 | GST
5438 | TUTTL_WBT3G3 | GST
5439 | TUTTL_WBT4G4 | GST
5476 | BRA_AVR1_CT1 | CC
5477 | BRA_AVR1_ST | CC
5478 | BRA_AVR1_CT2 | CC
5503 | RAYBURNGEN3 | GST
5505 | RAYBURNGEN1 | GGT
5506 | RAYBURNGEN2 | GGT
5508 | RAYBURNCC9 | CC
5509 | RAYBURNCC10 | CC
5511 | RAYBURNCC7 | CC
5512 | RAYBURNCC8 | CC
5728 | FALCONHYDRO2 | Hydro
5729 | FALCONHYDRO3 | Hydro
5890 | PEARSALLGEN1 | GST
5891 | PEARSALLGEN2 | GST
5892 | PEARSALLGEN3 | GST
5903 | SANMIGUELGEN | LIGCO
5911 | STP_GN1___1 | Nuc
5912 | STP_GN2___2 | Nuc
5920 | WELSHDC1 | DCTie
5925 | DCEAST | DCTie
5932 | SI_RAY9 | CC
5933 | SI_RAY6 | GST
5934 | SI_RAY5 | GST
5935 | SI_RAY10 | CC
6016 | SWMESA | Wind
6096 | NORTHDC7 | DCTie
6100 | OKLA7A | DCTie
6144 | MCADOO1A | Wind
6407 | TURKTRAK1A | Wind
6637 | SNYDERW1A | Wind
6752 | OKLA0A | LIGCO
6948 | DENISNDM | Hydro
6948 | DENISNDM | Hydro
7000 | L_FERGUS1_1Y | GSC
7004 | L_SIMGID1_1Y | GST
7005 | L_SIMGID1_2Y | GST
7006 | L_SIMGID1_3Y | GST
7007 | L_LOSTPI1_1Y | CC
7008 | L_LOSTPI1_2Y | CC
7009 | L_LOSTPI1_3Y | CC
7010 | L_FPPYD11_1Y | LIGCO
7011 | L_FPPYD11_2Y | LIGCO
7012 | L_FPPYD21_3Y | LIGCO
7014 | L_HAYSEN1_1Y | CC
7015 | L_HAYSEN1_2Y | CC
7016 | L_HAYSEN1_3Y | CC
7017 | L_HAYSEN1_4Y | CC
7020 | L_AUSTPL1_1Y | Hydro
7020 | L_AUSTPL1_1Y | Hydro
7022 | L_BUCHAN1_1Y | Hydro
7023 | L_BUCHAN1_2Y | Hydro
7024 | L_BUCHAN1_3Y | Hydro
7026 | L_INKSDA1_1Y | Hydro
7028 | L_MARBFA1_1Y | Hydro
7029 | L_MARBFA1_2Y | Hydro
7031 | L_MARSFO1G1Y | Hydro
7032 | L_MARSFO1G2Y | Hydro
7033 | L_MARSFO1G3Y | Hydro
7035 | L_WIRTZ_1G1Y | Hydro
7036 | L_WIRTZ_1G2Y | Hydro
7038 | L_DELAWA1_1Y | Wind
7038 | L_DELAWA1_1Y | Wind
7303 | L_WPPGS12_1Y | GGT
7303 | L_WPPGS12_1Y | GGT
7305 | L_WPPGS34_1Y | GGT
7305 | L_WPPGS34_1Y | GGT
7487 | L_CANYHY8_1Y | Hydro
7605 | L_MCQUEE9_1Y | Hydro
7605 | L_MCQUEE9_1Y | Hydro
7605 | L_MCQUEE9_1Y | Hydro
7609 | L_SCHUMA8_1Y | Hydro
7624 | L_LAKEWO9_1Y | Hydro
7624 | L_LAKEWO9_1Y | Hydro
7800 | L_GUADGE1_1Y | CC
7801 | L_GUADGE1_2Y | CC
7802 | L_GUADGE1_3Y | CC
7803 | L_GUADGE1_4Y | CC
7804 | L_GUADGE1_5Y | CC
7805 | L_GUADGE1_6Y | CC
7807 | L_BASTEN1_1Y | CC
7808 | L_BASTEN1_2Y | CC
7809 | L_BASTEN1_3Y | CC
7810 | L_RIONOG1G1Y | CC
7811 | L_RIONOG1G2Y | CC
7812 | L_RIONOG1G3Y | CC
7813 | L_RIONOG1S1Y | CC
8032 | AMISTADHYD1 | Hydro
8033 | AMISTADHYD2 | Hydro
8048 | FALCONHYDRO1 | Hydro
8066 | DUP1V#1 | Cogen
8134 | FOR #1 | Cogen
8138 | FOR #2 | Cogen
8139 | JOS #1 | GST
8147 | UCAR #2 | Cogen
8148 | UCAR #1 | Cogen
8153 | FOR #3 | Cogen
8154 | FOR #4 | Cogen
8155 | FOR #5 | Cogen
8156 | FOR #6 | Cogen
8157 | FOR #7 | Cogen
8161 | COLETO0A | LIGCO
8173 | VICEC51A | CC
8174 | VICEC61A | CC
8189 | CUECPL2A | Cogen
8262 | ELPS | Hydro
8285 | LAR #1 | GST
8287 | LAR #2 | GST
8288 | LAR #3 | GST
8388 | BATES0A | GST
8393 | BATES0B | GST
8437 | NUECES_B0C | GST
8438 | NUECES_B0B | GST
8442 | NBEC7 | GST
8442 | NBEC7 | GST
8456 | COSW#1 | Cogen
8457 | COSW#2 | Cogen
8459 | B_DAVIS0B | GSC
8460 | B_DAVIS0A | GSC
8461 | KOCH_UP0A | Cogen
8506 | VAL #1 | Cogen
8507 | VAL #2 | Cogen
8511 | OXY_CC0A | Cogen
8517 | CELANEBI0A | Cogen
8560 | CNOPGT1 | Cogen
8561 | CNOPGT2 | Cogen
8562 | CNOPST1 | Cogen
8926 | LGE_GT10A | Cogen
8927 | LGE_GT20A | Cogen
8928 | LGE_STG0A | Cogen
8930 | ICPGN10A | Cogen
8931 | ICPGN20A | Cogen
8932 | ICPGN30A | Cogen
8933 | FGNTS001 | CC
8934 | FGNTS101 | CC
8935 | FGNTS201 | CC
8936 | MVGN#1 | CC
8937 | MVGN#2 | CC
8938 | MVGN#3 | CC
8981 | HECN1 | CC
8982 | HECN2 | CC
8983 | HECN3 | CC
9000 | DECKR_G1 | GST
9001 | DECKR_G2 | GST
9002 | DECKR_G3 | GGT
9003 | DECKR_G4 | GGT
9004 | DECKR_G5 | GGT
9005 | DECKR_G6 | GGT
9016 | SANDH_G1 | GGT
9017 | SANDH_G2 | GGT
9018 | SANDH_G3 | GGT
9019 | SANDH_G4 | GGT
9020 | SANDHG5A | CC
9021 | SANDHG5C | CC
11001 | NAV1CT | CC
11009 | NAV2CT | CC
11011 | NAV3ST | CC
11012 | NAV4CT | CC
11013 | NAV5CT | CC
11014 | NAV6ST | CC
11020 | TIEHVSG_1G | CC
11021 | TIEHVCG_1G | CC
11022 | TIEHVCG_2G | CC
11023 | TIEHVCG_3G | CC
11024 | TIEHVCG_4G | CC
11025 | TIEHVSG_2G | CC
11056 | ROSCOE_1G | Wind
11057 | CHAMPION_1G | Wind
11058 | PYRON_1G | Wind
11059 | INADALE_1G | Wind
11065 | ELBOWCK_1G | Wind
11147 | NOTREES_1G | Wind
11309 | BULLCREK_2G | Wind
11310 | BULLCREK_1G | Wind
11320 | COYOTE_1G | Wind
11691 | KMICHICT1_G | CC
11692 | KMICHICT2_G | CC
11693 | KMICHIST3_G | CC
11694 | KMICHICT4_G | CC
11695 | KMICHICT5_G | CC
11696 | KMICHIST6_G | CC
12322 | ENNSTRAC_1G | CC
12323 | ENNSTRAC_2G | CC
12411 | FPLEFR1A_G | CC
12412 | FPLEFR1B_G | CC
12413 | FPLEFR1C_G | CC
12414 | FPLEFR1S_G | CC
12421 | FPLEFR2A_G | CC
12422 | FPLEFR2B_G | CC
12423 | FPLEFR2C_G | CC
12424 | FPLEFR2S_G | CC
12440 | PARKD_1SVC8 | GST
12449 | PARKD_2SVC8 | GST
13116 | TGATEWAY_1G | CC
13117 | TGATEWAY_2G | CC
13118 | TGATEWAY_3G | CC
13119 | TGATEWAY_4G | CC
13131 | CALFREST_1G | CC
13132 | CALFREST_2G | CC
13133 | CALFREST_3G | CC
13134 | CALFREST_4G | CC
13135 | CALFREST_5G | CC
13136 | CALFREST_6G | CC
13432 | SANDOW_5G | LIGCO
32798 | BRYN_TAMUGEN | GST
32883 | BRYN_DNSBY3 | GST
32884 | BRYN_DNSBY13 | GST
32886 | BRYN_ATKINS3 | GST
32887 | BRYN_ATKINS6 | GST
32888 | BRYN_ATKINS7 | GGT
32890 | BRYN_ATKINS4 | GST
32891 | BRYN_ATKINS5 | GST
32892 | BRYN_DNSBY14 | GST
36998 | RDCNYNG1 | Wind
38332 | TNWDWRDU2_8 | Wind
38437 | TNSRBNMESA9 | Wind
38580 | TNBP_CGN1_8 | Cogen
38590 | TNBP_CGN2_8 | Cogen
38600 | TNBP_CGN3_8 | Cogen
38611 | TNBPAMCG1_8 | Cogen
38612 | TNBPAMCG2_8 | Cogen
38613 | TNBPAMCG3_8 | Cogen
38614 | TNBPAMCG4_8 | Cogen
38615 | TNBPAMCG5_8 | Cogen
38690 | TNBP_CGN4_8 | Cogen
38711 | TNTXCTY1CG8 | Cogen
38712 | TNTXCTY2CG8 | Cogen
38713 | TNTXCTY3CG8 | Cogen
38714 | TNTXCTY4CG8 | Cogen
39190 | TNSLCGN1__8 | Cogen
39470 | TNDOWCGNSG8 | Cogen
39480 | TNDOWCGNGG8 | Cogen
39760 | TNSCLP1___8 | Cogen
39770 | TNSCLP2___8 | Cogen
39775 | TNSCLP4___8 | Cogen
39790 | TNSCLP3___8 | Cogen
39960 | TNTNPONE_18 | LIGCO
39970 | TNTNPONE_28 | LIGCO
48500 | APD_GT1_8005 | Cogen
48510 | AK_GT1__8040 | Cogen
48511 | LPE_GT1_8070 | GGT
48512 | LPE_GT2_8075 | GGT
48513 | LPE_GT3_8080 | GGT
48514 | LPE_GT4_8085 | GGT
48520 | BSF_GT1_8070 | Cogen
48520 | BSF_GT1_8070 | Cogen
48521 | BVE_GT1_GT1 | CC
48522 | BVE_GT2_5035 | CC
48523 | BVE_ST1_GN1 | CC
48531 | BYU_GT1_8075 | Cogen
48532 | BYU_GT2_8055 | Cogen
48533 | BYU_GT3_8060 | Cogen
48534 | BYU_GT4_8065 | Cogen
48551 | CAL_GT1_8045 | Cogen
48552 | CAL_ST1_8000 | Cogen
48561 | CTL_GT2_8130 | Cogen
48562 | CTL_GT3_8135 | Cogen
48563 | CTL_GT4_8140 | Cogen
48564 | CTL_GN1_8145 | Cogen
48565 | CTL_GN2_8155 | Cogen
48581 | CBY_GN1_1 | GSC
48582 | CBY_GN2_2 | GSC
48583 | CBY_GT4_1 | GSC
48584 | CBY_GT4_2 | CC
48585 | CBY_ST4_1 | CC
48591 | CHE_GT2_5030 | Cogen
48593 | CHE_GT1_8015 | Cogen
48594 | CHE_GN4_8025 | Cogen
48595 | BTE_GT2_8075 | CC
48596 | BTE_GT3_8045 | CC
48597 | BTE_GT4_8055 | CC
48598 | BTE_ST1_8070 | CC
48611 | DIB_GT1_8080 | Cogen
48612 | DIB_GT2_8075 | Cogen
48613 | DIB_ST1_8085 | Cogen
48614 | DIB_GT3_8090 | Cogen
48641 | DPEC_GT15040 | CC
48642 | DPEC_GT25025 | CC
48643 | DPEC_GT35010 | CC
48644 | DPEC_GT45070 | CC
48645 | DPEC_ST55065 | CC
48651 | EP_1_2 | Cogen
48651 | EP_1_2 | Cogen
48671 | FTR_GT1_5105 | CC
48672 | FTR_GT2_5110 | CC
48673 | FTR_GT3_5085 | CC
48674 | FTR_CN4_5095 | CC
48690 | GBY_GN5_5 | GSC
48691 | GBY_73741085 | GGT
48691 | GBY_73741085 | GGT
48692 | GBY_81821075 | GGT
48692 | GBY_81821075 | GGT
48693 | GBY_83841065 | GGT
48693 | GBY_83841065 | GGT
48721 | LEG_1___1 | LIGCO
48722 | LEG_2___2 | LIGCO
48730 | MNS_GT | Cogen
48731 | CBE_GT1 | CC
48732 | CBE_GT2 | CC
48733 | CBE_ST12 | CC
48734 | CBE_GT3 | CC
48735 | CBE_GT4 | CC
48736 | CBE_ST34 | CC
48740 | PSG_GN2_8050 | Cogen
48741 | PSG_GT2_8040 | Cogen
48742 | PSG_GT3_8060 | Cogen
48761 | PR_GT1__9040 | Cogen
48772 | PHR_GN2_2 | GSC
48791 | PSA_GT1_8160 | Cogen
48792 | PSA_GT2_8155 | Cogen
48793 | PSA_GT3_8150 | Cogen
48794 | PSA_GT4_8145 | Cogen
48795 | PSA_GT5_8140 | Cogen
48796 | PSA_GN1_8165 | Cogen
48797 | PSA_GT6_8135 | Cogen
48811 | CVC_GT3_5045 | Cogen
48812 | CVC_GT2_5020 | Cogen
48813 | CVC_GT1_5035 | Cogen
48814 | CVC_ST5_5040 | Cogen
48815 | CVC_GT4_8005 | Cogen
48820 | SHELLG1_3015 | Cogen
48821 | SHELLG2 | Cogen
48822 | SHELLG3_3020 | Cogen
48822 | SHELLG3_3020 | Cogen
48841 | SJS_GT1_GT1 | Cogen
48842 | SJS_GT2_GT2 | Cogen
48845 | SOL_GT1 | Solar
48851 | SRB_GN1_1 | GST
48852 | SRB_GN2_2 | GST
48853 | SRB_GN3_3 | GST
48854 | SRB_GN4_4 | GST
48855 | SRB_GT211035 | GGT
48855 | SRB_GT211035 | GGT
48873 | THW_ST3_ST_3 | CC
48874 | THW_ST4_ST_4 | CC
48875 | THW_3132 | CC
48875 | THW_3132 | CC
48877 | THW_3334 | CC
48877 | THW_3334 | CC
48879 | THW_4142 | CC
48879 | THW_4142 | CC
48881 | THW_4344 | CC
48881 | THW_4344 | CC
48883 | THW_GT1_GT_1 | GGT
48885 | THW_5152 | GGT
48885 | THW_5152 | GGT
48886 | THW_5354 | GGT
48886 | THW_5354 | GGT
48887 | THW_5556 | GGT
48887 | THW_5556 | GGT
48911 | TGF_GT1_8000 | Cogen
48921 | WAP_GN1_1 | GST
48922 | WAP_GN2_2 | GST
48923 | WAP_GN3_3 | GST
48924 | WAP_GN4_4 | GSC
48925 | WAP_GN5_5 | LIGCO
48926 | WAP_GN6_6 | LIGCO
48927 | WAP_GN7_7 | LIGCO
48928 | WAP_GN8_8 | LIGCO
48929 | WAPGT21_GT1 | GGT
48940 | WARVUE_GT1 | Cogen
49803 | EXN_15GT | Cogen
49804 | EXN_16GT | Cogen
49805 | EXN_17GT | Cogen
49826 | EXN938GT | Cogen
49828 | EXN941GT | Cogen
49829 | EXN942GT | Cogen
49830 | EXN943GT | Cogen
49831 | EXN944GT | Cogen
49832 | EXN945GT | Cogen
49837 | EXN_GT | Cogen
49838 | EXN_14GT | Cogen
49851 | DOW17000 | Cogen
49858 | DOW38100 | Cogen
49859 | DOW38200 | Cogen
49860 | DOW38300 | Cogen
49862 | DOW39100 | Cogen
49863 | DOW39200 | Cogen
49865 | DOW41000 | Cogen
49866 | DOW42000 | Cogen
49869 | DOW49000 | Cogen
49870 | DOW61000 | Cogen
49871 | DOW62000 | Cogen
49872 | DOW63000 | Cogen
49873 | DOW64000 | Cogen
49876 | DOW65000 | Cogen
49877 | DOW66000 | Cogen
49878 | DOW67000 | Cogen
49882 | DOW81000 | Cogen
49884 | DOW82000 | Cogen
49885 | DOW83000 | Cogen
49886 | DOW84000 | Cogen
58909 | PEARSALLSCG1 | Diesel
58909 | PEARSALLSCG1 | Diesel
58909 | PEARSALLSCG1 | Diesel
58909 | PEARSALLSCG1 | Diesel
58909 | PEARSALLSCG1 | Diesel
58909 | PEARSALLSCG1 | Diesel
58919 | PEARSALLSCG2 | Diesel
58919 | PEARSALLSCG2 | Diesel
58919 | PEARSALLSCG2 | Diesel
58919 | PEARSALLSCG2 | Diesel
58919 | PEARSALLSCG2 | Diesel
58919 | PEARSALLSCG2 | Diesel
58929 | PEARSALLSCG3 | Diesel
58929 | PEARSALLSCG3 | Diesel
58929 | PEARSALLSCG3 | Diesel
58929 | PEARSALLSCG3 | Diesel
58929 | PEARSALLSCG3 | Diesel
58929 | PEARSALLSCG3 | Diesel
58949 | PEARSALLSCG4 | Diesel
58949 | PEARSALLSCG4 | Diesel
58949 | PEARSALLSCG4 | Diesel
58949 | PEARSALLSCG4 | Diesel
58949 | PEARSALLSCG4 | Diesel
58949 | PEARSALLSCG4 | Diesel
60000 | DSKY2 | Wind
60003 | KING_NE1A | Wind
60005 | KING_SE1A | Wind
60007 | KING_SW1A | Wind
60016 | WOODWRD11A | Wind
60017 | ORNNWP1 | Wind
60018 | DSKY1 | Wind
60019 | KING_NW1A | Wind
60057 | CALLAHAN1A | Wind
60058 | BUFF_GAP1A | Wind
60060 | CIRELLO | Wind
60063 | BUFF_GAP1B | Wind
60066 | H_HOLLOW1A | Wind
60068 | HHOLLOW21A | Wind
60070 | HHOLLOW31A | Wind
60072 | HHOLLOW41A | Wind
60081 | WHRLWIND1A | Wind
60201 | RIO DRCS | AVR
60202 | FRNDDRCS | AVR
71051 | L_BITTCR1_1N | Wind
71054 | L_SWEETW1_1N | Wind
71057 | L_SWEETW1_2N | Wind
71059 | L_SWEETW1_3N | Wind
71060 | L_SWEETW1_4N | Wind
71061 | L_SWEETW1_5N | Wind
76031 | L_GASCCR1_1N | Wind
76091 | L_DIVIDE1_1N | Wind
76095 | L_CAPRSI1_1N | Wind
76096 | L_CAPRSI1_2N | Wind
76097 | L_CAPRGE1_1N | Wind
80003 | MILHWYS | AVR
80012 | LAR | DCTie
80051 | FOR #8 | Cogen
80052 | FOR #9 | Cogen
80053 | FOR #10 | Cogen
80080 | GWINDT11A | Wind
80080 | GWINDT11A | Wind
80080 | GWINDT11A | Wind
80080 | GWINDT11A | Wind
80081 | GWINDT21A | Wind
80081 | GWINDT21A | Wind
80081 | GWINDT21A | Wind
80081 | GWINDT21A | Wind
80137 | CSDR89 | DCTie
80137 | CSDR89 | DCTie
80138 | CSDR7 | DCTie
80139 | CSDR56 | DCTie
80139 | CSDR56 | DCTie
80140 | CSDR11 | DCTie
80180 | PNSCALT11A | Wind
80180 | PNSCALT11A | Wind
80181 | PNSCALT21A | Wind
80181 | PNSCALT21A | Wind
80223 | REYSHR G | Cogen
80224 | VISTRONG1 | Cogen
80225 | VISTRONG2 | Cogen
80226 | ALCOA G | Cogen
80227 | AIRCO G | Cogen
80263 | B_DAVIS31A | CC
80264 | B_DAVIS41A | CC
80265 | LARECU40A | GGT
80266 | LARECU50A | GGT
86104 | CID-138 | DCTie
86105 | CID-230 | DCTie
86106 | CUF-230 | DCTie
86107 | CUF-138 | DCTie
88198 | BEEVILLE | AVR
88253 | HAMILTON | BLT
88299 | ZAPATA | BLT
88508 | FALFURRI | AVR