## Set up
Step 1 | Go to the Zones worksheet in this workbook. Make sure that the source and sink zones are set correctly and the "1"s and "-1"s are correct |  | Summary of Key Data points | Value
File Description:
Step 2 | Open Dennis' file that needs to have the data transferred, same file that is listed in cell K27 |  | Number of units | 0
|  |  | Dec PTDF cutoff point | 0
Step 3 | Copy columns J:X from an old Dennis' Sheet to the new sheet (if first round of a new alaysis) |  | Dec PTDF cutoff unit | Name of Bus
|  |  | Dec 10% unit | Name of Bus
Step 4 | Mark the contingencies and monitored element set by a "y" in column K of Dennis' sheet, if there are a match on the filename use something to make unique |  | Dec max cumltv zone impact - cumltv zone share | 0
|  |  | Dec max cumltv zone impact - cumltv zone share pt | 0
Step 5 | Enter Dennis' file name into cell K27 |  | Dec max cumltv zone impact - cumltv zone share unit | 0
|  |  | South Zonal weighted AWGSF | 0.15668
Step 6 | click the step one button |  | North Zonal weighted AWGSF | -0.13085
|  |  | Inc PTDF cutoff point | 0
Step 7 | Enter the line ratings in Dennis' workbook, the Input worksheet, in the cells |  | Inc PTDF cutoff unit | Name of Bus
| X6:X30, or to the end of the selected list. |  | Inc 10% unit | Name of Bus
|  |  | Inc max cumltv zone impact - cumltv zone share | 0
Step 8 | Check to see that the number of generators in Dennis' file matches the length |  | Inc max cumltv zone impact - cumltv zone share pt | 0
| of the formulas in columns L:V (Distributed Slack - Dec) have been copied through to the apporpriate number of rows |  | Inc max cumltv zone impact - cumltv zone share unit | 0
| If Dennis' sheet data is less than this file then clear any old unit data in columns A:K of this workbook to match the correct leng |  | South Zonal weighted AWGSF | 0.15668
| It is only necessary to match the Distributed Slack - Dec worksheet. |  | North Zonal weighted AWGSF | -0.13085
|  |  | Min of zone correlation | -0.22745
Step 9 | Click the step 2 button |  | Bounary gen in North Zone | 186.2841
| The last file saved will still be open, yopu will need to close this file. |  | Bounary gen in soucre zone as % of line | 19.49%
| This sheet willno longer be open. |  | Bounary gen in South Zone | 0
|  |  | Bounary gen in soucre zone as % of line | 0
|  |  | OL element line rating | 956
|  |  | South Zonal weighted AWGSF | 0.16492
|  | SN_043009automation.xls | North Zonal weighted AWGSF | -0.13189
Copy Dennis' data step 1
Copy Dennis' Data Step 2

## Distributed Slack - Dec
Number of Bus | Name of Bus | ID | Area Name of Gen | AGC | P Sensitivity of Bus | Gen MW | Min MW | Max MW | V Sensitivity of Bus | Set Volt | Tech Type | Zone Impact | Zone Correlation | Inc Max | Dec Max | Souce S.F. Weighting | Souce Capacity | Sink S.F. Weighting | Sink Capacity | PTDF Calc | PTDF Weighting | Cumulative Concentrated Capacity | Cumulative Concentrated Impact
7007 | L_LOSTPI1_1Y | 1 | South | YES | 0.26618 | 158.6 | 110 | 158 | 0 | 1 | CC | 1 | 0.39703 | 158 | 158 | 42.0571 | 158 |  |  | 0.39703 | 62.731 | 158 | 62.731
7008 | L_LOSTPI1_2Y | 2 | South | YES | 0.26618 | 157.7 | 107 | 160 | 0 | 1 | CC | 1 | 0.39703 | 160 | 160 | 42.5894 | 160 |  |  | 0.39703 | 63.5251 | 318 | 126.2561
7009 | L_LOSTPI1_3Y | 3 | South | YES | 0.26618 | 173.9 | 72 | 175 | 0 | 1 | CC | 1 | 0.39703 | 175 | 175 | 46.5822 | 175 |  |  | 0.39703 | 69.4806 | 493 | 195.7367
7807 | L_BASTEN1_1Y | 1 | South | YES | 0.25787 | 152.5 | 83.5 | 152.5 | 0 | 1.004 | CC | 1 | 0.38872 | 152.5 | 152.5 | 39.3258 | 152.5 |  |  | 0.38872 | 59.2801 | 645.5 | 255.0167 | Weighted Shift Factors
7808 | L_BASTEN1_2Y | 1 | South | YES | 0.25787 | 149.5 | 83.5 | 149.5 | 0 | 1.004 | CC | 1 | 0.38872 | 149.5 | 149.5 | 38.5522 | 149.5 |  |  | 0.38872 | 58.1139 | 795 | 313.1306 | South | 0.15668
7809 | L_BASTEN1_3Y | 1 | South | YES | 0.25787 | 232.6 | 42 | 232.6 | 0 | 1.004 | CC | 1 | 0.38872 | 232.6 | 232.6 | 59.9815 | 232.6 |  |  | 0.38872 | 90.4167 | 1027.6 | 403.5473 | North | -0.13085
7010 | L_FPPYD11_1Y | 1 | South | YES | 0.22692 | 547.4 | 200 | 606 | 0 | 1.02 | LIGCO | 1 | 0.35777 | 0 | 606 | 137.5141 | 606 |  |  | 0.35777 | 216.8079 | 1633.6 | 620.3552 |  | 0.28752
7011 | L_FPPYD11_2Y | 2 | South | YES | 0.22692 | 552.2 | 200 | 598 | 0 | 1.02 | LIGCO | 1 | 0.35777 | 0 | 598 | 135.6988 | 598 |  |  | 0.35777 | 213.9457 | 2231.6 | 834.3009
7012 | L_FPPYD21_3Y | 3 | South | YES | 0.22666 | 427.5 | 200 | 436 | 0 | 1.02 | LIGCO | 1 | 0.35751 | 0 | 436 | 98.8238 | 436 |  |  | 0.35751 | 155.8734 |  |  | Line Cap | 956
7014 | L_HAYSEN1_1Y | 1 | South | YES | 0.21215 | 223.9 | 74 | 223.9 | 0 | 1.008 | CC | 1 | 0.343 | 223.9 | 223.9 | 47.5011 | 223.9 |  |  | 0.343 | 76.7979 |  |  | Conc Gen | 2231.6
7015 | L_HAYSEN1_2Y | 2 | South | YES | 0.21215 | 225 | 74 | 225 | 0 | 1.008 | CC | 1 | 0.343 | 225 | 225 | 47.7344 | 225 |  |  | 0.343 | 77.1752 |  |  | Weighted Imp. | 834.3009
7016 | L_HAYSEN1_3Y | 3 | South | YES | 0.21215 | 224.6 | 74 | 224.6 | 0 | 1.008 | CC | 1 | 0.343 | 224.6 | 224.6 | 47.6496 | 224.6 |  |  | 0.343 | 77.038 |  |  | PTDF | 0.37386
7017 | L_HAYSEN1_4Y | 4 | South | YES | 0.21215 | 226.7 | 74 | 226.7 | 0 | 1.008 | CC | 1 | 0.343 | 226.7 | 226.7 | 48.0951 | 226.7 |  |  | 0.343 | 77.7583
7810 | L_RIONOG1G1Y | 1 | South | YES | 0.20377 | 148 | 0 | 148 | 0 | 1.02 | CC | 1 | 0.33461 | 148 | 148 | 30.1575 | 148 |  |  | 0.33461 | 49.523 |  |  | Concentration | 1.3003
7811 | L_RIONOG1G2Y | 2 | South | YES | 0.20377 | 148 | 0 | 148 | 0 | 1.02 | CC | 1 | 0.33461 | 148 | 148 | 30.1575 | 148 |  |  | 0.33461 | 49.523
7812 | L_RIONOG1G3Y | 3 | South | YES | 0.20377 | 154 | 0 | 154 | 0 | 1.02 | CC | 1 | 0.33461 | 154 | 154 | 31.3801 | 154 |  |  | 0.33461 | 51.5307 |  |  |  | Pass
7813 | L_RIONOG1S1Y | 4 | South | YES | 0.20377 | 293 | 0 | 293 | 0 | 1.02 | CC | 1 | 0.33461 | 293 | 293 | 59.7037 | 293 |  |  | 0.33461 | 98.0421
7800 | L_GUADGE1_1Y | 1 | South | YES | 0.19638 | 147 | 30 | 147 | 0 | 1.02 | CC | 1 | 0.32722 | 147 | 147 | 28.8674 | 147 |  |  | 0.32722 | 48.102
7801 | L_GUADGE1_2Y | 2 | South | YES | 0.19638 | 138 | 30 | 138 | 0 | 1.02 | CC | 1 | 0.32722 | 138 | 138 | 27.1 | 138 |  |  | 0.32722 | 45.157
7802 | L_GUADGE1_3Y | 3 | South | YES | 0.19638 | 146 | 30 | 146 | 0 | 1.02 | CC | 1 | 0.32722 | 146 | 146 | 28.671 | 146 |  |  | 0.32722 | 47.7748
7803 | L_GUADGE1_4Y | 4 | South | YES | 0.19638 | 149 | 30 | 149 | 0 | 1.02 | CC | 1 | 0.32722 | 149 | 149 | 29.2602 | 149 |  |  | 0.32722 | 48.7565
7804 | L_GUADGE1_5Y | 5 | South | YES | 0.19638 | 182 | 30 | 182 | 0 | 1.02 | CC | 1 | 0.32722 | 182 | 182 | 35.7406 | 182 |  |  | 0.32722 | 59.5549
7805 | L_GUADGE1_6Y | 6 | South | YES | 0.19638 | 203 | 30 | 203 | 0 | 1.02 | CC | 1 | 0.32722 | 203 | 203 | 39.8645 | 203 |  |  | 0.32722 | 66.4266
7609 | L_SCHUMA8_1Y | 1 | South | YES | 0.19579 | 0 | 0 | 4 |  | 1 | Hydro | 1 | 0.32663 | 0 | 0 | 0 | 0 |  |  | 0.32663 | 0
7605 | L_MCQUEE9_1Y | 1 | South | YES | 0.19364 | 0 | 0 | 2.4 |  | 1.025 | Hydro | 1 | 0.32449 | 0 | 0 | 0 | 0 |  |  | 0.32449 | 0
7605 | L_MCQUEE9_1Y | 2 | South | YES | 0.19364 | 0 | 0 | 2.4 |  | 1.025 | Hydro | 1 | 0.32449 | 0 | 0 | 0 | 0 |  |  | 0.32449 | 0
7605 | L_MCQUEE9_1Y | 3 | South | YES | 0.19364 | 0 | 0 | 2.8 |  | 1.025 | Hydro | 1 | 0.32449 | 0 | 0 | 0 | 0 |  |  | 0.32449 | 0
7487 | L_CANYHY8_1Y | 1 | South | YES | 0.19234 | 0 | 0 | 6 |  | 1 | Hydro | 1 | 0.32319 | 0 | 0 | 0 | 0 |  |  | 0.32319 | 0
5436 | TUTTL_WBT1G1 | 1 | South | YES | 0.18982 | 48.8 | 20 | 61 | 0 | 1.012 | GST | 1 | 0.32067 | 61 | 61 | 11.5793 | 61 |  |  | 0.32067 | 19.561
5438 | TUTTL_WBT3G3 | 3 | South | YES | 0.18982 | 95 | 25 | 95 | 0 | 1.012 | GST | 1 | 0.32067 | 95 | 95 | 18.0333 | 95 |  |  | 0.32067 | 30.4638
5439 | TUTTL_WBT4G4 | 4 | South | YES | 0.18982 | 120.8 | 40 | 151 | 0 | 1.012 | GST | 1 | 0.32067 | 151 | 151 | 28.6634 | 151 |  |  | 0.32067 | 48.4214
5111 | CALAVER_JTD1 | 1 | South | YES | 0.18906 | 430 | 80 | 430 | 0 | 1.0138 | LIGCO | 1 | 0.31991 | 0 | 430 | 81.2967 | 430 |  |  | 0.31991 | 137.5612
5112 | CALAVER_JTD2 | 2 | South | YES | 0.18906 | 430 | 80 | 430 | 0 | 1.0138 | LIGCO | 1 | 0.31991 | 0 | 430 | 81.2967 | 430 |  |  | 0.31991 | 137.5612
5476 | BRA_AVR1_CT1 | 1 | South | YES | 0.18881 | 155 | 90 | 155 | 0 | 1.017 | CC | 1 | 0.31966 | 155 | 155 | 29.2656 | 155 |  |  | 0.31966 | 49.547
5477 | BRA_AVR1_ST1 | 1 | South | YES | 0.18881 | 174 | 138 | 174 | 0 | 1.017 | CC | 1 | 0.31966 | 174 | 174 | 32.8529 | 174 |  |  | 0.31966 | 55.6205
5478 | BRA_AVR1_CT2 | 1 | South | YES | 0.18881 | 155 | 90 | 155 | 0 | 1.017 | CC | 1 | 0.31966 | 155 | 155 | 29.2656 | 155 |  |  | 0.31966 | 49.547
5396 | CALAVER_OWS1 | 1 | South | YES | 0.18866 | 418 | 80 | 418 | 0 | 1.0192 | GST | 1 | 0.31951 | 418 | 418 | 78.8611 | 418 |  |  | 0.31951 | 133.5555
5397 | CALAVER_OWS2 | 2 | South | YES | 0.18866 | 400 | 80 | 400 | 0 | 1.0192 | GST | 1 | 0.31951 | 400 | 400 | 75.4652 | 400 |  |  | 0.31951 | 127.8043
5028 | BRAUNIG_VHB3 | 3 | South | YES | 0.18849 | 407 | 60 | 407 | 0 | 1.0138 | GST | 1 | 0.31934 | 407 | 407 | 76.7175 | 407 |  |  | 0.31934 | 129.9725
5401 | CALAVER_JKS1 | 1 | South | YES | 0.18843 | 562 | 100 | 562 | 0 | 1.018 | LIGCO | 1 | 0.31928 | 0 | 562 | 105.8988 | 562 |  |  | 0.31928 | 179.4352
5026 | BRAUNIG_VHB1 | 1 | South | YES | 0.18838 | 215 | 40 | 215 | 0 | 1.0192 | GST | 1 | 0.31923 | 215 | 215 | 40.5019 | 215 |  |  | 0.31923 | 68.6342
5027 | BRAUNIG_VHB2 | 2 | South | YES | 0.18838 | 172.8 | 40 | 216 | 0 | 1.0192 | GST | 1 | 0.31923 | 216 | 216 | 40.6903 | 216 |  |  | 0.31923 | 68.9534
5031 | BRA_VHBCT1 | 1 | South | YES | 0.18838 | 44 | 24 | 44 | 0 | 1.0192 | #N/A | 1 | 0.31923 | 44 | 44 | 8.2888 | 44 |  |  | 0.31923 | 14.0461
5032 | BRA_VHBCT2 | 2 | South | YES | 0.18838 | 44 | 24 | 44 | 0 | 1.0192 | #N/A | 1 | 0.31923 | 44 | 44 | 8.2888 | 44 |  |  | 0.31923 | 14.0461
5033 | BRA_VHBCT3 | 3 | South | YES | 0.18838 | 43 | 24 | 43 | 0 | 1.0192 | #N/A | 1 | 0.31923 | 43 | 43 | 8.1004 | 43 |  |  | 0.31923 | 13.7268
5034 | BRA_VHBCT4 | 4 | South | YES | 0.18838 | 45 | 24 | 45 | 0 | 1.0192 | #N/A | 1 | 0.31923 | 45 | 45 | 8.4771 | 45 |  |  | 0.31923 | 14.3653
5264 | LEON_LCP3G3 | 3 | South | YES | 0.18723 | 0 | 20 | 58 |  | 1.0197 | GST | 1 | 0.31808 | 58 | 58 | 10.8593 | 58 |  |  | 0.31808 | 18.4485
5265 | LEON_LCP4G4 | 4 | South | YES | 0.18723 | 71.2 | 25 | 89 | 0 | 1.0197 | GST | 1 | 0.31808 | 89 | 89 | 16.6634 | 89 |  |  | 0.31808 | 28.3088
5266 | LEON_LCPCT1 | 1 | South | YES | 0.18723 | 44 | 24 | 44 | 0 | 1.0197 | GGT | 1 | 0.31808 | 44 | 44 | 8.2381 | 44 |  |  | 0.31808 | 13.9954
5267 | LEON_LCPCT2 | 2 | South | YES | 0.18723 | 44 | 24 | 44 | 0 | 1.0197 | GGT | 1 | 0.31808 | 44 | 44 | 8.2381 | 44 |  |  | 0.31808 | 13.9954
5268 | LEON_LCPCT3 | 3 | South | YES | 0.18723 | 43 | 24 | 43 | 0 | 1.0197 | GGT | 1 | 0.31808 | 43 | 43 | 8.0508 | 43 |  |  | 0.31808 | 13.6773
5269 | LEON_LCPCT4 | 4 | South | YES | 0.18723 | 45 | 24 | 45 | 0 | 1.0197 | GGT | 1 | 0.31808 | 45 | 45 | 8.4253 | 45 |  |  | 0.31808 | 14.3135
7303 | L_WPPGS12_1Y | 1 | South | YES | 0.18552 | 50 | 0 | 50 | 0 | 1.025 | GGT | 1 | 0.31637 | 50 | 50 | 9.2761 | 50 |  |  | 0.31637 | 15.8185
7303 | L_WPPGS12_1Y | 2 | South | YES | 0.18552 | 50 | 0 | 50 | 0 | 1.025 | GGT | 1 | 0.31637 | 50 | 50 | 9.2761 | 50 |  |  | 0.31637 | 15.8185
7305 | L_WPPGS34_1Y | 3 | South | YES | 0.18552 | 50 | 0 | 50 | 0 | 1.025 | GGT | 1 | 0.31637 | 50 | 50 | 9.2761 | 50 |  |  | 0.31637 | 15.8185
7305 | L_WPPGS34_1Y | 4 | South | YES | 0.18552 | 50 | 0 | 50 | 0 | 1.025 | GGT | 1 | 0.31637 | 50 | 50 | 9.2761 | 50 |  |  | 0.31637 | 15.8185
7624 | L_LAKEWO9_1Y | 1 | South | YES | 0.18385 | 0 | 0 | 2.4 |  | 1 | Hydro | 1 | 0.3147 | 0 | 0 | 0 | 0 |  |  | 0.3147 | 0
7624 | L_LAKEWO9_1Y | 2 | South | YES | 0.18385 | 0 | 0 | 2.4 |  | 1 | Hydro | 1 | 0.3147 | 0 | 0 | 0 | 0 |  |  | 0.3147 | 0
9016 | SANDH_G1 | 1 | South | YES | 0.18304 | 45 | 2 | 49 | 0 | 1.0175 | GGT | 1 | 0.31388 | 49 | 49 | 8.9687 | 49 |  |  | 0.31388 | 15.3803
9017 | SANDH_G2 | 2 | South | YES | 0.18304 | 45 | 2 | 46 | 0 | 1.0175 | GGT | 1 | 0.31388 | 46 | 46 | 8.4196 | 46 |  |  | 0.31388 | 14.4386
9018 | SANDH_G3 | 3 | South | YES | 0.18304 | 45 | 2 | 46 | 0 | 1.0175 | GGT | 1 | 0.31388 | 46 | 46 | 8.4196 | 46 |  |  | 0.31388 | 14.4386
9019 | SANDH_G4 | 4 | South | YES | 0.18304 | 0 | 2 | 47 |  | 1.0175 | GGT | 1 | 0.31388 | 47 | 47 | 8.6026 | 47 |  |  | 0.31388 | 14.7525
9020 | SANDHG5A | 5A | South | YES | 0.18304 | 150 | 84 | 155 | 0 | 1.0175 | CC | 1 | 0.31388 | 155 | 155 | 28.3704 | 155 |  |  | 0.31388 | 48.6518
9021 | SANDHG5C | 5C | South | YES | 0.18304 | 140 | 0 | 148 | 0 | 1.0175 | CC | 1 | 0.31388 | 148 | 148 | 27.0892 | 148 |  |  | 0.31388 | 46.4547
5903 | SANMIGUELGEN | 1 | South | YES | 0.18047 | 396.3 | 180 | 396.3 | 0 | 1.0331 | LIGCO | 1 | 0.31132 | 0 | 396.3 | 71.5207 | 396.3 |  |  | 0.31132 | 123.3756
9002 | DECKR_G3 | 3 | South | YES | 0.17791 | 0 | 24 | 42 |  | 1.015 | GGT | 1 | 0.30876 | 42 | 42 | 7.4723 | 42 |  |  | 0.30876 | 12.9679
9003 | DECKR_G4 | 4 | South | YES | 0.17791 | 44 | 24 | 44 | 0 | 1.015 | GGT | 1 | 0.30876 | 44 | 44 | 7.8281 | 44 |  |  | 0.30876 | 13.5854
9004 | DECKR_G5 | 5 | South | YES | 0.17791 | 44 | 24 | 44 | 0 | 1.015 | GGT | 1 | 0.30876 | 44 | 44 | 7.8281 | 44 |  |  | 0.30876 | 13.5854
9005 | DECKR_G6 | 6 | South | YES | 0.17791 | 44 | 24 | 47 | 0 | 1.015 | GGT | 1 | 0.30876 | 47 | 47 | 8.3618 | 47 |  |  | 0.30876 | 14.5117
8189 | CUECPL2A | 1 | South | YES | 0.17543 | 12 | 0 | 12 | 0 | 1.02 | Cogen | 1 | 0.30628 | 0 | 0 | 0 | 0 |  |  | 0.30628 | 0
9000 | DECKR_G1 | 1 | South | YES | 0.17511 | 280 | 50 | 321 | 0 | 1.015 | GST | 1 | 0.30595 | 321 | 321 | 56.2087 | 321 |  |  | 0.30595 | 98.2108
9001 | DECKR_G2 | 2 | South | YES | 0.17511 | 400 | 50 | 426 | 0 | 1.015 | GST | 1 | 0.30595 | 426 | 426 | 74.5947 | 426 |  |  | 0.30595 | 130.3359
5890 | PEARSALLGEN1 | 1 | South | YES | 0.16867 | 19.2 | 6 | 24 | 0 | 1.0161 | GST | 1 | 0.29952 | 24 | 24 | 4.0481 | 24 |  |  | 0.29952 | 7.1885
5891 | PEARSALLGEN2 | 1 | South | YES | 0.16867 | 19.4 | 6 | 24.3 | 0 | 1.0161 | GST | 1 | 0.29952 | 24.3 | 24.3 | 4.0987 | 24.3 |  |  | 0.29952 | 7.2783
5892 | PEARSALLGEN3 | 1 | South | YES | 0.16867 | 19.1 | 6 | 23.9 | 0 | 1.0161 | GST | 1 | 0.29952 | 23.9 | 23.9 | 4.0313 | 23.9 |  |  | 0.29952 | 7.1585
7004 | L_SIMGID1_1Y | 1 | South | YES | 0.16831 | 132 | 40 | 132 | 0 | 1.02 | GST | 1 | 0.29915 | 132 | 132 | 22.2163 | 132 |  |  | 0.29915 | 39.4882
7005 | L_SIMGID1_2Y | 2 | South | YES | 0.16831 | 133 | 32 | 139 | 0 | 1.02 | GST | 1 | 0.29915 | 139 | 139 | 23.3944 | 139 |  |  | 0.29915 | 41.5822
7006 | L_SIMGID1_3Y | 3 | South | YES | 0.16831 | 324.9 | 60 | 329 | 0 | 1.02 | GST | 1 | 0.29915 | 329 | 329 | 55.3723 | 329 |  |  | 0.29915 | 98.4213
88198 | BEEVILLE | F | South | YES | 0.16623 | 0 | 0 | 0 | 0 | 1.02 | AVR | 1 | 0.29708 | 0 | 0 | 0 | 0 |  |  | 0.29708 | 0
7020 | L_AUSTPL1_1Y | 1 | South | YES | 0.16557 | 0 | 0 | 8 |  | 1 | Hydro | 1 | 0.29642 | 0 | 0 | 0 | 0 |  |  | 0.29642 | 0
7020 | L_AUSTPL1_1Y | 2 | South | YES | 0.16557 | 0 | 0 | 8 |  | 1 | Hydro | 1 | 0.29642 | 0 | 0 | 0 | 0 |  |  | 0.29642 | 0
8161 | COLETO0A | 1 | South | YES | 0.16495 | 633 | 200 | 633 | 0 | 1.03 | LIGCO | 1 | 0.29579 | 0 | 633 | 104.4108 | 633 |  |  | 0.29579 | 187.2375
80080 | GWINDT11A | 1 | South | YES | 0.16023 | 40.6 | 0 | 94 | 0 | 1.025 | Wind | 1 | 0.29108 | 0 | 94 | 15.0621 | 94 |  |  | 0.29108 | 27.3618
80080 | GWINDT11A | 2 | South | YES | 0.16023 | 17.7 | 0 | 41 | 0 | 1.025 | Wind | 1 | 0.29108 | 0 | 41 | 6.5696 | 41 |  |  | 0.29108 | 11.9344
80080 | GWINDT11A | 3 | South | YES | 0.16023 | 16.4 | 0 | 38 | 0 | 1.025 | Wind | 1 | 0.29108 | 0 | 38 | 6.0889 | 38 |  |  | 0.29108 | 11.0611
80080 | GWINDT11A | 4 | South | YES | 0.16023 | 8.2 | 0 | 19 | 0 | 1.025 | Wind | 1 | 0.29108 | 0 | 19 | 3.0445 | 19 |  |  | 0.29108 | 5.5306
80081 | GWINDT21A | 1 | South | YES | 0.16023 | 40.6 | 0 | 94 | 0 | 1.025 | Wind | 1 | 0.29108 | 0 | 94 | 15.0621 | 94 |  |  | 0.29108 | 27.3618
80081 | GWINDT21A | 2 | South | YES | 0.16023 | 15.5 | 0 | 36 | 0 | 1.025 | Wind | 1 | 0.29108 | 0 | 36 | 5.7685 | 36 |  |  | 0.29108 | 10.479
80081 | GWINDT21A | 3 | South | YES | 0.16023 | 18.6 | 0 | 43 | 0 | 1.025 | Wind | 1 | 0.29108 | 0 | 43 | 6.8901 | 43 |  |  | 0.29108 | 12.5166
80081 | GWINDT21A | 4 | South | YES | 0.16023 | 9.5 | 0 | 22 | 0 | 1.025 | Wind | 1 | 0.29108 | 0 | 22 | 3.5252 | 22 |  |  | 0.29108 | 6.4038
80180 | PNSCALT11A | 1 | South | YES | 0.16023 | 63 | 0 | 146 | 0 | 1.025 | Wind | 1 | 0.29108 | 0 | 146 | 23.3943 | 146 |  |  | 0.29108 | 42.4981
80180 | PNSCALT11A | 2 | South | YES | 0.16023 | 21.6 | 0 | 50 | 0 | 1.025 | Wind | 1 | 0.29108 | 0 | 50 | 8.0117 | 50 |  |  | 0.29108 | 14.5541
80181 | PNSCALT21A | 1 | South | YES | 0.16023 | 23.7 | 0 | 55 | 0 | 1.025 | Wind | 1 | 0.29108 | 0 | 55 | 8.8129 | 55 |  |  | 0.29108 | 16.0096
80181 | PNSCALT21A | 2 | South | YES | 0.16023 | 21.6 | 0 | 50 | 0 | 1.025 | Wind | 1 | 0.29108 | 0 | 50 | 8.0117 | 50 |  |  | 0.29108 | 14.5541
5932 | SI_RAY9 | 9 | South | YES | 0.16017 | 32 | 32 | 38 | 0 | 1.035 | CC | 1 | 0.29101 | 38 | 38 | 6.0863 | 38 |  |  | 0.29101 | 11.0585
5933 | SI_RAY6 | 6 | South | YES | 0.16017 | 15.4 | 10 | 19.3 | 0 | 1.035 | GST | 1 | 0.29101 | 19.3 | 19.3 | 3.0912 | 19.3 |  |  | 0.29101 | 5.6165
5935 | SI_RAY10 | 10 | South | YES | 0.16017 | 47 | 10 | 47 | 0 | 1.03 | CC | 1 | 0.29101 | 47 | 47 | 7.5278 | 47 |  |  | 0.29101 | 13.6776
80003 | MILHWYS | F | South | YES | 0.16017 | 0 | 0 | 0 | 0 | 1.0168 | AVR | 1 | 0.29101 | 0 | 0 | 0 | 0 |  |  | 0.29101 | 0
8517 | CELANEBI0A | 1 | South | YES | 0.16012 | 29 | 0 | 29 | 0 | 1.02 | Cogen | 1 | 0.29097 | 0 | 0 | 0 | 0 |  |  | 0.29097 | 0
8981 | HECN1 | 1 | South | YES | 0.16004 | 144.8 | 0 | 144.8 | 0 | 1.0304 | CC | 1 | 0.29089 | 144.8 | 144.8 | 23.1744 | 144.8 |  |  | 0.29089 | 42.1211
8982 | HECN2 | 2 | South | YES | 0.16004 | 144.1 | 0 | 144.1 | 0 | 1.0304 | CC | 1 | 0.29089 | 144.1 | 144.1 | 23.0623 | 144.1 |  |  | 0.29089 | 41.9175
8983 | HECN3 | 3 | South | YES | 0.16004 | 171.9 | 0 | 171.9 | 0 | 1.0304 | CC | 1 | 0.29089 | 171.9 | 171.9 | 27.5116 | 171.9 |  |  | 0.29089 | 50.0043
8936 | MVGN#1 | 1 | South | YES | 0.16004 | 216.6 | 0 | 216.6 | 0 | 1.0304 | CC | 1 | 0.29089 | 216.6 | 216.6 | 34.6653 | 216.6 |  |  | 0.29089 | 63.0069
8937 | MVGN#2 | 2 | South | YES | 0.16004 | 216.7 | 0 | 216.7 | 0 | 1.0304 | CC | 1 | 0.29089 | 216.7 | 216.7 | 34.6813 | 216.7 |  |  | 0.29089 | 63.036
8938 | MVGN#3 | 3 | South | YES | 0.16004 | 250.9 | 0 | 250.9 | 0 | 1.0304 | CC | 1 | 0.29089 | 250.9 | 250.9 | 40.1548 | 250.9 |  |  | 0.29089 | 72.9845
8933 | FGNTS001 | 1 | South | YES | 0.15988 | 146.5 | 0 | 146.5 | 0 | 1.03 | CC | 1 | 0.29073 | 146.5 | 146.5 | 23.4221 | 146.5 |  |  | 0.29073 | 42.5913
8934 | FGNTS101 | 2 | South | YES | 0.15988 | 147.9 | 0 | 147.9 | 0 | 1.03 | CC | 1 | 0.29073 | 147.9 | 147.9 | 23.646 | 147.9 |  |  | 0.29073 | 42.9983
8935 | FGNTS201 | 3 | South | YES | 0.15988 | 173 | 0 | 173 | 0 | 1.03 | CC | 1 | 0.29073 | 173 | 173 | 27.6589 | 173 |  |  | 0.29073 | 50.2956
8511 | OXY_CC0A | 1 | South | YES | 0.15962 | 30.3 | 0 | 38 |  | 1.027 | Cogen | 1 | 0.29047 | 0 | 0 | 0 | 0 |  |  | 0.29047 | 0
8461 | KOCH_UP0A | 1 | South | YES | 0.15959 | 38 | 0 | 38 | 0 | 1.012 | Cogen | 1 | 0.29044 | 0 | 0 | 0 | 0 |  |  | 0.29044 | 0
8506 | VAL #1 | 1 | South | YES | 0.15947 | 20.9 | 0 | 25 | 0 | 1.0055 | Cogen | 1 | 0.29032 | 0 | 0 | 0 | 0 |  |  | 0.29032 | 0
8507 | VAL #2 | 2 | South | YES | 0.15947 | 20.9 | 0 | 25 | 0 | 1.0055 | Cogen | 1 | 0.29032 | 0 | 0 | 0 | 0 |  |  | 0.29032 | 0
8459 | B_DAVIS0B | MB | South | YES | 0.15942 | 0 | 50 | 339 |  | 1.03 | GSC | 1 | 0.29027 | 0 | 0 | 0 | 0 |  |  | 0.29027 | 0
8460 | B_DAVIS0A | MB | South | YES | 0.15942 | 0 | 50 | 340 |  | 1.03 | GSC | 1 | 0.29027 | 0 | 0 | 0 | 0 |  |  | 0.29027 | 0
88508 | FALFURRI | F | South | YES | 0.15935 | 0 | 0 | 0 | 0 | 1 | AVR | 1 | 0.29019 | 0 | 0 | 0 | 0 |  |  | 0.29019 | 0
8456 | COSW#1 | 1 | South | YES | 0.15925 | 20 | 0 | 20 | 0 | 1.027 | Cogen | 1 | 0.2901 | 0 | 0 | 0 | 0 |  |  | 0.2901 | 0
8457 | COSW#2 | 2 | South | YES | 0.15925 | 14 | 0 | 14 | 0 | 1.027 | Cogen | 1 | 0.2901 | 0 | 0 | 0 | 0 |  |  | 0.2901 | 0
8560 | CNOPGT1 | 1 | South | YES | 0.15918 | 148.3 | 0 | 148.3 | 0 | 1.03 | Cogen | 1 | 0.29002 | 0 | 0 | 0 | 0 |  |  | 0.29002 | 0
8561 | CNOPGT2 | 2 | South | YES | 0.15918 | 148.6 | 0 | 148.6 | 0 | 1.03 | Cogen | 1 | 0.29002 | 0 | 0 | 0 | 0 |  |  | 0.29002 | 0
8562 | CNOPST1 | 3 | South | YES | 0.15918 | 153 | 0 | 153 | 0 | 1.03 | Cogen | 1 | 0.29002 | 0 | 0 | 0 | 0 |  |  | 0.29002 | 0
5728 | FALCONHYDRO2 | 2 | South | YES | 0.15887 | 12 | 0 | 12 | 0 | 1.0227 | Hydro | 1 | 0.28972 | 0 | 0 | 0 | 0 |  |  | 0.28972 | 0
5729 | FALCONHYDRO3 | 3 | South | YES | 0.15887 | 11 | 0 | 11 | 0 | 1.0227 | Hydro | 1 | 0.28972 | 0 | 0 | 0 | 0 |  |  | 0.28972 | 0
8048 | FALCONHYDRO1 | 1 | South | YES | 0.15887 | 12 | 0 | 12 | 0 | 1.0227 | Hydro | 1 | 0.28972 | 0 | 0 | 0 | 0 |  |  | 0.28972 | 0
88299 | ZAPATA | F | South | YES | 0.1579 | 0 | 0 | 0 | 0 | 1.02 | BLT | 1 | 0.28875 | 0 | 0 | 0 | 0 |  |  | 0.28875 | 0
8926 | LGE_GT10A | 1 | South | YES | 0.15787 | 158 | 0 | 158 | 0 | 1.03 | Cogen | 1 | 0.28872 | 0 | 0 | 0 | 0 |  |  | 0.28872 | 0
8927 | LGE_GT20A | 2 | South | YES | 0.15787 | 153 | 0 | 153 | 0 | 1.03 | Cogen | 1 | 0.28872 | 0 | 0 | 0 | 0 |  |  | 0.28872 | 0
8928 | LGE_STG0A | 3 | South | YES | 0.15787 | 100 | 0 | 100 | 0 | 1.03 | Cogen | 1 | 0.28872 | 0 | 0 | 0 | 0 |  |  | 0.28872 | 0
8930 | ICPGN10A | 1 | South | YES | 0.15787 | 149 | 0 | 149 | 0 | 1.03 | Cogen | 1 | 0.28872 | 0 | 0 | 0 | 0 |  |  | 0.28872 | 0
8931 | ICPGN20A | 2 | South | YES | 0.15787 | 150 | 0 | 150 | 0 | 1.03 | Cogen | 1 | 0.28872 | 0 | 0 | 0 | 0 |  |  | 0.28872 | 0
8932 | ICPGN30A | 3 | South | YES | 0.15787 | 127 | 0 | 127 | 0 | 1.03 | Cogen | 1 | 0.28872 | 0 | 0 | 0 | 0 |  |  | 0.28872 | 0
80223 | REYSHR G | 1 | South | YES | 0.15787 | 12 | 0 | 12 | 0 | 1.032 | Cogen | 1 | 0.28872 | 0 | 0 | 0 | 0 |  |  | 0.28872 | 0
8173 | VICEC51A | 5 | South | YES | 0.15753 | 144 | 18 | 144 | 0 | 1.025 | CC | 1 | 0.28838 | 144 | 144 | 22.684 | 144 |  |  | 0.28838 | 41.5261
8174 | VICEC61A | 6 | South | YES | 0.15753 | 188 | 42 | 188 | 0 | 1.025 | CC | 1 | 0.28838 | 188 | 188 | 29.6153 | 188 |  |  | 0.28838 | 54.2146
80012 | LAR | F | South | YES | 0.1565 | 0 | 0 | 0 | 0 | 1.04 | DCTie | 1 | 0.28735 | 0 | 0 | 0 | 0 |  |  | 0.28735 | 0
80265 | LARECU40A | 4 | South | YES | 0.1565 | 80 | 0 | 100 |  | 1.039 | GGT | 1 | 0.28735 | 100 | 100 | 15.6502 | 100 |  |  | 0.28735 | 28.735
80266 | LARECU50A | 5 | South | YES | 0.1565 | 80 | 0 | 100 |  | 1.039 | GGT | 1 | 0.28735 | 100 | 100 | 15.6502 | 100 |  |  | 0.28735 | 28.735
5508 | RAYBURNCC9 | 1 | South | YES | 0.1565 | 47.7 | 18.2 | 47.7 | 0 | 1.0296 | CC | 1 | 0.28734 | 47.7 | 47.7 | 7.4649 | 47.7 |  |  | 0.28734 | 13.7063
5509 | RAYBURNCC10 | 1 | South | YES | 0.1565 | 37.3 | 5.2 | 37.3 | 0 | 1.0296 | CC | 1 | 0.28734 | 37.3 | 37.3 | 5.8373 | 37.3 |  |  | 0.28734 | 10.7179
5511 | RAYBURNCC7 | 1 | South | YES | 0.1565 | 47.5 | 18.2 | 47.5 | 0 | 1.0296 | CC | 1 | 0.28734 | 47.5 | 47.5 | 7.4336 | 47.5 |  |  | 0.28734 | 13.6488
5512 | RAYBURNCC8 | 1 | South | YES | 0.1565 | 49.3 | 18.2 | 49.3 | 0 | 1.0296 | CC | 1 | 0.28734 | 49.3 | 49.3 | 7.7153 | 49.3 |  |  | 0.28734 | 14.166
8066 | DUP1V#1 | 1 | South | YES | 0.15617 | 52.3 | 0 | 73 | 0 | 1.01 | Cogen | 1 | 0.28702 | 0 | 0 | 0 | 0 |  |  | 0.28702 | 0
5503 | RAYBURNGEN3 | 1 | South | YES | 0.15547 | 17.6 | 6 | 22 | 0 | 1.0223 | GST | 1 | 0.28632 | 22 | 22 | 3.4204 | 22 |  |  | 0.28632 | 6.299
5505 | RAYBURNGEN1 | 1 | South | YES | 0.15547 | 0 | 1 | 11 |  | 1.0223 | GGT | 1 | 0.28632 | 11 | 11 | 1.7102 | 11 |  |  | 0.28632 | 3.1495
5506 | RAYBURNGEN2 | 1 | South | YES | 0.15547 | 0 | 1 | 11 |  | 1.0223 | GGT | 1 | 0.28632 | 11 | 11 | 1.7102 | 11 |  |  | 0.28632 | 3.1495
80224 | VISTRONG1 | 1 | South | YES | 0.15387 | 13.1 | 0 | 15 | 0 | 1.01 | Cogen | 1 | 0.28472 | 0 | 0 | 0 | 0 |  |  | 0.28472 | 0
80225 | VISTRONG2 | 2 | South | YES | 0.15387 | 20.2 | 0 | 23 | 0 | 1.01 | Cogen | 1 | 0.28472 | 0 | 0 | 0 | 0 |  |  | 0.28472 | 0
80227 | AIRCO G | 1 | South | YES | 0.15306 | 7.2 | 0 | 8 | 0 | 1.0104 | Cogen | 1 | 0.2839 | 0 | 0 | 0 | 0 |  |  | 0.2839 | 0
8147 | UCAR #2 | 10 | South | YES | 0.15258 | 18.2 | 0 | 28 |  | 1 | Cogen | 1 | 0.28343 | 0 | 0 | 0 | 0 |  |  | 0.28343 | 0
8148 | UCAR #1 | 2 | South | YES | 0.15258 | 6.1 | 0 | 7 | 0 | 1.009 | Cogen | 1 | 0.28343 | 0 | 0 | 0 | 0 |  |  | 0.28343 | 0
80137 | CSDR89 | 8 | South | YES | 0.15258 | 33.9 | 0 | 39 |  | 1.003 | DCTie | 1 | 0.28343 | 0 | 0 | 0 | 0 |  |  | 0.28343 | 0
80137 | CSDR89 | 9 | South | YES | 0.15258 | 0 | 0 | 15 |  | 1.003 | DCTie | 1 | 0.28343 | 0 | 0 | 0 | 0 |  |  | 0.28343 | 0
80138 | CSDR7 | 7 | South | YES | 0.15258 | 6.1 | 0 | 7 | 0 | 1.014 | DCTie | 1 | 0.28343 | 0 | 0 | 0 | 0 |  |  | 0.28343 | 0
80139 | CSDR56 | 5 | South | YES | 0.15258 | 15 | 0 | 15 |  | 1.0033 | DCTie | 1 | 0.28343 | 0 | 0 | 0 | 0 |  |  | 0.28343 | 0
80139 | CSDR56 | 6 | South | YES | 0.15258 | 0 | 0 | 39 |  | 1.0033 | DCTie | 1 | 0.28343 | 0 | 0 | 0 | 0 |  |  | 0.28343 | 0
80140 | CSDR11 | 11 | South | YES | 0.15258 | 33.9 | 0 | 39 | 0 | 1.03 | DCTie | 1 | 0.28343 | 0 | 0 | 0 | 0 |  |  | 0.28343 | 0
80226 | ALCOA G | 1 | South | YES | 0.14905 | 32.3 | 5 | 48 | 0 | 1.015 | Cogen | 1 | 0.2799 | 0 | 0 | 0 | 0 |  |  | 0.2799 | 0
8134 | FOR #1 | 1 | South | YES | 0.14801 | 54.1 | 45 | 79 | 0 | 1.03 | Cogen | 1 | 0.27885 | 0 | 0 | 0 | 0 |  |  | 0.27885 | 0
8138 | FOR #2 | 2 | South | YES | 0.14801 | 63.1 | 45 | 81 | 0 | 1.03 | Cogen | 1 | 0.27885 | 0 | 0 | 0 | 0 |  |  | 0.27885 | 0
8153 | FOR #3 | 3 | South | YES | 0.14801 | 63.1 | 45 | 79.9 | 0 | 1.03 | Cogen | 1 | 0.27885 | 0 | 0 | 0 | 0 |  |  | 0.27885 | 0
8154 | FOR #4 | 4 | South | YES | 0.14801 | 63.1 | 60 | 80 | 0 | 1.03 | Cogen | 1 | 0.27885 | 0 | 0 | 0 | 0 |  |  | 0.27885 | 0
8155 | FOR #5 | 5 | South | YES | 0.14801 | 63.1 | 60 | 78.4 | 0 | 1.03 | Cogen | 1 | 0.27885 | 0 | 0 | 0 | 0 |  |  | 0.27885 | 0
8156 | FOR #6 | 6 | South | YES | 0.14801 | 24.9 | 5 | 25 | 0 | 1.03 | Cogen | 1 | 0.27885 | 0 | 0 | 0 | 0 |  |  | 0.27885 | 0
8157 | FOR #7 | 7 | South | YES | 0.14801 | 28.8 | 5 | 46 | 0 | 1.03 | Cogen | 1 | 0.27885 | 0 | 0 | 0 | 0 |  |  | 0.27885 | 0
80051 | FOR #8 | 8 | South | YES | 0.14801 | 28 | 28 | 28 | 0 | 1.016 | Cogen | 1 | 0.27885 | 0 | 0 | 0 | 0 |  |  | 0.27885 | 0
80052 | FOR #9 | 9 | South | YES | 0.14801 | 29.7 | 5 | 43.6 | 0 | 1.03 | Cogen | 1 | 0.27885 | 0 | 0 | 0 | 0 |  |  | 0.27885 | 0
80053 | FOR #10 | 10 | South | YES | 0.14801 | 68.4 | 45 | 75 | 0 | 1.03 | Cogen | 1 | 0.27885 | 0 | 0 | 0 | 0 |  |  | 0.27885 | 0
7031 | L_MARSFO1G1Y | 1 | South | YES | 0.14312 | 0 | 0 | 36 |  | 1 | Hydro | 1 | 0.27397 | 0 | 0 | 0 | 0 |  |  | 0.27397 | 0
7032 | L_MARSFO1G2Y | 2 | South | YES | 0.14312 | 0 | 0 | 35 |  | 1 | Hydro | 1 | 0.27397 | 0 | 0 | 0 | 0 |  |  | 0.27397 | 0
7033 | L_MARSFO1G3Y | 3 | South | YES | 0.14312 | 0 | 0 | 36 |  | 1 | Hydro | 1 | 0.27397 | 0 | 0 | 0 | 0 |  |  | 0.27397 | 0
7028 | L_MARBFA1_1Y | 1 | South | YES | 0.11852 | 0 | 0 | 18 |  | 1 | Hydro | 1 | 0.24937 | 0 | 0 | 0 | 0 |  |  | 0.24937 | 0
7029 | L_MARBFA1_2Y | 2 | South | YES | 0.11852 | 0 | 0 | 18 |  | 1 | Hydro | 1 | 0.24937 | 0 | 0 | 0 | 0 |  |  | 0.24937 | 0
80010 | EPLVT1 | F | South | YES | 0.11646 | 0 | 0 | 0 |  | 1.0376 | #N/A | 1 | 0.24731 | 0 | 0 | 0 | 0 |  |  | 0.24731 | 0
5911 | STP_GN1___1 | 1 | Houston | YES | 0.11142 | 1333 | 1249 | 1333 | 0 | 1.0406 | Nuc | 1 | 0.24227 | 0 | 0 |  |  |  |  | 0.24227 | 0
5912 | STP_GN2___2 | 2 | Houston | YES | 0.11142 | 1332 | 1249 | 1332 | 0 | 1.0406 | Nuc | 1 | 0.24227 | 0 | 0 |  |  |  |  | 0.24227 | 0
8262 | ELPS | 1 | South | YES | 0.11085 | 6 | 6 | 6 | 0 | 1.15 | Hydro | 1 | 0.2417 | 0 | 0 | 0 | 0 |  |  | 0.2417 | 0
48731 | CBE_GT1 | 1 | Houston | YES | 0.10936 | 76 | 0 | 76 | 0 | 1.029 | CC | 1 | 0.24021 | 76 | 76 |  |  |  |  | 0.24021 | 18.2557
48732 | CBE_GT2 | 1 | Houston | YES | 0.10936 | 76 | 0 | 76 | 0 | 1.029 | CC | 1 | 0.24021 | 76 | 76 |  |  |  |  | 0.24021 | 18.2557
48733 | CBE_ST12 | 1 | Houston | YES | 0.10936 | 105 | 0 | 105 | 0 | 1.029 | CC | 1 | 0.24021 | 105 | 105 |  |  |  |  | 0.24021 | 25.2217
48734 | CBE_GT3 | 1 | Houston | YES | 0.10936 | 76 | 0 | 76 | 0 | 1.029 | CC | 1 | 0.24021 | 76 | 76 |  |  |  |  | 0.24021 | 18.2557
48735 | CBE_GT4 | 1 | Houston | YES | 0.10936 | 76 | 0 | 76 | 0 | 1.029 | CC | 1 | 0.24021 | 76 | 76 |  |  |  |  | 0.24021 | 18.2557
48736 | CBE_ST34 | 1 | Houston | YES | 0.10936 | 105 | 0 | 105 | 0 | 1.029 | CC | 1 | 0.24021 | 105 | 105 |  |  |  |  | 0.24021 | 25.2217
7000 | L_FERGUS1_1Y | 1 | South | YES | 0.10768 | 400 | 65 | 423.3 | 0 | 1.015 | GSC | 1 | 0.23853 | 423.3 | 423.3 | 45.5805 | 423.3 |  |  | 0.23853 | 100.9684
7035 | L_WIRTZ_1G1Y | 1 | South | YES | 0.10719 | 0 | 0 | 29 |  | 1 | Hydro | 1 | 0.23804 | 0 | 0 | 0 | 0 |  |  | 0.23804 | 0
7036 | L_WIRTZ_1G2Y | 2 | South | YES | 0.10719 | 23 | 0 | 29.8 |  | 1 | Hydro | 1 | 0.23804 | 0 | 0 | 0 | 0 |  |  | 0.23804 | 0
48911 | TGF_GT1_8000 | 1 | Houston | YES | 0.1044 | 69.2 | 0 | 69.2 |  | 1.029 | Cogen | 1 | 0.23525 | 0 | 0 |  |  |  |  | 0.23525 | 0
49851 | DOW17000 | 37 | Houston | YES | 0.090119 | 39 | 0 | 62 | 0 | 1 | Cogen | 1 | 0.22097 | 0 | 0 |  |  |  |  | 0.22097 | 0
49858 | DOW38100 | 31 | Houston | YES | 0.090119 | 45 | 0 | 71.4 |  | 1 | Cogen | 1 | 0.22097 | 0 | 0 |  |  |  |  | 0.22097 | 0
49859 | DOW38200 | 33 | Houston | YES | 0.090119 | 28 | 0 | 45 | 0 | 1 | Cogen | 1 | 0.22097 | 0 | 0 |  |  |  |  | 0.22097 | 0
49860 | DOW38300 | 32 | Houston | YES | 0.090119 | 63 | 0 | 101 |  | 1 | Cogen | 1 | 0.22097 | 0 | 0 |  |  |  |  | 0.22097 | 0
49862 | DOW39100 | 36 | Houston | YES | 0.090119 | 54 | 0 | 86 | 0 | 1 | Cogen | 1 | 0.22097 | 0 | 0 |  |  |  |  | 0.22097 | 0
49863 | DOW39200 | 35 | Houston | YES | 0.090119 | 55 | 0 | 88 | 0 | 1 | Cogen | 1 | 0.22097 | 0 | 0 |  |  |  |  | 0.22097 | 0
49865 | DOW41000 | 41 | Houston | YES | 0.090119 | 31 | 0 | 50 |  | 1 | Cogen | 1 | 0.22097 | 0 | 0 |  |  |  |  | 0.22097 | 0
49866 | DOW42000 | 42 | Houston | YES | 0.090119 | 11 | 0 | 18 |  | 1 | Cogen | 1 | 0.22097 | 0 | 0 |  |  |  |  | 0.22097 | 0
49869 | DOW49000 | 45 | Houston | YES | 0.090119 | 59 | 0 | 94 |  | 1 | Cogen | 1 | 0.22097 | 0 | 0 |  |  |  |  | 0.22097 | 0
49870 | DOW61000 | 61 | Houston | YES | 0.090119 | 44 | 0 | 70 | 0 | 1 | Cogen | 1 | 0.22097 | 0 | 0 |  |  |  |  | 0.22097 | 0
49871 | DOW62000 | 62 | Houston | YES | 0.090119 | 40 | 0 | 63 | 0 | 1 | Cogen | 1 | 0.22097 | 0 | 0 |  |  |  |  | 0.22097 | 0
49872 | DOW63000 | 63 | Houston | YES | 0.090119 | 45 | 0 | 72 | 0 | 1 | Cogen | 1 | 0.22097 | 0 | 0 |  |  |  |  | 0.22097 | 0
49873 | DOW64000 | 64 | Houston | YES | 0.090119 | 41 | 0 | 64.8 | 0 | 1 | Cogen | 1 | 0.22097 | 0 | 0 |  |  |  |  | 0.22097 | 0
49876 | DOW65000 | 65 | Houston | YES | 0.090119 | 63 | 0 | 101 | 0 | 1 | Cogen | 1 | 0.22097 | 0 | 0 |  |  |  |  | 0.22097 | 0
49877 | DOW66000 | 66 | Houston | YES | 0.090119 | 61 | 0 | 97 | 0 | 1 | Cogen | 1 | 0.22097 | 0 | 0 |  |  |  |  | 0.22097 | 0
49878 | DOW67000 | 67 | Houston | YES | 0.090119 | 65 | 0 | 103 | 0 | 1 | Cogen | 1 | 0.22097 | 0 | 0 |  |  |  |  | 0.22097 | 0
49882 | DOW81000 | 81 | Houston | YES | 0.090119 | 47 | 0 | 76 | 0 | 1 | Cogen | 1 | 0.22097 | 0 | 0 |  |  |  |  | 0.22097 | 0
49884 | DOW82000 | 82 | Houston | YES | 0.090119 | 51 | 0 | 80 | 0 | 1 | Cogen | 1 | 0.22097 | 0 | 0 |  |  |  |  | 0.22097 | 0
49885 | DOW83000 | 83 | Houston | YES | 0.090119 | 51 | 0 | 80 | 0 | 1 | Cogen | 1 | 0.22097 | 0 | 0 |  |  |  |  | 0.22097 | 0
49886 | DOW84000 | 84 | Houston | YES | 0.090119 | 107 | 0 | 171 | 0 | 0.98 | Cogen | 1 | 0.22097 | 0 | 0 |  |  |  |  | 0.22097 | 0
8032 | AMISTADHYD1 | 1 | South | YES | 0.086718 | 33 | 13 | 33 | 0 | 1.0375 | Hydro | 1 | 0.21757 | 0 | 0 | 0 | 0 |  |  | 0.21757 | 0
8033 | AMISTADHYD2 | 2 | South | YES | 0.086718 | 25 | 13 | 25 | 0 | 1.0375 | Hydro | 1 | 0.21757 | 0 | 0 | 0 | 0 |  |  | 0.21757 | 0
88253 | HAMILTON | F | South | YES | 0.086718 | 0 | 0 | 0 | 0 | 1.04 | BLT | 1 | 0.21757 | 0 | 0 | 0 | 0 |  |  | 0.21757 | 0
48520 | BSF_GT1_8070 | 1 | Houston | YES | 0.086047 | 72 | 0 | 72 | 0 | 1.0326 | Cogen | 1 | 0.21689 | 0 | 0 |  |  |  |  | 0.21689 | 0
48520 | BSF_GT1_8070 | 2 | Houston | YES | 0.086047 | 10 | 0 | 10 | 0 | 1.0326 | Cogen | 1 | 0.21689 | 0 | 0 |  |  |  |  | 0.21689 | 0
39760 | TNSCLP1___8 | 1 | Houston | YES | 0.082795 | 93.4 | 20 | 116.8 | 0 | 1.04 | Cogen | 1 | 0.21364 | 0 | 0 |  |  |  |  | 0.21364 | 0
39770 | TNSCLP2___8 | 1 | Houston | YES | 0.082795 | 91.6 | 20 | 114.5 | 0 | 1.04 | Cogen | 1 | 0.21364 | 0 | 0 |  |  |  |  | 0.21364 | 0
39775 | TNSCLP4___8 | 1 | Houston | YES | 0.082795 | 95.2 | 20 | 119 | 0 | 1.04 | Cogen | 1 | 0.21364 | 0 | 0 |  |  |  |  | 0.21364 | 0
39790 | TNSCLP3___8 | 1 | Houston | YES | 0.082795 | 87.6 | 20 | 109.5 | 0 | 1.027 | Cogen | 1 | 0.21364 | 0 | 0 |  |  |  |  | 0.21364 | 0
7026 | L_INKSDA1_1Y | 1 | South | YES | 0.080666 | 0 | 0 | 13.7 |  | 1 | Hydro | 1 | 0.21151 | 0 | 0 | 0 | 0 |  |  | 0.21151 | 0
7022 | L_BUCHAN1_1Y | 1 | South | YES | 0.075412 | 0 | 0 | 18 |  | 1 | Hydro | 1 | 0.20626 | 0 | 0 | 0 | 0 |  |  | 0.20626 | 0
7023 | L_BUCHAN1_2Y | 2 | South | YES | 0.075412 | 0 | 0 | 18 |  | 1 | Hydro | 1 | 0.20626 | 0 | 0 | 0 | 0 |  |  | 0.20626 | 0
7024 | L_BUCHAN1_3Y | 3 | South | YES | 0.075412 | 0 | 0 | 15 |  | 1 | Hydro | 1 | 0.20626 | 0 | 0 | 0 | 0 |  |  | 0.20626 | 0
48926 | WAP_GN6_6 | 6 | Houston | YES | 0.072002 | 651 | 280 | 651 |  | 1.035 | LIGCO | 1 | 0.20285 | 0 | 651 |  |  |  |  | 0.20285 | 132.0552
48927 | WAP_GN7_7 | 7 | Houston | YES | 0.072002 | 564 | 277 | 564 |  | 1.035 | LIGCO | 1 | 0.20285 | 0 | 564 |  |  |  |  | 0.20285 | 114.4073
48928 | WAP_GN8_8 | 8 | Houston | YES | 0.072002 | 603 | 275 | 603 |  | 1.035 | LIGCO | 1 | 0.20285 | 0 | 603 |  |  |  |  | 0.20285 | 122.3184
48521 | BVE_GT1_GT1 | 1 | Houston | YES | 0.071908 | 167.7 | 0 | 167.7 |  | 1.035 | CC | 1 | 0.20276 | 167.7 | 167.7 |  |  |  |  | 0.20276 | 34.0021
48522 | BVE_GT2_5035 | 2 | Houston | YES | 0.071908 | 166.4 | 0 | 166.4 |  | 1.035 | CC | 1 | 0.20276 | 166.4 | 166.4 |  |  |  |  | 0.20276 | 33.7386
48523 | BVE_ST1_GN1 | 3 | Houston | YES | 0.071908 | 252.4 | 0 | 252.4 |  | 1.035 | CC | 1 | 0.20276 | 252.4 | 252.4 |  |  |  |  | 0.20276 | 51.1756
48730 | MNS_GT | 1 | Houston | YES | 0.071823 | 43 | 0 | 46.1 |  | 1.029 | Cogen | 1 | 0.20267 | 0 | 0 |  |  |  |  | 0.20267 | 0
48510 | AK_GT1__8040 | 1 | Houston | YES | 0.070152 | 33.4 | 8.1 | 34 |  | 1.029 | Cogen | 1 | 0.201 | 0 | 0 |  |  |  |  | 0.201 | 0
48921 | WAP_GN1_1 | 1 | Houston | YES | 0.06995 | 132.8 | 37 | 166 | 0 | 1.0362 | GST | 1 | 0.2008 | 166 | 166 |  |  |  |  | 0.2008 | 33.3324
48922 | WAP_GN2_2 | 2 | Houston | YES | 0.06995 | 132.8 | 37 | 166 | 0 | 1.0362 | GST | 1 | 0.2008 | 166 | 166 |  |  |  |  | 0.2008 | 33.3324
48923 | WAP_GN3_3 | 3 | Houston | YES | 0.06995 | 198.4 | 93 | 248 | 0 | 1.0362 | GST | 1 | 0.2008 | 248 | 248 |  |  |  |  | 0.2008 | 49.7978
48924 | WAP_GN4_4 | 4 | Houston | YES | 0.06995 | 546 | 217 | 546 | 0 | 1.0362 | GSC | 1 | 0.2008 | 546 | 546 |  |  |  |  | 0.2008 | 109.6356
48925 | WAP_GN5_5 | 5 | Houston | YES | 0.06995 | 586.1 | 278 | 654 | 0 | 0.985 | LIGCO | 1 | 0.2008 | 0 | 654 |  |  |  |  | 0.2008 | 131.3217
48929 | WAPGT21_GT1 | B1 | Houston | YES | 0.06995 | 0 | 0 | 13 |  | 1.05 | GGT | 1 | 0.2008 | 13 | 13 |  |  |  |  | 0.2008 | 2.6104
38580 | TNBP_CGN1_8 | 1 | Houston | YES | 0.062775 | 70.8 | 0 | 70.8 | 0 | 1.005 | Cogen | 1 | 0.19362 | 0 | 0 |  |  |  |  | 0.19362 | 0
38590 | TNBP_CGN2_8 | 2 | Houston | YES | 0.062775 | 66.7 | 0 | 66.7 | 0 | 1.005 | Cogen | 1 | 0.19362 | 0 | 0 |  |  |  |  | 0.19362 | 0
38600 | TNBP_CGN3_8 | 5 | Houston | YES | 0.062775 | 53 | 0 | 53 | 0 | 1.005 | Cogen | 1 | 0.19362 | 0 | 0 |  |  |  |  | 0.19362 | 0
38611 | TNBPAMCG1_8 | 1 | Houston | YES | 0.062775 | 153.2 | 0 | 153.2 | 0 | 1.005 | Cogen | 1 | 0.19362 | 0 | 0 |  |  |  |  | 0.19362 | 0
38612 | TNBPAMCG2_8 | 2 | Houston | YES | 0.062775 | 153.5 | 0 | 153.5 | 0 | 1.005 | Cogen | 1 | 0.19362 | 0 | 0 |  |  |  |  | 0.19362 | 0
38613 | TNBPAMCG3_8 | 3 | Houston | YES | 0.062775 | 152.3 | 0 | 152.3 | 0 | 1.005 | Cogen | 1 | 0.19362 | 0 | 0 |  |  |  |  | 0.19362 | 0
38614 | TNBPAMCG4_8 | 4 | Houston | YES | 0.062775 | 96 | 0 | 96 |  | 1.005 | Cogen | 1 | 0.19362 | 0 | 0 |  |  |  |  | 0.19362 | 0
38615 | TNBPAMCG5_8 | 1 | Houston | YES | 0.062775 | 244 | 0 | 244 | 0 | 1.005 | Cogen | 1 | 0.19362 | 0 | 0 |  |  |  |  | 0.19362 | 0
38690 | TNBP_CGN4_8 | 3 | Houston | YES | 0.062775 | 40 | 0 | 40 |  | 1.005 | Cogen | 1 | 0.19362 | 0 | 0 |  |  |  |  | 0.19362 | 0
38711 | TNTXCTY1CG8 | 1 | Houston | YES | 0.062775 | 100.3 | 59 | 100.3 | 0 | 1 | Cogen | 1 | 0.19362 | 0 | 0 |  |  |  |  | 0.19362 | 0
38712 | TNTXCTY2CG8 | 1 | Houston | YES | 0.062775 | 92.9 | 59 | 92.9 | 0 | 1 | Cogen | 1 | 0.19362 | 0 | 0 |  |  |  |  | 0.19362 | 0
38713 | TNTXCTY3CG8 | 1 | Houston | YES | 0.062775 | 102.7 | 59 | 102.7 | 0 | 1 | Cogen | 1 | 0.19362 | 0 | 0 |  |  |  |  | 0.19362 | 0
38714 | TNTXCTY4CG8 | 1 | Houston | YES | 0.062775 | 103 | 59 | 103 | 0 | 1 | Cogen | 1 | 0.19362 | 0 | 0 |  |  |  |  | 0.19362 | 0
39470 | TNDOWCGNSG8 | 1 | Houston | YES | 0.062775 | 32 | 10 | 32 | 0 | 0.985 | Cogen | 1 | 0.19362 | 0 | 0 |  |  |  |  | 0.19362 | 0
39480 | TNDOWCGNGG8 | 1 | Houston | YES | 0.062775 | 30 | 10 | 30 | 0 | 0.985 | Cogen | 1 | 0.19362 | 0 | 0 |  |  |  |  | 0.19362 | 0
48772 | PHR_GN2_2 | MB | Houston | YES | 0.059691 | 0 | 72 | 459 |  | 1.0362 | GSC | 1 | 0.19054 | 0 | 0 |  |  |  |  | 0.19054 | 0
48561 | CTL_GT2_8130 | 1 | Houston | YES | 0.057535 | 73.5 | 30.3 | 91.9 |  | 1.0362 | Cogen | 1 | 0.18838 | 0 | 0 |  |  |  |  | 0.18838 | 0
48562 | CTL_GT3_8135 | 2 | Houston | YES | 0.057535 | 70.1 | 30.3 | 87.6 |  | 1.0362 | Cogen | 1 | 0.18838 | 0 | 0 |  |  |  |  | 0.18838 | 0
48563 | CTL_GT4_8140 | 3 | Houston | YES | 0.057535 | 69.6 | 30.3 | 87 |  | 1.0362 | Cogen | 1 | 0.18838 | 0 | 0 |  |  |  |  | 0.18838 | 0
48564 | CTL_GN1_8145 | 4 | Houston | YES | 0.057535 | 43.6 | 12.9 | 54.5 |  | 1.0362 | Cogen | 1 | 0.18838 | 0 | 0 |  |  |  |  | 0.18838 | 0
48565 | CTL_GN2_8155 | 5 | Houston | YES | 0.057535 | 9.8 | 3.4 | 12.2 |  | 1.0362 | Cogen | 1 | 0.18838 | 0 | 0 |  |  |  |  | 0.18838 | 0
48531 | BYU_GT1_8075 | 1 | Houston | YES | 0.056714 | 65 | 0 | 65 |  | 1.0362 | Cogen | 1 | 0.18756 | 0 | 0 |  |  |  |  | 0.18756 | 0
48532 | BYU_GT2_8055 | 2 | Houston | YES | 0.056714 | 62 | 0 | 62 |  | 1.0362 | Cogen | 1 | 0.18756 | 0 | 0 |  |  |  |  | 0.18756 | 0
48533 | BYU_GT3_8060 | 3 | Houston | YES | 0.056714 | 67 | 0 | 67 |  | 1.0362 | Cogen | 1 | 0.18756 | 0 | 0 |  |  |  |  | 0.18756 | 0
48534 | BYU_GT4_8065 | 4 | Houston | YES | 0.056714 | 65 | 0 | 65 |  | 1.0362 | Cogen | 1 | 0.18756 | 0 | 0 |  |  |  |  | 0.18756 | 0
48691 | GBY_73741085 | A | Houston | YES | 0.055679 | 37.6 | 20 | 47 | 0 | 1.0362 | GGT | 1 | 0.18653 | 47 | 47 |  |  |  |  | 0.18653 | 8.7668
48691 | GBY_73741085 | B | Houston | YES | 0.055679 | 37.6 | 20 | 47 | 0 | 1.0362 | GGT | 1 | 0.18653 | 47 | 47 |  |  |  |  | 0.18653 | 8.7668
48692 | GBY_81821075 | C | Houston | YES | 0.055679 | 37.6 | 20 | 47 | 0 | 1.0362 | GGT | 1 | 0.18653 | 47 | 47 |  |  |  |  | 0.18653 | 8.7668
48692 | GBY_81821075 | D | Houston | YES | 0.055679 | 44 | 20 | 55 | 0 | 1.0362 | GGT | 1 | 0.18653 | 55 | 55 |  |  |  |  | 0.18653 | 10.259
48693 | GBY_83841065 | E | Houston | YES | 0.055679 | 45.6 | 20 | 57 | 0 | 1.0362 | GGT | 1 | 0.18653 | 57 | 57 |  |  |  |  | 0.18653 | 10.632
48693 | GBY_83841065 | F | Houston | YES | 0.055679 | 43.2 | 20 | 54 | 0 | 1.0362 | GGT | 1 | 0.18653 | 54 | 54 |  |  |  |  | 0.18653 | 10.0724
48841 | SJS_GT1_GT1 | 1 | Houston | YES | 0.055166 | 62.4 | 49 | 78 | 0 | 1.0362 | Cogen | 1 | 0.18601 | 0 | 0 |  |  |  |  | 0.18601 | 0
48842 | SJS_GT2_GT2 | 2 | Houston | YES | 0.055166 | 64.8 | 49 | 81 | 0 | 1.0362 | Cogen | 1 | 0.18601 | 0 | 0 |  |  |  |  | 0.18601 | 0
48641 | DPEC_GT15040 | 1 | Houston | YES | 0.054758 | 163.2 | 98 | 163.2 | 0 | 1.0319 | CC | 1 | 0.18561 | 163.2 | 163.2 |  |  |  |  | 0.18561 | 30.2909
48642 | DPEC_GT25025 | 2 | Houston | YES | 0.054758 | 157.1 | 98 | 157.1 | 0 | 1.0319 | CC | 1 | 0.18561 | 157.1 | 157.1 |  |  |  |  | 0.18561 | 29.1587
48643 | DPEC_GT35010 | 3 | Houston | YES | 0.054758 | 157.5 | 98 | 157.5 | 0 | 1.0319 | CC | 1 | 0.18561 | 157.5 | 157.5 |  |  |  |  | 0.18561 | 29.2329
48644 | DPEC_GT45070 | 4 | Houston | YES | 0.054758 | 157 | 98 | 157 | 0 | 1.0319 | CC | 1 | 0.18561 | 157 | 157 |  |  |  |  | 0.18561 | 29.1401
48645 | DPEC_ST55065 | 5 | Houston | YES | 0.054758 | 282 | 0 | 282 | 0 | 1.0319 | CC | 1 | 0.18561 | 282 | 282 |  |  |  |  | 0.18561 | 52.3408
48761 | PR_GT1__9040 | 1 | Houston | YES | 0.05439 | 26 | 0 | 35 |  | 1 | Cogen | 1 | 0.18524 | 0 | 0 |  |  |  |  | 0.18524 | 0
48855 | SRB_GT211035 | B1 | Houston | YES | 0.054012 | 0 | 0 | 18 |  | 1.014 | GGT | 1 | 0.18486 | 18 | 18 |  |  |  |  | 0.18486 | 3.3275
48855 | SRB_GT211035 | B2 | Houston | YES | 0.054012 | 0 | 0 | 12 |  | 1.014 | GGT | 1 | 0.18486 | 12 | 12 |  |  |  |  | 0.18486 | 2.2183
48852 | SRB_GN2_2 | 2 | Houston | YES | 0.053991 | 140.8 | 26 | 176 | 0 | 1.0217 | GST | 1 | 0.18484 | 176 | 176 |  |  |  |  | 0.18484 | 32.5316
48851 | SRB_GN1_1 | 1 | Houston | YES | 0.053962 | 132 | 26 | 165 | 0 | 1.0217 | GST | 1 | 0.18481 | 165 | 165 |  |  |  |  | 0.18481 | 30.4936
48551 | CAL_GT1_8045 | 1 | Houston | YES | 0.053948 | 149 | 0 | 149 | 0 | 1.0326 | Cogen | 1 | 0.1848 | 0 | 0 |  |  |  |  | 0.1848 | 0
48552 | CAL_ST1_8000 | 2 | Houston | YES | 0.053948 | 65.1 | 0 | 65.1 | 0 | 1.0326 | Cogen | 1 | 0.1848 | 0 | 0 |  |  |  |  | 0.1848 | 0
48853 | SRB_GN3_3 | 3 | Houston | YES | 0.053862 | 170.4 | 35 | 213 |  | 1.0326 | GST | 1 | 0.18471 | 213 | 213 |  |  |  |  | 0.18471 | 39.3432
48845 | SOL_GT1 | 1 | Houston | YES | 0.053854 | 16.2 | 15.4 | 16.2 |  | 1.0326 | Solar | 1 | 0.1847 | 16.2 | 16.2 |  |  |  |  | 0.1847 | 2.9922
48611 | DIB_GT1_8080 | 1 | Houston | YES | 0.053848 | 64 | 0 | 64 | 0 | 1.0326 | Cogen | 1 | 0.1847 | 0 | 0 |  |  |  |  | 0.1847 | 0
48612 | DIB_GT2_8075 | 2 | Houston | YES | 0.053848 | 63.2 | 0 | 63.2 | 0 | 1.0326 | Cogen | 1 | 0.1847 | 0 | 0 |  |  |  |  | 0.1847 | 0
48613 | DIB_ST1_8085 | 3 | Houston | YES | 0.053848 | 67.9 | 30 | 82.6 | 0 | 1.0326 | Cogen | 1 | 0.1847 | 0 | 0 |  |  |  |  | 0.1847 | 0
48614 | DIB_GT3_8090 | 4 | Houston | YES | 0.053848 | 73.6 | 15 | 73.6 | 0 | 1.0326 | Cogen | 1 | 0.1847 | 0 | 0 |  |  |  |  | 0.1847 | 0
48854 | SRB_GN4_4 | 4 | Houston | YES | 0.053837 | 182.4 | 35 | 228 | 0 | 1.0326 | GST | 1 | 0.18468 | 228 | 228 |  |  |  |  | 0.18468 | 42.1081
48740 | PSG_GN2_8050 | 1 | Houston | YES | 0.053831 | 182 | 60 | 182 | 0 | 1.0326 | Cogen | 1 | 0.18468 | 0 | 0 |  |  |  |  | 0.18468 | 0
48741 | PSG_GT2_8040 | 1 | Houston | YES | 0.053831 | 158.6 | 50 | 158.6 | 0 | 1.0326 | Cogen | 1 | 0.18468 | 0 | 0 |  |  |  |  | 0.18468 | 0
48742 | PSG_GT3_8060 | 1 | Houston | YES | 0.053831 | 157 | 50 | 157 | 0 | 1.0326 | Cogen | 1 | 0.18468 | 0 | 0 |  |  |  |  | 0.18468 | 0
48820 | SHELLG1_3015 | 1 | Houston | YES | 0.053304 | 71 | 34.5 | 71 |  | 1.029 | Cogen | 1 | 0.18415 | 0 | 0 |  |  |  |  | 0.18415 | 0
48821 | SHELLG2 | 2 | Houston | YES | 0.053304 | 72 | 34.5 | 72 |  | 1.029 | Cogen | 1 | 0.18415 | 0 | 0 |  |  |  |  | 0.18415 | 0
48822 | SHELLG3_3020 | 1 | Houston | YES | 0.053304 | 39 | 0 | 39 |  | 1.029 | Cogen | 1 | 0.18415 | 0 | 0 |  |  |  |  | 0.18415 | 0
48822 | SHELLG3_3020 | 2 | Houston | YES | 0.053304 | 30 | 0 | 30 |  | 1.029 | Cogen | 1 | 0.18415 | 0 | 0 |  |  |  |  | 0.18415 | 0
48500 | APD_GT1_8005 | 1 | Houston | YES | 0.052539 | 137.6 | 54.6 | 137.6 |  | 1.0362 | Cogen | 1 | 0.18339 | 0 | 0 |  |  |  |  | 0.18339 | 0
48511 | LPE_GT1_8070 | 1 | Houston | YES | 0.052403 | 42 | 0 | 42 | 0 | 1.0362 | GGT | 1 | 0.18325 | 42 | 42 |  |  |  |  | 0.18325 | 7.6965
48512 | LPE_GT2_8075 | 2 | Houston | YES | 0.052403 | 42 | 0 | 42 | 0 | 1.0362 | GGT | 1 | 0.18325 | 42 | 42 |  |  |  |  | 0.18325 | 7.6965
48513 | LPE_GT3_8080 | 3 | Houston | YES | 0.052403 | 39 | 0 | 39 | 0 | 1.0362 | GGT | 1 | 0.18325 | 39 | 39 |  |  |  |  | 0.18325 | 7.1468
48514 | LPE_GT4_8085 | 4 | Houston | YES | 0.052403 | 39 | 0 | 39 | 0 | 1.0362 | GGT | 1 | 0.18325 | 39 | 39 |  |  |  |  | 0.18325 | 7.1468
48593 | CHE_GT1_8015 | 1 | Houston | YES | 0.052254 | 173 | 50 | 173 | 0 | 1.0362 | Cogen | 1 | 0.1831 | 0 | 0 |  |  |  |  | 0.1831 | 0
48594 | CHE_GN4_8025 | 4 | Houston | YES | 0.052254 | 142 | 60 | 142 | 0 | 1.0362 | Cogen | 1 | 0.1831 | 0 | 0 |  |  |  |  | 0.1831 | 0
48873 | THW_ST3_ST_3 | 3 | Houston | YES | 0.051161 | 107 | 19 | 107 | 0 | 1.0435 | CC | 1 | 0.18201 | 107 | 107 |  |  |  |  | 0.18201 | 19.4749
48874 | THW_ST4_ST_4 | 4 | Houston | YES | 0.051161 | 108 | 19 | 108 | 0 | 1.0435 | CC | 1 | 0.18201 | 108 | 108 |  |  |  |  | 0.18201 | 19.6569
48875 | THW_3132 | A | Houston | YES | 0.051161 | 55 | 5 | 55 | 0 | 1.0435 | CC | 1 | 0.18201 | 55 | 55 |  |  |  |  | 0.18201 | 10.0105
48875 | THW_3132 | B | Houston | YES | 0.051161 | 53 | 5 | 53 | 0 | 1.0435 | CC | 1 | 0.18201 | 53 | 53 |  |  |  |  | 0.18201 | 9.6465
48877 | THW_3334 | C | Houston | YES | 0.051161 | 55 | 5 | 55 | 0 | 1.0435 | CC | 1 | 0.18201 | 55 | 55 |  |  |  |  | 0.18201 | 10.0105
48877 | THW_3334 | D | Houston | YES | 0.051161 | 57 | 5 | 57 | 0 | 1.0435 | CC | 1 | 0.18201 | 57 | 57 |  |  |  |  | 0.18201 | 10.3745
48879 | THW_4142 | E | Houston | YES | 0.051161 | 56 | 5 | 56 | 0 | 1.0435 | CC | 1 | 0.18201 | 56 | 56 |  |  |  |  | 0.18201 | 10.1925
48879 | THW_4142 | F | Houston | YES | 0.051161 | 55 | 5 | 55 | 0 | 1.0435 | CC | 1 | 0.18201 | 55 | 55 |  |  |  |  | 0.18201 | 10.0105
48881 | THW_4344 | G | Houston | YES | 0.051161 | 58 | 5 | 58 | 0 | 1.0435 | CC | 1 | 0.18201 | 58 | 58 |  |  |  |  | 0.18201 | 10.5565
48881 | THW_4344 | H | Houston | YES | 0.051161 | 58 | 5 | 58 | 0 | 1.0435 | CC | 1 | 0.18201 | 58 | 58 |  |  |  |  | 0.18201 | 10.5565
48582 | CBY_GN2_2 | 2 | Houston | YES | 0.050333 | 596.8 | 110 | 746 | 0 | 1.0435 | GSC | 1 | 0.18118 | 746 | 746 |  |  |  |  | 0.18118 | 135.1609
49803 | EXN_15GT | 1 | Houston | YES | 0.049984 | 33 | 8.3 | 34 |  | 1.0326 | Cogen | 1 | 0.18083 | 0 | 0 |  |  |  |  | 0.18083 | 0
49804 | EXN_16GT | 2 | Houston | YES | 0.049984 | 32 | 8.3 | 34.7 |  | 1.0326 | Cogen | 1 | 0.18083 | 0 | 0 |  |  |  |  | 0.18083 | 0
49805 | EXN_17GT | 3 | Houston | YES | 0.049984 | 31 | 8.3 | 32.7 |  | 1.0326 | Cogen | 1 | 0.18083 | 0 | 0 |  |  |  |  | 0.18083 | 0
49826 | EXN938GT | 5 | Houston | YES | 0.049984 | 43 | 9.2 | 45.9 | 0 | 1.0326 | Cogen | 1 | 0.18083 | 0 | 0 |  |  |  |  | 0.18083 | 0
49828 | EXN941GT | 10 | Houston | YES | 0.049984 | 17.7 | 5.4 | 17.7 | 0 | 1.0326 | Cogen | 1 | 0.18083 | 0 | 0 |  |  |  |  | 0.18083 | 0
49829 | EXN942GT | 11 | Houston | YES | 0.049984 | 20 | 5.4 | 20.4 | 0 | 1.0326 | Cogen | 1 | 0.18083 | 0 | 0 |  |  |  |  | 0.18083 | 0
49830 | EXN943GT | 12 | Houston | YES | 0.049984 | 19 | 5.4 | 19.9 | 0 | 1.0326 | Cogen | 1 | 0.18083 | 0 | 0 |  |  |  |  | 0.18083 | 0
49831 | EXN944GT | 13 | Houston | YES | 0.049984 | 33 | 5.4 | 35 | 0 | 1.0326 | Cogen | 1 | 0.18083 | 0 | 0 |  |  |  |  | 0.18083 | 0
49832 | EXN945GT | 9 | Houston | YES | 0.049984 | 18.5 | 9.2 | 18.5 | 0 | 1.0326 | Cogen | 1 | 0.18083 | 0 | 0 |  |  |  |  | 0.18083 | 0
49837 | EXN_GT | 4 | Houston | YES | 0.049984 | 81 | 21.3 | 85.4 | 0 | 1.0326 | Cogen | 1 | 0.18083 | 0 | 0 |  |  |  |  | 0.18083 | 0
49838 | EXN_14GT | 14 | Houston | YES | 0.049984 | 140 | 0 | 148 |  | 1.0326 | Cogen | 1 | 0.18083 | 0 | 0 |  |  |  |  | 0.18083 | 0
48883 | THW_GT1_GT_1 | B2 | Houston | YES | 0.049817 | 0 | 0 | 12 |  | 1.043 | GGT | 1 | 0.18066 | 12 | 12 |  |  |  |  | 0.18066 | 2.168
48651 | EP_1_2 | 1 | Houston | YES | 0.049031 | 4 | 0 | 5 | 0 | 1.0362 | Cogen | 1 | 0.17988 | 0 | 0 |  |  |  |  | 0.17988 | 0
48651 | EP_1_2 | 2 | Houston | YES | 0.049031 | 17.7 | 10 | 21 | 0 | 1.0362 | Cogen | 1 | 0.17988 | 0 | 0 |  |  |  |  | 0.17988 | 0
48791 | PSA_GT1_8160 | 1 | Houston | YES | 0.049014 | 52 | 20.8 | 65 | 0 | 1.0362 | Cogen | 1 | 0.17986 | 0 | 0 |  |  |  |  | 0.17986 | 0
48792 | PSA_GT2_8155 | 2 | Houston | YES | 0.049014 | 52.8 | 20.3 | 66 | 0 | 1.0362 | Cogen | 1 | 0.17986 | 0 | 0 |  |  |  |  | 0.17986 | 0
48793 | PSA_GT3_8150 | 3 | Houston | YES | 0.049014 | 56 | 20.3 | 70 | 0 | 1.0362 | Cogen | 1 | 0.17986 | 0 | 0 |  |  |  |  | 0.17986 | 0
48794 | PSA_GT4_8145 | 4 | Houston | YES | 0.049014 | 52.8 | 20.3 | 66 | 0 | 1.0362 | Cogen | 1 | 0.17986 | 0 | 0 |  |  |  |  | 0.17986 | 0
48795 | PSA_GT5_8140 | 5 | Houston | YES | 0.049014 | 51.2 | 20.3 | 64 | 0 | 1.0362 | Cogen | 1 | 0.17986 | 0 | 0 |  |  |  |  | 0.17986 | 0
48796 | PSA_GN1_8165 | 1 | Houston | YES | 0.049014 | 83.2 | 43.1 | 104 | 0 | 1.0362 | Cogen | 1 | 0.17986 | 0 | 0 |  |  |  |  | 0.17986 | 0
48797 | PSA_GT6_8135 | 6 | Houston | YES | 0.049014 | 47.2 | 34.5 | 59 | 0 | 1.0362 | Cogen | 1 | 0.17986 | 0 | 0 |  |  |  |  | 0.17986 | 0
48581 | CBY_GN1_1 | 1 | Houston | YES | 0.048956 | 595.2 | 108 | 744 | 0 | 1.0435 | GSC | 1 | 0.1798 | 744 | 744 |  |  |  |  | 0.1798 | 133.774
48815 | CVC_GT4_8005 | 4 | Houston | YES | 0.048693 | 165 | 91.8 | 165 |  | 1.0362 | Cogen | 1 | 0.17954 | 0 | 0 |  |  |  |  | 0.17954 | 0
48583 | CBY_GT4_1 | 1 | Houston | YES | 0.048507 | 172 | 0 | 172 | 0 | 1.026 | GSC | 1 | 0.17935 | 172 | 172 |  |  |  |  | 0.17935 | 30.849
48584 | CBY_GT4_2 | 2 | Houston | YES | 0.048507 | 172 | 0 | 172 | 0 | 1.026 | CC | 1 | 0.17935 | 172 | 172 |  |  |  |  | 0.17935 | 30.849
48585 | CBY_ST4_1 | 3 | Houston | YES | 0.048507 | 172 | 0 | 172 | 0 | 1.026 | CC | 1 | 0.17935 | 172 | 172 |  |  |  |  | 0.17935 | 30.849
48595 | BTE_GT2_8075 | 1 | Houston | YES | 0.047498 | 162.8 | 130 | 162.8 | 0 | 1.0261 | CC | 1 | 0.17835 | 162.8 | 162.8 |  |  |  |  | 0.17835 | 29.0347
48596 | BTE_GT3_8045 | 2 | Houston | YES | 0.047498 | 161.4 | 130 | 161.4 | 0 | 1.0261 | CC | 1 | 0.17835 | 161.4 | 161.4 |  |  |  |  | 0.17835 | 28.785
48597 | BTE_GT4_8055 | 3 | Houston | YES | 0.047498 | 158.9 | 130 | 158.9 | 0 | 1.0261 | CC | 1 | 0.17835 | 158.9 | 158.9 |  |  |  |  | 0.17835 | 28.3391
48598 | BTE_ST1_8070 | 4 | Houston | YES | 0.047498 | 269.2 | 60 | 269.2 | 0 | 1.0261 | CC | 1 | 0.17835 | 269.2 | 269.2 |  |  |  |  | 0.17835 | 48.0107
48690 | GBY_GN5_5 | 5 | Houston | YES | 0.047191 | 318.4 | 81 | 398 |  | 1.0362 | GSC | 1 | 0.17804 | 398 | 398 |  |  |  |  | 0.17804 | 70.8594
48885 | THW_5152 | A | Houston | YES | 0.046764 | 46.4 | 5 | 58 |  | 1.0319 | GGT | 1 | 0.17761 | 58 | 58 |  |  |  |  | 0.17761 | 10.3015
48885 | THW_5152 | B | Houston | YES | 0.046764 | 47.2 | 5 | 59 |  | 1.0319 | GGT | 1 | 0.17761 | 59 | 59 |  |  |  |  | 0.17761 | 10.4791
48886 | THW_5354 | C | Houston | YES | 0.046764 | 45.6 | 5 | 57 |  | 1.0319 | GGT | 1 | 0.17761 | 57 | 57 |  |  |  |  | 0.17761 | 10.1239
48886 | THW_5354 | D | Houston | YES | 0.046764 | 46.4 | 5 | 58 |  | 1.0319 | GGT | 1 | 0.17761 | 58 | 58 |  |  |  |  | 0.17761 | 10.3015
48887 | THW_5556 | E | Houston | YES | 0.046764 | 47.2 | 5 | 59 |  | 1.0319 | GGT | 1 | 0.17761 | 59 | 59 |  |  |  |  | 0.17761 | 10.4791
48887 | THW_5556 | F | Houston | YES | 0.046764 | 45.6 | 5 | 57 |  | 1.0319 | GGT | 1 | 0.17761 | 57 | 57 |  |  |  |  | 0.17761 | 10.1239
48591 | CHE_GT2_5030 | 2 | Houston | YES | 0.040597 | 173 | 50 | 173 | 0 | 1.029 | Cogen | 1 | 0.17144 | 0 | 0 |  |  |  |  | 0.17144 | 0
48811 | CVC_GT3_5045 | 3 | Houston | YES | 0.040597 | 156 | 91.8 | 156 | 0 | 1.029 | Cogen | 1 | 0.17144 | 0 | 0 |  |  |  |  | 0.17144 | 0
48812 | CVC_GT2_5020 | 2 | Houston | YES | 0.040597 | 158 | 91.8 | 158 | 0 | 1.029 | Cogen | 1 | 0.17144 | 0 | 0 |  |  |  |  | 0.17144 | 0
48813 | CVC_GT1_5035 | 1 | Houston | YES | 0.040597 | 160 | 91.8 | 160 | 0 | 1.029 | Cogen | 1 | 0.17144 | 0 | 0 |  |  |  |  | 0.17144 | 0
48814 | CVC_ST5_5040 | 1 | Houston | YES | 0.040597 | 162 | 91.8 | 162 | 0 | 1.029 | Cogen | 1 | 0.17144 | 0 | 0 |  |  |  |  | 0.17144 | 0
5934 | SI_RAY5 | 5 | South | YES | 0 | 0 | 10 | 15 |  | 1.035 | GST | 1 | 0.13085 | 15 | 15 | 0 | 15 |  |  | 0.13085 | 1.9627
8139 | JOS #1 | MB | South | YES | 0 | 0 | 45 | 255 |  | 1.02 | GST | 1 | 0.13085 | 0 | 0 | 0 | 0 |  |  | 0.13085 | 0
8285 | LAR #1 | MB | South | YES | 0 | 0 | 9 | 32 |  | 1.0497 | GST | 1 | 0.13085 | 0 | 0 | 0 | 0 |  |  | 0.13085 | 0
8287 | LAR #2 | MB | South | YES | 0 | 0 | 9 | 32 |  | 1.04 | GST | 1 | 0.13085 | 0 | 0 | 0 | 0 |  |  | 0.13085 | 0
8288 | LAR #3 | MB | South | YES | 0 | 0 | 25 | 105 |  | 1.04 | GST | 1 | 0.13085 | 0 | 0 | 0 | 0 |  |  | 0.13085 | 0
8388 | BATES0A | MB | South | YES | 0 | 0 | 21 | 71 |  | 1.033 | GST | 1 | 0.13085 | 0 | 0 | 0 | 0 |  |  | 0.13085 | 0
8393 | BATES0B | MB | South | YES | 0 | 0 | 25 | 110 |  | 1.03 | GST | 1 | 0.13085 | 0 | 0 | 0 | 0 |  |  | 0.13085 | 0
8437 | NUECES_B0C | MB | South | YES | 0 | 0 | 7 | 30 |  | 1.03 | GST | 1 | 0.13085 | 0 | 0 | 0 | 0 |  |  | 0.13085 | 0
8438 | NUECES_B0B | MB | South | YES | 0 | 0 | 26 | 169 |  | 1.03 | GST | 1 | 0.13085 | 0 | 0 | 0 | 0 |  |  | 0.13085 | 0
8442 | NUECES_B0A | MB | South | YES | 0 | 0 | 81 | 367 |  | 1.03 | GST | 1 | 0.13085 | 0 | 0 | 0 | 0 |  |  | 0.13085 | 0
39190 | TNSLCGN1__8 | 1 | Houston | YES | 0 | 0 | 10 | 30 |  | 1.03 | Cogen | 1 | 0.13085 | 0 | 0 |  |  |  |  | 0.13085 | 0
3432 | SANDOW_4G | 4 | South | YES | -0.29986 | 580 | 225 | 580 | 0 | 1.029 | LIGCO | 1 | -0.16901 | 0 | 580 | -173.9194 | 580 |  |  | -0.16901 | -98.0277
13432 | SANDOW_5G | 5 | South | YES | -0.29986 | 581 | 225 | 581 | 0 | 1.029 | LIGCO | 1 | -0.16901 | 0 | 581 | -174.2192 | 581 |  |  | -0.16901 | -98.1967
48671 | FTR_GT1_5105 | 1 | North | YES | -0.015018 | 154.2 | 0 | 154.2 | 0 | 1.0319 | CC | -1 | 0.17169 | 154.2 | 154.2 |  |  | -2.3158 | 154.2 | -0.17169 | -26.4754
48672 | FTR_GT2_5110 | 2 | North | YES | -0.015018 | 159 | 0 | 159 | 0 | 1.0319 | CC | -1 | 0.17169 | 159 | 159 |  |  | -2.3879 | 159 | -0.17169 | -27.2995
48673 | FTR_GT3_5085 | 3 | North | YES | -0.015018 | 158 | 0 | 158 | 0 | 1.0319 | CC | -1 | 0.17169 | 158 | 158 |  |  | -2.3728 | 158 | -0.17169 | -27.1278
48674 | FTR_CN4_5095 | 4 | North | YES | -0.015018 | 380 | 0 | 380 | 0 | 1.0319 | CC | -1 | 0.17169 | 380 | 380 |  |  | -5.7068 | 380 | -0.17169 | -65.2441
990 | GIBN_CREK_G1 | 1 | North | YES | -0.027594 | 463 | 200 | 463 | 0 | 1.0275 | LIGCO | -1 | 0.18427 | 0 | 463 |  |  | 0 | 0 | -0.18427 | 0
32798 | BRYN_TAMUGEN | 1 | North | YES | -0.049902 | 32 | 0 | 32 |  | 1.02 | GST | -1 | 0.20658 | 32 | 32 |  |  | -1.5969 | 32 | -0.20658 | -6.6105
32886 | BRYN_ATKINS3 | MB | North | YES | -0.05478 | 0 | 5 | 12 |  | 1 | GST | -1 | 0.21146 | 0 | 0 |  |  | 0 | 0 | -0.21146 | 0
32887 | BRYN_ATKINS6 | MB | North | YES | -0.05478 | 0 | 12 | 51 |  | 1.028 | GST | -1 | 0.21146 | 0 | 0 |  |  | 0 | 0 | -0.21146 | 0
32888 | BRYN_ATKINS7 | 1 | North | YES | -0.05478 | 13.6 | 4 | 17 |  | 1.028 | GGT | -1 | 0.21146 | 17 | 17 |  |  | -0.93126 | 17 | -0.21146 | -3.5948
32890 | BRYN_ATKINS4 | MB | North | YES | -0.05478 | 0 | 5 | 22 |  | 1.031 | GST | -1 | 0.21146 | 0 | 0 |  |  | 0 | 0 | -0.21146 | 0
32891 | BRYN_ATKINS5 | MB | North | YES | -0.05478 | 0 | 5 | 25 |  | 1.031 | GST | -1 | 0.21146 | 0 | 0 |  |  | 0 | 0 | -0.21146 | 0
39960 | TNTNPONE_18 | 1 | North | YES | -0.058604 | 152.3 | 30 | 152.3 |  | 1.04 | LIGCO | -1 | 0.21528 | 0 | 152.3 |  |  | 0 | 0 | -0.21528 | 0
39970 | TNTNPONE_28 | 1 | North | YES | -0.058604 | 153 | 30 | 153 |  | 1.04 | LIGCO | -1 | 0.21528 | 0 | 153 |  |  | 0 | 0 | -0.21528 | 0
32883 | BRYN_DNSBY3 | 1 | North | YES | -0.059322 | 0 | 2 | 48 |  | 1.015 | GST | -1 | 0.216 | 48 | 48 |  |  | -2.8475 | 48 | -0.216 | -10.3679
32884 | BRYN_DNSBY13 | 1 | North | YES | -0.059322 | 46 | 2 | 46 | 0 | 1.015 | GST | -1 | 0.216 | 46 | 46 |  |  | -2.7288 | 46 | -0.216 | -9.9359
32892 | BRYN_DNSBY14 | 1 | North | YES | -0.059322 | 84 | 25 | 105 | 0 | 1.035 | GST | -1 | 0.216 | 105 | 105 |  |  | -6.2288 | 105 | -0.216 | -22.6799
48721 | LEG_1___1 | 1 | North | YES | -0.06987 | 827 | 357 | 827 | 0 | 1.0348 | LIGCO | -1 | 0.22655 | 0 | 827 |  |  | 0 | 0 | -0.22655 | 0
48722 | LEG_2___2 | 2 | North | YES | -0.06987 | 819 | 357 | 819 | 0 | 1.0348 | LIGCO | -1 | 0.22655 | 0 | 819 |  |  | 0 | 0 | -0.22655 | 0
60202 | FRNDDRCS | F | West | YES | -0.078095 | 0 | 0 | 0 | 0 | 0.9985 | AVR | -1 | 0.23477 | 0 | 0 |  |  |  |  | -0.23477 | 0
60018 | DSKY1 | 1 | West | YES | -0.095873 | 21 | 0 | 84 | 0 | 1.023 | Wind | -1 | 0.25255 | 0 | 84 |  |  |  |  | -0.25255 | 0
60017 | ORNNWP1 | 1 | West | YES | -0.096757 | 20 | 0 | 80 |  | 1.027 | Wind | -1 | 0.25343 | 0 | 80 |  |  |  |  | -0.25343 | 0
60000 | DSKY2 | 1 | West | YES | -0.097569 | 19.1 | 0 | 76.5 |  | 1.039 | Wind | -1 | 0.25425 | 0 | 76.5 |  |  |  |  | -0.25425 | 0
3381 | BBRN_1G | 1 | North | YES | -0.097871 | 618 | 225 | 618 | 0 | 1.03 | LIGCO | -1 | 0.25455 | 0 | 618 |  |  | 0 | 0 | -0.25455 | 0
3382 | BBRN_2G | 2 | North | YES | -0.097871 | 589 | 225 | 589 | 0 | 1.03 | LIGCO | -1 | 0.25455 | 0 | 589 |  |  | 0 | 0 | -0.25455 | 0
6016 | SWMESA | 1 | West | YES | -0.099032 | 18.8 | 0 | 75 |  | 1.03 | Wind | -1 | 0.25571 | 0 | 75 |  |  |  |  | -0.25571 | 0
60003 | KING_NE1A | 1 | West | YES | -0.099032 | 20 | 0 | 80 |  | 1.03 | Wind | -1 | 0.25571 | 0 | 80 |  |  |  |  | -0.25571 | 0
60005 | KING_SE1A | 1 | West | YES | -0.099032 | 10 | 0 | 40 |  | 1.035 | Wind | -1 | 0.25571 | 0 | 40 |  |  |  |  | -0.25571 | 0
38437 | TNSRBNMESA9 | 1 | West | YES | -0.099405 | 37.5 | 0 | 150 |  | 1.02 | Wind | -1 | 0.25608 | 0 | 150 |  |  |  |  | -0.25608 | 0
38332 | TNWDWRDU2_8 | 1 | West | YES | -0.099485 | 20 | 0 | 80 | 0 | 1.0232 | Wind | -1 | 0.25616 | 0 | 80 |  |  |  |  | -0.25616 | 0
60016 | WOODWRD11A | 1 | West | YES | -0.09951 | 20 | 0 | 80 |  | 1.033 | Wind | -1 | 0.25619 | 0 | 80 |  |  |  |  | -0.25619 | 0
60201 | RIO DRCS | F | West | YES | -0.099589 | 0 | 0 | 0 | 0 | 1.025 | AVR | -1 | 0.25627 | 0 | 0 |  |  |  |  | -0.25627 | 0
13131 | CALFREST_1G | 1 | North | YES | -0.10036 | 150.7 | 40 | 150.7 | 0 | 1.031 | CC | -1 | 0.25704 | 150.7 | 150.7 |  |  | -15.1247 | 150.7 | -0.25704 | -38.7359
13132 | CALFREST_2G | 2 | North | YES | -0.10036 | 151 | 57 | 151 | 0 | 1.031 | CC | -1 | 0.25704 | 151 | 151 |  |  | -15.1548 | 151 | -0.25704 | -38.813
13133 | CALFREST_3G | 3 | North | YES | -0.10036 | 177.4 | 40 | 177.4 | 0 | 1.031 | CC | -1 | 0.25704 | 177.4 | 177.4 |  |  | -17.8044 | 177.4 | -0.25704 | -45.5989
60007 | KING_SW1A | 1 | West | YES | -0.10049 | 20 | 0 | 80 |  | 1.03 | Wind | -1 | 0.25716 | 0 | 80 |  |  |  |  | -0.25716 | 0
60019 | KING_NW1A | 1 | West | YES | -0.10049 | 20 | 0 | 80 |  | 1.03 | Wind | -1 | 0.25716 | 0 | 80 |  |  |  |  | -0.25716 | 0
13134 | CALFREST_4G | 4 | North | YES | -0.10089 | 151.5 | 40 | 151.5 | 0 | 1.031 | CC | -1 | 0.25757 | 151.5 | 151.5 |  |  | -15.285 | 151.5 | -0.25757 | -39.0215
13135 | CALFREST_5G | 5 | North | YES | -0.10089 | 152.3 | 57 | 152.3 | 0 | 1.031 | CC | -1 | 0.25757 | 152.3 | 152.3 |  |  | -15.3657 | 152.3 | -0.25757 | -39.2276
13136 | CALFREST_6G | 6 | North | YES | -0.10089 | 177.5 | 40 | 177.5 | 0 | 1.031 | CC | -1 | 0.25757 | 177.5 | 177.5 |  |  | -17.9082 | 177.5 | -0.25757 | -45.7183
1002 | PBCTAGE_1G | A | West | YES | -0.1114 | 64 | 64 | 66 | 0 | 1.036 | GGT | -1 | 0.26808 | 66 | 66 |  |  |  |  | -0.26808 | -17.6931
1003 | PBCTBGE_2G | B | West | YES | -0.1114 | 65 | 65 | 66 | 0 | 1.036 | GGT | -1 | 0.26808 | 66 | 66 |  |  |  |  | -0.26808 | -17.6931
1004 | PBCTCGE_3G | C | West | YES | -0.1114 | 62 | 62 | 67 | 0 | 1.036 | GGT | -1 | 0.26808 | 67 | 67 |  |  |  |  | -0.26808 | -17.9612
1005 | PBCTDGE_4G | D | West | YES | -0.1114 | 65 | 65 | 68 | 0 | 1.036 | GGT | -1 | 0.26808 | 68 | 68 |  |  |  |  | -0.26808 | -18.2292
1006 | PBCTEGE_5G | E | West | YES | -0.1114 | 65 | 65 | 67 | 0 | 1.036 | GGT | -1 | 0.26808 | 67 | 67 |  |  |  |  | -0.26808 | -17.9612
1007 | PB5GEN_6G | 5 | West | YES | -0.1114 | 91.2 | 40 | 114 | 0 | 1.036 | GST | -1 | 0.26808 | 114 | 114 |  |  |  |  | -0.26808 | -30.5608
1008 | PB6GEN_7G | 6 | West | YES | -0.1114 | 515 | 130 | 515 | 0 | 1.036 | GST | -1 | 0.26808 | 515 | 515 |  |  |  |  | -0.26808 | -138.0596
7038 | L_DELAWA1_1Y | 1 | West | YES | -0.11152 | 3.5 | 0 | 35 | 0 | 1 | Wind | -1 | 0.26819 | 0 | 35 |  |  |  |  | -0.26819 | 0
7038 | L_DELAWA1_1Y | 2 | West | YES | -0.11152 | 3 | 0 | 30 | 0 | 1 | Wind | -1 | 0.26819 | 0 | 30 |  |  |  |  | -0.26819 | 0
1349 | WESTXWIN_1G | 1 | West | YES | -0.11165 | 1.3 | 0 | 6.6 |  | 1.014 | Wind | -1 | 0.26832 | 0 | 6.6 |  |  |  |  | -0.26832 | 0
1350 | NWPWRG1_1G | 1 | West | YES | -0.11165 | 6.9 | 1 | 34.3 |  | 1.014 | Wind | -1 | 0.26832 | 0 | 34.3 |  |  |  |  | -0.26832 | 0
1146 | NOTREES_1G | 1 | West | YES | -0.11174 | 29.8 | 0 | 149 | 0 | 1.017 | #N/A | -1 | 0.26842 | 149 | 149 |  |  |  |  | -0.26842 | -39.9946
3113 | LUFKINWB_1G | 1 | North | YES | -0.1119 | 0 | 0 | 50 |  | 1.01 | #N/A | -1 | 0.26858 | 50 | 50 |  |  | -5.5951 | 50 | -0.26858 | -13.4289
3107 | STRYKER_1G | 1 | North | YES | -0.11196 | 145.6 | 45 | 182 | 0 | 1.029 | GST | -1 | 0.26864 | 182 | 182 |  |  | -20.3774 | 182 | -0.26864 | -48.8926
3108 | STRYKER_2G | 2 | North | YES | -0.11196 | 484 | 75 | 484 | 0 | 1.029 | GST | -1 | 0.26864 | 484 | 484 |  |  | -54.1906 | 484 | -0.26864 | -130.0222
3348 | CHAMPION_1G | MB | North | YES | -0.11202 | 0 | 42 | 42 |  | 1 | Cogen | -1 | 0.2687 | 0 | 0 |  |  | 0 | 0 | -0.2687 | 0
76091 | L_DIVIDE1_1N | W1 | West | YES | -0.11205 | 110 | 0 | 550 | 0 | 1.02 | Wind | -1 | 0.26873 | 0 | 550 |  |  |  |  | -0.26873 | 0
6407 | TURKTRAK1A | 1 | West | YES | -0.11253 | 33.9 | 0 | 169.5 | 0 | 1.025 | Wind | -1 | 0.26921 | 0 | 169.5 |  |  |  |  | -0.26921 | 0
76031 | L_GASCCR1_1N | W1 | West | YES | -0.11255 | 30 | 0 | 150 | 0 | 1.02 | Wind | -1 | 0.26923 | 0 | 150 |  |  |  |  | -0.26923 | 0
13116 | TGATEWAY_1G | 1 | North | YES | -0.11287 | 151 | 30 | 151 | 0 | 1.0232 | CC | -1 | 0.26955 | 151 | 151 |  |  | -17.0438 | 151 | -0.26955 | -40.702
13117 | TGATEWAY_2G | 2 | North | YES | -0.11287 | 130 | 30 | 130 | 0 | 1.0232 | CC | -1 | 0.26955 | 130 | 130 |  |  | -14.6735 | 130 | -0.26955 | -35.0415
13118 | TGATEWAY_3G | 3 | North | YES | -0.11287 | 148 | 30 | 148 | 0 | 1.0232 | CC | -1 | 0.26955 | 148 | 148 |  |  | -16.7052 | 148 | -0.26955 | -39.8934
13119 | TGATEWAY_4G | 4 | North | YES | -0.11287 | 399 | 65 | 399 | 0 | 1.0232 | CC | -1 | 0.26955 | 399 | 399 |  |  | -45.0363 | 399 | -0.26955 | -107.5504
11020 | TIEHVSG_1G | 1 | West | YES | -0.11303 | 208.2 | 63 | 208.2 | 0 | 1.012 | CC | -1 | 0.26971 | 208.2 | 208.2 |  |  |  |  | -0.26971 | -56.1528
11021 | TIEHVCG_1G | 1 | West | YES | -0.11303 | 142.1 | 103 | 142.1 | 0 | 1.012 | CC | -1 | 0.26971 | 142.1 | 142.1 |  |  |  |  | -0.26971 | -38.3252
11022 | TIEHVCG_2G | 1 | West | YES | -0.11303 | 132.4 | 103 | 132.4 | 0 | 1.012 | CC | -1 | 0.26971 | 132.4 | 132.4 |  |  |  |  | -0.26971 | -35.7091
11023 | TIEHVCG_3G | 1 | West | YES | -0.11303 | 137.4 | 103 | 137.4 | 0 | 1.012 | CC | -1 | 0.26971 | 137.4 | 137.4 |  |  |  |  | -0.26971 | -37.0576
11024 | TIEHVCG_4G | 1 | West | YES | -0.11303 | 147 | 103 | 147 | 0 | 1.012 | CC | -1 | 0.26971 | 147 | 147 |  |  |  |  | -0.26971 | -39.6468
11025 | TIEHVSG_2G | 1 | West | YES | -0.11303 | 213.2 | 63 | 213.2 | 0 | 1.012 | CC | -1 | 0.26971 | 213.2 | 213.2 |  |  |  |  | -0.26971 | -57.5013
11001 | NAV1CT | 1 | West | YES | -0.11305 | 70.4 | 18 | 70.4 | 0 | 1.029 | CC | -1 | 0.26973 | 70.4 | 70.4 |  |  |  |  | -0.26973 | -18.9887
11009 | NAV2CT | 1 | West | YES | -0.11305 | 71.4 | 18 | 71.4 | 0 | 1.029 | CC | -1 | 0.26973 | 71.4 | 71.4 |  |  |  |  | -0.26973 | -19.2584
11011 | NAV3ST | 1 | West | YES | -0.11305 | 92.8 | 40 | 92.8 | 0 | 1.029 | CC | -1 | 0.26973 | 92.8 | 92.8 |  |  |  |  | -0.26973 | -25.0306
11012 | NAV4CT | 1 | West | YES | -0.11305 | 80 | 18 | 80 | 0 | 1.029 | CC | -1 | 0.26973 | 80 | 80 |  |  |  |  | -0.26973 | -21.5781
11013 | NAV5CT | 1 | West | YES | -0.11305 | 80 | 18 | 80 | 0 | 1.029 | CC | -1 | 0.26973 | 80 | 80 |  |  |  |  | -0.26973 | -21.5781
11014 | NAV6ST | 1 | West | YES | -0.11305 | 115 | 40 | 115 | 0 | 1.029 | CC | -1 | 0.26973 | 115 | 115 |  |  |  |  | -0.26973 | -31.0185
1328 | OCOTILLO_1G | 1 | West | YES | -0.11309 | 11.6 | 0 | 58 |  | 1.01 | Wind | -1 | 0.26977 | 0 | 58 |  |  |  |  | -0.26977 | 0
1326 | STANTONW_8 | 1 | West | YES | -0.11316 | 20.1 | 0 | 100.5 |  | 1.01 | Wind | -1 | 0.26984 | 0 | 100.5 |  |  |  |  | -0.26984 | 0
1333 | MCDDONAL_8 | 1 | West | YES | -0.11336 | 42.8 | 0 | 214.2 |  | 1.01 | Wind | -1 | 0.27004 | 0 | 214.2 |  |  |  |  | -0.27004 | 0
1320 | BSP 1 | 1 | West | YES | -0.11339 | 25.5 | 2.9 | 25.8 | 0 | 1 | Cogen | -1 | 0.27007 | 0 | 0 |  |  |  |  | -0.27007 | 0
1170 | AIRLAMESA_1G | 1 | West | YES | -0.11375 | 0 | 0 | 180 |  | 1 | #N/A | -1 | 0.27042 | 180 | 180 |  |  |  |  | -0.27042 | -48.6763
3097 | MARTLAKE_1G | 1 | North | YES | -0.11392 | 790 | 500 | 790 | 0 | 1.017 | LIGCO | -1 | 0.2706 | 0 | 790 |  |  | 0 | 0 | -0.2706 | 0
3098 | MARTLAKE_2G | 2 | North | YES | -0.11392 | 795 | 461 | 795 | 0 | 1.017 | LIGCO | -1 | 0.2706 | 0 | 795 |  |  | 0 | 0 | -0.2706 | 0
3099 | MARTLAKE_3G | 3 | North | YES | -0.11392 | 804 | 500 | 804 | 0 | 1.017 | LIGCO | -1 | 0.2706 | 0 | 804 |  |  | 0 | 0 | -0.2706 | 0
1327 | WILDHRSE_1G | 1 | West | YES | -0.11414 | 24 | 0 | 120 |  | 1 | Wind | -1 | 0.27081 | 0 | 120 |  |  |  |  | -0.27081 | 0
1360 | GUNSIGHT_8 | 1 | West | YES | -0.11418 | 24 | 0 | 120 | 0 | 1.01 | Wind | -1 | 0.27085 | 0 | 120 |  |  |  |  | -0.27085 | 0
1045 | CALENG1G_1G | 1 | West | YES | -0.11437 | 73.4 | 27 | 73.4 | 0 | 1.014 | Cogen | -1 | 0.27105 | 0 | 0 |  |  |  |  | -0.27105 | 0
1046 | CALENG2G_2G | 2 | West | YES | -0.11437 | 73.4 | 27 | 73.4 | 0 | 1.014 | Cogen | -1 | 0.27105 | 0 | 0 |  |  |  |  | -0.27105 | 0
1047 | CALENG3G_3G | 3 | West | YES | -0.11437 | 70.4 | 27 | 70.4 | 0 | 1.014 | Cogen | -1 | 0.27105 | 0 | 0 |  |  |  |  | -0.27105 | 0
1302 | COYOTEWG_8 | 1 | West | YES | -0.11441 | 45 | 0 | 225 |  | 1.01 | #N/A | -1 | 0.27108 | 225 | 225 |  |  |  |  | -0.27108 | -60.9939
1058 | LONGSHORE_5 | 1 | West | YES | -0.11467 | 30 | 0 | 150 |  | 1.01 | Wind | -1 | 0.27135 | 0 | 150 |  |  |  |  | -0.27135 | 0
1058 | LONGSHORE_5 | 2 | West | YES | -0.11467 | 44 | 0 | 220 |  | 1.01 | Wind | -1 | 0.27135 | 0 | 220 |  |  |  |  | -0.27135 | 0
1058 | LONGSHORE_5 | 3 | West | YES | -0.11467 | 23.4 | 0 | 117 |  | 1.01 | Wind | -1 | 0.27135 | 0 | 117 |  |  |  |  | -0.27135 | 0
1301 | BULLCREK_8 | 1 | West | YES | -0.11488 | 36 | 0 | 180 | 0 | 1.017 | #N/A | -1 | 0.27156 | 180 | 180 |  |  |  |  | -0.27156 | -48.8804
1037 | MORGAN5G_5G | 5 | West | YES | -0.115 | 109.6 | 40 | 137 | 0 | 1.029 | GST | -1 | 0.27168 | 137 | 137 |  |  |  |  | -0.27168 | -37.2197
1039 | MRGNAG_1G | A | West | YES | -0.115 | 69 | 69 | 69 | 0 | 1.029 | GGT | -1 | 0.27168 | 69 | 69 |  |  |  |  | -0.27168 | -18.7457
1040 | MRGNBG_2G | B | West | YES | -0.115 | 70 | 70 | 71 | 0 | 1.029 | GGT | -1 | 0.27168 | 71 | 71 |  |  |  |  | -0.27168 | -19.2891
1041 | MRGNCG_3G | C | West | YES | -0.115 | 69 | 69 | 70 | 0 | 1.029 | GGT | -1 | 0.27168 | 70 | 70 |  |  |  |  | -0.27168 | -19.0174
1042 | MRGNDG_4G | D | West | YES | -0.115 | 68 | 68 | 68 | 0 | 1.029 | GGT | -1 | 0.27168 | 68 | 68 |  |  |  |  | -0.27168 | -18.474
1043 | MRGNEG_5G | E | West | YES | -0.115 | 68 | 68 | 70 | 0 | 1.029 | GGT | -1 | 0.27168 | 70 | 70 |  |  |  |  | -0.27168 | -19.0174
1044 | MRGNFG_6G | F | West | YES | -0.115 | 66 | 66 | 66 | 0 | 1.029 | GGT | -1 | 0.27168 | 66 | 66 |  |  |  |  | -0.27168 | -17.9307
60058 | BUFF_GAP1A | 1 | West | YES | -0.11501 | 24 | 0 | 120 |  | 1 | Wind | -1 | 0.27169 | 0 | 120 |  |  |  |  | -0.27169 | 0
60060 | CIRELLO | 1 | West | YES | -0.11501 | 46.6 | 0 | 233 | 0 | 1 | Wind | -1 | 0.27169 | 0 | 233 |  |  |  |  | -0.27169 | 0
60063 | BUFF_GAP1B | 1 | West | YES | -0.11501 | 34 | 0 | 170.2 | 0 | 1.02 | Wind | -1 | 0.27169 | 0 | 170.2 |  |  |  |  | -0.27169 | 0
60066 | H_HOLLOW1A | 1 | West | YES | -0.11501 | 44.4 | 0 | 222 | 0 | 1.005 | Wind | -1 | 0.27169 | 0 | 222 |  |  |  |  | -0.27169 | 0
60068 | HHOLLOW21A | 1 | West | YES | -0.11501 | 36.8 | 0 | 184 | 0 | 1.025 | Wind | -1 | 0.27169 | 0 | 184 |  |  |  |  | -0.27169 | 0
60070 | HHOLLOW31A | 1 | West | YES | -0.11501 | 44.8 | 0 | 224 | 0 | 1.025 | Wind | -1 | 0.27169 | 0 | 224 |  |  |  |  | -0.27169 | 0
60072 | HHOLLOW41A | 1 | West | YES | -0.11501 | 23 | 0 | 115 | 0 | 1.025 | Wind | -1 | 0.27169 | 0 | 115 |  |  |  |  | -0.27169 | 0
6637 | SNYDERW1A | 1 | West | YES | -0.11518 | 12.6 | 0 | 63 | 0 | 1.025 | Wind | -1 | 0.27186 | 0 | 63 |  |  |  |  | -0.27186 | 0
60057 | CALLAHAN1A | 1 | West | YES | -0.11522 | 22.8 | 0 | 114 | 0 | 1.04 | Wind | -1 | 0.2719 | 0 | 114 |  |  |  |  | -0.2719 | 0
1068 | SCURRYCW_1G | 1 | West | YES | -0.11528 | 28.2 | 1.3 | 141 |  | 1.01 | Wind | -1 | 0.27196 | 0 | 141 |  |  |  |  | -0.27196 | 0
1073 | SCURRYCW_2G | 2 | West | YES | -0.11528 | 24 | 0 | 120 | 0 | 1.017 | Wind | -1 | 0.27196 | 0 | 120 |  |  |  |  | -0.27196 | 0
1061 | CIELOGEN_1G | 1 | West | YES | -0.1153 | 19.8 | 0 | 99 |  | 1 | Wind | -1 | 0.27198 | 0 | 99 |  |  |  |  | -0.27198 | 0
1062 | CIELOGEN_2G | 1 | West | YES | -0.1153 | 12.2 | 0 | 61 |  | 1 | Wind | -1 | 0.27198 | 0 | 61 |  |  |  |  | -0.27198 | 0
1069 | KINDERMG_1G | 1 | West | YES | -0.1153 | 25 | 5 | 25 | 0 | 1.017 | Cogen | -1 | 0.27198 | 0 | 0 |  |  |  |  | -0.27198 | 0
1070 | KINDERMG_2G | 1 | West | YES | -0.1153 | 45.7 | 12 | 45.7 | 0 | 1.017 | Cogen | -1 | 0.27198 | 0 | 0 |  |  |  |  | -0.27198 | 0
1071 | KINDERMG_3G | 1 | West | YES | -0.1153 | 45.7 | 12 | 45.7 | 0 | 1.017 | Cogen | -1 | 0.27198 | 0 | 0 |  |  |  |  | -0.27198 | 0
36998 | RDCNYNG1 | 1 | West | YES | -0.11563 | 16.8 | 0 | 84 |  | 1.01 | Wind | -1 | 0.2723 | 0 | 84 |  |  |  |  | -0.2723 | 0
1343 | TRENTIPP_8 | 1 | West | YES | -0.11629 | 30 | 0 | 150 |  | 1.014 | Wind | -1 | 0.27297 | 0 | 150 |  |  |  |  | -0.27297 | 0
1354 | AEPWIND_8 | 1 | West | YES | -0.11629 | 20.2 | 0 | 101 |  | 1 | Wind | -1 | 0.27297 | 0 | 101 |  |  |  |  | -0.27297 | 0
1049 | ROSCOEWI_5 | 1 | West | YES | -0.11641 | 41.8 | 0 | 209 |  | 1.01 | #N/A | -1 | 0.27309 | 209 | 209 |  |  |  |  | -0.27309 | -57.075
1057 | ROSCOEWI_5 | 2 | West | YES | -0.11641 | 25.3 | 0 | 126.5 |  | 1.01 | #N/A | -1 | 0.27309 | 126.5 | 126.5 |  |  |  |  | -0.27309 | -34.5454
1060 | ROSCOEWI_5 | 3 | West | YES | -0.11641 | 39.4 | 0 | 197 | 0 | 1.01 | #N/A | -1 | 0.27309 | 197 | 197 |  |  |  |  | -0.27309 | -53.7979
1072 | ROSCOEWI_5 | 4 | West | YES | -0.11641 | 63.6 | 0 | 318 | 0 | 1.01 | #N/A | -1 | 0.27309 | 318 | 318 |  |  |  |  | -0.27309 | -86.8413
71051 | L_BITTCR1_1N | W1 | West | YES | -0.11645 | 7.5 | 0 | 37.5 |  | 1.02 | Wind | -1 | 0.27312 | 0 | 37.5 |  |  |  |  | -0.27312 | 0
71054 | L_SWEETW1_1N | W1 | West | YES | -0.11645 | 21.5 | 0 | 107.5 |  | 1.02 | Wind | -1 | 0.27312 | 0 | 107.5 |  |  |  |  | -0.27312 | 0
71057 | L_SWEETW1_2N | W1 | West | YES | -0.11645 | 27 | 0 | 135 |  | 1.02 | Wind | -1 | 0.27312 | 0 | 135 |  |  |  |  | -0.27312 | 0
71059 | L_SWEETW1_3N | W1 | West | YES | -0.11645 | 23.8 | 0 | 119 | 0 | 1.02 | Wind | -1 | 0.27312 | 0 | 119 |  |  |  |  | -0.27312 | 0
71060 | L_SWEETW1_4N | W1 | West | YES | -0.11645 | 21 | 0 | 105 | 0 | 1.02 | Wind | -1 | 0.27312 | 0 | 105 |  |  |  |  | -0.27312 | 0
6144 | MCADOO1A | 1 | West | YES | -0.11704 | 15 | 0 | 150 | 0 | 1.025 | Wind | -1 | 0.27372 | 0 | 150 |  |  |  |  | -0.27372 | 0
1416 | SWETWATR_1G | 1 | West | YES | -0.1171 | 30 | 18 | 30 | 0 | 1.026 | CC | -1 | 0.27378 | 30 | 30 |  |  |  |  | -0.27378 | -8.2134
1417 | SWETWATR_2G | 2 | West | YES | -0.1171 | 72 | 36 | 72 | 0 | 1.026 | CC | -1 | 0.27378 | 72 | 72 |  |  |  |  | -0.27378 | -19.7122
1418 | SWETWATR_3G | 3 | West | YES | -0.1171 | 68 | 36 | 68 | 0 | 1.026 | CC | -1 | 0.27378 | 68 | 68 |  |  |  |  | -0.27378 | -18.6171
1419 | SWETWATR_4G | 4 | West | YES | -0.1171 | 61 | 36 | 61 | 0 | 1.026 | CC | -1 | 0.27378 | 61 | 61 |  |  |  |  | -0.27378 | -16.7006
60081 | WHRLWIND1A | 1 | West | YES | -0.11862 | 12 | 0 | 60 | 0 | 1.03 | Wind | -1 | 0.2753 | 0 | 60 |  |  |  |  | -0.2753 | 0
60052 | WILDHRS11A | 1 | West | YES | -0.11965 | 25.3 | 0 | 126.5 | 0 | 1.005 | #N/A | -1 | 0.27633 | 126.5 | 126.5 |  |  |  |  | -0.27633 | -34.9557
60053 | WILDHRS21A | 1 | West | YES | -0.11965 | 7.8 | 0 | 39 | 0 | 1.025 | #N/A | -1 | 0.27633 | 39 | 39 |  |  |  |  | -0.27633 | -10.7769
1437 | MESQUITW_1G | 1 | North | YES | -0.1202 | 40 | 0 | 400 | 0 | 1.023 | Wind | -1 | 0.27688 | 0 | 400 |  |  | 0 | 0 | -0.27688 | 0
1438 | MESQUITW_2G | 1 | North | YES | -0.1202 | 23.6 | 0 | 236 |  | 1.017 | Wind | -1 | 0.27688 | 0 | 236 |  |  | 0 | 0 | -0.27688 | 0
12411 | FPLEFR1A_G | 1 | North | YES | -0.12081 | 161 | 72 | 161 | 0 | 1 | CC | -1 | 0.27748 | 161 | 161 |  |  | -19.4501 | 161 | -0.27748 | -44.6751
12412 | FPLEFR1B_G | 2 | North | YES | -0.12081 | 164 | 72 | 164 | 0 | 1 | CC | -1 | 0.27748 | 164 | 164 |  |  | -19.8125 | 164 | -0.27748 | -45.5075
12413 | FPLEFR1C_G | 3 | North | YES | -0.12081 | 164 | 72 | 164 | 0 | 1 | CC | -1 | 0.27748 | 164 | 164 |  |  | -19.8125 | 164 | -0.27748 | -45.5075
12414 | FPLEFR1S_G | 4 | North | YES | -0.12081 | 414 | 191 | 414 | 0 | 1 | CC | -1 | 0.27748 | 414 | 414 |  |  | -50.0145 | 414 | -0.27748 | -114.8787
12421 | FPLEFR2A_G | 1 | North | YES | -0.12081 | 162 | 72 | 162 | 0 | 1 | CC | -1 | 0.27748 | 162 | 162 |  |  | -19.5709 | 162 | -0.27748 | -44.9526
12422 | FPLEFR2B_G | 2 | North | YES | -0.12081 | 161 | 72 | 161 | 0 | 1 | CC | -1 | 0.27748 | 161 | 161 |  |  | -19.4501 | 161 | -0.27748 | -44.6751
12423 | FPLEFR2C_G | 3 | North | YES | -0.12081 | 163 | 72 | 163 | 0 | 1 | CC | -1 | 0.27748 | 163 | 163 |  |  | -19.6917 | 163 | -0.27748 | -45.23
12424 | FPLEFR2S_G | 4 | North | YES | -0.12081 | 415 | 191 | 415 | 0 | 1 | CC | -1 | 0.27748 | 415 | 415 |  |  | -50.1353 | 415 | -0.27748 | -115.1562
1442 | COKFIELD_5 | 1 | North | YES | -0.12137 | 16.5 | 0 | 165 |  | 1.029 | Wind | -1 | 0.27805 | 0 | 165 |  |  | 0 | 0 | -0.27805 | 0
2451 | LKHB1_G | 1 | North | YES | -0.12222 | 0 | 80 | 391 |  | 1.022 | GST | -1 | 0.2789 | 391 | 391 |  |  | -47.7888 | 391 | -0.2789 | -109.0495
2452 | LKHB2_G | 2 | North | YES | -0.12222 | 516 | 80 | 516 | 0 | 1.022 | GST | -1 | 0.2789 | 516 | 516 |  |  | -63.0666 | 516 | -0.2789 | -143.9118
6100 | OKLA7A | EQ | West | YES | -0.12228 | 50 | -220 | 220 | 0 | 1.035 | DCTie | -1 | 0.27896 | 0 | 0 |  |  |  |  | -0.27896 | 0
6752 | OKLA0A | 1 | West | YES | -0.12228 | 649.7 | 175 | 649.7 | 0 | 1.035 | LIGCO | -1 | 0.27896 | 0 | 649.7 |  |  |  |  | -0.27896 | 0
12440 | PARKD_1SVC8 | 1 | North | YES | -0.1225 | 0 | 0 | 0 | 0 | 1.007 | GST | -1 | 0.27917 | 0 | 0 |  |  | 0 | 0 | -0.27917 | 0
12449 | PARKD_2SVC8 | 1 | North | YES | -0.1225 | 0 | 0 | 0 | 0 | 1.007 | GST | -1 | 0.27917 | 0 | 0 |  |  | 0 | 0 | -0.27917 | 0
948 | STEAM1 | 1 | North | YES | -0.12267 | 0 | 12 | 20 |  | 1.02 | GST | -1 | 0.27935 | 20 | 20 |  |  | -2.4534 | 20 | -0.27935 | -5.587
949 | STEAM2 | 1 | North | YES | -0.12267 | 26 | 8 | 26 | 0 | 0.99 | GST | -1 | 0.27935 | 26 | 26 |  |  | -3.1894 | 26 | -0.27935 | -7.263
950 | STEAM3 | 1 | North | YES | -0.12267 | 41 | 13 | 42 | 0 | 1.02 | GST | -1 | 0.27935 | 42 | 42 |  |  | -5.1522 | 42 | -0.27935 | -11.7326
842 | OLINGER_G1 | 1 | North | YES | -0.12296 | 55.4 | 20 | 79 | 0 | 1.03 | GST | -1 | 0.27964 | 79 | 79 |  |  | -9.7138 | 79 | -0.27964 | -22.0913
843 | OLINGER_G2 | 1 | North | YES | -0.12296 | 76.2 | 25 | 110 | 0 | 1.03 | GST | -1 | 0.27964 | 110 | 110 |  |  | -13.5256 | 110 | -0.27964 | -30.7601
844 | OLINGER_G3 | 1 | North | YES | -0.12296 | 103.9 | 45 | 150 | 0 | 1.03 | GST | -1 | 0.27964 | 150 | 150 |  |  | -18.444 | 150 | -0.27964 | -41.9455
845 | OLINGER_G4 | 1 | North | YES | -0.12296 | 51.9 | 0 | 76 | 0 | 1.03 | GGT | -1 | 0.27964 | 76 | 76 |  |  | -9.345 | 76 | -0.27964 | -21.2524
837 | NEWMAN_G5 | 1 | North | YES | -0.12297 | 0 | 15 | 40 |  | 1.01 | GST | -1 | 0.27964 | 40 | 40 |  |  | -4.9186 | 40 | -0.27964 | -11.1857
1701 | MOSES_1G | 1 | North | YES | -0.12321 | 558 | 175 | 558 | 0 | 1.023 | LIGCO | -1 | 0.27989 | 0 | 558 |  |  | 0 | 0 | -0.27989 | 0
1702 | MOSES_2G | 2 | North | YES | -0.12321 | 579 | 175 | 579 | 0 | 1.023 | LIGCO | -1 | 0.27989 | 0 | 579 |  |  | 0 | 0 | -0.27989 | 0
1703 | MOSES_3G | 3 | North | YES | -0.12321 | 808 | 463 | 808 | 0 | 1.023 | LIGCO | -1 | 0.27989 | 0 | 808 |  |  | 0 | 0 | -0.27989 | 0
5925 | DCEAST | EQ | North | YES | -0.12321 | 400.3 | -600 | 600 | 0 | 1.025 | DCTie | -1 | 0.27989 | 0 | 0 |  |  | 0 | 0 | -0.27989 | 0
1675 | PEC_1G | 1 | North | YES | -0.12338 | 76.7 | 35 | 76.7 | 0 | 1.022 | Cogen | -1 | 0.28005 | 0 | 0 |  |  | 0 | 0 | -0.28005 | 0
1676 | PEC_2G | 2 | North | YES | -0.12338 | 79.6 | 35 | 79.6 | 0 | 1.022 | Cogen | -1 | 0.28005 | 0 | 0 |  |  | 0 | 0 | -0.28005 | 0
1677 | PEC_3G | 3 | North | YES | -0.12338 | 88.4 | 35 | 88.4 | 0 | 1.022 | Cogen | -1 | 0.28005 | 0 | 0 |  |  | 0 | 0 | -0.28005 | 0
3126 | TRINIDAD_6G | 1 | North | YES | -0.12338 | 179.2 | 46 | 224 | 0 | 1 | GST | -1 | 0.28006 | 224 | 224 |  |  | -27.6373 | 224 | -0.28006 | -62.733
1678 | LAMARPWR_1G | 1 | North | YES | -0.12353 | 160 | 67.7 | 160 | 0 | 1.038 | CC | -1 | 0.2802 | 160 | 160 |  |  | -19.7643 | 160 | -0.2802 | -44.8326
1679 | LAMARPWR_2G | 2 | North | YES | -0.12353 | 156 | 67.7 | 156 | 0 | 1.038 | CC | -1 | 0.2802 | 156 | 156 |  |  | -19.2702 | 156 | -0.2802 | -43.7118
1680 | LAMARPWR_3G | 3 | North | YES | -0.12353 | 196 | 129.1 | 196 | 0 | 1.038 | CC | -1 | 0.2802 | 196 | 196 |  |  | -24.2113 | 196 | -0.2802 | -54.92
1681 | LAMARPWR_4G | 4 | North | YES | -0.12353 | 156 | 67.7 | 156 | 0 | 1.038 | CC | -1 | 0.2802 | 156 | 156 |  |  | -19.2702 | 156 | -0.2802 | -43.7118
1682 | LAMARPWR_5G | 5 | North | YES | -0.12353 | 157 | 67.7 | 157 | 0 | 1.038 | CC | -1 | 0.2802 | 157 | 157 |  |  | -19.3937 | 157 | -0.2802 | -43.992
1683 | LAMARPWR_6G | 6 | North | YES | -0.12353 | 198 | 129.1 | 198 | 0 | 1.038 | CC | -1 | 0.2802 | 198 | 198 |  |  | -24.4583 | 198 | -0.2802 | -55.4804
1689 | VALLEY_3G | 3 | North | YES | -0.12371 | 0 | 25 | 375 |  | 1.003 | GST | -1 | 0.28039 | 375 | 375 |  |  | -46.3924 | 375 | -0.28039 | -105.1462
11691 | KMICHICT1_G | 1 | North | YES | -0.12371 | 144 | 80 | 144 | 0 | 1.026 | CC | -1 | 0.28039 | 144 | 144 |  |  | -17.8147 | 144 | -0.28039 | -40.3761
11692 | KMICHICT2_G | 2 | North | YES | -0.12371 | 146 | 80 | 146 | 0 | 1.026 | CC | -1 | 0.28039 | 146 | 146 |  |  | -18.0621 | 146 | -0.28039 | -40.9369
11693 | KMICHIST3_G | 3 | North | YES | -0.12371 | 312 | 60 | 312 | 0 | 1.026 | CC | -1 | 0.28039 | 312 | 312 |  |  | -38.5985 | 312 | -0.28039 | -87.4816
11694 | KMICHICT4_G | 4 | North | YES | -0.12371 | 144 | 80 | 144 | 0 | 1.026 | CC | -1 | 0.28039 | 144 | 144 |  |  | -17.8147 | 144 | -0.28039 | -40.3761
11695 | KMICHICT5_G | 5 | North | YES | -0.12371 | 148 | 80 | 148 | 0 | 1.026 | CC | -1 | 0.28039 | 148 | 148 |  |  | -18.3095 | 148 | -0.28039 | -41.4977
11696 | KMICHIST6_G | 6 | North | YES | -0.12371 | 310 | 60 | 310 | 0 | 1.026 | CC | -1 | 0.28039 | 310 | 310 |  |  | -38.351 | 310 | -0.28039 | -86.9209
1687 | VALLEY_1G | 1 | North | YES | -0.12403 | 136 | 15 | 170 | 0 | 1.029 | GST | -1 | 0.28071 | 170 | 170 |  |  | -21.0854 | 170 | -0.28071 | -47.7205
1688 | VALLEY_2G | 2 | North | YES | -0.12403 | 527 | 90 | 527 | 0 | 1.029 | GSC | -1 | 0.28071 | 527 | 527 |  |  | -65.3649 | 527 | -0.28071 | -147.9336
6948 | DENISNDM | 1 | North | YES | -0.1243 | 40 | 5 | 40 | 0 | 1.015 | Hydro | -1 | 0.28098 | 0 | 0 |  |  | 0 | 0 | -0.28098 | 0
6948 | DENISNDM | 2 | North | YES | -0.1243 | 31 | 5 | 40 | 0 | 1.015 | Hydro | -1 | 0.28098 | 0 | 0 |  |  | 0 | 0 | -0.28098 | 0
1432 | GRHAMSES_2G | 2 | North | YES | -0.12507 | 294.9 | 90 | 366 | 0 | 1.014 | GST | -1 | 0.28175 | 366 | 366 |  |  | -45.7775 | 366 | -0.28175 | -103.1212
1479 | WFCOGEN_1G | 1 | North | YES | -0.12526 | 16 | 12 | 20 | 0 | 1 | Cogen | -1 | 0.28194 | 0 | 0 |  |  | 0 | 0 | -0.28194 | 0
1479 | WFCOGEN_1G | 2 | North | YES | -0.12526 | 16 | 12 | 20 | 0 | 1 | Cogen | -1 | 0.28194 | 0 | 0 |  |  | 0 | 0 | -0.28194 | 0
1482 | WFCOGEN_2G | 1 | North | YES | -0.12526 | 16 | 12 | 20 | 0 | 1 | Cogen | -1 | 0.28194 | 0 | 0 |  |  | 0 | 0 | -0.28194 | 0
1482 | WFCOGEN_2G | 2 | North | YES | -0.12526 | 13.6 | 12 | 17 | 0 | 1 | Cogen | -1 | 0.28194 | 0 | 0 |  |  | 0 | 0 | -0.28194 | 0
2371 | COLLIN_1G | MB | North | YES | -0.12543 | 0 | 40 | 138 |  | 1.022 | GST | -1 | 0.28211 | 0 | 0 |  |  | 0 | 0 | -0.28211 | 0
2413 | MTCK6_G | 6 | North | YES | -0.12556 | 0 | 30 | 118 |  | 1.022 | GST | -1 | 0.28224 | 118 | 118 |  |  | -14.816 | 118 | -0.28224 | -33.3038
2414 | MTCK7_G | 7 | North | YES | -0.12556 | 0 | 30 | 115 |  | 1.022 | GST | -1 | 0.28224 | 115 | 115 |  |  | -14.4393 | 115 | -0.28224 | -32.4571
2417 | MTCK8_G | 8 | North | YES | -0.12556 | 444.8 | 60 | 556 | 0 | 1.022 | GSC | -1 | 0.28224 | 556 | 556 |  |  | -69.8108 | 556 | -0.28224 | -156.9232
1433 | GRHAMSES_1G | 1 | North | YES | -0.12579 | 242 | 60 | 242 | 0 | 1.038 | GST | -1 | 0.28246 | 242 | 242 |  |  | -30.4402 | 242 | -0.28246 | -68.356
2381 | NTHLK1_G | 1 | North | YES | -0.12658 | 0 | 35 | 156 |  | 1.022 | GST | -1 | 0.28326 | 156 | 156 |  |  | -19.7463 | 156 | -0.28326 | -44.1879
2382 | NTHLK2_G | 2 | North | YES | -0.12658 | 0 | 35 | 181 |  | 1.022 | GST | -1 | 0.28326 | 181 | 181 |  |  | -22.9108 | 181 | -0.28326 | -51.2693
2383 | NTHLK3_G | 3 | North | YES | -0.12658 | 0 | 50 | 329 |  | 1.022 | GST | -1 | 0.28326 | 329 | 329 |  |  | -41.6445 | 329 | -0.28326 | -93.1912
2418 | MTCK2_G | 2 | North | YES | -0.12693 | 0 | 10 | 23 |  | 0.971 | #N/A | -1 | 0.28361 | 23 | 23 |  |  | -2.9195 | 23 | -0.28361 | -6.523
2419 | MTCK3_G | MB | North | YES | -0.12693 | 0 | 10 | 63 |  | 0.971 | #N/A | -1 | 0.28361 | 63 | 63 |  |  | -7.9968 | 63 | -0.28361 | -17.8674
923 | SPENCER_G4 | 1 | North | YES | -0.12736 | 48 | 20 | 61 | 0 | 1.03 | GST | -1 | 0.28403 | 61 | 61 |  |  | -7.7688 | 61 | -0.28403 | -17.3261
924 | SPENCER_G5 | 1 | North | YES | -0.12736 | 52 | 20 | 66 | 0 | 1.03 | GST | -1 | 0.28403 | 66 | 66 |  |  | -8.4056 | 66 | -0.28403 | -18.7462
728 | WOLFRIDGE801 | 1 | North | YES | -0.12777 | 11.2 | 0 | 112.5 | 0 | 0.99 | Wind | -1 | 0.28445 | 0 | 112.5 |  |  | 0 | 0 | -0.28445 | 0
1453 | WCPWRCO_1G | 1 | North | YES | -0.12806 | 204 | 50 | 204 |  | 1.02 | CC | -1 | 0.28473 | 204 | 204 |  |  | -26.1236 | 204 | -0.28473 | -58.0857
1454 | WCPWRCO_2G | 2 | North | YES | -0.12806 | 204 | 50 | 204 |  | 1.02 | CC | -1 | 0.28473 | 204 | 204 |  |  | -26.1236 | 204 | -0.28473 | -58.0857
1455 | WCPWRCO_3G | 3 | North | YES | -0.12806 | 242 | 50 | 242 |  | 1.02 | CC | -1 | 0.28473 | 242 | 242 |  |  | -30.9898 | 242 | -0.28473 | -68.9056
1600 | BARTNWND_1G | 1 | North | YES | -0.12858 | 12 | 0 | 120 | 0 | 1.022 | Wind | -1 | 0.28526 | 0 | 120 |  |  | 0 | 0 | -0.28526 | 0
344 | MRSSHPRD | 1 | North | YES | -0.12887 | 12 | 0 | 12 |  | 1.03 | Hydro | -1 | 0.28555 | 0 | 0 |  |  | 0 | 0 | -0.28555 | 0
345 | MRSSHPRD01 | 2 | North | YES | -0.12887 | 12 | 0 | 12 |  | 1.03 | Hydro | -1 | 0.28555 | 0 | 0 |  |  | 0 | 0 | -0.28555 | 0
12322 | ENNSTRAC_1G | 1 | North | YES | -0.12976 | 196 | 130 | 196 | 0 | 1.036 | CC | -1 | 0.28643 | 196 | 196 |  |  | -25.4326 | 196 | -0.28643 | -56.1412
12323 | ENNSTRAC_2G | 2 | North | YES | -0.12976 | 116 | 100 | 116 | 0 | 1.036 | CC | -1 | 0.28643 | 116 | 116 |  |  | -15.0519 | 116 | -0.28643 | -33.2264
580 | JCKCNTY801 | 1 | North | YES | -0.13002 | 288 | 0 | 288 | 0 | 1.022 | CC | -1 | 0.2867 | 288 | 288 |  |  | -37.4469 | 288 | -0.2867 | -82.5699
581 | JCKCNTY802 | 2 | North | YES | -0.13002 | 147 | 0 | 147 | 0 | 1.022 | CC | -1 | 0.2867 | 147 | 147 |  |  | -19.1135 | 147 | -0.2867 | -42.145
582 | JCKCNTY803 | 3 | North | YES | -0.13002 | 147 | 0 | 147 | 0 | 1.022 | CC | -1 | 0.2867 | 147 | 147 |  |  | -19.1135 | 147 | -0.2867 | -42.145
1861 | EAGLEMNT_1G | MB | North | YES | -0.13063 | 0 | 30 | 112 |  | 1.022 | GST | -1 | 0.2873 | 0 | 0 |  |  | 0 | 0 | -0.2873 | 0
1862 | EAGLEMNT_2G | MB | North | YES | -0.13063 | 0 | 40 | 100 |  | 1.022 | GST | -1 | 0.2873 | 0 | 0 |  |  | 0 | 0 | -0.2873 | 0
1863 | EAGLEMNT_3G | MB | North | YES | -0.13063 | 0 | 50 | 378 |  | 1.022 | GST | -1 | 0.2873 | 0 | 0 |  |  | 0 | 0 | -0.2873 | 0
503 | NTHTEXAS01 | 1 | North | YES | -0.13164 | 0 | 5 | 18 |  | 1.015 | GST | -1 | 0.28831 | 18 | 18 |  |  | -2.3695 | 18 | -0.28831 | -5.1897
504 | NTHTEXAS02 | 2 | North | YES | -0.13164 | 14.4 | 5 | 18 |  | 1.015 | GST | -1 | 0.28831 | 18 | 18 |  |  | -2.3695 | 18 | -0.28831 | -5.1897
505 | NTHTEXAS03 | 3 | North | YES | -0.13164 | 30.4 | 15 | 38 |  | 1.015 | GST | -1 | 0.28831 | 38 | 38 |  |  | -5.0022 | 38 | -0.28831 | -10.956
1945 | HANDLEY_1G | MB | North | YES | -0.13247 | 0 | 25 | 36 |  | 0.986 | #N/A | -1 | 0.28915 | 36 | 36 |  |  | -4.7689 | 36 | -0.28915 | -10.4093
1946 | HANDLEY_2G | MB | North | YES | -0.13247 | 0 | 30 | 68 |  | 0.986 | #N/A | -1 | 0.28915 | 68 | 68 |  |  | -9.008 | 68 | -0.28915 | -19.662
1948 | HANDLEY_4G | 4 | North | YES | -0.13257 | 348 | 150 | 435 | 0 | 1.022 | GST | -1 | 0.28925 | 435 | 435 |  |  | -57.6697 | 435 | -0.28925 | -125.8241
1947 | HANDLEY_3G | 3 | North | YES | -0.13287 | 316 | 100 | 395 | 0 | 1.022 | GST | -1 | 0.28954 | 395 | 395 |  |  | -52.4829 | 395 | -0.28954 | -114.3702
1949 | HANDLEY_5G | 5 | North | YES | -0.13287 | 348 | 150 | 435 | 0 | 1.022 | GST | -1 | 0.28954 | 435 | 435 |  |  | -57.7976 | 435 | -0.28954 | -125.952
1898 | COMCHEPK_1G | 1 | North | YES | -0.13297 | 1159 | 1150 | 1159 | 0 | 1.032 | Nuc | -1 | 0.28965 | 0 | 0 |  |  | 0 | 0 | -0.28965 | 0
1899 | COMCHEPK_2G | 2 | North | YES | -0.13297 | 1159 | 1128 | 1159 | 0 | 1.032 | Nuc | -1 | 0.28965 | 0 | 0 |  |  | 0 | 0 | -0.28965 | 0
1877 | WLFHOLW_1G | 1 | North | YES | -0.13318 | 217.3 | 89.2 | 217.3 | 0 | 1.032 | CC | -1 | 0.28985 | 217.3 | 217.3 |  |  | -28.9394 | 217.3 | -0.28985 | -62.9853
1878 | WLFHOLW_2G | 2 | North | YES | -0.13318 | 215.7 | 105 | 215.7 | 0 | 1.032 | CC | -1 | 0.28985 | 215.7 | 215.7 |  |  | -28.7263 | 215.7 | -0.28985 | -62.5215
1879 | WLFHOLW_3G | 3 | North | YES | -0.13318 | 272.4 | 89.2 | 272.4 | 0 | 1.032 | CC | -1 | 0.28985 | 272.4 | 272.4 |  |  | -36.2774 | 272.4 | -0.28985 | -78.9562
1889 | DECRDOVA_1G | 1 | North | YES | -0.13353 | 779 | 255 | 779 | 0 | 1.02 | GSC | -1 | 0.2902 | 779 | 779 |  |  | -104.0175 | 779 | -0.2902 | -226.0688
1892 | DECRDOVA_2G | A | North | YES | -0.13642 | 65 | 65 | 70 | 0 | 1.025 | GGT | -1 | 0.29309 | 70 | 70 |  |  | -9.5493 | 70 | -0.29309 | -20.5166
1893 | DECRDOVA_3G | B | North | YES | -0.13642 | 65 | 65 | 69 | 0 | 1.025 | GGT | -1 | 0.29309 | 69 | 69 |  |  | -9.4128 | 69 | -0.29309 | -20.2235
1894 | DECRDOVA_4G | C | North | YES | -0.13642 | 65 | 65 | 69 | 0 | 1.025 | GGT | -1 | 0.29309 | 69 | 69 |  |  | -9.4128 | 69 | -0.29309 | -20.2235
1895 | DECRDOVA_5G | D | North | YES | -0.13642 | 65 | 65 | 68 | 0 | 1.025 | GGT | -1 | 0.29309 | 68 | 68 |  |  | -9.2764 | 68 | -0.29309 | -19.9305
1643 | SLSTR1PP_1G | 1 | North | YES | -0.13664 | 6 | 0 | 60 | 0 | 1.022 | Wind | -1 | 0.29331 | 0 | 60 |  |  | 0 | 0 | -0.29331 | 0
332 | RWMILLER01 | 1 | North | YES | -0.13709 | 58.4 | 18.5 | 73 | 0 | 1.04 | GST | -1 | 0.29376 | 73 | 73 |  |  | -10.0072 | 73 | -0.29376 | -21.4446
333 | RWMILLER02 | 2 | North | YES | -0.13709 | 95.2 | 37 | 119 | 0 | 1.04 | GST | -1 | 0.29376 | 119 | 119 |  |  | -16.3131 | 119 | -0.29376 | -34.9577
334 | RWMILLER03 | 3 | North | YES | -0.13709 | 166.4 | 65 | 208 | 0 | 1.04 | GST | -1 | 0.29376 | 208 | 208 |  |  | -28.5137 | 208 | -0.29376 | -61.1025
335 | RWMILLER04 | 4 | North | YES | -0.13709 | 81.6 | 0 | 102 | 0 | 1.04 | GST | -1 | 0.29376 | 102 | 102 |  |  | -13.9827 | 102 | -0.29376 | -29.9637
336 | RWMILLER05 | 5 | North | YES | -0.13709 | 80.8 | 0 | 101 | 0 | 1.04 | GST | -1 | 0.29376 | 101 | 101 |  |  | -13.8456 | 101 | -0.29376 | -29.67
1941 | MDLTHELP_1G | 1 | North | YES | -0.1383 | 216.4 | 74 | 216.4 | 0 | 1 | CC | -1 | 0.29498 | 216.4 | 216.4 |  |  | -29.9283 | 216.4 | -0.29498 | -63.8332
1942 | MDLTHELP_2G | 2 | North | YES | -0.1383 | 216.1 | 74 | 216.1 | 0 | 1 | CC | -1 | 0.29498 | 216.1 | 216.1 |  |  | -29.8868 | 216.1 | -0.29498 | -63.7447
1937 | MDLTHELP_5G | 5 | North | YES | -0.13959 | 224 | 74 | 224 | 0 | 1 | CC | -1 | 0.29627 | 224 | 224 |  |  | -31.2691 | 224 | -0.29627 | -66.3647
1938 | MDLTHELP_6G | 6 | North | YES | -0.13959 | 226 | 74 | 226 | 0 | 1 | CC | -1 | 0.29627 | 226 | 226 |  |  | -31.5482 | 226 | -0.29627 | -66.9572
1943 | MDLTHELP_3G | 3 | North | YES | -0.13959 | 212 | 74 | 212 | 0 | 1 | CC | -1 | 0.29627 | 212 | 212 |  |  | -29.5939 | 212 | -0.29627 | -62.8094
1944 | MDLTHELP_4G | 4 | North | YES | -0.13959 | 211 | 74 | 211 | 0 | 1 | CC | -1 | 0.29627 | 211 | 211 |  |  | -29.4543 | 211 | -0.29627 | -62.5132
366 | JNSNCNTY802 | 1 | North | YES | -0.14204 | 168 | 20 | 168 | 0 | 1.02 | Cogen | -1 | 0.29872 | 0 | 0 |  |  | 0 | 0 | -0.29872 | 0
367 | JNSNCNTY802 | 2 | North | YES | -0.14204 | 90 | 20 | 90 | 0 | 1.02 | Cogen | -1 | 0.29872 | 0 | 0 |  |  | 0 | 0 | -0.29872 | 0
244 | WHITNYDM01 | 1 | North | YES | -0.19029 | 15 | 0 | 15 | 0 | 1.035 | Hydro | -1 | 0.34697 | 0 | 0 |  |  | 0 | 0 | -0.34697 | 0
245 | WHITNYDM02 | 2 | North | YES | -0.19029 | 15 | 0 | 15 | 0 | 1.035 | Hydro | -1 | 0.34697 | 0 | 0 |  |  | 0 | 0 | -0.34697 | 0
251 | BOSQUESW803 | 2 | North | YES | -0.20238 | 150 | 0 | 150 |  | 1.032 | CC | -1 | 0.35905 | 150 | 150 |  |  | -30.3564 | 150 | -0.35905 | -53.8579
253 | BOSQUESW804 | 2 | North | YES | -0.20238 | 80 | 0 | 80 |  | 1.032 | CC | -1 | 0.35905 | 80 | 80 |  |  | -16.1901 | 80 | -0.35905 | -28.7242
238 | BOSQUESW505 | 1 | North | YES | -0.21284 | 255 | 0 | 255 | 0 | 1.02 | CC | -1 | 0.36951 | 255 | 255 |  |  | -54.2732 | 255 | -0.36951 | -94.2258
239 | BOSQUESW502 | 1 | North | YES | -0.21284 | 119.2 | 0 | 149 | 0 | 1.02 | GGT | -1 | 0.36951 | 149 | 149 |  |  | -31.7126 | 149 | -0.36951 | -55.0574
247 | BOSQUESW501 | 2 | North | YES | -0.21284 | 124.8 | 0 | 156 | 0 | 1.02 | GGT | -1 | 0.36951 | 156 | 156 |  |  | -33.2024 | 156 | -0.36951 | -57.644
3416 | LAKE_CRK1_G | 1 | North | YES | -0.22509 | 60 | 33 | 75 |  | 1.029 | GST | -1 | 0.38176 | 75 | 75 |  |  | -16.8816 | 75 | -0.38176 | -28.6324
3417 | LAKE_CRK2_G | 2 | North | YES | -0.22509 | 177.6 | 40 | 222 | 0 | 1.029 | GST | -1 | 0.38176 | 222 | 222 |  |  | -49.9695 | 222 | -0.38176 | -84.7518
3403 | THOUSE_1G | 1 | North | YES | -0.22606 | 563 | 200 | 563 | 0 | 1.012 | GSC | -1 | 0.38273 | 563 | 563 |  |  | -127.269 | 563 | -0.38273 | -215.4781
3404 | THOUSE_2G | 2 | North | YES | -0.22606 | 807 | 250 | 807 | 0 | 1.012 | GSC | -1 | 0.38273 | 807 | 807 |  |  | -182.4264 | 807 | -0.38273 | -308.8646
Note on AL4: Zonal Cap - Zonal Impact

## Distributed Slack - Inc
Number of Bus | Name of Bus | ID | Area Name of Gen | AGC | P Sensitivity of Bus | Gen MW | Min MW | Max MW | V Sensitivity of Bus | Set Volt | Tech Type | Zone Impact | Zone Correlation | Inc Max | Dec Max | Souce S.F. Weighting | Souce Capacity | Sink S.F. Weighting | Sink Capacity | PTDF Calc | PTDF Weighting | Cumulative Concentrated Capacity | Cumulative Concentrated Impact
3403 | THOUSE_1G | 1 | North | YES | -0.22606 | 563 | 200 | 563 | 0 | 1.012 | GSC | -1 | 0.38273 | 563 | 563 |  |  | -127.269 | 563 | -0.38273 | -215.4781 | 563 | 215.4781
3404 | THOUSE_2G | 2 | North | YES | -0.22606 | 807 | 250 | 807 | 0 | 1.012 | GSC | -1 | 0.38273 | 807 | 807 |  |  | -182.4264 | 807 | -0.38273 | -308.8646 | 1370 | 524.3427
3416 | LAKE_CRK1_G | 1 | North | YES | -0.22509 | 60 | 33 | 75 |  | 1.029 | GST | -1 | 0.38176 | 75 | 75 |  |  | -16.8816 | 75 | -0.38176 | -28.6324 | 1445 | 552.9751
3417 | LAKE_CRK2_G | 2 | North | YES | -0.22509 | 177.6 | 40 | 222 | 0 | 1.029 | GST | -1 | 0.38176 | 222 | 222 |  |  | -49.9695 | 222 | -0.38176 | -84.7518 | 1667 | 637.7269 | Weighted Shift Factors
238 | BOSQUESW505 | 1 | North | YES | -0.21284 | 255 | 0 | 255 | 0 | 1.02 | CC | -1 | 0.36951 | 255 | 255 |  |  | -54.2732 | 255 | -0.36951 | -94.2258 | 1922 | 731.9527 | South | 0.15668
239 | BOSQUESW502 | 1 | North | YES | -0.21284 | 119.2 | 0 | 149 | 0 | 1.02 | GGT | -1 | 0.36951 | 149 | 149 |  |  | -31.7126 | 149 | -0.36951 | -55.0574 |  |  | North | -0.13085
247 | BOSQUESW501 | 2 | North | YES | -0.21284 | 124.8 | 0 | 156 | 0 | 1.02 | GGT | -1 | 0.36951 | 156 | 156 |  |  | -33.2024 | 156 | -0.36951 | -57.644 |  |  |  | 0.28752
251 | BOSQUESW803 | 2 | North | YES | -0.20238 | 150 | 0 | 150 |  | 1.032 | CC | -1 | 0.35905 | 150 | 150 |  |  | -30.3564 | 150 | -0.35905 | -53.8579
253 | BOSQUESW804 | 2 | North | YES | -0.20238 | 80 | 0 | 80 |  | 1.032 | CC | -1 | 0.35905 | 80 | 80 |  |  | -16.1901 | 80 | -0.35905 | -28.7242 |  |  | Line Cap | 956
244 | WHITNYDM01 | 1 | North | YES | -0.19029 | 15 | 0 | 15 | 0 | 1.035 | Hydro | -1 | 0.34697 | 0 | 0 |  |  | 0 | 0 | -0.34697 | 0 |  |  | Conc Gen | 1922
245 | WHITNYDM02 | 2 | North | YES | -0.19029 | 15 | 0 | 15 | 0 | 1.035 | Hydro | -1 | 0.34697 | 0 | 0 |  |  | 0 | 0 | -0.34697 | 0 |  |  | Weighted Imp. | 731.9527
366 | JNSNCNTY802 | 1 | North | YES | -0.14204 | 168 | 20 | 168 | 0 | 1.02 | Cogen | -1 | 0.29872 | 0 | 0 |  |  | 0 | 0 | -0.29872 | 0 |  |  | PTDF | 0.38083
367 | JNSNCNTY802 | 2 | North | YES | -0.14204 | 90 | 20 | 90 | 0 | 1.02 | Cogen | -1 | 0.29872 | 0 | 0 |  |  | 0 | 0 | -0.29872 | 0
1937 | MDLTHELP_5G | 5 | North | YES | -0.13959 | 224 | 74 | 224 | 0 | 1 | CC | -1 | 0.29627 | 224 | 224 |  |  | -31.2691 | 224 | -0.29627 | -66.3647 |  |  | Concentration | 1.3245
1938 | MDLTHELP_6G | 6 | North | YES | -0.13959 | 226 | 74 | 226 | 0 | 1 | CC | -1 | 0.29627 | 226 | 226 |  |  | -31.5482 | 226 | -0.29627 | -66.9572
1943 | MDLTHELP_3G | 3 | North | YES | -0.13959 | 212 | 74 | 212 | 0 | 1 | CC | -1 | 0.29627 | 212 | 212 |  |  | -29.5939 | 212 | -0.29627 | -62.8094 |  |  |  | Pass
1944 | MDLTHELP_4G | 4 | North | YES | -0.13959 | 211 | 74 | 211 | 0 | 1 | CC | -1 | 0.29627 | 211 | 211 |  |  | -29.4543 | 211 | -0.29627 | -62.5132
1941 | MDLTHELP_1G | 1 | North | YES | -0.1383 | 216.4 | 74 | 216.4 | 0 | 1 | CC | -1 | 0.29498 | 216.4 | 216.4 |  |  | -29.9283 | 216.4 | -0.29498 | -63.8332
1942 | MDLTHELP_2G | 2 | North | YES | -0.1383 | 216.1 | 74 | 216.1 | 0 | 1 | CC | -1 | 0.29498 | 216.1 | 216.1 |  |  | -29.8868 | 216.1 | -0.29498 | -63.7447
332 | RWMILLER01 | 1 | North | YES | -0.13709 | 58.4 | 18.5 | 73 | 0 | 1.04 | GST | -1 | 0.29376 | 73 | 73 |  |  | -10.0072 | 73 | -0.29376 | -21.4446
333 | RWMILLER02 | 2 | North | YES | -0.13709 | 95.2 | 37 | 119 | 0 | 1.04 | GST | -1 | 0.29376 | 119 | 119 |  |  | -16.3131 | 119 | -0.29376 | -34.9577
334 | RWMILLER03 | 3 | North | YES | -0.13709 | 166.4 | 65 | 208 | 0 | 1.04 | GST | -1 | 0.29376 | 208 | 208 |  |  | -28.5137 | 208 | -0.29376 | -61.1025
335 | RWMILLER04 | 4 | North | YES | -0.13709 | 81.6 | 0 | 102 | 0 | 1.04 | GST | -1 | 0.29376 | 102 | 102 |  |  | -13.9827 | 102 | -0.29376 | -29.9637
336 | RWMILLER05 | 5 | North | YES | -0.13709 | 80.8 | 0 | 101 | 0 | 1.04 | GST | -1 | 0.29376 | 101 | 101 |  |  | -13.8456 | 101 | -0.29376 | -29.67
1643 | SLSTR1PP_1G | 1 | North | YES | -0.13664 | 6 | 0 | 60 | 0 | 1.022 | Wind | -1 | 0.29331 | 0 | 60 |  |  | 0 | 0 | -0.29331 | 0
1892 | DECRDOVA_2G | A | North | YES | -0.13642 | 65 | 65 | 70 | 0 | 1.025 | GGT | -1 | 0.29309 | 70 | 70 |  |  | -9.5493 | 70 | -0.29309 | -20.5166
1893 | DECRDOVA_3G | B | North | YES | -0.13642 | 65 | 65 | 69 | 0 | 1.025 | GGT | -1 | 0.29309 | 69 | 69 |  |  | -9.4128 | 69 | -0.29309 | -20.2235
1894 | DECRDOVA_4G | C | North | YES | -0.13642 | 65 | 65 | 69 | 0 | 1.025 | GGT | -1 | 0.29309 | 69 | 69 |  |  | -9.4128 | 69 | -0.29309 | -20.2235
1895 | DECRDOVA_5G | D | North | YES | -0.13642 | 65 | 65 | 68 | 0 | 1.025 | GGT | -1 | 0.29309 | 68 | 68 |  |  | -9.2764 | 68 | -0.29309 | -19.9305
1889 | DECRDOVA_1G | 1 | North | YES | -0.13353 | 779 | 255 | 779 | 0 | 1.02 | GSC | -1 | 0.2902 | 779 | 779 |  |  | -104.0175 | 779 | -0.2902 | -226.0688
1877 | WLFHOLW_1G | 1 | North | YES | -0.13318 | 217.3 | 89.2 | 217.3 | 0 | 1.032 | CC | -1 | 0.28985 | 217.3 | 217.3 |  |  | -28.9394 | 217.3 | -0.28985 | -62.9853
1878 | WLFHOLW_2G | 2 | North | YES | -0.13318 | 215.7 | 105 | 215.7 | 0 | 1.032 | CC | -1 | 0.28985 | 215.7 | 215.7 |  |  | -28.7263 | 215.7 | -0.28985 | -62.5215
1879 | WLFHOLW_3G | 3 | North | YES | -0.13318 | 272.4 | 89.2 | 272.4 | 0 | 1.032 | CC | -1 | 0.28985 | 272.4 | 272.4 |  |  | -36.2774 | 272.4 | -0.28985 | -78.9562
1898 | COMCHEPK_1G | 1 | North | YES | -0.13297 | 1159 | 1150 | 1159 | 0 | 1.032 | Nuc | -1 | 0.28965 | 0 | 0 |  |  | 0 | 0 | -0.28965 | 0
1899 | COMCHEPK_2G | 2 | North | YES | -0.13297 | 1159 | 1128 | 1159 | 0 | 1.032 | Nuc | -1 | 0.28965 | 0 | 0 |  |  | 0 | 0 | -0.28965 | 0
1947 | HANDLEY_3G | 3 | North | YES | -0.13287 | 316 | 100 | 395 | 0 | 1.022 | GST | -1 | 0.28954 | 395 | 395 |  |  | -52.4829 | 395 | -0.28954 | -114.3702
1949 | HANDLEY_5G | 5 | North | YES | -0.13287 | 348 | 150 | 435 | 0 | 1.022 | GST | -1 | 0.28954 | 435 | 435 |  |  | -57.7976 | 435 | -0.28954 | -125.952
1948 | HANDLEY_4G | 4 | North | YES | -0.13257 | 348 | 150 | 435 | 0 | 1.022 | GST | -1 | 0.28925 | 435 | 435 |  |  | -57.6697 | 435 | -0.28925 | -125.8241
1945 | HANDLEY_1G | MB | North | YES | -0.13247 | 0 | 25 | 36 |  | 0.986 | #N/A | -1 | 0.28915 | 36 | 36 |  |  | -4.7689 | 36 | -0.28915 | -10.4093
1946 | HANDLEY_2G | MB | North | YES | -0.13247 | 0 | 30 | 68 |  | 0.986 | #N/A | -1 | 0.28915 | 68 | 68 |  |  | -9.008 | 68 | -0.28915 | -19.662
503 | NTHTEXAS01 | 1 | North | YES | -0.13164 | 0 | 5 | 18 |  | 1.015 | GST | -1 | 0.28831 | 18 | 18 |  |  | -2.3695 | 18 | -0.28831 | -5.1897
504 | NTHTEXAS02 | 2 | North | YES | -0.13164 | 14.4 | 5 | 18 |  | 1.015 | GST | -1 | 0.28831 | 18 | 18 |  |  | -2.3695 | 18 | -0.28831 | -5.1897
505 | NTHTEXAS03 | 3 | North | YES | -0.13164 | 30.4 | 15 | 38 |  | 1.015 | GST | -1 | 0.28831 | 38 | 38 |  |  | -5.0022 | 38 | -0.28831 | -10.956
1861 | EAGLEMNT_1G | MB | North | YES | -0.13063 | 0 | 30 | 112 |  | 1.022 | GST | -1 | 0.2873 | 0 | 0 |  |  | 0 | 0 | -0.2873 | 0
1862 | EAGLEMNT_2G | MB | North | YES | -0.13063 | 0 | 40 | 100 |  | 1.022 | GST | -1 | 0.2873 | 0 | 0 |  |  | 0 | 0 | -0.2873 | 0
1863 | EAGLEMNT_3G | MB | North | YES | -0.13063 | 0 | 50 | 378 |  | 1.022 | GST | -1 | 0.2873 | 0 | 0 |  |  | 0 | 0 | -0.2873 | 0
580 | JCKCNTY801 | 1 | North | YES | -0.13002 | 288 | 0 | 288 | 0 | 1.022 | CC | -1 | 0.2867 | 288 | 288 |  |  | -37.4469 | 288 | -0.2867 | -82.5699
581 | JCKCNTY802 | 2 | North | YES | -0.13002 | 147 | 0 | 147 | 0 | 1.022 | CC | -1 | 0.2867 | 147 | 147 |  |  | -19.1135 | 147 | -0.2867 | -42.145
582 | JCKCNTY803 | 3 | North | YES | -0.13002 | 147 | 0 | 147 | 0 | 1.022 | CC | -1 | 0.2867 | 147 | 147 |  |  | -19.1135 | 147 | -0.2867 | -42.145
12322 | ENNSTRAC_1G | 1 | North | YES | -0.12976 | 196 | 130 | 196 | 0 | 1.036 | CC | -1 | 0.28643 | 196 | 196 |  |  | -25.4326 | 196 | -0.28643 | -56.1412
12323 | ENNSTRAC_2G | 2 | North | YES | -0.12976 | 116 | 100 | 116 | 0 | 1.036 | CC | -1 | 0.28643 | 116 | 116 |  |  | -15.0519 | 116 | -0.28643 | -33.2264
344 | MRSSHPRD | 1 | North | YES | -0.12887 | 12 | 0 | 12 |  | 1.03 | Hydro | -1 | 0.28555 | 0 | 0 |  |  | 0 | 0 | -0.28555 | 0
345 | MRSSHPRD01 | 2 | North | YES | -0.12887 | 12 | 0 | 12 |  | 1.03 | Hydro | -1 | 0.28555 | 0 | 0 |  |  | 0 | 0 | -0.28555 | 0
1600 | BARTNWND_1G | 1 | North | YES | -0.12858 | 12 | 0 | 120 | 0 | 1.022 | Wind | -1 | 0.28526 | 0 | 120 |  |  | 0 | 0 | -0.28526 | 0
1453 | WCPWRCO_1G | 1 | North | YES | -0.12806 | 204 | 50 | 204 |  | 1.02 | CC | -1 | 0.28473 | 204 | 204 |  |  | -26.1236 | 204 | -0.28473 | -58.0857
1454 | WCPWRCO_2G | 2 | North | YES | -0.12806 | 204 | 50 | 204 |  | 1.02 | CC | -1 | 0.28473 | 204 | 204 |  |  | -26.1236 | 204 | -0.28473 | -58.0857
1455 | WCPWRCO_3G | 3 | North | YES | -0.12806 | 242 | 50 | 242 |  | 1.02 | CC | -1 | 0.28473 | 242 | 242 |  |  | -30.9898 | 242 | -0.28473 | -68.9056
728 | WOLFRIDGE801 | 1 | North | YES | -0.12777 | 11.2 | 0 | 112.5 | 0 | 0.99 | Wind | -1 | 0.28445 | 0 | 112.5 |  |  | 0 | 0 | -0.28445 | 0
923 | SPENCER_G4 | 1 | North | YES | -0.12736 | 48 | 20 | 61 | 0 | 1.03 | GST | -1 | 0.28403 | 61 | 61 |  |  | -7.7688 | 61 | -0.28403 | -17.3261
924 | SPENCER_G5 | 1 | North | YES | -0.12736 | 52 | 20 | 66 | 0 | 1.03 | GST | -1 | 0.28403 | 66 | 66 |  |  | -8.4056 | 66 | -0.28403 | -18.7462
2418 | MTCK2_G | 2 | North | YES | -0.12693 | 0 | 10 | 23 |  | 0.971 | #N/A | -1 | 0.28361 | 23 | 23 |  |  | -2.9195 | 23 | -0.28361 | -6.523
2419 | MTCK3_G | MB | North | YES | -0.12693 | 0 | 10 | 63 |  | 0.971 | #N/A | -1 | 0.28361 | 63 | 63 |  |  | -7.9968 | 63 | -0.28361 | -17.8674
2381 | NTHLK1_G | 1 | North | YES | -0.12658 | 0 | 35 | 156 |  | 1.022 | GST | -1 | 0.28326 | 156 | 156 |  |  | -19.7463 | 156 | -0.28326 | -44.1879
2382 | NTHLK2_G | 2 | North | YES | -0.12658 | 0 | 35 | 181 |  | 1.022 | GST | -1 | 0.28326 | 181 | 181 |  |  | -22.9108 | 181 | -0.28326 | -51.2693
2383 | NTHLK3_G | 3 | North | YES | -0.12658 | 0 | 50 | 329 |  | 1.022 | GST | -1 | 0.28326 | 329 | 329 |  |  | -41.6445 | 329 | -0.28326 | -93.1912
1433 | GRHAMSES_1G | 1 | North | YES | -0.12579 | 242 | 60 | 242 | 0 | 1.038 | GST | -1 | 0.28246 | 242 | 242 |  |  | -30.4402 | 242 | -0.28246 | -68.356
2413 | MTCK6_G | 6 | North | YES | -0.12556 | 0 | 30 | 118 |  | 1.022 | GST | -1 | 0.28224 | 118 | 118 |  |  | -14.816 | 118 | -0.28224 | -33.3038
2414 | MTCK7_G | 7 | North | YES | -0.12556 | 0 | 30 | 115 |  | 1.022 | GST | -1 | 0.28224 | 115 | 115 |  |  | -14.4393 | 115 | -0.28224 | -32.4571
2417 | MTCK8_G | 8 | North | YES | -0.12556 | 444.8 | 60 | 556 | 0 | 1.022 | GSC | -1 | 0.28224 | 556 | 556 |  |  | -69.8108 | 556 | -0.28224 | -156.9232
2371 | COLLIN_1G | MB | North | YES | -0.12543 | 0 | 40 | 138 |  | 1.022 | GST | -1 | 0.28211 | 0 | 0 |  |  | 0 | 0 | -0.28211 | 0
1479 | WFCOGEN_1G | 1 | North | YES | -0.12526 | 16 | 12 | 20 | 0 | 1 | Cogen | -1 | 0.28194 | 0 | 0 |  |  | 0 | 0 | -0.28194 | 0
1479 | WFCOGEN_1G | 2 | North | YES | -0.12526 | 16 | 12 | 20 | 0 | 1 | Cogen | -1 | 0.28194 | 0 | 0 |  |  | 0 | 0 | -0.28194 | 0
1482 | WFCOGEN_2G | 1 | North | YES | -0.12526 | 16 | 12 | 20 | 0 | 1 | Cogen | -1 | 0.28194 | 0 | 0 |  |  | 0 | 0 | -0.28194 | 0
1482 | WFCOGEN_2G | 2 | North | YES | -0.12526 | 13.6 | 12 | 17 | 0 | 1 | Cogen | -1 | 0.28194 | 0 | 0 |  |  | 0 | 0 | -0.28194 | 0
1432 | GRHAMSES_2G | 2 | North | YES | -0.12507 | 294.9 | 90 | 366 | 0 | 1.014 | GST | -1 | 0.28175 | 366 | 366 |  |  | -45.7775 | 366 | -0.28175 | -103.1212
6948 | DENISNDM | 1 | North | YES | -0.1243 | 40 | 5 | 40 | 0 | 1.015 | Hydro | -1 | 0.28098 | 0 | 0 |  |  | 0 | 0 | -0.28098 | 0
6948 | DENISNDM | 2 | North | YES | -0.1243 | 31 | 5 | 40 | 0 | 1.015 | Hydro | -1 | 0.28098 | 0 | 0 |  |  | 0 | 0 | -0.28098 | 0
1687 | VALLEY_1G | 1 | North | YES | -0.12403 | 136 | 15 | 170 | 0 | 1.029 | GST | -1 | 0.28071 | 170 | 170 |  |  | -21.0854 | 170 | -0.28071 | -47.7205
1688 | VALLEY_2G | 2 | North | YES | -0.12403 | 527 | 90 | 527 | 0 | 1.029 | GSC | -1 | 0.28071 | 527 | 527 |  |  | -65.3649 | 527 | -0.28071 | -147.9336
1689 | VALLEY_3G | 3 | North | YES | -0.12371 | 0 | 25 | 375 |  | 1.003 | GST | -1 | 0.28039 | 375 | 375 |  |  | -46.3924 | 375 | -0.28039 | -105.1462
11691 | KMICHICT1_G | 1 | North | YES | -0.12371 | 144 | 80 | 144 | 0 | 1.026 | CC | -1 | 0.28039 | 144 | 144 |  |  | -17.8147 | 144 | -0.28039 | -40.3761
11692 | KMICHICT2_G | 2 | North | YES | -0.12371 | 146 | 80 | 146 | 0 | 1.026 | CC | -1 | 0.28039 | 146 | 146 |  |  | -18.0621 | 146 | -0.28039 | -40.9369
11693 | KMICHIST3_G | 3 | North | YES | -0.12371 | 312 | 60 | 312 | 0 | 1.026 | CC | -1 | 0.28039 | 312 | 312 |  |  | -38.5985 | 312 | -0.28039 | -87.4816
11694 | KMICHICT4_G | 4 | North | YES | -0.12371 | 144 | 80 | 144 | 0 | 1.026 | CC | -1 | 0.28039 | 144 | 144 |  |  | -17.8147 | 144 | -0.28039 | -40.3761
11695 | KMICHICT5_G | 5 | North | YES | -0.12371 | 148 | 80 | 148 | 0 | 1.026 | CC | -1 | 0.28039 | 148 | 148 |  |  | -18.3095 | 148 | -0.28039 | -41.4977
11696 | KMICHIST6_G | 6 | North | YES | -0.12371 | 310 | 60 | 310 | 0 | 1.026 | CC | -1 | 0.28039 | 310 | 310 |  |  | -38.351 | 310 | -0.28039 | -86.9209
1678 | LAMARPWR_1G | 1 | North | YES | -0.12353 | 160 | 67.7 | 160 | 0 | 1.038 | CC | -1 | 0.2802 | 160 | 160 |  |  | -19.7643 | 160 | -0.2802 | -44.8326
1679 | LAMARPWR_2G | 2 | North | YES | -0.12353 | 156 | 67.7 | 156 | 0 | 1.038 | CC | -1 | 0.2802 | 156 | 156 |  |  | -19.2702 | 156 | -0.2802 | -43.7118
1680 | LAMARPWR_3G | 3 | North | YES | -0.12353 | 196 | 129.1 | 196 | 0 | 1.038 | CC | -1 | 0.2802 | 196 | 196 |  |  | -24.2113 | 196 | -0.2802 | -54.92
1681 | LAMARPWR_4G | 4 | North | YES | -0.12353 | 156 | 67.7 | 156 | 0 | 1.038 | CC | -1 | 0.2802 | 156 | 156 |  |  | -19.2702 | 156 | -0.2802 | -43.7118
1682 | LAMARPWR_5G | 5 | North | YES | -0.12353 | 157 | 67.7 | 157 | 0 | 1.038 | CC | -1 | 0.2802 | 157 | 157 |  |  | -19.3937 | 157 | -0.2802 | -43.992
1683 | LAMARPWR_6G | 6 | North | YES | -0.12353 | 198 | 129.1 | 198 | 0 | 1.038 | CC | -1 | 0.2802 | 198 | 198 |  |  | -24.4583 | 198 | -0.2802 | -55.4804
3126 | TRINIDAD_6G | 1 | North | YES | -0.12338 | 179.2 | 46 | 224 | 0 | 1 | GST | -1 | 0.28006 | 224 | 224 |  |  | -27.6373 | 224 | -0.28006 | -62.733
1675 | PEC_1G | 1 | North | YES | -0.12338 | 76.7 | 35 | 76.7 | 0 | 1.022 | Cogen | -1 | 0.28005 | 0 | 0 |  |  | 0 | 0 | -0.28005 | 0
1676 | PEC_2G | 2 | North | YES | -0.12338 | 79.6 | 35 | 79.6 | 0 | 1.022 | Cogen | -1 | 0.28005 | 0 | 0 |  |  | 0 | 0 | -0.28005 | 0
1677 | PEC_3G | 3 | North | YES | -0.12338 | 88.4 | 35 | 88.4 | 0 | 1.022 | Cogen | -1 | 0.28005 | 0 | 0 |  |  | 0 | 0 | -0.28005 | 0
1701 | MOSES_1G | 1 | North | YES | -0.12321 | 558 | 175 | 558 | 0 | 1.023 | LIGCO | -1 | 0.27989 | 0 | 558 |  |  | 0 | 0 | -0.27989 | 0
1702 | MOSES_2G | 2 | North | YES | -0.12321 | 579 | 175 | 579 | 0 | 1.023 | LIGCO | -1 | 0.27989 | 0 | 579 |  |  | 0 | 0 | -0.27989 | 0
1703 | MOSES_3G | 3 | North | YES | -0.12321 | 808 | 463 | 808 | 0 | 1.023 | LIGCO | -1 | 0.27989 | 0 | 808 |  |  | 0 | 0 | -0.27989 | 0
5925 | DCEAST | EQ | North | YES | -0.12321 | 400.3 | -600 | 600 | 0 | 1.025 | DCTie | -1 | 0.27989 | 0 | 0 |  |  | 0 | 0 | -0.27989 | 0
837 | NEWMAN_G5 | 1 | North | YES | -0.12297 | 0 | 15 | 40 |  | 1.01 | GST | -1 | 0.27964 | 40 | 40 |  |  | -4.9186 | 40 | -0.27964 | -11.1857
842 | OLINGER_G1 | 1 | North | YES | -0.12296 | 55.4 | 20 | 79 | 0 | 1.03 | GST | -1 | 0.27964 | 79 | 79 |  |  | -9.7138 | 79 | -0.27964 | -22.0913
843 | OLINGER_G2 | 1 | North | YES | -0.12296 | 76.2 | 25 | 110 | 0 | 1.03 | GST | -1 | 0.27964 | 110 | 110 |  |  | -13.5256 | 110 | -0.27964 | -30.7601
844 | OLINGER_G3 | 1 | North | YES | -0.12296 | 103.9 | 45 | 150 | 0 | 1.03 | GST | -1 | 0.27964 | 150 | 150 |  |  | -18.444 | 150 | -0.27964 | -41.9455
845 | OLINGER_G4 | 1 | North | YES | -0.12296 | 51.9 | 0 | 76 | 0 | 1.03 | GGT | -1 | 0.27964 | 76 | 76 |  |  | -9.345 | 76 | -0.27964 | -21.2524
948 | STEAM1 | 1 | North | YES | -0.12267 | 0 | 12 | 20 |  | 1.02 | GST | -1 | 0.27935 | 20 | 20 |  |  | -2.4534 | 20 | -0.27935 | -5.587
949 | STEAM2 | 1 | North | YES | -0.12267 | 26 | 8 | 26 | 0 | 0.99 | GST | -1 | 0.27935 | 26 | 26 |  |  | -3.1894 | 26 | -0.27935 | -7.263
950 | STEAM3 | 1 | North | YES | -0.12267 | 41 | 13 | 42 | 0 | 1.02 | GST | -1 | 0.27935 | 42 | 42 |  |  | -5.1522 | 42 | -0.27935 | -11.7326
12440 | PARKD_1SVC8 | 1 | North | YES | -0.1225 | 0 | 0 | 0 | 0 | 1.007 | GST | -1 | 0.27917 | 0 | 0 |  |  | 0 | 0 | -0.27917 | 0
12449 | PARKD_2SVC8 | 1 | North | YES | -0.1225 | 0 | 0 | 0 | 0 | 1.007 | GST | -1 | 0.27917 | 0 | 0 |  |  | 0 | 0 | -0.27917 | 0
6100 | OKLA7A | EQ | West | YES | -0.12228 | 50 | -220 | 220 | 0 | 1.035 | DCTie | -1 | 0.27896 | 0 | 0 |  |  |  |  | -0.27896 | 0
6752 | OKLA0A | 1 | West | YES | -0.12228 | 649.7 | 175 | 649.7 | 0 | 1.035 | LIGCO | -1 | 0.27896 | 0 | 649.7 |  |  |  |  | -0.27896 | 0
2451 | LKHB1_G | 1 | North | YES | -0.12222 | 0 | 80 | 391 |  | 1.022 | GST | -1 | 0.2789 | 391 | 391 |  |  | -47.7888 | 391 | -0.2789 | -109.0495
2452 | LKHB2_G | 2 | North | YES | -0.12222 | 516 | 80 | 516 | 0 | 1.022 | GST | -1 | 0.2789 | 516 | 516 |  |  | -63.0666 | 516 | -0.2789 | -143.9118
1442 | COKFIELD_5 | 1 | North | YES | -0.12137 | 16.5 | 0 | 165 |  | 1.029 | Wind | -1 | 0.27805 | 0 | 165 |  |  | 0 | 0 | -0.27805 | 0
12411 | FPLEFR1A_G | 1 | North | YES | -0.12081 | 161 | 72 | 161 | 0 | 1 | CC | -1 | 0.27748 | 161 | 161 |  |  | -19.4501 | 161 | -0.27748 | -44.6751
12412 | FPLEFR1B_G | 2 | North | YES | -0.12081 | 164 | 72 | 164 | 0 | 1 | CC | -1 | 0.27748 | 164 | 164 |  |  | -19.8125 | 164 | -0.27748 | -45.5075
12413 | FPLEFR1C_G | 3 | North | YES | -0.12081 | 164 | 72 | 164 | 0 | 1 | CC | -1 | 0.27748 | 164 | 164 |  |  | -19.8125 | 164 | -0.27748 | -45.5075
12414 | FPLEFR1S_G | 4 | North | YES | -0.12081 | 414 | 191 | 414 | 0 | 1 | CC | -1 | 0.27748 | 414 | 414 |  |  | -50.0145 | 414 | -0.27748 | -114.8787
12421 | FPLEFR2A_G | 1 | North | YES | -0.12081 | 162 | 72 | 162 | 0 | 1 | CC | -1 | 0.27748 | 162 | 162 |  |  | -19.5709 | 162 | -0.27748 | -44.9526
12422 | FPLEFR2B_G | 2 | North | YES | -0.12081 | 161 | 72 | 161 | 0 | 1 | CC | -1 | 0.27748 | 161 | 161 |  |  | -19.4501 | 161 | -0.27748 | -44.6751
12423 | FPLEFR2C_G | 3 | North | YES | -0.12081 | 163 | 72 | 163 | 0 | 1 | CC | -1 | 0.27748 | 163 | 163 |  |  | -19.6917 | 163 | -0.27748 | -45.23
12424 | FPLEFR2S_G | 4 | North | YES | -0.12081 | 415 | 191 | 415 | 0 | 1 | CC | -1 | 0.27748 | 415 | 415 |  |  | -50.1353 | 415 | -0.27748 | -115.1562
1438 | MESQUITW_2G | 1 | North | YES | -0.1202 | 23.6 | 0 | 236 |  | 1.017 | Wind | -1 | 0.27688 | 0 | 236 |  |  | 0 | 0 | -0.27688 | 0
1437 | MESQUITW_1G | 1 | North | YES | -0.1202 | 40 | 0 | 400 | 0 | 1.023 | Wind | -1 | 0.27688 | 0 | 400 |  |  | 0 | 0 | -0.27688 | 0
60052 | WILDHRS11A | 1 | West | YES | -0.11965 | 25.3 | 0 | 126.5 | 0 | 1.005 | #N/A | -1 | 0.27633 | 126.5 | 126.5 |  |  |  |  | -0.27633 | -34.9557
60053 | WILDHRS21A | 1 | West | YES | -0.11965 | 7.8 | 0 | 39 | 0 | 1.025 | #N/A | -1 | 0.27633 | 39 | 39 |  |  |  |  | -0.27633 | -10.7769
60081 | WHRLWIND1A | 1 | West | YES | -0.11862 | 12 | 0 | 60 | 0 | 1.03 | Wind | -1 | 0.2753 | 0 | 60 |  |  |  |  | -0.2753 | 0
1416 | SWETWATR_1G | 1 | West | YES | -0.1171 | 30 | 18 | 30 | 0 | 1.026 | CC | -1 | 0.27378 | 30 | 30 |  |  |  |  | -0.27378 | -8.2134
1417 | SWETWATR_2G | 2 | West | YES | -0.1171 | 72 | 36 | 72 | 0 | 1.026 | CC | -1 | 0.27378 | 72 | 72 |  |  |  |  | -0.27378 | -19.7122
1418 | SWETWATR_3G | 3 | West | YES | -0.1171 | 68 | 36 | 68 | 0 | 1.026 | CC | -1 | 0.27378 | 68 | 68 |  |  |  |  | -0.27378 | -18.6171
1419 | SWETWATR_4G | 4 | West | YES | -0.1171 | 61 | 36 | 61 | 0 | 1.026 | CC | -1 | 0.27378 | 61 | 61 |  |  |  |  | -0.27378 | -16.7006
6144 | MCADOO1A | 1 | West | YES | -0.11704 | 15 | 0 | 150 | 0 | 1.025 | Wind | -1 | 0.27372 | 0 | 150 |  |  |  |  | -0.27372 | 0
71051 | L_BITTCR1_1N | W1 | West | YES | -0.11645 | 7.5 | 0 | 37.5 |  | 1.02 | Wind | -1 | 0.27312 | 0 | 37.5 |  |  |  |  | -0.27312 | 0
71054 | L_SWEETW1_1N | W1 | West | YES | -0.11645 | 21.5 | 0 | 107.5 |  | 1.02 | Wind | -1 | 0.27312 | 0 | 107.5 |  |  |  |  | -0.27312 | 0
71057 | L_SWEETW1_2N | W1 | West | YES | -0.11645 | 27 | 0 | 135 |  | 1.02 | Wind | -1 | 0.27312 | 0 | 135 |  |  |  |  | -0.27312 | 0
71059 | L_SWEETW1_3N | W1 | West | YES | -0.11645 | 23.8 | 0 | 119 | 0 | 1.02 | Wind | -1 | 0.27312 | 0 | 119 |  |  |  |  | -0.27312 | 0
71060 | L_SWEETW1_4N | W1 | West | YES | -0.11645 | 21 | 0 | 105 | 0 | 1.02 | Wind | -1 | 0.27312 | 0 | 105 |  |  |  |  | -0.27312 | 0
1049 | ROSCOEWI_5 | 1 | West | YES | -0.11641 | 41.8 | 0 | 209 |  | 1.01 | #N/A | -1 | 0.27309 | 209 | 209 |  |  |  |  | -0.27309 | -57.075
1057 | ROSCOEWI_5 | 2 | West | YES | -0.11641 | 25.3 | 0 | 126.5 |  | 1.01 | #N/A | -1 | 0.27309 | 126.5 | 126.5 |  |  |  |  | -0.27309 | -34.5454
1060 | ROSCOEWI_5 | 3 | West | YES | -0.11641 | 39.4 | 0 | 197 | 0 | 1.01 | #N/A | -1 | 0.27309 | 197 | 197 |  |  |  |  | -0.27309 | -53.7979
1072 | ROSCOEWI_5 | 4 | West | YES | -0.11641 | 63.6 | 0 | 318 | 0 | 1.01 | #N/A | -1 | 0.27309 | 318 | 318 |  |  |  |  | -0.27309 | -86.8413
1343 | TRENTIPP_8 | 1 | West | YES | -0.11629 | 30 | 0 | 150 |  | 1.014 | Wind | -1 | 0.27297 | 0 | 150 |  |  |  |  | -0.27297 | 0
1354 | AEPWIND_8 | 1 | West | YES | -0.11629 | 20.2 | 0 | 101 |  | 1 | Wind | -1 | 0.27297 | 0 | 101 |  |  |  |  | -0.27297 | 0
36998 | RDCNYNG1 | 1 | West | YES | -0.11563 | 16.8 | 0 | 84 |  | 1.01 | Wind | -1 | 0.2723 | 0 | 84 |  |  |  |  | -0.2723 | 0
1061 | CIELOGEN_1G | 1 | West | YES | -0.1153 | 19.8 | 0 | 99 |  | 1 | Wind | -1 | 0.27198 | 0 | 99 |  |  |  |  | -0.27198 | 0
1062 | CIELOGEN_2G | 1 | West | YES | -0.1153 | 12.2 | 0 | 61 |  | 1 | Wind | -1 | 0.27198 | 0 | 61 |  |  |  |  | -0.27198 | 0
1069 | KINDERMG_1G | 1 | West | YES | -0.1153 | 25 | 5 | 25 | 0 | 1.017 | Cogen | -1 | 0.27198 | 0 | 0 |  |  |  |  | -0.27198 | 0
1070 | KINDERMG_2G | 1 | West | YES | -0.1153 | 45.7 | 12 | 45.7 | 0 | 1.017 | Cogen | -1 | 0.27198 | 0 | 0 |  |  |  |  | -0.27198 | 0
1071 | KINDERMG_3G | 1 | West | YES | -0.1153 | 45.7 | 12 | 45.7 | 0 | 1.017 | Cogen | -1 | 0.27198 | 0 | 0 |  |  |  |  | -0.27198 | 0
1068 | SCURRYCW_1G | 1 | West | YES | -0.11528 | 28.2 | 1.3 | 141 |  | 1.01 | Wind | -1 | 0.27196 | 0 | 141 |  |  |  |  | -0.27196 | 0
1073 | SCURRYCW_2G | 2 | West | YES | -0.11528 | 24 | 0 | 120 | 0 | 1.017 | Wind | -1 | 0.27196 | 0 | 120 |  |  |  |  | -0.27196 | 0
60057 | CALLAHAN1A | 1 | West | YES | -0.11522 | 22.8 | 0 | 114 | 0 | 1.04 | Wind | -1 | 0.2719 | 0 | 114 |  |  |  |  | -0.2719 | 0
6637 | SNYDERW1A | 1 | West | YES | -0.11518 | 12.6 | 0 | 63 | 0 | 1.025 | Wind | -1 | 0.27186 | 0 | 63 |  |  |  |  | -0.27186 | 0
60058 | BUFF_GAP1A | 1 | West | YES | -0.11501 | 24 | 0 | 120 |  | 1 | Wind | -1 | 0.27169 | 0 | 120 |  |  |  |  | -0.27169 | 0
60060 | CIRELLO | 1 | West | YES | -0.11501 | 46.6 | 0 | 233 | 0 | 1 | Wind | -1 | 0.27169 | 0 | 233 |  |  |  |  | -0.27169 | 0
60063 | BUFF_GAP1B | 1 | West | YES | -0.11501 | 34 | 0 | 170.2 | 0 | 1.02 | Wind | -1 | 0.27169 | 0 | 170.2 |  |  |  |  | -0.27169 | 0
60066 | H_HOLLOW1A | 1 | West | YES | -0.11501 | 44.4 | 0 | 222 | 0 | 1.005 | Wind | -1 | 0.27169 | 0 | 222 |  |  |  |  | -0.27169 | 0
60068 | HHOLLOW21A | 1 | West | YES | -0.11501 | 36.8 | 0 | 184 | 0 | 1.025 | Wind | -1 | 0.27169 | 0 | 184 |  |  |  |  | -0.27169 | 0
60070 | HHOLLOW31A | 1 | West | YES | -0.11501 | 44.8 | 0 | 224 | 0 | 1.025 | Wind | -1 | 0.27169 | 0 | 224 |  |  |  |  | -0.27169 | 0
60072 | HHOLLOW41A | 1 | West | YES | -0.11501 | 23 | 0 | 115 | 0 | 1.025 | Wind | -1 | 0.27169 | 0 | 115 |  |  |  |  | -0.27169 | 0
1037 | MORGAN5G_5G | 5 | West | YES | -0.115 | 109.6 | 40 | 137 | 0 | 1.029 | GST | -1 | 0.27168 | 137 | 137 |  |  |  |  | -0.27168 | -37.2197
1039 | MRGNAG_1G | A | West | YES | -0.115 | 69 | 69 | 69 | 0 | 1.029 | GGT | -1 | 0.27168 | 69 | 69 |  |  |  |  | -0.27168 | -18.7457
1040 | MRGNBG_2G | B | West | YES | -0.115 | 70 | 70 | 71 | 0 | 1.029 | GGT | -1 | 0.27168 | 71 | 71 |  |  |  |  | -0.27168 | -19.2891
1041 | MRGNCG_3G | C | West | YES | -0.115 | 69 | 69 | 70 | 0 | 1.029 | GGT | -1 | 0.27168 | 70 | 70 |  |  |  |  | -0.27168 | -19.0174
1042 | MRGNDG_4G | D | West | YES | -0.115 | 68 | 68 | 68 | 0 | 1.029 | GGT | -1 | 0.27168 | 68 | 68 |  |  |  |  | -0.27168 | -18.474
1043 | MRGNEG_5G | E | West | YES | -0.115 | 68 | 68 | 70 | 0 | 1.029 | GGT | -1 | 0.27168 | 70 | 70 |  |  |  |  | -0.27168 | -19.0174
1044 | MRGNFG_6G | F | West | YES | -0.115 | 66 | 66 | 66 | 0 | 1.029 | GGT | -1 | 0.27168 | 66 | 66 |  |  |  |  | -0.27168 | -17.9307
1301 | BULLCREK_8 | 1 | West | YES | -0.11488 | 36 | 0 | 180 | 0 | 1.017 | #N/A | -1 | 0.27156 | 180 | 180 |  |  |  |  | -0.27156 | -48.8804
1058 | LONGSHORE_5 | 1 | West | YES | -0.11467 | 30 | 0 | 150 |  | 1.01 | Wind | -1 | 0.27135 | 0 | 150 |  |  |  |  | -0.27135 | 0
1058 | LONGSHORE_5 | 2 | West | YES | -0.11467 | 44 | 0 | 220 |  | 1.01 | Wind | -1 | 0.27135 | 0 | 220 |  |  |  |  | -0.27135 | 0
1058 | LONGSHORE_5 | 3 | West | YES | -0.11467 | 23.4 | 0 | 117 |  | 1.01 | Wind | -1 | 0.27135 | 0 | 117 |  |  |  |  | -0.27135 | 0
1302 | COYOTEWG_8 | 1 | West | YES | -0.11441 | 45 | 0 | 225 |  | 1.01 | #N/A | -1 | 0.27108 | 225 | 225 |  |  |  |  | -0.27108 | -60.9939
1045 | CALENG1G_1G | 1 | West | YES | -0.11437 | 73.4 | 27 | 73.4 | 0 | 1.014 | Cogen | -1 | 0.27105 | 0 | 0 |  |  |  |  | -0.27105 | 0
1046 | CALENG2G_2G | 2 | West | YES | -0.11437 | 73.4 | 27 | 73.4 | 0 | 1.014 | Cogen | -1 | 0.27105 | 0 | 0 |  |  |  |  | -0.27105 | 0
1047 | CALENG3G_3G | 3 | West | YES | -0.11437 | 70.4 | 27 | 70.4 | 0 | 1.014 | Cogen | -1 | 0.27105 | 0 | 0 |  |  |  |  | -0.27105 | 0
1360 | GUNSIGHT_8 | 1 | West | YES | -0.11418 | 24 | 0 | 120 | 0 | 1.01 | Wind | -1 | 0.27085 | 0 | 120 |  |  |  |  | -0.27085 | 0
1327 | WILDHRSE_1G | 1 | West | YES | -0.11414 | 24 | 0 | 120 |  | 1 | Wind | -1 | 0.27081 | 0 | 120 |  |  |  |  | -0.27081 | 0
3097 | MARTLAKE_1G | 1 | North | YES | -0.11392 | 790 | 500 | 790 | 0 | 1.017 | LIGCO | -1 | 0.2706 | 0 | 790 |  |  | 0 | 0 | -0.2706 | 0
3098 | MARTLAKE_2G | 2 | North | YES | -0.11392 | 795 | 461 | 795 | 0 | 1.017 | LIGCO | -1 | 0.2706 | 0 | 795 |  |  | 0 | 0 | -0.2706 | 0
3099 | MARTLAKE_3G | 3 | North | YES | -0.11392 | 804 | 500 | 804 | 0 | 1.017 | LIGCO | -1 | 0.2706 | 0 | 804 |  |  | 0 | 0 | -0.2706 | 0
1170 | AIRLAMESA_1G | 1 | West | YES | -0.11375 | 0 | 0 | 180 |  | 1 | #N/A | -1 | 0.27042 | 180 | 180 |  |  |  |  | -0.27042 | -48.6763
1320 | BSP 1 | 1 | West | YES | -0.11339 | 25.5 | 2.9 | 25.8 | 0 | 1 | Cogen | -1 | 0.27007 | 0 | 0 |  |  |  |  | -0.27007 | 0
1333 | MCDDONAL_8 | 1 | West | YES | -0.11336 | 42.8 | 0 | 214.2 |  | 1.01 | Wind | -1 | 0.27004 | 0 | 214.2 |  |  |  |  | -0.27004 | 0
1326 | STANTONW_8 | 1 | West | YES | -0.11316 | 20.1 | 0 | 100.5 |  | 1.01 | Wind | -1 | 0.26984 | 0 | 100.5 |  |  |  |  | -0.26984 | 0
1328 | OCOTILLO_1G | 1 | West | YES | -0.11309 | 11.6 | 0 | 58 |  | 1.01 | Wind | -1 | 0.26977 | 0 | 58 |  |  |  |  | -0.26977 | 0
11001 | NAV1CT | 1 | West | YES | -0.11305 | 70.4 | 18 | 70.4 | 0 | 1.029 | CC | -1 | 0.26973 | 70.4 | 70.4 |  |  |  |  | -0.26973 | -18.9887
11009 | NAV2CT | 1 | West | YES | -0.11305 | 71.4 | 18 | 71.4 | 0 | 1.029 | CC | -1 | 0.26973 | 71.4 | 71.4 |  |  |  |  | -0.26973 | -19.2584
11011 | NAV3ST | 1 | West | YES | -0.11305 | 92.8 | 40 | 92.8 | 0 | 1.029 | CC | -1 | 0.26973 | 92.8 | 92.8 |  |  |  |  | -0.26973 | -25.0306
11012 | NAV4CT | 1 | West | YES | -0.11305 | 80 | 18 | 80 | 0 | 1.029 | CC | -1 | 0.26973 | 80 | 80 |  |  |  |  | -0.26973 | -21.5781
11013 | NAV5CT | 1 | West | YES | -0.11305 | 80 | 18 | 80 | 0 | 1.029 | CC | -1 | 0.26973 | 80 | 80 |  |  |  |  | -0.26973 | -21.5781
11014 | NAV6ST | 1 | West | YES | -0.11305 | 115 | 40 | 115 | 0 | 1.029 | CC | -1 | 0.26973 | 115 | 115 |  |  |  |  | -0.26973 | -31.0185
11020 | TIEHVSG_1G | 1 | West | YES | -0.11303 | 208.2 | 63 | 208.2 | 0 | 1.012 | CC | -1 | 0.26971 | 208.2 | 208.2 |  |  |  |  | -0.26971 | -56.1528
11021 | TIEHVCG_1G | 1 | West | YES | -0.11303 | 142.1 | 103 | 142.1 | 0 | 1.012 | CC | -1 | 0.26971 | 142.1 | 142.1 |  |  |  |  | -0.26971 | -38.3252
11022 | TIEHVCG_2G | 1 | West | YES | -0.11303 | 132.4 | 103 | 132.4 | 0 | 1.012 | CC | -1 | 0.26971 | 132.4 | 132.4 |  |  |  |  | -0.26971 | -35.7091
11023 | TIEHVCG_3G | 1 | West | YES | -0.11303 | 137.4 | 103 | 137.4 | 0 | 1.012 | CC | -1 | 0.26971 | 137.4 | 137.4 |  |  |  |  | -0.26971 | -37.0576
11024 | TIEHVCG_4G | 1 | West | YES | -0.11303 | 147 | 103 | 147 | 0 | 1.012 | CC | -1 | 0.26971 | 147 | 147 |  |  |  |  | -0.26971 | -39.6468
11025 | TIEHVSG_2G | 1 | West | YES | -0.11303 | 213.2 | 63 | 213.2 | 0 | 1.012 | CC | -1 | 0.26971 | 213.2 | 213.2 |  |  |  |  | -0.26971 | -57.5013
13116 | TGATEWAY_1G | 1 | North | YES | -0.11287 | 151 | 30 | 151 | 0 | 1.0232 | CC | -1 | 0.26955 | 151 | 151 |  |  | -17.0438 | 151 | -0.26955 | -40.702
13117 | TGATEWAY_2G | 2 | North | YES | -0.11287 | 130 | 30 | 130 | 0 | 1.0232 | CC | -1 | 0.26955 | 130 | 130 |  |  | -14.6735 | 130 | -0.26955 | -35.0415
13118 | TGATEWAY_3G | 3 | North | YES | -0.11287 | 148 | 30 | 148 | 0 | 1.0232 | CC | -1 | 0.26955 | 148 | 148 |  |  | -16.7052 | 148 | -0.26955 | -39.8934
13119 | TGATEWAY_4G | 4 | North | YES | -0.11287 | 399 | 65 | 399 | 0 | 1.0232 | CC | -1 | 0.26955 | 399 | 399 |  |  | -45.0363 | 399 | -0.26955 | -107.5504
76031 | L_GASCCR1_1N | W1 | West | YES | -0.11255 | 30 | 0 | 150 | 0 | 1.02 | Wind | -1 | 0.26923 | 0 | 150 |  |  |  |  | -0.26923 | 0
6407 | TURKTRAK1A | 1 | West | YES | -0.11253 | 33.9 | 0 | 169.5 | 0 | 1.025 | Wind | -1 | 0.26921 | 0 | 169.5 |  |  |  |  | -0.26921 | 0
76091 | L_DIVIDE1_1N | W1 | West | YES | -0.11205 | 110 | 0 | 550 | 0 | 1.02 | Wind | -1 | 0.26873 | 0 | 550 |  |  |  |  | -0.26873 | 0
3348 | CHAMPION_1G | MB | North | YES | -0.11202 | 0 | 42 | 42 |  | 1 | Cogen | -1 | 0.2687 | 0 | 0 |  |  | 0 | 0 | -0.2687 | 0
3107 | STRYKER_1G | 1 | North | YES | -0.11196 | 145.6 | 45 | 182 | 0 | 1.029 | GST | -1 | 0.26864 | 182 | 182 |  |  | -20.3774 | 182 | -0.26864 | -48.8926
3108 | STRYKER_2G | 2 | North | YES | -0.11196 | 484 | 75 | 484 | 0 | 1.029 | GST | -1 | 0.26864 | 484 | 484 |  |  | -54.1906 | 484 | -0.26864 | -130.0222
3113 | LUFKINWB_1G | 1 | North | YES | -0.1119 | 0 | 0 | 50 |  | 1.01 | #N/A | -1 | 0.26858 | 50 | 50 |  |  | -5.5951 | 50 | -0.26858 | -13.4289
1146 | NOTREES_1G | 1 | West | YES | -0.11174 | 29.8 | 0 | 149 | 0 | 1.017 | #N/A | -1 | 0.26842 | 149 | 149 |  |  |  |  | -0.26842 | -39.9946
1349 | WESTXWIN_1G | 1 | West | YES | -0.11165 | 1.3 | 0 | 6.6 |  | 1.014 | Wind | -1 | 0.26832 | 0 | 6.6 |  |  |  |  | -0.26832 | 0
1350 | NWPWRG1_1G | 1 | West | YES | -0.11165 | 6.9 | 1 | 34.3 |  | 1.014 | Wind | -1 | 0.26832 | 0 | 34.3 |  |  |  |  | -0.26832 | 0
7038 | L_DELAWA1_1Y | 1 | West | YES | -0.11152 | 3.5 | 0 | 35 | 0 | 1 | Wind | -1 | 0.26819 | 0 | 35 |  |  |  |  | -0.26819 | 0
7038 | L_DELAWA1_1Y | 2 | West | YES | -0.11152 | 3 | 0 | 30 | 0 | 1 | Wind | -1 | 0.26819 | 0 | 30 |  |  |  |  | -0.26819 | 0
1002 | PBCTAGE_1G | A | West | YES | -0.1114 | 64 | 64 | 66 | 0 | 1.036 | GGT | -1 | 0.26808 | 66 | 66 |  |  |  |  | -0.26808 | -17.6931
1003 | PBCTBGE_2G | B | West | YES | -0.1114 | 65 | 65 | 66 | 0 | 1.036 | GGT | -1 | 0.26808 | 66 | 66 |  |  |  |  | -0.26808 | -17.6931
1004 | PBCTCGE_3G | C | West | YES | -0.1114 | 62 | 62 | 67 | 0 | 1.036 | GGT | -1 | 0.26808 | 67 | 67 |  |  |  |  | -0.26808 | -17.9612
1005 | PBCTDGE_4G | D | West | YES | -0.1114 | 65 | 65 | 68 | 0 | 1.036 | GGT | -1 | 0.26808 | 68 | 68 |  |  |  |  | -0.26808 | -18.2292
1006 | PBCTEGE_5G | E | West | YES | -0.1114 | 65 | 65 | 67 | 0 | 1.036 | GGT | -1 | 0.26808 | 67 | 67 |  |  |  |  | -0.26808 | -17.9612
1007 | PB5GEN_6G | 5 | West | YES | -0.1114 | 91.2 | 40 | 114 | 0 | 1.036 | GST | -1 | 0.26808 | 114 | 114 |  |  |  |  | -0.26808 | -30.5608
1008 | PB6GEN_7G | 6 | West | YES | -0.1114 | 515 | 130 | 515 | 0 | 1.036 | GST | -1 | 0.26808 | 515 | 515 |  |  |  |  | -0.26808 | -138.0596
13134 | CALFREST_4G | 4 | North | YES | -0.10089 | 151.5 | 40 | 151.5 | 0 | 1.031 | CC | -1 | 0.25757 | 151.5 | 151.5 |  |  | -15.285 | 151.5 | -0.25757 | -39.0215
13135 | CALFREST_5G | 5 | North | YES | -0.10089 | 152.3 | 57 | 152.3 | 0 | 1.031 | CC | -1 | 0.25757 | 152.3 | 152.3 |  |  | -15.3657 | 152.3 | -0.25757 | -39.2276
13136 | CALFREST_6G | 6 | North | YES | -0.10089 | 177.5 | 40 | 177.5 | 0 | 1.031 | CC | -1 | 0.25757 | 177.5 | 177.5 |  |  | -17.9082 | 177.5 | -0.25757 | -45.7183
60007 | KING_SW1A | 1 | West | YES | -0.10049 | 20 | 0 | 80 |  | 1.03 | Wind | -1 | 0.25716 | 0 | 80 |  |  |  |  | -0.25716 | 0
60019 | KING_NW1A | 1 | West | YES | -0.10049 | 20 | 0 | 80 |  | 1.03 | Wind | -1 | 0.25716 | 0 | 80 |  |  |  |  | -0.25716 | 0
13131 | CALFREST_1G | 1 | North | YES | -0.10036 | 150.7 | 40 | 150.7 | 0 | 1.031 | CC | -1 | 0.25704 | 150.7 | 150.7 |  |  | -15.1247 | 150.7 | -0.25704 | -38.7359
13132 | CALFREST_2G | 2 | North | YES | -0.10036 | 151 | 57 | 151 | 0 | 1.031 | CC | -1 | 0.25704 | 151 | 151 |  |  | -15.1548 | 151 | -0.25704 | -38.813
13133 | CALFREST_3G | 3 | North | YES | -0.10036 | 177.4 | 40 | 177.4 | 0 | 1.031 | CC | -1 | 0.25704 | 177.4 | 177.4 |  |  | -17.8044 | 177.4 | -0.25704 | -45.5989
60201 | RIO DRCS | F | West | YES | -0.099589 | 0 | 0 | 0 | 0 | 1.025 | AVR | -1 | 0.25627 | 0 | 0 |  |  |  |  | -0.25627 | 0
60016 | WOODWRD11A | 1 | West | YES | -0.09951 | 20 | 0 | 80 |  | 1.033 | Wind | -1 | 0.25619 | 0 | 80 |  |  |  |  | -0.25619 | 0
38332 | TNWDWRDU2_8 | 1 | West | YES | -0.099485 | 20 | 0 | 80 | 0 | 1.0232 | Wind | -1 | 0.25616 | 0 | 80 |  |  |  |  | -0.25616 | 0
38437 | TNSRBNMESA9 | 1 | West | YES | -0.099405 | 37.5 | 0 | 150 |  | 1.02 | Wind | -1 | 0.25608 | 0 | 150 |  |  |  |  | -0.25608 | 0
6016 | SWMESA | 1 | West | YES | -0.099032 | 18.8 | 0 | 75 |  | 1.03 | Wind | -1 | 0.25571 | 0 | 75 |  |  |  |  | -0.25571 | 0
60003 | KING_NE1A | 1 | West | YES | -0.099032 | 20 | 0 | 80 |  | 1.03 | Wind | -1 | 0.25571 | 0 | 80 |  |  |  |  | -0.25571 | 0
60005 | KING_SE1A | 1 | West | YES | -0.099032 | 10 | 0 | 40 |  | 1.035 | Wind | -1 | 0.25571 | 0 | 40 |  |  |  |  | -0.25571 | 0
3381 | BBRN_1G | 1 | North | YES | -0.097871 | 618 | 225 | 618 | 0 | 1.03 | LIGCO | -1 | 0.25455 | 0 | 618 |  |  | 0 | 0 | -0.25455 | 0
3382 | BBRN_2G | 2 | North | YES | -0.097871 | 589 | 225 | 589 | 0 | 1.03 | LIGCO | -1 | 0.25455 | 0 | 589 |  |  | 0 | 0 | -0.25455 | 0
60000 | DSKY2 | 1 | West | YES | -0.097569 | 19.1 | 0 | 76.5 |  | 1.039 | Wind | -1 | 0.25425 | 0 | 76.5 |  |  |  |  | -0.25425 | 0
60017 | ORNNWP1 | 1 | West | YES | -0.096757 | 20 | 0 | 80 |  | 1.027 | Wind | -1 | 0.25343 | 0 | 80 |  |  |  |  | -0.25343 | 0
60018 | DSKY1 | 1 | West | YES | -0.095873 | 21 | 0 | 84 | 0 | 1.023 | Wind | -1 | 0.25255 | 0 | 84 |  |  |  |  | -0.25255 | 0
60202 | FRNDDRCS | F | West | YES | -0.078095 | 0 | 0 | 0 | 0 | 0.9985 | AVR | -1 | 0.23477 | 0 | 0 |  |  |  |  | -0.23477 | 0
48721 | LEG_1___1 | 1 | North | YES | -0.06987 | 827 | 357 | 827 | 0 | 1.0348 | LIGCO | -1 | 0.22655 | 0 | 827 |  |  | 0 | 0 | -0.22655 | 0
48722 | LEG_2___2 | 2 | North | YES | -0.06987 | 819 | 357 | 819 | 0 | 1.0348 | LIGCO | -1 | 0.22655 | 0 | 819 |  |  | 0 | 0 | -0.22655 | 0
32883 | BRYN_DNSBY3 | 1 | North | YES | -0.059322 | 0 | 2 | 48 |  | 1.015 | GST | -1 | 0.216 | 48 | 48 |  |  | -2.8475 | 48 | -0.216 | -10.3679
32884 | BRYN_DNSBY13 | 1 | North | YES | -0.059322 | 46 | 2 | 46 | 0 | 1.015 | GST | -1 | 0.216 | 46 | 46 |  |  | -2.7288 | 46 | -0.216 | -9.9359
32892 | BRYN_DNSBY14 | 1 | North | YES | -0.059322 | 84 | 25 | 105 | 0 | 1.035 | GST | -1 | 0.216 | 105 | 105 |  |  | -6.2288 | 105 | -0.216 | -22.6799
39960 | TNTNPONE_18 | 1 | North | YES | -0.058604 | 152.3 | 30 | 152.3 |  | 1.04 | LIGCO | -1 | 0.21528 | 0 | 152.3 |  |  | 0 | 0 | -0.21528 | 0
39970 | TNTNPONE_28 | 1 | North | YES | -0.058604 | 153 | 30 | 153 |  | 1.04 | LIGCO | -1 | 0.21528 | 0 | 153 |  |  | 0 | 0 | -0.21528 | 0
32886 | BRYN_ATKINS3 | MB | North | YES | -0.05478 | 0 | 5 | 12 |  | 1 | GST | -1 | 0.21146 | 0 | 0 |  |  | 0 | 0 | -0.21146 | 0
32887 | BRYN_ATKINS6 | MB | North | YES | -0.05478 | 0 | 12 | 51 |  | 1.028 | GST | -1 | 0.21146 | 0 | 0 |  |  | 0 | 0 | -0.21146 | 0
32888 | BRYN_ATKINS7 | 1 | North | YES | -0.05478 | 13.6 | 4 | 17 |  | 1.028 | GGT | -1 | 0.21146 | 17 | 17 |  |  | -0.93126 | 17 | -0.21146 | -3.5948
32890 | BRYN_ATKINS4 | MB | North | YES | -0.05478 | 0 | 5 | 22 |  | 1.031 | GST | -1 | 0.21146 | 0 | 0 |  |  | 0 | 0 | -0.21146 | 0
32891 | BRYN_ATKINS5 | MB | North | YES | -0.05478 | 0 | 5 | 25 |  | 1.031 | GST | -1 | 0.21146 | 0 | 0 |  |  | 0 | 0 | -0.21146 | 0
32798 | BRYN_TAMUGEN | 1 | North | YES | -0.049902 | 32 | 0 | 32 |  | 1.02 | GST | -1 | 0.20658 | 32 | 32 |  |  | -1.5969 | 32 | -0.20658 | -6.6105
990 | GIBN_CREK_G1 | 1 | North | YES | -0.027594 | 463 | 200 | 463 | 0 | 1.0275 | LIGCO | -1 | 0.18427 | 0 | 463 |  |  | 0 | 0 | -0.18427 | 0
48671 | FTR_GT1_5105 | 1 | North | YES | -0.015018 | 154.2 | 0 | 154.2 | 0 | 1.0319 | CC | -1 | 0.17169 | 154.2 | 154.2 |  |  | -2.3158 | 154.2 | -0.17169 | -26.4754
48672 | FTR_GT2_5110 | 2 | North | YES | -0.015018 | 159 | 0 | 159 | 0 | 1.0319 | CC | -1 | 0.17169 | 159 | 159 |  |  | -2.3879 | 159 | -0.17169 | -27.2995
48673 | FTR_GT3_5085 | 3 | North | YES | -0.015018 | 158 | 0 | 158 | 0 | 1.0319 | CC | -1 | 0.17169 | 158 | 158 |  |  | -2.3728 | 158 | -0.17169 | -27.1278
48674 | FTR_CN4_5095 | 4 | North | YES | -0.015018 | 380 | 0 | 380 | 0 | 1.0319 | CC | -1 | 0.17169 | 380 | 380 |  |  | -5.7068 | 380 | -0.17169 | -65.2441
3432 | SANDOW_4G | 4 | South | YES | -0.29986 | 580 | 225 | 580 | 0 | 1.029 | LIGCO | 1 | -0.16901 | 0 | 580 | -173.9194 | 580 |  |  | -0.16901 | -98.0277
13432 | SANDOW_5G | 5 | South | YES | -0.29986 | 581 | 225 | 581 | 0 | 1.029 | LIGCO | 1 | -0.16901 | 0 | 581 | -174.2192 | 581 |  |  | -0.16901 | -98.1967
5934 | SI_RAY5 | 5 | South | YES | 0 | 0 | 10 | 15 |  | 1.035 | GST | 1 | 0.13085 | 15 | 15 | 0 | 15 |  |  | 0.13085 | 1.9627
8139 | JOS #1 | MB | South | YES | 0 | 0 | 45 | 255 |  | 1.02 | GST | 1 | 0.13085 | 0 | 0 | 0 | 0 |  |  | 0.13085 | 0
8285 | LAR #1 | MB | South | YES | 0 | 0 | 9 | 32 |  | 1.0497 | GST | 1 | 0.13085 | 0 | 0 | 0 | 0 |  |  | 0.13085 | 0
8287 | LAR #2 | MB | South | YES | 0 | 0 | 9 | 32 |  | 1.04 | GST | 1 | 0.13085 | 0 | 0 | 0 | 0 |  |  | 0.13085 | 0
8288 | LAR #3 | MB | South | YES | 0 | 0 | 25 | 105 |  | 1.04 | GST | 1 | 0.13085 | 0 | 0 | 0 | 0 |  |  | 0.13085 | 0
8388 | BATES0A | MB | South | YES | 0 | 0 | 21 | 71 |  | 1.033 | GST | 1 | 0.13085 | 0 | 0 | 0 | 0 |  |  | 0.13085 | 0
8393 | BATES0B | MB | South | YES | 0 | 0 | 25 | 110 |  | 1.03 | GST | 1 | 0.13085 | 0 | 0 | 0 | 0 |  |  | 0.13085 | 0
8437 | NUECES_B0C | MB | South | YES | 0 | 0 | 7 | 30 |  | 1.03 | GST | 1 | 0.13085 | 0 | 0 | 0 | 0 |  |  | 0.13085 | 0
8438 | NUECES_B0B | MB | South | YES | 0 | 0 | 26 | 169 |  | 1.03 | GST | 1 | 0.13085 | 0 | 0 | 0 | 0 |  |  | 0.13085 | 0
8442 | NUECES_B0A | MB | South | YES | 0 | 0 | 81 | 367 |  | 1.03 | GST | 1 | 0.13085 | 0 | 0 | 0 | 0 |  |  | 0.13085 | 0
39190 | TNSLCGN1__8 | 1 | Houston | YES | 0 | 0 | 10 | 30 |  | 1.03 | Cogen | 1 | 0.13085 | 0 | 0 |  |  |  |  | 0.13085 | 0
48591 | CHE_GT2_5030 | 2 | Houston | YES | 0.040597 | 173 | 50 | 173 | 0 | 1.029 | Cogen | 1 | 0.17144 | 0 | 0 |  |  |  |  | 0.17144 | 0
48811 | CVC_GT3_5045 | 3 | Houston | YES | 0.040597 | 156 | 91.8 | 156 | 0 | 1.029 | Cogen | 1 | 0.17144 | 0 | 0 |  |  |  |  | 0.17144 | 0
48812 | CVC_GT2_5020 | 2 | Houston | YES | 0.040597 | 158 | 91.8 | 158 | 0 | 1.029 | Cogen | 1 | 0.17144 | 0 | 0 |  |  |  |  | 0.17144 | 0
48813 | CVC_GT1_5035 | 1 | Houston | YES | 0.040597 | 160 | 91.8 | 160 | 0 | 1.029 | Cogen | 1 | 0.17144 | 0 | 0 |  |  |  |  | 0.17144 | 0
48814 | CVC_ST5_5040 | 1 | Houston | YES | 0.040597 | 162 | 91.8 | 162 | 0 | 1.029 | Cogen | 1 | 0.17144 | 0 | 0 |  |  |  |  | 0.17144 | 0
48885 | THW_5152 | A | Houston | YES | 0.046764 | 46.4 | 5 | 58 |  | 1.0319 | GGT | 1 | 0.17761 | 58 | 58 |  |  |  |  | 0.17761 | 10.3015
48885 | THW_5152 | B | Houston | YES | 0.046764 | 47.2 | 5 | 59 |  | 1.0319 | GGT | 1 | 0.17761 | 59 | 59 |  |  |  |  | 0.17761 | 10.4791
48886 | THW_5354 | C | Houston | YES | 0.046764 | 45.6 | 5 | 57 |  | 1.0319 | GGT | 1 | 0.17761 | 57 | 57 |  |  |  |  | 0.17761 | 10.1239
48886 | THW_5354 | D | Houston | YES | 0.046764 | 46.4 | 5 | 58 |  | 1.0319 | GGT | 1 | 0.17761 | 58 | 58 |  |  |  |  | 0.17761 | 10.3015
48887 | THW_5556 | E | Houston | YES | 0.046764 | 47.2 | 5 | 59 |  | 1.0319 | GGT | 1 | 0.17761 | 59 | 59 |  |  |  |  | 0.17761 | 10.4791
48887 | THW_5556 | F | Houston | YES | 0.046764 | 45.6 | 5 | 57 |  | 1.0319 | GGT | 1 | 0.17761 | 57 | 57 |  |  |  |  | 0.17761 | 10.1239
48690 | GBY_GN5_5 | 5 | Houston | YES | 0.047191 | 318.4 | 81 | 398 |  | 1.0362 | GSC | 1 | 0.17804 | 398 | 398 |  |  |  |  | 0.17804 | 70.8594
48595 | BTE_GT2_8075 | 1 | Houston | YES | 0.047498 | 162.8 | 130 | 162.8 | 0 | 1.0261 | CC | 1 | 0.17835 | 162.8 | 162.8 |  |  |  |  | 0.17835 | 29.0347
48596 | BTE_GT3_8045 | 2 | Houston | YES | 0.047498 | 161.4 | 130 | 161.4 | 0 | 1.0261 | CC | 1 | 0.17835 | 161.4 | 161.4 |  |  |  |  | 0.17835 | 28.785
48597 | BTE_GT4_8055 | 3 | Houston | YES | 0.047498 | 158.9 | 130 | 158.9 | 0 | 1.0261 | CC | 1 | 0.17835 | 158.9 | 158.9 |  |  |  |  | 0.17835 | 28.3391
48598 | BTE_ST1_8070 | 4 | Houston | YES | 0.047498 | 269.2 | 60 | 269.2 | 0 | 1.0261 | CC | 1 | 0.17835 | 269.2 | 269.2 |  |  |  |  | 0.17835 | 48.0107
48583 | CBY_GT4_1 | 1 | Houston | YES | 0.048507 | 172 | 0 | 172 | 0 | 1.026 | GSC | 1 | 0.17935 | 172 | 172 |  |  |  |  | 0.17935 | 30.849
48584 | CBY_GT4_2 | 2 | Houston | YES | 0.048507 | 172 | 0 | 172 | 0 | 1.026 | CC | 1 | 0.17935 | 172 | 172 |  |  |  |  | 0.17935 | 30.849
48585 | CBY_ST4_1 | 3 | Houston | YES | 0.048507 | 172 | 0 | 172 | 0 | 1.026 | CC | 1 | 0.17935 | 172 | 172 |  |  |  |  | 0.17935 | 30.849
48815 | CVC_GT4_8005 | 4 | Houston | YES | 0.048693 | 165 | 91.8 | 165 |  | 1.0362 | Cogen | 1 | 0.17954 | 0 | 0 |  |  |  |  | 0.17954 | 0
48581 | CBY_GN1_1 | 1 | Houston | YES | 0.048956 | 595.2 | 108 | 744 | 0 | 1.0435 | GSC | 1 | 0.1798 | 744 | 744 |  |  |  |  | 0.1798 | 133.774
48791 | PSA_GT1_8160 | 1 | Houston | YES | 0.049014 | 52 | 20.8 | 65 | 0 | 1.0362 | Cogen | 1 | 0.17986 | 0 | 0 |  |  |  |  | 0.17986 | 0
48792 | PSA_GT2_8155 | 2 | Houston | YES | 0.049014 | 52.8 | 20.3 | 66 | 0 | 1.0362 | Cogen | 1 | 0.17986 | 0 | 0 |  |  |  |  | 0.17986 | 0
48793 | PSA_GT3_8150 | 3 | Houston | YES | 0.049014 | 56 | 20.3 | 70 | 0 | 1.0362 | Cogen | 1 | 0.17986 | 0 | 0 |  |  |  |  | 0.17986 | 0
48794 | PSA_GT4_8145 | 4 | Houston | YES | 0.049014 | 52.8 | 20.3 | 66 | 0 | 1.0362 | Cogen | 1 | 0.17986 | 0 | 0 |  |  |  |  | 0.17986 | 0
48795 | PSA_GT5_8140 | 5 | Houston | YES | 0.049014 | 51.2 | 20.3 | 64 | 0 | 1.0362 | Cogen | 1 | 0.17986 | 0 | 0 |  |  |  |  | 0.17986 | 0
48796 | PSA_GN1_8165 | 1 | Houston | YES | 0.049014 | 83.2 | 43.1 | 104 | 0 | 1.0362 | Cogen | 1 | 0.17986 | 0 | 0 |  |  |  |  | 0.17986 | 0
48797 | PSA_GT6_8135 | 6 | Houston | YES | 0.049014 | 47.2 | 34.5 | 59 | 0 | 1.0362 | Cogen | 1 | 0.17986 | 0 | 0 |  |  |  |  | 0.17986 | 0
48651 | EP_1_2 | 1 | Houston | YES | 0.049031 | 4 | 0 | 5 | 0 | 1.0362 | Cogen | 1 | 0.17988 | 0 | 0 |  |  |  |  | 0.17988 | 0
48651 | EP_1_2 | 2 | Houston | YES | 0.049031 | 17.7 | 10 | 21 | 0 | 1.0362 | Cogen | 1 | 0.17988 | 0 | 0 |  |  |  |  | 0.17988 | 0
48883 | THW_GT1_GT_1 | B2 | Houston | YES | 0.049817 | 0 | 0 | 12 |  | 1.043 | GGT | 1 | 0.18066 | 12 | 12 |  |  |  |  | 0.18066 | 2.168
49803 | EXN_15GT | 1 | Houston | YES | 0.049984 | 33 | 8.3 | 34 |  | 1.0326 | Cogen | 1 | 0.18083 | 0 | 0 |  |  |  |  | 0.18083 | 0
49804 | EXN_16GT | 2 | Houston | YES | 0.049984 | 32 | 8.3 | 34.7 |  | 1.0326 | Cogen | 1 | 0.18083 | 0 | 0 |  |  |  |  | 0.18083 | 0
49805 | EXN_17GT | 3 | Houston | YES | 0.049984 | 31 | 8.3 | 32.7 |  | 1.0326 | Cogen | 1 | 0.18083 | 0 | 0 |  |  |  |  | 0.18083 | 0
49826 | EXN938GT | 5 | Houston | YES | 0.049984 | 43 | 9.2 | 45.9 | 0 | 1.0326 | Cogen | 1 | 0.18083 | 0 | 0 |  |  |  |  | 0.18083 | 0
49828 | EXN941GT | 10 | Houston | YES | 0.049984 | 17.7 | 5.4 | 17.7 | 0 | 1.0326 | Cogen | 1 | 0.18083 | 0 | 0 |  |  |  |  | 0.18083 | 0
49829 | EXN942GT | 11 | Houston | YES | 0.049984 | 20 | 5.4 | 20.4 | 0 | 1.0326 | Cogen | 1 | 0.18083 | 0 | 0 |  |  |  |  | 0.18083 | 0
49830 | EXN943GT | 12 | Houston | YES | 0.049984 | 19 | 5.4 | 19.9 | 0 | 1.0326 | Cogen | 1 | 0.18083 | 0 | 0 |  |  |  |  | 0.18083 | 0
49831 | EXN944GT | 13 | Houston | YES | 0.049984 | 33 | 5.4 | 35 | 0 | 1.0326 | Cogen | 1 | 0.18083 | 0 | 0 |  |  |  |  | 0.18083 | 0
49832 | EXN945GT | 9 | Houston | YES | 0.049984 | 18.5 | 9.2 | 18.5 | 0 | 1.0326 | Cogen | 1 | 0.18083 | 0 | 0 |  |  |  |  | 0.18083 | 0
49837 | EXN_GT | 4 | Houston | YES | 0.049984 | 81 | 21.3 | 85.4 | 0 | 1.0326 | Cogen | 1 | 0.18083 | 0 | 0 |  |  |  |  | 0.18083 | 0
49838 | EXN_14GT | 14 | Houston | YES | 0.049984 | 140 | 0 | 148 |  | 1.0326 | Cogen | 1 | 0.18083 | 0 | 0 |  |  |  |  | 0.18083 | 0
48582 | CBY_GN2_2 | 2 | Houston | YES | 0.050333 | 596.8 | 110 | 746 | 0 | 1.0435 | GSC | 1 | 0.18118 | 746 | 746 |  |  |  |  | 0.18118 | 135.1609
48873 | THW_ST3_ST_3 | 3 | Houston | YES | 0.051161 | 107 | 19 | 107 | 0 | 1.0435 | CC | 1 | 0.18201 | 107 | 107 |  |  |  |  | 0.18201 | 19.4749
48874 | THW_ST4_ST_4 | 4 | Houston | YES | 0.051161 | 108 | 19 | 108 | 0 | 1.0435 | CC | 1 | 0.18201 | 108 | 108 |  |  |  |  | 0.18201 | 19.6569
48875 | THW_3132 | A | Houston | YES | 0.051161 | 55 | 5 | 55 | 0 | 1.0435 | CC | 1 | 0.18201 | 55 | 55 |  |  |  |  | 0.18201 | 10.0105
48875 | THW_3132 | B | Houston | YES | 0.051161 | 53 | 5 | 53 | 0 | 1.0435 | CC | 1 | 0.18201 | 53 | 53 |  |  |  |  | 0.18201 | 9.6465
48877 | THW_3334 | C | Houston | YES | 0.051161 | 55 | 5 | 55 | 0 | 1.0435 | CC | 1 | 0.18201 | 55 | 55 |  |  |  |  | 0.18201 | 10.0105
48877 | THW_3334 | D | Houston | YES | 0.051161 | 57 | 5 | 57 | 0 | 1.0435 | CC | 1 | 0.18201 | 57 | 57 |  |  |  |  | 0.18201 | 10.3745
48879 | THW_4142 | E | Houston | YES | 0.051161 | 56 | 5 | 56 | 0 | 1.0435 | CC | 1 | 0.18201 | 56 | 56 |  |  |  |  | 0.18201 | 10.1925
48879 | THW_4142 | F | Houston | YES | 0.051161 | 55 | 5 | 55 | 0 | 1.0435 | CC | 1 | 0.18201 | 55 | 55 |  |  |  |  | 0.18201 | 10.0105
48881 | THW_4344 | G | Houston | YES | 0.051161 | 58 | 5 | 58 | 0 | 1.0435 | CC | 1 | 0.18201 | 58 | 58 |  |  |  |  | 0.18201 | 10.5565
48881 | THW_4344 | H | Houston | YES | 0.051161 | 58 | 5 | 58 | 0 | 1.0435 | CC | 1 | 0.18201 | 58 | 58 |  |  |  |  | 0.18201 | 10.5565
48593 | CHE_GT1_8015 | 1 | Houston | YES | 0.052254 | 173 | 50 | 173 | 0 | 1.0362 | Cogen | 1 | 0.1831 | 0 | 0 |  |  |  |  | 0.1831 | 0
48594 | CHE_GN4_8025 | 4 | Houston | YES | 0.052254 | 142 | 60 | 142 | 0 | 1.0362 | Cogen | 1 | 0.1831 | 0 | 0 |  |  |  |  | 0.1831 | 0
48511 | LPE_GT1_8070 | 1 | Houston | YES | 0.052403 | 42 | 0 | 42 | 0 | 1.0362 | GGT | 1 | 0.18325 | 42 | 42 |  |  |  |  | 0.18325 | 7.6965
48512 | LPE_GT2_8075 | 2 | Houston | YES | 0.052403 | 42 | 0 | 42 | 0 | 1.0362 | GGT | 1 | 0.18325 | 42 | 42 |  |  |  |  | 0.18325 | 7.6965
48513 | LPE_GT3_8080 | 3 | Houston | YES | 0.052403 | 39 | 0 | 39 | 0 | 1.0362 | GGT | 1 | 0.18325 | 39 | 39 |  |  |  |  | 0.18325 | 7.1468
48514 | LPE_GT4_8085 | 4 | Houston | YES | 0.052403 | 39 | 0 | 39 | 0 | 1.0362 | GGT | 1 | 0.18325 | 39 | 39 |  |  |  |  | 0.18325 | 7.1468
48500 | APD_GT1_8005 | 1 | Houston | YES | 0.052539 | 137.6 | 54.6 | 137.6 |  | 1.0362 | Cogen | 1 | 0.18339 | 0 | 0 |  |  |  |  | 0.18339 | 0
48820 | SHELLG1_3015 | 1 | Houston | YES | 0.053304 | 71 | 34.5 | 71 |  | 1.029 | Cogen | 1 | 0.18415 | 0 | 0 |  |  |  |  | 0.18415 | 0
48821 | SHELLG2 | 2 | Houston | YES | 0.053304 | 72 | 34.5 | 72 |  | 1.029 | Cogen | 1 | 0.18415 | 0 | 0 |  |  |  |  | 0.18415 | 0
48822 | SHELLG3_3020 | 1 | Houston | YES | 0.053304 | 39 | 0 | 39 |  | 1.029 | Cogen | 1 | 0.18415 | 0 | 0 |  |  |  |  | 0.18415 | 0
48822 | SHELLG3_3020 | 2 | Houston | YES | 0.053304 | 30 | 0 | 30 |  | 1.029 | Cogen | 1 | 0.18415 | 0 | 0 |  |  |  |  | 0.18415 | 0
48740 | PSG_GN2_8050 | 1 | Houston | YES | 0.053831 | 182 | 60 | 182 | 0 | 1.0326 | Cogen | 1 | 0.18468 | 0 | 0 |  |  |  |  | 0.18468 | 0
48741 | PSG_GT2_8040 | 1 | Houston | YES | 0.053831 | 158.6 | 50 | 158.6 | 0 | 1.0326 | Cogen | 1 | 0.18468 | 0 | 0 |  |  |  |  | 0.18468 | 0
48742 | PSG_GT3_8060 | 1 | Houston | YES | 0.053831 | 157 | 50 | 157 | 0 | 1.0326 | Cogen | 1 | 0.18468 | 0 | 0 |  |  |  |  | 0.18468 | 0
48854 | SRB_GN4_4 | 4 | Houston | YES | 0.053837 | 182.4 | 35 | 228 | 0 | 1.0326 | GST | 1 | 0.18468 | 228 | 228 |  |  |  |  | 0.18468 | 42.1081
48611 | DIB_GT1_8080 | 1 | Houston | YES | 0.053848 | 64 | 0 | 64 | 0 | 1.0326 | Cogen | 1 | 0.1847 | 0 | 0 |  |  |  |  | 0.1847 | 0
48612 | DIB_GT2_8075 | 2 | Houston | YES | 0.053848 | 63.2 | 0 | 63.2 | 0 | 1.0326 | Cogen | 1 | 0.1847 | 0 | 0 |  |  |  |  | 0.1847 | 0
48613 | DIB_ST1_8085 | 3 | Houston | YES | 0.053848 | 67.9 | 30 | 82.6 | 0 | 1.0326 | Cogen | 1 | 0.1847 | 0 | 0 |  |  |  |  | 0.1847 | 0
48614 | DIB_GT3_8090 | 4 | Houston | YES | 0.053848 | 73.6 | 15 | 73.6 | 0 | 1.0326 | Cogen | 1 | 0.1847 | 0 | 0 |  |  |  |  | 0.1847 | 0
48845 | SOL_GT1 | 1 | Houston | YES | 0.053854 | 16.2 | 15.4 | 16.2 |  | 1.0326 | Solar | 1 | 0.1847 | 16.2 | 16.2 |  |  |  |  | 0.1847 | 2.9922
48853 | SRB_GN3_3 | 3 | Houston | YES | 0.053862 | 170.4 | 35 | 213 |  | 1.0326 | GST | 1 | 0.18471 | 213 | 213 |  |  |  |  | 0.18471 | 39.3432
48551 | CAL_GT1_8045 | 1 | Houston | YES | 0.053948 | 149 | 0 | 149 | 0 | 1.0326 | Cogen | 1 | 0.1848 | 0 | 0 |  |  |  |  | 0.1848 | 0
48552 | CAL_ST1_8000 | 2 | Houston | YES | 0.053948 | 65.1 | 0 | 65.1 | 0 | 1.0326 | Cogen | 1 | 0.1848 | 0 | 0 |  |  |  |  | 0.1848 | 0
48851 | SRB_GN1_1 | 1 | Houston | YES | 0.053962 | 132 | 26 | 165 | 0 | 1.0217 | GST | 1 | 0.18481 | 165 | 165 |  |  |  |  | 0.18481 | 30.4936
48852 | SRB_GN2_2 | 2 | Houston | YES | 0.053991 | 140.8 | 26 | 176 | 0 | 1.0217 | GST | 1 | 0.18484 | 176 | 176 |  |  |  |  | 0.18484 | 32.5316
48855 | SRB_GT211035 | B1 | Houston | YES | 0.054012 | 0 | 0 | 18 |  | 1.014 | GGT | 1 | 0.18486 | 18 | 18 |  |  |  |  | 0.18486 | 3.3275
48855 | SRB_GT211035 | B2 | Houston | YES | 0.054012 | 0 | 0 | 12 |  | 1.014 | GGT | 1 | 0.18486 | 12 | 12 |  |  |  |  | 0.18486 | 2.2183
48761 | PR_GT1__9040 | 1 | Houston | YES | 0.05439 | 26 | 0 | 35 |  | 1 | Cogen | 1 | 0.18524 | 0 | 0 |  |  |  |  | 0.18524 | 0
48641 | DPEC_GT15040 | 1 | Houston | YES | 0.054758 | 163.2 | 98 | 163.2 | 0 | 1.0319 | CC | 1 | 0.18561 | 163.2 | 163.2 |  |  |  |  | 0.18561 | 30.2909
48642 | DPEC_GT25025 | 2 | Houston | YES | 0.054758 | 157.1 | 98 | 157.1 | 0 | 1.0319 | CC | 1 | 0.18561 | 157.1 | 157.1 |  |  |  |  | 0.18561 | 29.1587
48643 | DPEC_GT35010 | 3 | Houston | YES | 0.054758 | 157.5 | 98 | 157.5 | 0 | 1.0319 | CC | 1 | 0.18561 | 157.5 | 157.5 |  |  |  |  | 0.18561 | 29.2329
48644 | DPEC_GT45070 | 4 | Houston | YES | 0.054758 | 157 | 98 | 157 | 0 | 1.0319 | CC | 1 | 0.18561 | 157 | 157 |  |  |  |  | 0.18561 | 29.1401
48645 | DPEC_ST55065 | 5 | Houston | YES | 0.054758 | 282 | 0 | 282 | 0 | 1.0319 | CC | 1 | 0.18561 | 282 | 282 |  |  |  |  | 0.18561 | 52.3408
48841 | SJS_GT1_GT1 | 1 | Houston | YES | 0.055166 | 62.4 | 49 | 78 | 0 | 1.0362 | Cogen | 1 | 0.18601 | 0 | 0 |  |  |  |  | 0.18601 | 0
48842 | SJS_GT2_GT2 | 2 | Houston | YES | 0.055166 | 64.8 | 49 | 81 | 0 | 1.0362 | Cogen | 1 | 0.18601 | 0 | 0 |  |  |  |  | 0.18601 | 0
48691 | GBY_73741085 | A | Houston | YES | 0.055679 | 37.6 | 20 | 47 | 0 | 1.0362 | GGT | 1 | 0.18653 | 47 | 47 |  |  |  |  | 0.18653 | 8.7668
48691 | GBY_73741085 | B | Houston | YES | 0.055679 | 37.6 | 20 | 47 | 0 | 1.0362 | GGT | 1 | 0.18653 | 47 | 47 |  |  |  |  | 0.18653 | 8.7668
48692 | GBY_81821075 | C | Houston | YES | 0.055679 | 37.6 | 20 | 47 | 0 | 1.0362 | GGT | 1 | 0.18653 | 47 | 47 |  |  |  |  | 0.18653 | 8.7668
48692 | GBY_81821075 | D | Houston | YES | 0.055679 | 44 | 20 | 55 | 0 | 1.0362 | GGT | 1 | 0.18653 | 55 | 55 |  |  |  |  | 0.18653 | 10.259
48693 | GBY_83841065 | E | Houston | YES | 0.055679 | 45.6 | 20 | 57 | 0 | 1.0362 | GGT | 1 | 0.18653 | 57 | 57 |  |  |  |  | 0.18653 | 10.632
48693 | GBY_83841065 | F | Houston | YES | 0.055679 | 43.2 | 20 | 54 | 0 | 1.0362 | GGT | 1 | 0.18653 | 54 | 54 |  |  |  |  | 0.18653 | 10.0724
48531 | BYU_GT1_8075 | 1 | Houston | YES | 0.056714 | 65 | 0 | 65 |  | 1.0362 | Cogen | 1 | 0.18756 | 0 | 0 |  |  |  |  | 0.18756 | 0
48532 | BYU_GT2_8055 | 2 | Houston | YES | 0.056714 | 62 | 0 | 62 |  | 1.0362 | Cogen | 1 | 0.18756 | 0 | 0 |  |  |  |  | 0.18756 | 0
48533 | BYU_GT3_8060 | 3 | Houston | YES | 0.056714 | 67 | 0 | 67 |  | 1.0362 | Cogen | 1 | 0.18756 | 0 | 0 |  |  |  |  | 0.18756 | 0
48534 | BYU_GT4_8065 | 4 | Houston | YES | 0.056714 | 65 | 0 | 65 |  | 1.0362 | Cogen | 1 | 0.18756 | 0 | 0 |  |  |  |  | 0.18756 | 0
48561 | CTL_GT2_8130 | 1 | Houston | YES | 0.057535 | 73.5 | 30.3 | 91.9 |  | 1.0362 | Cogen | 1 | 0.18838 | 0 | 0 |  |  |  |  | 0.18838 | 0
48562 | CTL_GT3_8135 | 2 | Houston | YES | 0.057535 | 70.1 | 30.3 | 87.6 |  | 1.0362 | Cogen | 1 | 0.18838 | 0 | 0 |  |  |  |  | 0.18838 | 0
48563 | CTL_GT4_8140 | 3 | Houston | YES | 0.057535 | 69.6 | 30.3 | 87 |  | 1.0362 | Cogen | 1 | 0.18838 | 0 | 0 |  |  |  |  | 0.18838 | 0
48564 | CTL_GN1_8145 | 4 | Houston | YES | 0.057535 | 43.6 | 12.9 | 54.5 |  | 1.0362 | Cogen | 1 | 0.18838 | 0 | 0 |  |  |  |  | 0.18838 | 0
48565 | CTL_GN2_8155 | 5 | Houston | YES | 0.057535 | 9.8 | 3.4 | 12.2 |  | 1.0362 | Cogen | 1 | 0.18838 | 0 | 0 |  |  |  |  | 0.18838 | 0
48772 | PHR_GN2_2 | MB | Houston | YES | 0.059691 | 0 | 72 | 459 |  | 1.0362 | GSC | 1 | 0.19054 | 0 | 0 |  |  |  |  | 0.19054 | 0
38580 | TNBP_CGN1_8 | 1 | Houston | YES | 0.062775 | 70.8 | 0 | 70.8 | 0 | 1.005 | Cogen | 1 | 0.19362 | 0 | 0 |  |  |  |  | 0.19362 | 0
38590 | TNBP_CGN2_8 | 2 | Houston | YES | 0.062775 | 66.7 | 0 | 66.7 | 0 | 1.005 | Cogen | 1 | 0.19362 | 0 | 0 |  |  |  |  | 0.19362 | 0
38600 | TNBP_CGN3_8 | 5 | Houston | YES | 0.062775 | 53 | 0 | 53 | 0 | 1.005 | Cogen | 1 | 0.19362 | 0 | 0 |  |  |  |  | 0.19362 | 0
38611 | TNBPAMCG1_8 | 1 | Houston | YES | 0.062775 | 153.2 | 0 | 153.2 | 0 | 1.005 | Cogen | 1 | 0.19362 | 0 | 0 |  |  |  |  | 0.19362 | 0
38612 | TNBPAMCG2_8 | 2 | Houston | YES | 0.062775 | 153.5 | 0 | 153.5 | 0 | 1.005 | Cogen | 1 | 0.19362 | 0 | 0 |  |  |  |  | 0.19362 | 0
38613 | TNBPAMCG3_8 | 3 | Houston | YES | 0.062775 | 152.3 | 0 | 152.3 | 0 | 1.005 | Cogen | 1 | 0.19362 | 0 | 0 |  |  |  |  | 0.19362 | 0
38614 | TNBPAMCG4_8 | 4 | Houston | YES | 0.062775 | 96 | 0 | 96 |  | 1.005 | Cogen | 1 | 0.19362 | 0 | 0 |  |  |  |  | 0.19362 | 0
38615 | TNBPAMCG5_8 | 1 | Houston | YES | 0.062775 | 244 | 0 | 244 | 0 | 1.005 | Cogen | 1 | 0.19362 | 0 | 0 |  |  |  |  | 0.19362 | 0
38690 | TNBP_CGN4_8 | 3 | Houston | YES | 0.062775 | 40 | 0 | 40 |  | 1.005 | Cogen | 1 | 0.19362 | 0 | 0 |  |  |  |  | 0.19362 | 0
38711 | TNTXCTY1CG8 | 1 | Houston | YES | 0.062775 | 100.3 | 59 | 100.3 | 0 | 1 | Cogen | 1 | 0.19362 | 0 | 0 |  |  |  |  | 0.19362 | 0
38712 | TNTXCTY2CG8 | 1 | Houston | YES | 0.062775 | 92.9 | 59 | 92.9 | 0 | 1 | Cogen | 1 | 0.19362 | 0 | 0 |  |  |  |  | 0.19362 | 0
38713 | TNTXCTY3CG8 | 1 | Houston | YES | 0.062775 | 102.7 | 59 | 102.7 | 0 | 1 | Cogen | 1 | 0.19362 | 0 | 0 |  |  |  |  | 0.19362 | 0
38714 | TNTXCTY4CG8 | 1 | Houston | YES | 0.062775 | 103 | 59 | 103 | 0 | 1 | Cogen | 1 | 0.19362 | 0 | 0 |  |  |  |  | 0.19362 | 0
39470 | TNDOWCGNSG8 | 1 | Houston | YES | 0.062775 | 32 | 10 | 32 | 0 | 0.985 | Cogen | 1 | 0.19362 | 0 | 0 |  |  |  |  | 0.19362 | 0
39480 | TNDOWCGNGG8 | 1 | Houston | YES | 0.062775 | 30 | 10 | 30 | 0 | 0.985 | Cogen | 1 | 0.19362 | 0 | 0 |  |  |  |  | 0.19362 | 0
48921 | WAP_GN1_1 | 1 | Houston | YES | 0.06995 | 132.8 | 37 | 166 | 0 | 1.0362 | GST | 1 | 0.2008 | 166 | 166 |  |  |  |  | 0.2008 | 33.3324
48922 | WAP_GN2_2 | 2 | Houston | YES | 0.06995 | 132.8 | 37 | 166 | 0 | 1.0362 | GST | 1 | 0.2008 | 166 | 166 |  |  |  |  | 0.2008 | 33.3324
48923 | WAP_GN3_3 | 3 | Houston | YES | 0.06995 | 198.4 | 93 | 248 | 0 | 1.0362 | GST | 1 | 0.2008 | 248 | 248 |  |  |  |  | 0.2008 | 49.7978
48924 | WAP_GN4_4 | 4 | Houston | YES | 0.06995 | 546 | 217 | 546 | 0 | 1.0362 | GSC | 1 | 0.2008 | 546 | 546 |  |  |  |  | 0.2008 | 109.6356
48925 | WAP_GN5_5 | 5 | Houston | YES | 0.06995 | 586.1 | 278 | 654 | 0 | 0.985 | LIGCO | 1 | 0.2008 | 0 | 654 |  |  |  |  | 0.2008 | 131.3217
48929 | WAPGT21_GT1 | B1 | Houston | YES | 0.06995 | 0 | 0 | 13 |  | 1.05 | GGT | 1 | 0.2008 | 13 | 13 |  |  |  |  | 0.2008 | 2.6104
48510 | AK_GT1__8040 | 1 | Houston | YES | 0.070152 | 33.4 | 8.1 | 34 |  | 1.029 | Cogen | 1 | 0.201 | 0 | 0 |  |  |  |  | 0.201 | 0
48730 | MNS_GT | 1 | Houston | YES | 0.071823 | 43 | 0 | 46.1 |  | 1.029 | Cogen | 1 | 0.20267 | 0 | 0 |  |  |  |  | 0.20267 | 0
48521 | BVE_GT1_GT1 | 1 | Houston | YES | 0.071908 | 167.7 | 0 | 167.7 |  | 1.035 | CC | 1 | 0.20276 | 167.7 | 167.7 |  |  |  |  | 0.20276 | 34.0021
48522 | BVE_GT2_5035 | 2 | Houston | YES | 0.071908 | 166.4 | 0 | 166.4 |  | 1.035 | CC | 1 | 0.20276 | 166.4 | 166.4 |  |  |  |  | 0.20276 | 33.7386
48523 | BVE_ST1_GN1 | 3 | Houston | YES | 0.071908 | 252.4 | 0 | 252.4 |  | 1.035 | CC | 1 | 0.20276 | 252.4 | 252.4 |  |  |  |  | 0.20276 | 51.1756
48926 | WAP_GN6_6 | 6 | Houston | YES | 0.072002 | 651 | 280 | 651 |  | 1.035 | LIGCO | 1 | 0.20285 | 0 | 651 |  |  |  |  | 0.20285 | 132.0552
48927 | WAP_GN7_7 | 7 | Houston | YES | 0.072002 | 564 | 277 | 564 |  | 1.035 | LIGCO | 1 | 0.20285 | 0 | 564 |  |  |  |  | 0.20285 | 114.4073
48928 | WAP_GN8_8 | 8 | Houston | YES | 0.072002 | 603 | 275 | 603 |  | 1.035 | LIGCO | 1 | 0.20285 | 0 | 603 |  |  |  |  | 0.20285 | 122.3184
7022 | L_BUCHAN1_1Y | 1 | South | YES | 0.075412 | 0 | 0 | 18 |  | 1 | Hydro | 1 | 0.20626 | 0 | 0 | 0 | 0 |  |  | 0.20626 | 0
7023 | L_BUCHAN1_2Y | 2 | South | YES | 0.075412 | 0 | 0 | 18 |  | 1 | Hydro | 1 | 0.20626 | 0 | 0 | 0 | 0 |  |  | 0.20626 | 0
7024 | L_BUCHAN1_3Y | 3 | South | YES | 0.075412 | 0 | 0 | 15 |  | 1 | Hydro | 1 | 0.20626 | 0 | 0 | 0 | 0 |  |  | 0.20626 | 0
7026 | L_INKSDA1_1Y | 1 | South | YES | 0.080666 | 0 | 0 | 13.7 |  | 1 | Hydro | 1 | 0.21151 | 0 | 0 | 0 | 0 |  |  | 0.21151 | 0
39760 | TNSCLP1___8 | 1 | Houston | YES | 0.082795 | 93.4 | 20 | 116.8 | 0 | 1.04 | Cogen | 1 | 0.21364 | 0 | 0 |  |  |  |  | 0.21364 | 0
39770 | TNSCLP2___8 | 1 | Houston | YES | 0.082795 | 91.6 | 20 | 114.5 | 0 | 1.04 | Cogen | 1 | 0.21364 | 0 | 0 |  |  |  |  | 0.21364 | 0
39775 | TNSCLP4___8 | 1 | Houston | YES | 0.082795 | 95.2 | 20 | 119 | 0 | 1.04 | Cogen | 1 | 0.21364 | 0 | 0 |  |  |  |  | 0.21364 | 0
39790 | TNSCLP3___8 | 1 | Houston | YES | 0.082795 | 87.6 | 20 | 109.5 | 0 | 1.027 | Cogen | 1 | 0.21364 | 0 | 0 |  |  |  |  | 0.21364 | 0
48520 | BSF_GT1_8070 | 1 | Houston | YES | 0.086047 | 72 | 0 | 72 | 0 | 1.0326 | Cogen | 1 | 0.21689 | 0 | 0 |  |  |  |  | 0.21689 | 0
48520 | BSF_GT1_8070 | 2 | Houston | YES | 0.086047 | 10 | 0 | 10 | 0 | 1.0326 | Cogen | 1 | 0.21689 | 0 | 0 |  |  |  |  | 0.21689 | 0
8032 | AMISTADHYD1 | 1 | South | YES | 0.086718 | 33 | 13 | 33 | 0 | 1.0375 | Hydro | 1 | 0.21757 | 0 | 0 | 0 | 0 |  |  | 0.21757 | 0
8033 | AMISTADHYD2 | 2 | South | YES | 0.086718 | 25 | 13 | 25 | 0 | 1.0375 | Hydro | 1 | 0.21757 | 0 | 0 | 0 | 0 |  |  | 0.21757 | 0
88253 | HAMILTON | F | South | YES | 0.086718 | 0 | 0 | 0 | 0 | 1.04 | BLT | 1 | 0.21757 | 0 | 0 | 0 | 0 |  |  | 0.21757 | 0
49851 | DOW17000 | 37 | Houston | YES | 0.090119 | 39 | 0 | 62 | 0 | 1 | Cogen | 1 | 0.22097 | 0 | 0 |  |  |  |  | 0.22097 | 0
49858 | DOW38100 | 31 | Houston | YES | 0.090119 | 45 | 0 | 71.4 |  | 1 | Cogen | 1 | 0.22097 | 0 | 0 |  |  |  |  | 0.22097 | 0
49859 | DOW38200 | 33 | Houston | YES | 0.090119 | 28 | 0 | 45 | 0 | 1 | Cogen | 1 | 0.22097 | 0 | 0 |  |  |  |  | 0.22097 | 0
49860 | DOW38300 | 32 | Houston | YES | 0.090119 | 63 | 0 | 101 |  | 1 | Cogen | 1 | 0.22097 | 0 | 0 |  |  |  |  | 0.22097 | 0
49862 | DOW39100 | 36 | Houston | YES | 0.090119 | 54 | 0 | 86 | 0 | 1 | Cogen | 1 | 0.22097 | 0 | 0 |  |  |  |  | 0.22097 | 0
49863 | DOW39200 | 35 | Houston | YES | 0.090119 | 55 | 0 | 88 | 0 | 1 | Cogen | 1 | 0.22097 | 0 | 0 |  |  |  |  | 0.22097 | 0
49865 | DOW41000 | 41 | Houston | YES | 0.090119 | 31 | 0 | 50 |  | 1 | Cogen | 1 | 0.22097 | 0 | 0 |  |  |  |  | 0.22097 | 0
49866 | DOW42000 | 42 | Houston | YES | 0.090119 | 11 | 0 | 18 |  | 1 | Cogen | 1 | 0.22097 | 0 | 0 |  |  |  |  | 0.22097 | 0
49869 | DOW49000 | 45 | Houston | YES | 0.090119 | 59 | 0 | 94 |  | 1 | Cogen | 1 | 0.22097 | 0 | 0 |  |  |  |  | 0.22097 | 0
49870 | DOW61000 | 61 | Houston | YES | 0.090119 | 44 | 0 | 70 | 0 | 1 | Cogen | 1 | 0.22097 | 0 | 0 |  |  |  |  | 0.22097 | 0
49871 | DOW62000 | 62 | Houston | YES | 0.090119 | 40 | 0 | 63 | 0 | 1 | Cogen | 1 | 0.22097 | 0 | 0 |  |  |  |  | 0.22097 | 0
49872 | DOW63000 | 63 | Houston | YES | 0.090119 | 45 | 0 | 72 | 0 | 1 | Cogen | 1 | 0.22097 | 0 | 0 |  |  |  |  | 0.22097 | 0
49873 | DOW64000 | 64 | Houston | YES | 0.090119 | 41 | 0 | 64.8 | 0 | 1 | Cogen | 1 | 0.22097 | 0 | 0 |  |  |  |  | 0.22097 | 0
49876 | DOW65000 | 65 | Houston | YES | 0.090119 | 63 | 0 | 101 | 0 | 1 | Cogen | 1 | 0.22097 | 0 | 0 |  |  |  |  | 0.22097 | 0
49877 | DOW66000 | 66 | Houston | YES | 0.090119 | 61 | 0 | 97 | 0 | 1 | Cogen | 1 | 0.22097 | 0 | 0 |  |  |  |  | 0.22097 | 0
49878 | DOW67000 | 67 | Houston | YES | 0.090119 | 65 | 0 | 103 | 0 | 1 | Cogen | 1 | 0.22097 | 0 | 0 |  |  |  |  | 0.22097 | 0
49882 | DOW81000 | 81 | Houston | YES | 0.090119 | 47 | 0 | 76 | 0 | 1 | Cogen | 1 | 0.22097 | 0 | 0 |  |  |  |  | 0.22097 | 0
49884 | DOW82000 | 82 | Houston | YES | 0.090119 | 51 | 0 | 80 | 0 | 1 | Cogen | 1 | 0.22097 | 0 | 0 |  |  |  |  | 0.22097 | 0
49885 | DOW83000 | 83 | Houston | YES | 0.090119 | 51 | 0 | 80 | 0 | 1 | Cogen | 1 | 0.22097 | 0 | 0 |  |  |  |  | 0.22097 | 0
49886 | DOW84000 | 84 | Houston | YES | 0.090119 | 107 | 0 | 171 | 0 | 0.98 | Cogen | 1 | 0.22097 | 0 | 0 |  |  |  |  | 0.22097 | 0
48911 | TGF_GT1_8000 | 1 | Houston | YES | 0.1044 | 69.2 | 0 | 69.2 |  | 1.029 | Cogen | 1 | 0.23525 | 0 | 0 |  |  |  |  | 0.23525 | 0
7035 | L_WIRTZ_1G1Y | 1 | South | YES | 0.10719 | 0 | 0 | 29 |  | 1 | Hydro | 1 | 0.23804 | 0 | 0 | 0 | 0 |  |  | 0.23804 | 0
7036 | L_WIRTZ_1G2Y | 2 | South | YES | 0.10719 | 23 | 0 | 29.8 |  | 1 | Hydro | 1 | 0.23804 | 0 | 0 | 0 | 0 |  |  | 0.23804 | 0
7000 | L_FERGUS1_1Y | 1 | South | YES | 0.10768 | 400 | 65 | 423.3 | 0 | 1.015 | GSC | 1 | 0.23853 | 423.3 | 423.3 | 45.5805 | 423.3 |  |  | 0.23853 | 100.9684
48731 | CBE_GT1 | 1 | Houston | YES | 0.10936 | 76 | 0 | 76 | 0 | 1.029 | CC | 1 | 0.24021 | 76 | 76 |  |  |  |  | 0.24021 | 18.2557
48732 | CBE_GT2 | 1 | Houston | YES | 0.10936 | 76 | 0 | 76 | 0 | 1.029 | CC | 1 | 0.24021 | 76 | 76 |  |  |  |  | 0.24021 | 18.2557
48733 | CBE_ST12 | 1 | Houston | YES | 0.10936 | 105 | 0 | 105 | 0 | 1.029 | CC | 1 | 0.24021 | 105 | 105 |  |  |  |  | 0.24021 | 25.2217
48734 | CBE_GT3 | 1 | Houston | YES | 0.10936 | 76 | 0 | 76 | 0 | 1.029 | CC | 1 | 0.24021 | 76 | 76 |  |  |  |  | 0.24021 | 18.2557
48735 | CBE_GT4 | 1 | Houston | YES | 0.10936 | 76 | 0 | 76 | 0 | 1.029 | CC | 1 | 0.24021 | 76 | 76 |  |  |  |  | 0.24021 | 18.2557
48736 | CBE_ST34 | 1 | Houston | YES | 0.10936 | 105 | 0 | 105 | 0 | 1.029 | CC | 1 | 0.24021 | 105 | 105 |  |  |  |  | 0.24021 | 25.2217
8262 | ELPS | 1 | South | YES | 0.11085 | 6 | 6 | 6 | 0 | 1.15 | Hydro | 1 | 0.2417 | 0 | 0 | 0 | 0 |  |  | 0.2417 | 0
5911 | STP_GN1___1 | 1 | Houston | YES | 0.11142 | 1333 | 1249 | 1333 | 0 | 1.0406 | Nuc | 1 | 0.24227 | 0 | 0 |  |  |  |  | 0.24227 | 0
5912 | STP_GN2___2 | 2 | Houston | YES | 0.11142 | 1332 | 1249 | 1332 | 0 | 1.0406 | Nuc | 1 | 0.24227 | 0 | 0 |  |  |  |  | 0.24227 | 0
80010 | EPLVT1 | F | South | YES | 0.11646 | 0 | 0 | 0 |  | 1.0376 | #N/A | 1 | 0.24731 | 0 | 0 | 0 | 0 |  |  | 0.24731 | 0
7028 | L_MARBFA1_1Y | 1 | South | YES | 0.11852 | 0 | 0 | 18 |  | 1 | Hydro | 1 | 0.24937 | 0 | 0 | 0 | 0 |  |  | 0.24937 | 0
7029 | L_MARBFA1_2Y | 2 | South | YES | 0.11852 | 0 | 0 | 18 |  | 1 | Hydro | 1 | 0.24937 | 0 | 0 | 0 | 0 |  |  | 0.24937 | 0
7031 | L_MARSFO1G1Y | 1 | South | YES | 0.14312 | 0 | 0 | 36 |  | 1 | Hydro | 1 | 0.27397 | 0 | 0 | 0 | 0 |  |  | 0.27397 | 0
7032 | L_MARSFO1G2Y | 2 | South | YES | 0.14312 | 0 | 0 | 35 |  | 1 | Hydro | 1 | 0.27397 | 0 | 0 | 0 | 0 |  |  | 0.27397 | 0
7033 | L_MARSFO1G3Y | 3 | South | YES | 0.14312 | 0 | 0 | 36 |  | 1 | Hydro | 1 | 0.27397 | 0 | 0 | 0 | 0 |  |  | 0.27397 | 0
8134 | FOR #1 | 1 | South | YES | 0.14801 | 54.1 | 45 | 79 | 0 | 1.03 | Cogen | 1 | 0.27885 | 0 | 0 | 0 | 0 |  |  | 0.27885 | 0
8138 | FOR #2 | 2 | South | YES | 0.14801 | 63.1 | 45 | 81 | 0 | 1.03 | Cogen | 1 | 0.27885 | 0 | 0 | 0 | 0 |  |  | 0.27885 | 0
8153 | FOR #3 | 3 | South | YES | 0.14801 | 63.1 | 45 | 79.9 | 0 | 1.03 | Cogen | 1 | 0.27885 | 0 | 0 | 0 | 0 |  |  | 0.27885 | 0
8154 | FOR #4 | 4 | South | YES | 0.14801 | 63.1 | 60 | 80 | 0 | 1.03 | Cogen | 1 | 0.27885 | 0 | 0 | 0 | 0 |  |  | 0.27885 | 0
8155 | FOR #5 | 5 | South | YES | 0.14801 | 63.1 | 60 | 78.4 | 0 | 1.03 | Cogen | 1 | 0.27885 | 0 | 0 | 0 | 0 |  |  | 0.27885 | 0
8156 | FOR #6 | 6 | South | YES | 0.14801 | 24.9 | 5 | 25 | 0 | 1.03 | Cogen | 1 | 0.27885 | 0 | 0 | 0 | 0 |  |  | 0.27885 | 0
8157 | FOR #7 | 7 | South | YES | 0.14801 | 28.8 | 5 | 46 | 0 | 1.03 | Cogen | 1 | 0.27885 | 0 | 0 | 0 | 0 |  |  | 0.27885 | 0
80051 | FOR #8 | 8 | South | YES | 0.14801 | 28 | 28 | 28 | 0 | 1.016 | Cogen | 1 | 0.27885 | 0 | 0 | 0 | 0 |  |  | 0.27885 | 0
80052 | FOR #9 | 9 | South | YES | 0.14801 | 29.7 | 5 | 43.6 | 0 | 1.03 | Cogen | 1 | 0.27885 | 0 | 0 | 0 | 0 |  |  | 0.27885 | 0
80053 | FOR #10 | 10 | South | YES | 0.14801 | 68.4 | 45 | 75 | 0 | 1.03 | Cogen | 1 | 0.27885 | 0 | 0 | 0 | 0 |  |  | 0.27885 | 0
80226 | ALCOA G | 1 | South | YES | 0.14905 | 32.3 | 5 | 48 | 0 | 1.015 | Cogen | 1 | 0.2799 | 0 | 0 | 0 | 0 |  |  | 0.2799 | 0
8147 | UCAR #2 | 10 | South | YES | 0.15258 | 18.2 | 0 | 28 |  | 1 | Cogen | 1 | 0.28343 | 0 | 0 | 0 | 0 |  |  | 0.28343 | 0
8148 | UCAR #1 | 2 | South | YES | 0.15258 | 6.1 | 0 | 7 | 0 | 1.009 | Cogen | 1 | 0.28343 | 0 | 0 | 0 | 0 |  |  | 0.28343 | 0
80137 | CSDR89 | 8 | South | YES | 0.15258 | 33.9 | 0 | 39 |  | 1.003 | DCTie | 1 | 0.28343 | 0 | 0 | 0 | 0 |  |  | 0.28343 | 0
80137 | CSDR89 | 9 | South | YES | 0.15258 | 0 | 0 | 15 |  | 1.003 | DCTie | 1 | 0.28343 | 0 | 0 | 0 | 0 |  |  | 0.28343 | 0
80138 | CSDR7 | 7 | South | YES | 0.15258 | 6.1 | 0 | 7 | 0 | 1.014 | DCTie | 1 | 0.28343 | 0 | 0 | 0 | 0 |  |  | 0.28343 | 0
80139 | CSDR56 | 5 | South | YES | 0.15258 | 15 | 0 | 15 |  | 1.0033 | DCTie | 1 | 0.28343 | 0 | 0 | 0 | 0 |  |  | 0.28343 | 0
80139 | CSDR56 | 6 | South | YES | 0.15258 | 0 | 0 | 39 |  | 1.0033 | DCTie | 1 | 0.28343 | 0 | 0 | 0 | 0 |  |  | 0.28343 | 0
80140 | CSDR11 | 11 | South | YES | 0.15258 | 33.9 | 0 | 39 | 0 | 1.03 | DCTie | 1 | 0.28343 | 0 | 0 | 0 | 0 |  |  | 0.28343 | 0
80227 | AIRCO G | 1 | South | YES | 0.15306 | 7.2 | 0 | 8 | 0 | 1.0104 | Cogen | 1 | 0.2839 | 0 | 0 | 0 | 0 |  |  | 0.2839 | 0
80224 | VISTRONG1 | 1 | South | YES | 0.15387 | 13.1 | 0 | 15 | 0 | 1.01 | Cogen | 1 | 0.28472 | 0 | 0 | 0 | 0 |  |  | 0.28472 | 0
80225 | VISTRONG2 | 2 | South | YES | 0.15387 | 20.2 | 0 | 23 | 0 | 1.01 | Cogen | 1 | 0.28472 | 0 | 0 | 0 | 0 |  |  | 0.28472 | 0
5503 | RAYBURNGEN3 | 1 | South | YES | 0.15547 | 17.6 | 6 | 22 | 0 | 1.0223 | GST | 1 | 0.28632 | 22 | 22 | 3.4204 | 22 |  |  | 0.28632 | 6.299
5505 | RAYBURNGEN1 | 1 | South | YES | 0.15547 | 0 | 1 | 11 |  | 1.0223 | GGT | 1 | 0.28632 | 11 | 11 | 1.7102 | 11 |  |  | 0.28632 | 3.1495
5506 | RAYBURNGEN2 | 1 | South | YES | 0.15547 | 0 | 1 | 11 |  | 1.0223 | GGT | 1 | 0.28632 | 11 | 11 | 1.7102 | 11 |  |  | 0.28632 | 3.1495
8066 | DUP1V#1 | 1 | South | YES | 0.15617 | 52.3 | 0 | 73 | 0 | 1.01 | Cogen | 1 | 0.28702 | 0 | 0 | 0 | 0 |  |  | 0.28702 | 0
5508 | RAYBURNCC9 | 1 | South | YES | 0.1565 | 47.7 | 18.2 | 47.7 | 0 | 1.0296 | CC | 1 | 0.28734 | 47.7 | 47.7 | 7.4649 | 47.7 |  |  | 0.28734 | 13.7063
5509 | RAYBURNCC10 | 1 | South | YES | 0.1565 | 37.3 | 5.2 | 37.3 | 0 | 1.0296 | CC | 1 | 0.28734 | 37.3 | 37.3 | 5.8373 | 37.3 |  |  | 0.28734 | 10.7179
5511 | RAYBURNCC7 | 1 | South | YES | 0.1565 | 47.5 | 18.2 | 47.5 | 0 | 1.0296 | CC | 1 | 0.28734 | 47.5 | 47.5 | 7.4336 | 47.5 |  |  | 0.28734 | 13.6488
5512 | RAYBURNCC8 | 1 | South | YES | 0.1565 | 49.3 | 18.2 | 49.3 | 0 | 1.0296 | CC | 1 | 0.28734 | 49.3 | 49.3 | 7.7153 | 49.3 |  |  | 0.28734 | 14.166
80265 | LARECU40A | 4 | South | YES | 0.1565 | 80 | 0 | 100 |  | 1.039 | GGT | 1 | 0.28735 | 100 | 100 | 15.6502 | 100 |  |  | 0.28735 | 28.735
80266 | LARECU50A | 5 | South | YES | 0.1565 | 80 | 0 | 100 |  | 1.039 | GGT | 1 | 0.28735 | 100 | 100 | 15.6502 | 100 |  |  | 0.28735 | 28.735
80012 | LAR | F | South | YES | 0.1565 | 0 | 0 | 0 | 0 | 1.04 | DCTie | 1 | 0.28735 | 0 | 0 | 0 | 0 |  |  | 0.28735 | 0
8173 | VICEC51A | 5 | South | YES | 0.15753 | 144 | 18 | 144 | 0 | 1.025 | CC | 1 | 0.28838 | 144 | 144 | 22.684 | 144 |  |  | 0.28838 | 41.5261
8174 | VICEC61A | 6 | South | YES | 0.15753 | 188 | 42 | 188 | 0 | 1.025 | CC | 1 | 0.28838 | 188 | 188 | 29.6153 | 188 |  |  | 0.28838 | 54.2146
8926 | LGE_GT10A | 1 | South | YES | 0.15787 | 158 | 0 | 158 | 0 | 1.03 | Cogen | 1 | 0.28872 | 0 | 0 | 0 | 0 |  |  | 0.28872 | 0
8927 | LGE_GT20A | 2 | South | YES | 0.15787 | 153 | 0 | 153 | 0 | 1.03 | Cogen | 1 | 0.28872 | 0 | 0 | 0 | 0 |  |  | 0.28872 | 0
8928 | LGE_STG0A | 3 | South | YES | 0.15787 | 100 | 0 | 100 | 0 | 1.03 | Cogen | 1 | 0.28872 | 0 | 0 | 0 | 0 |  |  | 0.28872 | 0
8930 | ICPGN10A | 1 | South | YES | 0.15787 | 149 | 0 | 149 | 0 | 1.03 | Cogen | 1 | 0.28872 | 0 | 0 | 0 | 0 |  |  | 0.28872 | 0
8931 | ICPGN20A | 2 | South | YES | 0.15787 | 150 | 0 | 150 | 0 | 1.03 | Cogen | 1 | 0.28872 | 0 | 0 | 0 | 0 |  |  | 0.28872 | 0
8932 | ICPGN30A | 3 | South | YES | 0.15787 | 127 | 0 | 127 | 0 | 1.03 | Cogen | 1 | 0.28872 | 0 | 0 | 0 | 0 |  |  | 0.28872 | 0
80223 | REYSHR G | 1 | South | YES | 0.15787 | 12 | 0 | 12 | 0 | 1.032 | Cogen | 1 | 0.28872 | 0 | 0 | 0 | 0 |  |  | 0.28872 | 0
88299 | ZAPATA | F | South | YES | 0.1579 | 0 | 0 | 0 | 0 | 1.02 | BLT | 1 | 0.28875 | 0 | 0 | 0 | 0 |  |  | 0.28875 | 0
5728 | FALCONHYDRO2 | 2 | South | YES | 0.15887 | 12 | 0 | 12 | 0 | 1.0227 | Hydro | 1 | 0.28972 | 0 | 0 | 0 | 0 |  |  | 0.28972 | 0
5729 | FALCONHYDRO3 | 3 | South | YES | 0.15887 | 11 | 0 | 11 | 0 | 1.0227 | Hydro | 1 | 0.28972 | 0 | 0 | 0 | 0 |  |  | 0.28972 | 0
8048 | FALCONHYDRO1 | 1 | South | YES | 0.15887 | 12 | 0 | 12 | 0 | 1.0227 | Hydro | 1 | 0.28972 | 0 | 0 | 0 | 0 |  |  | 0.28972 | 0
8560 | CNOPGT1 | 1 | South | YES | 0.15918 | 148.3 | 0 | 148.3 | 0 | 1.03 | Cogen | 1 | 0.29002 | 0 | 0 | 0 | 0 |  |  | 0.29002 | 0
8561 | CNOPGT2 | 2 | South | YES | 0.15918 | 148.6 | 0 | 148.6 | 0 | 1.03 | Cogen | 1 | 0.29002 | 0 | 0 | 0 | 0 |  |  | 0.29002 | 0
8562 | CNOPST1 | 3 | South | YES | 0.15918 | 153 | 0 | 153 | 0 | 1.03 | Cogen | 1 | 0.29002 | 0 | 0 | 0 | 0 |  |  | 0.29002 | 0
8456 | COSW#1 | 1 | South | YES | 0.15925 | 20 | 0 | 20 | 0 | 1.027 | Cogen | 1 | 0.2901 | 0 | 0 | 0 | 0 |  |  | 0.2901 | 0
8457 | COSW#2 | 2 | South | YES | 0.15925 | 14 | 0 | 14 | 0 | 1.027 | Cogen | 1 | 0.2901 | 0 | 0 | 0 | 0 |  |  | 0.2901 | 0
88508 | FALFURRI | F | South | YES | 0.15935 | 0 | 0 | 0 | 0 | 1 | AVR | 1 | 0.29019 | 0 | 0 | 0 | 0 |  |  | 0.29019 | 0
8459 | B_DAVIS0B | MB | South | YES | 0.15942 | 0 | 50 | 339 |  | 1.03 | GSC | 1 | 0.29027 | 0 | 0 | 0 | 0 |  |  | 0.29027 | 0
8460 | B_DAVIS0A | MB | South | YES | 0.15942 | 0 | 50 | 340 |  | 1.03 | GSC | 1 | 0.29027 | 0 | 0 | 0 | 0 |  |  | 0.29027 | 0
8506 | VAL #1 | 1 | South | YES | 0.15947 | 20.9 | 0 | 25 | 0 | 1.0055 | Cogen | 1 | 0.29032 | 0 | 0 | 0 | 0 |  |  | 0.29032 | 0
8507 | VAL #2 | 2 | South | YES | 0.15947 | 20.9 | 0 | 25 | 0 | 1.0055 | Cogen | 1 | 0.29032 | 0 | 0 | 0 | 0 |  |  | 0.29032 | 0
8461 | KOCH_UP0A | 1 | South | YES | 0.15959 | 38 | 0 | 38 | 0 | 1.012 | Cogen | 1 | 0.29044 | 0 | 0 | 0 | 0 |  |  | 0.29044 | 0
8511 | OXY_CC0A | 1 | South | YES | 0.15962 | 30.3 | 0 | 38 |  | 1.027 | Cogen | 1 | 0.29047 | 0 | 0 | 0 | 0 |  |  | 0.29047 | 0
8933 | FGNTS001 | 1 | South | YES | 0.15988 | 146.5 | 0 | 146.5 | 0 | 1.03 | CC | 1 | 0.29073 | 146.5 | 146.5 | 23.4221 | 146.5 |  |  | 0.29073 | 42.5913
8934 | FGNTS101 | 2 | South | YES | 0.15988 | 147.9 | 0 | 147.9 | 0 | 1.03 | CC | 1 | 0.29073 | 147.9 | 147.9 | 23.646 | 147.9 |  |  | 0.29073 | 42.9983
8935 | FGNTS201 | 3 | South | YES | 0.15988 | 173 | 0 | 173 | 0 | 1.03 | CC | 1 | 0.29073 | 173 | 173 | 27.6589 | 173 |  |  | 0.29073 | 50.2956
8936 | MVGN#1 | 1 | South | YES | 0.16004 | 216.6 | 0 | 216.6 | 0 | 1.0304 | CC | 1 | 0.29089 | 216.6 | 216.6 | 34.6653 | 216.6 |  |  | 0.29089 | 63.0069
8937 | MVGN#2 | 2 | South | YES | 0.16004 | 216.7 | 0 | 216.7 | 0 | 1.0304 | CC | 1 | 0.29089 | 216.7 | 216.7 | 34.6813 | 216.7 |  |  | 0.29089 | 63.036
8938 | MVGN#3 | 3 | South | YES | 0.16004 | 250.9 | 0 | 250.9 | 0 | 1.0304 | CC | 1 | 0.29089 | 250.9 | 250.9 | 40.1548 | 250.9 |  |  | 0.29089 | 72.9845
8981 | HECN1 | 1 | South | YES | 0.16004 | 144.8 | 0 | 144.8 | 0 | 1.0304 | CC | 1 | 0.29089 | 144.8 | 144.8 | 23.1744 | 144.8 |  |  | 0.29089 | 42.1211
8982 | HECN2 | 2 | South | YES | 0.16004 | 144.1 | 0 | 144.1 | 0 | 1.0304 | CC | 1 | 0.29089 | 144.1 | 144.1 | 23.0623 | 144.1 |  |  | 0.29089 | 41.9175
8983 | HECN3 | 3 | South | YES | 0.16004 | 171.9 | 0 | 171.9 | 0 | 1.0304 | CC | 1 | 0.29089 | 171.9 | 171.9 | 27.5116 | 171.9 |  |  | 0.29089 | 50.0043
8517 | CELANEBI0A | 1 | South | YES | 0.16012 | 29 | 0 | 29 | 0 | 1.02 | Cogen | 1 | 0.29097 | 0 | 0 | 0 | 0 |  |  | 0.29097 | 0
5932 | SI_RAY9 | 9 | South | YES | 0.16017 | 32 | 32 | 38 | 0 | 1.035 | CC | 1 | 0.29101 | 38 | 38 | 6.0863 | 38 |  |  | 0.29101 | 11.0585
5933 | SI_RAY6 | 6 | South | YES | 0.16017 | 15.4 | 10 | 19.3 | 0 | 1.035 | GST | 1 | 0.29101 | 19.3 | 19.3 | 3.0912 | 19.3 |  |  | 0.29101 | 5.6165
5935 | SI_RAY10 | 10 | South | YES | 0.16017 | 47 | 10 | 47 | 0 | 1.03 | CC | 1 | 0.29101 | 47 | 47 | 7.5278 | 47 |  |  | 0.29101 | 13.6776
80003 | MILHWYS | F | South | YES | 0.16017 | 0 | 0 | 0 | 0 | 1.0168 | AVR | 1 | 0.29101 | 0 | 0 | 0 | 0 |  |  | 0.29101 | 0
80080 | GWINDT11A | 1 | South | YES | 0.16023 | 40.6 | 0 | 94 | 0 | 1.025 | Wind | 1 | 0.29108 | 0 | 94 | 15.0621 | 94 |  |  | 0.29108 | 27.3618
80080 | GWINDT11A | 2 | South | YES | 0.16023 | 17.7 | 0 | 41 | 0 | 1.025 | Wind | 1 | 0.29108 | 0 | 41 | 6.5696 | 41 |  |  | 0.29108 | 11.9344
80080 | GWINDT11A | 3 | South | YES | 0.16023 | 16.4 | 0 | 38 | 0 | 1.025 | Wind | 1 | 0.29108 | 0 | 38 | 6.0889 | 38 |  |  | 0.29108 | 11.0611
80080 | GWINDT11A | 4 | South | YES | 0.16023 | 8.2 | 0 | 19 | 0 | 1.025 | Wind | 1 | 0.29108 | 0 | 19 | 3.0445 | 19 |  |  | 0.29108 | 5.5306
80081 | GWINDT21A | 1 | South | YES | 0.16023 | 40.6 | 0 | 94 | 0 | 1.025 | Wind | 1 | 0.29108 | 0 | 94 | 15.0621 | 94 |  |  | 0.29108 | 27.3618
80081 | GWINDT21A | 2 | South | YES | 0.16023 | 15.5 | 0 | 36 | 0 | 1.025 | Wind | 1 | 0.29108 | 0 | 36 | 5.7685 | 36 |  |  | 0.29108 | 10.479
80081 | GWINDT21A | 3 | South | YES | 0.16023 | 18.6 | 0 | 43 | 0 | 1.025 | Wind | 1 | 0.29108 | 0 | 43 | 6.8901 | 43 |  |  | 0.29108 | 12.5166
80081 | GWINDT21A | 4 | South | YES | 0.16023 | 9.5 | 0 | 22 | 0 | 1.025 | Wind | 1 | 0.29108 | 0 | 22 | 3.5252 | 22 |  |  | 0.29108 | 6.4038
80180 | PNSCALT11A | 1 | South | YES | 0.16023 | 63 | 0 | 146 | 0 | 1.025 | Wind | 1 | 0.29108 | 0 | 146 | 23.3943 | 146 |  |  | 0.29108 | 42.4981
80180 | PNSCALT11A | 2 | South | YES | 0.16023 | 21.6 | 0 | 50 | 0 | 1.025 | Wind | 1 | 0.29108 | 0 | 50 | 8.0117 | 50 |  |  | 0.29108 | 14.5541
80181 | PNSCALT21A | 1 | South | YES | 0.16023 | 23.7 | 0 | 55 | 0 | 1.025 | Wind | 1 | 0.29108 | 0 | 55 | 8.8129 | 55 |  |  | 0.29108 | 16.0096
80181 | PNSCALT21A | 2 | South | YES | 0.16023 | 21.6 | 0 | 50 | 0 | 1.025 | Wind | 1 | 0.29108 | 0 | 50 | 8.0117 | 50 |  |  | 0.29108 | 14.5541
8161 | COLETO0A | 1 | South | YES | 0.16495 | 633 | 200 | 633 | 0 | 1.03 | LIGCO | 1 | 0.29579 | 0 | 633 | 104.4108 | 633 |  |  | 0.29579 | 187.2375
7020 | L_AUSTPL1_1Y | 1 | South | YES | 0.16557 | 0 | 0 | 8 |  | 1 | Hydro | 1 | 0.29642 | 0 | 0 | 0 | 0 |  |  | 0.29642 | 0
7020 | L_AUSTPL1_1Y | 2 | South | YES | 0.16557 | 0 | 0 | 8 |  | 1 | Hydro | 1 | 0.29642 | 0 | 0 | 0 | 0 |  |  | 0.29642 | 0
88198 | BEEVILLE | F | South | YES | 0.16623 | 0 | 0 | 0 | 0 | 1.02 | AVR | 1 | 0.29708 | 0 | 0 | 0 | 0 |  |  | 0.29708 | 0
7004 | L_SIMGID1_1Y | 1 | South | YES | 0.16831 | 132 | 40 | 132 | 0 | 1.02 | GST | 1 | 0.29915 | 132 | 132 | 22.2163 | 132 |  |  | 0.29915 | 39.4882
7005 | L_SIMGID1_2Y | 2 | South | YES | 0.16831 | 133 | 32 | 139 | 0 | 1.02 | GST | 1 | 0.29915 | 139 | 139 | 23.3944 | 139 |  |  | 0.29915 | 41.5822
7006 | L_SIMGID1_3Y | 3 | South | YES | 0.16831 | 324.9 | 60 | 329 | 0 | 1.02 | GST | 1 | 0.29915 | 329 | 329 | 55.3723 | 329 |  |  | 0.29915 | 98.4213
5890 | PEARSALLGEN1 | 1 | South | YES | 0.16867 | 19.2 | 6 | 24 | 0 | 1.0161 | GST | 1 | 0.29952 | 24 | 24 | 4.0481 | 24 |  |  | 0.29952 | 7.1885
5891 | PEARSALLGEN2 | 1 | South | YES | 0.16867 | 19.4 | 6 | 24.3 | 0 | 1.0161 | GST | 1 | 0.29952 | 24.3 | 24.3 | 4.0987 | 24.3 |  |  | 0.29952 | 7.2783
5892 | PEARSALLGEN3 | 1 | South | YES | 0.16867 | 19.1 | 6 | 23.9 | 0 | 1.0161 | GST | 1 | 0.29952 | 23.9 | 23.9 | 4.0313 | 23.9 |  |  | 0.29952 | 7.1585
9000 | DECKR_G1 | 1 | South | YES | 0.17511 | 280 | 50 | 321 | 0 | 1.015 | GST | 1 | 0.30595 | 321 | 321 | 56.2087 | 321 |  |  | 0.30595 | 98.2108
9001 | DECKR_G2 | 2 | South | YES | 0.17511 | 400 | 50 | 426 | 0 | 1.015 | GST | 1 | 0.30595 | 426 | 426 | 74.5947 | 426 |  |  | 0.30595 | 130.3359
8189 | CUECPL2A | 1 | South | YES | 0.17543 | 12 | 0 | 12 | 0 | 1.02 | Cogen | 1 | 0.30628 | 0 | 0 | 0 | 0 |  |  | 0.30628 | 0
9002 | DECKR_G3 | 3 | South | YES | 0.17791 | 0 | 24 | 42 |  | 1.015 | GGT | 1 | 0.30876 | 42 | 42 | 7.4723 | 42 |  |  | 0.30876 | 12.9679
9003 | DECKR_G4 | 4 | South | YES | 0.17791 | 44 | 24 | 44 | 0 | 1.015 | GGT | 1 | 0.30876 | 44 | 44 | 7.8281 | 44 |  |  | 0.30876 | 13.5854
9004 | DECKR_G5 | 5 | South | YES | 0.17791 | 44 | 24 | 44 | 0 | 1.015 | GGT | 1 | 0.30876 | 44 | 44 | 7.8281 | 44 |  |  | 0.30876 | 13.5854
9005 | DECKR_G6 | 6 | South | YES | 0.17791 | 44 | 24 | 47 | 0 | 1.015 | GGT | 1 | 0.30876 | 47 | 47 | 8.3618 | 47 |  |  | 0.30876 | 14.5117
5903 | SANMIGUELGEN | 1 | South | YES | 0.18047 | 396.3 | 180 | 396.3 | 0 | 1.0331 | LIGCO | 1 | 0.31132 | 0 | 396.3 | 71.5207 | 396.3 |  |  | 0.31132 | 123.3756
9016 | SANDH_G1 | 1 | South | YES | 0.18304 | 45 | 2 | 49 | 0 | 1.0175 | GGT | 1 | 0.31388 | 49 | 49 | 8.9687 | 49 |  |  | 0.31388 | 15.3803
9017 | SANDH_G2 | 2 | South | YES | 0.18304 | 45 | 2 | 46 | 0 | 1.0175 | GGT | 1 | 0.31388 | 46 | 46 | 8.4196 | 46 |  |  | 0.31388 | 14.4386
9018 | SANDH_G3 | 3 | South | YES | 0.18304 | 45 | 2 | 46 | 0 | 1.0175 | GGT | 1 | 0.31388 | 46 | 46 | 8.4196 | 46 |  |  | 0.31388 | 14.4386
9019 | SANDH_G4 | 4 | South | YES | 0.18304 | 0 | 2 | 47 |  | 1.0175 | GGT | 1 | 0.31388 | 47 | 47 | 8.6026 | 47 |  |  | 0.31388 | 14.7525
9020 | SANDHG5A | 5A | South | YES | 0.18304 | 150 | 84 | 155 | 0 | 1.0175 | CC | 1 | 0.31388 | 155 | 155 | 28.3704 | 155 |  |  | 0.31388 | 48.6518
9021 | SANDHG5C | 5C | South | YES | 0.18304 | 140 | 0 | 148 | 0 | 1.0175 | CC | 1 | 0.31388 | 148 | 148 | 27.0892 | 148 |  |  | 0.31388 | 46.4547
7624 | L_LAKEWO9_1Y | 1 | South | YES | 0.18385 | 0 | 0 | 2.4 |  | 1 | Hydro | 1 | 0.3147 | 0 | 0 | 0 | 0 |  |  | 0.3147 | 0
7624 | L_LAKEWO9_1Y | 2 | South | YES | 0.18385 | 0 | 0 | 2.4 |  | 1 | Hydro | 1 | 0.3147 | 0 | 0 | 0 | 0 |  |  | 0.3147 | 0
7303 | L_WPPGS12_1Y | 1 | South | YES | 0.18552 | 50 | 0 | 50 | 0 | 1.025 | GGT | 1 | 0.31637 | 50 | 50 | 9.2761 | 50 |  |  | 0.31637 | 15.8185
7303 | L_WPPGS12_1Y | 2 | South | YES | 0.18552 | 50 | 0 | 50 | 0 | 1.025 | GGT | 1 | 0.31637 | 50 | 50 | 9.2761 | 50 |  |  | 0.31637 | 15.8185
7305 | L_WPPGS34_1Y | 3 | South | YES | 0.18552 | 50 | 0 | 50 | 0 | 1.025 | GGT | 1 | 0.31637 | 50 | 50 | 9.2761 | 50 |  |  | 0.31637 | 15.8185
7305 | L_WPPGS34_1Y | 4 | South | YES | 0.18552 | 50 | 0 | 50 | 0 | 1.025 | GGT | 1 | 0.31637 | 50 | 50 | 9.2761 | 50 |  |  | 0.31637 | 15.8185
5264 | LEON_LCP3G3 | 3 | South | YES | 0.18723 | 0 | 20 | 58 |  | 1.0197 | GST | 1 | 0.31808 | 58 | 58 | 10.8593 | 58 |  |  | 0.31808 | 18.4485
5265 | LEON_LCP4G4 | 4 | South | YES | 0.18723 | 71.2 | 25 | 89 | 0 | 1.0197 | GST | 1 | 0.31808 | 89 | 89 | 16.6634 | 89 |  |  | 0.31808 | 28.3088
5266 | LEON_LCPCT1 | 1 | South | YES | 0.18723 | 44 | 24 | 44 | 0 | 1.0197 | GGT | 1 | 0.31808 | 44 | 44 | 8.2381 | 44 |  |  | 0.31808 | 13.9954
5267 | LEON_LCPCT2 | 2 | South | YES | 0.18723 | 44 | 24 | 44 | 0 | 1.0197 | GGT | 1 | 0.31808 | 44 | 44 | 8.2381 | 44 |  |  | 0.31808 | 13.9954
5268 | LEON_LCPCT3 | 3 | South | YES | 0.18723 | 43 | 24 | 43 | 0 | 1.0197 | GGT | 1 | 0.31808 | 43 | 43 | 8.0508 | 43 |  |  | 0.31808 | 13.6773
5269 | LEON_LCPCT4 | 4 | South | YES | 0.18723 | 45 | 24 | 45 | 0 | 1.0197 | GGT | 1 | 0.31808 | 45 | 45 | 8.4253 | 45 |  |  | 0.31808 | 14.3135
5026 | BRAUNIG_VHB1 | 1 | South | YES | 0.18838 | 215 | 40 | 215 | 0 | 1.0192 | GST | 1 | 0.31923 | 215 | 215 | 40.5019 | 215 |  |  | 0.31923 | 68.6342
5027 | BRAUNIG_VHB2 | 2 | South | YES | 0.18838 | 172.8 | 40 | 216 | 0 | 1.0192 | GST | 1 | 0.31923 | 216 | 216 | 40.6903 | 216 |  |  | 0.31923 | 68.9534
5031 | BRA_VHBCT1 | 1 | South | YES | 0.18838 | 44 | 24 | 44 | 0 | 1.0192 | #N/A | 1 | 0.31923 | 44 | 44 | 8.2888 | 44 |  |  | 0.31923 | 14.0461
5032 | BRA_VHBCT2 | 2 | South | YES | 0.18838 | 44 | 24 | 44 | 0 | 1.0192 | #N/A | 1 | 0.31923 | 44 | 44 | 8.2888 | 44 |  |  | 0.31923 | 14.0461
5033 | BRA_VHBCT3 | 3 | South | YES | 0.18838 | 43 | 24 | 43 | 0 | 1.0192 | #N/A | 1 | 0.31923 | 43 | 43 | 8.1004 | 43 |  |  | 0.31923 | 13.7268
5034 | BRA_VHBCT4 | 4 | South | YES | 0.18838 | 45 | 24 | 45 | 0 | 1.0192 | #N/A | 1 | 0.31923 | 45 | 45 | 8.4771 | 45 |  |  | 0.31923 | 14.3653
5401 | CALAVER_JKS1 | 1 | South | YES | 0.18843 | 562 | 100 | 562 | 0 | 1.018 | LIGCO | 1 | 0.31928 | 0 | 562 | 105.8988 | 562 |  |  | 0.31928 | 179.4352
5028 | BRAUNIG_VHB3 | 3 | South | YES | 0.18849 | 407 | 60 | 407 | 0 | 1.0138 | GST | 1 | 0.31934 | 407 | 407 | 76.7175 | 407 |  |  | 0.31934 | 129.9725
5396 | CALAVER_OWS1 | 1 | South | YES | 0.18866 | 418 | 80 | 418 | 0 | 1.0192 | GST | 1 | 0.31951 | 418 | 418 | 78.8611 | 418 |  |  | 0.31951 | 133.5555
5397 | CALAVER_OWS2 | 2 | South | YES | 0.18866 | 400 | 80 | 400 | 0 | 1.0192 | GST | 1 | 0.31951 | 400 | 400 | 75.4652 | 400 |  |  | 0.31951 | 127.8043
5476 | BRA_AVR1_CT1 | 1 | South | YES | 0.18881 | 155 | 90 | 155 | 0 | 1.017 | CC | 1 | 0.31966 | 155 | 155 | 29.2656 | 155 |  |  | 0.31966 | 49.547
5477 | BRA_AVR1_ST1 | 1 | South | YES | 0.18881 | 174 | 138 | 174 | 0 | 1.017 | CC | 1 | 0.31966 | 174 | 174 | 32.8529 | 174 |  |  | 0.31966 | 55.6205
5478 | BRA_AVR1_CT2 | 1 | South | YES | 0.18881 | 155 | 90 | 155 | 0 | 1.017 | CC | 1 | 0.31966 | 155 | 155 | 29.2656 | 155 |  |  | 0.31966 | 49.547
5111 | CALAVER_JTD1 | 1 | South | YES | 0.18906 | 430 | 80 | 430 | 0 | 1.0138 | LIGCO | 1 | 0.31991 | 0 | 430 | 81.2967 | 430 |  |  | 0.31991 | 137.5612
5112 | CALAVER_JTD2 | 2 | South | YES | 0.18906 | 430 | 80 | 430 | 0 | 1.0138 | LIGCO | 1 | 0.31991 | 0 | 430 | 81.2967 | 430 |  |  | 0.31991 | 137.5612
5436 | TUTTL_WBT1G1 | 1 | South | YES | 0.18982 | 48.8 | 20 | 61 | 0 | 1.012 | GST | 1 | 0.32067 | 61 | 61 | 11.5793 | 61 |  |  | 0.32067 | 19.561
5438 | TUTTL_WBT3G3 | 3 | South | YES | 0.18982 | 95 | 25 | 95 | 0 | 1.012 | GST | 1 | 0.32067 | 95 | 95 | 18.0333 | 95 |  |  | 0.32067 | 30.4638
5439 | TUTTL_WBT4G4 | 4 | South | YES | 0.18982 | 120.8 | 40 | 151 | 0 | 1.012 | GST | 1 | 0.32067 | 151 | 151 | 28.6634 | 151 |  |  | 0.32067 | 48.4214
7487 | L_CANYHY8_1Y | 1 | South | YES | 0.19234 | 0 | 0 | 6 |  | 1 | Hydro | 1 | 0.32319 | 0 | 0 | 0 | 0 |  |  | 0.32319 | 0
7605 | L_MCQUEE9_1Y | 1 | South | YES | 0.19364 | 0 | 0 | 2.4 |  | 1.025 | Hydro | 1 | 0.32449 | 0 | 0 | 0 | 0 |  |  | 0.32449 | 0
7605 | L_MCQUEE9_1Y | 2 | South | YES | 0.19364 | 0 | 0 | 2.4 |  | 1.025 | Hydro | 1 | 0.32449 | 0 | 0 | 0 | 0 |  |  | 0.32449 | 0
7605 | L_MCQUEE9_1Y | 3 | South | YES | 0.19364 | 0 | 0 | 2.8 |  | 1.025 | Hydro | 1 | 0.32449 | 0 | 0 | 0 | 0 |  |  | 0.32449 | 0
7609 | L_SCHUMA8_1Y | 1 | South | YES | 0.19579 | 0 | 0 | 4 |  | 1 | Hydro | 1 | 0.32663 | 0 | 0 | 0 | 0 |  |  | 0.32663 | 0
7800 | L_GUADGE1_1Y | 1 | South | YES | 0.19638 | 147 | 30 | 147 | 0 | 1.02 | CC | 1 | 0.32722 | 147 | 147 | 28.8674 | 147 |  |  | 0.32722 | 48.102
7801 | L_GUADGE1_2Y | 2 | South | YES | 0.19638 | 138 | 30 | 138 | 0 | 1.02 | CC | 1 | 0.32722 | 138 | 138 | 27.1 | 138 |  |  | 0.32722 | 45.157
7802 | L_GUADGE1_3Y | 3 | South | YES | 0.19638 | 146 | 30 | 146 | 0 | 1.02 | CC | 1 | 0.32722 | 146 | 146 | 28.671 | 146 |  |  | 0.32722 | 47.7748
7803 | L_GUADGE1_4Y | 4 | South | YES | 0.19638 | 149 | 30 | 149 | 0 | 1.02 | CC | 1 | 0.32722 | 149 | 149 | 29.2602 | 149 |  |  | 0.32722 | 48.7565
7804 | L_GUADGE1_5Y | 5 | South | YES | 0.19638 | 182 | 30 | 182 | 0 | 1.02 | CC | 1 | 0.32722 | 182 | 182 | 35.7406 | 182 |  |  | 0.32722 | 59.5549
7805 | L_GUADGE1_6Y | 6 | South | YES | 0.19638 | 203 | 30 | 203 | 0 | 1.02 | CC | 1 | 0.32722 | 203 | 203 | 39.8645 | 203 |  |  | 0.32722 | 66.4266
7810 | L_RIONOG1G1Y | 1 | South | YES | 0.20377 | 148 | 0 | 148 | 0 | 1.02 | CC | 1 | 0.33461 | 148 | 148 | 30.1575 | 148 |  |  | 0.33461 | 49.523
7811 | L_RIONOG1G2Y | 2 | South | YES | 0.20377 | 148 | 0 | 148 | 0 | 1.02 | CC | 1 | 0.33461 | 148 | 148 | 30.1575 | 148 |  |  | 0.33461 | 49.523
7812 | L_RIONOG1G3Y | 3 | South | YES | 0.20377 | 154 | 0 | 154 | 0 | 1.02 | CC | 1 | 0.33461 | 154 | 154 | 31.3801 | 154 |  |  | 0.33461 | 51.5307
7813 | L_RIONOG1S1Y | 4 | South | YES | 0.20377 | 293 | 0 | 293 | 0 | 1.02 | CC | 1 | 0.33461 | 293 | 293 | 59.7037 | 293 |  |  | 0.33461 | 98.0421
7014 | L_HAYSEN1_1Y | 1 | South | YES | 0.21215 | 223.9 | 74 | 223.9 | 0 | 1.008 | CC | 1 | 0.343 | 223.9 | 223.9 | 47.5011 | 223.9 |  |  | 0.343 | 76.7979
7015 | L_HAYSEN1_2Y | 2 | South | YES | 0.21215 | 225 | 74 | 225 | 0 | 1.008 | CC | 1 | 0.343 | 225 | 225 | 47.7344 | 225 |  |  | 0.343 | 77.1752
7016 | L_HAYSEN1_3Y | 3 | South | YES | 0.21215 | 224.6 | 74 | 224.6 | 0 | 1.008 | CC | 1 | 0.343 | 224.6 | 224.6 | 47.6496 | 224.6 |  |  | 0.343 | 77.038
7017 | L_HAYSEN1_4Y | 4 | South | YES | 0.21215 | 226.7 | 74 | 226.7 | 0 | 1.008 | CC | 1 | 0.343 | 226.7 | 226.7 | 48.0951 | 226.7 |  |  | 0.343 | 77.7583
7012 | L_FPPYD21_3Y | 3 | South | YES | 0.22666 | 427.5 | 200 | 436 | 0 | 1.02 | LIGCO | 1 | 0.35751 | 0 | 436 | 98.8238 | 436 |  |  | 0.35751 | 155.8734
7010 | L_FPPYD11_1Y | 1 | South | YES | 0.22692 | 547.4 | 200 | 606 | 0 | 1.02 | LIGCO | 1 | 0.35777 | 0 | 606 | 137.5141 | 606 |  |  | 0.35777 | 216.8079
7011 | L_FPPYD11_2Y | 2 | South | YES | 0.22692 | 552.2 | 200 | 598 | 0 | 1.02 | LIGCO | 1 | 0.35777 | 0 | 598 | 135.6988 | 598 |  |  | 0.35777 | 213.9457
7807 | L_BASTEN1_1Y | 1 | South | YES | 0.25787 | 152.5 | 83.5 | 152.5 | 0 | 1.004 | CC | 1 | 0.38872 | 152.5 | 152.5 | 39.3258 | 152.5 |  |  | 0.38872 | 59.2801
7808 | L_BASTEN1_2Y | 1 | South | YES | 0.25787 | 149.5 | 83.5 | 149.5 | 0 | 1.004 | CC | 1 | 0.38872 | 149.5 | 149.5 | 38.5522 | 149.5 |  |  | 0.38872 | 58.1139
7809 | L_BASTEN1_3Y | 1 | South | YES | 0.25787 | 232.6 | 42 | 232.6 | 0 | 1.004 | CC | 1 | 0.38872 | 232.6 | 232.6 | 59.9815 | 232.6 |  |  | 0.38872 | 90.4167
7007 | L_LOSTPI1_1Y | 1 | South | YES | 0.26618 | 158.6 | 110 | 158 | 0 | 1 | CC | 1 | 0.39703 | 158 | 158 | 42.0571 | 158 |  |  | 0.39703 | 62.731
7008 | L_LOSTPI1_2Y | 2 | South | YES | 0.26618 | 157.7 | 107 | 160 | 0 | 1 | CC | 1 | 0.39703 | 160 | 160 | 42.5894 | 160 |  |  | 0.39703 | 63.5251
7009 | L_LOSTPI1_3Y | 3 | South | YES | 0.26618 | 173.9 | 72 | 175 | 0 | 1 | CC | 1 | 0.39703 | 175 | 175 | 46.5822 | 175 |  |  | 0.39703 | 69.4806
Note on AL4: Zonal Cap - Zonal Impact

## Distributed Slack - Bound Gen
Number of Bus | Name of Bus | ID | Area Name of Gen | AGC | P Sensitivity of Bus | Gen MW | Min MW | Max MW | V Sensitivity of Bus | Set Volt | Tech Type | Zone Impact | Zone Correlation | Inc Max | Dec Max | Souce S.F. Weighting | Souce Capacity | Sink S.F. Weighting | Sink Capacity | PTDF Calc | PTDF Weighting | max of zone correlation | -0.22745 |  |  | Neg PTDF weight | Pos PTDF weight
13432 | SANDOW_5G | 5 | South | YES | -0.35935 | 581 | 225 | 581 | 0 | 1.029 | LIGCO | 1 | -0.22745 | 0 | 581 | -208.78 | 581 |  |  | -0.22745 | -132.1494 |  |  |  |  | -132.1494 | 0
3432 | SANDOW_4G | 4 | South | YES | -0.22523 | 580 | 225 | 580 | 0 | 1.029 | LIGCO | 1 | -0.093336 | 0 | 580 | -130.6334 | 580 |  |  | -0.093336 | -54.1347 |  |  |  |  | -54.1347 | 0
8139 | JOS #1 | MB | South | YES | 0 | 0 | 45 | 255 |  | 1.02 | GST | 1 | 0.13189 | 0 | 0 | 0 | 0 |  |  | 0.13189 | 0 |  |  |  |  | 0 | 0
8285 | LAR #1 | MB | South | YES | 0 | 0 | 9 | 32 |  | 1.0497 | GST | 1 | 0.13189 | 0 | 0 | 0 | 0 |  |  | 0.13189 | 0 |  |  | Weighted Shift Factors |  | 0 | 0
8287 | LAR #2 | MB | South | YES | 0 | 0 | 9 | 32 |  | 1.04 | GST | 1 | 0.13189 | 0 | 0 | 0 | 0 |  |  | 0.13189 | 0 |  |  | South | 0.16492 | 0 | 0
8288 | LAR #3 | MB | South | YES | 0 | 0 | 25 | 105 |  | 1.04 | GST | 1 | 0.13189 | 0 | 0 | 0 | 0 |  |  | 0.13189 | 0 |  |  | North | -0.13189 | 0 | 0
8388 | BATES0A | MB | South | YES | 0 | 0 | 21 | 71 |  | 1.033 | GST | 1 | 0.13189 | 0 | 0 | 0 | 0 |  |  | 0.13189 | 0 |  |  |  |  | 0 | 0
8393 | BATES0B | MB | South | YES | 0 | 0 | 25 | 110 |  | 1.03 | GST | 1 | 0.13189 | 0 | 0 | 0 | 0 |  |  | 0.13189 | 0 | North |  |  |  | 0 | 0
8437 | NUECES_B0C | MB | South | YES | 0 | 0 | 7 | 30 |  | 1.03 | GST | 1 | 0.13189 | 0 | 0 | 0 | 0 |  |  | 0.13189 | 0 | Line Rating |  | 956 |  | 0 | 0
8438 | NUECES_B0B | MB | South | YES | 0 | 0 | 26 | 169 |  | 1.03 | GST | 1 | 0.13189 | 0 | 0 | 0 | 0 |  |  | 0.13189 | 0 | Impact Counter to Zone: |  | 186.2841 |  | 0 | 0
39190 | TNSLCGN1__8 | 1 | Houston | YES | 0 | 0 | 10 | 30 |  | 1.03 | Cogen | 1 | 0.13189 | 0 | 0 |  |  |  |  | 0.13189 | 0 |  |  | 19.49% |  | 0 | 0
5934 | SI_RAY5 | 5 | South | YES | 0 | 0 | 10 | 15 |  | 1.035 | GST | 1 | 0.13189 | 15 | 15 | 0 | 15 |  |  | 0.13189 | 1.9784 |  |  |  |  | 0 | 0
48591 | CHE_GT2_5030 | 2 | Houston | YES | 0.027671 | 173 | 50 | 173 | 0 | 1.029 | Cogen | 1 | 0.15957 | 0 | 0 |  |  |  |  | 0.15957 | 0 | South |  |  |  | 0 | 0
48811 | CVC_GT3_5045 | 3 | Houston | YES | 0.027671 | 156 | 91.8 | 156 | 0 | 1.029 | Cogen | 1 | 0.15957 | 0 | 0 |  |  |  |  | 0.15957 | 0 | Line Rating |  | 956 |  | 0 | 0
48812 | CVC_GT2_5020 | 2 | Houston | YES | 0.027671 | 158 | 91.8 | 158 | 0 | 1.029 | Cogen | 1 | 0.15957 | 0 | 0 |  |  |  |  | 0.15957 | 0 | Impact Counter to Zone: |  | 0 |  | 0 | 0
48813 | CVC_GT1_5035 | 1 | Houston | YES | 0.027671 | 160 | 91.8 | 160 | 0 | 1.029 | Cogen | 1 | 0.15957 | 0 | 0 |  |  |  |  | 0.15957 | 0 |  |  | 0% |  | 0 | 0
48814 | CVC_ST5_5040 | 1 | Houston | YES | 0.027671 | 162 | 91.8 | 162 | 0 | 1.029 | Cogen | 1 | 0.15957 | 0 | 0 |  |  |  |  | 0.15957 | 0 |  |  |  |  | 0 | 0
48886 | THW_5354 | C | Houston | YES | 0.034636 | 45.6 | 5 | 57 |  | 1.0319 | GGT | 1 | 0.16653 | 57 | 57 |  |  |  |  | 0.16653 | 9.4922 |  |  |  |  | 0 | 0
48887 | THW_5556 | F | Houston | YES | 0.034636 | 45.6 | 5 | 57 |  | 1.0319 | GGT | 1 | 0.16653 | 57 | 57 |  |  |  |  | 0.16653 | 9.4922 |  |  |  |  | 0 | 0
48885 | THW_5152 | A | Houston | YES | 0.034636 | 46.4 | 5 | 58 |  | 1.0319 | GGT | 1 | 0.16653 | 58 | 58 |  |  |  |  | 0.16653 | 9.6588 |  |  |  |  | 0 | 0
48886 | THW_5354 | D | Houston | YES | 0.034636 | 46.4 | 5 | 58 |  | 1.0319 | GGT | 1 | 0.16653 | 58 | 58 |  |  |  |  | 0.16653 | 9.6588 |  |  |  |  | 0 | 0
48885 | THW_5152 | B | Houston | YES | 0.034636 | 47.2 | 5 | 59 |  | 1.0319 | GGT | 1 | 0.16653 | 59 | 59 |  |  |  |  | 0.16653 | 9.8253 |  |  |  |  | 0 | 0
48887 | THW_5556 | E | Houston | YES | 0.034636 | 47.2 | 5 | 59 |  | 1.0319 | GGT | 1 | 0.16653 | 59 | 59 |  |  |  |  | 0.16653 | 9.8253 |  |  |  |  | 0 | 0
48690 | GBY_GN5_5 | 5 | Houston | YES | 0.035121 | 318.4 | 81 | 398 |  | 1.0362 | GSC | 1 | 0.16702 | 398 | 398 |  |  |  |  | 0.16702 | 66.4721 |  |  |  |  | 0 | 0
48597 | BTE_GT4_8055 | 3 | Houston | YES | 0.035488 | 158.9 | 130 | 158.9 | 0 | 1.0261 | CC | 1 | 0.16738 | 158.9 | 158.9 |  |  |  |  | 0.16738 | 26.5971 |  |  |  |  | 0 | 0
48596 | BTE_GT3_8045 | 2 | Houston | YES | 0.035488 | 161.4 | 130 | 161.4 | 0 | 1.0261 | CC | 1 | 0.16738 | 161.4 | 161.4 |  |  |  |  | 0.16738 | 27.0155 |  |  |  |  | 0 | 0
48595 | BTE_GT2_8075 | 1 | Houston | YES | 0.035488 | 162.8 | 130 | 162.8 | 0 | 1.0261 | CC | 1 | 0.16738 | 162.8 | 162.8 |  |  |  |  | 0.16738 | 27.2498 |  |  |  |  | 0 | 0
48598 | BTE_ST1_8070 | 4 | Houston | YES | 0.035488 | 269.2 | 60 | 269.2 | 0 | 1.0261 | CC | 1 | 0.16738 | 269.2 | 269.2 |  |  |  |  | 0.16738 | 45.0593 |  |  |  |  | 0 | 0
48583 | CBY_GT4_1 | 1 | Houston | YES | 0.03663 | 172 | 0 | 172 | 0 | 1.027 | GSC | 1 | 0.16852 | 172 | 172 |  |  |  |  | 0.16852 | 28.9862 |  |  |  |  | 0 | 0
48584 | CBY_GT4_2 | 2 | Houston | YES | 0.03663 | 172 | 0 | 172 | 0 | 1.027 | CC | 1 | 0.16852 | 172 | 172 |  |  |  |  | 0.16852 | 28.9862 |  |  |  |  | 0 | 0
48585 | CBY_ST4_1 | 3 | Houston | YES | 0.03663 | 172 | 0 | 172 | 0 | 1.027 | CC | 1 | 0.16852 | 172 | 172 |  |  |  |  | 0.16852 | 28.9862 |  |  |  |  | 0 | 0
48815 | CVC_GT4_8005 | 4 | Houston | YES | 0.036821 | 165 | 91.8 | 165 |  | 1.0362 | Cogen | 1 | 0.16872 | 0 | 0 |  |  |  |  | 0.16872 | 0 |  |  |  |  | 0 | 0
48791 | PSA_GT1_8160 | 1 | Houston | YES | 0.037184 | 52 | 20.8 | 65 | 0 | 1.0362 | Cogen | 1 | 0.16908 | 0 | 0 |  |  |  |  | 0.16908 | 0 |  |  |  |  | 0 | 0
48792 | PSA_GT2_8155 | 2 | Houston | YES | 0.037184 | 52.8 | 20.3 | 66 | 0 | 1.0362 | Cogen | 1 | 0.16908 | 0 | 0 |  |  |  |  | 0.16908 | 0 |  |  |  |  | 0 | 0
48793 | PSA_GT3_8150 | 3 | Houston | YES | 0.037184 | 56 | 20.3 | 70 | 0 | 1.0362 | Cogen | 1 | 0.16908 | 0 | 0 |  |  |  |  | 0.16908 | 0 |  |  |  |  | 0 | 0
48794 | PSA_GT4_8145 | 4 | Houston | YES | 0.037184 | 52.8 | 20.3 | 66 | 0 | 1.0362 | Cogen | 1 | 0.16908 | 0 | 0 |  |  |  |  | 0.16908 | 0 |  |  |  |  | 0 | 0
48795 | PSA_GT5_8140 | 5 | Houston | YES | 0.037184 | 51.2 | 20.3 | 64 | 0 | 1.0362 | Cogen | 1 | 0.16908 | 0 | 0 |  |  |  |  | 0.16908 | 0 |  |  |  |  | 0 | 0
48796 | PSA_GN1_8165 | 1 | Houston | YES | 0.037184 | 83.2 | 43.1 | 104 | 0 | 1.0362 | Cogen | 1 | 0.16908 | 0 | 0 |  |  |  |  | 0.16908 | 0 |  |  |  |  | 0 | 0
48797 | PSA_GT6_8135 | 6 | Houston | YES | 0.037184 | 47.2 | 34.5 | 59 | 0 | 1.0362 | Cogen | 1 | 0.16908 | 0 | 0 |  |  |  |  | 0.16908 | 0 |  |  |  |  | 0 | 0
48581 | CBY_GN1_1 | 1 | Houston | YES | 0.037209 | 595.2 | 108 | 744 | 0 | 1.0435 | GSC | 1 | 0.1691 | 744 | 744 |  |  |  |  | 0.1691 | 125.8129 |  |  |  |  | 0 | 0
48940 | WARVUE_GT1 | G1 | Houston | YES | 0.037231 | 15 | 0 | 15 |  | 1.021 | Cogen | 1 | 0.16913 | 0 | 0 |  |  |  |  | 0.16913 | 0 |  |  |  |  | 0 | 0
48651 | EP_1_2 | 1 | Houston | YES | 0.037252 | 4 | 0 | 5 | 0 | 1.0362 | Cogen | 1 | 0.16915 | 0 | 0 |  |  |  |  | 0.16915 | 0 |  |  |  |  | 0 | 0
48651 | EP_1_2 | 2 | Houston | YES | 0.037252 | 17.7 | 10 | 21 | 0 | 1.0362 | Cogen | 1 | 0.16915 | 0 | 0 |  |  |  |  | 0.16915 | 0 |  |  |  |  | 0 | 0
49803 | EXN_15GT | 1 | Houston | YES | 0.037907 | 33 | 8.3 | 34 |  | 1.0326 | Cogen | 1 | 0.1698 | 0 | 0 |  |  |  |  | 0.1698 | 0 |  |  |  |  | 0 | 0
49804 | EXN_16GT | 2 | Houston | YES | 0.037907 | 32 | 8.3 | 34.7 |  | 1.0326 | Cogen | 1 | 0.1698 | 0 | 0 |  |  |  |  | 0.1698 | 0 |  |  |  |  | 0 | 0
49805 | EXN_17GT | 3 | Houston | YES | 0.037907 | 31 | 8.3 | 32.7 |  | 1.0326 | Cogen | 1 | 0.1698 | 0 | 0 |  |  |  |  | 0.1698 | 0 |  |  |  |  | 0 | 0
49826 | EXN938GT | 5 | Houston | YES | 0.037907 | 43 | 9.2 | 45.9 |  | 1.0326 | Cogen | 1 | 0.1698 | 0 | 0 |  |  |  |  | 0.1698 | 0 |  |  |  |  | 0 | 0
49828 | EXN941GT | 10 | Houston | YES | 0.037907 | 17.7 | 5.4 | 17.7 | 0 | 1.0326 | Cogen | 1 | 0.1698 | 0 | 0 |  |  |  |  | 0.1698 | 0 |  |  |  |  | 0 | 0
49829 | EXN942GT | 11 | Houston | YES | 0.037907 | 20 | 5.4 | 20.4 | 0 | 1.0326 | Cogen | 1 | 0.1698 | 0 | 0 |  |  |  |  | 0.1698 | 0 |  |  |  |  | 0 | 0
49830 | EXN943GT | 12 | Houston | YES | 0.037907 | 19 | 5.4 | 19.9 | 0 | 1.0326 | Cogen | 1 | 0.1698 | 0 | 0 |  |  |  |  | 0.1698 | 0 |  |  |  |  | 0 | 0
49831 | EXN944GT | 13 | Houston | YES | 0.037907 | 33 | 5.4 | 35 | 0 | 1.0326 | Cogen | 1 | 0.1698 | 0 | 0 |  |  |  |  | 0.1698 | 0 |  |  |  |  | 0 | 0
49832 | EXN945GT | 9 | Houston | YES | 0.037907 | 18.5 | 9.2 | 18.5 |  | 1.0326 | Cogen | 1 | 0.1698 | 0 | 0 |  |  |  |  | 0.1698 | 0 |  |  |  |  | 0 | 0
49837 | EXN_GT | 4 | Houston | YES | 0.037907 | 81 | 21.3 | 85.4 |  | 1.0326 | Cogen | 1 | 0.1698 | 0 | 0 |  |  |  |  | 0.1698 | 0 |  |  |  |  | 0 | 0
49838 | EXN_14GT | 14 | Houston | YES | 0.037907 | 140 | 0 | 148 |  | 1.0326 | Cogen | 1 | 0.1698 | 0 | 0 |  |  |  |  | 0.1698 | 0 |  |  |  |  | 0 | 0
48883 | THW_GT1_GT_1 | B2 | Houston | YES | 0.038085 | 0 | 0 | 12 |  | 1.043 | GGT | 1 | 0.16998 | 12 | 12 |  |  |  |  | 0.16998 | 2.0398 |  |  |  |  | 0 | 0
48582 | CBY_GN2_2 | 2 | Houston | YES | 0.038585 | 596.8 | 110 | 746 | 0 | 1.0435 | GSC | 1 | 0.17048 | 746 | 746 |  |  |  |  | 0.17048 | 127.1776 |  |  |  |  | 0 | 0
48875 | THW_3132 | B | Houston | YES | 0.039602 | 53 | 5 | 53 | 0 | 1.0435 | CC | 1 | 0.1715 | 53 | 53 |  |  |  |  | 0.1715 | 9.0893 |  |  |  |  | 0 | 0
48875 | THW_3132 | A | Houston | YES | 0.039602 | 55 | 5 | 55 | 0 | 1.0435 | CC | 1 | 0.1715 | 55 | 55 |  |  |  |  | 0.1715 | 9.4323 |  |  |  |  | 0 | 0
48877 | THW_3334 | C | Houston | YES | 0.039602 | 55 | 5 | 55 | 0 | 1.0435 | CC | 1 | 0.1715 | 55 | 55 |  |  |  |  | 0.1715 | 9.4323 |  |  |  |  | 0 | 0
48879 | THW_4142 | F | Houston | YES | 0.039602 | 55 | 5 | 55 | 0 | 1.0435 | CC | 1 | 0.1715 | 55 | 55 |  |  |  |  | 0.1715 | 9.4323 |  |  |  |  | 0 | 0
48879 | THW_4142 | E | Houston | YES | 0.039602 | 56 | 5 | 56 | 0 | 1.0435 | CC | 1 | 0.1715 | 56 | 56 |  |  |  |  | 0.1715 | 9.6038 |  |  |  |  | 0 | 0
48877 | THW_3334 | D | Houston | YES | 0.039602 | 57 | 5 | 57 | 0 | 1.0435 | CC | 1 | 0.1715 | 57 | 57 |  |  |  |  | 0.1715 | 9.7753 |  |  |  |  | 0 | 0
48881 | THW_4344 | G | Houston | YES | 0.039602 | 58 | 5 | 58 | 0 | 1.0435 | CC | 1 | 0.1715 | 58 | 58 |  |  |  |  | 0.1715 | 9.9468 |  |  |  |  | 0 | 0
48881 | THW_4344 | H | Houston | YES | 0.039602 | 58 | 5 | 58 | 0 | 1.0435 | CC | 1 | 0.1715 | 58 | 58 |  |  |  |  | 0.1715 | 9.9468 |  |  |  |  | 0 | 0
48873 | THW_ST3_ST_3 | 3 | Houston | YES | 0.039602 | 107 | 19 | 107 | 0 | 1.0435 | CC | 1 | 0.1715 | 107 | 107 |  |  |  |  | 0.1715 | 18.3501 |  |  |  |  | 0 | 0
48874 | THW_ST4_ST_4 | 4 | Houston | YES | 0.039602 | 108 | 19 | 108 | 0 | 1.0435 | CC | 1 | 0.1715 | 108 | 108 |  |  |  |  | 0.1715 | 18.5216 |  |  |  |  | 0 | 0
48593 | CHE_GT1_8015 | 1 | Houston | YES | 0.040842 | 173 | 50 | 173 | 0 | 1.0362 | Cogen | 1 | 0.17274 | 0 | 0 |  |  |  |  | 0.17274 | 0 |  |  |  |  | 0 | 0
48594 | CHE_GN4_8025 | 4 | Houston | YES | 0.040842 | 142 | 60 | 142 | 0 | 1.0362 | Cogen | 1 | 0.17274 | 0 | 0 |  |  |  |  | 0.17274 | 0 |  |  |  |  | 0 | 0
48513 | LPE_GT3_8080 | 3 | Houston | YES | 0.040968 | 39 | 0 | 39 | 0 | 1.0362 | GGT | 1 | 0.17286 | 39 | 39 |  |  |  |  | 0.17286 | 6.7416 |  |  |  |  | 0 | 0
48514 | LPE_GT4_8085 | 4 | Houston | YES | 0.040968 | 39 | 0 | 39 | 0 | 1.0362 | GGT | 1 | 0.17286 | 39 | 39 |  |  |  |  | 0.17286 | 6.7416 |  |  |  |  | 0 | 0
48511 | LPE_GT1_8070 | 1 | Houston | YES | 0.040968 | 42 | 0 | 42 | 0 | 1.0362 | GGT | 1 | 0.17286 | 42 | 42 |  |  |  |  | 0.17286 | 7.2602 |  |  |  |  | 0 | 0
48512 | LPE_GT2_8075 | 2 | Houston | YES | 0.040968 | 42 | 0 | 42 | 0 | 1.0362 | GGT | 1 | 0.17286 | 42 | 42 |  |  |  |  | 0.17286 | 7.2602 |  |  |  |  | 0 | 0
48500 | APD_GT1_8005 | 1 | Houston | YES | 0.041164 | 137.6 | 54.6 | 137.6 | 0 | 1.0362 | Cogen | 1 | 0.17306 | 0 | 0 |  |  |  |  | 0.17306 | 0 |  |  |  |  | 0 | 0
48820 | SHELLG1_3015 | 1 | Houston | YES | 0.042005 | 71 | 34.5 | 71 |  | 1.029 | Cogen | 1 | 0.1739 | 0 | 0 |  |  |  |  | 0.1739 | 0 |  |  |  |  | 0 | 0
48821 | SHELLG2 | 2 | Houston | YES | 0.042005 | 72 | 34.5 | 72 |  | 1.029 | Cogen | 1 | 0.1739 | 0 | 0 |  |  |  |  | 0.1739 | 0 |  |  |  |  | 0 | 0
48822 | SHELLG3_3020 | 2 | Houston | YES | 0.042005 | 30 | 0 | 30 |  | 1.029 | Cogen | 1 | 0.1739 | 0 | 0 |  |  |  |  | 0.1739 | 0 |  |  |  |  | 0 | 0
48822 | SHELLG3_3020 | 1 | Houston | YES | 0.042005 | 39 | 0 | 39 |  | 1.029 | Cogen | 1 | 0.1739 | 0 | 0 |  |  |  |  | 0.1739 | 0 |  |  |  |  | 0 | 0
48740 | PSG_GN2_8050 | 1 | Houston | YES | 0.042615 | 182 | 60 | 182 | 0 | 1.0326 | Cogen | 1 | 0.17451 | 0 | 0 |  |  |  |  | 0.17451 | 0 |  |  |  |  | 0 | 0
48741 | PSG_GT2_8040 | 1 | Houston | YES | 0.042615 | 158.6 | 50 | 158.6 | 0 | 1.0326 | Cogen | 1 | 0.17451 | 0 | 0 |  |  |  |  | 0.17451 | 0 |  |  |  |  | 0 | 0
48742 | PSG_GT3_8060 | 1 | Houston | YES | 0.042615 | 157 | 50 | 157 | 0 | 1.0326 | Cogen | 1 | 0.17451 | 0 | 0 |  |  |  |  | 0.17451 | 0 |  |  |  |  | 0 | 0
48854 | SRB_GN4_4 | 4 | Houston | YES | 0.042616 | 182.4 | 35 | 228 | 0 | 1.0326 | GST | 1 | 0.17451 | 228 | 228 |  |  |  |  | 0.17451 | 39.7884 |  |  |  |  | 0 | 0
48611 | DIB_GT1_8080 | 1 | Houston | YES | 0.042627 | 64 | 0 | 64 | 0 | 1.0326 | Cogen | 1 | 0.17452 | 0 | 0 |  |  |  |  | 0.17452 | 0 |  |  |  |  | 0 | 0
48612 | DIB_GT2_8075 | 2 | Houston | YES | 0.042627 | 63.2 | 0 | 63.2 | 0 | 1.0326 | Cogen | 1 | 0.17452 | 0 | 0 |  |  |  |  | 0.17452 | 0 |  |  |  |  | 0 | 0
48613 | DIB_ST1_8085 | 3 | Houston | YES | 0.042627 | 67.9 | 30 | 82.6 | 0 | 1.0326 | Cogen | 1 | 0.17452 | 0 | 0 |  |  |  |  | 0.17452 | 0 |  |  |  |  | 0 | 0
48614 | DIB_GT3_8090 | 4 | Houston | YES | 0.042627 | 73.6 | 15 | 73.6 | 0 | 1.0326 | Cogen | 1 | 0.17452 | 0 | 0 |  |  |  |  | 0.17452 | 0 |  |  |  |  | 0 | 0
48845 | SOL_GT1 | 1 | Houston | YES | 0.042633 | 16.2 | 15.4 | 16.2 |  | 1.0326 | Solar | 1 | 0.17453 | 16.2 | 16.2 |  |  |  |  | 0.17453 | 2.8273 |  |  |  |  | 0 | 0
48853 | SRB_GN3_3 | 3 | Houston | YES | 0.042641 | 170.4 | 35 | 213 |  | 1.0326 | GST | 1 | 0.17454 | 213 | 213 |  |  |  |  | 0.17454 | 37.176 |  |  |  |  | 0 | 0
48551 | CAL_GT1_8045 | 1 | Houston | YES | 0.042746 | 149 | 0 | 149 | 0 | 1.0326 | Cogen | 1 | 0.17464 | 0 | 0 |  |  |  |  | 0.17464 | 0 |  |  |  |  | 0 | 0
48552 | CAL_ST1_8000 | 2 | Houston | YES | 0.042746 | 65.1 | 0 | 65.1 | 0 | 1.0326 | Cogen | 1 | 0.17464 | 0 | 0 |  |  |  |  | 0.17464 | 0 |  |  |  |  | 0 | 0
48851 | SRB_GN1_1 | 1 | Houston | YES | 0.042756 | 132 | 26 | 165 | 0 | 1.0217 | GST | 1 | 0.17465 | 165 | 165 |  |  |  |  | 0.17465 | 28.8173 |  |  |  |  | 0 | 0
48852 | SRB_GN2_2 | 2 | Houston | YES | 0.042789 | 140.8 | 26 | 176 | 0 | 1.0217 | GST | 1 | 0.17468 | 176 | 176 |  |  |  |  | 0.17468 | 30.7443 |  |  |  |  | 0 | 0
48855 | SRB_GT211035 | B2 | Houston | YES | 0.042813 | 0 | 0 | 12 |  | 1.014 | GGT | 1 | 0.17471 | 12 | 12 |  |  |  |  | 0.17471 | 2.0965 |  |  |  |  | 0 | 0
48855 | SRB_GT211035 | B1 | Houston | YES | 0.042813 | 0 | 0 | 18 |  | 1.014 | GGT | 1 | 0.17471 | 18 | 18 |  |  |  |  | 0.17471 | 3.1447 |  |  |  |  | 0 | 0
48761 | PR_GT1__9040 | 1 | Houston | YES | 0.043248 | 26 | 0 | 35 |  | 1 | Cogen | 1 | 0.17514 | 0 | 0 |  |  |  |  | 0.17514 | 0 |  |  |  |  | 0 | 0
48644 | DPEC_GT45070 | 4 | Houston | YES | 0.043688 | 157 | 98 | 157 | 0 | 1.0319 | CC | 1 | 0.17558 | 157 | 157 |  |  |  |  | 0.17558 | 27.5664 |  |  |  |  | 0 | 0
48642 | DPEC_GT25025 | 2 | Houston | YES | 0.043688 | 157.1 | 98 | 157.1 | 0 | 1.0319 | CC | 1 | 0.17558 | 157.1 | 157.1 |  |  |  |  | 0.17558 | 27.584 |  |  |  |  | 0 | 0
48643 | DPEC_GT35010 | 3 | Houston | YES | 0.043688 | 157.5 | 98 | 157.5 | 0 | 1.0319 | CC | 1 | 0.17558 | 157.5 | 157.5 |  |  |  |  | 0.17558 | 27.6542 |  |  |  |  | 0 | 0
48641 | DPEC_GT15040 | 1 | Houston | YES | 0.043688 | 163.2 | 98 | 163.2 | 0 | 1.0319 | CC | 1 | 0.17558 | 163.2 | 163.2 |  |  |  |  | 0.17558 | 28.655 |  |  |  |  | 0 | 0
48645 | DPEC_ST55065 | 5 | Houston | YES | 0.043688 | 282 | 0 | 282 | 0 | 1.0319 | CC | 1 | 0.17558 | 282 | 282 |  |  |  |  | 0.17558 | 49.5142 |  |  |  |  | 0 | 0
48841 | SJS_GT1_GT1 | 1 | Houston | YES | 0.044135 | 62.4 | 49 | 78 | 0 | 1.0362 | Cogen | 1 | 0.17603 | 0 | 0 |  |  |  |  | 0.17603 | 0 |  |  |  |  | 0 | 0
48842 | SJS_GT2_GT2 | 2 | Houston | YES | 0.044135 | 64.8 | 49 | 81 | 0 | 1.0362 | Cogen | 1 | 0.17603 | 0 | 0 |  |  |  |  | 0.17603 | 0 |  |  |  |  | 0 | 0
48691 | GBY_73741085 | B | Houston | YES | 0.044711 | 37.6 | 20 | 47 | 0 | 1.0362 | GGT | 1 | 0.17661 | 47 | 47 |  |  |  |  | 0.17661 | 8.3005 |  |  |  |  | 0 | 0
48691 | GBY_73741085 | A | Houston | YES | 0.044711 | 37.6 | 20 | 47 | 0 | 1.0362 | GGT | 1 | 0.17661 | 47 | 47 |  |  |  |  | 0.17661 | 8.3005 |  |  |  |  | 0 | 0
48692 | GBY_81821075 | C | Houston | YES | 0.044711 | 37.6 | 20 | 47 | 0 | 1.0362 | GGT | 1 | 0.17661 | 47 | 47 |  |  |  |  | 0.17661 | 8.3005 |  |  |  |  | 0 | 0
48693 | GBY_83841065 | F | Houston | YES | 0.044711 | 43.2 | 20 | 54 | 0 | 1.0362 | GGT | 1 | 0.17661 | 54 | 54 |  |  |  |  | 0.17661 | 9.5367 |  |  |  |  | 0 | 0
48692 | GBY_81821075 | D | Houston | YES | 0.044711 | 44 | 20 | 55 | 0 | 1.0362 | GGT | 1 | 0.17661 | 55 | 55 |  |  |  |  | 0.17661 | 9.7133 |  |  |  |  | 0 | 0
48693 | GBY_83841065 | E | Houston | YES | 0.044711 | 45.6 | 20 | 57 | 0 | 1.0362 | GGT | 1 | 0.17661 | 57 | 57 |  |  |  |  | 0.17661 | 10.0665 |  |  |  |  | 0 | 0
48531 | BYU_GT1_8075 | 1 | Houston | YES | 0.045887 | 65 | 0 | 65 |  | 1.0362 | Cogen | 1 | 0.17778 | 0 | 0 |  |  |  |  | 0.17778 | 0 |  |  |  |  | 0 | 0
48532 | BYU_GT2_8055 | 2 | Houston | YES | 0.045887 | 62 | 0 | 62 |  | 1.0362 | Cogen | 1 | 0.17778 | 0 | 0 |  |  |  |  | 0.17778 | 0 |  |  |  |  | 0 | 0
48533 | BYU_GT3_8060 | 3 | Houston | YES | 0.045887 | 67 | 0 | 67 |  | 1.0362 | Cogen | 1 | 0.17778 | 0 | 0 |  |  |  |  | 0.17778 | 0 |  |  |  |  | 0 | 0
48534 | BYU_GT4_8065 | 4 | Houston | YES | 0.045887 | 65 | 0 | 65 |  | 1.0362 | Cogen | 1 | 0.17778 | 0 | 0 |  |  |  |  | 0.17778 | 0 |  |  |  |  | 0 | 0
48561 | CTL_GT2_8130 | 1 | Houston | YES | 0.046817 | 73.5 | 30.3 | 91.9 |  | 1.0362 | Cogen | 1 | 0.17871 | 0 | 0 |  |  |  |  | 0.17871 | 0 |  |  |  |  | 0 | 0
48562 | CTL_GT3_8135 | 2 | Houston | YES | 0.046817 | 70.1 | 30.3 | 87.6 |  | 1.0362 | Cogen | 1 | 0.17871 | 0 | 0 |  |  |  |  | 0.17871 | 0 |  |  |  |  | 0 | 0
48563 | CTL_GT4_8140 | 3 | Houston | YES | 0.046817 | 69.6 | 30.3 | 87 |  | 1.0362 | Cogen | 1 | 0.17871 | 0 | 0 |  |  |  |  | 0.17871 | 0 |  |  |  |  | 0 | 0
48564 | CTL_GN1_8145 | 4 | Houston | YES | 0.046817 | 43.6 | 12.9 | 54.5 |  | 1.0362 | Cogen | 1 | 0.17871 | 0 | 0 |  |  |  |  | 0.17871 | 0 |  |  |  |  | 0 | 0
48565 | CTL_GN2_8155 | 5 | Houston | YES | 0.046817 | 9.8 | 3.4 | 12.2 |  | 1.0362 | Cogen | 1 | 0.17871 | 0 | 0 |  |  |  |  | 0.17871 | 0 |  |  |  |  | 0 | 0
48772 | PHR_GN2_2 | MB | Houston | YES | 0.049255 | 0 | 72 | 459 |  | 1.0362 | GSC | 1 | 0.18115 | 0 | 0 |  |  |  |  | 0.18115 | 0 |  |  |  |  | 0 | 0
38580 | TNBP_CGN1_8 | 1 | Houston | YES | 0.052743 | 70.8 | 0 | 70.8 | 0 | 1.005 | Cogen | 1 | 0.18464 | 0 | 0 |  |  |  |  | 0.18464 | 0 |  |  |  |  | 0 | 0
38590 | TNBP_CGN2_8 | 2 | Houston | YES | 0.052743 | 66.7 | 0 | 66.7 | 0 | 1.005 | Cogen | 1 | 0.18464 | 0 | 0 |  |  |  |  | 0.18464 | 0 |  |  |  |  | 0 | 0
38600 | TNBP_CGN3_8 | 5 | Houston | YES | 0.052743 | 53 | 0 | 53 | 0 | 1.005 | Cogen | 1 | 0.18464 | 0 | 0 |  |  |  |  | 0.18464 | 0 |  |  |  |  | 0 | 0
38611 | TNBPAMCG1_8 | 1 | Houston | YES | 0.052743 | 153.2 | 0 | 153.2 | 0 | 1.005 | Cogen | 1 | 0.18464 | 0 | 0 |  |  |  |  | 0.18464 | 0 |  |  |  |  | 0 | 0
38612 | TNBPAMCG2_8 | 2 | Houston | YES | 0.052743 | 153.5 | 0 | 153.5 | 0 | 1.005 | Cogen | 1 | 0.18464 | 0 | 0 |  |  |  |  | 0.18464 | 0 |  |  |  |  | 0 | 0
38613 | TNBPAMCG3_8 | 3 | Houston | YES | 0.052743 | 152.3 | 0 | 152.3 | 0 | 1.005 | Cogen | 1 | 0.18464 | 0 | 0 |  |  |  |  | 0.18464 | 0 |  |  |  |  | 0 | 0
38614 | TNBPAMCG4_8 | 4 | Houston | YES | 0.052743 | 96 | 0 | 96 |  | 1.005 | Cogen | 1 | 0.18464 | 0 | 0 |  |  |  |  | 0.18464 | 0 |  |  |  |  | 0 | 0
38615 | TNBPAMCG5_8 | 1 | Houston | YES | 0.052743 | 244 | 0 | 244 | 0 | 1.005 | Cogen | 1 | 0.18464 | 0 | 0 |  |  |  |  | 0.18464 | 0 |  |  |  |  | 0 | 0
38690 | TNBP_CGN4_8 | 3 | Houston | YES | 0.052743 | 40 | 0 | 40 |  | 1.005 | Cogen | 1 | 0.18464 | 0 | 0 |  |  |  |  | 0.18464 | 0 |  |  |  |  | 0 | 0
38711 | TNTXCTY1CG8 | 1 | Houston | YES | 0.052743 | 100.3 | 59 | 100.3 | 0 | 1 | Cogen | 1 | 0.18464 | 0 | 0 |  |  |  |  | 0.18464 | 0 |  |  |  |  | 0 | 0
38712 | TNTXCTY2CG8 | 1 | Houston | YES | 0.052743 | 92.9 | 59 | 92.9 | 0 | 1 | Cogen | 1 | 0.18464 | 0 | 0 |  |  |  |  | 0.18464 | 0 |  |  |  |  | 0 | 0
38713 | TNTXCTY3CG8 | 1 | Houston | YES | 0.052743 | 102.7 | 59 | 102.7 | 0 | 1 | Cogen | 1 | 0.18464 | 0 | 0 |  |  |  |  | 0.18464 | 0 |  |  |  |  | 0 | 0
38714 | TNTXCTY4CG8 | 1 | Houston | YES | 0.052743 | 103 | 59 | 103 | 0 | 1 | Cogen | 1 | 0.18464 | 0 | 0 |  |  |  |  | 0.18464 | 0 |  |  |  |  | 0 | 0
39470 | TNDOWCGNSG8 | 1 | Houston | YES | 0.052743 | 32 | 10 | 32 | 0 | 0.985 | Cogen | 1 | 0.18464 | 0 | 0 |  |  |  |  | 0.18464 | 0 |  |  |  |  | 0 | 0
39480 | TNDOWCGNGG8 | 1 | Houston | YES | 0.052743 | 30 | 10 | 30 | 0 | 0.985 | Cogen | 1 | 0.18464 | 0 | 0 |  |  |  |  | 0.18464 | 0 |  |  |  |  | 0 | 0
48929 | WAPGT21_GT1 | B1 | Houston | YES | 0.060832 | 0 | 0 | 13 |  | 1.05 | GGT | 1 | 0.19273 | 13 | 13 |  |  |  |  | 0.19273 | 2.5054 |  |  |  |  | 0 | 0
48921 | WAP_GN1_1 | 1 | Houston | YES | 0.060832 | 132.8 | 37 | 166 | 0 | 1.0362 | GST | 1 | 0.19273 | 166 | 166 |  |  |  |  | 0.19273 | 31.9926 |  |  |  |  | 0 | 0
48922 | WAP_GN2_2 | 2 | Houston | YES | 0.060832 | 132.8 | 37 | 166 | 0 | 1.0362 | GST | 1 | 0.19273 | 166 | 166 |  |  |  |  | 0.19273 | 31.9926 |  |  |  |  | 0 | 0
48923 | WAP_GN3_3 | 3 | Houston | YES | 0.060832 | 198.4 | 93 | 248 | 0 | 1.0362 | GST | 1 | 0.19273 | 248 | 248 |  |  |  |  | 0.19273 | 47.7961 |  |  |  |  | 0 | 0
48924 | WAP_GN4_4 | 4 | Houston | YES | 0.060832 | 546 | 217 | 546 | 0 | 1.0362 | GSC | 1 | 0.19273 | 546 | 546 |  |  |  |  | 0.19273 | 105.2286 |  |  |  |  | 0 | 0
48925 | WAP_GN5_5 | 5 | Houston | YES | 0.060832 | 579.4 | 278 | 654 | 0 | 0.985 | LIGCO | 1 | 0.19273 | 0 | 654 |  |  |  |  | 0.19273 | 126.043 |  |  |  |  | 0 | 0
48510 | AK_GT1__8040 | 1 | Houston | YES | 0.061102 | 33.4 | 8.1 | 34 |  | 1.029 | Cogen | 1 | 0.193 | 0 | 0 |  |  |  |  | 0.193 | 0 |  |  |  |  | 0 | 0
48730 | MNS_GT | 1 | Houston | YES | 0.062989 | 43 | 0 | 46.1 |  | 1.029 | Cogen | 1 | 0.19488 | 0 | 0 |  |  |  |  | 0.19488 | 0 |  |  |  |  | 0 | 0
48522 | BVE_GT2_5035 | 2 | Houston | YES | 0.063035 | 166.4 | 0 | 166.4 |  | 1.035 | CC | 1 | 0.19493 | 166.4 | 166.4 |  |  |  |  | 0.19493 | 32.4362 |  |  |  |  | 0 | 0
48521 | BVE_GT1_GT1 | 1 | Houston | YES | 0.063035 | 167.7 | 0 | 167.7 |  | 1.035 | CC | 1 | 0.19493 | 167.7 | 167.7 |  |  |  |  | 0.19493 | 32.6897 |  |  |  |  | 0 | 0
48523 | BVE_ST1_GN1 | 3 | Houston | YES | 0.063035 | 252.4 | 0 | 252.4 |  | 1.035 | CC | 1 | 0.19493 | 252.4 | 252.4 |  |  |  |  | 0.19493 | 49.2002 |  |  |  |  | 0 | 0
48927 | WAP_GN7_7 | 7 | Houston | YES | 0.063142 | 564 | 277 | 564 |  | 1.035 | LIGCO | 1 | 0.19504 | 0 | 564 |  |  |  |  | 0.19504 | 110.0005 |  |  |  |  | 0 | 0
48928 | WAP_GN8_8 | 8 | Houston | YES | 0.063142 | 603 | 275 | 603 |  | 1.035 | LIGCO | 1 | 0.19504 | 0 | 603 |  |  |  |  | 0.19504 | 117.6069 |  |  |  |  | 0 | 0
48926 | WAP_GN6_6 | 6 | Houston | YES | 0.063142 | 651 | 280 | 651 |  | 1.035 | LIGCO | 1 | 0.19504 | 0 | 651 |  |  |  |  | 0.19504 | 126.9687 |  |  |  |  | 0 | 0
48674 | FTR_CN4_5095 | 4 | North | YES | -0.035187 | 380 | 0 | 380 | 0 | 1.0319 | CC | -1 | 0.20011 | 380 | 380 |  |  | -13.3711 | 380 | -0.20011 | -76.0419 |  |  |  |  | 0 | 0
48672 | FTR_GT2_5110 | 2 | North | YES | -0.035187 | 159 | 0 | 159 | 0 | 1.0319 | CC | -1 | 0.20011 | 159 | 159 |  |  | -5.5947 | 159 | -0.20011 | -31.8175 |  |  |  |  | 0 | 0
48673 | FTR_GT3_5085 | 3 | North | YES | -0.035187 | 158 | 0 | 158 | 0 | 1.0319 | CC | -1 | 0.20011 | 158 | 158 |  |  | -5.5595 | 158 | -0.20011 | -31.6174 |  |  |  |  | 0 | 0
48671 | FTR_GT1_5105 | 1 | North | YES | -0.035187 | 154.2 | 0 | 154.2 | 0 | 1.0319 | CC | -1 | 0.20011 | 154.2 | 154.2 |  |  | -5.4258 | 154.2 | -0.20011 | -30.857 |  |  |  |  | 0 | 0
39760 | TNSCLP1___8 | 1 | Houston | YES | 0.075411 | 93.4 | 20 | 116.8 | 0 | 1.04 | Cogen | 1 | 0.20731 | 0 | 0 |  |  |  |  | 0.20731 | 0 |  |  |  |  | 0 | 0
39770 | TNSCLP2___8 | 1 | Houston | YES | 0.075411 | 91.6 | 20 | 114.5 | 0 | 1.04 | Cogen | 1 | 0.20731 | 0 | 0 |  |  |  |  | 0.20731 | 0 |  |  |  |  | 0 | 0
39775 | TNSCLP4___8 | 1 | Houston | YES | 0.075411 | 95.2 | 20 | 119 | 0 | 1.04 | Cogen | 1 | 0.20731 | 0 | 0 |  |  |  |  | 0.20731 | 0 |  |  |  |  | 0 | 0
39790 | TNSCLP3___8 | 1 | Houston | YES | 0.075411 | 87.6 | 20 | 109.5 | 0 | 1.027 | Cogen | 1 | 0.20731 | 0 | 0 |  |  |  |  | 0.20731 | 0 |  |  |  |  | 0 | 0
48520 | BSF_GT1_8070 | 1 | Houston | YES | 0.079069 | 72 | 0 | 72 | 0 | 1.0326 | Cogen | 1 | 0.21096 | 0 | 0 |  |  |  |  | 0.21096 | 0 |  |  |  |  | 0 | 0
48520 | BSF_GT1_8070 | 2 | Houston | YES | 0.079069 | 10 | 0 | 10 | 0 | 1.0326 | Cogen | 1 | 0.21096 | 0 | 0 |  |  |  |  | 0.21096 | 0 |  |  |  |  | 0 | 0
990 | GIBN_CREK_G1 | 1 | North | YES | -0.049004 | 463 | 200 | 463 | 0 | 1.0275 | LIGCO | -1 | 0.21393 | 0 | 463 |  |  | 0 | 0 | -0.21393 | 0 |  |  |  |  | 0 | 0
49851 | DOW17000 | 37 | Houston | YES | 0.083655 | 39 | 0 | 62 | 0 | 1 | Cogen | 1 | 0.21555 | 0 | 0 |  |  |  |  | 0.21555 | 0 |  |  |  |  | 0 | 0
49858 | DOW38100 | 31 | Houston | YES | 0.083655 | 45 | 0 | 71.4 |  | 1 | Cogen | 1 | 0.21555 | 0 | 0 |  |  |  |  | 0.21555 | 0 |  |  |  |  | 0 | 0
49859 | DOW38200 | 33 | Houston | YES | 0.083655 | 28 | 0 | 45 | 0 | 1 | Cogen | 1 | 0.21555 | 0 | 0 |  |  |  |  | 0.21555 | 0 |  |  |  |  | 0 | 0
49860 | DOW38300 | 32 | Houston | YES | 0.083655 | 63 | 0 | 101 |  | 1 | Cogen | 1 | 0.21555 | 0 | 0 |  |  |  |  | 0.21555 | 0 |  |  |  |  | 0 | 0
49862 | DOW39100 | 36 | Houston | YES | 0.083655 | 54 | 0 | 86 | 0 | 1 | Cogen | 1 | 0.21555 | 0 | 0 |  |  |  |  | 0.21555 | 0 |  |  |  |  | 0 | 0
49863 | DOW39200 | 35 | Houston | YES | 0.083655 | 55 | 0 | 88 | 0 | 1 | Cogen | 1 | 0.21555 | 0 | 0 |  |  |  |  | 0.21555 | 0 |  |  |  |  | 0 | 0
49865 | DOW41000 | 41 | Houston | YES | 0.083655 | 31 | 0 | 50 |  | 1 | Cogen | 1 | 0.21555 | 0 | 0 |  |  |  |  | 0.21555 | 0 |  |  |  |  | 0 | 0
49866 | DOW42000 | 42 | Houston | YES | 0.083655 | 11 | 0 | 18 |  | 1 | Cogen | 1 | 0.21555 | 0 | 0 |  |  |  |  | 0.21555 | 0 |  |  |  |  | 0 | 0
49869 | DOW49000 | 45 | Houston | YES | 0.083655 | 59 | 0 | 94 |  | 1 | Cogen | 1 | 0.21555 | 0 | 0 |  |  |  |  | 0.21555 | 0 |  |  |  |  | 0 | 0
49870 | DOW61000 | 61 | Houston | YES | 0.083655 | 44 | 0 | 70 | 0 | 1 | Cogen | 1 | 0.21555 | 0 | 0 |  |  |  |  | 0.21555 | 0 |  |  |  |  | 0 | 0
49871 | DOW62000 | 62 | Houston | YES | 0.083655 | 40 | 0 | 63 | 0 | 1 | Cogen | 1 | 0.21555 | 0 | 0 |  |  |  |  | 0.21555 | 0 |  |  |  |  | 0 | 0
49872 | DOW63000 | 63 | Houston | YES | 0.083655 | 45 | 0 | 72 | 0 | 1 | Cogen | 1 | 0.21555 | 0 | 0 |  |  |  |  | 0.21555 | 0 |  |  |  |  | 0 | 0
49873 | DOW64000 | 64 | Houston | YES | 0.083655 | 41 | 0 | 64.8 | 0 | 1 | Cogen | 1 | 0.21555 | 0 | 0 |  |  |  |  | 0.21555 | 0 |  |  |  |  | 0 | 0
49876 | DOW65000 | 65 | Houston | YES | 0.083655 | 63 | 0 | 101 | 0 | 1 | Cogen | 1 | 0.21555 | 0 | 0 |  |  |  |  | 0.21555 | 0 |  |  |  |  | 0 | 0
49877 | DOW66000 | 66 | Houston | YES | 0.083655 | 61 | 0 | 97 | 0 | 1 | Cogen | 1 | 0.21555 | 0 | 0 |  |  |  |  | 0.21555 | 0 |  |  |  |  | 0 | 0
49878 | DOW67000 | 67 | Houston | YES | 0.083655 | 65 | 0 | 103 | 0 | 1 | Cogen | 1 | 0.21555 | 0 | 0 |  |  |  |  | 0.21555 | 0 |  |  |  |  | 0 | 0
49882 | DOW81000 | 81 | Houston | YES | 0.083655 | 47 | 0 | 76 | 0 | 1 | Cogen | 1 | 0.21555 | 0 | 0 |  |  |  |  | 0.21555 | 0 |  |  |  |  | 0 | 0
49884 | DOW82000 | 82 | Houston | YES | 0.083655 | 51 | 0 | 80 | 0 | 1 | Cogen | 1 | 0.21555 | 0 | 0 |  |  |  |  | 0.21555 | 0 |  |  |  |  | 0 | 0
49885 | DOW83000 | 83 | Houston | YES | 0.083655 | 51 | 0 | 80 | 0 | 1 | Cogen | 1 | 0.21555 | 0 | 0 |  |  |  |  | 0.21555 | 0 |  |  |  |  | 0 | 0
49886 | DOW84000 | 84 | Houston | YES | 0.083655 | 107 | 0 | 171 | 0 | 0.98 | Cogen | 1 | 0.21555 | 0 | 0 |  |  |  |  | 0.21555 | 0 |  |  |  |  | 0 | 0
8032 | AMISTADHYD1 | 1 | South | YES | 0.091737 | 33 | 13 | 33 | 0 | 1.03 | Hydro | 1 | 0.22363 | 0 | 0 | 0 | 0 |  |  | 0.22363 | 0 |  |  |  |  | 0 | 0
8033 | AMISTADHYD2 | 2 | South | YES | 0.091737 | 25 | 13 | 25 | 0 | 1.03 | Hydro | 1 | 0.22363 | 0 | 0 | 0 | 0 |  |  | 0.22363 | 0 |  |  |  |  | 0 | 0
88253 | HAMILTON | F | South | YES | 0.091737 | 0 | 0 | 0 | 0 | 1.04 | BLT | 1 | 0.22363 | 0 | 0 | 0 | 0 |  |  | 0.22363 | 0 |  |  |  |  | 0 | 0
7022 | L_BUCHAN1_1Y | 1 | South | YES | 0.095502 | 0 | 0 | 18 |  | 1 | Hydro | 1 | 0.2274 | 0 | 0 | 0 | 0 |  |  | 0.2274 | 0 |  |  |  |  | 0 | 0
7023 | L_BUCHAN1_2Y | 2 | South | YES | 0.095502 | 0 | 0 | 18 |  | 1 | Hydro | 1 | 0.2274 | 0 | 0 | 0 | 0 |  |  | 0.2274 | 0 |  |  |  |  | 0 | 0
7024 | L_BUCHAN1_3Y | 3 | South | YES | 0.095502 | 0 | 0 | 15 |  | 1 | Hydro | 1 | 0.2274 | 0 | 0 | 0 | 0 |  |  | 0.2274 | 0 |  |  |  |  | 0 | 0
7026 | L_INKSDA1_1Y | 1 | South | YES | 0.09952 | 0 | 0 | 13.7 |  | 1 | Hydro | 1 | 0.23141 | 0 | 0 | 0 | 0 |  |  | 0.23141 | 0 |  |  |  |  | 0 | 0
48911 | TGF_GT1_8000 | 1 | Houston | YES | 0.10003 | 69.2 | 0 | 69.2 |  | 1.029 | Cogen | 1 | 0.23192 | 0 | 0 |  |  |  |  | 0.23192 | 0 |  |  |  |  | 0 | 0
32798 | BRYN_TAMUGEN | 1 | North | YES | -0.072488 | 32 | 0 | 32 |  | 1.02 | GST | -1 | 0.23741 | 32 | 32 |  |  | -2.3196 | 32 | -0.23741 | -7.5972 |  |  |  |  | 0 | 0
48731 | CBE_GT1 | 1 | Houston | YES | 0.10565 | 76 | 0 | 76 | 0 | 1.029 | CC | 1 | 0.23755 | 76 | 76 |  |  |  |  | 0.23755 | 18.0535 |  |  |  |  | 0 | 0
48732 | CBE_GT2 | 1 | Houston | YES | 0.10565 | 76 | 0 | 76 | 0 | 1.029 | CC | 1 | 0.23755 | 76 | 76 |  |  |  |  | 0.23755 | 18.0535 |  |  |  |  | 0 | 0
48734 | CBE_GT3 | 1 | Houston | YES | 0.10565 | 76 | 0 | 76 | 0 | 1.029 | CC | 1 | 0.23755 | 76 | 76 |  |  |  |  | 0.23755 | 18.0535 |  |  |  |  | 0 | 0
48735 | CBE_GT4 | 1 | Houston | YES | 0.10565 | 76 | 0 | 76 | 0 | 1.029 | CC | 1 | 0.23755 | 76 | 76 |  |  |  |  | 0.23755 | 18.0535 |  |  |  |  | 0 | 0
48733 | CBE_ST12 | 1 | Houston | YES | 0.10565 | 105 | 0 | 105 | 0 | 1.029 | CC | 1 | 0.23755 | 105 | 105 |  |  |  |  | 0.23755 | 24.9424 |  |  |  |  | 0 | 0
48736 | CBE_ST34 | 1 | Houston | YES | 0.10565 | 105 | 0 | 105 | 0 | 1.029 | CC | 1 | 0.23755 | 105 | 105 |  |  |  |  | 0.23755 | 24.9424 |  |  |  |  | 0 | 0
60202 | FRNDDRCS | F | West | YES | -0.073191 | 0 | 0 | 0 | 0 | 0.9985 | AVR | -1 | 0.23811 | 0 | 0 |  |  |  |  | -0.23811 | 0 |  |  |  |  | 0 | 0
5911 | STP_GN1___1 | 1 | Houston | YES | 0.10775 | 1333 | 1249 | 1333 | 0 | 1.0406 | Nuc | 1 | 0.23965 | 0 | 0 |  |  |  |  | 0.23965 | 0 |  |  |  |  | 0 | 0
5912 | STP_GN2___2 | 2 | Houston | YES | 0.10775 | 1332 | 1249 | 1332 | 0 | 1.0406 | Nuc | 1 | 0.23965 | 0 | 0 |  |  |  |  | 0.23965 | 0 |  |  |  |  | 0 | 0
32888 | BRYN_ATKINS7 | 1 | North | YES | -0.075911 | 13.6 | 4 | 17 |  | 1.028 | GGT | -1 | 0.24083 | 17 | 17 |  |  | -1.2905 | 17 | -0.24083 | -4.0942 |  |  |  |  | 0 | 0
32886 | BRYN_ATKINS3 | MB | North | YES | -0.075911 | 0 | 5 | 12 |  | 1 | GST | -1 | 0.24083 | 0 | 0 |  |  | 0 | 0 | -0.24083 | 0 |  |  |  |  | 0 | 0
32887 | BRYN_ATKINS6 | MB | North | YES | -0.075911 | 0 | 12 | 51 |  | 1.028 | GST | -1 | 0.24083 | 0 | 0 |  |  | 0 | 0 | -0.24083 | 0 |  |  |  |  | 0 | 0
32890 | BRYN_ATKINS4 | MB | North | YES | -0.075911 | 0 | 5 | 22 |  | 1.031 | GST | -1 | 0.24083 | 0 | 0 |  |  | 0 | 0 | -0.24083 | 0 |  |  |  |  | 0 | 0
32891 | BRYN_ATKINS5 | MB | North | YES | -0.075911 | 0 | 5 | 25 |  | 1.031 | GST | -1 | 0.24083 | 0 | 0 |  |  | 0 | 0 | -0.24083 | 0 |  |  |  |  | 0 | 0
8262 | ELPS | 1 | South | YES | 0.11589 | 6 | 6 | 6 | 0 | 1.15 | Hydro | 1 | 0.24779 | 0 | 0 | 0 | 0 |  |  | 0.24779 | 0 |  |  |  |  | 0 | 0
39960 | TNTNPONE_18 | 1 | North | YES | -0.083024 | 152.3 | 30 | 152.3 |  | 1.04 | LIGCO | -1 | 0.24795 | 0 | 152.3 |  |  | 0 | 0 | -0.24795 | 0 |  |  |  |  | 0 | 0
39970 | TNTNPONE_28 | 1 | North | YES | -0.083024 | 153 | 30 | 153 |  | 1.04 | LIGCO | -1 | 0.24795 | 0 | 153 |  |  | 0 | 0 | -0.24795 | 0 |  |  |  |  | 0 | 0
32892 | BRYN_DNSBY14 | 1 | North | YES | -0.083306 | 84 | 25 | 105 | 0 | 1.035 | GST | -1 | 0.24823 | 105 | 105 |  |  | -8.7471 | 105 | -0.24823 | -26.0641 |  |  |  |  | 0 | 0
32883 | BRYN_DNSBY3 | 1 | North | YES | -0.083306 | 0 | 2 | 48 |  | 1.015 | GST | -1 | 0.24823 | 48 | 48 |  |  | -3.9987 | 48 | -0.24823 | -11.915 |  |  |  |  | 0 | 0
32884 | BRYN_DNSBY13 | 1 | North | YES | -0.083306 | 46 | 2 | 46 | 0 | 1.015 | GST | -1 | 0.24823 | 46 | 46 |  |  | -3.8321 | 46 | -0.24823 | -11.4185 |  |  |  |  | 0 | 0
7035 | L_WIRTZ_1G1Y | 1 | South | YES | 0.1253 | 0 | 0 | 29 |  | 1 | Hydro | 1 | 0.25719 | 0 | 0 | 0 | 0 |  |  | 0.25719 | 0 |  |  |  |  | 0 | 0
7036 | L_WIRTZ_1G2Y | 2 | South | YES | 0.1253 | 0 | 0 | 29.7 |  | 1 | Hydro | 1 | 0.25719 | 0 | 0 | 0 | 0 |  |  | 0.25719 | 0 |  |  |  |  | 0 | 0
7000 | L_FERGUS1_1Y | 1 | South | YES | 0.12557 | 400 | 65 | 423.3 | 0 | 1.015 | GSC | 1 | 0.25746 | 423.3 | 423.3 | 53.1534 | 423.3 |  |  | 0.25746 | 108.9842 |  |  |  |  | 0 | 0
60018 | DSKY1 | 1 | West | YES | -0.093142 | 21 | 0 | 84 | 0 | 1.023 | Wind | -1 | 0.25807 | 0 | 84 |  |  |  |  | -0.25807 | 0 |  |  |  |  | 0 | 0
60000 | DSKY2 | 1 | West | YES | -0.093475 | 19.1 | 0 | 76.5 |  | 1.039 | Wind | -1 | 0.2584 | 0 | 76.5 |  |  |  |  | -0.2584 | 0 |  |  |  |  | 0 | 0
60017 | ORNNWP1 | 1 | West | YES | -0.094431 | 20 | 0 | 80 |  | 1.027 | Wind | -1 | 0.25935 | 0 | 80 |  |  |  |  | -0.25935 | 0 |  |  |  |  | 0 | 0
48721 | LEG_1___1 | 1 | North | YES | -0.096208 | 827 | 357 | 827 | 0 | 1.0348 | LIGCO | -1 | 0.26113 | 0 | 827 |  |  | 0 | 0 | -0.26113 | 0 |  |  |  |  | 0 | 0
48722 | LEG_2___2 | 2 | North | YES | -0.096208 | 819 | 357 | 819 | 0 | 1.0348 | LIGCO | -1 | 0.26113 | 0 | 819 |  |  | 0 | 0 | -0.26113 | 0 |  |  |  |  | 0 | 0
38437 | TNSRBNMESA9 | 1 | West | YES | -0.09825 | 37.5 | 0 | 150 | 0 | 1.02 | Wind | -1 | 0.26317 | 0 | 150 |  |  |  |  | -0.26317 | 0 |  |  |  |  | 0 | 0
38332 | TNWDWRDU2_8 | 1 | West | YES | -0.09836 | 20 | 0 | 80 | 0 | 1.0232 | Wind | -1 | 0.26328 | 0 | 80 |  |  |  |  | -0.26328 | 0 |  |  |  |  | 0 | 0
60016 | WOODWRD11A | 1 | West | YES | -0.098385 | 20 | 0 | 80 |  | 1.033 | Wind | -1 | 0.26331 | 0 | 80 |  |  |  |  | -0.26331 | 0 |  |  |  |  | 0 | 0
6016 | SWMESA | 1 | West | YES | -0.098519 | 18.8 | 0 | 75 |  | 1.03 | Wind | -1 | 0.26344 | 0 | 75 |  |  |  |  | -0.26344 | 0 |  |  |  |  | 0 | 0
60003 | KING_NE1A | 1 | West | YES | -0.098519 | 20 | 0 | 80 |  | 1.03 | Wind | -1 | 0.26344 | 0 | 80 |  |  |  |  | -0.26344 | 0 |  |  |  |  | 0 | 0
60005 | KING_SE1A | 1 | West | YES | -0.098519 | 10 | 0 | 40 |  | 1.035 | Wind | -1 | 0.26344 | 0 | 40 |  |  |  |  | -0.26344 | 0 |  |  |  |  | 0 | 0
60201 | RIO DRCS | F | West | YES | -0.098725 | 0 | 0 | 0 | 0 | 1.025 | AVR | -1 | 0.26365 | 0 | 0 |  |  |  |  | -0.26365 | 0 |  |  |  |  | 0 | 0
60007 | KING_SW1A | 1 | West | YES | -0.099238 | 20 | 0 | 80 |  | 1.03 | Wind | -1 | 0.26416 | 0 | 80 |  |  |  |  | -0.26416 | 0 |  |  |  |  | 0 | 0
60019 | KING_NW1A | 1 | West | YES | -0.099238 | 20 | 0 | 80 |  | 1.03 | Wind | -1 | 0.26416 | 0 | 80 |  |  |  |  | -0.26416 | 0 |  |  |  |  | 0 | 0
7028 | L_MARBFA1_1Y | 1 | South | YES | 0.13712 | 0 | 0 | 18 |  | 1 | Hydro | 1 | 0.26901 | 0 | 0 | 0 | 0 |  |  | 0.26901 | 0 |  |  |  |  | 0 | 0
7029 | L_MARBFA1_2Y | 2 | South | YES | 0.13712 | 0 | 0 | 18 |  | 1 | Hydro | 1 | 0.26901 | 0 | 0 | 0 | 0 |  |  | 0.26901 | 0 |  |  |  |  | 0 | 0
1349 | WESTXWIN_1G | 1 | West | YES | -0.10974 | 1.3 | 0 | 6.6 |  | 1.014 | Wind | -1 | 0.27466 | 0 | 6.6 |  |  |  |  | -0.27466 | 0 |  |  |  |  | 0 | 0
1350 | NWPWRG1_1G | 1 | West | YES | -0.10974 | 6.9 | 1 | 34.3 |  | 1.014 | Wind | -1 | 0.27466 | 0 | 34.3 |  |  |  |  | -0.27466 | 0 |  |  |  |  | 0 | 0
1008 | PB6GEN_7G | 6 | West | YES | -0.11034 | 515 | 130 | 515 | 0 | 1.036 | GST | -1 | 0.27526 | 515 | 515 |  |  |  |  | -0.27526 | -141.7585 |  |  |  |  | 0 | 0
1007 | PB5GEN_6G | 5 | West | YES | -0.11034 | 91.2 | 40 | 114 | 0 | 1.036 | GST | -1 | 0.27526 | 114 | 114 |  |  |  |  | -0.27526 | -31.3795 |  |  |  |  | 0 | 0
1005 | PBCTDGE_4G | D | West | YES | -0.11034 | 65 | 65 | 68 | 0 | 1.036 | GGT | -1 | 0.27526 | 68 | 68 |  |  |  |  | -0.27526 | -18.7176 |  |  |  |  | 0 | 0
1004 | PBCTCGE_3G | C | West | YES | -0.11034 | 62 | 62 | 67 | 0 | 1.036 | GGT | -1 | 0.27526 | 67 | 67 |  |  |  |  | -0.27526 | -18.4424 |  |  |  |  | 0 | 0
1006 | PBCTEGE_5G | E | West | YES | -0.11034 | 65 | 65 | 67 | 0 | 1.036 | GGT | -1 | 0.27526 | 67 | 67 |  |  |  |  | -0.27526 | -18.4424 |  |  |  |  | 0 | 0
1002 | PBCTAGE_1G | A | West | YES | -0.11034 | 64 | 64 | 66 | 0 | 1.036 | GGT | -1 | 0.27526 | 66 | 66 |  |  |  |  | -0.27526 | -18.1671 |  |  |  |  | 0 | 0
1003 | PBCTBGE_2G | B | West | YES | -0.11034 | 65 | 65 | 66 | 0 | 1.036 | GGT | -1 | 0.27526 | 66 | 66 |  |  |  |  | -0.27526 | -18.1671 |  |  |  |  | 0 | 0
7038 | L_DELAWA1_1Y | 1 | West | YES | -0.11045 | 3.5 | 0 | 35 | 0 | 1 | Wind | -1 | 0.27538 | 0 | 35 |  |  |  |  | -0.27538 | 0 |  |  |  |  | 0 | 0
7038 | L_DELAWA1_1Y | 2 | West | YES | -0.11045 | 3 | 0 | 30 | 0 | 1 | Wind | -1 | 0.27538 | 0 | 30 |  |  |  |  | -0.27538 | 0 |  |  |  |  | 0 | 0
11147 | NOTREES_1G | 1 | West | YES | -0.11068 | 29.8 | 0 | 149 | 0 | 1.017 | Wind | -1 | 0.2756 | 0 | 149 |  |  |  |  | -0.2756 | 0 |  |  |  |  | 0 | 0
76091 | L_DIVIDE1_1N | W1 | West | YES | -0.1109 | 22.5 | 0 | 112.5 |  | 1.02 | Wind | -1 | 0.27582 | 0 | 112.5 |  |  |  |  | -0.27582 | 0 |  |  |  |  | 0 | 0
76095 | L_CAPRSI1_1N | W1 | West | YES | -0.1109 | 29.9 | 0 | 149.5 | 0 | 1.02 | Wind | -1 | 0.27582 | 0 | 149.5 |  |  |  |  | -0.27582 | 0 |  |  |  |  | 0 | 0
76096 | L_CAPRSI1_2N | W1 | West | YES | -0.1109 | 37.2 | 0 | 186 | 0 | 1.02 | Wind | -1 | 0.27582 | 0 | 186 |  |  |  |  | -0.27582 | 0 |  |  |  |  | 0 | 0
76097 | L_CAPRGE1_1N | W1 | West | YES | -0.1109 | 42.9 | 0 | 214.5 | 0 | 1.02 | Wind | -1 | 0.27582 | 0 | 214.5 |  |  |  |  | -0.27582 | 0 |  |  |  |  | 0 | 0
60057 | CALLAHAN1A | 1 | West | YES | -0.11123 | 22.8 | 0 | 114 | 0 | 1.04 | Wind | -1 | 0.27616 | 0 | 114 |  |  |  |  | -0.27616 | 0 |  |  |  |  | 0 | 0
76031 | L_GASCCR1_1N | W1 | West | YES | -0.11144 | 30 | 0 | 150 | 0 | 1.02 | Wind | -1 | 0.27636 | 0 | 150 |  |  |  |  | -0.27636 | 0 |  |  |  |  | 0 | 0
1320 | BSP 1 | 1 | West | YES | -0.11184 | 25.5 | 2.9 | 25.8 | 0 | 1 | Cogen | -1 | 0.27677 | 0 | 0 |  |  |  |  | -0.27677 | 0 |  |  |  |  | 0 | 0
1326 | STANTONW_8 | 1 | West | YES | -0.11197 | 20.1 | 0 | 100.5 |  | 1.01 | Wind | -1 | 0.2769 | 0 | 100.5 |  |  |  |  | -0.2769 | 0 |  |  |  |  | 0 | 0
11025 | TIEHVSG_2G | 1 | West | YES | -0.112 | 213.2 | 63 | 213.2 | 0 | 1.012 | CC | -1 | 0.27693 | 213.2 | 213.2 |  |  |  |  | -0.27693 | -59.0407 |  |  |  |  | 0 | 0
11020 | TIEHVSG_1G | 1 | West | YES | -0.112 | 208.2 | 63 | 208.2 | 0 | 1.012 | CC | -1 | 0.27693 | 208.2 | 208.2 |  |  |  |  | -0.27693 | -57.656 |  |  |  |  | 0 | 0
11024 | TIEHVCG_4G | 1 | West | YES | -0.112 | 147 | 103 | 147 | 0 | 1.012 | CC | -1 | 0.27693 | 147 | 147 |  |  |  |  | -0.27693 | -40.7082 |  |  |  |  | 0 | 0
11021 | TIEHVCG_1G | 1 | West | YES | -0.112 | 142.1 | 103 | 142.1 | 0 | 1.012 | CC | -1 | 0.27693 | 142.1 | 142.1 |  |  |  |  | -0.27693 | -39.3512 |  |  |  |  | 0 | 0
11023 | TIEHVCG_3G | 1 | West | YES | -0.112 | 137.4 | 103 | 137.4 | 0 | 1.012 | CC | -1 | 0.27693 | 137.4 | 137.4 |  |  |  |  | -0.27693 | -38.0497 |  |  |  |  | 0 | 0
11022 | TIEHVCG_2G | 1 | West | YES | -0.112 | 132.4 | 103 | 132.4 | 0 | 1.012 | CC | -1 | 0.27693 | 132.4 | 132.4 |  |  |  |  | -0.27693 | -36.665 |  |  |  |  | 0 | 0
11014 | NAV6ST | 1 | West | YES | -0.11202 | 115 | 40 | 115 | 0 | 1.029 | CC | -1 | 0.27695 | 115 | 115 |  |  |  |  | -0.27695 | -31.8487 |  |  |  |  | 0 | 0
11011 | NAV3ST | 1 | West | YES | -0.11202 | 92.8 | 40 | 92.8 | 0 | 1.029 | CC | -1 | 0.27695 | 92.8 | 92.8 |  |  |  |  | -0.27695 | -25.7005 |  |  |  |  | 0 | 0
11012 | NAV4CT | 1 | West | YES | -0.11202 | 80 | 18 | 80 | 0 | 1.029 | CC | -1 | 0.27695 | 80 | 80 |  |  |  |  | -0.27695 | -22.1556 |  |  |  |  | 0 | 0
11013 | NAV5CT | 1 | West | YES | -0.11202 | 80 | 18 | 80 | 0 | 1.029 | CC | -1 | 0.27695 | 80 | 80 |  |  |  |  | -0.27695 | -22.1556 |  |  |  |  | 0 | 0
11009 | NAV2CT | 1 | West | YES | -0.11202 | 71.4 | 18 | 71.4 | 0 | 1.029 | CC | -1 | 0.27695 | 71.4 | 71.4 |  |  |  |  | -0.27695 | -19.7739 |  |  |  |  | 0 | 0
11001 | NAV1CT | 1 | West | YES | -0.11202 | 70.4 | 18 | 70.4 | 0 | 1.029 | CC | -1 | 0.27695 | 70.4 | 70.4 |  |  |  |  | -0.27695 | -19.4969 |  |  |  |  | 0 | 0
1328 | OCOTILLO_1G | 1 | West | YES | -0.11219 | 11.6 | 0 | 58 |  | 1.01 | Wind | -1 | 0.27712 | 0 | 58 |  |  |  |  | -0.27712 | 0 |  |  |  |  | 0 | 0
1333 | MCDDONAL_8 | 1 | West | YES | -0.11249 | 42.8 | 0 | 214.2 |  | 1.01 | Wind | -1 | 0.27742 | 0 | 214.2 |  |  |  |  | -0.27742 | 0 |  |  |  |  | 0 | 0
1327 | WILDHRSE_1G | 1 | West | YES | -0.11288 | 0 | 0 | 120 |  | 1 | Wind | -1 | 0.2778 | 0 | 120 |  |  |  |  | -0.2778 | 0 |  |  |  |  | 0 | 0
1360 | GUNSIGHT_8 | 1 | West | YES | -0.11294 | 0 | 0 | 120 |  | 1.01 | Wind | -1 | 0.27787 | 0 | 120 |  |  |  |  | -0.27787 | 0 |  |  |  |  | 0 | 0
11320 | COYOTE_1G | 1 | West | YES | -0.1134 | 22.5 | 0 | 225 |  | 1 | Wind | -1 | 0.27832 | 0 | 225 |  |  |  |  | -0.27832 | 0 |  |  |  |  | 0 | 0
1045 | CALENG1G_1G | 1 | West | YES | -0.11342 | 73.4 | 27 | 73.4 | 0 | 1.014 | Cogen | -1 | 0.27834 | 0 | 0 |  |  |  |  | -0.27834 | 0 |  |  |  |  | 0 | 0
1046 | CALENG2G_2G | 2 | West | YES | -0.11342 | 73.4 | 27 | 73.4 | 0 | 1.014 | Cogen | -1 | 0.27834 | 0 | 0 |  |  |  |  | -0.27834 | 0 |  |  |  |  | 0 | 0
1047 | CALENG3G_3G | 3 | West | YES | -0.11342 | 70.4 | 27 | 70.4 | 0 | 1.014 | Cogen | -1 | 0.27834 | 0 | 0 |  |  |  |  | -0.27834 | 0 |  |  |  |  | 0 | 0
11309 | BULLCREK_2G | 1 | West | YES | -0.11351 | 20.9 | 0 | 180 |  | 1 | Wind | -1 | 0.27844 | 0 | 180 |  |  |  |  | -0.27844 | 0 |  |  |  |  | 0 | 0
11310 | BULLCREK_1G | 1 | West | YES | -0.11351 | 15.1 | 0 | 180 |  | 1 | Wind | -1 | 0.27844 | 0 | 180 |  |  |  |  | -0.27844 | 0 |  |  |  |  | 0 | 0
1058 | LONGSHORE_5 | 1 | West | YES | -0.11374 | 30 | 0 | 150 |  | 1.01 | Wind | -1 | 0.27866 | 0 | 150 |  |  |  |  | -0.27866 | 0 |  |  |  |  | 0 | 0
1058 | LONGSHORE_5 | 2 | West | YES | -0.11374 | 44 | 0 | 220 |  | 1.01 | Wind | -1 | 0.27866 | 0 | 220 |  |  |  |  | -0.27866 | 0 |  |  |  |  | 0 | 0
11065 | ELBOWCK_1G | 1 | West | YES | -0.11374 | 23.4 | 0 | 121.9 | 0 | 1 | Wind | -1 | 0.27866 | 0 | 121.9 |  |  |  |  | -0.27866 | 0 |  |  |  |  | 0 | 0
1037 | MORGAN5G_5G | 5 | West | YES | -0.11403 | 109.6 | 40 | 137 | 0 | 1.029 | GST | -1 | 0.27895 | 137 | 137 |  |  |  |  | -0.27895 | -38.2165 |  |  |  |  | 0 | 0
1040 | MRGNBG_2G | B | West | YES | -0.11403 | 70 | 70 | 71 | 0 | 1.029 | GGT | -1 | 0.27895 | 71 | 71 |  |  |  |  | -0.27895 | -19.8056 |  |  |  |  | 0 | 0
1041 | MRGNCG_3G | C | West | YES | -0.11403 | 69 | 69 | 70 | 0 | 1.029 | GGT | -1 | 0.27895 | 70 | 70 |  |  |  |  | -0.27895 | -19.5267 |  |  |  |  | 0 | 0
1043 | MRGNEG_5G | E | West | YES | -0.11403 | 68 | 68 | 70 | 0 | 1.029 | GGT | -1 | 0.27895 | 70 | 70 |  |  |  |  | -0.27895 | -19.5267 |  |  |  |  | 0 | 0
1039 | MRGNAG_1G | A | West | YES | -0.11403 | 69 | 69 | 69 | 0 | 1.029 | GGT | -1 | 0.27895 | 69 | 69 |  |  |  |  | -0.27895 | -19.2477 |  |  |  |  | 0 | 0
1042 | MRGNDG_4G | D | West | YES | -0.11403 | 68 | 68 | 68 | 0 | 1.029 | GGT | -1 | 0.27895 | 68 | 68 |  |  |  |  | -0.27895 | -18.9688 |  |  |  |  | 0 | 0
1044 | MRGNFG_6G | F | West | YES | -0.11403 | 66 | 66 | 66 | 0 | 1.029 | GGT | -1 | 0.27895 | 66 | 66 |  |  |  |  | -0.27895 | -18.4108 |  |  |  |  | 0 | 0
60058 | BUFF_GAP1A | 1 | West | YES | -0.11404 | 24 | 0 | 120 |  | 1 | Wind | -1 | 0.27897 | 0 | 120 |  |  |  |  | -0.27897 | 0 |  |  |  |  | 0 | 0
60060 | CIRELLO | 1 | West | YES | -0.11404 | 46.6 | 0 | 233 | 0 | 1 | Wind | -1 | 0.27897 | 0 | 233 |  |  |  |  | -0.27897 | 0 |  |  |  |  | 0 | 0
60063 | BUFF_GAP1B | 1 | West | YES | -0.11404 | 34 | 0 | 170.2 | 0 | 1.02 | Wind | -1 | 0.27897 | 0 | 170.2 |  |  |  |  | -0.27897 | 0 |  |  |  |  | 0 | 0
60066 | H_HOLLOW1A | 1 | West | YES | -0.11404 | 44.4 | 0 | 222 | 0 | 1.005 | Wind | -1 | 0.27897 | 0 | 222 |  |  |  |  | -0.27897 | 0 |  |  |  |  | 0 | 0
60068 | HHOLLOW21A | 1 | West | YES | -0.11404 | 36.8 | 0 | 184 | 0 | 1.025 | Wind | -1 | 0.27897 | 0 | 184 |  |  |  |  | -0.27897 | 0 |  |  |  |  | 0 | 0
60070 | HHOLLOW31A | 1 | West | YES | -0.11404 | 44.8 | 0 | 224 | 0 | 1.025 | Wind | -1 | 0.27897 | 0 | 224 |  |  |  |  | -0.27897 | 0 |  |  |  |  | 0 | 0
60072 | HHOLLOW41A | 1 | West | YES | -0.11404 | 23 | 0 | 115 | 0 | 1.025 | Wind | -1 | 0.27897 | 0 | 115 |  |  |  |  | -0.27897 | 0 |  |  |  |  | 0 | 0
6637 | SNYDERW1A | 1 | West | YES | -0.11416 | 12.6 | 0 | 63 | 0 | 1.025 | Wind | -1 | 0.27909 | 0 | 63 |  |  |  |  | -0.27909 | 0 |  |  |  |  | 0 | 0
1068 | SCURRYCW_1G | 1 | West | YES | -0.11428 | 28.2 | 1.3 | 141 | 0 | 1.0217 | Wind | -1 | 0.2792 | 0 | 141 |  |  |  |  | -0.2792 | 0 |  |  |  |  | 0 | 0
1073 | SCURRYCW_2G | 2 | West | YES | -0.11428 | 24 | 0 | 120 | 0 | 1.0217 | Wind | -1 | 0.2792 | 0 | 120 |  |  |  |  | -0.2792 | 0 |  |  |  |  | 0 | 0
1061 | CIELOGEN_1G | 1 | West | YES | -0.1143 | 19.8 | 0 | 99 |  | 1 | Wind | -1 | 0.27922 | 0 | 99 |  |  |  |  | -0.27922 | 0 |  |  |  |  | 0 | 0
1062 | CIELOGEN_2G | 1 | West | YES | -0.1143 | 12.2 | 0 | 61 |  | 1 | Wind | -1 | 0.27922 | 0 | 61 |  |  |  |  | -0.27922 | 0 |  |  |  |  | 0 | 0
1069 | KINDERMG_1G | 1 | West | YES | -0.1143 | 25 | 5 | 25 | 0 | 1.017 | Cogen | -1 | 0.27922 | 0 | 0 |  |  |  |  | -0.27922 | 0 |  |  |  |  | 0 | 0
1070 | KINDERMG_2G | 1 | West | YES | -0.1143 | 45.7 | 12 | 45.7 | 0 | 1.017 | Cogen | -1 | 0.27922 | 0 | 0 |  |  |  |  | -0.27922 | 0 |  |  |  |  | 0 | 0
1071 | KINDERMG_3G | 1 | West | YES | -0.1143 | 45.7 | 12 | 45.7 | 0 | 1.017 | Cogen | -1 | 0.27922 | 0 | 0 |  |  |  |  | -0.27922 | 0 |  |  |  |  | 0 | 0
36998 | RDCNYNG1 | 1 | West | YES | -0.11463 | 16.8 | 0 | 84 |  | 1.01 | Wind | -1 | 0.27955 | 0 | 84 |  |  |  |  | -0.27955 | 0 |  |  |  |  | 0 | 0
3381 | BBRN_1G | 1 | North | YES | -0.11466 | 618 | 225 | 618 | 0 | 1.03 | LIGCO | -1 | 0.27958 | 0 | 618 |  |  | 0 | 0 | -0.27958 | 0 |  |  |  |  | 0 | 0
3382 | BBRN_2G | 2 | North | YES | -0.11466 | 589 | 225 | 589 | 0 | 1.03 | LIGCO | -1 | 0.27958 | 0 | 589 |  |  | 0 | 0 | -0.27958 | 0 |  |  |  |  | 0 | 0
1343 | TRENTIPP_8 | 1 | West | YES | -0.11539 | 30 | 0 | 150 |  | 1.014 | Wind | -1 | 0.28031 | 0 | 150 |  |  |  |  | -0.28031 | 0 |  |  |  |  | 0 | 0
1354 | AEPWIND_8 | 1 | West | YES | -0.11539 | 20.2 | 0 | 101 |  | 1 | Wind | -1 | 0.28031 | 0 | 101 |  |  |  |  | -0.28031 | 0 |  |  |  |  | 0 | 0
11056 | ROSCOE_1G | 1 | West | YES | -0.11561 | 41.8 | 0 | 209 |  | 1 | Wind | -1 | 0.28054 | 0 | 209 |  |  |  |  | -0.28054 | 0 |  |  |  |  | 0 | 0
11057 | CHAMPION_1G | 1 | West | YES | -0.11561 | 25.3 | 0 | 126.5 |  | 1 | Wind | -1 | 0.28054 | 0 | 126.5 |  |  |  |  | -0.28054 | 0 |  |  |  |  | 0 | 0
11058 | PYRON_1G | 1 | West | YES | -0.11561 | 49.8 | 0 | 249 |  | 1 | Wind | -1 | 0.28054 | 0 | 249 |  |  |  |  | -0.28054 | 0 |  |  |  |  | 0 | 0
11059 | INADALE_1G | 1 | West | YES | -0.11561 | 39.4 | 0 | 197 |  | 1 | Wind | -1 | 0.28054 | 0 | 197 |  |  |  |  | -0.28054 | 0 |  |  |  |  | 0 | 0
71051 | L_BITTCR1_1N | W1 | West | YES | -0.11562 | 7.5 | 0 | 37.5 |  | 1.02 | Wind | -1 | 0.28054 | 0 | 37.5 |  |  |  |  | -0.28054 | 0 |  |  |  |  | 0 | 0
71054 | L_SWEETW1_1N | W1 | West | YES | -0.11562 | 21.5 | 0 | 107.5 |  | 1.02 | Wind | -1 | 0.28054 | 0 | 107.5 |  |  |  |  | -0.28054 | 0 |  |  |  |  | 0 | 0
71057 | L_SWEETW1_2N | W1 | West | YES | -0.11562 | 27 | 0 | 135 |  | 1.02 | Wind | -1 | 0.28054 | 0 | 135 |  |  |  |  | -0.28054 | 0 |  |  |  |  | 0 | 0
71059 | L_SWEETW1_3N | W1 | West | YES | -0.11562 | 23.8 | 0 | 119 | 0 | 1.02 | Wind | -1 | 0.28054 | 0 | 119 |  |  |  |  | -0.28054 | 0 |  |  |  |  | 0 | 0
71060 | L_SWEETW1_4N | W1 | West | YES | -0.11562 | 21 | 0 | 105 | 0 | 1.02 | Wind | -1 | 0.28054 | 0 | 105 |  |  |  |  | -0.28054 | 0 |  |  |  |  | 0 | 0
71061 | L_SWEETW1_5N | W1 | West | YES | -0.11562 | 16.1 | 0 | 80.5 | 0 | 1.02 | Wind | -1 | 0.28054 | 0 | 80.5 |  |  |  |  | -0.28054 | 0 |  |  |  |  | 0 | 0
13133 | CALFREST_3G | 3 | North | YES | -0.11599 | 177.4 | 40 | 177.4 | 0 | 1.031 | CC | -1 | 0.28091 | 177.4 | 177.4 |  |  | -20.5757 | 177.4 | -0.28091 | -49.8331 |  |  |  |  | 0 | 0
13132 | CALFREST_2G | 2 | North | YES | -0.11599 | 151 | 57 | 151 | 0 | 1.031 | CC | -1 | 0.28091 | 151 | 151 |  |  | -17.5137 | 151 | -0.28091 | -42.4171 |  |  |  |  | 0 | 0
13131 | CALFREST_1G | 1 | North | YES | -0.11599 | 150.7 | 40 | 150.7 | 0 | 1.031 | CC | -1 | 0.28091 | 150.7 | 150.7 |  |  | -17.4789 | 150.7 | -0.28091 | -42.3329 |  |  |  |  | 0 | 0
6144 | MCADOO1A | 1 | West | YES | -0.11608 | 15 | 0 | 150 | 0 | 1.025 | Wind | -1 | 0.281 | 0 | 150 |  |  |  |  | -0.281 | 0 |  |  |  |  | 0 | 0
6407 | TURKTRAK1A | 1 | West | YES | -0.11624 | 33.9 | 0 | 169.5 | 0 | 1.025 | Wind | -1 | 0.28116 | 0 | 169.5 |  |  |  |  | -0.28116 | 0 |  |  |  |  | 0 | 0
13136 | CALFREST_6G | 6 | North | YES | -0.11628 | 177.5 | 40 | 177.5 | 0 | 1.031 | CC | -1 | 0.2812 | 177.5 | 177.5 |  |  | -20.6392 | 177.5 | -0.2812 | -49.913 |  |  |  |  | 0 | 0
13135 | CALFREST_5G | 5 | North | YES | -0.11628 | 152.3 | 57 | 152.3 | 0 | 1.031 | CC | -1 | 0.2812 | 152.3 | 152.3 |  |  | -17.709 | 152.3 | -0.2812 | -42.8268 |  |  |  |  | 0 | 0
13134 | CALFREST_4G | 4 | North | YES | -0.11628 | 151.5 | 40 | 151.5 | 0 | 1.031 | CC | -1 | 0.2812 | 151.5 | 151.5 |  |  | -17.616 | 151.5 | -0.2812 | -42.6018 |  |  |  |  | 0 | 0
1417 | SWETWATR_2G | 2 | West | YES | -0.11636 | 72 | 36 | 72 | 0 | 1.026 | CC | -1 | 0.28128 | 72 | 72 |  |  |  |  | -0.28128 | -20.2522 |  |  |  |  | 0 | 0
1418 | SWETWATR_3G | 3 | West | YES | -0.11636 | 68 | 36 | 68 | 0 | 1.026 | CC | -1 | 0.28128 | 68 | 68 |  |  |  |  | -0.28128 | -19.1271 |  |  |  |  | 0 | 0
1419 | SWETWATR_4G | 4 | West | YES | -0.11636 | 61 | 36 | 61 | 0 | 1.026 | CC | -1 | 0.28128 | 61 | 61 |  |  |  |  | -0.28128 | -17.1582 |  |  |  |  | 0 | 0
1416 | SWETWATR_1G | 1 | West | YES | -0.11636 | 30 | 18 | 30 | 0 | 1.026 | CC | -1 | 0.28128 | 30 | 30 |  |  |  |  | -0.28128 | -8.4384 |  |  |  |  | 0 | 0
8134 | FOR #1 | 1 | South | YES | 0.14983 | 54.1 | 45 | 79 | 0 | 1 | Cogen | 1 | 0.28173 | 0 | 0 | 0 | 0 |  |  | 0.28173 | 0 |  |  |  |  | 0 | 0
8138 | FOR #2 | 2 | South | YES | 0.14983 | 63.1 | 45 | 81 | 0 | 1 | Cogen | 1 | 0.28173 | 0 | 0 | 0 | 0 |  |  | 0.28173 | 0 |  |  |  |  | 0 | 0
8153 | FOR #3 | 3 | South | YES | 0.14983 | 63.1 | 45 | 79.9 | 0 | 1 | Cogen | 1 | 0.28173 | 0 | 0 | 0 | 0 |  |  | 0.28173 | 0 |  |  |  |  | 0 | 0
8154 | FOR #4 | 4 | South | YES | 0.14983 | 63.1 | 60 | 80 | 0 | 1 | Cogen | 1 | 0.28173 | 0 | 0 | 0 | 0 |  |  | 0.28173 | 0 |  |  |  |  | 0 | 0
8155 | FOR #5 | 5 | South | YES | 0.14983 | 63.1 | 60 | 78.4 | 0 | 1 | Cogen | 1 | 0.28173 | 0 | 0 | 0 | 0 |  |  | 0.28173 | 0 |  |  |  |  | 0 | 0
8156 | FOR #6 | 6 | South | YES | 0.14983 | 24.9 | 5 | 25 | 0 | 1 | Cogen | 1 | 0.28173 | 0 | 0 | 0 | 0 |  |  | 0.28173 | 0 |  |  |  |  | 0 | 0
8157 | FOR #7 | 7 | South | YES | 0.14983 | 28.8 | 5 | 46 | 0 | 1 | Cogen | 1 | 0.28173 | 0 | 0 | 0 | 0 |  |  | 0.28173 | 0 |  |  |  |  | 0 | 0
80051 | FOR #8 | 8 | South | YES | 0.14983 | 28 | 28 | 28 |  | 1 | Cogen | 1 | 0.28173 | 0 | 0 | 0 | 0 |  |  | 0.28173 | 0 |  |  |  |  | 0 | 0
80052 | FOR #9 | 9 | South | YES | 0.14983 | 29.7 | 5 | 43.6 | 0 | 1 | Cogen | 1 | 0.28173 | 0 | 0 | 0 | 0 |  |  | 0.28173 | 0 |  |  |  |  | 0 | 0
80053 | FOR #10 | 10 | South | YES | 0.14983 | 68.4 | 45 | 75 | 0 | 1 | Cogen | 1 | 0.28173 | 0 | 0 | 0 | 0 |  |  | 0.28173 | 0 |  |  |  |  | 0 | 0
60081 | WHRLWIND1A | 1 | West | YES | -0.11776 | 12 | 0 | 60 | 0 | 1.03 | Wind | -1 | 0.28268 | 0 | 60 |  |  |  |  | -0.28268 | 0 |  |  |  |  | 0 | 0
80226 | ALCOA G | 1 | South | YES | 0.15102 | 32.3 | 5 | 48 | 0 | 1.015 | Cogen | 1 | 0.28292 | 0 | 0 | 0 | 0 |  |  | 0.28292 | 0 |  |  |  |  | 0 | 0
1437 | MESQUITW_1G | 1 | North | YES | -0.11971 | 40 | 0 | 400 | 0 | 1.023 | Wind | -1 | 0.28463 | 0 | 400 |  |  | 0 | 0 | -0.28463 | 0 |  |  |  |  | 0 | 0
1438 | MESQUITW_2G | 1 | North | YES | -0.11972 | 23.6 | 0 | 236 |  | 1.017 | Wind | -1 | 0.28464 | 0 | 236 |  |  | 0 | 0 | -0.28464 | 0 |  |  |  |  | 0 | 0
1442 | COKFIELD_5 | 1 | North | YES | -0.121 | 16.5 | 0 | 165 |  | 1.029 | Wind | -1 | 0.28593 | 0 | 165 |  |  | 0 | 0 | -0.28593 | 0 |  |  |  |  | 0 | 0
8147 | UCAR #2 | 10 | South | YES | 0.15496 | 18.2 | 0 | 28 |  | 1 | Cogen | 1 | 0.28685 | 0 | 0 | 0 | 0 |  |  | 0.28685 | 0 |  |  |  |  | 0 | 0
8148 | UCAR #1 | 2 | South | YES | 0.15496 | 6.1 | 0 | 7 | 0 | 1.009 | Cogen | 1 | 0.28685 | 0 | 0 | 0 | 0 |  |  | 0.28685 | 0 |  |  |  |  | 0 | 0
80137 | CSDR89 | 9 | South | YES | 0.15496 | 15 | 0 | 15 | 0 | 1.003 | DCTie | 1 | 0.28685 | 0 | 0 | 0 | 0 |  |  | 0.28685 | 0 |  |  |  |  | 0 | 0
80137 | CSDR89 | 8 | South | YES | 0.15496 | 33.9 | 0 | 39 | 0 | 1.003 | DCTie | 1 | 0.28685 | 0 | 0 | 0 | 0 |  |  | 0.28685 | 0 |  |  |  |  | 0 | 0
80138 | CSDR7 | 7 | South | YES | 0.15496 | 6.1 | 0 | 7 | 0 | 1.014 | DCTie | 1 | 0.28685 | 0 | 0 | 0 | 0 |  |  | 0.28685 | 0 |  |  |  |  | 0 | 0
80139 | CSDR56 | 6 | South | YES | 0.15496 | 0 | 0 | 39 |  | 1.0033 | DCTie | 1 | 0.28685 | 0 | 0 | 0 | 0 |  |  | 0.28685 | 0 |  |  |  |  | 0 | 0
80139 | CSDR56 | 5 | South | YES | 0.15496 | 15 | 0 | 15 |  | 1.0033 | DCTie | 1 | 0.28685 | 0 | 0 | 0 | 0 |  |  | 0.28685 | 0 |  |  |  |  | 0 | 0
80140 | CSDR11 | 11 | South | YES | 0.15496 | 33.9 | 0 | 39 | 0 | 1.03 | DCTie | 1 | 0.28685 | 0 | 0 | 0 | 0 |  |  | 0.28685 | 0 |  |  |  |  | 0 | 0
6100 | OKLA7A | EQ | West | YES | -0.122 | 50 | -220 | 220 | 0 | 1.035 | DCTie | -1 | 0.28693 | 0 | 0 |  |  |  |  | -0.28693 | 0 |  |  |  |  | 0 | 0
6752 | OKLA0A | 1 | West | YES | -0.122 | 649.7 | 175 | 649.7 | 0 | 1.035 | LIGCO | -1 | 0.28693 | 0 | 649.7 |  |  |  |  | -0.28693 | 0 |  |  |  |  | 0 | 0
3108 | STRYKER_2G | 2 | North | YES | -0.12205 | 484 | 75 | 484 | 0 | 1.029 | GST | -1 | 0.28697 | 484 | 484 |  |  | -59.0698 | 484 | -0.28697 | -138.8926 |  |  |  |  | 0 | 0
3107 | STRYKER_1G | 1 | North | YES | -0.12205 | 145.6 | 45 | 182 | 0 | 1.029 | GST | -1 | 0.28697 | 182 | 182 |  |  | -22.2122 | 182 | -0.28697 | -52.2282 |  |  |  |  | 0 | 0
3309 | ASPN_G | 1 | North | YES | -0.12207 | 50 | 0 | 50 |  | 1 | Bio | -1 | 0.28699 | 50 | 50 |  |  | -6.1035 | 50 | -0.28699 | -14.3497 |  |  |  |  | 0 | 0
3348 | CHAMPION_1G | MB | North | YES | -0.12213 | 0 | 42 | 42 |  | 1 | Cogen | -1 | 0.28705 | 0 | 0 |  |  | 0 | 0 | -0.28705 | 0 |  |  |  |  | 0 | 0
80227 | AIRCO G | 1 | South | YES | 0.15556 | 7.2 | 0 | 8 | 0 | 1.0104 | Cogen | 1 | 0.28745 | 0 | 0 | 0 | 0 |  |  | 0.28745 | 0 |  |  |  |  | 0 | 0
13119 | TGATEWAY_4G | 4 | North | YES | -0.12262 | 399 | 65 | 399 | 0 | 1.0232 | CC | -1 | 0.28754 | 399 | 399 |  |  | -48.9234 | 399 | -0.28754 | -114.7277 |  |  |  |  | 0 | 0
13116 | TGATEWAY_1G | 1 | North | YES | -0.12262 | 151 | 30 | 151 | 0 | 1.0232 | CC | -1 | 0.28754 | 151 | 151 |  |  | -18.5149 | 151 | -0.28754 | -43.4183 |  |  |  |  | 0 | 0
13118 | TGATEWAY_3G | 3 | North | YES | -0.12262 | 148 | 30 | 148 | 0 | 1.0232 | CC | -1 | 0.28754 | 148 | 148 |  |  | -18.147 | 148 | -0.28754 | -42.5557 |  |  |  |  | 0 | 0
13117 | TGATEWAY_2G | 2 | North | YES | -0.12262 | 130 | 30 | 130 | 0 | 1.0232 | CC | -1 | 0.28754 | 130 | 130 |  |  | -15.9399 | 130 | -0.28754 | -37.38 |  |  |  |  | 0 | 0
3097 | MARTLAKE_1G | 1 | North | YES | -0.12317 | 790 | 500 | 790 | 0 | 1.017 | LIGCO | -1 | 0.28809 | 0 | 790 |  |  | 0 | 0 | -0.28809 | 0 |  |  |  |  | 0 | 0
3098 | MARTLAKE_2G | 2 | North | YES | -0.12317 | 795 | 461 | 795 | 0 | 1.017 | LIGCO | -1 | 0.28809 | 0 | 795 |  |  | 0 | 0 | -0.28809 | 0 |  |  |  |  | 0 | 0
3099 | MARTLAKE_3G | 3 | North | YES | -0.12317 | 804 | 500 | 804 | 0 | 1.017 | LIGCO | -1 | 0.28809 | 0 | 804 |  |  | 0 | 0 | -0.28809 | 0 |  |  |  |  | 0 | 0
80224 | VISTRONG1 | 1 | South | YES | 0.15653 | 13.1 | 0 | 15 | 0 | 1.01 | Cogen | 1 | 0.28842 | 0 | 0 | 0 | 0 |  |  | 0.28842 | 0 |  |  |  |  | 0 | 0
80225 | VISTRONG2 | 2 | South | YES | 0.15653 | 20.2 | 0 | 23 | 0 | 1.01 | Cogen | 1 | 0.28842 | 0 | 0 | 0 | 0 |  |  | 0.28842 | 0 |  |  |  |  | 0 | 0
1432 | GRHAMSES_2G | 2 | North | YES | -0.12507 | 294.9 | 90 | 366 | 0 | 1.014 | GST | -1 | 0.28999 | 366 | 366 |  |  | -45.7753 | 366 | -0.28999 | -106.1371 |  |  |  |  | 0 | 0
5505 | RAYBURNGEN1 | 1 | South | YES | 0.15828 | 0 | 1 | 11 |  | 1.0223 | GGT | 1 | 0.29017 | 11 | 11 | 1.7411 | 11 |  |  | 0.29017 | 3.1919 |  |  |  |  | 0 | 0
5506 | RAYBURNGEN2 | 1 | South | YES | 0.15828 | 0 | 1 | 11 |  | 1.0223 | GGT | 1 | 0.29017 | 11 | 11 | 1.7411 | 11 |  |  | 0.29017 | 3.1919 |  |  |  |  | 0 | 0
5503 | RAYBURNGEN3 | 1 | South | YES | 0.15828 | 17.6 | 6 | 22 | 0 | 1.0224 | GST | 1 | 0.29017 | 22 | 22 | 3.4821 | 22 |  |  | 0.29017 | 6.3838 |  |  |  |  | 0 | 0
1479 | WFCOGEN_1G | 1 | North | YES | -0.12526 | 16 | 12 | 20 | 0 | 1 | Cogen | -1 | 0.29018 | 0 | 0 |  |  | 0 | 0 | -0.29018 | 0 |  |  |  |  | 0 | 0
1479 | WFCOGEN_1G | 2 | North | YES | -0.12526 | 16 | 12 | 20 | 0 | 1 | Cogen | -1 | 0.29018 | 0 | 0 |  |  | 0 | 0 | -0.29018 | 0 |  |  |  |  | 0 | 0
1482 | WFCOGEN_2G | 2 | North | YES | -0.12526 | 13.6 | 12 | 17 | 0 | 1 | Cogen | -1 | 0.29018 | 0 | 0 |  |  | 0 | 0 | -0.29018 | 0 |  |  |  |  | 0 | 0
1482 | WFCOGEN_2G | 1 | North | YES | -0.12526 | 16 | 12 | 20 | 0 | 1 | Cogen | -1 | 0.29018 | 0 | 0 |  |  | 0 | 0 | -0.29018 | 0 |  |  |  |  | 0 | 0
1433 | GRHAMSES_1G | 1 | North | YES | -0.12535 | 242 | 60 | 242 | 0 | 1.038 | GST | -1 | 0.29027 | 242 | 242 |  |  | -30.3335 | 242 | -0.29027 | -70.2449 |  |  |  |  | 0 | 0
8066 | DUP1V#1 | 1 | South | YES | 0.15926 | 52.3 | 0 | 73 | 0 | 1.01 | Cogen | 1 | 0.29115 | 0 | 0 | 0 | 0 |  |  | 0.29115 | 0 |  |  |  |  | 0 | 0
5509 | RAYBURNCC10 | 1 | South | YES | 0.15949 | 37.3 | 5.2 | 37.3 | 0 | 1.0296 | CC | 1 | 0.29139 | 37.3 | 37.3 | 5.9491 | 37.3 |  |  | 0.29139 | 10.8687 |  |  |  |  | 0 | 0
5511 | RAYBURNCC7 | 1 | South | YES | 0.15949 | 47.5 | 18.2 | 47.5 | 0 | 1.0296 | CC | 1 | 0.29139 | 47.5 | 47.5 | 7.5759 | 47.5 |  |  | 0.29139 | 13.8409 |  |  |  |  | 0 | 0
5508 | RAYBURNCC9 | 1 | South | YES | 0.15949 | 47.7 | 18.2 | 47.7 | 0 | 1.0296 | CC | 1 | 0.29139 | 47.7 | 47.7 | 7.6078 | 47.7 |  |  | 0.29139 | 13.8992 |  |  |  |  | 0 | 0
5512 | RAYBURNCC8 | 1 | South | YES | 0.15949 | 49.3 | 18.2 | 49.3 | 0 | 1.0296 | CC | 1 | 0.29139 | 49.3 | 49.3 | 7.863 | 49.3 |  |  | 0.29139 | 14.3654 |  |  |  |  | 0 | 0
12424 | FPLEFR2S_G | 4 | North | YES | -0.1269 | 415 | 191 | 415 | 0 | 1 | CC | -1 | 0.29182 | 415 | 415 |  |  | -52.6639 | 415 | -0.29182 | -121.107 |  |  |  |  | 0 | 0
12414 | FPLEFR1S_G | 4 | North | YES | -0.1269 | 414 | 191 | 414 | 0 | 1 | CC | -1 | 0.29182 | 414 | 414 |  |  | -52.537 | 414 | -0.29182 | -120.8152 |  |  |  |  | 0 | 0
12412 | FPLEFR1B_G | 2 | North | YES | -0.1269 | 164 | 72 | 164 | 0 | 1 | CC | -1 | 0.29182 | 164 | 164 |  |  | -20.8118 | 164 | -0.29182 | -47.8592 |  |  |  |  | 0 | 0
12413 | FPLEFR1C_G | 3 | North | YES | -0.1269 | 164 | 72 | 164 | 0 | 1 | CC | -1 | 0.29182 | 164 | 164 |  |  | -20.8118 | 164 | -0.29182 | -47.8592 |  |  |  |  | 0 | 0
12423 | FPLEFR2C_G | 3 | North | YES | -0.1269 | 163 | 72 | 163 | 0 | 1 | CC | -1 | 0.29182 | 163 | 163 |  |  | -20.6849 | 163 | -0.29182 | -47.5673 |  |  |  |  | 0 | 0
12421 | FPLEFR2A_G | 1 | North | YES | -0.1269 | 162 | 72 | 162 | 0 | 1 | CC | -1 | 0.29182 | 162 | 162 |  |  | -20.558 | 162 | -0.29182 | -47.2755 |  |  |  |  | 0 | 0
12411 | FPLEFR1A_G | 1 | North | YES | -0.1269 | 161 | 72 | 161 | 0 | 1 | CC | -1 | 0.29182 | 161 | 161 |  |  | -20.4311 | 161 | -0.29182 | -46.9837 |  |  |  |  | 0 | 0
12422 | FPLEFR2B_G | 2 | North | YES | -0.1269 | 161 | 72 | 161 | 0 | 1 | CC | -1 | 0.29182 | 161 | 161 |  |  | -20.4311 | 161 | -0.29182 | -46.9837 |  |  |  |  | 0 | 0
80265 | LARECU40A | 4 | South | YES | 0.16069 | 80 | 0 | 100 |  | 1.039 | GGT | 1 | 0.29258 | 100 | 100 | 16.0686 | 100 |  |  | 0.29258 | 29.258 |  |  |  |  | 0 | 0
80266 | LARECU50A | 5 | South | YES | 0.16069 | 80 | 0 | 100 |  | 1.039 | GGT | 1 | 0.29258 | 100 | 100 | 16.0686 | 100 |  |  | 0.29258 | 29.258 |  |  |  |  | 0 | 0
80012 | LAR | F | South | YES | 0.16069 | 0 | 0 | 0 | 0 | 1.04 | DCTie | 1 | 0.29258 | 0 | 0 | 0 | 0 |  |  | 0.29258 | 0 |  |  |  |  | 0 | 0
2452 | LKHB2_G | 2 | North | YES | -0.12769 | 516 | 80 | 516 | 0 | 1.022 | GST | -1 | 0.29262 | 516 | 516 |  |  | -65.8891 | 516 | -0.29262 | -150.9894 |  |  |  |  | 0 | 0
2451 | LKHB1_G | 1 | North | YES | -0.12769 | 0 | 80 | 391 |  | 1.022 | GST | -1 | 0.29262 | 391 | 391 |  |  | -49.9276 | 391 | -0.29262 | -114.4125 |  |  |  |  | 0 | 0
8173 | VICEC51A | 5 | South | YES | 0.16084 | 144 | 18 | 144 | 0 | 1.025 | CC | 1 | 0.29274 | 144 | 144 | 23.1614 | 144 |  |  | 0.29274 | 42.1542 |  |  |  |  | 0 | 0
8174 | VICEC61A | 6 | South | YES | 0.16084 | 188 | 42 | 188 | 0 | 1.025 | CC | 1 | 0.29274 | 188 | 188 | 30.2385 | 188 |  |  | 0.29274 | 55.0346 |  |  |  |  | 0 | 0
12440 | PARKD_1SVC8 | 1 | North | YES | -0.12786 | 0 | 0 | 0 | 0 | 1.007 | GST | -1 | 0.29278 | 0 | 0 |  |  | 0 | 0 | -0.29278 | 0 |  |  |  |  | 0 | 0
12449 | PARKD_2SVC8 | 1 | North | YES | -0.12786 | 0 | 0 | 0 | 0 | 1.007 | GST | -1 | 0.29278 | 0 | 0 |  |  | 0 | 0 | -0.29278 | 0 |  |  |  |  | 0 | 0
8926 | LGE_GT10A | 1 | South | YES | 0.16089 | 158 | 0 | 158 | 0 | 1.03 | Cogen | 1 | 0.29278 | 0 | 0 | 0 | 0 |  |  | 0.29278 | 0 |  |  |  |  | 0 | 0
8927 | LGE_GT20A | 2 | South | YES | 0.16089 | 153 | 0 | 153 | 0 | 1.03 | Cogen | 1 | 0.29278 | 0 | 0 | 0 | 0 |  |  | 0.29278 | 0 |  |  |  |  | 0 | 0
8928 | LGE_STG0A | 3 | South | YES | 0.16089 | 100 | 0 | 100 | 0 | 1.03 | Cogen | 1 | 0.29278 | 0 | 0 | 0 | 0 |  |  | 0.29278 | 0 |  |  |  |  | 0 | 0
8930 | ICPGN10A | 1 | South | YES | 0.16089 | 149 | 0 | 149 | 0 | 1.03 | Cogen | 1 | 0.29278 | 0 | 0 | 0 | 0 |  |  | 0.29278 | 0 |  |  |  |  | 0 | 0
8931 | ICPGN20A | 2 | South | YES | 0.16089 | 150 | 0 | 150 | 0 | 1.03 | Cogen | 1 | 0.29278 | 0 | 0 | 0 | 0 |  |  | 0.29278 | 0 |  |  |  |  | 0 | 0
8932 | ICPGN30A | 3 | South | YES | 0.16089 | 127 | 0 | 127 | 0 | 1.03 | Cogen | 1 | 0.29278 | 0 | 0 | 0 | 0 |  |  | 0.29278 | 0 |  |  |  |  | 0 | 0
80223 | REYSHR G | 1 | South | YES | 0.16089 | 12 | 0 | 12 | 0 | 1.032 | Cogen | 1 | 0.29278 | 0 | 0 | 0 | 0 |  |  | 0.29278 | 0 |  |  |  |  | 0 | 0
948 | STEAM1 | 1 | North | YES | -0.12792 | 0 | 12 | 20 |  | 1.02 | GST | -1 | 0.29284 | 20 | 20 |  |  | -2.5583 | 20 | -0.29284 | -5.8568 |  |  |  |  | 0 | 0
950 | STEAM3 | 1 | North | YES | -0.12792 | 41 | 13 | 42 | 0 | 1.02 | GST | -1 | 0.29284 | 42 | 42 |  |  | -5.3726 | 42 | -0.29284 | -12.2993 |  |  |  |  | 0 | 0
949 | STEAM2 | 1 | North | YES | -0.12792 | 26 | 8 | 26 | 0 | 0.99 | GST | -1 | 0.29284 | 26 | 26 |  |  | -3.3259 | 26 | -0.29284 | -7.6139 |  |  |  |  | 0 | 0
7031 | L_MARSFO1G1Y | 1 | South | YES | 0.16101 | 0 | 0 | 36 |  | 1 | Hydro | 1 | 0.2929 | 0 | 0 | 0 | 0 |  |  | 0.2929 | 0 |  |  |  |  | 0 | 0
7032 | L_MARSFO1G2Y | 2 | South | YES | 0.16101 | 0 | 0 | 35 |  | 1 | Hydro | 1 | 0.2929 | 0 | 0 | 0 | 0 |  |  | 0.2929 | 0 |  |  |  |  | 0 | 0
7033 | L_MARSFO1G3Y | 3 | South | YES | 0.16101 | 0 | 0 | 36 |  | 1 | Hydro | 1 | 0.2929 | 0 | 0 | 0 | 0 |  |  | 0.2929 | 0 |  |  |  |  | 0 | 0
844 | OLINGER_G3 | 1 | North | YES | -0.12808 | 103.9 | 45 | 150 | 0 | 1.03 | GST | -1 | 0.293 | 150 | 150 |  |  | -19.2115 | 150 | -0.293 | -43.95 |  |  |  |  | 0 | 0
843 | OLINGER_G2 | 1 | North | YES | -0.12808 | 76.2 | 25 | 110 | 0 | 1.03 | GST | -1 | 0.293 | 110 | 110 |  |  | -14.0885 | 110 | -0.293 | -32.23 |  |  |  |  | 0 | 0
842 | OLINGER_G1 | 1 | North | YES | -0.12808 | 55.4 | 20 | 79 | 0 | 1.03 | GST | -1 | 0.293 | 79 | 79 |  |  | -10.1181 | 79 | -0.293 | -23.147 |  |  |  |  | 0 | 0
845 | OLINGER_G4 | 1 | North | YES | -0.12808 | 51.9 | 0 | 76 | 0 | 1.03 | GGT | -1 | 0.293 | 76 | 76 |  |  | -9.7339 | 76 | -0.293 | -22.268 |  |  |  |  | 0 | 0
837 | NEWMAN_G5 | 1 | North | YES | -0.1281 | 0 | 15 | 40 |  | 1.01 | GST | -1 | 0.29303 | 40 | 40 |  |  | -5.1242 | 40 | -0.29303 | -11.7211 |  |  |  |  | 0 | 0
1701 | MOSES_1G | 1 | North | YES | -0.12815 | 558 | 175 | 558 | 0 | 1.023 | LIGCO | -1 | 0.29308 | 0 | 558 |  |  | 0 | 0 | -0.29308 | 0 |  |  |  |  | 0 | 0
1702 | MOSES_2G | 2 | North | YES | -0.12815 | 579 | 175 | 579 | 0 | 1.023 | LIGCO | -1 | 0.29308 | 0 | 579 |  |  | 0 | 0 | -0.29308 | 0 |  |  |  |  | 0 | 0
1703 | MOSES_3G | 3 | North | YES | -0.12815 | 808 | 463 | 808 | 0 | 1.023 | LIGCO | -1 | 0.29308 | 0 | 808 |  |  | 0 | 0 | -0.29308 | 0 |  |  |  |  | 0 | 0
5925 | DCEAST | EQ | North | YES | -0.12815 | 400.3 | -600 | 600 | 0 | 1.025 | DCTie | -1 | 0.29308 | 0 | 0 |  |  | 0 | 0 | -0.29308 | 0 |  |  |  |  | 0 | 0
1675 | PEC_1G | 1 | North | YES | -0.12822 | 76.7 | 35 | 76.7 | 0 | 1.022 | Cogen | -1 | 0.29315 | 0 | 0 |  |  | 0 | 0 | -0.29315 | 0 |  |  |  |  | 0 | 0
1676 | PEC_2G | 2 | North | YES | -0.12822 | 79.6 | 35 | 79.6 | 0 | 1.022 | Cogen | -1 | 0.29315 | 0 | 0 |  |  | 0 | 0 | -0.29315 | 0 |  |  |  |  | 0 | 0
1677 | PEC_3G | 3 | North | YES | -0.12822 | 88.4 | 35 | 88.4 | 0 | 1.022 | Cogen | -1 | 0.29315 | 0 | 0 |  |  | 0 | 0 | -0.29315 | 0 |  |  |  |  | 0 | 0
1683 | LAMARPWR_6G | 6 | North | YES | -0.12831 | 198 | 129.1 | 198 | 0 | 1.038 | CC | -1 | 0.29323 | 198 | 198 |  |  | -25.4048 | 198 | -0.29323 | -58.0596 |  |  |  |  | 0 | 0
1680 | LAMARPWR_3G | 3 | North | YES | -0.12831 | 196 | 129.1 | 196 | 0 | 1.038 | CC | -1 | 0.29323 | 196 | 196 |  |  | -25.1482 | 196 | -0.29323 | -57.4731 |  |  |  |  | 0 | 0
1678 | LAMARPWR_1G | 1 | North | YES | -0.12831 | 160 | 67.7 | 160 | 0 | 1.038 | CC | -1 | 0.29323 | 160 | 160 |  |  | -20.5291 | 160 | -0.29323 | -46.9168 |  |  |  |  | 0 | 0
1682 | LAMARPWR_5G | 5 | North | YES | -0.12831 | 157 | 67.7 | 157 | 0 | 1.038 | CC | -1 | 0.29323 | 157 | 157 |  |  | -20.1442 | 157 | -0.29323 | -46.0371 |  |  |  |  | 0 | 0
1679 | LAMARPWR_2G | 2 | North | YES | -0.12831 | 156 | 67.7 | 156 | 0 | 1.038 | CC | -1 | 0.29323 | 156 | 156 |  |  | -20.0159 | 156 | -0.29323 | -45.7439 |  |  |  |  | 0 | 0
1681 | LAMARPWR_4G | 4 | North | YES | -0.12831 | 156 | 67.7 | 156 | 0 | 1.038 | CC | -1 | 0.29323 | 156 | 156 |  |  | -20.0159 | 156 | -0.29323 | -45.7439 |  |  |  |  | 0 | 0
1689 | VALLEY_3G | 3 | North | YES | -0.1284 | 0 | 25 | 375 |  | 1.003 | GST | -1 | 0.29332 | 375 | 375 |  |  | -48.15 | 375 | -0.29332 | -109.9962 |  |  |  |  | 0 | 0
11693 | KMICHIST3_G | 3 | North | YES | -0.1284 | 312 | 60 | 312 | 0 | 1.026 | CC | -1 | 0.29332 | 312 | 312 |  |  | -40.0608 | 312 | -0.29332 | -91.5168 |  |  |  |  | 0 | 0
11696 | KMICHIST6_G | 6 | North | YES | -0.1284 | 310 | 60 | 310 | 0 | 1.026 | CC | -1 | 0.29332 | 310 | 310 |  |  | -39.804 | 310 | -0.29332 | -90.9302 |  |  |  |  | 0 | 0
11695 | KMICHICT5_G | 5 | North | YES | -0.1284 | 148 | 80 | 148 | 0 | 1.026 | CC | -1 | 0.29332 | 148 | 148 |  |  | -19.0032 | 148 | -0.29332 | -43.4118 |  |  |  |  | 0 | 0
11692 | KMICHICT2_G | 2 | North | YES | -0.1284 | 146 | 80 | 146 | 0 | 1.026 | CC | -1 | 0.29332 | 146 | 146 |  |  | -18.7464 | 146 | -0.29332 | -42.8252 |  |  |  |  | 0 | 0
11691 | KMICHICT1_G | 1 | North | YES | -0.1284 | 144 | 80 | 144 | 0 | 1.026 | CC | -1 | 0.29332 | 144 | 144 |  |  | -18.4896 | 144 | -0.29332 | -42.2385 |  |  |  |  | 0 | 0
11694 | KMICHICT4_G | 4 | North | YES | -0.1284 | 144 | 80 | 144 | 0 | 1.026 | CC | -1 | 0.29332 | 144 | 144 |  |  | -18.4896 | 144 | -0.29332 | -42.2385 |  |  |  |  | 0 | 0
1600 | BARTNWND_1G | 1 | North | YES | -0.12852 | 12 | 0 | 120 | 0 | 1.022 | Wind | -1 | 0.29344 | 0 | 120 |  |  | 0 | 0 | -0.29344 | 0 |  |  |  |  | 0 | 0
1688 | VALLEY_2G | 2 | North | YES | -0.12852 | 527 | 90 | 527 | 0 | 1.029 | GSC | -1 | 0.29345 | 527 | 527 |  |  | -67.7321 | 527 | -0.29345 | -154.6467 |  |  |  |  | 0 | 0
1687 | VALLEY_1G | 1 | North | YES | -0.12852 | 136 | 15 | 170 | 0 | 1.029 | GST | -1 | 0.29345 | 170 | 170 |  |  | -21.8491 | 170 | -0.29345 | -49.886 |  |  |  |  | 0 | 0
1455 | WCPWRCO_3G | 3 | North | YES | -0.12853 | 242 | 50 | 242 |  | 1.02 | CC | -1 | 0.29345 | 242 | 242 |  |  | -31.104 | 242 | -0.29345 | -71.0154 |  |  |  |  | 0 | 0
1453 | WCPWRCO_1G | 1 | North | YES | -0.12853 | 204 | 50 | 204 | 0 | 1.02 | CC | -1 | 0.29345 | 204 | 204 |  |  | -26.2199 | 204 | -0.29345 | -59.8643 |  |  |  |  | 0 | 0
1454 | WCPWRCO_2G | 2 | North | YES | -0.12853 | 204 | 50 | 204 | 0 | 1.02 | CC | -1 | 0.29345 | 204 | 204 |  |  | -26.2199 | 204 | -0.29345 | -59.8643 |  |  |  |  | 0 | 0
344 | MRSSHPRD | 1 | North | YES | -0.12857 | 0 | 0 | 12 |  | 1.03 | Hydro | -1 | 0.29349 | 0 | 0 |  |  | 0 | 0 | -0.29349 | 0 |  |  |  |  | 0 | 0
345 | MRSSHPRD01 | 2 | North | YES | -0.12857 | 0 | 0 | 12 |  | 1.03 | Hydro | -1 | 0.29349 | 0 | 0 |  |  | 0 | 0 | -0.29349 | 0 |  |  |  |  | 0 | 0
6948 | DENISNDM | 1 | North | YES | -0.12864 | 40 | 5 | 40 |  | 1.015 | Hydro | -1 | 0.29356 | 0 | 0 |  |  | 0 | 0 | -0.29356 | 0 |  |  |  |  | 0 | 0
6948 | DENISNDM | 2 | North | YES | -0.12864 | 31 | 5 | 40 |  | 1.015 | Hydro | -1 | 0.29356 | 0 | 0 |  |  | 0 | 0 | -0.29356 | 0 |  |  |  |  | 0 | 0
88299 | ZAPATA | F | South | YES | 0.16187 | 0 | 0 | 0 | 0 | 1.02 | BLT | 1 | 0.29376 | 0 | 0 | 0 | 0 |  |  | 0.29376 | 0 |  |  |  |  | 0 | 0
3126 | TRINIDAD_6G | 1 | North | YES | -0.12887 | 179.2 | 46 | 224 | 0 | 1 | GST | -1 | 0.2938 | 224 | 224 |  |  | -28.8676 | 224 | -0.2938 | -65.8104 |  |  |  |  | 0 | 0
2371 | COLLIN_1G | MB | North | YES | -0.12926 | 0 | 40 | 138 |  | 1.022 | GST | -1 | 0.29418 | 0 | 0 |  |  | 0 | 0 | -0.29418 | 0 |  |  |  |  | 0 | 0
8442 | NBEC7 | MB | South | YES | 0.16236 | 0 | 81 | 367 |  | 1.0298 | GST | 1 | 0.29425 | 0 | 0 | 0 | 0 |  |  | 0.29425 | 0 |  |  |  |  | 0 | 0
8442 | NBEC7 | 7 | South | YES | 0.16236 | 0 | 81 | 367 |  | 1.0298 | GST | 1 | 0.29425 | 367 | 367 | 59.5854 | 367 |  |  | 0.29425 | 107.9906 |  |  |  |  | 0 | 0
8560 | CNOPGT1 | 1 | South | YES | 0.16237 | 148.3 | 0 | 148.3 | 0 | 1.03 | Cogen | 1 | 0.29427 | 0 | 0 | 0 | 0 |  |  | 0.29427 | 0 |  |  |  |  | 0 | 0
8561 | CNOPGT2 | 2 | South | YES | 0.16237 | 148.6 | 0 | 148.6 | 0 | 1.03 | Cogen | 1 | 0.29427 | 0 | 0 | 0 | 0 |  |  | 0.29427 | 0 |  |  |  |  | 0 | 0
8562 | CNOPST1 | 3 | South | YES | 0.16237 | 153 | 0 | 153 | 0 | 1.03 | Cogen | 1 | 0.29427 | 0 | 0 | 0 | 0 |  |  | 0.29427 | 0 |  |  |  |  | 0 | 0
728 | WOLFRIDGE801 | 1 | North | YES | -0.12939 | 11.2 | 0 | 112.5 | 0 | 0.99 | Wind | -1 | 0.29431 | 0 | 112.5 |  |  | 0 | 0 | -0.29431 | 0 |  |  |  |  | 0 | 0
8456 | COSW#1 | 1 | South | YES | 0.16246 | 20 | 0 | 20 | 0 | 1.027 | Cogen | 1 | 0.29435 | 0 | 0 | 0 | 0 |  |  | 0.29435 | 0 |  |  |  |  | 0 | 0
8457 | COSW#2 | 2 | South | YES | 0.16246 | 14 | 0 | 14 | 0 | 1.027 | Cogen | 1 | 0.29435 | 0 | 0 | 0 | 0 |  |  | 0.29435 | 0 |  |  |  |  | 0 | 0
88508 | FALFURRI | F | South | YES | 0.16258 | 0 | 0 | 0 | 0 | 1 | AVR | 1 | 0.29447 | 0 | 0 | 0 | 0 |  |  | 0.29447 | 0 |  |  |  |  | 0 | 0
5728 | FALCONHYDRO2 | 2 | South | YES | 0.16266 | 12 | 0 | 12 | 0 | 1.0234 | Hydro | 1 | 0.29455 | 0 | 0 | 0 | 0 |  |  | 0.29455 | 0 |  |  |  |  | 0 | 0
5729 | FALCONHYDRO3 | 3 | South | YES | 0.16266 | 11 | 0 | 11 | 0 | 1.0234 | Hydro | 1 | 0.29455 | 0 | 0 | 0 | 0 |  |  | 0.29455 | 0 |  |  |  |  | 0 | 0
8048 | FALCONHYDRO1 | 1 | South | YES | 0.16266 | 12 | 0 | 12 | 0 | 1.0234 | Hydro | 1 | 0.29455 | 0 | 0 | 0 | 0 |  |  | 0.29455 | 0 |  |  |  |  | 0 | 0
8459 | B_DAVIS0B | MB | South | YES | 0.16267 | 0 | 50 | 339 |  | 1.03 | GSC | 1 | 0.29456 | 0 | 0 | 0 | 0 |  |  | 0.29456 | 0 |  |  |  |  | 0 | 0
8460 | B_DAVIS0A | MB | South | YES | 0.16267 | 0 | 50 | 340 |  | 1.03 | GSC | 1 | 0.29456 | 0 | 0 | 0 | 0 |  |  | 0.29456 | 0 |  |  |  |  | 0 | 0
80263 | B_DAVIS31A | 3 | South | YES | 0.16267 | 0 | 0 | 180 |  | 1.0366 | CC | 1 | 0.29456 | 180 | 180 | 29.2797 | 180 |  |  | 0.29456 | 53.0207 |  |  |  |  | 0 | 0
80264 | B_DAVIS41A | 4 | South | YES | 0.16267 | 0 | 0 | 180 |  | 1.0366 | CC | 1 | 0.29456 | 180 | 180 | 29.2797 | 180 |  |  | 0.29456 | 53.0207 |  |  |  |  | 0 | 0
924 | SPENCER_G5 | 1 | North | YES | -0.12967 | 52 | 20 | 66 | 0 | 1.03 | GST | -1 | 0.29459 | 66 | 66 |  |  | -8.5581 | 66 | -0.29459 | -19.443 |  |  |  |  | 0 | 0
923 | SPENCER_G4 | 1 | North | YES | -0.12967 | 48 | 20 | 61 | 0 | 1.03 | GST | -1 | 0.29459 | 61 | 61 |  |  | -7.9097 | 61 | -0.29459 | -17.9701 |  |  |  |  | 0 | 0
8506 | VAL #1 | 1 | South | YES | 0.16271 | 20.9 | 0 | 25 | 0 | 1.0055 | Cogen | 1 | 0.29461 | 0 | 0 | 0 | 0 |  |  | 0.29461 | 0 |  |  |  |  | 0 | 0
8507 | VAL #2 | 2 | South | YES | 0.16271 | 20.9 | 0 | 25 | 0 | 1.0055 | Cogen | 1 | 0.29461 | 0 | 0 | 0 | 0 |  |  | 0.29461 | 0 |  |  |  |  | 0 | 0
2417 | MTCK8_G | 8 | North | YES | -0.1297 | 444.8 | 60 | 556 | 0 | 1.022 | GSC | -1 | 0.29462 | 556 | 556 |  |  | -72.1115 | 556 | -0.29462 | -163.8088 |  |  |  |  | 0 | 0
2413 | MTCK6_G | 6 | North | YES | -0.1297 | 0 | 30 | 118 |  | 1.022 | GST | -1 | 0.29462 | 118 | 118 |  |  | -15.3042 | 118 | -0.29462 | -34.7652 |  |  |  |  | 0 | 0
2414 | MTCK7_G | 7 | North | YES | -0.1297 | 0 | 30 | 115 |  | 1.022 | GST | -1 | 0.29462 | 115 | 115 |  |  | -14.9152 | 115 | -0.29462 | -33.8813 |  |  |  |  | 0 | 0
8461 | KOCH_UP0A | 1 | South | YES | 0.16285 | 38 | 0 | 38 | 0 | 1.012 | Cogen | 1 | 0.29475 | 0 | 0 | 0 | 0 |  |  | 0.29475 | 0 |  |  |  |  | 0 | 0
8511 | OXY_CC0A | 1 | South | YES | 0.16289 | 30.3 | 0 | 38 | 0 | 1.027 | Cogen | 1 | 0.29478 | 0 | 0 | 0 | 0 |  |  | 0.29478 | 0 |  |  |  |  | 0 | 0
2383 | NTHLK3_G | 3 | North | YES | -0.13005 | 0 | 50 | 329 |  | 1.022 | GST | -1 | 0.29497 | 329 | 329 |  |  | -42.7868 | 329 | -0.29497 | -97.0465 |  |  |  |  | 0 | 0
2382 | NTHLK2_G | 2 | North | YES | -0.13005 | 0 | 35 | 181 |  | 1.022 | GST | -1 | 0.29497 | 181 | 181 |  |  | -23.5392 | 181 | -0.29497 | -53.3903 |  |  |  |  | 0 | 0
2381 | NTHLK1_G | 1 | North | YES | -0.13005 | 0 | 35 | 156 |  | 1.022 | GST | -1 | 0.29497 | 156 | 156 |  |  | -20.288 | 156 | -0.29497 | -46.016 |  |  |  |  | 0 | 0
580 | JCKCNTY801 | 1 | North | YES | -0.13024 | 288 | 0 | 288 | 0 | 1.022 | CC | -1 | 0.29517 | 288 | 288 |  |  | -37.5106 | 288 | -0.29517 | -85.0084 |  |  |  |  | 0 | 0
581 | JCKCNTY802 | 2 | North | YES | -0.13024 | 147 | 0 | 147 | 0 | 1.022 | CC | -1 | 0.29517 | 147 | 147 |  |  | -19.146 | 147 | -0.29517 | -43.3897 |  |  |  |  | 0 | 0
582 | JCKCNTY803 | 3 | North | YES | -0.13024 | 147 | 0 | 147 | 0 | 1.022 | CC | -1 | 0.29517 | 147 | 147 |  |  | -19.146 | 147 | -0.29517 | -43.3897 |  |  |  |  | 0 | 0
8933 | FGNTS001 | 1 | South | YES | 0.16349 | 146.5 | 0 | 146.5 | 0 | 1.03 | CC | 1 | 0.29539 | 146.5 | 146.5 | 23.9514 | 146.5 |  |  | 0.29539 | 43.274 |  |  |  |  | 0 | 0
8934 | FGNTS101 | 2 | South | YES | 0.16349 | 147.9 | 0 | 147.9 | 0 | 1.03 | CC | 1 | 0.29539 | 147.9 | 147.9 | 24.1803 | 147.9 |  |  | 0.29539 | 43.6875 |  |  |  |  | 0 | 0
8935 | FGNTS201 | 3 | South | YES | 0.16349 | 173 | 0 | 173 | 0 | 1.03 | CC | 1 | 0.29539 | 173 | 173 | 28.2839 | 173 |  |  | 0.29539 | 51.1017 |  |  |  |  | 0 | 0
8517 | CELANEBI0A | 1 | South | YES | 0.1635 | 29 | 0 | 29 | 0 | 1.02 | Cogen | 1 | 0.2954 | 0 | 0 | 0 | 0 |  |  | 0.2954 | 0 |  |  |  |  | 0 | 0
8982 | HECN2 | 2 | South | YES | 0.16363 | 144.1 | 0 | 144.1 | 0 | 1.0304 | CC | 1 | 0.29553 | 144.1 | 144.1 | 23.5794 | 144.1 |  |  | 0.29553 | 42.5853 |  |  |  |  | 0 | 0
8981 | HECN1 | 1 | South | YES | 0.16363 | 144.8 | 0 | 144.8 | 0 | 1.0304 | CC | 1 | 0.29553 | 144.8 | 144.8 | 23.6939 | 144.8 |  |  | 0.29553 | 42.7922 |  |  |  |  | 0 | 0
8983 | HECN3 | 3 | South | YES | 0.16363 | 171.9 | 0 | 171.9 | 0 | 1.0304 | CC | 1 | 0.29553 | 171.9 | 171.9 | 28.1283 | 171.9 |  |  | 0.29553 | 50.801 |  |  |  |  | 0 | 0
8936 | MVGN#1 | 1 | South | YES | 0.16363 | 216.6 | 0 | 216.6 | 0 | 1.0304 | CC | 1 | 0.29553 | 216.6 | 216.6 | 35.4429 | 216.6 |  |  | 0.29553 | 64.0112 |  |  |  |  | 0 | 0
8937 | MVGN#2 | 2 | South | YES | 0.16363 | 216.7 | 0 | 216.7 | 0 | 1.0304 | CC | 1 | 0.29553 | 216.7 | 216.7 | 35.4593 | 216.7 |  |  | 0.29553 | 64.0408 |  |  |  |  | 0 | 0
8938 | MVGN#3 | 3 | South | YES | 0.16363 | 250.9 | 0 | 250.9 | 0 | 1.0304 | CC | 1 | 0.29553 | 250.9 | 250.9 | 41.0555 | 250.9 |  |  | 0.29553 | 74.1478 |  |  |  |  | 0 | 0
80003 | MILHWYS | F | South | YES | 0.16368 | 0 | 0 | 0 | 0 | 1.0168 | AVR | 1 | 0.29557 | 0 | 0 | 0 | 0 |  |  | 0.29557 | 0 |  |  |  |  | 0 | 0
5933 | SI_RAY6 | 6 | South | YES | 0.16368 | 15.4 | 10 | 19.3 | 0 | 1.035 | GST | 1 | 0.29557 | 19.3 | 19.3 | 3.1589 | 19.3 |  |  | 0.29557 | 5.7045 |  |  |  |  | 0 | 0
5932 | SI_RAY9 | 9 | South | YES | 0.16368 | 32 | 32 | 38 | 0 | 1.035 | CC | 1 | 0.29557 | 38 | 38 | 6.2197 | 38 |  |  | 0.29557 | 11.2317 |  |  |  |  | 0 | 0
5935 | SI_RAY10 | 10 | South | YES | 0.16368 | 47 | 10 | 47 | 0 | 1.03 | CC | 1 | 0.29557 | 47 | 47 | 7.6928 | 47 |  |  | 0.29557 | 13.8918 |  |  |  |  | 0 | 0
80080 | GWINDT11A | 4 | South | YES | 0.16371 | 3.8 | 0 | 19 | 0 | 1.025 | Wind | 1 | 0.2956 | 0 | 19 | 3.1105 | 19 |  |  | 0.2956 | 5.6164 |  |  |  |  | 0 | 0
80081 | GWINDT21A | 4 | South | YES | 0.16371 | 4.4 | 0 | 22 | 0 | 1.025 | Wind | 1 | 0.2956 | 0 | 22 | 3.6016 | 22 |  |  | 0.2956 | 6.5033 |  |  |  |  | 0 | 0
80081 | GWINDT21A | 2 | South | YES | 0.16371 | 7.2 | 0 | 36 | 0 | 1.025 | Wind | 1 | 0.2956 | 0 | 36 | 5.8935 | 36 |  |  | 0.2956 | 10.6417 |  |  |  |  | 0 | 0
80080 | GWINDT11A | 3 | South | YES | 0.16371 | 0 | 0 | 38 | 0 | 1.025 | Wind | 1 | 0.2956 | 0 | 38 | 6.2209 | 38 |  |  | 0.2956 | 11.2329 |  |  |  |  | 0 | 0
80080 | GWINDT11A | 2 | South | YES | 0.16371 | 0 | 0 | 41 | 0 | 1.025 | Wind | 1 | 0.2956 | 0 | 41 | 6.712 | 41 |  |  | 0.2956 | 12.1197 |  |  |  |  | 0 | 0
80081 | GWINDT21A | 3 | South | YES | 0.16371 | 8.6 | 0 | 43 | 0 | 1.025 | Wind | 1 | 0.2956 | 0 | 43 | 7.0394 | 43 |  |  | 0.2956 | 12.7109 |  |  |  |  | 0 | 0
80180 | PNSCALT11A | 2 | South | YES | 0.16371 | 10 | 0 | 50 | 0 | 1.025 | Wind | 1 | 0.2956 | 0 | 50 | 8.1854 | 50 |  |  | 0.2956 | 14.7801 |  |  |  |  | 0 | 0
80181 | PNSCALT21A | 2 | South | YES | 0.16371 | 10 | 0 | 50 | 0 | 1.025 | Wind | 1 | 0.2956 | 0 | 50 | 8.1854 | 50 |  |  | 0.2956 | 14.7801 |  |  |  |  | 0 | 0
80181 | PNSCALT21A | 1 | South | YES | 0.16371 | 16.5 | 0 | 55 | 0 | 1.025 | Wind | 1 | 0.2956 | 0 | 55 | 9.0039 | 55 |  |  | 0.2956 | 16.2581 |  |  |  |  | 0 | 0
80080 | GWINDT11A | 1 | South | YES | 0.16371 | 28.2 | 0 | 94 | 0 | 1.025 | Wind | 1 | 0.2956 | 0 | 94 | 15.3886 | 94 |  |  | 0.2956 | 27.7866 |  |  |  |  | 0 | 0
80081 | GWINDT21A | 1 | South | YES | 0.16371 | 28.2 | 0 | 94 | 0 | 1.025 | Wind | 1 | 0.2956 | 0 | 94 | 15.3886 | 94 |  |  | 0.2956 | 27.7866 |  |  |  |  | 0 | 0
80180 | PNSCALT11A | 1 | South | YES | 0.16371 | 43.8 | 0 | 148 | 0 | 1.025 | Wind | 1 | 0.2956 | 0 | 148 | 24.2288 | 148 |  |  | 0.2956 | 43.7491 |  |  |  |  | 0 | 0
1643 | SLSTR1PP_1G | 1 | North | YES | -0.13127 | 6 | 0 | 60 | 0 | 1.022 | Wind | -1 | 0.2962 | 0 | 60 |  |  | 0 | 0 | -0.2962 | 0 |  |  |  |  | 0 | 0
1861 | EAGLEMNT_1G | MB | North | YES | -0.13151 | 0 | 30 | 112 |  | 1.022 | GST | -1 | 0.29644 | 0 | 0 |  |  | 0 | 0 | -0.29644 | 0 |  |  |  |  | 0 | 0
1862 | EAGLEMNT_2G | MB | North | YES | -0.13151 | 0 | 40 | 100 |  | 1.022 | GST | -1 | 0.29644 | 0 | 0 |  |  | 0 | 0 | -0.29644 | 0 |  |  |  |  | 0 | 0
1863 | EAGLEMNT_3G | MB | North | YES | -0.13151 | 0 | 50 | 378 |  | 1.022 | GST | -1 | 0.29644 | 0 | 0 |  |  | 0 | 0 | -0.29644 | 0 |  |  |  |  | 0 | 0
505 | NTHTEXAS03 | 3 | North | YES | -0.13167 | 30.4 | 15 | 38 |  | 1.015 | GST | -1 | 0.2966 | 38 | 38 |  |  | -5.0036 | 38 | -0.2966 | -11.2707 |  |  |  |  | 0 | 0
503 | NTHTEXAS01 | 1 | North | YES | -0.13167 | 0 | 5 | 18 |  | 1.015 | GST | -1 | 0.2966 | 18 | 18 |  |  | -2.3701 | 18 | -0.2966 | -5.3387 |  |  |  |  | 0 | 0
504 | NTHTEXAS02 | 2 | North | YES | -0.13167 | 14.4 | 5 | 18 |  | 1.015 | GST | -1 | 0.2966 | 18 | 18 |  |  | -2.3701 | 18 | -0.2966 | -5.3387 |  |  |  |  | 0 | 0
1898 | COMCHEPK_1G | 1 | North | YES | -0.13238 | 1217 | 1150 | 1217 | 0 | 1.032 | Nuc | -1 | 0.2973 | 0 | 0 |  |  | 0 | 0 | -0.2973 | 0 |  |  |  |  | 0 | 0
1899 | COMCHEPK_2G | 2 | North | YES | -0.13238 | 1159 | 1128 | 1159 | 0 | 1.032 | Nuc | -1 | 0.2973 | 0 | 0 |  |  | 0 | 0 | -0.2973 | 0 |  |  |  |  | 0 | 0
12322 | ENNSTRAC_1G | 1 | North | YES | -0.13248 | 196 | 130 | 196 | 0 | 1.036 | CC | -1 | 0.2974 | 196 | 196 |  |  | -25.9657 | 196 | -0.2974 | -58.2906 |  |  |  |  | 0 | 0
12323 | ENNSTRAC_2G | 2 | North | YES | -0.13248 | 116 | 100 | 116 | 0 | 1.036 | CC | -1 | 0.2974 | 116 | 116 |  |  | -15.3674 | 116 | -0.2974 | -34.4985 |  |  |  |  | 0 | 0
1879 | WLFHOLW_3G | 3 | North | YES | -0.13271 | 272.4 | 89.2 | 272.4 | 0 | 1.032 | CC | -1 | 0.29763 | 272.4 | 272.4 |  |  | -36.1497 | 272.4 | -0.29763 | -81.0747 |  |  |  |  | 0 | 0
1877 | WLFHOLW_1G | 1 | North | YES | -0.13271 | 217.3 | 89.2 | 217.3 | 0 | 1.032 | CC | -1 | 0.29763 | 217.3 | 217.3 |  |  | -28.8374 | 217.3 | -0.29763 | -64.6753 |  |  |  |  | 0 | 0
1878 | WLFHOLW_2G | 2 | North | YES | -0.13271 | 215.7 | 105 | 215.7 | 0 | 1.032 | CC | -1 | 0.29763 | 215.7 | 215.7 |  |  | -28.6251 | 215.7 | -0.29763 | -64.1991 |  |  |  |  | 0 | 0
334 | RWMILLER03 | 3 | North | YES | -0.13277 | 166.4 | 65 | 208 | 0 | 1.04 | GST | -1 | 0.29769 | 208 | 208 |  |  | -27.6155 | 208 | -0.29769 | -61.9196 |  |  |  |  | 0 | 0
333 | RWMILLER02 | 2 | North | YES | -0.13277 | 95.2 | 37 | 119 | 0 | 1.04 | GST | -1 | 0.29769 | 119 | 119 |  |  | -15.7993 | 119 | -0.29769 | -35.4251 |  |  |  |  | 0 | 0
335 | RWMILLER04 | 4 | North | YES | -0.13277 | 81.6 | 0 | 102 | 0 | 1.04 | GST | -1 | 0.29769 | 102 | 102 |  |  | -13.5422 | 102 | -0.29769 | -30.3644 |  |  |  |  | 0 | 0
336 | RWMILLER05 | 5 | North | YES | -0.13277 | 80.8 | 0 | 101 | 0 | 1.04 | GST | -1 | 0.29769 | 101 | 101 |  |  | -13.4095 | 101 | -0.29769 | -30.0667 |  |  |  |  | 0 | 0
332 | RWMILLER01 | 1 | North | YES | -0.13277 | 58.4 | 18.5 | 73 | 0 | 1.04 | GST | -1 | 0.29769 | 73 | 73 |  |  | -9.692 | 73 | -0.29769 | -21.7314 |  |  |  |  | 0 | 0
1889 | DECRDOVA_1G | 1 | North | YES | -0.13311 | 779 | 255 | 779 | 0 | 1.02 | GSC | -1 | 0.29803 | 779 | 779 |  |  | -103.6904 | 779 | -0.29803 | -232.1655 |  |  |  |  | 0 | 0
1948 | HANDLEY_4G | 4 | North | YES | -0.13345 | 348 | 150 | 435 | 0 | 1.022 | GST | -1 | 0.29837 | 435 | 435 |  |  | -58.0512 | 435 | -0.29837 | -129.7928 |  |  |  |  | 0 | 0
1949 | HANDLEY_5G | 5 | North | YES | -0.13359 | 348 | 150 | 435 | 0 | 1.022 | GST | -1 | 0.29851 | 435 | 435 |  |  | -58.1116 | 435 | -0.29851 | -129.8532 |  |  |  |  | 0 | 0
1947 | HANDLEY_3G | 3 | North | YES | -0.13359 | 316 | 100 | 395 | 0 | 1.022 | GST | -1 | 0.29851 | 395 | 395 |  |  | -52.7681 | 395 | -0.29851 | -117.9127 |  |  |  |  | 0 | 0
1892 | DECRDOVA_2G | A | North | YES | -0.13487 | 65 | 65 | 70 | 0 | 1.025 | GGT | -1 | 0.29979 | 70 | 70 |  |  | -9.4405 | 70 | -0.29979 | -20.9852 |  |  |  |  | 0 | 0
1893 | DECRDOVA_3G | B | North | YES | -0.13487 | 65 | 65 | 69 | 0 | 1.025 | GGT | -1 | 0.29979 | 69 | 69 |  |  | -9.3057 | 69 | -0.29979 | -20.6854 |  |  |  |  | 0 | 0
1894 | DECRDOVA_4G | C | North | YES | -0.13487 | 65 | 65 | 69 | 0 | 1.025 | GGT | -1 | 0.29979 | 69 | 69 |  |  | -9.3057 | 69 | -0.29979 | -20.6854 |  |  |  |  | 0 | 0
1895 | DECRDOVA_5G | D | North | YES | -0.13487 | 65 | 65 | 68 | 0 | 1.025 | GGT | -1 | 0.29979 | 68 | 68 |  |  | -9.1708 | 68 | -0.29979 | -20.3856 |  |  |  |  | 0 | 0
8161 | COLETO0A | 1 | South | YES | 0.16909 | 633 | 200 | 633 | 0 | 1.03 | LIGCO | 1 | 0.30098 | 0 | 633 | 107.034 | 633 |  |  | 0.30098 | 190.5231 |  |  |  |  | 0 | 0
88198 | BEEVILLE | F | South | YES | 0.17052 | 0 | 0 | 0 | 0 | 1.02 | AVR | 1 | 0.30241 | 0 | 0 | 0 | 0 |  |  | 0.30241 | 0 |  |  |  |  | 0 | 0
1941 | MDLTHELP_1G | 1 | North | YES | -0.13803 | 216.4 | 74 | 216.4 | 0 | 1 | CC | -1 | 0.30295 | 216.4 | 216.4 |  |  | -29.8699 | 216.4 | -0.30295 | -65.5593 |  |  |  |  | 0 | 0
1942 | MDLTHELP_2G | 2 | North | YES | -0.13803 | 216.1 | 74 | 216.1 | 0 | 1 | CC | -1 | 0.30295 | 216.1 | 216.1 |  |  | -29.8285 | 216.1 | -0.30295 | -65.4684 |  |  |  |  | 0 | 0
58909 | PEARSALLSCG1 | 3 | South | YES | 0.17116 | 0 | 0 | 8.4 |  | 1.027 | Diesel | 1 | 0.30305 | 8.4 | 8.4 | 1.4377 | 8.4 |  |  | 0.30305 | 2.5457 |  |  |  |  | 0 | 0
58909 | PEARSALLSCG1 | 4 | South | YES | 0.17116 | 0 | 0 | 8.4 |  | 1.027 | Diesel | 1 | 0.30305 | 8.4 | 8.4 | 1.4377 | 8.4 |  |  | 0.30305 | 2.5457 |  |  |  |  | 0 | 0
58909 | PEARSALLSCG1 | 6 | South | YES | 0.17116 | 0 | 0 | 8.4 |  | 1.027 | Diesel | 1 | 0.30305 | 8.4 | 8.4 | 1.4377 | 8.4 |  |  | 0.30305 | 2.5457 |  |  |  |  | 0 | 0
58909 | PEARSALLSCG1 | 5 | South | YES | 0.17116 | 0 | 0 | 8.4 |  | 1.027 | Diesel | 1 | 0.30305 | 8.4 | 8.4 | 1.4377 | 8.4 |  |  | 0.30305 | 2.5457 |  |  |  |  | 0 | 0
58909 | PEARSALLSCG1 | 1 | South | YES | 0.17116 | 0 | 0 | 8.4 |  | 1.027 | Diesel | 1 | 0.30305 | 8.4 | 8.4 | 1.4377 | 8.4 |  |  | 0.30305 | 2.5457 |  |  |  |  | 0 | 0
58909 | PEARSALLSCG1 | 2 | South | YES | 0.17116 | 0 | 0 | 8.4 |  | 1.027 | Diesel | 1 | 0.30305 | 8.4 | 8.4 | 1.4377 | 8.4 |  |  | 0.30305 | 2.5457 |  |  |  |  | 0 | 0
58919 | PEARSALLSCG2 | 5 | South | YES | 0.17116 | 0 | 0 | 8.4 |  | 1.027 | Diesel | 1 | 0.30305 | 8.4 | 8.4 | 1.4377 | 8.4 |  |  | 0.30305 | 2.5457 |  |  |  |  | 0 | 0
58919 | PEARSALLSCG2 | 6 | South | YES | 0.17116 | 0 | 0 | 8.4 |  | 1.027 | Diesel | 1 | 0.30305 | 8.4 | 8.4 | 1.4377 | 8.4 |  |  | 0.30305 | 2.5457 |  |  |  |  | 0 | 0
58919 | PEARSALLSCG2 | 1 | South | YES | 0.17116 | 0 | 0 | 8.4 |  | 1.027 | Diesel | 1 | 0.30305 | 8.4 | 8.4 | 1.4377 | 8.4 |  |  | 0.30305 | 2.5457 |  |  |  |  | 0 | 0
58919 | PEARSALLSCG2 | 2 | South | YES | 0.17116 | 0 | 0 | 8.4 |  | 1.027 | Diesel | 1 | 0.30305 | 8.4 | 8.4 | 1.4377 | 8.4 |  |  | 0.30305 | 2.5457 |  |  |  |  | 0 | 0
58919 | PEARSALLSCG2 | 4 | South | YES | 0.17116 | 0 | 0 | 8.4 |  | 1.027 | Diesel | 1 | 0.30305 | 8.4 | 8.4 | 1.4377 | 8.4 |  |  | 0.30305 | 2.5457 |  |  |  |  | 0 | 0
58919 | PEARSALLSCG2 | 3 | South | YES | 0.17116 | 0 | 0 | 8.4 |  | 1.027 | Diesel | 1 | 0.30305 | 8.4 | 8.4 | 1.4377 | 8.4 |  |  | 0.30305 | 2.5457 |  |  |  |  | 0 | 0
58929 | PEARSALLSCG3 | 4 | South | YES | 0.17116 | 0 | 0 | 8.4 |  | 1.027 | Diesel | 1 | 0.30305 | 8.4 | 8.4 | 1.4377 | 8.4 |  |  | 0.30305 | 2.5457 |  |  |  |  | 0 | 0
58929 | PEARSALLSCG3 | 6 | South | YES | 0.17116 | 0 | 0 | 8.4 |  | 1.027 | Diesel | 1 | 0.30305 | 8.4 | 8.4 | 1.4377 | 8.4 |  |  | 0.30305 | 2.5457 |  |  |  |  | 0 | 0
58929 | PEARSALLSCG3 | 2 | South | YES | 0.17116 | 0 | 0 | 8.4 |  | 1.027 | Diesel | 1 | 0.30305 | 8.4 | 8.4 | 1.4377 | 8.4 |  |  | 0.30305 | 2.5457 |  |  |  |  | 0 | 0
58929 | PEARSALLSCG3 | 5 | South | YES | 0.17116 | 0 | 0 | 8.4 |  | 1.027 | Diesel | 1 | 0.30305 | 8.4 | 8.4 | 1.4377 | 8.4 |  |  | 0.30305 | 2.5457 |  |  |  |  | 0 | 0
58929 | PEARSALLSCG3 | 1 | South | YES | 0.17116 | 0 | 0 | 8.4 |  | 1.027 | Diesel | 1 | 0.30305 | 8.4 | 8.4 | 1.4377 | 8.4 |  |  | 0.30305 | 2.5457 |  |  |  |  | 0 | 0
58929 | PEARSALLSCG3 | 3 | South | YES | 0.17116 | 0 | 0 | 8.4 |  | 1.027 | Diesel | 1 | 0.30305 | 8.4 | 8.4 | 1.4377 | 8.4 |  |  | 0.30305 | 2.5457 |  |  |  |  | 0 | 0
58949 | PEARSALLSCG4 | 3 | South | YES | 0.17116 | 0 | 0 | 8.4 |  | 1.027 | Diesel | 1 | 0.30305 | 8.4 | 8.4 | 1.4377 | 8.4 |  |  | 0.30305 | 2.5457 |  |  |  |  | 0 | 0
58949 | PEARSALLSCG4 | 2 | South | YES | 0.17116 | 0 | 0 | 8.4 |  | 1.027 | Diesel | 1 | 0.30305 | 8.4 | 8.4 | 1.4377 | 8.4 |  |  | 0.30305 | 2.5457 |  |  |  |  | 0 | 0
58949 | PEARSALLSCG4 | 1 | South | YES | 0.17116 | 0 | 0 | 8.4 |  | 1.027 | Diesel | 1 | 0.30305 | 8.4 | 8.4 | 1.4377 | 8.4 |  |  | 0.30305 | 2.5457 |  |  |  |  | 0 | 0
58949 | PEARSALLSCG4 | 4 | South | YES | 0.17116 | 0 | 0 | 8.4 |  | 1.027 | Diesel | 1 | 0.30305 | 8.4 | 8.4 | 1.4377 | 8.4 |  |  | 0.30305 | 2.5457 |  |  |  |  | 0 | 0
58949 | PEARSALLSCG4 | 6 | South | YES | 0.17116 | 0 | 0 | 8.4 |  | 1.027 | Diesel | 1 | 0.30305 | 8.4 | 8.4 | 1.4377 | 8.4 |  |  | 0.30305 | 2.5457 |  |  |  |  | 0 | 0
58949 | PEARSALLSCG4 | 5 | South | YES | 0.17116 | 0 | 0 | 8.4 |  | 1.027 | Diesel | 1 | 0.30305 | 8.4 | 8.4 | 1.4377 | 8.4 |  |  | 0.30305 | 2.5457 |  |  |  |  | 0 | 0
1938 | MDLTHELP_6G | 6 | North | YES | -0.13846 | 226 | 74 | 226 | 0 | 1 | CC | -1 | 0.30339 | 226 | 226 |  |  | -31.2929 | 226 | -0.30339 | -68.5655 |  |  |  |  | 0 | 0
1937 | MDLTHELP_5G | 5 | North | YES | -0.13846 | 224 | 74 | 224 | 0 | 1 | CC | -1 | 0.30339 | 224 | 224 |  |  | -31.0159 | 224 | -0.30339 | -67.9587 |  |  |  |  | 0 | 0
1943 | MDLTHELP_3G | 3 | North | YES | -0.13846 | 212 | 74 | 212 | 0 | 1 | CC | -1 | 0.30339 | 212 | 212 |  |  | -29.3544 | 212 | -0.30339 | -64.3181 |  |  |  |  | 0 | 0
1944 | MDLTHELP_4G | 4 | North | YES | -0.13846 | 211 | 74 | 211 | 0 | 1 | CC | -1 | 0.30339 | 211 | 211 |  |  | -29.2159 | 211 | -0.30339 | -64.0147 |  |  |  |  | 0 | 0
366 | JNSNCNTY802 | 1 | North | YES | -0.139 | 168 | 20 | 168 | 0 | 1.02 | Cogen | -1 | 0.30392 | 0 | 0 |  |  | 0 | 0 | -0.30392 | 0 |  |  |  |  | 0 | 0
367 | JNSNCNTY802 | 2 | North | YES | -0.139 | 90 | 20 | 90 | 0 | 1.02 | Cogen | -1 | 0.30392 | 0 | 0 |  |  | 0 | 0 | -0.30392 | 0 |  |  |  |  | 0 | 0
5892 | PEARSALLGEN3 | 1 | South | YES | 0.17439 | 19.1 | 6 | 23.9 | 0 | 1.0226 | GST | 1 | 0.30629 | 23.9 | 23.9 | 4.168 | 23.9 |  |  | 0.30629 | 7.3202 |  |  |  |  | 0 | 0
5890 | PEARSALLGEN1 | 1 | South | YES | 0.17439 | 19.2 | 6 | 24 | 0 | 1.0226 | GST | 1 | 0.30629 | 24 | 24 | 4.1854 | 24 |  |  | 0.30629 | 7.3509 |  |  |  |  | 0 | 0
5891 | PEARSALLGEN2 | 1 | South | YES | 0.17439 | 19.4 | 6 | 24.3 | 0 | 1.0226 | GST | 1 | 0.30629 | 24.3 | 24.3 | 4.2377 | 24.3 |  |  | 0.30629 | 7.4428 |  |  |  |  | 0 | 0
8189 | CUECPL2A | 1 | South | YES | 0.18325 | 12 | 0 | 12 | 0 | 1.02 | Cogen | 1 | 0.31515 | 0 | 0 | 0 | 0 |  |  | 0.31515 | 0 |  |  |  |  | 0 | 0
7020 | L_AUSTPL1_1Y | 1 | South | YES | 0.18327 | 0 | 0 | 8 |  | 1 | Hydro | 1 | 0.31516 | 0 | 0 | 0 | 0 |  |  | 0.31516 | 0 |  |  |  |  | 0 | 0
7020 | L_AUSTPL1_1Y | 2 | South | YES | 0.18327 | 0 | 0 | 8 |  | 1 | Hydro | 1 | 0.31516 | 0 | 0 | 0 | 0 |  |  | 0.31516 | 0 |  |  |  |  | 0 | 0
7004 | L_SIMGID1_1Y | 1 | South | YES | 0.18531 | 132 | 40 | 132 | 0 | 1.02 | GST | 1 | 0.3172 | 132 | 132 | 24.4609 | 132 |  |  | 0.3172 | 41.871 |  |  |  |  | 0 | 0
7005 | L_SIMGID1_2Y | 2 | South | YES | 0.18531 | 133 | 32 | 139 | 0 | 1.02 | GST | 1 | 0.3172 | 139 | 139 | 25.7581 | 139 |  |  | 0.3172 | 44.0914 |  |  |  |  | 0 | 0
7006 | L_SIMGID1_3Y | 3 | South | YES | 0.18531 | 324.9 | 60 | 329 | 0 | 1.02 | GST | 1 | 0.3172 | 329 | 329 | 60.967 | 329 |  |  | 0.3172 | 104.3602 |  |  |  |  | 0 | 0
5903 | SANMIGUELGEN | 1 | South | YES | 0.18685 | 396.3 | 180 | 396.3 | 0 | 1.0336 | LIGCO | 1 | 0.31874 | 0 | 396.3 | 74.0487 | 396.3 |  |  | 0.31874 | 126.3184 |  |  |  |  | 0 | 0
9000 | DECKR_G1 | 1 | South | YES | 0.19246 | 280 | 50 | 321 | 0 | 1.015 | GST | 1 | 0.32436 | 321 | 321 | 61.7803 | 321 |  |  | 0.32436 | 104.1184 |  |  |  |  | 0 | 0
9001 | DECKR_G2 | 2 | South | YES | 0.19246 | 400 | 50 | 426 | 0 | 1.015 | GST | 1 | 0.32436 | 426 | 426 | 81.9888 | 426 |  |  | 0.32436 | 138.1758 |  |  |  |  | 0 | 0
7624 | L_LAKEWO9_1Y | 1 | South | YES | 0.19324 | 0 | 0 | 2.4 |  | 1 | Hydro | 1 | 0.32513 | 0 | 0 | 0 | 0 |  |  | 0.32513 | 0 |  |  |  |  | 0 | 0
7624 | L_LAKEWO9_1Y | 2 | South | YES | 0.19324 | 0 | 0 | 2.4 |  | 1 | Hydro | 1 | 0.32513 | 0 | 0 | 0 | 0 |  |  | 0.32513 | 0 |  |  |  |  | 0 | 0
5401 | CALAVER_JKS1 | 1 | South | YES | 0.19472 | 562 | 100 | 562 | 0 | 1.026 | LIGCO | 1 | 0.32661 | 0 | 562 | 109.4326 | 562 |  |  | 0.32661 | 183.5573 |  |  |  |  | 0 | 0
5268 | LEON_LCPCT3 | 3 | South | YES | 0.19477 | 43 | 24 | 43 | 0 | 1.0197 | GGT | 1 | 0.32666 | 43 | 43 | 8.3751 | 43 |  |  | 0.32666 | 14.0466 |  |  |  |  | 0 | 0
5266 | LEON_LCPCT1 | 1 | South | YES | 0.19477 | 44 | 24 | 44 | 0 | 1.0197 | GGT | 1 | 0.32666 | 44 | 44 | 8.5699 | 44 |  |  | 0.32666 | 14.3732 |  |  |  |  | 0 | 0
5267 | LEON_LCPCT2 | 2 | South | YES | 0.19477 | 44 | 24 | 44 | 0 | 1.0197 | GGT | 1 | 0.32666 | 44 | 44 | 8.5699 | 44 |  |  | 0.32666 | 14.3732 |  |  |  |  | 0 | 0
5269 | LEON_LCPCT4 | 4 | South | YES | 0.19477 | 45 | 24 | 45 | 0 | 1.0197 | GGT | 1 | 0.32666 | 45 | 45 | 8.7646 | 45 |  |  | 0.32666 | 14.6999 |  |  |  |  | 0 | 0
5264 | LEON_LCP3G3 | 3 | South | YES | 0.19477 | 0 | 20 | 58 |  | 1.0197 | GST | 1 | 0.32666 | 58 | 58 | 11.2967 | 58 |  |  | 0.32666 | 18.9465 |  |  |  |  | 0 | 0
5265 | LEON_LCP4G4 | 4 | South | YES | 0.19477 | 89 | 25 | 89 | 0 | 1.0197 | GST | 1 | 0.32666 | 89 | 89 | 17.3345 | 89 |  |  | 0.32666 | 29.0731 |  |  |  |  | 0 | 0
9002 | DECKR_G3 | 3 | South | YES | 0.19553 | 0 | 24 | 42 |  | 1.015 | GGT | 1 | 0.32742 | 42 | 42 | 8.2123 | 42 |  |  | 0.32742 | 13.7518 |  |  |  |  | 0 | 0
9003 | DECKR_G4 | 4 | South | YES | 0.19553 | 44 | 24 | 44 | 0 | 1.015 | GGT | 1 | 0.32742 | 44 | 44 | 8.6033 | 44 |  |  | 0.32742 | 14.4067 |  |  |  |  | 0 | 0
9004 | DECKR_G5 | 5 | South | YES | 0.19553 | 44 | 24 | 44 | 0 | 1.015 | GGT | 1 | 0.32742 | 44 | 44 | 8.6033 | 44 |  |  | 0.32742 | 14.4067 |  |  |  |  | 0 | 0
9005 | DECKR_G6 | 6 | South | YES | 0.19553 | 44 | 24 | 47 | 0 | 1.015 | GGT | 1 | 0.32742 | 47 | 47 | 9.1899 | 47 |  |  | 0.32742 | 15.3889 |  |  |  |  | 0 | 0
5476 | BRA_AVR1_CT1 | 1 | South | YES | 0.19555 | 155 | 90 | 155 | 0 | 1.025 | CC | 1 | 0.32744 | 155 | 155 | 30.3096 | 155 |  |  | 0.32744 | 50.7533 |  |  |  |  | 0 | 0
5478 | BRA_AVR1_CT2 | 1 | South | YES | 0.19555 | 155 | 90 | 155 | 0 | 1.025 | CC | 1 | 0.32744 | 155 | 155 | 30.3096 | 155 |  |  | 0.32744 | 50.7533 |  |  |  |  | 0 | 0
5477 | BRA_AVR1_ST | 1 | South | YES | 0.19555 | 174 | 138 | 174 | 0 | 1.025 | CC | 1 | 0.32744 | 174 | 174 | 34.025 | 174 |  |  | 0.32744 | 56.9746 |  |  |  |  | 0 | 0
5026 | BRAUNIG_VHB1 | 1 | South | YES | 0.19607 | 215 | 40 | 215 | 0 | 1.0192 | GST | 1 | 0.32797 | 215 | 215 | 42.1561 | 215 |  |  | 0.32797 | 70.5134 |  |  |  |  | 0 | 0
5027 | BRAUNIG_VHB2 | 2 | South | YES | 0.19607 | 216 | 40 | 216 | 0 | 1.0192 | GST | 1 | 0.32797 | 216 | 216 | 42.3522 | 216 |  |  | 0.32797 | 70.8414 |  |  |  |  | 0 | 0
5028 | BRAUNIG_VHB3 | 3 | South | YES | 0.19617 | 407 | 60 | 407 | 0 | 1.0138 | GST | 1 | 0.32806 | 407 | 407 | 79.8404 | 407 |  |  | 0.32806 | 133.5214 |  |  |  |  | 0 | 0
5397 | CALAVER_OWS2 | 2 | South | YES | 0.19638 | 400 | 80 | 400 | 0 | 1.0192 | GST | 1 | 0.32828 | 400 | 400 | 78.5528 | 400 |  |  | 0.32828 | 131.3105 |  |  |  |  | 0 | 0
5396 | CALAVER_OWS1 | 1 | South | YES | 0.19638 | 418 | 80 | 418 | 0 | 1.0192 | GST | 1 | 0.32828 | 418 | 418 | 82.0877 | 418 |  |  | 0.32828 | 137.2195 |  |  |  |  | 0 | 0
5111 | CALAVER_JTD1 | 1 | South | YES | 0.1968 | 430 | 80 | 430 | 0 | 1.0138 | LIGCO | 1 | 0.3287 | 0 | 430 | 84.6257 | 430 |  |  | 0.3287 | 141.3403 |  |  |  |  | 0 | 0
5112 | CALAVER_JTD2 | 2 | South | YES | 0.1968 | 430 | 80 | 430 | 0 | 1.0138 | LIGCO | 1 | 0.3287 | 0 | 430 | 84.6257 | 430 |  |  | 0.3287 | 141.3403 |  |  |  |  | 0 | 0
7303 | L_WPPGS12_1Y | 1 | South | YES | 0.19766 | 50 | 0 | 50 | 0 | 1.025 | GGT | 1 | 0.32956 | 50 | 50 | 9.8832 | 50 |  |  | 0.32956 | 16.4779 |  |  |  |  | 0 | 0
7303 | L_WPPGS12_1Y | 2 | South | YES | 0.19766 | 50 | 0 | 50 | 0 | 1.025 | GGT | 1 | 0.32956 | 50 | 50 | 9.8832 | 50 |  |  | 0.32956 | 16.4779 |  |  |  |  | 0 | 0
7305 | L_WPPGS34_1Y | 3 | South | YES | 0.19766 | 50 | 0 | 50 | 0 | 1.025 | GGT | 1 | 0.32956 | 50 | 50 | 9.8832 | 50 |  |  | 0.32956 | 16.4779 |  |  |  |  | 0 | 0
7305 | L_WPPGS34_1Y | 4 | South | YES | 0.19766 | 50 | 0 | 50 | 0 | 1.025 | GGT | 1 | 0.32956 | 50 | 50 | 9.8832 | 50 |  |  | 0.32956 | 16.4779 |  |  |  |  | 0 | 0
5436 | TUTTL_WBT1G1 | 1 | South | YES | 0.19767 | 48.8 | 20 | 61 | 0 | 1.012 | GST | 1 | 0.32957 | 61 | 61 | 12.058 | 61 |  |  | 0.32957 | 20.1035 |  |  |  |  | 0 | 0
5438 | TUTTL_WBT3G3 | 3 | South | YES | 0.19767 | 95 | 25 | 95 | 0 | 1.012 | GST | 1 | 0.32957 | 95 | 95 | 18.7788 | 95 |  |  | 0.32957 | 31.3088 |  |  |  |  | 0 | 0
5439 | TUTTL_WBT4G4 | 4 | South | YES | 0.19767 | 151 | 40 | 151 | 0 | 1.012 | GST | 1 | 0.32957 | 151 | 151 | 29.8485 | 151 |  |  | 0.32957 | 49.7645 |  |  |  |  | 0 | 0
9017 | SANDH_G2 | 2 | South | YES | 0.19959 | 45 | 2 | 46 | 0 | 1.0175 | GGT | 1 | 0.33148 | 46 | 46 | 9.181 | 46 |  |  | 0.33148 | 15.2481 |  |  |  |  | 0 | 0
9018 | SANDH_G3 | 3 | South | YES | 0.19959 | 45 | 2 | 46 | 0 | 1.0175 | GGT | 1 | 0.33148 | 46 | 46 | 9.181 | 46 |  |  | 0.33148 | 15.2481 |  |  |  |  | 0 | 0
9019 | SANDH_G4 | 4 | South | YES | 0.19959 | 0 | 2 | 47 |  | 1.0175 | GGT | 1 | 0.33148 | 47 | 47 | 9.3806 | 47 |  |  | 0.33148 | 15.5796 |  |  |  |  | 0 | 0
9016 | SANDH_G1 | 1 | South | YES | 0.19959 | 45 | 2 | 49 | 0 | 1.0175 | GGT | 1 | 0.33148 | 49 | 49 | 9.7798 | 49 |  |  | 0.33148 | 16.2426 |  |  |  |  | 0 | 0
9021 | SANDHG5C | 5C | South | YES | 0.19959 | 140 | 0 | 148 | 0 | 1.0175 | CC | 1 | 0.33148 | 148 | 148 | 29.5389 | 148 |  |  | 0.33148 | 49.0592 |  |  |  |  | 0 | 0
9020 | SANDHG5A | 5A | South | YES | 0.19959 | 150 | 84 | 155 | 0 | 1.0175 | CC | 1 | 0.33148 | 155 | 155 | 30.936 | 155 |  |  | 0.33148 | 51.3796 |  |  |  |  | 0 | 0
244 | WHITNYDM01 | 1 | North | YES | -0.16977 | 15 | 0 | 15 | 0 | 1.035 | Hydro | -1 | 0.3347 | 0 | 0 |  |  | 0 | 0 | -0.3347 | 0 |  |  |  |  | 0 | 0
245 | WHITNYDM02 | 2 | North | YES | -0.16977 | 15 | 0 | 15 | 0 | 1.035 | Hydro | -1 | 0.3347 | 0 | 0 |  |  | 0 | 0 | -0.3347 | 0 |  |  |  |  | 0 | 0
7605 | L_MCQUEE9_1Y | 1 | South | YES | 0.20305 | 0 | 0 | 2.4 |  | 1.025 | Hydro | 1 | 0.33495 | 0 | 0 | 0 | 0 |  |  | 0.33495 | 0 |  |  |  |  | 0 | 0
7605 | L_MCQUEE9_1Y | 2 | South | YES | 0.20305 | 0 | 0 | 2.4 |  | 1.025 | Hydro | 1 | 0.33495 | 0 | 0 | 0 | 0 |  |  | 0.33495 | 0 |  |  |  |  | 0 | 0
7605 | L_MCQUEE9_1Y | 3 | South | YES | 0.20305 | 0 | 0 | 2.8 |  | 1.025 | Hydro | 1 | 0.33495 | 0 | 0 | 0 | 0 |  |  | 0.33495 | 0 |  |  |  |  | 0 | 0
7487 | L_CANYHY8_1Y | 1 | South | YES | 0.20371 | 0 | 0 | 6 |  | 1 | Hydro | 1 | 0.3356 | 0 | 0 | 0 | 0 |  |  | 0.3356 | 0 |  |  |  |  | 0 | 0
7801 | L_GUADGE1_2Y | 2 | South | YES | 0.2045 | 138 | 30 | 138 | 0 | 1.02 | CC | 1 | 0.3364 | 138 | 138 | 28.2214 | 138 |  |  | 0.3364 | 46.4228 |  |  |  |  | 0 | 0
7802 | L_GUADGE1_3Y | 3 | South | YES | 0.2045 | 146 | 30 | 146 | 0 | 1.02 | CC | 1 | 0.3364 | 146 | 146 | 29.8574 | 146 |  |  | 0.3364 | 49.114 |  |  |  |  | 0 | 0
7800 | L_GUADGE1_1Y | 1 | South | YES | 0.2045 | 147 | 30 | 147 | 0 | 1.02 | CC | 1 | 0.3364 | 147 | 147 | 30.0619 | 147 |  |  | 0.3364 | 49.4504 |  |  |  |  | 0 | 0
7803 | L_GUADGE1_4Y | 4 | South | YES | 0.2045 | 149 | 30 | 149 | 0 | 1.02 | CC | 1 | 0.3364 | 149 | 149 | 30.4709 | 149 |  |  | 0.3364 | 50.1232 |  |  |  |  | 0 | 0
7804 | L_GUADGE1_5Y | 5 | South | YES | 0.2045 | 182 | 30 | 182 | 0 | 1.02 | CC | 1 | 0.3364 | 182 | 182 | 37.2195 | 182 |  |  | 0.3364 | 61.2243 |  |  |  |  | 0 | 0
7805 | L_GUADGE1_6Y | 6 | South | YES | 0.2045 | 203 | 30 | 203 | 0 | 1.02 | CC | 1 | 0.3364 | 203 | 203 | 41.5141 | 203 |  |  | 0.3364 | 68.2887 |  |  |  |  | 0 | 0
7609 | L_SCHUMA8_1Y | 1 | South | YES | 0.20469 | 0 | 0 | 4 |  | 1 | Hydro | 1 | 0.33658 | 0 | 0 | 0 | 0 |  |  | 0.33658 | 0 |  |  |  |  | 0 | 0
251 | BOSQUESW803 | 2 | North | YES | -0.17768 | 150 | 0 | 150 | 0 | 1.032 | CC | -1 | 0.34261 | 150 | 150 |  |  | -26.6523 | 150 | -0.34261 | -51.3908 |  |  |  |  | 0 | 0
253 | BOSQUESW804 | 2 | North | YES | -0.17768 | 80 | 0 | 80 | 0 | 1.032 | CC | -1 | 0.34261 | 80 | 80 |  |  | -14.2146 | 80 | -0.34261 | -27.4084 |  |  |  |  | 0 | 0
7810 | L_RIONOG1G1Y | 1 | South | YES | 0.21257 | 148 | 0 | 148 | 0 | 1.02 | CC | 1 | 0.34447 | 148 | 148 | 31.4607 | 148 |  |  | 0.34447 | 50.981 |  |  |  |  | 0 | 0
7811 | L_RIONOG1G2Y | 2 | South | YES | 0.21257 | 148 | 0 | 148 | 0 | 1.02 | CC | 1 | 0.34447 | 148 | 148 | 31.4607 | 148 |  |  | 0.34447 | 50.981 |  |  |  |  | 0 | 0
7812 | L_RIONOG1G3Y | 3 | South | YES | 0.21257 | 154 | 0 | 154 | 0 | 1.02 | CC | 1 | 0.34447 | 154 | 154 | 32.7361 | 154 |  |  | 0.34447 | 53.0478 |  |  |  |  | 0 | 0
7813 | L_RIONOG1S1Y | 4 | South | YES | 0.21257 | 293 | 0 | 293 | 0 | 1.02 | CC | 1 | 0.34447 | 293 | 293 | 62.2836 | 293 |  |  | 0.34447 | 100.9286 |  |  |  |  | 0 | 0
7014 | L_HAYSEN1_1Y | 1 | South | YES | 0.22164 | 223.9 | 74 | 223.9 | 0 | 1.008 | CC | 1 | 0.35354 | 223.9 | 223.9 | 49.6256 | 223.9 |  |  | 0.35354 | 79.1568 |  |  |  |  | 0 | 0
7016 | L_HAYSEN1_3Y | 3 | South | YES | 0.22164 | 224.6 | 74 | 224.6 | 0 | 1.008 | CC | 1 | 0.35354 | 224.6 | 224.6 | 49.7808 | 224.6 |  |  | 0.35354 | 79.4043 |  |  |  |  | 0 | 0
7015 | L_HAYSEN1_2Y | 2 | South | YES | 0.22164 | 225 | 74 | 225 | 0 | 1.008 | CC | 1 | 0.35354 | 225 | 225 | 49.8695 | 225 |  |  | 0.35354 | 79.5457 |  |  |  |  | 0 | 0
7017 | L_HAYSEN1_4Y | 4 | South | YES | 0.22164 | 226.7 | 74 | 226.7 | 0 | 1.008 | CC | 1 | 0.35354 | 226.7 | 226.7 | 50.2462 | 226.7 |  |  | 0.35354 | 80.1467 |  |  |  |  | 0 | 0
238 | BOSQUESW505 | 1 | North | YES | -0.18869 | 255 | 0 | 255 | 0 | 1.02 | CC | -1 | 0.35361 | 255 | 255 |  |  | -48.1152 | 255 | -0.35361 | -90.1706 |  |  |  |  | 0 | 0
247 | BOSQUESW501 | 2 | North | YES | -0.18869 | 124.8 | 0 | 156 | 0 | 1.02 | GGT | -1 | 0.35361 | 156 | 156 |  |  | -29.4352 | 156 | -0.35361 | -55.1632 |  |  |  |  | 0 | 0
239 | BOSQUESW502 | 1 | North | YES | -0.18869 | 119.2 | 0 | 149 | 0 | 1.02 | GGT | -1 | 0.35361 | 149 | 149 |  |  | -28.1144 | 149 | -0.35361 | -52.6879 |  |  |  |  | 0 | 0
3417 | LAKE_CRK2_G | 2 | North | YES | -0.19492 | 177.6 | 40 | 222 | 0 | 1.029 | GST | -1 | 0.35984 | 222 | 222 |  |  | -43.2718 | 222 | -0.35984 | -79.8847 |  |  |  |  | 0 | 0
3416 | LAKE_CRK1_G | 1 | North | YES | -0.19492 | 60 | 33 | 75 |  | 1.029 | GST | -1 | 0.35984 | 75 | 75 |  |  | -14.6189 | 75 | -0.35984 | -26.9881 |  |  |  |  | 0 | 0
3404 | THOUSE_2G | 2 | North | YES | -0.19594 | 807 | 250 | 807 | 0 | 1.012 | GSC | -1 | 0.36087 | 807 | 807 |  |  | -158.1268 | 807 | -0.36087 | -291.2198 |  |  |  |  | 0 | 0
3403 | THOUSE_1G | 1 | North | YES | -0.19594 | 563 | 200 | 563 | 0 | 1.012 | GSC | -1 | 0.36087 | 563 | 563 |  |  | -110.3165 | 563 | -0.36087 | -203.1682 |  |  |  |  | 0 | 0
7012 | L_FPPYD21_3Y | 3 | South | YES | 0.23577 | 427.5 | 200 | 436 | 0 | 1.02 | LIGCO | 1 | 0.36766 | 0 | 436 | 102.7944 | 436 |  |  | 0.36766 | 160.3004 |  |  |  |  | 0 | 0
7011 | L_FPPYD11_2Y | 2 | South | YES | 0.23605 | 552.2 | 200 | 598 | 0 | 1.02 | LIGCO | 1 | 0.36794 | 0 | 598 | 141.1573 | 598 |  |  | 0.36794 | 220.0301 |  |  |  |  | 0 | 0
7010 | L_FPPYD11_1Y | 1 | South | YES | 0.23605 | 547.4 | 200 | 606 | 0 | 1.02 | LIGCO | 1 | 0.36794 | 0 | 606 | 143.0457 | 606 |  |  | 0.36794 | 222.9737 |  |  |  |  | 0 | 0
7808 | L_BASTEN1_2Y | 1 | South | YES | 0.26989 | 149.5 | 83.5 | 149.5 | 0 | 1.004 | CC | 1 | 0.40178 | 149.5 | 149.5 | 40.3481 | 149.5 |  |  | 0.40178 | 60.0663 |  |  |  |  | 0 | 0
7807 | L_BASTEN1_1Y | 1 | South | YES | 0.26989 | 152.5 | 83.5 | 152.5 | 0 | 1.004 | CC | 1 | 0.40178 | 152.5 | 152.5 | 41.1578 | 152.5 |  |  | 0.40178 | 61.2717 |  |  |  |  | 0 | 0
7809 | L_BASTEN1_3Y | 1 | South | YES | 0.26989 | 232.6 | 42 | 232.6 | 0 | 1.004 | CC | 1 | 0.40178 | 232.6 | 232.6 | 62.7757 | 232.6 |  |  | 0.40178 | 93.4543 |  |  |  |  | 0 | 0
7007 | L_LOSTPI1_1Y | 1 | South | YES | 0.27743 | 158.6 | 110 | 158 | 0 | 1 | CC | 1 | 0.40933 | 158 | 158 | 43.8347 | 158 |  |  | 0.40933 | 64.674 |  |  |  |  | 0 | 0
7008 | L_LOSTPI1_2Y | 2 | South | YES | 0.27743 | 157.7 | 107 | 160 | 0 | 1 | CC | 1 | 0.40933 | 160 | 160 | 44.3896 | 160 |  |  | 0.40933 | 65.4927 |  |  |  |  | 0 | 0
7009 | L_LOSTPI1_3Y | 3 | South | YES | 0.27743 | 173.9 | 72 | 175 | 0 | 1 | CC | 1 | 0.40933 | 175 | 175 | 48.5511 | 175 |  |  | 0.40933 | 71.6326 |  |  |  |  | 0 | 0
[26 empty] | 0 | 0
[26 empty] | 0 | 0
[26 empty] | 0 | 0
[26 empty] | 0 | 0
[26 empty] | 0 | 0
[26 empty] | 0 | 0
[26 empty] | 0 | 0
[26 empty] | 0 | 0
[26 empty] | 0 | 0
[26 empty] | 0 | 0
[26 empty] | 0 | 0
[26 empty] | 0 | 0
[26 empty] | 0 | 0
[26 empty] | 0 | 0
[26 empty] | 0 | 0
[26 empty] | 0 | 0
[26 empty] | 0 | 0
[26 empty] | 0 | 0
[26 empty] | 0 | 0
[26 empty] | 0 | 0
[26 empty] | 0 | 0
[26 empty] | 0 | 0
[26 empty] | 0 | 0
[26 empty] | 0 | 0
[26 empty] | 0 | 0
[26 empty] | 0 | 0
[26 empty] | 0 | 0
[26 empty] | 0 | 0
[26 empty] | 0 | 0
[26 empty] | 0 | 0
[26 empty] | 0 | 0
[26 empty] | 0 | 0
[26 empty] | 0 | 0
[26 empty] | 0 | 0
[26 empty] | 0 | 0
[26 empty] | 0 | 0
[26 empty] | 0 | 0
[26 empty] | 0 | 0
[26 empty] | 0 | 0
[26 empty] | 0 | 0
[26 empty] | 0 | 0
[26 empty] | 0 | 0
[26 empty] | 0 | 0
[26 empty] | 0 | 0
[26 empty] | 0 | 0
[26 empty] | 0 | 0
[26 empty] | 0 | 0
[26 empty] | 0 | 0
[26 empty] | 0 | 0
[26 empty] | 0 | 0
[26 empty] | 0 | 0
[26 empty] | 0 | 0
[26 empty] | 0 | 0
[26 empty] | 0 | 0
[26 empty] | 0 | 0
[26 empty] | 0 | 0
[26 empty] | 0 | 0
[26 empty] | 0 | 0
[26 empty] | 0 | 0
[26 empty] | 0 | 0
[26 empty] | 0 | 0
[26 empty] | 0 | 0
[26 empty] | 0 | 0
[26 empty] | 0 | 0
[26 empty] | 0 | 0
[26 empty] | 0 | 0
[26 empty] | 0 | 0
[26 empty] | 0 | 0
[26 empty] | 0 | 0
[26 empty] | 0 | 0
[26 empty] | 0 | 0
[26 empty] | 0 | 0
[26 empty] | 0 | 0
[26 empty] | 0 | 0
[26 empty] | 0 | 0
[26 empty] | 0 | 0
[26 empty] | 0 | 0
[26 empty] | 0 | 0
[26 empty] | 0 | 0
[26 empty] | 0 | 0
[26 empty] | 0 | 0
[26 empty] | 0 | 0
[26 empty] | 0 | 0
[26 empty] | 0 | 0
[26 empty] | 0 | 0
[26 empty] | 0 | 0
[26 empty] | 0 | 0
[26 empty] | 0 | 0
[26 empty] | 0 | 0
[26 empty] | 0 | 0
[26 empty] | 0 | 0
[26 empty] | 0 | 0
[26 empty] | 0 | 0
[26 empty] | 0 | 0
[26 empty] | 0 | 0
[26 empty] | 0 | 0
[26 empty] | 0 | 0
[26 empty] | 0 | 0
[26 empty] | 0 | 0
[26 empty] | 0 | 0
[26 empty] | 0 | 0
[26 empty] | 0 | 0
[26 empty] | 0 | 0
[26 empty] | 0 | 0
[26 empty] | 0 | 0
[26 empty] | 0 | 0
[26 empty] | 0 | 0
[26 empty] | 0 | 0
[26 empty] | 0 | 0
[26 empty] | 0 | 0
[26 empty] | 0 | 0
[26 empty] | 0 | 0
[26 empty] | 0 | 0
[26 empty] | 0 | 0
[26 empty] | 0 | 0
[26 empty] | 0 | 0
[26 empty] | 0 | 0
[26 empty] | 0 | 0
[26 empty] | 0 | 0
[26 empty] | 0 | 0
[26 empty] | 0 | 0
[26 empty] | 0 | 0
[26 empty] | 0 | 0
[26 empty] | 0 | 0
[26 empty] | 0 | 0
[26 empty] | 0 | 0
[26 empty] | 0 | 0
[26 empty] | 0 | 0
[26 empty] | 0 | 0
[26 empty] | 0 | 0
[26 empty] | 0 | 0
[26 empty] | 0 | 0
[26 empty] | 0 | 0
[26 empty] | 0 | 0
[26 empty] | 0 | 0
[26 empty] | 0 | 0
[26 empty] | 0 | 0
[26 empty] | 0 | 0
[26 empty] | 0 | 0
[26 empty] | 0 | 0
[26 empty] | 0 | 0
[26 empty] | 0 | 0
[26 empty] | 0 | 0
[26 empty] | 0 | 0
[26 empty] | 0 | 0
[26 empty] | 0 | 0
[26 empty] | 0 | 0
[26 empty] | 0 | 0
[26 empty] | 0 | 0
[26 empty] | 0 | 0
[26 empty] | 0 | 0
[26 empty] | 0 | 0
[26 empty] | 0 | 0
[26 empty] | 0 | 0
[26 empty] | 0 | 0
[26 empty] | 0 | 0
[26 empty] | 0 | 0
[26 empty] | 0 | 0
[26 empty] | 0 | 0
[26 empty] | 0 | 0
[26 empty] | 0 | 0
[26 empty] | 0 | 0
[26 empty] | 0 | 0
[26 empty] | 0 | 0
[26 empty] | 0 | 0
[26 empty] | 0 | 0
[26 empty] | 0 | 0
[26 empty] | 0 | 0
[26 empty] | 0 | 0
[26 empty] | 0 | 0
[26 empty] | 0 | 0
[26 empty] | 0 | 0
[26 empty] | 0 | 0
[26 empty] | 0 | 0
[26 empty] | 0 | 0
[26 empty] | 0 | 0
[26 empty] | 0 | 0
[26 empty] | 0 | 0
[26 empty] | 0 | 0
[26 empty] | 0 | 0
[26 empty] | 0 | 0
[26 empty] | 0 | 0
[26 empty] | 0 | 0
[26 empty] | 0 | 0
[26 empty] | 0 | 0
[26 empty] | 0 | 0
[26 empty] | 0 | 0
[26 empty] | 0 | 0
[26 empty] | 0 | 0
[26 empty] | 0 | 0
[26 empty] | 0 | 0
[26 empty] | 0 | 0
[26 empty] | 0 | 0
[26 empty] | 0 | 0
[26 empty] | 0 | 0
[26 empty] | 0 | 0
[26 empty] | 0 | 0
[26 empty] | 0 | 0
[26 empty] | 0 | 0
[26 empty] | 0 | 0
[26 empty] | 0 | 0
[26 empty] | 0 | 0
[26 empty] | 0 | 0
[26 empty] | 0 | 0
[26 empty] | 0 | 0
[26 empty] | 0 | 0
[26 empty] | 0 | 0
[26 empty] | 0 | 0
[26 empty] | 0 | 0
[26 empty] | 0 | 0
[26 empty] | 0 | 0
[26 empty] | 0 | 0
[26 empty] | 0 | 0
[26 empty] | 0 | 0
[26 empty] | 0 | 0
[26 empty] | 0 | 0
[26 empty] | 0 | 0
[26 empty] | 0 | 0
[26 empty] | 0 | 0
[26 empty] | 0 | 0
[26 empty] | 0 | 0
[26 empty] | 0 | 0
[26 empty] | 0 | 0
[26 empty] | 0 | 0
[26 empty] | 0 | 0
[26 empty] | 0 | 0
[26 empty] | 0 | 0
[26 empty] | 0 | 0
[26 empty] | 0 | 0
[26 empty] | 0 | 0
[26 empty] | 0 | 0
[26 empty] | 0 | 0
[26 empty] | 0 | 0
[26 empty] | 0 | 0
[26 empty] | 0 | 0
[26 empty] | 0 | 0
[26 empty] | 0 | 0
[26 empty] | 0 | 0
[26 empty] | 0 | 0
[26 empty] | 0 | 0
[26 empty] | 0 | 0
[26 empty] | 0 | 0
[26 empty] | 0 | 0
[26 empty] | 0 | 0
[26 empty] | 0 | 0
[26 empty] | 0 | 0
[26 empty] | 0 | 0
[26 empty] | 0 | 0
[26 empty] | 0 | 0
[26 empty] | 0 | 0
[26 empty] | 0 | 0
[26 empty] | 0 | 0
[26 empty] | 0 | 0
[26 empty] | 0 | 0
[26 empty] | 0 | 0
[26 empty] | 0 | 0
[26 empty] | 0 | 0
[26 empty] | 0 | 0
[26 empty] | 0 | 0
[26 empty] | 0 | 0
[26 empty] | 0 | 0
[26 empty] | 0 | 0
[26 empty] | 0 | 0
[26 empty] | 0 | 0
[26 empty] | 0 | 0
[26 empty] | 0 | 0
[26 empty] | 0 | 0
[26 empty] | 0 | 0
[26 empty] | 0 | 0
[26 empty] | 0 | 0
[26 empty] | 0 | 0
[26 empty] | 0 | 0
[26 empty] | 0 | 0
[26 empty] | 0 | 0
[26 empty] | 0 | 0
[26 empty] | 0 | 0
[26 empty] | 0 | 0
[26 empty] | 0 | 0
[26 empty] | 0 | 0
[26 empty] | 0 | 0
[26 empty] | 0 | 0
[26 empty] | 0 | 0
[26 empty] | 0 | 0
[26 empty] | 0 | 0
[26 empty] | 0 | 0
[26 empty] | 0 | 0
[26 empty] | 0 | 0
[26 empty] | 0 | 0
[26 empty] | 0 | 0
[26 empty] | 0 | 0
[26 empty] | 0 | 0
[26 empty] | 0 | 0
[26 empty] | 0 | 0
[26 empty] | 0 | 0
[26 empty] | 0 | 0
[26 empty] | 0 | 0
[26 empty] | 0 | 0
[26 empty] | 0 | 0
[26 empty] | 0 | 0
[26 empty] | 0 | 0
[26 empty] | 0 | 0
[26 empty] | 0 | 0
[26 empty] | 0 | 0
[26 empty] | 0 | 0
[26 empty] | 0 | 0
[26 empty] | 0 | 0
[26 empty] | 0 | 0
[26 empty] | 0 | 0
[26 empty] | 0 | 0
[26 empty] | 0 | 0
[26 empty] | 0 | 0
[26 empty] | 0 | 0
[26 empty] | 0 | 0
[26 empty] | 0 | 0
[26 empty] | 0 | 0
[26 empty] | 0 | 0
[26 empty] | 0 | 0
[26 empty] | 0 | 0
[26 empty] | 0 | 0
[26 empty] | 0 | 0
[26 empty] | 0 | 0
[26 empty] | 0 | 0
[26 empty] | 0 | 0
[26 empty] | 0 | 0
[26 empty] | 0 | 0
[26 empty] | 0 | 0
[26 empty] | 0 | 0
[26 empty] | 0 | 0
[26 empty] | 0 | 0
[26 empty] | 0 | 0
[26 empty] | 0 | 0
[26 empty] | 0 | 0
[26 empty] | 0 | 0
[26 empty] | 0 | 0
[26 empty] | 0 | 0
[26 empty] | 0 | 0
[26 empty] | 0 | 0
[26 empty] | 0 | 0
[26 empty] | 0 | 0
[26 empty] | 0 | 0
[26 empty] | 0 | 0
[26 empty] | 0 | 0
[26 empty] | 0 | 0
[26 empty] | 0 | 0
[26 empty] | 0 | 0
[26 empty] | 0 | 0
[26 empty] | 0 | 0
[26 empty] | 0 | 0
[26 empty] | 0 | 0
[26 empty] | 0 | 0
[26 empty] | 0 | 0
[26 empty] | 0 | 0
[26 empty] | 0 | 0
[26 empty] | 0 | 0
[26 empty] | 0 | 0
[26 empty] | 0 | 0
[26 empty] | 0 | 0
[26 empty] | 0 | 0
[26 empty] | 0 | 0
[26 empty] | 0 | 0
[26 empty] | 0 | 0
[26 empty] | 0 | 0
[26 empty] | 0 | 0
[26 empty] | 0 | 0
[26 empty] | 0 | 0
[26 empty] | 0 | 0
[26 empty] | 0 | 0
[26 empty] | 0 | 0
[26 empty] | 0 | 0
[26 empty] | 0 | 0
[26 empty] | 0 | 0
[26 empty] | 0 | 0
[26 empty] | 0 | 0
[26 empty] | 0 | 0
[26 empty] | 0 | 0
[26 empty] | 0 | 0
[26 empty] | 0 | 0
[26 empty] | 0 | 0
[26 empty] | 0 | 0
[26 empty] | 0 | 0
[26 empty] | 0 | 0
[26 empty] | 0 | 0
[26 empty] | 0 | 0
[26 empty] | 0 | 0
[26 empty] | 0 | 0
[26 empty] | 0 | 0
[26 empty] | 0 | 0
[26 empty] | 0 | 0
[26 empty] | 0 | 0
[26 empty] | 0 | 0
[26 empty] | 0 | 0
[26 empty] | 0 | 0
[26 empty] | 0 | 0
[26 empty] | 0 | 0
[26 empty] | 0 | 0
[26 empty] | 0 | 0
[26 empty] | 0 | 0
[26 empty] | 0 | 0
[26 empty] | 0 | 0
[26 empty] | 0 | 0
[26 empty] | 0 | 0
[26 empty] | 0 | 0
[26 empty] | 0 | 0
[26 empty] | 0 | 0
[26 empty] | 0 | 0
[26 empty] | 0 | 0
[26 empty] | 0 | 0
[26 empty] | 0 | 0
[26 empty] | 0 | 0
[26 empty] | 0 | 0
[26 empty] | 0 | 0
[26 empty] | 0 | 0
[26 empty] | 0 | 0
[26 empty] | 0 | 0
[26 empty] | 0 | 0
[26 empty] | 0 | 0
[26 empty] | 0 | 0
[26 empty] | 0 | 0
[26 empty] | 0 | 0
[26 empty] | 0 | 0
[26 empty] | 0 | 0
[26 empty] | 0 | 0
[26 empty] | 0 | 0
[26 empty] | 0 | 0
[26 empty] | 0 | 0
[26 empty] | 0 | 0
[26 empty] | 0 | 0
[26 empty] | 0 | 0
[26 empty] | 0 | 0
[26 empty] | 0 | 0
[26 empty] | 0 | 0
[26 empty] | 0 | 0
[26 empty] | 0 | 0
[26 empty] | 0 | 0
[26 empty] | 0 | 0
[26 empty] | 0 | 0
[26 empty] | 0 | 0
[26 empty] | 0 | 0
[26 empty] | 0 | 0
[26 empty] | 0 | 0
[26 empty] | 0 | 0
[26 empty] | 0 | 0
[26 empty] | 0 | 0
[26 empty] | 0 | 0
[26 empty] | 0 | 0
[26 empty] | 0 | 0
[26 empty] | 0 | 0
[26 empty] | 0 | 0
[26 empty] | 0 | 0
[26 empty] | 0 | 0
[26 empty] | 0 | 0
[26 empty] | 0 | 0
[26 empty] | 0 | 0
[26 empty] | 0 | 0
[26 empty] | 0 | 0
[26 empty] | 0 | 0
[26 empty] | 0 | 0
[26 empty] | 0 | 0
[26 empty] | 0 | 0
[26 empty] | 0 | 0
[26 empty] | 0 | 0
[26 empty] | 0 | 0
[26 empty] | 0 | 0
[26 empty] | 0 | 0
[26 empty] | 0 | 0
[26 empty] | 0 | 0
[26 empty] | 0 | 0
[26 empty] | 0 | 0
[26 empty] | 0 | 0
[26 empty] | 0 | 0
[26 empty] | 0 | 0
[26 empty] | 0 | 0
[26 empty] | 0 | 0
[26 empty] | 0 | 0
[26 empty] | 0 | 0
[26 empty] | 0 | 0
[26 empty] | 0 | 0
[26 empty] | 0 | 0
[26 empty] | 0 | 0
[26 empty] | 0 | 0
[26 empty] | 0 | 0
[26 empty] | 0 | 0
[26 empty] | 0 | 0
[26 empty] | 0 | 0
[26 empty] | 0 | 0
[26 empty] | 0 | 0
[26 empty] | 0 | 0
[26 empty] | 0 | 0
[26 empty] | 0 | 0
[26 empty] | 0 | 0
[26 empty] | 0 | 0
[26 empty] | 0 | 0
[26 empty] | 0 | 0
[26 empty] | 0 | 0
[26 empty] | 0 | 0
[26 empty] | 0 | 0
[26 empty] | 0 | 0
[26 empty] | 0 | 0
[26 empty] | 0 | 0
[26 empty] | 0 | 0
[26 empty] | 0 | 0
[26 empty] | 0 | 0
[26 empty] | 0 | 0
[26 empty] | 0 | 0
[26 empty] | 0 | 0
[26 empty] | 0 | 0
[26 empty] | 0 | 0
[26 empty] | 0 | 0
[26 empty] | 0 | 0
[26 empty] | 0 | 0
[26 empty] | 0 | 0
[26 empty] | 0 | 0
[26 empty] | 0 | 0
[26 empty] | 0 | 0
[26 empty] | 0 | 0
[26 empty] | 0 | 0
[26 empty] | 0 | 0
[26 empty] | 0 | 0
[26 empty] | 0 | 0
[26 empty] | 0 | 0
[26 empty] | 0 | 0
[26 empty] | 0 | 0
[26 empty] | 0 | 0
[26 empty] | 0 | 0
[26 empty] | 0 | 0
[26 empty] | 0 | 0
[26 empty] | 0 | 0
[26 empty] | 0 | 0
[26 empty] | 0 | 0
[26 empty] | 0 | 0
[26 empty] | 0 | 0
[26 empty] | 0 | 0
[26 empty] | 0 | 0
[26 empty] | 0 | 0
[26 empty] | 0 | 0
[26 empty] | 0 | 0
[26 empty] | 0 | 0
[26 empty] | 0 | 0
[26 empty] | 0 | 0
[26 empty] | 0 | 0
[26 empty] | 0 | 0
[26 empty] | 0 | 0
[26 empty] | 0 | 0
[26 empty] | 0 | 0
[26 empty] | 0 | 0
[26 empty] | 0 | 0
[26 empty] | 0 | 0
[26 empty] | 0 | 0
[26 empty] | 0 | 0
[26 empty] | 0 | 0
[26 empty] | 0 | 0
[26 empty] | 0 | 0
[26 empty] | 0 | 0
[26 empty] | 0 | 0
[26 empty] | 0 | 0
[26 empty] | 0 | 0
[26 empty] | 0 | 0
[26 empty] | 0 | 0
[26 empty] | 0 | 0
[26 empty] | 0 | 0
[26 empty] | 0 | 0
[26 empty] | 0 | 0
[26 empty] | 0 | 0
[26 empty] | 0 | 0
[26 empty] | 0 | 0
[26 empty] | 0 | 0
[26 empty] | 0 | 0
[26 empty] | 0 | 0
[26 empty] | 0 | 0
[26 empty] | 0 | 0
[26 empty] | 0 | 0
[26 empty] | 0 | 0
[26 empty] | 0 | 0
[26 empty] | 0 | 0
[26 empty] | 0 | 0
[26 empty] | 0 | 0
[26 empty] | 0 | 0
[26 empty] | 0 | 0
[26 empty] | 0 | 0
[26 empty] | 0 | 0
[26 empty] | 0 | 0
[26 empty] | 0 | 0
[26 empty] | 0 | 0
[26 empty] | 0 | 0
[26 empty] | 0 | 0
[26 empty] | 0 | 0
[26 empty] | 0 | 0
[26 empty] | 0 | 0
[26 empty] | 0 | 0
[26 empty] | 0 | 0
[26 empty] | 0 | 0
[26 empty] | 0 | 0
[26 empty] | 0 | 0
[26 empty] | 0 | 0
[26 empty] | 0 | 0
[26 empty] | 0 | 0
[26 empty] | 0 | 0
[26 empty] | 0 | 0
[26 empty] | 0 | 0
[26 empty] | 0 | 0
[26 empty] | 0 | 0
[26 empty] | 0 | 0
[26 empty] | 0 | 0
[26 empty] | 0 | 0
[26 empty] | 0 | 0
[26 empty] | 0 | 0
[26 empty] | 0 | 0
[26 empty] | 0 | 0
[26 empty] | 0 | 0
[26 empty] | 0 | 0
[26 empty] | 0 | 0
[26 empty] | 0 | 0
[26 empty] | 0 | 0
[26 empty] | 0 | 0
[26 empty] | 0 | 0
[26 empty] | 0 | 0
[26 empty] | 0 | 0
[26 empty] | 0 | 0
[26 empty] | 0 | 0
[26 empty] | 0 | 0
[26 empty] | 0 | 0
[26 empty] | 0 | 0
[26 empty] | 0 | 0
[26 empty] | 0 | 0
[26 empty] | 0 | 0
[26 empty] | 0 | 0
[26 empty] | 0 | 0
[26 empty] | 0 | 0
[26 empty] | 0 | 0
[26 empty] | 0 | 0
[26 empty] | 0 | 0
[26 empty] | 0 | 0
[26 empty] | 0 | 0
[26 empty] | 0 | 0
[26 empty] | 0 | 0
[26 empty] | 0 | 0
[26 empty] | 0 | 0
[26 empty] | 0 | 0
[26 empty] | 0 | 0
[26 empty] | 0 | 0
[26 empty] | 0 | 0
[26 empty] | 0 | 0
[26 empty] | 0 | 0
[26 empty] | 0 | 0
[26 empty] | 0 | 0
[26 empty] | 0 | 0
[26 empty] | 0 | 0
[26 empty] | 0 | 0
[26 empty] | 0 | 0
[26 empty] | 0 | 0
[26 empty] | 0 | 0
[26 empty] | 0 | 0
[26 empty] | 0 | 0
[26 empty] | 0 | 0
[26 empty] | 0 | 0
[26 empty] | 0 | 0
[26 empty] | 0 | 0
[26 empty] | 0 | 0
[26 empty] | 0 | 0
[26 empty] | 0 | 0
[26 empty] | 0 | 0
[26 empty] | 0 | 0
[26 empty] | 0 | 0
[26 empty] | 0 | 0
[26 empty] | 0 | 0
[26 empty] | 0 | 0
[26 empty] | 0 | 0
[26 empty] | 0 | 0
[26 empty] | 0 | 0
[26 empty] | 0 | 0
[26 empty] | 0 | 0
[26 empty] | 0 | 0
[26 empty] | 0 | 0
[26 empty] | 0 | 0
[26 empty] | 0 | 0
[26 empty] | 0 | 0
[26 empty] | 0 | 0
[26 empty] | 0 | 0
[26 empty] | 0 | 0
[26 empty] | 0 | 0
[26 empty] | 0 | 0
[26 empty] | 0 | 0
[26 empty] | 0 | 0
[26 empty] | 0 | 0
[26 empty] | 0 | 0
[26 empty] | 0 | 0
[26 empty] | 0 | 0
[26 empty] | 0 | 0
[26 empty] | 0 | 0
[26 empty] | 0 | 0
[26 empty] | 0 | 0
[26 empty] | 0 | 0
[26 empty] | 0 | 0
[26 empty] | 0 | 0
[26 empty] | 0 | 0
[26 empty] | 0 | 0
[26 empty] | 0 | 0
[26 empty] | 0 | 0
[26 empty] | 0 | 0
[26 empty] | 0 | 0
[26 empty] | 0 | 0
[26 empty] | 0 | 0
[26 empty] | 0 | 0
[26 empty] | 0 | 0
[26 empty] | 0 | 0
[26 empty] | 0 | 0
[26 empty] | 0 | 0
[26 empty] | 0 | 0
[26 empty] | 0 | 0
[26 empty] | 0 | 0
[26 empty] | 0 | 0
[26 empty] | 0 | 0
[26 empty] | 0 | 0
[26 empty] | 0 | 0
[26 empty] | 0 | 0
[26 empty] | 0 | 0
[26 empty] | 0 | 0
[26 empty] | 0 | 0
[26 empty] | 0 | 0
[26 empty] | 0 | 0
[26 empty] | 0 | 0
[26 empty] | 0 | 0
[26 empty] | 0 | 0
[26 empty] | 0 | 0
[26 empty] | 0 | 0
[26 empty] | 0 | 0
[26 empty] | 0 | 0
[26 empty] | 0 | 0
[26 empty] | 0 | 0
[26 empty] | 0 | 0
[26 empty] | 0 | 0
[26 empty] | 0 | 0
[26 empty] | 0 | 0
[26 empty] | 0 | 0
[26 empty] | 0 | 0
[26 empty] | 0 | 0
[26 empty] | 0 | 0
[26 empty] | 0 | 0
[26 empty] | 0 | 0
[26 empty] | 0 | 0
[26 empty] | 0 | 0
[26 empty] | 0 | 0
[26 empty] | 0 | 0
[26 empty] | 0 | 0
[26 empty] | 0 | 0
[26 empty] | 0 | 0
[26 empty] | 0 | 0
[26 empty] | 0 | 0
[26 empty] | 0 | 0
[26 empty] | 0 | 0
[26 empty] | 0 | 0
[26 empty] | 0 | 0
[26 empty] | 0 | 0
[26 empty] | 0 | 0
[26 empty] | 0 | 0
[26 empty] | 0 | 0
[26 empty] | 0 | 0
[26 empty] | 0 | 0
[26 empty] | 0 | 0
[26 empty] | 0 | 0
[26 empty] | 0 | 0
[26 empty] | 0 | 0
[26 empty] | 0 | 0
[26 empty] | 0 | 0
[26 empty] | 0 | 0
[26 empty] | 0 | 0
[26 empty] | 0 | 0
[26 empty] | 0 | 0
[26 empty] | 0 | 0
[26 empty] | 0 | 0
[26 empty] | 0 | 0
[26 empty] | 0 | 0
[26 empty] | 0 | 0
[26 empty] | 0 | 0
[26 empty] | 0 | 0
[26 empty] | 0 | 0
[26 empty] | 0 | 0
[26 empty] | 0 | 0
[26 empty] | 0 | 0
[26 empty] | 0 | 0
[26 empty] | 0 | 0
[26 empty] | 0 | 0
[26 empty] | 0 | 0
[26 empty] | 0 | 0
[26 empty] | 0 | 0
[26 empty] | 0 | 0
[26 empty] | 0 | 0
[26 empty] | 0 | 0
[26 empty] | 0 | 0
[26 empty] | 0 | 0
[26 empty] | 0 | 0
[26 empty] | 0 | 0
[26 empty] | 0 | 0
[26 empty] | 0 | 0
[26 empty] | 0 | 0
[26 empty] | 0 | 0
[26 empty] | 0 | 0
[26 empty] | 0 | 0
[26 empty] | 0 | 0
[26 empty] | 0 | 0
[26 empty] | 0 | 0
[26 empty] | 0 | 0
[26 empty] | 0 | 0
[26 empty] | 0 | 0
[26 empty] | 0 | 0
[26 empty] | 0 | 0
[26 empty] | 0 | 0
[26 empty] | 0 | 0
[26 empty] | 0 | 0
[26 empty] | 0 | 0
[26 empty] | 0 | 0
[26 empty] | 0 | 0
[26 empty] | 0 | 0
[26 empty] | 0 | 0
[26 empty] | 0 | 0
[26 empty] | 0 | 0
[26 empty] | 0 | 0
[26 empty] | 0 | 0
[26 empty] | 0 | 0
[26 empty] | 0 | 0
[26 empty] | 0 | 0
[26 empty] | 0 | 0
[26 empty] | 0 | 0
[26 empty] | 0 | 0
[26 empty] | 0 | 0
[26 empty] | 0 | 0
[26 empty] | 0 | 0
[26 empty] | 0 | 0
[26 empty] | 0 | 0
[26 empty] | 0 | 0
[26 empty] | 0 | 0
[26 empty] | 0 | 0
[26 empty] | 0 | 0
[26 empty] | 0 | 0
[26 empty] | 0 | 0
[26 empty] | 0 | 0
[26 empty] | 0 | 0
[26 empty] | 0 | 0
[26 empty] | 0 | 0
[26 empty] | 0 | 0
[26 empty] | 0 | 0
[26 empty] | 0 | 0
[26 empty] | 0 | 0
[26 empty] | 0 | 0
[26 empty] | 0 | 0
[26 empty] | 0 | 0
[26 empty] | 0 | 0
[26 empty] | 0 | 0
[26 empty] | 0 | 0
[26 empty] | 0 | 0
[26 empty] | 0 | 0
[26 empty] | 0 | 0
[26 empty] | 0 | 0
[26 empty] | 0 | 0
[26 empty] | 0 | 0
[26 empty] | 0 | 0
[26 empty] | 0 | 0
[26 empty] | 0 | 0
[26 empty] | 0 | 0
[26 empty] | 0 | 0
[26 empty] | 0 | 0
[26 empty] | 0 | 0
[26 empty] | 0 | 0
[26 empty] | 0 | 0
[26 empty] | 0 | 0
[26 empty] | 0 | 0
[26 empty] | 0 | 0
[26 empty] | 0 | 0
[26 empty] | 0 | 0
[26 empty] | 0 | 0
[26 empty] | 0 | 0
[26 empty] | 0 | 0
[26 empty] | 0 | 0
[26 empty] | 0 | 0
[26 empty] | 0 | 0
[26 empty] | 0 | 0
[26 empty] | 0 | 0
[26 empty] | 0 | 0
[26 empty] | 0 | 0
[26 empty] | 0 | 0
[26 empty] | 0 | 0
[26 empty] | 0 | 0
[26 empty] | 0 | 0
[26 empty] | 0 | 0
[26 empty] | 0 | 0
[26 empty] | 0 | 0
[26 empty] | 0 | 0
[26 empty] | 0 | 0
[26 empty] | 0 | 0
[26 empty] | 0 | 0
[26 empty] | 0 | 0
[26 empty] | 0 | 0
[26 empty] | 0 | 0
[26 empty] | 0 | 0
[26 empty] | 0 | 0
[26 empty] | 0 | 0
[26 empty] | 0 | 0
[26 empty] | 0 | 0
[26 empty] | 0 | 0
[26 empty] | 0 | 0
[26 empty] | 0 | 0
[26 empty] | 0 | 0
[26 empty] | 0 | 0
[26 empty] | 0 | 0
[26 empty] | 0 | 0
[26 empty] | 0 | 0
[26 empty] | 0 | 0
[26 empty] | 0 | 0
[26 empty] | 0 | 0
[26 empty] | 0 | 0
[26 empty] | 0 | 0
[26 empty] | 0 | 0
[26 empty] | 0 | 0
[26 empty] | 0 | 0
[26 empty] | 0 | 0
[26 empty] | 0 | 0
[26 empty] | 0 | 0
[26 empty] | 0 | 0
[26 empty] | 0 | 0
[26 empty] | 0 | 0
[26 empty] | 0 | 0
[26 empty] | 0 | 0
[26 empty] | 0 | 0
[26 empty] | 0 | 0
[26 empty] | 0 | 0
[26 empty] | 0 | 0
[26 empty] | 0 | 0
[26 empty] | 0 | 0
[26 empty] | 0 | 0
[26 empty] | 0 | 0
[26 empty] | 0 | 0
[26 empty] | 0 | 0
[26 empty] | 0 | 0
[26 empty] | 0 | 0
[26 empty] | 0 | 0
[26 empty] | 0 | 0
[26 empty] | 0 | 0
[26 empty] | 0 | 0
[26 empty] | 0 | 0
[26 empty] | 0 | 0
[26 empty] | 0 | 0
[26 empty] | 0 | 0
[26 empty] | 0 | 0
[26 empty] | 0 | 0
[26 empty] | 0 | 0
[26 empty] | 0 | 0
[26 empty] | 0 | 0
[26 empty] | 0 | 0
[26 empty] | 0 | 0
[26 empty] | 0 | 0
[26 empty] | 0 | 0
[26 empty] | 0 | 0
[26 empty] | 0 | 0
[26 empty] | 0 | 0
[26 empty] | 0 | 0
[26 empty] | 0 | 0
[26 empty] | 0 | 0
[26 empty] | 0 | 0
[26 empty] | 0 | 0
[26 empty] | 0 | 0
[26 empty] | 0 | 0
[26 empty] | 0 | 0
[26 empty] | 0 | 0
[26 empty] | 0 | 0
[26 empty] | 0 | 0
[26 empty] | 0 | 0
[26 empty] | 0 | 0
[26 empty] | 0 | 0
[26 empty] | 0 | 0
[26 empty] | 0 | 0
[26 empty] | 0 | 0
[26 empty] | 0 | 0
[26 empty] | 0 | 0
[26 empty] | 0 | 0
[26 empty] | 0 | 0
[26 empty] | 0 | 0
[26 empty] | 0 | 0
[26 empty] | 0 | 0
[26 empty] | 0 | 0
[26 empty] | 0 | 0
[26 empty] | 0 | 0
[26 empty] | 0 | 0
[26 empty] | 0 | 0
[26 empty] | 0 | 0
[26 empty] | 0 | 0
[26 empty] | 0 | 0
[26 empty] | 0 | 0
[26 empty] | 0 | 0
[26 empty] | 0 | 0
[26 empty] | 0 | 0
[26 empty] | 0 | 0
[26 empty] | 0 | 0
[26 empty] | 0 | 0
[26 empty] | 0 | 0
[26 empty] | 0 | 0
[26 empty] | 0 | 0
[26 empty] | 0 | 0
[26 empty] | 0 | 0
[26 empty] | 0 | 0
[26 empty] | 0 | 0
[26 empty] | 0 | 0
[26 empty] | 0 | 0
[26 empty] | 0 | 0
[26 empty] | 0 | 0
[26 empty] | 0 | 0
[26 empty] | 0 | 0
[26 empty] | 0 | 0
[26 empty] | 0 | 0
[26 empty] | 0 | 0
[26 empty] | 0 | 0
[26 empty] | 0 | 0
[26 empty] | 0 | 0
[26 empty] | 0 | 0
[26 empty] | 0 | 0
[26 empty] | 0 | 0
[26 empty] | 0 | 0
[26 empty] | 0 | 0
[26 empty] | 0 | 0
[26 empty] | 0 | 0
[26 empty] | 0 | 0
[26 empty] | 0 | 0
[26 empty] | 0 | 0
[26 empty] | 0 | 0
[26 empty] | 0 | 0
[26 empty] | 0 | 0
[26 empty] | 0 | 0
[26 empty] | 0 | 0
[26 empty] | 0 | 0
[26 empty] | 0 | 0
[26 empty] | 0 | 0
[26 empty] | 0 | 0
[26 empty] | 0 | 0
[26 empty] | 0 | 0
[26 empty] | 0 | 0
[26 empty] | 0 | 0
[26 empty] | 0 | 0
[26 empty] | 0 | 0
[26 empty] | 0 | 0
[26 empty] | 0 | 0
[26 empty] | 0 | 0
[26 empty] | 0 | 0
[26 empty] | 0 | 0
[26 empty] | 0 | 0
[26 empty] | 0 | 0
[26 empty] | 0 | 0
[26 empty] | 0 | 0
[26 empty] | 0 | 0
[26 empty] | 0 | 0
[26 empty] | 0 | 0
[26 empty] | 0 | 0
[26 empty] | 0 | 0
[26 empty] | 0 | 0
[26 empty] | 0 | 0
[26 empty] | 0 | 0
[26 empty] | 0 | 0
[26 empty] | 0 | 0
[26 empty] | 0 | 0
[26 empty] | 0 | 0
[26 empty] | 0 | 0
[26 empty] | 0 | 0
[26 empty] | 0 | 0
[26 empty] | 0 | 0
[26 empty] | 0 | 0
[26 empty] | 0 | 0
[26 empty] | 0 | 0
[26 empty] | 0 | 0
[26 empty] | 0 | 0
[26 empty] | 0 | 0
[26 empty] | 0 | 0
[26 empty] | 0 | 0
[26 empty] | 0 | 0
[26 empty] | 0 | 0
[26 empty] | 0 | 0
[26 empty] | 0 | 0
[26 empty] | 0 | 0
[26 empty] | 0 | 0
[26 empty] | 0 | 0
[26 empty] | 0 | 0
[26 empty] | 0 | 0
[26 empty] | 0 | 0
[26 empty] | 0 | 0
[26 empty] | 0 | 0
[26 empty] | 0 | 0
[26 empty] | 0 | 0
[26 empty] | 0 | 0
[26 empty] | 0 | 0
[26 empty] | 0 | 0
[26 empty] | 0 | 0
[26 empty] | 0 | 0
[26 empty] | 0 | 0
[26 empty] | 0 | 0
[26 empty] | 0 | 0
[26 empty] | 0 | 0
[26 empty] | 0 | 0
[26 empty] | 0 | 0
[26 empty] | 0 | 0
[26 empty] | 0 | 0
[26 empty] | 0 | 0
[26 empty] | 0 | 0
[26 empty] | 0 | 0
[26 empty] | 0 | 0
[26 empty] | 0 | 0
[26 empty] | 0 | 0
[26 empty] | 0 | 0
[26 empty] | 0 | 0
[26 empty] | 0 | 0
[26 empty] | 0 | 0
[26 empty] | 0 | 0
[26 empty] | 0 | 0
[26 empty] | 0 | 0
[26 empty] | 0 | 0
[26 empty] | 0 | 0
[26 empty] | 0 | 0
[26 empty] | 0 | 0
[26 empty] | 0 | 0
[26 empty] | 0 | 0
[26 empty] | 0 | 0
[26 empty] | 0 | 0
[26 empty] | 0 | 0
[26 empty] | 0 | 0
[26 empty] | 0 | 0
[26 empty] | 0 | 0
[26 empty] | 0 | 0
[26 empty] | 0 | 0
[26 empty] | 0 | 0
[26 empty] | 0 | 0
[26 empty] | 0 | 0
[26 empty] | 0 | 0
[26 empty] | 0 | 0
[26 empty] | 0 | 0
[26 empty] | 0 | 0
[26 empty] | 0 | 0
[26 empty] | 0 | 0
[26 empty] | 0 | 0
[26 empty] | 0 | 0
[26 empty] | 0 | 0
[26 empty] | 0 | 0
[26 empty] | 0 | 0
[26 empty] | 0 | 0
[26 empty] | 0 | 0
[26 empty] | 0 | 0
[26 empty] | 0 | 0
[26 empty] | 0 | 0
[26 empty] | 0 | 0
[26 empty] | 0 | 0
[26 empty] | 0 | 0
[26 empty] | 0 | 0
[26 empty] | 0 | 0
[26 empty] | 0 | 0
[26 empty] | 0 | 0
[26 empty] | 0 | 0
[26 empty] | 0 | 0
[26 empty] | 0 | 0
[26 empty] | 0 | 0
[26 empty] | 0 | 0
[26 empty] | 0 | 0
[26 empty] | 0 | 0
[26 empty] | 0 | 0
[26 empty] | 0 | 0
[26 empty] | 0 | 0
[26 empty] | 0 | 0
[26 empty] | 0 | 0
[26 empty] | 0 | 0
[26 empty] | 0 | 0
[26 empty] | 0 | 0
[26 empty] | 0 | 0
[26 empty] | 0 | 0
[26 empty] | 0 | 0
[26 empty] | 0 | 0
[26 empty] | 0 | 0
[26 empty] | 0 | 0
[26 empty] | 0 | 0
[26 empty] | 0 | 0
[26 empty] | 0 | 0
[26 empty] | 0 | 0
[26 empty] | 0 | 0
[26 empty] | 0 | 0
[26 empty] | 0 | 0
[26 empty] | 0 | 0
[26 empty] | 0 | 0
[26 empty] | 0 | 0
[26 empty] | 0 | 0
[26 empty] | 0 | 0
[26 empty] | 0 | 0
[26 empty] | 0 | 0
[26 empty] | 0 | 0
[26 empty] | 0 | 0
[26 empty] | 0 | 0
[26 empty] | 0 | 0
[26 empty] | 0 | 0
[26 empty] | 0 | 0
[26 empty] | 0 | 0
[26 empty] | 0 | 0
[26 empty] | 0 | 0
[26 empty] | 0 | 0
[26 empty] | 0 | 0
[26 empty] | 0 | 0
[26 empty] | 0 | 0
[26 empty] | 0 | 0
[26 empty] | 0 | 0
[26 empty] | 0 | 0
[26 empty] | 0 | 0
[26 empty] | 0 | 0
[26 empty] | 0 | 0
[26 empty] | 0 | 0
[26 empty] | 0 | 0
[26 empty] | 0 | 0
[26 empty] | 0 | 0
[26 empty] | 0 | 0
[26 empty] | 0 | 0
[26 empty] | 0 | 0
[26 empty] | 0 | 0
[26 empty] | 0 | 0
[26 empty] | 0 | 0
[26 empty] | 0 | 0
[26 empty] | 0 | 0
[26 empty] | 0 | 0
[26 empty] | 0 | 0
[26 empty] | 0 | 0
[26 empty] | 0 | 0
[26 empty] | 0 | 0
[26 empty] | 0 | 0
[26 empty] | 0 | 0
[26 empty] | 0 | 0
[26 empty] | 0 | 0
[26 empty] | 0 | 0
[26 empty] | 0 | 0
[26 empty] | 0 | 0
[26 empty] | 0 | 0
[26 empty] | 0 | 0
[26 empty] | 0 | 0
[26 empty] | 0 | 0
[26 empty] | 0 | 0
[26 empty] | 0 | 0
[26 empty] | 0 | 0
[26 empty] | 0 | 0
[26 empty] | 0 | 0
[26 empty] | 0 | 0
[26 empty] | 0 | 0
[26 empty] | 0 | 0
[26 empty] | 0 | 0
[26 empty] | 0 | 0
[26 empty] | 0 | 0
[26 empty] | 0 | 0
[26 empty] | 0 | 0
[26 empty] | 0 | 0
[26 empty] | 0 | 0
[26 empty] | 0 | 0
[26 empty] | 0 | 0
[26 empty] | 0 | 0
[26 empty] | 0 | 0
[26 empty] | 0 | 0
[26 empty] | 0 | 0
[26 empty] | 0 | 0
[26 empty] | 0 | 0
[26 empty] | 0 | 0
[26 empty] | 0 | 0
[26 empty] | 0 | 0
[26 empty] | 0 | 0
[26 empty] | 0 | 0
[26 empty] | 0 | 0
[26 empty] | 0 | 0
[26 empty] | 0 | 0
[26 empty] | 0 | 0
[26 empty] | 0 | 0
[26 empty] | 0 | 0
[26 empty] | 0 | 0
[26 empty] | 0 | 0
[26 empty] | 0 | 0
[26 empty] | 0 | 0
[26 empty] | 0 | 0
[26 empty] | 0 | 0
[26 empty] | 0 | 0
[26 empty] | 0 | 0
[26 empty] | 0 | 0
[26 empty] | 0 | 0
[26 empty] | 0 | 0
[26 empty] | 0 | 0
[26 empty] | 0 | 0
[26 empty] | 0 | 0
[26 empty] | 0 | 0
[26 empty] | 0 | 0
[26 empty] | 0 | 0
[26 empty] | 0 | 0
[26 empty] | 0 | 0
[26 empty] | 0 | 0
[26 empty] | 0 | 0
[26 empty] | 0 | 0
[26 empty] | 0 | 0

## Zones
Houston | 1
North | -1
South | 1
West | -1
SET UP AREA, copy & paste values to cell B1
Source | South |  | N to H | N to W | N to S | W to N | S to N | W to S
Sink | North | Houston | -1 | 1 | -1 | -1 | 1 | -1
|  | North | 1 | 1 | 1 | -1 | -1 | -1
|  | South | -1 | 1 | -1 | -1 | 1 | -1
|  | West | 1 | -1 | 1 | 1 | -1 | 1
|  | Source | North | North | North | West | South | West
|  | Sink | Houston | West | South | North | North | South

## Tech
Number of Bus | Name of Bus | Tech Type
238 | BOSQUESW505 | CC
239 | BOSQUESW502 | GGT
244 | WHITNYDM01 | Hydro
245 | WHITNYDM02 | Hydro
247 | BOSQUESW501 | GGT
251 | BOSQUESW803 | CC
253 | BOSQUESW804 | CC
332 | RWMILLER01 | GST
333 | RWMILLER02 | GST
334 | RWMILLER03 | GST
335 | RWMILLER04 | GST
336 | RWMILLER05 | GST
344 | MRSSHPRD | Hydro
345 | MRSSHPRD01 | Hydro
366 | JNSNCNTY802 | Cogen
367 | JNSNCNTY802 | Cogen
503 | NTHTEXAS01 | GST
504 | NTHTEXAS02 | GST
505 | NTHTEXAS03 | GST
580 | JCKCNTY801 | CC
581 | JCKCNTY802 | CC
582 | JCKCNTY803 | CC
728 | WOLFRIDGE801 | Wind
837 | NEWMAN_G5 | GST
842 | OLINGER_G1 | GST
843 | OLINGER_G2 | GST
844 | OLINGER_G3 | GST
845 | OLINGER_G4 | GGT
923 | SPENCER_G4 | GST
924 | SPENCER_G5 | GST
948 | STEAM1 | GST
949 | STEAM2 | GST
950 | STEAM3 | GST
990 | GIBN_CREK_G1 | LIGCO
1002 | PBCTAGE_1G | GGT
1003 | PBCTBGE_2G | GGT
1004 | PBCTCGE_3G | GGT
1005 | PBCTDGE_4G | GGT
1006 | PBCTEGE_5G | GGT
1007 | PB5GEN_6G | GST
1008 | PB6GEN_7G | GST
1037 | MORGAN5G_5G | GST
1039 | MRGNAG_1G | GGT
1040 | MRGNBG_2G | GGT
1041 | MRGNCG_3G | GGT
1042 | MRGNDG_4G | GGT
1043 | MRGNEG_5G | GGT
1044 | MRGNFG_6G | GGT
1045 | CALENG1G_1G | Cogen
1046 | CALENG2G_2G | Cogen
1047 | CALENG3G_3G | Cogen
1058 | LONGSHORE_5 | Wind
1058 | LONGSHORE_5 | Wind
1061 | CIELOGEN_1G | Wind
1062 | CIELOGEN_2G | Wind
1068 | SCURRYCW_1G | Wind
1069 | KINDERMG_1G | Cogen
1070 | KINDERMG_2G | Cogen
1071 | KINDERMG_3G | Cogen
1073 | SCURRYCW_2G | Wind
1320 | BSP 1 | Cogen
1326 | STANTONW_8 | Wind
1327 | WILDHRSE_1G | Wind
1328 | OCOTILLO_1G | Wind
1333 | MCDDONAL_8 | Wind
1343 | TRENTIPP_8 | Wind
1349 | WESTXWIN_1G | Wind
1350 | NWPWRG1_1G | Wind
1354 | AEPWIND_8 | Wind
1360 | GUNSIGHT_8 | Wind
1416 | SWETWATR_1G | CC
1417 | SWETWATR_2G | CC
1418 | SWETWATR_3G | CC
1419 | SWETWATR_4G | CC
1432 | GRHAMSES_2G | GST
1433 | GRHAMSES_1G | GST
1437 | MESQUITW_1G | Wind
1438 | MESQUITW_2G | Wind
1442 | COKFIELD_5 | Wind
1453 | WCPWRCO_1G | CC
1454 | WCPWRCO_2G | CC
1455 | WCPWRCO_3G | CC
1479 | WFCOGEN_1G | Cogen
1479 | WFCOGEN_1G | Cogen
1482 | WFCOGEN_2G | Cogen
1482 | WFCOGEN_2G | Cogen
1600 | BARTNWND_1G | Wind
1643 | SLSTR1PP_1G | Wind
1675 | PEC_1G | Cogen
1676 | PEC_2G | Cogen
1677 | PEC_3G | Cogen
1678 | LAMARPWR_1G | CC
1679 | LAMARPWR_2G | CC
1680 | LAMARPWR_3G | CC
1681 | LAMARPWR_4G | CC
1682 | LAMARPWR_5G | CC
1683 | LAMARPWR_6G | CC
1687 | VALLEY_1G | GST
1688 | VALLEY_2G | GSC
1689 | VALLEY_3G | GST
1701 | MOSES_1G | LIGCO
1702 | MOSES_2G | LIGCO
1703 | MOSES_3G | LIGCO
1861 | EAGLEMNT_1G | GST
1862 | EAGLEMNT_2G | GST
1863 | EAGLEMNT_3G | GST
1877 | WLFHOLW_1G | CC
1878 | WLFHOLW_2G | CC
1879 | WLFHOLW_3G | CC
1889 | DECRDOVA_1G | GSC
1892 | DECRDOVA_2G | GGT
1893 | DECRDOVA_3G | GGT
1894 | DECRDOVA_4G | GGT
1895 | DECRDOVA_5G | GGT
1898 | COMCHEPK_1G | Nuc
1899 | COMCHEPK_2G | Nuc
1937 | MDLTHELP_5G | CC
1938 | MDLTHELP_6G | CC
1941 | MDLTHELP_1G | CC
1942 | MDLTHELP_2G | CC
1943 | MDLTHELP_3G | CC
1944 | MDLTHELP_4G | CC
1947 | HANDLEY_3G | GST
1948 | HANDLEY_4G | GST
1949 | HANDLEY_5G | GST
2371 | COLLIN_1G | GST
2381 | NTHLK1_G | GST
2382 | NTHLK2_G | GST
2383 | NTHLK3_G | GST
2413 | MTCK6_G | GST
2414 | MTCK7_G | GST
2417 | MTCK8_G | GSC
2451 | LKHB1_G | GST
2452 | LKHB2_G | GST
3097 | MARTLAKE_1G | LIGCO
3098 | MARTLAKE_2G | LIGCO
3099 | MARTLAKE_3G | LIGCO
3107 | STRYKER_1G | GST
3108 | STRYKER_2G | GST
3126 | TRINIDAD_6G | GST
3309 | ASPN_G | Bio
3348 | CHAMPION_1G | Cogen
3381 | BBRN_1G | LIGCO
3382 | BBRN_2G | LIGCO
3403 | THOUSE_1G | GSC
3404 | THOUSE_2G | GSC
3416 | LAKE_CRK1_G | GST
3417 | LAKE_CRK2_G | GST
3432 | SANDOW_4G | LIGCO
5026 | BRAUNIG_VHB1 | GST
5027 | BRAUNIG_VHB2 | GST
5028 | BRAUNIG_VHB3 | GST
5111 | CALAVER_JTD1 | LIGCO
5112 | CALAVER_JTD2 | LIGCO
5264 | LEON_LCP3G3 | GST
5265 | LEON_LCP4G4 | GST
5266 | LEON_LCPCT1 | GGT
5267 | LEON_LCPCT2 | GGT
5268 | LEON_LCPCT3 | GGT
5269 | LEON_LCPCT4 | GGT
5396 | CALAVER_OWS1 | GST
5397 | CALAVER_OWS2 | GST
5401 | CALAVER_JKS1 | LIGCO
5436 | TUTTL_WBT1G1 | GST
5438 | TUTTL_WBT3G3 | GST
5439 | TUTTL_WBT4G4 | GST
5476 | BRA_AVR1_CT1 | CC
5477 | BRA_AVR1_ST | CC
5478 | BRA_AVR1_CT2 | CC
5503 | RAYBURNGEN3 | GST
5505 | RAYBURNGEN1 | GGT
5506 | RAYBURNGEN2 | GGT
5508 | RAYBURNCC9 | CC
5509 | RAYBURNCC10 | CC
5511 | RAYBURNCC7 | CC
5512 | RAYBURNCC8 | CC
5728 | FALCONHYDRO2 | Hydro
5729 | FALCONHYDRO3 | Hydro
5890 | PEARSALLGEN1 | GST
5891 | PEARSALLGEN2 | GST
5892 | PEARSALLGEN3 | GST
5903 | SANMIGUELGEN | LIGCO
5911 | STP_GN1___1 | Nuc
5912 | STP_GN2___2 | Nuc
5920 | WELSHDC1 | DCTie
5925 | DCEAST | DCTie
5932 | SI_RAY9 | CC
5933 | SI_RAY6 | GST
5934 | SI_RAY5 | GST
5935 | SI_RAY10 | CC
6016 | SWMESA | Wind
6096 | NORTHDC7 | DCTie
6100 | OKLA7A | DCTie
6144 | MCADOO1A | Wind
6407 | TURKTRAK1A | Wind
6637 | SNYDERW1A | Wind
6752 | OKLA0A | LIGCO
6948 | DENISNDM | Hydro
6948 | DENISNDM | Hydro
7000 | L_FERGUS1_1Y | GSC
7004 | L_SIMGID1_1Y | GST
7005 | L_SIMGID1_2Y | GST
7006 | L_SIMGID1_3Y | GST
7007 | L_LOSTPI1_1Y | CC
7008 | L_LOSTPI1_2Y | CC
7009 | L_LOSTPI1_3Y | CC
7010 | L_FPPYD11_1Y | LIGCO
7011 | L_FPPYD11_2Y | LIGCO
7012 | L_FPPYD21_3Y | LIGCO
7014 | L_HAYSEN1_1Y | CC
7015 | L_HAYSEN1_2Y | CC
7016 | L_HAYSEN1_3Y | CC
7017 | L_HAYSEN1_4Y | CC
7020 | L_AUSTPL1_1Y | Hydro
7020 | L_AUSTPL1_1Y | Hydro
7022 | L_BUCHAN1_1Y | Hydro
7023 | L_BUCHAN1_2Y | Hydro
7024 | L_BUCHAN1_3Y | Hydro
7026 | L_INKSDA1_1Y | Hydro
7028 | L_MARBFA1_1Y | Hydro
7029 | L_MARBFA1_2Y | Hydro
7031 | L_MARSFO1G1Y | Hydro
7032 | L_MARSFO1G2Y | Hydro
7033 | L_MARSFO1G3Y | Hydro
7035 | L_WIRTZ_1G1Y | Hydro
7036 | L_WIRTZ_1G2Y | Hydro
7038 | L_DELAWA1_1Y | Wind
7038 | L_DELAWA1_1Y | Wind
7303 | L_WPPGS12_1Y | GGT
7303 | L_WPPGS12_1Y | GGT
7305 | L_WPPGS34_1Y | GGT
7305 | L_WPPGS34_1Y | GGT
7487 | L_CANYHY8_1Y | Hydro
7605 | L_MCQUEE9_1Y | Hydro
7605 | L_MCQUEE9_1Y | Hydro
7605 | L_MCQUEE9_1Y | Hydro
7609 | L_SCHUMA8_1Y | Hydro
7624 | L_LAKEWO9_1Y | Hydro
7624 | L_LAKEWO9_1Y | Hydro
7800 | L_GUADGE1_1Y | CC
7801 | L_GUADGE1_2Y | CC
7802 | L_GUADGE1_3Y | CC
7803 | L_GUADGE1_4Y | CC
7804 | L_GUADGE1_5Y | CC
7805 | L_GUADGE1_6Y | CC
7807 | L_BASTEN1_1Y | CC
7808 | L_BASTEN1_2Y | CC
7809 | L_BASTEN1_3Y | CC
7810 | L_RIONOG1G1Y | CC
7811 | L_RIONOG1G2Y | CC
7812 | L_RIONOG1G3Y | CC
7813 | L_RIONOG1S1Y | CC
8032 | AMISTADHYD1 | Hydro
8033 | AMISTADHYD2 | Hydro
8048 | FALCONHYDRO1 | Hydro
8066 | DUP1V#1 | Cogen
8134 | FOR #1 | Cogen
8138 | FOR #2 | Cogen
8139 | JOS #1 | GST
8147 | UCAR #2 | Cogen
8148 | UCAR #1 | Cogen
8153 | FOR #3 | Cogen
8154 | FOR #4 | Cogen
8155 | FOR #5 | Cogen
8156 | FOR #6 | Cogen
8157 | FOR #7 | Cogen
8161 | COLETO0A | LIGCO
8173 | VICEC51A | CC
8174 | VICEC61A | CC
8189 | CUECPL2A | Cogen
8262 | ELPS | Hydro
8285 | LAR #1 | GST
8287 | LAR #2 | GST
8288 | LAR #3 | GST
8388 | BATES0A | GST
8393 | BATES0B | GST
8437 | NUECES_B0C | GST
8438 | NUECES_B0B | GST
8442 | NBEC7 | GST
8442 | NBEC7 | GST
8456 | COSW#1 | Cogen
8457 | COSW#2 | Cogen
8459 | B_DAVIS0B | GSC
8460 | B_DAVIS0A | GSC
8461 | KOCH_UP0A | Cogen
8506 | VAL #1 | Cogen
8507 | VAL #2 | Cogen
8511 | OXY_CC0A | Cogen
8517 | CELANEBI0A | Cogen
8560 | CNOPGT1 | Cogen
8561 | CNOPGT2 | Cogen
8562 | CNOPST1 | Cogen
8926 | LGE_GT10A | Cogen
8927 | LGE_GT20A | Cogen
8928 | LGE_STG0A | Cogen
8930 | ICPGN10A | Cogen
8931 | ICPGN20A | Cogen
8932 | ICPGN30A | Cogen
8933 | FGNTS001 | CC
8934 | FGNTS101 | CC
8935 | FGNTS201 | CC
8936 | MVGN#1 | CC
8937 | MVGN#2 | CC
8938 | MVGN#3 | CC
8981 | HECN1 | CC
8982 | HECN2 | CC
8983 | HECN3 | CC
9000 | DECKR_G1 | GST
9001 | DECKR_G2 | GST
9002 | DECKR_G3 | GGT
9003 | DECKR_G4 | GGT
9004 | DECKR_G5 | GGT
9005 | DECKR_G6 | GGT
9016 | SANDH_G1 | GGT
9017 | SANDH_G2 | GGT
9018 | SANDH_G3 | GGT
9019 | SANDH_G4 | GGT
9020 | SANDHG5A | CC
9021 | SANDHG5C | CC
11001 | NAV1CT | CC
11009 | NAV2CT | CC
11011 | NAV3ST | CC
11012 | NAV4CT | CC
11013 | NAV5CT | CC
11014 | NAV6ST | CC
11020 | TIEHVSG_1G | CC
11021 | TIEHVCG_1G | CC
11022 | TIEHVCG_2G | CC
11023 | TIEHVCG_3G | CC
11024 | TIEHVCG_4G | CC
11025 | TIEHVSG_2G | CC
11056 | ROSCOE_1G | Wind
11057 | CHAMPION_1G | Wind
11058 | PYRON_1G | Wind
11059 | INADALE_1G | Wind
11065 | ELBOWCK_1G | Wind
11147 | NOTREES_1G | Wind
11309 | BULLCREK_2G | Wind
11310 | BULLCREK_1G | Wind
11320 | COYOTE_1G | Wind
11691 | KMICHICT1_G | CC
11692 | KMICHICT2_G | CC
11693 | KMICHIST3_G | CC
11694 | KMICHICT4_G | CC
11695 | KMICHICT5_G | CC
11696 | KMICHIST6_G | CC
12322 | ENNSTRAC_1G | CC
12323 | ENNSTRAC_2G | CC
12411 | FPLEFR1A_G | CC
12412 | FPLEFR1B_G | CC
12413 | FPLEFR1C_G | CC
12414 | FPLEFR1S_G | CC
12421 | FPLEFR2A_G | CC
12422 | FPLEFR2B_G | CC
12423 | FPLEFR2C_G | CC
12424 | FPLEFR2S_G | CC
12440 | PARKD_1SVC8 | GST
12449 | PARKD_2SVC8 | GST
13116 | TGATEWAY_1G | CC
13117 | TGATEWAY_2G | CC
13118 | TGATEWAY_3G | CC
13119 | TGATEWAY_4G | CC
13131 | CALFREST_1G | CC
13132 | CALFREST_2G | CC
13133 | CALFREST_3G | CC
13134 | CALFREST_4G | CC
13135 | CALFREST_5G | CC
13136 | CALFREST_6G | CC
13432 | SANDOW_5G | LIGCO
32798 | BRYN_TAMUGEN | GST
32883 | BRYN_DNSBY3 | GST
32884 | BRYN_DNSBY13 | GST
32886 | BRYN_ATKINS3 | GST
32887 | BRYN_ATKINS6 | GST
32888 | BRYN_ATKINS7 | GGT
32890 | BRYN_ATKINS4 | GST
32891 | BRYN_ATKINS5 | GST
32892 | BRYN_DNSBY14 | GST
36998 | RDCNYNG1 | Wind
38332 | TNWDWRDU2_8 | Wind
38437 | TNSRBNMESA9 | Wind
38580 | TNBP_CGN1_8 | Cogen
38590 | TNBP_CGN2_8 | Cogen
38600 | TNBP_CGN3_8 | Cogen
38611 | TNBPAMCG1_8 | Cogen
38612 | TNBPAMCG2_8 | Cogen
38613 | TNBPAMCG3_8 | Cogen
38614 | TNBPAMCG4_8 | Cogen
38615 | TNBPAMCG5_8 | Cogen
38690 | TNBP_CGN4_8 | Cogen
38711 | TNTXCTY1CG8 | Cogen
38712 | TNTXCTY2CG8 | Cogen
38713 | TNTXCTY3CG8 | Cogen
38714 | TNTXCTY4CG8 | Cogen
39190 | TNSLCGN1__8 | Cogen
39470 | TNDOWCGNSG8 | Cogen
39480 | TNDOWCGNGG8 | Cogen
39760 | TNSCLP1___8 | Cogen
39770 | TNSCLP2___8 | Cogen
39775 | TNSCLP4___8 | Cogen
39790 | TNSCLP3___8 | Cogen
39960 | TNTNPONE_18 | LIGCO
39970 | TNTNPONE_28 | LIGCO
48500 | APD_GT1_8005 | Cogen
48510 | AK_GT1__8040 | Cogen
48511 | LPE_GT1_8070 | GGT
48512 | LPE_GT2_8075 | GGT
48513 | LPE_GT3_8080 | GGT
48514 | LPE_GT4_8085 | GGT
48520 | BSF_GT1_8070 | Cogen
48520 | BSF_GT1_8070 | Cogen
48521 | BVE_GT1_GT1 | CC
48522 | BVE_GT2_5035 | CC
48523 | BVE_ST1_GN1 | CC
48531 | BYU_GT1_8075 | Cogen
48532 | BYU_GT2_8055 | Cogen
48533 | BYU_GT3_8060 | Cogen
48534 | BYU_GT4_8065 | Cogen
48551 | CAL_GT1_8045 | Cogen
48552 | CAL_ST1_8000 | Cogen
48561 | CTL_GT2_8130 | Cogen
48562 | CTL_GT3_8135 | Cogen
48563 | CTL_GT4_8140 | Cogen
48564 | CTL_GN1_8145 | Cogen
48565 | CTL_GN2_8155 | Cogen
48581 | CBY_GN1_1 | GSC
48582 | CBY_GN2_2 | GSC
48583 | CBY_GT4_1 | GSC
48584 | CBY_GT4_2 | CC
48585 | CBY_ST4_1 | CC
48591 | CHE_GT2_5030 | Cogen
48593 | CHE_GT1_8015 | Cogen
48594 | CHE_GN4_8025 | Cogen
48595 | BTE_GT2_8075 | CC
48596 | BTE_GT3_8045 | CC
48597 | BTE_GT4_8055 | CC
48598 | BTE_ST1_8070 | CC
48611 | DIB_GT1_8080 | Cogen
48612 | DIB_GT2_8075 | Cogen
48613 | DIB_ST1_8085 | Cogen
48614 | DIB_GT3_8090 | Cogen
48641 | DPEC_GT15040 | CC
48642 | DPEC_GT25025 | CC
48643 | DPEC_GT35010 | CC
48644 | DPEC_GT45070 | CC
48645 | DPEC_ST55065 | CC
48651 | EP_1_2 | Cogen
48651 | EP_1_2 | Cogen
48671 | FTR_GT1_5105 | CC
48672 | FTR_GT2_5110 | CC
48673 | FTR_GT3_5085 | CC
48674 | FTR_CN4_5095 | CC
48690 | GBY_GN5_5 | GSC
48691 | GBY_73741085 | GGT
48691 | GBY_73741085 | GGT
48692 | GBY_81821075 | GGT
48692 | GBY_81821075 | GGT
48693 | GBY_83841065 | GGT
48693 | GBY_83841065 | GGT
48721 | LEG_1___1 | LIGCO
48722 | LEG_2___2 | LIGCO
48730 | MNS_GT | Cogen
48731 | CBE_GT1 | CC
48732 | CBE_GT2 | CC
48733 | CBE_ST12 | CC
48734 | CBE_GT3 | CC
48735 | CBE_GT4 | CC
48736 | CBE_ST34 | CC
48740 | PSG_GN2_8050 | Cogen
48741 | PSG_GT2_8040 | Cogen
48742 | PSG_GT3_8060 | Cogen
48761 | PR_GT1__9040 | Cogen
48772 | PHR_GN2_2 | GSC
48791 | PSA_GT1_8160 | Cogen
48792 | PSA_GT2_8155 | Cogen
48793 | PSA_GT3_8150 | Cogen
48794 | PSA_GT4_8145 | Cogen
48795 | PSA_GT5_8140 | Cogen
48796 | PSA_GN1_8165 | Cogen
48797 | PSA_GT6_8135 | Cogen
48811 | CVC_GT3_5045 | Cogen
48812 | CVC_GT2_5020 | Cogen
48813 | CVC_GT1_5035 | Cogen
48814 | CVC_ST5_5040 | Cogen
48815 | CVC_GT4_8005 | Cogen
48820 | SHELLG1_3015 | Cogen
48821 | SHELLG2 | Cogen
48822 | SHELLG3_3020 | Cogen
48822 | SHELLG3_3020 | Cogen
48841 | SJS_GT1_GT1 | Cogen
48842 | SJS_GT2_GT2 | Cogen
48845 | SOL_GT1 | Solar
48851 | SRB_GN1_1 | GST
48852 | SRB_GN2_2 | GST
48853 | SRB_GN3_3 | GST
48854 | SRB_GN4_4 | GST
48855 | SRB_GT211035 | GGT
48855 | SRB_GT211035 | GGT
48873 | THW_ST3_ST_3 | CC
48874 | THW_ST4_ST_4 | CC
48875 | THW_3132 | CC
48875 | THW_3132 | CC
48877 | THW_3334 | CC
48877 | THW_3334 | CC
48879 | THW_4142 | CC
48879 | THW_4142 | CC
48881 | THW_4344 | CC
48881 | THW_4344 | CC
48883 | THW_GT1_GT_1 | GGT
48885 | THW_5152 | GGT
48885 | THW_5152 | GGT
48886 | THW_5354 | GGT
48886 | THW_5354 | GGT
48887 | THW_5556 | GGT
48887 | THW_5556 | GGT
48911 | TGF_GT1_8000 | Cogen
48921 | WAP_GN1_1 | GST
48922 | WAP_GN2_2 | GST
48923 | WAP_GN3_3 | GST
48924 | WAP_GN4_4 | GSC
48925 | WAP_GN5_5 | LIGCO
48926 | WAP_GN6_6 | LIGCO
48927 | WAP_GN7_7 | LIGCO
48928 | WAP_GN8_8 | LIGCO
48929 | WAPGT21_GT1 | GGT
48940 | WARVUE_GT1 | Cogen
49803 | EXN_15GT | Cogen
49804 | EXN_16GT | Cogen
49805 | EXN_17GT | Cogen
49826 | EXN938GT | Cogen
49828 | EXN941GT | Cogen
49829 | EXN942GT | Cogen
49830 | EXN943GT | Cogen
49831 | EXN944GT | Cogen
49832 | EXN945GT | Cogen
49837 | EXN_GT | Cogen
49838 | EXN_14GT | Cogen
49851 | DOW17000 | Cogen
49858 | DOW38100 | Cogen
49859 | DOW38200 | Cogen
49860 | DOW38300 | Cogen
49862 | DOW39100 | Cogen
49863 | DOW39200 | Cogen
49865 | DOW41000 | Cogen
49866 | DOW42000 | Cogen
49869 | DOW49000 | Cogen
49870 | DOW61000 | Cogen
49871 | DOW62000 | Cogen
49872 | DOW63000 | Cogen
49873 | DOW64000 | Cogen
49876 | DOW65000 | Cogen
49877 | DOW66000 | Cogen
49878 | DOW67000 | Cogen
49882 | DOW81000 | Cogen
49884 | DOW82000 | Cogen
49885 | DOW83000 | Cogen
49886 | DOW84000 | Cogen
58909 | PEARSALLSCG1 | Diesel
58909 | PEARSALLSCG1 | Diesel
58909 | PEARSALLSCG1 | Diesel
58909 | PEARSALLSCG1 | Diesel
58909 | PEARSALLSCG1 | Diesel
58909 | PEARSALLSCG1 | Diesel
58919 | PEARSALLSCG2 | Diesel
58919 | PEARSALLSCG2 | Diesel
58919 | PEARSALLSCG2 | Diesel
58919 | PEARSALLSCG2 | Diesel
58919 | PEARSALLSCG2 | Diesel
58919 | PEARSALLSCG2 | Diesel
58929 | PEARSALLSCG3 | Diesel
58929 | PEARSALLSCG3 | Diesel
58929 | PEARSALLSCG3 | Diesel
58929 | PEARSALLSCG3 | Diesel
58929 | PEARSALLSCG3 | Diesel
58929 | PEARSALLSCG3 | Diesel
58949 | PEARSALLSCG4 | Diesel
58949 | PEARSALLSCG4 | Diesel
58949 | PEARSALLSCG4 | Diesel
58949 | PEARSALLSCG4 | Diesel
58949 | PEARSALLSCG4 | Diesel
58949 | PEARSALLSCG4 | Diesel
60000 | DSKY2 | Wind
60003 | KING_NE1A | Wind
60005 | KING_SE1A | Wind
60007 | KING_SW1A | Wind
60016 | WOODWRD11A | Wind
60017 | ORNNWP1 | Wind
60018 | DSKY1 | Wind
60019 | KING_NW1A | Wind
60057 | CALLAHAN1A | Wind
60058 | BUFF_GAP1A | Wind
60060 | CIRELLO | Wind
60063 | BUFF_GAP1B | Wind
60066 | H_HOLLOW1A | Wind
60068 | HHOLLOW21A | Wind
60070 | HHOLLOW31A | Wind
60072 | HHOLLOW41A | Wind
60081 | WHRLWIND1A | Wind
60201 | RIO DRCS | AVR
60202 | FRNDDRCS | AVR
71051 | L_BITTCR1_1N | Wind
71054 | L_SWEETW1_1N | Wind
71057 | L_SWEETW1_2N | Wind
71059 | L_SWEETW1_3N | Wind
71060 | L_SWEETW1_4N | Wind
71061 | L_SWEETW1_5N | Wind
76031 | L_GASCCR1_1N | Wind
76091 | L_DIVIDE1_1N | Wind
76095 | L_CAPRSI1_1N | Wind
76096 | L_CAPRSI1_2N | Wind
76097 | L_CAPRGE1_1N | Wind
80003 | MILHWYS | AVR
80012 | LAR | DCTie
80051 | FOR #8 | Cogen
80052 | FOR #9 | Cogen
80053 | FOR #10 | Cogen
80080 | GWINDT11A | Wind
80080 | GWINDT11A | Wind
80080 | GWINDT11A | Wind
80080 | GWINDT11A | Wind
80081 | GWINDT21A | Wind
80081 | GWINDT21A | Wind
80081 | GWINDT21A | Wind
80081 | GWINDT21A | Wind
80137 | CSDR89 | DCTie
80137 | CSDR89 | DCTie
80138 | CSDR7 | DCTie
80139 | CSDR56 | DCTie
80139 | CSDR56 | DCTie
80140 | CSDR11 | DCTie
80180 | PNSCALT11A | Wind
80180 | PNSCALT11A | Wind
80181 | PNSCALT21A | Wind
80181 | PNSCALT21A | Wind
80223 | REYSHR G | Cogen
80224 | VISTRONG1 | Cogen
80225 | VISTRONG2 | Cogen
80226 | ALCOA G | Cogen
80227 | AIRCO G | Cogen
80263 | B_DAVIS31A | CC
80264 | B_DAVIS41A | CC
80265 | LARECU40A | GGT
80266 | LARECU50A | GGT
86104 | CID-138 | DCTie
86105 | CID-230 | DCTie
86106 | CUF-230 | DCTie
86107 | CUF-138 | DCTie
88198 | BEEVILLE | AVR
88253 | HAMILTON | BLT
88299 | ZAPATA | BLT
88508 | FALFURRI | AVR