## Set up
Step 1 | Go to the Zones worksheet in this workbook. Make sure that the source and sink zones are set correctly and the "1"s and "-1"s are correct |  | Summary of Key Data points | Value
File Description:
Step 2 | Open Dennis' file that needs to have the data transferred, same file that is listed in cell K27 |  | Number of units | 0
|  |  | Dec PTDF cutoff point | 0
Step 3 | Copy columns J:X from an old Dennis' Sheet to the new sheet (if first round of a new alaysis) |  | Dec PTDF cutoff unit | Name of Bus
|  |  | Dec 10% unit | Name of Bus
Step 4 | Mark the contingencies and monitored element set by a "y" in column K of Dennis' sheet, if there are a match on the filename use something to make unique |  | Dec max cumltv zone impact - cumltv zone share | 0
|  |  | Dec max cumltv zone impact - cumltv zone share pt | 0
Step 5 | Enter Dennis' file name into cell K27 |  | Dec max cumltv zone impact - cumltv zone share unit | 0
|  |  | South Zonal weighted AWGSF | 0.11764
Step 6 | click the step one button |  | North Zonal weighted AWGSF | -0.08453
|  |  | Inc PTDF cutoff point | 0
Step 7 | Enter the line ratings in Dennis' workbook, the Input worksheet, in the cells |  | Inc PTDF cutoff unit | Name of Bus
| X6:X30, or to the end of the selected list. |  | Inc 10% unit | Name of Bus
|  |  | Inc max cumltv zone impact - cumltv zone share | 0
Step 8 | Check to see that the number of generators in Dennis' file matches the length |  | Inc max cumltv zone impact - cumltv zone share pt | 0
| of the formulas in columns L:V (Distributed Slack - Dec) have been copied through to the apporpriate number of rows |  | Inc max cumltv zone impact - cumltv zone share unit | 0
| If Dennis' sheet data is less than this file then clear any old unit data in columns A:K of this workbook to match the correct leng |  | South Zonal weighted AWGSF | 0.11764
| It is only necessary to match the Distributed Slack - Dec worksheet. |  | North Zonal weighted AWGSF | -0.08453
|  |  | Min of zone correlation | 0.084041
Step 9 | Click the step 2 button |  | Bounary gen in North Zone | 0
| The last file saved will still be open, yopu will need to close this file. |  | Bounary gen in soucre zone as % of line | 0%
| This sheet willno longer be open. |  | Bounary gen in South Zone | 0
|  |  | Bounary gen in soucre zone as % of line | 0
|  |  | OL element line rating | 1072
|  |  | South Zonal weighted AWGSF | 0.12167
|  | SN_043009automation.xls | North Zonal weighted AWGSF | -0.084041
Copy Dennis' data step 1
Copy Dennis' Data Step 2

## Distributed Slack - Dec
Number of Bus | Name of Bus | ID | Area Name of Gen | AGC | P Sensitivity of Bus | Gen MW | Min MW | Max MW | V Sensitivity of Bus | Set Volt | Tech Type | Zone Impact | Zone Correlation | Inc Max | Dec Max | Souce S.F. Weighting | Souce Capacity | Sink S.F. Weighting | Sink Capacity | PTDF Calc | PTDF Weighting | Cumulative Concentrated Capacity | Cumulative Concentrated Impact
3432 | SANDOW_4G | 4 | South | YES | 0.18582 | 580 | 225 | 580 | 0 | 1.029 | LIGCO | 1 | 0.27035 | 0 | 580 | 107.7779 | 580 |  |  | 0.27035 | 156.8056 | 580 | 156.8056
13432 | SANDOW_5G | 5 | South | YES | 0.18582 | 581 | 225 | 581 | 0 | 1.029 | LIGCO | 1 | 0.27035 | 0 | 581 | 107.9637 | 581 |  |  | 0.27035 | 157.0759 | 1161 | 313.8815
7007 | L_LOSTPI1_1Y | 1 | South | YES | 0.1461 | 158.6 | 110 | 158 | 0 | 1 | CC | 1 | 0.23063 | 158 | 158 | 23.0835 | 158 |  |  | 0.23063 | 36.4393 | 1319 | 350.3208
7008 | L_LOSTPI1_2Y | 2 | South | YES | 0.1461 | 157.7 | 107 | 160 | 0 | 1 | CC | 1 | 0.23063 | 160 | 160 | 23.3757 | 160 |  |  | 0.23063 | 36.9006 | 1479 | 387.2214 | Weighted Shift Factors
7009 | L_LOSTPI1_3Y | 3 | South | YES | 0.1461 | 173.9 | 72 | 175 | 0 | 1 | CC | 1 | 0.23063 | 175 | 175 | 25.5672 | 175 |  |  | 0.23063 | 40.36 | 1654 | 427.5813 | South | 0.11764
7807 | L_BASTEN1_1Y | 1 | South | YES | 0.14419 | 152.5 | 83.5 | 152.5 | 0 | 1.004 | CC | 1 | 0.22872 | 152.5 | 152.5 | 21.9884 | 152.5 |  |  | 0.22872 | 34.8793 | 1806.5 | 462.4606 | North | -0.08453
7808 | L_BASTEN1_2Y | 1 | South | YES | 0.14419 | 149.5 | 83.5 | 149.5 | 0 | 1.004 | CC | 1 | 0.22872 | 149.5 | 149.5 | 21.5558 | 149.5 |  |  | 0.22872 | 34.1931 | 1956 | 496.6537 |  | 0.20217
7809 | L_BASTEN1_3Y | 1 | South | YES | 0.14419 | 232.6 | 42 | 232.6 | 0 | 1.004 | CC | 1 | 0.22872 | 232.6 | 232.6 | 33.5377 | 232.6 |  |  | 0.22872 | 53.1994 | 2188.6 | 549.8532
7010 | L_FPPYD11_1Y | 1 | South | YES | 0.12897 | 547.4 | 200 | 606 | 0 | 1.02 | LIGCO | 1 | 0.2135 | 0 | 606 | 78.154 | 606 |  |  | 0.2135 | 129.3795 |  |  | Line Cap | 1072
7011 | L_FPPYD11_2Y | 2 | South | YES | 0.12897 | 552.2 | 200 | 598 | 0 | 1.02 | LIGCO | 1 | 0.2135 | 0 | 598 | 77.1223 | 598 |  |  | 0.2135 | 127.6715 |  |  | Conc Gen | 2188.6
7012 | L_FPPYD21_3Y | 3 | South | YES | 0.12883 | 427.5 | 200 | 436 | 0 | 1.02 | LIGCO | 1 | 0.21336 | 0 | 436 | 56.1716 | 436 |  |  | 0.21336 | 93.0269 |  |  | Weighted Imp. | 549.8532
7004 | L_SIMGID1_1Y | 1 | South | YES | 0.12826 | 132 | 40 | 132 | 0 | 1.02 | GST | 1 | 0.2128 | 132 | 132 | 16.931 | 132 |  |  | 0.2128 | 28.089 |  |  | PTDF | 0.25124
7005 | L_SIMGID1_2Y | 2 | South | YES | 0.12826 | 133 | 32 | 139 | 0 | 1.02 | GST | 1 | 0.2128 | 139 | 139 | 17.8288 | 139 |  |  | 0.2128 | 29.5786
7006 | L_SIMGID1_3Y | 3 | South | YES | 0.12826 | 324.9 | 60 | 329 | 0 | 1.02 | GST | 1 | 0.2128 | 329 | 329 | 42.1992 | 329 |  |  | 0.2128 | 70.0097 |  |  | Concentration | 1.2427
9002 | DECKR_G3 | 3 | South | YES | 0.12748 | 0 | 24 | 42 |  | 1.015 | GGT | 1 | 0.21201 | 42 | 42 | 5.354 | 42 |  |  | 0.21201 | 8.9043
9003 | DECKR_G4 | 4 | South | YES | 0.12748 | 44 | 24 | 44 | 0 | 1.015 | GGT | 1 | 0.21201 | 44 | 44 | 5.6089 | 44 |  |  | 0.21201 | 9.3283 |  |  |  | Pass
9004 | DECKR_G5 | 5 | South | YES | 0.12748 | 44 | 24 | 44 | 0 | 1.015 | GGT | 1 | 0.21201 | 44 | 44 | 5.6089 | 44 |  |  | 0.21201 | 9.3283
9005 | DECKR_G6 | 6 | South | YES | 0.12748 | 44 | 24 | 47 | 0 | 1.015 | GGT | 1 | 0.21201 | 47 | 47 | 5.9914 | 47 |  |  | 0.21201 | 9.9643
9016 | SANDH_G1 | 1 | South | YES | 0.12628 | 45 | 2 | 49 | 0 | 1.0175 | GGT | 1 | 0.21081 | 49 | 49 | 6.1879 | 49 |  |  | 0.21081 | 10.3299
9017 | SANDH_G2 | 2 | South | YES | 0.12628 | 45 | 2 | 46 | 0 | 1.0175 | GGT | 1 | 0.21081 | 46 | 46 | 5.8091 | 46 |  |  | 0.21081 | 9.6975
9018 | SANDH_G3 | 3 | South | YES | 0.12628 | 45 | 2 | 46 | 0 | 1.0175 | GGT | 1 | 0.21081 | 46 | 46 | 5.8091 | 46 |  |  | 0.21081 | 9.6975
9019 | SANDH_G4 | 4 | South | YES | 0.12628 | 0 | 2 | 47 |  | 1.0175 | GGT | 1 | 0.21081 | 47 | 47 | 5.9353 | 47 |  |  | 0.21081 | 9.9083
9020 | SANDHG5A | 5A | South | YES | 0.12628 | 150 | 84 | 155 | 0 | 1.0175 | CC | 1 | 0.21081 | 155 | 155 | 19.574 | 155 |  |  | 0.21081 | 32.6762
9021 | SANDHG5C | 5C | South | YES | 0.12628 | 140 | 0 | 148 | 0 | 1.0175 | CC | 1 | 0.21081 | 148 | 148 | 18.69 | 148 |  |  | 0.21081 | 31.2005
9000 | DECKR_G1 | 1 | South | YES | 0.1253 | 280 | 50 | 321 | 0 | 1.015 | GST | 1 | 0.20983 | 321 | 321 | 40.2216 | 321 |  |  | 0.20983 | 67.3559
9001 | DECKR_G2 | 2 | South | YES | 0.1253 | 400 | 50 | 426 | 0 | 1.015 | GST | 1 | 0.20983 | 426 | 426 | 53.3782 | 426 |  |  | 0.20983 | 89.3882
7303 | L_WPPGS12_1Y | 1 | South | YES | 0.12287 | 50 | 0 | 50 | 0 | 1.025 | GGT | 1 | 0.2074 | 50 | 50 | 6.1436 | 50 |  |  | 0.2074 | 10.3701
7303 | L_WPPGS12_1Y | 2 | South | YES | 0.12287 | 50 | 0 | 50 | 0 | 1.025 | GGT | 1 | 0.2074 | 50 | 50 | 6.1436 | 50 |  |  | 0.2074 | 10.3701
7305 | L_WPPGS34_1Y | 3 | South | YES | 0.12287 | 50 | 0 | 50 | 0 | 1.025 | GGT | 1 | 0.2074 | 50 | 50 | 6.1436 | 50 |  |  | 0.2074 | 10.3701
7305 | L_WPPGS34_1Y | 4 | South | YES | 0.12287 | 50 | 0 | 50 | 0 | 1.025 | GGT | 1 | 0.2074 | 50 | 50 | 6.1436 | 50 |  |  | 0.2074 | 10.3701
7014 | L_HAYSEN1_1Y | 1 | South | YES | 0.12233 | 223.9 | 74 | 223.9 | 0 | 1.008 | CC | 1 | 0.20686 | 223.9 | 223.9 | 27.3892 | 223.9 |  |  | 0.20686 | 46.3156
7015 | L_HAYSEN1_2Y | 2 | South | YES | 0.12233 | 225 | 74 | 225 | 0 | 1.008 | CC | 1 | 0.20686 | 225 | 225 | 27.5238 | 225 |  |  | 0.20686 | 46.5432
7016 | L_HAYSEN1_3Y | 3 | South | YES | 0.12233 | 224.6 | 74 | 224.6 | 0 | 1.008 | CC | 1 | 0.20686 | 224.6 | 224.6 | 27.4749 | 224.6 |  |  | 0.20686 | 46.4604
7017 | L_HAYSEN1_4Y | 4 | South | YES | 0.12233 | 226.7 | 74 | 226.7 | 0 | 1.008 | CC | 1 | 0.20686 | 226.7 | 226.7 | 27.7318 | 226.7 |  |  | 0.20686 | 46.8948
7020 | L_AUSTPL1_1Y | 2 | South | YES | 0.12218 | 0 | 0 | 8 |  | 1 | Hydro | 1 | 0.20671 | 0 | 0 | 0 | 0 |  |  | 0.20671 | 0
7020 | L_AUSTPL1_1Y | 1 | South | YES | 0.12218 | 0 | 0 | 8 |  | 1 | Hydro | 1 | 0.20671 | 0 | 0 | 0 | 0 |  |  | 0.20671 | 0
7487 | L_CANYHY8_1Y | 1 | South | YES | 0.1181 | 0 | 0 | 6 |  | 1 | Hydro | 1 | 0.20263 | 0 | 0 | 0 | 0 |  |  | 0.20263 | 0
7810 | L_RIONOG1G1Y | 1 | South | YES | 0.11802 | 148 | 0 | 148 | 0 | 1.02 | CC | 1 | 0.20255 | 148 | 148 | 17.4667 | 148 |  |  | 0.20255 | 29.9772
7811 | L_RIONOG1G2Y | 2 | South | YES | 0.11802 | 148 | 0 | 148 | 0 | 1.02 | CC | 1 | 0.20255 | 148 | 148 | 17.4667 | 148 |  |  | 0.20255 | 29.9772
7812 | L_RIONOG1G3Y | 3 | South | YES | 0.11802 | 154 | 0 | 154 | 0 | 1.02 | CC | 1 | 0.20255 | 154 | 154 | 18.1748 | 154 |  |  | 0.20255 | 31.1925
7813 | L_RIONOG1S1Y | 4 | South | YES | 0.11802 | 293 | 0 | 293 | 0 | 1.02 | CC | 1 | 0.20255 | 293 | 293 | 34.5793 | 293 |  |  | 0.20255 | 59.3467
7605 | L_MCQUEE9_1Y | 2 | South | YES | 0.11591 | 0 | 0 | 2.4 |  | 1.025 | Hydro | 1 | 0.20044 | 0 | 0 | 0 | 0 |  |  | 0.20044 | 0
7605 | L_MCQUEE9_1Y | 1 | South | YES | 0.11591 | 0 | 0 | 2.4 |  | 1.025 | Hydro | 1 | 0.20044 | 0 | 0 | 0 | 0 |  |  | 0.20044 | 0
7605 | L_MCQUEE9_1Y | 3 | South | YES | 0.11591 | 0 | 0 | 2.8 |  | 1.025 | Hydro | 1 | 0.20044 | 0 | 0 | 0 | 0 |  |  | 0.20044 | 0
7609 | L_SCHUMA8_1Y | 1 | South | YES | 0.11522 | 0 | 0 | 4 |  | 1 | Hydro | 1 | 0.19975 | 0 | 0 | 0 | 0 |  |  | 0.19975 | 0
7800 | L_GUADGE1_1Y | 1 | South | YES | 0.11405 | 147 | 30 | 147 | 0 | 1.02 | CC | 1 | 0.19858 | 147 | 147 | 16.7656 | 147 |  |  | 0.19858 | 29.1916
7801 | L_GUADGE1_2Y | 2 | South | YES | 0.11405 | 138 | 30 | 138 | 0 | 1.02 | CC | 1 | 0.19858 | 138 | 138 | 15.7392 | 138 |  |  | 0.19858 | 27.4044
7802 | L_GUADGE1_3Y | 3 | South | YES | 0.11405 | 146 | 30 | 146 | 0 | 1.02 | CC | 1 | 0.19858 | 146 | 146 | 16.6516 | 146 |  |  | 0.19858 | 28.993
7803 | L_GUADGE1_4Y | 4 | South | YES | 0.11405 | 149 | 30 | 149 | 0 | 1.02 | CC | 1 | 0.19858 | 149 | 149 | 16.9937 | 149 |  |  | 0.19858 | 29.5888
7804 | L_GUADGE1_5Y | 5 | South | YES | 0.11405 | 182 | 30 | 182 | 0 | 1.02 | CC | 1 | 0.19858 | 182 | 182 | 20.7575 | 182 |  |  | 0.19858 | 36.142
7805 | L_GUADGE1_6Y | 6 | South | YES | 0.11405 | 203 | 30 | 203 | 0 | 1.02 | CC | 1 | 0.19858 | 203 | 203 | 23.1526 | 203 |  |  | 0.19858 | 40.3122
7624 | L_LAKEWO9_1Y | 1 | South | YES | 0.11344 | 0 | 0 | 2.4 |  | 1 | Hydro | 1 | 0.19797 | 0 | 0 | 0 | 0 |  |  | 0.19797 | 0
7624 | L_LAKEWO9_1Y | 2 | South | YES | 0.11344 | 0 | 0 | 2.4 |  | 1 | Hydro | 1 | 0.19797 | 0 | 0 | 0 | 0 |  |  | 0.19797 | 0
5436 | TUTTL_WBT1G1 | 1 | South | YES | 0.11085 | 48.8 | 20 | 61 | 0 | 1.012 | GST | 1 | 0.19538 | 61 | 61 | 6.7618 | 61 |  |  | 0.19538 | 11.9182
5438 | TUTTL_WBT3G3 | 3 | South | YES | 0.11085 | 95 | 25 | 95 | 0 | 1.012 | GST | 1 | 0.19538 | 95 | 95 | 10.5307 | 95 |  |  | 0.19538 | 18.5611
5439 | TUTTL_WBT4G4 | 4 | South | YES | 0.11085 | 120.8 | 40 | 151 | 0 | 1.012 | GST | 1 | 0.19538 | 151 | 151 | 16.7384 | 151 |  |  | 0.19538 | 29.5024
5111 | CALAVER_JTD1 | 1 | South | YES | 0.11041 | 430 | 80 | 430 | 0 | 1.0138 | LIGCO | 1 | 0.19494 | 0 | 430 | 47.475 | 430 |  |  | 0.19494 | 83.8231
5112 | CALAVER_JTD2 | 2 | South | YES | 0.11041 | 430 | 80 | 430 | 0 | 1.0138 | LIGCO | 1 | 0.19494 | 0 | 430 | 47.475 | 430 |  |  | 0.19494 | 83.8231
5396 | CALAVER_OWS1 | 1 | South | YES | 0.11028 | 418 | 80 | 418 | 0 | 1.0192 | GST | 1 | 0.19481 | 418 | 418 | 46.0966 | 418 |  |  | 0.19481 | 81.4303
5397 | CALAVER_OWS2 | 2 | South | YES | 0.11028 | 400 | 80 | 400 | 0 | 1.0192 | GST | 1 | 0.19481 | 400 | 400 | 44.1116 | 400 |  |  | 0.19481 | 77.9238
5476 | BRA_AVR1_CT1 | 1 | South | YES | 0.11019 | 155 | 90 | 155 | 0 | 1.017 | CC | 1 | 0.19472 | 155 | 155 | 17.0791 | 155 |  |  | 0.19472 | 30.1814
5477 | BRA_AVR1_ST1 | 1 | South | YES | 0.11019 | 174 | 138 | 174 | 0 | 1.017 | CC | 1 | 0.19472 | 174 | 174 | 19.1727 | 174 |  |  | 0.19472 | 33.881
5478 | BRA_AVR1_CT2 | 1 | South | YES | 0.11019 | 155 | 90 | 155 | 0 | 1.017 | CC | 1 | 0.19472 | 155 | 155 | 17.0791 | 155 |  |  | 0.19472 | 30.1814
5026 | BRAUNIG_VHB1 | 1 | South | YES | 0.11016 | 215 | 40 | 215 | 0 | 1.0192 | GST | 1 | 0.19469 | 215 | 215 | 23.6835 | 215 |  |  | 0.19469 | 41.8576
5027 | BRAUNIG_VHB2 | 2 | South | YES | 0.11016 | 172.8 | 40 | 216 | 0 | 1.0192 | GST | 1 | 0.19469 | 216 | 216 | 23.7937 | 216 |  |  | 0.19469 | 42.0523
5031 | BRA_VHBCT1 | 1 | South | YES | 0.11016 | 44 | 24 | 44 | 0 | 1.0192 | #N/A | 1 | 0.19469 | 44 | 44 | 4.8469 | 44 |  |  | 0.19469 | 8.5662
5032 | BRA_VHBCT2 | 2 | South | YES | 0.11016 | 44 | 24 | 44 | 0 | 1.0192 | #N/A | 1 | 0.19469 | 44 | 44 | 4.8469 | 44 |  |  | 0.19469 | 8.5662
5033 | BRA_VHBCT3 | 3 | South | YES | 0.11016 | 43 | 24 | 43 | 0 | 1.0192 | #N/A | 1 | 0.19469 | 43 | 43 | 4.7367 | 43 |  |  | 0.19469 | 8.3715
5034 | BRA_VHBCT4 | 4 | South | YES | 0.11016 | 45 | 24 | 45 | 0 | 1.0192 | #N/A | 1 | 0.19469 | 45 | 45 | 4.957 | 45 |  |  | 0.19469 | 8.7609
5028 | BRAUNIG_VHB3 | 3 | South | YES | 0.11009 | 407 | 60 | 407 | 0 | 1.0138 | GST | 1 | 0.19462 | 407 | 407 | 44.8066 | 407 |  |  | 0.19462 | 79.2105
5401 | CALAVER_JKS1 | 1 | South | YES | 0.10992 | 562 | 100 | 562 | 0 | 1.018 | LIGCO | 1 | 0.19445 | 0 | 562 | 61.7773 | 562 |  |  | 0.19445 | 109.2834
5264 | LEON_LCP3G3 | 3 | South | YES | 0.10941 | 0 | 20 | 58 |  | 1.0197 | GST | 1 | 0.19394 | 58 | 58 | 6.3455 | 58 |  |  | 0.19394 | 11.2483
5265 | LEON_LCP4G4 | 4 | South | YES | 0.10941 | 71.2 | 25 | 89 | 0 | 1.0197 | GST | 1 | 0.19394 | 89 | 89 | 9.7371 | 89 |  |  | 0.19394 | 17.2603
5266 | LEON_LCPCT1 | 1 | South | YES | 0.10941 | 44 | 24 | 44 | 0 | 1.0197 | GGT | 1 | 0.19394 | 44 | 44 | 4.8139 | 44 |  |  | 0.19394 | 8.5332
5267 | LEON_LCPCT2 | 2 | South | YES | 0.10941 | 44 | 24 | 44 | 0 | 1.0197 | GGT | 1 | 0.19394 | 44 | 44 | 4.8139 | 44 |  |  | 0.19394 | 8.5332
5268 | LEON_LCPCT3 | 3 | South | YES | 0.10941 | 43 | 24 | 43 | 0 | 1.0197 | GGT | 1 | 0.19394 | 43 | 43 | 4.7045 | 43 |  |  | 0.19394 | 8.3393
5269 | LEON_LCPCT4 | 4 | South | YES | 0.10941 | 45 | 24 | 45 | 0 | 1.0197 | GGT | 1 | 0.19394 | 45 | 45 | 4.9233 | 45 |  |  | 0.19394 | 8.7271
8189 | CUECPL2A | 1 | South | YES | 0.10793 | 12 | 0 | 12 | 0 | 1.02 | Cogen | 1 | 0.19246 | 0 | 0 | 0 | 0 |  |  | 0.19246 | 0
7031 | L_MARSFO1G1Y | 1 | South | YES | 0.1076 | 0 | 0 | 36 |  | 1 | Hydro | 1 | 0.19213 | 0 | 0 | 0 | 0 |  |  | 0.19213 | 0
7032 | L_MARSFO1G2Y | 2 | South | YES | 0.1076 | 0 | 0 | 35 |  | 1 | Hydro | 1 | 0.19213 | 0 | 0 | 0 | 0 |  |  | 0.19213 | 0
7033 | L_MARSFO1G3Y | 3 | South | YES | 0.1076 | 0 | 0 | 36 |  | 1 | Hydro | 1 | 0.19213 | 0 | 0 | 0 | 0 |  |  | 0.19213 | 0
5903 | SANMIGUELGEN | 1 | South | YES | 0.10537 | 396.3 | 180 | 396.3 | 0 | 1.0331 | LIGCO | 1 | 0.1899 | 0 | 396.3 | 41.7565 | 396.3 |  |  | 0.1899 | 75.256
5890 | PEARSALLGEN1 | 1 | South | YES | 0.098423 | 19.2 | 6 | 24 | 0 | 1.0161 | GST | 1 | 0.18295 | 24 | 24 | 2.3622 | 24 |  |  | 0.18295 | 4.3909
5891 | PEARSALLGEN2 | 1 | South | YES | 0.098423 | 19.4 | 6 | 24.3 | 0 | 1.0161 | GST | 1 | 0.18295 | 24.3 | 24.3 | 2.3917 | 24.3 |  |  | 0.18295 | 4.4458
5892 | PEARSALLGEN3 | 1 | South | YES | 0.098423 | 19.1 | 6 | 23.9 | 0 | 1.0161 | GST | 1 | 0.18295 | 23.9 | 23.9 | 2.3523 | 23.9 |  |  | 0.18295 | 4.3726
88198 | BEEVILLE | F | South | YES | 0.098166 | 0 | 0 | 0 | 0 | 1.02 | AVR | 1 | 0.1827 | 0 | 0 | 0 | 0 |  |  | 0.1827 | 0
8161 | COLETO0A | 1 | South | YES | 0.097379 | 633 | 200 | 633 | 0 | 1.03 | LIGCO | 1 | 0.18191 | 0 | 633 | 61.6409 | 633 |  |  | 0.18191 | 115.1487
80080 | GWINDT11A | 2 | South | YES | 0.094285 | 17.7 | 0 | 41 | 0 | 1.025 | Wind | 1 | 0.17882 | 0 | 41 | 3.8657 | 41 |  |  | 0.17882 | 7.3314
80080 | GWINDT11A | 4 | South | YES | 0.094285 | 8.2 | 0 | 19 | 0 | 1.025 | Wind | 1 | 0.17882 | 0 | 19 | 1.7914 | 19 |  |  | 0.17882 | 3.3975
80080 | GWINDT11A | 1 | South | YES | 0.094285 | 40.6 | 0 | 94 | 0 | 1.025 | Wind | 1 | 0.17882 | 0 | 94 | 8.8628 | 94 |  |  | 0.17882 | 16.8087
80080 | GWINDT11A | 3 | South | YES | 0.094285 | 16.4 | 0 | 38 | 0 | 1.025 | Wind | 1 | 0.17882 | 0 | 38 | 3.5828 | 38 |  |  | 0.17882 | 6.795
80081 | GWINDT21A | 1 | South | YES | 0.094285 | 40.6 | 0 | 94 | 0 | 1.025 | Wind | 1 | 0.17882 | 0 | 94 | 8.8628 | 94 |  |  | 0.17882 | 16.8087
80081 | GWINDT21A | 4 | South | YES | 0.094285 | 9.5 | 0 | 22 | 0 | 1.025 | Wind | 1 | 0.17882 | 0 | 22 | 2.0743 | 22 |  |  | 0.17882 | 3.9339
80081 | GWINDT21A | 2 | South | YES | 0.094285 | 15.5 | 0 | 36 | 0 | 1.025 | Wind | 1 | 0.17882 | 0 | 36 | 3.3943 | 36 |  |  | 0.17882 | 6.4374
80081 | GWINDT21A | 3 | South | YES | 0.094285 | 18.6 | 0 | 43 | 0 | 1.025 | Wind | 1 | 0.17882 | 0 | 43 | 4.0543 | 43 |  |  | 0.17882 | 7.6891
80180 | PNSCALT11A | 1 | South | YES | 0.094285 | 63 | 0 | 146 | 0 | 1.025 | Wind | 1 | 0.17882 | 0 | 146 | 13.7656 | 146 |  |  | 0.17882 | 26.1071
80180 | PNSCALT11A | 2 | South | YES | 0.094285 | 21.6 | 0 | 50 | 0 | 1.025 | Wind | 1 | 0.17882 | 0 | 50 | 4.7142 | 50 |  |  | 0.17882 | 8.9408
80181 | PNSCALT21A | 2 | South | YES | 0.094285 | 21.6 | 0 | 50 | 0 | 1.025 | Wind | 1 | 0.17882 | 0 | 50 | 4.7142 | 50 |  |  | 0.17882 | 8.9408
80181 | PNSCALT21A | 1 | South | YES | 0.094285 | 23.7 | 0 | 55 | 0 | 1.025 | Wind | 1 | 0.17882 | 0 | 55 | 5.1857 | 55 |  |  | 0.17882 | 9.8348
8517 | CELANEBI0A | 1 | South | YES | 0.094248 | 29 | 0 | 29 | 0 | 1.02 | Cogen | 1 | 0.17878 | 0 | 0 | 0 | 0 |  |  | 0.17878 | 0
5932 | SI_RAY9 | 9 | South | YES | 0.094234 | 32 | 32 | 38 | 0 | 1.035 | CC | 1 | 0.17876 | 38 | 38 | 3.5809 | 38 |  |  | 0.17876 | 6.793
5933 | SI_RAY6 | 6 | South | YES | 0.094234 | 15.4 | 10 | 19.3 | 0 | 1.035 | GST | 1 | 0.17876 | 19.3 | 19.3 | 1.8187 | 19.3 |  |  | 0.17876 | 3.4502
5935 | SI_RAY10 | 10 | South | YES | 0.094234 | 47 | 10 | 47 | 0 | 1.03 | CC | 1 | 0.17876 | 47 | 47 | 4.429 | 47 |  |  | 0.17876 | 8.4019
80003 | MILHWYS | F | South | YES | 0.094234 | 0 | 0 | 0 | 0 | 1.0168 | AVR | 1 | 0.17876 | 0 | 0 | 0 | 0 |  |  | 0.17876 | 0
8936 | MVGN#1 | 1 | South | YES | 0.094145 | 216.6 | 0 | 216.6 | 0 | 1.0304 | CC | 1 | 0.17868 | 216.6 | 216.6 | 20.3918 | 216.6 |  |  | 0.17868 | 38.7011
8937 | MVGN#2 | 2 | South | YES | 0.094145 | 216.7 | 0 | 216.7 | 0 | 1.0304 | CC | 1 | 0.17868 | 216.7 | 216.7 | 20.4012 | 216.7 |  |  | 0.17868 | 38.719
8938 | MVGN#3 | 3 | South | YES | 0.094145 | 250.9 | 0 | 250.9 | 0 | 1.0304 | CC | 1 | 0.17868 | 250.9 | 250.9 | 23.621 | 250.9 |  |  | 0.17868 | 44.8297
8981 | HECN1 | 1 | South | YES | 0.094145 | 144.8 | 0 | 144.8 | 0 | 1.0304 | CC | 1 | 0.17868 | 144.8 | 144.8 | 13.6322 | 144.8 |  |  | 0.17868 | 25.8722
8982 | HECN2 | 2 | South | YES | 0.094145 | 144.1 | 0 | 144.1 | 0 | 1.0304 | CC | 1 | 0.17868 | 144.1 | 144.1 | 13.5663 | 144.1 |  |  | 0.17868 | 25.7471
8983 | HECN3 | 3 | South | YES | 0.094145 | 171.9 | 0 | 171.9 | 0 | 1.0304 | CC | 1 | 0.17868 | 171.9 | 171.9 | 16.1835 | 171.9 |  |  | 0.17868 | 30.7143
8933 | FGNTS001 | 1 | South | YES | 0.094024 | 146.5 | 0 | 146.5 | 0 | 1.03 | CC | 1 | 0.17855 | 146.5 | 146.5 | 13.7745 | 146.5 |  |  | 0.17855 | 26.1582
8934 | FGNTS101 | 2 | South | YES | 0.094024 | 147.9 | 0 | 147.9 | 0 | 1.03 | CC | 1 | 0.17855 | 147.9 | 147.9 | 13.9061 | 147.9 |  |  | 0.17855 | 26.4082
8935 | FGNTS201 | 3 | South | YES | 0.094024 | 173 | 0 | 173 | 0 | 1.03 | CC | 1 | 0.17855 | 173 | 173 | 16.2662 | 173 |  |  | 0.17855 | 30.8899
8511 | OXY_CC0A | 1 | South | YES | 0.094004 | 30.3 | 0 | 38 |  | 1.027 | Cogen | 1 | 0.17853 | 0 | 0 | 0 | 0 |  |  | 0.17853 | 0
8461 | KOCH_UP0A | 1 | South | YES | 0.094002 | 38 | 0 | 38 | 0 | 1.012 | Cogen | 1 | 0.17853 | 0 | 0 | 0 | 0 |  |  | 0.17853 | 0
8506 | VAL #1 | 1 | South | YES | 0.093929 | 20.9 | 0 | 25 | 0 | 1.0055 | Cogen | 1 | 0.17846 | 0 | 0 | 0 | 0 |  |  | 0.17846 | 0
8507 | VAL #2 | 2 | South | YES | 0.093929 | 20.9 | 0 | 25 | 0 | 1.0055 | Cogen | 1 | 0.17846 | 0 | 0 | 0 | 0 |  |  | 0.17846 | 0
8459 | B_DAVIS0B | MB | South | YES | 0.093887 | 0 | 50 | 339 |  | 1.03 | GSC | 1 | 0.17842 | 0 | 0 | 0 | 0 |  |  | 0.17842 | 0
8460 | B_DAVIS0A | MB | South | YES | 0.093887 | 0 | 50 | 340 |  | 1.03 | GSC | 1 | 0.17842 | 0 | 0 | 0 | 0 |  |  | 0.17842 | 0
8456 | COSW#1 | 1 | South | YES | 0.093797 | 20 | 0 | 20 | 0 | 1.027 | Cogen | 1 | 0.17833 | 0 | 0 | 0 | 0 |  |  | 0.17833 | 0
8457 | COSW#2 | 2 | South | YES | 0.093797 | 14 | 0 | 14 | 0 | 1.027 | Cogen | 1 | 0.17833 | 0 | 0 | 0 | 0 |  |  | 0.17833 | 0
8560 | CNOPGT1 | 1 | South | YES | 0.093758 | 148.3 | 0 | 148.3 | 0 | 1.03 | Cogen | 1 | 0.17829 | 0 | 0 | 0 | 0 |  |  | 0.17829 | 0
8561 | CNOPGT2 | 2 | South | YES | 0.093758 | 148.6 | 0 | 148.6 | 0 | 1.03 | Cogen | 1 | 0.17829 | 0 | 0 | 0 | 0 |  |  | 0.17829 | 0
8562 | CNOPST1 | 3 | South | YES | 0.093758 | 153 | 0 | 153 | 0 | 1.03 | Cogen | 1 | 0.17829 | 0 | 0 | 0 | 0 |  |  | 0.17829 | 0
8173 | VICEC51A | 5 | South | YES | 0.093711 | 144 | 18 | 144 | 0 | 1.025 | CC | 1 | 0.17824 | 144 | 144 | 13.4944 | 144 |  |  | 0.17824 | 25.6668
8174 | VICEC61A | 6 | South | YES | 0.093711 | 188 | 42 | 188 | 0 | 1.025 | CC | 1 | 0.17824 | 188 | 188 | 17.6177 | 188 |  |  | 0.17824 | 33.5094
88508 | FALFURRI | F | South | YES | 0.093676 | 0 | 0 | 0 | 0 | 1 | AVR | 1 | 0.17821 | 0 | 0 | 0 | 0 |  |  | 0.17821 | 0
5728 | FALCONHYDRO2 | 2 | South | YES | 0.093288 | 12 | 0 | 12 | 0 | 1.0227 | Hydro | 1 | 0.17782 | 0 | 0 | 0 | 0 |  |  | 0.17782 | 0
5729 | FALCONHYDRO3 | 3 | South | YES | 0.093288 | 11 | 0 | 11 | 0 | 1.0227 | Hydro | 1 | 0.17782 | 0 | 0 | 0 | 0 |  |  | 0.17782 | 0
8048 | FALCONHYDRO1 | 1 | South | YES | 0.093288 | 12 | 0 | 12 | 0 | 1.0227 | Hydro | 1 | 0.17782 | 0 | 0 | 0 | 0 |  |  | 0.17782 | 0
8926 | LGE_GT10A | 1 | South | YES | 0.093054 | 158 | 0 | 158 | 0 | 1.03 | Cogen | 1 | 0.17758 | 0 | 0 | 0 | 0 |  |  | 0.17758 | 0
8927 | LGE_GT20A | 2 | South | YES | 0.093054 | 153 | 0 | 153 | 0 | 1.03 | Cogen | 1 | 0.17758 | 0 | 0 | 0 | 0 |  |  | 0.17758 | 0
8928 | LGE_STG0A | 3 | South | YES | 0.093054 | 100 | 0 | 100 | 0 | 1.03 | Cogen | 1 | 0.17758 | 0 | 0 | 0 | 0 |  |  | 0.17758 | 0
8930 | ICPGN10A | 1 | South | YES | 0.093054 | 149 | 0 | 149 | 0 | 1.03 | Cogen | 1 | 0.17758 | 0 | 0 | 0 | 0 |  |  | 0.17758 | 0
8931 | ICPGN20A | 2 | South | YES | 0.093054 | 150 | 0 | 150 | 0 | 1.03 | Cogen | 1 | 0.17758 | 0 | 0 | 0 | 0 |  |  | 0.17758 | 0
8932 | ICPGN30A | 3 | South | YES | 0.093054 | 127 | 0 | 127 | 0 | 1.03 | Cogen | 1 | 0.17758 | 0 | 0 | 0 | 0 |  |  | 0.17758 | 0
80223 | REYSHR G | 1 | South | YES | 0.093054 | 12 | 0 | 12 | 0 | 1.032 | Cogen | 1 | 0.17758 | 0 | 0 | 0 | 0 |  |  | 0.17758 | 0
8066 | DUP1V#1 | 1 | South | YES | 0.092887 | 52.3 | 0 | 73 | 0 | 1.01 | Cogen | 1 | 0.17742 | 0 | 0 | 0 | 0 |  |  | 0.17742 | 0
5508 | RAYBURNCC9 | 1 | South | YES | 0.092854 | 47.7 | 18.2 | 47.7 | 0 | 1.0296 | CC | 1 | 0.17738 | 47.7 | 47.7 | 4.4291 | 47.7 |  |  | 0.17738 | 8.4612
5509 | RAYBURNCC10 | 1 | South | YES | 0.092854 | 37.3 | 5.2 | 37.3 | 0 | 1.0296 | CC | 1 | 0.17738 | 37.3 | 37.3 | 3.4635 | 37.3 |  |  | 0.17738 | 6.6164
5511 | RAYBURNCC7 | 1 | South | YES | 0.092854 | 47.5 | 18.2 | 47.5 | 0 | 1.0296 | CC | 1 | 0.17738 | 47.5 | 47.5 | 4.4106 | 47.5 |  |  | 0.17738 | 8.4258
5512 | RAYBURNCC8 | 1 | South | YES | 0.092854 | 49.3 | 18.2 | 49.3 | 0 | 1.0296 | CC | 1 | 0.17738 | 49.3 | 49.3 | 4.5777 | 49.3 |  |  | 0.17738 | 8.7451
88299 | ZAPATA | F | South | YES | 0.092583 | 0 | 0 | 0 | 0 | 1.02 | BLT | 1 | 0.17711 | 0 | 0 | 0 | 0 |  |  | 0.17711 | 0
5503 | RAYBURNGEN3 | 1 | South | YES | 0.092173 | 17.6 | 6 | 22 | 0 | 1.0223 | GST | 1 | 0.1767 | 22 | 22 | 2.0278 | 22 |  |  | 0.1767 | 3.8875
5505 | RAYBURNGEN1 | 1 | South | YES | 0.092173 | 0 | 1 | 11 |  | 1.0223 | GGT | 1 | 0.1767 | 11 | 11 | 1.0139 | 11 |  |  | 0.1767 | 1.9437
5506 | RAYBURNGEN2 | 1 | South | YES | 0.092173 | 0 | 1 | 11 |  | 1.0223 | GGT | 1 | 0.1767 | 11 | 11 | 1.0139 | 11 |  |  | 0.1767 | 1.9437
80012 | LAR | F | South | YES | 0.091562 | 0 | 0 | 0 | 0 | 1.04 | DCTie | 1 | 0.17609 | 0 | 0 | 0 | 0 |  |  | 0.17609 | 0
80265 | LARECU40A | 4 | South | YES | 0.091562 | 80 | 0 | 100 |  | 1.039 | GGT | 1 | 0.17609 | 100 | 100 | 9.1562 | 100 |  |  | 0.17609 | 17.6092
80266 | LARECU50A | 5 | South | YES | 0.091562 | 80 | 0 | 100 |  | 1.039 | GGT | 1 | 0.17609 | 100 | 100 | 9.1562 | 100 |  |  | 0.17609 | 17.6092
80224 | VISTRONG1 | 1 | South | YES | 0.091452 | 13.1 | 0 | 15 | 0 | 1.01 | Cogen | 1 | 0.17598 | 0 | 0 | 0 | 0 |  |  | 0.17598 | 0
80225 | VISTRONG2 | 2 | South | YES | 0.091452 | 20.2 | 0 | 23 | 0 | 1.01 | Cogen | 1 | 0.17598 | 0 | 0 | 0 | 0 |  |  | 0.17598 | 0
80227 | AIRCO G | 1 | South | YES | 0.090921 | 7.2 | 0 | 8 | 0 | 1.0104 | Cogen | 1 | 0.17545 | 0 | 0 | 0 | 0 |  |  | 0.17545 | 0
8147 | UCAR #2 | 10 | South | YES | 0.090689 | 18.2 | 0 | 28 |  | 1 | Cogen | 1 | 0.17522 | 0 | 0 | 0 | 0 |  |  | 0.17522 | 0
8148 | UCAR #1 | 2 | South | YES | 0.090689 | 6.1 | 0 | 7 | 0 | 1.009 | Cogen | 1 | 0.17522 | 0 | 0 | 0 | 0 |  |  | 0.17522 | 0
80137 | CSDR89 | 9 | South | YES | 0.090689 | 0 | 0 | 15 |  | 1.003 | DCTie | 1 | 0.17522 | 0 | 0 | 0 | 0 |  |  | 0.17522 | 0
80137 | CSDR89 | 8 | South | YES | 0.090689 | 33.9 | 0 | 39 |  | 1.003 | DCTie | 1 | 0.17522 | 0 | 0 | 0 | 0 |  |  | 0.17522 | 0
80138 | CSDR7 | 7 | South | YES | 0.090689 | 6.1 | 0 | 7 | 0 | 1.014 | DCTie | 1 | 0.17522 | 0 | 0 | 0 | 0 |  |  | 0.17522 | 0
80139 | CSDR56 | 6 | South | YES | 0.090689 | 0 | 0 | 39 |  | 1.0033 | DCTie | 1 | 0.17522 | 0 | 0 | 0 | 0 |  |  | 0.17522 | 0
80139 | CSDR56 | 5 | South | YES | 0.090689 | 15 | 0 | 15 |  | 1.0033 | DCTie | 1 | 0.17522 | 0 | 0 | 0 | 0 |  |  | 0.17522 | 0
80140 | CSDR11 | 11 | South | YES | 0.090689 | 33.9 | 0 | 39 | 0 | 1.03 | DCTie | 1 | 0.17522 | 0 | 0 | 0 | 0 |  |  | 0.17522 | 0
80226 | ALCOA G | 1 | South | YES | 0.088664 | 32.3 | 5 | 48 | 0 | 1.015 | Cogen | 1 | 0.17319 | 0 | 0 | 0 | 0 |  |  | 0.17319 | 0
8134 | FOR #1 | 1 | South | YES | 0.088059 | 54.1 | 45 | 79 | 0 | 1.03 | Cogen | 1 | 0.17259 | 0 | 0 | 0 | 0 |  |  | 0.17259 | 0
8138 | FOR #2 | 2 | South | YES | 0.088059 | 63.1 | 45 | 81 | 0 | 1.03 | Cogen | 1 | 0.17259 | 0 | 0 | 0 | 0 |  |  | 0.17259 | 0
8153 | FOR #3 | 3 | South | YES | 0.088059 | 63.1 | 45 | 79.9 | 0 | 1.03 | Cogen | 1 | 0.17259 | 0 | 0 | 0 | 0 |  |  | 0.17259 | 0
8154 | FOR #4 | 4 | South | YES | 0.088059 | 63.1 | 60 | 80 | 0 | 1.03 | Cogen | 1 | 0.17259 | 0 | 0 | 0 | 0 |  |  | 0.17259 | 0
8155 | FOR #5 | 5 | South | YES | 0.088059 | 63.1 | 60 | 78.4 | 0 | 1.03 | Cogen | 1 | 0.17259 | 0 | 0 | 0 | 0 |  |  | 0.17259 | 0
8156 | FOR #6 | 6 | South | YES | 0.088059 | 24.9 | 5 | 25 | 0 | 1.03 | Cogen | 1 | 0.17259 | 0 | 0 | 0 | 0 |  |  | 0.17259 | 0
8157 | FOR #7 | 7 | South | YES | 0.088059 | 28.8 | 5 | 46 | 0 | 1.03 | Cogen | 1 | 0.17259 | 0 | 0 | 0 | 0 |  |  | 0.17259 | 0
80051 | FOR #8 | 8 | South | YES | 0.088059 | 28 | 28 | 28 | 0 | 1.016 | Cogen | 1 | 0.17259 | 0 | 0 | 0 | 0 |  |  | 0.17259 | 0
80052 | FOR #9 | 9 | South | YES | 0.088059 | 29.7 | 5 | 43.6 | 0 | 1.03 | Cogen | 1 | 0.17259 | 0 | 0 | 0 | 0 |  |  | 0.17259 | 0
80053 | FOR #10 | 10 | South | YES | 0.088059 | 68.4 | 45 | 75 | 0 | 1.03 | Cogen | 1 | 0.17259 | 0 | 0 | 0 | 0 |  |  | 0.17259 | 0
7028 | L_MARBFA1_1Y | 1 | South | YES | 0.085855 | 0 | 0 | 18 |  | 1 | Hydro | 1 | 0.17039 | 0 | 0 | 0 | 0 |  |  | 0.17039 | 0
7029 | L_MARBFA1_2Y | 2 | South | YES | 0.085855 | 0 | 0 | 18 |  | 1 | Hydro | 1 | 0.17039 | 0 | 0 | 0 | 0 |  |  | 0.17039 | 0
7035 | L_WIRTZ_1G1Y | 1 | South | YES | 0.076402 | 0 | 0 | 29 |  | 1 | Hydro | 1 | 0.16093 | 0 | 0 | 0 | 0 |  |  | 0.16093 | 0
7036 | L_WIRTZ_1G2Y | 2 | South | YES | 0.076402 | 23 | 0 | 29.8 |  | 1 | Hydro | 1 | 0.16093 | 0 | 0 | 0 | 0 |  |  | 0.16093 | 0
7000 | L_FERGUS1_1Y | 1 | South | YES | 0.076266 | 400 | 65 | 423.3 | 0 | 1.015 | GSC | 1 | 0.1608 | 423.3 | 423.3 | 32.2834 | 423.3 |  |  | 0.1608 | 68.0651
80010 | EPLVT1 | F | South | YES | 0.06672 | 0 | 0 | 0 |  | 1.0376 | #N/A | 1 | 0.15125 | 0 | 0 | 0 | 0 |  |  | 0.15125 | 0
5911 | STP_GN1___1 | 1 | Houston | YES | 0.06641 | 1333 | 1249 | 1333 | 0 | 1.0406 | Nuc | 1 | 0.15094 | 0 | 0 |  |  |  |  | 0.15094 | 0
5912 | STP_GN2___2 | 2 | Houston | YES | 0.06641 | 1332 | 1249 | 1332 | 0 | 1.0406 | Nuc | 1 | 0.15094 | 0 | 0 |  |  |  |  | 0.15094 | 0
48731 | CBE_GT1 | 1 | Houston | YES | 0.065943 | 76 | 0 | 76 | 0 | 1.029 | CC | 1 | 0.15047 | 76 | 76 |  |  |  |  | 0.15047 | 11.436
48732 | CBE_GT2 | 1 | Houston | YES | 0.065943 | 76 | 0 | 76 | 0 | 1.029 | CC | 1 | 0.15047 | 76 | 76 |  |  |  |  | 0.15047 | 11.436
48733 | CBE_ST12 | 1 | Houston | YES | 0.065943 | 105 | 0 | 105 | 0 | 1.029 | CC | 1 | 0.15047 | 105 | 105 |  |  |  |  | 0.15047 | 15.7997
48734 | CBE_GT3 | 1 | Houston | YES | 0.065943 | 76 | 0 | 76 | 0 | 1.029 | CC | 1 | 0.15047 | 76 | 76 |  |  |  |  | 0.15047 | 11.436
48735 | CBE_GT4 | 1 | Houston | YES | 0.065943 | 76 | 0 | 76 | 0 | 1.029 | CC | 1 | 0.15047 | 76 | 76 |  |  |  |  | 0.15047 | 11.436
48736 | CBE_ST34 | 1 | Houston | YES | 0.065943 | 105 | 0 | 105 | 0 | 1.029 | CC | 1 | 0.15047 | 105 | 105 |  |  |  |  | 0.15047 | 15.7997
8262 | ELPS | 1 | South | YES | 0.063289 | 6 | 6 | 6 | 0 | 1.15 | Hydro | 1 | 0.14782 | 0 | 0 | 0 | 0 |  |  | 0.14782 | 0
48911 | TGF_GT1_8000 | 1 | Houston | YES | 0.063034 | 69.2 | 0 | 69.2 |  | 1.029 | Cogen | 1 | 0.14756 | 0 | 0 |  |  |  |  | 0.14756 | 0
7026 | L_INKSDA1_1Y | 1 | South | YES | 0.058323 | 0 | 0 | 13.7 |  | 1 | Hydro | 1 | 0.14285 | 0 | 0 | 0 | 0 |  |  | 0.14285 | 0
7022 | L_BUCHAN1_1Y | 1 | South | YES | 0.055978 | 0 | 0 | 18 |  | 1 | Hydro | 1 | 0.14051 | 0 | 0 | 0 | 0 |  |  | 0.14051 | 0
7023 | L_BUCHAN1_2Y | 2 | South | YES | 0.055978 | 0 | 0 | 18 |  | 1 | Hydro | 1 | 0.14051 | 0 | 0 | 0 | 0 |  |  | 0.14051 | 0
7024 | L_BUCHAN1_3Y | 3 | South | YES | 0.055978 | 0 | 0 | 15 |  | 1 | Hydro | 1 | 0.14051 | 0 | 0 | 0 | 0 |  |  | 0.14051 | 0
49851 | DOW17000 | 37 | Houston | YES | 0.054523 | 39 | 0 | 62 | 0 | 1 | Cogen | 1 | 0.13905 | 0 | 0 |  |  |  |  | 0.13905 | 0
49858 | DOW38100 | 31 | Houston | YES | 0.054523 | 45 | 0 | 71.4 |  | 1 | Cogen | 1 | 0.13905 | 0 | 0 |  |  |  |  | 0.13905 | 0
49859 | DOW38200 | 33 | Houston | YES | 0.054523 | 28 | 0 | 45 | 0 | 1 | Cogen | 1 | 0.13905 | 0 | 0 |  |  |  |  | 0.13905 | 0
49860 | DOW38300 | 32 | Houston | YES | 0.054523 | 63 | 0 | 101 |  | 1 | Cogen | 1 | 0.13905 | 0 | 0 |  |  |  |  | 0.13905 | 0
49862 | DOW39100 | 36 | Houston | YES | 0.054523 | 54 | 0 | 86 | 0 | 1 | Cogen | 1 | 0.13905 | 0 | 0 |  |  |  |  | 0.13905 | 0
49863 | DOW39200 | 35 | Houston | YES | 0.054523 | 55 | 0 | 88 | 0 | 1 | Cogen | 1 | 0.13905 | 0 | 0 |  |  |  |  | 0.13905 | 0
49865 | DOW41000 | 41 | Houston | YES | 0.054523 | 31 | 0 | 50 |  | 1 | Cogen | 1 | 0.13905 | 0 | 0 |  |  |  |  | 0.13905 | 0
49866 | DOW42000 | 42 | Houston | YES | 0.054523 | 11 | 0 | 18 |  | 1 | Cogen | 1 | 0.13905 | 0 | 0 |  |  |  |  | 0.13905 | 0
49869 | DOW49000 | 45 | Houston | YES | 0.054523 | 59 | 0 | 94 |  | 1 | Cogen | 1 | 0.13905 | 0 | 0 |  |  |  |  | 0.13905 | 0
49870 | DOW61000 | 61 | Houston | YES | 0.054523 | 44 | 0 | 70 | 0 | 1 | Cogen | 1 | 0.13905 | 0 | 0 |  |  |  |  | 0.13905 | 0
49871 | DOW62000 | 62 | Houston | YES | 0.054523 | 40 | 0 | 63 | 0 | 1 | Cogen | 1 | 0.13905 | 0 | 0 |  |  |  |  | 0.13905 | 0
49872 | DOW63000 | 63 | Houston | YES | 0.054523 | 45 | 0 | 72 | 0 | 1 | Cogen | 1 | 0.13905 | 0 | 0 |  |  |  |  | 0.13905 | 0
49873 | DOW64000 | 64 | Houston | YES | 0.054523 | 41 | 0 | 64.8 | 0 | 1 | Cogen | 1 | 0.13905 | 0 | 0 |  |  |  |  | 0.13905 | 0
49876 | DOW65000 | 65 | Houston | YES | 0.054523 | 63 | 0 | 101 | 0 | 1 | Cogen | 1 | 0.13905 | 0 | 0 |  |  |  |  | 0.13905 | 0
49877 | DOW66000 | 66 | Houston | YES | 0.054523 | 61 | 0 | 97 | 0 | 1 | Cogen | 1 | 0.13905 | 0 | 0 |  |  |  |  | 0.13905 | 0
49878 | DOW67000 | 67 | Houston | YES | 0.054523 | 65 | 0 | 103 | 0 | 1 | Cogen | 1 | 0.13905 | 0 | 0 |  |  |  |  | 0.13905 | 0
49882 | DOW81000 | 81 | Houston | YES | 0.054523 | 47 | 0 | 76 | 0 | 1 | Cogen | 1 | 0.13905 | 0 | 0 |  |  |  |  | 0.13905 | 0
49884 | DOW82000 | 82 | Houston | YES | 0.054523 | 51 | 0 | 80 | 0 | 1 | Cogen | 1 | 0.13905 | 0 | 0 |  |  |  |  | 0.13905 | 0
49885 | DOW83000 | 83 | Houston | YES | 0.054523 | 51 | 0 | 80 | 0 | 1 | Cogen | 1 | 0.13905 | 0 | 0 |  |  |  |  | 0.13905 | 0
49886 | DOW84000 | 84 | Houston | YES | 0.054523 | 107 | 0 | 171 | 0 | 0.98 | Cogen | 1 | 0.13905 | 0 | 0 |  |  |  |  | 0.13905 | 0
48520 | BSF_GT1_8070 | 2 | Houston | YES | 0.052326 | 10 | 0 | 10 | 0 | 1.0326 | Cogen | 1 | 0.13686 | 0 | 0 |  |  |  |  | 0.13686 | 0
48520 | BSF_GT1_8070 | 1 | Houston | YES | 0.052326 | 72 | 0 | 72 | 0 | 1.0326 | Cogen | 1 | 0.13686 | 0 | 0 |  |  |  |  | 0.13686 | 0
39760 | TNSCLP1___8 | 1 | Houston | YES | 0.05059 | 93.4 | 20 | 116.8 | 0 | 1.04 | Cogen | 1 | 0.13512 | 0 | 0 |  |  |  |  | 0.13512 | 0
39770 | TNSCLP2___8 | 1 | Houston | YES | 0.05059 | 91.6 | 20 | 114.5 | 0 | 1.04 | Cogen | 1 | 0.13512 | 0 | 0 |  |  |  |  | 0.13512 | 0
39775 | TNSCLP4___8 | 1 | Houston | YES | 0.05059 | 95.2 | 20 | 119 | 0 | 1.04 | Cogen | 1 | 0.13512 | 0 | 0 |  |  |  |  | 0.13512 | 0
39790 | TNSCLP3___8 | 1 | Houston | YES | 0.05059 | 87.6 | 20 | 109.5 | 0 | 1.027 | Cogen | 1 | 0.13512 | 0 | 0 |  |  |  |  | 0.13512 | 0
8032 | AMISTADHYD1 | 1 | South | YES | 0.048534 | 33 | 13 | 33 | 0 | 1.0375 | Hydro | 1 | 0.13306 | 0 | 0 | 0 | 0 |  |  | 0.13306 | 0
8033 | AMISTADHYD2 | 2 | South | YES | 0.048534 | 25 | 13 | 25 | 0 | 1.0375 | Hydro | 1 | 0.13306 | 0 | 0 | 0 | 0 |  |  | 0.13306 | 0
88253 | HAMILTON | F | South | YES | 0.048534 | 0 | 0 | 0 | 0 | 1.04 | BLT | 1 | 0.13306 | 0 | 0 | 0 | 0 |  |  | 0.13306 | 0
48926 | WAP_GN6_6 | 6 | Houston | YES | 0.044376 | 651 | 280 | 651 |  | 1.035 | LIGCO | 1 | 0.12891 | 0 | 651 |  |  |  |  | 0.12891 | 83.9181
48927 | WAP_GN7_7 | 7 | Houston | YES | 0.044376 | 564 | 277 | 564 |  | 1.035 | LIGCO | 1 | 0.12891 | 0 | 564 |  |  |  |  | 0.12891 | 72.7032
48928 | WAP_GN8_8 | 8 | Houston | YES | 0.044376 | 603 | 275 | 603 |  | 1.035 | LIGCO | 1 | 0.12891 | 0 | 603 |  |  |  |  | 0.12891 | 77.7306
48730 | MNS_GT | 1 | Houston | YES | 0.044351 | 43 | 0 | 46.1 |  | 1.029 | Cogen | 1 | 0.12888 | 0 | 0 |  |  |  |  | 0.12888 | 0
48521 | BVE_GT1_GT1 | 1 | Houston | YES | 0.044324 | 167.7 | 0 | 167.7 |  | 1.035 | CC | 1 | 0.12885 | 167.7 | 167.7 |  |  |  |  | 0.12885 | 21.6089
48522 | BVE_GT2_5035 | 2 | Houston | YES | 0.044324 | 166.4 | 0 | 166.4 |  | 1.035 | CC | 1 | 0.12885 | 166.4 | 166.4 |  |  |  |  | 0.12885 | 21.4414
48523 | BVE_ST1_GN1 | 3 | Houston | YES | 0.044324 | 252.4 | 0 | 252.4 |  | 1.035 | CC | 1 | 0.12885 | 252.4 | 252.4 |  |  |  |  | 0.12885 | 32.5229
48510 | AK_GT1__8040 | 1 | Houston | YES | 0.043408 | 33.4 | 8.1 | 34 |  | 1.029 | Cogen | 1 | 0.12794 | 0 | 0 |  |  |  |  | 0.12794 | 0
48921 | WAP_GN1_1 | 1 | Houston | YES | 0.043346 | 132.8 | 37 | 166 | 0 | 1.0362 | GST | 1 | 0.12788 | 166 | 166 |  |  |  |  | 0.12788 | 21.2275
48922 | WAP_GN2_2 | 2 | Houston | YES | 0.043346 | 132.8 | 37 | 166 | 0 | 1.0362 | GST | 1 | 0.12788 | 166 | 166 |  |  |  |  | 0.12788 | 21.2275
48923 | WAP_GN3_3 | 3 | Houston | YES | 0.043346 | 198.4 | 93 | 248 | 0 | 1.0362 | GST | 1 | 0.12788 | 248 | 248 |  |  |  |  | 0.12788 | 31.7134
48924 | WAP_GN4_4 | 4 | Houston | YES | 0.043346 | 546 | 217 | 546 | 0 | 1.0362 | GSC | 1 | 0.12788 | 546 | 546 |  |  |  |  | 0.12788 | 69.8205
48925 | WAP_GN5_5 | 5 | Houston | YES | 0.043346 | 586.3 | 278 | 654 | 0 | 0.985 | LIGCO | 1 | 0.12788 | 0 | 654 |  |  |  |  | 0.12788 | 83.6312
48929 | WAPGT21_GT1 | B1 | Houston | YES | 0.043346 | 0 | 0 | 13 |  | 1.05 | GGT | 1 | 0.12788 | 13 | 13 |  |  |  |  | 0.12788 | 1.6624
38580 | TNBP_CGN1_8 | 1 | Houston | YES | 0.039235 | 70.8 | 0 | 70.8 | 0 | 1.005 | Cogen | 1 | 0.12377 | 0 | 0 |  |  |  |  | 0.12377 | 0
38590 | TNBP_CGN2_8 | 2 | Houston | YES | 0.039235 | 66.7 | 0 | 66.7 | 0 | 1.005 | Cogen | 1 | 0.12377 | 0 | 0 |  |  |  |  | 0.12377 | 0
38600 | TNBP_CGN3_8 | 5 | Houston | YES | 0.039235 | 53 | 0 | 53 | 0 | 1.005 | Cogen | 1 | 0.12377 | 0 | 0 |  |  |  |  | 0.12377 | 0
38611 | TNBPAMCG1_8 | 1 | Houston | YES | 0.039235 | 153.2 | 0 | 153.2 | 0 | 1.005 | Cogen | 1 | 0.12377 | 0 | 0 |  |  |  |  | 0.12377 | 0
38612 | TNBPAMCG2_8 | 2 | Houston | YES | 0.039235 | 153.5 | 0 | 153.5 | 0 | 1.005 | Cogen | 1 | 0.12377 | 0 | 0 |  |  |  |  | 0.12377 | 0
38613 | TNBPAMCG3_8 | 3 | Houston | YES | 0.039235 | 152.3 | 0 | 152.3 | 0 | 1.005 | Cogen | 1 | 0.12377 | 0 | 0 |  |  |  |  | 0.12377 | 0
38614 | TNBPAMCG4_8 | 4 | Houston | YES | 0.039235 | 96 | 0 | 96 |  | 1.005 | Cogen | 1 | 0.12377 | 0 | 0 |  |  |  |  | 0.12377 | 0
38615 | TNBPAMCG5_8 | 1 | Houston | YES | 0.039235 | 244 | 0 | 244 | 0 | 1.005 | Cogen | 1 | 0.12377 | 0 | 0 |  |  |  |  | 0.12377 | 0
38690 | TNBP_CGN4_8 | 3 | Houston | YES | 0.039235 | 40 | 0 | 40 |  | 1.005 | Cogen | 1 | 0.12377 | 0 | 0 |  |  |  |  | 0.12377 | 0
38711 | TNTXCTY1CG8 | 1 | Houston | YES | 0.039235 | 100.3 | 59 | 100.3 | 0 | 1 | Cogen | 1 | 0.12377 | 0 | 0 |  |  |  |  | 0.12377 | 0
38712 | TNTXCTY2CG8 | 1 | Houston | YES | 0.039235 | 92.9 | 59 | 92.9 | 0 | 1 | Cogen | 1 | 0.12377 | 0 | 0 |  |  |  |  | 0.12377 | 0
38713 | TNTXCTY3CG8 | 1 | Houston | YES | 0.039235 | 102.7 | 59 | 102.7 | 0 | 1 | Cogen | 1 | 0.12377 | 0 | 0 |  |  |  |  | 0.12377 | 0
38714 | TNTXCTY4CG8 | 1 | Houston | YES | 0.039235 | 103 | 59 | 103 | 0 | 1 | Cogen | 1 | 0.12377 | 0 | 0 |  |  |  |  | 0.12377 | 0
39470 | TNDOWCGNSG8 | 1 | Houston | YES | 0.039235 | 32 | 10 | 32 | 0 | 0.985 | Cogen | 1 | 0.12377 | 0 | 0 |  |  |  |  | 0.12377 | 0
39480 | TNDOWCGNGG8 | 1 | Houston | YES | 0.039235 | 30 | 10 | 30 | 0 | 0.985 | Cogen | 1 | 0.12377 | 0 | 0 |  |  |  |  | 0.12377 | 0
48772 | PHR_GN2_2 | MB | Houston | YES | 0.03751 | 0 | 72 | 459 |  | 1.0362 | GSC | 1 | 0.12204 | 0 | 0 |  |  |  |  | 0.12204 | 0
48561 | CTL_GT2_8130 | 1 | Houston | YES | 0.036307 | 73.5 | 30.3 | 91.9 |  | 1.0362 | Cogen | 1 | 0.12084 | 0 | 0 |  |  |  |  | 0.12084 | 0
48562 | CTL_GT3_8135 | 2 | Houston | YES | 0.036307 | 70.1 | 30.3 | 87.6 |  | 1.0362 | Cogen | 1 | 0.12084 | 0 | 0 |  |  |  |  | 0.12084 | 0
48563 | CTL_GT4_8140 | 3 | Houston | YES | 0.036307 | 69.6 | 30.3 | 87 |  | 1.0362 | Cogen | 1 | 0.12084 | 0 | 0 |  |  |  |  | 0.12084 | 0
48564 | CTL_GN1_8145 | 4 | Houston | YES | 0.036307 | 43.6 | 12.9 | 54.5 |  | 1.0362 | Cogen | 1 | 0.12084 | 0 | 0 |  |  |  |  | 0.12084 | 0
48565 | CTL_GN2_8155 | 5 | Houston | YES | 0.036307 | 9.8 | 3.4 | 12.2 |  | 1.0362 | Cogen | 1 | 0.12084 | 0 | 0 |  |  |  |  | 0.12084 | 0
48531 | BYU_GT1_8075 | 1 | Houston | YES | 0.035846 | 65 | 0 | 65 |  | 1.0362 | Cogen | 1 | 0.12038 | 0 | 0 |  |  |  |  | 0.12038 | 0
48532 | BYU_GT2_8055 | 2 | Houston | YES | 0.035846 | 62 | 0 | 62 |  | 1.0362 | Cogen | 1 | 0.12038 | 0 | 0 |  |  |  |  | 0.12038 | 0
48533 | BYU_GT3_8060 | 3 | Houston | YES | 0.035846 | 67 | 0 | 67 |  | 1.0362 | Cogen | 1 | 0.12038 | 0 | 0 |  |  |  |  | 0.12038 | 0
48534 | BYU_GT4_8065 | 4 | Houston | YES | 0.035846 | 65 | 0 | 65 |  | 1.0362 | Cogen | 1 | 0.12038 | 0 | 0 |  |  |  |  | 0.12038 | 0
48691 | GBY_73741085 | A | Houston | YES | 0.035272 | 37.6 | 20 | 47 | 0 | 1.0362 | GGT | 1 | 0.1198 | 47 | 47 |  |  |  |  | 0.1198 | 5.6307
48691 | GBY_73741085 | B | Houston | YES | 0.035272 | 37.6 | 20 | 47 | 0 | 1.0362 | GGT | 1 | 0.1198 | 47 | 47 |  |  |  |  | 0.1198 | 5.6307
48692 | GBY_81821075 | C | Houston | YES | 0.035272 | 37.6 | 20 | 47 | 0 | 1.0362 | GGT | 1 | 0.1198 | 47 | 47 |  |  |  |  | 0.1198 | 5.6307
48692 | GBY_81821075 | D | Houston | YES | 0.035272 | 44 | 20 | 55 | 0 | 1.0362 | GGT | 1 | 0.1198 | 55 | 55 |  |  |  |  | 0.1198 | 6.5891
48693 | GBY_83841065 | E | Houston | YES | 0.035272 | 45.6 | 20 | 57 | 0 | 1.0362 | GGT | 1 | 0.1198 | 57 | 57 |  |  |  |  | 0.1198 | 6.8287
48693 | GBY_83841065 | F | Houston | YES | 0.035272 | 43.2 | 20 | 54 | 0 | 1.0362 | GGT | 1 | 0.1198 | 54 | 54 |  |  |  |  | 0.1198 | 6.4693
48841 | SJS_GT1_GT1 | 1 | Houston | YES | 0.03498 | 62.4 | 49 | 78 | 0 | 1.0362 | Cogen | 1 | 0.11951 | 0 | 0 |  |  |  |  | 0.11951 | 0
48842 | SJS_GT2_GT2 | 2 | Houston | YES | 0.03498 | 64.8 | 49 | 81 | 0 | 1.0362 | Cogen | 1 | 0.11951 | 0 | 0 |  |  |  |  | 0.11951 | 0
48641 | DPEC_GT15040 | 1 | Houston | YES | 0.034746 | 163.2 | 98 | 163.2 | 0 | 1.0319 | CC | 1 | 0.11928 | 163.2 | 163.2 |  |  |  |  | 0.11928 | 19.4659
48642 | DPEC_GT25025 | 2 | Houston | YES | 0.034746 | 157.1 | 98 | 157.1 | 0 | 1.0319 | CC | 1 | 0.11928 | 157.1 | 157.1 |  |  |  |  | 0.11928 | 18.7383
48643 | DPEC_GT35010 | 3 | Houston | YES | 0.034746 | 157.5 | 98 | 157.5 | 0 | 1.0319 | CC | 1 | 0.11928 | 157.5 | 157.5 |  |  |  |  | 0.11928 | 18.786
48644 | DPEC_GT45070 | 4 | Houston | YES | 0.034746 | 157 | 98 | 157 | 0 | 1.0319 | CC | 1 | 0.11928 | 157 | 157 |  |  |  |  | 0.11928 | 18.7264
48645 | DPEC_ST55065 | 5 | Houston | YES | 0.034746 | 282 | 0 | 282 | 0 | 1.0319 | CC | 1 | 0.11928 | 282 | 282 |  |  |  |  | 0.11928 | 33.636
48761 | PR_GT1__9040 | 1 | Houston | YES | 0.034548 | 26 | 0 | 35 |  | 1 | Cogen | 1 | 0.11908 | 0 | 0 |  |  |  |  | 0.11908 | 0
48855 | SRB_GT211035 | B1 | Houston | YES | 0.034335 | 0 | 0 | 18 |  | 1.014 | GGT | 1 | 0.11887 | 18 | 18 |  |  |  |  | 0.11887 | 2.1396
48855 | SRB_GT211035 | B2 | Houston | YES | 0.034335 | 0 | 0 | 12 |  | 1.014 | GGT | 1 | 0.11887 | 12 | 12 |  |  |  |  | 0.11887 | 1.4264
48852 | SRB_GN2_2 | 2 | Houston | YES | 0.034324 | 140.8 | 26 | 176 | 0 | 1.0217 | GST | 1 | 0.11885 | 176 | 176 |  |  |  |  | 0.11885 | 20.9184
48851 | SRB_GN1_1 | 1 | Houston | YES | 0.034307 | 132 | 26 | 165 | 0 | 1.0217 | GST | 1 | 0.11884 | 165 | 165 |  |  |  |  | 0.11884 | 19.6082
48551 | CAL_GT1_8045 | 1 | Houston | YES | 0.0343 | 149 | 0 | 149 | 0 | 1.0326 | Cogen | 1 | 0.11883 | 0 | 0 |  |  |  |  | 0.11883 | 0
48552 | CAL_ST1_8000 | 2 | Houston | YES | 0.0343 | 65.1 | 0 | 65.1 | 0 | 1.0326 | Cogen | 1 | 0.11883 | 0 | 0 |  |  |  |  | 0.11883 | 0
48853 | SRB_GN3_3 | 3 | Houston | YES | 0.034251 | 170.4 | 35 | 213 |  | 1.0326 | GST | 1 | 0.11878 | 213 | 213 |  |  |  |  | 0.11878 | 25.3004
48845 | SOL_GT1 | 1 | Houston | YES | 0.034247 | 16.2 | 15.4 | 16.2 |  | 1.0326 | Solar | 1 | 0.11878 | 16.2 | 16.2 |  |  |  |  | 0.11878 | 1.9242
48611 | DIB_GT1_8080 | 1 | Houston | YES | 0.034244 | 64 | 0 | 64 | 0 | 1.0326 | Cogen | 1 | 0.11877 | 0 | 0 |  |  |  |  | 0.11877 | 0
48612 | DIB_GT2_8075 | 2 | Houston | YES | 0.034244 | 63.2 | 0 | 63.2 | 0 | 1.0326 | Cogen | 1 | 0.11877 | 0 | 0 |  |  |  |  | 0.11877 | 0
48613 | DIB_ST1_8085 | 3 | Houston | YES | 0.034244 | 67.9 | 30 | 82.6 | 0 | 1.0326 | Cogen | 1 | 0.11877 | 0 | 0 |  |  |  |  | 0.11877 | 0
48614 | DIB_GT3_8090 | 4 | Houston | YES | 0.034244 | 73.6 | 15 | 73.6 | 0 | 1.0326 | Cogen | 1 | 0.11877 | 0 | 0 |  |  |  |  | 0.11877 | 0
48854 | SRB_GN4_4 | 4 | Houston | YES | 0.034238 | 182.4 | 35 | 228 | 0 | 1.0326 | GST | 1 | 0.11877 | 228 | 228 |  |  |  |  | 0.11877 | 27.0792
48740 | PSG_GN2_8050 | 1 | Houston | YES | 0.034235 | 182 | 60 | 182 | 0 | 1.0326 | Cogen | 1 | 0.11877 | 0 | 0 |  |  |  |  | 0.11877 | 0
48741 | PSG_GT2_8040 | 1 | Houston | YES | 0.034235 | 158.6 | 50 | 158.6 | 0 | 1.0326 | Cogen | 1 | 0.11877 | 0 | 0 |  |  |  |  | 0.11877 | 0
48742 | PSG_GT3_8060 | 1 | Houston | YES | 0.034235 | 157 | 50 | 157 | 0 | 1.0326 | Cogen | 1 | 0.11877 | 0 | 0 |  |  |  |  | 0.11877 | 0
48820 | SHELLG1_3015 | 1 | Houston | YES | 0.033939 | 71 | 34.5 | 71 |  | 1.029 | Cogen | 1 | 0.11847 | 0 | 0 |  |  |  |  | 0.11847 | 0
48821 | SHELLG2 | 2 | Houston | YES | 0.033939 | 72 | 34.5 | 72 |  | 1.029 | Cogen | 1 | 0.11847 | 0 | 0 |  |  |  |  | 0.11847 | 0
48822 | SHELLG3_3020 | 2 | Houston | YES | 0.033939 | 30 | 0 | 30 |  | 1.029 | Cogen | 1 | 0.11847 | 0 | 0 |  |  |  |  | 0.11847 | 0
48822 | SHELLG3_3020 | 1 | Houston | YES | 0.033939 | 39 | 0 | 39 |  | 1.029 | Cogen | 1 | 0.11847 | 0 | 0 |  |  |  |  | 0.11847 | 0
48500 | APD_GT1_8005 | 1 | Houston | YES | 0.033513 | 137.6 | 54.6 | 137.6 |  | 1.0362 | Cogen | 1 | 0.11804 | 0 | 0 |  |  |  |  | 0.11804 | 0
48511 | LPE_GT1_8070 | 1 | Houston | YES | 0.033434 | 42 | 0 | 42 | 0 | 1.0362 | GGT | 1 | 0.11796 | 42 | 42 |  |  |  |  | 0.11796 | 4.9545
48512 | LPE_GT2_8075 | 2 | Houston | YES | 0.033434 | 42 | 0 | 42 | 0 | 1.0362 | GGT | 1 | 0.11796 | 42 | 42 |  |  |  |  | 0.11796 | 4.9545
48513 | LPE_GT3_8080 | 3 | Houston | YES | 0.033434 | 39 | 0 | 39 | 0 | 1.0362 | GGT | 1 | 0.11796 | 39 | 39 |  |  |  |  | 0.11796 | 4.6006
48514 | LPE_GT4_8085 | 4 | Houston | YES | 0.033434 | 39 | 0 | 39 | 0 | 1.0362 | GGT | 1 | 0.11796 | 39 | 39 |  |  |  |  | 0.11796 | 4.6006
48593 | CHE_GT1_8015 | 1 | Houston | YES | 0.033353 | 173 | 50 | 173 | 0 | 1.0362 | Cogen | 1 | 0.11788 | 0 | 0 |  |  |  |  | 0.11788 | 0
48594 | CHE_GN4_8025 | 4 | Houston | YES | 0.033353 | 142 | 60 | 142 | 0 | 1.0362 | Cogen | 1 | 0.11788 | 0 | 0 |  |  |  |  | 0.11788 | 0
48873 | THW_ST3_ST_3 | 3 | Houston | YES | 0.032743 | 107 | 19 | 107 | 0 | 1.0435 | CC | 1 | 0.11727 | 107 | 107 |  |  |  |  | 0.11727 | 12.5483
48874 | THW_ST4_ST_4 | 4 | Houston | YES | 0.032743 | 108 | 19 | 108 | 0 | 1.0435 | CC | 1 | 0.11727 | 108 | 108 |  |  |  |  | 0.11727 | 12.6655
48875 | THW_3132 | B | Houston | YES | 0.032743 | 53 | 5 | 53 | 0 | 1.0435 | CC | 1 | 0.11727 | 53 | 53 |  |  |  |  | 0.11727 | 6.2155
48875 | THW_3132 | A | Houston | YES | 0.032743 | 55 | 5 | 55 | 0 | 1.0435 | CC | 1 | 0.11727 | 55 | 55 |  |  |  |  | 0.11727 | 6.45
48877 | THW_3334 | C | Houston | YES | 0.032743 | 55 | 5 | 55 | 0 | 1.0435 | CC | 1 | 0.11727 | 55 | 55 |  |  |  |  | 0.11727 | 6.45
48877 | THW_3334 | D | Houston | YES | 0.032743 | 57 | 5 | 57 | 0 | 1.0435 | CC | 1 | 0.11727 | 57 | 57 |  |  |  |  | 0.11727 | 6.6846
48879 | THW_4142 | E | Houston | YES | 0.032743 | 56 | 5 | 56 | 0 | 1.0435 | CC | 1 | 0.11727 | 56 | 56 |  |  |  |  | 0.11727 | 6.5673
48879 | THW_4142 | F | Houston | YES | 0.032743 | 55 | 5 | 55 | 0 | 1.0435 | CC | 1 | 0.11727 | 55 | 55 |  |  |  |  | 0.11727 | 6.45
48881 | THW_4344 | G | Houston | YES | 0.032743 | 58 | 5 | 58 | 0 | 1.0435 | CC | 1 | 0.11727 | 58 | 58 |  |  |  |  | 0.11727 | 6.8019
48881 | THW_4344 | H | Houston | YES | 0.032743 | 58 | 5 | 58 | 0 | 1.0435 | CC | 1 | 0.11727 | 58 | 58 |  |  |  |  | 0.11727 | 6.8019
48582 | CBY_GN2_2 | 2 | Houston | YES | 0.032273 | 596.8 | 110 | 746 | 0 | 1.0435 | GSC | 1 | 0.1168 | 746 | 746 |  |  |  |  | 0.1168 | 87.1354
49803 | EXN_15GT | 1 | Houston | YES | 0.032078 | 33 | 8.3 | 34 |  | 1.0326 | Cogen | 1 | 0.11661 | 0 | 0 |  |  |  |  | 0.11661 | 0
49804 | EXN_16GT | 2 | Houston | YES | 0.032078 | 32 | 8.3 | 34.7 |  | 1.0326 | Cogen | 1 | 0.11661 | 0 | 0 |  |  |  |  | 0.11661 | 0
49805 | EXN_17GT | 3 | Houston | YES | 0.032078 | 31 | 8.3 | 32.7 |  | 1.0326 | Cogen | 1 | 0.11661 | 0 | 0 |  |  |  |  | 0.11661 | 0
49826 | EXN938GT | 5 | Houston | YES | 0.032078 | 43 | 9.2 | 45.9 | 0 | 1.0326 | Cogen | 1 | 0.11661 | 0 | 0 |  |  |  |  | 0.11661 | 0
49828 | EXN941GT | 10 | Houston | YES | 0.032078 | 17.7 | 5.4 | 17.7 | 0 | 1.0326 | Cogen | 1 | 0.11661 | 0 | 0 |  |  |  |  | 0.11661 | 0
49829 | EXN942GT | 11 | Houston | YES | 0.032078 | 20 | 5.4 | 20.4 | 0 | 1.0326 | Cogen | 1 | 0.11661 | 0 | 0 |  |  |  |  | 0.11661 | 0
49830 | EXN943GT | 12 | Houston | YES | 0.032078 | 19 | 5.4 | 19.9 | 0 | 1.0326 | Cogen | 1 | 0.11661 | 0 | 0 |  |  |  |  | 0.11661 | 0
49831 | EXN944GT | 13 | Houston | YES | 0.032078 | 33 | 5.4 | 35 | 0 | 1.0326 | Cogen | 1 | 0.11661 | 0 | 0 |  |  |  |  | 0.11661 | 0
49832 | EXN945GT | 9 | Houston | YES | 0.032078 | 18.5 | 9.2 | 18.5 | 0 | 1.0326 | Cogen | 1 | 0.11661 | 0 | 0 |  |  |  |  | 0.11661 | 0
49837 | EXN_GT | 4 | Houston | YES | 0.032078 | 81 | 21.3 | 85.4 | 0 | 1.0326 | Cogen | 1 | 0.11661 | 0 | 0 |  |  |  |  | 0.11661 | 0
49838 | EXN_14GT | 14 | Houston | YES | 0.032078 | 140 | 0 | 148 |  | 1.0326 | Cogen | 1 | 0.11661 | 0 | 0 |  |  |  |  | 0.11661 | 0
48883 | THW_GT1_GT_1 | B2 | Houston | YES | 0.03199 | 0 | 0 | 12 |  | 1.043 | GGT | 1 | 0.11652 | 12 | 12 |  |  |  |  | 0.11652 | 1.3982
48651 | EP_1_2 | 2 | Houston | YES | 0.031545 | 17.7 | 10 | 21 | 0 | 1.0362 | Cogen | 1 | 0.11608 | 0 | 0 |  |  |  |  | 0.11608 | 0
48651 | EP_1_2 | 1 | Houston | YES | 0.031545 | 4 | 0 | 5 | 0 | 1.0362 | Cogen | 1 | 0.11608 | 0 | 0 |  |  |  |  | 0.11608 | 0
48791 | PSA_GT1_8160 | 1 | Houston | YES | 0.031537 | 52 | 20.8 | 65 | 0 | 1.0362 | Cogen | 1 | 0.11607 | 0 | 0 |  |  |  |  | 0.11607 | 0
48792 | PSA_GT2_8155 | 2 | Houston | YES | 0.031537 | 52.8 | 20.3 | 66 | 0 | 1.0362 | Cogen | 1 | 0.11607 | 0 | 0 |  |  |  |  | 0.11607 | 0
48793 | PSA_GT3_8150 | 3 | Houston | YES | 0.031537 | 56 | 20.3 | 70 | 0 | 1.0362 | Cogen | 1 | 0.11607 | 0 | 0 |  |  |  |  | 0.11607 | 0
48794 | PSA_GT4_8145 | 4 | Houston | YES | 0.031537 | 52.8 | 20.3 | 66 | 0 | 1.0362 | Cogen | 1 | 0.11607 | 0 | 0 |  |  |  |  | 0.11607 | 0
48795 | PSA_GT5_8140 | 5 | Houston | YES | 0.031537 | 51.2 | 20.3 | 64 | 0 | 1.0362 | Cogen | 1 | 0.11607 | 0 | 0 |  |  |  |  | 0.11607 | 0
48796 | PSA_GN1_8165 | 1 | Houston | YES | 0.031537 | 83.2 | 43.1 | 104 | 0 | 1.0362 | Cogen | 1 | 0.11607 | 0 | 0 |  |  |  |  | 0.11607 | 0
48797 | PSA_GT6_8135 | 6 | Houston | YES | 0.031537 | 47.2 | 34.5 | 59 | 0 | 1.0362 | Cogen | 1 | 0.11607 | 0 | 0 |  |  |  |  | 0.11607 | 0
48581 | CBY_GN1_1 | 1 | Houston | YES | 0.031501 | 595.2 | 108 | 744 | 0 | 1.0435 | GSC | 1 | 0.11603 | 744 | 744 |  |  |  |  | 0.11603 | 86.3274
48815 | CVC_GT4_8005 | 4 | Houston | YES | 0.031358 | 165 | 91.8 | 165 |  | 1.0362 | Cogen | 1 | 0.11589 | 0 | 0 |  |  |  |  | 0.11589 | 0
48583 | CBY_GT4_1 | 1 | Houston | YES | 0.031249 | 172 | 0 | 172 | 0 | 1.026 | GSC | 1 | 0.11578 | 172 | 172 |  |  |  |  | 0.11578 | 19.9141
48584 | CBY_GT4_2 | 2 | Houston | YES | 0.031249 | 172 | 0 | 172 | 0 | 1.026 | CC | 1 | 0.11578 | 172 | 172 |  |  |  |  | 0.11578 | 19.9141
48585 | CBY_ST4_1 | 3 | Houston | YES | 0.031249 | 172 | 0 | 172 | 0 | 1.026 | CC | 1 | 0.11578 | 172 | 172 |  |  |  |  | 0.11578 | 19.9141
48595 | BTE_GT2_8075 | 1 | Houston | YES | 0.030684 | 162.8 | 130 | 162.8 | 0 | 1.0261 | CC | 1 | 0.11521 | 162.8 | 162.8 |  |  |  |  | 0.11521 | 18.7569
48596 | BTE_GT3_8045 | 2 | Houston | YES | 0.030684 | 161.4 | 130 | 161.4 | 0 | 1.0261 | CC | 1 | 0.11521 | 161.4 | 161.4 |  |  |  |  | 0.11521 | 18.5956
48597 | BTE_GT4_8055 | 3 | Houston | YES | 0.030684 | 158.9 | 130 | 158.9 | 0 | 1.0261 | CC | 1 | 0.11521 | 158.9 | 158.9 |  |  |  |  | 0.11521 | 18.3076
48598 | BTE_ST1_8070 | 4 | Houston | YES | 0.030684 | 269.2 | 60 | 269.2 | 0 | 1.0261 | CC | 1 | 0.11521 | 269.2 | 269.2 |  |  |  |  | 0.11521 | 31.0157
48690 | GBY_GN5_5 | 5 | Houston | YES | 0.030517 | 318.4 | 81 | 398 |  | 1.0362 | GSC | 1 | 0.11505 | 398 | 398 |  |  |  |  | 0.11505 | 45.7889
48885 | THW_5152 | A | Houston | YES | 0.030273 | 46.4 | 5 | 58 |  | 1.0319 | GGT | 1 | 0.1148 | 58 | 58 |  |  |  |  | 0.1148 | 6.6586
48885 | THW_5152 | B | Houston | YES | 0.030273 | 47.2 | 5 | 59 |  | 1.0319 | GGT | 1 | 0.1148 | 59 | 59 |  |  |  |  | 0.1148 | 6.7734
48886 | THW_5354 | D | Houston | YES | 0.030273 | 46.4 | 5 | 58 |  | 1.0319 | GGT | 1 | 0.1148 | 58 | 58 |  |  |  |  | 0.1148 | 6.6586
48886 | THW_5354 | C | Houston | YES | 0.030273 | 45.6 | 5 | 57 |  | 1.0319 | GGT | 1 | 0.1148 | 57 | 57 |  |  |  |  | 0.1148 | 6.5438
48887 | THW_5556 | F | Houston | YES | 0.030273 | 45.6 | 5 | 57 |  | 1.0319 | GGT | 1 | 0.1148 | 57 | 57 |  |  |  |  | 0.1148 | 6.5438
48887 | THW_5556 | E | Houston | YES | 0.030273 | 47.2 | 5 | 59 |  | 1.0319 | GGT | 1 | 0.1148 | 59 | 59 |  |  |  |  | 0.1148 | 6.7734
48591 | CHE_GT2_5030 | 2 | Houston | YES | 0.026821 | 173 | 50 | 173 | 0 | 1.029 | Cogen | 1 | 0.11135 | 0 | 0 |  |  |  |  | 0.11135 | 0
48811 | CVC_GT3_5045 | 3 | Houston | YES | 0.026821 | 156 | 91.8 | 156 | 0 | 1.029 | Cogen | 1 | 0.11135 | 0 | 0 |  |  |  |  | 0.11135 | 0
48812 | CVC_GT2_5020 | 2 | Houston | YES | 0.026821 | 158 | 91.8 | 158 | 0 | 1.029 | Cogen | 1 | 0.11135 | 0 | 0 |  |  |  |  | 0.11135 | 0
48813 | CVC_GT1_5035 | 1 | Houston | YES | 0.026821 | 160 | 91.8 | 160 | 0 | 1.029 | Cogen | 1 | 0.11135 | 0 | 0 |  |  |  |  | 0.11135 | 0
48814 | CVC_ST5_5040 | 1 | Houston | YES | 0.026821 | 162 | 91.8 | 162 | 0 | 1.029 | Cogen | 1 | 0.11135 | 0 | 0 |  |  |  |  | 0.11135 | 0
5934 | SI_RAY5 | 5 | South | YES | 0 | 0 | 10 | 15 |  | 1.035 | GST | 1 | 0.08453 | 15 | 15 | 0 | 15 |  |  | 0.08453 | 1.268
8139 | JOS #1 | MB | South | YES | 0 | 0 | 45 | 255 |  | 1.02 | GST | 1 | 0.08453 | 0 | 0 | 0 | 0 |  |  | 0.08453 | 0
8285 | LAR #1 | MB | South | YES | 0 | 0 | 9 | 32 |  | 1.0497 | GST | 1 | 0.08453 | 0 | 0 | 0 | 0 |  |  | 0.08453 | 0
8287 | LAR #2 | MB | South | YES | 0 | 0 | 9 | 32 |  | 1.04 | GST | 1 | 0.08453 | 0 | 0 | 0 | 0 |  |  | 0.08453 | 0
8288 | LAR #3 | MB | South | YES | 0 | 0 | 25 | 105 |  | 1.04 | GST | 1 | 0.08453 | 0 | 0 | 0 | 0 |  |  | 0.08453 | 0
8388 | BATES0A | MB | South | YES | 0 | 0 | 21 | 71 |  | 1.033 | GST | 1 | 0.08453 | 0 | 0 | 0 | 0 |  |  | 0.08453 | 0
8393 | BATES0B | MB | South | YES | 0 | 0 | 25 | 110 |  | 1.03 | GST | 1 | 0.08453 | 0 | 0 | 0 | 0 |  |  | 0.08453 | 0
8437 | NUECES_B0C | MB | South | YES | 0 | 0 | 7 | 30 |  | 1.03 | GST | 1 | 0.08453 | 0 | 0 | 0 | 0 |  |  | 0.08453 | 0
8438 | NUECES_B0B | MB | South | YES | 0 | 0 | 26 | 169 |  | 1.03 | GST | 1 | 0.08453 | 0 | 0 | 0 | 0 |  |  | 0.08453 | 0
8442 | NUECES_B0A | MB | South | YES | 0 | 0 | 81 | 367 |  | 1.03 | GST | 1 | 0.08453 | 0 | 0 | 0 | 0 |  |  | 0.08453 | 0
39190 | TNSLCGN1__8 | 1 | Houston | YES | 0 | 0 | 10 | 30 |  | 1.03 | Cogen | 1 | 0.08453 | 0 | 0 |  |  |  |  | 0.08453 | 0
48671 | FTR_GT1_5105 | 1 | North | YES | -0.004382 | 154.2 | 0 | 154.2 | 0 | 1.0319 | CC | -1 | 0.12202 | 154.2 | 154.2 |  |  | -0.6757 | 154.2 | -0.12202 | -18.8152
48672 | FTR_GT2_5110 | 2 | North | YES | -0.004382 | 159 | 0 | 159 | 0 | 1.0319 | CC | -1 | 0.12202 | 159 | 159 |  |  | -0.69674 | 159 | -0.12202 | -19.4009
48673 | FTR_GT3_5085 | 3 | North | YES | -0.004382 | 158 | 0 | 158 | 0 | 1.0319 | CC | -1 | 0.12202 | 158 | 158 |  |  | -0.69236 | 158 | -0.12202 | -19.2789
48674 | FTR_CN4_5095 | 4 | North | YES | -0.004382 | 380 | 0 | 380 | 0 | 1.0319 | CC | -1 | 0.12202 | 380 | 380 |  |  | -1.6652 | 380 | -0.12202 | -46.3669
32883 | BRYN_DNSBY3 | 1 | North | YES | -0.00608 | 0 | 2 | 48 |  | 1.015 | GST | -1 | 0.12372 | 48 | 48 |  |  | -0.29184 | 48 | -0.12372 | -5.9384
32884 | BRYN_DNSBY13 | 1 | North | YES | -0.00608 | 46 | 2 | 46 | 0 | 1.015 | GST | -1 | 0.12372 | 46 | 46 |  |  | -0.27968 | 46 | -0.12372 | -5.6909
32892 | BRYN_DNSBY14 | 1 | North | YES | -0.00608 | 84 | 25 | 105 | 0 | 1.035 | GST | -1 | 0.12372 | 105 | 105 |  |  | -0.6384 | 105 | -0.12372 | -12.9902
32798 | BRYN_TAMUGEN | 1 | North | YES | -0.007823 | 32 | 0 | 32 |  | 1.02 | GST | -1 | 0.12546 | 32 | 32 |  |  | -0.25034 | 32 | -0.12546 | -4.0147
32886 | BRYN_ATKINS3 | MB | North | YES | -0.008672 | 0 | 5 | 12 |  | 1 | GST | -1 | 0.12631 | 0 | 0 |  |  | 0 | 0 | -0.12631 | 0
32887 | BRYN_ATKINS6 | MB | North | YES | -0.008672 | 0 | 12 | 51 |  | 1.028 | GST | -1 | 0.12631 | 0 | 0 |  |  | 0 | 0 | -0.12631 | 0
32888 | BRYN_ATKINS7 | 1 | North | YES | -0.008672 | 13.6 | 4 | 17 |  | 1.028 | GGT | -1 | 0.12631 | 17 | 17 |  |  | -0.14742 | 17 | -0.12631 | -2.1472
32890 | BRYN_ATKINS4 | MB | North | YES | -0.008672 | 0 | 5 | 22 |  | 1.031 | GST | -1 | 0.12631 | 0 | 0 |  |  | 0 | 0 | -0.12631 | 0
32891 | BRYN_ATKINS5 | MB | North | YES | -0.008672 | 0 | 5 | 25 |  | 1.031 | GST | -1 | 0.12631 | 0 | 0 |  |  | 0 | 0 | -0.12631 | 0
990 | GIBN_CREK_G1 | 1 | North | YES | -0.010646 | 463 | 200 | 463 | 0 | 1.0275 | LIGCO | -1 | 0.12828 | 0 | 463 |  |  | 0 | 0 | -0.12828 | 0
39960 | TNTNPONE_18 | 1 | North | YES | -0.031484 | 152.3 | 30 | 152.3 |  | 1.04 | LIGCO | -1 | 0.14912 | 0 | 152.3 |  |  | 0 | 0 | -0.14912 | 0
39970 | TNTNPONE_28 | 1 | North | YES | -0.031484 | 153 | 30 | 153 |  | 1.04 | LIGCO | -1 | 0.14912 | 0 | 153 |  |  | 0 | 0 | -0.14912 | 0
48721 | LEG_1___1 | 1 | North | YES | -0.039728 | 827 | 357 | 827 | 0 | 1.0348 | LIGCO | -1 | 0.15736 | 0 | 827 |  |  | 0 | 0 | -0.15736 | 0
48722 | LEG_2___2 | 2 | North | YES | -0.039728 | 819 | 357 | 819 | 0 | 1.0348 | LIGCO | -1 | 0.15736 | 0 | 819 |  |  | 0 | 0 | -0.15736 | 0
60202 | FRNDDRCS | F | West | YES | -0.05223 | 0 | 0 | 0 | 0 | 0.9985 | AVR | -1 | 0.16987 | 0 | 0 |  |  |  |  | -0.16987 | 0
3381 | BBRN_1G | 1 | North | YES | -0.060288 | 618 | 225 | 618 | 0 | 1.03 | LIGCO | -1 | 0.17792 | 0 | 618 |  |  | 0 | 0 | -0.17792 | 0
3382 | BBRN_2G | 2 | North | YES | -0.060288 | 589 | 225 | 589 | 0 | 1.03 | LIGCO | -1 | 0.17792 | 0 | 589 |  |  | 0 | 0 | -0.17792 | 0
13131 | CALFREST_1G | 1 | North | YES | -0.062109 | 150.7 | 40 | 150.7 | 0 | 1.031 | CC | -1 | 0.17975 | 150.7 | 150.7 |  |  | -9.3598 | 150.7 | -0.17975 | -27.0876
13132 | CALFREST_2G | 2 | North | YES | -0.062109 | 151 | 57 | 151 | 0 | 1.031 | CC | -1 | 0.17975 | 151 | 151 |  |  | -9.3785 | 151 | -0.17975 | -27.1415
13133 | CALFREST_3G | 3 | North | YES | -0.062109 | 177.4 | 40 | 177.4 | 0 | 1.031 | CC | -1 | 0.17975 | 177.4 | 177.4 |  |  | -11.0181 | 177.4 | -0.17975 | -31.8868
13134 | CALFREST_4G | 4 | North | YES | -0.062487 | 151.5 | 40 | 151.5 | 0 | 1.031 | CC | -1 | 0.18012 | 151.5 | 151.5 |  |  | -9.4668 | 151.5 | -0.18012 | -27.2887
13135 | CALFREST_5G | 5 | North | YES | -0.062487 | 152.3 | 57 | 152.3 | 0 | 1.031 | CC | -1 | 0.18012 | 152.3 | 152.3 |  |  | -9.5168 | 152.3 | -0.18012 | -27.4328
13136 | CALFREST_6G | 6 | North | YES | -0.062487 | 177.5 | 40 | 177.5 | 0 | 1.031 | CC | -1 | 0.18012 | 177.5 | 177.5 |  |  | -11.0914 | 177.5 | -0.18012 | -31.9719
60018 | DSKY1 | 1 | West | YES | -0.063216 | 21 | 0 | 84 | 0 | 1.023 | Wind | -1 | 0.18085 | 0 | 84 |  |  |  |  | -0.18085 | 0
60017 | ORNNWP1 | 1 | West | YES | -0.063762 | 20 | 0 | 80 |  | 1.027 | Wind | -1 | 0.1814 | 0 | 80 |  |  |  |  | -0.1814 | 0
60000 | DSKY2 | 1 | West | YES | -0.064262 | 19.1 | 0 | 76.5 |  | 1.039 | Wind | -1 | 0.1819 | 0 | 76.5 |  |  |  |  | -0.1819 | 0
6016 | SWMESA | 1 | West | YES | -0.065165 | 18.8 | 0 | 75 |  | 1.03 | Wind | -1 | 0.1828 | 0 | 75 |  |  |  |  | -0.1828 | 0
60003 | KING_NE1A | 1 | West | YES | -0.065165 | 20 | 0 | 80 |  | 1.03 | Wind | -1 | 0.1828 | 0 | 80 |  |  |  |  | -0.1828 | 0
60005 | KING_SE1A | 1 | West | YES | -0.065165 | 10 | 0 | 40 |  | 1.035 | Wind | -1 | 0.1828 | 0 | 40 |  |  |  |  | -0.1828 | 0
38437 | TNSRBNMESA9 | 1 | West | YES | -0.065397 | 37.5 | 0 | 150 |  | 1.02 | Wind | -1 | 0.18303 | 0 | 150 |  |  |  |  | -0.18303 | 0
38332 | TNWDWRDU2_8 | 1 | West | YES | -0.065447 | 20 | 0 | 80 | 0 | 1.0232 | Wind | -1 | 0.18308 | 0 | 80 |  |  |  |  | -0.18308 | 0
60016 | WOODWRD11A | 1 | West | YES | -0.065462 | 20 | 0 | 80 |  | 1.033 | Wind | -1 | 0.1831 | 0 | 80 |  |  |  |  | -0.1831 | 0
60201 | RIO DRCS | F | West | YES | -0.065511 | 0 | 0 | 0 | 0 | 1.025 | AVR | -1 | 0.18315 | 0 | 0 |  |  |  |  | -0.18315 | 0
60007 | KING_SW1A | 1 | West | YES | -0.066065 | 20 | 0 | 80 |  | 1.03 | Wind | -1 | 0.1837 | 0 | 80 |  |  |  |  | -0.1837 | 0
60019 | KING_NW1A | 1 | West | YES | -0.066065 | 20 | 0 | 80 |  | 1.03 | Wind | -1 | 0.1837 | 0 | 80 |  |  |  |  | -0.1837 | 0
3107 | STRYKER_1G | 1 | North | YES | -0.070076 | 145.6 | 45 | 182 | 0 | 1.029 | GST | -1 | 0.18771 | 182 | 182 |  |  | -12.7538 | 182 | -0.18771 | -34.1636
3108 | STRYKER_2G | 2 | North | YES | -0.070076 | 484 | 75 | 484 | 0 | 1.029 | GST | -1 | 0.18771 | 484 | 484 |  |  | -33.9168 | 484 | -0.18771 | -90.8527
3113 | LUFKINWB_1G | 1 | North | YES | -0.070293 | 0 | 0 | 50 |  | 1.01 | #N/A | -1 | 0.18793 | 50 | 50 |  |  | -3.5147 | 50 | -0.18793 | -9.3965
3348 | CHAMPION_1G | MB | North | YES | -0.070372 | 0 | 42 | 42 |  | 1 | Cogen | -1 | 0.18801 | 0 | 0 |  |  | 0 | 0 | -0.18801 | 0
13116 | TGATEWAY_1G | 1 | North | YES | -0.07112 | 151 | 30 | 151 | 0 | 1.0232 | CC | -1 | 0.18876 | 151 | 151 |  |  | -10.7391 | 151 | -0.18876 | -28.5022
13117 | TGATEWAY_2G | 2 | North | YES | -0.07112 | 130 | 30 | 130 | 0 | 1.0232 | CC | -1 | 0.18876 | 130 | 130 |  |  | -9.2456 | 130 | -0.18876 | -24.5383
13118 | TGATEWAY_3G | 3 | North | YES | -0.07112 | 148 | 30 | 148 | 0 | 1.0232 | CC | -1 | 0.18876 | 148 | 148 |  |  | -10.5258 | 148 | -0.18876 | -27.9359
13119 | TGATEWAY_4G | 4 | North | YES | -0.07112 | 399 | 65 | 399 | 0 | 1.0232 | CC | -1 | 0.18876 | 399 | 399 |  |  | -28.3769 | 399 | -0.18876 | -75.3137
3097 | MARTLAKE_1G | 1 | North | YES | -0.071885 | 790 | 500 | 790 | 0 | 1.017 | LIGCO | -1 | 0.18952 | 0 | 790 |  |  | 0 | 0 | -0.18952 | 0
3098 | MARTLAKE_2G | 2 | North | YES | -0.071885 | 795 | 461 | 795 | 0 | 1.017 | LIGCO | -1 | 0.18952 | 0 | 795 |  |  | 0 | 0 | -0.18952 | 0
3099 | MARTLAKE_3G | 3 | North | YES | -0.071885 | 804 | 500 | 804 | 0 | 1.017 | LIGCO | -1 | 0.18952 | 0 | 804 |  |  | 0 | 0 | -0.18952 | 0
1002 | PBCTAGE_1G | A | West | YES | -0.072825 | 64 | 64 | 66 | 0 | 1.036 | GGT | -1 | 0.19046 | 66 | 66 |  |  |  |  | -0.19046 | -12.5704
1003 | PBCTBGE_2G | B | West | YES | -0.072825 | 65 | 65 | 66 | 0 | 1.036 | GGT | -1 | 0.19046 | 66 | 66 |  |  |  |  | -0.19046 | -12.5704
1004 | PBCTCGE_3G | C | West | YES | -0.072825 | 62 | 62 | 67 | 0 | 1.036 | GGT | -1 | 0.19046 | 67 | 67 |  |  |  |  | -0.19046 | -12.7609
1005 | PBCTDGE_4G | D | West | YES | -0.072825 | 65 | 65 | 68 | 0 | 1.036 | GGT | -1 | 0.19046 | 68 | 68 |  |  |  |  | -0.19046 | -12.9514
1006 | PBCTEGE_5G | E | West | YES | -0.072825 | 65 | 65 | 67 | 0 | 1.036 | GGT | -1 | 0.19046 | 67 | 67 |  |  |  |  | -0.19046 | -12.7609
1007 | PB5GEN_6G | 5 | West | YES | -0.072825 | 91.2 | 40 | 114 | 0 | 1.036 | GST | -1 | 0.19046 | 114 | 114 |  |  |  |  | -0.19046 | -21.7126
1008 | PB6GEN_7G | 6 | West | YES | -0.072825 | 515 | 130 | 515 | 0 | 1.036 | GST | -1 | 0.19046 | 515 | 515 |  |  |  |  | -0.19046 | -98.0875
7038 | L_DELAWA1_1Y | 1 | West | YES | -0.072898 | 3.5 | 0 | 35 | 0 | 1 | Wind | -1 | 0.19053 | 0 | 35 |  |  |  |  | -0.19053 | 0
7038 | L_DELAWA1_1Y | 2 | West | YES | -0.072898 | 3 | 0 | 30 | 0 | 1 | Wind | -1 | 0.19053 | 0 | 30 |  |  |  |  | -0.19053 | 0
1349 | WESTXWIN_1G | 1 | West | YES | -0.072951 | 1.3 | 0 | 6.6 |  | 1.014 | Wind | -1 | 0.19059 | 0 | 6.6 |  |  |  |  | -0.19059 | 0
1350 | NWPWRG1_1G | 1 | West | YES | -0.072951 | 6.9 | 1 | 34.3 |  | 1.014 | Wind | -1 | 0.19059 | 0 | 34.3 |  |  |  |  | -0.19059 | 0
1146 | NOTREES_1G | 1 | West | YES | -0.073038 | 29.8 | 0 | 149 | 0 | 1.017 | #N/A | -1 | 0.19067 | 149 | 149 |  |  |  |  | -0.19067 | -28.4105
76091 | L_DIVIDE1_1N | W1 | West | YES | -0.073187 | 110 | 0 | 550 | 0 | 1.02 | Wind | -1 | 0.19082 | 0 | 550 |  |  |  |  | -0.19082 | 0
6407 | TURKTRAK1A | 1 | West | YES | -0.073474 | 33.9 | 0 | 169.5 | 0 | 1.025 | Wind | -1 | 0.19111 | 0 | 169.5 |  |  |  |  | -0.19111 | 0
76031 | L_GASCCR1_1N | W1 | West | YES | -0.073503 | 30 | 0 | 150 | 0 | 1.02 | Wind | -1 | 0.19114 | 0 | 150 |  |  |  |  | -0.19114 | 0
11020 | TIEHVSG_1G | 1 | West | YES | -0.073833 | 208.2 | 63 | 208.2 | 0 | 1.012 | CC | -1 | 0.19147 | 208.2 | 208.2 |  |  |  |  | -0.19147 | -39.8639
11021 | TIEHVCG_1G | 1 | West | YES | -0.073833 | 142.1 | 103 | 142.1 | 0 | 1.012 | CC | -1 | 0.19147 | 142.1 | 142.1 |  |  |  |  | -0.19147 | -27.2078
11022 | TIEHVCG_2G | 1 | West | YES | -0.073833 | 132.4 | 103 | 132.4 | 0 | 1.012 | CC | -1 | 0.19147 | 132.4 | 132.4 |  |  |  |  | -0.19147 | -25.3505
11023 | TIEHVCG_3G | 1 | West | YES | -0.073833 | 137.4 | 103 | 137.4 | 0 | 1.012 | CC | -1 | 0.19147 | 137.4 | 137.4 |  |  |  |  | -0.19147 | -26.3079
11024 | TIEHVCG_4G | 1 | West | YES | -0.073833 | 147 | 103 | 147 | 0 | 1.012 | CC | -1 | 0.19147 | 147 | 147 |  |  |  |  | -0.19147 | -28.146
11025 | TIEHVSG_2G | 1 | West | YES | -0.073833 | 213.2 | 63 | 213.2 | 0 | 1.012 | CC | -1 | 0.19147 | 213.2 | 213.2 |  |  |  |  | -0.19147 | -40.8212
11001 | NAV1CT | 1 | West | YES | -0.073846 | 70.4 | 18 | 70.4 | 0 | 1.029 | CC | -1 | 0.19148 | 70.4 | 70.4 |  |  |  |  | -0.19148 | -13.4803
11009 | NAV2CT | 1 | West | YES | -0.073846 | 71.4 | 18 | 71.4 | 0 | 1.029 | CC | -1 | 0.19148 | 71.4 | 71.4 |  |  |  |  | -0.19148 | -13.6718
11011 | NAV3ST | 1 | West | YES | -0.073846 | 92.8 | 40 | 92.8 | 0 | 1.029 | CC | -1 | 0.19148 | 92.8 | 92.8 |  |  |  |  | -0.19148 | -17.7696
11012 | NAV4CT | 1 | West | YES | -0.073846 | 80 | 18 | 80 | 0 | 1.029 | CC | -1 | 0.19148 | 80 | 80 |  |  |  |  | -0.19148 | -15.3186
11013 | NAV5CT | 1 | West | YES | -0.073846 | 80 | 18 | 80 | 0 | 1.029 | CC | -1 | 0.19148 | 80 | 80 |  |  |  |  | -0.19148 | -15.3186
11014 | NAV6ST | 1 | West | YES | -0.073846 | 115 | 40 | 115 | 0 | 1.029 | CC | -1 | 0.19148 | 115 | 115 |  |  |  |  | -0.19148 | -22.0205
1328 | OCOTILLO_1G | 1 | West | YES | -0.073874 | 11.6 | 0 | 58 |  | 1.01 | Wind | -1 | 0.19151 | 0 | 58 |  |  |  |  | -0.19151 | 0
1326 | STANTONW_8 | 1 | West | YES | -0.073914 | 20.1 | 0 | 100.5 |  | 1.01 | Wind | -1 | 0.19155 | 0 | 100.5 |  |  |  |  | -0.19155 | 0
1333 | MCDDONAL_8 | 1 | West | YES | -0.07404 | 42.8 | 0 | 214.2 |  | 1.01 | Wind | -1 | 0.19168 | 0 | 214.2 |  |  |  |  | -0.19168 | 0
1320 | BSP 1 | 1 | West | YES | -0.074052 | 25.5 | 2.9 | 25.8 | 0 | 1 | Cogen | -1 | 0.19169 | 0 | 0 |  |  |  |  | -0.19169 | 0
1170 | AIRLAMESA_1G | 1 | West | YES | -0.074282 | 0 | 0 | 180 |  | 1 | #N/A | -1 | 0.19192 | 180 | 180 |  |  |  |  | -0.19192 | -34.5453
1327 | WILDHRSE_1G | 1 | West | YES | -0.07452 | 24 | 0 | 120 |  | 1 | Wind | -1 | 0.19216 | 0 | 120 |  |  |  |  | -0.19216 | 0
1360 | GUNSIGHT_8 | 1 | West | YES | -0.074546 | 24 | 0 | 120 | 0 | 1.01 | Wind | -1 | 0.19218 | 0 | 120 |  |  |  |  | -0.19218 | 0
1045 | CALENG1G_1G | 1 | West | YES | -0.074665 | 73.4 | 27 | 73.4 | 0 | 1.014 | Cogen | -1 | 0.1923 | 0 | 0 |  |  |  |  | -0.1923 | 0
1046 | CALENG2G_2G | 2 | West | YES | -0.074665 | 73.4 | 27 | 73.4 | 0 | 1.014 | Cogen | -1 | 0.1923 | 0 | 0 |  |  |  |  | -0.1923 | 0
1047 | CALENG3G_3G | 3 | West | YES | -0.074665 | 70.4 | 27 | 70.4 | 0 | 1.014 | Cogen | -1 | 0.1923 | 0 | 0 |  |  |  |  | -0.1923 | 0
1302 | COYOTEWG_8 | 1 | West | YES | -0.074694 | 45 | 0 | 225 |  | 1.01 | #N/A | -1 | 0.19233 | 225 | 225 |  |  |  |  | -0.19233 | -43.2743
1058 | LONGSHORE_5 | 1 | West | YES | -0.074853 | 30 | 0 | 150 |  | 1.01 | Wind | -1 | 0.19249 | 0 | 150 |  |  |  |  | -0.19249 | 0
1058 | LONGSHORE_5 | 2 | West | YES | -0.074853 | 44 | 0 | 220 |  | 1.01 | Wind | -1 | 0.19249 | 0 | 220 |  |  |  |  | -0.19249 | 0
1058 | LONGSHORE_5 | 3 | West | YES | -0.074853 | 23.4 | 0 | 117 |  | 1.01 | Wind | -1 | 0.19249 | 0 | 117 |  |  |  |  | -0.19249 | 0
1301 | BULLCREK_8 | 1 | West | YES | -0.074989 | 36 | 0 | 180 | 0 | 1.017 | #N/A | -1 | 0.19263 | 180 | 180 |  |  |  |  | -0.19263 | -34.6725
60058 | BUFF_GAP1A | 1 | West | YES | -0.075046 | 24 | 0 | 120 |  | 1 | Wind | -1 | 0.19268 | 0 | 120 |  |  |  |  | -0.19268 | 0
60060 | CIRELLO | 1 | West | YES | -0.075046 | 46.6 | 0 | 233 | 0 | 1 | Wind | -1 | 0.19268 | 0 | 233 |  |  |  |  | -0.19268 | 0
60063 | BUFF_GAP1B | 1 | West | YES | -0.075046 | 34 | 0 | 170.2 | 0 | 1.02 | Wind | -1 | 0.19268 | 0 | 170.2 |  |  |  |  | -0.19268 | 0
60066 | H_HOLLOW1A | 1 | West | YES | -0.075046 | 44.4 | 0 | 222 | 0 | 1.005 | Wind | -1 | 0.19268 | 0 | 222 |  |  |  |  | -0.19268 | 0
60068 | HHOLLOW21A | 1 | West | YES | -0.075046 | 36.8 | 0 | 184 | 0 | 1.025 | Wind | -1 | 0.19268 | 0 | 184 |  |  |  |  | -0.19268 | 0
60070 | HHOLLOW31A | 1 | West | YES | -0.075046 | 44.8 | 0 | 224 | 0 | 1.025 | Wind | -1 | 0.19268 | 0 | 224 |  |  |  |  | -0.19268 | 0
60072 | HHOLLOW41A | 1 | West | YES | -0.075046 | 23 | 0 | 115 | 0 | 1.025 | Wind | -1 | 0.19268 | 0 | 115 |  |  |  |  | -0.19268 | 0
1037 | MORGAN5G_5G | 5 | West | YES | -0.075058 | 109.6 | 40 | 137 | 0 | 1.029 | GST | -1 | 0.19269 | 137 | 137 |  |  |  |  | -0.19269 | -26.3991
1039 | MRGNAG_1G | A | West | YES | -0.075058 | 69 | 69 | 69 | 0 | 1.029 | GGT | -1 | 0.19269 | 69 | 69 |  |  |  |  | -0.19269 | -13.2959
1040 | MRGNBG_2G | B | West | YES | -0.075058 | 70 | 70 | 71 | 0 | 1.029 | GGT | -1 | 0.19269 | 71 | 71 |  |  |  |  | -0.19269 | -13.6813
1041 | MRGNCG_3G | C | West | YES | -0.075058 | 69 | 69 | 70 | 0 | 1.029 | GGT | -1 | 0.19269 | 70 | 70 |  |  |  |  | -0.19269 | -13.4886
1042 | MRGNDG_4G | D | West | YES | -0.075058 | 68 | 68 | 68 | 0 | 1.029 | GGT | -1 | 0.19269 | 68 | 68 |  |  |  |  | -0.19269 | -13.1032
1043 | MRGNEG_5G | E | West | YES | -0.075058 | 68 | 68 | 70 | 0 | 1.029 | GGT | -1 | 0.19269 | 70 | 70 |  |  |  |  | -0.19269 | -13.4886
1044 | MRGNFG_6G | F | West | YES | -0.075058 | 66 | 66 | 66 | 0 | 1.029 | GGT | -1 | 0.19269 | 66 | 66 |  |  |  |  | -0.19269 | -12.7178
6637 | SNYDERW1A | 1 | West | YES | -0.075177 | 12.6 | 0 | 63 | 0 | 1.025 | Wind | -1 | 0.19281 | 0 | 63 |  |  |  |  | -0.19281 | 0
60057 | CALLAHAN1A | 1 | West | YES | -0.075195 | 22.8 | 0 | 114 | 0 | 1.04 | Wind | -1 | 0.19283 | 0 | 114 |  |  |  |  | -0.19283 | 0
1068 | SCURRYCW_1G | 1 | West | YES | -0.075242 | 28.2 | 1.3 | 141 |  | 1.01 | Wind | -1 | 0.19288 | 0 | 141 |  |  |  |  | -0.19288 | 0
1073 | SCURRYCW_2G | 2 | West | YES | -0.075242 | 24 | 0 | 120 | 0 | 1.017 | Wind | -1 | 0.19288 | 0 | 120 |  |  |  |  | -0.19288 | 0
1061 | CIELOGEN_1G | 1 | West | YES | -0.075253 | 19.8 | 0 | 99 |  | 1 | Wind | -1 | 0.19289 | 0 | 99 |  |  |  |  | -0.19289 | 0
1062 | CIELOGEN_2G | 1 | West | YES | -0.075253 | 12.2 | 0 | 61 |  | 1 | Wind | -1 | 0.19289 | 0 | 61 |  |  |  |  | -0.19289 | 0
1069 | KINDERMG_1G | 1 | West | YES | -0.075253 | 25 | 5 | 25 | 0 | 1.017 | Cogen | -1 | 0.19289 | 0 | 0 |  |  |  |  | -0.19289 | 0
1070 | KINDERMG_2G | 1 | West | YES | -0.075253 | 45.7 | 12 | 45.7 | 0 | 1.017 | Cogen | -1 | 0.19289 | 0 | 0 |  |  |  |  | -0.19289 | 0
1071 | KINDERMG_3G | 1 | West | YES | -0.075253 | 45.7 | 12 | 45.7 | 0 | 1.017 | Cogen | -1 | 0.19289 | 0 | 0 |  |  |  |  | -0.19289 | 0
36998 | RDCNYNG1 | 1 | West | YES | -0.075457 | 16.8 | 0 | 84 |  | 1.01 | Wind | -1 | 0.19309 | 0 | 84 |  |  |  |  | -0.19309 | 0
1343 | TRENTIPP_8 | 1 | West | YES | -0.075891 | 30 | 0 | 150 |  | 1.014 | Wind | -1 | 0.19353 | 0 | 150 |  |  |  |  | -0.19353 | 0
1354 | AEPWIND_8 | 1 | West | YES | -0.075891 | 20.2 | 0 | 101 |  | 1 | Wind | -1 | 0.19353 | 0 | 101 |  |  |  |  | -0.19353 | 0
1049 | ROSCOEWI_5 | 1 | West | YES | -0.075935 | 41.8 | 0 | 209 |  | 1.01 | #N/A | -1 | 0.19357 | 209 | 209 |  |  |  |  | -0.19357 | -40.4564
1057 | ROSCOEWI_5 | 2 | West | YES | -0.075935 | 25.3 | 0 | 126.5 |  | 1.01 | #N/A | -1 | 0.19357 | 126.5 | 126.5 |  |  |  |  | -0.19357 | -24.4868
1060 | ROSCOEWI_5 | 3 | West | YES | -0.075935 | 39.4 | 0 | 197 | 0 | 1.01 | #N/A | -1 | 0.19357 | 197 | 197 |  |  |  |  | -0.19357 | -38.1335
1072 | ROSCOEWI_5 | 4 | West | YES | -0.075935 | 63.6 | 0 | 318 | 0 | 1.01 | #N/A | -1 | 0.19357 | 318 | 318 |  |  |  |  | -0.19357 | -61.5557
71051 | L_BITTCR1_1N | W1 | West | YES | -0.075958 | 7.5 | 0 | 37.5 |  | 1.02 | Wind | -1 | 0.19359 | 0 | 37.5 |  |  |  |  | -0.19359 | 0
71054 | L_SWEETW1_1N | W1 | West | YES | -0.075958 | 21.5 | 0 | 107.5 |  | 1.02 | Wind | -1 | 0.19359 | 0 | 107.5 |  |  |  |  | -0.19359 | 0
71057 | L_SWEETW1_2N | W1 | West | YES | -0.075958 | 27 | 0 | 135 |  | 1.02 | Wind | -1 | 0.19359 | 0 | 135 |  |  |  |  | -0.19359 | 0
71059 | L_SWEETW1_3N | W1 | West | YES | -0.075958 | 23.8 | 0 | 119 | 0 | 1.02 | Wind | -1 | 0.19359 | 0 | 119 |  |  |  |  | -0.19359 | 0
71060 | L_SWEETW1_4N | W1 | West | YES | -0.075958 | 21 | 0 | 105 | 0 | 1.02 | Wind | -1 | 0.19359 | 0 | 105 |  |  |  |  | -0.19359 | 0
6144 | MCADOO1A | 1 | West | YES | -0.076355 | 15 | 0 | 150 | 0 | 1.025 | Wind | -1 | 0.19399 | 0 | 150 |  |  |  |  | -0.19399 | 0
1416 | SWETWATR_1G | 1 | West | YES | -0.07637 | 30 | 18 | 30 | 0 | 1.026 | CC | -1 | 0.19401 | 30 | 30 |  |  |  |  | -0.19401 | -5.8202
1417 | SWETWATR_2G | 2 | West | YES | -0.07637 | 72 | 36 | 72 | 0 | 1.026 | CC | -1 | 0.19401 | 72 | 72 |  |  |  |  | -0.19401 | -13.9684
1418 | SWETWATR_3G | 3 | West | YES | -0.07637 | 68 | 36 | 68 | 0 | 1.026 | CC | -1 | 0.19401 | 68 | 68 |  |  |  |  | -0.19401 | -13.1924
1419 | SWETWATR_4G | 4 | West | YES | -0.07637 | 61 | 36 | 61 | 0 | 1.026 | CC | -1 | 0.19401 | 61 | 61 |  |  |  |  | -0.19401 | -11.8344
12411 | FPLEFR1A_G | 1 | North | YES | -0.077185 | 161 | 72 | 161 | 0 | 1 | CC | -1 | 0.19482 | 161 | 161 |  |  | -12.4268 | 161 | -0.19482 | -31.3662
12412 | FPLEFR1B_G | 2 | North | YES | -0.077185 | 164 | 72 | 164 | 0 | 1 | CC | -1 | 0.19482 | 164 | 164 |  |  | -12.6583 | 164 | -0.19482 | -31.9507
12413 | FPLEFR1C_G | 3 | North | YES | -0.077185 | 164 | 72 | 164 | 0 | 1 | CC | -1 | 0.19482 | 164 | 164 |  |  | -12.6583 | 164 | -0.19482 | -31.9507
12414 | FPLEFR1S_G | 4 | North | YES | -0.077185 | 414 | 191 | 414 | 0 | 1 | CC | -1 | 0.19482 | 414 | 414 |  |  | -31.9546 | 414 | -0.19482 | -80.656
12421 | FPLEFR2A_G | 1 | North | YES | -0.077185 | 162 | 72 | 162 | 0 | 1 | CC | -1 | 0.19482 | 162 | 162 |  |  | -12.504 | 162 | -0.19482 | -31.561
12422 | FPLEFR2B_G | 2 | North | YES | -0.077185 | 161 | 72 | 161 | 0 | 1 | CC | -1 | 0.19482 | 161 | 161 |  |  | -12.4268 | 161 | -0.19482 | -31.3662
12423 | FPLEFR2C_G | 3 | North | YES | -0.077185 | 163 | 72 | 163 | 0 | 1 | CC | -1 | 0.19482 | 163 | 163 |  |  | -12.5812 | 163 | -0.19482 | -31.7559
12424 | FPLEFR2S_G | 4 | North | YES | -0.077185 | 415 | 191 | 415 | 0 | 1 | CC | -1 | 0.19482 | 415 | 415 |  |  | -32.0318 | 415 | -0.19482 | -80.8508
60081 | WHRLWIND1A | 1 | West | YES | -0.077343 | 12 | 0 | 60 | 0 | 1.03 | Wind | -1 | 0.19498 | 0 | 60 |  |  |  |  | -0.19498 | 0
60052 | WILDHRS11A | 1 | West | YES | -0.077993 | 25.3 | 0 | 126.5 | 0 | 1.005 | #N/A | -1 | 0.19563 | 126.5 | 126.5 |  |  |  |  | -0.19563 | -24.7471
60053 | WILDHRS21A | 1 | West | YES | -0.077993 | 7.8 | 0 | 39 | 0 | 1.025 | #N/A | -1 | 0.19563 | 39 | 39 |  |  |  |  | -0.19563 | -7.6295
2451 | LKHB1_G | 1 | North | YES | -0.078253 | 0 | 80 | 391 |  | 1.022 | GST | -1 | 0.19589 | 391 | 391 |  |  | -30.5969 | 391 | -0.19589 | -76.5927
2452 | LKHB2_G | 2 | North | YES | -0.078253 | 516 | 80 | 516 | 0 | 1.022 | GST | -1 | 0.19589 | 516 | 516 |  |  | -40.3785 | 516 | -0.19589 | -101.0788
1437 | MESQUITW_1G | 1 | North | YES | -0.078306 | 40 | 0 | 400 | 0 | 1.023 | Wind | -1 | 0.19594 | 0 | 400 |  |  | 0 | 0 | -0.19594 | 0
1438 | MESQUITW_2G | 1 | North | YES | -0.07831 | 23.6 | 0 | 236 |  | 1.017 | Wind | -1 | 0.19595 | 0 | 236 |  |  | 0 | 0 | -0.19595 | 0
3126 | TRINIDAD_6G | 1 | North | YES | -0.078325 | 179.2 | 46 | 224 | 0 | 1 | GST | -1 | 0.19596 | 224 | 224 |  |  | -17.5448 | 224 | -0.19596 | -43.8953
12440 | PARKD_1SVC8 | 1 | North | YES | -0.078469 | 0 | 0 | 0 | 0 | 1.007 | GST | -1 | 0.19611 | 0 | 0 |  |  | 0 | 0 | -0.19611 | 0
12449 | PARKD_2SVC8 | 1 | North | YES | -0.078469 | 0 | 0 | 0 | 0 | 1.007 | GST | -1 | 0.19611 | 0 | 0 |  |  | 0 | 0 | -0.19611 | 0
948 | STEAM1 | 1 | North | YES | -0.078578 | 0 | 12 | 20 |  | 1.02 | GST | -1 | 0.19621 | 20 | 20 |  |  | -1.5716 | 20 | -0.19621 | -3.9243
949 | STEAM2 | 1 | North | YES | -0.078578 | 26 | 8 | 26 | 0 | 0.99 | GST | -1 | 0.19621 | 26 | 26 |  |  | -2.043 | 26 | -0.19621 | -5.1016
950 | STEAM3 | 1 | North | YES | -0.078578 | 41 | 13 | 42 | 0 | 1.02 | GST | -1 | 0.19621 | 42 | 42 |  |  | -3.3003 | 42 | -0.19621 | -8.241
837 | NEWMAN_G5 | 1 | North | YES | -0.078793 | 0 | 15 | 40 |  | 1.01 | GST | -1 | 0.19643 | 40 | 40 |  |  | -3.1517 | 40 | -0.19643 | -7.8572
842 | OLINGER_G1 | 1 | North | YES | -0.0788 | 55.4 | 20 | 79 | 0 | 1.03 | GST | -1 | 0.19644 | 79 | 79 |  |  | -6.2252 | 79 | -0.19644 | -15.5185
843 | OLINGER_G2 | 1 | North | YES | -0.0788 | 76.2 | 25 | 110 | 0 | 1.03 | GST | -1 | 0.19644 | 110 | 110 |  |  | -8.668 | 110 | -0.19644 | -21.608
844 | OLINGER_G3 | 1 | North | YES | -0.0788 | 103.9 | 45 | 150 | 0 | 1.03 | GST | -1 | 0.19644 | 150 | 150 |  |  | -11.82 | 150 | -0.19644 | -29.4654
845 | OLINGER_G4 | 1 | North | YES | -0.0788 | 51.9 | 0 | 76 | 0 | 1.03 | GGT | -1 | 0.19644 | 76 | 76 |  |  | -5.9888 | 76 | -0.19644 | -14.9292
1701 | MOSES_1G | 1 | North | YES | -0.079006 | 558 | 175 | 558 | 0 | 1.023 | LIGCO | -1 | 0.19664 | 0 | 558 |  |  | 0 | 0 | -0.19664 | 0
1702 | MOSES_2G | 2 | North | YES | -0.079006 | 579 | 175 | 579 | 0 | 1.023 | LIGCO | -1 | 0.19664 | 0 | 579 |  |  | 0 | 0 | -0.19664 | 0
1703 | MOSES_3G | 3 | North | YES | -0.079006 | 808 | 463 | 808 | 0 | 1.023 | LIGCO | -1 | 0.19664 | 0 | 808 |  |  | 0 | 0 | -0.19664 | 0
5925 | DCEAST | EQ | North | YES | -0.079006 | 400.3 | -600 | 600 | 0 | 1.025 | DCTie | -1 | 0.19664 | 0 | 0 |  |  | 0 | 0 | -0.19664 | 0
1442 | COKFIELD_5 | 1 | North | YES | -0.079042 | 16.5 | 0 | 165 |  | 1.029 | Wind | -1 | 0.19668 | 0 | 165 |  |  | 0 | 0 | -0.19668 | 0
1675 | PEC_1G | 1 | North | YES | -0.079134 | 76.7 | 35 | 76.7 | 0 | 1.022 | Cogen | -1 | 0.19677 | 0 | 0 |  |  | 0 | 0 | -0.19677 | 0
1676 | PEC_2G | 2 | North | YES | -0.079134 | 79.6 | 35 | 79.6 | 0 | 1.022 | Cogen | -1 | 0.19677 | 0 | 0 |  |  | 0 | 0 | -0.19677 | 0
1677 | PEC_3G | 3 | North | YES | -0.079134 | 88.4 | 35 | 88.4 | 0 | 1.022 | Cogen | -1 | 0.19677 | 0 | 0 |  |  | 0 | 0 | -0.19677 | 0
1678 | LAMARPWR_1G | 1 | North | YES | -0.079251 | 160 | 67.7 | 160 | 0 | 1.038 | CC | -1 | 0.19689 | 160 | 160 |  |  | -12.6802 | 160 | -0.19689 | -31.502
1679 | LAMARPWR_2G | 2 | North | YES | -0.079251 | 156 | 67.7 | 156 | 0 | 1.038 | CC | -1 | 0.19689 | 156 | 156 |  |  | -12.3632 | 156 | -0.19689 | -30.7144
1680 | LAMARPWR_3G | 3 | North | YES | -0.079251 | 196 | 129.1 | 196 | 0 | 1.038 | CC | -1 | 0.19689 | 196 | 196 |  |  | -15.5332 | 196 | -0.19689 | -38.5899
1681 | LAMARPWR_4G | 4 | North | YES | -0.079251 | 156 | 67.7 | 156 | 0 | 1.038 | CC | -1 | 0.19689 | 156 | 156 |  |  | -12.3632 | 156 | -0.19689 | -30.7144
1682 | LAMARPWR_5G | 5 | North | YES | -0.079251 | 157 | 67.7 | 157 | 0 | 1.038 | CC | -1 | 0.19689 | 157 | 157 |  |  | -12.4424 | 157 | -0.19689 | -30.9113
1683 | LAMARPWR_6G | 6 | North | YES | -0.079251 | 198 | 129.1 | 198 | 0 | 1.038 | CC | -1 | 0.19689 | 198 | 198 |  |  | -15.6917 | 198 | -0.19689 | -38.9837
1689 | VALLEY_3G | 3 | North | YES | -0.079395 | 0 | 25 | 375 |  | 1.003 | GST | -1 | 0.19703 | 375 | 375 |  |  | -29.7731 | 375 | -0.19703 | -73.8867
11691 | KMICHICT1_G | 1 | North | YES | -0.079395 | 144 | 80 | 144 | 0 | 1.026 | CC | -1 | 0.19703 | 144 | 144 |  |  | -11.4329 | 144 | -0.19703 | -28.3725
11692 | KMICHICT2_G | 2 | North | YES | -0.079395 | 146 | 80 | 146 | 0 | 1.026 | CC | -1 | 0.19703 | 146 | 146 |  |  | -11.5917 | 146 | -0.19703 | -28.7666
11693 | KMICHIST3_G | 3 | North | YES | -0.079395 | 312 | 60 | 312 | 0 | 1.026 | CC | -1 | 0.19703 | 312 | 312 |  |  | -24.7712 | 312 | -0.19703 | -61.4737
11694 | KMICHICT4_G | 4 | North | YES | -0.079395 | 144 | 80 | 144 | 0 | 1.026 | CC | -1 | 0.19703 | 144 | 144 |  |  | -11.4329 | 144 | -0.19703 | -28.3725
11695 | KMICHICT5_G | 5 | North | YES | -0.079395 | 148 | 80 | 148 | 0 | 1.026 | CC | -1 | 0.19703 | 148 | 148 |  |  | -11.7505 | 148 | -0.19703 | -29.1606
11696 | KMICHIST6_G | 6 | North | YES | -0.079395 | 310 | 60 | 310 | 0 | 1.026 | CC | -1 | 0.19703 | 310 | 310 |  |  | -24.6124 | 310 | -0.19703 | -61.0797
6100 | OKLA7A | EQ | West | YES | -0.079604 | 50 | -220 | 220 | 0 | 1.035 | DCTie | -1 | 0.19724 | 0 | 0 |  |  |  |  | -0.19724 | 0
6752 | OKLA0A | 1 | West | YES | -0.079604 | 649.7 | 175 | 649.7 | 0 | 1.035 | LIGCO | -1 | 0.19724 | 0 | 649.7 |  |  |  |  | -0.19724 | 0
1687 | VALLEY_1G | 1 | North | YES | -0.079647 | 136 | 15 | 170 | 0 | 1.029 | GST | -1 | 0.19728 | 170 | 170 |  |  | -13.54 | 170 | -0.19728 | -33.5382
1688 | VALLEY_2G | 2 | North | YES | -0.079647 | 527 | 90 | 527 | 0 | 1.029 | GSC | -1 | 0.19728 | 527 | 527 |  |  | -41.974 | 527 | -0.19728 | -103.9683
6948 | DENISNDM | 2 | North | YES | -0.079858 | 31 | 5 | 40 | 0 | 1.015 | Hydro | -1 | 0.19749 | 0 | 0 |  |  | 0 | 0 | -0.19749 | 0
6948 | DENISNDM | 1 | North | YES | -0.079858 | 40 | 5 | 40 | 0 | 1.015 | Hydro | -1 | 0.19749 | 0 | 0 |  |  | 0 | 0 | -0.19749 | 0
2371 | COLLIN_1G | MB | North | YES | -0.080724 | 0 | 40 | 138 |  | 1.022 | GST | -1 | 0.19836 | 0 | 0 |  |  | 0 | 0 | -0.19836 | 0
2413 | MTCK6_G | 6 | North | YES | -0.080756 | 0 | 30 | 118 |  | 1.022 | GST | -1 | 0.19839 | 118 | 118 |  |  | -9.5292 | 118 | -0.19839 | -23.4103
2414 | MTCK7_G | 7 | North | YES | -0.080756 | 0 | 30 | 115 |  | 1.022 | GST | -1 | 0.19839 | 115 | 115 |  |  | -9.2869 | 115 | -0.19839 | -22.8151
2417 | MTCK8_G | 8 | North | YES | -0.080756 | 444.8 | 60 | 556 | 0 | 1.022 | GSC | -1 | 0.19839 | 556 | 556 |  |  | -44.9003 | 556 | -0.19839 | -110.3061
1432 | GRHAMSES_2G | 2 | North | YES | -0.081362 | 294.9 | 90 | 366 | 0 | 1.014 | GST | -1 | 0.199 | 366 | 366 |  |  | -29.7785 | 366 | -0.199 | -72.8334
1479 | WFCOGEN_1G | 2 | North | YES | -0.08147 | 16 | 12 | 20 | 0 | 1 | Cogen | -1 | 0.19911 | 0 | 0 |  |  | 0 | 0 | -0.19911 | 0
1479 | WFCOGEN_1G | 1 | North | YES | -0.08147 | 16 | 12 | 20 | 0 | 1 | Cogen | -1 | 0.19911 | 0 | 0 |  |  | 0 | 0 | -0.19911 | 0
1482 | WFCOGEN_2G | 2 | North | YES | -0.08147 | 13.6 | 12 | 17 | 0 | 1 | Cogen | -1 | 0.19911 | 0 | 0 |  |  | 0 | 0 | -0.19911 | 0
1482 | WFCOGEN_2G | 1 | North | YES | -0.08147 | 16 | 12 | 20 | 0 | 1 | Cogen | -1 | 0.19911 | 0 | 0 |  |  | 0 | 0 | -0.19911 | 0
2381 | NTHLK1_G | 1 | North | YES | -0.081563 | 0 | 35 | 156 |  | 1.022 | GST | -1 | 0.1992 | 156 | 156 |  |  | -12.7238 | 156 | -0.1992 | -31.0751
2382 | NTHLK2_G | 2 | North | YES | -0.081563 | 0 | 35 | 181 |  | 1.022 | GST | -1 | 0.1992 | 181 | 181 |  |  | -14.7629 | 181 | -0.1992 | -36.0551
2383 | NTHLK3_G | 3 | North | YES | -0.081563 | 0 | 50 | 329 |  | 1.022 | GST | -1 | 0.1992 | 329 | 329 |  |  | -26.8342 | 329 | -0.1992 | -65.5366
2418 | MTCK2_G | 2 | North | YES | -0.081783 | 0 | 10 | 23 |  | 0.971 | #N/A | -1 | 0.19942 | 23 | 23 |  |  | -1.881 | 23 | -0.19942 | -4.5866
2419 | MTCK3_G | MB | North | YES | -0.081783 | 0 | 10 | 63 |  | 0.971 | #N/A | -1 | 0.19942 | 63 | 63 |  |  | -5.1523 | 63 | -0.19942 | -12.5634
1433 | GRHAMSES_1G | 1 | North | YES | -0.08189 | 242 | 60 | 242 | 0 | 1.038 | GST | -1 | 0.19953 | 242 | 242 |  |  | -19.8174 | 242 | -0.19953 | -48.2854
923 | SPENCER_G4 | 1 | North | YES | -0.08232 | 48 | 20 | 61 | 0 | 1.03 | GST | -1 | 0.19996 | 61 | 61 |  |  | -5.0215 | 61 | -0.19996 | -12.1973
924 | SPENCER_G5 | 1 | North | YES | -0.08232 | 52 | 20 | 66 | 0 | 1.03 | GST | -1 | 0.19996 | 66 | 66 |  |  | -5.4331 | 66 | -0.19996 | -13.1971
728 | WOLFRIDGE801 | 1 | North | YES | -0.082722 | 11.2 | 0 | 112.5 | 0 | 0.99 | Wind | -1 | 0.20036 | 0 | 112.5 |  |  | 0 | 0 | -0.20036 | 0
1453 | WCPWRCO_1G | 1 | North | YES | -0.083191 | 204 | 50 | 204 |  | 1.02 | CC | -1 | 0.20083 | 204 | 204 |  |  | -16.971 | 204 | -0.20083 | -40.9688
1454 | WCPWRCO_2G | 2 | North | YES | -0.083191 | 204 | 50 | 204 |  | 1.02 | CC | -1 | 0.20083 | 204 | 204 |  |  | -16.971 | 204 | -0.20083 | -40.9688
1455 | WCPWRCO_3G | 3 | North | YES | -0.083191 | 242 | 50 | 242 |  | 1.02 | CC | -1 | 0.20083 | 242 | 242 |  |  | -20.1322 | 242 | -0.20083 | -48.6002
12322 | ENNSTRAC_1G | 1 | North | YES | -0.0835 | 196 | 130 | 196 | 0 | 1.036 | CC | -1 | 0.20114 | 196 | 196 |  |  | -16.366 | 196 | -0.20114 | -39.4227
12323 | ENNSTRAC_2G | 2 | North | YES | -0.0835 | 116 | 100 | 116 | 0 | 1.036 | CC | -1 | 0.20114 | 116 | 116 |  |  | -9.686 | 116 | -0.20114 | -23.3318
1600 | BARTNWND_1G | 1 | North | YES | -0.083688 | 12 | 0 | 120 | 0 | 1.022 | Wind | -1 | 0.20132 | 0 | 120 |  |  | 0 | 0 | -0.20132 | 0
344 | MRSSHPRD | 1 | North | YES | -0.083867 | 12 | 0 | 12 |  | 1.03 | Hydro | -1 | 0.2015 | 0 | 0 |  |  | 0 | 0 | -0.2015 | 0
345 | MRSSHPRD01 | 2 | North | YES | -0.083867 | 12 | 0 | 12 |  | 1.03 | Hydro | -1 | 0.2015 | 0 | 0 |  |  | 0 | 0 | -0.2015 | 0
580 | JCKCNTY801 | 1 | North | YES | -0.084448 | 288 | 0 | 288 | 0 | 1.022 | CC | -1 | 0.20208 | 288 | 288 |  |  | -24.321 | 288 | -0.20208 | -58.2003
581 | JCKCNTY802 | 2 | North | YES | -0.084448 | 147 | 0 | 147 | 0 | 1.022 | CC | -1 | 0.20208 | 147 | 147 |  |  | -12.4139 | 147 | -0.20208 | -29.7064
582 | JCKCNTY803 | 3 | North | YES | -0.084448 | 147 | 0 | 147 | 0 | 1.022 | CC | -1 | 0.20208 | 147 | 147 |  |  | -12.4139 | 147 | -0.20208 | -29.7064
1861 | EAGLEMNT_1G | MB | North | YES | -0.08477 | 0 | 30 | 112 |  | 1.022 | GST | -1 | 0.20241 | 0 | 0 |  |  | 0 | 0 | -0.20241 | 0
1862 | EAGLEMNT_2G | MB | North | YES | -0.08477 | 0 | 40 | 100 |  | 1.022 | GST | -1 | 0.20241 | 0 | 0 |  |  | 0 | 0 | -0.20241 | 0
1863 | EAGLEMNT_3G | MB | North | YES | -0.08477 | 0 | 50 | 378 |  | 1.022 | GST | -1 | 0.20241 | 0 | 0 |  |  | 0 | 0 | -0.20241 | 0
503 | NTHTEXAS01 | 1 | North | YES | -0.085652 | 0 | 5 | 18 |  | 1.015 | GST | -1 | 0.20329 | 18 | 18 |  |  | -1.5417 | 18 | -0.20329 | -3.6592
504 | NTHTEXAS02 | 2 | North | YES | -0.085652 | 14.4 | 5 | 18 |  | 1.015 | GST | -1 | 0.20329 | 18 | 18 |  |  | -1.5417 | 18 | -0.20329 | -3.6592
505 | NTHTEXAS03 | 3 | North | YES | -0.085652 | 30.4 | 15 | 38 |  | 1.015 | GST | -1 | 0.20329 | 38 | 38 |  |  | -3.2548 | 38 | -0.20329 | -7.725
1945 | HANDLEY_1G | MB | North | YES | -0.08601 | 0 | 25 | 36 |  | 0.986 | #N/A | -1 | 0.20365 | 36 | 36 |  |  | -3.0964 | 36 | -0.20365 | -7.3313
1946 | HANDLEY_2G | MB | North | YES | -0.08601 | 0 | 30 | 68 |  | 0.986 | #N/A | -1 | 0.20365 | 68 | 68 |  |  | -5.8487 | 68 | -0.20365 | -13.8479
1948 | HANDLEY_4G | 4 | North | YES | -0.086066 | 348 | 150 | 435 | 0 | 1.022 | GST | -1 | 0.2037 | 435 | 435 |  |  | -37.4387 | 435 | -0.2037 | -88.6105
1947 | HANDLEY_3G | 3 | North | YES | -0.086294 | 316 | 100 | 395 | 0 | 1.022 | GST | -1 | 0.20393 | 395 | 395 |  |  | -34.0861 | 395 | -0.20393 | -80.5524
1949 | HANDLEY_5G | 5 | North | YES | -0.086294 | 348 | 150 | 435 | 0 | 1.022 | GST | -1 | 0.20393 | 435 | 435 |  |  | -37.5379 | 435 | -0.20393 | -88.7097
1898 | COMCHEPK_1G | 1 | North | YES | -0.086596 | 1159 | 1150 | 1159 | 0 | 1.032 | Nuc | -1 | 0.20423 | 0 | 0 |  |  | 0 | 0 | -0.20423 | 0
1899 | COMCHEPK_2G | 2 | North | YES | -0.086596 | 1159 | 1128 | 1159 | 0 | 1.032 | Nuc | -1 | 0.20423 | 0 | 0 |  |  | 0 | 0 | -0.20423 | 0
1877 | WLFHOLW_1G | 1 | North | YES | -0.086714 | 217.3 | 89.2 | 217.3 | 0 | 1.032 | CC | -1 | 0.20435 | 217.3 | 217.3 |  |  | -18.843 | 217.3 | -0.20435 | -44.4053
1878 | WLFHOLW_2G | 2 | North | YES | -0.086714 | 215.7 | 105 | 215.7 | 0 | 1.032 | CC | -1 | 0.20435 | 215.7 | 215.7 |  |  | -18.7042 | 215.7 | -0.20435 | -44.0783
1879 | WLFHOLW_3G | 3 | North | YES | -0.086714 | 272.4 | 89.2 | 272.4 | 0 | 1.032 | CC | -1 | 0.20435 | 272.4 | 272.4 |  |  | -23.6209 | 272.4 | -0.20435 | -55.665
1889 | DECRDOVA_1G | 1 | North | YES | -0.086938 | 779 | 255 | 779 | 0 | 1.02 | GSC | -1 | 0.20457 | 779 | 779 |  |  | -67.7247 | 779 | -0.20457 | -159.3633
1892 | DECRDOVA_2G | A | North | YES | -0.089023 | 65 | 65 | 70 | 0 | 1.025 | GGT | -1 | 0.20666 | 70 | 70 |  |  | -6.2316 | 70 | -0.20666 | -14.4661
1893 | DECRDOVA_3G | B | North | YES | -0.089023 | 65 | 65 | 69 | 0 | 1.025 | GGT | -1 | 0.20666 | 69 | 69 |  |  | -6.1426 | 69 | -0.20666 | -14.2595
1894 | DECRDOVA_4G | C | North | YES | -0.089023 | 65 | 65 | 69 | 0 | 1.025 | GGT | -1 | 0.20666 | 69 | 69 |  |  | -6.1426 | 69 | -0.20666 | -14.2595
1895 | DECRDOVA_5G | D | North | YES | -0.089023 | 65 | 65 | 68 | 0 | 1.025 | GGT | -1 | 0.20666 | 68 | 68 |  |  | -6.0536 | 68 | -0.20666 | -14.0528
1643 | SLSTR1PP_1G | 1 | North | YES | -0.089659 | 6 | 0 | 60 | 0 | 1.022 | Wind | -1 | 0.2073 | 0 | 60 |  |  | 0 | 0 | -0.2073 | 0
332 | RWMILLER01 | 1 | North | YES | -0.089671 | 58.4 | 18.5 | 73 | 0 | 1.04 | GST | -1 | 0.20731 | 73 | 73 |  |  | -6.546 | 73 | -0.20731 | -15.1334
333 | RWMILLER02 | 2 | North | YES | -0.089671 | 95.2 | 37 | 119 | 0 | 1.04 | GST | -1 | 0.20731 | 119 | 119 |  |  | -10.6708 | 119 | -0.20731 | -24.6696
334 | RWMILLER03 | 3 | North | YES | -0.089671 | 166.4 | 65 | 208 | 0 | 1.04 | GST | -1 | 0.20731 | 208 | 208 |  |  | -18.6516 | 208 | -0.20731 | -43.1199
335 | RWMILLER04 | 4 | North | YES | -0.089671 | 81.6 | 0 | 102 | 0 | 1.04 | GST | -1 | 0.20731 | 102 | 102 |  |  | -9.1464 | 102 | -0.20731 | -21.1453
336 | RWMILLER05 | 5 | North | YES | -0.089671 | 80.8 | 0 | 101 | 0 | 1.04 | GST | -1 | 0.20731 | 101 | 101 |  |  | -9.0568 | 101 | -0.20731 | -20.938
1941 | MDLTHELP_1G | 1 | North | YES | -0.090131 | 216.4 | 74 | 216.4 | 0 | 1 | CC | -1 | 0.20777 | 216.4 | 216.4 |  |  | -19.5043 | 216.4 | -0.20777 | -44.9608
1942 | MDLTHELP_2G | 2 | North | YES | -0.090131 | 216.1 | 74 | 216.1 | 0 | 1 | CC | -1 | 0.20777 | 216.1 | 216.1 |  |  | -19.4773 | 216.1 | -0.20777 | -44.8985
1937 | MDLTHELP_5G | 5 | North | YES | -0.091135 | 224 | 74 | 224 | 0 | 1 | CC | -1 | 0.20877 | 224 | 224 |  |  | -20.4142 | 224 | -0.20877 | -46.7648
1938 | MDLTHELP_6G | 6 | North | YES | -0.091135 | 226 | 74 | 226 | 0 | 1 | CC | -1 | 0.20877 | 226 | 226 |  |  | -20.5965 | 226 | -0.20877 | -47.1823
1943 | MDLTHELP_3G | 3 | North | YES | -0.091135 | 212 | 74 | 212 | 0 | 1 | CC | -1 | 0.20877 | 212 | 212 |  |  | -19.3206 | 212 | -0.20877 | -44.2595
1944 | MDLTHELP_4G | 4 | North | YES | -0.091135 | 211 | 74 | 211 | 0 | 1 | CC | -1 | 0.20877 | 211 | 211 |  |  | -19.2295 | 211 | -0.20877 | -44.0507
366 | JNSNCNTY802 | 1 | North | YES | -0.093002 | 168 | 20 | 168 | 0 | 1.02 | Cogen | -1 | 0.21064 | 0 | 0 |  |  | 0 | 0 | -0.21064 | 0
367 | JNSNCNTY802 | 2 | North | YES | -0.093002 | 90 | 20 | 90 | 0 | 1.02 | Cogen | -1 | 0.21064 | 0 | 0 |  |  | 0 | 0 | -0.21064 | 0
244 | WHITNYDM01 | 1 | North | YES | -0.12763 | 15 | 0 | 15 | 0 | 1.035 | Hydro | -1 | 0.24527 | 0 | 0 |  |  | 0 | 0 | -0.24527 | 0
245 | WHITNYDM02 | 2 | North | YES | -0.12763 | 15 | 0 | 15 | 0 | 1.035 | Hydro | -1 | 0.24527 | 0 | 0 |  |  | 0 | 0 | -0.24527 | 0
251 | BOSQUESW803 | 2 | North | YES | -0.13654 | 150 | 0 | 150 |  | 1.032 | CC | -1 | 0.25418 | 150 | 150 |  |  | -20.4809 | 150 | -0.25418 | -38.1263
253 | BOSQUESW804 | 2 | North | YES | -0.13654 | 80 | 0 | 80 |  | 1.032 | CC | -1 | 0.25418 | 80 | 80 |  |  | -10.9231 | 80 | -0.25418 | -20.334
238 | BOSQUESW505 | 1 | North | YES | -0.14428 | 255 | 0 | 255 | 0 | 1.02 | CC | -1 | 0.26192 | 255 | 255 |  |  | -36.7917 | 255 | -0.26192 | -66.7889
239 | BOSQUESW502 | 1 | North | YES | -0.14428 | 119.2 | 0 | 149 | 0 | 1.02 | GGT | -1 | 0.26192 | 149 | 149 |  |  | -21.4979 | 149 | -0.26192 | -39.0257
247 | BOSQUESW501 | 2 | North | YES | -0.14428 | 124.8 | 0 | 156 | 0 | 1.02 | GGT | -1 | 0.26192 | 156 | 156 |  |  | -22.5078 | 156 | -0.26192 | -40.8591
3416 | LAKE_CRK1_G | 1 | North | YES | -0.15221 | 60 | 33 | 75 |  | 1.029 | GST | -1 | 0.26985 | 75 | 75 |  |  | -11.4158 | 75 | -0.26985 | -20.2385
3417 | LAKE_CRK2_G | 2 | North | YES | -0.15221 | 177.6 | 40 | 222 | 0 | 1.029 | GST | -1 | 0.26985 | 222 | 222 |  |  | -33.7908 | 222 | -0.26985 | -59.9061
3403 | THOUSE_1G | 1 | North | YES | -0.15418 | 563 | 200 | 563 | 0 | 1.012 | GSC | -1 | 0.27182 | 563 | 563 |  |  | -86.8062 | 563 | -0.27182 | -153.0354
3404 | THOUSE_2G | 2 | North | YES | -0.15418 | 807 | 250 | 807 | 0 | 1.012 | GSC | -1 | 0.27182 | 807 | 807 |  |  | -124.4273 | 807 | -0.27182 | -219.3597
Note on AL4: Zonal Cap - Zonal Impact

## Distributed Slack - Inc
Number of Bus | Name of Bus | ID | Area Name of Gen | AGC | P Sensitivity of Bus | Gen MW | Min MW | Max MW | V Sensitivity of Bus | Set Volt | Tech Type | Zone Impact | Zone Correlation | Inc Max | Dec Max | Souce S.F. Weighting | Souce Capacity | Sink S.F. Weighting | Sink Capacity | PTDF Calc | PTDF Weighting | Cumulative Concentrated Capacity | Cumulative Concentrated Impact
3403 | THOUSE_1G | 1 | North | YES | -0.15418 | 563 | 200 | 563 | 0 | 1.012 | GSC | -1 | 0.27182 | 563 | 563 |  |  | -86.8062 | 563 | -0.27182 | -153.0354 | 563 | 153.0354
3404 | THOUSE_2G | 2 | North | YES | -0.15418 | 807 | 250 | 807 | 0 | 1.012 | GSC | -1 | 0.27182 | 807 | 807 |  |  | -124.4273 | 807 | -0.27182 | -219.3597 | 1370 | 372.3951
3416 | LAKE_CRK1_G | 1 | North | YES | -0.15221 | 60 | 33 | 75 |  | 1.029 | GST | -1 | 0.26985 | 75 | 75 |  |  | -11.4158 | 75 | -0.26985 | -20.2385 | 1445 | 392.6336
3417 | LAKE_CRK2_G | 2 | North | YES | -0.15221 | 177.6 | 40 | 222 | 0 | 1.029 | GST | -1 | 0.26985 | 222 | 222 |  |  | -33.7908 | 222 | -0.26985 | -59.9061 | 1667 | 452.5397 | Weighted Shift Factors
238 | BOSQUESW505 | 1 | North | YES | -0.14428 | 255 | 0 | 255 | 0 | 1.02 | CC | -1 | 0.26192 | 255 | 255 |  |  | -36.7917 | 255 | -0.26192 | -66.7889 | 1922 | 519.3286 | South | 0.11764
239 | BOSQUESW502 | 1 | North | YES | -0.14428 | 119.2 | 0 | 149 | 0 | 1.02 | GGT | -1 | 0.26192 | 149 | 149 |  |  | -21.4979 | 149 | -0.26192 | -39.0257 | 2071 | 558.3543 | North | -0.08453
247 | BOSQUESW501 | 2 | North | YES | -0.14428 | 124.8 | 0 | 156 | 0 | 1.02 | GGT | -1 | 0.26192 | 156 | 156 |  |  | -22.5078 | 156 | -0.26192 | -40.8591 | 2227 | 599.2134 |  | 0.20217
251 | BOSQUESW803 | 2 | North | YES | -0.13654 | 150 | 0 | 150 |  | 1.032 | CC | -1 | 0.25418 | 150 | 150 |  |  | -20.4809 | 150 | -0.25418 | -38.1263
253 | BOSQUESW804 | 2 | North | YES | -0.13654 | 80 | 0 | 80 |  | 1.032 | CC | -1 | 0.25418 | 80 | 80 |  |  | -10.9231 | 80 | -0.25418 | -20.334 |  |  | Line Cap | 1072
244 | WHITNYDM01 | 1 | North | YES | -0.12763 | 15 | 0 | 15 | 0 | 1.035 | Hydro | -1 | 0.24527 | 0 | 0 |  |  | 0 | 0 | -0.24527 | 0 |  |  | Conc Gen | 2227
245 | WHITNYDM02 | 2 | North | YES | -0.12763 | 15 | 0 | 15 | 0 | 1.035 | Hydro | -1 | 0.24527 | 0 | 0 |  |  | 0 | 0 | -0.24527 | 0 |  |  | Weighted Imp. | 599.2134
366 | JNSNCNTY802 | 1 | North | YES | -0.093002 | 168 | 20 | 168 | 0 | 1.02 | Cogen | -1 | 0.21064 | 0 | 0 |  |  | 0 | 0 | -0.21064 | 0 |  |  | PTDF | 0.26907
367 | JNSNCNTY802 | 2 | North | YES | -0.093002 | 90 | 20 | 90 | 0 | 1.02 | Cogen | -1 | 0.21064 | 0 | 0 |  |  | 0 | 0 | -0.21064 | 0
1937 | MDLTHELP_5G | 5 | North | YES | -0.091135 | 224 | 74 | 224 | 0 | 1 | CC | -1 | 0.20877 | 224 | 224 |  |  | -20.4142 | 224 | -0.20877 | -46.7648 |  |  | Concentration | 1.3309
1938 | MDLTHELP_6G | 6 | North | YES | -0.091135 | 226 | 74 | 226 | 0 | 1 | CC | -1 | 0.20877 | 226 | 226 |  |  | -20.5965 | 226 | -0.20877 | -47.1823
1943 | MDLTHELP_3G | 3 | North | YES | -0.091135 | 212 | 74 | 212 | 0 | 1 | CC | -1 | 0.20877 | 212 | 212 |  |  | -19.3206 | 212 | -0.20877 | -44.2595 |  |  |  | Pass
1944 | MDLTHELP_4G | 4 | North | YES | -0.091135 | 211 | 74 | 211 | 0 | 1 | CC | -1 | 0.20877 | 211 | 211 |  |  | -19.2295 | 211 | -0.20877 | -44.0507
1941 | MDLTHELP_1G | 1 | North | YES | -0.090131 | 216.4 | 74 | 216.4 | 0 | 1 | CC | -1 | 0.20777 | 216.4 | 216.4 |  |  | -19.5043 | 216.4 | -0.20777 | -44.9608
1942 | MDLTHELP_2G | 2 | North | YES | -0.090131 | 216.1 | 74 | 216.1 | 0 | 1 | CC | -1 | 0.20777 | 216.1 | 216.1 |  |  | -19.4773 | 216.1 | -0.20777 | -44.8985
332 | RWMILLER01 | 1 | North | YES | -0.089671 | 58.4 | 18.5 | 73 | 0 | 1.04 | GST | -1 | 0.20731 | 73 | 73 |  |  | -6.546 | 73 | -0.20731 | -15.1334
333 | RWMILLER02 | 2 | North | YES | -0.089671 | 95.2 | 37 | 119 | 0 | 1.04 | GST | -1 | 0.20731 | 119 | 119 |  |  | -10.6708 | 119 | -0.20731 | -24.6696
334 | RWMILLER03 | 3 | North | YES | -0.089671 | 166.4 | 65 | 208 | 0 | 1.04 | GST | -1 | 0.20731 | 208 | 208 |  |  | -18.6516 | 208 | -0.20731 | -43.1199
335 | RWMILLER04 | 4 | North | YES | -0.089671 | 81.6 | 0 | 102 | 0 | 1.04 | GST | -1 | 0.20731 | 102 | 102 |  |  | -9.1464 | 102 | -0.20731 | -21.1453
336 | RWMILLER05 | 5 | North | YES | -0.089671 | 80.8 | 0 | 101 | 0 | 1.04 | GST | -1 | 0.20731 | 101 | 101 |  |  | -9.0568 | 101 | -0.20731 | -20.938
1643 | SLSTR1PP_1G | 1 | North | YES | -0.089659 | 6 | 0 | 60 | 0 | 1.022 | Wind | -1 | 0.2073 | 0 | 60 |  |  | 0 | 0 | -0.2073 | 0
1892 | DECRDOVA_2G | A | North | YES | -0.089023 | 65 | 65 | 70 | 0 | 1.025 | GGT | -1 | 0.20666 | 70 | 70 |  |  | -6.2316 | 70 | -0.20666 | -14.4661
1893 | DECRDOVA_3G | B | North | YES | -0.089023 | 65 | 65 | 69 | 0 | 1.025 | GGT | -1 | 0.20666 | 69 | 69 |  |  | -6.1426 | 69 | -0.20666 | -14.2595
1894 | DECRDOVA_4G | C | North | YES | -0.089023 | 65 | 65 | 69 | 0 | 1.025 | GGT | -1 | 0.20666 | 69 | 69 |  |  | -6.1426 | 69 | -0.20666 | -14.2595
1895 | DECRDOVA_5G | D | North | YES | -0.089023 | 65 | 65 | 68 | 0 | 1.025 | GGT | -1 | 0.20666 | 68 | 68 |  |  | -6.0536 | 68 | -0.20666 | -14.0528
1889 | DECRDOVA_1G | 1 | North | YES | -0.086938 | 779 | 255 | 779 | 0 | 1.02 | GSC | -1 | 0.20457 | 779 | 779 |  |  | -67.7247 | 779 | -0.20457 | -159.3633
1877 | WLFHOLW_1G | 1 | North | YES | -0.086714 | 217.3 | 89.2 | 217.3 | 0 | 1.032 | CC | -1 | 0.20435 | 217.3 | 217.3 |  |  | -18.843 | 217.3 | -0.20435 | -44.4053
1878 | WLFHOLW_2G | 2 | North | YES | -0.086714 | 215.7 | 105 | 215.7 | 0 | 1.032 | CC | -1 | 0.20435 | 215.7 | 215.7 |  |  | -18.7042 | 215.7 | -0.20435 | -44.0783
1879 | WLFHOLW_3G | 3 | North | YES | -0.086714 | 272.4 | 89.2 | 272.4 | 0 | 1.032 | CC | -1 | 0.20435 | 272.4 | 272.4 |  |  | -23.6209 | 272.4 | -0.20435 | -55.665
1898 | COMCHEPK_1G | 1 | North | YES | -0.086596 | 1159 | 1150 | 1159 | 0 | 1.032 | Nuc | -1 | 0.20423 | 0 | 0 |  |  | 0 | 0 | -0.20423 | 0
1899 | COMCHEPK_2G | 2 | North | YES | -0.086596 | 1159 | 1128 | 1159 | 0 | 1.032 | Nuc | -1 | 0.20423 | 0 | 0 |  |  | 0 | 0 | -0.20423 | 0
1947 | HANDLEY_3G | 3 | North | YES | -0.086294 | 316 | 100 | 395 | 0 | 1.022 | GST | -1 | 0.20393 | 395 | 395 |  |  | -34.0861 | 395 | -0.20393 | -80.5524
1949 | HANDLEY_5G | 5 | North | YES | -0.086294 | 348 | 150 | 435 | 0 | 1.022 | GST | -1 | 0.20393 | 435 | 435 |  |  | -37.5379 | 435 | -0.20393 | -88.7097
1948 | HANDLEY_4G | 4 | North | YES | -0.086066 | 348 | 150 | 435 | 0 | 1.022 | GST | -1 | 0.2037 | 435 | 435 |  |  | -37.4387 | 435 | -0.2037 | -88.6105
1945 | HANDLEY_1G | MB | North | YES | -0.08601 | 0 | 25 | 36 |  | 0.986 | #N/A | -1 | 0.20365 | 36 | 36 |  |  | -3.0964 | 36 | -0.20365 | -7.3313
1946 | HANDLEY_2G | MB | North | YES | -0.08601 | 0 | 30 | 68 |  | 0.986 | #N/A | -1 | 0.20365 | 68 | 68 |  |  | -5.8487 | 68 | -0.20365 | -13.8479
503 | NTHTEXAS01 | 1 | North | YES | -0.085652 | 0 | 5 | 18 |  | 1.015 | GST | -1 | 0.20329 | 18 | 18 |  |  | -1.5417 | 18 | -0.20329 | -3.6592
504 | NTHTEXAS02 | 2 | North | YES | -0.085652 | 14.4 | 5 | 18 |  | 1.015 | GST | -1 | 0.20329 | 18 | 18 |  |  | -1.5417 | 18 | -0.20329 | -3.6592
505 | NTHTEXAS03 | 3 | North | YES | -0.085652 | 30.4 | 15 | 38 |  | 1.015 | GST | -1 | 0.20329 | 38 | 38 |  |  | -3.2548 | 38 | -0.20329 | -7.725
1861 | EAGLEMNT_1G | MB | North | YES | -0.08477 | 0 | 30 | 112 |  | 1.022 | GST | -1 | 0.20241 | 0 | 0 |  |  | 0 | 0 | -0.20241 | 0
1862 | EAGLEMNT_2G | MB | North | YES | -0.08477 | 0 | 40 | 100 |  | 1.022 | GST | -1 | 0.20241 | 0 | 0 |  |  | 0 | 0 | -0.20241 | 0
1863 | EAGLEMNT_3G | MB | North | YES | -0.08477 | 0 | 50 | 378 |  | 1.022 | GST | -1 | 0.20241 | 0 | 0 |  |  | 0 | 0 | -0.20241 | 0
580 | JCKCNTY801 | 1 | North | YES | -0.084448 | 288 | 0 | 288 | 0 | 1.022 | CC | -1 | 0.20208 | 288 | 288 |  |  | -24.321 | 288 | -0.20208 | -58.2003
581 | JCKCNTY802 | 2 | North | YES | -0.084448 | 147 | 0 | 147 | 0 | 1.022 | CC | -1 | 0.20208 | 147 | 147 |  |  | -12.4139 | 147 | -0.20208 | -29.7064
582 | JCKCNTY803 | 3 | North | YES | -0.084448 | 147 | 0 | 147 | 0 | 1.022 | CC | -1 | 0.20208 | 147 | 147 |  |  | -12.4139 | 147 | -0.20208 | -29.7064
344 | MRSSHPRD | 1 | North | YES | -0.083867 | 12 | 0 | 12 |  | 1.03 | Hydro | -1 | 0.2015 | 0 | 0 |  |  | 0 | 0 | -0.2015 | 0
345 | MRSSHPRD01 | 2 | North | YES | -0.083867 | 12 | 0 | 12 |  | 1.03 | Hydro | -1 | 0.2015 | 0 | 0 |  |  | 0 | 0 | -0.2015 | 0
1600 | BARTNWND_1G | 1 | North | YES | -0.083688 | 12 | 0 | 120 | 0 | 1.022 | Wind | -1 | 0.20132 | 0 | 120 |  |  | 0 | 0 | -0.20132 | 0
12322 | ENNSTRAC_1G | 1 | North | YES | -0.0835 | 196 | 130 | 196 | 0 | 1.036 | CC | -1 | 0.20114 | 196 | 196 |  |  | -16.366 | 196 | -0.20114 | -39.4227
12323 | ENNSTRAC_2G | 2 | North | YES | -0.0835 | 116 | 100 | 116 | 0 | 1.036 | CC | -1 | 0.20114 | 116 | 116 |  |  | -9.686 | 116 | -0.20114 | -23.3318
1453 | WCPWRCO_1G | 1 | North | YES | -0.083191 | 204 | 50 | 204 |  | 1.02 | CC | -1 | 0.20083 | 204 | 204 |  |  | -16.971 | 204 | -0.20083 | -40.9688
1454 | WCPWRCO_2G | 2 | North | YES | -0.083191 | 204 | 50 | 204 |  | 1.02 | CC | -1 | 0.20083 | 204 | 204 |  |  | -16.971 | 204 | -0.20083 | -40.9688
1455 | WCPWRCO_3G | 3 | North | YES | -0.083191 | 242 | 50 | 242 |  | 1.02 | CC | -1 | 0.20083 | 242 | 242 |  |  | -20.1322 | 242 | -0.20083 | -48.6002
728 | WOLFRIDGE801 | 1 | North | YES | -0.082722 | 11.2 | 0 | 112.5 | 0 | 0.99 | Wind | -1 | 0.20036 | 0 | 112.5 |  |  | 0 | 0 | -0.20036 | 0
923 | SPENCER_G4 | 1 | North | YES | -0.08232 | 48 | 20 | 61 | 0 | 1.03 | GST | -1 | 0.19996 | 61 | 61 |  |  | -5.0215 | 61 | -0.19996 | -12.1973
924 | SPENCER_G5 | 1 | North | YES | -0.08232 | 52 | 20 | 66 | 0 | 1.03 | GST | -1 | 0.19996 | 66 | 66 |  |  | -5.4331 | 66 | -0.19996 | -13.1971
1433 | GRHAMSES_1G | 1 | North | YES | -0.08189 | 242 | 60 | 242 | 0 | 1.038 | GST | -1 | 0.19953 | 242 | 242 |  |  | -19.8174 | 242 | -0.19953 | -48.2854
2418 | MTCK2_G | 2 | North | YES | -0.081783 | 0 | 10 | 23 |  | 0.971 | #N/A | -1 | 0.19942 | 23 | 23 |  |  | -1.881 | 23 | -0.19942 | -4.5866
2419 | MTCK3_G | MB | North | YES | -0.081783 | 0 | 10 | 63 |  | 0.971 | #N/A | -1 | 0.19942 | 63 | 63 |  |  | -5.1523 | 63 | -0.19942 | -12.5634
2381 | NTHLK1_G | 1 | North | YES | -0.081563 | 0 | 35 | 156 |  | 1.022 | GST | -1 | 0.1992 | 156 | 156 |  |  | -12.7238 | 156 | -0.1992 | -31.0751
2382 | NTHLK2_G | 2 | North | YES | -0.081563 | 0 | 35 | 181 |  | 1.022 | GST | -1 | 0.1992 | 181 | 181 |  |  | -14.7629 | 181 | -0.1992 | -36.0551
2383 | NTHLK3_G | 3 | North | YES | -0.081563 | 0 | 50 | 329 |  | 1.022 | GST | -1 | 0.1992 | 329 | 329 |  |  | -26.8342 | 329 | -0.1992 | -65.5366
1479 | WFCOGEN_1G | 2 | North | YES | -0.08147 | 16 | 12 | 20 | 0 | 1 | Cogen | -1 | 0.19911 | 0 | 0 |  |  | 0 | 0 | -0.19911 | 0
1479 | WFCOGEN_1G | 1 | North | YES | -0.08147 | 16 | 12 | 20 | 0 | 1 | Cogen | -1 | 0.19911 | 0 | 0 |  |  | 0 | 0 | -0.19911 | 0
1482 | WFCOGEN_2G | 2 | North | YES | -0.08147 | 13.6 | 12 | 17 | 0 | 1 | Cogen | -1 | 0.19911 | 0 | 0 |  |  | 0 | 0 | -0.19911 | 0
1482 | WFCOGEN_2G | 1 | North | YES | -0.08147 | 16 | 12 | 20 | 0 | 1 | Cogen | -1 | 0.19911 | 0 | 0 |  |  | 0 | 0 | -0.19911 | 0
1432 | GRHAMSES_2G | 2 | North | YES | -0.081362 | 294.9 | 90 | 366 | 0 | 1.014 | GST | -1 | 0.199 | 366 | 366 |  |  | -29.7785 | 366 | -0.199 | -72.8334
2413 | MTCK6_G | 6 | North | YES | -0.080756 | 0 | 30 | 118 |  | 1.022 | GST | -1 | 0.19839 | 118 | 118 |  |  | -9.5292 | 118 | -0.19839 | -23.4103
2414 | MTCK7_G | 7 | North | YES | -0.080756 | 0 | 30 | 115 |  | 1.022 | GST | -1 | 0.19839 | 115 | 115 |  |  | -9.2869 | 115 | -0.19839 | -22.8151
2417 | MTCK8_G | 8 | North | YES | -0.080756 | 444.8 | 60 | 556 | 0 | 1.022 | GSC | -1 | 0.19839 | 556 | 556 |  |  | -44.9003 | 556 | -0.19839 | -110.3061
2371 | COLLIN_1G | MB | North | YES | -0.080724 | 0 | 40 | 138 |  | 1.022 | GST | -1 | 0.19836 | 0 | 0 |  |  | 0 | 0 | -0.19836 | 0
6948 | DENISNDM | 2 | North | YES | -0.079858 | 31 | 5 | 40 | 0 | 1.015 | Hydro | -1 | 0.19749 | 0 | 0 |  |  | 0 | 0 | -0.19749 | 0
6948 | DENISNDM | 1 | North | YES | -0.079858 | 40 | 5 | 40 | 0 | 1.015 | Hydro | -1 | 0.19749 | 0 | 0 |  |  | 0 | 0 | -0.19749 | 0
1687 | VALLEY_1G | 1 | North | YES | -0.079647 | 136 | 15 | 170 | 0 | 1.029 | GST | -1 | 0.19728 | 170 | 170 |  |  | -13.54 | 170 | -0.19728 | -33.5382
1688 | VALLEY_2G | 2 | North | YES | -0.079647 | 527 | 90 | 527 | 0 | 1.029 | GSC | -1 | 0.19728 | 527 | 527 |  |  | -41.974 | 527 | -0.19728 | -103.9683
6100 | OKLA7A | EQ | West | YES | -0.079604 | 50 | -220 | 220 | 0 | 1.035 | DCTie | -1 | 0.19724 | 0 | 0 |  |  |  |  | -0.19724 | 0
6752 | OKLA0A | 1 | West | YES | -0.079604 | 649.7 | 175 | 649.7 | 0 | 1.035 | LIGCO | -1 | 0.19724 | 0 | 649.7 |  |  |  |  | -0.19724 | 0
1689 | VALLEY_3G | 3 | North | YES | -0.079395 | 0 | 25 | 375 |  | 1.003 | GST | -1 | 0.19703 | 375 | 375 |  |  | -29.7731 | 375 | -0.19703 | -73.8867
11691 | KMICHICT1_G | 1 | North | YES | -0.079395 | 144 | 80 | 144 | 0 | 1.026 | CC | -1 | 0.19703 | 144 | 144 |  |  | -11.4329 | 144 | -0.19703 | -28.3725
11692 | KMICHICT2_G | 2 | North | YES | -0.079395 | 146 | 80 | 146 | 0 | 1.026 | CC | -1 | 0.19703 | 146 | 146 |  |  | -11.5917 | 146 | -0.19703 | -28.7666
11693 | KMICHIST3_G | 3 | North | YES | -0.079395 | 312 | 60 | 312 | 0 | 1.026 | CC | -1 | 0.19703 | 312 | 312 |  |  | -24.7712 | 312 | -0.19703 | -61.4737
11694 | KMICHICT4_G | 4 | North | YES | -0.079395 | 144 | 80 | 144 | 0 | 1.026 | CC | -1 | 0.19703 | 144 | 144 |  |  | -11.4329 | 144 | -0.19703 | -28.3725
11695 | KMICHICT5_G | 5 | North | YES | -0.079395 | 148 | 80 | 148 | 0 | 1.026 | CC | -1 | 0.19703 | 148 | 148 |  |  | -11.7505 | 148 | -0.19703 | -29.1606
11696 | KMICHIST6_G | 6 | North | YES | -0.079395 | 310 | 60 | 310 | 0 | 1.026 | CC | -1 | 0.19703 | 310 | 310 |  |  | -24.6124 | 310 | -0.19703 | -61.0797
1678 | LAMARPWR_1G | 1 | North | YES | -0.079251 | 160 | 67.7 | 160 | 0 | 1.038 | CC | -1 | 0.19689 | 160 | 160 |  |  | -12.6802 | 160 | -0.19689 | -31.502
1679 | LAMARPWR_2G | 2 | North | YES | -0.079251 | 156 | 67.7 | 156 | 0 | 1.038 | CC | -1 | 0.19689 | 156 | 156 |  |  | -12.3632 | 156 | -0.19689 | -30.7144
1680 | LAMARPWR_3G | 3 | North | YES | -0.079251 | 196 | 129.1 | 196 | 0 | 1.038 | CC | -1 | 0.19689 | 196 | 196 |  |  | -15.5332 | 196 | -0.19689 | -38.5899
1681 | LAMARPWR_4G | 4 | North | YES | -0.079251 | 156 | 67.7 | 156 | 0 | 1.038 | CC | -1 | 0.19689 | 156 | 156 |  |  | -12.3632 | 156 | -0.19689 | -30.7144
1682 | LAMARPWR_5G | 5 | North | YES | -0.079251 | 157 | 67.7 | 157 | 0 | 1.038 | CC | -1 | 0.19689 | 157 | 157 |  |  | -12.4424 | 157 | -0.19689 | -30.9113
1683 | LAMARPWR_6G | 6 | North | YES | -0.079251 | 198 | 129.1 | 198 | 0 | 1.038 | CC | -1 | 0.19689 | 198 | 198 |  |  | -15.6917 | 198 | -0.19689 | -38.9837
1675 | PEC_1G | 1 | North | YES | -0.079134 | 76.7 | 35 | 76.7 | 0 | 1.022 | Cogen | -1 | 0.19677 | 0 | 0 |  |  | 0 | 0 | -0.19677 | 0
1676 | PEC_2G | 2 | North | YES | -0.079134 | 79.6 | 35 | 79.6 | 0 | 1.022 | Cogen | -1 | 0.19677 | 0 | 0 |  |  | 0 | 0 | -0.19677 | 0
1677 | PEC_3G | 3 | North | YES | -0.079134 | 88.4 | 35 | 88.4 | 0 | 1.022 | Cogen | -1 | 0.19677 | 0 | 0 |  |  | 0 | 0 | -0.19677 | 0
1442 | COKFIELD_5 | 1 | North | YES | -0.079042 | 16.5 | 0 | 165 |  | 1.029 | Wind | -1 | 0.19668 | 0 | 165 |  |  | 0 | 0 | -0.19668 | 0
1701 | MOSES_1G | 1 | North | YES | -0.079006 | 558 | 175 | 558 | 0 | 1.023 | LIGCO | -1 | 0.19664 | 0 | 558 |  |  | 0 | 0 | -0.19664 | 0
1702 | MOSES_2G | 2 | North | YES | -0.079006 | 579 | 175 | 579 | 0 | 1.023 | LIGCO | -1 | 0.19664 | 0 | 579 |  |  | 0 | 0 | -0.19664 | 0
1703 | MOSES_3G | 3 | North | YES | -0.079006 | 808 | 463 | 808 | 0 | 1.023 | LIGCO | -1 | 0.19664 | 0 | 808 |  |  | 0 | 0 | -0.19664 | 0
5925 | DCEAST | EQ | North | YES | -0.079006 | 400.3 | -600 | 600 | 0 | 1.025 | DCTie | -1 | 0.19664 | 0 | 0 |  |  | 0 | 0 | -0.19664 | 0
842 | OLINGER_G1 | 1 | North | YES | -0.0788 | 55.4 | 20 | 79 | 0 | 1.03 | GST | -1 | 0.19644 | 79 | 79 |  |  | -6.2252 | 79 | -0.19644 | -15.5185
843 | OLINGER_G2 | 1 | North | YES | -0.0788 | 76.2 | 25 | 110 | 0 | 1.03 | GST | -1 | 0.19644 | 110 | 110 |  |  | -8.668 | 110 | -0.19644 | -21.608
844 | OLINGER_G3 | 1 | North | YES | -0.0788 | 103.9 | 45 | 150 | 0 | 1.03 | GST | -1 | 0.19644 | 150 | 150 |  |  | -11.82 | 150 | -0.19644 | -29.4654
845 | OLINGER_G4 | 1 | North | YES | -0.0788 | 51.9 | 0 | 76 | 0 | 1.03 | GGT | -1 | 0.19644 | 76 | 76 |  |  | -5.9888 | 76 | -0.19644 | -14.9292
837 | NEWMAN_G5 | 1 | North | YES | -0.078793 | 0 | 15 | 40 |  | 1.01 | GST | -1 | 0.19643 | 40 | 40 |  |  | -3.1517 | 40 | -0.19643 | -7.8572
948 | STEAM1 | 1 | North | YES | -0.078578 | 0 | 12 | 20 |  | 1.02 | GST | -1 | 0.19621 | 20 | 20 |  |  | -1.5716 | 20 | -0.19621 | -3.9243
949 | STEAM2 | 1 | North | YES | -0.078578 | 26 | 8 | 26 | 0 | 0.99 | GST | -1 | 0.19621 | 26 | 26 |  |  | -2.043 | 26 | -0.19621 | -5.1016
950 | STEAM3 | 1 | North | YES | -0.078578 | 41 | 13 | 42 | 0 | 1.02 | GST | -1 | 0.19621 | 42 | 42 |  |  | -3.3003 | 42 | -0.19621 | -8.241
12440 | PARKD_1SVC8 | 1 | North | YES | -0.078469 | 0 | 0 | 0 | 0 | 1.007 | GST | -1 | 0.19611 | 0 | 0 |  |  | 0 | 0 | -0.19611 | 0
12449 | PARKD_2SVC8 | 1 | North | YES | -0.078469 | 0 | 0 | 0 | 0 | 1.007 | GST | -1 | 0.19611 | 0 | 0 |  |  | 0 | 0 | -0.19611 | 0
3126 | TRINIDAD_6G | 1 | North | YES | -0.078325 | 179.2 | 46 | 224 | 0 | 1 | GST | -1 | 0.19596 | 224 | 224 |  |  | -17.5448 | 224 | -0.19596 | -43.8953
1438 | MESQUITW_2G | 1 | North | YES | -0.07831 | 23.6 | 0 | 236 |  | 1.017 | Wind | -1 | 0.19595 | 0 | 236 |  |  | 0 | 0 | -0.19595 | 0
1437 | MESQUITW_1G | 1 | North | YES | -0.078306 | 40 | 0 | 400 | 0 | 1.023 | Wind | -1 | 0.19594 | 0 | 400 |  |  | 0 | 0 | -0.19594 | 0
2451 | LKHB1_G | 1 | North | YES | -0.078253 | 0 | 80 | 391 |  | 1.022 | GST | -1 | 0.19589 | 391 | 391 |  |  | -30.5969 | 391 | -0.19589 | -76.5927
2452 | LKHB2_G | 2 | North | YES | -0.078253 | 516 | 80 | 516 | 0 | 1.022 | GST | -1 | 0.19589 | 516 | 516 |  |  | -40.3785 | 516 | -0.19589 | -101.0788
60052 | WILDHRS11A | 1 | West | YES | -0.077993 | 25.3 | 0 | 126.5 | 0 | 1.005 | #N/A | -1 | 0.19563 | 126.5 | 126.5 |  |  |  |  | -0.19563 | -24.7471
60053 | WILDHRS21A | 1 | West | YES | -0.077993 | 7.8 | 0 | 39 | 0 | 1.025 | #N/A | -1 | 0.19563 | 39 | 39 |  |  |  |  | -0.19563 | -7.6295
60081 | WHRLWIND1A | 1 | West | YES | -0.077343 | 12 | 0 | 60 | 0 | 1.03 | Wind | -1 | 0.19498 | 0 | 60 |  |  |  |  | -0.19498 | 0
12411 | FPLEFR1A_G | 1 | North | YES | -0.077185 | 161 | 72 | 161 | 0 | 1 | CC | -1 | 0.19482 | 161 | 161 |  |  | -12.4268 | 161 | -0.19482 | -31.3662
12412 | FPLEFR1B_G | 2 | North | YES | -0.077185 | 164 | 72 | 164 | 0 | 1 | CC | -1 | 0.19482 | 164 | 164 |  |  | -12.6583 | 164 | -0.19482 | -31.9507
12413 | FPLEFR1C_G | 3 | North | YES | -0.077185 | 164 | 72 | 164 | 0 | 1 | CC | -1 | 0.19482 | 164 | 164 |  |  | -12.6583 | 164 | -0.19482 | -31.9507
12414 | FPLEFR1S_G | 4 | North | YES | -0.077185 | 414 | 191 | 414 | 0 | 1 | CC | -1 | 0.19482 | 414 | 414 |  |  | -31.9546 | 414 | -0.19482 | -80.656
12421 | FPLEFR2A_G | 1 | North | YES | -0.077185 | 162 | 72 | 162 | 0 | 1 | CC | -1 | 0.19482 | 162 | 162 |  |  | -12.504 | 162 | -0.19482 | -31.561
12422 | FPLEFR2B_G | 2 | North | YES | -0.077185 | 161 | 72 | 161 | 0 | 1 | CC | -1 | 0.19482 | 161 | 161 |  |  | -12.4268 | 161 | -0.19482 | -31.3662
12423 | FPLEFR2C_G | 3 | North | YES | -0.077185 | 163 | 72 | 163 | 0 | 1 | CC | -1 | 0.19482 | 163 | 163 |  |  | -12.5812 | 163 | -0.19482 | -31.7559
12424 | FPLEFR2S_G | 4 | North | YES | -0.077185 | 415 | 191 | 415 | 0 | 1 | CC | -1 | 0.19482 | 415 | 415 |  |  | -32.0318 | 415 | -0.19482 | -80.8508
1416 | SWETWATR_1G | 1 | West | YES | -0.07637 | 30 | 18 | 30 | 0 | 1.026 | CC | -1 | 0.19401 | 30 | 30 |  |  |  |  | -0.19401 | -5.8202
1417 | SWETWATR_2G | 2 | West | YES | -0.07637 | 72 | 36 | 72 | 0 | 1.026 | CC | -1 | 0.19401 | 72 | 72 |  |  |  |  | -0.19401 | -13.9684
1418 | SWETWATR_3G | 3 | West | YES | -0.07637 | 68 | 36 | 68 | 0 | 1.026 | CC | -1 | 0.19401 | 68 | 68 |  |  |  |  | -0.19401 | -13.1924
1419 | SWETWATR_4G | 4 | West | YES | -0.07637 | 61 | 36 | 61 | 0 | 1.026 | CC | -1 | 0.19401 | 61 | 61 |  |  |  |  | -0.19401 | -11.8344
6144 | MCADOO1A | 1 | West | YES | -0.076355 | 15 | 0 | 150 | 0 | 1.025 | Wind | -1 | 0.19399 | 0 | 150 |  |  |  |  | -0.19399 | 0
71051 | L_BITTCR1_1N | W1 | West | YES | -0.075958 | 7.5 | 0 | 37.5 |  | 1.02 | Wind | -1 | 0.19359 | 0 | 37.5 |  |  |  |  | -0.19359 | 0
71054 | L_SWEETW1_1N | W1 | West | YES | -0.075958 | 21.5 | 0 | 107.5 |  | 1.02 | Wind | -1 | 0.19359 | 0 | 107.5 |  |  |  |  | -0.19359 | 0
71057 | L_SWEETW1_2N | W1 | West | YES | -0.075958 | 27 | 0 | 135 |  | 1.02 | Wind | -1 | 0.19359 | 0 | 135 |  |  |  |  | -0.19359 | 0
71059 | L_SWEETW1_3N | W1 | West | YES | -0.075958 | 23.8 | 0 | 119 | 0 | 1.02 | Wind | -1 | 0.19359 | 0 | 119 |  |  |  |  | -0.19359 | 0
71060 | L_SWEETW1_4N | W1 | West | YES | -0.075958 | 21 | 0 | 105 | 0 | 1.02 | Wind | -1 | 0.19359 | 0 | 105 |  |  |  |  | -0.19359 | 0
1049 | ROSCOEWI_5 | 1 | West | YES | -0.075935 | 41.8 | 0 | 209 |  | 1.01 | #N/A | -1 | 0.19357 | 209 | 209 |  |  |  |  | -0.19357 | -40.4564
1057 | ROSCOEWI_5 | 2 | West | YES | -0.075935 | 25.3 | 0 | 126.5 |  | 1.01 | #N/A | -1 | 0.19357 | 126.5 | 126.5 |  |  |  |  | -0.19357 | -24.4868
1060 | ROSCOEWI_5 | 3 | West | YES | -0.075935 | 39.4 | 0 | 197 | 0 | 1.01 | #N/A | -1 | 0.19357 | 197 | 197 |  |  |  |  | -0.19357 | -38.1335
1072 | ROSCOEWI_5 | 4 | West | YES | -0.075935 | 63.6 | 0 | 318 | 0 | 1.01 | #N/A | -1 | 0.19357 | 318 | 318 |  |  |  |  | -0.19357 | -61.5557
1343 | TRENTIPP_8 | 1 | West | YES | -0.075891 | 30 | 0 | 150 |  | 1.014 | Wind | -1 | 0.19353 | 0 | 150 |  |  |  |  | -0.19353 | 0
1354 | AEPWIND_8 | 1 | West | YES | -0.075891 | 20.2 | 0 | 101 |  | 1 | Wind | -1 | 0.19353 | 0 | 101 |  |  |  |  | -0.19353 | 0
36998 | RDCNYNG1 | 1 | West | YES | -0.075457 | 16.8 | 0 | 84 |  | 1.01 | Wind | -1 | 0.19309 | 0 | 84 |  |  |  |  | -0.19309 | 0
1061 | CIELOGEN_1G | 1 | West | YES | -0.075253 | 19.8 | 0 | 99 |  | 1 | Wind | -1 | 0.19289 | 0 | 99 |  |  |  |  | -0.19289 | 0
1062 | CIELOGEN_2G | 1 | West | YES | -0.075253 | 12.2 | 0 | 61 |  | 1 | Wind | -1 | 0.19289 | 0 | 61 |  |  |  |  | -0.19289 | 0
1069 | KINDERMG_1G | 1 | West | YES | -0.075253 | 25 | 5 | 25 | 0 | 1.017 | Cogen | -1 | 0.19289 | 0 | 0 |  |  |  |  | -0.19289 | 0
1070 | KINDERMG_2G | 1 | West | YES | -0.075253 | 45.7 | 12 | 45.7 | 0 | 1.017 | Cogen | -1 | 0.19289 | 0 | 0 |  |  |  |  | -0.19289 | 0
1071 | KINDERMG_3G | 1 | West | YES | -0.075253 | 45.7 | 12 | 45.7 | 0 | 1.017 | Cogen | -1 | 0.19289 | 0 | 0 |  |  |  |  | -0.19289 | 0
1068 | SCURRYCW_1G | 1 | West | YES | -0.075242 | 28.2 | 1.3 | 141 |  | 1.01 | Wind | -1 | 0.19288 | 0 | 141 |  |  |  |  | -0.19288 | 0
1073 | SCURRYCW_2G | 2 | West | YES | -0.075242 | 24 | 0 | 120 | 0 | 1.017 | Wind | -1 | 0.19288 | 0 | 120 |  |  |  |  | -0.19288 | 0
60057 | CALLAHAN1A | 1 | West | YES | -0.075195 | 22.8 | 0 | 114 | 0 | 1.04 | Wind | -1 | 0.19283 | 0 | 114 |  |  |  |  | -0.19283 | 0
6637 | SNYDERW1A | 1 | West | YES | -0.075177 | 12.6 | 0 | 63 | 0 | 1.025 | Wind | -1 | 0.19281 | 0 | 63 |  |  |  |  | -0.19281 | 0
1037 | MORGAN5G_5G | 5 | West | YES | -0.075058 | 109.6 | 40 | 137 | 0 | 1.029 | GST | -1 | 0.19269 | 137 | 137 |  |  |  |  | -0.19269 | -26.3991
1039 | MRGNAG_1G | A | West | YES | -0.075058 | 69 | 69 | 69 | 0 | 1.029 | GGT | -1 | 0.19269 | 69 | 69 |  |  |  |  | -0.19269 | -13.2959
1040 | MRGNBG_2G | B | West | YES | -0.075058 | 70 | 70 | 71 | 0 | 1.029 | GGT | -1 | 0.19269 | 71 | 71 |  |  |  |  | -0.19269 | -13.6813
1041 | MRGNCG_3G | C | West | YES | -0.075058 | 69 | 69 | 70 | 0 | 1.029 | GGT | -1 | 0.19269 | 70 | 70 |  |  |  |  | -0.19269 | -13.4886
1042 | MRGNDG_4G | D | West | YES | -0.075058 | 68 | 68 | 68 | 0 | 1.029 | GGT | -1 | 0.19269 | 68 | 68 |  |  |  |  | -0.19269 | -13.1032
1043 | MRGNEG_5G | E | West | YES | -0.075058 | 68 | 68 | 70 | 0 | 1.029 | GGT | -1 | 0.19269 | 70 | 70 |  |  |  |  | -0.19269 | -13.4886
1044 | MRGNFG_6G | F | West | YES | -0.075058 | 66 | 66 | 66 | 0 | 1.029 | GGT | -1 | 0.19269 | 66 | 66 |  |  |  |  | -0.19269 | -12.7178
60058 | BUFF_GAP1A | 1 | West | YES | -0.075046 | 24 | 0 | 120 |  | 1 | Wind | -1 | 0.19268 | 0 | 120 |  |  |  |  | -0.19268 | 0
60060 | CIRELLO | 1 | West | YES | -0.075046 | 46.6 | 0 | 233 | 0 | 1 | Wind | -1 | 0.19268 | 0 | 233 |  |  |  |  | -0.19268 | 0
60063 | BUFF_GAP1B | 1 | West | YES | -0.075046 | 34 | 0 | 170.2 | 0 | 1.02 | Wind | -1 | 0.19268 | 0 | 170.2 |  |  |  |  | -0.19268 | 0
60066 | H_HOLLOW1A | 1 | West | YES | -0.075046 | 44.4 | 0 | 222 | 0 | 1.005 | Wind | -1 | 0.19268 | 0 | 222 |  |  |  |  | -0.19268 | 0
60068 | HHOLLOW21A | 1 | West | YES | -0.075046 | 36.8 | 0 | 184 | 0 | 1.025 | Wind | -1 | 0.19268 | 0 | 184 |  |  |  |  | -0.19268 | 0
60070 | HHOLLOW31A | 1 | West | YES | -0.075046 | 44.8 | 0 | 224 | 0 | 1.025 | Wind | -1 | 0.19268 | 0 | 224 |  |  |  |  | -0.19268 | 0
60072 | HHOLLOW41A | 1 | West | YES | -0.075046 | 23 | 0 | 115 | 0 | 1.025 | Wind | -1 | 0.19268 | 0 | 115 |  |  |  |  | -0.19268 | 0
1301 | BULLCREK_8 | 1 | West | YES | -0.074989 | 36 | 0 | 180 | 0 | 1.017 | #N/A | -1 | 0.19263 | 180 | 180 |  |  |  |  | -0.19263 | -34.6725
1058 | LONGSHORE_5 | 1 | West | YES | -0.074853 | 30 | 0 | 150 |  | 1.01 | Wind | -1 | 0.19249 | 0 | 150 |  |  |  |  | -0.19249 | 0
1058 | LONGSHORE_5 | 2 | West | YES | -0.074853 | 44 | 0 | 220 |  | 1.01 | Wind | -1 | 0.19249 | 0 | 220 |  |  |  |  | -0.19249 | 0
1058 | LONGSHORE_5 | 3 | West | YES | -0.074853 | 23.4 | 0 | 117 |  | 1.01 | Wind | -1 | 0.19249 | 0 | 117 |  |  |  |  | -0.19249 | 0
1302 | COYOTEWG_8 | 1 | West | YES | -0.074694 | 45 | 0 | 225 |  | 1.01 | #N/A | -1 | 0.19233 | 225 | 225 |  |  |  |  | -0.19233 | -43.2743
1045 | CALENG1G_1G | 1 | West | YES | -0.074665 | 73.4 | 27 | 73.4 | 0 | 1.014 | Cogen | -1 | 0.1923 | 0 | 0 |  |  |  |  | -0.1923 | 0
1046 | CALENG2G_2G | 2 | West | YES | -0.074665 | 73.4 | 27 | 73.4 | 0 | 1.014 | Cogen | -1 | 0.1923 | 0 | 0 |  |  |  |  | -0.1923 | 0
1047 | CALENG3G_3G | 3 | West | YES | -0.074665 | 70.4 | 27 | 70.4 | 0 | 1.014 | Cogen | -1 | 0.1923 | 0 | 0 |  |  |  |  | -0.1923 | 0
1360 | GUNSIGHT_8 | 1 | West | YES | -0.074546 | 24 | 0 | 120 | 0 | 1.01 | Wind | -1 | 0.19218 | 0 | 120 |  |  |  |  | -0.19218 | 0
1327 | WILDHRSE_1G | 1 | West | YES | -0.07452 | 24 | 0 | 120 |  | 1 | Wind | -1 | 0.19216 | 0 | 120 |  |  |  |  | -0.19216 | 0
1170 | AIRLAMESA_1G | 1 | West | YES | -0.074282 | 0 | 0 | 180 |  | 1 | #N/A | -1 | 0.19192 | 180 | 180 |  |  |  |  | -0.19192 | -34.5453
1320 | BSP 1 | 1 | West | YES | -0.074052 | 25.5 | 2.9 | 25.8 | 0 | 1 | Cogen | -1 | 0.19169 | 0 | 0 |  |  |  |  | -0.19169 | 0
1333 | MCDDONAL_8 | 1 | West | YES | -0.07404 | 42.8 | 0 | 214.2 |  | 1.01 | Wind | -1 | 0.19168 | 0 | 214.2 |  |  |  |  | -0.19168 | 0
1326 | STANTONW_8 | 1 | West | YES | -0.073914 | 20.1 | 0 | 100.5 |  | 1.01 | Wind | -1 | 0.19155 | 0 | 100.5 |  |  |  |  | -0.19155 | 0
1328 | OCOTILLO_1G | 1 | West | YES | -0.073874 | 11.6 | 0 | 58 |  | 1.01 | Wind | -1 | 0.19151 | 0 | 58 |  |  |  |  | -0.19151 | 0
11001 | NAV1CT | 1 | West | YES | -0.073846 | 70.4 | 18 | 70.4 | 0 | 1.029 | CC | -1 | 0.19148 | 70.4 | 70.4 |  |  |  |  | -0.19148 | -13.4803
11009 | NAV2CT | 1 | West | YES | -0.073846 | 71.4 | 18 | 71.4 | 0 | 1.029 | CC | -1 | 0.19148 | 71.4 | 71.4 |  |  |  |  | -0.19148 | -13.6718
11011 | NAV3ST | 1 | West | YES | -0.073846 | 92.8 | 40 | 92.8 | 0 | 1.029 | CC | -1 | 0.19148 | 92.8 | 92.8 |  |  |  |  | -0.19148 | -17.7696
11012 | NAV4CT | 1 | West | YES | -0.073846 | 80 | 18 | 80 | 0 | 1.029 | CC | -1 | 0.19148 | 80 | 80 |  |  |  |  | -0.19148 | -15.3186
11013 | NAV5CT | 1 | West | YES | -0.073846 | 80 | 18 | 80 | 0 | 1.029 | CC | -1 | 0.19148 | 80 | 80 |  |  |  |  | -0.19148 | -15.3186
11014 | NAV6ST | 1 | West | YES | -0.073846 | 115 | 40 | 115 | 0 | 1.029 | CC | -1 | 0.19148 | 115 | 115 |  |  |  |  | -0.19148 | -22.0205
11020 | TIEHVSG_1G | 1 | West | YES | -0.073833 | 208.2 | 63 | 208.2 | 0 | 1.012 | CC | -1 | 0.19147 | 208.2 | 208.2 |  |  |  |  | -0.19147 | -39.8639
11021 | TIEHVCG_1G | 1 | West | YES | -0.073833 | 142.1 | 103 | 142.1 | 0 | 1.012 | CC | -1 | 0.19147 | 142.1 | 142.1 |  |  |  |  | -0.19147 | -27.2078
11022 | TIEHVCG_2G | 1 | West | YES | -0.073833 | 132.4 | 103 | 132.4 | 0 | 1.012 | CC | -1 | 0.19147 | 132.4 | 132.4 |  |  |  |  | -0.19147 | -25.3505
11023 | TIEHVCG_3G | 1 | West | YES | -0.073833 | 137.4 | 103 | 137.4 | 0 | 1.012 | CC | -1 | 0.19147 | 137.4 | 137.4 |  |  |  |  | -0.19147 | -26.3079
11024 | TIEHVCG_4G | 1 | West | YES | -0.073833 | 147 | 103 | 147 | 0 | 1.012 | CC | -1 | 0.19147 | 147 | 147 |  |  |  |  | -0.19147 | -28.146
11025 | TIEHVSG_2G | 1 | West | YES | -0.073833 | 213.2 | 63 | 213.2 | 0 | 1.012 | CC | -1 | 0.19147 | 213.2 | 213.2 |  |  |  |  | -0.19147 | -40.8212
76031 | L_GASCCR1_1N | W1 | West | YES | -0.073503 | 30 | 0 | 150 | 0 | 1.02 | Wind | -1 | 0.19114 | 0 | 150 |  |  |  |  | -0.19114 | 0
6407 | TURKTRAK1A | 1 | West | YES | -0.073474 | 33.9 | 0 | 169.5 | 0 | 1.025 | Wind | -1 | 0.19111 | 0 | 169.5 |  |  |  |  | -0.19111 | 0
76091 | L_DIVIDE1_1N | W1 | West | YES | -0.073187 | 110 | 0 | 550 | 0 | 1.02 | Wind | -1 | 0.19082 | 0 | 550 |  |  |  |  | -0.19082 | 0
1146 | NOTREES_1G | 1 | West | YES | -0.073038 | 29.8 | 0 | 149 | 0 | 1.017 | #N/A | -1 | 0.19067 | 149 | 149 |  |  |  |  | -0.19067 | -28.4105
1349 | WESTXWIN_1G | 1 | West | YES | -0.072951 | 1.3 | 0 | 6.6 |  | 1.014 | Wind | -1 | 0.19059 | 0 | 6.6 |  |  |  |  | -0.19059 | 0
1350 | NWPWRG1_1G | 1 | West | YES | -0.072951 | 6.9 | 1 | 34.3 |  | 1.014 | Wind | -1 | 0.19059 | 0 | 34.3 |  |  |  |  | -0.19059 | 0
7038 | L_DELAWA1_1Y | 1 | West | YES | -0.072898 | 3.5 | 0 | 35 | 0 | 1 | Wind | -1 | 0.19053 | 0 | 35 |  |  |  |  | -0.19053 | 0
7038 | L_DELAWA1_1Y | 2 | West | YES | -0.072898 | 3 | 0 | 30 | 0 | 1 | Wind | -1 | 0.19053 | 0 | 30 |  |  |  |  | -0.19053 | 0
1002 | PBCTAGE_1G | A | West | YES | -0.072825 | 64 | 64 | 66 | 0 | 1.036 | GGT | -1 | 0.19046 | 66 | 66 |  |  |  |  | -0.19046 | -12.5704
1003 | PBCTBGE_2G | B | West | YES | -0.072825 | 65 | 65 | 66 | 0 | 1.036 | GGT | -1 | 0.19046 | 66 | 66 |  |  |  |  | -0.19046 | -12.5704
1004 | PBCTCGE_3G | C | West | YES | -0.072825 | 62 | 62 | 67 | 0 | 1.036 | GGT | -1 | 0.19046 | 67 | 67 |  |  |  |  | -0.19046 | -12.7609
1005 | PBCTDGE_4G | D | West | YES | -0.072825 | 65 | 65 | 68 | 0 | 1.036 | GGT | -1 | 0.19046 | 68 | 68 |  |  |  |  | -0.19046 | -12.9514
1006 | PBCTEGE_5G | E | West | YES | -0.072825 | 65 | 65 | 67 | 0 | 1.036 | GGT | -1 | 0.19046 | 67 | 67 |  |  |  |  | -0.19046 | -12.7609
1007 | PB5GEN_6G | 5 | West | YES | -0.072825 | 91.2 | 40 | 114 | 0 | 1.036 | GST | -1 | 0.19046 | 114 | 114 |  |  |  |  | -0.19046 | -21.7126
1008 | PB6GEN_7G | 6 | West | YES | -0.072825 | 515 | 130 | 515 | 0 | 1.036 | GST | -1 | 0.19046 | 515 | 515 |  |  |  |  | -0.19046 | -98.0875
3097 | MARTLAKE_1G | 1 | North | YES | -0.071885 | 790 | 500 | 790 | 0 | 1.017 | LIGCO | -1 | 0.18952 | 0 | 790 |  |  | 0 | 0 | -0.18952 | 0
3098 | MARTLAKE_2G | 2 | North | YES | -0.071885 | 795 | 461 | 795 | 0 | 1.017 | LIGCO | -1 | 0.18952 | 0 | 795 |  |  | 0 | 0 | -0.18952 | 0
3099 | MARTLAKE_3G | 3 | North | YES | -0.071885 | 804 | 500 | 804 | 0 | 1.017 | LIGCO | -1 | 0.18952 | 0 | 804 |  |  | 0 | 0 | -0.18952 | 0
13116 | TGATEWAY_1G | 1 | North | YES | -0.07112 | 151 | 30 | 151 | 0 | 1.0232 | CC | -1 | 0.18876 | 151 | 151 |  |  | -10.7391 | 151 | -0.18876 | -28.5022
13117 | TGATEWAY_2G | 2 | North | YES | -0.07112 | 130 | 30 | 130 | 0 | 1.0232 | CC | -1 | 0.18876 | 130 | 130 |  |  | -9.2456 | 130 | -0.18876 | -24.5383
13118 | TGATEWAY_3G | 3 | North | YES | -0.07112 | 148 | 30 | 148 | 0 | 1.0232 | CC | -1 | 0.18876 | 148 | 148 |  |  | -10.5258 | 148 | -0.18876 | -27.9359
13119 | TGATEWAY_4G | 4 | North | YES | -0.07112 | 399 | 65 | 399 | 0 | 1.0232 | CC | -1 | 0.18876 | 399 | 399 |  |  | -28.3769 | 399 | -0.18876 | -75.3137
3348 | CHAMPION_1G | MB | North | YES | -0.070372 | 0 | 42 | 42 |  | 1 | Cogen | -1 | 0.18801 | 0 | 0 |  |  | 0 | 0 | -0.18801 | 0
3113 | LUFKINWB_1G | 1 | North | YES | -0.070293 | 0 | 0 | 50 |  | 1.01 | #N/A | -1 | 0.18793 | 50 | 50 |  |  | -3.5147 | 50 | -0.18793 | -9.3965
3107 | STRYKER_1G | 1 | North | YES | -0.070076 | 145.6 | 45 | 182 | 0 | 1.029 | GST | -1 | 0.18771 | 182 | 182 |  |  | -12.7538 | 182 | -0.18771 | -34.1636
3108 | STRYKER_2G | 2 | North | YES | -0.070076 | 484 | 75 | 484 | 0 | 1.029 | GST | -1 | 0.18771 | 484 | 484 |  |  | -33.9168 | 484 | -0.18771 | -90.8527
60007 | KING_SW1A | 1 | West | YES | -0.066065 | 20 | 0 | 80 |  | 1.03 | Wind | -1 | 0.1837 | 0 | 80 |  |  |  |  | -0.1837 | 0
60019 | KING_NW1A | 1 | West | YES | -0.066065 | 20 | 0 | 80 |  | 1.03 | Wind | -1 | 0.1837 | 0 | 80 |  |  |  |  | -0.1837 | 0
60201 | RIO DRCS | F | West | YES | -0.065511 | 0 | 0 | 0 | 0 | 1.025 | AVR | -1 | 0.18315 | 0 | 0 |  |  |  |  | -0.18315 | 0
60016 | WOODWRD11A | 1 | West | YES | -0.065462 | 20 | 0 | 80 |  | 1.033 | Wind | -1 | 0.1831 | 0 | 80 |  |  |  |  | -0.1831 | 0
38332 | TNWDWRDU2_8 | 1 | West | YES | -0.065447 | 20 | 0 | 80 | 0 | 1.0232 | Wind | -1 | 0.18308 | 0 | 80 |  |  |  |  | -0.18308 | 0
38437 | TNSRBNMESA9 | 1 | West | YES | -0.065397 | 37.5 | 0 | 150 |  | 1.02 | Wind | -1 | 0.18303 | 0 | 150 |  |  |  |  | -0.18303 | 0
6016 | SWMESA | 1 | West | YES | -0.065165 | 18.8 | 0 | 75 |  | 1.03 | Wind | -1 | 0.1828 | 0 | 75 |  |  |  |  | -0.1828 | 0
60003 | KING_NE1A | 1 | West | YES | -0.065165 | 20 | 0 | 80 |  | 1.03 | Wind | -1 | 0.1828 | 0 | 80 |  |  |  |  | -0.1828 | 0
60005 | KING_SE1A | 1 | West | YES | -0.065165 | 10 | 0 | 40 |  | 1.035 | Wind | -1 | 0.1828 | 0 | 40 |  |  |  |  | -0.1828 | 0
60000 | DSKY2 | 1 | West | YES | -0.064262 | 19.1 | 0 | 76.5 |  | 1.039 | Wind | -1 | 0.1819 | 0 | 76.5 |  |  |  |  | -0.1819 | 0
60017 | ORNNWP1 | 1 | West | YES | -0.063762 | 20 | 0 | 80 |  | 1.027 | Wind | -1 | 0.1814 | 0 | 80 |  |  |  |  | -0.1814 | 0
60018 | DSKY1 | 1 | West | YES | -0.063216 | 21 | 0 | 84 | 0 | 1.023 | Wind | -1 | 0.18085 | 0 | 84 |  |  |  |  | -0.18085 | 0
13134 | CALFREST_4G | 4 | North | YES | -0.062487 | 151.5 | 40 | 151.5 | 0 | 1.031 | CC | -1 | 0.18012 | 151.5 | 151.5 |  |  | -9.4668 | 151.5 | -0.18012 | -27.2887
13135 | CALFREST_5G | 5 | North | YES | -0.062487 | 152.3 | 57 | 152.3 | 0 | 1.031 | CC | -1 | 0.18012 | 152.3 | 152.3 |  |  | -9.5168 | 152.3 | -0.18012 | -27.4328
13136 | CALFREST_6G | 6 | North | YES | -0.062487 | 177.5 | 40 | 177.5 | 0 | 1.031 | CC | -1 | 0.18012 | 177.5 | 177.5 |  |  | -11.0914 | 177.5 | -0.18012 | -31.9719
13131 | CALFREST_1G | 1 | North | YES | -0.062109 | 150.7 | 40 | 150.7 | 0 | 1.031 | CC | -1 | 0.17975 | 150.7 | 150.7 |  |  | -9.3598 | 150.7 | -0.17975 | -27.0876
13132 | CALFREST_2G | 2 | North | YES | -0.062109 | 151 | 57 | 151 | 0 | 1.031 | CC | -1 | 0.17975 | 151 | 151 |  |  | -9.3785 | 151 | -0.17975 | -27.1415
13133 | CALFREST_3G | 3 | North | YES | -0.062109 | 177.4 | 40 | 177.4 | 0 | 1.031 | CC | -1 | 0.17975 | 177.4 | 177.4 |  |  | -11.0181 | 177.4 | -0.17975 | -31.8868
3381 | BBRN_1G | 1 | North | YES | -0.060288 | 618 | 225 | 618 | 0 | 1.03 | LIGCO | -1 | 0.17792 | 0 | 618 |  |  | 0 | 0 | -0.17792 | 0
3382 | BBRN_2G | 2 | North | YES | -0.060288 | 589 | 225 | 589 | 0 | 1.03 | LIGCO | -1 | 0.17792 | 0 | 589 |  |  | 0 | 0 | -0.17792 | 0
60202 | FRNDDRCS | F | West | YES | -0.05223 | 0 | 0 | 0 | 0 | 0.9985 | AVR | -1 | 0.16987 | 0 | 0 |  |  |  |  | -0.16987 | 0
48721 | LEG_1___1 | 1 | North | YES | -0.039728 | 827 | 357 | 827 | 0 | 1.0348 | LIGCO | -1 | 0.15736 | 0 | 827 |  |  | 0 | 0 | -0.15736 | 0
48722 | LEG_2___2 | 2 | North | YES | -0.039728 | 819 | 357 | 819 | 0 | 1.0348 | LIGCO | -1 | 0.15736 | 0 | 819 |  |  | 0 | 0 | -0.15736 | 0
39960 | TNTNPONE_18 | 1 | North | YES | -0.031484 | 152.3 | 30 | 152.3 |  | 1.04 | LIGCO | -1 | 0.14912 | 0 | 152.3 |  |  | 0 | 0 | -0.14912 | 0
39970 | TNTNPONE_28 | 1 | North | YES | -0.031484 | 153 | 30 | 153 |  | 1.04 | LIGCO | -1 | 0.14912 | 0 | 153 |  |  | 0 | 0 | -0.14912 | 0
990 | GIBN_CREK_G1 | 1 | North | YES | -0.010646 | 463 | 200 | 463 | 0 | 1.0275 | LIGCO | -1 | 0.12828 | 0 | 463 |  |  | 0 | 0 | -0.12828 | 0
32886 | BRYN_ATKINS3 | MB | North | YES | -0.008672 | 0 | 5 | 12 |  | 1 | GST | -1 | 0.12631 | 0 | 0 |  |  | 0 | 0 | -0.12631 | 0
32887 | BRYN_ATKINS6 | MB | North | YES | -0.008672 | 0 | 12 | 51 |  | 1.028 | GST | -1 | 0.12631 | 0 | 0 |  |  | 0 | 0 | -0.12631 | 0
32888 | BRYN_ATKINS7 | 1 | North | YES | -0.008672 | 13.6 | 4 | 17 |  | 1.028 | GGT | -1 | 0.12631 | 17 | 17 |  |  | -0.14742 | 17 | -0.12631 | -2.1472
32890 | BRYN_ATKINS4 | MB | North | YES | -0.008672 | 0 | 5 | 22 |  | 1.031 | GST | -1 | 0.12631 | 0 | 0 |  |  | 0 | 0 | -0.12631 | 0
32891 | BRYN_ATKINS5 | MB | North | YES | -0.008672 | 0 | 5 | 25 |  | 1.031 | GST | -1 | 0.12631 | 0 | 0 |  |  | 0 | 0 | -0.12631 | 0
32798 | BRYN_TAMUGEN | 1 | North | YES | -0.007823 | 32 | 0 | 32 |  | 1.02 | GST | -1 | 0.12546 | 32 | 32 |  |  | -0.25034 | 32 | -0.12546 | -4.0147
32883 | BRYN_DNSBY3 | 1 | North | YES | -0.00608 | 0 | 2 | 48 |  | 1.015 | GST | -1 | 0.12372 | 48 | 48 |  |  | -0.29184 | 48 | -0.12372 | -5.9384
32884 | BRYN_DNSBY13 | 1 | North | YES | -0.00608 | 46 | 2 | 46 | 0 | 1.015 | GST | -1 | 0.12372 | 46 | 46 |  |  | -0.27968 | 46 | -0.12372 | -5.6909
32892 | BRYN_DNSBY14 | 1 | North | YES | -0.00608 | 84 | 25 | 105 | 0 | 1.035 | GST | -1 | 0.12372 | 105 | 105 |  |  | -0.6384 | 105 | -0.12372 | -12.9902
48671 | FTR_GT1_5105 | 1 | North | YES | -0.004382 | 154.2 | 0 | 154.2 | 0 | 1.0319 | CC | -1 | 0.12202 | 154.2 | 154.2 |  |  | -0.6757 | 154.2 | -0.12202 | -18.8152
48672 | FTR_GT2_5110 | 2 | North | YES | -0.004382 | 159 | 0 | 159 | 0 | 1.0319 | CC | -1 | 0.12202 | 159 | 159 |  |  | -0.69674 | 159 | -0.12202 | -19.4009
48673 | FTR_GT3_5085 | 3 | North | YES | -0.004382 | 158 | 0 | 158 | 0 | 1.0319 | CC | -1 | 0.12202 | 158 | 158 |  |  | -0.69236 | 158 | -0.12202 | -19.2789
48674 | FTR_CN4_5095 | 4 | North | YES | -0.004382 | 380 | 0 | 380 | 0 | 1.0319 | CC | -1 | 0.12202 | 380 | 380 |  |  | -1.6652 | 380 | -0.12202 | -46.3669
5934 | SI_RAY5 | 5 | South | YES | 0 | 0 | 10 | 15 |  | 1.035 | GST | 1 | 0.08453 | 15 | 15 | 0 | 15 |  |  | 0.08453 | 1.268
8139 | JOS #1 | MB | South | YES | 0 | 0 | 45 | 255 |  | 1.02 | GST | 1 | 0.08453 | 0 | 0 | 0 | 0 |  |  | 0.08453 | 0
8285 | LAR #1 | MB | South | YES | 0 | 0 | 9 | 32 |  | 1.0497 | GST | 1 | 0.08453 | 0 | 0 | 0 | 0 |  |  | 0.08453 | 0
8287 | LAR #2 | MB | South | YES | 0 | 0 | 9 | 32 |  | 1.04 | GST | 1 | 0.08453 | 0 | 0 | 0 | 0 |  |  | 0.08453 | 0
8288 | LAR #3 | MB | South | YES | 0 | 0 | 25 | 105 |  | 1.04 | GST | 1 | 0.08453 | 0 | 0 | 0 | 0 |  |  | 0.08453 | 0
8388 | BATES0A | MB | South | YES | 0 | 0 | 21 | 71 |  | 1.033 | GST | 1 | 0.08453 | 0 | 0 | 0 | 0 |  |  | 0.08453 | 0
8393 | BATES0B | MB | South | YES | 0 | 0 | 25 | 110 |  | 1.03 | GST | 1 | 0.08453 | 0 | 0 | 0 | 0 |  |  | 0.08453 | 0
8437 | NUECES_B0C | MB | South | YES | 0 | 0 | 7 | 30 |  | 1.03 | GST | 1 | 0.08453 | 0 | 0 | 0 | 0 |  |  | 0.08453 | 0
8438 | NUECES_B0B | MB | South | YES | 0 | 0 | 26 | 169 |  | 1.03 | GST | 1 | 0.08453 | 0 | 0 | 0 | 0 |  |  | 0.08453 | 0
8442 | NUECES_B0A | MB | South | YES | 0 | 0 | 81 | 367 |  | 1.03 | GST | 1 | 0.08453 | 0 | 0 | 0 | 0 |  |  | 0.08453 | 0
39190 | TNSLCGN1__8 | 1 | Houston | YES | 0 | 0 | 10 | 30 |  | 1.03 | Cogen | 1 | 0.08453 | 0 | 0 |  |  |  |  | 0.08453 | 0
48591 | CHE_GT2_5030 | 2 | Houston | YES | 0.026821 | 173 | 50 | 173 | 0 | 1.029 | Cogen | 1 | 0.11135 | 0 | 0 |  |  |  |  | 0.11135 | 0
48811 | CVC_GT3_5045 | 3 | Houston | YES | 0.026821 | 156 | 91.8 | 156 | 0 | 1.029 | Cogen | 1 | 0.11135 | 0 | 0 |  |  |  |  | 0.11135 | 0
48812 | CVC_GT2_5020 | 2 | Houston | YES | 0.026821 | 158 | 91.8 | 158 | 0 | 1.029 | Cogen | 1 | 0.11135 | 0 | 0 |  |  |  |  | 0.11135 | 0
48813 | CVC_GT1_5035 | 1 | Houston | YES | 0.026821 | 160 | 91.8 | 160 | 0 | 1.029 | Cogen | 1 | 0.11135 | 0 | 0 |  |  |  |  | 0.11135 | 0
48814 | CVC_ST5_5040 | 1 | Houston | YES | 0.026821 | 162 | 91.8 | 162 | 0 | 1.029 | Cogen | 1 | 0.11135 | 0 | 0 |  |  |  |  | 0.11135 | 0
48885 | THW_5152 | A | Houston | YES | 0.030273 | 46.4 | 5 | 58 |  | 1.0319 | GGT | 1 | 0.1148 | 58 | 58 |  |  |  |  | 0.1148 | 6.6586
48885 | THW_5152 | B | Houston | YES | 0.030273 | 47.2 | 5 | 59 |  | 1.0319 | GGT | 1 | 0.1148 | 59 | 59 |  |  |  |  | 0.1148 | 6.7734
48886 | THW_5354 | D | Houston | YES | 0.030273 | 46.4 | 5 | 58 |  | 1.0319 | GGT | 1 | 0.1148 | 58 | 58 |  |  |  |  | 0.1148 | 6.6586
48886 | THW_5354 | C | Houston | YES | 0.030273 | 45.6 | 5 | 57 |  | 1.0319 | GGT | 1 | 0.1148 | 57 | 57 |  |  |  |  | 0.1148 | 6.5438
48887 | THW_5556 | F | Houston | YES | 0.030273 | 45.6 | 5 | 57 |  | 1.0319 | GGT | 1 | 0.1148 | 57 | 57 |  |  |  |  | 0.1148 | 6.5438
48887 | THW_5556 | E | Houston | YES | 0.030273 | 47.2 | 5 | 59 |  | 1.0319 | GGT | 1 | 0.1148 | 59 | 59 |  |  |  |  | 0.1148 | 6.7734
48690 | GBY_GN5_5 | 5 | Houston | YES | 0.030517 | 318.4 | 81 | 398 |  | 1.0362 | GSC | 1 | 0.11505 | 398 | 398 |  |  |  |  | 0.11505 | 45.7889
48595 | BTE_GT2_8075 | 1 | Houston | YES | 0.030684 | 162.8 | 130 | 162.8 | 0 | 1.0261 | CC | 1 | 0.11521 | 162.8 | 162.8 |  |  |  |  | 0.11521 | 18.7569
48596 | BTE_GT3_8045 | 2 | Houston | YES | 0.030684 | 161.4 | 130 | 161.4 | 0 | 1.0261 | CC | 1 | 0.11521 | 161.4 | 161.4 |  |  |  |  | 0.11521 | 18.5956
48597 | BTE_GT4_8055 | 3 | Houston | YES | 0.030684 | 158.9 | 130 | 158.9 | 0 | 1.0261 | CC | 1 | 0.11521 | 158.9 | 158.9 |  |  |  |  | 0.11521 | 18.3076
48598 | BTE_ST1_8070 | 4 | Houston | YES | 0.030684 | 269.2 | 60 | 269.2 | 0 | 1.0261 | CC | 1 | 0.11521 | 269.2 | 269.2 |  |  |  |  | 0.11521 | 31.0157
48583 | CBY_GT4_1 | 1 | Houston | YES | 0.031249 | 172 | 0 | 172 | 0 | 1.026 | GSC | 1 | 0.11578 | 172 | 172 |  |  |  |  | 0.11578 | 19.9141
48584 | CBY_GT4_2 | 2 | Houston | YES | 0.031249 | 172 | 0 | 172 | 0 | 1.026 | CC | 1 | 0.11578 | 172 | 172 |  |  |  |  | 0.11578 | 19.9141
48585 | CBY_ST4_1 | 3 | Houston | YES | 0.031249 | 172 | 0 | 172 | 0 | 1.026 | CC | 1 | 0.11578 | 172 | 172 |  |  |  |  | 0.11578 | 19.9141
48815 | CVC_GT4_8005 | 4 | Houston | YES | 0.031358 | 165 | 91.8 | 165 |  | 1.0362 | Cogen | 1 | 0.11589 | 0 | 0 |  |  |  |  | 0.11589 | 0
48581 | CBY_GN1_1 | 1 | Houston | YES | 0.031501 | 595.2 | 108 | 744 | 0 | 1.0435 | GSC | 1 | 0.11603 | 744 | 744 |  |  |  |  | 0.11603 | 86.3274
48791 | PSA_GT1_8160 | 1 | Houston | YES | 0.031537 | 52 | 20.8 | 65 | 0 | 1.0362 | Cogen | 1 | 0.11607 | 0 | 0 |  |  |  |  | 0.11607 | 0
48792 | PSA_GT2_8155 | 2 | Houston | YES | 0.031537 | 52.8 | 20.3 | 66 | 0 | 1.0362 | Cogen | 1 | 0.11607 | 0 | 0 |  |  |  |  | 0.11607 | 0
48793 | PSA_GT3_8150 | 3 | Houston | YES | 0.031537 | 56 | 20.3 | 70 | 0 | 1.0362 | Cogen | 1 | 0.11607 | 0 | 0 |  |  |  |  | 0.11607 | 0
48794 | PSA_GT4_8145 | 4 | Houston | YES | 0.031537 | 52.8 | 20.3 | 66 | 0 | 1.0362 | Cogen | 1 | 0.11607 | 0 | 0 |  |  |  |  | 0.11607 | 0
48795 | PSA_GT5_8140 | 5 | Houston | YES | 0.031537 | 51.2 | 20.3 | 64 | 0 | 1.0362 | Cogen | 1 | 0.11607 | 0 | 0 |  |  |  |  | 0.11607 | 0
48796 | PSA_GN1_8165 | 1 | Houston | YES | 0.031537 | 83.2 | 43.1 | 104 | 0 | 1.0362 | Cogen | 1 | 0.11607 | 0 | 0 |  |  |  |  | 0.11607 | 0
48797 | PSA_GT6_8135 | 6 | Houston | YES | 0.031537 | 47.2 | 34.5 | 59 | 0 | 1.0362 | Cogen | 1 | 0.11607 | 0 | 0 |  |  |  |  | 0.11607 | 0
48651 | EP_1_2 | 2 | Houston | YES | 0.031545 | 17.7 | 10 | 21 | 0 | 1.0362 | Cogen | 1 | 0.11608 | 0 | 0 |  |  |  |  | 0.11608 | 0
48651 | EP_1_2 | 1 | Houston | YES | 0.031545 | 4 | 0 | 5 | 0 | 1.0362 | Cogen | 1 | 0.11608 | 0 | 0 |  |  |  |  | 0.11608 | 0
48883 | THW_GT1_GT_1 | B2 | Houston | YES | 0.03199 | 0 | 0 | 12 |  | 1.043 | GGT | 1 | 0.11652 | 12 | 12 |  |  |  |  | 0.11652 | 1.3982
49803 | EXN_15GT | 1 | Houston | YES | 0.032078 | 33 | 8.3 | 34 |  | 1.0326 | Cogen | 1 | 0.11661 | 0 | 0 |  |  |  |  | 0.11661 | 0
49804 | EXN_16GT | 2 | Houston | YES | 0.032078 | 32 | 8.3 | 34.7 |  | 1.0326 | Cogen | 1 | 0.11661 | 0 | 0 |  |  |  |  | 0.11661 | 0
49805 | EXN_17GT | 3 | Houston | YES | 0.032078 | 31 | 8.3 | 32.7 |  | 1.0326 | Cogen | 1 | 0.11661 | 0 | 0 |  |  |  |  | 0.11661 | 0
49826 | EXN938GT | 5 | Houston | YES | 0.032078 | 43 | 9.2 | 45.9 | 0 | 1.0326 | Cogen | 1 | 0.11661 | 0 | 0 |  |  |  |  | 0.11661 | 0
49828 | EXN941GT | 10 | Houston | YES | 0.032078 | 17.7 | 5.4 | 17.7 | 0 | 1.0326 | Cogen | 1 | 0.11661 | 0 | 0 |  |  |  |  | 0.11661 | 0
49829 | EXN942GT | 11 | Houston | YES | 0.032078 | 20 | 5.4 | 20.4 | 0 | 1.0326 | Cogen | 1 | 0.11661 | 0 | 0 |  |  |  |  | 0.11661 | 0
49830 | EXN943GT | 12 | Houston | YES | 0.032078 | 19 | 5.4 | 19.9 | 0 | 1.0326 | Cogen | 1 | 0.11661 | 0 | 0 |  |  |  |  | 0.11661 | 0
49831 | EXN944GT | 13 | Houston | YES | 0.032078 | 33 | 5.4 | 35 | 0 | 1.0326 | Cogen | 1 | 0.11661 | 0 | 0 |  |  |  |  | 0.11661 | 0
49832 | EXN945GT | 9 | Houston | YES | 0.032078 | 18.5 | 9.2 | 18.5 | 0 | 1.0326 | Cogen | 1 | 0.11661 | 0 | 0 |  |  |  |  | 0.11661 | 0
49837 | EXN_GT | 4 | Houston | YES | 0.032078 | 81 | 21.3 | 85.4 | 0 | 1.0326 | Cogen | 1 | 0.11661 | 0 | 0 |  |  |  |  | 0.11661 | 0
49838 | EXN_14GT | 14 | Houston | YES | 0.032078 | 140 | 0 | 148 |  | 1.0326 | Cogen | 1 | 0.11661 | 0 | 0 |  |  |  |  | 0.11661 | 0
48582 | CBY_GN2_2 | 2 | Houston | YES | 0.032273 | 596.8 | 110 | 746 | 0 | 1.0435 | GSC | 1 | 0.1168 | 746 | 746 |  |  |  |  | 0.1168 | 87.1354
48873 | THW_ST3_ST_3 | 3 | Houston | YES | 0.032743 | 107 | 19 | 107 | 0 | 1.0435 | CC | 1 | 0.11727 | 107 | 107 |  |  |  |  | 0.11727 | 12.5483
48874 | THW_ST4_ST_4 | 4 | Houston | YES | 0.032743 | 108 | 19 | 108 | 0 | 1.0435 | CC | 1 | 0.11727 | 108 | 108 |  |  |  |  | 0.11727 | 12.6655
48875 | THW_3132 | B | Houston | YES | 0.032743 | 53 | 5 | 53 | 0 | 1.0435 | CC | 1 | 0.11727 | 53 | 53 |  |  |  |  | 0.11727 | 6.2155
48875 | THW_3132 | A | Houston | YES | 0.032743 | 55 | 5 | 55 | 0 | 1.0435 | CC | 1 | 0.11727 | 55 | 55 |  |  |  |  | 0.11727 | 6.45
48877 | THW_3334 | C | Houston | YES | 0.032743 | 55 | 5 | 55 | 0 | 1.0435 | CC | 1 | 0.11727 | 55 | 55 |  |  |  |  | 0.11727 | 6.45
48877 | THW_3334 | D | Houston | YES | 0.032743 | 57 | 5 | 57 | 0 | 1.0435 | CC | 1 | 0.11727 | 57 | 57 |  |  |  |  | 0.11727 | 6.6846
48879 | THW_4142 | E | Houston | YES | 0.032743 | 56 | 5 | 56 | 0 | 1.0435 | CC | 1 | 0.11727 | 56 | 56 |  |  |  |  | 0.11727 | 6.5673
48879 | THW_4142 | F | Houston | YES | 0.032743 | 55 | 5 | 55 | 0 | 1.0435 | CC | 1 | 0.11727 | 55 | 55 |  |  |  |  | 0.11727 | 6.45
48881 | THW_4344 | G | Houston | YES | 0.032743 | 58 | 5 | 58 | 0 | 1.0435 | CC | 1 | 0.11727 | 58 | 58 |  |  |  |  | 0.11727 | 6.8019
48881 | THW_4344 | H | Houston | YES | 0.032743 | 58 | 5 | 58 | 0 | 1.0435 | CC | 1 | 0.11727 | 58 | 58 |  |  |  |  | 0.11727 | 6.8019
48593 | CHE_GT1_8015 | 1 | Houston | YES | 0.033353 | 173 | 50 | 173 | 0 | 1.0362 | Cogen | 1 | 0.11788 | 0 | 0 |  |  |  |  | 0.11788 | 0
48594 | CHE_GN4_8025 | 4 | Houston | YES | 0.033353 | 142 | 60 | 142 | 0 | 1.0362 | Cogen | 1 | 0.11788 | 0 | 0 |  |  |  |  | 0.11788 | 0
48511 | LPE_GT1_8070 | 1 | Houston | YES | 0.033434 | 42 | 0 | 42 | 0 | 1.0362 | GGT | 1 | 0.11796 | 42 | 42 |  |  |  |  | 0.11796 | 4.9545
48512 | LPE_GT2_8075 | 2 | Houston | YES | 0.033434 | 42 | 0 | 42 | 0 | 1.0362 | GGT | 1 | 0.11796 | 42 | 42 |  |  |  |  | 0.11796 | 4.9545
48513 | LPE_GT3_8080 | 3 | Houston | YES | 0.033434 | 39 | 0 | 39 | 0 | 1.0362 | GGT | 1 | 0.11796 | 39 | 39 |  |  |  |  | 0.11796 | 4.6006
48514 | LPE_GT4_8085 | 4 | Houston | YES | 0.033434 | 39 | 0 | 39 | 0 | 1.0362 | GGT | 1 | 0.11796 | 39 | 39 |  |  |  |  | 0.11796 | 4.6006
48500 | APD_GT1_8005 | 1 | Houston | YES | 0.033513 | 137.6 | 54.6 | 137.6 |  | 1.0362 | Cogen | 1 | 0.11804 | 0 | 0 |  |  |  |  | 0.11804 | 0
48820 | SHELLG1_3015 | 1 | Houston | YES | 0.033939 | 71 | 34.5 | 71 |  | 1.029 | Cogen | 1 | 0.11847 | 0 | 0 |  |  |  |  | 0.11847 | 0
48821 | SHELLG2 | 2 | Houston | YES | 0.033939 | 72 | 34.5 | 72 |  | 1.029 | Cogen | 1 | 0.11847 | 0 | 0 |  |  |  |  | 0.11847 | 0
48822 | SHELLG3_3020 | 2 | Houston | YES | 0.033939 | 30 | 0 | 30 |  | 1.029 | Cogen | 1 | 0.11847 | 0 | 0 |  |  |  |  | 0.11847 | 0
48822 | SHELLG3_3020 | 1 | Houston | YES | 0.033939 | 39 | 0 | 39 |  | 1.029 | Cogen | 1 | 0.11847 | 0 | 0 |  |  |  |  | 0.11847 | 0
48740 | PSG_GN2_8050 | 1 | Houston | YES | 0.034235 | 182 | 60 | 182 | 0 | 1.0326 | Cogen | 1 | 0.11877 | 0 | 0 |  |  |  |  | 0.11877 | 0
48741 | PSG_GT2_8040 | 1 | Houston | YES | 0.034235 | 158.6 | 50 | 158.6 | 0 | 1.0326 | Cogen | 1 | 0.11877 | 0 | 0 |  |  |  |  | 0.11877 | 0
48742 | PSG_GT3_8060 | 1 | Houston | YES | 0.034235 | 157 | 50 | 157 | 0 | 1.0326 | Cogen | 1 | 0.11877 | 0 | 0 |  |  |  |  | 0.11877 | 0
48854 | SRB_GN4_4 | 4 | Houston | YES | 0.034238 | 182.4 | 35 | 228 | 0 | 1.0326 | GST | 1 | 0.11877 | 228 | 228 |  |  |  |  | 0.11877 | 27.0792
48611 | DIB_GT1_8080 | 1 | Houston | YES | 0.034244 | 64 | 0 | 64 | 0 | 1.0326 | Cogen | 1 | 0.11877 | 0 | 0 |  |  |  |  | 0.11877 | 0
48612 | DIB_GT2_8075 | 2 | Houston | YES | 0.034244 | 63.2 | 0 | 63.2 | 0 | 1.0326 | Cogen | 1 | 0.11877 | 0 | 0 |  |  |  |  | 0.11877 | 0
48613 | DIB_ST1_8085 | 3 | Houston | YES | 0.034244 | 67.9 | 30 | 82.6 | 0 | 1.0326 | Cogen | 1 | 0.11877 | 0 | 0 |  |  |  |  | 0.11877 | 0
48614 | DIB_GT3_8090 | 4 | Houston | YES | 0.034244 | 73.6 | 15 | 73.6 | 0 | 1.0326 | Cogen | 1 | 0.11877 | 0 | 0 |  |  |  |  | 0.11877 | 0
48845 | SOL_GT1 | 1 | Houston | YES | 0.034247 | 16.2 | 15.4 | 16.2 |  | 1.0326 | Solar | 1 | 0.11878 | 16.2 | 16.2 |  |  |  |  | 0.11878 | 1.9242
48853 | SRB_GN3_3 | 3 | Houston | YES | 0.034251 | 170.4 | 35 | 213 |  | 1.0326 | GST | 1 | 0.11878 | 213 | 213 |  |  |  |  | 0.11878 | 25.3004
48551 | CAL_GT1_8045 | 1 | Houston | YES | 0.0343 | 149 | 0 | 149 | 0 | 1.0326 | Cogen | 1 | 0.11883 | 0 | 0 |  |  |  |  | 0.11883 | 0
48552 | CAL_ST1_8000 | 2 | Houston | YES | 0.0343 | 65.1 | 0 | 65.1 | 0 | 1.0326 | Cogen | 1 | 0.11883 | 0 | 0 |  |  |  |  | 0.11883 | 0
48851 | SRB_GN1_1 | 1 | Houston | YES | 0.034307 | 132 | 26 | 165 | 0 | 1.0217 | GST | 1 | 0.11884 | 165 | 165 |  |  |  |  | 0.11884 | 19.6082
48852 | SRB_GN2_2 | 2 | Houston | YES | 0.034324 | 140.8 | 26 | 176 | 0 | 1.0217 | GST | 1 | 0.11885 | 176 | 176 |  |  |  |  | 0.11885 | 20.9184
48855 | SRB_GT211035 | B1 | Houston | YES | 0.034335 | 0 | 0 | 18 |  | 1.014 | GGT | 1 | 0.11887 | 18 | 18 |  |  |  |  | 0.11887 | 2.1396
48855 | SRB_GT211035 | B2 | Houston | YES | 0.034335 | 0 | 0 | 12 |  | 1.014 | GGT | 1 | 0.11887 | 12 | 12 |  |  |  |  | 0.11887 | 1.4264
48761 | PR_GT1__9040 | 1 | Houston | YES | 0.034548 | 26 | 0 | 35 |  | 1 | Cogen | 1 | 0.11908 | 0 | 0 |  |  |  |  | 0.11908 | 0
48641 | DPEC_GT15040 | 1 | Houston | YES | 0.034746 | 163.2 | 98 | 163.2 | 0 | 1.0319 | CC | 1 | 0.11928 | 163.2 | 163.2 |  |  |  |  | 0.11928 | 19.4659
48642 | DPEC_GT25025 | 2 | Houston | YES | 0.034746 | 157.1 | 98 | 157.1 | 0 | 1.0319 | CC | 1 | 0.11928 | 157.1 | 157.1 |  |  |  |  | 0.11928 | 18.7383
48643 | DPEC_GT35010 | 3 | Houston | YES | 0.034746 | 157.5 | 98 | 157.5 | 0 | 1.0319 | CC | 1 | 0.11928 | 157.5 | 157.5 |  |  |  |  | 0.11928 | 18.786
48644 | DPEC_GT45070 | 4 | Houston | YES | 0.034746 | 157 | 98 | 157 | 0 | 1.0319 | CC | 1 | 0.11928 | 157 | 157 |  |  |  |  | 0.11928 | 18.7264
48645 | DPEC_ST55065 | 5 | Houston | YES | 0.034746 | 282 | 0 | 282 | 0 | 1.0319 | CC | 1 | 0.11928 | 282 | 282 |  |  |  |  | 0.11928 | 33.636
48841 | SJS_GT1_GT1 | 1 | Houston | YES | 0.03498 | 62.4 | 49 | 78 | 0 | 1.0362 | Cogen | 1 | 0.11951 | 0 | 0 |  |  |  |  | 0.11951 | 0
48842 | SJS_GT2_GT2 | 2 | Houston | YES | 0.03498 | 64.8 | 49 | 81 | 0 | 1.0362 | Cogen | 1 | 0.11951 | 0 | 0 |  |  |  |  | 0.11951 | 0
48691 | GBY_73741085 | A | Houston | YES | 0.035272 | 37.6 | 20 | 47 | 0 | 1.0362 | GGT | 1 | 0.1198 | 47 | 47 |  |  |  |  | 0.1198 | 5.6307
48691 | GBY_73741085 | B | Houston | YES | 0.035272 | 37.6 | 20 | 47 | 0 | 1.0362 | GGT | 1 | 0.1198 | 47 | 47 |  |  |  |  | 0.1198 | 5.6307
48692 | GBY_81821075 | C | Houston | YES | 0.035272 | 37.6 | 20 | 47 | 0 | 1.0362 | GGT | 1 | 0.1198 | 47 | 47 |  |  |  |  | 0.1198 | 5.6307
48692 | GBY_81821075 | D | Houston | YES | 0.035272 | 44 | 20 | 55 | 0 | 1.0362 | GGT | 1 | 0.1198 | 55 | 55 |  |  |  |  | 0.1198 | 6.5891
48693 | GBY_83841065 | E | Houston | YES | 0.035272 | 45.6 | 20 | 57 | 0 | 1.0362 | GGT | 1 | 0.1198 | 57 | 57 |  |  |  |  | 0.1198 | 6.8287
48693 | GBY_83841065 | F | Houston | YES | 0.035272 | 43.2 | 20 | 54 | 0 | 1.0362 | GGT | 1 | 0.1198 | 54 | 54 |  |  |  |  | 0.1198 | 6.4693
48531 | BYU_GT1_8075 | 1 | Houston | YES | 0.035846 | 65 | 0 | 65 |  | 1.0362 | Cogen | 1 | 0.12038 | 0 | 0 |  |  |  |  | 0.12038 | 0
48532 | BYU_GT2_8055 | 2 | Houston | YES | 0.035846 | 62 | 0 | 62 |  | 1.0362 | Cogen | 1 | 0.12038 | 0 | 0 |  |  |  |  | 0.12038 | 0
48533 | BYU_GT3_8060 | 3 | Houston | YES | 0.035846 | 67 | 0 | 67 |  | 1.0362 | Cogen | 1 | 0.12038 | 0 | 0 |  |  |  |  | 0.12038 | 0
48534 | BYU_GT4_8065 | 4 | Houston | YES | 0.035846 | 65 | 0 | 65 |  | 1.0362 | Cogen | 1 | 0.12038 | 0 | 0 |  |  |  |  | 0.12038 | 0
48561 | CTL_GT2_8130 | 1 | Houston | YES | 0.036307 | 73.5 | 30.3 | 91.9 |  | 1.0362 | Cogen | 1 | 0.12084 | 0 | 0 |  |  |  |  | 0.12084 | 0
48562 | CTL_GT3_8135 | 2 | Houston | YES | 0.036307 | 70.1 | 30.3 | 87.6 |  | 1.0362 | Cogen | 1 | 0.12084 | 0 | 0 |  |  |  |  | 0.12084 | 0
48563 | CTL_GT4_8140 | 3 | Houston | YES | 0.036307 | 69.6 | 30.3 | 87 |  | 1.0362 | Cogen | 1 | 0.12084 | 0 | 0 |  |  |  |  | 0.12084 | 0
48564 | CTL_GN1_8145 | 4 | Houston | YES | 0.036307 | 43.6 | 12.9 | 54.5 |  | 1.0362 | Cogen | 1 | 0.12084 | 0 | 0 |  |  |  |  | 0.12084 | 0
48565 | CTL_GN2_8155 | 5 | Houston | YES | 0.036307 | 9.8 | 3.4 | 12.2 |  | 1.0362 | Cogen | 1 | 0.12084 | 0 | 0 |  |  |  |  | 0.12084 | 0
48772 | PHR_GN2_2 | MB | Houston | YES | 0.03751 | 0 | 72 | 459 |  | 1.0362 | GSC | 1 | 0.12204 | 0 | 0 |  |  |  |  | 0.12204 | 0
38580 | TNBP_CGN1_8 | 1 | Houston | YES | 0.039235 | 70.8 | 0 | 70.8 | 0 | 1.005 | Cogen | 1 | 0.12377 | 0 | 0 |  |  |  |  | 0.12377 | 0
38590 | TNBP_CGN2_8 | 2 | Houston | YES | 0.039235 | 66.7 | 0 | 66.7 | 0 | 1.005 | Cogen | 1 | 0.12377 | 0 | 0 |  |  |  |  | 0.12377 | 0
38600 | TNBP_CGN3_8 | 5 | Houston | YES | 0.039235 | 53 | 0 | 53 | 0 | 1.005 | Cogen | 1 | 0.12377 | 0 | 0 |  |  |  |  | 0.12377 | 0
38611 | TNBPAMCG1_8 | 1 | Houston | YES | 0.039235 | 153.2 | 0 | 153.2 | 0 | 1.005 | Cogen | 1 | 0.12377 | 0 | 0 |  |  |  |  | 0.12377 | 0
38612 | TNBPAMCG2_8 | 2 | Houston | YES | 0.039235 | 153.5 | 0 | 153.5 | 0 | 1.005 | Cogen | 1 | 0.12377 | 0 | 0 |  |  |  |  | 0.12377 | 0
38613 | TNBPAMCG3_8 | 3 | Houston | YES | 0.039235 | 152.3 | 0 | 152.3 | 0 | 1.005 | Cogen | 1 | 0.12377 | 0 | 0 |  |  |  |  | 0.12377 | 0
38614 | TNBPAMCG4_8 | 4 | Houston | YES | 0.039235 | 96 | 0 | 96 |  | 1.005 | Cogen | 1 | 0.12377 | 0 | 0 |  |  |  |  | 0.12377 | 0
38615 | TNBPAMCG5_8 | 1 | Houston | YES | 0.039235 | 244 | 0 | 244 | 0 | 1.005 | Cogen | 1 | 0.12377 | 0 | 0 |  |  |  |  | 0.12377 | 0
38690 | TNBP_CGN4_8 | 3 | Houston | YES | 0.039235 | 40 | 0 | 40 |  | 1.005 | Cogen | 1 | 0.12377 | 0 | 0 |  |  |  |  | 0.12377 | 0
38711 | TNTXCTY1CG8 | 1 | Houston | YES | 0.039235 | 100.3 | 59 | 100.3 | 0 | 1 | Cogen | 1 | 0.12377 | 0 | 0 |  |  |  |  | 0.12377 | 0
38712 | TNTXCTY2CG8 | 1 | Houston | YES | 0.039235 | 92.9 | 59 | 92.9 | 0 | 1 | Cogen | 1 | 0.12377 | 0 | 0 |  |  |  |  | 0.12377 | 0
38713 | TNTXCTY3CG8 | 1 | Houston | YES | 0.039235 | 102.7 | 59 | 102.7 | 0 | 1 | Cogen | 1 | 0.12377 | 0 | 0 |  |  |  |  | 0.12377 | 0
38714 | TNTXCTY4CG8 | 1 | Houston | YES | 0.039235 | 103 | 59 | 103 | 0 | 1 | Cogen | 1 | 0.12377 | 0 | 0 |  |  |  |  | 0.12377 | 0
39470 | TNDOWCGNSG8 | 1 | Houston | YES | 0.039235 | 32 | 10 | 32 | 0 | 0.985 | Cogen | 1 | 0.12377 | 0 | 0 |  |  |  |  | 0.12377 | 0
39480 | TNDOWCGNGG8 | 1 | Houston | YES | 0.039235 | 30 | 10 | 30 | 0 | 0.985 | Cogen | 1 | 0.12377 | 0 | 0 |  |  |  |  | 0.12377 | 0
48921 | WAP_GN1_1 | 1 | Houston | YES | 0.043346 | 132.8 | 37 | 166 | 0 | 1.0362 | GST | 1 | 0.12788 | 166 | 166 |  |  |  |  | 0.12788 | 21.2275
48922 | WAP_GN2_2 | 2 | Houston | YES | 0.043346 | 132.8 | 37 | 166 | 0 | 1.0362 | GST | 1 | 0.12788 | 166 | 166 |  |  |  |  | 0.12788 | 21.2275
48923 | WAP_GN3_3 | 3 | Houston | YES | 0.043346 | 198.4 | 93 | 248 | 0 | 1.0362 | GST | 1 | 0.12788 | 248 | 248 |  |  |  |  | 0.12788 | 31.7134
48924 | WAP_GN4_4 | 4 | Houston | YES | 0.043346 | 546 | 217 | 546 | 0 | 1.0362 | GSC | 1 | 0.12788 | 546 | 546 |  |  |  |  | 0.12788 | 69.8205
48925 | WAP_GN5_5 | 5 | Houston | YES | 0.043346 | 586.3 | 278 | 654 | 0 | 0.985 | LIGCO | 1 | 0.12788 | 0 | 654 |  |  |  |  | 0.12788 | 83.6312
48929 | WAPGT21_GT1 | B1 | Houston | YES | 0.043346 | 0 | 0 | 13 |  | 1.05 | GGT | 1 | 0.12788 | 13 | 13 |  |  |  |  | 0.12788 | 1.6624
48510 | AK_GT1__8040 | 1 | Houston | YES | 0.043408 | 33.4 | 8.1 | 34 |  | 1.029 | Cogen | 1 | 0.12794 | 0 | 0 |  |  |  |  | 0.12794 | 0
48521 | BVE_GT1_GT1 | 1 | Houston | YES | 0.044324 | 167.7 | 0 | 167.7 |  | 1.035 | CC | 1 | 0.12885 | 167.7 | 167.7 |  |  |  |  | 0.12885 | 21.6089
48522 | BVE_GT2_5035 | 2 | Houston | YES | 0.044324 | 166.4 | 0 | 166.4 |  | 1.035 | CC | 1 | 0.12885 | 166.4 | 166.4 |  |  |  |  | 0.12885 | 21.4414
48523 | BVE_ST1_GN1 | 3 | Houston | YES | 0.044324 | 252.4 | 0 | 252.4 |  | 1.035 | CC | 1 | 0.12885 | 252.4 | 252.4 |  |  |  |  | 0.12885 | 32.5229
48730 | MNS_GT | 1 | Houston | YES | 0.044351 | 43 | 0 | 46.1 |  | 1.029 | Cogen | 1 | 0.12888 | 0 | 0 |  |  |  |  | 0.12888 | 0
48926 | WAP_GN6_6 | 6 | Houston | YES | 0.044376 | 651 | 280 | 651 |  | 1.035 | LIGCO | 1 | 0.12891 | 0 | 651 |  |  |  |  | 0.12891 | 83.9181
48927 | WAP_GN7_7 | 7 | Houston | YES | 0.044376 | 564 | 277 | 564 |  | 1.035 | LIGCO | 1 | 0.12891 | 0 | 564 |  |  |  |  | 0.12891 | 72.7032
48928 | WAP_GN8_8 | 8 | Houston | YES | 0.044376 | 603 | 275 | 603 |  | 1.035 | LIGCO | 1 | 0.12891 | 0 | 603 |  |  |  |  | 0.12891 | 77.7306
8032 | AMISTADHYD1 | 1 | South | YES | 0.048534 | 33 | 13 | 33 | 0 | 1.0375 | Hydro | 1 | 0.13306 | 0 | 0 | 0 | 0 |  |  | 0.13306 | 0
8033 | AMISTADHYD2 | 2 | South | YES | 0.048534 | 25 | 13 | 25 | 0 | 1.0375 | Hydro | 1 | 0.13306 | 0 | 0 | 0 | 0 |  |  | 0.13306 | 0
88253 | HAMILTON | F | South | YES | 0.048534 | 0 | 0 | 0 | 0 | 1.04 | BLT | 1 | 0.13306 | 0 | 0 | 0 | 0 |  |  | 0.13306 | 0
39760 | TNSCLP1___8 | 1 | Houston | YES | 0.05059 | 93.4 | 20 | 116.8 | 0 | 1.04 | Cogen | 1 | 0.13512 | 0 | 0 |  |  |  |  | 0.13512 | 0
39770 | TNSCLP2___8 | 1 | Houston | YES | 0.05059 | 91.6 | 20 | 114.5 | 0 | 1.04 | Cogen | 1 | 0.13512 | 0 | 0 |  |  |  |  | 0.13512 | 0
39775 | TNSCLP4___8 | 1 | Houston | YES | 0.05059 | 95.2 | 20 | 119 | 0 | 1.04 | Cogen | 1 | 0.13512 | 0 | 0 |  |  |  |  | 0.13512 | 0
39790 | TNSCLP3___8 | 1 | Houston | YES | 0.05059 | 87.6 | 20 | 109.5 | 0 | 1.027 | Cogen | 1 | 0.13512 | 0 | 0 |  |  |  |  | 0.13512 | 0
48520 | BSF_GT1_8070 | 2 | Houston | YES | 0.052326 | 10 | 0 | 10 | 0 | 1.0326 | Cogen | 1 | 0.13686 | 0 | 0 |  |  |  |  | 0.13686 | 0
48520 | BSF_GT1_8070 | 1 | Houston | YES | 0.052326 | 72 | 0 | 72 | 0 | 1.0326 | Cogen | 1 | 0.13686 | 0 | 0 |  |  |  |  | 0.13686 | 0
49851 | DOW17000 | 37 | Houston | YES | 0.054523 | 39 | 0 | 62 | 0 | 1 | Cogen | 1 | 0.13905 | 0 | 0 |  |  |  |  | 0.13905 | 0
49858 | DOW38100 | 31 | Houston | YES | 0.054523 | 45 | 0 | 71.4 |  | 1 | Cogen | 1 | 0.13905 | 0 | 0 |  |  |  |  | 0.13905 | 0
49859 | DOW38200 | 33 | Houston | YES | 0.054523 | 28 | 0 | 45 | 0 | 1 | Cogen | 1 | 0.13905 | 0 | 0 |  |  |  |  | 0.13905 | 0
49860 | DOW38300 | 32 | Houston | YES | 0.054523 | 63 | 0 | 101 |  | 1 | Cogen | 1 | 0.13905 | 0 | 0 |  |  |  |  | 0.13905 | 0
49862 | DOW39100 | 36 | Houston | YES | 0.054523 | 54 | 0 | 86 | 0 | 1 | Cogen | 1 | 0.13905 | 0 | 0 |  |  |  |  | 0.13905 | 0
49863 | DOW39200 | 35 | Houston | YES | 0.054523 | 55 | 0 | 88 | 0 | 1 | Cogen | 1 | 0.13905 | 0 | 0 |  |  |  |  | 0.13905 | 0
49865 | DOW41000 | 41 | Houston | YES | 0.054523 | 31 | 0 | 50 |  | 1 | Cogen | 1 | 0.13905 | 0 | 0 |  |  |  |  | 0.13905 | 0
49866 | DOW42000 | 42 | Houston | YES | 0.054523 | 11 | 0 | 18 |  | 1 | Cogen | 1 | 0.13905 | 0 | 0 |  |  |  |  | 0.13905 | 0
49869 | DOW49000 | 45 | Houston | YES | 0.054523 | 59 | 0 | 94 |  | 1 | Cogen | 1 | 0.13905 | 0 | 0 |  |  |  |  | 0.13905 | 0
49870 | DOW61000 | 61 | Houston | YES | 0.054523 | 44 | 0 | 70 | 0 | 1 | Cogen | 1 | 0.13905 | 0 | 0 |  |  |  |  | 0.13905 | 0
49871 | DOW62000 | 62 | Houston | YES | 0.054523 | 40 | 0 | 63 | 0 | 1 | Cogen | 1 | 0.13905 | 0 | 0 |  |  |  |  | 0.13905 | 0
49872 | DOW63000 | 63 | Houston | YES | 0.054523 | 45 | 0 | 72 | 0 | 1 | Cogen | 1 | 0.13905 | 0 | 0 |  |  |  |  | 0.13905 | 0
49873 | DOW64000 | 64 | Houston | YES | 0.054523 | 41 | 0 | 64.8 | 0 | 1 | Cogen | 1 | 0.13905 | 0 | 0 |  |  |  |  | 0.13905 | 0
49876 | DOW65000 | 65 | Houston | YES | 0.054523 | 63 | 0 | 101 | 0 | 1 | Cogen | 1 | 0.13905 | 0 | 0 |  |  |  |  | 0.13905 | 0
49877 | DOW66000 | 66 | Houston | YES | 0.054523 | 61 | 0 | 97 | 0 | 1 | Cogen | 1 | 0.13905 | 0 | 0 |  |  |  |  | 0.13905 | 0
49878 | DOW67000 | 67 | Houston | YES | 0.054523 | 65 | 0 | 103 | 0 | 1 | Cogen | 1 | 0.13905 | 0 | 0 |  |  |  |  | 0.13905 | 0
49882 | DOW81000 | 81 | Houston | YES | 0.054523 | 47 | 0 | 76 | 0 | 1 | Cogen | 1 | 0.13905 | 0 | 0 |  |  |  |  | 0.13905 | 0
49884 | DOW82000 | 82 | Houston | YES | 0.054523 | 51 | 0 | 80 | 0 | 1 | Cogen | 1 | 0.13905 | 0 | 0 |  |  |  |  | 0.13905 | 0
49885 | DOW83000 | 83 | Houston | YES | 0.054523 | 51 | 0 | 80 | 0 | 1 | Cogen | 1 | 0.13905 | 0 | 0 |  |  |  |  | 0.13905 | 0
49886 | DOW84000 | 84 | Houston | YES | 0.054523 | 107 | 0 | 171 | 0 | 0.98 | Cogen | 1 | 0.13905 | 0 | 0 |  |  |  |  | 0.13905 | 0
7022 | L_BUCHAN1_1Y | 1 | South | YES | 0.055978 | 0 | 0 | 18 |  | 1 | Hydro | 1 | 0.14051 | 0 | 0 | 0 | 0 |  |  | 0.14051 | 0
7023 | L_BUCHAN1_2Y | 2 | South | YES | 0.055978 | 0 | 0 | 18 |  | 1 | Hydro | 1 | 0.14051 | 0 | 0 | 0 | 0 |  |  | 0.14051 | 0
7024 | L_BUCHAN1_3Y | 3 | South | YES | 0.055978 | 0 | 0 | 15 |  | 1 | Hydro | 1 | 0.14051 | 0 | 0 | 0 | 0 |  |  | 0.14051 | 0
7026 | L_INKSDA1_1Y | 1 | South | YES | 0.058323 | 0 | 0 | 13.7 |  | 1 | Hydro | 1 | 0.14285 | 0 | 0 | 0 | 0 |  |  | 0.14285 | 0
48911 | TGF_GT1_8000 | 1 | Houston | YES | 0.063034 | 69.2 | 0 | 69.2 |  | 1.029 | Cogen | 1 | 0.14756 | 0 | 0 |  |  |  |  | 0.14756 | 0
8262 | ELPS | 1 | South | YES | 0.063289 | 6 | 6 | 6 | 0 | 1.15 | Hydro | 1 | 0.14782 | 0 | 0 | 0 | 0 |  |  | 0.14782 | 0
48731 | CBE_GT1 | 1 | Houston | YES | 0.065943 | 76 | 0 | 76 | 0 | 1.029 | CC | 1 | 0.15047 | 76 | 76 |  |  |  |  | 0.15047 | 11.436
48732 | CBE_GT2 | 1 | Houston | YES | 0.065943 | 76 | 0 | 76 | 0 | 1.029 | CC | 1 | 0.15047 | 76 | 76 |  |  |  |  | 0.15047 | 11.436
48733 | CBE_ST12 | 1 | Houston | YES | 0.065943 | 105 | 0 | 105 | 0 | 1.029 | CC | 1 | 0.15047 | 105 | 105 |  |  |  |  | 0.15047 | 15.7997
48734 | CBE_GT3 | 1 | Houston | YES | 0.065943 | 76 | 0 | 76 | 0 | 1.029 | CC | 1 | 0.15047 | 76 | 76 |  |  |  |  | 0.15047 | 11.436
48735 | CBE_GT4 | 1 | Houston | YES | 0.065943 | 76 | 0 | 76 | 0 | 1.029 | CC | 1 | 0.15047 | 76 | 76 |  |  |  |  | 0.15047 | 11.436
48736 | CBE_ST34 | 1 | Houston | YES | 0.065943 | 105 | 0 | 105 | 0 | 1.029 | CC | 1 | 0.15047 | 105 | 105 |  |  |  |  | 0.15047 | 15.7997
5911 | STP_GN1___1 | 1 | Houston | YES | 0.06641 | 1333 | 1249 | 1333 | 0 | 1.0406 | Nuc | 1 | 0.15094 | 0 | 0 |  |  |  |  | 0.15094 | 0
5912 | STP_GN2___2 | 2 | Houston | YES | 0.06641 | 1332 | 1249 | 1332 | 0 | 1.0406 | Nuc | 1 | 0.15094 | 0 | 0 |  |  |  |  | 0.15094 | 0
80010 | EPLVT1 | F | South | YES | 0.06672 | 0 | 0 | 0 |  | 1.0376 | #N/A | 1 | 0.15125 | 0 | 0 | 0 | 0 |  |  | 0.15125 | 0
7000 | L_FERGUS1_1Y | 1 | South | YES | 0.076266 | 400 | 65 | 423.3 | 0 | 1.015 | GSC | 1 | 0.1608 | 423.3 | 423.3 | 32.2834 | 423.3 |  |  | 0.1608 | 68.0651
7035 | L_WIRTZ_1G1Y | 1 | South | YES | 0.076402 | 0 | 0 | 29 |  | 1 | Hydro | 1 | 0.16093 | 0 | 0 | 0 | 0 |  |  | 0.16093 | 0
7036 | L_WIRTZ_1G2Y | 2 | South | YES | 0.076402 | 23 | 0 | 29.8 |  | 1 | Hydro | 1 | 0.16093 | 0 | 0 | 0 | 0 |  |  | 0.16093 | 0
7028 | L_MARBFA1_1Y | 1 | South | YES | 0.085855 | 0 | 0 | 18 |  | 1 | Hydro | 1 | 0.17039 | 0 | 0 | 0 | 0 |  |  | 0.17039 | 0
7029 | L_MARBFA1_2Y | 2 | South | YES | 0.085855 | 0 | 0 | 18 |  | 1 | Hydro | 1 | 0.17039 | 0 | 0 | 0 | 0 |  |  | 0.17039 | 0
8134 | FOR #1 | 1 | South | YES | 0.088059 | 54.1 | 45 | 79 | 0 | 1.03 | Cogen | 1 | 0.17259 | 0 | 0 | 0 | 0 |  |  | 0.17259 | 0
8138 | FOR #2 | 2 | South | YES | 0.088059 | 63.1 | 45 | 81 | 0 | 1.03 | Cogen | 1 | 0.17259 | 0 | 0 | 0 | 0 |  |  | 0.17259 | 0
8153 | FOR #3 | 3 | South | YES | 0.088059 | 63.1 | 45 | 79.9 | 0 | 1.03 | Cogen | 1 | 0.17259 | 0 | 0 | 0 | 0 |  |  | 0.17259 | 0
8154 | FOR #4 | 4 | South | YES | 0.088059 | 63.1 | 60 | 80 | 0 | 1.03 | Cogen | 1 | 0.17259 | 0 | 0 | 0 | 0 |  |  | 0.17259 | 0
8155 | FOR #5 | 5 | South | YES | 0.088059 | 63.1 | 60 | 78.4 | 0 | 1.03 | Cogen | 1 | 0.17259 | 0 | 0 | 0 | 0 |  |  | 0.17259 | 0
8156 | FOR #6 | 6 | South | YES | 0.088059 | 24.9 | 5 | 25 | 0 | 1.03 | Cogen | 1 | 0.17259 | 0 | 0 | 0 | 0 |  |  | 0.17259 | 0
8157 | FOR #7 | 7 | South | YES | 0.088059 | 28.8 | 5 | 46 | 0 | 1.03 | Cogen | 1 | 0.17259 | 0 | 0 | 0 | 0 |  |  | 0.17259 | 0
80051 | FOR #8 | 8 | South | YES | 0.088059 | 28 | 28 | 28 | 0 | 1.016 | Cogen | 1 | 0.17259 | 0 | 0 | 0 | 0 |  |  | 0.17259 | 0
80052 | FOR #9 | 9 | South | YES | 0.088059 | 29.7 | 5 | 43.6 | 0 | 1.03 | Cogen | 1 | 0.17259 | 0 | 0 | 0 | 0 |  |  | 0.17259 | 0
80053 | FOR #10 | 10 | South | YES | 0.088059 | 68.4 | 45 | 75 | 0 | 1.03 | Cogen | 1 | 0.17259 | 0 | 0 | 0 | 0 |  |  | 0.17259 | 0
80226 | ALCOA G | 1 | South | YES | 0.088664 | 32.3 | 5 | 48 | 0 | 1.015 | Cogen | 1 | 0.17319 | 0 | 0 | 0 | 0 |  |  | 0.17319 | 0
8147 | UCAR #2 | 10 | South | YES | 0.090689 | 18.2 | 0 | 28 |  | 1 | Cogen | 1 | 0.17522 | 0 | 0 | 0 | 0 |  |  | 0.17522 | 0
8148 | UCAR #1 | 2 | South | YES | 0.090689 | 6.1 | 0 | 7 | 0 | 1.009 | Cogen | 1 | 0.17522 | 0 | 0 | 0 | 0 |  |  | 0.17522 | 0
80137 | CSDR89 | 9 | South | YES | 0.090689 | 0 | 0 | 15 |  | 1.003 | DCTie | 1 | 0.17522 | 0 | 0 | 0 | 0 |  |  | 0.17522 | 0
80137 | CSDR89 | 8 | South | YES | 0.090689 | 33.9 | 0 | 39 |  | 1.003 | DCTie | 1 | 0.17522 | 0 | 0 | 0 | 0 |  |  | 0.17522 | 0
80138 | CSDR7 | 7 | South | YES | 0.090689 | 6.1 | 0 | 7 | 0 | 1.014 | DCTie | 1 | 0.17522 | 0 | 0 | 0 | 0 |  |  | 0.17522 | 0
80139 | CSDR56 | 6 | South | YES | 0.090689 | 0 | 0 | 39 |  | 1.0033 | DCTie | 1 | 0.17522 | 0 | 0 | 0 | 0 |  |  | 0.17522 | 0
80139 | CSDR56 | 5 | South | YES | 0.090689 | 15 | 0 | 15 |  | 1.0033 | DCTie | 1 | 0.17522 | 0 | 0 | 0 | 0 |  |  | 0.17522 | 0
80140 | CSDR11 | 11 | South | YES | 0.090689 | 33.9 | 0 | 39 | 0 | 1.03 | DCTie | 1 | 0.17522 | 0 | 0 | 0 | 0 |  |  | 0.17522 | 0
80227 | AIRCO G | 1 | South | YES | 0.090921 | 7.2 | 0 | 8 | 0 | 1.0104 | Cogen | 1 | 0.17545 | 0 | 0 | 0 | 0 |  |  | 0.17545 | 0
80224 | VISTRONG1 | 1 | South | YES | 0.091452 | 13.1 | 0 | 15 | 0 | 1.01 | Cogen | 1 | 0.17598 | 0 | 0 | 0 | 0 |  |  | 0.17598 | 0
80225 | VISTRONG2 | 2 | South | YES | 0.091452 | 20.2 | 0 | 23 | 0 | 1.01 | Cogen | 1 | 0.17598 | 0 | 0 | 0 | 0 |  |  | 0.17598 | 0
80012 | LAR | F | South | YES | 0.091562 | 0 | 0 | 0 | 0 | 1.04 | DCTie | 1 | 0.17609 | 0 | 0 | 0 | 0 |  |  | 0.17609 | 0
80265 | LARECU40A | 4 | South | YES | 0.091562 | 80 | 0 | 100 |  | 1.039 | GGT | 1 | 0.17609 | 100 | 100 | 9.1562 | 100 |  |  | 0.17609 | 17.6092
80266 | LARECU50A | 5 | South | YES | 0.091562 | 80 | 0 | 100 |  | 1.039 | GGT | 1 | 0.17609 | 100 | 100 | 9.1562 | 100 |  |  | 0.17609 | 17.6092
5503 | RAYBURNGEN3 | 1 | South | YES | 0.092173 | 17.6 | 6 | 22 | 0 | 1.0223 | GST | 1 | 0.1767 | 22 | 22 | 2.0278 | 22 |  |  | 0.1767 | 3.8875
5505 | RAYBURNGEN1 | 1 | South | YES | 0.092173 | 0 | 1 | 11 |  | 1.0223 | GGT | 1 | 0.1767 | 11 | 11 | 1.0139 | 11 |  |  | 0.1767 | 1.9437
5506 | RAYBURNGEN2 | 1 | South | YES | 0.092173 | 0 | 1 | 11 |  | 1.0223 | GGT | 1 | 0.1767 | 11 | 11 | 1.0139 | 11 |  |  | 0.1767 | 1.9437
88299 | ZAPATA | F | South | YES | 0.092583 | 0 | 0 | 0 | 0 | 1.02 | BLT | 1 | 0.17711 | 0 | 0 | 0 | 0 |  |  | 0.17711 | 0
5508 | RAYBURNCC9 | 1 | South | YES | 0.092854 | 47.7 | 18.2 | 47.7 | 0 | 1.0296 | CC | 1 | 0.17738 | 47.7 | 47.7 | 4.4291 | 47.7 |  |  | 0.17738 | 8.4612
5509 | RAYBURNCC10 | 1 | South | YES | 0.092854 | 37.3 | 5.2 | 37.3 | 0 | 1.0296 | CC | 1 | 0.17738 | 37.3 | 37.3 | 3.4635 | 37.3 |  |  | 0.17738 | 6.6164
5511 | RAYBURNCC7 | 1 | South | YES | 0.092854 | 47.5 | 18.2 | 47.5 | 0 | 1.0296 | CC | 1 | 0.17738 | 47.5 | 47.5 | 4.4106 | 47.5 |  |  | 0.17738 | 8.4258
5512 | RAYBURNCC8 | 1 | South | YES | 0.092854 | 49.3 | 18.2 | 49.3 | 0 | 1.0296 | CC | 1 | 0.17738 | 49.3 | 49.3 | 4.5777 | 49.3 |  |  | 0.17738 | 8.7451
8066 | DUP1V#1 | 1 | South | YES | 0.092887 | 52.3 | 0 | 73 | 0 | 1.01 | Cogen | 1 | 0.17742 | 0 | 0 | 0 | 0 |  |  | 0.17742 | 0
8926 | LGE_GT10A | 1 | South | YES | 0.093054 | 158 | 0 | 158 | 0 | 1.03 | Cogen | 1 | 0.17758 | 0 | 0 | 0 | 0 |  |  | 0.17758 | 0
8927 | LGE_GT20A | 2 | South | YES | 0.093054 | 153 | 0 | 153 | 0 | 1.03 | Cogen | 1 | 0.17758 | 0 | 0 | 0 | 0 |  |  | 0.17758 | 0
8928 | LGE_STG0A | 3 | South | YES | 0.093054 | 100 | 0 | 100 | 0 | 1.03 | Cogen | 1 | 0.17758 | 0 | 0 | 0 | 0 |  |  | 0.17758 | 0
8930 | ICPGN10A | 1 | South | YES | 0.093054 | 149 | 0 | 149 | 0 | 1.03 | Cogen | 1 | 0.17758 | 0 | 0 | 0 | 0 |  |  | 0.17758 | 0
8931 | ICPGN20A | 2 | South | YES | 0.093054 | 150 | 0 | 150 | 0 | 1.03 | Cogen | 1 | 0.17758 | 0 | 0 | 0 | 0 |  |  | 0.17758 | 0
8932 | ICPGN30A | 3 | South | YES | 0.093054 | 127 | 0 | 127 | 0 | 1.03 | Cogen | 1 | 0.17758 | 0 | 0 | 0 | 0 |  |  | 0.17758 | 0
80223 | REYSHR G | 1 | South | YES | 0.093054 | 12 | 0 | 12 | 0 | 1.032 | Cogen | 1 | 0.17758 | 0 | 0 | 0 | 0 |  |  | 0.17758 | 0
5728 | FALCONHYDRO2 | 2 | South | YES | 0.093288 | 12 | 0 | 12 | 0 | 1.0227 | Hydro | 1 | 0.17782 | 0 | 0 | 0 | 0 |  |  | 0.17782 | 0
5729 | FALCONHYDRO3 | 3 | South | YES | 0.093288 | 11 | 0 | 11 | 0 | 1.0227 | Hydro | 1 | 0.17782 | 0 | 0 | 0 | 0 |  |  | 0.17782 | 0
8048 | FALCONHYDRO1 | 1 | South | YES | 0.093288 | 12 | 0 | 12 | 0 | 1.0227 | Hydro | 1 | 0.17782 | 0 | 0 | 0 | 0 |  |  | 0.17782 | 0
88508 | FALFURRI | F | South | YES | 0.093676 | 0 | 0 | 0 | 0 | 1 | AVR | 1 | 0.17821 | 0 | 0 | 0 | 0 |  |  | 0.17821 | 0
8173 | VICEC51A | 5 | South | YES | 0.093711 | 144 | 18 | 144 | 0 | 1.025 | CC | 1 | 0.17824 | 144 | 144 | 13.4944 | 144 |  |  | 0.17824 | 25.6668
8174 | VICEC61A | 6 | South | YES | 0.093711 | 188 | 42 | 188 | 0 | 1.025 | CC | 1 | 0.17824 | 188 | 188 | 17.6177 | 188 |  |  | 0.17824 | 33.5094
8560 | CNOPGT1 | 1 | South | YES | 0.093758 | 148.3 | 0 | 148.3 | 0 | 1.03 | Cogen | 1 | 0.17829 | 0 | 0 | 0 | 0 |  |  | 0.17829 | 0
8561 | CNOPGT2 | 2 | South | YES | 0.093758 | 148.6 | 0 | 148.6 | 0 | 1.03 | Cogen | 1 | 0.17829 | 0 | 0 | 0 | 0 |  |  | 0.17829 | 0
8562 | CNOPST1 | 3 | South | YES | 0.093758 | 153 | 0 | 153 | 0 | 1.03 | Cogen | 1 | 0.17829 | 0 | 0 | 0 | 0 |  |  | 0.17829 | 0
8456 | COSW#1 | 1 | South | YES | 0.093797 | 20 | 0 | 20 | 0 | 1.027 | Cogen | 1 | 0.17833 | 0 | 0 | 0 | 0 |  |  | 0.17833 | 0
8457 | COSW#2 | 2 | South | YES | 0.093797 | 14 | 0 | 14 | 0 | 1.027 | Cogen | 1 | 0.17833 | 0 | 0 | 0 | 0 |  |  | 0.17833 | 0
8459 | B_DAVIS0B | MB | South | YES | 0.093887 | 0 | 50 | 339 |  | 1.03 | GSC | 1 | 0.17842 | 0 | 0 | 0 | 0 |  |  | 0.17842 | 0
8460 | B_DAVIS0A | MB | South | YES | 0.093887 | 0 | 50 | 340 |  | 1.03 | GSC | 1 | 0.17842 | 0 | 0 | 0 | 0 |  |  | 0.17842 | 0
8506 | VAL #1 | 1 | South | YES | 0.093929 | 20.9 | 0 | 25 | 0 | 1.0055 | Cogen | 1 | 0.17846 | 0 | 0 | 0 | 0 |  |  | 0.17846 | 0
8507 | VAL #2 | 2 | South | YES | 0.093929 | 20.9 | 0 | 25 | 0 | 1.0055 | Cogen | 1 | 0.17846 | 0 | 0 | 0 | 0 |  |  | 0.17846 | 0
8461 | KOCH_UP0A | 1 | South | YES | 0.094002 | 38 | 0 | 38 | 0 | 1.012 | Cogen | 1 | 0.17853 | 0 | 0 | 0 | 0 |  |  | 0.17853 | 0
8511 | OXY_CC0A | 1 | South | YES | 0.094004 | 30.3 | 0 | 38 |  | 1.027 | Cogen | 1 | 0.17853 | 0 | 0 | 0 | 0 |  |  | 0.17853 | 0
8933 | FGNTS001 | 1 | South | YES | 0.094024 | 146.5 | 0 | 146.5 | 0 | 1.03 | CC | 1 | 0.17855 | 146.5 | 146.5 | 13.7745 | 146.5 |  |  | 0.17855 | 26.1582
8934 | FGNTS101 | 2 | South | YES | 0.094024 | 147.9 | 0 | 147.9 | 0 | 1.03 | CC | 1 | 0.17855 | 147.9 | 147.9 | 13.9061 | 147.9 |  |  | 0.17855 | 26.4082
8935 | FGNTS201 | 3 | South | YES | 0.094024 | 173 | 0 | 173 | 0 | 1.03 | CC | 1 | 0.17855 | 173 | 173 | 16.2662 | 173 |  |  | 0.17855 | 30.8899
8936 | MVGN#1 | 1 | South | YES | 0.094145 | 216.6 | 0 | 216.6 | 0 | 1.0304 | CC | 1 | 0.17868 | 216.6 | 216.6 | 20.3918 | 216.6 |  |  | 0.17868 | 38.7011
8937 | MVGN#2 | 2 | South | YES | 0.094145 | 216.7 | 0 | 216.7 | 0 | 1.0304 | CC | 1 | 0.17868 | 216.7 | 216.7 | 20.4012 | 216.7 |  |  | 0.17868 | 38.719
8938 | MVGN#3 | 3 | South | YES | 0.094145 | 250.9 | 0 | 250.9 | 0 | 1.0304 | CC | 1 | 0.17868 | 250.9 | 250.9 | 23.621 | 250.9 |  |  | 0.17868 | 44.8297
8981 | HECN1 | 1 | South | YES | 0.094145 | 144.8 | 0 | 144.8 | 0 | 1.0304 | CC | 1 | 0.17868 | 144.8 | 144.8 | 13.6322 | 144.8 |  |  | 0.17868 | 25.8722
8982 | HECN2 | 2 | South | YES | 0.094145 | 144.1 | 0 | 144.1 | 0 | 1.0304 | CC | 1 | 0.17868 | 144.1 | 144.1 | 13.5663 | 144.1 |  |  | 0.17868 | 25.7471
8983 | HECN3 | 3 | South | YES | 0.094145 | 171.9 | 0 | 171.9 | 0 | 1.0304 | CC | 1 | 0.17868 | 171.9 | 171.9 | 16.1835 | 171.9 |  |  | 0.17868 | 30.7143
5932 | SI_RAY9 | 9 | South | YES | 0.094234 | 32 | 32 | 38 | 0 | 1.035 | CC | 1 | 0.17876 | 38 | 38 | 3.5809 | 38 |  |  | 0.17876 | 6.793
5933 | SI_RAY6 | 6 | South | YES | 0.094234 | 15.4 | 10 | 19.3 | 0 | 1.035 | GST | 1 | 0.17876 | 19.3 | 19.3 | 1.8187 | 19.3 |  |  | 0.17876 | 3.4502
5935 | SI_RAY10 | 10 | South | YES | 0.094234 | 47 | 10 | 47 | 0 | 1.03 | CC | 1 | 0.17876 | 47 | 47 | 4.429 | 47 |  |  | 0.17876 | 8.4019
80003 | MILHWYS | F | South | YES | 0.094234 | 0 | 0 | 0 | 0 | 1.0168 | AVR | 1 | 0.17876 | 0 | 0 | 0 | 0 |  |  | 0.17876 | 0
8517 | CELANEBI0A | 1 | South | YES | 0.094248 | 29 | 0 | 29 | 0 | 1.02 | Cogen | 1 | 0.17878 | 0 | 0 | 0 | 0 |  |  | 0.17878 | 0
80080 | GWINDT11A | 2 | South | YES | 0.094285 | 17.7 | 0 | 41 | 0 | 1.025 | Wind | 1 | 0.17882 | 0 | 41 | 3.8657 | 41 |  |  | 0.17882 | 7.3314
80080 | GWINDT11A | 4 | South | YES | 0.094285 | 8.2 | 0 | 19 | 0 | 1.025 | Wind | 1 | 0.17882 | 0 | 19 | 1.7914 | 19 |  |  | 0.17882 | 3.3975
80080 | GWINDT11A | 1 | South | YES | 0.094285 | 40.6 | 0 | 94 | 0 | 1.025 | Wind | 1 | 0.17882 | 0 | 94 | 8.8628 | 94 |  |  | 0.17882 | 16.8087
80080 | GWINDT11A | 3 | South | YES | 0.094285 | 16.4 | 0 | 38 | 0 | 1.025 | Wind | 1 | 0.17882 | 0 | 38 | 3.5828 | 38 |  |  | 0.17882 | 6.795
80081 | GWINDT21A | 1 | South | YES | 0.094285 | 40.6 | 0 | 94 | 0 | 1.025 | Wind | 1 | 0.17882 | 0 | 94 | 8.8628 | 94 |  |  | 0.17882 | 16.8087
80081 | GWINDT21A | 4 | South | YES | 0.094285 | 9.5 | 0 | 22 | 0 | 1.025 | Wind | 1 | 0.17882 | 0 | 22 | 2.0743 | 22 |  |  | 0.17882 | 3.9339
80081 | GWINDT21A | 2 | South | YES | 0.094285 | 15.5 | 0 | 36 | 0 | 1.025 | Wind | 1 | 0.17882 | 0 | 36 | 3.3943 | 36 |  |  | 0.17882 | 6.4374
80081 | GWINDT21A | 3 | South | YES | 0.094285 | 18.6 | 0 | 43 | 0 | 1.025 | Wind | 1 | 0.17882 | 0 | 43 | 4.0543 | 43 |  |  | 0.17882 | 7.6891
80180 | PNSCALT11A | 1 | South | YES | 0.094285 | 63 | 0 | 146 | 0 | 1.025 | Wind | 1 | 0.17882 | 0 | 146 | 13.7656 | 146 |  |  | 0.17882 | 26.1071
80180 | PNSCALT11A | 2 | South | YES | 0.094285 | 21.6 | 0 | 50 | 0 | 1.025 | Wind | 1 | 0.17882 | 0 | 50 | 4.7142 | 50 |  |  | 0.17882 | 8.9408
80181 | PNSCALT21A | 2 | South | YES | 0.094285 | 21.6 | 0 | 50 | 0 | 1.025 | Wind | 1 | 0.17882 | 0 | 50 | 4.7142 | 50 |  |  | 0.17882 | 8.9408
80181 | PNSCALT21A | 1 | South | YES | 0.094285 | 23.7 | 0 | 55 | 0 | 1.025 | Wind | 1 | 0.17882 | 0 | 55 | 5.1857 | 55 |  |  | 0.17882 | 9.8348
8161 | COLETO0A | 1 | South | YES | 0.097379 | 633 | 200 | 633 | 0 | 1.03 | LIGCO | 1 | 0.18191 | 0 | 633 | 61.6409 | 633 |  |  | 0.18191 | 115.1487
88198 | BEEVILLE | F | South | YES | 0.098166 | 0 | 0 | 0 | 0 | 1.02 | AVR | 1 | 0.1827 | 0 | 0 | 0 | 0 |  |  | 0.1827 | 0
5890 | PEARSALLGEN1 | 1 | South | YES | 0.098423 | 19.2 | 6 | 24 | 0 | 1.0161 | GST | 1 | 0.18295 | 24 | 24 | 2.3622 | 24 |  |  | 0.18295 | 4.3909
5891 | PEARSALLGEN2 | 1 | South | YES | 0.098423 | 19.4 | 6 | 24.3 | 0 | 1.0161 | GST | 1 | 0.18295 | 24.3 | 24.3 | 2.3917 | 24.3 |  |  | 0.18295 | 4.4458
5892 | PEARSALLGEN3 | 1 | South | YES | 0.098423 | 19.1 | 6 | 23.9 | 0 | 1.0161 | GST | 1 | 0.18295 | 23.9 | 23.9 | 2.3523 | 23.9 |  |  | 0.18295 | 4.3726
5903 | SANMIGUELGEN | 1 | South | YES | 0.10537 | 396.3 | 180 | 396.3 | 0 | 1.0331 | LIGCO | 1 | 0.1899 | 0 | 396.3 | 41.7565 | 396.3 |  |  | 0.1899 | 75.256
7031 | L_MARSFO1G1Y | 1 | South | YES | 0.1076 | 0 | 0 | 36 |  | 1 | Hydro | 1 | 0.19213 | 0 | 0 | 0 | 0 |  |  | 0.19213 | 0
7032 | L_MARSFO1G2Y | 2 | South | YES | 0.1076 | 0 | 0 | 35 |  | 1 | Hydro | 1 | 0.19213 | 0 | 0 | 0 | 0 |  |  | 0.19213 | 0
7033 | L_MARSFO1G3Y | 3 | South | YES | 0.1076 | 0 | 0 | 36 |  | 1 | Hydro | 1 | 0.19213 | 0 | 0 | 0 | 0 |  |  | 0.19213 | 0
8189 | CUECPL2A | 1 | South | YES | 0.10793 | 12 | 0 | 12 | 0 | 1.02 | Cogen | 1 | 0.19246 | 0 | 0 | 0 | 0 |  |  | 0.19246 | 0
5264 | LEON_LCP3G3 | 3 | South | YES | 0.10941 | 0 | 20 | 58 |  | 1.0197 | GST | 1 | 0.19394 | 58 | 58 | 6.3455 | 58 |  |  | 0.19394 | 11.2483
5265 | LEON_LCP4G4 | 4 | South | YES | 0.10941 | 71.2 | 25 | 89 | 0 | 1.0197 | GST | 1 | 0.19394 | 89 | 89 | 9.7371 | 89 |  |  | 0.19394 | 17.2603
5266 | LEON_LCPCT1 | 1 | South | YES | 0.10941 | 44 | 24 | 44 | 0 | 1.0197 | GGT | 1 | 0.19394 | 44 | 44 | 4.8139 | 44 |  |  | 0.19394 | 8.5332
5267 | LEON_LCPCT2 | 2 | South | YES | 0.10941 | 44 | 24 | 44 | 0 | 1.0197 | GGT | 1 | 0.19394 | 44 | 44 | 4.8139 | 44 |  |  | 0.19394 | 8.5332
5268 | LEON_LCPCT3 | 3 | South | YES | 0.10941 | 43 | 24 | 43 | 0 | 1.0197 | GGT | 1 | 0.19394 | 43 | 43 | 4.7045 | 43 |  |  | 0.19394 | 8.3393
5269 | LEON_LCPCT4 | 4 | South | YES | 0.10941 | 45 | 24 | 45 | 0 | 1.0197 | GGT | 1 | 0.19394 | 45 | 45 | 4.9233 | 45 |  |  | 0.19394 | 8.7271
5401 | CALAVER_JKS1 | 1 | South | YES | 0.10992 | 562 | 100 | 562 | 0 | 1.018 | LIGCO | 1 | 0.19445 | 0 | 562 | 61.7773 | 562 |  |  | 0.19445 | 109.2834
5028 | BRAUNIG_VHB3 | 3 | South | YES | 0.11009 | 407 | 60 | 407 | 0 | 1.0138 | GST | 1 | 0.19462 | 407 | 407 | 44.8066 | 407 |  |  | 0.19462 | 79.2105
5026 | BRAUNIG_VHB1 | 1 | South | YES | 0.11016 | 215 | 40 | 215 | 0 | 1.0192 | GST | 1 | 0.19469 | 215 | 215 | 23.6835 | 215 |  |  | 0.19469 | 41.8576
5027 | BRAUNIG_VHB2 | 2 | South | YES | 0.11016 | 172.8 | 40 | 216 | 0 | 1.0192 | GST | 1 | 0.19469 | 216 | 216 | 23.7937 | 216 |  |  | 0.19469 | 42.0523
5031 | BRA_VHBCT1 | 1 | South | YES | 0.11016 | 44 | 24 | 44 | 0 | 1.0192 | #N/A | 1 | 0.19469 | 44 | 44 | 4.8469 | 44 |  |  | 0.19469 | 8.5662
5032 | BRA_VHBCT2 | 2 | South | YES | 0.11016 | 44 | 24 | 44 | 0 | 1.0192 | #N/A | 1 | 0.19469 | 44 | 44 | 4.8469 | 44 |  |  | 0.19469 | 8.5662
5033 | BRA_VHBCT3 | 3 | South | YES | 0.11016 | 43 | 24 | 43 | 0 | 1.0192 | #N/A | 1 | 0.19469 | 43 | 43 | 4.7367 | 43 |  |  | 0.19469 | 8.3715
5034 | BRA_VHBCT4 | 4 | South | YES | 0.11016 | 45 | 24 | 45 | 0 | 1.0192 | #N/A | 1 | 0.19469 | 45 | 45 | 4.957 | 45 |  |  | 0.19469 | 8.7609
5476 | BRA_AVR1_CT1 | 1 | South | YES | 0.11019 | 155 | 90 | 155 | 0 | 1.017 | CC | 1 | 0.19472 | 155 | 155 | 17.0791 | 155 |  |  | 0.19472 | 30.1814
5477 | BRA_AVR1_ST1 | 1 | South | YES | 0.11019 | 174 | 138 | 174 | 0 | 1.017 | CC | 1 | 0.19472 | 174 | 174 | 19.1727 | 174 |  |  | 0.19472 | 33.881
5478 | BRA_AVR1_CT2 | 1 | South | YES | 0.11019 | 155 | 90 | 155 | 0 | 1.017 | CC | 1 | 0.19472 | 155 | 155 | 17.0791 | 155 |  |  | 0.19472 | 30.1814
5396 | CALAVER_OWS1 | 1 | South | YES | 0.11028 | 418 | 80 | 418 | 0 | 1.0192 | GST | 1 | 0.19481 | 418 | 418 | 46.0966 | 418 |  |  | 0.19481 | 81.4303
5397 | CALAVER_OWS2 | 2 | South | YES | 0.11028 | 400 | 80 | 400 | 0 | 1.0192 | GST | 1 | 0.19481 | 400 | 400 | 44.1116 | 400 |  |  | 0.19481 | 77.9238
5111 | CALAVER_JTD1 | 1 | South | YES | 0.11041 | 430 | 80 | 430 | 0 | 1.0138 | LIGCO | 1 | 0.19494 | 0 | 430 | 47.475 | 430 |  |  | 0.19494 | 83.8231
5112 | CALAVER_JTD2 | 2 | South | YES | 0.11041 | 430 | 80 | 430 | 0 | 1.0138 | LIGCO | 1 | 0.19494 | 0 | 430 | 47.475 | 430 |  |  | 0.19494 | 83.8231
5436 | TUTTL_WBT1G1 | 1 | South | YES | 0.11085 | 48.8 | 20 | 61 | 0 | 1.012 | GST | 1 | 0.19538 | 61 | 61 | 6.7618 | 61 |  |  | 0.19538 | 11.9182
5438 | TUTTL_WBT3G3 | 3 | South | YES | 0.11085 | 95 | 25 | 95 | 0 | 1.012 | GST | 1 | 0.19538 | 95 | 95 | 10.5307 | 95 |  |  | 0.19538 | 18.5611
5439 | TUTTL_WBT4G4 | 4 | South | YES | 0.11085 | 120.8 | 40 | 151 | 0 | 1.012 | GST | 1 | 0.19538 | 151 | 151 | 16.7384 | 151 |  |  | 0.19538 | 29.5024
7624 | L_LAKEWO9_1Y | 1 | South | YES | 0.11344 | 0 | 0 | 2.4 |  | 1 | Hydro | 1 | 0.19797 | 0 | 0 | 0 | 0 |  |  | 0.19797 | 0
7624 | L_LAKEWO9_1Y | 2 | South | YES | 0.11344 | 0 | 0 | 2.4 |  | 1 | Hydro | 1 | 0.19797 | 0 | 0 | 0 | 0 |  |  | 0.19797 | 0
7800 | L_GUADGE1_1Y | 1 | South | YES | 0.11405 | 147 | 30 | 147 | 0 | 1.02 | CC | 1 | 0.19858 | 147 | 147 | 16.7656 | 147 |  |  | 0.19858 | 29.1916
7801 | L_GUADGE1_2Y | 2 | South | YES | 0.11405 | 138 | 30 | 138 | 0 | 1.02 | CC | 1 | 0.19858 | 138 | 138 | 15.7392 | 138 |  |  | 0.19858 | 27.4044
7802 | L_GUADGE1_3Y | 3 | South | YES | 0.11405 | 146 | 30 | 146 | 0 | 1.02 | CC | 1 | 0.19858 | 146 | 146 | 16.6516 | 146 |  |  | 0.19858 | 28.993
7803 | L_GUADGE1_4Y | 4 | South | YES | 0.11405 | 149 | 30 | 149 | 0 | 1.02 | CC | 1 | 0.19858 | 149 | 149 | 16.9937 | 149 |  |  | 0.19858 | 29.5888
7804 | L_GUADGE1_5Y | 5 | South | YES | 0.11405 | 182 | 30 | 182 | 0 | 1.02 | CC | 1 | 0.19858 | 182 | 182 | 20.7575 | 182 |  |  | 0.19858 | 36.142
7805 | L_GUADGE1_6Y | 6 | South | YES | 0.11405 | 203 | 30 | 203 | 0 | 1.02 | CC | 1 | 0.19858 | 203 | 203 | 23.1526 | 203 |  |  | 0.19858 | 40.3122
7609 | L_SCHUMA8_1Y | 1 | South | YES | 0.11522 | 0 | 0 | 4 |  | 1 | Hydro | 1 | 0.19975 | 0 | 0 | 0 | 0 |  |  | 0.19975 | 0
7605 | L_MCQUEE9_1Y | 2 | South | YES | 0.11591 | 0 | 0 | 2.4 |  | 1.025 | Hydro | 1 | 0.20044 | 0 | 0 | 0 | 0 |  |  | 0.20044 | 0
7605 | L_MCQUEE9_1Y | 1 | South | YES | 0.11591 | 0 | 0 | 2.4 |  | 1.025 | Hydro | 1 | 0.20044 | 0 | 0 | 0 | 0 |  |  | 0.20044 | 0
7605 | L_MCQUEE9_1Y | 3 | South | YES | 0.11591 | 0 | 0 | 2.8 |  | 1.025 | Hydro | 1 | 0.20044 | 0 | 0 | 0 | 0 |  |  | 0.20044 | 0
7810 | L_RIONOG1G1Y | 1 | South | YES | 0.11802 | 148 | 0 | 148 | 0 | 1.02 | CC | 1 | 0.20255 | 148 | 148 | 17.4667 | 148 |  |  | 0.20255 | 29.9772
7811 | L_RIONOG1G2Y | 2 | South | YES | 0.11802 | 148 | 0 | 148 | 0 | 1.02 | CC | 1 | 0.20255 | 148 | 148 | 17.4667 | 148 |  |  | 0.20255 | 29.9772
7812 | L_RIONOG1G3Y | 3 | South | YES | 0.11802 | 154 | 0 | 154 | 0 | 1.02 | CC | 1 | 0.20255 | 154 | 154 | 18.1748 | 154 |  |  | 0.20255 | 31.1925
7813 | L_RIONOG1S1Y | 4 | South | YES | 0.11802 | 293 | 0 | 293 | 0 | 1.02 | CC | 1 | 0.20255 | 293 | 293 | 34.5793 | 293 |  |  | 0.20255 | 59.3467
7487 | L_CANYHY8_1Y | 1 | South | YES | 0.1181 | 0 | 0 | 6 |  | 1 | Hydro | 1 | 0.20263 | 0 | 0 | 0 | 0 |  |  | 0.20263 | 0
7020 | L_AUSTPL1_1Y | 2 | South | YES | 0.12218 | 0 | 0 | 8 |  | 1 | Hydro | 1 | 0.20671 | 0 | 0 | 0 | 0 |  |  | 0.20671 | 0
7020 | L_AUSTPL1_1Y | 1 | South | YES | 0.12218 | 0 | 0 | 8 |  | 1 | Hydro | 1 | 0.20671 | 0 | 0 | 0 | 0 |  |  | 0.20671 | 0
7014 | L_HAYSEN1_1Y | 1 | South | YES | 0.12233 | 223.9 | 74 | 223.9 | 0 | 1.008 | CC | 1 | 0.20686 | 223.9 | 223.9 | 27.3892 | 223.9 |  |  | 0.20686 | 46.3156
7015 | L_HAYSEN1_2Y | 2 | South | YES | 0.12233 | 225 | 74 | 225 | 0 | 1.008 | CC | 1 | 0.20686 | 225 | 225 | 27.5238 | 225 |  |  | 0.20686 | 46.5432
7016 | L_HAYSEN1_3Y | 3 | South | YES | 0.12233 | 224.6 | 74 | 224.6 | 0 | 1.008 | CC | 1 | 0.20686 | 224.6 | 224.6 | 27.4749 | 224.6 |  |  | 0.20686 | 46.4604
7017 | L_HAYSEN1_4Y | 4 | South | YES | 0.12233 | 226.7 | 74 | 226.7 | 0 | 1.008 | CC | 1 | 0.20686 | 226.7 | 226.7 | 27.7318 | 226.7 |  |  | 0.20686 | 46.8948
7303 | L_WPPGS12_1Y | 1 | South | YES | 0.12287 | 50 | 0 | 50 | 0 | 1.025 | GGT | 1 | 0.2074 | 50 | 50 | 6.1436 | 50 |  |  | 0.2074 | 10.3701
7303 | L_WPPGS12_1Y | 2 | South | YES | 0.12287 | 50 | 0 | 50 | 0 | 1.025 | GGT | 1 | 0.2074 | 50 | 50 | 6.1436 | 50 |  |  | 0.2074 | 10.3701
7305 | L_WPPGS34_1Y | 3 | South | YES | 0.12287 | 50 | 0 | 50 | 0 | 1.025 | GGT | 1 | 0.2074 | 50 | 50 | 6.1436 | 50 |  |  | 0.2074 | 10.3701
7305 | L_WPPGS34_1Y | 4 | South | YES | 0.12287 | 50 | 0 | 50 | 0 | 1.025 | GGT | 1 | 0.2074 | 50 | 50 | 6.1436 | 50 |  |  | 0.2074 | 10.3701
9000 | DECKR_G1 | 1 | South | YES | 0.1253 | 280 | 50 | 321 | 0 | 1.015 | GST | 1 | 0.20983 | 321 | 321 | 40.2216 | 321 |  |  | 0.20983 | 67.3559
9001 | DECKR_G2 | 2 | South | YES | 0.1253 | 400 | 50 | 426 | 0 | 1.015 | GST | 1 | 0.20983 | 426 | 426 | 53.3782 | 426 |  |  | 0.20983 | 89.3882
9016 | SANDH_G1 | 1 | South | YES | 0.12628 | 45 | 2 | 49 | 0 | 1.0175 | GGT | 1 | 0.21081 | 49 | 49 | 6.1879 | 49 |  |  | 0.21081 | 10.3299
9017 | SANDH_G2 | 2 | South | YES | 0.12628 | 45 | 2 | 46 | 0 | 1.0175 | GGT | 1 | 0.21081 | 46 | 46 | 5.8091 | 46 |  |  | 0.21081 | 9.6975
9018 | SANDH_G3 | 3 | South | YES | 0.12628 | 45 | 2 | 46 | 0 | 1.0175 | GGT | 1 | 0.21081 | 46 | 46 | 5.8091 | 46 |  |  | 0.21081 | 9.6975
9019 | SANDH_G4 | 4 | South | YES | 0.12628 | 0 | 2 | 47 |  | 1.0175 | GGT | 1 | 0.21081 | 47 | 47 | 5.9353 | 47 |  |  | 0.21081 | 9.9083
9020 | SANDHG5A | 5A | South | YES | 0.12628 | 150 | 84 | 155 | 0 | 1.0175 | CC | 1 | 0.21081 | 155 | 155 | 19.574 | 155 |  |  | 0.21081 | 32.6762
9021 | SANDHG5C | 5C | South | YES | 0.12628 | 140 | 0 | 148 | 0 | 1.0175 | CC | 1 | 0.21081 | 148 | 148 | 18.69 | 148 |  |  | 0.21081 | 31.2005
9002 | DECKR_G3 | 3 | South | YES | 0.12748 | 0 | 24 | 42 |  | 1.015 | GGT | 1 | 0.21201 | 42 | 42 | 5.354 | 42 |  |  | 0.21201 | 8.9043
9003 | DECKR_G4 | 4 | South | YES | 0.12748 | 44 | 24 | 44 | 0 | 1.015 | GGT | 1 | 0.21201 | 44 | 44 | 5.6089 | 44 |  |  | 0.21201 | 9.3283
9004 | DECKR_G5 | 5 | South | YES | 0.12748 | 44 | 24 | 44 | 0 | 1.015 | GGT | 1 | 0.21201 | 44 | 44 | 5.6089 | 44 |  |  | 0.21201 | 9.3283
9005 | DECKR_G6 | 6 | South | YES | 0.12748 | 44 | 24 | 47 | 0 | 1.015 | GGT | 1 | 0.21201 | 47 | 47 | 5.9914 | 47 |  |  | 0.21201 | 9.9643
7004 | L_SIMGID1_1Y | 1 | South | YES | 0.12826 | 132 | 40 | 132 | 0 | 1.02 | GST | 1 | 0.2128 | 132 | 132 | 16.931 | 132 |  |  | 0.2128 | 28.089
7005 | L_SIMGID1_2Y | 2 | South | YES | 0.12826 | 133 | 32 | 139 | 0 | 1.02 | GST | 1 | 0.2128 | 139 | 139 | 17.8288 | 139 |  |  | 0.2128 | 29.5786
7006 | L_SIMGID1_3Y | 3 | South | YES | 0.12826 | 324.9 | 60 | 329 | 0 | 1.02 | GST | 1 | 0.2128 | 329 | 329 | 42.1992 | 329 |  |  | 0.2128 | 70.0097
7012 | L_FPPYD21_3Y | 3 | South | YES | 0.12883 | 427.5 | 200 | 436 | 0 | 1.02 | LIGCO | 1 | 0.21336 | 0 | 436 | 56.1716 | 436 |  |  | 0.21336 | 93.0269
7010 | L_FPPYD11_1Y | 1 | South | YES | 0.12897 | 547.4 | 200 | 606 | 0 | 1.02 | LIGCO | 1 | 0.2135 | 0 | 606 | 78.154 | 606 |  |  | 0.2135 | 129.3795
7011 | L_FPPYD11_2Y | 2 | South | YES | 0.12897 | 552.2 | 200 | 598 | 0 | 1.02 | LIGCO | 1 | 0.2135 | 0 | 598 | 77.1223 | 598 |  |  | 0.2135 | 127.6715
7807 | L_BASTEN1_1Y | 1 | South | YES | 0.14419 | 152.5 | 83.5 | 152.5 | 0 | 1.004 | CC | 1 | 0.22872 | 152.5 | 152.5 | 21.9884 | 152.5 |  |  | 0.22872 | 34.8793
7808 | L_BASTEN1_2Y | 1 | South | YES | 0.14419 | 149.5 | 83.5 | 149.5 | 0 | 1.004 | CC | 1 | 0.22872 | 149.5 | 149.5 | 21.5558 | 149.5 |  |  | 0.22872 | 34.1931
7809 | L_BASTEN1_3Y | 1 | South | YES | 0.14419 | 232.6 | 42 | 232.6 | 0 | 1.004 | CC | 1 | 0.22872 | 232.6 | 232.6 | 33.5377 | 232.6 |  |  | 0.22872 | 53.1994
7007 | L_LOSTPI1_1Y | 1 | South | YES | 0.1461 | 158.6 | 110 | 158 | 0 | 1 | CC | 1 | 0.23063 | 158 | 158 | 23.0835 | 158 |  |  | 0.23063 | 36.4393
7008 | L_LOSTPI1_2Y | 2 | South | YES | 0.1461 | 157.7 | 107 | 160 | 0 | 1 | CC | 1 | 0.23063 | 160 | 160 | 23.3757 | 160 |  |  | 0.23063 | 36.9006
7009 | L_LOSTPI1_3Y | 3 | South | YES | 0.1461 | 173.9 | 72 | 175 | 0 | 1 | CC | 1 | 0.23063 | 175 | 175 | 25.5672 | 175 |  |  | 0.23063 | 40.36
3432 | SANDOW_4G | 4 | South | YES | 0.18582 | 580 | 225 | 580 | 0 | 1.029 | LIGCO | 1 | 0.27035 | 0 | 580 | 107.7779 | 580 |  |  | 0.27035 | 156.8056
13432 | SANDOW_5G | 5 | South | YES | 0.18582 | 581 | 225 | 581 | 0 | 1.029 | LIGCO | 1 | 0.27035 | 0 | 581 | 107.9637 | 581 |  |  | 0.27035 | 157.0759
Note on AL4: Zonal Cap - Zonal Impact

## Distributed Slack - Bound Gen
Number of Bus | Name of Bus | ID | Area Name of Gen | AGC | P Sensitivity of Bus | Gen MW | Min MW | Max MW | V Sensitivity of Bus | Set Volt | Tech Type | Zone Impact | Zone Correlation | Inc Max | Dec Max | Souce S.F. Weighting | Souce Capacity | Sink S.F. Weighting | Sink Capacity | PTDF Calc | PTDF Weighting | max of zone correlation | 0.084041 |  |  | Neg PTDF weight | Pos PTDF weight
8139 | JOS #1 | MB | South | YES | 0 | 0 | 45 | 255 |  | 1.02 | GST | 1 | 0.084041 | 0 | 0 | 0 | 0 |  |  | 0.084041 | 0 |  |  |  |  | 0 | 0
8285 | LAR #1 | MB | South | YES | 0 | 0 | 9 | 32 |  | 1.0497 | GST | 1 | 0.084041 | 0 | 0 | 0 | 0 |  |  | 0.084041 | 0 |  |  |  |  | 0 | 0
8287 | LAR #2 | MB | South | YES | 0 | 0 | 9 | 32 |  | 1.04 | GST | 1 | 0.084041 | 0 | 0 | 0 | 0 |  |  | 0.084041 | 0 |  |  |  |  | 0 | 0
8288 | LAR #3 | MB | South | YES | 0 | 0 | 25 | 105 |  | 1.04 | GST | 1 | 0.084041 | 0 | 0 | 0 | 0 |  |  | 0.084041 | 0 |  |  | Weighted Shift Factors |  | 0 | 0
8388 | BATES0A | MB | South | YES | 0 | 0 | 21 | 71 |  | 1.033 | GST | 1 | 0.084041 | 0 | 0 | 0 | 0 |  |  | 0.084041 | 0 |  |  | South | 0.12167 | 0 | 0
8393 | BATES0B | MB | South | YES | 0 | 0 | 25 | 110 |  | 1.03 | GST | 1 | 0.084041 | 0 | 0 | 0 | 0 |  |  | 0.084041 | 0 |  |  | North | -0.084041 | 0 | 0
8437 | NUECES_B0C | MB | South | YES | 0 | 0 | 7 | 30 |  | 1.03 | GST | 1 | 0.084041 | 0 | 0 | 0 | 0 |  |  | 0.084041 | 0 |  |  |  |  | 0 | 0
8438 | NUECES_B0B | MB | South | YES | 0 | 0 | 26 | 169 |  | 1.03 | GST | 1 | 0.084041 | 0 | 0 | 0 | 0 |  |  | 0.084041 | 0 | North |  |  |  | 0 | 0
39190 | TNSLCGN1__8 | 1 | Houston | YES | 0 | 0 | 10 | 30 |  | 1.03 | Cogen | 1 | 0.084041 | 0 | 0 |  |  |  |  | 0.084041 | 0 | Line Rating |  | 1072 |  | 0 | 0
5934 | SI_RAY5 | 5 | South | YES | 0 | 0 | 10 | 15 |  | 1.035 | GST | 1 | 0.084041 | 15 | 15 | 0 | 15 |  |  | 0.084041 | 1.2606 | Impact Counter to Zone: |  | 0 |  | 0 | 0
48591 | CHE_GT2_5030 | 2 | Houston | YES | 0.018438 | 173 | 50 | 173 | 0 | 1.029 | Cogen | 1 | 0.10248 | 0 | 0 |  |  |  |  | 0.10248 | 0 |  |  | 0% |  | 0 | 0
48811 | CVC_GT3_5045 | 3 | Houston | YES | 0.018438 | 156 | 91.8 | 156 | 0 | 1.029 | Cogen | 1 | 0.10248 | 0 | 0 |  |  |  |  | 0.10248 | 0 |  |  |  |  | 0 | 0
48812 | CVC_GT2_5020 | 2 | Houston | YES | 0.018438 | 158 | 91.8 | 158 | 0 | 1.029 | Cogen | 1 | 0.10248 | 0 | 0 |  |  |  |  | 0.10248 | 0 | South |  |  |  | 0 | 0
48813 | CVC_GT1_5035 | 1 | Houston | YES | 0.018438 | 160 | 91.8 | 160 | 0 | 1.029 | Cogen | 1 | 0.10248 | 0 | 0 |  |  |  |  | 0.10248 | 0 | Line Rating |  | 1072 |  | 0 | 0
48814 | CVC_ST5_5040 | 1 | Houston | YES | 0.018438 | 162 | 91.8 | 162 | 0 | 1.029 | Cogen | 1 | 0.10248 | 0 | 0 |  |  |  |  | 0.10248 | 0 | Impact Counter to Zone: |  | 0 |  | 0 | 0
48886 | THW_5354 | C | Houston | YES | 0.022392 | 45.6 | 5 | 57 |  | 1.0319 | GGT | 1 | 0.10643 | 57 | 57 |  |  |  |  | 0.10643 | 6.0667 |  |  | 0% |  | 0 | 0
48887 | THW_5556 | F | Houston | YES | 0.022392 | 45.6 | 5 | 57 |  | 1.0319 | GGT | 1 | 0.10643 | 57 | 57 |  |  |  |  | 0.10643 | 6.0667 |  |  |  |  | 0 | 0
48885 | THW_5152 | A | Houston | YES | 0.022392 | 46.4 | 5 | 58 |  | 1.0319 | GGT | 1 | 0.10643 | 58 | 58 |  |  |  |  | 0.10643 | 6.1731 |  |  |  |  | 0 | 0
48886 | THW_5354 | D | Houston | YES | 0.022392 | 46.4 | 5 | 58 |  | 1.0319 | GGT | 1 | 0.10643 | 58 | 58 |  |  |  |  | 0.10643 | 6.1731 |  |  |  |  | 0 | 0
48885 | THW_5152 | B | Houston | YES | 0.022392 | 47.2 | 5 | 59 |  | 1.0319 | GGT | 1 | 0.10643 | 59 | 59 |  |  |  |  | 0.10643 | 6.2796 |  |  |  |  | 0 | 0
48887 | THW_5556 | E | Houston | YES | 0.022392 | 47.2 | 5 | 59 |  | 1.0319 | GGT | 1 | 0.10643 | 59 | 59 |  |  |  |  | 0.10643 | 6.2796 |  |  |  |  | 0 | 0
48690 | GBY_GN5_5 | 5 | Houston | YES | 0.022673 | 318.4 | 81 | 398 |  | 1.0362 | GSC | 1 | 0.10671 | 398 | 398 |  |  |  |  | 0.10671 | 42.4723 |  |  |  |  | 0 | 0
48597 | BTE_GT4_8055 | 3 | Houston | YES | 0.022877 | 158.9 | 130 | 158.9 | 0 | 1.0261 | CC | 1 | 0.10692 | 158.9 | 158.9 |  |  |  |  | 0.10692 | 16.9893 |  |  |  |  | 0 | 0
48596 | BTE_GT3_8045 | 2 | Houston | YES | 0.022877 | 161.4 | 130 | 161.4 | 0 | 1.0261 | CC | 1 | 0.10692 | 161.4 | 161.4 |  |  |  |  | 0.10692 | 17.2566 |  |  |  |  | 0 | 0
48595 | BTE_GT2_8075 | 1 | Houston | YES | 0.022877 | 162.8 | 130 | 162.8 | 0 | 1.0261 | CC | 1 | 0.10692 | 162.8 | 162.8 |  |  |  |  | 0.10692 | 17.4063 |  |  |  |  | 0 | 0
48598 | BTE_ST1_8070 | 4 | Houston | YES | 0.022877 | 269.2 | 60 | 269.2 | 0 | 1.0261 | CC | 1 | 0.10692 | 269.2 | 269.2 |  |  |  |  | 0.10692 | 28.7824 |  |  |  |  | 0 | 0
48583 | CBY_GT4_1 | 1 | Houston | YES | 0.023525 | 172 | 0 | 172 | 0 | 1.027 | GSC | 1 | 0.10757 | 172 | 172 |  |  |  |  | 0.10757 | 18.5014 |  |  |  |  | 0 | 0
48584 | CBY_GT4_2 | 2 | Houston | YES | 0.023525 | 172 | 0 | 172 | 0 | 1.027 | CC | 1 | 0.10757 | 172 | 172 |  |  |  |  | 0.10757 | 18.5014 |  |  |  |  | 0 | 0
48585 | CBY_ST4_1 | 3 | Houston | YES | 0.023525 | 172 | 0 | 172 | 0 | 1.027 | CC | 1 | 0.10757 | 172 | 172 |  |  |  |  | 0.10757 | 18.5014 |  |  |  |  | 0 | 0
48815 | CVC_GT4_8005 | 4 | Houston | YES | 0.023638 | 165 | 91.8 | 165 |  | 1.0362 | Cogen | 1 | 0.10768 | 0 | 0 |  |  |  |  | 0.10768 | 0 |  |  |  |  | 0 | 0
48791 | PSA_GT1_8160 | 1 | Houston | YES | 0.023844 | 52 | 20.8 | 65 | 0 | 1.0362 | Cogen | 1 | 0.10789 | 0 | 0 |  |  |  |  | 0.10789 | 0 |  |  |  |  | 0 | 0
48792 | PSA_GT2_8155 | 2 | Houston | YES | 0.023844 | 52.8 | 20.3 | 66 | 0 | 1.0362 | Cogen | 1 | 0.10789 | 0 | 0 |  |  |  |  | 0.10789 | 0 |  |  |  |  | 0 | 0
48793 | PSA_GT3_8150 | 3 | Houston | YES | 0.023844 | 56 | 20.3 | 70 | 0 | 1.0362 | Cogen | 1 | 0.10789 | 0 | 0 |  |  |  |  | 0.10789 | 0 |  |  |  |  | 0 | 0
48794 | PSA_GT4_8145 | 4 | Houston | YES | 0.023844 | 52.8 | 20.3 | 66 | 0 | 1.0362 | Cogen | 1 | 0.10789 | 0 | 0 |  |  |  |  | 0.10789 | 0 |  |  |  |  | 0 | 0
48795 | PSA_GT5_8140 | 5 | Houston | YES | 0.023844 | 51.2 | 20.3 | 64 | 0 | 1.0362 | Cogen | 1 | 0.10789 | 0 | 0 |  |  |  |  | 0.10789 | 0 |  |  |  |  | 0 | 0
48796 | PSA_GN1_8165 | 1 | Houston | YES | 0.023844 | 83.2 | 43.1 | 104 | 0 | 1.0362 | Cogen | 1 | 0.10789 | 0 | 0 |  |  |  |  | 0.10789 | 0 |  |  |  |  | 0 | 0
48797 | PSA_GT6_8135 | 6 | Houston | YES | 0.023844 | 47.2 | 34.5 | 59 | 0 | 1.0362 | Cogen | 1 | 0.10789 | 0 | 0 |  |  |  |  | 0.10789 | 0 |  |  |  |  | 0 | 0
48581 | CBY_GN1_1 | 1 | Houston | YES | 0.023855 | 595.2 | 108 | 744 | 0 | 1.0435 | GSC | 1 | 0.1079 | 744 | 744 |  |  |  |  | 0.1079 | 80.2749 |  |  |  |  | 0 | 0
48940 | WARVUE_GT1 | G1 | Houston | YES | 0.023869 | 15 | 0 | 15 |  | 1.021 | Cogen | 1 | 0.10791 | 0 | 0 |  |  |  |  | 0.10791 | 0 |  |  |  |  | 0 | 0
48651 | EP_1_2 | 1 | Houston | YES | 0.023881 | 4 | 0 | 5 | 0 | 1.0362 | Cogen | 1 | 0.10792 | 0 | 0 |  |  |  |  | 0.10792 | 0 |  |  |  |  | 0 | 0
48651 | EP_1_2 | 2 | Houston | YES | 0.023881 | 17.7 | 10 | 21 | 0 | 1.0362 | Cogen | 1 | 0.10792 | 0 | 0 |  |  |  |  | 0.10792 | 0 |  |  |  |  | 0 | 0
49803 | EXN_15GT | 1 | Houston | YES | 0.024253 | 33 | 8.3 | 34 |  | 1.0326 | Cogen | 1 | 0.10829 | 0 | 0 |  |  |  |  | 0.10829 | 0 |  |  |  |  | 0 | 0
49804 | EXN_16GT | 2 | Houston | YES | 0.024253 | 32 | 8.3 | 34.7 |  | 1.0326 | Cogen | 1 | 0.10829 | 0 | 0 |  |  |  |  | 0.10829 | 0 |  |  |  |  | 0 | 0
49805 | EXN_17GT | 3 | Houston | YES | 0.024253 | 31 | 8.3 | 32.7 |  | 1.0326 | Cogen | 1 | 0.10829 | 0 | 0 |  |  |  |  | 0.10829 | 0 |  |  |  |  | 0 | 0
49826 | EXN938GT | 5 | Houston | YES | 0.024253 | 43 | 9.2 | 45.9 |  | 1.0326 | Cogen | 1 | 0.10829 | 0 | 0 |  |  |  |  | 0.10829 | 0 |  |  |  |  | 0 | 0
49828 | EXN941GT | 10 | Houston | YES | 0.024253 | 17.7 | 5.4 | 17.7 | 0 | 1.0326 | Cogen | 1 | 0.10829 | 0 | 0 |  |  |  |  | 0.10829 | 0 |  |  |  |  | 0 | 0
49829 | EXN942GT | 11 | Houston | YES | 0.024253 | 20 | 5.4 | 20.4 | 0 | 1.0326 | Cogen | 1 | 0.10829 | 0 | 0 |  |  |  |  | 0.10829 | 0 |  |  |  |  | 0 | 0
49830 | EXN943GT | 12 | Houston | YES | 0.024253 | 19 | 5.4 | 19.9 | 0 | 1.0326 | Cogen | 1 | 0.10829 | 0 | 0 |  |  |  |  | 0.10829 | 0 |  |  |  |  | 0 | 0
49831 | EXN944GT | 13 | Houston | YES | 0.024253 | 33 | 5.4 | 35 | 0 | 1.0326 | Cogen | 1 | 0.10829 | 0 | 0 |  |  |  |  | 0.10829 | 0 |  |  |  |  | 0 | 0
49832 | EXN945GT | 9 | Houston | YES | 0.024253 | 18.5 | 9.2 | 18.5 |  | 1.0326 | Cogen | 1 | 0.10829 | 0 | 0 |  |  |  |  | 0.10829 | 0 |  |  |  |  | 0 | 0
49837 | EXN_GT | 4 | Houston | YES | 0.024253 | 81 | 21.3 | 85.4 |  | 1.0326 | Cogen | 1 | 0.10829 | 0 | 0 |  |  |  |  | 0.10829 | 0 |  |  |  |  | 0 | 0
49838 | EXN_14GT | 14 | Houston | YES | 0.024253 | 140 | 0 | 148 |  | 1.0326 | Cogen | 1 | 0.10829 | 0 | 0 |  |  |  |  | 0.10829 | 0 |  |  |  |  | 0 | 0
48883 | THW_GT1_GT_1 | B2 | Houston | YES | 0.024359 | 0 | 0 | 12 |  | 1.043 | GGT | 1 | 0.1084 | 12 | 12 |  |  |  |  | 0.1084 | 1.3008 |  |  |  |  | 0 | 0
48582 | CBY_GN2_2 | 2 | Houston | YES | 0.024637 | 596.8 | 110 | 746 | 0 | 1.0435 | GSC | 1 | 0.10868 | 746 | 746 |  |  |  |  | 0.10868 | 81.0741 |  |  |  |  | 0 | 0
48875 | THW_3132 | B | Houston | YES | 0.02522 | 53 | 5 | 53 | 0 | 1.0435 | CC | 1 | 0.10926 | 53 | 53 |  |  |  |  | 0.10926 | 5.7909 |  |  |  |  | 0 | 0
48875 | THW_3132 | A | Houston | YES | 0.02522 | 55 | 5 | 55 | 0 | 1.0435 | CC | 1 | 0.10926 | 55 | 55 |  |  |  |  | 0.10926 | 6.0094 |  |  |  |  | 0 | 0
48877 | THW_3334 | C | Houston | YES | 0.02522 | 55 | 5 | 55 | 0 | 1.0435 | CC | 1 | 0.10926 | 55 | 55 |  |  |  |  | 0.10926 | 6.0094 |  |  |  |  | 0 | 0
48879 | THW_4142 | F | Houston | YES | 0.02522 | 55 | 5 | 55 | 0 | 1.0435 | CC | 1 | 0.10926 | 55 | 55 |  |  |  |  | 0.10926 | 6.0094 |  |  |  |  | 0 | 0
48879 | THW_4142 | E | Houston | YES | 0.02522 | 56 | 5 | 56 | 0 | 1.0435 | CC | 1 | 0.10926 | 56 | 56 |  |  |  |  | 0.10926 | 6.1186 |  |  |  |  | 0 | 0
48877 | THW_3334 | D | Houston | YES | 0.02522 | 57 | 5 | 57 | 0 | 1.0435 | CC | 1 | 0.10926 | 57 | 57 |  |  |  |  | 0.10926 | 6.2279 |  |  |  |  | 0 | 0
48881 | THW_4344 | G | Houston | YES | 0.02522 | 58 | 5 | 58 | 0 | 1.0435 | CC | 1 | 0.10926 | 58 | 58 |  |  |  |  | 0.10926 | 6.3372 |  |  |  |  | 0 | 0
48881 | THW_4344 | H | Houston | YES | 0.02522 | 58 | 5 | 58 | 0 | 1.0435 | CC | 1 | 0.10926 | 58 | 58 |  |  |  |  | 0.10926 | 6.3372 |  |  |  |  | 0 | 0
48873 | THW_ST3_ST_3 | 3 | Houston | YES | 0.02522 | 107 | 19 | 107 | 0 | 1.0435 | CC | 1 | 0.10926 | 107 | 107 |  |  |  |  | 0.10926 | 11.691 |  |  |  |  | 0 | 0
48874 | THW_ST4_ST_4 | 4 | Houston | YES | 0.02522 | 108 | 19 | 108 | 0 | 1.0435 | CC | 1 | 0.10926 | 108 | 108 |  |  |  |  | 0.10926 | 11.8002 |  |  |  |  | 0 | 0
48593 | CHE_GT1_8015 | 1 | Houston | YES | 0.025923 | 173 | 50 | 173 | 0 | 1.0362 | Cogen | 1 | 0.10996 | 0 | 0 |  |  |  |  | 0.10996 | 0 |  |  |  |  | 0 | 0
48594 | CHE_GN4_8025 | 4 | Houston | YES | 0.025923 | 142 | 60 | 142 | 0 | 1.0362 | Cogen | 1 | 0.10996 | 0 | 0 |  |  |  |  | 0.10996 | 0 |  |  |  |  | 0 | 0
48513 | LPE_GT3_8080 | 3 | Houston | YES | 0.025992 | 39 | 0 | 39 | 0 | 1.0362 | GGT | 1 | 0.11003 | 39 | 39 |  |  |  |  | 0.11003 | 4.2913 |  |  |  |  | 0 | 0
48514 | LPE_GT4_8085 | 4 | Houston | YES | 0.025992 | 39 | 0 | 39 | 0 | 1.0362 | GGT | 1 | 0.11003 | 39 | 39 |  |  |  |  | 0.11003 | 4.2913 |  |  |  |  | 0 | 0
48511 | LPE_GT1_8070 | 1 | Houston | YES | 0.025992 | 42 | 0 | 42 | 0 | 1.0362 | GGT | 1 | 0.11003 | 42 | 42 |  |  |  |  | 0.11003 | 4.6214 |  |  |  |  | 0 | 0
48512 | LPE_GT2_8075 | 2 | Houston | YES | 0.025992 | 42 | 0 | 42 | 0 | 1.0362 | GGT | 1 | 0.11003 | 42 | 42 |  |  |  |  | 0.11003 | 4.6214 |  |  |  |  | 0 | 0
48500 | APD_GT1_8005 | 1 | Houston | YES | 0.026106 | 137.6 | 54.6 | 137.6 | 0 | 1.0362 | Cogen | 1 | 0.11015 | 0 | 0 |  |  |  |  | 0.11015 | 0 |  |  |  |  | 0 | 0
48820 | SHELLG1_3015 | 1 | Houston | YES | 0.026582 | 71 | 34.5 | 71 |  | 1.029 | Cogen | 1 | 0.11062 | 0 | 0 |  |  |  |  | 0.11062 | 0 |  |  |  |  | 0 | 0
48821 | SHELLG2 | 2 | Houston | YES | 0.026582 | 72 | 34.5 | 72 |  | 1.029 | Cogen | 1 | 0.11062 | 0 | 0 |  |  |  |  | 0.11062 | 0 |  |  |  |  | 0 | 0
48822 | SHELLG3_3020 | 2 | Houston | YES | 0.026582 | 30 | 0 | 30 |  | 1.029 | Cogen | 1 | 0.11062 | 0 | 0 |  |  |  |  | 0.11062 | 0 |  |  |  |  | 0 | 0
48822 | SHELLG3_3020 | 1 | Houston | YES | 0.026582 | 39 | 0 | 39 |  | 1.029 | Cogen | 1 | 0.11062 | 0 | 0 |  |  |  |  | 0.11062 | 0 |  |  |  |  | 0 | 0
48740 | PSG_GN2_8050 | 1 | Houston | YES | 0.026929 | 182 | 60 | 182 | 0 | 1.0326 | Cogen | 1 | 0.11097 | 0 | 0 |  |  |  |  | 0.11097 | 0 |  |  |  |  | 0 | 0
48741 | PSG_GT2_8040 | 1 | Houston | YES | 0.026929 | 158.6 | 50 | 158.6 | 0 | 1.0326 | Cogen | 1 | 0.11097 | 0 | 0 |  |  |  |  | 0.11097 | 0 |  |  |  |  | 0 | 0
48742 | PSG_GT3_8060 | 1 | Houston | YES | 0.026929 | 157 | 50 | 157 | 0 | 1.0326 | Cogen | 1 | 0.11097 | 0 | 0 |  |  |  |  | 0.11097 | 0 |  |  |  |  | 0 | 0
48854 | SRB_GN4_4 | 4 | Houston | YES | 0.026929 | 182.4 | 35 | 228 | 0 | 1.0326 | GST | 1 | 0.11097 | 228 | 228 |  |  |  |  | 0.11097 | 25.3012 |  |  |  |  | 0 | 0
48611 | DIB_GT1_8080 | 1 | Houston | YES | 0.026936 | 64 | 0 | 64 | 0 | 1.0326 | Cogen | 1 | 0.11098 | 0 | 0 |  |  |  |  | 0.11098 | 0 |  |  |  |  | 0 | 0
48612 | DIB_GT2_8075 | 2 | Houston | YES | 0.026936 | 63.2 | 0 | 63.2 | 0 | 1.0326 | Cogen | 1 | 0.11098 | 0 | 0 |  |  |  |  | 0.11098 | 0 |  |  |  |  | 0 | 0
48613 | DIB_ST1_8085 | 3 | Houston | YES | 0.026936 | 67.9 | 30 | 82.6 | 0 | 1.0326 | Cogen | 1 | 0.11098 | 0 | 0 |  |  |  |  | 0.11098 | 0 |  |  |  |  | 0 | 0
48614 | DIB_GT3_8090 | 4 | Houston | YES | 0.026936 | 73.6 | 15 | 73.6 | 0 | 1.0326 | Cogen | 1 | 0.11098 | 0 | 0 |  |  |  |  | 0.11098 | 0 |  |  |  |  | 0 | 0
48845 | SOL_GT1 | 1 | Houston | YES | 0.026939 | 16.2 | 15.4 | 16.2 |  | 1.0326 | Solar | 1 | 0.11098 | 16.2 | 16.2 |  |  |  |  | 0.11098 | 1.7979 |  |  |  |  | 0 | 0
48853 | SRB_GN3_3 | 3 | Houston | YES | 0.026943 | 170.4 | 35 | 213 |  | 1.0326 | GST | 1 | 0.11098 | 213 | 213 |  |  |  |  | 0.11098 | 23.6397 |  |  |  |  | 0 | 0
48551 | CAL_GT1_8045 | 1 | Houston | YES | 0.027003 | 149 | 0 | 149 | 0 | 1.0326 | Cogen | 1 | 0.11104 | 0 | 0 |  |  |  |  | 0.11104 | 0 |  |  |  |  | 0 | 0
48552 | CAL_ST1_8000 | 2 | Houston | YES | 0.027003 | 65.1 | 0 | 65.1 | 0 | 1.0326 | Cogen | 1 | 0.11104 | 0 | 0 |  |  |  |  | 0.11104 | 0 |  |  |  |  | 0 | 0
48851 | SRB_GN1_1 | 1 | Houston | YES | 0.027009 | 132 | 26 | 165 | 0 | 1.0217 | GST | 1 | 0.11105 | 165 | 165 |  |  |  |  | 0.11105 | 18.3233 |  |  |  |  | 0 | 0
48852 | SRB_GN2_2 | 2 | Houston | YES | 0.027027 | 140.8 | 26 | 176 | 0 | 1.0217 | GST | 1 | 0.11107 | 176 | 176 |  |  |  |  | 0.11107 | 19.548 |  |  |  |  | 0 | 0
48855 | SRB_GT211035 | B2 | Houston | YES | 0.027041 | 0 | 0 | 12 |  | 1.014 | GGT | 1 | 0.11108 | 12 | 12 |  |  |  |  | 0.11108 | 1.333 |  |  |  |  | 0 | 0
48855 | SRB_GT211035 | B1 | Houston | YES | 0.027041 | 0 | 0 | 18 |  | 1.014 | GGT | 1 | 0.11108 | 18 | 18 |  |  |  |  | 0.11108 | 1.9995 |  |  |  |  | 0 | 0
48761 | PR_GT1__9040 | 1 | Houston | YES | 0.027289 | 26 | 0 | 35 |  | 1 | Cogen | 1 | 0.11133 | 0 | 0 |  |  |  |  | 0.11133 | 0 |  |  |  |  | 0 | 0
48644 | DPEC_GT45070 | 4 | Houston | YES | 0.027531 | 157 | 98 | 157 | 0 | 1.0319 | CC | 1 | 0.11157 | 157 | 157 |  |  |  |  | 0.11157 | 17.5169 |  |  |  |  | 0 | 0
48642 | DPEC_GT25025 | 2 | Houston | YES | 0.027531 | 157.1 | 98 | 157.1 | 0 | 1.0319 | CC | 1 | 0.11157 | 157.1 | 157.1 |  |  |  |  | 0.11157 | 17.528 |  |  |  |  | 0 | 0
48643 | DPEC_GT35010 | 3 | Houston | YES | 0.027531 | 157.5 | 98 | 157.5 | 0 | 1.0319 | CC | 1 | 0.11157 | 157.5 | 157.5 |  |  |  |  | 0.11157 | 17.5726 |  |  |  |  | 0 | 0
48641 | DPEC_GT15040 | 1 | Houston | YES | 0.027531 | 163.2 | 98 | 163.2 | 0 | 1.0319 | CC | 1 | 0.11157 | 163.2 | 163.2 |  |  |  |  | 0.11157 | 18.2086 |  |  |  |  | 0 | 0
48645 | DPEC_ST55065 | 5 | Houston | YES | 0.027531 | 282 | 0 | 282 | 0 | 1.0319 | CC | 1 | 0.11157 | 282 | 282 |  |  |  |  | 0.11157 | 31.4634 |  |  |  |  | 0 | 0
48841 | SJS_GT1_GT1 | 1 | Houston | YES | 0.02779 | 62.4 | 49 | 78 | 0 | 1.0362 | Cogen | 1 | 0.11183 | 0 | 0 |  |  |  |  | 0.11183 | 0 |  |  |  |  | 0 | 0
48842 | SJS_GT2_GT2 | 2 | Houston | YES | 0.02779 | 64.8 | 49 | 81 | 0 | 1.0362 | Cogen | 1 | 0.11183 | 0 | 0 |  |  |  |  | 0.11183 | 0 |  |  |  |  | 0 | 0
48691 | GBY_73741085 | B | Houston | YES | 0.028121 | 37.6 | 20 | 47 | 0 | 1.0362 | GGT | 1 | 0.11216 | 47 | 47 |  |  |  |  | 0.11216 | 5.2716 |  |  |  |  | 0 | 0
48691 | GBY_73741085 | A | Houston | YES | 0.028121 | 37.6 | 20 | 47 | 0 | 1.0362 | GGT | 1 | 0.11216 | 47 | 47 |  |  |  |  | 0.11216 | 5.2716 |  |  |  |  | 0 | 0
48692 | GBY_81821075 | C | Houston | YES | 0.028121 | 37.6 | 20 | 47 | 0 | 1.0362 | GGT | 1 | 0.11216 | 47 | 47 |  |  |  |  | 0.11216 | 5.2716 |  |  |  |  | 0 | 0
48693 | GBY_83841065 | F | Houston | YES | 0.028121 | 43.2 | 20 | 54 | 0 | 1.0362 | GGT | 1 | 0.11216 | 54 | 54 |  |  |  |  | 0.11216 | 6.0568 |  |  |  |  | 0 | 0
48692 | GBY_81821075 | D | Houston | YES | 0.028121 | 44 | 20 | 55 | 0 | 1.0362 | GGT | 1 | 0.11216 | 55 | 55 |  |  |  |  | 0.11216 | 6.1689 |  |  |  |  | 0 | 0
48693 | GBY_83841065 | E | Houston | YES | 0.028121 | 45.6 | 20 | 57 | 0 | 1.0362 | GGT | 1 | 0.11216 | 57 | 57 |  |  |  |  | 0.11216 | 6.3933 |  |  |  |  | 0 | 0
48531 | BYU_GT1_8075 | 1 | Houston | YES | 0.028785 | 65 | 0 | 65 |  | 1.0362 | Cogen | 1 | 0.11283 | 0 | 0 |  |  |  |  | 0.11283 | 0 |  |  |  |  | 0 | 0
48532 | BYU_GT2_8055 | 2 | Houston | YES | 0.028785 | 62 | 0 | 62 |  | 1.0362 | Cogen | 1 | 0.11283 | 0 | 0 |  |  |  |  | 0.11283 | 0 |  |  |  |  | 0 | 0
48533 | BYU_GT3_8060 | 3 | Houston | YES | 0.028785 | 67 | 0 | 67 |  | 1.0362 | Cogen | 1 | 0.11283 | 0 | 0 |  |  |  |  | 0.11283 | 0 |  |  |  |  | 0 | 0
48534 | BYU_GT4_8065 | 4 | Houston | YES | 0.028785 | 65 | 0 | 65 |  | 1.0362 | Cogen | 1 | 0.11283 | 0 | 0 |  |  |  |  | 0.11283 | 0 |  |  |  |  | 0 | 0
48561 | CTL_GT2_8130 | 1 | Houston | YES | 0.029314 | 73.5 | 30.3 | 91.9 |  | 1.0362 | Cogen | 1 | 0.11336 | 0 | 0 |  |  |  |  | 0.11336 | 0 |  |  |  |  | 0 | 0
48562 | CTL_GT3_8135 | 2 | Houston | YES | 0.029314 | 70.1 | 30.3 | 87.6 |  | 1.0362 | Cogen | 1 | 0.11336 | 0 | 0 |  |  |  |  | 0.11336 | 0 |  |  |  |  | 0 | 0
48563 | CTL_GT4_8140 | 3 | Houston | YES | 0.029314 | 69.6 | 30.3 | 87 |  | 1.0362 | Cogen | 1 | 0.11336 | 0 | 0 |  |  |  |  | 0.11336 | 0 |  |  |  |  | 0 | 0
48564 | CTL_GN1_8145 | 4 | Houston | YES | 0.029314 | 43.6 | 12.9 | 54.5 |  | 1.0362 | Cogen | 1 | 0.11336 | 0 | 0 |  |  |  |  | 0.11336 | 0 |  |  |  |  | 0 | 0
48565 | CTL_GN2_8155 | 5 | Houston | YES | 0.029314 | 9.8 | 3.4 | 12.2 |  | 1.0362 | Cogen | 1 | 0.11336 | 0 | 0 |  |  |  |  | 0.11336 | 0 |  |  |  |  | 0 | 0
48772 | PHR_GN2_2 | MB | Houston | YES | 0.030695 | 0 | 72 | 459 |  | 1.0362 | GSC | 1 | 0.11474 | 0 | 0 |  |  |  |  | 0.11474 | 0 |  |  |  |  | 0 | 0
38580 | TNBP_CGN1_8 | 1 | Houston | YES | 0.032675 | 70.8 | 0 | 70.8 | 0 | 1.005 | Cogen | 1 | 0.11672 | 0 | 0 |  |  |  |  | 0.11672 | 0 |  |  |  |  | 0 | 0
38590 | TNBP_CGN2_8 | 2 | Houston | YES | 0.032675 | 66.7 | 0 | 66.7 | 0 | 1.005 | Cogen | 1 | 0.11672 | 0 | 0 |  |  |  |  | 0.11672 | 0 |  |  |  |  | 0 | 0
38600 | TNBP_CGN3_8 | 5 | Houston | YES | 0.032675 | 53 | 0 | 53 | 0 | 1.005 | Cogen | 1 | 0.11672 | 0 | 0 |  |  |  |  | 0.11672 | 0 |  |  |  |  | 0 | 0
38611 | TNBPAMCG1_8 | 1 | Houston | YES | 0.032675 | 153.2 | 0 | 153.2 | 0 | 1.005 | Cogen | 1 | 0.11672 | 0 | 0 |  |  |  |  | 0.11672 | 0 |  |  |  |  | 0 | 0
38612 | TNBPAMCG2_8 | 2 | Houston | YES | 0.032675 | 153.5 | 0 | 153.5 | 0 | 1.005 | Cogen | 1 | 0.11672 | 0 | 0 |  |  |  |  | 0.11672 | 0 |  |  |  |  | 0 | 0
38613 | TNBPAMCG3_8 | 3 | Houston | YES | 0.032675 | 152.3 | 0 | 152.3 | 0 | 1.005 | Cogen | 1 | 0.11672 | 0 | 0 |  |  |  |  | 0.11672 | 0 |  |  |  |  | 0 | 0
38614 | TNBPAMCG4_8 | 4 | Houston | YES | 0.032675 | 96 | 0 | 96 |  | 1.005 | Cogen | 1 | 0.11672 | 0 | 0 |  |  |  |  | 0.11672 | 0 |  |  |  |  | 0 | 0
38615 | TNBPAMCG5_8 | 1 | Houston | YES | 0.032675 | 244 | 0 | 244 | 0 | 1.005 | Cogen | 1 | 0.11672 | 0 | 0 |  |  |  |  | 0.11672 | 0 |  |  |  |  | 0 | 0
38690 | TNBP_CGN4_8 | 3 | Houston | YES | 0.032675 | 40 | 0 | 40 |  | 1.005 | Cogen | 1 | 0.11672 | 0 | 0 |  |  |  |  | 0.11672 | 0 |  |  |  |  | 0 | 0
38711 | TNTXCTY1CG8 | 1 | Houston | YES | 0.032675 | 100.3 | 59 | 100.3 | 0 | 1 | Cogen | 1 | 0.11672 | 0 | 0 |  |  |  |  | 0.11672 | 0 |  |  |  |  | 0 | 0
38712 | TNTXCTY2CG8 | 1 | Houston | YES | 0.032675 | 92.9 | 59 | 92.9 | 0 | 1 | Cogen | 1 | 0.11672 | 0 | 0 |  |  |  |  | 0.11672 | 0 |  |  |  |  | 0 | 0
38713 | TNTXCTY3CG8 | 1 | Houston | YES | 0.032675 | 102.7 | 59 | 102.7 | 0 | 1 | Cogen | 1 | 0.11672 | 0 | 0 |  |  |  |  | 0.11672 | 0 |  |  |  |  | 0 | 0
38714 | TNTXCTY4CG8 | 1 | Houston | YES | 0.032675 | 103 | 59 | 103 | 0 | 1 | Cogen | 1 | 0.11672 | 0 | 0 |  |  |  |  | 0.11672 | 0 |  |  |  |  | 0 | 0
39470 | TNDOWCGNSG8 | 1 | Houston | YES | 0.032675 | 32 | 10 | 32 | 0 | 0.985 | Cogen | 1 | 0.11672 | 0 | 0 |  |  |  |  | 0.11672 | 0 |  |  |  |  | 0 | 0
39480 | TNDOWCGNGG8 | 1 | Houston | YES | 0.032675 | 30 | 10 | 30 | 0 | 0.985 | Cogen | 1 | 0.11672 | 0 | 0 |  |  |  |  | 0.11672 | 0 |  |  |  |  | 0 | 0
48929 | WAPGT21_GT1 | B1 | Houston | YES | 0.037353 | 0 | 0 | 13 |  | 1.05 | GGT | 1 | 0.12139 | 13 | 13 |  |  |  |  | 0.12139 | 1.5781 |  |  |  |  | 0 | 0
48921 | WAP_GN1_1 | 1 | Houston | YES | 0.037353 | 132.8 | 37 | 166 | 0 | 1.0362 | GST | 1 | 0.12139 | 166 | 166 |  |  |  |  | 0.12139 | 20.1515 |  |  |  |  | 0 | 0
48922 | WAP_GN2_2 | 2 | Houston | YES | 0.037353 | 132.8 | 37 | 166 | 0 | 1.0362 | GST | 1 | 0.12139 | 166 | 166 |  |  |  |  | 0.12139 | 20.1515 |  |  |  |  | 0 | 0
48923 | WAP_GN3_3 | 3 | Houston | YES | 0.037353 | 198.4 | 93 | 248 | 0 | 1.0362 | GST | 1 | 0.12139 | 248 | 248 |  |  |  |  | 0.12139 | 30.1058 |  |  |  |  | 0 | 0
48924 | WAP_GN4_4 | 4 | Houston | YES | 0.037353 | 546 | 217 | 546 | 0 | 1.0362 | GSC | 1 | 0.12139 | 546 | 546 |  |  |  |  | 0.12139 | 66.2813 |  |  |  |  | 0 | 0
48925 | WAP_GN5_5 | 5 | Houston | YES | 0.037353 | 579.1 | 278 | 654 | 0 | 0.985 | LIGCO | 1 | 0.12139 | 0 | 654 |  |  |  |  | 0.12139 | 79.3919 |  |  |  |  | 0 | 0
48510 | AK_GT1__8040 | 1 | Houston | YES | 0.037463 | 33.4 | 8.1 | 34 |  | 1.029 | Cogen | 1 | 0.1215 | 0 | 0 |  |  |  |  | 0.1215 | 0 |  |  |  |  | 0 | 0
48522 | BVE_GT2_5035 | 2 | Houston | YES | 0.038497 | 166.4 | 0 | 166.4 |  | 1.035 | CC | 1 | 0.12254 | 166.4 | 166.4 |  |  |  |  | 0.12254 | 20.3904 |  |  |  |  | 0 | 0
48521 | BVE_GT1_GT1 | 1 | Houston | YES | 0.038497 | 167.7 | 0 | 167.7 |  | 1.035 | CC | 1 | 0.12254 | 167.7 | 167.7 |  |  |  |  | 0.12254 | 20.5497 |  |  |  |  | 0 | 0
48523 | BVE_ST1_GN1 | 3 | Houston | YES | 0.038497 | 252.4 | 0 | 252.4 |  | 1.035 | CC | 1 | 0.12254 | 252.4 | 252.4 |  |  |  |  | 0.12254 | 30.9287 |  |  |  |  | 0 | 0
48730 | MNS_GT | 1 | Houston | YES | 0.03854 | 43 | 0 | 46.1 |  | 1.029 | Cogen | 1 | 0.12258 | 0 | 0 |  |  |  |  | 0.12258 | 0 |  |  |  |  | 0 | 0
48927 | WAP_GN7_7 | 7 | Houston | YES | 0.038557 | 564 | 277 | 564 |  | 1.035 | LIGCO | 1 | 0.1226 | 0 | 564 |  |  |  |  | 0.1226 | 69.1455 |  |  |  |  | 0 | 0
48928 | WAP_GN8_8 | 8 | Houston | YES | 0.038557 | 603 | 275 | 603 |  | 1.035 | LIGCO | 1 | 0.1226 | 0 | 603 |  |  |  |  | 0.1226 | 73.9268 |  |  |  |  | 0 | 0
48926 | WAP_GN6_6 | 6 | Houston | YES | 0.038557 | 651 | 280 | 651 |  | 1.035 | LIGCO | 1 | 0.1226 | 0 | 651 |  |  |  |  | 0.1226 | 79.8115 |  |  |  |  | 0 | 0
39760 | TNSCLP1___8 | 1 | Houston | YES | 0.045684 | 93.4 | 20 | 116.8 | 0 | 1.04 | Cogen | 1 | 0.12973 | 0 | 0 |  |  |  |  | 0.12973 | 0 |  |  |  |  | 0 | 0
39770 | TNSCLP2___8 | 1 | Houston | YES | 0.045684 | 91.6 | 20 | 114.5 | 0 | 1.04 | Cogen | 1 | 0.12973 | 0 | 0 |  |  |  |  | 0.12973 | 0 |  |  |  |  | 0 | 0
39775 | TNSCLP4___8 | 1 | Houston | YES | 0.045684 | 95.2 | 20 | 119 | 0 | 1.04 | Cogen | 1 | 0.12973 | 0 | 0 |  |  |  |  | 0.12973 | 0 |  |  |  |  | 0 | 0
39790 | TNSCLP3___8 | 1 | Houston | YES | 0.045684 | 87.6 | 20 | 109.5 | 0 | 1.027 | Cogen | 1 | 0.12973 | 0 | 0 |  |  |  |  | 0.12973 | 0 |  |  |  |  | 0 | 0
48520 | BSF_GT1_8070 | 1 | Houston | YES | 0.047685 | 72 | 0 | 72 | 0 | 1.0326 | Cogen | 1 | 0.13173 | 0 | 0 |  |  |  |  | 0.13173 | 0 |  |  |  |  | 0 | 0
48520 | BSF_GT1_8070 | 2 | Houston | YES | 0.047685 | 10 | 0 | 10 | 0 | 1.0326 | Cogen | 1 | 0.13173 | 0 | 0 |  |  |  |  | 0.13173 | 0 |  |  |  |  | 0 | 0
49851 | DOW17000 | 37 | Houston | YES | 0.050215 | 39 | 0 | 62 | 0 | 1 | Cogen | 1 | 0.13426 | 0 | 0 |  |  |  |  | 0.13426 | 0 |  |  |  |  | 0 | 0
49858 | DOW38100 | 31 | Houston | YES | 0.050215 | 45 | 0 | 71.4 |  | 1 | Cogen | 1 | 0.13426 | 0 | 0 |  |  |  |  | 0.13426 | 0 |  |  |  |  | 0 | 0
49859 | DOW38200 | 33 | Houston | YES | 0.050215 | 28 | 0 | 45 | 0 | 1 | Cogen | 1 | 0.13426 | 0 | 0 |  |  |  |  | 0.13426 | 0 |  |  |  |  | 0 | 0
49860 | DOW38300 | 32 | Houston | YES | 0.050215 | 63 | 0 | 101 |  | 1 | Cogen | 1 | 0.13426 | 0 | 0 |  |  |  |  | 0.13426 | 0 |  |  |  |  | 0 | 0
49862 | DOW39100 | 36 | Houston | YES | 0.050215 | 54 | 0 | 86 | 0 | 1 | Cogen | 1 | 0.13426 | 0 | 0 |  |  |  |  | 0.13426 | 0 |  |  |  |  | 0 | 0
49863 | DOW39200 | 35 | Houston | YES | 0.050215 | 55 | 0 | 88 | 0 | 1 | Cogen | 1 | 0.13426 | 0 | 0 |  |  |  |  | 0.13426 | 0 |  |  |  |  | 0 | 0
49865 | DOW41000 | 41 | Houston | YES | 0.050215 | 31 | 0 | 50 |  | 1 | Cogen | 1 | 0.13426 | 0 | 0 |  |  |  |  | 0.13426 | 0 |  |  |  |  | 0 | 0
49866 | DOW42000 | 42 | Houston | YES | 0.050215 | 11 | 0 | 18 |  | 1 | Cogen | 1 | 0.13426 | 0 | 0 |  |  |  |  | 0.13426 | 0 |  |  |  |  | 0 | 0
49869 | DOW49000 | 45 | Houston | YES | 0.050215 | 59 | 0 | 94 |  | 1 | Cogen | 1 | 0.13426 | 0 | 0 |  |  |  |  | 0.13426 | 0 |  |  |  |  | 0 | 0
49870 | DOW61000 | 61 | Houston | YES | 0.050215 | 44 | 0 | 70 | 0 | 1 | Cogen | 1 | 0.13426 | 0 | 0 |  |  |  |  | 0.13426 | 0 |  |  |  |  | 0 | 0
49871 | DOW62000 | 62 | Houston | YES | 0.050215 | 40 | 0 | 63 | 0 | 1 | Cogen | 1 | 0.13426 | 0 | 0 |  |  |  |  | 0.13426 | 0 |  |  |  |  | 0 | 0
49872 | DOW63000 | 63 | Houston | YES | 0.050215 | 45 | 0 | 72 | 0 | 1 | Cogen | 1 | 0.13426 | 0 | 0 |  |  |  |  | 0.13426 | 0 |  |  |  |  | 0 | 0
49873 | DOW64000 | 64 | Houston | YES | 0.050215 | 41 | 0 | 64.8 | 0 | 1 | Cogen | 1 | 0.13426 | 0 | 0 |  |  |  |  | 0.13426 | 0 |  |  |  |  | 0 | 0
49876 | DOW65000 | 65 | Houston | YES | 0.050215 | 63 | 0 | 101 | 0 | 1 | Cogen | 1 | 0.13426 | 0 | 0 |  |  |  |  | 0.13426 | 0 |  |  |  |  | 0 | 0
49877 | DOW66000 | 66 | Houston | YES | 0.050215 | 61 | 0 | 97 | 0 | 1 | Cogen | 1 | 0.13426 | 0 | 0 |  |  |  |  | 0.13426 | 0 |  |  |  |  | 0 | 0
49878 | DOW67000 | 67 | Houston | YES | 0.050215 | 65 | 0 | 103 | 0 | 1 | Cogen | 1 | 0.13426 | 0 | 0 |  |  |  |  | 0.13426 | 0 |  |  |  |  | 0 | 0
49882 | DOW81000 | 81 | Houston | YES | 0.050215 | 47 | 0 | 76 | 0 | 1 | Cogen | 1 | 0.13426 | 0 | 0 |  |  |  |  | 0.13426 | 0 |  |  |  |  | 0 | 0
49884 | DOW82000 | 82 | Houston | YES | 0.050215 | 51 | 0 | 80 | 0 | 1 | Cogen | 1 | 0.13426 | 0 | 0 |  |  |  |  | 0.13426 | 0 |  |  |  |  | 0 | 0
49885 | DOW83000 | 83 | Houston | YES | 0.050215 | 51 | 0 | 80 | 0 | 1 | Cogen | 1 | 0.13426 | 0 | 0 |  |  |  |  | 0.13426 | 0 |  |  |  |  | 0 | 0
49886 | DOW84000 | 84 | Houston | YES | 0.050215 | 107 | 0 | 171 | 0 | 0.98 | Cogen | 1 | 0.13426 | 0 | 0 |  |  |  |  | 0.13426 | 0 |  |  |  |  | 0 | 0
8032 | AMISTADHYD1 | 1 | South | YES | 0.05181 | 33 | 13 | 33 | 0 | 1.03 | Hydro | 1 | 0.13585 | 0 | 0 | 0 | 0 |  |  | 0.13585 | 0 |  |  |  |  | 0 | 0
8033 | AMISTADHYD2 | 2 | South | YES | 0.05181 | 25 | 13 | 25 | 0 | 1.03 | Hydro | 1 | 0.13585 | 0 | 0 | 0 | 0 |  |  | 0.13585 | 0 |  |  |  |  | 0 | 0
88253 | HAMILTON | F | South | YES | 0.05181 | 0 | 0 | 0 | 0 | 1.04 | BLT | 1 | 0.13585 | 0 | 0 | 0 | 0 |  |  | 0.13585 | 0 |  |  |  |  | 0 | 0
32892 | BRYN_DNSBY14 | 1 | North | YES | -0.01708 | 84 | 25 | 105 | 0 | 1.035 | GST | -1 | 0.13875 | 105 | 105 |  |  | -1.7934 | 105 | -0.13875 | -14.5691 |  |  |  |  | 0 | 0
32883 | BRYN_DNSBY3 | 1 | North | YES | -0.01708 | 0 | 2 | 48 |  | 1.015 | GST | -1 | 0.13875 | 48 | 48 |  |  | -0.81984 | 48 | -0.13875 | -6.6602 |  |  |  |  | 0 | 0
32884 | BRYN_DNSBY13 | 1 | North | YES | -0.01708 | 46 | 2 | 46 | 0 | 1.015 | GST | -1 | 0.13875 | 46 | 46 |  |  | -0.78568 | 46 | -0.13875 | -6.3826 |  |  |  |  | 0 | 0
48674 | FTR_CN4_5095 | 4 | North | YES | -0.017321 | 380 | 0 | 380 | 0 | 1.0319 | CC | -1 | 0.13899 | 380 | 380 |  |  | -6.582 | 380 | -0.13899 | -52.8178 |  |  |  |  | 0 | 0
48672 | FTR_GT2_5110 | 2 | North | YES | -0.017321 | 159 | 0 | 159 | 0 | 1.0319 | CC | -1 | 0.13899 | 159 | 159 |  |  | -2.754 | 159 | -0.13899 | -22.1001 |  |  |  |  | 0 | 0
48673 | FTR_GT3_5085 | 3 | North | YES | -0.017321 | 158 | 0 | 158 | 0 | 1.0319 | CC | -1 | 0.13899 | 158 | 158 |  |  | -2.7367 | 158 | -0.13899 | -21.9611 |  |  |  |  | 0 | 0
48671 | FTR_GT1_5105 | 1 | North | YES | -0.017321 | 154.2 | 0 | 154.2 | 0 | 1.0319 | CC | -1 | 0.13899 | 154.2 | 154.2 |  |  | -2.6709 | 154.2 | -0.13899 | -21.4329 |  |  |  |  | 0 | 0
32888 | BRYN_ATKINS7 | 1 | North | YES | -0.019514 | 13.6 | 4 | 17 |  | 1.028 | GGT | -1 | 0.14119 | 17 | 17 |  |  | -0.33174 | 17 | -0.14119 | -2.4002 |  |  |  |  | 0 | 0
32886 | BRYN_ATKINS3 | MB | North | YES | -0.019514 | 0 | 5 | 12 |  | 1 | GST | -1 | 0.14119 | 0 | 0 |  |  | 0 | 0 | -0.14119 | 0 |  |  |  |  | 0 | 0
32887 | BRYN_ATKINS6 | MB | North | YES | -0.019514 | 0 | 12 | 51 |  | 1.028 | GST | -1 | 0.14119 | 0 | 0 |  |  | 0 | 0 | -0.14119 | 0 |  |  |  |  | 0 | 0
32890 | BRYN_ATKINS4 | MB | North | YES | -0.019514 | 0 | 5 | 22 |  | 1.031 | GST | -1 | 0.14119 | 0 | 0 |  |  | 0 | 0 | -0.14119 | 0 |  |  |  |  | 0 | 0
32891 | BRYN_ATKINS5 | MB | North | YES | -0.019514 | 0 | 5 | 25 |  | 1.031 | GST | -1 | 0.14119 | 0 | 0 |  |  | 0 | 0 | -0.14119 | 0 |  |  |  |  | 0 | 0
32798 | BRYN_TAMUGEN | 1 | North | YES | -0.019635 | 32 | 0 | 32 |  | 1.02 | GST | -1 | 0.14131 | 32 | 32 |  |  | -0.62832 | 32 | -0.14131 | -4.5219 |  |  |  |  | 0 | 0
48911 | TGF_GT1_8000 | 1 | Houston | YES | 0.059988 | 69.2 | 0 | 69.2 |  | 1.029 | Cogen | 1 | 0.14403 | 0 | 0 |  |  |  |  | 0.14403 | 0 |  |  |  |  | 0 | 0
990 | GIBN_CREK_G1 | 1 | North | YES | -0.024196 | 463 | 200 | 463 | 0 | 1.0275 | LIGCO | -1 | 0.14587 | 0 | 463 |  |  | 0 | 0 | -0.14587 | 0 |  |  |  |  | 0 | 0
48731 | CBE_GT1 | 1 | Houston | YES | 0.063302 | 76 | 0 | 76 | 0 | 1.029 | CC | 1 | 0.14734 | 76 | 76 |  |  |  |  | 0.14734 | 11.1981 |  |  |  |  | 0 | 0
48732 | CBE_GT2 | 1 | Houston | YES | 0.063302 | 76 | 0 | 76 | 0 | 1.029 | CC | 1 | 0.14734 | 76 | 76 |  |  |  |  | 0.14734 | 11.1981 |  |  |  |  | 0 | 0
48734 | CBE_GT3 | 1 | Houston | YES | 0.063302 | 76 | 0 | 76 | 0 | 1.029 | CC | 1 | 0.14734 | 76 | 76 |  |  |  |  | 0.14734 | 11.1981 |  |  |  |  | 0 | 0
48735 | CBE_GT4 | 1 | Houston | YES | 0.063302 | 76 | 0 | 76 | 0 | 1.029 | CC | 1 | 0.14734 | 76 | 76 |  |  |  |  | 0.14734 | 11.1981 |  |  |  |  | 0 | 0
48733 | CBE_ST12 | 1 | Houston | YES | 0.063302 | 105 | 0 | 105 | 0 | 1.029 | CC | 1 | 0.14734 | 105 | 105 |  |  |  |  | 0.14734 | 15.4711 |  |  |  |  | 0 | 0
48736 | CBE_ST34 | 1 | Houston | YES | 0.063302 | 105 | 0 | 105 | 0 | 1.029 | CC | 1 | 0.14734 | 105 | 105 |  |  |  |  | 0.14734 | 15.4711 |  |  |  |  | 0 | 0
5911 | STP_GN1___1 | 1 | Houston | YES | 0.063866 | 1333 | 1249 | 1333 | 0 | 1.0406 | Nuc | 1 | 0.14791 | 0 | 0 |  |  |  |  | 0.14791 | 0 |  |  |  |  | 0 | 0
5912 | STP_GN2___2 | 2 | Houston | YES | 0.063866 | 1332 | 1249 | 1332 | 0 | 1.0406 | Nuc | 1 | 0.14791 | 0 | 0 |  |  |  |  | 0.14791 | 0 |  |  |  |  | 0 | 0
8262 | ELPS | 1 | South | YES | 0.066485 | 6 | 6 | 6 | 0 | 1.15 | Hydro | 1 | 0.15053 | 0 | 0 | 0 | 0 |  |  | 0.15053 | 0 |  |  |  |  | 0 | 0
7022 | L_BUCHAN1_1Y | 1 | South | YES | 0.06723 | 0 | 0 | 18 |  | 1 | Hydro | 1 | 0.15127 | 0 | 0 | 0 | 0 |  |  | 0.15127 | 0 |  |  |  |  | 0 | 0
7023 | L_BUCHAN1_2Y | 2 | South | YES | 0.06723 | 0 | 0 | 18 |  | 1 | Hydro | 1 | 0.15127 | 0 | 0 | 0 | 0 |  |  | 0.15127 | 0 |  |  |  |  | 0 | 0
7024 | L_BUCHAN1_3Y | 3 | South | YES | 0.06723 | 0 | 0 | 15 |  | 1 | Hydro | 1 | 0.15127 | 0 | 0 | 0 | 0 |  |  | 0.15127 | 0 |  |  |  |  | 0 | 0
7026 | L_INKSDA1_1Y | 1 | South | YES | 0.068892 | 0 | 0 | 13.7 |  | 1 | Hydro | 1 | 0.15293 | 0 | 0 | 0 | 0 |  |  | 0.15293 | 0 |  |  |  |  | 0 | 0
39960 | TNTNPONE_18 | 1 | North | YES | -0.047355 | 152.3 | 30 | 152.3 |  | 1.04 | LIGCO | -1 | 0.16903 | 0 | 152.3 |  |  | 0 | 0 | -0.16903 | 0 |  |  |  |  | 0 | 0
39970 | TNTNPONE_28 | 1 | North | YES | -0.047355 | 153 | 30 | 153 |  | 1.04 | LIGCO | -1 | 0.16903 | 0 | 153 |  |  | 0 | 0 | -0.16903 | 0 |  |  |  |  | 0 | 0
7000 | L_FERGUS1_1Y | 1 | South | YES | 0.085983 | 400 | 65 | 423.3 | 0 | 1.015 | GSC | 1 | 0.17002 | 423.3 | 423.3 | 36.3966 | 423.3 |  |  | 0.17002 | 71.9713 |  |  |  |  | 0 | 0
60202 | FRNDDRCS | F | West | YES | -0.048368 | 0 | 0 | 0 | 0 | 0.9985 | AVR | -1 | 0.17004 | 0 | 0 |  |  |  |  | -0.17004 | 0 |  |  |  |  | 0 | 0
7035 | L_WIRTZ_1G1Y | 1 | South | YES | 0.086208 | 0 | 0 | 29 |  | 1 | Hydro | 1 | 0.17025 | 0 | 0 | 0 | 0 |  |  | 0.17025 | 0 |  |  |  |  | 0 | 0
7036 | L_WIRTZ_1G2Y | 2 | South | YES | 0.086208 | 0 | 0 | 29.7 |  | 1 | Hydro | 1 | 0.17025 | 0 | 0 | 0 | 0 |  |  | 0.17025 | 0 |  |  |  |  | 0 | 0
8134 | FOR #1 | 1 | South | YES | 0.088862 | 54.1 | 45 | 79 | 0 | 1 | Cogen | 1 | 0.1729 | 0 | 0 | 0 | 0 |  |  | 0.1729 | 0 |  |  |  |  | 0 | 0
8138 | FOR #2 | 2 | South | YES | 0.088862 | 63.1 | 45 | 81 | 0 | 1 | Cogen | 1 | 0.1729 | 0 | 0 | 0 | 0 |  |  | 0.1729 | 0 |  |  |  |  | 0 | 0
8153 | FOR #3 | 3 | South | YES | 0.088862 | 63.1 | 45 | 79.9 | 0 | 1 | Cogen | 1 | 0.1729 | 0 | 0 | 0 | 0 |  |  | 0.1729 | 0 |  |  |  |  | 0 | 0
8154 | FOR #4 | 4 | South | YES | 0.088862 | 63.1 | 60 | 80 | 0 | 1 | Cogen | 1 | 0.1729 | 0 | 0 | 0 | 0 |  |  | 0.1729 | 0 |  |  |  |  | 0 | 0
8155 | FOR #5 | 5 | South | YES | 0.088862 | 63.1 | 60 | 78.4 | 0 | 1 | Cogen | 1 | 0.1729 | 0 | 0 | 0 | 0 |  |  | 0.1729 | 0 |  |  |  |  | 0 | 0
8156 | FOR #6 | 6 | South | YES | 0.088862 | 24.9 | 5 | 25 | 0 | 1 | Cogen | 1 | 0.1729 | 0 | 0 | 0 | 0 |  |  | 0.1729 | 0 |  |  |  |  | 0 | 0
8157 | FOR #7 | 7 | South | YES | 0.088862 | 28.8 | 5 | 46 | 0 | 1 | Cogen | 1 | 0.1729 | 0 | 0 | 0 | 0 |  |  | 0.1729 | 0 |  |  |  |  | 0 | 0
80051 | FOR #8 | 8 | South | YES | 0.088862 | 28 | 28 | 28 |  | 1 | Cogen | 1 | 0.1729 | 0 | 0 | 0 | 0 |  |  | 0.1729 | 0 |  |  |  |  | 0 | 0
80052 | FOR #9 | 9 | South | YES | 0.088862 | 29.7 | 5 | 43.6 | 0 | 1 | Cogen | 1 | 0.1729 | 0 | 0 | 0 | 0 |  |  | 0.1729 | 0 |  |  |  |  | 0 | 0
80053 | FOR #10 | 10 | South | YES | 0.088862 | 68.4 | 45 | 75 | 0 | 1 | Cogen | 1 | 0.1729 | 0 | 0 | 0 | 0 |  |  | 0.1729 | 0 |  |  |  |  | 0 | 0
80226 | ALCOA G | 1 | South | YES | 0.089559 | 32.3 | 5 | 48 | 0 | 1.015 | Cogen | 1 | 0.1736 | 0 | 0 | 0 | 0 |  |  | 0.1736 | 0 |  |  |  |  | 0 | 0
8147 | UCAR #2 | 10 | South | YES | 0.09182 | 18.2 | 0 | 28 |  | 1 | Cogen | 1 | 0.17586 | 0 | 0 | 0 | 0 |  |  | 0.17586 | 0 |  |  |  |  | 0 | 0
8148 | UCAR #1 | 2 | South | YES | 0.09182 | 6.1 | 0 | 7 | 0 | 1.009 | Cogen | 1 | 0.17586 | 0 | 0 | 0 | 0 |  |  | 0.17586 | 0 |  |  |  |  | 0 | 0
80137 | CSDR89 | 9 | South | YES | 0.09182 | 15 | 0 | 15 | 0 | 1.003 | DCTie | 1 | 0.17586 | 0 | 0 | 0 | 0 |  |  | 0.17586 | 0 |  |  |  |  | 0 | 0
80137 | CSDR89 | 8 | South | YES | 0.09182 | 33.9 | 0 | 39 | 0 | 1.003 | DCTie | 1 | 0.17586 | 0 | 0 | 0 | 0 |  |  | 0.17586 | 0 |  |  |  |  | 0 | 0
80138 | CSDR7 | 7 | South | YES | 0.09182 | 6.1 | 0 | 7 | 0 | 1.014 | DCTie | 1 | 0.17586 | 0 | 0 | 0 | 0 |  |  | 0.17586 | 0 |  |  |  |  | 0 | 0
80139 | CSDR56 | 6 | South | YES | 0.09182 | 0 | 0 | 39 |  | 1.0033 | DCTie | 1 | 0.17586 | 0 | 0 | 0 | 0 |  |  | 0.17586 | 0 |  |  |  |  | 0 | 0
80139 | CSDR56 | 5 | South | YES | 0.09182 | 15 | 0 | 15 |  | 1.0033 | DCTie | 1 | 0.17586 | 0 | 0 | 0 | 0 |  |  | 0.17586 | 0 |  |  |  |  | 0 | 0
80140 | CSDR11 | 11 | South | YES | 0.09182 | 33.9 | 0 | 39 | 0 | 1.03 | DCTie | 1 | 0.17586 | 0 | 0 | 0 | 0 |  |  | 0.17586 | 0 |  |  |  |  | 0 | 0
80227 | AIRCO G | 1 | South | YES | 0.092142 | 7.2 | 0 | 8 | 0 | 1.0104 | Cogen | 1 | 0.17618 | 0 | 0 | 0 | 0 |  |  | 0.17618 | 0 |  |  |  |  | 0 | 0
80224 | VISTRONG1 | 1 | South | YES | 0.092768 | 13.1 | 0 | 15 | 0 | 1.01 | Cogen | 1 | 0.17681 | 0 | 0 | 0 | 0 |  |  | 0.17681 | 0 |  |  |  |  | 0 | 0
80225 | VISTRONG2 | 2 | South | YES | 0.092768 | 20.2 | 0 | 23 | 0 | 1.01 | Cogen | 1 | 0.17681 | 0 | 0 | 0 | 0 |  |  | 0.17681 | 0 |  |  |  |  | 0 | 0
5505 | RAYBURNGEN1 | 1 | South | YES | 0.09361 | 0 | 1 | 11 |  | 1.0223 | GGT | 1 | 0.17765 | 11 | 11 | 1.0297 | 11 |  |  | 0.17765 | 1.9542 |  |  |  |  | 0 | 0
5506 | RAYBURNGEN2 | 1 | South | YES | 0.09361 | 0 | 1 | 11 |  | 1.0223 | GGT | 1 | 0.17765 | 11 | 11 | 1.0297 | 11 |  |  | 0.17765 | 1.9542 |  |  |  |  | 0 | 0
5503 | RAYBURNGEN3 | 1 | South | YES | 0.09361 | 17.6 | 6 | 22 | 0 | 1.0224 | GST | 1 | 0.17765 | 22 | 22 | 2.0594 | 22 |  |  | 0.17765 | 3.9083 |  |  |  |  | 0 | 0
80012 | LAR | F | South | YES | 0.093993 | 0 | 0 | 0 | 0 | 1.04 | DCTie | 1 | 0.17803 | 0 | 0 | 0 | 0 |  |  | 0.17803 | 0 |  |  |  |  | 0 | 0
80265 | LARECU40A | 4 | South | YES | 0.093993 | 80 | 0 | 100 |  | 1.039 | GGT | 1 | 0.17803 | 100 | 100 | 9.3993 | 100 |  |  | 0.17803 | 17.8034 |  |  |  |  | 0 | 0
80266 | LARECU50A | 5 | South | YES | 0.093993 | 80 | 0 | 100 |  | 1.039 | GGT | 1 | 0.17803 | 100 | 100 | 9.3993 | 100 |  |  | 0.17803 | 17.8034 |  |  |  |  | 0 | 0
5509 | RAYBURNCC10 | 1 | South | YES | 0.0944 | 37.3 | 5.2 | 37.3 | 0 | 1.0296 | CC | 1 | 0.17844 | 37.3 | 37.3 | 3.5211 | 37.3 |  |  | 0.17844 | 6.6559 |  |  |  |  | 0 | 0
5511 | RAYBURNCC7 | 1 | South | YES | 0.0944 | 47.5 | 18.2 | 47.5 | 0 | 1.0296 | CC | 1 | 0.17844 | 47.5 | 47.5 | 4.484 | 47.5 |  |  | 0.17844 | 8.476 |  |  |  |  | 0 | 0
5508 | RAYBURNCC9 | 1 | South | YES | 0.0944 | 47.7 | 18.2 | 47.7 | 0 | 1.0296 | CC | 1 | 0.17844 | 47.7 | 47.7 | 4.5029 | 47.7 |  |  | 0.17844 | 8.5117 |  |  |  |  | 0 | 0
5512 | RAYBURNCC8 | 1 | South | YES | 0.0944 | 49.3 | 18.2 | 49.3 | 0 | 1.0296 | CC | 1 | 0.17844 | 49.3 | 49.3 | 4.6539 | 49.3 |  |  | 0.17844 | 8.7972 |  |  |  |  | 0 | 0
8066 | DUP1V#1 | 1 | South | YES | 0.094462 | 52.3 | 0 | 73 | 0 | 1.01 | Cogen | 1 | 0.1785 | 0 | 0 | 0 | 0 |  |  | 0.1785 | 0 |  |  |  |  | 0 | 0
8926 | LGE_GT10A | 1 | South | YES | 0.094677 | 158 | 0 | 158 | 0 | 1.03 | Cogen | 1 | 0.17872 | 0 | 0 | 0 | 0 |  |  | 0.17872 | 0 |  |  |  |  | 0 | 0
8927 | LGE_GT20A | 2 | South | YES | 0.094677 | 153 | 0 | 153 | 0 | 1.03 | Cogen | 1 | 0.17872 | 0 | 0 | 0 | 0 |  |  | 0.17872 | 0 |  |  |  |  | 0 | 0
8928 | LGE_STG0A | 3 | South | YES | 0.094677 | 100 | 0 | 100 | 0 | 1.03 | Cogen | 1 | 0.17872 | 0 | 0 | 0 | 0 |  |  | 0.17872 | 0 |  |  |  |  | 0 | 0
8930 | ICPGN10A | 1 | South | YES | 0.094677 | 149 | 0 | 149 | 0 | 1.03 | Cogen | 1 | 0.17872 | 0 | 0 | 0 | 0 |  |  | 0.17872 | 0 |  |  |  |  | 0 | 0
8931 | ICPGN20A | 2 | South | YES | 0.094677 | 150 | 0 | 150 | 0 | 1.03 | Cogen | 1 | 0.17872 | 0 | 0 | 0 | 0 |  |  | 0.17872 | 0 |  |  |  |  | 0 | 0
8932 | ICPGN30A | 3 | South | YES | 0.094677 | 127 | 0 | 127 | 0 | 1.03 | Cogen | 1 | 0.17872 | 0 | 0 | 0 | 0 |  |  | 0.17872 | 0 |  |  |  |  | 0 | 0
80223 | REYSHR G | 1 | South | YES | 0.094677 | 12 | 0 | 12 | 0 | 1.032 | Cogen | 1 | 0.17872 | 0 | 0 | 0 | 0 |  |  | 0.17872 | 0 |  |  |  |  | 0 | 0
48721 | LEG_1___1 | 1 | North | YES | -0.057159 | 827 | 357 | 827 | 0 | 1.0348 | LIGCO | -1 | 0.17883 | 0 | 827 |  |  | 0 | 0 | -0.17883 | 0 |  |  |  |  | 0 | 0
48722 | LEG_2___2 | 2 | North | YES | -0.057159 | 819 | 357 | 819 | 0 | 1.0348 | LIGCO | -1 | 0.17883 | 0 | 819 |  |  | 0 | 0 | -0.17883 | 0 |  |  |  |  | 0 | 0
88299 | ZAPATA | F | South | YES | 0.094855 | 0 | 0 | 0 | 0 | 1.02 | BLT | 1 | 0.1789 | 0 | 0 | 0 | 0 |  |  | 0.1789 | 0 |  |  |  |  | 0 | 0
8173 | VICEC51A | 5 | South | YES | 0.095424 | 144 | 18 | 144 | 0 | 1.025 | CC | 1 | 0.17947 | 144 | 144 | 13.7411 | 144 |  |  | 0.17947 | 25.843 |  |  |  |  | 0 | 0
8174 | VICEC61A | 6 | South | YES | 0.095424 | 188 | 42 | 188 | 0 | 1.025 | CC | 1 | 0.17947 | 188 | 188 | 17.9397 | 188 |  |  | 0.17947 | 33.7395 |  |  |  |  | 0 | 0
5728 | FALCONHYDRO2 | 2 | South | YES | 0.095439 | 12 | 0 | 12 | 0 | 1.0234 | Hydro | 1 | 0.17948 | 0 | 0 | 0 | 0 |  |  | 0.17948 | 0 |  |  |  |  | 0 | 0
5729 | FALCONHYDRO3 | 3 | South | YES | 0.095439 | 11 | 0 | 11 | 0 | 1.0234 | Hydro | 1 | 0.17948 | 0 | 0 | 0 | 0 |  |  | 0.17948 | 0 |  |  |  |  | 0 | 0
8048 | FALCONHYDRO1 | 1 | South | YES | 0.095439 | 12 | 0 | 12 | 0 | 1.0234 | Hydro | 1 | 0.17948 | 0 | 0 | 0 | 0 |  |  | 0.17948 | 0 |  |  |  |  | 0 | 0
88508 | FALFURRI | F | South | YES | 0.095444 | 0 | 0 | 0 | 0 | 1 | AVR | 1 | 0.17949 | 0 | 0 | 0 | 0 |  |  | 0.17949 | 0 |  |  |  |  | 0 | 0
8442 | NBEC7 | MB | South | YES | 0.095491 | 0 | 81 | 367 |  | 1.0298 | GST | 1 | 0.17953 | 0 | 0 | 0 | 0 |  |  | 0.17953 | 0 |  |  |  |  | 0 | 0
8442 | NBEC7 | 7 | South | YES | 0.095491 | 0 | 81 | 367 |  | 1.0298 | GST | 1 | 0.17953 | 367 | 367 | 35.0452 | 367 |  |  | 0.17953 | 65.8884 |  |  |  |  | 0 | 0
8560 | CNOPGT1 | 1 | South | YES | 0.0955 | 148.3 | 0 | 148.3 | 0 | 1.03 | Cogen | 1 | 0.17954 | 0 | 0 | 0 | 0 |  |  | 0.17954 | 0 |  |  |  |  | 0 | 0
8561 | CNOPGT2 | 2 | South | YES | 0.0955 | 148.6 | 0 | 148.6 | 0 | 1.03 | Cogen | 1 | 0.17954 | 0 | 0 | 0 | 0 |  |  | 0.17954 | 0 |  |  |  |  | 0 | 0
8562 | CNOPST1 | 3 | South | YES | 0.0955 | 153 | 0 | 153 | 0 | 1.03 | Cogen | 1 | 0.17954 | 0 | 0 | 0 | 0 |  |  | 0.17954 | 0 |  |  |  |  | 0 | 0
8456 | COSW#1 | 1 | South | YES | 0.095546 | 20 | 0 | 20 | 0 | 1.027 | Cogen | 1 | 0.17959 | 0 | 0 | 0 | 0 |  |  | 0.17959 | 0 |  |  |  |  | 0 | 0
8457 | COSW#2 | 2 | South | YES | 0.095546 | 14 | 0 | 14 | 0 | 1.027 | Cogen | 1 | 0.17959 | 0 | 0 | 0 | 0 |  |  | 0.17959 | 0 |  |  |  |  | 0 | 0
8459 | B_DAVIS0B | MB | South | YES | 0.095659 | 0 | 50 | 339 |  | 1.03 | GSC | 1 | 0.1797 | 0 | 0 | 0 | 0 |  |  | 0.1797 | 0 |  |  |  |  | 0 | 0
8460 | B_DAVIS0A | MB | South | YES | 0.095659 | 0 | 50 | 340 |  | 1.03 | GSC | 1 | 0.1797 | 0 | 0 | 0 | 0 |  |  | 0.1797 | 0 |  |  |  |  | 0 | 0
80263 | B_DAVIS31A | 3 | South | YES | 0.095659 | 0 | 0 | 180 |  | 1.0366 | CC | 1 | 0.1797 | 180 | 180 | 17.2186 | 180 |  |  | 0.1797 | 32.3461 |  |  |  |  | 0 | 0
80264 | B_DAVIS41A | 4 | South | YES | 0.095659 | 0 | 0 | 180 |  | 1.0366 | CC | 1 | 0.1797 | 180 | 180 | 17.2186 | 180 |  |  | 0.1797 | 32.3461 |  |  |  |  | 0 | 0
8506 | VAL #1 | 1 | South | YES | 0.095699 | 20.9 | 0 | 25 | 0 | 1.0055 | Cogen | 1 | 0.17974 | 0 | 0 | 0 | 0 |  |  | 0.17974 | 0 |  |  |  |  | 0 | 0
8507 | VAL #2 | 2 | South | YES | 0.095699 | 20.9 | 0 | 25 | 0 | 1.0055 | Cogen | 1 | 0.17974 | 0 | 0 | 0 | 0 |  |  | 0.17974 | 0 |  |  |  |  | 0 | 0
7028 | L_MARBFA1_1Y | 1 | South | YES | 0.095727 | 0 | 0 | 18 |  | 1 | Hydro | 1 | 0.17977 | 0 | 0 | 0 | 0 |  |  | 0.17977 | 0 |  |  |  |  | 0 | 0
7029 | L_MARBFA1_2Y | 2 | South | YES | 0.095727 | 0 | 0 | 18 |  | 1 | Hydro | 1 | 0.17977 | 0 | 0 | 0 | 0 |  |  | 0.17977 | 0 |  |  |  |  | 0 | 0
8461 | KOCH_UP0A | 1 | South | YES | 0.095783 | 38 | 0 | 38 | 0 | 1.012 | Cogen | 1 | 0.17982 | 0 | 0 | 0 | 0 |  |  | 0.17982 | 0 |  |  |  |  | 0 | 0
8511 | OXY_CC0A | 1 | South | YES | 0.095787 | 30.3 | 0 | 38 | 0 | 1.027 | Cogen | 1 | 0.17983 | 0 | 0 | 0 | 0 |  |  | 0.17983 | 0 |  |  |  |  | 0 | 0
8933 | FGNTS001 | 1 | South | YES | 0.096048 | 146.5 | 0 | 146.5 | 0 | 1.03 | CC | 1 | 0.18009 | 146.5 | 146.5 | 14.071 | 146.5 |  |  | 0.18009 | 26.3831 |  |  |  |  | 0 | 0
8934 | FGNTS101 | 2 | South | YES | 0.096048 | 147.9 | 0 | 147.9 | 0 | 1.03 | CC | 1 | 0.18009 | 147.9 | 147.9 | 14.2055 | 147.9 |  |  | 0.18009 | 26.6352 |  |  |  |  | 0 | 0
8935 | FGNTS201 | 3 | South | YES | 0.096048 | 173 | 0 | 173 | 0 | 1.03 | CC | 1 | 0.18009 | 173 | 173 | 16.6163 | 173 |  |  | 0.18009 | 31.1555 |  |  |  |  | 0 | 0
8517 | CELANEBI0A | 1 | South | YES | 0.09611 | 29 | 0 | 29 | 0 | 1.02 | Cogen | 1 | 0.18015 | 0 | 0 | 0 | 0 |  |  | 0.18015 | 0 |  |  |  |  | 0 | 0
8982 | HECN2 | 2 | South | YES | 0.096152 | 144.1 | 0 | 144.1 | 0 | 1.0304 | CC | 1 | 0.18019 | 144.1 | 144.1 | 13.8555 | 144.1 |  |  | 0.18019 | 25.9659 |  |  |  |  | 0 | 0
8981 | HECN1 | 1 | South | YES | 0.096152 | 144.8 | 0 | 144.8 | 0 | 1.0304 | CC | 1 | 0.18019 | 144.8 | 144.8 | 13.9228 | 144.8 |  |  | 0.18019 | 26.092 |  |  |  |  | 0 | 0
8983 | HECN3 | 3 | South | YES | 0.096152 | 171.9 | 0 | 171.9 | 0 | 1.0304 | CC | 1 | 0.18019 | 171.9 | 171.9 | 16.5285 | 171.9 |  |  | 0.18019 | 30.9752 |  |  |  |  | 0 | 0
8936 | MVGN#1 | 1 | South | YES | 0.096152 | 216.6 | 0 | 216.6 | 0 | 1.0304 | CC | 1 | 0.18019 | 216.6 | 216.6 | 20.8265 | 216.6 |  |  | 0.18019 | 39.0299 |  |  |  |  | 0 | 0
8937 | MVGN#2 | 2 | South | YES | 0.096152 | 216.7 | 0 | 216.7 | 0 | 1.0304 | CC | 1 | 0.18019 | 216.7 | 216.7 | 20.8361 | 216.7 |  |  | 0.18019 | 39.0479 |  |  |  |  | 0 | 0
8938 | MVGN#3 | 3 | South | YES | 0.096152 | 250.9 | 0 | 250.9 | 0 | 1.0304 | CC | 1 | 0.18019 | 250.9 | 250.9 | 24.1245 | 250.9 |  |  | 0.18019 | 45.2105 |  |  |  |  | 0 | 0
80003 | MILHWYS | F | South | YES | 0.096187 | 0 | 0 | 0 | 0 | 1.0168 | AVR | 1 | 0.18023 | 0 | 0 | 0 | 0 |  |  | 0.18023 | 0 |  |  |  |  | 0 | 0
5933 | SI_RAY6 | 6 | South | YES | 0.096187 | 15.4 | 10 | 19.3 | 0 | 1.035 | GST | 1 | 0.18023 | 19.3 | 19.3 | 1.8564 | 19.3 |  |  | 0.18023 | 3.4784 |  |  |  |  | 0 | 0
5932 | SI_RAY9 | 9 | South | YES | 0.096187 | 32 | 32 | 38 | 0 | 1.035 | CC | 1 | 0.18023 | 38 | 38 | 3.6551 | 38 |  |  | 0.18023 | 6.8487 |  |  |  |  | 0 | 0
5935 | SI_RAY10 | 10 | South | YES | 0.096187 | 47 | 10 | 47 | 0 | 1.03 | CC | 1 | 0.18023 | 47 | 47 | 4.5208 | 47 |  |  | 0.18023 | 8.4707 |  |  |  |  | 0 | 0
80080 | GWINDT11A | 4 | South | YES | 0.096212 | 3.8 | 0 | 19 | 0 | 1.025 | Wind | 1 | 0.18025 | 0 | 19 | 1.828 | 19 |  |  | 0.18025 | 3.4248 |  |  |  |  | 0 | 0
80081 | GWINDT21A | 4 | South | YES | 0.096212 | 4.4 | 0 | 22 | 0 | 1.025 | Wind | 1 | 0.18025 | 0 | 22 | 2.1167 | 22 |  |  | 0.18025 | 3.9656 |  |  |  |  | 0 | 0
80081 | GWINDT21A | 2 | South | YES | 0.096212 | 7.2 | 0 | 36 | 0 | 1.025 | Wind | 1 | 0.18025 | 0 | 36 | 3.4636 | 36 |  |  | 0.18025 | 6.4891 |  |  |  |  | 0 | 0
80080 | GWINDT11A | 3 | South | YES | 0.096212 | 0 | 0 | 38 | 0 | 1.025 | Wind | 1 | 0.18025 | 0 | 38 | 3.6561 | 38 |  |  | 0.18025 | 6.8496 |  |  |  |  | 0 | 0
80080 | GWINDT11A | 2 | South | YES | 0.096212 | 0 | 0 | 41 | 0 | 1.025 | Wind | 1 | 0.18025 | 0 | 41 | 3.9447 | 41 |  |  | 0.18025 | 7.3904 |  |  |  |  | 0 | 0
80081 | GWINDT21A | 3 | South | YES | 0.096212 | 8.6 | 0 | 43 | 0 | 1.025 | Wind | 1 | 0.18025 | 0 | 43 | 4.1371 | 43 |  |  | 0.18025 | 7.7509 |  |  |  |  | 0 | 0
80180 | PNSCALT11A | 2 | South | YES | 0.096212 | 10 | 0 | 50 | 0 | 1.025 | Wind | 1 | 0.18025 | 0 | 50 | 4.8106 | 50 |  |  | 0.18025 | 9.0127 |  |  |  |  | 0 | 0
80181 | PNSCALT21A | 2 | South | YES | 0.096212 | 10 | 0 | 50 | 0 | 1.025 | Wind | 1 | 0.18025 | 0 | 50 | 4.8106 | 50 |  |  | 0.18025 | 9.0127 |  |  |  |  | 0 | 0
80181 | PNSCALT21A | 1 | South | YES | 0.096212 | 16.5 | 0 | 55 | 0 | 1.025 | Wind | 1 | 0.18025 | 0 | 55 | 5.2917 | 55 |  |  | 0.18025 | 9.9139 |  |  |  |  | 0 | 0
80080 | GWINDT11A | 1 | South | YES | 0.096212 | 28.2 | 0 | 94 | 0 | 1.025 | Wind | 1 | 0.18025 | 0 | 94 | 9.0439 | 94 |  |  | 0.18025 | 16.9438 |  |  |  |  | 0 | 0
80081 | GWINDT21A | 1 | South | YES | 0.096212 | 28.2 | 0 | 94 | 0 | 1.025 | Wind | 1 | 0.18025 | 0 | 94 | 9.0439 | 94 |  |  | 0.18025 | 16.9438 |  |  |  |  | 0 | 0
80180 | PNSCALT11A | 1 | South | YES | 0.096212 | 43.8 | 0 | 148 | 0 | 1.025 | Wind | 1 | 0.18025 | 0 | 148 | 14.2394 | 148 |  |  | 0.18025 | 26.6775 |  |  |  |  | 0 | 0
60018 | DSKY1 | 1 | West | YES | -0.060606 | 21 | 0 | 84 | 0 | 1.023 | Wind | -1 | 0.18228 | 0 | 84 |  |  |  |  | -0.18228 | 0 |  |  |  |  | 0 | 0
60000 | DSKY2 | 1 | West | YES | -0.060804 | 19.1 | 0 | 76.5 |  | 1.039 | Wind | -1 | 0.18248 | 0 | 76.5 |  |  |  |  | -0.18248 | 0 |  |  |  |  | 0 | 0
60017 | ORNNWP1 | 1 | West | YES | -0.061397 | 20 | 0 | 80 |  | 1.027 | Wind | -1 | 0.18307 | 0 | 80 |  |  |  |  | -0.18307 | 0 |  |  |  |  | 0 | 0
8161 | COLETO0A | 1 | South | YES | 0.099675 | 633 | 200 | 633 | 0 | 1.03 | LIGCO | 1 | 0.18372 | 0 | 633 | 63.0943 | 633 |  |  | 0.18372 | 116.2925 |  |  |  |  | 0 | 0
58909 | PEARSALLSCG1 | 3 | South | YES | 0.099869 | 0 | 0 | 8.4 |  | 1.027 | Diesel | 1 | 0.18391 | 8.4 | 8.4 | 0.8389 | 8.4 |  |  | 0.18391 | 1.5448 |  |  |  |  | 0 | 0
58909 | PEARSALLSCG1 | 4 | South | YES | 0.099869 | 0 | 0 | 8.4 |  | 1.027 | Diesel | 1 | 0.18391 | 8.4 | 8.4 | 0.8389 | 8.4 |  |  | 0.18391 | 1.5448 |  |  |  |  | 0 | 0
58909 | PEARSALLSCG1 | 6 | South | YES | 0.099869 | 0 | 0 | 8.4 |  | 1.027 | Diesel | 1 | 0.18391 | 8.4 | 8.4 | 0.8389 | 8.4 |  |  | 0.18391 | 1.5448 |  |  |  |  | 0 | 0
58909 | PEARSALLSCG1 | 5 | South | YES | 0.099869 | 0 | 0 | 8.4 |  | 1.027 | Diesel | 1 | 0.18391 | 8.4 | 8.4 | 0.8389 | 8.4 |  |  | 0.18391 | 1.5448 |  |  |  |  | 0 | 0
58909 | PEARSALLSCG1 | 1 | South | YES | 0.099869 | 0 | 0 | 8.4 |  | 1.027 | Diesel | 1 | 0.18391 | 8.4 | 8.4 | 0.8389 | 8.4 |  |  | 0.18391 | 1.5448 |  |  |  |  | 0 | 0
58909 | PEARSALLSCG1 | 2 | South | YES | 0.099869 | 0 | 0 | 8.4 |  | 1.027 | Diesel | 1 | 0.18391 | 8.4 | 8.4 | 0.8389 | 8.4 |  |  | 0.18391 | 1.5448 |  |  |  |  | 0 | 0
58919 | PEARSALLSCG2 | 5 | South | YES | 0.099869 | 0 | 0 | 8.4 |  | 1.027 | Diesel | 1 | 0.18391 | 8.4 | 8.4 | 0.8389 | 8.4 |  |  | 0.18391 | 1.5448 |  |  |  |  | 0 | 0
58919 | PEARSALLSCG2 | 6 | South | YES | 0.099869 | 0 | 0 | 8.4 |  | 1.027 | Diesel | 1 | 0.18391 | 8.4 | 8.4 | 0.8389 | 8.4 |  |  | 0.18391 | 1.5448 |  |  |  |  | 0 | 0
58919 | PEARSALLSCG2 | 1 | South | YES | 0.099869 | 0 | 0 | 8.4 |  | 1.027 | Diesel | 1 | 0.18391 | 8.4 | 8.4 | 0.8389 | 8.4 |  |  | 0.18391 | 1.5448 |  |  |  |  | 0 | 0
58919 | PEARSALLSCG2 | 2 | South | YES | 0.099869 | 0 | 0 | 8.4 |  | 1.027 | Diesel | 1 | 0.18391 | 8.4 | 8.4 | 0.8389 | 8.4 |  |  | 0.18391 | 1.5448 |  |  |  |  | 0 | 0
58919 | PEARSALLSCG2 | 4 | South | YES | 0.099869 | 0 | 0 | 8.4 |  | 1.027 | Diesel | 1 | 0.18391 | 8.4 | 8.4 | 0.8389 | 8.4 |  |  | 0.18391 | 1.5448 |  |  |  |  | 0 | 0
58919 | PEARSALLSCG2 | 3 | South | YES | 0.099869 | 0 | 0 | 8.4 |  | 1.027 | Diesel | 1 | 0.18391 | 8.4 | 8.4 | 0.8389 | 8.4 |  |  | 0.18391 | 1.5448 |  |  |  |  | 0 | 0
58929 | PEARSALLSCG3 | 4 | South | YES | 0.099869 | 0 | 0 | 8.4 |  | 1.027 | Diesel | 1 | 0.18391 | 8.4 | 8.4 | 0.8389 | 8.4 |  |  | 0.18391 | 1.5448 |  |  |  |  | 0 | 0
58929 | PEARSALLSCG3 | 6 | South | YES | 0.099869 | 0 | 0 | 8.4 |  | 1.027 | Diesel | 1 | 0.18391 | 8.4 | 8.4 | 0.8389 | 8.4 |  |  | 0.18391 | 1.5448 |  |  |  |  | 0 | 0
58929 | PEARSALLSCG3 | 2 | South | YES | 0.099869 | 0 | 0 | 8.4 |  | 1.027 | Diesel | 1 | 0.18391 | 8.4 | 8.4 | 0.8389 | 8.4 |  |  | 0.18391 | 1.5448 |  |  |  |  | 0 | 0
58929 | PEARSALLSCG3 | 5 | South | YES | 0.099869 | 0 | 0 | 8.4 |  | 1.027 | Diesel | 1 | 0.18391 | 8.4 | 8.4 | 0.8389 | 8.4 |  |  | 0.18391 | 1.5448 |  |  |  |  | 0 | 0
58929 | PEARSALLSCG3 | 1 | South | YES | 0.099869 | 0 | 0 | 8.4 |  | 1.027 | Diesel | 1 | 0.18391 | 8.4 | 8.4 | 0.8389 | 8.4 |  |  | 0.18391 | 1.5448 |  |  |  |  | 0 | 0
58929 | PEARSALLSCG3 | 3 | South | YES | 0.099869 | 0 | 0 | 8.4 |  | 1.027 | Diesel | 1 | 0.18391 | 8.4 | 8.4 | 0.8389 | 8.4 |  |  | 0.18391 | 1.5448 |  |  |  |  | 0 | 0
58949 | PEARSALLSCG4 | 3 | South | YES | 0.099869 | 0 | 0 | 8.4 |  | 1.027 | Diesel | 1 | 0.18391 | 8.4 | 8.4 | 0.8389 | 8.4 |  |  | 0.18391 | 1.5448 |  |  |  |  | 0 | 0
58949 | PEARSALLSCG4 | 2 | South | YES | 0.099869 | 0 | 0 | 8.4 |  | 1.027 | Diesel | 1 | 0.18391 | 8.4 | 8.4 | 0.8389 | 8.4 |  |  | 0.18391 | 1.5448 |  |  |  |  | 0 | 0
58949 | PEARSALLSCG4 | 1 | South | YES | 0.099869 | 0 | 0 | 8.4 |  | 1.027 | Diesel | 1 | 0.18391 | 8.4 | 8.4 | 0.8389 | 8.4 |  |  | 0.18391 | 1.5448 |  |  |  |  | 0 | 0
58949 | PEARSALLSCG4 | 4 | South | YES | 0.099869 | 0 | 0 | 8.4 |  | 1.027 | Diesel | 1 | 0.18391 | 8.4 | 8.4 | 0.8389 | 8.4 |  |  | 0.18391 | 1.5448 |  |  |  |  | 0 | 0
58949 | PEARSALLSCG4 | 6 | South | YES | 0.099869 | 0 | 0 | 8.4 |  | 1.027 | Diesel | 1 | 0.18391 | 8.4 | 8.4 | 0.8389 | 8.4 |  |  | 0.18391 | 1.5448 |  |  |  |  | 0 | 0
58949 | PEARSALLSCG4 | 5 | South | YES | 0.099869 | 0 | 0 | 8.4 |  | 1.027 | Diesel | 1 | 0.18391 | 8.4 | 8.4 | 0.8389 | 8.4 |  |  | 0.18391 | 1.5448 |  |  |  |  | 0 | 0
88198 | BEEVILLE | F | South | YES | 0.10054 | 0 | 0 | 0 | 0 | 1.02 | AVR | 1 | 0.18458 | 0 | 0 | 0 | 0 |  |  | 0.18458 | 0 |  |  |  |  | 0 | 0
38437 | TNSRBNMESA9 | 1 | West | YES | -0.063741 | 37.5 | 0 | 150 | 0 | 1.02 | Wind | -1 | 0.18541 | 0 | 150 |  |  |  |  | -0.18541 | 0 |  |  |  |  | 0 | 0
38332 | TNWDWRDU2_8 | 1 | West | YES | -0.063808 | 20 | 0 | 80 | 0 | 1.0232 | Wind | -1 | 0.18548 | 0 | 80 |  |  |  |  | -0.18548 | 0 |  |  |  |  | 0 | 0
60016 | WOODWRD11A | 1 | West | YES | -0.063824 | 20 | 0 | 80 |  | 1.033 | Wind | -1 | 0.1855 | 0 | 80 |  |  |  |  | -0.1855 | 0 |  |  |  |  | 0 | 0
6016 | SWMESA | 1 | West | YES | -0.063905 | 18.8 | 0 | 75 |  | 1.03 | Wind | -1 | 0.18558 | 0 | 75 |  |  |  |  | -0.18558 | 0 |  |  |  |  | 0 | 0
60003 | KING_NE1A | 1 | West | YES | -0.063905 | 20 | 0 | 80 |  | 1.03 | Wind | -1 | 0.18558 | 0 | 80 |  |  |  |  | -0.18558 | 0 |  |  |  |  | 0 | 0
60005 | KING_SE1A | 1 | West | YES | -0.063905 | 10 | 0 | 40 |  | 1.035 | Wind | -1 | 0.18558 | 0 | 40 |  |  |  |  | -0.18558 | 0 |  |  |  |  | 0 | 0
60201 | RIO DRCS | F | West | YES | -0.064032 | 0 | 0 | 0 | 0 | 1.025 | AVR | -1 | 0.18571 | 0 | 0 |  |  |  |  | -0.18571 | 0 |  |  |  |  | 0 | 0
5892 | PEARSALLGEN3 | 1 | South | YES | 0.10183 | 19.1 | 6 | 23.9 | 0 | 1.0226 | GST | 1 | 0.18587 | 23.9 | 23.9 | 2.4337 | 23.9 |  |  | 0.18587 | 4.4423 |  |  |  |  | 0 | 0
5890 | PEARSALLGEN1 | 1 | South | YES | 0.10183 | 19.2 | 6 | 24 | 0 | 1.0226 | GST | 1 | 0.18587 | 24 | 24 | 2.4438 | 24 |  |  | 0.18587 | 4.4608 |  |  |  |  | 0 | 0
5891 | PEARSALLGEN2 | 1 | South | YES | 0.10183 | 19.4 | 6 | 24.3 | 0 | 1.0226 | GST | 1 | 0.18587 | 24.3 | 24.3 | 2.4744 | 24.3 |  |  | 0.18587 | 4.5166 |  |  |  |  | 0 | 0
60007 | KING_SW1A | 1 | West | YES | -0.064346 | 20 | 0 | 80 |  | 1.03 | Wind | -1 | 0.18602 | 0 | 80 |  |  |  |  | -0.18602 | 0 |  |  |  |  | 0 | 0
60019 | KING_NW1A | 1 | West | YES | -0.064346 | 20 | 0 | 80 |  | 1.03 | Wind | -1 | 0.18602 | 0 | 80 |  |  |  |  | -0.18602 | 0 |  |  |  |  | 0 | 0
1349 | WESTXWIN_1G | 1 | West | YES | -0.070763 | 1.3 | 0 | 6.6 |  | 1.014 | Wind | -1 | 0.19244 | 0 | 6.6 |  |  |  |  | -0.19244 | 0 |  |  |  |  | 0 | 0
1350 | NWPWRG1_1G | 1 | West | YES | -0.070763 | 6.9 | 1 | 34.3 |  | 1.014 | Wind | -1 | 0.19244 | 0 | 34.3 |  |  |  |  | -0.19244 | 0 |  |  |  |  | 0 | 0
3381 | BBRN_1G | 1 | North | YES | -0.071012 | 618 | 225 | 618 | 0 | 1.03 | LIGCO | -1 | 0.19269 | 0 | 618 |  |  | 0 | 0 | -0.19269 | 0 |  |  |  |  | 0 | 0
3382 | BBRN_2G | 2 | North | YES | -0.071012 | 589 | 225 | 589 | 0 | 1.03 | LIGCO | -1 | 0.19269 | 0 | 589 |  |  | 0 | 0 | -0.19269 | 0 |  |  |  |  | 0 | 0
1008 | PB6GEN_7G | 6 | West | YES | -0.071167 | 515 | 130 | 515 | 0 | 1.036 | GST | -1 | 0.19284 | 515 | 515 |  |  |  |  | -0.19284 | -99.3127 |  |  |  |  | 0 | 0
1007 | PB5GEN_6G | 5 | West | YES | -0.071167 | 91.2 | 40 | 114 | 0 | 1.036 | GST | -1 | 0.19284 | 114 | 114 |  |  |  |  | -0.19284 | -21.9838 |  |  |  |  | 0 | 0
1005 | PBCTDGE_4G | D | West | YES | -0.071167 | 65 | 65 | 68 | 0 | 1.036 | GGT | -1 | 0.19284 | 68 | 68 |  |  |  |  | -0.19284 | -13.1131 |  |  |  |  | 0 | 0
1004 | PBCTCGE_3G | C | West | YES | -0.071167 | 62 | 62 | 67 | 0 | 1.036 | GGT | -1 | 0.19284 | 67 | 67 |  |  |  |  | -0.19284 | -12.9203 |  |  |  |  | 0 | 0
1006 | PBCTEGE_5G | E | West | YES | -0.071167 | 65 | 65 | 67 | 0 | 1.036 | GGT | -1 | 0.19284 | 67 | 67 |  |  |  |  | -0.19284 | -12.9203 |  |  |  |  | 0 | 0
1002 | PBCTAGE_1G | A | West | YES | -0.071167 | 64 | 64 | 66 | 0 | 1.036 | GGT | -1 | 0.19284 | 66 | 66 |  |  |  |  | -0.19284 | -12.7275 |  |  |  |  | 0 | 0
1003 | PBCTBGE_2G | B | West | YES | -0.071167 | 65 | 65 | 66 | 0 | 1.036 | GGT | -1 | 0.19284 | 66 | 66 |  |  |  |  | -0.19284 | -12.7275 |  |  |  |  | 0 | 0
7038 | L_DELAWA1_1Y | 1 | West | YES | -0.071239 | 3.5 | 0 | 35 | 0 | 1 | Wind | -1 | 0.19291 | 0 | 35 |  |  |  |  | -0.19291 | 0 |  |  |  |  | 0 | 0
7038 | L_DELAWA1_1Y | 2 | West | YES | -0.071239 | 3 | 0 | 30 | 0 | 1 | Wind | -1 | 0.19291 | 0 | 30 |  |  |  |  | -0.19291 | 0 |  |  |  |  | 0 | 0
11147 | NOTREES_1G | 1 | West | YES | -0.071379 | 29.8 | 0 | 149 | 0 | 1.017 | Wind | -1 | 0.19305 | 0 | 149 |  |  |  |  | -0.19305 | 0 |  |  |  |  | 0 | 0
76091 | L_DIVIDE1_1N | W1 | West | YES | -0.071468 | 22.5 | 0 | 112.5 |  | 1.02 | Wind | -1 | 0.19314 | 0 | 112.5 |  |  |  |  | -0.19314 | 0 |  |  |  |  | 0 | 0
76095 | L_CAPRSI1_1N | W1 | West | YES | -0.071468 | 29.9 | 0 | 149.5 | 0 | 1.02 | Wind | -1 | 0.19314 | 0 | 149.5 |  |  |  |  | -0.19314 | 0 |  |  |  |  | 0 | 0
76096 | L_CAPRSI1_2N | W1 | West | YES | -0.071468 | 37.2 | 0 | 186 | 0 | 1.02 | Wind | -1 | 0.19314 | 0 | 186 |  |  |  |  | -0.19314 | 0 |  |  |  |  | 0 | 0
76097 | L_CAPRGE1_1N | W1 | West | YES | -0.071468 | 42.9 | 0 | 214.5 | 0 | 1.02 | Wind | -1 | 0.19314 | 0 | 214.5 |  |  |  |  | -0.19314 | 0 |  |  |  |  | 0 | 0
5903 | SANMIGUELGEN | 1 | South | YES | 0.10912 | 396.3 | 180 | 396.3 | 0 | 1.0336 | LIGCO | 1 | 0.19316 | 0 | 396.3 | 43.2435 | 396.3 |  |  | 0.19316 | 76.5491 |  |  |  |  | 0 | 0
60057 | CALLAHAN1A | 1 | West | YES | -0.071665 | 22.8 | 0 | 114 | 0 | 1.04 | Wind | -1 | 0.19334 | 0 | 114 |  |  |  |  | -0.19334 | 0 |  |  |  |  | 0 | 0
76031 | L_GASCCR1_1N | W1 | West | YES | -0.071807 | 30 | 0 | 150 | 0 | 1.02 | Wind | -1 | 0.19348 | 0 | 150 |  |  |  |  | -0.19348 | 0 |  |  |  |  | 0 | 0
13133 | CALFREST_3G | 3 | North | YES | -0.072003 | 177.4 | 40 | 177.4 | 0 | 1.031 | CC | -1 | 0.19368 | 177.4 | 177.4 |  |  | -12.7733 | 177.4 | -0.19368 | -34.3582 |  |  |  |  | 0 | 0
13132 | CALFREST_2G | 2 | North | YES | -0.072003 | 151 | 57 | 151 | 0 | 1.031 | CC | -1 | 0.19368 | 151 | 151 |  |  | -10.8725 | 151 | -0.19368 | -29.2451 |  |  |  |  | 0 | 0
13131 | CALFREST_1G | 1 | North | YES | -0.072003 | 150.7 | 40 | 150.7 | 0 | 1.031 | CC | -1 | 0.19368 | 150.7 | 150.7 |  |  | -10.8509 | 150.7 | -0.19368 | -29.187 |  |  |  |  | 0 | 0
1320 | BSP 1 | 1 | West | YES | -0.07208 | 25.5 | 2.9 | 25.8 | 0 | 1 | Cogen | -1 | 0.19375 | 0 | 0 |  |  |  |  | -0.19375 | 0 |  |  |  |  | 0 | 0
1326 | STANTONW_8 | 1 | West | YES | -0.072172 | 20.1 | 0 | 100.5 |  | 1.01 | Wind | -1 | 0.19385 | 0 | 100.5 |  |  |  |  | -0.19385 | 0 |  |  |  |  | 0 | 0
11025 | TIEHVSG_2G | 1 | West | YES | -0.072191 | 213.2 | 63 | 213.2 | 0 | 1.012 | CC | -1 | 0.19386 | 213.2 | 213.2 |  |  |  |  | -0.19386 | -41.3318 |  |  |  |  | 0 | 0
11020 | TIEHVSG_1G | 1 | West | YES | -0.072191 | 208.2 | 63 | 208.2 | 0 | 1.012 | CC | -1 | 0.19386 | 208.2 | 208.2 |  |  |  |  | -0.19386 | -40.3625 |  |  |  |  | 0 | 0
11024 | TIEHVCG_4G | 1 | West | YES | -0.072191 | 147 | 103 | 147 | 0 | 1.012 | CC | -1 | 0.19386 | 147 | 147 |  |  |  |  | -0.19386 | -28.498 |  |  |  |  | 0 | 0
11021 | TIEHVCG_1G | 1 | West | YES | -0.072191 | 142.1 | 103 | 142.1 | 0 | 1.012 | CC | -1 | 0.19386 | 142.1 | 142.1 |  |  |  |  | -0.19386 | -27.5481 |  |  |  |  | 0 | 0
11023 | TIEHVCG_3G | 1 | West | YES | -0.072191 | 137.4 | 103 | 137.4 | 0 | 1.012 | CC | -1 | 0.19386 | 137.4 | 137.4 |  |  |  |  | -0.19386 | -26.6369 |  |  |  |  | 0 | 0
11022 | TIEHVCG_2G | 1 | West | YES | -0.072191 | 132.4 | 103 | 132.4 | 0 | 1.012 | CC | -1 | 0.19386 | 132.4 | 132.4 |  |  |  |  | -0.19386 | -25.6676 |  |  |  |  | 0 | 0
11014 | NAV6ST | 1 | West | YES | -0.072203 | 115 | 40 | 115 | 0 | 1.029 | CC | -1 | 0.19388 | 115 | 115 |  |  |  |  | -0.19388 | -22.2958 |  |  |  |  | 0 | 0
11011 | NAV3ST | 1 | West | YES | -0.072203 | 92.8 | 40 | 92.8 | 0 | 1.029 | CC | -1 | 0.19388 | 92.8 | 92.8 |  |  |  |  | -0.19388 | -17.9917 |  |  |  |  | 0 | 0
11012 | NAV4CT | 1 | West | YES | -0.072203 | 80 | 18 | 80 | 0 | 1.029 | CC | -1 | 0.19388 | 80 | 80 |  |  |  |  | -0.19388 | -15.5101 |  |  |  |  | 0 | 0
11013 | NAV5CT | 1 | West | YES | -0.072203 | 80 | 18 | 80 | 0 | 1.029 | CC | -1 | 0.19388 | 80 | 80 |  |  |  |  | -0.19388 | -15.5101 |  |  |  |  | 0 | 0
11009 | NAV2CT | 1 | West | YES | -0.072203 | 71.4 | 18 | 71.4 | 0 | 1.029 | CC | -1 | 0.19388 | 71.4 | 71.4 |  |  |  |  | -0.19388 | -13.8428 |  |  |  |  | 0 | 0
11001 | NAV1CT | 1 | West | YES | -0.072203 | 70.4 | 18 | 70.4 | 0 | 1.029 | CC | -1 | 0.19388 | 70.4 | 70.4 |  |  |  |  | -0.19388 | -13.6489 |  |  |  |  | 0 | 0
13136 | CALFREST_6G | 6 | North | YES | -0.072212 | 177.5 | 40 | 177.5 | 0 | 1.031 | CC | -1 | 0.19389 | 177.5 | 177.5 |  |  | -12.8176 | 177.5 | -0.19389 | -34.4146 |  |  |  |  | 0 | 0
13135 | CALFREST_5G | 5 | North | YES | -0.072212 | 152.3 | 57 | 152.3 | 0 | 1.031 | CC | -1 | 0.19389 | 152.3 | 152.3 |  |  | -10.9979 | 152.3 | -0.19389 | -29.5287 |  |  |  |  | 0 | 0
13134 | CALFREST_4G | 4 | North | YES | -0.072212 | 151.5 | 40 | 151.5 | 0 | 1.031 | CC | -1 | 0.19389 | 151.5 | 151.5 |  |  | -10.9401 | 151.5 | -0.19389 | -29.3736 |  |  |  |  | 0 | 0
1328 | OCOTILLO_1G | 1 | West | YES | -0.072307 | 11.6 | 0 | 58 |  | 1.01 | Wind | -1 | 0.19398 | 0 | 58 |  |  |  |  | -0.19398 | 0 |  |  |  |  | 0 | 0
1333 | MCDDONAL_8 | 1 | West | YES | -0.072491 | 42.8 | 0 | 214.2 |  | 1.01 | Wind | -1 | 0.19416 | 0 | 214.2 |  |  |  |  | -0.19416 | 0 |  |  |  |  | 0 | 0
1327 | WILDHRSE_1G | 1 | West | YES | -0.072726 | 0 | 0 | 120 |  | 1 | Wind | -1 | 0.1944 | 0 | 120 |  |  |  |  | -0.1944 | 0 |  |  |  |  | 0 | 0
1360 | GUNSIGHT_8 | 1 | West | YES | -0.072767 | 0 | 0 | 120 |  | 1.01 | Wind | -1 | 0.19444 | 0 | 120 |  |  |  |  | -0.19444 | 0 |  |  |  |  | 0 | 0
11320 | COYOTE_1G | 1 | West | YES | -0.073055 | 22.5 | 0 | 225 |  | 1 | Wind | -1 | 0.19473 | 0 | 225 |  |  |  |  | -0.19473 | 0 |  |  |  |  | 0 | 0
1045 | CALENG1G_1G | 1 | West | YES | -0.07306 | 73.4 | 27 | 73.4 | 0 | 1.014 | Cogen | -1 | 0.19473 | 0 | 0 |  |  |  |  | -0.19473 | 0 |  |  |  |  | 0 | 0
1046 | CALENG2G_2G | 2 | West | YES | -0.07306 | 73.4 | 27 | 73.4 | 0 | 1.014 | Cogen | -1 | 0.19473 | 0 | 0 |  |  |  |  | -0.19473 | 0 |  |  |  |  | 0 | 0
1047 | CALENG3G_3G | 3 | West | YES | -0.07306 | 70.4 | 27 | 70.4 | 0 | 1.014 | Cogen | -1 | 0.19473 | 0 | 0 |  |  |  |  | -0.19473 | 0 |  |  |  |  | 0 | 0
11309 | BULLCREK_2G | 1 | West | YES | -0.073124 | 20.9 | 0 | 180 |  | 1 | Wind | -1 | 0.1948 | 0 | 180 |  |  |  |  | -0.1948 | 0 |  |  |  |  | 0 | 0
11310 | BULLCREK_1G | 1 | West | YES | -0.073124 | 15.1 | 0 | 180 |  | 1 | Wind | -1 | 0.1948 | 0 | 180 |  |  |  |  | -0.1948 | 0 |  |  |  |  | 0 | 0
1058 | LONGSHORE_5 | 1 | West | YES | -0.073259 | 30 | 0 | 150 |  | 1.01 | Wind | -1 | 0.19493 | 0 | 150 |  |  |  |  | -0.19493 | 0 |  |  |  |  | 0 | 0
1058 | LONGSHORE_5 | 2 | West | YES | -0.073259 | 44 | 0 | 220 |  | 1.01 | Wind | -1 | 0.19493 | 0 | 220 |  |  |  |  | -0.19493 | 0 |  |  |  |  | 0 | 0
11065 | ELBOWCK_1G | 1 | West | YES | -0.073259 | 23.4 | 0 | 121.9 | 0 | 1 | Wind | -1 | 0.19493 | 0 | 121.9 |  |  |  |  | -0.19493 | 0 |  |  |  |  | 0 | 0
60058 | BUFF_GAP1A | 1 | West | YES | -0.073426 | 24 | 0 | 120 |  | 1 | Wind | -1 | 0.1951 | 0 | 120 |  |  |  |  | -0.1951 | 0 |  |  |  |  | 0 | 0
60060 | CIRELLO | 1 | West | YES | -0.073426 | 46.6 | 0 | 233 | 0 | 1 | Wind | -1 | 0.1951 | 0 | 233 |  |  |  |  | -0.1951 | 0 |  |  |  |  | 0 | 0
60063 | BUFF_GAP1B | 1 | West | YES | -0.073426 | 34 | 0 | 170.2 | 0 | 1.02 | Wind | -1 | 0.1951 | 0 | 170.2 |  |  |  |  | -0.1951 | 0 |  |  |  |  | 0 | 0
60066 | H_HOLLOW1A | 1 | West | YES | -0.073426 | 44.4 | 0 | 222 | 0 | 1.005 | Wind | -1 | 0.1951 | 0 | 222 |  |  |  |  | -0.1951 | 0 |  |  |  |  | 0 | 0
60068 | HHOLLOW21A | 1 | West | YES | -0.073426 | 36.8 | 0 | 184 | 0 | 1.025 | Wind | -1 | 0.1951 | 0 | 184 |  |  |  |  | -0.1951 | 0 |  |  |  |  | 0 | 0
60070 | HHOLLOW31A | 1 | West | YES | -0.073426 | 44.8 | 0 | 224 | 0 | 1.025 | Wind | -1 | 0.1951 | 0 | 224 |  |  |  |  | -0.1951 | 0 |  |  |  |  | 0 | 0
60072 | HHOLLOW41A | 1 | West | YES | -0.073426 | 23 | 0 | 115 | 0 | 1.025 | Wind | -1 | 0.1951 | 0 | 115 |  |  |  |  | -0.1951 | 0 |  |  |  |  | 0 | 0
1037 | MORGAN5G_5G | 5 | West | YES | -0.07344 | 109.6 | 40 | 137 | 0 | 1.029 | GST | -1 | 0.19511 | 137 | 137 |  |  |  |  | -0.19511 | -26.7305 |  |  |  |  | 0 | 0
1040 | MRGNBG_2G | B | West | YES | -0.07344 | 70 | 70 | 71 | 0 | 1.029 | GGT | -1 | 0.19511 | 71 | 71 |  |  |  |  | -0.19511 | -13.853 |  |  |  |  | 0 | 0
1041 | MRGNCG_3G | C | West | YES | -0.07344 | 69 | 69 | 70 | 0 | 1.029 | GGT | -1 | 0.19511 | 70 | 70 |  |  |  |  | -0.19511 | -13.6579 |  |  |  |  | 0 | 0
1043 | MRGNEG_5G | E | West | YES | -0.07344 | 68 | 68 | 70 | 0 | 1.029 | GGT | -1 | 0.19511 | 70 | 70 |  |  |  |  | -0.19511 | -13.6579 |  |  |  |  | 0 | 0
1039 | MRGNAG_1G | A | West | YES | -0.07344 | 69 | 69 | 69 | 0 | 1.029 | GGT | -1 | 0.19511 | 69 | 69 |  |  |  |  | -0.19511 | -13.4628 |  |  |  |  | 0 | 0
1042 | MRGNDG_4G | D | West | YES | -0.07344 | 68 | 68 | 68 | 0 | 1.029 | GGT | -1 | 0.19511 | 68 | 68 |  |  |  |  | -0.19511 | -13.2677 |  |  |  |  | 0 | 0
1044 | MRGNFG_6G | F | West | YES | -0.07344 | 66 | 66 | 66 | 0 | 1.029 | GGT | -1 | 0.19511 | 66 | 66 |  |  |  |  | -0.19511 | -12.8775 |  |  |  |  | 0 | 0
6637 | SNYDERW1A | 1 | West | YES | -0.073527 | 12.6 | 0 | 63 | 0 | 1.025 | Wind | -1 | 0.1952 | 0 | 63 |  |  |  |  | -0.1952 | 0 |  |  |  |  | 0 | 0
1068 | SCURRYCW_1G | 1 | West | YES | -0.073598 | 28.2 | 1.3 | 141 | 0 | 1.0217 | Wind | -1 | 0.19527 | 0 | 141 |  |  |  |  | -0.19527 | 0 |  |  |  |  | 0 | 0
1073 | SCURRYCW_2G | 2 | West | YES | -0.073598 | 24 | 0 | 120 | 0 | 1.0217 | Wind | -1 | 0.19527 | 0 | 120 |  |  |  |  | -0.19527 | 0 |  |  |  |  | 0 | 0
1061 | CIELOGEN_1G | 1 | West | YES | -0.073609 | 19.8 | 0 | 99 |  | 1 | Wind | -1 | 0.19528 | 0 | 99 |  |  |  |  | -0.19528 | 0 |  |  |  |  | 0 | 0
1062 | CIELOGEN_2G | 1 | West | YES | -0.073609 | 12.2 | 0 | 61 |  | 1 | Wind | -1 | 0.19528 | 0 | 61 |  |  |  |  | -0.19528 | 0 |  |  |  |  | 0 | 0
1069 | KINDERMG_1G | 1 | West | YES | -0.073609 | 25 | 5 | 25 | 0 | 1.017 | Cogen | -1 | 0.19528 | 0 | 0 |  |  |  |  | -0.19528 | 0 |  |  |  |  | 0 | 0
1070 | KINDERMG_2G | 1 | West | YES | -0.073609 | 45.7 | 12 | 45.7 | 0 | 1.017 | Cogen | -1 | 0.19528 | 0 | 0 |  |  |  |  | -0.19528 | 0 |  |  |  |  | 0 | 0
1071 | KINDERMG_3G | 1 | West | YES | -0.073609 | 45.7 | 12 | 45.7 | 0 | 1.017 | Cogen | -1 | 0.19528 | 0 | 0 |  |  |  |  | -0.19528 | 0 |  |  |  |  | 0 | 0
36998 | RDCNYNG1 | 1 | West | YES | -0.073817 | 16.8 | 0 | 84 |  | 1.01 | Wind | -1 | 0.19549 | 0 | 84 |  |  |  |  | -0.19549 | 0 |  |  |  |  | 0 | 0
1343 | TRENTIPP_8 | 1 | West | YES | -0.074298 | 30 | 0 | 150 |  | 1.014 | Wind | -1 | 0.19597 | 0 | 150 |  |  |  |  | -0.19597 | 0 |  |  |  |  | 0 | 0
1354 | AEPWIND_8 | 1 | West | YES | -0.074298 | 20.2 | 0 | 101 |  | 1 | Wind | -1 | 0.19597 | 0 | 101 |  |  |  |  | -0.19597 | 0 |  |  |  |  | 0 | 0
8189 | CUECPL2A | 1 | South | YES | 0.112 | 12 | 0 | 12 | 0 | 1.02 | Cogen | 1 | 0.19604 | 0 | 0 | 0 | 0 |  |  | 0.19604 | 0 |  |  |  |  | 0 | 0
11056 | ROSCOE_1G | 1 | West | YES | -0.074422 | 41.8 | 0 | 209 |  | 1 | Wind | -1 | 0.1961 | 0 | 209 |  |  |  |  | -0.1961 | 0 |  |  |  |  | 0 | 0
11057 | CHAMPION_1G | 1 | West | YES | -0.074422 | 25.3 | 0 | 126.5 |  | 1 | Wind | -1 | 0.1961 | 0 | 126.5 |  |  |  |  | -0.1961 | 0 |  |  |  |  | 0 | 0
11058 | PYRON_1G | 1 | West | YES | -0.074422 | 49.8 | 0 | 249 |  | 1 | Wind | -1 | 0.1961 | 0 | 249 |  |  |  |  | -0.1961 | 0 |  |  |  |  | 0 | 0
11059 | INADALE_1G | 1 | West | YES | -0.074422 | 39.4 | 0 | 197 |  | 1 | Wind | -1 | 0.1961 | 0 | 197 |  |  |  |  | -0.1961 | 0 |  |  |  |  | 0 | 0
71051 | L_BITTCR1_1N | W1 | West | YES | -0.074422 | 7.5 | 0 | 37.5 |  | 1.02 | Wind | -1 | 0.1961 | 0 | 37.5 |  |  |  |  | -0.1961 | 0 |  |  |  |  | 0 | 0
71054 | L_SWEETW1_1N | W1 | West | YES | -0.074422 | 21.5 | 0 | 107.5 |  | 1.02 | Wind | -1 | 0.1961 | 0 | 107.5 |  |  |  |  | -0.1961 | 0 |  |  |  |  | 0 | 0
71057 | L_SWEETW1_2N | W1 | West | YES | -0.074422 | 27 | 0 | 135 |  | 1.02 | Wind | -1 | 0.1961 | 0 | 135 |  |  |  |  | -0.1961 | 0 |  |  |  |  | 0 | 0
71059 | L_SWEETW1_3N | W1 | West | YES | -0.074422 | 23.8 | 0 | 119 | 0 | 1.02 | Wind | -1 | 0.1961 | 0 | 119 |  |  |  |  | -0.1961 | 0 |  |  |  |  | 0 | 0
71060 | L_SWEETW1_4N | W1 | West | YES | -0.074422 | 21 | 0 | 105 | 0 | 1.02 | Wind | -1 | 0.1961 | 0 | 105 |  |  |  |  | -0.1961 | 0 |  |  |  |  | 0 | 0
71061 | L_SWEETW1_5N | W1 | West | YES | -0.074422 | 16.1 | 0 | 80.5 | 0 | 1.02 | Wind | -1 | 0.1961 | 0 | 80.5 |  |  |  |  | -0.1961 | 0 |  |  |  |  | 0 | 0
6144 | MCADOO1A | 1 | West | YES | -0.074726 | 15 | 0 | 150 | 0 | 1.025 | Wind | -1 | 0.1964 | 0 | 150 |  |  |  |  | -0.1964 | 0 |  |  |  |  | 0 | 0
6407 | TURKTRAK1A | 1 | West | YES | -0.074841 | 33.9 | 0 | 169.5 | 0 | 1.025 | Wind | -1 | 0.19651 | 0 | 169.5 |  |  |  |  | -0.19651 | 0 |  |  |  |  | 0 | 0
1417 | SWETWATR_2G | 2 | West | YES | -0.074883 | 72 | 36 | 72 | 0 | 1.026 | CC | -1 | 0.19656 | 72 | 72 |  |  |  |  | -0.19656 | -14.152 |  |  |  |  | 0 | 0
1418 | SWETWATR_3G | 3 | West | YES | -0.074883 | 68 | 36 | 68 | 0 | 1.026 | CC | -1 | 0.19656 | 68 | 68 |  |  |  |  | -0.19656 | -13.3658 |  |  |  |  | 0 | 0
1419 | SWETWATR_4G | 4 | West | YES | -0.074883 | 61 | 36 | 61 | 0 | 1.026 | CC | -1 | 0.19656 | 61 | 61 |  |  |  |  | -0.19656 | -11.9899 |  |  |  |  | 0 | 0
1416 | SWETWATR_1G | 1 | West | YES | -0.074883 | 30 | 18 | 30 | 0 | 1.026 | CC | -1 | 0.19656 | 30 | 30 |  |  |  |  | -0.19656 | -5.8967 |  |  |  |  | 0 | 0
60081 | WHRLWIND1A | 1 | West | YES | -0.075771 | 12 | 0 | 60 | 0 | 1.03 | Wind | -1 | 0.19744 | 0 | 60 |  |  |  |  | -0.19744 | 0 |  |  |  |  | 0 | 0
3108 | STRYKER_2G | 2 | North | YES | -0.075982 | 484 | 75 | 484 | 0 | 1.029 | GST | -1 | 0.19766 | 484 | 484 |  |  | -36.7753 | 484 | -0.19766 | -95.6651 |  |  |  |  | 0 | 0
3107 | STRYKER_1G | 1 | North | YES | -0.075982 | 145.6 | 45 | 182 | 0 | 1.029 | GST | -1 | 0.19766 | 182 | 182 |  |  | -13.8287 | 182 | -0.19766 | -35.9732 |  |  |  |  | 0 | 0
5401 | CALAVER_JKS1 | 1 | South | YES | 0.11372 | 562 | 100 | 562 | 0 | 1.026 | LIGCO | 1 | 0.19776 | 0 | 562 | 63.9084 | 562 |  |  | 0.19776 | 111.1396 |  |  |  |  | 0 | 0
5268 | LEON_LCPCT3 | 3 | South | YES | 0.11387 | 43 | 24 | 43 | 0 | 1.0197 | GGT | 1 | 0.19791 | 43 | 43 | 4.8963 | 43 |  |  | 0.19791 | 8.5101 |  |  |  |  | 0 | 0
5266 | LEON_LCPCT1 | 1 | South | YES | 0.11387 | 44 | 24 | 44 | 0 | 1.0197 | GGT | 1 | 0.19791 | 44 | 44 | 5.0101 | 44 |  |  | 0.19791 | 8.708 |  |  |  |  | 0 | 0
5267 | LEON_LCPCT2 | 2 | South | YES | 0.11387 | 44 | 24 | 44 | 0 | 1.0197 | GGT | 1 | 0.19791 | 44 | 44 | 5.0101 | 44 |  |  | 0.19791 | 8.708 |  |  |  |  | 0 | 0
5269 | LEON_LCPCT4 | 4 | South | YES | 0.11387 | 45 | 24 | 45 | 0 | 1.0197 | GGT | 1 | 0.19791 | 45 | 45 | 5.124 | 45 |  |  | 0.19791 | 8.9059 |  |  |  |  | 0 | 0
5264 | LEON_LCP3G3 | 3 | South | YES | 0.11387 | 0 | 20 | 58 |  | 1.0197 | GST | 1 | 0.19791 | 58 | 58 | 6.6043 | 58 |  |  | 0.19791 | 11.4787 |  |  |  |  | 0 | 0
5265 | LEON_LCP4G4 | 4 | South | YES | 0.11387 | 89 | 25 | 89 | 0 | 1.0197 | GST | 1 | 0.19791 | 89 | 89 | 10.1342 | 89 |  |  | 0.19791 | 17.6138 |  |  |  |  | 0 | 0
3309 | ASPN_G | 1 | North | YES | -0.076274 | 50 | 0 | 50 |  | 1 | Bio | -1 | 0.19795 | 50 | 50 |  |  | -3.8137 | 50 | -0.19795 | -9.8974 |  |  |  |  | 0 | 0
3348 | CHAMPION_1G | MB | North | YES | -0.076313 | 0 | 42 | 42 |  | 1 | Cogen | -1 | 0.19799 | 0 | 0 |  |  | 0 | 0 | -0.19799 | 0 |  |  |  |  | 0 | 0
5476 | BRA_AVR1_CT1 | 1 | South | YES | 0.11423 | 155 | 90 | 155 | 0 | 1.025 | CC | 1 | 0.19827 | 155 | 155 | 17.7053 | 155 |  |  | 0.19827 | 30.7318 |  |  |  |  | 0 | 0
5478 | BRA_AVR1_CT2 | 1 | South | YES | 0.11423 | 155 | 90 | 155 | 0 | 1.025 | CC | 1 | 0.19827 | 155 | 155 | 17.7053 | 155 |  |  | 0.19827 | 30.7318 |  |  |  |  | 0 | 0
5477 | BRA_AVR1_ST | 1 | South | YES | 0.11423 | 174 | 138 | 174 | 0 | 1.025 | CC | 1 | 0.19827 | 174 | 174 | 19.8757 | 174 |  |  | 0.19827 | 34.4989 |  |  |  |  | 0 | 0
13119 | TGATEWAY_4G | 4 | North | YES | -0.076801 | 399 | 65 | 399 | 0 | 1.0232 | CC | -1 | 0.19847 | 399 | 399 |  |  | -30.6436 | 399 | -0.19847 | -79.1912 |  |  |  |  | 0 | 0
13116 | TGATEWAY_1G | 1 | North | YES | -0.076801 | 151 | 30 | 151 | 0 | 1.0232 | CC | -1 | 0.19847 | 151 | 151 |  |  | -11.597 | 151 | -0.19847 | -29.9696 |  |  |  |  | 0 | 0
13118 | TGATEWAY_3G | 3 | North | YES | -0.076801 | 148 | 30 | 148 | 0 | 1.0232 | CC | -1 | 0.19847 | 148 | 148 |  |  | -11.3665 | 148 | -0.19847 | -29.3742 |  |  |  |  | 0 | 0
13117 | TGATEWAY_2G | 2 | North | YES | -0.076801 | 130 | 30 | 130 | 0 | 1.0232 | CC | -1 | 0.19847 | 130 | 130 |  |  | -9.9841 | 130 | -0.19847 | -25.8016 |  |  |  |  | 0 | 0
1437 | MESQUITW_1G | 1 | North | YES | -0.076968 | 40 | 0 | 400 | 0 | 1.023 | Wind | -1 | 0.19864 | 0 | 400 |  |  | 0 | 0 | -0.19864 | 0 |  |  |  |  | 0 | 0
1438 | MESQUITW_2G | 1 | North | YES | -0.076972 | 23.6 | 0 | 236 |  | 1.017 | Wind | -1 | 0.19865 | 0 | 236 |  |  | 0 | 0 | -0.19865 | 0 |  |  |  |  | 0 | 0
5028 | BRAUNIG_VHB3 | 3 | South | YES | 0.11463 | 407 | 60 | 407 | 0 | 1.0138 | GST | 1 | 0.19867 | 407 | 407 | 46.6548 | 407 |  |  | 0.19867 | 80.8597 |  |  |  |  | 0 | 0
5026 | BRAUNIG_VHB1 | 1 | South | YES | 0.11469 | 215 | 40 | 215 | 0 | 1.0192 | GST | 1 | 0.19874 | 215 | 215 | 24.6592 | 215 |  |  | 0.19874 | 42.7281 |  |  |  |  | 0 | 0
5027 | BRAUNIG_VHB2 | 2 | South | YES | 0.11469 | 216 | 40 | 216 | 0 | 1.0192 | GST | 1 | 0.19874 | 216 | 216 | 24.7739 | 216 |  |  | 0.19874 | 42.9268 |  |  |  |  | 0 | 0
5397 | CALAVER_OWS2 | 2 | South | YES | 0.11484 | 400 | 80 | 400 | 0 | 1.0192 | GST | 1 | 0.19888 | 400 | 400 | 45.9344 | 400 |  |  | 0.19888 | 79.5509 |  |  |  |  | 0 | 0
5396 | CALAVER_OWS1 | 1 | South | YES | 0.11484 | 418 | 80 | 418 | 0 | 1.0192 | GST | 1 | 0.19888 | 418 | 418 | 48.0014 | 418 |  |  | 0.19888 | 83.1307 |  |  |  |  | 0 | 0
3097 | MARTLAKE_1G | 1 | North | YES | -0.077209 | 790 | 500 | 790 | 0 | 1.017 | LIGCO | -1 | 0.19888 | 0 | 790 |  |  | 0 | 0 | -0.19888 | 0 |  |  |  |  | 0 | 0
3098 | MARTLAKE_2G | 2 | North | YES | -0.077209 | 795 | 461 | 795 | 0 | 1.017 | LIGCO | -1 | 0.19888 | 0 | 795 |  |  | 0 | 0 | -0.19888 | 0 |  |  |  |  | 0 | 0
3099 | MARTLAKE_3G | 3 | North | YES | -0.077209 | 804 | 500 | 804 | 0 | 1.017 | LIGCO | -1 | 0.19888 | 0 | 804 |  |  | 0 | 0 | -0.19888 | 0 |  |  |  |  | 0 | 0
5111 | CALAVER_JTD1 | 1 | South | YES | 0.11499 | 430 | 80 | 430 | 0 | 1.0138 | LIGCO | 1 | 0.19903 | 0 | 430 | 49.4444 | 430 |  |  | 0.19903 | 85.5822 |  |  |  |  | 0 | 0
5112 | CALAVER_JTD2 | 2 | South | YES | 0.11499 | 430 | 80 | 430 | 0 | 1.0138 | LIGCO | 1 | 0.19903 | 0 | 430 | 49.4444 | 430 |  |  | 0.19903 | 85.5822 |  |  |  |  | 0 | 0
1442 | COKFIELD_5 | 1 | North | YES | -0.077772 | 16.5 | 0 | 165 |  | 1.029 | Wind | -1 | 0.19945 | 0 | 165 |  |  | 0 | 0 | -0.19945 | 0 |  |  |  |  | 0 | 0
5436 | TUTTL_WBT1G1 | 1 | South | YES | 0.11549 | 48.8 | 20 | 61 | 0 | 1.012 | GST | 1 | 0.19953 | 61 | 61 | 7.0448 | 61 |  |  | 0.19953 | 12.1713 |  |  |  |  | 0 | 0
5438 | TUTTL_WBT3G3 | 3 | South | YES | 0.11549 | 95 | 25 | 95 | 0 | 1.012 | GST | 1 | 0.19953 | 95 | 95 | 10.9714 | 95 |  |  | 0.19953 | 18.9553 |  |  |  |  | 0 | 0
5439 | TUTTL_WBT4G4 | 4 | South | YES | 0.11549 | 151 | 40 | 151 | 0 | 1.012 | GST | 1 | 0.19953 | 151 | 151 | 17.4387 | 151 |  |  | 0.19953 | 30.1289 |  |  |  |  | 0 | 0
7031 | L_MARSFO1G1Y | 1 | South | YES | 0.11588 | 0 | 0 | 36 |  | 1 | Hydro | 1 | 0.19993 | 0 | 0 | 0 | 0 |  |  | 0.19993 | 0 |  |  |  |  | 0 | 0
7032 | L_MARSFO1G2Y | 2 | South | YES | 0.11588 | 0 | 0 | 35 |  | 1 | Hydro | 1 | 0.19993 | 0 | 0 | 0 | 0 |  |  | 0.19993 | 0 |  |  |  |  | 0 | 0
7033 | L_MARSFO1G3Y | 3 | South | YES | 0.11588 | 0 | 0 | 36 |  | 1 | Hydro | 1 | 0.19993 | 0 | 0 | 0 | 0 |  |  | 0.19993 | 0 |  |  |  |  | 0 | 0
6100 | OKLA7A | EQ | West | YES | -0.078388 | 50 | -220 | 220 | 0 | 1.035 | DCTie | -1 | 0.20006 | 0 | 0 |  |  |  |  | -0.20006 | 0 |  |  |  |  | 0 | 0
6752 | OKLA0A | 1 | West | YES | -0.078388 | 649.7 | 175 | 649.7 | 0 | 1.035 | LIGCO | -1 | 0.20006 | 0 | 649.7 |  |  |  |  | -0.20006 | 0 |  |  |  |  | 0 | 0
1432 | GRHAMSES_2G | 2 | North | YES | -0.080305 | 294.9 | 90 | 366 | 0 | 1.014 | GST | -1 | 0.20198 | 366 | 366 |  |  | -29.3916 | 366 | -0.20198 | -73.924 |  |  |  |  | 0 | 0
12424 | FPLEFR2S_G | 4 | North | YES | -0.080314 | 415 | 191 | 415 | 0 | 1 | CC | -1 | 0.20199 | 415 | 415 |  |  | -33.3303 | 415 | -0.20199 | -83.8247 |  |  |  |  | 0 | 0
12414 | FPLEFR1S_G | 4 | North | YES | -0.080314 | 414 | 191 | 414 | 0 | 1 | CC | -1 | 0.20199 | 414 | 414 |  |  | -33.25 | 414 | -0.20199 | -83.6227 |  |  |  |  | 0 | 0
12412 | FPLEFR1B_G | 2 | North | YES | -0.080314 | 164 | 72 | 164 | 0 | 1 | CC | -1 | 0.20199 | 164 | 164 |  |  | -13.1715 | 164 | -0.20199 | -33.1259 |  |  |  |  | 0 | 0
12413 | FPLEFR1C_G | 3 | North | YES | -0.080314 | 164 | 72 | 164 | 0 | 1 | CC | -1 | 0.20199 | 164 | 164 |  |  | -13.1715 | 164 | -0.20199 | -33.1259 |  |  |  |  | 0 | 0
12423 | FPLEFR2C_G | 3 | North | YES | -0.080314 | 163 | 72 | 163 | 0 | 1 | CC | -1 | 0.20199 | 163 | 163 |  |  | -13.0912 | 163 | -0.20199 | -32.9239 |  |  |  |  | 0 | 0
12421 | FPLEFR2A_G | 1 | North | YES | -0.080314 | 162 | 72 | 162 | 0 | 1 | CC | -1 | 0.20199 | 162 | 162 |  |  | -13.0109 | 162 | -0.20199 | -32.7219 |  |  |  |  | 0 | 0
12411 | FPLEFR1A_G | 1 | North | YES | -0.080314 | 161 | 72 | 161 | 0 | 1 | CC | -1 | 0.20199 | 161 | 161 |  |  | -12.9306 | 161 | -0.20199 | -32.5199 |  |  |  |  | 0 | 0
12422 | FPLEFR2B_G | 2 | North | YES | -0.080314 | 161 | 72 | 161 | 0 | 1 | CC | -1 | 0.20199 | 161 | 161 |  |  | -12.9306 | 161 | -0.20199 | -32.5199 |  |  |  |  | 0 | 0
1479 | WFCOGEN_1G | 1 | North | YES | -0.080417 | 16 | 12 | 20 | 0 | 1 | Cogen | -1 | 0.20209 | 0 | 0 |  |  | 0 | 0 | -0.20209 | 0 |  |  |  |  | 0 | 0
1479 | WFCOGEN_1G | 2 | North | YES | -0.080417 | 16 | 12 | 20 | 0 | 1 | Cogen | -1 | 0.20209 | 0 | 0 |  |  | 0 | 0 | -0.20209 | 0 |  |  |  |  | 0 | 0
1482 | WFCOGEN_2G | 2 | North | YES | -0.080417 | 13.6 | 12 | 17 | 0 | 1 | Cogen | -1 | 0.20209 | 0 | 0 |  |  | 0 | 0 | -0.20209 | 0 |  |  |  |  | 0 | 0
1482 | WFCOGEN_2G | 1 | North | YES | -0.080417 | 16 | 12 | 20 | 0 | 1 | Cogen | -1 | 0.20209 | 0 | 0 |  |  | 0 | 0 | -0.20209 | 0 |  |  |  |  | 0 | 0
1433 | GRHAMSES_1G | 1 | North | YES | -0.08054 | 242 | 60 | 242 | 0 | 1.038 | GST | -1 | 0.20221 | 242 | 242 |  |  | -19.4907 | 242 | -0.20221 | -48.9356 |  |  |  |  | 0 | 0
7624 | L_LAKEWO9_1Y | 1 | South | YES | 0.1184 | 0 | 0 | 2.4 |  | 1 | Hydro | 1 | 0.20244 | 0 | 0 | 0 | 0 |  |  | 0.20244 | 0 |  |  |  |  | 0 | 0
7624 | L_LAKEWO9_1Y | 2 | South | YES | 0.1184 | 0 | 0 | 2.4 |  | 1 | Hydro | 1 | 0.20244 | 0 | 0 | 0 | 0 |  |  | 0.20244 | 0 |  |  |  |  | 0 | 0
2452 | LKHB2_G | 2 | North | YES | -0.080943 | 516 | 80 | 516 | 0 | 1.022 | GST | -1 | 0.20262 | 516 | 516 |  |  | -41.7666 | 516 | -0.20262 | -104.55 |  |  |  |  | 0 | 0
2451 | LKHB1_G | 1 | North | YES | -0.080943 | 0 | 80 | 391 |  | 1.022 | GST | -1 | 0.20262 | 391 | 391 |  |  | -31.6487 | 391 | -0.20262 | -79.2229 |  |  |  |  | 0 | 0
3126 | TRINIDAD_6G | 1 | North | YES | -0.080946 | 179.2 | 46 | 224 | 0 | 1 | GST | -1 | 0.20262 | 224 | 224 |  |  | -18.1319 | 224 | -0.20262 | -45.3867 |  |  |  |  | 0 | 0
12440 | PARKD_1SVC8 | 1 | North | YES | -0.081081 | 0 | 0 | 0 | 0 | 1.007 | GST | -1 | 0.20275 | 0 | 0 |  |  | 0 | 0 | -0.20275 | 0 |  |  |  |  | 0 | 0
12449 | PARKD_2SVC8 | 1 | North | YES | -0.081081 | 0 | 0 | 0 | 0 | 1.007 | GST | -1 | 0.20275 | 0 | 0 |  |  | 0 | 0 | -0.20275 | 0 |  |  |  |  | 0 | 0
948 | STEAM1 | 1 | North | YES | -0.081112 | 0 | 12 | 20 |  | 1.02 | GST | -1 | 0.20279 | 20 | 20 |  |  | -1.6222 | 20 | -0.20279 | -4.0557 |  |  |  |  | 0 | 0
950 | STEAM3 | 1 | North | YES | -0.081113 | 41 | 13 | 42 | 0 | 1.02 | GST | -1 | 0.20279 | 42 | 42 |  |  | -3.4067 | 42 | -0.20279 | -8.517 |  |  |  |  | 0 | 0
949 | STEAM2 | 1 | North | YES | -0.081113 | 26 | 8 | 26 | 0 | 0.99 | GST | -1 | 0.20279 | 26 | 26 |  |  | -2.1089 | 26 | -0.20279 | -5.2724 |  |  |  |  | 0 | 0
844 | OLINGER_G3 | 1 | North | YES | -0.081244 | 103.9 | 45 | 150 | 0 | 1.03 | GST | -1 | 0.20292 | 150 | 150 |  |  | -12.1866 | 150 | -0.20292 | -30.4376 |  |  |  |  | 0 | 0
843 | OLINGER_G2 | 1 | North | YES | -0.081244 | 76.2 | 25 | 110 | 0 | 1.03 | GST | -1 | 0.20292 | 110 | 110 |  |  | -8.9368 | 110 | -0.20292 | -22.3209 |  |  |  |  | 0 | 0
842 | OLINGER_G1 | 1 | North | YES | -0.081244 | 55.4 | 20 | 79 | 0 | 1.03 | GST | -1 | 0.20292 | 79 | 79 |  |  | -6.4183 | 79 | -0.20292 | -16.0305 |  |  |  |  | 0 | 0
845 | OLINGER_G4 | 1 | North | YES | -0.081244 | 51.9 | 0 | 76 | 0 | 1.03 | GGT | -1 | 0.20292 | 76 | 76 |  |  | -6.1745 | 76 | -0.20292 | -15.4217 |  |  |  |  | 0 | 0
837 | NEWMAN_G5 | 1 | North | YES | -0.081253 | 0 | 15 | 40 |  | 1.01 | GST | -1 | 0.20293 | 40 | 40 |  |  | -3.2501 | 40 | -0.20293 | -8.117 |  |  |  |  | 0 | 0
7801 | L_GUADGE1_2Y | 2 | South | YES | 0.11891 | 138 | 30 | 138 | 0 | 1.02 | CC | 1 | 0.20295 | 138 | 138 | 16.41 | 138 |  |  | 0.20295 | 28.0077 |  |  |  |  | 0 | 0
7802 | L_GUADGE1_3Y | 3 | South | YES | 0.11891 | 146 | 30 | 146 | 0 | 1.02 | CC | 1 | 0.20295 | 146 | 146 | 17.3613 | 146 |  |  | 0.20295 | 29.6313 |  |  |  |  | 0 | 0
7800 | L_GUADGE1_1Y | 1 | South | YES | 0.11891 | 147 | 30 | 147 | 0 | 1.02 | CC | 1 | 0.20295 | 147 | 147 | 17.4802 | 147 |  |  | 0.20295 | 29.8343 |  |  |  |  | 0 | 0
7803 | L_GUADGE1_4Y | 4 | South | YES | 0.11891 | 149 | 30 | 149 | 0 | 1.02 | CC | 1 | 0.20295 | 149 | 149 | 17.718 | 149 |  |  | 0.20295 | 30.2402 |  |  |  |  | 0 | 0
7804 | L_GUADGE1_5Y | 5 | South | YES | 0.11891 | 182 | 30 | 182 | 0 | 1.02 | CC | 1 | 0.20295 | 182 | 182 | 21.6422 | 182 |  |  | 0.20295 | 36.9377 |  |  |  |  | 0 | 0
7805 | L_GUADGE1_6Y | 6 | South | YES | 0.11891 | 203 | 30 | 203 | 0 | 1.02 | CC | 1 | 0.20295 | 203 | 203 | 24.1393 | 203 |  |  | 0.20295 | 41.1997 |  |  |  |  | 0 | 0
1701 | MOSES_1G | 1 | North | YES | -0.08133 | 558 | 175 | 558 | 0 | 1.023 | LIGCO | -1 | 0.203 | 0 | 558 |  |  | 0 | 0 | -0.203 | 0 |  |  |  |  | 0 | 0
1702 | MOSES_2G | 2 | North | YES | -0.08133 | 579 | 175 | 579 | 0 | 1.023 | LIGCO | -1 | 0.203 | 0 | 579 |  |  | 0 | 0 | -0.203 | 0 |  |  |  |  | 0 | 0
1703 | MOSES_3G | 3 | North | YES | -0.08133 | 808 | 463 | 808 | 0 | 1.023 | LIGCO | -1 | 0.203 | 0 | 808 |  |  | 0 | 0 | -0.203 | 0 |  |  |  |  | 0 | 0
5925 | DCEAST | EQ | North | YES | -0.08133 | 400.3 | -600 | 600 | 0 | 1.025 | DCTie | -1 | 0.203 | 0 | 0 |  |  | 0 | 0 | -0.203 | 0 |  |  |  |  | 0 | 0
1675 | PEC_1G | 1 | North | YES | -0.08139 | 76.7 | 35 | 76.7 | 0 | 1.022 | Cogen | -1 | 0.20306 | 0 | 0 |  |  | 0 | 0 | -0.20306 | 0 |  |  |  |  | 0 | 0
1676 | PEC_2G | 2 | North | YES | -0.08139 | 79.6 | 35 | 79.6 | 0 | 1.022 | Cogen | -1 | 0.20306 | 0 | 0 |  |  | 0 | 0 | -0.20306 | 0 |  |  |  |  | 0 | 0
1677 | PEC_3G | 3 | North | YES | -0.08139 | 88.4 | 35 | 88.4 | 0 | 1.022 | Cogen | -1 | 0.20306 | 0 | 0 |  |  | 0 | 0 | -0.20306 | 0 |  |  |  |  | 0 | 0
1683 | LAMARPWR_6G | 6 | North | YES | -0.08146 | 198 | 129.1 | 198 | 0 | 1.038 | CC | -1 | 0.20313 | 198 | 198 |  |  | -16.1291 | 198 | -0.20313 | -40.2204 |  |  |  |  | 0 | 0
1680 | LAMARPWR_3G | 3 | North | YES | -0.08146 | 196 | 129.1 | 196 | 0 | 1.038 | CC | -1 | 0.20313 | 196 | 196 |  |  | -15.9662 | 196 | -0.20313 | -39.8141 |  |  |  |  | 0 | 0
1678 | LAMARPWR_1G | 1 | North | YES | -0.08146 | 160 | 67.7 | 160 | 0 | 1.038 | CC | -1 | 0.20313 | 160 | 160 |  |  | -13.0336 | 160 | -0.20313 | -32.5013 |  |  |  |  | 0 | 0
1682 | LAMARPWR_5G | 5 | North | YES | -0.08146 | 157 | 67.7 | 157 | 0 | 1.038 | CC | -1 | 0.20313 | 157 | 157 |  |  | -12.7892 | 157 | -0.20313 | -31.8919 |  |  |  |  | 0 | 0
1679 | LAMARPWR_2G | 2 | North | YES | -0.08146 | 156 | 67.7 | 156 | 0 | 1.038 | CC | -1 | 0.20313 | 156 | 156 |  |  | -12.7078 | 156 | -0.20313 | -31.6888 |  |  |  |  | 0 | 0
1681 | LAMARPWR_4G | 4 | North | YES | -0.08146 | 156 | 67.7 | 156 | 0 | 1.038 | CC | -1 | 0.20313 | 156 | 156 |  |  | -12.7078 | 156 | -0.20313 | -31.6888 |  |  |  |  | 0 | 0
1689 | VALLEY_3G | 3 | North | YES | -0.08154 | 0 | 25 | 375 |  | 1.003 | GST | -1 | 0.20321 | 375 | 375 |  |  | -30.5775 | 375 | -0.20321 | -76.2049 |  |  |  |  | 0 | 0
11693 | KMICHIST3_G | 3 | North | YES | -0.08154 | 312 | 60 | 312 | 0 | 1.026 | CC | -1 | 0.20321 | 312 | 312 |  |  | -25.4405 | 312 | -0.20321 | -63.4025 |  |  |  |  | 0 | 0
11696 | KMICHIST6_G | 6 | North | YES | -0.08154 | 310 | 60 | 310 | 0 | 1.026 | CC | -1 | 0.20321 | 310 | 310 |  |  | -25.2774 | 310 | -0.20321 | -62.9961 |  |  |  |  | 0 | 0
11695 | KMICHICT5_G | 5 | North | YES | -0.08154 | 148 | 80 | 148 | 0 | 1.026 | CC | -1 | 0.20321 | 148 | 148 |  |  | -12.0679 | 148 | -0.20321 | -30.0756 |  |  |  |  | 0 | 0
11692 | KMICHICT2_G | 2 | North | YES | -0.08154 | 146 | 80 | 146 | 0 | 1.026 | CC | -1 | 0.20321 | 146 | 146 |  |  | -11.9048 | 146 | -0.20321 | -29.6691 |  |  |  |  | 0 | 0
11691 | KMICHICT1_G | 1 | North | YES | -0.08154 | 144 | 80 | 144 | 0 | 1.026 | CC | -1 | 0.20321 | 144 | 144 |  |  | -11.7418 | 144 | -0.20321 | -29.2627 |  |  |  |  | 0 | 0
11694 | KMICHICT4_G | 4 | North | YES | -0.08154 | 144 | 80 | 144 | 0 | 1.026 | CC | -1 | 0.20321 | 144 | 144 |  |  | -11.7418 | 144 | -0.20321 | -29.2627 |  |  |  |  | 0 | 0
1688 | VALLEY_2G | 2 | North | YES | -0.081654 | 527 | 90 | 527 | 0 | 1.029 | GSC | -1 | 0.20333 | 527 | 527 |  |  | -43.0317 | 527 | -0.20333 | -107.1534 |  |  |  |  | 0 | 0
1687 | VALLEY_1G | 1 | North | YES | -0.081654 | 136 | 15 | 170 | 0 | 1.029 | GST | -1 | 0.20333 | 170 | 170 |  |  | -13.8812 | 170 | -0.20333 | -34.5656 |  |  |  |  | 0 | 0
6948 | DENISNDM | 1 | North | YES | -0.081757 | 40 | 5 | 40 |  | 1.015 | Hydro | -1 | 0.20343 | 0 | 0 |  |  | 0 | 0 | -0.20343 | 0 |  |  |  |  | 0 | 0
6948 | DENISNDM | 2 | North | YES | -0.081757 | 31 | 5 | 40 |  | 1.015 | Hydro | -1 | 0.20343 | 0 | 0 |  |  | 0 | 0 | -0.20343 | 0 |  |  |  |  | 0 | 0
2371 | COLLIN_1G | MB | North | YES | -0.082263 | 0 | 40 | 138 |  | 1.022 | GST | -1 | 0.20394 | 0 | 0 |  |  | 0 | 0 | -0.20394 | 0 |  |  |  |  | 0 | 0
1455 | WCPWRCO_3G | 3 | North | YES | -0.08243 | 242 | 50 | 242 |  | 1.02 | CC | -1 | 0.2041 | 242 | 242 |  |  | -19.9481 | 242 | -0.2041 | -49.393 |  |  |  |  | 0 | 0
1453 | WCPWRCO_1G | 1 | North | YES | -0.08243 | 204 | 50 | 204 | 0 | 1.02 | CC | -1 | 0.2041 | 204 | 204 |  |  | -16.8157 | 204 | -0.2041 | -41.6371 |  |  |  |  | 0 | 0
1454 | WCPWRCO_2G | 2 | North | YES | -0.08243 | 204 | 50 | 204 | 0 | 1.02 | CC | -1 | 0.2041 | 204 | 204 |  |  | -16.8157 | 204 | -0.2041 | -41.6371 |  |  |  |  | 0 | 0
2417 | MTCK8_G | 8 | North | YES | -0.082507 | 444.8 | 60 | 556 | 0 | 1.022 | GSC | -1 | 0.20418 | 556 | 556 |  |  | -45.8739 | 556 | -0.20418 | -113.5242 |  |  |  |  | 0 | 0
2413 | MTCK6_G | 6 | North | YES | -0.082507 | 0 | 30 | 118 |  | 1.022 | GST | -1 | 0.20418 | 118 | 118 |  |  | -9.7358 | 118 | -0.20418 | -24.0933 |  |  |  |  | 0 | 0
2414 | MTCK7_G | 7 | North | YES | -0.082507 | 0 | 30 | 115 |  | 1.022 | GST | -1 | 0.20418 | 115 | 115 |  |  | -9.4883 | 115 | -0.20418 | -23.4807 |  |  |  |  | 0 | 0
1600 | BARTNWND_1G | 1 | North | YES | -0.082592 | 12 | 0 | 120 | 0 | 1.022 | Wind | -1 | 0.20427 | 0 | 120 |  |  | 0 | 0 | -0.20427 | 0 |  |  |  |  | 0 | 0
344 | MRSSHPRD | 1 | North | YES | -0.082611 | 0 | 0 | 12 |  | 1.03 | Hydro | -1 | 0.20428 | 0 | 0 |  |  | 0 | 0 | -0.20428 | 0 |  |  |  |  | 0 | 0
345 | MRSSHPRD01 | 2 | North | YES | -0.082611 | 0 | 0 | 12 |  | 1.03 | Hydro | -1 | 0.20428 | 0 | 0 |  |  | 0 | 0 | -0.20428 | 0 |  |  |  |  | 0 | 0
728 | WOLFRIDGE801 | 1 | North | YES | -0.082736 | 11.2 | 0 | 112.5 | 0 | 0.99 | Wind | -1 | 0.20441 | 0 | 112.5 |  |  | 0 | 0 | -0.20441 | 0 |  |  |  |  | 0 | 0
7609 | L_SCHUMA8_1Y | 1 | South | YES | 0.12041 | 0 | 0 | 4 |  | 1 | Hydro | 1 | 0.20445 | 0 | 0 | 0 | 0 |  |  | 0.20445 | 0 |  |  |  |  | 0 | 0
924 | SPENCER_G5 | 1 | North | YES | -0.082815 | 52 | 20 | 66 | 0 | 1.03 | GST | -1 | 0.20449 | 66 | 66 |  |  | -5.4658 | 66 | -0.20449 | -13.4962 |  |  |  |  | 0 | 0
923 | SPENCER_G4 | 1 | North | YES | -0.082815 | 48 | 20 | 61 | 0 | 1.03 | GST | -1 | 0.20449 | 61 | 61 |  |  | -5.0517 | 61 | -0.20449 | -12.4738 |  |  |  |  | 0 | 0
2383 | NTHLK3_G | 3 | North | YES | -0.082852 | 0 | 50 | 329 |  | 1.022 | GST | -1 | 0.20453 | 329 | 329 |  |  | -27.2583 | 329 | -0.20453 | -67.2888 |  |  |  |  | 0 | 0
2382 | NTHLK2_G | 2 | North | YES | -0.082852 | 0 | 35 | 181 |  | 1.022 | GST | -1 | 0.20453 | 181 | 181 |  |  | -14.9962 | 181 | -0.20453 | -37.0191 |  |  |  |  | 0 | 0
2381 | NTHLK1_G | 1 | North | YES | -0.082852 | 0 | 35 | 156 |  | 1.022 | GST | -1 | 0.20453 | 156 | 156 |  |  | -12.9249 | 156 | -0.20453 | -31.9059 |  |  |  |  | 0 | 0
580 | JCKCNTY801 | 1 | North | YES | -0.083498 | 288 | 0 | 288 | 0 | 1.022 | CC | -1 | 0.20517 | 288 | 288 |  |  | -24.0474 | 288 | -0.20517 | -59.0893 |  |  |  |  | 0 | 0
581 | JCKCNTY802 | 2 | North | YES | -0.083498 | 147 | 0 | 147 | 0 | 1.022 | CC | -1 | 0.20517 | 147 | 147 |  |  | -12.2742 | 147 | -0.20517 | -30.1602 |  |  |  |  | 0 | 0
582 | JCKCNTY803 | 3 | North | YES | -0.083498 | 147 | 0 | 147 | 0 | 1.022 | CC | -1 | 0.20517 | 147 | 147 |  |  | -12.2742 | 147 | -0.20517 | -30.1602 |  |  |  |  | 0 | 0
7605 | L_MCQUEE9_1Y | 1 | South | YES | 0.12121 | 0 | 0 | 2.4 |  | 1.025 | Hydro | 1 | 0.20525 | 0 | 0 | 0 | 0 |  |  | 0.20525 | 0 |  |  |  |  | 0 | 0
7605 | L_MCQUEE9_1Y | 2 | South | YES | 0.12121 | 0 | 0 | 2.4 |  | 1.025 | Hydro | 1 | 0.20525 | 0 | 0 | 0 | 0 |  |  | 0.20525 | 0 |  |  |  |  | 0 | 0
7605 | L_MCQUEE9_1Y | 3 | South | YES | 0.12121 | 0 | 0 | 2.8 |  | 1.025 | Hydro | 1 | 0.20525 | 0 | 0 | 0 | 0 |  |  | 0.20525 | 0 |  |  |  |  | 0 | 0
12322 | ENNSTRAC_1G | 1 | North | YES | -0.084214 | 196 | 130 | 196 | 0 | 1.036 | CC | -1 | 0.20589 | 196 | 196 |  |  | -16.5059 | 196 | -0.20589 | -40.3539 |  |  |  |  | 0 | 0
12323 | ENNSTRAC_2G | 2 | North | YES | -0.084214 | 116 | 100 | 116 | 0 | 1.036 | CC | -1 | 0.20589 | 116 | 116 |  |  | -9.7688 | 116 | -0.20589 | -23.8829 |  |  |  |  | 0 | 0
1861 | EAGLEMNT_1G | MB | North | YES | -0.084264 | 0 | 30 | 112 |  | 1.022 | GST | -1 | 0.20594 | 0 | 0 |  |  | 0 | 0 | -0.20594 | 0 |  |  |  |  | 0 | 0
1862 | EAGLEMNT_2G | MB | North | YES | -0.084264 | 0 | 40 | 100 |  | 1.022 | GST | -1 | 0.20594 | 0 | 0 |  |  | 0 | 0 | -0.20594 | 0 |  |  |  |  | 0 | 0
1863 | EAGLEMNT_3G | MB | North | YES | -0.084264 | 0 | 50 | 378 |  | 1.022 | GST | -1 | 0.20594 | 0 | 0 |  |  | 0 | 0 | -0.20594 | 0 |  |  |  |  | 0 | 0
505 | NTHTEXAS03 | 3 | North | YES | -0.084605 | 30.4 | 15 | 38 |  | 1.015 | GST | -1 | 0.20628 | 38 | 38 |  |  | -3.215 | 38 | -0.20628 | -7.8386 |  |  |  |  | 0 | 0
503 | NTHTEXAS01 | 1 | North | YES | -0.084605 | 0 | 5 | 18 |  | 1.015 | GST | -1 | 0.20628 | 18 | 18 |  |  | -1.5229 | 18 | -0.20628 | -3.713 |  |  |  |  | 0 | 0
504 | NTHTEXAS02 | 2 | North | YES | -0.084605 | 14.4 | 5 | 18 |  | 1.015 | GST | -1 | 0.20628 | 18 | 18 |  |  | -1.5229 | 18 | -0.20628 | -3.713 |  |  |  |  | 0 | 0
1643 | SLSTR1PP_1G | 1 | North | YES | -0.084881 | 6 | 0 | 60 | 0 | 1.022 | Wind | -1 | 0.20655 | 0 | 60 |  |  | 0 | 0 | -0.20655 | 0 |  |  |  |  | 0 | 0
1898 | COMCHEPK_1G | 1 | North | YES | -0.08507 | 1217 | 1150 | 1217 | 0 | 1.032 | Nuc | -1 | 0.20674 | 0 | 0 |  |  | 0 | 0 | -0.20674 | 0 |  |  |  |  | 0 | 0
1899 | COMCHEPK_2G | 2 | North | YES | -0.08507 | 1159 | 1128 | 1159 | 0 | 1.032 | Nuc | -1 | 0.20674 | 0 | 0 |  |  | 0 | 0 | -0.20674 | 0 |  |  |  |  | 0 | 0
1879 | WLFHOLW_3G | 3 | North | YES | -0.085266 | 272.4 | 89.2 | 272.4 | 0 | 1.032 | CC | -1 | 0.20694 | 272.4 | 272.4 |  |  | -23.2265 | 272.4 | -0.20694 | -56.3702 |  |  |  |  | 0 | 0
1877 | WLFHOLW_1G | 1 | North | YES | -0.085266 | 217.3 | 89.2 | 217.3 | 0 | 1.032 | CC | -1 | 0.20694 | 217.3 | 217.3 |  |  | -18.5283 | 217.3 | -0.20694 | -44.9679 |  |  |  |  | 0 | 0
1878 | WLFHOLW_2G | 2 | North | YES | -0.085266 | 215.7 | 105 | 215.7 | 0 | 1.032 | CC | -1 | 0.20694 | 215.7 | 215.7 |  |  | -18.3919 | 215.7 | -0.20694 | -44.6368 |  |  |  |  | 0 | 0
1889 | DECRDOVA_1G | 1 | North | YES | -0.085518 | 779 | 255 | 779 | 0 | 1.02 | GSC | -1 | 0.20719 | 779 | 779 |  |  | -66.6185 | 779 | -0.20719 | -161.4019 |  |  |  |  | 0 | 0
1948 | HANDLEY_4G | 4 | North | YES | -0.085531 | 348 | 150 | 435 | 0 | 1.022 | GST | -1 | 0.2072 | 435 | 435 |  |  | -37.206 | 435 | -0.2072 | -90.1338 |  |  |  |  | 0 | 0
334 | RWMILLER03 | 3 | North | YES | -0.085533 | 166.4 | 65 | 208 | 0 | 1.04 | GST | -1 | 0.20721 | 208 | 208 |  |  | -17.7909 | 208 | -0.20721 | -43.0989 |  |  |  |  | 0 | 0
333 | RWMILLER02 | 2 | North | YES | -0.085533 | 95.2 | 37 | 119 | 0 | 1.04 | GST | -1 | 0.20721 | 119 | 119 |  |  | -10.1784 | 119 | -0.20721 | -24.6575 |  |  |  |  | 0 | 0
335 | RWMILLER04 | 4 | North | YES | -0.085533 | 81.6 | 0 | 102 | 0 | 1.04 | GST | -1 | 0.20721 | 102 | 102 |  |  | -8.7244 | 102 | -0.20721 | -21.135 |  |  |  |  | 0 | 0
336 | RWMILLER05 | 5 | North | YES | -0.085533 | 80.8 | 0 | 101 | 0 | 1.04 | GST | -1 | 0.20721 | 101 | 101 |  |  | -8.6388 | 101 | -0.20721 | -20.9278 |  |  |  |  | 0 | 0
332 | RWMILLER01 | 1 | North | YES | -0.085533 | 58.4 | 18.5 | 73 | 0 | 1.04 | GST | -1 | 0.20721 | 73 | 73 |  |  | -6.2439 | 73 | -0.20721 | -15.1261 |  |  |  |  | 0 | 0
1949 | HANDLEY_5G | 5 | North | YES | -0.085652 | 348 | 150 | 435 | 0 | 1.022 | GST | -1 | 0.20733 | 435 | 435 |  |  | -37.2586 | 435 | -0.20733 | -90.1865 |  |  |  |  | 0 | 0
1947 | HANDLEY_3G | 3 | North | YES | -0.085652 | 316 | 100 | 395 | 0 | 1.022 | GST | -1 | 0.20733 | 395 | 395 |  |  | -33.8325 | 395 | -0.20733 | -81.8935 |  |  |  |  | 0 | 0
7810 | L_RIONOG1G1Y | 1 | South | YES | 0.12333 | 148 | 0 | 148 | 0 | 1.02 | CC | 1 | 0.20737 | 148 | 148 | 18.2528 | 148 |  |  | 0.20737 | 30.691 |  |  |  |  | 0 | 0
7811 | L_RIONOG1G2Y | 2 | South | YES | 0.12333 | 148 | 0 | 148 | 0 | 1.02 | CC | 1 | 0.20737 | 148 | 148 | 18.2528 | 148 |  |  | 0.20737 | 30.691 |  |  |  |  | 0 | 0
7812 | L_RIONOG1G3Y | 3 | South | YES | 0.12333 | 154 | 0 | 154 | 0 | 1.02 | CC | 1 | 0.20737 | 154 | 154 | 18.9928 | 154 |  |  | 0.20737 | 31.9352 |  |  |  |  | 0 | 0
7813 | L_RIONOG1S1Y | 4 | South | YES | 0.12333 | 293 | 0 | 293 | 0 | 1.02 | CC | 1 | 0.20737 | 293 | 293 | 36.1357 | 293 |  |  | 0.20737 | 60.7598 |  |  |  |  | 0 | 0
7487 | L_CANYHY8_1Y | 1 | South | YES | 0.1243 | 0 | 0 | 6 |  | 1 | Hydro | 1 | 0.20834 | 0 | 0 | 0 | 0 |  |  | 0.20834 | 0 |  |  |  |  | 0 | 0
1892 | DECRDOVA_2G | A | North | YES | -0.08681 | 65 | 65 | 70 | 0 | 1.025 | GGT | -1 | 0.20848 | 70 | 70 |  |  | -6.0767 | 70 | -0.20848 | -14.5938 |  |  |  |  | 0 | 0
1893 | DECRDOVA_3G | B | North | YES | -0.08681 | 65 | 65 | 69 | 0 | 1.025 | GGT | -1 | 0.20848 | 69 | 69 |  |  | -5.9899 | 69 | -0.20848 | -14.3853 |  |  |  |  | 0 | 0
1894 | DECRDOVA_4G | C | North | YES | -0.08681 | 65 | 65 | 69 | 0 | 1.025 | GGT | -1 | 0.20848 | 69 | 69 |  |  | -5.9899 | 69 | -0.20848 | -14.3853 |  |  |  |  | 0 | 0
1895 | DECRDOVA_5G | D | North | YES | -0.08681 | 65 | 65 | 68 | 0 | 1.025 | GGT | -1 | 0.20848 | 68 | 68 |  |  | -5.9031 | 68 | -0.20848 | -14.1769 |  |  |  |  | 0 | 0
1941 | MDLTHELP_1G | 1 | North | YES | -0.088756 | 216.4 | 74 | 216.4 | 0 | 1 | CC | -1 | 0.21043 | 216.4 | 216.4 |  |  | -19.2068 | 216.4 | -0.21043 | -45.5369 |  |  |  |  | 0 | 0
1942 | MDLTHELP_2G | 2 | North | YES | -0.088756 | 216.1 | 74 | 216.1 | 0 | 1 | CC | -1 | 0.21043 | 216.1 | 216.1 |  |  | -19.1802 | 216.1 | -0.21043 | -45.4737 |  |  |  |  | 0 | 0
1938 | MDLTHELP_6G | 6 | North | YES | -0.089163 | 226 | 74 | 226 | 0 | 1 | CC | -1 | 0.21084 | 226 | 226 |  |  | -20.1508 | 226 | -0.21084 | -47.649 |  |  |  |  | 0 | 0
1937 | MDLTHELP_5G | 5 | North | YES | -0.089163 | 224 | 74 | 224 | 0 | 1 | CC | -1 | 0.21084 | 224 | 224 |  |  | -19.9725 | 224 | -0.21084 | -47.2273 |  |  |  |  | 0 | 0
1943 | MDLTHELP_3G | 3 | North | YES | -0.089163 | 212 | 74 | 212 | 0 | 1 | CC | -1 | 0.21084 | 212 | 212 |  |  | -18.9026 | 212 | -0.21084 | -44.6973 |  |  |  |  | 0 | 0
1944 | MDLTHELP_4G | 4 | North | YES | -0.089163 | 211 | 74 | 211 | 0 | 1 | CC | -1 | 0.21084 | 211 | 211 |  |  | -18.8134 | 211 | -0.21084 | -44.4864 |  |  |  |  | 0 | 0
366 | JNSNCNTY802 | 1 | North | YES | -0.089715 | 168 | 20 | 168 | 0 | 1.02 | Cogen | -1 | 0.21139 | 0 | 0 |  |  | 0 | 0 | -0.21139 | 0 |  |  |  |  | 0 | 0
367 | JNSNCNTY802 | 2 | North | YES | -0.089715 | 90 | 20 | 90 | 0 | 1.02 | Cogen | -1 | 0.21139 | 0 | 0 |  |  | 0 | 0 | -0.21139 | 0 |  |  |  |  | 0 | 0
7014 | L_HAYSEN1_1Y | 1 | South | YES | 0.12812 | 223.9 | 74 | 223.9 | 0 | 1.008 | CC | 1 | 0.21216 | 223.9 | 223.9 | 28.6861 | 223.9 |  |  | 0.21216 | 47.5029 |  |  |  |  | 0 | 0
7016 | L_HAYSEN1_3Y | 3 | South | YES | 0.12812 | 224.6 | 74 | 224.6 | 0 | 1.008 | CC | 1 | 0.21216 | 224.6 | 224.6 | 28.7758 | 224.6 |  |  | 0.21216 | 47.6514 |  |  |  |  | 0 | 0
7015 | L_HAYSEN1_2Y | 2 | South | YES | 0.12812 | 225 | 74 | 225 | 0 | 1.008 | CC | 1 | 0.21216 | 225 | 225 | 28.827 | 225 |  |  | 0.21216 | 47.7363 |  |  |  |  | 0 | 0
7017 | L_HAYSEN1_4Y | 4 | South | YES | 0.12812 | 226.7 | 74 | 226.7 | 0 | 1.008 | CC | 1 | 0.21216 | 226.7 | 226.7 | 29.0448 | 226.7 |  |  | 0.21216 | 48.097 |  |  |  |  | 0 | 0
7303 | L_WPPGS12_1Y | 1 | South | YES | 0.1286 | 50 | 0 | 50 | 0 | 1.025 | GGT | 1 | 0.21264 | 50 | 50 | 6.4298 | 50 |  |  | 0.21264 | 10.6319 |  |  |  |  | 0 | 0
7303 | L_WPPGS12_1Y | 2 | South | YES | 0.1286 | 50 | 0 | 50 | 0 | 1.025 | GGT | 1 | 0.21264 | 50 | 50 | 6.4298 | 50 |  |  | 0.21264 | 10.6319 |  |  |  |  | 0 | 0
7305 | L_WPPGS34_1Y | 3 | South | YES | 0.1286 | 50 | 0 | 50 | 0 | 1.025 | GGT | 1 | 0.21264 | 50 | 50 | 6.4298 | 50 |  |  | 0.21264 | 10.6319 |  |  |  |  | 0 | 0
7305 | L_WPPGS34_1Y | 4 | South | YES | 0.1286 | 50 | 0 | 50 | 0 | 1.025 | GGT | 1 | 0.21264 | 50 | 50 | 6.4298 | 50 |  |  | 0.21264 | 10.6319 |  |  |  |  | 0 | 0
7020 | L_AUSTPL1_1Y | 1 | South | YES | 0.13019 | 0 | 0 | 8 |  | 1 | Hydro | 1 | 0.21423 | 0 | 0 | 0 | 0 |  |  | 0.21423 | 0 |  |  |  |  | 0 | 0
7020 | L_AUSTPL1_1Y | 2 | South | YES | 0.13019 | 0 | 0 | 8 |  | 1 | Hydro | 1 | 0.21423 | 0 | 0 | 0 | 0 |  |  | 0.21423 | 0 |  |  |  |  | 0 | 0
9000 | DECKR_G1 | 1 | South | YES | 0.13335 | 280 | 50 | 321 | 0 | 1.015 | GST | 1 | 0.21739 | 321 | 321 | 42.805 | 321 |  |  | 0.21739 | 69.7823 |  |  |  |  | 0 | 0
9001 | DECKR_G2 | 2 | South | YES | 0.13335 | 400 | 50 | 426 | 0 | 1.015 | GST | 1 | 0.21739 | 426 | 426 | 56.8067 | 426 |  |  | 0.21739 | 92.6083 |  |  |  |  | 0 | 0
9017 | SANDH_G2 | 2 | South | YES | 0.13422 | 45 | 2 | 46 | 0 | 1.0175 | GGT | 1 | 0.21826 | 46 | 46 | 6.174 | 46 |  |  | 0.21826 | 10.0399 |  |  |  |  | 0 | 0
9018 | SANDH_G3 | 3 | South | YES | 0.13422 | 45 | 2 | 46 | 0 | 1.0175 | GGT | 1 | 0.21826 | 46 | 46 | 6.174 | 46 |  |  | 0.21826 | 10.0399 |  |  |  |  | 0 | 0
9019 | SANDH_G4 | 4 | South | YES | 0.13422 | 0 | 2 | 47 |  | 1.0175 | GGT | 1 | 0.21826 | 47 | 47 | 6.3082 | 47 |  |  | 0.21826 | 10.2582 |  |  |  |  | 0 | 0
9016 | SANDH_G1 | 1 | South | YES | 0.13422 | 45 | 2 | 49 | 0 | 1.0175 | GGT | 1 | 0.21826 | 49 | 49 | 6.5767 | 49 |  |  | 0.21826 | 10.6947 |  |  |  |  | 0 | 0
9021 | SANDHG5C | 5C | South | YES | 0.13422 | 140 | 0 | 148 | 0 | 1.0175 | CC | 1 | 0.21826 | 148 | 148 | 19.8643 | 148 |  |  | 0.21826 | 32.3024 |  |  |  |  | 0 | 0
9020 | SANDHG5A | 5A | South | YES | 0.13422 | 150 | 84 | 155 | 0 | 1.0175 | CC | 1 | 0.21826 | 155 | 155 | 20.8038 | 155 |  |  | 0.21826 | 33.8302 |  |  |  |  | 0 | 0
7012 | L_FPPYD21_3Y | 3 | South | YES | 0.13458 | 427.5 | 200 | 436 | 0 | 1.02 | LIGCO | 1 | 0.21862 | 0 | 436 | 58.676 | 436 |  |  | 0.21862 | 95.318 |  |  |  |  | 0 | 0
7011 | L_FPPYD11_2Y | 2 | South | YES | 0.13473 | 552.2 | 200 | 598 | 0 | 1.02 | LIGCO | 1 | 0.21877 | 0 | 598 | 80.5661 | 598 |  |  | 0.21877 | 130.8229 |  |  |  |  | 0 | 0
7010 | L_FPPYD11_1Y | 1 | South | YES | 0.13473 | 547.4 | 200 | 606 | 0 | 1.02 | LIGCO | 1 | 0.21877 | 0 | 606 | 81.644 | 606 |  |  | 0.21877 | 132.573 |  |  |  |  | 0 | 0
7004 | L_SIMGID1_1Y | 1 | South | YES | 0.13535 | 132 | 40 | 132 | 0 | 1.02 | GST | 1 | 0.21939 | 132 | 132 | 17.8663 | 132 |  |  | 0.21939 | 28.9598 |  |  |  |  | 0 | 0
7005 | L_SIMGID1_2Y | 2 | South | YES | 0.13535 | 133 | 32 | 139 | 0 | 1.02 | GST | 1 | 0.21939 | 139 | 139 | 18.8138 | 139 |  |  | 0.21939 | 30.4955 |  |  |  |  | 0 | 0
7006 | L_SIMGID1_3Y | 3 | South | YES | 0.13535 | 324.9 | 60 | 329 | 0 | 1.02 | GST | 1 | 0.21939 | 329 | 329 | 44.5305 | 329 |  |  | 0.21939 | 72.1801 |  |  |  |  | 0 | 0
9002 | DECKR_G3 | 3 | South | YES | 0.13563 | 0 | 24 | 42 |  | 1.015 | GGT | 1 | 0.21967 | 42 | 42 | 5.6964 | 42 |  |  | 0.21967 | 9.2262 |  |  |  |  | 0 | 0
9003 | DECKR_G4 | 4 | South | YES | 0.13563 | 44 | 24 | 44 | 0 | 1.015 | GGT | 1 | 0.21967 | 44 | 44 | 5.9677 | 44 |  |  | 0.21967 | 9.6655 |  |  |  |  | 0 | 0
9004 | DECKR_G5 | 5 | South | YES | 0.13563 | 44 | 24 | 44 | 0 | 1.015 | GGT | 1 | 0.21967 | 44 | 44 | 5.9677 | 44 |  |  | 0.21967 | 9.6655 |  |  |  |  | 0 | 0
9005 | DECKR_G6 | 6 | South | YES | 0.13563 | 44 | 24 | 47 | 0 | 1.015 | GGT | 1 | 0.21967 | 47 | 47 | 6.3746 | 47 |  |  | 0.21967 | 10.3245 |  |  |  |  | 0 | 0
244 | WHITNYDM01 | 1 | North | YES | -0.11195 | 15 | 0 | 15 | 0 | 1.035 | Hydro | -1 | 0.23363 | 0 | 0 |  |  | 0 | 0 | -0.23363 | 0 |  |  |  |  | 0 | 0
245 | WHITNYDM02 | 2 | North | YES | -0.11195 | 15 | 0 | 15 | 0 | 1.035 | Hydro | -1 | 0.23363 | 0 | 0 |  |  | 0 | 0 | -0.23363 | 0 |  |  |  |  | 0 | 0
7808 | L_BASTEN1_2Y | 1 | South | YES | 0.152 | 149.5 | 83.5 | 149.5 | 0 | 1.004 | CC | 1 | 0.23604 | 149.5 | 149.5 | 22.7239 | 149.5 |  |  | 0.23604 | 35.288 |  |  |  |  | 0 | 0
7807 | L_BASTEN1_1Y | 1 | South | YES | 0.152 | 152.5 | 83.5 | 152.5 | 0 | 1.004 | CC | 1 | 0.23604 | 152.5 | 152.5 | 23.1798 | 152.5 |  |  | 0.23604 | 35.9962 |  |  |  |  | 0 | 0
7809 | L_BASTEN1_3Y | 1 | South | YES | 0.152 | 232.6 | 42 | 232.6 | 0 | 1.004 | CC | 1 | 0.23604 | 232.6 | 232.6 | 35.355 | 232.6 |  |  | 0.23604 | 54.903 |  |  |  |  | 0 | 0
7007 | L_LOSTPI1_1Y | 1 | South | YES | 0.15375 | 158.6 | 110 | 158 | 0 | 1 | CC | 1 | 0.23779 | 158 | 158 | 24.2919 | 158 |  |  | 0.23779 | 37.5704 |  |  |  |  | 0 | 0
7008 | L_LOSTPI1_2Y | 2 | South | YES | 0.15375 | 157.7 | 107 | 160 | 0 | 1 | CC | 1 | 0.23779 | 160 | 160 | 24.5994 | 160 |  |  | 0.23779 | 38.046 |  |  |  |  | 0 | 0
7009 | L_LOSTPI1_3Y | 3 | South | YES | 0.15375 | 173.9 | 72 | 175 | 0 | 1 | CC | 1 | 0.23779 | 175 | 175 | 26.9056 | 175 |  |  | 0.23779 | 41.6128 |  |  |  |  | 0 | 0
251 | BOSQUESW803 | 2 | North | YES | -0.11794 | 150 | 0 | 150 | 0 | 1.032 | CC | -1 | 0.23962 | 150 | 150 |  |  | -17.6914 | 150 | -0.23962 | -35.9424 |  |  |  |  | 0 | 0
253 | BOSQUESW804 | 2 | North | YES | -0.11794 | 80 | 0 | 80 | 0 | 1.032 | CC | -1 | 0.23962 | 80 | 80 |  |  | -9.4354 | 80 | -0.23962 | -19.1693 |  |  |  |  | 0 | 0
238 | BOSQUESW505 | 1 | North | YES | -0.12607 | 255 | 0 | 255 | 0 | 1.02 | CC | -1 | 0.24775 | 255 | 255 |  |  | -32.1489 | 255 | -0.24775 | -63.1755 |  |  |  |  | 0 | 0
247 | BOSQUESW501 | 2 | North | YES | -0.12607 | 124.8 | 0 | 156 | 0 | 1.02 | GGT | -1 | 0.24775 | 156 | 156 |  |  | -19.6675 | 156 | -0.24775 | -38.6486 |  |  |  |  | 0 | 0
239 | BOSQUESW502 | 1 | North | YES | -0.12607 | 119.2 | 0 | 149 | 0 | 1.02 | GGT | -1 | 0.24775 | 149 | 149 |  |  | -18.785 | 149 | -0.24775 | -36.9143 |  |  |  |  | 0 | 0
3417 | LAKE_CRK2_G | 2 | North | YES | -0.12974 | 177.6 | 40 | 222 | 0 | 1.029 | GST | -1 | 0.25141 | 222 | 222 |  |  | -28.8018 | 222 | -0.25141 | -55.8133 |  |  |  |  | 0 | 0
3416 | LAKE_CRK1_G | 1 | North | YES | -0.12974 | 60 | 33 | 75 |  | 1.029 | GST | -1 | 0.25141 | 75 | 75 |  |  | -9.7303 | 75 | -0.25141 | -18.8558 |  |  |  |  | 0 | 0
3404 | THOUSE_2G | 2 | North | YES | -0.13153 | 807 | 250 | 807 | 0 | 1.012 | GSC | -1 | 0.2532 | 807 | 807 |  |  | -106.1455 | 807 | -0.2532 | -204.3358 |  |  |  |  | 0 | 0
3403 | THOUSE_1G | 1 | North | YES | -0.13153 | 563 | 200 | 563 | 0 | 1.012 | GSC | -1 | 0.2532 | 563 | 563 |  |  | -74.052 | 563 | -0.2532 | -142.554 |  |  |  |  | 0 | 0
3432 | SANDOW_4G | 4 | South | YES | 0.194 | 580 | 225 | 580 | 0 | 1.029 | LIGCO | 1 | 0.27804 | 0 | 580 | 112.52 | 580 |  |  | 0.27804 | 161.264 |  |  |  |  | 0 | 0
13432 | SANDOW_5G | 5 | South | YES | 0.20014 | 581 | 225 | 581 |  | 1.029 | LIGCO | 1 | 0.28418 | 0 | 581 | 116.2808 | 581 |  |  | 0.28418 | 165.1088 |  |  |  |  | 0 | 0
[26 empty] | 0 | 0
[26 empty] | 0 | 0
[26 empty] | 0 | 0
[26 empty] | 0 | 0
[26 empty] | 0 | 0
[26 empty] | 0 | 0
[26 empty] | 0 | 0
[26 empty] | 0 | 0
[26 empty] | 0 | 0
[26 empty] | 0 | 0
[26 empty] | 0 | 0
[26 empty] | 0 | 0
[26 empty] | 0 | 0
[26 empty] | 0 | 0
[26 empty] | 0 | 0
[26 empty] | 0 | 0
[26 empty] | 0 | 0
[26 empty] | 0 | 0
[26 empty] | 0 | 0
[26 empty] | 0 | 0
[26 empty] | 0 | 0
[26 empty] | 0 | 0
[26 empty] | 0 | 0
[26 empty] | 0 | 0
[26 empty] | 0 | 0
[26 empty] | 0 | 0
[26 empty] | 0 | 0
[26 empty] | 0 | 0
[26 empty] | 0 | 0
[26 empty] | 0 | 0
[26 empty] | 0 | 0
[26 empty] | 0 | 0
[26 empty] | 0 | 0
[26 empty] | 0 | 0
[26 empty] | 0 | 0
[26 empty] | 0 | 0
[26 empty] | 0 | 0
[26 empty] | 0 | 0
[26 empty] | 0 | 0
[26 empty] | 0 | 0
[26 empty] | 0 | 0
[26 empty] | 0 | 0
[26 empty] | 0 | 0
[26 empty] | 0 | 0
[26 empty] | 0 | 0
[26 empty] | 0 | 0
[26 empty] | 0 | 0
[26 empty] | 0 | 0
[26 empty] | 0 | 0
[26 empty] | 0 | 0
[26 empty] | 0 | 0
[26 empty] | 0 | 0
[26 empty] | 0 | 0
[26 empty] | 0 | 0
[26 empty] | 0 | 0
[26 empty] | 0 | 0
[26 empty] | 0 | 0
[26 empty] | 0 | 0
[26 empty] | 0 | 0
[26 empty] | 0 | 0
[26 empty] | 0 | 0
[26 empty] | 0 | 0
[26 empty] | 0 | 0
[26 empty] | 0 | 0
[26 empty] | 0 | 0
[26 empty] | 0 | 0
[26 empty] | 0 | 0
[26 empty] | 0 | 0
[26 empty] | 0 | 0
[26 empty] | 0 | 0
[26 empty] | 0 | 0
[26 empty] | 0 | 0
[26 empty] | 0 | 0
[26 empty] | 0 | 0
[26 empty] | 0 | 0
[26 empty] | 0 | 0
[26 empty] | 0 | 0
[26 empty] | 0 | 0
[26 empty] | 0 | 0
[26 empty] | 0 | 0
[26 empty] | 0 | 0
[26 empty] | 0 | 0
[26 empty] | 0 | 0
[26 empty] | 0 | 0
[26 empty] | 0 | 0
[26 empty] | 0 | 0
[26 empty] | 0 | 0
[26 empty] | 0 | 0
[26 empty] | 0 | 0
[26 empty] | 0 | 0
[26 empty] | 0 | 0
[26 empty] | 0 | 0
[26 empty] | 0 | 0
[26 empty] | 0 | 0
[26 empty] | 0 | 0
[26 empty] | 0 | 0
[26 empty] | 0 | 0
[26 empty] | 0 | 0
[26 empty] | 0 | 0
[26 empty] | 0 | 0
[26 empty] | 0 | 0
[26 empty] | 0 | 0
[26 empty] | 0 | 0
[26 empty] | 0 | 0
[26 empty] | 0 | 0
[26 empty] | 0 | 0
[26 empty] | 0 | 0
[26 empty] | 0 | 0
[26 empty] | 0 | 0
[26 empty] | 0 | 0
[26 empty] | 0 | 0
[26 empty] | 0 | 0
[26 empty] | 0 | 0
[26 empty] | 0 | 0
[26 empty] | 0 | 0
[26 empty] | 0 | 0
[26 empty] | 0 | 0
[26 empty] | 0 | 0
[26 empty] | 0 | 0
[26 empty] | 0 | 0
[26 empty] | 0 | 0
[26 empty] | 0 | 0
[26 empty] | 0 | 0
[26 empty] | 0 | 0
[26 empty] | 0 | 0
[26 empty] | 0 | 0
[26 empty] | 0 | 0
[26 empty] | 0 | 0
[26 empty] | 0 | 0
[26 empty] | 0 | 0
[26 empty] | 0 | 0
[26 empty] | 0 | 0
[26 empty] | 0 | 0
[26 empty] | 0 | 0
[26 empty] | 0 | 0
[26 empty] | 0 | 0
[26 empty] | 0 | 0
[26 empty] | 0 | 0
[26 empty] | 0 | 0
[26 empty] | 0 | 0
[26 empty] | 0 | 0
[26 empty] | 0 | 0
[26 empty] | 0 | 0
[26 empty] | 0 | 0
[26 empty] | 0 | 0
[26 empty] | 0 | 0
[26 empty] | 0 | 0
[26 empty] | 0 | 0
[26 empty] | 0 | 0
[26 empty] | 0 | 0
[26 empty] | 0 | 0
[26 empty] | 0 | 0
[26 empty] | 0 | 0
[26 empty] | 0 | 0
[26 empty] | 0 | 0
[26 empty] | 0 | 0
[26 empty] | 0 | 0
[26 empty] | 0 | 0
[26 empty] | 0 | 0
[26 empty] | 0 | 0
[26 empty] | 0 | 0
[26 empty] | 0 | 0
[26 empty] | 0 | 0
[26 empty] | 0 | 0
[26 empty] | 0 | 0
[26 empty] | 0 | 0
[26 empty] | 0 | 0
[26 empty] | 0 | 0
[26 empty] | 0 | 0
[26 empty] | 0 | 0
[26 empty] | 0 | 0
[26 empty] | 0 | 0
[26 empty] | 0 | 0
[26 empty] | 0 | 0
[26 empty] | 0 | 0
[26 empty] | 0 | 0
[26 empty] | 0 | 0
[26 empty] | 0 | 0
[26 empty] | 0 | 0
[26 empty] | 0 | 0
[26 empty] | 0 | 0
[26 empty] | 0 | 0
[26 empty] | 0 | 0
[26 empty] | 0 | 0
[26 empty] | 0 | 0
[26 empty] | 0 | 0
[26 empty] | 0 | 0
[26 empty] | 0 | 0
[26 empty] | 0 | 0
[26 empty] | 0 | 0
[26 empty] | 0 | 0
[26 empty] | 0 | 0
[26 empty] | 0 | 0
[26 empty] | 0 | 0
[26 empty] | 0 | 0
[26 empty] | 0 | 0
[26 empty] | 0 | 0
[26 empty] | 0 | 0
[26 empty] | 0 | 0
[26 empty] | 0 | 0
[26 empty] | 0 | 0
[26 empty] | 0 | 0
[26 empty] | 0 | 0
[26 empty] | 0 | 0
[26 empty] | 0 | 0
[26 empty] | 0 | 0
[26 empty] | 0 | 0
[26 empty] | 0 | 0
[26 empty] | 0 | 0
[26 empty] | 0 | 0
[26 empty] | 0 | 0
[26 empty] | 0 | 0
[26 empty] | 0 | 0
[26 empty] | 0 | 0
[26 empty] | 0 | 0
[26 empty] | 0 | 0
[26 empty] | 0 | 0
[26 empty] | 0 | 0
[26 empty] | 0 | 0
[26 empty] | 0 | 0
[26 empty] | 0 | 0
[26 empty] | 0 | 0
[26 empty] | 0 | 0
[26 empty] | 0 | 0
[26 empty] | 0 | 0
[26 empty] | 0 | 0
[26 empty] | 0 | 0
[26 empty] | 0 | 0
[26 empty] | 0 | 0
[26 empty] | 0 | 0
[26 empty] | 0 | 0
[26 empty] | 0 | 0
[26 empty] | 0 | 0
[26 empty] | 0 | 0
[26 empty] | 0 | 0
[26 empty] | 0 | 0
[26 empty] | 0 | 0
[26 empty] | 0 | 0
[26 empty] | 0 | 0
[26 empty] | 0 | 0
[26 empty] | 0 | 0
[26 empty] | 0 | 0
[26 empty] | 0 | 0
[26 empty] | 0 | 0
[26 empty] | 0 | 0
[26 empty] | 0 | 0
[26 empty] | 0 | 0
[26 empty] | 0 | 0
[26 empty] | 0 | 0
[26 empty] | 0 | 0
[26 empty] | 0 | 0
[26 empty] | 0 | 0
[26 empty] | 0 | 0
[26 empty] | 0 | 0
[26 empty] | 0 | 0
[26 empty] | 0 | 0
[26 empty] | 0 | 0
[26 empty] | 0 | 0
[26 empty] | 0 | 0
[26 empty] | 0 | 0
[26 empty] | 0 | 0
[26 empty] | 0 | 0
[26 empty] | 0 | 0
[26 empty] | 0 | 0
[26 empty] | 0 | 0
[26 empty] | 0 | 0
[26 empty] | 0 | 0
[26 empty] | 0 | 0
[26 empty] | 0 | 0
[26 empty] | 0 | 0
[26 empty] | 0 | 0
[26 empty] | 0 | 0
[26 empty] | 0 | 0
[26 empty] | 0 | 0
[26 empty] | 0 | 0
[26 empty] | 0 | 0
[26 empty] | 0 | 0
[26 empty] | 0 | 0
[26 empty] | 0 | 0
[26 empty] | 0 | 0
[26 empty] | 0 | 0
[26 empty] | 0 | 0
[26 empty] | 0 | 0
[26 empty] | 0 | 0
[26 empty] | 0 | 0
[26 empty] | 0 | 0
[26 empty] | 0 | 0
[26 empty] | 0 | 0
[26 empty] | 0 | 0
[26 empty] | 0 | 0
[26 empty] | 0 | 0
[26 empty] | 0 | 0
[26 empty] | 0 | 0
[26 empty] | 0 | 0
[26 empty] | 0 | 0
[26 empty] | 0 | 0
[26 empty] | 0 | 0
[26 empty] | 0 | 0
[26 empty] | 0 | 0
[26 empty] | 0 | 0
[26 empty] | 0 | 0
[26 empty] | 0 | 0
[26 empty] | 0 | 0
[26 empty] | 0 | 0
[26 empty] | 0 | 0
[26 empty] | 0 | 0
[26 empty] | 0 | 0
[26 empty] | 0 | 0
[26 empty] | 0 | 0
[26 empty] | 0 | 0
[26 empty] | 0 | 0
[26 empty] | 0 | 0
[26 empty] | 0 | 0
[26 empty] | 0 | 0
[26 empty] | 0 | 0
[26 empty] | 0 | 0
[26 empty] | 0 | 0
[26 empty] | 0 | 0
[26 empty] | 0 | 0
[26 empty] | 0 | 0
[26 empty] | 0 | 0
[26 empty] | 0 | 0
[26 empty] | 0 | 0
[26 empty] | 0 | 0
[26 empty] | 0 | 0
[26 empty] | 0 | 0
[26 empty] | 0 | 0
[26 empty] | 0 | 0
[26 empty] | 0 | 0
[26 empty] | 0 | 0
[26 empty] | 0 | 0
[26 empty] | 0 | 0
[26 empty] | 0 | 0
[26 empty] | 0 | 0
[26 empty] | 0 | 0
[26 empty] | 0 | 0
[26 empty] | 0 | 0
[26 empty] | 0 | 0
[26 empty] | 0 | 0
[26 empty] | 0 | 0
[26 empty] | 0 | 0
[26 empty] | 0 | 0
[26 empty] | 0 | 0
[26 empty] | 0 | 0
[26 empty] | 0 | 0
[26 empty] | 0 | 0
[26 empty] | 0 | 0
[26 empty] | 0 | 0
[26 empty] | 0 | 0
[26 empty] | 0 | 0
[26 empty] | 0 | 0
[26 empty] | 0 | 0
[26 empty] | 0 | 0
[26 empty] | 0 | 0
[26 empty] | 0 | 0
[26 empty] | 0 | 0
[26 empty] | 0 | 0
[26 empty] | 0 | 0
[26 empty] | 0 | 0
[26 empty] | 0 | 0
[26 empty] | 0 | 0
[26 empty] | 0 | 0
[26 empty] | 0 | 0
[26 empty] | 0 | 0
[26 empty] | 0 | 0
[26 empty] | 0 | 0
[26 empty] | 0 | 0
[26 empty] | 0 | 0
[26 empty] | 0 | 0
[26 empty] | 0 | 0
[26 empty] | 0 | 0
[26 empty] | 0 | 0
[26 empty] | 0 | 0
[26 empty] | 0 | 0
[26 empty] | 0 | 0
[26 empty] | 0 | 0
[26 empty] | 0 | 0
[26 empty] | 0 | 0
[26 empty] | 0 | 0
[26 empty] | 0 | 0
[26 empty] | 0 | 0
[26 empty] | 0 | 0
[26 empty] | 0 | 0
[26 empty] | 0 | 0
[26 empty] | 0 | 0
[26 empty] | 0 | 0
[26 empty] | 0 | 0
[26 empty] | 0 | 0
[26 empty] | 0 | 0
[26 empty] | 0 | 0
[26 empty] | 0 | 0
[26 empty] | 0 | 0
[26 empty] | 0 | 0
[26 empty] | 0 | 0
[26 empty] | 0 | 0
[26 empty] | 0 | 0
[26 empty] | 0 | 0
[26 empty] | 0 | 0
[26 empty] | 0 | 0
[26 empty] | 0 | 0
[26 empty] | 0 | 0
[26 empty] | 0 | 0
[26 empty] | 0 | 0
[26 empty] | 0 | 0
[26 empty] | 0 | 0
[26 empty] | 0 | 0
[26 empty] | 0 | 0
[26 empty] | 0 | 0
[26 empty] | 0 | 0
[26 empty] | 0 | 0
[26 empty] | 0 | 0
[26 empty] | 0 | 0
[26 empty] | 0 | 0
[26 empty] | 0 | 0
[26 empty] | 0 | 0
[26 empty] | 0 | 0
[26 empty] | 0 | 0
[26 empty] | 0 | 0
[26 empty] | 0 | 0
[26 empty] | 0 | 0
[26 empty] | 0 | 0
[26 empty] | 0 | 0
[26 empty] | 0 | 0
[26 empty] | 0 | 0
[26 empty] | 0 | 0
[26 empty] | 0 | 0
[26 empty] | 0 | 0
[26 empty] | 0 | 0
[26 empty] | 0 | 0
[26 empty] | 0 | 0
[26 empty] | 0 | 0
[26 empty] | 0 | 0
[26 empty] | 0 | 0
[26 empty] | 0 | 0
[26 empty] | 0 | 0
[26 empty] | 0 | 0
[26 empty] | 0 | 0
[26 empty] | 0 | 0
[26 empty] | 0 | 0
[26 empty] | 0 | 0
[26 empty] | 0 | 0
[26 empty] | 0 | 0
[26 empty] | 0 | 0
[26 empty] | 0 | 0
[26 empty] | 0 | 0
[26 empty] | 0 | 0
[26 empty] | 0 | 0
[26 empty] | 0 | 0
[26 empty] | 0 | 0
[26 empty] | 0 | 0
[26 empty] | 0 | 0
[26 empty] | 0 | 0
[26 empty] | 0 | 0
[26 empty] | 0 | 0
[26 empty] | 0 | 0
[26 empty] | 0 | 0
[26 empty] | 0 | 0
[26 empty] | 0 | 0
[26 empty] | 0 | 0
[26 empty] | 0 | 0
[26 empty] | 0 | 0
[26 empty] | 0 | 0
[26 empty] | 0 | 0
[26 empty] | 0 | 0
[26 empty] | 0 | 0
[26 empty] | 0 | 0
[26 empty] | 0 | 0
[26 empty] | 0 | 0
[26 empty] | 0 | 0
[26 empty] | 0 | 0
[26 empty] | 0 | 0
[26 empty] | 0 | 0
[26 empty] | 0 | 0
[26 empty] | 0 | 0
[26 empty] | 0 | 0
[26 empty] | 0 | 0
[26 empty] | 0 | 0
[26 empty] | 0 | 0
[26 empty] | 0 | 0
[26 empty] | 0 | 0
[26 empty] | 0 | 0
[26 empty] | 0 | 0
[26 empty] | 0 | 0
[26 empty] | 0 | 0
[26 empty] | 0 | 0
[26 empty] | 0 | 0
[26 empty] | 0 | 0
[26 empty] | 0 | 0
[26 empty] | 0 | 0
[26 empty] | 0 | 0
[26 empty] | 0 | 0
[26 empty] | 0 | 0
[26 empty] | 0 | 0
[26 empty] | 0 | 0
[26 empty] | 0 | 0
[26 empty] | 0 | 0
[26 empty] | 0 | 0
[26 empty] | 0 | 0
[26 empty] | 0 | 0
[26 empty] | 0 | 0
[26 empty] | 0 | 0
[26 empty] | 0 | 0
[26 empty] | 0 | 0
[26 empty] | 0 | 0
[26 empty] | 0 | 0
[26 empty] | 0 | 0
[26 empty] | 0 | 0
[26 empty] | 0 | 0
[26 empty] | 0 | 0
[26 empty] | 0 | 0
[26 empty] | 0 | 0
[26 empty] | 0 | 0
[26 empty] | 0 | 0
[26 empty] | 0 | 0
[26 empty] | 0 | 0
[26 empty] | 0 | 0
[26 empty] | 0 | 0
[26 empty] | 0 | 0
[26 empty] | 0 | 0
[26 empty] | 0 | 0
[26 empty] | 0 | 0
[26 empty] | 0 | 0
[26 empty] | 0 | 0
[26 empty] | 0 | 0
[26 empty] | 0 | 0
[26 empty] | 0 | 0
[26 empty] | 0 | 0
[26 empty] | 0 | 0
[26 empty] | 0 | 0
[26 empty] | 0 | 0
[26 empty] | 0 | 0
[26 empty] | 0 | 0
[26 empty] | 0 | 0
[26 empty] | 0 | 0
[26 empty] | 0 | 0
[26 empty] | 0 | 0
[26 empty] | 0 | 0
[26 empty] | 0 | 0
[26 empty] | 0 | 0
[26 empty] | 0 | 0
[26 empty] | 0 | 0
[26 empty] | 0 | 0
[26 empty] | 0 | 0
[26 empty] | 0 | 0
[26 empty] | 0 | 0
[26 empty] | 0 | 0
[26 empty] | 0 | 0
[26 empty] | 0 | 0
[26 empty] | 0 | 0
[26 empty] | 0 | 0
[26 empty] | 0 | 0
[26 empty] | 0 | 0
[26 empty] | 0 | 0
[26 empty] | 0 | 0
[26 empty] | 0 | 0
[26 empty] | 0 | 0
[26 empty] | 0 | 0
[26 empty] | 0 | 0
[26 empty] | 0 | 0
[26 empty] | 0 | 0
[26 empty] | 0 | 0
[26 empty] | 0 | 0
[26 empty] | 0 | 0
[26 empty] | 0 | 0
[26 empty] | 0 | 0
[26 empty] | 0 | 0
[26 empty] | 0 | 0
[26 empty] | 0 | 0
[26 empty] | 0 | 0
[26 empty] | 0 | 0
[26 empty] | 0 | 0
[26 empty] | 0 | 0
[26 empty] | 0 | 0
[26 empty] | 0 | 0
[26 empty] | 0 | 0
[26 empty] | 0 | 0
[26 empty] | 0 | 0
[26 empty] | 0 | 0
[26 empty] | 0 | 0
[26 empty] | 0 | 0
[26 empty] | 0 | 0
[26 empty] | 0 | 0
[26 empty] | 0 | 0
[26 empty] | 0 | 0
[26 empty] | 0 | 0
[26 empty] | 0 | 0
[26 empty] | 0 | 0
[26 empty] | 0 | 0
[26 empty] | 0 | 0
[26 empty] | 0 | 0
[26 empty] | 0 | 0
[26 empty] | 0 | 0
[26 empty] | 0 | 0
[26 empty] | 0 | 0
[26 empty] | 0 | 0
[26 empty] | 0 | 0
[26 empty] | 0 | 0
[26 empty] | 0 | 0
[26 empty] | 0 | 0
[26 empty] | 0 | 0
[26 empty] | 0 | 0
[26 empty] | 0 | 0
[26 empty] | 0 | 0
[26 empty] | 0 | 0
[26 empty] | 0 | 0
[26 empty] | 0 | 0
[26 empty] | 0 | 0
[26 empty] | 0 | 0
[26 empty] | 0 | 0
[26 empty] | 0 | 0
[26 empty] | 0 | 0
[26 empty] | 0 | 0
[26 empty] | 0 | 0
[26 empty] | 0 | 0
[26 empty] | 0 | 0
[26 empty] | 0 | 0
[26 empty] | 0 | 0
[26 empty] | 0 | 0
[26 empty] | 0 | 0
[26 empty] | 0 | 0
[26 empty] | 0 | 0
[26 empty] | 0 | 0
[26 empty] | 0 | 0
[26 empty] | 0 | 0
[26 empty] | 0 | 0
[26 empty] | 0 | 0
[26 empty] | 0 | 0
[26 empty] | 0 | 0
[26 empty] | 0 | 0
[26 empty] | 0 | 0
[26 empty] | 0 | 0
[26 empty] | 0 | 0
[26 empty] | 0 | 0
[26 empty] | 0 | 0
[26 empty] | 0 | 0
[26 empty] | 0 | 0
[26 empty] | 0 | 0
[26 empty] | 0 | 0
[26 empty] | 0 | 0
[26 empty] | 0 | 0
[26 empty] | 0 | 0
[26 empty] | 0 | 0
[26 empty] | 0 | 0
[26 empty] | 0 | 0
[26 empty] | 0 | 0
[26 empty] | 0 | 0
[26 empty] | 0 | 0
[26 empty] | 0 | 0
[26 empty] | 0 | 0
[26 empty] | 0 | 0
[26 empty] | 0 | 0
[26 empty] | 0 | 0
[26 empty] | 0 | 0
[26 empty] | 0 | 0
[26 empty] | 0 | 0
[26 empty] | 0 | 0
[26 empty] | 0 | 0
[26 empty] | 0 | 0
[26 empty] | 0 | 0
[26 empty] | 0 | 0
[26 empty] | 0 | 0
[26 empty] | 0 | 0
[26 empty] | 0 | 0
[26 empty] | 0 | 0
[26 empty] | 0 | 0
[26 empty] | 0 | 0
[26 empty] | 0 | 0
[26 empty] | 0 | 0
[26 empty] | 0 | 0
[26 empty] | 0 | 0
[26 empty] | 0 | 0
[26 empty] | 0 | 0
[26 empty] | 0 | 0
[26 empty] | 0 | 0
[26 empty] | 0 | 0
[26 empty] | 0 | 0
[26 empty] | 0 | 0
[26 empty] | 0 | 0
[26 empty] | 0 | 0
[26 empty] | 0 | 0
[26 empty] | 0 | 0
[26 empty] | 0 | 0
[26 empty] | 0 | 0
[26 empty] | 0 | 0
[26 empty] | 0 | 0
[26 empty] | 0 | 0
[26 empty] | 0 | 0
[26 empty] | 0 | 0
[26 empty] | 0 | 0
[26 empty] | 0 | 0
[26 empty] | 0 | 0
[26 empty] | 0 | 0
[26 empty] | 0 | 0
[26 empty] | 0 | 0
[26 empty] | 0 | 0
[26 empty] | 0 | 0
[26 empty] | 0 | 0
[26 empty] | 0 | 0
[26 empty] | 0 | 0
[26 empty] | 0 | 0
[26 empty] | 0 | 0
[26 empty] | 0 | 0
[26 empty] | 0 | 0
[26 empty] | 0 | 0
[26 empty] | 0 | 0
[26 empty] | 0 | 0
[26 empty] | 0 | 0
[26 empty] | 0 | 0
[26 empty] | 0 | 0
[26 empty] | 0 | 0
[26 empty] | 0 | 0
[26 empty] | 0 | 0
[26 empty] | 0 | 0
[26 empty] | 0 | 0
[26 empty] | 0 | 0
[26 empty] | 0 | 0
[26 empty] | 0 | 0
[26 empty] | 0 | 0
[26 empty] | 0 | 0
[26 empty] | 0 | 0
[26 empty] | 0 | 0
[26 empty] | 0 | 0
[26 empty] | 0 | 0
[26 empty] | 0 | 0
[26 empty] | 0 | 0
[26 empty] | 0 | 0
[26 empty] | 0 | 0
[26 empty] | 0 | 0
[26 empty] | 0 | 0
[26 empty] | 0 | 0
[26 empty] | 0 | 0
[26 empty] | 0 | 0
[26 empty] | 0 | 0
[26 empty] | 0 | 0
[26 empty] | 0 | 0
[26 empty] | 0 | 0
[26 empty] | 0 | 0
[26 empty] | 0 | 0
[26 empty] | 0 | 0
[26 empty] | 0 | 0
[26 empty] | 0 | 0
[26 empty] | 0 | 0
[26 empty] | 0 | 0
[26 empty] | 0 | 0
[26 empty] | 0 | 0
[26 empty] | 0 | 0
[26 empty] | 0 | 0
[26 empty] | 0 | 0
[26 empty] | 0 | 0
[26 empty] | 0 | 0
[26 empty] | 0 | 0
[26 empty] | 0 | 0
[26 empty] | 0 | 0
[26 empty] | 0 | 0
[26 empty] | 0 | 0
[26 empty] | 0 | 0
[26 empty] | 0 | 0
[26 empty] | 0 | 0
[26 empty] | 0 | 0
[26 empty] | 0 | 0
[26 empty] | 0 | 0
[26 empty] | 0 | 0
[26 empty] | 0 | 0
[26 empty] | 0 | 0
[26 empty] | 0 | 0
[26 empty] | 0 | 0
[26 empty] | 0 | 0
[26 empty] | 0 | 0
[26 empty] | 0 | 0
[26 empty] | 0 | 0
[26 empty] | 0 | 0
[26 empty] | 0 | 0
[26 empty] | 0 | 0
[26 empty] | 0 | 0
[26 empty] | 0 | 0
[26 empty] | 0 | 0
[26 empty] | 0 | 0
[26 empty] | 0 | 0
[26 empty] | 0 | 0
[26 empty] | 0 | 0
[26 empty] | 0 | 0
[26 empty] | 0 | 0
[26 empty] | 0 | 0
[26 empty] | 0 | 0
[26 empty] | 0 | 0
[26 empty] | 0 | 0
[26 empty] | 0 | 0
[26 empty] | 0 | 0
[26 empty] | 0 | 0
[26 empty] | 0 | 0
[26 empty] | 0 | 0
[26 empty] | 0 | 0
[26 empty] | 0 | 0
[26 empty] | 0 | 0
[26 empty] | 0 | 0
[26 empty] | 0 | 0
[26 empty] | 0 | 0
[26 empty] | 0 | 0
[26 empty] | 0 | 0
[26 empty] | 0 | 0
[26 empty] | 0 | 0
[26 empty] | 0 | 0
[26 empty] | 0 | 0
[26 empty] | 0 | 0
[26 empty] | 0 | 0
[26 empty] | 0 | 0
[26 empty] | 0 | 0
[26 empty] | 0 | 0
[26 empty] | 0 | 0
[26 empty] | 0 | 0
[26 empty] | 0 | 0
[26 empty] | 0 | 0
[26 empty] | 0 | 0
[26 empty] | 0 | 0
[26 empty] | 0 | 0
[26 empty] | 0 | 0
[26 empty] | 0 | 0
[26 empty] | 0 | 0
[26 empty] | 0 | 0
[26 empty] | 0 | 0
[26 empty] | 0 | 0
[26 empty] | 0 | 0
[26 empty] | 0 | 0
[26 empty] | 0 | 0
[26 empty] | 0 | 0
[26 empty] | 0 | 0
[26 empty] | 0 | 0
[26 empty] | 0 | 0
[26 empty] | 0 | 0
[26 empty] | 0 | 0
[26 empty] | 0 | 0
[26 empty] | 0 | 0
[26 empty] | 0 | 0
[26 empty] | 0 | 0
[26 empty] | 0 | 0
[26 empty] | 0 | 0
[26 empty] | 0 | 0
[26 empty] | 0 | 0
[26 empty] | 0 | 0
[26 empty] | 0 | 0
[26 empty] | 0 | 0
[26 empty] | 0 | 0
[26 empty] | 0 | 0
[26 empty] | 0 | 0
[26 empty] | 0 | 0
[26 empty] | 0 | 0
[26 empty] | 0 | 0
[26 empty] | 0 | 0
[26 empty] | 0 | 0
[26 empty] | 0 | 0
[26 empty] | 0 | 0
[26 empty] | 0 | 0
[26 empty] | 0 | 0
[26 empty] | 0 | 0
[26 empty] | 0 | 0
[26 empty] | 0 | 0
[26 empty] | 0 | 0
[26 empty] | 0 | 0
[26 empty] | 0 | 0
[26 empty] | 0 | 0
[26 empty] | 0 | 0
[26 empty] | 0 | 0
[26 empty] | 0 | 0
[26 empty] | 0 | 0
[26 empty] | 0 | 0
[26 empty] | 0 | 0
[26 empty] | 0 | 0
[26 empty] | 0 | 0
[26 empty] | 0 | 0
[26 empty] | 0 | 0
[26 empty] | 0 | 0
[26 empty] | 0 | 0
[26 empty] | 0 | 0
[26 empty] | 0 | 0
[26 empty] | 0 | 0
[26 empty] | 0 | 0
[26 empty] | 0 | 0
[26 empty] | 0 | 0
[26 empty] | 0 | 0
[26 empty] | 0 | 0
[26 empty] | 0 | 0
[26 empty] | 0 | 0
[26 empty] | 0 | 0
[26 empty] | 0 | 0
[26 empty] | 0 | 0
[26 empty] | 0 | 0
[26 empty] | 0 | 0
[26 empty] | 0 | 0
[26 empty] | 0 | 0
[26 empty] | 0 | 0
[26 empty] | 0 | 0
[26 empty] | 0 | 0
[26 empty] | 0 | 0
[26 empty] | 0 | 0
[26 empty] | 0 | 0
[26 empty] | 0 | 0
[26 empty] | 0 | 0
[26 empty] | 0 | 0
[26 empty] | 0 | 0
[26 empty] | 0 | 0
[26 empty] | 0 | 0
[26 empty] | 0 | 0
[26 empty] | 0 | 0
[26 empty] | 0 | 0
[26 empty] | 0 | 0
[26 empty] | 0 | 0
[26 empty] | 0 | 0
[26 empty] | 0 | 0
[26 empty] | 0 | 0
[26 empty] | 0 | 0
[26 empty] | 0 | 0
[26 empty] | 0 | 0
[26 empty] | 0 | 0
[26 empty] | 0 | 0
[26 empty] | 0 | 0
[26 empty] | 0 | 0
[26 empty] | 0 | 0
[26 empty] | 0 | 0
[26 empty] | 0 | 0
[26 empty] | 0 | 0
[26 empty] | 0 | 0
[26 empty] | 0 | 0
[26 empty] | 0 | 0
[26 empty] | 0 | 0
[26 empty] | 0 | 0
[26 empty] | 0 | 0
[26 empty] | 0 | 0
[26 empty] | 0 | 0
[26 empty] | 0 | 0
[26 empty] | 0 | 0
[26 empty] | 0 | 0
[26 empty] | 0 | 0
[26 empty] | 0 | 0
[26 empty] | 0 | 0
[26 empty] | 0 | 0
[26 empty] | 0 | 0
[26 empty] | 0 | 0
[26 empty] | 0 | 0
[26 empty] | 0 | 0
[26 empty] | 0 | 0
[26 empty] | 0 | 0
[26 empty] | 0 | 0
[26 empty] | 0 | 0
[26 empty] | 0 | 0
[26 empty] | 0 | 0
[26 empty] | 0 | 0
[26 empty] | 0 | 0
[26 empty] | 0 | 0
[26 empty] | 0 | 0
[26 empty] | 0 | 0
[26 empty] | 0 | 0
[26 empty] | 0 | 0
[26 empty] | 0 | 0
[26 empty] | 0 | 0
[26 empty] | 0 | 0
[26 empty] | 0 | 0
[26 empty] | 0 | 0
[26 empty] | 0 | 0
[26 empty] | 0 | 0
[26 empty] | 0 | 0
[26 empty] | 0 | 0
[26 empty] | 0 | 0
[26 empty] | 0 | 0
[26 empty] | 0 | 0
[26 empty] | 0 | 0
[26 empty] | 0 | 0
[26 empty] | 0 | 0
[26 empty] | 0 | 0
[26 empty] | 0 | 0
[26 empty] | 0 | 0
[26 empty] | 0 | 0
[26 empty] | 0 | 0
[26 empty] | 0 | 0
[26 empty] | 0 | 0
[26 empty] | 0 | 0
[26 empty] | 0 | 0
[26 empty] | 0 | 0
[26 empty] | 0 | 0
[26 empty] | 0 | 0
[26 empty] | 0 | 0
[26 empty] | 0 | 0
[26 empty] | 0 | 0
[26 empty] | 0 | 0
[26 empty] | 0 | 0
[26 empty] | 0 | 0
[26 empty] | 0 | 0
[26 empty] | 0 | 0
[26 empty] | 0 | 0
[26 empty] | 0 | 0
[26 empty] | 0 | 0
[26 empty] | 0 | 0
[26 empty] | 0 | 0
[26 empty] | 0 | 0
[26 empty] | 0 | 0
[26 empty] | 0 | 0
[26 empty] | 0 | 0
[26 empty] | 0 | 0
[26 empty] | 0 | 0
[26 empty] | 0 | 0
[26 empty] | 0 | 0
[26 empty] | 0 | 0
[26 empty] | 0 | 0
[26 empty] | 0 | 0
[26 empty] | 0 | 0
[26 empty] | 0 | 0
[26 empty] | 0 | 0
[26 empty] | 0 | 0
[26 empty] | 0 | 0
[26 empty] | 0 | 0
[26 empty] | 0 | 0
[26 empty] | 0 | 0
[26 empty] | 0 | 0
[26 empty] | 0 | 0
[26 empty] | 0 | 0
[26 empty] | 0 | 0
[26 empty] | 0 | 0
[26 empty] | 0 | 0
[26 empty] | 0 | 0
[26 empty] | 0 | 0
[26 empty] | 0 | 0
[26 empty] | 0 | 0
[26 empty] | 0 | 0
[26 empty] | 0 | 0
[26 empty] | 0 | 0
[26 empty] | 0 | 0
[26 empty] | 0 | 0
[26 empty] | 0 | 0
[26 empty] | 0 | 0
[26 empty] | 0 | 0
[26 empty] | 0 | 0
[26 empty] | 0 | 0
[26 empty] | 0 | 0
[26 empty] | 0 | 0
[26 empty] | 0 | 0
[26 empty] | 0 | 0
[26 empty] | 0 | 0
[26 empty] | 0 | 0
[26 empty] | 0 | 0
[26 empty] | 0 | 0
[26 empty] | 0 | 0
[26 empty] | 0 | 0
[26 empty] | 0 | 0
[26 empty] | 0 | 0
[26 empty] | 0 | 0
[26 empty] | 0 | 0
[26 empty] | 0 | 0
[26 empty] | 0 | 0
[26 empty] | 0 | 0
[26 empty] | 0 | 0
[26 empty] | 0 | 0
[26 empty] | 0 | 0
[26 empty] | 0 | 0
[26 empty] | 0 | 0
[26 empty] | 0 | 0
[26 empty] | 0 | 0
[26 empty] | 0 | 0
[26 empty] | 0 | 0
[26 empty] | 0 | 0
[26 empty] | 0 | 0
[26 empty] | 0 | 0
[26 empty] | 0 | 0
[26 empty] | 0 | 0
[26 empty] | 0 | 0
[26 empty] | 0 | 0
[26 empty] | 0 | 0
[26 empty] | 0 | 0
[26 empty] | 0 | 0
[26 empty] | 0 | 0
[26 empty] | 0 | 0
[26 empty] | 0 | 0
[26 empty] | 0 | 0
[26 empty] | 0 | 0
[26 empty] | 0 | 0
[26 empty] | 0 | 0
[26 empty] | 0 | 0
[26 empty] | 0 | 0
[26 empty] | 0 | 0
[26 empty] | 0 | 0
[26 empty] | 0 | 0
[26 empty] | 0 | 0
[26 empty] | 0 | 0
[26 empty] | 0 | 0
[26 empty] | 0 | 0
[26 empty] | 0 | 0
[26 empty] | 0 | 0
[26 empty] | 0 | 0
[26 empty] | 0 | 0
[26 empty] | 0 | 0
[26 empty] | 0 | 0
[26 empty] | 0 | 0
[26 empty] | 0 | 0
[26 empty] | 0 | 0
[26 empty] | 0 | 0
[26 empty] | 0 | 0
[26 empty] | 0 | 0
[26 empty] | 0 | 0
[26 empty] | 0 | 0
[26 empty] | 0 | 0
[26 empty] | 0 | 0
[26 empty] | 0 | 0
[26 empty] | 0 | 0
[26 empty] | 0 | 0
[26 empty] | 0 | 0
[26 empty] | 0 | 0
[26 empty] | 0 | 0
[26 empty] | 0 | 0
[26 empty] | 0 | 0
[26 empty] | 0 | 0
[26 empty] | 0 | 0
[26 empty] | 0 | 0
[26 empty] | 0 | 0
[26 empty] | 0 | 0
[26 empty] | 0 | 0
[26 empty] | 0 | 0
[26 empty] | 0 | 0
[26 empty] | 0 | 0
[26 empty] | 0 | 0
[26 empty] | 0 | 0
[26 empty] | 0 | 0
[26 empty] | 0 | 0
[26 empty] | 0 | 0
[26 empty] | 0 | 0
[26 empty] | 0 | 0
[26 empty] | 0 | 0
[26 empty] | 0 | 0
[26 empty] | 0 | 0
[26 empty] | 0 | 0
[26 empty] | 0 | 0
[26 empty] | 0 | 0
[26 empty] | 0 | 0
[26 empty] | 0 | 0
[26 empty] | 0 | 0
[26 empty] | 0 | 0
[26 empty] | 0 | 0
[26 empty] | 0 | 0
[26 empty] | 0 | 0
[26 empty] | 0 | 0
[26 empty] | 0 | 0
[26 empty] | 0 | 0
[26 empty] | 0 | 0
[26 empty] | 0 | 0
[26 empty] | 0 | 0
[26 empty] | 0 | 0
[26 empty] | 0 | 0
[26 empty] | 0 | 0
[26 empty] | 0 | 0
[26 empty] | 0 | 0
[26 empty] | 0 | 0
[26 empty] | 0 | 0
[26 empty] | 0 | 0
[26 empty] | 0 | 0
[26 empty] | 0 | 0
[26 empty] | 0 | 0
[26 empty] | 0 | 0
[26 empty] | 0 | 0
[26 empty] | 0 | 0
[26 empty] | 0 | 0
[26 empty] | 0 | 0
[26 empty] | 0 | 0
[26 empty] | 0 | 0
[26 empty] | 0 | 0
[26 empty] | 0 | 0
[26 empty] | 0 | 0
[26 empty] | 0 | 0
[26 empty] | 0 | 0
[26 empty] | 0 | 0
[26 empty] | 0 | 0
[26 empty] | 0 | 0
[26 empty] | 0 | 0
[26 empty] | 0 | 0
[26 empty] | 0 | 0
[26 empty] | 0 | 0
[26 empty] | 0 | 0
[26 empty] | 0 | 0
[26 empty] | 0 | 0
[26 empty] | 0 | 0
[26 empty] | 0 | 0
[26 empty] | 0 | 0
[26 empty] | 0 | 0
[26 empty] | 0 | 0
[26 empty] | 0 | 0
[26 empty] | 0 | 0
[26 empty] | 0 | 0
[26 empty] | 0 | 0
[26 empty] | 0 | 0
[26 empty] | 0 | 0
[26 empty] | 0 | 0
[26 empty] | 0 | 0
[26 empty] | 0 | 0
[26 empty] | 0 | 0
[26 empty] | 0 | 0
[26 empty] | 0 | 0
[26 empty] | 0 | 0
[26 empty] | 0 | 0
[26 empty] | 0 | 0
[26 empty] | 0 | 0
[26 empty] | 0 | 0
[26 empty] | 0 | 0
[26 empty] | 0 | 0
[26 empty] | 0 | 0
[26 empty] | 0 | 0
[26 empty] | 0 | 0
[26 empty] | 0 | 0
[26 empty] | 0 | 0
[26 empty] | 0 | 0
[26 empty] | 0 | 0
[26 empty] | 0 | 0
[26 empty] | 0 | 0
[26 empty] | 0 | 0
[26 empty] | 0 | 0
[26 empty] | 0 | 0
[26 empty] | 0 | 0
[26 empty] | 0 | 0
[26 empty] | 0 | 0
[26 empty] | 0 | 0
[26 empty] | 0 | 0
[26 empty] | 0 | 0
[26 empty] | 0 | 0
[26 empty] | 0 | 0
[26 empty] | 0 | 0
[26 empty] | 0 | 0
[26 empty] | 0 | 0
[26 empty] | 0 | 0
[26 empty] | 0 | 0
[26 empty] | 0 | 0
[26 empty] | 0 | 0
[26 empty] | 0 | 0
[26 empty] | 0 | 0
[26 empty] | 0 | 0
[26 empty] | 0 | 0
[26 empty] | 0 | 0
[26 empty] | 0 | 0
[26 empty] | 0 | 0
[26 empty] | 0 | 0
[26 empty] | 0 | 0
[26 empty] | 0 | 0
[26 empty] | 0 | 0
[26 empty] | 0 | 0
[26 empty] | 0 | 0
[26 empty] | 0 | 0
[26 empty] | 0 | 0
[26 empty] | 0 | 0
[26 empty] | 0 | 0
[26 empty] | 0 | 0
[26 empty] | 0 | 0
[26 empty] | 0 | 0
[26 empty] | 0 | 0
[26 empty] | 0 | 0
[26 empty] | 0 | 0
[26 empty] | 0 | 0
[26 empty] | 0 | 0
[26 empty] | 0 | 0
[26 empty] | 0 | 0
[26 empty] | 0 | 0
[26 empty] | 0 | 0
[26 empty] | 0 | 0
[26 empty] | 0 | 0
[26 empty] | 0 | 0
[26 empty] | 0 | 0
[26 empty] | 0 | 0
[26 empty] | 0 | 0
[26 empty] | 0 | 0
[26 empty] | 0 | 0
[26 empty] | 0 | 0
[26 empty] | 0 | 0
[26 empty] | 0 | 0
[26 empty] | 0 | 0
[26 empty] | 0 | 0
[26 empty] | 0 | 0
[26 empty] | 0 | 0
[26 empty] | 0 | 0
[26 empty] | 0 | 0
[26 empty] | 0 | 0
[26 empty] | 0 | 0
[26 empty] | 0 | 0
[26 empty] | 0 | 0
[26 empty] | 0 | 0
[26 empty] | 0 | 0
[26 empty] | 0 | 0
[26 empty] | 0 | 0
[26 empty] | 0 | 0
[26 empty] | 0 | 0
[26 empty] | 0 | 0
[26 empty] | 0 | 0
[26 empty] | 0 | 0
[26 empty] | 0 | 0
[26 empty] | 0 | 0
[26 empty] | 0 | 0
[26 empty] | 0 | 0

## Zones
Houston | 1
North | -1
South | 1
West | -1
SET UP AREA, copy & paste values to cell B1
Source | South |  | N to H | N to W | N to S | W to N | S to N | W to S
Sink | North | Houston | -1 | 1 | -1 | -1 | 1 | -1
|  | North | 1 | 1 | 1 | -1 | -1 | -1
|  | South | -1 | 1 | -1 | -1 | 1 | -1
|  | West | 1 | -1 | 1 | 1 | -1 | 1
|  | Source | North | North | North | West | South | West
|  | Sink | Houston | West | South | North | North | South

## Tech
Number of Bus | Name of Bus | Tech Type
238 | BOSQUESW505 | CC
239 | BOSQUESW502 | GGT
244 | WHITNYDM01 | Hydro
245 | WHITNYDM02 | Hydro
247 | BOSQUESW501 | GGT
251 | BOSQUESW803 | CC
253 | BOSQUESW804 | CC
332 | RWMILLER01 | GST
333 | RWMILLER02 | GST
334 | RWMILLER03 | GST
335 | RWMILLER04 | GST
336 | RWMILLER05 | GST
344 | MRSSHPRD | Hydro
345 | MRSSHPRD01 | Hydro
366 | JNSNCNTY802 | Cogen
367 | JNSNCNTY802 | Cogen
503 | NTHTEXAS01 | GST
504 | NTHTEXAS02 | GST
505 | NTHTEXAS03 | GST
580 | JCKCNTY801 | CC
581 | JCKCNTY802 | CC
582 | JCKCNTY803 | CC
728 | WOLFRIDGE801 | Wind
837 | NEWMAN_G5 | GST
842 | OLINGER_G1 | GST
843 | OLINGER_G2 | GST
844 | OLINGER_G3 | GST
845 | OLINGER_G4 | GGT
923 | SPENCER_G4 | GST
924 | SPENCER_G5 | GST
948 | STEAM1 | GST
949 | STEAM2 | GST
950 | STEAM3 | GST
990 | GIBN_CREK_G1 | LIGCO
1002 | PBCTAGE_1G | GGT
1003 | PBCTBGE_2G | GGT
1004 | PBCTCGE_3G | GGT
1005 | PBCTDGE_4G | GGT
1006 | PBCTEGE_5G | GGT
1007 | PB5GEN_6G | GST
1008 | PB6GEN_7G | GST
1037 | MORGAN5G_5G | GST
1039 | MRGNAG_1G | GGT
1040 | MRGNBG_2G | GGT
1041 | MRGNCG_3G | GGT
1042 | MRGNDG_4G | GGT
1043 | MRGNEG_5G | GGT
1044 | MRGNFG_6G | GGT
1045 | CALENG1G_1G | Cogen
1046 | CALENG2G_2G | Cogen
1047 | CALENG3G_3G | Cogen
1058 | LONGSHORE_5 | Wind
1058 | LONGSHORE_5 | Wind
1061 | CIELOGEN_1G | Wind
1062 | CIELOGEN_2G | Wind
1068 | SCURRYCW_1G | Wind
1069 | KINDERMG_1G | Cogen
1070 | KINDERMG_2G | Cogen
1071 | KINDERMG_3G | Cogen
1073 | SCURRYCW_2G | Wind
1320 | BSP 1 | Cogen
1326 | STANTONW_8 | Wind
1327 | WILDHRSE_1G | Wind
1328 | OCOTILLO_1G | Wind
1333 | MCDDONAL_8 | Wind
1343 | TRENTIPP_8 | Wind
1349 | WESTXWIN_1G | Wind
1350 | NWPWRG1_1G | Wind
1354 | AEPWIND_8 | Wind
1360 | GUNSIGHT_8 | Wind
1416 | SWETWATR_1G | CC
1417 | SWETWATR_2G | CC
1418 | SWETWATR_3G | CC
1419 | SWETWATR_4G | CC
1432 | GRHAMSES_2G | GST
1433 | GRHAMSES_1G | GST
1437 | MESQUITW_1G | Wind
1438 | MESQUITW_2G | Wind
1442 | COKFIELD_5 | Wind
1453 | WCPWRCO_1G | CC
1454 | WCPWRCO_2G | CC
1455 | WCPWRCO_3G | CC
1479 | WFCOGEN_1G | Cogen
1479 | WFCOGEN_1G | Cogen
1482 | WFCOGEN_2G | Cogen
1482 | WFCOGEN_2G | Cogen
1600 | BARTNWND_1G | Wind
1643 | SLSTR1PP_1G | Wind
1675 | PEC_1G | Cogen
1676 | PEC_2G | Cogen
1677 | PEC_3G | Cogen
1678 | LAMARPWR_1G | CC
1679 | LAMARPWR_2G | CC
1680 | LAMARPWR_3G | CC
1681 | LAMARPWR_4G | CC
1682 | LAMARPWR_5G | CC
1683 | LAMARPWR_6G | CC
1687 | VALLEY_1G | GST
1688 | VALLEY_2G | GSC
1689 | VALLEY_3G | GST
1701 | MOSES_1G | LIGCO
1702 | MOSES_2G | LIGCO
1703 | MOSES_3G | LIGCO
1861 | EAGLEMNT_1G | GST
1862 | EAGLEMNT_2G | GST
1863 | EAGLEMNT_3G | GST
1877 | WLFHOLW_1G | CC
1878 | WLFHOLW_2G | CC
1879 | WLFHOLW_3G | CC
1889 | DECRDOVA_1G | GSC
1892 | DECRDOVA_2G | GGT
1893 | DECRDOVA_3G | GGT
1894 | DECRDOVA_4G | GGT
1895 | DECRDOVA_5G | GGT
1898 | COMCHEPK_1G | Nuc
1899 | COMCHEPK_2G | Nuc
1937 | MDLTHELP_5G | CC
1938 | MDLTHELP_6G | CC
1941 | MDLTHELP_1G | CC
1942 | MDLTHELP_2G | CC
1943 | MDLTHELP_3G | CC
1944 | MDLTHELP_4G | CC
1947 | HANDLEY_3G | GST
1948 | HANDLEY_4G | GST
1949 | HANDLEY_5G | GST
2371 | COLLIN_1G | GST
2381 | NTHLK1_G | GST
2382 | NTHLK2_G | GST
2383 | NTHLK3_G | GST
2413 | MTCK6_G | GST
2414 | MTCK7_G | GST
2417 | MTCK8_G | GSC
2451 | LKHB1_G | GST
2452 | LKHB2_G | GST
3097 | MARTLAKE_1G | LIGCO
3098 | MARTLAKE_2G | LIGCO
3099 | MARTLAKE_3G | LIGCO
3107 | STRYKER_1G | GST
3108 | STRYKER_2G | GST
3126 | TRINIDAD_6G | GST
3309 | ASPN_G | Bio
3348 | CHAMPION_1G | Cogen
3381 | BBRN_1G | LIGCO
3382 | BBRN_2G | LIGCO
3403 | THOUSE_1G | GSC
3404 | THOUSE_2G | GSC
3416 | LAKE_CRK1_G | GST
3417 | LAKE_CRK2_G | GST
3432 | SANDOW_4G | LIGCO
5026 | BRAUNIG_VHB1 | GST
5027 | BRAUNIG_VHB2 | GST
5028 | BRAUNIG_VHB3 | GST
5111 | CALAVER_JTD1 | LIGCO
5112 | CALAVER_JTD2 | LIGCO
5264 | LEON_LCP3G3 | GST
5265 | LEON_LCP4G4 | GST
5266 | LEON_LCPCT1 | GGT
5267 | LEON_LCPCT2 | GGT
5268 | LEON_LCPCT3 | GGT
5269 | LEON_LCPCT4 | GGT
5396 | CALAVER_OWS1 | GST
5397 | CALAVER_OWS2 | GST
5401 | CALAVER_JKS1 | LIGCO
5436 | TUTTL_WBT1G1 | GST
5438 | TUTTL_WBT3G3 | GST
5439 | TUTTL_WBT4G4 | GST
5476 | BRA_AVR1_CT1 | CC
5477 | BRA_AVR1_ST | CC
5478 | BRA_AVR1_CT2 | CC
5503 | RAYBURNGEN3 | GST
5505 | RAYBURNGEN1 | GGT
5506 | RAYBURNGEN2 | GGT
5508 | RAYBURNCC9 | CC
5509 | RAYBURNCC10 | CC
5511 | RAYBURNCC7 | CC
5512 | RAYBURNCC8 | CC
5728 | FALCONHYDRO2 | Hydro
5729 | FALCONHYDRO3 | Hydro
5890 | PEARSALLGEN1 | GST
5891 | PEARSALLGEN2 | GST
5892 | PEARSALLGEN3 | GST
5903 | SANMIGUELGEN | LIGCO
5911 | STP_GN1___1 | Nuc
5912 | STP_GN2___2 | Nuc
5920 | WELSHDC1 | DCTie
5925 | DCEAST | DCTie
5932 | SI_RAY9 | CC
5933 | SI_RAY6 | GST
5934 | SI_RAY5 | GST
5935 | SI_RAY10 | CC
6016 | SWMESA | Wind
6096 | NORTHDC7 | DCTie
6100 | OKLA7A | DCTie
6144 | MCADOO1A | Wind
6407 | TURKTRAK1A | Wind
6637 | SNYDERW1A | Wind
6752 | OKLA0A | LIGCO
6948 | DENISNDM | Hydro
6948 | DENISNDM | Hydro
7000 | L_FERGUS1_1Y | GSC
7004 | L_SIMGID1_1Y | GST
7005 | L_SIMGID1_2Y | GST
7006 | L_SIMGID1_3Y | GST
7007 | L_LOSTPI1_1Y | CC
7008 | L_LOSTPI1_2Y | CC
7009 | L_LOSTPI1_3Y | CC
7010 | L_FPPYD11_1Y | LIGCO
7011 | L_FPPYD11_2Y | LIGCO
7012 | L_FPPYD21_3Y | LIGCO
7014 | L_HAYSEN1_1Y | CC
7015 | L_HAYSEN1_2Y | CC
7016 | L_HAYSEN1_3Y | CC
7017 | L_HAYSEN1_4Y | CC
7020 | L_AUSTPL1_1Y | Hydro
7020 | L_AUSTPL1_1Y | Hydro
7022 | L_BUCHAN1_1Y | Hydro
7023 | L_BUCHAN1_2Y | Hydro
7024 | L_BUCHAN1_3Y | Hydro
7026 | L_INKSDA1_1Y | Hydro
7028 | L_MARBFA1_1Y | Hydro
7029 | L_MARBFA1_2Y | Hydro
7031 | L_MARSFO1G1Y | Hydro
7032 | L_MARSFO1G2Y | Hydro
7033 | L_MARSFO1G3Y | Hydro
7035 | L_WIRTZ_1G1Y | Hydro
7036 | L_WIRTZ_1G2Y | Hydro
7038 | L_DELAWA1_1Y | Wind
7038 | L_DELAWA1_1Y | Wind
7303 | L_WPPGS12_1Y | GGT
7303 | L_WPPGS12_1Y | GGT
7305 | L_WPPGS34_1Y | GGT
7305 | L_WPPGS34_1Y | GGT
7487 | L_CANYHY8_1Y | Hydro
7605 | L_MCQUEE9_1Y | Hydro
7605 | L_MCQUEE9_1Y | Hydro
7605 | L_MCQUEE9_1Y | Hydro
7609 | L_SCHUMA8_1Y | Hydro
7624 | L_LAKEWO9_1Y | Hydro
7624 | L_LAKEWO9_1Y | Hydro
7800 | L_GUADGE1_1Y | CC
7801 | L_GUADGE1_2Y | CC
7802 | L_GUADGE1_3Y | CC
7803 | L_GUADGE1_4Y | CC
7804 | L_GUADGE1_5Y | CC
7805 | L_GUADGE1_6Y | CC
7807 | L_BASTEN1_1Y | CC
7808 | L_BASTEN1_2Y | CC
7809 | L_BASTEN1_3Y | CC
7810 | L_RIONOG1G1Y | CC
7811 | L_RIONOG1G2Y | CC
7812 | L_RIONOG1G3Y | CC
7813 | L_RIONOG1S1Y | CC
8032 | AMISTADHYD1 | Hydro
8033 | AMISTADHYD2 | Hydro
8048 | FALCONHYDRO1 | Hydro
8066 | DUP1V#1 | Cogen
8134 | FOR #1 | Cogen
8138 | FOR #2 | Cogen
8139 | JOS #1 | GST
8147 | UCAR #2 | Cogen
8148 | UCAR #1 | Cogen
8153 | FOR #3 | Cogen
8154 | FOR #4 | Cogen
8155 | FOR #5 | Cogen
8156 | FOR #6 | Cogen
8157 | FOR #7 | Cogen
8161 | COLETO0A | LIGCO
8173 | VICEC51A | CC
8174 | VICEC61A | CC
8189 | CUECPL2A | Cogen
8262 | ELPS | Hydro
8285 | LAR #1 | GST
8287 | LAR #2 | GST
8288 | LAR #3 | GST
8388 | BATES0A | GST
8393 | BATES0B | GST
8437 | NUECES_B0C | GST
8438 | NUECES_B0B | GST
8442 | NBEC7 | GST
8442 | NBEC7 | GST
8456 | COSW#1 | Cogen
8457 | COSW#2 | Cogen
8459 | B_DAVIS0B | GSC
8460 | B_DAVIS0A | GSC
8461 | KOCH_UP0A | Cogen
8506 | VAL #1 | Cogen
8507 | VAL #2 | Cogen
8511 | OXY_CC0A | Cogen
8517 | CELANEBI0A | Cogen
8560 | CNOPGT1 | Cogen
8561 | CNOPGT2 | Cogen
8562 | CNOPST1 | Cogen
8926 | LGE_GT10A | Cogen
8927 | LGE_GT20A | Cogen
8928 | LGE_STG0A | Cogen
8930 | ICPGN10A | Cogen
8931 | ICPGN20A | Cogen
8932 | ICPGN30A | Cogen
8933 | FGNTS001 | CC
8934 | FGNTS101 | CC
8935 | FGNTS201 | CC
8936 | MVGN#1 | CC
8937 | MVGN#2 | CC
8938 | MVGN#3 | CC
8981 | HECN1 | CC
8982 | HECN2 | CC
8983 | HECN3 | CC
9000 | DECKR_G1 | GST
9001 | DECKR_G2 | GST
9002 | DECKR_G3 | GGT
9003 | DECKR_G4 | GGT
9004 | DECKR_G5 | GGT
9005 | DECKR_G6 | GGT
9016 | SANDH_G1 | GGT
9017 | SANDH_G2 | GGT
9018 | SANDH_G3 | GGT
9019 | SANDH_G4 | GGT
9020 | SANDHG5A | CC
9021 | SANDHG5C | CC
11001 | NAV1CT | CC
11009 | NAV2CT | CC
11011 | NAV3ST | CC
11012 | NAV4CT | CC
11013 | NAV5CT | CC
11014 | NAV6ST | CC
11020 | TIEHVSG_1G | CC
11021 | TIEHVCG_1G | CC
11022 | TIEHVCG_2G | CC
11023 | TIEHVCG_3G | CC
11024 | TIEHVCG_4G | CC
11025 | TIEHVSG_2G | CC
11056 | ROSCOE_1G | Wind
11057 | CHAMPION_1G | Wind
11058 | PYRON_1G | Wind
11059 | INADALE_1G | Wind
11065 | ELBOWCK_1G | Wind
11147 | NOTREES_1G | Wind
11309 | BULLCREK_2G | Wind
11310 | BULLCREK_1G | Wind
11320 | COYOTE_1G | Wind
11691 | KMICHICT1_G | CC
11692 | KMICHICT2_G | CC
11693 | KMICHIST3_G | CC
11694 | KMICHICT4_G | CC
11695 | KMICHICT5_G | CC
11696 | KMICHIST6_G | CC
12322 | ENNSTRAC_1G | CC
12323 | ENNSTRAC_2G | CC
12411 | FPLEFR1A_G | CC
12412 | FPLEFR1B_G | CC
12413 | FPLEFR1C_G | CC
12414 | FPLEFR1S_G | CC
12421 | FPLEFR2A_G | CC
12422 | FPLEFR2B_G | CC
12423 | FPLEFR2C_G | CC
12424 | FPLEFR2S_G | CC
12440 | PARKD_1SVC8 | GST
12449 | PARKD_2SVC8 | GST
13116 | TGATEWAY_1G | CC
13117 | TGATEWAY_2G | CC
13118 | TGATEWAY_3G | CC
13119 | TGATEWAY_4G | CC
13131 | CALFREST_1G | CC
13132 | CALFREST_2G | CC
13133 | CALFREST_3G | CC
13134 | CALFREST_4G | CC
13135 | CALFREST_5G | CC
13136 | CALFREST_6G | CC
13432 | SANDOW_5G | LIGCO
32798 | BRYN_TAMUGEN | GST
32883 | BRYN_DNSBY3 | GST
32884 | BRYN_DNSBY13 | GST
32886 | BRYN_ATKINS3 | GST
32887 | BRYN_ATKINS6 | GST
32888 | BRYN_ATKINS7 | GGT
32890 | BRYN_ATKINS4 | GST
32891 | BRYN_ATKINS5 | GST
32892 | BRYN_DNSBY14 | GST
36998 | RDCNYNG1 | Wind
38332 | TNWDWRDU2_8 | Wind
38437 | TNSRBNMESA9 | Wind
38580 | TNBP_CGN1_8 | Cogen
38590 | TNBP_CGN2_8 | Cogen
38600 | TNBP_CGN3_8 | Cogen
38611 | TNBPAMCG1_8 | Cogen
38612 | TNBPAMCG2_8 | Cogen
38613 | TNBPAMCG3_8 | Cogen
38614 | TNBPAMCG4_8 | Cogen
38615 | TNBPAMCG5_8 | Cogen
38690 | TNBP_CGN4_8 | Cogen
38711 | TNTXCTY1CG8 | Cogen
38712 | TNTXCTY2CG8 | Cogen
38713 | TNTXCTY3CG8 | Cogen
38714 | TNTXCTY4CG8 | Cogen
39190 | TNSLCGN1__8 | Cogen
39470 | TNDOWCGNSG8 | Cogen
39480 | TNDOWCGNGG8 | Cogen
39760 | TNSCLP1___8 | Cogen
39770 | TNSCLP2___8 | Cogen
39775 | TNSCLP4___8 | Cogen
39790 | TNSCLP3___8 | Cogen
39960 | TNTNPONE_18 | LIGCO
39970 | TNTNPONE_28 | LIGCO
48500 | APD_GT1_8005 | Cogen
48510 | AK_GT1__8040 | Cogen
48511 | LPE_GT1_8070 | GGT
48512 | LPE_GT2_8075 | GGT
48513 | LPE_GT3_8080 | GGT
48514 | LPE_GT4_8085 | GGT
48520 | BSF_GT1_8070 | Cogen
48520 | BSF_GT1_8070 | Cogen
48521 | BVE_GT1_GT1 | CC
48522 | BVE_GT2_5035 | CC
48523 | BVE_ST1_GN1 | CC
48531 | BYU_GT1_8075 | Cogen
48532 | BYU_GT2_8055 | Cogen
48533 | BYU_GT3_8060 | Cogen
48534 | BYU_GT4_8065 | Cogen
48551 | CAL_GT1_8045 | Cogen
48552 | CAL_ST1_8000 | Cogen
48561 | CTL_GT2_8130 | Cogen
48562 | CTL_GT3_8135 | Cogen
48563 | CTL_GT4_8140 | Cogen
48564 | CTL_GN1_8145 | Cogen
48565 | CTL_GN2_8155 | Cogen
48581 | CBY_GN1_1 | GSC
48582 | CBY_GN2_2 | GSC
48583 | CBY_GT4_1 | GSC
48584 | CBY_GT4_2 | CC
48585 | CBY_ST4_1 | CC
48591 | CHE_GT2_5030 | Cogen
48593 | CHE_GT1_8015 | Cogen
48594 | CHE_GN4_8025 | Cogen
48595 | BTE_GT2_8075 | CC
48596 | BTE_GT3_8045 | CC
48597 | BTE_GT4_8055 | CC
48598 | BTE_ST1_8070 | CC
48611 | DIB_GT1_8080 | Cogen
48612 | DIB_GT2_8075 | Cogen
48613 | DIB_ST1_8085 | Cogen
48614 | DIB_GT3_8090 | Cogen
48641 | DPEC_GT15040 | CC
48642 | DPEC_GT25025 | CC
48643 | DPEC_GT35010 | CC
48644 | DPEC_GT45070 | CC
48645 | DPEC_ST55065 | CC
48651 | EP_1_2 | Cogen
48651 | EP_1_2 | Cogen
48671 | FTR_GT1_5105 | CC
48672 | FTR_GT2_5110 | CC
48673 | FTR_GT3_5085 | CC
48674 | FTR_CN4_5095 | CC
48690 | GBY_GN5_5 | GSC
48691 | GBY_73741085 | GGT
48691 | GBY_73741085 | GGT
48692 | GBY_81821075 | GGT
48692 | GBY_81821075 | GGT
48693 | GBY_83841065 | GGT
48693 | GBY_83841065 | GGT
48721 | LEG_1___1 | LIGCO
48722 | LEG_2___2 | LIGCO
48730 | MNS_GT | Cogen
48731 | CBE_GT1 | CC
48732 | CBE_GT2 | CC
48733 | CBE_ST12 | CC
48734 | CBE_GT3 | CC
48735 | CBE_GT4 | CC
48736 | CBE_ST34 | CC
48740 | PSG_GN2_8050 | Cogen
48741 | PSG_GT2_8040 | Cogen
48742 | PSG_GT3_8060 | Cogen
48761 | PR_GT1__9040 | Cogen
48772 | PHR_GN2_2 | GSC
48791 | PSA_GT1_8160 | Cogen
48792 | PSA_GT2_8155 | Cogen
48793 | PSA_GT3_8150 | Cogen
48794 | PSA_GT4_8145 | Cogen
48795 | PSA_GT5_8140 | Cogen
48796 | PSA_GN1_8165 | Cogen
48797 | PSA_GT6_8135 | Cogen
48811 | CVC_GT3_5045 | Cogen
48812 | CVC_GT2_5020 | Cogen
48813 | CVC_GT1_5035 | Cogen
48814 | CVC_ST5_5040 | Cogen
48815 | CVC_GT4_8005 | Cogen
48820 | SHELLG1_3015 | Cogen
48821 | SHELLG2 | Cogen
48822 | SHELLG3_3020 | Cogen
48822 | SHELLG3_3020 | Cogen
48841 | SJS_GT1_GT1 | Cogen
48842 | SJS_GT2_GT2 | Cogen
48845 | SOL_GT1 | Solar
48851 | SRB_GN1_1 | GST
48852 | SRB_GN2_2 | GST
48853 | SRB_GN3_3 | GST
48854 | SRB_GN4_4 | GST
48855 | SRB_GT211035 | GGT
48855 | SRB_GT211035 | GGT
48873 | THW_ST3_ST_3 | CC
48874 | THW_ST4_ST_4 | CC
48875 | THW_3132 | CC
48875 | THW_3132 | CC
48877 | THW_3334 | CC
48877 | THW_3334 | CC
48879 | THW_4142 | CC
48879 | THW_4142 | CC
48881 | THW_4344 | CC
48881 | THW_4344 | CC
48883 | THW_GT1_GT_1 | GGT
48885 | THW_5152 | GGT
48885 | THW_5152 | GGT
48886 | THW_5354 | GGT
48886 | THW_5354 | GGT
48887 | THW_5556 | GGT
48887 | THW_5556 | GGT
48911 | TGF_GT1_8000 | Cogen
48921 | WAP_GN1_1 | GST
48922 | WAP_GN2_2 | GST
48923 | WAP_GN3_3 | GST
48924 | WAP_GN4_4 | GSC
48925 | WAP_GN5_5 | LIGCO
48926 | WAP_GN6_6 | LIGCO
48927 | WAP_GN7_7 | LIGCO
48928 | WAP_GN8_8 | LIGCO
48929 | WAPGT21_GT1 | GGT
48940 | WARVUE_GT1 | Cogen
49803 | EXN_15GT | Cogen
49804 | EXN_16GT | Cogen
49805 | EXN_17GT | Cogen
49826 | EXN938GT | Cogen
49828 | EXN941GT | Cogen
49829 | EXN942GT | Cogen
49830 | EXN943GT | Cogen
49831 | EXN944GT | Cogen
49832 | EXN945GT | Cogen
49837 | EXN_GT | Cogen
49838 | EXN_14GT | Cogen
49851 | DOW17000 | Cogen
49858 | DOW38100 | Cogen
49859 | DOW38200 | Cogen
49860 | DOW38300 | Cogen
49862 | DOW39100 | Cogen
49863 | DOW39200 | Cogen
49865 | DOW41000 | Cogen
49866 | DOW42000 | Cogen
49869 | DOW49000 | Cogen
49870 | DOW61000 | Cogen
49871 | DOW62000 | Cogen
49872 | DOW63000 | Cogen
49873 | DOW64000 | Cogen
49876 | DOW65000 | Cogen
49877 | DOW66000 | Cogen
49878 | DOW67000 | Cogen
49882 | DOW81000 | Cogen
49884 | DOW82000 | Cogen
49885 | DOW83000 | Cogen
49886 | DOW84000 | Cogen
58909 | PEARSALLSCG1 | Diesel
58909 | PEARSALLSCG1 | Diesel
58909 | PEARSALLSCG1 | Diesel
58909 | PEARSALLSCG1 | Diesel
58909 | PEARSALLSCG1 | Diesel
58909 | PEARSALLSCG1 | Diesel
58919 | PEARSALLSCG2 | Diesel
58919 | PEARSALLSCG2 | Diesel
58919 | PEARSALLSCG2 | Diesel
58919 | PEARSALLSCG2 | Diesel
58919 | PEARSALLSCG2 | Diesel
58919 | PEARSALLSCG2 | Diesel
58929 | PEARSALLSCG3 | Diesel
58929 | PEARSALLSCG3 | Diesel
58929 | PEARSALLSCG3 | Diesel
58929 | PEARSALLSCG3 | Diesel
58929 | PEARSALLSCG3 | Diesel
58929 | PEARSALLSCG3 | Diesel
58949 | PEARSALLSCG4 | Diesel
58949 | PEARSALLSCG4 | Diesel
58949 | PEARSALLSCG4 | Diesel
58949 | PEARSALLSCG4 | Diesel
58949 | PEARSALLSCG4 | Diesel
58949 | PEARSALLSCG4 | Diesel
60000 | DSKY2 | Wind
60003 | KING_NE1A | Wind
60005 | KING_SE1A | Wind
60007 | KING_SW1A | Wind
60016 | WOODWRD11A | Wind
60017 | ORNNWP1 | Wind
60018 | DSKY1 | Wind
60019 | KING_NW1A | Wind
60057 | CALLAHAN1A | Wind
60058 | BUFF_GAP1A | Wind
60060 | CIRELLO | Wind
60063 | BUFF_GAP1B | Wind
60066 | H_HOLLOW1A | Wind
60068 | HHOLLOW21A | Wind
60070 | HHOLLOW31A | Wind
60072 | HHOLLOW41A | Wind
60081 | WHRLWIND1A | Wind
60201 | RIO DRCS | AVR
60202 | FRNDDRCS | AVR
71051 | L_BITTCR1_1N | Wind
71054 | L_SWEETW1_1N | Wind
71057 | L_SWEETW1_2N | Wind
71059 | L_SWEETW1_3N | Wind
71060 | L_SWEETW1_4N | Wind
71061 | L_SWEETW1_5N | Wind
76031 | L_GASCCR1_1N | Wind
76091 | L_DIVIDE1_1N | Wind
76095 | L_CAPRSI1_1N | Wind
76096 | L_CAPRSI1_2N | Wind
76097 | L_CAPRGE1_1N | Wind
80003 | MILHWYS | AVR
80012 | LAR | DCTie
80051 | FOR #8 | Cogen
80052 | FOR #9 | Cogen
80053 | FOR #10 | Cogen
80080 | GWINDT11A | Wind
80080 | GWINDT11A | Wind
80080 | GWINDT11A | Wind
80080 | GWINDT11A | Wind
80081 | GWINDT21A | Wind
80081 | GWINDT21A | Wind
80081 | GWINDT21A | Wind
80081 | GWINDT21A | Wind
80137 | CSDR89 | DCTie
80137 | CSDR89 | DCTie
80138 | CSDR7 | DCTie
80139 | CSDR56 | DCTie
80139 | CSDR56 | DCTie
80140 | CSDR11 | DCTie
80180 | PNSCALT11A | Wind
80180 | PNSCALT11A | Wind
80181 | PNSCALT21A | Wind
80181 | PNSCALT21A | Wind
80223 | REYSHR G | Cogen
80224 | VISTRONG1 | Cogen
80225 | VISTRONG2 | Cogen
80226 | ALCOA G | Cogen
80227 | AIRCO G | Cogen
80263 | B_DAVIS31A | CC
80264 | B_DAVIS41A | CC
80265 | LARECU40A | GGT
80266 | LARECU50A | GGT
86104 | CID-138 | DCTie
86105 | CID-230 | DCTie
86106 | CUF-230 | DCTie
86107 | CUF-138 | DCTie
88198 | BEEVILLE | AVR
88253 | HAMILTON | BLT
88299 | ZAPATA | BLT
88508 | FALFURRI | AVR