## Set up
Step 1 | Go to the Zones worksheet in this workbook. Make sure that the source and sink zones are set correctly and the "1"s and "-1"s are correct |  | Summary of Key Data points | Value
File Description:
Step 2 | Open Dennis' file that needs to have the data transferred, same file that is listed in cell K27 |  | Number of units | 0
|  |  | Dec PTDF cutoff point | 0
Step 3 | Copy columns J:X from an old Dennis' Sheet to the new sheet (if first round of a new alaysis) |  | Dec PTDF cutoff unit | Name of Bus
|  |  | Dec 10% unit | Name of Bus
Step 4 | Mark the contingencies and monitored element set by a "y" in column K of Dennis' sheet, if there are a match on the filename use something to make unique |  | Dec max cumltv zone impact - cumltv zone share | 0
|  |  | Dec max cumltv zone impact - cumltv zone share pt | 0
Step 5 | Enter Dennis' file name into cell K27 |  | Dec max cumltv zone impact - cumltv zone share unit | 0
|  |  | South Zonal weighted AWGSF | 0.15639
Step 6 | click the step one button |  | North Zonal weighted AWGSF | -0.13063
|  |  | Inc PTDF cutoff point | 0
Step 7 | Enter the line ratings in Dennis' workbook, the Input worksheet, in the cells |  | Inc PTDF cutoff unit | Name of Bus
| X6:X30, or to the end of the selected list. |  | Inc 10% unit | Name of Bus
|  |  | Inc max cumltv zone impact - cumltv zone share | 0
Step 8 | Check to see that the number of generators in Dennis' file matches the length |  | Inc max cumltv zone impact - cumltv zone share pt | 0
| of the formulas in columns L:V (Distributed Slack - Dec) have been copied through to the apporpriate number of rows |  | Inc max cumltv zone impact - cumltv zone share unit | 0
| If Dennis' sheet data is less than this file then clear any old unit data in columns A:K of this workbook to match the correct leng |  | South Zonal weighted AWGSF | 0.15639
| It is only necessary to match the Distributed Slack - Dec worksheet. |  | North Zonal weighted AWGSF | -0.13063
|  |  | Min of zone correlation | -0.22872
Step 9 | Click the step 2 button |  | Bounary gen in North Zone | 186.8795
| The last file saved will still be open, yopu will need to close this file. |  | Bounary gen in soucre zone as % of line | 17.43%
| This sheet willno longer be open. |  | Bounary gen in South Zone | 0
|  |  | Bounary gen in soucre zone as % of line | 0
|  |  | OL element line rating | 1072
|  |  | South Zonal weighted AWGSF | 0.1646
|  | SN_043009automation.xls | North Zonal weighted AWGSF | -0.13166
Copy Dennis' data step 1
Copy Dennis' Data Step 2

## Distributed Slack - Dec
Number of Bus | Name of Bus | ID | Area Name of Gen | AGC | P Sensitivity of Bus | Gen MW | Min MW | Max MW | V Sensitivity of Bus | Set Volt | Tech Type | Zone Impact | Zone Correlation | Inc Max | Dec Max | Souce S.F. Weighting | Souce Capacity | Sink S.F. Weighting | Sink Capacity | PTDF Calc | PTDF Weighting | Cumulative Concentrated Capacity | Cumulative Concentrated Impact
7007 | L_LOSTPI1_1Y | 1 | South | YES | 0.2658 | 158.6 | 110 | 158 | 0 | 1 | CC | 1 | 0.39644 | 158 | 158 | 41.9966 | 158 |  |  | 0.39644 | 62.6368 | 158 | 62.6368
7008 | L_LOSTPI1_2Y | 2 | South | YES | 0.2658 | 157.7 | 107 | 160 | 0 | 1 | CC | 1 | 0.39644 | 160 | 160 | 42.5282 | 160 |  |  | 0.39644 | 63.4297 | 318 | 126.0665
7009 | L_LOSTPI1_3Y | 3 | South | YES | 0.2658 | 173.9 | 72 | 175 | 0 | 1 | CC | 1 | 0.39644 | 175 | 175 | 46.5152 | 175 |  |  | 0.39644 | 69.3762 | 493 | 195.4427
7807 | L_BASTEN1_1Y | 1 | South | YES | 0.2575 | 152.5 | 83.5 | 152.5 | 0 | 1.004 | CC | 1 | 0.38813 | 152.5 | 152.5 | 39.2684 | 152.5 |  |  | 0.38813 | 59.1902 | 645.5 | 254.6329 | Weighted Shift Factors
7808 | L_BASTEN1_2Y | 1 | South | YES | 0.2575 | 149.5 | 83.5 | 149.5 | 0 | 1.004 | CC | 1 | 0.38813 | 149.5 | 149.5 | 38.496 | 149.5 |  |  | 0.38813 | 58.0258 | 795 | 312.6587 | South | 0.15639
7809 | L_BASTEN1_3Y | 1 | South | YES | 0.2575 | 232.6 | 42 | 232.6 | 0 | 1.004 | CC | 1 | 0.38813 | 232.6 | 232.6 | 59.894 | 232.6 |  |  | 0.38813 | 90.2796 | 1027.6 | 402.9383 | North | -0.13063
7010 | L_FPPYD11_1Y | 1 | South | YES | 0.22659 | 547.4 | 200 | 606 | 0 | 1.02 | LIGCO | 1 | 0.35722 | 0 | 606 | 137.3111 | 606 |  |  | 0.35722 | 216.4756 | 1633.6 | 619.4139 |  | 0.28703
7011 | L_FPPYD11_2Y | 2 | South | YES | 0.22659 | 552.2 | 200 | 598 | 0 | 1.02 | LIGCO | 1 | 0.35722 | 0 | 598 | 135.4984 | 598 |  |  | 0.35722 | 213.6178 | 2231.6 | 833.0317
7012 | L_FPPYD21_3Y | 3 | South | YES | 0.22632 | 427.5 | 200 | 436 | 0 | 1.02 | LIGCO | 1 | 0.35696 | 0 | 436 | 98.6777 | 436 |  |  | 0.35696 | 155.6343 |  |  | Line Cap | 1072
7014 | L_HAYSEN1_1Y | 1 | South | YES | 0.21184 | 223.9 | 74 | 223.9 | 0 | 1.008 | CC | 1 | 0.34247 | 223.9 | 223.9 | 47.4301 | 223.9 |  |  | 0.34247 | 76.6791 |  |  | Conc Gen | 2231.6
7015 | L_HAYSEN1_2Y | 2 | South | YES | 0.21184 | 225 | 74 | 225 | 0 | 1.008 | CC | 1 | 0.34247 | 225 | 225 | 47.6631 | 225 |  |  | 0.34247 | 77.0559 |  |  | Weighted Imp. | 833.0317
7016 | L_HAYSEN1_3Y | 3 | South | YES | 0.21184 | 224.6 | 74 | 224.6 | 0 | 1.008 | CC | 1 | 0.34247 | 224.6 | 224.6 | 47.5784 | 224.6 |  |  | 0.34247 | 76.9189 |  |  | PTDF | 0.37329
7017 | L_HAYSEN1_4Y | 4 | South | YES | 0.21184 | 226.7 | 74 | 226.7 | 0 | 1.008 | CC | 1 | 0.34247 | 226.7 | 226.7 | 48.0232 | 226.7 |  |  | 0.34247 | 77.638
7810 | L_RIONOG1G1Y | 1 | South | YES | 0.20346 | 148 | 0 | 148 | 0 | 1.02 | CC | 1 | 0.3341 | 148 | 148 | 30.1124 | 148 |  |  | 0.3341 | 49.4463 |  |  | Concentration | 1.3005
7811 | L_RIONOG1G2Y | 2 | South | YES | 0.20346 | 148 | 0 | 148 | 0 | 1.02 | CC | 1 | 0.3341 | 148 | 148 | 30.1124 | 148 |  |  | 0.3341 | 49.4463
7812 | L_RIONOG1G3Y | 3 | South | YES | 0.20346 | 154 | 0 | 154 | 0 | 1.02 | CC | 1 | 0.3341 | 154 | 154 | 31.3331 | 154 |  |  | 0.3341 | 51.4509 |  |  |  | Pass
7813 | L_RIONOG1S1Y | 4 | South | YES | 0.20346 | 293 | 0 | 293 | 0 | 1.02 | CC | 1 | 0.3341 | 293 | 293 | 59.6144 | 293 |  |  | 0.3341 | 97.8903
7800 | L_GUADGE1_1Y | 1 | South | YES | 0.19608 | 147 | 30 | 147 | 0 | 1.02 | CC | 1 | 0.32672 | 147 | 147 | 28.8242 | 147 |  |  | 0.32672 | 48.0275
7801 | L_GUADGE1_2Y | 2 | South | YES | 0.19608 | 138 | 30 | 138 | 0 | 1.02 | CC | 1 | 0.32672 | 138 | 138 | 27.0595 | 138 |  |  | 0.32672 | 45.087
7802 | L_GUADGE1_3Y | 3 | South | YES | 0.19608 | 146 | 30 | 146 | 0 | 1.02 | CC | 1 | 0.32672 | 146 | 146 | 28.6281 | 146 |  |  | 0.32672 | 47.7007
7803 | L_GUADGE1_4Y | 4 | South | YES | 0.19608 | 149 | 30 | 149 | 0 | 1.02 | CC | 1 | 0.32672 | 149 | 149 | 29.2164 | 149 |  |  | 0.32672 | 48.6809
7804 | L_GUADGE1_5Y | 5 | South | YES | 0.19608 | 182 | 30 | 182 | 0 | 1.02 | CC | 1 | 0.32672 | 182 | 182 | 35.6871 | 182 |  |  | 0.32672 | 59.4626
7805 | L_GUADGE1_6Y | 6 | South | YES | 0.19608 | 203 | 30 | 203 | 0 | 1.02 | CC | 1 | 0.32672 | 203 | 203 | 39.8048 | 203 |  |  | 0.32672 | 66.3236
7609 | L_SCHUMA8_1Y | 1 | South | YES | 0.19549 | 0 | 0 | 4 |  | 1 | Hydro | 1 | 0.32612 | 0 | 0 | 0 | 0 |  |  | 0.32612 | 0
7605 | L_MCQUEE9_1Y | 2 | South | YES | 0.19334 | 0 | 0 | 2.4 |  | 1.025 | Hydro | 1 | 0.32398 | 0 | 0 | 0 | 0 |  |  | 0.32398 | 0
7605 | L_MCQUEE9_1Y | 1 | South | YES | 0.19334 | 0 | 0 | 2.4 |  | 1.025 | Hydro | 1 | 0.32398 | 0 | 0 | 0 | 0 |  |  | 0.32398 | 0
7605 | L_MCQUEE9_1Y | 3 | South | YES | 0.19334 | 0 | 0 | 2.8 |  | 1.025 | Hydro | 1 | 0.32398 | 0 | 0 | 0 | 0 |  |  | 0.32398 | 0
7487 | L_CANYHY8_1Y | 1 | South | YES | 0.19204 | 0 | 0 | 6 |  | 1 | Hydro | 1 | 0.32267 | 0 | 0 | 0 | 0 |  |  | 0.32267 | 0
5436 | TUTTL_WBT1G1 | 1 | South | YES | 0.18954 | 48.8 | 20 | 61 | 0 | 1.012 | GST | 1 | 0.32017 | 61 | 61 | 11.5618 | 61 |  |  | 0.32017 | 19.5305
5438 | TUTTL_WBT3G3 | 3 | South | YES | 0.18954 | 95 | 25 | 95 | 0 | 1.012 | GST | 1 | 0.32017 | 95 | 95 | 18.0061 | 95 |  |  | 0.32017 | 30.4164
5439 | TUTTL_WBT4G4 | 4 | South | YES | 0.18954 | 120.8 | 40 | 151 | 0 | 1.012 | GST | 1 | 0.32017 | 151 | 151 | 28.6202 | 151 |  |  | 0.32017 | 48.346
5111 | CALAVER_JTD1 | 1 | South | YES | 0.18878 | 430 | 80 | 430 | 0 | 1.0138 | LIGCO | 1 | 0.31941 | 0 | 430 | 81.1741 | 430 |  |  | 0.31941 | 137.3469
5112 | CALAVER_JTD2 | 2 | South | YES | 0.18878 | 430 | 80 | 430 | 0 | 1.0138 | LIGCO | 1 | 0.31941 | 0 | 430 | 81.1741 | 430 |  |  | 0.31941 | 137.3469
5476 | BRA_AVR1_CT1 | 1 | South | YES | 0.18852 | 155 | 90 | 155 | 0 | 1.017 | CC | 1 | 0.31916 | 155 | 155 | 29.2214 | 155 |  |  | 0.31916 | 49.4697
5477 | BRA_AVR1_ST1 | 1 | South | YES | 0.18852 | 174 | 138 | 174 | 0 | 1.017 | CC | 1 | 0.31916 | 174 | 174 | 32.8034 | 174 |  |  | 0.31916 | 55.5337
5478 | BRA_AVR1_CT2 | 1 | South | YES | 0.18852 | 155 | 90 | 155 | 0 | 1.017 | CC | 1 | 0.31916 | 155 | 155 | 29.2214 | 155 |  |  | 0.31916 | 49.4697
5396 | CALAVER_OWS1 | 1 | South | YES | 0.18838 | 418 | 80 | 418 | 0 | 1.0192 | GST | 1 | 0.31901 | 418 | 418 | 78.7424 | 418 |  |  | 0.31901 | 133.3476
5397 | CALAVER_OWS2 | 2 | South | YES | 0.18838 | 400 | 80 | 400 | 0 | 1.0192 | GST | 1 | 0.31901 | 400 | 400 | 75.3516 | 400 |  |  | 0.31901 | 127.6054
5028 | BRAUNIG_VHB3 | 3 | South | YES | 0.18821 | 407 | 60 | 407 | 0 | 1.0138 | GST | 1 | 0.31885 | 407 | 407 | 76.6019 | 407 |  |  | 0.31885 | 129.7701
5401 | CALAVER_JKS1 | 1 | South | YES | 0.18815 | 562 | 100 | 562 | 0 | 1.018 | LIGCO | 1 | 0.31878 | 0 | 562 | 105.7392 | 562 |  |  | 0.31878 | 179.1557
5026 | BRAUNIG_VHB1 | 1 | South | YES | 0.1881 | 215 | 40 | 215 | 0 | 1.0192 | GST | 1 | 0.31873 | 215 | 215 | 40.4409 | 215 |  |  | 0.31873 | 68.5273
5027 | BRAUNIG_VHB2 | 2 | South | YES | 0.1881 | 172.8 | 40 | 216 | 0 | 1.0192 | GST | 1 | 0.31873 | 216 | 216 | 40.629 | 216 |  |  | 0.31873 | 68.846
5031 | BRA_VHBCT1 | 1 | South | YES | 0.1881 | 44 | 24 | 44 | 0 | 1.0192 | #N/A | 1 | 0.31873 | 44 | 44 | 8.2763 | 44 |  |  | 0.31873 | 14.0242
5032 | BRA_VHBCT2 | 2 | South | YES | 0.1881 | 44 | 24 | 44 | 0 | 1.0192 | #N/A | 1 | 0.31873 | 44 | 44 | 8.2763 | 44 |  |  | 0.31873 | 14.0242
5033 | BRA_VHBCT3 | 3 | South | YES | 0.1881 | 43 | 24 | 43 | 0 | 1.0192 | #N/A | 1 | 0.31873 | 43 | 43 | 8.0882 | 43 |  |  | 0.31873 | 13.7055
5034 | BRA_VHBCT4 | 4 | South | YES | 0.1881 | 45 | 24 | 45 | 0 | 1.0192 | #N/A | 1 | 0.31873 | 45 | 45 | 8.4644 | 45 |  |  | 0.31873 | 14.3429
5264 | LEON_LCP3G3 | 3 | South | YES | 0.18695 | 0 | 20 | 58 |  | 1.0197 | GST | 1 | 0.31758 | 58 | 58 | 10.8429 | 58 |  |  | 0.31758 | 18.4197
5265 | LEON_LCP4G4 | 4 | South | YES | 0.18695 | 71.2 | 25 | 89 | 0 | 1.0197 | GST | 1 | 0.31758 | 89 | 89 | 16.6382 | 89 |  |  | 0.31758 | 28.2647
5266 | LEON_LCPCT1 | 1 | South | YES | 0.18695 | 44 | 24 | 44 | 0 | 1.0197 | GGT | 1 | 0.31758 | 44 | 44 | 8.2256 | 44 |  |  | 0.31758 | 13.9735
5267 | LEON_LCPCT2 | 2 | South | YES | 0.18695 | 44 | 24 | 44 | 0 | 1.0197 | GGT | 1 | 0.31758 | 44 | 44 | 8.2256 | 44 |  |  | 0.31758 | 13.9735
5268 | LEON_LCPCT3 | 3 | South | YES | 0.18695 | 43 | 24 | 43 | 0 | 1.0197 | GGT | 1 | 0.31758 | 43 | 43 | 8.0387 | 43 |  |  | 0.31758 | 13.656
5269 | LEON_LCPCT4 | 4 | South | YES | 0.18695 | 45 | 24 | 45 | 0 | 1.0197 | GGT | 1 | 0.31758 | 45 | 45 | 8.4126 | 45 |  |  | 0.31758 | 14.2911
7303 | L_WPPGS12_1Y | 2 | South | YES | 0.18522 | 50 | 0 | 50 | 0 | 1.025 | GGT | 1 | 0.31585 | 50 | 50 | 9.2608 | 50 |  |  | 0.31585 | 15.7925
7303 | L_WPPGS12_1Y | 1 | South | YES | 0.18522 | 50 | 0 | 50 | 0 | 1.025 | GGT | 1 | 0.31585 | 50 | 50 | 9.2608 | 50 |  |  | 0.31585 | 15.7925
7305 | L_WPPGS34_1Y | 4 | South | YES | 0.18522 | 50 | 0 | 50 | 0 | 1.025 | GGT | 1 | 0.31585 | 50 | 50 | 9.2608 | 50 |  |  | 0.31585 | 15.7925
7305 | L_WPPGS34_1Y | 3 | South | YES | 0.18522 | 50 | 0 | 50 | 0 | 1.025 | GGT | 1 | 0.31585 | 50 | 50 | 9.2608 | 50 |  |  | 0.31585 | 15.7925
7624 | L_LAKEWO9_1Y | 1 | South | YES | 0.18356 | 0 | 0 | 2.4 |  | 1 | Hydro | 1 | 0.31419 | 0 | 0 | 0 | 0 |  |  | 0.31419 | 0
7624 | L_LAKEWO9_1Y | 2 | South | YES | 0.18356 | 0 | 0 | 2.4 |  | 1 | Hydro | 1 | 0.31419 | 0 | 0 | 0 | 0 |  |  | 0.31419 | 0
9016 | SANDH_G1 | 1 | South | YES | 0.18272 | 45 | 2 | 49 | 0 | 1.0175 | GGT | 1 | 0.31336 | 49 | 49 | 8.9534 | 49 |  |  | 0.31336 | 15.3545
9017 | SANDH_G2 | 2 | South | YES | 0.18272 | 45 | 2 | 46 | 0 | 1.0175 | GGT | 1 | 0.31336 | 46 | 46 | 8.4052 | 46 |  |  | 0.31336 | 14.4144
9018 | SANDH_G3 | 3 | South | YES | 0.18272 | 45 | 2 | 46 | 0 | 1.0175 | GGT | 1 | 0.31336 | 46 | 46 | 8.4052 | 46 |  |  | 0.31336 | 14.4144
9019 | SANDH_G4 | 4 | South | YES | 0.18272 | 0 | 2 | 47 |  | 1.0175 | GGT | 1 | 0.31336 | 47 | 47 | 8.5879 | 47 |  |  | 0.31336 | 14.7278
9020 | SANDHG5A | 5A | South | YES | 0.18272 | 150 | 84 | 155 | 0 | 1.0175 | CC | 1 | 0.31336 | 155 | 155 | 28.3219 | 155 |  |  | 0.31336 | 48.5702
9021 | SANDHG5C | 5C | South | YES | 0.18272 | 140 | 0 | 148 | 0 | 1.0175 | CC | 1 | 0.31336 | 148 | 148 | 27.0429 | 148 |  |  | 0.31336 | 46.3768
5903 | SANMIGUELGEN | 1 | South | YES | 0.1802 | 396.3 | 180 | 396.3 | 0 | 1.0331 | LIGCO | 1 | 0.31083 | 0 | 396.3 | 71.4129 | 396.3 |  |  | 0.31083 | 123.1833
9002 | DECKR_G3 | 3 | South | YES | 0.1776 | 0 | 24 | 42 |  | 1.015 | GGT | 1 | 0.30823 | 42 | 42 | 7.4591 | 42 |  |  | 0.30823 | 12.9458
9003 | DECKR_G4 | 4 | South | YES | 0.1776 | 44 | 24 | 44 | 0 | 1.015 | GGT | 1 | 0.30823 | 44 | 44 | 7.8143 | 44 |  |  | 0.30823 | 13.5622
9004 | DECKR_G5 | 5 | South | YES | 0.1776 | 44 | 24 | 44 | 0 | 1.015 | GGT | 1 | 0.30823 | 44 | 44 | 7.8143 | 44 |  |  | 0.30823 | 13.5622
9005 | DECKR_G6 | 6 | South | YES | 0.1776 | 44 | 24 | 47 | 0 | 1.015 | GGT | 1 | 0.30823 | 47 | 47 | 8.3471 | 47 |  |  | 0.30823 | 14.4869
8189 | CUECPL2A | 1 | South | YES | 0.17515 | 12 | 0 | 12 | 0 | 1.02 | Cogen | 1 | 0.30579 | 0 | 0 | 0 | 0 |  |  | 0.30579 | 0
9000 | DECKR_G1 | 1 | South | YES | 0.1748 | 280 | 50 | 321 | 0 | 1.015 | GST | 1 | 0.30543 | 321 | 321 | 56.1098 | 321 |  |  | 0.30543 | 98.0435
9001 | DECKR_G2 | 2 | South | YES | 0.1748 | 400 | 50 | 426 | 0 | 1.015 | GST | 1 | 0.30543 | 426 | 426 | 74.4635 | 426 |  |  | 0.30543 | 130.1138
5890 | PEARSALLGEN1 | 1 | South | YES | 0.16842 | 19.2 | 6 | 24 | 0 | 1.0161 | GST | 1 | 0.29905 | 24 | 24 | 4.042 | 24 |  |  | 0.29905 | 7.1772
5891 | PEARSALLGEN2 | 1 | South | YES | 0.16842 | 19.4 | 6 | 24.3 | 0 | 1.0161 | GST | 1 | 0.29905 | 24.3 | 24.3 | 4.0925 | 24.3 |  |  | 0.29905 | 7.267
5892 | PEARSALLGEN3 | 1 | South | YES | 0.16842 | 19.1 | 6 | 23.9 | 0 | 1.0161 | GST | 1 | 0.29905 | 23.9 | 23.9 | 4.0252 | 23.9 |  |  | 0.29905 | 7.1473
7004 | L_SIMGID1_1Y | 1 | South | YES | 0.16799 | 132 | 40 | 132 | 0 | 1.02 | GST | 1 | 0.29863 | 132 | 132 | 22.1752 | 132 |  |  | 0.29863 | 39.419
7005 | L_SIMGID1_2Y | 2 | South | YES | 0.16799 | 133 | 32 | 139 | 0 | 1.02 | GST | 1 | 0.29863 | 139 | 139 | 23.3512 | 139 |  |  | 0.29863 | 41.5094
7006 | L_SIMGID1_3Y | 3 | South | YES | 0.16799 | 324.9 | 60 | 329 | 0 | 1.02 | GST | 1 | 0.29863 | 329 | 329 | 55.27 | 329 |  |  | 0.29863 | 98.2488
88198 | BEEVILLE | F | South | YES | 0.16598 | 0 | 0 | 0 | 0 | 1.02 | AVR | 1 | 0.29661 | 0 | 0 | 0 | 0 |  |  | 0.29661 | 0
7020 | L_AUSTPL1_1Y | 1 | South | YES | 0.16527 | 0 | 0 | 8 |  | 1 | Hydro | 1 | 0.29591 | 0 | 0 | 0 | 0 |  |  | 0.29591 | 0
7020 | L_AUSTPL1_1Y | 2 | South | YES | 0.16527 | 0 | 0 | 8 |  | 1 | Hydro | 1 | 0.29591 | 0 | 0 | 0 | 0 |  |  | 0.29591 | 0
8161 | COLETO0A | 1 | South | YES | 0.1647 | 633 | 200 | 633 | 0 | 1.03 | LIGCO | 1 | 0.29533 | 0 | 633 | 104.2526 | 633 |  |  | 0.29533 | 186.9442
80080 | GWINDT11A | 1 | South | YES | 0.15999 | 40.6 | 0 | 94 | 0 | 1.025 | Wind | 1 | 0.29063 | 0 | 94 | 15.0393 | 94 |  |  | 0.29063 | 27.319
80080 | GWINDT11A | 2 | South | YES | 0.15999 | 17.7 | 0 | 41 | 0 | 1.025 | Wind | 1 | 0.29063 | 0 | 41 | 6.5597 | 41 |  |  | 0.29063 | 11.9157
80080 | GWINDT11A | 4 | South | YES | 0.15999 | 8.2 | 0 | 19 | 0 | 1.025 | Wind | 1 | 0.29063 | 0 | 19 | 3.0399 | 19 |  |  | 0.29063 | 5.5219
80080 | GWINDT11A | 3 | South | YES | 0.15999 | 16.4 | 0 | 38 | 0 | 1.025 | Wind | 1 | 0.29063 | 0 | 38 | 6.0797 | 38 |  |  | 0.29063 | 11.0438
80081 | GWINDT21A | 1 | South | YES | 0.15999 | 40.6 | 0 | 94 | 0 | 1.025 | Wind | 1 | 0.29063 | 0 | 94 | 15.0393 | 94 |  |  | 0.29063 | 27.319
80081 | GWINDT21A | 3 | South | YES | 0.15999 | 18.6 | 0 | 43 | 0 | 1.025 | Wind | 1 | 0.29063 | 0 | 43 | 6.8797 | 43 |  |  | 0.29063 | 12.497
80081 | GWINDT21A | 2 | South | YES | 0.15999 | 15.5 | 0 | 36 | 0 | 1.025 | Wind | 1 | 0.29063 | 0 | 36 | 5.7597 | 36 |  |  | 0.29063 | 10.4626
80081 | GWINDT21A | 4 | South | YES | 0.15999 | 9.5 | 0 | 22 | 0 | 1.025 | Wind | 1 | 0.29063 | 0 | 22 | 3.5198 | 22 |  |  | 0.29063 | 6.3938
80180 | PNSCALT11A | 1 | South | YES | 0.15999 | 63 | 0 | 146 | 0 | 1.025 | Wind | 1 | 0.29063 | 0 | 146 | 23.359 | 146 |  |  | 0.29063 | 42.4316
80180 | PNSCALT11A | 2 | South | YES | 0.15999 | 21.6 | 0 | 50 | 0 | 1.025 | Wind | 1 | 0.29063 | 0 | 50 | 7.9996 | 50 |  |  | 0.29063 | 14.5314
80181 | PNSCALT21A | 1 | South | YES | 0.15999 | 23.7 | 0 | 55 | 0 | 1.025 | Wind | 1 | 0.29063 | 0 | 55 | 8.7996 | 55 |  |  | 0.29063 | 15.9845
80181 | PNSCALT21A | 2 | South | YES | 0.15999 | 21.6 | 0 | 50 | 0 | 1.025 | Wind | 1 | 0.29063 | 0 | 50 | 7.9996 | 50 |  |  | 0.29063 | 14.5314
5932 | SI_RAY9 | 9 | South | YES | 0.15992 | 32 | 32 | 38 | 0 | 1.035 | CC | 1 | 0.29056 | 38 | 38 | 6.0771 | 38 |  |  | 0.29056 | 11.0412
5933 | SI_RAY6 | 6 | South | YES | 0.15992 | 15.4 | 10 | 19.3 | 0 | 1.035 | GST | 1 | 0.29056 | 19.3 | 19.3 | 3.0865 | 19.3 |  |  | 0.29056 | 5.6078
5935 | SI_RAY10 | 10 | South | YES | 0.15992 | 47 | 10 | 47 | 0 | 1.03 | CC | 1 | 0.29056 | 47 | 47 | 7.5164 | 47 |  |  | 0.29056 | 13.6562
80003 | MILHWYS | F | South | YES | 0.15992 | 0 | 0 | 0 | 0 | 1.0168 | AVR | 1 | 0.29056 | 0 | 0 | 0 | 0 |  |  | 0.29056 | 0
8517 | CELANEBI0A | 1 | South | YES | 0.15988 | 29 | 0 | 29 | 0 | 1.02 | Cogen | 1 | 0.29052 | 0 | 0 | 0 | 0 |  |  | 0.29052 | 0
8981 | HECN1 | 1 | South | YES | 0.1598 | 144.8 | 0 | 144.8 | 0 | 1.0304 | CC | 1 | 0.29044 | 144.8 | 144.8 | 23.1393 | 144.8 |  |  | 0.29044 | 42.0552
8982 | HECN2 | 2 | South | YES | 0.1598 | 144.1 | 0 | 144.1 | 0 | 1.0304 | CC | 1 | 0.29044 | 144.1 | 144.1 | 23.0275 | 144.1 |  |  | 0.29044 | 41.8519
8983 | HECN3 | 3 | South | YES | 0.1598 | 171.9 | 0 | 171.9 | 0 | 1.0304 | CC | 1 | 0.29044 | 171.9 | 171.9 | 27.47 | 171.9 |  |  | 0.29044 | 49.926
8936 | MVGN#1 | 1 | South | YES | 0.1598 | 216.6 | 0 | 216.6 | 0 | 1.0304 | CC | 1 | 0.29044 | 216.6 | 216.6 | 34.6129 | 216.6 |  |  | 0.29044 | 62.9083
8937 | MVGN#2 | 2 | South | YES | 0.1598 | 216.7 | 0 | 216.7 | 0 | 1.0304 | CC | 1 | 0.29044 | 216.7 | 216.7 | 34.6289 | 216.7 |  |  | 0.29044 | 62.9374
8938 | MVGN#3 | 3 | South | YES | 0.1598 | 250.9 | 0 | 250.9 | 0 | 1.0304 | CC | 1 | 0.29044 | 250.9 | 250.9 | 40.0941 | 250.9 |  |  | 0.29044 | 72.8703
8933 | FGNTS001 | 1 | South | YES | 0.15964 | 146.5 | 0 | 146.5 | 0 | 1.03 | CC | 1 | 0.29027 | 146.5 | 146.5 | 23.3867 | 146.5 |  |  | 0.29027 | 42.5246
8934 | FGNTS101 | 2 | South | YES | 0.15964 | 147.9 | 0 | 147.9 | 0 | 1.03 | CC | 1 | 0.29027 | 147.9 | 147.9 | 23.6102 | 147.9 |  |  | 0.29027 | 42.931
8935 | FGNTS201 | 3 | South | YES | 0.15964 | 173 | 0 | 173 | 0 | 1.03 | CC | 1 | 0.29027 | 173 | 173 | 27.617 | 173 |  |  | 0.29027 | 50.2168
8511 | OXY_CC0A | 1 | South | YES | 0.15938 | 30.3 | 0 | 38 |  | 1.027 | Cogen | 1 | 0.29002 | 0 | 0 | 0 | 0 |  |  | 0.29002 | 0
8461 | KOCH_UP0A | 1 | South | YES | 0.15935 | 38 | 0 | 38 | 0 | 1.012 | Cogen | 1 | 0.28999 | 0 | 0 | 0 | 0 |  |  | 0.28999 | 0
8506 | VAL #1 | 1 | South | YES | 0.15923 | 20.9 | 0 | 25 | 0 | 1.0055 | Cogen | 1 | 0.28986 | 0 | 0 | 0 | 0 |  |  | 0.28986 | 0
8507 | VAL #2 | 2 | South | YES | 0.15923 | 20.9 | 0 | 25 | 0 | 1.0055 | Cogen | 1 | 0.28986 | 0 | 0 | 0 | 0 |  |  | 0.28986 | 0
8459 | B_DAVIS0B | MB | South | YES | 0.15918 | 0 | 50 | 339 |  | 1.03 | GSC | 1 | 0.28981 | 0 | 0 | 0 | 0 |  |  | 0.28981 | 0
8460 | B_DAVIS0A | MB | South | YES | 0.15918 | 0 | 50 | 340 |  | 1.03 | GSC | 1 | 0.28981 | 0 | 0 | 0 | 0 |  |  | 0.28981 | 0
88508 | FALFURRI | F | South | YES | 0.1591 | 0 | 0 | 0 | 0 | 1 | AVR | 1 | 0.28974 | 0 | 0 | 0 | 0 |  |  | 0.28974 | 0
8456 | COSW#1 | 1 | South | YES | 0.15901 | 20 | 0 | 20 | 0 | 1.027 | Cogen | 1 | 0.28964 | 0 | 0 | 0 | 0 |  |  | 0.28964 | 0
8457 | COSW#2 | 2 | South | YES | 0.15901 | 14 | 0 | 14 | 0 | 1.027 | Cogen | 1 | 0.28964 | 0 | 0 | 0 | 0 |  |  | 0.28964 | 0
8560 | CNOPGT1 | 1 | South | YES | 0.15893 | 148.3 | 0 | 148.3 | 0 | 1.03 | Cogen | 1 | 0.28957 | 0 | 0 | 0 | 0 |  |  | 0.28957 | 0
8561 | CNOPGT2 | 2 | South | YES | 0.15893 | 148.6 | 0 | 148.6 | 0 | 1.03 | Cogen | 1 | 0.28957 | 0 | 0 | 0 | 0 |  |  | 0.28957 | 0
8562 | CNOPST1 | 3 | South | YES | 0.15893 | 153 | 0 | 153 | 0 | 1.03 | Cogen | 1 | 0.28957 | 0 | 0 | 0 | 0 |  |  | 0.28957 | 0
5728 | FALCONHYDRO2 | 2 | South | YES | 0.15863 | 12 | 0 | 12 | 0 | 1.0227 | Hydro | 1 | 0.28926 | 0 | 0 | 0 | 0 |  |  | 0.28926 | 0
5729 | FALCONHYDRO3 | 3 | South | YES | 0.15863 | 11 | 0 | 11 | 0 | 1.0227 | Hydro | 1 | 0.28926 | 0 | 0 | 0 | 0 |  |  | 0.28926 | 0
8048 | FALCONHYDRO1 | 1 | South | YES | 0.15863 | 12 | 0 | 12 | 0 | 1.0227 | Hydro | 1 | 0.28926 | 0 | 0 | 0 | 0 |  |  | 0.28926 | 0
88299 | ZAPATA | F | South | YES | 0.15766 | 0 | 0 | 0 | 0 | 1.02 | BLT | 1 | 0.2883 | 0 | 0 | 0 | 0 |  |  | 0.2883 | 0
8926 | LGE_GT10A | 1 | South | YES | 0.15763 | 158 | 0 | 158 | 0 | 1.03 | Cogen | 1 | 0.28826 | 0 | 0 | 0 | 0 |  |  | 0.28826 | 0
8927 | LGE_GT20A | 2 | South | YES | 0.15763 | 153 | 0 | 153 | 0 | 1.03 | Cogen | 1 | 0.28826 | 0 | 0 | 0 | 0 |  |  | 0.28826 | 0
8928 | LGE_STG0A | 3 | South | YES | 0.15763 | 100 | 0 | 100 | 0 | 1.03 | Cogen | 1 | 0.28826 | 0 | 0 | 0 | 0 |  |  | 0.28826 | 0
8930 | ICPGN10A | 1 | South | YES | 0.15763 | 149 | 0 | 149 | 0 | 1.03 | Cogen | 1 | 0.28826 | 0 | 0 | 0 | 0 |  |  | 0.28826 | 0
8931 | ICPGN20A | 2 | South | YES | 0.15763 | 150 | 0 | 150 | 0 | 1.03 | Cogen | 1 | 0.28826 | 0 | 0 | 0 | 0 |  |  | 0.28826 | 0
8932 | ICPGN30A | 3 | South | YES | 0.15763 | 127 | 0 | 127 | 0 | 1.03 | Cogen | 1 | 0.28826 | 0 | 0 | 0 | 0 |  |  | 0.28826 | 0
80223 | REYSHR G | 1 | South | YES | 0.15763 | 12 | 0 | 12 | 0 | 1.032 | Cogen | 1 | 0.28826 | 0 | 0 | 0 | 0 |  |  | 0.28826 | 0
8173 | VICEC51A | 5 | South | YES | 0.15729 | 144 | 18 | 144 | 0 | 1.025 | CC | 1 | 0.28792 | 144 | 144 | 22.6493 | 144 |  |  | 0.28792 | 41.4607
8174 | VICEC61A | 6 | South | YES | 0.15729 | 188 | 42 | 188 | 0 | 1.025 | CC | 1 | 0.28792 | 188 | 188 | 29.57 | 188 |  |  | 0.28792 | 54.1292
80012 | LAR | F | South | YES | 0.15627 | 0 | 0 | 0 | 0 | 1.04 | DCTie | 1 | 0.2869 | 0 | 0 | 0 | 0 |  |  | 0.2869 | 0
80265 | LARECU40A | 4 | South | YES | 0.15627 | 80 | 0 | 100 |  | 1.039 | GGT | 1 | 0.2869 | 100 | 100 | 15.6266 | 100 |  |  | 0.2869 | 28.69
80266 | LARECU50A | 5 | South | YES | 0.15627 | 80 | 0 | 100 |  | 1.039 | GGT | 1 | 0.2869 | 100 | 100 | 15.6266 | 100 |  |  | 0.2869 | 28.69
5508 | RAYBURNCC9 | 1 | South | YES | 0.15626 | 47.7 | 18.2 | 47.7 | 0 | 1.0296 | CC | 1 | 0.28689 | 47.7 | 47.7 | 7.4535 | 47.7 |  |  | 0.28689 | 13.6847
5509 | RAYBURNCC10 | 1 | South | YES | 0.15626 | 37.3 | 5.2 | 37.3 | 0 | 1.0296 | CC | 1 | 0.28689 | 37.3 | 37.3 | 5.8284 | 37.3 |  |  | 0.28689 | 10.7011
5511 | RAYBURNCC7 | 1 | South | YES | 0.15626 | 47.5 | 18.2 | 47.5 | 0 | 1.0296 | CC | 1 | 0.28689 | 47.5 | 47.5 | 7.4222 | 47.5 |  |  | 0.28689 | 13.6273
5512 | RAYBURNCC8 | 1 | South | YES | 0.15626 | 49.3 | 18.2 | 49.3 | 0 | 1.0296 | CC | 1 | 0.28689 | 49.3 | 49.3 | 7.7035 | 49.3 |  |  | 0.28689 | 14.1437
8066 | DUP1V#1 | 1 | South | YES | 0.15593 | 52.3 | 0 | 73 | 0 | 1.01 | Cogen | 1 | 0.28656 | 0 | 0 | 0 | 0 |  |  | 0.28656 | 0
5503 | RAYBURNGEN3 | 1 | South | YES | 0.15523 | 17.6 | 6 | 22 | 0 | 1.0223 | GST | 1 | 0.28587 | 22 | 22 | 3.4151 | 22 |  |  | 0.28587 | 6.2891
5505 | RAYBURNGEN1 | 1 | South | YES | 0.15523 | 0 | 1 | 11 |  | 1.0223 | GGT | 1 | 0.28587 | 11 | 11 | 1.7076 | 11 |  |  | 0.28587 | 3.1446
5506 | RAYBURNGEN2 | 1 | South | YES | 0.15523 | 0 | 1 | 11 |  | 1.0223 | GGT | 1 | 0.28587 | 11 | 11 | 1.7076 | 11 |  |  | 0.28587 | 3.1446
80224 | VISTRONG1 | 1 | South | YES | 0.15363 | 13.1 | 0 | 15 | 0 | 1.01 | Cogen | 1 | 0.28427 | 0 | 0 | 0 | 0 |  |  | 0.28427 | 0
80225 | VISTRONG2 | 2 | South | YES | 0.15363 | 20.2 | 0 | 23 | 0 | 1.01 | Cogen | 1 | 0.28427 | 0 | 0 | 0 | 0 |  |  | 0.28427 | 0
80227 | AIRCO G | 1 | South | YES | 0.15282 | 7.2 | 0 | 8 | 0 | 1.0104 | Cogen | 1 | 0.28346 | 0 | 0 | 0 | 0 |  |  | 0.28346 | 0
8147 | UCAR #2 | 10 | South | YES | 0.15235 | 18.2 | 0 | 28 |  | 1 | Cogen | 1 | 0.28298 | 0 | 0 | 0 | 0 |  |  | 0.28298 | 0
8148 | UCAR #1 | 2 | South | YES | 0.15235 | 6.1 | 0 | 7 | 0 | 1.009 | Cogen | 1 | 0.28298 | 0 | 0 | 0 | 0 |  |  | 0.28298 | 0
80137 | CSDR89 | 9 | South | YES | 0.15235 | 0 | 0 | 15 |  | 1.003 | DCTie | 1 | 0.28298 | 0 | 0 | 0 | 0 |  |  | 0.28298 | 0
80137 | CSDR89 | 8 | South | YES | 0.15235 | 33.9 | 0 | 39 |  | 1.003 | DCTie | 1 | 0.28298 | 0 | 0 | 0 | 0 |  |  | 0.28298 | 0
80138 | CSDR7 | 7 | South | YES | 0.15235 | 6.1 | 0 | 7 | 0 | 1.014 | DCTie | 1 | 0.28298 | 0 | 0 | 0 | 0 |  |  | 0.28298 | 0
80139 | CSDR56 | 6 | South | YES | 0.15235 | 0 | 0 | 39 |  | 1.0033 | DCTie | 1 | 0.28298 | 0 | 0 | 0 | 0 |  |  | 0.28298 | 0
80139 | CSDR56 | 5 | South | YES | 0.15235 | 15 | 0 | 15 |  | 1.0033 | DCTie | 1 | 0.28298 | 0 | 0 | 0 | 0 |  |  | 0.28298 | 0
80140 | CSDR11 | 11 | South | YES | 0.15235 | 33.9 | 0 | 39 | 0 | 1.03 | DCTie | 1 | 0.28298 | 0 | 0 | 0 | 0 |  |  | 0.28298 | 0
80226 | ALCOA G | 1 | South | YES | 0.14882 | 32.3 | 5 | 48 | 0 | 1.015 | Cogen | 1 | 0.27945 | 0 | 0 | 0 | 0 |  |  | 0.27945 | 0
8134 | FOR #1 | 1 | South | YES | 0.14778 | 54.1 | 45 | 79 | 0 | 1.03 | Cogen | 1 | 0.27841 | 0 | 0 | 0 | 0 |  |  | 0.27841 | 0
8138 | FOR #2 | 2 | South | YES | 0.14778 | 63.1 | 45 | 81 | 0 | 1.03 | Cogen | 1 | 0.27841 | 0 | 0 | 0 | 0 |  |  | 0.27841 | 0
8153 | FOR #3 | 3 | South | YES | 0.14778 | 63.1 | 45 | 79.9 | 0 | 1.03 | Cogen | 1 | 0.27841 | 0 | 0 | 0 | 0 |  |  | 0.27841 | 0
8154 | FOR #4 | 4 | South | YES | 0.14778 | 63.1 | 60 | 80 | 0 | 1.03 | Cogen | 1 | 0.27841 | 0 | 0 | 0 | 0 |  |  | 0.27841 | 0
8155 | FOR #5 | 5 | South | YES | 0.14778 | 63.1 | 60 | 78.4 | 0 | 1.03 | Cogen | 1 | 0.27841 | 0 | 0 | 0 | 0 |  |  | 0.27841 | 0
8156 | FOR #6 | 6 | South | YES | 0.14778 | 24.9 | 5 | 25 | 0 | 1.03 | Cogen | 1 | 0.27841 | 0 | 0 | 0 | 0 |  |  | 0.27841 | 0
8157 | FOR #7 | 7 | South | YES | 0.14778 | 28.8 | 5 | 46 | 0 | 1.03 | Cogen | 1 | 0.27841 | 0 | 0 | 0 | 0 |  |  | 0.27841 | 0
80051 | FOR #8 | 8 | South | YES | 0.14778 | 28 | 28 | 28 | 0 | 1.016 | Cogen | 1 | 0.27841 | 0 | 0 | 0 | 0 |  |  | 0.27841 | 0
80052 | FOR #9 | 9 | South | YES | 0.14778 | 29.7 | 5 | 43.6 | 0 | 1.03 | Cogen | 1 | 0.27841 | 0 | 0 | 0 | 0 |  |  | 0.27841 | 0
80053 | FOR #10 | 10 | South | YES | 0.14778 | 68.4 | 45 | 75 | 0 | 1.03 | Cogen | 1 | 0.27841 | 0 | 0 | 0 | 0 |  |  | 0.27841 | 0
7031 | L_MARSFO1G1Y | 1 | South | YES | 0.14286 | 0 | 0 | 36 |  | 1 | Hydro | 1 | 0.27349 | 0 | 0 | 0 | 0 |  |  | 0.27349 | 0
7032 | L_MARSFO1G2Y | 2 | South | YES | 0.14286 | 0 | 0 | 35 |  | 1 | Hydro | 1 | 0.27349 | 0 | 0 | 0 | 0 |  |  | 0.27349 | 0
7033 | L_MARSFO1G3Y | 3 | South | YES | 0.14286 | 0 | 0 | 36 |  | 1 | Hydro | 1 | 0.27349 | 0 | 0 | 0 | 0 |  |  | 0.27349 | 0
7028 | L_MARBFA1_1Y | 1 | South | YES | 0.11831 | 0 | 0 | 18 |  | 1 | Hydro | 1 | 0.24895 | 0 | 0 | 0 | 0 |  |  | 0.24895 | 0
7029 | L_MARBFA1_2Y | 2 | South | YES | 0.11831 | 0 | 0 | 18 |  | 1 | Hydro | 1 | 0.24895 | 0 | 0 | 0 | 0 |  |  | 0.24895 | 0
80010 | EPLVT1 | F | South | YES | 0.11629 | 0 | 0 | 0 |  | 1.0376 | #N/A | 1 | 0.24692 | 0 | 0 | 0 | 0 |  |  | 0.24692 | 0
5911 | STP_GN1___1 | 1 | Houston | YES | 0.11125 | 1333 | 1249 | 1333 | 0 | 1.0406 | Nuc | 1 | 0.24189 | 0 | 0 |  |  |  |  | 0.24189 | 0
5912 | STP_GN2___2 | 2 | Houston | YES | 0.11125 | 1332 | 1249 | 1332 | 0 | 1.0406 | Nuc | 1 | 0.24189 | 0 | 0 |  |  |  |  | 0.24189 | 0
8262 | ELPS | 1 | South | YES | 0.11068 | 6 | 6 | 6 | 0 | 1.15 | Hydro | 1 | 0.24132 | 0 | 0 | 0 | 0 |  |  | 0.24132 | 0
48731 | CBE_GT1 | 1 | Houston | YES | 0.10919 | 76 | 0 | 76 | 0 | 1.029 | CC | 1 | 0.23982 | 76 | 76 |  |  |  |  | 0.23982 | 18.2267
48732 | CBE_GT2 | 1 | Houston | YES | 0.10919 | 76 | 0 | 76 | 0 | 1.029 | CC | 1 | 0.23982 | 76 | 76 |  |  |  |  | 0.23982 | 18.2267
48733 | CBE_ST12 | 1 | Houston | YES | 0.10919 | 105 | 0 | 105 | 0 | 1.029 | CC | 1 | 0.23982 | 105 | 105 |  |  |  |  | 0.23982 | 25.1816
48734 | CBE_GT3 | 1 | Houston | YES | 0.10919 | 76 | 0 | 76 | 0 | 1.029 | CC | 1 | 0.23982 | 76 | 76 |  |  |  |  | 0.23982 | 18.2267
48735 | CBE_GT4 | 1 | Houston | YES | 0.10919 | 76 | 0 | 76 | 0 | 1.029 | CC | 1 | 0.23982 | 76 | 76 |  |  |  |  | 0.23982 | 18.2267
48736 | CBE_ST34 | 1 | Houston | YES | 0.10919 | 105 | 0 | 105 | 0 | 1.029 | CC | 1 | 0.23982 | 105 | 105 |  |  |  |  | 0.23982 | 25.1816
7000 | L_FERGUS1_1Y | 1 | South | YES | 0.10749 | 400 | 65 | 423.3 | 0 | 1.015 | GSC | 1 | 0.23812 | 423.3 | 423.3 | 45.5001 | 423.3 |  |  | 0.23812 | 100.7977
7035 | L_WIRTZ_1G1Y | 1 | South | YES | 0.107 | 0 | 0 | 29 |  | 1 | Hydro | 1 | 0.23764 | 0 | 0 | 0 | 0 |  |  | 0.23764 | 0
7036 | L_WIRTZ_1G2Y | 2 | South | YES | 0.107 | 23 | 0 | 29.8 |  | 1 | Hydro | 1 | 0.23764 | 0 | 0 | 0 | 0 |  |  | 0.23764 | 0
48911 | TGF_GT1_8000 | 1 | Houston | YES | 0.10424 | 69.2 | 0 | 69.2 |  | 1.029 | Cogen | 1 | 0.23487 | 0 | 0 |  |  |  |  | 0.23487 | 0
49851 | DOW17000 | 37 | Houston | YES | 0.08998 | 39 | 0 | 62 | 0 | 1 | Cogen | 1 | 0.22061 | 0 | 0 |  |  |  |  | 0.22061 | 0
49858 | DOW38100 | 31 | Houston | YES | 0.08998 | 45 | 0 | 71.4 |  | 1 | Cogen | 1 | 0.22061 | 0 | 0 |  |  |  |  | 0.22061 | 0
49859 | DOW38200 | 33 | Houston | YES | 0.08998 | 28 | 0 | 45 | 0 | 1 | Cogen | 1 | 0.22061 | 0 | 0 |  |  |  |  | 0.22061 | 0
49860 | DOW38300 | 32 | Houston | YES | 0.08998 | 63 | 0 | 101 |  | 1 | Cogen | 1 | 0.22061 | 0 | 0 |  |  |  |  | 0.22061 | 0
49862 | DOW39100 | 36 | Houston | YES | 0.08998 | 54 | 0 | 86 | 0 | 1 | Cogen | 1 | 0.22061 | 0 | 0 |  |  |  |  | 0.22061 | 0
49863 | DOW39200 | 35 | Houston | YES | 0.08998 | 55 | 0 | 88 | 0 | 1 | Cogen | 1 | 0.22061 | 0 | 0 |  |  |  |  | 0.22061 | 0
49865 | DOW41000 | 41 | Houston | YES | 0.08998 | 31 | 0 | 50 |  | 1 | Cogen | 1 | 0.22061 | 0 | 0 |  |  |  |  | 0.22061 | 0
49866 | DOW42000 | 42 | Houston | YES | 0.08998 | 11 | 0 | 18 |  | 1 | Cogen | 1 | 0.22061 | 0 | 0 |  |  |  |  | 0.22061 | 0
49869 | DOW49000 | 45 | Houston | YES | 0.08998 | 59 | 0 | 94 |  | 1 | Cogen | 1 | 0.22061 | 0 | 0 |  |  |  |  | 0.22061 | 0
49870 | DOW61000 | 61 | Houston | YES | 0.08998 | 44 | 0 | 70 | 0 | 1 | Cogen | 1 | 0.22061 | 0 | 0 |  |  |  |  | 0.22061 | 0
49871 | DOW62000 | 62 | Houston | YES | 0.08998 | 40 | 0 | 63 | 0 | 1 | Cogen | 1 | 0.22061 | 0 | 0 |  |  |  |  | 0.22061 | 0
49872 | DOW63000 | 63 | Houston | YES | 0.08998 | 45 | 0 | 72 | 0 | 1 | Cogen | 1 | 0.22061 | 0 | 0 |  |  |  |  | 0.22061 | 0
49873 | DOW64000 | 64 | Houston | YES | 0.08998 | 41 | 0 | 64.8 | 0 | 1 | Cogen | 1 | 0.22061 | 0 | 0 |  |  |  |  | 0.22061 | 0
49876 | DOW65000 | 65 | Houston | YES | 0.08998 | 63 | 0 | 101 | 0 | 1 | Cogen | 1 | 0.22061 | 0 | 0 |  |  |  |  | 0.22061 | 0
49877 | DOW66000 | 66 | Houston | YES | 0.08998 | 61 | 0 | 97 | 0 | 1 | Cogen | 1 | 0.22061 | 0 | 0 |  |  |  |  | 0.22061 | 0
49878 | DOW67000 | 67 | Houston | YES | 0.08998 | 65 | 0 | 103 | 0 | 1 | Cogen | 1 | 0.22061 | 0 | 0 |  |  |  |  | 0.22061 | 0
49882 | DOW81000 | 81 | Houston | YES | 0.08998 | 47 | 0 | 76 | 0 | 1 | Cogen | 1 | 0.22061 | 0 | 0 |  |  |  |  | 0.22061 | 0
49884 | DOW82000 | 82 | Houston | YES | 0.08998 | 51 | 0 | 80 | 0 | 1 | Cogen | 1 | 0.22061 | 0 | 0 |  |  |  |  | 0.22061 | 0
49885 | DOW83000 | 83 | Houston | YES | 0.08998 | 51 | 0 | 80 | 0 | 1 | Cogen | 1 | 0.22061 | 0 | 0 |  |  |  |  | 0.22061 | 0
49886 | DOW84000 | 84 | Houston | YES | 0.08998 | 107 | 0 | 171 | 0 | 0.98 | Cogen | 1 | 0.22061 | 0 | 0 |  |  |  |  | 0.22061 | 0
8032 | AMISTADHYD1 | 1 | South | YES | 0.086592 | 33 | 13 | 33 | 0 | 1.0375 | Hydro | 1 | 0.21723 | 0 | 0 | 0 | 0 |  |  | 0.21723 | 0
8033 | AMISTADHYD2 | 2 | South | YES | 0.086592 | 25 | 13 | 25 | 0 | 1.0375 | Hydro | 1 | 0.21723 | 0 | 0 | 0 | 0 |  |  | 0.21723 | 0
88253 | HAMILTON | F | South | YES | 0.086592 | 0 | 0 | 0 | 0 | 1.04 | BLT | 1 | 0.21723 | 0 | 0 | 0 | 0 |  |  | 0.21723 | 0
48520 | BSF_GT1_8070 | 1 | Houston | YES | 0.085913 | 72 | 0 | 72 | 0 | 1.0326 | Cogen | 1 | 0.21655 | 0 | 0 |  |  |  |  | 0.21655 | 0
48520 | BSF_GT1_8070 | 2 | Houston | YES | 0.085913 | 10 | 0 | 10 | 0 | 1.0326 | Cogen | 1 | 0.21655 | 0 | 0 |  |  |  |  | 0.21655 | 0
39760 | TNSCLP1___8 | 1 | Houston | YES | 0.082666 | 93.4 | 20 | 116.8 | 0 | 1.04 | Cogen | 1 | 0.2133 | 0 | 0 |  |  |  |  | 0.2133 | 0
39770 | TNSCLP2___8 | 1 | Houston | YES | 0.082666 | 91.6 | 20 | 114.5 | 0 | 1.04 | Cogen | 1 | 0.2133 | 0 | 0 |  |  |  |  | 0.2133 | 0
39775 | TNSCLP4___8 | 1 | Houston | YES | 0.082666 | 95.2 | 20 | 119 | 0 | 1.04 | Cogen | 1 | 0.2133 | 0 | 0 |  |  |  |  | 0.2133 | 0
39790 | TNSCLP3___8 | 1 | Houston | YES | 0.082666 | 87.6 | 20 | 109.5 | 0 | 1.027 | Cogen | 1 | 0.2133 | 0 | 0 |  |  |  |  | 0.2133 | 0
7026 | L_INKSDA1_1Y | 1 | South | YES | 0.080521 | 0 | 0 | 13.7 |  | 1 | Hydro | 1 | 0.21116 | 0 | 0 | 0 | 0 |  |  | 0.21116 | 0
7022 | L_BUCHAN1_1Y | 1 | South | YES | 0.075274 | 0 | 0 | 18 |  | 1 | Hydro | 1 | 0.20591 | 0 | 0 | 0 | 0 |  |  | 0.20591 | 0
7023 | L_BUCHAN1_2Y | 2 | South | YES | 0.075274 | 0 | 0 | 18 |  | 1 | Hydro | 1 | 0.20591 | 0 | 0 | 0 | 0 |  |  | 0.20591 | 0
7024 | L_BUCHAN1_3Y | 3 | South | YES | 0.075274 | 0 | 0 | 15 |  | 1 | Hydro | 1 | 0.20591 | 0 | 0 | 0 | 0 |  |  | 0.20591 | 0
48926 | WAP_GN6_6 | 6 | Houston | YES | 0.07189 | 651 | 280 | 651 |  | 1.035 | LIGCO | 1 | 0.20252 | 0 | 651 |  |  |  |  | 0.20252 | 131.8434
48927 | WAP_GN7_7 | 7 | Houston | YES | 0.07189 | 564 | 277 | 564 |  | 1.035 | LIGCO | 1 | 0.20252 | 0 | 564 |  |  |  |  | 0.20252 | 114.2238
48928 | WAP_GN8_8 | 8 | Houston | YES | 0.07189 | 603 | 275 | 603 |  | 1.035 | LIGCO | 1 | 0.20252 | 0 | 603 |  |  |  |  | 0.20252 | 122.1222
48521 | BVE_GT1_GT1 | 1 | Houston | YES | 0.071796 | 167.7 | 0 | 167.7 |  | 1.035 | CC | 1 | 0.20243 | 167.7 | 167.7 |  |  |  |  | 0.20243 | 33.9476
48522 | BVE_GT2_5035 | 2 | Houston | YES | 0.071796 | 166.4 | 0 | 166.4 |  | 1.035 | CC | 1 | 0.20243 | 166.4 | 166.4 |  |  |  |  | 0.20243 | 33.6844
48523 | BVE_ST1_GN1 | 3 | Houston | YES | 0.071796 | 252.4 | 0 | 252.4 |  | 1.035 | CC | 1 | 0.20243 | 252.4 | 252.4 |  |  |  |  | 0.20243 | 51.0934
48730 | MNS_GT | 1 | Houston | YES | 0.071711 | 43 | 0 | 46.1 |  | 1.029 | Cogen | 1 | 0.20235 | 0 | 0 |  |  |  |  | 0.20235 | 0
48510 | AK_GT1__8040 | 1 | Houston | YES | 0.070042 | 33.4 | 8.1 | 34 |  | 1.029 | Cogen | 1 | 0.20068 | 0 | 0 |  |  |  |  | 0.20068 | 0
48921 | WAP_GN1_1 | 1 | Houston | YES | 0.069841 | 132.8 | 37 | 166 | 0 | 1.0362 | GST | 1 | 0.20048 | 166 | 166 |  |  |  |  | 0.20048 | 33.2789
48922 | WAP_GN2_2 | 2 | Houston | YES | 0.069841 | 132.8 | 37 | 166 | 0 | 1.0362 | GST | 1 | 0.20048 | 166 | 166 |  |  |  |  | 0.20048 | 33.2789
48923 | WAP_GN3_3 | 3 | Houston | YES | 0.069841 | 198.4 | 93 | 248 | 0 | 1.0362 | GST | 1 | 0.20048 | 248 | 248 |  |  |  |  | 0.20048 | 49.7179
48924 | WAP_GN4_4 | 4 | Houston | YES | 0.069841 | 546 | 217 | 546 | 0 | 1.0362 | GSC | 1 | 0.20048 | 546 | 546 |  |  |  |  | 0.20048 | 109.4596
48925 | WAP_GN5_5 | 5 | Houston | YES | 0.069841 | 586.1 | 278 | 654 | 0 | 0.985 | LIGCO | 1 | 0.20048 | 0 | 654 |  |  |  |  | 0.20048 | 131.1109
48929 | WAPGT21_GT1 | B1 | Houston | YES | 0.069841 | 0 | 0 | 13 |  | 1.05 | GGT | 1 | 0.20048 | 13 | 13 |  |  |  |  | 0.20048 | 2.6062
38580 | TNBP_CGN1_8 | 1 | Houston | YES | 0.062676 | 70.8 | 0 | 70.8 | 0 | 1.005 | Cogen | 1 | 0.19331 | 0 | 0 |  |  |  |  | 0.19331 | 0
38590 | TNBP_CGN2_8 | 2 | Houston | YES | 0.062676 | 66.7 | 0 | 66.7 | 0 | 1.005 | Cogen | 1 | 0.19331 | 0 | 0 |  |  |  |  | 0.19331 | 0
38600 | TNBP_CGN3_8 | 5 | Houston | YES | 0.062676 | 53 | 0 | 53 | 0 | 1.005 | Cogen | 1 | 0.19331 | 0 | 0 |  |  |  |  | 0.19331 | 0
38611 | TNBPAMCG1_8 | 1 | Houston | YES | 0.062676 | 153.2 | 0 | 153.2 | 0 | 1.005 | Cogen | 1 | 0.19331 | 0 | 0 |  |  |  |  | 0.19331 | 0
38612 | TNBPAMCG2_8 | 2 | Houston | YES | 0.062676 | 153.5 | 0 | 153.5 | 0 | 1.005 | Cogen | 1 | 0.19331 | 0 | 0 |  |  |  |  | 0.19331 | 0
38613 | TNBPAMCG3_8 | 3 | Houston | YES | 0.062676 | 152.3 | 0 | 152.3 | 0 | 1.005 | Cogen | 1 | 0.19331 | 0 | 0 |  |  |  |  | 0.19331 | 0
38614 | TNBPAMCG4_8 | 4 | Houston | YES | 0.062676 | 96 | 0 | 96 |  | 1.005 | Cogen | 1 | 0.19331 | 0 | 0 |  |  |  |  | 0.19331 | 0
38615 | TNBPAMCG5_8 | 1 | Houston | YES | 0.062676 | 244 | 0 | 244 | 0 | 1.005 | Cogen | 1 | 0.19331 | 0 | 0 |  |  |  |  | 0.19331 | 0
38690 | TNBP_CGN4_8 | 3 | Houston | YES | 0.062676 | 40 | 0 | 40 |  | 1.005 | Cogen | 1 | 0.19331 | 0 | 0 |  |  |  |  | 0.19331 | 0
38711 | TNTXCTY1CG8 | 1 | Houston | YES | 0.062676 | 100.3 | 59 | 100.3 | 0 | 1 | Cogen | 1 | 0.19331 | 0 | 0 |  |  |  |  | 0.19331 | 0
38712 | TNTXCTY2CG8 | 1 | Houston | YES | 0.062676 | 92.9 | 59 | 92.9 | 0 | 1 | Cogen | 1 | 0.19331 | 0 | 0 |  |  |  |  | 0.19331 | 0
38713 | TNTXCTY3CG8 | 1 | Houston | YES | 0.062676 | 102.7 | 59 | 102.7 | 0 | 1 | Cogen | 1 | 0.19331 | 0 | 0 |  |  |  |  | 0.19331 | 0
38714 | TNTXCTY4CG8 | 1 | Houston | YES | 0.062676 | 103 | 59 | 103 | 0 | 1 | Cogen | 1 | 0.19331 | 0 | 0 |  |  |  |  | 0.19331 | 0
39470 | TNDOWCGNSG8 | 1 | Houston | YES | 0.062676 | 32 | 10 | 32 | 0 | 0.985 | Cogen | 1 | 0.19331 | 0 | 0 |  |  |  |  | 0.19331 | 0
39480 | TNDOWCGNGG8 | 1 | Houston | YES | 0.062676 | 30 | 10 | 30 | 0 | 0.985 | Cogen | 1 | 0.19331 | 0 | 0 |  |  |  |  | 0.19331 | 0
48772 | PHR_GN2_2 | MB | Houston | YES | 0.059597 | 0 | 72 | 459 |  | 1.0362 | GSC | 1 | 0.19023 | 0 | 0 |  |  |  |  | 0.19023 | 0
48561 | CTL_GT2_8130 | 1 | Houston | YES | 0.057444 | 73.5 | 30.3 | 91.9 |  | 1.0362 | Cogen | 1 | 0.18808 | 0 | 0 |  |  |  |  | 0.18808 | 0
48562 | CTL_GT3_8135 | 2 | Houston | YES | 0.057444 | 70.1 | 30.3 | 87.6 |  | 1.0362 | Cogen | 1 | 0.18808 | 0 | 0 |  |  |  |  | 0.18808 | 0
48563 | CTL_GT4_8140 | 3 | Houston | YES | 0.057444 | 69.6 | 30.3 | 87 |  | 1.0362 | Cogen | 1 | 0.18808 | 0 | 0 |  |  |  |  | 0.18808 | 0
48564 | CTL_GN1_8145 | 4 | Houston | YES | 0.057444 | 43.6 | 12.9 | 54.5 |  | 1.0362 | Cogen | 1 | 0.18808 | 0 | 0 |  |  |  |  | 0.18808 | 0
48565 | CTL_GN2_8155 | 5 | Houston | YES | 0.057444 | 9.8 | 3.4 | 12.2 |  | 1.0362 | Cogen | 1 | 0.18808 | 0 | 0 |  |  |  |  | 0.18808 | 0
48531 | BYU_GT1_8075 | 1 | Houston | YES | 0.056624 | 65 | 0 | 65 |  | 1.0362 | Cogen | 1 | 0.18726 | 0 | 0 |  |  |  |  | 0.18726 | 0
48532 | BYU_GT2_8055 | 2 | Houston | YES | 0.056624 | 62 | 0 | 62 |  | 1.0362 | Cogen | 1 | 0.18726 | 0 | 0 |  |  |  |  | 0.18726 | 0
48533 | BYU_GT3_8060 | 3 | Houston | YES | 0.056624 | 67 | 0 | 67 |  | 1.0362 | Cogen | 1 | 0.18726 | 0 | 0 |  |  |  |  | 0.18726 | 0
48534 | BYU_GT4_8065 | 4 | Houston | YES | 0.056624 | 65 | 0 | 65 |  | 1.0362 | Cogen | 1 | 0.18726 | 0 | 0 |  |  |  |  | 0.18726 | 0
48691 | GBY_73741085 | B | Houston | YES | 0.05559 | 37.6 | 20 | 47 | 0 | 1.0362 | GGT | 1 | 0.18622 | 47 | 47 |  |  |  |  | 0.18622 | 8.7525
48691 | GBY_73741085 | A | Houston | YES | 0.05559 | 37.6 | 20 | 47 | 0 | 1.0362 | GGT | 1 | 0.18622 | 47 | 47 |  |  |  |  | 0.18622 | 8.7525
48692 | GBY_81821075 | D | Houston | YES | 0.05559 | 44 | 20 | 55 | 0 | 1.0362 | GGT | 1 | 0.18622 | 55 | 55 |  |  |  |  | 0.18622 | 10.2423
48692 | GBY_81821075 | C | Houston | YES | 0.05559 | 37.6 | 20 | 47 | 0 | 1.0362 | GGT | 1 | 0.18622 | 47 | 47 |  |  |  |  | 0.18622 | 8.7525
48693 | GBY_83841065 | E | Houston | YES | 0.05559 | 45.6 | 20 | 57 | 0 | 1.0362 | GGT | 1 | 0.18622 | 57 | 57 |  |  |  |  | 0.18622 | 10.6148
48693 | GBY_83841065 | F | Houston | YES | 0.05559 | 43.2 | 20 | 54 | 0 | 1.0362 | GGT | 1 | 0.18622 | 54 | 54 |  |  |  |  | 0.18622 | 10.0561
48841 | SJS_GT1_GT1 | 1 | Houston | YES | 0.055078 | 62.4 | 49 | 78 | 0 | 1.0362 | Cogen | 1 | 0.18571 | 0 | 0 |  |  |  |  | 0.18571 | 0
48842 | SJS_GT2_GT2 | 2 | Houston | YES | 0.055078 | 64.8 | 49 | 81 | 0 | 1.0362 | Cogen | 1 | 0.18571 | 0 | 0 |  |  |  |  | 0.18571 | 0
48641 | DPEC_GT15040 | 1 | Houston | YES | 0.05467 | 163.2 | 98 | 163.2 | 0 | 1.0319 | CC | 1 | 0.1853 | 163.2 | 163.2 |  |  |  |  | 0.1853 | 30.2417
48642 | DPEC_GT25025 | 2 | Houston | YES | 0.05467 | 157.1 | 98 | 157.1 | 0 | 1.0319 | CC | 1 | 0.1853 | 157.1 | 157.1 |  |  |  |  | 0.1853 | 29.1113
48643 | DPEC_GT35010 | 3 | Houston | YES | 0.05467 | 157.5 | 98 | 157.5 | 0 | 1.0319 | CC | 1 | 0.1853 | 157.5 | 157.5 |  |  |  |  | 0.1853 | 29.1855
48644 | DPEC_GT45070 | 4 | Houston | YES | 0.05467 | 157 | 98 | 157 | 0 | 1.0319 | CC | 1 | 0.1853 | 157 | 157 |  |  |  |  | 0.1853 | 29.0928
48645 | DPEC_ST55065 | 5 | Houston | YES | 0.05467 | 282 | 0 | 282 | 0 | 1.0319 | CC | 1 | 0.1853 | 282 | 282 |  |  |  |  | 0.1853 | 52.2559
48761 | PR_GT1__9040 | 1 | Houston | YES | 0.054303 | 26 | 0 | 35 |  | 1 | Cogen | 1 | 0.18494 | 0 | 0 |  |  |  |  | 0.18494 | 0
48855 | SRB_GT211035 | B2 | Houston | YES | 0.053925 | 0 | 0 | 12 |  | 1.014 | GGT | 1 | 0.18456 | 12 | 12 |  |  |  |  | 0.18456 | 2.2147
48855 | SRB_GT211035 | B1 | Houston | YES | 0.053925 | 0 | 0 | 18 |  | 1.014 | GGT | 1 | 0.18456 | 18 | 18 |  |  |  |  | 0.18456 | 3.3221
48852 | SRB_GN2_2 | 2 | Houston | YES | 0.053905 | 140.8 | 26 | 176 | 0 | 1.0217 | GST | 1 | 0.18454 | 176 | 176 |  |  |  |  | 0.18454 | 32.4789
48851 | SRB_GN1_1 | 1 | Houston | YES | 0.053875 | 132 | 26 | 165 | 0 | 1.0217 | GST | 1 | 0.18451 | 165 | 165 |  |  |  |  | 0.18451 | 30.4441
48551 | CAL_GT1_8045 | 1 | Houston | YES | 0.053862 | 149 | 0 | 149 | 0 | 1.0326 | Cogen | 1 | 0.1845 | 0 | 0 |  |  |  |  | 0.1845 | 0
48552 | CAL_ST1_8000 | 2 | Houston | YES | 0.053862 | 65.1 | 0 | 65.1 | 0 | 1.0326 | Cogen | 1 | 0.1845 | 0 | 0 |  |  |  |  | 0.1845 | 0
48853 | SRB_GN3_3 | 3 | Houston | YES | 0.053776 | 170.4 | 35 | 213 |  | 1.0326 | GST | 1 | 0.18441 | 213 | 213 |  |  |  |  | 0.18441 | 39.2794
48845 | SOL_GT1 | 1 | Houston | YES | 0.053768 | 16.2 | 15.4 | 16.2 |  | 1.0326 | Solar | 1 | 0.1844 | 16.2 | 16.2 |  |  |  |  | 0.1844 | 2.9873
48611 | DIB_GT1_8080 | 1 | Houston | YES | 0.053762 | 64 | 0 | 64 | 0 | 1.0326 | Cogen | 1 | 0.1844 | 0 | 0 |  |  |  |  | 0.1844 | 0
48612 | DIB_GT2_8075 | 2 | Houston | YES | 0.053762 | 63.2 | 0 | 63.2 | 0 | 1.0326 | Cogen | 1 | 0.1844 | 0 | 0 |  |  |  |  | 0.1844 | 0
48613 | DIB_ST1_8085 | 3 | Houston | YES | 0.053762 | 67.9 | 30 | 82.6 | 0 | 1.0326 | Cogen | 1 | 0.1844 | 0 | 0 |  |  |  |  | 0.1844 | 0
48614 | DIB_GT3_8090 | 4 | Houston | YES | 0.053762 | 73.6 | 15 | 73.6 | 0 | 1.0326 | Cogen | 1 | 0.1844 | 0 | 0 |  |  |  |  | 0.1844 | 0
48854 | SRB_GN4_4 | 4 | Houston | YES | 0.053751 | 182.4 | 35 | 228 | 0 | 1.0326 | GST | 1 | 0.18439 | 228 | 228 |  |  |  |  | 0.18439 | 42.0399
48740 | PSG_GN2_8050 | 1 | Houston | YES | 0.053745 | 182 | 60 | 182 | 0 | 1.0326 | Cogen | 1 | 0.18438 | 0 | 0 |  |  |  |  | 0.18438 | 0
48741 | PSG_GT2_8040 | 1 | Houston | YES | 0.053745 | 158.6 | 50 | 158.6 | 0 | 1.0326 | Cogen | 1 | 0.18438 | 0 | 0 |  |  |  |  | 0.18438 | 0
48742 | PSG_GT3_8060 | 1 | Houston | YES | 0.053745 | 157 | 50 | 157 | 0 | 1.0326 | Cogen | 1 | 0.18438 | 0 | 0 |  |  |  |  | 0.18438 | 0
48820 | SHELLG1_3015 | 1 | Houston | YES | 0.053219 | 71 | 34.5 | 71 |  | 1.029 | Cogen | 1 | 0.18385 | 0 | 0 |  |  |  |  | 0.18385 | 0
48821 | SHELLG2 | 2 | Houston | YES | 0.053219 | 72 | 34.5 | 72 |  | 1.029 | Cogen | 1 | 0.18385 | 0 | 0 |  |  |  |  | 0.18385 | 0
48822 | SHELLG3_3020 | 2 | Houston | YES | 0.053219 | 30 | 0 | 30 |  | 1.029 | Cogen | 1 | 0.18385 | 0 | 0 |  |  |  |  | 0.18385 | 0
48822 | SHELLG3_3020 | 1 | Houston | YES | 0.053219 | 39 | 0 | 39 |  | 1.029 | Cogen | 1 | 0.18385 | 0 | 0 |  |  |  |  | 0.18385 | 0
48500 | APD_GT1_8005 | 1 | Houston | YES | 0.052455 | 137.6 | 54.6 | 137.6 |  | 1.0362 | Cogen | 1 | 0.18309 | 0 | 0 |  |  |  |  | 0.18309 | 0
48511 | LPE_GT1_8070 | 1 | Houston | YES | 0.052319 | 42 | 0 | 42 | 0 | 1.0362 | GGT | 1 | 0.18295 | 42 | 42 |  |  |  |  | 0.18295 | 7.684
48512 | LPE_GT2_8075 | 2 | Houston | YES | 0.052319 | 42 | 0 | 42 | 0 | 1.0362 | GGT | 1 | 0.18295 | 42 | 42 |  |  |  |  | 0.18295 | 7.684
48513 | LPE_GT3_8080 | 3 | Houston | YES | 0.052319 | 39 | 0 | 39 | 0 | 1.0362 | GGT | 1 | 0.18295 | 39 | 39 |  |  |  |  | 0.18295 | 7.1352
48514 | LPE_GT4_8085 | 4 | Houston | YES | 0.052319 | 39 | 0 | 39 | 0 | 1.0362 | GGT | 1 | 0.18295 | 39 | 39 |  |  |  |  | 0.18295 | 7.1352
48593 | CHE_GT1_8015 | 1 | Houston | YES | 0.052171 | 173 | 50 | 173 | 0 | 1.0362 | Cogen | 1 | 0.18281 | 0 | 0 |  |  |  |  | 0.18281 | 0
48594 | CHE_GN4_8025 | 4 | Houston | YES | 0.052171 | 142 | 60 | 142 | 0 | 1.0362 | Cogen | 1 | 0.18281 | 0 | 0 |  |  |  |  | 0.18281 | 0
48873 | THW_ST3_ST_3 | 3 | Houston | YES | 0.051079 | 107 | 19 | 107 | 0 | 1.0435 | CC | 1 | 0.18171 | 107 | 107 |  |  |  |  | 0.18171 | 19.4433
48874 | THW_ST4_ST_4 | 4 | Houston | YES | 0.051079 | 108 | 19 | 108 | 0 | 1.0435 | CC | 1 | 0.18171 | 108 | 108 |  |  |  |  | 0.18171 | 19.6251
48875 | THW_3132 | A | Houston | YES | 0.051079 | 55 | 5 | 55 | 0 | 1.0435 | CC | 1 | 0.18171 | 55 | 55 |  |  |  |  | 0.18171 | 9.9942
48875 | THW_3132 | B | Houston | YES | 0.051079 | 53 | 5 | 53 | 0 | 1.0435 | CC | 1 | 0.18171 | 53 | 53 |  |  |  |  | 0.18171 | 9.6308
48877 | THW_3334 | C | Houston | YES | 0.051079 | 55 | 5 | 55 | 0 | 1.0435 | CC | 1 | 0.18171 | 55 | 55 |  |  |  |  | 0.18171 | 9.9942
48877 | THW_3334 | D | Houston | YES | 0.051079 | 57 | 5 | 57 | 0 | 1.0435 | CC | 1 | 0.18171 | 57 | 57 |  |  |  |  | 0.18171 | 10.3577
48879 | THW_4142 | F | Houston | YES | 0.051079 | 55 | 5 | 55 | 0 | 1.0435 | CC | 1 | 0.18171 | 55 | 55 |  |  |  |  | 0.18171 | 9.9942
48879 | THW_4142 | E | Houston | YES | 0.051079 | 56 | 5 | 56 | 0 | 1.0435 | CC | 1 | 0.18171 | 56 | 56 |  |  |  |  | 0.18171 | 10.176
48881 | THW_4344 | H | Houston | YES | 0.051079 | 58 | 5 | 58 | 0 | 1.0435 | CC | 1 | 0.18171 | 58 | 58 |  |  |  |  | 0.18171 | 10.5394
48881 | THW_4344 | G | Houston | YES | 0.051079 | 58 | 5 | 58 | 0 | 1.0435 | CC | 1 | 0.18171 | 58 | 58 |  |  |  |  | 0.18171 | 10.5394
48582 | CBY_GN2_2 | 2 | Houston | YES | 0.050252 | 596.8 | 110 | 746 | 0 | 1.0435 | GSC | 1 | 0.18089 | 746 | 746 |  |  |  |  | 0.18089 | 134.9413
49803 | EXN_15GT | 1 | Houston | YES | 0.049904 | 33 | 8.3 | 34 |  | 1.0326 | Cogen | 1 | 0.18054 | 0 | 0 |  |  |  |  | 0.18054 | 0
49804 | EXN_16GT | 2 | Houston | YES | 0.049904 | 32 | 8.3 | 34.7 |  | 1.0326 | Cogen | 1 | 0.18054 | 0 | 0 |  |  |  |  | 0.18054 | 0
49805 | EXN_17GT | 3 | Houston | YES | 0.049904 | 31 | 8.3 | 32.7 |  | 1.0326 | Cogen | 1 | 0.18054 | 0 | 0 |  |  |  |  | 0.18054 | 0
49826 | EXN938GT | 5 | Houston | YES | 0.049904 | 43 | 9.2 | 45.9 | 0 | 1.0326 | Cogen | 1 | 0.18054 | 0 | 0 |  |  |  |  | 0.18054 | 0
49828 | EXN941GT | 10 | Houston | YES | 0.049904 | 17.7 | 5.4 | 17.7 | 0 | 1.0326 | Cogen | 1 | 0.18054 | 0 | 0 |  |  |  |  | 0.18054 | 0
49829 | EXN942GT | 11 | Houston | YES | 0.049904 | 20 | 5.4 | 20.4 | 0 | 1.0326 | Cogen | 1 | 0.18054 | 0 | 0 |  |  |  |  | 0.18054 | 0
49830 | EXN943GT | 12 | Houston | YES | 0.049904 | 19 | 5.4 | 19.9 | 0 | 1.0326 | Cogen | 1 | 0.18054 | 0 | 0 |  |  |  |  | 0.18054 | 0
49831 | EXN944GT | 13 | Houston | YES | 0.049904 | 33 | 5.4 | 35 | 0 | 1.0326 | Cogen | 1 | 0.18054 | 0 | 0 |  |  |  |  | 0.18054 | 0
49832 | EXN945GT | 9 | Houston | YES | 0.049904 | 18.5 | 9.2 | 18.5 | 0 | 1.0326 | Cogen | 1 | 0.18054 | 0 | 0 |  |  |  |  | 0.18054 | 0
49837 | EXN_GT | 4 | Houston | YES | 0.049904 | 81 | 21.3 | 85.4 | 0 | 1.0326 | Cogen | 1 | 0.18054 | 0 | 0 |  |  |  |  | 0.18054 | 0
49838 | EXN_14GT | 14 | Houston | YES | 0.049904 | 140 | 0 | 148 |  | 1.0326 | Cogen | 1 | 0.18054 | 0 | 0 |  |  |  |  | 0.18054 | 0
48883 | THW_GT1_GT_1 | B2 | Houston | YES | 0.049737 | 0 | 0 | 12 |  | 1.043 | GGT | 1 | 0.18037 | 12 | 12 |  |  |  |  | 0.18037 | 2.1645
48651 | EP_1_2 | 2 | Houston | YES | 0.048952 | 17.7 | 10 | 21 | 0 | 1.0362 | Cogen | 1 | 0.17959 | 0 | 0 |  |  |  |  | 0.17959 | 0
48651 | EP_1_2 | 1 | Houston | YES | 0.048952 | 4 | 0 | 5 | 0 | 1.0362 | Cogen | 1 | 0.17959 | 0 | 0 |  |  |  |  | 0.17959 | 0
48791 | PSA_GT1_8160 | 1 | Houston | YES | 0.048935 | 52 | 20.8 | 65 | 0 | 1.0362 | Cogen | 1 | 0.17957 | 0 | 0 |  |  |  |  | 0.17957 | 0
48792 | PSA_GT2_8155 | 2 | Houston | YES | 0.048935 | 52.8 | 20.3 | 66 | 0 | 1.0362 | Cogen | 1 | 0.17957 | 0 | 0 |  |  |  |  | 0.17957 | 0
48793 | PSA_GT3_8150 | 3 | Houston | YES | 0.048935 | 56 | 20.3 | 70 | 0 | 1.0362 | Cogen | 1 | 0.17957 | 0 | 0 |  |  |  |  | 0.17957 | 0
48794 | PSA_GT4_8145 | 4 | Houston | YES | 0.048935 | 52.8 | 20.3 | 66 | 0 | 1.0362 | Cogen | 1 | 0.17957 | 0 | 0 |  |  |  |  | 0.17957 | 0
48795 | PSA_GT5_8140 | 5 | Houston | YES | 0.048935 | 51.2 | 20.3 | 64 | 0 | 1.0362 | Cogen | 1 | 0.17957 | 0 | 0 |  |  |  |  | 0.17957 | 0
48796 | PSA_GN1_8165 | 1 | Houston | YES | 0.048935 | 83.2 | 43.1 | 104 | 0 | 1.0362 | Cogen | 1 | 0.17957 | 0 | 0 |  |  |  |  | 0.17957 | 0
48797 | PSA_GT6_8135 | 6 | Houston | YES | 0.048935 | 47.2 | 34.5 | 59 | 0 | 1.0362 | Cogen | 1 | 0.17957 | 0 | 0 |  |  |  |  | 0.17957 | 0
48581 | CBY_GN1_1 | 1 | Houston | YES | 0.048877 | 595.2 | 108 | 744 | 0 | 1.0435 | GSC | 1 | 0.17951 | 744 | 744 |  |  |  |  | 0.17951 | 133.5565
48815 | CVC_GT4_8005 | 4 | Houston | YES | 0.048615 | 165 | 91.8 | 165 |  | 1.0362 | Cogen | 1 | 0.17925 | 0 | 0 |  |  |  |  | 0.17925 | 0
48583 | CBY_GT4_1 | 1 | Houston | YES | 0.048429 | 172 | 0 | 172 | 0 | 1.026 | GSC | 1 | 0.17906 | 172 | 172 |  |  |  |  | 0.17906 | 30.7989
48584 | CBY_GT4_2 | 2 | Houston | YES | 0.048429 | 172 | 0 | 172 | 0 | 1.026 | CC | 1 | 0.17906 | 172 | 172 |  |  |  |  | 0.17906 | 30.7989
48585 | CBY_ST4_1 | 3 | Houston | YES | 0.048429 | 172 | 0 | 172 | 0 | 1.026 | CC | 1 | 0.17906 | 172 | 172 |  |  |  |  | 0.17906 | 30.7989
48595 | BTE_GT2_8075 | 1 | Houston | YES | 0.047421 | 162.8 | 130 | 162.8 | 0 | 1.0261 | CC | 1 | 0.17806 | 162.8 | 162.8 |  |  |  |  | 0.17806 | 28.9874
48596 | BTE_GT3_8045 | 2 | Houston | YES | 0.047421 | 161.4 | 130 | 161.4 | 0 | 1.0261 | CC | 1 | 0.17806 | 161.4 | 161.4 |  |  |  |  | 0.17806 | 28.7381
48597 | BTE_GT4_8055 | 3 | Houston | YES | 0.047421 | 158.9 | 130 | 158.9 | 0 | 1.0261 | CC | 1 | 0.17806 | 158.9 | 158.9 |  |  |  |  | 0.17806 | 28.293
48598 | BTE_ST1_8070 | 4 | Houston | YES | 0.047421 | 269.2 | 60 | 269.2 | 0 | 1.0261 | CC | 1 | 0.17806 | 269.2 | 269.2 |  |  |  |  | 0.17806 | 47.9325
48690 | GBY_GN5_5 | 5 | Houston | YES | 0.047115 | 318.4 | 81 | 398 |  | 1.0362 | GSC | 1 | 0.17775 | 398 | 398 |  |  |  |  | 0.17775 | 70.7443
48885 | THW_5152 | B | Houston | YES | 0.046689 | 47.2 | 5 | 59 |  | 1.0319 | GGT | 1 | 0.17732 | 59 | 59 |  |  |  |  | 0.17732 | 10.4621
48885 | THW_5152 | A | Houston | YES | 0.046689 | 46.4 | 5 | 58 |  | 1.0319 | GGT | 1 | 0.17732 | 58 | 58 |  |  |  |  | 0.17732 | 10.2848
48886 | THW_5354 | D | Houston | YES | 0.046689 | 46.4 | 5 | 58 |  | 1.0319 | GGT | 1 | 0.17732 | 58 | 58 |  |  |  |  | 0.17732 | 10.2848
48886 | THW_5354 | C | Houston | YES | 0.046689 | 45.6 | 5 | 57 |  | 1.0319 | GGT | 1 | 0.17732 | 57 | 57 |  |  |  |  | 0.17732 | 10.1074
48887 | THW_5556 | E | Houston | YES | 0.046689 | 47.2 | 5 | 59 |  | 1.0319 | GGT | 1 | 0.17732 | 59 | 59 |  |  |  |  | 0.17732 | 10.4621
48887 | THW_5556 | F | Houston | YES | 0.046689 | 45.6 | 5 | 57 |  | 1.0319 | GGT | 1 | 0.17732 | 57 | 57 |  |  |  |  | 0.17732 | 10.1074
48591 | CHE_GT2_5030 | 2 | Houston | YES | 0.04053 | 173 | 50 | 173 | 0 | 1.029 | Cogen | 1 | 0.17116 | 0 | 0 |  |  |  |  | 0.17116 | 0
48811 | CVC_GT3_5045 | 3 | Houston | YES | 0.04053 | 156 | 91.8 | 156 | 0 | 1.029 | Cogen | 1 | 0.17116 | 0 | 0 |  |  |  |  | 0.17116 | 0
48812 | CVC_GT2_5020 | 2 | Houston | YES | 0.04053 | 158 | 91.8 | 158 | 0 | 1.029 | Cogen | 1 | 0.17116 | 0 | 0 |  |  |  |  | 0.17116 | 0
48813 | CVC_GT1_5035 | 1 | Houston | YES | 0.04053 | 160 | 91.8 | 160 | 0 | 1.029 | Cogen | 1 | 0.17116 | 0 | 0 |  |  |  |  | 0.17116 | 0
48814 | CVC_ST5_5040 | 1 | Houston | YES | 0.04053 | 162 | 91.8 | 162 | 0 | 1.029 | Cogen | 1 | 0.17116 | 0 | 0 |  |  |  |  | 0.17116 | 0
5934 | SI_RAY5 | 5 | South | YES | 0 | 0 | 10 | 15 |  | 1.035 | GST | 1 | 0.13063 | 15 | 15 | 0 | 15 |  |  | 0.13063 | 1.9595
8139 | JOS #1 | MB | South | YES | 0 | 0 | 45 | 255 |  | 1.02 | GST | 1 | 0.13063 | 0 | 0 | 0 | 0 |  |  | 0.13063 | 0
8285 | LAR #1 | MB | South | YES | 0 | 0 | 9 | 32 |  | 1.0497 | GST | 1 | 0.13063 | 0 | 0 | 0 | 0 |  |  | 0.13063 | 0
8287 | LAR #2 | MB | South | YES | 0 | 0 | 9 | 32 |  | 1.04 | GST | 1 | 0.13063 | 0 | 0 | 0 | 0 |  |  | 0.13063 | 0
8288 | LAR #3 | MB | South | YES | 0 | 0 | 25 | 105 |  | 1.04 | GST | 1 | 0.13063 | 0 | 0 | 0 | 0 |  |  | 0.13063 | 0
8388 | BATES0A | MB | South | YES | 0 | 0 | 21 | 71 |  | 1.033 | GST | 1 | 0.13063 | 0 | 0 | 0 | 0 |  |  | 0.13063 | 0
8393 | BATES0B | MB | South | YES | 0 | 0 | 25 | 110 |  | 1.03 | GST | 1 | 0.13063 | 0 | 0 | 0 | 0 |  |  | 0.13063 | 0
8437 | NUECES_B0C | MB | South | YES | 0 | 0 | 7 | 30 |  | 1.03 | GST | 1 | 0.13063 | 0 | 0 | 0 | 0 |  |  | 0.13063 | 0
8438 | NUECES_B0B | MB | South | YES | 0 | 0 | 26 | 169 |  | 1.03 | GST | 1 | 0.13063 | 0 | 0 | 0 | 0 |  |  | 0.13063 | 0
8442 | NUECES_B0A | MB | South | YES | 0 | 0 | 81 | 367 |  | 1.03 | GST | 1 | 0.13063 | 0 | 0 | 0 | 0 |  |  | 0.13063 | 0
39190 | TNSLCGN1__8 | 1 | Houston | YES | 0 | 0 | 10 | 30 |  | 1.03 | Cogen | 1 | 0.13063 | 0 | 0 |  |  |  |  | 0.13063 | 0
3432 | SANDOW_4G | 4 | South | YES | -0.30008 | 580 | 225 | 580 | 0 | 1.029 | LIGCO | 1 | -0.16945 | 0 | 580 | -174.0487 | 580 |  |  | -0.16945 | -98.2807
13432 | SANDOW_5G | 5 | South | YES | -0.30008 | 581 | 225 | 581 | 0 | 1.029 | LIGCO | 1 | -0.16945 | 0 | 581 | -174.3488 | 581 |  |  | -0.16945 | -98.4502
48671 | FTR_GT1_5105 | 1 | North | YES | -0.015004 | 154.2 | 0 | 154.2 | 0 | 1.0319 | CC | -1 | 0.1714 | 154.2 | 154.2 |  |  | -2.3136 | 154.2 | -0.1714 | -26.4292
48672 | FTR_GT2_5110 | 2 | North | YES | -0.015004 | 159 | 0 | 159 | 0 | 1.0319 | CC | -1 | 0.1714 | 159 | 159 |  |  | -2.3856 | 159 | -0.1714 | -27.2519
48673 | FTR_GT3_5085 | 3 | North | YES | -0.015004 | 158 | 0 | 158 | 0 | 1.0319 | CC | -1 | 0.1714 | 158 | 158 |  |  | -2.3706 | 158 | -0.1714 | -27.0805
48674 | FTR_CN4_5095 | 4 | North | YES | -0.015004 | 380 | 0 | 380 | 0 | 1.0319 | CC | -1 | 0.1714 | 380 | 380 |  |  | -5.7015 | 380 | -0.1714 | -65.1304
990 | GIBN_CREK_G1 | 1 | North | YES | -0.027563 | 463 | 200 | 463 | 0 | 1.0275 | LIGCO | -1 | 0.18395 | 0 | 463 |  |  | 0 | 0 | -0.18395 | 0
32798 | BRYN_TAMUGEN | 1 | North | YES | -0.049866 | 32 | 0 | 32 |  | 1.02 | GST | -1 | 0.20626 | 32 | 32 |  |  | -1.5957 | 32 | -0.20626 | -6.6003
32886 | BRYN_ATKINS3 | MB | North | YES | -0.054741 | 0 | 5 | 12 |  | 1 | GST | -1 | 0.21113 | 0 | 0 |  |  | 0 | 0 | -0.21113 | 0
32887 | BRYN_ATKINS6 | MB | North | YES | -0.054741 | 0 | 12 | 51 |  | 1.028 | GST | -1 | 0.21113 | 0 | 0 |  |  | 0 | 0 | -0.21113 | 0
32888 | BRYN_ATKINS7 | 1 | North | YES | -0.054741 | 13.6 | 4 | 17 |  | 1.028 | GGT | -1 | 0.21113 | 17 | 17 |  |  | -0.9306 | 17 | -0.21113 | -3.5893
32890 | BRYN_ATKINS4 | MB | North | YES | -0.054741 | 0 | 5 | 22 |  | 1.031 | GST | -1 | 0.21113 | 0 | 0 |  |  | 0 | 0 | -0.21113 | 0
32891 | BRYN_ATKINS5 | MB | North | YES | -0.054741 | 0 | 5 | 25 |  | 1.031 | GST | -1 | 0.21113 | 0 | 0 |  |  | 0 | 0 | -0.21113 | 0
39960 | TNTNPONE_18 | 1 | North | YES | -0.05852 | 152.3 | 30 | 152.3 |  | 1.04 | LIGCO | -1 | 0.21491 | 0 | 152.3 |  |  | 0 | 0 | -0.21491 | 0
39970 | TNTNPONE_28 | 1 | North | YES | -0.05852 | 153 | 30 | 153 |  | 1.04 | LIGCO | -1 | 0.21491 | 0 | 153 |  |  | 0 | 0 | -0.21491 | 0
32883 | BRYN_DNSBY3 | 1 | North | YES | -0.059286 | 0 | 2 | 48 |  | 1.015 | GST | -1 | 0.21568 | 48 | 48 |  |  | -2.8457 | 48 | -0.21568 | -10.3525
32884 | BRYN_DNSBY13 | 1 | North | YES | -0.059286 | 46 | 2 | 46 | 0 | 1.015 | GST | -1 | 0.21568 | 46 | 46 |  |  | -2.7272 | 46 | -0.21568 | -9.9212
32892 | BRYN_DNSBY14 | 1 | North | YES | -0.059286 | 84 | 25 | 105 | 0 | 1.035 | GST | -1 | 0.21568 | 105 | 105 |  |  | -6.225 | 105 | -0.21568 | -22.6462
48721 | LEG_1___1 | 1 | North | YES | -0.069766 | 827 | 357 | 827 | 0 | 1.0348 | LIGCO | -1 | 0.22616 | 0 | 827 |  |  | 0 | 0 | -0.22616 | 0
48722 | LEG_2___2 | 2 | North | YES | -0.069766 | 819 | 357 | 819 | 0 | 1.0348 | LIGCO | -1 | 0.22616 | 0 | 819 |  |  | 0 | 0 | -0.22616 | 0
60202 | FRNDDRCS | F | West | YES | -0.077964 | 0 | 0 | 0 | 0 | 0.9985 | AVR | -1 | 0.23436 | 0 | 0 |  |  |  |  | -0.23436 | 0
60018 | DSKY1 | 1 | West | YES | -0.095714 | 21 | 0 | 84 | 0 | 1.023 | Wind | -1 | 0.25211 | 0 | 84 |  |  |  |  | -0.25211 | 0
60017 | ORNNWP1 | 1 | West | YES | -0.096597 | 20 | 0 | 80 |  | 1.027 | Wind | -1 | 0.25299 | 0 | 80 |  |  |  |  | -0.25299 | 0
60000 | DSKY2 | 1 | West | YES | -0.097407 | 19.1 | 0 | 76.5 |  | 1.039 | Wind | -1 | 0.2538 | 0 | 76.5 |  |  |  |  | -0.2538 | 0
3381 | BBRN_1G | 1 | North | YES | -0.097717 | 618 | 225 | 618 | 0 | 1.03 | LIGCO | -1 | 0.25411 | 0 | 618 |  |  | 0 | 0 | -0.25411 | 0
3382 | BBRN_2G | 2 | North | YES | -0.097717 | 589 | 225 | 589 | 0 | 1.03 | LIGCO | -1 | 0.25411 | 0 | 589 |  |  | 0 | 0 | -0.25411 | 0
6016 | SWMESA | 1 | West | YES | -0.098868 | 18.8 | 0 | 75 |  | 1.03 | Wind | -1 | 0.25526 | 0 | 75 |  |  |  |  | -0.25526 | 0
60003 | KING_NE1A | 1 | West | YES | -0.098868 | 20 | 0 | 80 |  | 1.03 | Wind | -1 | 0.25526 | 0 | 80 |  |  |  |  | -0.25526 | 0
60005 | KING_SE1A | 1 | West | YES | -0.098868 | 10 | 0 | 40 |  | 1.035 | Wind | -1 | 0.25526 | 0 | 40 |  |  |  |  | -0.25526 | 0
38437 | TNSRBNMESA9 | 1 | West | YES | -0.099241 | 37.5 | 0 | 150 |  | 1.02 | Wind | -1 | 0.25563 | 0 | 150 |  |  |  |  | -0.25563 | 0
38332 | TNWDWRDU2_8 | 1 | West | YES | -0.099321 | 20 | 0 | 80 | 0 | 1.0232 | Wind | -1 | 0.25571 | 0 | 80 |  |  |  |  | -0.25571 | 0
60016 | WOODWRD11A | 1 | West | YES | -0.099345 | 20 | 0 | 80 |  | 1.033 | Wind | -1 | 0.25574 | 0 | 80 |  |  |  |  | -0.25574 | 0
60201 | RIO DRCS | F | West | YES | -0.099425 | 0 | 0 | 0 | 0 | 1.025 | AVR | -1 | 0.25582 | 0 | 0 |  |  |  |  | -0.25582 | 0
13131 | CALFREST_1G | 1 | North | YES | -0.1002 | 150.7 | 40 | 150.7 | 0 | 1.031 | CC | -1 | 0.2566 | 150.7 | 150.7 |  |  | -15.1007 | 150.7 | -0.2566 | -38.669
13132 | CALFREST_2G | 2 | North | YES | -0.1002 | 151 | 57 | 151 | 0 | 1.031 | CC | -1 | 0.2566 | 151 | 151 |  |  | -15.1308 | 151 | -0.2566 | -38.746
13133 | CALFREST_3G | 3 | North | YES | -0.1002 | 177.4 | 40 | 177.4 | 0 | 1.031 | CC | -1 | 0.2566 | 177.4 | 177.4 |  |  | -17.7762 | 177.4 | -0.2566 | -45.5201
60007 | KING_SW1A | 1 | West | YES | -0.10032 | 20 | 0 | 80 |  | 1.03 | Wind | -1 | 0.25671 | 0 | 80 |  |  |  |  | -0.25671 | 0
60019 | KING_NW1A | 1 | West | YES | -0.10032 | 20 | 0 | 80 |  | 1.03 | Wind | -1 | 0.25671 | 0 | 80 |  |  |  |  | -0.25671 | 0
13134 | CALFREST_4G | 4 | North | YES | -0.10073 | 151.5 | 40 | 151.5 | 0 | 1.031 | CC | -1 | 0.25712 | 151.5 | 151.5 |  |  | -15.2609 | 151.5 | -0.25712 | -38.9543
13135 | CALFREST_5G | 5 | North | YES | -0.10073 | 152.3 | 57 | 152.3 | 0 | 1.031 | CC | -1 | 0.25712 | 152.3 | 152.3 |  |  | -15.3415 | 152.3 | -0.25712 | -39.16
13136 | CALFREST_6G | 6 | North | YES | -0.10073 | 177.5 | 40 | 177.5 | 0 | 1.031 | CC | -1 | 0.25712 | 177.5 | 177.5 |  |  | -17.8799 | 177.5 | -0.25712 | -45.6395
1002 | PBCTAGE_1G | A | West | YES | -0.11122 | 64 | 64 | 66 | 0 | 1.036 | GGT | -1 | 0.26761 | 66 | 66 |  |  |  |  | -0.26761 | -17.6621
1003 | PBCTBGE_2G | B | West | YES | -0.11122 | 65 | 65 | 66 | 0 | 1.036 | GGT | -1 | 0.26761 | 66 | 66 |  |  |  |  | -0.26761 | -17.6621
1004 | PBCTCGE_3G | C | West | YES | -0.11122 | 62 | 62 | 67 | 0 | 1.036 | GGT | -1 | 0.26761 | 67 | 67 |  |  |  |  | -0.26761 | -17.9297
1005 | PBCTDGE_4G | D | West | YES | -0.11122 | 65 | 65 | 68 | 0 | 1.036 | GGT | -1 | 0.26761 | 68 | 68 |  |  |  |  | -0.26761 | -18.1973
1006 | PBCTEGE_5G | E | West | YES | -0.11122 | 65 | 65 | 67 | 0 | 1.036 | GGT | -1 | 0.26761 | 67 | 67 |  |  |  |  | -0.26761 | -17.9297
1007 | PB5GEN_6G | 5 | West | YES | -0.11122 | 91.2 | 40 | 114 | 0 | 1.036 | GST | -1 | 0.26761 | 114 | 114 |  |  |  |  | -0.26761 | -30.5073
1008 | PB6GEN_7G | 6 | West | YES | -0.11122 | 515 | 130 | 515 | 0 | 1.036 | GST | -1 | 0.26761 | 515 | 515 |  |  |  |  | -0.26761 | -137.8181
7038 | L_DELAWA1_1Y | 1 | West | YES | -0.11133 | 3.5 | 0 | 35 | 0 | 1 | Wind | -1 | 0.26773 | 0 | 35 |  |  |  |  | -0.26773 | 0
7038 | L_DELAWA1_1Y | 2 | West | YES | -0.11133 | 3 | 0 | 30 | 0 | 1 | Wind | -1 | 0.26773 | 0 | 30 |  |  |  |  | -0.26773 | 0
1349 | WESTXWIN_1G | 1 | West | YES | -0.11146 | 1.3 | 0 | 6.6 |  | 1.014 | Wind | -1 | 0.26785 | 0 | 6.6 |  |  |  |  | -0.26785 | 0
1350 | NWPWRG1_1G | 1 | West | YES | -0.11146 | 6.9 | 1 | 34.3 |  | 1.014 | Wind | -1 | 0.26785 | 0 | 34.3 |  |  |  |  | -0.26785 | 0
1146 | NOTREES_1G | 1 | West | YES | -0.11156 | 29.8 | 0 | 149 | 0 | 1.017 | #N/A | -1 | 0.26795 | 149 | 149 |  |  |  |  | -0.26795 | -39.9248
3113 | LUFKINWB_1G | 1 | North | YES | -0.11172 | 0 | 0 | 50 |  | 1.01 | #N/A | -1 | 0.26811 | 50 | 50 |  |  | -5.5861 | 50 | -0.26811 | -13.4057
3107 | STRYKER_1G | 1 | North | YES | -0.11179 | 145.6 | 45 | 182 | 0 | 1.029 | GST | -1 | 0.26818 | 182 | 182 |  |  | -20.3451 | 182 | -0.26818 | -48.8084
3108 | STRYKER_2G | 2 | North | YES | -0.11179 | 484 | 75 | 484 | 0 | 1.029 | GST | -1 | 0.26818 | 484 | 484 |  |  | -54.1044 | 484 | -0.26818 | -129.7981
3348 | CHAMPION_1G | MB | North | YES | -0.11184 | 0 | 42 | 42 |  | 1 | Cogen | -1 | 0.26823 | 0 | 0 |  |  | 0 | 0 | -0.26823 | 0
76091 | L_DIVIDE1_1N | W1 | West | YES | -0.11187 | 110 | 0 | 550 | 0 | 1.02 | Wind | -1 | 0.26826 | 0 | 550 |  |  |  |  | -0.26826 | 0
6407 | TURKTRAK1A | 1 | West | YES | -0.11235 | 33.9 | 0 | 169.5 | 0 | 1.025 | Wind | -1 | 0.26874 | 0 | 169.5 |  |  |  |  | -0.26874 | 0
76031 | L_GASCCR1_1N | W1 | West | YES | -0.11237 | 30 | 0 | 150 | 0 | 1.02 | Wind | -1 | 0.26876 | 0 | 150 |  |  |  |  | -0.26876 | 0
13116 | TGATEWAY_1G | 1 | North | YES | -0.11269 | 151 | 30 | 151 | 0 | 1.0232 | CC | -1 | 0.26908 | 151 | 151 |  |  | -17.0165 | 151 | -0.26908 | -40.6317
13117 | TGATEWAY_2G | 2 | North | YES | -0.11269 | 130 | 30 | 130 | 0 | 1.0232 | CC | -1 | 0.26908 | 130 | 130 |  |  | -14.65 | 130 | -0.26908 | -34.9809
13118 | TGATEWAY_3G | 3 | North | YES | -0.11269 | 148 | 30 | 148 | 0 | 1.0232 | CC | -1 | 0.26908 | 148 | 148 |  |  | -16.6784 | 148 | -0.26908 | -39.8244
13119 | TGATEWAY_4G | 4 | North | YES | -0.11269 | 399 | 65 | 399 | 0 | 1.0232 | CC | -1 | 0.26908 | 399 | 399 |  |  | -44.9641 | 399 | -0.26908 | -107.3645
11020 | TIEHVSG_1G | 1 | West | YES | -0.11284 | 208.2 | 63 | 208.2 | 0 | 1.012 | CC | -1 | 0.26923 | 208.2 | 208.2 |  |  |  |  | -0.26923 | -56.0547
11021 | TIEHVCG_1G | 1 | West | YES | -0.11284 | 142.1 | 103 | 142.1 | 0 | 1.012 | CC | -1 | 0.26923 | 142.1 | 142.1 |  |  |  |  | -0.26923 | -38.2583
11022 | TIEHVCG_2G | 1 | West | YES | -0.11284 | 132.4 | 103 | 132.4 | 0 | 1.012 | CC | -1 | 0.26923 | 132.4 | 132.4 |  |  |  |  | -0.26923 | -35.6467
11023 | TIEHVCG_3G | 1 | West | YES | -0.11284 | 137.4 | 103 | 137.4 | 0 | 1.012 | CC | -1 | 0.26923 | 137.4 | 137.4 |  |  |  |  | -0.26923 | -36.9929
11024 | TIEHVCG_4G | 1 | West | YES | -0.11284 | 147 | 103 | 147 | 0 | 1.012 | CC | -1 | 0.26923 | 147 | 147 |  |  |  |  | -0.26923 | -39.5775
11025 | TIEHVSG_2G | 1 | West | YES | -0.11284 | 213.2 | 63 | 213.2 | 0 | 1.012 | CC | -1 | 0.26923 | 213.2 | 213.2 |  |  |  |  | -0.26923 | -57.4009
11001 | NAV1CT | 1 | West | YES | -0.11286 | 70.4 | 18 | 70.4 | 0 | 1.029 | CC | -1 | 0.26925 | 70.4 | 70.4 |  |  |  |  | -0.26925 | -18.9555
11009 | NAV2CT | 1 | West | YES | -0.11286 | 71.4 | 18 | 71.4 | 0 | 1.029 | CC | -1 | 0.26925 | 71.4 | 71.4 |  |  |  |  | -0.26925 | -19.2248
11011 | NAV3ST | 1 | West | YES | -0.11286 | 92.8 | 40 | 92.8 | 0 | 1.029 | CC | -1 | 0.26925 | 92.8 | 92.8 |  |  |  |  | -0.26925 | -24.9869
11012 | NAV4CT | 1 | West | YES | -0.11286 | 80 | 18 | 80 | 0 | 1.029 | CC | -1 | 0.26925 | 80 | 80 |  |  |  |  | -0.26925 | -21.5404
11013 | NAV5CT | 1 | West | YES | -0.11286 | 80 | 18 | 80 | 0 | 1.029 | CC | -1 | 0.26925 | 80 | 80 |  |  |  |  | -0.26925 | -21.5404
11014 | NAV6ST | 1 | West | YES | -0.11286 | 115 | 40 | 115 | 0 | 1.029 | CC | -1 | 0.26925 | 115 | 115 |  |  |  |  | -0.26925 | -30.9643
1328 | OCOTILLO_1G | 1 | West | YES | -0.11291 | 11.6 | 0 | 58 |  | 1.01 | Wind | -1 | 0.2693 | 0 | 58 |  |  |  |  | -0.2693 | 0
1326 | STANTONW_8 | 1 | West | YES | -0.11297 | 20.1 | 0 | 100.5 |  | 1.01 | Wind | -1 | 0.26936 | 0 | 100.5 |  |  |  |  | -0.26936 | 0
1333 | MCDDONAL_8 | 1 | West | YES | -0.11317 | 42.8 | 0 | 214.2 |  | 1.01 | Wind | -1 | 0.26956 | 0 | 214.2 |  |  |  |  | -0.26956 | 0
1320 | BSP 1 | 1 | West | YES | -0.11321 | 25.5 | 2.9 | 25.8 | 0 | 1 | Cogen | -1 | 0.2696 | 0 | 0 |  |  |  |  | -0.2696 | 0
1170 | AIRLAMESA_1G | 1 | West | YES | -0.11356 | 0 | 0 | 180 |  | 1 | #N/A | -1 | 0.26995 | 180 | 180 |  |  |  |  | -0.26995 | -48.5913
3097 | MARTLAKE_1G | 1 | North | YES | -0.11374 | 790 | 500 | 790 | 0 | 1.017 | LIGCO | -1 | 0.27013 | 0 | 790 |  |  | 0 | 0 | -0.27013 | 0
3098 | MARTLAKE_2G | 2 | North | YES | -0.11374 | 795 | 461 | 795 | 0 | 1.017 | LIGCO | -1 | 0.27013 | 0 | 795 |  |  | 0 | 0 | -0.27013 | 0
3099 | MARTLAKE_3G | 3 | North | YES | -0.11374 | 804 | 500 | 804 | 0 | 1.017 | LIGCO | -1 | 0.27013 | 0 | 804 |  |  | 0 | 0 | -0.27013 | 0
1327 | WILDHRSE_1G | 1 | West | YES | -0.11395 | 24 | 0 | 120 |  | 1 | Wind | -1 | 0.27034 | 0 | 120 |  |  |  |  | -0.27034 | 0
1360 | GUNSIGHT_8 | 1 | West | YES | -0.11399 | 24 | 0 | 120 | 0 | 1.01 | Wind | -1 | 0.27038 | 0 | 120 |  |  |  |  | -0.27038 | 0
1045 | CALENG1G_1G | 1 | West | YES | -0.11418 | 73.4 | 27 | 73.4 | 0 | 1.014 | Cogen | -1 | 0.27057 | 0 | 0 |  |  |  |  | -0.27057 | 0
1046 | CALENG2G_2G | 2 | West | YES | -0.11418 | 73.4 | 27 | 73.4 | 0 | 1.014 | Cogen | -1 | 0.27057 | 0 | 0 |  |  |  |  | -0.27057 | 0
1047 | CALENG3G_3G | 3 | West | YES | -0.11418 | 70.4 | 27 | 70.4 | 0 | 1.014 | Cogen | -1 | 0.27057 | 0 | 0 |  |  |  |  | -0.27057 | 0
1302 | COYOTEWG_8 | 1 | West | YES | -0.11422 | 45 | 0 | 225 |  | 1.01 | #N/A | -1 | 0.27061 | 225 | 225 |  |  |  |  | -0.27061 | -60.8874
1058 | LONGSHORE_5 | 1 | West | YES | -0.11449 | 30 | 0 | 150 |  | 1.01 | Wind | -1 | 0.27088 | 0 | 150 |  |  |  |  | -0.27088 | 0
1058 | LONGSHORE_5 | 2 | West | YES | -0.11449 | 44 | 0 | 220 |  | 1.01 | Wind | -1 | 0.27088 | 0 | 220 |  |  |  |  | -0.27088 | 0
1058 | LONGSHORE_5 | 3 | West | YES | -0.11449 | 23.4 | 0 | 117 |  | 1.01 | Wind | -1 | 0.27088 | 0 | 117 |  |  |  |  | -0.27088 | 0
1301 | BULLCREK_8 | 1 | West | YES | -0.11469 | 36 | 0 | 180 | 0 | 1.017 | #N/A | -1 | 0.27108 | 180 | 180 |  |  |  |  | -0.27108 | -48.7953
1037 | MORGAN5G_5G | 5 | West | YES | -0.11481 | 109.6 | 40 | 137 | 0 | 1.029 | GST | -1 | 0.2712 | 137 | 137 |  |  |  |  | -0.2712 | -37.1548
1039 | MRGNAG_1G | A | West | YES | -0.11481 | 69 | 69 | 69 | 0 | 1.029 | GGT | -1 | 0.2712 | 69 | 69 |  |  |  |  | -0.2712 | -18.713
1040 | MRGNBG_2G | B | West | YES | -0.11481 | 70 | 70 | 71 | 0 | 1.029 | GGT | -1 | 0.2712 | 71 | 71 |  |  |  |  | -0.2712 | -19.2554
1041 | MRGNCG_3G | C | West | YES | -0.11481 | 69 | 69 | 70 | 0 | 1.029 | GGT | -1 | 0.2712 | 70 | 70 |  |  |  |  | -0.2712 | -18.9842
1042 | MRGNDG_4G | D | West | YES | -0.11481 | 68 | 68 | 68 | 0 | 1.029 | GGT | -1 | 0.2712 | 68 | 68 |  |  |  |  | -0.2712 | -18.4418
1043 | MRGNEG_5G | E | West | YES | -0.11481 | 68 | 68 | 70 | 0 | 1.029 | GGT | -1 | 0.2712 | 70 | 70 |  |  |  |  | -0.2712 | -18.9842
1044 | MRGNFG_6G | F | West | YES | -0.11481 | 66 | 66 | 66 | 0 | 1.029 | GGT | -1 | 0.2712 | 66 | 66 |  |  |  |  | -0.2712 | -17.8994
60058 | BUFF_GAP1A | 1 | West | YES | -0.11482 | 24 | 0 | 120 |  | 1 | Wind | -1 | 0.27121 | 0 | 120 |  |  |  |  | -0.27121 | 0
60060 | CIRELLO | 1 | West | YES | -0.11482 | 46.6 | 0 | 233 | 0 | 1 | Wind | -1 | 0.27121 | 0 | 233 |  |  |  |  | -0.27121 | 0
60063 | BUFF_GAP1B | 1 | West | YES | -0.11482 | 34 | 0 | 170.2 | 0 | 1.02 | Wind | -1 | 0.27121 | 0 | 170.2 |  |  |  |  | -0.27121 | 0
60066 | H_HOLLOW1A | 1 | West | YES | -0.11482 | 44.4 | 0 | 222 | 0 | 1.005 | Wind | -1 | 0.27121 | 0 | 222 |  |  |  |  | -0.27121 | 0
60068 | HHOLLOW21A | 1 | West | YES | -0.11482 | 36.8 | 0 | 184 | 0 | 1.025 | Wind | -1 | 0.27121 | 0 | 184 |  |  |  |  | -0.27121 | 0
60070 | HHOLLOW31A | 1 | West | YES | -0.11482 | 44.8 | 0 | 224 | 0 | 1.025 | Wind | -1 | 0.27121 | 0 | 224 |  |  |  |  | -0.27121 | 0
60072 | HHOLLOW41A | 1 | West | YES | -0.11482 | 23 | 0 | 115 | 0 | 1.025 | Wind | -1 | 0.27121 | 0 | 115 |  |  |  |  | -0.27121 | 0
6637 | SNYDERW1A | 1 | West | YES | -0.11499 | 12.6 | 0 | 63 | 0 | 1.025 | Wind | -1 | 0.27138 | 0 | 63 |  |  |  |  | -0.27138 | 0
60057 | CALLAHAN1A | 1 | West | YES | -0.11503 | 22.8 | 0 | 114 | 0 | 1.04 | Wind | -1 | 0.27143 | 0 | 114 |  |  |  |  | -0.27143 | 0
1068 | SCURRYCW_1G | 1 | West | YES | -0.1151 | 28.2 | 1.3 | 141 |  | 1.01 | Wind | -1 | 0.27149 | 0 | 141 |  |  |  |  | -0.27149 | 0
1073 | SCURRYCW_2G | 2 | West | YES | -0.1151 | 24 | 0 | 120 | 0 | 1.017 | Wind | -1 | 0.27149 | 0 | 120 |  |  |  |  | -0.27149 | 0
1061 | CIELOGEN_1G | 1 | West | YES | -0.11511 | 19.8 | 0 | 99 |  | 1 | Wind | -1 | 0.2715 | 0 | 99 |  |  |  |  | -0.2715 | 0
1062 | CIELOGEN_2G | 1 | West | YES | -0.11511 | 12.2 | 0 | 61 |  | 1 | Wind | -1 | 0.2715 | 0 | 61 |  |  |  |  | -0.2715 | 0
1069 | KINDERMG_1G | 1 | West | YES | -0.11511 | 25 | 5 | 25 | 0 | 1.017 | Cogen | -1 | 0.2715 | 0 | 0 |  |  |  |  | -0.2715 | 0
1070 | KINDERMG_2G | 1 | West | YES | -0.11511 | 45.7 | 12 | 45.7 | 0 | 1.017 | Cogen | -1 | 0.2715 | 0 | 0 |  |  |  |  | -0.2715 | 0
1071 | KINDERMG_3G | 1 | West | YES | -0.11511 | 45.7 | 12 | 45.7 | 0 | 1.017 | Cogen | -1 | 0.2715 | 0 | 0 |  |  |  |  | -0.2715 | 0
36998 | RDCNYNG1 | 1 | West | YES | -0.11544 | 16.8 | 0 | 84 |  | 1.01 | Wind | -1 | 0.27183 | 0 | 84 |  |  |  |  | -0.27183 | 0
1343 | TRENTIPP_8 | 1 | West | YES | -0.1161 | 30 | 0 | 150 |  | 1.014 | Wind | -1 | 0.27249 | 0 | 150 |  |  |  |  | -0.27249 | 0
1354 | AEPWIND_8 | 1 | West | YES | -0.1161 | 20.2 | 0 | 101 |  | 1 | Wind | -1 | 0.27249 | 0 | 101 |  |  |  |  | -0.27249 | 0
1049 | ROSCOEWI_5 | 1 | West | YES | -0.11622 | 41.8 | 0 | 209 |  | 1.01 | #N/A | -1 | 0.27261 | 209 | 209 |  |  |  |  | -0.27261 | -56.9753
1057 | ROSCOEWI_5 | 2 | West | YES | -0.11622 | 25.3 | 0 | 126.5 |  | 1.01 | #N/A | -1 | 0.27261 | 126.5 | 126.5 |  |  |  |  | -0.27261 | -34.485
1060 | ROSCOEWI_5 | 3 | West | YES | -0.11622 | 39.4 | 0 | 197 | 0 | 1.01 | #N/A | -1 | 0.27261 | 197 | 197 |  |  |  |  | -0.27261 | -53.704
1072 | ROSCOEWI_5 | 4 | West | YES | -0.11622 | 63.6 | 0 | 318 | 0 | 1.01 | #N/A | -1 | 0.27261 | 318 | 318 |  |  |  |  | -0.27261 | -86.6896
71051 | L_BITTCR1_1N | W1 | West | YES | -0.11626 | 7.5 | 0 | 37.5 |  | 1.02 | Wind | -1 | 0.27265 | 0 | 37.5 |  |  |  |  | -0.27265 | 0
71054 | L_SWEETW1_1N | W1 | West | YES | -0.11626 | 21.5 | 0 | 107.5 |  | 1.02 | Wind | -1 | 0.27265 | 0 | 107.5 |  |  |  |  | -0.27265 | 0
71057 | L_SWEETW1_2N | W1 | West | YES | -0.11626 | 27 | 0 | 135 |  | 1.02 | Wind | -1 | 0.27265 | 0 | 135 |  |  |  |  | -0.27265 | 0
71059 | L_SWEETW1_3N | W1 | West | YES | -0.11626 | 23.8 | 0 | 119 | 0 | 1.02 | Wind | -1 | 0.27265 | 0 | 119 |  |  |  |  | -0.27265 | 0
71060 | L_SWEETW1_4N | W1 | West | YES | -0.11626 | 21 | 0 | 105 | 0 | 1.02 | Wind | -1 | 0.27265 | 0 | 105 |  |  |  |  | -0.27265 | 0
6144 | MCADOO1A | 1 | West | YES | -0.11685 | 15 | 0 | 150 | 0 | 1.025 | Wind | -1 | 0.27324 | 0 | 150 |  |  |  |  | -0.27324 | 0
1416 | SWETWATR_1G | 1 | West | YES | -0.11691 | 30 | 18 | 30 | 0 | 1.026 | CC | -1 | 0.2733 | 30 | 30 |  |  |  |  | -0.2733 | -8.1991
1417 | SWETWATR_2G | 2 | West | YES | -0.11691 | 72 | 36 | 72 | 0 | 1.026 | CC | -1 | 0.2733 | 72 | 72 |  |  |  |  | -0.2733 | -19.6779
1418 | SWETWATR_3G | 3 | West | YES | -0.11691 | 68 | 36 | 68 | 0 | 1.026 | CC | -1 | 0.2733 | 68 | 68 |  |  |  |  | -0.2733 | -18.5847
1419 | SWETWATR_4G | 4 | West | YES | -0.11691 | 61 | 36 | 61 | 0 | 1.026 | CC | -1 | 0.2733 | 61 | 61 |  |  |  |  | -0.2733 | -16.6715
60081 | WHRLWIND1A | 1 | West | YES | -0.11843 | 12 | 0 | 60 | 0 | 1.03 | Wind | -1 | 0.27482 | 0 | 60 |  |  |  |  | -0.27482 | 0
60052 | WILDHRS11A | 1 | West | YES | -0.11946 | 25.3 | 0 | 126.5 | 0 | 1.005 | #N/A | -1 | 0.27585 | 126.5 | 126.5 |  |  |  |  | -0.27585 | -34.8949
60053 | WILDHRS21A | 1 | West | YES | -0.11946 | 7.8 | 0 | 39 | 0 | 1.025 | #N/A | -1 | 0.27585 | 39 | 39 |  |  |  |  | -0.27585 | -10.7581
1437 | MESQUITW_1G | 1 | North | YES | -0.12 | 40 | 0 | 400 | 0 | 1.023 | Wind | -1 | 0.27639 | 0 | 400 |  |  | 0 | 0 | -0.27639 | 0
1438 | MESQUITW_2G | 1 | North | YES | -0.12001 | 23.6 | 0 | 236 |  | 1.017 | Wind | -1 | 0.2764 | 0 | 236 |  |  | 0 | 0 | -0.2764 | 0
12411 | FPLEFR1A_G | 1 | North | YES | -0.12061 | 161 | 72 | 161 | 0 | 1 | CC | -1 | 0.277 | 161 | 161 |  |  | -19.4187 | 161 | -0.277 | -44.5978
12412 | FPLEFR1B_G | 2 | North | YES | -0.12061 | 164 | 72 | 164 | 0 | 1 | CC | -1 | 0.277 | 164 | 164 |  |  | -19.7805 | 164 | -0.277 | -45.4288
12413 | FPLEFR1C_G | 3 | North | YES | -0.12061 | 164 | 72 | 164 | 0 | 1 | CC | -1 | 0.277 | 164 | 164 |  |  | -19.7805 | 164 | -0.277 | -45.4288
12414 | FPLEFR1S_G | 4 | North | YES | -0.12061 | 414 | 191 | 414 | 0 | 1 | CC | -1 | 0.277 | 414 | 414 |  |  | -49.9338 | 414 | -0.277 | -114.68
12421 | FPLEFR2A_G | 1 | North | YES | -0.12061 | 162 | 72 | 162 | 0 | 1 | CC | -1 | 0.277 | 162 | 162 |  |  | -19.5393 | 162 | -0.277 | -44.8748
12422 | FPLEFR2B_G | 2 | North | YES | -0.12061 | 161 | 72 | 161 | 0 | 1 | CC | -1 | 0.277 | 161 | 161 |  |  | -19.4187 | 161 | -0.277 | -44.5978
12423 | FPLEFR2C_G | 3 | North | YES | -0.12061 | 163 | 72 | 163 | 0 | 1 | CC | -1 | 0.277 | 163 | 163 |  |  | -19.6599 | 163 | -0.277 | -45.1518
12424 | FPLEFR2S_G | 4 | North | YES | -0.12061 | 415 | 191 | 415 | 0 | 1 | CC | -1 | 0.277 | 415 | 415 |  |  | -50.0544 | 415 | -0.277 | -114.957
1442 | COKFIELD_5 | 1 | North | YES | -0.12117 | 16.5 | 0 | 165 |  | 1.029 | Wind | -1 | 0.27757 | 0 | 165 |  |  | 0 | 0 | -0.27757 | 0
2451 | LKHB1_G | 1 | North | YES | -0.12202 | 0 | 80 | 391 |  | 1.022 | GST | -1 | 0.27842 | 391 | 391 |  |  | -47.7114 | 391 | -0.27842 | -108.8606
2452 | LKHB2_G | 2 | North | YES | -0.12202 | 516 | 80 | 516 | 0 | 1.022 | GST | -1 | 0.27842 | 516 | 516 |  |  | -62.9644 | 516 | -0.27842 | -143.6626
6100 | OKLA7A | EQ | West | YES | -0.12208 | 50 | -220 | 220 | 0 | 1.035 | DCTie | -1 | 0.27847 | 0 | 0 |  |  |  |  | -0.27847 | 0
6752 | OKLA0A | 1 | West | YES | -0.12208 | 649.7 | 175 | 649.7 | 0 | 1.035 | LIGCO | -1 | 0.27847 | 0 | 649.7 |  |  |  |  | -0.27847 | 0
12440 | PARKD_1SVC8 | 1 | North | YES | -0.1223 | 0 | 0 | 0 | 0 | 1.007 | GST | -1 | 0.27869 | 0 | 0 |  |  | 0 | 0 | -0.27869 | 0
12449 | PARKD_2SVC8 | 1 | North | YES | -0.1223 | 0 | 0 | 0 | 0 | 1.007 | GST | -1 | 0.27869 | 0 | 0 |  |  | 0 | 0 | -0.27869 | 0
948 | STEAM1 | 1 | North | YES | -0.12247 | 0 | 12 | 20 |  | 1.02 | GST | -1 | 0.27886 | 20 | 20 |  |  | -2.4494 | 20 | -0.27886 | -5.5773
949 | STEAM2 | 1 | North | YES | -0.12247 | 26 | 8 | 26 | 0 | 0.99 | GST | -1 | 0.27886 | 26 | 26 |  |  | -3.1843 | 26 | -0.27886 | -7.2505
950 | STEAM3 | 1 | North | YES | -0.12247 | 41 | 13 | 42 | 0 | 1.02 | GST | -1 | 0.27886 | 42 | 42 |  |  | -5.1438 | 42 | -0.27886 | -11.7123
842 | OLINGER_G1 | 1 | North | YES | -0.12276 | 55.4 | 20 | 79 | 0 | 1.03 | GST | -1 | 0.27915 | 79 | 79 |  |  | -9.6981 | 79 | -0.27915 | -22.0531
843 | OLINGER_G2 | 1 | North | YES | -0.12276 | 76.2 | 25 | 110 | 0 | 1.03 | GST | -1 | 0.27915 | 110 | 110 |  |  | -13.5037 | 110 | -0.27915 | -30.7068
844 | OLINGER_G3 | 1 | North | YES | -0.12276 | 103.9 | 45 | 150 | 0 | 1.03 | GST | -1 | 0.27915 | 150 | 150 |  |  | -18.4141 | 150 | -0.27915 | -41.8729
845 | OLINGER_G4 | 1 | North | YES | -0.12276 | 51.9 | 0 | 76 | 0 | 1.03 | GGT | -1 | 0.27915 | 76 | 76 |  |  | -9.3298 | 76 | -0.27915 | -21.2156
837 | NEWMAN_G5 | 1 | North | YES | -0.12277 | 0 | 15 | 40 |  | 1.01 | GST | -1 | 0.27916 | 40 | 40 |  |  | -4.9106 | 40 | -0.27916 | -11.1663
1701 | MOSES_1G | 1 | North | YES | -0.12301 | 558 | 175 | 558 | 0 | 1.023 | LIGCO | -1 | 0.2794 | 0 | 558 |  |  | 0 | 0 | -0.2794 | 0
1702 | MOSES_2G | 2 | North | YES | -0.12301 | 579 | 175 | 579 | 0 | 1.023 | LIGCO | -1 | 0.2794 | 0 | 579 |  |  | 0 | 0 | -0.2794 | 0
1703 | MOSES_3G | 3 | North | YES | -0.12301 | 808 | 463 | 808 | 0 | 1.023 | LIGCO | -1 | 0.2794 | 0 | 808 |  |  | 0 | 0 | -0.2794 | 0
5925 | DCEAST | EQ | North | YES | -0.12301 | 400.3 | -600 | 600 | 0 | 1.025 | DCTie | -1 | 0.2794 | 0 | 0 |  |  | 0 | 0 | -0.2794 | 0
1675 | PEC_1G | 1 | North | YES | -0.12318 | 76.7 | 35 | 76.7 | 0 | 1.022 | Cogen | -1 | 0.27957 | 0 | 0 |  |  | 0 | 0 | -0.27957 | 0
1676 | PEC_2G | 2 | North | YES | -0.12318 | 79.6 | 35 | 79.6 | 0 | 1.022 | Cogen | -1 | 0.27957 | 0 | 0 |  |  | 0 | 0 | -0.27957 | 0
1677 | PEC_3G | 3 | North | YES | -0.12318 | 88.4 | 35 | 88.4 | 0 | 1.022 | Cogen | -1 | 0.27957 | 0 | 0 |  |  | 0 | 0 | -0.27957 | 0
3126 | TRINIDAD_6G | 1 | North | YES | -0.12318 | 179.2 | 46 | 224 | 0 | 1 | GST | -1 | 0.27957 | 224 | 224 |  |  | -27.593 | 224 | -0.27957 | -62.6248
1678 | LAMARPWR_1G | 1 | North | YES | -0.12333 | 160 | 67.7 | 160 | 0 | 1.038 | CC | -1 | 0.27972 | 160 | 160 |  |  | -19.7322 | 160 | -0.27972 | -44.7549
1679 | LAMARPWR_2G | 2 | North | YES | -0.12333 | 156 | 67.7 | 156 | 0 | 1.038 | CC | -1 | 0.27972 | 156 | 156 |  |  | -19.2389 | 156 | -0.27972 | -43.636
1680 | LAMARPWR_3G | 3 | North | YES | -0.12333 | 196 | 129.1 | 196 | 0 | 1.038 | CC | -1 | 0.27972 | 196 | 196 |  |  | -24.1719 | 196 | -0.27972 | -54.8247
1681 | LAMARPWR_4G | 4 | North | YES | -0.12333 | 156 | 67.7 | 156 | 0 | 1.038 | CC | -1 | 0.27972 | 156 | 156 |  |  | -19.2389 | 156 | -0.27972 | -43.636
1682 | LAMARPWR_5G | 5 | North | YES | -0.12333 | 157 | 67.7 | 157 | 0 | 1.038 | CC | -1 | 0.27972 | 157 | 157 |  |  | -19.3622 | 157 | -0.27972 | -43.9157
1683 | LAMARPWR_6G | 6 | North | YES | -0.12333 | 198 | 129.1 | 198 | 0 | 1.038 | CC | -1 | 0.27972 | 198 | 198 |  |  | -24.4185 | 198 | -0.27972 | -55.3841
1689 | VALLEY_3G | 3 | North | YES | -0.12351 | 0 | 25 | 375 |  | 1.003 | GST | -1 | 0.2799 | 375 | 375 |  |  | -46.317 | 375 | -0.2799 | -104.964
11691 | KMICHICT1_G | 1 | North | YES | -0.12351 | 144 | 80 | 144 | 0 | 1.026 | CC | -1 | 0.2799 | 144 | 144 |  |  | -17.7857 | 144 | -0.2799 | -40.3062
11692 | KMICHICT2_G | 2 | North | YES | -0.12351 | 146 | 80 | 146 | 0 | 1.026 | CC | -1 | 0.2799 | 146 | 146 |  |  | -18.0328 | 146 | -0.2799 | -40.866
11693 | KMICHIST3_G | 3 | North | YES | -0.12351 | 312 | 60 | 312 | 0 | 1.026 | CC | -1 | 0.2799 | 312 | 312 |  |  | -38.5357 | 312 | -0.2799 | -87.33
11694 | KMICHICT4_G | 4 | North | YES | -0.12351 | 144 | 80 | 144 | 0 | 1.026 | CC | -1 | 0.2799 | 144 | 144 |  |  | -17.7857 | 144 | -0.2799 | -40.3062
11695 | KMICHICT5_G | 5 | North | YES | -0.12351 | 148 | 80 | 148 | 0 | 1.026 | CC | -1 | 0.2799 | 148 | 148 |  |  | -18.2798 | 148 | -0.2799 | -41.4258
11696 | KMICHIST6_G | 6 | North | YES | -0.12351 | 310 | 60 | 310 | 0 | 1.026 | CC | -1 | 0.2799 | 310 | 310 |  |  | -38.2887 | 310 | -0.2799 | -86.7702
1687 | VALLEY_1G | 1 | North | YES | -0.12383 | 136 | 15 | 170 | 0 | 1.029 | GST | -1 | 0.28022 | 170 | 170 |  |  | -21.0513 | 170 | -0.28022 | -47.6379
1688 | VALLEY_2G | 2 | North | YES | -0.12383 | 527 | 90 | 527 | 0 | 1.029 | GSC | -1 | 0.28022 | 527 | 527 |  |  | -65.2589 | 527 | -0.28022 | -147.6775
6948 | DENISNDM | 2 | North | YES | -0.1241 | 31 | 5 | 40 | 0 | 1.015 | Hydro | -1 | 0.28049 | 0 | 0 |  |  | 0 | 0 | -0.28049 | 0
6948 | DENISNDM | 1 | North | YES | -0.1241 | 40 | 5 | 40 | 0 | 1.015 | Hydro | -1 | 0.28049 | 0 | 0 |  |  | 0 | 0 | -0.28049 | 0
1432 | GRHAMSES_2G | 2 | North | YES | -0.12487 | 294.9 | 90 | 366 | 0 | 1.014 | GST | -1 | 0.28126 | 366 | 366 |  |  | -45.7024 | 366 | -0.28126 | -102.9419
1479 | WFCOGEN_1G | 2 | North | YES | -0.12506 | 16 | 12 | 20 | 0 | 1 | Cogen | -1 | 0.28145 | 0 | 0 |  |  | 0 | 0 | -0.28145 | 0
1479 | WFCOGEN_1G | 1 | North | YES | -0.12506 | 16 | 12 | 20 | 0 | 1 | Cogen | -1 | 0.28145 | 0 | 0 |  |  | 0 | 0 | -0.28145 | 0
1482 | WFCOGEN_2G | 2 | North | YES | -0.12506 | 13.6 | 12 | 17 | 0 | 1 | Cogen | -1 | 0.28145 | 0 | 0 |  |  | 0 | 0 | -0.28145 | 0
1482 | WFCOGEN_2G | 1 | North | YES | -0.12506 | 16 | 12 | 20 | 0 | 1 | Cogen | -1 | 0.28145 | 0 | 0 |  |  | 0 | 0 | -0.28145 | 0
2371 | COLLIN_1G | MB | North | YES | -0.12523 | 0 | 40 | 138 |  | 1.022 | GST | -1 | 0.28162 | 0 | 0 |  |  | 0 | 0 | -0.28162 | 0
2413 | MTCK6_G | 6 | North | YES | -0.12535 | 0 | 30 | 118 |  | 1.022 | GST | -1 | 0.28175 | 118 | 118 |  |  | -14.7919 | 118 | -0.28175 | -33.2461
2414 | MTCK7_G | 7 | North | YES | -0.12535 | 0 | 30 | 115 |  | 1.022 | GST | -1 | 0.28175 | 115 | 115 |  |  | -14.4158 | 115 | -0.28175 | -32.4009
2417 | MTCK8_G | 8 | North | YES | -0.12535 | 444.8 | 60 | 556 | 0 | 1.022 | GSC | -1 | 0.28175 | 556 | 556 |  |  | -69.6974 | 556 | -0.28175 | -156.6513
1433 | GRHAMSES_1G | 1 | North | YES | -0.12558 | 242 | 60 | 242 | 0 | 1.038 | GST | -1 | 0.28197 | 242 | 242 |  |  | -30.3904 | 242 | -0.28197 | -68.2372
2381 | NTHLK1_G | 1 | North | YES | -0.12637 | 0 | 35 | 156 |  | 1.022 | GST | -1 | 0.28276 | 156 | 156 |  |  | -19.714 | 156 | -0.28276 | -44.1112
2382 | NTHLK2_G | 2 | North | YES | -0.12637 | 0 | 35 | 181 |  | 1.022 | GST | -1 | 0.28276 | 181 | 181 |  |  | -22.8733 | 181 | -0.28276 | -51.1803
2383 | NTHLK3_G | 3 | North | YES | -0.12637 | 0 | 50 | 329 |  | 1.022 | GST | -1 | 0.28276 | 329 | 329 |  |  | -41.5764 | 329 | -0.28276 | -93.0293
2418 | MTCK2_G | 2 | North | YES | -0.12673 | 0 | 10 | 23 |  | 0.971 | #N/A | -1 | 0.28312 | 23 | 23 |  |  | -2.9147 | 23 | -0.28312 | -6.5117
2419 | MTCK3_G | MB | North | YES | -0.12673 | 0 | 10 | 63 |  | 0.971 | #N/A | -1 | 0.28312 | 63 | 63 |  |  | -7.9838 | 63 | -0.28312 | -17.8365
923 | SPENCER_G4 | 1 | North | YES | -0.12715 | 48 | 20 | 61 | 0 | 1.03 | GST | -1 | 0.28354 | 61 | 61 |  |  | -7.7561 | 61 | -0.28354 | -17.296
924 | SPENCER_G5 | 1 | North | YES | -0.12715 | 52 | 20 | 66 | 0 | 1.03 | GST | -1 | 0.28354 | 66 | 66 |  |  | -8.3918 | 66 | -0.28354 | -18.7137
728 | WOLFRIDGE801 | 1 | North | YES | -0.12756 | 11.2 | 0 | 112.5 | 0 | 0.99 | Wind | -1 | 0.28395 | 0 | 112.5 |  |  | 0 | 0 | -0.28395 | 0
1453 | WCPWRCO_1G | 1 | North | YES | -0.12785 | 204 | 50 | 204 |  | 1.02 | CC | -1 | 0.28424 | 204 | 204 |  |  | -26.0808 | 204 | -0.28424 | -57.9847
1454 | WCPWRCO_2G | 2 | North | YES | -0.12785 | 204 | 50 | 204 |  | 1.02 | CC | -1 | 0.28424 | 204 | 204 |  |  | -26.0808 | 204 | -0.28424 | -57.9847
1455 | WCPWRCO_3G | 3 | North | YES | -0.12785 | 242 | 50 | 242 |  | 1.02 | CC | -1 | 0.28424 | 242 | 242 |  |  | -30.939 | 242 | -0.28424 | -68.7858
1600 | BARTNWND_1G | 1 | North | YES | -0.12837 | 12 | 0 | 120 | 0 | 1.022 | Wind | -1 | 0.28477 | 0 | 120 |  |  | 0 | 0 | -0.28477 | 0
344 | MRSSHPRD | 1 | North | YES | -0.12866 | 12 | 0 | 12 |  | 1.03 | Hydro | -1 | 0.28505 | 0 | 0 |  |  | 0 | 0 | -0.28505 | 0
345 | MRSSHPRD01 | 2 | North | YES | -0.12866 | 12 | 0 | 12 |  | 1.03 | Hydro | -1 | 0.28505 | 0 | 0 |  |  | 0 | 0 | -0.28505 | 0
12322 | ENNSTRAC_1G | 1 | North | YES | -0.12955 | 196 | 130 | 196 | 0 | 1.036 | CC | -1 | 0.28594 | 196 | 196 |  |  | -25.3912 | 196 | -0.28594 | -56.044
12323 | ENNSTRAC_2G | 2 | North | YES | -0.12955 | 116 | 100 | 116 | 0 | 1.036 | CC | -1 | 0.28594 | 116 | 116 |  |  | -15.0275 | 116 | -0.28594 | -33.1689
580 | JCKCNTY801 | 1 | North | YES | -0.12981 | 288 | 0 | 288 | 0 | 1.022 | CC | -1 | 0.2862 | 288 | 288 |  |  | -37.3856 | 288 | -0.2862 | -82.4264
581 | JCKCNTY802 | 2 | North | YES | -0.12981 | 147 | 0 | 147 | 0 | 1.022 | CC | -1 | 0.2862 | 147 | 147 |  |  | -19.0822 | 147 | -0.2862 | -42.0718
582 | JCKCNTY803 | 3 | North | YES | -0.12981 | 147 | 0 | 147 | 0 | 1.022 | CC | -1 | 0.2862 | 147 | 147 |  |  | -19.0822 | 147 | -0.2862 | -42.0718
1861 | EAGLEMNT_1G | MB | North | YES | -0.13041 | 0 | 30 | 112 |  | 1.022 | GST | -1 | 0.2868 | 0 | 0 |  |  | 0 | 0 | -0.2868 | 0
1862 | EAGLEMNT_2G | MB | North | YES | -0.13041 | 0 | 40 | 100 |  | 1.022 | GST | -1 | 0.2868 | 0 | 0 |  |  | 0 | 0 | -0.2868 | 0
1863 | EAGLEMNT_3G | MB | North | YES | -0.13041 | 0 | 50 | 378 |  | 1.022 | GST | -1 | 0.2868 | 0 | 0 |  |  | 0 | 0 | -0.2868 | 0
503 | NTHTEXAS01 | 1 | North | YES | -0.13142 | 0 | 5 | 18 |  | 1.015 | GST | -1 | 0.28781 | 18 | 18 |  |  | -2.3656 | 18 | -0.28781 | -5.1806
504 | NTHTEXAS02 | 2 | North | YES | -0.13142 | 14.4 | 5 | 18 |  | 1.015 | GST | -1 | 0.28781 | 18 | 18 |  |  | -2.3656 | 18 | -0.28781 | -5.1806
505 | NTHTEXAS03 | 3 | North | YES | -0.13142 | 30.4 | 15 | 38 |  | 1.015 | GST | -1 | 0.28781 | 38 | 38 |  |  | -4.994 | 38 | -0.28781 | -10.9369
1945 | HANDLEY_1G | MB | North | YES | -0.13225 | 0 | 25 | 36 |  | 0.986 | #N/A | -1 | 0.28864 | 36 | 36 |  |  | -4.7611 | 36 | -0.28864 | -10.3912
1946 | HANDLEY_2G | MB | North | YES | -0.13225 | 0 | 30 | 68 |  | 0.986 | #N/A | -1 | 0.28864 | 68 | 68 |  |  | -8.9932 | 68 | -0.28864 | -19.6279
1948 | HANDLEY_4G | 4 | North | YES | -0.13236 | 348 | 150 | 435 | 0 | 1.022 | GST | -1 | 0.28875 | 435 | 435 |  |  | -57.5753 | 435 | -0.28875 | -125.6058
1947 | HANDLEY_3G | 3 | North | YES | -0.13265 | 316 | 100 | 395 | 0 | 1.022 | GST | -1 | 0.28904 | 395 | 395 |  |  | -52.3967 | 395 | -0.28904 | -114.1715
1949 | HANDLEY_5G | 5 | North | YES | -0.13265 | 348 | 150 | 435 | 0 | 1.022 | GST | -1 | 0.28904 | 435 | 435 |  |  | -57.7028 | 435 | -0.28904 | -125.7332
1898 | COMCHEPK_1G | 1 | North | YES | -0.13275 | 1159 | 1150 | 1159 | 0 | 1.032 | Nuc | -1 | 0.28914 | 0 | 0 |  |  | 0 | 0 | -0.28914 | 0
1899 | COMCHEPK_2G | 2 | North | YES | -0.13275 | 1159 | 1128 | 1159 | 0 | 1.032 | Nuc | -1 | 0.28914 | 0 | 0 |  |  | 0 | 0 | -0.28914 | 0
1877 | WLFHOLW_1G | 1 | North | YES | -0.13296 | 217.3 | 89.2 | 217.3 | 0 | 1.032 | CC | -1 | 0.28935 | 217.3 | 217.3 |  |  | -28.892 | 217.3 | -0.28935 | -62.8759
1878 | WLFHOLW_2G | 2 | North | YES | -0.13296 | 215.7 | 105 | 215.7 | 0 | 1.032 | CC | -1 | 0.28935 | 215.7 | 215.7 |  |  | -28.6793 | 215.7 | -0.28935 | -62.413
1879 | WLFHOLW_3G | 3 | North | YES | -0.13296 | 272.4 | 89.2 | 272.4 | 0 | 1.032 | CC | -1 | 0.28935 | 272.4 | 272.4 |  |  | -36.218 | 272.4 | -0.28935 | -78.8192
1889 | DECRDOVA_1G | 1 | North | YES | -0.13331 | 779 | 255 | 779 | 0 | 1.02 | GSC | -1 | 0.2897 | 779 | 779 |  |  | -103.8469 | 779 | -0.2897 | -225.6762
1892 | DECRDOVA_2G | A | North | YES | -0.13619 | 65 | 65 | 70 | 0 | 1.025 | GGT | -1 | 0.29259 | 70 | 70 |  |  | -9.5336 | 70 | -0.29259 | -20.481
1893 | DECRDOVA_3G | B | North | YES | -0.13619 | 65 | 65 | 69 | 0 | 1.025 | GGT | -1 | 0.29259 | 69 | 69 |  |  | -9.3974 | 69 | -0.29259 | -20.1884
1894 | DECRDOVA_4G | C | North | YES | -0.13619 | 65 | 65 | 69 | 0 | 1.025 | GGT | -1 | 0.29259 | 69 | 69 |  |  | -9.3974 | 69 | -0.29259 | -20.1884
1895 | DECRDOVA_5G | D | North | YES | -0.13619 | 65 | 65 | 68 | 0 | 1.025 | GGT | -1 | 0.29259 | 68 | 68 |  |  | -9.2612 | 68 | -0.29259 | -19.8958
1643 | SLSTR1PP_1G | 1 | North | YES | -0.13641 | 6 | 0 | 60 | 0 | 1.022 | Wind | -1 | 0.2928 | 0 | 60 |  |  | 0 | 0 | -0.2928 | 0
332 | RWMILLER01 | 1 | North | YES | -0.13686 | 58.4 | 18.5 | 73 | 0 | 1.04 | GST | -1 | 0.29325 | 73 | 73 |  |  | -9.9908 | 73 | -0.29325 | -21.4074
333 | RWMILLER02 | 2 | North | YES | -0.13686 | 95.2 | 37 | 119 | 0 | 1.04 | GST | -1 | 0.29325 | 119 | 119 |  |  | -16.2863 | 119 | -0.29325 | -34.897
334 | RWMILLER03 | 3 | North | YES | -0.13686 | 166.4 | 65 | 208 | 0 | 1.04 | GST | -1 | 0.29325 | 208 | 208 |  |  | -28.4669 | 208 | -0.29325 | -60.9964
335 | RWMILLER04 | 4 | North | YES | -0.13686 | 81.6 | 0 | 102 | 0 | 1.04 | GST | -1 | 0.29325 | 102 | 102 |  |  | -13.9597 | 102 | -0.29325 | -29.9117
336 | RWMILLER05 | 5 | North | YES | -0.13686 | 80.8 | 0 | 101 | 0 | 1.04 | GST | -1 | 0.29325 | 101 | 101 |  |  | -13.8229 | 101 | -0.29325 | -29.6184
1941 | MDLTHELP_1G | 1 | North | YES | -0.13807 | 216.4 | 74 | 216.4 | 0 | 1 | CC | -1 | 0.29447 | 216.4 | 216.4 |  |  | -29.8792 | 216.4 | -0.29447 | -63.7224
1942 | MDLTHELP_2G | 2 | North | YES | -0.13807 | 216.1 | 74 | 216.1 | 0 | 1 | CC | -1 | 0.29447 | 216.1 | 216.1 |  |  | -29.8378 | 216.1 | -0.29447 | -63.6341
1937 | MDLTHELP_5G | 5 | North | YES | -0.13936 | 224 | 74 | 224 | 0 | 1 | CC | -1 | 0.29576 | 224 | 224 |  |  | -31.2175 | 224 | -0.29576 | -66.2493
1938 | MDLTHELP_6G | 6 | North | YES | -0.13936 | 226 | 74 | 226 | 0 | 1 | CC | -1 | 0.29576 | 226 | 226 |  |  | -31.4963 | 226 | -0.29576 | -66.8408
1943 | MDLTHELP_3G | 3 | North | YES | -0.13936 | 212 | 74 | 212 | 0 | 1 | CC | -1 | 0.29576 | 212 | 212 |  |  | -29.5452 | 212 | -0.29576 | -62.7002
1944 | MDLTHELP_4G | 4 | North | YES | -0.13936 | 211 | 74 | 211 | 0 | 1 | CC | -1 | 0.29576 | 211 | 211 |  |  | -29.4058 | 211 | -0.29576 | -62.4045
366 | JNSNCNTY802 | 1 | North | YES | -0.1418 | 168 | 20 | 168 | 0 | 1.02 | Cogen | -1 | 0.2982 | 0 | 0 |  |  | 0 | 0 | -0.2982 | 0
367 | JNSNCNTY802 | 2 | North | YES | -0.1418 | 90 | 20 | 90 | 0 | 1.02 | Cogen | -1 | 0.2982 | 0 | 0 |  |  | 0 | 0 | -0.2982 | 0
244 | WHITNYDM01 | 1 | North | YES | -0.18998 | 15 | 0 | 15 | 0 | 1.035 | Hydro | -1 | 0.34637 | 0 | 0 |  |  | 0 | 0 | -0.34637 | 0
245 | WHITNYDM02 | 2 | North | YES | -0.18998 | 15 | 0 | 15 | 0 | 1.035 | Hydro | -1 | 0.34637 | 0 | 0 |  |  | 0 | 0 | -0.34637 | 0
251 | BOSQUESW803 | 2 | North | YES | -0.20204 | 150 | 0 | 150 |  | 1.032 | CC | -1 | 0.35843 | 150 | 150 |  |  | -30.3057 | 150 | -0.35843 | -53.7645
253 | BOSQUESW804 | 2 | North | YES | -0.20204 | 80 | 0 | 80 |  | 1.032 | CC | -1 | 0.35843 | 80 | 80 |  |  | -16.163 | 80 | -0.35843 | -28.6744
238 | BOSQUESW505 | 1 | North | YES | -0.21248 | 255 | 0 | 255 | 0 | 1.02 | CC | -1 | 0.36887 | 255 | 255 |  |  | -54.1819 | 255 | -0.36887 | -94.0618
239 | BOSQUESW502 | 1 | North | YES | -0.21248 | 119.2 | 0 | 149 | 0 | 1.02 | GGT | -1 | 0.36887 | 149 | 149 |  |  | -31.6592 | 149 | -0.36887 | -54.9616
247 | BOSQUESW501 | 2 | North | YES | -0.21248 | 124.8 | 0 | 156 | 0 | 1.02 | GGT | -1 | 0.36887 | 156 | 156 |  |  | -33.1466 | 156 | -0.36887 | -57.5437
3416 | LAKE_CRK1_G | 1 | North | YES | -0.22471 | 60 | 33 | 75 |  | 1.029 | GST | -1 | 0.3811 | 75 | 75 |  |  | -16.8534 | 75 | -0.3811 | -28.5828
3417 | LAKE_CRK2_G | 2 | North | YES | -0.22471 | 177.6 | 40 | 222 | 0 | 1.029 | GST | -1 | 0.3811 | 222 | 222 |  |  | -49.8861 | 222 | -0.3811 | -84.6051
3403 | THOUSE_1G | 1 | North | YES | -0.22567 | 563 | 200 | 563 | 0 | 1.012 | GSC | -1 | 0.38206 | 563 | 563 |  |  | -127.0522 | 563 | -0.38206 | -215.1008
3404 | THOUSE_2G | 2 | North | YES | -0.22567 | 807 | 250 | 807 | 0 | 1.012 | GSC | -1 | 0.38206 | 807 | 807 |  |  | -182.1157 | 807 | -0.38206 | -308.3239
Note on AL4: Zonal Cap - Zonal Impact

## Distributed Slack - Inc
Number of Bus | Name of Bus | ID | Area Name of Gen | AGC | P Sensitivity of Bus | Gen MW | Min MW | Max MW | V Sensitivity of Bus | Set Volt | Tech Type | Zone Impact | Zone Correlation | Inc Max | Dec Max | Souce S.F. Weighting | Souce Capacity | Sink S.F. Weighting | Sink Capacity | PTDF Calc | PTDF Weighting | Cumulative Concentrated Capacity | Cumulative Concentrated Impact
3403 | THOUSE_1G | 1 | North | YES | -0.22567 | 563 | 200 | 563 | 0 | 1.012 | GSC | -1 | 0.38206 | 563 | 563 |  |  | -127.0522 | 563 | -0.38206 | -215.1008 | 563 | 215.1008
3404 | THOUSE_2G | 2 | North | YES | -0.22567 | 807 | 250 | 807 | 0 | 1.012 | GSC | -1 | 0.38206 | 807 | 807 |  |  | -182.1157 | 807 | -0.38206 | -308.3239 | 1370 | 523.4248
3416 | LAKE_CRK1_G | 1 | North | YES | -0.22471 | 60 | 33 | 75 |  | 1.029 | GST | -1 | 0.3811 | 75 | 75 |  |  | -16.8534 | 75 | -0.3811 | -28.5828 | 1445 | 552.0076
3417 | LAKE_CRK2_G | 2 | North | YES | -0.22471 | 177.6 | 40 | 222 | 0 | 1.029 | GST | -1 | 0.3811 | 222 | 222 |  |  | -49.8861 | 222 | -0.3811 | -84.6051 | 1667 | 636.6126 | Weighted Shift Factors
238 | BOSQUESW505 | 1 | North | YES | -0.21248 | 255 | 0 | 255 | 0 | 1.02 | CC | -1 | 0.36887 | 255 | 255 |  |  | -54.1819 | 255 | -0.36887 | -94.0618 | 1922 | 730.6745 | South | 0.15639
239 | BOSQUESW502 | 1 | North | YES | -0.21248 | 119.2 | 0 | 149 | 0 | 1.02 | GGT | -1 | 0.36887 | 149 | 149 |  |  | -31.6592 | 149 | -0.36887 | -54.9616 | 2071 | 785.6361 | North | -0.13063
247 | BOSQUESW501 | 2 | North | YES | -0.21248 | 124.8 | 0 | 156 | 0 | 1.02 | GGT | -1 | 0.36887 | 156 | 156 |  |  | -33.1466 | 156 | -0.36887 | -57.5437 | 2227 | 843.1798 |  | 0.28703
251 | BOSQUESW803 | 2 | North | YES | -0.20204 | 150 | 0 | 150 |  | 1.032 | CC | -1 | 0.35843 | 150 | 150 |  |  | -30.3057 | 150 | -0.35843 | -53.7645
253 | BOSQUESW804 | 2 | North | YES | -0.20204 | 80 | 0 | 80 |  | 1.032 | CC | -1 | 0.35843 | 80 | 80 |  |  | -16.163 | 80 | -0.35843 | -28.6744 |  |  | Line Cap | 1072
244 | WHITNYDM01 | 1 | North | YES | -0.18998 | 15 | 0 | 15 | 0 | 1.035 | Hydro | -1 | 0.34637 | 0 | 0 |  |  | 0 | 0 | -0.34637 | 0 |  |  | Conc Gen | 2227
245 | WHITNYDM02 | 2 | North | YES | -0.18998 | 15 | 0 | 15 | 0 | 1.035 | Hydro | -1 | 0.34637 | 0 | 0 |  |  | 0 | 0 | -0.34637 | 0 |  |  | Weighted Imp. | 843.1798
366 | JNSNCNTY802 | 1 | North | YES | -0.1418 | 168 | 20 | 168 | 0 | 1.02 | Cogen | -1 | 0.2982 | 0 | 0 |  |  | 0 | 0 | -0.2982 | 0 |  |  | PTDF | 0.37862
367 | JNSNCNTY802 | 2 | North | YES | -0.1418 | 90 | 20 | 90 | 0 | 1.02 | Cogen | -1 | 0.2982 | 0 | 0 |  |  | 0 | 0 | -0.2982 | 0
1937 | MDLTHELP_5G | 5 | North | YES | -0.13936 | 224 | 74 | 224 | 0 | 1 | CC | -1 | 0.29576 | 224 | 224 |  |  | -31.2175 | 224 | -0.29576 | -66.2493 |  |  | Concentration | 1.3191
1938 | MDLTHELP_6G | 6 | North | YES | -0.13936 | 226 | 74 | 226 | 0 | 1 | CC | -1 | 0.29576 | 226 | 226 |  |  | -31.4963 | 226 | -0.29576 | -66.8408
1943 | MDLTHELP_3G | 3 | North | YES | -0.13936 | 212 | 74 | 212 | 0 | 1 | CC | -1 | 0.29576 | 212 | 212 |  |  | -29.5452 | 212 | -0.29576 | -62.7002 |  |  |  | Pass
1944 | MDLTHELP_4G | 4 | North | YES | -0.13936 | 211 | 74 | 211 | 0 | 1 | CC | -1 | 0.29576 | 211 | 211 |  |  | -29.4058 | 211 | -0.29576 | -62.4045
1941 | MDLTHELP_1G | 1 | North | YES | -0.13807 | 216.4 | 74 | 216.4 | 0 | 1 | CC | -1 | 0.29447 | 216.4 | 216.4 |  |  | -29.8792 | 216.4 | -0.29447 | -63.7224
1942 | MDLTHELP_2G | 2 | North | YES | -0.13807 | 216.1 | 74 | 216.1 | 0 | 1 | CC | -1 | 0.29447 | 216.1 | 216.1 |  |  | -29.8378 | 216.1 | -0.29447 | -63.6341
332 | RWMILLER01 | 1 | North | YES | -0.13686 | 58.4 | 18.5 | 73 | 0 | 1.04 | GST | -1 | 0.29325 | 73 | 73 |  |  | -9.9908 | 73 | -0.29325 | -21.4074
333 | RWMILLER02 | 2 | North | YES | -0.13686 | 95.2 | 37 | 119 | 0 | 1.04 | GST | -1 | 0.29325 | 119 | 119 |  |  | -16.2863 | 119 | -0.29325 | -34.897
334 | RWMILLER03 | 3 | North | YES | -0.13686 | 166.4 | 65 | 208 | 0 | 1.04 | GST | -1 | 0.29325 | 208 | 208 |  |  | -28.4669 | 208 | -0.29325 | -60.9964
335 | RWMILLER04 | 4 | North | YES | -0.13686 | 81.6 | 0 | 102 | 0 | 1.04 | GST | -1 | 0.29325 | 102 | 102 |  |  | -13.9597 | 102 | -0.29325 | -29.9117
336 | RWMILLER05 | 5 | North | YES | -0.13686 | 80.8 | 0 | 101 | 0 | 1.04 | GST | -1 | 0.29325 | 101 | 101 |  |  | -13.8229 | 101 | -0.29325 | -29.6184
1643 | SLSTR1PP_1G | 1 | North | YES | -0.13641 | 6 | 0 | 60 | 0 | 1.022 | Wind | -1 | 0.2928 | 0 | 60 |  |  | 0 | 0 | -0.2928 | 0
1892 | DECRDOVA_2G | A | North | YES | -0.13619 | 65 | 65 | 70 | 0 | 1.025 | GGT | -1 | 0.29259 | 70 | 70 |  |  | -9.5336 | 70 | -0.29259 | -20.481
1893 | DECRDOVA_3G | B | North | YES | -0.13619 | 65 | 65 | 69 | 0 | 1.025 | GGT | -1 | 0.29259 | 69 | 69 |  |  | -9.3974 | 69 | -0.29259 | -20.1884
1894 | DECRDOVA_4G | C | North | YES | -0.13619 | 65 | 65 | 69 | 0 | 1.025 | GGT | -1 | 0.29259 | 69 | 69 |  |  | -9.3974 | 69 | -0.29259 | -20.1884
1895 | DECRDOVA_5G | D | North | YES | -0.13619 | 65 | 65 | 68 | 0 | 1.025 | GGT | -1 | 0.29259 | 68 | 68 |  |  | -9.2612 | 68 | -0.29259 | -19.8958
1889 | DECRDOVA_1G | 1 | North | YES | -0.13331 | 779 | 255 | 779 | 0 | 1.02 | GSC | -1 | 0.2897 | 779 | 779 |  |  | -103.8469 | 779 | -0.2897 | -225.6762
1877 | WLFHOLW_1G | 1 | North | YES | -0.13296 | 217.3 | 89.2 | 217.3 | 0 | 1.032 | CC | -1 | 0.28935 | 217.3 | 217.3 |  |  | -28.892 | 217.3 | -0.28935 | -62.8759
1878 | WLFHOLW_2G | 2 | North | YES | -0.13296 | 215.7 | 105 | 215.7 | 0 | 1.032 | CC | -1 | 0.28935 | 215.7 | 215.7 |  |  | -28.6793 | 215.7 | -0.28935 | -62.413
1879 | WLFHOLW_3G | 3 | North | YES | -0.13296 | 272.4 | 89.2 | 272.4 | 0 | 1.032 | CC | -1 | 0.28935 | 272.4 | 272.4 |  |  | -36.218 | 272.4 | -0.28935 | -78.8192
1898 | COMCHEPK_1G | 1 | North | YES | -0.13275 | 1159 | 1150 | 1159 | 0 | 1.032 | Nuc | -1 | 0.28914 | 0 | 0 |  |  | 0 | 0 | -0.28914 | 0
1899 | COMCHEPK_2G | 2 | North | YES | -0.13275 | 1159 | 1128 | 1159 | 0 | 1.032 | Nuc | -1 | 0.28914 | 0 | 0 |  |  | 0 | 0 | -0.28914 | 0
1947 | HANDLEY_3G | 3 | North | YES | -0.13265 | 316 | 100 | 395 | 0 | 1.022 | GST | -1 | 0.28904 | 395 | 395 |  |  | -52.3967 | 395 | -0.28904 | -114.1715
1949 | HANDLEY_5G | 5 | North | YES | -0.13265 | 348 | 150 | 435 | 0 | 1.022 | GST | -1 | 0.28904 | 435 | 435 |  |  | -57.7028 | 435 | -0.28904 | -125.7332
1948 | HANDLEY_4G | 4 | North | YES | -0.13236 | 348 | 150 | 435 | 0 | 1.022 | GST | -1 | 0.28875 | 435 | 435 |  |  | -57.5753 | 435 | -0.28875 | -125.6058
1945 | HANDLEY_1G | MB | North | YES | -0.13225 | 0 | 25 | 36 |  | 0.986 | #N/A | -1 | 0.28864 | 36 | 36 |  |  | -4.7611 | 36 | -0.28864 | -10.3912
1946 | HANDLEY_2G | MB | North | YES | -0.13225 | 0 | 30 | 68 |  | 0.986 | #N/A | -1 | 0.28864 | 68 | 68 |  |  | -8.9932 | 68 | -0.28864 | -19.6279
503 | NTHTEXAS01 | 1 | North | YES | -0.13142 | 0 | 5 | 18 |  | 1.015 | GST | -1 | 0.28781 | 18 | 18 |  |  | -2.3656 | 18 | -0.28781 | -5.1806
504 | NTHTEXAS02 | 2 | North | YES | -0.13142 | 14.4 | 5 | 18 |  | 1.015 | GST | -1 | 0.28781 | 18 | 18 |  |  | -2.3656 | 18 | -0.28781 | -5.1806
505 | NTHTEXAS03 | 3 | North | YES | -0.13142 | 30.4 | 15 | 38 |  | 1.015 | GST | -1 | 0.28781 | 38 | 38 |  |  | -4.994 | 38 | -0.28781 | -10.9369
1861 | EAGLEMNT_1G | MB | North | YES | -0.13041 | 0 | 30 | 112 |  | 1.022 | GST | -1 | 0.2868 | 0 | 0 |  |  | 0 | 0 | -0.2868 | 0
1862 | EAGLEMNT_2G | MB | North | YES | -0.13041 | 0 | 40 | 100 |  | 1.022 | GST | -1 | 0.2868 | 0 | 0 |  |  | 0 | 0 | -0.2868 | 0
1863 | EAGLEMNT_3G | MB | North | YES | -0.13041 | 0 | 50 | 378 |  | 1.022 | GST | -1 | 0.2868 | 0 | 0 |  |  | 0 | 0 | -0.2868 | 0
580 | JCKCNTY801 | 1 | North | YES | -0.12981 | 288 | 0 | 288 | 0 | 1.022 | CC | -1 | 0.2862 | 288 | 288 |  |  | -37.3856 | 288 | -0.2862 | -82.4264
581 | JCKCNTY802 | 2 | North | YES | -0.12981 | 147 | 0 | 147 | 0 | 1.022 | CC | -1 | 0.2862 | 147 | 147 |  |  | -19.0822 | 147 | -0.2862 | -42.0718
582 | JCKCNTY803 | 3 | North | YES | -0.12981 | 147 | 0 | 147 | 0 | 1.022 | CC | -1 | 0.2862 | 147 | 147 |  |  | -19.0822 | 147 | -0.2862 | -42.0718
12322 | ENNSTRAC_1G | 1 | North | YES | -0.12955 | 196 | 130 | 196 | 0 | 1.036 | CC | -1 | 0.28594 | 196 | 196 |  |  | -25.3912 | 196 | -0.28594 | -56.044
12323 | ENNSTRAC_2G | 2 | North | YES | -0.12955 | 116 | 100 | 116 | 0 | 1.036 | CC | -1 | 0.28594 | 116 | 116 |  |  | -15.0275 | 116 | -0.28594 | -33.1689
344 | MRSSHPRD | 1 | North | YES | -0.12866 | 12 | 0 | 12 |  | 1.03 | Hydro | -1 | 0.28505 | 0 | 0 |  |  | 0 | 0 | -0.28505 | 0
345 | MRSSHPRD01 | 2 | North | YES | -0.12866 | 12 | 0 | 12 |  | 1.03 | Hydro | -1 | 0.28505 | 0 | 0 |  |  | 0 | 0 | -0.28505 | 0
1600 | BARTNWND_1G | 1 | North | YES | -0.12837 | 12 | 0 | 120 | 0 | 1.022 | Wind | -1 | 0.28477 | 0 | 120 |  |  | 0 | 0 | -0.28477 | 0
1453 | WCPWRCO_1G | 1 | North | YES | -0.12785 | 204 | 50 | 204 |  | 1.02 | CC | -1 | 0.28424 | 204 | 204 |  |  | -26.0808 | 204 | -0.28424 | -57.9847
1454 | WCPWRCO_2G | 2 | North | YES | -0.12785 | 204 | 50 | 204 |  | 1.02 | CC | -1 | 0.28424 | 204 | 204 |  |  | -26.0808 | 204 | -0.28424 | -57.9847
1455 | WCPWRCO_3G | 3 | North | YES | -0.12785 | 242 | 50 | 242 |  | 1.02 | CC | -1 | 0.28424 | 242 | 242 |  |  | -30.939 | 242 | -0.28424 | -68.7858
728 | WOLFRIDGE801 | 1 | North | YES | -0.12756 | 11.2 | 0 | 112.5 | 0 | 0.99 | Wind | -1 | 0.28395 | 0 | 112.5 |  |  | 0 | 0 | -0.28395 | 0
923 | SPENCER_G4 | 1 | North | YES | -0.12715 | 48 | 20 | 61 | 0 | 1.03 | GST | -1 | 0.28354 | 61 | 61 |  |  | -7.7561 | 61 | -0.28354 | -17.296
924 | SPENCER_G5 | 1 | North | YES | -0.12715 | 52 | 20 | 66 | 0 | 1.03 | GST | -1 | 0.28354 | 66 | 66 |  |  | -8.3918 | 66 | -0.28354 | -18.7137
2418 | MTCK2_G | 2 | North | YES | -0.12673 | 0 | 10 | 23 |  | 0.971 | #N/A | -1 | 0.28312 | 23 | 23 |  |  | -2.9147 | 23 | -0.28312 | -6.5117
2419 | MTCK3_G | MB | North | YES | -0.12673 | 0 | 10 | 63 |  | 0.971 | #N/A | -1 | 0.28312 | 63 | 63 |  |  | -7.9838 | 63 | -0.28312 | -17.8365
2381 | NTHLK1_G | 1 | North | YES | -0.12637 | 0 | 35 | 156 |  | 1.022 | GST | -1 | 0.28276 | 156 | 156 |  |  | -19.714 | 156 | -0.28276 | -44.1112
2382 | NTHLK2_G | 2 | North | YES | -0.12637 | 0 | 35 | 181 |  | 1.022 | GST | -1 | 0.28276 | 181 | 181 |  |  | -22.8733 | 181 | -0.28276 | -51.1803
2383 | NTHLK3_G | 3 | North | YES | -0.12637 | 0 | 50 | 329 |  | 1.022 | GST | -1 | 0.28276 | 329 | 329 |  |  | -41.5764 | 329 | -0.28276 | -93.0293
1433 | GRHAMSES_1G | 1 | North | YES | -0.12558 | 242 | 60 | 242 | 0 | 1.038 | GST | -1 | 0.28197 | 242 | 242 |  |  | -30.3904 | 242 | -0.28197 | -68.2372
2413 | MTCK6_G | 6 | North | YES | -0.12535 | 0 | 30 | 118 |  | 1.022 | GST | -1 | 0.28175 | 118 | 118 |  |  | -14.7919 | 118 | -0.28175 | -33.2461
2414 | MTCK7_G | 7 | North | YES | -0.12535 | 0 | 30 | 115 |  | 1.022 | GST | -1 | 0.28175 | 115 | 115 |  |  | -14.4158 | 115 | -0.28175 | -32.4009
2417 | MTCK8_G | 8 | North | YES | -0.12535 | 444.8 | 60 | 556 | 0 | 1.022 | GSC | -1 | 0.28175 | 556 | 556 |  |  | -69.6974 | 556 | -0.28175 | -156.6513
2371 | COLLIN_1G | MB | North | YES | -0.12523 | 0 | 40 | 138 |  | 1.022 | GST | -1 | 0.28162 | 0 | 0 |  |  | 0 | 0 | -0.28162 | 0
1479 | WFCOGEN_1G | 2 | North | YES | -0.12506 | 16 | 12 | 20 | 0 | 1 | Cogen | -1 | 0.28145 | 0 | 0 |  |  | 0 | 0 | -0.28145 | 0
1479 | WFCOGEN_1G | 1 | North | YES | -0.12506 | 16 | 12 | 20 | 0 | 1 | Cogen | -1 | 0.28145 | 0 | 0 |  |  | 0 | 0 | -0.28145 | 0
1482 | WFCOGEN_2G | 2 | North | YES | -0.12506 | 13.6 | 12 | 17 | 0 | 1 | Cogen | -1 | 0.28145 | 0 | 0 |  |  | 0 | 0 | -0.28145 | 0
1482 | WFCOGEN_2G | 1 | North | YES | -0.12506 | 16 | 12 | 20 | 0 | 1 | Cogen | -1 | 0.28145 | 0 | 0 |  |  | 0 | 0 | -0.28145 | 0
1432 | GRHAMSES_2G | 2 | North | YES | -0.12487 | 294.9 | 90 | 366 | 0 | 1.014 | GST | -1 | 0.28126 | 366 | 366 |  |  | -45.7024 | 366 | -0.28126 | -102.9419
6948 | DENISNDM | 2 | North | YES | -0.1241 | 31 | 5 | 40 | 0 | 1.015 | Hydro | -1 | 0.28049 | 0 | 0 |  |  | 0 | 0 | -0.28049 | 0
6948 | DENISNDM | 1 | North | YES | -0.1241 | 40 | 5 | 40 | 0 | 1.015 | Hydro | -1 | 0.28049 | 0 | 0 |  |  | 0 | 0 | -0.28049 | 0
1687 | VALLEY_1G | 1 | North | YES | -0.12383 | 136 | 15 | 170 | 0 | 1.029 | GST | -1 | 0.28022 | 170 | 170 |  |  | -21.0513 | 170 | -0.28022 | -47.6379
1688 | VALLEY_2G | 2 | North | YES | -0.12383 | 527 | 90 | 527 | 0 | 1.029 | GSC | -1 | 0.28022 | 527 | 527 |  |  | -65.2589 | 527 | -0.28022 | -147.6775
1689 | VALLEY_3G | 3 | North | YES | -0.12351 | 0 | 25 | 375 |  | 1.003 | GST | -1 | 0.2799 | 375 | 375 |  |  | -46.317 | 375 | -0.2799 | -104.964
11691 | KMICHICT1_G | 1 | North | YES | -0.12351 | 144 | 80 | 144 | 0 | 1.026 | CC | -1 | 0.2799 | 144 | 144 |  |  | -17.7857 | 144 | -0.2799 | -40.3062
11692 | KMICHICT2_G | 2 | North | YES | -0.12351 | 146 | 80 | 146 | 0 | 1.026 | CC | -1 | 0.2799 | 146 | 146 |  |  | -18.0328 | 146 | -0.2799 | -40.866
11693 | KMICHIST3_G | 3 | North | YES | -0.12351 | 312 | 60 | 312 | 0 | 1.026 | CC | -1 | 0.2799 | 312 | 312 |  |  | -38.5357 | 312 | -0.2799 | -87.33
11694 | KMICHICT4_G | 4 | North | YES | -0.12351 | 144 | 80 | 144 | 0 | 1.026 | CC | -1 | 0.2799 | 144 | 144 |  |  | -17.7857 | 144 | -0.2799 | -40.3062
11695 | KMICHICT5_G | 5 | North | YES | -0.12351 | 148 | 80 | 148 | 0 | 1.026 | CC | -1 | 0.2799 | 148 | 148 |  |  | -18.2798 | 148 | -0.2799 | -41.4258
11696 | KMICHIST6_G | 6 | North | YES | -0.12351 | 310 | 60 | 310 | 0 | 1.026 | CC | -1 | 0.2799 | 310 | 310 |  |  | -38.2887 | 310 | -0.2799 | -86.7702
1678 | LAMARPWR_1G | 1 | North | YES | -0.12333 | 160 | 67.7 | 160 | 0 | 1.038 | CC | -1 | 0.27972 | 160 | 160 |  |  | -19.7322 | 160 | -0.27972 | -44.7549
1679 | LAMARPWR_2G | 2 | North | YES | -0.12333 | 156 | 67.7 | 156 | 0 | 1.038 | CC | -1 | 0.27972 | 156 | 156 |  |  | -19.2389 | 156 | -0.27972 | -43.636
1680 | LAMARPWR_3G | 3 | North | YES | -0.12333 | 196 | 129.1 | 196 | 0 | 1.038 | CC | -1 | 0.27972 | 196 | 196 |  |  | -24.1719 | 196 | -0.27972 | -54.8247
1681 | LAMARPWR_4G | 4 | North | YES | -0.12333 | 156 | 67.7 | 156 | 0 | 1.038 | CC | -1 | 0.27972 | 156 | 156 |  |  | -19.2389 | 156 | -0.27972 | -43.636
1682 | LAMARPWR_5G | 5 | North | YES | -0.12333 | 157 | 67.7 | 157 | 0 | 1.038 | CC | -1 | 0.27972 | 157 | 157 |  |  | -19.3622 | 157 | -0.27972 | -43.9157
1683 | LAMARPWR_6G | 6 | North | YES | -0.12333 | 198 | 129.1 | 198 | 0 | 1.038 | CC | -1 | 0.27972 | 198 | 198 |  |  | -24.4185 | 198 | -0.27972 | -55.3841
3126 | TRINIDAD_6G | 1 | North | YES | -0.12318 | 179.2 | 46 | 224 | 0 | 1 | GST | -1 | 0.27957 | 224 | 224 |  |  | -27.593 | 224 | -0.27957 | -62.6248
1675 | PEC_1G | 1 | North | YES | -0.12318 | 76.7 | 35 | 76.7 | 0 | 1.022 | Cogen | -1 | 0.27957 | 0 | 0 |  |  | 0 | 0 | -0.27957 | 0
1676 | PEC_2G | 2 | North | YES | -0.12318 | 79.6 | 35 | 79.6 | 0 | 1.022 | Cogen | -1 | 0.27957 | 0 | 0 |  |  | 0 | 0 | -0.27957 | 0
1677 | PEC_3G | 3 | North | YES | -0.12318 | 88.4 | 35 | 88.4 | 0 | 1.022 | Cogen | -1 | 0.27957 | 0 | 0 |  |  | 0 | 0 | -0.27957 | 0
1701 | MOSES_1G | 1 | North | YES | -0.12301 | 558 | 175 | 558 | 0 | 1.023 | LIGCO | -1 | 0.2794 | 0 | 558 |  |  | 0 | 0 | -0.2794 | 0
1702 | MOSES_2G | 2 | North | YES | -0.12301 | 579 | 175 | 579 | 0 | 1.023 | LIGCO | -1 | 0.2794 | 0 | 579 |  |  | 0 | 0 | -0.2794 | 0
1703 | MOSES_3G | 3 | North | YES | -0.12301 | 808 | 463 | 808 | 0 | 1.023 | LIGCO | -1 | 0.2794 | 0 | 808 |  |  | 0 | 0 | -0.2794 | 0
5925 | DCEAST | EQ | North | YES | -0.12301 | 400.3 | -600 | 600 | 0 | 1.025 | DCTie | -1 | 0.2794 | 0 | 0 |  |  | 0 | 0 | -0.2794 | 0
837 | NEWMAN_G5 | 1 | North | YES | -0.12277 | 0 | 15 | 40 |  | 1.01 | GST | -1 | 0.27916 | 40 | 40 |  |  | -4.9106 | 40 | -0.27916 | -11.1663
842 | OLINGER_G1 | 1 | North | YES | -0.12276 | 55.4 | 20 | 79 | 0 | 1.03 | GST | -1 | 0.27915 | 79 | 79 |  |  | -9.6981 | 79 | -0.27915 | -22.0531
843 | OLINGER_G2 | 1 | North | YES | -0.12276 | 76.2 | 25 | 110 | 0 | 1.03 | GST | -1 | 0.27915 | 110 | 110 |  |  | -13.5037 | 110 | -0.27915 | -30.7068
844 | OLINGER_G3 | 1 | North | YES | -0.12276 | 103.9 | 45 | 150 | 0 | 1.03 | GST | -1 | 0.27915 | 150 | 150 |  |  | -18.4141 | 150 | -0.27915 | -41.8729
845 | OLINGER_G4 | 1 | North | YES | -0.12276 | 51.9 | 0 | 76 | 0 | 1.03 | GGT | -1 | 0.27915 | 76 | 76 |  |  | -9.3298 | 76 | -0.27915 | -21.2156
948 | STEAM1 | 1 | North | YES | -0.12247 | 0 | 12 | 20 |  | 1.02 | GST | -1 | 0.27886 | 20 | 20 |  |  | -2.4494 | 20 | -0.27886 | -5.5773
949 | STEAM2 | 1 | North | YES | -0.12247 | 26 | 8 | 26 | 0 | 0.99 | GST | -1 | 0.27886 | 26 | 26 |  |  | -3.1843 | 26 | -0.27886 | -7.2505
950 | STEAM3 | 1 | North | YES | -0.12247 | 41 | 13 | 42 | 0 | 1.02 | GST | -1 | 0.27886 | 42 | 42 |  |  | -5.1438 | 42 | -0.27886 | -11.7123
12440 | PARKD_1SVC8 | 1 | North | YES | -0.1223 | 0 | 0 | 0 | 0 | 1.007 | GST | -1 | 0.27869 | 0 | 0 |  |  | 0 | 0 | -0.27869 | 0
12449 | PARKD_2SVC8 | 1 | North | YES | -0.1223 | 0 | 0 | 0 | 0 | 1.007 | GST | -1 | 0.27869 | 0 | 0 |  |  | 0 | 0 | -0.27869 | 0
6100 | OKLA7A | EQ | West | YES | -0.12208 | 50 | -220 | 220 | 0 | 1.035 | DCTie | -1 | 0.27847 | 0 | 0 |  |  |  |  | -0.27847 | 0
6752 | OKLA0A | 1 | West | YES | -0.12208 | 649.7 | 175 | 649.7 | 0 | 1.035 | LIGCO | -1 | 0.27847 | 0 | 649.7 |  |  |  |  | -0.27847 | 0
2451 | LKHB1_G | 1 | North | YES | -0.12202 | 0 | 80 | 391 |  | 1.022 | GST | -1 | 0.27842 | 391 | 391 |  |  | -47.7114 | 391 | -0.27842 | -108.8606
2452 | LKHB2_G | 2 | North | YES | -0.12202 | 516 | 80 | 516 | 0 | 1.022 | GST | -1 | 0.27842 | 516 | 516 |  |  | -62.9644 | 516 | -0.27842 | -143.6626
1442 | COKFIELD_5 | 1 | North | YES | -0.12117 | 16.5 | 0 | 165 |  | 1.029 | Wind | -1 | 0.27757 | 0 | 165 |  |  | 0 | 0 | -0.27757 | 0
12411 | FPLEFR1A_G | 1 | North | YES | -0.12061 | 161 | 72 | 161 | 0 | 1 | CC | -1 | 0.277 | 161 | 161 |  |  | -19.4187 | 161 | -0.277 | -44.5978
12412 | FPLEFR1B_G | 2 | North | YES | -0.12061 | 164 | 72 | 164 | 0 | 1 | CC | -1 | 0.277 | 164 | 164 |  |  | -19.7805 | 164 | -0.277 | -45.4288
12413 | FPLEFR1C_G | 3 | North | YES | -0.12061 | 164 | 72 | 164 | 0 | 1 | CC | -1 | 0.277 | 164 | 164 |  |  | -19.7805 | 164 | -0.277 | -45.4288
12414 | FPLEFR1S_G | 4 | North | YES | -0.12061 | 414 | 191 | 414 | 0 | 1 | CC | -1 | 0.277 | 414 | 414 |  |  | -49.9338 | 414 | -0.277 | -114.68
12421 | FPLEFR2A_G | 1 | North | YES | -0.12061 | 162 | 72 | 162 | 0 | 1 | CC | -1 | 0.277 | 162 | 162 |  |  | -19.5393 | 162 | -0.277 | -44.8748
12422 | FPLEFR2B_G | 2 | North | YES | -0.12061 | 161 | 72 | 161 | 0 | 1 | CC | -1 | 0.277 | 161 | 161 |  |  | -19.4187 | 161 | -0.277 | -44.5978
12423 | FPLEFR2C_G | 3 | North | YES | -0.12061 | 163 | 72 | 163 | 0 | 1 | CC | -1 | 0.277 | 163 | 163 |  |  | -19.6599 | 163 | -0.277 | -45.1518
12424 | FPLEFR2S_G | 4 | North | YES | -0.12061 | 415 | 191 | 415 | 0 | 1 | CC | -1 | 0.277 | 415 | 415 |  |  | -50.0544 | 415 | -0.277 | -114.957
1438 | MESQUITW_2G | 1 | North | YES | -0.12001 | 23.6 | 0 | 236 |  | 1.017 | Wind | -1 | 0.2764 | 0 | 236 |  |  | 0 | 0 | -0.2764 | 0
1437 | MESQUITW_1G | 1 | North | YES | -0.12 | 40 | 0 | 400 | 0 | 1.023 | Wind | -1 | 0.27639 | 0 | 400 |  |  | 0 | 0 | -0.27639 | 0
60052 | WILDHRS11A | 1 | West | YES | -0.11946 | 25.3 | 0 | 126.5 | 0 | 1.005 | #N/A | -1 | 0.27585 | 126.5 | 126.5 |  |  |  |  | -0.27585 | -34.8949
60053 | WILDHRS21A | 1 | West | YES | -0.11946 | 7.8 | 0 | 39 | 0 | 1.025 | #N/A | -1 | 0.27585 | 39 | 39 |  |  |  |  | -0.27585 | -10.7581
60081 | WHRLWIND1A | 1 | West | YES | -0.11843 | 12 | 0 | 60 | 0 | 1.03 | Wind | -1 | 0.27482 | 0 | 60 |  |  |  |  | -0.27482 | 0
1416 | SWETWATR_1G | 1 | West | YES | -0.11691 | 30 | 18 | 30 | 0 | 1.026 | CC | -1 | 0.2733 | 30 | 30 |  |  |  |  | -0.2733 | -8.1991
1417 | SWETWATR_2G | 2 | West | YES | -0.11691 | 72 | 36 | 72 | 0 | 1.026 | CC | -1 | 0.2733 | 72 | 72 |  |  |  |  | -0.2733 | -19.6779
1418 | SWETWATR_3G | 3 | West | YES | -0.11691 | 68 | 36 | 68 | 0 | 1.026 | CC | -1 | 0.2733 | 68 | 68 |  |  |  |  | -0.2733 | -18.5847
1419 | SWETWATR_4G | 4 | West | YES | -0.11691 | 61 | 36 | 61 | 0 | 1.026 | CC | -1 | 0.2733 | 61 | 61 |  |  |  |  | -0.2733 | -16.6715
6144 | MCADOO1A | 1 | West | YES | -0.11685 | 15 | 0 | 150 | 0 | 1.025 | Wind | -1 | 0.27324 | 0 | 150 |  |  |  |  | -0.27324 | 0
71051 | L_BITTCR1_1N | W1 | West | YES | -0.11626 | 7.5 | 0 | 37.5 |  | 1.02 | Wind | -1 | 0.27265 | 0 | 37.5 |  |  |  |  | -0.27265 | 0
71054 | L_SWEETW1_1N | W1 | West | YES | -0.11626 | 21.5 | 0 | 107.5 |  | 1.02 | Wind | -1 | 0.27265 | 0 | 107.5 |  |  |  |  | -0.27265 | 0
71057 | L_SWEETW1_2N | W1 | West | YES | -0.11626 | 27 | 0 | 135 |  | 1.02 | Wind | -1 | 0.27265 | 0 | 135 |  |  |  |  | -0.27265 | 0
71059 | L_SWEETW1_3N | W1 | West | YES | -0.11626 | 23.8 | 0 | 119 | 0 | 1.02 | Wind | -1 | 0.27265 | 0 | 119 |  |  |  |  | -0.27265 | 0
71060 | L_SWEETW1_4N | W1 | West | YES | -0.11626 | 21 | 0 | 105 | 0 | 1.02 | Wind | -1 | 0.27265 | 0 | 105 |  |  |  |  | -0.27265 | 0
1049 | ROSCOEWI_5 | 1 | West | YES | -0.11622 | 41.8 | 0 | 209 |  | 1.01 | #N/A | -1 | 0.27261 | 209 | 209 |  |  |  |  | -0.27261 | -56.9753
1057 | ROSCOEWI_5 | 2 | West | YES | -0.11622 | 25.3 | 0 | 126.5 |  | 1.01 | #N/A | -1 | 0.27261 | 126.5 | 126.5 |  |  |  |  | -0.27261 | -34.485
1060 | ROSCOEWI_5 | 3 | West | YES | -0.11622 | 39.4 | 0 | 197 | 0 | 1.01 | #N/A | -1 | 0.27261 | 197 | 197 |  |  |  |  | -0.27261 | -53.704
1072 | ROSCOEWI_5 | 4 | West | YES | -0.11622 | 63.6 | 0 | 318 | 0 | 1.01 | #N/A | -1 | 0.27261 | 318 | 318 |  |  |  |  | -0.27261 | -86.6896
1343 | TRENTIPP_8 | 1 | West | YES | -0.1161 | 30 | 0 | 150 |  | 1.014 | Wind | -1 | 0.27249 | 0 | 150 |  |  |  |  | -0.27249 | 0
1354 | AEPWIND_8 | 1 | West | YES | -0.1161 | 20.2 | 0 | 101 |  | 1 | Wind | -1 | 0.27249 | 0 | 101 |  |  |  |  | -0.27249 | 0
36998 | RDCNYNG1 | 1 | West | YES | -0.11544 | 16.8 | 0 | 84 |  | 1.01 | Wind | -1 | 0.27183 | 0 | 84 |  |  |  |  | -0.27183 | 0
1061 | CIELOGEN_1G | 1 | West | YES | -0.11511 | 19.8 | 0 | 99 |  | 1 | Wind | -1 | 0.2715 | 0 | 99 |  |  |  |  | -0.2715 | 0
1062 | CIELOGEN_2G | 1 | West | YES | -0.11511 | 12.2 | 0 | 61 |  | 1 | Wind | -1 | 0.2715 | 0 | 61 |  |  |  |  | -0.2715 | 0
1069 | KINDERMG_1G | 1 | West | YES | -0.11511 | 25 | 5 | 25 | 0 | 1.017 | Cogen | -1 | 0.2715 | 0 | 0 |  |  |  |  | -0.2715 | 0
1070 | KINDERMG_2G | 1 | West | YES | -0.11511 | 45.7 | 12 | 45.7 | 0 | 1.017 | Cogen | -1 | 0.2715 | 0 | 0 |  |  |  |  | -0.2715 | 0
1071 | KINDERMG_3G | 1 | West | YES | -0.11511 | 45.7 | 12 | 45.7 | 0 | 1.017 | Cogen | -1 | 0.2715 | 0 | 0 |  |  |  |  | -0.2715 | 0
1068 | SCURRYCW_1G | 1 | West | YES | -0.1151 | 28.2 | 1.3 | 141 |  | 1.01 | Wind | -1 | 0.27149 | 0 | 141 |  |  |  |  | -0.27149 | 0
1073 | SCURRYCW_2G | 2 | West | YES | -0.1151 | 24 | 0 | 120 | 0 | 1.017 | Wind | -1 | 0.27149 | 0 | 120 |  |  |  |  | -0.27149 | 0
60057 | CALLAHAN1A | 1 | West | YES | -0.11503 | 22.8 | 0 | 114 | 0 | 1.04 | Wind | -1 | 0.27143 | 0 | 114 |  |  |  |  | -0.27143 | 0
6637 | SNYDERW1A | 1 | West | YES | -0.11499 | 12.6 | 0 | 63 | 0 | 1.025 | Wind | -1 | 0.27138 | 0 | 63 |  |  |  |  | -0.27138 | 0
60058 | BUFF_GAP1A | 1 | West | YES | -0.11482 | 24 | 0 | 120 |  | 1 | Wind | -1 | 0.27121 | 0 | 120 |  |  |  |  | -0.27121 | 0
60060 | CIRELLO | 1 | West | YES | -0.11482 | 46.6 | 0 | 233 | 0 | 1 | Wind | -1 | 0.27121 | 0 | 233 |  |  |  |  | -0.27121 | 0
60063 | BUFF_GAP1B | 1 | West | YES | -0.11482 | 34 | 0 | 170.2 | 0 | 1.02 | Wind | -1 | 0.27121 | 0 | 170.2 |  |  |  |  | -0.27121 | 0
60066 | H_HOLLOW1A | 1 | West | YES | -0.11482 | 44.4 | 0 | 222 | 0 | 1.005 | Wind | -1 | 0.27121 | 0 | 222 |  |  |  |  | -0.27121 | 0
60068 | HHOLLOW21A | 1 | West | YES | -0.11482 | 36.8 | 0 | 184 | 0 | 1.025 | Wind | -1 | 0.27121 | 0 | 184 |  |  |  |  | -0.27121 | 0
60070 | HHOLLOW31A | 1 | West | YES | -0.11482 | 44.8 | 0 | 224 | 0 | 1.025 | Wind | -1 | 0.27121 | 0 | 224 |  |  |  |  | -0.27121 | 0
60072 | HHOLLOW41A | 1 | West | YES | -0.11482 | 23 | 0 | 115 | 0 | 1.025 | Wind | -1 | 0.27121 | 0 | 115 |  |  |  |  | -0.27121 | 0
1037 | MORGAN5G_5G | 5 | West | YES | -0.11481 | 109.6 | 40 | 137 | 0 | 1.029 | GST | -1 | 0.2712 | 137 | 137 |  |  |  |  | -0.2712 | -37.1548
1039 | MRGNAG_1G | A | West | YES | -0.11481 | 69 | 69 | 69 | 0 | 1.029 | GGT | -1 | 0.2712 | 69 | 69 |  |  |  |  | -0.2712 | -18.713
1040 | MRGNBG_2G | B | West | YES | -0.11481 | 70 | 70 | 71 | 0 | 1.029 | GGT | -1 | 0.2712 | 71 | 71 |  |  |  |  | -0.2712 | -19.2554
1041 | MRGNCG_3G | C | West | YES | -0.11481 | 69 | 69 | 70 | 0 | 1.029 | GGT | -1 | 0.2712 | 70 | 70 |  |  |  |  | -0.2712 | -18.9842
1042 | MRGNDG_4G | D | West | YES | -0.11481 | 68 | 68 | 68 | 0 | 1.029 | GGT | -1 | 0.2712 | 68 | 68 |  |  |  |  | -0.2712 | -18.4418
1043 | MRGNEG_5G | E | West | YES | -0.11481 | 68 | 68 | 70 | 0 | 1.029 | GGT | -1 | 0.2712 | 70 | 70 |  |  |  |  | -0.2712 | -18.9842
1044 | MRGNFG_6G | F | West | YES | -0.11481 | 66 | 66 | 66 | 0 | 1.029 | GGT | -1 | 0.2712 | 66 | 66 |  |  |  |  | -0.2712 | -17.8994
1301 | BULLCREK_8 | 1 | West | YES | -0.11469 | 36 | 0 | 180 | 0 | 1.017 | #N/A | -1 | 0.27108 | 180 | 180 |  |  |  |  | -0.27108 | -48.7953
1058 | LONGSHORE_5 | 1 | West | YES | -0.11449 | 30 | 0 | 150 |  | 1.01 | Wind | -1 | 0.27088 | 0 | 150 |  |  |  |  | -0.27088 | 0
1058 | LONGSHORE_5 | 2 | West | YES | -0.11449 | 44 | 0 | 220 |  | 1.01 | Wind | -1 | 0.27088 | 0 | 220 |  |  |  |  | -0.27088 | 0
1058 | LONGSHORE_5 | 3 | West | YES | -0.11449 | 23.4 | 0 | 117 |  | 1.01 | Wind | -1 | 0.27088 | 0 | 117 |  |  |  |  | -0.27088 | 0
1302 | COYOTEWG_8 | 1 | West | YES | -0.11422 | 45 | 0 | 225 |  | 1.01 | #N/A | -1 | 0.27061 | 225 | 225 |  |  |  |  | -0.27061 | -60.8874
1045 | CALENG1G_1G | 1 | West | YES | -0.11418 | 73.4 | 27 | 73.4 | 0 | 1.014 | Cogen | -1 | 0.27057 | 0 | 0 |  |  |  |  | -0.27057 | 0
1046 | CALENG2G_2G | 2 | West | YES | -0.11418 | 73.4 | 27 | 73.4 | 0 | 1.014 | Cogen | -1 | 0.27057 | 0 | 0 |  |  |  |  | -0.27057 | 0
1047 | CALENG3G_3G | 3 | West | YES | -0.11418 | 70.4 | 27 | 70.4 | 0 | 1.014 | Cogen | -1 | 0.27057 | 0 | 0 |  |  |  |  | -0.27057 | 0
1360 | GUNSIGHT_8 | 1 | West | YES | -0.11399 | 24 | 0 | 120 | 0 | 1.01 | Wind | -1 | 0.27038 | 0 | 120 |  |  |  |  | -0.27038 | 0
1327 | WILDHRSE_1G | 1 | West | YES | -0.11395 | 24 | 0 | 120 |  | 1 | Wind | -1 | 0.27034 | 0 | 120 |  |  |  |  | -0.27034 | 0
3097 | MARTLAKE_1G | 1 | North | YES | -0.11374 | 790 | 500 | 790 | 0 | 1.017 | LIGCO | -1 | 0.27013 | 0 | 790 |  |  | 0 | 0 | -0.27013 | 0
3098 | MARTLAKE_2G | 2 | North | YES | -0.11374 | 795 | 461 | 795 | 0 | 1.017 | LIGCO | -1 | 0.27013 | 0 | 795 |  |  | 0 | 0 | -0.27013 | 0
3099 | MARTLAKE_3G | 3 | North | YES | -0.11374 | 804 | 500 | 804 | 0 | 1.017 | LIGCO | -1 | 0.27013 | 0 | 804 |  |  | 0 | 0 | -0.27013 | 0
1170 | AIRLAMESA_1G | 1 | West | YES | -0.11356 | 0 | 0 | 180 |  | 1 | #N/A | -1 | 0.26995 | 180 | 180 |  |  |  |  | -0.26995 | -48.5913
1320 | BSP 1 | 1 | West | YES | -0.11321 | 25.5 | 2.9 | 25.8 | 0 | 1 | Cogen | -1 | 0.2696 | 0 | 0 |  |  |  |  | -0.2696 | 0
1333 | MCDDONAL_8 | 1 | West | YES | -0.11317 | 42.8 | 0 | 214.2 |  | 1.01 | Wind | -1 | 0.26956 | 0 | 214.2 |  |  |  |  | -0.26956 | 0
1326 | STANTONW_8 | 1 | West | YES | -0.11297 | 20.1 | 0 | 100.5 |  | 1.01 | Wind | -1 | 0.26936 | 0 | 100.5 |  |  |  |  | -0.26936 | 0
1328 | OCOTILLO_1G | 1 | West | YES | -0.11291 | 11.6 | 0 | 58 |  | 1.01 | Wind | -1 | 0.2693 | 0 | 58 |  |  |  |  | -0.2693 | 0
11001 | NAV1CT | 1 | West | YES | -0.11286 | 70.4 | 18 | 70.4 | 0 | 1.029 | CC | -1 | 0.26925 | 70.4 | 70.4 |  |  |  |  | -0.26925 | -18.9555
11009 | NAV2CT | 1 | West | YES | -0.11286 | 71.4 | 18 | 71.4 | 0 | 1.029 | CC | -1 | 0.26925 | 71.4 | 71.4 |  |  |  |  | -0.26925 | -19.2248
11011 | NAV3ST | 1 | West | YES | -0.11286 | 92.8 | 40 | 92.8 | 0 | 1.029 | CC | -1 | 0.26925 | 92.8 | 92.8 |  |  |  |  | -0.26925 | -24.9869
11012 | NAV4CT | 1 | West | YES | -0.11286 | 80 | 18 | 80 | 0 | 1.029 | CC | -1 | 0.26925 | 80 | 80 |  |  |  |  | -0.26925 | -21.5404
11013 | NAV5CT | 1 | West | YES | -0.11286 | 80 | 18 | 80 | 0 | 1.029 | CC | -1 | 0.26925 | 80 | 80 |  |  |  |  | -0.26925 | -21.5404
11014 | NAV6ST | 1 | West | YES | -0.11286 | 115 | 40 | 115 | 0 | 1.029 | CC | -1 | 0.26925 | 115 | 115 |  |  |  |  | -0.26925 | -30.9643
11020 | TIEHVSG_1G | 1 | West | YES | -0.11284 | 208.2 | 63 | 208.2 | 0 | 1.012 | CC | -1 | 0.26923 | 208.2 | 208.2 |  |  |  |  | -0.26923 | -56.0547
11021 | TIEHVCG_1G | 1 | West | YES | -0.11284 | 142.1 | 103 | 142.1 | 0 | 1.012 | CC | -1 | 0.26923 | 142.1 | 142.1 |  |  |  |  | -0.26923 | -38.2583
11022 | TIEHVCG_2G | 1 | West | YES | -0.11284 | 132.4 | 103 | 132.4 | 0 | 1.012 | CC | -1 | 0.26923 | 132.4 | 132.4 |  |  |  |  | -0.26923 | -35.6467
11023 | TIEHVCG_3G | 1 | West | YES | -0.11284 | 137.4 | 103 | 137.4 | 0 | 1.012 | CC | -1 | 0.26923 | 137.4 | 137.4 |  |  |  |  | -0.26923 | -36.9929
11024 | TIEHVCG_4G | 1 | West | YES | -0.11284 | 147 | 103 | 147 | 0 | 1.012 | CC | -1 | 0.26923 | 147 | 147 |  |  |  |  | -0.26923 | -39.5775
11025 | TIEHVSG_2G | 1 | West | YES | -0.11284 | 213.2 | 63 | 213.2 | 0 | 1.012 | CC | -1 | 0.26923 | 213.2 | 213.2 |  |  |  |  | -0.26923 | -57.4009
13116 | TGATEWAY_1G | 1 | North | YES | -0.11269 | 151 | 30 | 151 | 0 | 1.0232 | CC | -1 | 0.26908 | 151 | 151 |  |  | -17.0165 | 151 | -0.26908 | -40.6317
13117 | TGATEWAY_2G | 2 | North | YES | -0.11269 | 130 | 30 | 130 | 0 | 1.0232 | CC | -1 | 0.26908 | 130 | 130 |  |  | -14.65 | 130 | -0.26908 | -34.9809
13118 | TGATEWAY_3G | 3 | North | YES | -0.11269 | 148 | 30 | 148 | 0 | 1.0232 | CC | -1 | 0.26908 | 148 | 148 |  |  | -16.6784 | 148 | -0.26908 | -39.8244
13119 | TGATEWAY_4G | 4 | North | YES | -0.11269 | 399 | 65 | 399 | 0 | 1.0232 | CC | -1 | 0.26908 | 399 | 399 |  |  | -44.9641 | 399 | -0.26908 | -107.3645
76031 | L_GASCCR1_1N | W1 | West | YES | -0.11237 | 30 | 0 | 150 | 0 | 1.02 | Wind | -1 | 0.26876 | 0 | 150 |  |  |  |  | -0.26876 | 0
6407 | TURKTRAK1A | 1 | West | YES | -0.11235 | 33.9 | 0 | 169.5 | 0 | 1.025 | Wind | -1 | 0.26874 | 0 | 169.5 |  |  |  |  | -0.26874 | 0
76091 | L_DIVIDE1_1N | W1 | West | YES | -0.11187 | 110 | 0 | 550 | 0 | 1.02 | Wind | -1 | 0.26826 | 0 | 550 |  |  |  |  | -0.26826 | 0
3348 | CHAMPION_1G | MB | North | YES | -0.11184 | 0 | 42 | 42 |  | 1 | Cogen | -1 | 0.26823 | 0 | 0 |  |  | 0 | 0 | -0.26823 | 0
3107 | STRYKER_1G | 1 | North | YES | -0.11179 | 145.6 | 45 | 182 | 0 | 1.029 | GST | -1 | 0.26818 | 182 | 182 |  |  | -20.3451 | 182 | -0.26818 | -48.8084
3108 | STRYKER_2G | 2 | North | YES | -0.11179 | 484 | 75 | 484 | 0 | 1.029 | GST | -1 | 0.26818 | 484 | 484 |  |  | -54.1044 | 484 | -0.26818 | -129.7981
3113 | LUFKINWB_1G | 1 | North | YES | -0.11172 | 0 | 0 | 50 |  | 1.01 | #N/A | -1 | 0.26811 | 50 | 50 |  |  | -5.5861 | 50 | -0.26811 | -13.4057
1146 | NOTREES_1G | 1 | West | YES | -0.11156 | 29.8 | 0 | 149 | 0 | 1.017 | #N/A | -1 | 0.26795 | 149 | 149 |  |  |  |  | -0.26795 | -39.9248
1349 | WESTXWIN_1G | 1 | West | YES | -0.11146 | 1.3 | 0 | 6.6 |  | 1.014 | Wind | -1 | 0.26785 | 0 | 6.6 |  |  |  |  | -0.26785 | 0
1350 | NWPWRG1_1G | 1 | West | YES | -0.11146 | 6.9 | 1 | 34.3 |  | 1.014 | Wind | -1 | 0.26785 | 0 | 34.3 |  |  |  |  | -0.26785 | 0
7038 | L_DELAWA1_1Y | 1 | West | YES | -0.11133 | 3.5 | 0 | 35 | 0 | 1 | Wind | -1 | 0.26773 | 0 | 35 |  |  |  |  | -0.26773 | 0
7038 | L_DELAWA1_1Y | 2 | West | YES | -0.11133 | 3 | 0 | 30 | 0 | 1 | Wind | -1 | 0.26773 | 0 | 30 |  |  |  |  | -0.26773 | 0
1002 | PBCTAGE_1G | A | West | YES | -0.11122 | 64 | 64 | 66 | 0 | 1.036 | GGT | -1 | 0.26761 | 66 | 66 |  |  |  |  | -0.26761 | -17.6621
1003 | PBCTBGE_2G | B | West | YES | -0.11122 | 65 | 65 | 66 | 0 | 1.036 | GGT | -1 | 0.26761 | 66 | 66 |  |  |  |  | -0.26761 | -17.6621
1004 | PBCTCGE_3G | C | West | YES | -0.11122 | 62 | 62 | 67 | 0 | 1.036 | GGT | -1 | 0.26761 | 67 | 67 |  |  |  |  | -0.26761 | -17.9297
1005 | PBCTDGE_4G | D | West | YES | -0.11122 | 65 | 65 | 68 | 0 | 1.036 | GGT | -1 | 0.26761 | 68 | 68 |  |  |  |  | -0.26761 | -18.1973
1006 | PBCTEGE_5G | E | West | YES | -0.11122 | 65 | 65 | 67 | 0 | 1.036 | GGT | -1 | 0.26761 | 67 | 67 |  |  |  |  | -0.26761 | -17.9297
1007 | PB5GEN_6G | 5 | West | YES | -0.11122 | 91.2 | 40 | 114 | 0 | 1.036 | GST | -1 | 0.26761 | 114 | 114 |  |  |  |  | -0.26761 | -30.5073
1008 | PB6GEN_7G | 6 | West | YES | -0.11122 | 515 | 130 | 515 | 0 | 1.036 | GST | -1 | 0.26761 | 515 | 515 |  |  |  |  | -0.26761 | -137.8181
13134 | CALFREST_4G | 4 | North | YES | -0.10073 | 151.5 | 40 | 151.5 | 0 | 1.031 | CC | -1 | 0.25712 | 151.5 | 151.5 |  |  | -15.2609 | 151.5 | -0.25712 | -38.9543
13135 | CALFREST_5G | 5 | North | YES | -0.10073 | 152.3 | 57 | 152.3 | 0 | 1.031 | CC | -1 | 0.25712 | 152.3 | 152.3 |  |  | -15.3415 | 152.3 | -0.25712 | -39.16
13136 | CALFREST_6G | 6 | North | YES | -0.10073 | 177.5 | 40 | 177.5 | 0 | 1.031 | CC | -1 | 0.25712 | 177.5 | 177.5 |  |  | -17.8799 | 177.5 | -0.25712 | -45.6395
60007 | KING_SW1A | 1 | West | YES | -0.10032 | 20 | 0 | 80 |  | 1.03 | Wind | -1 | 0.25671 | 0 | 80 |  |  |  |  | -0.25671 | 0
60019 | KING_NW1A | 1 | West | YES | -0.10032 | 20 | 0 | 80 |  | 1.03 | Wind | -1 | 0.25671 | 0 | 80 |  |  |  |  | -0.25671 | 0
13131 | CALFREST_1G | 1 | North | YES | -0.1002 | 150.7 | 40 | 150.7 | 0 | 1.031 | CC | -1 | 0.2566 | 150.7 | 150.7 |  |  | -15.1007 | 150.7 | -0.2566 | -38.669
13132 | CALFREST_2G | 2 | North | YES | -0.1002 | 151 | 57 | 151 | 0 | 1.031 | CC | -1 | 0.2566 | 151 | 151 |  |  | -15.1308 | 151 | -0.2566 | -38.746
13133 | CALFREST_3G | 3 | North | YES | -0.1002 | 177.4 | 40 | 177.4 | 0 | 1.031 | CC | -1 | 0.2566 | 177.4 | 177.4 |  |  | -17.7762 | 177.4 | -0.2566 | -45.5201
60201 | RIO DRCS | F | West | YES | -0.099425 | 0 | 0 | 0 | 0 | 1.025 | AVR | -1 | 0.25582 | 0 | 0 |  |  |  |  | -0.25582 | 0
60016 | WOODWRD11A | 1 | West | YES | -0.099345 | 20 | 0 | 80 |  | 1.033 | Wind | -1 | 0.25574 | 0 | 80 |  |  |  |  | -0.25574 | 0
38332 | TNWDWRDU2_8 | 1 | West | YES | -0.099321 | 20 | 0 | 80 | 0 | 1.0232 | Wind | -1 | 0.25571 | 0 | 80 |  |  |  |  | -0.25571 | 0
38437 | TNSRBNMESA9 | 1 | West | YES | -0.099241 | 37.5 | 0 | 150 |  | 1.02 | Wind | -1 | 0.25563 | 0 | 150 |  |  |  |  | -0.25563 | 0
6016 | SWMESA | 1 | West | YES | -0.098868 | 18.8 | 0 | 75 |  | 1.03 | Wind | -1 | 0.25526 | 0 | 75 |  |  |  |  | -0.25526 | 0
60003 | KING_NE1A | 1 | West | YES | -0.098868 | 20 | 0 | 80 |  | 1.03 | Wind | -1 | 0.25526 | 0 | 80 |  |  |  |  | -0.25526 | 0
60005 | KING_SE1A | 1 | West | YES | -0.098868 | 10 | 0 | 40 |  | 1.035 | Wind | -1 | 0.25526 | 0 | 40 |  |  |  |  | -0.25526 | 0
3381 | BBRN_1G | 1 | North | YES | -0.097717 | 618 | 225 | 618 | 0 | 1.03 | LIGCO | -1 | 0.25411 | 0 | 618 |  |  | 0 | 0 | -0.25411 | 0
3382 | BBRN_2G | 2 | North | YES | -0.097717 | 589 | 225 | 589 | 0 | 1.03 | LIGCO | -1 | 0.25411 | 0 | 589 |  |  | 0 | 0 | -0.25411 | 0
60000 | DSKY2 | 1 | West | YES | -0.097407 | 19.1 | 0 | 76.5 |  | 1.039 | Wind | -1 | 0.2538 | 0 | 76.5 |  |  |  |  | -0.2538 | 0
60017 | ORNNWP1 | 1 | West | YES | -0.096597 | 20 | 0 | 80 |  | 1.027 | Wind | -1 | 0.25299 | 0 | 80 |  |  |  |  | -0.25299 | 0
60018 | DSKY1 | 1 | West | YES | -0.095714 | 21 | 0 | 84 | 0 | 1.023 | Wind | -1 | 0.25211 | 0 | 84 |  |  |  |  | -0.25211 | 0
60202 | FRNDDRCS | F | West | YES | -0.077964 | 0 | 0 | 0 | 0 | 0.9985 | AVR | -1 | 0.23436 | 0 | 0 |  |  |  |  | -0.23436 | 0
48721 | LEG_1___1 | 1 | North | YES | -0.069766 | 827 | 357 | 827 | 0 | 1.0348 | LIGCO | -1 | 0.22616 | 0 | 827 |  |  | 0 | 0 | -0.22616 | 0
48722 | LEG_2___2 | 2 | North | YES | -0.069766 | 819 | 357 | 819 | 0 | 1.0348 | LIGCO | -1 | 0.22616 | 0 | 819 |  |  | 0 | 0 | -0.22616 | 0
32883 | BRYN_DNSBY3 | 1 | North | YES | -0.059286 | 0 | 2 | 48 |  | 1.015 | GST | -1 | 0.21568 | 48 | 48 |  |  | -2.8457 | 48 | -0.21568 | -10.3525
32884 | BRYN_DNSBY13 | 1 | North | YES | -0.059286 | 46 | 2 | 46 | 0 | 1.015 | GST | -1 | 0.21568 | 46 | 46 |  |  | -2.7272 | 46 | -0.21568 | -9.9212
32892 | BRYN_DNSBY14 | 1 | North | YES | -0.059286 | 84 | 25 | 105 | 0 | 1.035 | GST | -1 | 0.21568 | 105 | 105 |  |  | -6.225 | 105 | -0.21568 | -22.6462
39960 | TNTNPONE_18 | 1 | North | YES | -0.05852 | 152.3 | 30 | 152.3 |  | 1.04 | LIGCO | -1 | 0.21491 | 0 | 152.3 |  |  | 0 | 0 | -0.21491 | 0
39970 | TNTNPONE_28 | 1 | North | YES | -0.05852 | 153 | 30 | 153 |  | 1.04 | LIGCO | -1 | 0.21491 | 0 | 153 |  |  | 0 | 0 | -0.21491 | 0
32886 | BRYN_ATKINS3 | MB | North | YES | -0.054741 | 0 | 5 | 12 |  | 1 | GST | -1 | 0.21113 | 0 | 0 |  |  | 0 | 0 | -0.21113 | 0
32887 | BRYN_ATKINS6 | MB | North | YES | -0.054741 | 0 | 12 | 51 |  | 1.028 | GST | -1 | 0.21113 | 0 | 0 |  |  | 0 | 0 | -0.21113 | 0
32888 | BRYN_ATKINS7 | 1 | North | YES | -0.054741 | 13.6 | 4 | 17 |  | 1.028 | GGT | -1 | 0.21113 | 17 | 17 |  |  | -0.9306 | 17 | -0.21113 | -3.5893
32890 | BRYN_ATKINS4 | MB | North | YES | -0.054741 | 0 | 5 | 22 |  | 1.031 | GST | -1 | 0.21113 | 0 | 0 |  |  | 0 | 0 | -0.21113 | 0
32891 | BRYN_ATKINS5 | MB | North | YES | -0.054741 | 0 | 5 | 25 |  | 1.031 | GST | -1 | 0.21113 | 0 | 0 |  |  | 0 | 0 | -0.21113 | 0
32798 | BRYN_TAMUGEN | 1 | North | YES | -0.049866 | 32 | 0 | 32 |  | 1.02 | GST | -1 | 0.20626 | 32 | 32 |  |  | -1.5957 | 32 | -0.20626 | -6.6003
990 | GIBN_CREK_G1 | 1 | North | YES | -0.027563 | 463 | 200 | 463 | 0 | 1.0275 | LIGCO | -1 | 0.18395 | 0 | 463 |  |  | 0 | 0 | -0.18395 | 0
48671 | FTR_GT1_5105 | 1 | North | YES | -0.015004 | 154.2 | 0 | 154.2 | 0 | 1.0319 | CC | -1 | 0.1714 | 154.2 | 154.2 |  |  | -2.3136 | 154.2 | -0.1714 | -26.4292
48672 | FTR_GT2_5110 | 2 | North | YES | -0.015004 | 159 | 0 | 159 | 0 | 1.0319 | CC | -1 | 0.1714 | 159 | 159 |  |  | -2.3856 | 159 | -0.1714 | -27.2519
48673 | FTR_GT3_5085 | 3 | North | YES | -0.015004 | 158 | 0 | 158 | 0 | 1.0319 | CC | -1 | 0.1714 | 158 | 158 |  |  | -2.3706 | 158 | -0.1714 | -27.0805
48674 | FTR_CN4_5095 | 4 | North | YES | -0.015004 | 380 | 0 | 380 | 0 | 1.0319 | CC | -1 | 0.1714 | 380 | 380 |  |  | -5.7015 | 380 | -0.1714 | -65.1304
3432 | SANDOW_4G | 4 | South | YES | -0.30008 | 580 | 225 | 580 | 0 | 1.029 | LIGCO | 1 | -0.16945 | 0 | 580 | -174.0487 | 580 |  |  | -0.16945 | -98.2807
13432 | SANDOW_5G | 5 | South | YES | -0.30008 | 581 | 225 | 581 | 0 | 1.029 | LIGCO | 1 | -0.16945 | 0 | 581 | -174.3488 | 581 |  |  | -0.16945 | -98.4502
5934 | SI_RAY5 | 5 | South | YES | 0 | 0 | 10 | 15 |  | 1.035 | GST | 1 | 0.13063 | 15 | 15 | 0 | 15 |  |  | 0.13063 | 1.9595
8139 | JOS #1 | MB | South | YES | 0 | 0 | 45 | 255 |  | 1.02 | GST | 1 | 0.13063 | 0 | 0 | 0 | 0 |  |  | 0.13063 | 0
8285 | LAR #1 | MB | South | YES | 0 | 0 | 9 | 32 |  | 1.0497 | GST | 1 | 0.13063 | 0 | 0 | 0 | 0 |  |  | 0.13063 | 0
8287 | LAR #2 | MB | South | YES | 0 | 0 | 9 | 32 |  | 1.04 | GST | 1 | 0.13063 | 0 | 0 | 0 | 0 |  |  | 0.13063 | 0
8288 | LAR #3 | MB | South | YES | 0 | 0 | 25 | 105 |  | 1.04 | GST | 1 | 0.13063 | 0 | 0 | 0 | 0 |  |  | 0.13063 | 0
8388 | BATES0A | MB | South | YES | 0 | 0 | 21 | 71 |  | 1.033 | GST | 1 | 0.13063 | 0 | 0 | 0 | 0 |  |  | 0.13063 | 0
8393 | BATES0B | MB | South | YES | 0 | 0 | 25 | 110 |  | 1.03 | GST | 1 | 0.13063 | 0 | 0 | 0 | 0 |  |  | 0.13063 | 0
8437 | NUECES_B0C | MB | South | YES | 0 | 0 | 7 | 30 |  | 1.03 | GST | 1 | 0.13063 | 0 | 0 | 0 | 0 |  |  | 0.13063 | 0
8438 | NUECES_B0B | MB | South | YES | 0 | 0 | 26 | 169 |  | 1.03 | GST | 1 | 0.13063 | 0 | 0 | 0 | 0 |  |  | 0.13063 | 0
8442 | NUECES_B0A | MB | South | YES | 0 | 0 | 81 | 367 |  | 1.03 | GST | 1 | 0.13063 | 0 | 0 | 0 | 0 |  |  | 0.13063 | 0
39190 | TNSLCGN1__8 | 1 | Houston | YES | 0 | 0 | 10 | 30 |  | 1.03 | Cogen | 1 | 0.13063 | 0 | 0 |  |  |  |  | 0.13063 | 0
48591 | CHE_GT2_5030 | 2 | Houston | YES | 0.04053 | 173 | 50 | 173 | 0 | 1.029 | Cogen | 1 | 0.17116 | 0 | 0 |  |  |  |  | 0.17116 | 0
48811 | CVC_GT3_5045 | 3 | Houston | YES | 0.04053 | 156 | 91.8 | 156 | 0 | 1.029 | Cogen | 1 | 0.17116 | 0 | 0 |  |  |  |  | 0.17116 | 0
48812 | CVC_GT2_5020 | 2 | Houston | YES | 0.04053 | 158 | 91.8 | 158 | 0 | 1.029 | Cogen | 1 | 0.17116 | 0 | 0 |  |  |  |  | 0.17116 | 0
48813 | CVC_GT1_5035 | 1 | Houston | YES | 0.04053 | 160 | 91.8 | 160 | 0 | 1.029 | Cogen | 1 | 0.17116 | 0 | 0 |  |  |  |  | 0.17116 | 0
48814 | CVC_ST5_5040 | 1 | Houston | YES | 0.04053 | 162 | 91.8 | 162 | 0 | 1.029 | Cogen | 1 | 0.17116 | 0 | 0 |  |  |  |  | 0.17116 | 0
48885 | THW_5152 | B | Houston | YES | 0.046689 | 47.2 | 5 | 59 |  | 1.0319 | GGT | 1 | 0.17732 | 59 | 59 |  |  |  |  | 0.17732 | 10.4621
48885 | THW_5152 | A | Houston | YES | 0.046689 | 46.4 | 5 | 58 |  | 1.0319 | GGT | 1 | 0.17732 | 58 | 58 |  |  |  |  | 0.17732 | 10.2848
48886 | THW_5354 | D | Houston | YES | 0.046689 | 46.4 | 5 | 58 |  | 1.0319 | GGT | 1 | 0.17732 | 58 | 58 |  |  |  |  | 0.17732 | 10.2848
48886 | THW_5354 | C | Houston | YES | 0.046689 | 45.6 | 5 | 57 |  | 1.0319 | GGT | 1 | 0.17732 | 57 | 57 |  |  |  |  | 0.17732 | 10.1074
48887 | THW_5556 | E | Houston | YES | 0.046689 | 47.2 | 5 | 59 |  | 1.0319 | GGT | 1 | 0.17732 | 59 | 59 |  |  |  |  | 0.17732 | 10.4621
48887 | THW_5556 | F | Houston | YES | 0.046689 | 45.6 | 5 | 57 |  | 1.0319 | GGT | 1 | 0.17732 | 57 | 57 |  |  |  |  | 0.17732 | 10.1074
48690 | GBY_GN5_5 | 5 | Houston | YES | 0.047115 | 318.4 | 81 | 398 |  | 1.0362 | GSC | 1 | 0.17775 | 398 | 398 |  |  |  |  | 0.17775 | 70.7443
48595 | BTE_GT2_8075 | 1 | Houston | YES | 0.047421 | 162.8 | 130 | 162.8 | 0 | 1.0261 | CC | 1 | 0.17806 | 162.8 | 162.8 |  |  |  |  | 0.17806 | 28.9874
48596 | BTE_GT3_8045 | 2 | Houston | YES | 0.047421 | 161.4 | 130 | 161.4 | 0 | 1.0261 | CC | 1 | 0.17806 | 161.4 | 161.4 |  |  |  |  | 0.17806 | 28.7381
48597 | BTE_GT4_8055 | 3 | Houston | YES | 0.047421 | 158.9 | 130 | 158.9 | 0 | 1.0261 | CC | 1 | 0.17806 | 158.9 | 158.9 |  |  |  |  | 0.17806 | 28.293
48598 | BTE_ST1_8070 | 4 | Houston | YES | 0.047421 | 269.2 | 60 | 269.2 | 0 | 1.0261 | CC | 1 | 0.17806 | 269.2 | 269.2 |  |  |  |  | 0.17806 | 47.9325
48583 | CBY_GT4_1 | 1 | Houston | YES | 0.048429 | 172 | 0 | 172 | 0 | 1.026 | GSC | 1 | 0.17906 | 172 | 172 |  |  |  |  | 0.17906 | 30.7989
48584 | CBY_GT4_2 | 2 | Houston | YES | 0.048429 | 172 | 0 | 172 | 0 | 1.026 | CC | 1 | 0.17906 | 172 | 172 |  |  |  |  | 0.17906 | 30.7989
48585 | CBY_ST4_1 | 3 | Houston | YES | 0.048429 | 172 | 0 | 172 | 0 | 1.026 | CC | 1 | 0.17906 | 172 | 172 |  |  |  |  | 0.17906 | 30.7989
48815 | CVC_GT4_8005 | 4 | Houston | YES | 0.048615 | 165 | 91.8 | 165 |  | 1.0362 | Cogen | 1 | 0.17925 | 0 | 0 |  |  |  |  | 0.17925 | 0
48581 | CBY_GN1_1 | 1 | Houston | YES | 0.048877 | 595.2 | 108 | 744 | 0 | 1.0435 | GSC | 1 | 0.17951 | 744 | 744 |  |  |  |  | 0.17951 | 133.5565
48791 | PSA_GT1_8160 | 1 | Houston | YES | 0.048935 | 52 | 20.8 | 65 | 0 | 1.0362 | Cogen | 1 | 0.17957 | 0 | 0 |  |  |  |  | 0.17957 | 0
48792 | PSA_GT2_8155 | 2 | Houston | YES | 0.048935 | 52.8 | 20.3 | 66 | 0 | 1.0362 | Cogen | 1 | 0.17957 | 0 | 0 |  |  |  |  | 0.17957 | 0
48793 | PSA_GT3_8150 | 3 | Houston | YES | 0.048935 | 56 | 20.3 | 70 | 0 | 1.0362 | Cogen | 1 | 0.17957 | 0 | 0 |  |  |  |  | 0.17957 | 0
48794 | PSA_GT4_8145 | 4 | Houston | YES | 0.048935 | 52.8 | 20.3 | 66 | 0 | 1.0362 | Cogen | 1 | 0.17957 | 0 | 0 |  |  |  |  | 0.17957 | 0
48795 | PSA_GT5_8140 | 5 | Houston | YES | 0.048935 | 51.2 | 20.3 | 64 | 0 | 1.0362 | Cogen | 1 | 0.17957 | 0 | 0 |  |  |  |  | 0.17957 | 0
48796 | PSA_GN1_8165 | 1 | Houston | YES | 0.048935 | 83.2 | 43.1 | 104 | 0 | 1.0362 | Cogen | 1 | 0.17957 | 0 | 0 |  |  |  |  | 0.17957 | 0
48797 | PSA_GT6_8135 | 6 | Houston | YES | 0.048935 | 47.2 | 34.5 | 59 | 0 | 1.0362 | Cogen | 1 | 0.17957 | 0 | 0 |  |  |  |  | 0.17957 | 0
48651 | EP_1_2 | 2 | Houston | YES | 0.048952 | 17.7 | 10 | 21 | 0 | 1.0362 | Cogen | 1 | 0.17959 | 0 | 0 |  |  |  |  | 0.17959 | 0
48651 | EP_1_2 | 1 | Houston | YES | 0.048952 | 4 | 0 | 5 | 0 | 1.0362 | Cogen | 1 | 0.17959 | 0 | 0 |  |  |  |  | 0.17959 | 0
48883 | THW_GT1_GT_1 | B2 | Houston | YES | 0.049737 | 0 | 0 | 12 |  | 1.043 | GGT | 1 | 0.18037 | 12 | 12 |  |  |  |  | 0.18037 | 2.1645
49803 | EXN_15GT | 1 | Houston | YES | 0.049904 | 33 | 8.3 | 34 |  | 1.0326 | Cogen | 1 | 0.18054 | 0 | 0 |  |  |  |  | 0.18054 | 0
49804 | EXN_16GT | 2 | Houston | YES | 0.049904 | 32 | 8.3 | 34.7 |  | 1.0326 | Cogen | 1 | 0.18054 | 0 | 0 |  |  |  |  | 0.18054 | 0
49805 | EXN_17GT | 3 | Houston | YES | 0.049904 | 31 | 8.3 | 32.7 |  | 1.0326 | Cogen | 1 | 0.18054 | 0 | 0 |  |  |  |  | 0.18054 | 0
49826 | EXN938GT | 5 | Houston | YES | 0.049904 | 43 | 9.2 | 45.9 | 0 | 1.0326 | Cogen | 1 | 0.18054 | 0 | 0 |  |  |  |  | 0.18054 | 0
49828 | EXN941GT | 10 | Houston | YES | 0.049904 | 17.7 | 5.4 | 17.7 | 0 | 1.0326 | Cogen | 1 | 0.18054 | 0 | 0 |  |  |  |  | 0.18054 | 0
49829 | EXN942GT | 11 | Houston | YES | 0.049904 | 20 | 5.4 | 20.4 | 0 | 1.0326 | Cogen | 1 | 0.18054 | 0 | 0 |  |  |  |  | 0.18054 | 0
49830 | EXN943GT | 12 | Houston | YES | 0.049904 | 19 | 5.4 | 19.9 | 0 | 1.0326 | Cogen | 1 | 0.18054 | 0 | 0 |  |  |  |  | 0.18054 | 0
49831 | EXN944GT | 13 | Houston | YES | 0.049904 | 33 | 5.4 | 35 | 0 | 1.0326 | Cogen | 1 | 0.18054 | 0 | 0 |  |  |  |  | 0.18054 | 0
49832 | EXN945GT | 9 | Houston | YES | 0.049904 | 18.5 | 9.2 | 18.5 | 0 | 1.0326 | Cogen | 1 | 0.18054 | 0 | 0 |  |  |  |  | 0.18054 | 0
49837 | EXN_GT | 4 | Houston | YES | 0.049904 | 81 | 21.3 | 85.4 | 0 | 1.0326 | Cogen | 1 | 0.18054 | 0 | 0 |  |  |  |  | 0.18054 | 0
49838 | EXN_14GT | 14 | Houston | YES | 0.049904 | 140 | 0 | 148 |  | 1.0326 | Cogen | 1 | 0.18054 | 0 | 0 |  |  |  |  | 0.18054 | 0
48582 | CBY_GN2_2 | 2 | Houston | YES | 0.050252 | 596.8 | 110 | 746 | 0 | 1.0435 | GSC | 1 | 0.18089 | 746 | 746 |  |  |  |  | 0.18089 | 134.9413
48873 | THW_ST3_ST_3 | 3 | Houston | YES | 0.051079 | 107 | 19 | 107 | 0 | 1.0435 | CC | 1 | 0.18171 | 107 | 107 |  |  |  |  | 0.18171 | 19.4433
48874 | THW_ST4_ST_4 | 4 | Houston | YES | 0.051079 | 108 | 19 | 108 | 0 | 1.0435 | CC | 1 | 0.18171 | 108 | 108 |  |  |  |  | 0.18171 | 19.6251
48875 | THW_3132 | A | Houston | YES | 0.051079 | 55 | 5 | 55 | 0 | 1.0435 | CC | 1 | 0.18171 | 55 | 55 |  |  |  |  | 0.18171 | 9.9942
48875 | THW_3132 | B | Houston | YES | 0.051079 | 53 | 5 | 53 | 0 | 1.0435 | CC | 1 | 0.18171 | 53 | 53 |  |  |  |  | 0.18171 | 9.6308
48877 | THW_3334 | C | Houston | YES | 0.051079 | 55 | 5 | 55 | 0 | 1.0435 | CC | 1 | 0.18171 | 55 | 55 |  |  |  |  | 0.18171 | 9.9942
48877 | THW_3334 | D | Houston | YES | 0.051079 | 57 | 5 | 57 | 0 | 1.0435 | CC | 1 | 0.18171 | 57 | 57 |  |  |  |  | 0.18171 | 10.3577
48879 | THW_4142 | F | Houston | YES | 0.051079 | 55 | 5 | 55 | 0 | 1.0435 | CC | 1 | 0.18171 | 55 | 55 |  |  |  |  | 0.18171 | 9.9942
48879 | THW_4142 | E | Houston | YES | 0.051079 | 56 | 5 | 56 | 0 | 1.0435 | CC | 1 | 0.18171 | 56 | 56 |  |  |  |  | 0.18171 | 10.176
48881 | THW_4344 | H | Houston | YES | 0.051079 | 58 | 5 | 58 | 0 | 1.0435 | CC | 1 | 0.18171 | 58 | 58 |  |  |  |  | 0.18171 | 10.5394
48881 | THW_4344 | G | Houston | YES | 0.051079 | 58 | 5 | 58 | 0 | 1.0435 | CC | 1 | 0.18171 | 58 | 58 |  |  |  |  | 0.18171 | 10.5394
48593 | CHE_GT1_8015 | 1 | Houston | YES | 0.052171 | 173 | 50 | 173 | 0 | 1.0362 | Cogen | 1 | 0.18281 | 0 | 0 |  |  |  |  | 0.18281 | 0
48594 | CHE_GN4_8025 | 4 | Houston | YES | 0.052171 | 142 | 60 | 142 | 0 | 1.0362 | Cogen | 1 | 0.18281 | 0 | 0 |  |  |  |  | 0.18281 | 0
48511 | LPE_GT1_8070 | 1 | Houston | YES | 0.052319 | 42 | 0 | 42 | 0 | 1.0362 | GGT | 1 | 0.18295 | 42 | 42 |  |  |  |  | 0.18295 | 7.684
48512 | LPE_GT2_8075 | 2 | Houston | YES | 0.052319 | 42 | 0 | 42 | 0 | 1.0362 | GGT | 1 | 0.18295 | 42 | 42 |  |  |  |  | 0.18295 | 7.684
48513 | LPE_GT3_8080 | 3 | Houston | YES | 0.052319 | 39 | 0 | 39 | 0 | 1.0362 | GGT | 1 | 0.18295 | 39 | 39 |  |  |  |  | 0.18295 | 7.1352
48514 | LPE_GT4_8085 | 4 | Houston | YES | 0.052319 | 39 | 0 | 39 | 0 | 1.0362 | GGT | 1 | 0.18295 | 39 | 39 |  |  |  |  | 0.18295 | 7.1352
48500 | APD_GT1_8005 | 1 | Houston | YES | 0.052455 | 137.6 | 54.6 | 137.6 |  | 1.0362 | Cogen | 1 | 0.18309 | 0 | 0 |  |  |  |  | 0.18309 | 0
48820 | SHELLG1_3015 | 1 | Houston | YES | 0.053219 | 71 | 34.5 | 71 |  | 1.029 | Cogen | 1 | 0.18385 | 0 | 0 |  |  |  |  | 0.18385 | 0
48821 | SHELLG2 | 2 | Houston | YES | 0.053219 | 72 | 34.5 | 72 |  | 1.029 | Cogen | 1 | 0.18385 | 0 | 0 |  |  |  |  | 0.18385 | 0
48822 | SHELLG3_3020 | 2 | Houston | YES | 0.053219 | 30 | 0 | 30 |  | 1.029 | Cogen | 1 | 0.18385 | 0 | 0 |  |  |  |  | 0.18385 | 0
48822 | SHELLG3_3020 | 1 | Houston | YES | 0.053219 | 39 | 0 | 39 |  | 1.029 | Cogen | 1 | 0.18385 | 0 | 0 |  |  |  |  | 0.18385 | 0
48740 | PSG_GN2_8050 | 1 | Houston | YES | 0.053745 | 182 | 60 | 182 | 0 | 1.0326 | Cogen | 1 | 0.18438 | 0 | 0 |  |  |  |  | 0.18438 | 0
48741 | PSG_GT2_8040 | 1 | Houston | YES | 0.053745 | 158.6 | 50 | 158.6 | 0 | 1.0326 | Cogen | 1 | 0.18438 | 0 | 0 |  |  |  |  | 0.18438 | 0
48742 | PSG_GT3_8060 | 1 | Houston | YES | 0.053745 | 157 | 50 | 157 | 0 | 1.0326 | Cogen | 1 | 0.18438 | 0 | 0 |  |  |  |  | 0.18438 | 0
48854 | SRB_GN4_4 | 4 | Houston | YES | 0.053751 | 182.4 | 35 | 228 | 0 | 1.0326 | GST | 1 | 0.18439 | 228 | 228 |  |  |  |  | 0.18439 | 42.0399
48611 | DIB_GT1_8080 | 1 | Houston | YES | 0.053762 | 64 | 0 | 64 | 0 | 1.0326 | Cogen | 1 | 0.1844 | 0 | 0 |  |  |  |  | 0.1844 | 0
48612 | DIB_GT2_8075 | 2 | Houston | YES | 0.053762 | 63.2 | 0 | 63.2 | 0 | 1.0326 | Cogen | 1 | 0.1844 | 0 | 0 |  |  |  |  | 0.1844 | 0
48613 | DIB_ST1_8085 | 3 | Houston | YES | 0.053762 | 67.9 | 30 | 82.6 | 0 | 1.0326 | Cogen | 1 | 0.1844 | 0 | 0 |  |  |  |  | 0.1844 | 0
48614 | DIB_GT3_8090 | 4 | Houston | YES | 0.053762 | 73.6 | 15 | 73.6 | 0 | 1.0326 | Cogen | 1 | 0.1844 | 0 | 0 |  |  |  |  | 0.1844 | 0
48845 | SOL_GT1 | 1 | Houston | YES | 0.053768 | 16.2 | 15.4 | 16.2 |  | 1.0326 | Solar | 1 | 0.1844 | 16.2 | 16.2 |  |  |  |  | 0.1844 | 2.9873
48853 | SRB_GN3_3 | 3 | Houston | YES | 0.053776 | 170.4 | 35 | 213 |  | 1.0326 | GST | 1 | 0.18441 | 213 | 213 |  |  |  |  | 0.18441 | 39.2794
48551 | CAL_GT1_8045 | 1 | Houston | YES | 0.053862 | 149 | 0 | 149 | 0 | 1.0326 | Cogen | 1 | 0.1845 | 0 | 0 |  |  |  |  | 0.1845 | 0
48552 | CAL_ST1_8000 | 2 | Houston | YES | 0.053862 | 65.1 | 0 | 65.1 | 0 | 1.0326 | Cogen | 1 | 0.1845 | 0 | 0 |  |  |  |  | 0.1845 | 0
48851 | SRB_GN1_1 | 1 | Houston | YES | 0.053875 | 132 | 26 | 165 | 0 | 1.0217 | GST | 1 | 0.18451 | 165 | 165 |  |  |  |  | 0.18451 | 30.4441
48852 | SRB_GN2_2 | 2 | Houston | YES | 0.053905 | 140.8 | 26 | 176 | 0 | 1.0217 | GST | 1 | 0.18454 | 176 | 176 |  |  |  |  | 0.18454 | 32.4789
48855 | SRB_GT211035 | B2 | Houston | YES | 0.053925 | 0 | 0 | 12 |  | 1.014 | GGT | 1 | 0.18456 | 12 | 12 |  |  |  |  | 0.18456 | 2.2147
48855 | SRB_GT211035 | B1 | Houston | YES | 0.053925 | 0 | 0 | 18 |  | 1.014 | GGT | 1 | 0.18456 | 18 | 18 |  |  |  |  | 0.18456 | 3.3221
48761 | PR_GT1__9040 | 1 | Houston | YES | 0.054303 | 26 | 0 | 35 |  | 1 | Cogen | 1 | 0.18494 | 0 | 0 |  |  |  |  | 0.18494 | 0
48641 | DPEC_GT15040 | 1 | Houston | YES | 0.05467 | 163.2 | 98 | 163.2 | 0 | 1.0319 | CC | 1 | 0.1853 | 163.2 | 163.2 |  |  |  |  | 0.1853 | 30.2417
48642 | DPEC_GT25025 | 2 | Houston | YES | 0.05467 | 157.1 | 98 | 157.1 | 0 | 1.0319 | CC | 1 | 0.1853 | 157.1 | 157.1 |  |  |  |  | 0.1853 | 29.1113
48643 | DPEC_GT35010 | 3 | Houston | YES | 0.05467 | 157.5 | 98 | 157.5 | 0 | 1.0319 | CC | 1 | 0.1853 | 157.5 | 157.5 |  |  |  |  | 0.1853 | 29.1855
48644 | DPEC_GT45070 | 4 | Houston | YES | 0.05467 | 157 | 98 | 157 | 0 | 1.0319 | CC | 1 | 0.1853 | 157 | 157 |  |  |  |  | 0.1853 | 29.0928
48645 | DPEC_ST55065 | 5 | Houston | YES | 0.05467 | 282 | 0 | 282 | 0 | 1.0319 | CC | 1 | 0.1853 | 282 | 282 |  |  |  |  | 0.1853 | 52.2559
48841 | SJS_GT1_GT1 | 1 | Houston | YES | 0.055078 | 62.4 | 49 | 78 | 0 | 1.0362 | Cogen | 1 | 0.18571 | 0 | 0 |  |  |  |  | 0.18571 | 0
48842 | SJS_GT2_GT2 | 2 | Houston | YES | 0.055078 | 64.8 | 49 | 81 | 0 | 1.0362 | Cogen | 1 | 0.18571 | 0 | 0 |  |  |  |  | 0.18571 | 0
48691 | GBY_73741085 | B | Houston | YES | 0.05559 | 37.6 | 20 | 47 | 0 | 1.0362 | GGT | 1 | 0.18622 | 47 | 47 |  |  |  |  | 0.18622 | 8.7525
48691 | GBY_73741085 | A | Houston | YES | 0.05559 | 37.6 | 20 | 47 | 0 | 1.0362 | GGT | 1 | 0.18622 | 47 | 47 |  |  |  |  | 0.18622 | 8.7525
48692 | GBY_81821075 | D | Houston | YES | 0.05559 | 44 | 20 | 55 | 0 | 1.0362 | GGT | 1 | 0.18622 | 55 | 55 |  |  |  |  | 0.18622 | 10.2423
48692 | GBY_81821075 | C | Houston | YES | 0.05559 | 37.6 | 20 | 47 | 0 | 1.0362 | GGT | 1 | 0.18622 | 47 | 47 |  |  |  |  | 0.18622 | 8.7525
48693 | GBY_83841065 | E | Houston | YES | 0.05559 | 45.6 | 20 | 57 | 0 | 1.0362 | GGT | 1 | 0.18622 | 57 | 57 |  |  |  |  | 0.18622 | 10.6148
48693 | GBY_83841065 | F | Houston | YES | 0.05559 | 43.2 | 20 | 54 | 0 | 1.0362 | GGT | 1 | 0.18622 | 54 | 54 |  |  |  |  | 0.18622 | 10.0561
48531 | BYU_GT1_8075 | 1 | Houston | YES | 0.056624 | 65 | 0 | 65 |  | 1.0362 | Cogen | 1 | 0.18726 | 0 | 0 |  |  |  |  | 0.18726 | 0
48532 | BYU_GT2_8055 | 2 | Houston | YES | 0.056624 | 62 | 0 | 62 |  | 1.0362 | Cogen | 1 | 0.18726 | 0 | 0 |  |  |  |  | 0.18726 | 0
48533 | BYU_GT3_8060 | 3 | Houston | YES | 0.056624 | 67 | 0 | 67 |  | 1.0362 | Cogen | 1 | 0.18726 | 0 | 0 |  |  |  |  | 0.18726 | 0
48534 | BYU_GT4_8065 | 4 | Houston | YES | 0.056624 | 65 | 0 | 65 |  | 1.0362 | Cogen | 1 | 0.18726 | 0 | 0 |  |  |  |  | 0.18726 | 0
48561 | CTL_GT2_8130 | 1 | Houston | YES | 0.057444 | 73.5 | 30.3 | 91.9 |  | 1.0362 | Cogen | 1 | 0.18808 | 0 | 0 |  |  |  |  | 0.18808 | 0
48562 | CTL_GT3_8135 | 2 | Houston | YES | 0.057444 | 70.1 | 30.3 | 87.6 |  | 1.0362 | Cogen | 1 | 0.18808 | 0 | 0 |  |  |  |  | 0.18808 | 0
48563 | CTL_GT4_8140 | 3 | Houston | YES | 0.057444 | 69.6 | 30.3 | 87 |  | 1.0362 | Cogen | 1 | 0.18808 | 0 | 0 |  |  |  |  | 0.18808 | 0
48564 | CTL_GN1_8145 | 4 | Houston | YES | 0.057444 | 43.6 | 12.9 | 54.5 |  | 1.0362 | Cogen | 1 | 0.18808 | 0 | 0 |  |  |  |  | 0.18808 | 0
48565 | CTL_GN2_8155 | 5 | Houston | YES | 0.057444 | 9.8 | 3.4 | 12.2 |  | 1.0362 | Cogen | 1 | 0.18808 | 0 | 0 |  |  |  |  | 0.18808 | 0
48772 | PHR_GN2_2 | MB | Houston | YES | 0.059597 | 0 | 72 | 459 |  | 1.0362 | GSC | 1 | 0.19023 | 0 | 0 |  |  |  |  | 0.19023 | 0
38580 | TNBP_CGN1_8 | 1 | Houston | YES | 0.062676 | 70.8 | 0 | 70.8 | 0 | 1.005 | Cogen | 1 | 0.19331 | 0 | 0 |  |  |  |  | 0.19331 | 0
38590 | TNBP_CGN2_8 | 2 | Houston | YES | 0.062676 | 66.7 | 0 | 66.7 | 0 | 1.005 | Cogen | 1 | 0.19331 | 0 | 0 |  |  |  |  | 0.19331 | 0
38600 | TNBP_CGN3_8 | 5 | Houston | YES | 0.062676 | 53 | 0 | 53 | 0 | 1.005 | Cogen | 1 | 0.19331 | 0 | 0 |  |  |  |  | 0.19331 | 0
38611 | TNBPAMCG1_8 | 1 | Houston | YES | 0.062676 | 153.2 | 0 | 153.2 | 0 | 1.005 | Cogen | 1 | 0.19331 | 0 | 0 |  |  |  |  | 0.19331 | 0
38612 | TNBPAMCG2_8 | 2 | Houston | YES | 0.062676 | 153.5 | 0 | 153.5 | 0 | 1.005 | Cogen | 1 | 0.19331 | 0 | 0 |  |  |  |  | 0.19331 | 0
38613 | TNBPAMCG3_8 | 3 | Houston | YES | 0.062676 | 152.3 | 0 | 152.3 | 0 | 1.005 | Cogen | 1 | 0.19331 | 0 | 0 |  |  |  |  | 0.19331 | 0
38614 | TNBPAMCG4_8 | 4 | Houston | YES | 0.062676 | 96 | 0 | 96 |  | 1.005 | Cogen | 1 | 0.19331 | 0 | 0 |  |  |  |  | 0.19331 | 0
38615 | TNBPAMCG5_8 | 1 | Houston | YES | 0.062676 | 244 | 0 | 244 | 0 | 1.005 | Cogen | 1 | 0.19331 | 0 | 0 |  |  |  |  | 0.19331 | 0
38690 | TNBP_CGN4_8 | 3 | Houston | YES | 0.062676 | 40 | 0 | 40 |  | 1.005 | Cogen | 1 | 0.19331 | 0 | 0 |  |  |  |  | 0.19331 | 0
38711 | TNTXCTY1CG8 | 1 | Houston | YES | 0.062676 | 100.3 | 59 | 100.3 | 0 | 1 | Cogen | 1 | 0.19331 | 0 | 0 |  |  |  |  | 0.19331 | 0
38712 | TNTXCTY2CG8 | 1 | Houston | YES | 0.062676 | 92.9 | 59 | 92.9 | 0 | 1 | Cogen | 1 | 0.19331 | 0 | 0 |  |  |  |  | 0.19331 | 0
38713 | TNTXCTY3CG8 | 1 | Houston | YES | 0.062676 | 102.7 | 59 | 102.7 | 0 | 1 | Cogen | 1 | 0.19331 | 0 | 0 |  |  |  |  | 0.19331 | 0
38714 | TNTXCTY4CG8 | 1 | Houston | YES | 0.062676 | 103 | 59 | 103 | 0 | 1 | Cogen | 1 | 0.19331 | 0 | 0 |  |  |  |  | 0.19331 | 0
39470 | TNDOWCGNSG8 | 1 | Houston | YES | 0.062676 | 32 | 10 | 32 | 0 | 0.985 | Cogen | 1 | 0.19331 | 0 | 0 |  |  |  |  | 0.19331 | 0
39480 | TNDOWCGNGG8 | 1 | Houston | YES | 0.062676 | 30 | 10 | 30 | 0 | 0.985 | Cogen | 1 | 0.19331 | 0 | 0 |  |  |  |  | 0.19331 | 0
48921 | WAP_GN1_1 | 1 | Houston | YES | 0.069841 | 132.8 | 37 | 166 | 0 | 1.0362 | GST | 1 | 0.20048 | 166 | 166 |  |  |  |  | 0.20048 | 33.2789
48922 | WAP_GN2_2 | 2 | Houston | YES | 0.069841 | 132.8 | 37 | 166 | 0 | 1.0362 | GST | 1 | 0.20048 | 166 | 166 |  |  |  |  | 0.20048 | 33.2789
48923 | WAP_GN3_3 | 3 | Houston | YES | 0.069841 | 198.4 | 93 | 248 | 0 | 1.0362 | GST | 1 | 0.20048 | 248 | 248 |  |  |  |  | 0.20048 | 49.7179
48924 | WAP_GN4_4 | 4 | Houston | YES | 0.069841 | 546 | 217 | 546 | 0 | 1.0362 | GSC | 1 | 0.20048 | 546 | 546 |  |  |  |  | 0.20048 | 109.4596
48925 | WAP_GN5_5 | 5 | Houston | YES | 0.069841 | 586.1 | 278 | 654 | 0 | 0.985 | LIGCO | 1 | 0.20048 | 0 | 654 |  |  |  |  | 0.20048 | 131.1109
48929 | WAPGT21_GT1 | B1 | Houston | YES | 0.069841 | 0 | 0 | 13 |  | 1.05 | GGT | 1 | 0.20048 | 13 | 13 |  |  |  |  | 0.20048 | 2.6062
48510 | AK_GT1__8040 | 1 | Houston | YES | 0.070042 | 33.4 | 8.1 | 34 |  | 1.029 | Cogen | 1 | 0.20068 | 0 | 0 |  |  |  |  | 0.20068 | 0
48730 | MNS_GT | 1 | Houston | YES | 0.071711 | 43 | 0 | 46.1 |  | 1.029 | Cogen | 1 | 0.20235 | 0 | 0 |  |  |  |  | 0.20235 | 0
48521 | BVE_GT1_GT1 | 1 | Houston | YES | 0.071796 | 167.7 | 0 | 167.7 |  | 1.035 | CC | 1 | 0.20243 | 167.7 | 167.7 |  |  |  |  | 0.20243 | 33.9476
48522 | BVE_GT2_5035 | 2 | Houston | YES | 0.071796 | 166.4 | 0 | 166.4 |  | 1.035 | CC | 1 | 0.20243 | 166.4 | 166.4 |  |  |  |  | 0.20243 | 33.6844
48523 | BVE_ST1_GN1 | 3 | Houston | YES | 0.071796 | 252.4 | 0 | 252.4 |  | 1.035 | CC | 1 | 0.20243 | 252.4 | 252.4 |  |  |  |  | 0.20243 | 51.0934
48926 | WAP_GN6_6 | 6 | Houston | YES | 0.07189 | 651 | 280 | 651 |  | 1.035 | LIGCO | 1 | 0.20252 | 0 | 651 |  |  |  |  | 0.20252 | 131.8434
48927 | WAP_GN7_7 | 7 | Houston | YES | 0.07189 | 564 | 277 | 564 |  | 1.035 | LIGCO | 1 | 0.20252 | 0 | 564 |  |  |  |  | 0.20252 | 114.2238
48928 | WAP_GN8_8 | 8 | Houston | YES | 0.07189 | 603 | 275 | 603 |  | 1.035 | LIGCO | 1 | 0.20252 | 0 | 603 |  |  |  |  | 0.20252 | 122.1222
7022 | L_BUCHAN1_1Y | 1 | South | YES | 0.075274 | 0 | 0 | 18 |  | 1 | Hydro | 1 | 0.20591 | 0 | 0 | 0 | 0 |  |  | 0.20591 | 0
7023 | L_BUCHAN1_2Y | 2 | South | YES | 0.075274 | 0 | 0 | 18 |  | 1 | Hydro | 1 | 0.20591 | 0 | 0 | 0 | 0 |  |  | 0.20591 | 0
7024 | L_BUCHAN1_3Y | 3 | South | YES | 0.075274 | 0 | 0 | 15 |  | 1 | Hydro | 1 | 0.20591 | 0 | 0 | 0 | 0 |  |  | 0.20591 | 0
7026 | L_INKSDA1_1Y | 1 | South | YES | 0.080521 | 0 | 0 | 13.7 |  | 1 | Hydro | 1 | 0.21116 | 0 | 0 | 0 | 0 |  |  | 0.21116 | 0
39760 | TNSCLP1___8 | 1 | Houston | YES | 0.082666 | 93.4 | 20 | 116.8 | 0 | 1.04 | Cogen | 1 | 0.2133 | 0 | 0 |  |  |  |  | 0.2133 | 0
39770 | TNSCLP2___8 | 1 | Houston | YES | 0.082666 | 91.6 | 20 | 114.5 | 0 | 1.04 | Cogen | 1 | 0.2133 | 0 | 0 |  |  |  |  | 0.2133 | 0
39775 | TNSCLP4___8 | 1 | Houston | YES | 0.082666 | 95.2 | 20 | 119 | 0 | 1.04 | Cogen | 1 | 0.2133 | 0 | 0 |  |  |  |  | 0.2133 | 0
39790 | TNSCLP3___8 | 1 | Houston | YES | 0.082666 | 87.6 | 20 | 109.5 | 0 | 1.027 | Cogen | 1 | 0.2133 | 0 | 0 |  |  |  |  | 0.2133 | 0
48520 | BSF_GT1_8070 | 1 | Houston | YES | 0.085913 | 72 | 0 | 72 | 0 | 1.0326 | Cogen | 1 | 0.21655 | 0 | 0 |  |  |  |  | 0.21655 | 0
48520 | BSF_GT1_8070 | 2 | Houston | YES | 0.085913 | 10 | 0 | 10 | 0 | 1.0326 | Cogen | 1 | 0.21655 | 0 | 0 |  |  |  |  | 0.21655 | 0
8032 | AMISTADHYD1 | 1 | South | YES | 0.086592 | 33 | 13 | 33 | 0 | 1.0375 | Hydro | 1 | 0.21723 | 0 | 0 | 0 | 0 |  |  | 0.21723 | 0
8033 | AMISTADHYD2 | 2 | South | YES | 0.086592 | 25 | 13 | 25 | 0 | 1.0375 | Hydro | 1 | 0.21723 | 0 | 0 | 0 | 0 |  |  | 0.21723 | 0
88253 | HAMILTON | F | South | YES | 0.086592 | 0 | 0 | 0 | 0 | 1.04 | BLT | 1 | 0.21723 | 0 | 0 | 0 | 0 |  |  | 0.21723 | 0
49851 | DOW17000 | 37 | Houston | YES | 0.08998 | 39 | 0 | 62 | 0 | 1 | Cogen | 1 | 0.22061 | 0 | 0 |  |  |  |  | 0.22061 | 0
49858 | DOW38100 | 31 | Houston | YES | 0.08998 | 45 | 0 | 71.4 |  | 1 | Cogen | 1 | 0.22061 | 0 | 0 |  |  |  |  | 0.22061 | 0
49859 | DOW38200 | 33 | Houston | YES | 0.08998 | 28 | 0 | 45 | 0 | 1 | Cogen | 1 | 0.22061 | 0 | 0 |  |  |  |  | 0.22061 | 0
49860 | DOW38300 | 32 | Houston | YES | 0.08998 | 63 | 0 | 101 |  | 1 | Cogen | 1 | 0.22061 | 0 | 0 |  |  |  |  | 0.22061 | 0
49862 | DOW39100 | 36 | Houston | YES | 0.08998 | 54 | 0 | 86 | 0 | 1 | Cogen | 1 | 0.22061 | 0 | 0 |  |  |  |  | 0.22061 | 0
49863 | DOW39200 | 35 | Houston | YES | 0.08998 | 55 | 0 | 88 | 0 | 1 | Cogen | 1 | 0.22061 | 0 | 0 |  |  |  |  | 0.22061 | 0
49865 | DOW41000 | 41 | Houston | YES | 0.08998 | 31 | 0 | 50 |  | 1 | Cogen | 1 | 0.22061 | 0 | 0 |  |  |  |  | 0.22061 | 0
49866 | DOW42000 | 42 | Houston | YES | 0.08998 | 11 | 0 | 18 |  | 1 | Cogen | 1 | 0.22061 | 0 | 0 |  |  |  |  | 0.22061 | 0
49869 | DOW49000 | 45 | Houston | YES | 0.08998 | 59 | 0 | 94 |  | 1 | Cogen | 1 | 0.22061 | 0 | 0 |  |  |  |  | 0.22061 | 0
49870 | DOW61000 | 61 | Houston | YES | 0.08998 | 44 | 0 | 70 | 0 | 1 | Cogen | 1 | 0.22061 | 0 | 0 |  |  |  |  | 0.22061 | 0
49871 | DOW62000 | 62 | Houston | YES | 0.08998 | 40 | 0 | 63 | 0 | 1 | Cogen | 1 | 0.22061 | 0 | 0 |  |  |  |  | 0.22061 | 0
49872 | DOW63000 | 63 | Houston | YES | 0.08998 | 45 | 0 | 72 | 0 | 1 | Cogen | 1 | 0.22061 | 0 | 0 |  |  |  |  | 0.22061 | 0
49873 | DOW64000 | 64 | Houston | YES | 0.08998 | 41 | 0 | 64.8 | 0 | 1 | Cogen | 1 | 0.22061 | 0 | 0 |  |  |  |  | 0.22061 | 0
49876 | DOW65000 | 65 | Houston | YES | 0.08998 | 63 | 0 | 101 | 0 | 1 | Cogen | 1 | 0.22061 | 0 | 0 |  |  |  |  | 0.22061 | 0
49877 | DOW66000 | 66 | Houston | YES | 0.08998 | 61 | 0 | 97 | 0 | 1 | Cogen | 1 | 0.22061 | 0 | 0 |  |  |  |  | 0.22061 | 0
49878 | DOW67000 | 67 | Houston | YES | 0.08998 | 65 | 0 | 103 | 0 | 1 | Cogen | 1 | 0.22061 | 0 | 0 |  |  |  |  | 0.22061 | 0
49882 | DOW81000 | 81 | Houston | YES | 0.08998 | 47 | 0 | 76 | 0 | 1 | Cogen | 1 | 0.22061 | 0 | 0 |  |  |  |  | 0.22061 | 0
49884 | DOW82000 | 82 | Houston | YES | 0.08998 | 51 | 0 | 80 | 0 | 1 | Cogen | 1 | 0.22061 | 0 | 0 |  |  |  |  | 0.22061 | 0
49885 | DOW83000 | 83 | Houston | YES | 0.08998 | 51 | 0 | 80 | 0 | 1 | Cogen | 1 | 0.22061 | 0 | 0 |  |  |  |  | 0.22061 | 0
49886 | DOW84000 | 84 | Houston | YES | 0.08998 | 107 | 0 | 171 | 0 | 0.98 | Cogen | 1 | 0.22061 | 0 | 0 |  |  |  |  | 0.22061 | 0
48911 | TGF_GT1_8000 | 1 | Houston | YES | 0.10424 | 69.2 | 0 | 69.2 |  | 1.029 | Cogen | 1 | 0.23487 | 0 | 0 |  |  |  |  | 0.23487 | 0
7035 | L_WIRTZ_1G1Y | 1 | South | YES | 0.107 | 0 | 0 | 29 |  | 1 | Hydro | 1 | 0.23764 | 0 | 0 | 0 | 0 |  |  | 0.23764 | 0
7036 | L_WIRTZ_1G2Y | 2 | South | YES | 0.107 | 23 | 0 | 29.8 |  | 1 | Hydro | 1 | 0.23764 | 0 | 0 | 0 | 0 |  |  | 0.23764 | 0
7000 | L_FERGUS1_1Y | 1 | South | YES | 0.10749 | 400 | 65 | 423.3 | 0 | 1.015 | GSC | 1 | 0.23812 | 423.3 | 423.3 | 45.5001 | 423.3 |  |  | 0.23812 | 100.7977
48731 | CBE_GT1 | 1 | Houston | YES | 0.10919 | 76 | 0 | 76 | 0 | 1.029 | CC | 1 | 0.23982 | 76 | 76 |  |  |  |  | 0.23982 | 18.2267
48732 | CBE_GT2 | 1 | Houston | YES | 0.10919 | 76 | 0 | 76 | 0 | 1.029 | CC | 1 | 0.23982 | 76 | 76 |  |  |  |  | 0.23982 | 18.2267
48733 | CBE_ST12 | 1 | Houston | YES | 0.10919 | 105 | 0 | 105 | 0 | 1.029 | CC | 1 | 0.23982 | 105 | 105 |  |  |  |  | 0.23982 | 25.1816
48734 | CBE_GT3 | 1 | Houston | YES | 0.10919 | 76 | 0 | 76 | 0 | 1.029 | CC | 1 | 0.23982 | 76 | 76 |  |  |  |  | 0.23982 | 18.2267
48735 | CBE_GT4 | 1 | Houston | YES | 0.10919 | 76 | 0 | 76 | 0 | 1.029 | CC | 1 | 0.23982 | 76 | 76 |  |  |  |  | 0.23982 | 18.2267
48736 | CBE_ST34 | 1 | Houston | YES | 0.10919 | 105 | 0 | 105 | 0 | 1.029 | CC | 1 | 0.23982 | 105 | 105 |  |  |  |  | 0.23982 | 25.1816
8262 | ELPS | 1 | South | YES | 0.11068 | 6 | 6 | 6 | 0 | 1.15 | Hydro | 1 | 0.24132 | 0 | 0 | 0 | 0 |  |  | 0.24132 | 0
5911 | STP_GN1___1 | 1 | Houston | YES | 0.11125 | 1333 | 1249 | 1333 | 0 | 1.0406 | Nuc | 1 | 0.24189 | 0 | 0 |  |  |  |  | 0.24189 | 0
5912 | STP_GN2___2 | 2 | Houston | YES | 0.11125 | 1332 | 1249 | 1332 | 0 | 1.0406 | Nuc | 1 | 0.24189 | 0 | 0 |  |  |  |  | 0.24189 | 0
80010 | EPLVT1 | F | South | YES | 0.11629 | 0 | 0 | 0 |  | 1.0376 | #N/A | 1 | 0.24692 | 0 | 0 | 0 | 0 |  |  | 0.24692 | 0
7028 | L_MARBFA1_1Y | 1 | South | YES | 0.11831 | 0 | 0 | 18 |  | 1 | Hydro | 1 | 0.24895 | 0 | 0 | 0 | 0 |  |  | 0.24895 | 0
7029 | L_MARBFA1_2Y | 2 | South | YES | 0.11831 | 0 | 0 | 18 |  | 1 | Hydro | 1 | 0.24895 | 0 | 0 | 0 | 0 |  |  | 0.24895 | 0
7031 | L_MARSFO1G1Y | 1 | South | YES | 0.14286 | 0 | 0 | 36 |  | 1 | Hydro | 1 | 0.27349 | 0 | 0 | 0 | 0 |  |  | 0.27349 | 0
7032 | L_MARSFO1G2Y | 2 | South | YES | 0.14286 | 0 | 0 | 35 |  | 1 | Hydro | 1 | 0.27349 | 0 | 0 | 0 | 0 |  |  | 0.27349 | 0
7033 | L_MARSFO1G3Y | 3 | South | YES | 0.14286 | 0 | 0 | 36 |  | 1 | Hydro | 1 | 0.27349 | 0 | 0 | 0 | 0 |  |  | 0.27349 | 0
8134 | FOR #1 | 1 | South | YES | 0.14778 | 54.1 | 45 | 79 | 0 | 1.03 | Cogen | 1 | 0.27841 | 0 | 0 | 0 | 0 |  |  | 0.27841 | 0
8138 | FOR #2 | 2 | South | YES | 0.14778 | 63.1 | 45 | 81 | 0 | 1.03 | Cogen | 1 | 0.27841 | 0 | 0 | 0 | 0 |  |  | 0.27841 | 0
8153 | FOR #3 | 3 | South | YES | 0.14778 | 63.1 | 45 | 79.9 | 0 | 1.03 | Cogen | 1 | 0.27841 | 0 | 0 | 0 | 0 |  |  | 0.27841 | 0
8154 | FOR #4 | 4 | South | YES | 0.14778 | 63.1 | 60 | 80 | 0 | 1.03 | Cogen | 1 | 0.27841 | 0 | 0 | 0 | 0 |  |  | 0.27841 | 0
8155 | FOR #5 | 5 | South | YES | 0.14778 | 63.1 | 60 | 78.4 | 0 | 1.03 | Cogen | 1 | 0.27841 | 0 | 0 | 0 | 0 |  |  | 0.27841 | 0
8156 | FOR #6 | 6 | South | YES | 0.14778 | 24.9 | 5 | 25 | 0 | 1.03 | Cogen | 1 | 0.27841 | 0 | 0 | 0 | 0 |  |  | 0.27841 | 0
8157 | FOR #7 | 7 | South | YES | 0.14778 | 28.8 | 5 | 46 | 0 | 1.03 | Cogen | 1 | 0.27841 | 0 | 0 | 0 | 0 |  |  | 0.27841 | 0
80051 | FOR #8 | 8 | South | YES | 0.14778 | 28 | 28 | 28 | 0 | 1.016 | Cogen | 1 | 0.27841 | 0 | 0 | 0 | 0 |  |  | 0.27841 | 0
80052 | FOR #9 | 9 | South | YES | 0.14778 | 29.7 | 5 | 43.6 | 0 | 1.03 | Cogen | 1 | 0.27841 | 0 | 0 | 0 | 0 |  |  | 0.27841 | 0
80053 | FOR #10 | 10 | South | YES | 0.14778 | 68.4 | 45 | 75 | 0 | 1.03 | Cogen | 1 | 0.27841 | 0 | 0 | 0 | 0 |  |  | 0.27841 | 0
80226 | ALCOA G | 1 | South | YES | 0.14882 | 32.3 | 5 | 48 | 0 | 1.015 | Cogen | 1 | 0.27945 | 0 | 0 | 0 | 0 |  |  | 0.27945 | 0
8147 | UCAR #2 | 10 | South | YES | 0.15235 | 18.2 | 0 | 28 |  | 1 | Cogen | 1 | 0.28298 | 0 | 0 | 0 | 0 |  |  | 0.28298 | 0
8148 | UCAR #1 | 2 | South | YES | 0.15235 | 6.1 | 0 | 7 | 0 | 1.009 | Cogen | 1 | 0.28298 | 0 | 0 | 0 | 0 |  |  | 0.28298 | 0
80137 | CSDR89 | 9 | South | YES | 0.15235 | 0 | 0 | 15 |  | 1.003 | DCTie | 1 | 0.28298 | 0 | 0 | 0 | 0 |  |  | 0.28298 | 0
80137 | CSDR89 | 8 | South | YES | 0.15235 | 33.9 | 0 | 39 |  | 1.003 | DCTie | 1 | 0.28298 | 0 | 0 | 0 | 0 |  |  | 0.28298 | 0
80138 | CSDR7 | 7 | South | YES | 0.15235 | 6.1 | 0 | 7 | 0 | 1.014 | DCTie | 1 | 0.28298 | 0 | 0 | 0 | 0 |  |  | 0.28298 | 0
80139 | CSDR56 | 6 | South | YES | 0.15235 | 0 | 0 | 39 |  | 1.0033 | DCTie | 1 | 0.28298 | 0 | 0 | 0 | 0 |  |  | 0.28298 | 0
80139 | CSDR56 | 5 | South | YES | 0.15235 | 15 | 0 | 15 |  | 1.0033 | DCTie | 1 | 0.28298 | 0 | 0 | 0 | 0 |  |  | 0.28298 | 0
80140 | CSDR11 | 11 | South | YES | 0.15235 | 33.9 | 0 | 39 | 0 | 1.03 | DCTie | 1 | 0.28298 | 0 | 0 | 0 | 0 |  |  | 0.28298 | 0
80227 | AIRCO G | 1 | South | YES | 0.15282 | 7.2 | 0 | 8 | 0 | 1.0104 | Cogen | 1 | 0.28346 | 0 | 0 | 0 | 0 |  |  | 0.28346 | 0
80224 | VISTRONG1 | 1 | South | YES | 0.15363 | 13.1 | 0 | 15 | 0 | 1.01 | Cogen | 1 | 0.28427 | 0 | 0 | 0 | 0 |  |  | 0.28427 | 0
80225 | VISTRONG2 | 2 | South | YES | 0.15363 | 20.2 | 0 | 23 | 0 | 1.01 | Cogen | 1 | 0.28427 | 0 | 0 | 0 | 0 |  |  | 0.28427 | 0
5503 | RAYBURNGEN3 | 1 | South | YES | 0.15523 | 17.6 | 6 | 22 | 0 | 1.0223 | GST | 1 | 0.28587 | 22 | 22 | 3.4151 | 22 |  |  | 0.28587 | 6.2891
5505 | RAYBURNGEN1 | 1 | South | YES | 0.15523 | 0 | 1 | 11 |  | 1.0223 | GGT | 1 | 0.28587 | 11 | 11 | 1.7076 | 11 |  |  | 0.28587 | 3.1446
5506 | RAYBURNGEN2 | 1 | South | YES | 0.15523 | 0 | 1 | 11 |  | 1.0223 | GGT | 1 | 0.28587 | 11 | 11 | 1.7076 | 11 |  |  | 0.28587 | 3.1446
8066 | DUP1V#1 | 1 | South | YES | 0.15593 | 52.3 | 0 | 73 | 0 | 1.01 | Cogen | 1 | 0.28656 | 0 | 0 | 0 | 0 |  |  | 0.28656 | 0
5508 | RAYBURNCC9 | 1 | South | YES | 0.15626 | 47.7 | 18.2 | 47.7 | 0 | 1.0296 | CC | 1 | 0.28689 | 47.7 | 47.7 | 7.4535 | 47.7 |  |  | 0.28689 | 13.6847
5509 | RAYBURNCC10 | 1 | South | YES | 0.15626 | 37.3 | 5.2 | 37.3 | 0 | 1.0296 | CC | 1 | 0.28689 | 37.3 | 37.3 | 5.8284 | 37.3 |  |  | 0.28689 | 10.7011
5511 | RAYBURNCC7 | 1 | South | YES | 0.15626 | 47.5 | 18.2 | 47.5 | 0 | 1.0296 | CC | 1 | 0.28689 | 47.5 | 47.5 | 7.4222 | 47.5 |  |  | 0.28689 | 13.6273
5512 | RAYBURNCC8 | 1 | South | YES | 0.15626 | 49.3 | 18.2 | 49.3 | 0 | 1.0296 | CC | 1 | 0.28689 | 49.3 | 49.3 | 7.7035 | 49.3 |  |  | 0.28689 | 14.1437
80265 | LARECU40A | 4 | South | YES | 0.15627 | 80 | 0 | 100 |  | 1.039 | GGT | 1 | 0.2869 | 100 | 100 | 15.6266 | 100 |  |  | 0.2869 | 28.69
80266 | LARECU50A | 5 | South | YES | 0.15627 | 80 | 0 | 100 |  | 1.039 | GGT | 1 | 0.2869 | 100 | 100 | 15.6266 | 100 |  |  | 0.2869 | 28.69
80012 | LAR | F | South | YES | 0.15627 | 0 | 0 | 0 | 0 | 1.04 | DCTie | 1 | 0.2869 | 0 | 0 | 0 | 0 |  |  | 0.2869 | 0
8173 | VICEC51A | 5 | South | YES | 0.15729 | 144 | 18 | 144 | 0 | 1.025 | CC | 1 | 0.28792 | 144 | 144 | 22.6493 | 144 |  |  | 0.28792 | 41.4607
8174 | VICEC61A | 6 | South | YES | 0.15729 | 188 | 42 | 188 | 0 | 1.025 | CC | 1 | 0.28792 | 188 | 188 | 29.57 | 188 |  |  | 0.28792 | 54.1292
8926 | LGE_GT10A | 1 | South | YES | 0.15763 | 158 | 0 | 158 | 0 | 1.03 | Cogen | 1 | 0.28826 | 0 | 0 | 0 | 0 |  |  | 0.28826 | 0
8927 | LGE_GT20A | 2 | South | YES | 0.15763 | 153 | 0 | 153 | 0 | 1.03 | Cogen | 1 | 0.28826 | 0 | 0 | 0 | 0 |  |  | 0.28826 | 0
8928 | LGE_STG0A | 3 | South | YES | 0.15763 | 100 | 0 | 100 | 0 | 1.03 | Cogen | 1 | 0.28826 | 0 | 0 | 0 | 0 |  |  | 0.28826 | 0
8930 | ICPGN10A | 1 | South | YES | 0.15763 | 149 | 0 | 149 | 0 | 1.03 | Cogen | 1 | 0.28826 | 0 | 0 | 0 | 0 |  |  | 0.28826 | 0
8931 | ICPGN20A | 2 | South | YES | 0.15763 | 150 | 0 | 150 | 0 | 1.03 | Cogen | 1 | 0.28826 | 0 | 0 | 0 | 0 |  |  | 0.28826 | 0
8932 | ICPGN30A | 3 | South | YES | 0.15763 | 127 | 0 | 127 | 0 | 1.03 | Cogen | 1 | 0.28826 | 0 | 0 | 0 | 0 |  |  | 0.28826 | 0
80223 | REYSHR G | 1 | South | YES | 0.15763 | 12 | 0 | 12 | 0 | 1.032 | Cogen | 1 | 0.28826 | 0 | 0 | 0 | 0 |  |  | 0.28826 | 0
88299 | ZAPATA | F | South | YES | 0.15766 | 0 | 0 | 0 | 0 | 1.02 | BLT | 1 | 0.2883 | 0 | 0 | 0 | 0 |  |  | 0.2883 | 0
5728 | FALCONHYDRO2 | 2 | South | YES | 0.15863 | 12 | 0 | 12 | 0 | 1.0227 | Hydro | 1 | 0.28926 | 0 | 0 | 0 | 0 |  |  | 0.28926 | 0
5729 | FALCONHYDRO3 | 3 | South | YES | 0.15863 | 11 | 0 | 11 | 0 | 1.0227 | Hydro | 1 | 0.28926 | 0 | 0 | 0 | 0 |  |  | 0.28926 | 0
8048 | FALCONHYDRO1 | 1 | South | YES | 0.15863 | 12 | 0 | 12 | 0 | 1.0227 | Hydro | 1 | 0.28926 | 0 | 0 | 0 | 0 |  |  | 0.28926 | 0
8560 | CNOPGT1 | 1 | South | YES | 0.15893 | 148.3 | 0 | 148.3 | 0 | 1.03 | Cogen | 1 | 0.28957 | 0 | 0 | 0 | 0 |  |  | 0.28957 | 0
8561 | CNOPGT2 | 2 | South | YES | 0.15893 | 148.6 | 0 | 148.6 | 0 | 1.03 | Cogen | 1 | 0.28957 | 0 | 0 | 0 | 0 |  |  | 0.28957 | 0
8562 | CNOPST1 | 3 | South | YES | 0.15893 | 153 | 0 | 153 | 0 | 1.03 | Cogen | 1 | 0.28957 | 0 | 0 | 0 | 0 |  |  | 0.28957 | 0
8456 | COSW#1 | 1 | South | YES | 0.15901 | 20 | 0 | 20 | 0 | 1.027 | Cogen | 1 | 0.28964 | 0 | 0 | 0 | 0 |  |  | 0.28964 | 0
8457 | COSW#2 | 2 | South | YES | 0.15901 | 14 | 0 | 14 | 0 | 1.027 | Cogen | 1 | 0.28964 | 0 | 0 | 0 | 0 |  |  | 0.28964 | 0
88508 | FALFURRI | F | South | YES | 0.1591 | 0 | 0 | 0 | 0 | 1 | AVR | 1 | 0.28974 | 0 | 0 | 0 | 0 |  |  | 0.28974 | 0
8459 | B_DAVIS0B | MB | South | YES | 0.15918 | 0 | 50 | 339 |  | 1.03 | GSC | 1 | 0.28981 | 0 | 0 | 0 | 0 |  |  | 0.28981 | 0
8460 | B_DAVIS0A | MB | South | YES | 0.15918 | 0 | 50 | 340 |  | 1.03 | GSC | 1 | 0.28981 | 0 | 0 | 0 | 0 |  |  | 0.28981 | 0
8506 | VAL #1 | 1 | South | YES | 0.15923 | 20.9 | 0 | 25 | 0 | 1.0055 | Cogen | 1 | 0.28986 | 0 | 0 | 0 | 0 |  |  | 0.28986 | 0
8507 | VAL #2 | 2 | South | YES | 0.15923 | 20.9 | 0 | 25 | 0 | 1.0055 | Cogen | 1 | 0.28986 | 0 | 0 | 0 | 0 |  |  | 0.28986 | 0
8461 | KOCH_UP0A | 1 | South | YES | 0.15935 | 38 | 0 | 38 | 0 | 1.012 | Cogen | 1 | 0.28999 | 0 | 0 | 0 | 0 |  |  | 0.28999 | 0
8511 | OXY_CC0A | 1 | South | YES | 0.15938 | 30.3 | 0 | 38 |  | 1.027 | Cogen | 1 | 0.29002 | 0 | 0 | 0 | 0 |  |  | 0.29002 | 0
8933 | FGNTS001 | 1 | South | YES | 0.15964 | 146.5 | 0 | 146.5 | 0 | 1.03 | CC | 1 | 0.29027 | 146.5 | 146.5 | 23.3867 | 146.5 |  |  | 0.29027 | 42.5246
8934 | FGNTS101 | 2 | South | YES | 0.15964 | 147.9 | 0 | 147.9 | 0 | 1.03 | CC | 1 | 0.29027 | 147.9 | 147.9 | 23.6102 | 147.9 |  |  | 0.29027 | 42.931
8935 | FGNTS201 | 3 | South | YES | 0.15964 | 173 | 0 | 173 | 0 | 1.03 | CC | 1 | 0.29027 | 173 | 173 | 27.617 | 173 |  |  | 0.29027 | 50.2168
8936 | MVGN#1 | 1 | South | YES | 0.1598 | 216.6 | 0 | 216.6 | 0 | 1.0304 | CC | 1 | 0.29044 | 216.6 | 216.6 | 34.6129 | 216.6 |  |  | 0.29044 | 62.9083
8937 | MVGN#2 | 2 | South | YES | 0.1598 | 216.7 | 0 | 216.7 | 0 | 1.0304 | CC | 1 | 0.29044 | 216.7 | 216.7 | 34.6289 | 216.7 |  |  | 0.29044 | 62.9374
8938 | MVGN#3 | 3 | South | YES | 0.1598 | 250.9 | 0 | 250.9 | 0 | 1.0304 | CC | 1 | 0.29044 | 250.9 | 250.9 | 40.0941 | 250.9 |  |  | 0.29044 | 72.8703
8981 | HECN1 | 1 | South | YES | 0.1598 | 144.8 | 0 | 144.8 | 0 | 1.0304 | CC | 1 | 0.29044 | 144.8 | 144.8 | 23.1393 | 144.8 |  |  | 0.29044 | 42.0552
8982 | HECN2 | 2 | South | YES | 0.1598 | 144.1 | 0 | 144.1 | 0 | 1.0304 | CC | 1 | 0.29044 | 144.1 | 144.1 | 23.0275 | 144.1 |  |  | 0.29044 | 41.8519
8983 | HECN3 | 3 | South | YES | 0.1598 | 171.9 | 0 | 171.9 | 0 | 1.0304 | CC | 1 | 0.29044 | 171.9 | 171.9 | 27.47 | 171.9 |  |  | 0.29044 | 49.926
8517 | CELANEBI0A | 1 | South | YES | 0.15988 | 29 | 0 | 29 | 0 | 1.02 | Cogen | 1 | 0.29052 | 0 | 0 | 0 | 0 |  |  | 0.29052 | 0
5932 | SI_RAY9 | 9 | South | YES | 0.15992 | 32 | 32 | 38 | 0 | 1.035 | CC | 1 | 0.29056 | 38 | 38 | 6.0771 | 38 |  |  | 0.29056 | 11.0412
5933 | SI_RAY6 | 6 | South | YES | 0.15992 | 15.4 | 10 | 19.3 | 0 | 1.035 | GST | 1 | 0.29056 | 19.3 | 19.3 | 3.0865 | 19.3 |  |  | 0.29056 | 5.6078
5935 | SI_RAY10 | 10 | South | YES | 0.15992 | 47 | 10 | 47 | 0 | 1.03 | CC | 1 | 0.29056 | 47 | 47 | 7.5164 | 47 |  |  | 0.29056 | 13.6562
80003 | MILHWYS | F | South | YES | 0.15992 | 0 | 0 | 0 | 0 | 1.0168 | AVR | 1 | 0.29056 | 0 | 0 | 0 | 0 |  |  | 0.29056 | 0
80080 | GWINDT11A | 1 | South | YES | 0.15999 | 40.6 | 0 | 94 | 0 | 1.025 | Wind | 1 | 0.29063 | 0 | 94 | 15.0393 | 94 |  |  | 0.29063 | 27.319
80080 | GWINDT11A | 2 | South | YES | 0.15999 | 17.7 | 0 | 41 | 0 | 1.025 | Wind | 1 | 0.29063 | 0 | 41 | 6.5597 | 41 |  |  | 0.29063 | 11.9157
80080 | GWINDT11A | 4 | South | YES | 0.15999 | 8.2 | 0 | 19 | 0 | 1.025 | Wind | 1 | 0.29063 | 0 | 19 | 3.0399 | 19 |  |  | 0.29063 | 5.5219
80080 | GWINDT11A | 3 | South | YES | 0.15999 | 16.4 | 0 | 38 | 0 | 1.025 | Wind | 1 | 0.29063 | 0 | 38 | 6.0797 | 38 |  |  | 0.29063 | 11.0438
80081 | GWINDT21A | 1 | South | YES | 0.15999 | 40.6 | 0 | 94 | 0 | 1.025 | Wind | 1 | 0.29063 | 0 | 94 | 15.0393 | 94 |  |  | 0.29063 | 27.319
80081 | GWINDT21A | 3 | South | YES | 0.15999 | 18.6 | 0 | 43 | 0 | 1.025 | Wind | 1 | 0.29063 | 0 | 43 | 6.8797 | 43 |  |  | 0.29063 | 12.497
80081 | GWINDT21A | 2 | South | YES | 0.15999 | 15.5 | 0 | 36 | 0 | 1.025 | Wind | 1 | 0.29063 | 0 | 36 | 5.7597 | 36 |  |  | 0.29063 | 10.4626
80081 | GWINDT21A | 4 | South | YES | 0.15999 | 9.5 | 0 | 22 | 0 | 1.025 | Wind | 1 | 0.29063 | 0 | 22 | 3.5198 | 22 |  |  | 0.29063 | 6.3938
80180 | PNSCALT11A | 1 | South | YES | 0.15999 | 63 | 0 | 146 | 0 | 1.025 | Wind | 1 | 0.29063 | 0 | 146 | 23.359 | 146 |  |  | 0.29063 | 42.4316
80180 | PNSCALT11A | 2 | South | YES | 0.15999 | 21.6 | 0 | 50 | 0 | 1.025 | Wind | 1 | 0.29063 | 0 | 50 | 7.9996 | 50 |  |  | 0.29063 | 14.5314
80181 | PNSCALT21A | 1 | South | YES | 0.15999 | 23.7 | 0 | 55 | 0 | 1.025 | Wind | 1 | 0.29063 | 0 | 55 | 8.7996 | 55 |  |  | 0.29063 | 15.9845
80181 | PNSCALT21A | 2 | South | YES | 0.15999 | 21.6 | 0 | 50 | 0 | 1.025 | Wind | 1 | 0.29063 | 0 | 50 | 7.9996 | 50 |  |  | 0.29063 | 14.5314
8161 | COLETO0A | 1 | South | YES | 0.1647 | 633 | 200 | 633 | 0 | 1.03 | LIGCO | 1 | 0.29533 | 0 | 633 | 104.2526 | 633 |  |  | 0.29533 | 186.9442
7020 | L_AUSTPL1_1Y | 1 | South | YES | 0.16527 | 0 | 0 | 8 |  | 1 | Hydro | 1 | 0.29591 | 0 | 0 | 0 | 0 |  |  | 0.29591 | 0
7020 | L_AUSTPL1_1Y | 2 | South | YES | 0.16527 | 0 | 0 | 8 |  | 1 | Hydro | 1 | 0.29591 | 0 | 0 | 0 | 0 |  |  | 0.29591 | 0
88198 | BEEVILLE | F | South | YES | 0.16598 | 0 | 0 | 0 | 0 | 1.02 | AVR | 1 | 0.29661 | 0 | 0 | 0 | 0 |  |  | 0.29661 | 0
7004 | L_SIMGID1_1Y | 1 | South | YES | 0.16799 | 132 | 40 | 132 | 0 | 1.02 | GST | 1 | 0.29863 | 132 | 132 | 22.1752 | 132 |  |  | 0.29863 | 39.419
7005 | L_SIMGID1_2Y | 2 | South | YES | 0.16799 | 133 | 32 | 139 | 0 | 1.02 | GST | 1 | 0.29863 | 139 | 139 | 23.3512 | 139 |  |  | 0.29863 | 41.5094
7006 | L_SIMGID1_3Y | 3 | South | YES | 0.16799 | 324.9 | 60 | 329 | 0 | 1.02 | GST | 1 | 0.29863 | 329 | 329 | 55.27 | 329 |  |  | 0.29863 | 98.2488
5890 | PEARSALLGEN1 | 1 | South | YES | 0.16842 | 19.2 | 6 | 24 | 0 | 1.0161 | GST | 1 | 0.29905 | 24 | 24 | 4.042 | 24 |  |  | 0.29905 | 7.1772
5891 | PEARSALLGEN2 | 1 | South | YES | 0.16842 | 19.4 | 6 | 24.3 | 0 | 1.0161 | GST | 1 | 0.29905 | 24.3 | 24.3 | 4.0925 | 24.3 |  |  | 0.29905 | 7.267
5892 | PEARSALLGEN3 | 1 | South | YES | 0.16842 | 19.1 | 6 | 23.9 | 0 | 1.0161 | GST | 1 | 0.29905 | 23.9 | 23.9 | 4.0252 | 23.9 |  |  | 0.29905 | 7.1473
9000 | DECKR_G1 | 1 | South | YES | 0.1748 | 280 | 50 | 321 | 0 | 1.015 | GST | 1 | 0.30543 | 321 | 321 | 56.1098 | 321 |  |  | 0.30543 | 98.0435
9001 | DECKR_G2 | 2 | South | YES | 0.1748 | 400 | 50 | 426 | 0 | 1.015 | GST | 1 | 0.30543 | 426 | 426 | 74.4635 | 426 |  |  | 0.30543 | 130.1138
8189 | CUECPL2A | 1 | South | YES | 0.17515 | 12 | 0 | 12 | 0 | 1.02 | Cogen | 1 | 0.30579 | 0 | 0 | 0 | 0 |  |  | 0.30579 | 0
9002 | DECKR_G3 | 3 | South | YES | 0.1776 | 0 | 24 | 42 |  | 1.015 | GGT | 1 | 0.30823 | 42 | 42 | 7.4591 | 42 |  |  | 0.30823 | 12.9458
9003 | DECKR_G4 | 4 | South | YES | 0.1776 | 44 | 24 | 44 | 0 | 1.015 | GGT | 1 | 0.30823 | 44 | 44 | 7.8143 | 44 |  |  | 0.30823 | 13.5622
9004 | DECKR_G5 | 5 | South | YES | 0.1776 | 44 | 24 | 44 | 0 | 1.015 | GGT | 1 | 0.30823 | 44 | 44 | 7.8143 | 44 |  |  | 0.30823 | 13.5622
9005 | DECKR_G6 | 6 | South | YES | 0.1776 | 44 | 24 | 47 | 0 | 1.015 | GGT | 1 | 0.30823 | 47 | 47 | 8.3471 | 47 |  |  | 0.30823 | 14.4869
5903 | SANMIGUELGEN | 1 | South | YES | 0.1802 | 396.3 | 180 | 396.3 | 0 | 1.0331 | LIGCO | 1 | 0.31083 | 0 | 396.3 | 71.4129 | 396.3 |  |  | 0.31083 | 123.1833
9016 | SANDH_G1 | 1 | South | YES | 0.18272 | 45 | 2 | 49 | 0 | 1.0175 | GGT | 1 | 0.31336 | 49 | 49 | 8.9534 | 49 |  |  | 0.31336 | 15.3545
9017 | SANDH_G2 | 2 | South | YES | 0.18272 | 45 | 2 | 46 | 0 | 1.0175 | GGT | 1 | 0.31336 | 46 | 46 | 8.4052 | 46 |  |  | 0.31336 | 14.4144
9018 | SANDH_G3 | 3 | South | YES | 0.18272 | 45 | 2 | 46 | 0 | 1.0175 | GGT | 1 | 0.31336 | 46 | 46 | 8.4052 | 46 |  |  | 0.31336 | 14.4144
9019 | SANDH_G4 | 4 | South | YES | 0.18272 | 0 | 2 | 47 |  | 1.0175 | GGT | 1 | 0.31336 | 47 | 47 | 8.5879 | 47 |  |  | 0.31336 | 14.7278
9020 | SANDHG5A | 5A | South | YES | 0.18272 | 150 | 84 | 155 | 0 | 1.0175 | CC | 1 | 0.31336 | 155 | 155 | 28.3219 | 155 |  |  | 0.31336 | 48.5702
9021 | SANDHG5C | 5C | South | YES | 0.18272 | 140 | 0 | 148 | 0 | 1.0175 | CC | 1 | 0.31336 | 148 | 148 | 27.0429 | 148 |  |  | 0.31336 | 46.3768
7624 | L_LAKEWO9_1Y | 1 | South | YES | 0.18356 | 0 | 0 | 2.4 |  | 1 | Hydro | 1 | 0.31419 | 0 | 0 | 0 | 0 |  |  | 0.31419 | 0
7624 | L_LAKEWO9_1Y | 2 | South | YES | 0.18356 | 0 | 0 | 2.4 |  | 1 | Hydro | 1 | 0.31419 | 0 | 0 | 0 | 0 |  |  | 0.31419 | 0
7303 | L_WPPGS12_1Y | 2 | South | YES | 0.18522 | 50 | 0 | 50 | 0 | 1.025 | GGT | 1 | 0.31585 | 50 | 50 | 9.2608 | 50 |  |  | 0.31585 | 15.7925
7303 | L_WPPGS12_1Y | 1 | South | YES | 0.18522 | 50 | 0 | 50 | 0 | 1.025 | GGT | 1 | 0.31585 | 50 | 50 | 9.2608 | 50 |  |  | 0.31585 | 15.7925
7305 | L_WPPGS34_1Y | 4 | South | YES | 0.18522 | 50 | 0 | 50 | 0 | 1.025 | GGT | 1 | 0.31585 | 50 | 50 | 9.2608 | 50 |  |  | 0.31585 | 15.7925
7305 | L_WPPGS34_1Y | 3 | South | YES | 0.18522 | 50 | 0 | 50 | 0 | 1.025 | GGT | 1 | 0.31585 | 50 | 50 | 9.2608 | 50 |  |  | 0.31585 | 15.7925
5264 | LEON_LCP3G3 | 3 | South | YES | 0.18695 | 0 | 20 | 58 |  | 1.0197 | GST | 1 | 0.31758 | 58 | 58 | 10.8429 | 58 |  |  | 0.31758 | 18.4197
5265 | LEON_LCP4G4 | 4 | South | YES | 0.18695 | 71.2 | 25 | 89 | 0 | 1.0197 | GST | 1 | 0.31758 | 89 | 89 | 16.6382 | 89 |  |  | 0.31758 | 28.2647
5266 | LEON_LCPCT1 | 1 | South | YES | 0.18695 | 44 | 24 | 44 | 0 | 1.0197 | GGT | 1 | 0.31758 | 44 | 44 | 8.2256 | 44 |  |  | 0.31758 | 13.9735
5267 | LEON_LCPCT2 | 2 | South | YES | 0.18695 | 44 | 24 | 44 | 0 | 1.0197 | GGT | 1 | 0.31758 | 44 | 44 | 8.2256 | 44 |  |  | 0.31758 | 13.9735
5268 | LEON_LCPCT3 | 3 | South | YES | 0.18695 | 43 | 24 | 43 | 0 | 1.0197 | GGT | 1 | 0.31758 | 43 | 43 | 8.0387 | 43 |  |  | 0.31758 | 13.656
5269 | LEON_LCPCT4 | 4 | South | YES | 0.18695 | 45 | 24 | 45 | 0 | 1.0197 | GGT | 1 | 0.31758 | 45 | 45 | 8.4126 | 45 |  |  | 0.31758 | 14.2911
5026 | BRAUNIG_VHB1 | 1 | South | YES | 0.1881 | 215 | 40 | 215 | 0 | 1.0192 | GST | 1 | 0.31873 | 215 | 215 | 40.4409 | 215 |  |  | 0.31873 | 68.5273
5027 | BRAUNIG_VHB2 | 2 | South | YES | 0.1881 | 172.8 | 40 | 216 | 0 | 1.0192 | GST | 1 | 0.31873 | 216 | 216 | 40.629 | 216 |  |  | 0.31873 | 68.846
5031 | BRA_VHBCT1 | 1 | South | YES | 0.1881 | 44 | 24 | 44 | 0 | 1.0192 | #N/A | 1 | 0.31873 | 44 | 44 | 8.2763 | 44 |  |  | 0.31873 | 14.0242
5032 | BRA_VHBCT2 | 2 | South | YES | 0.1881 | 44 | 24 | 44 | 0 | 1.0192 | #N/A | 1 | 0.31873 | 44 | 44 | 8.2763 | 44 |  |  | 0.31873 | 14.0242
5033 | BRA_VHBCT3 | 3 | South | YES | 0.1881 | 43 | 24 | 43 | 0 | 1.0192 | #N/A | 1 | 0.31873 | 43 | 43 | 8.0882 | 43 |  |  | 0.31873 | 13.7055
5034 | BRA_VHBCT4 | 4 | South | YES | 0.1881 | 45 | 24 | 45 | 0 | 1.0192 | #N/A | 1 | 0.31873 | 45 | 45 | 8.4644 | 45 |  |  | 0.31873 | 14.3429
5401 | CALAVER_JKS1 | 1 | South | YES | 0.18815 | 562 | 100 | 562 | 0 | 1.018 | LIGCO | 1 | 0.31878 | 0 | 562 | 105.7392 | 562 |  |  | 0.31878 | 179.1557
5028 | BRAUNIG_VHB3 | 3 | South | YES | 0.18821 | 407 | 60 | 407 | 0 | 1.0138 | GST | 1 | 0.31885 | 407 | 407 | 76.6019 | 407 |  |  | 0.31885 | 129.7701
5396 | CALAVER_OWS1 | 1 | South | YES | 0.18838 | 418 | 80 | 418 | 0 | 1.0192 | GST | 1 | 0.31901 | 418 | 418 | 78.7424 | 418 |  |  | 0.31901 | 133.3476
5397 | CALAVER_OWS2 | 2 | South | YES | 0.18838 | 400 | 80 | 400 | 0 | 1.0192 | GST | 1 | 0.31901 | 400 | 400 | 75.3516 | 400 |  |  | 0.31901 | 127.6054
5476 | BRA_AVR1_CT1 | 1 | South | YES | 0.18852 | 155 | 90 | 155 | 0 | 1.017 | CC | 1 | 0.31916 | 155 | 155 | 29.2214 | 155 |  |  | 0.31916 | 49.4697
5477 | BRA_AVR1_ST1 | 1 | South | YES | 0.18852 | 174 | 138 | 174 | 0 | 1.017 | CC | 1 | 0.31916 | 174 | 174 | 32.8034 | 174 |  |  | 0.31916 | 55.5337
5478 | BRA_AVR1_CT2 | 1 | South | YES | 0.18852 | 155 | 90 | 155 | 0 | 1.017 | CC | 1 | 0.31916 | 155 | 155 | 29.2214 | 155 |  |  | 0.31916 | 49.4697
5111 | CALAVER_JTD1 | 1 | South | YES | 0.18878 | 430 | 80 | 430 | 0 | 1.0138 | LIGCO | 1 | 0.31941 | 0 | 430 | 81.1741 | 430 |  |  | 0.31941 | 137.3469
5112 | CALAVER_JTD2 | 2 | South | YES | 0.18878 | 430 | 80 | 430 | 0 | 1.0138 | LIGCO | 1 | 0.31941 | 0 | 430 | 81.1741 | 430 |  |  | 0.31941 | 137.3469
5436 | TUTTL_WBT1G1 | 1 | South | YES | 0.18954 | 48.8 | 20 | 61 | 0 | 1.012 | GST | 1 | 0.32017 | 61 | 61 | 11.5618 | 61 |  |  | 0.32017 | 19.5305
5438 | TUTTL_WBT3G3 | 3 | South | YES | 0.18954 | 95 | 25 | 95 | 0 | 1.012 | GST | 1 | 0.32017 | 95 | 95 | 18.0061 | 95 |  |  | 0.32017 | 30.4164
5439 | TUTTL_WBT4G4 | 4 | South | YES | 0.18954 | 120.8 | 40 | 151 | 0 | 1.012 | GST | 1 | 0.32017 | 151 | 151 | 28.6202 | 151 |  |  | 0.32017 | 48.346
7487 | L_CANYHY8_1Y | 1 | South | YES | 0.19204 | 0 | 0 | 6 |  | 1 | Hydro | 1 | 0.32267 | 0 | 0 | 0 | 0 |  |  | 0.32267 | 0
7605 | L_MCQUEE9_1Y | 2 | South | YES | 0.19334 | 0 | 0 | 2.4 |  | 1.025 | Hydro | 1 | 0.32398 | 0 | 0 | 0 | 0 |  |  | 0.32398 | 0
7605 | L_MCQUEE9_1Y | 1 | South | YES | 0.19334 | 0 | 0 | 2.4 |  | 1.025 | Hydro | 1 | 0.32398 | 0 | 0 | 0 | 0 |  |  | 0.32398 | 0
7605 | L_MCQUEE9_1Y | 3 | South | YES | 0.19334 | 0 | 0 | 2.8 |  | 1.025 | Hydro | 1 | 0.32398 | 0 | 0 | 0 | 0 |  |  | 0.32398 | 0
7609 | L_SCHUMA8_1Y | 1 | South | YES | 0.19549 | 0 | 0 | 4 |  | 1 | Hydro | 1 | 0.32612 | 0 | 0 | 0 | 0 |  |  | 0.32612 | 0
7800 | L_GUADGE1_1Y | 1 | South | YES | 0.19608 | 147 | 30 | 147 | 0 | 1.02 | CC | 1 | 0.32672 | 147 | 147 | 28.8242 | 147 |  |  | 0.32672 | 48.0275
7801 | L_GUADGE1_2Y | 2 | South | YES | 0.19608 | 138 | 30 | 138 | 0 | 1.02 | CC | 1 | 0.32672 | 138 | 138 | 27.0595 | 138 |  |  | 0.32672 | 45.087
7802 | L_GUADGE1_3Y | 3 | South | YES | 0.19608 | 146 | 30 | 146 | 0 | 1.02 | CC | 1 | 0.32672 | 146 | 146 | 28.6281 | 146 |  |  | 0.32672 | 47.7007
7803 | L_GUADGE1_4Y | 4 | South | YES | 0.19608 | 149 | 30 | 149 | 0 | 1.02 | CC | 1 | 0.32672 | 149 | 149 | 29.2164 | 149 |  |  | 0.32672 | 48.6809
7804 | L_GUADGE1_5Y | 5 | South | YES | 0.19608 | 182 | 30 | 182 | 0 | 1.02 | CC | 1 | 0.32672 | 182 | 182 | 35.6871 | 182 |  |  | 0.32672 | 59.4626
7805 | L_GUADGE1_6Y | 6 | South | YES | 0.19608 | 203 | 30 | 203 | 0 | 1.02 | CC | 1 | 0.32672 | 203 | 203 | 39.8048 | 203 |  |  | 0.32672 | 66.3236
7810 | L_RIONOG1G1Y | 1 | South | YES | 0.20346 | 148 | 0 | 148 | 0 | 1.02 | CC | 1 | 0.3341 | 148 | 148 | 30.1124 | 148 |  |  | 0.3341 | 49.4463
7811 | L_RIONOG1G2Y | 2 | South | YES | 0.20346 | 148 | 0 | 148 | 0 | 1.02 | CC | 1 | 0.3341 | 148 | 148 | 30.1124 | 148 |  |  | 0.3341 | 49.4463
7812 | L_RIONOG1G3Y | 3 | South | YES | 0.20346 | 154 | 0 | 154 | 0 | 1.02 | CC | 1 | 0.3341 | 154 | 154 | 31.3331 | 154 |  |  | 0.3341 | 51.4509
7813 | L_RIONOG1S1Y | 4 | South | YES | 0.20346 | 293 | 0 | 293 | 0 | 1.02 | CC | 1 | 0.3341 | 293 | 293 | 59.6144 | 293 |  |  | 0.3341 | 97.8903
7014 | L_HAYSEN1_1Y | 1 | South | YES | 0.21184 | 223.9 | 74 | 223.9 | 0 | 1.008 | CC | 1 | 0.34247 | 223.9 | 223.9 | 47.4301 | 223.9 |  |  | 0.34247 | 76.6791
7015 | L_HAYSEN1_2Y | 2 | South | YES | 0.21184 | 225 | 74 | 225 | 0 | 1.008 | CC | 1 | 0.34247 | 225 | 225 | 47.6631 | 225 |  |  | 0.34247 | 77.0559
7016 | L_HAYSEN1_3Y | 3 | South | YES | 0.21184 | 224.6 | 74 | 224.6 | 0 | 1.008 | CC | 1 | 0.34247 | 224.6 | 224.6 | 47.5784 | 224.6 |  |  | 0.34247 | 76.9189
7017 | L_HAYSEN1_4Y | 4 | South | YES | 0.21184 | 226.7 | 74 | 226.7 | 0 | 1.008 | CC | 1 | 0.34247 | 226.7 | 226.7 | 48.0232 | 226.7 |  |  | 0.34247 | 77.638
7012 | L_FPPYD21_3Y | 3 | South | YES | 0.22632 | 427.5 | 200 | 436 | 0 | 1.02 | LIGCO | 1 | 0.35696 | 0 | 436 | 98.6777 | 436 |  |  | 0.35696 | 155.6343
7010 | L_FPPYD11_1Y | 1 | South | YES | 0.22659 | 547.4 | 200 | 606 | 0 | 1.02 | LIGCO | 1 | 0.35722 | 0 | 606 | 137.3111 | 606 |  |  | 0.35722 | 216.4756
7011 | L_FPPYD11_2Y | 2 | South | YES | 0.22659 | 552.2 | 200 | 598 | 0 | 1.02 | LIGCO | 1 | 0.35722 | 0 | 598 | 135.4984 | 598 |  |  | 0.35722 | 213.6178
7807 | L_BASTEN1_1Y | 1 | South | YES | 0.2575 | 152.5 | 83.5 | 152.5 | 0 | 1.004 | CC | 1 | 0.38813 | 152.5 | 152.5 | 39.2684 | 152.5 |  |  | 0.38813 | 59.1902
7808 | L_BASTEN1_2Y | 1 | South | YES | 0.2575 | 149.5 | 83.5 | 149.5 | 0 | 1.004 | CC | 1 | 0.38813 | 149.5 | 149.5 | 38.496 | 149.5 |  |  | 0.38813 | 58.0258
7809 | L_BASTEN1_3Y | 1 | South | YES | 0.2575 | 232.6 | 42 | 232.6 | 0 | 1.004 | CC | 1 | 0.38813 | 232.6 | 232.6 | 59.894 | 232.6 |  |  | 0.38813 | 90.2796
7007 | L_LOSTPI1_1Y | 1 | South | YES | 0.2658 | 158.6 | 110 | 158 | 0 | 1 | CC | 1 | 0.39644 | 158 | 158 | 41.9966 | 158 |  |  | 0.39644 | 62.6368
7008 | L_LOSTPI1_2Y | 2 | South | YES | 0.2658 | 157.7 | 107 | 160 | 0 | 1 | CC | 1 | 0.39644 | 160 | 160 | 42.5282 | 160 |  |  | 0.39644 | 63.4297
7009 | L_LOSTPI1_3Y | 3 | South | YES | 0.2658 | 173.9 | 72 | 175 | 0 | 1 | CC | 1 | 0.39644 | 175 | 175 | 46.5152 | 175 |  |  | 0.39644 | 69.3762
Note on AL4: Zonal Cap - Zonal Impact

## Distributed Slack - Bound Gen
Number of Bus | Name of Bus | ID | Area Name of Gen | AGC | P Sensitivity of Bus | Gen MW | Min MW | Max MW | V Sensitivity of Bus | Set Volt | Tech Type | Zone Impact | Zone Correlation | Inc Max | Dec Max | Souce S.F. Weighting | Souce Capacity | Sink S.F. Weighting | Sink Capacity | PTDF Calc | PTDF Weighting | max of zone correlation | -0.22872 |  |  | Neg PTDF weight | Pos PTDF weight
13432 | SANDOW_5G | 5 | South | YES | -0.36038 | 581 | 225 | 581 | 0 | 1.029 | LIGCO | 1 | -0.22872 | 0 | 581 | -209.3831 | 581 |  |  | -0.22872 | -132.8868 |  |  |  |  | -132.8868 | 0
3432 | SANDOW_4G | 4 | South | YES | -0.22475 | 580 | 225 | 580 | 0 | 1.029 | LIGCO | 1 | -0.093091 | 0 | 580 | -130.3573 | 580 |  |  | -0.093091 | -53.9927 |  |  |  |  | -53.9927 | 0
8139 | JOS #1 | MB | South | YES | 0 | 0 | 45 | 255 |  | 1.02 | GST | 1 | 0.13166 | 0 | 0 | 0 | 0 |  |  | 0.13166 | 0 |  |  |  |  | 0 | 0
8285 | LAR #1 | MB | South | YES | 0 | 0 | 9 | 32 |  | 1.0497 | GST | 1 | 0.13166 | 0 | 0 | 0 | 0 |  |  | 0.13166 | 0 |  |  | Weighted Shift Factors |  | 0 | 0
8287 | LAR #2 | MB | South | YES | 0 | 0 | 9 | 32 |  | 1.04 | GST | 1 | 0.13166 | 0 | 0 | 0 | 0 |  |  | 0.13166 | 0 |  |  | South | 0.1646 | 0 | 0
8288 | LAR #3 | MB | South | YES | 0 | 0 | 25 | 105 |  | 1.04 | GST | 1 | 0.13166 | 0 | 0 | 0 | 0 |  |  | 0.13166 | 0 |  |  | North | -0.13166 | 0 | 0
8388 | BATES0A | MB | South | YES | 0 | 0 | 21 | 71 |  | 1.033 | GST | 1 | 0.13166 | 0 | 0 | 0 | 0 |  |  | 0.13166 | 0 |  |  |  |  | 0 | 0
8393 | BATES0B | MB | South | YES | 0 | 0 | 25 | 110 |  | 1.03 | GST | 1 | 0.13166 | 0 | 0 | 0 | 0 |  |  | 0.13166 | 0 | North |  |  |  | 0 | 0
8437 | NUECES_B0C | MB | South | YES | 0 | 0 | 7 | 30 |  | 1.03 | GST | 1 | 0.13166 | 0 | 0 | 0 | 0 |  |  | 0.13166 | 0 | Line Rating |  | 1072 |  | 0 | 0
8438 | NUECES_B0B | MB | South | YES | 0 | 0 | 26 | 169 |  | 1.03 | GST | 1 | 0.13166 | 0 | 0 | 0 | 0 |  |  | 0.13166 | 0 | Impact Counter to Zone: |  | 186.8795 |  | 0 | 0
39190 | TNSLCGN1__8 | 1 | Houston | YES | 0 | 0 | 10 | 30 |  | 1.03 | Cogen | 1 | 0.13166 | 0 | 0 |  |  |  |  | 0.13166 | 0 |  |  | 17.43% |  | 0 | 0
5934 | SI_RAY5 | 5 | South | YES | 0 | 0 | 10 | 15 |  | 1.035 | GST | 1 | 0.13166 | 15 | 15 | 0 | 15 |  |  | 0.13166 | 1.9749 |  |  |  |  | 0 | 0
48591 | CHE_GT2_5030 | 2 | Houston | YES | 0.027606 | 173 | 50 | 173 | 0 | 1.029 | Cogen | 1 | 0.15927 | 0 | 0 |  |  |  |  | 0.15927 | 0 | South |  |  |  | 0 | 0
48811 | CVC_GT3_5045 | 3 | Houston | YES | 0.027606 | 156 | 91.8 | 156 | 0 | 1.029 | Cogen | 1 | 0.15927 | 0 | 0 |  |  |  |  | 0.15927 | 0 | Line Rating |  | 1072 |  | 0 | 0
48812 | CVC_GT2_5020 | 2 | Houston | YES | 0.027606 | 158 | 91.8 | 158 | 0 | 1.029 | Cogen | 1 | 0.15927 | 0 | 0 |  |  |  |  | 0.15927 | 0 | Impact Counter to Zone: |  | 0 |  | 0 | 0
48813 | CVC_GT1_5035 | 1 | Houston | YES | 0.027606 | 160 | 91.8 | 160 | 0 | 1.029 | Cogen | 1 | 0.15927 | 0 | 0 |  |  |  |  | 0.15927 | 0 |  |  | 0% |  | 0 | 0
48814 | CVC_ST5_5040 | 1 | Houston | YES | 0.027606 | 162 | 91.8 | 162 | 0 | 1.029 | Cogen | 1 | 0.15927 | 0 | 0 |  |  |  |  | 0.15927 | 0 |  |  |  |  | 0 | 0
48886 | THW_5354 | C | Houston | YES | 0.03456 | 45.6 | 5 | 57 |  | 1.0319 | GGT | 1 | 0.16622 | 57 | 57 |  |  |  |  | 0.16622 | 9.4747 |  |  |  |  | 0 | 0
48887 | THW_5556 | F | Houston | YES | 0.03456 | 45.6 | 5 | 57 |  | 1.0319 | GGT | 1 | 0.16622 | 57 | 57 |  |  |  |  | 0.16622 | 9.4747 |  |  |  |  | 0 | 0
48885 | THW_5152 | A | Houston | YES | 0.03456 | 46.4 | 5 | 58 |  | 1.0319 | GGT | 1 | 0.16622 | 58 | 58 |  |  |  |  | 0.16622 | 9.6409 |  |  |  |  | 0 | 0
48886 | THW_5354 | D | Houston | YES | 0.03456 | 46.4 | 5 | 58 |  | 1.0319 | GGT | 1 | 0.16622 | 58 | 58 |  |  |  |  | 0.16622 | 9.6409 |  |  |  |  | 0 | 0
48885 | THW_5152 | B | Houston | YES | 0.03456 | 47.2 | 5 | 59 |  | 1.0319 | GGT | 1 | 0.16622 | 59 | 59 |  |  |  |  | 0.16622 | 9.8072 |  |  |  |  | 0 | 0
48887 | THW_5556 | E | Houston | YES | 0.03456 | 47.2 | 5 | 59 |  | 1.0319 | GGT | 1 | 0.16622 | 59 | 59 |  |  |  |  | 0.16622 | 9.8072 |  |  |  |  | 0 | 0
48690 | GBY_GN5_5 | 5 | Houston | YES | 0.035044 | 318.4 | 81 | 398 |  | 1.0362 | GSC | 1 | 0.16671 | 398 | 398 |  |  |  |  | 0.16671 | 66.3495 |  |  |  |  | 0 | 0
48597 | BTE_GT4_8055 | 3 | Houston | YES | 0.035411 | 158.9 | 130 | 158.9 | 0 | 1.0261 | CC | 1 | 0.16707 | 158.9 | 158.9 |  |  |  |  | 0.16707 | 26.5481 |  |  |  |  | 0 | 0
48596 | BTE_GT3_8045 | 2 | Houston | YES | 0.035411 | 161.4 | 130 | 161.4 | 0 | 1.0261 | CC | 1 | 0.16707 | 161.4 | 161.4 |  |  |  |  | 0.16707 | 26.9658 |  |  |  |  | 0 | 0
48595 | BTE_GT2_8075 | 1 | Houston | YES | 0.035411 | 162.8 | 130 | 162.8 | 0 | 1.0261 | CC | 1 | 0.16707 | 162.8 | 162.8 |  |  |  |  | 0.16707 | 27.1997 |  |  |  |  | 0 | 0
48598 | BTE_ST1_8070 | 4 | Houston | YES | 0.035411 | 269.2 | 60 | 269.2 | 0 | 1.0261 | CC | 1 | 0.16707 | 269.2 | 269.2 |  |  |  |  | 0.16707 | 44.9764 |  |  |  |  | 0 | 0
48583 | CBY_GT4_1 | 1 | Houston | YES | 0.03655 | 172 | 0 | 172 | 0 | 1.027 | GSC | 1 | 0.16821 | 172 | 172 |  |  |  |  | 0.16821 | 28.9327 |  |  |  |  | 0 | 0
48584 | CBY_GT4_2 | 2 | Houston | YES | 0.03655 | 172 | 0 | 172 | 0 | 1.027 | CC | 1 | 0.16821 | 172 | 172 |  |  |  |  | 0.16821 | 28.9327 |  |  |  |  | 0 | 0
48585 | CBY_ST4_1 | 3 | Houston | YES | 0.03655 | 172 | 0 | 172 | 0 | 1.027 | CC | 1 | 0.16821 | 172 | 172 |  |  |  |  | 0.16821 | 28.9327 |  |  |  |  | 0 | 0
48815 | CVC_GT4_8005 | 4 | Houston | YES | 0.036741 | 165 | 91.8 | 165 |  | 1.0362 | Cogen | 1 | 0.1684 | 0 | 0 |  |  |  |  | 0.1684 | 0 |  |  |  |  | 0 | 0
48791 | PSA_GT1_8160 | 1 | Houston | YES | 0.037104 | 52 | 20.8 | 65 | 0 | 1.0362 | Cogen | 1 | 0.16877 | 0 | 0 |  |  |  |  | 0.16877 | 0 |  |  |  |  | 0 | 0
48792 | PSA_GT2_8155 | 2 | Houston | YES | 0.037104 | 52.8 | 20.3 | 66 | 0 | 1.0362 | Cogen | 1 | 0.16877 | 0 | 0 |  |  |  |  | 0.16877 | 0 |  |  |  |  | 0 | 0
48793 | PSA_GT3_8150 | 3 | Houston | YES | 0.037104 | 56 | 20.3 | 70 | 0 | 1.0362 | Cogen | 1 | 0.16877 | 0 | 0 |  |  |  |  | 0.16877 | 0 |  |  |  |  | 0 | 0
48794 | PSA_GT4_8145 | 4 | Houston | YES | 0.037104 | 52.8 | 20.3 | 66 | 0 | 1.0362 | Cogen | 1 | 0.16877 | 0 | 0 |  |  |  |  | 0.16877 | 0 |  |  |  |  | 0 | 0
48795 | PSA_GT5_8140 | 5 | Houston | YES | 0.037104 | 51.2 | 20.3 | 64 | 0 | 1.0362 | Cogen | 1 | 0.16877 | 0 | 0 |  |  |  |  | 0.16877 | 0 |  |  |  |  | 0 | 0
48796 | PSA_GN1_8165 | 1 | Houston | YES | 0.037104 | 83.2 | 43.1 | 104 | 0 | 1.0362 | Cogen | 1 | 0.16877 | 0 | 0 |  |  |  |  | 0.16877 | 0 |  |  |  |  | 0 | 0
48797 | PSA_GT6_8135 | 6 | Houston | YES | 0.037104 | 47.2 | 34.5 | 59 | 0 | 1.0362 | Cogen | 1 | 0.16877 | 0 | 0 |  |  |  |  | 0.16877 | 0 |  |  |  |  | 0 | 0
48581 | CBY_GN1_1 | 1 | Houston | YES | 0.037128 | 595.2 | 108 | 744 | 0 | 1.0435 | GSC | 1 | 0.16879 | 744 | 744 |  |  |  |  | 0.16879 | 125.5806 |  |  |  |  | 0 | 0
48940 | WARVUE_GT1 | G1 | Houston | YES | 0.037151 | 15 | 0 | 15 |  | 1.021 | Cogen | 1 | 0.16881 | 0 | 0 |  |  |  |  | 0.16881 | 0 |  |  |  |  | 0 | 0
48651 | EP_1_2 | 1 | Houston | YES | 0.037172 | 4 | 0 | 5 | 0 | 1.0362 | Cogen | 1 | 0.16884 | 0 | 0 |  |  |  |  | 0.16884 | 0 |  |  |  |  | 0 | 0
48651 | EP_1_2 | 2 | Houston | YES | 0.037172 | 17.7 | 10 | 21 | 0 | 1.0362 | Cogen | 1 | 0.16884 | 0 | 0 |  |  |  |  | 0.16884 | 0 |  |  |  |  | 0 | 0
49803 | EXN_15GT | 1 | Houston | YES | 0.037825 | 33 | 8.3 | 34 |  | 1.0326 | Cogen | 1 | 0.16949 | 0 | 0 |  |  |  |  | 0.16949 | 0 |  |  |  |  | 0 | 0
49804 | EXN_16GT | 2 | Houston | YES | 0.037825 | 32 | 8.3 | 34.7 |  | 1.0326 | Cogen | 1 | 0.16949 | 0 | 0 |  |  |  |  | 0.16949 | 0 |  |  |  |  | 0 | 0
49805 | EXN_17GT | 3 | Houston | YES | 0.037825 | 31 | 8.3 | 32.7 |  | 1.0326 | Cogen | 1 | 0.16949 | 0 | 0 |  |  |  |  | 0.16949 | 0 |  |  |  |  | 0 | 0
49826 | EXN938GT | 5 | Houston | YES | 0.037825 | 43 | 9.2 | 45.9 |  | 1.0326 | Cogen | 1 | 0.16949 | 0 | 0 |  |  |  |  | 0.16949 | 0 |  |  |  |  | 0 | 0
49828 | EXN941GT | 10 | Houston | YES | 0.037825 | 17.7 | 5.4 | 17.7 | 0 | 1.0326 | Cogen | 1 | 0.16949 | 0 | 0 |  |  |  |  | 0.16949 | 0 |  |  |  |  | 0 | 0
49829 | EXN942GT | 11 | Houston | YES | 0.037825 | 20 | 5.4 | 20.4 | 0 | 1.0326 | Cogen | 1 | 0.16949 | 0 | 0 |  |  |  |  | 0.16949 | 0 |  |  |  |  | 0 | 0
49830 | EXN943GT | 12 | Houston | YES | 0.037825 | 19 | 5.4 | 19.9 | 0 | 1.0326 | Cogen | 1 | 0.16949 | 0 | 0 |  |  |  |  | 0.16949 | 0 |  |  |  |  | 0 | 0
49831 | EXN944GT | 13 | Houston | YES | 0.037825 | 33 | 5.4 | 35 | 0 | 1.0326 | Cogen | 1 | 0.16949 | 0 | 0 |  |  |  |  | 0.16949 | 0 |  |  |  |  | 0 | 0
49832 | EXN945GT | 9 | Houston | YES | 0.037825 | 18.5 | 9.2 | 18.5 |  | 1.0326 | Cogen | 1 | 0.16949 | 0 | 0 |  |  |  |  | 0.16949 | 0 |  |  |  |  | 0 | 0
49837 | EXN_GT | 4 | Houston | YES | 0.037825 | 81 | 21.3 | 85.4 |  | 1.0326 | Cogen | 1 | 0.16949 | 0 | 0 |  |  |  |  | 0.16949 | 0 |  |  |  |  | 0 | 0
49838 | EXN_14GT | 14 | Houston | YES | 0.037825 | 140 | 0 | 148 |  | 1.0326 | Cogen | 1 | 0.16949 | 0 | 0 |  |  |  |  | 0.16949 | 0 |  |  |  |  | 0 | 0
48883 | THW_GT1_GT_1 | B2 | Houston | YES | 0.038004 | 0 | 0 | 12 |  | 1.043 | GGT | 1 | 0.16967 | 12 | 12 |  |  |  |  | 0.16967 | 2.036 |  |  |  |  | 0 | 0
48582 | CBY_GN2_2 | 2 | Houston | YES | 0.038502 | 596.8 | 110 | 746 | 0 | 1.0435 | GSC | 1 | 0.17017 | 746 | 746 |  |  |  |  | 0.17017 | 126.9432 |  |  |  |  | 0 | 0
48875 | THW_3132 | B | Houston | YES | 0.039518 | 53 | 5 | 53 | 0 | 1.0435 | CC | 1 | 0.17118 | 53 | 53 |  |  |  |  | 0.17118 | 9.0726 |  |  |  |  | 0 | 0
48875 | THW_3132 | A | Houston | YES | 0.039518 | 55 | 5 | 55 | 0 | 1.0435 | CC | 1 | 0.17118 | 55 | 55 |  |  |  |  | 0.17118 | 9.415 |  |  |  |  | 0 | 0
48877 | THW_3334 | C | Houston | YES | 0.039518 | 55 | 5 | 55 | 0 | 1.0435 | CC | 1 | 0.17118 | 55 | 55 |  |  |  |  | 0.17118 | 9.415 |  |  |  |  | 0 | 0
48879 | THW_4142 | F | Houston | YES | 0.039518 | 55 | 5 | 55 | 0 | 1.0435 | CC | 1 | 0.17118 | 55 | 55 |  |  |  |  | 0.17118 | 9.415 |  |  |  |  | 0 | 0
48879 | THW_4142 | E | Houston | YES | 0.039518 | 56 | 5 | 56 | 0 | 1.0435 | CC | 1 | 0.17118 | 56 | 56 |  |  |  |  | 0.17118 | 9.5861 |  |  |  |  | 0 | 0
48877 | THW_3334 | D | Houston | YES | 0.039518 | 57 | 5 | 57 | 0 | 1.0435 | CC | 1 | 0.17118 | 57 | 57 |  |  |  |  | 0.17118 | 9.7573 |  |  |  |  | 0 | 0
48881 | THW_4344 | G | Houston | YES | 0.039518 | 58 | 5 | 58 | 0 | 1.0435 | CC | 1 | 0.17118 | 58 | 58 |  |  |  |  | 0.17118 | 9.9285 |  |  |  |  | 0 | 0
48881 | THW_4344 | H | Houston | YES | 0.039518 | 58 | 5 | 58 | 0 | 1.0435 | CC | 1 | 0.17118 | 58 | 58 |  |  |  |  | 0.17118 | 9.9285 |  |  |  |  | 0 | 0
48873 | THW_ST3_ST_3 | 3 | Houston | YES | 0.039518 | 107 | 19 | 107 | 0 | 1.0435 | CC | 1 | 0.17118 | 107 | 107 |  |  |  |  | 0.17118 | 18.3164 |  |  |  |  | 0 | 0
48874 | THW_ST4_ST_4 | 4 | Houston | YES | 0.039518 | 108 | 19 | 108 | 0 | 1.0435 | CC | 1 | 0.17118 | 108 | 108 |  |  |  |  | 0.17118 | 18.4876 |  |  |  |  | 0 | 0
48593 | CHE_GT1_8015 | 1 | Houston | YES | 0.040756 | 173 | 50 | 173 | 0 | 1.0362 | Cogen | 1 | 0.17242 | 0 | 0 |  |  |  |  | 0.17242 | 0 |  |  |  |  | 0 | 0
48594 | CHE_GN4_8025 | 4 | Houston | YES | 0.040756 | 142 | 60 | 142 | 0 | 1.0362 | Cogen | 1 | 0.17242 | 0 | 0 |  |  |  |  | 0.17242 | 0 |  |  |  |  | 0 | 0
48513 | LPE_GT3_8080 | 3 | Houston | YES | 0.040881 | 39 | 0 | 39 | 0 | 1.0362 | GGT | 1 | 0.17254 | 39 | 39 |  |  |  |  | 0.17254 | 6.7292 |  |  |  |  | 0 | 0
48514 | LPE_GT4_8085 | 4 | Houston | YES | 0.040881 | 39 | 0 | 39 | 0 | 1.0362 | GGT | 1 | 0.17254 | 39 | 39 |  |  |  |  | 0.17254 | 6.7292 |  |  |  |  | 0 | 0
48511 | LPE_GT1_8070 | 1 | Houston | YES | 0.040881 | 42 | 0 | 42 | 0 | 1.0362 | GGT | 1 | 0.17254 | 42 | 42 |  |  |  |  | 0.17254 | 7.2469 |  |  |  |  | 0 | 0
48512 | LPE_GT2_8075 | 2 | Houston | YES | 0.040881 | 42 | 0 | 42 | 0 | 1.0362 | GGT | 1 | 0.17254 | 42 | 42 |  |  |  |  | 0.17254 | 7.2469 |  |  |  |  | 0 | 0
48500 | APD_GT1_8005 | 1 | Houston | YES | 0.041077 | 137.6 | 54.6 | 137.6 | 0 | 1.0362 | Cogen | 1 | 0.17274 | 0 | 0 |  |  |  |  | 0.17274 | 0 |  |  |  |  | 0 | 0
48820 | SHELLG1_3015 | 1 | Houston | YES | 0.041918 | 71 | 34.5 | 71 |  | 1.029 | Cogen | 1 | 0.17358 | 0 | 0 |  |  |  |  | 0.17358 | 0 |  |  |  |  | 0 | 0
48821 | SHELLG2 | 2 | Houston | YES | 0.041918 | 72 | 34.5 | 72 |  | 1.029 | Cogen | 1 | 0.17358 | 0 | 0 |  |  |  |  | 0.17358 | 0 |  |  |  |  | 0 | 0
48822 | SHELLG3_3020 | 2 | Houston | YES | 0.041918 | 30 | 0 | 30 |  | 1.029 | Cogen | 1 | 0.17358 | 0 | 0 |  |  |  |  | 0.17358 | 0 |  |  |  |  | 0 | 0
48822 | SHELLG3_3020 | 1 | Houston | YES | 0.041918 | 39 | 0 | 39 |  | 1.029 | Cogen | 1 | 0.17358 | 0 | 0 |  |  |  |  | 0.17358 | 0 |  |  |  |  | 0 | 0
48740 | PSG_GN2_8050 | 1 | Houston | YES | 0.042526 | 182 | 60 | 182 | 0 | 1.0326 | Cogen | 1 | 0.17419 | 0 | 0 |  |  |  |  | 0.17419 | 0 |  |  |  |  | 0 | 0
48741 | PSG_GT2_8040 | 1 | Houston | YES | 0.042526 | 158.6 | 50 | 158.6 | 0 | 1.0326 | Cogen | 1 | 0.17419 | 0 | 0 |  |  |  |  | 0.17419 | 0 |  |  |  |  | 0 | 0
48742 | PSG_GT3_8060 | 1 | Houston | YES | 0.042526 | 157 | 50 | 157 | 0 | 1.0326 | Cogen | 1 | 0.17419 | 0 | 0 |  |  |  |  | 0.17419 | 0 |  |  |  |  | 0 | 0
48854 | SRB_GN4_4 | 4 | Houston | YES | 0.042527 | 182.4 | 35 | 228 | 0 | 1.0326 | GST | 1 | 0.17419 | 228 | 228 |  |  |  |  | 0.17419 | 39.7154 |  |  |  |  | 0 | 0
48611 | DIB_GT1_8080 | 1 | Houston | YES | 0.042539 | 64 | 0 | 64 | 0 | 1.0326 | Cogen | 1 | 0.1742 | 0 | 0 |  |  |  |  | 0.1742 | 0 |  |  |  |  | 0 | 0
48612 | DIB_GT2_8075 | 2 | Houston | YES | 0.042539 | 63.2 | 0 | 63.2 | 0 | 1.0326 | Cogen | 1 | 0.1742 | 0 | 0 |  |  |  |  | 0.1742 | 0 |  |  |  |  | 0 | 0
48613 | DIB_ST1_8085 | 3 | Houston | YES | 0.042539 | 67.9 | 30 | 82.6 | 0 | 1.0326 | Cogen | 1 | 0.1742 | 0 | 0 |  |  |  |  | 0.1742 | 0 |  |  |  |  | 0 | 0
48614 | DIB_GT3_8090 | 4 | Houston | YES | 0.042539 | 73.6 | 15 | 73.6 | 0 | 1.0326 | Cogen | 1 | 0.1742 | 0 | 0 |  |  |  |  | 0.1742 | 0 |  |  |  |  | 0 | 0
48845 | SOL_GT1 | 1 | Houston | YES | 0.042545 | 16.2 | 15.4 | 16.2 |  | 1.0326 | Solar | 1 | 0.17421 | 16.2 | 16.2 |  |  |  |  | 0.17421 | 2.8222 |  |  |  |  | 0 | 0
48853 | SRB_GN3_3 | 3 | Houston | YES | 0.042553 | 170.4 | 35 | 213 |  | 1.0326 | GST | 1 | 0.17422 | 213 | 213 |  |  |  |  | 0.17422 | 37.108 |  |  |  |  | 0 | 0
48551 | CAL_GT1_8045 | 1 | Houston | YES | 0.042657 | 149 | 0 | 149 | 0 | 1.0326 | Cogen | 1 | 0.17432 | 0 | 0 |  |  |  |  | 0.17432 | 0 |  |  |  |  | 0 | 0
48552 | CAL_ST1_8000 | 2 | Houston | YES | 0.042657 | 65.1 | 0 | 65.1 | 0 | 1.0326 | Cogen | 1 | 0.17432 | 0 | 0 |  |  |  |  | 0.17432 | 0 |  |  |  |  | 0 | 0
48851 | SRB_GN1_1 | 1 | Houston | YES | 0.042667 | 132 | 26 | 165 | 0 | 1.0217 | GST | 1 | 0.17433 | 165 | 165 |  |  |  |  | 0.17433 | 28.7645 |  |  |  |  | 0 | 0
48852 | SRB_GN2_2 | 2 | Houston | YES | 0.0427 | 140.8 | 26 | 176 | 0 | 1.0217 | GST | 1 | 0.17436 | 176 | 176 |  |  |  |  | 0.17436 | 30.6879 |  |  |  |  | 0 | 0
48855 | SRB_GT211035 | B2 | Houston | YES | 0.042724 | 0 | 0 | 12 |  | 1.014 | GGT | 1 | 0.17439 | 12 | 12 |  |  |  |  | 0.17439 | 2.0926 |  |  |  |  | 0 | 0
48855 | SRB_GT211035 | B1 | Houston | YES | 0.042724 | 0 | 0 | 18 |  | 1.014 | GGT | 1 | 0.17439 | 18 | 18 |  |  |  |  | 0.17439 | 3.139 |  |  |  |  | 0 | 0
48761 | PR_GT1__9040 | 1 | Houston | YES | 0.043158 | 26 | 0 | 35 |  | 1 | Cogen | 1 | 0.17482 | 0 | 0 |  |  |  |  | 0.17482 | 0 |  |  |  |  | 0 | 0
48644 | DPEC_GT45070 | 4 | Houston | YES | 0.043597 | 157 | 98 | 157 | 0 | 1.0319 | CC | 1 | 0.17526 | 157 | 157 |  |  |  |  | 0.17526 | 27.5158 |  |  |  |  | 0 | 0
48642 | DPEC_GT25025 | 2 | Houston | YES | 0.043597 | 157.1 | 98 | 157.1 | 0 | 1.0319 | CC | 1 | 0.17526 | 157.1 | 157.1 |  |  |  |  | 0.17526 | 27.5334 |  |  |  |  | 0 | 0
48643 | DPEC_GT35010 | 3 | Houston | YES | 0.043597 | 157.5 | 98 | 157.5 | 0 | 1.0319 | CC | 1 | 0.17526 | 157.5 | 157.5 |  |  |  |  | 0.17526 | 27.6035 |  |  |  |  | 0 | 0
48641 | DPEC_GT15040 | 1 | Houston | YES | 0.043597 | 163.2 | 98 | 163.2 | 0 | 1.0319 | CC | 1 | 0.17526 | 163.2 | 163.2 |  |  |  |  | 0.17526 | 28.6025 |  |  |  |  | 0 | 0
48645 | DPEC_ST55065 | 5 | Houston | YES | 0.043597 | 282 | 0 | 282 | 0 | 1.0319 | CC | 1 | 0.17526 | 282 | 282 |  |  |  |  | 0.17526 | 49.4234 |  |  |  |  | 0 | 0
48841 | SJS_GT1_GT1 | 1 | Houston | YES | 0.044043 | 62.4 | 49 | 78 | 0 | 1.0362 | Cogen | 1 | 0.17571 | 0 | 0 |  |  |  |  | 0.17571 | 0 |  |  |  |  | 0 | 0
48842 | SJS_GT2_GT2 | 2 | Houston | YES | 0.044043 | 64.8 | 49 | 81 | 0 | 1.0362 | Cogen | 1 | 0.17571 | 0 | 0 |  |  |  |  | 0.17571 | 0 |  |  |  |  | 0 | 0
48691 | GBY_73741085 | B | Houston | YES | 0.044619 | 37.6 | 20 | 47 | 0 | 1.0362 | GGT | 1 | 0.17628 | 47 | 47 |  |  |  |  | 0.17628 | 8.2853 |  |  |  |  | 0 | 0
48691 | GBY_73741085 | A | Houston | YES | 0.044619 | 37.6 | 20 | 47 | 0 | 1.0362 | GGT | 1 | 0.17628 | 47 | 47 |  |  |  |  | 0.17628 | 8.2853 |  |  |  |  | 0 | 0
48692 | GBY_81821075 | C | Houston | YES | 0.044619 | 37.6 | 20 | 47 | 0 | 1.0362 | GGT | 1 | 0.17628 | 47 | 47 |  |  |  |  | 0.17628 | 8.2853 |  |  |  |  | 0 | 0
48693 | GBY_83841065 | F | Houston | YES | 0.044619 | 43.2 | 20 | 54 | 0 | 1.0362 | GGT | 1 | 0.17628 | 54 | 54 |  |  |  |  | 0.17628 | 9.5192 |  |  |  |  | 0 | 0
48692 | GBY_81821075 | D | Houston | YES | 0.044619 | 44 | 20 | 55 | 0 | 1.0362 | GGT | 1 | 0.17628 | 55 | 55 |  |  |  |  | 0.17628 | 9.6955 |  |  |  |  | 0 | 0
48693 | GBY_83841065 | E | Houston | YES | 0.044619 | 45.6 | 20 | 57 | 0 | 1.0362 | GGT | 1 | 0.17628 | 57 | 57 |  |  |  |  | 0.17628 | 10.0481 |  |  |  |  | 0 | 0
48531 | BYU_GT1_8075 | 1 | Houston | YES | 0.045793 | 65 | 0 | 65 |  | 1.0362 | Cogen | 1 | 0.17746 | 0 | 0 |  |  |  |  | 0.17746 | 0 |  |  |  |  | 0 | 0
48532 | BYU_GT2_8055 | 2 | Houston | YES | 0.045793 | 62 | 0 | 62 |  | 1.0362 | Cogen | 1 | 0.17746 | 0 | 0 |  |  |  |  | 0.17746 | 0 |  |  |  |  | 0 | 0
48533 | BYU_GT3_8060 | 3 | Houston | YES | 0.045793 | 67 | 0 | 67 |  | 1.0362 | Cogen | 1 | 0.17746 | 0 | 0 |  |  |  |  | 0.17746 | 0 |  |  |  |  | 0 | 0
48534 | BYU_GT4_8065 | 4 | Houston | YES | 0.045793 | 65 | 0 | 65 |  | 1.0362 | Cogen | 1 | 0.17746 | 0 | 0 |  |  |  |  | 0.17746 | 0 |  |  |  |  | 0 | 0
48561 | CTL_GT2_8130 | 1 | Houston | YES | 0.046722 | 73.5 | 30.3 | 91.9 |  | 1.0362 | Cogen | 1 | 0.17839 | 0 | 0 |  |  |  |  | 0.17839 | 0 |  |  |  |  | 0 | 0
48562 | CTL_GT3_8135 | 2 | Houston | YES | 0.046722 | 70.1 | 30.3 | 87.6 |  | 1.0362 | Cogen | 1 | 0.17839 | 0 | 0 |  |  |  |  | 0.17839 | 0 |  |  |  |  | 0 | 0
48563 | CTL_GT4_8140 | 3 | Houston | YES | 0.046722 | 69.6 | 30.3 | 87 |  | 1.0362 | Cogen | 1 | 0.17839 | 0 | 0 |  |  |  |  | 0.17839 | 0 |  |  |  |  | 0 | 0
48564 | CTL_GN1_8145 | 4 | Houston | YES | 0.046722 | 43.6 | 12.9 | 54.5 |  | 1.0362 | Cogen | 1 | 0.17839 | 0 | 0 |  |  |  |  | 0.17839 | 0 |  |  |  |  | 0 | 0
48565 | CTL_GN2_8155 | 5 | Houston | YES | 0.046722 | 9.8 | 3.4 | 12.2 |  | 1.0362 | Cogen | 1 | 0.17839 | 0 | 0 |  |  |  |  | 0.17839 | 0 |  |  |  |  | 0 | 0
48772 | PHR_GN2_2 | MB | Houston | YES | 0.049156 | 0 | 72 | 459 |  | 1.0362 | GSC | 1 | 0.18082 | 0 | 0 |  |  |  |  | 0.18082 | 0 |  |  |  |  | 0 | 0
38580 | TNBP_CGN1_8 | 1 | Houston | YES | 0.052638 | 70.8 | 0 | 70.8 | 0 | 1.005 | Cogen | 1 | 0.1843 | 0 | 0 |  |  |  |  | 0.1843 | 0 |  |  |  |  | 0 | 0
38590 | TNBP_CGN2_8 | 2 | Houston | YES | 0.052638 | 66.7 | 0 | 66.7 | 0 | 1.005 | Cogen | 1 | 0.1843 | 0 | 0 |  |  |  |  | 0.1843 | 0 |  |  |  |  | 0 | 0
38600 | TNBP_CGN3_8 | 5 | Houston | YES | 0.052638 | 53 | 0 | 53 | 0 | 1.005 | Cogen | 1 | 0.1843 | 0 | 0 |  |  |  |  | 0.1843 | 0 |  |  |  |  | 0 | 0
38611 | TNBPAMCG1_8 | 1 | Houston | YES | 0.052638 | 153.2 | 0 | 153.2 | 0 | 1.005 | Cogen | 1 | 0.1843 | 0 | 0 |  |  |  |  | 0.1843 | 0 |  |  |  |  | 0 | 0
38612 | TNBPAMCG2_8 | 2 | Houston | YES | 0.052638 | 153.5 | 0 | 153.5 | 0 | 1.005 | Cogen | 1 | 0.1843 | 0 | 0 |  |  |  |  | 0.1843 | 0 |  |  |  |  | 0 | 0
38613 | TNBPAMCG3_8 | 3 | Houston | YES | 0.052638 | 152.3 | 0 | 152.3 | 0 | 1.005 | Cogen | 1 | 0.1843 | 0 | 0 |  |  |  |  | 0.1843 | 0 |  |  |  |  | 0 | 0
38614 | TNBPAMCG4_8 | 4 | Houston | YES | 0.052638 | 96 | 0 | 96 |  | 1.005 | Cogen | 1 | 0.1843 | 0 | 0 |  |  |  |  | 0.1843 | 0 |  |  |  |  | 0 | 0
38615 | TNBPAMCG5_8 | 1 | Houston | YES | 0.052638 | 244 | 0 | 244 | 0 | 1.005 | Cogen | 1 | 0.1843 | 0 | 0 |  |  |  |  | 0.1843 | 0 |  |  |  |  | 0 | 0
38690 | TNBP_CGN4_8 | 3 | Houston | YES | 0.052638 | 40 | 0 | 40 |  | 1.005 | Cogen | 1 | 0.1843 | 0 | 0 |  |  |  |  | 0.1843 | 0 |  |  |  |  | 0 | 0
38711 | TNTXCTY1CG8 | 1 | Houston | YES | 0.052638 | 100.3 | 59 | 100.3 | 0 | 1 | Cogen | 1 | 0.1843 | 0 | 0 |  |  |  |  | 0.1843 | 0 |  |  |  |  | 0 | 0
38712 | TNTXCTY2CG8 | 1 | Houston | YES | 0.052638 | 92.9 | 59 | 92.9 | 0 | 1 | Cogen | 1 | 0.1843 | 0 | 0 |  |  |  |  | 0.1843 | 0 |  |  |  |  | 0 | 0
38713 | TNTXCTY3CG8 | 1 | Houston | YES | 0.052638 | 102.7 | 59 | 102.7 | 0 | 1 | Cogen | 1 | 0.1843 | 0 | 0 |  |  |  |  | 0.1843 | 0 |  |  |  |  | 0 | 0
38714 | TNTXCTY4CG8 | 1 | Houston | YES | 0.052638 | 103 | 59 | 103 | 0 | 1 | Cogen | 1 | 0.1843 | 0 | 0 |  |  |  |  | 0.1843 | 0 |  |  |  |  | 0 | 0
39470 | TNDOWCGNSG8 | 1 | Houston | YES | 0.052638 | 32 | 10 | 32 | 0 | 0.985 | Cogen | 1 | 0.1843 | 0 | 0 |  |  |  |  | 0.1843 | 0 |  |  |  |  | 0 | 0
39480 | TNDOWCGNGG8 | 1 | Houston | YES | 0.052638 | 30 | 10 | 30 | 0 | 0.985 | Cogen | 1 | 0.1843 | 0 | 0 |  |  |  |  | 0.1843 | 0 |  |  |  |  | 0 | 0
48929 | WAPGT21_GT1 | B1 | Houston | YES | 0.060714 | 0 | 0 | 13 |  | 1.05 | GGT | 1 | 0.19238 | 13 | 13 |  |  |  |  | 0.19238 | 2.5009 |  |  |  |  | 0 | 0
48921 | WAP_GN1_1 | 1 | Houston | YES | 0.060714 | 132.8 | 37 | 166 | 0 | 1.0362 | GST | 1 | 0.19238 | 166 | 166 |  |  |  |  | 0.19238 | 31.9346 |  |  |  |  | 0 | 0
48922 | WAP_GN2_2 | 2 | Houston | YES | 0.060714 | 132.8 | 37 | 166 | 0 | 1.0362 | GST | 1 | 0.19238 | 166 | 166 |  |  |  |  | 0.19238 | 31.9346 |  |  |  |  | 0 | 0
48923 | WAP_GN3_3 | 3 | Houston | YES | 0.060714 | 198.4 | 93 | 248 | 0 | 1.0362 | GST | 1 | 0.19238 | 248 | 248 |  |  |  |  | 0.19238 | 47.7095 |  |  |  |  | 0 | 0
48924 | WAP_GN4_4 | 4 | Houston | YES | 0.060714 | 546 | 217 | 546 | 0 | 1.0362 | GSC | 1 | 0.19238 | 546 | 546 |  |  |  |  | 0.19238 | 105.0379 |  |  |  |  | 0 | 0
48925 | WAP_GN5_5 | 5 | Houston | YES | 0.060714 | 579.4 | 278 | 654 | 0 | 0.985 | LIGCO | 1 | 0.19238 | 0 | 654 |  |  |  |  | 0.19238 | 125.8147 |  |  |  |  | 0 | 0
48510 | AK_GT1__8040 | 1 | Houston | YES | 0.060984 | 33.4 | 8.1 | 34 |  | 1.029 | Cogen | 1 | 0.19265 | 0 | 0 |  |  |  |  | 0.19265 | 0 |  |  |  |  | 0 | 0
48730 | MNS_GT | 1 | Houston | YES | 0.062868 | 43 | 0 | 46.1 |  | 1.029 | Cogen | 1 | 0.19453 | 0 | 0 |  |  |  |  | 0.19453 | 0 |  |  |  |  | 0 | 0
48522 | BVE_GT2_5035 | 2 | Houston | YES | 0.062915 | 166.4 | 0 | 166.4 |  | 1.035 | CC | 1 | 0.19458 | 166.4 | 166.4 |  |  |  |  | 0.19458 | 32.3778 |  |  |  |  | 0 | 0
48521 | BVE_GT1_GT1 | 1 | Houston | YES | 0.062915 | 167.7 | 0 | 167.7 |  | 1.035 | CC | 1 | 0.19458 | 167.7 | 167.7 |  |  |  |  | 0.19458 | 32.6308 |  |  |  |  | 0 | 0
48523 | BVE_ST1_GN1 | 3 | Houston | YES | 0.062915 | 252.4 | 0 | 252.4 |  | 1.035 | CC | 1 | 0.19458 | 252.4 | 252.4 |  |  |  |  | 0.19458 | 49.1115 |  |  |  |  | 0 | 0
48927 | WAP_GN7_7 | 7 | Houston | YES | 0.063021 | 564 | 277 | 564 |  | 1.035 | LIGCO | 1 | 0.19468 | 0 | 564 |  |  |  |  | 0.19468 | 109.8019 |  |  |  |  | 0 | 0
48928 | WAP_GN8_8 | 8 | Houston | YES | 0.063021 | 603 | 275 | 603 |  | 1.035 | LIGCO | 1 | 0.19468 | 0 | 603 |  |  |  |  | 0.19468 | 117.3946 |  |  |  |  | 0 | 0
48926 | WAP_GN6_6 | 6 | Houston | YES | 0.063021 | 651 | 280 | 651 |  | 1.035 | LIGCO | 1 | 0.19468 | 0 | 651 |  |  |  |  | 0.19468 | 126.7394 |  |  |  |  | 0 | 0
48674 | FTR_CN4_5095 | 4 | North | YES | -0.035154 | 380 | 0 | 380 | 0 | 1.0319 | CC | -1 | 0.19975 | 380 | 380 |  |  | -13.3585 | 380 | -0.19975 | -75.9067 |  |  |  |  | 0 | 0
48672 | FTR_GT2_5110 | 2 | North | YES | -0.035154 | 159 | 0 | 159 | 0 | 1.0319 | CC | -1 | 0.19975 | 159 | 159 |  |  | -5.5895 | 159 | -0.19975 | -31.761 |  |  |  |  | 0 | 0
48673 | FTR_GT3_5085 | 3 | North | YES | -0.035154 | 158 | 0 | 158 | 0 | 1.0319 | CC | -1 | 0.19975 | 158 | 158 |  |  | -5.5543 | 158 | -0.19975 | -31.5612 |  |  |  |  | 0 | 0
48671 | FTR_GT1_5105 | 1 | North | YES | -0.035154 | 154.2 | 0 | 154.2 | 0 | 1.0319 | CC | -1 | 0.19975 | 154.2 | 154.2 |  |  | -5.4207 | 154.2 | -0.19975 | -30.8021 |  |  |  |  | 0 | 0
39760 | TNSCLP1___8 | 1 | Houston | YES | 0.075271 | 93.4 | 20 | 116.8 | 0 | 1.04 | Cogen | 1 | 0.20693 | 0 | 0 |  |  |  |  | 0.20693 | 0 |  |  |  |  | 0 | 0
39770 | TNSCLP2___8 | 1 | Houston | YES | 0.075271 | 91.6 | 20 | 114.5 | 0 | 1.04 | Cogen | 1 | 0.20693 | 0 | 0 |  |  |  |  | 0.20693 | 0 |  |  |  |  | 0 | 0
39775 | TNSCLP4___8 | 1 | Houston | YES | 0.075271 | 95.2 | 20 | 119 | 0 | 1.04 | Cogen | 1 | 0.20693 | 0 | 0 |  |  |  |  | 0.20693 | 0 |  |  |  |  | 0 | 0
39790 | TNSCLP3___8 | 1 | Houston | YES | 0.075271 | 87.6 | 20 | 109.5 | 0 | 1.027 | Cogen | 1 | 0.20693 | 0 | 0 |  |  |  |  | 0.20693 | 0 |  |  |  |  | 0 | 0
48520 | BSF_GT1_8070 | 1 | Houston | YES | 0.078923 | 72 | 0 | 72 | 0 | 1.0326 | Cogen | 1 | 0.21059 | 0 | 0 |  |  |  |  | 0.21059 | 0 |  |  |  |  | 0 | 0
48520 | BSF_GT1_8070 | 2 | Houston | YES | 0.078923 | 10 | 0 | 10 | 0 | 1.0326 | Cogen | 1 | 0.21059 | 0 | 0 |  |  |  |  | 0.21059 | 0 |  |  |  |  | 0 | 0
990 | GIBN_CREK_G1 | 1 | North | YES | -0.048953 | 463 | 200 | 463 | 0 | 1.0275 | LIGCO | -1 | 0.21355 | 0 | 463 |  |  | 0 | 0 | -0.21355 | 0 |  |  |  |  | 0 | 0
49851 | DOW17000 | 37 | Houston | YES | 0.083502 | 39 | 0 | 62 | 0 | 1 | Cogen | 1 | 0.21517 | 0 | 0 |  |  |  |  | 0.21517 | 0 |  |  |  |  | 0 | 0
49858 | DOW38100 | 31 | Houston | YES | 0.083502 | 45 | 0 | 71.4 |  | 1 | Cogen | 1 | 0.21517 | 0 | 0 |  |  |  |  | 0.21517 | 0 |  |  |  |  | 0 | 0
49859 | DOW38200 | 33 | Houston | YES | 0.083502 | 28 | 0 | 45 | 0 | 1 | Cogen | 1 | 0.21517 | 0 | 0 |  |  |  |  | 0.21517 | 0 |  |  |  |  | 0 | 0
49860 | DOW38300 | 32 | Houston | YES | 0.083502 | 63 | 0 | 101 |  | 1 | Cogen | 1 | 0.21517 | 0 | 0 |  |  |  |  | 0.21517 | 0 |  |  |  |  | 0 | 0
49862 | DOW39100 | 36 | Houston | YES | 0.083502 | 54 | 0 | 86 | 0 | 1 | Cogen | 1 | 0.21517 | 0 | 0 |  |  |  |  | 0.21517 | 0 |  |  |  |  | 0 | 0
49863 | DOW39200 | 35 | Houston | YES | 0.083502 | 55 | 0 | 88 | 0 | 1 | Cogen | 1 | 0.21517 | 0 | 0 |  |  |  |  | 0.21517 | 0 |  |  |  |  | 0 | 0
49865 | DOW41000 | 41 | Houston | YES | 0.083502 | 31 | 0 | 50 |  | 1 | Cogen | 1 | 0.21517 | 0 | 0 |  |  |  |  | 0.21517 | 0 |  |  |  |  | 0 | 0
49866 | DOW42000 | 42 | Houston | YES | 0.083502 | 11 | 0 | 18 |  | 1 | Cogen | 1 | 0.21517 | 0 | 0 |  |  |  |  | 0.21517 | 0 |  |  |  |  | 0 | 0
49869 | DOW49000 | 45 | Houston | YES | 0.083502 | 59 | 0 | 94 |  | 1 | Cogen | 1 | 0.21517 | 0 | 0 |  |  |  |  | 0.21517 | 0 |  |  |  |  | 0 | 0
49870 | DOW61000 | 61 | Houston | YES | 0.083502 | 44 | 0 | 70 | 0 | 1 | Cogen | 1 | 0.21517 | 0 | 0 |  |  |  |  | 0.21517 | 0 |  |  |  |  | 0 | 0
49871 | DOW62000 | 62 | Houston | YES | 0.083502 | 40 | 0 | 63 | 0 | 1 | Cogen | 1 | 0.21517 | 0 | 0 |  |  |  |  | 0.21517 | 0 |  |  |  |  | 0 | 0
49872 | DOW63000 | 63 | Houston | YES | 0.083502 | 45 | 0 | 72 | 0 | 1 | Cogen | 1 | 0.21517 | 0 | 0 |  |  |  |  | 0.21517 | 0 |  |  |  |  | 0 | 0
49873 | DOW64000 | 64 | Houston | YES | 0.083502 | 41 | 0 | 64.8 | 0 | 1 | Cogen | 1 | 0.21517 | 0 | 0 |  |  |  |  | 0.21517 | 0 |  |  |  |  | 0 | 0
49876 | DOW65000 | 65 | Houston | YES | 0.083502 | 63 | 0 | 101 | 0 | 1 | Cogen | 1 | 0.21517 | 0 | 0 |  |  |  |  | 0.21517 | 0 |  |  |  |  | 0 | 0
49877 | DOW66000 | 66 | Houston | YES | 0.083502 | 61 | 0 | 97 | 0 | 1 | Cogen | 1 | 0.21517 | 0 | 0 |  |  |  |  | 0.21517 | 0 |  |  |  |  | 0 | 0
49878 | DOW67000 | 67 | Houston | YES | 0.083502 | 65 | 0 | 103 | 0 | 1 | Cogen | 1 | 0.21517 | 0 | 0 |  |  |  |  | 0.21517 | 0 |  |  |  |  | 0 | 0
49882 | DOW81000 | 81 | Houston | YES | 0.083502 | 47 | 0 | 76 | 0 | 1 | Cogen | 1 | 0.21517 | 0 | 0 |  |  |  |  | 0.21517 | 0 |  |  |  |  | 0 | 0
49884 | DOW82000 | 82 | Houston | YES | 0.083502 | 51 | 0 | 80 | 0 | 1 | Cogen | 1 | 0.21517 | 0 | 0 |  |  |  |  | 0.21517 | 0 |  |  |  |  | 0 | 0
49885 | DOW83000 | 83 | Houston | YES | 0.083502 | 51 | 0 | 80 | 0 | 1 | Cogen | 1 | 0.21517 | 0 | 0 |  |  |  |  | 0.21517 | 0 |  |  |  |  | 0 | 0
49886 | DOW84000 | 84 | Houston | YES | 0.083502 | 107 | 0 | 171 | 0 | 0.98 | Cogen | 1 | 0.21517 | 0 | 0 |  |  |  |  | 0.21517 | 0 |  |  |  |  | 0 | 0
8032 | AMISTADHYD1 | 1 | South | YES | 0.091588 | 33 | 13 | 33 | 0 | 1.03 | Hydro | 1 | 0.22325 | 0 | 0 | 0 | 0 |  |  | 0.22325 | 0 |  |  |  |  | 0 | 0
8033 | AMISTADHYD2 | 2 | South | YES | 0.091588 | 25 | 13 | 25 | 0 | 1.03 | Hydro | 1 | 0.22325 | 0 | 0 | 0 | 0 |  |  | 0.22325 | 0 |  |  |  |  | 0 | 0
88253 | HAMILTON | F | South | YES | 0.091588 | 0 | 0 | 0 | 0 | 1.04 | BLT | 1 | 0.22325 | 0 | 0 | 0 | 0 |  |  | 0.22325 | 0 |  |  |  |  | 0 | 0
7022 | L_BUCHAN1_1Y | 1 | South | YES | 0.095363 | 0 | 0 | 18 |  | 1 | Hydro | 1 | 0.22703 | 0 | 0 | 0 | 0 |  |  | 0.22703 | 0 |  |  |  |  | 0 | 0
7023 | L_BUCHAN1_2Y | 2 | South | YES | 0.095363 | 0 | 0 | 18 |  | 1 | Hydro | 1 | 0.22703 | 0 | 0 | 0 | 0 |  |  | 0.22703 | 0 |  |  |  |  | 0 | 0
7024 | L_BUCHAN1_3Y | 3 | South | YES | 0.095363 | 0 | 0 | 15 |  | 1 | Hydro | 1 | 0.22703 | 0 | 0 | 0 | 0 |  |  | 0.22703 | 0 |  |  |  |  | 0 | 0
7026 | L_INKSDA1_1Y | 1 | South | YES | 0.099373 | 0 | 0 | 13.7 |  | 1 | Hydro | 1 | 0.23104 | 0 | 0 | 0 | 0 |  |  | 0.23104 | 0 |  |  |  |  | 0 | 0
48911 | TGF_GT1_8000 | 1 | Houston | YES | 0.099849 | 69.2 | 0 | 69.2 |  | 1.029 | Cogen | 1 | 0.23151 | 0 | 0 |  |  |  |  | 0.23151 | 0 |  |  |  |  | 0 | 0
32798 | BRYN_TAMUGEN | 1 | North | YES | -0.07247 | 32 | 0 | 32 |  | 1.02 | GST | -1 | 0.23707 | 32 | 32 |  |  | -2.319 | 32 | -0.23707 | -7.5863 |  |  |  |  | 0 | 0
48731 | CBE_GT1 | 1 | Houston | YES | 0.10547 | 76 | 0 | 76 | 0 | 1.029 | CC | 1 | 0.23713 | 76 | 76 |  |  |  |  | 0.23713 | 18.0217 |  |  |  |  | 0 | 0
48732 | CBE_GT2 | 1 | Houston | YES | 0.10547 | 76 | 0 | 76 | 0 | 1.029 | CC | 1 | 0.23713 | 76 | 76 |  |  |  |  | 0.23713 | 18.0217 |  |  |  |  | 0 | 0
48734 | CBE_GT3 | 1 | Houston | YES | 0.10547 | 76 | 0 | 76 | 0 | 1.029 | CC | 1 | 0.23713 | 76 | 76 |  |  |  |  | 0.23713 | 18.0217 |  |  |  |  | 0 | 0
48735 | CBE_GT4 | 1 | Houston | YES | 0.10547 | 76 | 0 | 76 | 0 | 1.029 | CC | 1 | 0.23713 | 76 | 76 |  |  |  |  | 0.23713 | 18.0217 |  |  |  |  | 0 | 0
48733 | CBE_ST12 | 1 | Houston | YES | 0.10547 | 105 | 0 | 105 | 0 | 1.029 | CC | 1 | 0.23713 | 105 | 105 |  |  |  |  | 0.23713 | 24.8985 |  |  |  |  | 0 | 0
48736 | CBE_ST34 | 1 | Houston | YES | 0.10547 | 105 | 0 | 105 | 0 | 1.029 | CC | 1 | 0.23713 | 105 | 105 |  |  |  |  | 0.23713 | 24.8985 |  |  |  |  | 0 | 0
60202 | FRNDDRCS | F | West | YES | -0.073057 | 0 | 0 | 0 | 0 | 0.9985 | AVR | -1 | 0.23766 | 0 | 0 |  |  |  |  | -0.23766 | 0 |  |  |  |  | 0 | 0
5911 | STP_GN1___1 | 1 | Houston | YES | 0.10756 | 1333 | 1249 | 1333 | 0 | 1.0406 | Nuc | 1 | 0.23922 | 0 | 0 |  |  |  |  | 0.23922 | 0 |  |  |  |  | 0 | 0
5912 | STP_GN2___2 | 2 | Houston | YES | 0.10756 | 1332 | 1249 | 1332 | 0 | 1.0406 | Nuc | 1 | 0.23922 | 0 | 0 |  |  |  |  | 0.23922 | 0 |  |  |  |  | 0 | 0
32888 | BRYN_ATKINS7 | 1 | North | YES | -0.075897 | 13.6 | 4 | 17 |  | 1.028 | GGT | -1 | 0.2405 | 17 | 17 |  |  | -1.2902 | 17 | -0.2405 | -4.0885 |  |  |  |  | 0 | 0
32886 | BRYN_ATKINS3 | MB | North | YES | -0.075897 | 0 | 5 | 12 |  | 1 | GST | -1 | 0.2405 | 0 | 0 |  |  | 0 | 0 | -0.2405 | 0 |  |  |  |  | 0 | 0
32887 | BRYN_ATKINS6 | MB | North | YES | -0.075897 | 0 | 12 | 51 |  | 1.028 | GST | -1 | 0.2405 | 0 | 0 |  |  | 0 | 0 | -0.2405 | 0 |  |  |  |  | 0 | 0
32890 | BRYN_ATKINS4 | MB | North | YES | -0.075897 | 0 | 5 | 22 |  | 1.031 | GST | -1 | 0.2405 | 0 | 0 |  |  | 0 | 0 | -0.2405 | 0 |  |  |  |  | 0 | 0
32891 | BRYN_ATKINS5 | MB | North | YES | -0.075897 | 0 | 5 | 25 |  | 1.031 | GST | -1 | 0.2405 | 0 | 0 |  |  | 0 | 0 | -0.2405 | 0 |  |  |  |  | 0 | 0
8262 | ELPS | 1 | South | YES | 0.1157 | 6 | 6 | 6 | 0 | 1.15 | Hydro | 1 | 0.24737 | 0 | 0 | 0 | 0 |  |  | 0.24737 | 0 |  |  |  |  | 0 | 0
39960 | TNTNPONE_18 | 1 | North | YES | -0.082905 | 152.3 | 30 | 152.3 |  | 1.04 | LIGCO | -1 | 0.24751 | 0 | 152.3 |  |  | 0 | 0 | -0.24751 | 0 |  |  |  |  | 0 | 0
39970 | TNTNPONE_28 | 1 | North | YES | -0.082905 | 153 | 30 | 153 |  | 1.04 | LIGCO | -1 | 0.24751 | 0 | 153 |  |  | 0 | 0 | -0.24751 | 0 |  |  |  |  | 0 | 0
32892 | BRYN_DNSBY14 | 1 | North | YES | -0.083306 | 84 | 25 | 105 | 0 | 1.035 | GST | -1 | 0.24791 | 105 | 105 |  |  | -8.7471 | 105 | -0.24791 | -26.0302 |  |  |  |  | 0 | 0
32883 | BRYN_DNSBY3 | 1 | North | YES | -0.083306 | 0 | 2 | 48 |  | 1.015 | GST | -1 | 0.24791 | 48 | 48 |  |  | -3.9987 | 48 | -0.24791 | -11.8995 |  |  |  |  | 0 | 0
32884 | BRYN_DNSBY13 | 1 | North | YES | -0.083306 | 46 | 2 | 46 | 0 | 1.015 | GST | -1 | 0.24791 | 46 | 46 |  |  | -3.8321 | 46 | -0.24791 | -11.4037 |  |  |  |  | 0 | 0
7035 | L_WIRTZ_1G1Y | 1 | South | YES | 0.12511 | 0 | 0 | 29 |  | 1 | Hydro | 1 | 0.25677 | 0 | 0 | 0 | 0 |  |  | 0.25677 | 0 |  |  |  |  | 0 | 0
7036 | L_WIRTZ_1G2Y | 2 | South | YES | 0.12511 | 0 | 0 | 29.7 |  | 1 | Hydro | 1 | 0.25677 | 0 | 0 | 0 | 0 |  |  | 0.25677 | 0 |  |  |  |  | 0 | 0
7000 | L_FERGUS1_1Y | 1 | South | YES | 0.12537 | 400 | 65 | 423.3 | 0 | 1.015 | GSC | 1 | 0.25704 | 423.3 | 423.3 | 53.0712 | 423.3 |  |  | 0.25704 | 108.8043 |  |  |  |  | 0 | 0
60018 | DSKY1 | 1 | West | YES | -0.092974 | 21 | 0 | 84 | 0 | 1.023 | Wind | -1 | 0.25757 | 0 | 84 |  |  |  |  | -0.25757 | 0 |  |  |  |  | 0 | 0
60000 | DSKY2 | 1 | West | YES | -0.093305 | 19.1 | 0 | 76.5 |  | 1.039 | Wind | -1 | 0.25791 | 0 | 76.5 |  |  |  |  | -0.25791 | 0 |  |  |  |  | 0 | 0
60017 | ORNNWP1 | 1 | West | YES | -0.09426 | 20 | 0 | 80 |  | 1.027 | Wind | -1 | 0.25886 | 0 | 80 |  |  |  |  | -0.25886 | 0 |  |  |  |  | 0 | 0
48721 | LEG_1___1 | 1 | North | YES | -0.096059 | 827 | 357 | 827 | 0 | 1.0348 | LIGCO | -1 | 0.26066 | 0 | 827 |  |  | 0 | 0 | -0.26066 | 0 |  |  |  |  | 0 | 0
48722 | LEG_2___2 | 2 | North | YES | -0.096059 | 819 | 357 | 819 | 0 | 1.0348 | LIGCO | -1 | 0.26066 | 0 | 819 |  |  | 0 | 0 | -0.26066 | 0 |  |  |  |  | 0 | 0
38437 | TNSRBNMESA9 | 1 | West | YES | -0.098073 | 37.5 | 0 | 150 | 0 | 1.02 | Wind | -1 | 0.26267 | 0 | 150 |  |  |  |  | -0.26267 | 0 |  |  |  |  | 0 | 0
38332 | TNWDWRDU2_8 | 1 | West | YES | -0.098183 | 20 | 0 | 80 | 0 | 1.0232 | Wind | -1 | 0.26278 | 0 | 80 |  |  |  |  | -0.26278 | 0 |  |  |  |  | 0 | 0
60016 | WOODWRD11A | 1 | West | YES | -0.098208 | 20 | 0 | 80 |  | 1.033 | Wind | -1 | 0.26281 | 0 | 80 |  |  |  |  | -0.26281 | 0 |  |  |  |  | 0 | 0
6016 | SWMESA | 1 | West | YES | -0.098341 | 18.8 | 0 | 75 |  | 1.03 | Wind | -1 | 0.26294 | 0 | 75 |  |  |  |  | -0.26294 | 0 |  |  |  |  | 0 | 0
60003 | KING_NE1A | 1 | West | YES | -0.098341 | 20 | 0 | 80 |  | 1.03 | Wind | -1 | 0.26294 | 0 | 80 |  |  |  |  | -0.26294 | 0 |  |  |  |  | 0 | 0
60005 | KING_SE1A | 1 | West | YES | -0.098341 | 10 | 0 | 40 |  | 1.035 | Wind | -1 | 0.26294 | 0 | 40 |  |  |  |  | -0.26294 | 0 |  |  |  |  | 0 | 0
60201 | RIO DRCS | F | West | YES | -0.098547 | 0 | 0 | 0 | 0 | 1.025 | AVR | -1 | 0.26315 | 0 | 0 |  |  |  |  | -0.26315 | 0 |  |  |  |  | 0 | 0
60007 | KING_SW1A | 1 | West | YES | -0.099059 | 20 | 0 | 80 |  | 1.03 | Wind | -1 | 0.26366 | 0 | 80 |  |  |  |  | -0.26366 | 0 |  |  |  |  | 0 | 0
60019 | KING_NW1A | 1 | West | YES | -0.099059 | 20 | 0 | 80 |  | 1.03 | Wind | -1 | 0.26366 | 0 | 80 |  |  |  |  | -0.26366 | 0 |  |  |  |  | 0 | 0
7028 | L_MARBFA1_1Y | 1 | South | YES | 0.1369 | 0 | 0 | 18 |  | 1 | Hydro | 1 | 0.26857 | 0 | 0 | 0 | 0 |  |  | 0.26857 | 0 |  |  |  |  | 0 | 0
7029 | L_MARBFA1_2Y | 2 | South | YES | 0.1369 | 0 | 0 | 18 |  | 1 | Hydro | 1 | 0.26857 | 0 | 0 | 0 | 0 |  |  | 0.26857 | 0 |  |  |  |  | 0 | 0
1349 | WESTXWIN_1G | 1 | West | YES | -0.10954 | 1.3 | 0 | 6.6 |  | 1.014 | Wind | -1 | 0.27414 | 0 | 6.6 |  |  |  |  | -0.27414 | 0 |  |  |  |  | 0 | 0
1350 | NWPWRG1_1G | 1 | West | YES | -0.10954 | 6.9 | 1 | 34.3 |  | 1.014 | Wind | -1 | 0.27414 | 0 | 34.3 |  |  |  |  | -0.27414 | 0 |  |  |  |  | 0 | 0
1008 | PB6GEN_7G | 6 | West | YES | -0.11014 | 515 | 130 | 515 | 0 | 1.036 | GST | -1 | 0.27474 | 515 | 515 |  |  |  |  | -0.27474 | -141.4903 |  |  |  |  | 0 | 0
1007 | PB5GEN_6G | 5 | West | YES | -0.11014 | 91.2 | 40 | 114 | 0 | 1.036 | GST | -1 | 0.27474 | 114 | 114 |  |  |  |  | -0.27474 | -31.3202 |  |  |  |  | 0 | 0
1005 | PBCTDGE_4G | D | West | YES | -0.11014 | 65 | 65 | 68 | 0 | 1.036 | GGT | -1 | 0.27474 | 68 | 68 |  |  |  |  | -0.27474 | -18.6822 |  |  |  |  | 0 | 0
1004 | PBCTCGE_3G | C | West | YES | -0.11014 | 62 | 62 | 67 | 0 | 1.036 | GGT | -1 | 0.27474 | 67 | 67 |  |  |  |  | -0.27474 | -18.4075 |  |  |  |  | 0 | 0
1006 | PBCTEGE_5G | E | West | YES | -0.11014 | 65 | 65 | 67 | 0 | 1.036 | GGT | -1 | 0.27474 | 67 | 67 |  |  |  |  | -0.27474 | -18.4075 |  |  |  |  | 0 | 0
1002 | PBCTAGE_1G | A | West | YES | -0.11014 | 64 | 64 | 66 | 0 | 1.036 | GGT | -1 | 0.27474 | 66 | 66 |  |  |  |  | -0.27474 | -18.1327 |  |  |  |  | 0 | 0
1003 | PBCTBGE_2G | B | West | YES | -0.11014 | 65 | 65 | 66 | 0 | 1.036 | GGT | -1 | 0.27474 | 66 | 66 |  |  |  |  | -0.27474 | -18.1327 |  |  |  |  | 0 | 0
7038 | L_DELAWA1_1Y | 1 | West | YES | -0.11026 | 3.5 | 0 | 35 | 0 | 1 | Wind | -1 | 0.27486 | 0 | 35 |  |  |  |  | -0.27486 | 0 |  |  |  |  | 0 | 0
7038 | L_DELAWA1_1Y | 2 | West | YES | -0.11026 | 3 | 0 | 30 | 0 | 1 | Wind | -1 | 0.27486 | 0 | 30 |  |  |  |  | -0.27486 | 0 |  |  |  |  | 0 | 0
11147 | NOTREES_1G | 1 | West | YES | -0.11048 | 29.8 | 0 | 149 | 0 | 1.017 | Wind | -1 | 0.27508 | 0 | 149 |  |  |  |  | -0.27508 | 0 |  |  |  |  | 0 | 0
76091 | L_DIVIDE1_1N | W1 | West | YES | -0.1107 | 22.5 | 0 | 112.5 |  | 1.02 | Wind | -1 | 0.2753 | 0 | 112.5 |  |  |  |  | -0.2753 | 0 |  |  |  |  | 0 | 0
76095 | L_CAPRSI1_1N | W1 | West | YES | -0.1107 | 29.9 | 0 | 149.5 | 0 | 1.02 | Wind | -1 | 0.2753 | 0 | 149.5 |  |  |  |  | -0.2753 | 0 |  |  |  |  | 0 | 0
76096 | L_CAPRSI1_2N | W1 | West | YES | -0.1107 | 37.2 | 0 | 186 | 0 | 1.02 | Wind | -1 | 0.2753 | 0 | 186 |  |  |  |  | -0.2753 | 0 |  |  |  |  | 0 | 0
76097 | L_CAPRGE1_1N | W1 | West | YES | -0.1107 | 42.9 | 0 | 214.5 | 0 | 1.02 | Wind | -1 | 0.2753 | 0 | 214.5 |  |  |  |  | -0.2753 | 0 |  |  |  |  | 0 | 0
60057 | CALLAHAN1A | 1 | West | YES | -0.11103 | 22.8 | 0 | 114 | 0 | 1.04 | Wind | -1 | 0.27563 | 0 | 114 |  |  |  |  | -0.27563 | 0 |  |  |  |  | 0 | 0
76031 | L_GASCCR1_1N | W1 | West | YES | -0.11124 | 30 | 0 | 150 | 0 | 1.02 | Wind | -1 | 0.27584 | 0 | 150 |  |  |  |  | -0.27584 | 0 |  |  |  |  | 0 | 0
1320 | BSP 1 | 1 | West | YES | -0.11164 | 25.5 | 2.9 | 25.8 | 0 | 1 | Cogen | -1 | 0.27624 | 0 | 0 |  |  |  |  | -0.27624 | 0 |  |  |  |  | 0 | 0
1326 | STANTONW_8 | 1 | West | YES | -0.11177 | 20.1 | 0 | 100.5 |  | 1.01 | Wind | -1 | 0.27637 | 0 | 100.5 |  |  |  |  | -0.27637 | 0 |  |  |  |  | 0 | 0
11025 | TIEHVSG_2G | 1 | West | YES | -0.1118 | 213.2 | 63 | 213.2 | 0 | 1.012 | CC | -1 | 0.2764 | 213.2 | 213.2 |  |  |  |  | -0.2764 | -58.9292 |  |  |  |  | 0 | 0
11020 | TIEHVSG_1G | 1 | West | YES | -0.1118 | 208.2 | 63 | 208.2 | 0 | 1.012 | CC | -1 | 0.2764 | 208.2 | 208.2 |  |  |  |  | -0.2764 | -57.5472 |  |  |  |  | 0 | 0
11024 | TIEHVCG_4G | 1 | West | YES | -0.1118 | 147 | 103 | 147 | 0 | 1.012 | CC | -1 | 0.2764 | 147 | 147 |  |  |  |  | -0.2764 | -40.6313 |  |  |  |  | 0 | 0
11021 | TIEHVCG_1G | 1 | West | YES | -0.1118 | 142.1 | 103 | 142.1 | 0 | 1.012 | CC | -1 | 0.2764 | 142.1 | 142.1 |  |  |  |  | -0.2764 | -39.2769 |  |  |  |  | 0 | 0
11023 | TIEHVCG_3G | 1 | West | YES | -0.1118 | 137.4 | 103 | 137.4 | 0 | 1.012 | CC | -1 | 0.2764 | 137.4 | 137.4 |  |  |  |  | -0.2764 | -37.9778 |  |  |  |  | 0 | 0
11022 | TIEHVCG_2G | 1 | West | YES | -0.1118 | 132.4 | 103 | 132.4 | 0 | 1.012 | CC | -1 | 0.2764 | 132.4 | 132.4 |  |  |  |  | -0.2764 | -36.5958 |  |  |  |  | 0 | 0
11014 | NAV6ST | 1 | West | YES | -0.11182 | 115 | 40 | 115 | 0 | 1.029 | CC | -1 | 0.27642 | 115 | 115 |  |  |  |  | -0.27642 | -31.7886 |  |  |  |  | 0 | 0
11011 | NAV3ST | 1 | West | YES | -0.11182 | 92.8 | 40 | 92.8 | 0 | 1.029 | CC | -1 | 0.27642 | 92.8 | 92.8 |  |  |  |  | -0.27642 | -25.652 |  |  |  |  | 0 | 0
11012 | NAV4CT | 1 | West | YES | -0.11182 | 80 | 18 | 80 | 0 | 1.029 | CC | -1 | 0.27642 | 80 | 80 |  |  |  |  | -0.27642 | -22.1138 |  |  |  |  | 0 | 0
11013 | NAV5CT | 1 | West | YES | -0.11182 | 80 | 18 | 80 | 0 | 1.029 | CC | -1 | 0.27642 | 80 | 80 |  |  |  |  | -0.27642 | -22.1138 |  |  |  |  | 0 | 0
11009 | NAV2CT | 1 | West | YES | -0.11182 | 71.4 | 18 | 71.4 | 0 | 1.029 | CC | -1 | 0.27642 | 71.4 | 71.4 |  |  |  |  | -0.27642 | -19.7366 |  |  |  |  | 0 | 0
11001 | NAV1CT | 1 | West | YES | -0.11182 | 70.4 | 18 | 70.4 | 0 | 1.029 | CC | -1 | 0.27642 | 70.4 | 70.4 |  |  |  |  | -0.27642 | -19.4601 |  |  |  |  | 0 | 0
1328 | OCOTILLO_1G | 1 | West | YES | -0.11199 | 11.6 | 0 | 58 |  | 1.01 | Wind | -1 | 0.27659 | 0 | 58 |  |  |  |  | -0.27659 | 0 |  |  |  |  | 0 | 0
1333 | MCDDONAL_8 | 1 | West | YES | -0.11229 | 42.8 | 0 | 214.2 |  | 1.01 | Wind | -1 | 0.27689 | 0 | 214.2 |  |  |  |  | -0.27689 | 0 |  |  |  |  | 0 | 0
1327 | WILDHRSE_1G | 1 | West | YES | -0.11267 | 0 | 0 | 120 |  | 1 | Wind | -1 | 0.27727 | 0 | 120 |  |  |  |  | -0.27727 | 0 |  |  |  |  | 0 | 0
1360 | GUNSIGHT_8 | 1 | West | YES | -0.11274 | 0 | 0 | 120 |  | 1.01 | Wind | -1 | 0.27734 | 0 | 120 |  |  |  |  | -0.27734 | 0 |  |  |  |  | 0 | 0
11320 | COYOTE_1G | 1 | West | YES | -0.1132 | 22.5 | 0 | 225 |  | 1 | Wind | -1 | 0.2778 | 0 | 225 |  |  |  |  | -0.2778 | 0 |  |  |  |  | 0 | 0
1045 | CALENG1G_1G | 1 | West | YES | -0.11321 | 73.4 | 27 | 73.4 | 0 | 1.014 | Cogen | -1 | 0.27781 | 0 | 0 |  |  |  |  | -0.27781 | 0 |  |  |  |  | 0 | 0
1046 | CALENG2G_2G | 2 | West | YES | -0.11321 | 73.4 | 27 | 73.4 | 0 | 1.014 | Cogen | -1 | 0.27781 | 0 | 0 |  |  |  |  | -0.27781 | 0 |  |  |  |  | 0 | 0
1047 | CALENG3G_3G | 3 | West | YES | -0.11321 | 70.4 | 27 | 70.4 | 0 | 1.014 | Cogen | -1 | 0.27781 | 0 | 0 |  |  |  |  | -0.27781 | 0 |  |  |  |  | 0 | 0
11309 | BULLCREK_2G | 1 | West | YES | -0.11331 | 20.9 | 0 | 180 |  | 1 | Wind | -1 | 0.27791 | 0 | 180 |  |  |  |  | -0.27791 | 0 |  |  |  |  | 0 | 0
11310 | BULLCREK_1G | 1 | West | YES | -0.11331 | 15.1 | 0 | 180 |  | 1 | Wind | -1 | 0.27791 | 0 | 180 |  |  |  |  | -0.27791 | 0 |  |  |  |  | 0 | 0
1058 | LONGSHORE_5 | 1 | West | YES | -0.11354 | 30 | 0 | 150 |  | 1.01 | Wind | -1 | 0.27814 | 0 | 150 |  |  |  |  | -0.27814 | 0 |  |  |  |  | 0 | 0
1058 | LONGSHORE_5 | 2 | West | YES | -0.11354 | 44 | 0 | 220 |  | 1.01 | Wind | -1 | 0.27814 | 0 | 220 |  |  |  |  | -0.27814 | 0 |  |  |  |  | 0 | 0
11065 | ELBOWCK_1G | 1 | West | YES | -0.11354 | 23.4 | 0 | 121.9 | 0 | 1 | Wind | -1 | 0.27814 | 0 | 121.9 |  |  |  |  | -0.27814 | 0 |  |  |  |  | 0 | 0
1037 | MORGAN5G_5G | 5 | West | YES | -0.11382 | 109.6 | 40 | 137 | 0 | 1.029 | GST | -1 | 0.27843 | 137 | 137 |  |  |  |  | -0.27843 | -38.1443 |  |  |  |  | 0 | 0
1040 | MRGNBG_2G | B | West | YES | -0.11382 | 70 | 70 | 71 | 0 | 1.029 | GGT | -1 | 0.27843 | 71 | 71 |  |  |  |  | -0.27843 | -19.7682 |  |  |  |  | 0 | 0
1041 | MRGNCG_3G | C | West | YES | -0.11382 | 69 | 69 | 70 | 0 | 1.029 | GGT | -1 | 0.27843 | 70 | 70 |  |  |  |  | -0.27843 | -19.4898 |  |  |  |  | 0 | 0
1043 | MRGNEG_5G | E | West | YES | -0.11382 | 68 | 68 | 70 | 0 | 1.029 | GGT | -1 | 0.27843 | 70 | 70 |  |  |  |  | -0.27843 | -19.4898 |  |  |  |  | 0 | 0
1039 | MRGNAG_1G | A | West | YES | -0.11382 | 69 | 69 | 69 | 0 | 1.029 | GGT | -1 | 0.27843 | 69 | 69 |  |  |  |  | -0.27843 | -19.2114 |  |  |  |  | 0 | 0
1042 | MRGNDG_4G | D | West | YES | -0.11382 | 68 | 68 | 68 | 0 | 1.029 | GGT | -1 | 0.27843 | 68 | 68 |  |  |  |  | -0.27843 | -18.9329 |  |  |  |  | 0 | 0
1044 | MRGNFG_6G | F | West | YES | -0.11382 | 66 | 66 | 66 | 0 | 1.029 | GGT | -1 | 0.27843 | 66 | 66 |  |  |  |  | -0.27843 | -18.3761 |  |  |  |  | 0 | 0
60058 | BUFF_GAP1A | 1 | West | YES | -0.11384 | 24 | 0 | 120 |  | 1 | Wind | -1 | 0.27844 | 0 | 120 |  |  |  |  | -0.27844 | 0 |  |  |  |  | 0 | 0
60060 | CIRELLO | 1 | West | YES | -0.11384 | 46.6 | 0 | 233 | 0 | 1 | Wind | -1 | 0.27844 | 0 | 233 |  |  |  |  | -0.27844 | 0 |  |  |  |  | 0 | 0
60063 | BUFF_GAP1B | 1 | West | YES | -0.11384 | 34 | 0 | 170.2 | 0 | 1.02 | Wind | -1 | 0.27844 | 0 | 170.2 |  |  |  |  | -0.27844 | 0 |  |  |  |  | 0 | 0
60066 | H_HOLLOW1A | 1 | West | YES | -0.11384 | 44.4 | 0 | 222 | 0 | 1.005 | Wind | -1 | 0.27844 | 0 | 222 |  |  |  |  | -0.27844 | 0 |  |  |  |  | 0 | 0
60068 | HHOLLOW21A | 1 | West | YES | -0.11384 | 36.8 | 0 | 184 | 0 | 1.025 | Wind | -1 | 0.27844 | 0 | 184 |  |  |  |  | -0.27844 | 0 |  |  |  |  | 0 | 0
60070 | HHOLLOW31A | 1 | West | YES | -0.11384 | 44.8 | 0 | 224 | 0 | 1.025 | Wind | -1 | 0.27844 | 0 | 224 |  |  |  |  | -0.27844 | 0 |  |  |  |  | 0 | 0
60072 | HHOLLOW41A | 1 | West | YES | -0.11384 | 23 | 0 | 115 | 0 | 1.025 | Wind | -1 | 0.27844 | 0 | 115 |  |  |  |  | -0.27844 | 0 |  |  |  |  | 0 | 0
6637 | SNYDERW1A | 1 | West | YES | -0.11396 | 12.6 | 0 | 63 | 0 | 1.025 | Wind | -1 | 0.27856 | 0 | 63 |  |  |  |  | -0.27856 | 0 |  |  |  |  | 0 | 0
1068 | SCURRYCW_1G | 1 | West | YES | -0.11407 | 28.2 | 1.3 | 141 | 0 | 1.0217 | Wind | -1 | 0.27867 | 0 | 141 |  |  |  |  | -0.27867 | 0 |  |  |  |  | 0 | 0
1073 | SCURRYCW_2G | 2 | West | YES | -0.11407 | 24 | 0 | 120 | 0 | 1.0217 | Wind | -1 | 0.27867 | 0 | 120 |  |  |  |  | -0.27867 | 0 |  |  |  |  | 0 | 0
1061 | CIELOGEN_1G | 1 | West | YES | -0.11409 | 19.8 | 0 | 99 |  | 1 | Wind | -1 | 0.27869 | 0 | 99 |  |  |  |  | -0.27869 | 0 |  |  |  |  | 0 | 0
1062 | CIELOGEN_2G | 1 | West | YES | -0.11409 | 12.2 | 0 | 61 |  | 1 | Wind | -1 | 0.27869 | 0 | 61 |  |  |  |  | -0.27869 | 0 |  |  |  |  | 0 | 0
1069 | KINDERMG_1G | 1 | West | YES | -0.11409 | 25 | 5 | 25 | 0 | 1.017 | Cogen | -1 | 0.27869 | 0 | 0 |  |  |  |  | -0.27869 | 0 |  |  |  |  | 0 | 0
1070 | KINDERMG_2G | 1 | West | YES | -0.11409 | 45.7 | 12 | 45.7 | 0 | 1.017 | Cogen | -1 | 0.27869 | 0 | 0 |  |  |  |  | -0.27869 | 0 |  |  |  |  | 0 | 0
1071 | KINDERMG_3G | 1 | West | YES | -0.11409 | 45.7 | 12 | 45.7 | 0 | 1.017 | Cogen | -1 | 0.27869 | 0 | 0 |  |  |  |  | -0.27869 | 0 |  |  |  |  | 0 | 0
36998 | RDCNYNG1 | 1 | West | YES | -0.11442 | 16.8 | 0 | 84 |  | 1.01 | Wind | -1 | 0.27902 | 0 | 84 |  |  |  |  | -0.27902 | 0 |  |  |  |  | 0 | 0
3381 | BBRN_1G | 1 | North | YES | -0.11447 | 618 | 225 | 618 | 0 | 1.03 | LIGCO | -1 | 0.27907 | 0 | 618 |  |  | 0 | 0 | -0.27907 | 0 |  |  |  |  | 0 | 0
3382 | BBRN_2G | 2 | North | YES | -0.11447 | 589 | 225 | 589 | 0 | 1.03 | LIGCO | -1 | 0.27907 | 0 | 589 |  |  | 0 | 0 | -0.27907 | 0 |  |  |  |  | 0 | 0
1343 | TRENTIPP_8 | 1 | West | YES | -0.11518 | 30 | 0 | 150 |  | 1.014 | Wind | -1 | 0.27978 | 0 | 150 |  |  |  |  | -0.27978 | 0 |  |  |  |  | 0 | 0
1354 | AEPWIND_8 | 1 | West | YES | -0.11518 | 20.2 | 0 | 101 |  | 1 | Wind | -1 | 0.27978 | 0 | 101 |  |  |  |  | -0.27978 | 0 |  |  |  |  | 0 | 0
11056 | ROSCOE_1G | 1 | West | YES | -0.11541 | 41.8 | 0 | 209 |  | 1 | Wind | -1 | 0.28001 | 0 | 209 |  |  |  |  | -0.28001 | 0 |  |  |  |  | 0 | 0
11057 | CHAMPION_1G | 1 | West | YES | -0.11541 | 25.3 | 0 | 126.5 |  | 1 | Wind | -1 | 0.28001 | 0 | 126.5 |  |  |  |  | -0.28001 | 0 |  |  |  |  | 0 | 0
11058 | PYRON_1G | 1 | West | YES | -0.11541 | 49.8 | 0 | 249 |  | 1 | Wind | -1 | 0.28001 | 0 | 249 |  |  |  |  | -0.28001 | 0 |  |  |  |  | 0 | 0
11059 | INADALE_1G | 1 | West | YES | -0.11541 | 39.4 | 0 | 197 |  | 1 | Wind | -1 | 0.28001 | 0 | 197 |  |  |  |  | -0.28001 | 0 |  |  |  |  | 0 | 0
71051 | L_BITTCR1_1N | W1 | West | YES | -0.11541 | 7.5 | 0 | 37.5 |  | 1.02 | Wind | -1 | 0.28001 | 0 | 37.5 |  |  |  |  | -0.28001 | 0 |  |  |  |  | 0 | 0
71054 | L_SWEETW1_1N | W1 | West | YES | -0.11541 | 21.5 | 0 | 107.5 |  | 1.02 | Wind | -1 | 0.28001 | 0 | 107.5 |  |  |  |  | -0.28001 | 0 |  |  |  |  | 0 | 0
71057 | L_SWEETW1_2N | W1 | West | YES | -0.11541 | 27 | 0 | 135 |  | 1.02 | Wind | -1 | 0.28001 | 0 | 135 |  |  |  |  | -0.28001 | 0 |  |  |  |  | 0 | 0
71059 | L_SWEETW1_3N | W1 | West | YES | -0.11541 | 23.8 | 0 | 119 | 0 | 1.02 | Wind | -1 | 0.28001 | 0 | 119 |  |  |  |  | -0.28001 | 0 |  |  |  |  | 0 | 0
71060 | L_SWEETW1_4N | W1 | West | YES | -0.11541 | 21 | 0 | 105 | 0 | 1.02 | Wind | -1 | 0.28001 | 0 | 105 |  |  |  |  | -0.28001 | 0 |  |  |  |  | 0 | 0
71061 | L_SWEETW1_5N | W1 | West | YES | -0.11541 | 16.1 | 0 | 80.5 | 0 | 1.02 | Wind | -1 | 0.28001 | 0 | 80.5 |  |  |  |  | -0.28001 | 0 |  |  |  |  | 0 | 0
13133 | CALFREST_3G | 3 | North | YES | -0.11579 | 177.4 | 40 | 177.4 | 0 | 1.031 | CC | -1 | 0.28039 | 177.4 | 177.4 |  |  | -20.5413 | 177.4 | -0.28039 | -49.7414 |  |  |  |  | 0 | 0
13132 | CALFREST_2G | 2 | North | YES | -0.11579 | 151 | 57 | 151 | 0 | 1.031 | CC | -1 | 0.28039 | 151 | 151 |  |  | -17.4844 | 151 | -0.28039 | -42.3391 |  |  |  |  | 0 | 0
13131 | CALFREST_1G | 1 | North | YES | -0.11579 | 150.7 | 40 | 150.7 | 0 | 1.031 | CC | -1 | 0.28039 | 150.7 | 150.7 |  |  | -17.4497 | 150.7 | -0.28039 | -42.255 |  |  |  |  | 0 | 0
6144 | MCADOO1A | 1 | West | YES | -0.11587 | 15 | 0 | 150 | 0 | 1.025 | Wind | -1 | 0.28047 | 0 | 150 |  |  |  |  | -0.28047 | 0 |  |  |  |  | 0 | 0
6407 | TURKTRAK1A | 1 | West | YES | -0.11603 | 33.9 | 0 | 169.5 | 0 | 1.025 | Wind | -1 | 0.28063 | 0 | 169.5 |  |  |  |  | -0.28063 | 0 |  |  |  |  | 0 | 0
13136 | CALFREST_6G | 6 | North | YES | -0.11608 | 177.5 | 40 | 177.5 | 0 | 1.031 | CC | -1 | 0.28068 | 177.5 | 177.5 |  |  | -20.6046 | 177.5 | -0.28068 | -49.8211 |  |  |  |  | 0 | 0
13135 | CALFREST_5G | 5 | North | YES | -0.11608 | 152.3 | 57 | 152.3 | 0 | 1.031 | CC | -1 | 0.28068 | 152.3 | 152.3 |  |  | -17.6793 | 152.3 | -0.28068 | -42.7479 |  |  |  |  | 0 | 0
13134 | CALFREST_4G | 4 | North | YES | -0.11608 | 151.5 | 40 | 151.5 | 0 | 1.031 | CC | -1 | 0.28068 | 151.5 | 151.5 |  |  | -17.5864 | 151.5 | -0.28068 | -42.5234 |  |  |  |  | 0 | 0
1417 | SWETWATR_2G | 2 | West | YES | -0.11615 | 72 | 36 | 72 | 0 | 1.026 | CC | -1 | 0.28075 | 72 | 72 |  |  |  |  | -0.28075 | -20.214 |  |  |  |  | 0 | 0
1418 | SWETWATR_3G | 3 | West | YES | -0.11615 | 68 | 36 | 68 | 0 | 1.026 | CC | -1 | 0.28075 | 68 | 68 |  |  |  |  | -0.28075 | -19.091 |  |  |  |  | 0 | 0
1419 | SWETWATR_4G | 4 | West | YES | -0.11615 | 61 | 36 | 61 | 0 | 1.026 | CC | -1 | 0.28075 | 61 | 61 |  |  |  |  | -0.28075 | -17.1258 |  |  |  |  | 0 | 0
1416 | SWETWATR_1G | 1 | West | YES | -0.11615 | 30 | 18 | 30 | 0 | 1.026 | CC | -1 | 0.28075 | 30 | 30 |  |  |  |  | -0.28075 | -8.4225 |  |  |  |  | 0 | 0
8134 | FOR #1 | 1 | South | YES | 0.14958 | 54.1 | 45 | 79 | 0 | 1 | Cogen | 1 | 0.28124 | 0 | 0 | 0 | 0 |  |  | 0.28124 | 0 |  |  |  |  | 0 | 0
8138 | FOR #2 | 2 | South | YES | 0.14958 | 63.1 | 45 | 81 | 0 | 1 | Cogen | 1 | 0.28124 | 0 | 0 | 0 | 0 |  |  | 0.28124 | 0 |  |  |  |  | 0 | 0
8153 | FOR #3 | 3 | South | YES | 0.14958 | 63.1 | 45 | 79.9 | 0 | 1 | Cogen | 1 | 0.28124 | 0 | 0 | 0 | 0 |  |  | 0.28124 | 0 |  |  |  |  | 0 | 0
8154 | FOR #4 | 4 | South | YES | 0.14958 | 63.1 | 60 | 80 | 0 | 1 | Cogen | 1 | 0.28124 | 0 | 0 | 0 | 0 |  |  | 0.28124 | 0 |  |  |  |  | 0 | 0
8155 | FOR #5 | 5 | South | YES | 0.14958 | 63.1 | 60 | 78.4 | 0 | 1 | Cogen | 1 | 0.28124 | 0 | 0 | 0 | 0 |  |  | 0.28124 | 0 |  |  |  |  | 0 | 0
8156 | FOR #6 | 6 | South | YES | 0.14958 | 24.9 | 5 | 25 | 0 | 1 | Cogen | 1 | 0.28124 | 0 | 0 | 0 | 0 |  |  | 0.28124 | 0 |  |  |  |  | 0 | 0
8157 | FOR #7 | 7 | South | YES | 0.14958 | 28.8 | 5 | 46 | 0 | 1 | Cogen | 1 | 0.28124 | 0 | 0 | 0 | 0 |  |  | 0.28124 | 0 |  |  |  |  | 0 | 0
80051 | FOR #8 | 8 | South | YES | 0.14958 | 28 | 28 | 28 |  | 1 | Cogen | 1 | 0.28124 | 0 | 0 | 0 | 0 |  |  | 0.28124 | 0 |  |  |  |  | 0 | 0
80052 | FOR #9 | 9 | South | YES | 0.14958 | 29.7 | 5 | 43.6 | 0 | 1 | Cogen | 1 | 0.28124 | 0 | 0 | 0 | 0 |  |  | 0.28124 | 0 |  |  |  |  | 0 | 0
80053 | FOR #10 | 10 | South | YES | 0.14958 | 68.4 | 45 | 75 | 0 | 1 | Cogen | 1 | 0.28124 | 0 | 0 | 0 | 0 |  |  | 0.28124 | 0 |  |  |  |  | 0 | 0
60081 | WHRLWIND1A | 1 | West | YES | -0.11755 | 12 | 0 | 60 | 0 | 1.03 | Wind | -1 | 0.28215 | 0 | 60 |  |  |  |  | -0.28215 | 0 |  |  |  |  | 0 | 0
80226 | ALCOA G | 1 | South | YES | 0.15077 | 32.3 | 5 | 48 | 0 | 1.015 | Cogen | 1 | 0.28243 | 0 | 0 | 0 | 0 |  |  | 0.28243 | 0 |  |  |  |  | 0 | 0
1437 | MESQUITW_1G | 1 | North | YES | -0.1195 | 40 | 0 | 400 | 0 | 1.023 | Wind | -1 | 0.2841 | 0 | 400 |  |  | 0 | 0 | -0.2841 | 0 |  |  |  |  | 0 | 0
1438 | MESQUITW_2G | 1 | North | YES | -0.1195 | 23.6 | 0 | 236 |  | 1.017 | Wind | -1 | 0.2841 | 0 | 236 |  |  | 0 | 0 | -0.2841 | 0 |  |  |  |  | 0 | 0
1442 | COKFIELD_5 | 1 | North | YES | -0.12079 | 16.5 | 0 | 165 |  | 1.029 | Wind | -1 | 0.28539 | 0 | 165 |  |  | 0 | 0 | -0.28539 | 0 |  |  |  |  | 0 | 0
8147 | UCAR #2 | 10 | South | YES | 0.15469 | 18.2 | 0 | 28 |  | 1 | Cogen | 1 | 0.28636 | 0 | 0 | 0 | 0 |  |  | 0.28636 | 0 |  |  |  |  | 0 | 0
8148 | UCAR #1 | 2 | South | YES | 0.15469 | 6.1 | 0 | 7 | 0 | 1.009 | Cogen | 1 | 0.28636 | 0 | 0 | 0 | 0 |  |  | 0.28636 | 0 |  |  |  |  | 0 | 0
80137 | CSDR89 | 9 | South | YES | 0.15469 | 15 | 0 | 15 | 0 | 1.003 | DCTie | 1 | 0.28636 | 0 | 0 | 0 | 0 |  |  | 0.28636 | 0 |  |  |  |  | 0 | 0
80137 | CSDR89 | 8 | South | YES | 0.15469 | 33.9 | 0 | 39 | 0 | 1.003 | DCTie | 1 | 0.28636 | 0 | 0 | 0 | 0 |  |  | 0.28636 | 0 |  |  |  |  | 0 | 0
80138 | CSDR7 | 7 | South | YES | 0.15469 | 6.1 | 0 | 7 | 0 | 1.014 | DCTie | 1 | 0.28636 | 0 | 0 | 0 | 0 |  |  | 0.28636 | 0 |  |  |  |  | 0 | 0
80139 | CSDR56 | 6 | South | YES | 0.15469 | 0 | 0 | 39 |  | 1.0033 | DCTie | 1 | 0.28636 | 0 | 0 | 0 | 0 |  |  | 0.28636 | 0 |  |  |  |  | 0 | 0
80139 | CSDR56 | 5 | South | YES | 0.15469 | 15 | 0 | 15 |  | 1.0033 | DCTie | 1 | 0.28636 | 0 | 0 | 0 | 0 |  |  | 0.28636 | 0 |  |  |  |  | 0 | 0
80140 | CSDR11 | 11 | South | YES | 0.15469 | 33.9 | 0 | 39 | 0 | 1.03 | DCTie | 1 | 0.28636 | 0 | 0 | 0 | 0 |  |  | 0.28636 | 0 |  |  |  |  | 0 | 0
6100 | OKLA7A | EQ | West | YES | -0.12179 | 50 | -220 | 220 | 0 | 1.035 | DCTie | -1 | 0.28639 | 0 | 0 |  |  |  |  | -0.28639 | 0 |  |  |  |  | 0 | 0
6752 | OKLA0A | 1 | West | YES | -0.12179 | 649.7 | 175 | 649.7 | 0 | 1.035 | LIGCO | -1 | 0.28639 | 0 | 649.7 |  |  |  |  | -0.28639 | 0 |  |  |  |  | 0 | 0
3108 | STRYKER_2G | 2 | North | YES | -0.12184 | 484 | 75 | 484 | 0 | 1.029 | GST | -1 | 0.28644 | 484 | 484 |  |  | -58.9701 | 484 | -0.28644 | -138.6367 |  |  |  |  | 0 | 0
3107 | STRYKER_1G | 1 | North | YES | -0.12184 | 145.6 | 45 | 182 | 0 | 1.029 | GST | -1 | 0.28644 | 182 | 182 |  |  | -22.1747 | 182 | -0.28644 | -52.132 |  |  |  |  | 0 | 0
3309 | ASPN_G | 1 | North | YES | -0.12186 | 50 | 0 | 50 |  | 1 | Bio | -1 | 0.28646 | 50 | 50 |  |  | -6.0931 | 50 | -0.28646 | -14.3232 |  |  |  |  | 0 | 0
3348 | CHAMPION_1G | MB | North | YES | -0.12192 | 0 | 42 | 42 |  | 1 | Cogen | -1 | 0.28652 | 0 | 0 |  |  | 0 | 0 | -0.28652 | 0 |  |  |  |  | 0 | 0
80227 | AIRCO G | 1 | South | YES | 0.15529 | 7.2 | 0 | 8 | 0 | 1.0104 | Cogen | 1 | 0.28696 | 0 | 0 | 0 | 0 |  |  | 0.28696 | 0 |  |  |  |  | 0 | 0
13119 | TGATEWAY_4G | 4 | North | YES | -0.12241 | 399 | 65 | 399 | 0 | 1.0232 | CC | -1 | 0.28701 | 399 | 399 |  |  | -48.8404 | 399 | -0.28701 | -114.516 |  |  |  |  | 0 | 0
13116 | TGATEWAY_1G | 1 | North | YES | -0.12241 | 151 | 30 | 151 | 0 | 1.0232 | CC | -1 | 0.28701 | 151 | 151 |  |  | -18.4835 | 151 | -0.28701 | -43.3381 |  |  |  |  | 0 | 0
13118 | TGATEWAY_3G | 3 | North | YES | -0.12241 | 148 | 30 | 148 | 0 | 1.0232 | CC | -1 | 0.28701 | 148 | 148 |  |  | -18.1162 | 148 | -0.28701 | -42.4771 |  |  |  |  | 0 | 0
13117 | TGATEWAY_2G | 2 | North | YES | -0.12241 | 130 | 30 | 130 | 0 | 1.0232 | CC | -1 | 0.28701 | 130 | 130 |  |  | -15.9129 | 130 | -0.28701 | -37.311 |  |  |  |  | 0 | 0
3097 | MARTLAKE_1G | 1 | North | YES | -0.12296 | 790 | 500 | 790 | 0 | 1.017 | LIGCO | -1 | 0.28756 | 0 | 790 |  |  | 0 | 0 | -0.28756 | 0 |  |  |  |  | 0 | 0
3098 | MARTLAKE_2G | 2 | North | YES | -0.12296 | 795 | 461 | 795 | 0 | 1.017 | LIGCO | -1 | 0.28756 | 0 | 795 |  |  | 0 | 0 | -0.28756 | 0 |  |  |  |  | 0 | 0
3099 | MARTLAKE_3G | 3 | North | YES | -0.12296 | 804 | 500 | 804 | 0 | 1.017 | LIGCO | -1 | 0.28756 | 0 | 804 |  |  | 0 | 0 | -0.28756 | 0 |  |  |  |  | 0 | 0
80224 | VISTRONG1 | 1 | South | YES | 0.15626 | 13.1 | 0 | 15 | 0 | 1.01 | Cogen | 1 | 0.28793 | 0 | 0 | 0 | 0 |  |  | 0.28793 | 0 |  |  |  |  | 0 | 0
80225 | VISTRONG2 | 2 | South | YES | 0.15626 | 20.2 | 0 | 23 | 0 | 1.01 | Cogen | 1 | 0.28793 | 0 | 0 | 0 | 0 |  |  | 0.28793 | 0 |  |  |  |  | 0 | 0
1432 | GRHAMSES_2G | 2 | North | YES | -0.12485 | 294.9 | 90 | 366 | 0 | 1.014 | GST | -1 | 0.28945 | 366 | 366 |  |  | -45.6936 | 366 | -0.28945 | -105.9374 |  |  |  |  | 0 | 0
1479 | WFCOGEN_1G | 1 | North | YES | -0.12504 | 16 | 12 | 20 | 0 | 1 | Cogen | -1 | 0.28964 | 0 | 0 |  |  | 0 | 0 | -0.28964 | 0 |  |  |  |  | 0 | 0
1479 | WFCOGEN_1G | 2 | North | YES | -0.12504 | 16 | 12 | 20 | 0 | 1 | Cogen | -1 | 0.28964 | 0 | 0 |  |  | 0 | 0 | -0.28964 | 0 |  |  |  |  | 0 | 0
1482 | WFCOGEN_2G | 2 | North | YES | -0.12504 | 13.6 | 12 | 17 | 0 | 1 | Cogen | -1 | 0.28964 | 0 | 0 |  |  | 0 | 0 | -0.28964 | 0 |  |  |  |  | 0 | 0
1482 | WFCOGEN_2G | 1 | North | YES | -0.12504 | 16 | 12 | 20 | 0 | 1 | Cogen | -1 | 0.28964 | 0 | 0 |  |  | 0 | 0 | -0.28964 | 0 |  |  |  |  | 0 | 0
5505 | RAYBURNGEN1 | 1 | South | YES | 0.15801 | 0 | 1 | 11 |  | 1.0223 | GGT | 1 | 0.28967 | 11 | 11 | 1.7381 | 11 |  |  | 0.28967 | 3.1864 |  |  |  |  | 0 | 0
5506 | RAYBURNGEN2 | 1 | South | YES | 0.15801 | 0 | 1 | 11 |  | 1.0223 | GGT | 1 | 0.28967 | 11 | 11 | 1.7381 | 11 |  |  | 0.28967 | 3.1864 |  |  |  |  | 0 | 0
5503 | RAYBURNGEN3 | 1 | South | YES | 0.15801 | 17.6 | 6 | 22 | 0 | 1.0224 | GST | 1 | 0.28967 | 22 | 22 | 3.4762 | 22 |  |  | 0.28967 | 6.3728 |  |  |  |  | 0 | 0
1433 | GRHAMSES_1G | 1 | North | YES | -0.12512 | 242 | 60 | 242 | 0 | 1.038 | GST | -1 | 0.28972 | 242 | 242 |  |  | -30.2793 | 242 | -0.28972 | -70.1126 |  |  |  |  | 0 | 0
8066 | DUP1V#1 | 1 | South | YES | 0.15898 | 52.3 | 0 | 73 | 0 | 1.01 | Cogen | 1 | 0.29065 | 0 | 0 | 0 | 0 |  |  | 0.29065 | 0 |  |  |  |  | 0 | 0
5509 | RAYBURNCC10 | 1 | South | YES | 0.15922 | 37.3 | 5.2 | 37.3 | 0 | 1.0296 | CC | 1 | 0.29089 | 37.3 | 37.3 | 5.939 | 37.3 |  |  | 0.29089 | 10.8501 |  |  |  |  | 0 | 0
5511 | RAYBURNCC7 | 1 | South | YES | 0.15922 | 47.5 | 18.2 | 47.5 | 0 | 1.0296 | CC | 1 | 0.29089 | 47.5 | 47.5 | 7.5631 | 47.5 |  |  | 0.29089 | 13.8171 |  |  |  |  | 0 | 0
5508 | RAYBURNCC9 | 1 | South | YES | 0.15922 | 47.7 | 18.2 | 47.7 | 0 | 1.0296 | CC | 1 | 0.29089 | 47.7 | 47.7 | 7.5949 | 47.7 |  |  | 0.29089 | 13.8753 |  |  |  |  | 0 | 0
5512 | RAYBURNCC8 | 1 | South | YES | 0.15922 | 49.3 | 18.2 | 49.3 | 0 | 1.0296 | CC | 1 | 0.29089 | 49.3 | 49.3 | 7.8497 | 49.3 |  |  | 0.29089 | 14.3407 |  |  |  |  | 0 | 0
12424 | FPLEFR2S_G | 4 | North | YES | -0.12668 | 415 | 191 | 415 | 0 | 1 | CC | -1 | 0.29128 | 415 | 415 |  |  | -52.5726 | 415 | -0.29128 | -120.8818 |  |  |  |  | 0 | 0
12414 | FPLEFR1S_G | 4 | North | YES | -0.12668 | 414 | 191 | 414 | 0 | 1 | CC | -1 | 0.29128 | 414 | 414 |  |  | -52.4459 | 414 | -0.29128 | -120.5905 |  |  |  |  | 0 | 0
12412 | FPLEFR1B_G | 2 | North | YES | -0.12668 | 164 | 72 | 164 | 0 | 1 | CC | -1 | 0.29128 | 164 | 164 |  |  | -20.7757 | 164 | -0.29128 | -47.7702 |  |  |  |  | 0 | 0
12413 | FPLEFR1C_G | 3 | North | YES | -0.12668 | 164 | 72 | 164 | 0 | 1 | CC | -1 | 0.29128 | 164 | 164 |  |  | -20.7757 | 164 | -0.29128 | -47.7702 |  |  |  |  | 0 | 0
12423 | FPLEFR2C_G | 3 | North | YES | -0.12668 | 163 | 72 | 163 | 0 | 1 | CC | -1 | 0.29128 | 163 | 163 |  |  | -20.649 | 163 | -0.29128 | -47.4789 |  |  |  |  | 0 | 0
12421 | FPLEFR2A_G | 1 | North | YES | -0.12668 | 162 | 72 | 162 | 0 | 1 | CC | -1 | 0.29128 | 162 | 162 |  |  | -20.5223 | 162 | -0.29128 | -47.1876 |  |  |  |  | 0 | 0
12411 | FPLEFR1A_G | 1 | North | YES | -0.12668 | 161 | 72 | 161 | 0 | 1 | CC | -1 | 0.29128 | 161 | 161 |  |  | -20.3956 | 161 | -0.29128 | -46.8963 |  |  |  |  | 0 | 0
12422 | FPLEFR2B_G | 2 | North | YES | -0.12668 | 161 | 72 | 161 | 0 | 1 | CC | -1 | 0.29128 | 161 | 161 |  |  | -20.3956 | 161 | -0.29128 | -46.8963 |  |  |  |  | 0 | 0
2452 | LKHB2_G | 2 | North | YES | -0.12747 | 516 | 80 | 516 | 0 | 1.022 | GST | -1 | 0.29207 | 516 | 516 |  |  | -65.7745 | 516 | -0.29207 | -150.7083 |  |  |  |  | 0 | 0
2451 | LKHB1_G | 1 | North | YES | -0.12747 | 0 | 80 | 391 |  | 1.022 | GST | -1 | 0.29207 | 391 | 391 |  |  | -49.8408 | 391 | -0.29207 | -114.1995 |  |  |  |  | 0 | 0
80265 | LARECU40A | 4 | South | YES | 0.16042 | 80 | 0 | 100 |  | 1.039 | GGT | 1 | 0.29208 | 100 | 100 | 16.0416 | 100 |  |  | 0.29208 | 29.2079 |  |  |  |  | 0 | 0
80266 | LARECU50A | 5 | South | YES | 0.16042 | 80 | 0 | 100 |  | 1.039 | GGT | 1 | 0.29208 | 100 | 100 | 16.0416 | 100 |  |  | 0.29208 | 29.2079 |  |  |  |  | 0 | 0
80012 | LAR | F | South | YES | 0.16042 | 0 | 0 | 0 | 0 | 1.04 | DCTie | 1 | 0.29208 | 0 | 0 | 0 | 0 |  |  | 0.29208 | 0 |  |  |  |  | 0 | 0
8173 | VICEC51A | 5 | South | YES | 0.16057 | 144 | 18 | 144 | 0 | 1.025 | CC | 1 | 0.29223 | 144 | 144 | 23.1222 | 144 |  |  | 0.29223 | 42.0817 |  |  |  |  | 0 | 0
8174 | VICEC61A | 6 | South | YES | 0.16057 | 188 | 42 | 188 | 0 | 1.025 | CC | 1 | 0.29223 | 188 | 188 | 30.1873 | 188 |  |  | 0.29223 | 54.94 |  |  |  |  | 0 | 0
12440 | PARKD_1SVC8 | 1 | North | YES | -0.12763 | 0 | 0 | 0 | 0 | 1.007 | GST | -1 | 0.29223 | 0 | 0 |  |  | 0 | 0 | -0.29223 | 0 |  |  |  |  | 0 | 0
12449 | PARKD_2SVC8 | 1 | North | YES | -0.12763 | 0 | 0 | 0 | 0 | 1.007 | GST | -1 | 0.29223 | 0 | 0 |  |  | 0 | 0 | -0.29223 | 0 |  |  |  |  | 0 | 0
8926 | LGE_GT10A | 1 | South | YES | 0.16062 | 158 | 0 | 158 | 0 | 1.03 | Cogen | 1 | 0.29228 | 0 | 0 | 0 | 0 |  |  | 0.29228 | 0 |  |  |  |  | 0 | 0
8927 | LGE_GT20A | 2 | South | YES | 0.16062 | 153 | 0 | 153 | 0 | 1.03 | Cogen | 1 | 0.29228 | 0 | 0 | 0 | 0 |  |  | 0.29228 | 0 |  |  |  |  | 0 | 0
8928 | LGE_STG0A | 3 | South | YES | 0.16062 | 100 | 0 | 100 | 0 | 1.03 | Cogen | 1 | 0.29228 | 0 | 0 | 0 | 0 |  |  | 0.29228 | 0 |  |  |  |  | 0 | 0
8930 | ICPGN10A | 1 | South | YES | 0.16062 | 149 | 0 | 149 | 0 | 1.03 | Cogen | 1 | 0.29228 | 0 | 0 | 0 | 0 |  |  | 0.29228 | 0 |  |  |  |  | 0 | 0
8931 | ICPGN20A | 2 | South | YES | 0.16062 | 150 | 0 | 150 | 0 | 1.03 | Cogen | 1 | 0.29228 | 0 | 0 | 0 | 0 |  |  | 0.29228 | 0 |  |  |  |  | 0 | 0
8932 | ICPGN30A | 3 | South | YES | 0.16062 | 127 | 0 | 127 | 0 | 1.03 | Cogen | 1 | 0.29228 | 0 | 0 | 0 | 0 |  |  | 0.29228 | 0 |  |  |  |  | 0 | 0
80223 | REYSHR G | 1 | South | YES | 0.16062 | 12 | 0 | 12 | 0 | 1.032 | Cogen | 1 | 0.29228 | 0 | 0 | 0 | 0 |  |  | 0.29228 | 0 |  |  |  |  | 0 | 0
950 | STEAM3 | 1 | North | YES | -0.1277 | 41 | 13 | 42 | 0 | 1.02 | GST | -1 | 0.2923 | 42 | 42 |  |  | -5.3632 | 42 | -0.2923 | -12.2764 |  |  |  |  | 0 | 0
949 | STEAM2 | 1 | North | YES | -0.1277 | 26 | 8 | 26 | 0 | 0.99 | GST | -1 | 0.2923 | 26 | 26 |  |  | -3.3201 | 26 | -0.2923 | -7.5997 |  |  |  |  | 0 | 0
948 | STEAM1 | 1 | North | YES | -0.1277 | 0 | 12 | 20 |  | 1.02 | GST | -1 | 0.2923 | 20 | 20 |  |  | -2.5539 | 20 | -0.2923 | -5.8459 |  |  |  |  | 0 | 0
7031 | L_MARSFO1G1Y | 1 | South | YES | 0.16076 | 0 | 0 | 36 |  | 1 | Hydro | 1 | 0.29242 | 0 | 0 | 0 | 0 |  |  | 0.29242 | 0 |  |  |  |  | 0 | 0
7032 | L_MARSFO1G2Y | 2 | South | YES | 0.16076 | 0 | 0 | 35 |  | 1 | Hydro | 1 | 0.29242 | 0 | 0 | 0 | 0 |  |  | 0.29242 | 0 |  |  |  |  | 0 | 0
7033 | L_MARSFO1G3Y | 3 | South | YES | 0.16076 | 0 | 0 | 36 |  | 1 | Hydro | 1 | 0.29242 | 0 | 0 | 0 | 0 |  |  | 0.29242 | 0 |  |  |  |  | 0 | 0
844 | OLINGER_G3 | 1 | North | YES | -0.12785 | 103.9 | 45 | 150 | 0 | 1.03 | GST | -1 | 0.29246 | 150 | 150 |  |  | -19.1782 | 150 | -0.29246 | -43.8683 |  |  |  |  | 0 | 0
843 | OLINGER_G2 | 1 | North | YES | -0.12785 | 76.2 | 25 | 110 | 0 | 1.03 | GST | -1 | 0.29246 | 110 | 110 |  |  | -14.064 | 110 | -0.29246 | -32.1701 |  |  |  |  | 0 | 0
842 | OLINGER_G1 | 1 | North | YES | -0.12785 | 55.4 | 20 | 79 | 0 | 1.03 | GST | -1 | 0.29246 | 79 | 79 |  |  | -10.1005 | 79 | -0.29246 | -23.104 |  |  |  |  | 0 | 0
845 | OLINGER_G4 | 1 | North | YES | -0.12785 | 51.9 | 0 | 76 | 0 | 1.03 | GGT | -1 | 0.29246 | 76 | 76 |  |  | -9.717 | 76 | -0.29246 | -22.2266 |  |  |  |  | 0 | 0
837 | NEWMAN_G5 | 1 | North | YES | -0.12788 | 0 | 15 | 40 |  | 1.01 | GST | -1 | 0.29248 | 40 | 40 |  |  | -5.1152 | 40 | -0.29248 | -11.6993 |  |  |  |  | 0 | 0
1701 | MOSES_1G | 1 | North | YES | -0.12793 | 558 | 175 | 558 | 0 | 1.023 | LIGCO | -1 | 0.29253 | 0 | 558 |  |  | 0 | 0 | -0.29253 | 0 |  |  |  |  | 0 | 0
1702 | MOSES_2G | 2 | North | YES | -0.12793 | 579 | 175 | 579 | 0 | 1.023 | LIGCO | -1 | 0.29253 | 0 | 579 |  |  | 0 | 0 | -0.29253 | 0 |  |  |  |  | 0 | 0
1703 | MOSES_3G | 3 | North | YES | -0.12793 | 808 | 463 | 808 | 0 | 1.023 | LIGCO | -1 | 0.29253 | 0 | 808 |  |  | 0 | 0 | -0.29253 | 0 |  |  |  |  | 0 | 0
5925 | DCEAST | EQ | North | YES | -0.12793 | 400.3 | -600 | 600 | 0 | 1.025 | DCTie | -1 | 0.29253 | 0 | 0 |  |  | 0 | 0 | -0.29253 | 0 |  |  |  |  | 0 | 0
1675 | PEC_1G | 1 | North | YES | -0.128 | 76.7 | 35 | 76.7 | 0 | 1.022 | Cogen | -1 | 0.2926 | 0 | 0 |  |  | 0 | 0 | -0.2926 | 0 |  |  |  |  | 0 | 0
1676 | PEC_2G | 2 | North | YES | -0.128 | 79.6 | 35 | 79.6 | 0 | 1.022 | Cogen | -1 | 0.2926 | 0 | 0 |  |  | 0 | 0 | -0.2926 | 0 |  |  |  |  | 0 | 0
1677 | PEC_3G | 3 | North | YES | -0.128 | 88.4 | 35 | 88.4 | 0 | 1.022 | Cogen | -1 | 0.2926 | 0 | 0 |  |  | 0 | 0 | -0.2926 | 0 |  |  |  |  | 0 | 0
1683 | LAMARPWR_6G | 6 | North | YES | -0.12808 | 198 | 129.1 | 198 | 0 | 1.038 | CC | -1 | 0.29268 | 198 | 198 |  |  | -25.3604 | 198 | -0.29268 | -57.9513 |  |  |  |  | 0 | 0
1680 | LAMARPWR_3G | 3 | North | YES | -0.12808 | 196 | 129.1 | 196 | 0 | 1.038 | CC | -1 | 0.29268 | 196 | 196 |  |  | -25.1043 | 196 | -0.29268 | -57.366 |  |  |  |  | 0 | 0
1678 | LAMARPWR_1G | 1 | North | YES | -0.12808 | 160 | 67.7 | 160 | 0 | 1.038 | CC | -1 | 0.29268 | 160 | 160 |  |  | -20.4933 | 160 | -0.29268 | -46.8294 |  |  |  |  | 0 | 0
1682 | LAMARPWR_5G | 5 | North | YES | -0.12808 | 157 | 67.7 | 157 | 0 | 1.038 | CC | -1 | 0.29268 | 157 | 157 |  |  | -20.109 | 157 | -0.29268 | -45.9513 |  |  |  |  | 0 | 0
1679 | LAMARPWR_2G | 2 | North | YES | -0.12808 | 156 | 67.7 | 156 | 0 | 1.038 | CC | -1 | 0.29268 | 156 | 156 |  |  | -19.9809 | 156 | -0.29268 | -45.6586 |  |  |  |  | 0 | 0
1681 | LAMARPWR_4G | 4 | North | YES | -0.12808 | 156 | 67.7 | 156 | 0 | 1.038 | CC | -1 | 0.29268 | 156 | 156 |  |  | -19.9809 | 156 | -0.29268 | -45.6586 |  |  |  |  | 0 | 0
1689 | VALLEY_3G | 3 | North | YES | -0.12818 | 0 | 25 | 375 |  | 1.003 | GST | -1 | 0.29278 | 375 | 375 |  |  | -48.066 | 375 | -0.29278 | -109.7912 |  |  |  |  | 0 | 0
11693 | KMICHIST3_G | 3 | North | YES | -0.12818 | 312 | 60 | 312 | 0 | 1.026 | CC | -1 | 0.29278 | 312 | 312 |  |  | -39.9909 | 312 | -0.29278 | -91.3463 |  |  |  |  | 0 | 0
11696 | KMICHIST6_G | 6 | North | YES | -0.12818 | 310 | 60 | 310 | 0 | 1.026 | CC | -1 | 0.29278 | 310 | 310 |  |  | -39.7346 | 310 | -0.29278 | -90.7607 |  |  |  |  | 0 | 0
11695 | KMICHICT5_G | 5 | North | YES | -0.12818 | 148 | 80 | 148 | 0 | 1.026 | CC | -1 | 0.29278 | 148 | 148 |  |  | -18.97 | 148 | -0.29278 | -43.3309 |  |  |  |  | 0 | 0
11692 | KMICHICT2_G | 2 | North | YES | -0.12818 | 146 | 80 | 146 | 0 | 1.026 | CC | -1 | 0.29278 | 146 | 146 |  |  | -18.7137 | 146 | -0.29278 | -42.7454 |  |  |  |  | 0 | 0
11691 | KMICHICT1_G | 1 | North | YES | -0.12818 | 144 | 80 | 144 | 0 | 1.026 | CC | -1 | 0.29278 | 144 | 144 |  |  | -18.4573 | 144 | -0.29278 | -42.1598 |  |  |  |  | 0 | 0
11694 | KMICHICT4_G | 4 | North | YES | -0.12818 | 144 | 80 | 144 | 0 | 1.026 | CC | -1 | 0.29278 | 144 | 144 |  |  | -18.4573 | 144 | -0.29278 | -42.1598 |  |  |  |  | 0 | 0
1600 | BARTNWND_1G | 1 | North | YES | -0.12829 | 12 | 0 | 120 | 0 | 1.022 | Wind | -1 | 0.29289 | 0 | 120 |  |  | 0 | 0 | -0.29289 | 0 |  |  |  |  | 0 | 0
1688 | VALLEY_2G | 2 | North | YES | -0.1283 | 527 | 90 | 527 | 0 | 1.029 | GSC | -1 | 0.2929 | 527 | 527 |  |  | -67.6141 | 527 | -0.2929 | -154.3585 |  |  |  |  | 0 | 0
1687 | VALLEY_1G | 1 | North | YES | -0.1283 | 136 | 15 | 170 | 0 | 1.029 | GST | -1 | 0.2929 | 170 | 170 |  |  | -21.811 | 170 | -0.2929 | -49.7931 |  |  |  |  | 0 | 0
1455 | WCPWRCO_3G | 3 | North | YES | -0.1283 | 242 | 50 | 242 |  | 1.02 | CC | -1 | 0.2929 | 242 | 242 |  |  | -31.0488 | 242 | -0.2929 | -70.8821 |  |  |  |  | 0 | 0
1453 | WCPWRCO_1G | 1 | North | YES | -0.1283 | 204 | 50 | 204 | 0 | 1.02 | CC | -1 | 0.2929 | 204 | 204 |  |  | -26.1734 | 204 | -0.2929 | -59.7519 |  |  |  |  | 0 | 0
1454 | WCPWRCO_2G | 2 | North | YES | -0.1283 | 204 | 50 | 204 | 0 | 1.02 | CC | -1 | 0.2929 | 204 | 204 |  |  | -26.1734 | 204 | -0.2929 | -59.7519 |  |  |  |  | 0 | 0
344 | MRSSHPRD | 1 | North | YES | -0.12834 | 0 | 0 | 12 |  | 1.03 | Hydro | -1 | 0.29294 | 0 | 0 |  |  | 0 | 0 | -0.29294 | 0 |  |  |  |  | 0 | 0
345 | MRSSHPRD01 | 2 | North | YES | -0.12834 | 0 | 0 | 12 |  | 1.03 | Hydro | -1 | 0.29294 | 0 | 0 |  |  | 0 | 0 | -0.29294 | 0 |  |  |  |  | 0 | 0
6948 | DENISNDM | 1 | North | YES | -0.12841 | 40 | 5 | 40 |  | 1.015 | Hydro | -1 | 0.29301 | 0 | 0 |  |  | 0 | 0 | -0.29301 | 0 |  |  |  |  | 0 | 0
6948 | DENISNDM | 2 | North | YES | -0.12841 | 31 | 5 | 40 |  | 1.015 | Hydro | -1 | 0.29301 | 0 | 0 |  |  | 0 | 0 | -0.29301 | 0 |  |  |  |  | 0 | 0
3126 | TRINIDAD_6G | 1 | North | YES | -0.12865 | 179.2 | 46 | 224 | 0 | 1 | GST | -1 | 0.29325 | 224 | 224 |  |  | -28.818 | 224 | -0.29325 | -65.6885 |  |  |  |  | 0 | 0
88299 | ZAPATA | F | South | YES | 0.16159 | 0 | 0 | 0 | 0 | 1.02 | BLT | 1 | 0.29326 | 0 | 0 | 0 | 0 |  |  | 0.29326 | 0 |  |  |  |  | 0 | 0
2371 | COLLIN_1G | MB | North | YES | -0.12903 | 0 | 40 | 138 |  | 1.022 | GST | -1 | 0.29363 | 0 | 0 |  |  | 0 | 0 | -0.29363 | 0 |  |  |  |  | 0 | 0
8442 | NBEC7 | MB | South | YES | 0.16208 | 0 | 81 | 367 |  | 1.0298 | GST | 1 | 0.29375 | 0 | 0 | 0 | 0 |  |  | 0.29375 | 0 |  |  |  |  | 0 | 0
8442 | NBEC7 | 7 | South | YES | 0.16208 | 0 | 81 | 367 |  | 1.0298 | GST | 1 | 0.29375 | 367 | 367 | 59.4845 | 367 |  |  | 0.29375 | 107.8049 |  |  |  |  | 0 | 0
728 | WOLFRIDGE801 | 1 | North | YES | -0.12916 | 11.2 | 0 | 112.5 | 0 | 0.99 | Wind | -1 | 0.29376 | 0 | 112.5 |  |  | 0 | 0 | -0.29376 | 0 |  |  |  |  | 0 | 0
8560 | CNOPGT1 | 1 | South | YES | 0.1621 | 148.3 | 0 | 148.3 | 0 | 1.03 | Cogen | 1 | 0.29376 | 0 | 0 | 0 | 0 |  |  | 0.29376 | 0 |  |  |  |  | 0 | 0
8561 | CNOPGT2 | 2 | South | YES | 0.1621 | 148.6 | 0 | 148.6 | 0 | 1.03 | Cogen | 1 | 0.29376 | 0 | 0 | 0 | 0 |  |  | 0.29376 | 0 |  |  |  |  | 0 | 0
8562 | CNOPST1 | 3 | South | YES | 0.1621 | 153 | 0 | 153 | 0 | 1.03 | Cogen | 1 | 0.29376 | 0 | 0 | 0 | 0 |  |  | 0.29376 | 0 |  |  |  |  | 0 | 0
8456 | COSW#1 | 1 | South | YES | 0.16218 | 20 | 0 | 20 | 0 | 1.027 | Cogen | 1 | 0.29385 | 0 | 0 | 0 | 0 |  |  | 0.29385 | 0 |  |  |  |  | 0 | 0
8457 | COSW#2 | 2 | South | YES | 0.16218 | 14 | 0 | 14 | 0 | 1.027 | Cogen | 1 | 0.29385 | 0 | 0 | 0 | 0 |  |  | 0.29385 | 0 |  |  |  |  | 0 | 0
88508 | FALFURRI | F | South | YES | 0.16231 | 0 | 0 | 0 | 0 | 1 | AVR | 1 | 0.29397 | 0 | 0 | 0 | 0 |  |  | 0.29397 | 0 |  |  |  |  | 0 | 0
924 | SPENCER_G5 | 1 | North | YES | -0.12944 | 52 | 20 | 66 | 0 | 1.03 | GST | -1 | 0.29404 | 66 | 66 |  |  | -8.543 | 66 | -0.29404 | -19.4067 |  |  |  |  | 0 | 0
923 | SPENCER_G4 | 1 | North | YES | -0.12944 | 48 | 20 | 61 | 0 | 1.03 | GST | -1 | 0.29404 | 61 | 61 |  |  | -7.8958 | 61 | -0.29404 | -17.9365 |  |  |  |  | 0 | 0
5728 | FALCONHYDRO2 | 2 | South | YES | 0.16239 | 12 | 0 | 12 | 0 | 1.0234 | Hydro | 1 | 0.29405 | 0 | 0 | 0 | 0 |  |  | 0.29405 | 0 |  |  |  |  | 0 | 0
5729 | FALCONHYDRO3 | 3 | South | YES | 0.16239 | 11 | 0 | 11 | 0 | 1.0234 | Hydro | 1 | 0.29405 | 0 | 0 | 0 | 0 |  |  | 0.29405 | 0 |  |  |  |  | 0 | 0
8048 | FALCONHYDRO1 | 1 | South | YES | 0.16239 | 12 | 0 | 12 | 0 | 1.0234 | Hydro | 1 | 0.29405 | 0 | 0 | 0 | 0 |  |  | 0.29405 | 0 |  |  |  |  | 0 | 0
8459 | B_DAVIS0B | MB | South | YES | 0.16239 | 0 | 50 | 339 |  | 1.03 | GSC | 1 | 0.29405 | 0 | 0 | 0 | 0 |  |  | 0.29405 | 0 |  |  |  |  | 0 | 0
8460 | B_DAVIS0A | MB | South | YES | 0.16239 | 0 | 50 | 340 |  | 1.03 | GSC | 1 | 0.29405 | 0 | 0 | 0 | 0 |  |  | 0.29405 | 0 |  |  |  |  | 0 | 0
80263 | B_DAVIS31A | 3 | South | YES | 0.16239 | 0 | 0 | 180 |  | 1.0366 | CC | 1 | 0.29405 | 180 | 180 | 29.2302 | 180 |  |  | 0.29405 | 52.9296 |  |  |  |  | 0 | 0
80264 | B_DAVIS41A | 4 | South | YES | 0.16239 | 0 | 0 | 180 |  | 1.0366 | CC | 1 | 0.29405 | 180 | 180 | 29.2302 | 180 |  |  | 0.29405 | 52.9296 |  |  |  |  | 0 | 0
2417 | MTCK8_G | 8 | North | YES | -0.12947 | 444.8 | 60 | 556 | 0 | 1.022 | GSC | -1 | 0.29407 | 556 | 556 |  |  | -71.9859 | 556 | -0.29407 | -163.5037 |  |  |  |  | 0 | 0
2413 | MTCK6_G | 6 | North | YES | -0.12947 | 0 | 30 | 118 |  | 1.022 | GST | -1 | 0.29407 | 118 | 118 |  |  | -15.2776 | 118 | -0.29407 | -34.7004 |  |  |  |  | 0 | 0
2414 | MTCK7_G | 7 | North | YES | -0.12947 | 0 | 30 | 115 |  | 1.022 | GST | -1 | 0.29407 | 115 | 115 |  |  | -14.8892 | 115 | -0.29407 | -33.8182 |  |  |  |  | 0 | 0
8506 | VAL #1 | 1 | South | YES | 0.16244 | 20.9 | 0 | 25 | 0 | 1.0055 | Cogen | 1 | 0.2941 | 0 | 0 | 0 | 0 |  |  | 0.2941 | 0 |  |  |  |  | 0 | 0
8507 | VAL #2 | 2 | South | YES | 0.16244 | 20.9 | 0 | 25 | 0 | 1.0055 | Cogen | 1 | 0.2941 | 0 | 0 | 0 | 0 |  |  | 0.2941 | 0 |  |  |  |  | 0 | 0
8461 | KOCH_UP0A | 1 | South | YES | 0.16258 | 38 | 0 | 38 | 0 | 1.012 | Cogen | 1 | 0.29424 | 0 | 0 | 0 | 0 |  |  | 0.29424 | 0 |  |  |  |  | 0 | 0
8511 | OXY_CC0A | 1 | South | YES | 0.16261 | 30.3 | 0 | 38 | 0 | 1.027 | Cogen | 1 | 0.29427 | 0 | 0 | 0 | 0 |  |  | 0.29427 | 0 |  |  |  |  | 0 | 0
2383 | NTHLK3_G | 3 | North | YES | -0.12982 | 0 | 50 | 329 |  | 1.022 | GST | -1 | 0.29442 | 329 | 329 |  |  | -42.7118 | 329 | -0.29442 | -96.8653 |  |  |  |  | 0 | 0
2382 | NTHLK2_G | 2 | North | YES | -0.12982 | 0 | 35 | 181 |  | 1.022 | GST | -1 | 0.29442 | 181 | 181 |  |  | -23.498 | 181 | -0.29442 | -53.2906 |  |  |  |  | 0 | 0
2381 | NTHLK1_G | 1 | North | YES | -0.12982 | 0 | 35 | 156 |  | 1.022 | GST | -1 | 0.29442 | 156 | 156 |  |  | -20.2524 | 156 | -0.29442 | -45.9301 |  |  |  |  | 0 | 0
580 | JCKCNTY801 | 1 | North | YES | -0.13001 | 288 | 0 | 288 | 0 | 1.022 | CC | -1 | 0.29461 | 288 | 288 |  |  | -37.444 | 288 | -0.29461 | -84.849 |  |  |  |  | 0 | 0
581 | JCKCNTY802 | 2 | North | YES | -0.13001 | 147 | 0 | 147 | 0 | 1.022 | CC | -1 | 0.29461 | 147 | 147 |  |  | -19.1121 | 147 | -0.29461 | -43.3083 |  |  |  |  | 0 | 0
582 | JCKCNTY803 | 3 | North | YES | -0.13001 | 147 | 0 | 147 | 0 | 1.022 | CC | -1 | 0.29461 | 147 | 147 |  |  | -19.1121 | 147 | -0.29461 | -43.3083 |  |  |  |  | 0 | 0
8933 | FGNTS001 | 1 | South | YES | 0.16321 | 146.5 | 0 | 146.5 | 0 | 1.03 | CC | 1 | 0.29488 | 146.5 | 146.5 | 23.911 | 146.5 |  |  | 0.29488 | 43.1997 |  |  |  |  | 0 | 0
8934 | FGNTS101 | 2 | South | YES | 0.16321 | 147.9 | 0 | 147.9 | 0 | 1.03 | CC | 1 | 0.29488 | 147.9 | 147.9 | 24.1395 | 147.9 |  |  | 0.29488 | 43.6125 |  |  |  |  | 0 | 0
8935 | FGNTS201 | 3 | South | YES | 0.16321 | 173 | 0 | 173 | 0 | 1.03 | CC | 1 | 0.29488 | 173 | 173 | 28.2362 | 173 |  |  | 0.29488 | 51.0139 |  |  |  |  | 0 | 0
8517 | CELANEBI0A | 1 | South | YES | 0.16323 | 29 | 0 | 29 | 0 | 1.02 | Cogen | 1 | 0.29489 | 0 | 0 | 0 | 0 |  |  | 0.29489 | 0 |  |  |  |  | 0 | 0
8982 | HECN2 | 2 | South | YES | 0.16336 | 144.1 | 0 | 144.1 | 0 | 1.0304 | CC | 1 | 0.29502 | 144.1 | 144.1 | 23.5395 | 144.1 |  |  | 0.29502 | 42.5121 |  |  |  |  | 0 | 0
8981 | HECN1 | 1 | South | YES | 0.16336 | 144.8 | 0 | 144.8 | 0 | 1.0304 | CC | 1 | 0.29502 | 144.8 | 144.8 | 23.6538 | 144.8 |  |  | 0.29502 | 42.7186 |  |  |  |  | 0 | 0
8983 | HECN3 | 3 | South | YES | 0.16336 | 171.9 | 0 | 171.9 | 0 | 1.0304 | CC | 1 | 0.29502 | 171.9 | 171.9 | 28.0807 | 171.9 |  |  | 0.29502 | 50.7136 |  |  |  |  | 0 | 0
8936 | MVGN#1 | 1 | South | YES | 0.16336 | 216.6 | 0 | 216.6 | 0 | 1.0304 | CC | 1 | 0.29502 | 216.6 | 216.6 | 35.3829 | 216.6 |  |  | 0.29502 | 63.9012 |  |  |  |  | 0 | 0
8937 | MVGN#2 | 2 | South | YES | 0.16336 | 216.7 | 0 | 216.7 | 0 | 1.0304 | CC | 1 | 0.29502 | 216.7 | 216.7 | 35.3992 | 216.7 |  |  | 0.29502 | 63.9307 |  |  |  |  | 0 | 0
8938 | MVGN#3 | 3 | South | YES | 0.16336 | 250.9 | 0 | 250.9 | 0 | 1.0304 | CC | 1 | 0.29502 | 250.9 | 250.9 | 40.986 | 250.9 |  |  | 0.29502 | 74.0203 |  |  |  |  | 0 | 0
80003 | MILHWYS | F | South | YES | 0.1634 | 0 | 0 | 0 | 0 | 1.0168 | AVR | 1 | 0.29506 | 0 | 0 | 0 | 0 |  |  | 0.29506 | 0 |  |  |  |  | 0 | 0
5933 | SI_RAY6 | 6 | South | YES | 0.1634 | 15.4 | 10 | 19.3 | 0 | 1.035 | GST | 1 | 0.29506 | 19.3 | 19.3 | 3.1536 | 19.3 |  |  | 0.29506 | 5.6947 |  |  |  |  | 0 | 0
5932 | SI_RAY9 | 9 | South | YES | 0.1634 | 32 | 32 | 38 | 0 | 1.035 | CC | 1 | 0.29506 | 38 | 38 | 6.2092 | 38 |  |  | 0.29506 | 11.2124 |  |  |  |  | 0 | 0
5935 | SI_RAY10 | 10 | South | YES | 0.1634 | 47 | 10 | 47 | 0 | 1.03 | CC | 1 | 0.29506 | 47 | 47 | 7.6798 | 47 |  |  | 0.29506 | 13.8679 |  |  |  |  | 0 | 0
80080 | GWINDT11A | 4 | South | YES | 0.16343 | 3.8 | 0 | 19 | 0 | 1.025 | Wind | 1 | 0.29509 | 0 | 19 | 3.1052 | 19 |  |  | 0.29509 | 5.6068 |  |  |  |  | 0 | 0
80081 | GWINDT21A | 4 | South | YES | 0.16343 | 4.4 | 0 | 22 | 0 | 1.025 | Wind | 1 | 0.29509 | 0 | 22 | 3.5955 | 22 |  |  | 0.29509 | 6.4921 |  |  |  |  | 0 | 0
80081 | GWINDT21A | 2 | South | YES | 0.16343 | 7.2 | 0 | 36 | 0 | 1.025 | Wind | 1 | 0.29509 | 0 | 36 | 5.8835 | 36 |  |  | 0.29509 | 10.6234 |  |  |  |  | 0 | 0
80080 | GWINDT11A | 3 | South | YES | 0.16343 | 0 | 0 | 38 | 0 | 1.025 | Wind | 1 | 0.29509 | 0 | 38 | 6.2104 | 38 |  |  | 0.29509 | 11.2136 |  |  |  |  | 0 | 0
80080 | GWINDT11A | 2 | South | YES | 0.16343 | 0 | 0 | 41 | 0 | 1.025 | Wind | 1 | 0.29509 | 0 | 41 | 6.7007 | 41 |  |  | 0.29509 | 12.0989 |  |  |  |  | 0 | 0
80081 | GWINDT21A | 3 | South | YES | 0.16343 | 8.6 | 0 | 43 | 0 | 1.025 | Wind | 1 | 0.29509 | 0 | 43 | 7.0275 | 43 |  |  | 0.29509 | 12.689 |  |  |  |  | 0 | 0
80180 | PNSCALT11A | 2 | South | YES | 0.16343 | 10 | 0 | 50 | 0 | 1.025 | Wind | 1 | 0.29509 | 0 | 50 | 8.1715 | 50 |  |  | 0.29509 | 14.7547 |  |  |  |  | 0 | 0
80181 | PNSCALT21A | 2 | South | YES | 0.16343 | 10 | 0 | 50 | 0 | 1.025 | Wind | 1 | 0.29509 | 0 | 50 | 8.1715 | 50 |  |  | 0.29509 | 14.7547 |  |  |  |  | 0 | 0
80181 | PNSCALT21A | 1 | South | YES | 0.16343 | 16.5 | 0 | 55 | 0 | 1.025 | Wind | 1 | 0.29509 | 0 | 55 | 8.9887 | 55 |  |  | 0.29509 | 16.2302 |  |  |  |  | 0 | 0
80080 | GWINDT11A | 1 | South | YES | 0.16343 | 28.2 | 0 | 94 | 0 | 1.025 | Wind | 1 | 0.29509 | 0 | 94 | 15.3625 | 94 |  |  | 0.29509 | 27.7389 |  |  |  |  | 0 | 0
80081 | GWINDT21A | 1 | South | YES | 0.16343 | 28.2 | 0 | 94 | 0 | 1.025 | Wind | 1 | 0.29509 | 0 | 94 | 15.3625 | 94 |  |  | 0.29509 | 27.7389 |  |  |  |  | 0 | 0
80180 | PNSCALT11A | 1 | South | YES | 0.16343 | 43.8 | 0 | 148 | 0 | 1.025 | Wind | 1 | 0.29509 | 0 | 148 | 24.1878 | 148 |  |  | 0.29509 | 43.6739 |  |  |  |  | 0 | 0
1643 | SLSTR1PP_1G | 1 | North | YES | -0.13103 | 6 | 0 | 60 | 0 | 1.022 | Wind | -1 | 0.29563 | 0 | 60 |  |  | 0 | 0 | -0.29563 | 0 |  |  |  |  | 0 | 0
1861 | EAGLEMNT_1G | MB | North | YES | -0.13128 | 0 | 30 | 112 |  | 1.022 | GST | -1 | 0.29588 | 0 | 0 |  |  | 0 | 0 | -0.29588 | 0 |  |  |  |  | 0 | 0
1862 | EAGLEMNT_2G | MB | North | YES | -0.13128 | 0 | 40 | 100 |  | 1.022 | GST | -1 | 0.29588 | 0 | 0 |  |  | 0 | 0 | -0.29588 | 0 |  |  |  |  | 0 | 0
1863 | EAGLEMNT_3G | MB | North | YES | -0.13128 | 0 | 50 | 378 |  | 1.022 | GST | -1 | 0.29588 | 0 | 0 |  |  | 0 | 0 | -0.29588 | 0 |  |  |  |  | 0 | 0
505 | NTHTEXAS03 | 3 | North | YES | -0.13144 | 30.4 | 15 | 38 |  | 1.015 | GST | -1 | 0.29604 | 38 | 38 |  |  | -4.9946 | 38 | -0.29604 | -11.2495 |  |  |  |  | 0 | 0
503 | NTHTEXAS01 | 1 | North | YES | -0.13144 | 0 | 5 | 18 |  | 1.015 | GST | -1 | 0.29604 | 18 | 18 |  |  | -2.3659 | 18 | -0.29604 | -5.3287 |  |  |  |  | 0 | 0
504 | NTHTEXAS02 | 2 | North | YES | -0.13144 | 14.4 | 5 | 18 |  | 1.015 | GST | -1 | 0.29604 | 18 | 18 |  |  | -2.3659 | 18 | -0.29604 | -5.3287 |  |  |  |  | 0 | 0
1898 | COMCHEPK_1G | 1 | North | YES | -0.13215 | 1217 | 1150 | 1217 | 0 | 1.032 | Nuc | -1 | 0.29675 | 0 | 0 |  |  | 0 | 0 | -0.29675 | 0 |  |  |  |  | 0 | 0
1899 | COMCHEPK_2G | 2 | North | YES | -0.13215 | 1159 | 1128 | 1159 | 0 | 1.032 | Nuc | -1 | 0.29675 | 0 | 0 |  |  | 0 | 0 | -0.29675 | 0 |  |  |  |  | 0 | 0
12322 | ENNSTRAC_1G | 1 | North | YES | -0.13225 | 196 | 130 | 196 | 0 | 1.036 | CC | -1 | 0.29685 | 196 | 196 |  |  | -25.9204 | 196 | -0.29685 | -58.1821 |  |  |  |  | 0 | 0
12323 | ENNSTRAC_2G | 2 | North | YES | -0.13225 | 116 | 100 | 116 | 0 | 1.036 | CC | -1 | 0.29685 | 116 | 116 |  |  | -15.3407 | 116 | -0.29685 | -34.4343 |  |  |  |  | 0 | 0
1879 | WLFHOLW_3G | 3 | North | YES | -0.13247 | 272.4 | 89.2 | 272.4 | 0 | 1.032 | CC | -1 | 0.29707 | 272.4 | 272.4 |  |  | -36.0854 | 272.4 | -0.29707 | -80.9225 |  |  |  |  | 0 | 0
1877 | WLFHOLW_1G | 1 | North | YES | -0.13247 | 217.3 | 89.2 | 217.3 | 0 | 1.032 | CC | -1 | 0.29707 | 217.3 | 217.3 |  |  | -28.7862 | 217.3 | -0.29707 | -64.5538 |  |  |  |  | 0 | 0
1878 | WLFHOLW_2G | 2 | North | YES | -0.13247 | 215.7 | 105 | 215.7 | 0 | 1.032 | CC | -1 | 0.29707 | 215.7 | 215.7 |  |  | -28.5742 | 215.7 | -0.29707 | -64.0785 |  |  |  |  | 0 | 0
334 | RWMILLER03 | 3 | North | YES | -0.13253 | 166.4 | 65 | 208 | 0 | 1.04 | GST | -1 | 0.29713 | 208 | 208 |  |  | -27.566 | 208 | -0.29713 | -61.8029 |  |  |  |  | 0 | 0
333 | RWMILLER02 | 2 | North | YES | -0.13253 | 95.2 | 37 | 119 | 0 | 1.04 | GST | -1 | 0.29713 | 119 | 119 |  |  | -15.771 | 119 | -0.29713 | -35.3584 |  |  |  |  | 0 | 0
335 | RWMILLER04 | 4 | North | YES | -0.13253 | 81.6 | 0 | 102 | 0 | 1.04 | GST | -1 | 0.29713 | 102 | 102 |  |  | -13.518 | 102 | -0.29713 | -30.3072 |  |  |  |  | 0 | 0
336 | RWMILLER05 | 5 | North | YES | -0.13253 | 80.8 | 0 | 101 | 0 | 1.04 | GST | -1 | 0.29713 | 101 | 101 |  |  | -13.3854 | 101 | -0.29713 | -30.0101 |  |  |  |  | 0 | 0
332 | RWMILLER01 | 1 | North | YES | -0.13253 | 58.4 | 18.5 | 73 | 0 | 1.04 | GST | -1 | 0.29713 | 73 | 73 |  |  | -9.6746 | 73 | -0.29713 | -21.6904 |  |  |  |  | 0 | 0
1889 | DECRDOVA_1G | 1 | North | YES | -0.13287 | 779 | 255 | 779 | 0 | 1.02 | GSC | -1 | 0.29747 | 779 | 779 |  |  | -103.5057 | 779 | -0.29747 | -231.7295 |  |  |  |  | 0 | 0
1948 | HANDLEY_4G | 4 | North | YES | -0.13321 | 348 | 150 | 435 | 0 | 1.022 | GST | -1 | 0.29781 | 435 | 435 |  |  | -57.9481 | 435 | -0.29781 | -129.5493 |  |  |  |  | 0 | 0
1949 | HANDLEY_5G | 5 | North | YES | -0.13335 | 348 | 150 | 435 | 0 | 1.022 | GST | -1 | 0.29795 | 435 | 435 |  |  | -58.0086 | 435 | -0.29795 | -129.6097 |  |  |  |  | 0 | 0
1947 | HANDLEY_3G | 3 | North | YES | -0.13335 | 316 | 100 | 395 | 0 | 1.022 | GST | -1 | 0.29795 | 395 | 395 |  |  | -52.6744 | 395 | -0.29795 | -117.6916 |  |  |  |  | 0 | 0
1892 | DECRDOVA_2G | A | North | YES | -0.13462 | 65 | 65 | 70 | 0 | 1.025 | GGT | -1 | 0.29922 | 70 | 70 |  |  | -9.4237 | 70 | -0.29922 | -20.9457 |  |  |  |  | 0 | 0
1893 | DECRDOVA_3G | B | North | YES | -0.13462 | 65 | 65 | 69 | 0 | 1.025 | GGT | -1 | 0.29922 | 69 | 69 |  |  | -9.2891 | 69 | -0.29922 | -20.6465 |  |  |  |  | 0 | 0
1894 | DECRDOVA_4G | C | North | YES | -0.13462 | 65 | 65 | 69 | 0 | 1.025 | GGT | -1 | 0.29922 | 69 | 69 |  |  | -9.2891 | 69 | -0.29922 | -20.6465 |  |  |  |  | 0 | 0
1895 | DECRDOVA_5G | D | North | YES | -0.13462 | 65 | 65 | 68 | 0 | 1.025 | GGT | -1 | 0.29922 | 68 | 68 |  |  | -9.1544 | 68 | -0.29922 | -20.3473 |  |  |  |  | 0 | 0
8161 | COLETO0A | 1 | South | YES | 0.16881 | 633 | 200 | 633 | 0 | 1.03 | LIGCO | 1 | 0.30047 | 0 | 633 | 106.8536 | 633 |  |  | 0.30047 | 190.1964 |  |  |  |  | 0 | 0
88198 | BEEVILLE | F | South | YES | 0.17023 | 0 | 0 | 0 | 0 | 1.02 | AVR | 1 | 0.3019 | 0 | 0 | 0 | 0 |  |  | 0.3019 | 0 |  |  |  |  | 0 | 0
1941 | MDLTHELP_1G | 1 | North | YES | -0.13779 | 216.4 | 74 | 216.4 | 0 | 1 | CC | -1 | 0.30239 | 216.4 | 216.4 |  |  | -29.8169 | 216.4 | -0.30239 | -65.4364 |  |  |  |  | 0 | 0
1942 | MDLTHELP_2G | 2 | North | YES | -0.13779 | 216.1 | 74 | 216.1 | 0 | 1 | CC | -1 | 0.30239 | 216.1 | 216.1 |  |  | -29.7756 | 216.1 | -0.30239 | -65.3457 |  |  |  |  | 0 | 0
58909 | PEARSALLSCG1 | 3 | South | YES | 0.17087 | 0 | 0 | 8.4 |  | 1.027 | Diesel | 1 | 0.30254 | 8.4 | 8.4 | 1.4353 | 8.4 |  |  | 0.30254 | 2.5413 |  |  |  |  | 0 | 0
58909 | PEARSALLSCG1 | 4 | South | YES | 0.17087 | 0 | 0 | 8.4 |  | 1.027 | Diesel | 1 | 0.30254 | 8.4 | 8.4 | 1.4353 | 8.4 |  |  | 0.30254 | 2.5413 |  |  |  |  | 0 | 0
58909 | PEARSALLSCG1 | 6 | South | YES | 0.17087 | 0 | 0 | 8.4 |  | 1.027 | Diesel | 1 | 0.30254 | 8.4 | 8.4 | 1.4353 | 8.4 |  |  | 0.30254 | 2.5413 |  |  |  |  | 0 | 0
58909 | PEARSALLSCG1 | 5 | South | YES | 0.17087 | 0 | 0 | 8.4 |  | 1.027 | Diesel | 1 | 0.30254 | 8.4 | 8.4 | 1.4353 | 8.4 |  |  | 0.30254 | 2.5413 |  |  |  |  | 0 | 0
58909 | PEARSALLSCG1 | 1 | South | YES | 0.17087 | 0 | 0 | 8.4 |  | 1.027 | Diesel | 1 | 0.30254 | 8.4 | 8.4 | 1.4353 | 8.4 |  |  | 0.30254 | 2.5413 |  |  |  |  | 0 | 0
58909 | PEARSALLSCG1 | 2 | South | YES | 0.17087 | 0 | 0 | 8.4 |  | 1.027 | Diesel | 1 | 0.30254 | 8.4 | 8.4 | 1.4353 | 8.4 |  |  | 0.30254 | 2.5413 |  |  |  |  | 0 | 0
58919 | PEARSALLSCG2 | 5 | South | YES | 0.17087 | 0 | 0 | 8.4 |  | 1.027 | Diesel | 1 | 0.30254 | 8.4 | 8.4 | 1.4353 | 8.4 |  |  | 0.30254 | 2.5413 |  |  |  |  | 0 | 0
58919 | PEARSALLSCG2 | 6 | South | YES | 0.17087 | 0 | 0 | 8.4 |  | 1.027 | Diesel | 1 | 0.30254 | 8.4 | 8.4 | 1.4353 | 8.4 |  |  | 0.30254 | 2.5413 |  |  |  |  | 0 | 0
58919 | PEARSALLSCG2 | 1 | South | YES | 0.17087 | 0 | 0 | 8.4 |  | 1.027 | Diesel | 1 | 0.30254 | 8.4 | 8.4 | 1.4353 | 8.4 |  |  | 0.30254 | 2.5413 |  |  |  |  | 0 | 0
58919 | PEARSALLSCG2 | 2 | South | YES | 0.17087 | 0 | 0 | 8.4 |  | 1.027 | Diesel | 1 | 0.30254 | 8.4 | 8.4 | 1.4353 | 8.4 |  |  | 0.30254 | 2.5413 |  |  |  |  | 0 | 0
58919 | PEARSALLSCG2 | 4 | South | YES | 0.17087 | 0 | 0 | 8.4 |  | 1.027 | Diesel | 1 | 0.30254 | 8.4 | 8.4 | 1.4353 | 8.4 |  |  | 0.30254 | 2.5413 |  |  |  |  | 0 | 0
58919 | PEARSALLSCG2 | 3 | South | YES | 0.17087 | 0 | 0 | 8.4 |  | 1.027 | Diesel | 1 | 0.30254 | 8.4 | 8.4 | 1.4353 | 8.4 |  |  | 0.30254 | 2.5413 |  |  |  |  | 0 | 0
58929 | PEARSALLSCG3 | 4 | South | YES | 0.17087 | 0 | 0 | 8.4 |  | 1.027 | Diesel | 1 | 0.30254 | 8.4 | 8.4 | 1.4353 | 8.4 |  |  | 0.30254 | 2.5413 |  |  |  |  | 0 | 0
58929 | PEARSALLSCG3 | 6 | South | YES | 0.17087 | 0 | 0 | 8.4 |  | 1.027 | Diesel | 1 | 0.30254 | 8.4 | 8.4 | 1.4353 | 8.4 |  |  | 0.30254 | 2.5413 |  |  |  |  | 0 | 0
58929 | PEARSALLSCG3 | 2 | South | YES | 0.17087 | 0 | 0 | 8.4 |  | 1.027 | Diesel | 1 | 0.30254 | 8.4 | 8.4 | 1.4353 | 8.4 |  |  | 0.30254 | 2.5413 |  |  |  |  | 0 | 0
58929 | PEARSALLSCG3 | 5 | South | YES | 0.17087 | 0 | 0 | 8.4 |  | 1.027 | Diesel | 1 | 0.30254 | 8.4 | 8.4 | 1.4353 | 8.4 |  |  | 0.30254 | 2.5413 |  |  |  |  | 0 | 0
58929 | PEARSALLSCG3 | 1 | South | YES | 0.17087 | 0 | 0 | 8.4 |  | 1.027 | Diesel | 1 | 0.30254 | 8.4 | 8.4 | 1.4353 | 8.4 |  |  | 0.30254 | 2.5413 |  |  |  |  | 0 | 0
58929 | PEARSALLSCG3 | 3 | South | YES | 0.17087 | 0 | 0 | 8.4 |  | 1.027 | Diesel | 1 | 0.30254 | 8.4 | 8.4 | 1.4353 | 8.4 |  |  | 0.30254 | 2.5413 |  |  |  |  | 0 | 0
58949 | PEARSALLSCG4 | 3 | South | YES | 0.17087 | 0 | 0 | 8.4 |  | 1.027 | Diesel | 1 | 0.30254 | 8.4 | 8.4 | 1.4353 | 8.4 |  |  | 0.30254 | 2.5413 |  |  |  |  | 0 | 0
58949 | PEARSALLSCG4 | 2 | South | YES | 0.17087 | 0 | 0 | 8.4 |  | 1.027 | Diesel | 1 | 0.30254 | 8.4 | 8.4 | 1.4353 | 8.4 |  |  | 0.30254 | 2.5413 |  |  |  |  | 0 | 0
58949 | PEARSALLSCG4 | 1 | South | YES | 0.17087 | 0 | 0 | 8.4 |  | 1.027 | Diesel | 1 | 0.30254 | 8.4 | 8.4 | 1.4353 | 8.4 |  |  | 0.30254 | 2.5413 |  |  |  |  | 0 | 0
58949 | PEARSALLSCG4 | 4 | South | YES | 0.17087 | 0 | 0 | 8.4 |  | 1.027 | Diesel | 1 | 0.30254 | 8.4 | 8.4 | 1.4353 | 8.4 |  |  | 0.30254 | 2.5413 |  |  |  |  | 0 | 0
58949 | PEARSALLSCG4 | 6 | South | YES | 0.17087 | 0 | 0 | 8.4 |  | 1.027 | Diesel | 1 | 0.30254 | 8.4 | 8.4 | 1.4353 | 8.4 |  |  | 0.30254 | 2.5413 |  |  |  |  | 0 | 0
58949 | PEARSALLSCG4 | 5 | South | YES | 0.17087 | 0 | 0 | 8.4 |  | 1.027 | Diesel | 1 | 0.30254 | 8.4 | 8.4 | 1.4353 | 8.4 |  |  | 0.30254 | 2.5413 |  |  |  |  | 0 | 0
1938 | MDLTHELP_6G | 6 | North | YES | -0.13822 | 226 | 74 | 226 | 0 | 1 | CC | -1 | 0.30282 | 226 | 226 |  |  | -31.2373 | 226 | -0.30282 | -68.437 |  |  |  |  | 0 | 0
1937 | MDLTHELP_5G | 5 | North | YES | -0.13822 | 224 | 74 | 224 | 0 | 1 | CC | -1 | 0.30282 | 224 | 224 |  |  | -30.9608 | 224 | -0.30282 | -67.8313 |  |  |  |  | 0 | 0
1943 | MDLTHELP_3G | 3 | North | YES | -0.13822 | 212 | 74 | 212 | 0 | 1 | CC | -1 | 0.30282 | 212 | 212 |  |  | -29.3022 | 212 | -0.30282 | -64.1975 |  |  |  |  | 0 | 0
1944 | MDLTHELP_4G | 4 | North | YES | -0.13822 | 211 | 74 | 211 | 0 | 1 | CC | -1 | 0.30282 | 211 | 211 |  |  | -29.164 | 211 | -0.30282 | -63.8947 |  |  |  |  | 0 | 0
366 | JNSNCNTY802 | 1 | North | YES | -0.13875 | 168 | 20 | 168 | 0 | 1.02 | Cogen | -1 | 0.30335 | 0 | 0 |  |  | 0 | 0 | -0.30335 | 0 |  |  |  |  | 0 | 0
367 | JNSNCNTY802 | 2 | North | YES | -0.13875 | 90 | 20 | 90 | 0 | 1.02 | Cogen | -1 | 0.30335 | 0 | 0 |  |  | 0 | 0 | -0.30335 | 0 |  |  |  |  | 0 | 0
5892 | PEARSALLGEN3 | 1 | South | YES | 0.1741 | 19.1 | 6 | 23.9 | 0 | 1.0226 | GST | 1 | 0.30576 | 23.9 | 23.9 | 4.161 | 23.9 |  |  | 0.30576 | 7.3077 |  |  |  |  | 0 | 0
5890 | PEARSALLGEN1 | 1 | South | YES | 0.1741 | 19.2 | 6 | 24 | 0 | 1.0226 | GST | 1 | 0.30576 | 24 | 24 | 4.1784 | 24 |  |  | 0.30576 | 7.3383 |  |  |  |  | 0 | 0
5891 | PEARSALLGEN2 | 1 | South | YES | 0.1741 | 19.4 | 6 | 24.3 | 0 | 1.0226 | GST | 1 | 0.30576 | 24.3 | 24.3 | 4.2306 | 24.3 |  |  | 0.30576 | 7.43 |  |  |  |  | 0 | 0
8189 | CUECPL2A | 1 | South | YES | 0.18295 | 12 | 0 | 12 | 0 | 1.02 | Cogen | 1 | 0.31461 | 0 | 0 | 0 | 0 |  |  | 0.31461 | 0 |  |  |  |  | 0 | 0
7020 | L_AUSTPL1_1Y | 1 | South | YES | 0.18298 | 0 | 0 | 8 |  | 1 | Hydro | 1 | 0.31464 | 0 | 0 | 0 | 0 |  |  | 0.31464 | 0 |  |  |  |  | 0 | 0
7020 | L_AUSTPL1_1Y | 2 | South | YES | 0.18298 | 0 | 0 | 8 |  | 1 | Hydro | 1 | 0.31464 | 0 | 0 | 0 | 0 |  |  | 0.31464 | 0 |  |  |  |  | 0 | 0
7004 | L_SIMGID1_1Y | 1 | South | YES | 0.18501 | 132 | 40 | 132 | 0 | 1.02 | GST | 1 | 0.31668 | 132 | 132 | 24.4216 | 132 |  |  | 0.31668 | 41.8011 |  |  |  |  | 0 | 0
7005 | L_SIMGID1_2Y | 2 | South | YES | 0.18501 | 133 | 32 | 139 | 0 | 1.02 | GST | 1 | 0.31668 | 139 | 139 | 25.7167 | 139 |  |  | 0.31668 | 44.0179 |  |  |  |  | 0 | 0
7006 | L_SIMGID1_3Y | 3 | South | YES | 0.18501 | 324.9 | 60 | 329 | 0 | 1.02 | GST | 1 | 0.31668 | 329 | 329 | 60.8689 | 329 |  |  | 0.31668 | 104.1861 |  |  |  |  | 0 | 0
5903 | SANMIGUELGEN | 1 | South | YES | 0.18654 | 396.3 | 180 | 396.3 | 0 | 1.0336 | LIGCO | 1 | 0.3182 | 0 | 396.3 | 73.9246 | 396.3 |  |  | 0.3182 | 126.1027 |  |  |  |  | 0 | 0
9000 | DECKR_G1 | 1 | South | YES | 0.19215 | 280 | 50 | 321 | 0 | 1.015 | GST | 1 | 0.32382 | 321 | 321 | 61.6811 | 321 |  |  | 0.32382 | 103.945 |  |  |  |  | 0 | 0
9001 | DECKR_G2 | 2 | South | YES | 0.19215 | 400 | 50 | 426 | 0 | 1.015 | GST | 1 | 0.32382 | 426 | 426 | 81.8572 | 426 |  |  | 0.32382 | 137.9457 |  |  |  |  | 0 | 0
7624 | L_LAKEWO9_1Y | 1 | South | YES | 0.19292 | 0 | 0 | 2.4 |  | 1 | Hydro | 1 | 0.32458 | 0 | 0 | 0 | 0 |  |  | 0.32458 | 0 |  |  |  |  | 0 | 0
7624 | L_LAKEWO9_1Y | 2 | South | YES | 0.19292 | 0 | 0 | 2.4 |  | 1 | Hydro | 1 | 0.32458 | 0 | 0 | 0 | 0 |  |  | 0.32458 | 0 |  |  |  |  | 0 | 0
5401 | CALAVER_JKS1 | 1 | South | YES | 0.19439 | 562 | 100 | 562 | 0 | 1.026 | LIGCO | 1 | 0.32606 | 0 | 562 | 109.2494 | 562 |  |  | 0.32606 | 183.2441 |  |  |  |  | 0 | 0
5268 | LEON_LCPCT3 | 3 | South | YES | 0.19445 | 43 | 24 | 43 | 0 | 1.0197 | GGT | 1 | 0.32611 | 43 | 43 | 8.3611 | 43 |  |  | 0.32611 | 14.0227 |  |  |  |  | 0 | 0
5266 | LEON_LCPCT1 | 1 | South | YES | 0.19445 | 44 | 24 | 44 | 0 | 1.0197 | GGT | 1 | 0.32611 | 44 | 44 | 8.5556 | 44 |  |  | 0.32611 | 14.3488 |  |  |  |  | 0 | 0
5267 | LEON_LCPCT2 | 2 | South | YES | 0.19445 | 44 | 24 | 44 | 0 | 1.0197 | GGT | 1 | 0.32611 | 44 | 44 | 8.5556 | 44 |  |  | 0.32611 | 14.3488 |  |  |  |  | 0 | 0
5269 | LEON_LCPCT4 | 4 | South | YES | 0.19445 | 45 | 24 | 45 | 0 | 1.0197 | GGT | 1 | 0.32611 | 45 | 45 | 8.75 | 45 |  |  | 0.32611 | 14.6749 |  |  |  |  | 0 | 0
5264 | LEON_LCP3G3 | 3 | South | YES | 0.19445 | 0 | 20 | 58 |  | 1.0197 | GST | 1 | 0.32611 | 58 | 58 | 11.2778 | 58 |  |  | 0.32611 | 18.9143 |  |  |  |  | 0 | 0
5265 | LEON_LCP4G4 | 4 | South | YES | 0.19445 | 89 | 25 | 89 | 0 | 1.0197 | GST | 1 | 0.32611 | 89 | 89 | 17.3056 | 89 |  |  | 0.32611 | 29.0236 |  |  |  |  | 0 | 0
9002 | DECKR_G3 | 3 | South | YES | 0.19522 | 0 | 24 | 42 |  | 1.015 | GGT | 1 | 0.32688 | 42 | 42 | 8.1991 | 42 |  |  | 0.32688 | 13.7289 |  |  |  |  | 0 | 0
9003 | DECKR_G4 | 4 | South | YES | 0.19522 | 44 | 24 | 44 | 0 | 1.015 | GGT | 1 | 0.32688 | 44 | 44 | 8.5895 | 44 |  |  | 0.32688 | 14.3827 |  |  |  |  | 0 | 0
9004 | DECKR_G5 | 5 | South | YES | 0.19522 | 44 | 24 | 44 | 0 | 1.015 | GGT | 1 | 0.32688 | 44 | 44 | 8.5895 | 44 |  |  | 0.32688 | 14.3827 |  |  |  |  | 0 | 0
9005 | DECKR_G6 | 6 | South | YES | 0.19522 | 44 | 24 | 47 | 0 | 1.015 | GGT | 1 | 0.32688 | 47 | 47 | 9.1752 | 47 |  |  | 0.32688 | 15.3633 |  |  |  |  | 0 | 0
5476 | BRA_AVR1_CT1 | 1 | South | YES | 0.19522 | 155 | 90 | 155 | 0 | 1.025 | CC | 1 | 0.32688 | 155 | 155 | 30.2591 | 155 |  |  | 0.32688 | 50.6669 |  |  |  |  | 0 | 0
5478 | BRA_AVR1_CT2 | 1 | South | YES | 0.19522 | 155 | 90 | 155 | 0 | 1.025 | CC | 1 | 0.32688 | 155 | 155 | 30.2591 | 155 |  |  | 0.32688 | 50.6669 |  |  |  |  | 0 | 0
5477 | BRA_AVR1_ST | 1 | South | YES | 0.19522 | 174 | 138 | 174 | 0 | 1.025 | CC | 1 | 0.32688 | 174 | 174 | 33.9683 | 174 |  |  | 0.32688 | 56.8777 |  |  |  |  | 0 | 0
5026 | BRAUNIG_VHB1 | 1 | South | YES | 0.19575 | 215 | 40 | 215 | 0 | 1.0192 | GST | 1 | 0.32741 | 215 | 215 | 42.0858 | 215 |  |  | 0.32741 | 70.3934 |  |  |  |  | 0 | 0
5027 | BRAUNIG_VHB2 | 2 | South | YES | 0.19575 | 216 | 40 | 216 | 0 | 1.0192 | GST | 1 | 0.32741 | 216 | 216 | 42.2816 | 216 |  |  | 0.32741 | 70.7208 |  |  |  |  | 0 | 0
5028 | BRAUNIG_VHB3 | 3 | South | YES | 0.19584 | 407 | 60 | 407 | 0 | 1.0138 | GST | 1 | 0.3275 | 407 | 407 | 79.7073 | 407 |  |  | 0.3275 | 133.2942 |  |  |  |  | 0 | 0
5397 | CALAVER_OWS2 | 2 | South | YES | 0.19605 | 400 | 80 | 400 | 0 | 1.0192 | GST | 1 | 0.32772 | 400 | 400 | 78.4216 | 400 |  |  | 0.32772 | 131.0869 |  |  |  |  | 0 | 0
5396 | CALAVER_OWS1 | 1 | South | YES | 0.19605 | 418 | 80 | 418 | 0 | 1.0192 | GST | 1 | 0.32772 | 418 | 418 | 81.9506 | 418 |  |  | 0.32772 | 136.9858 |  |  |  |  | 0 | 0
5111 | CALAVER_JTD1 | 1 | South | YES | 0.19648 | 430 | 80 | 430 | 0 | 1.0138 | LIGCO | 1 | 0.32814 | 0 | 430 | 84.4843 | 430 |  |  | 0.32814 | 141.0994 |  |  |  |  | 0 | 0
5112 | CALAVER_JTD2 | 2 | South | YES | 0.19648 | 430 | 80 | 430 | 0 | 1.0138 | LIGCO | 1 | 0.32814 | 0 | 430 | 84.4843 | 430 |  |  | 0.32814 | 141.0994 |  |  |  |  | 0 | 0
7303 | L_WPPGS12_1Y | 1 | South | YES | 0.19734 | 50 | 0 | 50 | 0 | 1.025 | GGT | 1 | 0.329 | 50 | 50 | 9.8669 | 50 |  |  | 0.329 | 16.4501 |  |  |  |  | 0 | 0
7303 | L_WPPGS12_1Y | 2 | South | YES | 0.19734 | 50 | 0 | 50 | 0 | 1.025 | GGT | 1 | 0.329 | 50 | 50 | 9.8669 | 50 |  |  | 0.329 | 16.4501 |  |  |  |  | 0 | 0
7305 | L_WPPGS34_1Y | 3 | South | YES | 0.19734 | 50 | 0 | 50 | 0 | 1.025 | GGT | 1 | 0.329 | 50 | 50 | 9.8669 | 50 |  |  | 0.329 | 16.4501 |  |  |  |  | 0 | 0
7305 | L_WPPGS34_1Y | 4 | South | YES | 0.19734 | 50 | 0 | 50 | 0 | 1.025 | GGT | 1 | 0.329 | 50 | 50 | 9.8669 | 50 |  |  | 0.329 | 16.4501 |  |  |  |  | 0 | 0
5436 | TUTTL_WBT1G1 | 1 | South | YES | 0.19734 | 48.8 | 20 | 61 | 0 | 1.012 | GST | 1 | 0.32901 | 61 | 61 | 12.0379 | 61 |  |  | 0.32901 | 20.0693 |  |  |  |  | 0 | 0
5438 | TUTTL_WBT3G3 | 3 | South | YES | 0.19734 | 95 | 25 | 95 | 0 | 1.012 | GST | 1 | 0.32901 | 95 | 95 | 18.7475 | 95 |  |  | 0.32901 | 31.2555 |  |  |  |  | 0 | 0
5439 | TUTTL_WBT4G4 | 4 | South | YES | 0.19734 | 151 | 40 | 151 | 0 | 1.012 | GST | 1 | 0.32901 | 151 | 151 | 29.7986 | 151 |  |  | 0.32901 | 49.6798 |  |  |  |  | 0 | 0
9017 | SANDH_G2 | 2 | South | YES | 0.19927 | 45 | 2 | 46 | 0 | 1.0175 | GGT | 1 | 0.33093 | 46 | 46 | 9.1662 | 46 |  |  | 0.33093 | 15.2227 |  |  |  |  | 0 | 0
9018 | SANDH_G3 | 3 | South | YES | 0.19927 | 45 | 2 | 46 | 0 | 1.0175 | GGT | 1 | 0.33093 | 46 | 46 | 9.1662 | 46 |  |  | 0.33093 | 15.2227 |  |  |  |  | 0 | 0
9019 | SANDH_G4 | 4 | South | YES | 0.19927 | 0 | 2 | 47 |  | 1.0175 | GGT | 1 | 0.33093 | 47 | 47 | 9.3655 | 47 |  |  | 0.33093 | 15.5537 |  |  |  |  | 0 | 0
9016 | SANDH_G1 | 1 | South | YES | 0.19927 | 45 | 2 | 49 | 0 | 1.0175 | GGT | 1 | 0.33093 | 49 | 49 | 9.764 | 49 |  |  | 0.33093 | 16.2155 |  |  |  |  | 0 | 0
9021 | SANDHG5C | 5C | South | YES | 0.19927 | 140 | 0 | 148 | 0 | 1.0175 | CC | 1 | 0.33093 | 148 | 148 | 29.4914 | 148 |  |  | 0.33093 | 48.9775 |  |  |  |  | 0 | 0
9020 | SANDHG5A | 5A | South | YES | 0.19927 | 150 | 84 | 155 | 0 | 1.0175 | CC | 1 | 0.33093 | 155 | 155 | 30.8862 | 155 |  |  | 0.33093 | 51.294 |  |  |  |  | 0 | 0
244 | WHITNYDM01 | 1 | North | YES | -0.16946 | 15 | 0 | 15 | 0 | 1.035 | Hydro | -1 | 0.33406 | 0 | 0 |  |  | 0 | 0 | -0.33406 | 0 |  |  |  |  | 0 | 0
245 | WHITNYDM02 | 2 | North | YES | -0.16946 | 15 | 0 | 15 | 0 | 1.035 | Hydro | -1 | 0.33406 | 0 | 0 |  |  | 0 | 0 | -0.33406 | 0 |  |  |  |  | 0 | 0
7605 | L_MCQUEE9_1Y | 1 | South | YES | 0.20272 | 0 | 0 | 2.4 |  | 1.025 | Hydro | 1 | 0.33438 | 0 | 0 | 0 | 0 |  |  | 0.33438 | 0 |  |  |  |  | 0 | 0
7605 | L_MCQUEE9_1Y | 2 | South | YES | 0.20272 | 0 | 0 | 2.4 |  | 1.025 | Hydro | 1 | 0.33438 | 0 | 0 | 0 | 0 |  |  | 0.33438 | 0 |  |  |  |  | 0 | 0
7605 | L_MCQUEE9_1Y | 3 | South | YES | 0.20272 | 0 | 0 | 2.8 |  | 1.025 | Hydro | 1 | 0.33438 | 0 | 0 | 0 | 0 |  |  | 0.33438 | 0 |  |  |  |  | 0 | 0
7487 | L_CANYHY8_1Y | 1 | South | YES | 0.20337 | 0 | 0 | 6 |  | 1 | Hydro | 1 | 0.33503 | 0 | 0 | 0 | 0 |  |  | 0.33503 | 0 |  |  |  |  | 0 | 0
7801 | L_GUADGE1_2Y | 2 | South | YES | 0.20416 | 138 | 30 | 138 | 0 | 1.02 | CC | 1 | 0.33582 | 138 | 138 | 28.1742 | 138 |  |  | 0.33582 | 46.3437 |  |  |  |  | 0 | 0
7802 | L_GUADGE1_3Y | 3 | South | YES | 0.20416 | 146 | 30 | 146 | 0 | 1.02 | CC | 1 | 0.33582 | 146 | 146 | 29.8075 | 146 |  |  | 0.33582 | 49.0303 |  |  |  |  | 0 | 0
7800 | L_GUADGE1_1Y | 1 | South | YES | 0.20416 | 147 | 30 | 147 | 0 | 1.02 | CC | 1 | 0.33582 | 147 | 147 | 30.0117 | 147 |  |  | 0.33582 | 49.3662 |  |  |  |  | 0 | 0
7803 | L_GUADGE1_4Y | 4 | South | YES | 0.20416 | 149 | 30 | 149 | 0 | 1.02 | CC | 1 | 0.33582 | 149 | 149 | 30.42 | 149 |  |  | 0.33582 | 50.0378 |  |  |  |  | 0 | 0
7804 | L_GUADGE1_5Y | 5 | South | YES | 0.20416 | 182 | 30 | 182 | 0 | 1.02 | CC | 1 | 0.33582 | 182 | 182 | 37.1573 | 182 |  |  | 0.33582 | 61.12 |  |  |  |  | 0 | 0
7805 | L_GUADGE1_6Y | 6 | South | YES | 0.20416 | 203 | 30 | 203 | 0 | 1.02 | CC | 1 | 0.33582 | 203 | 203 | 41.4447 | 203 |  |  | 0.33582 | 68.1723 |  |  |  |  | 0 | 0
7609 | L_SCHUMA8_1Y | 1 | South | YES | 0.20435 | 0 | 0 | 4 |  | 1 | Hydro | 1 | 0.33601 | 0 | 0 | 0 | 0 |  |  | 0.33601 | 0 |  |  |  |  | 0 | 0
251 | BOSQUESW803 | 2 | North | YES | -0.17735 | 150 | 0 | 150 | 0 | 1.032 | CC | -1 | 0.34195 | 150 | 150 |  |  | -26.6022 | 150 | -0.34195 | -51.2923 |  |  |  |  | 0 | 0
253 | BOSQUESW804 | 2 | North | YES | -0.17735 | 80 | 0 | 80 | 0 | 1.032 | CC | -1 | 0.34195 | 80 | 80 |  |  | -14.1878 | 80 | -0.34195 | -27.3559 |  |  |  |  | 0 | 0
7810 | L_RIONOG1G1Y | 1 | South | YES | 0.21222 | 148 | 0 | 148 | 0 | 1.02 | CC | 1 | 0.34388 | 148 | 148 | 31.4083 | 148 |  |  | 0.34388 | 50.8944 |  |  |  |  | 0 | 0
7811 | L_RIONOG1G2Y | 2 | South | YES | 0.21222 | 148 | 0 | 148 | 0 | 1.02 | CC | 1 | 0.34388 | 148 | 148 | 31.4083 | 148 |  |  | 0.34388 | 50.8944 |  |  |  |  | 0 | 0
7812 | L_RIONOG1G3Y | 3 | South | YES | 0.21222 | 154 | 0 | 154 | 0 | 1.02 | CC | 1 | 0.34388 | 154 | 154 | 32.6816 | 154 |  |  | 0.34388 | 52.9577 |  |  |  |  | 0 | 0
7813 | L_RIONOG1S1Y | 4 | South | YES | 0.21222 | 293 | 0 | 293 | 0 | 1.02 | CC | 1 | 0.34388 | 293 | 293 | 62.1799 | 293 |  |  | 0.34388 | 100.7572 |  |  |  |  | 0 | 0
238 | BOSQUESW505 | 1 | North | YES | -0.18833 | 255 | 0 | 255 | 0 | 1.02 | CC | -1 | 0.35293 | 255 | 255 |  |  | -48.0241 | 255 | -0.35293 | -89.9973 |  |  |  |  | 0 | 0
247 | BOSQUESW501 | 2 | North | YES | -0.18833 | 124.8 | 0 | 156 | 0 | 1.02 | GGT | -1 | 0.35293 | 156 | 156 |  |  | -29.3795 | 156 | -0.35293 | -55.0571 |  |  |  |  | 0 | 0
239 | BOSQUESW502 | 1 | North | YES | -0.18833 | 119.2 | 0 | 149 | 0 | 1.02 | GGT | -1 | 0.35293 | 149 | 149 |  |  | -28.0612 | 149 | -0.35293 | -52.5866 |  |  |  |  | 0 | 0
7014 | L_HAYSEN1_1Y | 1 | South | YES | 0.22127 | 223.9 | 74 | 223.9 | 0 | 1.008 | CC | 1 | 0.35294 | 223.9 | 223.9 | 49.543 | 223.9 |  |  | 0.35294 | 79.0224 |  |  |  |  | 0 | 0
7016 | L_HAYSEN1_3Y | 3 | South | YES | 0.22127 | 224.6 | 74 | 224.6 | 0 | 1.008 | CC | 1 | 0.35294 | 224.6 | 224.6 | 49.6979 | 224.6 |  |  | 0.35294 | 79.2695 |  |  |  |  | 0 | 0
7015 | L_HAYSEN1_2Y | 2 | South | YES | 0.22127 | 225 | 74 | 225 | 0 | 1.008 | CC | 1 | 0.35294 | 225 | 225 | 49.7864 | 225 |  |  | 0.35294 | 79.4106 |  |  |  |  | 0 | 0
7017 | L_HAYSEN1_4Y | 4 | South | YES | 0.22127 | 226.7 | 74 | 226.7 | 0 | 1.008 | CC | 1 | 0.35294 | 226.7 | 226.7 | 50.1626 | 226.7 |  |  | 0.35294 | 80.0106 |  |  |  |  | 0 | 0
3417 | LAKE_CRK2_G | 2 | North | YES | -0.19455 | 177.6 | 40 | 222 | 0 | 1.029 | GST | -1 | 0.35915 | 222 | 222 |  |  | -43.1901 | 222 | -0.35915 | -79.7314 |  |  |  |  | 0 | 0
3416 | LAKE_CRK1_G | 1 | North | YES | -0.19455 | 60 | 33 | 75 |  | 1.029 | GST | -1 | 0.35915 | 75 | 75 |  |  | -14.5913 | 75 | -0.35915 | -26.9363 |  |  |  |  | 0 | 0
3404 | THOUSE_2G | 2 | North | YES | -0.19557 | 807 | 250 | 807 | 0 | 1.012 | GSC | -1 | 0.36017 | 807 | 807 |  |  | -157.8258 | 807 | -0.36017 | -290.6584 |  |  |  |  | 0 | 0
3403 | THOUSE_1G | 1 | North | YES | -0.19557 | 563 | 200 | 563 | 0 | 1.012 | GSC | -1 | 0.36017 | 563 | 563 |  |  | -110.1065 | 563 | -0.36017 | -202.7765 |  |  |  |  | 0 | 0
7012 | L_FPPYD21_3Y | 3 | South | YES | 0.23537 | 427.5 | 200 | 436 | 0 | 1.02 | LIGCO | 1 | 0.36704 | 0 | 436 | 102.6226 | 436 |  |  | 0.36704 | 160.0278 |  |  |  |  | 0 | 0
7011 | L_FPPYD11_2Y | 2 | South | YES | 0.23566 | 552.2 | 200 | 598 | 0 | 1.02 | LIGCO | 1 | 0.36732 | 0 | 598 | 140.9217 | 598 |  |  | 0.36732 | 219.6563 |  |  |  |  | 0 | 0
7010 | L_FPPYD11_1Y | 1 | South | YES | 0.23566 | 547.4 | 200 | 606 | 0 | 1.02 | LIGCO | 1 | 0.36732 | 0 | 606 | 142.8069 | 606 |  |  | 0.36732 | 222.5948 |  |  |  |  | 0 | 0
7808 | L_BASTEN1_2Y | 1 | South | YES | 0.26944 | 149.5 | 83.5 | 149.5 | 0 | 1.004 | CC | 1 | 0.4011 | 149.5 | 149.5 | 40.281 | 149.5 |  |  | 0.4011 | 59.9646 |  |  |  |  | 0 | 0
7807 | L_BASTEN1_1Y | 1 | South | YES | 0.26944 | 152.5 | 83.5 | 152.5 | 0 | 1.004 | CC | 1 | 0.4011 | 152.5 | 152.5 | 41.0893 | 152.5 |  |  | 0.4011 | 61.1679 |  |  |  |  | 0 | 0
7809 | L_BASTEN1_3Y | 1 | South | YES | 0.26944 | 232.6 | 42 | 232.6 | 0 | 1.004 | CC | 1 | 0.4011 | 232.6 | 232.6 | 62.6713 | 232.6 |  |  | 0.4011 | 93.2961 |  |  |  |  | 0 | 0
7007 | L_LOSTPI1_1Y | 1 | South | YES | 0.27697 | 158.6 | 110 | 158 | 0 | 1 | CC | 1 | 0.40864 | 158 | 158 | 43.7616 | 158 |  |  | 0.40864 | 64.5644 |  |  |  |  | 0 | 0
7008 | L_LOSTPI1_2Y | 2 | South | YES | 0.27697 | 157.7 | 107 | 160 | 0 | 1 | CC | 1 | 0.40864 | 160 | 160 | 44.3155 | 160 |  |  | 0.40864 | 65.3816 |  |  |  |  | 0 | 0
7009 | L_LOSTPI1_3Y | 3 | South | YES | 0.27697 | 173.9 | 72 | 175 | 0 | 1 | CC | 1 | 0.40864 | 175 | 175 | 48.4701 | 175 |  |  | 0.40864 | 71.5112 |  |  |  |  | 0 | 0
[26 empty] | 0 | 0
[26 empty] | 0 | 0
[26 empty] | 0 | 0
[26 empty] | 0 | 0
[26 empty] | 0 | 0
[26 empty] | 0 | 0
[26 empty] | 0 | 0
[26 empty] | 0 | 0
[26 empty] | 0 | 0
[26 empty] | 0 | 0
[26 empty] | 0 | 0
[26 empty] | 0 | 0
[26 empty] | 0 | 0
[26 empty] | 0 | 0
[26 empty] | 0 | 0
[26 empty] | 0 | 0
[26 empty] | 0 | 0
[26 empty] | 0 | 0
[26 empty] | 0 | 0
[26 empty] | 0 | 0
[26 empty] | 0 | 0
[26 empty] | 0 | 0
[26 empty] | 0 | 0
[26 empty] | 0 | 0
[26 empty] | 0 | 0
[26 empty] | 0 | 0
[26 empty] | 0 | 0
[26 empty] | 0 | 0
[26 empty] | 0 | 0
[26 empty] | 0 | 0
[26 empty] | 0 | 0
[26 empty] | 0 | 0
[26 empty] | 0 | 0
[26 empty] | 0 | 0
[26 empty] | 0 | 0
[26 empty] | 0 | 0
[26 empty] | 0 | 0
[26 empty] | 0 | 0
[26 empty] | 0 | 0
[26 empty] | 0 | 0
[26 empty] | 0 | 0
[26 empty] | 0 | 0
[26 empty] | 0 | 0
[26 empty] | 0 | 0
[26 empty] | 0 | 0
[26 empty] | 0 | 0
[26 empty] | 0 | 0
[26 empty] | 0 | 0
[26 empty] | 0 | 0
[26 empty] | 0 | 0
[26 empty] | 0 | 0
[26 empty] | 0 | 0
[26 empty] | 0 | 0
[26 empty] | 0 | 0
[26 empty] | 0 | 0
[26 empty] | 0 | 0
[26 empty] | 0 | 0
[26 empty] | 0 | 0
[26 empty] | 0 | 0
[26 empty] | 0 | 0
[26 empty] | 0 | 0
[26 empty] | 0 | 0
[26 empty] | 0 | 0
[26 empty] | 0 | 0
[26 empty] | 0 | 0
[26 empty] | 0 | 0
[26 empty] | 0 | 0
[26 empty] | 0 | 0
[26 empty] | 0 | 0
[26 empty] | 0 | 0
[26 empty] | 0 | 0
[26 empty] | 0 | 0
[26 empty] | 0 | 0
[26 empty] | 0 | 0
[26 empty] | 0 | 0
[26 empty] | 0 | 0
[26 empty] | 0 | 0
[26 empty] | 0 | 0
[26 empty] | 0 | 0
[26 empty] | 0 | 0
[26 empty] | 0 | 0
[26 empty] | 0 | 0
[26 empty] | 0 | 0
[26 empty] | 0 | 0
[26 empty] | 0 | 0
[26 empty] | 0 | 0
[26 empty] | 0 | 0
[26 empty] | 0 | 0
[26 empty] | 0 | 0
[26 empty] | 0 | 0
[26 empty] | 0 | 0
[26 empty] | 0 | 0
[26 empty] | 0 | 0
[26 empty] | 0 | 0
[26 empty] | 0 | 0
[26 empty] | 0 | 0
[26 empty] | 0 | 0
[26 empty] | 0 | 0
[26 empty] | 0 | 0
[26 empty] | 0 | 0
[26 empty] | 0 | 0
[26 empty] | 0 | 0
[26 empty] | 0 | 0
[26 empty] | 0 | 0
[26 empty] | 0 | 0
[26 empty] | 0 | 0
[26 empty] | 0 | 0
[26 empty] | 0 | 0
[26 empty] | 0 | 0
[26 empty] | 0 | 0
[26 empty] | 0 | 0
[26 empty] | 0 | 0
[26 empty] | 0 | 0
[26 empty] | 0 | 0
[26 empty] | 0 | 0
[26 empty] | 0 | 0
[26 empty] | 0 | 0
[26 empty] | 0 | 0
[26 empty] | 0 | 0
[26 empty] | 0 | 0
[26 empty] | 0 | 0
[26 empty] | 0 | 0
[26 empty] | 0 | 0
[26 empty] | 0 | 0
[26 empty] | 0 | 0
[26 empty] | 0 | 0
[26 empty] | 0 | 0
[26 empty] | 0 | 0
[26 empty] | 0 | 0
[26 empty] | 0 | 0
[26 empty] | 0 | 0
[26 empty] | 0 | 0
[26 empty] | 0 | 0
[26 empty] | 0 | 0
[26 empty] | 0 | 0
[26 empty] | 0 | 0
[26 empty] | 0 | 0
[26 empty] | 0 | 0
[26 empty] | 0 | 0
[26 empty] | 0 | 0
[26 empty] | 0 | 0
[26 empty] | 0 | 0
[26 empty] | 0 | 0
[26 empty] | 0 | 0
[26 empty] | 0 | 0
[26 empty] | 0 | 0
[26 empty] | 0 | 0
[26 empty] | 0 | 0
[26 empty] | 0 | 0
[26 empty] | 0 | 0
[26 empty] | 0 | 0
[26 empty] | 0 | 0
[26 empty] | 0 | 0
[26 empty] | 0 | 0
[26 empty] | 0 | 0
[26 empty] | 0 | 0
[26 empty] | 0 | 0
[26 empty] | 0 | 0
[26 empty] | 0 | 0
[26 empty] | 0 | 0
[26 empty] | 0 | 0
[26 empty] | 0 | 0
[26 empty] | 0 | 0
[26 empty] | 0 | 0
[26 empty] | 0 | 0
[26 empty] | 0 | 0
[26 empty] | 0 | 0
[26 empty] | 0 | 0
[26 empty] | 0 | 0
[26 empty] | 0 | 0
[26 empty] | 0 | 0
[26 empty] | 0 | 0
[26 empty] | 0 | 0
[26 empty] | 0 | 0
[26 empty] | 0 | 0
[26 empty] | 0 | 0
[26 empty] | 0 | 0
[26 empty] | 0 | 0
[26 empty] | 0 | 0
[26 empty] | 0 | 0
[26 empty] | 0 | 0
[26 empty] | 0 | 0
[26 empty] | 0 | 0
[26 empty] | 0 | 0
[26 empty] | 0 | 0
[26 empty] | 0 | 0
[26 empty] | 0 | 0
[26 empty] | 0 | 0
[26 empty] | 0 | 0
[26 empty] | 0 | 0
[26 empty] | 0 | 0
[26 empty] | 0 | 0
[26 empty] | 0 | 0
[26 empty] | 0 | 0
[26 empty] | 0 | 0
[26 empty] | 0 | 0
[26 empty] | 0 | 0
[26 empty] | 0 | 0
[26 empty] | 0 | 0
[26 empty] | 0 | 0
[26 empty] | 0 | 0
[26 empty] | 0 | 0
[26 empty] | 0 | 0
[26 empty] | 0 | 0
[26 empty] | 0 | 0
[26 empty] | 0 | 0
[26 empty] | 0 | 0
[26 empty] | 0 | 0
[26 empty] | 0 | 0
[26 empty] | 0 | 0
[26 empty] | 0 | 0
[26 empty] | 0 | 0
[26 empty] | 0 | 0
[26 empty] | 0 | 0
[26 empty] | 0 | 0
[26 empty] | 0 | 0
[26 empty] | 0 | 0
[26 empty] | 0 | 0
[26 empty] | 0 | 0
[26 empty] | 0 | 0
[26 empty] | 0 | 0
[26 empty] | 0 | 0
[26 empty] | 0 | 0
[26 empty] | 0 | 0
[26 empty] | 0 | 0
[26 empty] | 0 | 0
[26 empty] | 0 | 0
[26 empty] | 0 | 0
[26 empty] | 0 | 0
[26 empty] | 0 | 0
[26 empty] | 0 | 0
[26 empty] | 0 | 0
[26 empty] | 0 | 0
[26 empty] | 0 | 0
[26 empty] | 0 | 0
[26 empty] | 0 | 0
[26 empty] | 0 | 0
[26 empty] | 0 | 0
[26 empty] | 0 | 0
[26 empty] | 0 | 0
[26 empty] | 0 | 0
[26 empty] | 0 | 0
[26 empty] | 0 | 0
[26 empty] | 0 | 0
[26 empty] | 0 | 0
[26 empty] | 0 | 0
[26 empty] | 0 | 0
[26 empty] | 0 | 0
[26 empty] | 0 | 0
[26 empty] | 0 | 0
[26 empty] | 0 | 0
[26 empty] | 0 | 0
[26 empty] | 0 | 0
[26 empty] | 0 | 0
[26 empty] | 0 | 0
[26 empty] | 0 | 0
[26 empty] | 0 | 0
[26 empty] | 0 | 0
[26 empty] | 0 | 0
[26 empty] | 0 | 0
[26 empty] | 0 | 0
[26 empty] | 0 | 0
[26 empty] | 0 | 0
[26 empty] | 0 | 0
[26 empty] | 0 | 0
[26 empty] | 0 | 0
[26 empty] | 0 | 0
[26 empty] | 0 | 0
[26 empty] | 0 | 0
[26 empty] | 0 | 0
[26 empty] | 0 | 0
[26 empty] | 0 | 0
[26 empty] | 0 | 0
[26 empty] | 0 | 0
[26 empty] | 0 | 0
[26 empty] | 0 | 0
[26 empty] | 0 | 0
[26 empty] | 0 | 0
[26 empty] | 0 | 0
[26 empty] | 0 | 0
[26 empty] | 0 | 0
[26 empty] | 0 | 0
[26 empty] | 0 | 0
[26 empty] | 0 | 0
[26 empty] | 0 | 0
[26 empty] | 0 | 0
[26 empty] | 0 | 0
[26 empty] | 0 | 0
[26 empty] | 0 | 0
[26 empty] | 0 | 0
[26 empty] | 0 | 0
[26 empty] | 0 | 0
[26 empty] | 0 | 0
[26 empty] | 0 | 0
[26 empty] | 0 | 0
[26 empty] | 0 | 0
[26 empty] | 0 | 0
[26 empty] | 0 | 0
[26 empty] | 0 | 0
[26 empty] | 0 | 0
[26 empty] | 0 | 0
[26 empty] | 0 | 0
[26 empty] | 0 | 0
[26 empty] | 0 | 0
[26 empty] | 0 | 0
[26 empty] | 0 | 0
[26 empty] | 0 | 0
[26 empty] | 0 | 0
[26 empty] | 0 | 0
[26 empty] | 0 | 0
[26 empty] | 0 | 0
[26 empty] | 0 | 0
[26 empty] | 0 | 0
[26 empty] | 0 | 0
[26 empty] | 0 | 0
[26 empty] | 0 | 0
[26 empty] | 0 | 0
[26 empty] | 0 | 0
[26 empty] | 0 | 0
[26 empty] | 0 | 0
[26 empty] | 0 | 0
[26 empty] | 0 | 0
[26 empty] | 0 | 0
[26 empty] | 0 | 0
[26 empty] | 0 | 0
[26 empty] | 0 | 0
[26 empty] | 0 | 0
[26 empty] | 0 | 0
[26 empty] | 0 | 0
[26 empty] | 0 | 0
[26 empty] | 0 | 0
[26 empty] | 0 | 0
[26 empty] | 0 | 0
[26 empty] | 0 | 0
[26 empty] | 0 | 0
[26 empty] | 0 | 0
[26 empty] | 0 | 0
[26 empty] | 0 | 0
[26 empty] | 0 | 0
[26 empty] | 0 | 0
[26 empty] | 0 | 0
[26 empty] | 0 | 0
[26 empty] | 0 | 0
[26 empty] | 0 | 0
[26 empty] | 0 | 0
[26 empty] | 0 | 0
[26 empty] | 0 | 0
[26 empty] | 0 | 0
[26 empty] | 0 | 0
[26 empty] | 0 | 0
[26 empty] | 0 | 0
[26 empty] | 0 | 0
[26 empty] | 0 | 0
[26 empty] | 0 | 0
[26 empty] | 0 | 0
[26 empty] | 0 | 0
[26 empty] | 0 | 0
[26 empty] | 0 | 0
[26 empty] | 0 | 0
[26 empty] | 0 | 0
[26 empty] | 0 | 0
[26 empty] | 0 | 0
[26 empty] | 0 | 0
[26 empty] | 0 | 0
[26 empty] | 0 | 0
[26 empty] | 0 | 0
[26 empty] | 0 | 0
[26 empty] | 0 | 0
[26 empty] | 0 | 0
[26 empty] | 0 | 0
[26 empty] | 0 | 0
[26 empty] | 0 | 0
[26 empty] | 0 | 0
[26 empty] | 0 | 0
[26 empty] | 0 | 0
[26 empty] | 0 | 0
[26 empty] | 0 | 0
[26 empty] | 0 | 0
[26 empty] | 0 | 0
[26 empty] | 0 | 0
[26 empty] | 0 | 0
[26 empty] | 0 | 0
[26 empty] | 0 | 0
[26 empty] | 0 | 0
[26 empty] | 0 | 0
[26 empty] | 0 | 0
[26 empty] | 0 | 0
[26 empty] | 0 | 0
[26 empty] | 0 | 0
[26 empty] | 0 | 0
[26 empty] | 0 | 0
[26 empty] | 0 | 0
[26 empty] | 0 | 0
[26 empty] | 0 | 0
[26 empty] | 0 | 0
[26 empty] | 0 | 0
[26 empty] | 0 | 0
[26 empty] | 0 | 0
[26 empty] | 0 | 0
[26 empty] | 0 | 0
[26 empty] | 0 | 0
[26 empty] | 0 | 0
[26 empty] | 0 | 0
[26 empty] | 0 | 0
[26 empty] | 0 | 0
[26 empty] | 0 | 0
[26 empty] | 0 | 0
[26 empty] | 0 | 0
[26 empty] | 0 | 0
[26 empty] | 0 | 0
[26 empty] | 0 | 0
[26 empty] | 0 | 0
[26 empty] | 0 | 0
[26 empty] | 0 | 0
[26 empty] | 0 | 0
[26 empty] | 0 | 0
[26 empty] | 0 | 0
[26 empty] | 0 | 0
[26 empty] | 0 | 0
[26 empty] | 0 | 0
[26 empty] | 0 | 0
[26 empty] | 0 | 0
[26 empty] | 0 | 0
[26 empty] | 0 | 0
[26 empty] | 0 | 0
[26 empty] | 0 | 0
[26 empty] | 0 | 0
[26 empty] | 0 | 0
[26 empty] | 0 | 0
[26 empty] | 0 | 0
[26 empty] | 0 | 0
[26 empty] | 0 | 0
[26 empty] | 0 | 0
[26 empty] | 0 | 0
[26 empty] | 0 | 0
[26 empty] | 0 | 0
[26 empty] | 0 | 0
[26 empty] | 0 | 0
[26 empty] | 0 | 0
[26 empty] | 0 | 0
[26 empty] | 0 | 0
[26 empty] | 0 | 0
[26 empty] | 0 | 0
[26 empty] | 0 | 0
[26 empty] | 0 | 0
[26 empty] | 0 | 0
[26 empty] | 0 | 0
[26 empty] | 0 | 0
[26 empty] | 0 | 0
[26 empty] | 0 | 0
[26 empty] | 0 | 0
[26 empty] | 0 | 0
[26 empty] | 0 | 0
[26 empty] | 0 | 0
[26 empty] | 0 | 0
[26 empty] | 0 | 0
[26 empty] | 0 | 0
[26 empty] | 0 | 0
[26 empty] | 0 | 0
[26 empty] | 0 | 0
[26 empty] | 0 | 0
[26 empty] | 0 | 0
[26 empty] | 0 | 0
[26 empty] | 0 | 0
[26 empty] | 0 | 0
[26 empty] | 0 | 0
[26 empty] | 0 | 0
[26 empty] | 0 | 0
[26 empty] | 0 | 0
[26 empty] | 0 | 0
[26 empty] | 0 | 0
[26 empty] | 0 | 0
[26 empty] | 0 | 0
[26 empty] | 0 | 0
[26 empty] | 0 | 0
[26 empty] | 0 | 0
[26 empty] | 0 | 0
[26 empty] | 0 | 0
[26 empty] | 0 | 0
[26 empty] | 0 | 0
[26 empty] | 0 | 0
[26 empty] | 0 | 0
[26 empty] | 0 | 0
[26 empty] | 0 | 0
[26 empty] | 0 | 0
[26 empty] | 0 | 0
[26 empty] | 0 | 0
[26 empty] | 0 | 0
[26 empty] | 0 | 0
[26 empty] | 0 | 0
[26 empty] | 0 | 0
[26 empty] | 0 | 0
[26 empty] | 0 | 0
[26 empty] | 0 | 0
[26 empty] | 0 | 0
[26 empty] | 0 | 0
[26 empty] | 0 | 0
[26 empty] | 0 | 0
[26 empty] | 0 | 0
[26 empty] | 0 | 0
[26 empty] | 0 | 0
[26 empty] | 0 | 0
[26 empty] | 0 | 0
[26 empty] | 0 | 0
[26 empty] | 0 | 0
[26 empty] | 0 | 0
[26 empty] | 0 | 0
[26 empty] | 0 | 0
[26 empty] | 0 | 0
[26 empty] | 0 | 0
[26 empty] | 0 | 0
[26 empty] | 0 | 0
[26 empty] | 0 | 0
[26 empty] | 0 | 0
[26 empty] | 0 | 0
[26 empty] | 0 | 0
[26 empty] | 0 | 0
[26 empty] | 0 | 0
[26 empty] | 0 | 0
[26 empty] | 0 | 0
[26 empty] | 0 | 0
[26 empty] | 0 | 0
[26 empty] | 0 | 0
[26 empty] | 0 | 0
[26 empty] | 0 | 0
[26 empty] | 0 | 0
[26 empty] | 0 | 0
[26 empty] | 0 | 0
[26 empty] | 0 | 0
[26 empty] | 0 | 0
[26 empty] | 0 | 0
[26 empty] | 0 | 0
[26 empty] | 0 | 0
[26 empty] | 0 | 0
[26 empty] | 0 | 0
[26 empty] | 0 | 0
[26 empty] | 0 | 0
[26 empty] | 0 | 0
[26 empty] | 0 | 0
[26 empty] | 0 | 0
[26 empty] | 0 | 0
[26 empty] | 0 | 0
[26 empty] | 0 | 0
[26 empty] | 0 | 0
[26 empty] | 0 | 0
[26 empty] | 0 | 0
[26 empty] | 0 | 0
[26 empty] | 0 | 0
[26 empty] | 0 | 0
[26 empty] | 0 | 0
[26 empty] | 0 | 0
[26 empty] | 0 | 0
[26 empty] | 0 | 0
[26 empty] | 0 | 0
[26 empty] | 0 | 0
[26 empty] | 0 | 0
[26 empty] | 0 | 0
[26 empty] | 0 | 0
[26 empty] | 0 | 0
[26 empty] | 0 | 0
[26 empty] | 0 | 0
[26 empty] | 0 | 0
[26 empty] | 0 | 0
[26 empty] | 0 | 0
[26 empty] | 0 | 0
[26 empty] | 0 | 0
[26 empty] | 0 | 0
[26 empty] | 0 | 0
[26 empty] | 0 | 0
[26 empty] | 0 | 0
[26 empty] | 0 | 0
[26 empty] | 0 | 0
[26 empty] | 0 | 0
[26 empty] | 0 | 0
[26 empty] | 0 | 0
[26 empty] | 0 | 0
[26 empty] | 0 | 0
[26 empty] | 0 | 0
[26 empty] | 0 | 0
[26 empty] | 0 | 0
[26 empty] | 0 | 0
[26 empty] | 0 | 0
[26 empty] | 0 | 0
[26 empty] | 0 | 0
[26 empty] | 0 | 0
[26 empty] | 0 | 0
[26 empty] | 0 | 0
[26 empty] | 0 | 0
[26 empty] | 0 | 0
[26 empty] | 0 | 0
[26 empty] | 0 | 0
[26 empty] | 0 | 0
[26 empty] | 0 | 0
[26 empty] | 0 | 0
[26 empty] | 0 | 0
[26 empty] | 0 | 0
[26 empty] | 0 | 0
[26 empty] | 0 | 0
[26 empty] | 0 | 0
[26 empty] | 0 | 0
[26 empty] | 0 | 0
[26 empty] | 0 | 0
[26 empty] | 0 | 0
[26 empty] | 0 | 0
[26 empty] | 0 | 0
[26 empty] | 0 | 0
[26 empty] | 0 | 0
[26 empty] | 0 | 0
[26 empty] | 0 | 0
[26 empty] | 0 | 0
[26 empty] | 0 | 0
[26 empty] | 0 | 0
[26 empty] | 0 | 0
[26 empty] | 0 | 0
[26 empty] | 0 | 0
[26 empty] | 0 | 0
[26 empty] | 0 | 0
[26 empty] | 0 | 0
[26 empty] | 0 | 0
[26 empty] | 0 | 0
[26 empty] | 0 | 0
[26 empty] | 0 | 0
[26 empty] | 0 | 0
[26 empty] | 0 | 0
[26 empty] | 0 | 0
[26 empty] | 0 | 0
[26 empty] | 0 | 0
[26 empty] | 0 | 0
[26 empty] | 0 | 0
[26 empty] | 0 | 0
[26 empty] | 0 | 0
[26 empty] | 0 | 0
[26 empty] | 0 | 0
[26 empty] | 0 | 0
[26 empty] | 0 | 0
[26 empty] | 0 | 0
[26 empty] | 0 | 0
[26 empty] | 0 | 0
[26 empty] | 0 | 0
[26 empty] | 0 | 0
[26 empty] | 0 | 0
[26 empty] | 0 | 0
[26 empty] | 0 | 0
[26 empty] | 0 | 0
[26 empty] | 0 | 0
[26 empty] | 0 | 0
[26 empty] | 0 | 0
[26 empty] | 0 | 0
[26 empty] | 0 | 0
[26 empty] | 0 | 0
[26 empty] | 0 | 0
[26 empty] | 0 | 0
[26 empty] | 0 | 0
[26 empty] | 0 | 0
[26 empty] | 0 | 0
[26 empty] | 0 | 0
[26 empty] | 0 | 0
[26 empty] | 0 | 0
[26 empty] | 0 | 0
[26 empty] | 0 | 0
[26 empty] | 0 | 0
[26 empty] | 0 | 0
[26 empty] | 0 | 0
[26 empty] | 0 | 0
[26 empty] | 0 | 0
[26 empty] | 0 | 0
[26 empty] | 0 | 0
[26 empty] | 0 | 0
[26 empty] | 0 | 0
[26 empty] | 0 | 0
[26 empty] | 0 | 0
[26 empty] | 0 | 0
[26 empty] | 0 | 0
[26 empty] | 0 | 0
[26 empty] | 0 | 0
[26 empty] | 0 | 0
[26 empty] | 0 | 0
[26 empty] | 0 | 0
[26 empty] | 0 | 0
[26 empty] | 0 | 0
[26 empty] | 0 | 0
[26 empty] | 0 | 0
[26 empty] | 0 | 0
[26 empty] | 0 | 0
[26 empty] | 0 | 0
[26 empty] | 0 | 0
[26 empty] | 0 | 0
[26 empty] | 0 | 0
[26 empty] | 0 | 0
[26 empty] | 0 | 0
[26 empty] | 0 | 0
[26 empty] | 0 | 0
[26 empty] | 0 | 0
[26 empty] | 0 | 0
[26 empty] | 0 | 0
[26 empty] | 0 | 0
[26 empty] | 0 | 0
[26 empty] | 0 | 0
[26 empty] | 0 | 0
[26 empty] | 0 | 0
[26 empty] | 0 | 0
[26 empty] | 0 | 0
[26 empty] | 0 | 0
[26 empty] | 0 | 0
[26 empty] | 0 | 0
[26 empty] | 0 | 0
[26 empty] | 0 | 0
[26 empty] | 0 | 0
[26 empty] | 0 | 0
[26 empty] | 0 | 0
[26 empty] | 0 | 0
[26 empty] | 0 | 0
[26 empty] | 0 | 0
[26 empty] | 0 | 0
[26 empty] | 0 | 0
[26 empty] | 0 | 0
[26 empty] | 0 | 0
[26 empty] | 0 | 0
[26 empty] | 0 | 0
[26 empty] | 0 | 0
[26 empty] | 0 | 0
[26 empty] | 0 | 0
[26 empty] | 0 | 0
[26 empty] | 0 | 0
[26 empty] | 0 | 0
[26 empty] | 0 | 0
[26 empty] | 0 | 0
[26 empty] | 0 | 0
[26 empty] | 0 | 0
[26 empty] | 0 | 0
[26 empty] | 0 | 0
[26 empty] | 0 | 0
[26 empty] | 0 | 0
[26 empty] | 0 | 0
[26 empty] | 0 | 0
[26 empty] | 0 | 0
[26 empty] | 0 | 0
[26 empty] | 0 | 0
[26 empty] | 0 | 0
[26 empty] | 0 | 0
[26 empty] | 0 | 0
[26 empty] | 0 | 0
[26 empty] | 0 | 0
[26 empty] | 0 | 0
[26 empty] | 0 | 0
[26 empty] | 0 | 0
[26 empty] | 0 | 0
[26 empty] | 0 | 0
[26 empty] | 0 | 0
[26 empty] | 0 | 0
[26 empty] | 0 | 0
[26 empty] | 0 | 0
[26 empty] | 0 | 0
[26 empty] | 0 | 0
[26 empty] | 0 | 0
[26 empty] | 0 | 0
[26 empty] | 0 | 0
[26 empty] | 0 | 0
[26 empty] | 0 | 0
[26 empty] | 0 | 0
[26 empty] | 0 | 0
[26 empty] | 0 | 0
[26 empty] | 0 | 0
[26 empty] | 0 | 0
[26 empty] | 0 | 0
[26 empty] | 0 | 0
[26 empty] | 0 | 0
[26 empty] | 0 | 0
[26 empty] | 0 | 0
[26 empty] | 0 | 0
[26 empty] | 0 | 0
[26 empty] | 0 | 0
[26 empty] | 0 | 0
[26 empty] | 0 | 0
[26 empty] | 0 | 0
[26 empty] | 0 | 0
[26 empty] | 0 | 0
[26 empty] | 0 | 0
[26 empty] | 0 | 0
[26 empty] | 0 | 0
[26 empty] | 0 | 0
[26 empty] | 0 | 0
[26 empty] | 0 | 0
[26 empty] | 0 | 0
[26 empty] | 0 | 0
[26 empty] | 0 | 0
[26 empty] | 0 | 0
[26 empty] | 0 | 0
[26 empty] | 0 | 0
[26 empty] | 0 | 0
[26 empty] | 0 | 0
[26 empty] | 0 | 0
[26 empty] | 0 | 0
[26 empty] | 0 | 0
[26 empty] | 0 | 0
[26 empty] | 0 | 0
[26 empty] | 0 | 0
[26 empty] | 0 | 0
[26 empty] | 0 | 0
[26 empty] | 0 | 0
[26 empty] | 0 | 0
[26 empty] | 0 | 0
[26 empty] | 0 | 0
[26 empty] | 0 | 0
[26 empty] | 0 | 0
[26 empty] | 0 | 0
[26 empty] | 0 | 0
[26 empty] | 0 | 0
[26 empty] | 0 | 0
[26 empty] | 0 | 0
[26 empty] | 0 | 0
[26 empty] | 0 | 0
[26 empty] | 0 | 0
[26 empty] | 0 | 0
[26 empty] | 0 | 0
[26 empty] | 0 | 0
[26 empty] | 0 | 0
[26 empty] | 0 | 0
[26 empty] | 0 | 0
[26 empty] | 0 | 0
[26 empty] | 0 | 0
[26 empty] | 0 | 0
[26 empty] | 0 | 0
[26 empty] | 0 | 0
[26 empty] | 0 | 0
[26 empty] | 0 | 0
[26 empty] | 0 | 0
[26 empty] | 0 | 0
[26 empty] | 0 | 0
[26 empty] | 0 | 0
[26 empty] | 0 | 0
[26 empty] | 0 | 0
[26 empty] | 0 | 0
[26 empty] | 0 | 0
[26 empty] | 0 | 0
[26 empty] | 0 | 0
[26 empty] | 0 | 0
[26 empty] | 0 | 0
[26 empty] | 0 | 0
[26 empty] | 0 | 0
[26 empty] | 0 | 0
[26 empty] | 0 | 0
[26 empty] | 0 | 0
[26 empty] | 0 | 0
[26 empty] | 0 | 0
[26 empty] | 0 | 0
[26 empty] | 0 | 0
[26 empty] | 0 | 0
[26 empty] | 0 | 0
[26 empty] | 0 | 0
[26 empty] | 0 | 0
[26 empty] | 0 | 0
[26 empty] | 0 | 0
[26 empty] | 0 | 0
[26 empty] | 0 | 0
[26 empty] | 0 | 0
[26 empty] | 0 | 0
[26 empty] | 0 | 0
[26 empty] | 0 | 0
[26 empty] | 0 | 0
[26 empty] | 0 | 0
[26 empty] | 0 | 0
[26 empty] | 0 | 0
[26 empty] | 0 | 0
[26 empty] | 0 | 0
[26 empty] | 0 | 0
[26 empty] | 0 | 0
[26 empty] | 0 | 0
[26 empty] | 0 | 0
[26 empty] | 0 | 0
[26 empty] | 0 | 0
[26 empty] | 0 | 0
[26 empty] | 0 | 0
[26 empty] | 0 | 0
[26 empty] | 0 | 0
[26 empty] | 0 | 0
[26 empty] | 0 | 0
[26 empty] | 0 | 0
[26 empty] | 0 | 0
[26 empty] | 0 | 0
[26 empty] | 0 | 0
[26 empty] | 0 | 0
[26 empty] | 0 | 0
[26 empty] | 0 | 0
[26 empty] | 0 | 0
[26 empty] | 0 | 0
[26 empty] | 0 | 0
[26 empty] | 0 | 0
[26 empty] | 0 | 0
[26 empty] | 0 | 0
[26 empty] | 0 | 0
[26 empty] | 0 | 0
[26 empty] | 0 | 0
[26 empty] | 0 | 0
[26 empty] | 0 | 0
[26 empty] | 0 | 0
[26 empty] | 0 | 0
[26 empty] | 0 | 0
[26 empty] | 0 | 0
[26 empty] | 0 | 0
[26 empty] | 0 | 0
[26 empty] | 0 | 0
[26 empty] | 0 | 0
[26 empty] | 0 | 0
[26 empty] | 0 | 0
[26 empty] | 0 | 0
[26 empty] | 0 | 0
[26 empty] | 0 | 0
[26 empty] | 0 | 0
[26 empty] | 0 | 0
[26 empty] | 0 | 0
[26 empty] | 0 | 0
[26 empty] | 0 | 0
[26 empty] | 0 | 0
[26 empty] | 0 | 0
[26 empty] | 0 | 0
[26 empty] | 0 | 0
[26 empty] | 0 | 0
[26 empty] | 0 | 0
[26 empty] | 0 | 0
[26 empty] | 0 | 0
[26 empty] | 0 | 0
[26 empty] | 0 | 0
[26 empty] | 0 | 0
[26 empty] | 0 | 0
[26 empty] | 0 | 0
[26 empty] | 0 | 0
[26 empty] | 0 | 0
[26 empty] | 0 | 0
[26 empty] | 0 | 0
[26 empty] | 0 | 0
[26 empty] | 0 | 0
[26 empty] | 0 | 0
[26 empty] | 0 | 0
[26 empty] | 0 | 0
[26 empty] | 0 | 0
[26 empty] | 0 | 0
[26 empty] | 0 | 0
[26 empty] | 0 | 0
[26 empty] | 0 | 0
[26 empty] | 0 | 0
[26 empty] | 0 | 0
[26 empty] | 0 | 0
[26 empty] | 0 | 0
[26 empty] | 0 | 0
[26 empty] | 0 | 0
[26 empty] | 0 | 0
[26 empty] | 0 | 0
[26 empty] | 0 | 0
[26 empty] | 0 | 0
[26 empty] | 0 | 0
[26 empty] | 0 | 0
[26 empty] | 0 | 0
[26 empty] | 0 | 0
[26 empty] | 0 | 0
[26 empty] | 0 | 0
[26 empty] | 0 | 0
[26 empty] | 0 | 0
[26 empty] | 0 | 0
[26 empty] | 0 | 0
[26 empty] | 0 | 0
[26 empty] | 0 | 0
[26 empty] | 0 | 0
[26 empty] | 0 | 0
[26 empty] | 0 | 0
[26 empty] | 0 | 0
[26 empty] | 0 | 0
[26 empty] | 0 | 0
[26 empty] | 0 | 0
[26 empty] | 0 | 0
[26 empty] | 0 | 0
[26 empty] | 0 | 0
[26 empty] | 0 | 0
[26 empty] | 0 | 0
[26 empty] | 0 | 0
[26 empty] | 0 | 0
[26 empty] | 0 | 0
[26 empty] | 0 | 0
[26 empty] | 0 | 0
[26 empty] | 0 | 0
[26 empty] | 0 | 0
[26 empty] | 0 | 0
[26 empty] | 0 | 0
[26 empty] | 0 | 0
[26 empty] | 0 | 0
[26 empty] | 0 | 0
[26 empty] | 0 | 0
[26 empty] | 0 | 0
[26 empty] | 0 | 0
[26 empty] | 0 | 0
[26 empty] | 0 | 0
[26 empty] | 0 | 0
[26 empty] | 0 | 0
[26 empty] | 0 | 0
[26 empty] | 0 | 0
[26 empty] | 0 | 0
[26 empty] | 0 | 0
[26 empty] | 0 | 0
[26 empty] | 0 | 0
[26 empty] | 0 | 0
[26 empty] | 0 | 0
[26 empty] | 0 | 0
[26 empty] | 0 | 0
[26 empty] | 0 | 0
[26 empty] | 0 | 0
[26 empty] | 0 | 0
[26 empty] | 0 | 0
[26 empty] | 0 | 0
[26 empty] | 0 | 0
[26 empty] | 0 | 0
[26 empty] | 0 | 0
[26 empty] | 0 | 0
[26 empty] | 0 | 0
[26 empty] | 0 | 0
[26 empty] | 0 | 0
[26 empty] | 0 | 0
[26 empty] | 0 | 0
[26 empty] | 0 | 0
[26 empty] | 0 | 0
[26 empty] | 0 | 0
[26 empty] | 0 | 0
[26 empty] | 0 | 0
[26 empty] | 0 | 0
[26 empty] | 0 | 0
[26 empty] | 0 | 0
[26 empty] | 0 | 0
[26 empty] | 0 | 0
[26 empty] | 0 | 0
[26 empty] | 0 | 0
[26 empty] | 0 | 0
[26 empty] | 0 | 0
[26 empty] | 0 | 0
[26 empty] | 0 | 0
[26 empty] | 0 | 0
[26 empty] | 0 | 0
[26 empty] | 0 | 0
[26 empty] | 0 | 0
[26 empty] | 0 | 0
[26 empty] | 0 | 0
[26 empty] | 0 | 0
[26 empty] | 0 | 0
[26 empty] | 0 | 0
[26 empty] | 0 | 0
[26 empty] | 0 | 0
[26 empty] | 0 | 0
[26 empty] | 0 | 0
[26 empty] | 0 | 0
[26 empty] | 0 | 0
[26 empty] | 0 | 0
[26 empty] | 0 | 0
[26 empty] | 0 | 0
[26 empty] | 0 | 0
[26 empty] | 0 | 0
[26 empty] | 0 | 0
[26 empty] | 0 | 0
[26 empty] | 0 | 0
[26 empty] | 0 | 0
[26 empty] | 0 | 0
[26 empty] | 0 | 0
[26 empty] | 0 | 0
[26 empty] | 0 | 0
[26 empty] | 0 | 0
[26 empty] | 0 | 0
[26 empty] | 0 | 0
[26 empty] | 0 | 0
[26 empty] | 0 | 0
[26 empty] | 0 | 0
[26 empty] | 0 | 0
[26 empty] | 0 | 0
[26 empty] | 0 | 0
[26 empty] | 0 | 0
[26 empty] | 0 | 0
[26 empty] | 0 | 0
[26 empty] | 0 | 0
[26 empty] | 0 | 0
[26 empty] | 0 | 0
[26 empty] | 0 | 0
[26 empty] | 0 | 0
[26 empty] | 0 | 0
[26 empty] | 0 | 0
[26 empty] | 0 | 0
[26 empty] | 0 | 0
[26 empty] | 0 | 0
[26 empty] | 0 | 0
[26 empty] | 0 | 0
[26 empty] | 0 | 0
[26 empty] | 0 | 0
[26 empty] | 0 | 0
[26 empty] | 0 | 0
[26 empty] | 0 | 0
[26 empty] | 0 | 0
[26 empty] | 0 | 0
[26 empty] | 0 | 0
[26 empty] | 0 | 0
[26 empty] | 0 | 0
[26 empty] | 0 | 0
[26 empty] | 0 | 0
[26 empty] | 0 | 0
[26 empty] | 0 | 0
[26 empty] | 0 | 0
[26 empty] | 0 | 0
[26 empty] | 0 | 0
[26 empty] | 0 | 0
[26 empty] | 0 | 0
[26 empty] | 0 | 0
[26 empty] | 0 | 0
[26 empty] | 0 | 0
[26 empty] | 0 | 0
[26 empty] | 0 | 0
[26 empty] | 0 | 0
[26 empty] | 0 | 0
[26 empty] | 0 | 0
[26 empty] | 0 | 0
[26 empty] | 0 | 0
[26 empty] | 0 | 0
[26 empty] | 0 | 0
[26 empty] | 0 | 0
[26 empty] | 0 | 0
[26 empty] | 0 | 0
[26 empty] | 0 | 0
[26 empty] | 0 | 0
[26 empty] | 0 | 0
[26 empty] | 0 | 0
[26 empty] | 0 | 0
[26 empty] | 0 | 0
[26 empty] | 0 | 0
[26 empty] | 0 | 0
[26 empty] | 0 | 0
[26 empty] | 0 | 0
[26 empty] | 0 | 0
[26 empty] | 0 | 0
[26 empty] | 0 | 0
[26 empty] | 0 | 0
[26 empty] | 0 | 0
[26 empty] | 0 | 0
[26 empty] | 0 | 0
[26 empty] | 0 | 0
[26 empty] | 0 | 0
[26 empty] | 0 | 0
[26 empty] | 0 | 0
[26 empty] | 0 | 0
[26 empty] | 0 | 0
[26 empty] | 0 | 0
[26 empty] | 0 | 0
[26 empty] | 0 | 0
[26 empty] | 0 | 0
[26 empty] | 0 | 0
[26 empty] | 0 | 0
[26 empty] | 0 | 0
[26 empty] | 0 | 0
[26 empty] | 0 | 0
[26 empty] | 0 | 0
[26 empty] | 0 | 0
[26 empty] | 0 | 0
[26 empty] | 0 | 0
[26 empty] | 0 | 0
[26 empty] | 0 | 0
[26 empty] | 0 | 0
[26 empty] | 0 | 0
[26 empty] | 0 | 0
[26 empty] | 0 | 0
[26 empty] | 0 | 0
[26 empty] | 0 | 0
[26 empty] | 0 | 0
[26 empty] | 0 | 0
[26 empty] | 0 | 0
[26 empty] | 0 | 0
[26 empty] | 0 | 0
[26 empty] | 0 | 0
[26 empty] | 0 | 0
[26 empty] | 0 | 0
[26 empty] | 0 | 0
[26 empty] | 0 | 0
[26 empty] | 0 | 0
[26 empty] | 0 | 0
[26 empty] | 0 | 0
[26 empty] | 0 | 0
[26 empty] | 0 | 0
[26 empty] | 0 | 0
[26 empty] | 0 | 0
[26 empty] | 0 | 0
[26 empty] | 0 | 0
[26 empty] | 0 | 0
[26 empty] | 0 | 0
[26 empty] | 0 | 0
[26 empty] | 0 | 0
[26 empty] | 0 | 0
[26 empty] | 0 | 0
[26 empty] | 0 | 0
[26 empty] | 0 | 0
[26 empty] | 0 | 0
[26 empty] | 0 | 0
[26 empty] | 0 | 0
[26 empty] | 0 | 0
[26 empty] | 0 | 0
[26 empty] | 0 | 0
[26 empty] | 0 | 0
[26 empty] | 0 | 0
[26 empty] | 0 | 0
[26 empty] | 0 | 0
[26 empty] | 0 | 0
[26 empty] | 0 | 0
[26 empty] | 0 | 0
[26 empty] | 0 | 0
[26 empty] | 0 | 0
[26 empty] | 0 | 0
[26 empty] | 0 | 0
[26 empty] | 0 | 0
[26 empty] | 0 | 0
[26 empty] | 0 | 0
[26 empty] | 0 | 0
[26 empty] | 0 | 0
[26 empty] | 0 | 0
[26 empty] | 0 | 0
[26 empty] | 0 | 0
[26 empty] | 0 | 0
[26 empty] | 0 | 0
[26 empty] | 0 | 0
[26 empty] | 0 | 0
[26 empty] | 0 | 0
[26 empty] | 0 | 0
[26 empty] | 0 | 0
[26 empty] | 0 | 0
[26 empty] | 0 | 0
[26 empty] | 0 | 0
[26 empty] | 0 | 0
[26 empty] | 0 | 0
[26 empty] | 0 | 0
[26 empty] | 0 | 0
[26 empty] | 0 | 0
[26 empty] | 0 | 0
[26 empty] | 0 | 0
[26 empty] | 0 | 0
[26 empty] | 0 | 0
[26 empty] | 0 | 0
[26 empty] | 0 | 0
[26 empty] | 0 | 0
[26 empty] | 0 | 0
[26 empty] | 0 | 0
[26 empty] | 0 | 0
[26 empty] | 0 | 0
[26 empty] | 0 | 0
[26 empty] | 0 | 0
[26 empty] | 0 | 0
[26 empty] | 0 | 0
[26 empty] | 0 | 0
[26 empty] | 0 | 0
[26 empty] | 0 | 0
[26 empty] | 0 | 0
[26 empty] | 0 | 0
[26 empty] | 0 | 0
[26 empty] | 0 | 0
[26 empty] | 0 | 0
[26 empty] | 0 | 0
[26 empty] | 0 | 0
[26 empty] | 0 | 0
[26 empty] | 0 | 0
[26 empty] | 0 | 0
[26 empty] | 0 | 0
[26 empty] | 0 | 0
[26 empty] | 0 | 0
[26 empty] | 0 | 0
[26 empty] | 0 | 0
[26 empty] | 0 | 0
[26 empty] | 0 | 0
[26 empty] | 0 | 0
[26 empty] | 0 | 0
[26 empty] | 0 | 0
[26 empty] | 0 | 0
[26 empty] | 0 | 0
[26 empty] | 0 | 0
[26 empty] | 0 | 0
[26 empty] | 0 | 0
[26 empty] | 0 | 0
[26 empty] | 0 | 0
[26 empty] | 0 | 0
[26 empty] | 0 | 0
[26 empty] | 0 | 0
[26 empty] | 0 | 0
[26 empty] | 0 | 0
[26 empty] | 0 | 0
[26 empty] | 0 | 0
[26 empty] | 0 | 0
[26 empty] | 0 | 0
[26 empty] | 0 | 0
[26 empty] | 0 | 0
[26 empty] | 0 | 0
[26 empty] | 0 | 0
[26 empty] | 0 | 0

## Zones
Houston | 1
North | -1
South | 1
West | -1
SET UP AREA, copy & paste values to cell B1
Source | South |  | N to H | N to W | N to S | W to N | S to N | W to S
Sink | North | Houston | -1 | 1 | -1 | -1 | 1 | -1
|  | North | 1 | 1 | 1 | -1 | -1 | -1
|  | South | -1 | 1 | -1 | -1 | 1 | -1
|  | West | 1 | -1 | 1 | 1 | -1 | 1
|  | Source | North | North | North | West | South | West
|  | Sink | Houston | West | South | North | North | South

## Tech
Number of Bus | Name of Bus | Tech Type
238 | BOSQUESW505 | CC
239 | BOSQUESW502 | GGT
244 | WHITNYDM01 | Hydro
245 | WHITNYDM02 | Hydro
247 | BOSQUESW501 | GGT
251 | BOSQUESW803 | CC
253 | BOSQUESW804 | CC
332 | RWMILLER01 | GST
333 | RWMILLER02 | GST
334 | RWMILLER03 | GST
335 | RWMILLER04 | GST
336 | RWMILLER05 | GST
344 | MRSSHPRD | Hydro
345 | MRSSHPRD01 | Hydro
366 | JNSNCNTY802 | Cogen
367 | JNSNCNTY802 | Cogen
503 | NTHTEXAS01 | GST
504 | NTHTEXAS02 | GST
505 | NTHTEXAS03 | GST
580 | JCKCNTY801 | CC
581 | JCKCNTY802 | CC
582 | JCKCNTY803 | CC
728 | WOLFRIDGE801 | Wind
837 | NEWMAN_G5 | GST
842 | OLINGER_G1 | GST
843 | OLINGER_G2 | GST
844 | OLINGER_G3 | GST
845 | OLINGER_G4 | GGT
923 | SPENCER_G4 | GST
924 | SPENCER_G5 | GST
948 | STEAM1 | GST
949 | STEAM2 | GST
950 | STEAM3 | GST
990 | GIBN_CREK_G1 | LIGCO
1002 | PBCTAGE_1G | GGT
1003 | PBCTBGE_2G | GGT
1004 | PBCTCGE_3G | GGT
1005 | PBCTDGE_4G | GGT
1006 | PBCTEGE_5G | GGT
1007 | PB5GEN_6G | GST
1008 | PB6GEN_7G | GST
1037 | MORGAN5G_5G | GST
1039 | MRGNAG_1G | GGT
1040 | MRGNBG_2G | GGT
1041 | MRGNCG_3G | GGT
1042 | MRGNDG_4G | GGT
1043 | MRGNEG_5G | GGT
1044 | MRGNFG_6G | GGT
1045 | CALENG1G_1G | Cogen
1046 | CALENG2G_2G | Cogen
1047 | CALENG3G_3G | Cogen
1058 | LONGSHORE_5 | Wind
1058 | LONGSHORE_5 | Wind
1061 | CIELOGEN_1G | Wind
1062 | CIELOGEN_2G | Wind
1068 | SCURRYCW_1G | Wind
1069 | KINDERMG_1G | Cogen
1070 | KINDERMG_2G | Cogen
1071 | KINDERMG_3G | Cogen
1073 | SCURRYCW_2G | Wind
1320 | BSP 1 | Cogen
1326 | STANTONW_8 | Wind
1327 | WILDHRSE_1G | Wind
1328 | OCOTILLO_1G | Wind
1333 | MCDDONAL_8 | Wind
1343 | TRENTIPP_8 | Wind
1349 | WESTXWIN_1G | Wind
1350 | NWPWRG1_1G | Wind
1354 | AEPWIND_8 | Wind
1360 | GUNSIGHT_8 | Wind
1416 | SWETWATR_1G | CC
1417 | SWETWATR_2G | CC
1418 | SWETWATR_3G | CC
1419 | SWETWATR_4G | CC
1432 | GRHAMSES_2G | GST
1433 | GRHAMSES_1G | GST
1437 | MESQUITW_1G | Wind
1438 | MESQUITW_2G | Wind
1442 | COKFIELD_5 | Wind
1453 | WCPWRCO_1G | CC
1454 | WCPWRCO_2G | CC
1455 | WCPWRCO_3G | CC
1479 | WFCOGEN_1G | Cogen
1479 | WFCOGEN_1G | Cogen
1482 | WFCOGEN_2G | Cogen
1482 | WFCOGEN_2G | Cogen
1600 | BARTNWND_1G | Wind
1643 | SLSTR1PP_1G | Wind
1675 | PEC_1G | Cogen
1676 | PEC_2G | Cogen
1677 | PEC_3G | Cogen
1678 | LAMARPWR_1G | CC
1679 | LAMARPWR_2G | CC
1680 | LAMARPWR_3G | CC
1681 | LAMARPWR_4G | CC
1682 | LAMARPWR_5G | CC
1683 | LAMARPWR_6G | CC
1687 | VALLEY_1G | GST
1688 | VALLEY_2G | GSC
1689 | VALLEY_3G | GST
1701 | MOSES_1G | LIGCO
1702 | MOSES_2G | LIGCO
1703 | MOSES_3G | LIGCO
1861 | EAGLEMNT_1G | GST
1862 | EAGLEMNT_2G | GST
1863 | EAGLEMNT_3G | GST
1877 | WLFHOLW_1G | CC
1878 | WLFHOLW_2G | CC
1879 | WLFHOLW_3G | CC
1889 | DECRDOVA_1G | GSC
1892 | DECRDOVA_2G | GGT
1893 | DECRDOVA_3G | GGT
1894 | DECRDOVA_4G | GGT
1895 | DECRDOVA_5G | GGT
1898 | COMCHEPK_1G | Nuc
1899 | COMCHEPK_2G | Nuc
1937 | MDLTHELP_5G | CC
1938 | MDLTHELP_6G | CC
1941 | MDLTHELP_1G | CC
1942 | MDLTHELP_2G | CC
1943 | MDLTHELP_3G | CC
1944 | MDLTHELP_4G | CC
1947 | HANDLEY_3G | GST
1948 | HANDLEY_4G | GST
1949 | HANDLEY_5G | GST
2371 | COLLIN_1G | GST
2381 | NTHLK1_G | GST
2382 | NTHLK2_G | GST
2383 | NTHLK3_G | GST
2413 | MTCK6_G | GST
2414 | MTCK7_G | GST
2417 | MTCK8_G | GSC
2451 | LKHB1_G | GST
2452 | LKHB2_G | GST
3097 | MARTLAKE_1G | LIGCO
3098 | MARTLAKE_2G | LIGCO
3099 | MARTLAKE_3G | LIGCO
3107 | STRYKER_1G | GST
3108 | STRYKER_2G | GST
3126 | TRINIDAD_6G | GST
3309 | ASPN_G | Bio
3348 | CHAMPION_1G | Cogen
3381 | BBRN_1G | LIGCO
3382 | BBRN_2G | LIGCO
3403 | THOUSE_1G | GSC
3404 | THOUSE_2G | GSC
3416 | LAKE_CRK1_G | GST
3417 | LAKE_CRK2_G | GST
3432 | SANDOW_4G | LIGCO
5026 | BRAUNIG_VHB1 | GST
5027 | BRAUNIG_VHB2 | GST
5028 | BRAUNIG_VHB3 | GST
5111 | CALAVER_JTD1 | LIGCO
5112 | CALAVER_JTD2 | LIGCO
5264 | LEON_LCP3G3 | GST
5265 | LEON_LCP4G4 | GST
5266 | LEON_LCPCT1 | GGT
5267 | LEON_LCPCT2 | GGT
5268 | LEON_LCPCT3 | GGT
5269 | LEON_LCPCT4 | GGT
5396 | CALAVER_OWS1 | GST
5397 | CALAVER_OWS2 | GST
5401 | CALAVER_JKS1 | LIGCO
5436 | TUTTL_WBT1G1 | GST
5438 | TUTTL_WBT3G3 | GST
5439 | TUTTL_WBT4G4 | GST
5476 | BRA_AVR1_CT1 | CC
5477 | BRA_AVR1_ST | CC
5478 | BRA_AVR1_CT2 | CC
5503 | RAYBURNGEN3 | GST
5505 | RAYBURNGEN1 | GGT
5506 | RAYBURNGEN2 | GGT
5508 | RAYBURNCC9 | CC
5509 | RAYBURNCC10 | CC
5511 | RAYBURNCC7 | CC
5512 | RAYBURNCC8 | CC
5728 | FALCONHYDRO2 | Hydro
5729 | FALCONHYDRO3 | Hydro
5890 | PEARSALLGEN1 | GST
5891 | PEARSALLGEN2 | GST
5892 | PEARSALLGEN3 | GST
5903 | SANMIGUELGEN | LIGCO
5911 | STP_GN1___1 | Nuc
5912 | STP_GN2___2 | Nuc
5920 | WELSHDC1 | DCTie
5925 | DCEAST | DCTie
5932 | SI_RAY9 | CC
5933 | SI_RAY6 | GST
5934 | SI_RAY5 | GST
5935 | SI_RAY10 | CC
6016 | SWMESA | Wind
6096 | NORTHDC7 | DCTie
6100 | OKLA7A | DCTie
6144 | MCADOO1A | Wind
6407 | TURKTRAK1A | Wind
6637 | SNYDERW1A | Wind
6752 | OKLA0A | LIGCO
6948 | DENISNDM | Hydro
6948 | DENISNDM | Hydro
7000 | L_FERGUS1_1Y | GSC
7004 | L_SIMGID1_1Y | GST
7005 | L_SIMGID1_2Y | GST
7006 | L_SIMGID1_3Y | GST
7007 | L_LOSTPI1_1Y | CC
7008 | L_LOSTPI1_2Y | CC
7009 | L_LOSTPI1_3Y | CC
7010 | L_FPPYD11_1Y | LIGCO
7011 | L_FPPYD11_2Y | LIGCO
7012 | L_FPPYD21_3Y | LIGCO
7014 | L_HAYSEN1_1Y | CC
7015 | L_HAYSEN1_2Y | CC
7016 | L_HAYSEN1_3Y | CC
7017 | L_HAYSEN1_4Y | CC
7020 | L_AUSTPL1_1Y | Hydro
7020 | L_AUSTPL1_1Y | Hydro
7022 | L_BUCHAN1_1Y | Hydro
7023 | L_BUCHAN1_2Y | Hydro
7024 | L_BUCHAN1_3Y | Hydro
7026 | L_INKSDA1_1Y | Hydro
7028 | L_MARBFA1_1Y | Hydro
7029 | L_MARBFA1_2Y | Hydro
7031 | L_MARSFO1G1Y | Hydro
7032 | L_MARSFO1G2Y | Hydro
7033 | L_MARSFO1G3Y | Hydro
7035 | L_WIRTZ_1G1Y | Hydro
7036 | L_WIRTZ_1G2Y | Hydro
7038 | L_DELAWA1_1Y | Wind
7038 | L_DELAWA1_1Y | Wind
7303 | L_WPPGS12_1Y | GGT
7303 | L_WPPGS12_1Y | GGT
7305 | L_WPPGS34_1Y | GGT
7305 | L_WPPGS34_1Y | GGT
7487 | L_CANYHY8_1Y | Hydro
7605 | L_MCQUEE9_1Y | Hydro
7605 | L_MCQUEE9_1Y | Hydro
7605 | L_MCQUEE9_1Y | Hydro
7609 | L_SCHUMA8_1Y | Hydro
7624 | L_LAKEWO9_1Y | Hydro
7624 | L_LAKEWO9_1Y | Hydro
7800 | L_GUADGE1_1Y | CC
7801 | L_GUADGE1_2Y | CC
7802 | L_GUADGE1_3Y | CC
7803 | L_GUADGE1_4Y | CC
7804 | L_GUADGE1_5Y | CC
7805 | L_GUADGE1_6Y | CC
7807 | L_BASTEN1_1Y | CC
7808 | L_BASTEN1_2Y | CC
7809 | L_BASTEN1_3Y | CC
7810 | L_RIONOG1G1Y | CC
7811 | L_RIONOG1G2Y | CC
7812 | L_RIONOG1G3Y | CC
7813 | L_RIONOG1S1Y | CC
8032 | AMISTADHYD1 | Hydro
8033 | AMISTADHYD2 | Hydro
8048 | FALCONHYDRO1 | Hydro
8066 | DUP1V#1 | Cogen
8134 | FOR #1 | Cogen
8138 | FOR #2 | Cogen
8139 | JOS #1 | GST
8147 | UCAR #2 | Cogen
8148 | UCAR #1 | Cogen
8153 | FOR #3 | Cogen
8154 | FOR #4 | Cogen
8155 | FOR #5 | Cogen
8156 | FOR #6 | Cogen
8157 | FOR #7 | Cogen
8161 | COLETO0A | LIGCO
8173 | VICEC51A | CC
8174 | VICEC61A | CC
8189 | CUECPL2A | Cogen
8262 | ELPS | Hydro
8285 | LAR #1 | GST
8287 | LAR #2 | GST
8288 | LAR #3 | GST
8388 | BATES0A | GST
8393 | BATES0B | GST
8437 | NUECES_B0C | GST
8438 | NUECES_B0B | GST
8442 | NBEC7 | GST
8442 | NBEC7 | GST
8456 | COSW#1 | Cogen
8457 | COSW#2 | Cogen
8459 | B_DAVIS0B | GSC
8460 | B_DAVIS0A | GSC
8461 | KOCH_UP0A | Cogen
8506 | VAL #1 | Cogen
8507 | VAL #2 | Cogen
8511 | OXY_CC0A | Cogen
8517 | CELANEBI0A | Cogen
8560 | CNOPGT1 | Cogen
8561 | CNOPGT2 | Cogen
8562 | CNOPST1 | Cogen
8926 | LGE_GT10A | Cogen
8927 | LGE_GT20A | Cogen
8928 | LGE_STG0A | Cogen
8930 | ICPGN10A | Cogen
8931 | ICPGN20A | Cogen
8932 | ICPGN30A | Cogen
8933 | FGNTS001 | CC
8934 | FGNTS101 | CC
8935 | FGNTS201 | CC
8936 | MVGN#1 | CC
8937 | MVGN#2 | CC
8938 | MVGN#3 | CC
8981 | HECN1 | CC
8982 | HECN2 | CC
8983 | HECN3 | CC
9000 | DECKR_G1 | GST
9001 | DECKR_G2 | GST
9002 | DECKR_G3 | GGT
9003 | DECKR_G4 | GGT
9004 | DECKR_G5 | GGT
9005 | DECKR_G6 | GGT
9016 | SANDH_G1 | GGT
9017 | SANDH_G2 | GGT
9018 | SANDH_G3 | GGT
9019 | SANDH_G4 | GGT
9020 | SANDHG5A | CC
9021 | SANDHG5C | CC
11001 | NAV1CT | CC
11009 | NAV2CT | CC
11011 | NAV3ST | CC
11012 | NAV4CT | CC
11013 | NAV5CT | CC
11014 | NAV6ST | CC
11020 | TIEHVSG_1G | CC
11021 | TIEHVCG_1G | CC
11022 | TIEHVCG_2G | CC
11023 | TIEHVCG_3G | CC
11024 | TIEHVCG_4G | CC
11025 | TIEHVSG_2G | CC
11056 | ROSCOE_1G | Wind
11057 | CHAMPION_1G | Wind
11058 | PYRON_1G | Wind
11059 | INADALE_1G | Wind
11065 | ELBOWCK_1G | Wind
11147 | NOTREES_1G | Wind
11309 | BULLCREK_2G | Wind
11310 | BULLCREK_1G | Wind
11320 | COYOTE_1G | Wind
11691 | KMICHICT1_G | CC
11692 | KMICHICT2_G | CC
11693 | KMICHIST3_G | CC
11694 | KMICHICT4_G | CC
11695 | KMICHICT5_G | CC
11696 | KMICHIST6_G | CC
12322 | ENNSTRAC_1G | CC
12323 | ENNSTRAC_2G | CC
12411 | FPLEFR1A_G | CC
12412 | FPLEFR1B_G | CC
12413 | FPLEFR1C_G | CC
12414 | FPLEFR1S_G | CC
12421 | FPLEFR2A_G | CC
12422 | FPLEFR2B_G | CC
12423 | FPLEFR2C_G | CC
12424 | FPLEFR2S_G | CC
12440 | PARKD_1SVC8 | GST
12449 | PARKD_2SVC8 | GST
13116 | TGATEWAY_1G | CC
13117 | TGATEWAY_2G | CC
13118 | TGATEWAY_3G | CC
13119 | TGATEWAY_4G | CC
13131 | CALFREST_1G | CC
13132 | CALFREST_2G | CC
13133 | CALFREST_3G | CC
13134 | CALFREST_4G | CC
13135 | CALFREST_5G | CC
13136 | CALFREST_6G | CC
13432 | SANDOW_5G | LIGCO
32798 | BRYN_TAMUGEN | GST
32883 | BRYN_DNSBY3 | GST
32884 | BRYN_DNSBY13 | GST
32886 | BRYN_ATKINS3 | GST
32887 | BRYN_ATKINS6 | GST
32888 | BRYN_ATKINS7 | GGT
32890 | BRYN_ATKINS4 | GST
32891 | BRYN_ATKINS5 | GST
32892 | BRYN_DNSBY14 | GST
36998 | RDCNYNG1 | Wind
38332 | TNWDWRDU2_8 | Wind
38437 | TNSRBNMESA9 | Wind
38580 | TNBP_CGN1_8 | Cogen
38590 | TNBP_CGN2_8 | Cogen
38600 | TNBP_CGN3_8 | Cogen
38611 | TNBPAMCG1_8 | Cogen
38612 | TNBPAMCG2_8 | Cogen
38613 | TNBPAMCG3_8 | Cogen
38614 | TNBPAMCG4_8 | Cogen
38615 | TNBPAMCG5_8 | Cogen
38690 | TNBP_CGN4_8 | Cogen
38711 | TNTXCTY1CG8 | Cogen
38712 | TNTXCTY2CG8 | Cogen
38713 | TNTXCTY3CG8 | Cogen
38714 | TNTXCTY4CG8 | Cogen
39190 | TNSLCGN1__8 | Cogen
39470 | TNDOWCGNSG8 | Cogen
39480 | TNDOWCGNGG8 | Cogen
39760 | TNSCLP1___8 | Cogen
39770 | TNSCLP2___8 | Cogen
39775 | TNSCLP4___8 | Cogen
39790 | TNSCLP3___8 | Cogen
39960 | TNTNPONE_18 | LIGCO
39970 | TNTNPONE_28 | LIGCO
48500 | APD_GT1_8005 | Cogen
48510 | AK_GT1__8040 | Cogen
48511 | LPE_GT1_8070 | GGT
48512 | LPE_GT2_8075 | GGT
48513 | LPE_GT3_8080 | GGT
48514 | LPE_GT4_8085 | GGT
48520 | BSF_GT1_8070 | Cogen
48520 | BSF_GT1_8070 | Cogen
48521 | BVE_GT1_GT1 | CC
48522 | BVE_GT2_5035 | CC
48523 | BVE_ST1_GN1 | CC
48531 | BYU_GT1_8075 | Cogen
48532 | BYU_GT2_8055 | Cogen
48533 | BYU_GT3_8060 | Cogen
48534 | BYU_GT4_8065 | Cogen
48551 | CAL_GT1_8045 | Cogen
48552 | CAL_ST1_8000 | Cogen
48561 | CTL_GT2_8130 | Cogen
48562 | CTL_GT3_8135 | Cogen
48563 | CTL_GT4_8140 | Cogen
48564 | CTL_GN1_8145 | Cogen
48565 | CTL_GN2_8155 | Cogen
48581 | CBY_GN1_1 | GSC
48582 | CBY_GN2_2 | GSC
48583 | CBY_GT4_1 | GSC
48584 | CBY_GT4_2 | CC
48585 | CBY_ST4_1 | CC
48591 | CHE_GT2_5030 | Cogen
48593 | CHE_GT1_8015 | Cogen
48594 | CHE_GN4_8025 | Cogen
48595 | BTE_GT2_8075 | CC
48596 | BTE_GT3_8045 | CC
48597 | BTE_GT4_8055 | CC
48598 | BTE_ST1_8070 | CC
48611 | DIB_GT1_8080 | Cogen
48612 | DIB_GT2_8075 | Cogen
48613 | DIB_ST1_8085 | Cogen
48614 | DIB_GT3_8090 | Cogen
48641 | DPEC_GT15040 | CC
48642 | DPEC_GT25025 | CC
48643 | DPEC_GT35010 | CC
48644 | DPEC_GT45070 | CC
48645 | DPEC_ST55065 | CC
48651 | EP_1_2 | Cogen
48651 | EP_1_2 | Cogen
48671 | FTR_GT1_5105 | CC
48672 | FTR_GT2_5110 | CC
48673 | FTR_GT3_5085 | CC
48674 | FTR_CN4_5095 | CC
48690 | GBY_GN5_5 | GSC
48691 | GBY_73741085 | GGT
48691 | GBY_73741085 | GGT
48692 | GBY_81821075 | GGT
48692 | GBY_81821075 | GGT
48693 | GBY_83841065 | GGT
48693 | GBY_83841065 | GGT
48721 | LEG_1___1 | LIGCO
48722 | LEG_2___2 | LIGCO
48730 | MNS_GT | Cogen
48731 | CBE_GT1 | CC
48732 | CBE_GT2 | CC
48733 | CBE_ST12 | CC
48734 | CBE_GT3 | CC
48735 | CBE_GT4 | CC
48736 | CBE_ST34 | CC
48740 | PSG_GN2_8050 | Cogen
48741 | PSG_GT2_8040 | Cogen
48742 | PSG_GT3_8060 | Cogen
48761 | PR_GT1__9040 | Cogen
48772 | PHR_GN2_2 | GSC
48791 | PSA_GT1_8160 | Cogen
48792 | PSA_GT2_8155 | Cogen
48793 | PSA_GT3_8150 | Cogen
48794 | PSA_GT4_8145 | Cogen
48795 | PSA_GT5_8140 | Cogen
48796 | PSA_GN1_8165 | Cogen
48797 | PSA_GT6_8135 | Cogen
48811 | CVC_GT3_5045 | Cogen
48812 | CVC_GT2_5020 | Cogen
48813 | CVC_GT1_5035 | Cogen
48814 | CVC_ST5_5040 | Cogen
48815 | CVC_GT4_8005 | Cogen
48820 | SHELLG1_3015 | Cogen
48821 | SHELLG2 | Cogen
48822 | SHELLG3_3020 | Cogen
48822 | SHELLG3_3020 | Cogen
48841 | SJS_GT1_GT1 | Cogen
48842 | SJS_GT2_GT2 | Cogen
48845 | SOL_GT1 | Solar
48851 | SRB_GN1_1 | GST
48852 | SRB_GN2_2 | GST
48853 | SRB_GN3_3 | GST
48854 | SRB_GN4_4 | GST
48855 | SRB_GT211035 | GGT
48855 | SRB_GT211035 | GGT
48873 | THW_ST3_ST_3 | CC
48874 | THW_ST4_ST_4 | CC
48875 | THW_3132 | CC
48875 | THW_3132 | CC
48877 | THW_3334 | CC
48877 | THW_3334 | CC
48879 | THW_4142 | CC
48879 | THW_4142 | CC
48881 | THW_4344 | CC
48881 | THW_4344 | CC
48883 | THW_GT1_GT_1 | GGT
48885 | THW_5152 | GGT
48885 | THW_5152 | GGT
48886 | THW_5354 | GGT
48886 | THW_5354 | GGT
48887 | THW_5556 | GGT
48887 | THW_5556 | GGT
48911 | TGF_GT1_8000 | Cogen
48921 | WAP_GN1_1 | GST
48922 | WAP_GN2_2 | GST
48923 | WAP_GN3_3 | GST
48924 | WAP_GN4_4 | GSC
48925 | WAP_GN5_5 | LIGCO
48926 | WAP_GN6_6 | LIGCO
48927 | WAP_GN7_7 | LIGCO
48928 | WAP_GN8_8 | LIGCO
48929 | WAPGT21_GT1 | GGT
48940 | WARVUE_GT1 | Cogen
49803 | EXN_15GT | Cogen
49804 | EXN_16GT | Cogen
49805 | EXN_17GT | Cogen
49826 | EXN938GT | Cogen
49828 | EXN941GT | Cogen
49829 | EXN942GT | Cogen
49830 | EXN943GT | Cogen
49831 | EXN944GT | Cogen
49832 | EXN945GT | Cogen
49837 | EXN_GT | Cogen
49838 | EXN_14GT | Cogen
49851 | DOW17000 | Cogen
49858 | DOW38100 | Cogen
49859 | DOW38200 | Cogen
49860 | DOW38300 | Cogen
49862 | DOW39100 | Cogen
49863 | DOW39200 | Cogen
49865 | DOW41000 | Cogen
49866 | DOW42000 | Cogen
49869 | DOW49000 | Cogen
49870 | DOW61000 | Cogen
49871 | DOW62000 | Cogen
49872 | DOW63000 | Cogen
49873 | DOW64000 | Cogen
49876 | DOW65000 | Cogen
49877 | DOW66000 | Cogen
49878 | DOW67000 | Cogen
49882 | DOW81000 | Cogen
49884 | DOW82000 | Cogen
49885 | DOW83000 | Cogen
49886 | DOW84000 | Cogen
58909 | PEARSALLSCG1 | Diesel
58909 | PEARSALLSCG1 | Diesel
58909 | PEARSALLSCG1 | Diesel
58909 | PEARSALLSCG1 | Diesel
58909 | PEARSALLSCG1 | Diesel
58909 | PEARSALLSCG1 | Diesel
58919 | PEARSALLSCG2 | Diesel
58919 | PEARSALLSCG2 | Diesel
58919 | PEARSALLSCG2 | Diesel
58919 | PEARSALLSCG2 | Diesel
58919 | PEARSALLSCG2 | Diesel
58919 | PEARSALLSCG2 | Diesel
58929 | PEARSALLSCG3 | Diesel
58929 | PEARSALLSCG3 | Diesel
58929 | PEARSALLSCG3 | Diesel
58929 | PEARSALLSCG3 | Diesel
58929 | PEARSALLSCG3 | Diesel
58929 | PEARSALLSCG3 | Diesel
58949 | PEARSALLSCG4 | Diesel
58949 | PEARSALLSCG4 | Diesel
58949 | PEARSALLSCG4 | Diesel
58949 | PEARSALLSCG4 | Diesel
58949 | PEARSALLSCG4 | Diesel
58949 | PEARSALLSCG4 | Diesel
60000 | DSKY2 | Wind
60003 | KING_NE1A | Wind
60005 | KING_SE1A | Wind
60007 | KING_SW1A | Wind
60016 | WOODWRD11A | Wind
60017 | ORNNWP1 | Wind
60018 | DSKY1 | Wind
60019 | KING_NW1A | Wind
60057 | CALLAHAN1A | Wind
60058 | BUFF_GAP1A | Wind
60060 | CIRELLO | Wind
60063 | BUFF_GAP1B | Wind
60066 | H_HOLLOW1A | Wind
60068 | HHOLLOW21A | Wind
60070 | HHOLLOW31A | Wind
60072 | HHOLLOW41A | Wind
60081 | WHRLWIND1A | Wind
60201 | RIO DRCS | AVR
60202 | FRNDDRCS | AVR
71051 | L_BITTCR1_1N | Wind
71054 | L_SWEETW1_1N | Wind
71057 | L_SWEETW1_2N | Wind
71059 | L_SWEETW1_3N | Wind
71060 | L_SWEETW1_4N | Wind
71061 | L_SWEETW1_5N | Wind
76031 | L_GASCCR1_1N | Wind
76091 | L_DIVIDE1_1N | Wind
76095 | L_CAPRSI1_1N | Wind
76096 | L_CAPRSI1_2N | Wind
76097 | L_CAPRGE1_1N | Wind
80003 | MILHWYS | AVR
80012 | LAR | DCTie
80051 | FOR #8 | Cogen
80052 | FOR #9 | Cogen
80053 | FOR #10 | Cogen
80080 | GWINDT11A | Wind
80080 | GWINDT11A | Wind
80080 | GWINDT11A | Wind
80080 | GWINDT11A | Wind
80081 | GWINDT21A | Wind
80081 | GWINDT21A | Wind
80081 | GWINDT21A | Wind
80081 | GWINDT21A | Wind
80137 | CSDR89 | DCTie
80137 | CSDR89 | DCTie
80138 | CSDR7 | DCTie
80139 | CSDR56 | DCTie
80139 | CSDR56 | DCTie
80140 | CSDR11 | DCTie
80180 | PNSCALT11A | Wind
80180 | PNSCALT11A | Wind
80181 | PNSCALT21A | Wind
80181 | PNSCALT21A | Wind
80223 | REYSHR G | Cogen
80224 | VISTRONG1 | Cogen
80225 | VISTRONG2 | Cogen
80226 | ALCOA G | Cogen
80227 | AIRCO G | Cogen
80263 | B_DAVIS31A | CC
80264 | B_DAVIS41A | CC
80265 | LARECU40A | GGT
80266 | LARECU50A | GGT
86104 | CID-138 | DCTie
86105 | CID-230 | DCTie
86106 | CUF-230 | DCTie
86107 | CUF-138 | DCTie
88198 | BEEVILLE | AVR
88253 | HAMILTON | BLT
88299 | ZAPATA | BLT
88508 | FALFURRI | AVR