## Set up
Step 1 | Go to the Zones worksheet in this workbook. Make sure that the source and sink zones are set correctly and the "1"s and "-1"s are correct |  | Summary of Key Data points | Value
File Description:
Step 2 | Open Dennis' file that needs to have the data transferred, same file that is listed in cell K27 |  | Number of units | 0
|  |  | Dec PTDF cutoff point | 0
Step 3 | Copy columns J:X from an old Dennis' Sheet to the new sheet (if first round of a new alaysis) |  | Dec PTDF cutoff unit | Name of Bus
|  |  | Dec 10% unit | Name of Bus
Step 4 | Mark the contingencies and monitored element set by a "y" in column K of Dennis' sheet, if there are a match on the filename use something to make unique |  | Dec max cumltv zone impact - cumltv zone share | 0
|  |  | Dec max cumltv zone impact - cumltv zone share pt | 0
Step 5 | Enter Dennis' file name into cell K27 |  | Dec max cumltv zone impact - cumltv zone share unit | 0
|  |  | West Zonal weighted AWGSF | 0.2557
Step 6 | click the step one button |  | North Zonal weighted AWGSF | -0.020422
|  |  | Inc PTDF cutoff point | 0
Step 7 | Enter the line ratings in Dennis' workbook, the Input worksheet, in the cells |  | Inc PTDF cutoff unit | Name of Bus
| X6:X30, or to the end of the selected list. |  | Inc 10% unit | Name of Bus
|  |  | Inc max cumltv zone impact - cumltv zone share | 0
Step 8 | Check to see that the number of generators in Dennis' file matches the length |  | Inc max cumltv zone impact - cumltv zone share pt | 0
| of the formulas in columns L:V (Distributed Slack - Dec) have been copied through to the apporpriate number of rows |  | Inc max cumltv zone impact - cumltv zone share unit | 0
| If Dennis' sheet data is less than this file then clear any old unit data in columns A:K of this workbook to match the correct leng |  | West Zonal weighted AWGSF | 0.2557
| It is only necessary to match the Distributed Slack - Dec worksheet. |  | North Zonal weighted AWGSF | -0.020422
|  |  | Min of zone correlation | 0.023604
Step 9 | Click the step 2 button |  | Bounary gen in North Zone | 0
| The last file saved will still be open, yopu will need to close this file. |  | Bounary gen in soucre zone as % of line | 0%
| This sheet willno longer be open. |  | Bounary gen in West Zone | 0
|  |  | Bounary gen in soucre zone as % of line | 0
|  |  | OL element line rating | 1072
|  |  | West Zonal weighted AWGSF | 0.25633
|  | WN_043009automation.xls | North Zonal weighted AWGSF | -0.021071
Copy Dennis' data step 1
Copy Dennis' Data Step 2

## Distributed Slack - Dec
Number of Bus | Name of Bus | ID | Area Name of Gen | AGC | P Sensitivity of Bus | Gen MW | Min MW | Max MW | V Sensitivity of Bus | Set Volt | Tech Type | Zone Impact | Zone Correlation | Inc Max | Dec Max | Souce S.F. Weighting | Souce Capacity | Sink S.F. Weighting | Sink Capacity | PTDF Calc | PTDF Weighting | Cumulative Concentrated Capacity | Cumulative Concentrated Impact
1049 | ROSCOEWI_5 | 1 | West | YES | 0.3776 | 41.8 | 0 | 209 |  | 1.01 | #N/A | 1 | 0.39802 | 209 | 209 | 78.9186 | 209 |  |  | 0.39802 | 83.1867 | 209 | 83.1867
1057 | ROSCOEWI_5 | 2 | West | YES | 0.3776 | 25.3 | 0 | 126.5 |  | 1.01 | #N/A | 1 | 0.39802 | 126.5 | 126.5 | 47.7665 | 126.5 |  |  | 0.39802 | 50.3499 | 335.5 | 133.5366
1060 | ROSCOEWI_5 | 3 | West | YES | 0.3776 | 39.4 | 0 | 197 | 0 | 1.01 | #N/A | 1 | 0.39802 | 197 | 197 | 74.3874 | 197 |  |  | 0.39802 | 78.4105 | 532.5 | 211.9471
1072 | ROSCOEWI_5 | 4 | West | YES | 0.3776 | 63.6 | 0 | 318 | 0 | 1.01 | #N/A | 1 | 0.39802 | 318 | 318 | 120.0771 | 318 |  |  | 0.39802 | 126.5712 | 850.5 | 338.5183 | Weighted Shift Factors
1058 | LONGSHORE_5 | 1 | West | YES | 0.29423 | 30 | 0 | 150 |  | 1.01 | Wind | 1 | 0.31465 | 0 | 150 | 44.1347 | 150 |  |  | 0.31465 | 47.1979 | 1000.5 | 385.7162 | West | 0.2557
1058 | LONGSHORE_5 | 3 | West | YES | 0.29423 | 23.4 | 0 | 117 |  | 1.01 | Wind | 1 | 0.31465 | 0 | 117 | 34.425 | 117 |  |  | 0.31465 | 36.8144 | 1117.5 | 422.5306 | North | -0.020422
1058 | LONGSHORE_5 | 2 | West | YES | 0.29423 | 44 | 0 | 220 |  | 1.01 | Wind | 1 | 0.31465 | 0 | 220 | 64.7308 | 220 |  |  | 0.31465 | 69.2236 | 1337.5 | 491.7542 |  | 0.27612
1045 | CALENG1G_1G | 1 | West | YES | 0.29296 | 73.4 | 27 | 73.4 | 0 | 1.014 | Cogen | 1 | 0.31338 | 0 | 0 | 0 | 0 |  |  | 0.31338 | 0 | 1337.5 | 491.7542
1046 | CALENG2G_2G | 2 | West | YES | 0.29296 | 73.4 | 27 | 73.4 | 0 | 1.014 | Cogen | 1 | 0.31338 | 0 | 0 | 0 | 0 |  |  | 0.31338 | 0 | 1337.5 | 491.7542 | Line Cap | 1072
1047 | CALENG3G_3G | 3 | West | YES | 0.29296 | 70.4 | 27 | 70.4 | 0 | 1.014 | Cogen | 1 | 0.31338 | 0 | 0 | 0 | 0 |  |  | 0.31338 | 0 | 1337.5 | 491.7542 | Conc Gen | 2197.4
11001 | NAV1CT | 1 | West | YES | 0.28865 | 70.4 | 18 | 70.4 | 0 | 1.029 | CC | 1 | 0.30907 | 70.4 | 70.4 | 20.3207 | 70.4 |  |  | 0.30907 | 21.7584 | 1407.9 | 513.5126 | Weighted Imp. | 757.4977
11009 | NAV2CT | 1 | West | YES | 0.28865 | 71.4 | 18 | 71.4 | 0 | 1.029 | CC | 1 | 0.30907 | 71.4 | 71.4 | 20.6093 | 71.4 |  |  | 0.30907 | 22.0674 | 1479.3 | 535.58 | PTDF | 0.34472
11011 | NAV3ST | 1 | West | YES | 0.28865 | 92.8 | 40 | 92.8 | 0 | 1.029 | CC | 1 | 0.30907 | 92.8 | 92.8 | 26.7863 | 92.8 |  |  | 0.30907 | 28.6815 | 1572.1 | 564.2615
11012 | NAV4CT | 1 | West | YES | 0.28865 | 80 | 18 | 80 | 0 | 1.029 | CC | 1 | 0.30907 | 80 | 80 | 23.0917 | 80 |  |  | 0.30907 | 24.7254 | 1652.1 | 588.9869 | Concentration | 1.2485
11013 | NAV5CT | 1 | West | YES | 0.28865 | 80 | 18 | 80 | 0 | 1.029 | CC | 1 | 0.30907 | 80 | 80 | 23.0917 | 80 |  |  | 0.30907 | 24.7254 | 1732.1 | 613.7123
11014 | NAV6ST | 1 | West | YES | 0.28865 | 115 | 40 | 115 | 0 | 1.029 | CC | 1 | 0.30907 | 115 | 115 | 33.1943 | 115 |  |  | 0.30907 | 35.5428 | 1847.1 | 649.2551 |  | Pass
11020 | TIEHVSG_1G | 1 | West | YES | 0.28858 | 208.2 | 63 | 208.2 | 0 | 1.012 | CC | 1 | 0.309 | 208.2 | 208.2 | 60.0819 | 208.2 |  |  | 0.309 | 64.3337 | 2055.3 | 713.5888
11021 | TIEHVCG_1G | 1 | West | YES | 0.28858 | 142.1 | 103 | 142.1 | 0 | 1.012 | CC | 1 | 0.309 | 142.1 | 142.1 | 41.0069 | 142.1 |  |  | 0.309 | 43.9089 | 2197.4 | 757.4977
11022 | TIEHVCG_2G | 1 | West | YES | 0.28858 | 132.4 | 103 | 132.4 | 0 | 1.012 | CC | 1 | 0.309 | 132.4 | 132.4 | 38.2077 | 132.4 |  |  | 0.309 | 40.9116
11023 | TIEHVCG_3G | 1 | West | YES | 0.28858 | 137.4 | 103 | 137.4 | 0 | 1.012 | CC | 1 | 0.309 | 137.4 | 137.4 | 39.6506 | 137.4 |  |  | 0.309 | 42.4566
11024 | TIEHVCG_4G | 1 | West | YES | 0.28858 | 147 | 103 | 147 | 0 | 1.012 | CC | 1 | 0.309 | 147 | 147 | 42.421 | 147 |  |  | 0.309 | 45.423
11025 | TIEHVSG_2G | 1 | West | YES | 0.28858 | 213.2 | 63 | 213.2 | 0 | 1.012 | CC | 1 | 0.309 | 213.2 | 213.2 | 61.5248 | 213.2 |  |  | 0.309 | 65.8787
1002 | PBCTAGE_1G | A | West | YES | 0.2831 | 64 | 64 | 66 | 0 | 1.036 | GGT | 1 | 0.30352 | 66 | 66 | 18.6846 | 66 |  |  | 0.30352 | 20.0324
1003 | PBCTBGE_2G | B | West | YES | 0.2831 | 65 | 65 | 66 | 0 | 1.036 | GGT | 1 | 0.30352 | 66 | 66 | 18.6846 | 66 |  |  | 0.30352 | 20.0324
1004 | PBCTCGE_3G | C | West | YES | 0.2831 | 62 | 62 | 67 | 0 | 1.036 | GGT | 1 | 0.30352 | 67 | 67 | 18.9677 | 67 |  |  | 0.30352 | 20.336
1005 | PBCTDGE_4G | D | West | YES | 0.2831 | 65 | 65 | 68 | 0 | 1.036 | GGT | 1 | 0.30352 | 68 | 68 | 19.2508 | 68 |  |  | 0.30352 | 20.6395
1006 | PBCTEGE_5G | E | West | YES | 0.2831 | 65 | 65 | 67 | 0 | 1.036 | GGT | 1 | 0.30352 | 67 | 67 | 18.9677 | 67 |  |  | 0.30352 | 20.336
1007 | PB5GEN_6G | 5 | West | YES | 0.2831 | 91.2 | 40 | 114 | 0 | 1.036 | GST | 1 | 0.30352 | 114 | 114 | 32.2734 | 114 |  |  | 0.30352 | 34.6015
1008 | PB6GEN_7G | 6 | West | YES | 0.2831 | 515 | 130 | 515 | 0 | 1.036 | GST | 1 | 0.30352 | 515 | 515 | 145.7965 | 515 |  |  | 0.30352 | 156.3137
7038 | L_DELAWA1_1Y | 1 | West | YES | 0.28298 | 3.5 | 0 | 35 | 0 | 1 | Wind | 1 | 0.30341 | 0 | 35 | 9.9044 | 35 |  |  | 0.30341 | 10.6192
7038 | L_DELAWA1_1Y | 2 | West | YES | 0.28298 | 3 | 0 | 30 | 0 | 1 | Wind | 1 | 0.30341 | 0 | 30 | 8.4895 | 30 |  |  | 0.30341 | 9.1022
1146 | NOTREES_1G | 1 | West | YES | 0.28265 | 29.8 | 0 | 149 | 0 | 1.017 | #N/A | 1 | 0.30307 | 149 | 149 | 42.115 | 149 |  |  | 0.30307 | 45.1578
1037 | MORGAN5G_5G | 5 | West | YES | 0.28162 | 109.6 | 40 | 137 | 0 | 1.029 | GST | 1 | 0.30204 | 137 | 137 | 38.5813 | 137 |  |  | 0.30204 | 41.379
1039 | MRGNAG_1G | A | West | YES | 0.28162 | 69 | 69 | 69 | 0 | 1.029 | GGT | 1 | 0.30204 | 69 | 69 | 19.4314 | 69 |  |  | 0.30204 | 20.8405
1040 | MRGNBG_2G | B | West | YES | 0.28162 | 70 | 70 | 71 | 0 | 1.029 | GGT | 1 | 0.30204 | 71 | 71 | 19.9947 | 71 |  |  | 0.30204 | 21.4446
1041 | MRGNCG_3G | C | West | YES | 0.28162 | 69 | 69 | 70 | 0 | 1.029 | GGT | 1 | 0.30204 | 70 | 70 | 19.713 | 70 |  |  | 0.30204 | 21.1426
1042 | MRGNDG_4G | D | West | YES | 0.28162 | 68 | 68 | 68 | 0 | 1.029 | GGT | 1 | 0.30204 | 68 | 68 | 19.1498 | 68 |  |  | 0.30204 | 20.5385
1043 | MRGNEG_5G | E | West | YES | 0.28162 | 68 | 68 | 70 | 0 | 1.029 | GGT | 1 | 0.30204 | 70 | 70 | 19.713 | 70 |  |  | 0.30204 | 21.1426
1044 | MRGNFG_6G | F | West | YES | 0.28162 | 66 | 66 | 66 | 0 | 1.029 | GGT | 1 | 0.30204 | 66 | 66 | 18.5866 | 66 |  |  | 0.30204 | 19.9344
1326 | STANTONW_8 | 1 | West | YES | 0.28126 | 20.1 | 0 | 100.5 |  | 1.01 | Wind | 1 | 0.30168 | 0 | 100.5 | 28.2664 | 100.5 |  |  | 0.30168 | 30.3188
1333 | MCDDONAL_8 | 1 | West | YES | 0.28124 | 42.8 | 0 | 214.2 |  | 1.01 | Wind | 1 | 0.30166 | 0 | 214.2 | 60.2423 | 214.2 |  |  | 0.30166 | 64.6166
1328 | OCOTILLO_1G | 1 | West | YES | 0.28118 | 11.6 | 0 | 58 |  | 1.01 | Wind | 1 | 0.3016 | 0 | 58 | 16.3086 | 58 |  |  | 0.3016 | 17.4931
1327 | WILDHRSE_1G | 1 | West | YES | 0.2747 | 24 | 0 | 120 |  | 1 | Wind | 1 | 0.29512 | 0 | 120 | 32.9636 | 120 |  |  | 0.29512 | 35.4142
1170 | AIRLAMESA_1G | 1 | West | YES | 0.27453 | 0 | 0 | 180 |  | 1 | #N/A | 1 | 0.29495 | 180 | 180 | 49.415 | 180 |  |  | 0.29495 | 53.0909
1360 | GUNSIGHT_8 | 1 | West | YES | 0.27347 | 24 | 0 | 120 | 0 | 1.01 | Wind | 1 | 0.29389 | 0 | 120 | 32.8165 | 120 |  |  | 0.29389 | 35.2671
1320 | BSP 1 | 1 | West | YES | 0.27184 | 25.5 | 2.9 | 25.8 | 0 | 1 | Cogen | 1 | 0.29227 | 0 | 0 | 0 | 0 |  |  | 0.29227 | 0
1416 | SWETWATR_1G | 1 | West | YES | 0.2713 | 30 | 18 | 30 | 0 | 1.026 | CC | 1 | 0.29172 | 30 | 30 | 8.1389 | 30 |  |  | 0.29172 | 8.7515
1417 | SWETWATR_2G | 2 | West | YES | 0.2713 | 72 | 36 | 72 | 0 | 1.026 | CC | 1 | 0.29172 | 72 | 72 | 19.5333 | 72 |  |  | 0.29172 | 21.0037
1418 | SWETWATR_3G | 3 | West | YES | 0.2713 | 68 | 36 | 68 | 0 | 1.026 | CC | 1 | 0.29172 | 68 | 68 | 18.4481 | 68 |  |  | 0.29172 | 19.8368
1419 | SWETWATR_4G | 4 | West | YES | 0.2713 | 61 | 36 | 61 | 0 | 1.026 | CC | 1 | 0.29172 | 61 | 61 | 16.5491 | 61 |  |  | 0.29172 | 17.7948
1302 | COYOTEWG_8 | 1 | West | YES | 0.27112 | 45 | 0 | 225 |  | 1.01 | #N/A | 1 | 0.29154 | 225 | 225 | 61.0016 | 225 |  |  | 0.29154 | 65.5964
1301 | BULLCREK_8 | 1 | West | YES | 0.26867 | 36 | 0 | 180 | 0 | 1.017 | #N/A | 1 | 0.28909 | 180 | 180 | 48.3611 | 180 |  |  | 0.28909 | 52.037
6637 | SNYDERW1A | 1 | West | YES | 0.26608 | 12.6 | 0 | 63 | 0 | 1.025 | Wind | 1 | 0.2865 | 0 | 63 | 16.7629 | 63 |  |  | 0.2865 | 18.0495
1068 | SCURRYCW_1G | 1 | West | YES | 0.2632 | 28.2 | 1.3 | 141 |  | 1.01 | Wind | 1 | 0.28362 | 0 | 141 | 37.1116 | 141 |  |  | 0.28362 | 39.9911
1073 | SCURRYCW_2G | 2 | West | YES | 0.2632 | 24 | 0 | 120 | 0 | 1.017 | Wind | 1 | 0.28362 | 0 | 120 | 31.5844 | 120 |  |  | 0.28362 | 34.035
1061 | CIELOGEN_1G | 1 | West | YES | 0.26293 | 19.8 | 0 | 99 |  | 1 | Wind | 1 | 0.28336 | 0 | 99 | 26.0306 | 99 |  |  | 0.28336 | 28.0523
1062 | CIELOGEN_2G | 1 | West | YES | 0.26293 | 12.2 | 0 | 61 |  | 1 | Wind | 1 | 0.28336 | 0 | 61 | 16.039 | 61 |  |  | 0.28336 | 17.2848
1069 | KINDERMG_1G | 1 | West | YES | 0.26293 | 25 | 5 | 25 | 0 | 1.017 | Cogen | 1 | 0.28336 | 0 | 0 | 0 | 0 |  |  | 0.28336 | 0
1070 | KINDERMG_2G | 1 | West | YES | 0.26293 | 45.7 | 12 | 45.7 | 0 | 1.017 | Cogen | 1 | 0.28336 | 0 | 0 | 0 | 0 |  |  | 0.28336 | 0
1071 | KINDERMG_3G | 1 | West | YES | 0.26293 | 45.7 | 12 | 45.7 | 0 | 1.017 | Cogen | 1 | 0.28336 | 0 | 0 | 0 | 0 |  |  | 0.28336 | 0
1349 | WESTXWIN_1G | 1 | West | YES | 0.26201 | 1.3 | 0 | 6.6 |  | 1.014 | Wind | 1 | 0.28243 | 0 | 6.6 | 1.7293 | 6.6 |  |  | 0.28243 | 1.864
1350 | NWPWRG1_1G | 1 | West | YES | 0.26201 | 6.9 | 1 | 34.3 |  | 1.014 | Wind | 1 | 0.28243 | 0 | 34.3 | 8.9869 | 34.3 |  |  | 0.28243 | 9.6874
76031 | L_GASCCR1_1N | W1 | West | YES | 0.25958 | 30 | 0 | 150 | 0 | 1.02 | Wind | 1 | 0.28 | 0 | 150 | 38.9365 | 150 |  |  | 0.28 | 41.9998
60007 | KING_SW1A | 1 | West | YES | 0.25827 | 20 | 0 | 80 |  | 1.03 | Wind | 1 | 0.27869 | 0 | 80 | 20.6618 | 80 |  |  | 0.27869 | 22.2956
60019 | KING_NW1A | 1 | West | YES | 0.25827 | 20 | 0 | 80 |  | 1.03 | Wind | 1 | 0.27869 | 0 | 80 | 20.6618 | 80 |  |  | 0.27869 | 22.2956
71051 | L_BITTCR1_1N | W1 | West | YES | 0.25704 | 7.5 | 0 | 37.5 |  | 1.02 | Wind | 1 | 0.27746 | 0 | 37.5 | 9.6389 | 37.5 |  |  | 0.27746 | 10.4047
71054 | L_SWEETW1_1N | W1 | West | YES | 0.25704 | 21.5 | 0 | 107.5 |  | 1.02 | Wind | 1 | 0.27746 | 0 | 107.5 | 27.6315 | 107.5 |  |  | 0.27746 | 29.8268
71057 | L_SWEETW1_2N | W1 | West | YES | 0.25704 | 27 | 0 | 135 |  | 1.02 | Wind | 1 | 0.27746 | 0 | 135 | 34.7 | 135 |  |  | 0.27746 | 37.4569
71059 | L_SWEETW1_3N | W1 | West | YES | 0.25704 | 23.8 | 0 | 119 | 0 | 1.02 | Wind | 1 | 0.27746 | 0 | 119 | 30.5874 | 119 |  |  | 0.27746 | 33.0176
71060 | L_SWEETW1_4N | W1 | West | YES | 0.25704 | 21 | 0 | 105 | 0 | 1.02 | Wind | 1 | 0.27746 | 0 | 105 | 26.9889 | 105 |  |  | 0.27746 | 29.1332
60201 | RIO DRCS | F | West | YES | 0.25652 | 0 | 0 | 0 | 0 | 1.025 | AVR | 1 | 0.27694 | 0 | 0 | 0 | 0 |  |  | 0.27694 | 0
60016 | WOODWRD11A | 1 | West | YES | 0.25634 | 20 | 0 | 80 |  | 1.033 | Wind | 1 | 0.27676 | 0 | 80 | 20.507 | 80 |  |  | 0.27676 | 22.1407
38332 | TNWDWRDU2_8 | 1 | West | YES | 0.25628 | 20 | 0 | 80 | 0 | 1.0232 | Wind | 1 | 0.2767 | 0 | 80 | 20.5026 | 80 |  |  | 0.2767 | 22.1363
38437 | TNSRBNMESA9 | 1 | West | YES | 0.2561 | 37.5 | 0 | 150 |  | 1.02 | Wind | 1 | 0.27652 | 0 | 150 | 38.4153 | 150 |  |  | 0.27652 | 41.4786
6016 | SWMESA | 1 | West | YES | 0.25501 | 18.8 | 0 | 75 |  | 1.03 | Wind | 1 | 0.27543 | 0 | 75 | 19.126 | 75 |  |  | 0.27543 | 20.6576
60003 | KING_NE1A | 1 | West | YES | 0.25501 | 20 | 0 | 80 |  | 1.03 | Wind | 1 | 0.27543 | 0 | 80 | 20.401 | 80 |  |  | 0.27543 | 22.0348
60005 | KING_SE1A | 1 | West | YES | 0.25501 | 10 | 0 | 40 |  | 1.035 | Wind | 1 | 0.27543 | 0 | 40 | 10.2005 | 40 |  |  | 0.27543 | 11.0174
36998 | RDCNYNG1 | 1 | West | YES | 0.25257 | 16.8 | 0 | 84 |  | 1.01 | Wind | 1 | 0.27299 | 0 | 84 | 21.2157 | 84 |  |  | 0.27299 | 22.9311
76091 | L_DIVIDE1_1N | W1 | West | YES | 0.25253 | 110 | 0 | 550 |  | 1.02 | Wind | 1 | 0.27295 | 0 | 550 | 138.8915 | 550 |  |  | 0.27295 | 150.1234
60000 | DSKY2 | 1 | West | YES | 0.25244 | 19.1 | 0 | 76.5 |  | 1.039 | Wind | 1 | 0.27286 | 0 | 76.5 | 19.3114 | 76.5 |  |  | 0.27286 | 20.8736
60017 | ORNNWP1 | 1 | West | YES | 0.25119 | 20 | 0 | 80 |  | 1.027 | Wind | 1 | 0.27161 | 0 | 80 | 20.0949 | 80 |  |  | 0.27161 | 21.7286
60018 | DSKY1 | 1 | West | YES | 0.24955 | 21 | 0 | 84 | 0 | 1.023 | Wind | 1 | 0.26997 | 0 | 84 | 20.9621 | 84 |  |  | 0.26997 | 22.6775
1343 | TRENTIPP_8 | 1 | West | YES | 0.21678 | 30 | 0 | 150 |  | 1.014 | Wind | 1 | 0.2372 | 0 | 150 | 32.5167 | 150 |  |  | 0.2372 | 35.58
1354 | AEPWIND_8 | 1 | West | YES | 0.21678 | 20.2 | 0 | 101 |  | 1 | Wind | 1 | 0.2372 | 0 | 101 | 21.8946 | 101 |  |  | 0.2372 | 23.9572
60202 | FRNDDRCS | F | West | YES | 0.21496 | 0 | 0 | 0 | 0 | 0.9985 | AVR | 1 | 0.23539 | 0 | 0 | 0 | 0 |  |  | 0.23539 | 0
60058 | BUFF_GAP1A | 1 | West | YES | 0.21066 | 24 | 0 | 120 |  | 1 | Wind | 1 | 0.23108 | 0 | 120 | 25.2788 | 120 |  |  | 0.23108 | 27.7294
60060 | CIRELLO | 1 | West | YES | 0.21066 | 46.6 | 0 | 233 | 0 | 1 | Wind | 1 | 0.23108 | 0 | 233 | 49.0831 | 233 |  |  | 0.23108 | 53.8413
60063 | BUFF_GAP1B | 1 | West | YES | 0.21066 | 34 | 0 | 170.2 | 0 | 1.02 | Wind | 1 | 0.23108 | 0 | 170.2 | 35.8538 | 170.2 |  |  | 0.23108 | 39.3296
60066 | H_HOLLOW1A | 1 | West | YES | 0.21066 | 44.4 | 0 | 222 | 0 | 1.005 | Wind | 1 | 0.23108 | 0 | 222 | 46.7659 | 222 |  |  | 0.23108 | 51.2995
60068 | HHOLLOW21A | 1 | West | YES | 0.21066 | 36.8 | 0 | 184 | 0 | 1.025 | Wind | 1 | 0.23108 | 0 | 184 | 38.7609 | 184 |  |  | 0.23108 | 42.5185
60070 | HHOLLOW31A | 1 | West | YES | 0.21066 | 44.8 | 0 | 224 | 0 | 1.025 | Wind | 1 | 0.23108 | 0 | 224 | 47.1872 | 224 |  |  | 0.23108 | 51.7616
60072 | HHOLLOW41A | 1 | West | YES | 0.21066 | 23 | 0 | 115 | 0 | 1.025 | Wind | 1 | 0.23108 | 0 | 115 | 24.2256 | 115 |  |  | 0.23108 | 26.5741
6144 | MCADOO1A | 1 | West | YES | 0.2071 | 15 | 0 | 150 | 0 | 1.025 | Wind | 1 | 0.22752 | 0 | 150 | 31.0643 | 150 |  |  | 0.22752 | 34.1275
60057 | CALLAHAN1A | 1 | West | YES | 0.17739 | 22.8 | 0 | 114 | 0 | 1.04 | Wind | 1 | 0.19781 | 0 | 114 | 20.2221 | 114 |  |  | 0.19781 | 22.5502
6407 | TURKTRAK1A | 1 | West | YES | 0.1728 | 33.9 | 0 | 169.5 | 0 | 1.025 | Wind | 1 | 0.19322 | 0 | 169.5 | 29.2898 | 169.5 |  |  | 0.19322 | 32.7513
60081 | WHRLWIND1A | 1 | West | YES | 0.16072 | 12 | 0 | 60 | 0 | 1.03 | Wind | 1 | 0.18114 | 0 | 60 | 9.6433 | 60 |  |  | 0.18114 | 10.8686
60052 | WILDHRS11A | 1 | West | YES | 0.13003 | 25.3 | 0 | 126.5 | 0 | 1.005 | #N/A | 1 | 0.15046 | 126.5 | 126.5 | 16.4493 | 126.5 |  |  | 0.15046 | 19.0326
60053 | WILDHRS21A | 1 | West | YES | 0.13003 | 7.8 | 0 | 39 | 0 | 1.025 | #N/A | 1 | 0.15046 | 39 | 39 | 5.0713 | 39 |  |  | 0.15046 | 5.8678
6100 | OKLA7A | EQ | West | YES | 0.065495 | 50 | -220 | 220 | 0 | 1.035 | DCTie | 1 | 0.085917 | 0 | 0 | 0 | 0 |  |  | 0.085917 | 0
6752 | OKLA0A | 1 | West | YES | 0.065495 | 649.7 | 175 | 649.7 | 0 | 1.035 | LIGCO | 1 | 0.085917 | 0 | 649.7 | 42.5521 | 649.7 |  |  | 0.085917 | 55.8201
1438 | MESQUITW_2G | 1 | North | YES | 0.23324 | 23.6 | 0 | 236 |  | 1.017 | Wind | -1 | 0.022463 | 0 | 236 |  |  | 0 | 0 | -0.022463 | 0
1442 | COKFIELD_5 | 1 | North | YES | 0.23324 | 16.5 | 0 | 165 |  | 1.029 | Wind | -1 | 0.022463 | 0 | 165 |  |  | 0 | 0 | -0.022463 | 0
1437 | MESQUITW_1G | 1 | North | YES | 0.2331 | 40 | 0 | 400 | 0 | 1.023 | Wind | -1 | 0.022599 | 0 | 400 |  |  | 0 | 0 | -0.022599 | 0
8032 | AMISTADHYD1 | 1 | South | YES | 0.071249 | 33 | 13 | 33 | 0 | 1.0375 | Hydro | -1 | 0.18445 | 0 | 0 |  |  |  |  | -0.18445 | 0
8033 | AMISTADHYD2 | 2 | South | YES | 0.071249 | 25 | 13 | 25 | 0 | 1.0375 | Hydro | -1 | 0.18445 | 0 | 0 |  |  |  |  | -0.18445 | 0
88253 | HAMILTON | F | South | YES | 0.071249 | 0 | 0 | 0 | 0 | 1.04 | BLT | -1 | 0.18445 | 0 | 0 |  |  |  |  | -0.18445 | 0
8262 | ELPS | 1 | South | YES | 0.051795 | 6 | 6 | 6 | 0 | 1.15 | Hydro | -1 | 0.2039 | 0 | 0 |  |  |  |  | -0.2039 | 0
80010 | EPLVT1 | F | South | YES | 0.04727 | 0 | 0 | 0 |  | 1.0376 | #N/A | -1 | 0.20843 | 0 | 0 |  |  |  |  | -0.20843 | 0
1643 | SLSTR1PP_1G | 1 | North | YES | 0.020008 | 6 | 0 | 60 | 0 | 1.022 | Wind | -1 | 0.23569 | 0 | 60 |  |  | 0 | 0 | -0.23569 | 0
7026 | L_INKSDA1_1Y | 1 | South | YES | 0.011696 | 0 | 0 | 13.7 |  | 1 | Hydro | -1 | 0.244 | 0 | 0 |  |  |  |  | -0.244 | 0
80265 | LARECU40A | 4 | South | YES | 0.00924 | 80 | 0 | 100 |  | 1.039 | GGT | -1 | 0.24646 | 100 | 100 |  |  |  |  | -0.24646 | -24.6459
80266 | LARECU50A | 5 | South | YES | 0.00924 | 80 | 0 | 100 |  | 1.039 | GGT | -1 | 0.24646 | 100 | 100 |  |  |  |  | -0.24646 | -24.6459
80012 | LAR | F | South | YES | 0.009238 | 0 | 0 | 0 | 0 | 1.04 | DCTie | -1 | 0.24646 | 0 | 0 |  |  |  |  | -0.24646 | 0
5890 | PEARSALLGEN1 | 1 | South | YES | 0.008841 | 19.2 | 6 | 24 | 0 | 1.0161 | GST | -1 | 0.24686 | 24 | 24 |  |  |  |  | -0.24686 | -5.9246
5891 | PEARSALLGEN2 | 1 | South | YES | 0.008841 | 19.4 | 6 | 24.3 | 0 | 1.0161 | GST | -1 | 0.24686 | 24.3 | 24.3 |  |  |  |  | -0.24686 | -5.9987
5892 | PEARSALLGEN3 | 1 | South | YES | 0.008841 | 19.1 | 6 | 23.9 | 0 | 1.0161 | GST | -1 | 0.24686 | 23.9 | 23.9 |  |  |  |  | -0.24686 | -5.8999
7000 | L_FERGUS1_1Y | 1 | South | YES | 0.007892 | 400 | 65 | 423.3 | 0 | 1.015 | GSC | -1 | 0.24781 | 423.3 | 423.3 |  |  |  |  | -0.24781 | -104.8968
7022 | L_BUCHAN1_1Y | 1 | South | YES | 0.007734 | 0 | 0 | 18 |  | 1 | Hydro | -1 | 0.24797 | 0 | 0 |  |  |  |  | -0.24797 | 0
7023 | L_BUCHAN1_2Y | 2 | South | YES | 0.007734 | 0 | 0 | 18 |  | 1 | Hydro | -1 | 0.24797 | 0 | 0 |  |  |  |  | -0.24797 | 0
7024 | L_BUCHAN1_3Y | 3 | South | YES | 0.007734 | 0 | 0 | 15 |  | 1 | Hydro | -1 | 0.24797 | 0 | 0 |  |  |  |  | -0.24797 | 0
7035 | L_WIRTZ_1G1Y | 1 | South | YES | 0.007234 | 0 | 0 | 29 |  | 1 | Hydro | -1 | 0.24847 | 0 | 0 |  |  |  |  | -0.24847 | 0
7036 | L_WIRTZ_1G2Y | 2 | South | YES | 0.007234 | 23 | 0 | 29.8 |  | 1 | Hydro | -1 | 0.24847 | 0 | 0 |  |  |  |  | -0.24847 | 0
7028 | L_MARBFA1_1Y | 1 | South | YES | 0.005458 | 0 | 0 | 18 |  | 1 | Hydro | -1 | 0.25024 | 0 | 0 |  |  |  |  | -0.25024 | 0
7029 | L_MARBFA1_2Y | 2 | South | YES | 0.005458 | 0 | 0 | 18 |  | 1 | Hydro | -1 | 0.25024 | 0 | 0 |  |  |  |  | -0.25024 | 0
88299 | ZAPATA | F | South | YES | 0.005452 | 0 | 0 | 0 | 0 | 1.02 | BLT | -1 | 0.25025 | 0 | 0 |  |  |  |  | -0.25025 | 0
5728 | FALCONHYDRO2 | 2 | South | YES | 0.002843 | 12 | 0 | 12 | 0 | 1.0227 | Hydro | -1 | 0.25286 | 0 | 0 |  |  |  |  | -0.25286 | 0
5729 | FALCONHYDRO3 | 3 | South | YES | 0.002843 | 11 | 0 | 11 | 0 | 1.0227 | Hydro | -1 | 0.25286 | 0 | 0 |  |  |  |  | -0.25286 | 0
8048 | FALCONHYDRO1 | 1 | South | YES | 0.002843 | 12 | 0 | 12 | 0 | 1.0227 | Hydro | -1 | 0.25286 | 0 | 0 |  |  |  |  | -0.25286 | 0
88508 | FALFURRI | F | South | YES | 0.001334 | 0 | 0 | 0 | 0 | 1 | AVR | -1 | 0.25437 | 0 | 0 |  |  |  |  | -0.25437 | 0
5264 | LEON_LCP3G3 | 3 | South | YES | 0.000503 | 0 | 20 | 58 |  | 1.0197 | GST | -1 | 0.2552 | 58 | 58 |  |  |  |  | -0.2552 | -14.8014
5265 | LEON_LCP4G4 | 4 | South | YES | 0.000503 | 71.2 | 25 | 89 | 0 | 1.0197 | GST | -1 | 0.2552 | 89 | 89 |  |  |  |  | -0.2552 | -22.7125
5266 | LEON_LCPCT1 | 1 | South | YES | 0.000503 | 44 | 24 | 44 | 0 | 1.0197 | GGT | -1 | 0.2552 | 44 | 44 |  |  |  |  | -0.2552 | -11.2286
5267 | LEON_LCPCT2 | 2 | South | YES | 0.000503 | 44 | 24 | 44 | 0 | 1.0197 | GGT | -1 | 0.2552 | 44 | 44 |  |  |  |  | -0.2552 | -11.2286
5268 | LEON_LCPCT3 | 3 | South | YES | 0.000503 | 43 | 24 | 43 | 0 | 1.0197 | GGT | -1 | 0.2552 | 43 | 43 |  |  |  |  | -0.2552 | -10.9734
5269 | LEON_LCPCT4 | 4 | South | YES | 0.000503 | 45 | 24 | 45 | 0 | 1.0197 | GGT | -1 | 0.2552 | 45 | 45 |  |  |  |  | -0.2552 | -11.4838
8933 | FGNTS001 | 1 | South | YES | 0.000116 | 146.5 | 0 | 146.5 | 0 | 1.03 | CC | -1 | 0.25558 | 146.5 | 146.5 |  |  |  |  | -0.25558 | -37.4429
8934 | FGNTS101 | 2 | South | YES | 0.000116 | 147.9 | 0 | 147.9 | 0 | 1.03 | CC | -1 | 0.25558 | 147.9 | 147.9 |  |  |  |  | -0.25558 | -37.8008
8935 | FGNTS201 | 3 | South | YES | 0.000116 | 173 | 0 | 173 | 0 | 1.03 | CC | -1 | 0.25558 | 173 | 173 |  |  |  |  | -0.25558 | -44.2159
5028 | BRAUNIG_VHB3 | 3 | South | YES | 6.2e-05 | 407 | 60 | 407 | 0 | 1.0138 | GST | -1 | 0.25564 | 407 | 407 |  |  |  |  | -0.25564 | -104.0443
5934 | SI_RAY5 | 5 | South | YES | 0 | 0 | 10 | 15 |  | 1.035 | GST | -1 | 0.2557 | 15 | 15 |  |  |  |  | -0.2557 | -3.8355
8139 | JOS #1 | MB | South | YES | 0 | 0 | 45 | 255 |  | 1.02 | GST | -1 | 0.2557 | 0 | 0 |  |  |  |  | -0.2557 | 0
8285 | LAR #1 | MB | South | YES | 0 | 0 | 9 | 32 |  | 1.0497 | GST | -1 | 0.2557 | 0 | 0 |  |  |  |  | -0.2557 | 0
8287 | LAR #2 | MB | South | YES | 0 | 0 | 9 | 32 |  | 1.04 | GST | -1 | 0.2557 | 0 | 0 |  |  |  |  | -0.2557 | 0
8288 | LAR #3 | MB | South | YES | 0 | 0 | 25 | 105 |  | 1.04 | GST | -1 | 0.2557 | 0 | 0 |  |  |  |  | -0.2557 | 0
8388 | BATES0A | MB | South | YES | 0 | 0 | 21 | 71 |  | 1.033 | GST | -1 | 0.2557 | 0 | 0 |  |  |  |  | -0.2557 | 0
8393 | BATES0B | MB | South | YES | 0 | 0 | 25 | 110 |  | 1.03 | GST | -1 | 0.2557 | 0 | 0 |  |  |  |  | -0.2557 | 0
8437 | NUECES_B0C | MB | South | YES | 0 | 0 | 7 | 30 |  | 1.03 | GST | -1 | 0.2557 | 0 | 0 |  |  |  |  | -0.2557 | 0
8438 | NUECES_B0B | MB | South | YES | 0 | 0 | 26 | 169 |  | 1.03 | GST | -1 | 0.2557 | 0 | 0 |  |  |  |  | -0.2557 | 0
8442 | NUECES_B0A | MB | South | YES | 0 | 0 | 81 | 367 |  | 1.03 | GST | -1 | 0.2557 | 0 | 0 |  |  |  |  | -0.2557 | 0
39190 | TNSLCGN1__8 | 1 | Houston | YES | 0 | 0 | 10 | 30 |  | 1.03 | Cogen | -1 | 0.2557 | 0 | 0 |  |  |  |  | -0.2557 | 0
7031 | L_MARSFO1G1Y | 1 | South | YES | -6e-05 | 0 | 0 | 36 |  | 1 | Hydro | -1 | 0.25576 | 0 | 0 |  |  |  |  | -0.25576 | 0
7032 | L_MARSFO1G2Y | 2 | South | YES | -6e-05 | 0 | 0 | 35 |  | 1 | Hydro | -1 | 0.25576 | 0 | 0 |  |  |  |  | -0.25576 | 0
7033 | L_MARSFO1G3Y | 3 | South | YES | -6e-05 | 0 | 0 | 36 |  | 1 | Hydro | -1 | 0.25576 | 0 | 0 |  |  |  |  | -0.25576 | 0
5026 | BRAUNIG_VHB1 | 1 | South | YES | -7.5e-05 | 215 | 40 | 215 | 0 | 1.0192 | GST | -1 | 0.25577 | 215 | 215 |  |  |  |  | -0.25577 | -54.9915
5027 | BRAUNIG_VHB2 | 2 | South | YES | -7.5e-05 | 172.8 | 40 | 216 | 0 | 1.0192 | GST | -1 | 0.25577 | 216 | 216 |  |  |  |  | -0.25577 | -55.2472
5031 | BRA_VHBCT1 | 1 | South | YES | -7.5e-05 | 44 | 24 | 44 | 0 | 1.0192 | #N/A | -1 | 0.25577 | 44 | 44 |  |  |  |  | -0.25577 | -11.2541
5032 | BRA_VHBCT2 | 2 | South | YES | -7.5e-05 | 44 | 24 | 44 | 0 | 1.0192 | #N/A | -1 | 0.25577 | 44 | 44 |  |  |  |  | -0.25577 | -11.2541
5033 | BRA_VHBCT3 | 3 | South | YES | -7.5e-05 | 43 | 24 | 43 | 0 | 1.0192 | #N/A | -1 | 0.25577 | 43 | 43 |  |  |  |  | -0.25577 | -10.9983
5034 | BRA_VHBCT4 | 4 | South | YES | -7.5e-05 | 45 | 24 | 45 | 0 | 1.0192 | #N/A | -1 | 0.25577 | 45 | 45 |  |  |  |  | -0.25577 | -11.5098
5396 | CALAVER_OWS1 | 1 | South | YES | -8.2e-05 | 418 | 80 | 418 | 0 | 1.0192 | GST | -1 | 0.25578 | 418 | 418 |  |  |  |  | -0.25578 | -106.9165
5397 | CALAVER_OWS2 | 2 | South | YES | -8.2e-05 | 400 | 80 | 400 | 0 | 1.0192 | GST | -1 | 0.25578 | 400 | 400 |  |  |  |  | -0.25578 | -102.3125
5111 | CALAVER_JTD1 | 1 | South | YES | -0.000162 | 430 | 80 | 430 | 0 | 1.0138 | LIGCO | -1 | 0.25586 | 0 | 430 |  |  |  |  | -0.25586 | 0
5112 | CALAVER_JTD2 | 2 | South | YES | -0.000162 | 430 | 80 | 430 | 0 | 1.0138 | LIGCO | -1 | 0.25586 | 0 | 430 |  |  |  |  | -0.25586 | 0
88198 | BEEVILLE | F | South | YES | -0.000327 | 0 | 0 | 0 | 0 | 1.02 | AVR | -1 | 0.25603 | 0 | 0 |  |  |  |  | -0.25603 | 0
8936 | MVGN#1 | 1 | South | YES | -0.00033 | 216.6 | 0 | 216.6 | 0 | 1.0304 | CC | -1 | 0.25603 | 216.6 | 216.6 |  |  |  |  | -0.25603 | -55.4559
8937 | MVGN#2 | 2 | South | YES | -0.00033 | 216.7 | 0 | 216.7 | 0 | 1.0304 | CC | -1 | 0.25603 | 216.7 | 216.7 |  |  |  |  | -0.25603 | -55.4815
8938 | MVGN#3 | 3 | South | YES | -0.00033 | 250.9 | 0 | 250.9 | 0 | 1.0304 | CC | -1 | 0.25603 | 250.9 | 250.9 |  |  |  |  | -0.25603 | -64.2377
8981 | HECN1 | 1 | South | YES | -0.000331 | 144.8 | 0 | 144.8 | 0 | 1.0304 | CC | -1 | 0.25603 | 144.8 | 144.8 |  |  |  |  | -0.25603 | -37.0732
8982 | HECN2 | 2 | South | YES | -0.000331 | 144.1 | 0 | 144.1 | 0 | 1.0304 | CC | -1 | 0.25603 | 144.1 | 144.1 |  |  |  |  | -0.25603 | -36.894
8983 | HECN3 | 3 | South | YES | -0.000331 | 171.9 | 0 | 171.9 | 0 | 1.0304 | CC | -1 | 0.25603 | 171.9 | 171.9 |  |  |  |  | -0.25603 | -44.0116
5903 | SANMIGUELGEN | 1 | South | YES | -0.000346 | 396.3 | 180 | 396.3 | 0 | 1.0331 | LIGCO | -1 | 0.25605 | 0 | 396.3 |  |  |  |  | -0.25605 | 0
5436 | TUTTL_WBT1G1 | 1 | South | YES | -0.00045 | 48.8 | 20 | 61 | 0 | 1.012 | GST | -1 | 0.25615 | 61 | 61 |  |  |  |  | -0.25615 | -15.6251
5438 | TUTTL_WBT3G3 | 3 | South | YES | -0.00045 | 95 | 25 | 95 | 0 | 1.012 | GST | -1 | 0.25615 | 95 | 95 |  |  |  |  | -0.25615 | -24.3342
5439 | TUTTL_WBT4G4 | 4 | South | YES | -0.00045 | 120.8 | 40 | 151 | 0 | 1.012 | GST | -1 | 0.25615 | 151 | 151 |  |  |  |  | -0.25615 | -38.6785
5476 | BRA_AVR1_CT1 | 1 | South | YES | -0.000643 | 155 | 90 | 155 | 0 | 1.017 | CC | -1 | 0.25634 | 155 | 155 |  |  |  |  | -0.25634 | -39.733
5477 | BRA_AVR1_ST1 | 1 | South | YES | -0.000643 | 174 | 138 | 174 | 0 | 1.017 | CC | -1 | 0.25634 | 174 | 174 |  |  |  |  | -0.25634 | -44.6035
5478 | BRA_AVR1_CT2 | 1 | South | YES | -0.000643 | 155 | 90 | 155 | 0 | 1.017 | CC | -1 | 0.25634 | 155 | 155 |  |  |  |  | -0.25634 | -39.733
80003 | MILHWYS | F | South | YES | -0.000664 | 0 | 0 | 0 | 0 | 1.0168 | AVR | -1 | 0.25636 | 0 | 0 |  |  |  |  | -0.25636 | 0
5932 | SI_RAY9 | 9 | South | YES | -0.000665 | 32 | 32 | 38 | 0 | 1.035 | CC | -1 | 0.25636 | 38 | 38 |  |  |  |  | -0.25636 | -9.7418
5933 | SI_RAY6 | 6 | South | YES | -0.000665 | 15.4 | 10 | 19.3 | 0 | 1.035 | GST | -1 | 0.25636 | 19.3 | 19.3 |  |  |  |  | -0.25636 | -4.9478
5935 | SI_RAY10 | 10 | South | YES | -0.000665 | 47 | 10 | 47 | 0 | 1.03 | CC | -1 | 0.25636 | 47 | 47 |  |  |  |  | -0.25636 | -12.0491
5401 | CALAVER_JKS1 | 1 | South | YES | -0.000805 | 562 | 100 | 562 | 0 | 1.018 | LIGCO | -1 | 0.2565 | 0 | 562 |  |  |  |  | -0.2565 | 0
80080 | GWINDT11A | 1 | South | YES | -0.000849 | 40.6 | 0 | 94 | 0 | 1.025 | Wind | -1 | 0.25655 | 0 | 94 |  |  |  |  | -0.25655 | 0
80080 | GWINDT11A | 3 | South | YES | -0.000849 | 16.4 | 0 | 38 | 0 | 1.025 | Wind | -1 | 0.25655 | 0 | 38 |  |  |  |  | -0.25655 | 0
80080 | GWINDT11A | 2 | South | YES | -0.000849 | 17.7 | 0 | 41 | 0 | 1.025 | Wind | -1 | 0.25655 | 0 | 41 |  |  |  |  | -0.25655 | 0
80080 | GWINDT11A | 4 | South | YES | -0.000849 | 8.2 | 0 | 19 | 0 | 1.025 | Wind | -1 | 0.25655 | 0 | 19 |  |  |  |  | -0.25655 | 0
80081 | GWINDT21A | 1 | South | YES | -0.000849 | 40.6 | 0 | 94 | 0 | 1.025 | Wind | -1 | 0.25655 | 0 | 94 |  |  |  |  | -0.25655 | 0
80081 | GWINDT21A | 2 | South | YES | -0.000849 | 15.5 | 0 | 36 | 0 | 1.025 | Wind | -1 | 0.25655 | 0 | 36 |  |  |  |  | -0.25655 | 0
80081 | GWINDT21A | 3 | South | YES | -0.000849 | 18.6 | 0 | 43 | 0 | 1.025 | Wind | -1 | 0.25655 | 0 | 43 |  |  |  |  | -0.25655 | 0
80081 | GWINDT21A | 4 | South | YES | -0.000849 | 9.5 | 0 | 22 | 0 | 1.025 | Wind | -1 | 0.25655 | 0 | 22 |  |  |  |  | -0.25655 | 0
80180 | PNSCALT11A | 2 | South | YES | -0.000849 | 21.6 | 0 | 50 | 0 | 1.025 | Wind | -1 | 0.25655 | 0 | 50 |  |  |  |  | -0.25655 | 0
80180 | PNSCALT11A | 1 | South | YES | -0.000849 | 63 | 0 | 146 | 0 | 1.025 | Wind | -1 | 0.25655 | 0 | 146 |  |  |  |  | -0.25655 | 0
80181 | PNSCALT21A | 1 | South | YES | -0.000849 | 23.7 | 0 | 55 | 0 | 1.025 | Wind | -1 | 0.25655 | 0 | 55 |  |  |  |  | -0.25655 | 0
80181 | PNSCALT21A | 2 | South | YES | -0.000849 | 21.6 | 0 | 50 | 0 | 1.025 | Wind | -1 | 0.25655 | 0 | 50 |  |  |  |  | -0.25655 | 0
8517 | CELANEBI0A | 1 | South | YES | -0.000987 | 29 | 0 | 29 | 0 | 1.02 | Cogen | -1 | 0.25669 | 0 | 0 |  |  |  |  | -0.25669 | 0
8461 | KOCH_UP0A | 1 | South | YES | -0.001165 | 38 | 0 | 38 | 0 | 1.012 | Cogen | -1 | 0.25686 | 0 | 0 |  |  |  |  | -0.25686 | 0
7487 | L_CANYHY8_1Y | 1 | South | YES | -0.001178 | 0 | 0 | 6 |  | 1 | Hydro | -1 | 0.25688 | 0 | 0 |  |  |  |  | -0.25688 | 0
8506 | VAL #1 | 1 | South | YES | -0.001196 | 20.9 | 0 | 25 | 0 | 1.0055 | Cogen | -1 | 0.2569 | 0 | 0 |  |  |  |  | -0.2569 | 0
8507 | VAL #2 | 2 | South | YES | -0.001196 | 20.9 | 0 | 25 | 0 | 1.0055 | Cogen | -1 | 0.2569 | 0 | 0 |  |  |  |  | -0.2569 | 0
8511 | OXY_CC0A | 1 | South | YES | -0.001196 | 30.3 | 0 | 38 |  | 1.027 | Cogen | -1 | 0.2569 | 0 | 0 |  |  |  |  | -0.2569 | 0
8459 | B_DAVIS0B | MB | South | YES | -0.001226 | 0 | 50 | 339 |  | 1.03 | GSC | -1 | 0.25693 | 0 | 0 |  |  |  |  | -0.25693 | 0
8460 | B_DAVIS0A | MB | South | YES | -0.001226 | 0 | 50 | 340 |  | 1.03 | GSC | -1 | 0.25693 | 0 | 0 |  |  |  |  | -0.25693 | 0
8456 | COSW#1 | 1 | South | YES | -0.001256 | 20 | 0 | 20 | 0 | 1.027 | Cogen | -1 | 0.25696 | 0 | 0 |  |  |  |  | -0.25696 | 0
8457 | COSW#2 | 2 | South | YES | -0.001256 | 14 | 0 | 14 | 0 | 1.027 | Cogen | -1 | 0.25696 | 0 | 0 |  |  |  |  | -0.25696 | 0
7609 | L_SCHUMA8_1Y | 1 | South | YES | -0.001258 | 0 | 0 | 4 |  | 1 | Hydro | -1 | 0.25696 | 0 | 0 |  |  |  |  | -0.25696 | 0
8560 | CNOPGT1 | 1 | South | YES | -0.001267 | 148.3 | 0 | 148.3 | 0 | 1.03 | Cogen | -1 | 0.25697 | 0 | 0 |  |  |  |  | -0.25697 | 0
8561 | CNOPGT2 | 2 | South | YES | -0.001267 | 148.6 | 0 | 148.6 | 0 | 1.03 | Cogen | -1 | 0.25697 | 0 | 0 |  |  |  |  | -0.25697 | 0
8562 | CNOPST1 | 3 | South | YES | -0.001267 | 153 | 0 | 153 | 0 | 1.03 | Cogen | -1 | 0.25697 | 0 | 0 |  |  |  |  | -0.25697 | 0
8926 | LGE_GT10A | 1 | South | YES | -0.001496 | 158 | 0 | 158 | 0 | 1.03 | Cogen | -1 | 0.2572 | 0 | 0 |  |  |  |  | -0.2572 | 0
8927 | LGE_GT20A | 2 | South | YES | -0.001496 | 153 | 0 | 153 | 0 | 1.03 | Cogen | -1 | 0.2572 | 0 | 0 |  |  |  |  | -0.2572 | 0
8928 | LGE_STG0A | 3 | South | YES | -0.001496 | 100 | 0 | 100 | 0 | 1.03 | Cogen | -1 | 0.2572 | 0 | 0 |  |  |  |  | -0.2572 | 0
8930 | ICPGN10A | 1 | South | YES | -0.001496 | 149 | 0 | 149 | 0 | 1.03 | Cogen | -1 | 0.2572 | 0 | 0 |  |  |  |  | -0.2572 | 0
8931 | ICPGN20A | 2 | South | YES | -0.001496 | 150 | 0 | 150 | 0 | 1.03 | Cogen | -1 | 0.2572 | 0 | 0 |  |  |  |  | -0.2572 | 0
8932 | ICPGN30A | 3 | South | YES | -0.001496 | 127 | 0 | 127 | 0 | 1.03 | Cogen | -1 | 0.2572 | 0 | 0 |  |  |  |  | -0.2572 | 0
80223 | REYSHR G | 1 | South | YES | -0.001496 | 12 | 0 | 12 | 0 | 1.032 | Cogen | -1 | 0.2572 | 0 | 0 |  |  |  |  | -0.2572 | 0
8161 | COLETO0A | 1 | South | YES | -0.001498 | 633 | 200 | 633 | 0 | 1.03 | LIGCO | -1 | 0.2572 | 0 | 633 |  |  |  |  | -0.2572 | 0
7800 | L_GUADGE1_1Y | 1 | South | YES | -0.001499 | 147 | 30 | 147 | 0 | 1.02 | CC | -1 | 0.2572 | 147 | 147 |  |  |  |  | -0.2572 | -37.8081
7801 | L_GUADGE1_2Y | 2 | South | YES | -0.001499 | 138 | 30 | 138 | 0 | 1.02 | CC | -1 | 0.2572 | 138 | 138 |  |  |  |  | -0.2572 | -35.4933
7802 | L_GUADGE1_3Y | 3 | South | YES | -0.001499 | 146 | 30 | 146 | 0 | 1.02 | CC | -1 | 0.2572 | 146 | 146 |  |  |  |  | -0.2572 | -37.5509
7803 | L_GUADGE1_4Y | 4 | South | YES | -0.001499 | 149 | 30 | 149 | 0 | 1.02 | CC | -1 | 0.2572 | 149 | 149 |  |  |  |  | -0.2572 | -38.3225
7804 | L_GUADGE1_5Y | 5 | South | YES | -0.001499 | 182 | 30 | 182 | 0 | 1.02 | CC | -1 | 0.2572 | 182 | 182 |  |  |  |  | -0.2572 | -46.8101
7805 | L_GUADGE1_6Y | 6 | South | YES | -0.001499 | 203 | 30 | 203 | 0 | 1.02 | CC | -1 | 0.2572 | 203 | 203 |  |  |  |  | -0.2572 | -52.2112
7605 | L_MCQUEE9_1Y | 1 | South | YES | -0.001599 | 0 | 0 | 2.4 |  | 1.025 | Hydro | -1 | 0.2573 | 0 | 0 |  |  |  |  | -0.2573 | 0
7605 | L_MCQUEE9_1Y | 3 | South | YES | -0.001599 | 0 | 0 | 2.8 |  | 1.025 | Hydro | -1 | 0.2573 | 0 | 0 |  |  |  |  | -0.2573 | 0
7605 | L_MCQUEE9_1Y | 2 | South | YES | -0.001599 | 0 | 0 | 2.4 |  | 1.025 | Hydro | -1 | 0.2573 | 0 | 0 |  |  |  |  | -0.2573 | 0
7810 | L_RIONOG1G1Y | 1 | South | YES | -0.001725 | 148 | 0 | 148 | 0 | 1.02 | CC | -1 | 0.25742 | 148 | 148 |  |  |  |  | -0.25742 | -38.0988
7811 | L_RIONOG1G2Y | 2 | South | YES | -0.001725 | 148 | 0 | 148 | 0 | 1.02 | CC | -1 | 0.25742 | 148 | 148 |  |  |  |  | -0.25742 | -38.0988
7812 | L_RIONOG1G3Y | 3 | South | YES | -0.001725 | 154 | 0 | 154 | 0 | 1.02 | CC | -1 | 0.25742 | 154 | 154 |  |  |  |  | -0.25742 | -39.6433
7813 | L_RIONOG1S1Y | 4 | South | YES | -0.001725 | 293 | 0 | 293 | 0 | 1.02 | CC | -1 | 0.25742 | 293 | 293 |  |  |  |  | -0.25742 | -75.4253
7624 | L_LAKEWO9_1Y | 1 | South | YES | -0.001928 | 0 | 0 | 2.4 |  | 1 | Hydro | -1 | 0.25763 | 0 | 0 |  |  |  |  | -0.25763 | 0
7624 | L_LAKEWO9_1Y | 2 | South | YES | -0.001928 | 0 | 0 | 2.4 |  | 1 | Hydro | -1 | 0.25763 | 0 | 0 |  |  |  |  | -0.25763 | 0
7014 | L_HAYSEN1_1Y | 1 | South | YES | -0.001946 | 223.9 | 74 | 223.9 | 0 | 1.008 | CC | -1 | 0.25765 | 223.9 | 223.9 |  |  |  |  | -0.25765 | -57.6868
7015 | L_HAYSEN1_2Y | 2 | South | YES | -0.001946 | 225 | 74 | 225 | 0 | 1.008 | CC | -1 | 0.25765 | 225 | 225 |  |  |  |  | -0.25765 | -57.9702
7016 | L_HAYSEN1_3Y | 3 | South | YES | -0.001946 | 224.6 | 74 | 224.6 | 0 | 1.008 | CC | -1 | 0.25765 | 224.6 | 224.6 |  |  |  |  | -0.25765 | -57.8671
7017 | L_HAYSEN1_4Y | 4 | South | YES | -0.001946 | 226.7 | 74 | 226.7 | 0 | 1.008 | CC | -1 | 0.25765 | 226.7 | 226.7 |  |  |  |  | -0.25765 | -58.4082
8189 | CUECPL2A | 1 | South | YES | -0.001991 | 12 | 0 | 12 | 0 | 1.02 | Cogen | -1 | 0.25769 | 0 | 0 |  |  |  |  | -0.25769 | 0
5503 | RAYBURNGEN3 | 1 | South | YES | -0.002149 | 17.6 | 6 | 22 | 0 | 1.0223 | GST | -1 | 0.25785 | 22 | 22 |  |  |  |  | -0.25785 | -5.6727
5505 | RAYBURNGEN1 | 1 | South | YES | -0.002149 | 0 | 1 | 11 |  | 1.0223 | GGT | -1 | 0.25785 | 11 | 11 |  |  |  |  | -0.25785 | -2.8363
5506 | RAYBURNGEN2 | 1 | South | YES | -0.002149 | 0 | 1 | 11 |  | 1.0223 | GGT | -1 | 0.25785 | 11 | 11 |  |  |  |  | -0.25785 | -2.8363
5508 | RAYBURNCC9 | 1 | South | YES | -0.00233 | 47.7 | 18.2 | 47.7 | 0 | 1.0296 | CC | -1 | 0.25803 | 47.7 | 47.7 |  |  |  |  | -0.25803 | -12.308
5509 | RAYBURNCC10 | 1 | South | YES | -0.00233 | 37.3 | 5.2 | 37.3 | 0 | 1.0296 | CC | -1 | 0.25803 | 37.3 | 37.3 |  |  |  |  | -0.25803 | -9.6245
5511 | RAYBURNCC7 | 1 | South | YES | -0.00233 | 47.5 | 18.2 | 47.5 | 0 | 1.0296 | CC | -1 | 0.25803 | 47.5 | 47.5 |  |  |  |  | -0.25803 | -12.2564
5512 | RAYBURNCC8 | 1 | South | YES | -0.00233 | 49.3 | 18.2 | 49.3 | 0 | 1.0296 | CC | -1 | 0.25803 | 49.3 | 49.3 |  |  |  |  | -0.25803 | -12.7208
8173 | VICEC51A | 5 | South | YES | -0.002348 | 144 | 18 | 144 | 0 | 1.025 | CC | -1 | 0.25805 | 144 | 144 |  |  |  |  | -0.25805 | -37.1588
8174 | VICEC61A | 6 | South | YES | -0.002348 | 188 | 42 | 188 | 0 | 1.025 | CC | -1 | 0.25805 | 188 | 188 |  |  |  |  | -0.25805 | -48.5129
8066 | DUP1V#1 | 1 | South | YES | -0.002448 | 52.3 | 0 | 73 | 0 | 1.01 | Cogen | -1 | 0.25815 | 0 | 0 |  |  |  |  | -0.25815 | 0
7020 | L_AUSTPL1_1Y | 1 | South | YES | -0.002535 | 0 | 0 | 8 |  | 1 | Hydro | -1 | 0.25823 | 0 | 0 |  |  |  |  | -0.25823 | 0
7020 | L_AUSTPL1_1Y | 2 | South | YES | -0.002535 | 0 | 0 | 8 |  | 1 | Hydro | -1 | 0.25823 | 0 | 0 |  |  |  |  | -0.25823 | 0
80224 | VISTRONG1 | 1 | South | YES | -0.002573 | 13.1 | 0 | 15 | 0 | 1.01 | Cogen | -1 | 0.25827 | 0 | 0 |  |  |  |  | -0.25827 | 0
80225 | VISTRONG2 | 2 | South | YES | -0.002573 | 20.2 | 0 | 23 | 0 | 1.01 | Cogen | -1 | 0.25827 | 0 | 0 |  |  |  |  | -0.25827 | 0
80227 | AIRCO G | 1 | South | YES | -0.002595 | 7.2 | 0 | 8 | 0 | 1.0104 | Cogen | -1 | 0.25829 | 0 | 0 |  |  |  |  | -0.25829 | 0
80140 | CSDR11 | 11 | South | YES | -0.002678 | 33.9 | 0 | 39 | 0 | 1.03 | DCTie | -1 | 0.25838 | 0 | 0 |  |  |  |  | -0.25838 | 0
8147 | UCAR #2 | 10 | South | YES | -0.002679 | 18.2 | 0 | 28 |  | 1 | Cogen | -1 | 0.25838 | 0 | 0 |  |  |  |  | -0.25838 | 0
8148 | UCAR #1 | 2 | South | YES | -0.002679 | 6.1 | 0 | 7 | 0 | 1.009 | Cogen | -1 | 0.25838 | 0 | 0 |  |  |  |  | -0.25838 | 0
80137 | CSDR89 | 8 | South | YES | -0.002679 | 33.9 | 0 | 39 |  | 1.003 | DCTie | -1 | 0.25838 | 0 | 0 |  |  |  |  | -0.25838 | 0
80137 | CSDR89 | 9 | South | YES | -0.002679 | 0 | 0 | 15 |  | 1.003 | DCTie | -1 | 0.25838 | 0 | 0 |  |  |  |  | -0.25838 | 0
80138 | CSDR7 | 7 | South | YES | -0.002679 | 6.1 | 0 | 7 | 0 | 1.014 | DCTie | -1 | 0.25838 | 0 | 0 |  |  |  |  | -0.25838 | 0
80139 | CSDR56 | 6 | South | YES | -0.002679 | 0 | 0 | 39 |  | 1.0033 | DCTie | -1 | 0.25838 | 0 | 0 |  |  |  |  | -0.25838 | 0
80139 | CSDR56 | 5 | South | YES | -0.002679 | 15 | 0 | 15 |  | 1.0033 | DCTie | -1 | 0.25838 | 0 | 0 |  |  |  |  | -0.25838 | 0
9016 | SANDH_G1 | 1 | South | YES | -0.002789 | 45 | 2 | 49 | 0 | 1.0175 | GGT | -1 | 0.25849 | 49 | 49 |  |  |  |  | -0.25849 | -12.6659
9017 | SANDH_G2 | 2 | South | YES | -0.002789 | 45 | 2 | 46 | 0 | 1.0175 | GGT | -1 | 0.25849 | 46 | 46 |  |  |  |  | -0.25849 | -11.8905
9018 | SANDH_G3 | 3 | South | YES | -0.002789 | 45 | 2 | 46 | 0 | 1.0175 | GGT | -1 | 0.25849 | 46 | 46 |  |  |  |  | -0.25849 | -11.8905
9019 | SANDH_G4 | 4 | South | YES | -0.002789 | 0 | 2 | 47 |  | 1.0175 | GGT | -1 | 0.25849 | 47 | 47 |  |  |  |  | -0.25849 | -12.1489
9020 | SANDHG5A | 5A | South | YES | -0.002789 | 150 | 84 | 155 | 0 | 1.0175 | CC | -1 | 0.25849 | 155 | 155 |  |  |  |  | -0.25849 | -40.0657
9021 | SANDHG5C | 5C | South | YES | -0.002789 | 140 | 0 | 148 | 0 | 1.0175 | CC | -1 | 0.25849 | 148 | 148 |  |  |  |  | -0.25849 | -38.2563
9000 | DECKR_G1 | 1 | South | YES | -0.002801 | 280 | 50 | 321 | 0 | 1.015 | GST | -1 | 0.2585 | 321 | 321 |  |  |  |  | -0.2585 | -82.9786
9001 | DECKR_G2 | 2 | South | YES | -0.002801 | 400 | 50 | 426 | 0 | 1.015 | GST | -1 | 0.2585 | 426 | 426 |  |  |  |  | -0.2585 | -110.1211
9002 | DECKR_G3 | 3 | South | YES | -0.00299 | 0 | 24 | 42 |  | 1.015 | GGT | -1 | 0.25869 | 42 | 42 |  |  |  |  | -0.25869 | -10.8649
9003 | DECKR_G4 | 4 | South | YES | -0.00299 | 44 | 24 | 44 | 0 | 1.015 | GGT | -1 | 0.25869 | 44 | 44 |  |  |  |  | -0.25869 | -11.3823
9004 | DECKR_G5 | 5 | South | YES | -0.00299 | 44 | 24 | 44 | 0 | 1.015 | GGT | -1 | 0.25869 | 44 | 44 |  |  |  |  | -0.25869 | -11.3823
9005 | DECKR_G6 | 6 | South | YES | -0.00299 | 44 | 24 | 47 | 0 | 1.015 | GGT | -1 | 0.25869 | 47 | 47 |  |  |  |  | -0.25869 | -12.1584
80226 | ALCOA G | 1 | South | YES | -0.00306 | 32.3 | 5 | 48 | 0 | 1.015 | Cogen | -1 | 0.25876 | 0 | 0 |  |  |  |  | -0.25876 | 0
8134 | FOR #1 | 1 | South | YES | -0.003163 | 54.1 | 45 | 79 | 0 | 1.03 | Cogen | -1 | 0.25886 | 0 | 0 |  |  |  |  | -0.25886 | 0
8138 | FOR #2 | 2 | South | YES | -0.003163 | 63.1 | 45 | 81 | 0 | 1.03 | Cogen | -1 | 0.25886 | 0 | 0 |  |  |  |  | -0.25886 | 0
8153 | FOR #3 | 3 | South | YES | -0.003163 | 63.1 | 45 | 79.9 | 0 | 1.03 | Cogen | -1 | 0.25886 | 0 | 0 |  |  |  |  | -0.25886 | 0
8154 | FOR #4 | 4 | South | YES | -0.003163 | 63.1 | 60 | 80 | 0 | 1.03 | Cogen | -1 | 0.25886 | 0 | 0 |  |  |  |  | -0.25886 | 0
8155 | FOR #5 | 5 | South | YES | -0.003163 | 63.1 | 60 | 78.4 | 0 | 1.03 | Cogen | -1 | 0.25886 | 0 | 0 |  |  |  |  | -0.25886 | 0
8156 | FOR #6 | 6 | South | YES | -0.003163 | 24.9 | 5 | 25 | 0 | 1.03 | Cogen | -1 | 0.25886 | 0 | 0 |  |  |  |  | -0.25886 | 0
8157 | FOR #7 | 7 | South | YES | -0.003163 | 28.8 | 5 | 46 | 0 | 1.03 | Cogen | -1 | 0.25886 | 0 | 0 |  |  |  |  | -0.25886 | 0
80051 | FOR #8 | 8 | South | YES | -0.003163 | 28 | 28 | 28 | 0 | 1.016 | Cogen | -1 | 0.25886 | 0 | 0 |  |  |  |  | -0.25886 | 0
80052 | FOR #9 | 9 | South | YES | -0.003163 | 29.7 | 5 | 43.6 | 0 | 1.03 | Cogen | -1 | 0.25886 | 0 | 0 |  |  |  |  | -0.25886 | 0
80053 | FOR #10 | 10 | South | YES | -0.003163 | 68.4 | 45 | 75 | 0 | 1.03 | Cogen | -1 | 0.25886 | 0 | 0 |  |  |  |  | -0.25886 | 0
7004 | L_SIMGID1_1Y | 1 | South | YES | -0.003487 | 132 | 40 | 132 | 0 | 1.02 | GST | -1 | 0.25919 | 132 | 132 |  |  |  |  | -0.25919 | -34.2126
7005 | L_SIMGID1_2Y | 2 | South | YES | -0.003487 | 133 | 32 | 139 | 0 | 1.02 | GST | -1 | 0.25919 | 139 | 139 |  |  |  |  | -0.25919 | -36.0269
7006 | L_SIMGID1_3Y | 3 | South | YES | -0.003487 | 324.9 | 60 | 329 | 0 | 1.02 | GST | -1 | 0.25919 | 329 | 329 |  |  |  |  | -0.25919 | -85.2723
7807 | L_BASTEN1_1Y | 1 | South | YES | -0.003863 | 152.5 | 83.5 | 152.5 | 0 | 1.004 | CC | -1 | 0.25956 | 152.5 | 152.5 |  |  |  |  | -0.25956 | -39.5832
7808 | L_BASTEN1_2Y | 1 | South | YES | -0.003863 | 149.5 | 83.5 | 149.5 | 0 | 1.004 | CC | -1 | 0.25956 | 149.5 | 149.5 |  |  |  |  | -0.25956 | -38.8045
7809 | L_BASTEN1_3Y | 1 | South | YES | -0.003863 | 232.6 | 42 | 232.6 | 0 | 1.004 | CC | -1 | 0.25956 | 232.6 | 232.6 |  |  |  |  | -0.25956 | -60.3742
7303 | L_WPPGS12_1Y | 2 | South | YES | -0.004038 | 50 | 0 | 50 | 0 | 1.025 | GGT | -1 | 0.25974 | 50 | 50 |  |  |  |  | -0.25974 | -12.9869
7303 | L_WPPGS12_1Y | 1 | South | YES | -0.004038 | 50 | 0 | 50 | 0 | 1.025 | GGT | -1 | 0.25974 | 50 | 50 |  |  |  |  | -0.25974 | -12.9869
7305 | L_WPPGS34_1Y | 3 | South | YES | -0.004038 | 50 | 0 | 50 | 0 | 1.025 | GGT | -1 | 0.25974 | 50 | 50 |  |  |  |  | -0.25974 | -12.9869
7305 | L_WPPGS34_1Y | 4 | South | YES | -0.004038 | 50 | 0 | 50 | 0 | 1.025 | GGT | -1 | 0.25974 | 50 | 50 |  |  |  |  | -0.25974 | -12.9869
7007 | L_LOSTPI1_1Y | 1 | South | YES | -0.004354 | 158.6 | 110 | 158 | 0 | 1 | CC | -1 | 0.26005 | 158 | 158 |  |  |  |  | -0.26005 | -41.0884
7008 | L_LOSTPI1_2Y | 2 | South | YES | -0.004354 | 157.7 | 107 | 160 | 0 | 1 | CC | -1 | 0.26005 | 160 | 160 |  |  |  |  | -0.26005 | -41.6085
7009 | L_LOSTPI1_3Y | 3 | South | YES | -0.004354 | 173.9 | 72 | 175 | 0 | 1 | CC | -1 | 0.26005 | 175 | 175 |  |  |  |  | -0.26005 | -45.5093
7012 | L_FPPYD21_3Y | 3 | South | YES | -0.004449 | 427.5 | 200 | 436 | 0 | 1.02 | LIGCO | -1 | 0.26015 | 0 | 436 |  |  |  |  | -0.26015 | 0
7010 | L_FPPYD11_1Y | 1 | South | YES | -0.00445 | 547.4 | 200 | 606 | 0 | 1.02 | LIGCO | -1 | 0.26015 | 0 | 606 |  |  |  |  | -0.26015 | 0
7011 | L_FPPYD11_2Y | 2 | South | YES | -0.00445 | 552.2 | 200 | 598 | 0 | 1.02 | LIGCO | -1 | 0.26015 | 0 | 598 |  |  |  |  | -0.26015 | 0
3432 | SANDOW_4G | 4 | South | YES | -0.00647 | 580 | 225 | 580 | 0 | 1.029 | LIGCO | -1 | 0.26217 | 0 | 580 |  |  |  |  | -0.26217 | 0
13432 | SANDOW_5G | 5 | South | YES | -0.00647 | 581 | 225 | 581 | 0 | 1.029 | LIGCO | -1 | 0.26217 | 0 | 581 |  |  |  |  | -0.26217 | 0
332 | RWMILLER01 | 1 | North | YES | -0.00652 | 58.4 | 18.5 | 73 | 0 | 1.04 | GST | -1 | 0.26222 | 73 | 73 |  |  | -0.47596 | 73 | -0.26222 | -19.142
333 | RWMILLER02 | 2 | North | YES | -0.00652 | 95.2 | 37 | 119 | 0 | 1.04 | GST | -1 | 0.26222 | 119 | 119 |  |  | -0.77588 | 119 | -0.26222 | -31.2041
334 | RWMILLER03 | 3 | North | YES | -0.00652 | 166.4 | 65 | 208 | 0 | 1.04 | GST | -1 | 0.26222 | 208 | 208 |  |  | -1.3562 | 208 | -0.26222 | -54.5416
335 | RWMILLER04 | 4 | North | YES | -0.00652 | 81.6 | 0 | 102 | 0 | 1.04 | GST | -1 | 0.26222 | 102 | 102 |  |  | -0.66504 | 102 | -0.26222 | -26.7464
336 | RWMILLER05 | 5 | North | YES | -0.00652 | 80.8 | 0 | 101 | 0 | 1.04 | GST | -1 | 0.26222 | 101 | 101 |  |  | -0.65852 | 101 | -0.26222 | -26.4841
5911 | STP_GN1___1 | 1 | Houston | YES | -0.006596 | 1333 | 1249 | 1333 | 0 | 1.0406 | Nuc | -1 | 0.2623 | 0 | 0 |  |  |  |  | -0.2623 | 0
5912 | STP_GN2___2 | 2 | Houston | YES | -0.006596 | 1332 | 1249 | 1332 | 0 | 1.0406 | Nuc | -1 | 0.2623 | 0 | 0 |  |  |  |  | -0.2623 | 0
48731 | CBE_GT1 | 1 | Houston | YES | -0.006743 | 76 | 0 | 76 | 0 | 1.029 | CC | -1 | 0.26244 | 76 | 76 |  |  |  |  | -0.26244 | -19.9456
48732 | CBE_GT2 | 1 | Houston | YES | -0.006743 | 76 | 0 | 76 | 0 | 1.029 | CC | -1 | 0.26244 | 76 | 76 |  |  |  |  | -0.26244 | -19.9456
48733 | CBE_ST12 | 1 | Houston | YES | -0.006743 | 105 | 0 | 105 | 0 | 1.029 | CC | -1 | 0.26244 | 105 | 105 |  |  |  |  | -0.26244 | -27.5564
48734 | CBE_GT3 | 1 | Houston | YES | -0.006743 | 76 | 0 | 76 | 0 | 1.029 | CC | -1 | 0.26244 | 76 | 76 |  |  |  |  | -0.26244 | -19.9456
48735 | CBE_GT4 | 1 | Houston | YES | -0.006743 | 76 | 0 | 76 | 0 | 1.029 | CC | -1 | 0.26244 | 76 | 76 |  |  |  |  | -0.26244 | -19.9456
48736 | CBE_ST34 | 1 | Houston | YES | -0.006743 | 105 | 0 | 105 | 0 | 1.029 | CC | -1 | 0.26244 | 105 | 105 |  |  |  |  | -0.26244 | -27.5564
48911 | TGF_GT1_8000 | 1 | Houston | YES | -0.006888 | 69.2 | 0 | 69.2 |  | 1.029 | Cogen | -1 | 0.26259 | 0 | 0 |  |  |  |  | -0.26259 | 0
49851 | DOW17000 | 37 | Houston | YES | -0.007759 | 39 | 0 | 62 | 0 | 1 | Cogen | -1 | 0.26346 | 0 | 0 |  |  |  |  | -0.26346 | 0
49858 | DOW38100 | 31 | Houston | YES | -0.007759 | 45 | 0 | 71.4 |  | 1 | Cogen | -1 | 0.26346 | 0 | 0 |  |  |  |  | -0.26346 | 0
49859 | DOW38200 | 33 | Houston | YES | -0.007759 | 28 | 0 | 45 | 0 | 1 | Cogen | -1 | 0.26346 | 0 | 0 |  |  |  |  | -0.26346 | 0
49860 | DOW38300 | 32 | Houston | YES | -0.007759 | 63 | 0 | 101 |  | 1 | Cogen | -1 | 0.26346 | 0 | 0 |  |  |  |  | -0.26346 | 0
49862 | DOW39100 | 36 | Houston | YES | -0.007759 | 54 | 0 | 86 | 0 | 1 | Cogen | -1 | 0.26346 | 0 | 0 |  |  |  |  | -0.26346 | 0
49863 | DOW39200 | 35 | Houston | YES | -0.007759 | 55 | 0 | 88 | 0 | 1 | Cogen | -1 | 0.26346 | 0 | 0 |  |  |  |  | -0.26346 | 0
49865 | DOW41000 | 41 | Houston | YES | -0.007759 | 31 | 0 | 50 |  | 1 | Cogen | -1 | 0.26346 | 0 | 0 |  |  |  |  | -0.26346 | 0
49866 | DOW42000 | 42 | Houston | YES | -0.007759 | 11 | 0 | 18 |  | 1 | Cogen | -1 | 0.26346 | 0 | 0 |  |  |  |  | -0.26346 | 0
49869 | DOW49000 | 45 | Houston | YES | -0.007759 | 59 | 0 | 94 |  | 1 | Cogen | -1 | 0.26346 | 0 | 0 |  |  |  |  | -0.26346 | 0
49870 | DOW61000 | 61 | Houston | YES | -0.007759 | 44 | 0 | 70 | 0 | 1 | Cogen | -1 | 0.26346 | 0 | 0 |  |  |  |  | -0.26346 | 0
49871 | DOW62000 | 62 | Houston | YES | -0.007759 | 40 | 0 | 63 | 0 | 1 | Cogen | -1 | 0.26346 | 0 | 0 |  |  |  |  | -0.26346 | 0
49872 | DOW63000 | 63 | Houston | YES | -0.007759 | 45 | 0 | 72 | 0 | 1 | Cogen | -1 | 0.26346 | 0 | 0 |  |  |  |  | -0.26346 | 0
49873 | DOW64000 | 64 | Houston | YES | -0.007759 | 41 | 0 | 64.8 | 0 | 1 | Cogen | -1 | 0.26346 | 0 | 0 |  |  |  |  | -0.26346 | 0
49876 | DOW65000 | 65 | Houston | YES | -0.007759 | 63 | 0 | 101 | 0 | 1 | Cogen | -1 | 0.26346 | 0 | 0 |  |  |  |  | -0.26346 | 0
49877 | DOW66000 | 66 | Houston | YES | -0.007759 | 61 | 0 | 97 | 0 | 1 | Cogen | -1 | 0.26346 | 0 | 0 |  |  |  |  | -0.26346 | 0
49878 | DOW67000 | 67 | Houston | YES | -0.007759 | 65 | 0 | 103 | 0 | 1 | Cogen | -1 | 0.26346 | 0 | 0 |  |  |  |  | -0.26346 | 0
49882 | DOW81000 | 81 | Houston | YES | -0.007759 | 47 | 0 | 76 | 0 | 1 | Cogen | -1 | 0.26346 | 0 | 0 |  |  |  |  | -0.26346 | 0
49884 | DOW82000 | 82 | Houston | YES | -0.007759 | 51 | 0 | 80 | 0 | 1 | Cogen | -1 | 0.26346 | 0 | 0 |  |  |  |  | -0.26346 | 0
49885 | DOW83000 | 83 | Houston | YES | -0.007759 | 51 | 0 | 80 | 0 | 1 | Cogen | -1 | 0.26346 | 0 | 0 |  |  |  |  | -0.26346 | 0
49886 | DOW84000 | 84 | Houston | YES | -0.007759 | 107 | 0 | 171 | 0 | 0.98 | Cogen | -1 | 0.26346 | 0 | 0 |  |  |  |  | -0.26346 | 0
48520 | BSF_GT1_8070 | 2 | Houston | YES | -0.007972 | 10 | 0 | 10 | 0 | 1.0326 | Cogen | -1 | 0.26367 | 0 | 0 |  |  |  |  | -0.26367 | 0
48520 | BSF_GT1_8070 | 1 | Houston | YES | -0.007972 | 72 | 0 | 72 | 0 | 1.0326 | Cogen | -1 | 0.26367 | 0 | 0 |  |  |  |  | -0.26367 | 0
39760 | TNSCLP1___8 | 1 | Houston | YES | -0.00815 | 93.4 | 20 | 116.8 | 0 | 1.04 | Cogen | -1 | 0.26385 | 0 | 0 |  |  |  |  | -0.26385 | 0
39770 | TNSCLP2___8 | 1 | Houston | YES | -0.00815 | 91.6 | 20 | 114.5 | 0 | 1.04 | Cogen | -1 | 0.26385 | 0 | 0 |  |  |  |  | -0.26385 | 0
39775 | TNSCLP4___8 | 1 | Houston | YES | -0.00815 | 95.2 | 20 | 119 | 0 | 1.04 | Cogen | -1 | 0.26385 | 0 | 0 |  |  |  |  | -0.26385 | 0
39790 | TNSCLP3___8 | 1 | Houston | YES | -0.00815 | 87.6 | 20 | 109.5 | 0 | 1.027 | Cogen | -1 | 0.26385 | 0 | 0 |  |  |  |  | -0.26385 | 0
48730 | MNS_GT | 1 | Houston | YES | -0.008736 | 43 | 0 | 46.1 |  | 1.029 | Cogen | -1 | 0.26444 | 0 | 0 |  |  |  |  | -0.26444 | 0
48926 | WAP_GN6_6 | 6 | Houston | YES | -0.008775 | 651 | 280 | 651 |  | 1.035 | LIGCO | -1 | 0.26447 | 0 | 651 |  |  |  |  | -0.26447 | 0
48927 | WAP_GN7_7 | 7 | Houston | YES | -0.008775 | 564 | 277 | 564 |  | 1.035 | LIGCO | -1 | 0.26447 | 0 | 564 |  |  |  |  | -0.26447 | 0
48928 | WAP_GN8_8 | 8 | Houston | YES | -0.008775 | 603 | 275 | 603 |  | 1.035 | LIGCO | -1 | 0.26447 | 0 | 603 |  |  |  |  | -0.26447 | 0
48521 | BVE_GT1_GT1 | 1 | Houston | YES | -0.00878 | 167.7 | 0 | 167.7 |  | 1.035 | CC | -1 | 0.26448 | 167.7 | 167.7 |  |  |  |  | -0.26448 | -44.3532
48522 | BVE_GT2_5035 | 2 | Houston | YES | -0.00878 | 166.4 | 0 | 166.4 |  | 1.035 | CC | -1 | 0.26448 | 166.4 | 166.4 |  |  |  |  | -0.26448 | -44.0093
48523 | BVE_ST1_GN1 | 3 | Houston | YES | -0.00878 | 252.4 | 0 | 252.4 |  | 1.035 | CC | -1 | 0.26448 | 252.4 | 252.4 |  |  |  |  | -0.26448 | -66.7545
48510 | AK_GT1__8040 | 1 | Houston | YES | -0.008824 | 33.4 | 8.1 | 34 |  | 1.029 | Cogen | -1 | 0.26452 | 0 | 0 |  |  |  |  | -0.26452 | 0
48921 | WAP_GN1_1 | 1 | Houston | YES | -0.008888 | 132.8 | 37 | 166 | 0 | 1.0362 | GST | -1 | 0.26459 | 166 | 166 |  |  |  |  | -0.26459 | -43.9215
48922 | WAP_GN2_2 | 2 | Houston | YES | -0.008888 | 132.8 | 37 | 166 | 0 | 1.0362 | GST | -1 | 0.26459 | 166 | 166 |  |  |  |  | -0.26459 | -43.9215
48923 | WAP_GN3_3 | 3 | Houston | YES | -0.008888 | 198.4 | 93 | 248 | 0 | 1.0362 | GST | -1 | 0.26459 | 248 | 248 |  |  |  |  | -0.26459 | -65.6176
48924 | WAP_GN4_4 | 4 | Houston | YES | -0.008888 | 546 | 217 | 546 | 0 | 1.0362 | GSC | -1 | 0.26459 | 546 | 546 |  |  |  |  | -0.26459 | -144.4646
48925 | WAP_GN5_5 | 5 | Houston | YES | -0.008888 | 636.7 | 278 | 654 | 0 | 0.985 | LIGCO | -1 | 0.26459 | 0 | 654 |  |  |  |  | -0.26459 | 0
48929 | WAPGT21_GT1 | B1 | Houston | YES | -0.008888 | 0 | 0 | 13 |  | 1.05 | GGT | -1 | 0.26459 | 13 | 13 |  |  |  |  | -0.26459 | -3.4396
38580 | TNBP_CGN1_8 | 1 | Houston | YES | -0.009213 | 70.8 | 0 | 70.8 | 0 | 1.005 | Cogen | -1 | 0.26491 | 0 | 0 |  |  |  |  | -0.26491 | 0
38590 | TNBP_CGN2_8 | 2 | Houston | YES | -0.009213 | 66.7 | 0 | 66.7 | 0 | 1.005 | Cogen | -1 | 0.26491 | 0 | 0 |  |  |  |  | -0.26491 | 0
38600 | TNBP_CGN3_8 | 5 | Houston | YES | -0.009213 | 53 | 0 | 53 | 0 | 1.005 | Cogen | -1 | 0.26491 | 0 | 0 |  |  |  |  | -0.26491 | 0
38611 | TNBPAMCG1_8 | 1 | Houston | YES | -0.009213 | 153.2 | 0 | 153.2 | 0 | 1.005 | Cogen | -1 | 0.26491 | 0 | 0 |  |  |  |  | -0.26491 | 0
38612 | TNBPAMCG2_8 | 2 | Houston | YES | -0.009213 | 153.5 | 0 | 153.5 | 0 | 1.005 | Cogen | -1 | 0.26491 | 0 | 0 |  |  |  |  | -0.26491 | 0
38613 | TNBPAMCG3_8 | 3 | Houston | YES | -0.009213 | 152.3 | 0 | 152.3 | 0 | 1.005 | Cogen | -1 | 0.26491 | 0 | 0 |  |  |  |  | -0.26491 | 0
38614 | TNBPAMCG4_8 | 4 | Houston | YES | -0.009213 | 96 | 0 | 96 |  | 1.005 | Cogen | -1 | 0.26491 | 0 | 0 |  |  |  |  | -0.26491 | 0
38615 | TNBPAMCG5_8 | 1 | Houston | YES | -0.009213 | 244 | 0 | 244 | 0 | 1.005 | Cogen | -1 | 0.26491 | 0 | 0 |  |  |  |  | -0.26491 | 0
38690 | TNBP_CGN4_8 | 3 | Houston | YES | -0.009213 | 40 | 0 | 40 |  | 1.005 | Cogen | -1 | 0.26491 | 0 | 0 |  |  |  |  | -0.26491 | 0
38711 | TNTXCTY1CG8 | 1 | Houston | YES | -0.009213 | 100.3 | 59 | 100.3 | 0 | 1 | Cogen | -1 | 0.26491 | 0 | 0 |  |  |  |  | -0.26491 | 0
38712 | TNTXCTY2CG8 | 1 | Houston | YES | -0.009213 | 92.9 | 59 | 92.9 | 0 | 1 | Cogen | -1 | 0.26491 | 0 | 0 |  |  |  |  | -0.26491 | 0
38713 | TNTXCTY3CG8 | 1 | Houston | YES | -0.009213 | 102.7 | 59 | 102.7 | 0 | 1 | Cogen | -1 | 0.26491 | 0 | 0 |  |  |  |  | -0.26491 | 0
38714 | TNTXCTY4CG8 | 1 | Houston | YES | -0.009213 | 103 | 59 | 103 | 0 | 1 | Cogen | -1 | 0.26491 | 0 | 0 |  |  |  |  | -0.26491 | 0
39470 | TNDOWCGNSG8 | 1 | Houston | YES | -0.009213 | 32 | 10 | 32 | 0 | 0.985 | Cogen | -1 | 0.26491 | 0 | 0 |  |  |  |  | -0.26491 | 0
39480 | TNDOWCGNGG8 | 1 | Houston | YES | -0.009213 | 30 | 10 | 30 | 0 | 0.985 | Cogen | -1 | 0.26491 | 0 | 0 |  |  |  |  | -0.26491 | 0
48772 | PHR_GN2_2 | MB | Houston | YES | -0.009369 | 0 | 72 | 459 |  | 1.0362 | GSC | -1 | 0.26507 | 0 | 0 |  |  |  |  | -0.26507 | 0
48561 | CTL_GT2_8130 | 1 | Houston | YES | -0.009479 | 73.5 | 30.3 | 91.9 |  | 1.0362 | Cogen | -1 | 0.26518 | 0 | 0 |  |  |  |  | -0.26518 | 0
48562 | CTL_GT3_8135 | 2 | Houston | YES | -0.009479 | 70.1 | 30.3 | 87.6 |  | 1.0362 | Cogen | -1 | 0.26518 | 0 | 0 |  |  |  |  | -0.26518 | 0
48563 | CTL_GT4_8140 | 3 | Houston | YES | -0.009479 | 69.6 | 30.3 | 87 |  | 1.0362 | Cogen | -1 | 0.26518 | 0 | 0 |  |  |  |  | -0.26518 | 0
48564 | CTL_GN1_8145 | 4 | Houston | YES | -0.009479 | 43.6 | 12.9 | 54.5 |  | 1.0362 | Cogen | -1 | 0.26518 | 0 | 0 |  |  |  |  | -0.26518 | 0
48565 | CTL_GN2_8155 | 5 | Houston | YES | -0.009479 | 9.8 | 3.4 | 12.2 |  | 1.0362 | Cogen | -1 | 0.26518 | 0 | 0 |  |  |  |  | -0.26518 | 0
48531 | BYU_GT1_8075 | 1 | Houston | YES | -0.009521 | 65 | 0 | 65 |  | 1.0362 | Cogen | -1 | 0.26522 | 0 | 0 |  |  |  |  | -0.26522 | 0
48532 | BYU_GT2_8055 | 2 | Houston | YES | -0.009521 | 62 | 0 | 62 |  | 1.0362 | Cogen | -1 | 0.26522 | 0 | 0 |  |  |  |  | -0.26522 | 0
48533 | BYU_GT3_8060 | 3 | Houston | YES | -0.009521 | 67 | 0 | 67 |  | 1.0362 | Cogen | -1 | 0.26522 | 0 | 0 |  |  |  |  | -0.26522 | 0
48534 | BYU_GT4_8065 | 4 | Houston | YES | -0.009521 | 65 | 0 | 65 |  | 1.0362 | Cogen | -1 | 0.26522 | 0 | 0 |  |  |  |  | -0.26522 | 0
48691 | GBY_73741085 | A | Houston | YES | -0.009585 | 37.6 | 20 | 47 | 0 | 1.0362 | GGT | -1 | 0.26528 | 47 | 47 |  |  |  |  | -0.26528 | -12.4684
48691 | GBY_73741085 | B | Houston | YES | -0.009585 | 37.6 | 20 | 47 | 0 | 1.0362 | GGT | -1 | 0.26528 | 47 | 47 |  |  |  |  | -0.26528 | -12.4684
48692 | GBY_81821075 | C | Houston | YES | -0.009585 | 37.6 | 20 | 47 | 0 | 1.0362 | GGT | -1 | 0.26528 | 47 | 47 |  |  |  |  | -0.26528 | -12.4684
48692 | GBY_81821075 | D | Houston | YES | -0.009585 | 44 | 20 | 55 | 0 | 1.0362 | GGT | -1 | 0.26528 | 55 | 55 |  |  |  |  | -0.26528 | -14.5906
48693 | GBY_83841065 | E | Houston | YES | -0.009585 | 45.6 | 20 | 57 | 0 | 1.0362 | GGT | -1 | 0.26528 | 57 | 57 |  |  |  |  | -0.26528 | -15.1212
48693 | GBY_83841065 | F | Houston | YES | -0.009585 | 43.2 | 20 | 54 | 0 | 1.0362 | GGT | -1 | 0.26528 | 54 | 54 |  |  |  |  | -0.26528 | -14.3253
48841 | SJS_GT1_GT1 | 1 | Houston | YES | -0.009599 | 62.4 | 49 | 78 | 0 | 1.0362 | Cogen | -1 | 0.2653 | 0 | 0 |  |  |  |  | -0.2653 | 0
48842 | SJS_GT2_GT2 | 2 | Houston | YES | -0.009599 | 64.8 | 49 | 81 | 0 | 1.0362 | Cogen | -1 | 0.2653 | 0 | 0 |  |  |  |  | -0.2653 | 0
48641 | DPEC_GT15040 | 1 | Houston | YES | -0.009616 | 163.2 | 98 | 163.2 | 0 | 1.0319 | CC | -1 | 0.26532 | 163.2 | 163.2 |  |  |  |  | -0.26532 | -43.2994
48642 | DPEC_GT25025 | 2 | Houston | YES | -0.009616 | 157.1 | 98 | 157.1 | 0 | 1.0319 | CC | -1 | 0.26532 | 157.1 | 157.1 |  |  |  |  | -0.26532 | -41.681
48643 | DPEC_GT35010 | 3 | Houston | YES | -0.009616 | 157.5 | 98 | 157.5 | 0 | 1.0319 | CC | -1 | 0.26532 | 157.5 | 157.5 |  |  |  |  | -0.26532 | -41.7871
48644 | DPEC_GT45070 | 4 | Houston | YES | -0.009616 | 157 | 98 | 157 | 0 | 1.0319 | CC | -1 | 0.26532 | 157 | 157 |  |  |  |  | -0.26532 | -41.6545
48645 | DPEC_ST55065 | 5 | Houston | YES | -0.009616 | 282 | 0 | 282 | 0 | 1.0319 | CC | -1 | 0.26532 | 282 | 282 |  |  |  |  | -0.26532 | -74.8189
48761 | PR_GT1__9040 | 1 | Houston | YES | -0.00964 | 26 | 0 | 35 |  | 1 | Cogen | -1 | 0.26534 | 0 | 0 |  |  |  |  | -0.26534 | 0
48855 | SRB_GT211035 | B2 | Houston | YES | -0.009658 | 0 | 0 | 12 |  | 1.014 | GGT | -1 | 0.26536 | 12 | 12 |  |  |  |  | -0.26536 | -3.1843
48855 | SRB_GT211035 | B1 | Houston | YES | -0.009658 | 0 | 0 | 18 |  | 1.014 | GGT | -1 | 0.26536 | 18 | 18 |  |  |  |  | -0.26536 | -4.7764
48852 | SRB_GN2_2 | 2 | Houston | YES | -0.009659 | 140.8 | 26 | 176 | 0 | 1.0217 | GST | -1 | 0.26536 | 176 | 176 |  |  |  |  | -0.26536 | -46.703
48851 | SRB_GN1_1 | 1 | Houston | YES | -0.00966 | 132 | 26 | 165 | 0 | 1.0217 | GST | -1 | 0.26536 | 165 | 165 |  |  |  |  | -0.26536 | -43.7843
48551 | CAL_GT1_8045 | 1 | Houston | YES | -0.009661 | 149 | 0 | 149 | 0 | 1.0326 | Cogen | -1 | 0.26536 | 0 | 0 |  |  |  |  | -0.26536 | 0
48552 | CAL_ST1_8000 | 2 | Houston | YES | -0.009661 | 65.1 | 0 | 65.1 | 0 | 1.0326 | Cogen | -1 | 0.26536 | 0 | 0 |  |  |  |  | -0.26536 | 0
48845 | SOL_GT1 | 1 | Houston | YES | -0.009665 | 16.2 | 15.4 | 16.2 |  | 1.0326 | Solar | -1 | 0.26536 | 16.2 | 16.2 |  |  |  |  | -0.26536 | -4.2989
48853 | SRB_GN3_3 | 3 | Houston | YES | -0.009665 | 170.4 | 35 | 213 |  | 1.0326 | GST | -1 | 0.26536 | 213 | 213 |  |  |  |  | -0.26536 | -56.5226
48611 | DIB_GT1_8080 | 1 | Houston | YES | -0.009666 | 64 | 0 | 64 | 0 | 1.0326 | Cogen | -1 | 0.26537 | 0 | 0 |  |  |  |  | -0.26537 | 0
48612 | DIB_GT2_8075 | 2 | Houston | YES | -0.009666 | 63.2 | 0 | 63.2 | 0 | 1.0326 | Cogen | -1 | 0.26537 | 0 | 0 |  |  |  |  | -0.26537 | 0
48613 | DIB_ST1_8085 | 3 | Houston | YES | -0.009666 | 67.9 | 30 | 82.6 | 0 | 1.0326 | Cogen | -1 | 0.26537 | 0 | 0 |  |  |  |  | -0.26537 | 0
48614 | DIB_GT3_8090 | 4 | Houston | YES | -0.009666 | 73.6 | 15 | 73.6 | 0 | 1.0326 | Cogen | -1 | 0.26537 | 0 | 0 |  |  |  |  | -0.26537 | 0
48854 | SRB_GN4_4 | 4 | Houston | YES | -0.009666 | 182.4 | 35 | 228 | 0 | 1.0326 | GST | -1 | 0.26537 | 228 | 228 |  |  |  |  | -0.26537 | -60.5033
48740 | PSG_GN2_8050 | 1 | Houston | YES | -0.009667 | 182 | 60 | 182 | 0 | 1.0326 | Cogen | -1 | 0.26537 | 0 | 0 |  |  |  |  | -0.26537 | 0
48741 | PSG_GT2_8040 | 1 | Houston | YES | -0.009667 | 158.6 | 50 | 158.6 | 0 | 1.0326 | Cogen | -1 | 0.26537 | 0 | 0 |  |  |  |  | -0.26537 | 0
48742 | PSG_GT3_8060 | 1 | Houston | YES | -0.009667 | 157 | 50 | 157 | 0 | 1.0326 | Cogen | -1 | 0.26537 | 0 | 0 |  |  |  |  | -0.26537 | 0
48820 | SHELLG1_3015 | 1 | Houston | YES | -0.009693 | 71 | 34.5 | 71 |  | 1.029 | Cogen | -1 | 0.26539 | 0 | 0 |  |  |  |  | -0.26539 | 0
48821 | SHELLG2 | 2 | Houston | YES | -0.009693 | 72 | 34.5 | 72 |  | 1.029 | Cogen | -1 | 0.26539 | 0 | 0 |  |  |  |  | -0.26539 | 0
48822 | SHELLG3_3020 | 1 | Houston | YES | -0.009693 | 39 | 0 | 39 |  | 1.029 | Cogen | -1 | 0.26539 | 0 | 0 |  |  |  |  | -0.26539 | 0
48822 | SHELLG3_3020 | 2 | Houston | YES | -0.009693 | 30 | 0 | 30 |  | 1.029 | Cogen | -1 | 0.26539 | 0 | 0 |  |  |  |  | -0.26539 | 0
48500 | APD_GT1_8005 | 1 | Houston | YES | -0.009736 | 137.6 | 54.6 | 137.6 |  | 1.0362 | Cogen | -1 | 0.26544 | 0 | 0 |  |  |  |  | -0.26544 | 0
48511 | LPE_GT1_8070 | 1 | Houston | YES | -0.009738 | 42 | 0 | 42 | 0 | 1.0362 | GGT | -1 | 0.26544 | 42 | 42 |  |  |  |  | -0.26544 | -11.1484
48512 | LPE_GT2_8075 | 2 | Houston | YES | -0.009738 | 42 | 0 | 42 | 0 | 1.0362 | GGT | -1 | 0.26544 | 42 | 42 |  |  |  |  | -0.26544 | -11.1484
48513 | LPE_GT3_8080 | 3 | Houston | YES | -0.009738 | 39 | 0 | 39 | 0 | 1.0362 | GGT | -1 | 0.26544 | 39 | 39 |  |  |  |  | -0.26544 | -10.3521
48514 | LPE_GT4_8085 | 4 | Houston | YES | -0.009738 | 39 | 0 | 39 | 0 | 1.0362 | GGT | -1 | 0.26544 | 39 | 39 |  |  |  |  | -0.26544 | -10.3521
48593 | CHE_GT1_8015 | 1 | Houston | YES | -0.00975 | 173 | 50 | 173 | 0 | 1.0362 | Cogen | -1 | 0.26545 | 0 | 0 |  |  |  |  | -0.26545 | 0
48594 | CHE_GN4_8025 | 4 | Houston | YES | -0.00975 | 142 | 60 | 142 | 0 | 1.0362 | Cogen | -1 | 0.26545 | 0 | 0 |  |  |  |  | -0.26545 | 0
48873 | THW_ST3_ST_3 | 3 | Houston | YES | -0.009813 | 107 | 19 | 107 | 0 | 1.0435 | CC | -1 | 0.26551 | 107 | 107 |  |  |  |  | -0.26551 | -28.4098
48874 | THW_ST4_ST_4 | 4 | Houston | YES | -0.009813 | 108 | 19 | 108 | 0 | 1.0435 | CC | -1 | 0.26551 | 108 | 108 |  |  |  |  | -0.26551 | -28.6753
48875 | THW_3132 | B | Houston | YES | -0.009813 | 53 | 5 | 53 | 0 | 1.0435 | CC | -1 | 0.26551 | 53 | 53 |  |  |  |  | -0.26551 | -14.0721
48875 | THW_3132 | A | Houston | YES | -0.009813 | 55 | 5 | 55 | 0 | 1.0435 | CC | -1 | 0.26551 | 55 | 55 |  |  |  |  | -0.26551 | -14.6032
48877 | THW_3334 | D | Houston | YES | -0.009813 | 57 | 5 | 57 | 0 | 1.0435 | CC | -1 | 0.26551 | 57 | 57 |  |  |  |  | -0.26551 | -15.1342
48877 | THW_3334 | C | Houston | YES | -0.009813 | 55 | 5 | 55 | 0 | 1.0435 | CC | -1 | 0.26551 | 55 | 55 |  |  |  |  | -0.26551 | -14.6032
48879 | THW_4142 | E | Houston | YES | -0.009813 | 56 | 5 | 56 | 0 | 1.0435 | CC | -1 | 0.26551 | 56 | 56 |  |  |  |  | -0.26551 | -14.8687
48879 | THW_4142 | F | Houston | YES | -0.009813 | 55 | 5 | 55 | 0 | 1.0435 | CC | -1 | 0.26551 | 55 | 55 |  |  |  |  | -0.26551 | -14.6032
48881 | THW_4344 | H | Houston | YES | -0.009813 | 58 | 5 | 58 | 0 | 1.0435 | CC | -1 | 0.26551 | 58 | 58 |  |  |  |  | -0.26551 | -15.3997
48881 | THW_4344 | G | Houston | YES | -0.009813 | 58 | 5 | 58 | 0 | 1.0435 | CC | -1 | 0.26551 | 58 | 58 |  |  |  |  | -0.26551 | -15.3997
48582 | CBY_GN2_2 | 2 | Houston | YES | -0.009841 | 596.8 | 110 | 746 | 0 | 1.0435 | GSC | -1 | 0.26554 | 746 | 746 |  |  |  |  | -0.26554 | -198.093
49803 | EXN_15GT | 1 | Houston | YES | -0.009859 | 33 | 8.3 | 34 |  | 1.0326 | Cogen | -1 | 0.26556 | 0 | 0 |  |  |  |  | -0.26556 | 0
49804 | EXN_16GT | 2 | Houston | YES | -0.009859 | 32 | 8.3 | 34.7 |  | 1.0326 | Cogen | -1 | 0.26556 | 0 | 0 |  |  |  |  | -0.26556 | 0
49805 | EXN_17GT | 3 | Houston | YES | -0.009859 | 31 | 8.3 | 32.7 |  | 1.0326 | Cogen | -1 | 0.26556 | 0 | 0 |  |  |  |  | -0.26556 | 0
49826 | EXN938GT | 5 | Houston | YES | -0.009859 | 43 | 9.2 | 45.9 | 0 | 1.0326 | Cogen | -1 | 0.26556 | 0 | 0 |  |  |  |  | -0.26556 | 0
49828 | EXN941GT | 10 | Houston | YES | -0.009859 | 17.7 | 5.4 | 17.7 | 0 | 1.0326 | Cogen | -1 | 0.26556 | 0 | 0 |  |  |  |  | -0.26556 | 0
49829 | EXN942GT | 11 | Houston | YES | -0.009859 | 20 | 5.4 | 20.4 | 0 | 1.0326 | Cogen | -1 | 0.26556 | 0 | 0 |  |  |  |  | -0.26556 | 0
49830 | EXN943GT | 12 | Houston | YES | -0.009859 | 19 | 5.4 | 19.9 | 0 | 1.0326 | Cogen | -1 | 0.26556 | 0 | 0 |  |  |  |  | -0.26556 | 0
49831 | EXN944GT | 13 | Houston | YES | -0.009859 | 33 | 5.4 | 35 | 0 | 1.0326 | Cogen | -1 | 0.26556 | 0 | 0 |  |  |  |  | -0.26556 | 0
49832 | EXN945GT | 9 | Houston | YES | -0.009859 | 18.5 | 9.2 | 18.5 | 0 | 1.0326 | Cogen | -1 | 0.26556 | 0 | 0 |  |  |  |  | -0.26556 | 0
49837 | EXN_GT | 4 | Houston | YES | -0.009859 | 81 | 21.3 | 85.4 | 0 | 1.0326 | Cogen | -1 | 0.26556 | 0 | 0 |  |  |  |  | -0.26556 | 0
49838 | EXN_14GT | 14 | Houston | YES | -0.009859 | 140 | 0 | 148 |  | 1.0326 | Cogen | -1 | 0.26556 | 0 | 0 |  |  |  |  | -0.26556 | 0
48883 | THW_GT1_GT_1 | B2 | Houston | YES | -0.009878 | 0 | 0 | 12 |  | 1.043 | GGT | -1 | 0.26558 | 12 | 12 |  |  |  |  | -0.26558 | -3.1869
48651 | EP_1_2 | 1 | Houston | YES | -0.009907 | 4 | 0 | 5 | 0 | 1.0362 | Cogen | -1 | 0.26561 | 0 | 0 |  |  |  |  | -0.26561 | 0
48651 | EP_1_2 | 2 | Houston | YES | -0.009907 | 17.7 | 10 | 21 | 0 | 1.0362 | Cogen | -1 | 0.26561 | 0 | 0 |  |  |  |  | -0.26561 | 0
48581 | CBY_GN1_1 | 1 | Houston | YES | -0.00991 | 595.2 | 108 | 744 | 0 | 1.0435 | GSC | -1 | 0.26561 | 744 | 744 |  |  |  |  | -0.26561 | -197.6132
48791 | PSA_GT1_8160 | 1 | Houston | YES | -0.00991 | 52 | 20.8 | 65 | 0 | 1.0362 | Cogen | -1 | 0.26561 | 0 | 0 |  |  |  |  | -0.26561 | 0
48792 | PSA_GT2_8155 | 2 | Houston | YES | -0.00991 | 52.8 | 20.3 | 66 | 0 | 1.0362 | Cogen | -1 | 0.26561 | 0 | 0 |  |  |  |  | -0.26561 | 0
48793 | PSA_GT3_8150 | 3 | Houston | YES | -0.00991 | 56 | 20.3 | 70 | 0 | 1.0362 | Cogen | -1 | 0.26561 | 0 | 0 |  |  |  |  | -0.26561 | 0
48794 | PSA_GT4_8145 | 4 | Houston | YES | -0.00991 | 52.8 | 20.3 | 66 | 0 | 1.0362 | Cogen | -1 | 0.26561 | 0 | 0 |  |  |  |  | -0.26561 | 0
48795 | PSA_GT5_8140 | 5 | Houston | YES | -0.00991 | 51.2 | 20.3 | 64 | 0 | 1.0362 | Cogen | -1 | 0.26561 | 0 | 0 |  |  |  |  | -0.26561 | 0
48796 | PSA_GN1_8165 | 1 | Houston | YES | -0.00991 | 83.2 | 43.1 | 104 | 0 | 1.0362 | Cogen | -1 | 0.26561 | 0 | 0 |  |  |  |  | -0.26561 | 0
48797 | PSA_GT6_8135 | 6 | Houston | YES | -0.00991 | 47.2 | 34.5 | 59 | 0 | 1.0362 | Cogen | -1 | 0.26561 | 0 | 0 |  |  |  |  | -0.26561 | 0
48815 | CVC_GT4_8005 | 4 | Houston | YES | -0.009926 | 165 | 91.8 | 165 |  | 1.0362 | Cogen | -1 | 0.26563 | 0 | 0 |  |  |  |  | -0.26563 | 0
48583 | CBY_GT4_1 | 1 | Houston | YES | -0.009931 | 172 | 0 | 172 | 0 | 1.026 | GSC | -1 | 0.26563 | 172 | 172 |  |  |  |  | -0.26563 | -45.6884
48584 | CBY_GT4_2 | 2 | Houston | YES | -0.009931 | 172 | 0 | 172 | 0 | 1.026 | CC | -1 | 0.26563 | 172 | 172 |  |  |  |  | -0.26563 | -45.6884
48585 | CBY_ST4_1 | 3 | Houston | YES | -0.009931 | 172 | 0 | 172 | 0 | 1.026 | CC | -1 | 0.26563 | 172 | 172 |  |  |  |  | -0.26563 | -45.6884
48595 | BTE_GT2_8075 | 1 | Houston | YES | -0.009982 | 162.8 | 130 | 162.8 | 0 | 1.0261 | CC | -1 | 0.26568 | 162.8 | 162.8 |  |  |  |  | -0.26568 | -43.2529
48596 | BTE_GT3_8045 | 2 | Houston | YES | -0.009982 | 161.4 | 130 | 161.4 | 0 | 1.0261 | CC | -1 | 0.26568 | 161.4 | 161.4 |  |  |  |  | -0.26568 | -42.8809
48597 | BTE_GT4_8055 | 3 | Houston | YES | -0.009982 | 158.9 | 130 | 158.9 | 0 | 1.0261 | CC | -1 | 0.26568 | 158.9 | 158.9 |  |  |  |  | -0.26568 | -42.2167
48598 | BTE_ST1_8070 | 4 | Houston | YES | -0.009982 | 269.2 | 60 | 269.2 | 0 | 1.0261 | CC | -1 | 0.26568 | 269.2 | 269.2 |  |  |  |  | -0.26568 | -71.5214
48690 | GBY_GN5_5 | 5 | Houston | YES | -0.010002 | 318.4 | 81 | 398 |  | 1.0362 | GSC | -1 | 0.2657 | 398 | 398 |  |  |  |  | -0.2657 | -105.7491
48885 | THW_5152 | A | Houston | YES | -0.010026 | 46.4 | 5 | 58 |  | 1.0319 | GGT | -1 | 0.26573 | 58 | 58 |  |  |  |  | -0.26573 | -15.4121
48885 | THW_5152 | B | Houston | YES | -0.010026 | 47.2 | 5 | 59 |  | 1.0319 | GGT | -1 | 0.26573 | 59 | 59 |  |  |  |  | -0.26573 | -15.6778
48886 | THW_5354 | D | Houston | YES | -0.010026 | 46.4 | 5 | 58 |  | 1.0319 | GGT | -1 | 0.26573 | 58 | 58 |  |  |  |  | -0.26573 | -15.4121
48886 | THW_5354 | C | Houston | YES | -0.010026 | 45.6 | 5 | 57 |  | 1.0319 | GGT | -1 | 0.26573 | 57 | 57 |  |  |  |  | -0.26573 | -15.1463
48887 | THW_5556 | F | Houston | YES | -0.010026 | 45.6 | 5 | 57 |  | 1.0319 | GGT | -1 | 0.26573 | 57 | 57 |  |  |  |  | -0.26573 | -15.1463
48887 | THW_5556 | E | Houston | YES | -0.010026 | 47.2 | 5 | 59 |  | 1.0319 | GGT | -1 | 0.26573 | 59 | 59 |  |  |  |  | -0.26573 | -15.6778
48591 | CHE_GT2_5030 | 2 | Houston | YES | -0.010327 | 173 | 50 | 173 | 0 | 1.029 | Cogen | -1 | 0.26603 | 0 | 0 |  |  |  |  | -0.26603 | 0
48811 | CVC_GT3_5045 | 3 | Houston | YES | -0.010327 | 156 | 91.8 | 156 | 0 | 1.029 | Cogen | -1 | 0.26603 | 0 | 0 |  |  |  |  | -0.26603 | 0
48812 | CVC_GT2_5020 | 2 | Houston | YES | -0.010327 | 158 | 91.8 | 158 | 0 | 1.029 | Cogen | -1 | 0.26603 | 0 | 0 |  |  |  |  | -0.26603 | 0
48813 | CVC_GT1_5035 | 1 | Houston | YES | -0.010327 | 160 | 91.8 | 160 | 0 | 1.029 | Cogen | -1 | 0.26603 | 0 | 0 |  |  |  |  | -0.26603 | 0
48814 | CVC_ST5_5040 | 1 | Houston | YES | -0.010327 | 162 | 91.8 | 162 | 0 | 1.029 | Cogen | -1 | 0.26603 | 0 | 0 |  |  |  |  | -0.26603 | 0
251 | BOSQUESW803 | 2 | North | YES | -0.010846 | 150 | 0 | 150 |  | 1.032 | CC | -1 | 0.26655 | 150 | 150 |  |  | -1.6269 | 150 | -0.26655 | -39.9818
253 | BOSQUESW804 | 2 | North | YES | -0.010846 | 80 | 0 | 80 |  | 1.032 | CC | -1 | 0.26655 | 80 | 80 |  |  | -0.86768 | 80 | -0.26655 | -21.3236
244 | WHITNYDM01 | 1 | North | YES | -0.011299 | 15 | 0 | 15 | 0 | 1.035 | Hydro | -1 | 0.267 | 0 | 0 |  |  | 0 | 0 | -0.267 | 0
245 | WHITNYDM02 | 2 | North | YES | -0.011299 | 15 | 0 | 15 | 0 | 1.035 | Hydro | -1 | 0.267 | 0 | 0 |  |  | 0 | 0 | -0.267 | 0
238 | BOSQUESW505 | 1 | North | YES | -0.011574 | 255 | 0 | 255 | 0 | 1.02 | CC | -1 | 0.26727 | 255 | 255 |  |  | -2.9514 | 255 | -0.26727 | -68.1547
239 | BOSQUESW502 | 1 | North | YES | -0.011574 | 119.2 | 0 | 149 | 0 | 1.02 | GGT | -1 | 0.26727 | 149 | 149 |  |  | -1.7245 | 149 | -0.26727 | -39.8237
247 | BOSQUESW501 | 2 | North | YES | -0.011574 | 124.8 | 0 | 156 | 0 | 1.02 | GGT | -1 | 0.26727 | 156 | 156 |  |  | -1.8055 | 156 | -0.26727 | -41.6946
3416 | LAKE_CRK1_G | 1 | North | YES | -0.011814 | 60 | 33 | 75 |  | 1.029 | GST | -1 | 0.26751 | 75 | 75 |  |  | -0.88605 | 75 | -0.26751 | -20.0635
3417 | LAKE_CRK2_G | 2 | North | YES | -0.011814 | 177.6 | 40 | 222 | 0 | 1.029 | GST | -1 | 0.26751 | 222 | 222 |  |  | -2.6227 | 222 | -0.26751 | -59.3879
3403 | THOUSE_1G | 1 | North | YES | -0.012506 | 563 | 200 | 563 | 0 | 1.012 | GSC | -1 | 0.26821 | 563 | 563 |  |  | -7.0409 | 563 | -0.26821 | -150.9995
3404 | THOUSE_2G | 2 | North | YES | -0.012506 | 807 | 250 | 807 | 0 | 1.012 | GSC | -1 | 0.26821 | 807 | 807 |  |  | -10.0923 | 807 | -0.26821 | -216.4416
1898 | COMCHEPK_1G | 1 | North | YES | -0.012816 | 1159 | 1150 | 1159 | 0 | 1.032 | Nuc | -1 | 0.26852 | 0 | 0 |  |  | 0 | 0 | -0.26852 | 0
1899 | COMCHEPK_2G | 2 | North | YES | -0.012816 | 1159 | 1128 | 1159 | 0 | 1.032 | Nuc | -1 | 0.26852 | 0 | 0 |  |  | 0 | 0 | -0.26852 | 0
48671 | FTR_GT1_5105 | 1 | North | YES | -0.01303 | 154.2 | 0 | 154.2 | 0 | 1.0319 | CC | -1 | 0.26873 | 154.2 | 154.2 |  |  | -2.0092 | 154.2 | -0.26873 | -41.438
48672 | FTR_GT2_5110 | 2 | North | YES | -0.01303 | 159 | 0 | 159 | 0 | 1.0319 | CC | -1 | 0.26873 | 159 | 159 |  |  | -2.0718 | 159 | -0.26873 | -42.7279
48673 | FTR_GT3_5085 | 3 | North | YES | -0.01303 | 158 | 0 | 158 | 0 | 1.0319 | CC | -1 | 0.26873 | 158 | 158 |  |  | -2.0587 | 158 | -0.26873 | -42.4592
48674 | FTR_CN4_5095 | 4 | North | YES | -0.01303 | 380 | 0 | 380 | 0 | 1.0319 | CC | -1 | 0.26873 | 380 | 380 |  |  | -4.9514 | 380 | -0.26873 | -102.1171
32883 | BRYN_DNSBY3 | 1 | North | YES | -0.013392 | 0 | 2 | 48 |  | 1.015 | GST | -1 | 0.26909 | 48 | 48 |  |  | -0.64282 | 48 | -0.26909 | -12.9164
32884 | BRYN_DNSBY13 | 1 | North | YES | -0.013392 | 46 | 2 | 46 | 0 | 1.015 | GST | -1 | 0.26909 | 46 | 46 |  |  | -0.61603 | 46 | -0.26909 | -12.3782
32892 | BRYN_DNSBY14 | 1 | North | YES | -0.013392 | 84 | 25 | 105 | 0 | 1.035 | GST | -1 | 0.26909 | 105 | 105 |  |  | -1.4062 | 105 | -0.26909 | -28.2546
32886 | BRYN_ATKINS3 | MB | North | YES | -0.013412 | 0 | 5 | 12 |  | 1 | GST | -1 | 0.26911 | 0 | 0 |  |  | 0 | 0 | -0.26911 | 0
32887 | BRYN_ATKINS6 | MB | North | YES | -0.013412 | 0 | 12 | 51 |  | 1.028 | GST | -1 | 0.26911 | 0 | 0 |  |  | 0 | 0 | -0.26911 | 0
32888 | BRYN_ATKINS7 | 1 | North | YES | -0.013412 | 13.6 | 4 | 17 |  | 1.028 | GGT | -1 | 0.26911 | 17 | 17 |  |  | -0.228 | 17 | -0.26911 | -4.5749
32890 | BRYN_ATKINS4 | MB | North | YES | -0.013412 | 0 | 5 | 22 |  | 1.031 | GST | -1 | 0.26911 | 0 | 0 |  |  | 0 | 0 | -0.26911 | 0
32891 | BRYN_ATKINS5 | MB | North | YES | -0.013412 | 0 | 5 | 25 |  | 1.031 | GST | -1 | 0.26911 | 0 | 0 |  |  | 0 | 0 | -0.26911 | 0
32798 | BRYN_TAMUGEN | 1 | North | YES | -0.013448 | 32 | 0 | 32 |  | 1.02 | GST | -1 | 0.26915 | 32 | 32 |  |  | -0.43034 | 32 | -0.26915 | -8.6127
990 | GIBN_CREK_G1 | 1 | North | YES | -0.013578 | 463 | 200 | 463 | 0 | 1.0275 | LIGCO | -1 | 0.26928 | 0 | 463 |  |  | 0 | 0 | -0.26928 | 0
1877 | WLFHOLW_1G | 1 | North | YES | -0.013923 | 217.3 | 89.2 | 217.3 | 0 | 1.032 | CC | -1 | 0.26962 | 217.3 | 217.3 |  |  | -3.0255 | 217.3 | -0.26962 | -58.5889
1878 | WLFHOLW_2G | 2 | North | YES | -0.013923 | 215.7 | 105 | 215.7 | 0 | 1.032 | CC | -1 | 0.26962 | 215.7 | 215.7 |  |  | -3.0032 | 215.7 | -0.26962 | -58.1575
1879 | WLFHOLW_3G | 3 | North | YES | -0.013923 | 272.4 | 89.2 | 272.4 | 0 | 1.032 | CC | -1 | 0.26962 | 272.4 | 272.4 |  |  | -3.7926 | 272.4 | -0.26962 | -73.4451
366 | JNSNCNTY802 | 1 | North | YES | -0.015062 | 168 | 20 | 168 | 0 | 1.02 | Cogen | -1 | 0.27076 | 0 | 0 |  |  | 0 | 0 | -0.27076 | 0
367 | JNSNCNTY802 | 2 | North | YES | -0.015062 | 90 | 20 | 90 | 0 | 1.02 | Cogen | -1 | 0.27076 | 0 | 0 |  |  | 0 | 0 | -0.27076 | 0
344 | MRSSHPRD | 1 | North | YES | -0.015066 | 12 | 0 | 12 |  | 1.03 | Hydro | -1 | 0.27077 | 0 | 0 |  |  | 0 | 0 | -0.27077 | 0
345 | MRSSHPRD01 | 2 | North | YES | -0.015066 | 12 | 0 | 12 |  | 1.03 | Hydro | -1 | 0.27077 | 0 | 0 |  |  | 0 | 0 | -0.27077 | 0
1892 | DECRDOVA_2G | A | North | YES | -0.01523 | 65 | 65 | 70 | 0 | 1.025 | GGT | -1 | 0.27093 | 70 | 70 |  |  | -1.0661 | 70 | -0.27093 | -18.965
1893 | DECRDOVA_3G | B | North | YES | -0.01523 | 65 | 65 | 69 | 0 | 1.025 | GGT | -1 | 0.27093 | 69 | 69 |  |  | -1.0509 | 69 | -0.27093 | -18.6941
1894 | DECRDOVA_4G | C | North | YES | -0.01523 | 65 | 65 | 69 | 0 | 1.025 | GGT | -1 | 0.27093 | 69 | 69 |  |  | -1.0509 | 69 | -0.27093 | -18.6941
1895 | DECRDOVA_5G | D | North | YES | -0.01523 | 65 | 65 | 68 | 0 | 1.025 | GGT | -1 | 0.27093 | 68 | 68 |  |  | -1.0356 | 68 | -0.27093 | -18.4232
39960 | TNTNPONE_18 | 1 | North | YES | -0.015378 | 152.3 | 30 | 152.3 |  | 1.04 | LIGCO | -1 | 0.27108 | 0 | 152.3 |  |  | 0 | 0 | -0.27108 | 0
39970 | TNTNPONE_28 | 1 | North | YES | -0.015378 | 153 | 30 | 153 |  | 1.04 | LIGCO | -1 | 0.27108 | 0 | 153 |  |  | 0 | 0 | -0.27108 | 0
48721 | LEG_1___1 | 1 | North | YES | -0.016119 | 827 | 357 | 827 | 0 | 1.0348 | LIGCO | -1 | 0.27182 | 0 | 827 |  |  | 0 | 0 | -0.27182 | 0
48722 | LEG_2___2 | 2 | North | YES | -0.016119 | 819 | 357 | 819 | 0 | 1.0348 | LIGCO | -1 | 0.27182 | 0 | 819 |  |  | 0 | 0 | -0.27182 | 0
3381 | BBRN_1G | 1 | North | YES | -0.017812 | 618 | 225 | 618 | 0 | 1.03 | LIGCO | -1 | 0.27351 | 0 | 618 |  |  | 0 | 0 | -0.27351 | 0
3382 | BBRN_2G | 2 | North | YES | -0.017812 | 589 | 225 | 589 | 0 | 1.03 | LIGCO | -1 | 0.27351 | 0 | 589 |  |  | 0 | 0 | -0.27351 | 0
13131 | CALFREST_1G | 1 | North | YES | -0.018091 | 150.7 | 40 | 150.7 | 0 | 1.031 | CC | -1 | 0.27379 | 150.7 | 150.7 |  |  | -2.7263 | 150.7 | -0.27379 | -41.2602
13132 | CALFREST_2G | 2 | North | YES | -0.018091 | 151 | 57 | 151 | 0 | 1.031 | CC | -1 | 0.27379 | 151 | 151 |  |  | -2.7317 | 151 | -0.27379 | -41.3423
13133 | CALFREST_3G | 3 | North | YES | -0.018091 | 177.4 | 40 | 177.4 | 0 | 1.031 | CC | -1 | 0.27379 | 177.4 | 177.4 |  |  | -3.2093 | 177.4 | -0.27379 | -48.5704
1889 | DECRDOVA_1G | 1 | North | YES | -0.018121 | 779 | 255 | 779 | 0 | 1.02 | GSC | -1 | 0.27382 | 779 | 779 |  |  | -14.1163 | 779 | -0.27382 | -213.3059
13134 | CALFREST_4G | 4 | North | YES | -0.018155 | 151.5 | 40 | 151.5 | 0 | 1.031 | CC | -1 | 0.27385 | 151.5 | 151.5 |  |  | -2.7505 | 151.5 | -0.27385 | -41.4889
13135 | CALFREST_5G | 5 | North | YES | -0.018155 | 152.3 | 57 | 152.3 | 0 | 1.031 | CC | -1 | 0.27385 | 152.3 | 152.3 |  |  | -2.765 | 152.3 | -0.27385 | -41.708
13136 | CALFREST_6G | 6 | North | YES | -0.018155 | 177.5 | 40 | 177.5 | 0 | 1.031 | CC | -1 | 0.27385 | 177.5 | 177.5 |  |  | -3.2225 | 177.5 | -0.27385 | -48.6091
1937 | MDLTHELP_5G | 5 | North | YES | -0.018709 | 224 | 74 | 224 | 0 | 1 | CC | -1 | 0.27441 | 224 | 224 |  |  | -4.1908 | 224 | -0.27441 | -61.4674
1938 | MDLTHELP_6G | 6 | North | YES | -0.018709 | 226 | 74 | 226 | 0 | 1 | CC | -1 | 0.27441 | 226 | 226 |  |  | -4.2282 | 226 | -0.27441 | -62.0163
1943 | MDLTHELP_3G | 3 | North | YES | -0.018709 | 212 | 74 | 212 | 0 | 1 | CC | -1 | 0.27441 | 212 | 212 |  |  | -3.9663 | 212 | -0.27441 | -58.1745
1944 | MDLTHELP_4G | 4 | North | YES | -0.018709 | 211 | 74 | 211 | 0 | 1 | CC | -1 | 0.27441 | 211 | 211 |  |  | -3.9476 | 211 | -0.27441 | -57.9001
3126 | TRINIDAD_6G | 1 | North | YES | -0.018788 | 179.2 | 46 | 224 | 0 | 1 | GST | -1 | 0.27449 | 224 | 224 |  |  | -4.2085 | 224 | -0.27449 | -61.4851
12322 | ENNSTRAC_1G | 1 | North | YES | -0.019065 | 196 | 130 | 196 | 0 | 1.036 | CC | -1 | 0.27476 | 196 | 196 |  |  | -3.7367 | 196 | -0.27476 | -53.8538
12323 | ENNSTRAC_2G | 2 | North | YES | -0.019065 | 116 | 100 | 116 | 0 | 1.036 | CC | -1 | 0.27476 | 116 | 116 |  |  | -2.2115 | 116 | -0.27476 | -31.8726
1941 | MDLTHELP_1G | 1 | North | YES | -0.019452 | 216.4 | 74 | 216.4 | 0 | 1 | CC | -1 | 0.27515 | 216.4 | 216.4 |  |  | -4.2094 | 216.4 | -0.27515 | -59.5427
1942 | MDLTHELP_2G | 2 | North | YES | -0.019452 | 216.1 | 74 | 216.1 | 0 | 1 | CC | -1 | 0.27515 | 216.1 | 216.1 |  |  | -4.2036 | 216.1 | -0.27515 | -59.4602
3107 | STRYKER_1G | 1 | North | YES | -0.019553 | 145.6 | 45 | 182 | 0 | 1.029 | GST | -1 | 0.27525 | 182 | 182 |  |  | -3.5586 | 182 | -0.27525 | -50.0959
3108 | STRYKER_2G | 2 | North | YES | -0.019553 | 484 | 75 | 484 | 0 | 1.029 | GST | -1 | 0.27525 | 484 | 484 |  |  | -9.4637 | 484 | -0.27525 | -133.2221
3113 | LUFKINWB_1G | 1 | North | YES | -0.019593 | 0 | 0 | 50 |  | 1.01 | #N/A | -1 | 0.27529 | 50 | 50 |  |  | -0.97965 | 50 | -0.27529 | -13.7646
3348 | CHAMPION_1G | MB | North | YES | -0.019609 | 0 | 42 | 42 |  | 1 | Cogen | -1 | 0.27531 | 0 | 0 |  |  | 0 | 0 | -0.27531 | 0
503 | NTHTEXAS01 | 1 | North | YES | -0.01973 | 0 | 5 | 18 |  | 1.015 | GST | -1 | 0.27543 | 18 | 18 |  |  | -0.35514 | 18 | -0.27543 | -4.9577
504 | NTHTEXAS02 | 2 | North | YES | -0.01973 | 14.4 | 5 | 18 |  | 1.015 | GST | -1 | 0.27543 | 18 | 18 |  |  | -0.35514 | 18 | -0.27543 | -4.9577
505 | NTHTEXAS03 | 3 | North | YES | -0.01973 | 30.4 | 15 | 38 |  | 1.015 | GST | -1 | 0.27543 | 38 | 38 |  |  | -0.74974 | 38 | -0.27543 | -10.4663
13116 | TGATEWAY_1G | 1 | North | YES | -0.019763 | 151 | 30 | 151 | 0 | 1.0232 | CC | -1 | 0.27546 | 151 | 151 |  |  | -2.9842 | 151 | -0.27546 | -41.5948
13117 | TGATEWAY_2G | 2 | North | YES | -0.019763 | 130 | 30 | 130 | 0 | 1.0232 | CC | -1 | 0.27546 | 130 | 130 |  |  | -2.5692 | 130 | -0.27546 | -35.8101
13118 | TGATEWAY_3G | 3 | North | YES | -0.019763 | 148 | 30 | 148 | 0 | 1.0232 | CC | -1 | 0.27546 | 148 | 148 |  |  | -2.9249 | 148 | -0.27546 | -40.7684
13119 | TGATEWAY_4G | 4 | North | YES | -0.019763 | 399 | 65 | 399 | 0 | 1.0232 | CC | -1 | 0.27546 | 399 | 399 |  |  | -7.8854 | 399 | -0.27546 | -109.9094
3097 | MARTLAKE_1G | 1 | North | YES | -0.019937 | 790 | 500 | 790 | 0 | 1.017 | LIGCO | -1 | 0.27564 | 0 | 790 |  |  | 0 | 0 | -0.27564 | 0
3098 | MARTLAKE_2G | 2 | North | YES | -0.019937 | 795 | 461 | 795 | 0 | 1.017 | LIGCO | -1 | 0.27564 | 0 | 795 |  |  | 0 | 0 | -0.27564 | 0
3099 | MARTLAKE_3G | 3 | North | YES | -0.019937 | 804 | 500 | 804 | 0 | 1.017 | LIGCO | -1 | 0.27564 | 0 | 804 |  |  | 0 | 0 | -0.27564 | 0
2413 | MTCK6_G | 6 | North | YES | -0.020876 | 0 | 30 | 118 |  | 1.022 | GST | -1 | 0.27658 | 118 | 118 |  |  | -2.4634 | 118 | -0.27658 | -32.6359
2414 | MTCK7_G | 7 | North | YES | -0.020876 | 0 | 30 | 115 |  | 1.022 | GST | -1 | 0.27658 | 115 | 115 |  |  | -2.4007 | 115 | -0.27658 | -31.8061
2417 | MTCK8_G | 8 | North | YES | -0.020876 | 444.8 | 60 | 556 | 0 | 1.022 | GSC | -1 | 0.27658 | 556 | 556 |  |  | -11.6071 | 556 | -0.27658 | -153.7758
2418 | MTCK2_G | 2 | North | YES | -0.020892 | 0 | 10 | 23 |  | 0.971 | #N/A | -1 | 0.27659 | 23 | 23 |  |  | -0.48052 | 23 | -0.27659 | -6.3616
2419 | MTCK3_G | MB | North | YES | -0.020892 | 0 | 10 | 63 |  | 0.971 | #N/A | -1 | 0.27659 | 63 | 63 |  |  | -1.3162 | 63 | -0.27659 | -17.4252
12440 | PARKD_1SVC8 | 1 | North | YES | -0.021169 | 0 | 0 | 0 | 0 | 1.007 | GST | -1 | 0.27687 | 0 | 0 |  |  | 0 | 0 | -0.27687 | 0
12449 | PARKD_2SVC8 | 1 | North | YES | -0.021169 | 0 | 0 | 0 | 0 | 1.007 | GST | -1 | 0.27687 | 0 | 0 |  |  | 0 | 0 | -0.27687 | 0
12411 | FPLEFR1A_G | 1 | North | YES | -0.021233 | 161 | 72 | 161 | 0 | 1 | CC | -1 | 0.27693 | 161 | 161 |  |  | -3.4185 | 161 | -0.27693 | -44.5861
12412 | FPLEFR1B_G | 2 | North | YES | -0.021233 | 164 | 72 | 164 | 0 | 1 | CC | -1 | 0.27693 | 164 | 164 |  |  | -3.4822 | 164 | -0.27693 | -45.4169
12413 | FPLEFR1C_G | 3 | North | YES | -0.021233 | 164 | 72 | 164 | 0 | 1 | CC | -1 | 0.27693 | 164 | 164 |  |  | -3.4822 | 164 | -0.27693 | -45.4169
12414 | FPLEFR1S_G | 4 | North | YES | -0.021233 | 414 | 191 | 414 | 0 | 1 | CC | -1 | 0.27693 | 414 | 414 |  |  | -8.7905 | 414 | -0.27693 | -114.6499
12421 | FPLEFR2A_G | 1 | North | YES | -0.021233 | 162 | 72 | 162 | 0 | 1 | CC | -1 | 0.27693 | 162 | 162 |  |  | -3.4397 | 162 | -0.27693 | -44.863
12422 | FPLEFR2B_G | 2 | North | YES | -0.021233 | 161 | 72 | 161 | 0 | 1 | CC | -1 | 0.27693 | 161 | 161 |  |  | -3.4185 | 161 | -0.27693 | -44.5861
12423 | FPLEFR2C_G | 3 | North | YES | -0.021233 | 163 | 72 | 163 | 0 | 1 | CC | -1 | 0.27693 | 163 | 163 |  |  | -3.461 | 163 | -0.27693 | -45.1399
12424 | FPLEFR2S_G | 4 | North | YES | -0.021233 | 415 | 191 | 415 | 0 | 1 | CC | -1 | 0.27693 | 415 | 415 |  |  | -8.8117 | 415 | -0.27693 | -114.9269
2451 | LKHB1_G | 1 | North | YES | -0.021322 | 0 | 80 | 391 |  | 1.022 | GST | -1 | 0.27702 | 391 | 391 |  |  | -8.3369 | 391 | -0.27702 | -108.3153
2452 | LKHB2_G | 2 | North | YES | -0.021322 | 516 | 80 | 516 | 0 | 1.022 | GST | -1 | 0.27702 | 516 | 516 |  |  | -11.0022 | 516 | -0.27702 | -142.9429
837 | NEWMAN_G5 | 1 | North | YES | -0.021749 | 0 | 15 | 40 |  | 1.01 | GST | -1 | 0.27745 | 40 | 40 |  |  | -0.86996 | 40 | -0.27745 | -11.0979
948 | STEAM1 | 1 | North | YES | -0.021754 | 0 | 12 | 20 |  | 1.02 | GST | -1 | 0.27745 | 20 | 20 |  |  | -0.43508 | 20 | -0.27745 | -5.5491
949 | STEAM2 | 1 | North | YES | -0.021754 | 26 | 8 | 26 | 0 | 0.99 | GST | -1 | 0.27745 | 26 | 26 |  |  | -0.5656 | 26 | -0.27745 | -7.2138
950 | STEAM3 | 1 | North | YES | -0.021754 | 41 | 13 | 42 | 0 | 1.02 | GST | -1 | 0.27745 | 42 | 42 |  |  | -0.91367 | 42 | -0.27745 | -11.653
842 | OLINGER_G1 | 1 | North | YES | -0.021843 | 55.4 | 20 | 79 | 0 | 1.03 | GST | -1 | 0.27754 | 79 | 79 |  |  | -1.7256 | 79 | -0.27754 | -21.9258
843 | OLINGER_G2 | 1 | North | YES | -0.021843 | 76.2 | 25 | 110 | 0 | 1.03 | GST | -1 | 0.27754 | 110 | 110 |  |  | -2.4027 | 110 | -0.27754 | -30.5296
844 | OLINGER_G3 | 1 | North | YES | -0.021843 | 103.9 | 45 | 150 | 0 | 1.03 | GST | -1 | 0.27754 | 150 | 150 |  |  | -3.2765 | 150 | -0.27754 | -41.6313
845 | OLINGER_G4 | 1 | North | YES | -0.021843 | 51.9 | 0 | 76 | 0 | 1.03 | GGT | -1 | 0.27754 | 76 | 76 |  |  | -1.6601 | 76 | -0.27754 | -21.0932
1701 | MOSES_1G | 1 | North | YES | -0.022205 | 558 | 175 | 558 | 0 | 1.023 | LIGCO | -1 | 0.2779 | 0 | 558 |  |  | 0 | 0 | -0.2779 | 0
1702 | MOSES_2G | 2 | North | YES | -0.022205 | 579 | 175 | 579 | 0 | 1.023 | LIGCO | -1 | 0.2779 | 0 | 579 |  |  | 0 | 0 | -0.2779 | 0
1703 | MOSES_3G | 3 | North | YES | -0.022205 | 808 | 463 | 808 | 0 | 1.023 | LIGCO | -1 | 0.2779 | 0 | 808 |  |  | 0 | 0 | -0.2779 | 0
5925 | DCEAST | EQ | North | YES | -0.022205 | 400.3 | -600 | 600 | 0 | 1.025 | DCTie | -1 | 0.2779 | 0 | 0 |  |  | 0 | 0 | -0.2779 | 0
580 | JCKCNTY801 | 1 | North | YES | -0.022287 | 288 | 0 | 288 | 0 | 1.022 | CC | -1 | 0.27799 | 288 | 288 |  |  | -6.4187 | 288 | -0.27799 | -80.06
581 | JCKCNTY802 | 2 | North | YES | -0.022287 | 147 | 0 | 147 | 0 | 1.022 | CC | -1 | 0.27799 | 147 | 147 |  |  | -3.2762 | 147 | -0.27799 | -40.864
582 | JCKCNTY803 | 3 | North | YES | -0.022287 | 147 | 0 | 147 | 0 | 1.022 | CC | -1 | 0.27799 | 147 | 147 |  |  | -3.2762 | 147 | -0.27799 | -40.864
1675 | PEC_1G | 1 | North | YES | -0.022314 | 76.7 | 35 | 76.7 | 0 | 1.022 | Cogen | -1 | 0.27801 | 0 | 0 |  |  | 0 | 0 | -0.27801 | 0
1676 | PEC_2G | 2 | North | YES | -0.022314 | 79.6 | 35 | 79.6 | 0 | 1.022 | Cogen | -1 | 0.27801 | 0 | 0 |  |  | 0 | 0 | -0.27801 | 0
1677 | PEC_3G | 3 | North | YES | -0.022314 | 88.4 | 35 | 88.4 | 0 | 1.022 | Cogen | -1 | 0.27801 | 0 | 0 |  |  | 0 | 0 | -0.27801 | 0
1948 | HANDLEY_4G | 4 | North | YES | -0.022324 | 348 | 150 | 435 | 0 | 1.022 | GST | -1 | 0.27802 | 435 | 435 |  |  | -9.7109 | 435 | -0.27802 | -120.9401
1678 | LAMARPWR_1G | 1 | North | YES | -0.022358 | 160 | 67.7 | 160 | 0 | 1.038 | CC | -1 | 0.27806 | 160 | 160 |  |  | -3.5773 | 160 | -0.27806 | -44.4892
1679 | LAMARPWR_2G | 2 | North | YES | -0.022358 | 156 | 67.7 | 156 | 0 | 1.038 | CC | -1 | 0.27806 | 156 | 156 |  |  | -3.4878 | 156 | -0.27806 | -43.3769
1680 | LAMARPWR_3G | 3 | North | YES | -0.022358 | 196 | 129.1 | 196 | 0 | 1.038 | CC | -1 | 0.27806 | 196 | 196 |  |  | -4.3822 | 196 | -0.27806 | -54.4992
1681 | LAMARPWR_4G | 4 | North | YES | -0.022358 | 156 | 67.7 | 156 | 0 | 1.038 | CC | -1 | 0.27806 | 156 | 156 |  |  | -3.4878 | 156 | -0.27806 | -43.3769
1682 | LAMARPWR_5G | 5 | North | YES | -0.022358 | 157 | 67.7 | 157 | 0 | 1.038 | CC | -1 | 0.27806 | 157 | 157 |  |  | -3.5102 | 157 | -0.27806 | -43.655
1683 | LAMARPWR_6G | 6 | North | YES | -0.022358 | 198 | 129.1 | 198 | 0 | 1.038 | CC | -1 | 0.27806 | 198 | 198 |  |  | -4.4269 | 198 | -0.27806 | -55.0553
1947 | HANDLEY_3G | 3 | North | YES | -0.022395 | 316 | 100 | 395 | 0 | 1.022 | GST | -1 | 0.27809 | 395 | 395 |  |  | -8.846 | 395 | -0.27809 | -109.8472
1949 | HANDLEY_5G | 5 | North | YES | -0.022395 | 348 | 150 | 435 | 0 | 1.022 | GST | -1 | 0.27809 | 435 | 435 |  |  | -9.7418 | 435 | -0.27809 | -120.971
1689 | VALLEY_3G | 3 | North | YES | -0.022439 | 0 | 25 | 375 |  | 1.003 | GST | -1 | 0.27814 | 375 | 375 |  |  | -8.4146 | 375 | -0.27814 | -104.3018
11691 | KMICHICT1_G | 1 | North | YES | -0.022439 | 144 | 80 | 144 | 0 | 1.026 | CC | -1 | 0.27814 | 144 | 144 |  |  | -3.2312 | 144 | -0.27814 | -40.0519
11692 | KMICHICT2_G | 2 | North | YES | -0.022439 | 146 | 80 | 146 | 0 | 1.026 | CC | -1 | 0.27814 | 146 | 146 |  |  | -3.2761 | 146 | -0.27814 | -40.6082
11693 | KMICHIST3_G | 3 | North | YES | -0.022439 | 312 | 60 | 312 | 0 | 1.026 | CC | -1 | 0.27814 | 312 | 312 |  |  | -7.001 | 312 | -0.27814 | -86.7791
11694 | KMICHICT4_G | 4 | North | YES | -0.022439 | 144 | 80 | 144 | 0 | 1.026 | CC | -1 | 0.27814 | 144 | 144 |  |  | -3.2312 | 144 | -0.27814 | -40.0519
11695 | KMICHICT5_G | 5 | North | YES | -0.022439 | 148 | 80 | 148 | 0 | 1.026 | CC | -1 | 0.27814 | 148 | 148 |  |  | -3.321 | 148 | -0.27814 | -41.1645
11696 | KMICHIST6_G | 6 | North | YES | -0.022439 | 310 | 60 | 310 | 0 | 1.026 | CC | -1 | 0.27814 | 310 | 310 |  |  | -6.9561 | 310 | -0.27814 | -86.2228
1600 | BARTNWND_1G | 1 | North | YES | -0.022569 | 12 | 0 | 120 | 0 | 1.022 | Wind | -1 | 0.27827 | 0 | 120 |  |  | 0 | 0 | -0.27827 | 0
2381 | NTHLK1_G | 1 | North | YES | -0.022603 | 0 | 35 | 156 |  | 1.022 | GST | -1 | 0.2783 | 156 | 156 |  |  | -3.5261 | 156 | -0.2783 | -43.4151
2382 | NTHLK2_G | 2 | North | YES | -0.022603 | 0 | 35 | 181 |  | 1.022 | GST | -1 | 0.2783 | 181 | 181 |  |  | -4.0911 | 181 | -0.2783 | -50.3727
2383 | NTHLK3_G | 3 | North | YES | -0.022603 | 0 | 50 | 329 |  | 1.022 | GST | -1 | 0.2783 | 329 | 329 |  |  | -7.4364 | 329 | -0.2783 | -91.5614
1687 | VALLEY_1G | 1 | North | YES | -0.02265 | 136 | 15 | 170 | 0 | 1.029 | GST | -1 | 0.27835 | 170 | 170 |  |  | -3.8505 | 170 | -0.27835 | -47.3194
1688 | VALLEY_2G | 2 | North | YES | -0.02265 | 527 | 90 | 527 | 0 | 1.029 | GSC | -1 | 0.27835 | 527 | 527 |  |  | -11.9366 | 527 | -0.27835 | -146.69
1945 | HANDLEY_1G | MB | North | YES | -0.022793 | 0 | 25 | 36 |  | 0.986 | #N/A | -1 | 0.27849 | 36 | 36 |  |  | -0.82055 | 36 | -0.27849 | -10.0257
1946 | HANDLEY_2G | MB | North | YES | -0.022793 | 0 | 30 | 68 |  | 0.986 | #N/A | -1 | 0.27849 | 68 | 68 |  |  | -1.5499 | 68 | -0.27849 | -18.9375
6948 | DENISNDM | 1 | North | YES | -0.02281 | 40 | 5 | 40 | 0 | 1.015 | Hydro | -1 | 0.27851 | 0 | 0 |  |  | 0 | 0 | -0.27851 | 0
6948 | DENISNDM | 2 | North | YES | -0.02281 | 31 | 5 | 40 | 0 | 1.015 | Hydro | -1 | 0.27851 | 0 | 0 |  |  | 0 | 0 | -0.27851 | 0
2371 | COLLIN_1G | MB | North | YES | -0.023378 | 0 | 40 | 138 |  | 1.022 | GST | -1 | 0.27908 | 0 | 0 |  |  | 0 | 0 | -0.27908 | 0
1479 | WFCOGEN_1G | 1 | North | YES | -0.023543 | 16 | 12 | 20 | 0 | 1 | Cogen | -1 | 0.27924 | 0 | 0 |  |  | 0 | 0 | -0.27924 | 0
1479 | WFCOGEN_1G | 2 | North | YES | -0.023543 | 16 | 12 | 20 | 0 | 1 | Cogen | -1 | 0.27924 | 0 | 0 |  |  | 0 | 0 | -0.27924 | 0
1482 | WFCOGEN_2G | 1 | North | YES | -0.023543 | 16 | 12 | 20 | 0 | 1 | Cogen | -1 | 0.27924 | 0 | 0 |  |  | 0 | 0 | -0.27924 | 0
1482 | WFCOGEN_2G | 2 | North | YES | -0.023543 | 13.6 | 12 | 17 | 0 | 1 | Cogen | -1 | 0.27924 | 0 | 0 |  |  | 0 | 0 | -0.27924 | 0
728 | WOLFRIDGE801 | 1 | North | YES | -0.023951 | 11.2 | 0 | 112.5 | 0 | 0.99 | Wind | -1 | 0.27965 | 0 | 112.5 |  |  | 0 | 0 | -0.27965 | 0
1861 | EAGLEMNT_1G | MB | North | YES | -0.026044 | 0 | 30 | 112 |  | 1.022 | GST | -1 | 0.28174 | 0 | 0 |  |  | 0 | 0 | -0.28174 | 0
1862 | EAGLEMNT_2G | MB | North | YES | -0.026044 | 0 | 40 | 100 |  | 1.022 | GST | -1 | 0.28174 | 0 | 0 |  |  | 0 | 0 | -0.28174 | 0
1863 | EAGLEMNT_3G | MB | North | YES | -0.026044 | 0 | 50 | 378 |  | 1.022 | GST | -1 | 0.28174 | 0 | 0 |  |  | 0 | 0 | -0.28174 | 0
1433 | GRHAMSES_1G | 1 | North | YES | -0.02652 | 242 | 60 | 242 |  | 1.038 | GST | -1 | 0.28222 | 242 | 242 |  |  | -6.4178 | 242 | -0.28222 | -68.297
923 | SPENCER_G4 | 1 | North | YES | -0.027664 | 48 | 20 | 61 | 0 | 1.03 | GST | -1 | 0.28336 | 61 | 61 |  |  | -1.6875 | 61 | -0.28336 | -17.2852
924 | SPENCER_G5 | 1 | North | YES | -0.027664 | 52 | 20 | 66 | 0 | 1.03 | GST | -1 | 0.28336 | 66 | 66 |  |  | -1.8258 | 66 | -0.28336 | -18.702
1453 | WCPWRCO_1G | 1 | North | YES | -0.040735 | 204 | 50 | 204 |  | 1.02 | CC | -1 | 0.29643 | 204 | 204 |  |  | -8.3099 | 204 | -0.29643 | -60.4726
1454 | WCPWRCO_2G | 2 | North | YES | -0.040735 | 204 | 50 | 204 |  | 1.02 | CC | -1 | 0.29643 | 204 | 204 |  |  | -8.3099 | 204 | -0.29643 | -60.4726
1455 | WCPWRCO_3G | 3 | North | YES | -0.040735 | 242 | 50 | 242 |  | 1.02 | CC | -1 | 0.29643 | 242 | 242 |  |  | -9.8579 | 242 | -0.29643 | -71.7371
1432 | GRHAMSES_2G | 2 | North | YES | -0.074803 | 294.9 | 90 | 366 |  | 1.014 | GST | -1 | 0.3305 | 366 | 366 |  |  | -27.3779 | 366 | -0.3305 | -120.9638
Note on AL4: Zonal Cap - Zonal Impact

## Distributed Slack - Inc
Number of Bus | Name of Bus | ID | Area Name of Gen | AGC | P Sensitivity of Bus | Gen MW | Min MW | Max MW | V Sensitivity of Bus | Set Volt | Tech Type | Zone Impact | Zone Correlation | Inc Max | Dec Max | Souce S.F. Weighting | Souce Capacity | Sink S.F. Weighting | Sink Capacity | PTDF Calc | PTDF Weighting | Cumulative Concentrated Capacity | Cumulative Concentrated Impact
1432 | GRHAMSES_2G | 2 | North | YES | -0.074803 | 294.9 | 90 | 366 |  | 1.014 | GST | -1 | 0.3305 | 366 | 366 |  |  | -27.3779 | 366 | -0.3305 | -120.9638 | 366 | 120.9638
1453 | WCPWRCO_1G | 1 | North | YES | -0.040735 | 204 | 50 | 204 |  | 1.02 | CC | -1 | 0.29643 | 204 | 204 |  |  | -8.3099 | 204 | -0.29643 | -60.4726 | 570 | 181.4364
1454 | WCPWRCO_2G | 2 | North | YES | -0.040735 | 204 | 50 | 204 |  | 1.02 | CC | -1 | 0.29643 | 204 | 204 |  |  | -8.3099 | 204 | -0.29643 | -60.4726 | 774 | 241.9089
1455 | WCPWRCO_3G | 3 | North | YES | -0.040735 | 242 | 50 | 242 |  | 1.02 | CC | -1 | 0.29643 | 242 | 242 |  |  | -9.8579 | 242 | -0.29643 | -71.7371 | 1016 | 313.646 | Weighted Shift Factors
923 | SPENCER_G4 | 1 | North | YES | -0.027664 | 48 | 20 | 61 | 0 | 1.03 | GST | -1 | 0.28336 | 61 | 61 |  |  | -1.6875 | 61 | -0.28336 | -17.2852 | 1077 | 330.9312 | West | 0.2557
924 | SPENCER_G5 | 1 | North | YES | -0.027664 | 52 | 20 | 66 | 0 | 1.03 | GST | -1 | 0.28336 | 66 | 66 |  |  | -1.8258 | 66 | -0.28336 | -18.702 | 1143 | 349.6331 | North | -0.020422
1433 | GRHAMSES_1G | 1 | North | YES | -0.02652 | 242 | 60 | 242 |  | 1.038 | GST | -1 | 0.28222 | 242 | 242 |  |  | -6.4178 | 242 | -0.28222 | -68.297 | 1385 | 417.9302 |  | 0.27612
1861 | EAGLEMNT_1G | MB | North | YES | -0.026044 | 0 | 30 | 112 |  | 1.022 | GST | -1 | 0.28174 | 0 | 0 |  |  | 0 | 0 | -0.28174 | 0 | 1385 | 417.9302
1862 | EAGLEMNT_2G | MB | North | YES | -0.026044 | 0 | 40 | 100 |  | 1.022 | GST | -1 | 0.28174 | 0 | 0 |  |  | 0 | 0 | -0.28174 | 0 | 1385 | 417.9302 | Line Cap | 1072
1863 | EAGLEMNT_3G | MB | North | YES | -0.026044 | 0 | 50 | 378 |  | 1.022 | GST | -1 | 0.28174 | 0 | 0 |  |  | 0 | 0 | -0.28174 | 0 | 1385 | 417.9302 | Conc Gen | 2186
728 | WOLFRIDGE801 | 1 | North | YES | -0.023951 | 11.2 | 0 | 112.5 | 0 | 0.99 | Wind | -1 | 0.27965 | 0 | 112.5 |  |  | 0 | 0 | -0.27965 | 0 | 1385 | 417.9302 | Weighted Imp. | 640.9028
1479 | WFCOGEN_1G | 1 | North | YES | -0.023543 | 16 | 12 | 20 | 0 | 1 | Cogen | -1 | 0.27924 | 0 | 0 |  |  | 0 | 0 | -0.27924 | 0 | 1385 | 417.9302 | PTDF | 0.29319
1479 | WFCOGEN_1G | 2 | North | YES | -0.023543 | 16 | 12 | 20 | 0 | 1 | Cogen | -1 | 0.27924 | 0 | 0 |  |  | 0 | 0 | -0.27924 | 0 | 1385 | 417.9302
1482 | WFCOGEN_2G | 1 | North | YES | -0.023543 | 16 | 12 | 20 | 0 | 1 | Cogen | -1 | 0.27924 | 0 | 0 |  |  | 0 | 0 | -0.27924 | 0 | 1385 | 417.9302 | Concentration | 1.0618
1482 | WFCOGEN_2G | 2 | North | YES | -0.023543 | 13.6 | 12 | 17 | 0 | 1 | Cogen | -1 | 0.27924 | 0 | 0 |  |  | 0 | 0 | -0.27924 | 0 | 1385 | 417.9302
2371 | COLLIN_1G | MB | North | YES | -0.023378 | 0 | 40 | 138 |  | 1.022 | GST | -1 | 0.27908 | 0 | 0 |  |  | 0 | 0 | -0.27908 | 0 | 1385 | 417.9302 |  | Pass
6948 | DENISNDM | 1 | North | YES | -0.02281 | 40 | 5 | 40 | 0 | 1.015 | Hydro | -1 | 0.27851 | 0 | 0 |  |  | 0 | 0 | -0.27851 | 0 | 1385 | 417.9302
6948 | DENISNDM | 2 | North | YES | -0.02281 | 31 | 5 | 40 | 0 | 1.015 | Hydro | -1 | 0.27851 | 0 | 0 |  |  | 0 | 0 | -0.27851 | 0 | 1385 | 417.9302
1945 | HANDLEY_1G | MB | North | YES | -0.022793 | 0 | 25 | 36 |  | 0.986 | #N/A | -1 | 0.27849 | 36 | 36 |  |  | -0.82055 | 36 | -0.27849 | -10.0257 | 1421 | 427.9559
1946 | HANDLEY_2G | MB | North | YES | -0.022793 | 0 | 30 | 68 |  | 0.986 | #N/A | -1 | 0.27849 | 68 | 68 |  |  | -1.5499 | 68 | -0.27849 | -18.9375 | 1489 | 446.8934
1687 | VALLEY_1G | 1 | North | YES | -0.02265 | 136 | 15 | 170 | 0 | 1.029 | GST | -1 | 0.27835 | 170 | 170 |  |  | -3.8505 | 170 | -0.27835 | -47.3194 | 1659 | 494.2127
1688 | VALLEY_2G | 2 | North | YES | -0.02265 | 527 | 90 | 527 | 0 | 1.029 | GSC | -1 | 0.27835 | 527 | 527 |  |  | -11.9366 | 527 | -0.27835 | -146.69 | 2186 | 640.9028
2381 | NTHLK1_G | 1 | North | YES | -0.022603 | 0 | 35 | 156 |  | 1.022 | GST | -1 | 0.2783 | 156 | 156 |  |  | -3.5261 | 156 | -0.2783 | -43.4151
2382 | NTHLK2_G | 2 | North | YES | -0.022603 | 0 | 35 | 181 |  | 1.022 | GST | -1 | 0.2783 | 181 | 181 |  |  | -4.0911 | 181 | -0.2783 | -50.3727
2383 | NTHLK3_G | 3 | North | YES | -0.022603 | 0 | 50 | 329 |  | 1.022 | GST | -1 | 0.2783 | 329 | 329 |  |  | -7.4364 | 329 | -0.2783 | -91.5614
1600 | BARTNWND_1G | 1 | North | YES | -0.022569 | 12 | 0 | 120 | 0 | 1.022 | Wind | -1 | 0.27827 | 0 | 120 |  |  | 0 | 0 | -0.27827 | 0
1689 | VALLEY_3G | 3 | North | YES | -0.022439 | 0 | 25 | 375 |  | 1.003 | GST | -1 | 0.27814 | 375 | 375 |  |  | -8.4146 | 375 | -0.27814 | -104.3018
11691 | KMICHICT1_G | 1 | North | YES | -0.022439 | 144 | 80 | 144 | 0 | 1.026 | CC | -1 | 0.27814 | 144 | 144 |  |  | -3.2312 | 144 | -0.27814 | -40.0519
11692 | KMICHICT2_G | 2 | North | YES | -0.022439 | 146 | 80 | 146 | 0 | 1.026 | CC | -1 | 0.27814 | 146 | 146 |  |  | -3.2761 | 146 | -0.27814 | -40.6082
11693 | KMICHIST3_G | 3 | North | YES | -0.022439 | 312 | 60 | 312 | 0 | 1.026 | CC | -1 | 0.27814 | 312 | 312 |  |  | -7.001 | 312 | -0.27814 | -86.7791
11694 | KMICHICT4_G | 4 | North | YES | -0.022439 | 144 | 80 | 144 | 0 | 1.026 | CC | -1 | 0.27814 | 144 | 144 |  |  | -3.2312 | 144 | -0.27814 | -40.0519
11695 | KMICHICT5_G | 5 | North | YES | -0.022439 | 148 | 80 | 148 | 0 | 1.026 | CC | -1 | 0.27814 | 148 | 148 |  |  | -3.321 | 148 | -0.27814 | -41.1645
11696 | KMICHIST6_G | 6 | North | YES | -0.022439 | 310 | 60 | 310 | 0 | 1.026 | CC | -1 | 0.27814 | 310 | 310 |  |  | -6.9561 | 310 | -0.27814 | -86.2228
1947 | HANDLEY_3G | 3 | North | YES | -0.022395 | 316 | 100 | 395 | 0 | 1.022 | GST | -1 | 0.27809 | 395 | 395 |  |  | -8.846 | 395 | -0.27809 | -109.8472
1949 | HANDLEY_5G | 5 | North | YES | -0.022395 | 348 | 150 | 435 | 0 | 1.022 | GST | -1 | 0.27809 | 435 | 435 |  |  | -9.7418 | 435 | -0.27809 | -120.971
1678 | LAMARPWR_1G | 1 | North | YES | -0.022358 | 160 | 67.7 | 160 | 0 | 1.038 | CC | -1 | 0.27806 | 160 | 160 |  |  | -3.5773 | 160 | -0.27806 | -44.4892
1679 | LAMARPWR_2G | 2 | North | YES | -0.022358 | 156 | 67.7 | 156 | 0 | 1.038 | CC | -1 | 0.27806 | 156 | 156 |  |  | -3.4878 | 156 | -0.27806 | -43.3769
1680 | LAMARPWR_3G | 3 | North | YES | -0.022358 | 196 | 129.1 | 196 | 0 | 1.038 | CC | -1 | 0.27806 | 196 | 196 |  |  | -4.3822 | 196 | -0.27806 | -54.4992
1681 | LAMARPWR_4G | 4 | North | YES | -0.022358 | 156 | 67.7 | 156 | 0 | 1.038 | CC | -1 | 0.27806 | 156 | 156 |  |  | -3.4878 | 156 | -0.27806 | -43.3769
1682 | LAMARPWR_5G | 5 | North | YES | -0.022358 | 157 | 67.7 | 157 | 0 | 1.038 | CC | -1 | 0.27806 | 157 | 157 |  |  | -3.5102 | 157 | -0.27806 | -43.655
1683 | LAMARPWR_6G | 6 | North | YES | -0.022358 | 198 | 129.1 | 198 | 0 | 1.038 | CC | -1 | 0.27806 | 198 | 198 |  |  | -4.4269 | 198 | -0.27806 | -55.0553
1948 | HANDLEY_4G | 4 | North | YES | -0.022324 | 348 | 150 | 435 | 0 | 1.022 | GST | -1 | 0.27802 | 435 | 435 |  |  | -9.7109 | 435 | -0.27802 | -120.9401
1675 | PEC_1G | 1 | North | YES | -0.022314 | 76.7 | 35 | 76.7 | 0 | 1.022 | Cogen | -1 | 0.27801 | 0 | 0 |  |  | 0 | 0 | -0.27801 | 0
1676 | PEC_2G | 2 | North | YES | -0.022314 | 79.6 | 35 | 79.6 | 0 | 1.022 | Cogen | -1 | 0.27801 | 0 | 0 |  |  | 0 | 0 | -0.27801 | 0
1677 | PEC_3G | 3 | North | YES | -0.022314 | 88.4 | 35 | 88.4 | 0 | 1.022 | Cogen | -1 | 0.27801 | 0 | 0 |  |  | 0 | 0 | -0.27801 | 0
580 | JCKCNTY801 | 1 | North | YES | -0.022287 | 288 | 0 | 288 | 0 | 1.022 | CC | -1 | 0.27799 | 288 | 288 |  |  | -6.4187 | 288 | -0.27799 | -80.06
581 | JCKCNTY802 | 2 | North | YES | -0.022287 | 147 | 0 | 147 | 0 | 1.022 | CC | -1 | 0.27799 | 147 | 147 |  |  | -3.2762 | 147 | -0.27799 | -40.864
582 | JCKCNTY803 | 3 | North | YES | -0.022287 | 147 | 0 | 147 | 0 | 1.022 | CC | -1 | 0.27799 | 147 | 147 |  |  | -3.2762 | 147 | -0.27799 | -40.864
1701 | MOSES_1G | 1 | North | YES | -0.022205 | 558 | 175 | 558 | 0 | 1.023 | LIGCO | -1 | 0.2779 | 0 | 558 |  |  | 0 | 0 | -0.2779 | 0
1702 | MOSES_2G | 2 | North | YES | -0.022205 | 579 | 175 | 579 | 0 | 1.023 | LIGCO | -1 | 0.2779 | 0 | 579 |  |  | 0 | 0 | -0.2779 | 0
1703 | MOSES_3G | 3 | North | YES | -0.022205 | 808 | 463 | 808 | 0 | 1.023 | LIGCO | -1 | 0.2779 | 0 | 808 |  |  | 0 | 0 | -0.2779 | 0
5925 | DCEAST | EQ | North | YES | -0.022205 | 400.3 | -600 | 600 | 0 | 1.025 | DCTie | -1 | 0.2779 | 0 | 0 |  |  | 0 | 0 | -0.2779 | 0
842 | OLINGER_G1 | 1 | North | YES | -0.021843 | 55.4 | 20 | 79 | 0 | 1.03 | GST | -1 | 0.27754 | 79 | 79 |  |  | -1.7256 | 79 | -0.27754 | -21.9258
843 | OLINGER_G2 | 1 | North | YES | -0.021843 | 76.2 | 25 | 110 | 0 | 1.03 | GST | -1 | 0.27754 | 110 | 110 |  |  | -2.4027 | 110 | -0.27754 | -30.5296
844 | OLINGER_G3 | 1 | North | YES | -0.021843 | 103.9 | 45 | 150 | 0 | 1.03 | GST | -1 | 0.27754 | 150 | 150 |  |  | -3.2765 | 150 | -0.27754 | -41.6313
845 | OLINGER_G4 | 1 | North | YES | -0.021843 | 51.9 | 0 | 76 | 0 | 1.03 | GGT | -1 | 0.27754 | 76 | 76 |  |  | -1.6601 | 76 | -0.27754 | -21.0932
948 | STEAM1 | 1 | North | YES | -0.021754 | 0 | 12 | 20 |  | 1.02 | GST | -1 | 0.27745 | 20 | 20 |  |  | -0.43508 | 20 | -0.27745 | -5.5491
949 | STEAM2 | 1 | North | YES | -0.021754 | 26 | 8 | 26 | 0 | 0.99 | GST | -1 | 0.27745 | 26 | 26 |  |  | -0.5656 | 26 | -0.27745 | -7.2138
950 | STEAM3 | 1 | North | YES | -0.021754 | 41 | 13 | 42 | 0 | 1.02 | GST | -1 | 0.27745 | 42 | 42 |  |  | -0.91367 | 42 | -0.27745 | -11.653
837 | NEWMAN_G5 | 1 | North | YES | -0.021749 | 0 | 15 | 40 |  | 1.01 | GST | -1 | 0.27745 | 40 | 40 |  |  | -0.86996 | 40 | -0.27745 | -11.0979
2451 | LKHB1_G | 1 | North | YES | -0.021322 | 0 | 80 | 391 |  | 1.022 | GST | -1 | 0.27702 | 391 | 391 |  |  | -8.3369 | 391 | -0.27702 | -108.3153
2452 | LKHB2_G | 2 | North | YES | -0.021322 | 516 | 80 | 516 | 0 | 1.022 | GST | -1 | 0.27702 | 516 | 516 |  |  | -11.0022 | 516 | -0.27702 | -142.9429
12411 | FPLEFR1A_G | 1 | North | YES | -0.021233 | 161 | 72 | 161 | 0 | 1 | CC | -1 | 0.27693 | 161 | 161 |  |  | -3.4185 | 161 | -0.27693 | -44.5861
12412 | FPLEFR1B_G | 2 | North | YES | -0.021233 | 164 | 72 | 164 | 0 | 1 | CC | -1 | 0.27693 | 164 | 164 |  |  | -3.4822 | 164 | -0.27693 | -45.4169
12413 | FPLEFR1C_G | 3 | North | YES | -0.021233 | 164 | 72 | 164 | 0 | 1 | CC | -1 | 0.27693 | 164 | 164 |  |  | -3.4822 | 164 | -0.27693 | -45.4169
12414 | FPLEFR1S_G | 4 | North | YES | -0.021233 | 414 | 191 | 414 | 0 | 1 | CC | -1 | 0.27693 | 414 | 414 |  |  | -8.7905 | 414 | -0.27693 | -114.6499
12421 | FPLEFR2A_G | 1 | North | YES | -0.021233 | 162 | 72 | 162 | 0 | 1 | CC | -1 | 0.27693 | 162 | 162 |  |  | -3.4397 | 162 | -0.27693 | -44.863
12422 | FPLEFR2B_G | 2 | North | YES | -0.021233 | 161 | 72 | 161 | 0 | 1 | CC | -1 | 0.27693 | 161 | 161 |  |  | -3.4185 | 161 | -0.27693 | -44.5861
12423 | FPLEFR2C_G | 3 | North | YES | -0.021233 | 163 | 72 | 163 | 0 | 1 | CC | -1 | 0.27693 | 163 | 163 |  |  | -3.461 | 163 | -0.27693 | -45.1399
12424 | FPLEFR2S_G | 4 | North | YES | -0.021233 | 415 | 191 | 415 | 0 | 1 | CC | -1 | 0.27693 | 415 | 415 |  |  | -8.8117 | 415 | -0.27693 | -114.9269
12440 | PARKD_1SVC8 | 1 | North | YES | -0.021169 | 0 | 0 | 0 | 0 | 1.007 | GST | -1 | 0.27687 | 0 | 0 |  |  | 0 | 0 | -0.27687 | 0
12449 | PARKD_2SVC8 | 1 | North | YES | -0.021169 | 0 | 0 | 0 | 0 | 1.007 | GST | -1 | 0.27687 | 0 | 0 |  |  | 0 | 0 | -0.27687 | 0
2418 | MTCK2_G | 2 | North | YES | -0.020892 | 0 | 10 | 23 |  | 0.971 | #N/A | -1 | 0.27659 | 23 | 23 |  |  | -0.48052 | 23 | -0.27659 | -6.3616
2419 | MTCK3_G | MB | North | YES | -0.020892 | 0 | 10 | 63 |  | 0.971 | #N/A | -1 | 0.27659 | 63 | 63 |  |  | -1.3162 | 63 | -0.27659 | -17.4252
2413 | MTCK6_G | 6 | North | YES | -0.020876 | 0 | 30 | 118 |  | 1.022 | GST | -1 | 0.27658 | 118 | 118 |  |  | -2.4634 | 118 | -0.27658 | -32.6359
2414 | MTCK7_G | 7 | North | YES | -0.020876 | 0 | 30 | 115 |  | 1.022 | GST | -1 | 0.27658 | 115 | 115 |  |  | -2.4007 | 115 | -0.27658 | -31.8061
2417 | MTCK8_G | 8 | North | YES | -0.020876 | 444.8 | 60 | 556 | 0 | 1.022 | GSC | -1 | 0.27658 | 556 | 556 |  |  | -11.6071 | 556 | -0.27658 | -153.7758
3097 | MARTLAKE_1G | 1 | North | YES | -0.019937 | 790 | 500 | 790 | 0 | 1.017 | LIGCO | -1 | 0.27564 | 0 | 790 |  |  | 0 | 0 | -0.27564 | 0
3098 | MARTLAKE_2G | 2 | North | YES | -0.019937 | 795 | 461 | 795 | 0 | 1.017 | LIGCO | -1 | 0.27564 | 0 | 795 |  |  | 0 | 0 | -0.27564 | 0
3099 | MARTLAKE_3G | 3 | North | YES | -0.019937 | 804 | 500 | 804 | 0 | 1.017 | LIGCO | -1 | 0.27564 | 0 | 804 |  |  | 0 | 0 | -0.27564 | 0
13116 | TGATEWAY_1G | 1 | North | YES | -0.019763 | 151 | 30 | 151 | 0 | 1.0232 | CC | -1 | 0.27546 | 151 | 151 |  |  | -2.9842 | 151 | -0.27546 | -41.5948
13117 | TGATEWAY_2G | 2 | North | YES | -0.019763 | 130 | 30 | 130 | 0 | 1.0232 | CC | -1 | 0.27546 | 130 | 130 |  |  | -2.5692 | 130 | -0.27546 | -35.8101
13118 | TGATEWAY_3G | 3 | North | YES | -0.019763 | 148 | 30 | 148 | 0 | 1.0232 | CC | -1 | 0.27546 | 148 | 148 |  |  | -2.9249 | 148 | -0.27546 | -40.7684
13119 | TGATEWAY_4G | 4 | North | YES | -0.019763 | 399 | 65 | 399 | 0 | 1.0232 | CC | -1 | 0.27546 | 399 | 399 |  |  | -7.8854 | 399 | -0.27546 | -109.9094
503 | NTHTEXAS01 | 1 | North | YES | -0.01973 | 0 | 5 | 18 |  | 1.015 | GST | -1 | 0.27543 | 18 | 18 |  |  | -0.35514 | 18 | -0.27543 | -4.9577
504 | NTHTEXAS02 | 2 | North | YES | -0.01973 | 14.4 | 5 | 18 |  | 1.015 | GST | -1 | 0.27543 | 18 | 18 |  |  | -0.35514 | 18 | -0.27543 | -4.9577
505 | NTHTEXAS03 | 3 | North | YES | -0.01973 | 30.4 | 15 | 38 |  | 1.015 | GST | -1 | 0.27543 | 38 | 38 |  |  | -0.74974 | 38 | -0.27543 | -10.4663
3348 | CHAMPION_1G | MB | North | YES | -0.019609 | 0 | 42 | 42 |  | 1 | Cogen | -1 | 0.27531 | 0 | 0 |  |  | 0 | 0 | -0.27531 | 0
3113 | LUFKINWB_1G | 1 | North | YES | -0.019593 | 0 | 0 | 50 |  | 1.01 | #N/A | -1 | 0.27529 | 50 | 50 |  |  | -0.97965 | 50 | -0.27529 | -13.7646
3107 | STRYKER_1G | 1 | North | YES | -0.019553 | 145.6 | 45 | 182 | 0 | 1.029 | GST | -1 | 0.27525 | 182 | 182 |  |  | -3.5586 | 182 | -0.27525 | -50.0959
3108 | STRYKER_2G | 2 | North | YES | -0.019553 | 484 | 75 | 484 | 0 | 1.029 | GST | -1 | 0.27525 | 484 | 484 |  |  | -9.4637 | 484 | -0.27525 | -133.2221
1941 | MDLTHELP_1G | 1 | North | YES | -0.019452 | 216.4 | 74 | 216.4 | 0 | 1 | CC | -1 | 0.27515 | 216.4 | 216.4 |  |  | -4.2094 | 216.4 | -0.27515 | -59.5427
1942 | MDLTHELP_2G | 2 | North | YES | -0.019452 | 216.1 | 74 | 216.1 | 0 | 1 | CC | -1 | 0.27515 | 216.1 | 216.1 |  |  | -4.2036 | 216.1 | -0.27515 | -59.4602
12322 | ENNSTRAC_1G | 1 | North | YES | -0.019065 | 196 | 130 | 196 | 0 | 1.036 | CC | -1 | 0.27476 | 196 | 196 |  |  | -3.7367 | 196 | -0.27476 | -53.8538
12323 | ENNSTRAC_2G | 2 | North | YES | -0.019065 | 116 | 100 | 116 | 0 | 1.036 | CC | -1 | 0.27476 | 116 | 116 |  |  | -2.2115 | 116 | -0.27476 | -31.8726
3126 | TRINIDAD_6G | 1 | North | YES | -0.018788 | 179.2 | 46 | 224 | 0 | 1 | GST | -1 | 0.27449 | 224 | 224 |  |  | -4.2085 | 224 | -0.27449 | -61.4851
1937 | MDLTHELP_5G | 5 | North | YES | -0.018709 | 224 | 74 | 224 | 0 | 1 | CC | -1 | 0.27441 | 224 | 224 |  |  | -4.1908 | 224 | -0.27441 | -61.4674
1938 | MDLTHELP_6G | 6 | North | YES | -0.018709 | 226 | 74 | 226 | 0 | 1 | CC | -1 | 0.27441 | 226 | 226 |  |  | -4.2282 | 226 | -0.27441 | -62.0163
1943 | MDLTHELP_3G | 3 | North | YES | -0.018709 | 212 | 74 | 212 | 0 | 1 | CC | -1 | 0.27441 | 212 | 212 |  |  | -3.9663 | 212 | -0.27441 | -58.1745
1944 | MDLTHELP_4G | 4 | North | YES | -0.018709 | 211 | 74 | 211 | 0 | 1 | CC | -1 | 0.27441 | 211 | 211 |  |  | -3.9476 | 211 | -0.27441 | -57.9001
13134 | CALFREST_4G | 4 | North | YES | -0.018155 | 151.5 | 40 | 151.5 | 0 | 1.031 | CC | -1 | 0.27385 | 151.5 | 151.5 |  |  | -2.7505 | 151.5 | -0.27385 | -41.4889
13135 | CALFREST_5G | 5 | North | YES | -0.018155 | 152.3 | 57 | 152.3 | 0 | 1.031 | CC | -1 | 0.27385 | 152.3 | 152.3 |  |  | -2.765 | 152.3 | -0.27385 | -41.708
13136 | CALFREST_6G | 6 | North | YES | -0.018155 | 177.5 | 40 | 177.5 | 0 | 1.031 | CC | -1 | 0.27385 | 177.5 | 177.5 |  |  | -3.2225 | 177.5 | -0.27385 | -48.6091
1889 | DECRDOVA_1G | 1 | North | YES | -0.018121 | 779 | 255 | 779 | 0 | 1.02 | GSC | -1 | 0.27382 | 779 | 779 |  |  | -14.1163 | 779 | -0.27382 | -213.3059
13131 | CALFREST_1G | 1 | North | YES | -0.018091 | 150.7 | 40 | 150.7 | 0 | 1.031 | CC | -1 | 0.27379 | 150.7 | 150.7 |  |  | -2.7263 | 150.7 | -0.27379 | -41.2602
13132 | CALFREST_2G | 2 | North | YES | -0.018091 | 151 | 57 | 151 | 0 | 1.031 | CC | -1 | 0.27379 | 151 | 151 |  |  | -2.7317 | 151 | -0.27379 | -41.3423
13133 | CALFREST_3G | 3 | North | YES | -0.018091 | 177.4 | 40 | 177.4 | 0 | 1.031 | CC | -1 | 0.27379 | 177.4 | 177.4 |  |  | -3.2093 | 177.4 | -0.27379 | -48.5704
3381 | BBRN_1G | 1 | North | YES | -0.017812 | 618 | 225 | 618 | 0 | 1.03 | LIGCO | -1 | 0.27351 | 0 | 618 |  |  | 0 | 0 | -0.27351 | 0
3382 | BBRN_2G | 2 | North | YES | -0.017812 | 589 | 225 | 589 | 0 | 1.03 | LIGCO | -1 | 0.27351 | 0 | 589 |  |  | 0 | 0 | -0.27351 | 0
48721 | LEG_1___1 | 1 | North | YES | -0.016119 | 827 | 357 | 827 | 0 | 1.0348 | LIGCO | -1 | 0.27182 | 0 | 827 |  |  | 0 | 0 | -0.27182 | 0
48722 | LEG_2___2 | 2 | North | YES | -0.016119 | 819 | 357 | 819 | 0 | 1.0348 | LIGCO | -1 | 0.27182 | 0 | 819 |  |  | 0 | 0 | -0.27182 | 0
39960 | TNTNPONE_18 | 1 | North | YES | -0.015378 | 152.3 | 30 | 152.3 |  | 1.04 | LIGCO | -1 | 0.27108 | 0 | 152.3 |  |  | 0 | 0 | -0.27108 | 0
39970 | TNTNPONE_28 | 1 | North | YES | -0.015378 | 153 | 30 | 153 |  | 1.04 | LIGCO | -1 | 0.27108 | 0 | 153 |  |  | 0 | 0 | -0.27108 | 0
1892 | DECRDOVA_2G | A | North | YES | -0.01523 | 65 | 65 | 70 | 0 | 1.025 | GGT | -1 | 0.27093 | 70 | 70 |  |  | -1.0661 | 70 | -0.27093 | -18.965
1893 | DECRDOVA_3G | B | North | YES | -0.01523 | 65 | 65 | 69 | 0 | 1.025 | GGT | -1 | 0.27093 | 69 | 69 |  |  | -1.0509 | 69 | -0.27093 | -18.6941
1894 | DECRDOVA_4G | C | North | YES | -0.01523 | 65 | 65 | 69 | 0 | 1.025 | GGT | -1 | 0.27093 | 69 | 69 |  |  | -1.0509 | 69 | -0.27093 | -18.6941
1895 | DECRDOVA_5G | D | North | YES | -0.01523 | 65 | 65 | 68 | 0 | 1.025 | GGT | -1 | 0.27093 | 68 | 68 |  |  | -1.0356 | 68 | -0.27093 | -18.4232
344 | MRSSHPRD | 1 | North | YES | -0.015066 | 12 | 0 | 12 |  | 1.03 | Hydro | -1 | 0.27077 | 0 | 0 |  |  | 0 | 0 | -0.27077 | 0
345 | MRSSHPRD01 | 2 | North | YES | -0.015066 | 12 | 0 | 12 |  | 1.03 | Hydro | -1 | 0.27077 | 0 | 0 |  |  | 0 | 0 | -0.27077 | 0
366 | JNSNCNTY802 | 1 | North | YES | -0.015062 | 168 | 20 | 168 | 0 | 1.02 | Cogen | -1 | 0.27076 | 0 | 0 |  |  | 0 | 0 | -0.27076 | 0
367 | JNSNCNTY802 | 2 | North | YES | -0.015062 | 90 | 20 | 90 | 0 | 1.02 | Cogen | -1 | 0.27076 | 0 | 0 |  |  | 0 | 0 | -0.27076 | 0
1877 | WLFHOLW_1G | 1 | North | YES | -0.013923 | 217.3 | 89.2 | 217.3 | 0 | 1.032 | CC | -1 | 0.26962 | 217.3 | 217.3 |  |  | -3.0255 | 217.3 | -0.26962 | -58.5889
1878 | WLFHOLW_2G | 2 | North | YES | -0.013923 | 215.7 | 105 | 215.7 | 0 | 1.032 | CC | -1 | 0.26962 | 215.7 | 215.7 |  |  | -3.0032 | 215.7 | -0.26962 | -58.1575
1879 | WLFHOLW_3G | 3 | North | YES | -0.013923 | 272.4 | 89.2 | 272.4 | 0 | 1.032 | CC | -1 | 0.26962 | 272.4 | 272.4 |  |  | -3.7926 | 272.4 | -0.26962 | -73.4451
990 | GIBN_CREK_G1 | 1 | North | YES | -0.013578 | 463 | 200 | 463 | 0 | 1.0275 | LIGCO | -1 | 0.26928 | 0 | 463 |  |  | 0 | 0 | -0.26928 | 0
32798 | BRYN_TAMUGEN | 1 | North | YES | -0.013448 | 32 | 0 | 32 |  | 1.02 | GST | -1 | 0.26915 | 32 | 32 |  |  | -0.43034 | 32 | -0.26915 | -8.6127
32886 | BRYN_ATKINS3 | MB | North | YES | -0.013412 | 0 | 5 | 12 |  | 1 | GST | -1 | 0.26911 | 0 | 0 |  |  | 0 | 0 | -0.26911 | 0
32887 | BRYN_ATKINS6 | MB | North | YES | -0.013412 | 0 | 12 | 51 |  | 1.028 | GST | -1 | 0.26911 | 0 | 0 |  |  | 0 | 0 | -0.26911 | 0
32888 | BRYN_ATKINS7 | 1 | North | YES | -0.013412 | 13.6 | 4 | 17 |  | 1.028 | GGT | -1 | 0.26911 | 17 | 17 |  |  | -0.228 | 17 | -0.26911 | -4.5749
32890 | BRYN_ATKINS4 | MB | North | YES | -0.013412 | 0 | 5 | 22 |  | 1.031 | GST | -1 | 0.26911 | 0 | 0 |  |  | 0 | 0 | -0.26911 | 0
32891 | BRYN_ATKINS5 | MB | North | YES | -0.013412 | 0 | 5 | 25 |  | 1.031 | GST | -1 | 0.26911 | 0 | 0 |  |  | 0 | 0 | -0.26911 | 0
32883 | BRYN_DNSBY3 | 1 | North | YES | -0.013392 | 0 | 2 | 48 |  | 1.015 | GST | -1 | 0.26909 | 48 | 48 |  |  | -0.64282 | 48 | -0.26909 | -12.9164
32884 | BRYN_DNSBY13 | 1 | North | YES | -0.013392 | 46 | 2 | 46 | 0 | 1.015 | GST | -1 | 0.26909 | 46 | 46 |  |  | -0.61603 | 46 | -0.26909 | -12.3782
32892 | BRYN_DNSBY14 | 1 | North | YES | -0.013392 | 84 | 25 | 105 | 0 | 1.035 | GST | -1 | 0.26909 | 105 | 105 |  |  | -1.4062 | 105 | -0.26909 | -28.2546
48671 | FTR_GT1_5105 | 1 | North | YES | -0.01303 | 154.2 | 0 | 154.2 | 0 | 1.0319 | CC | -1 | 0.26873 | 154.2 | 154.2 |  |  | -2.0092 | 154.2 | -0.26873 | -41.438
48672 | FTR_GT2_5110 | 2 | North | YES | -0.01303 | 159 | 0 | 159 | 0 | 1.0319 | CC | -1 | 0.26873 | 159 | 159 |  |  | -2.0718 | 159 | -0.26873 | -42.7279
48673 | FTR_GT3_5085 | 3 | North | YES | -0.01303 | 158 | 0 | 158 | 0 | 1.0319 | CC | -1 | 0.26873 | 158 | 158 |  |  | -2.0587 | 158 | -0.26873 | -42.4592
48674 | FTR_CN4_5095 | 4 | North | YES | -0.01303 | 380 | 0 | 380 | 0 | 1.0319 | CC | -1 | 0.26873 | 380 | 380 |  |  | -4.9514 | 380 | -0.26873 | -102.1171
1898 | COMCHEPK_1G | 1 | North | YES | -0.012816 | 1159 | 1150 | 1159 | 0 | 1.032 | Nuc | -1 | 0.26852 | 0 | 0 |  |  | 0 | 0 | -0.26852 | 0
1899 | COMCHEPK_2G | 2 | North | YES | -0.012816 | 1159 | 1128 | 1159 | 0 | 1.032 | Nuc | -1 | 0.26852 | 0 | 0 |  |  | 0 | 0 | -0.26852 | 0
3403 | THOUSE_1G | 1 | North | YES | -0.012506 | 563 | 200 | 563 | 0 | 1.012 | GSC | -1 | 0.26821 | 563 | 563 |  |  | -7.0409 | 563 | -0.26821 | -150.9995
3404 | THOUSE_2G | 2 | North | YES | -0.012506 | 807 | 250 | 807 | 0 | 1.012 | GSC | -1 | 0.26821 | 807 | 807 |  |  | -10.0923 | 807 | -0.26821 | -216.4416
3416 | LAKE_CRK1_G | 1 | North | YES | -0.011814 | 60 | 33 | 75 |  | 1.029 | GST | -1 | 0.26751 | 75 | 75 |  |  | -0.88605 | 75 | -0.26751 | -20.0635
3417 | LAKE_CRK2_G | 2 | North | YES | -0.011814 | 177.6 | 40 | 222 | 0 | 1.029 | GST | -1 | 0.26751 | 222 | 222 |  |  | -2.6227 | 222 | -0.26751 | -59.3879
238 | BOSQUESW505 | 1 | North | YES | -0.011574 | 255 | 0 | 255 | 0 | 1.02 | CC | -1 | 0.26727 | 255 | 255 |  |  | -2.9514 | 255 | -0.26727 | -68.1547
239 | BOSQUESW502 | 1 | North | YES | -0.011574 | 119.2 | 0 | 149 | 0 | 1.02 | GGT | -1 | 0.26727 | 149 | 149 |  |  | -1.7245 | 149 | -0.26727 | -39.8237
247 | BOSQUESW501 | 2 | North | YES | -0.011574 | 124.8 | 0 | 156 | 0 | 1.02 | GGT | -1 | 0.26727 | 156 | 156 |  |  | -1.8055 | 156 | -0.26727 | -41.6946
244 | WHITNYDM01 | 1 | North | YES | -0.011299 | 15 | 0 | 15 | 0 | 1.035 | Hydro | -1 | 0.267 | 0 | 0 |  |  | 0 | 0 | -0.267 | 0
245 | WHITNYDM02 | 2 | North | YES | -0.011299 | 15 | 0 | 15 | 0 | 1.035 | Hydro | -1 | 0.267 | 0 | 0 |  |  | 0 | 0 | -0.267 | 0
251 | BOSQUESW803 | 2 | North | YES | -0.010846 | 150 | 0 | 150 |  | 1.032 | CC | -1 | 0.26655 | 150 | 150 |  |  | -1.6269 | 150 | -0.26655 | -39.9818
253 | BOSQUESW804 | 2 | North | YES | -0.010846 | 80 | 0 | 80 |  | 1.032 | CC | -1 | 0.26655 | 80 | 80 |  |  | -0.86768 | 80 | -0.26655 | -21.3236
48591 | CHE_GT2_5030 | 2 | Houston | YES | -0.010327 | 173 | 50 | 173 | 0 | 1.029 | Cogen | -1 | 0.26603 | 0 | 0 |  |  |  |  | -0.26603 | 0
48811 | CVC_GT3_5045 | 3 | Houston | YES | -0.010327 | 156 | 91.8 | 156 | 0 | 1.029 | Cogen | -1 | 0.26603 | 0 | 0 |  |  |  |  | -0.26603 | 0
48812 | CVC_GT2_5020 | 2 | Houston | YES | -0.010327 | 158 | 91.8 | 158 | 0 | 1.029 | Cogen | -1 | 0.26603 | 0 | 0 |  |  |  |  | -0.26603 | 0
48813 | CVC_GT1_5035 | 1 | Houston | YES | -0.010327 | 160 | 91.8 | 160 | 0 | 1.029 | Cogen | -1 | 0.26603 | 0 | 0 |  |  |  |  | -0.26603 | 0
48814 | CVC_ST5_5040 | 1 | Houston | YES | -0.010327 | 162 | 91.8 | 162 | 0 | 1.029 | Cogen | -1 | 0.26603 | 0 | 0 |  |  |  |  | -0.26603 | 0
48885 | THW_5152 | A | Houston | YES | -0.010026 | 46.4 | 5 | 58 |  | 1.0319 | GGT | -1 | 0.26573 | 58 | 58 |  |  |  |  | -0.26573 | -15.4121
48885 | THW_5152 | B | Houston | YES | -0.010026 | 47.2 | 5 | 59 |  | 1.0319 | GGT | -1 | 0.26573 | 59 | 59 |  |  |  |  | -0.26573 | -15.6778
48886 | THW_5354 | D | Houston | YES | -0.010026 | 46.4 | 5 | 58 |  | 1.0319 | GGT | -1 | 0.26573 | 58 | 58 |  |  |  |  | -0.26573 | -15.4121
48886 | THW_5354 | C | Houston | YES | -0.010026 | 45.6 | 5 | 57 |  | 1.0319 | GGT | -1 | 0.26573 | 57 | 57 |  |  |  |  | -0.26573 | -15.1463
48887 | THW_5556 | F | Houston | YES | -0.010026 | 45.6 | 5 | 57 |  | 1.0319 | GGT | -1 | 0.26573 | 57 | 57 |  |  |  |  | -0.26573 | -15.1463
48887 | THW_5556 | E | Houston | YES | -0.010026 | 47.2 | 5 | 59 |  | 1.0319 | GGT | -1 | 0.26573 | 59 | 59 |  |  |  |  | -0.26573 | -15.6778
48690 | GBY_GN5_5 | 5 | Houston | YES | -0.010002 | 318.4 | 81 | 398 |  | 1.0362 | GSC | -1 | 0.2657 | 398 | 398 |  |  |  |  | -0.2657 | -105.7491
48595 | BTE_GT2_8075 | 1 | Houston | YES | -0.009982 | 162.8 | 130 | 162.8 | 0 | 1.0261 | CC | -1 | 0.26568 | 162.8 | 162.8 |  |  |  |  | -0.26568 | -43.2529
48596 | BTE_GT3_8045 | 2 | Houston | YES | -0.009982 | 161.4 | 130 | 161.4 | 0 | 1.0261 | CC | -1 | 0.26568 | 161.4 | 161.4 |  |  |  |  | -0.26568 | -42.8809
48597 | BTE_GT4_8055 | 3 | Houston | YES | -0.009982 | 158.9 | 130 | 158.9 | 0 | 1.0261 | CC | -1 | 0.26568 | 158.9 | 158.9 |  |  |  |  | -0.26568 | -42.2167
48598 | BTE_ST1_8070 | 4 | Houston | YES | -0.009982 | 269.2 | 60 | 269.2 | 0 | 1.0261 | CC | -1 | 0.26568 | 269.2 | 269.2 |  |  |  |  | -0.26568 | -71.5214
48583 | CBY_GT4_1 | 1 | Houston | YES | -0.009931 | 172 | 0 | 172 | 0 | 1.026 | GSC | -1 | 0.26563 | 172 | 172 |  |  |  |  | -0.26563 | -45.6884
48584 | CBY_GT4_2 | 2 | Houston | YES | -0.009931 | 172 | 0 | 172 | 0 | 1.026 | CC | -1 | 0.26563 | 172 | 172 |  |  |  |  | -0.26563 | -45.6884
48585 | CBY_ST4_1 | 3 | Houston | YES | -0.009931 | 172 | 0 | 172 | 0 | 1.026 | CC | -1 | 0.26563 | 172 | 172 |  |  |  |  | -0.26563 | -45.6884
48815 | CVC_GT4_8005 | 4 | Houston | YES | -0.009926 | 165 | 91.8 | 165 |  | 1.0362 | Cogen | -1 | 0.26563 | 0 | 0 |  |  |  |  | -0.26563 | 0
48581 | CBY_GN1_1 | 1 | Houston | YES | -0.00991 | 595.2 | 108 | 744 | 0 | 1.0435 | GSC | -1 | 0.26561 | 744 | 744 |  |  |  |  | -0.26561 | -197.6132
48791 | PSA_GT1_8160 | 1 | Houston | YES | -0.00991 | 52 | 20.8 | 65 | 0 | 1.0362 | Cogen | -1 | 0.26561 | 0 | 0 |  |  |  |  | -0.26561 | 0
48792 | PSA_GT2_8155 | 2 | Houston | YES | -0.00991 | 52.8 | 20.3 | 66 | 0 | 1.0362 | Cogen | -1 | 0.26561 | 0 | 0 |  |  |  |  | -0.26561 | 0
48793 | PSA_GT3_8150 | 3 | Houston | YES | -0.00991 | 56 | 20.3 | 70 | 0 | 1.0362 | Cogen | -1 | 0.26561 | 0 | 0 |  |  |  |  | -0.26561 | 0
48794 | PSA_GT4_8145 | 4 | Houston | YES | -0.00991 | 52.8 | 20.3 | 66 | 0 | 1.0362 | Cogen | -1 | 0.26561 | 0 | 0 |  |  |  |  | -0.26561 | 0
48795 | PSA_GT5_8140 | 5 | Houston | YES | -0.00991 | 51.2 | 20.3 | 64 | 0 | 1.0362 | Cogen | -1 | 0.26561 | 0 | 0 |  |  |  |  | -0.26561 | 0
48796 | PSA_GN1_8165 | 1 | Houston | YES | -0.00991 | 83.2 | 43.1 | 104 | 0 | 1.0362 | Cogen | -1 | 0.26561 | 0 | 0 |  |  |  |  | -0.26561 | 0
48797 | PSA_GT6_8135 | 6 | Houston | YES | -0.00991 | 47.2 | 34.5 | 59 | 0 | 1.0362 | Cogen | -1 | 0.26561 | 0 | 0 |  |  |  |  | -0.26561 | 0
48651 | EP_1_2 | 1 | Houston | YES | -0.009907 | 4 | 0 | 5 | 0 | 1.0362 | Cogen | -1 | 0.26561 | 0 | 0 |  |  |  |  | -0.26561 | 0
48651 | EP_1_2 | 2 | Houston | YES | -0.009907 | 17.7 | 10 | 21 | 0 | 1.0362 | Cogen | -1 | 0.26561 | 0 | 0 |  |  |  |  | -0.26561 | 0
48883 | THW_GT1_GT_1 | B2 | Houston | YES | -0.009878 | 0 | 0 | 12 |  | 1.043 | GGT | -1 | 0.26558 | 12 | 12 |  |  |  |  | -0.26558 | -3.1869
49803 | EXN_15GT | 1 | Houston | YES | -0.009859 | 33 | 8.3 | 34 |  | 1.0326 | Cogen | -1 | 0.26556 | 0 | 0 |  |  |  |  | -0.26556 | 0
49804 | EXN_16GT | 2 | Houston | YES | -0.009859 | 32 | 8.3 | 34.7 |  | 1.0326 | Cogen | -1 | 0.26556 | 0 | 0 |  |  |  |  | -0.26556 | 0
49805 | EXN_17GT | 3 | Houston | YES | -0.009859 | 31 | 8.3 | 32.7 |  | 1.0326 | Cogen | -1 | 0.26556 | 0 | 0 |  |  |  |  | -0.26556 | 0
49826 | EXN938GT | 5 | Houston | YES | -0.009859 | 43 | 9.2 | 45.9 | 0 | 1.0326 | Cogen | -1 | 0.26556 | 0 | 0 |  |  |  |  | -0.26556 | 0
49828 | EXN941GT | 10 | Houston | YES | -0.009859 | 17.7 | 5.4 | 17.7 | 0 | 1.0326 | Cogen | -1 | 0.26556 | 0 | 0 |  |  |  |  | -0.26556 | 0
49829 | EXN942GT | 11 | Houston | YES | -0.009859 | 20 | 5.4 | 20.4 | 0 | 1.0326 | Cogen | -1 | 0.26556 | 0 | 0 |  |  |  |  | -0.26556 | 0
49830 | EXN943GT | 12 | Houston | YES | -0.009859 | 19 | 5.4 | 19.9 | 0 | 1.0326 | Cogen | -1 | 0.26556 | 0 | 0 |  |  |  |  | -0.26556 | 0
49831 | EXN944GT | 13 | Houston | YES | -0.009859 | 33 | 5.4 | 35 | 0 | 1.0326 | Cogen | -1 | 0.26556 | 0 | 0 |  |  |  |  | -0.26556 | 0
49832 | EXN945GT | 9 | Houston | YES | -0.009859 | 18.5 | 9.2 | 18.5 | 0 | 1.0326 | Cogen | -1 | 0.26556 | 0 | 0 |  |  |  |  | -0.26556 | 0
49837 | EXN_GT | 4 | Houston | YES | -0.009859 | 81 | 21.3 | 85.4 | 0 | 1.0326 | Cogen | -1 | 0.26556 | 0 | 0 |  |  |  |  | -0.26556 | 0
49838 | EXN_14GT | 14 | Houston | YES | -0.009859 | 140 | 0 | 148 |  | 1.0326 | Cogen | -1 | 0.26556 | 0 | 0 |  |  |  |  | -0.26556 | 0
48582 | CBY_GN2_2 | 2 | Houston | YES | -0.009841 | 596.8 | 110 | 746 | 0 | 1.0435 | GSC | -1 | 0.26554 | 746 | 746 |  |  |  |  | -0.26554 | -198.093
48873 | THW_ST3_ST_3 | 3 | Houston | YES | -0.009813 | 107 | 19 | 107 | 0 | 1.0435 | CC | -1 | 0.26551 | 107 | 107 |  |  |  |  | -0.26551 | -28.4098
48874 | THW_ST4_ST_4 | 4 | Houston | YES | -0.009813 | 108 | 19 | 108 | 0 | 1.0435 | CC | -1 | 0.26551 | 108 | 108 |  |  |  |  | -0.26551 | -28.6753
48875 | THW_3132 | B | Houston | YES | -0.009813 | 53 | 5 | 53 | 0 | 1.0435 | CC | -1 | 0.26551 | 53 | 53 |  |  |  |  | -0.26551 | -14.0721
48875 | THW_3132 | A | Houston | YES | -0.009813 | 55 | 5 | 55 | 0 | 1.0435 | CC | -1 | 0.26551 | 55 | 55 |  |  |  |  | -0.26551 | -14.6032
48877 | THW_3334 | D | Houston | YES | -0.009813 | 57 | 5 | 57 | 0 | 1.0435 | CC | -1 | 0.26551 | 57 | 57 |  |  |  |  | -0.26551 | -15.1342
48877 | THW_3334 | C | Houston | YES | -0.009813 | 55 | 5 | 55 | 0 | 1.0435 | CC | -1 | 0.26551 | 55 | 55 |  |  |  |  | -0.26551 | -14.6032
48879 | THW_4142 | E | Houston | YES | -0.009813 | 56 | 5 | 56 | 0 | 1.0435 | CC | -1 | 0.26551 | 56 | 56 |  |  |  |  | -0.26551 | -14.8687
48879 | THW_4142 | F | Houston | YES | -0.009813 | 55 | 5 | 55 | 0 | 1.0435 | CC | -1 | 0.26551 | 55 | 55 |  |  |  |  | -0.26551 | -14.6032
48881 | THW_4344 | H | Houston | YES | -0.009813 | 58 | 5 | 58 | 0 | 1.0435 | CC | -1 | 0.26551 | 58 | 58 |  |  |  |  | -0.26551 | -15.3997
48881 | THW_4344 | G | Houston | YES | -0.009813 | 58 | 5 | 58 | 0 | 1.0435 | CC | -1 | 0.26551 | 58 | 58 |  |  |  |  | -0.26551 | -15.3997
48593 | CHE_GT1_8015 | 1 | Houston | YES | -0.00975 | 173 | 50 | 173 | 0 | 1.0362 | Cogen | -1 | 0.26545 | 0 | 0 |  |  |  |  | -0.26545 | 0
48594 | CHE_GN4_8025 | 4 | Houston | YES | -0.00975 | 142 | 60 | 142 | 0 | 1.0362 | Cogen | -1 | 0.26545 | 0 | 0 |  |  |  |  | -0.26545 | 0
48511 | LPE_GT1_8070 | 1 | Houston | YES | -0.009738 | 42 | 0 | 42 | 0 | 1.0362 | GGT | -1 | 0.26544 | 42 | 42 |  |  |  |  | -0.26544 | -11.1484
48512 | LPE_GT2_8075 | 2 | Houston | YES | -0.009738 | 42 | 0 | 42 | 0 | 1.0362 | GGT | -1 | 0.26544 | 42 | 42 |  |  |  |  | -0.26544 | -11.1484
48513 | LPE_GT3_8080 | 3 | Houston | YES | -0.009738 | 39 | 0 | 39 | 0 | 1.0362 | GGT | -1 | 0.26544 | 39 | 39 |  |  |  |  | -0.26544 | -10.3521
48514 | LPE_GT4_8085 | 4 | Houston | YES | -0.009738 | 39 | 0 | 39 | 0 | 1.0362 | GGT | -1 | 0.26544 | 39 | 39 |  |  |  |  | -0.26544 | -10.3521
48500 | APD_GT1_8005 | 1 | Houston | YES | -0.009736 | 137.6 | 54.6 | 137.6 |  | 1.0362 | Cogen | -1 | 0.26544 | 0 | 0 |  |  |  |  | -0.26544 | 0
48820 | SHELLG1_3015 | 1 | Houston | YES | -0.009693 | 71 | 34.5 | 71 |  | 1.029 | Cogen | -1 | 0.26539 | 0 | 0 |  |  |  |  | -0.26539 | 0
48821 | SHELLG2 | 2 | Houston | YES | -0.009693 | 72 | 34.5 | 72 |  | 1.029 | Cogen | -1 | 0.26539 | 0 | 0 |  |  |  |  | -0.26539 | 0
48822 | SHELLG3_3020 | 1 | Houston | YES | -0.009693 | 39 | 0 | 39 |  | 1.029 | Cogen | -1 | 0.26539 | 0 | 0 |  |  |  |  | -0.26539 | 0
48822 | SHELLG3_3020 | 2 | Houston | YES | -0.009693 | 30 | 0 | 30 |  | 1.029 | Cogen | -1 | 0.26539 | 0 | 0 |  |  |  |  | -0.26539 | 0
48740 | PSG_GN2_8050 | 1 | Houston | YES | -0.009667 | 182 | 60 | 182 | 0 | 1.0326 | Cogen | -1 | 0.26537 | 0 | 0 |  |  |  |  | -0.26537 | 0
48741 | PSG_GT2_8040 | 1 | Houston | YES | -0.009667 | 158.6 | 50 | 158.6 | 0 | 1.0326 | Cogen | -1 | 0.26537 | 0 | 0 |  |  |  |  | -0.26537 | 0
48742 | PSG_GT3_8060 | 1 | Houston | YES | -0.009667 | 157 | 50 | 157 | 0 | 1.0326 | Cogen | -1 | 0.26537 | 0 | 0 |  |  |  |  | -0.26537 | 0
48611 | DIB_GT1_8080 | 1 | Houston | YES | -0.009666 | 64 | 0 | 64 | 0 | 1.0326 | Cogen | -1 | 0.26537 | 0 | 0 |  |  |  |  | -0.26537 | 0
48612 | DIB_GT2_8075 | 2 | Houston | YES | -0.009666 | 63.2 | 0 | 63.2 | 0 | 1.0326 | Cogen | -1 | 0.26537 | 0 | 0 |  |  |  |  | -0.26537 | 0
48613 | DIB_ST1_8085 | 3 | Houston | YES | -0.009666 | 67.9 | 30 | 82.6 | 0 | 1.0326 | Cogen | -1 | 0.26537 | 0 | 0 |  |  |  |  | -0.26537 | 0
48614 | DIB_GT3_8090 | 4 | Houston | YES | -0.009666 | 73.6 | 15 | 73.6 | 0 | 1.0326 | Cogen | -1 | 0.26537 | 0 | 0 |  |  |  |  | -0.26537 | 0
48854 | SRB_GN4_4 | 4 | Houston | YES | -0.009666 | 182.4 | 35 | 228 | 0 | 1.0326 | GST | -1 | 0.26537 | 228 | 228 |  |  |  |  | -0.26537 | -60.5033
48845 | SOL_GT1 | 1 | Houston | YES | -0.009665 | 16.2 | 15.4 | 16.2 |  | 1.0326 | Solar | -1 | 0.26536 | 16.2 | 16.2 |  |  |  |  | -0.26536 | -4.2989
48853 | SRB_GN3_3 | 3 | Houston | YES | -0.009665 | 170.4 | 35 | 213 |  | 1.0326 | GST | -1 | 0.26536 | 213 | 213 |  |  |  |  | -0.26536 | -56.5226
48551 | CAL_GT1_8045 | 1 | Houston | YES | -0.009661 | 149 | 0 | 149 | 0 | 1.0326 | Cogen | -1 | 0.26536 | 0 | 0 |  |  |  |  | -0.26536 | 0
48552 | CAL_ST1_8000 | 2 | Houston | YES | -0.009661 | 65.1 | 0 | 65.1 | 0 | 1.0326 | Cogen | -1 | 0.26536 | 0 | 0 |  |  |  |  | -0.26536 | 0
48851 | SRB_GN1_1 | 1 | Houston | YES | -0.00966 | 132 | 26 | 165 | 0 | 1.0217 | GST | -1 | 0.26536 | 165 | 165 |  |  |  |  | -0.26536 | -43.7843
48852 | SRB_GN2_2 | 2 | Houston | YES | -0.009659 | 140.8 | 26 | 176 | 0 | 1.0217 | GST | -1 | 0.26536 | 176 | 176 |  |  |  |  | -0.26536 | -46.703
48855 | SRB_GT211035 | B2 | Houston | YES | -0.009658 | 0 | 0 | 12 |  | 1.014 | GGT | -1 | 0.26536 | 12 | 12 |  |  |  |  | -0.26536 | -3.1843
48855 | SRB_GT211035 | B1 | Houston | YES | -0.009658 | 0 | 0 | 18 |  | 1.014 | GGT | -1 | 0.26536 | 18 | 18 |  |  |  |  | -0.26536 | -4.7764
48761 | PR_GT1__9040 | 1 | Houston | YES | -0.00964 | 26 | 0 | 35 |  | 1 | Cogen | -1 | 0.26534 | 0 | 0 |  |  |  |  | -0.26534 | 0
48641 | DPEC_GT15040 | 1 | Houston | YES | -0.009616 | 163.2 | 98 | 163.2 | 0 | 1.0319 | CC | -1 | 0.26532 | 163.2 | 163.2 |  |  |  |  | -0.26532 | -43.2994
48642 | DPEC_GT25025 | 2 | Houston | YES | -0.009616 | 157.1 | 98 | 157.1 | 0 | 1.0319 | CC | -1 | 0.26532 | 157.1 | 157.1 |  |  |  |  | -0.26532 | -41.681
48643 | DPEC_GT35010 | 3 | Houston | YES | -0.009616 | 157.5 | 98 | 157.5 | 0 | 1.0319 | CC | -1 | 0.26532 | 157.5 | 157.5 |  |  |  |  | -0.26532 | -41.7871
48644 | DPEC_GT45070 | 4 | Houston | YES | -0.009616 | 157 | 98 | 157 | 0 | 1.0319 | CC | -1 | 0.26532 | 157 | 157 |  |  |  |  | -0.26532 | -41.6545
48645 | DPEC_ST55065 | 5 | Houston | YES | -0.009616 | 282 | 0 | 282 | 0 | 1.0319 | CC | -1 | 0.26532 | 282 | 282 |  |  |  |  | -0.26532 | -74.8189
48841 | SJS_GT1_GT1 | 1 | Houston | YES | -0.009599 | 62.4 | 49 | 78 | 0 | 1.0362 | Cogen | -1 | 0.2653 | 0 | 0 |  |  |  |  | -0.2653 | 0
48842 | SJS_GT2_GT2 | 2 | Houston | YES | -0.009599 | 64.8 | 49 | 81 | 0 | 1.0362 | Cogen | -1 | 0.2653 | 0 | 0 |  |  |  |  | -0.2653 | 0
48691 | GBY_73741085 | A | Houston | YES | -0.009585 | 37.6 | 20 | 47 | 0 | 1.0362 | GGT | -1 | 0.26528 | 47 | 47 |  |  |  |  | -0.26528 | -12.4684
48691 | GBY_73741085 | B | Houston | YES | -0.009585 | 37.6 | 20 | 47 | 0 | 1.0362 | GGT | -1 | 0.26528 | 47 | 47 |  |  |  |  | -0.26528 | -12.4684
48692 | GBY_81821075 | C | Houston | YES | -0.009585 | 37.6 | 20 | 47 | 0 | 1.0362 | GGT | -1 | 0.26528 | 47 | 47 |  |  |  |  | -0.26528 | -12.4684
48692 | GBY_81821075 | D | Houston | YES | -0.009585 | 44 | 20 | 55 | 0 | 1.0362 | GGT | -1 | 0.26528 | 55 | 55 |  |  |  |  | -0.26528 | -14.5906
48693 | GBY_83841065 | E | Houston | YES | -0.009585 | 45.6 | 20 | 57 | 0 | 1.0362 | GGT | -1 | 0.26528 | 57 | 57 |  |  |  |  | -0.26528 | -15.1212
48693 | GBY_83841065 | F | Houston | YES | -0.009585 | 43.2 | 20 | 54 | 0 | 1.0362 | GGT | -1 | 0.26528 | 54 | 54 |  |  |  |  | -0.26528 | -14.3253
48531 | BYU_GT1_8075 | 1 | Houston | YES | -0.009521 | 65 | 0 | 65 |  | 1.0362 | Cogen | -1 | 0.26522 | 0 | 0 |  |  |  |  | -0.26522 | 0
48532 | BYU_GT2_8055 | 2 | Houston | YES | -0.009521 | 62 | 0 | 62 |  | 1.0362 | Cogen | -1 | 0.26522 | 0 | 0 |  |  |  |  | -0.26522 | 0
48533 | BYU_GT3_8060 | 3 | Houston | YES | -0.009521 | 67 | 0 | 67 |  | 1.0362 | Cogen | -1 | 0.26522 | 0 | 0 |  |  |  |  | -0.26522 | 0
48534 | BYU_GT4_8065 | 4 | Houston | YES | -0.009521 | 65 | 0 | 65 |  | 1.0362 | Cogen | -1 | 0.26522 | 0 | 0 |  |  |  |  | -0.26522 | 0
48561 | CTL_GT2_8130 | 1 | Houston | YES | -0.009479 | 73.5 | 30.3 | 91.9 |  | 1.0362 | Cogen | -1 | 0.26518 | 0 | 0 |  |  |  |  | -0.26518 | 0
48562 | CTL_GT3_8135 | 2 | Houston | YES | -0.009479 | 70.1 | 30.3 | 87.6 |  | 1.0362 | Cogen | -1 | 0.26518 | 0 | 0 |  |  |  |  | -0.26518 | 0
48563 | CTL_GT4_8140 | 3 | Houston | YES | -0.009479 | 69.6 | 30.3 | 87 |  | 1.0362 | Cogen | -1 | 0.26518 | 0 | 0 |  |  |  |  | -0.26518 | 0
48564 | CTL_GN1_8145 | 4 | Houston | YES | -0.009479 | 43.6 | 12.9 | 54.5 |  | 1.0362 | Cogen | -1 | 0.26518 | 0 | 0 |  |  |  |  | -0.26518 | 0
48565 | CTL_GN2_8155 | 5 | Houston | YES | -0.009479 | 9.8 | 3.4 | 12.2 |  | 1.0362 | Cogen | -1 | 0.26518 | 0 | 0 |  |  |  |  | -0.26518 | 0
48772 | PHR_GN2_2 | MB | Houston | YES | -0.009369 | 0 | 72 | 459 |  | 1.0362 | GSC | -1 | 0.26507 | 0 | 0 |  |  |  |  | -0.26507 | 0
38580 | TNBP_CGN1_8 | 1 | Houston | YES | -0.009213 | 70.8 | 0 | 70.8 | 0 | 1.005 | Cogen | -1 | 0.26491 | 0 | 0 |  |  |  |  | -0.26491 | 0
38590 | TNBP_CGN2_8 | 2 | Houston | YES | -0.009213 | 66.7 | 0 | 66.7 | 0 | 1.005 | Cogen | -1 | 0.26491 | 0 | 0 |  |  |  |  | -0.26491 | 0
38600 | TNBP_CGN3_8 | 5 | Houston | YES | -0.009213 | 53 | 0 | 53 | 0 | 1.005 | Cogen | -1 | 0.26491 | 0 | 0 |  |  |  |  | -0.26491 | 0
38611 | TNBPAMCG1_8 | 1 | Houston | YES | -0.009213 | 153.2 | 0 | 153.2 | 0 | 1.005 | Cogen | -1 | 0.26491 | 0 | 0 |  |  |  |  | -0.26491 | 0
38612 | TNBPAMCG2_8 | 2 | Houston | YES | -0.009213 | 153.5 | 0 | 153.5 | 0 | 1.005 | Cogen | -1 | 0.26491 | 0 | 0 |  |  |  |  | -0.26491 | 0
38613 | TNBPAMCG3_8 | 3 | Houston | YES | -0.009213 | 152.3 | 0 | 152.3 | 0 | 1.005 | Cogen | -1 | 0.26491 | 0 | 0 |  |  |  |  | -0.26491 | 0
38614 | TNBPAMCG4_8 | 4 | Houston | YES | -0.009213 | 96 | 0 | 96 |  | 1.005 | Cogen | -1 | 0.26491 | 0 | 0 |  |  |  |  | -0.26491 | 0
38615 | TNBPAMCG5_8 | 1 | Houston | YES | -0.009213 | 244 | 0 | 244 | 0 | 1.005 | Cogen | -1 | 0.26491 | 0 | 0 |  |  |  |  | -0.26491 | 0
38690 | TNBP_CGN4_8 | 3 | Houston | YES | -0.009213 | 40 | 0 | 40 |  | 1.005 | Cogen | -1 | 0.26491 | 0 | 0 |  |  |  |  | -0.26491 | 0
38711 | TNTXCTY1CG8 | 1 | Houston | YES | -0.009213 | 100.3 | 59 | 100.3 | 0 | 1 | Cogen | -1 | 0.26491 | 0 | 0 |  |  |  |  | -0.26491 | 0
38712 | TNTXCTY2CG8 | 1 | Houston | YES | -0.009213 | 92.9 | 59 | 92.9 | 0 | 1 | Cogen | -1 | 0.26491 | 0 | 0 |  |  |  |  | -0.26491 | 0
38713 | TNTXCTY3CG8 | 1 | Houston | YES | -0.009213 | 102.7 | 59 | 102.7 | 0 | 1 | Cogen | -1 | 0.26491 | 0 | 0 |  |  |  |  | -0.26491 | 0
38714 | TNTXCTY4CG8 | 1 | Houston | YES | -0.009213 | 103 | 59 | 103 | 0 | 1 | Cogen | -1 | 0.26491 | 0 | 0 |  |  |  |  | -0.26491 | 0
39470 | TNDOWCGNSG8 | 1 | Houston | YES | -0.009213 | 32 | 10 | 32 | 0 | 0.985 | Cogen | -1 | 0.26491 | 0 | 0 |  |  |  |  | -0.26491 | 0
39480 | TNDOWCGNGG8 | 1 | Houston | YES | -0.009213 | 30 | 10 | 30 | 0 | 0.985 | Cogen | -1 | 0.26491 | 0 | 0 |  |  |  |  | -0.26491 | 0
48921 | WAP_GN1_1 | 1 | Houston | YES | -0.008888 | 132.8 | 37 | 166 | 0 | 1.0362 | GST | -1 | 0.26459 | 166 | 166 |  |  |  |  | -0.26459 | -43.9215
48922 | WAP_GN2_2 | 2 | Houston | YES | -0.008888 | 132.8 | 37 | 166 | 0 | 1.0362 | GST | -1 | 0.26459 | 166 | 166 |  |  |  |  | -0.26459 | -43.9215
48923 | WAP_GN3_3 | 3 | Houston | YES | -0.008888 | 198.4 | 93 | 248 | 0 | 1.0362 | GST | -1 | 0.26459 | 248 | 248 |  |  |  |  | -0.26459 | -65.6176
48924 | WAP_GN4_4 | 4 | Houston | YES | -0.008888 | 546 | 217 | 546 | 0 | 1.0362 | GSC | -1 | 0.26459 | 546 | 546 |  |  |  |  | -0.26459 | -144.4646
48925 | WAP_GN5_5 | 5 | Houston | YES | -0.008888 | 636.7 | 278 | 654 | 0 | 0.985 | LIGCO | -1 | 0.26459 | 0 | 654 |  |  |  |  | -0.26459 | 0
48929 | WAPGT21_GT1 | B1 | Houston | YES | -0.008888 | 0 | 0 | 13 |  | 1.05 | GGT | -1 | 0.26459 | 13 | 13 |  |  |  |  | -0.26459 | -3.4396
48510 | AK_GT1__8040 | 1 | Houston | YES | -0.008824 | 33.4 | 8.1 | 34 |  | 1.029 | Cogen | -1 | 0.26452 | 0 | 0 |  |  |  |  | -0.26452 | 0
48521 | BVE_GT1_GT1 | 1 | Houston | YES | -0.00878 | 167.7 | 0 | 167.7 |  | 1.035 | CC | -1 | 0.26448 | 167.7 | 167.7 |  |  |  |  | -0.26448 | -44.3532
48522 | BVE_GT2_5035 | 2 | Houston | YES | -0.00878 | 166.4 | 0 | 166.4 |  | 1.035 | CC | -1 | 0.26448 | 166.4 | 166.4 |  |  |  |  | -0.26448 | -44.0093
48523 | BVE_ST1_GN1 | 3 | Houston | YES | -0.00878 | 252.4 | 0 | 252.4 |  | 1.035 | CC | -1 | 0.26448 | 252.4 | 252.4 |  |  |  |  | -0.26448 | -66.7545
48926 | WAP_GN6_6 | 6 | Houston | YES | -0.008775 | 651 | 280 | 651 |  | 1.035 | LIGCO | -1 | 0.26447 | 0 | 651 |  |  |  |  | -0.26447 | 0
48927 | WAP_GN7_7 | 7 | Houston | YES | -0.008775 | 564 | 277 | 564 |  | 1.035 | LIGCO | -1 | 0.26447 | 0 | 564 |  |  |  |  | -0.26447 | 0
48928 | WAP_GN8_8 | 8 | Houston | YES | -0.008775 | 603 | 275 | 603 |  | 1.035 | LIGCO | -1 | 0.26447 | 0 | 603 |  |  |  |  | -0.26447 | 0
48730 | MNS_GT | 1 | Houston | YES | -0.008736 | 43 | 0 | 46.1 |  | 1.029 | Cogen | -1 | 0.26444 | 0 | 0 |  |  |  |  | -0.26444 | 0
39760 | TNSCLP1___8 | 1 | Houston | YES | -0.00815 | 93.4 | 20 | 116.8 | 0 | 1.04 | Cogen | -1 | 0.26385 | 0 | 0 |  |  |  |  | -0.26385 | 0
39770 | TNSCLP2___8 | 1 | Houston | YES | -0.00815 | 91.6 | 20 | 114.5 | 0 | 1.04 | Cogen | -1 | 0.26385 | 0 | 0 |  |  |  |  | -0.26385 | 0
39775 | TNSCLP4___8 | 1 | Houston | YES | -0.00815 | 95.2 | 20 | 119 | 0 | 1.04 | Cogen | -1 | 0.26385 | 0 | 0 |  |  |  |  | -0.26385 | 0
39790 | TNSCLP3___8 | 1 | Houston | YES | -0.00815 | 87.6 | 20 | 109.5 | 0 | 1.027 | Cogen | -1 | 0.26385 | 0 | 0 |  |  |  |  | -0.26385 | 0
48520 | BSF_GT1_8070 | 2 | Houston | YES | -0.007972 | 10 | 0 | 10 | 0 | 1.0326 | Cogen | -1 | 0.26367 | 0 | 0 |  |  |  |  | -0.26367 | 0
48520 | BSF_GT1_8070 | 1 | Houston | YES | -0.007972 | 72 | 0 | 72 | 0 | 1.0326 | Cogen | -1 | 0.26367 | 0 | 0 |  |  |  |  | -0.26367 | 0
49851 | DOW17000 | 37 | Houston | YES | -0.007759 | 39 | 0 | 62 | 0 | 1 | Cogen | -1 | 0.26346 | 0 | 0 |  |  |  |  | -0.26346 | 0
49858 | DOW38100 | 31 | Houston | YES | -0.007759 | 45 | 0 | 71.4 |  | 1 | Cogen | -1 | 0.26346 | 0 | 0 |  |  |  |  | -0.26346 | 0
49859 | DOW38200 | 33 | Houston | YES | -0.007759 | 28 | 0 | 45 | 0 | 1 | Cogen | -1 | 0.26346 | 0 | 0 |  |  |  |  | -0.26346 | 0
49860 | DOW38300 | 32 | Houston | YES | -0.007759 | 63 | 0 | 101 |  | 1 | Cogen | -1 | 0.26346 | 0 | 0 |  |  |  |  | -0.26346 | 0
49862 | DOW39100 | 36 | Houston | YES | -0.007759 | 54 | 0 | 86 | 0 | 1 | Cogen | -1 | 0.26346 | 0 | 0 |  |  |  |  | -0.26346 | 0
49863 | DOW39200 | 35 | Houston | YES | -0.007759 | 55 | 0 | 88 | 0 | 1 | Cogen | -1 | 0.26346 | 0 | 0 |  |  |  |  | -0.26346 | 0
49865 | DOW41000 | 41 | Houston | YES | -0.007759 | 31 | 0 | 50 |  | 1 | Cogen | -1 | 0.26346 | 0 | 0 |  |  |  |  | -0.26346 | 0
49866 | DOW42000 | 42 | Houston | YES | -0.007759 | 11 | 0 | 18 |  | 1 | Cogen | -1 | 0.26346 | 0 | 0 |  |  |  |  | -0.26346 | 0
49869 | DOW49000 | 45 | Houston | YES | -0.007759 | 59 | 0 | 94 |  | 1 | Cogen | -1 | 0.26346 | 0 | 0 |  |  |  |  | -0.26346 | 0
49870 | DOW61000 | 61 | Houston | YES | -0.007759 | 44 | 0 | 70 | 0 | 1 | Cogen | -1 | 0.26346 | 0 | 0 |  |  |  |  | -0.26346 | 0
49871 | DOW62000 | 62 | Houston | YES | -0.007759 | 40 | 0 | 63 | 0 | 1 | Cogen | -1 | 0.26346 | 0 | 0 |  |  |  |  | -0.26346 | 0
49872 | DOW63000 | 63 | Houston | YES | -0.007759 | 45 | 0 | 72 | 0 | 1 | Cogen | -1 | 0.26346 | 0 | 0 |  |  |  |  | -0.26346 | 0
49873 | DOW64000 | 64 | Houston | YES | -0.007759 | 41 | 0 | 64.8 | 0 | 1 | Cogen | -1 | 0.26346 | 0 | 0 |  |  |  |  | -0.26346 | 0
49876 | DOW65000 | 65 | Houston | YES | -0.007759 | 63 | 0 | 101 | 0 | 1 | Cogen | -1 | 0.26346 | 0 | 0 |  |  |  |  | -0.26346 | 0
49877 | DOW66000 | 66 | Houston | YES | -0.007759 | 61 | 0 | 97 | 0 | 1 | Cogen | -1 | 0.26346 | 0 | 0 |  |  |  |  | -0.26346 | 0
49878 | DOW67000 | 67 | Houston | YES | -0.007759 | 65 | 0 | 103 | 0 | 1 | Cogen | -1 | 0.26346 | 0 | 0 |  |  |  |  | -0.26346 | 0
49882 | DOW81000 | 81 | Houston | YES | -0.007759 | 47 | 0 | 76 | 0 | 1 | Cogen | -1 | 0.26346 | 0 | 0 |  |  |  |  | -0.26346 | 0
49884 | DOW82000 | 82 | Houston | YES | -0.007759 | 51 | 0 | 80 | 0 | 1 | Cogen | -1 | 0.26346 | 0 | 0 |  |  |  |  | -0.26346 | 0
49885 | DOW83000 | 83 | Houston | YES | -0.007759 | 51 | 0 | 80 | 0 | 1 | Cogen | -1 | 0.26346 | 0 | 0 |  |  |  |  | -0.26346 | 0
49886 | DOW84000 | 84 | Houston | YES | -0.007759 | 107 | 0 | 171 | 0 | 0.98 | Cogen | -1 | 0.26346 | 0 | 0 |  |  |  |  | -0.26346 | 0
48911 | TGF_GT1_8000 | 1 | Houston | YES | -0.006888 | 69.2 | 0 | 69.2 |  | 1.029 | Cogen | -1 | 0.26259 | 0 | 0 |  |  |  |  | -0.26259 | 0
48731 | CBE_GT1 | 1 | Houston | YES | -0.006743 | 76 | 0 | 76 | 0 | 1.029 | CC | -1 | 0.26244 | 76 | 76 |  |  |  |  | -0.26244 | -19.9456
48732 | CBE_GT2 | 1 | Houston | YES | -0.006743 | 76 | 0 | 76 | 0 | 1.029 | CC | -1 | 0.26244 | 76 | 76 |  |  |  |  | -0.26244 | -19.9456
48733 | CBE_ST12 | 1 | Houston | YES | -0.006743 | 105 | 0 | 105 | 0 | 1.029 | CC | -1 | 0.26244 | 105 | 105 |  |  |  |  | -0.26244 | -27.5564
48734 | CBE_GT3 | 1 | Houston | YES | -0.006743 | 76 | 0 | 76 | 0 | 1.029 | CC | -1 | 0.26244 | 76 | 76 |  |  |  |  | -0.26244 | -19.9456
48735 | CBE_GT4 | 1 | Houston | YES | -0.006743 | 76 | 0 | 76 | 0 | 1.029 | CC | -1 | 0.26244 | 76 | 76 |  |  |  |  | -0.26244 | -19.9456
48736 | CBE_ST34 | 1 | Houston | YES | -0.006743 | 105 | 0 | 105 | 0 | 1.029 | CC | -1 | 0.26244 | 105 | 105 |  |  |  |  | -0.26244 | -27.5564
5911 | STP_GN1___1 | 1 | Houston | YES | -0.006596 | 1333 | 1249 | 1333 | 0 | 1.0406 | Nuc | -1 | 0.2623 | 0 | 0 |  |  |  |  | -0.2623 | 0
5912 | STP_GN2___2 | 2 | Houston | YES | -0.006596 | 1332 | 1249 | 1332 | 0 | 1.0406 | Nuc | -1 | 0.2623 | 0 | 0 |  |  |  |  | -0.2623 | 0
332 | RWMILLER01 | 1 | North | YES | -0.00652 | 58.4 | 18.5 | 73 | 0 | 1.04 | GST | -1 | 0.26222 | 73 | 73 |  |  | -0.47596 | 73 | -0.26222 | -19.142
333 | RWMILLER02 | 2 | North | YES | -0.00652 | 95.2 | 37 | 119 | 0 | 1.04 | GST | -1 | 0.26222 | 119 | 119 |  |  | -0.77588 | 119 | -0.26222 | -31.2041
334 | RWMILLER03 | 3 | North | YES | -0.00652 | 166.4 | 65 | 208 | 0 | 1.04 | GST | -1 | 0.26222 | 208 | 208 |  |  | -1.3562 | 208 | -0.26222 | -54.5416
335 | RWMILLER04 | 4 | North | YES | -0.00652 | 81.6 | 0 | 102 | 0 | 1.04 | GST | -1 | 0.26222 | 102 | 102 |  |  | -0.66504 | 102 | -0.26222 | -26.7464
336 | RWMILLER05 | 5 | North | YES | -0.00652 | 80.8 | 0 | 101 | 0 | 1.04 | GST | -1 | 0.26222 | 101 | 101 |  |  | -0.65852 | 101 | -0.26222 | -26.4841
3432 | SANDOW_4G | 4 | South | YES | -0.00647 | 580 | 225 | 580 | 0 | 1.029 | LIGCO | -1 | 0.26217 | 0 | 580 |  |  |  |  | -0.26217 | 0
13432 | SANDOW_5G | 5 | South | YES | -0.00647 | 581 | 225 | 581 | 0 | 1.029 | LIGCO | -1 | 0.26217 | 0 | 581 |  |  |  |  | -0.26217 | 0
7010 | L_FPPYD11_1Y | 1 | South | YES | -0.00445 | 547.4 | 200 | 606 | 0 | 1.02 | LIGCO | -1 | 0.26015 | 0 | 606 |  |  |  |  | -0.26015 | 0
7011 | L_FPPYD11_2Y | 2 | South | YES | -0.00445 | 552.2 | 200 | 598 | 0 | 1.02 | LIGCO | -1 | 0.26015 | 0 | 598 |  |  |  |  | -0.26015 | 0
7012 | L_FPPYD21_3Y | 3 | South | YES | -0.004449 | 427.5 | 200 | 436 | 0 | 1.02 | LIGCO | -1 | 0.26015 | 0 | 436 |  |  |  |  | -0.26015 | 0
7007 | L_LOSTPI1_1Y | 1 | South | YES | -0.004354 | 158.6 | 110 | 158 | 0 | 1 | CC | -1 | 0.26005 | 158 | 158 |  |  |  |  | -0.26005 | -41.0884
7008 | L_LOSTPI1_2Y | 2 | South | YES | -0.004354 | 157.7 | 107 | 160 | 0 | 1 | CC | -1 | 0.26005 | 160 | 160 |  |  |  |  | -0.26005 | -41.6085
7009 | L_LOSTPI1_3Y | 3 | South | YES | -0.004354 | 173.9 | 72 | 175 | 0 | 1 | CC | -1 | 0.26005 | 175 | 175 |  |  |  |  | -0.26005 | -45.5093
7303 | L_WPPGS12_1Y | 2 | South | YES | -0.004038 | 50 | 0 | 50 | 0 | 1.025 | GGT | -1 | 0.25974 | 50 | 50 |  |  |  |  | -0.25974 | -12.9869
7303 | L_WPPGS12_1Y | 1 | South | YES | -0.004038 | 50 | 0 | 50 | 0 | 1.025 | GGT | -1 | 0.25974 | 50 | 50 |  |  |  |  | -0.25974 | -12.9869
7305 | L_WPPGS34_1Y | 3 | South | YES | -0.004038 | 50 | 0 | 50 | 0 | 1.025 | GGT | -1 | 0.25974 | 50 | 50 |  |  |  |  | -0.25974 | -12.9869
7305 | L_WPPGS34_1Y | 4 | South | YES | -0.004038 | 50 | 0 | 50 | 0 | 1.025 | GGT | -1 | 0.25974 | 50 | 50 |  |  |  |  | -0.25974 | -12.9869
7807 | L_BASTEN1_1Y | 1 | South | YES | -0.003863 | 152.5 | 83.5 | 152.5 | 0 | 1.004 | CC | -1 | 0.25956 | 152.5 | 152.5 |  |  |  |  | -0.25956 | -39.5832
7808 | L_BASTEN1_2Y | 1 | South | YES | -0.003863 | 149.5 | 83.5 | 149.5 | 0 | 1.004 | CC | -1 | 0.25956 | 149.5 | 149.5 |  |  |  |  | -0.25956 | -38.8045
7809 | L_BASTEN1_3Y | 1 | South | YES | -0.003863 | 232.6 | 42 | 232.6 | 0 | 1.004 | CC | -1 | 0.25956 | 232.6 | 232.6 |  |  |  |  | -0.25956 | -60.3742
7004 | L_SIMGID1_1Y | 1 | South | YES | -0.003487 | 132 | 40 | 132 | 0 | 1.02 | GST | -1 | 0.25919 | 132 | 132 |  |  |  |  | -0.25919 | -34.2126
7005 | L_SIMGID1_2Y | 2 | South | YES | -0.003487 | 133 | 32 | 139 | 0 | 1.02 | GST | -1 | 0.25919 | 139 | 139 |  |  |  |  | -0.25919 | -36.0269
7006 | L_SIMGID1_3Y | 3 | South | YES | -0.003487 | 324.9 | 60 | 329 | 0 | 1.02 | GST | -1 | 0.25919 | 329 | 329 |  |  |  |  | -0.25919 | -85.2723
8134 | FOR #1 | 1 | South | YES | -0.003163 | 54.1 | 45 | 79 | 0 | 1.03 | Cogen | -1 | 0.25886 | 0 | 0 |  |  |  |  | -0.25886 | 0
8138 | FOR #2 | 2 | South | YES | -0.003163 | 63.1 | 45 | 81 | 0 | 1.03 | Cogen | -1 | 0.25886 | 0 | 0 |  |  |  |  | -0.25886 | 0
8153 | FOR #3 | 3 | South | YES | -0.003163 | 63.1 | 45 | 79.9 | 0 | 1.03 | Cogen | -1 | 0.25886 | 0 | 0 |  |  |  |  | -0.25886 | 0
8154 | FOR #4 | 4 | South | YES | -0.003163 | 63.1 | 60 | 80 | 0 | 1.03 | Cogen | -1 | 0.25886 | 0 | 0 |  |  |  |  | -0.25886 | 0
8155 | FOR #5 | 5 | South | YES | -0.003163 | 63.1 | 60 | 78.4 | 0 | 1.03 | Cogen | -1 | 0.25886 | 0 | 0 |  |  |  |  | -0.25886 | 0
8156 | FOR #6 | 6 | South | YES | -0.003163 | 24.9 | 5 | 25 | 0 | 1.03 | Cogen | -1 | 0.25886 | 0 | 0 |  |  |  |  | -0.25886 | 0
8157 | FOR #7 | 7 | South | YES | -0.003163 | 28.8 | 5 | 46 | 0 | 1.03 | Cogen | -1 | 0.25886 | 0 | 0 |  |  |  |  | -0.25886 | 0
80051 | FOR #8 | 8 | South | YES | -0.003163 | 28 | 28 | 28 | 0 | 1.016 | Cogen | -1 | 0.25886 | 0 | 0 |  |  |  |  | -0.25886 | 0
80052 | FOR #9 | 9 | South | YES | -0.003163 | 29.7 | 5 | 43.6 | 0 | 1.03 | Cogen | -1 | 0.25886 | 0 | 0 |  |  |  |  | -0.25886 | 0
80053 | FOR #10 | 10 | South | YES | -0.003163 | 68.4 | 45 | 75 | 0 | 1.03 | Cogen | -1 | 0.25886 | 0 | 0 |  |  |  |  | -0.25886 | 0
80226 | ALCOA G | 1 | South | YES | -0.00306 | 32.3 | 5 | 48 | 0 | 1.015 | Cogen | -1 | 0.25876 | 0 | 0 |  |  |  |  | -0.25876 | 0
9002 | DECKR_G3 | 3 | South | YES | -0.00299 | 0 | 24 | 42 |  | 1.015 | GGT | -1 | 0.25869 | 42 | 42 |  |  |  |  | -0.25869 | -10.8649
9003 | DECKR_G4 | 4 | South | YES | -0.00299 | 44 | 24 | 44 | 0 | 1.015 | GGT | -1 | 0.25869 | 44 | 44 |  |  |  |  | -0.25869 | -11.3823
9004 | DECKR_G5 | 5 | South | YES | -0.00299 | 44 | 24 | 44 | 0 | 1.015 | GGT | -1 | 0.25869 | 44 | 44 |  |  |  |  | -0.25869 | -11.3823
9005 | DECKR_G6 | 6 | South | YES | -0.00299 | 44 | 24 | 47 | 0 | 1.015 | GGT | -1 | 0.25869 | 47 | 47 |  |  |  |  | -0.25869 | -12.1584
9000 | DECKR_G1 | 1 | South | YES | -0.002801 | 280 | 50 | 321 | 0 | 1.015 | GST | -1 | 0.2585 | 321 | 321 |  |  |  |  | -0.2585 | -82.9786
9001 | DECKR_G2 | 2 | South | YES | -0.002801 | 400 | 50 | 426 | 0 | 1.015 | GST | -1 | 0.2585 | 426 | 426 |  |  |  |  | -0.2585 | -110.1211
9016 | SANDH_G1 | 1 | South | YES | -0.002789 | 45 | 2 | 49 | 0 | 1.0175 | GGT | -1 | 0.25849 | 49 | 49 |  |  |  |  | -0.25849 | -12.6659
9017 | SANDH_G2 | 2 | South | YES | -0.002789 | 45 | 2 | 46 | 0 | 1.0175 | GGT | -1 | 0.25849 | 46 | 46 |  |  |  |  | -0.25849 | -11.8905
9018 | SANDH_G3 | 3 | South | YES | -0.002789 | 45 | 2 | 46 | 0 | 1.0175 | GGT | -1 | 0.25849 | 46 | 46 |  |  |  |  | -0.25849 | -11.8905
9019 | SANDH_G4 | 4 | South | YES | -0.002789 | 0 | 2 | 47 |  | 1.0175 | GGT | -1 | 0.25849 | 47 | 47 |  |  |  |  | -0.25849 | -12.1489
9020 | SANDHG5A | 5A | South | YES | -0.002789 | 150 | 84 | 155 | 0 | 1.0175 | CC | -1 | 0.25849 | 155 | 155 |  |  |  |  | -0.25849 | -40.0657
9021 | SANDHG5C | 5C | South | YES | -0.002789 | 140 | 0 | 148 | 0 | 1.0175 | CC | -1 | 0.25849 | 148 | 148 |  |  |  |  | -0.25849 | -38.2563
8147 | UCAR #2 | 10 | South | YES | -0.002679 | 18.2 | 0 | 28 |  | 1 | Cogen | -1 | 0.25838 | 0 | 0 |  |  |  |  | -0.25838 | 0
8148 | UCAR #1 | 2 | South | YES | -0.002679 | 6.1 | 0 | 7 | 0 | 1.009 | Cogen | -1 | 0.25838 | 0 | 0 |  |  |  |  | -0.25838 | 0
80137 | CSDR89 | 8 | South | YES | -0.002679 | 33.9 | 0 | 39 |  | 1.003 | DCTie | -1 | 0.25838 | 0 | 0 |  |  |  |  | -0.25838 | 0
80137 | CSDR89 | 9 | South | YES | -0.002679 | 0 | 0 | 15 |  | 1.003 | DCTie | -1 | 0.25838 | 0 | 0 |  |  |  |  | -0.25838 | 0
80138 | CSDR7 | 7 | South | YES | -0.002679 | 6.1 | 0 | 7 | 0 | 1.014 | DCTie | -1 | 0.25838 | 0 | 0 |  |  |  |  | -0.25838 | 0
80139 | CSDR56 | 6 | South | YES | -0.002679 | 0 | 0 | 39 |  | 1.0033 | DCTie | -1 | 0.25838 | 0 | 0 |  |  |  |  | -0.25838 | 0
80139 | CSDR56 | 5 | South | YES | -0.002679 | 15 | 0 | 15 |  | 1.0033 | DCTie | -1 | 0.25838 | 0 | 0 |  |  |  |  | -0.25838 | 0
80140 | CSDR11 | 11 | South | YES | -0.002678 | 33.9 | 0 | 39 | 0 | 1.03 | DCTie | -1 | 0.25838 | 0 | 0 |  |  |  |  | -0.25838 | 0
80227 | AIRCO G | 1 | South | YES | -0.002595 | 7.2 | 0 | 8 | 0 | 1.0104 | Cogen | -1 | 0.25829 | 0 | 0 |  |  |  |  | -0.25829 | 0
80224 | VISTRONG1 | 1 | South | YES | -0.002573 | 13.1 | 0 | 15 | 0 | 1.01 | Cogen | -1 | 0.25827 | 0 | 0 |  |  |  |  | -0.25827 | 0
80225 | VISTRONG2 | 2 | South | YES | -0.002573 | 20.2 | 0 | 23 | 0 | 1.01 | Cogen | -1 | 0.25827 | 0 | 0 |  |  |  |  | -0.25827 | 0
7020 | L_AUSTPL1_1Y | 1 | South | YES | -0.002535 | 0 | 0 | 8 |  | 1 | Hydro | -1 | 0.25823 | 0 | 0 |  |  |  |  | -0.25823 | 0
7020 | L_AUSTPL1_1Y | 2 | South | YES | -0.002535 | 0 | 0 | 8 |  | 1 | Hydro | -1 | 0.25823 | 0 | 0 |  |  |  |  | -0.25823 | 0
8066 | DUP1V#1 | 1 | South | YES | -0.002448 | 52.3 | 0 | 73 | 0 | 1.01 | Cogen | -1 | 0.25815 | 0 | 0 |  |  |  |  | -0.25815 | 0
8173 | VICEC51A | 5 | South | YES | -0.002348 | 144 | 18 | 144 | 0 | 1.025 | CC | -1 | 0.25805 | 144 | 144 |  |  |  |  | -0.25805 | -37.1588
8174 | VICEC61A | 6 | South | YES | -0.002348 | 188 | 42 | 188 | 0 | 1.025 | CC | -1 | 0.25805 | 188 | 188 |  |  |  |  | -0.25805 | -48.5129
5508 | RAYBURNCC9 | 1 | South | YES | -0.00233 | 47.7 | 18.2 | 47.7 | 0 | 1.0296 | CC | -1 | 0.25803 | 47.7 | 47.7 |  |  |  |  | -0.25803 | -12.308
5509 | RAYBURNCC10 | 1 | South | YES | -0.00233 | 37.3 | 5.2 | 37.3 | 0 | 1.0296 | CC | -1 | 0.25803 | 37.3 | 37.3 |  |  |  |  | -0.25803 | -9.6245
5511 | RAYBURNCC7 | 1 | South | YES | -0.00233 | 47.5 | 18.2 | 47.5 | 0 | 1.0296 | CC | -1 | 0.25803 | 47.5 | 47.5 |  |  |  |  | -0.25803 | -12.2564
5512 | RAYBURNCC8 | 1 | South | YES | -0.00233 | 49.3 | 18.2 | 49.3 | 0 | 1.0296 | CC | -1 | 0.25803 | 49.3 | 49.3 |  |  |  |  | -0.25803 | -12.7208
5503 | RAYBURNGEN3 | 1 | South | YES | -0.002149 | 17.6 | 6 | 22 | 0 | 1.0223 | GST | -1 | 0.25785 | 22 | 22 |  |  |  |  | -0.25785 | -5.6727
5505 | RAYBURNGEN1 | 1 | South | YES | -0.002149 | 0 | 1 | 11 |  | 1.0223 | GGT | -1 | 0.25785 | 11 | 11 |  |  |  |  | -0.25785 | -2.8363
5506 | RAYBURNGEN2 | 1 | South | YES | -0.002149 | 0 | 1 | 11 |  | 1.0223 | GGT | -1 | 0.25785 | 11 | 11 |  |  |  |  | -0.25785 | -2.8363
8189 | CUECPL2A | 1 | South | YES | -0.001991 | 12 | 0 | 12 | 0 | 1.02 | Cogen | -1 | 0.25769 | 0 | 0 |  |  |  |  | -0.25769 | 0
7014 | L_HAYSEN1_1Y | 1 | South | YES | -0.001946 | 223.9 | 74 | 223.9 | 0 | 1.008 | CC | -1 | 0.25765 | 223.9 | 223.9 |  |  |  |  | -0.25765 | -57.6868
7015 | L_HAYSEN1_2Y | 2 | South | YES | -0.001946 | 225 | 74 | 225 | 0 | 1.008 | CC | -1 | 0.25765 | 225 | 225 |  |  |  |  | -0.25765 | -57.9702
7016 | L_HAYSEN1_3Y | 3 | South | YES | -0.001946 | 224.6 | 74 | 224.6 | 0 | 1.008 | CC | -1 | 0.25765 | 224.6 | 224.6 |  |  |  |  | -0.25765 | -57.8671
7017 | L_HAYSEN1_4Y | 4 | South | YES | -0.001946 | 226.7 | 74 | 226.7 | 0 | 1.008 | CC | -1 | 0.25765 | 226.7 | 226.7 |  |  |  |  | -0.25765 | -58.4082
7624 | L_LAKEWO9_1Y | 1 | South | YES | -0.001928 | 0 | 0 | 2.4 |  | 1 | Hydro | -1 | 0.25763 | 0 | 0 |  |  |  |  | -0.25763 | 0
7624 | L_LAKEWO9_1Y | 2 | South | YES | -0.001928 | 0 | 0 | 2.4 |  | 1 | Hydro | -1 | 0.25763 | 0 | 0 |  |  |  |  | -0.25763 | 0
7810 | L_RIONOG1G1Y | 1 | South | YES | -0.001725 | 148 | 0 | 148 | 0 | 1.02 | CC | -1 | 0.25742 | 148 | 148 |  |  |  |  | -0.25742 | -38.0988
7811 | L_RIONOG1G2Y | 2 | South | YES | -0.001725 | 148 | 0 | 148 | 0 | 1.02 | CC | -1 | 0.25742 | 148 | 148 |  |  |  |  | -0.25742 | -38.0988
7812 | L_RIONOG1G3Y | 3 | South | YES | -0.001725 | 154 | 0 | 154 | 0 | 1.02 | CC | -1 | 0.25742 | 154 | 154 |  |  |  |  | -0.25742 | -39.6433
7813 | L_RIONOG1S1Y | 4 | South | YES | -0.001725 | 293 | 0 | 293 | 0 | 1.02 | CC | -1 | 0.25742 | 293 | 293 |  |  |  |  | -0.25742 | -75.4253
7605 | L_MCQUEE9_1Y | 1 | South | YES | -0.001599 | 0 | 0 | 2.4 |  | 1.025 | Hydro | -1 | 0.2573 | 0 | 0 |  |  |  |  | -0.2573 | 0
7605 | L_MCQUEE9_1Y | 3 | South | YES | -0.001599 | 0 | 0 | 2.8 |  | 1.025 | Hydro | -1 | 0.2573 | 0 | 0 |  |  |  |  | -0.2573 | 0
7605 | L_MCQUEE9_1Y | 2 | South | YES | -0.001599 | 0 | 0 | 2.4 |  | 1.025 | Hydro | -1 | 0.2573 | 0 | 0 |  |  |  |  | -0.2573 | 0
7800 | L_GUADGE1_1Y | 1 | South | YES | -0.001499 | 147 | 30 | 147 | 0 | 1.02 | CC | -1 | 0.2572 | 147 | 147 |  |  |  |  | -0.2572 | -37.8081
7801 | L_GUADGE1_2Y | 2 | South | YES | -0.001499 | 138 | 30 | 138 | 0 | 1.02 | CC | -1 | 0.2572 | 138 | 138 |  |  |  |  | -0.2572 | -35.4933
7802 | L_GUADGE1_3Y | 3 | South | YES | -0.001499 | 146 | 30 | 146 | 0 | 1.02 | CC | -1 | 0.2572 | 146 | 146 |  |  |  |  | -0.2572 | -37.5509
7803 | L_GUADGE1_4Y | 4 | South | YES | -0.001499 | 149 | 30 | 149 | 0 | 1.02 | CC | -1 | 0.2572 | 149 | 149 |  |  |  |  | -0.2572 | -38.3225
7804 | L_GUADGE1_5Y | 5 | South | YES | -0.001499 | 182 | 30 | 182 | 0 | 1.02 | CC | -1 | 0.2572 | 182 | 182 |  |  |  |  | -0.2572 | -46.8101
7805 | L_GUADGE1_6Y | 6 | South | YES | -0.001499 | 203 | 30 | 203 | 0 | 1.02 | CC | -1 | 0.2572 | 203 | 203 |  |  |  |  | -0.2572 | -52.2112
8161 | COLETO0A | 1 | South | YES | -0.001498 | 633 | 200 | 633 | 0 | 1.03 | LIGCO | -1 | 0.2572 | 0 | 633 |  |  |  |  | -0.2572 | 0
8926 | LGE_GT10A | 1 | South | YES | -0.001496 | 158 | 0 | 158 | 0 | 1.03 | Cogen | -1 | 0.2572 | 0 | 0 |  |  |  |  | -0.2572 | 0
8927 | LGE_GT20A | 2 | South | YES | -0.001496 | 153 | 0 | 153 | 0 | 1.03 | Cogen | -1 | 0.2572 | 0 | 0 |  |  |  |  | -0.2572 | 0
8928 | LGE_STG0A | 3 | South | YES | -0.001496 | 100 | 0 | 100 | 0 | 1.03 | Cogen | -1 | 0.2572 | 0 | 0 |  |  |  |  | -0.2572 | 0
8930 | ICPGN10A | 1 | South | YES | -0.001496 | 149 | 0 | 149 | 0 | 1.03 | Cogen | -1 | 0.2572 | 0 | 0 |  |  |  |  | -0.2572 | 0
8931 | ICPGN20A | 2 | South | YES | -0.001496 | 150 | 0 | 150 | 0 | 1.03 | Cogen | -1 | 0.2572 | 0 | 0 |  |  |  |  | -0.2572 | 0
8932 | ICPGN30A | 3 | South | YES | -0.001496 | 127 | 0 | 127 | 0 | 1.03 | Cogen | -1 | 0.2572 | 0 | 0 |  |  |  |  | -0.2572 | 0
80223 | REYSHR G | 1 | South | YES | -0.001496 | 12 | 0 | 12 | 0 | 1.032 | Cogen | -1 | 0.2572 | 0 | 0 |  |  |  |  | -0.2572 | 0
8560 | CNOPGT1 | 1 | South | YES | -0.001267 | 148.3 | 0 | 148.3 | 0 | 1.03 | Cogen | -1 | 0.25697 | 0 | 0 |  |  |  |  | -0.25697 | 0
8561 | CNOPGT2 | 2 | South | YES | -0.001267 | 148.6 | 0 | 148.6 | 0 | 1.03 | Cogen | -1 | 0.25697 | 0 | 0 |  |  |  |  | -0.25697 | 0
8562 | CNOPST1 | 3 | South | YES | -0.001267 | 153 | 0 | 153 | 0 | 1.03 | Cogen | -1 | 0.25697 | 0 | 0 |  |  |  |  | -0.25697 | 0
7609 | L_SCHUMA8_1Y | 1 | South | YES | -0.001258 | 0 | 0 | 4 |  | 1 | Hydro | -1 | 0.25696 | 0 | 0 |  |  |  |  | -0.25696 | 0
8456 | COSW#1 | 1 | South | YES | -0.001256 | 20 | 0 | 20 | 0 | 1.027 | Cogen | -1 | 0.25696 | 0 | 0 |  |  |  |  | -0.25696 | 0
8457 | COSW#2 | 2 | South | YES | -0.001256 | 14 | 0 | 14 | 0 | 1.027 | Cogen | -1 | 0.25696 | 0 | 0 |  |  |  |  | -0.25696 | 0
8459 | B_DAVIS0B | MB | South | YES | -0.001226 | 0 | 50 | 339 |  | 1.03 | GSC | -1 | 0.25693 | 0 | 0 |  |  |  |  | -0.25693 | 0
8460 | B_DAVIS0A | MB | South | YES | -0.001226 | 0 | 50 | 340 |  | 1.03 | GSC | -1 | 0.25693 | 0 | 0 |  |  |  |  | -0.25693 | 0
8506 | VAL #1 | 1 | South | YES | -0.001196 | 20.9 | 0 | 25 | 0 | 1.0055 | Cogen | -1 | 0.2569 | 0 | 0 |  |  |  |  | -0.2569 | 0
8507 | VAL #2 | 2 | South | YES | -0.001196 | 20.9 | 0 | 25 | 0 | 1.0055 | Cogen | -1 | 0.2569 | 0 | 0 |  |  |  |  | -0.2569 | 0
8511 | OXY_CC0A | 1 | South | YES | -0.001196 | 30.3 | 0 | 38 |  | 1.027 | Cogen | -1 | 0.2569 | 0 | 0 |  |  |  |  | -0.2569 | 0
7487 | L_CANYHY8_1Y | 1 | South | YES | -0.001178 | 0 | 0 | 6 |  | 1 | Hydro | -1 | 0.25688 | 0 | 0 |  |  |  |  | -0.25688 | 0
8461 | KOCH_UP0A | 1 | South | YES | -0.001165 | 38 | 0 | 38 | 0 | 1.012 | Cogen | -1 | 0.25686 | 0 | 0 |  |  |  |  | -0.25686 | 0
8517 | CELANEBI0A | 1 | South | YES | -0.000987 | 29 | 0 | 29 | 0 | 1.02 | Cogen | -1 | 0.25669 | 0 | 0 |  |  |  |  | -0.25669 | 0
80080 | GWINDT11A | 1 | South | YES | -0.000849 | 40.6 | 0 | 94 | 0 | 1.025 | Wind | -1 | 0.25655 | 0 | 94 |  |  |  |  | -0.25655 | 0
80080 | GWINDT11A | 3 | South | YES | -0.000849 | 16.4 | 0 | 38 | 0 | 1.025 | Wind | -1 | 0.25655 | 0 | 38 |  |  |  |  | -0.25655 | 0
80080 | GWINDT11A | 2 | South | YES | -0.000849 | 17.7 | 0 | 41 | 0 | 1.025 | Wind | -1 | 0.25655 | 0 | 41 |  |  |  |  | -0.25655 | 0
80080 | GWINDT11A | 4 | South | YES | -0.000849 | 8.2 | 0 | 19 | 0 | 1.025 | Wind | -1 | 0.25655 | 0 | 19 |  |  |  |  | -0.25655 | 0
80081 | GWINDT21A | 1 | South | YES | -0.000849 | 40.6 | 0 | 94 | 0 | 1.025 | Wind | -1 | 0.25655 | 0 | 94 |  |  |  |  | -0.25655 | 0
80081 | GWINDT21A | 2 | South | YES | -0.000849 | 15.5 | 0 | 36 | 0 | 1.025 | Wind | -1 | 0.25655 | 0 | 36 |  |  |  |  | -0.25655 | 0
80081 | GWINDT21A | 3 | South | YES | -0.000849 | 18.6 | 0 | 43 | 0 | 1.025 | Wind | -1 | 0.25655 | 0 | 43 |  |  |  |  | -0.25655 | 0
80081 | GWINDT21A | 4 | South | YES | -0.000849 | 9.5 | 0 | 22 | 0 | 1.025 | Wind | -1 | 0.25655 | 0 | 22 |  |  |  |  | -0.25655 | 0
80180 | PNSCALT11A | 2 | South | YES | -0.000849 | 21.6 | 0 | 50 | 0 | 1.025 | Wind | -1 | 0.25655 | 0 | 50 |  |  |  |  | -0.25655 | 0
80180 | PNSCALT11A | 1 | South | YES | -0.000849 | 63 | 0 | 146 | 0 | 1.025 | Wind | -1 | 0.25655 | 0 | 146 |  |  |  |  | -0.25655 | 0
80181 | PNSCALT21A | 1 | South | YES | -0.000849 | 23.7 | 0 | 55 | 0 | 1.025 | Wind | -1 | 0.25655 | 0 | 55 |  |  |  |  | -0.25655 | 0
80181 | PNSCALT21A | 2 | South | YES | -0.000849 | 21.6 | 0 | 50 | 0 | 1.025 | Wind | -1 | 0.25655 | 0 | 50 |  |  |  |  | -0.25655 | 0
5401 | CALAVER_JKS1 | 1 | South | YES | -0.000805 | 562 | 100 | 562 | 0 | 1.018 | LIGCO | -1 | 0.2565 | 0 | 562 |  |  |  |  | -0.2565 | 0
5932 | SI_RAY9 | 9 | South | YES | -0.000665 | 32 | 32 | 38 | 0 | 1.035 | CC | -1 | 0.25636 | 38 | 38 |  |  |  |  | -0.25636 | -9.7418
5933 | SI_RAY6 | 6 | South | YES | -0.000665 | 15.4 | 10 | 19.3 | 0 | 1.035 | GST | -1 | 0.25636 | 19.3 | 19.3 |  |  |  |  | -0.25636 | -4.9478
5935 | SI_RAY10 | 10 | South | YES | -0.000665 | 47 | 10 | 47 | 0 | 1.03 | CC | -1 | 0.25636 | 47 | 47 |  |  |  |  | -0.25636 | -12.0491
80003 | MILHWYS | F | South | YES | -0.000664 | 0 | 0 | 0 | 0 | 1.0168 | AVR | -1 | 0.25636 | 0 | 0 |  |  |  |  | -0.25636 | 0
5476 | BRA_AVR1_CT1 | 1 | South | YES | -0.000643 | 155 | 90 | 155 | 0 | 1.017 | CC | -1 | 0.25634 | 155 | 155 |  |  |  |  | -0.25634 | -39.733
5477 | BRA_AVR1_ST1 | 1 | South | YES | -0.000643 | 174 | 138 | 174 | 0 | 1.017 | CC | -1 | 0.25634 | 174 | 174 |  |  |  |  | -0.25634 | -44.6035
5478 | BRA_AVR1_CT2 | 1 | South | YES | -0.000643 | 155 | 90 | 155 | 0 | 1.017 | CC | -1 | 0.25634 | 155 | 155 |  |  |  |  | -0.25634 | -39.733
5436 | TUTTL_WBT1G1 | 1 | South | YES | -0.00045 | 48.8 | 20 | 61 | 0 | 1.012 | GST | -1 | 0.25615 | 61 | 61 |  |  |  |  | -0.25615 | -15.6251
5438 | TUTTL_WBT3G3 | 3 | South | YES | -0.00045 | 95 | 25 | 95 | 0 | 1.012 | GST | -1 | 0.25615 | 95 | 95 |  |  |  |  | -0.25615 | -24.3342
5439 | TUTTL_WBT4G4 | 4 | South | YES | -0.00045 | 120.8 | 40 | 151 | 0 | 1.012 | GST | -1 | 0.25615 | 151 | 151 |  |  |  |  | -0.25615 | -38.6785
5903 | SANMIGUELGEN | 1 | South | YES | -0.000346 | 396.3 | 180 | 396.3 | 0 | 1.0331 | LIGCO | -1 | 0.25605 | 0 | 396.3 |  |  |  |  | -0.25605 | 0
8981 | HECN1 | 1 | South | YES | -0.000331 | 144.8 | 0 | 144.8 | 0 | 1.0304 | CC | -1 | 0.25603 | 144.8 | 144.8 |  |  |  |  | -0.25603 | -37.0732
8982 | HECN2 | 2 | South | YES | -0.000331 | 144.1 | 0 | 144.1 | 0 | 1.0304 | CC | -1 | 0.25603 | 144.1 | 144.1 |  |  |  |  | -0.25603 | -36.894
8983 | HECN3 | 3 | South | YES | -0.000331 | 171.9 | 0 | 171.9 | 0 | 1.0304 | CC | -1 | 0.25603 | 171.9 | 171.9 |  |  |  |  | -0.25603 | -44.0116
8936 | MVGN#1 | 1 | South | YES | -0.00033 | 216.6 | 0 | 216.6 | 0 | 1.0304 | CC | -1 | 0.25603 | 216.6 | 216.6 |  |  |  |  | -0.25603 | -55.4559
8937 | MVGN#2 | 2 | South | YES | -0.00033 | 216.7 | 0 | 216.7 | 0 | 1.0304 | CC | -1 | 0.25603 | 216.7 | 216.7 |  |  |  |  | -0.25603 | -55.4815
8938 | MVGN#3 | 3 | South | YES | -0.00033 | 250.9 | 0 | 250.9 | 0 | 1.0304 | CC | -1 | 0.25603 | 250.9 | 250.9 |  |  |  |  | -0.25603 | -64.2377
88198 | BEEVILLE | F | South | YES | -0.000327 | 0 | 0 | 0 | 0 | 1.02 | AVR | -1 | 0.25603 | 0 | 0 |  |  |  |  | -0.25603 | 0
5111 | CALAVER_JTD1 | 1 | South | YES | -0.000162 | 430 | 80 | 430 | 0 | 1.0138 | LIGCO | -1 | 0.25586 | 0 | 430 |  |  |  |  | -0.25586 | 0
5112 | CALAVER_JTD2 | 2 | South | YES | -0.000162 | 430 | 80 | 430 | 0 | 1.0138 | LIGCO | -1 | 0.25586 | 0 | 430 |  |  |  |  | -0.25586 | 0
5396 | CALAVER_OWS1 | 1 | South | YES | -8.2e-05 | 418 | 80 | 418 | 0 | 1.0192 | GST | -1 | 0.25578 | 418 | 418 |  |  |  |  | -0.25578 | -106.9165
5397 | CALAVER_OWS2 | 2 | South | YES | -8.2e-05 | 400 | 80 | 400 | 0 | 1.0192 | GST | -1 | 0.25578 | 400 | 400 |  |  |  |  | -0.25578 | -102.3125
5026 | BRAUNIG_VHB1 | 1 | South | YES | -7.5e-05 | 215 | 40 | 215 | 0 | 1.0192 | GST | -1 | 0.25577 | 215 | 215 |  |  |  |  | -0.25577 | -54.9915
5027 | BRAUNIG_VHB2 | 2 | South | YES | -7.5e-05 | 172.8 | 40 | 216 | 0 | 1.0192 | GST | -1 | 0.25577 | 216 | 216 |  |  |  |  | -0.25577 | -55.2472
5031 | BRA_VHBCT1 | 1 | South | YES | -7.5e-05 | 44 | 24 | 44 | 0 | 1.0192 | #N/A | -1 | 0.25577 | 44 | 44 |  |  |  |  | -0.25577 | -11.2541
5032 | BRA_VHBCT2 | 2 | South | YES | -7.5e-05 | 44 | 24 | 44 | 0 | 1.0192 | #N/A | -1 | 0.25577 | 44 | 44 |  |  |  |  | -0.25577 | -11.2541
5033 | BRA_VHBCT3 | 3 | South | YES | -7.5e-05 | 43 | 24 | 43 | 0 | 1.0192 | #N/A | -1 | 0.25577 | 43 | 43 |  |  |  |  | -0.25577 | -10.9983
5034 | BRA_VHBCT4 | 4 | South | YES | -7.5e-05 | 45 | 24 | 45 | 0 | 1.0192 | #N/A | -1 | 0.25577 | 45 | 45 |  |  |  |  | -0.25577 | -11.5098
7031 | L_MARSFO1G1Y | 1 | South | YES | -6e-05 | 0 | 0 | 36 |  | 1 | Hydro | -1 | 0.25576 | 0 | 0 |  |  |  |  | -0.25576 | 0
7032 | L_MARSFO1G2Y | 2 | South | YES | -6e-05 | 0 | 0 | 35 |  | 1 | Hydro | -1 | 0.25576 | 0 | 0 |  |  |  |  | -0.25576 | 0
7033 | L_MARSFO1G3Y | 3 | South | YES | -6e-05 | 0 | 0 | 36 |  | 1 | Hydro | -1 | 0.25576 | 0 | 0 |  |  |  |  | -0.25576 | 0
5934 | SI_RAY5 | 5 | South | YES | 0 | 0 | 10 | 15 |  | 1.035 | GST | -1 | 0.2557 | 15 | 15 |  |  |  |  | -0.2557 | -3.8355
8139 | JOS #1 | MB | South | YES | 0 | 0 | 45 | 255 |  | 1.02 | GST | -1 | 0.2557 | 0 | 0 |  |  |  |  | -0.2557 | 0
8285 | LAR #1 | MB | South | YES | 0 | 0 | 9 | 32 |  | 1.0497 | GST | -1 | 0.2557 | 0 | 0 |  |  |  |  | -0.2557 | 0
8287 | LAR #2 | MB | South | YES | 0 | 0 | 9 | 32 |  | 1.04 | GST | -1 | 0.2557 | 0 | 0 |  |  |  |  | -0.2557 | 0
8288 | LAR #3 | MB | South | YES | 0 | 0 | 25 | 105 |  | 1.04 | GST | -1 | 0.2557 | 0 | 0 |  |  |  |  | -0.2557 | 0
8388 | BATES0A | MB | South | YES | 0 | 0 | 21 | 71 |  | 1.033 | GST | -1 | 0.2557 | 0 | 0 |  |  |  |  | -0.2557 | 0
8393 | BATES0B | MB | South | YES | 0 | 0 | 25 | 110 |  | 1.03 | GST | -1 | 0.2557 | 0 | 0 |  |  |  |  | -0.2557 | 0
8437 | NUECES_B0C | MB | South | YES | 0 | 0 | 7 | 30 |  | 1.03 | GST | -1 | 0.2557 | 0 | 0 |  |  |  |  | -0.2557 | 0
8438 | NUECES_B0B | MB | South | YES | 0 | 0 | 26 | 169 |  | 1.03 | GST | -1 | 0.2557 | 0 | 0 |  |  |  |  | -0.2557 | 0
8442 | NUECES_B0A | MB | South | YES | 0 | 0 | 81 | 367 |  | 1.03 | GST | -1 | 0.2557 | 0 | 0 |  |  |  |  | -0.2557 | 0
39190 | TNSLCGN1__8 | 1 | Houston | YES | 0 | 0 | 10 | 30 |  | 1.03 | Cogen | -1 | 0.2557 | 0 | 0 |  |  |  |  | -0.2557 | 0
5028 | BRAUNIG_VHB3 | 3 | South | YES | 6.2e-05 | 407 | 60 | 407 | 0 | 1.0138 | GST | -1 | 0.25564 | 407 | 407 |  |  |  |  | -0.25564 | -104.0443
8933 | FGNTS001 | 1 | South | YES | 0.000116 | 146.5 | 0 | 146.5 | 0 | 1.03 | CC | -1 | 0.25558 | 146.5 | 146.5 |  |  |  |  | -0.25558 | -37.4429
8934 | FGNTS101 | 2 | South | YES | 0.000116 | 147.9 | 0 | 147.9 | 0 | 1.03 | CC | -1 | 0.25558 | 147.9 | 147.9 |  |  |  |  | -0.25558 | -37.8008
8935 | FGNTS201 | 3 | South | YES | 0.000116 | 173 | 0 | 173 | 0 | 1.03 | CC | -1 | 0.25558 | 173 | 173 |  |  |  |  | -0.25558 | -44.2159
5264 | LEON_LCP3G3 | 3 | South | YES | 0.000503 | 0 | 20 | 58 |  | 1.0197 | GST | -1 | 0.2552 | 58 | 58 |  |  |  |  | -0.2552 | -14.8014
5265 | LEON_LCP4G4 | 4 | South | YES | 0.000503 | 71.2 | 25 | 89 | 0 | 1.0197 | GST | -1 | 0.2552 | 89 | 89 |  |  |  |  | -0.2552 | -22.7125
5266 | LEON_LCPCT1 | 1 | South | YES | 0.000503 | 44 | 24 | 44 | 0 | 1.0197 | GGT | -1 | 0.2552 | 44 | 44 |  |  |  |  | -0.2552 | -11.2286
5267 | LEON_LCPCT2 | 2 | South | YES | 0.000503 | 44 | 24 | 44 | 0 | 1.0197 | GGT | -1 | 0.2552 | 44 | 44 |  |  |  |  | -0.2552 | -11.2286
5268 | LEON_LCPCT3 | 3 | South | YES | 0.000503 | 43 | 24 | 43 | 0 | 1.0197 | GGT | -1 | 0.2552 | 43 | 43 |  |  |  |  | -0.2552 | -10.9734
5269 | LEON_LCPCT4 | 4 | South | YES | 0.000503 | 45 | 24 | 45 | 0 | 1.0197 | GGT | -1 | 0.2552 | 45 | 45 |  |  |  |  | -0.2552 | -11.4838
88508 | FALFURRI | F | South | YES | 0.001334 | 0 | 0 | 0 | 0 | 1 | AVR | -1 | 0.25437 | 0 | 0 |  |  |  |  | -0.25437 | 0
5728 | FALCONHYDRO2 | 2 | South | YES | 0.002843 | 12 | 0 | 12 | 0 | 1.0227 | Hydro | -1 | 0.25286 | 0 | 0 |  |  |  |  | -0.25286 | 0
5729 | FALCONHYDRO3 | 3 | South | YES | 0.002843 | 11 | 0 | 11 | 0 | 1.0227 | Hydro | -1 | 0.25286 | 0 | 0 |  |  |  |  | -0.25286 | 0
8048 | FALCONHYDRO1 | 1 | South | YES | 0.002843 | 12 | 0 | 12 | 0 | 1.0227 | Hydro | -1 | 0.25286 | 0 | 0 |  |  |  |  | -0.25286 | 0
88299 | ZAPATA | F | South | YES | 0.005452 | 0 | 0 | 0 | 0 | 1.02 | BLT | -1 | 0.25025 | 0 | 0 |  |  |  |  | -0.25025 | 0
7028 | L_MARBFA1_1Y | 1 | South | YES | 0.005458 | 0 | 0 | 18 |  | 1 | Hydro | -1 | 0.25024 | 0 | 0 |  |  |  |  | -0.25024 | 0
7029 | L_MARBFA1_2Y | 2 | South | YES | 0.005458 | 0 | 0 | 18 |  | 1 | Hydro | -1 | 0.25024 | 0 | 0 |  |  |  |  | -0.25024 | 0
7035 | L_WIRTZ_1G1Y | 1 | South | YES | 0.007234 | 0 | 0 | 29 |  | 1 | Hydro | -1 | 0.24847 | 0 | 0 |  |  |  |  | -0.24847 | 0
7036 | L_WIRTZ_1G2Y | 2 | South | YES | 0.007234 | 23 | 0 | 29.8 |  | 1 | Hydro | -1 | 0.24847 | 0 | 0 |  |  |  |  | -0.24847 | 0
7022 | L_BUCHAN1_1Y | 1 | South | YES | 0.007734 | 0 | 0 | 18 |  | 1 | Hydro | -1 | 0.24797 | 0 | 0 |  |  |  |  | -0.24797 | 0
7023 | L_BUCHAN1_2Y | 2 | South | YES | 0.007734 | 0 | 0 | 18 |  | 1 | Hydro | -1 | 0.24797 | 0 | 0 |  |  |  |  | -0.24797 | 0
7024 | L_BUCHAN1_3Y | 3 | South | YES | 0.007734 | 0 | 0 | 15 |  | 1 | Hydro | -1 | 0.24797 | 0 | 0 |  |  |  |  | -0.24797 | 0
7000 | L_FERGUS1_1Y | 1 | South | YES | 0.007892 | 400 | 65 | 423.3 | 0 | 1.015 | GSC | -1 | 0.24781 | 423.3 | 423.3 |  |  |  |  | -0.24781 | -104.8968
5890 | PEARSALLGEN1 | 1 | South | YES | 0.008841 | 19.2 | 6 | 24 | 0 | 1.0161 | GST | -1 | 0.24686 | 24 | 24 |  |  |  |  | -0.24686 | -5.9246
5891 | PEARSALLGEN2 | 1 | South | YES | 0.008841 | 19.4 | 6 | 24.3 | 0 | 1.0161 | GST | -1 | 0.24686 | 24.3 | 24.3 |  |  |  |  | -0.24686 | -5.9987
5892 | PEARSALLGEN3 | 1 | South | YES | 0.008841 | 19.1 | 6 | 23.9 | 0 | 1.0161 | GST | -1 | 0.24686 | 23.9 | 23.9 |  |  |  |  | -0.24686 | -5.8999
80012 | LAR | F | South | YES | 0.009238 | 0 | 0 | 0 | 0 | 1.04 | DCTie | -1 | 0.24646 | 0 | 0 |  |  |  |  | -0.24646 | 0
80265 | LARECU40A | 4 | South | YES | 0.00924 | 80 | 0 | 100 |  | 1.039 | GGT | -1 | 0.24646 | 100 | 100 |  |  |  |  | -0.24646 | -24.6459
80266 | LARECU50A | 5 | South | YES | 0.00924 | 80 | 0 | 100 |  | 1.039 | GGT | -1 | 0.24646 | 100 | 100 |  |  |  |  | -0.24646 | -24.6459
7026 | L_INKSDA1_1Y | 1 | South | YES | 0.011696 | 0 | 0 | 13.7 |  | 1 | Hydro | -1 | 0.244 | 0 | 0 |  |  |  |  | -0.244 | 0
1643 | SLSTR1PP_1G | 1 | North | YES | 0.020008 | 6 | 0 | 60 | 0 | 1.022 | Wind | -1 | 0.23569 | 0 | 60 |  |  | 0 | 0 | -0.23569 | 0
80010 | EPLVT1 | F | South | YES | 0.04727 | 0 | 0 | 0 |  | 1.0376 | #N/A | -1 | 0.20843 | 0 | 0 |  |  |  |  | -0.20843 | 0
8262 | ELPS | 1 | South | YES | 0.051795 | 6 | 6 | 6 | 0 | 1.15 | Hydro | -1 | 0.2039 | 0 | 0 |  |  |  |  | -0.2039 | 0
8032 | AMISTADHYD1 | 1 | South | YES | 0.071249 | 33 | 13 | 33 | 0 | 1.0375 | Hydro | -1 | 0.18445 | 0 | 0 |  |  |  |  | -0.18445 | 0
8033 | AMISTADHYD2 | 2 | South | YES | 0.071249 | 25 | 13 | 25 | 0 | 1.0375 | Hydro | -1 | 0.18445 | 0 | 0 |  |  |  |  | -0.18445 | 0
88253 | HAMILTON | F | South | YES | 0.071249 | 0 | 0 | 0 | 0 | 1.04 | BLT | -1 | 0.18445 | 0 | 0 |  |  |  |  | -0.18445 | 0
1437 | MESQUITW_1G | 1 | North | YES | 0.2331 | 40 | 0 | 400 | 0 | 1.023 | Wind | -1 | 0.022599 | 0 | 400 |  |  | 0 | 0 | -0.022599 | 0
1438 | MESQUITW_2G | 1 | North | YES | 0.23324 | 23.6 | 0 | 236 |  | 1.017 | Wind | -1 | 0.022463 | 0 | 236 |  |  | 0 | 0 | -0.022463 | 0
1442 | COKFIELD_5 | 1 | North | YES | 0.23324 | 16.5 | 0 | 165 |  | 1.029 | Wind | -1 | 0.022463 | 0 | 165 |  |  | 0 | 0 | -0.022463 | 0
6100 | OKLA7A | EQ | West | YES | 0.065495 | 50 | -220 | 220 | 0 | 1.035 | DCTie | 1 | 0.085917 | 0 | 0 | 0 | 0 |  |  | 0.085917 | 0
6752 | OKLA0A | 1 | West | YES | 0.065495 | 649.7 | 175 | 649.7 | 0 | 1.035 | LIGCO | 1 | 0.085917 | 0 | 649.7 | 42.5521 | 649.7 |  |  | 0.085917 | 55.8201
60052 | WILDHRS11A | 1 | West | YES | 0.13003 | 25.3 | 0 | 126.5 | 0 | 1.005 | #N/A | 1 | 0.15046 | 126.5 | 126.5 | 16.4493 | 126.5 |  |  | 0.15046 | 19.0326
60053 | WILDHRS21A | 1 | West | YES | 0.13003 | 7.8 | 0 | 39 | 0 | 1.025 | #N/A | 1 | 0.15046 | 39 | 39 | 5.0713 | 39 |  |  | 0.15046 | 5.8678
60081 | WHRLWIND1A | 1 | West | YES | 0.16072 | 12 | 0 | 60 | 0 | 1.03 | Wind | 1 | 0.18114 | 0 | 60 | 9.6433 | 60 |  |  | 0.18114 | 10.8686
6407 | TURKTRAK1A | 1 | West | YES | 0.1728 | 33.9 | 0 | 169.5 | 0 | 1.025 | Wind | 1 | 0.19322 | 0 | 169.5 | 29.2898 | 169.5 |  |  | 0.19322 | 32.7513
60057 | CALLAHAN1A | 1 | West | YES | 0.17739 | 22.8 | 0 | 114 | 0 | 1.04 | Wind | 1 | 0.19781 | 0 | 114 | 20.2221 | 114 |  |  | 0.19781 | 22.5502
6144 | MCADOO1A | 1 | West | YES | 0.2071 | 15 | 0 | 150 | 0 | 1.025 | Wind | 1 | 0.22752 | 0 | 150 | 31.0643 | 150 |  |  | 0.22752 | 34.1275
60058 | BUFF_GAP1A | 1 | West | YES | 0.21066 | 24 | 0 | 120 |  | 1 | Wind | 1 | 0.23108 | 0 | 120 | 25.2788 | 120 |  |  | 0.23108 | 27.7294
60060 | CIRELLO | 1 | West | YES | 0.21066 | 46.6 | 0 | 233 | 0 | 1 | Wind | 1 | 0.23108 | 0 | 233 | 49.0831 | 233 |  |  | 0.23108 | 53.8413
60063 | BUFF_GAP1B | 1 | West | YES | 0.21066 | 34 | 0 | 170.2 | 0 | 1.02 | Wind | 1 | 0.23108 | 0 | 170.2 | 35.8538 | 170.2 |  |  | 0.23108 | 39.3296
60066 | H_HOLLOW1A | 1 | West | YES | 0.21066 | 44.4 | 0 | 222 | 0 | 1.005 | Wind | 1 | 0.23108 | 0 | 222 | 46.7659 | 222 |  |  | 0.23108 | 51.2995
60068 | HHOLLOW21A | 1 | West | YES | 0.21066 | 36.8 | 0 | 184 | 0 | 1.025 | Wind | 1 | 0.23108 | 0 | 184 | 38.7609 | 184 |  |  | 0.23108 | 42.5185
60070 | HHOLLOW31A | 1 | West | YES | 0.21066 | 44.8 | 0 | 224 | 0 | 1.025 | Wind | 1 | 0.23108 | 0 | 224 | 47.1872 | 224 |  |  | 0.23108 | 51.7616
60072 | HHOLLOW41A | 1 | West | YES | 0.21066 | 23 | 0 | 115 | 0 | 1.025 | Wind | 1 | 0.23108 | 0 | 115 | 24.2256 | 115 |  |  | 0.23108 | 26.5741
60202 | FRNDDRCS | F | West | YES | 0.21496 | 0 | 0 | 0 | 0 | 0.9985 | AVR | 1 | 0.23539 | 0 | 0 | 0 | 0 |  |  | 0.23539 | 0
1343 | TRENTIPP_8 | 1 | West | YES | 0.21678 | 30 | 0 | 150 |  | 1.014 | Wind | 1 | 0.2372 | 0 | 150 | 32.5167 | 150 |  |  | 0.2372 | 35.58
1354 | AEPWIND_8 | 1 | West | YES | 0.21678 | 20.2 | 0 | 101 |  | 1 | Wind | 1 | 0.2372 | 0 | 101 | 21.8946 | 101 |  |  | 0.2372 | 23.9572
60018 | DSKY1 | 1 | West | YES | 0.24955 | 21 | 0 | 84 | 0 | 1.023 | Wind | 1 | 0.26997 | 0 | 84 | 20.9621 | 84 |  |  | 0.26997 | 22.6775
60017 | ORNNWP1 | 1 | West | YES | 0.25119 | 20 | 0 | 80 |  | 1.027 | Wind | 1 | 0.27161 | 0 | 80 | 20.0949 | 80 |  |  | 0.27161 | 21.7286
60000 | DSKY2 | 1 | West | YES | 0.25244 | 19.1 | 0 | 76.5 |  | 1.039 | Wind | 1 | 0.27286 | 0 | 76.5 | 19.3114 | 76.5 |  |  | 0.27286 | 20.8736
76091 | L_DIVIDE1_1N | W1 | West | YES | 0.25253 | 110 | 0 | 550 |  | 1.02 | Wind | 1 | 0.27295 | 0 | 550 | 138.8915 | 550 |  |  | 0.27295 | 150.1234
36998 | RDCNYNG1 | 1 | West | YES | 0.25257 | 16.8 | 0 | 84 |  | 1.01 | Wind | 1 | 0.27299 | 0 | 84 | 21.2157 | 84 |  |  | 0.27299 | 22.9311
6016 | SWMESA | 1 | West | YES | 0.25501 | 18.8 | 0 | 75 |  | 1.03 | Wind | 1 | 0.27543 | 0 | 75 | 19.126 | 75 |  |  | 0.27543 | 20.6576
60003 | KING_NE1A | 1 | West | YES | 0.25501 | 20 | 0 | 80 |  | 1.03 | Wind | 1 | 0.27543 | 0 | 80 | 20.401 | 80 |  |  | 0.27543 | 22.0348
60005 | KING_SE1A | 1 | West | YES | 0.25501 | 10 | 0 | 40 |  | 1.035 | Wind | 1 | 0.27543 | 0 | 40 | 10.2005 | 40 |  |  | 0.27543 | 11.0174
38437 | TNSRBNMESA9 | 1 | West | YES | 0.2561 | 37.5 | 0 | 150 |  | 1.02 | Wind | 1 | 0.27652 | 0 | 150 | 38.4153 | 150 |  |  | 0.27652 | 41.4786
38332 | TNWDWRDU2_8 | 1 | West | YES | 0.25628 | 20 | 0 | 80 | 0 | 1.0232 | Wind | 1 | 0.2767 | 0 | 80 | 20.5026 | 80 |  |  | 0.2767 | 22.1363
60016 | WOODWRD11A | 1 | West | YES | 0.25634 | 20 | 0 | 80 |  | 1.033 | Wind | 1 | 0.27676 | 0 | 80 | 20.507 | 80 |  |  | 0.27676 | 22.1407
60201 | RIO DRCS | F | West | YES | 0.25652 | 0 | 0 | 0 | 0 | 1.025 | AVR | 1 | 0.27694 | 0 | 0 | 0 | 0 |  |  | 0.27694 | 0
71051 | L_BITTCR1_1N | W1 | West | YES | 0.25704 | 7.5 | 0 | 37.5 |  | 1.02 | Wind | 1 | 0.27746 | 0 | 37.5 | 9.6389 | 37.5 |  |  | 0.27746 | 10.4047
71054 | L_SWEETW1_1N | W1 | West | YES | 0.25704 | 21.5 | 0 | 107.5 |  | 1.02 | Wind | 1 | 0.27746 | 0 | 107.5 | 27.6315 | 107.5 |  |  | 0.27746 | 29.8268
71057 | L_SWEETW1_2N | W1 | West | YES | 0.25704 | 27 | 0 | 135 |  | 1.02 | Wind | 1 | 0.27746 | 0 | 135 | 34.7 | 135 |  |  | 0.27746 | 37.4569
71059 | L_SWEETW1_3N | W1 | West | YES | 0.25704 | 23.8 | 0 | 119 | 0 | 1.02 | Wind | 1 | 0.27746 | 0 | 119 | 30.5874 | 119 |  |  | 0.27746 | 33.0176
71060 | L_SWEETW1_4N | W1 | West | YES | 0.25704 | 21 | 0 | 105 | 0 | 1.02 | Wind | 1 | 0.27746 | 0 | 105 | 26.9889 | 105 |  |  | 0.27746 | 29.1332
60007 | KING_SW1A | 1 | West | YES | 0.25827 | 20 | 0 | 80 |  | 1.03 | Wind | 1 | 0.27869 | 0 | 80 | 20.6618 | 80 |  |  | 0.27869 | 22.2956
60019 | KING_NW1A | 1 | West | YES | 0.25827 | 20 | 0 | 80 |  | 1.03 | Wind | 1 | 0.27869 | 0 | 80 | 20.6618 | 80 |  |  | 0.27869 | 22.2956
76031 | L_GASCCR1_1N | W1 | West | YES | 0.25958 | 30 | 0 | 150 | 0 | 1.02 | Wind | 1 | 0.28 | 0 | 150 | 38.9365 | 150 |  |  | 0.28 | 41.9998
1349 | WESTXWIN_1G | 1 | West | YES | 0.26201 | 1.3 | 0 | 6.6 |  | 1.014 | Wind | 1 | 0.28243 | 0 | 6.6 | 1.7293 | 6.6 |  |  | 0.28243 | 1.864
1350 | NWPWRG1_1G | 1 | West | YES | 0.26201 | 6.9 | 1 | 34.3 |  | 1.014 | Wind | 1 | 0.28243 | 0 | 34.3 | 8.9869 | 34.3 |  |  | 0.28243 | 9.6874
1061 | CIELOGEN_1G | 1 | West | YES | 0.26293 | 19.8 | 0 | 99 |  | 1 | Wind | 1 | 0.28336 | 0 | 99 | 26.0306 | 99 |  |  | 0.28336 | 28.0523
1062 | CIELOGEN_2G | 1 | West | YES | 0.26293 | 12.2 | 0 | 61 |  | 1 | Wind | 1 | 0.28336 | 0 | 61 | 16.039 | 61 |  |  | 0.28336 | 17.2848
1069 | KINDERMG_1G | 1 | West | YES | 0.26293 | 25 | 5 | 25 | 0 | 1.017 | Cogen | 1 | 0.28336 | 0 | 0 | 0 | 0 |  |  | 0.28336 | 0
1070 | KINDERMG_2G | 1 | West | YES | 0.26293 | 45.7 | 12 | 45.7 | 0 | 1.017 | Cogen | 1 | 0.28336 | 0 | 0 | 0 | 0 |  |  | 0.28336 | 0
1071 | KINDERMG_3G | 1 | West | YES | 0.26293 | 45.7 | 12 | 45.7 | 0 | 1.017 | Cogen | 1 | 0.28336 | 0 | 0 | 0 | 0 |  |  | 0.28336 | 0
1068 | SCURRYCW_1G | 1 | West | YES | 0.2632 | 28.2 | 1.3 | 141 |  | 1.01 | Wind | 1 | 0.28362 | 0 | 141 | 37.1116 | 141 |  |  | 0.28362 | 39.9911
1073 | SCURRYCW_2G | 2 | West | YES | 0.2632 | 24 | 0 | 120 | 0 | 1.017 | Wind | 1 | 0.28362 | 0 | 120 | 31.5844 | 120 |  |  | 0.28362 | 34.035
6637 | SNYDERW1A | 1 | West | YES | 0.26608 | 12.6 | 0 | 63 | 0 | 1.025 | Wind | 1 | 0.2865 | 0 | 63 | 16.7629 | 63 |  |  | 0.2865 | 18.0495
1301 | BULLCREK_8 | 1 | West | YES | 0.26867 | 36 | 0 | 180 | 0 | 1.017 | #N/A | 1 | 0.28909 | 180 | 180 | 48.3611 | 180 |  |  | 0.28909 | 52.037
1302 | COYOTEWG_8 | 1 | West | YES | 0.27112 | 45 | 0 | 225 |  | 1.01 | #N/A | 1 | 0.29154 | 225 | 225 | 61.0016 | 225 |  |  | 0.29154 | 65.5964
1416 | SWETWATR_1G | 1 | West | YES | 0.2713 | 30 | 18 | 30 | 0 | 1.026 | CC | 1 | 0.29172 | 30 | 30 | 8.1389 | 30 |  |  | 0.29172 | 8.7515
1417 | SWETWATR_2G | 2 | West | YES | 0.2713 | 72 | 36 | 72 | 0 | 1.026 | CC | 1 | 0.29172 | 72 | 72 | 19.5333 | 72 |  |  | 0.29172 | 21.0037
1418 | SWETWATR_3G | 3 | West | YES | 0.2713 | 68 | 36 | 68 | 0 | 1.026 | CC | 1 | 0.29172 | 68 | 68 | 18.4481 | 68 |  |  | 0.29172 | 19.8368
1419 | SWETWATR_4G | 4 | West | YES | 0.2713 | 61 | 36 | 61 | 0 | 1.026 | CC | 1 | 0.29172 | 61 | 61 | 16.5491 | 61 |  |  | 0.29172 | 17.7948
1320 | BSP 1 | 1 | West | YES | 0.27184 | 25.5 | 2.9 | 25.8 | 0 | 1 | Cogen | 1 | 0.29227 | 0 | 0 | 0 | 0 |  |  | 0.29227 | 0
1360 | GUNSIGHT_8 | 1 | West | YES | 0.27347 | 24 | 0 | 120 | 0 | 1.01 | Wind | 1 | 0.29389 | 0 | 120 | 32.8165 | 120 |  |  | 0.29389 | 35.2671
1170 | AIRLAMESA_1G | 1 | West | YES | 0.27453 | 0 | 0 | 180 |  | 1 | #N/A | 1 | 0.29495 | 180 | 180 | 49.415 | 180 |  |  | 0.29495 | 53.0909
1327 | WILDHRSE_1G | 1 | West | YES | 0.2747 | 24 | 0 | 120 |  | 1 | Wind | 1 | 0.29512 | 0 | 120 | 32.9636 | 120 |  |  | 0.29512 | 35.4142
1328 | OCOTILLO_1G | 1 | West | YES | 0.28118 | 11.6 | 0 | 58 |  | 1.01 | Wind | 1 | 0.3016 | 0 | 58 | 16.3086 | 58 |  |  | 0.3016 | 17.4931
1333 | MCDDONAL_8 | 1 | West | YES | 0.28124 | 42.8 | 0 | 214.2 |  | 1.01 | Wind | 1 | 0.30166 | 0 | 214.2 | 60.2423 | 214.2 |  |  | 0.30166 | 64.6166
1326 | STANTONW_8 | 1 | West | YES | 0.28126 | 20.1 | 0 | 100.5 |  | 1.01 | Wind | 1 | 0.30168 | 0 | 100.5 | 28.2664 | 100.5 |  |  | 0.30168 | 30.3188
1037 | MORGAN5G_5G | 5 | West | YES | 0.28162 | 109.6 | 40 | 137 | 0 | 1.029 | GST | 1 | 0.30204 | 137 | 137 | 38.5813 | 137 |  |  | 0.30204 | 41.379
1039 | MRGNAG_1G | A | West | YES | 0.28162 | 69 | 69 | 69 | 0 | 1.029 | GGT | 1 | 0.30204 | 69 | 69 | 19.4314 | 69 |  |  | 0.30204 | 20.8405
1040 | MRGNBG_2G | B | West | YES | 0.28162 | 70 | 70 | 71 | 0 | 1.029 | GGT | 1 | 0.30204 | 71 | 71 | 19.9947 | 71 |  |  | 0.30204 | 21.4446
1041 | MRGNCG_3G | C | West | YES | 0.28162 | 69 | 69 | 70 | 0 | 1.029 | GGT | 1 | 0.30204 | 70 | 70 | 19.713 | 70 |  |  | 0.30204 | 21.1426
1042 | MRGNDG_4G | D | West | YES | 0.28162 | 68 | 68 | 68 | 0 | 1.029 | GGT | 1 | 0.30204 | 68 | 68 | 19.1498 | 68 |  |  | 0.30204 | 20.5385
1043 | MRGNEG_5G | E | West | YES | 0.28162 | 68 | 68 | 70 | 0 | 1.029 | GGT | 1 | 0.30204 | 70 | 70 | 19.713 | 70 |  |  | 0.30204 | 21.1426
1044 | MRGNFG_6G | F | West | YES | 0.28162 | 66 | 66 | 66 | 0 | 1.029 | GGT | 1 | 0.30204 | 66 | 66 | 18.5866 | 66 |  |  | 0.30204 | 19.9344
1146 | NOTREES_1G | 1 | West | YES | 0.28265 | 29.8 | 0 | 149 | 0 | 1.017 | #N/A | 1 | 0.30307 | 149 | 149 | 42.115 | 149 |  |  | 0.30307 | 45.1578
7038 | L_DELAWA1_1Y | 1 | West | YES | 0.28298 | 3.5 | 0 | 35 | 0 | 1 | Wind | 1 | 0.30341 | 0 | 35 | 9.9044 | 35 |  |  | 0.30341 | 10.6192
7038 | L_DELAWA1_1Y | 2 | West | YES | 0.28298 | 3 | 0 | 30 | 0 | 1 | Wind | 1 | 0.30341 | 0 | 30 | 8.4895 | 30 |  |  | 0.30341 | 9.1022
1002 | PBCTAGE_1G | A | West | YES | 0.2831 | 64 | 64 | 66 | 0 | 1.036 | GGT | 1 | 0.30352 | 66 | 66 | 18.6846 | 66 |  |  | 0.30352 | 20.0324
1003 | PBCTBGE_2G | B | West | YES | 0.2831 | 65 | 65 | 66 | 0 | 1.036 | GGT | 1 | 0.30352 | 66 | 66 | 18.6846 | 66 |  |  | 0.30352 | 20.0324
1004 | PBCTCGE_3G | C | West | YES | 0.2831 | 62 | 62 | 67 | 0 | 1.036 | GGT | 1 | 0.30352 | 67 | 67 | 18.9677 | 67 |  |  | 0.30352 | 20.336
1005 | PBCTDGE_4G | D | West | YES | 0.2831 | 65 | 65 | 68 | 0 | 1.036 | GGT | 1 | 0.30352 | 68 | 68 | 19.2508 | 68 |  |  | 0.30352 | 20.6395
1006 | PBCTEGE_5G | E | West | YES | 0.2831 | 65 | 65 | 67 | 0 | 1.036 | GGT | 1 | 0.30352 | 67 | 67 | 18.9677 | 67 |  |  | 0.30352 | 20.336
1007 | PB5GEN_6G | 5 | West | YES | 0.2831 | 91.2 | 40 | 114 | 0 | 1.036 | GST | 1 | 0.30352 | 114 | 114 | 32.2734 | 114 |  |  | 0.30352 | 34.6015
1008 | PB6GEN_7G | 6 | West | YES | 0.2831 | 515 | 130 | 515 | 0 | 1.036 | GST | 1 | 0.30352 | 515 | 515 | 145.7965 | 515 |  |  | 0.30352 | 156.3137
11020 | TIEHVSG_1G | 1 | West | YES | 0.28858 | 208.2 | 63 | 208.2 | 0 | 1.012 | CC | 1 | 0.309 | 208.2 | 208.2 | 60.0819 | 208.2 |  |  | 0.309 | 64.3337
11021 | TIEHVCG_1G | 1 | West | YES | 0.28858 | 142.1 | 103 | 142.1 | 0 | 1.012 | CC | 1 | 0.309 | 142.1 | 142.1 | 41.0069 | 142.1 |  |  | 0.309 | 43.9089
11022 | TIEHVCG_2G | 1 | West | YES | 0.28858 | 132.4 | 103 | 132.4 | 0 | 1.012 | CC | 1 | 0.309 | 132.4 | 132.4 | 38.2077 | 132.4 |  |  | 0.309 | 40.9116
11023 | TIEHVCG_3G | 1 | West | YES | 0.28858 | 137.4 | 103 | 137.4 | 0 | 1.012 | CC | 1 | 0.309 | 137.4 | 137.4 | 39.6506 | 137.4 |  |  | 0.309 | 42.4566
11024 | TIEHVCG_4G | 1 | West | YES | 0.28858 | 147 | 103 | 147 | 0 | 1.012 | CC | 1 | 0.309 | 147 | 147 | 42.421 | 147 |  |  | 0.309 | 45.423
11025 | TIEHVSG_2G | 1 | West | YES | 0.28858 | 213.2 | 63 | 213.2 | 0 | 1.012 | CC | 1 | 0.309 | 213.2 | 213.2 | 61.5248 | 213.2 |  |  | 0.309 | 65.8787
11001 | NAV1CT | 1 | West | YES | 0.28865 | 70.4 | 18 | 70.4 | 0 | 1.029 | CC | 1 | 0.30907 | 70.4 | 70.4 | 20.3207 | 70.4 |  |  | 0.30907 | 21.7584
11009 | NAV2CT | 1 | West | YES | 0.28865 | 71.4 | 18 | 71.4 | 0 | 1.029 | CC | 1 | 0.30907 | 71.4 | 71.4 | 20.6093 | 71.4 |  |  | 0.30907 | 22.0674
11011 | NAV3ST | 1 | West | YES | 0.28865 | 92.8 | 40 | 92.8 | 0 | 1.029 | CC | 1 | 0.30907 | 92.8 | 92.8 | 26.7863 | 92.8 |  |  | 0.30907 | 28.6815
11012 | NAV4CT | 1 | West | YES | 0.28865 | 80 | 18 | 80 | 0 | 1.029 | CC | 1 | 0.30907 | 80 | 80 | 23.0917 | 80 |  |  | 0.30907 | 24.7254
11013 | NAV5CT | 1 | West | YES | 0.28865 | 80 | 18 | 80 | 0 | 1.029 | CC | 1 | 0.30907 | 80 | 80 | 23.0917 | 80 |  |  | 0.30907 | 24.7254
11014 | NAV6ST | 1 | West | YES | 0.28865 | 115 | 40 | 115 | 0 | 1.029 | CC | 1 | 0.30907 | 115 | 115 | 33.1943 | 115 |  |  | 0.30907 | 35.5428
1045 | CALENG1G_1G | 1 | West | YES | 0.29296 | 73.4 | 27 | 73.4 | 0 | 1.014 | Cogen | 1 | 0.31338 | 0 | 0 | 0 | 0 |  |  | 0.31338 | 0
1046 | CALENG2G_2G | 2 | West | YES | 0.29296 | 73.4 | 27 | 73.4 | 0 | 1.014 | Cogen | 1 | 0.31338 | 0 | 0 | 0 | 0 |  |  | 0.31338 | 0
1047 | CALENG3G_3G | 3 | West | YES | 0.29296 | 70.4 | 27 | 70.4 | 0 | 1.014 | Cogen | 1 | 0.31338 | 0 | 0 | 0 | 0 |  |  | 0.31338 | 0
1058 | LONGSHORE_5 | 1 | West | YES | 0.29423 | 30 | 0 | 150 |  | 1.01 | Wind | 1 | 0.31465 | 0 | 150 | 44.1347 | 150 |  |  | 0.31465 | 47.1979
1058 | LONGSHORE_5 | 3 | West | YES | 0.29423 | 23.4 | 0 | 117 |  | 1.01 | Wind | 1 | 0.31465 | 0 | 117 | 34.425 | 117 |  |  | 0.31465 | 36.8144
1058 | LONGSHORE_5 | 2 | West | YES | 0.29423 | 44 | 0 | 220 |  | 1.01 | Wind | 1 | 0.31465 | 0 | 220 | 64.7308 | 220 |  |  | 0.31465 | 69.2236
1049 | ROSCOEWI_5 | 1 | West | YES | 0.3776 | 41.8 | 0 | 209 |  | 1.01 | #N/A | 1 | 0.39802 | 209 | 209 | 78.9186 | 209 |  |  | 0.39802 | 83.1867
1057 | ROSCOEWI_5 | 2 | West | YES | 0.3776 | 25.3 | 0 | 126.5 |  | 1.01 | #N/A | 1 | 0.39802 | 126.5 | 126.5 | 47.7665 | 126.5 |  |  | 0.39802 | 50.3499
1060 | ROSCOEWI_5 | 3 | West | YES | 0.3776 | 39.4 | 0 | 197 | 0 | 1.01 | #N/A | 1 | 0.39802 | 197 | 197 | 74.3874 | 197 |  |  | 0.39802 | 78.4105
1072 | ROSCOEWI_5 | 4 | West | YES | 0.3776 | 63.6 | 0 | 318 | 0 | 1.01 | #N/A | 1 | 0.39802 | 318 | 318 | 120.0771 | 318 |  |  | 0.39802 | 126.5712
[11 empty] | #N/A | #N/A | #N/A | 0 | 0 |  |  |  |  | #N/A | #N/A
[11 empty] | #N/A | #N/A | #N/A | 0 | 0 |  |  |  |  | #N/A | #N/A
[11 empty] | #N/A | #N/A | #N/A | 0 | 0 |  |  |  |  | #N/A | #N/A
[11 empty] | #N/A | #N/A | #N/A | 0 | 0 |  |  |  |  | #N/A | #N/A
[11 empty] | #N/A | #N/A | #N/A | 0 | 0 |  |  |  |  | #N/A | #N/A
[11 empty] | #N/A | #N/A | #N/A | 0 | 0 |  |  |  |  | #N/A | #N/A
[11 empty] | #N/A | #N/A | #N/A | 0 | 0 |  |  |  |  | #N/A | #N/A
[11 empty] | #N/A | #N/A | #N/A | 0 | 0 |  |  |  |  | #N/A | #N/A
[11 empty] | #N/A | #N/A | #N/A | 0 | 0 |  |  |  |  | #N/A | #N/A
[11 empty] | #N/A | #N/A | #N/A | 0 | 0 |  |  |  |  | #N/A | #N/A
[11 empty] | #N/A | #N/A | #N/A | 0 | 0 |  |  |  |  | #N/A | #N/A
[11 empty] | #N/A | #N/A | #N/A | 0 | 0 |  |  |  |  | #N/A | #N/A
[11 empty] | #N/A | #N/A | #N/A | 0 | 0 |  |  |  |  | #N/A | #N/A
[11 empty] | #N/A | #N/A | #N/A | 0 | 0 |  |  |  |  | #N/A | #N/A
[11 empty] | #N/A | #N/A | #N/A | 0 | 0 |  |  |  |  | #N/A | #N/A
[11 empty] | #N/A | #N/A | #N/A | 0 | 0 |  |  |  |  | #N/A | #N/A
[11 empty] | #N/A | #N/A | #N/A | 0 | 0 |  |  |  |  | #N/A | #N/A
[11 empty] | #N/A | #N/A | #N/A | 0 | 0 |  |  |  |  | #N/A | #N/A
[11 empty] | #N/A | #N/A | #N/A | 0 | 0 |  |  |  |  | #N/A | #N/A
[11 empty] | #N/A | #N/A | #N/A | 0 | 0 |  |  |  |  | #N/A | #N/A
[11 empty] | #N/A | #N/A | #N/A | 0 | 0 |  |  |  |  | #N/A | #N/A
Note on AL4: Zonal Cap - Zonal Impact

## Distributed Slack - Bound Gen
Number of Bus | Name of Bus | ID | Area Name of Gen | AGC | P Sensitivity of Bus | Gen MW | Min MW | Max MW | V Sensitivity of Bus | Set Volt | Tech Type | Zone Impact | Zone Correlation | Inc Max | Dec Max | Souce S.F. Weighting | Souce Capacity | Sink S.F. Weighting | Sink Capacity | PTDF Calc | PTDF Weighting | max of zone correlation | 0.023604 |  |  | Neg PTDF weight | Pos PTDF weight
1438 | MESQUITW_2G | 1 | North | YES | 0.23272 | 23.6 | 0 | 236 |  | 1.017 | Wind | -1 | 0.023604 | 0 | 236 |  |  | 0 | 0 | -0.023604 | 0 |  |  |  |  | 0 | 0
1442 | COKFIELD_5 | 1 | North | YES | 0.23272 | 16.5 | 0 | 165 |  | 1.029 | Wind | -1 | 0.023604 | 0 | 165 |  |  | 0 | 0 | -0.023604 | 0 |  |  |  |  | 0 | 0
1437 | MESQUITW_1G | 1 | North | YES | 0.23258 | 40 | 0 | 400 | 0 | 1.023 | Wind | -1 | 0.023741 | 0 | 400 |  |  | 0 | 0 | -0.023741 | 0 |  |  |  |  | 0 | 0
6100 | OKLA7A | EQ | West | YES | 0.065172 | 50 | -220 | 220 | 0 | 1.035 | DCTie | 1 | 0.086243 | 0 | 0 | 0 | 0 |  |  | 0.086243 | 0 |  |  | Weighted Shift Factors |  | 0 | 0
6752 | OKLA0A | 1 | West | YES | 0.065172 | 649.7 | 175 | 649.7 | 0 | 1.035 | LIGCO | 1 | 0.086243 | 0 | 649.7 | 42.3422 | 649.7 |  |  | 0.086243 | 56.0319 |  |  | West | 0.25633 | 0 | 0
60081 | WHRLWIND1A | 1 | West | YES | 0.16067 | 12 | 0 | 60 | 0 | 1.03 | Wind | 1 | 0.18174 | 0 | 60 | 9.6403 | 60 |  |  | 0.18174 | 10.9046 |  |  | North | -0.021071 | 0 | 0
8032 | AMISTADHYD1 | 1 | South | YES | 0.070288 | 33 | 13 | 33 | 0 | 1.03 | Hydro | -1 | 0.18604 | 0 | 0 |  |  |  |  | -0.18604 | 0 |  |  |  |  | 0 | 0
8033 | AMISTADHYD2 | 2 | South | YES | 0.070288 | 25 | 13 | 25 | 0 | 1.03 | Hydro | -1 | 0.18604 | 0 | 0 |  |  |  |  | -0.18604 | 0 | North |  |  |  | 0 | 0
88253 | HAMILTON | F | South | YES | 0.070288 | 0 | 0 | 0 | 0 | 1.04 | BLT | -1 | 0.18604 | 0 | 0 |  |  |  |  | -0.18604 | 0 | Line Rating |  | 1072 |  | 0 | 0
6407 | TURKTRAK1A | 1 | West | YES | 0.17738 | 33.9 | 0 | 169.5 | 0 | 1.025 | Wind | 1 | 0.19846 | 0 | 169.5 | 30.0668 | 169.5 |  |  | 0.19846 | 33.6383 | Impact Counter to Zone: |  | 0 |  | 0 | 0
60057 | CALLAHAN1A | 1 | West | YES | 0.1794 | 22.8 | 0 | 114 | 0 | 1.04 | Wind | 1 | 0.20047 | 0 | 114 | 20.4511 | 114 |  |  | 0.20047 | 22.8532 |  |  | 0% |  | 0 | 0
8262 | ELPS | 1 | South | YES | 0.050982 | 6 | 6 | 6 | 0 | 1.15 | Hydro | -1 | 0.20534 | 0 | 0 |  |  |  |  | -0.20534 | 0 |  |  |  |  | 0 | 0
6144 | MCADOO1A | 1 | West | YES | 0.20699 | 15 | 0 | 150 | 0 | 1.025 | Wind | 1 | 0.22806 | 0 | 150 | 31.0488 | 150 |  |  | 0.22806 | 34.2094 | West |  |  |  | 0 | 0
60072 | HHOLLOW41A | 1 | West | YES | 0.20991 | 23 | 0 | 115 | 0 | 1.025 | Wind | 1 | 0.23098 | 0 | 115 | 24.1394 | 115 |  |  | 0.23098 | 26.5626 | Line Rating |  | 1072 |  | 0 | 0
60058 | BUFF_GAP1A | 1 | West | YES | 0.20991 | 24 | 0 | 120 |  | 1 | Wind | 1 | 0.23098 | 0 | 120 | 25.189 | 120 |  |  | 0.23098 | 27.7175 | Impact Counter to Zone: |  | 0 |  | 0 | 0
60063 | BUFF_GAP1B | 1 | West | YES | 0.20991 | 34 | 0 | 170.2 | 0 | 1.02 | Wind | 1 | 0.23098 | 0 | 170.2 | 35.7263 | 170.2 |  |  | 0.23098 | 39.3126 |  |  | 0% |  | 0 | 0
60068 | HHOLLOW21A | 1 | West | YES | 0.20991 | 36.8 | 0 | 184 | 0 | 1.025 | Wind | 1 | 0.23098 | 0 | 184 | 38.6231 | 184 |  |  | 0.23098 | 42.5001 |  |  |  |  | 0 | 0
60066 | H_HOLLOW1A | 1 | West | YES | 0.20991 | 44.4 | 0 | 222 | 0 | 1.005 | Wind | 1 | 0.23098 | 0 | 222 | 46.5996 | 222 |  |  | 0.23098 | 51.2773 |  |  |  |  | 0 | 0
60070 | HHOLLOW31A | 1 | West | YES | 0.20991 | 44.8 | 0 | 224 | 0 | 1.025 | Wind | 1 | 0.23098 | 0 | 224 | 47.0194 | 224 |  |  | 0.23098 | 51.7393 |  |  |  |  | 0 | 0
60060 | CIRELLO | 1 | West | YES | 0.20991 | 46.6 | 0 | 233 | 0 | 1 | Wind | 1 | 0.23098 | 0 | 233 | 48.9086 | 233 |  |  | 0.23098 | 53.8181 |  |  |  |  | 0 | 0
60202 | FRNDDRCS | F | West | YES | 0.21035 | 0 | 0 | 0 | 0 | 0.9985 | AVR | 1 | 0.23142 | 0 | 0 | 0 | 0 |  |  | 0.23142 | 0 |  |  |  |  | 0 | 0
1643 | SLSTR1PP_1G | 1 | North | YES | 0.019601 | 6 | 0 | 60 | 0 | 1.022 | Wind | -1 | 0.23673 | 0 | 60 |  |  | 0 | 0 | -0.23673 | 0 |  |  |  |  | 0 | 0
1354 | AEPWIND_8 | 1 | West | YES | 0.2173 | 20.2 | 0 | 101 |  | 1 | Wind | 1 | 0.23837 | 0 | 101 | 21.9474 | 101 |  |  | 0.23837 | 24.0756 |  |  |  |  | 0 | 0
1343 | TRENTIPP_8 | 1 | West | YES | 0.2173 | 30 | 0 | 150 |  | 1.014 | Wind | 1 | 0.23837 | 0 | 150 | 32.5951 | 150 |  |  | 0.23837 | 35.7558 |  |  |  |  | 0 | 0
7026 | L_INKSDA1_1Y | 1 | South | YES | 0.011136 | 0 | 0 | 13.7 |  | 1 | Hydro | -1 | 0.24519 | 0 | 0 |  |  |  |  | -0.24519 | 0 |  |  |  |  | 0 | 0
58909 | PEARSALLSCG1 | 3 | South | YES | 0.010937 | 0 | 0 | 8.4 |  | 1.027 | Diesel | -1 | 0.24539 | 8.4 | 8.4 |  |  |  |  | -0.24539 | -2.0613 |  |  |  |  | 0 | 0
58909 | PEARSALLSCG1 | 4 | South | YES | 0.010937 | 0 | 0 | 8.4 |  | 1.027 | Diesel | -1 | 0.24539 | 8.4 | 8.4 |  |  |  |  | -0.24539 | -2.0613 |  |  |  |  | 0 | 0
58909 | PEARSALLSCG1 | 6 | South | YES | 0.010937 | 0 | 0 | 8.4 |  | 1.027 | Diesel | -1 | 0.24539 | 8.4 | 8.4 |  |  |  |  | -0.24539 | -2.0613 |  |  |  |  | 0 | 0
58909 | PEARSALLSCG1 | 5 | South | YES | 0.010937 | 0 | 0 | 8.4 |  | 1.027 | Diesel | -1 | 0.24539 | 8.4 | 8.4 |  |  |  |  | -0.24539 | -2.0613 |  |  |  |  | 0 | 0
58909 | PEARSALLSCG1 | 1 | South | YES | 0.010937 | 0 | 0 | 8.4 |  | 1.027 | Diesel | -1 | 0.24539 | 8.4 | 8.4 |  |  |  |  | -0.24539 | -2.0613 |  |  |  |  | 0 | 0
58909 | PEARSALLSCG1 | 2 | South | YES | 0.010937 | 0 | 0 | 8.4 |  | 1.027 | Diesel | -1 | 0.24539 | 8.4 | 8.4 |  |  |  |  | -0.24539 | -2.0613 |  |  |  |  | 0 | 0
58919 | PEARSALLSCG2 | 5 | South | YES | 0.010937 | 0 | 0 | 8.4 |  | 1.027 | Diesel | -1 | 0.24539 | 8.4 | 8.4 |  |  |  |  | -0.24539 | -2.0613 |  |  |  |  | 0 | 0
58919 | PEARSALLSCG2 | 6 | South | YES | 0.010937 | 0 | 0 | 8.4 |  | 1.027 | Diesel | -1 | 0.24539 | 8.4 | 8.4 |  |  |  |  | -0.24539 | -2.0613 |  |  |  |  | 0 | 0
58919 | PEARSALLSCG2 | 1 | South | YES | 0.010937 | 0 | 0 | 8.4 |  | 1.027 | Diesel | -1 | 0.24539 | 8.4 | 8.4 |  |  |  |  | -0.24539 | -2.0613 |  |  |  |  | 0 | 0
58919 | PEARSALLSCG2 | 2 | South | YES | 0.010937 | 0 | 0 | 8.4 |  | 1.027 | Diesel | -1 | 0.24539 | 8.4 | 8.4 |  |  |  |  | -0.24539 | -2.0613 |  |  |  |  | 0 | 0
58919 | PEARSALLSCG2 | 4 | South | YES | 0.010937 | 0 | 0 | 8.4 |  | 1.027 | Diesel | -1 | 0.24539 | 8.4 | 8.4 |  |  |  |  | -0.24539 | -2.0613 |  |  |  |  | 0 | 0
58919 | PEARSALLSCG2 | 3 | South | YES | 0.010937 | 0 | 0 | 8.4 |  | 1.027 | Diesel | -1 | 0.24539 | 8.4 | 8.4 |  |  |  |  | -0.24539 | -2.0613 |  |  |  |  | 0 | 0
58929 | PEARSALLSCG3 | 4 | South | YES | 0.010937 | 0 | 0 | 8.4 |  | 1.027 | Diesel | -1 | 0.24539 | 8.4 | 8.4 |  |  |  |  | -0.24539 | -2.0613 |  |  |  |  | 0 | 0
58929 | PEARSALLSCG3 | 6 | South | YES | 0.010937 | 0 | 0 | 8.4 |  | 1.027 | Diesel | -1 | 0.24539 | 8.4 | 8.4 |  |  |  |  | -0.24539 | -2.0613 |  |  |  |  | 0 | 0
58929 | PEARSALLSCG3 | 2 | South | YES | 0.010937 | 0 | 0 | 8.4 |  | 1.027 | Diesel | -1 | 0.24539 | 8.4 | 8.4 |  |  |  |  | -0.24539 | -2.0613 |  |  |  |  | 0 | 0
58929 | PEARSALLSCG3 | 5 | South | YES | 0.010937 | 0 | 0 | 8.4 |  | 1.027 | Diesel | -1 | 0.24539 | 8.4 | 8.4 |  |  |  |  | -0.24539 | -2.0613 |  |  |  |  | 0 | 0
58929 | PEARSALLSCG3 | 1 | South | YES | 0.010937 | 0 | 0 | 8.4 |  | 1.027 | Diesel | -1 | 0.24539 | 8.4 | 8.4 |  |  |  |  | -0.24539 | -2.0613 |  |  |  |  | 0 | 0
58929 | PEARSALLSCG3 | 3 | South | YES | 0.010937 | 0 | 0 | 8.4 |  | 1.027 | Diesel | -1 | 0.24539 | 8.4 | 8.4 |  |  |  |  | -0.24539 | -2.0613 |  |  |  |  | 0 | 0
58949 | PEARSALLSCG4 | 3 | South | YES | 0.010937 | 0 | 0 | 8.4 |  | 1.027 | Diesel | -1 | 0.24539 | 8.4 | 8.4 |  |  |  |  | -0.24539 | -2.0613 |  |  |  |  | 0 | 0
58949 | PEARSALLSCG4 | 2 | South | YES | 0.010937 | 0 | 0 | 8.4 |  | 1.027 | Diesel | -1 | 0.24539 | 8.4 | 8.4 |  |  |  |  | -0.24539 | -2.0613 |  |  |  |  | 0 | 0
58949 | PEARSALLSCG4 | 1 | South | YES | 0.010937 | 0 | 0 | 8.4 |  | 1.027 | Diesel | -1 | 0.24539 | 8.4 | 8.4 |  |  |  |  | -0.24539 | -2.0613 |  |  |  |  | 0 | 0
58949 | PEARSALLSCG4 | 4 | South | YES | 0.010937 | 0 | 0 | 8.4 |  | 1.027 | Diesel | -1 | 0.24539 | 8.4 | 8.4 |  |  |  |  | -0.24539 | -2.0613 |  |  |  |  | 0 | 0
58949 | PEARSALLSCG4 | 6 | South | YES | 0.010937 | 0 | 0 | 8.4 |  | 1.027 | Diesel | -1 | 0.24539 | 8.4 | 8.4 |  |  |  |  | -0.24539 | -2.0613 |  |  |  |  | 0 | 0
58949 | PEARSALLSCG4 | 5 | South | YES | 0.010937 | 0 | 0 | 8.4 |  | 1.027 | Diesel | -1 | 0.24539 | 8.4 | 8.4 |  |  |  |  | -0.24539 | -2.0613 |  |  |  |  | 0 | 0
80265 | LARECU40A | 4 | South | YES | 0.008895 | 80 | 0 | 100 |  | 1.039 | GGT | -1 | 0.24743 | 100 | 100 |  |  |  |  | -0.24743 | -24.7431 |  |  |  |  | 0 | 0
80266 | LARECU50A | 5 | South | YES | 0.008895 | 80 | 0 | 100 |  | 1.039 | GGT | -1 | 0.24743 | 100 | 100 |  |  |  |  | -0.24743 | -24.7431 |  |  |  |  | 0 | 0
80012 | LAR | F | South | YES | 0.008892 | 0 | 0 | 0 | 0 | 1.04 | DCTie | -1 | 0.24743 | 0 | 0 |  |  |  |  | -0.24743 | 0 |  |  |  |  | 0 | 0
5891 | PEARSALLGEN2 | 1 | South | YES | 0.008293 | 19.4 | 6 | 24.3 | 0 | 1.0226 | GST | -1 | 0.24803 | 24.3 | 24.3 |  |  |  |  | -0.24803 | -6.0272 |  |  |  |  | 0 | 0
5890 | PEARSALLGEN1 | 1 | South | YES | 0.008293 | 19.2 | 6 | 24 | 0 | 1.0226 | GST | -1 | 0.24803 | 24 | 24 |  |  |  |  | -0.24803 | -5.9528 |  |  |  |  | 0 | 0
5892 | PEARSALLGEN3 | 1 | South | YES | 0.008293 | 19.1 | 6 | 23.9 | 0 | 1.0226 | GST | -1 | 0.24803 | 23.9 | 23.9 |  |  |  |  | -0.24803 | -5.928 |  |  |  |  | 0 | 0
7000 | L_FERGUS1_1Y | 1 | South | YES | 0.007166 | 400 | 65 | 423.3 | 0 | 1.015 | GSC | -1 | 0.24916 | 423.3 | 423.3 |  |  |  |  | -0.24916 | -105.4695 |  |  |  |  | 0 | 0
7022 | L_BUCHAN1_1Y | 1 | South | YES | 0.007137 | 0 | 0 | 18 |  | 1 | Hydro | -1 | 0.24919 | 0 | 0 |  |  |  |  | -0.24919 | 0 |  |  |  |  | 0 | 0
7023 | L_BUCHAN1_2Y | 2 | South | YES | 0.007137 | 0 | 0 | 18 |  | 1 | Hydro | -1 | 0.24919 | 0 | 0 |  |  |  |  | -0.24919 | 0 |  |  |  |  | 0 | 0
7024 | L_BUCHAN1_3Y | 3 | South | YES | 0.007137 | 0 | 0 | 15 |  | 1 | Hydro | -1 | 0.24919 | 0 | 0 |  |  |  |  | -0.24919 | 0 |  |  |  |  | 0 | 0
7035 | L_WIRTZ_1G1Y | 1 | South | YES | 0.006511 | 0 | 0 | 29 |  | 1 | Hydro | -1 | 0.24982 | 0 | 0 |  |  |  |  | -0.24982 | 0 |  |  |  |  | 0 | 0
7036 | L_WIRTZ_1G2Y | 2 | South | YES | 0.006511 | 0 | 0 | 29.7 |  | 1 | Hydro | -1 | 0.24982 | 0 | 0 |  |  |  |  | -0.24982 | 0 |  |  |  |  | 0 | 0
88299 | ZAPATA | F | South | YES | 0.004802 | 0 | 0 | 0 | 0 | 1.02 | BLT | -1 | 0.25152 | 0 | 0 |  |  |  |  | -0.25152 | 0 |  |  |  |  | 0 | 0
7028 | L_MARBFA1_1Y | 1 | South | YES | 0.004572 | 0 | 0 | 18 |  | 1 | Hydro | -1 | 0.25175 | 0 | 0 |  |  |  |  | -0.25175 | 0 |  |  |  |  | 0 | 0
7029 | L_MARBFA1_2Y | 2 | South | YES | 0.004572 | 0 | 0 | 18 |  | 1 | Hydro | -1 | 0.25175 | 0 | 0 |  |  |  |  | -0.25175 | 0 |  |  |  |  | 0 | 0
5728 | FALCONHYDRO2 | 2 | South | YES | 0.002028 | 12 | 0 | 12 | 0 | 1.0234 | Hydro | -1 | 0.2543 | 0 | 0 |  |  |  |  | -0.2543 | 0 |  |  |  |  | 0 | 0
5729 | FALCONHYDRO3 | 3 | South | YES | 0.002028 | 11 | 0 | 11 | 0 | 1.0234 | Hydro | -1 | 0.2543 | 0 | 0 |  |  |  |  | -0.2543 | 0 |  |  |  |  | 0 | 0
8048 | FALCONHYDRO1 | 1 | South | YES | 0.002028 | 12 | 0 | 12 | 0 | 1.0234 | Hydro | -1 | 0.2543 | 0 | 0 |  |  |  |  | -0.2543 | 0 |  |  |  |  | 0 | 0
88508 | FALFURRI | F | South | YES | 0.001585 | 0 | 0 | 0 | 0 | 1 | AVR | -1 | 0.25474 | 0 | 0 |  |  |  |  | -0.25474 | 0 |  |  |  |  | 0 | 0
5934 | SI_RAY5 | 5 | South | YES | 0 | 0 | 10 | 15 |  | 1.035 | GST | -1 | 0.25633 | 15 | 15 |  |  |  |  | -0.25633 | -3.8449 |  |  |  |  | 0 | 0
8139 | JOS #1 | MB | South | YES | 0 | 0 | 45 | 255 |  | 1.02 | GST | -1 | 0.25633 | 0 | 0 |  |  |  |  | -0.25633 | 0 |  |  |  |  | 0 | 0
8285 | LAR #1 | MB | South | YES | 0 | 0 | 9 | 32 |  | 1.0497 | GST | -1 | 0.25633 | 0 | 0 |  |  |  |  | -0.25633 | 0 |  |  |  |  | 0 | 0
8287 | LAR #2 | MB | South | YES | 0 | 0 | 9 | 32 |  | 1.04 | GST | -1 | 0.25633 | 0 | 0 |  |  |  |  | -0.25633 | 0 |  |  |  |  | 0 | 0
8288 | LAR #3 | MB | South | YES | 0 | 0 | 25 | 105 |  | 1.04 | GST | -1 | 0.25633 | 0 | 0 |  |  |  |  | -0.25633 | 0 |  |  |  |  | 0 | 0
8388 | BATES0A | MB | South | YES | 0 | 0 | 21 | 71 |  | 1.033 | GST | -1 | 0.25633 | 0 | 0 |  |  |  |  | -0.25633 | 0 |  |  |  |  | 0 | 0
8393 | BATES0B | MB | South | YES | 0 | 0 | 25 | 110 |  | 1.03 | GST | -1 | 0.25633 | 0 | 0 |  |  |  |  | -0.25633 | 0 |  |  |  |  | 0 | 0
8437 | NUECES_B0C | MB | South | YES | 0 | 0 | 7 | 30 |  | 1.03 | GST | -1 | 0.25633 | 0 | 0 |  |  |  |  | -0.25633 | 0 |  |  |  |  | 0 | 0
8438 | NUECES_B0B | MB | South | YES | 0 | 0 | 26 | 169 |  | 1.03 | GST | -1 | 0.25633 | 0 | 0 |  |  |  |  | -0.25633 | 0 |  |  |  |  | 0 | 0
39190 | TNSLCGN1__8 | 1 | Houston | YES | 0 | 0 | 10 | 30 |  | 1.03 | Cogen | -1 | 0.25633 | 0 | 0 |  |  |  |  | -0.25633 | 0 |  |  |  |  | 0 | 0
5265 | LEON_LCP4G4 | 4 | South | YES | -0.000265 | 89 | 25 | 89 | 0 | 1.0197 | GST | -1 | 0.25659 | 89 | 89 |  |  |  |  | -0.25659 | -22.8366 |  |  |  |  | 0 | 0
5264 | LEON_LCP3G3 | 3 | South | YES | -0.000265 | 0 | 20 | 58 |  | 1.0197 | GST | -1 | 0.25659 | 58 | 58 |  |  |  |  | -0.25659 | -14.8823 |  |  |  |  | 0 | 0
5269 | LEON_LCPCT4 | 4 | South | YES | -0.000265 | 45 | 24 | 45 | 0 | 1.0197 | GGT | -1 | 0.25659 | 45 | 45 |  |  |  |  | -0.25659 | -11.5466 |  |  |  |  | 0 | 0
5266 | LEON_LCPCT1 | 1 | South | YES | -0.000265 | 44 | 24 | 44 | 0 | 1.0197 | GGT | -1 | 0.25659 | 44 | 44 |  |  |  |  | -0.25659 | -11.29 |  |  |  |  | 0 | 0
5267 | LEON_LCPCT2 | 2 | South | YES | -0.000265 | 44 | 24 | 44 | 0 | 1.0197 | GGT | -1 | 0.25659 | 44 | 44 |  |  |  |  | -0.25659 | -11.29 |  |  |  |  | 0 | 0
5268 | LEON_LCPCT3 | 3 | South | YES | -0.000265 | 43 | 24 | 43 | 0 | 1.0197 | GGT | -1 | 0.25659 | 43 | 43 |  |  |  |  | -0.25659 | -11.0334 |  |  |  |  | 0 | 0
5028 | BRAUNIG_VHB3 | 3 | South | YES | -0.000719 | 407 | 60 | 407 | 0 | 1.0138 | GST | -1 | 0.25705 | 407 | 407 |  |  |  |  | -0.25705 | -104.6174 |  |  |  |  | 0 | 0
7031 | L_MARSFO1G1Y | 1 | South | YES | -0.000795 | 0 | 0 | 36 |  | 1 | Hydro | -1 | 0.25712 | 0 | 0 |  |  |  |  | -0.25712 | 0 |  |  |  |  | 0 | 0
7032 | L_MARSFO1G2Y | 2 | South | YES | -0.000795 | 0 | 0 | 35 |  | 1 | Hydro | -1 | 0.25712 | 0 | 0 |  |  |  |  | -0.25712 | 0 |  |  |  |  | 0 | 0
7033 | L_MARSFO1G3Y | 3 | South | YES | -0.000795 | 0 | 0 | 36 |  | 1 | Hydro | -1 | 0.25712 | 0 | 0 |  |  |  |  | -0.25712 | 0 |  |  |  |  | 0 | 0
5027 | BRAUNIG_VHB2 | 2 | South | YES | -0.000856 | 216 | 40 | 216 | 0 | 1.0192 | GST | -1 | 0.25718 | 216 | 216 |  |  |  |  | -0.25718 | -55.5514 |  |  |  |  | 0 | 0
5026 | BRAUNIG_VHB1 | 1 | South | YES | -0.000856 | 215 | 40 | 215 | 0 | 1.0192 | GST | -1 | 0.25718 | 215 | 215 |  |  |  |  | -0.25718 | -55.2942 |  |  |  |  | 0 | 0
5396 | CALAVER_OWS1 | 1 | South | YES | -0.000864 | 418 | 80 | 418 | 0 | 1.0192 | GST | -1 | 0.25719 | 418 | 418 |  |  |  |  | -0.25719 | -107.5055 |  |  |  |  | 0 | 0
5397 | CALAVER_OWS2 | 2 | South | YES | -0.000864 | 400 | 80 | 400 | 0 | 1.0192 | GST | -1 | 0.25719 | 400 | 400 |  |  |  |  | -0.25719 | -102.8761 |  |  |  |  | 0 | 0
8935 | FGNTS201 | 3 | South | YES | -0.000871 | 173 | 0 | 173 | 0 | 1.03 | CC | -1 | 0.2572 | 173 | 173 |  |  |  |  | -0.2572 | -44.4951 |  |  |  |  | 0 | 0
8934 | FGNTS101 | 2 | South | YES | -0.000871 | 147.9 | 0 | 147.9 | 0 | 1.03 | CC | -1 | 0.2572 | 147.9 | 147.9 |  |  |  |  | -0.2572 | -38.0395 |  |  |  |  | 0 | 0
8933 | FGNTS001 | 1 | South | YES | -0.000871 | 146.5 | 0 | 146.5 | 0 | 1.03 | CC | -1 | 0.2572 | 146.5 | 146.5 |  |  |  |  | -0.2572 | -37.6794 |  |  |  |  | 0 | 0
88198 | BEEVILLE | F | South | YES | -0.000901 | 0 | 0 | 0 | 0 | 1.02 | AVR | -1 | 0.25723 | 0 | 0 |  |  |  |  | -0.25723 | 0 |  |  |  |  | 0 | 0
5111 | CALAVER_JTD1 | 1 | South | YES | -0.00095 | 430 | 80 | 430 | 0 | 1.0138 | LIGCO | -1 | 0.25728 | 0 | 430 |  |  |  |  | -0.25728 | 0 |  |  |  |  | 0 | 0
5112 | CALAVER_JTD2 | 2 | South | YES | -0.00095 | 430 | 80 | 430 | 0 | 1.0138 | LIGCO | -1 | 0.25728 | 0 | 430 |  |  |  |  | -0.25728 | 0 |  |  |  |  | 0 | 0
5903 | SANMIGUELGEN | 1 | South | YES | -0.001181 | 396.3 | 180 | 396.3 | 0 | 1.0336 | LIGCO | -1 | 0.25751 | 0 | 396.3 |  |  |  |  | -0.25751 | 0 |  |  |  |  | 0 | 0
5439 | TUTTL_WBT4G4 | 4 | South | YES | -0.001247 | 151 | 40 | 151 | 0 | 1.012 | GST | -1 | 0.25757 | 151 | 151 |  |  |  |  | -0.25757 | -38.8936 |  |  |  |  | 0 | 0
5438 | TUTTL_WBT3G3 | 3 | South | YES | -0.001247 | 95 | 25 | 95 | 0 | 1.012 | GST | -1 | 0.25757 | 95 | 95 |  |  |  |  | -0.25757 | -24.4695 |  |  |  |  | 0 | 0
5436 | TUTTL_WBT1G1 | 1 | South | YES | -0.001247 | 48.8 | 20 | 61 | 0 | 1.012 | GST | -1 | 0.25757 | 61 | 61 |  |  |  |  | -0.25757 | -15.712 |  |  |  |  | 0 | 0
8983 | HECN3 | 3 | South | YES | -0.001359 | 171.9 | 0 | 171.9 | 0 | 1.0304 | CC | -1 | 0.25769 | 171.9 | 171.9 |  |  |  |  | -0.25769 | -44.2961 |  |  |  |  | 0 | 0
8981 | HECN1 | 1 | South | YES | -0.001359 | 144.8 | 0 | 144.8 | 0 | 1.0304 | CC | -1 | 0.25769 | 144.8 | 144.8 |  |  |  |  | -0.25769 | -37.3128 |  |  |  |  | 0 | 0
8982 | HECN2 | 2 | South | YES | -0.001359 | 144.1 | 0 | 144.1 | 0 | 1.0304 | CC | -1 | 0.25769 | 144.1 | 144.1 |  |  |  |  | -0.25769 | -37.1324 |  |  |  |  | 0 | 0
8938 | MVGN#3 | 3 | South | YES | -0.00136 | 250.9 | 0 | 250.9 | 0 | 1.0304 | CC | -1 | 0.25769 | 250.9 | 250.9 |  |  |  |  | -0.25769 | -64.6535 |  |  |  |  | 0 | 0
8937 | MVGN#2 | 2 | South | YES | -0.00136 | 216.7 | 0 | 216.7 | 0 | 1.0304 | CC | -1 | 0.25769 | 216.7 | 216.7 |  |  |  |  | -0.25769 | -55.8406 |  |  |  |  | 0 | 0
8936 | MVGN#1 | 1 | South | YES | -0.00136 | 216.6 | 0 | 216.6 | 0 | 1.0304 | CC | -1 | 0.25769 | 216.6 | 216.6 |  |  |  |  | -0.25769 | -55.8148 |  |  |  |  | 0 | 0
5477 | BRA_AVR1_ST | 1 | South | YES | -0.001366 | 174 | 138 | 174 | 0 | 1.025 | CC | -1 | 0.25769 | 174 | 174 |  |  |  |  | -0.25769 | -44.8384 |  |  |  |  | 0 | 0
5476 | BRA_AVR1_CT1 | 1 | South | YES | -0.001366 | 155 | 90 | 155 | 0 | 1.025 | CC | -1 | 0.25769 | 155 | 155 |  |  |  |  | -0.25769 | -39.9423 |  |  |  |  | 0 | 0
5478 | BRA_AVR1_CT2 | 1 | South | YES | -0.001366 | 155 | 90 | 155 | 0 | 1.025 | CC | -1 | 0.25769 | 155 | 155 |  |  |  |  | -0.25769 | -39.9423 |  |  |  |  | 0 | 0
5401 | CALAVER_JKS1 | 1 | South | YES | -0.001502 | 562 | 100 | 562 | 0 | 1.026 | LIGCO | -1 | 0.25783 | 0 | 562 |  |  |  |  | -0.25783 | 0 |  |  |  |  | 0 | 0
5935 | SI_RAY10 | 10 | South | YES | -0.001567 | 47 | 10 | 47 | 0 | 1.03 | CC | -1 | 0.25789 | 47 | 47 |  |  |  |  | -0.25789 | -12.121 |  |  |  |  | 0 | 0
5932 | SI_RAY9 | 9 | South | YES | -0.001567 | 32 | 32 | 38 | 0 | 1.035 | CC | -1 | 0.25789 | 38 | 38 |  |  |  |  | -0.25789 | -9.7999 |  |  |  |  | 0 | 0
5933 | SI_RAY6 | 6 | South | YES | -0.001567 | 15.4 | 10 | 19.3 | 0 | 1.035 | GST | -1 | 0.25789 | 19.3 | 19.3 |  |  |  |  | -0.25789 | -4.9773 |  |  |  |  | 0 | 0
80003 | MILHWYS | F | South | YES | -0.001567 | 0 | 0 | 0 | 0 | 1.0168 | AVR | -1 | 0.25789 | 0 | 0 |  |  |  |  | -0.25789 | 0 |  |  |  |  | 0 | 0
8517 | CELANEBI0A | 1 | South | YES | -0.001676 | 29 | 0 | 29 | 0 | 1.02 | Cogen | -1 | 0.258 | 0 | 0 |  |  |  |  | -0.258 | 0 |  |  |  |  | 0 | 0
80080 | GWINDT11A | 3 | South | YES | -0.001696 | 0 | 0 | 38 | 0 | 1.025 | Wind | -1 | 0.25802 | 0 | 38 |  |  |  |  | -0.25802 | 0 |  |  |  |  | 0 | 0
80080 | GWINDT11A | 4 | South | YES | -0.001696 | 3.8 | 0 | 19 | 0 | 1.025 | Wind | -1 | 0.25802 | 0 | 19 |  |  |  |  | -0.25802 | 0 |  |  |  |  | 0 | 0
80080 | GWINDT11A | 2 | South | YES | -0.001696 | 0 | 0 | 41 | 0 | 1.025 | Wind | -1 | 0.25802 | 0 | 41 |  |  |  |  | -0.25802 | 0 |  |  |  |  | 0 | 0
80080 | GWINDT11A | 1 | South | YES | -0.001696 | 28.2 | 0 | 94 | 0 | 1.025 | Wind | -1 | 0.25802 | 0 | 94 |  |  |  |  | -0.25802 | 0 |  |  |  |  | 0 | 0
80081 | GWINDT21A | 4 | South | YES | -0.001696 | 4.4 | 0 | 22 | 0 | 1.025 | Wind | -1 | 0.25802 | 0 | 22 |  |  |  |  | -0.25802 | 0 |  |  |  |  | 0 | 0
80081 | GWINDT21A | 1 | South | YES | -0.001696 | 28.2 | 0 | 94 | 0 | 1.025 | Wind | -1 | 0.25802 | 0 | 94 |  |  |  |  | -0.25802 | 0 |  |  |  |  | 0 | 0
80081 | GWINDT21A | 3 | South | YES | -0.001696 | 8.6 | 0 | 43 | 0 | 1.025 | Wind | -1 | 0.25802 | 0 | 43 |  |  |  |  | -0.25802 | 0 |  |  |  |  | 0 | 0
80081 | GWINDT21A | 2 | South | YES | -0.001696 | 7.2 | 0 | 36 | 0 | 1.025 | Wind | -1 | 0.25802 | 0 | 36 |  |  |  |  | -0.25802 | 0 |  |  |  |  | 0 | 0
80180 | PNSCALT11A | 2 | South | YES | -0.001696 | 10 | 0 | 50 | 0 | 1.025 | Wind | -1 | 0.25802 | 0 | 50 |  |  |  |  | -0.25802 | 0 |  |  |  |  | 0 | 0
80180 | PNSCALT11A | 1 | South | YES | -0.001696 | 43.8 | 0 | 148 | 0 | 1.025 | Wind | -1 | 0.25802 | 0 | 148 |  |  |  |  | -0.25802 | 0 |  |  |  |  | 0 | 0
80181 | PNSCALT21A | 2 | South | YES | -0.001696 | 10 | 0 | 50 | 0 | 1.025 | Wind | -1 | 0.25802 | 0 | 50 |  |  |  |  | -0.25802 | 0 |  |  |  |  | 0 | 0
80181 | PNSCALT21A | 1 | South | YES | -0.001696 | 16.5 | 0 | 55 | 0 | 1.025 | Wind | -1 | 0.25802 | 0 | 55 |  |  |  |  | -0.25802 | 0 |  |  |  |  | 0 | 0
8461 | KOCH_UP0A | 1 | South | YES | -0.001777 | 38 | 0 | 38 | 0 | 1.012 | Cogen | -1 | 0.2581 | 0 | 0 |  |  |  |  | -0.2581 | 0 |  |  |  |  | 0 | 0
8506 | VAL #1 | 1 | South | YES | -0.001811 | 20.9 | 0 | 25 | 0 | 1.0055 | Cogen | -1 | 0.25814 | 0 | 0 |  |  |  |  | -0.25814 | 0 |  |  |  |  | 0 | 0
8507 | VAL #2 | 2 | South | YES | -0.001811 | 20.9 | 0 | 25 | 0 | 1.0055 | Cogen | -1 | 0.25814 | 0 | 0 |  |  |  |  | -0.25814 | 0 |  |  |  |  | 0 | 0
8511 | OXY_CC0A | 1 | South | YES | -0.001811 | 30.3 | 0 | 38 | 0 | 1.027 | Cogen | -1 | 0.25814 | 0 | 0 |  |  |  |  | -0.25814 | 0 |  |  |  |  | 0 | 0
80263 | B_DAVIS31A | 3 | South | YES | -0.001863 | 0 | 0 | 180 |  | 1.0366 | CC | -1 | 0.25819 | 180 | 180 |  |  |  |  | -0.25819 | -46.4741 |  |  |  |  | 0 | 0
80264 | B_DAVIS41A | 4 | South | YES | -0.001863 | 0 | 0 | 180 |  | 1.0366 | CC | -1 | 0.25819 | 180 | 180 |  |  |  |  | -0.25819 | -46.4741 |  |  |  |  | 0 | 0
8459 | B_DAVIS0B | MB | South | YES | -0.001863 | 0 | 50 | 339 |  | 1.03 | GSC | -1 | 0.25819 | 0 | 0 |  |  |  |  | -0.25819 | 0 |  |  |  |  | 0 | 0
8460 | B_DAVIS0A | MB | South | YES | -0.001863 | 0 | 50 | 340 |  | 1.03 | GSC | -1 | 0.25819 | 0 | 0 |  |  |  |  | -0.25819 | 0 |  |  |  |  | 0 | 0
8456 | COSW#1 | 1 | South | YES | -0.001877 | 20 | 0 | 20 | 0 | 1.027 | Cogen | -1 | 0.2582 | 0 | 0 |  |  |  |  | -0.2582 | 0 |  |  |  |  | 0 | 0
8457 | COSW#2 | 2 | South | YES | -0.001877 | 14 | 0 | 14 | 0 | 1.027 | Cogen | -1 | 0.2582 | 0 | 0 |  |  |  |  | -0.2582 | 0 |  |  |  |  | 0 | 0
8560 | CNOPGT1 | 1 | South | YES | -0.001889 | 148.3 | 0 | 148.3 | 0 | 1.03 | Cogen | -1 | 0.25822 | 0 | 0 |  |  |  |  | -0.25822 | 0 |  |  |  |  | 0 | 0
8561 | CNOPGT2 | 2 | South | YES | -0.001889 | 148.6 | 0 | 148.6 | 0 | 1.03 | Cogen | -1 | 0.25822 | 0 | 0 |  |  |  |  | -0.25822 | 0 |  |  |  |  | 0 | 0
8562 | CNOPST1 | 3 | South | YES | -0.001889 | 153 | 0 | 153 | 0 | 1.03 | Cogen | -1 | 0.25822 | 0 | 0 |  |  |  |  | -0.25822 | 0 |  |  |  |  | 0 | 0
8442 | NBEC7 | 7 | South | YES | -0.001892 | 0 | 81 | 367 |  | 1.0298 | GST | -1 | 0.25822 | 367 | 367 |  |  |  |  | -0.25822 | -94.7661 |  |  |  |  | 0 | 0
8442 | NBEC7 | MB | South | YES | -0.001892 | 0 | 81 | 367 |  | 1.0298 | GST | -1 | 0.25822 | 0 | 0 |  |  |  |  | -0.25822 | 0 |  |  |  |  | 0 | 0
7487 | L_CANYHY8_1Y | 1 | South | YES | -0.001991 | 0 | 0 | 6 |  | 1 | Hydro | -1 | 0.25832 | 0 | 0 |  |  |  |  | -0.25832 | 0 |  |  |  |  | 0 | 0
7609 | L_SCHUMA8_1Y | 1 | South | YES | -0.002067 | 0 | 0 | 4 |  | 1 | Hydro | -1 | 0.25839 | 0 | 0 |  |  |  |  | -0.25839 | 0 |  |  |  |  | 0 | 0
8926 | LGE_GT10A | 1 | South | YES | -0.002126 | 158 | 0 | 158 | 0 | 1.03 | Cogen | -1 | 0.25845 | 0 | 0 |  |  |  |  | -0.25845 | 0 |  |  |  |  | 0 | 0
8927 | LGE_GT20A | 2 | South | YES | -0.002126 | 153 | 0 | 153 | 0 | 1.03 | Cogen | -1 | 0.25845 | 0 | 0 |  |  |  |  | -0.25845 | 0 |  |  |  |  | 0 | 0
8928 | LGE_STG0A | 3 | South | YES | -0.002126 | 100 | 0 | 100 | 0 | 1.03 | Cogen | -1 | 0.25845 | 0 | 0 |  |  |  |  | -0.25845 | 0 |  |  |  |  | 0 | 0
8930 | ICPGN10A | 1 | South | YES | -0.002126 | 149 | 0 | 149 | 0 | 1.03 | Cogen | -1 | 0.25845 | 0 | 0 |  |  |  |  | -0.25845 | 0 |  |  |  |  | 0 | 0
8931 | ICPGN20A | 2 | South | YES | -0.002126 | 150 | 0 | 150 | 0 | 1.03 | Cogen | -1 | 0.25845 | 0 | 0 |  |  |  |  | -0.25845 | 0 |  |  |  |  | 0 | 0
8932 | ICPGN30A | 3 | South | YES | -0.002126 | 127 | 0 | 127 | 0 | 1.03 | Cogen | -1 | 0.25845 | 0 | 0 |  |  |  |  | -0.25845 | 0 |  |  |  |  | 0 | 0
80223 | REYSHR G | 1 | South | YES | -0.002126 | 12 | 0 | 12 | 0 | 1.032 | Cogen | -1 | 0.25845 | 0 | 0 |  |  |  |  | -0.25845 | 0 |  |  |  |  | 0 | 0
8161 | COLETO0A | 1 | South | YES | -0.002182 | 633 | 200 | 633 | 0 | 1.03 | LIGCO | -1 | 0.25851 | 0 | 633 |  |  |  |  | -0.25851 | 0 |  |  |  |  | 0 | 0
7805 | L_GUADGE1_6Y | 6 | South | YES | -0.002314 | 203 | 30 | 203 | 0 | 1.02 | CC | -1 | 0.25864 | 203 | 203 |  |  |  |  | -0.25864 | -52.504 |  |  |  |  | 0 | 0
7804 | L_GUADGE1_5Y | 5 | South | YES | -0.002314 | 182 | 30 | 182 | 0 | 1.02 | CC | -1 | 0.25864 | 182 | 182 |  |  |  |  | -0.25864 | -47.0725 |  |  |  |  | 0 | 0
7803 | L_GUADGE1_4Y | 4 | South | YES | -0.002314 | 149 | 30 | 149 | 0 | 1.02 | CC | -1 | 0.25864 | 149 | 149 |  |  |  |  | -0.25864 | -38.5374 |  |  |  |  | 0 | 0
7800 | L_GUADGE1_1Y | 1 | South | YES | -0.002314 | 147 | 30 | 147 | 0 | 1.02 | CC | -1 | 0.25864 | 147 | 147 |  |  |  |  | -0.25864 | -38.0201 |  |  |  |  | 0 | 0
7802 | L_GUADGE1_3Y | 3 | South | YES | -0.002314 | 146 | 30 | 146 | 0 | 1.02 | CC | -1 | 0.25864 | 146 | 146 |  |  |  |  | -0.25864 | -37.7615 |  |  |  |  | 0 | 0
7801 | L_GUADGE1_2Y | 2 | South | YES | -0.002314 | 138 | 30 | 138 | 0 | 1.02 | CC | -1 | 0.25864 | 138 | 138 |  |  |  |  | -0.25864 | -35.6923 |  |  |  |  | 0 | 0
7605 | L_MCQUEE9_1Y | 1 | South | YES | -0.0024 | 0 | 0 | 2.4 |  | 1.025 | Hydro | -1 | 0.25873 | 0 | 0 |  |  |  |  | -0.25873 | 0 |  |  |  |  | 0 | 0
7605 | L_MCQUEE9_1Y | 2 | South | YES | -0.0024 | 0 | 0 | 2.4 |  | 1.025 | Hydro | -1 | 0.25873 | 0 | 0 |  |  |  |  | -0.25873 | 0 |  |  |  |  | 0 | 0
7605 | L_MCQUEE9_1Y | 3 | South | YES | -0.0024 | 0 | 0 | 2.8 |  | 1.025 | Hydro | -1 | 0.25873 | 0 | 0 |  |  |  |  | -0.25873 | 0 |  |  |  |  | 0 | 0
7813 | L_RIONOG1S1Y | 4 | South | YES | -0.002549 | 293 | 0 | 293 | 0 | 1.02 | CC | -1 | 0.25888 | 293 | 293 |  |  |  |  | -0.25888 | -75.8504 |  |  |  |  | 0 | 0
7812 | L_RIONOG1G3Y | 3 | South | YES | -0.002549 | 154 | 0 | 154 | 0 | 1.02 | CC | -1 | 0.25888 | 154 | 154 |  |  |  |  | -0.25888 | -39.8668 |  |  |  |  | 0 | 0
7810 | L_RIONOG1G1Y | 1 | South | YES | -0.002549 | 148 | 0 | 148 | 0 | 1.02 | CC | -1 | 0.25888 | 148 | 148 |  |  |  |  | -0.25888 | -38.3135 |  |  |  |  | 0 | 0
7811 | L_RIONOG1G2Y | 2 | South | YES | -0.002549 | 148 | 0 | 148 | 0 | 1.02 | CC | -1 | 0.25888 | 148 | 148 |  |  |  |  | -0.25888 | -38.3135 |  |  |  |  | 0 | 0
7624 | L_LAKEWO9_1Y | 1 | South | YES | -0.002697 | 0 | 0 | 2.4 |  | 1 | Hydro | -1 | 0.25902 | 0 | 0 |  |  |  |  | -0.25902 | 0 |  |  |  |  | 0 | 0
7624 | L_LAKEWO9_1Y | 2 | South | YES | -0.002697 | 0 | 0 | 2.4 |  | 1 | Hydro | -1 | 0.25902 | 0 | 0 |  |  |  |  | -0.25902 | 0 |  |  |  |  | 0 | 0
8189 | CUECPL2A | 1 | South | YES | -0.00272 | 12 | 0 | 12 | 0 | 1.02 | Cogen | -1 | 0.25905 | 0 | 0 |  |  |  |  | -0.25905 | 0 |  |  |  |  | 0 | 0
5503 | RAYBURNGEN3 | 1 | South | YES | -0.002752 | 17.6 | 6 | 22 | 0 | 1.0224 | GST | -1 | 0.25908 | 22 | 22 |  |  |  |  | -0.25908 | -5.6997 |  |  |  |  | 0 | 0
5505 | RAYBURNGEN1 | 1 | South | YES | -0.002752 | 0 | 1 | 11 |  | 1.0223 | GGT | -1 | 0.25908 | 11 | 11 |  |  |  |  | -0.25908 | -2.8499 |  |  |  |  | 0 | 0
5506 | RAYBURNGEN2 | 1 | South | YES | -0.002752 | 0 | 1 | 11 |  | 1.0223 | GGT | -1 | 0.25908 | 11 | 11 |  |  |  |  | -0.25908 | -2.8499 |  |  |  |  | 0 | 0
7017 | L_HAYSEN1_4Y | 4 | South | YES | -0.00278 | 226.7 | 74 | 226.7 | 0 | 1.008 | CC | -1 | 0.25911 | 226.7 | 226.7 |  |  |  |  | -0.25911 | -58.7394 |  |  |  |  | 0 | 0
7015 | L_HAYSEN1_2Y | 2 | South | YES | -0.00278 | 225 | 74 | 225 | 0 | 1.008 | CC | -1 | 0.25911 | 225 | 225 |  |  |  |  | -0.25911 | -58.2989 |  |  |  |  | 0 | 0
7016 | L_HAYSEN1_3Y | 3 | South | YES | -0.00278 | 224.6 | 74 | 224.6 | 0 | 1.008 | CC | -1 | 0.25911 | 224.6 | 224.6 |  |  |  |  | -0.25911 | -58.1953 |  |  |  |  | 0 | 0
7014 | L_HAYSEN1_1Y | 1 | South | YES | -0.00278 | 223.9 | 74 | 223.9 | 0 | 1.008 | CC | -1 | 0.25911 | 223.9 | 223.9 |  |  |  |  | -0.25911 | -58.0139 |  |  |  |  | 0 | 0
5512 | RAYBURNCC8 | 1 | South | YES | -0.002955 | 49.3 | 18.2 | 49.3 | 0 | 1.0296 | CC | -1 | 0.25928 | 49.3 | 49.3 |  |  |  |  | -0.25928 | -12.7826 |  |  |  |  | 0 | 0
5508 | RAYBURNCC9 | 1 | South | YES | -0.002955 | 47.7 | 18.2 | 47.7 | 0 | 1.0296 | CC | -1 | 0.25928 | 47.7 | 47.7 |  |  |  |  | -0.25928 | -12.3677 |  |  |  |  | 0 | 0
5511 | RAYBURNCC7 | 1 | South | YES | -0.002955 | 47.5 | 18.2 | 47.5 | 0 | 1.0296 | CC | -1 | 0.25928 | 47.5 | 47.5 |  |  |  |  | -0.25928 | -12.3159 |  |  |  |  | 0 | 0
5509 | RAYBURNCC10 | 1 | South | YES | -0.002955 | 37.3 | 5.2 | 37.3 | 0 | 1.0296 | CC | -1 | 0.25928 | 37.3 | 37.3 |  |  |  |  | -0.25928 | -9.6712 |  |  |  |  | 0 | 0
8174 | VICEC61A | 6 | South | YES | -0.002999 | 188 | 42 | 188 | 0 | 1.025 | CC | -1 | 0.25933 | 188 | 188 |  |  |  |  | -0.25933 | -48.7531 |  |  |  |  | 0 | 0
8173 | VICEC51A | 5 | South | YES | -0.002999 | 144 | 18 | 144 | 0 | 1.025 | CC | -1 | 0.25933 | 144 | 144 |  |  |  |  | -0.25933 | -37.3428 |  |  |  |  | 0 | 0
8066 | DUP1V#1 | 1 | South | YES | -0.003094 | 52.3 | 0 | 73 | 0 | 1.01 | Cogen | -1 | 0.25942 | 0 | 0 |  |  |  |  | -0.25942 | 0 |  |  |  |  | 0 | 0
80224 | VISTRONG1 | 1 | South | YES | -0.00321 | 13.1 | 0 | 15 | 0 | 1.01 | Cogen | -1 | 0.25954 | 0 | 0 |  |  |  |  | -0.25954 | 0 |  |  |  |  | 0 | 0
80225 | VISTRONG2 | 2 | South | YES | -0.00321 | 20.2 | 0 | 23 | 0 | 1.01 | Cogen | -1 | 0.25954 | 0 | 0 |  |  |  |  | -0.25954 | 0 |  |  |  |  | 0 | 0
80227 | AIRCO G | 1 | South | YES | -0.003228 | 7.2 | 0 | 8 | 0 | 1.0104 | Cogen | -1 | 0.25955 | 0 | 0 |  |  |  |  | -0.25955 | 0 |  |  |  |  | 0 | 0
8147 | UCAR #2 | 10 | South | YES | -0.003309 | 18.2 | 0 | 28 |  | 1 | Cogen | -1 | 0.25964 | 0 | 0 |  |  |  |  | -0.25964 | 0 |  |  |  |  | 0 | 0
8148 | UCAR #1 | 2 | South | YES | -0.003309 | 6.1 | 0 | 7 | 0 | 1.009 | Cogen | -1 | 0.25964 | 0 | 0 |  |  |  |  | -0.25964 | 0 |  |  |  |  | 0 | 0
80137 | CSDR89 | 9 | South | YES | -0.003309 | 15 | 0 | 15 | 0 | 1.003 | DCTie | -1 | 0.25964 | 0 | 0 |  |  |  |  | -0.25964 | 0 |  |  |  |  | 0 | 0
80137 | CSDR89 | 8 | South | YES | -0.003309 | 33.9 | 0 | 39 | 0 | 1.003 | DCTie | -1 | 0.25964 | 0 | 0 |  |  |  |  | -0.25964 | 0 |  |  |  |  | 0 | 0
80138 | CSDR7 | 7 | South | YES | -0.003309 | 6.1 | 0 | 7 | 0 | 1.014 | DCTie | -1 | 0.25964 | 0 | 0 |  |  |  |  | -0.25964 | 0 |  |  |  |  | 0 | 0
80139 | CSDR56 | 6 | South | YES | -0.003309 | 0 | 0 | 39 |  | 1.0033 | DCTie | -1 | 0.25964 | 0 | 0 |  |  |  |  | -0.25964 | 0 |  |  |  |  | 0 | 0
80139 | CSDR56 | 5 | South | YES | -0.003309 | 15 | 0 | 15 |  | 1.0033 | DCTie | -1 | 0.25964 | 0 | 0 |  |  |  |  | -0.25964 | 0 |  |  |  |  | 0 | 0
80140 | CSDR11 | 11 | South | YES | -0.003309 | 33.9 | 0 | 39 | 0 | 1.03 | DCTie | -1 | 0.25964 | 0 | 0 |  |  |  |  | -0.25964 | 0 |  |  |  |  | 0 | 0
7020 | L_AUSTPL1_1Y | 1 | South | YES | -0.00335 | 0 | 0 | 8 |  | 1 | Hydro | -1 | 0.25968 | 0 | 0 |  |  |  |  | -0.25968 | 0 |  |  |  |  | 0 | 0
7020 | L_AUSTPL1_1Y | 2 | South | YES | -0.00335 | 0 | 0 | 8 |  | 1 | Hydro | -1 | 0.25968 | 0 | 0 |  |  |  |  | -0.25968 | 0 |  |  |  |  | 0 | 0
9020 | SANDHG5A | 5A | South | YES | -0.003618 | 150 | 84 | 155 | 0 | 1.0175 | CC | -1 | 0.25994 | 155 | 155 |  |  |  |  | -0.25994 | -40.2914 |  |  |  |  | 0 | 0
9021 | SANDHG5C | 5C | South | YES | -0.003618 | 140 | 0 | 148 | 0 | 1.0175 | CC | -1 | 0.25994 | 148 | 148 |  |  |  |  | -0.25994 | -38.4717 |  |  |  |  | 0 | 0
9016 | SANDH_G1 | 1 | South | YES | -0.003618 | 45 | 2 | 49 | 0 | 1.0175 | GGT | -1 | 0.25994 | 49 | 49 |  |  |  |  | -0.25994 | -12.7373 |  |  |  |  | 0 | 0
9019 | SANDH_G4 | 4 | South | YES | -0.003618 | 0 | 2 | 47 |  | 1.0175 | GGT | -1 | 0.25994 | 47 | 47 |  |  |  |  | -0.25994 | -12.2174 |  |  |  |  | 0 | 0
9017 | SANDH_G2 | 2 | South | YES | -0.003618 | 45 | 2 | 46 | 0 | 1.0175 | GGT | -1 | 0.25994 | 46 | 46 |  |  |  |  | -0.25994 | -11.9574 |  |  |  |  | 0 | 0
9018 | SANDH_G3 | 3 | South | YES | -0.003618 | 45 | 2 | 46 | 0 | 1.0175 | GGT | -1 | 0.25994 | 46 | 46 |  |  |  |  | -0.25994 | -11.9574 |  |  |  |  | 0 | 0
9001 | DECKR_G2 | 2 | South | YES | -0.003627 | 400 | 50 | 426 | 0 | 1.015 | GST | -1 | 0.25995 | 426 | 426 |  |  |  |  | -0.25995 | -110.7401 |  |  |  |  | 0 | 0
9000 | DECKR_G1 | 1 | South | YES | -0.003627 | 280 | 50 | 321 | 0 | 1.015 | GST | -1 | 0.25995 | 321 | 321 |  |  |  |  | -0.25995 | -83.445 |  |  |  |  | 0 | 0
80226 | ALCOA G | 1 | South | YES | -0.003687 | 32.3 | 5 | 48 | 0 | 1.015 | Cogen | -1 | 0.26001 | 0 | 0 |  |  |  |  | -0.26001 | 0 |  |  |  |  | 0 | 0
8134 | FOR #1 | 1 | South | YES | -0.003787 | 54.1 | 45 | 79 | 0 | 1 | Cogen | -1 | 0.26011 | 0 | 0 |  |  |  |  | -0.26011 | 0 |  |  |  |  | 0 | 0
8138 | FOR #2 | 2 | South | YES | -0.003787 | 63.1 | 45 | 81 | 0 | 1 | Cogen | -1 | 0.26011 | 0 | 0 |  |  |  |  | -0.26011 | 0 |  |  |  |  | 0 | 0
8153 | FOR #3 | 3 | South | YES | -0.003787 | 63.1 | 45 | 79.9 | 0 | 1 | Cogen | -1 | 0.26011 | 0 | 0 |  |  |  |  | -0.26011 | 0 |  |  |  |  | 0 | 0
8154 | FOR #4 | 4 | South | YES | -0.003787 | 63.1 | 60 | 80 | 0 | 1 | Cogen | -1 | 0.26011 | 0 | 0 |  |  |  |  | -0.26011 | 0 |  |  |  |  | 0 | 0
8155 | FOR #5 | 5 | South | YES | -0.003787 | 63.1 | 60 | 78.4 | 0 | 1 | Cogen | -1 | 0.26011 | 0 | 0 |  |  |  |  | -0.26011 | 0 |  |  |  |  | 0 | 0
8156 | FOR #6 | 6 | South | YES | -0.003787 | 24.9 | 5 | 25 | 0 | 1 | Cogen | -1 | 0.26011 | 0 | 0 |  |  |  |  | -0.26011 | 0 |  |  |  |  | 0 | 0
8157 | FOR #7 | 7 | South | YES | -0.003787 | 28.8 | 5 | 46 | 0 | 1 | Cogen | -1 | 0.26011 | 0 | 0 |  |  |  |  | -0.26011 | 0 |  |  |  |  | 0 | 0
80051 | FOR #8 | 8 | South | YES | -0.003787 | 28 | 28 | 28 |  | 1 | Cogen | -1 | 0.26011 | 0 | 0 |  |  |  |  | -0.26011 | 0 |  |  |  |  | 0 | 0
80052 | FOR #9 | 9 | South | YES | -0.003787 | 29.7 | 5 | 43.6 | 0 | 1 | Cogen | -1 | 0.26011 | 0 | 0 |  |  |  |  | -0.26011 | 0 |  |  |  |  | 0 | 0
80053 | FOR #10 | 10 | South | YES | -0.003787 | 68.4 | 45 | 75 | 0 | 1 | Cogen | -1 | 0.26011 | 0 | 0 |  |  |  |  | -0.26011 | 0 |  |  |  |  | 0 | 0
9005 | DECKR_G6 | 6 | South | YES | -0.003822 | 44 | 24 | 47 | 0 | 1.015 | GGT | -1 | 0.26015 | 47 | 47 |  |  |  |  | -0.26015 | -12.227 |  |  |  |  | 0 | 0
9003 | DECKR_G4 | 4 | South | YES | -0.003822 | 44 | 24 | 44 | 0 | 1.015 | GGT | -1 | 0.26015 | 44 | 44 |  |  |  |  | -0.26015 | -11.4465 |  |  |  |  | 0 | 0
9004 | DECKR_G5 | 5 | South | YES | -0.003822 | 44 | 24 | 44 | 0 | 1.015 | GGT | -1 | 0.26015 | 44 | 44 |  |  |  |  | -0.26015 | -11.4465 |  |  |  |  | 0 | 0
9002 | DECKR_G3 | 3 | South | YES | -0.003822 | 0 | 24 | 42 |  | 1.015 | GGT | -1 | 0.26015 | 42 | 42 |  |  |  |  | -0.26015 | -10.9262 |  |  |  |  | 0 | 0
7006 | L_SIMGID1_3Y | 3 | South | YES | -0.004292 | 324.9 | 60 | 329 | 0 | 1.02 | GST | -1 | 0.26062 | 329 | 329 |  |  |  |  | -0.26062 | -85.7434 |  |  |  |  | 0 | 0
7005 | L_SIMGID1_2Y | 2 | South | YES | -0.004292 | 133 | 32 | 139 | 0 | 1.02 | GST | -1 | 0.26062 | 139 | 139 |  |  |  |  | -0.26062 | -36.2259 |  |  |  |  | 0 | 0
7004 | L_SIMGID1_1Y | 1 | South | YES | -0.004292 | 132 | 40 | 132 | 0 | 1.02 | GST | -1 | 0.26062 | 132 | 132 |  |  |  |  | -0.26062 | -34.4016 |  |  |  |  | 0 | 0
7809 | L_BASTEN1_3Y | 1 | South | YES | -0.004759 | 232.6 | 42 | 232.6 | 0 | 1.004 | CC | -1 | 0.26109 | 232.6 | 232.6 |  |  |  |  | -0.26109 | -60.7284 |  |  |  |  | 0 | 0
7807 | L_BASTEN1_1Y | 1 | South | YES | -0.004759 | 152.5 | 83.5 | 152.5 | 0 | 1.004 | CC | -1 | 0.26109 | 152.5 | 152.5 |  |  |  |  | -0.26109 | -39.8155 |  |  |  |  | 0 | 0
7808 | L_BASTEN1_2Y | 1 | South | YES | -0.004759 | 149.5 | 83.5 | 149.5 | 0 | 1.004 | CC | -1 | 0.26109 | 149.5 | 149.5 |  |  |  |  | -0.26109 | -39.0322 |  |  |  |  | 0 | 0
7303 | L_WPPGS12_1Y | 1 | South | YES | -0.004827 | 50 | 0 | 50 | 0 | 1.025 | GGT | -1 | 0.26115 | 50 | 50 |  |  |  |  | -0.26115 | -13.0577 |  |  |  |  | 0 | 0
7303 | L_WPPGS12_1Y | 2 | South | YES | -0.004827 | 50 | 0 | 50 | 0 | 1.025 | GGT | -1 | 0.26115 | 50 | 50 |  |  |  |  | -0.26115 | -13.0577 |  |  |  |  | 0 | 0
7305 | L_WPPGS34_1Y | 3 | South | YES | -0.004827 | 50 | 0 | 50 | 0 | 1.025 | GGT | -1 | 0.26115 | 50 | 50 |  |  |  |  | -0.26115 | -13.0577 |  |  |  |  | 0 | 0
7305 | L_WPPGS34_1Y | 4 | South | YES | -0.004827 | 50 | 0 | 50 | 0 | 1.025 | GGT | -1 | 0.26115 | 50 | 50 |  |  |  |  | -0.26115 | -13.0577 |  |  |  |  | 0 | 0
7009 | L_LOSTPI1_3Y | 3 | South | YES | -0.005252 | 173.9 | 72 | 175 | 0 | 1 | CC | -1 | 0.26158 | 175 | 175 |  |  |  |  | -0.26158 | -45.7762 |  |  |  |  | 0 | 0
7008 | L_LOSTPI1_2Y | 2 | South | YES | -0.005252 | 157.7 | 107 | 160 | 0 | 1 | CC | -1 | 0.26158 | 160 | 160 |  |  |  |  | -0.26158 | -41.8525 |  |  |  |  | 0 | 0
7007 | L_LOSTPI1_1Y | 1 | South | YES | -0.005252 | 158.6 | 110 | 158 | 0 | 1 | CC | -1 | 0.26158 | 158 | 158 |  |  |  |  | -0.26158 | -41.3294 |  |  |  |  | 0 | 0
7012 | L_FPPYD21_3Y | 3 | South | YES | -0.005273 | 427.5 | 200 | 436 | 0 | 1.02 | LIGCO | -1 | 0.2616 | 0 | 436 |  |  |  |  | -0.2616 | 0 |  |  |  |  | 0 | 0
7010 | L_FPPYD11_1Y | 1 | South | YES | -0.005275 | 547.4 | 200 | 606 | 0 | 1.02 | LIGCO | -1 | 0.2616 | 0 | 606 |  |  |  |  | -0.2616 | 0 |  |  |  |  | 0 | 0
7011 | L_FPPYD11_2Y | 2 | South | YES | -0.005275 | 552.2 | 200 | 598 | 0 | 1.02 | LIGCO | -1 | 0.2616 | 0 | 598 |  |  |  |  | -0.2616 | 0 |  |  |  |  | 0 | 0
3432 | SANDOW_4G | 4 | South | YES | -0.006951 | 580 | 225 | 580 |  | 1.029 | LIGCO | -1 | 0.26328 | 0 | 580 |  |  |  |  | -0.26328 | 0 |  |  |  |  | 0 | 0
5911 | STP_GN1___1 | 1 | Houston | YES | -0.007142 | 1333 | 1249 | 1333 | 0 | 1.0406 | Nuc | -1 | 0.26347 | 0 | 0 |  |  |  |  | -0.26347 | 0 |  |  |  |  | 0 | 0
5912 | STP_GN2___2 | 2 | Houston | YES | -0.007142 | 1332 | 1249 | 1332 | 0 | 1.0406 | Nuc | -1 | 0.26347 | 0 | 0 |  |  |  |  | -0.26347 | 0 |  |  |  |  | 0 | 0
48733 | CBE_ST12 | 1 | Houston | YES | -0.007274 | 105 | 0 | 105 | 0 | 1.029 | CC | -1 | 0.2636 | 105 | 105 |  |  |  |  | -0.2636 | -27.678 |  |  |  |  | 0 | 0
48736 | CBE_ST34 | 1 | Houston | YES | -0.007274 | 105 | 0 | 105 | 0 | 1.029 | CC | -1 | 0.2636 | 105 | 105 |  |  |  |  | -0.2636 | -27.678 |  |  |  |  | 0 | 0
48731 | CBE_GT1 | 1 | Houston | YES | -0.007274 | 76 | 0 | 76 | 0 | 1.029 | CC | -1 | 0.2636 | 76 | 76 |  |  |  |  | -0.2636 | -20.0336 |  |  |  |  | 0 | 0
48732 | CBE_GT2 | 1 | Houston | YES | -0.007274 | 76 | 0 | 76 | 0 | 1.029 | CC | -1 | 0.2636 | 76 | 76 |  |  |  |  | -0.2636 | -20.0336 |  |  |  |  | 0 | 0
48734 | CBE_GT3 | 1 | Houston | YES | -0.007274 | 76 | 0 | 76 | 0 | 1.029 | CC | -1 | 0.2636 | 76 | 76 |  |  |  |  | -0.2636 | -20.0336 |  |  |  |  | 0 | 0
48735 | CBE_GT4 | 1 | Houston | YES | -0.007274 | 76 | 0 | 76 | 0 | 1.029 | CC | -1 | 0.2636 | 76 | 76 |  |  |  |  | -0.2636 | -20.0336 |  |  |  |  | 0 | 0
48911 | TGF_GT1_8000 | 1 | Houston | YES | -0.007407 | 69.2 | 0 | 69.2 |  | 1.029 | Cogen | -1 | 0.26373 | 0 | 0 |  |  |  |  | -0.26373 | 0 |  |  |  |  | 0 | 0
49851 | DOW17000 | 37 | Houston | YES | -0.008243 | 39 | 0 | 62 | 0 | 1 | Cogen | -1 | 0.26457 | 0 | 0 |  |  |  |  | -0.26457 | 0 |  |  |  |  | 0 | 0
49858 | DOW38100 | 31 | Houston | YES | -0.008243 | 45 | 0 | 71.4 |  | 1 | Cogen | -1 | 0.26457 | 0 | 0 |  |  |  |  | -0.26457 | 0 |  |  |  |  | 0 | 0
49859 | DOW38200 | 33 | Houston | YES | -0.008243 | 28 | 0 | 45 | 0 | 1 | Cogen | -1 | 0.26457 | 0 | 0 |  |  |  |  | -0.26457 | 0 |  |  |  |  | 0 | 0
49860 | DOW38300 | 32 | Houston | YES | -0.008243 | 63 | 0 | 101 |  | 1 | Cogen | -1 | 0.26457 | 0 | 0 |  |  |  |  | -0.26457 | 0 |  |  |  |  | 0 | 0
49862 | DOW39100 | 36 | Houston | YES | -0.008243 | 54 | 0 | 86 | 0 | 1 | Cogen | -1 | 0.26457 | 0 | 0 |  |  |  |  | -0.26457 | 0 |  |  |  |  | 0 | 0
49863 | DOW39200 | 35 | Houston | YES | -0.008243 | 55 | 0 | 88 | 0 | 1 | Cogen | -1 | 0.26457 | 0 | 0 |  |  |  |  | -0.26457 | 0 |  |  |  |  | 0 | 0
49865 | DOW41000 | 41 | Houston | YES | -0.008243 | 31 | 0 | 50 |  | 1 | Cogen | -1 | 0.26457 | 0 | 0 |  |  |  |  | -0.26457 | 0 |  |  |  |  | 0 | 0
49866 | DOW42000 | 42 | Houston | YES | -0.008243 | 11 | 0 | 18 |  | 1 | Cogen | -1 | 0.26457 | 0 | 0 |  |  |  |  | -0.26457 | 0 |  |  |  |  | 0 | 0
49869 | DOW49000 | 45 | Houston | YES | -0.008243 | 59 | 0 | 94 |  | 1 | Cogen | -1 | 0.26457 | 0 | 0 |  |  |  |  | -0.26457 | 0 |  |  |  |  | 0 | 0
49870 | DOW61000 | 61 | Houston | YES | -0.008243 | 44 | 0 | 70 | 0 | 1 | Cogen | -1 | 0.26457 | 0 | 0 |  |  |  |  | -0.26457 | 0 |  |  |  |  | 0 | 0
49871 | DOW62000 | 62 | Houston | YES | -0.008243 | 40 | 0 | 63 | 0 | 1 | Cogen | -1 | 0.26457 | 0 | 0 |  |  |  |  | -0.26457 | 0 |  |  |  |  | 0 | 0
49872 | DOW63000 | 63 | Houston | YES | -0.008243 | 45 | 0 | 72 | 0 | 1 | Cogen | -1 | 0.26457 | 0 | 0 |  |  |  |  | -0.26457 | 0 |  |  |  |  | 0 | 0
49873 | DOW64000 | 64 | Houston | YES | -0.008243 | 41 | 0 | 64.8 | 0 | 1 | Cogen | -1 | 0.26457 | 0 | 0 |  |  |  |  | -0.26457 | 0 |  |  |  |  | 0 | 0
49876 | DOW65000 | 65 | Houston | YES | -0.008243 | 63 | 0 | 101 | 0 | 1 | Cogen | -1 | 0.26457 | 0 | 0 |  |  |  |  | -0.26457 | 0 |  |  |  |  | 0 | 0
49877 | DOW66000 | 66 | Houston | YES | -0.008243 | 61 | 0 | 97 | 0 | 1 | Cogen | -1 | 0.26457 | 0 | 0 |  |  |  |  | -0.26457 | 0 |  |  |  |  | 0 | 0
49878 | DOW67000 | 67 | Houston | YES | -0.008243 | 65 | 0 | 103 | 0 | 1 | Cogen | -1 | 0.26457 | 0 | 0 |  |  |  |  | -0.26457 | 0 |  |  |  |  | 0 | 0
49882 | DOW81000 | 81 | Houston | YES | -0.008243 | 47 | 0 | 76 | 0 | 1 | Cogen | -1 | 0.26457 | 0 | 0 |  |  |  |  | -0.26457 | 0 |  |  |  |  | 0 | 0
49884 | DOW82000 | 82 | Houston | YES | -0.008243 | 51 | 0 | 80 | 0 | 1 | Cogen | -1 | 0.26457 | 0 | 0 |  |  |  |  | -0.26457 | 0 |  |  |  |  | 0 | 0
49885 | DOW83000 | 83 | Houston | YES | -0.008243 | 51 | 0 | 80 | 0 | 1 | Cogen | -1 | 0.26457 | 0 | 0 |  |  |  |  | -0.26457 | 0 |  |  |  |  | 0 | 0
49886 | DOW84000 | 84 | Houston | YES | -0.008243 | 107 | 0 | 171 | 0 | 0.98 | Cogen | -1 | 0.26457 | 0 | 0 |  |  |  |  | -0.26457 | 0 |  |  |  |  | 0 | 0
13432 | SANDOW_5G | 5 | South | YES | -0.008279 | 581 | 225 | 581 |  | 1.029 | LIGCO | -1 | 0.26461 | 0 | 581 |  |  |  |  | -0.26461 | 0 |  |  |  |  | 0 | 0
48520 | BSF_GT1_8070 | 1 | Houston | YES | -0.008444 | 72 | 0 | 72 | 0 | 1.0326 | Cogen | -1 | 0.26477 | 0 | 0 |  |  |  |  | -0.26477 | 0 |  |  |  |  | 0 | 0
48520 | BSF_GT1_8070 | 2 | Houston | YES | -0.008444 | 10 | 0 | 10 | 0 | 1.0326 | Cogen | -1 | 0.26477 | 0 | 0 |  |  |  |  | -0.26477 | 0 |  |  |  |  | 0 | 0
39760 | TNSCLP1___8 | 1 | Houston | YES | -0.008613 | 93.4 | 20 | 116.8 | 0 | 1.04 | Cogen | -1 | 0.26494 | 0 | 0 |  |  |  |  | -0.26494 | 0 |  |  |  |  | 0 | 0
39770 | TNSCLP2___8 | 1 | Houston | YES | -0.008613 | 91.6 | 20 | 114.5 | 0 | 1.04 | Cogen | -1 | 0.26494 | 0 | 0 |  |  |  |  | -0.26494 | 0 |  |  |  |  | 0 | 0
39775 | TNSCLP4___8 | 1 | Houston | YES | -0.008613 | 95.2 | 20 | 119 | 0 | 1.04 | Cogen | -1 | 0.26494 | 0 | 0 |  |  |  |  | -0.26494 | 0 |  |  |  |  | 0 | 0
39790 | TNSCLP3___8 | 1 | Houston | YES | -0.008613 | 87.6 | 20 | 109.5 | 0 | 1.027 | Cogen | -1 | 0.26494 | 0 | 0 |  |  |  |  | -0.26494 | 0 |  |  |  |  | 0 | 0
48730 | MNS_GT | 1 | Houston | YES | -0.009168 | 43 | 0 | 46.1 |  | 1.029 | Cogen | -1 | 0.26549 | 0 | 0 |  |  |  |  | -0.26549 | 0 |  |  |  |  | 0 | 0
48926 | WAP_GN6_6 | 6 | Houston | YES | -0.009208 | 651 | 280 | 651 |  | 1.035 | LIGCO | -1 | 0.26553 | 0 | 651 |  |  |  |  | -0.26553 | 0 |  |  |  |  | 0 | 0
48927 | WAP_GN7_7 | 7 | Houston | YES | -0.009208 | 564 | 277 | 564 |  | 1.035 | LIGCO | -1 | 0.26553 | 0 | 564 |  |  |  |  | -0.26553 | 0 |  |  |  |  | 0 | 0
48928 | WAP_GN8_8 | 8 | Houston | YES | -0.009208 | 603 | 275 | 603 |  | 1.035 | LIGCO | -1 | 0.26553 | 0 | 603 |  |  |  |  | -0.26553 | 0 |  |  |  |  | 0 | 0
48523 | BVE_ST1_GN1 | 3 | Houston | YES | -0.009212 | 252.4 | 0 | 252.4 |  | 1.035 | CC | -1 | 0.26554 | 252.4 | 252.4 |  |  |  |  | -0.26554 | -67.0218 |  |  |  |  | 0 | 0
48521 | BVE_GT1_GT1 | 1 | Houston | YES | -0.009212 | 167.7 | 0 | 167.7 |  | 1.035 | CC | -1 | 0.26554 | 167.7 | 167.7 |  |  |  |  | -0.26554 | -44.5308 |  |  |  |  | 0 | 0
48522 | BVE_GT2_5035 | 2 | Houston | YES | -0.009212 | 166.4 | 0 | 166.4 |  | 1.035 | CC | -1 | 0.26554 | 166.4 | 166.4 |  |  |  |  | -0.26554 | -44.1856 |  |  |  |  | 0 | 0
48510 | AK_GT1__8040 | 1 | Houston | YES | -0.009252 | 33.4 | 8.1 | 34 |  | 1.029 | Cogen | -1 | 0.26558 | 0 | 0 |  |  |  |  | -0.26558 | 0 |  |  |  |  | 0 | 0
48924 | WAP_GN4_4 | 4 | Houston | YES | -0.009316 | 546 | 217 | 546 | 0 | 1.0362 | GSC | -1 | 0.26564 | 546 | 546 |  |  |  |  | -0.26564 | -145.0406 |  |  |  |  | 0 | 0
48923 | WAP_GN3_3 | 3 | Houston | YES | -0.009316 | 198.4 | 93 | 248 | 0 | 1.0362 | GST | -1 | 0.26564 | 248 | 248 |  |  |  |  | -0.26564 | -65.8793 |  |  |  |  | 0 | 0
48921 | WAP_GN1_1 | 1 | Houston | YES | -0.009316 | 132.8 | 37 | 166 | 0 | 1.0362 | GST | -1 | 0.26564 | 166 | 166 |  |  |  |  | -0.26564 | -44.0966 |  |  |  |  | 0 | 0
48922 | WAP_GN2_2 | 2 | Houston | YES | -0.009316 | 132.8 | 37 | 166 | 0 | 1.0362 | GST | -1 | 0.26564 | 166 | 166 |  |  |  |  | -0.26564 | -44.0966 |  |  |  |  | 0 | 0
48929 | WAPGT21_GT1 | B1 | Houston | YES | -0.009316 | 0 | 0 | 13 |  | 1.05 | GGT | -1 | 0.26564 | 13 | 13 |  |  |  |  | -0.26564 | -3.4533 |  |  |  |  | 0 | 0
48925 | WAP_GN5_5 | 5 | Houston | YES | -0.009316 | 620.4 | 278 | 654 | 0 | 0.985 | LIGCO | -1 | 0.26564 | 0 | 654 |  |  |  |  | -0.26564 | 0 |  |  |  |  | 0 | 0
38580 | TNBP_CGN1_8 | 1 | Houston | YES | -0.009621 | 70.8 | 0 | 70.8 | 0 | 1.005 | Cogen | -1 | 0.26595 | 0 | 0 |  |  |  |  | -0.26595 | 0 |  |  |  |  | 0 | 0
38590 | TNBP_CGN2_8 | 2 | Houston | YES | -0.009621 | 66.7 | 0 | 66.7 | 0 | 1.005 | Cogen | -1 | 0.26595 | 0 | 0 |  |  |  |  | -0.26595 | 0 |  |  |  |  | 0 | 0
38600 | TNBP_CGN3_8 | 5 | Houston | YES | -0.009621 | 53 | 0 | 53 | 0 | 1.005 | Cogen | -1 | 0.26595 | 0 | 0 |  |  |  |  | -0.26595 | 0 |  |  |  |  | 0 | 0
38611 | TNBPAMCG1_8 | 1 | Houston | YES | -0.009621 | 153.2 | 0 | 153.2 | 0 | 1.005 | Cogen | -1 | 0.26595 | 0 | 0 |  |  |  |  | -0.26595 | 0 |  |  |  |  | 0 | 0
38612 | TNBPAMCG2_8 | 2 | Houston | YES | -0.009621 | 153.5 | 0 | 153.5 | 0 | 1.005 | Cogen | -1 | 0.26595 | 0 | 0 |  |  |  |  | -0.26595 | 0 |  |  |  |  | 0 | 0
38613 | TNBPAMCG3_8 | 3 | Houston | YES | -0.009621 | 152.3 | 0 | 152.3 | 0 | 1.005 | Cogen | -1 | 0.26595 | 0 | 0 |  |  |  |  | -0.26595 | 0 |  |  |  |  | 0 | 0
38614 | TNBPAMCG4_8 | 4 | Houston | YES | -0.009621 | 96 | 0 | 96 |  | 1.005 | Cogen | -1 | 0.26595 | 0 | 0 |  |  |  |  | -0.26595 | 0 |  |  |  |  | 0 | 0
38615 | TNBPAMCG5_8 | 1 | Houston | YES | -0.009621 | 244 | 0 | 244 | 0 | 1.005 | Cogen | -1 | 0.26595 | 0 | 0 |  |  |  |  | -0.26595 | 0 |  |  |  |  | 0 | 0
38690 | TNBP_CGN4_8 | 3 | Houston | YES | -0.009621 | 40 | 0 | 40 |  | 1.005 | Cogen | -1 | 0.26595 | 0 | 0 |  |  |  |  | -0.26595 | 0 |  |  |  |  | 0 | 0
38711 | TNTXCTY1CG8 | 1 | Houston | YES | -0.009621 | 100.3 | 59 | 100.3 | 0 | 1 | Cogen | -1 | 0.26595 | 0 | 0 |  |  |  |  | -0.26595 | 0 |  |  |  |  | 0 | 0
38712 | TNTXCTY2CG8 | 1 | Houston | YES | -0.009621 | 92.9 | 59 | 92.9 | 0 | 1 | Cogen | -1 | 0.26595 | 0 | 0 |  |  |  |  | -0.26595 | 0 |  |  |  |  | 0 | 0
38713 | TNTXCTY3CG8 | 1 | Houston | YES | -0.009621 | 102.7 | 59 | 102.7 | 0 | 1 | Cogen | -1 | 0.26595 | 0 | 0 |  |  |  |  | -0.26595 | 0 |  |  |  |  | 0 | 0
38714 | TNTXCTY4CG8 | 1 | Houston | YES | -0.009621 | 103 | 59 | 103 | 0 | 1 | Cogen | -1 | 0.26595 | 0 | 0 |  |  |  |  | -0.26595 | 0 |  |  |  |  | 0 | 0
39470 | TNDOWCGNSG8 | 1 | Houston | YES | -0.009621 | 32 | 10 | 32 | 0 | 0.985 | Cogen | -1 | 0.26595 | 0 | 0 |  |  |  |  | -0.26595 | 0 |  |  |  |  | 0 | 0
39480 | TNDOWCGNGG8 | 1 | Houston | YES | -0.009621 | 30 | 10 | 30 | 0 | 0.985 | Cogen | -1 | 0.26595 | 0 | 0 |  |  |  |  | -0.26595 | 0 |  |  |  |  | 0 | 0
48772 | PHR_GN2_2 | MB | Houston | YES | -0.009768 | 0 | 72 | 459 |  | 1.0362 | GSC | -1 | 0.26609 | 0 | 0 |  |  |  |  | -0.26609 | 0 |  |  |  |  | 0 | 0
48561 | CTL_GT2_8130 | 1 | Houston | YES | -0.009872 | 73.5 | 30.3 | 91.9 |  | 1.0362 | Cogen | -1 | 0.2662 | 0 | 0 |  |  |  |  | -0.2662 | 0 |  |  |  |  | 0 | 0
48562 | CTL_GT3_8135 | 2 | Houston | YES | -0.009872 | 70.1 | 30.3 | 87.6 |  | 1.0362 | Cogen | -1 | 0.2662 | 0 | 0 |  |  |  |  | -0.2662 | 0 |  |  |  |  | 0 | 0
48563 | CTL_GT4_8140 | 3 | Houston | YES | -0.009872 | 69.6 | 30.3 | 87 |  | 1.0362 | Cogen | -1 | 0.2662 | 0 | 0 |  |  |  |  | -0.2662 | 0 |  |  |  |  | 0 | 0
48564 | CTL_GN1_8145 | 4 | Houston | YES | -0.009872 | 43.6 | 12.9 | 54.5 |  | 1.0362 | Cogen | -1 | 0.2662 | 0 | 0 |  |  |  |  | -0.2662 | 0 |  |  |  |  | 0 | 0
48565 | CTL_GN2_8155 | 5 | Houston | YES | -0.009872 | 9.8 | 3.4 | 12.2 |  | 1.0362 | Cogen | -1 | 0.2662 | 0 | 0 |  |  |  |  | -0.2662 | 0 |  |  |  |  | 0 | 0
48531 | BYU_GT1_8075 | 1 | Houston | YES | -0.009911 | 65 | 0 | 65 |  | 1.0362 | Cogen | -1 | 0.26624 | 0 | 0 |  |  |  |  | -0.26624 | 0 |  |  |  |  | 0 | 0
48532 | BYU_GT2_8055 | 2 | Houston | YES | -0.009911 | 62 | 0 | 62 |  | 1.0362 | Cogen | -1 | 0.26624 | 0 | 0 |  |  |  |  | -0.26624 | 0 |  |  |  |  | 0 | 0
48533 | BYU_GT3_8060 | 3 | Houston | YES | -0.009911 | 67 | 0 | 67 |  | 1.0362 | Cogen | -1 | 0.26624 | 0 | 0 |  |  |  |  | -0.26624 | 0 |  |  |  |  | 0 | 0
48534 | BYU_GT4_8065 | 4 | Houston | YES | -0.009911 | 65 | 0 | 65 |  | 1.0362 | Cogen | -1 | 0.26624 | 0 | 0 |  |  |  |  | -0.26624 | 0 |  |  |  |  | 0 | 0
48693 | GBY_83841065 | E | Houston | YES | -0.009973 | 45.6 | 20 | 57 | 0 | 1.0362 | GGT | -1 | 0.2663 | 57 | 57 |  |  |  |  | -0.2663 | -15.1791 |  |  |  |  | 0 | 0
48692 | GBY_81821075 | D | Houston | YES | -0.009973 | 44 | 20 | 55 | 0 | 1.0362 | GGT | -1 | 0.2663 | 55 | 55 |  |  |  |  | -0.2663 | -14.6465 |  |  |  |  | 0 | 0
48693 | GBY_83841065 | F | Houston | YES | -0.009973 | 43.2 | 20 | 54 | 0 | 1.0362 | GGT | -1 | 0.2663 | 54 | 54 |  |  |  |  | -0.2663 | -14.3802 |  |  |  |  | 0 | 0
48691 | GBY_73741085 | B | Houston | YES | -0.009973 | 37.6 | 20 | 47 | 0 | 1.0362 | GGT | -1 | 0.2663 | 47 | 47 |  |  |  |  | -0.2663 | -12.5161 |  |  |  |  | 0 | 0
48691 | GBY_73741085 | A | Houston | YES | -0.009973 | 37.6 | 20 | 47 | 0 | 1.0362 | GGT | -1 | 0.2663 | 47 | 47 |  |  |  |  | -0.2663 | -12.5161 |  |  |  |  | 0 | 0
48692 | GBY_81821075 | C | Houston | YES | -0.009973 | 37.6 | 20 | 47 | 0 | 1.0362 | GGT | -1 | 0.2663 | 47 | 47 |  |  |  |  | -0.2663 | -12.5161 |  |  |  |  | 0 | 0
48841 | SJS_GT1_GT1 | 1 | Houston | YES | -0.009986 | 62.4 | 49 | 78 | 0 | 1.0362 | Cogen | -1 | 0.26631 | 0 | 0 |  |  |  |  | -0.26631 | 0 |  |  |  |  | 0 | 0
48842 | SJS_GT2_GT2 | 2 | Houston | YES | -0.009986 | 64.8 | 49 | 81 | 0 | 1.0362 | Cogen | -1 | 0.26631 | 0 | 0 |  |  |  |  | -0.26631 | 0 |  |  |  |  | 0 | 0
48645 | DPEC_ST55065 | 5 | Houston | YES | -0.010001 | 282 | 0 | 282 | 0 | 1.0319 | CC | -1 | 0.26633 | 282 | 282 |  |  |  |  | -0.26633 | -75.1043 |  |  |  |  | 0 | 0
48641 | DPEC_GT15040 | 1 | Houston | YES | -0.010001 | 163.2 | 98 | 163.2 | 0 | 1.0319 | CC | -1 | 0.26633 | 163.2 | 163.2 |  |  |  |  | -0.26633 | -43.4646 |  |  |  |  | 0 | 0
48643 | DPEC_GT35010 | 3 | Houston | YES | -0.010001 | 157.5 | 98 | 157.5 | 0 | 1.0319 | CC | -1 | 0.26633 | 157.5 | 157.5 |  |  |  |  | -0.26633 | -41.9465 |  |  |  |  | 0 | 0
48642 | DPEC_GT25025 | 2 | Houston | YES | -0.010001 | 157.1 | 98 | 157.1 | 0 | 1.0319 | CC | -1 | 0.26633 | 157.1 | 157.1 |  |  |  |  | -0.26633 | -41.84 |  |  |  |  | 0 | 0
48644 | DPEC_GT45070 | 4 | Houston | YES | -0.010001 | 157 | 98 | 157 | 0 | 1.0319 | CC | -1 | 0.26633 | 157 | 157 |  |  |  |  | -0.26633 | -41.8134 |  |  |  |  | 0 | 0
48761 | PR_GT1__9040 | 1 | Houston | YES | -0.010025 | 26 | 0 | 35 |  | 1 | Cogen | -1 | 0.26635 | 0 | 0 |  |  |  |  | -0.26635 | 0 |  |  |  |  | 0 | 0
48855 | SRB_GT211035 | B1 | Houston | YES | -0.010042 | 0 | 0 | 18 |  | 1.014 | GGT | -1 | 0.26637 | 18 | 18 |  |  |  |  | -0.26637 | -4.7946 |  |  |  |  | 0 | 0
48855 | SRB_GT211035 | B2 | Houston | YES | -0.010042 | 0 | 0 | 12 |  | 1.014 | GGT | -1 | 0.26637 | 12 | 12 |  |  |  |  | -0.26637 | -3.1964 |  |  |  |  | 0 | 0
48852 | SRB_GN2_2 | 2 | Houston | YES | -0.010043 | 140.8 | 26 | 176 | 0 | 1.0217 | GST | -1 | 0.26637 | 176 | 176 |  |  |  |  | -0.26637 | -46.881 |  |  |  |  | 0 | 0
48851 | SRB_GN1_1 | 1 | Houston | YES | -0.010044 | 132 | 26 | 165 | 0 | 1.0217 | GST | -1 | 0.26637 | 165 | 165 |  |  |  |  | -0.26637 | -43.9511 |  |  |  |  | 0 | 0
48551 | CAL_GT1_8045 | 1 | Houston | YES | -0.010045 | 149 | 0 | 149 | 0 | 1.0326 | Cogen | -1 | 0.26637 | 0 | 0 |  |  |  |  | -0.26637 | 0 |  |  |  |  | 0 | 0
48552 | CAL_ST1_8000 | 2 | Houston | YES | -0.010045 | 65.1 | 0 | 65.1 | 0 | 1.0326 | Cogen | -1 | 0.26637 | 0 | 0 |  |  |  |  | -0.26637 | 0 |  |  |  |  | 0 | 0
48853 | SRB_GN3_3 | 3 | Houston | YES | -0.010049 | 170.4 | 35 | 213 |  | 1.0326 | GST | -1 | 0.26638 | 213 | 213 |  |  |  |  | -0.26638 | -56.7379 |  |  |  |  | 0 | 0
48845 | SOL_GT1 | 1 | Houston | YES | -0.010049 | 16.2 | 15.4 | 16.2 |  | 1.0326 | Solar | -1 | 0.26638 | 16.2 | 16.2 |  |  |  |  | -0.26638 | -4.3153 |  |  |  |  | 0 | 0
48854 | SRB_GN4_4 | 4 | Houston | YES | -0.01005 | 182.4 | 35 | 228 | 0 | 1.0326 | GST | -1 | 0.26638 | 228 | 228 |  |  |  |  | -0.26638 | -60.7338 |  |  |  |  | 0 | 0
48611 | DIB_GT1_8080 | 1 | Houston | YES | -0.01005 | 64 | 0 | 64 | 0 | 1.0326 | Cogen | -1 | 0.26638 | 0 | 0 |  |  |  |  | -0.26638 | 0 |  |  |  |  | 0 | 0
48612 | DIB_GT2_8075 | 2 | Houston | YES | -0.01005 | 63.2 | 0 | 63.2 | 0 | 1.0326 | Cogen | -1 | 0.26638 | 0 | 0 |  |  |  |  | -0.26638 | 0 |  |  |  |  | 0 | 0
48613 | DIB_ST1_8085 | 3 | Houston | YES | -0.01005 | 67.9 | 30 | 82.6 | 0 | 1.0326 | Cogen | -1 | 0.26638 | 0 | 0 |  |  |  |  | -0.26638 | 0 |  |  |  |  | 0 | 0
48614 | DIB_GT3_8090 | 4 | Houston | YES | -0.01005 | 73.6 | 15 | 73.6 | 0 | 1.0326 | Cogen | -1 | 0.26638 | 0 | 0 |  |  |  |  | -0.26638 | 0 |  |  |  |  | 0 | 0
48740 | PSG_GN2_8050 | 1 | Houston | YES | -0.010051 | 182 | 60 | 182 | 0 | 1.0326 | Cogen | -1 | 0.26638 | 0 | 0 |  |  |  |  | -0.26638 | 0 |  |  |  |  | 0 | 0
48741 | PSG_GT2_8040 | 1 | Houston | YES | -0.010051 | 158.6 | 50 | 158.6 | 0 | 1.0326 | Cogen | -1 | 0.26638 | 0 | 0 |  |  |  |  | -0.26638 | 0 |  |  |  |  | 0 | 0
48742 | PSG_GT3_8060 | 1 | Houston | YES | -0.010051 | 157 | 50 | 157 | 0 | 1.0326 | Cogen | -1 | 0.26638 | 0 | 0 |  |  |  |  | -0.26638 | 0 |  |  |  |  | 0 | 0
48820 | SHELLG1_3015 | 1 | Houston | YES | -0.010076 | 71 | 34.5 | 71 |  | 1.029 | Cogen | -1 | 0.2664 | 0 | 0 |  |  |  |  | -0.2664 | 0 |  |  |  |  | 0 | 0
48821 | SHELLG2 | 2 | Houston | YES | -0.010076 | 72 | 34.5 | 72 |  | 1.029 | Cogen | -1 | 0.2664 | 0 | 0 |  |  |  |  | -0.2664 | 0 |  |  |  |  | 0 | 0
48822 | SHELLG3_3020 | 2 | Houston | YES | -0.010076 | 30 | 0 | 30 |  | 1.029 | Cogen | -1 | 0.2664 | 0 | 0 |  |  |  |  | -0.2664 | 0 |  |  |  |  | 0 | 0
48822 | SHELLG3_3020 | 1 | Houston | YES | -0.010076 | 39 | 0 | 39 |  | 1.029 | Cogen | -1 | 0.2664 | 0 | 0 |  |  |  |  | -0.2664 | 0 |  |  |  |  | 0 | 0
48500 | APD_GT1_8005 | 1 | Houston | YES | -0.010116 | 137.6 | 54.6 | 137.6 | 0 | 1.0362 | Cogen | -1 | 0.26644 | 0 | 0 |  |  |  |  | -0.26644 | 0 |  |  |  |  | 0 | 0
48511 | LPE_GT1_8070 | 1 | Houston | YES | -0.010119 | 42 | 0 | 42 | 0 | 1.0362 | GGT | -1 | 0.26645 | 42 | 42 |  |  |  |  | -0.26645 | -11.1907 |  |  |  |  | 0 | 0
48512 | LPE_GT2_8075 | 2 | Houston | YES | -0.010119 | 42 | 0 | 42 | 0 | 1.0362 | GGT | -1 | 0.26645 | 42 | 42 |  |  |  |  | -0.26645 | -11.1907 |  |  |  |  | 0 | 0
48513 | LPE_GT3_8080 | 3 | Houston | YES | -0.010119 | 39 | 0 | 39 | 0 | 1.0362 | GGT | -1 | 0.26645 | 39 | 39 |  |  |  |  | -0.26645 | -10.3914 |  |  |  |  | 0 | 0
48514 | LPE_GT4_8085 | 4 | Houston | YES | -0.010119 | 39 | 0 | 39 | 0 | 1.0362 | GGT | -1 | 0.26645 | 39 | 39 |  |  |  |  | -0.26645 | -10.3914 |  |  |  |  | 0 | 0
48593 | CHE_GT1_8015 | 1 | Houston | YES | -0.010129 | 173 | 50 | 173 | 0 | 1.0362 | Cogen | -1 | 0.26646 | 0 | 0 |  |  |  |  | -0.26646 | 0 |  |  |  |  | 0 | 0
48594 | CHE_GN4_8025 | 4 | Houston | YES | -0.010129 | 142 | 60 | 142 | 0 | 1.0362 | Cogen | -1 | 0.26646 | 0 | 0 |  |  |  |  | -0.26646 | 0 |  |  |  |  | 0 | 0
48874 | THW_ST4_ST_4 | 4 | Houston | YES | -0.010189 | 108 | 19 | 108 | 0 | 1.0435 | CC | -1 | 0.26652 | 108 | 108 |  |  |  |  | -0.26652 | -28.7836 |  |  |  |  | 0 | 0
48873 | THW_ST3_ST_3 | 3 | Houston | YES | -0.010189 | 107 | 19 | 107 | 0 | 1.0435 | CC | -1 | 0.26652 | 107 | 107 |  |  |  |  | -0.26652 | -28.5171 |  |  |  |  | 0 | 0
48881 | THW_4344 | G | Houston | YES | -0.010189 | 58 | 5 | 58 | 0 | 1.0435 | CC | -1 | 0.26652 | 58 | 58 |  |  |  |  | -0.26652 | -15.4579 |  |  |  |  | 0 | 0
48881 | THW_4344 | H | Houston | YES | -0.010189 | 58 | 5 | 58 | 0 | 1.0435 | CC | -1 | 0.26652 | 58 | 58 |  |  |  |  | -0.26652 | -15.4579 |  |  |  |  | 0 | 0
48877 | THW_3334 | D | Houston | YES | -0.010189 | 57 | 5 | 57 | 0 | 1.0435 | CC | -1 | 0.26652 | 57 | 57 |  |  |  |  | -0.26652 | -15.1914 |  |  |  |  | 0 | 0
48879 | THW_4142 | E | Houston | YES | -0.010189 | 56 | 5 | 56 | 0 | 1.0435 | CC | -1 | 0.26652 | 56 | 56 |  |  |  |  | -0.26652 | -14.9249 |  |  |  |  | 0 | 0
48875 | THW_3132 | A | Houston | YES | -0.010189 | 55 | 5 | 55 | 0 | 1.0435 | CC | -1 | 0.26652 | 55 | 55 |  |  |  |  | -0.26652 | -14.6583 |  |  |  |  | 0 | 0
48877 | THW_3334 | C | Houston | YES | -0.010189 | 55 | 5 | 55 | 0 | 1.0435 | CC | -1 | 0.26652 | 55 | 55 |  |  |  |  | -0.26652 | -14.6583 |  |  |  |  | 0 | 0
48879 | THW_4142 | F | Houston | YES | -0.010189 | 55 | 5 | 55 | 0 | 1.0435 | CC | -1 | 0.26652 | 55 | 55 |  |  |  |  | -0.26652 | -14.6583 |  |  |  |  | 0 | 0
48875 | THW_3132 | B | Houston | YES | -0.010189 | 53 | 5 | 53 | 0 | 1.0435 | CC | -1 | 0.26652 | 53 | 53 |  |  |  |  | -0.26652 | -14.1253 |  |  |  |  | 0 | 0
48582 | CBY_GN2_2 | 2 | Houston | YES | -0.010218 | 596.8 | 110 | 746 | 0 | 1.0435 | GSC | -1 | 0.26654 | 746 | 746 |  |  |  |  | -0.26654 | -198.842 |  |  |  |  | 0 | 0
49803 | EXN_15GT | 1 | Houston | YES | -0.010247 | 33 | 8.3 | 34 |  | 1.0326 | Cogen | -1 | 0.26657 | 0 | 0 |  |  |  |  | -0.26657 | 0 |  |  |  |  | 0 | 0
49804 | EXN_16GT | 2 | Houston | YES | -0.010247 | 32 | 8.3 | 34.7 |  | 1.0326 | Cogen | -1 | 0.26657 | 0 | 0 |  |  |  |  | -0.26657 | 0 |  |  |  |  | 0 | 0
49805 | EXN_17GT | 3 | Houston | YES | -0.010247 | 31 | 8.3 | 32.7 |  | 1.0326 | Cogen | -1 | 0.26657 | 0 | 0 |  |  |  |  | -0.26657 | 0 |  |  |  |  | 0 | 0
49826 | EXN938GT | 5 | Houston | YES | -0.010247 | 43 | 9.2 | 45.9 |  | 1.0326 | Cogen | -1 | 0.26657 | 0 | 0 |  |  |  |  | -0.26657 | 0 |  |  |  |  | 0 | 0
49828 | EXN941GT | 10 | Houston | YES | -0.010247 | 17.7 | 5.4 | 17.7 | 0 | 1.0326 | Cogen | -1 | 0.26657 | 0 | 0 |  |  |  |  | -0.26657 | 0 |  |  |  |  | 0 | 0
49829 | EXN942GT | 11 | Houston | YES | -0.010247 | 20 | 5.4 | 20.4 | 0 | 1.0326 | Cogen | -1 | 0.26657 | 0 | 0 |  |  |  |  | -0.26657 | 0 |  |  |  |  | 0 | 0
49830 | EXN943GT | 12 | Houston | YES | -0.010247 | 19 | 5.4 | 19.9 | 0 | 1.0326 | Cogen | -1 | 0.26657 | 0 | 0 |  |  |  |  | -0.26657 | 0 |  |  |  |  | 0 | 0
49831 | EXN944GT | 13 | Houston | YES | -0.010247 | 33 | 5.4 | 35 | 0 | 1.0326 | Cogen | -1 | 0.26657 | 0 | 0 |  |  |  |  | -0.26657 | 0 |  |  |  |  | 0 | 0
49832 | EXN945GT | 9 | Houston | YES | -0.010247 | 18.5 | 9.2 | 18.5 |  | 1.0326 | Cogen | -1 | 0.26657 | 0 | 0 |  |  |  |  | -0.26657 | 0 |  |  |  |  | 0 | 0
49837 | EXN_GT | 4 | Houston | YES | -0.010247 | 81 | 21.3 | 85.4 |  | 1.0326 | Cogen | -1 | 0.26657 | 0 | 0 |  |  |  |  | -0.26657 | 0 |  |  |  |  | 0 | 0
49838 | EXN_14GT | 14 | Houston | YES | -0.010247 | 140 | 0 | 148 |  | 1.0326 | Cogen | -1 | 0.26657 | 0 | 0 |  |  |  |  | -0.26657 | 0 |  |  |  |  | 0 | 0
48883 | THW_GT1_GT_1 | B2 | Houston | YES | -0.01025 | 0 | 0 | 12 |  | 1.043 | GGT | -1 | 0.26658 | 12 | 12 |  |  |  |  | -0.26658 | -3.1989 |  |  |  |  | 0 | 0
48581 | CBY_GN1_1 | 1 | Houston | YES | -0.010275 | 595.2 | 108 | 744 | 0 | 1.0435 | GSC | -1 | 0.2666 | 744 | 744 |  |  |  |  | -0.2666 | -198.3513 |  |  |  |  | 0 | 0
48651 | EP_1_2 | 1 | Houston | YES | -0.010275 | 4 | 0 | 5 | 0 | 1.0362 | Cogen | -1 | 0.2666 | 0 | 0 |  |  |  |  | -0.2666 | 0 |  |  |  |  | 0 | 0
48651 | EP_1_2 | 2 | Houston | YES | -0.010275 | 17.7 | 10 | 21 | 0 | 1.0362 | Cogen | -1 | 0.2666 | 0 | 0 |  |  |  |  | -0.2666 | 0 |  |  |  |  | 0 | 0
48940 | WARVUE_GT1 | G1 | Houston | YES | -0.010275 | 15 | 0 | 15 |  | 1.021 | Cogen | -1 | 0.2666 | 0 | 0 |  |  |  |  | -0.2666 | 0 |  |  |  |  | 0 | 0
48791 | PSA_GT1_8160 | 1 | Houston | YES | -0.010279 | 52 | 20.8 | 65 | 0 | 1.0362 | Cogen | -1 | 0.26661 | 0 | 0 |  |  |  |  | -0.26661 | 0 |  |  |  |  | 0 | 0
48792 | PSA_GT2_8155 | 2 | Houston | YES | -0.010279 | 52.8 | 20.3 | 66 | 0 | 1.0362 | Cogen | -1 | 0.26661 | 0 | 0 |  |  |  |  | -0.26661 | 0 |  |  |  |  | 0 | 0
48793 | PSA_GT3_8150 | 3 | Houston | YES | -0.010279 | 56 | 20.3 | 70 | 0 | 1.0362 | Cogen | -1 | 0.26661 | 0 | 0 |  |  |  |  | -0.26661 | 0 |  |  |  |  | 0 | 0
48794 | PSA_GT4_8145 | 4 | Houston | YES | -0.010279 | 52.8 | 20.3 | 66 | 0 | 1.0362 | Cogen | -1 | 0.26661 | 0 | 0 |  |  |  |  | -0.26661 | 0 |  |  |  |  | 0 | 0
48795 | PSA_GT5_8140 | 5 | Houston | YES | -0.010279 | 51.2 | 20.3 | 64 | 0 | 1.0362 | Cogen | -1 | 0.26661 | 0 | 0 |  |  |  |  | -0.26661 | 0 |  |  |  |  | 0 | 0
48796 | PSA_GN1_8165 | 1 | Houston | YES | -0.010279 | 83.2 | 43.1 | 104 | 0 | 1.0362 | Cogen | -1 | 0.26661 | 0 | 0 |  |  |  |  | -0.26661 | 0 |  |  |  |  | 0 | 0
48797 | PSA_GT6_8135 | 6 | Houston | YES | -0.010279 | 47.2 | 34.5 | 59 | 0 | 1.0362 | Cogen | -1 | 0.26661 | 0 | 0 |  |  |  |  | -0.26661 | 0 |  |  |  |  | 0 | 0
48815 | CVC_GT4_8005 | 4 | Houston | YES | -0.010295 | 165 | 91.8 | 165 |  | 1.0362 | Cogen | -1 | 0.26662 | 0 | 0 |  |  |  |  | -0.26662 | 0 |  |  |  |  | 0 | 0
48583 | CBY_GT4_1 | 1 | Houston | YES | -0.010299 | 172 | 0 | 172 | 0 | 1.027 | GSC | -1 | 0.26663 | 172 | 172 |  |  |  |  | -0.26663 | -45.8595 |  |  |  |  | 0 | 0
48584 | CBY_GT4_2 | 2 | Houston | YES | -0.010299 | 172 | 0 | 172 | 0 | 1.027 | CC | -1 | 0.26663 | 172 | 172 |  |  |  |  | -0.26663 | -45.8595 |  |  |  |  | 0 | 0
48585 | CBY_ST4_1 | 3 | Houston | YES | -0.010299 | 172 | 0 | 172 | 0 | 1.027 | CC | -1 | 0.26663 | 172 | 172 |  |  |  |  | -0.26663 | -45.8595 |  |  |  |  | 0 | 0
48598 | BTE_ST1_8070 | 4 | Houston | YES | -0.010346 | 269.2 | 60 | 269.2 | 0 | 1.0261 | CC | -1 | 0.26667 | 269.2 | 269.2 |  |  |  |  | -0.26667 | -71.7882 |  |  |  |  | 0 | 0
48595 | BTE_GT2_8075 | 1 | Houston | YES | -0.010346 | 162.8 | 130 | 162.8 | 0 | 1.0261 | CC | -1 | 0.26667 | 162.8 | 162.8 |  |  |  |  | -0.26667 | -43.4142 |  |  |  |  | 0 | 0
48596 | BTE_GT3_8045 | 2 | Houston | YES | -0.010346 | 161.4 | 130 | 161.4 | 0 | 1.0261 | CC | -1 | 0.26667 | 161.4 | 161.4 |  |  |  |  | -0.26667 | -43.0409 |  |  |  |  | 0 | 0
48597 | BTE_GT4_8055 | 3 | Houston | YES | -0.010346 | 158.9 | 130 | 158.9 | 0 | 1.0261 | CC | -1 | 0.26667 | 158.9 | 158.9 |  |  |  |  | -0.26667 | -42.3742 |  |  |  |  | 0 | 0
48690 | GBY_GN5_5 | 5 | Houston | YES | -0.010366 | 318.4 | 81 | 398 |  | 1.0362 | GSC | -1 | 0.26669 | 398 | 398 |  |  |  |  | -0.26669 | -106.1435 |  |  |  |  | 0 | 0
48885 | THW_5152 | B | Houston | YES | -0.010389 | 47.2 | 5 | 59 |  | 1.0319 | GGT | -1 | 0.26672 | 59 | 59 |  |  |  |  | -0.26672 | -15.7362 |  |  |  |  | 0 | 0
48887 | THW_5556 | E | Houston | YES | -0.010389 | 47.2 | 5 | 59 |  | 1.0319 | GGT | -1 | 0.26672 | 59 | 59 |  |  |  |  | -0.26672 | -15.7362 |  |  |  |  | 0 | 0
48885 | THW_5152 | A | Houston | YES | -0.010389 | 46.4 | 5 | 58 |  | 1.0319 | GGT | -1 | 0.26672 | 58 | 58 |  |  |  |  | -0.26672 | -15.4695 |  |  |  |  | 0 | 0
48886 | THW_5354 | D | Houston | YES | -0.010389 | 46.4 | 5 | 58 |  | 1.0319 | GGT | -1 | 0.26672 | 58 | 58 |  |  |  |  | -0.26672 | -15.4695 |  |  |  |  | 0 | 0
48886 | THW_5354 | C | Houston | YES | -0.010389 | 45.6 | 5 | 57 |  | 1.0319 | GGT | -1 | 0.26672 | 57 | 57 |  |  |  |  | -0.26672 | -15.2028 |  |  |  |  | 0 | 0
48887 | THW_5556 | F | Houston | YES | -0.010389 | 45.6 | 5 | 57 |  | 1.0319 | GGT | -1 | 0.26672 | 57 | 57 |  |  |  |  | -0.26672 | -15.2028 |  |  |  |  | 0 | 0
48591 | CHE_GT2_5030 | 2 | Houston | YES | -0.010673 | 173 | 50 | 173 | 0 | 1.029 | Cogen | -1 | 0.267 | 0 | 0 |  |  |  |  | -0.267 | 0 |  |  |  |  | 0 | 0
48811 | CVC_GT3_5045 | 3 | Houston | YES | -0.010673 | 156 | 91.8 | 156 | 0 | 1.029 | Cogen | -1 | 0.267 | 0 | 0 |  |  |  |  | -0.267 | 0 |  |  |  |  | 0 | 0
48812 | CVC_GT2_5020 | 2 | Houston | YES | -0.010673 | 158 | 91.8 | 158 | 0 | 1.029 | Cogen | -1 | 0.267 | 0 | 0 |  |  |  |  | -0.267 | 0 |  |  |  |  | 0 | 0
48813 | CVC_GT1_5035 | 1 | Houston | YES | -0.010673 | 160 | 91.8 | 160 | 0 | 1.029 | Cogen | -1 | 0.267 | 0 | 0 |  |  |  |  | -0.267 | 0 |  |  |  |  | 0 | 0
48814 | CVC_ST5_5040 | 1 | Houston | YES | -0.010673 | 162 | 91.8 | 162 | 0 | 1.029 | Cogen | -1 | 0.267 | 0 | 0 |  |  |  |  | -0.267 | 0 |  |  |  |  | 0 | 0
334 | RWMILLER03 | 3 | North | YES | -0.010926 | 166.4 | 65 | 208 | 0 | 1.04 | GST | -1 | 0.26725 | 208 | 208 |  |  | -2.2726 | 208 | -0.26725 | -55.5885 |  |  |  |  | 0 | 0
333 | RWMILLER02 | 2 | North | YES | -0.010926 | 95.2 | 37 | 119 | 0 | 1.04 | GST | -1 | 0.26725 | 119 | 119 |  |  | -1.3002 | 119 | -0.26725 | -31.803 |  |  |  |  | 0 | 0
335 | RWMILLER04 | 4 | North | YES | -0.010926 | 81.6 | 0 | 102 | 0 | 1.04 | GST | -1 | 0.26725 | 102 | 102 |  |  | -1.1145 | 102 | -0.26725 | -27.2597 |  |  |  |  | 0 | 0
336 | RWMILLER05 | 5 | North | YES | -0.010926 | 80.8 | 0 | 101 | 0 | 1.04 | GST | -1 | 0.26725 | 101 | 101 |  |  | -1.1035 | 101 | -0.26725 | -26.9925 |  |  |  |  | 0 | 0
332 | RWMILLER01 | 1 | North | YES | -0.010926 | 58.4 | 18.5 | 73 | 0 | 1.04 | GST | -1 | 0.26725 | 73 | 73 |  |  | -0.7976 | 73 | -0.26725 | -19.5094 |  |  |  |  | 0 | 0
60000 | DSKY2 | 1 | West | YES | 0.24668 | 19.1 | 0 | 76.5 |  | 1.039 | Wind | 1 | 0.26775 | 0 | 76.5 | 18.8706 | 76.5 |  |  | 0.26775 | 20.4826 |  |  |  |  | 0 | 0
251 | BOSQUESW803 | 2 | North | YES | -0.01188 | 150 | 0 | 150 | 0 | 1.032 | CC | -1 | 0.26821 | 150 | 150 |  |  | -1.782 | 150 | -0.26821 | -40.2309 |  |  |  |  | 0 | 0
253 | BOSQUESW804 | 2 | North | YES | -0.01188 | 80 | 0 | 80 | 0 | 1.032 | CC | -1 | 0.26821 | 80 | 80 |  |  | -0.9504 | 80 | -0.26821 | -21.4565 |  |  |  |  | 0 | 0
60018 | DSKY1 | 1 | West | YES | 0.24737 | 21 | 0 | 84 | 0 | 1.023 | Wind | 1 | 0.26844 | 0 | 84 | 20.7789 | 84 |  |  | 0.26844 | 22.5489 |  |  |  |  | 0 | 0
244 | WHITNYDM01 | 1 | North | YES | -0.012393 | 15 | 0 | 15 | 0 | 1.035 | Hydro | -1 | 0.26872 | 0 | 0 |  |  | 0 | 0 | -0.26872 | 0 |  |  |  |  | 0 | 0
245 | WHITNYDM02 | 2 | North | YES | -0.012393 | 15 | 0 | 15 | 0 | 1.035 | Hydro | -1 | 0.26872 | 0 | 0 |  |  | 0 | 0 | -0.26872 | 0 |  |  |  |  | 0 | 0
238 | BOSQUESW505 | 1 | North | YES | -0.013117 | 255 | 0 | 255 | 0 | 1.02 | CC | -1 | 0.26944 | 255 | 255 |  |  | -3.3448 | 255 | -0.26944 | -68.708 |  |  |  |  | 0 | 0
247 | BOSQUESW501 | 2 | North | YES | -0.013117 | 124.8 | 0 | 156 | 0 | 1.02 | GGT | -1 | 0.26944 | 156 | 156 |  |  | -2.0463 | 156 | -0.26944 | -42.0331 |  |  |  |  | 0 | 0
239 | BOSQUESW502 | 1 | North | YES | -0.013117 | 119.2 | 0 | 149 | 0 | 1.02 | GGT | -1 | 0.26944 | 149 | 149 |  |  | -1.9544 | 149 | -0.26944 | -40.147 |  |  |  |  | 0 | 0
48674 | FTR_CN4_5095 | 4 | North | YES | -0.013223 | 380 | 0 | 380 | 0 | 1.0319 | CC | -1 | 0.26955 | 380 | 380 |  |  | -5.0247 | 380 | -0.26955 | -102.4287 |  |  |  |  | 0 | 0
48672 | FTR_GT2_5110 | 2 | North | YES | -0.013223 | 159 | 0 | 159 | 0 | 1.0319 | CC | -1 | 0.26955 | 159 | 159 |  |  | -2.1025 | 159 | -0.26955 | -42.8583 |  |  |  |  | 0 | 0
48673 | FTR_GT3_5085 | 3 | North | YES | -0.013223 | 158 | 0 | 158 | 0 | 1.0319 | CC | -1 | 0.26955 | 158 | 158 |  |  | -2.0892 | 158 | -0.26955 | -42.5888 |  |  |  |  | 0 | 0
48671 | FTR_GT1_5105 | 1 | North | YES | -0.013223 | 154.2 | 0 | 154.2 | 0 | 1.0319 | CC | -1 | 0.26955 | 154.2 | 154.2 |  |  | -2.039 | 154.2 | -0.26955 | -41.5645 |  |  |  |  | 0 | 0
3417 | LAKE_CRK2_G | 2 | North | YES | -0.013262 | 177.6 | 40 | 222 | 0 | 1.029 | GST | -1 | 0.26959 | 222 | 222 |  |  | -2.9442 | 222 | -0.26959 | -59.8486 |  |  |  |  | 0 | 0
3416 | LAKE_CRK1_G | 1 | North | YES | -0.013262 | 60 | 33 | 75 |  | 1.029 | GST | -1 | 0.26959 | 75 | 75 |  |  | -0.99465 | 75 | -0.26959 | -20.2191 |  |  |  |  | 0 | 0
1898 | COMCHEPK_1G | 1 | North | YES | -0.013425 | 1217 | 1150 | 1217 | 0 | 1.032 | Nuc | -1 | 0.26975 | 0 | 0 |  |  | 0 | 0 | -0.26975 | 0 |  |  |  |  | 0 | 0
1899 | COMCHEPK_2G | 2 | North | YES | -0.013425 | 1159 | 1128 | 1159 | 0 | 1.032 | Nuc | -1 | 0.26975 | 0 | 0 |  |  | 0 | 0 | -0.26975 | 0 |  |  |  |  | 0 | 0
32892 | BRYN_DNSBY14 | 1 | North | YES | -0.013678 | 84 | 25 | 105 | 0 | 1.035 | GST | -1 | 0.27 | 105 | 105 |  |  | -1.4362 | 105 | -0.27 | -28.3504 |  |  |  |  | 0 | 0
32883 | BRYN_DNSBY3 | 1 | North | YES | -0.013678 | 0 | 2 | 48 |  | 1.015 | GST | -1 | 0.27 | 48 | 48 |  |  | -0.65654 | 48 | -0.27 | -12.9602 |  |  |  |  | 0 | 0
32884 | BRYN_DNSBY13 | 1 | North | YES | -0.013678 | 46 | 2 | 46 | 0 | 1.015 | GST | -1 | 0.27 | 46 | 46 |  |  | -0.62919 | 46 | -0.27 | -12.4202 |  |  |  |  | 0 | 0
32888 | BRYN_ATKINS7 | 1 | North | YES | -0.013721 | 13.6 | 4 | 17 |  | 1.028 | GGT | -1 | 0.27005 | 17 | 17 |  |  | -0.23326 | 17 | -0.27005 | -4.5908 |  |  |  |  | 0 | 0
32886 | BRYN_ATKINS3 | MB | North | YES | -0.013721 | 0 | 5 | 12 |  | 1 | GST | -1 | 0.27005 | 0 | 0 |  |  | 0 | 0 | -0.27005 | 0 |  |  |  |  | 0 | 0
32887 | BRYN_ATKINS6 | MB | North | YES | -0.013721 | 0 | 12 | 51 |  | 1.028 | GST | -1 | 0.27005 | 0 | 0 |  |  | 0 | 0 | -0.27005 | 0 |  |  |  |  | 0 | 0
32890 | BRYN_ATKINS4 | MB | North | YES | -0.013721 | 0 | 5 | 22 |  | 1.031 | GST | -1 | 0.27005 | 0 | 0 |  |  | 0 | 0 | -0.27005 | 0 |  |  |  |  | 0 | 0
32891 | BRYN_ATKINS5 | MB | North | YES | -0.013721 | 0 | 5 | 25 |  | 1.031 | GST | -1 | 0.27005 | 0 | 0 |  |  | 0 | 0 | -0.27005 | 0 |  |  |  |  | 0 | 0
32798 | BRYN_TAMUGEN | 1 | North | YES | -0.013737 | 32 | 0 | 32 |  | 1.02 | GST | -1 | 0.27006 | 32 | 32 |  |  | -0.43958 | 32 | -0.27006 | -8.642 |  |  |  |  | 0 | 0
990 | GIBN_CREK_G1 | 1 | North | YES | -0.013752 | 463 | 200 | 463 | 0 | 1.0275 | LIGCO | -1 | 0.27008 | 0 | 463 |  |  | 0 | 0 | -0.27008 | 0 |  |  |  |  | 0 | 0
3404 | THOUSE_2G | 2 | North | YES | -0.013971 | 807 | 250 | 807 | 0 | 1.012 | GSC | -1 | 0.2703 | 807 | 807 |  |  | -11.2746 | 807 | -0.2703 | -218.1298 |  |  |  |  | 0 | 0
3403 | THOUSE_1G | 1 | North | YES | -0.013971 | 563 | 200 | 563 | 0 | 1.012 | GSC | -1 | 0.2703 | 563 | 563 |  |  | -7.8657 | 563 | -0.2703 | -152.1773 |  |  |  |  | 0 | 0
1879 | WLFHOLW_3G | 3 | North | YES | -0.014527 | 272.4 | 89.2 | 272.4 | 0 | 1.032 | CC | -1 | 0.27085 | 272.4 | 272.4 |  |  | -3.9572 | 272.4 | -0.27085 | -73.7804 |  |  |  |  | 0 | 0
1877 | WLFHOLW_1G | 1 | North | YES | -0.014527 | 217.3 | 89.2 | 217.3 | 0 | 1.032 | CC | -1 | 0.27085 | 217.3 | 217.3 |  |  | -3.1567 | 217.3 | -0.27085 | -58.8564 |  |  |  |  | 0 | 0
1878 | WLFHOLW_2G | 2 | North | YES | -0.014527 | 215.7 | 105 | 215.7 | 0 | 1.032 | CC | -1 | 0.27085 | 215.7 | 215.7 |  |  | -3.1335 | 215.7 | -0.27085 | -58.423 |  |  |  |  | 0 | 0
60017 | ORNNWP1 | 1 | West | YES | 0.24984 | 20 | 0 | 80 |  | 1.027 | Wind | 1 | 0.27091 | 0 | 80 | 19.987 | 80 |  |  | 0.27091 | 21.6726 |  |  |  |  | 0 | 0
344 | MRSSHPRD | 1 | North | YES | -0.014638 | 0 | 0 | 12 |  | 1.03 | Hydro | -1 | 0.27096 | 0 | 0 |  |  | 0 | 0 | -0.27096 | 0 |  |  |  |  | 0 | 0
345 | MRSSHPRD01 | 2 | North | YES | -0.014638 | 0 | 0 | 12 |  | 1.03 | Hydro | -1 | 0.27096 | 0 | 0 |  |  | 0 | 0 | -0.27096 | 0 |  |  |  |  | 0 | 0
39960 | TNTNPONE_18 | 1 | North | YES | -0.015463 | 152.3 | 30 | 152.3 |  | 1.04 | LIGCO | -1 | 0.27179 | 0 | 152.3 |  |  | 0 | 0 | -0.27179 | 0 |  |  |  |  | 0 | 0
39970 | TNTNPONE_28 | 1 | North | YES | -0.015463 | 153 | 30 | 153 |  | 1.04 | LIGCO | -1 | 0.27179 | 0 | 153 |  |  | 0 | 0 | -0.27179 | 0 |  |  |  |  | 0 | 0
366 | JNSNCNTY802 | 1 | North | YES | -0.015703 | 168 | 20 | 168 | 0 | 1.02 | Cogen | -1 | 0.27203 | 0 | 0 |  |  | 0 | 0 | -0.27203 | 0 |  |  |  |  | 0 | 0
367 | JNSNCNTY802 | 2 | North | YES | -0.015703 | 90 | 20 | 90 | 0 | 1.02 | Cogen | -1 | 0.27203 | 0 | 0 |  |  | 0 | 0 | -0.27203 | 0 |  |  |  |  | 0 | 0
1892 | DECRDOVA_2G | A | North | YES | -0.015865 | 65 | 65 | 70 | 0 | 1.025 | GGT | -1 | 0.27219 | 70 | 70 |  |  | -1.1105 | 70 | -0.27219 | -19.0534 |  |  |  |  | 0 | 0
1893 | DECRDOVA_3G | B | North | YES | -0.015865 | 65 | 65 | 69 | 0 | 1.025 | GGT | -1 | 0.27219 | 69 | 69 |  |  | -1.0947 | 69 | -0.27219 | -18.7812 |  |  |  |  | 0 | 0
1894 | DECRDOVA_4G | C | North | YES | -0.015865 | 65 | 65 | 69 | 0 | 1.025 | GGT | -1 | 0.27219 | 69 | 69 |  |  | -1.0947 | 69 | -0.27219 | -18.7812 |  |  |  |  | 0 | 0
1895 | DECRDOVA_5G | D | North | YES | -0.015865 | 65 | 65 | 68 | 0 | 1.025 | GGT | -1 | 0.27219 | 68 | 68 |  |  | -1.0788 | 68 | -0.27219 | -18.509 |  |  |  |  | 0 | 0
48721 | LEG_1___1 | 1 | North | YES | -0.016148 | 827 | 357 | 827 | 0 | 1.0348 | LIGCO | -1 | 0.27247 | 0 | 827 |  |  | 0 | 0 | -0.27247 | 0 |  |  |  |  | 0 | 0
48722 | LEG_2___2 | 2 | North | YES | -0.016148 | 819 | 357 | 819 | 0 | 1.0348 | LIGCO | -1 | 0.27247 | 0 | 819 |  |  | 0 | 0 | -0.27247 | 0 |  |  |  |  | 0 | 0
76091 | L_DIVIDE1_1N | W1 | West | YES | 0.25162 | 22.5 | 0 | 112.5 |  | 1.02 | Wind | 1 | 0.27269 | 0 | 112.5 | 28.3074 | 112.5 |  |  | 0.27269 | 30.6778 |  |  |  |  | 0 | 0
76095 | L_CAPRSI1_1N | W1 | West | YES | 0.25162 | 29.9 | 0 | 149.5 | 0 | 1.02 | Wind | 1 | 0.27269 | 0 | 149.5 | 37.6173 | 149.5 |  |  | 0.27269 | 40.7674 |  |  |  |  | 0 | 0
76096 | L_CAPRSI1_2N | W1 | West | YES | 0.25162 | 37.2 | 0 | 186 | 0 | 1.02 | Wind | 1 | 0.27269 | 0 | 186 | 46.8015 | 186 |  |  | 0.27269 | 50.7207 |  |  |  |  | 0 | 0
76097 | L_CAPRGE1_1N | W1 | West | YES | 0.25162 | 42.9 | 0 | 214.5 | 0 | 1.02 | Wind | 1 | 0.27269 | 0 | 214.5 | 53.9727 | 214.5 |  |  | 0.27269 | 58.4924 |  |  |  |  | 0 | 0
36998 | RDCNYNG1 | 1 | West | YES | 0.25225 | 16.8 | 0 | 84 |  | 1.01 | Wind | 1 | 0.27332 | 0 | 84 | 21.1888 | 84 |  |  | 0.27332 | 22.9588 |  |  |  |  | 0 | 0
3381 | BBRN_1G | 1 | North | YES | -0.018042 | 618 | 225 | 618 | 0 | 1.03 | LIGCO | -1 | 0.27437 | 0 | 618 |  |  | 0 | 0 | -0.27437 | 0 |  |  |  |  | 0 | 0
3382 | BBRN_2G | 2 | North | YES | -0.018042 | 589 | 225 | 589 | 0 | 1.03 | LIGCO | -1 | 0.27437 | 0 | 589 |  |  | 0 | 0 | -0.27437 | 0 |  |  |  |  | 0 | 0
13133 | CALFREST_3G | 3 | North | YES | -0.018346 | 177.4 | 40 | 177.4 | 0 | 1.031 | CC | -1 | 0.27467 | 177.4 | 177.4 |  |  | -3.2546 | 177.4 | -0.27467 | -48.7268 |  |  |  |  | 0 | 0
13132 | CALFREST_2G | 2 | North | YES | -0.018346 | 151 | 57 | 151 | 0 | 1.031 | CC | -1 | 0.27467 | 151 | 151 |  |  | -2.7702 | 151 | -0.27467 | -41.4755 |  |  |  |  | 0 | 0
13131 | CALFREST_1G | 1 | North | YES | -0.018346 | 150.7 | 40 | 150.7 | 0 | 1.031 | CC | -1 | 0.27467 | 150.7 | 150.7 |  |  | -2.7647 | 150.7 | -0.27467 | -41.3931 |  |  |  |  | 0 | 0
13136 | CALFREST_6G | 6 | North | YES | -0.018414 | 177.5 | 40 | 177.5 | 0 | 1.031 | CC | -1 | 0.27474 | 177.5 | 177.5 |  |  | -3.2685 | 177.5 | -0.27474 | -48.7664 |  |  |  |  | 0 | 0
13135 | CALFREST_5G | 5 | North | YES | -0.018414 | 152.3 | 57 | 152.3 | 0 | 1.031 | CC | -1 | 0.27474 | 152.3 | 152.3 |  |  | -2.8045 | 152.3 | -0.27474 | -41.8429 |  |  |  |  | 0 | 0
13134 | CALFREST_4G | 4 | North | YES | -0.018414 | 151.5 | 40 | 151.5 | 0 | 1.031 | CC | -1 | 0.27474 | 151.5 | 151.5 |  |  | -2.7897 | 151.5 | -0.27474 | -41.6231 |  |  |  |  | 0 | 0
505 | NTHTEXAS03 | 3 | North | YES | -0.018619 | 30.4 | 15 | 38 |  | 1.015 | GST | -1 | 0.27495 | 38 | 38 |  |  | -0.70752 | 38 | -0.27495 | -10.4479 |  |  |  |  | 0 | 0
503 | NTHTEXAS01 | 1 | North | YES | -0.018619 | 0 | 5 | 18 |  | 1.015 | GST | -1 | 0.27495 | 18 | 18 |  |  | -0.33514 | 18 | -0.27495 | -4.949 |  |  |  |  | 0 | 0
504 | NTHTEXAS02 | 2 | North | YES | -0.018619 | 14.4 | 5 | 18 |  | 1.015 | GST | -1 | 0.27495 | 18 | 18 |  |  | -0.33514 | 18 | -0.27495 | -4.949 |  |  |  |  | 0 | 0
1889 | DECRDOVA_1G | 1 | North | YES | -0.018709 | 779 | 255 | 779 | 0 | 1.02 | GSC | -1 | 0.27504 | 779 | 779 |  |  | -14.5743 | 779 | -0.27504 | -214.2524 |  |  |  |  | 0 | 0
3126 | TRINIDAD_6G | 1 | North | YES | -0.019257 | 179.2 | 46 | 224 | 0 | 1 | GST | -1 | 0.27558 | 224 | 224 |  |  | -4.3136 | 224 | -0.27558 | -61.7306 |  |  |  |  | 0 | 0
1938 | MDLTHELP_6G | 6 | North | YES | -0.019338 | 226 | 74 | 226 | 0 | 1 | CC | -1 | 0.27566 | 226 | 226 |  |  | -4.3704 | 226 | -0.27566 | -62.3001 |  |  |  |  | 0 | 0
1937 | MDLTHELP_5G | 5 | North | YES | -0.019338 | 224 | 74 | 224 | 0 | 1 | CC | -1 | 0.27566 | 224 | 224 |  |  | -4.3317 | 224 | -0.27566 | -61.7488 |  |  |  |  | 0 | 0
1943 | MDLTHELP_3G | 3 | North | YES | -0.019338 | 212 | 74 | 212 | 0 | 1 | CC | -1 | 0.27566 | 212 | 212 |  |  | -4.0997 | 212 | -0.27566 | -58.4408 |  |  |  |  | 0 | 0
1944 | MDLTHELP_4G | 4 | North | YES | -0.019338 | 211 | 74 | 211 | 0 | 1 | CC | -1 | 0.27566 | 211 | 211 |  |  | -4.0803 | 211 | -0.27566 | -58.1651 |  |  |  |  | 0 | 0
12322 | ENNSTRAC_1G | 1 | North | YES | -0.01959 | 196 | 130 | 196 | 0 | 1.036 | CC | -1 | 0.27592 | 196 | 196 |  |  | -3.8396 | 196 | -0.27592 | -54.0796 |  |  |  |  | 0 | 0
12323 | ENNSTRAC_2G | 2 | North | YES | -0.01959 | 116 | 100 | 116 | 0 | 1.036 | CC | -1 | 0.27592 | 116 | 116 |  |  | -2.2724 | 116 | -0.27592 | -32.0063 |  |  |  |  | 0 | 0
3108 | STRYKER_2G | 2 | North | YES | -0.019928 | 484 | 75 | 484 | 0 | 1.029 | GST | -1 | 0.27625 | 484 | 484 |  |  | -9.6452 | 484 | -0.27625 | -133.707 |  |  |  |  | 0 | 0
3107 | STRYKER_1G | 1 | North | YES | -0.019928 | 145.6 | 45 | 182 | 0 | 1.029 | GST | -1 | 0.27625 | 182 | 182 |  |  | -3.6269 | 182 | -0.27625 | -50.2783 |  |  |  |  | 0 | 0
3309 | ASPN_G | 1 | North | YES | -0.019961 | 50 | 0 | 50 |  | 1 | Bio | -1 | 0.27629 | 50 | 50 |  |  | -0.99805 | 50 | -0.27629 | -13.8144 |  |  |  |  | 0 | 0
3348 | CHAMPION_1G | MB | North | YES | -0.019978 | 0 | 42 | 42 |  | 1 | Cogen | -1 | 0.2763 | 0 | 0 |  |  | 0 | 0 | -0.2763 | 0 |  |  |  |  | 0 | 0
1941 | MDLTHELP_1G | 1 | North | YES | -0.020066 | 216.4 | 74 | 216.4 | 0 | 1 | CC | -1 | 0.27639 | 216.4 | 216.4 |  |  | -4.3423 | 216.4 | -0.27639 | -59.8113 |  |  |  |  | 0 | 0
1942 | MDLTHELP_2G | 2 | North | YES | -0.020066 | 216.1 | 74 | 216.1 | 0 | 1 | CC | -1 | 0.27639 | 216.1 | 216.1 |  |  | -4.3363 | 216.1 | -0.27639 | -59.7284 |  |  |  |  | 0 | 0
13119 | TGATEWAY_4G | 4 | North | YES | -0.020136 | 399 | 65 | 399 | 0 | 1.0232 | CC | -1 | 0.27646 | 399 | 399 |  |  | -8.0343 | 399 | -0.27646 | -110.3084 |  |  |  |  | 0 | 0
13116 | TGATEWAY_1G | 1 | North | YES | -0.020136 | 151 | 30 | 151 | 0 | 1.0232 | CC | -1 | 0.27646 | 151 | 151 |  |  | -3.0405 | 151 | -0.27646 | -41.7458 |  |  |  |  | 0 | 0
13118 | TGATEWAY_3G | 3 | North | YES | -0.020136 | 148 | 30 | 148 | 0 | 1.0232 | CC | -1 | 0.27646 | 148 | 148 |  |  | -2.9801 | 148 | -0.27646 | -40.9164 |  |  |  |  | 0 | 0
13117 | TGATEWAY_2G | 2 | North | YES | -0.020136 | 130 | 30 | 130 | 0 | 1.0232 | CC | -1 | 0.27646 | 130 | 130 |  |  | -2.6177 | 130 | -0.27646 | -35.9401 |  |  |  |  | 0 | 0
3097 | MARTLAKE_1G | 1 | North | YES | -0.020319 | 790 | 500 | 790 | 0 | 1.017 | LIGCO | -1 | 0.27665 | 0 | 790 |  |  | 0 | 0 | -0.27665 | 0 |  |  |  |  | 0 | 0
3098 | MARTLAKE_2G | 2 | North | YES | -0.020319 | 795 | 461 | 795 | 0 | 1.017 | LIGCO | -1 | 0.27665 | 0 | 795 |  |  | 0 | 0 | -0.27665 | 0 |  |  |  |  | 0 | 0
3099 | MARTLAKE_3G | 3 | North | YES | -0.020319 | 804 | 500 | 804 | 0 | 1.017 | LIGCO | -1 | 0.27665 | 0 | 804 |  |  | 0 | 0 | -0.27665 | 0 |  |  |  |  | 0 | 0
1600 | BARTNWND_1G | 1 | North | YES | -0.020887 | 12 | 0 | 120 | 0 | 1.022 | Wind | -1 | 0.27721 | 0 | 120 |  |  | 0 | 0 | -0.27721 | 0 |  |  |  |  | 0 | 0
71051 | L_BITTCR1_1N | W1 | West | YES | 0.25649 | 7.5 | 0 | 37.5 |  | 1.02 | Wind | 1 | 0.27756 | 0 | 37.5 | 9.6182 | 37.5 |  |  | 0.27756 | 10.4084 |  |  |  |  | 0 | 0
71061 | L_SWEETW1_5N | W1 | West | YES | 0.25649 | 16.1 | 0 | 80.5 | 0 | 1.02 | Wind | 1 | 0.27756 | 0 | 80.5 | 20.6471 | 80.5 |  |  | 0.27756 | 22.3433 |  |  |  |  | 0 | 0
71060 | L_SWEETW1_4N | W1 | West | YES | 0.25649 | 21 | 0 | 105 | 0 | 1.02 | Wind | 1 | 0.27756 | 0 | 105 | 26.931 | 105 |  |  | 0.27756 | 29.1435 |  |  |  |  | 0 | 0
71054 | L_SWEETW1_1N | W1 | West | YES | 0.25649 | 21.5 | 0 | 107.5 |  | 1.02 | Wind | 1 | 0.27756 | 0 | 107.5 | 27.5722 | 107.5 |  |  | 0.27756 | 29.8374 |  |  |  |  | 0 | 0
71059 | L_SWEETW1_3N | W1 | West | YES | 0.25649 | 23.8 | 0 | 119 | 0 | 1.02 | Wind | 1 | 0.27756 | 0 | 119 | 30.5218 | 119 |  |  | 0.27756 | 33.0293 |  |  |  |  | 0 | 0
71057 | L_SWEETW1_2N | W1 | West | YES | 0.25649 | 27 | 0 | 135 |  | 1.02 | Wind | 1 | 0.27756 | 0 | 135 | 34.6256 | 135 |  |  | 0.27756 | 37.4702 |  |  |  |  | 0 | 0
2417 | MTCK8_G | 8 | North | YES | -0.021359 | 444.8 | 60 | 556 | 0 | 1.022 | GSC | -1 | 0.27769 | 556 | 556 |  |  | -11.8756 | 556 | -0.27769 | -154.393 |  |  |  |  | 0 | 0
2413 | MTCK6_G | 6 | North | YES | -0.021359 | 0 | 30 | 118 |  | 1.022 | GST | -1 | 0.27769 | 118 | 118 |  |  | -2.5204 | 118 | -0.27769 | -32.7669 |  |  |  |  | 0 | 0
2414 | MTCK7_G | 7 | North | YES | -0.021359 | 0 | 30 | 115 |  | 1.022 | GST | -1 | 0.27769 | 115 | 115 |  |  | -2.4563 | 115 | -0.27769 | -31.9338 |  |  |  |  | 0 | 0
12440 | PARKD_1SVC8 | 1 | North | YES | -0.02162 | 0 | 0 | 0 | 0 | 1.007 | GST | -1 | 0.27795 | 0 | 0 |  |  | 0 | 0 | -0.27795 | 0 |  |  |  |  | 0 | 0
12449 | PARKD_2SVC8 | 1 | North | YES | -0.02162 | 0 | 0 | 0 | 0 | 1.007 | GST | -1 | 0.27795 | 0 | 0 |  |  | 0 | 0 | -0.27795 | 0 |  |  |  |  | 0 | 0
12424 | FPLEFR2S_G | 4 | North | YES | -0.021673 | 415 | 191 | 415 | 0 | 1 | CC | -1 | 0.278 | 415 | 415 |  |  | -8.9943 | 415 | -0.278 | -115.3697 |  |  |  |  | 0 | 0
12414 | FPLEFR1S_G | 4 | North | YES | -0.021673 | 414 | 191 | 414 | 0 | 1 | CC | -1 | 0.278 | 414 | 414 |  |  | -8.9726 | 414 | -0.278 | -115.0917 |  |  |  |  | 0 | 0
12412 | FPLEFR1B_G | 2 | North | YES | -0.021673 | 164 | 72 | 164 | 0 | 1 | CC | -1 | 0.278 | 164 | 164 |  |  | -3.5544 | 164 | -0.278 | -45.5919 |  |  |  |  | 0 | 0
12413 | FPLEFR1C_G | 3 | North | YES | -0.021673 | 164 | 72 | 164 | 0 | 1 | CC | -1 | 0.278 | 164 | 164 |  |  | -3.5544 | 164 | -0.278 | -45.5919 |  |  |  |  | 0 | 0
12423 | FPLEFR2C_G | 3 | North | YES | -0.021673 | 163 | 72 | 163 | 0 | 1 | CC | -1 | 0.278 | 163 | 163 |  |  | -3.5327 | 163 | -0.278 | -45.3139 |  |  |  |  | 0 | 0
12421 | FPLEFR2A_G | 1 | North | YES | -0.021673 | 162 | 72 | 162 | 0 | 1 | CC | -1 | 0.278 | 162 | 162 |  |  | -3.511 | 162 | -0.278 | -45.0359 |  |  |  |  | 0 | 0
12411 | FPLEFR1A_G | 1 | North | YES | -0.021673 | 161 | 72 | 161 | 0 | 1 | CC | -1 | 0.278 | 161 | 161 |  |  | -3.4894 | 161 | -0.278 | -44.7579 |  |  |  |  | 0 | 0
12422 | FPLEFR2B_G | 2 | North | YES | -0.021673 | 161 | 72 | 161 | 0 | 1 | CC | -1 | 0.278 | 161 | 161 |  |  | -3.4894 | 161 | -0.278 | -44.7579 |  |  |  |  | 0 | 0
2452 | LKHB2_G | 2 | North | YES | -0.021772 | 516 | 80 | 516 | 0 | 1.022 | GST | -1 | 0.2781 | 516 | 516 |  |  | -11.2344 | 516 | -0.2781 | -143.4987 |  |  |  |  | 0 | 0
2451 | LKHB1_G | 1 | North | YES | -0.021772 | 0 | 80 | 391 |  | 1.022 | GST | -1 | 0.2781 | 391 | 391 |  |  | -8.5129 | 391 | -0.2781 | -108.7364 |  |  |  |  | 0 | 0
38437 | TNSRBNMESA9 | 1 | West | YES | 0.25715 | 37.5 | 0 | 150 | 0 | 1.02 | Wind | 1 | 0.27822 | 0 | 150 | 38.5729 | 150 |  |  | 0.27822 | 41.7336 |  |  |  |  | 0 | 0
38332 | TNWDWRDU2_8 | 1 | West | YES | 0.25739 | 20 | 0 | 80 | 0 | 1.0232 | Wind | 1 | 0.27846 | 0 | 80 | 20.5909 | 80 |  |  | 0.27846 | 22.2765 |  |  |  |  | 0 | 0
60016 | WOODWRD11A | 1 | West | YES | 0.25744 | 20 | 0 | 80 |  | 1.033 | Wind | 1 | 0.27851 | 0 | 80 | 20.5951 | 80 |  |  | 0.27851 | 22.2808 |  |  |  |  | 0 | 0
950 | STEAM3 | 1 | North | YES | -0.022215 | 41 | 13 | 42 | 0 | 1.02 | GST | -1 | 0.27854 | 42 | 42 |  |  | -0.93303 | 42 | -0.27854 | -11.6987 |  |  |  |  | 0 | 0
949 | STEAM2 | 1 | North | YES | -0.022215 | 26 | 8 | 26 | 0 | 0.99 | GST | -1 | 0.27854 | 26 | 26 |  |  | -0.57759 | 26 | -0.27854 | -7.2421 |  |  |  |  | 0 | 0
948 | STEAM1 | 1 | North | YES | -0.022215 | 0 | 12 | 20 |  | 1.02 | GST | -1 | 0.27854 | 20 | 20 |  |  | -0.4443 | 20 | -0.27854 | -5.5708 |  |  |  |  | 0 | 0
837 | NEWMAN_G5 | 1 | North | YES | -0.022234 | 0 | 15 | 40 |  | 1.01 | GST | -1 | 0.27856 | 40 | 40 |  |  | -0.88936 | 40 | -0.27856 | -11.1424 |  |  |  |  | 0 | 0
844 | OLINGER_G3 | 1 | North | YES | -0.02231 | 103.9 | 45 | 150 | 0 | 1.03 | GST | -1 | 0.27864 | 150 | 150 |  |  | -3.3465 | 150 | -0.27864 | -41.7954 |  |  |  |  | 0 | 0
843 | OLINGER_G2 | 1 | North | YES | -0.02231 | 76.2 | 25 | 110 | 0 | 1.03 | GST | -1 | 0.27864 | 110 | 110 |  |  | -2.4541 | 110 | -0.27864 | -30.65 |  |  |  |  | 0 | 0
842 | OLINGER_G1 | 1 | North | YES | -0.02231 | 55.4 | 20 | 79 | 0 | 1.03 | GST | -1 | 0.27864 | 79 | 79 |  |  | -1.7625 | 79 | -0.27864 | -22.0123 |  |  |  |  | 0 | 0
845 | OLINGER_G4 | 1 | North | YES | -0.02231 | 51.9 | 0 | 76 | 0 | 1.03 | GGT | -1 | 0.27864 | 76 | 76 |  |  | -1.6956 | 76 | -0.27864 | -21.1764 |  |  |  |  | 0 | 0
60005 | KING_SE1A | 1 | West | YES | 0.25764 | 10 | 0 | 40 |  | 1.035 | Wind | 1 | 0.27871 | 0 | 40 | 10.3055 | 40 |  |  | 0.27871 | 11.1483 |  |  |  |  | 0 | 0
6016 | SWMESA | 1 | West | YES | 0.25764 | 18.8 | 0 | 75 |  | 1.03 | Wind | 1 | 0.27871 | 0 | 75 | 19.3228 | 75 |  |  | 0.27871 | 20.9031 |  |  |  |  | 0 | 0
60003 | KING_NE1A | 1 | West | YES | 0.25764 | 20 | 0 | 80 |  | 1.03 | Wind | 1 | 0.27871 | 0 | 80 | 20.611 | 80 |  |  | 0.27871 | 22.2966 |  |  |  |  | 0 | 0
1701 | MOSES_1G | 1 | North | YES | -0.022662 | 558 | 175 | 558 | 0 | 1.023 | LIGCO | -1 | 0.27899 | 0 | 558 |  |  | 0 | 0 | -0.27899 | 0 |  |  |  |  | 0 | 0
1702 | MOSES_2G | 2 | North | YES | -0.022662 | 579 | 175 | 579 | 0 | 1.023 | LIGCO | -1 | 0.27899 | 0 | 579 |  |  | 0 | 0 | -0.27899 | 0 |  |  |  |  | 0 | 0
1703 | MOSES_3G | 3 | North | YES | -0.022662 | 808 | 463 | 808 | 0 | 1.023 | LIGCO | -1 | 0.27899 | 0 | 808 |  |  | 0 | 0 | -0.27899 | 0 |  |  |  |  | 0 | 0
5925 | DCEAST | EQ | North | YES | -0.022662 | 400.3 | -600 | 600 | 0 | 1.025 | DCTie | -1 | 0.27899 | 0 | 0 |  |  | 0 | 0 | -0.27899 | 0 |  |  |  |  | 0 | 0
580 | JCKCNTY801 | 1 | North | YES | -0.02276 | 288 | 0 | 288 | 0 | 1.022 | CC | -1 | 0.27909 | 288 | 288 |  |  | -6.5549 | 288 | -0.27909 | -80.3768 |  |  |  |  | 0 | 0
581 | JCKCNTY802 | 2 | North | YES | -0.02276 | 147 | 0 | 147 | 0 | 1.022 | CC | -1 | 0.27909 | 147 | 147 |  |  | -3.3457 | 147 | -0.27909 | -41.0257 |  |  |  |  | 0 | 0
582 | JCKCNTY803 | 3 | North | YES | -0.02276 | 147 | 0 | 147 | 0 | 1.022 | CC | -1 | 0.27909 | 147 | 147 |  |  | -3.3457 | 147 | -0.27909 | -41.0257 |  |  |  |  | 0 | 0
1675 | PEC_1G | 1 | North | YES | -0.022769 | 76.7 | 35 | 76.7 | 0 | 1.022 | Cogen | -1 | 0.2791 | 0 | 0 |  |  | 0 | 0 | -0.2791 | 0 |  |  |  |  | 0 | 0
1676 | PEC_2G | 2 | North | YES | -0.022769 | 79.6 | 35 | 79.6 | 0 | 1.022 | Cogen | -1 | 0.2791 | 0 | 0 |  |  | 0 | 0 | -0.2791 | 0 |  |  |  |  | 0 | 0
1677 | PEC_3G | 3 | North | YES | -0.022769 | 88.4 | 35 | 88.4 | 0 | 1.022 | Cogen | -1 | 0.2791 | 0 | 0 |  |  | 0 | 0 | -0.2791 | 0 |  |  |  |  | 0 | 0
1683 | LAMARPWR_6G | 6 | North | YES | -0.022815 | 198 | 129.1 | 198 | 0 | 1.038 | CC | -1 | 0.27914 | 198 | 198 |  |  | -4.5174 | 198 | -0.27914 | -55.27 |  |  |  |  | 0 | 0
1680 | LAMARPWR_3G | 3 | North | YES | -0.022815 | 196 | 129.1 | 196 | 0 | 1.038 | CC | -1 | 0.27914 | 196 | 196 |  |  | -4.4717 | 196 | -0.27914 | -54.7117 |  |  |  |  | 0 | 0
1678 | LAMARPWR_1G | 1 | North | YES | -0.022815 | 160 | 67.7 | 160 | 0 | 1.038 | CC | -1 | 0.27914 | 160 | 160 |  |  | -3.6504 | 160 | -0.27914 | -44.6626 |  |  |  |  | 0 | 0
1682 | LAMARPWR_5G | 5 | North | YES | -0.022815 | 157 | 67.7 | 157 | 0 | 1.038 | CC | -1 | 0.27914 | 157 | 157 |  |  | -3.582 | 157 | -0.27914 | -43.8252 |  |  |  |  | 0 | 0
1679 | LAMARPWR_2G | 2 | North | YES | -0.022815 | 156 | 67.7 | 156 | 0 | 1.038 | CC | -1 | 0.27914 | 156 | 156 |  |  | -3.5591 | 156 | -0.27914 | -43.546 |  |  |  |  | 0 | 0
1681 | LAMARPWR_4G | 4 | North | YES | -0.022815 | 156 | 67.7 | 156 | 0 | 1.038 | CC | -1 | 0.27914 | 156 | 156 |  |  | -3.5591 | 156 | -0.27914 | -43.546 |  |  |  |  | 0 | 0
1948 | HANDLEY_4G | 4 | North | YES | -0.022866 | 348 | 150 | 435 | 0 | 1.022 | GST | -1 | 0.27919 | 435 | 435 |  |  | -9.9467 | 435 | -0.27919 | -121.4486 |  |  |  |  | 0 | 0
1689 | VALLEY_3G | 3 | North | YES | -0.022897 | 0 | 25 | 375 |  | 1.003 | GST | -1 | 0.27922 | 375 | 375 |  |  | -8.5864 | 375 | -0.27922 | -104.7087 |  |  |  |  | 0 | 0
11693 | KMICHIST3_G | 3 | North | YES | -0.022897 | 312 | 60 | 312 | 0 | 1.026 | CC | -1 | 0.27922 | 312 | 312 |  |  | -7.1439 | 312 | -0.27922 | -87.1176 |  |  |  |  | 0 | 0
11696 | KMICHIST6_G | 6 | North | YES | -0.022897 | 310 | 60 | 310 | 0 | 1.026 | CC | -1 | 0.27922 | 310 | 310 |  |  | -7.0981 | 310 | -0.27922 | -86.5592 |  |  |  |  | 0 | 0
11695 | KMICHICT5_G | 5 | North | YES | -0.022897 | 148 | 80 | 148 | 0 | 1.026 | CC | -1 | 0.27922 | 148 | 148 |  |  | -3.3888 | 148 | -0.27922 | -41.325 |  |  |  |  | 0 | 0
11692 | KMICHICT2_G | 2 | North | YES | -0.022897 | 146 | 80 | 146 | 0 | 1.026 | CC | -1 | 0.27922 | 146 | 146 |  |  | -3.343 | 146 | -0.27922 | -40.7666 |  |  |  |  | 0 | 0
11691 | KMICHICT1_G | 1 | North | YES | -0.022897 | 144 | 80 | 144 | 0 | 1.026 | CC | -1 | 0.27922 | 144 | 144 |  |  | -3.2972 | 144 | -0.27922 | -40.2081 |  |  |  |  | 0 | 0
11694 | KMICHICT4_G | 4 | North | YES | -0.022897 | 144 | 80 | 144 | 0 | 1.026 | CC | -1 | 0.27922 | 144 | 144 |  |  | -3.2972 | 144 | -0.27922 | -40.2081 |  |  |  |  | 0 | 0
60201 | RIO DRCS | F | West | YES | 0.25816 | 0 | 0 | 0 | 0 | 1.025 | AVR | 1 | 0.27923 | 0 | 0 | 0 | 0 |  |  | 0.27923 | 0 |  |  |  |  | 0 | 0
1949 | HANDLEY_5G | 5 | North | YES | -0.02294 | 348 | 150 | 435 | 0 | 1.022 | GST | -1 | 0.27927 | 435 | 435 |  |  | -9.9789 | 435 | -0.27927 | -121.4808 |  |  |  |  | 0 | 0
1947 | HANDLEY_3G | 3 | North | YES | -0.02294 | 316 | 100 | 395 | 0 | 1.022 | GST | -1 | 0.27927 | 395 | 395 |  |  | -9.0613 | 395 | -0.27927 | -110.3101 |  |  |  |  | 0 | 0
2383 | NTHLK3_G | 3 | North | YES | -0.023087 | 0 | 50 | 329 |  | 1.022 | GST | -1 | 0.27941 | 329 | 329 |  |  | -7.5956 | 329 | -0.27941 | -91.9269 |  |  |  |  | 0 | 0
2382 | NTHLK2_G | 2 | North | YES | -0.023087 | 0 | 35 | 181 |  | 1.022 | GST | -1 | 0.27941 | 181 | 181 |  |  | -4.1787 | 181 | -0.27941 | -50.5738 |  |  |  |  | 0 | 0
2381 | NTHLK1_G | 1 | North | YES | -0.023087 | 0 | 35 | 156 |  | 1.022 | GST | -1 | 0.27941 | 156 | 156 |  |  | -3.6016 | 156 | -0.27941 | -43.5885 |  |  |  |  | 0 | 0
1688 | VALLEY_2G | 2 | North | YES | -0.023102 | 527 | 90 | 527 | 0 | 1.029 | GSC | -1 | 0.27943 | 527 | 527 |  |  | -12.1748 | 527 | -0.27943 | -147.2587 |  |  |  |  | 0 | 0
1687 | VALLEY_1G | 1 | North | YES | -0.023102 | 136 | 15 | 170 | 0 | 1.029 | GST | -1 | 0.27943 | 170 | 170 |  |  | -3.9273 | 170 | -0.27943 | -47.5028 |  |  |  |  | 0 | 0
6948 | DENISNDM | 1 | North | YES | -0.023261 | 40 | 5 | 40 |  | 1.015 | Hydro | -1 | 0.27959 | 0 | 0 |  |  | 0 | 0 | -0.27959 | 0 |  |  |  |  | 0 | 0
6948 | DENISNDM | 2 | North | YES | -0.023261 | 31 | 5 | 40 |  | 1.015 | Hydro | -1 | 0.27959 | 0 | 0 |  |  | 0 | 0 | -0.27959 | 0 |  |  |  |  | 0 | 0
76031 | L_GASCCR1_1N | W1 | West | YES | 0.25872 | 30 | 0 | 150 |  | 1.02 | Wind | 1 | 0.27979 | 0 | 150 | 38.8074 | 150 |  |  | 0.27979 | 41.968 |  |  |  |  | 0 | 0
60007 | KING_SW1A | 1 | West | YES | 0.25893 | 20 | 0 | 80 |  | 1.03 | Wind | 1 | 0.28 | 0 | 80 | 20.7147 | 80 |  |  | 0.28 | 22.4004 |  |  |  |  | 0 | 0
60019 | KING_NW1A | 1 | West | YES | 0.25893 | 20 | 0 | 80 |  | 1.03 | Wind | 1 | 0.28 | 0 | 80 | 20.7147 | 80 |  |  | 0.28 | 22.4004 |  |  |  |  | 0 | 0
1479 | WFCOGEN_1G | 1 | North | YES | -0.023726 | 16 | 12 | 20 | 0 | 1 | Cogen | -1 | 0.28005 | 0 | 0 |  |  | 0 | 0 | -0.28005 | 0 |  |  |  |  | 0 | 0
1479 | WFCOGEN_1G | 2 | North | YES | -0.023726 | 16 | 12 | 20 | 0 | 1 | Cogen | -1 | 0.28005 | 0 | 0 |  |  | 0 | 0 | -0.28005 | 0 |  |  |  |  | 0 | 0
1482 | WFCOGEN_2G | 2 | North | YES | -0.023726 | 13.6 | 12 | 17 | 0 | 1 | Cogen | -1 | 0.28005 | 0 | 0 |  |  | 0 | 0 | -0.28005 | 0 |  |  |  |  | 0 | 0
1482 | WFCOGEN_2G | 1 | North | YES | -0.023726 | 16 | 12 | 20 | 0 | 1 | Cogen | -1 | 0.28005 | 0 | 0 |  |  | 0 | 0 | -0.28005 | 0 |  |  |  |  | 0 | 0
2371 | COLLIN_1G | MB | North | YES | -0.02385 | 0 | 40 | 138 |  | 1.022 | GST | -1 | 0.28018 | 0 | 0 |  |  | 0 | 0 | -0.28018 | 0 |  |  |  |  | 0 | 0
728 | WOLFRIDGE801 | 1 | North | YES | -0.024491 | 11.2 | 0 | 112.5 | 0 | 0.99 | Wind | -1 | 0.28082 | 0 | 112.5 |  |  | 0 | 0 | -0.28082 | 0 |  |  |  |  | 0 | 0
1349 | WESTXWIN_1G | 1 | West | YES | 0.26137 | 1.3 | 0 | 6.6 |  | 1.014 | Wind | 1 | 0.28244 | 0 | 6.6 | 1.725 | 6.6 |  |  | 0.28244 | 1.8641 |  |  |  |  | 0 | 0
1350 | NWPWRG1_1G | 1 | West | YES | 0.26137 | 6.9 | 1 | 34.3 |  | 1.014 | Wind | 1 | 0.28244 | 0 | 34.3 | 8.9649 | 34.3 |  |  | 0.28244 | 9.6876 |  |  |  |  | 0 | 0
1433 | GRHAMSES_1G | 1 | North | YES | -0.026119 | 242 | 60 | 242 | 0 | 1.038 | GST | -1 | 0.28245 | 242 | 242 |  |  | -6.3208 | 242 | -0.28245 | -68.3517 |  |  |  |  | 0 | 0
1861 | EAGLEMNT_1G | MB | North | YES | -0.026521 | 0 | 30 | 112 |  | 1.022 | GST | -1 | 0.28285 | 0 | 0 |  |  | 0 | 0 | -0.28285 | 0 |  |  |  |  | 0 | 0
1862 | EAGLEMNT_2G | MB | North | YES | -0.026521 | 0 | 40 | 100 |  | 1.022 | GST | -1 | 0.28285 | 0 | 0 |  |  | 0 | 0 | -0.28285 | 0 |  |  |  |  | 0 | 0
1863 | EAGLEMNT_3G | MB | North | YES | -0.026521 | 0 | 50 | 378 |  | 1.022 | GST | -1 | 0.28285 | 0 | 0 |  |  | 0 | 0 | -0.28285 | 0 |  |  |  |  | 0 | 0
1069 | KINDERMG_1G | 1 | West | YES | 0.26256 | 25 | 5 | 25 | 0 | 1.017 | Cogen | 1 | 0.28364 | 0 | 0 | 0 | 0 |  |  | 0.28364 | 0 |  |  |  |  | 0 | 0
1070 | KINDERMG_2G | 1 | West | YES | 0.26256 | 45.7 | 12 | 45.7 | 0 | 1.017 | Cogen | 1 | 0.28364 | 0 | 0 | 0 | 0 |  |  | 0.28364 | 0 |  |  |  |  | 0 | 0
1071 | KINDERMG_3G | 1 | West | YES | 0.26256 | 45.7 | 12 | 45.7 | 0 | 1.017 | Cogen | 1 | 0.28364 | 0 | 0 | 0 | 0 |  |  | 0.28364 | 0 |  |  |  |  | 0 | 0
1062 | CIELOGEN_2G | 1 | West | YES | 0.26256 | 12.2 | 0 | 61 |  | 1 | Wind | 1 | 0.28364 | 0 | 61 | 16.0165 | 61 |  |  | 0.28364 | 17.3018 |  |  |  |  | 0 | 0
1061 | CIELOGEN_1G | 1 | West | YES | 0.26256 | 19.8 | 0 | 99 |  | 1 | Wind | 1 | 0.28364 | 0 | 99 | 25.9939 | 99 |  |  | 0.28364 | 28.0799 |  |  |  |  | 0 | 0
1073 | SCURRYCW_2G | 2 | West | YES | 0.26283 | 24 | 0 | 120 | 0 | 1.0217 | Wind | 1 | 0.28391 | 0 | 120 | 31.5402 | 120 |  |  | 0.28391 | 34.0687 |  |  |  |  | 0 | 0
1068 | SCURRYCW_1G | 1 | West | YES | 0.26283 | 28.2 | 1.3 | 141 | 0 | 1.0217 | Wind | 1 | 0.28391 | 0 | 141 | 37.0597 | 141 |  |  | 0.28391 | 40.0307 |  |  |  |  | 0 | 0
924 | SPENCER_G5 | 1 | North | YES | -0.028142 | 52 | 20 | 66 | 0 | 1.03 | GST | -1 | 0.28447 | 66 | 66 |  |  | -1.8574 | 66 | -0.28447 | -18.7749 |  |  |  |  | 0 | 0
923 | SPENCER_G4 | 1 | North | YES | -0.028142 | 48 | 20 | 61 | 0 | 1.03 | GST | -1 | 0.28447 | 61 | 61 |  |  | -1.7167 | 61 | -0.28447 | -17.3526 |  |  |  |  | 0 | 0
6637 | SNYDERW1A | 1 | West | YES | 0.26571 | 12.6 | 0 | 63 | 0 | 1.025 | Wind | 1 | 0.28678 | 0 | 63 | 16.7397 | 63 |  |  | 0.28678 | 18.0672 |  |  |  |  | 0 | 0
11309 | BULLCREK_2G | 1 | West | YES | 0.26996 | 20.9 | 0 | 180 |  | 1 | Wind | 1 | 0.29103 | 0 | 180 | 48.5919 | 180 |  |  | 0.29103 | 52.3846 |  |  |  |  | 0 | 0
11310 | BULLCREK_1G | 1 | West | YES | 0.26996 | 15.1 | 0 | 180 |  | 1 | Wind | 1 | 0.29103 | 0 | 180 | 48.5919 | 180 |  |  | 0.29103 | 52.3846 |  |  |  |  | 0 | 0
11320 | COYOTE_1G | 1 | West | YES | 0.2705 | 22.5 | 0 | 225 |  | 1 | Wind | 1 | 0.29157 | 0 | 225 | 60.8625 | 225 |  |  | 0.29157 | 65.6034 |  |  |  |  | 0 | 0
1416 | SWETWATR_1G | 1 | West | YES | 0.27072 | 30 | 18 | 30 | 0 | 1.026 | CC | 1 | 0.29179 | 30 | 30 | 8.1217 | 30 |  |  | 0.29179 | 8.7538 |  |  |  |  | 0 | 0
1419 | SWETWATR_4G | 4 | West | YES | 0.27072 | 61 | 36 | 61 | 0 | 1.026 | CC | 1 | 0.29179 | 61 | 61 | 16.514 | 61 |  |  | 0.29179 | 17.7994 |  |  |  |  | 0 | 0
1418 | SWETWATR_3G | 3 | West | YES | 0.27072 | 68 | 36 | 68 | 0 | 1.026 | CC | 1 | 0.29179 | 68 | 68 | 18.4091 | 68 |  |  | 0.29179 | 19.8419 |  |  |  |  | 0 | 0
1417 | SWETWATR_2G | 2 | West | YES | 0.27072 | 72 | 36 | 72 | 0 | 1.026 | CC | 1 | 0.29179 | 72 | 72 | 19.492 | 72 |  |  | 0.29179 | 21.0091 |  |  |  |  | 0 | 0
1320 | BSP 1 | 1 | West | YES | 0.27101 | 25.5 | 2.9 | 25.8 | 0 | 1 | Cogen | 1 | 0.29208 | 0 | 0 | 0 | 0 |  |  | 0.29208 | 0 |  |  |  |  | 0 | 0
1360 | GUNSIGHT_8 | 1 | West | YES | 0.27338 | 0 | 0 | 120 |  | 1.01 | Wind | 1 | 0.29445 | 0 | 120 | 32.806 | 120 |  |  | 0.29445 | 35.3345 |  |  |  |  | 0 | 0
1327 | WILDHRSE_1G | 1 | West | YES | 0.27488 | 0 | 0 | 120 |  | 1 | Wind | 1 | 0.29595 | 0 | 120 | 32.986 | 120 |  |  | 0.29595 | 35.5145 |  |  |  |  | 0 | 0
1455 | WCPWRCO_3G | 3 | North | YES | -0.041156 | 242 | 50 | 242 |  | 1.02 | CC | -1 | 0.29748 | 242 | 242 |  |  | -9.9598 | 242 | -0.29748 | -71.9907 |  |  |  |  | 0 | 0
1453 | WCPWRCO_1G | 1 | North | YES | -0.041156 | 204 | 50 | 204 | 0 | 1.02 | CC | -1 | 0.29748 | 204 | 204 |  |  | -8.3958 | 204 | -0.29748 | -60.6864 |  |  |  |  | 0 | 0
1454 | WCPWRCO_2G | 2 | North | YES | -0.041156 | 204 | 50 | 204 | 0 | 1.02 | CC | -1 | 0.29748 | 204 | 204 |  |  | -8.3958 | 204 | -0.29748 | -60.6864 |  |  |  |  | 0 | 0
1333 | MCDDONAL_8 | 1 | West | YES | 0.27836 | 42.8 | 0 | 214.2 |  | 1.01 | Wind | 1 | 0.29943 | 0 | 214.2 | 59.6254 | 214.2 |  |  | 0.29943 | 64.1387 |  |  |  |  | 0 | 0
1328 | OCOTILLO_1G | 1 | West | YES | 0.27857 | 11.6 | 0 | 58 |  | 1.01 | Wind | 1 | 0.29964 | 0 | 58 | 16.1571 | 58 |  |  | 0.29964 | 17.3792 |  |  |  |  | 0 | 0
1044 | MRGNFG_6G | F | West | YES | 0.28106 | 66 | 66 | 66 | 0 | 1.029 | GGT | 1 | 0.30213 | 66 | 66 | 18.5497 | 66 |  |  | 0.30213 | 19.9404 |  |  |  |  | 0 | 0
1042 | MRGNDG_4G | D | West | YES | 0.28106 | 68 | 68 | 68 | 0 | 1.029 | GGT | 1 | 0.30213 | 68 | 68 | 19.1118 | 68 |  |  | 0.30213 | 20.5446 |  |  |  |  | 0 | 0
1039 | MRGNAG_1G | A | West | YES | 0.28106 | 69 | 69 | 69 | 0 | 1.029 | GGT | 1 | 0.30213 | 69 | 69 | 19.3929 | 69 |  |  | 0.30213 | 20.8467 |  |  |  |  | 0 | 0
1041 | MRGNCG_3G | C | West | YES | 0.28106 | 69 | 69 | 70 | 0 | 1.029 | GGT | 1 | 0.30213 | 70 | 70 | 19.6739 | 70 |  |  | 0.30213 | 21.1489 |  |  |  |  | 0 | 0
1043 | MRGNEG_5G | E | West | YES | 0.28106 | 68 | 68 | 70 | 0 | 1.029 | GGT | 1 | 0.30213 | 70 | 70 | 19.6739 | 70 |  |  | 0.30213 | 21.1489 |  |  |  |  | 0 | 0
1040 | MRGNBG_2G | B | West | YES | 0.28106 | 70 | 70 | 71 | 0 | 1.029 | GGT | 1 | 0.30213 | 71 | 71 | 19.955 | 71 |  |  | 0.30213 | 21.451 |  |  |  |  | 0 | 0
1037 | MORGAN5G_5G | 5 | West | YES | 0.28106 | 109.6 | 40 | 137 | 0 | 1.029 | GST | 1 | 0.30213 | 137 | 137 | 38.5047 | 137 |  |  | 0.30213 | 41.3914 |  |  |  |  | 0 | 0
1326 | STANTONW_8 | 1 | West | YES | 0.28117 | 20.1 | 0 | 100.5 |  | 1.01 | Wind | 1 | 0.30224 | 0 | 100.5 | 28.2574 | 100.5 |  |  | 0.30224 | 30.375 |  |  |  |  | 0 | 0
11147 | NOTREES_1G | 1 | West | YES | 0.28221 | 29.8 | 0 | 149 | 0 | 1.017 | Wind | 1 | 0.30329 | 0 | 149 | 42.05 | 149 |  |  | 0.30329 | 45.1896 |  |  |  |  | 0 | 0
7038 | L_DELAWA1_1Y | 2 | West | YES | 0.28257 | 3 | 0 | 30 | 0 | 1 | Wind | 1 | 0.30364 | 0 | 30 | 8.477 | 30 |  |  | 0.30364 | 9.1091 |  |  |  |  | 0 | 0
7038 | L_DELAWA1_1Y | 1 | West | YES | 0.28257 | 3.5 | 0 | 35 | 0 | 1 | Wind | 1 | 0.30364 | 0 | 35 | 9.8898 | 35 |  |  | 0.30364 | 10.6273 |  |  |  |  | 0 | 0
1002 | PBCTAGE_1G | A | West | YES | 0.28269 | 64 | 64 | 66 | 0 | 1.036 | GGT | 1 | 0.30376 | 66 | 66 | 18.6577 | 66 |  |  | 0.30376 | 20.0483 |  |  |  |  | 0 | 0
1003 | PBCTBGE_2G | B | West | YES | 0.28269 | 65 | 65 | 66 | 0 | 1.036 | GGT | 1 | 0.30376 | 66 | 66 | 18.6577 | 66 |  |  | 0.30376 | 20.0483 |  |  |  |  | 0 | 0
1004 | PBCTCGE_3G | C | West | YES | 0.28269 | 62 | 62 | 67 | 0 | 1.036 | GGT | 1 | 0.30376 | 67 | 67 | 18.9404 | 67 |  |  | 0.30376 | 20.3521 |  |  |  |  | 0 | 0
1006 | PBCTEGE_5G | E | West | YES | 0.28269 | 65 | 65 | 67 | 0 | 1.036 | GGT | 1 | 0.30376 | 67 | 67 | 18.9404 | 67 |  |  | 0.30376 | 20.3521 |  |  |  |  | 0 | 0
1005 | PBCTDGE_4G | D | West | YES | 0.28269 | 65 | 65 | 68 | 0 | 1.036 | GGT | 1 | 0.30376 | 68 | 68 | 19.2231 | 68 |  |  | 0.30376 | 20.6559 |  |  |  |  | 0 | 0
1007 | PB5GEN_6G | 5 | West | YES | 0.28269 | 91.2 | 40 | 114 | 0 | 1.036 | GST | 1 | 0.30376 | 114 | 114 | 32.2269 | 114 |  |  | 0.30376 | 34.629 |  |  |  |  | 0 | 0
1008 | PB6GEN_7G | 6 | West | YES | 0.28269 | 515 | 130 | 515 | 0 | 1.036 | GST | 1 | 0.30376 | 515 | 515 | 145.5864 | 515 |  |  | 0.30376 | 156.4378 |  |  |  |  | 0 | 0
11022 | TIEHVCG_2G | 1 | West | YES | 0.28801 | 132.4 | 103 | 132.4 | 0 | 1.012 | CC | 1 | 0.30908 | 132.4 | 132.4 | 38.1328 | 132.4 |  |  | 0.30908 | 40.9226 |  |  |  |  | 0 | 0
11023 | TIEHVCG_3G | 1 | West | YES | 0.28801 | 137.4 | 103 | 137.4 | 0 | 1.012 | CC | 1 | 0.30908 | 137.4 | 137.4 | 39.5728 | 137.4 |  |  | 0.30908 | 42.468 |  |  |  |  | 0 | 0
11021 | TIEHVCG_1G | 1 | West | YES | 0.28801 | 142.1 | 103 | 142.1 | 0 | 1.012 | CC | 1 | 0.30908 | 142.1 | 142.1 | 40.9265 | 142.1 |  |  | 0.30908 | 43.9207 |  |  |  |  | 0 | 0
11024 | TIEHVCG_4G | 1 | West | YES | 0.28801 | 147 | 103 | 147 | 0 | 1.012 | CC | 1 | 0.30908 | 147 | 147 | 42.3378 | 147 |  |  | 0.30908 | 45.4352 |  |  |  |  | 0 | 0
11020 | TIEHVSG_1G | 1 | West | YES | 0.28801 | 208.2 | 63 | 208.2 | 0 | 1.012 | CC | 1 | 0.30908 | 208.2 | 208.2 | 59.9641 | 208.2 |  |  | 0.30908 | 64.351 |  |  |  |  | 0 | 0
11025 | TIEHVSG_2G | 1 | West | YES | 0.28801 | 213.2 | 63 | 213.2 | 0 | 1.012 | CC | 1 | 0.30908 | 213.2 | 213.2 | 61.4042 | 213.2 |  |  | 0.30908 | 65.8965 |  |  |  |  | 0 | 0
11001 | NAV1CT | 1 | West | YES | 0.28807 | 70.4 | 18 | 70.4 | 0 | 1.029 | CC | 1 | 0.30914 | 70.4 | 70.4 | 20.2803 | 70.4 |  |  | 0.30914 | 21.7637 |  |  |  |  | 0 | 0
11009 | NAV2CT | 1 | West | YES | 0.28807 | 71.4 | 18 | 71.4 | 0 | 1.029 | CC | 1 | 0.30914 | 71.4 | 71.4 | 20.5684 | 71.4 |  |  | 0.30914 | 22.0729 |  |  |  |  | 0 | 0
11012 | NAV4CT | 1 | West | YES | 0.28807 | 80 | 18 | 80 | 0 | 1.029 | CC | 1 | 0.30914 | 80 | 80 | 23.0458 | 80 |  |  | 0.30914 | 24.7315 |  |  |  |  | 0 | 0
11013 | NAV5CT | 1 | West | YES | 0.28807 | 80 | 18 | 80 | 0 | 1.029 | CC | 1 | 0.30914 | 80 | 80 | 23.0458 | 80 |  |  | 0.30914 | 24.7315 |  |  |  |  | 0 | 0
11011 | NAV3ST | 1 | West | YES | 0.28807 | 92.8 | 40 | 92.8 | 0 | 1.029 | CC | 1 | 0.30914 | 92.8 | 92.8 | 26.7332 | 92.8 |  |  | 0.30914 | 28.6885 |  |  |  |  | 0 | 0
11014 | NAV6ST | 1 | West | YES | 0.28807 | 115 | 40 | 115 | 0 | 1.029 | CC | 1 | 0.30914 | 115 | 115 | 33.1284 | 115 |  |  | 0.30914 | 35.5515 |  |  |  |  | 0 | 0
1045 | CALENG1G_1G | 1 | West | YES | 0.29237 | 73.4 | 27 | 73.4 | 0 | 1.014 | Cogen | 1 | 0.31344 | 0 | 0 | 0 | 0 |  |  | 0.31344 | 0 |  |  |  |  | 0 | 0
1046 | CALENG2G_2G | 2 | West | YES | 0.29237 | 73.4 | 27 | 73.4 | 0 | 1.014 | Cogen | 1 | 0.31344 | 0 | 0 | 0 | 0 |  |  | 0.31344 | 0 |  |  |  |  | 0 | 0
1047 | CALENG3G_3G | 3 | West | YES | 0.29237 | 70.4 | 27 | 70.4 | 0 | 1.014 | Cogen | 1 | 0.31344 | 0 | 0 | 0 | 0 |  |  | 0.31344 | 0 |  |  |  |  | 0 | 0
11065 | ELBOWCK_1G | 1 | West | YES | 0.29363 | 23.4 | 0 | 121.9 | 0 | 1 | Wind | 1 | 0.3147 | 0 | 121.9 | 35.7934 | 121.9 |  |  | 0.3147 | 38.3619 |  |  |  |  | 0 | 0
1058 | LONGSHORE_5 | 1 | West | YES | 0.29363 | 30 | 0 | 150 |  | 1.01 | Wind | 1 | 0.3147 | 0 | 150 | 44.0444 | 150 |  |  | 0.3147 | 47.205 |  |  |  |  | 0 | 0
1058 | LONGSHORE_5 | 2 | West | YES | 0.29363 | 44 | 0 | 220 |  | 1.01 | Wind | 1 | 0.3147 | 0 | 220 | 64.5984 | 220 |  |  | 0.3147 | 69.234 |  |  |  |  | 0 | 0
1432 | GRHAMSES_2G | 2 | North | YES | -0.07511 | 294.9 | 90 | 366 | 0 | 1.014 | GST | -1 | 0.33144 | 366 | 366 |  |  | -27.4903 | 366 | -0.33144 | -121.3056 |  |  |  |  | 0 | 0
11057 | CHAMPION_1G | 1 | West | YES | 0.37703 | 25.3 | 0 | 126.5 |  | 1 | Wind | 1 | 0.3981 | 0 | 126.5 | 47.694 | 126.5 |  |  | 0.3981 | 50.3595 |  |  |  |  | 0 | 0
11059 | INADALE_1G | 1 | West | YES | 0.37703 | 39.4 | 0 | 197 |  | 1 | Wind | 1 | 0.3981 | 0 | 197 | 74.2745 | 197 |  |  | 0.3981 | 78.4255 |  |  |  |  | 0 | 0
11056 | ROSCOE_1G | 1 | West | YES | 0.37703 | 41.8 | 0 | 209 |  | 1 | Wind | 1 | 0.3981 | 0 | 209 | 78.7989 | 209 |  |  | 0.3981 | 83.2026 |  |  |  |  | 0 | 0
11058 | PYRON_1G | 1 | West | YES | 0.37703 | 49.8 | 0 | 249 |  | 1 | Wind | 1 | 0.3981 | 0 | 249 | 93.88 | 249 |  |  | 0.3981 | 99.1266 |  |  |  |  | 0 | 0
[26 empty] | 0 | 0
[26 empty] | 0 | 0
[26 empty] | 0 | 0
[26 empty] | 0 | 0
[26 empty] | 0 | 0
[26 empty] | 0 | 0
[26 empty] | 0 | 0
[26 empty] | 0 | 0
[26 empty] | 0 | 0
[26 empty] | 0 | 0
[26 empty] | 0 | 0
[26 empty] | 0 | 0
[26 empty] | 0 | 0
[26 empty] | 0 | 0
[26 empty] | 0 | 0
[26 empty] | 0 | 0
[26 empty] | 0 | 0
[26 empty] | 0 | 0
[26 empty] | 0 | 0
[26 empty] | 0 | 0
[26 empty] | 0 | 0
[26 empty] | 0 | 0
[26 empty] | 0 | 0
[26 empty] | 0 | 0
[26 empty] | 0 | 0
[26 empty] | 0 | 0
[26 empty] | 0 | 0
[26 empty] | 0 | 0
[26 empty] | 0 | 0
[26 empty] | 0 | 0
[26 empty] | 0 | 0
[26 empty] | 0 | 0
[26 empty] | 0 | 0
[26 empty] | 0 | 0
[26 empty] | 0 | 0
[26 empty] | 0 | 0
[26 empty] | 0 | 0
[26 empty] | 0 | 0
[26 empty] | 0 | 0
[26 empty] | 0 | 0
[26 empty] | 0 | 0
[26 empty] | 0 | 0
[26 empty] | 0 | 0
[26 empty] | 0 | 0
[26 empty] | 0 | 0
[26 empty] | 0 | 0
[26 empty] | 0 | 0
[26 empty] | 0 | 0
[26 empty] | 0 | 0
[26 empty] | 0 | 0
[26 empty] | 0 | 0
[26 empty] | 0 | 0
[26 empty] | 0 | 0
[26 empty] | 0 | 0
[26 empty] | 0 | 0
[26 empty] | 0 | 0
[26 empty] | 0 | 0
[26 empty] | 0 | 0
[26 empty] | 0 | 0
[26 empty] | 0 | 0
[26 empty] | 0 | 0
[26 empty] | 0 | 0
[26 empty] | 0 | 0
[26 empty] | 0 | 0
[26 empty] | 0 | 0
[26 empty] | 0 | 0
[26 empty] | 0 | 0
[26 empty] | 0 | 0
[26 empty] | 0 | 0
[26 empty] | 0 | 0
[26 empty] | 0 | 0
[26 empty] | 0 | 0
[26 empty] | 0 | 0
[26 empty] | 0 | 0
[26 empty] | 0 | 0
[26 empty] | 0 | 0
[26 empty] | 0 | 0
[26 empty] | 0 | 0
[26 empty] | 0 | 0
[26 empty] | 0 | 0
[26 empty] | 0 | 0
[26 empty] | 0 | 0
[26 empty] | 0 | 0
[26 empty] | 0 | 0
[26 empty] | 0 | 0
[26 empty] | 0 | 0
[26 empty] | 0 | 0
[26 empty] | 0 | 0
[26 empty] | 0 | 0
[26 empty] | 0 | 0
[26 empty] | 0 | 0
[26 empty] | 0 | 0
[26 empty] | 0 | 0
[26 empty] | 0 | 0
[26 empty] | 0 | 0
[26 empty] | 0 | 0
[26 empty] | 0 | 0
[26 empty] | 0 | 0
[26 empty] | 0 | 0
[26 empty] | 0 | 0
[26 empty] | 0 | 0
[26 empty] | 0 | 0
[26 empty] | 0 | 0
[26 empty] | 0 | 0
[26 empty] | 0 | 0
[26 empty] | 0 | 0
[26 empty] | 0 | 0
[26 empty] | 0 | 0
[26 empty] | 0 | 0
[26 empty] | 0 | 0
[26 empty] | 0 | 0
[26 empty] | 0 | 0
[26 empty] | 0 | 0
[26 empty] | 0 | 0
[26 empty] | 0 | 0
[26 empty] | 0 | 0
[26 empty] | 0 | 0
[26 empty] | 0 | 0
[26 empty] | 0 | 0
[26 empty] | 0 | 0
[26 empty] | 0 | 0
[26 empty] | 0 | 0
[26 empty] | 0 | 0
[26 empty] | 0 | 0
[26 empty] | 0 | 0
[26 empty] | 0 | 0
[26 empty] | 0 | 0
[26 empty] | 0 | 0
[26 empty] | 0 | 0
[26 empty] | 0 | 0
[26 empty] | 0 | 0
[26 empty] | 0 | 0
[26 empty] | 0 | 0
[26 empty] | 0 | 0
[26 empty] | 0 | 0
[26 empty] | 0 | 0
[26 empty] | 0 | 0
[26 empty] | 0 | 0
[26 empty] | 0 | 0
[26 empty] | 0 | 0
[26 empty] | 0 | 0
[26 empty] | 0 | 0
[26 empty] | 0 | 0
[26 empty] | 0 | 0
[26 empty] | 0 | 0
[26 empty] | 0 | 0
[26 empty] | 0 | 0
[26 empty] | 0 | 0
[26 empty] | 0 | 0
[26 empty] | 0 | 0
[26 empty] | 0 | 0
[26 empty] | 0 | 0
[26 empty] | 0 | 0
[26 empty] | 0 | 0
[26 empty] | 0 | 0
[26 empty] | 0 | 0
[26 empty] | 0 | 0
[26 empty] | 0 | 0
[26 empty] | 0 | 0
[26 empty] | 0 | 0
[26 empty] | 0 | 0
[26 empty] | 0 | 0
[26 empty] | 0 | 0
[26 empty] | 0 | 0
[26 empty] | 0 | 0
[26 empty] | 0 | 0
[26 empty] | 0 | 0
[26 empty] | 0 | 0
[26 empty] | 0 | 0
[26 empty] | 0 | 0
[26 empty] | 0 | 0
[26 empty] | 0 | 0
[26 empty] | 0 | 0
[26 empty] | 0 | 0
[26 empty] | 0 | 0
[26 empty] | 0 | 0
[26 empty] | 0 | 0
[26 empty] | 0 | 0
[26 empty] | 0 | 0
[26 empty] | 0 | 0
[26 empty] | 0 | 0
[26 empty] | 0 | 0
[26 empty] | 0 | 0
[26 empty] | 0 | 0
[26 empty] | 0 | 0
[26 empty] | 0 | 0
[26 empty] | 0 | 0
[26 empty] | 0 | 0
[26 empty] | 0 | 0
[26 empty] | 0 | 0
[26 empty] | 0 | 0
[26 empty] | 0 | 0
[26 empty] | 0 | 0
[26 empty] | 0 | 0
[26 empty] | 0 | 0
[26 empty] | 0 | 0
[26 empty] | 0 | 0
[26 empty] | 0 | 0
[26 empty] | 0 | 0
[26 empty] | 0 | 0
[26 empty] | 0 | 0
[26 empty] | 0 | 0
[26 empty] | 0 | 0
[26 empty] | 0 | 0
[26 empty] | 0 | 0
[26 empty] | 0 | 0
[26 empty] | 0 | 0
[26 empty] | 0 | 0
[26 empty] | 0 | 0
[26 empty] | 0 | 0
[26 empty] | 0 | 0
[26 empty] | 0 | 0
[26 empty] | 0 | 0
[26 empty] | 0 | 0
[26 empty] | 0 | 0
[26 empty] | 0 | 0
[26 empty] | 0 | 0
[26 empty] | 0 | 0
[26 empty] | 0 | 0
[26 empty] | 0 | 0
[26 empty] | 0 | 0
[26 empty] | 0 | 0
[26 empty] | 0 | 0
[26 empty] | 0 | 0
[26 empty] | 0 | 0
[26 empty] | 0 | 0
[26 empty] | 0 | 0
[26 empty] | 0 | 0
[26 empty] | 0 | 0
[26 empty] | 0 | 0
[26 empty] | 0 | 0
[26 empty] | 0 | 0
[26 empty] | 0 | 0
[26 empty] | 0 | 0
[26 empty] | 0 | 0
[26 empty] | 0 | 0
[26 empty] | 0 | 0
[26 empty] | 0 | 0
[26 empty] | 0 | 0
[26 empty] | 0 | 0
[26 empty] | 0 | 0
[26 empty] | 0 | 0
[26 empty] | 0 | 0
[26 empty] | 0 | 0
[26 empty] | 0 | 0
[26 empty] | 0 | 0
[26 empty] | 0 | 0
[26 empty] | 0 | 0
[26 empty] | 0 | 0
[26 empty] | 0 | 0
[26 empty] | 0 | 0
[26 empty] | 0 | 0
[26 empty] | 0 | 0
[26 empty] | 0 | 0
[26 empty] | 0 | 0
[26 empty] | 0 | 0
[26 empty] | 0 | 0
[26 empty] | 0 | 0
[26 empty] | 0 | 0
[26 empty] | 0 | 0
[26 empty] | 0 | 0
[26 empty] | 0 | 0
[26 empty] | 0 | 0
[26 empty] | 0 | 0
[26 empty] | 0 | 0
[26 empty] | 0 | 0
[26 empty] | 0 | 0
[26 empty] | 0 | 0
[26 empty] | 0 | 0
[26 empty] | 0 | 0
[26 empty] | 0 | 0
[26 empty] | 0 | 0
[26 empty] | 0 | 0
[26 empty] | 0 | 0
[26 empty] | 0 | 0
[26 empty] | 0 | 0
[26 empty] | 0 | 0
[26 empty] | 0 | 0
[26 empty] | 0 | 0
[26 empty] | 0 | 0
[26 empty] | 0 | 0
[26 empty] | 0 | 0
[26 empty] | 0 | 0
[26 empty] | 0 | 0
[26 empty] | 0 | 0
[26 empty] | 0 | 0
[26 empty] | 0 | 0
[26 empty] | 0 | 0
[26 empty] | 0 | 0
[26 empty] | 0 | 0
[26 empty] | 0 | 0
[26 empty] | 0 | 0
[26 empty] | 0 | 0
[26 empty] | 0 | 0
[26 empty] | 0 | 0
[26 empty] | 0 | 0
[26 empty] | 0 | 0
[26 empty] | 0 | 0
[26 empty] | 0 | 0
[26 empty] | 0 | 0
[26 empty] | 0 | 0
[26 empty] | 0 | 0
[26 empty] | 0 | 0
[26 empty] | 0 | 0
[26 empty] | 0 | 0
[26 empty] | 0 | 0
[26 empty] | 0 | 0
[26 empty] | 0 | 0
[26 empty] | 0 | 0
[26 empty] | 0 | 0
[26 empty] | 0 | 0
[26 empty] | 0 | 0
[26 empty] | 0 | 0
[26 empty] | 0 | 0
[26 empty] | 0 | 0
[26 empty] | 0 | 0
[26 empty] | 0 | 0
[26 empty] | 0 | 0
[26 empty] | 0 | 0
[26 empty] | 0 | 0
[26 empty] | 0 | 0
[26 empty] | 0 | 0
[26 empty] | 0 | 0
[26 empty] | 0 | 0
[26 empty] | 0 | 0
[26 empty] | 0 | 0
[26 empty] | 0 | 0
[26 empty] | 0 | 0
[26 empty] | 0 | 0
[26 empty] | 0 | 0
[26 empty] | 0 | 0
[26 empty] | 0 | 0
[26 empty] | 0 | 0
[26 empty] | 0 | 0
[26 empty] | 0 | 0
[26 empty] | 0 | 0
[26 empty] | 0 | 0
[26 empty] | 0 | 0
[26 empty] | 0 | 0
[26 empty] | 0 | 0
[26 empty] | 0 | 0
[26 empty] | 0 | 0
[26 empty] | 0 | 0
[26 empty] | 0 | 0
[26 empty] | 0 | 0
[26 empty] | 0 | 0
[26 empty] | 0 | 0
[26 empty] | 0 | 0
[26 empty] | 0 | 0
[26 empty] | 0 | 0
[26 empty] | 0 | 0
[26 empty] | 0 | 0
[26 empty] | 0 | 0
[26 empty] | 0 | 0
[26 empty] | 0 | 0
[26 empty] | 0 | 0
[26 empty] | 0 | 0
[26 empty] | 0 | 0
[26 empty] | 0 | 0
[26 empty] | 0 | 0
[26 empty] | 0 | 0
[26 empty] | 0 | 0
[26 empty] | 0 | 0
[26 empty] | 0 | 0
[26 empty] | 0 | 0
[26 empty] | 0 | 0
[26 empty] | 0 | 0
[26 empty] | 0 | 0
[26 empty] | 0 | 0
[26 empty] | 0 | 0
[26 empty] | 0 | 0
[26 empty] | 0 | 0
[26 empty] | 0 | 0
[26 empty] | 0 | 0
[26 empty] | 0 | 0
[26 empty] | 0 | 0
[26 empty] | 0 | 0
[26 empty] | 0 | 0
[26 empty] | 0 | 0
[26 empty] | 0 | 0
[26 empty] | 0 | 0
[26 empty] | 0 | 0
[26 empty] | 0 | 0
[26 empty] | 0 | 0
[26 empty] | 0 | 0
[26 empty] | 0 | 0
[26 empty] | 0 | 0
[26 empty] | 0 | 0
[26 empty] | 0 | 0
[26 empty] | 0 | 0
[26 empty] | 0 | 0
[26 empty] | 0 | 0
[26 empty] | 0 | 0
[26 empty] | 0 | 0
[26 empty] | 0 | 0
[26 empty] | 0 | 0
[26 empty] | 0 | 0
[26 empty] | 0 | 0
[26 empty] | 0 | 0
[26 empty] | 0 | 0
[26 empty] | 0 | 0
[26 empty] | 0 | 0
[26 empty] | 0 | 0
[26 empty] | 0 | 0
[26 empty] | 0 | 0
[26 empty] | 0 | 0
[26 empty] | 0 | 0
[26 empty] | 0 | 0
[26 empty] | 0 | 0
[26 empty] | 0 | 0
[26 empty] | 0 | 0
[26 empty] | 0 | 0
[26 empty] | 0 | 0
[26 empty] | 0 | 0
[26 empty] | 0 | 0
[26 empty] | 0 | 0
[26 empty] | 0 | 0
[26 empty] | 0 | 0
[26 empty] | 0 | 0
[26 empty] | 0 | 0
[26 empty] | 0 | 0
[26 empty] | 0 | 0
[26 empty] | 0 | 0
[26 empty] | 0 | 0
[26 empty] | 0 | 0
[26 empty] | 0 | 0
[26 empty] | 0 | 0
[26 empty] | 0 | 0
[26 empty] | 0 | 0
[26 empty] | 0 | 0
[26 empty] | 0 | 0
[26 empty] | 0 | 0
[26 empty] | 0 | 0
[26 empty] | 0 | 0
[26 empty] | 0 | 0
[26 empty] | 0 | 0
[26 empty] | 0 | 0
[26 empty] | 0 | 0
[26 empty] | 0 | 0
[26 empty] | 0 | 0
[26 empty] | 0 | 0
[26 empty] | 0 | 0
[26 empty] | 0 | 0
[26 empty] | 0 | 0
[26 empty] | 0 | 0
[26 empty] | 0 | 0
[26 empty] | 0 | 0
[26 empty] | 0 | 0
[26 empty] | 0 | 0
[26 empty] | 0 | 0
[26 empty] | 0 | 0
[26 empty] | 0 | 0
[26 empty] | 0 | 0
[26 empty] | 0 | 0
[26 empty] | 0 | 0
[26 empty] | 0 | 0
[26 empty] | 0 | 0
[26 empty] | 0 | 0
[26 empty] | 0 | 0
[26 empty] | 0 | 0
[26 empty] | 0 | 0
[26 empty] | 0 | 0
[26 empty] | 0 | 0
[26 empty] | 0 | 0
[26 empty] | 0 | 0
[26 empty] | 0 | 0
[26 empty] | 0 | 0
[26 empty] | 0 | 0
[26 empty] | 0 | 0
[26 empty] | 0 | 0
[26 empty] | 0 | 0
[26 empty] | 0 | 0
[26 empty] | 0 | 0
[26 empty] | 0 | 0
[26 empty] | 0 | 0
[26 empty] | 0 | 0
[26 empty] | 0 | 0
[26 empty] | 0 | 0
[26 empty] | 0 | 0
[26 empty] | 0 | 0
[26 empty] | 0 | 0
[26 empty] | 0 | 0
[26 empty] | 0 | 0
[26 empty] | 0 | 0
[26 empty] | 0 | 0
[26 empty] | 0 | 0
[26 empty] | 0 | 0
[26 empty] | 0 | 0
[26 empty] | 0 | 0
[26 empty] | 0 | 0
[26 empty] | 0 | 0
[26 empty] | 0 | 0
[26 empty] | 0 | 0
[26 empty] | 0 | 0
[26 empty] | 0 | 0
[26 empty] | 0 | 0
[26 empty] | 0 | 0
[26 empty] | 0 | 0
[26 empty] | 0 | 0
[26 empty] | 0 | 0
[26 empty] | 0 | 0
[26 empty] | 0 | 0
[26 empty] | 0 | 0
[26 empty] | 0 | 0
[26 empty] | 0 | 0
[26 empty] | 0 | 0
[26 empty] | 0 | 0
[26 empty] | 0 | 0
[26 empty] | 0 | 0
[26 empty] | 0 | 0
[26 empty] | 0 | 0
[26 empty] | 0 | 0
[26 empty] | 0 | 0
[26 empty] | 0 | 0
[26 empty] | 0 | 0
[26 empty] | 0 | 0
[26 empty] | 0 | 0
[26 empty] | 0 | 0
[26 empty] | 0 | 0
[26 empty] | 0 | 0
[26 empty] | 0 | 0
[26 empty] | 0 | 0
[26 empty] | 0 | 0
[26 empty] | 0 | 0
[26 empty] | 0 | 0
[26 empty] | 0 | 0
[26 empty] | 0 | 0
[26 empty] | 0 | 0
[26 empty] | 0 | 0
[26 empty] | 0 | 0
[26 empty] | 0 | 0
[26 empty] | 0 | 0
[26 empty] | 0 | 0
[26 empty] | 0 | 0
[26 empty] | 0 | 0
[26 empty] | 0 | 0
[26 empty] | 0 | 0
[26 empty] | 0 | 0
[26 empty] | 0 | 0
[26 empty] | 0 | 0
[26 empty] | 0 | 0
[26 empty] | 0 | 0
[26 empty] | 0 | 0
[26 empty] | 0 | 0
[26 empty] | 0 | 0
[26 empty] | 0 | 0
[26 empty] | 0 | 0
[26 empty] | 0 | 0
[26 empty] | 0 | 0
[26 empty] | 0 | 0
[26 empty] | 0 | 0
[26 empty] | 0 | 0
[26 empty] | 0 | 0
[26 empty] | 0 | 0
[26 empty] | 0 | 0
[26 empty] | 0 | 0
[26 empty] | 0 | 0
[26 empty] | 0 | 0
[26 empty] | 0 | 0
[26 empty] | 0 | 0
[26 empty] | 0 | 0
[26 empty] | 0 | 0
[26 empty] | 0 | 0
[26 empty] | 0 | 0
[26 empty] | 0 | 0
[26 empty] | 0 | 0
[26 empty] | 0 | 0
[26 empty] | 0 | 0
[26 empty] | 0 | 0
[26 empty] | 0 | 0
[26 empty] | 0 | 0
[26 empty] | 0 | 0
[26 empty] | 0 | 0
[26 empty] | 0 | 0
[26 empty] | 0 | 0
[26 empty] | 0 | 0
[26 empty] | 0 | 0
[26 empty] | 0 | 0
[26 empty] | 0 | 0
[26 empty] | 0 | 0
[26 empty] | 0 | 0
[26 empty] | 0 | 0
[26 empty] | 0 | 0
[26 empty] | 0 | 0
[26 empty] | 0 | 0
[26 empty] | 0 | 0
[26 empty] | 0 | 0
[26 empty] | 0 | 0
[26 empty] | 0 | 0
[26 empty] | 0 | 0
[26 empty] | 0 | 0
[26 empty] | 0 | 0
[26 empty] | 0 | 0
[26 empty] | 0 | 0
[26 empty] | 0 | 0
[26 empty] | 0 | 0
[26 empty] | 0 | 0
[26 empty] | 0 | 0
[26 empty] | 0 | 0
[26 empty] | 0 | 0
[26 empty] | 0 | 0
[26 empty] | 0 | 0
[26 empty] | 0 | 0
[26 empty] | 0 | 0
[26 empty] | 0 | 0
[26 empty] | 0 | 0
[26 empty] | 0 | 0
[26 empty] | 0 | 0
[26 empty] | 0 | 0
[26 empty] | 0 | 0
[26 empty] | 0 | 0
[26 empty] | 0 | 0
[26 empty] | 0 | 0
[26 empty] | 0 | 0
[26 empty] | 0 | 0
[26 empty] | 0 | 0
[26 empty] | 0 | 0
[26 empty] | 0 | 0
[26 empty] | 0 | 0
[26 empty] | 0 | 0
[26 empty] | 0 | 0
[26 empty] | 0 | 0
[26 empty] | 0 | 0
[26 empty] | 0 | 0
[26 empty] | 0 | 0
[26 empty] | 0 | 0
[26 empty] | 0 | 0
[26 empty] | 0 | 0
[26 empty] | 0 | 0
[26 empty] | 0 | 0
[26 empty] | 0 | 0
[26 empty] | 0 | 0
[26 empty] | 0 | 0
[26 empty] | 0 | 0
[26 empty] | 0 | 0
[26 empty] | 0 | 0
[26 empty] | 0 | 0
[26 empty] | 0 | 0
[26 empty] | 0 | 0
[26 empty] | 0 | 0
[26 empty] | 0 | 0
[26 empty] | 0 | 0
[26 empty] | 0 | 0
[26 empty] | 0 | 0
[26 empty] | 0 | 0
[26 empty] | 0 | 0
[26 empty] | 0 | 0
[26 empty] | 0 | 0
[26 empty] | 0 | 0
[26 empty] | 0 | 0
[26 empty] | 0 | 0
[26 empty] | 0 | 0
[26 empty] | 0 | 0
[26 empty] | 0 | 0
[26 empty] | 0 | 0
[26 empty] | 0 | 0
[26 empty] | 0 | 0
[26 empty] | 0 | 0
[26 empty] | 0 | 0
[26 empty] | 0 | 0
[26 empty] | 0 | 0
[26 empty] | 0 | 0
[26 empty] | 0 | 0
[26 empty] | 0 | 0
[26 empty] | 0 | 0
[26 empty] | 0 | 0
[26 empty] | 0 | 0
[26 empty] | 0 | 0
[26 empty] | 0 | 0
[26 empty] | 0 | 0
[26 empty] | 0 | 0
[26 empty] | 0 | 0
[26 empty] | 0 | 0
[26 empty] | 0 | 0
[26 empty] | 0 | 0
[26 empty] | 0 | 0
[26 empty] | 0 | 0
[26 empty] | 0 | 0
[26 empty] | 0 | 0
[26 empty] | 0 | 0
[26 empty] | 0 | 0
[26 empty] | 0 | 0
[26 empty] | 0 | 0
[26 empty] | 0 | 0
[26 empty] | 0 | 0
[26 empty] | 0 | 0
[26 empty] | 0 | 0
[26 empty] | 0 | 0
[26 empty] | 0 | 0
[26 empty] | 0 | 0
[26 empty] | 0 | 0
[26 empty] | 0 | 0
[26 empty] | 0 | 0
[26 empty] | 0 | 0
[26 empty] | 0 | 0
[26 empty] | 0 | 0
[26 empty] | 0 | 0
[26 empty] | 0 | 0
[26 empty] | 0 | 0
[26 empty] | 0 | 0
[26 empty] | 0 | 0
[26 empty] | 0 | 0
[26 empty] | 0 | 0
[26 empty] | 0 | 0
[26 empty] | 0 | 0
[26 empty] | 0 | 0
[26 empty] | 0 | 0
[26 empty] | 0 | 0
[26 empty] | 0 | 0
[26 empty] | 0 | 0
[26 empty] | 0 | 0
[26 empty] | 0 | 0
[26 empty] | 0 | 0
[26 empty] | 0 | 0
[26 empty] | 0 | 0
[26 empty] | 0 | 0
[26 empty] | 0 | 0
[26 empty] | 0 | 0
[26 empty] | 0 | 0
[26 empty] | 0 | 0
[26 empty] | 0 | 0
[26 empty] | 0 | 0
[26 empty] | 0 | 0
[26 empty] | 0 | 0
[26 empty] | 0 | 0
[26 empty] | 0 | 0
[26 empty] | 0 | 0
[26 empty] | 0 | 0
[26 empty] | 0 | 0
[26 empty] | 0 | 0
[26 empty] | 0 | 0
[26 empty] | 0 | 0
[26 empty] | 0 | 0
[26 empty] | 0 | 0
[26 empty] | 0 | 0
[26 empty] | 0 | 0
[26 empty] | 0 | 0
[26 empty] | 0 | 0
[26 empty] | 0 | 0
[26 empty] | 0 | 0
[26 empty] | 0 | 0
[26 empty] | 0 | 0
[26 empty] | 0 | 0
[26 empty] | 0 | 0
[26 empty] | 0 | 0
[26 empty] | 0 | 0
[26 empty] | 0 | 0
[26 empty] | 0 | 0
[26 empty] | 0 | 0
[26 empty] | 0 | 0
[26 empty] | 0 | 0
[26 empty] | 0 | 0
[26 empty] | 0 | 0
[26 empty] | 0 | 0
[26 empty] | 0 | 0
[26 empty] | 0 | 0
[26 empty] | 0 | 0
[26 empty] | 0 | 0
[26 empty] | 0 | 0
[26 empty] | 0 | 0
[26 empty] | 0 | 0
[26 empty] | 0 | 0
[26 empty] | 0 | 0
[26 empty] | 0 | 0
[26 empty] | 0 | 0
[26 empty] | 0 | 0
[26 empty] | 0 | 0
[26 empty] | 0 | 0
[26 empty] | 0 | 0
[26 empty] | 0 | 0
[26 empty] | 0 | 0
[26 empty] | 0 | 0
[26 empty] | 0 | 0
[26 empty] | 0 | 0
[26 empty] | 0 | 0
[26 empty] | 0 | 0
[26 empty] | 0 | 0
[26 empty] | 0 | 0
[26 empty] | 0 | 0
[26 empty] | 0 | 0
[26 empty] | 0 | 0
[26 empty] | 0 | 0
[26 empty] | 0 | 0
[26 empty] | 0 | 0
[26 empty] | 0 | 0
[26 empty] | 0 | 0
[26 empty] | 0 | 0
[26 empty] | 0 | 0
[26 empty] | 0 | 0
[26 empty] | 0 | 0
[26 empty] | 0 | 0
[26 empty] | 0 | 0
[26 empty] | 0 | 0
[26 empty] | 0 | 0
[26 empty] | 0 | 0
[26 empty] | 0 | 0
[26 empty] | 0 | 0
[26 empty] | 0 | 0
[26 empty] | 0 | 0
[26 empty] | 0 | 0
[26 empty] | 0 | 0
[26 empty] | 0 | 0
[26 empty] | 0 | 0
[26 empty] | 0 | 0
[26 empty] | 0 | 0
[26 empty] | 0 | 0
[26 empty] | 0 | 0
[26 empty] | 0 | 0
[26 empty] | 0 | 0
[26 empty] | 0 | 0
[26 empty] | 0 | 0
[26 empty] | 0 | 0
[26 empty] | 0 | 0
[26 empty] | 0 | 0
[26 empty] | 0 | 0
[26 empty] | 0 | 0
[26 empty] | 0 | 0
[26 empty] | 0 | 0
[26 empty] | 0 | 0
[26 empty] | 0 | 0
[26 empty] | 0 | 0
[26 empty] | 0 | 0
[26 empty] | 0 | 0
[26 empty] | 0 | 0
[26 empty] | 0 | 0
[26 empty] | 0 | 0
[26 empty] | 0 | 0
[26 empty] | 0 | 0
[26 empty] | 0 | 0
[26 empty] | 0 | 0
[26 empty] | 0 | 0
[26 empty] | 0 | 0
[26 empty] | 0 | 0
[26 empty] | 0 | 0
[26 empty] | 0 | 0
[26 empty] | 0 | 0
[26 empty] | 0 | 0
[26 empty] | 0 | 0
[26 empty] | 0 | 0
[26 empty] | 0 | 0
[26 empty] | 0 | 0
[26 empty] | 0 | 0
[26 empty] | 0 | 0
[26 empty] | 0 | 0
[26 empty] | 0 | 0
[26 empty] | 0 | 0
[26 empty] | 0 | 0
[26 empty] | 0 | 0
[26 empty] | 0 | 0
[26 empty] | 0 | 0
[26 empty] | 0 | 0
[26 empty] | 0 | 0
[26 empty] | 0 | 0
[26 empty] | 0 | 0
[26 empty] | 0 | 0
[26 empty] | 0 | 0
[26 empty] | 0 | 0
[26 empty] | 0 | 0
[26 empty] | 0 | 0
[26 empty] | 0 | 0
[26 empty] | 0 | 0
[26 empty] | 0 | 0
[26 empty] | 0 | 0
[26 empty] | 0 | 0
[26 empty] | 0 | 0
[26 empty] | 0 | 0
[26 empty] | 0 | 0
[26 empty] | 0 | 0
[26 empty] | 0 | 0
[26 empty] | 0 | 0
[26 empty] | 0 | 0
[26 empty] | 0 | 0
[26 empty] | 0 | 0
[26 empty] | 0 | 0
[26 empty] | 0 | 0
[26 empty] | 0 | 0
[26 empty] | 0 | 0
[26 empty] | 0 | 0
[26 empty] | 0 | 0
[26 empty] | 0 | 0
[26 empty] | 0 | 0
[26 empty] | 0 | 0
[26 empty] | 0 | 0
[26 empty] | 0 | 0
[26 empty] | 0 | 0
[26 empty] | 0 | 0
[26 empty] | 0 | 0
[26 empty] | 0 | 0
[26 empty] | 0 | 0
[26 empty] | 0 | 0
[26 empty] | 0 | 0
[26 empty] | 0 | 0
[26 empty] | 0 | 0
[26 empty] | 0 | 0
[26 empty] | 0 | 0
[26 empty] | 0 | 0
[26 empty] | 0 | 0
[26 empty] | 0 | 0
[26 empty] | 0 | 0
[26 empty] | 0 | 0
[26 empty] | 0 | 0
[26 empty] | 0 | 0
[26 empty] | 0 | 0
[26 empty] | 0 | 0
[26 empty] | 0 | 0
[26 empty] | 0 | 0
[26 empty] | 0 | 0
[26 empty] | 0 | 0
[26 empty] | 0 | 0
[26 empty] | 0 | 0
[26 empty] | 0 | 0
[26 empty] | 0 | 0
[26 empty] | 0 | 0
[26 empty] | 0 | 0
[26 empty] | 0 | 0
[26 empty] | 0 | 0
[26 empty] | 0 | 0
[26 empty] | 0 | 0
[26 empty] | 0 | 0
[26 empty] | 0 | 0
[26 empty] | 0 | 0
[26 empty] | 0 | 0
[26 empty] | 0 | 0
[26 empty] | 0 | 0
[26 empty] | 0 | 0
[26 empty] | 0 | 0
[26 empty] | 0 | 0
[26 empty] | 0 | 0
[26 empty] | 0 | 0
[26 empty] | 0 | 0
[26 empty] | 0 | 0
[26 empty] | 0 | 0
[26 empty] | 0 | 0
[26 empty] | 0 | 0
[26 empty] | 0 | 0
[26 empty] | 0 | 0
[26 empty] | 0 | 0
[26 empty] | 0 | 0
[26 empty] | 0 | 0
[26 empty] | 0 | 0
[26 empty] | 0 | 0
[26 empty] | 0 | 0
[26 empty] | 0 | 0
[26 empty] | 0 | 0
[26 empty] | 0 | 0
[26 empty] | 0 | 0
[26 empty] | 0 | 0
[26 empty] | 0 | 0
[26 empty] | 0 | 0
[26 empty] | 0 | 0
[26 empty] | 0 | 0
[26 empty] | 0 | 0
[26 empty] | 0 | 0
[26 empty] | 0 | 0
[26 empty] | 0 | 0
[26 empty] | 0 | 0
[26 empty] | 0 | 0
[26 empty] | 0 | 0
[26 empty] | 0 | 0
[26 empty] | 0 | 0
[26 empty] | 0 | 0
[26 empty] | 0 | 0
[26 empty] | 0 | 0
[26 empty] | 0 | 0
[26 empty] | 0 | 0
[26 empty] | 0 | 0
[26 empty] | 0 | 0
[26 empty] | 0 | 0
[26 empty] | 0 | 0
[26 empty] | 0 | 0
[26 empty] | 0 | 0
[26 empty] | 0 | 0
[26 empty] | 0 | 0
[26 empty] | 0 | 0
[26 empty] | 0 | 0
[26 empty] | 0 | 0
[26 empty] | 0 | 0
[26 empty] | 0 | 0
[26 empty] | 0 | 0
[26 empty] | 0 | 0
[26 empty] | 0 | 0
[26 empty] | 0 | 0
[26 empty] | 0 | 0
[26 empty] | 0 | 0
[26 empty] | 0 | 0
[26 empty] | 0 | 0
[26 empty] | 0 | 0
[26 empty] | 0 | 0
[26 empty] | 0 | 0
[26 empty] | 0 | 0
[26 empty] | 0 | 0
[26 empty] | 0 | 0
[26 empty] | 0 | 0
[26 empty] | 0 | 0
[26 empty] | 0 | 0
[26 empty] | 0 | 0
[26 empty] | 0 | 0
[26 empty] | 0 | 0
[26 empty] | 0 | 0
[26 empty] | 0 | 0
[26 empty] | 0 | 0
[26 empty] | 0 | 0
[26 empty] | 0 | 0
[26 empty] | 0 | 0
[26 empty] | 0 | 0
[26 empty] | 0 | 0
[26 empty] | 0 | 0
[26 empty] | 0 | 0
[26 empty] | 0 | 0
[26 empty] | 0 | 0
[26 empty] | 0 | 0
[26 empty] | 0 | 0
[26 empty] | 0 | 0
[26 empty] | 0 | 0
[26 empty] | 0 | 0
[26 empty] | 0 | 0
[26 empty] | 0 | 0
[26 empty] | 0 | 0
[26 empty] | 0 | 0
[26 empty] | 0 | 0
[26 empty] | 0 | 0
[26 empty] | 0 | 0
[26 empty] | 0 | 0
[26 empty] | 0 | 0
[26 empty] | 0 | 0
[26 empty] | 0 | 0
[26 empty] | 0 | 0
[26 empty] | 0 | 0
[26 empty] | 0 | 0
[26 empty] | 0 | 0
[26 empty] | 0 | 0
[26 empty] | 0 | 0
[26 empty] | 0 | 0
[26 empty] | 0 | 0
[26 empty] | 0 | 0
[26 empty] | 0 | 0
[26 empty] | 0 | 0
[26 empty] | 0 | 0
[26 empty] | 0 | 0
[26 empty] | 0 | 0
[26 empty] | 0 | 0
[26 empty] | 0 | 0
[26 empty] | 0 | 0
[26 empty] | 0 | 0
[26 empty] | 0 | 0
[26 empty] | 0 | 0
[26 empty] | 0 | 0
[26 empty] | 0 | 0
[26 empty] | 0 | 0
[26 empty] | 0 | 0
[26 empty] | 0 | 0
[26 empty] | 0 | 0
[26 empty] | 0 | 0
[26 empty] | 0 | 0
[26 empty] | 0 | 0
[26 empty] | 0 | 0
[26 empty] | 0 | 0
[26 empty] | 0 | 0
[26 empty] | 0 | 0
[26 empty] | 0 | 0
[26 empty] | 0 | 0
[26 empty] | 0 | 0
[26 empty] | 0 | 0
[26 empty] | 0 | 0
[26 empty] | 0 | 0
[26 empty] | 0 | 0
[26 empty] | 0 | 0
[26 empty] | 0 | 0
[26 empty] | 0 | 0
[26 empty] | 0 | 0
[26 empty] | 0 | 0
[26 empty] | 0 | 0
[26 empty] | 0 | 0
[26 empty] | 0 | 0
[26 empty] | 0 | 0
[26 empty] | 0 | 0
[26 empty] | 0 | 0
[26 empty] | 0 | 0
[26 empty] | 0 | 0
[26 empty] | 0 | 0
[26 empty] | 0 | 0
[26 empty] | 0 | 0
[26 empty] | 0 | 0
[26 empty] | 0 | 0
[26 empty] | 0 | 0
[26 empty] | 0 | 0
[26 empty] | 0 | 0
[26 empty] | 0 | 0
[26 empty] | 0 | 0
[26 empty] | 0 | 0
[26 empty] | 0 | 0
[26 empty] | 0 | 0
[26 empty] | 0 | 0
[26 empty] | 0 | 0
[26 empty] | 0 | 0
[26 empty] | 0 | 0
[26 empty] | 0 | 0
[26 empty] | 0 | 0
[26 empty] | 0 | 0
[26 empty] | 0 | 0
[26 empty] | 0 | 0
[26 empty] | 0 | 0
[26 empty] | 0 | 0
[26 empty] | 0 | 0
[26 empty] | 0 | 0
[26 empty] | 0 | 0
[26 empty] | 0 | 0
[26 empty] | 0 | 0
[26 empty] | 0 | 0
[26 empty] | 0 | 0
[26 empty] | 0 | 0
[26 empty] | 0 | 0
[26 empty] | 0 | 0
[26 empty] | 0 | 0
[26 empty] | 0 | 0
[26 empty] | 0 | 0
[26 empty] | 0 | 0
[26 empty] | 0 | 0
[26 empty] | 0 | 0
[26 empty] | 0 | 0
[26 empty] | 0 | 0
[26 empty] | 0 | 0
[26 empty] | 0 | 0
[26 empty] | 0 | 0
[26 empty] | 0 | 0
[26 empty] | 0 | 0
[26 empty] | 0 | 0
[26 empty] | 0 | 0
[26 empty] | 0 | 0
[26 empty] | 0 | 0
[26 empty] | 0 | 0
[26 empty] | 0 | 0
[26 empty] | 0 | 0
[26 empty] | 0 | 0
[26 empty] | 0 | 0
[26 empty] | 0 | 0
[26 empty] | 0 | 0
[26 empty] | 0 | 0
[26 empty] | 0 | 0
[26 empty] | 0 | 0
[26 empty] | 0 | 0
[26 empty] | 0 | 0
[26 empty] | 0 | 0
[26 empty] | 0 | 0
[26 empty] | 0 | 0
[26 empty] | 0 | 0
[26 empty] | 0 | 0
[26 empty] | 0 | 0
[26 empty] | 0 | 0
[26 empty] | 0 | 0
[26 empty] | 0 | 0
[26 empty] | 0 | 0
[26 empty] | 0 | 0
[26 empty] | 0 | 0
[26 empty] | 0 | 0
[26 empty] | 0 | 0
[26 empty] | 0 | 0
[26 empty] | 0 | 0
[26 empty] | 0 | 0
[26 empty] | 0 | 0
[26 empty] | 0 | 0
[26 empty] | 0 | 0
[26 empty] | 0 | 0
[26 empty] | 0 | 0
[26 empty] | 0 | 0
[26 empty] | 0 | 0
[26 empty] | 0 | 0
[26 empty] | 0 | 0
[26 empty] | 0 | 0
[26 empty] | 0 | 0
[26 empty] | 0 | 0
[26 empty] | 0 | 0
[26 empty] | 0 | 0
[26 empty] | 0 | 0
[26 empty] | 0 | 0
[26 empty] | 0 | 0
[26 empty] | 0 | 0
[26 empty] | 0 | 0
[26 empty] | 0 | 0
[26 empty] | 0 | 0
[26 empty] | 0 | 0
[26 empty] | 0 | 0
[26 empty] | 0 | 0
[26 empty] | 0 | 0
[26 empty] | 0 | 0
[26 empty] | 0 | 0
[26 empty] | 0 | 0
[26 empty] | 0 | 0
[26 empty] | 0 | 0
[26 empty] | 0 | 0
[26 empty] | 0 | 0
[26 empty] | 0 | 0
[26 empty] | 0 | 0
[26 empty] | 0 | 0
[26 empty] | 0 | 0
[26 empty] | 0 | 0
[26 empty] | 0 | 0
[26 empty] | 0 | 0
[26 empty] | 0 | 0
[26 empty] | 0 | 0
[26 empty] | 0 | 0
[26 empty] | 0 | 0
[26 empty] | 0 | 0
[26 empty] | 0 | 0
[26 empty] | 0 | 0
[26 empty] | 0 | 0
[26 empty] | 0 | 0
[26 empty] | 0 | 0
[26 empty] | 0 | 0
[26 empty] | 0 | 0
[26 empty] | 0 | 0
[26 empty] | 0 | 0
[26 empty] | 0 | 0
[26 empty] | 0 | 0
[26 empty] | 0 | 0
[26 empty] | 0 | 0
[26 empty] | 0 | 0
[26 empty] | 0 | 0
[26 empty] | 0 | 0
[26 empty] | 0 | 0
[26 empty] | 0 | 0
[26 empty] | 0 | 0
[26 empty] | 0 | 0
[26 empty] | 0 | 0
[26 empty] | 0 | 0
[26 empty] | 0 | 0
[26 empty] | 0 | 0
[26 empty] | 0 | 0
[26 empty] | 0 | 0
[26 empty] | 0 | 0
[26 empty] | 0 | 0
[26 empty] | 0 | 0
[26 empty] | 0 | 0
[26 empty] | 0 | 0
[26 empty] | 0 | 0
[26 empty] | 0 | 0
[26 empty] | 0 | 0
[26 empty] | 0 | 0
[26 empty] | 0 | 0
[26 empty] | 0 | 0
[26 empty] | 0 | 0
[26 empty] | 0 | 0
[26 empty] | 0 | 0
[26 empty] | 0 | 0
[26 empty] | 0 | 0
[26 empty] | 0 | 0
[26 empty] | 0 | 0
[26 empty] | 0 | 0
[26 empty] | 0 | 0
[26 empty] | 0 | 0
[26 empty] | 0 | 0
[26 empty] | 0 | 0
[26 empty] | 0 | 0
[26 empty] | 0 | 0
[26 empty] | 0 | 0
[26 empty] | 0 | 0
[26 empty] | 0 | 0
[26 empty] | 0 | 0
[26 empty] | 0 | 0
[26 empty] | 0 | 0
[26 empty] | 0 | 0
[26 empty] | 0 | 0
[26 empty] | 0 | 0
[26 empty] | 0 | 0
[26 empty] | 0 | 0
[26 empty] | 0 | 0
[26 empty] | 0 | 0
[26 empty] | 0 | 0
[26 empty] | 0 | 0
[26 empty] | 0 | 0
[26 empty] | 0 | 0
[26 empty] | 0 | 0
[26 empty] | 0 | 0
[26 empty] | 0 | 0
[26 empty] | 0 | 0
[26 empty] | 0 | 0
[26 empty] | 0 | 0
[26 empty] | 0 | 0
[26 empty] | 0 | 0
[26 empty] | 0 | 0
[26 empty] | 0 | 0
[26 empty] | 0 | 0
[26 empty] | 0 | 0
[26 empty] | 0 | 0
[26 empty] | 0 | 0
[26 empty] | 0 | 0
[26 empty] | 0 | 0
[26 empty] | 0 | 0
[26 empty] | 0 | 0

## Zones
Houston | -1
North | -1
South | -1
West | 1
SET UP AREA, copy & paste values to cell B1
Source | West |  | N to H | N to W | N to S | W to N | S to N | W to S
Sink | North | Houston | -1 | 1 | -1 | -1 | 1 | -1
|  | North | 1 | 1 | 1 | -1 | -1 | -1
|  | South | -1 | 1 | -1 | -1 | 1 | -1
|  | West | 1 | -1 | 1 | 1 | -1 | 1
|  | Source | North | North | North | West | South | West
|  | Sink | Houston | West | South | North | North | South

## Tech
Number of Bus | Name of Bus | Tech Type
238 | BOSQUESW505 | CC
239 | BOSQUESW502 | GGT
244 | WHITNYDM01 | Hydro
245 | WHITNYDM02 | Hydro
247 | BOSQUESW501 | GGT
251 | BOSQUESW803 | CC
253 | BOSQUESW804 | CC
332 | RWMILLER01 | GST
333 | RWMILLER02 | GST
334 | RWMILLER03 | GST
335 | RWMILLER04 | GST
336 | RWMILLER05 | GST
344 | MRSSHPRD | Hydro
345 | MRSSHPRD01 | Hydro
366 | JNSNCNTY802 | Cogen
367 | JNSNCNTY802 | Cogen
503 | NTHTEXAS01 | GST
504 | NTHTEXAS02 | GST
505 | NTHTEXAS03 | GST
580 | JCKCNTY801 | CC
581 | JCKCNTY802 | CC
582 | JCKCNTY803 | CC
728 | WOLFRIDGE801 | Wind
837 | NEWMAN_G5 | GST
842 | OLINGER_G1 | GST
843 | OLINGER_G2 | GST
844 | OLINGER_G3 | GST
845 | OLINGER_G4 | GGT
923 | SPENCER_G4 | GST
924 | SPENCER_G5 | GST
948 | STEAM1 | GST
949 | STEAM2 | GST
950 | STEAM3 | GST
990 | GIBN_CREK_G1 | LIGCO
1002 | PBCTAGE_1G | GGT
1003 | PBCTBGE_2G | GGT
1004 | PBCTCGE_3G | GGT
1005 | PBCTDGE_4G | GGT
1006 | PBCTEGE_5G | GGT
1007 | PB5GEN_6G | GST
1008 | PB6GEN_7G | GST
1037 | MORGAN5G_5G | GST
1039 | MRGNAG_1G | GGT
1040 | MRGNBG_2G | GGT
1041 | MRGNCG_3G | GGT
1042 | MRGNDG_4G | GGT
1043 | MRGNEG_5G | GGT
1044 | MRGNFG_6G | GGT
1045 | CALENG1G_1G | Cogen
1046 | CALENG2G_2G | Cogen
1047 | CALENG3G_3G | Cogen
1058 | LONGSHORE_5 | Wind
1058 | LONGSHORE_5 | Wind
1061 | CIELOGEN_1G | Wind
1062 | CIELOGEN_2G | Wind
1068 | SCURRYCW_1G | Wind
1069 | KINDERMG_1G | Cogen
1070 | KINDERMG_2G | Cogen
1071 | KINDERMG_3G | Cogen
1073 | SCURRYCW_2G | Wind
1320 | BSP 1 | Cogen
1326 | STANTONW_8 | Wind
1327 | WILDHRSE_1G | Wind
1328 | OCOTILLO_1G | Wind
1333 | MCDDONAL_8 | Wind
1343 | TRENTIPP_8 | Wind
1349 | WESTXWIN_1G | Wind
1350 | NWPWRG1_1G | Wind
1354 | AEPWIND_8 | Wind
1360 | GUNSIGHT_8 | Wind
1416 | SWETWATR_1G | CC
1417 | SWETWATR_2G | CC
1418 | SWETWATR_3G | CC
1419 | SWETWATR_4G | CC
1432 | GRHAMSES_2G | GST
1433 | GRHAMSES_1G | GST
1437 | MESQUITW_1G | Wind
1438 | MESQUITW_2G | Wind
1442 | COKFIELD_5 | Wind
1453 | WCPWRCO_1G | CC
1454 | WCPWRCO_2G | CC
1455 | WCPWRCO_3G | CC
1479 | WFCOGEN_1G | Cogen
1479 | WFCOGEN_1G | Cogen
1482 | WFCOGEN_2G | Cogen
1482 | WFCOGEN_2G | Cogen
1600 | BARTNWND_1G | Wind
1643 | SLSTR1PP_1G | Wind
1675 | PEC_1G | Cogen
1676 | PEC_2G | Cogen
1677 | PEC_3G | Cogen
1678 | LAMARPWR_1G | CC
1679 | LAMARPWR_2G | CC
1680 | LAMARPWR_3G | CC
1681 | LAMARPWR_4G | CC
1682 | LAMARPWR_5G | CC
1683 | LAMARPWR_6G | CC
1687 | VALLEY_1G | GST
1688 | VALLEY_2G | GSC
1689 | VALLEY_3G | GST
1701 | MOSES_1G | LIGCO
1702 | MOSES_2G | LIGCO
1703 | MOSES_3G | LIGCO
1861 | EAGLEMNT_1G | GST
1862 | EAGLEMNT_2G | GST
1863 | EAGLEMNT_3G | GST
1877 | WLFHOLW_1G | CC
1878 | WLFHOLW_2G | CC
1879 | WLFHOLW_3G | CC
1889 | DECRDOVA_1G | GSC
1892 | DECRDOVA_2G | GGT
1893 | DECRDOVA_3G | GGT
1894 | DECRDOVA_4G | GGT
1895 | DECRDOVA_5G | GGT
1898 | COMCHEPK_1G | Nuc
1899 | COMCHEPK_2G | Nuc
1937 | MDLTHELP_5G | CC
1938 | MDLTHELP_6G | CC
1941 | MDLTHELP_1G | CC
1942 | MDLTHELP_2G | CC
1943 | MDLTHELP_3G | CC
1944 | MDLTHELP_4G | CC
1947 | HANDLEY_3G | GST
1948 | HANDLEY_4G | GST
1949 | HANDLEY_5G | GST
2371 | COLLIN_1G | GST
2381 | NTHLK1_G | GST
2382 | NTHLK2_G | GST
2383 | NTHLK3_G | GST
2413 | MTCK6_G | GST
2414 | MTCK7_G | GST
2417 | MTCK8_G | GSC
2451 | LKHB1_G | GST
2452 | LKHB2_G | GST
3097 | MARTLAKE_1G | LIGCO
3098 | MARTLAKE_2G | LIGCO
3099 | MARTLAKE_3G | LIGCO
3107 | STRYKER_1G | GST
3108 | STRYKER_2G | GST
3126 | TRINIDAD_6G | GST
3309 | ASPN_G | Bio
3348 | CHAMPION_1G | Cogen
3381 | BBRN_1G | LIGCO
3382 | BBRN_2G | LIGCO
3403 | THOUSE_1G | GSC
3404 | THOUSE_2G | GSC
3416 | LAKE_CRK1_G | GST
3417 | LAKE_CRK2_G | GST
3432 | SANDOW_4G | LIGCO
5026 | BRAUNIG_VHB1 | GST
5027 | BRAUNIG_VHB2 | GST
5028 | BRAUNIG_VHB3 | GST
5111 | CALAVER_JTD1 | LIGCO
5112 | CALAVER_JTD2 | LIGCO
5264 | LEON_LCP3G3 | GST
5265 | LEON_LCP4G4 | GST
5266 | LEON_LCPCT1 | GGT
5267 | LEON_LCPCT2 | GGT
5268 | LEON_LCPCT3 | GGT
5269 | LEON_LCPCT4 | GGT
5396 | CALAVER_OWS1 | GST
5397 | CALAVER_OWS2 | GST
5401 | CALAVER_JKS1 | LIGCO
5436 | TUTTL_WBT1G1 | GST
5438 | TUTTL_WBT3G3 | GST
5439 | TUTTL_WBT4G4 | GST
5476 | BRA_AVR1_CT1 | CC
5477 | BRA_AVR1_ST | CC
5478 | BRA_AVR1_CT2 | CC
5503 | RAYBURNGEN3 | GST
5505 | RAYBURNGEN1 | GGT
5506 | RAYBURNGEN2 | GGT
5508 | RAYBURNCC9 | CC
5509 | RAYBURNCC10 | CC
5511 | RAYBURNCC7 | CC
5512 | RAYBURNCC8 | CC
5728 | FALCONHYDRO2 | Hydro
5729 | FALCONHYDRO3 | Hydro
5890 | PEARSALLGEN1 | GST
5891 | PEARSALLGEN2 | GST
5892 | PEARSALLGEN3 | GST
5903 | SANMIGUELGEN | LIGCO
5911 | STP_GN1___1 | Nuc
5912 | STP_GN2___2 | Nuc
5920 | WELSHDC1 | DCTie
5925 | DCEAST | DCTie
5932 | SI_RAY9 | CC
5933 | SI_RAY6 | GST
5934 | SI_RAY5 | GST
5935 | SI_RAY10 | CC
6016 | SWMESA | Wind
6096 | NORTHDC7 | DCTie
6100 | OKLA7A | DCTie
6144 | MCADOO1A | Wind
6407 | TURKTRAK1A | Wind
6637 | SNYDERW1A | Wind
6752 | OKLA0A | LIGCO
6948 | DENISNDM | Hydro
6948 | DENISNDM | Hydro
7000 | L_FERGUS1_1Y | GSC
7004 | L_SIMGID1_1Y | GST
7005 | L_SIMGID1_2Y | GST
7006 | L_SIMGID1_3Y | GST
7007 | L_LOSTPI1_1Y | CC
7008 | L_LOSTPI1_2Y | CC
7009 | L_LOSTPI1_3Y | CC
7010 | L_FPPYD11_1Y | LIGCO
7011 | L_FPPYD11_2Y | LIGCO
7012 | L_FPPYD21_3Y | LIGCO
7014 | L_HAYSEN1_1Y | CC
7015 | L_HAYSEN1_2Y | CC
7016 | L_HAYSEN1_3Y | CC
7017 | L_HAYSEN1_4Y | CC
7020 | L_AUSTPL1_1Y | Hydro
7020 | L_AUSTPL1_1Y | Hydro
7022 | L_BUCHAN1_1Y | Hydro
7023 | L_BUCHAN1_2Y | Hydro
7024 | L_BUCHAN1_3Y | Hydro
7026 | L_INKSDA1_1Y | Hydro
7028 | L_MARBFA1_1Y | Hydro
7029 | L_MARBFA1_2Y | Hydro
7031 | L_MARSFO1G1Y | Hydro
7032 | L_MARSFO1G2Y | Hydro
7033 | L_MARSFO1G3Y | Hydro
7035 | L_WIRTZ_1G1Y | Hydro
7036 | L_WIRTZ_1G2Y | Hydro
7038 | L_DELAWA1_1Y | Wind
7038 | L_DELAWA1_1Y | Wind
7303 | L_WPPGS12_1Y | GGT
7303 | L_WPPGS12_1Y | GGT
7305 | L_WPPGS34_1Y | GGT
7305 | L_WPPGS34_1Y | GGT
7487 | L_CANYHY8_1Y | Hydro
7605 | L_MCQUEE9_1Y | Hydro
7605 | L_MCQUEE9_1Y | Hydro
7605 | L_MCQUEE9_1Y | Hydro
7609 | L_SCHUMA8_1Y | Hydro
7624 | L_LAKEWO9_1Y | Hydro
7624 | L_LAKEWO9_1Y | Hydro
7800 | L_GUADGE1_1Y | CC
7801 | L_GUADGE1_2Y | CC
7802 | L_GUADGE1_3Y | CC
7803 | L_GUADGE1_4Y | CC
7804 | L_GUADGE1_5Y | CC
7805 | L_GUADGE1_6Y | CC
7807 | L_BASTEN1_1Y | CC
7808 | L_BASTEN1_2Y | CC
7809 | L_BASTEN1_3Y | CC
7810 | L_RIONOG1G1Y | CC
7811 | L_RIONOG1G2Y | CC
7812 | L_RIONOG1G3Y | CC
7813 | L_RIONOG1S1Y | CC
8032 | AMISTADHYD1 | Hydro
8033 | AMISTADHYD2 | Hydro
8048 | FALCONHYDRO1 | Hydro
8066 | DUP1V#1 | Cogen
8134 | FOR #1 | Cogen
8138 | FOR #2 | Cogen
8139 | JOS #1 | GST
8147 | UCAR #2 | Cogen
8148 | UCAR #1 | Cogen
8153 | FOR #3 | Cogen
8154 | FOR #4 | Cogen
8155 | FOR #5 | Cogen
8156 | FOR #6 | Cogen
8157 | FOR #7 | Cogen
8161 | COLETO0A | LIGCO
8173 | VICEC51A | CC
8174 | VICEC61A | CC
8189 | CUECPL2A | Cogen
8262 | ELPS | Hydro
8285 | LAR #1 | GST
8287 | LAR #2 | GST
8288 | LAR #3 | GST
8388 | BATES0A | GST
8393 | BATES0B | GST
8437 | NUECES_B0C | GST
8438 | NUECES_B0B | GST
8442 | NBEC7 | GST
8442 | NBEC7 | GST
8456 | COSW#1 | Cogen
8457 | COSW#2 | Cogen
8459 | B_DAVIS0B | GSC
8460 | B_DAVIS0A | GSC
8461 | KOCH_UP0A | Cogen
8506 | VAL #1 | Cogen
8507 | VAL #2 | Cogen
8511 | OXY_CC0A | Cogen
8517 | CELANEBI0A | Cogen
8560 | CNOPGT1 | Cogen
8561 | CNOPGT2 | Cogen
8562 | CNOPST1 | Cogen
8926 | LGE_GT10A | Cogen
8927 | LGE_GT20A | Cogen
8928 | LGE_STG0A | Cogen
8930 | ICPGN10A | Cogen
8931 | ICPGN20A | Cogen
8932 | ICPGN30A | Cogen
8933 | FGNTS001 | CC
8934 | FGNTS101 | CC
8935 | FGNTS201 | CC
8936 | MVGN#1 | CC
8937 | MVGN#2 | CC
8938 | MVGN#3 | CC
8981 | HECN1 | CC
8982 | HECN2 | CC
8983 | HECN3 | CC
9000 | DECKR_G1 | GST
9001 | DECKR_G2 | GST
9002 | DECKR_G3 | GGT
9003 | DECKR_G4 | GGT
9004 | DECKR_G5 | GGT
9005 | DECKR_G6 | GGT
9016 | SANDH_G1 | GGT
9017 | SANDH_G2 | GGT
9018 | SANDH_G3 | GGT
9019 | SANDH_G4 | GGT
9020 | SANDHG5A | CC
9021 | SANDHG5C | CC
11001 | NAV1CT | CC
11009 | NAV2CT | CC
11011 | NAV3ST | CC
11012 | NAV4CT | CC
11013 | NAV5CT | CC
11014 | NAV6ST | CC
11020 | TIEHVSG_1G | CC
11021 | TIEHVCG_1G | CC
11022 | TIEHVCG_2G | CC
11023 | TIEHVCG_3G | CC
11024 | TIEHVCG_4G | CC
11025 | TIEHVSG_2G | CC
11056 | ROSCOE_1G | Wind
11057 | CHAMPION_1G | Wind
11058 | PYRON_1G | Wind
11059 | INADALE_1G | Wind
11065 | ELBOWCK_1G | Wind
11147 | NOTREES_1G | Wind
11309 | BULLCREK_2G | Wind
11310 | BULLCREK_1G | Wind
11320 | COYOTE_1G | Wind
11691 | KMICHICT1_G | CC
11692 | KMICHICT2_G | CC
11693 | KMICHIST3_G | CC
11694 | KMICHICT4_G | CC
11695 | KMICHICT5_G | CC
11696 | KMICHIST6_G | CC
12322 | ENNSTRAC_1G | CC
12323 | ENNSTRAC_2G | CC
12411 | FPLEFR1A_G | CC
12412 | FPLEFR1B_G | CC
12413 | FPLEFR1C_G | CC
12414 | FPLEFR1S_G | CC
12421 | FPLEFR2A_G | CC
12422 | FPLEFR2B_G | CC
12423 | FPLEFR2C_G | CC
12424 | FPLEFR2S_G | CC
12440 | PARKD_1SVC8 | GST
12449 | PARKD_2SVC8 | GST
13116 | TGATEWAY_1G | CC
13117 | TGATEWAY_2G | CC
13118 | TGATEWAY_3G | CC
13119 | TGATEWAY_4G | CC
13131 | CALFREST_1G | CC
13132 | CALFREST_2G | CC
13133 | CALFREST_3G | CC
13134 | CALFREST_4G | CC
13135 | CALFREST_5G | CC
13136 | CALFREST_6G | CC
13432 | SANDOW_5G | LIGCO
32798 | BRYN_TAMUGEN | GST
32883 | BRYN_DNSBY3 | GST
32884 | BRYN_DNSBY13 | GST
32886 | BRYN_ATKINS3 | GST
32887 | BRYN_ATKINS6 | GST
32888 | BRYN_ATKINS7 | GGT
32890 | BRYN_ATKINS4 | GST
32891 | BRYN_ATKINS5 | GST
32892 | BRYN_DNSBY14 | GST
36998 | RDCNYNG1 | Wind
38332 | TNWDWRDU2_8 | Wind
38437 | TNSRBNMESA9 | Wind
38580 | TNBP_CGN1_8 | Cogen
38590 | TNBP_CGN2_8 | Cogen
38600 | TNBP_CGN3_8 | Cogen
38611 | TNBPAMCG1_8 | Cogen
38612 | TNBPAMCG2_8 | Cogen
38613 | TNBPAMCG3_8 | Cogen
38614 | TNBPAMCG4_8 | Cogen
38615 | TNBPAMCG5_8 | Cogen
38690 | TNBP_CGN4_8 | Cogen
38711 | TNTXCTY1CG8 | Cogen
38712 | TNTXCTY2CG8 | Cogen
38713 | TNTXCTY3CG8 | Cogen
38714 | TNTXCTY4CG8 | Cogen
39190 | TNSLCGN1__8 | Cogen
39470 | TNDOWCGNSG8 | Cogen
39480 | TNDOWCGNGG8 | Cogen
39760 | TNSCLP1___8 | Cogen
39770 | TNSCLP2___8 | Cogen
39775 | TNSCLP4___8 | Cogen
39790 | TNSCLP3___8 | Cogen
39960 | TNTNPONE_18 | LIGCO
39970 | TNTNPONE_28 | LIGCO
48500 | APD_GT1_8005 | Cogen
48510 | AK_GT1__8040 | Cogen
48511 | LPE_GT1_8070 | GGT
48512 | LPE_GT2_8075 | GGT
48513 | LPE_GT3_8080 | GGT
48514 | LPE_GT4_8085 | GGT
48520 | BSF_GT1_8070 | Cogen
48520 | BSF_GT1_8070 | Cogen
48521 | BVE_GT1_GT1 | CC
48522 | BVE_GT2_5035 | CC
48523 | BVE_ST1_GN1 | CC
48531 | BYU_GT1_8075 | Cogen
48532 | BYU_GT2_8055 | Cogen
48533 | BYU_GT3_8060 | Cogen
48534 | BYU_GT4_8065 | Cogen
48551 | CAL_GT1_8045 | Cogen
48552 | CAL_ST1_8000 | Cogen
48561 | CTL_GT2_8130 | Cogen
48562 | CTL_GT3_8135 | Cogen
48563 | CTL_GT4_8140 | Cogen
48564 | CTL_GN1_8145 | Cogen
48565 | CTL_GN2_8155 | Cogen
48581 | CBY_GN1_1 | GSC
48582 | CBY_GN2_2 | GSC
48583 | CBY_GT4_1 | GSC
48584 | CBY_GT4_2 | CC
48585 | CBY_ST4_1 | CC
48591 | CHE_GT2_5030 | Cogen
48593 | CHE_GT1_8015 | Cogen
48594 | CHE_GN4_8025 | Cogen
48595 | BTE_GT2_8075 | CC
48596 | BTE_GT3_8045 | CC
48597 | BTE_GT4_8055 | CC
48598 | BTE_ST1_8070 | CC
48611 | DIB_GT1_8080 | Cogen
48612 | DIB_GT2_8075 | Cogen
48613 | DIB_ST1_8085 | Cogen
48614 | DIB_GT3_8090 | Cogen
48641 | DPEC_GT15040 | CC
48642 | DPEC_GT25025 | CC
48643 | DPEC_GT35010 | CC
48644 | DPEC_GT45070 | CC
48645 | DPEC_ST55065 | CC
48651 | EP_1_2 | Cogen
48651 | EP_1_2 | Cogen
48671 | FTR_GT1_5105 | CC
48672 | FTR_GT2_5110 | CC
48673 | FTR_GT3_5085 | CC
48674 | FTR_CN4_5095 | CC
48690 | GBY_GN5_5 | GSC
48691 | GBY_73741085 | GGT
48691 | GBY_73741085 | GGT
48692 | GBY_81821075 | GGT
48692 | GBY_81821075 | GGT
48693 | GBY_83841065 | GGT
48693 | GBY_83841065 | GGT
48721 | LEG_1___1 | LIGCO
48722 | LEG_2___2 | LIGCO
48730 | MNS_GT | Cogen
48731 | CBE_GT1 | CC
48732 | CBE_GT2 | CC
48733 | CBE_ST12 | CC
48734 | CBE_GT3 | CC
48735 | CBE_GT4 | CC
48736 | CBE_ST34 | CC
48740 | PSG_GN2_8050 | Cogen
48741 | PSG_GT2_8040 | Cogen
48742 | PSG_GT3_8060 | Cogen
48761 | PR_GT1__9040 | Cogen
48772 | PHR_GN2_2 | GSC
48791 | PSA_GT1_8160 | Cogen
48792 | PSA_GT2_8155 | Cogen
48793 | PSA_GT3_8150 | Cogen
48794 | PSA_GT4_8145 | Cogen
48795 | PSA_GT5_8140 | Cogen
48796 | PSA_GN1_8165 | Cogen
48797 | PSA_GT6_8135 | Cogen
48811 | CVC_GT3_5045 | Cogen
48812 | CVC_GT2_5020 | Cogen
48813 | CVC_GT1_5035 | Cogen
48814 | CVC_ST5_5040 | Cogen
48815 | CVC_GT4_8005 | Cogen
48820 | SHELLG1_3015 | Cogen
48821 | SHELLG2 | Cogen
48822 | SHELLG3_3020 | Cogen
48822 | SHELLG3_3020 | Cogen
48841 | SJS_GT1_GT1 | Cogen
48842 | SJS_GT2_GT2 | Cogen
48845 | SOL_GT1 | Solar
48851 | SRB_GN1_1 | GST
48852 | SRB_GN2_2 | GST
48853 | SRB_GN3_3 | GST
48854 | SRB_GN4_4 | GST
48855 | SRB_GT211035 | GGT
48855 | SRB_GT211035 | GGT
48873 | THW_ST3_ST_3 | CC
48874 | THW_ST4_ST_4 | CC
48875 | THW_3132 | CC
48875 | THW_3132 | CC
48877 | THW_3334 | CC
48877 | THW_3334 | CC
48879 | THW_4142 | CC
48879 | THW_4142 | CC
48881 | THW_4344 | CC
48881 | THW_4344 | CC
48883 | THW_GT1_GT_1 | GGT
48885 | THW_5152 | GGT
48885 | THW_5152 | GGT
48886 | THW_5354 | GGT
48886 | THW_5354 | GGT
48887 | THW_5556 | GGT
48887 | THW_5556 | GGT
48911 | TGF_GT1_8000 | Cogen
48921 | WAP_GN1_1 | GST
48922 | WAP_GN2_2 | GST
48923 | WAP_GN3_3 | GST
48924 | WAP_GN4_4 | GSC
48925 | WAP_GN5_5 | LIGCO
48926 | WAP_GN6_6 | LIGCO
48927 | WAP_GN7_7 | LIGCO
48928 | WAP_GN8_8 | LIGCO
48929 | WAPGT21_GT1 | GGT
48940 | WARVUE_GT1 | Cogen
49803 | EXN_15GT | Cogen
49804 | EXN_16GT | Cogen
49805 | EXN_17GT | Cogen
49826 | EXN938GT | Cogen
49828 | EXN941GT | Cogen
49829 | EXN942GT | Cogen
49830 | EXN943GT | Cogen
49831 | EXN944GT | Cogen
49832 | EXN945GT | Cogen
49837 | EXN_GT | Cogen
49838 | EXN_14GT | Cogen
49851 | DOW17000 | Cogen
49858 | DOW38100 | Cogen
49859 | DOW38200 | Cogen
49860 | DOW38300 | Cogen
49862 | DOW39100 | Cogen
49863 | DOW39200 | Cogen
49865 | DOW41000 | Cogen
49866 | DOW42000 | Cogen
49869 | DOW49000 | Cogen
49870 | DOW61000 | Cogen
49871 | DOW62000 | Cogen
49872 | DOW63000 | Cogen
49873 | DOW64000 | Cogen
49876 | DOW65000 | Cogen
49877 | DOW66000 | Cogen
49878 | DOW67000 | Cogen
49882 | DOW81000 | Cogen
49884 | DOW82000 | Cogen
49885 | DOW83000 | Cogen
49886 | DOW84000 | Cogen
58909 | PEARSALLSCG1 | Diesel
58909 | PEARSALLSCG1 | Diesel
58909 | PEARSALLSCG1 | Diesel
58909 | PEARSALLSCG1 | Diesel
58909 | PEARSALLSCG1 | Diesel
58909 | PEARSALLSCG1 | Diesel
58919 | PEARSALLSCG2 | Diesel
58919 | PEARSALLSCG2 | Diesel
58919 | PEARSALLSCG2 | Diesel
58919 | PEARSALLSCG2 | Diesel
58919 | PEARSALLSCG2 | Diesel
58919 | PEARSALLSCG2 | Diesel
58929 | PEARSALLSCG3 | Diesel
58929 | PEARSALLSCG3 | Diesel
58929 | PEARSALLSCG3 | Diesel
58929 | PEARSALLSCG3 | Diesel
58929 | PEARSALLSCG3 | Diesel
58929 | PEARSALLSCG3 | Diesel
58949 | PEARSALLSCG4 | Diesel
58949 | PEARSALLSCG4 | Diesel
58949 | PEARSALLSCG4 | Diesel
58949 | PEARSALLSCG4 | Diesel
58949 | PEARSALLSCG4 | Diesel
58949 | PEARSALLSCG4 | Diesel
60000 | DSKY2 | Wind
60003 | KING_NE1A | Wind
60005 | KING_SE1A | Wind
60007 | KING_SW1A | Wind
60016 | WOODWRD11A | Wind
60017 | ORNNWP1 | Wind
60018 | DSKY1 | Wind
60019 | KING_NW1A | Wind
60057 | CALLAHAN1A | Wind
60058 | BUFF_GAP1A | Wind
60060 | CIRELLO | Wind
60063 | BUFF_GAP1B | Wind
60066 | H_HOLLOW1A | Wind
60068 | HHOLLOW21A | Wind
60070 | HHOLLOW31A | Wind
60072 | HHOLLOW41A | Wind
60081 | WHRLWIND1A | Wind
60201 | RIO DRCS | AVR
60202 | FRNDDRCS | AVR
71051 | L_BITTCR1_1N | Wind
71054 | L_SWEETW1_1N | Wind
71057 | L_SWEETW1_2N | Wind
71059 | L_SWEETW1_3N | Wind
71060 | L_SWEETW1_4N | Wind
71061 | L_SWEETW1_5N | Wind
76031 | L_GASCCR1_1N | Wind
76091 | L_DIVIDE1_1N | Wind
76095 | L_CAPRSI1_1N | Wind
76096 | L_CAPRSI1_2N | Wind
76097 | L_CAPRGE1_1N | Wind
80003 | MILHWYS | AVR
80012 | LAR | DCTie
80051 | FOR #8 | Cogen
80052 | FOR #9 | Cogen
80053 | FOR #10 | Cogen
80080 | GWINDT11A | Wind
80080 | GWINDT11A | Wind
80080 | GWINDT11A | Wind
80080 | GWINDT11A | Wind
80081 | GWINDT21A | Wind
80081 | GWINDT21A | Wind
80081 | GWINDT21A | Wind
80081 | GWINDT21A | Wind
80137 | CSDR89 | DCTie
80137 | CSDR89 | DCTie
80138 | CSDR7 | DCTie
80139 | CSDR56 | DCTie
80139 | CSDR56 | DCTie
80140 | CSDR11 | DCTie
80180 | PNSCALT11A | Wind
80180 | PNSCALT11A | Wind
80181 | PNSCALT21A | Wind
80181 | PNSCALT21A | Wind
80223 | REYSHR G | Cogen
80224 | VISTRONG1 | Cogen
80225 | VISTRONG2 | Cogen
80226 | ALCOA G | Cogen
80227 | AIRCO G | Cogen
80263 | B_DAVIS31A | CC
80264 | B_DAVIS41A | CC
80265 | LARECU40A | GGT
80266 | LARECU50A | GGT
86104 | CID-138 | DCTie
86105 | CID-230 | DCTie
86106 | CUF-230 | DCTie
86107 | CUF-138 | DCTie
88198 | BEEVILLE | AVR
88253 | HAMILTON | BLT
88299 | ZAPATA | BLT
88508 | FALFURRI | AVR