## Set up
Step 1 | Go to the Zones worksheet in this workbook. Make sure that the source and sink zones are set correctly and the "1"s and "-1"s are correct |  | Summary of Key Data points | Value
File Description: Cumulative Concentrated Impact
Step 2 | Open Dennis' file that needs to have the data transferred, same file that is listed in cell K27 |  | Number of units | #REF!
|  |  | Dec PTDF cutoff point | #REF!
Step 3 | Copy columns J:X from an old Dennis' Sheet to the new sheet (if first round of a new alaysis) |  | Dec PTDF cutoff unit | #REF!
|  |  | Dec 10% unit | #VALUE!
Step 4 | Mark the contingencies and monitored element set by a "y" in column K of Dennis' sheet, if there are a match on the filename use something to make unique |  | Dec max cumltv zone impact - cumltv zone share | #REF!
|  |  | Dec max cumltv zone impact - cumltv zone share pt | #REF!
Step 5 | Enter Dennis' file name into cell K27 |  | Dec max cumltv zone impact - cumltv zone share unit | #REF!
|  |  | Zonal weighted AWGSF | 0
Step 6 | click the step one button |  | Zonal weighted AWGSF | 0
|  |  | Inc PTDF cutoff point | 0
Step 7 | Enter the line ratings in Dennis' workbook, the Input worksheet, in the cells |  | Inc PTDF cutoff unit | Name of Bus
| X6:X30, or to the end of the selected list. |  | Inc 10% unit | Name of Bus
|  |  | Inc max cumltv zone impact - cumltv zone share | 0
Step 8 | Check to see that the number of generators in Dennis' file matches the length |  | Inc max cumltv zone impact - cumltv zone share pt | 0
| of the formulas in columns L:V (Distributed Slack - Dec) have been copied through to the apporpriate number of rows |  | Inc max cumltv zone impact - cumltv zone share unit | 0
| If Dennis' sheet data is less than this file then clear any old unit data in columns A:K of this workbook to match the correct leng |  | West Zonal weighted AWGSF | 0.0099671
| It is only necessary to match the Distributed Slack - Dec worksheet. |  | North Zonal weighted AWGSF | -4.3494e-05
|  |  | Min of zone correlation | 0.003107
Step 9 | Click the step 2 button |  | Bounary gen in North Zone | 0
| The last file saved will still be open, yopu will need to close this file. |  | Bounary gen in soucre zone as % of line | 0%
| This sheet willno longer be open. |  | Bounary gen in West Zone | 0
|  |  | Bounary gen in soucre zone as % of line | 0
|  |  | OL element line rating | 27
|  |  | West Zonal weighted AWGSF | 0.009614
|  | WN_043009automation.xls | North Zonal weighted AWGSF | -0.00012867
Copy Dennis' data step 1
Copy Dennis' Data Step 2

## Distributed Slack - Dec
Number of Bus | Name of Bus | ID | Area Name of Gen | AGC | P Sensitivity of Bus | Gen MW | Min MW | Max MW | V Sensitivity of Bus | Set Volt | Tech Type | Zone Impact | Zone Correlation | Inc Max | Dec Max | Souce S.F. Weighting | Souce Capacity | Sink S.F. Weighting | Sink Capacity | PTDF Calc | PTDF Weighting | Cumulative Concentrated Capacity | Cumulative Concentrated Impact
6407 | TURKTRAK1A | 1 | West | YES | 0.034891 | 33.9 | 0 | 169.5 | 0 | 1.025 | Wind | 1 | 0.034891 | 0 | 169.5 | 5.914 | 169.5 |  |  | 0.034891 | 5.914 | 169.5 | 5.914
60057 | CALLAHAN1A | 1 | West | YES | 0.022754 | 22.8 | 0 | 114 | 0 | 1.04 | Wind | 1 | 0.022754 | 0 | 114 | 2.594 | 114 |  |  | 0.022754 | 2.594
1349 | WESTXWIN_1G | 1 | West | YES | 0.014061 | 1.3 | 0 | 6.6 |  | 1.014 | Wind | 1 | 0.014061 | 0 | 6.6 | 0.092803 | 6.6 |  |  | 0.014061 | 0.092803
1350 | NWPWRG1_1G | 1 | West | YES | 0.014061 | 6.9 | 1 | 34.3 |  | 1.014 | Wind | 1 | 0.014061 | 0 | 34.3 | 0.48229 | 34.3 |  |  | 0.014061 | 0.48229 |  |  | Weighted Shift Factors
60202 | FRNDDRCS | F | West | YES | 0.013274 | 0 | 0 | 0 | 0 | 0.9985 | AVR | 1 | 0.013274 | 0 | 0 | 0 | 0 |  |  | 0.013274 | 0 |  |  | West | 0.0099671
1343 | TRENTIPP_8 | 1 | West | YES | 0.012517 | 30 | 0 | 150 |  | 1.014 | Wind | 1 | 0.012517 | 0 | 150 | 1.8776 | 150 |  |  | 0.012517 | 1.8776 |  |  | North | -4.3494e-05
1354 | AEPWIND_8 | 1 | West | YES | 0.012517 | 20.2 | 0 | 101 |  | 1 | Wind | 1 | 0.012517 | 0 | 101 | 1.2642 | 101 |  |  | 0.012517 | 1.2642 |  |  |  | 0.010011
60018 | DSKY1 | 1 | West | YES | 0.011624 | 21 | 0 | 84 | 0 | 1.023 | Wind | 1 | 0.011624 | 0 | 84 | 0.97642 | 84 |  |  | 0.011624 | 0.97642
60017 | ORNNWP1 | 1 | West | YES | 0.011554 | 20 | 0 | 80 |  | 1.027 | Wind | 1 | 0.011554 | 0 | 80 | 0.92432 | 80 |  |  | 0.011554 | 0.92432 |  |  | Line Cap | 27
60000 | DSKY2 | 1 | West | YES | 0.011517 | 19.1 | 0 | 76.5 |  | 1.039 | Wind | 1 | 0.011517 | 0 | 76.5 | 0.88105 | 76.5 |  |  | 0.011517 | 0.88105 |  |  | Conc Gen | 169.5
6016 | SWMESA | 1 | West | YES | 0.011415 | 18.8 | 0 | 75 |  | 1.03 | Wind | 1 | 0.011415 | 0 | 75 | 0.85613 | 75 |  |  | 0.011415 | 0.85613 |  |  | Weighted Imp. | 5.914
60003 | KING_NE1A | 1 | West | YES | 0.011415 | 20 | 0 | 80 |  | 1.03 | Wind | 1 | 0.011415 | 0 | 80 | 0.9132 | 80 |  |  | 0.011415 | 0.9132 |  |  | PTDF | 0.034891
60005 | KING_SE1A | 1 | West | YES | 0.011415 | 10 | 0 | 40 |  | 1.035 | Wind | 1 | 0.011415 | 0 | 40 | 0.4566 | 40 |  |  | 0.011415 | 0.4566
38437 | TNSRBNMESA9 | 1 | West | YES | 0.011343 | 37.5 | 0 | 150 |  | 1.02 | Wind | 1 | 0.011343 | 0 | 150 | 1.7014 | 150 |  |  | 0.011343 | 1.7014 |  |  | Concentration | 3.4854
38332 | TNWDWRDU2_8 | 1 | West | YES | 0.011333 | 20 | 0 | 80 | 0 | 1.0232 | Wind | 1 | 0.011333 | 0 | 80 | 0.90664 | 80 |  |  | 0.011333 | 0.90664
60016 | WOODWRD11A | 1 | West | YES | 0.011329 | 20 | 0 | 80 |  | 1.033 | Wind | 1 | 0.011329 | 0 | 80 | 0.90632 | 80 |  |  | 0.011329 | 0.90632 |  |  |  | Fail
60201 | RIO DRCS | F | West | YES | 0.011319 | 0 | 0 | 0 | 0 | 1.025 | AVR | 1 | 0.011319 | 0 | 0 | 0 | 0 |  |  | 0.011319 | 0
60007 | KING_SW1A | 1 | West | YES | 0.011245 | 20 | 0 | 80 |  | 1.03 | Wind | 1 | 0.011245 | 0 | 80 | 0.8996 | 80 |  |  | 0.011245 | 0.8996
60019 | KING_NW1A | 1 | West | YES | 0.011245 | 20 | 0 | 80 |  | 1.03 | Wind | 1 | 0.011245 | 0 | 80 | 0.8996 | 80 |  |  | 0.011245 | 0.8996
1320 | BSP 1 | 1 | West | YES | 0.011229 | 25.5 | 2.9 | 25.8 | 0 | 1 | Cogen | 1 | 0.011229 | 0 | 0 | 0 | 0 |  |  | 0.011229 | 0
76091 | L_DIVIDE1_1N | W1 | West | YES | 0.010373 | 110 | 0 | 550 | 0 | 1.02 | Wind | 1 | 0.010373 | 0 | 550 | 5.7051 | 550 |  |  | 0.010373 | 5.7051
1327 | WILDHRSE_1G | 1 | West | YES | 0.01022 | 24 | 0 | 120 |  | 1 | Wind | 1 | 0.01022 | 0 | 120 | 1.2264 | 120 |  |  | 0.01022 | 1.2264
1360 | GUNSIGHT_8 | 1 | West | YES | 0.010219 | 24 | 0 | 120 | 0 | 1.01 | Wind | 1 | 0.010219 | 0 | 120 | 1.2263 | 120 |  |  | 0.010219 | 1.2263
76031 | L_GASCCR1_1N | W1 | West | YES | 0.01016 | 30 | 0 | 150 | 0 | 1.02 | Wind | 1 | 0.01016 | 0 | 150 | 1.524 | 150 |  |  | 0.01016 | 1.524
1326 | STANTONW_8 | 1 | West | YES | 0.009975 | 20.1 | 0 | 100.5 |  | 1.01 | Wind | 1 | 0.009975 | 0 | 100.5 | 1.0025 | 100.5 |  |  | 0.009975 | 1.0025
1170 | AIRLAMESA_1G | 1 | West | YES | 0.009863 | 0 | 0 | 180 |  | 1 | #N/A | 1 | 0.009863 | 180 | 180 | 1.7753 | 180 |  |  | 0.009863 | 1.7753
1328 | OCOTILLO_1G | 1 | West | YES | 0.009828 | 11.6 | 0 | 58 |  | 1.01 | Wind | 1 | 0.009828 | 0 | 58 | 0.57002 | 58 |  |  | 0.009828 | 0.57002
1302 | COYOTEWG_8 | 1 | West | YES | 0.009804 | 45 | 0 | 225 |  | 1.01 | #N/A | 1 | 0.009804 | 225 | 225 | 2.2059 | 225 |  |  | 0.009804 | 2.2059
6637 | SNYDERW1A | 1 | West | YES | 0.009796 | 12.6 | 0 | 63 | 0 | 1.025 | Wind | 1 | 0.009796 | 0 | 63 | 0.61715 | 63 |  |  | 0.009796 | 0.61715
1002 | PBCTAGE_1G | A | West | YES | 0.00979 | 64 | 64 | 66 | 0 | 1.036 | GGT | 1 | 0.00979 | 66 | 66 | 0.64614 | 66 |  |  | 0.00979 | 0.64614
1003 | PBCTBGE_2G | B | West | YES | 0.00979 | 65 | 65 | 66 | 0 | 1.036 | GGT | 1 | 0.00979 | 66 | 66 | 0.64614 | 66 |  |  | 0.00979 | 0.64614
1004 | PBCTCGE_3G | C | West | YES | 0.00979 | 62 | 62 | 67 | 0 | 1.036 | GGT | 1 | 0.00979 | 67 | 67 | 0.65593 | 67 |  |  | 0.00979 | 0.65593
1005 | PBCTDGE_4G | D | West | YES | 0.00979 | 65 | 65 | 68 | 0 | 1.036 | GGT | 1 | 0.00979 | 68 | 68 | 0.66572 | 68 |  |  | 0.00979 | 0.66572
1006 | PBCTEGE_5G | E | West | YES | 0.00979 | 65 | 65 | 67 | 0 | 1.036 | GGT | 1 | 0.00979 | 67 | 67 | 0.65593 | 67 |  |  | 0.00979 | 0.65593
1007 | PB5GEN_6G | 5 | West | YES | 0.00979 | 91.2 | 40 | 114 | 0 | 1.036 | GST | 1 | 0.00979 | 114 | 114 | 1.1161 | 114 |  |  | 0.00979 | 1.1161
1008 | PB6GEN_7G | 6 | West | YES | 0.00979 | 515 | 130 | 515 | 0 | 1.036 | GST | 1 | 0.00979 | 515 | 515 | 5.0419 | 515 |  |  | 0.00979 | 5.0419
1333 | MCDDONAL_8 | 1 | West | YES | 0.00979 | 42.8 | 0 | 214.2 |  | 1.01 | Wind | 1 | 0.00979 | 0 | 214.2 | 2.097 | 214.2 |  |  | 0.00979 | 2.097
7038 | L_DELAWA1_1Y | 1 | West | YES | 0.009786 | 3.5 | 0 | 35 | 0 | 1 | Wind | 1 | 0.009786 | 0 | 35 | 0.34251 | 35 |  |  | 0.009786 | 0.34251
7038 | L_DELAWA1_1Y | 2 | West | YES | 0.009786 | 3 | 0 | 30 | 0 | 1 | Wind | 1 | 0.009786 | 0 | 30 | 0.29358 | 30 |  |  | 0.009786 | 0.29358
1146 | NOTREES_1G | 1 | West | YES | 0.00978 | 29.8 | 0 | 149 | 0 | 1.017 | #N/A | 1 | 0.00978 | 149 | 149 | 1.4572 | 149 |  |  | 0.00978 | 1.4572
1301 | BULLCREK_8 | 1 | West | YES | 0.009762 | 36 | 0 | 180 | 0 | 1.017 | #N/A | 1 | 0.009762 | 180 | 180 | 1.7572 | 180 |  |  | 0.009762 | 1.7572
6144 | MCADOO1A | 1 | West | YES | 0.009744 | 15 | 0 | 150 | 0 | 1.025 | Wind | 1 | 0.009744 | 0 | 150 | 1.4616 | 150 |  |  | 0.009744 | 1.4616
36998 | RDCNYNG1 | 1 | West | YES | 0.009722 | 16.8 | 0 | 84 |  | 1.01 | Wind | 1 | 0.009722 | 0 | 84 | 0.81665 | 84 |  |  | 0.009722 | 0.81665
1068 | SCURRYCW_1G | 1 | West | YES | 0.009719 | 28.2 | 1.3 | 141 |  | 1.01 | Wind | 1 | 0.009719 | 0 | 141 | 1.3704 | 141 |  |  | 0.009719 | 1.3704
1073 | SCURRYCW_2G | 2 | West | YES | 0.009719 | 24 | 0 | 120 | 0 | 1.017 | Wind | 1 | 0.009719 | 0 | 120 | 1.1663 | 120 |  |  | 0.009719 | 1.1663
1061 | CIELOGEN_1G | 1 | West | YES | 0.009717 | 19.8 | 0 | 99 |  | 1 | Wind | 1 | 0.009717 | 0 | 99 | 0.96198 | 99 |  |  | 0.009717 | 0.96198
1062 | CIELOGEN_2G | 1 | West | YES | 0.009717 | 12.2 | 0 | 61 |  | 1 | Wind | 1 | 0.009717 | 0 | 61 | 0.59274 | 61 |  |  | 0.009717 | 0.59274
1069 | KINDERMG_1G | 1 | West | YES | 0.009717 | 25 | 5 | 25 | 0 | 1.017 | Cogen | 1 | 0.009717 | 0 | 0 | 0 | 0 |  |  | 0.009717 | 0
1070 | KINDERMG_2G | 1 | West | YES | 0.009717 | 45.7 | 12 | 45.7 | 0 | 1.017 | Cogen | 1 | 0.009717 | 0 | 0 | 0 | 0 |  |  | 0.009717 | 0
1071 | KINDERMG_3G | 1 | West | YES | 0.009717 | 45.7 | 12 | 45.7 | 0 | 1.017 | Cogen | 1 | 0.009717 | 0 | 0 | 0 | 0 |  |  | 0.009717 | 0
1037 | MORGAN5G_5G | 5 | West | YES | 0.009554 | 109.6 | 40 | 137 | 0 | 1.029 | GST | 1 | 0.009554 | 137 | 137 | 1.3089 | 137 |  |  | 0.009554 | 1.3089
1039 | MRGNAG_1G | A | West | YES | 0.009554 | 69 | 69 | 69 | 0 | 1.029 | GGT | 1 | 0.009554 | 69 | 69 | 0.65923 | 69 |  |  | 0.009554 | 0.65923
1040 | MRGNBG_2G | B | West | YES | 0.009554 | 70 | 70 | 71 | 0 | 1.029 | GGT | 1 | 0.009554 | 71 | 71 | 0.67833 | 71 |  |  | 0.009554 | 0.67833
1041 | MRGNCG_3G | C | West | YES | 0.009554 | 69 | 69 | 70 | 0 | 1.029 | GGT | 1 | 0.009554 | 70 | 70 | 0.66878 | 70 |  |  | 0.009554 | 0.66878
1042 | MRGNDG_4G | D | West | YES | 0.009554 | 68 | 68 | 68 | 0 | 1.029 | GGT | 1 | 0.009554 | 68 | 68 | 0.64967 | 68 |  |  | 0.009554 | 0.64967
1043 | MRGNEG_5G | E | West | YES | 0.009554 | 68 | 68 | 70 | 0 | 1.029 | GGT | 1 | 0.009554 | 70 | 70 | 0.66878 | 70 |  |  | 0.009554 | 0.66878
1044 | MRGNFG_6G | F | West | YES | 0.009554 | 66 | 66 | 66 | 0 | 1.029 | GGT | 1 | 0.009554 | 66 | 66 | 0.63056 | 66 |  |  | 0.009554 | 0.63056
11020 | TIEHVSG_1G | 1 | West | YES | 0.009497 | 208.2 | 63 | 208.2 | 0 | 1.012 | CC | 1 | 0.009497 | 208.2 | 208.2 | 1.9773 | 208.2 |  |  | 0.009497 | 1.9773
11021 | TIEHVCG_1G | 1 | West | YES | 0.009497 | 142.1 | 103 | 142.1 | 0 | 1.012 | CC | 1 | 0.009497 | 142.1 | 142.1 | 1.3495 | 142.1 |  |  | 0.009497 | 1.3495
11022 | TIEHVCG_2G | 1 | West | YES | 0.009497 | 132.4 | 103 | 132.4 | 0 | 1.012 | CC | 1 | 0.009497 | 132.4 | 132.4 | 1.2574 | 132.4 |  |  | 0.009497 | 1.2574
11023 | TIEHVCG_3G | 1 | West | YES | 0.009497 | 137.4 | 103 | 137.4 | 0 | 1.012 | CC | 1 | 0.009497 | 137.4 | 137.4 | 1.3049 | 137.4 |  |  | 0.009497 | 1.3049
11024 | TIEHVCG_4G | 1 | West | YES | 0.009497 | 147 | 103 | 147 | 0 | 1.012 | CC | 1 | 0.009497 | 147 | 147 | 1.3961 | 147 |  |  | 0.009497 | 1.3961
11025 | TIEHVSG_2G | 1 | West | YES | 0.009497 | 213.2 | 63 | 213.2 | 0 | 1.012 | CC | 1 | 0.009497 | 213.2 | 213.2 | 2.0248 | 213.2 |  |  | 0.009497 | 2.0248
11001 | NAV1CT | 1 | West | YES | 0.009493 | 70.4 | 18 | 70.4 | 0 | 1.029 | CC | 1 | 0.009493 | 70.4 | 70.4 | 0.66831 | 70.4 |  |  | 0.009493 | 0.66831
11009 | NAV2CT | 1 | West | YES | 0.009493 | 71.4 | 18 | 71.4 | 0 | 1.029 | CC | 1 | 0.009493 | 71.4 | 71.4 | 0.6778 | 71.4 |  |  | 0.009493 | 0.6778
11011 | NAV3ST | 1 | West | YES | 0.009493 | 92.8 | 40 | 92.8 | 0 | 1.029 | CC | 1 | 0.009493 | 92.8 | 92.8 | 0.88095 | 92.8 |  |  | 0.009493 | 0.88095
11012 | NAV4CT | 1 | West | YES | 0.009493 | 80 | 18 | 80 | 0 | 1.029 | CC | 1 | 0.009493 | 80 | 80 | 0.75944 | 80 |  |  | 0.009493 | 0.75944
11013 | NAV5CT | 1 | West | YES | 0.009493 | 80 | 18 | 80 | 0 | 1.029 | CC | 1 | 0.009493 | 80 | 80 | 0.75944 | 80 |  |  | 0.009493 | 0.75944
11014 | NAV6ST | 1 | West | YES | 0.009493 | 115 | 40 | 115 | 0 | 1.029 | CC | 1 | 0.009493 | 115 | 115 | 1.0917 | 115 |  |  | 0.009493 | 1.0917
60058 | BUFF_GAP1A | 1 | West | YES | 0.009442 | 24 | 0 | 120 |  | 1 | Wind | 1 | 0.009442 | 0 | 120 | 1.133 | 120 |  |  | 0.009442 | 1.133
60060 | CIRELLO | 1 | West | YES | 0.009442 | 46.6 | 0 | 233 | 0 | 1 | Wind | 1 | 0.009442 | 0 | 233 | 2.2 | 233 |  |  | 0.009442 | 2.2
60063 | BUFF_GAP1B | 1 | West | YES | 0.009442 | 34 | 0 | 170.2 | 0 | 1.02 | Wind | 1 | 0.009442 | 0 | 170.2 | 1.607 | 170.2 |  |  | 0.009442 | 1.607
60066 | H_HOLLOW1A | 1 | West | YES | 0.009442 | 44.4 | 0 | 222 | 0 | 1.005 | Wind | 1 | 0.009442 | 0 | 222 | 2.0961 | 222 |  |  | 0.009442 | 2.0961
60068 | HHOLLOW21A | 1 | West | YES | 0.009442 | 36.8 | 0 | 184 | 0 | 1.025 | Wind | 1 | 0.009442 | 0 | 184 | 1.7373 | 184 |  |  | 0.009442 | 1.7373
60070 | HHOLLOW31A | 1 | West | YES | 0.009442 | 44.8 | 0 | 224 | 0 | 1.025 | Wind | 1 | 0.009442 | 0 | 224 | 2.115 | 224 |  |  | 0.009442 | 2.115
60072 | HHOLLOW41A | 1 | West | YES | 0.009442 | 23 | 0 | 115 | 0 | 1.025 | Wind | 1 | 0.009442 | 0 | 115 | 1.0858 | 115 |  |  | 0.009442 | 1.0858
1045 | CALENG1G_1G | 1 | West | YES | 0.009234 | 73.4 | 27 | 73.4 | 0 | 1.014 | Cogen | 1 | 0.009234 | 0 | 0 | 0 | 0 |  |  | 0.009234 | 0
1046 | CALENG2G_2G | 2 | West | YES | 0.009234 | 73.4 | 27 | 73.4 | 0 | 1.014 | Cogen | 1 | 0.009234 | 0 | 0 | 0 | 0 |  |  | 0.009234 | 0
1047 | CALENG3G_3G | 3 | West | YES | 0.009234 | 70.4 | 27 | 70.4 | 0 | 1.014 | Cogen | 1 | 0.009234 | 0 | 0 | 0 | 0 |  |  | 0.009234 | 0
1058 | LONGSHORE_5 | 1 | West | YES | 0.009153 | 30 | 0 | 150 |  | 1.01 | Wind | 1 | 0.009153 | 0 | 150 | 1.3729 | 150 |  |  | 0.009153 | 1.3729
1058 | LONGSHORE_5 | 2 | West | YES | 0.009153 | 44 | 0 | 220 |  | 1.01 | Wind | 1 | 0.009153 | 0 | 220 | 2.0137 | 220 |  |  | 0.009153 | 2.0137
1058 | LONGSHORE_5 | 3 | West | YES | 0.009153 | 23.4 | 0 | 117 |  | 1.01 | Wind | 1 | 0.009153 | 0 | 117 | 1.0709 | 117 |  |  | 0.009153 | 1.0709
60081 | WHRLWIND1A | 1 | West | YES | 0.009041 | 12 | 0 | 60 | 0 | 1.03 | Wind | 1 | 0.009041 | 0 | 60 | 0.54246 | 60 |  |  | 0.009041 | 0.54246
71051 | L_BITTCR1_1N | W1 | West | YES | 0.008704 | 7.5 | 0 | 37.5 |  | 1.02 | Wind | 1 | 0.008704 | 0 | 37.5 | 0.3264 | 37.5 |  |  | 0.008704 | 0.3264
71054 | L_SWEETW1_1N | W1 | West | YES | 0.008704 | 21.5 | 0 | 107.5 |  | 1.02 | Wind | 1 | 0.008704 | 0 | 107.5 | 0.93568 | 107.5 |  |  | 0.008704 | 0.93568
71057 | L_SWEETW1_2N | W1 | West | YES | 0.008704 | 27 | 0 | 135 |  | 1.02 | Wind | 1 | 0.008704 | 0 | 135 | 1.175 | 135 |  |  | 0.008704 | 1.175
71059 | L_SWEETW1_3N | W1 | West | YES | 0.008704 | 23.8 | 0 | 119 | 0 | 1.02 | Wind | 1 | 0.008704 | 0 | 119 | 1.0358 | 119 |  |  | 0.008704 | 1.0358
71060 | L_SWEETW1_4N | W1 | West | YES | 0.008704 | 21 | 0 | 105 | 0 | 1.02 | Wind | 1 | 0.008704 | 0 | 105 | 0.91392 | 105 |  |  | 0.008704 | 0.91392
60052 | WILDHRS11A | 1 | West | YES | 0.008635 | 25.3 | 0 | 126.5 | 0 | 1.005 | #N/A | 1 | 0.008635 | 126.5 | 126.5 | 1.0923 | 126.5 |  |  | 0.008635 | 1.0923
60053 | WILDHRS21A | 1 | West | YES | 0.008635 | 7.8 | 0 | 39 | 0 | 1.025 | #N/A | 1 | 0.008635 | 39 | 39 | 0.33676 | 39 |  |  | 0.008635 | 0.33676
1049 | ROSCOEWI_5 | 1 | West | YES | 0.008359 | 41.8 | 0 | 209 |  | 1.01 | #N/A | 1 | 0.008359 | 209 | 209 | 1.747 | 209 |  |  | 0.008359 | 1.747
1057 | ROSCOEWI_5 | 2 | West | YES | 0.008359 | 25.3 | 0 | 126.5 |  | 1.01 | #N/A | 1 | 0.008359 | 126.5 | 126.5 | 1.0574 | 126.5 |  |  | 0.008359 | 1.0574
1060 | ROSCOEWI_5 | 3 | West | YES | 0.008359 | 39.4 | 0 | 197 | 0 | 1.01 | #N/A | 1 | 0.008359 | 197 | 197 | 1.6467 | 197 |  |  | 0.008359 | 1.6467
1072 | ROSCOEWI_5 | 4 | West | YES | 0.008359 | 63.6 | 0 | 318 | 0 | 1.01 | #N/A | 1 | 0.008359 | 318 | 318 | 2.6582 | 318 |  |  | 0.008359 | 2.6582
1416 | SWETWATR_1G | 1 | West | YES | 0.008126 | 30 | 18 | 30 | 0 | 1.026 | CC | 1 | 0.008126 | 30 | 30 | 0.24378 | 30 |  |  | 0.008126 | 0.24378
1417 | SWETWATR_2G | 2 | West | YES | 0.008126 | 72 | 36 | 72 | 0 | 1.026 | CC | 1 | 0.008126 | 72 | 72 | 0.58507 | 72 |  |  | 0.008126 | 0.58507
1418 | SWETWATR_3G | 3 | West | YES | 0.008126 | 68 | 36 | 68 | 0 | 1.026 | CC | 1 | 0.008126 | 68 | 68 | 0.55257 | 68 |  |  | 0.008126 | 0.55257
1419 | SWETWATR_4G | 4 | West | YES | 0.008126 | 61 | 36 | 61 | 0 | 1.026 | CC | 1 | 0.008126 | 61 | 61 | 0.49569 | 61 |  |  | 0.008126 | 0.49569
1437 | MESQUITW_1G | 1 | North | YES | 0.006673 | 40 | 0 | 400 | 0 | 1.023 | Wind | -1 | -0.006673 | 0 | 400 |  |  | 0 | 0 | 0.006673 | 0
1438 | MESQUITW_2G | 1 | North | YES | 0.006668 | 23.6 | 0 | 236 |  | 1.017 | Wind | -1 | -0.006668 | 0 | 236 |  |  | 0 | 0 | 0.006668 | 0
1442 | COKFIELD_5 | 1 | North | YES | 0.005945 | 16.5 | 0 | 165 |  | 1.029 | Wind | -1 | -0.005945 | 0 | 165 |  |  | 0 | 0 | 0.005945 | 0
6100 | OKLA7A | EQ | West | YES | 0.00553 | 50 | -220 | 220 | 0 | 1.035 | DCTie | 1 | 0.00553 | 0 | 0 | 0 | 0 |  |  | 0.00553 | 0
6752 | OKLA0A | 1 | West | YES | 0.00553 | 649.7 | 175 | 649.7 | 0 | 1.035 | LIGCO | 1 | 0.00553 | 0 | 649.7 | 3.5928 | 649.7 |  |  | 0.00553 | 3.5928
8032 | AMISTADHYD1 | 1 | South | YES | 0.005244 | 33 | 13 | 33 | 0 | 1.0375 | Hydro | -1 | -0.005244 | 0 | 0 |  |  |  |  | 0.005244 | 0
8033 | AMISTADHYD2 | 2 | South | YES | 0.005244 | 25 | 13 | 25 | 0 | 1.0375 | Hydro | -1 | -0.005244 | 0 | 0 |  |  |  |  | 0.005244 | 0
88253 | HAMILTON | F | South | YES | 0.005244 | 0 | 0 | 0 | 0 | 1.04 | BLT | -1 | -0.005244 | 0 | 0 |  |  |  |  | 0.005244 | 0
8262 | ELPS | 1 | South | YES | 0.003676 | 6 | 6 | 6 | 0 | 1.15 | Hydro | -1 | -0.003676 | 0 | 0 |  |  |  |  | 0.003676 | 0
1432 | GRHAMSES_2G | 2 | North | YES | 0.003655 | 294.9 | 90 | 366 | 0 | 1.014 | GST | -1 | -0.003655 | 366 | 366 |  |  | 1.3377 | 366 | 0.003655 | 1.3377
1479 | WFCOGEN_1G | 1 | North | YES | 0.003437 | 16 | 12 | 20 | 0 | 1 | Cogen | -1 | -0.003437 | 0 | 0 |  |  | 0 | 0 | 0.003437 | 0
1479 | WFCOGEN_1G | 2 | North | YES | 0.003437 | 16 | 12 | 20 | 0 | 1 | Cogen | -1 | -0.003437 | 0 | 0 |  |  | 0 | 0 | 0.003437 | 0
1482 | WFCOGEN_2G | 1 | North | YES | 0.003437 | 16 | 12 | 20 | 0 | 1 | Cogen | -1 | -0.003437 | 0 | 0 |  |  | 0 | 0 | 0.003437 | 0
1482 | WFCOGEN_2G | 2 | North | YES | 0.003437 | 13.6 | 12 | 17 | 0 | 1 | Cogen | -1 | -0.003437 | 0 | 0 |  |  | 0 | 0 | 0.003437 | 0
80010 | EPLVT1 | F | South | YES | 0.003311 | 0 | 0 | 0 |  | 1.0376 | #N/A | -1 | -0.003311 | 0 | 0 |  |  |  |  | 0.003311 | 0
1433 | GRHAMSES_1G | 1 | North | YES | 0.002807 | 242 | 60 | 242 | 0 | 1.038 | GST | -1 | -0.002807 | 242 | 242 |  |  | 0.67929 | 242 | 0.002807 | 0.67929
1453 | WCPWRCO_1G | 1 | North | YES | 0.001807 | 204 | 50 | 204 |  | 1.02 | CC | -1 | -0.001807 | 204 | 204 |  |  | 0.36863 | 204 | 0.001807 | 0.36863
1454 | WCPWRCO_2G | 2 | North | YES | 0.001807 | 204 | 50 | 204 |  | 1.02 | CC | -1 | -0.001807 | 204 | 204 |  |  | 0.36863 | 204 | 0.001807 | 0.36863
1455 | WCPWRCO_3G | 3 | North | YES | 0.001807 | 242 | 50 | 242 |  | 1.02 | CC | -1 | -0.001807 | 242 | 242 |  |  | 0.43729 | 242 | 0.001807 | 0.43729
344 | MRSSHPRD | 1 | North | YES | 0.001493 | 12 | 0 | 12 |  | 1.03 | Hydro | -1 | -0.001493 | 0 | 0 |  |  | 0 | 0 | 0.001493 | 0
345 | MRSSHPRD01 | 2 | North | YES | 0.001493 | 12 | 0 | 12 |  | 1.03 | Hydro | -1 | -0.001493 | 0 | 0 |  |  | 0 | 0 | 0.001493 | 0
1600 | BARTNWND_1G | 1 | North | YES | 0.001483 | 12 | 0 | 120 | 0 | 1.022 | Wind | -1 | -0.001483 | 0 | 120 |  |  | 0 | 0 | 0.001483 | 0
728 | WOLFRIDGE801 | 1 | North | YES | 0.000868 | 11.2 | 0 | 112.5 | 0 | 0.99 | Wind | -1 | -0.000868 | 0 | 112.5 |  |  | 0 | 0 | 0.000868 | 0
923 | SPENCER_G4 | 1 | North | YES | 0.00067 | 48 | 20 | 61 | 0 | 1.03 | GST | -1 | -0.00067 | 61 | 61 |  |  | 0.04087 | 61 | 0.00067 | 0.04087
924 | SPENCER_G5 | 1 | North | YES | 0.00067 | 52 | 20 | 66 | 0 | 1.03 | GST | -1 | -0.00067 | 66 | 66 |  |  | 0.04422 | 66 | 0.00067 | 0.04422
580 | JCKCNTY801 | 1 | North | YES | 0.000629 | 288 | 0 | 288 | 0 | 1.022 | CC | -1 | -0.000629 | 288 | 288 |  |  | 0.18115 | 288 | 0.000629 | 0.18115
581 | JCKCNTY802 | 2 | North | YES | 0.000629 | 147 | 0 | 147 | 0 | 1.022 | CC | -1 | -0.000629 | 147 | 147 |  |  | 0.092463 | 147 | 0.000629 | 0.092463
582 | JCKCNTY803 | 3 | North | YES | 0.000629 | 147 | 0 | 147 | 0 | 1.022 | CC | -1 | -0.000629 | 147 | 147 |  |  | 0.092463 | 147 | 0.000629 | 0.092463
1861 | EAGLEMNT_1G | MB | North | YES | 0.000489 | 0 | 30 | 112 |  | 1.022 | GST | -1 | -0.000489 | 0 | 0 |  |  | 0 | 0 | 0.000489 | 0
1862 | EAGLEMNT_2G | MB | North | YES | 0.000489 | 0 | 40 | 100 |  | 1.022 | GST | -1 | -0.000489 | 0 | 0 |  |  | 0 | 0 | 0.000489 | 0
1863 | EAGLEMNT_3G | MB | North | YES | 0.000489 | 0 | 50 | 378 |  | 1.022 | GST | -1 | -0.000489 | 0 | 0 |  |  | 0 | 0 | 0.000489 | 0
80012 | LAR | F | South | YES | 0.000287 | 0 | 0 | 0 | 0 | 1.04 | DCTie | -1 | -0.000287 | 0 | 0 |  |  |  |  | 0.000287 | 0
80265 | LARECU40A | 4 | South | YES | 0.000287 | 80 | 0 | 100 |  | 1.039 | GGT | -1 | -0.000287 | 100 | 100 |  |  |  |  | 0.000287 | 0.0287
80266 | LARECU50A | 5 | South | YES | 0.000287 | 80 | 0 | 100 |  | 1.039 | GGT | -1 | -0.000287 | 100 | 100 |  |  |  |  | 0.000287 | 0.0287
2371 | COLLIN_1G | MB | North | YES | 0.000253 | 0 | 40 | 138 |  | 1.022 | GST | -1 | -0.000253 | 0 | 0 |  |  | 0 | 0 | 0.000253 | 0
6948 | DENISNDM | 1 | North | YES | 0.000221 | 40 | 5 | 40 | 0 | 1.015 | Hydro | -1 | -0.000221 | 0 | 0 |  |  | 0 | 0 | 0.000221 | 0
6948 | DENISNDM | 2 | North | YES | 0.000221 | 31 | 5 | 40 | 0 | 1.015 | Hydro | -1 | -0.000221 | 0 | 0 |  |  | 0 | 0 | 0.000221 | 0
1687 | VALLEY_1G | 1 | North | YES | 0.0002 | 136 | 15 | 170 | 0 | 1.029 | GST | -1 | -0.0002 | 170 | 170 |  |  | 0.034 | 170 | 0.0002 | 0.034
1688 | VALLEY_2G | 2 | North | YES | 0.0002 | 527 | 90 | 527 | 0 | 1.029 | GSC | -1 | -0.0002 | 527 | 527 |  |  | 0.1054 | 527 | 0.0002 | 0.1054
5890 | PEARSALLGEN1 | 1 | South | YES | 0.000176 | 19.2 | 6 | 24 | 0 | 1.0161 | GST | -1 | -0.000176 | 24 | 24 |  |  |  |  | 0.000176 | 0.004224
5891 | PEARSALLGEN2 | 1 | South | YES | 0.000176 | 19.4 | 6 | 24.3 | 0 | 1.0161 | GST | -1 | -0.000176 | 24.3 | 24.3 |  |  |  |  | 0.000176 | 0.0042768
5892 | PEARSALLGEN3 | 1 | South | YES | 0.000176 | 19.1 | 6 | 23.9 | 0 | 1.0161 | GST | -1 | -0.000176 | 23.9 | 23.9 |  |  |  |  | 0.000176 | 0.0042064
1689 | VALLEY_3G | 3 | North | YES | 0.000171 | 0 | 25 | 375 |  | 1.003 | GST | -1 | -0.000171 | 375 | 375 |  |  | 0.064125 | 375 | 0.000171 | 0.064125
2381 | NTHLK1_G | 1 | North | YES | 0.000171 | 0 | 35 | 156 |  | 1.022 | GST | -1 | -0.000171 | 156 | 156 |  |  | 0.026676 | 156 | 0.000171 | 0.026676
2382 | NTHLK2_G | 2 | North | YES | 0.000171 | 0 | 35 | 181 |  | 1.022 | GST | -1 | -0.000171 | 181 | 181 |  |  | 0.030951 | 181 | 0.000171 | 0.030951
2383 | NTHLK3_G | 3 | North | YES | 0.000171 | 0 | 50 | 329 |  | 1.022 | GST | -1 | -0.000171 | 329 | 329 |  |  | 0.056259 | 329 | 0.000171 | 0.056259
11691 | KMICHICT1_G | 1 | North | YES | 0.000171 | 144 | 80 | 144 | 0 | 1.026 | CC | -1 | -0.000171 | 144 | 144 |  |  | 0.024624 | 144 | 0.000171 | 0.024624
11692 | KMICHICT2_G | 2 | North | YES | 0.000171 | 146 | 80 | 146 | 0 | 1.026 | CC | -1 | -0.000171 | 146 | 146 |  |  | 0.024966 | 146 | 0.000171 | 0.024966
11693 | KMICHIST3_G | 3 | North | YES | 0.000171 | 312 | 60 | 312 | 0 | 1.026 | CC | -1 | -0.000171 | 312 | 312 |  |  | 0.053352 | 312 | 0.000171 | 0.053352
11694 | KMICHICT4_G | 4 | North | YES | 0.000171 | 144 | 80 | 144 | 0 | 1.026 | CC | -1 | -0.000171 | 144 | 144 |  |  | 0.024624 | 144 | 0.000171 | 0.024624
11695 | KMICHICT5_G | 5 | North | YES | 0.000171 | 148 | 80 | 148 | 0 | 1.026 | CC | -1 | -0.000171 | 148 | 148 |  |  | 0.025308 | 148 | 0.000171 | 0.025308
11696 | KMICHIST6_G | 6 | North | YES | 0.000171 | 310 | 60 | 310 | 0 | 1.026 | CC | -1 | -0.000171 | 310 | 310 |  |  | 0.05301 | 310 | 0.000171 | 0.05301
1678 | LAMARPWR_1G | 1 | North | YES | 0.000163 | 160 | 67.7 | 160 | 0 | 1.038 | CC | -1 | -0.000163 | 160 | 160 |  |  | 0.02608 | 160 | 0.000163 | 0.02608
1679 | LAMARPWR_2G | 2 | North | YES | 0.000163 | 156 | 67.7 | 156 | 0 | 1.038 | CC | -1 | -0.000163 | 156 | 156 |  |  | 0.025428 | 156 | 0.000163 | 0.025428
1680 | LAMARPWR_3G | 3 | North | YES | 0.000163 | 196 | 129.1 | 196 | 0 | 1.038 | CC | -1 | -0.000163 | 196 | 196 |  |  | 0.031948 | 196 | 0.000163 | 0.031948
1681 | LAMARPWR_4G | 4 | North | YES | 0.000163 | 156 | 67.7 | 156 | 0 | 1.038 | CC | -1 | -0.000163 | 156 | 156 |  |  | 0.025428 | 156 | 0.000163 | 0.025428
1682 | LAMARPWR_5G | 5 | North | YES | 0.000163 | 157 | 67.7 | 157 | 0 | 1.038 | CC | -1 | -0.000163 | 157 | 157 |  |  | 0.025591 | 157 | 0.000163 | 0.025591
1683 | LAMARPWR_6G | 6 | North | YES | 0.000163 | 198 | 129.1 | 198 | 0 | 1.038 | CC | -1 | -0.000163 | 198 | 198 |  |  | 0.032274 | 198 | 0.000163 | 0.032274
1675 | PEC_1G | 1 | North | YES | 0.000161 | 76.7 | 35 | 76.7 | 0 | 1.022 | Cogen | -1 | -0.000161 | 0 | 0 |  |  | 0 | 0 | 0.000161 | 0
1676 | PEC_2G | 2 | North | YES | 0.000161 | 79.6 | 35 | 79.6 | 0 | 1.022 | Cogen | -1 | -0.000161 | 0 | 0 |  |  | 0 | 0 | 0.000161 | 0
1677 | PEC_3G | 3 | North | YES | 0.000161 | 88.4 | 35 | 88.4 | 0 | 1.022 | Cogen | -1 | -0.000161 | 0 | 0 |  |  | 0 | 0 | 0.000161 | 0
503 | NTHTEXAS01 | 1 | North | YES | 0.000155 | 0 | 5 | 18 |  | 1.015 | GST | -1 | -0.000155 | 18 | 18 |  |  | 0.00279 | 18 | 0.000155 | 0.00279
504 | NTHTEXAS02 | 2 | North | YES | 0.000155 | 14.4 | 5 | 18 |  | 1.015 | GST | -1 | -0.000155 | 18 | 18 |  |  | 0.00279 | 18 | 0.000155 | 0.00279
505 | NTHTEXAS03 | 3 | North | YES | 0.000155 | 30.4 | 15 | 38 |  | 1.015 | GST | -1 | -0.000155 | 38 | 38 |  |  | 0.00589 | 38 | 0.000155 | 0.00589
1701 | MOSES_1G | 1 | North | YES | 0.000147 | 558 | 175 | 558 | 0 | 1.023 | LIGCO | -1 | -0.000147 | 0 | 558 |  |  | 0 | 0 | 0.000147 | 0
1702 | MOSES_2G | 2 | North | YES | 0.000147 | 579 | 175 | 579 | 0 | 1.023 | LIGCO | -1 | -0.000147 | 0 | 579 |  |  | 0 | 0 | 0.000147 | 0
1703 | MOSES_3G | 3 | North | YES | 0.000147 | 808 | 463 | 808 | 0 | 1.023 | LIGCO | -1 | -0.000147 | 0 | 808 |  |  | 0 | 0 | 0.000147 | 0
1945 | HANDLEY_1G | MB | North | YES | 0.000147 | 0 | 25 | 36 |  | 0.986 | #N/A | -1 | -0.000147 | 36 | 36 |  |  | 0.005292 | 36 | 0.000147 | 0.005292
1946 | HANDLEY_2G | MB | North | YES | 0.000147 | 0 | 30 | 68 |  | 0.986 | #N/A | -1 | -0.000147 | 68 | 68 |  |  | 0.009996 | 68 | 0.000147 | 0.009996
5925 | DCEAST | EQ | North | YES | 0.000147 | 400.3 | -600 | 600 | 0 | 1.025 | DCTie | -1 | -0.000147 | 0 | 0 |  |  | 0 | 0 | 0.000147 | 0
842 | OLINGER_G1 | 1 | North | YES | 0.000113 | 55.4 | 20 | 79 | 0 | 1.03 | GST | -1 | -0.000113 | 79 | 79 |  |  | 0.008927 | 79 | 0.000113 | 0.008927
843 | OLINGER_G2 | 1 | North | YES | 0.000113 | 76.2 | 25 | 110 | 0 | 1.03 | GST | -1 | -0.000113 | 110 | 110 |  |  | 0.01243 | 110 | 0.000113 | 0.01243
844 | OLINGER_G3 | 1 | North | YES | 0.000113 | 103.9 | 45 | 150 | 0 | 1.03 | GST | -1 | -0.000113 | 150 | 150 |  |  | 0.01695 | 150 | 0.000113 | 0.01695
845 | OLINGER_G4 | 1 | North | YES | 0.000113 | 51.9 | 0 | 76 | 0 | 1.03 | GGT | -1 | -0.000113 | 76 | 76 |  |  | 0.008588 | 76 | 0.000113 | 0.008588
948 | STEAM1 | 1 | North | YES | 0.000106 | 0 | 12 | 20 |  | 1.02 | GST | -1 | -0.000106 | 20 | 20 |  |  | 0.00212 | 20 | 0.000106 | 0.00212
949 | STEAM2 | 1 | North | YES | 0.000106 | 26 | 8 | 26 | 0 | 0.99 | GST | -1 | -0.000106 | 26 | 26 |  |  | 0.002756 | 26 | 0.000106 | 0.002756
950 | STEAM3 | 1 | North | YES | 0.000106 | 41 | 13 | 42 | 0 | 1.02 | GST | -1 | -0.000106 | 42 | 42 |  |  | 0.004452 | 42 | 0.000106 | 0.004452
1947 | HANDLEY_3G | 3 | North | YES | 0.000106 | 316 | 100 | 395 | 0 | 1.022 | GST | -1 | -0.000106 | 395 | 395 |  |  | 0.04187 | 395 | 0.000106 | 0.04187
1949 | HANDLEY_5G | 5 | North | YES | 0.000106 | 348 | 150 | 435 | 0 | 1.022 | GST | -1 | -0.000106 | 435 | 435 |  |  | 0.04611 | 435 | 0.000106 | 0.04611
837 | NEWMAN_G5 | 1 | North | YES | 0.000104 | 0 | 15 | 40 |  | 1.01 | GST | -1 | -0.000104 | 40 | 40 |  |  | 0.00416 | 40 | 0.000104 | 0.00416
1948 | HANDLEY_4G | 4 | North | YES | 0.000103 | 348 | 150 | 435 | 0 | 1.022 | GST | -1 | -0.000103 | 435 | 435 |  |  | 0.044805 | 435 | 0.000103 | 0.044805
2451 | LKHB1_G | 1 | North | YES | 6.7e-05 | 0 | 80 | 391 |  | 1.022 | GST | -1 | -6.7e-05 | 391 | 391 |  |  | 0.026197 | 391 | 6.7e-05 | 0.026197
2452 | LKHB2_G | 2 | North | YES | 6.7e-05 | 516 | 80 | 516 | 0 | 1.022 | GST | -1 | -6.7e-05 | 516 | 516 |  |  | 0.034572 | 516 | 6.7e-05 | 0.034572
12411 | FPLEFR1A_G | 1 | North | YES | 6.4e-05 | 161 | 72 | 161 | 0 | 1 | CC | -1 | -6.4e-05 | 161 | 161 |  |  | 0.010304 | 161 | 6.4e-05 | 0.010304
12412 | FPLEFR1B_G | 2 | North | YES | 6.4e-05 | 164 | 72 | 164 | 0 | 1 | CC | -1 | -6.4e-05 | 164 | 164 |  |  | 0.010496 | 164 | 6.4e-05 | 0.010496
12413 | FPLEFR1C_G | 3 | North | YES | 6.4e-05 | 164 | 72 | 164 | 0 | 1 | CC | -1 | -6.4e-05 | 164 | 164 |  |  | 0.010496 | 164 | 6.4e-05 | 0.010496
12414 | FPLEFR1S_G | 4 | North | YES | 6.4e-05 | 414 | 191 | 414 | 0 | 1 | CC | -1 | -6.4e-05 | 414 | 414 |  |  | 0.026496 | 414 | 6.4e-05 | 0.026496
12421 | FPLEFR2A_G | 1 | North | YES | 6.4e-05 | 162 | 72 | 162 | 0 | 1 | CC | -1 | -6.4e-05 | 162 | 162 |  |  | 0.010368 | 162 | 6.4e-05 | 0.010368
12422 | FPLEFR2B_G | 2 | North | YES | 6.4e-05 | 161 | 72 | 161 | 0 | 1 | CC | -1 | -6.4e-05 | 161 | 161 |  |  | 0.010304 | 161 | 6.4e-05 | 0.010304
12423 | FPLEFR2C_G | 3 | North | YES | 6.4e-05 | 163 | 72 | 163 | 0 | 1 | CC | -1 | -6.4e-05 | 163 | 163 |  |  | 0.010432 | 163 | 6.4e-05 | 0.010432
12424 | FPLEFR2S_G | 4 | North | YES | 6.4e-05 | 415 | 191 | 415 | 0 | 1 | CC | -1 | -6.4e-05 | 415 | 415 |  |  | 0.02656 | 415 | 6.4e-05 | 0.02656
12440 | PARKD_1SVC8 | 1 | North | YES | 5.1e-05 | 0 | 0 | 0 | 0 | 1.007 | GST | -1 | -5.1e-05 | 0 | 0 |  |  | 0 | 0 | 5.1e-05 | 0
12449 | PARKD_2SVC8 | 1 | North | YES | 5.1e-05 | 0 | 0 | 0 | 0 | 1.007 | GST | -1 | -5.1e-05 | 0 | 0 |  |  | 0 | 0 | 5.1e-05 | 0
2413 | MTCK6_G | 6 | North | YES | 1.2e-05 | 0 | 30 | 118 |  | 1.022 | GST | -1 | -1.2e-05 | 118 | 118 |  |  | 0.001416 | 118 | 1.2e-05 | 0.001416
2414 | MTCK7_G | 7 | North | YES | 1.2e-05 | 0 | 30 | 115 |  | 1.022 | GST | -1 | -1.2e-05 | 115 | 115 |  |  | 0.00138 | 115 | 1.2e-05 | 0.00138
2417 | MTCK8_G | 8 | North | YES | 1.2e-05 | 444.8 | 60 | 556 | 0 | 1.022 | GSC | -1 | -1.2e-05 | 556 | 556 |  |  | 0.006672 | 556 | 1.2e-05 | 0.006672
2418 | MTCK2_G | 2 | North | YES | 8e-06 | 0 | 10 | 23 |  | 0.971 | #N/A | -1 | -8e-06 | 23 | 23 |  |  | 0.000184 | 23 | 8e-06 | 0.000184
2419 | MTCK3_G | MB | North | YES | 8e-06 | 0 | 10 | 63 |  | 0.971 | #N/A | -1 | -8e-06 | 63 | 63 |  |  | 0.000504 | 63 | 8e-06 | 0.000504
88299 | ZAPATA | F | South | YES | 2e-06 | 0 | 0 | 0 | 0 | 1.02 | BLT | -1 | -2e-06 | 0 | 0 |  |  |  |  | 2e-06 | 0
5934 | SI_RAY5 | 5 | South | YES | 0 | 0 | 10 | 15 |  | 1.035 | GST | -1 | 0 | 15 | 15 |  |  |  |  | 0 | 0
8139 | JOS #1 | MB | South | YES | 0 | 0 | 45 | 255 |  | 1.02 | GST | -1 | 0 | 0 | 0 |  |  |  |  | 0 | 0
8285 | LAR #1 | MB | South | YES | 0 | 0 | 9 | 32 |  | 1.0497 | GST | -1 | 0 | 0 | 0 |  |  |  |  | 0 | 0
8287 | LAR #2 | MB | South | YES | 0 | 0 | 9 | 32 |  | 1.04 | GST | -1 | 0 | 0 | 0 |  |  |  |  | 0 | 0
8288 | LAR #3 | MB | South | YES | 0 | 0 | 25 | 105 |  | 1.04 | GST | -1 | 0 | 0 | 0 |  |  |  |  | 0 | 0
8388 | BATES0A | MB | South | YES | 0 | 0 | 21 | 71 |  | 1.033 | GST | -1 | 0 | 0 | 0 |  |  |  |  | 0 | 0
8393 | BATES0B | MB | South | YES | 0 | 0 | 25 | 110 |  | 1.03 | GST | -1 | 0 | 0 | 0 |  |  |  |  | 0 | 0
8437 | NUECES_B0C | MB | South | YES | 0 | 0 | 7 | 30 |  | 1.03 | GST | -1 | 0 | 0 | 0 |  |  |  |  | 0 | 0
8438 | NUECES_B0B | MB | South | YES | 0 | 0 | 26 | 169 |  | 1.03 | GST | -1 | 0 | 0 | 0 |  |  |  |  | 0 | 0
8442 | NUECES_B0A | MB | South | YES | 0 | 0 | 81 | 367 |  | 1.03 | GST | -1 | 0 | 0 | 0 |  |  |  |  | 0 | 0
39190 | TNSLCGN1__8 | 1 | Houston | YES | 0 | 0 | 10 | 30 |  | 1.03 | Cogen | -1 | 0 | 0 | 0 |  |  |  |  | 0 | 0
3097 | MARTLAKE_1G | 1 | North | YES | -3.2e-05 | 790 | 500 | 790 | 0 | 1.017 | LIGCO | -1 | 3.2e-05 | 0 | 790 |  |  | 0 | 0 | -3.2e-05 | 0
3098 | MARTLAKE_2G | 2 | North | YES | -3.2e-05 | 795 | 461 | 795 | 0 | 1.017 | LIGCO | -1 | 3.2e-05 | 0 | 795 |  |  | 0 | 0 | -3.2e-05 | 0
3099 | MARTLAKE_3G | 3 | North | YES | -3.2e-05 | 804 | 500 | 804 | 0 | 1.017 | LIGCO | -1 | 3.2e-05 | 0 | 804 |  |  | 0 | 0 | -3.2e-05 | 0
13116 | TGATEWAY_1G | 1 | North | YES | -4.4e-05 | 151 | 30 | 151 | 0 | 1.0232 | CC | -1 | 4.4e-05 | 151 | 151 |  |  | -0.006644 | 151 | -4.4e-05 | -0.006644
13117 | TGATEWAY_2G | 2 | North | YES | -4.4e-05 | 130 | 30 | 130 | 0 | 1.0232 | CC | -1 | 4.4e-05 | 130 | 130 |  |  | -0.00572 | 130 | -4.4e-05 | -0.00572
13118 | TGATEWAY_3G | 3 | North | YES | -4.4e-05 | 148 | 30 | 148 | 0 | 1.0232 | CC | -1 | 4.4e-05 | 148 | 148 |  |  | -0.006512 | 148 | -4.4e-05 | -0.006512
13119 | TGATEWAY_4G | 4 | North | YES | -4.4e-05 | 399 | 65 | 399 | 0 | 1.0232 | CC | -1 | 4.4e-05 | 399 | 399 |  |  | -0.017556 | 399 | -4.4e-05 | -0.017556
3348 | CHAMPION_1G | MB | North | YES | -5.5e-05 | 0 | 42 | 42 |  | 1 | Cogen | -1 | 5.5e-05 | 0 | 0 |  |  | 0 | 0 | -5.5e-05 | 0
3113 | LUFKINWB_1G | 1 | North | YES | -5.6e-05 | 0 | 0 | 50 |  | 1.01 | #N/A | -1 | 5.6e-05 | 50 | 50 |  |  | -0.0028 | 50 | -5.6e-05 | -0.0028
3107 | STRYKER_1G | 1 | North | YES | -5.9e-05 | 145.6 | 45 | 182 | 0 | 1.029 | GST | -1 | 5.9e-05 | 182 | 182 |  |  | -0.010738 | 182 | -5.9e-05 | -0.010738
3108 | STRYKER_2G | 2 | North | YES | -5.9e-05 | 484 | 75 | 484 | 0 | 1.029 | GST | -1 | 5.9e-05 | 484 | 484 |  |  | -0.028556 | 484 | -5.9e-05 | -0.028556
1941 | MDLTHELP_1G | 1 | North | YES | -0.000138 | 216.4 | 74 | 216.4 | 0 | 1 | CC | -1 | 0.000138 | 216.4 | 216.4 |  |  | -0.029863 | 216.4 | -0.000138 | -0.029863
1942 | MDLTHELP_2G | 2 | North | YES | -0.000138 | 216.1 | 74 | 216.1 | 0 | 1 | CC | -1 | 0.000138 | 216.1 | 216.1 |  |  | -0.029822 | 216.1 | -0.000138 | -0.029822
13134 | CALFREST_4G | 4 | North | YES | -0.000152 | 151.5 | 40 | 151.5 | 0 | 1.031 | CC | -1 | 0.000152 | 151.5 | 151.5 |  |  | -0.023028 | 151.5 | -0.000152 | -0.023028
13135 | CALFREST_5G | 5 | North | YES | -0.000152 | 152.3 | 57 | 152.3 | 0 | 1.031 | CC | -1 | 0.000152 | 152.3 | 152.3 |  |  | -0.02315 | 152.3 | -0.000152 | -0.02315
13136 | CALFREST_6G | 6 | North | YES | -0.000152 | 177.5 | 40 | 177.5 | 0 | 1.031 | CC | -1 | 0.000152 | 177.5 | 177.5 |  |  | -0.02698 | 177.5 | -0.000152 | -0.02698
13131 | CALFREST_1G | 1 | North | YES | -0.000156 | 150.7 | 40 | 150.7 | 0 | 1.031 | CC | -1 | 0.000156 | 150.7 | 150.7 |  |  | -0.023509 | 150.7 | -0.000156 | -0.023509
13132 | CALFREST_2G | 2 | North | YES | -0.000156 | 151 | 57 | 151 | 0 | 1.031 | CC | -1 | 0.000156 | 151 | 151 |  |  | -0.023556 | 151 | -0.000156 | -0.023556
13133 | CALFREST_3G | 3 | North | YES | -0.000156 | 177.4 | 40 | 177.4 | 0 | 1.031 | CC | -1 | 0.000156 | 177.4 | 177.4 |  |  | -0.027674 | 177.4 | -0.000156 | -0.027674
3381 | BBRN_1G | 1 | North | YES | -0.000173 | 618 | 225 | 618 | 0 | 1.03 | LIGCO | -1 | 0.000173 | 0 | 618 |  |  | 0 | 0 | -0.000173 | 0
3382 | BBRN_2G | 2 | North | YES | -0.000173 | 589 | 225 | 589 | 0 | 1.03 | LIGCO | -1 | 0.000173 | 0 | 589 |  |  | 0 | 0 | -0.000173 | 0
3126 | TRINIDAD_6G | 1 | North | YES | -0.000178 | 179.2 | 46 | 224 | 0 | 1 | GST | -1 | 0.000178 | 224 | 224 |  |  | -0.039872 | 224 | -0.000178 | -0.039872
12322 | ENNSTRAC_1G | 1 | North | YES | -0.000179 | 196 | 130 | 196 | 0 | 1.036 | CC | -1 | 0.000179 | 196 | 196 |  |  | -0.035084 | 196 | -0.000179 | -0.035084
12323 | ENNSTRAC_2G | 2 | North | YES | -0.000179 | 116 | 100 | 116 | 0 | 1.036 | CC | -1 | 0.000179 | 116 | 116 |  |  | -0.020764 | 116 | -0.000179 | -0.020764
5728 | FALCONHYDRO2 | 2 | South | YES | -0.000194 | 12 | 0 | 12 | 0 | 1.0227 | Hydro | -1 | 0.000194 | 0 | 0 |  |  |  |  | -0.000194 | 0
5729 | FALCONHYDRO3 | 3 | South | YES | -0.000194 | 11 | 0 | 11 | 0 | 1.0227 | Hydro | -1 | 0.000194 | 0 | 0 |  |  |  |  | -0.000194 | 0
8048 | FALCONHYDRO1 | 1 | South | YES | -0.000194 | 12 | 0 | 12 | 0 | 1.0227 | Hydro | -1 | 0.000194 | 0 | 0 |  |  |  |  | -0.000194 | 0
1937 | MDLTHELP_5G | 5 | North | YES | -0.000215 | 224 | 74 | 224 | 0 | 1 | CC | -1 | 0.000215 | 224 | 224 |  |  | -0.04816 | 224 | -0.000215 | -0.04816
1938 | MDLTHELP_6G | 6 | North | YES | -0.000215 | 226 | 74 | 226 | 0 | 1 | CC | -1 | 0.000215 | 226 | 226 |  |  | -0.04859 | 226 | -0.000215 | -0.04859
1943 | MDLTHELP_3G | 3 | North | YES | -0.000215 | 212 | 74 | 212 | 0 | 1 | CC | -1 | 0.000215 | 212 | 212 |  |  | -0.04558 | 212 | -0.000215 | -0.04558
1944 | MDLTHELP_4G | 4 | North | YES | -0.000215 | 211 | 74 | 211 | 0 | 1 | CC | -1 | 0.000215 | 211 | 211 |  |  | -0.045365 | 211 | -0.000215 | -0.045365
48721 | LEG_1___1 | 1 | North | YES | -0.000242 | 827 | 357 | 827 | 0 | 1.0348 | LIGCO | -1 | 0.000242 | 0 | 827 |  |  | 0 | 0 | -0.000242 | 0
48722 | LEG_2___2 | 2 | North | YES | -0.000242 | 819 | 357 | 819 | 0 | 1.0348 | LIGCO | -1 | 0.000242 | 0 | 819 |  |  | 0 | 0 | -0.000242 | 0
39960 | TNTNPONE_18 | 1 | North | YES | -0.000276 | 152.3 | 30 | 152.3 |  | 1.04 | LIGCO | -1 | 0.000276 | 0 | 152.3 |  |  | 0 | 0 | -0.000276 | 0
39970 | TNTNPONE_28 | 1 | North | YES | -0.000276 | 153 | 30 | 153 |  | 1.04 | LIGCO | -1 | 0.000276 | 0 | 153 |  |  | 0 | 0 | -0.000276 | 0
88508 | FALFURRI | F | South | YES | -0.000308 | 0 | 0 | 0 | 0 | 1 | AVR | -1 | 0.000308 | 0 | 0 |  |  |  |  | -0.000308 | 0
1889 | DECRDOVA_1G | 1 | North | YES | -0.000318 | 779 | 255 | 779 | 0 | 1.02 | GSC | -1 | 0.000318 | 779 | 779 |  |  | -0.24772 | 779 | -0.000318 | -0.24772
990 | GIBN_CREK_G1 | 1 | North | YES | -0.00035 | 463 | 200 | 463 | 0 | 1.0275 | LIGCO | -1 | 0.00035 | 0 | 463 |  |  | 0 | 0 | -0.00035 | 0
48671 | FTR_GT1_5105 | 1 | North | YES | -0.000368 | 154.2 | 0 | 154.2 | 0 | 1.0319 | CC | -1 | 0.000368 | 154.2 | 154.2 |  |  | -0.056746 | 154.2 | -0.000368 | -0.056746
48672 | FTR_GT2_5110 | 2 | North | YES | -0.000368 | 159 | 0 | 159 | 0 | 1.0319 | CC | -1 | 0.000368 | 159 | 159 |  |  | -0.058512 | 159 | -0.000368 | -0.058512
48673 | FTR_GT3_5085 | 3 | North | YES | -0.000368 | 158 | 0 | 158 | 0 | 1.0319 | CC | -1 | 0.000368 | 158 | 158 |  |  | -0.058144 | 158 | -0.000368 | -0.058144
48674 | FTR_CN4_5095 | 4 | North | YES | -0.000368 | 380 | 0 | 380 | 0 | 1.0319 | CC | -1 | 0.000368 | 380 | 380 |  |  | -0.13984 | 380 | -0.000368 | -0.13984
32798 | BRYN_TAMUGEN | 1 | North | YES | -0.00039 | 32 | 0 | 32 |  | 1.02 | GST | -1 | 0.00039 | 32 | 32 |  |  | -0.01248 | 32 | -0.00039 | -0.01248
8933 | FGNTS001 | 1 | South | YES | -0.0004 | 146.5 | 0 | 146.5 | 0 | 1.03 | CC | -1 | 0.0004 | 146.5 | 146.5 |  |  |  |  | -0.0004 | -0.0586
8934 | FGNTS101 | 2 | South | YES | -0.0004 | 147.9 | 0 | 147.9 | 0 | 1.03 | CC | -1 | 0.0004 | 147.9 | 147.9 |  |  |  |  | -0.0004 | -0.05916
8935 | FGNTS201 | 3 | South | YES | -0.0004 | 173 | 0 | 173 | 0 | 1.03 | CC | -1 | 0.0004 | 173 | 173 |  |  |  |  | -0.0004 | -0.0692
32886 | BRYN_ATKINS3 | MB | North | YES | -0.000402 | 0 | 5 | 12 |  | 1 | GST | -1 | 0.000402 | 0 | 0 |  |  | 0 | 0 | -0.000402 | 0
32887 | BRYN_ATKINS6 | MB | North | YES | -0.000402 | 0 | 12 | 51 |  | 1.028 | GST | -1 | 0.000402 | 0 | 0 |  |  | 0 | 0 | -0.000402 | 0
32888 | BRYN_ATKINS7 | 1 | North | YES | -0.000402 | 13.6 | 4 | 17 |  | 1.028 | GGT | -1 | 0.000402 | 17 | 17 |  |  | -0.006834 | 17 | -0.000402 | -0.006834
32890 | BRYN_ATKINS4 | MB | North | YES | -0.000402 | 0 | 5 | 22 |  | 1.031 | GST | -1 | 0.000402 | 0 | 0 |  |  | 0 | 0 | -0.000402 | 0
32891 | BRYN_ATKINS5 | MB | North | YES | -0.000402 | 0 | 5 | 25 |  | 1.031 | GST | -1 | 0.000402 | 0 | 0 |  |  | 0 | 0 | -0.000402 | 0
32883 | BRYN_DNSBY3 | 1 | North | YES | -0.000406 | 0 | 2 | 48 |  | 1.015 | GST | -1 | 0.000406 | 48 | 48 |  |  | -0.019488 | 48 | -0.000406 | -0.019488
32884 | BRYN_DNSBY13 | 1 | North | YES | -0.000406 | 46 | 2 | 46 | 0 | 1.015 | GST | -1 | 0.000406 | 46 | 46 |  |  | -0.018676 | 46 | -0.000406 | -0.018676
32892 | BRYN_DNSBY14 | 1 | North | YES | -0.000406 | 84 | 25 | 105 | 0 | 1.035 | GST | -1 | 0.000406 | 105 | 105 |  |  | -0.04263 | 105 | -0.000406 | -0.04263
8936 | MVGN#1 | 1 | South | YES | -0.000433 | 216.6 | 0 | 216.6 | 0 | 1.0304 | CC | -1 | 0.000433 | 216.6 | 216.6 |  |  |  |  | -0.000433 | -0.093788
8937 | MVGN#2 | 2 | South | YES | -0.000433 | 216.7 | 0 | 216.7 | 0 | 1.0304 | CC | -1 | 0.000433 | 216.7 | 216.7 |  |  |  |  | -0.000433 | -0.093831
8938 | MVGN#3 | 3 | South | YES | -0.000433 | 250.9 | 0 | 250.9 | 0 | 1.0304 | CC | -1 | 0.000433 | 250.9 | 250.9 |  |  |  |  | -0.000433 | -0.10864
8981 | HECN1 | 1 | South | YES | -0.000434 | 144.8 | 0 | 144.8 | 0 | 1.0304 | CC | -1 | 0.000434 | 144.8 | 144.8 |  |  |  |  | -0.000434 | -0.062843
8982 | HECN2 | 2 | South | YES | -0.000434 | 144.1 | 0 | 144.1 | 0 | 1.0304 | CC | -1 | 0.000434 | 144.1 | 144.1 |  |  |  |  | -0.000434 | -0.062539
8983 | HECN3 | 3 | South | YES | -0.000434 | 171.9 | 0 | 171.9 | 0 | 1.0304 | CC | -1 | 0.000434 | 171.9 | 171.9 |  |  |  |  | -0.000434 | -0.074605
5932 | SI_RAY9 | 9 | South | YES | -0.000459 | 32 | 32 | 38 | 0 | 1.035 | CC | -1 | 0.000459 | 38 | 38 |  |  |  |  | -0.000459 | -0.017442
5933 | SI_RAY6 | 6 | South | YES | -0.000459 | 15.4 | 10 | 19.3 | 0 | 1.035 | GST | -1 | 0.000459 | 19.3 | 19.3 |  |  |  |  | -0.000459 | -0.0088587
5935 | SI_RAY10 | 10 | South | YES | -0.000459 | 47 | 10 | 47 | 0 | 1.03 | CC | -1 | 0.000459 | 47 | 47 |  |  |  |  | -0.000459 | -0.021573
80003 | MILHWYS | F | South | YES | -0.000459 | 0 | 0 | 0 | 0 | 1.0168 | AVR | -1 | 0.000459 | 0 | 0 |  |  |  |  | -0.000459 | 0
48591 | CHE_GT2_5030 | 2 | Houston | YES | -0.000465 | 173 | 50 | 173 | 0 | 1.029 | Cogen | -1 | 0.000465 | 0 | 0 |  |  |  |  | -0.000465 | 0
48811 | CVC_GT3_5045 | 3 | Houston | YES | -0.000465 | 156 | 91.8 | 156 | 0 | 1.029 | Cogen | -1 | 0.000465 | 0 | 0 |  |  |  |  | -0.000465 | 0
48812 | CVC_GT2_5020 | 2 | Houston | YES | -0.000465 | 158 | 91.8 | 158 | 0 | 1.029 | Cogen | -1 | 0.000465 | 0 | 0 |  |  |  |  | -0.000465 | 0
48813 | CVC_GT1_5035 | 1 | Houston | YES | -0.000465 | 160 | 91.8 | 160 | 0 | 1.029 | Cogen | -1 | 0.000465 | 0 | 0 |  |  |  |  | -0.000465 | 0
48814 | CVC_ST5_5040 | 1 | Houston | YES | -0.000465 | 162 | 91.8 | 162 | 0 | 1.029 | Cogen | -1 | 0.000465 | 0 | 0 |  |  |  |  | -0.000465 | 0
80080 | GWINDT11A | 1 | South | YES | -0.000473 | 40.6 | 0 | 94 | 0 | 1.025 | Wind | -1 | 0.000473 | 0 | 94 |  |  |  |  | -0.000473 | 0
80080 | GWINDT11A | 2 | South | YES | -0.000473 | 17.7 | 0 | 41 | 0 | 1.025 | Wind | -1 | 0.000473 | 0 | 41 |  |  |  |  | -0.000473 | 0
80080 | GWINDT11A | 3 | South | YES | -0.000473 | 16.4 | 0 | 38 | 0 | 1.025 | Wind | -1 | 0.000473 | 0 | 38 |  |  |  |  | -0.000473 | 0
80080 | GWINDT11A | 4 | South | YES | -0.000473 | 8.2 | 0 | 19 | 0 | 1.025 | Wind | -1 | 0.000473 | 0 | 19 |  |  |  |  | -0.000473 | 0
80081 | GWINDT21A | 1 | South | YES | -0.000473 | 40.6 | 0 | 94 | 0 | 1.025 | Wind | -1 | 0.000473 | 0 | 94 |  |  |  |  | -0.000473 | 0
80081 | GWINDT21A | 2 | South | YES | -0.000473 | 15.5 | 0 | 36 | 0 | 1.025 | Wind | -1 | 0.000473 | 0 | 36 |  |  |  |  | -0.000473 | 0
80081 | GWINDT21A | 3 | South | YES | -0.000473 | 18.6 | 0 | 43 | 0 | 1.025 | Wind | -1 | 0.000473 | 0 | 43 |  |  |  |  | -0.000473 | 0
80081 | GWINDT21A | 4 | South | YES | -0.000473 | 9.5 | 0 | 22 | 0 | 1.025 | Wind | -1 | 0.000473 | 0 | 22 |  |  |  |  | -0.000473 | 0
80180 | PNSCALT11A | 1 | South | YES | -0.000473 | 63 | 0 | 146 | 0 | 1.025 | Wind | -1 | 0.000473 | 0 | 146 |  |  |  |  | -0.000473 | 0
80180 | PNSCALT11A | 2 | South | YES | -0.000473 | 21.6 | 0 | 50 | 0 | 1.025 | Wind | -1 | 0.000473 | 0 | 50 |  |  |  |  | -0.000473 | 0
80181 | PNSCALT21A | 1 | South | YES | -0.000473 | 23.7 | 0 | 55 | 0 | 1.025 | Wind | -1 | 0.000473 | 0 | 55 |  |  |  |  | -0.000473 | 0
80181 | PNSCALT21A | 2 | South | YES | -0.000473 | 21.6 | 0 | 50 | 0 | 1.025 | Wind | -1 | 0.000473 | 0 | 50 |  |  |  |  | -0.000473 | 0
48885 | THW_5152 | A | Houston | YES | -0.000476 | 46.4 | 5 | 58 |  | 1.0319 | GGT | -1 | 0.000476 | 58 | 58 |  |  |  |  | -0.000476 | -0.027608
48885 | THW_5152 | B | Houston | YES | -0.000476 | 47.2 | 5 | 59 |  | 1.0319 | GGT | -1 | 0.000476 | 59 | 59 |  |  |  |  | -0.000476 | -0.028084
48886 | THW_5354 | C | Houston | YES | -0.000476 | 45.6 | 5 | 57 |  | 1.0319 | GGT | -1 | 0.000476 | 57 | 57 |  |  |  |  | -0.000476 | -0.027132
48886 | THW_5354 | D | Houston | YES | -0.000476 | 46.4 | 5 | 58 |  | 1.0319 | GGT | -1 | 0.000476 | 58 | 58 |  |  |  |  | -0.000476 | -0.027608
48887 | THW_5556 | E | Houston | YES | -0.000476 | 47.2 | 5 | 59 |  | 1.0319 | GGT | -1 | 0.000476 | 59 | 59 |  |  |  |  | -0.000476 | -0.028084
48887 | THW_5556 | F | Houston | YES | -0.000476 | 45.6 | 5 | 57 |  | 1.0319 | GGT | -1 | 0.000476 | 57 | 57 |  |  |  |  | -0.000476 | -0.027132
48595 | BTE_GT2_8075 | 1 | Houston | YES | -0.000477 | 162.8 | 130 | 162.8 | 0 | 1.0261 | CC | -1 | 0.000477 | 162.8 | 162.8 |  |  |  |  | -0.000477 | -0.077656
48596 | BTE_GT3_8045 | 2 | Houston | YES | -0.000477 | 161.4 | 130 | 161.4 | 0 | 1.0261 | CC | -1 | 0.000477 | 161.4 | 161.4 |  |  |  |  | -0.000477 | -0.076988
48597 | BTE_GT4_8055 | 3 | Houston | YES | -0.000477 | 158.9 | 130 | 158.9 | 0 | 1.0261 | CC | -1 | 0.000477 | 158.9 | 158.9 |  |  |  |  | -0.000477 | -0.075795
48598 | BTE_ST1_8070 | 4 | Houston | YES | -0.000477 | 269.2 | 60 | 269.2 | 0 | 1.0261 | CC | -1 | 0.000477 | 269.2 | 269.2 |  |  |  |  | -0.000477 | -0.12841
48690 | GBY_GN5_5 | 5 | Houston | YES | -0.000477 | 318.4 | 81 | 398 |  | 1.0362 | GSC | -1 | 0.000477 | 398 | 398 |  |  |  |  | -0.000477 | -0.18985
48583 | CBY_GT4_1 | 1 | Houston | YES | -0.000479 | 172 | 0 | 172 | 0 | 1.026 | GSC | -1 | 0.000479 | 172 | 172 |  |  |  |  | -0.000479 | -0.082388
48584 | CBY_GT4_2 | 2 | Houston | YES | -0.000479 | 172 | 0 | 172 | 0 | 1.026 | CC | -1 | 0.000479 | 172 | 172 |  |  |  |  | -0.000479 | -0.082388
48585 | CBY_ST4_1 | 3 | Houston | YES | -0.000479 | 172 | 0 | 172 | 0 | 1.026 | CC | -1 | 0.000479 | 172 | 172 |  |  |  |  | -0.000479 | -0.082388
48815 | CVC_GT4_8005 | 4 | Houston | YES | -0.000479 | 165 | 91.8 | 165 |  | 1.0362 | Cogen | -1 | 0.000479 | 0 | 0 |  |  |  |  | -0.000479 | 0
48581 | CBY_GN1_1 | 1 | Houston | YES | -0.00048 | 595.2 | 108 | 744 | 0 | 1.0435 | GSC | -1 | 0.00048 | 744 | 744 |  |  |  |  | -0.00048 | -0.35712
48651 | EP_1_2 | 1 | Houston | YES | -0.00048 | 4 | 0 | 5 | 0 | 1.0362 | Cogen | -1 | 0.00048 | 0 | 0 |  |  |  |  | -0.00048 | 0
48651 | EP_1_2 | 2 | Houston | YES | -0.00048 | 17.7 | 10 | 21 | 0 | 1.0362 | Cogen | -1 | 0.00048 | 0 | 0 |  |  |  |  | -0.00048 | 0
48791 | PSA_GT1_8160 | 1 | Houston | YES | -0.00048 | 52 | 20.8 | 65 | 0 | 1.0362 | Cogen | -1 | 0.00048 | 0 | 0 |  |  |  |  | -0.00048 | 0
48792 | PSA_GT2_8155 | 2 | Houston | YES | -0.00048 | 52.8 | 20.3 | 66 | 0 | 1.0362 | Cogen | -1 | 0.00048 | 0 | 0 |  |  |  |  | -0.00048 | 0
48793 | PSA_GT3_8150 | 3 | Houston | YES | -0.00048 | 56 | 20.3 | 70 | 0 | 1.0362 | Cogen | -1 | 0.00048 | 0 | 0 |  |  |  |  | -0.00048 | 0
48794 | PSA_GT4_8145 | 4 | Houston | YES | -0.00048 | 52.8 | 20.3 | 66 | 0 | 1.0362 | Cogen | -1 | 0.00048 | 0 | 0 |  |  |  |  | -0.00048 | 0
48795 | PSA_GT5_8140 | 5 | Houston | YES | -0.00048 | 51.2 | 20.3 | 64 | 0 | 1.0362 | Cogen | -1 | 0.00048 | 0 | 0 |  |  |  |  | -0.00048 | 0
48796 | PSA_GN1_8165 | 1 | Houston | YES | -0.00048 | 83.2 | 43.1 | 104 | 0 | 1.0362 | Cogen | -1 | 0.00048 | 0 | 0 |  |  |  |  | -0.00048 | 0
48797 | PSA_GT6_8135 | 6 | Houston | YES | -0.00048 | 47.2 | 34.5 | 59 | 0 | 1.0362 | Cogen | -1 | 0.00048 | 0 | 0 |  |  |  |  | -0.00048 | 0
49803 | EXN_15GT | 1 | Houston | YES | -0.000481 | 33 | 8.3 | 34 |  | 1.0326 | Cogen | -1 | 0.000481 | 0 | 0 |  |  |  |  | -0.000481 | 0
49804 | EXN_16GT | 2 | Houston | YES | -0.000481 | 32 | 8.3 | 34.7 |  | 1.0326 | Cogen | -1 | 0.000481 | 0 | 0 |  |  |  |  | -0.000481 | 0
49805 | EXN_17GT | 3 | Houston | YES | -0.000481 | 31 | 8.3 | 32.7 |  | 1.0326 | Cogen | -1 | 0.000481 | 0 | 0 |  |  |  |  | -0.000481 | 0
49826 | EXN938GT | 5 | Houston | YES | -0.000481 | 43 | 9.2 | 45.9 | 0 | 1.0326 | Cogen | -1 | 0.000481 | 0 | 0 |  |  |  |  | -0.000481 | 0
49828 | EXN941GT | 10 | Houston | YES | -0.000481 | 17.7 | 5.4 | 17.7 | 0 | 1.0326 | Cogen | -1 | 0.000481 | 0 | 0 |  |  |  |  | -0.000481 | 0
49829 | EXN942GT | 11 | Houston | YES | -0.000481 | 20 | 5.4 | 20.4 | 0 | 1.0326 | Cogen | -1 | 0.000481 | 0 | 0 |  |  |  |  | -0.000481 | 0
49830 | EXN943GT | 12 | Houston | YES | -0.000481 | 19 | 5.4 | 19.9 | 0 | 1.0326 | Cogen | -1 | 0.000481 | 0 | 0 |  |  |  |  | -0.000481 | 0
49831 | EXN944GT | 13 | Houston | YES | -0.000481 | 33 | 5.4 | 35 | 0 | 1.0326 | Cogen | -1 | 0.000481 | 0 | 0 |  |  |  |  | -0.000481 | 0
49832 | EXN945GT | 9 | Houston | YES | -0.000481 | 18.5 | 9.2 | 18.5 | 0 | 1.0326 | Cogen | -1 | 0.000481 | 0 | 0 |  |  |  |  | -0.000481 | 0
49837 | EXN_GT | 4 | Houston | YES | -0.000481 | 81 | 21.3 | 85.4 | 0 | 1.0326 | Cogen | -1 | 0.000481 | 0 | 0 |  |  |  |  | -0.000481 | 0
49838 | EXN_14GT | 14 | Houston | YES | -0.000481 | 140 | 0 | 148 |  | 1.0326 | Cogen | -1 | 0.000481 | 0 | 0 |  |  |  |  | -0.000481 | 0
88198 | BEEVILLE | F | South | YES | -0.000481 | 0 | 0 | 0 | 0 | 1.02 | AVR | -1 | 0.000481 | 0 | 0 |  |  |  |  | -0.000481 | 0
8517 | CELANEBI0A | 1 | South | YES | -0.000482 | 29 | 0 | 29 | 0 | 1.02 | Cogen | -1 | 0.000482 | 0 | 0 |  |  |  |  | -0.000482 | 0
48582 | CBY_GN2_2 | 2 | Houston | YES | -0.000482 | 596.8 | 110 | 746 | 0 | 1.0435 | GSC | -1 | 0.000482 | 746 | 746 |  |  |  |  | -0.000482 | -0.35957
48883 | THW_GT1_GT_1 | B2 | Houston | YES | -0.000482 | 0 | 0 | 12 |  | 1.043 | GGT | -1 | 0.000482 | 12 | 12 |  |  |  |  | -0.000482 | -0.005784
48873 | THW_ST3_ST_3 | 3 | Houston | YES | -0.000484 | 107 | 19 | 107 | 0 | 1.0435 | CC | -1 | 0.000484 | 107 | 107 |  |  |  |  | -0.000484 | -0.051788
48874 | THW_ST4_ST_4 | 4 | Houston | YES | -0.000484 | 108 | 19 | 108 | 0 | 1.0435 | CC | -1 | 0.000484 | 108 | 108 |  |  |  |  | -0.000484 | -0.052272
48875 | THW_3132 | A | Houston | YES | -0.000484 | 55 | 5 | 55 | 0 | 1.0435 | CC | -1 | 0.000484 | 55 | 55 |  |  |  |  | -0.000484 | -0.02662
48875 | THW_3132 | B | Houston | YES | -0.000484 | 53 | 5 | 53 | 0 | 1.0435 | CC | -1 | 0.000484 | 53 | 53 |  |  |  |  | -0.000484 | -0.025652
48877 | THW_3334 | C | Houston | YES | -0.000484 | 55 | 5 | 55 | 0 | 1.0435 | CC | -1 | 0.000484 | 55 | 55 |  |  |  |  | -0.000484 | -0.02662
48877 | THW_3334 | D | Houston | YES | -0.000484 | 57 | 5 | 57 | 0 | 1.0435 | CC | -1 | 0.000484 | 57 | 57 |  |  |  |  | -0.000484 | -0.027588
48879 | THW_4142 | E | Houston | YES | -0.000484 | 56 | 5 | 56 | 0 | 1.0435 | CC | -1 | 0.000484 | 56 | 56 |  |  |  |  | -0.000484 | -0.027104
48879 | THW_4142 | F | Houston | YES | -0.000484 | 55 | 5 | 55 | 0 | 1.0435 | CC | -1 | 0.000484 | 55 | 55 |  |  |  |  | -0.000484 | -0.02662
48881 | THW_4344 | G | Houston | YES | -0.000484 | 58 | 5 | 58 | 0 | 1.0435 | CC | -1 | 0.000484 | 58 | 58 |  |  |  |  | -0.000484 | -0.028072
48881 | THW_4344 | H | Houston | YES | -0.000484 | 58 | 5 | 58 | 0 | 1.0435 | CC | -1 | 0.000484 | 58 | 58 |  |  |  |  | -0.000484 | -0.028072
48511 | LPE_GT1_8070 | 1 | Houston | YES | -0.000485 | 42 | 0 | 42 | 0 | 1.0362 | GGT | -1 | 0.000485 | 42 | 42 |  |  |  |  | -0.000485 | -0.02037
48512 | LPE_GT2_8075 | 2 | Houston | YES | -0.000485 | 42 | 0 | 42 | 0 | 1.0362 | GGT | -1 | 0.000485 | 42 | 42 |  |  |  |  | -0.000485 | -0.02037
48513 | LPE_GT3_8080 | 3 | Houston | YES | -0.000485 | 39 | 0 | 39 | 0 | 1.0362 | GGT | -1 | 0.000485 | 39 | 39 |  |  |  |  | -0.000485 | -0.018915
48514 | LPE_GT4_8085 | 4 | Houston | YES | -0.000485 | 39 | 0 | 39 | 0 | 1.0362 | GGT | -1 | 0.000485 | 39 | 39 |  |  |  |  | -0.000485 | -0.018915
48593 | CHE_GT1_8015 | 1 | Houston | YES | -0.000485 | 173 | 50 | 173 | 0 | 1.0362 | Cogen | -1 | 0.000485 | 0 | 0 |  |  |  |  | -0.000485 | 0
48594 | CHE_GN4_8025 | 4 | Houston | YES | -0.000485 | 142 | 60 | 142 | 0 | 1.0362 | Cogen | -1 | 0.000485 | 0 | 0 |  |  |  |  | -0.000485 | 0
48500 | APD_GT1_8005 | 1 | Houston | YES | -0.000486 | 137.6 | 54.6 | 137.6 |  | 1.0362 | Cogen | -1 | 0.000486 | 0 | 0 |  |  |  |  | -0.000486 | 0
48820 | SHELLG1_3015 | 1 | Houston | YES | -0.000487 | 71 | 34.5 | 71 |  | 1.029 | Cogen | -1 | 0.000487 | 0 | 0 |  |  |  |  | -0.000487 | 0
48821 | SHELLG2 | 2 | Houston | YES | -0.000487 | 72 | 34.5 | 72 |  | 1.029 | Cogen | -1 | 0.000487 | 0 | 0 |  |  |  |  | -0.000487 | 0
48822 | SHELLG3_3020 | 1 | Houston | YES | -0.000487 | 39 | 0 | 39 |  | 1.029 | Cogen | -1 | 0.000487 | 0 | 0 |  |  |  |  | -0.000487 | 0
48822 | SHELLG3_3020 | 2 | Houston | YES | -0.000487 | 30 | 0 | 30 |  | 1.029 | Cogen | -1 | 0.000487 | 0 | 0 |  |  |  |  | -0.000487 | 0
48551 | CAL_GT1_8045 | 1 | Houston | YES | -0.000488 | 149 | 0 | 149 | 0 | 1.0326 | Cogen | -1 | 0.000488 | 0 | 0 |  |  |  |  | -0.000488 | 0
48552 | CAL_ST1_8000 | 2 | Houston | YES | -0.000488 | 65.1 | 0 | 65.1 | 0 | 1.0326 | Cogen | -1 | 0.000488 | 0 | 0 |  |  |  |  | -0.000488 | 0
48611 | DIB_GT1_8080 | 1 | Houston | YES | -0.000488 | 64 | 0 | 64 | 0 | 1.0326 | Cogen | -1 | 0.000488 | 0 | 0 |  |  |  |  | -0.000488 | 0
48612 | DIB_GT2_8075 | 2 | Houston | YES | -0.000488 | 63.2 | 0 | 63.2 | 0 | 1.0326 | Cogen | -1 | 0.000488 | 0 | 0 |  |  |  |  | -0.000488 | 0
48613 | DIB_ST1_8085 | 3 | Houston | YES | -0.000488 | 67.9 | 30 | 82.6 | 0 | 1.0326 | Cogen | -1 | 0.000488 | 0 | 0 |  |  |  |  | -0.000488 | 0
48614 | DIB_GT3_8090 | 4 | Houston | YES | -0.000488 | 73.6 | 15 | 73.6 | 0 | 1.0326 | Cogen | -1 | 0.000488 | 0 | 0 |  |  |  |  | -0.000488 | 0
48740 | PSG_GN2_8050 | 1 | Houston | YES | -0.000488 | 182 | 60 | 182 | 0 | 1.0326 | Cogen | -1 | 0.000488 | 0 | 0 |  |  |  |  | -0.000488 | 0
48741 | PSG_GT2_8040 | 1 | Houston | YES | -0.000488 | 158.6 | 50 | 158.6 | 0 | 1.0326 | Cogen | -1 | 0.000488 | 0 | 0 |  |  |  |  | -0.000488 | 0
48742 | PSG_GT3_8060 | 1 | Houston | YES | -0.000488 | 157 | 50 | 157 | 0 | 1.0326 | Cogen | -1 | 0.000488 | 0 | 0 |  |  |  |  | -0.000488 | 0
48845 | SOL_GT1 | 1 | Houston | YES | -0.000488 | 16.2 | 15.4 | 16.2 |  | 1.0326 | Solar | -1 | 0.000488 | 16.2 | 16.2 |  |  |  |  | -0.000488 | -0.0079056
48851 | SRB_GN1_1 | 1 | Houston | YES | -0.000488 | 132 | 26 | 165 | 0 | 1.0217 | GST | -1 | 0.000488 | 165 | 165 |  |  |  |  | -0.000488 | -0.08052
48852 | SRB_GN2_2 | 2 | Houston | YES | -0.000488 | 140.8 | 26 | 176 | 0 | 1.0217 | GST | -1 | 0.000488 | 176 | 176 |  |  |  |  | -0.000488 | -0.085888
48853 | SRB_GN3_3 | 3 | Houston | YES | -0.000488 | 170.4 | 35 | 213 |  | 1.0326 | GST | -1 | 0.000488 | 213 | 213 |  |  |  |  | -0.000488 | -0.10394
48854 | SRB_GN4_4 | 4 | Houston | YES | -0.000488 | 182.4 | 35 | 228 | 0 | 1.0326 | GST | -1 | 0.000488 | 228 | 228 |  |  |  |  | -0.000488 | -0.11126
48855 | SRB_GT211035 | B1 | Houston | YES | -0.000488 | 0 | 0 | 18 |  | 1.014 | GGT | -1 | 0.000488 | 18 | 18 |  |  |  |  | -0.000488 | -0.008784
48855 | SRB_GT211035 | B2 | Houston | YES | -0.000488 | 0 | 0 | 12 |  | 1.014 | GGT | -1 | 0.000488 | 12 | 12 |  |  |  |  | -0.000488 | -0.005856
48641 | DPEC_GT15040 | 1 | Houston | YES | -0.000489 | 163.2 | 98 | 163.2 | 0 | 1.0319 | CC | -1 | 0.000489 | 163.2 | 163.2 |  |  |  |  | -0.000489 | -0.079805
48642 | DPEC_GT25025 | 2 | Houston | YES | -0.000489 | 157.1 | 98 | 157.1 | 0 | 1.0319 | CC | -1 | 0.000489 | 157.1 | 157.1 |  |  |  |  | -0.000489 | -0.076822
48643 | DPEC_GT35010 | 3 | Houston | YES | -0.000489 | 157.5 | 98 | 157.5 | 0 | 1.0319 | CC | -1 | 0.000489 | 157.5 | 157.5 |  |  |  |  | -0.000489 | -0.077018
48644 | DPEC_GT45070 | 4 | Houston | YES | -0.000489 | 157 | 98 | 157 | 0 | 1.0319 | CC | -1 | 0.000489 | 157 | 157 |  |  |  |  | -0.000489 | -0.076773
48645 | DPEC_ST55065 | 5 | Houston | YES | -0.000489 | 282 | 0 | 282 | 0 | 1.0319 | CC | -1 | 0.000489 | 282 | 282 |  |  |  |  | -0.000489 | -0.1379
48761 | PR_GT1__9040 | 1 | Houston | YES | -0.000489 | 26 | 0 | 35 |  | 1 | Cogen | -1 | 0.000489 | 0 | 0 |  |  |  |  | -0.000489 | 0
48841 | SJS_GT1_GT1 | 1 | Houston | YES | -0.00049 | 62.4 | 49 | 78 | 0 | 1.0362 | Cogen | -1 | 0.00049 | 0 | 0 |  |  |  |  | -0.00049 | 0
48842 | SJS_GT2_GT2 | 2 | Houston | YES | -0.00049 | 64.8 | 49 | 81 | 0 | 1.0362 | Cogen | -1 | 0.00049 | 0 | 0 |  |  |  |  | -0.00049 | 0
48691 | GBY_73741085 | A | Houston | YES | -0.000491 | 37.6 | 20 | 47 | 0 | 1.0362 | GGT | -1 | 0.000491 | 47 | 47 |  |  |  |  | -0.000491 | -0.023077
48691 | GBY_73741085 | B | Houston | YES | -0.000491 | 37.6 | 20 | 47 | 0 | 1.0362 | GGT | -1 | 0.000491 | 47 | 47 |  |  |  |  | -0.000491 | -0.023077
48692 | GBY_81821075 | C | Houston | YES | -0.000491 | 37.6 | 20 | 47 | 0 | 1.0362 | GGT | -1 | 0.000491 | 47 | 47 |  |  |  |  | -0.000491 | -0.023077
48692 | GBY_81821075 | D | Houston | YES | -0.000491 | 44 | 20 | 55 | 0 | 1.0362 | GGT | -1 | 0.000491 | 55 | 55 |  |  |  |  | -0.000491 | -0.027005
48693 | GBY_83841065 | E | Houston | YES | -0.000491 | 45.6 | 20 | 57 | 0 | 1.0362 | GGT | -1 | 0.000491 | 57 | 57 |  |  |  |  | -0.000491 | -0.027987
48693 | GBY_83841065 | F | Houston | YES | -0.000491 | 43.2 | 20 | 54 | 0 | 1.0362 | GGT | -1 | 0.000491 | 54 | 54 |  |  |  |  | -0.000491 | -0.026514
8461 | KOCH_UP0A | 1 | South | YES | -0.000492 | 38 | 0 | 38 | 0 | 1.012 | Cogen | -1 | 0.000492 | 0 | 0 |  |  |  |  | -0.000492 | 0
48531 | BYU_GT1_8075 | 1 | Houston | YES | -0.000492 | 65 | 0 | 65 |  | 1.0362 | Cogen | -1 | 0.000492 | 0 | 0 |  |  |  |  | -0.000492 | 0
48532 | BYU_GT2_8055 | 2 | Houston | YES | -0.000492 | 62 | 0 | 62 |  | 1.0362 | Cogen | -1 | 0.000492 | 0 | 0 |  |  |  |  | -0.000492 | 0
48533 | BYU_GT3_8060 | 3 | Houston | YES | -0.000492 | 67 | 0 | 67 |  | 1.0362 | Cogen | -1 | 0.000492 | 0 | 0 |  |  |  |  | -0.000492 | 0
48534 | BYU_GT4_8065 | 4 | Houston | YES | -0.000492 | 65 | 0 | 65 |  | 1.0362 | Cogen | -1 | 0.000492 | 0 | 0 |  |  |  |  | -0.000492 | 0
8506 | VAL #1 | 1 | South | YES | -0.000494 | 20.9 | 0 | 25 | 0 | 1.0055 | Cogen | -1 | 0.000494 | 0 | 0 |  |  |  |  | -0.000494 | 0
8507 | VAL #2 | 2 | South | YES | -0.000494 | 20.9 | 0 | 25 | 0 | 1.0055 | Cogen | -1 | 0.000494 | 0 | 0 |  |  |  |  | -0.000494 | 0
8511 | OXY_CC0A | 1 | South | YES | -0.000494 | 30.3 | 0 | 38 |  | 1.027 | Cogen | -1 | 0.000494 | 0 | 0 |  |  |  |  | -0.000494 | 0
48561 | CTL_GT2_8130 | 1 | Houston | YES | -0.000494 | 73.5 | 30.3 | 91.9 |  | 1.0362 | Cogen | -1 | 0.000494 | 0 | 0 |  |  |  |  | -0.000494 | 0
48562 | CTL_GT3_8135 | 2 | Houston | YES | -0.000494 | 70.1 | 30.3 | 87.6 |  | 1.0362 | Cogen | -1 | 0.000494 | 0 | 0 |  |  |  |  | -0.000494 | 0
48563 | CTL_GT4_8140 | 3 | Houston | YES | -0.000494 | 69.6 | 30.3 | 87 |  | 1.0362 | Cogen | -1 | 0.000494 | 0 | 0 |  |  |  |  | -0.000494 | 0
48564 | CTL_GN1_8145 | 4 | Houston | YES | -0.000494 | 43.6 | 12.9 | 54.5 |  | 1.0362 | Cogen | -1 | 0.000494 | 0 | 0 |  |  |  |  | -0.000494 | 0
48565 | CTL_GN2_8155 | 5 | Houston | YES | -0.000494 | 9.8 | 3.4 | 12.2 |  | 1.0362 | Cogen | -1 | 0.000494 | 0 | 0 |  |  |  |  | -0.000494 | 0
8459 | B_DAVIS0B | MB | South | YES | -0.000495 | 0 | 50 | 339 |  | 1.03 | GSC | -1 | 0.000495 | 0 | 0 |  |  |  |  | -0.000495 | 0
8460 | B_DAVIS0A | MB | South | YES | -0.000495 | 0 | 50 | 340 |  | 1.03 | GSC | -1 | 0.000495 | 0 | 0 |  |  |  |  | -0.000495 | 0
8456 | COSW#1 | 1 | South | YES | -0.000497 | 20 | 0 | 20 | 0 | 1.027 | Cogen | -1 | 0.000497 | 0 | 0 |  |  |  |  | -0.000497 | 0
8457 | COSW#2 | 2 | South | YES | -0.000497 | 14 | 0 | 14 | 0 | 1.027 | Cogen | -1 | 0.000497 | 0 | 0 |  |  |  |  | -0.000497 | 0
8560 | CNOPGT1 | 1 | South | YES | -0.000497 | 148.3 | 0 | 148.3 | 0 | 1.03 | Cogen | -1 | 0.000497 | 0 | 0 |  |  |  |  | -0.000497 | 0
8561 | CNOPGT2 | 2 | South | YES | -0.000497 | 148.6 | 0 | 148.6 | 0 | 1.03 | Cogen | -1 | 0.000497 | 0 | 0 |  |  |  |  | -0.000497 | 0
8562 | CNOPST1 | 3 | South | YES | -0.000497 | 153 | 0 | 153 | 0 | 1.03 | Cogen | -1 | 0.000497 | 0 | 0 |  |  |  |  | -0.000497 | 0
48772 | PHR_GN2_2 | MB | Houston | YES | -0.000497 | 0 | 72 | 459 |  | 1.0362 | GSC | -1 | 0.000497 | 0 | 0 |  |  |  |  | -0.000497 | 0
38580 | TNBP_CGN1_8 | 1 | Houston | YES | -0.000502 | 70.8 | 0 | 70.8 | 0 | 1.005 | Cogen | -1 | 0.000502 | 0 | 0 |  |  |  |  | -0.000502 | 0
38590 | TNBP_CGN2_8 | 2 | Houston | YES | -0.000502 | 66.7 | 0 | 66.7 | 0 | 1.005 | Cogen | -1 | 0.000502 | 0 | 0 |  |  |  |  | -0.000502 | 0
38600 | TNBP_CGN3_8 | 5 | Houston | YES | -0.000502 | 53 | 0 | 53 | 0 | 1.005 | Cogen | -1 | 0.000502 | 0 | 0 |  |  |  |  | -0.000502 | 0
38611 | TNBPAMCG1_8 | 1 | Houston | YES | -0.000502 | 153.2 | 0 | 153.2 | 0 | 1.005 | Cogen | -1 | 0.000502 | 0 | 0 |  |  |  |  | -0.000502 | 0
38612 | TNBPAMCG2_8 | 2 | Houston | YES | -0.000502 | 153.5 | 0 | 153.5 | 0 | 1.005 | Cogen | -1 | 0.000502 | 0 | 0 |  |  |  |  | -0.000502 | 0
38613 | TNBPAMCG3_8 | 3 | Houston | YES | -0.000502 | 152.3 | 0 | 152.3 | 0 | 1.005 | Cogen | -1 | 0.000502 | 0 | 0 |  |  |  |  | -0.000502 | 0
38614 | TNBPAMCG4_8 | 4 | Houston | YES | -0.000502 | 96 | 0 | 96 |  | 1.005 | Cogen | -1 | 0.000502 | 0 | 0 |  |  |  |  | -0.000502 | 0
38615 | TNBPAMCG5_8 | 1 | Houston | YES | -0.000502 | 244 | 0 | 244 | 0 | 1.005 | Cogen | -1 | 0.000502 | 0 | 0 |  |  |  |  | -0.000502 | 0
38690 | TNBP_CGN4_8 | 3 | Houston | YES | -0.000502 | 40 | 0 | 40 |  | 1.005 | Cogen | -1 | 0.000502 | 0 | 0 |  |  |  |  | -0.000502 | 0
38711 | TNTXCTY1CG8 | 1 | Houston | YES | -0.000502 | 100.3 | 59 | 100.3 | 0 | 1 | Cogen | -1 | 0.000502 | 0 | 0 |  |  |  |  | -0.000502 | 0
38712 | TNTXCTY2CG8 | 1 | Houston | YES | -0.000502 | 92.9 | 59 | 92.9 | 0 | 1 | Cogen | -1 | 0.000502 | 0 | 0 |  |  |  |  | -0.000502 | 0
38713 | TNTXCTY3CG8 | 1 | Houston | YES | -0.000502 | 102.7 | 59 | 102.7 | 0 | 1 | Cogen | -1 | 0.000502 | 0 | 0 |  |  |  |  | -0.000502 | 0
38714 | TNTXCTY4CG8 | 1 | Houston | YES | -0.000502 | 103 | 59 | 103 | 0 | 1 | Cogen | -1 | 0.000502 | 0 | 0 |  |  |  |  | -0.000502 | 0
39470 | TNDOWCGNSG8 | 1 | Houston | YES | -0.000502 | 32 | 10 | 32 | 0 | 0.985 | Cogen | -1 | 0.000502 | 0 | 0 |  |  |  |  | -0.000502 | 0
39480 | TNDOWCGNGG8 | 1 | Houston | YES | -0.000502 | 30 | 10 | 30 | 0 | 0.985 | Cogen | -1 | 0.000502 | 0 | 0 |  |  |  |  | -0.000502 | 0
8926 | LGE_GT10A | 1 | South | YES | -0.000506 | 158 | 0 | 158 | 0 | 1.03 | Cogen | -1 | 0.000506 | 0 | 0 |  |  |  |  | -0.000506 | 0
8927 | LGE_GT20A | 2 | South | YES | -0.000506 | 153 | 0 | 153 | 0 | 1.03 | Cogen | -1 | 0.000506 | 0 | 0 |  |  |  |  | -0.000506 | 0
8928 | LGE_STG0A | 3 | South | YES | -0.000506 | 100 | 0 | 100 | 0 | 1.03 | Cogen | -1 | 0.000506 | 0 | 0 |  |  |  |  | -0.000506 | 0
8930 | ICPGN10A | 1 | South | YES | -0.000506 | 149 | 0 | 149 | 0 | 1.03 | Cogen | -1 | 0.000506 | 0 | 0 |  |  |  |  | -0.000506 | 0
8931 | ICPGN20A | 2 | South | YES | -0.000506 | 150 | 0 | 150 | 0 | 1.03 | Cogen | -1 | 0.000506 | 0 | 0 |  |  |  |  | -0.000506 | 0
8932 | ICPGN30A | 3 | South | YES | -0.000506 | 127 | 0 | 127 | 0 | 1.03 | Cogen | -1 | 0.000506 | 0 | 0 |  |  |  |  | -0.000506 | 0
80223 | REYSHR G | 1 | South | YES | -0.000506 | 12 | 0 | 12 | 0 | 1.032 | Cogen | -1 | 0.000506 | 0 | 0 |  |  |  |  | -0.000506 | 0
48510 | AK_GT1__8040 | 1 | Houston | YES | -0.000514 | 33.4 | 8.1 | 34 |  | 1.029 | Cogen | -1 | 0.000514 | 0 | 0 |  |  |  |  | -0.000514 | 0
48730 | MNS_GT | 1 | Houston | YES | -0.000517 | 43 | 0 | 46.1 |  | 1.029 | Cogen | -1 | 0.000517 | 0 | 0 |  |  |  |  | -0.000517 | 0
48921 | WAP_GN1_1 | 1 | Houston | YES | -0.000517 | 132.8 | 37 | 166 | 0 | 1.0362 | GST | -1 | 0.000517 | 166 | 166 |  |  |  |  | -0.000517 | -0.085822
48922 | WAP_GN2_2 | 2 | Houston | YES | -0.000517 | 132.8 | 37 | 166 | 0 | 1.0362 | GST | -1 | 0.000517 | 166 | 166 |  |  |  |  | -0.000517 | -0.085822
48923 | WAP_GN3_3 | 3 | Houston | YES | -0.000517 | 198.4 | 93 | 248 | 0 | 1.0362 | GST | -1 | 0.000517 | 248 | 248 |  |  |  |  | -0.000517 | -0.12822
48924 | WAP_GN4_4 | 4 | Houston | YES | -0.000517 | 546 | 217 | 546 | 0 | 1.0362 | GSC | -1 | 0.000517 | 546 | 546 |  |  |  |  | -0.000517 | -0.28228
48925 | WAP_GN5_5 | 5 | Houston | YES | -0.000517 | 589 | 278 | 654 | 0 | 0.985 | LIGCO | -1 | 0.000517 | 0 | 654 |  |  |  |  | -0.000517 | 0
48929 | WAPGT21_GT1 | B1 | Houston | YES | -0.000517 | 0 | 0 | 13 |  | 1.05 | GGT | -1 | 0.000517 | 13 | 13 |  |  |  |  | -0.000517 | -0.006721
48521 | BVE_GT1_GT1 | 1 | Houston | YES | -0.000518 | 167.7 | 0 | 167.7 |  | 1.035 | CC | -1 | 0.000518 | 167.7 | 167.7 |  |  |  |  | -0.000518 | -0.086869
48522 | BVE_GT2_5035 | 2 | Houston | YES | -0.000518 | 166.4 | 0 | 166.4 |  | 1.035 | CC | -1 | 0.000518 | 166.4 | 166.4 |  |  |  |  | -0.000518 | -0.086195
48523 | BVE_ST1_GN1 | 3 | Houston | YES | -0.000518 | 252.4 | 0 | 252.4 |  | 1.035 | CC | -1 | 0.000518 | 252.4 | 252.4 |  |  |  |  | -0.000518 | -0.13074
48926 | WAP_GN6_6 | 6 | Houston | YES | -0.000519 | 651 | 280 | 651 |  | 1.035 | LIGCO | -1 | 0.000519 | 0 | 651 |  |  |  |  | -0.000519 | 0
48927 | WAP_GN7_7 | 7 | Houston | YES | -0.000519 | 564 | 277 | 564 |  | 1.035 | LIGCO | -1 | 0.000519 | 0 | 564 |  |  |  |  | -0.000519 | 0
48928 | WAP_GN8_8 | 8 | Houston | YES | -0.000519 | 603 | 275 | 603 |  | 1.035 | LIGCO | -1 | 0.000519 | 0 | 603 |  |  |  |  | -0.000519 | 0
39760 | TNSCLP1___8 | 1 | Houston | YES | -0.000534 | 93.4 | 20 | 116.8 | 0 | 1.04 | Cogen | -1 | 0.000534 | 0 | 0 |  |  |  |  | -0.000534 | 0
39770 | TNSCLP2___8 | 1 | Houston | YES | -0.000534 | 91.6 | 20 | 114.5 | 0 | 1.04 | Cogen | -1 | 0.000534 | 0 | 0 |  |  |  |  | -0.000534 | 0
39775 | TNSCLP4___8 | 1 | Houston | YES | -0.000534 | 95.2 | 20 | 119 | 0 | 1.04 | Cogen | -1 | 0.000534 | 0 | 0 |  |  |  |  | -0.000534 | 0
39790 | TNSCLP3___8 | 1 | Houston | YES | -0.000534 | 87.6 | 20 | 109.5 | 0 | 1.027 | Cogen | -1 | 0.000534 | 0 | 0 |  |  |  |  | -0.000534 | 0
48520 | BSF_GT1_8070 | 1 | Houston | YES | -0.000539 | 72 | 0 | 72 | 0 | 1.0326 | Cogen | -1 | 0.000539 | 0 | 0 |  |  |  |  | -0.000539 | 0
48520 | BSF_GT1_8070 | 2 | Houston | YES | -0.000539 | 10 | 0 | 10 | 0 | 1.0326 | Cogen | -1 | 0.000539 | 0 | 0 |  |  |  |  | -0.000539 | 0
5503 | RAYBURNGEN3 | 1 | South | YES | -0.000542 | 17.6 | 6 | 22 | 0 | 1.0223 | GST | -1 | 0.000542 | 22 | 22 |  |  |  |  | -0.000542 | -0.011924
5505 | RAYBURNGEN1 | 1 | South | YES | -0.000542 | 0 | 1 | 11 |  | 1.0223 | GGT | -1 | 0.000542 | 11 | 11 |  |  |  |  | -0.000542 | -0.005962
5506 | RAYBURNGEN2 | 1 | South | YES | -0.000542 | 0 | 1 | 11 |  | 1.0223 | GGT | -1 | 0.000542 | 11 | 11 |  |  |  |  | -0.000542 | -0.005962
49851 | DOW17000 | 37 | Houston | YES | -0.000544 | 39 | 0 | 62 | 0 | 1 | Cogen | -1 | 0.000544 | 0 | 0 |  |  |  |  | -0.000544 | 0
49858 | DOW38100 | 31 | Houston | YES | -0.000544 | 45 | 0 | 71.4 |  | 1 | Cogen | -1 | 0.000544 | 0 | 0 |  |  |  |  | -0.000544 | 0
49859 | DOW38200 | 33 | Houston | YES | -0.000544 | 28 | 0 | 45 | 0 | 1 | Cogen | -1 | 0.000544 | 0 | 0 |  |  |  |  | -0.000544 | 0
49860 | DOW38300 | 32 | Houston | YES | -0.000544 | 63 | 0 | 101 |  | 1 | Cogen | -1 | 0.000544 | 0 | 0 |  |  |  |  | -0.000544 | 0
49862 | DOW39100 | 36 | Houston | YES | -0.000544 | 54 | 0 | 86 | 0 | 1 | Cogen | -1 | 0.000544 | 0 | 0 |  |  |  |  | -0.000544 | 0
49863 | DOW39200 | 35 | Houston | YES | -0.000544 | 55 | 0 | 88 | 0 | 1 | Cogen | -1 | 0.000544 | 0 | 0 |  |  |  |  | -0.000544 | 0
49865 | DOW41000 | 41 | Houston | YES | -0.000544 | 31 | 0 | 50 |  | 1 | Cogen | -1 | 0.000544 | 0 | 0 |  |  |  |  | -0.000544 | 0
49866 | DOW42000 | 42 | Houston | YES | -0.000544 | 11 | 0 | 18 |  | 1 | Cogen | -1 | 0.000544 | 0 | 0 |  |  |  |  | -0.000544 | 0
49869 | DOW49000 | 45 | Houston | YES | -0.000544 | 59 | 0 | 94 |  | 1 | Cogen | -1 | 0.000544 | 0 | 0 |  |  |  |  | -0.000544 | 0
49870 | DOW61000 | 61 | Houston | YES | -0.000544 | 44 | 0 | 70 | 0 | 1 | Cogen | -1 | 0.000544 | 0 | 0 |  |  |  |  | -0.000544 | 0
49871 | DOW62000 | 62 | Houston | YES | -0.000544 | 40 | 0 | 63 | 0 | 1 | Cogen | -1 | 0.000544 | 0 | 0 |  |  |  |  | -0.000544 | 0
49872 | DOW63000 | 63 | Houston | YES | -0.000544 | 45 | 0 | 72 | 0 | 1 | Cogen | -1 | 0.000544 | 0 | 0 |  |  |  |  | -0.000544 | 0
49873 | DOW64000 | 64 | Houston | YES | -0.000544 | 41 | 0 | 64.8 | 0 | 1 | Cogen | -1 | 0.000544 | 0 | 0 |  |  |  |  | -0.000544 | 0
49876 | DOW65000 | 65 | Houston | YES | -0.000544 | 63 | 0 | 101 | 0 | 1 | Cogen | -1 | 0.000544 | 0 | 0 |  |  |  |  | -0.000544 | 0
49877 | DOW66000 | 66 | Houston | YES | -0.000544 | 61 | 0 | 97 | 0 | 1 | Cogen | -1 | 0.000544 | 0 | 0 |  |  |  |  | -0.000544 | 0
49878 | DOW67000 | 67 | Houston | YES | -0.000544 | 65 | 0 | 103 | 0 | 1 | Cogen | -1 | 0.000544 | 0 | 0 |  |  |  |  | -0.000544 | 0
49882 | DOW81000 | 81 | Houston | YES | -0.000544 | 47 | 0 | 76 | 0 | 1 | Cogen | -1 | 0.000544 | 0 | 0 |  |  |  |  | -0.000544 | 0
49884 | DOW82000 | 82 | Houston | YES | -0.000544 | 51 | 0 | 80 | 0 | 1 | Cogen | -1 | 0.000544 | 0 | 0 |  |  |  |  | -0.000544 | 0
49885 | DOW83000 | 83 | Houston | YES | -0.000544 | 51 | 0 | 80 | 0 | 1 | Cogen | -1 | 0.000544 | 0 | 0 |  |  |  |  | -0.000544 | 0
49886 | DOW84000 | 84 | Houston | YES | -0.000544 | 107 | 0 | 171 | 0 | 0.98 | Cogen | -1 | 0.000544 | 0 | 0 |  |  |  |  | -0.000544 | 0
5903 | SANMIGUELGEN | 1 | South | YES | -0.000553 | 396.3 | 180 | 396.3 | 0 | 1.0331 | LIGCO | -1 | 0.000553 | 0 | 396.3 |  |  |  |  | -0.000553 | 0
8161 | COLETO0A | 1 | South | YES | -0.000555 | 633 | 200 | 633 | 0 | 1.03 | LIGCO | -1 | 0.000555 | 0 | 633 |  |  |  |  | -0.000555 | 0
80227 | AIRCO G | 1 | South | YES | -0.000561 | 7.2 | 0 | 8 | 0 | 1.0104 | Cogen | -1 | 0.000561 | 0 | 0 |  |  |  |  | -0.000561 | 0
5508 | RAYBURNCC9 | 1 | South | YES | -0.000563 | 47.7 | 18.2 | 47.7 | 0 | 1.0296 | CC | -1 | 0.000563 | 47.7 | 47.7 |  |  |  |  | -0.000563 | -0.026855
5509 | RAYBURNCC10 | 1 | South | YES | -0.000563 | 37.3 | 5.2 | 37.3 | 0 | 1.0296 | CC | -1 | 0.000563 | 37.3 | 37.3 |  |  |  |  | -0.000563 | -0.021
5511 | RAYBURNCC7 | 1 | South | YES | -0.000563 | 47.5 | 18.2 | 47.5 | 0 | 1.0296 | CC | -1 | 0.000563 | 47.5 | 47.5 |  |  |  |  | -0.000563 | -0.026742
5512 | RAYBURNCC8 | 1 | South | YES | -0.000563 | 49.3 | 18.2 | 49.3 | 0 | 1.0296 | CC | -1 | 0.000563 | 49.3 | 49.3 |  |  |  |  | -0.000563 | -0.027756
8147 | UCAR #2 | 10 | South | YES | -0.000564 | 18.2 | 0 | 28 |  | 1 | Cogen | -1 | 0.000564 | 0 | 0 |  |  |  |  | -0.000564 | 0
8148 | UCAR #1 | 2 | South | YES | -0.000564 | 6.1 | 0 | 7 | 0 | 1.009 | Cogen | -1 | 0.000564 | 0 | 0 |  |  |  |  | -0.000564 | 0
80137 | CSDR89 | 8 | South | YES | -0.000564 | 33.9 | 0 | 39 |  | 1.003 | DCTie | -1 | 0.000564 | 0 | 0 |  |  |  |  | -0.000564 | 0
80137 | CSDR89 | 9 | South | YES | -0.000564 | 0 | 0 | 15 |  | 1.003 | DCTie | -1 | 0.000564 | 0 | 0 |  |  |  |  | -0.000564 | 0
80138 | CSDR7 | 7 | South | YES | -0.000564 | 6.1 | 0 | 7 | 0 | 1.014 | DCTie | -1 | 0.000564 | 0 | 0 |  |  |  |  | -0.000564 | 0
80139 | CSDR56 | 5 | South | YES | -0.000564 | 15 | 0 | 15 |  | 1.0033 | DCTie | -1 | 0.000564 | 0 | 0 |  |  |  |  | -0.000564 | 0
80139 | CSDR56 | 6 | South | YES | -0.000564 | 0 | 0 | 39 |  | 1.0033 | DCTie | -1 | 0.000564 | 0 | 0 |  |  |  |  | -0.000564 | 0
80140 | CSDR11 | 11 | South | YES | -0.000564 | 33.9 | 0 | 39 | 0 | 1.03 | DCTie | -1 | 0.000564 | 0 | 0 |  |  |  |  | -0.000564 | 0
48911 | TGF_GT1_8000 | 1 | Houston | YES | -0.000565 | 69.2 | 0 | 69.2 |  | 1.029 | Cogen | -1 | 0.000565 | 0 | 0 |  |  |  |  | -0.000565 | 0
80224 | VISTRONG1 | 1 | South | YES | -0.000565 | 13.1 | 0 | 15 | 0 | 1.01 | Cogen | -1 | 0.000565 | 0 | 0 |  |  |  |  | -0.000565 | 0
80225 | VISTRONG2 | 2 | South | YES | -0.000565 | 20.2 | 0 | 23 | 0 | 1.01 | Cogen | -1 | 0.000565 | 0 | 0 |  |  |  |  | -0.000565 | 0
5264 | LEON_LCP3G3 | 3 | South | YES | -0.000566 | 0 | 20 | 58 |  | 1.0197 | GST | -1 | 0.000566 | 58 | 58 |  |  |  |  | -0.000566 | -0.032828
5265 | LEON_LCP4G4 | 4 | South | YES | -0.000566 | 71.2 | 25 | 89 | 0 | 1.0197 | GST | -1 | 0.000566 | 89 | 89 |  |  |  |  | -0.000566 | -0.050374
5266 | LEON_LCPCT1 | 1 | South | YES | -0.000566 | 44 | 24 | 44 | 0 | 1.0197 | GGT | -1 | 0.000566 | 44 | 44 |  |  |  |  | -0.000566 | -0.024904
5267 | LEON_LCPCT2 | 2 | South | YES | -0.000566 | 44 | 24 | 44 | 0 | 1.0197 | GGT | -1 | 0.000566 | 44 | 44 |  |  |  |  | -0.000566 | -0.024904
5268 | LEON_LCPCT3 | 3 | South | YES | -0.000566 | 43 | 24 | 43 | 0 | 1.0197 | GGT | -1 | 0.000566 | 43 | 43 |  |  |  |  | -0.000566 | -0.024338
5269 | LEON_LCPCT4 | 4 | South | YES | -0.000566 | 45 | 24 | 45 | 0 | 1.0197 | GGT | -1 | 0.000566 | 45 | 45 |  |  |  |  | -0.000566 | -0.02547
80226 | ALCOA G | 1 | South | YES | -0.000569 | 32.3 | 5 | 48 | 0 | 1.015 | Cogen | -1 | 0.000569 | 0 | 0 |  |  |  |  | -0.000569 | 0
8134 | FOR #1 | 1 | South | YES | -0.00057 | 54.1 | 45 | 79 | 0 | 1.03 | Cogen | -1 | 0.00057 | 0 | 0 |  |  |  |  | -0.00057 | 0
8138 | FOR #2 | 2 | South | YES | -0.00057 | 63.1 | 45 | 81 | 0 | 1.03 | Cogen | -1 | 0.00057 | 0 | 0 |  |  |  |  | -0.00057 | 0
8153 | FOR #3 | 3 | South | YES | -0.00057 | 63.1 | 45 | 79.9 | 0 | 1.03 | Cogen | -1 | 0.00057 | 0 | 0 |  |  |  |  | -0.00057 | 0
8154 | FOR #4 | 4 | South | YES | -0.00057 | 63.1 | 60 | 80 | 0 | 1.03 | Cogen | -1 | 0.00057 | 0 | 0 |  |  |  |  | -0.00057 | 0
8155 | FOR #5 | 5 | South | YES | -0.00057 | 63.1 | 60 | 78.4 | 0 | 1.03 | Cogen | -1 | 0.00057 | 0 | 0 |  |  |  |  | -0.00057 | 0
8156 | FOR #6 | 6 | South | YES | -0.00057 | 24.9 | 5 | 25 | 0 | 1.03 | Cogen | -1 | 0.00057 | 0 | 0 |  |  |  |  | -0.00057 | 0
8157 | FOR #7 | 7 | South | YES | -0.00057 | 28.8 | 5 | 46 | 0 | 1.03 | Cogen | -1 | 0.00057 | 0 | 0 |  |  |  |  | -0.00057 | 0
80051 | FOR #8 | 8 | South | YES | -0.00057 | 28 | 28 | 28 | 0 | 1.016 | Cogen | -1 | 0.00057 | 0 | 0 |  |  |  |  | -0.00057 | 0
80052 | FOR #9 | 9 | South | YES | -0.00057 | 29.7 | 5 | 43.6 | 0 | 1.03 | Cogen | -1 | 0.00057 | 0 | 0 |  |  |  |  | -0.00057 | 0
80053 | FOR #10 | 10 | South | YES | -0.00057 | 68.4 | 45 | 75 | 0 | 1.03 | Cogen | -1 | 0.00057 | 0 | 0 |  |  |  |  | -0.00057 | 0
8066 | DUP1V#1 | 1 | South | YES | -0.000573 | 52.3 | 0 | 73 | 0 | 1.01 | Cogen | -1 | 0.000573 | 0 | 0 |  |  |  |  | -0.000573 | 0
8173 | VICEC51A | 5 | South | YES | -0.000575 | 144 | 18 | 144 | 0 | 1.025 | CC | -1 | 0.000575 | 144 | 144 |  |  |  |  | -0.000575 | -0.0828
8174 | VICEC61A | 6 | South | YES | -0.000575 | 188 | 42 | 188 | 0 | 1.025 | CC | -1 | 0.000575 | 188 | 188 |  |  |  |  | -0.000575 | -0.1081
1877 | WLFHOLW_1G | 1 | North | YES | -0.000576 | 217.3 | 89.2 | 217.3 | 0 | 1.032 | CC | -1 | 0.000576 | 217.3 | 217.3 |  |  | -0.12516 | 217.3 | -0.000576 | -0.12516
1878 | WLFHOLW_2G | 2 | North | YES | -0.000576 | 215.7 | 105 | 215.7 | 0 | 1.032 | CC | -1 | 0.000576 | 215.7 | 215.7 |  |  | -0.12424 | 215.7 | -0.000576 | -0.12424
1879 | WLFHOLW_3G | 3 | North | YES | -0.000576 | 272.4 | 89.2 | 272.4 | 0 | 1.032 | CC | -1 | 0.000576 | 272.4 | 272.4 |  |  | -0.1569 | 272.4 | -0.000576 | -0.1569
5911 | STP_GN1___1 | 1 | Houston | YES | -0.000576 | 1333 | 1249 | 1333 | 0 | 1.0406 | Nuc | -1 | 0.000576 | 0 | 0 |  |  |  |  | -0.000576 | 0
5912 | STP_GN2___2 | 2 | Houston | YES | -0.000576 | 1332 | 1249 | 1332 | 0 | 1.0406 | Nuc | -1 | 0.000576 | 0 | 0 |  |  |  |  | -0.000576 | 0
48731 | CBE_GT1 | 1 | Houston | YES | -0.000579 | 76 | 0 | 76 | 0 | 1.029 | CC | -1 | 0.000579 | 76 | 76 |  |  |  |  | -0.000579 | -0.044004
48732 | CBE_GT2 | 1 | Houston | YES | -0.000579 | 76 | 0 | 76 | 0 | 1.029 | CC | -1 | 0.000579 | 76 | 76 |  |  |  |  | -0.000579 | -0.044004
48733 | CBE_ST12 | 1 | Houston | YES | -0.000579 | 105 | 0 | 105 | 0 | 1.029 | CC | -1 | 0.000579 | 105 | 105 |  |  |  |  | -0.000579 | -0.060795
48734 | CBE_GT3 | 1 | Houston | YES | -0.000579 | 76 | 0 | 76 | 0 | 1.029 | CC | -1 | 0.000579 | 76 | 76 |  |  |  |  | -0.000579 | -0.044004
48735 | CBE_GT4 | 1 | Houston | YES | -0.000579 | 76 | 0 | 76 | 0 | 1.029 | CC | -1 | 0.000579 | 76 | 76 |  |  |  |  | -0.000579 | -0.044004
48736 | CBE_ST34 | 1 | Houston | YES | -0.000579 | 105 | 0 | 105 | 0 | 1.029 | CC | -1 | 0.000579 | 105 | 105 |  |  |  |  | -0.000579 | -0.060795
5028 | BRAUNIG_VHB3 | 3 | South | YES | -0.000604 | 407 | 60 | 407 | 0 | 1.0138 | GST | -1 | 0.000604 | 407 | 407 |  |  |  |  | -0.000604 | -0.24583
5026 | BRAUNIG_VHB1 | 1 | South | YES | -0.000613 | 215 | 40 | 215 | 0 | 1.0192 | GST | -1 | 0.000613 | 215 | 215 |  |  |  |  | -0.000613 | -0.13179
5027 | BRAUNIG_VHB2 | 2 | South | YES | -0.000613 | 172.8 | 40 | 216 | 0 | 1.0192 | GST | -1 | 0.000613 | 216 | 216 |  |  |  |  | -0.000613 | -0.13241
5031 | BRA_VHBCT1 | 1 | South | YES | -0.000613 | 44 | 24 | 44 | 0 | 1.0192 | #N/A | -1 | 0.000613 | 44 | 44 |  |  |  |  | -0.000613 | -0.026972
5032 | BRA_VHBCT2 | 2 | South | YES | -0.000613 | 44 | 24 | 44 | 0 | 1.0192 | #N/A | -1 | 0.000613 | 44 | 44 |  |  |  |  | -0.000613 | -0.026972
5033 | BRA_VHBCT3 | 3 | South | YES | -0.000613 | 43 | 24 | 43 | 0 | 1.0192 | #N/A | -1 | 0.000613 | 43 | 43 |  |  |  |  | -0.000613 | -0.026359
5034 | BRA_VHBCT4 | 4 | South | YES | -0.000613 | 45 | 24 | 45 | 0 | 1.0192 | #N/A | -1 | 0.000613 | 45 | 45 |  |  |  |  | -0.000613 | -0.027585
5396 | CALAVER_OWS1 | 1 | South | YES | -0.000615 | 418 | 80 | 418 | 0 | 1.0192 | GST | -1 | 0.000615 | 418 | 418 |  |  |  |  | -0.000615 | -0.25707
5397 | CALAVER_OWS2 | 2 | South | YES | -0.000615 | 400 | 80 | 400 | 0 | 1.0192 | GST | -1 | 0.000615 | 400 | 400 |  |  |  |  | -0.000615 | -0.246
5111 | CALAVER_JTD1 | 1 | South | YES | -0.000622 | 430 | 80 | 430 | 0 | 1.0138 | LIGCO | -1 | 0.000622 | 0 | 430 |  |  |  |  | -0.000622 | 0
5112 | CALAVER_JTD2 | 2 | South | YES | -0.000622 | 430 | 80 | 430 | 0 | 1.0138 | LIGCO | -1 | 0.000622 | 0 | 430 |  |  |  |  | -0.000622 | 0
5436 | TUTTL_WBT1G1 | 1 | South | YES | -0.000643 | 48.8 | 20 | 61 | 0 | 1.012 | GST | -1 | 0.000643 | 61 | 61 |  |  |  |  | -0.000643 | -0.039223
5438 | TUTTL_WBT3G3 | 3 | South | YES | -0.000643 | 95 | 25 | 95 | 0 | 1.012 | GST | -1 | 0.000643 | 95 | 95 |  |  |  |  | -0.000643 | -0.061085
5439 | TUTTL_WBT4G4 | 4 | South | YES | -0.000643 | 120.8 | 40 | 151 | 0 | 1.012 | GST | -1 | 0.000643 | 151 | 151 |  |  |  |  | -0.000643 | -0.097093
5401 | CALAVER_JKS1 | 1 | South | YES | -0.000653 | 562 | 100 | 562 | 0 | 1.018 | LIGCO | -1 | 0.000653 | 0 | 562 |  |  |  |  | -0.000653 | 0
5476 | BRA_AVR1_CT1 | 1 | South | YES | -0.000653 | 155 | 90 | 155 | 0 | 1.017 | CC | -1 | 0.000653 | 155 | 155 |  |  |  |  | -0.000653 | -0.10121
5477 | BRA_AVR1_ST1 | 1 | South | YES | -0.000653 | 174 | 138 | 174 | 0 | 1.017 | CC | -1 | 0.000653 | 174 | 174 |  |  |  |  | -0.000653 | -0.11362
5478 | BRA_AVR1_CT2 | 1 | South | YES | -0.000653 | 155 | 90 | 155 | 0 | 1.017 | CC | -1 | 0.000653 | 155 | 155 |  |  |  |  | -0.000653 | -0.10121
366 | JNSNCNTY802 | 1 | North | YES | -0.000658 | 168 | 20 | 168 | 0 | 1.02 | Cogen | -1 | 0.000658 | 0 | 0 |  |  | 0 | 0 | -0.000658 | 0
367 | JNSNCNTY802 | 2 | North | YES | -0.000658 | 90 | 20 | 90 | 0 | 1.02 | Cogen | -1 | 0.000658 | 0 | 0 |  |  | 0 | 0 | -0.000658 | 0
1898 | COMCHEPK_1G | 1 | North | YES | -0.000661 | 1159 | 1150 | 1159 | 0 | 1.032 | Nuc | -1 | 0.000661 | 0 | 0 |  |  | 0 | 0 | -0.000661 | 0
1899 | COMCHEPK_2G | 2 | North | YES | -0.000661 | 1159 | 1128 | 1159 | 0 | 1.032 | Nuc | -1 | 0.000661 | 0 | 0 |  |  | 0 | 0 | -0.000661 | 0
7800 | L_GUADGE1_1Y | 1 | South | YES | -0.000715 | 147 | 30 | 147 | 0 | 1.02 | CC | -1 | 0.000715 | 147 | 147 |  |  |  |  | -0.000715 | -0.10511
7801 | L_GUADGE1_2Y | 2 | South | YES | -0.000715 | 138 | 30 | 138 | 0 | 1.02 | CC | -1 | 0.000715 | 138 | 138 |  |  |  |  | -0.000715 | -0.09867
7802 | L_GUADGE1_3Y | 3 | South | YES | -0.000715 | 146 | 30 | 146 | 0 | 1.02 | CC | -1 | 0.000715 | 146 | 146 |  |  |  |  | -0.000715 | -0.10439
7803 | L_GUADGE1_4Y | 4 | South | YES | -0.000715 | 149 | 30 | 149 | 0 | 1.02 | CC | -1 | 0.000715 | 149 | 149 |  |  |  |  | -0.000715 | -0.10654
7804 | L_GUADGE1_5Y | 5 | South | YES | -0.000715 | 182 | 30 | 182 | 0 | 1.02 | CC | -1 | 0.000715 | 182 | 182 |  |  |  |  | -0.000715 | -0.13013
7805 | L_GUADGE1_6Y | 6 | South | YES | -0.000715 | 203 | 30 | 203 | 0 | 1.02 | CC | -1 | 0.000715 | 203 | 203 |  |  |  |  | -0.000715 | -0.14514
8189 | CUECPL2A | 1 | South | YES | -0.000725 | 12 | 0 | 12 | 0 | 1.02 | Cogen | -1 | 0.000725 | 0 | 0 |  |  |  |  | -0.000725 | 0
7609 | L_SCHUMA8_1Y | 1 | South | YES | -0.000748 | 0 | 0 | 4 |  | 1 | Hydro | -1 | 0.000748 | 0 | 0 |  |  |  |  | -0.000748 | 0
7810 | L_RIONOG1G1Y | 1 | South | YES | -0.000757 | 148 | 0 | 148 | 0 | 1.02 | CC | -1 | 0.000757 | 148 | 148 |  |  |  |  | -0.000757 | -0.11204
7811 | L_RIONOG1G2Y | 2 | South | YES | -0.000757 | 148 | 0 | 148 | 0 | 1.02 | CC | -1 | 0.000757 | 148 | 148 |  |  |  |  | -0.000757 | -0.11204
7812 | L_RIONOG1G3Y | 3 | South | YES | -0.000757 | 154 | 0 | 154 | 0 | 1.02 | CC | -1 | 0.000757 | 154 | 154 |  |  |  |  | -0.000757 | -0.11658
7813 | L_RIONOG1S1Y | 4 | South | YES | -0.000757 | 293 | 0 | 293 | 0 | 1.02 | CC | -1 | 0.000757 | 293 | 293 |  |  |  |  | -0.000757 | -0.2218
7605 | L_MCQUEE9_1Y | 1 | South | YES | -0.00079 | 0 | 0 | 2.4 |  | 1.025 | Hydro | -1 | 0.00079 | 0 | 0 |  |  |  |  | -0.00079 | 0
7605 | L_MCQUEE9_1Y | 2 | South | YES | -0.00079 | 0 | 0 | 2.4 |  | 1.025 | Hydro | -1 | 0.00079 | 0 | 0 |  |  |  |  | -0.00079 | 0
7605 | L_MCQUEE9_1Y | 3 | South | YES | -0.00079 | 0 | 0 | 2.8 |  | 1.025 | Hydro | -1 | 0.00079 | 0 | 0 |  |  |  |  | -0.00079 | 0
7624 | L_LAKEWO9_1Y | 1 | South | YES | -0.000796 | 0 | 0 | 2.4 |  | 1 | Hydro | -1 | 0.000796 | 0 | 0 |  |  |  |  | -0.000796 | 0
7624 | L_LAKEWO9_1Y | 2 | South | YES | -0.000796 | 0 | 0 | 2.4 |  | 1 | Hydro | -1 | 0.000796 | 0 | 0 |  |  |  |  | -0.000796 | 0
7014 | L_HAYSEN1_1Y | 1 | South | YES | -0.000799 | 223.9 | 74 | 223.9 | 0 | 1.008 | CC | -1 | 0.000799 | 223.9 | 223.9 |  |  |  |  | -0.000799 | -0.1789
7015 | L_HAYSEN1_2Y | 2 | South | YES | -0.000799 | 225 | 74 | 225 | 0 | 1.008 | CC | -1 | 0.000799 | 225 | 225 |  |  |  |  | -0.000799 | -0.17977
7016 | L_HAYSEN1_3Y | 3 | South | YES | -0.000799 | 224.6 | 74 | 224.6 | 0 | 1.008 | CC | -1 | 0.000799 | 224.6 | 224.6 |  |  |  |  | -0.000799 | -0.17946
7017 | L_HAYSEN1_4Y | 4 | South | YES | -0.000799 | 226.7 | 74 | 226.7 | 0 | 1.008 | CC | -1 | 0.000799 | 226.7 | 226.7 |  |  |  |  | -0.000799 | -0.18113
3403 | THOUSE_1G | 1 | North | YES | -0.000836 | 563 | 200 | 563 | 0 | 1.012 | GSC | -1 | 0.000836 | 563 | 563 |  |  | -0.47067 | 563 | -0.000836 | -0.47067
3404 | THOUSE_2G | 2 | North | YES | -0.000836 | 807 | 250 | 807 | 0 | 1.012 | GSC | -1 | 0.000836 | 807 | 807 |  |  | -0.67465 | 807 | -0.000836 | -0.67465
1892 | DECRDOVA_2G | A | North | YES | -0.000842 | 65 | 65 | 70 | 0 | 1.025 | GGT | -1 | 0.000842 | 70 | 70 |  |  | -0.05894 | 70 | -0.000842 | -0.05894
1893 | DECRDOVA_3G | B | North | YES | -0.000842 | 65 | 65 | 69 | 0 | 1.025 | GGT | -1 | 0.000842 | 69 | 69 |  |  | -0.058098 | 69 | -0.000842 | -0.058098
1894 | DECRDOVA_4G | C | North | YES | -0.000842 | 65 | 65 | 69 | 0 | 1.025 | GGT | -1 | 0.000842 | 69 | 69 |  |  | -0.058098 | 69 | -0.000842 | -0.058098
1895 | DECRDOVA_5G | D | North | YES | -0.000842 | 65 | 65 | 68 | 0 | 1.025 | GGT | -1 | 0.000842 | 68 | 68 |  |  | -0.057256 | 68 | -0.000842 | -0.057256
7012 | L_FPPYD21_3Y | 3 | South | YES | -0.000889 | 427.5 | 200 | 436 | 0 | 1.02 | LIGCO | -1 | 0.000889 | 0 | 436 |  |  |  |  | -0.000889 | 0
7010 | L_FPPYD11_1Y | 1 | South | YES | -0.00089 | 547.4 | 200 | 606 | 0 | 1.02 | LIGCO | -1 | 0.00089 | 0 | 606 |  |  |  |  | -0.00089 | 0
7011 | L_FPPYD11_2Y | 2 | South | YES | -0.00089 | 552.2 | 200 | 598 | 0 | 1.02 | LIGCO | -1 | 0.00089 | 0 | 598 |  |  |  |  | -0.00089 | 0
3416 | LAKE_CRK1_G | 1 | North | YES | -0.00091 | 60 | 33 | 75 |  | 1.029 | GST | -1 | 0.00091 | 75 | 75 |  |  | -0.06825 | 75 | -0.00091 | -0.06825
3417 | LAKE_CRK2_G | 2 | North | YES | -0.00091 | 177.6 | 40 | 222 | 0 | 1.029 | GST | -1 | 0.00091 | 222 | 222 |  |  | -0.20202 | 222 | -0.00091 | -0.20202
7487 | L_CANYHY8_1Y | 1 | South | YES | -0.000913 | 0 | 0 | 6 |  | 1 | Hydro | -1 | 0.000913 | 0 | 0 |  |  |  |  | -0.000913 | 0
7007 | L_LOSTPI1_1Y | 1 | South | YES | -0.000946 | 158.6 | 110 | 158 | 0 | 1 | CC | -1 | 0.000946 | 158 | 158 |  |  |  |  | -0.000946 | -0.14947
7008 | L_LOSTPI1_2Y | 2 | South | YES | -0.000946 | 157.7 | 107 | 160 | 0 | 1 | CC | -1 | 0.000946 | 160 | 160 |  |  |  |  | -0.000946 | -0.15136
7009 | L_LOSTPI1_3Y | 3 | South | YES | -0.000946 | 173.9 | 72 | 175 | 0 | 1 | CC | -1 | 0.000946 | 175 | 175 |  |  |  |  | -0.000946 | -0.16555
7303 | L_WPPGS12_1Y | 1 | South | YES | -0.000946 | 50 | 0 | 50 | 0 | 1.025 | GGT | -1 | 0.000946 | 50 | 50 |  |  |  |  | -0.000946 | -0.0473
7303 | L_WPPGS12_1Y | 2 | South | YES | -0.000946 | 50 | 0 | 50 | 0 | 1.025 | GGT | -1 | 0.000946 | 50 | 50 |  |  |  |  | -0.000946 | -0.0473
7305 | L_WPPGS34_1Y | 3 | South | YES | -0.000946 | 50 | 0 | 50 | 0 | 1.025 | GGT | -1 | 0.000946 | 50 | 50 |  |  |  |  | -0.000946 | -0.0473
7305 | L_WPPGS34_1Y | 4 | South | YES | -0.000946 | 50 | 0 | 50 | 0 | 1.025 | GGT | -1 | 0.000946 | 50 | 50 |  |  |  |  | -0.000946 | -0.0473
7807 | L_BASTEN1_1Y | 1 | South | YES | -0.000966 | 152.5 | 83.5 | 152.5 | 0 | 1.004 | CC | -1 | 0.000966 | 152.5 | 152.5 |  |  |  |  | -0.000966 | -0.14732
7808 | L_BASTEN1_2Y | 1 | South | YES | -0.000966 | 149.5 | 83.5 | 149.5 | 0 | 1.004 | CC | -1 | 0.000966 | 149.5 | 149.5 |  |  |  |  | -0.000966 | -0.14442
7809 | L_BASTEN1_3Y | 1 | South | YES | -0.000966 | 232.6 | 42 | 232.6 | 0 | 1.004 | CC | -1 | 0.000966 | 232.6 | 232.6 |  |  |  |  | -0.000966 | -0.22469
3432 | SANDOW_4G | 4 | South | YES | -0.001038 | 580 | 225 | 580 | 0 | 1.029 | LIGCO | -1 | 0.001038 | 0 | 580 |  |  |  |  | -0.001038 | 0
13432 | SANDOW_5G | 5 | South | YES | -0.001038 | 581 | 225 | 581 | 0 | 1.029 | LIGCO | -1 | 0.001038 | 0 | 581 |  |  |  |  | -0.001038 | 0
7004 | L_SIMGID1_1Y | 1 | South | YES | -0.001054 | 132 | 40 | 132 | 0 | 1.02 | GST | -1 | 0.001054 | 132 | 132 |  |  |  |  | -0.001054 | -0.13913
7005 | L_SIMGID1_2Y | 2 | South | YES | -0.001054 | 133 | 32 | 139 | 0 | 1.02 | GST | -1 | 0.001054 | 139 | 139 |  |  |  |  | -0.001054 | -0.14651
7006 | L_SIMGID1_3Y | 3 | South | YES | -0.001054 | 324.9 | 60 | 329 | 0 | 1.02 | GST | -1 | 0.001054 | 329 | 329 |  |  |  |  | -0.001054 | -0.34677
238 | BOSQUESW505 | 1 | North | YES | -0.001105 | 255 | 0 | 255 | 0 | 1.02 | CC | -1 | 0.001105 | 255 | 255 |  |  | -0.28177 | 255 | -0.001105 | -0.28177
239 | BOSQUESW502 | 1 | North | YES | -0.001105 | 119.2 | 0 | 149 | 0 | 1.02 | GGT | -1 | 0.001105 | 149 | 149 |  |  | -0.16465 | 149 | -0.001105 | -0.16465
247 | BOSQUESW501 | 2 | North | YES | -0.001105 | 124.8 | 0 | 156 | 0 | 1.02 | GGT | -1 | 0.001105 | 156 | 156 |  |  | -0.17238 | 156 | -0.001105 | -0.17238
9016 | SANDH_G1 | 1 | South | YES | -0.001167 | 45 | 2 | 49 | 0 | 1.0175 | GGT | -1 | 0.001167 | 49 | 49 |  |  |  |  | -0.001167 | -0.057183
9017 | SANDH_G2 | 2 | South | YES | -0.001167 | 45 | 2 | 46 | 0 | 1.0175 | GGT | -1 | 0.001167 | 46 | 46 |  |  |  |  | -0.001167 | -0.053682
9018 | SANDH_G3 | 3 | South | YES | -0.001167 | 45 | 2 | 46 | 0 | 1.0175 | GGT | -1 | 0.001167 | 46 | 46 |  |  |  |  | -0.001167 | -0.053682
9019 | SANDH_G4 | 4 | South | YES | -0.001167 | 0 | 2 | 47 |  | 1.0175 | GGT | -1 | 0.001167 | 47 | 47 |  |  |  |  | -0.001167 | -0.054849
9020 | SANDHG5A | 5A | South | YES | -0.001167 | 150 | 84 | 155 | 0 | 1.0175 | CC | -1 | 0.001167 | 155 | 155 |  |  |  |  | -0.001167 | -0.18088
9021 | SANDHG5C | 5C | South | YES | -0.001167 | 140 | 0 | 148 | 0 | 1.0175 | CC | -1 | 0.001167 | 148 | 148 |  |  |  |  | -0.001167 | -0.17272
9002 | DECKR_G3 | 3 | South | YES | -0.00118 | 0 | 24 | 42 |  | 1.015 | GGT | -1 | 0.00118 | 42 | 42 |  |  |  |  | -0.00118 | -0.04956
9003 | DECKR_G4 | 4 | South | YES | -0.00118 | 44 | 24 | 44 | 0 | 1.015 | GGT | -1 | 0.00118 | 44 | 44 |  |  |  |  | -0.00118 | -0.05192
9004 | DECKR_G5 | 5 | South | YES | -0.00118 | 44 | 24 | 44 | 0 | 1.015 | GGT | -1 | 0.00118 | 44 | 44 |  |  |  |  | -0.00118 | -0.05192
9005 | DECKR_G6 | 6 | South | YES | -0.00118 | 44 | 24 | 47 | 0 | 1.015 | GGT | -1 | 0.00118 | 47 | 47 |  |  |  |  | -0.00118 | -0.05546
9000 | DECKR_G1 | 1 | South | YES | -0.001187 | 280 | 50 | 321 | 0 | 1.015 | GST | -1 | 0.001187 | 321 | 321 |  |  |  |  | -0.001187 | -0.38103
9001 | DECKR_G2 | 2 | South | YES | -0.001187 | 400 | 50 | 426 | 0 | 1.015 | GST | -1 | 0.001187 | 426 | 426 |  |  |  |  | -0.001187 | -0.50566
7020 | L_AUSTPL1_1Y | 1 | South | YES | -0.00122 | 0 | 0 | 8 |  | 1 | Hydro | -1 | 0.00122 | 0 | 0 |  |  |  |  | -0.00122 | 0
7020 | L_AUSTPL1_1Y | 2 | South | YES | -0.00122 | 0 | 0 | 8 |  | 1 | Hydro | -1 | 0.00122 | 0 | 0 |  |  |  |  | -0.00122 | 0
251 | BOSQUESW803 | 2 | North | YES | -0.001323 | 150 | 0 | 150 |  | 1.032 | CC | -1 | 0.001323 | 150 | 150 |  |  | -0.19845 | 150 | -0.001323 | -0.19845
253 | BOSQUESW804 | 2 | North | YES | -0.001323 | 80 | 0 | 80 |  | 1.032 | CC | -1 | 0.001323 | 80 | 80 |  |  | -0.10584 | 80 | -0.001323 | -0.10584
244 | WHITNYDM01 | 1 | North | YES | -0.001324 | 15 | 0 | 15 | 0 | 1.035 | Hydro | -1 | 0.001324 | 0 | 0 |  |  | 0 | 0 | -0.001324 | 0
245 | WHITNYDM02 | 2 | North | YES | -0.001324 | 15 | 0 | 15 | 0 | 1.035 | Hydro | -1 | 0.001324 | 0 | 0 |  |  | 0 | 0 | -0.001324 | 0
7031 | L_MARSFO1G1Y | 1 | South | YES | -0.001626 | 0 | 0 | 36 |  | 1 | Hydro | -1 | 0.001626 | 0 | 0 |  |  |  |  | -0.001626 | 0
7032 | L_MARSFO1G2Y | 2 | South | YES | -0.001626 | 0 | 0 | 35 |  | 1 | Hydro | -1 | 0.001626 | 0 | 0 |  |  |  |  | -0.001626 | 0
7033 | L_MARSFO1G3Y | 3 | South | YES | -0.001626 | 0 | 0 | 36 |  | 1 | Hydro | -1 | 0.001626 | 0 | 0 |  |  |  |  | -0.001626 | 0
7028 | L_MARBFA1_1Y | 1 | South | YES | -0.002298 | 0 | 0 | 18 |  | 1 | Hydro | -1 | 0.002298 | 0 | 0 |  |  |  |  | -0.002298 | 0
7029 | L_MARBFA1_2Y | 2 | South | YES | -0.002298 | 0 | 0 | 18 |  | 1 | Hydro | -1 | 0.002298 | 0 | 0 |  |  |  |  | -0.002298 | 0
332 | RWMILLER01 | 1 | North | YES | -0.002451 | 58.4 | 18.5 | 73 | 0 | 1.04 | GST | -1 | 0.002451 | 73 | 73 |  |  | -0.17892 | 73 | -0.002451 | -0.17892
333 | RWMILLER02 | 2 | North | YES | -0.002451 | 95.2 | 37 | 119 | 0 | 1.04 | GST | -1 | 0.002451 | 119 | 119 |  |  | -0.29167 | 119 | -0.002451 | -0.29167
334 | RWMILLER03 | 3 | North | YES | -0.002451 | 166.4 | 65 | 208 | 0 | 1.04 | GST | -1 | 0.002451 | 208 | 208 |  |  | -0.50981 | 208 | -0.002451 | -0.50981
335 | RWMILLER04 | 4 | North | YES | -0.002451 | 81.6 | 0 | 102 | 0 | 1.04 | GST | -1 | 0.002451 | 102 | 102 |  |  | -0.25 | 102 | -0.002451 | -0.25
336 | RWMILLER05 | 5 | North | YES | -0.002451 | 80.8 | 0 | 101 | 0 | 1.04 | GST | -1 | 0.002451 | 101 | 101 |  |  | -0.24755 | 101 | -0.002451 | -0.24755
7000 | L_FERGUS1_1Y | 1 | South | YES | -0.002594 | 400 | 65 | 423.3 | 0 | 1.015 | GSC | -1 | 0.002594 | 423.3 | 423.3 |  |  |  |  | -0.002594 | -1.098
7035 | L_WIRTZ_1G1Y | 1 | South | YES | -0.002712 | 0 | 0 | 29 |  | 1 | Hydro | -1 | 0.002712 | 0 | 0 |  |  |  |  | -0.002712 | 0
7036 | L_WIRTZ_1G2Y | 2 | South | YES | -0.002712 | 23 | 0 | 29.8 |  | 1 | Hydro | -1 | 0.002712 | 0 | 0 |  |  |  |  | -0.002712 | 0
7026 | L_INKSDA1_1Y | 1 | South | YES | -0.003335 | 0 | 0 | 13.7 |  | 1 | Hydro | -1 | 0.003335 | 0 | 0 |  |  |  |  | -0.003335 | 0
7022 | L_BUCHAN1_1Y | 1 | South | YES | -0.004228 | 0 | 0 | 18 |  | 1 | Hydro | -1 | 0.004228 | 0 | 0 |  |  |  |  | -0.004228 | 0
7023 | L_BUCHAN1_2Y | 2 | South | YES | -0.004228 | 0 | 0 | 18 |  | 1 | Hydro | -1 | 0.004228 | 0 | 0 |  |  |  |  | -0.004228 | 0
7024 | L_BUCHAN1_3Y | 3 | South | YES | -0.004228 | 0 | 0 | 15 |  | 1 | Hydro | -1 | 0.004228 | 0 | 0 |  |  |  |  | -0.004228 | 0
1643 | SLSTR1PP_1G | 1 | North | YES | -0.005306 | 6 | 0 | 60 | 0 | 1.022 | Wind | -1 | 0.005306 | 0 | 60 |  |  | 0 | 0 | -0.005306 | 0

## Distributed Slack - Inc
Number of Bus | Name of Bus | ID | Area Name of Gen | AGC | P Sensitivity of Bus | Gen MW | Min MW | Max MW | V Sensitivity of Bus | Set Volt | Tech Type | Zone Impact | Zone Correlation | Inc Max | Dec Max | Souce S.F. Weighting | Souce Capacity | Sink S.F. Weighting | Sink Capacity | PTDF Calc | PTDF Weighting | Cumulative Concentrated Capacity | Cumulative Concentrated Impact
1643 | SLSTR1PP_1G | 1 | North | YES | -0.005306 | 6 | 0 | 60 | 0 | 1.022 | Wind | -1 | 0.015273 | 0 | 60 |  |  | 0 | 0 | -0.015273 | 0 | 0 | 0
7022 | L_BUCHAN1_1Y | 1 | South | YES | -0.004228 | 0 | 0 | 18 |  | 1 | Hydro | -1 | 0.014195 | 0 | 0 |  |  |  |  | -0.014195 | 0 | 0 | 0
7023 | L_BUCHAN1_2Y | 2 | South | YES | -0.004228 | 0 | 0 | 18 |  | 1 | Hydro | -1 | 0.014195 | 0 | 0 |  |  |  |  | -0.014195 | 0 | 0 | 0
7024 | L_BUCHAN1_3Y | 3 | South | YES | -0.004228 | 0 | 0 | 15 |  | 1 | Hydro | -1 | 0.014195 | 0 | 0 |  |  |  |  | -0.014195 | 0 | 0 | 0 | Weighted Shift Factors
7026 | L_INKSDA1_1Y | 1 | South | YES | -0.003335 | 0 | 0 | 13.7 |  | 1 | Hydro | -1 | 0.013302 | 0 | 0 |  |  |  |  | -0.013302 | 0 | 0 | 0 | West | 0.0099671
7035 | L_WIRTZ_1G1Y | 1 | South | YES | -0.002712 | 0 | 0 | 29 |  | 1 | Hydro | -1 | 0.012679 | 0 | 0 |  |  |  |  | -0.012679 | 0 | 0 | 0 | North | -4.3494e-05
7036 | L_WIRTZ_1G2Y | 2 | South | YES | -0.002712 | 23 | 0 | 29.8 |  | 1 | Hydro | -1 | 0.012679 | 0 | 0 |  |  |  |  | -0.012679 | 0 | 0 | 0 |  | 0.010011
7000 | L_FERGUS1_1Y | 1 | South | YES | -0.002594 | 400 | 65 | 423.3 | 0 | 1.015 | GSC | -1 | 0.012561 | 423.3 | 423.3 |  |  |  |  | -0.012561 | -5.3171 | 423.3 | 5.3171
332 | RWMILLER01 | 1 | North | YES | -0.002451 | 58.4 | 18.5 | 73 | 0 | 1.04 | GST | -1 | 0.012418 | 73 | 73 |  |  | -0.17892 | 73 | -0.012418 | -0.90652 |  |  | Line Cap | 27
333 | RWMILLER02 | 2 | North | YES | -0.002451 | 95.2 | 37 | 119 | 0 | 1.04 | GST | -1 | 0.012418 | 119 | 119 |  |  | -0.29167 | 119 | -0.012418 | -1.4778 |  |  | Conc Gen | 423.3
334 | RWMILLER03 | 3 | North | YES | -0.002451 | 166.4 | 65 | 208 | 0 | 1.04 | GST | -1 | 0.012418 | 208 | 208 |  |  | -0.50981 | 208 | -0.012418 | -2.583 |  |  | Weighted Imp. | 5.3171
335 | RWMILLER04 | 4 | North | YES | -0.002451 | 81.6 | 0 | 102 | 0 | 1.04 | GST | -1 | 0.012418 | 102 | 102 |  |  | -0.25 | 102 | -0.012418 | -1.2666 |  |  | PTDF | 0.012561
336 | RWMILLER05 | 5 | North | YES | -0.002451 | 80.8 | 0 | 101 | 0 | 1.04 | GST | -1 | 0.012418 | 101 | 101 |  |  | -0.24755 | 101 | -0.012418 | -1.2542
7028 | L_MARBFA1_1Y | 1 | South | YES | -0.002298 | 0 | 0 | 18 |  | 1 | Hydro | -1 | 0.012265 | 0 | 0 |  |  |  |  | -0.012265 | 0 |  |  | Concentration | 1.2548
7029 | L_MARBFA1_2Y | 2 | South | YES | -0.002298 | 0 | 0 | 18 |  | 1 | Hydro | -1 | 0.012265 | 0 | 0 |  |  |  |  | -0.012265 | 0
7031 | L_MARSFO1G1Y | 1 | South | YES | -0.001626 | 0 | 0 | 36 |  | 1 | Hydro | -1 | 0.011593 | 0 | 0 |  |  |  |  | -0.011593 | 0 |  |  |  | Pass
7032 | L_MARSFO1G2Y | 2 | South | YES | -0.001626 | 0 | 0 | 35 |  | 1 | Hydro | -1 | 0.011593 | 0 | 0 |  |  |  |  | -0.011593 | 0
7033 | L_MARSFO1G3Y | 3 | South | YES | -0.001626 | 0 | 0 | 36 |  | 1 | Hydro | -1 | 0.011593 | 0 | 0 |  |  |  |  | -0.011593 | 0
244 | WHITNYDM01 | 1 | North | YES | -0.001324 | 15 | 0 | 15 | 0 | 1.035 | Hydro | -1 | 0.011291 | 0 | 0 |  |  | 0 | 0 | -0.011291 | 0
245 | WHITNYDM02 | 2 | North | YES | -0.001324 | 15 | 0 | 15 | 0 | 1.035 | Hydro | -1 | 0.011291 | 0 | 0 |  |  | 0 | 0 | -0.011291 | 0
251 | BOSQUESW803 | 2 | North | YES | -0.001323 | 150 | 0 | 150 |  | 1.032 | CC | -1 | 0.01129 | 150 | 150 |  |  | -0.19845 | 150 | -0.01129 | -1.6935
253 | BOSQUESW804 | 2 | North | YES | -0.001323 | 80 | 0 | 80 |  | 1.032 | CC | -1 | 0.01129 | 80 | 80 |  |  | -0.10584 | 80 | -0.01129 | -0.90321
7020 | L_AUSTPL1_1Y | 1 | South | YES | -0.00122 | 0 | 0 | 8 |  | 1 | Hydro | -1 | 0.011187 | 0 | 0 |  |  |  |  | -0.011187 | 0
7020 | L_AUSTPL1_1Y | 2 | South | YES | -0.00122 | 0 | 0 | 8 |  | 1 | Hydro | -1 | 0.011187 | 0 | 0 |  |  |  |  | -0.011187 | 0
9000 | DECKR_G1 | 1 | South | YES | -0.001187 | 280 | 50 | 321 | 0 | 1.015 | GST | -1 | 0.011154 | 321 | 321 |  |  |  |  | -0.011154 | -3.5805
9001 | DECKR_G2 | 2 | South | YES | -0.001187 | 400 | 50 | 426 | 0 | 1.015 | GST | -1 | 0.011154 | 426 | 426 |  |  |  |  | -0.011154 | -4.7517
9002 | DECKR_G3 | 3 | South | YES | -0.00118 | 0 | 24 | 42 |  | 1.015 | GGT | -1 | 0.011147 | 42 | 42 |  |  |  |  | -0.011147 | -0.46818
9003 | DECKR_G4 | 4 | South | YES | -0.00118 | 44 | 24 | 44 | 0 | 1.015 | GGT | -1 | 0.011147 | 44 | 44 |  |  |  |  | -0.011147 | -0.49047
9004 | DECKR_G5 | 5 | South | YES | -0.00118 | 44 | 24 | 44 | 0 | 1.015 | GGT | -1 | 0.011147 | 44 | 44 |  |  |  |  | -0.011147 | -0.49047
9005 | DECKR_G6 | 6 | South | YES | -0.00118 | 44 | 24 | 47 | 0 | 1.015 | GGT | -1 | 0.011147 | 47 | 47 |  |  |  |  | -0.011147 | -0.52392
9016 | SANDH_G1 | 1 | South | YES | -0.001167 | 45 | 2 | 49 | 0 | 1.0175 | GGT | -1 | 0.011134 | 49 | 49 |  |  |  |  | -0.011134 | -0.54557
9017 | SANDH_G2 | 2 | South | YES | -0.001167 | 45 | 2 | 46 | 0 | 1.0175 | GGT | -1 | 0.011134 | 46 | 46 |  |  |  |  | -0.011134 | -0.51217
9018 | SANDH_G3 | 3 | South | YES | -0.001167 | 45 | 2 | 46 | 0 | 1.0175 | GGT | -1 | 0.011134 | 46 | 46 |  |  |  |  | -0.011134 | -0.51217
9019 | SANDH_G4 | 4 | South | YES | -0.001167 | 0 | 2 | 47 |  | 1.0175 | GGT | -1 | 0.011134 | 47 | 47 |  |  |  |  | -0.011134 | -0.5233
9020 | SANDHG5A | 5A | South | YES | -0.001167 | 150 | 84 | 155 | 0 | 1.0175 | CC | -1 | 0.011134 | 155 | 155 |  |  |  |  | -0.011134 | -1.7258
9021 | SANDHG5C | 5C | South | YES | -0.001167 | 140 | 0 | 148 | 0 | 1.0175 | CC | -1 | 0.011134 | 148 | 148 |  |  |  |  | -0.011134 | -1.6479
238 | BOSQUESW505 | 1 | North | YES | -0.001105 | 255 | 0 | 255 | 0 | 1.02 | CC | -1 | 0.011072 | 255 | 255 |  |  | -0.28177 | 255 | -0.011072 | -2.8234
239 | BOSQUESW502 | 1 | North | YES | -0.001105 | 119.2 | 0 | 149 | 0 | 1.02 | GGT | -1 | 0.011072 | 149 | 149 |  |  | -0.16465 | 149 | -0.011072 | -1.6497
247 | BOSQUESW501 | 2 | North | YES | -0.001105 | 124.8 | 0 | 156 | 0 | 1.02 | GGT | -1 | 0.011072 | 156 | 156 |  |  | -0.17238 | 156 | -0.011072 | -1.7273
7004 | L_SIMGID1_1Y | 1 | South | YES | -0.001054 | 132 | 40 | 132 | 0 | 1.02 | GST | -1 | 0.011021 | 132 | 132 |  |  |  |  | -0.011021 | -1.4548
7005 | L_SIMGID1_2Y | 2 | South | YES | -0.001054 | 133 | 32 | 139 | 0 | 1.02 | GST | -1 | 0.011021 | 139 | 139 |  |  |  |  | -0.011021 | -1.5319
7006 | L_SIMGID1_3Y | 3 | South | YES | -0.001054 | 324.9 | 60 | 329 | 0 | 1.02 | GST | -1 | 0.011021 | 329 | 329 |  |  |  |  | -0.011021 | -3.626
3432 | SANDOW_4G | 4 | South | YES | -0.001038 | 580 | 225 | 580 | 0 | 1.029 | LIGCO | -1 | 0.011005 | 0 | 580 |  |  |  |  | -0.011005 | 0
13432 | SANDOW_5G | 5 | South | YES | -0.001038 | 581 | 225 | 581 | 0 | 1.029 | LIGCO | -1 | 0.011005 | 0 | 581 |  |  |  |  | -0.011005 | 0
7807 | L_BASTEN1_1Y | 1 | South | YES | -0.000966 | 152.5 | 83.5 | 152.5 | 0 | 1.004 | CC | -1 | 0.010933 | 152.5 | 152.5 |  |  |  |  | -0.010933 | -1.6673
7808 | L_BASTEN1_2Y | 1 | South | YES | -0.000966 | 149.5 | 83.5 | 149.5 | 0 | 1.004 | CC | -1 | 0.010933 | 149.5 | 149.5 |  |  |  |  | -0.010933 | -1.6345
7809 | L_BASTEN1_3Y | 1 | South | YES | -0.000966 | 232.6 | 42 | 232.6 | 0 | 1.004 | CC | -1 | 0.010933 | 232.6 | 232.6 |  |  |  |  | -0.010933 | -2.543
7007 | L_LOSTPI1_1Y | 1 | South | YES | -0.000946 | 158.6 | 110 | 158 | 0 | 1 | CC | -1 | 0.010913 | 158 | 158 |  |  |  |  | -0.010913 | -1.7243
7008 | L_LOSTPI1_2Y | 2 | South | YES | -0.000946 | 157.7 | 107 | 160 | 0 | 1 | CC | -1 | 0.010913 | 160 | 160 |  |  |  |  | -0.010913 | -1.7461
7009 | L_LOSTPI1_3Y | 3 | South | YES | -0.000946 | 173.9 | 72 | 175 | 0 | 1 | CC | -1 | 0.010913 | 175 | 175 |  |  |  |  | -0.010913 | -1.9098
7303 | L_WPPGS12_1Y | 1 | South | YES | -0.000946 | 50 | 0 | 50 | 0 | 1.025 | GGT | -1 | 0.010913 | 50 | 50 |  |  |  |  | -0.010913 | -0.54566
7303 | L_WPPGS12_1Y | 2 | South | YES | -0.000946 | 50 | 0 | 50 | 0 | 1.025 | GGT | -1 | 0.010913 | 50 | 50 |  |  |  |  | -0.010913 | -0.54566
7305 | L_WPPGS34_1Y | 3 | South | YES | -0.000946 | 50 | 0 | 50 | 0 | 1.025 | GGT | -1 | 0.010913 | 50 | 50 |  |  |  |  | -0.010913 | -0.54566
7305 | L_WPPGS34_1Y | 4 | South | YES | -0.000946 | 50 | 0 | 50 | 0 | 1.025 | GGT | -1 | 0.010913 | 50 | 50 |  |  |  |  | -0.010913 | -0.54566
7487 | L_CANYHY8_1Y | 1 | South | YES | -0.000913 | 0 | 0 | 6 |  | 1 | Hydro | -1 | 0.01088 | 0 | 0 |  |  |  |  | -0.01088 | 0
3416 | LAKE_CRK1_G | 1 | North | YES | -0.00091 | 60 | 33 | 75 |  | 1.029 | GST | -1 | 0.010877 | 75 | 75 |  |  | -0.06825 | 75 | -0.010877 | -0.81579
3417 | LAKE_CRK2_G | 2 | North | YES | -0.00091 | 177.6 | 40 | 222 | 0 | 1.029 | GST | -1 | 0.010877 | 222 | 222 |  |  | -0.20202 | 222 | -0.010877 | -2.4147
7010 | L_FPPYD11_1Y | 1 | South | YES | -0.00089 | 547.4 | 200 | 606 | 0 | 1.02 | LIGCO | -1 | 0.010857 | 0 | 606 |  |  |  |  | -0.010857 | 0
7011 | L_FPPYD11_2Y | 2 | South | YES | -0.00089 | 552.2 | 200 | 598 | 0 | 1.02 | LIGCO | -1 | 0.010857 | 0 | 598 |  |  |  |  | -0.010857 | 0
7012 | L_FPPYD21_3Y | 3 | South | YES | -0.000889 | 427.5 | 200 | 436 | 0 | 1.02 | LIGCO | -1 | 0.010856 | 0 | 436 |  |  |  |  | -0.010856 | 0
1892 | DECRDOVA_2G | A | North | YES | -0.000842 | 65 | 65 | 70 | 0 | 1.025 | GGT | -1 | 0.010809 | 70 | 70 |  |  | -0.05894 | 70 | -0.010809 | -0.75664
1893 | DECRDOVA_3G | B | North | YES | -0.000842 | 65 | 65 | 69 | 0 | 1.025 | GGT | -1 | 0.010809 | 69 | 69 |  |  | -0.058098 | 69 | -0.010809 | -0.74583
1894 | DECRDOVA_4G | C | North | YES | -0.000842 | 65 | 65 | 69 | 0 | 1.025 | GGT | -1 | 0.010809 | 69 | 69 |  |  | -0.058098 | 69 | -0.010809 | -0.74583
1895 | DECRDOVA_5G | D | North | YES | -0.000842 | 65 | 65 | 68 | 0 | 1.025 | GGT | -1 | 0.010809 | 68 | 68 |  |  | -0.057256 | 68 | -0.010809 | -0.73502
3403 | THOUSE_1G | 1 | North | YES | -0.000836 | 563 | 200 | 563 | 0 | 1.012 | GSC | -1 | 0.010803 | 563 | 563 |  |  | -0.47067 | 563 | -0.010803 | -6.0822
3404 | THOUSE_2G | 2 | North | YES | -0.000836 | 807 | 250 | 807 | 0 | 1.012 | GSC | -1 | 0.010803 | 807 | 807 |  |  | -0.67465 | 807 | -0.010803 | -8.7181
7014 | L_HAYSEN1_1Y | 1 | South | YES | -0.000799 | 223.9 | 74 | 223.9 | 0 | 1.008 | CC | -1 | 0.010766 | 223.9 | 223.9 |  |  |  |  | -0.010766 | -2.4105
7015 | L_HAYSEN1_2Y | 2 | South | YES | -0.000799 | 225 | 74 | 225 | 0 | 1.008 | CC | -1 | 0.010766 | 225 | 225 |  |  |  |  | -0.010766 | -2.4224
7016 | L_HAYSEN1_3Y | 3 | South | YES | -0.000799 | 224.6 | 74 | 224.6 | 0 | 1.008 | CC | -1 | 0.010766 | 224.6 | 224.6 |  |  |  |  | -0.010766 | -2.4181
7017 | L_HAYSEN1_4Y | 4 | South | YES | -0.000799 | 226.7 | 74 | 226.7 | 0 | 1.008 | CC | -1 | 0.010766 | 226.7 | 226.7 |  |  |  |  | -0.010766 | -2.4407
7624 | L_LAKEWO9_1Y | 1 | South | YES | -0.000796 | 0 | 0 | 2.4 |  | 1 | Hydro | -1 | 0.010763 | 0 | 0 |  |  |  |  | -0.010763 | 0
7624 | L_LAKEWO9_1Y | 2 | South | YES | -0.000796 | 0 | 0 | 2.4 |  | 1 | Hydro | -1 | 0.010763 | 0 | 0 |  |  |  |  | -0.010763 | 0
7605 | L_MCQUEE9_1Y | 1 | South | YES | -0.00079 | 0 | 0 | 2.4 |  | 1.025 | Hydro | -1 | 0.010757 | 0 | 0 |  |  |  |  | -0.010757 | 0
7605 | L_MCQUEE9_1Y | 2 | South | YES | -0.00079 | 0 | 0 | 2.4 |  | 1.025 | Hydro | -1 | 0.010757 | 0 | 0 |  |  |  |  | -0.010757 | 0
7605 | L_MCQUEE9_1Y | 3 | South | YES | -0.00079 | 0 | 0 | 2.8 |  | 1.025 | Hydro | -1 | 0.010757 | 0 | 0 |  |  |  |  | -0.010757 | 0
7810 | L_RIONOG1G1Y | 1 | South | YES | -0.000757 | 148 | 0 | 148 | 0 | 1.02 | CC | -1 | 0.010724 | 148 | 148 |  |  |  |  | -0.010724 | -1.5872
7811 | L_RIONOG1G2Y | 2 | South | YES | -0.000757 | 148 | 0 | 148 | 0 | 1.02 | CC | -1 | 0.010724 | 148 | 148 |  |  |  |  | -0.010724 | -1.5872
7812 | L_RIONOG1G3Y | 3 | South | YES | -0.000757 | 154 | 0 | 154 | 0 | 1.02 | CC | -1 | 0.010724 | 154 | 154 |  |  |  |  | -0.010724 | -1.6515
7813 | L_RIONOG1S1Y | 4 | South | YES | -0.000757 | 293 | 0 | 293 | 0 | 1.02 | CC | -1 | 0.010724 | 293 | 293 |  |  |  |  | -0.010724 | -3.1422
7609 | L_SCHUMA8_1Y | 1 | South | YES | -0.000748 | 0 | 0 | 4 |  | 1 | Hydro | -1 | 0.010715 | 0 | 0 |  |  |  |  | -0.010715 | 0
8189 | CUECPL2A | 1 | South | YES | -0.000725 | 12 | 0 | 12 | 0 | 1.02 | Cogen | -1 | 0.010692 | 0 | 0 |  |  |  |  | -0.010692 | 0
7800 | L_GUADGE1_1Y | 1 | South | YES | -0.000715 | 147 | 30 | 147 | 0 | 1.02 | CC | -1 | 0.010682 | 147 | 147 |  |  |  |  | -0.010682 | -1.5703
7801 | L_GUADGE1_2Y | 2 | South | YES | -0.000715 | 138 | 30 | 138 | 0 | 1.02 | CC | -1 | 0.010682 | 138 | 138 |  |  |  |  | -0.010682 | -1.4741
7802 | L_GUADGE1_3Y | 3 | South | YES | -0.000715 | 146 | 30 | 146 | 0 | 1.02 | CC | -1 | 0.010682 | 146 | 146 |  |  |  |  | -0.010682 | -1.5596
7803 | L_GUADGE1_4Y | 4 | South | YES | -0.000715 | 149 | 30 | 149 | 0 | 1.02 | CC | -1 | 0.010682 | 149 | 149 |  |  |  |  | -0.010682 | -1.5916
7804 | L_GUADGE1_5Y | 5 | South | YES | -0.000715 | 182 | 30 | 182 | 0 | 1.02 | CC | -1 | 0.010682 | 182 | 182 |  |  |  |  | -0.010682 | -1.9441
7805 | L_GUADGE1_6Y | 6 | South | YES | -0.000715 | 203 | 30 | 203 | 0 | 1.02 | CC | -1 | 0.010682 | 203 | 203 |  |  |  |  | -0.010682 | -2.1685
1898 | COMCHEPK_1G | 1 | North | YES | -0.000661 | 1159 | 1150 | 1159 | 0 | 1.032 | Nuc | -1 | 0.010628 | 0 | 0 |  |  | 0 | 0 | -0.010628 | 0
1899 | COMCHEPK_2G | 2 | North | YES | -0.000661 | 1159 | 1128 | 1159 | 0 | 1.032 | Nuc | -1 | 0.010628 | 0 | 0 |  |  | 0 | 0 | -0.010628 | 0
366 | JNSNCNTY802 | 1 | North | YES | -0.000658 | 168 | 20 | 168 | 0 | 1.02 | Cogen | -1 | 0.010625 | 0 | 0 |  |  | 0 | 0 | -0.010625 | 0
367 | JNSNCNTY802 | 2 | North | YES | -0.000658 | 90 | 20 | 90 | 0 | 1.02 | Cogen | -1 | 0.010625 | 0 | 0 |  |  | 0 | 0 | -0.010625 | 0
5401 | CALAVER_JKS1 | 1 | South | YES | -0.000653 | 562 | 100 | 562 | 0 | 1.018 | LIGCO | -1 | 0.01062 | 0 | 562 |  |  |  |  | -0.01062 | 0
5476 | BRA_AVR1_CT1 | 1 | South | YES | -0.000653 | 155 | 90 | 155 | 0 | 1.017 | CC | -1 | 0.01062 | 155 | 155 |  |  |  |  | -0.01062 | -1.6461
5477 | BRA_AVR1_ST1 | 1 | South | YES | -0.000653 | 174 | 138 | 174 | 0 | 1.017 | CC | -1 | 0.01062 | 174 | 174 |  |  |  |  | -0.01062 | -1.8479
5478 | BRA_AVR1_CT2 | 1 | South | YES | -0.000653 | 155 | 90 | 155 | 0 | 1.017 | CC | -1 | 0.01062 | 155 | 155 |  |  |  |  | -0.01062 | -1.6461
5436 | TUTTL_WBT1G1 | 1 | South | YES | -0.000643 | 48.8 | 20 | 61 | 0 | 1.012 | GST | -1 | 0.01061 | 61 | 61 |  |  |  |  | -0.01061 | -0.64722
5438 | TUTTL_WBT3G3 | 3 | South | YES | -0.000643 | 95 | 25 | 95 | 0 | 1.012 | GST | -1 | 0.01061 | 95 | 95 |  |  |  |  | -0.01061 | -1.008
5439 | TUTTL_WBT4G4 | 4 | South | YES | -0.000643 | 120.8 | 40 | 151 | 0 | 1.012 | GST | -1 | 0.01061 | 151 | 151 |  |  |  |  | -0.01061 | -1.6021
5111 | CALAVER_JTD1 | 1 | South | YES | -0.000622 | 430 | 80 | 430 | 0 | 1.0138 | LIGCO | -1 | 0.010589 | 0 | 430 |  |  |  |  | -0.010589 | 0
5112 | CALAVER_JTD2 | 2 | South | YES | -0.000622 | 430 | 80 | 430 | 0 | 1.0138 | LIGCO | -1 | 0.010589 | 0 | 430 |  |  |  |  | -0.010589 | 0
5396 | CALAVER_OWS1 | 1 | South | YES | -0.000615 | 418 | 80 | 418 | 0 | 1.0192 | GST | -1 | 0.010582 | 418 | 418 |  |  |  |  | -0.010582 | -4.4233
5397 | CALAVER_OWS2 | 2 | South | YES | -0.000615 | 400 | 80 | 400 | 0 | 1.0192 | GST | -1 | 0.010582 | 400 | 400 |  |  |  |  | -0.010582 | -4.2329
5026 | BRAUNIG_VHB1 | 1 | South | YES | -0.000613 | 215 | 40 | 215 | 0 | 1.0192 | GST | -1 | 0.01058 | 215 | 215 |  |  |  |  | -0.01058 | -2.2747
5027 | BRAUNIG_VHB2 | 2 | South | YES | -0.000613 | 172.8 | 40 | 216 | 0 | 1.0192 | GST | -1 | 0.01058 | 216 | 216 |  |  |  |  | -0.01058 | -2.2853
5031 | BRA_VHBCT1 | 1 | South | YES | -0.000613 | 44 | 24 | 44 | 0 | 1.0192 | #N/A | -1 | 0.01058 | 44 | 44 |  |  |  |  | -0.01058 | -0.46553
5032 | BRA_VHBCT2 | 2 | South | YES | -0.000613 | 44 | 24 | 44 | 0 | 1.0192 | #N/A | -1 | 0.01058 | 44 | 44 |  |  |  |  | -0.01058 | -0.46553
5033 | BRA_VHBCT3 | 3 | South | YES | -0.000613 | 43 | 24 | 43 | 0 | 1.0192 | #N/A | -1 | 0.01058 | 43 | 43 |  |  |  |  | -0.01058 | -0.45495
5034 | BRA_VHBCT4 | 4 | South | YES | -0.000613 | 45 | 24 | 45 | 0 | 1.0192 | #N/A | -1 | 0.01058 | 45 | 45 |  |  |  |  | -0.01058 | -0.47611
5028 | BRAUNIG_VHB3 | 3 | South | YES | -0.000604 | 407 | 60 | 407 | 0 | 1.0138 | GST | -1 | 0.010571 | 407 | 407 |  |  |  |  | -0.010571 | -4.3025
48731 | CBE_GT1 | 1 | Houston | YES | -0.000579 | 76 | 0 | 76 | 0 | 1.029 | CC | -1 | 0.010546 | 76 | 76 |  |  |  |  | -0.010546 | -0.80151
48732 | CBE_GT2 | 1 | Houston | YES | -0.000579 | 76 | 0 | 76 | 0 | 1.029 | CC | -1 | 0.010546 | 76 | 76 |  |  |  |  | -0.010546 | -0.80151
48733 | CBE_ST12 | 1 | Houston | YES | -0.000579 | 105 | 0 | 105 | 0 | 1.029 | CC | -1 | 0.010546 | 105 | 105 |  |  |  |  | -0.010546 | -1.1073
48734 | CBE_GT3 | 1 | Houston | YES | -0.000579 | 76 | 0 | 76 | 0 | 1.029 | CC | -1 | 0.010546 | 76 | 76 |  |  |  |  | -0.010546 | -0.80151
48735 | CBE_GT4 | 1 | Houston | YES | -0.000579 | 76 | 0 | 76 | 0 | 1.029 | CC | -1 | 0.010546 | 76 | 76 |  |  |  |  | -0.010546 | -0.80151
48736 | CBE_ST34 | 1 | Houston | YES | -0.000579 | 105 | 0 | 105 | 0 | 1.029 | CC | -1 | 0.010546 | 105 | 105 |  |  |  |  | -0.010546 | -1.1073
1877 | WLFHOLW_1G | 1 | North | YES | -0.000576 | 217.3 | 89.2 | 217.3 | 0 | 1.032 | CC | -1 | 0.010543 | 217.3 | 217.3 |  |  | -0.12516 | 217.3 | -0.010543 | -2.291
1878 | WLFHOLW_2G | 2 | North | YES | -0.000576 | 215.7 | 105 | 215.7 | 0 | 1.032 | CC | -1 | 0.010543 | 215.7 | 215.7 |  |  | -0.12424 | 215.7 | -0.010543 | -2.2742
1879 | WLFHOLW_3G | 3 | North | YES | -0.000576 | 272.4 | 89.2 | 272.4 | 0 | 1.032 | CC | -1 | 0.010543 | 272.4 | 272.4 |  |  | -0.1569 | 272.4 | -0.010543 | -2.872
5911 | STP_GN1___1 | 1 | Houston | YES | -0.000576 | 1333 | 1249 | 1333 | 0 | 1.0406 | Nuc | -1 | 0.010543 | 0 | 0 |  |  |  |  | -0.010543 | 0
5912 | STP_GN2___2 | 2 | Houston | YES | -0.000576 | 1332 | 1249 | 1332 | 0 | 1.0406 | Nuc | -1 | 0.010543 | 0 | 0 |  |  |  |  | -0.010543 | 0
8173 | VICEC51A | 5 | South | YES | -0.000575 | 144 | 18 | 144 | 0 | 1.025 | CC | -1 | 0.010542 | 144 | 144 |  |  |  |  | -0.010542 | -1.5181
8174 | VICEC61A | 6 | South | YES | -0.000575 | 188 | 42 | 188 | 0 | 1.025 | CC | -1 | 0.010542 | 188 | 188 |  |  |  |  | -0.010542 | -1.9819
8066 | DUP1V#1 | 1 | South | YES | -0.000573 | 52.3 | 0 | 73 | 0 | 1.01 | Cogen | -1 | 0.01054 | 0 | 0 |  |  |  |  | -0.01054 | 0
8134 | FOR #1 | 1 | South | YES | -0.00057 | 54.1 | 45 | 79 | 0 | 1.03 | Cogen | -1 | 0.010537 | 0 | 0 |  |  |  |  | -0.010537 | 0
8138 | FOR #2 | 2 | South | YES | -0.00057 | 63.1 | 45 | 81 | 0 | 1.03 | Cogen | -1 | 0.010537 | 0 | 0 |  |  |  |  | -0.010537 | 0
8153 | FOR #3 | 3 | South | YES | -0.00057 | 63.1 | 45 | 79.9 | 0 | 1.03 | Cogen | -1 | 0.010537 | 0 | 0 |  |  |  |  | -0.010537 | 0
8154 | FOR #4 | 4 | South | YES | -0.00057 | 63.1 | 60 | 80 | 0 | 1.03 | Cogen | -1 | 0.010537 | 0 | 0 |  |  |  |  | -0.010537 | 0
8155 | FOR #5 | 5 | South | YES | -0.00057 | 63.1 | 60 | 78.4 | 0 | 1.03 | Cogen | -1 | 0.010537 | 0 | 0 |  |  |  |  | -0.010537 | 0
8156 | FOR #6 | 6 | South | YES | -0.00057 | 24.9 | 5 | 25 | 0 | 1.03 | Cogen | -1 | 0.010537 | 0 | 0 |  |  |  |  | -0.010537 | 0
8157 | FOR #7 | 7 | South | YES | -0.00057 | 28.8 | 5 | 46 | 0 | 1.03 | Cogen | -1 | 0.010537 | 0 | 0 |  |  |  |  | -0.010537 | 0
80051 | FOR #8 | 8 | South | YES | -0.00057 | 28 | 28 | 28 | 0 | 1.016 | Cogen | -1 | 0.010537 | 0 | 0 |  |  |  |  | -0.010537 | 0
80052 | FOR #9 | 9 | South | YES | -0.00057 | 29.7 | 5 | 43.6 | 0 | 1.03 | Cogen | -1 | 0.010537 | 0 | 0 |  |  |  |  | -0.010537 | 0
80053 | FOR #10 | 10 | South | YES | -0.00057 | 68.4 | 45 | 75 | 0 | 1.03 | Cogen | -1 | 0.010537 | 0 | 0 |  |  |  |  | -0.010537 | 0
80226 | ALCOA G | 1 | South | YES | -0.000569 | 32.3 | 5 | 48 | 0 | 1.015 | Cogen | -1 | 0.010536 | 0 | 0 |  |  |  |  | -0.010536 | 0
5264 | LEON_LCP3G3 | 3 | South | YES | -0.000566 | 0 | 20 | 58 |  | 1.0197 | GST | -1 | 0.010533 | 58 | 58 |  |  |  |  | -0.010533 | -0.61092
5265 | LEON_LCP4G4 | 4 | South | YES | -0.000566 | 71.2 | 25 | 89 | 0 | 1.0197 | GST | -1 | 0.010533 | 89 | 89 |  |  |  |  | -0.010533 | -0.93745
5266 | LEON_LCPCT1 | 1 | South | YES | -0.000566 | 44 | 24 | 44 | 0 | 1.0197 | GGT | -1 | 0.010533 | 44 | 44 |  |  |  |  | -0.010533 | -0.46346
5267 | LEON_LCPCT2 | 2 | South | YES | -0.000566 | 44 | 24 | 44 | 0 | 1.0197 | GGT | -1 | 0.010533 | 44 | 44 |  |  |  |  | -0.010533 | -0.46346
5268 | LEON_LCPCT3 | 3 | South | YES | -0.000566 | 43 | 24 | 43 | 0 | 1.0197 | GGT | -1 | 0.010533 | 43 | 43 |  |  |  |  | -0.010533 | -0.45292
5269 | LEON_LCPCT4 | 4 | South | YES | -0.000566 | 45 | 24 | 45 | 0 | 1.0197 | GGT | -1 | 0.010533 | 45 | 45 |  |  |  |  | -0.010533 | -0.47399
48911 | TGF_GT1_8000 | 1 | Houston | YES | -0.000565 | 69.2 | 0 | 69.2 |  | 1.029 | Cogen | -1 | 0.010532 | 0 | 0 |  |  |  |  | -0.010532 | 0
80224 | VISTRONG1 | 1 | South | YES | -0.000565 | 13.1 | 0 | 15 | 0 | 1.01 | Cogen | -1 | 0.010532 | 0 | 0 |  |  |  |  | -0.010532 | 0
80225 | VISTRONG2 | 2 | South | YES | -0.000565 | 20.2 | 0 | 23 | 0 | 1.01 | Cogen | -1 | 0.010532 | 0 | 0 |  |  |  |  | -0.010532 | 0
8147 | UCAR #2 | 10 | South | YES | -0.000564 | 18.2 | 0 | 28 |  | 1 | Cogen | -1 | 0.010531 | 0 | 0 |  |  |  |  | -0.010531 | 0
8148 | UCAR #1 | 2 | South | YES | -0.000564 | 6.1 | 0 | 7 | 0 | 1.009 | Cogen | -1 | 0.010531 | 0 | 0 |  |  |  |  | -0.010531 | 0
80137 | CSDR89 | 8 | South | YES | -0.000564 | 33.9 | 0 | 39 |  | 1.003 | DCTie | -1 | 0.010531 | 0 | 0 |  |  |  |  | -0.010531 | 0
80137 | CSDR89 | 9 | South | YES | -0.000564 | 0 | 0 | 15 |  | 1.003 | DCTie | -1 | 0.010531 | 0 | 0 |  |  |  |  | -0.010531 | 0
80138 | CSDR7 | 7 | South | YES | -0.000564 | 6.1 | 0 | 7 | 0 | 1.014 | DCTie | -1 | 0.010531 | 0 | 0 |  |  |  |  | -0.010531 | 0
80139 | CSDR56 | 5 | South | YES | -0.000564 | 15 | 0 | 15 |  | 1.0033 | DCTie | -1 | 0.010531 | 0 | 0 |  |  |  |  | -0.010531 | 0
80139 | CSDR56 | 6 | South | YES | -0.000564 | 0 | 0 | 39 |  | 1.0033 | DCTie | -1 | 0.010531 | 0 | 0 |  |  |  |  | -0.010531 | 0
80140 | CSDR11 | 11 | South | YES | -0.000564 | 33.9 | 0 | 39 | 0 | 1.03 | DCTie | -1 | 0.010531 | 0 | 0 |  |  |  |  | -0.010531 | 0
5508 | RAYBURNCC9 | 1 | South | YES | -0.000563 | 47.7 | 18.2 | 47.7 | 0 | 1.0296 | CC | -1 | 0.01053 | 47.7 | 47.7 |  |  |  |  | -0.01053 | -0.50229
5509 | RAYBURNCC10 | 1 | South | YES | -0.000563 | 37.3 | 5.2 | 37.3 | 0 | 1.0296 | CC | -1 | 0.01053 | 37.3 | 37.3 |  |  |  |  | -0.01053 | -0.39277
5511 | RAYBURNCC7 | 1 | South | YES | -0.000563 | 47.5 | 18.2 | 47.5 | 0 | 1.0296 | CC | -1 | 0.01053 | 47.5 | 47.5 |  |  |  |  | -0.01053 | -0.50018
5512 | RAYBURNCC8 | 1 | South | YES | -0.000563 | 49.3 | 18.2 | 49.3 | 0 | 1.0296 | CC | -1 | 0.01053 | 49.3 | 49.3 |  |  |  |  | -0.01053 | -0.51914
80227 | AIRCO G | 1 | South | YES | -0.000561 | 7.2 | 0 | 8 | 0 | 1.0104 | Cogen | -1 | 0.010528 | 0 | 0 |  |  |  |  | -0.010528 | 0
8161 | COLETO0A | 1 | South | YES | -0.000555 | 633 | 200 | 633 | 0 | 1.03 | LIGCO | -1 | 0.010522 | 0 | 633 |  |  |  |  | -0.010522 | 0
5903 | SANMIGUELGEN | 1 | South | YES | -0.000553 | 396.3 | 180 | 396.3 | 0 | 1.0331 | LIGCO | -1 | 0.01052 | 0 | 396.3 |  |  |  |  | -0.01052 | 0
49851 | DOW17000 | 37 | Houston | YES | -0.000544 | 39 | 0 | 62 | 0 | 1 | Cogen | -1 | 0.010511 | 0 | 0 |  |  |  |  | -0.010511 | 0
49858 | DOW38100 | 31 | Houston | YES | -0.000544 | 45 | 0 | 71.4 |  | 1 | Cogen | -1 | 0.010511 | 0 | 0 |  |  |  |  | -0.010511 | 0
49859 | DOW38200 | 33 | Houston | YES | -0.000544 | 28 | 0 | 45 | 0 | 1 | Cogen | -1 | 0.010511 | 0 | 0 |  |  |  |  | -0.010511 | 0
49860 | DOW38300 | 32 | Houston | YES | -0.000544 | 63 | 0 | 101 |  | 1 | Cogen | -1 | 0.010511 | 0 | 0 |  |  |  |  | -0.010511 | 0
49862 | DOW39100 | 36 | Houston | YES | -0.000544 | 54 | 0 | 86 | 0 | 1 | Cogen | -1 | 0.010511 | 0 | 0 |  |  |  |  | -0.010511 | 0
49863 | DOW39200 | 35 | Houston | YES | -0.000544 | 55 | 0 | 88 | 0 | 1 | Cogen | -1 | 0.010511 | 0 | 0 |  |  |  |  | -0.010511 | 0
49865 | DOW41000 | 41 | Houston | YES | -0.000544 | 31 | 0 | 50 |  | 1 | Cogen | -1 | 0.010511 | 0 | 0 |  |  |  |  | -0.010511 | 0
49866 | DOW42000 | 42 | Houston | YES | -0.000544 | 11 | 0 | 18 |  | 1 | Cogen | -1 | 0.010511 | 0 | 0 |  |  |  |  | -0.010511 | 0
49869 | DOW49000 | 45 | Houston | YES | -0.000544 | 59 | 0 | 94 |  | 1 | Cogen | -1 | 0.010511 | 0 | 0 |  |  |  |  | -0.010511 | 0
49870 | DOW61000 | 61 | Houston | YES | -0.000544 | 44 | 0 | 70 | 0 | 1 | Cogen | -1 | 0.010511 | 0 | 0 |  |  |  |  | -0.010511 | 0
49871 | DOW62000 | 62 | Houston | YES | -0.000544 | 40 | 0 | 63 | 0 | 1 | Cogen | -1 | 0.010511 | 0 | 0 |  |  |  |  | -0.010511 | 0
49872 | DOW63000 | 63 | Houston | YES | -0.000544 | 45 | 0 | 72 | 0 | 1 | Cogen | -1 | 0.010511 | 0 | 0 |  |  |  |  | -0.010511 | 0
49873 | DOW64000 | 64 | Houston | YES | -0.000544 | 41 | 0 | 64.8 | 0 | 1 | Cogen | -1 | 0.010511 | 0 | 0 |  |  |  |  | -0.010511 | 0
49876 | DOW65000 | 65 | Houston | YES | -0.000544 | 63 | 0 | 101 | 0 | 1 | Cogen | -1 | 0.010511 | 0 | 0 |  |  |  |  | -0.010511 | 0
49877 | DOW66000 | 66 | Houston | YES | -0.000544 | 61 | 0 | 97 | 0 | 1 | Cogen | -1 | 0.010511 | 0 | 0 |  |  |  |  | -0.010511 | 0
49878 | DOW67000 | 67 | Houston | YES | -0.000544 | 65 | 0 | 103 | 0 | 1 | Cogen | -1 | 0.010511 | 0 | 0 |  |  |  |  | -0.010511 | 0
49882 | DOW81000 | 81 | Houston | YES | -0.000544 | 47 | 0 | 76 | 0 | 1 | Cogen | -1 | 0.010511 | 0 | 0 |  |  |  |  | -0.010511 | 0
49884 | DOW82000 | 82 | Houston | YES | -0.000544 | 51 | 0 | 80 | 0 | 1 | Cogen | -1 | 0.010511 | 0 | 0 |  |  |  |  | -0.010511 | 0
49885 | DOW83000 | 83 | Houston | YES | -0.000544 | 51 | 0 | 80 | 0 | 1 | Cogen | -1 | 0.010511 | 0 | 0 |  |  |  |  | -0.010511 | 0
49886 | DOW84000 | 84 | Houston | YES | -0.000544 | 107 | 0 | 171 | 0 | 0.98 | Cogen | -1 | 0.010511 | 0 | 0 |  |  |  |  | -0.010511 | 0
5503 | RAYBURNGEN3 | 1 | South | YES | -0.000542 | 17.6 | 6 | 22 | 0 | 1.0223 | GST | -1 | 0.010509 | 22 | 22 |  |  |  |  | -0.010509 | -0.2312
5505 | RAYBURNGEN1 | 1 | South | YES | -0.000542 | 0 | 1 | 11 |  | 1.0223 | GGT | -1 | 0.010509 | 11 | 11 |  |  |  |  | -0.010509 | -0.1156
5506 | RAYBURNGEN2 | 1 | South | YES | -0.000542 | 0 | 1 | 11 |  | 1.0223 | GGT | -1 | 0.010509 | 11 | 11 |  |  |  |  | -0.010509 | -0.1156
48520 | BSF_GT1_8070 | 1 | Houston | YES | -0.000539 | 72 | 0 | 72 | 0 | 1.0326 | Cogen | -1 | 0.010506 | 0 | 0 |  |  |  |  | -0.010506 | 0
48520 | BSF_GT1_8070 | 2 | Houston | YES | -0.000539 | 10 | 0 | 10 | 0 | 1.0326 | Cogen | -1 | 0.010506 | 0 | 0 |  |  |  |  | -0.010506 | 0
39760 | TNSCLP1___8 | 1 | Houston | YES | -0.000534 | 93.4 | 20 | 116.8 | 0 | 1.04 | Cogen | -1 | 0.010501 | 0 | 0 |  |  |  |  | -0.010501 | 0
39770 | TNSCLP2___8 | 1 | Houston | YES | -0.000534 | 91.6 | 20 | 114.5 | 0 | 1.04 | Cogen | -1 | 0.010501 | 0 | 0 |  |  |  |  | -0.010501 | 0
39775 | TNSCLP4___8 | 1 | Houston | YES | -0.000534 | 95.2 | 20 | 119 | 0 | 1.04 | Cogen | -1 | 0.010501 | 0 | 0 |  |  |  |  | -0.010501 | 0
39790 | TNSCLP3___8 | 1 | Houston | YES | -0.000534 | 87.6 | 20 | 109.5 | 0 | 1.027 | Cogen | -1 | 0.010501 | 0 | 0 |  |  |  |  | -0.010501 | 0
48926 | WAP_GN6_6 | 6 | Houston | YES | -0.000519 | 651 | 280 | 651 |  | 1.035 | LIGCO | -1 | 0.010486 | 0 | 651 |  |  |  |  | -0.010486 | 0
48927 | WAP_GN7_7 | 7 | Houston | YES | -0.000519 | 564 | 277 | 564 |  | 1.035 | LIGCO | -1 | 0.010486 | 0 | 564 |  |  |  |  | -0.010486 | 0
48928 | WAP_GN8_8 | 8 | Houston | YES | -0.000519 | 603 | 275 | 603 |  | 1.035 | LIGCO | -1 | 0.010486 | 0 | 603 |  |  |  |  | -0.010486 | 0
48521 | BVE_GT1_GT1 | 1 | Houston | YES | -0.000518 | 167.7 | 0 | 167.7 |  | 1.035 | CC | -1 | 0.010485 | 167.7 | 167.7 |  |  |  |  | -0.010485 | -1.7584
48522 | BVE_GT2_5035 | 2 | Houston | YES | -0.000518 | 166.4 | 0 | 166.4 |  | 1.035 | CC | -1 | 0.010485 | 166.4 | 166.4 |  |  |  |  | -0.010485 | -1.7447
48523 | BVE_ST1_GN1 | 3 | Houston | YES | -0.000518 | 252.4 | 0 | 252.4 |  | 1.035 | CC | -1 | 0.010485 | 252.4 | 252.4 |  |  |  |  | -0.010485 | -2.6464
48730 | MNS_GT | 1 | Houston | YES | -0.000517 | 43 | 0 | 46.1 |  | 1.029 | Cogen | -1 | 0.010484 | 0 | 0 |  |  |  |  | -0.010484 | 0
48921 | WAP_GN1_1 | 1 | Houston | YES | -0.000517 | 132.8 | 37 | 166 | 0 | 1.0362 | GST | -1 | 0.010484 | 166 | 166 |  |  |  |  | -0.010484 | -1.7404
48922 | WAP_GN2_2 | 2 | Houston | YES | -0.000517 | 132.8 | 37 | 166 | 0 | 1.0362 | GST | -1 | 0.010484 | 166 | 166 |  |  |  |  | -0.010484 | -1.7404
48923 | WAP_GN3_3 | 3 | Houston | YES | -0.000517 | 198.4 | 93 | 248 | 0 | 1.0362 | GST | -1 | 0.010484 | 248 | 248 |  |  |  |  | -0.010484 | -2.6001
48924 | WAP_GN4_4 | 4 | Houston | YES | -0.000517 | 546 | 217 | 546 | 0 | 1.0362 | GSC | -1 | 0.010484 | 546 | 546 |  |  |  |  | -0.010484 | -5.7243
48925 | WAP_GN5_5 | 5 | Houston | YES | -0.000517 | 589 | 278 | 654 | 0 | 0.985 | LIGCO | -1 | 0.010484 | 0 | 654 |  |  |  |  | -0.010484 | 0
48929 | WAPGT21_GT1 | B1 | Houston | YES | -0.000517 | 0 | 0 | 13 |  | 1.05 | GGT | -1 | 0.010484 | 13 | 13 |  |  |  |  | -0.010484 | -0.13629
48510 | AK_GT1__8040 | 1 | Houston | YES | -0.000514 | 33.4 | 8.1 | 34 |  | 1.029 | Cogen | -1 | 0.010481 | 0 | 0 |  |  |  |  | -0.010481 | 0
8926 | LGE_GT10A | 1 | South | YES | -0.000506 | 158 | 0 | 158 | 0 | 1.03 | Cogen | -1 | 0.010473 | 0 | 0 |  |  |  |  | -0.010473 | 0
8927 | LGE_GT20A | 2 | South | YES | -0.000506 | 153 | 0 | 153 | 0 | 1.03 | Cogen | -1 | 0.010473 | 0 | 0 |  |  |  |  | -0.010473 | 0
8928 | LGE_STG0A | 3 | South | YES | -0.000506 | 100 | 0 | 100 | 0 | 1.03 | Cogen | -1 | 0.010473 | 0 | 0 |  |  |  |  | -0.010473 | 0
8930 | ICPGN10A | 1 | South | YES | -0.000506 | 149 | 0 | 149 | 0 | 1.03 | Cogen | -1 | 0.010473 | 0 | 0 |  |  |  |  | -0.010473 | 0
8931 | ICPGN20A | 2 | South | YES | -0.000506 | 150 | 0 | 150 | 0 | 1.03 | Cogen | -1 | 0.010473 | 0 | 0 |  |  |  |  | -0.010473 | 0
8932 | ICPGN30A | 3 | South | YES | -0.000506 | 127 | 0 | 127 | 0 | 1.03 | Cogen | -1 | 0.010473 | 0 | 0 |  |  |  |  | -0.010473 | 0
80223 | REYSHR G | 1 | South | YES | -0.000506 | 12 | 0 | 12 | 0 | 1.032 | Cogen | -1 | 0.010473 | 0 | 0 |  |  |  |  | -0.010473 | 0
38580 | TNBP_CGN1_8 | 1 | Houston | YES | -0.000502 | 70.8 | 0 | 70.8 | 0 | 1.005 | Cogen | -1 | 0.010469 | 0 | 0 |  |  |  |  | -0.010469 | 0
38590 | TNBP_CGN2_8 | 2 | Houston | YES | -0.000502 | 66.7 | 0 | 66.7 | 0 | 1.005 | Cogen | -1 | 0.010469 | 0 | 0 |  |  |  |  | -0.010469 | 0
38600 | TNBP_CGN3_8 | 5 | Houston | YES | -0.000502 | 53 | 0 | 53 | 0 | 1.005 | Cogen | -1 | 0.010469 | 0 | 0 |  |  |  |  | -0.010469 | 0
38611 | TNBPAMCG1_8 | 1 | Houston | YES | -0.000502 | 153.2 | 0 | 153.2 | 0 | 1.005 | Cogen | -1 | 0.010469 | 0 | 0 |  |  |  |  | -0.010469 | 0
38612 | TNBPAMCG2_8 | 2 | Houston | YES | -0.000502 | 153.5 | 0 | 153.5 | 0 | 1.005 | Cogen | -1 | 0.010469 | 0 | 0 |  |  |  |  | -0.010469 | 0
38613 | TNBPAMCG3_8 | 3 | Houston | YES | -0.000502 | 152.3 | 0 | 152.3 | 0 | 1.005 | Cogen | -1 | 0.010469 | 0 | 0 |  |  |  |  | -0.010469 | 0
38614 | TNBPAMCG4_8 | 4 | Houston | YES | -0.000502 | 96 | 0 | 96 |  | 1.005 | Cogen | -1 | 0.010469 | 0 | 0 |  |  |  |  | -0.010469 | 0
38615 | TNBPAMCG5_8 | 1 | Houston | YES | -0.000502 | 244 | 0 | 244 | 0 | 1.005 | Cogen | -1 | 0.010469 | 0 | 0 |  |  |  |  | -0.010469 | 0
38690 | TNBP_CGN4_8 | 3 | Houston | YES | -0.000502 | 40 | 0 | 40 |  | 1.005 | Cogen | -1 | 0.010469 | 0 | 0 |  |  |  |  | -0.010469 | 0
38711 | TNTXCTY1CG8 | 1 | Houston | YES | -0.000502 | 100.3 | 59 | 100.3 | 0 | 1 | Cogen | -1 | 0.010469 | 0 | 0 |  |  |  |  | -0.010469 | 0
38712 | TNTXCTY2CG8 | 1 | Houston | YES | -0.000502 | 92.9 | 59 | 92.9 | 0 | 1 | Cogen | -1 | 0.010469 | 0 | 0 |  |  |  |  | -0.010469 | 0
38713 | TNTXCTY3CG8 | 1 | Houston | YES | -0.000502 | 102.7 | 59 | 102.7 | 0 | 1 | Cogen | -1 | 0.010469 | 0 | 0 |  |  |  |  | -0.010469 | 0
38714 | TNTXCTY4CG8 | 1 | Houston | YES | -0.000502 | 103 | 59 | 103 | 0 | 1 | Cogen | -1 | 0.010469 | 0 | 0 |  |  |  |  | -0.010469 | 0
39470 | TNDOWCGNSG8 | 1 | Houston | YES | -0.000502 | 32 | 10 | 32 | 0 | 0.985 | Cogen | -1 | 0.010469 | 0 | 0 |  |  |  |  | -0.010469 | 0
39480 | TNDOWCGNGG8 | 1 | Houston | YES | -0.000502 | 30 | 10 | 30 | 0 | 0.985 | Cogen | -1 | 0.010469 | 0 | 0 |  |  |  |  | -0.010469 | 0
8456 | COSW#1 | 1 | South | YES | -0.000497 | 20 | 0 | 20 | 0 | 1.027 | Cogen | -1 | 0.010464 | 0 | 0 |  |  |  |  | -0.010464 | 0
8457 | COSW#2 | 2 | South | YES | -0.000497 | 14 | 0 | 14 | 0 | 1.027 | Cogen | -1 | 0.010464 | 0 | 0 |  |  |  |  | -0.010464 | 0
8560 | CNOPGT1 | 1 | South | YES | -0.000497 | 148.3 | 0 | 148.3 | 0 | 1.03 | Cogen | -1 | 0.010464 | 0 | 0 |  |  |  |  | -0.010464 | 0
8561 | CNOPGT2 | 2 | South | YES | -0.000497 | 148.6 | 0 | 148.6 | 0 | 1.03 | Cogen | -1 | 0.010464 | 0 | 0 |  |  |  |  | -0.010464 | 0
8562 | CNOPST1 | 3 | South | YES | -0.000497 | 153 | 0 | 153 | 0 | 1.03 | Cogen | -1 | 0.010464 | 0 | 0 |  |  |  |  | -0.010464 | 0
48772 | PHR_GN2_2 | MB | Houston | YES | -0.000497 | 0 | 72 | 459 |  | 1.0362 | GSC | -1 | 0.010464 | 0 | 0 |  |  |  |  | -0.010464 | 0
8459 | B_DAVIS0B | MB | South | YES | -0.000495 | 0 | 50 | 339 |  | 1.03 | GSC | -1 | 0.010462 | 0 | 0 |  |  |  |  | -0.010462 | 0
8460 | B_DAVIS0A | MB | South | YES | -0.000495 | 0 | 50 | 340 |  | 1.03 | GSC | -1 | 0.010462 | 0 | 0 |  |  |  |  | -0.010462 | 0
8506 | VAL #1 | 1 | South | YES | -0.000494 | 20.9 | 0 | 25 | 0 | 1.0055 | Cogen | -1 | 0.010461 | 0 | 0 |  |  |  |  | -0.010461 | 0
8507 | VAL #2 | 2 | South | YES | -0.000494 | 20.9 | 0 | 25 | 0 | 1.0055 | Cogen | -1 | 0.010461 | 0 | 0 |  |  |  |  | -0.010461 | 0
8511 | OXY_CC0A | 1 | South | YES | -0.000494 | 30.3 | 0 | 38 |  | 1.027 | Cogen | -1 | 0.010461 | 0 | 0 |  |  |  |  | -0.010461 | 0
48561 | CTL_GT2_8130 | 1 | Houston | YES | -0.000494 | 73.5 | 30.3 | 91.9 |  | 1.0362 | Cogen | -1 | 0.010461 | 0 | 0 |  |  |  |  | -0.010461 | 0
48562 | CTL_GT3_8135 | 2 | Houston | YES | -0.000494 | 70.1 | 30.3 | 87.6 |  | 1.0362 | Cogen | -1 | 0.010461 | 0 | 0 |  |  |  |  | -0.010461 | 0
48563 | CTL_GT4_8140 | 3 | Houston | YES | -0.000494 | 69.6 | 30.3 | 87 |  | 1.0362 | Cogen | -1 | 0.010461 | 0 | 0 |  |  |  |  | -0.010461 | 0
48564 | CTL_GN1_8145 | 4 | Houston | YES | -0.000494 | 43.6 | 12.9 | 54.5 |  | 1.0362 | Cogen | -1 | 0.010461 | 0 | 0 |  |  |  |  | -0.010461 | 0
48565 | CTL_GN2_8155 | 5 | Houston | YES | -0.000494 | 9.8 | 3.4 | 12.2 |  | 1.0362 | Cogen | -1 | 0.010461 | 0 | 0 |  |  |  |  | -0.010461 | 0
8461 | KOCH_UP0A | 1 | South | YES | -0.000492 | 38 | 0 | 38 | 0 | 1.012 | Cogen | -1 | 0.010459 | 0 | 0 |  |  |  |  | -0.010459 | 0
48531 | BYU_GT1_8075 | 1 | Houston | YES | -0.000492 | 65 | 0 | 65 |  | 1.0362 | Cogen | -1 | 0.010459 | 0 | 0 |  |  |  |  | -0.010459 | 0
48532 | BYU_GT2_8055 | 2 | Houston | YES | -0.000492 | 62 | 0 | 62 |  | 1.0362 | Cogen | -1 | 0.010459 | 0 | 0 |  |  |  |  | -0.010459 | 0
48533 | BYU_GT3_8060 | 3 | Houston | YES | -0.000492 | 67 | 0 | 67 |  | 1.0362 | Cogen | -1 | 0.010459 | 0 | 0 |  |  |  |  | -0.010459 | 0
48534 | BYU_GT4_8065 | 4 | Houston | YES | -0.000492 | 65 | 0 | 65 |  | 1.0362 | Cogen | -1 | 0.010459 | 0 | 0 |  |  |  |  | -0.010459 | 0
48691 | GBY_73741085 | A | Houston | YES | -0.000491 | 37.6 | 20 | 47 | 0 | 1.0362 | GGT | -1 | 0.010458 | 47 | 47 |  |  |  |  | -0.010458 | -0.49153
48691 | GBY_73741085 | B | Houston | YES | -0.000491 | 37.6 | 20 | 47 | 0 | 1.0362 | GGT | -1 | 0.010458 | 47 | 47 |  |  |  |  | -0.010458 | -0.49153
48692 | GBY_81821075 | C | Houston | YES | -0.000491 | 37.6 | 20 | 47 | 0 | 1.0362 | GGT | -1 | 0.010458 | 47 | 47 |  |  |  |  | -0.010458 | -0.49153
48692 | GBY_81821075 | D | Houston | YES | -0.000491 | 44 | 20 | 55 | 0 | 1.0362 | GGT | -1 | 0.010458 | 55 | 55 |  |  |  |  | -0.010458 | -0.5752
48693 | GBY_83841065 | E | Houston | YES | -0.000491 | 45.6 | 20 | 57 | 0 | 1.0362 | GGT | -1 | 0.010458 | 57 | 57 |  |  |  |  | -0.010458 | -0.59611
48693 | GBY_83841065 | F | Houston | YES | -0.000491 | 43.2 | 20 | 54 | 0 | 1.0362 | GGT | -1 | 0.010458 | 54 | 54 |  |  |  |  | -0.010458 | -0.56474
48841 | SJS_GT1_GT1 | 1 | Houston | YES | -0.00049 | 62.4 | 49 | 78 | 0 | 1.0362 | Cogen | -1 | 0.010457 | 0 | 0 |  |  |  |  | -0.010457 | 0
48842 | SJS_GT2_GT2 | 2 | Houston | YES | -0.00049 | 64.8 | 49 | 81 | 0 | 1.0362 | Cogen | -1 | 0.010457 | 0 | 0 |  |  |  |  | -0.010457 | 0
48641 | DPEC_GT15040 | 1 | Houston | YES | -0.000489 | 163.2 | 98 | 163.2 | 0 | 1.0319 | CC | -1 | 0.010456 | 163.2 | 163.2 |  |  |  |  | -0.010456 | -1.7064
48642 | DPEC_GT25025 | 2 | Houston | YES | -0.000489 | 157.1 | 98 | 157.1 | 0 | 1.0319 | CC | -1 | 0.010456 | 157.1 | 157.1 |  |  |  |  | -0.010456 | -1.6427
48643 | DPEC_GT35010 | 3 | Houston | YES | -0.000489 | 157.5 | 98 | 157.5 | 0 | 1.0319 | CC | -1 | 0.010456 | 157.5 | 157.5 |  |  |  |  | -0.010456 | -1.6468
48644 | DPEC_GT45070 | 4 | Houston | YES | -0.000489 | 157 | 98 | 157 | 0 | 1.0319 | CC | -1 | 0.010456 | 157 | 157 |  |  |  |  | -0.010456 | -1.6416
48645 | DPEC_ST55065 | 5 | Houston | YES | -0.000489 | 282 | 0 | 282 | 0 | 1.0319 | CC | -1 | 0.010456 | 282 | 282 |  |  |  |  | -0.010456 | -2.9486
48761 | PR_GT1__9040 | 1 | Houston | YES | -0.000489 | 26 | 0 | 35 |  | 1 | Cogen | -1 | 0.010456 | 0 | 0 |  |  |  |  | -0.010456 | 0
48551 | CAL_GT1_8045 | 1 | Houston | YES | -0.000488 | 149 | 0 | 149 | 0 | 1.0326 | Cogen | -1 | 0.010455 | 0 | 0 |  |  |  |  | -0.010455 | 0
48552 | CAL_ST1_8000 | 2 | Houston | YES | -0.000488 | 65.1 | 0 | 65.1 | 0 | 1.0326 | Cogen | -1 | 0.010455 | 0 | 0 |  |  |  |  | -0.010455 | 0
48611 | DIB_GT1_8080 | 1 | Houston | YES | -0.000488 | 64 | 0 | 64 | 0 | 1.0326 | Cogen | -1 | 0.010455 | 0 | 0 |  |  |  |  | -0.010455 | 0
48612 | DIB_GT2_8075 | 2 | Houston | YES | -0.000488 | 63.2 | 0 | 63.2 | 0 | 1.0326 | Cogen | -1 | 0.010455 | 0 | 0 |  |  |  |  | -0.010455 | 0
48613 | DIB_ST1_8085 | 3 | Houston | YES | -0.000488 | 67.9 | 30 | 82.6 | 0 | 1.0326 | Cogen | -1 | 0.010455 | 0 | 0 |  |  |  |  | -0.010455 | 0
48614 | DIB_GT3_8090 | 4 | Houston | YES | -0.000488 | 73.6 | 15 | 73.6 | 0 | 1.0326 | Cogen | -1 | 0.010455 | 0 | 0 |  |  |  |  | -0.010455 | 0
48740 | PSG_GN2_8050 | 1 | Houston | YES | -0.000488 | 182 | 60 | 182 | 0 | 1.0326 | Cogen | -1 | 0.010455 | 0 | 0 |  |  |  |  | -0.010455 | 0
48741 | PSG_GT2_8040 | 1 | Houston | YES | -0.000488 | 158.6 | 50 | 158.6 | 0 | 1.0326 | Cogen | -1 | 0.010455 | 0 | 0 |  |  |  |  | -0.010455 | 0
48742 | PSG_GT3_8060 | 1 | Houston | YES | -0.000488 | 157 | 50 | 157 | 0 | 1.0326 | Cogen | -1 | 0.010455 | 0 | 0 |  |  |  |  | -0.010455 | 0
48845 | SOL_GT1 | 1 | Houston | YES | -0.000488 | 16.2 | 15.4 | 16.2 |  | 1.0326 | Solar | -1 | 0.010455 | 16.2 | 16.2 |  |  |  |  | -0.010455 | -0.16937
48851 | SRB_GN1_1 | 1 | Houston | YES | -0.000488 | 132 | 26 | 165 | 0 | 1.0217 | GST | -1 | 0.010455 | 165 | 165 |  |  |  |  | -0.010455 | -1.7251
48852 | SRB_GN2_2 | 2 | Houston | YES | -0.000488 | 140.8 | 26 | 176 | 0 | 1.0217 | GST | -1 | 0.010455 | 176 | 176 |  |  |  |  | -0.010455 | -1.8401
48853 | SRB_GN3_3 | 3 | Houston | YES | -0.000488 | 170.4 | 35 | 213 |  | 1.0326 | GST | -1 | 0.010455 | 213 | 213 |  |  |  |  | -0.010455 | -2.2269
48854 | SRB_GN4_4 | 4 | Houston | YES | -0.000488 | 182.4 | 35 | 228 | 0 | 1.0326 | GST | -1 | 0.010455 | 228 | 228 |  |  |  |  | -0.010455 | -2.3838
48855 | SRB_GT211035 | B1 | Houston | YES | -0.000488 | 0 | 0 | 18 |  | 1.014 | GGT | -1 | 0.010455 | 18 | 18 |  |  |  |  | -0.010455 | -0.18819
48855 | SRB_GT211035 | B2 | Houston | YES | -0.000488 | 0 | 0 | 12 |  | 1.014 | GGT | -1 | 0.010455 | 12 | 12 |  |  |  |  | -0.010455 | -0.12546
48820 | SHELLG1_3015 | 1 | Houston | YES | -0.000487 | 71 | 34.5 | 71 |  | 1.029 | Cogen | -1 | 0.010454 | 0 | 0 |  |  |  |  | -0.010454 | 0
48821 | SHELLG2 | 2 | Houston | YES | -0.000487 | 72 | 34.5 | 72 |  | 1.029 | Cogen | -1 | 0.010454 | 0 | 0 |  |  |  |  | -0.010454 | 0
48822 | SHELLG3_3020 | 1 | Houston | YES | -0.000487 | 39 | 0 | 39 |  | 1.029 | Cogen | -1 | 0.010454 | 0 | 0 |  |  |  |  | -0.010454 | 0
48822 | SHELLG3_3020 | 2 | Houston | YES | -0.000487 | 30 | 0 | 30 |  | 1.029 | Cogen | -1 | 0.010454 | 0 | 0 |  |  |  |  | -0.010454 | 0
48500 | APD_GT1_8005 | 1 | Houston | YES | -0.000486 | 137.6 | 54.6 | 137.6 |  | 1.0362 | Cogen | -1 | 0.010453 | 0 | 0 |  |  |  |  | -0.010453 | 0
48511 | LPE_GT1_8070 | 1 | Houston | YES | -0.000485 | 42 | 0 | 42 | 0 | 1.0362 | GGT | -1 | 0.010452 | 42 | 42 |  |  |  |  | -0.010452 | -0.43899
48512 | LPE_GT2_8075 | 2 | Houston | YES | -0.000485 | 42 | 0 | 42 | 0 | 1.0362 | GGT | -1 | 0.010452 | 42 | 42 |  |  |  |  | -0.010452 | -0.43899
48513 | LPE_GT3_8080 | 3 | Houston | YES | -0.000485 | 39 | 0 | 39 | 0 | 1.0362 | GGT | -1 | 0.010452 | 39 | 39 |  |  |  |  | -0.010452 | -0.40763
48514 | LPE_GT4_8085 | 4 | Houston | YES | -0.000485 | 39 | 0 | 39 | 0 | 1.0362 | GGT | -1 | 0.010452 | 39 | 39 |  |  |  |  | -0.010452 | -0.40763
48593 | CHE_GT1_8015 | 1 | Houston | YES | -0.000485 | 173 | 50 | 173 | 0 | 1.0362 | Cogen | -1 | 0.010452 | 0 | 0 |  |  |  |  | -0.010452 | 0
48594 | CHE_GN4_8025 | 4 | Houston | YES | -0.000485 | 142 | 60 | 142 | 0 | 1.0362 | Cogen | -1 | 0.010452 | 0 | 0 |  |  |  |  | -0.010452 | 0
48873 | THW_ST3_ST_3 | 3 | Houston | YES | -0.000484 | 107 | 19 | 107 | 0 | 1.0435 | CC | -1 | 0.010451 | 107 | 107 |  |  |  |  | -0.010451 | -1.1183
48874 | THW_ST4_ST_4 | 4 | Houston | YES | -0.000484 | 108 | 19 | 108 | 0 | 1.0435 | CC | -1 | 0.010451 | 108 | 108 |  |  |  |  | -0.010451 | -1.1287
48875 | THW_3132 | A | Houston | YES | -0.000484 | 55 | 5 | 55 | 0 | 1.0435 | CC | -1 | 0.010451 | 55 | 55 |  |  |  |  | -0.010451 | -0.57481
48875 | THW_3132 | B | Houston | YES | -0.000484 | 53 | 5 | 53 | 0 | 1.0435 | CC | -1 | 0.010451 | 53 | 53 |  |  |  |  | -0.010451 | -0.55391
48877 | THW_3334 | C | Houston | YES | -0.000484 | 55 | 5 | 55 | 0 | 1.0435 | CC | -1 | 0.010451 | 55 | 55 |  |  |  |  | -0.010451 | -0.57481
48877 | THW_3334 | D | Houston | YES | -0.000484 | 57 | 5 | 57 | 0 | 1.0435 | CC | -1 | 0.010451 | 57 | 57 |  |  |  |  | -0.010451 | -0.59571
48879 | THW_4142 | E | Houston | YES | -0.000484 | 56 | 5 | 56 | 0 | 1.0435 | CC | -1 | 0.010451 | 56 | 56 |  |  |  |  | -0.010451 | -0.58526
48879 | THW_4142 | F | Houston | YES | -0.000484 | 55 | 5 | 55 | 0 | 1.0435 | CC | -1 | 0.010451 | 55 | 55 |  |  |  |  | -0.010451 | -0.57481
48881 | THW_4344 | G | Houston | YES | -0.000484 | 58 | 5 | 58 | 0 | 1.0435 | CC | -1 | 0.010451 | 58 | 58 |  |  |  |  | -0.010451 | -0.60617
48881 | THW_4344 | H | Houston | YES | -0.000484 | 58 | 5 | 58 | 0 | 1.0435 | CC | -1 | 0.010451 | 58 | 58 |  |  |  |  | -0.010451 | -0.60617
8517 | CELANEBI0A | 1 | South | YES | -0.000482 | 29 | 0 | 29 | 0 | 1.02 | Cogen | -1 | 0.010449 | 0 | 0 |  |  |  |  | -0.010449 | 0
48582 | CBY_GN2_2 | 2 | Houston | YES | -0.000482 | 596.8 | 110 | 746 | 0 | 1.0435 | GSC | -1 | 0.010449 | 746 | 746 |  |  |  |  | -0.010449 | -7.7951
48883 | THW_GT1_GT_1 | B2 | Houston | YES | -0.000482 | 0 | 0 | 12 |  | 1.043 | GGT | -1 | 0.010449 | 12 | 12 |  |  |  |  | -0.010449 | -0.12539
49803 | EXN_15GT | 1 | Houston | YES | -0.000481 | 33 | 8.3 | 34 |  | 1.0326 | Cogen | -1 | 0.010448 | 0 | 0 |  |  |  |  | -0.010448 | 0
49804 | EXN_16GT | 2 | Houston | YES | -0.000481 | 32 | 8.3 | 34.7 |  | 1.0326 | Cogen | -1 | 0.010448 | 0 | 0 |  |  |  |  | -0.010448 | 0
49805 | EXN_17GT | 3 | Houston | YES | -0.000481 | 31 | 8.3 | 32.7 |  | 1.0326 | Cogen | -1 | 0.010448 | 0 | 0 |  |  |  |  | -0.010448 | 0
49826 | EXN938GT | 5 | Houston | YES | -0.000481 | 43 | 9.2 | 45.9 | 0 | 1.0326 | Cogen | -1 | 0.010448 | 0 | 0 |  |  |  |  | -0.010448 | 0
49828 | EXN941GT | 10 | Houston | YES | -0.000481 | 17.7 | 5.4 | 17.7 | 0 | 1.0326 | Cogen | -1 | 0.010448 | 0 | 0 |  |  |  |  | -0.010448 | 0
49829 | EXN942GT | 11 | Houston | YES | -0.000481 | 20 | 5.4 | 20.4 | 0 | 1.0326 | Cogen | -1 | 0.010448 | 0 | 0 |  |  |  |  | -0.010448 | 0
49830 | EXN943GT | 12 | Houston | YES | -0.000481 | 19 | 5.4 | 19.9 | 0 | 1.0326 | Cogen | -1 | 0.010448 | 0 | 0 |  |  |  |  | -0.010448 | 0
49831 | EXN944GT | 13 | Houston | YES | -0.000481 | 33 | 5.4 | 35 | 0 | 1.0326 | Cogen | -1 | 0.010448 | 0 | 0 |  |  |  |  | -0.010448 | 0
49832 | EXN945GT | 9 | Houston | YES | -0.000481 | 18.5 | 9.2 | 18.5 | 0 | 1.0326 | Cogen | -1 | 0.010448 | 0 | 0 |  |  |  |  | -0.010448 | 0
49837 | EXN_GT | 4 | Houston | YES | -0.000481 | 81 | 21.3 | 85.4 | 0 | 1.0326 | Cogen | -1 | 0.010448 | 0 | 0 |  |  |  |  | -0.010448 | 0
49838 | EXN_14GT | 14 | Houston | YES | -0.000481 | 140 | 0 | 148 |  | 1.0326 | Cogen | -1 | 0.010448 | 0 | 0 |  |  |  |  | -0.010448 | 0
88198 | BEEVILLE | F | South | YES | -0.000481 | 0 | 0 | 0 | 0 | 1.02 | AVR | -1 | 0.010448 | 0 | 0 |  |  |  |  | -0.010448 | 0
48581 | CBY_GN1_1 | 1 | Houston | YES | -0.00048 | 595.2 | 108 | 744 | 0 | 1.0435 | GSC | -1 | 0.010447 | 744 | 744 |  |  |  |  | -0.010447 | -7.7727
48651 | EP_1_2 | 1 | Houston | YES | -0.00048 | 4 | 0 | 5 | 0 | 1.0362 | Cogen | -1 | 0.010447 | 0 | 0 |  |  |  |  | -0.010447 | 0
48651 | EP_1_2 | 2 | Houston | YES | -0.00048 | 17.7 | 10 | 21 | 0 | 1.0362 | Cogen | -1 | 0.010447 | 0 | 0 |  |  |  |  | -0.010447 | 0
48791 | PSA_GT1_8160 | 1 | Houston | YES | -0.00048 | 52 | 20.8 | 65 | 0 | 1.0362 | Cogen | -1 | 0.010447 | 0 | 0 |  |  |  |  | -0.010447 | 0
48792 | PSA_GT2_8155 | 2 | Houston | YES | -0.00048 | 52.8 | 20.3 | 66 | 0 | 1.0362 | Cogen | -1 | 0.010447 | 0 | 0 |  |  |  |  | -0.010447 | 0
48793 | PSA_GT3_8150 | 3 | Houston | YES | -0.00048 | 56 | 20.3 | 70 | 0 | 1.0362 | Cogen | -1 | 0.010447 | 0 | 0 |  |  |  |  | -0.010447 | 0
48794 | PSA_GT4_8145 | 4 | Houston | YES | -0.00048 | 52.8 | 20.3 | 66 | 0 | 1.0362 | Cogen | -1 | 0.010447 | 0 | 0 |  |  |  |  | -0.010447 | 0
48795 | PSA_GT5_8140 | 5 | Houston | YES | -0.00048 | 51.2 | 20.3 | 64 | 0 | 1.0362 | Cogen | -1 | 0.010447 | 0 | 0 |  |  |  |  | -0.010447 | 0
48796 | PSA_GN1_8165 | 1 | Houston | YES | -0.00048 | 83.2 | 43.1 | 104 | 0 | 1.0362 | Cogen | -1 | 0.010447 | 0 | 0 |  |  |  |  | -0.010447 | 0
48797 | PSA_GT6_8135 | 6 | Houston | YES | -0.00048 | 47.2 | 34.5 | 59 | 0 | 1.0362 | Cogen | -1 | 0.010447 | 0 | 0 |  |  |  |  | -0.010447 | 0
48583 | CBY_GT4_1 | 1 | Houston | YES | -0.000479 | 172 | 0 | 172 | 0 | 1.026 | GSC | -1 | 0.010446 | 172 | 172 |  |  |  |  | -0.010446 | -1.7967
48584 | CBY_GT4_2 | 2 | Houston | YES | -0.000479 | 172 | 0 | 172 | 0 | 1.026 | CC | -1 | 0.010446 | 172 | 172 |  |  |  |  | -0.010446 | -1.7967
48585 | CBY_ST4_1 | 3 | Houston | YES | -0.000479 | 172 | 0 | 172 | 0 | 1.026 | CC | -1 | 0.010446 | 172 | 172 |  |  |  |  | -0.010446 | -1.7967
48815 | CVC_GT4_8005 | 4 | Houston | YES | -0.000479 | 165 | 91.8 | 165 |  | 1.0362 | Cogen | -1 | 0.010446 | 0 | 0 |  |  |  |  | -0.010446 | 0
48595 | BTE_GT2_8075 | 1 | Houston | YES | -0.000477 | 162.8 | 130 | 162.8 | 0 | 1.0261 | CC | -1 | 0.010444 | 162.8 | 162.8 |  |  |  |  | -0.010444 | -1.7003
48596 | BTE_GT3_8045 | 2 | Houston | YES | -0.000477 | 161.4 | 130 | 161.4 | 0 | 1.0261 | CC | -1 | 0.010444 | 161.4 | 161.4 |  |  |  |  | -0.010444 | -1.6857
48597 | BTE_GT4_8055 | 3 | Houston | YES | -0.000477 | 158.9 | 130 | 158.9 | 0 | 1.0261 | CC | -1 | 0.010444 | 158.9 | 158.9 |  |  |  |  | -0.010444 | -1.6596
48598 | BTE_ST1_8070 | 4 | Houston | YES | -0.000477 | 269.2 | 60 | 269.2 | 0 | 1.0261 | CC | -1 | 0.010444 | 269.2 | 269.2 |  |  |  |  | -0.010444 | -2.8116
48690 | GBY_GN5_5 | 5 | Houston | YES | -0.000477 | 318.4 | 81 | 398 |  | 1.0362 | GSC | -1 | 0.010444 | 398 | 398 |  |  |  |  | -0.010444 | -4.1568
48885 | THW_5152 | A | Houston | YES | -0.000476 | 46.4 | 5 | 58 |  | 1.0319 | GGT | -1 | 0.010443 | 58 | 58 |  |  |  |  | -0.010443 | -0.6057
48885 | THW_5152 | B | Houston | YES | -0.000476 | 47.2 | 5 | 59 |  | 1.0319 | GGT | -1 | 0.010443 | 59 | 59 |  |  |  |  | -0.010443 | -0.61615
48886 | THW_5354 | C | Houston | YES | -0.000476 | 45.6 | 5 | 57 |  | 1.0319 | GGT | -1 | 0.010443 | 57 | 57 |  |  |  |  | -0.010443 | -0.59526
48886 | THW_5354 | D | Houston | YES | -0.000476 | 46.4 | 5 | 58 |  | 1.0319 | GGT | -1 | 0.010443 | 58 | 58 |  |  |  |  | -0.010443 | -0.6057
48887 | THW_5556 | E | Houston | YES | -0.000476 | 47.2 | 5 | 59 |  | 1.0319 | GGT | -1 | 0.010443 | 59 | 59 |  |  |  |  | -0.010443 | -0.61615
48887 | THW_5556 | F | Houston | YES | -0.000476 | 45.6 | 5 | 57 |  | 1.0319 | GGT | -1 | 0.010443 | 57 | 57 |  |  |  |  | -0.010443 | -0.59526
80080 | GWINDT11A | 1 | South | YES | -0.000473 | 40.6 | 0 | 94 | 0 | 1.025 | Wind | -1 | 0.01044 | 0 | 94 |  |  |  |  | -0.01044 | 0
80080 | GWINDT11A | 2 | South | YES | -0.000473 | 17.7 | 0 | 41 | 0 | 1.025 | Wind | -1 | 0.01044 | 0 | 41 |  |  |  |  | -0.01044 | 0
80080 | GWINDT11A | 3 | South | YES | -0.000473 | 16.4 | 0 | 38 | 0 | 1.025 | Wind | -1 | 0.01044 | 0 | 38 |  |  |  |  | -0.01044 | 0
80080 | GWINDT11A | 4 | South | YES | -0.000473 | 8.2 | 0 | 19 | 0 | 1.025 | Wind | -1 | 0.01044 | 0 | 19 |  |  |  |  | -0.01044 | 0
80081 | GWINDT21A | 1 | South | YES | -0.000473 | 40.6 | 0 | 94 | 0 | 1.025 | Wind | -1 | 0.01044 | 0 | 94 |  |  |  |  | -0.01044 | 0
80081 | GWINDT21A | 2 | South | YES | -0.000473 | 15.5 | 0 | 36 | 0 | 1.025 | Wind | -1 | 0.01044 | 0 | 36 |  |  |  |  | -0.01044 | 0
80081 | GWINDT21A | 3 | South | YES | -0.000473 | 18.6 | 0 | 43 | 0 | 1.025 | Wind | -1 | 0.01044 | 0 | 43 |  |  |  |  | -0.01044 | 0
80081 | GWINDT21A | 4 | South | YES | -0.000473 | 9.5 | 0 | 22 | 0 | 1.025 | Wind | -1 | 0.01044 | 0 | 22 |  |  |  |  | -0.01044 | 0
80180 | PNSCALT11A | 1 | South | YES | -0.000473 | 63 | 0 | 146 | 0 | 1.025 | Wind | -1 | 0.01044 | 0 | 146 |  |  |  |  | -0.01044 | 0
80180 | PNSCALT11A | 2 | South | YES | -0.000473 | 21.6 | 0 | 50 | 0 | 1.025 | Wind | -1 | 0.01044 | 0 | 50 |  |  |  |  | -0.01044 | 0
80181 | PNSCALT21A | 1 | South | YES | -0.000473 | 23.7 | 0 | 55 | 0 | 1.025 | Wind | -1 | 0.01044 | 0 | 55 |  |  |  |  | -0.01044 | 0
80181 | PNSCALT21A | 2 | South | YES | -0.000473 | 21.6 | 0 | 50 | 0 | 1.025 | Wind | -1 | 0.01044 | 0 | 50 |  |  |  |  | -0.01044 | 0
48591 | CHE_GT2_5030 | 2 | Houston | YES | -0.000465 | 173 | 50 | 173 | 0 | 1.029 | Cogen | -1 | 0.010432 | 0 | 0 |  |  |  |  | -0.010432 | 0
48811 | CVC_GT3_5045 | 3 | Houston | YES | -0.000465 | 156 | 91.8 | 156 | 0 | 1.029 | Cogen | -1 | 0.010432 | 0 | 0 |  |  |  |  | -0.010432 | 0
48812 | CVC_GT2_5020 | 2 | Houston | YES | -0.000465 | 158 | 91.8 | 158 | 0 | 1.029 | Cogen | -1 | 0.010432 | 0 | 0 |  |  |  |  | -0.010432 | 0
48813 | CVC_GT1_5035 | 1 | Houston | YES | -0.000465 | 160 | 91.8 | 160 | 0 | 1.029 | Cogen | -1 | 0.010432 | 0 | 0 |  |  |  |  | -0.010432 | 0
48814 | CVC_ST5_5040 | 1 | Houston | YES | -0.000465 | 162 | 91.8 | 162 | 0 | 1.029 | Cogen | -1 | 0.010432 | 0 | 0 |  |  |  |  | -0.010432 | 0
5932 | SI_RAY9 | 9 | South | YES | -0.000459 | 32 | 32 | 38 | 0 | 1.035 | CC | -1 | 0.010426 | 38 | 38 |  |  |  |  | -0.010426 | -0.39619
5933 | SI_RAY6 | 6 | South | YES | -0.000459 | 15.4 | 10 | 19.3 | 0 | 1.035 | GST | -1 | 0.010426 | 19.3 | 19.3 |  |  |  |  | -0.010426 | -0.20122
5935 | SI_RAY10 | 10 | South | YES | -0.000459 | 47 | 10 | 47 | 0 | 1.03 | CC | -1 | 0.010426 | 47 | 47 |  |  |  |  | -0.010426 | -0.49003
80003 | MILHWYS | F | South | YES | -0.000459 | 0 | 0 | 0 | 0 | 1.0168 | AVR | -1 | 0.010426 | 0 | 0 |  |  |  |  | -0.010426 | 0
8981 | HECN1 | 1 | South | YES | -0.000434 | 144.8 | 0 | 144.8 | 0 | 1.0304 | CC | -1 | 0.010401 | 144.8 | 144.8 |  |  |  |  | -0.010401 | -1.5061
8982 | HECN2 | 2 | South | YES | -0.000434 | 144.1 | 0 | 144.1 | 0 | 1.0304 | CC | -1 | 0.010401 | 144.1 | 144.1 |  |  |  |  | -0.010401 | -1.4988
8983 | HECN3 | 3 | South | YES | -0.000434 | 171.9 | 0 | 171.9 | 0 | 1.0304 | CC | -1 | 0.010401 | 171.9 | 171.9 |  |  |  |  | -0.010401 | -1.788
8936 | MVGN#1 | 1 | South | YES | -0.000433 | 216.6 | 0 | 216.6 | 0 | 1.0304 | CC | -1 | 0.0104 | 216.6 | 216.6 |  |  |  |  | -0.0104 | -2.2527
8937 | MVGN#2 | 2 | South | YES | -0.000433 | 216.7 | 0 | 216.7 | 0 | 1.0304 | CC | -1 | 0.0104 | 216.7 | 216.7 |  |  |  |  | -0.0104 | -2.2537
8938 | MVGN#3 | 3 | South | YES | -0.000433 | 250.9 | 0 | 250.9 | 0 | 1.0304 | CC | -1 | 0.0104 | 250.9 | 250.9 |  |  |  |  | -0.0104 | -2.6094
32883 | BRYN_DNSBY3 | 1 | North | YES | -0.000406 | 0 | 2 | 48 |  | 1.015 | GST | -1 | 0.010373 | 48 | 48 |  |  | -0.019488 | 48 | -0.010373 | -0.49791
32884 | BRYN_DNSBY13 | 1 | North | YES | -0.000406 | 46 | 2 | 46 | 0 | 1.015 | GST | -1 | 0.010373 | 46 | 46 |  |  | -0.018676 | 46 | -0.010373 | -0.47716
32892 | BRYN_DNSBY14 | 1 | North | YES | -0.000406 | 84 | 25 | 105 | 0 | 1.035 | GST | -1 | 0.010373 | 105 | 105 |  |  | -0.04263 | 105 | -0.010373 | -1.0892
32886 | BRYN_ATKINS3 | MB | North | YES | -0.000402 | 0 | 5 | 12 |  | 1 | GST | -1 | 0.010369 | 0 | 0 |  |  | 0 | 0 | -0.010369 | 0
32887 | BRYN_ATKINS6 | MB | North | YES | -0.000402 | 0 | 12 | 51 |  | 1.028 | GST | -1 | 0.010369 | 0 | 0 |  |  | 0 | 0 | -0.010369 | 0
32888 | BRYN_ATKINS7 | 1 | North | YES | -0.000402 | 13.6 | 4 | 17 |  | 1.028 | GGT | -1 | 0.010369 | 17 | 17 |  |  | -0.006834 | 17 | -0.010369 | -0.17628
32890 | BRYN_ATKINS4 | MB | North | YES | -0.000402 | 0 | 5 | 22 |  | 1.031 | GST | -1 | 0.010369 | 0 | 0 |  |  | 0 | 0 | -0.010369 | 0
32891 | BRYN_ATKINS5 | MB | North | YES | -0.000402 | 0 | 5 | 25 |  | 1.031 | GST | -1 | 0.010369 | 0 | 0 |  |  | 0 | 0 | -0.010369 | 0
8933 | FGNTS001 | 1 | South | YES | -0.0004 | 146.5 | 0 | 146.5 | 0 | 1.03 | CC | -1 | 0.010367 | 146.5 | 146.5 |  |  |  |  | -0.010367 | -1.5188
8934 | FGNTS101 | 2 | South | YES | -0.0004 | 147.9 | 0 | 147.9 | 0 | 1.03 | CC | -1 | 0.010367 | 147.9 | 147.9 |  |  |  |  | -0.010367 | -1.5333
8935 | FGNTS201 | 3 | South | YES | -0.0004 | 173 | 0 | 173 | 0 | 1.03 | CC | -1 | 0.010367 | 173 | 173 |  |  |  |  | -0.010367 | -1.7935
32798 | BRYN_TAMUGEN | 1 | North | YES | -0.00039 | 32 | 0 | 32 |  | 1.02 | GST | -1 | 0.010357 | 32 | 32 |  |  | -0.01248 | 32 | -0.010357 | -0.33143
48671 | FTR_GT1_5105 | 1 | North | YES | -0.000368 | 154.2 | 0 | 154.2 | 0 | 1.0319 | CC | -1 | 0.010335 | 154.2 | 154.2 |  |  | -0.056746 | 154.2 | -0.010335 | -1.5937
48672 | FTR_GT2_5110 | 2 | North | YES | -0.000368 | 159 | 0 | 159 | 0 | 1.0319 | CC | -1 | 0.010335 | 159 | 159 |  |  | -0.058512 | 159 | -0.010335 | -1.6433
48673 | FTR_GT3_5085 | 3 | North | YES | -0.000368 | 158 | 0 | 158 | 0 | 1.0319 | CC | -1 | 0.010335 | 158 | 158 |  |  | -0.058144 | 158 | -0.010335 | -1.633
48674 | FTR_CN4_5095 | 4 | North | YES | -0.000368 | 380 | 0 | 380 | 0 | 1.0319 | CC | -1 | 0.010335 | 380 | 380 |  |  | -0.13984 | 380 | -0.010335 | -3.9274
990 | GIBN_CREK_G1 | 1 | North | YES | -0.00035 | 463 | 200 | 463 | 0 | 1.0275 | LIGCO | -1 | 0.010317 | 0 | 463 |  |  | 0 | 0 | -0.010317 | 0
1889 | DECRDOVA_1G | 1 | North | YES | -0.000318 | 779 | 255 | 779 | 0 | 1.02 | GSC | -1 | 0.010285 | 779 | 779 |  |  | -0.24772 | 779 | -0.010285 | -8.0121
88508 | FALFURRI | F | South | YES | -0.000308 | 0 | 0 | 0 | 0 | 1 | AVR | -1 | 0.010275 | 0 | 0 |  |  |  |  | -0.010275 | 0
39960 | TNTNPONE_18 | 1 | North | YES | -0.000276 | 152.3 | 30 | 152.3 |  | 1.04 | LIGCO | -1 | 0.010243 | 0 | 152.3 |  |  | 0 | 0 | -0.010243 | 0
39970 | TNTNPONE_28 | 1 | North | YES | -0.000276 | 153 | 30 | 153 |  | 1.04 | LIGCO | -1 | 0.010243 | 0 | 153 |  |  | 0 | 0 | -0.010243 | 0
48721 | LEG_1___1 | 1 | North | YES | -0.000242 | 827 | 357 | 827 | 0 | 1.0348 | LIGCO | -1 | 0.010209 | 0 | 827 |  |  | 0 | 0 | -0.010209 | 0
48722 | LEG_2___2 | 2 | North | YES | -0.000242 | 819 | 357 | 819 | 0 | 1.0348 | LIGCO | -1 | 0.010209 | 0 | 819 |  |  | 0 | 0 | -0.010209 | 0
1937 | MDLTHELP_5G | 5 | North | YES | -0.000215 | 224 | 74 | 224 | 0 | 1 | CC | -1 | 0.010182 | 224 | 224 |  |  | -0.04816 | 224 | -0.010182 | -2.2808
1938 | MDLTHELP_6G | 6 | North | YES | -0.000215 | 226 | 74 | 226 | 0 | 1 | CC | -1 | 0.010182 | 226 | 226 |  |  | -0.04859 | 226 | -0.010182 | -2.3012
1943 | MDLTHELP_3G | 3 | North | YES | -0.000215 | 212 | 74 | 212 | 0 | 1 | CC | -1 | 0.010182 | 212 | 212 |  |  | -0.04558 | 212 | -0.010182 | -2.1586
1944 | MDLTHELP_4G | 4 | North | YES | -0.000215 | 211 | 74 | 211 | 0 | 1 | CC | -1 | 0.010182 | 211 | 211 |  |  | -0.045365 | 211 | -0.010182 | -2.1484
5728 | FALCONHYDRO2 | 2 | South | YES | -0.000194 | 12 | 0 | 12 | 0 | 1.0227 | Hydro | -1 | 0.010161 | 0 | 0 |  |  |  |  | -0.010161 | 0
5729 | FALCONHYDRO3 | 3 | South | YES | -0.000194 | 11 | 0 | 11 | 0 | 1.0227 | Hydro | -1 | 0.010161 | 0 | 0 |  |  |  |  | -0.010161 | 0
8048 | FALCONHYDRO1 | 1 | South | YES | -0.000194 | 12 | 0 | 12 | 0 | 1.0227 | Hydro | -1 | 0.010161 | 0 | 0 |  |  |  |  | -0.010161 | 0
12322 | ENNSTRAC_1G | 1 | North | YES | -0.000179 | 196 | 130 | 196 | 0 | 1.036 | CC | -1 | 0.010146 | 196 | 196 |  |  | -0.035084 | 196 | -0.010146 | -1.9886
12323 | ENNSTRAC_2G | 2 | North | YES | -0.000179 | 116 | 100 | 116 | 0 | 1.036 | CC | -1 | 0.010146 | 116 | 116 |  |  | -0.020764 | 116 | -0.010146 | -1.177
3126 | TRINIDAD_6G | 1 | North | YES | -0.000178 | 179.2 | 46 | 224 | 0 | 1 | GST | -1 | 0.010145 | 224 | 224 |  |  | -0.039872 | 224 | -0.010145 | -2.2725
3381 | BBRN_1G | 1 | North | YES | -0.000173 | 618 | 225 | 618 | 0 | 1.03 | LIGCO | -1 | 0.01014 | 0 | 618 |  |  | 0 | 0 | -0.01014 | 0
3382 | BBRN_2G | 2 | North | YES | -0.000173 | 589 | 225 | 589 | 0 | 1.03 | LIGCO | -1 | 0.01014 | 0 | 589 |  |  | 0 | 0 | -0.01014 | 0
13131 | CALFREST_1G | 1 | North | YES | -0.000156 | 150.7 | 40 | 150.7 | 0 | 1.031 | CC | -1 | 0.010123 | 150.7 | 150.7 |  |  | -0.023509 | 150.7 | -0.010123 | -1.5256
13132 | CALFREST_2G | 2 | North | YES | -0.000156 | 151 | 57 | 151 | 0 | 1.031 | CC | -1 | 0.010123 | 151 | 151 |  |  | -0.023556 | 151 | -0.010123 | -1.5286
13133 | CALFREST_3G | 3 | North | YES | -0.000156 | 177.4 | 40 | 177.4 | 0 | 1.031 | CC | -1 | 0.010123 | 177.4 | 177.4 |  |  | -0.027674 | 177.4 | -0.010123 | -1.7958
13134 | CALFREST_4G | 4 | North | YES | -0.000152 | 151.5 | 40 | 151.5 | 0 | 1.031 | CC | -1 | 0.010119 | 151.5 | 151.5 |  |  | -0.023028 | 151.5 | -0.010119 | -1.533
13135 | CALFREST_5G | 5 | North | YES | -0.000152 | 152.3 | 57 | 152.3 | 0 | 1.031 | CC | -1 | 0.010119 | 152.3 | 152.3 |  |  | -0.02315 | 152.3 | -0.010119 | -1.5411
13136 | CALFREST_6G | 6 | North | YES | -0.000152 | 177.5 | 40 | 177.5 | 0 | 1.031 | CC | -1 | 0.010119 | 177.5 | 177.5 |  |  | -0.02698 | 177.5 | -0.010119 | -1.7961
1941 | MDLTHELP_1G | 1 | North | YES | -0.000138 | 216.4 | 74 | 216.4 | 0 | 1 | CC | -1 | 0.010105 | 216.4 | 216.4 |  |  | -0.029863 | 216.4 | -0.010105 | -2.1868
1942 | MDLTHELP_2G | 2 | North | YES | -0.000138 | 216.1 | 74 | 216.1 | 0 | 1 | CC | -1 | 0.010105 | 216.1 | 216.1 |  |  | -0.029822 | 216.1 | -0.010105 | -2.1837
3107 | STRYKER_1G | 1 | North | YES | -5.9e-05 | 145.6 | 45 | 182 | 0 | 1.029 | GST | -1 | 0.010026 | 182 | 182 |  |  | -0.010738 | 182 | -0.010026 | -1.8248
3108 | STRYKER_2G | 2 | North | YES | -5.9e-05 | 484 | 75 | 484 | 0 | 1.029 | GST | -1 | 0.010026 | 484 | 484 |  |  | -0.028556 | 484 | -0.010026 | -4.8527
3113 | LUFKINWB_1G | 1 | North | YES | -5.6e-05 | 0 | 0 | 50 |  | 1.01 | #N/A | -1 | 0.010023 | 50 | 50 |  |  | -0.0028 | 50 | -0.010023 | -0.50116
3348 | CHAMPION_1G | MB | North | YES | -5.5e-05 | 0 | 42 | 42 |  | 1 | Cogen | -1 | 0.010022 | 0 | 0 |  |  | 0 | 0 | -0.010022 | 0
13116 | TGATEWAY_1G | 1 | North | YES | -4.4e-05 | 151 | 30 | 151 | 0 | 1.0232 | CC | -1 | 0.010011 | 151 | 151 |  |  | -0.006644 | 151 | -0.010011 | -1.5117
13117 | TGATEWAY_2G | 2 | North | YES | -4.4e-05 | 130 | 30 | 130 | 0 | 1.0232 | CC | -1 | 0.010011 | 130 | 130 |  |  | -0.00572 | 130 | -0.010011 | -1.3014
13118 | TGATEWAY_3G | 3 | North | YES | -4.4e-05 | 148 | 30 | 148 | 0 | 1.0232 | CC | -1 | 0.010011 | 148 | 148 |  |  | -0.006512 | 148 | -0.010011 | -1.4816
13119 | TGATEWAY_4G | 4 | North | YES | -4.4e-05 | 399 | 65 | 399 | 0 | 1.0232 | CC | -1 | 0.010011 | 399 | 399 |  |  | -0.017556 | 399 | -0.010011 | -3.9944
3097 | MARTLAKE_1G | 1 | North | YES | -3.2e-05 | 790 | 500 | 790 | 0 | 1.017 | LIGCO | -1 | 0.0099991 | 0 | 790 |  |  | 0 | 0 | -0.0099991 | 0
3098 | MARTLAKE_2G | 2 | North | YES | -3.2e-05 | 795 | 461 | 795 | 0 | 1.017 | LIGCO | -1 | 0.0099991 | 0 | 795 |  |  | 0 | 0 | -0.0099991 | 0
3099 | MARTLAKE_3G | 3 | North | YES | -3.2e-05 | 804 | 500 | 804 | 0 | 1.017 | LIGCO | -1 | 0.0099991 | 0 | 804 |  |  | 0 | 0 | -0.0099991 | 0
5934 | SI_RAY5 | 5 | South | YES | 0 | 0 | 10 | 15 |  | 1.035 | GST | -1 | 0.0099671 | 15 | 15 |  |  |  |  | -0.0099671 | -0.14951
8139 | JOS #1 | MB | South | YES | 0 | 0 | 45 | 255 |  | 1.02 | GST | -1 | 0.0099671 | 0 | 0 |  |  |  |  | -0.0099671 | 0
8285 | LAR #1 | MB | South | YES | 0 | 0 | 9 | 32 |  | 1.0497 | GST | -1 | 0.0099671 | 0 | 0 |  |  |  |  | -0.0099671 | 0
8287 | LAR #2 | MB | South | YES | 0 | 0 | 9 | 32 |  | 1.04 | GST | -1 | 0.0099671 | 0 | 0 |  |  |  |  | -0.0099671 | 0
8288 | LAR #3 | MB | South | YES | 0 | 0 | 25 | 105 |  | 1.04 | GST | -1 | 0.0099671 | 0 | 0 |  |  |  |  | -0.0099671 | 0
8388 | BATES0A | MB | South | YES | 0 | 0 | 21 | 71 |  | 1.033 | GST | -1 | 0.0099671 | 0 | 0 |  |  |  |  | -0.0099671 | 0
8393 | BATES0B | MB | South | YES | 0 | 0 | 25 | 110 |  | 1.03 | GST | -1 | 0.0099671 | 0 | 0 |  |  |  |  | -0.0099671 | 0
8437 | NUECES_B0C | MB | South | YES | 0 | 0 | 7 | 30 |  | 1.03 | GST | -1 | 0.0099671 | 0 | 0 |  |  |  |  | -0.0099671 | 0
8438 | NUECES_B0B | MB | South | YES | 0 | 0 | 26 | 169 |  | 1.03 | GST | -1 | 0.0099671 | 0 | 0 |  |  |  |  | -0.0099671 | 0
8442 | NUECES_B0A | MB | South | YES | 0 | 0 | 81 | 367 |  | 1.03 | GST | -1 | 0.0099671 | 0 | 0 |  |  |  |  | -0.0099671 | 0
39190 | TNSLCGN1__8 | 1 | Houston | YES | 0 | 0 | 10 | 30 |  | 1.03 | Cogen | -1 | 0.0099671 | 0 | 0 |  |  |  |  | -0.0099671 | 0
88299 | ZAPATA | F | South | YES | 2e-06 | 0 | 0 | 0 | 0 | 1.02 | BLT | -1 | 0.0099651 | 0 | 0 |  |  |  |  | -0.0099651 | 0
2418 | MTCK2_G | 2 | North | YES | 8e-06 | 0 | 10 | 23 |  | 0.971 | #N/A | -1 | 0.0099591 | 23 | 23 |  |  | 0.000184 | 23 | -0.0099591 | -0.22906
2419 | MTCK3_G | MB | North | YES | 8e-06 | 0 | 10 | 63 |  | 0.971 | #N/A | -1 | 0.0099591 | 63 | 63 |  |  | 0.000504 | 63 | -0.0099591 | -0.62743
2413 | MTCK6_G | 6 | North | YES | 1.2e-05 | 0 | 30 | 118 |  | 1.022 | GST | -1 | 0.0099551 | 118 | 118 |  |  | 0.001416 | 118 | -0.0099551 | -1.1747
2414 | MTCK7_G | 7 | North | YES | 1.2e-05 | 0 | 30 | 115 |  | 1.022 | GST | -1 | 0.0099551 | 115 | 115 |  |  | 0.00138 | 115 | -0.0099551 | -1.1448
2417 | MTCK8_G | 8 | North | YES | 1.2e-05 | 444.8 | 60 | 556 | 0 | 1.022 | GSC | -1 | 0.0099551 | 556 | 556 |  |  | 0.006672 | 556 | -0.0099551 | -5.5351
12440 | PARKD_1SVC8 | 1 | North | YES | 5.1e-05 | 0 | 0 | 0 | 0 | 1.007 | GST | -1 | 0.0099161 | 0 | 0 |  |  | 0 | 0 | -0.0099161 | 0
12449 | PARKD_2SVC8 | 1 | North | YES | 5.1e-05 | 0 | 0 | 0 | 0 | 1.007 | GST | -1 | 0.0099161 | 0 | 0 |  |  | 0 | 0 | -0.0099161 | 0
12411 | FPLEFR1A_G | 1 | North | YES | 6.4e-05 | 161 | 72 | 161 | 0 | 1 | CC | -1 | 0.0099031 | 161 | 161 |  |  | 0.010304 | 161 | -0.0099031 | -1.5944
12412 | FPLEFR1B_G | 2 | North | YES | 6.4e-05 | 164 | 72 | 164 | 0 | 1 | CC | -1 | 0.0099031 | 164 | 164 |  |  | 0.010496 | 164 | -0.0099031 | -1.6241
12413 | FPLEFR1C_G | 3 | North | YES | 6.4e-05 | 164 | 72 | 164 | 0 | 1 | CC | -1 | 0.0099031 | 164 | 164 |  |  | 0.010496 | 164 | -0.0099031 | -1.6241
12414 | FPLEFR1S_G | 4 | North | YES | 6.4e-05 | 414 | 191 | 414 | 0 | 1 | CC | -1 | 0.0099031 | 414 | 414 |  |  | 0.026496 | 414 | -0.0099031 | -4.0999
12421 | FPLEFR2A_G | 1 | North | YES | 6.4e-05 | 162 | 72 | 162 | 0 | 1 | CC | -1 | 0.0099031 | 162 | 162 |  |  | 0.010368 | 162 | -0.0099031 | -1.6043
12422 | FPLEFR2B_G | 2 | North | YES | 6.4e-05 | 161 | 72 | 161 | 0 | 1 | CC | -1 | 0.0099031 | 161 | 161 |  |  | 0.010304 | 161 | -0.0099031 | -1.5944
12423 | FPLEFR2C_G | 3 | North | YES | 6.4e-05 | 163 | 72 | 163 | 0 | 1 | CC | -1 | 0.0099031 | 163 | 163 |  |  | 0.010432 | 163 | -0.0099031 | -1.6142
12424 | FPLEFR2S_G | 4 | North | YES | 6.4e-05 | 415 | 191 | 415 | 0 | 1 | CC | -1 | 0.0099031 | 415 | 415 |  |  | 0.02656 | 415 | -0.0099031 | -4.1098
2451 | LKHB1_G | 1 | North | YES | 6.7e-05 | 0 | 80 | 391 |  | 1.022 | GST | -1 | 0.0099001 | 391 | 391 |  |  | 0.026197 | 391 | -0.0099001 | -3.871
2452 | LKHB2_G | 2 | North | YES | 6.7e-05 | 516 | 80 | 516 | 0 | 1.022 | GST | -1 | 0.0099001 | 516 | 516 |  |  | 0.034572 | 516 | -0.0099001 | -5.1085
1948 | HANDLEY_4G | 4 | North | YES | 0.000103 | 348 | 150 | 435 | 0 | 1.022 | GST | -1 | 0.0098641 | 435 | 435 |  |  | 0.044805 | 435 | -0.0098641 | -4.2909
837 | NEWMAN_G5 | 1 | North | YES | 0.000104 | 0 | 15 | 40 |  | 1.01 | GST | -1 | 0.0098631 | 40 | 40 |  |  | 0.00416 | 40 | -0.0098631 | -0.39453
948 | STEAM1 | 1 | North | YES | 0.000106 | 0 | 12 | 20 |  | 1.02 | GST | -1 | 0.0098611 | 20 | 20 |  |  | 0.00212 | 20 | -0.0098611 | -0.19722
949 | STEAM2 | 1 | North | YES | 0.000106 | 26 | 8 | 26 | 0 | 0.99 | GST | -1 | 0.0098611 | 26 | 26 |  |  | 0.002756 | 26 | -0.0098611 | -0.25639
950 | STEAM3 | 1 | North | YES | 0.000106 | 41 | 13 | 42 | 0 | 1.02 | GST | -1 | 0.0098611 | 42 | 42 |  |  | 0.004452 | 42 | -0.0098611 | -0.41417
1947 | HANDLEY_3G | 3 | North | YES | 0.000106 | 316 | 100 | 395 | 0 | 1.022 | GST | -1 | 0.0098611 | 395 | 395 |  |  | 0.04187 | 395 | -0.0098611 | -3.8951
1949 | HANDLEY_5G | 5 | North | YES | 0.000106 | 348 | 150 | 435 | 0 | 1.022 | GST | -1 | 0.0098611 | 435 | 435 |  |  | 0.04611 | 435 | -0.0098611 | -4.2896
842 | OLINGER_G1 | 1 | North | YES | 0.000113 | 55.4 | 20 | 79 | 0 | 1.03 | GST | -1 | 0.0098541 | 79 | 79 |  |  | 0.008927 | 79 | -0.0098541 | -0.77848
843 | OLINGER_G2 | 1 | North | YES | 0.000113 | 76.2 | 25 | 110 | 0 | 1.03 | GST | -1 | 0.0098541 | 110 | 110 |  |  | 0.01243 | 110 | -0.0098541 | -1.084
844 | OLINGER_G3 | 1 | North | YES | 0.000113 | 103.9 | 45 | 150 | 0 | 1.03 | GST | -1 | 0.0098541 | 150 | 150 |  |  | 0.01695 | 150 | -0.0098541 | -1.4781
845 | OLINGER_G4 | 1 | North | YES | 0.000113 | 51.9 | 0 | 76 | 0 | 1.03 | GGT | -1 | 0.0098541 | 76 | 76 |  |  | 0.008588 | 76 | -0.0098541 | -0.74891
1701 | MOSES_1G | 1 | North | YES | 0.000147 | 558 | 175 | 558 | 0 | 1.023 | LIGCO | -1 | 0.0098201 | 0 | 558 |  |  | 0 | 0 | -0.0098201 | 0
1702 | MOSES_2G | 2 | North | YES | 0.000147 | 579 | 175 | 579 | 0 | 1.023 | LIGCO | -1 | 0.0098201 | 0 | 579 |  |  | 0 | 0 | -0.0098201 | 0
1703 | MOSES_3G | 3 | North | YES | 0.000147 | 808 | 463 | 808 | 0 | 1.023 | LIGCO | -1 | 0.0098201 | 0 | 808 |  |  | 0 | 0 | -0.0098201 | 0
1945 | HANDLEY_1G | MB | North | YES | 0.000147 | 0 | 25 | 36 |  | 0.986 | #N/A | -1 | 0.0098201 | 36 | 36 |  |  | 0.005292 | 36 | -0.0098201 | -0.35352
1946 | HANDLEY_2G | MB | North | YES | 0.000147 | 0 | 30 | 68 |  | 0.986 | #N/A | -1 | 0.0098201 | 68 | 68 |  |  | 0.009996 | 68 | -0.0098201 | -0.66777
5925 | DCEAST | EQ | North | YES | 0.000147 | 400.3 | -600 | 600 | 0 | 1.025 | DCTie | -1 | 0.0098201 | 0 | 0 |  |  | 0 | 0 | -0.0098201 | 0
503 | NTHTEXAS01 | 1 | North | YES | 0.000155 | 0 | 5 | 18 |  | 1.015 | GST | -1 | 0.0098121 | 18 | 18 |  |  | 0.00279 | 18 | -0.0098121 | -0.17662
504 | NTHTEXAS02 | 2 | North | YES | 0.000155 | 14.4 | 5 | 18 |  | 1.015 | GST | -1 | 0.0098121 | 18 | 18 |  |  | 0.00279 | 18 | -0.0098121 | -0.17662
505 | NTHTEXAS03 | 3 | North | YES | 0.000155 | 30.4 | 15 | 38 |  | 1.015 | GST | -1 | 0.0098121 | 38 | 38 |  |  | 0.00589 | 38 | -0.0098121 | -0.37286
1675 | PEC_1G | 1 | North | YES | 0.000161 | 76.7 | 35 | 76.7 | 0 | 1.022 | Cogen | -1 | 0.0098061 | 0 | 0 |  |  | 0 | 0 | -0.0098061 | 0
1676 | PEC_2G | 2 | North | YES | 0.000161 | 79.6 | 35 | 79.6 | 0 | 1.022 | Cogen | -1 | 0.0098061 | 0 | 0 |  |  | 0 | 0 | -0.0098061 | 0
1677 | PEC_3G | 3 | North | YES | 0.000161 | 88.4 | 35 | 88.4 | 0 | 1.022 | Cogen | -1 | 0.0098061 | 0 | 0 |  |  | 0 | 0 | -0.0098061 | 0
1678 | LAMARPWR_1G | 1 | North | YES | 0.000163 | 160 | 67.7 | 160 | 0 | 1.038 | CC | -1 | 0.0098041 | 160 | 160 |  |  | 0.02608 | 160 | -0.0098041 | -1.5687
1679 | LAMARPWR_2G | 2 | North | YES | 0.000163 | 156 | 67.7 | 156 | 0 | 1.038 | CC | -1 | 0.0098041 | 156 | 156 |  |  | 0.025428 | 156 | -0.0098041 | -1.5294
1680 | LAMARPWR_3G | 3 | North | YES | 0.000163 | 196 | 129.1 | 196 | 0 | 1.038 | CC | -1 | 0.0098041 | 196 | 196 |  |  | 0.031948 | 196 | -0.0098041 | -1.9216
1681 | LAMARPWR_4G | 4 | North | YES | 0.000163 | 156 | 67.7 | 156 | 0 | 1.038 | CC | -1 | 0.0098041 | 156 | 156 |  |  | 0.025428 | 156 | -0.0098041 | -1.5294
1682 | LAMARPWR_5G | 5 | North | YES | 0.000163 | 157 | 67.7 | 157 | 0 | 1.038 | CC | -1 | 0.0098041 | 157 | 157 |  |  | 0.025591 | 157 | -0.0098041 | -1.5392
1683 | LAMARPWR_6G | 6 | North | YES | 0.000163 | 198 | 129.1 | 198 | 0 | 1.038 | CC | -1 | 0.0098041 | 198 | 198 |  |  | 0.032274 | 198 | -0.0098041 | -1.9412
1689 | VALLEY_3G | 3 | North | YES | 0.000171 | 0 | 25 | 375 |  | 1.003 | GST | -1 | 0.0097961 | 375 | 375 |  |  | 0.064125 | 375 | -0.0097961 | -3.6736
2381 | NTHLK1_G | 1 | North | YES | 0.000171 | 0 | 35 | 156 |  | 1.022 | GST | -1 | 0.0097961 | 156 | 156 |  |  | 0.026676 | 156 | -0.0097961 | -1.5282
2382 | NTHLK2_G | 2 | North | YES | 0.000171 | 0 | 35 | 181 |  | 1.022 | GST | -1 | 0.0097961 | 181 | 181 |  |  | 0.030951 | 181 | -0.0097961 | -1.7731
2383 | NTHLK3_G | 3 | North | YES | 0.000171 | 0 | 50 | 329 |  | 1.022 | GST | -1 | 0.0097961 | 329 | 329 |  |  | 0.056259 | 329 | -0.0097961 | -3.2229
11691 | KMICHICT1_G | 1 | North | YES | 0.000171 | 144 | 80 | 144 | 0 | 1.026 | CC | -1 | 0.0097961 | 144 | 144 |  |  | 0.024624 | 144 | -0.0097961 | -1.4106
11692 | KMICHICT2_G | 2 | North | YES | 0.000171 | 146 | 80 | 146 | 0 | 1.026 | CC | -1 | 0.0097961 | 146 | 146 |  |  | 0.024966 | 146 | -0.0097961 | -1.4302
11693 | KMICHIST3_G | 3 | North | YES | 0.000171 | 312 | 60 | 312 | 0 | 1.026 | CC | -1 | 0.0097961 | 312 | 312 |  |  | 0.053352 | 312 | -0.0097961 | -3.0564
11694 | KMICHICT4_G | 4 | North | YES | 0.000171 | 144 | 80 | 144 | 0 | 1.026 | CC | -1 | 0.0097961 | 144 | 144 |  |  | 0.024624 | 144 | -0.0097961 | -1.4106
11695 | KMICHICT5_G | 5 | North | YES | 0.000171 | 148 | 80 | 148 | 0 | 1.026 | CC | -1 | 0.0097961 | 148 | 148 |  |  | 0.025308 | 148 | -0.0097961 | -1.4498
11696 | KMICHIST6_G | 6 | North | YES | 0.000171 | 310 | 60 | 310 | 0 | 1.026 | CC | -1 | 0.0097961 | 310 | 310 |  |  | 0.05301 | 310 | -0.0097961 | -3.0368
5890 | PEARSALLGEN1 | 1 | South | YES | 0.000176 | 19.2 | 6 | 24 | 0 | 1.0161 | GST | -1 | 0.0097911 | 24 | 24 |  |  |  |  | -0.0097911 | -0.23499
5891 | PEARSALLGEN2 | 1 | South | YES | 0.000176 | 19.4 | 6 | 24.3 | 0 | 1.0161 | GST | -1 | 0.0097911 | 24.3 | 24.3 |  |  |  |  | -0.0097911 | -0.23792
5892 | PEARSALLGEN3 | 1 | South | YES | 0.000176 | 19.1 | 6 | 23.9 | 0 | 1.0161 | GST | -1 | 0.0097911 | 23.9 | 23.9 |  |  |  |  | -0.0097911 | -0.23401
1687 | VALLEY_1G | 1 | North | YES | 0.0002 | 136 | 15 | 170 | 0 | 1.029 | GST | -1 | 0.0097671 | 170 | 170 |  |  | 0.034 | 170 | -0.0097671 | -1.6604
1688 | VALLEY_2G | 2 | North | YES | 0.0002 | 527 | 90 | 527 | 0 | 1.029 | GSC | -1 | 0.0097671 | 527 | 527 |  |  | 0.1054 | 527 | -0.0097671 | -5.1473
6948 | DENISNDM | 1 | North | YES | 0.000221 | 40 | 5 | 40 | 0 | 1.015 | Hydro | -1 | 0.0097461 | 0 | 0 |  |  | 0 | 0 | -0.0097461 | 0
6948 | DENISNDM | 2 | North | YES | 0.000221 | 31 | 5 | 40 | 0 | 1.015 | Hydro | -1 | 0.0097461 | 0 | 0 |  |  | 0 | 0 | -0.0097461 | 0
2371 | COLLIN_1G | MB | North | YES | 0.000253 | 0 | 40 | 138 |  | 1.022 | GST | -1 | 0.0097141 | 0 | 0 |  |  | 0 | 0 | -0.0097141 | 0
80012 | LAR | F | South | YES | 0.000287 | 0 | 0 | 0 | 0 | 1.04 | DCTie | -1 | 0.0096801 | 0 | 0 |  |  |  |  | -0.0096801 | 0
80265 | LARECU40A | 4 | South | YES | 0.000287 | 80 | 0 | 100 |  | 1.039 | GGT | -1 | 0.0096801 | 100 | 100 |  |  |  |  | -0.0096801 | -0.96801
80266 | LARECU50A | 5 | South | YES | 0.000287 | 80 | 0 | 100 |  | 1.039 | GGT | -1 | 0.0096801 | 100 | 100 |  |  |  |  | -0.0096801 | -0.96801
1861 | EAGLEMNT_1G | MB | North | YES | 0.000489 | 0 | 30 | 112 |  | 1.022 | GST | -1 | 0.0094781 | 0 | 0 |  |  | 0 | 0 | -0.0094781 | 0
1862 | EAGLEMNT_2G | MB | North | YES | 0.000489 | 0 | 40 | 100 |  | 1.022 | GST | -1 | 0.0094781 | 0 | 0 |  |  | 0 | 0 | -0.0094781 | 0
1863 | EAGLEMNT_3G | MB | North | YES | 0.000489 | 0 | 50 | 378 |  | 1.022 | GST | -1 | 0.0094781 | 0 | 0 |  |  | 0 | 0 | -0.0094781 | 0
580 | JCKCNTY801 | 1 | North | YES | 0.000629 | 288 | 0 | 288 | 0 | 1.022 | CC | -1 | 0.0093381 | 288 | 288 |  |  | 0.18115 | 288 | -0.0093381 | -2.6894
581 | JCKCNTY802 | 2 | North | YES | 0.000629 | 147 | 0 | 147 | 0 | 1.022 | CC | -1 | 0.0093381 | 147 | 147 |  |  | 0.092463 | 147 | -0.0093381 | -1.3727
582 | JCKCNTY803 | 3 | North | YES | 0.000629 | 147 | 0 | 147 | 0 | 1.022 | CC | -1 | 0.0093381 | 147 | 147 |  |  | 0.092463 | 147 | -0.0093381 | -1.3727
923 | SPENCER_G4 | 1 | North | YES | 0.00067 | 48 | 20 | 61 | 0 | 1.03 | GST | -1 | 0.0092971 | 61 | 61 |  |  | 0.04087 | 61 | -0.0092971 | -0.56713
924 | SPENCER_G5 | 1 | North | YES | 0.00067 | 52 | 20 | 66 | 0 | 1.03 | GST | -1 | 0.0092971 | 66 | 66 |  |  | 0.04422 | 66 | -0.0092971 | -0.61361
728 | WOLFRIDGE801 | 1 | North | YES | 0.000868 | 11.2 | 0 | 112.5 | 0 | 0.99 | Wind | -1 | 0.0090991 | 0 | 112.5 |  |  | 0 | 0 | -0.0090991 | 0
1600 | BARTNWND_1G | 1 | North | YES | 0.001483 | 12 | 0 | 120 | 0 | 1.022 | Wind | -1 | 0.0084841 | 0 | 120 |  |  | 0 | 0 | -0.0084841 | 0
344 | MRSSHPRD | 1 | North | YES | 0.001493 | 12 | 0 | 12 |  | 1.03 | Hydro | -1 | 0.0084741 | 0 | 0 |  |  | 0 | 0 | -0.0084741 | 0
345 | MRSSHPRD01 | 2 | North | YES | 0.001493 | 12 | 0 | 12 |  | 1.03 | Hydro | -1 | 0.0084741 | 0 | 0 |  |  | 0 | 0 | -0.0084741 | 0
1453 | WCPWRCO_1G | 1 | North | YES | 0.001807 | 204 | 50 | 204 |  | 1.02 | CC | -1 | 0.0081601 | 204 | 204 |  |  | 0.36863 | 204 | -0.0081601 | -1.6647
1454 | WCPWRCO_2G | 2 | North | YES | 0.001807 | 204 | 50 | 204 |  | 1.02 | CC | -1 | 0.0081601 | 204 | 204 |  |  | 0.36863 | 204 | -0.0081601 | -1.6647
1455 | WCPWRCO_3G | 3 | North | YES | 0.001807 | 242 | 50 | 242 |  | 1.02 | CC | -1 | 0.0081601 | 242 | 242 |  |  | 0.43729 | 242 | -0.0081601 | -1.9748
1433 | GRHAMSES_1G | 1 | North | YES | 0.002807 | 242 | 60 | 242 | 0 | 1.038 | GST | -1 | 0.0071601 | 242 | 242 |  |  | 0.67929 | 242 | -0.0071601 | -1.7328
80010 | EPLVT1 | F | South | YES | 0.003311 | 0 | 0 | 0 |  | 1.0376 | #N/A | -1 | 0.0066561 | 0 | 0 |  |  |  |  | -0.0066561 | 0
1479 | WFCOGEN_1G | 1 | North | YES | 0.003437 | 16 | 12 | 20 | 0 | 1 | Cogen | -1 | 0.0065301 | 0 | 0 |  |  | 0 | 0 | -0.0065301 | 0
1479 | WFCOGEN_1G | 2 | North | YES | 0.003437 | 16 | 12 | 20 | 0 | 1 | Cogen | -1 | 0.0065301 | 0 | 0 |  |  | 0 | 0 | -0.0065301 | 0
1482 | WFCOGEN_2G | 1 | North | YES | 0.003437 | 16 | 12 | 20 | 0 | 1 | Cogen | -1 | 0.0065301 | 0 | 0 |  |  | 0 | 0 | -0.0065301 | 0
1482 | WFCOGEN_2G | 2 | North | YES | 0.003437 | 13.6 | 12 | 17 | 0 | 1 | Cogen | -1 | 0.0065301 | 0 | 0 |  |  | 0 | 0 | -0.0065301 | 0
1432 | GRHAMSES_2G | 2 | North | YES | 0.003655 | 294.9 | 90 | 366 | 0 | 1.014 | GST | -1 | 0.0063121 | 366 | 366 |  |  | 1.3377 | 366 | -0.0063121 | -2.3102
8262 | ELPS | 1 | South | YES | 0.003676 | 6 | 6 | 6 | 0 | 1.15 | Hydro | -1 | 0.0062911 | 0 | 0 |  |  |  |  | -0.0062911 | 0
8032 | AMISTADHYD1 | 1 | South | YES | 0.005244 | 33 | 13 | 33 | 0 | 1.0375 | Hydro | -1 | 0.0047231 | 0 | 0 |  |  |  |  | -0.0047231 | 0
8033 | AMISTADHYD2 | 2 | South | YES | 0.005244 | 25 | 13 | 25 | 0 | 1.0375 | Hydro | -1 | 0.0047231 | 0 | 0 |  |  |  |  | -0.0047231 | 0
88253 | HAMILTON | F | South | YES | 0.005244 | 0 | 0 | 0 | 0 | 1.04 | BLT | -1 | 0.0047231 | 0 | 0 |  |  |  |  | -0.0047231 | 0
1442 | COKFIELD_5 | 1 | North | YES | 0.005945 | 16.5 | 0 | 165 |  | 1.029 | Wind | -1 | 0.0040221 | 0 | 165 |  |  | 0 | 0 | -0.0040221 | 0
1438 | MESQUITW_2G | 1 | North | YES | 0.006668 | 23.6 | 0 | 236 |  | 1.017 | Wind | -1 | 0.0032991 | 0 | 236 |  |  | 0 | 0 | -0.0032991 | 0
1437 | MESQUITW_1G | 1 | North | YES | 0.006673 | 40 | 0 | 400 | 0 | 1.023 | Wind | -1 | 0.0032941 | 0 | 400 |  |  | 0 | 0 | -0.0032941 | 0
6100 | OKLA7A | EQ | West | YES | 0.00553 | 50 | -220 | 220 | 0 | 1.035 | DCTie | 1 | 0.0055735 | 0 | 0 | 0 | 0 |  |  | 0.0055735 | 0
6752 | OKLA0A | 1 | West | YES | 0.00553 | 649.7 | 175 | 649.7 | 0 | 1.035 | LIGCO | 1 | 0.0055735 | 0 | 649.7 | 3.5928 | 649.7 |  |  | 0.0055735 | 3.6211
1416 | SWETWATR_1G | 1 | West | YES | 0.008126 | 30 | 18 | 30 | 0 | 1.026 | CC | 1 | 0.0081695 | 30 | 30 | 0.24378 | 30 |  |  | 0.0081695 | 0.24508
1417 | SWETWATR_2G | 2 | West | YES | 0.008126 | 72 | 36 | 72 | 0 | 1.026 | CC | 1 | 0.0081695 | 72 | 72 | 0.58507 | 72 |  |  | 0.0081695 | 0.5882
1418 | SWETWATR_3G | 3 | West | YES | 0.008126 | 68 | 36 | 68 | 0 | 1.026 | CC | 1 | 0.0081695 | 68 | 68 | 0.55257 | 68 |  |  | 0.0081695 | 0.55553
1419 | SWETWATR_4G | 4 | West | YES | 0.008126 | 61 | 36 | 61 | 0 | 1.026 | CC | 1 | 0.0081695 | 61 | 61 | 0.49569 | 61 |  |  | 0.0081695 | 0.49834
1049 | ROSCOEWI_5 | 1 | West | YES | 0.008359 | 41.8 | 0 | 209 |  | 1.01 | #N/A | 1 | 0.0084025 | 209 | 209 | 1.747 | 209 |  |  | 0.0084025 | 1.7561
1057 | ROSCOEWI_5 | 2 | West | YES | 0.008359 | 25.3 | 0 | 126.5 |  | 1.01 | #N/A | 1 | 0.0084025 | 126.5 | 126.5 | 1.0574 | 126.5 |  |  | 0.0084025 | 1.0629
1060 | ROSCOEWI_5 | 3 | West | YES | 0.008359 | 39.4 | 0 | 197 | 0 | 1.01 | #N/A | 1 | 0.0084025 | 197 | 197 | 1.6467 | 197 |  |  | 0.0084025 | 1.6553
1072 | ROSCOEWI_5 | 4 | West | YES | 0.008359 | 63.6 | 0 | 318 | 0 | 1.01 | #N/A | 1 | 0.0084025 | 318 | 318 | 2.6582 | 318 |  |  | 0.0084025 | 2.672
60052 | WILDHRS11A | 1 | West | YES | 0.008635 | 25.3 | 0 | 126.5 | 0 | 1.005 | #N/A | 1 | 0.0086785 | 126.5 | 126.5 | 1.0923 | 126.5 |  |  | 0.0086785 | 1.0978
60053 | WILDHRS21A | 1 | West | YES | 0.008635 | 7.8 | 0 | 39 | 0 | 1.025 | #N/A | 1 | 0.0086785 | 39 | 39 | 0.33676 | 39 |  |  | 0.0086785 | 0.33846
71051 | L_BITTCR1_1N | W1 | West | YES | 0.008704 | 7.5 | 0 | 37.5 |  | 1.02 | Wind | 1 | 0.0087475 | 0 | 37.5 | 0.3264 | 37.5 |  |  | 0.0087475 | 0.32803
71054 | L_SWEETW1_1N | W1 | West | YES | 0.008704 | 21.5 | 0 | 107.5 |  | 1.02 | Wind | 1 | 0.0087475 | 0 | 107.5 | 0.93568 | 107.5 |  |  | 0.0087475 | 0.94036
71057 | L_SWEETW1_2N | W1 | West | YES | 0.008704 | 27 | 0 | 135 |  | 1.02 | Wind | 1 | 0.0087475 | 0 | 135 | 1.175 | 135 |  |  | 0.0087475 | 1.1809
71059 | L_SWEETW1_3N | W1 | West | YES | 0.008704 | 23.8 | 0 | 119 | 0 | 1.02 | Wind | 1 | 0.0087475 | 0 | 119 | 1.0358 | 119 |  |  | 0.0087475 | 1.041
71060 | L_SWEETW1_4N | W1 | West | YES | 0.008704 | 21 | 0 | 105 | 0 | 1.02 | Wind | 1 | 0.0087475 | 0 | 105 | 0.91392 | 105 |  |  | 0.0087475 | 0.91849
60081 | WHRLWIND1A | 1 | West | YES | 0.009041 | 12 | 0 | 60 | 0 | 1.03 | Wind | 1 | 0.0090845 | 0 | 60 | 0.54246 | 60 |  |  | 0.0090845 | 0.54507
1058 | LONGSHORE_5 | 1 | West | YES | 0.009153 | 30 | 0 | 150 |  | 1.01 | Wind | 1 | 0.0091965 | 0 | 150 | 1.3729 | 150 |  |  | 0.0091965 | 1.3795
1058 | LONGSHORE_5 | 2 | West | YES | 0.009153 | 44 | 0 | 220 |  | 1.01 | Wind | 1 | 0.0091965 | 0 | 220 | 2.0137 | 220 |  |  | 0.0091965 | 2.0232
1058 | LONGSHORE_5 | 3 | West | YES | 0.009153 | 23.4 | 0 | 117 |  | 1.01 | Wind | 1 | 0.0091965 | 0 | 117 | 1.0709 | 117 |  |  | 0.0091965 | 1.076
1045 | CALENG1G_1G | 1 | West | YES | 0.009234 | 73.4 | 27 | 73.4 | 0 | 1.014 | Cogen | 1 | 0.0092775 | 0 | 0 | 0 | 0 |  |  | 0.0092775 | 0
1046 | CALENG2G_2G | 2 | West | YES | 0.009234 | 73.4 | 27 | 73.4 | 0 | 1.014 | Cogen | 1 | 0.0092775 | 0 | 0 | 0 | 0 |  |  | 0.0092775 | 0
1047 | CALENG3G_3G | 3 | West | YES | 0.009234 | 70.4 | 27 | 70.4 | 0 | 1.014 | Cogen | 1 | 0.0092775 | 0 | 0 | 0 | 0 |  |  | 0.0092775 | 0
60058 | BUFF_GAP1A | 1 | West | YES | 0.009442 | 24 | 0 | 120 |  | 1 | Wind | 1 | 0.0094855 | 0 | 120 | 1.133 | 120 |  |  | 0.0094855 | 1.1383
60060 | CIRELLO | 1 | West | YES | 0.009442 | 46.6 | 0 | 233 | 0 | 1 | Wind | 1 | 0.0094855 | 0 | 233 | 2.2 | 233 |  |  | 0.0094855 | 2.2101
60063 | BUFF_GAP1B | 1 | West | YES | 0.009442 | 34 | 0 | 170.2 | 0 | 1.02 | Wind | 1 | 0.0094855 | 0 | 170.2 | 1.607 | 170.2 |  |  | 0.0094855 | 1.6144
60066 | H_HOLLOW1A | 1 | West | YES | 0.009442 | 44.4 | 0 | 222 | 0 | 1.005 | Wind | 1 | 0.0094855 | 0 | 222 | 2.0961 | 222 |  |  | 0.0094855 | 2.1058
60068 | HHOLLOW21A | 1 | West | YES | 0.009442 | 36.8 | 0 | 184 | 0 | 1.025 | Wind | 1 | 0.0094855 | 0 | 184 | 1.7373 | 184 |  |  | 0.0094855 | 1.7453
60070 | HHOLLOW31A | 1 | West | YES | 0.009442 | 44.8 | 0 | 224 | 0 | 1.025 | Wind | 1 | 0.0094855 | 0 | 224 | 2.115 | 224 |  |  | 0.0094855 | 2.1248
60072 | HHOLLOW41A | 1 | West | YES | 0.009442 | 23 | 0 | 115 | 0 | 1.025 | Wind | 1 | 0.0094855 | 0 | 115 | 1.0858 | 115 |  |  | 0.0094855 | 1.0908
11001 | NAV1CT | 1 | West | YES | 0.009493 | 70.4 | 18 | 70.4 | 0 | 1.029 | CC | 1 | 0.0095365 | 70.4 | 70.4 | 0.66831 | 70.4 |  |  | 0.0095365 | 0.67137
11009 | NAV2CT | 1 | West | YES | 0.009493 | 71.4 | 18 | 71.4 | 0 | 1.029 | CC | 1 | 0.0095365 | 71.4 | 71.4 | 0.6778 | 71.4 |  |  | 0.0095365 | 0.68091
11011 | NAV3ST | 1 | West | YES | 0.009493 | 92.8 | 40 | 92.8 | 0 | 1.029 | CC | 1 | 0.0095365 | 92.8 | 92.8 | 0.88095 | 92.8 |  |  | 0.0095365 | 0.88499
11012 | NAV4CT | 1 | West | YES | 0.009493 | 80 | 18 | 80 | 0 | 1.029 | CC | 1 | 0.0095365 | 80 | 80 | 0.75944 | 80 |  |  | 0.0095365 | 0.76292
11013 | NAV5CT | 1 | West | YES | 0.009493 | 80 | 18 | 80 | 0 | 1.029 | CC | 1 | 0.0095365 | 80 | 80 | 0.75944 | 80 |  |  | 0.0095365 | 0.76292
11014 | NAV6ST | 1 | West | YES | 0.009493 | 115 | 40 | 115 | 0 | 1.029 | CC | 1 | 0.0095365 | 115 | 115 | 1.0917 | 115 |  |  | 0.0095365 | 1.0967
11020 | TIEHVSG_1G | 1 | West | YES | 0.009497 | 208.2 | 63 | 208.2 | 0 | 1.012 | CC | 1 | 0.0095405 | 208.2 | 208.2 | 1.9773 | 208.2 |  |  | 0.0095405 | 1.9863
11021 | TIEHVCG_1G | 1 | West | YES | 0.009497 | 142.1 | 103 | 142.1 | 0 | 1.012 | CC | 1 | 0.0095405 | 142.1 | 142.1 | 1.3495 | 142.1 |  |  | 0.0095405 | 1.3557
11022 | TIEHVCG_2G | 1 | West | YES | 0.009497 | 132.4 | 103 | 132.4 | 0 | 1.012 | CC | 1 | 0.0095405 | 132.4 | 132.4 | 1.2574 | 132.4 |  |  | 0.0095405 | 1.2632
11023 | TIEHVCG_3G | 1 | West | YES | 0.009497 | 137.4 | 103 | 137.4 | 0 | 1.012 | CC | 1 | 0.0095405 | 137.4 | 137.4 | 1.3049 | 137.4 |  |  | 0.0095405 | 1.3109
11024 | TIEHVCG_4G | 1 | West | YES | 0.009497 | 147 | 103 | 147 | 0 | 1.012 | CC | 1 | 0.0095405 | 147 | 147 | 1.3961 | 147 |  |  | 0.0095405 | 1.4025
11025 | TIEHVSG_2G | 1 | West | YES | 0.009497 | 213.2 | 63 | 213.2 | 0 | 1.012 | CC | 1 | 0.0095405 | 213.2 | 213.2 | 2.0248 | 213.2 |  |  | 0.0095405 | 2.034
1037 | MORGAN5G_5G | 5 | West | YES | 0.009554 | 109.6 | 40 | 137 | 0 | 1.029 | GST | 1 | 0.0095975 | 137 | 137 | 1.3089 | 137 |  |  | 0.0095975 | 1.3149
1039 | MRGNAG_1G | A | West | YES | 0.009554 | 69 | 69 | 69 | 0 | 1.029 | GGT | 1 | 0.0095975 | 69 | 69 | 0.65923 | 69 |  |  | 0.0095975 | 0.66223
1040 | MRGNBG_2G | B | West | YES | 0.009554 | 70 | 70 | 71 | 0 | 1.029 | GGT | 1 | 0.0095975 | 71 | 71 | 0.67833 | 71 |  |  | 0.0095975 | 0.68142
1041 | MRGNCG_3G | C | West | YES | 0.009554 | 69 | 69 | 70 | 0 | 1.029 | GGT | 1 | 0.0095975 | 70 | 70 | 0.66878 | 70 |  |  | 0.0095975 | 0.67182
1042 | MRGNDG_4G | D | West | YES | 0.009554 | 68 | 68 | 68 | 0 | 1.029 | GGT | 1 | 0.0095975 | 68 | 68 | 0.64967 | 68 |  |  | 0.0095975 | 0.65263
1043 | MRGNEG_5G | E | West | YES | 0.009554 | 68 | 68 | 70 | 0 | 1.029 | GGT | 1 | 0.0095975 | 70 | 70 | 0.66878 | 70 |  |  | 0.0095975 | 0.67182
1044 | MRGNFG_6G | F | West | YES | 0.009554 | 66 | 66 | 66 | 0 | 1.029 | GGT | 1 | 0.0095975 | 66 | 66 | 0.63056 | 66 |  |  | 0.0095975 | 0.63343
1061 | CIELOGEN_1G | 1 | West | YES | 0.009717 | 19.8 | 0 | 99 |  | 1 | Wind | 1 | 0.0097605 | 0 | 99 | 0.96198 | 99 |  |  | 0.0097605 | 0.96629
1062 | CIELOGEN_2G | 1 | West | YES | 0.009717 | 12.2 | 0 | 61 |  | 1 | Wind | 1 | 0.0097605 | 0 | 61 | 0.59274 | 61 |  |  | 0.0097605 | 0.59539
1069 | KINDERMG_1G | 1 | West | YES | 0.009717 | 25 | 5 | 25 | 0 | 1.017 | Cogen | 1 | 0.0097605 | 0 | 0 | 0 | 0 |  |  | 0.0097605 | 0
1070 | KINDERMG_2G | 1 | West | YES | 0.009717 | 45.7 | 12 | 45.7 | 0 | 1.017 | Cogen | 1 | 0.0097605 | 0 | 0 | 0 | 0 |  |  | 0.0097605 | 0
1071 | KINDERMG_3G | 1 | West | YES | 0.009717 | 45.7 | 12 | 45.7 | 0 | 1.017 | Cogen | 1 | 0.0097605 | 0 | 0 | 0 | 0 |  |  | 0.0097605 | 0
1068 | SCURRYCW_1G | 1 | West | YES | 0.009719 | 28.2 | 1.3 | 141 |  | 1.01 | Wind | 1 | 0.0097625 | 0 | 141 | 1.3704 | 141 |  |  | 0.0097625 | 1.3765
1073 | SCURRYCW_2G | 2 | West | YES | 0.009719 | 24 | 0 | 120 | 0 | 1.017 | Wind | 1 | 0.0097625 | 0 | 120 | 1.1663 | 120 |  |  | 0.0097625 | 1.1715
36998 | RDCNYNG1 | 1 | West | YES | 0.009722 | 16.8 | 0 | 84 |  | 1.01 | Wind | 1 | 0.0097655 | 0 | 84 | 0.81665 | 84 |  |  | 0.0097655 | 0.8203
6144 | MCADOO1A | 1 | West | YES | 0.009744 | 15 | 0 | 150 | 0 | 1.025 | Wind | 1 | 0.0097875 | 0 | 150 | 1.4616 | 150 |  |  | 0.0097875 | 1.4681
1301 | BULLCREK_8 | 1 | West | YES | 0.009762 | 36 | 0 | 180 | 0 | 1.017 | #N/A | 1 | 0.0098055 | 180 | 180 | 1.7572 | 180 |  |  | 0.0098055 | 1.765
1146 | NOTREES_1G | 1 | West | YES | 0.00978 | 29.8 | 0 | 149 | 0 | 1.017 | #N/A | 1 | 0.0098235 | 149 | 149 | 1.4572 | 149 |  |  | 0.0098235 | 1.4637
7038 | L_DELAWA1_1Y | 1 | West | YES | 0.009786 | 3.5 | 0 | 35 | 0 | 1 | Wind | 1 | 0.0098295 | 0 | 35 | 0.34251 | 35 |  |  | 0.0098295 | 0.34403
7038 | L_DELAWA1_1Y | 2 | West | YES | 0.009786 | 3 | 0 | 30 | 0 | 1 | Wind | 1 | 0.0098295 | 0 | 30 | 0.29358 | 30 |  |  | 0.0098295 | 0.29488
1002 | PBCTAGE_1G | A | West | YES | 0.00979 | 64 | 64 | 66 | 0 | 1.036 | GGT | 1 | 0.0098335 | 66 | 66 | 0.64614 | 66 |  |  | 0.0098335 | 0.64901
1003 | PBCTBGE_2G | B | West | YES | 0.00979 | 65 | 65 | 66 | 0 | 1.036 | GGT | 1 | 0.0098335 | 66 | 66 | 0.64614 | 66 |  |  | 0.0098335 | 0.64901
1004 | PBCTCGE_3G | C | West | YES | 0.00979 | 62 | 62 | 67 | 0 | 1.036 | GGT | 1 | 0.0098335 | 67 | 67 | 0.65593 | 67 |  |  | 0.0098335 | 0.65884
1005 | PBCTDGE_4G | D | West | YES | 0.00979 | 65 | 65 | 68 | 0 | 1.036 | GGT | 1 | 0.0098335 | 68 | 68 | 0.66572 | 68 |  |  | 0.0098335 | 0.66868
1006 | PBCTEGE_5G | E | West | YES | 0.00979 | 65 | 65 | 67 | 0 | 1.036 | GGT | 1 | 0.0098335 | 67 | 67 | 0.65593 | 67 |  |  | 0.0098335 | 0.65884
1007 | PB5GEN_6G | 5 | West | YES | 0.00979 | 91.2 | 40 | 114 | 0 | 1.036 | GST | 1 | 0.0098335 | 114 | 114 | 1.1161 | 114 |  |  | 0.0098335 | 1.121
1008 | PB6GEN_7G | 6 | West | YES | 0.00979 | 515 | 130 | 515 | 0 | 1.036 | GST | 1 | 0.0098335 | 515 | 515 | 5.0419 | 515 |  |  | 0.0098335 | 5.0642
1333 | MCDDONAL_8 | 1 | West | YES | 0.00979 | 42.8 | 0 | 214.2 |  | 1.01 | Wind | 1 | 0.0098335 | 0 | 214.2 | 2.097 | 214.2 |  |  | 0.0098335 | 2.1063
6637 | SNYDERW1A | 1 | West | YES | 0.009796 | 12.6 | 0 | 63 | 0 | 1.025 | Wind | 1 | 0.0098395 | 0 | 63 | 0.61715 | 63 |  |  | 0.0098395 | 0.61989
1302 | COYOTEWG_8 | 1 | West | YES | 0.009804 | 45 | 0 | 225 |  | 1.01 | #N/A | 1 | 0.0098475 | 225 | 225 | 2.2059 | 225 |  |  | 0.0098475 | 2.2157
1328 | OCOTILLO_1G | 1 | West | YES | 0.009828 | 11.6 | 0 | 58 |  | 1.01 | Wind | 1 | 0.0098715 | 0 | 58 | 0.57002 | 58 |  |  | 0.0098715 | 0.57255
1170 | AIRLAMESA_1G | 1 | West | YES | 0.009863 | 0 | 0 | 180 |  | 1 | #N/A | 1 | 0.0099065 | 180 | 180 | 1.7753 | 180 |  |  | 0.0099065 | 1.7832
1326 | STANTONW_8 | 1 | West | YES | 0.009975 | 20.1 | 0 | 100.5 |  | 1.01 | Wind | 1 | 0.010018 | 0 | 100.5 | 1.0025 | 100.5 |  |  | 0.010018 | 1.0069
76031 | L_GASCCR1_1N | W1 | West | YES | 0.01016 | 30 | 0 | 150 | 0 | 1.02 | Wind | 1 | 0.010203 | 0 | 150 | 1.524 | 150 |  |  | 0.010203 | 1.5305
1360 | GUNSIGHT_8 | 1 | West | YES | 0.010219 | 24 | 0 | 120 | 0 | 1.01 | Wind | 1 | 0.010262 | 0 | 120 | 1.2263 | 120 |  |  | 0.010262 | 1.2315
1327 | WILDHRSE_1G | 1 | West | YES | 0.01022 | 24 | 0 | 120 |  | 1 | Wind | 1 | 0.010263 | 0 | 120 | 1.2264 | 120 |  |  | 0.010263 | 1.2316
76091 | L_DIVIDE1_1N | W1 | West | YES | 0.010373 | 110 | 0 | 550 | 0 | 1.02 | Wind | 1 | 0.010416 | 0 | 550 | 5.7051 | 550 |  |  | 0.010416 | 5.7291
1320 | BSP 1 | 1 | West | YES | 0.011229 | 25.5 | 2.9 | 25.8 | 0 | 1 | Cogen | 1 | 0.011272 | 0 | 0 | 0 | 0 |  |  | 0.011272 | 0
60007 | KING_SW1A | 1 | West | YES | 0.011245 | 20 | 0 | 80 |  | 1.03 | Wind | 1 | 0.011288 | 0 | 80 | 0.8996 | 80 |  |  | 0.011288 | 0.90308
60019 | KING_NW1A | 1 | West | YES | 0.011245 | 20 | 0 | 80 |  | 1.03 | Wind | 1 | 0.011288 | 0 | 80 | 0.8996 | 80 |  |  | 0.011288 | 0.90308
60201 | RIO DRCS | F | West | YES | 0.011319 | 0 | 0 | 0 | 0 | 1.025 | AVR | 1 | 0.011362 | 0 | 0 | 0 | 0 |  |  | 0.011362 | 0
60016 | WOODWRD11A | 1 | West | YES | 0.011329 | 20 | 0 | 80 |  | 1.033 | Wind | 1 | 0.011372 | 0 | 80 | 0.90632 | 80 |  |  | 0.011372 | 0.9098
38332 | TNWDWRDU2_8 | 1 | West | YES | 0.011333 | 20 | 0 | 80 | 0 | 1.0232 | Wind | 1 | 0.011376 | 0 | 80 | 0.90664 | 80 |  |  | 0.011376 | 0.91012
38437 | TNSRBNMESA9 | 1 | West | YES | 0.011343 | 37.5 | 0 | 150 |  | 1.02 | Wind | 1 | 0.011386 | 0 | 150 | 1.7014 | 150 |  |  | 0.011386 | 1.708
6016 | SWMESA | 1 | West | YES | 0.011415 | 18.8 | 0 | 75 |  | 1.03 | Wind | 1 | 0.011458 | 0 | 75 | 0.85613 | 75 |  |  | 0.011458 | 0.85939
60003 | KING_NE1A | 1 | West | YES | 0.011415 | 20 | 0 | 80 |  | 1.03 | Wind | 1 | 0.011458 | 0 | 80 | 0.9132 | 80 |  |  | 0.011458 | 0.91668
60005 | KING_SE1A | 1 | West | YES | 0.011415 | 10 | 0 | 40 |  | 1.035 | Wind | 1 | 0.011458 | 0 | 40 | 0.4566 | 40 |  |  | 0.011458 | 0.45834
60000 | DSKY2 | 1 | West | YES | 0.011517 | 19.1 | 0 | 76.5 |  | 1.039 | Wind | 1 | 0.01156 | 0 | 76.5 | 0.88105 | 76.5 |  |  | 0.01156 | 0.88438
60017 | ORNNWP1 | 1 | West | YES | 0.011554 | 20 | 0 | 80 |  | 1.027 | Wind | 1 | 0.011597 | 0 | 80 | 0.92432 | 80 |  |  | 0.011597 | 0.9278
60018 | DSKY1 | 1 | West | YES | 0.011624 | 21 | 0 | 84 | 0 | 1.023 | Wind | 1 | 0.011667 | 0 | 84 | 0.97642 | 84 |  |  | 0.011667 | 0.98007
1343 | TRENTIPP_8 | 1 | West | YES | 0.012517 | 30 | 0 | 150 |  | 1.014 | Wind | 1 | 0.01256 | 0 | 150 | 1.8776 | 150 |  |  | 0.01256 | 1.8841
1354 | AEPWIND_8 | 1 | West | YES | 0.012517 | 20.2 | 0 | 101 |  | 1 | Wind | 1 | 0.01256 | 0 | 101 | 1.2642 | 101 |  |  | 0.01256 | 1.2686
60202 | FRNDDRCS | F | West | YES | 0.013274 | 0 | 0 | 0 | 0 | 0.9985 | AVR | 1 | 0.013317 | 0 | 0 | 0 | 0 |  |  | 0.013317 | 0
1349 | WESTXWIN_1G | 1 | West | YES | 0.014061 | 1.3 | 0 | 6.6 |  | 1.014 | Wind | 1 | 0.014104 | 0 | 6.6 | 0.092803 | 6.6 |  |  | 0.014104 | 0.09309
1350 | NWPWRG1_1G | 1 | West | YES | 0.014061 | 6.9 | 1 | 34.3 |  | 1.014 | Wind | 1 | 0.014104 | 0 | 34.3 | 0.48229 | 34.3 |  |  | 0.014104 | 0.48378
60057 | CALLAHAN1A | 1 | West | YES | 0.022754 | 22.8 | 0 | 114 | 0 | 1.04 | Wind | 1 | 0.022797 | 0 | 114 | 2.594 | 114 |  |  | 0.022797 | 2.5989
6407 | TURKTRAK1A | 1 | West | YES | 0.034891 | 33.9 | 0 | 169.5 | 0 | 1.025 | Wind | 1 | 0.034934 | 0 | 169.5 | 5.914 | 169.5 |  |  | 0.034934 | 5.9214
Note on AL4: Zonal Cap - Zonal Impact

## Distributed Slack - Bound Gen
Number of Bus | Name of Bus | ID | Area Name of Gen | AGC | P Sensitivity of Bus | Gen MW | Min MW | Max MW | V Sensitivity of Bus | Set Volt | Tech Type | Zone Impact | Zone Correlation | Inc Max | Dec Max | Souce S.F. Weighting | Souce Capacity | Sink S.F. Weighting | Sink Capacity | PTDF Calc | PTDF Weighting | max of zone correlation | 0.003107 |  |  | Neg PTDF weight | Pos PTDF weight
1437 | MESQUITW_1G | 1 | North | YES | 0.006507 | 40 | 0 | 400 | 0 | 1.023 | Wind | -1 | 0.003107 | 0 | 400 |  |  | 0 | 0 | -0.003107 | 0 |  |  |  |  | 0 | 0
1438 | MESQUITW_2G | 1 | North | YES | 0.006502 | 23.6 | 0 | 236 |  | 1.017 | Wind | -1 | 0.003112 | 0 | 236 |  |  | 0 | 0 | -0.003112 | 0 |  |  |  |  | 0 | 0
1442 | COKFIELD_5 | 1 | North | YES | 0.005766 | 16.5 | 0 | 165 |  | 1.029 | Wind | -1 | 0.003848 | 0 | 165 |  |  | 0 | 0 | -0.003848 | 0 |  |  |  |  | 0 | 0
8032 | AMISTADHYD1 | 1 | South | YES | 0.005758 | 33 | 13 | 33 | 0 | 1.03 | Hydro | -1 | 0.003856 | 0 | 0 |  |  |  |  | -0.003856 | 0 |  |  | Weighted Shift Factors |  | 0 | 0
8033 | AMISTADHYD2 | 2 | South | YES | 0.005758 | 25 | 13 | 25 | 0 | 1.03 | Hydro | -1 | 0.003856 | 0 | 0 |  |  |  |  | -0.003856 | 0 |  |  | West | 0.009614 | 0 | 0
88253 | HAMILTON | F | South | YES | 0.005758 | 0 | 0 | 0 | 0 | 1.04 | BLT | -1 | 0.003856 | 0 | 0 |  |  |  |  | -0.003856 | 0 |  |  | North | -0.00012867 | 0 | 0
6100 | OKLA7A | EQ | West | YES | 0.005193 | 50 | -220 | 220 | 0 | 1.035 | DCTie | 1 | 0.0053217 | 0 | 0 | 0 | 0 |  |  | 0.0053217 | 0 |  |  |  |  | 0 | 0
6752 | OKLA0A | 1 | West | YES | 0.005193 | 649.7 | 175 | 649.7 | 0 | 1.035 | LIGCO | 1 | 0.0053217 | 0 | 649.7 | 3.3739 | 649.7 |  |  | 0.0053217 | 3.4575 | North |  |  |  | 0 | 0
8262 | ELPS | 1 | South | YES | 0.004071 | 6 | 6 | 6 | 0 | 1.15 | Hydro | -1 | 0.005543 | 0 | 0 |  |  |  |  | -0.005543 | 0 | Line Rating |  | 27 |  | 0 | 0
1432 | GRHAMSES_2G | 2 | North | YES | 0.003435 | 294.9 | 90 | 366 | 0 | 1.014 | GST | -1 | 0.006179 | 366 | 366 |  |  | 1.2572 | 366 | -0.006179 | -2.2615 | Impact Counter to Zone: |  | 0 |  | 0 | 0
1479 | WFCOGEN_1G | 1 | North | YES | 0.003094 | 16 | 12 | 20 | 0 | 1 | Cogen | -1 | 0.00652 | 0 | 0 |  |  | 0 | 0 | -0.00652 | 0 |  |  | 0% |  | 0 | 0
1479 | WFCOGEN_1G | 2 | North | YES | 0.003094 | 16 | 12 | 20 | 0 | 1 | Cogen | -1 | 0.00652 | 0 | 0 |  |  | 0 | 0 | -0.00652 | 0 |  |  |  |  | 0 | 0
1482 | WFCOGEN_2G | 2 | North | YES | 0.003094 | 13.6 | 12 | 17 | 0 | 1 | Cogen | -1 | 0.00652 | 0 | 0 |  |  | 0 | 0 | -0.00652 | 0 | West |  |  |  | 0 | 0
1482 | WFCOGEN_2G | 1 | North | YES | 0.003094 | 16 | 12 | 20 | 0 | 1 | Cogen | -1 | 0.00652 | 0 | 0 |  |  | 0 | 0 | -0.00652 | 0 | Line Rating |  | 27 |  | 0 | 0
1433 | GRHAMSES_1G | 1 | North | YES | 0.002141 | 242 | 60 | 242 | 0 | 1.038 | GST | -1 | 0.007473 | 242 | 242 |  |  | 0.51812 | 242 | -0.007473 | -1.8085 | Impact Counter to Zone: |  | 0 |  | 0 | 0
60081 | WHRLWIND1A | 1 | West | YES | 0.007719 | 12 | 0 | 60 | 0 | 1.03 | Wind | 1 | 0.0078477 | 0 | 60 | 0.46314 | 60 |  |  | 0.0078477 | 0.47086 |  |  | 0% |  | 0 | 0
1455 | WCPWRCO_3G | 3 | North | YES | 0.001638 | 242 | 50 | 242 |  | 1.02 | CC | -1 | 0.007976 | 242 | 242 |  |  | 0.3964 | 242 | -0.007976 | -1.9302 |  |  |  |  | 0 | 0
1453 | WCPWRCO_1G | 1 | North | YES | 0.001638 | 204 | 50 | 204 | 0 | 1.02 | CC | -1 | 0.007976 | 204 | 204 |  |  | 0.33415 | 204 | -0.007976 | -1.6271 |  |  |  |  | 0 | 0
1454 | WCPWRCO_2G | 2 | North | YES | 0.001638 | 204 | 50 | 204 | 0 | 1.02 | CC | -1 | 0.007976 | 204 | 204 |  |  | 0.33415 | 204 | -0.007976 | -1.6271 |  |  |  |  | 0 | 0
1416 | SWETWATR_1G | 1 | West | YES | 0.008097 | 30 | 18 | 30 | 0 | 1.026 | CC | 1 | 0.0082257 | 30 | 30 | 0.24291 | 30 |  |  | 0.0082257 | 0.24677 |  |  |  |  | 0 | 0
1419 | SWETWATR_4G | 4 | West | YES | 0.008097 | 61 | 36 | 61 | 0 | 1.026 | CC | 1 | 0.0082257 | 61 | 61 | 0.49392 | 61 |  |  | 0.0082257 | 0.50177 |  |  |  |  | 0 | 0
1418 | SWETWATR_3G | 3 | West | YES | 0.008097 | 68 | 36 | 68 | 0 | 1.026 | CC | 1 | 0.0082257 | 68 | 68 | 0.5506 | 68 |  |  | 0.0082257 | 0.55935 |  |  |  |  | 0 | 0
1417 | SWETWATR_2G | 2 | West | YES | 0.008097 | 72 | 36 | 72 | 0 | 1.026 | CC | 1 | 0.0082257 | 72 | 72 | 0.58298 | 72 |  |  | 0.0082257 | 0.59225 |  |  |  |  | 0 | 0
11057 | CHAMPION_1G | 1 | West | YES | 0.008382 | 25.3 | 0 | 126.5 |  | 1 | Wind | 1 | 0.0085107 | 0 | 126.5 | 1.0603 | 126.5 |  |  | 0.0085107 | 1.0766 |  |  |  |  | 0 | 0
11059 | INADALE_1G | 1 | West | YES | 0.008382 | 39.4 | 0 | 197 |  | 1 | Wind | 1 | 0.0085107 | 0 | 197 | 1.6513 | 197 |  |  | 0.0085107 | 1.6766 |  |  |  |  | 0 | 0
11056 | ROSCOE_1G | 1 | West | YES | 0.008382 | 41.8 | 0 | 209 |  | 1 | Wind | 1 | 0.0085107 | 0 | 209 | 1.7518 | 209 |  |  | 0.0085107 | 1.7787 |  |  |  |  | 0 | 0
11058 | PYRON_1G | 1 | West | YES | 0.008382 | 49.8 | 0 | 249 |  | 1 | Wind | 1 | 0.0085107 | 0 | 249 | 2.0871 | 249 |  |  | 0.0085107 | 2.1192 |  |  |  |  | 0 | 0
71051 | L_BITTCR1_1N | W1 | West | YES | 0.008644 | 7.5 | 0 | 37.5 |  | 1.02 | Wind | 1 | 0.0087727 | 0 | 37.5 | 0.32415 | 37.5 |  |  | 0.0087727 | 0.32897 |  |  |  |  | 0 | 0
71061 | L_SWEETW1_5N | W1 | West | YES | 0.008644 | 16.1 | 0 | 80.5 | 0 | 1.02 | Wind | 1 | 0.0087727 | 0 | 80.5 | 0.69584 | 80.5 |  |  | 0.0087727 | 0.7062 |  |  |  |  | 0 | 0
71060 | L_SWEETW1_4N | W1 | West | YES | 0.008644 | 21 | 0 | 105 | 0 | 1.02 | Wind | 1 | 0.0087727 | 0 | 105 | 0.90762 | 105 |  |  | 0.0087727 | 0.92113 |  |  |  |  | 0 | 0
71054 | L_SWEETW1_1N | W1 | West | YES | 0.008644 | 21.5 | 0 | 107.5 |  | 1.02 | Wind | 1 | 0.0087727 | 0 | 107.5 | 0.92923 | 107.5 |  |  | 0.0087727 | 0.94306 |  |  |  |  | 0 | 0
71059 | L_SWEETW1_3N | W1 | West | YES | 0.008644 | 23.8 | 0 | 119 | 0 | 1.02 | Wind | 1 | 0.0087727 | 0 | 119 | 1.0286 | 119 |  |  | 0.0087727 | 1.0439 |  |  |  |  | 0 | 0
71057 | L_SWEETW1_2N | W1 | West | YES | 0.008644 | 27 | 0 | 135 |  | 1.02 | Wind | 1 | 0.0087727 | 0 | 135 | 1.1669 | 135 |  |  | 0.0087727 | 1.1843 |  |  |  |  | 0 | 0
6144 | MCADOO1A | 1 | West | YES | 0.008653 | 15 | 0 | 150 | 0 | 1.025 | Wind | 1 | 0.0087817 | 0 | 150 | 1.2979 | 150 |  |  | 0.0087817 | 1.3172 |  |  |  |  | 0 | 0
344 | MRSSHPRD | 1 | North | YES | 0.000775 | 0 | 0 | 12 |  | 1.03 | Hydro | -1 | 0.008839 | 0 | 0 |  |  | 0 | 0 | -0.008839 | 0 |  |  |  |  | 0 | 0
345 | MRSSHPRD01 | 2 | North | YES | 0.000775 | 0 | 0 | 12 |  | 1.03 | Hydro | -1 | 0.008839 | 0 | 0 |  |  | 0 | 0 | -0.008839 | 0 |  |  |  |  | 0 | 0
728 | WOLFRIDGE801 | 1 | North | YES | 0.000652 | 11.2 | 0 | 112.5 | 0 | 0.99 | Wind | -1 | 0.008962 | 0 | 112.5 |  |  | 0 | 0 | -0.008962 | 0 |  |  |  |  | 0 | 0
1600 | BARTNWND_1G | 1 | North | YES | 0.000616 | 12 | 0 | 120 | 0 | 1.022 | Wind | -1 | 0.008998 | 0 | 120 |  |  | 0 | 0 | -0.008998 | 0 |  |  |  |  | 0 | 0
58909 | PEARSALLSCG1 | 3 | South | YES | 0.000544 | 0 | 0 | 8.4 |  | 1.027 | Diesel | -1 | 0.00907 | 8.4 | 8.4 |  |  |  |  | -0.00907 | -0.076188 |  |  |  |  | 0 | 0
58909 | PEARSALLSCG1 | 4 | South | YES | 0.000544 | 0 | 0 | 8.4 |  | 1.027 | Diesel | -1 | 0.00907 | 8.4 | 8.4 |  |  |  |  | -0.00907 | -0.076188 |  |  |  |  | 0 | 0
58909 | PEARSALLSCG1 | 6 | South | YES | 0.000544 | 0 | 0 | 8.4 |  | 1.027 | Diesel | -1 | 0.00907 | 8.4 | 8.4 |  |  |  |  | -0.00907 | -0.076188 |  |  |  |  | 0 | 0
58909 | PEARSALLSCG1 | 5 | South | YES | 0.000544 | 0 | 0 | 8.4 |  | 1.027 | Diesel | -1 | 0.00907 | 8.4 | 8.4 |  |  |  |  | -0.00907 | -0.076188 |  |  |  |  | 0 | 0
58909 | PEARSALLSCG1 | 1 | South | YES | 0.000544 | 0 | 0 | 8.4 |  | 1.027 | Diesel | -1 | 0.00907 | 8.4 | 8.4 |  |  |  |  | -0.00907 | -0.076188 |  |  |  |  | 0 | 0
58909 | PEARSALLSCG1 | 2 | South | YES | 0.000544 | 0 | 0 | 8.4 |  | 1.027 | Diesel | -1 | 0.00907 | 8.4 | 8.4 |  |  |  |  | -0.00907 | -0.076188 |  |  |  |  | 0 | 0
58919 | PEARSALLSCG2 | 5 | South | YES | 0.000544 | 0 | 0 | 8.4 |  | 1.027 | Diesel | -1 | 0.00907 | 8.4 | 8.4 |  |  |  |  | -0.00907 | -0.076188 |  |  |  |  | 0 | 0
58919 | PEARSALLSCG2 | 6 | South | YES | 0.000544 | 0 | 0 | 8.4 |  | 1.027 | Diesel | -1 | 0.00907 | 8.4 | 8.4 |  |  |  |  | -0.00907 | -0.076188 |  |  |  |  | 0 | 0
58919 | PEARSALLSCG2 | 1 | South | YES | 0.000544 | 0 | 0 | 8.4 |  | 1.027 | Diesel | -1 | 0.00907 | 8.4 | 8.4 |  |  |  |  | -0.00907 | -0.076188 |  |  |  |  | 0 | 0
58919 | PEARSALLSCG2 | 2 | South | YES | 0.000544 | 0 | 0 | 8.4 |  | 1.027 | Diesel | -1 | 0.00907 | 8.4 | 8.4 |  |  |  |  | -0.00907 | -0.076188 |  |  |  |  | 0 | 0
58919 | PEARSALLSCG2 | 4 | South | YES | 0.000544 | 0 | 0 | 8.4 |  | 1.027 | Diesel | -1 | 0.00907 | 8.4 | 8.4 |  |  |  |  | -0.00907 | -0.076188 |  |  |  |  | 0 | 0
58919 | PEARSALLSCG2 | 3 | South | YES | 0.000544 | 0 | 0 | 8.4 |  | 1.027 | Diesel | -1 | 0.00907 | 8.4 | 8.4 |  |  |  |  | -0.00907 | -0.076188 |  |  |  |  | 0 | 0
58929 | PEARSALLSCG3 | 4 | South | YES | 0.000544 | 0 | 0 | 8.4 |  | 1.027 | Diesel | -1 | 0.00907 | 8.4 | 8.4 |  |  |  |  | -0.00907 | -0.076188 |  |  |  |  | 0 | 0
58929 | PEARSALLSCG3 | 6 | South | YES | 0.000544 | 0 | 0 | 8.4 |  | 1.027 | Diesel | -1 | 0.00907 | 8.4 | 8.4 |  |  |  |  | -0.00907 | -0.076188 |  |  |  |  | 0 | 0
58929 | PEARSALLSCG3 | 2 | South | YES | 0.000544 | 0 | 0 | 8.4 |  | 1.027 | Diesel | -1 | 0.00907 | 8.4 | 8.4 |  |  |  |  | -0.00907 | -0.076188 |  |  |  |  | 0 | 0
58929 | PEARSALLSCG3 | 5 | South | YES | 0.000544 | 0 | 0 | 8.4 |  | 1.027 | Diesel | -1 | 0.00907 | 8.4 | 8.4 |  |  |  |  | -0.00907 | -0.076188 |  |  |  |  | 0 | 0
58929 | PEARSALLSCG3 | 1 | South | YES | 0.000544 | 0 | 0 | 8.4 |  | 1.027 | Diesel | -1 | 0.00907 | 8.4 | 8.4 |  |  |  |  | -0.00907 | -0.076188 |  |  |  |  | 0 | 0
58929 | PEARSALLSCG3 | 3 | South | YES | 0.000544 | 0 | 0 | 8.4 |  | 1.027 | Diesel | -1 | 0.00907 | 8.4 | 8.4 |  |  |  |  | -0.00907 | -0.076188 |  |  |  |  | 0 | 0
58949 | PEARSALLSCG4 | 3 | South | YES | 0.000544 | 0 | 0 | 8.4 |  | 1.027 | Diesel | -1 | 0.00907 | 8.4 | 8.4 |  |  |  |  | -0.00907 | -0.076188 |  |  |  |  | 0 | 0
58949 | PEARSALLSCG4 | 2 | South | YES | 0.000544 | 0 | 0 | 8.4 |  | 1.027 | Diesel | -1 | 0.00907 | 8.4 | 8.4 |  |  |  |  | -0.00907 | -0.076188 |  |  |  |  | 0 | 0
58949 | PEARSALLSCG4 | 1 | South | YES | 0.000544 | 0 | 0 | 8.4 |  | 1.027 | Diesel | -1 | 0.00907 | 8.4 | 8.4 |  |  |  |  | -0.00907 | -0.076188 |  |  |  |  | 0 | 0
58949 | PEARSALLSCG4 | 4 | South | YES | 0.000544 | 0 | 0 | 8.4 |  | 1.027 | Diesel | -1 | 0.00907 | 8.4 | 8.4 |  |  |  |  | -0.00907 | -0.076188 |  |  |  |  | 0 | 0
58949 | PEARSALLSCG4 | 6 | South | YES | 0.000544 | 0 | 0 | 8.4 |  | 1.027 | Diesel | -1 | 0.00907 | 8.4 | 8.4 |  |  |  |  | -0.00907 | -0.076188 |  |  |  |  | 0 | 0
58949 | PEARSALLSCG4 | 5 | South | YES | 0.000544 | 0 | 0 | 8.4 |  | 1.027 | Diesel | -1 | 0.00907 | 8.4 | 8.4 |  |  |  |  | -0.00907 | -0.076188 |  |  |  |  | 0 | 0
924 | SPENCER_G5 | 1 | North | YES | 0.00053 | 52 | 20 | 66 | 0 | 1.03 | GST | -1 | 0.009084 | 66 | 66 |  |  | 0.03498 | 66 | -0.009084 | -0.59954 |  |  |  |  | 0 | 0
923 | SPENCER_G4 | 1 | North | YES | 0.00053 | 48 | 20 | 61 | 0 | 1.03 | GST | -1 | 0.009084 | 61 | 61 |  |  | 0.03233 | 61 | -0.009084 | -0.55412 |  |  |  |  | 0 | 0
80265 | LARECU40A | 4 | South | YES | 0.000437 | 80 | 0 | 100 |  | 1.039 | GGT | -1 | 0.009177 | 100 | 100 |  |  |  |  | -0.009177 | -0.9177 |  |  |  |  | 0 | 0
80266 | LARECU50A | 5 | South | YES | 0.000437 | 80 | 0 | 100 |  | 1.039 | GGT | -1 | 0.009177 | 100 | 100 |  |  |  |  | -0.009177 | -0.9177 |  |  |  |  | 0 | 0
80012 | LAR | F | South | YES | 0.000437 | 0 | 0 | 0 | 0 | 1.04 | DCTie | -1 | 0.009177 | 0 | 0 |  |  |  |  | -0.009177 | 0 |  |  |  |  | 0 | 0
580 | JCKCNTY801 | 1 | North | YES | 0.00038 | 288 | 0 | 288 | 0 | 1.022 | CC | -1 | 0.009234 | 288 | 288 |  |  | 0.10944 | 288 | -0.009234 | -2.6594 |  |  |  |  | 0 | 0
581 | JCKCNTY802 | 2 | North | YES | 0.00038 | 147 | 0 | 147 | 0 | 1.022 | CC | -1 | 0.009234 | 147 | 147 |  |  | 0.05586 | 147 | -0.009234 | -1.3574 |  |  |  |  | 0 | 0
582 | JCKCNTY803 | 3 | North | YES | 0.00038 | 147 | 0 | 147 | 0 | 1.022 | CC | -1 | 0.009234 | 147 | 147 |  |  | 0.05586 | 147 | -0.009234 | -1.3574 |  |  |  |  | 0 | 0
1861 | EAGLEMNT_1G | MB | North | YES | 0.000339 | 0 | 30 | 112 |  | 1.022 | GST | -1 | 0.009275 | 0 | 0 |  |  | 0 | 0 | -0.009275 | 0 |  |  |  |  | 0 | 0
1862 | EAGLEMNT_2G | MB | North | YES | 0.000339 | 0 | 40 | 100 |  | 1.022 | GST | -1 | 0.009275 | 0 | 0 |  |  | 0 | 0 | -0.009275 | 0 |  |  |  |  | 0 | 0
1863 | EAGLEMNT_3G | MB | North | YES | 0.000339 | 0 | 50 | 378 |  | 1.022 | GST | -1 | 0.009275 | 0 | 0 |  |  | 0 | 0 | -0.009275 | 0 |  |  |  |  | 0 | 0
5891 | PEARSALLGEN2 | 1 | South | YES | 0.000314 | 19.4 | 6 | 24.3 | 0 | 1.0226 | GST | -1 | 0.0093 | 24.3 | 24.3 |  |  |  |  | -0.0093 | -0.22599 |  |  |  |  | 0 | 0
5890 | PEARSALLGEN1 | 1 | South | YES | 0.000314 | 19.2 | 6 | 24 | 0 | 1.0226 | GST | -1 | 0.0093 | 24 | 24 |  |  |  |  | -0.0093 | -0.2232 |  |  |  |  | 0 | 0
5892 | PEARSALLGEN3 | 1 | South | YES | 0.000314 | 19.1 | 6 | 23.9 | 0 | 1.0226 | GST | -1 | 0.0093 | 23.9 | 23.9 |  |  |  |  | -0.0093 | -0.22227 |  |  |  |  | 0 | 0
36998 | RDCNYNG1 | 1 | West | YES | 0.009189 | 16.8 | 0 | 84 |  | 1.01 | Wind | 1 | 0.0093177 | 0 | 84 | 0.77188 | 84 |  |  | 0.0093177 | 0.78268 |  |  |  |  | 0 | 0
11065 | ELBOWCK_1G | 1 | West | YES | 0.009219 | 23.4 | 0 | 121.9 | 0 | 1 | Wind | 1 | 0.0093477 | 0 | 121.9 | 1.1238 | 121.9 |  |  | 0.0093477 | 1.1395 |  |  |  |  | 0 | 0
1058 | LONGSHORE_5 | 1 | West | YES | 0.009219 | 30 | 0 | 150 |  | 1.01 | Wind | 1 | 0.0093477 | 0 | 150 | 1.3828 | 150 |  |  | 0.0093477 | 1.4021 |  |  |  |  | 0 | 0
1058 | LONGSHORE_5 | 2 | West | YES | 0.009219 | 44 | 0 | 220 |  | 1.01 | Wind | 1 | 0.0093477 | 0 | 220 | 2.0282 | 220 |  |  | 0.0093477 | 2.0565 |  |  |  |  | 0 | 0
1045 | CALENG1G_1G | 1 | West | YES | 0.009301 | 73.4 | 27 | 73.4 | 0 | 1.014 | Cogen | 1 | 0.0094297 | 0 | 0 | 0 | 0 |  |  | 0.0094297 | 0 |  |  |  |  | 0 | 0
1046 | CALENG2G_2G | 2 | West | YES | 0.009301 | 73.4 | 27 | 73.4 | 0 | 1.014 | Cogen | 1 | 0.0094297 | 0 | 0 | 0 | 0 |  |  | 0.0094297 | 0 |  |  |  |  | 0 | 0
1047 | CALENG3G_3G | 3 | West | YES | 0.009301 | 70.4 | 27 | 70.4 | 0 | 1.014 | Cogen | 1 | 0.0094297 | 0 | 0 | 0 | 0 |  |  | 0.0094297 | 0 |  |  |  |  | 0 | 0
1069 | KINDERMG_1G | 1 | West | YES | 0.009312 | 25 | 5 | 25 | 0 | 1.017 | Cogen | 1 | 0.0094407 | 0 | 0 | 0 | 0 |  |  | 0.0094407 | 0 |  |  |  |  | 0 | 0
1070 | KINDERMG_2G | 1 | West | YES | 0.009312 | 45.7 | 12 | 45.7 | 0 | 1.017 | Cogen | 1 | 0.0094407 | 0 | 0 | 0 | 0 |  |  | 0.0094407 | 0 |  |  |  |  | 0 | 0
1071 | KINDERMG_3G | 1 | West | YES | 0.009312 | 45.7 | 12 | 45.7 | 0 | 1.017 | Cogen | 1 | 0.0094407 | 0 | 0 | 0 | 0 |  |  | 0.0094407 | 0 |  |  |  |  | 0 | 0
1062 | CIELOGEN_2G | 1 | West | YES | 0.009312 | 12.2 | 0 | 61 |  | 1 | Wind | 1 | 0.0094407 | 0 | 61 | 0.56803 | 61 |  |  | 0.0094407 | 0.57588 |  |  |  |  | 0 | 0
1061 | CIELOGEN_1G | 1 | West | YES | 0.009312 | 19.8 | 0 | 99 |  | 1 | Wind | 1 | 0.0094407 | 0 | 99 | 0.92189 | 99 |  |  | 0.0094407 | 0.93463 |  |  |  |  | 0 | 0
1073 | SCURRYCW_2G | 2 | West | YES | 0.009318 | 24 | 0 | 120 | 0 | 1.0217 | Wind | 1 | 0.0094467 | 0 | 120 | 1.1182 | 120 |  |  | 0.0094467 | 1.1336 |  |  |  |  | 0 | 0
1068 | SCURRYCW_1G | 1 | West | YES | 0.009318 | 28.2 | 1.3 | 141 | 0 | 1.0217 | Wind | 1 | 0.0094467 | 0 | 141 | 1.3138 | 141 |  |  | 0.0094467 | 1.332 |  |  |  |  | 0 | 0
2371 | COLLIN_1G | MB | North | YES | 0.000133 | 0 | 40 | 138 |  | 1.022 | GST | -1 | 0.009481 | 0 | 0 |  |  | 0 | 0 | -0.009481 | 0 |  |  |  |  | 0 | 0
1044 | MRGNFG_6G | F | West | YES | 0.009364 | 66 | 66 | 66 | 0 | 1.029 | GGT | 1 | 0.0094927 | 66 | 66 | 0.61802 | 66 |  |  | 0.0094927 | 0.62652 |  |  |  |  | 0 | 0
1042 | MRGNDG_4G | D | West | YES | 0.009364 | 68 | 68 | 68 | 0 | 1.029 | GGT | 1 | 0.0094927 | 68 | 68 | 0.63675 | 68 |  |  | 0.0094927 | 0.6455 |  |  |  |  | 0 | 0
1039 | MRGNAG_1G | A | West | YES | 0.009364 | 69 | 69 | 69 | 0 | 1.029 | GGT | 1 | 0.0094927 | 69 | 69 | 0.64612 | 69 |  |  | 0.0094927 | 0.65499 |  |  |  |  | 0 | 0
1041 | MRGNCG_3G | C | West | YES | 0.009364 | 69 | 69 | 70 | 0 | 1.029 | GGT | 1 | 0.0094927 | 70 | 70 | 0.65548 | 70 |  |  | 0.0094927 | 0.66449 |  |  |  |  | 0 | 0
1043 | MRGNEG_5G | E | West | YES | 0.009364 | 68 | 68 | 70 | 0 | 1.029 | GGT | 1 | 0.0094927 | 70 | 70 | 0.65548 | 70 |  |  | 0.0094927 | 0.66449 |  |  |  |  | 0 | 0
1040 | MRGNBG_2G | B | West | YES | 0.009364 | 70 | 70 | 71 | 0 | 1.029 | GGT | 1 | 0.0094927 | 71 | 71 | 0.66484 | 71 |  |  | 0.0094927 | 0.67398 |  |  |  |  | 0 | 0
1037 | MORGAN5G_5G | 5 | West | YES | 0.009364 | 109.6 | 40 | 137 | 0 | 1.029 | GST | 1 | 0.0094927 | 137 | 137 | 1.2829 | 137 |  |  | 0.0094927 | 1.3005 |  |  |  |  | 0 | 0
88299 | ZAPATA | F | South | YES | 0.000101 | 0 | 0 | 0 | 0 | 1.02 | BLT | -1 | 0.009513 | 0 | 0 |  |  |  |  | -0.009513 | 0 |  |  |  |  | 0 | 0
6948 | DENISNDM | 1 | North | YES | 9.7e-05 | 40 | 5 | 40 |  | 1.015 | Hydro | -1 | 0.009517 | 0 | 0 |  |  | 0 | 0 | -0.009517 | 0 |  |  |  |  | 0 | 0
6948 | DENISNDM | 2 | North | YES | 9.7e-05 | 31 | 5 | 40 |  | 1.015 | Hydro | -1 | 0.009517 | 0 | 0 |  |  | 0 | 0 | -0.009517 | 0 |  |  |  |  | 0 | 0
6637 | SNYDERW1A | 1 | West | YES | 0.009406 | 12.6 | 0 | 63 | 0 | 1.025 | Wind | 1 | 0.0095347 | 0 | 63 | 0.59258 | 63 |  |  | 0.0095347 | 0.60068 |  |  |  |  | 0 | 0
1688 | VALLEY_2G | 2 | North | YES | 7.8e-05 | 527 | 90 | 527 | 0 | 1.029 | GSC | -1 | 0.009536 | 527 | 527 |  |  | 0.041106 | 527 | -0.009536 | -5.0255 |  |  |  |  | 0 | 0
1687 | VALLEY_1G | 1 | North | YES | 7.8e-05 | 136 | 15 | 170 | 0 | 1.029 | GST | -1 | 0.009536 | 170 | 170 |  |  | 0.01326 | 170 | -0.009536 | -1.6211 |  |  |  |  | 0 | 0
2383 | NTHLK3_G | 3 | North | YES | 5.7e-05 | 0 | 50 | 329 |  | 1.022 | GST | -1 | 0.009557 | 329 | 329 |  |  | 0.018753 | 329 | -0.009557 | -3.1442 |  |  |  |  | 0 | 0
2382 | NTHLK2_G | 2 | North | YES | 5.7e-05 | 0 | 35 | 181 |  | 1.022 | GST | -1 | 0.009557 | 181 | 181 |  |  | 0.010317 | 181 | -0.009557 | -1.7298 |  |  |  |  | 0 | 0
2381 | NTHLK1_G | 1 | North | YES | 5.7e-05 | 0 | 35 | 156 |  | 1.022 | GST | -1 | 0.009557 | 156 | 156 |  |  | 0.008892 | 156 | -0.009557 | -1.4909 |  |  |  |  | 0 | 0
1689 | VALLEY_3G | 3 | North | YES | 5.3e-05 | 0 | 25 | 375 |  | 1.003 | GST | -1 | 0.009561 | 375 | 375 |  |  | 0.019875 | 375 | -0.009561 | -3.5854 |  |  |  |  | 0 | 0
11693 | KMICHIST3_G | 3 | North | YES | 5.3e-05 | 312 | 60 | 312 | 0 | 1.026 | CC | -1 | 0.009561 | 312 | 312 |  |  | 0.016536 | 312 | -0.009561 | -2.983 |  |  |  |  | 0 | 0
11696 | KMICHIST6_G | 6 | North | YES | 5.3e-05 | 310 | 60 | 310 | 0 | 1.026 | CC | -1 | 0.009561 | 310 | 310 |  |  | 0.01643 | 310 | -0.009561 | -2.9639 |  |  |  |  | 0 | 0
11695 | KMICHICT5_G | 5 | North | YES | 5.3e-05 | 148 | 80 | 148 | 0 | 1.026 | CC | -1 | 0.009561 | 148 | 148 |  |  | 0.007844 | 148 | -0.009561 | -1.415 |  |  |  |  | 0 | 0
11692 | KMICHICT2_G | 2 | North | YES | 5.3e-05 | 146 | 80 | 146 | 0 | 1.026 | CC | -1 | 0.009561 | 146 | 146 |  |  | 0.007738 | 146 | -0.009561 | -1.3959 |  |  |  |  | 0 | 0
11691 | KMICHICT1_G | 1 | North | YES | 5.3e-05 | 144 | 80 | 144 | 0 | 1.026 | CC | -1 | 0.009561 | 144 | 144 |  |  | 0.007632 | 144 | -0.009561 | -1.3768 |  |  |  |  | 0 | 0
11694 | KMICHICT4_G | 4 | North | YES | 5.3e-05 | 144 | 80 | 144 | 0 | 1.026 | CC | -1 | 0.009561 | 144 | 144 |  |  | 0.007632 | 144 | -0.009561 | -1.3768 |  |  |  |  | 0 | 0
1683 | LAMARPWR_6G | 6 | North | YES | 4.6e-05 | 198 | 129.1 | 198 | 0 | 1.038 | CC | -1 | 0.009568 | 198 | 198 |  |  | 0.009108 | 198 | -0.009568 | -1.8945 |  |  |  |  | 0 | 0
1680 | LAMARPWR_3G | 3 | North | YES | 4.6e-05 | 196 | 129.1 | 196 | 0 | 1.038 | CC | -1 | 0.009568 | 196 | 196 |  |  | 0.009016 | 196 | -0.009568 | -1.8753 |  |  |  |  | 0 | 0
1678 | LAMARPWR_1G | 1 | North | YES | 4.6e-05 | 160 | 67.7 | 160 | 0 | 1.038 | CC | -1 | 0.009568 | 160 | 160 |  |  | 0.00736 | 160 | -0.009568 | -1.5309 |  |  |  |  | 0 | 0
1682 | LAMARPWR_5G | 5 | North | YES | 4.6e-05 | 157 | 67.7 | 157 | 0 | 1.038 | CC | -1 | 0.009568 | 157 | 157 |  |  | 0.007222 | 157 | -0.009568 | -1.5022 |  |  |  |  | 0 | 0
1679 | LAMARPWR_2G | 2 | North | YES | 4.6e-05 | 156 | 67.7 | 156 | 0 | 1.038 | CC | -1 | 0.009568 | 156 | 156 |  |  | 0.007176 | 156 | -0.009568 | -1.4926 |  |  |  |  | 0 | 0
1681 | LAMARPWR_4G | 4 | North | YES | 4.6e-05 | 156 | 67.7 | 156 | 0 | 1.038 | CC | -1 | 0.009568 | 156 | 156 |  |  | 0.007176 | 156 | -0.009568 | -1.4926 |  |  |  |  | 0 | 0
1675 | PEC_1G | 1 | North | YES | 4.3e-05 | 76.7 | 35 | 76.7 | 0 | 1.022 | Cogen | -1 | 0.009571 | 0 | 0 |  |  | 0 | 0 | -0.009571 | 0 |  |  |  |  | 0 | 0
1676 | PEC_2G | 2 | North | YES | 4.3e-05 | 79.6 | 35 | 79.6 | 0 | 1.022 | Cogen | -1 | 0.009571 | 0 | 0 |  |  | 0 | 0 | -0.009571 | 0 |  |  |  |  | 0 | 0
1677 | PEC_3G | 3 | North | YES | 4.3e-05 | 88.4 | 35 | 88.4 | 0 | 1.022 | Cogen | -1 | 0.009571 | 0 | 0 |  |  | 0 | 0 | -0.009571 | 0 |  |  |  |  | 0 | 0
1701 | MOSES_1G | 1 | North | YES | 3.1e-05 | 558 | 175 | 558 | 0 | 1.023 | LIGCO | -1 | 0.009583 | 0 | 558 |  |  | 0 | 0 | -0.009583 | 0 |  |  |  |  | 0 | 0
1702 | MOSES_2G | 2 | North | YES | 3.1e-05 | 579 | 175 | 579 | 0 | 1.023 | LIGCO | -1 | 0.009583 | 0 | 579 |  |  | 0 | 0 | -0.009583 | 0 |  |  |  |  | 0 | 0
1703 | MOSES_3G | 3 | North | YES | 3.1e-05 | 808 | 463 | 808 | 0 | 1.023 | LIGCO | -1 | 0.009583 | 0 | 808 |  |  | 0 | 0 | -0.009583 | 0 |  |  |  |  | 0 | 0
5925 | DCEAST | EQ | North | YES | 3.1e-05 | 400.3 | -600 | 600 | 0 | 1.025 | DCTie | -1 | 0.009583 | 0 | 0 |  |  | 0 | 0 | -0.009583 | 0 |  |  |  |  | 0 | 0
1949 | HANDLEY_5G | 5 | North | YES | 2e-06 | 348 | 150 | 435 | 0 | 1.022 | GST | -1 | 0.009612 | 435 | 435 |  |  | 0.00087 | 435 | -0.009612 | -4.1812 |  |  |  |  | 0 | 0
1947 | HANDLEY_3G | 3 | North | YES | 2e-06 | 316 | 100 | 395 | 0 | 1.022 | GST | -1 | 0.009612 | 395 | 395 |  |  | 0.00079 | 395 | -0.009612 | -3.7967 |  |  |  |  | 0 | 0
5934 | SI_RAY5 | 5 | South | YES | 0 | 0 | 10 | 15 |  | 1.035 | GST | -1 | 0.009614 | 15 | 15 |  |  |  |  | -0.009614 | -0.14421 |  |  |  |  | 0 | 0
8139 | JOS #1 | MB | South | YES | 0 | 0 | 45 | 255 |  | 1.02 | GST | -1 | 0.009614 | 0 | 0 |  |  |  |  | -0.009614 | 0 |  |  |  |  | 0 | 0
8285 | LAR #1 | MB | South | YES | 0 | 0 | 9 | 32 |  | 1.0497 | GST | -1 | 0.009614 | 0 | 0 |  |  |  |  | -0.009614 | 0 |  |  |  |  | 0 | 0
8287 | LAR #2 | MB | South | YES | 0 | 0 | 9 | 32 |  | 1.04 | GST | -1 | 0.009614 | 0 | 0 |  |  |  |  | -0.009614 | 0 |  |  |  |  | 0 | 0
8288 | LAR #3 | MB | South | YES | 0 | 0 | 25 | 105 |  | 1.04 | GST | -1 | 0.009614 | 0 | 0 |  |  |  |  | -0.009614 | 0 |  |  |  |  | 0 | 0
8388 | BATES0A | MB | South | YES | 0 | 0 | 21 | 71 |  | 1.033 | GST | -1 | 0.009614 | 0 | 0 |  |  |  |  | -0.009614 | 0 |  |  |  |  | 0 | 0
8393 | BATES0B | MB | South | YES | 0 | 0 | 25 | 110 |  | 1.03 | GST | -1 | 0.009614 | 0 | 0 |  |  |  |  | -0.009614 | 0 |  |  |  |  | 0 | 0
8437 | NUECES_B0C | MB | South | YES | 0 | 0 | 7 | 30 |  | 1.03 | GST | -1 | 0.009614 | 0 | 0 |  |  |  |  | -0.009614 | 0 |  |  |  |  | 0 | 0
8438 | NUECES_B0B | MB | South | YES | 0 | 0 | 26 | 169 |  | 1.03 | GST | -1 | 0.009614 | 0 | 0 |  |  |  |  | -0.009614 | 0 |  |  |  |  | 0 | 0
39190 | TNSLCGN1__8 | 1 | Houston | YES | 0 | 0 | 10 | 30 |  | 1.03 | Cogen | -1 | 0.009614 | 0 | 0 |  |  |  |  | -0.009614 | 0 |  |  |  |  | 0 | 0
844 | OLINGER_G3 | 1 | North | YES | -1e-06 | 103.9 | 45 | 150 | 0 | 1.03 | GST | -1 | 0.009615 | 150 | 150 |  |  | -0.00015 | 150 | -0.009615 | -1.4422 |  |  |  |  | 0 | 0
843 | OLINGER_G2 | 1 | North | YES | -1e-06 | 76.2 | 25 | 110 | 0 | 1.03 | GST | -1 | 0.009615 | 110 | 110 |  |  | -0.00011 | 110 | -0.009615 | -1.0576 |  |  |  |  | 0 | 0
842 | OLINGER_G1 | 1 | North | YES | -1e-06 | 55.4 | 20 | 79 | 0 | 1.03 | GST | -1 | 0.009615 | 79 | 79 |  |  | -7.9e-05 | 79 | -0.009615 | -0.75958 |  |  |  |  | 0 | 0
845 | OLINGER_G4 | 1 | North | YES | -1e-06 | 51.9 | 0 | 76 | 0 | 1.03 | GGT | -1 | 0.009615 | 76 | 76 |  |  | -7.6e-05 | 76 | -0.009615 | -0.73074 |  |  |  |  | 0 | 0
1948 | HANDLEY_4G | 4 | North | YES | -2e-06 | 348 | 150 | 435 | 0 | 1.022 | GST | -1 | 0.009616 | 435 | 435 |  |  | -0.00087 | 435 | -0.009616 | -4.183 |  |  |  |  | 0 | 0
837 | NEWMAN_G5 | 1 | North | YES | -7e-06 | 0 | 15 | 40 |  | 1.01 | GST | -1 | 0.009621 | 40 | 40 |  |  | -0.00028 | 40 | -0.009621 | -0.38484 |  |  |  |  | 0 | 0
950 | STEAM3 | 1 | North | YES | -8e-06 | 41 | 13 | 42 | 0 | 1.02 | GST | -1 | 0.009622 | 42 | 42 |  |  | -0.000336 | 42 | -0.009622 | -0.40412 |  |  |  |  | 0 | 0
949 | STEAM2 | 1 | North | YES | -8e-06 | 26 | 8 | 26 | 0 | 0.99 | GST | -1 | 0.009622 | 26 | 26 |  |  | -0.000208 | 26 | -0.009622 | -0.25017 |  |  |  |  | 0 | 0
948 | STEAM1 | 1 | North | YES | -8e-06 | 0 | 12 | 20 |  | 1.02 | GST | -1 | 0.009622 | 20 | 20 |  |  | -0.00016 | 20 | -0.009622 | -0.19244 |  |  |  |  | 0 | 0
2452 | LKHB2_G | 2 | North | YES | -4.5e-05 | 516 | 80 | 516 | 0 | 1.022 | GST | -1 | 0.009659 | 516 | 516 |  |  | -0.02322 | 516 | -0.009659 | -4.984 |  |  |  |  | 0 | 0
2451 | LKHB1_G | 1 | North | YES | -4.5e-05 | 0 | 80 | 391 |  | 1.022 | GST | -1 | 0.009659 | 391 | 391 |  |  | -0.017595 | 391 | -0.009659 | -3.7767 |  |  |  |  | 0 | 0
12424 | FPLEFR2S_G | 4 | North | YES | -5e-05 | 415 | 191 | 415 | 0 | 1 | CC | -1 | 0.009664 | 415 | 415 |  |  | -0.02075 | 415 | -0.009664 | -4.0106 |  |  |  |  | 0 | 0
12414 | FPLEFR1S_G | 4 | North | YES | -5e-05 | 414 | 191 | 414 | 0 | 1 | CC | -1 | 0.009664 | 414 | 414 |  |  | -0.0207 | 414 | -0.009664 | -4.0009 |  |  |  |  | 0 | 0
12412 | FPLEFR1B_G | 2 | North | YES | -5e-05 | 164 | 72 | 164 | 0 | 1 | CC | -1 | 0.009664 | 164 | 164 |  |  | -0.0082 | 164 | -0.009664 | -1.5849 |  |  |  |  | 0 | 0
12413 | FPLEFR1C_G | 3 | North | YES | -5e-05 | 164 | 72 | 164 | 0 | 1 | CC | -1 | 0.009664 | 164 | 164 |  |  | -0.0082 | 164 | -0.009664 | -1.5849 |  |  |  |  | 0 | 0
12423 | FPLEFR2C_G | 3 | North | YES | -5e-05 | 163 | 72 | 163 | 0 | 1 | CC | -1 | 0.009664 | 163 | 163 |  |  | -0.00815 | 163 | -0.009664 | -1.5752 |  |  |  |  | 0 | 0
12421 | FPLEFR2A_G | 1 | North | YES | -5e-05 | 162 | 72 | 162 | 0 | 1 | CC | -1 | 0.009664 | 162 | 162 |  |  | -0.0081 | 162 | -0.009664 | -1.5656 |  |  |  |  | 0 | 0
12411 | FPLEFR1A_G | 1 | North | YES | -5e-05 | 161 | 72 | 161 | 0 | 1 | CC | -1 | 0.009664 | 161 | 161 |  |  | -0.00805 | 161 | -0.009664 | -1.5559 |  |  |  |  | 0 | 0
12422 | FPLEFR2B_G | 2 | North | YES | -5e-05 | 161 | 72 | 161 | 0 | 1 | CC | -1 | 0.009664 | 161 | 161 |  |  | -0.00805 | 161 | -0.009664 | -1.5559 |  |  |  |  | 0 | 0
11309 | BULLCREK_2G | 1 | West | YES | 0.009536 | 20.9 | 0 | 180 |  | 1 | Wind | 1 | 0.0096647 | 0 | 180 | 1.7165 | 180 |  |  | 0.0096647 | 1.7396 |  |  |  |  | 0 | 0
11310 | BULLCREK_1G | 1 | West | YES | 0.009536 | 15.1 | 0 | 180 |  | 1 | Wind | 1 | 0.0096647 | 0 | 180 | 1.7165 | 180 |  |  | 0.0096647 | 1.7396 |  |  |  |  | 0 | 0
12440 | PARKD_1SVC8 | 1 | North | YES | -6e-05 | 0 | 0 | 0 | 0 | 1.007 | GST | -1 | 0.009674 | 0 | 0 |  |  | 0 | 0 | -0.009674 | 0 |  |  |  |  | 0 | 0
12449 | PARKD_2SVC8 | 1 | North | YES | -6e-05 | 0 | 0 | 0 | 0 | 1.007 | GST | -1 | 0.009674 | 0 | 0 |  |  | 0 | 0 | -0.009674 | 0 |  |  |  |  | 0 | 0
11320 | COYOTE_1G | 1 | West | YES | 0.009563 | 22.5 | 0 | 225 |  | 1 | Wind | 1 | 0.0096917 | 0 | 225 | 2.1517 | 225 |  |  | 0.0096917 | 2.1806 |  |  |  |  | 0 | 0
2417 | MTCK8_G | 8 | North | YES | -9.3e-05 | 444.8 | 60 | 556 | 0 | 1.022 | GSC | -1 | 0.009707 | 556 | 556 |  |  | -0.051708 | 556 | -0.009707 | -5.3971 |  |  |  |  | 0 | 0
2413 | MTCK6_G | 6 | North | YES | -9.3e-05 | 0 | 30 | 118 |  | 1.022 | GST | -1 | 0.009707 | 118 | 118 |  |  | -0.010974 | 118 | -0.009707 | -1.1454 |  |  |  |  | 0 | 0
2414 | MTCK7_G | 7 | North | YES | -9.3e-05 | 0 | 30 | 115 |  | 1.022 | GST | -1 | 0.009707 | 115 | 115 |  |  | -0.010695 | 115 | -0.009707 | -1.1163 |  |  |  |  | 0 | 0
11001 | NAV1CT | 1 | West | YES | 0.00958 | 70.4 | 18 | 70.4 | 0 | 1.029 | CC | 1 | 0.0097087 | 70.4 | 70.4 | 0.67443 | 70.4 |  |  | 0.0097087 | 0.68349 |  |  |  |  | 0 | 0
11009 | NAV2CT | 1 | West | YES | 0.00958 | 71.4 | 18 | 71.4 | 0 | 1.029 | CC | 1 | 0.0097087 | 71.4 | 71.4 | 0.68401 | 71.4 |  |  | 0.0097087 | 0.6932 |  |  |  |  | 0 | 0
11012 | NAV4CT | 1 | West | YES | 0.00958 | 80 | 18 | 80 | 0 | 1.029 | CC | 1 | 0.0097087 | 80 | 80 | 0.7664 | 80 |  |  | 0.0097087 | 0.77669 |  |  |  |  | 0 | 0
11013 | NAV5CT | 1 | West | YES | 0.00958 | 80 | 18 | 80 | 0 | 1.029 | CC | 1 | 0.0097087 | 80 | 80 | 0.7664 | 80 |  |  | 0.0097087 | 0.77669 |  |  |  |  | 0 | 0
11011 | NAV3ST | 1 | West | YES | 0.00958 | 92.8 | 40 | 92.8 | 0 | 1.029 | CC | 1 | 0.0097087 | 92.8 | 92.8 | 0.88902 | 92.8 |  |  | 0.0097087 | 0.90096 |  |  |  |  | 0 | 0
11014 | NAV6ST | 1 | West | YES | 0.00958 | 115 | 40 | 115 | 0 | 1.029 | CC | 1 | 0.0097087 | 115 | 115 | 1.1017 | 115 |  |  | 0.0097087 | 1.1165 |  |  |  |  | 0 | 0
11022 | TIEHVCG_2G | 1 | West | YES | 0.009584 | 132.4 | 103 | 132.4 | 0 | 1.012 | CC | 1 | 0.0097127 | 132.4 | 132.4 | 1.2689 | 132.4 |  |  | 0.0097127 | 1.286 |  |  |  |  | 0 | 0
11023 | TIEHVCG_3G | 1 | West | YES | 0.009584 | 137.4 | 103 | 137.4 | 0 | 1.012 | CC | 1 | 0.0097127 | 137.4 | 137.4 | 1.3168 | 137.4 |  |  | 0.0097127 | 1.3345 |  |  |  |  | 0 | 0
11021 | TIEHVCG_1G | 1 | West | YES | 0.009584 | 142.1 | 103 | 142.1 | 0 | 1.012 | CC | 1 | 0.0097127 | 142.1 | 142.1 | 1.3619 | 142.1 |  |  | 0.0097127 | 1.3802 |  |  |  |  | 0 | 0
11024 | TIEHVCG_4G | 1 | West | YES | 0.009584 | 147 | 103 | 147 | 0 | 1.012 | CC | 1 | 0.0097127 | 147 | 147 | 1.4088 | 147 |  |  | 0.0097127 | 1.4278 |  |  |  |  | 0 | 0
11020 | TIEHVSG_1G | 1 | West | YES | 0.009584 | 208.2 | 63 | 208.2 | 0 | 1.012 | CC | 1 | 0.0097127 | 208.2 | 208.2 | 1.9954 | 208.2 |  |  | 0.0097127 | 2.0222 |  |  |  |  | 0 | 0
11025 | TIEHVSG_2G | 1 | West | YES | 0.009584 | 213.2 | 63 | 213.2 | 0 | 1.012 | CC | 1 | 0.0097127 | 213.2 | 213.2 | 2.0433 | 213.2 |  |  | 0.0097127 | 2.0707 |  |  |  |  | 0 | 0
5728 | FALCONHYDRO2 | 2 | South | YES | -0.000128 | 12 | 0 | 12 | 0 | 1.0234 | Hydro | -1 | 0.009742 | 0 | 0 |  |  |  |  | -0.009742 | 0 |  |  |  |  | 0 | 0
5729 | FALCONHYDRO3 | 3 | South | YES | -0.000128 | 11 | 0 | 11 | 0 | 1.0234 | Hydro | -1 | 0.009742 | 0 | 0 |  |  |  |  | -0.009742 | 0 |  |  |  |  | 0 | 0
8048 | FALCONHYDRO1 | 1 | South | YES | -0.000128 | 12 | 0 | 12 | 0 | 1.0234 | Hydro | -1 | 0.009742 | 0 | 0 |  |  |  |  | -0.009742 | 0 |  |  |  |  | 0 | 0
3097 | MARTLAKE_1G | 1 | North | YES | -0.000147 | 790 | 500 | 790 | 0 | 1.017 | LIGCO | -1 | 0.009761 | 0 | 790 |  |  | 0 | 0 | -0.009761 | 0 |  |  |  |  | 0 | 0
3098 | MARTLAKE_2G | 2 | North | YES | -0.000147 | 795 | 461 | 795 | 0 | 1.017 | LIGCO | -1 | 0.009761 | 0 | 795 |  |  | 0 | 0 | -0.009761 | 0 |  |  |  |  | 0 | 0
3099 | MARTLAKE_3G | 3 | North | YES | -0.000147 | 804 | 500 | 804 | 0 | 1.017 | LIGCO | -1 | 0.009761 | 0 | 804 |  |  | 0 | 0 | -0.009761 | 0 |  |  |  |  | 0 | 0
13119 | TGATEWAY_4G | 4 | North | YES | -0.000161 | 399 | 65 | 399 | 0 | 1.0232 | CC | -1 | 0.009775 | 399 | 399 |  |  | -0.064239 | 399 | -0.009775 | -3.9002 |  |  |  |  | 0 | 0
13116 | TGATEWAY_1G | 1 | North | YES | -0.000161 | 151 | 30 | 151 | 0 | 1.0232 | CC | -1 | 0.009775 | 151 | 151 |  |  | -0.024311 | 151 | -0.009775 | -1.476 |  |  |  |  | 0 | 0
13118 | TGATEWAY_3G | 3 | North | YES | -0.000161 | 148 | 30 | 148 | 0 | 1.0232 | CC | -1 | 0.009775 | 148 | 148 |  |  | -0.023828 | 148 | -0.009775 | -1.4467 |  |  |  |  | 0 | 0
13117 | TGATEWAY_2G | 2 | North | YES | -0.000161 | 130 | 30 | 130 | 0 | 1.0232 | CC | -1 | 0.009775 | 130 | 130 |  |  | -0.02093 | 130 | -0.009775 | -1.2707 |  |  |  |  | 0 | 0
88508 | FALFURRI | F | South | YES | -0.000163 | 0 | 0 | 0 | 0 | 1 | AVR | -1 | 0.009777 | 0 | 0 |  |  |  |  | -0.009777 | 0 |  |  |  |  | 0 | 0
3348 | CHAMPION_1G | MB | North | YES | -0.000171 | 0 | 42 | 42 |  | 1 | Cogen | -1 | 0.009785 | 0 | 0 |  |  | 0 | 0 | -0.009785 | 0 |  |  |  |  | 0 | 0
3309 | ASPN_G | 1 | North | YES | -0.000173 | 50 | 0 | 50 |  | 1 | Bio | -1 | 0.009787 | 50 | 50 |  |  | -0.00865 | 50 | -0.009787 | -0.48935 |  |  |  |  | 0 | 0
3108 | STRYKER_2G | 2 | North | YES | -0.000175 | 484 | 75 | 484 | 0 | 1.029 | GST | -1 | 0.009789 | 484 | 484 |  |  | -0.0847 | 484 | -0.009789 | -4.7379 |  |  |  |  | 0 | 0
3107 | STRYKER_1G | 1 | North | YES | -0.000175 | 145.6 | 45 | 182 | 0 | 1.029 | GST | -1 | 0.009789 | 182 | 182 |  |  | -0.03185 | 182 | -0.009789 | -1.7816 |  |  |  |  | 0 | 0
1941 | MDLTHELP_1G | 1 | North | YES | -0.000216 | 216.4 | 74 | 216.4 | 0 | 1 | CC | -1 | 0.00983 | 216.4 | 216.4 |  |  | -0.046742 | 216.4 | -0.00983 | -2.1272 |  |  |  |  | 0 | 0
1942 | MDLTHELP_2G | 2 | North | YES | -0.000216 | 216.1 | 74 | 216.1 | 0 | 1 | CC | -1 | 0.00983 | 216.1 | 216.1 |  |  | -0.046678 | 216.1 | -0.00983 | -2.1243 |  |  |  |  | 0 | 0
1354 | AEPWIND_8 | 1 | West | YES | 0.009719 | 20.2 | 0 | 101 |  | 1 | Wind | 1 | 0.0098477 | 0 | 101 | 0.98162 | 101 |  |  | 0.0098477 | 0.99461 |  |  |  |  | 0 | 0
1343 | TRENTIPP_8 | 1 | West | YES | 0.009719 | 30 | 0 | 150 |  | 1.014 | Wind | 1 | 0.0098477 | 0 | 150 | 1.4579 | 150 |  |  | 0.0098477 | 1.4771 |  |  |  |  | 0 | 0
12322 | ENNSTRAC_1G | 1 | North | YES | -0.000276 | 196 | 130 | 196 | 0 | 1.036 | CC | -1 | 0.00989 | 196 | 196 |  |  | -0.054096 | 196 | -0.00989 | -1.9384 |  |  |  |  | 0 | 0
13136 | CALFREST_6G | 6 | North | YES | -0.000276 | 177.5 | 40 | 177.5 | 0 | 1.031 | CC | -1 | 0.00989 | 177.5 | 177.5 |  |  | -0.04899 | 177.5 | -0.00989 | -1.7555 |  |  |  |  | 0 | 0
13135 | CALFREST_5G | 5 | North | YES | -0.000276 | 152.3 | 57 | 152.3 | 0 | 1.031 | CC | -1 | 0.00989 | 152.3 | 152.3 |  |  | -0.042035 | 152.3 | -0.00989 | -1.5062 |  |  |  |  | 0 | 0
13134 | CALFREST_4G | 4 | North | YES | -0.000276 | 151.5 | 40 | 151.5 | 0 | 1.031 | CC | -1 | 0.00989 | 151.5 | 151.5 |  |  | -0.041814 | 151.5 | -0.00989 | -1.4983 |  |  |  |  | 0 | 0
12323 | ENNSTRAC_2G | 2 | North | YES | -0.000276 | 116 | 100 | 116 | 0 | 1.036 | CC | -1 | 0.00989 | 116 | 116 |  |  | -0.032016 | 116 | -0.00989 | -1.1472 |  |  |  |  | 0 | 0
3126 | TRINIDAD_6G | 1 | North | YES | -0.000281 | 179.2 | 46 | 224 | 0 | 1 | GST | -1 | 0.009895 | 224 | 224 |  |  | -0.062944 | 224 | -0.009895 | -2.2165 |  |  |  |  | 0 | 0
13133 | CALFREST_3G | 3 | North | YES | -0.000281 | 177.4 | 40 | 177.4 | 0 | 1.031 | CC | -1 | 0.009895 | 177.4 | 177.4 |  |  | -0.049849 | 177.4 | -0.009895 | -1.7554 |  |  |  |  | 0 | 0
13132 | CALFREST_2G | 2 | North | YES | -0.000281 | 151 | 57 | 151 | 0 | 1.031 | CC | -1 | 0.009895 | 151 | 151 |  |  | -0.042431 | 151 | -0.009895 | -1.4941 |  |  |  |  | 0 | 0
13131 | CALFREST_1G | 1 | North | YES | -0.000281 | 150.7 | 40 | 150.7 | 0 | 1.031 | CC | -1 | 0.009895 | 150.7 | 150.7 |  |  | -0.042347 | 150.7 | -0.009895 | -1.4912 |  |  |  |  | 0 | 0
1938 | MDLTHELP_6G | 6 | North | YES | -0.00029 | 226 | 74 | 226 | 0 | 1 | CC | -1 | 0.009904 | 226 | 226 |  |  | -0.06554 | 226 | -0.009904 | -2.2383 |  |  |  |  | 0 | 0
1937 | MDLTHELP_5G | 5 | North | YES | -0.00029 | 224 | 74 | 224 | 0 | 1 | CC | -1 | 0.009904 | 224 | 224 |  |  | -0.06496 | 224 | -0.009904 | -2.2185 |  |  |  |  | 0 | 0
1943 | MDLTHELP_3G | 3 | North | YES | -0.00029 | 212 | 74 | 212 | 0 | 1 | CC | -1 | 0.009904 | 212 | 212 |  |  | -0.06148 | 212 | -0.009904 | -2.0996 |  |  |  |  | 0 | 0
1944 | MDLTHELP_4G | 4 | North | YES | -0.00029 | 211 | 74 | 211 | 0 | 1 | CC | -1 | 0.009904 | 211 | 211 |  |  | -0.06119 | 211 | -0.009904 | -2.0897 |  |  |  |  | 0 | 0
3381 | BBRN_1G | 1 | North | YES | -0.0003 | 618 | 225 | 618 | 0 | 1.03 | LIGCO | -1 | 0.009914 | 0 | 618 |  |  | 0 | 0 | -0.009914 | 0 |  |  |  |  | 0 | 0
3382 | BBRN_2G | 2 | North | YES | -0.0003 | 589 | 225 | 589 | 0 | 1.03 | LIGCO | -1 | 0.009914 | 0 | 589 |  |  | 0 | 0 | -0.009914 | 0 |  |  |  |  | 0 | 0
60072 | HHOLLOW41A | 1 | West | YES | 0.009787 | 23 | 0 | 115 | 0 | 1.025 | Wind | 1 | 0.0099157 | 0 | 115 | 1.1255 | 115 |  |  | 0.0099157 | 1.1403 |  |  |  |  | 0 | 0
60058 | BUFF_GAP1A | 1 | West | YES | 0.009787 | 24 | 0 | 120 |  | 1 | Wind | 1 | 0.0099157 | 0 | 120 | 1.1744 | 120 |  |  | 0.0099157 | 1.1899 |  |  |  |  | 0 | 0
60063 | BUFF_GAP1B | 1 | West | YES | 0.009787 | 34 | 0 | 170.2 | 0 | 1.02 | Wind | 1 | 0.0099157 | 0 | 170.2 | 1.6657 | 170.2 |  |  | 0.0099157 | 1.6876 |  |  |  |  | 0 | 0
60068 | HHOLLOW21A | 1 | West | YES | 0.009787 | 36.8 | 0 | 184 | 0 | 1.025 | Wind | 1 | 0.0099157 | 0 | 184 | 1.8008 | 184 |  |  | 0.0099157 | 1.8245 |  |  |  |  | 0 | 0
60066 | H_HOLLOW1A | 1 | West | YES | 0.009787 | 44.4 | 0 | 222 | 0 | 1.005 | Wind | 1 | 0.0099157 | 0 | 222 | 2.1727 | 222 |  |  | 0.0099157 | 2.2013 |  |  |  |  | 0 | 0
60070 | HHOLLOW31A | 1 | West | YES | 0.009787 | 44.8 | 0 | 224 | 0 | 1.025 | Wind | 1 | 0.0099157 | 0 | 224 | 2.1923 | 224 |  |  | 0.0099157 | 2.2211 |  |  |  |  | 0 | 0
60060 | CIRELLO | 1 | West | YES | 0.009787 | 46.6 | 0 | 233 | 0 | 1 | Wind | 1 | 0.0099157 | 0 | 233 | 2.2804 | 233 |  |  | 0.0099157 | 2.3104 |  |  |  |  | 0 | 0
8935 | FGNTS201 | 3 | South | YES | -0.000366 | 173 | 0 | 173 | 0 | 1.03 | CC | -1 | 0.00998 | 173 | 173 |  |  |  |  | -0.00998 | -1.7265 |  |  |  |  | 0 | 0
8934 | FGNTS101 | 2 | South | YES | -0.000366 | 147.9 | 0 | 147.9 | 0 | 1.03 | CC | -1 | 0.00998 | 147.9 | 147.9 |  |  |  |  | -0.00998 | -1.476 |  |  |  |  | 0 | 0
8933 | FGNTS001 | 1 | South | YES | -0.000366 | 146.5 | 0 | 146.5 | 0 | 1.03 | CC | -1 | 0.00998 | 146.5 | 146.5 |  |  |  |  | -0.00998 | -1.4621 |  |  |  |  | 0 | 0
11147 | NOTREES_1G | 1 | West | YES | 0.009856 | 29.8 | 0 | 149 | 0 | 1.017 | Wind | 1 | 0.0099847 | 0 | 149 | 1.4685 | 149 |  |  | 0.0099847 | 1.4877 |  |  |  |  | 0 | 0
6407 | TURKTRAK1A | 1 | West | YES | 0.009858 | 33.9 | 0 | 169.5 | 0 | 1.025 | Wind | 1 | 0.0099867 | 0 | 169.5 | 1.6709 | 169.5 |  |  | 0.0099867 | 1.6927 |  |  |  |  | 0 | 0
48721 | LEG_1___1 | 1 | North | YES | -0.000389 | 827 | 357 | 827 | 0 | 1.0348 | LIGCO | -1 | 0.010003 | 0 | 827 |  |  | 0 | 0 | -0.010003 | 0 |  |  |  |  | 0 | 0
48722 | LEG_2___2 | 2 | North | YES | -0.000389 | 819 | 357 | 819 | 0 | 1.0348 | LIGCO | -1 | 0.010003 | 0 | 819 |  |  | 0 | 0 | -0.010003 | 0 |  |  |  |  | 0 | 0
7038 | L_DELAWA1_1Y | 2 | West | YES | 0.009876 | 3 | 0 | 30 | 0 | 1 | Wind | 1 | 0.010005 | 0 | 30 | 0.29628 | 30 |  |  | 0.010005 | 0.30014 |  |  |  |  | 0 | 0
7038 | L_DELAWA1_1Y | 1 | West | YES | 0.009876 | 3.5 | 0 | 35 | 0 | 1 | Wind | 1 | 0.010005 | 0 | 35 | 0.34566 | 35 |  |  | 0.010005 | 0.35016 |  |  |  |  | 0 | 0
1002 | PBCTAGE_1G | A | West | YES | 0.009887 | 64 | 64 | 66 | 0 | 1.036 | GGT | 1 | 0.010016 | 66 | 66 | 0.65254 | 66 |  |  | 0.010016 | 0.66103 |  |  |  |  | 0 | 0
1003 | PBCTBGE_2G | B | West | YES | 0.009887 | 65 | 65 | 66 | 0 | 1.036 | GGT | 1 | 0.010016 | 66 | 66 | 0.65254 | 66 |  |  | 0.010016 | 0.66103 |  |  |  |  | 0 | 0
1004 | PBCTCGE_3G | C | West | YES | 0.009887 | 62 | 62 | 67 | 0 | 1.036 | GGT | 1 | 0.010016 | 67 | 67 | 0.66243 | 67 |  |  | 0.010016 | 0.67105 |  |  |  |  | 0 | 0
1006 | PBCTEGE_5G | E | West | YES | 0.009887 | 65 | 65 | 67 | 0 | 1.036 | GGT | 1 | 0.010016 | 67 | 67 | 0.66243 | 67 |  |  | 0.010016 | 0.67105 |  |  |  |  | 0 | 0
1005 | PBCTDGE_4G | D | West | YES | 0.009887 | 65 | 65 | 68 | 0 | 1.036 | GGT | 1 | 0.010016 | 68 | 68 | 0.67232 | 68 |  |  | 0.010016 | 0.68107 |  |  |  |  | 0 | 0
1007 | PB5GEN_6G | 5 | West | YES | 0.009887 | 91.2 | 40 | 114 | 0 | 1.036 | GST | 1 | 0.010016 | 114 | 114 | 1.1271 | 114 |  |  | 0.010016 | 1.1418 |  |  |  |  | 0 | 0
1008 | PB6GEN_7G | 6 | West | YES | 0.009887 | 515 | 130 | 515 | 0 | 1.036 | GST | 1 | 0.010016 | 515 | 515 | 5.0918 | 515 |  |  | 0.010016 | 5.1581 |  |  |  |  | 0 | 0
1889 | DECRDOVA_1G | 1 | North | YES | -0.000402 | 779 | 255 | 779 | 0 | 1.02 | GSC | -1 | 0.010016 | 779 | 779 |  |  | -0.31316 | 779 | -0.010016 | -7.8024 |  |  |  |  | 0 | 0
8938 | MVGN#3 | 3 | South | YES | -0.000406 | 250.9 | 0 | 250.9 | 0 | 1.0304 | CC | -1 | 0.01002 | 250.9 | 250.9 |  |  |  |  | -0.01002 | -2.514 |  |  |  |  | 0 | 0
8937 | MVGN#2 | 2 | South | YES | -0.000406 | 216.7 | 0 | 216.7 | 0 | 1.0304 | CC | -1 | 0.01002 | 216.7 | 216.7 |  |  |  |  | -0.01002 | -2.1713 |  |  |  |  | 0 | 0
8936 | MVGN#1 | 1 | South | YES | -0.000406 | 216.6 | 0 | 216.6 | 0 | 1.0304 | CC | -1 | 0.01002 | 216.6 | 216.6 |  |  |  |  | -0.01002 | -2.1703 |  |  |  |  | 0 | 0
8983 | HECN3 | 3 | South | YES | -0.000406 | 171.9 | 0 | 171.9 | 0 | 1.0304 | CC | -1 | 0.01002 | 171.9 | 171.9 |  |  |  |  | -0.01002 | -1.7224 |  |  |  |  | 0 | 0
8981 | HECN1 | 1 | South | YES | -0.000406 | 144.8 | 0 | 144.8 | 0 | 1.0304 | CC | -1 | 0.01002 | 144.8 | 144.8 |  |  |  |  | -0.01002 | -1.4509 |  |  |  |  | 0 | 0
8982 | HECN2 | 2 | South | YES | -0.000406 | 144.1 | 0 | 144.1 | 0 | 1.0304 | CC | -1 | 0.01002 | 144.1 | 144.1 |  |  |  |  | -0.01002 | -1.4439 |  |  |  |  | 0 | 0
39960 | TNTNPONE_18 | 1 | North | YES | -0.000409 | 152.3 | 30 | 152.3 |  | 1.04 | LIGCO | -1 | 0.010023 | 0 | 152.3 |  |  | 0 | 0 | -0.010023 | 0 |  |  |  |  | 0 | 0
39970 | TNTNPONE_28 | 1 | North | YES | -0.000409 | 153 | 30 | 153 |  | 1.04 | LIGCO | -1 | 0.010023 | 0 | 153 |  |  | 0 | 0 | -0.010023 | 0 |  |  |  |  | 0 | 0
88198 | BEEVILLE | F | South | YES | -0.000411 | 0 | 0 | 0 | 0 | 1.02 | AVR | -1 | 0.010025 | 0 | 0 |  |  |  |  | -0.010025 | 0 |  |  |  |  | 0 | 0
5935 | SI_RAY10 | 10 | South | YES | -0.000423 | 47 | 10 | 47 | 0 | 1.03 | CC | -1 | 0.010037 | 47 | 47 |  |  |  |  | -0.010037 | -0.47174 |  |  |  |  | 0 | 0
5932 | SI_RAY9 | 9 | South | YES | -0.000423 | 32 | 32 | 38 | 0 | 1.035 | CC | -1 | 0.010037 | 38 | 38 |  |  |  |  | -0.010037 | -0.38141 |  |  |  |  | 0 | 0
5933 | SI_RAY6 | 6 | South | YES | -0.000423 | 15.4 | 10 | 19.3 | 0 | 1.035 | GST | -1 | 0.010037 | 19.3 | 19.3 |  |  |  |  | -0.010037 | -0.19371 |  |  |  |  | 0 | 0
80003 | MILHWYS | F | South | YES | -0.000423 | 0 | 0 | 0 | 0 | 1.0168 | AVR | -1 | 0.010037 | 0 | 0 |  |  |  |  | -0.010037 | 0 |  |  |  |  | 0 | 0
8517 | CELANEBI0A | 1 | South | YES | -0.000431 | 29 | 0 | 29 | 0 | 1.02 | Cogen | -1 | 0.010045 | 0 | 0 |  |  |  |  | -0.010045 | 0 |  |  |  |  | 0 | 0
80080 | GWINDT11A | 3 | South | YES | -0.000434 | 0 | 0 | 38 | 0 | 1.025 | Wind | -1 | 0.010048 | 0 | 38 |  |  |  |  | -0.010048 | 0 |  |  |  |  | 0 | 0
80080 | GWINDT11A | 4 | South | YES | -0.000434 | 3.8 | 0 | 19 | 0 | 1.025 | Wind | -1 | 0.010048 | 0 | 19 |  |  |  |  | -0.010048 | 0 |  |  |  |  | 0 | 0
80080 | GWINDT11A | 2 | South | YES | -0.000434 | 0 | 0 | 41 | 0 | 1.025 | Wind | -1 | 0.010048 | 0 | 41 |  |  |  |  | -0.010048 | 0 |  |  |  |  | 0 | 0
80080 | GWINDT11A | 1 | South | YES | -0.000434 | 28.2 | 0 | 94 | 0 | 1.025 | Wind | -1 | 0.010048 | 0 | 94 |  |  |  |  | -0.010048 | 0 |  |  |  |  | 0 | 0
80081 | GWINDT21A | 4 | South | YES | -0.000434 | 4.4 | 0 | 22 | 0 | 1.025 | Wind | -1 | 0.010048 | 0 | 22 |  |  |  |  | -0.010048 | 0 |  |  |  |  | 0 | 0
80081 | GWINDT21A | 1 | South | YES | -0.000434 | 28.2 | 0 | 94 | 0 | 1.025 | Wind | -1 | 0.010048 | 0 | 94 |  |  |  |  | -0.010048 | 0 |  |  |  |  | 0 | 0
80081 | GWINDT21A | 3 | South | YES | -0.000434 | 8.6 | 0 | 43 | 0 | 1.025 | Wind | -1 | 0.010048 | 0 | 43 |  |  |  |  | -0.010048 | 0 |  |  |  |  | 0 | 0
80081 | GWINDT21A | 2 | South | YES | -0.000434 | 7.2 | 0 | 36 | 0 | 1.025 | Wind | -1 | 0.010048 | 0 | 36 |  |  |  |  | -0.010048 | 0 |  |  |  |  | 0 | 0
80180 | PNSCALT11A | 2 | South | YES | -0.000434 | 10 | 0 | 50 | 0 | 1.025 | Wind | -1 | 0.010048 | 0 | 50 |  |  |  |  | -0.010048 | 0 |  |  |  |  | 0 | 0
80180 | PNSCALT11A | 1 | South | YES | -0.000434 | 43.8 | 0 | 148 | 0 | 1.025 | Wind | -1 | 0.010048 | 0 | 148 |  |  |  |  | -0.010048 | 0 |  |  |  |  | 0 | 0
80181 | PNSCALT21A | 2 | South | YES | -0.000434 | 10 | 0 | 50 | 0 | 1.025 | Wind | -1 | 0.010048 | 0 | 50 |  |  |  |  | -0.010048 | 0 |  |  |  |  | 0 | 0
80181 | PNSCALT21A | 1 | South | YES | -0.000434 | 16.5 | 0 | 55 | 0 | 1.025 | Wind | -1 | 0.010048 | 0 | 55 |  |  |  |  | -0.010048 | 0 |  |  |  |  | 0 | 0
8461 | KOCH_UP0A | 1 | South | YES | -0.000436 | 38 | 0 | 38 | 0 | 1.012 | Cogen | -1 | 0.01005 | 0 | 0 |  |  |  |  | -0.01005 | 0 |  |  |  |  | 0 | 0
8506 | VAL #1 | 1 | South | YES | -0.000438 | 20.9 | 0 | 25 | 0 | 1.0055 | Cogen | -1 | 0.010052 | 0 | 0 |  |  |  |  | -0.010052 | 0 |  |  |  |  | 0 | 0
8507 | VAL #2 | 2 | South | YES | -0.000438 | 20.9 | 0 | 25 | 0 | 1.0055 | Cogen | -1 | 0.010052 | 0 | 0 |  |  |  |  | -0.010052 | 0 |  |  |  |  | 0 | 0
8511 | OXY_CC0A | 1 | South | YES | -0.000439 | 30.3 | 0 | 38 | 0 | 1.027 | Cogen | -1 | 0.010053 | 0 | 0 |  |  |  |  | -0.010053 | 0 |  |  |  |  | 0 | 0
80263 | B_DAVIS31A | 3 | South | YES | -0.000442 | 0 | 0 | 180 |  | 1.0366 | CC | -1 | 0.010056 | 180 | 180 |  |  |  |  | -0.010056 | -1.8101 |  |  |  |  | 0 | 0
80264 | B_DAVIS41A | 4 | South | YES | -0.000442 | 0 | 0 | 180 |  | 1.0366 | CC | -1 | 0.010056 | 180 | 180 |  |  |  |  | -0.010056 | -1.8101 |  |  |  |  | 0 | 0
8456 | COSW#1 | 1 | South | YES | -0.000442 | 20 | 0 | 20 | 0 | 1.027 | Cogen | -1 | 0.010056 | 0 | 0 |  |  |  |  | -0.010056 | 0 |  |  |  |  | 0 | 0
8457 | COSW#2 | 2 | South | YES | -0.000442 | 14 | 0 | 14 | 0 | 1.027 | Cogen | -1 | 0.010056 | 0 | 0 |  |  |  |  | -0.010056 | 0 |  |  |  |  | 0 | 0
8459 | B_DAVIS0B | MB | South | YES | -0.000442 | 0 | 50 | 339 |  | 1.03 | GSC | -1 | 0.010056 | 0 | 0 |  |  |  |  | -0.010056 | 0 |  |  |  |  | 0 | 0
8460 | B_DAVIS0A | MB | South | YES | -0.000442 | 0 | 50 | 340 |  | 1.03 | GSC | -1 | 0.010056 | 0 | 0 |  |  |  |  | -0.010056 | 0 |  |  |  |  | 0 | 0
8442 | NBEC7 | 7 | South | YES | -0.000443 | 0 | 81 | 367 |  | 1.0298 | GST | -1 | 0.010057 | 367 | 367 |  |  |  |  | -0.010057 | -3.6909 |  |  |  |  | 0 | 0
8442 | NBEC7 | MB | South | YES | -0.000443 | 0 | 81 | 367 |  | 1.0298 | GST | -1 | 0.010057 | 0 | 0 |  |  |  |  | -0.010057 | 0 |  |  |  |  | 0 | 0
8560 | CNOPGT1 | 1 | South | YES | -0.000443 | 148.3 | 0 | 148.3 | 0 | 1.03 | Cogen | -1 | 0.010057 | 0 | 0 |  |  |  |  | -0.010057 | 0 |  |  |  |  | 0 | 0
8561 | CNOPGT2 | 2 | South | YES | -0.000443 | 148.6 | 0 | 148.6 | 0 | 1.03 | Cogen | -1 | 0.010057 | 0 | 0 |  |  |  |  | -0.010057 | 0 |  |  |  |  | 0 | 0
8562 | CNOPST1 | 3 | South | YES | -0.000443 | 153 | 0 | 153 | 0 | 1.03 | Cogen | -1 | 0.010057 | 0 | 0 |  |  |  |  | -0.010057 | 0 |  |  |  |  | 0 | 0
8926 | LGE_GT10A | 1 | South | YES | -0.000455 | 158 | 0 | 158 | 0 | 1.03 | Cogen | -1 | 0.010069 | 0 | 0 |  |  |  |  | -0.010069 | 0 |  |  |  |  | 0 | 0
8927 | LGE_GT20A | 2 | South | YES | -0.000455 | 153 | 0 | 153 | 0 | 1.03 | Cogen | -1 | 0.010069 | 0 | 0 |  |  |  |  | -0.010069 | 0 |  |  |  |  | 0 | 0
8928 | LGE_STG0A | 3 | South | YES | -0.000455 | 100 | 0 | 100 | 0 | 1.03 | Cogen | -1 | 0.010069 | 0 | 0 |  |  |  |  | -0.010069 | 0 |  |  |  |  | 0 | 0
8930 | ICPGN10A | 1 | South | YES | -0.000455 | 149 | 0 | 149 | 0 | 1.03 | Cogen | -1 | 0.010069 | 0 | 0 |  |  |  |  | -0.010069 | 0 |  |  |  |  | 0 | 0
8931 | ICPGN20A | 2 | South | YES | -0.000455 | 150 | 0 | 150 | 0 | 1.03 | Cogen | -1 | 0.010069 | 0 | 0 |  |  |  |  | -0.010069 | 0 |  |  |  |  | 0 | 0
8932 | ICPGN30A | 3 | South | YES | -0.000455 | 127 | 0 | 127 | 0 | 1.03 | Cogen | -1 | 0.010069 | 0 | 0 |  |  |  |  | -0.010069 | 0 |  |  |  |  | 0 | 0
80223 | REYSHR G | 1 | South | YES | -0.000455 | 12 | 0 | 12 | 0 | 1.032 | Cogen | -1 | 0.010069 | 0 | 0 |  |  |  |  | -0.010069 | 0 |  |  |  |  | 0 | 0
990 | GIBN_CREK_G1 | 1 | North | YES | -0.00046 | 463 | 200 | 463 | 0 | 1.0275 | LIGCO | -1 | 0.010074 | 0 | 463 |  |  | 0 | 0 | -0.010074 | 0 |  |  |  |  | 0 | 0
48674 | FTR_CN4_5095 | 4 | North | YES | -0.000471 | 380 | 0 | 380 | 0 | 1.0319 | CC | -1 | 0.010085 | 380 | 380 |  |  | -0.17898 | 380 | -0.010085 | -3.8323 |  |  |  |  | 0 | 0
48672 | FTR_GT2_5110 | 2 | North | YES | -0.000471 | 159 | 0 | 159 | 0 | 1.0319 | CC | -1 | 0.010085 | 159 | 159 |  |  | -0.074889 | 159 | -0.010085 | -1.6035 |  |  |  |  | 0 | 0
48673 | FTR_GT3_5085 | 3 | North | YES | -0.000471 | 158 | 0 | 158 | 0 | 1.0319 | CC | -1 | 0.010085 | 158 | 158 |  |  | -0.074418 | 158 | -0.010085 | -1.5934 |  |  |  |  | 0 | 0
48671 | FTR_GT1_5105 | 1 | North | YES | -0.000471 | 154.2 | 0 | 154.2 | 0 | 1.0319 | CC | -1 | 0.010085 | 154.2 | 154.2 |  |  | -0.072628 | 154.2 | -0.010085 | -1.5551 |  |  |  |  | 0 | 0
32798 | BRYN_TAMUGEN | 1 | North | YES | -0.000485 | 32 | 0 | 32 |  | 1.02 | GST | -1 | 0.010099 | 32 | 32 |  |  | -0.01552 | 32 | -0.010099 | -0.32317 |  |  |  |  | 0 | 0
32888 | BRYN_ATKINS7 | 1 | North | YES | -0.000492 | 13.6 | 4 | 17 |  | 1.028 | GGT | -1 | 0.010106 | 17 | 17 |  |  | -0.008364 | 17 | -0.010106 | -0.1718 |  |  |  |  | 0 | 0
32886 | BRYN_ATKINS3 | MB | North | YES | -0.000492 | 0 | 5 | 12 |  | 1 | GST | -1 | 0.010106 | 0 | 0 |  |  | 0 | 0 | -0.010106 | 0 |  |  |  |  | 0 | 0
32887 | BRYN_ATKINS6 | MB | North | YES | -0.000492 | 0 | 12 | 51 |  | 1.028 | GST | -1 | 0.010106 | 0 | 0 |  |  | 0 | 0 | -0.010106 | 0 |  |  |  |  | 0 | 0
32890 | BRYN_ATKINS4 | MB | North | YES | -0.000492 | 0 | 5 | 22 |  | 1.031 | GST | -1 | 0.010106 | 0 | 0 |  |  | 0 | 0 | -0.010106 | 0 |  |  |  |  | 0 | 0
32891 | BRYN_ATKINS5 | MB | North | YES | -0.000492 | 0 | 5 | 25 |  | 1.031 | GST | -1 | 0.010106 | 0 | 0 |  |  | 0 | 0 | -0.010106 | 0 |  |  |  |  | 0 | 0
5265 | LEON_LCP4G4 | 4 | South | YES | -0.000493 | 89 | 25 | 89 | 0 | 1.0197 | GST | -1 | 0.010107 | 89 | 89 |  |  |  |  | -0.010107 | -0.89952 |  |  |  |  | 0 | 0
5264 | LEON_LCP3G3 | 3 | South | YES | -0.000493 | 0 | 20 | 58 |  | 1.0197 | GST | -1 | 0.010107 | 58 | 58 |  |  |  |  | -0.010107 | -0.5862 |  |  |  |  | 0 | 0
5269 | LEON_LCPCT4 | 4 | South | YES | -0.000493 | 45 | 24 | 45 | 0 | 1.0197 | GGT | -1 | 0.010107 | 45 | 45 |  |  |  |  | -0.010107 | -0.45481 |  |  |  |  | 0 | 0
5266 | LEON_LCPCT1 | 1 | South | YES | -0.000493 | 44 | 24 | 44 | 0 | 1.0197 | GGT | -1 | 0.010107 | 44 | 44 |  |  |  |  | -0.010107 | -0.44471 |  |  |  |  | 0 | 0
5267 | LEON_LCPCT2 | 2 | South | YES | -0.000493 | 44 | 24 | 44 | 0 | 1.0197 | GGT | -1 | 0.010107 | 44 | 44 |  |  |  |  | -0.010107 | -0.44471 |  |  |  |  | 0 | 0
5268 | LEON_LCPCT3 | 3 | South | YES | -0.000493 | 43 | 24 | 43 | 0 | 1.0197 | GGT | -1 | 0.010107 | 43 | 43 |  |  |  |  | -0.010107 | -0.4346 |  |  |  |  | 0 | 0
5503 | RAYBURNGEN3 | 1 | South | YES | -0.000494 | 17.6 | 6 | 22 | 0 | 1.0224 | GST | -1 | 0.010108 | 22 | 22 |  |  |  |  | -0.010108 | -0.22238 |  |  |  |  | 0 | 0
5505 | RAYBURNGEN1 | 1 | South | YES | -0.000494 | 0 | 1 | 11 |  | 1.0223 | GGT | -1 | 0.010108 | 11 | 11 |  |  |  |  | -0.010108 | -0.11119 |  |  |  |  | 0 | 0
5506 | RAYBURNGEN2 | 1 | South | YES | -0.000494 | 0 | 1 | 11 |  | 1.0223 | GGT | -1 | 0.010108 | 11 | 11 |  |  |  |  | -0.010108 | -0.11119 |  |  |  |  | 0 | 0
1333 | MCDDONAL_8 | 1 | West | YES | 0.009982 | 42.8 | 0 | 214.2 |  | 1.01 | Wind | 1 | 0.010111 | 0 | 214.2 | 2.1381 | 214.2 |  |  | 0.010111 | 2.1657 |  |  |  |  | 0 | 0
1326 | STANTONW_8 | 1 | West | YES | 0.009983 | 20.1 | 0 | 100.5 |  | 1.01 | Wind | 1 | 0.010112 | 0 | 100.5 | 1.0033 | 100.5 |  |  | 0.010112 | 1.0162 |  |  |  |  | 0 | 0
5903 | SANMIGUELGEN | 1 | South | YES | -0.000498 | 396.3 | 180 | 396.3 | 0 | 1.0336 | LIGCO | -1 | 0.010112 | 0 | 396.3 |  |  |  |  | -0.010112 | 0 |  |  |  |  | 0 | 0
32892 | BRYN_DNSBY14 | 1 | North | YES | -0.000501 | 84 | 25 | 105 | 0 | 1.035 | GST | -1 | 0.010115 | 105 | 105 |  |  | -0.052605 | 105 | -0.010115 | -1.0621 |  |  |  |  | 0 | 0
32883 | BRYN_DNSBY3 | 1 | North | YES | -0.000501 | 0 | 2 | 48 |  | 1.015 | GST | -1 | 0.010115 | 48 | 48 |  |  | -0.024048 | 48 | -0.010115 | -0.48552 |  |  |  |  | 0 | 0
32884 | BRYN_DNSBY13 | 1 | North | YES | -0.000501 | 46 | 2 | 46 | 0 | 1.015 | GST | -1 | 0.010115 | 46 | 46 |  |  | -0.023046 | 46 | -0.010115 | -0.46529 |  |  |  |  | 0 | 0
8161 | COLETO0A | 1 | South | YES | -0.000504 | 633 | 200 | 633 | 0 | 1.03 | LIGCO | -1 | 0.010118 | 0 | 633 |  |  |  |  | -0.010118 | 0 |  |  |  |  | 0 | 0
505 | NTHTEXAS03 | 3 | North | YES | -0.000508 | 30.4 | 15 | 38 |  | 1.015 | GST | -1 | 0.010122 | 38 | 38 |  |  | -0.019304 | 38 | -0.010122 | -0.38464 |  |  |  |  | 0 | 0
503 | NTHTEXAS01 | 1 | North | YES | -0.000508 | 0 | 5 | 18 |  | 1.015 | GST | -1 | 0.010122 | 18 | 18 |  |  | -0.009144 | 18 | -0.010122 | -0.1822 |  |  |  |  | 0 | 0
504 | NTHTEXAS02 | 2 | North | YES | -0.000508 | 14.4 | 5 | 18 |  | 1.015 | GST | -1 | 0.010122 | 18 | 18 |  |  | -0.009144 | 18 | -0.010122 | -0.1822 |  |  |  |  | 0 | 0
5512 | RAYBURNCC8 | 1 | South | YES | -0.000518 | 49.3 | 18.2 | 49.3 | 0 | 1.0296 | CC | -1 | 0.010132 | 49.3 | 49.3 |  |  |  |  | -0.010132 | -0.49951 |  |  |  |  | 0 | 0
5508 | RAYBURNCC9 | 1 | South | YES | -0.000518 | 47.7 | 18.2 | 47.7 | 0 | 1.0296 | CC | -1 | 0.010132 | 47.7 | 47.7 |  |  |  |  | -0.010132 | -0.4833 |  |  |  |  | 0 | 0
5511 | RAYBURNCC7 | 1 | South | YES | -0.000518 | 47.5 | 18.2 | 47.5 | 0 | 1.0296 | CC | -1 | 0.010132 | 47.5 | 47.5 |  |  |  |  | -0.010132 | -0.48127 |  |  |  |  | 0 | 0
5509 | RAYBURNCC10 | 1 | South | YES | -0.000518 | 37.3 | 5.2 | 37.3 | 0 | 1.0296 | CC | -1 | 0.010132 | 37.3 | 37.3 |  |  |  |  | -0.010132 | -0.37792 |  |  |  |  | 0 | 0
80227 | AIRCO G | 1 | South | YES | -0.000521 | 7.2 | 0 | 8 | 0 | 1.0104 | Cogen | -1 | 0.010135 | 0 | 0 |  |  |  |  | -0.010135 | 0 |  |  |  |  | 0 | 0
8147 | UCAR #2 | 10 | South | YES | -0.000524 | 18.2 | 0 | 28 |  | 1 | Cogen | -1 | 0.010138 | 0 | 0 |  |  |  |  | -0.010138 | 0 |  |  |  |  | 0 | 0
8148 | UCAR #1 | 2 | South | YES | -0.000524 | 6.1 | 0 | 7 | 0 | 1.009 | Cogen | -1 | 0.010138 | 0 | 0 |  |  |  |  | -0.010138 | 0 |  |  |  |  | 0 | 0
80137 | CSDR89 | 9 | South | YES | -0.000524 | 15 | 0 | 15 | 0 | 1.003 | DCTie | -1 | 0.010138 | 0 | 0 |  |  |  |  | -0.010138 | 0 |  |  |  |  | 0 | 0
80137 | CSDR89 | 8 | South | YES | -0.000524 | 33.9 | 0 | 39 | 0 | 1.003 | DCTie | -1 | 0.010138 | 0 | 0 |  |  |  |  | -0.010138 | 0 |  |  |  |  | 0 | 0
80138 | CSDR7 | 7 | South | YES | -0.000524 | 6.1 | 0 | 7 | 0 | 1.014 | DCTie | -1 | 0.010138 | 0 | 0 |  |  |  |  | -0.010138 | 0 |  |  |  |  | 0 | 0
80139 | CSDR56 | 6 | South | YES | -0.000524 | 0 | 0 | 39 |  | 1.0033 | DCTie | -1 | 0.010138 | 0 | 0 |  |  |  |  | -0.010138 | 0 |  |  |  |  | 0 | 0
80139 | CSDR56 | 5 | South | YES | -0.000524 | 15 | 0 | 15 |  | 1.0033 | DCTie | -1 | 0.010138 | 0 | 0 |  |  |  |  | -0.010138 | 0 |  |  |  |  | 0 | 0
80140 | CSDR11 | 11 | South | YES | -0.000524 | 33.9 | 0 | 39 | 0 | 1.03 | DCTie | -1 | 0.010138 | 0 | 0 |  |  |  |  | -0.010138 | 0 |  |  |  |  | 0 | 0
1328 | OCOTILLO_1G | 1 | West | YES | 0.01001 | 11.6 | 0 | 58 |  | 1.01 | Wind | 1 | 0.010139 | 0 | 58 | 0.58058 | 58 |  |  | 0.010139 | 0.58804 |  |  |  |  | 0 | 0
80224 | VISTRONG1 | 1 | South | YES | -0.000525 | 13.1 | 0 | 15 | 0 | 1.01 | Cogen | -1 | 0.010139 | 0 | 0 |  |  |  |  | -0.010139 | 0 |  |  |  |  | 0 | 0
80225 | VISTRONG2 | 2 | South | YES | -0.000525 | 20.2 | 0 | 23 | 0 | 1.01 | Cogen | -1 | 0.010139 | 0 | 0 |  |  |  |  | -0.010139 | 0 |  |  |  |  | 0 | 0
48591 | CHE_GT2_5030 | 2 | Houston | YES | -0.000528 | 173 | 50 | 173 | 0 | 1.029 | Cogen | -1 | 0.010142 | 0 | 0 |  |  |  |  | -0.010142 | 0 |  |  |  |  | 0 | 0
48811 | CVC_GT3_5045 | 3 | Houston | YES | -0.000528 | 156 | 91.8 | 156 | 0 | 1.029 | Cogen | -1 | 0.010142 | 0 | 0 |  |  |  |  | -0.010142 | 0 |  |  |  |  | 0 | 0
48812 | CVC_GT2_5020 | 2 | Houston | YES | -0.000528 | 158 | 91.8 | 158 | 0 | 1.029 | Cogen | -1 | 0.010142 | 0 | 0 |  |  |  |  | -0.010142 | 0 |  |  |  |  | 0 | 0
48813 | CVC_GT1_5035 | 1 | Houston | YES | -0.000528 | 160 | 91.8 | 160 | 0 | 1.029 | Cogen | -1 | 0.010142 | 0 | 0 |  |  |  |  | -0.010142 | 0 |  |  |  |  | 0 | 0
48814 | CVC_ST5_5040 | 1 | Houston | YES | -0.000528 | 162 | 91.8 | 162 | 0 | 1.029 | Cogen | -1 | 0.010142 | 0 | 0 |  |  |  |  | -0.010142 | 0 |  |  |  |  | 0 | 0
8066 | DUP1V#1 | 1 | South | YES | -0.000531 | 52.3 | 0 | 73 | 0 | 1.01 | Cogen | -1 | 0.010145 | 0 | 0 |  |  |  |  | -0.010145 | 0 |  |  |  |  | 0 | 0
8174 | VICEC61A | 6 | South | YES | -0.000532 | 188 | 42 | 188 | 0 | 1.025 | CC | -1 | 0.010146 | 188 | 188 |  |  |  |  | -0.010146 | -1.9074 |  |  |  |  | 0 | 0
8173 | VICEC51A | 5 | South | YES | -0.000532 | 144 | 18 | 144 | 0 | 1.025 | CC | -1 | 0.010146 | 144 | 144 |  |  |  |  | -0.010146 | -1.461 |  |  |  |  | 0 | 0
5028 | BRAUNIG_VHB3 | 3 | South | YES | -0.000534 | 407 | 60 | 407 | 0 | 1.0138 | GST | -1 | 0.010148 | 407 | 407 |  |  |  |  | -0.010148 | -4.1302 |  |  |  |  | 0 | 0
48690 | GBY_GN5_5 | 5 | Houston | YES | -0.000535 | 318.4 | 81 | 398 |  | 1.0362 | GSC | -1 | 0.010149 | 398 | 398 |  |  |  |  | -0.010149 | -4.0393 |  |  |  |  | 0 | 0
48598 | BTE_ST1_8070 | 4 | Houston | YES | -0.000535 | 269.2 | 60 | 269.2 | 0 | 1.0261 | CC | -1 | 0.010149 | 269.2 | 269.2 |  |  |  |  | -0.010149 | -2.7321 |  |  |  |  | 0 | 0
48595 | BTE_GT2_8075 | 1 | Houston | YES | -0.000535 | 162.8 | 130 | 162.8 | 0 | 1.0261 | CC | -1 | 0.010149 | 162.8 | 162.8 |  |  |  |  | -0.010149 | -1.6523 |  |  |  |  | 0 | 0
48596 | BTE_GT3_8045 | 2 | Houston | YES | -0.000535 | 161.4 | 130 | 161.4 | 0 | 1.0261 | CC | -1 | 0.010149 | 161.4 | 161.4 |  |  |  |  | -0.010149 | -1.638 |  |  |  |  | 0 | 0
48597 | BTE_GT4_8055 | 3 | Houston | YES | -0.000535 | 158.9 | 130 | 158.9 | 0 | 1.0261 | CC | -1 | 0.010149 | 158.9 | 158.9 |  |  |  |  | -0.010149 | -1.6127 |  |  |  |  | 0 | 0
48885 | THW_5152 | B | Houston | YES | -0.000535 | 47.2 | 5 | 59 |  | 1.0319 | GGT | -1 | 0.010149 | 59 | 59 |  |  |  |  | -0.010149 | -0.59879 |  |  |  |  | 0 | 0
48887 | THW_5556 | E | Houston | YES | -0.000535 | 47.2 | 5 | 59 |  | 1.0319 | GGT | -1 | 0.010149 | 59 | 59 |  |  |  |  | -0.010149 | -0.59879 |  |  |  |  | 0 | 0
48885 | THW_5152 | A | Houston | YES | -0.000535 | 46.4 | 5 | 58 |  | 1.0319 | GGT | -1 | 0.010149 | 58 | 58 |  |  |  |  | -0.010149 | -0.58864 |  |  |  |  | 0 | 0
48886 | THW_5354 | D | Houston | YES | -0.000535 | 46.4 | 5 | 58 |  | 1.0319 | GGT | -1 | 0.010149 | 58 | 58 |  |  |  |  | -0.010149 | -0.58864 |  |  |  |  | 0 | 0
48886 | THW_5354 | C | Houston | YES | -0.000535 | 45.6 | 5 | 57 |  | 1.0319 | GGT | -1 | 0.010149 | 57 | 57 |  |  |  |  | -0.010149 | -0.57849 |  |  |  |  | 0 | 0
48887 | THW_5556 | F | Houston | YES | -0.000535 | 45.6 | 5 | 57 |  | 1.0319 | GGT | -1 | 0.010149 | 57 | 57 |  |  |  |  | -0.010149 | -0.57849 |  |  |  |  | 0 | 0
80226 | ALCOA G | 1 | South | YES | -0.000535 | 32.3 | 5 | 48 | 0 | 1.015 | Cogen | -1 | 0.010149 | 0 | 0 |  |  |  |  | -0.010149 | 0 |  |  |  |  | 0 | 0
48581 | CBY_GN1_1 | 1 | Houston | YES | -0.000536 | 595.2 | 108 | 744 | 0 | 1.0435 | GSC | -1 | 0.01015 | 744 | 744 |  |  |  |  | -0.01015 | -7.5516 |  |  |  |  | 0 | 0
48583 | CBY_GT4_1 | 1 | Houston | YES | -0.000536 | 172 | 0 | 172 | 0 | 1.027 | GSC | -1 | 0.01015 | 172 | 172 |  |  |  |  | -0.01015 | -1.7458 |  |  |  |  | 0 | 0
48584 | CBY_GT4_2 | 2 | Houston | YES | -0.000536 | 172 | 0 | 172 | 0 | 1.027 | CC | -1 | 0.01015 | 172 | 172 |  |  |  |  | -0.01015 | -1.7458 |  |  |  |  | 0 | 0
48585 | CBY_ST4_1 | 3 | Houston | YES | -0.000536 | 172 | 0 | 172 | 0 | 1.027 | CC | -1 | 0.01015 | 172 | 172 |  |  |  |  | -0.01015 | -1.7458 |  |  |  |  | 0 | 0
48651 | EP_1_2 | 1 | Houston | YES | -0.000536 | 4 | 0 | 5 | 0 | 1.0362 | Cogen | -1 | 0.01015 | 0 | 0 |  |  |  |  | -0.01015 | 0 |  |  |  |  | 0 | 0
48651 | EP_1_2 | 2 | Houston | YES | -0.000536 | 17.7 | 10 | 21 | 0 | 1.0362 | Cogen | -1 | 0.01015 | 0 | 0 |  |  |  |  | -0.01015 | 0 |  |  |  |  | 0 | 0
48815 | CVC_GT4_8005 | 4 | Houston | YES | -0.000536 | 165 | 91.8 | 165 |  | 1.0362 | Cogen | -1 | 0.01015 | 0 | 0 |  |  |  |  | -0.01015 | 0 |  |  |  |  | 0 | 0
48940 | WARVUE_GT1 | G1 | Houston | YES | -0.000536 | 15 | 0 | 15 |  | 1.021 | Cogen | -1 | 0.01015 | 0 | 0 |  |  |  |  | -0.01015 | 0 |  |  |  |  | 0 | 0
8134 | FOR #1 | 1 | South | YES | -0.000537 | 54.1 | 45 | 79 | 0 | 1 | Cogen | -1 | 0.010151 | 0 | 0 |  |  |  |  | -0.010151 | 0 |  |  |  |  | 0 | 0
8138 | FOR #2 | 2 | South | YES | -0.000537 | 63.1 | 45 | 81 | 0 | 1 | Cogen | -1 | 0.010151 | 0 | 0 |  |  |  |  | -0.010151 | 0 |  |  |  |  | 0 | 0
8153 | FOR #3 | 3 | South | YES | -0.000537 | 63.1 | 45 | 79.9 | 0 | 1 | Cogen | -1 | 0.010151 | 0 | 0 |  |  |  |  | -0.010151 | 0 |  |  |  |  | 0 | 0
8154 | FOR #4 | 4 | South | YES | -0.000537 | 63.1 | 60 | 80 | 0 | 1 | Cogen | -1 | 0.010151 | 0 | 0 |  |  |  |  | -0.010151 | 0 |  |  |  |  | 0 | 0
8155 | FOR #5 | 5 | South | YES | -0.000537 | 63.1 | 60 | 78.4 | 0 | 1 | Cogen | -1 | 0.010151 | 0 | 0 |  |  |  |  | -0.010151 | 0 |  |  |  |  | 0 | 0
8156 | FOR #6 | 6 | South | YES | -0.000537 | 24.9 | 5 | 25 | 0 | 1 | Cogen | -1 | 0.010151 | 0 | 0 |  |  |  |  | -0.010151 | 0 |  |  |  |  | 0 | 0
8157 | FOR #7 | 7 | South | YES | -0.000537 | 28.8 | 5 | 46 | 0 | 1 | Cogen | -1 | 0.010151 | 0 | 0 |  |  |  |  | -0.010151 | 0 |  |  |  |  | 0 | 0
48791 | PSA_GT1_8160 | 1 | Houston | YES | -0.000537 | 52 | 20.8 | 65 | 0 | 1.0362 | Cogen | -1 | 0.010151 | 0 | 0 |  |  |  |  | -0.010151 | 0 |  |  |  |  | 0 | 0
48792 | PSA_GT2_8155 | 2 | Houston | YES | -0.000537 | 52.8 | 20.3 | 66 | 0 | 1.0362 | Cogen | -1 | 0.010151 | 0 | 0 |  |  |  |  | -0.010151 | 0 |  |  |  |  | 0 | 0
48793 | PSA_GT3_8150 | 3 | Houston | YES | -0.000537 | 56 | 20.3 | 70 | 0 | 1.0362 | Cogen | -1 | 0.010151 | 0 | 0 |  |  |  |  | -0.010151 | 0 |  |  |  |  | 0 | 0
48794 | PSA_GT4_8145 | 4 | Houston | YES | -0.000537 | 52.8 | 20.3 | 66 | 0 | 1.0362 | Cogen | -1 | 0.010151 | 0 | 0 |  |  |  |  | -0.010151 | 0 |  |  |  |  | 0 | 0
48795 | PSA_GT5_8140 | 5 | Houston | YES | -0.000537 | 51.2 | 20.3 | 64 | 0 | 1.0362 | Cogen | -1 | 0.010151 | 0 | 0 |  |  |  |  | -0.010151 | 0 |  |  |  |  | 0 | 0
48796 | PSA_GN1_8165 | 1 | Houston | YES | -0.000537 | 83.2 | 43.1 | 104 | 0 | 1.0362 | Cogen | -1 | 0.010151 | 0 | 0 |  |  |  |  | -0.010151 | 0 |  |  |  |  | 0 | 0
48797 | PSA_GT6_8135 | 6 | Houston | YES | -0.000537 | 47.2 | 34.5 | 59 | 0 | 1.0362 | Cogen | -1 | 0.010151 | 0 | 0 |  |  |  |  | -0.010151 | 0 |  |  |  |  | 0 | 0
49803 | EXN_15GT | 1 | Houston | YES | -0.000537 | 33 | 8.3 | 34 |  | 1.0326 | Cogen | -1 | 0.010151 | 0 | 0 |  |  |  |  | -0.010151 | 0 |  |  |  |  | 0 | 0
49804 | EXN_16GT | 2 | Houston | YES | -0.000537 | 32 | 8.3 | 34.7 |  | 1.0326 | Cogen | -1 | 0.010151 | 0 | 0 |  |  |  |  | -0.010151 | 0 |  |  |  |  | 0 | 0
49805 | EXN_17GT | 3 | Houston | YES | -0.000537 | 31 | 8.3 | 32.7 |  | 1.0326 | Cogen | -1 | 0.010151 | 0 | 0 |  |  |  |  | -0.010151 | 0 |  |  |  |  | 0 | 0
49826 | EXN938GT | 5 | Houston | YES | -0.000537 | 43 | 9.2 | 45.9 |  | 1.0326 | Cogen | -1 | 0.010151 | 0 | 0 |  |  |  |  | -0.010151 | 0 |  |  |  |  | 0 | 0
49828 | EXN941GT | 10 | Houston | YES | -0.000537 | 17.7 | 5.4 | 17.7 | 0 | 1.0326 | Cogen | -1 | 0.010151 | 0 | 0 |  |  |  |  | -0.010151 | 0 |  |  |  |  | 0 | 0
49829 | EXN942GT | 11 | Houston | YES | -0.000537 | 20 | 5.4 | 20.4 | 0 | 1.0326 | Cogen | -1 | 0.010151 | 0 | 0 |  |  |  |  | -0.010151 | 0 |  |  |  |  | 0 | 0
49830 | EXN943GT | 12 | Houston | YES | -0.000537 | 19 | 5.4 | 19.9 | 0 | 1.0326 | Cogen | -1 | 0.010151 | 0 | 0 |  |  |  |  | -0.010151 | 0 |  |  |  |  | 0 | 0
49831 | EXN944GT | 13 | Houston | YES | -0.000537 | 33 | 5.4 | 35 | 0 | 1.0326 | Cogen | -1 | 0.010151 | 0 | 0 |  |  |  |  | -0.010151 | 0 |  |  |  |  | 0 | 0
49832 | EXN945GT | 9 | Houston | YES | -0.000537 | 18.5 | 9.2 | 18.5 |  | 1.0326 | Cogen | -1 | 0.010151 | 0 | 0 |  |  |  |  | -0.010151 | 0 |  |  |  |  | 0 | 0
49837 | EXN_GT | 4 | Houston | YES | -0.000537 | 81 | 21.3 | 85.4 |  | 1.0326 | Cogen | -1 | 0.010151 | 0 | 0 |  |  |  |  | -0.010151 | 0 |  |  |  |  | 0 | 0
49838 | EXN_14GT | 14 | Houston | YES | -0.000537 | 140 | 0 | 148 |  | 1.0326 | Cogen | -1 | 0.010151 | 0 | 0 |  |  |  |  | -0.010151 | 0 |  |  |  |  | 0 | 0
80051 | FOR #8 | 8 | South | YES | -0.000537 | 28 | 28 | 28 |  | 1 | Cogen | -1 | 0.010151 | 0 | 0 |  |  |  |  | -0.010151 | 0 |  |  |  |  | 0 | 0
80052 | FOR #9 | 9 | South | YES | -0.000537 | 29.7 | 5 | 43.6 | 0 | 1 | Cogen | -1 | 0.010151 | 0 | 0 |  |  |  |  | -0.010151 | 0 |  |  |  |  | 0 | 0
80053 | FOR #10 | 10 | South | YES | -0.000537 | 68.4 | 45 | 75 | 0 | 1 | Cogen | -1 | 0.010151 | 0 | 0 |  |  |  |  | -0.010151 | 0 |  |  |  |  | 0 | 0
48582 | CBY_GN2_2 | 2 | Houston | YES | -0.000538 | 596.8 | 110 | 746 | 0 | 1.0435 | GSC | -1 | 0.010152 | 746 | 746 |  |  |  |  | -0.010152 | -7.5734 |  |  |  |  | 0 | 0
48883 | THW_GT1_GT_1 | B2 | Houston | YES | -0.000538 | 0 | 0 | 12 |  | 1.043 | GGT | -1 | 0.010152 | 12 | 12 |  |  |  |  | -0.010152 | -0.12182 |  |  |  |  | 0 | 0
48874 | THW_ST4_ST_4 | 4 | Houston | YES | -0.000539 | 108 | 19 | 108 | 0 | 1.0435 | CC | -1 | 0.010153 | 108 | 108 |  |  |  |  | -0.010153 | -1.0965 |  |  |  |  | 0 | 0
48873 | THW_ST3_ST_3 | 3 | Houston | YES | -0.000539 | 107 | 19 | 107 | 0 | 1.0435 | CC | -1 | 0.010153 | 107 | 107 |  |  |  |  | -0.010153 | -1.0864 |  |  |  |  | 0 | 0
48881 | THW_4344 | G | Houston | YES | -0.000539 | 58 | 5 | 58 | 0 | 1.0435 | CC | -1 | 0.010153 | 58 | 58 |  |  |  |  | -0.010153 | -0.58887 |  |  |  |  | 0 | 0
48881 | THW_4344 | H | Houston | YES | -0.000539 | 58 | 5 | 58 | 0 | 1.0435 | CC | -1 | 0.010153 | 58 | 58 |  |  |  |  | -0.010153 | -0.58887 |  |  |  |  | 0 | 0
48877 | THW_3334 | D | Houston | YES | -0.000539 | 57 | 5 | 57 | 0 | 1.0435 | CC | -1 | 0.010153 | 57 | 57 |  |  |  |  | -0.010153 | -0.57872 |  |  |  |  | 0 | 0
48879 | THW_4142 | E | Houston | YES | -0.000539 | 56 | 5 | 56 | 0 | 1.0435 | CC | -1 | 0.010153 | 56 | 56 |  |  |  |  | -0.010153 | -0.56857 |  |  |  |  | 0 | 0
48875 | THW_3132 | A | Houston | YES | -0.000539 | 55 | 5 | 55 | 0 | 1.0435 | CC | -1 | 0.010153 | 55 | 55 |  |  |  |  | -0.010153 | -0.55841 |  |  |  |  | 0 | 0
48877 | THW_3334 | C | Houston | YES | -0.000539 | 55 | 5 | 55 | 0 | 1.0435 | CC | -1 | 0.010153 | 55 | 55 |  |  |  |  | -0.010153 | -0.55841 |  |  |  |  | 0 | 0
48879 | THW_4142 | F | Houston | YES | -0.000539 | 55 | 5 | 55 | 0 | 1.0435 | CC | -1 | 0.010153 | 55 | 55 |  |  |  |  | -0.010153 | -0.55841 |  |  |  |  | 0 | 0
48875 | THW_3132 | B | Houston | YES | -0.000539 | 53 | 5 | 53 | 0 | 1.0435 | CC | -1 | 0.010153 | 53 | 53 |  |  |  |  | -0.010153 | -0.53811 |  |  |  |  | 0 | 0
48511 | LPE_GT1_8070 | 1 | Houston | YES | -0.00054 | 42 | 0 | 42 | 0 | 1.0362 | GGT | -1 | 0.010154 | 42 | 42 |  |  |  |  | -0.010154 | -0.42647 |  |  |  |  | 0 | 0
48512 | LPE_GT2_8075 | 2 | Houston | YES | -0.00054 | 42 | 0 | 42 | 0 | 1.0362 | GGT | -1 | 0.010154 | 42 | 42 |  |  |  |  | -0.010154 | -0.42647 |  |  |  |  | 0 | 0
48513 | LPE_GT3_8080 | 3 | Houston | YES | -0.00054 | 39 | 0 | 39 | 0 | 1.0362 | GGT | -1 | 0.010154 | 39 | 39 |  |  |  |  | -0.010154 | -0.39601 |  |  |  |  | 0 | 0
48514 | LPE_GT4_8085 | 4 | Houston | YES | -0.00054 | 39 | 0 | 39 | 0 | 1.0362 | GGT | -1 | 0.010154 | 39 | 39 |  |  |  |  | -0.010154 | -0.39601 |  |  |  |  | 0 | 0
48500 | APD_GT1_8005 | 1 | Houston | YES | -0.00054 | 137.6 | 54.6 | 137.6 | 0 | 1.0362 | Cogen | -1 | 0.010154 | 0 | 0 |  |  |  |  | -0.010154 | 0 |  |  |  |  | 0 | 0
48593 | CHE_GT1_8015 | 1 | Houston | YES | -0.00054 | 173 | 50 | 173 | 0 | 1.0362 | Cogen | -1 | 0.010154 | 0 | 0 |  |  |  |  | -0.010154 | 0 |  |  |  |  | 0 | 0
48594 | CHE_GN4_8025 | 4 | Houston | YES | -0.00054 | 142 | 60 | 142 | 0 | 1.0362 | Cogen | -1 | 0.010154 | 0 | 0 |  |  |  |  | -0.010154 | 0 |  |  |  |  | 0 | 0
48820 | SHELLG1_3015 | 1 | Houston | YES | -0.00054 | 71 | 34.5 | 71 |  | 1.029 | Cogen | -1 | 0.010154 | 0 | 0 |  |  |  |  | -0.010154 | 0 |  |  |  |  | 0 | 0
48821 | SHELLG2 | 2 | Houston | YES | -0.00054 | 72 | 34.5 | 72 |  | 1.029 | Cogen | -1 | 0.010154 | 0 | 0 |  |  |  |  | -0.010154 | 0 |  |  |  |  | 0 | 0
48822 | SHELLG3_3020 | 2 | Houston | YES | -0.00054 | 30 | 0 | 30 |  | 1.029 | Cogen | -1 | 0.010154 | 0 | 0 |  |  |  |  | -0.010154 | 0 |  |  |  |  | 0 | 0
48822 | SHELLG3_3020 | 1 | Houston | YES | -0.00054 | 39 | 0 | 39 |  | 1.029 | Cogen | -1 | 0.010154 | 0 | 0 |  |  |  |  | -0.010154 | 0 |  |  |  |  | 0 | 0
48854 | SRB_GN4_4 | 4 | Houston | YES | -0.000541 | 182.4 | 35 | 228 | 0 | 1.0326 | GST | -1 | 0.010155 | 228 | 228 |  |  |  |  | -0.010155 | -2.3153 |  |  |  |  | 0 | 0
48853 | SRB_GN3_3 | 3 | Houston | YES | -0.000541 | 170.4 | 35 | 213 |  | 1.0326 | GST | -1 | 0.010155 | 213 | 213 |  |  |  |  | -0.010155 | -2.163 |  |  |  |  | 0 | 0
48852 | SRB_GN2_2 | 2 | Houston | YES | -0.000541 | 140.8 | 26 | 176 | 0 | 1.0217 | GST | -1 | 0.010155 | 176 | 176 |  |  |  |  | -0.010155 | -1.7873 |  |  |  |  | 0 | 0
48851 | SRB_GN1_1 | 1 | Houston | YES | -0.000541 | 132 | 26 | 165 | 0 | 1.0217 | GST | -1 | 0.010155 | 165 | 165 |  |  |  |  | -0.010155 | -1.6756 |  |  |  |  | 0 | 0
48855 | SRB_GT211035 | B1 | Houston | YES | -0.000541 | 0 | 0 | 18 |  | 1.014 | GGT | -1 | 0.010155 | 18 | 18 |  |  |  |  | -0.010155 | -0.18279 |  |  |  |  | 0 | 0
48845 | SOL_GT1 | 1 | Houston | YES | -0.000541 | 16.2 | 15.4 | 16.2 |  | 1.0326 | Solar | -1 | 0.010155 | 16.2 | 16.2 |  |  |  |  | -0.010155 | -0.16451 |  |  |  |  | 0 | 0
48855 | SRB_GT211035 | B2 | Houston | YES | -0.000541 | 0 | 0 | 12 |  | 1.014 | GGT | -1 | 0.010155 | 12 | 12 |  |  |  |  | -0.010155 | -0.12186 |  |  |  |  | 0 | 0
48551 | CAL_GT1_8045 | 1 | Houston | YES | -0.000541 | 149 | 0 | 149 | 0 | 1.0326 | Cogen | -1 | 0.010155 | 0 | 0 |  |  |  |  | -0.010155 | 0 |  |  |  |  | 0 | 0
48552 | CAL_ST1_8000 | 2 | Houston | YES | -0.000541 | 65.1 | 0 | 65.1 | 0 | 1.0326 | Cogen | -1 | 0.010155 | 0 | 0 |  |  |  |  | -0.010155 | 0 |  |  |  |  | 0 | 0
48611 | DIB_GT1_8080 | 1 | Houston | YES | -0.000541 | 64 | 0 | 64 | 0 | 1.0326 | Cogen | -1 | 0.010155 | 0 | 0 |  |  |  |  | -0.010155 | 0 |  |  |  |  | 0 | 0
48612 | DIB_GT2_8075 | 2 | Houston | YES | -0.000541 | 63.2 | 0 | 63.2 | 0 | 1.0326 | Cogen | -1 | 0.010155 | 0 | 0 |  |  |  |  | -0.010155 | 0 |  |  |  |  | 0 | 0
48613 | DIB_ST1_8085 | 3 | Houston | YES | -0.000541 | 67.9 | 30 | 82.6 | 0 | 1.0326 | Cogen | -1 | 0.010155 | 0 | 0 |  |  |  |  | -0.010155 | 0 |  |  |  |  | 0 | 0
48614 | DIB_GT3_8090 | 4 | Houston | YES | -0.000541 | 73.6 | 15 | 73.6 | 0 | 1.0326 | Cogen | -1 | 0.010155 | 0 | 0 |  |  |  |  | -0.010155 | 0 |  |  |  |  | 0 | 0
48740 | PSG_GN2_8050 | 1 | Houston | YES | -0.000541 | 182 | 60 | 182 | 0 | 1.0326 | Cogen | -1 | 0.010155 | 0 | 0 |  |  |  |  | -0.010155 | 0 |  |  |  |  | 0 | 0
48741 | PSG_GT2_8040 | 1 | Houston | YES | -0.000541 | 158.6 | 50 | 158.6 | 0 | 1.0326 | Cogen | -1 | 0.010155 | 0 | 0 |  |  |  |  | -0.010155 | 0 |  |  |  |  | 0 | 0
48742 | PSG_GT3_8060 | 1 | Houston | YES | -0.000541 | 157 | 50 | 157 | 0 | 1.0326 | Cogen | -1 | 0.010155 | 0 | 0 |  |  |  |  | -0.010155 | 0 |  |  |  |  | 0 | 0
48645 | DPEC_ST55065 | 5 | Houston | YES | -0.000542 | 282 | 0 | 282 | 0 | 1.0319 | CC | -1 | 0.010156 | 282 | 282 |  |  |  |  | -0.010156 | -2.864 |  |  |  |  | 0 | 0
48641 | DPEC_GT15040 | 1 | Houston | YES | -0.000542 | 163.2 | 98 | 163.2 | 0 | 1.0319 | CC | -1 | 0.010156 | 163.2 | 163.2 |  |  |  |  | -0.010156 | -1.6575 |  |  |  |  | 0 | 0
48643 | DPEC_GT35010 | 3 | Houston | YES | -0.000542 | 157.5 | 98 | 157.5 | 0 | 1.0319 | CC | -1 | 0.010156 | 157.5 | 157.5 |  |  |  |  | -0.010156 | -1.5996 |  |  |  |  | 0 | 0
48642 | DPEC_GT25025 | 2 | Houston | YES | -0.000542 | 157.1 | 98 | 157.1 | 0 | 1.0319 | CC | -1 | 0.010156 | 157.1 | 157.1 |  |  |  |  | -0.010156 | -1.5955 |  |  |  |  | 0 | 0
48644 | DPEC_GT45070 | 4 | Houston | YES | -0.000542 | 157 | 98 | 157 | 0 | 1.0319 | CC | -1 | 0.010156 | 157 | 157 |  |  |  |  | -0.010156 | -1.5945 |  |  |  |  | 0 | 0
48761 | PR_GT1__9040 | 1 | Houston | YES | -0.000542 | 26 | 0 | 35 |  | 1 | Cogen | -1 | 0.010156 | 0 | 0 |  |  |  |  | -0.010156 | 0 |  |  |  |  | 0 | 0
48841 | SJS_GT1_GT1 | 1 | Houston | YES | -0.000542 | 62.4 | 49 | 78 | 0 | 1.0362 | Cogen | -1 | 0.010156 | 0 | 0 |  |  |  |  | -0.010156 | 0 |  |  |  |  | 0 | 0
48842 | SJS_GT2_GT2 | 2 | Houston | YES | -0.000542 | 64.8 | 49 | 81 | 0 | 1.0362 | Cogen | -1 | 0.010156 | 0 | 0 |  |  |  |  | -0.010156 | 0 |  |  |  |  | 0 | 0
48693 | GBY_83841065 | E | Houston | YES | -0.000543 | 45.6 | 20 | 57 | 0 | 1.0362 | GGT | -1 | 0.010157 | 57 | 57 |  |  |  |  | -0.010157 | -0.57895 |  |  |  |  | 0 | 0
48692 | GBY_81821075 | D | Houston | YES | -0.000543 | 44 | 20 | 55 | 0 | 1.0362 | GGT | -1 | 0.010157 | 55 | 55 |  |  |  |  | -0.010157 | -0.55863 |  |  |  |  | 0 | 0
48693 | GBY_83841065 | F | Houston | YES | -0.000543 | 43.2 | 20 | 54 | 0 | 1.0362 | GGT | -1 | 0.010157 | 54 | 54 |  |  |  |  | -0.010157 | -0.54848 |  |  |  |  | 0 | 0
48691 | GBY_73741085 | B | Houston | YES | -0.000543 | 37.6 | 20 | 47 | 0 | 1.0362 | GGT | -1 | 0.010157 | 47 | 47 |  |  |  |  | -0.010157 | -0.47738 |  |  |  |  | 0 | 0
48691 | GBY_73741085 | A | Houston | YES | -0.000543 | 37.6 | 20 | 47 | 0 | 1.0362 | GGT | -1 | 0.010157 | 47 | 47 |  |  |  |  | -0.010157 | -0.47738 |  |  |  |  | 0 | 0
48692 | GBY_81821075 | C | Houston | YES | -0.000543 | 37.6 | 20 | 47 | 0 | 1.0362 | GGT | -1 | 0.010157 | 47 | 47 |  |  |  |  | -0.010157 | -0.47738 |  |  |  |  | 0 | 0
5027 | BRAUNIG_VHB2 | 2 | South | YES | -0.000544 | 216 | 40 | 216 | 0 | 1.0192 | GST | -1 | 0.010158 | 216 | 216 |  |  |  |  | -0.010158 | -2.1941 |  |  |  |  | 0 | 0
5026 | BRAUNIG_VHB1 | 1 | South | YES | -0.000544 | 215 | 40 | 215 | 0 | 1.0192 | GST | -1 | 0.010158 | 215 | 215 |  |  |  |  | -0.010158 | -2.184 |  |  |  |  | 0 | 0
48531 | BYU_GT1_8075 | 1 | Houston | YES | -0.000544 | 65 | 0 | 65 |  | 1.0362 | Cogen | -1 | 0.010158 | 0 | 0 |  |  |  |  | -0.010158 | 0 |  |  |  |  | 0 | 0
48532 | BYU_GT2_8055 | 2 | Houston | YES | -0.000544 | 62 | 0 | 62 |  | 1.0362 | Cogen | -1 | 0.010158 | 0 | 0 |  |  |  |  | -0.010158 | 0 |  |  |  |  | 0 | 0
48533 | BYU_GT3_8060 | 3 | Houston | YES | -0.000544 | 67 | 0 | 67 |  | 1.0362 | Cogen | -1 | 0.010158 | 0 | 0 |  |  |  |  | -0.010158 | 0 |  |  |  |  | 0 | 0
48534 | BYU_GT4_8065 | 4 | Houston | YES | -0.000544 | 65 | 0 | 65 |  | 1.0362 | Cogen | -1 | 0.010158 | 0 | 0 |  |  |  |  | -0.010158 | 0 |  |  |  |  | 0 | 0
48561 | CTL_GT2_8130 | 1 | Houston | YES | -0.000544 | 73.5 | 30.3 | 91.9 |  | 1.0362 | Cogen | -1 | 0.010158 | 0 | 0 |  |  |  |  | -0.010158 | 0 |  |  |  |  | 0 | 0
48562 | CTL_GT3_8135 | 2 | Houston | YES | -0.000544 | 70.1 | 30.3 | 87.6 |  | 1.0362 | Cogen | -1 | 0.010158 | 0 | 0 |  |  |  |  | -0.010158 | 0 |  |  |  |  | 0 | 0
48563 | CTL_GT4_8140 | 3 | Houston | YES | -0.000544 | 69.6 | 30.3 | 87 |  | 1.0362 | Cogen | -1 | 0.010158 | 0 | 0 |  |  |  |  | -0.010158 | 0 |  |  |  |  | 0 | 0
48564 | CTL_GN1_8145 | 4 | Houston | YES | -0.000544 | 43.6 | 12.9 | 54.5 |  | 1.0362 | Cogen | -1 | 0.010158 | 0 | 0 |  |  |  |  | -0.010158 | 0 |  |  |  |  | 0 | 0
48565 | CTL_GN2_8155 | 5 | Houston | YES | -0.000544 | 9.8 | 3.4 | 12.2 |  | 1.0362 | Cogen | -1 | 0.010158 | 0 | 0 |  |  |  |  | -0.010158 | 0 |  |  |  |  | 0 | 0
5396 | CALAVER_OWS1 | 1 | South | YES | -0.000546 | 418 | 80 | 418 | 0 | 1.0192 | GST | -1 | 0.01016 | 418 | 418 |  |  |  |  | -0.01016 | -4.2469 |  |  |  |  | 0 | 0
5397 | CALAVER_OWS2 | 2 | South | YES | -0.000546 | 400 | 80 | 400 | 0 | 1.0192 | GST | -1 | 0.01016 | 400 | 400 |  |  |  |  | -0.01016 | -4.064 |  |  |  |  | 0 | 0
48772 | PHR_GN2_2 | MB | Houston | YES | -0.000546 | 0 | 72 | 459 |  | 1.0362 | GSC | -1 | 0.01016 | 0 | 0 |  |  |  |  | -0.01016 | 0 |  |  |  |  | 0 | 0
38580 | TNBP_CGN1_8 | 1 | Houston | YES | -0.000549 | 70.8 | 0 | 70.8 | 0 | 1.005 | Cogen | -1 | 0.010163 | 0 | 0 |  |  |  |  | -0.010163 | 0 |  |  |  |  | 0 | 0
38590 | TNBP_CGN2_8 | 2 | Houston | YES | -0.000549 | 66.7 | 0 | 66.7 | 0 | 1.005 | Cogen | -1 | 0.010163 | 0 | 0 |  |  |  |  | -0.010163 | 0 |  |  |  |  | 0 | 0
38600 | TNBP_CGN3_8 | 5 | Houston | YES | -0.000549 | 53 | 0 | 53 | 0 | 1.005 | Cogen | -1 | 0.010163 | 0 | 0 |  |  |  |  | -0.010163 | 0 |  |  |  |  | 0 | 0
38611 | TNBPAMCG1_8 | 1 | Houston | YES | -0.000549 | 153.2 | 0 | 153.2 | 0 | 1.005 | Cogen | -1 | 0.010163 | 0 | 0 |  |  |  |  | -0.010163 | 0 |  |  |  |  | 0 | 0
38612 | TNBPAMCG2_8 | 2 | Houston | YES | -0.000549 | 153.5 | 0 | 153.5 | 0 | 1.005 | Cogen | -1 | 0.010163 | 0 | 0 |  |  |  |  | -0.010163 | 0 |  |  |  |  | 0 | 0
38613 | TNBPAMCG3_8 | 3 | Houston | YES | -0.000549 | 152.3 | 0 | 152.3 | 0 | 1.005 | Cogen | -1 | 0.010163 | 0 | 0 |  |  |  |  | -0.010163 | 0 |  |  |  |  | 0 | 0
38614 | TNBPAMCG4_8 | 4 | Houston | YES | -0.000549 | 96 | 0 | 96 |  | 1.005 | Cogen | -1 | 0.010163 | 0 | 0 |  |  |  |  | -0.010163 | 0 |  |  |  |  | 0 | 0
38615 | TNBPAMCG5_8 | 1 | Houston | YES | -0.000549 | 244 | 0 | 244 | 0 | 1.005 | Cogen | -1 | 0.010163 | 0 | 0 |  |  |  |  | -0.010163 | 0 |  |  |  |  | 0 | 0
38690 | TNBP_CGN4_8 | 3 | Houston | YES | -0.000549 | 40 | 0 | 40 |  | 1.005 | Cogen | -1 | 0.010163 | 0 | 0 |  |  |  |  | -0.010163 | 0 |  |  |  |  | 0 | 0
38711 | TNTXCTY1CG8 | 1 | Houston | YES | -0.000549 | 100.3 | 59 | 100.3 | 0 | 1 | Cogen | -1 | 0.010163 | 0 | 0 |  |  |  |  | -0.010163 | 0 |  |  |  |  | 0 | 0
38712 | TNTXCTY2CG8 | 1 | Houston | YES | -0.000549 | 92.9 | 59 | 92.9 | 0 | 1 | Cogen | -1 | 0.010163 | 0 | 0 |  |  |  |  | -0.010163 | 0 |  |  |  |  | 0 | 0
38713 | TNTXCTY3CG8 | 1 | Houston | YES | -0.000549 | 102.7 | 59 | 102.7 | 0 | 1 | Cogen | -1 | 0.010163 | 0 | 0 |  |  |  |  | -0.010163 | 0 |  |  |  |  | 0 | 0
38714 | TNTXCTY4CG8 | 1 | Houston | YES | -0.000549 | 103 | 59 | 103 | 0 | 1 | Cogen | -1 | 0.010163 | 0 | 0 |  |  |  |  | -0.010163 | 0 |  |  |  |  | 0 | 0
39470 | TNDOWCGNSG8 | 1 | Houston | YES | -0.000549 | 32 | 10 | 32 | 0 | 0.985 | Cogen | -1 | 0.010163 | 0 | 0 |  |  |  |  | -0.010163 | 0 |  |  |  |  | 0 | 0
39480 | TNDOWCGNGG8 | 1 | Houston | YES | -0.000549 | 30 | 10 | 30 | 0 | 0.985 | Cogen | -1 | 0.010163 | 0 | 0 |  |  |  |  | -0.010163 | 0 |  |  |  |  | 0 | 0
5111 | CALAVER_JTD1 | 1 | South | YES | -0.000554 | 430 | 80 | 430 | 0 | 1.0138 | LIGCO | -1 | 0.010168 | 0 | 430 |  |  |  |  | -0.010168 | 0 |  |  |  |  | 0 | 0
5112 | CALAVER_JTD2 | 2 | South | YES | -0.000554 | 430 | 80 | 430 | 0 | 1.0138 | LIGCO | -1 | 0.010168 | 0 | 430 |  |  |  |  | -0.010168 | 0 |  |  |  |  | 0 | 0
48510 | AK_GT1__8040 | 1 | Houston | YES | -0.000555 | 33.4 | 8.1 | 34 |  | 1.029 | Cogen | -1 | 0.010169 | 0 | 0 |  |  |  |  | -0.010169 | 0 |  |  |  |  | 0 | 0
48730 | MNS_GT | 1 | Houston | YES | -0.000557 | 43 | 0 | 46.1 |  | 1.029 | Cogen | -1 | 0.010171 | 0 | 0 |  |  |  |  | -0.010171 | 0 |  |  |  |  | 0 | 0
48924 | WAP_GN4_4 | 4 | Houston | YES | -0.000558 | 546 | 217 | 546 | 0 | 1.0362 | GSC | -1 | 0.010172 | 546 | 546 |  |  |  |  | -0.010172 | -5.5539 |  |  |  |  | 0 | 0
48923 | WAP_GN3_3 | 3 | Houston | YES | -0.000558 | 198.4 | 93 | 248 | 0 | 1.0362 | GST | -1 | 0.010172 | 248 | 248 |  |  |  |  | -0.010172 | -2.5227 |  |  |  |  | 0 | 0
48921 | WAP_GN1_1 | 1 | Houston | YES | -0.000558 | 132.8 | 37 | 166 | 0 | 1.0362 | GST | -1 | 0.010172 | 166 | 166 |  |  |  |  | -0.010172 | -1.6885 |  |  |  |  | 0 | 0
48922 | WAP_GN2_2 | 2 | Houston | YES | -0.000558 | 132.8 | 37 | 166 | 0 | 1.0362 | GST | -1 | 0.010172 | 166 | 166 |  |  |  |  | -0.010172 | -1.6885 |  |  |  |  | 0 | 0
48929 | WAPGT21_GT1 | B1 | Houston | YES | -0.000558 | 0 | 0 | 13 |  | 1.05 | GGT | -1 | 0.010172 | 13 | 13 |  |  |  |  | -0.010172 | -0.13224 |  |  |  |  | 0 | 0
48925 | WAP_GN5_5 | 5 | Houston | YES | -0.000558 | 555 | 278 | 654 | 0 | 0.985 | LIGCO | -1 | 0.010172 | 0 | 654 |  |  |  |  | -0.010172 | 0 |  |  |  |  | 0 | 0
48523 | BVE_ST1_GN1 | 3 | Houston | YES | -0.000559 | 252.4 | 0 | 252.4 |  | 1.035 | CC | -1 | 0.010173 | 252.4 | 252.4 |  |  |  |  | -0.010173 | -2.5677 |  |  |  |  | 0 | 0
48521 | BVE_GT1_GT1 | 1 | Houston | YES | -0.000559 | 167.7 | 0 | 167.7 |  | 1.035 | CC | -1 | 0.010173 | 167.7 | 167.7 |  |  |  |  | -0.010173 | -1.706 |  |  |  |  | 0 | 0
48522 | BVE_GT2_5035 | 2 | Houston | YES | -0.000559 | 166.4 | 0 | 166.4 |  | 1.035 | CC | -1 | 0.010173 | 166.4 | 166.4 |  |  |  |  | -0.010173 | -1.6928 |  |  |  |  | 0 | 0
48926 | WAP_GN6_6 | 6 | Houston | YES | -0.000559 | 651 | 280 | 651 |  | 1.035 | LIGCO | -1 | 0.010173 | 0 | 651 |  |  |  |  | -0.010173 | 0 |  |  |  |  | 0 | 0
48927 | WAP_GN7_7 | 7 | Houston | YES | -0.000559 | 564 | 277 | 564 |  | 1.035 | LIGCO | -1 | 0.010173 | 0 | 564 |  |  |  |  | -0.010173 | 0 |  |  |  |  | 0 | 0
48928 | WAP_GN8_8 | 8 | Houston | YES | -0.000559 | 603 | 275 | 603 |  | 1.035 | LIGCO | -1 | 0.010173 | 0 | 603 |  |  |  |  | -0.010173 | 0 |  |  |  |  | 0 | 0
39760 | TNSCLP1___8 | 1 | Houston | YES | -0.000566 | 93.4 | 20 | 116.8 | 0 | 1.04 | Cogen | -1 | 0.01018 | 0 | 0 |  |  |  |  | -0.01018 | 0 |  |  |  |  | 0 | 0
39770 | TNSCLP2___8 | 1 | Houston | YES | -0.000566 | 91.6 | 20 | 114.5 | 0 | 1.04 | Cogen | -1 | 0.01018 | 0 | 0 |  |  |  |  | -0.01018 | 0 |  |  |  |  | 0 | 0
39775 | TNSCLP4___8 | 1 | Houston | YES | -0.000566 | 95.2 | 20 | 119 | 0 | 1.04 | Cogen | -1 | 0.01018 | 0 | 0 |  |  |  |  | -0.01018 | 0 |  |  |  |  | 0 | 0
39790 | TNSCLP3___8 | 1 | Houston | YES | -0.000566 | 87.6 | 20 | 109.5 | 0 | 1.027 | Cogen | -1 | 0.01018 | 0 | 0 |  |  |  |  | -0.01018 | 0 |  |  |  |  | 0 | 0
48520 | BSF_GT1_8070 | 1 | Houston | YES | -0.000567 | 72 | 0 | 72 | 0 | 1.0326 | Cogen | -1 | 0.010181 | 0 | 0 |  |  |  |  | -0.010181 | 0 |  |  |  |  | 0 | 0
48520 | BSF_GT1_8070 | 2 | Houston | YES | -0.000567 | 10 | 0 | 10 | 0 | 1.0326 | Cogen | -1 | 0.010181 | 0 | 0 |  |  |  |  | -0.010181 | 0 |  |  |  |  | 0 | 0
49851 | DOW17000 | 37 | Houston | YES | -0.00057 | 39 | 0 | 62 | 0 | 1 | Cogen | -1 | 0.010184 | 0 | 0 |  |  |  |  | -0.010184 | 0 |  |  |  |  | 0 | 0
49858 | DOW38100 | 31 | Houston | YES | -0.00057 | 45 | 0 | 71.4 |  | 1 | Cogen | -1 | 0.010184 | 0 | 0 |  |  |  |  | -0.010184 | 0 |  |  |  |  | 0 | 0
49859 | DOW38200 | 33 | Houston | YES | -0.00057 | 28 | 0 | 45 | 0 | 1 | Cogen | -1 | 0.010184 | 0 | 0 |  |  |  |  | -0.010184 | 0 |  |  |  |  | 0 | 0
49860 | DOW38300 | 32 | Houston | YES | -0.00057 | 63 | 0 | 101 |  | 1 | Cogen | -1 | 0.010184 | 0 | 0 |  |  |  |  | -0.010184 | 0 |  |  |  |  | 0 | 0
49862 | DOW39100 | 36 | Houston | YES | -0.00057 | 54 | 0 | 86 | 0 | 1 | Cogen | -1 | 0.010184 | 0 | 0 |  |  |  |  | -0.010184 | 0 |  |  |  |  | 0 | 0
49863 | DOW39200 | 35 | Houston | YES | -0.00057 | 55 | 0 | 88 | 0 | 1 | Cogen | -1 | 0.010184 | 0 | 0 |  |  |  |  | -0.010184 | 0 |  |  |  |  | 0 | 0
49865 | DOW41000 | 41 | Houston | YES | -0.00057 | 31 | 0 | 50 |  | 1 | Cogen | -1 | 0.010184 | 0 | 0 |  |  |  |  | -0.010184 | 0 |  |  |  |  | 0 | 0
49866 | DOW42000 | 42 | Houston | YES | -0.00057 | 11 | 0 | 18 |  | 1 | Cogen | -1 | 0.010184 | 0 | 0 |  |  |  |  | -0.010184 | 0 |  |  |  |  | 0 | 0
49869 | DOW49000 | 45 | Houston | YES | -0.00057 | 59 | 0 | 94 |  | 1 | Cogen | -1 | 0.010184 | 0 | 0 |  |  |  |  | -0.010184 | 0 |  |  |  |  | 0 | 0
49870 | DOW61000 | 61 | Houston | YES | -0.00057 | 44 | 0 | 70 | 0 | 1 | Cogen | -1 | 0.010184 | 0 | 0 |  |  |  |  | -0.010184 | 0 |  |  |  |  | 0 | 0
49871 | DOW62000 | 62 | Houston | YES | -0.00057 | 40 | 0 | 63 | 0 | 1 | Cogen | -1 | 0.010184 | 0 | 0 |  |  |  |  | -0.010184 | 0 |  |  |  |  | 0 | 0
49872 | DOW63000 | 63 | Houston | YES | -0.00057 | 45 | 0 | 72 | 0 | 1 | Cogen | -1 | 0.010184 | 0 | 0 |  |  |  |  | -0.010184 | 0 |  |  |  |  | 0 | 0
49873 | DOW64000 | 64 | Houston | YES | -0.00057 | 41 | 0 | 64.8 | 0 | 1 | Cogen | -1 | 0.010184 | 0 | 0 |  |  |  |  | -0.010184 | 0 |  |  |  |  | 0 | 0
49876 | DOW65000 | 65 | Houston | YES | -0.00057 | 63 | 0 | 101 | 0 | 1 | Cogen | -1 | 0.010184 | 0 | 0 |  |  |  |  | -0.010184 | 0 |  |  |  |  | 0 | 0
49877 | DOW66000 | 66 | Houston | YES | -0.00057 | 61 | 0 | 97 | 0 | 1 | Cogen | -1 | 0.010184 | 0 | 0 |  |  |  |  | -0.010184 | 0 |  |  |  |  | 0 | 0
49878 | DOW67000 | 67 | Houston | YES | -0.00057 | 65 | 0 | 103 | 0 | 1 | Cogen | -1 | 0.010184 | 0 | 0 |  |  |  |  | -0.010184 | 0 |  |  |  |  | 0 | 0
49882 | DOW81000 | 81 | Houston | YES | -0.00057 | 47 | 0 | 76 | 0 | 1 | Cogen | -1 | 0.010184 | 0 | 0 |  |  |  |  | -0.010184 | 0 |  |  |  |  | 0 | 0
49884 | DOW82000 | 82 | Houston | YES | -0.00057 | 51 | 0 | 80 | 0 | 1 | Cogen | -1 | 0.010184 | 0 | 0 |  |  |  |  | -0.010184 | 0 |  |  |  |  | 0 | 0
49885 | DOW83000 | 83 | Houston | YES | -0.00057 | 51 | 0 | 80 | 0 | 1 | Cogen | -1 | 0.010184 | 0 | 0 |  |  |  |  | -0.010184 | 0 |  |  |  |  | 0 | 0
49886 | DOW84000 | 84 | Houston | YES | -0.00057 | 107 | 0 | 171 | 0 | 0.98 | Cogen | -1 | 0.010184 | 0 | 0 |  |  |  |  | -0.010184 | 0 |  |  |  |  | 0 | 0
5439 | TUTTL_WBT4G4 | 4 | South | YES | -0.000578 | 151 | 40 | 151 | 0 | 1.012 | GST | -1 | 0.010192 | 151 | 151 |  |  |  |  | -0.010192 | -1.539 |  |  |  |  | 0 | 0
5438 | TUTTL_WBT3G3 | 3 | South | YES | -0.000578 | 95 | 25 | 95 | 0 | 1.012 | GST | -1 | 0.010192 | 95 | 95 |  |  |  |  | -0.010192 | -0.96824 |  |  |  |  | 0 | 0
5436 | TUTTL_WBT1G1 | 1 | South | YES | -0.000578 | 48.8 | 20 | 61 | 0 | 1.012 | GST | -1 | 0.010192 | 61 | 61 |  |  |  |  | -0.010192 | -0.62171 |  |  |  |  | 0 | 0
48911 | TGF_GT1_8000 | 1 | Houston | YES | -0.000579 | 69.2 | 0 | 69.2 |  | 1.029 | Cogen | -1 | 0.010193 | 0 | 0 |  |  |  |  | -0.010193 | 0 |  |  |  |  | 0 | 0
5401 | CALAVER_JKS1 | 1 | South | YES | -0.000582 | 562 | 100 | 562 | 0 | 1.026 | LIGCO | -1 | 0.010196 | 0 | 562 |  |  |  |  | -0.010196 | 0 |  |  |  |  | 0 | 0
5477 | BRA_AVR1_ST | 1 | South | YES | -0.000583 | 174 | 138 | 174 | 0 | 1.025 | CC | -1 | 0.010197 | 174 | 174 |  |  |  |  | -0.010197 | -1.7743 |  |  |  |  | 0 | 0
5476 | BRA_AVR1_CT1 | 1 | South | YES | -0.000583 | 155 | 90 | 155 | 0 | 1.025 | CC | -1 | 0.010197 | 155 | 155 |  |  |  |  | -0.010197 | -1.5805 |  |  |  |  | 0 | 0
5478 | BRA_AVR1_CT2 | 1 | South | YES | -0.000583 | 155 | 90 | 155 | 0 | 1.025 | CC | -1 | 0.010197 | 155 | 155 |  |  |  |  | -0.010197 | -1.5805 |  |  |  |  | 0 | 0
5911 | STP_GN1___1 | 1 | Houston | YES | -0.000585 | 1333 | 1249 | 1333 | 0 | 1.0406 | Nuc | -1 | 0.010199 | 0 | 0 |  |  |  |  | -0.010199 | 0 |  |  |  |  | 0 | 0
5912 | STP_GN2___2 | 2 | Houston | YES | -0.000585 | 1332 | 1249 | 1332 | 0 | 1.0406 | Nuc | -1 | 0.010199 | 0 | 0 |  |  |  |  | -0.010199 | 0 |  |  |  |  | 0 | 0
48733 | CBE_ST12 | 1 | Houston | YES | -0.00059 | 105 | 0 | 105 | 0 | 1.029 | CC | -1 | 0.010204 | 105 | 105 |  |  |  |  | -0.010204 | -1.0714 |  |  |  |  | 0 | 0
48736 | CBE_ST34 | 1 | Houston | YES | -0.00059 | 105 | 0 | 105 | 0 | 1.029 | CC | -1 | 0.010204 | 105 | 105 |  |  |  |  | -0.010204 | -1.0714 |  |  |  |  | 0 | 0
48731 | CBE_GT1 | 1 | Houston | YES | -0.00059 | 76 | 0 | 76 | 0 | 1.029 | CC | -1 | 0.010204 | 76 | 76 |  |  |  |  | -0.010204 | -0.7755 |  |  |  |  | 0 | 0
48732 | CBE_GT2 | 1 | Houston | YES | -0.00059 | 76 | 0 | 76 | 0 | 1.029 | CC | -1 | 0.010204 | 76 | 76 |  |  |  |  | -0.010204 | -0.7755 |  |  |  |  | 0 | 0
48734 | CBE_GT3 | 1 | Houston | YES | -0.00059 | 76 | 0 | 76 | 0 | 1.029 | CC | -1 | 0.010204 | 76 | 76 |  |  |  |  | -0.010204 | -0.7755 |  |  |  |  | 0 | 0
48735 | CBE_GT4 | 1 | Houston | YES | -0.00059 | 76 | 0 | 76 | 0 | 1.029 | CC | -1 | 0.010204 | 76 | 76 |  |  |  |  | -0.010204 | -0.7755 |  |  |  |  | 0 | 0
1327 | WILDHRSE_1G | 1 | West | YES | 0.010106 | 0 | 0 | 120 |  | 1 | Wind | 1 | 0.010235 | 0 | 120 | 1.2127 | 120 |  |  | 0.010235 | 1.2282 |  |  |  |  | 0 | 0
1360 | GUNSIGHT_8 | 1 | West | YES | 0.010114 | 0 | 0 | 120 |  | 1.01 | Wind | 1 | 0.010243 | 0 | 120 | 1.2137 | 120 |  |  | 0.010243 | 1.2291 |  |  |  |  | 0 | 0
1879 | WLFHOLW_3G | 3 | North | YES | -0.000635 | 272.4 | 89.2 | 272.4 | 0 | 1.032 | CC | -1 | 0.010249 | 272.4 | 272.4 |  |  | -0.17297 | 272.4 | -0.010249 | -2.7918 |  |  |  |  | 0 | 0
1877 | WLFHOLW_1G | 1 | North | YES | -0.000635 | 217.3 | 89.2 | 217.3 | 0 | 1.032 | CC | -1 | 0.010249 | 217.3 | 217.3 |  |  | -0.13799 | 217.3 | -0.010249 | -2.2271 |  |  |  |  | 0 | 0
1878 | WLFHOLW_2G | 2 | North | YES | -0.000635 | 215.7 | 105 | 215.7 | 0 | 1.032 | CC | -1 | 0.010249 | 215.7 | 215.7 |  |  | -0.13697 | 215.7 | -0.010249 | -2.2107 |  |  |  |  | 0 | 0
7805 | L_GUADGE1_6Y | 6 | South | YES | -0.000657 | 203 | 30 | 203 | 0 | 1.02 | CC | -1 | 0.010271 | 203 | 203 |  |  |  |  | -0.010271 | -2.085 |  |  |  |  | 0 | 0
7804 | L_GUADGE1_5Y | 5 | South | YES | -0.000657 | 182 | 30 | 182 | 0 | 1.02 | CC | -1 | 0.010271 | 182 | 182 |  |  |  |  | -0.010271 | -1.8693 |  |  |  |  | 0 | 0
7803 | L_GUADGE1_4Y | 4 | South | YES | -0.000657 | 149 | 30 | 149 | 0 | 1.02 | CC | -1 | 0.010271 | 149 | 149 |  |  |  |  | -0.010271 | -1.5304 |  |  |  |  | 0 | 0
7800 | L_GUADGE1_1Y | 1 | South | YES | -0.000657 | 147 | 30 | 147 | 0 | 1.02 | CC | -1 | 0.010271 | 147 | 147 |  |  |  |  | -0.010271 | -1.5098 |  |  |  |  | 0 | 0
7802 | L_GUADGE1_3Y | 3 | South | YES | -0.000657 | 146 | 30 | 146 | 0 | 1.02 | CC | -1 | 0.010271 | 146 | 146 |  |  |  |  | -0.010271 | -1.4996 |  |  |  |  | 0 | 0
7801 | L_GUADGE1_2Y | 2 | South | YES | -0.000657 | 138 | 30 | 138 | 0 | 1.02 | CC | -1 | 0.010271 | 138 | 138 |  |  |  |  | -0.010271 | -1.4174 |  |  |  |  | 0 | 0
8189 | CUECPL2A | 1 | South | YES | -0.000672 | 12 | 0 | 12 | 0 | 1.02 | Cogen | -1 | 0.010286 | 0 | 0 |  |  |  |  | -0.010286 | 0 |  |  |  |  | 0 | 0
7609 | L_SCHUMA8_1Y | 1 | South | YES | -0.000686 | 0 | 0 | 4 |  | 1 | Hydro | -1 | 0.0103 | 0 | 0 |  |  |  |  | -0.0103 | 0 |  |  |  |  | 0 | 0
7813 | L_RIONOG1S1Y | 4 | South | YES | -0.000697 | 293 | 0 | 293 | 0 | 1.02 | CC | -1 | 0.010311 | 293 | 293 |  |  |  |  | -0.010311 | -3.0211 |  |  |  |  | 0 | 0
7812 | L_RIONOG1G3Y | 3 | South | YES | -0.000697 | 154 | 0 | 154 | 0 | 1.02 | CC | -1 | 0.010311 | 154 | 154 |  |  |  |  | -0.010311 | -1.5879 |  |  |  |  | 0 | 0
7810 | L_RIONOG1G1Y | 1 | South | YES | -0.000697 | 148 | 0 | 148 | 0 | 1.02 | CC | -1 | 0.010311 | 148 | 148 |  |  |  |  | -0.010311 | -1.526 |  |  |  |  | 0 | 0
7811 | L_RIONOG1G2Y | 2 | South | YES | -0.000697 | 148 | 0 | 148 | 0 | 1.02 | CC | -1 | 0.010311 | 148 | 148 |  |  |  |  | -0.010311 | -1.526 |  |  |  |  | 0 | 0
1898 | COMCHEPK_1G | 1 | North | YES | -0.000715 | 1217 | 1150 | 1217 | 0 | 1.032 | Nuc | -1 | 0.010329 | 0 | 0 |  |  | 0 | 0 | -0.010329 | 0 |  |  |  |  | 0 | 0
1899 | COMCHEPK_2G | 2 | North | YES | -0.000715 | 1159 | 1128 | 1159 | 0 | 1.032 | Nuc | -1 | 0.010329 | 0 | 0 |  |  | 0 | 0 | -0.010329 | 0 |  |  |  |  | 0 | 0
7605 | L_MCQUEE9_1Y | 1 | South | YES | -0.00073 | 0 | 0 | 2.4 |  | 1.025 | Hydro | -1 | 0.010344 | 0 | 0 |  |  |  |  | -0.010344 | 0 |  |  |  |  | 0 | 0
7605 | L_MCQUEE9_1Y | 2 | South | YES | -0.00073 | 0 | 0 | 2.4 |  | 1.025 | Hydro | -1 | 0.010344 | 0 | 0 |  |  |  |  | -0.010344 | 0 |  |  |  |  | 0 | 0
7605 | L_MCQUEE9_1Y | 3 | South | YES | -0.00073 | 0 | 0 | 2.8 |  | 1.025 | Hydro | -1 | 0.010344 | 0 | 0 |  |  |  |  | -0.010344 | 0 |  |  |  |  | 0 | 0
7017 | L_HAYSEN1_4Y | 4 | South | YES | -0.000737 | 226.7 | 74 | 226.7 | 0 | 1.008 | CC | -1 | 0.010351 | 226.7 | 226.7 |  |  |  |  | -0.010351 | -2.3466 |  |  |  |  | 0 | 0
7015 | L_HAYSEN1_2Y | 2 | South | YES | -0.000737 | 225 | 74 | 225 | 0 | 1.008 | CC | -1 | 0.010351 | 225 | 225 |  |  |  |  | -0.010351 | -2.329 |  |  |  |  | 0 | 0
7016 | L_HAYSEN1_3Y | 3 | South | YES | -0.000737 | 224.6 | 74 | 224.6 | 0 | 1.008 | CC | -1 | 0.010351 | 224.6 | 224.6 |  |  |  |  | -0.010351 | -2.3248 |  |  |  |  | 0 | 0
7014 | L_HAYSEN1_1Y | 1 | South | YES | -0.000737 | 223.9 | 74 | 223.9 | 0 | 1.008 | CC | -1 | 0.010351 | 223.9 | 223.9 |  |  |  |  | -0.010351 | -2.3176 |  |  |  |  | 0 | 0
7624 | L_LAKEWO9_1Y | 1 | South | YES | -0.00074 | 0 | 0 | 2.4 |  | 1 | Hydro | -1 | 0.010354 | 0 | 0 |  |  |  |  | -0.010354 | 0 |  |  |  |  | 0 | 0
7624 | L_LAKEWO9_1Y | 2 | South | YES | -0.00074 | 0 | 0 | 2.4 |  | 1 | Hydro | -1 | 0.010354 | 0 | 0 |  |  |  |  | -0.010354 | 0 |  |  |  |  | 0 | 0
366 | JNSNCNTY802 | 1 | North | YES | -0.000743 | 168 | 20 | 168 | 0 | 1.02 | Cogen | -1 | 0.010357 | 0 | 0 |  |  | 0 | 0 | -0.010357 | 0 |  |  |  |  | 0 | 0
367 | JNSNCNTY802 | 2 | North | YES | -0.000743 | 90 | 20 | 90 | 0 | 1.02 | Cogen | -1 | 0.010357 | 0 | 0 |  |  | 0 | 0 | -0.010357 | 0 |  |  |  |  | 0 | 0
3404 | THOUSE_2G | 2 | North | YES | -0.000746 | 807 | 250 | 807 | 0 | 1.012 | GSC | -1 | 0.01036 | 807 | 807 |  |  | -0.60202 | 807 | -0.01036 | -8.3605 |  |  |  |  | 0 | 0
3403 | THOUSE_1G | 1 | North | YES | -0.000746 | 563 | 200 | 563 | 0 | 1.012 | GSC | -1 | 0.01036 | 563 | 563 |  |  | -0.42 | 563 | -0.01036 | -5.8327 |  |  |  |  | 0 | 0
3417 | LAKE_CRK2_G | 2 | North | YES | -0.000822 | 177.6 | 40 | 222 | 0 | 1.029 | GST | -1 | 0.010436 | 222 | 222 |  |  | -0.18248 | 222 | -0.010436 | -2.3168 |  |  |  |  | 0 | 0
3416 | LAKE_CRK1_G | 1 | North | YES | -0.000822 | 60 | 33 | 75 |  | 1.029 | GST | -1 | 0.010436 | 75 | 75 |  |  | -0.06165 | 75 | -0.010436 | -0.7827 |  |  |  |  | 0 | 0
7010 | L_FPPYD11_1Y | 1 | South | YES | -0.000843 | 547.4 | 200 | 606 | 0 | 1.02 | LIGCO | -1 | 0.010457 | 0 | 606 |  |  |  |  | -0.010457 | 0 |  |  |  |  | 0 | 0
7011 | L_FPPYD11_2Y | 2 | South | YES | -0.000843 | 552.2 | 200 | 598 | 0 | 1.02 | LIGCO | -1 | 0.010457 | 0 | 598 |  |  |  |  | -0.010457 | 0 |  |  |  |  | 0 | 0
7012 | L_FPPYD21_3Y | 3 | South | YES | -0.000843 | 427.5 | 200 | 436 | 0 | 1.02 | LIGCO | -1 | 0.010457 | 0 | 436 |  |  |  |  | -0.010457 | 0 |  |  |  |  | 0 | 0
7487 | L_CANYHY8_1Y | 1 | South | YES | -0.000846 | 0 | 0 | 6 |  | 1 | Hydro | -1 | 0.01046 | 0 | 0 |  |  |  |  | -0.01046 | 0 |  |  |  |  | 0 | 0
7009 | L_LOSTPI1_3Y | 3 | South | YES | -0.000889 | 173.9 | 72 | 175 | 0 | 1 | CC | -1 | 0.010503 | 175 | 175 |  |  |  |  | -0.010503 | -1.838 |  |  |  |  | 0 | 0
7008 | L_LOSTPI1_2Y | 2 | South | YES | -0.000889 | 157.7 | 107 | 160 | 0 | 1 | CC | -1 | 0.010503 | 160 | 160 |  |  |  |  | -0.010503 | -1.6805 |  |  |  |  | 0 | 0
7007 | L_LOSTPI1_1Y | 1 | South | YES | -0.000889 | 158.6 | 110 | 158 | 0 | 1 | CC | -1 | 0.010503 | 158 | 158 |  |  |  |  | -0.010503 | -1.6595 |  |  |  |  | 0 | 0
7303 | L_WPPGS12_1Y | 1 | South | YES | -0.000901 | 50 | 0 | 50 | 0 | 1.025 | GGT | -1 | 0.010515 | 50 | 50 |  |  |  |  | -0.010515 | -0.52575 |  |  |  |  | 0 | 0
7303 | L_WPPGS12_1Y | 2 | South | YES | -0.000901 | 50 | 0 | 50 | 0 | 1.025 | GGT | -1 | 0.010515 | 50 | 50 |  |  |  |  | -0.010515 | -0.52575 |  |  |  |  | 0 | 0
7305 | L_WPPGS34_1Y | 3 | South | YES | -0.000901 | 50 | 0 | 50 | 0 | 1.025 | GGT | -1 | 0.010515 | 50 | 50 |  |  |  |  | -0.010515 | -0.52575 |  |  |  |  | 0 | 0
7305 | L_WPPGS34_1Y | 4 | South | YES | -0.000901 | 50 | 0 | 50 | 0 | 1.025 | GGT | -1 | 0.010515 | 50 | 50 |  |  |  |  | -0.010515 | -0.52575 |  |  |  |  | 0 | 0
13432 | SANDOW_5G | 5 | South | YES | -0.000901 | 581 | 225 | 581 |  | 1.029 | LIGCO | -1 | 0.010515 | 0 | 581 |  |  |  |  | -0.010515 | 0 |  |  |  |  | 0 | 0
7809 | L_BASTEN1_3Y | 1 | South | YES | -0.000906 | 232.6 | 42 | 232.6 | 0 | 1.004 | CC | -1 | 0.01052 | 232.6 | 232.6 |  |  |  |  | -0.01052 | -2.4469 |  |  |  |  | 0 | 0
7807 | L_BASTEN1_1Y | 1 | South | YES | -0.000906 | 152.5 | 83.5 | 152.5 | 0 | 1.004 | CC | -1 | 0.01052 | 152.5 | 152.5 |  |  |  |  | -0.01052 | -1.6043 |  |  |  |  | 0 | 0
7808 | L_BASTEN1_2Y | 1 | South | YES | -0.000906 | 149.5 | 83.5 | 149.5 | 0 | 1.004 | CC | -1 | 0.01052 | 149.5 | 149.5 |  |  |  |  | -0.01052 | -1.5727 |  |  |  |  | 0 | 0
1892 | DECRDOVA_2G | A | North | YES | -0.000961 | 65 | 65 | 70 | 0 | 1.025 | GGT | -1 | 0.010575 | 70 | 70 |  |  | -0.06727 | 70 | -0.010575 | -0.74025 |  |  |  |  | 0 | 0
1893 | DECRDOVA_3G | B | North | YES | -0.000961 | 65 | 65 | 69 | 0 | 1.025 | GGT | -1 | 0.010575 | 69 | 69 |  |  | -0.066309 | 69 | -0.010575 | -0.72967 |  |  |  |  | 0 | 0
1894 | DECRDOVA_4G | C | North | YES | -0.000961 | 65 | 65 | 69 | 0 | 1.025 | GGT | -1 | 0.010575 | 69 | 69 |  |  | -0.066309 | 69 | -0.010575 | -0.72967 |  |  |  |  | 0 | 0
1895 | DECRDOVA_5G | D | North | YES | -0.000961 | 65 | 65 | 68 | 0 | 1.025 | GGT | -1 | 0.010575 | 68 | 68 |  |  | -0.065348 | 68 | -0.010575 | -0.7191 |  |  |  |  | 0 | 0
238 | BOSQUESW505 | 1 | North | YES | -0.000998 | 255 | 0 | 255 | 0 | 1.02 | CC | -1 | 0.010612 | 255 | 255 |  |  | -0.25449 | 255 | -0.010612 | -2.7061 |  |  |  |  | 0 | 0
247 | BOSQUESW501 | 2 | North | YES | -0.000998 | 124.8 | 0 | 156 | 0 | 1.02 | GGT | -1 | 0.010612 | 156 | 156 |  |  | -0.15569 | 156 | -0.010612 | -1.6555 |  |  |  |  | 0 | 0
239 | BOSQUESW502 | 1 | North | YES | -0.000998 | 119.2 | 0 | 149 | 0 | 1.02 | GGT | -1 | 0.010612 | 149 | 149 |  |  | -0.1487 | 149 | -0.010612 | -1.5812 |  |  |  |  | 0 | 0
7006 | L_SIMGID1_3Y | 3 | South | YES | -0.001002 | 324.9 | 60 | 329 | 0 | 1.02 | GST | -1 | 0.010616 | 329 | 329 |  |  |  |  | -0.010616 | -3.4927 |  |  |  |  | 0 | 0
7005 | L_SIMGID1_2Y | 2 | South | YES | -0.001002 | 133 | 32 | 139 | 0 | 1.02 | GST | -1 | 0.010616 | 139 | 139 |  |  |  |  | -0.010616 | -1.4756 |  |  |  |  | 0 | 0
7004 | L_SIMGID1_1Y | 1 | South | YES | -0.001002 | 132 | 40 | 132 | 0 | 1.02 | GST | -1 | 0.010616 | 132 | 132 |  |  |  |  | -0.010616 | -1.4013 |  |  |  |  | 0 | 0
3432 | SANDOW_4G | 4 | South | YES | -0.00102 | 580 | 225 | 580 |  | 1.029 | LIGCO | -1 | 0.010634 | 0 | 580 |  |  |  |  | -0.010634 | 0 |  |  |  |  | 0 | 0
9020 | SANDHG5A | 5A | South | YES | -0.001108 | 150 | 84 | 155 | 0 | 1.0175 | CC | -1 | 0.010722 | 155 | 155 |  |  |  |  | -0.010722 | -1.6619 |  |  |  |  | 0 | 0
9021 | SANDHG5C | 5C | South | YES | -0.001108 | 140 | 0 | 148 | 0 | 1.0175 | CC | -1 | 0.010722 | 148 | 148 |  |  |  |  | -0.010722 | -1.5869 |  |  |  |  | 0 | 0
9016 | SANDH_G1 | 1 | South | YES | -0.001108 | 45 | 2 | 49 | 0 | 1.0175 | GGT | -1 | 0.010722 | 49 | 49 |  |  |  |  | -0.010722 | -0.52538 |  |  |  |  | 0 | 0
9019 | SANDH_G4 | 4 | South | YES | -0.001108 | 0 | 2 | 47 |  | 1.0175 | GGT | -1 | 0.010722 | 47 | 47 |  |  |  |  | -0.010722 | -0.50393 |  |  |  |  | 0 | 0
9017 | SANDH_G2 | 2 | South | YES | -0.001108 | 45 | 2 | 46 | 0 | 1.0175 | GGT | -1 | 0.010722 | 46 | 46 |  |  |  |  | -0.010722 | -0.49321 |  |  |  |  | 0 | 0
9018 | SANDH_G3 | 3 | South | YES | -0.001108 | 45 | 2 | 46 | 0 | 1.0175 | GGT | -1 | 0.010722 | 46 | 46 |  |  |  |  | -0.010722 | -0.49321 |  |  |  |  | 0 | 0
9005 | DECKR_G6 | 6 | South | YES | -0.001121 | 44 | 24 | 47 | 0 | 1.015 | GGT | -1 | 0.010735 | 47 | 47 |  |  |  |  | -0.010735 | -0.50454 |  |  |  |  | 0 | 0
9003 | DECKR_G4 | 4 | South | YES | -0.001121 | 44 | 24 | 44 | 0 | 1.015 | GGT | -1 | 0.010735 | 44 | 44 |  |  |  |  | -0.010735 | -0.47234 |  |  |  |  | 0 | 0
9004 | DECKR_G5 | 5 | South | YES | -0.001121 | 44 | 24 | 44 | 0 | 1.015 | GGT | -1 | 0.010735 | 44 | 44 |  |  |  |  | -0.010735 | -0.47234 |  |  |  |  | 0 | 0
9002 | DECKR_G3 | 3 | South | YES | -0.001121 | 0 | 24 | 42 |  | 1.015 | GGT | -1 | 0.010735 | 42 | 42 |  |  |  |  | -0.010735 | -0.45087 |  |  |  |  | 0 | 0
9001 | DECKR_G2 | 2 | South | YES | -0.001128 | 400 | 50 | 426 | 0 | 1.015 | GST | -1 | 0.010742 | 426 | 426 |  |  |  |  | -0.010742 | -4.5761 |  |  |  |  | 0 | 0
9000 | DECKR_G1 | 1 | South | YES | -0.001128 | 280 | 50 | 321 | 0 | 1.015 | GST | -1 | 0.010742 | 321 | 321 |  |  |  |  | -0.010742 | -3.4482 |  |  |  |  | 0 | 0
7020 | L_AUSTPL1_1Y | 1 | South | YES | -0.001161 | 0 | 0 | 8 |  | 1 | Hydro | -1 | 0.010775 | 0 | 0 |  |  |  |  | -0.010775 | 0 |  |  |  |  | 0 | 0
7020 | L_AUSTPL1_1Y | 2 | South | YES | -0.001161 | 0 | 0 | 8 |  | 1 | Hydro | -1 | 0.010775 | 0 | 0 |  |  |  |  | -0.010775 | 0 |  |  |  |  | 0 | 0
76031 | L_GASCCR1_1N | W1 | West | YES | 0.010707 | 30 | 0 | 150 | 0 | 1.02 | Wind | 1 | 0.010836 | 0 | 150 | 1.606 | 150 |  |  | 0.010836 | 1.6253 |  |  |  |  | 0 | 0
244 | WHITNYDM01 | 1 | North | YES | -0.001369 | 15 | 0 | 15 | 0 | 1.035 | Hydro | -1 | 0.010983 | 0 | 0 |  |  | 0 | 0 | -0.010983 | 0 |  |  |  |  | 0 | 0
245 | WHITNYDM02 | 2 | North | YES | -0.001369 | 15 | 0 | 15 | 0 | 1.035 | Hydro | -1 | 0.010983 | 0 | 0 |  |  | 0 | 0 | -0.010983 | 0 |  |  |  |  | 0 | 0
251 | BOSQUESW803 | 2 | North | YES | -0.001381 | 150 | 0 | 150 | 0 | 1.032 | CC | -1 | 0.010995 | 150 | 150 |  |  | -0.20715 | 150 | -0.010995 | -1.6492 |  |  |  |  | 0 | 0
253 | BOSQUESW804 | 2 | North | YES | -0.001381 | 80 | 0 | 80 | 0 | 1.032 | CC | -1 | 0.010995 | 80 | 80 |  |  | -0.11048 | 80 | -0.010995 | -0.8796 |  |  |  |  | 0 | 0
76091 | L_DIVIDE1_1N | W1 | West | YES | 0.011017 | 22.5 | 0 | 112.5 |  | 1.02 | Wind | 1 | 0.011146 | 0 | 112.5 | 1.2394 | 112.5 |  |  | 0.011146 | 1.2539 |  |  |  |  | 0 | 0
76095 | L_CAPRSI1_1N | W1 | West | YES | 0.011017 | 29.9 | 0 | 149.5 | 0 | 1.02 | Wind | 1 | 0.011146 | 0 | 149.5 | 1.647 | 149.5 |  |  | 0.011146 | 1.6663 |  |  |  |  | 0 | 0
76096 | L_CAPRSI1_2N | W1 | West | YES | 0.011017 | 37.2 | 0 | 186 | 0 | 1.02 | Wind | 1 | 0.011146 | 0 | 186 | 2.0492 | 186 |  |  | 0.011146 | 2.0731 |  |  |  |  | 0 | 0
76097 | L_CAPRGE1_1N | W1 | West | YES | 0.011017 | 42.9 | 0 | 214.5 | 0 | 1.02 | Wind | 1 | 0.011146 | 0 | 214.5 | 2.3631 | 214.5 |  |  | 0.011146 | 2.3907 |  |  |  |  | 0 | 0
7031 | L_MARSFO1G1Y | 1 | South | YES | -0.001564 | 0 | 0 | 36 |  | 1 | Hydro | -1 | 0.011178 | 0 | 0 |  |  |  |  | -0.011178 | 0 |  |  |  |  | 0 | 0
7032 | L_MARSFO1G2Y | 2 | South | YES | -0.001564 | 0 | 0 | 35 |  | 1 | Hydro | -1 | 0.011178 | 0 | 0 |  |  |  |  | -0.011178 | 0 |  |  |  |  | 0 | 0
7033 | L_MARSFO1G3Y | 3 | South | YES | -0.001564 | 0 | 0 | 36 |  | 1 | Hydro | -1 | 0.011178 | 0 | 0 |  |  |  |  | -0.011178 | 0 |  |  |  |  | 0 | 0
334 | RWMILLER03 | 3 | North | YES | -0.001941 | 166.4 | 65 | 208 | 0 | 1.04 | GST | -1 | 0.011555 | 208 | 208 |  |  | -0.40373 | 208 | -0.011555 | -2.4034 |  |  |  |  | 0 | 0
333 | RWMILLER02 | 2 | North | YES | -0.001941 | 95.2 | 37 | 119 | 0 | 1.04 | GST | -1 | 0.011555 | 119 | 119 |  |  | -0.23098 | 119 | -0.011555 | -1.375 |  |  |  |  | 0 | 0
335 | RWMILLER04 | 4 | North | YES | -0.001941 | 81.6 | 0 | 102 | 0 | 1.04 | GST | -1 | 0.011555 | 102 | 102 |  |  | -0.19798 | 102 | -0.011555 | -1.1786 |  |  |  |  | 0 | 0
336 | RWMILLER05 | 5 | North | YES | -0.001941 | 80.8 | 0 | 101 | 0 | 1.04 | GST | -1 | 0.011555 | 101 | 101 |  |  | -0.19604 | 101 | -0.011555 | -1.1671 |  |  |  |  | 0 | 0
332 | RWMILLER01 | 1 | North | YES | -0.001941 | 58.4 | 18.5 | 73 | 0 | 1.04 | GST | -1 | 0.011555 | 73 | 73 |  |  | -0.14169 | 73 | -0.011555 | -0.84351 |  |  |  |  | 0 | 0
1320 | BSP 1 | 1 | West | YES | 0.011526 | 25.5 | 2.9 | 25.8 | 0 | 1 | Cogen | 1 | 0.011655 | 0 | 0 | 0 | 0 |  |  | 0.011655 | 0 |  |  |  |  | 0 | 0
60007 | KING_SW1A | 1 | West | YES | 0.011551 | 20 | 0 | 80 |  | 1.03 | Wind | 1 | 0.01168 | 0 | 80 | 0.92408 | 80 |  |  | 0.01168 | 0.93437 |  |  |  |  | 0 | 0
60019 | KING_NW1A | 1 | West | YES | 0.011551 | 20 | 0 | 80 |  | 1.03 | Wind | 1 | 0.01168 | 0 | 80 | 0.92408 | 80 |  |  | 0.01168 | 0.93437 |  |  |  |  | 0 | 0
60201 | RIO DRCS | F | West | YES | 0.011574 | 0 | 0 | 0 | 0 | 1.025 | AVR | 1 | 0.011703 | 0 | 0 | 0 | 0 |  |  | 0.011703 | 0 |  |  |  |  | 0 | 0
60005 | KING_SE1A | 1 | West | YES | 0.011618 | 10 | 0 | 40 |  | 1.035 | Wind | 1 | 0.011747 | 0 | 40 | 0.46472 | 40 |  |  | 0.011747 | 0.46987 |  |  |  |  | 0 | 0
6016 | SWMESA | 1 | West | YES | 0.011618 | 18.8 | 0 | 75 |  | 1.03 | Wind | 1 | 0.011747 | 0 | 75 | 0.87135 | 75 |  |  | 0.011747 | 0.881 |  |  |  |  | 0 | 0
60003 | KING_NE1A | 1 | West | YES | 0.011618 | 20 | 0 | 80 |  | 1.03 | Wind | 1 | 0.011747 | 0 | 80 | 0.92944 | 80 |  |  | 0.011747 | 0.93973 |  |  |  |  | 0 | 0
60016 | WOODWRD11A | 1 | West | YES | 0.011624 | 20 | 0 | 80 |  | 1.033 | Wind | 1 | 0.011753 | 0 | 80 | 0.92992 | 80 |  |  | 0.011753 | 0.94021 |  |  |  |  | 0 | 0
38332 | TNWDWRDU2_8 | 1 | West | YES | 0.011627 | 20 | 0 | 80 | 0 | 1.0232 | Wind | 1 | 0.011756 | 0 | 80 | 0.93016 | 80 |  |  | 0.011756 | 0.94045 |  |  |  |  | 0 | 0
38437 | TNSRBNMESA9 | 1 | West | YES | 0.011643 | 37.5 | 0 | 150 | 0 | 1.02 | Wind | 1 | 0.011772 | 0 | 150 | 1.7465 | 150 |  |  | 0.011772 | 1.7657 |  |  |  |  | 0 | 0
7028 | L_MARBFA1_1Y | 1 | South | YES | -0.002183 | 0 | 0 | 18 |  | 1 | Hydro | -1 | 0.011797 | 0 | 0 |  |  |  |  | -0.011797 | 0 |  |  |  |  | 0 | 0
7029 | L_MARBFA1_2Y | 2 | South | YES | -0.002183 | 0 | 0 | 18 |  | 1 | Hydro | -1 | 0.011797 | 0 | 0 |  |  |  |  | -0.011797 | 0 |  |  |  |  | 0 | 0
7000 | L_FERGUS1_1Y | 1 | South | YES | -0.002482 | 400 | 65 | 423.3 | 0 | 1.015 | GSC | -1 | 0.012096 | 423.3 | 423.3 |  |  |  |  | -0.012096 | -5.1202 |  |  |  |  | 0 | 0
60017 | ORNNWP1 | 1 | West | YES | 0.012073 | 20 | 0 | 80 |  | 1.027 | Wind | 1 | 0.012202 | 0 | 80 | 0.96584 | 80 |  |  | 0.012202 | 0.97613 |  |  |  |  | 0 | 0
7035 | L_WIRTZ_1G1Y | 1 | South | YES | -0.002611 | 0 | 0 | 29 |  | 1 | Hydro | -1 | 0.012225 | 0 | 0 |  |  |  |  | -0.012225 | 0 |  |  |  |  | 0 | 0
7036 | L_WIRTZ_1G2Y | 2 | South | YES | -0.002611 | 0 | 0 | 29.7 |  | 1 | Hydro | -1 | 0.012225 | 0 | 0 |  |  |  |  | -0.012225 | 0 |  |  |  |  | 0 | 0
60018 | DSKY1 | 1 | West | YES | 0.012218 | 21 | 0 | 84 | 0 | 1.023 | Wind | 1 | 0.012347 | 0 | 84 | 1.0263 | 84 |  |  | 0.012347 | 1.0371 |  |  |  |  | 0 | 0
60000 | DSKY2 | 1 | West | YES | 0.012353 | 19.1 | 0 | 76.5 |  | 1.039 | Wind | 1 | 0.012482 | 0 | 76.5 | 0.945 | 76.5 |  |  | 0.012482 | 0.95485 |  |  |  |  | 0 | 0
7026 | L_INKSDA1_1Y | 1 | South | YES | -0.003211 | 0 | 0 | 13.7 |  | 1 | Hydro | -1 | 0.012825 | 0 | 0 |  |  |  |  | -0.012825 | 0 |  |  |  |  | 0 | 0
7022 | L_BUCHAN1_1Y | 1 | South | YES | -0.004186 | 0 | 0 | 18 |  | 1 | Hydro | -1 | 0.0138 | 0 | 0 |  |  |  |  | -0.0138 | 0 |  |  |  |  | 0 | 0
7023 | L_BUCHAN1_2Y | 2 | South | YES | -0.004186 | 0 | 0 | 18 |  | 1 | Hydro | -1 | 0.0138 | 0 | 0 |  |  |  |  | -0.0138 | 0 |  |  |  |  | 0 | 0
7024 | L_BUCHAN1_3Y | 3 | South | YES | -0.004186 | 0 | 0 | 15 |  | 1 | Hydro | -1 | 0.0138 | 0 | 0 |  |  |  |  | -0.0138 | 0 |  |  |  |  | 0 | 0
60202 | FRNDDRCS | F | West | YES | 0.014388 | 0 | 0 | 0 | 0 | 0.9985 | AVR | 1 | 0.014517 | 0 | 0 | 0 | 0 |  |  | 0.014517 | 0 |  |  |  |  | 0 | 0
1349 | WESTXWIN_1G | 1 | West | YES | 0.014689 | 1.3 | 0 | 6.6 |  | 1.014 | Wind | 1 | 0.014818 | 0 | 6.6 | 0.096947 | 6.6 |  |  | 0.014818 | 0.097797 |  |  |  |  | 0 | 0
1350 | NWPWRG1_1G | 1 | West | YES | 0.014689 | 6.9 | 1 | 34.3 |  | 1.014 | Wind | 1 | 0.014818 | 0 | 34.3 | 0.50383 | 34.3 |  |  | 0.014818 | 0.50825 |  |  |  |  | 0 | 0
1643 | SLSTR1PP_1G | 1 | North | YES | -0.006269 | 6 | 0 | 60 | 0 | 1.022 | Wind | -1 | 0.015883 | 0 | 60 |  |  | 0 | 0 | -0.015883 | 0 |  |  |  |  | 0 | 0
60057 | CALLAHAN1A | 1 | West | YES | 0.022675 | 22.8 | 0 | 114 | 0 | 1.04 | Wind | 1 | 0.022804 | 0 | 114 | 2.585 | 114 |  |  | 0.022804 | 2.5996 |  |  |  |  | 0 | 0
[26 empty] | 0 | 0
[26 empty] | 0 | 0
[26 empty] | 0 | 0
[26 empty] | 0 | 0
[26 empty] | 0 | 0
[26 empty] | 0 | 0
[26 empty] | 0 | 0
[26 empty] | 0 | 0
[26 empty] | 0 | 0
[26 empty] | 0 | 0
[26 empty] | 0 | 0
[26 empty] | 0 | 0
[26 empty] | 0 | 0
[26 empty] | 0 | 0
[26 empty] | 0 | 0
[26 empty] | 0 | 0
[26 empty] | 0 | 0
[26 empty] | 0 | 0
[26 empty] | 0 | 0
[26 empty] | 0 | 0
[26 empty] | 0 | 0
[26 empty] | 0 | 0
[26 empty] | 0 | 0
[26 empty] | 0 | 0
[26 empty] | 0 | 0
[26 empty] | 0 | 0
[26 empty] | 0 | 0
[26 empty] | 0 | 0
[26 empty] | 0 | 0
[26 empty] | 0 | 0
[26 empty] | 0 | 0
[26 empty] | 0 | 0
[26 empty] | 0 | 0
[26 empty] | 0 | 0
[26 empty] | 0 | 0
[26 empty] | 0 | 0
[26 empty] | 0 | 0
[26 empty] | 0 | 0
[26 empty] | 0 | 0
[26 empty] | 0 | 0
[26 empty] | 0 | 0
[26 empty] | 0 | 0
[26 empty] | 0 | 0
[26 empty] | 0 | 0
[26 empty] | 0 | 0
[26 empty] | 0 | 0
[26 empty] | 0 | 0
[26 empty] | 0 | 0
[26 empty] | 0 | 0
[26 empty] | 0 | 0
[26 empty] | 0 | 0
[26 empty] | 0 | 0
[26 empty] | 0 | 0
[26 empty] | 0 | 0
[26 empty] | 0 | 0
[26 empty] | 0 | 0
[26 empty] | 0 | 0
[26 empty] | 0 | 0
[26 empty] | 0 | 0
[26 empty] | 0 | 0
[26 empty] | 0 | 0
[26 empty] | 0 | 0
[26 empty] | 0 | 0
[26 empty] | 0 | 0
[26 empty] | 0 | 0
[26 empty] | 0 | 0
[26 empty] | 0 | 0
[26 empty] | 0 | 0
[26 empty] | 0 | 0
[26 empty] | 0 | 0
[26 empty] | 0 | 0
[26 empty] | 0 | 0
[26 empty] | 0 | 0
[26 empty] | 0 | 0
[26 empty] | 0 | 0
[26 empty] | 0 | 0
[26 empty] | 0 | 0
[26 empty] | 0 | 0
[26 empty] | 0 | 0
[26 empty] | 0 | 0
[26 empty] | 0 | 0
[26 empty] | 0 | 0
[26 empty] | 0 | 0
[26 empty] | 0 | 0
[26 empty] | 0 | 0
[26 empty] | 0 | 0
[26 empty] | 0 | 0
[26 empty] | 0 | 0
[26 empty] | 0 | 0
[26 empty] | 0 | 0
[26 empty] | 0 | 0
[26 empty] | 0 | 0
[26 empty] | 0 | 0
[26 empty] | 0 | 0
[26 empty] | 0 | 0
[26 empty] | 0 | 0
[26 empty] | 0 | 0
[26 empty] | 0 | 0
[26 empty] | 0 | 0
[26 empty] | 0 | 0
[26 empty] | 0 | 0
[26 empty] | 0 | 0
[26 empty] | 0 | 0
[26 empty] | 0 | 0
[26 empty] | 0 | 0
[26 empty] | 0 | 0
[26 empty] | 0 | 0
[26 empty] | 0 | 0
[26 empty] | 0 | 0
[26 empty] | 0 | 0
[26 empty] | 0 | 0
[26 empty] | 0 | 0
[26 empty] | 0 | 0
[26 empty] | 0 | 0
[26 empty] | 0 | 0
[26 empty] | 0 | 0
[26 empty] | 0 | 0
[26 empty] | 0 | 0
[26 empty] | 0 | 0
[26 empty] | 0 | 0
[26 empty] | 0 | 0
[26 empty] | 0 | 0
[26 empty] | 0 | 0
[26 empty] | 0 | 0
[26 empty] | 0 | 0
[26 empty] | 0 | 0
[26 empty] | 0 | 0
[26 empty] | 0 | 0
[26 empty] | 0 | 0
[26 empty] | 0 | 0
[26 empty] | 0 | 0
[26 empty] | 0 | 0
[26 empty] | 0 | 0
[26 empty] | 0 | 0
[26 empty] | 0 | 0
[26 empty] | 0 | 0
[26 empty] | 0 | 0
[26 empty] | 0 | 0
[26 empty] | 0 | 0
[26 empty] | 0 | 0
[26 empty] | 0 | 0
[26 empty] | 0 | 0
[26 empty] | 0 | 0
[26 empty] | 0 | 0
[26 empty] | 0 | 0
[26 empty] | 0 | 0
[26 empty] | 0 | 0
[26 empty] | 0 | 0
[26 empty] | 0 | 0
[26 empty] | 0 | 0
[26 empty] | 0 | 0
[26 empty] | 0 | 0
[26 empty] | 0 | 0
[26 empty] | 0 | 0
[26 empty] | 0 | 0
[26 empty] | 0 | 0
[26 empty] | 0 | 0
[26 empty] | 0 | 0
[26 empty] | 0 | 0
[26 empty] | 0 | 0
[26 empty] | 0 | 0
[26 empty] | 0 | 0
[26 empty] | 0 | 0
[26 empty] | 0 | 0
[26 empty] | 0 | 0
[26 empty] | 0 | 0
[26 empty] | 0 | 0
[26 empty] | 0 | 0
[26 empty] | 0 | 0
[26 empty] | 0 | 0
[26 empty] | 0 | 0
[26 empty] | 0 | 0
[26 empty] | 0 | 0
[26 empty] | 0 | 0
[26 empty] | 0 | 0
[26 empty] | 0 | 0
[26 empty] | 0 | 0
[26 empty] | 0 | 0
[26 empty] | 0 | 0
[26 empty] | 0 | 0
[26 empty] | 0 | 0
[26 empty] | 0 | 0
[26 empty] | 0 | 0
[26 empty] | 0 | 0
[26 empty] | 0 | 0
[26 empty] | 0 | 0
[26 empty] | 0 | 0
[26 empty] | 0 | 0
[26 empty] | 0 | 0
[26 empty] | 0 | 0
[26 empty] | 0 | 0
[26 empty] | 0 | 0
[26 empty] | 0 | 0
[26 empty] | 0 | 0
[26 empty] | 0 | 0
[26 empty] | 0 | 0
[26 empty] | 0 | 0
[26 empty] | 0 | 0
[26 empty] | 0 | 0
[26 empty] | 0 | 0
[26 empty] | 0 | 0
[26 empty] | 0 | 0
[26 empty] | 0 | 0
[26 empty] | 0 | 0
[26 empty] | 0 | 0
[26 empty] | 0 | 0
[26 empty] | 0 | 0
[26 empty] | 0 | 0
[26 empty] | 0 | 0
[26 empty] | 0 | 0
[26 empty] | 0 | 0
[26 empty] | 0 | 0
[26 empty] | 0 | 0
[26 empty] | 0 | 0
[26 empty] | 0 | 0
[26 empty] | 0 | 0
[26 empty] | 0 | 0
[26 empty] | 0 | 0
[26 empty] | 0 | 0
[26 empty] | 0 | 0
[26 empty] | 0 | 0
[26 empty] | 0 | 0
[26 empty] | 0 | 0
[26 empty] | 0 | 0
[26 empty] | 0 | 0
[26 empty] | 0 | 0
[26 empty] | 0 | 0
[26 empty] | 0 | 0
[26 empty] | 0 | 0
[26 empty] | 0 | 0
[26 empty] | 0 | 0
[26 empty] | 0 | 0
[26 empty] | 0 | 0
[26 empty] | 0 | 0
[26 empty] | 0 | 0
[26 empty] | 0 | 0
[26 empty] | 0 | 0
[26 empty] | 0 | 0
[26 empty] | 0 | 0
[26 empty] | 0 | 0
[26 empty] | 0 | 0
[26 empty] | 0 | 0
[26 empty] | 0 | 0
[26 empty] | 0 | 0
[26 empty] | 0 | 0
[26 empty] | 0 | 0
[26 empty] | 0 | 0
[26 empty] | 0 | 0
[26 empty] | 0 | 0
[26 empty] | 0 | 0
[26 empty] | 0 | 0
[26 empty] | 0 | 0
[26 empty] | 0 | 0
[26 empty] | 0 | 0
[26 empty] | 0 | 0
[26 empty] | 0 | 0
[26 empty] | 0 | 0
[26 empty] | 0 | 0
[26 empty] | 0 | 0
[26 empty] | 0 | 0
[26 empty] | 0 | 0
[26 empty] | 0 | 0
[26 empty] | 0 | 0
[26 empty] | 0 | 0
[26 empty] | 0 | 0
[26 empty] | 0 | 0
[26 empty] | 0 | 0
[26 empty] | 0 | 0
[26 empty] | 0 | 0
[26 empty] | 0 | 0
[26 empty] | 0 | 0
[26 empty] | 0 | 0
[26 empty] | 0 | 0
[26 empty] | 0 | 0
[26 empty] | 0 | 0
[26 empty] | 0 | 0
[26 empty] | 0 | 0
[26 empty] | 0 | 0
[26 empty] | 0 | 0
[26 empty] | 0 | 0
[26 empty] | 0 | 0
[26 empty] | 0 | 0
[26 empty] | 0 | 0
[26 empty] | 0 | 0
[26 empty] | 0 | 0
[26 empty] | 0 | 0
[26 empty] | 0 | 0
[26 empty] | 0 | 0
[26 empty] | 0 | 0
[26 empty] | 0 | 0
[26 empty] | 0 | 0
[26 empty] | 0 | 0
[26 empty] | 0 | 0
[26 empty] | 0 | 0
[26 empty] | 0 | 0
[26 empty] | 0 | 0
[26 empty] | 0 | 0
[26 empty] | 0 | 0
[26 empty] | 0 | 0
[26 empty] | 0 | 0
[26 empty] | 0 | 0
[26 empty] | 0 | 0
[26 empty] | 0 | 0
[26 empty] | 0 | 0
[26 empty] | 0 | 0
[26 empty] | 0 | 0
[26 empty] | 0 | 0
[26 empty] | 0 | 0
[26 empty] | 0 | 0
[26 empty] | 0 | 0
[26 empty] | 0 | 0
[26 empty] | 0 | 0
[26 empty] | 0 | 0
[26 empty] | 0 | 0
[26 empty] | 0 | 0
[26 empty] | 0 | 0
[26 empty] | 0 | 0
[26 empty] | 0 | 0
[26 empty] | 0 | 0
[26 empty] | 0 | 0
[26 empty] | 0 | 0
[26 empty] | 0 | 0
[26 empty] | 0 | 0
[26 empty] | 0 | 0
[26 empty] | 0 | 0
[26 empty] | 0 | 0
[26 empty] | 0 | 0
[26 empty] | 0 | 0
[26 empty] | 0 | 0
[26 empty] | 0 | 0
[26 empty] | 0 | 0
[26 empty] | 0 | 0
[26 empty] | 0 | 0
[26 empty] | 0 | 0
[26 empty] | 0 | 0
[26 empty] | 0 | 0
[26 empty] | 0 | 0
[26 empty] | 0 | 0
[26 empty] | 0 | 0
[26 empty] | 0 | 0
[26 empty] | 0 | 0
[26 empty] | 0 | 0
[26 empty] | 0 | 0
[26 empty] | 0 | 0
[26 empty] | 0 | 0
[26 empty] | 0 | 0
[26 empty] | 0 | 0
[26 empty] | 0 | 0
[26 empty] | 0 | 0
[26 empty] | 0 | 0
[26 empty] | 0 | 0
[26 empty] | 0 | 0
[26 empty] | 0 | 0
[26 empty] | 0 | 0
[26 empty] | 0 | 0
[26 empty] | 0 | 0
[26 empty] | 0 | 0
[26 empty] | 0 | 0
[26 empty] | 0 | 0
[26 empty] | 0 | 0
[26 empty] | 0 | 0
[26 empty] | 0 | 0
[26 empty] | 0 | 0
[26 empty] | 0 | 0
[26 empty] | 0 | 0
[26 empty] | 0 | 0
[26 empty] | 0 | 0
[26 empty] | 0 | 0
[26 empty] | 0 | 0
[26 empty] | 0 | 0
[26 empty] | 0 | 0
[26 empty] | 0 | 0
[26 empty] | 0 | 0
[26 empty] | 0 | 0
[26 empty] | 0 | 0
[26 empty] | 0 | 0
[26 empty] | 0 | 0
[26 empty] | 0 | 0
[26 empty] | 0 | 0
[26 empty] | 0 | 0
[26 empty] | 0 | 0
[26 empty] | 0 | 0
[26 empty] | 0 | 0
[26 empty] | 0 | 0
[26 empty] | 0 | 0
[26 empty] | 0 | 0
[26 empty] | 0 | 0
[26 empty] | 0 | 0
[26 empty] | 0 | 0
[26 empty] | 0 | 0
[26 empty] | 0 | 0
[26 empty] | 0 | 0
[26 empty] | 0 | 0
[26 empty] | 0 | 0
[26 empty] | 0 | 0
[26 empty] | 0 | 0
[26 empty] | 0 | 0
[26 empty] | 0 | 0
[26 empty] | 0 | 0
[26 empty] | 0 | 0
[26 empty] | 0 | 0
[26 empty] | 0 | 0
[26 empty] | 0 | 0
[26 empty] | 0 | 0
[26 empty] | 0 | 0
[26 empty] | 0 | 0
[26 empty] | 0 | 0
[26 empty] | 0 | 0
[26 empty] | 0 | 0
[26 empty] | 0 | 0
[26 empty] | 0 | 0
[26 empty] | 0 | 0
[26 empty] | 0 | 0
[26 empty] | 0 | 0
[26 empty] | 0 | 0
[26 empty] | 0 | 0
[26 empty] | 0 | 0
[26 empty] | 0 | 0
[26 empty] | 0 | 0
[26 empty] | 0 | 0
[26 empty] | 0 | 0
[26 empty] | 0 | 0
[26 empty] | 0 | 0
[26 empty] | 0 | 0
[26 empty] | 0 | 0
[26 empty] | 0 | 0
[26 empty] | 0 | 0
[26 empty] | 0 | 0
[26 empty] | 0 | 0
[26 empty] | 0 | 0
[26 empty] | 0 | 0
[26 empty] | 0 | 0
[26 empty] | 0 | 0
[26 empty] | 0 | 0
[26 empty] | 0 | 0
[26 empty] | 0 | 0
[26 empty] | 0 | 0
[26 empty] | 0 | 0
[26 empty] | 0 | 0
[26 empty] | 0 | 0
[26 empty] | 0 | 0
[26 empty] | 0 | 0
[26 empty] | 0 | 0
[26 empty] | 0 | 0
[26 empty] | 0 | 0
[26 empty] | 0 | 0
[26 empty] | 0 | 0
[26 empty] | 0 | 0
[26 empty] | 0 | 0
[26 empty] | 0 | 0
[26 empty] | 0 | 0
[26 empty] | 0 | 0
[26 empty] | 0 | 0
[26 empty] | 0 | 0
[26 empty] | 0 | 0
[26 empty] | 0 | 0
[26 empty] | 0 | 0
[26 empty] | 0 | 0
[26 empty] | 0 | 0
[26 empty] | 0 | 0
[26 empty] | 0 | 0
[26 empty] | 0 | 0
[26 empty] | 0 | 0
[26 empty] | 0 | 0
[26 empty] | 0 | 0
[26 empty] | 0 | 0
[26 empty] | 0 | 0
[26 empty] | 0 | 0
[26 empty] | 0 | 0
[26 empty] | 0 | 0
[26 empty] | 0 | 0
[26 empty] | 0 | 0
[26 empty] | 0 | 0
[26 empty] | 0 | 0
[26 empty] | 0 | 0
[26 empty] | 0 | 0
[26 empty] | 0 | 0
[26 empty] | 0 | 0
[26 empty] | 0 | 0
[26 empty] | 0 | 0
[26 empty] | 0 | 0
[26 empty] | 0 | 0
[26 empty] | 0 | 0
[26 empty] | 0 | 0
[26 empty] | 0 | 0
[26 empty] | 0 | 0
[26 empty] | 0 | 0
[26 empty] | 0 | 0
[26 empty] | 0 | 0
[26 empty] | 0 | 0
[26 empty] | 0 | 0
[26 empty] | 0 | 0
[26 empty] | 0 | 0
[26 empty] | 0 | 0
[26 empty] | 0 | 0
[26 empty] | 0 | 0
[26 empty] | 0 | 0
[26 empty] | 0 | 0
[26 empty] | 0 | 0
[26 empty] | 0 | 0
[26 empty] | 0 | 0
[26 empty] | 0 | 0
[26 empty] | 0 | 0
[26 empty] | 0 | 0
[26 empty] | 0 | 0
[26 empty] | 0 | 0
[26 empty] | 0 | 0
[26 empty] | 0 | 0
[26 empty] | 0 | 0
[26 empty] | 0 | 0
[26 empty] | 0 | 0
[26 empty] | 0 | 0
[26 empty] | 0 | 0
[26 empty] | 0 | 0
[26 empty] | 0 | 0
[26 empty] | 0 | 0
[26 empty] | 0 | 0
[26 empty] | 0 | 0
[26 empty] | 0 | 0
[26 empty] | 0 | 0
[26 empty] | 0 | 0
[26 empty] | 0 | 0
[26 empty] | 0 | 0
[26 empty] | 0 | 0
[26 empty] | 0 | 0
[26 empty] | 0 | 0
[26 empty] | 0 | 0
[26 empty] | 0 | 0
[26 empty] | 0 | 0
[26 empty] | 0 | 0
[26 empty] | 0 | 0
[26 empty] | 0 | 0
[26 empty] | 0 | 0
[26 empty] | 0 | 0
[26 empty] | 0 | 0
[26 empty] | 0 | 0
[26 empty] | 0 | 0
[26 empty] | 0 | 0
[26 empty] | 0 | 0
[26 empty] | 0 | 0
[26 empty] | 0 | 0
[26 empty] | 0 | 0
[26 empty] | 0 | 0
[26 empty] | 0 | 0
[26 empty] | 0 | 0
[26 empty] | 0 | 0
[26 empty] | 0 | 0
[26 empty] | 0 | 0
[26 empty] | 0 | 0
[26 empty] | 0 | 0
[26 empty] | 0 | 0
[26 empty] | 0 | 0
[26 empty] | 0 | 0
[26 empty] | 0 | 0
[26 empty] | 0 | 0
[26 empty] | 0 | 0
[26 empty] | 0 | 0
[26 empty] | 0 | 0
[26 empty] | 0 | 0
[26 empty] | 0 | 0
[26 empty] | 0 | 0
[26 empty] | 0 | 0
[26 empty] | 0 | 0
[26 empty] | 0 | 0
[26 empty] | 0 | 0
[26 empty] | 0 | 0
[26 empty] | 0 | 0
[26 empty] | 0 | 0
[26 empty] | 0 | 0
[26 empty] | 0 | 0
[26 empty] | 0 | 0
[26 empty] | 0 | 0
[26 empty] | 0 | 0
[26 empty] | 0 | 0
[26 empty] | 0 | 0
[26 empty] | 0 | 0
[26 empty] | 0 | 0
[26 empty] | 0 | 0
[26 empty] | 0 | 0
[26 empty] | 0 | 0
[26 empty] | 0 | 0
[26 empty] | 0 | 0
[26 empty] | 0 | 0
[26 empty] | 0 | 0
[26 empty] | 0 | 0
[26 empty] | 0 | 0
[26 empty] | 0 | 0
[26 empty] | 0 | 0
[26 empty] | 0 | 0
[26 empty] | 0 | 0
[26 empty] | 0 | 0
[26 empty] | 0 | 0
[26 empty] | 0 | 0
[26 empty] | 0 | 0
[26 empty] | 0 | 0
[26 empty] | 0 | 0
[26 empty] | 0 | 0
[26 empty] | 0 | 0
[26 empty] | 0 | 0
[26 empty] | 0 | 0
[26 empty] | 0 | 0
[26 empty] | 0 | 0
[26 empty] | 0 | 0
[26 empty] | 0 | 0
[26 empty] | 0 | 0
[26 empty] | 0 | 0
[26 empty] | 0 | 0
[26 empty] | 0 | 0
[26 empty] | 0 | 0
[26 empty] | 0 | 0
[26 empty] | 0 | 0
[26 empty] | 0 | 0
[26 empty] | 0 | 0
[26 empty] | 0 | 0
[26 empty] | 0 | 0
[26 empty] | 0 | 0
[26 empty] | 0 | 0
[26 empty] | 0 | 0
[26 empty] | 0 | 0
[26 empty] | 0 | 0
[26 empty] | 0 | 0
[26 empty] | 0 | 0
[26 empty] | 0 | 0
[26 empty] | 0 | 0
[26 empty] | 0 | 0
[26 empty] | 0 | 0
[26 empty] | 0 | 0
[26 empty] | 0 | 0
[26 empty] | 0 | 0
[26 empty] | 0 | 0
[26 empty] | 0 | 0
[26 empty] | 0 | 0
[26 empty] | 0 | 0
[26 empty] | 0 | 0
[26 empty] | 0 | 0
[26 empty] | 0 | 0
[26 empty] | 0 | 0
[26 empty] | 0 | 0
[26 empty] | 0 | 0
[26 empty] | 0 | 0
[26 empty] | 0 | 0
[26 empty] | 0 | 0
[26 empty] | 0 | 0
[26 empty] | 0 | 0
[26 empty] | 0 | 0
[26 empty] | 0 | 0
[26 empty] | 0 | 0
[26 empty] | 0 | 0
[26 empty] | 0 | 0
[26 empty] | 0 | 0
[26 empty] | 0 | 0
[26 empty] | 0 | 0
[26 empty] | 0 | 0
[26 empty] | 0 | 0
[26 empty] | 0 | 0
[26 empty] | 0 | 0
[26 empty] | 0 | 0
[26 empty] | 0 | 0
[26 empty] | 0 | 0
[26 empty] | 0 | 0
[26 empty] | 0 | 0
[26 empty] | 0 | 0
[26 empty] | 0 | 0
[26 empty] | 0 | 0
[26 empty] | 0 | 0
[26 empty] | 0 | 0
[26 empty] | 0 | 0
[26 empty] | 0 | 0
[26 empty] | 0 | 0
[26 empty] | 0 | 0
[26 empty] | 0 | 0
[26 empty] | 0 | 0
[26 empty] | 0 | 0
[26 empty] | 0 | 0
[26 empty] | 0 | 0
[26 empty] | 0 | 0
[26 empty] | 0 | 0
[26 empty] | 0 | 0
[26 empty] | 0 | 0
[26 empty] | 0 | 0
[26 empty] | 0 | 0
[26 empty] | 0 | 0
[26 empty] | 0 | 0
[26 empty] | 0 | 0
[26 empty] | 0 | 0
[26 empty] | 0 | 0
[26 empty] | 0 | 0
[26 empty] | 0 | 0
[26 empty] | 0 | 0
[26 empty] | 0 | 0
[26 empty] | 0 | 0
[26 empty] | 0 | 0
[26 empty] | 0 | 0
[26 empty] | 0 | 0
[26 empty] | 0 | 0
[26 empty] | 0 | 0
[26 empty] | 0 | 0
[26 empty] | 0 | 0
[26 empty] | 0 | 0
[26 empty] | 0 | 0
[26 empty] | 0 | 0
[26 empty] | 0 | 0
[26 empty] | 0 | 0
[26 empty] | 0 | 0
[26 empty] | 0 | 0
[26 empty] | 0 | 0
[26 empty] | 0 | 0
[26 empty] | 0 | 0
[26 empty] | 0 | 0
[26 empty] | 0 | 0
[26 empty] | 0 | 0
[26 empty] | 0 | 0
[26 empty] | 0 | 0
[26 empty] | 0 | 0
[26 empty] | 0 | 0
[26 empty] | 0 | 0
[26 empty] | 0 | 0
[26 empty] | 0 | 0
[26 empty] | 0 | 0
[26 empty] | 0 | 0
[26 empty] | 0 | 0
[26 empty] | 0 | 0
[26 empty] | 0 | 0
[26 empty] | 0 | 0
[26 empty] | 0 | 0
[26 empty] | 0 | 0
[26 empty] | 0 | 0
[26 empty] | 0 | 0
[26 empty] | 0 | 0
[26 empty] | 0 | 0
[26 empty] | 0 | 0
[26 empty] | 0 | 0
[26 empty] | 0 | 0
[26 empty] | 0 | 0
[26 empty] | 0 | 0
[26 empty] | 0 | 0
[26 empty] | 0 | 0
[26 empty] | 0 | 0
[26 empty] | 0 | 0
[26 empty] | 0 | 0
[26 empty] | 0 | 0
[26 empty] | 0 | 0
[26 empty] | 0 | 0
[26 empty] | 0 | 0
[26 empty] | 0 | 0
[26 empty] | 0 | 0
[26 empty] | 0 | 0
[26 empty] | 0 | 0
[26 empty] | 0 | 0
[26 empty] | 0 | 0
[26 empty] | 0 | 0
[26 empty] | 0 | 0
[26 empty] | 0 | 0
[26 empty] | 0 | 0
[26 empty] | 0 | 0
[26 empty] | 0 | 0
[26 empty] | 0 | 0
[26 empty] | 0 | 0
[26 empty] | 0 | 0
[26 empty] | 0 | 0
[26 empty] | 0 | 0
[26 empty] | 0 | 0
[26 empty] | 0 | 0
[26 empty] | 0 | 0
[26 empty] | 0 | 0
[26 empty] | 0 | 0
[26 empty] | 0 | 0
[26 empty] | 0 | 0
[26 empty] | 0 | 0
[26 empty] | 0 | 0
[26 empty] | 0 | 0
[26 empty] | 0 | 0
[26 empty] | 0 | 0
[26 empty] | 0 | 0
[26 empty] | 0 | 0
[26 empty] | 0 | 0
[26 empty] | 0 | 0
[26 empty] | 0 | 0
[26 empty] | 0 | 0
[26 empty] | 0 | 0
[26 empty] | 0 | 0
[26 empty] | 0 | 0
[26 empty] | 0 | 0
[26 empty] | 0 | 0
[26 empty] | 0 | 0
[26 empty] | 0 | 0
[26 empty] | 0 | 0
[26 empty] | 0 | 0
[26 empty] | 0 | 0
[26 empty] | 0 | 0
[26 empty] | 0 | 0
[26 empty] | 0 | 0
[26 empty] | 0 | 0
[26 empty] | 0 | 0
[26 empty] | 0 | 0
[26 empty] | 0 | 0
[26 empty] | 0 | 0
[26 empty] | 0 | 0
[26 empty] | 0 | 0
[26 empty] | 0 | 0
[26 empty] | 0 | 0
[26 empty] | 0 | 0
[26 empty] | 0 | 0
[26 empty] | 0 | 0
[26 empty] | 0 | 0
[26 empty] | 0 | 0
[26 empty] | 0 | 0
[26 empty] | 0 | 0
[26 empty] | 0 | 0
[26 empty] | 0 | 0
[26 empty] | 0 | 0
[26 empty] | 0 | 0
[26 empty] | 0 | 0
[26 empty] | 0 | 0
[26 empty] | 0 | 0
[26 empty] | 0 | 0
[26 empty] | 0 | 0
[26 empty] | 0 | 0
[26 empty] | 0 | 0
[26 empty] | 0 | 0
[26 empty] | 0 | 0
[26 empty] | 0 | 0
[26 empty] | 0 | 0
[26 empty] | 0 | 0
[26 empty] | 0 | 0
[26 empty] | 0 | 0
[26 empty] | 0 | 0
[26 empty] | 0 | 0
[26 empty] | 0 | 0
[26 empty] | 0 | 0
[26 empty] | 0 | 0
[26 empty] | 0 | 0
[26 empty] | 0 | 0
[26 empty] | 0 | 0
[26 empty] | 0 | 0
[26 empty] | 0 | 0
[26 empty] | 0 | 0
[26 empty] | 0 | 0
[26 empty] | 0 | 0
[26 empty] | 0 | 0
[26 empty] | 0 | 0
[26 empty] | 0 | 0
[26 empty] | 0 | 0
[26 empty] | 0 | 0
[26 empty] | 0 | 0
[26 empty] | 0 | 0
[26 empty] | 0 | 0
[26 empty] | 0 | 0
[26 empty] | 0 | 0
[26 empty] | 0 | 0
[26 empty] | 0 | 0
[26 empty] | 0 | 0
[26 empty] | 0 | 0
[26 empty] | 0 | 0
[26 empty] | 0 | 0
[26 empty] | 0 | 0
[26 empty] | 0 | 0
[26 empty] | 0 | 0
[26 empty] | 0 | 0
[26 empty] | 0 | 0
[26 empty] | 0 | 0
[26 empty] | 0 | 0
[26 empty] | 0 | 0
[26 empty] | 0 | 0
[26 empty] | 0 | 0
[26 empty] | 0 | 0
[26 empty] | 0 | 0
[26 empty] | 0 | 0
[26 empty] | 0 | 0
[26 empty] | 0 | 0
[26 empty] | 0 | 0
[26 empty] | 0 | 0
[26 empty] | 0 | 0
[26 empty] | 0 | 0
[26 empty] | 0 | 0
[26 empty] | 0 | 0
[26 empty] | 0 | 0
[26 empty] | 0 | 0
[26 empty] | 0 | 0
[26 empty] | 0 | 0
[26 empty] | 0 | 0
[26 empty] | 0 | 0
[26 empty] | 0 | 0
[26 empty] | 0 | 0
[26 empty] | 0 | 0
[26 empty] | 0 | 0
[26 empty] | 0 | 0
[26 empty] | 0 | 0
[26 empty] | 0 | 0
[26 empty] | 0 | 0
[26 empty] | 0 | 0
[26 empty] | 0 | 0
[26 empty] | 0 | 0
[26 empty] | 0 | 0
[26 empty] | 0 | 0
[26 empty] | 0 | 0
[26 empty] | 0 | 0
[26 empty] | 0 | 0
[26 empty] | 0 | 0
[26 empty] | 0 | 0
[26 empty] | 0 | 0
[26 empty] | 0 | 0
[26 empty] | 0 | 0
[26 empty] | 0 | 0
[26 empty] | 0 | 0
[26 empty] | 0 | 0
[26 empty] | 0 | 0
[26 empty] | 0 | 0
[26 empty] | 0 | 0
[26 empty] | 0 | 0
[26 empty] | 0 | 0
[26 empty] | 0 | 0
[26 empty] | 0 | 0
[26 empty] | 0 | 0
[26 empty] | 0 | 0
[26 empty] | 0 | 0
[26 empty] | 0 | 0
[26 empty] | 0 | 0
[26 empty] | 0 | 0
[26 empty] | 0 | 0
[26 empty] | 0 | 0
[26 empty] | 0 | 0
[26 empty] | 0 | 0
[26 empty] | 0 | 0
[26 empty] | 0 | 0
[26 empty] | 0 | 0
[26 empty] | 0 | 0
[26 empty] | 0 | 0
[26 empty] | 0 | 0
[26 empty] | 0 | 0
[26 empty] | 0 | 0
[26 empty] | 0 | 0
[26 empty] | 0 | 0
[26 empty] | 0 | 0
[26 empty] | 0 | 0
[26 empty] | 0 | 0
[26 empty] | 0 | 0
[26 empty] | 0 | 0
[26 empty] | 0 | 0
[26 empty] | 0 | 0
[26 empty] | 0 | 0
[26 empty] | 0 | 0
[26 empty] | 0 | 0
[26 empty] | 0 | 0
[26 empty] | 0 | 0
[26 empty] | 0 | 0
[26 empty] | 0 | 0
[26 empty] | 0 | 0
[26 empty] | 0 | 0
[26 empty] | 0 | 0
[26 empty] | 0 | 0
[26 empty] | 0 | 0
[26 empty] | 0 | 0
[26 empty] | 0 | 0
[26 empty] | 0 | 0
[26 empty] | 0 | 0
[26 empty] | 0 | 0
[26 empty] | 0 | 0
[26 empty] | 0 | 0
[26 empty] | 0 | 0
[26 empty] | 0 | 0
[26 empty] | 0 | 0
[26 empty] | 0 | 0
[26 empty] | 0 | 0
[26 empty] | 0 | 0
[26 empty] | 0 | 0
[26 empty] | 0 | 0
[26 empty] | 0 | 0
[26 empty] | 0 | 0
[26 empty] | 0 | 0
[26 empty] | 0 | 0
[26 empty] | 0 | 0
[26 empty] | 0 | 0
[26 empty] | 0 | 0
[26 empty] | 0 | 0
[26 empty] | 0 | 0
[26 empty] | 0 | 0
[26 empty] | 0 | 0
[26 empty] | 0 | 0
[26 empty] | 0 | 0
[26 empty] | 0 | 0
[26 empty] | 0 | 0
[26 empty] | 0 | 0
[26 empty] | 0 | 0
[26 empty] | 0 | 0
[26 empty] | 0 | 0
[26 empty] | 0 | 0
[26 empty] | 0 | 0
[26 empty] | 0 | 0
[26 empty] | 0 | 0
[26 empty] | 0 | 0
[26 empty] | 0 | 0
[26 empty] | 0 | 0
[26 empty] | 0 | 0
[26 empty] | 0 | 0
[26 empty] | 0 | 0
[26 empty] | 0 | 0
[26 empty] | 0 | 0
[26 empty] | 0 | 0
[26 empty] | 0 | 0
[26 empty] | 0 | 0
[26 empty] | 0 | 0
[26 empty] | 0 | 0
[26 empty] | 0 | 0
[26 empty] | 0 | 0
[26 empty] | 0 | 0
[26 empty] | 0 | 0
[26 empty] | 0 | 0
[26 empty] | 0 | 0
[26 empty] | 0 | 0
[26 empty] | 0 | 0
[26 empty] | 0 | 0
[26 empty] | 0 | 0
[26 empty] | 0 | 0
[26 empty] | 0 | 0
[26 empty] | 0 | 0
[26 empty] | 0 | 0
[26 empty] | 0 | 0
[26 empty] | 0 | 0
[26 empty] | 0 | 0
[26 empty] | 0 | 0
[26 empty] | 0 | 0
[26 empty] | 0 | 0
[26 empty] | 0 | 0
[26 empty] | 0 | 0
[26 empty] | 0 | 0
[26 empty] | 0 | 0
[26 empty] | 0 | 0
[26 empty] | 0 | 0
[26 empty] | 0 | 0
[26 empty] | 0 | 0
[26 empty] | 0 | 0
[26 empty] | 0 | 0
[26 empty] | 0 | 0
[26 empty] | 0 | 0
[26 empty] | 0 | 0
[26 empty] | 0 | 0
[26 empty] | 0 | 0
[26 empty] | 0 | 0
[26 empty] | 0 | 0
[26 empty] | 0 | 0
[26 empty] | 0 | 0
[26 empty] | 0 | 0
[26 empty] | 0 | 0
[26 empty] | 0 | 0
[26 empty] | 0 | 0
[26 empty] | 0 | 0
[26 empty] | 0 | 0
[26 empty] | 0 | 0
[26 empty] | 0 | 0
[26 empty] | 0 | 0
[26 empty] | 0 | 0
[26 empty] | 0 | 0
[26 empty] | 0 | 0
[26 empty] | 0 | 0
[26 empty] | 0 | 0
[26 empty] | 0 | 0
[26 empty] | 0 | 0
[26 empty] | 0 | 0
[26 empty] | 0 | 0
[26 empty] | 0 | 0
[26 empty] | 0 | 0
[26 empty] | 0 | 0
[26 empty] | 0 | 0
[26 empty] | 0 | 0
[26 empty] | 0 | 0
[26 empty] | 0 | 0
[26 empty] | 0 | 0
[26 empty] | 0 | 0
[26 empty] | 0 | 0
[26 empty] | 0 | 0
[26 empty] | 0 | 0
[26 empty] | 0 | 0
[26 empty] | 0 | 0
[26 empty] | 0 | 0
[26 empty] | 0 | 0
[26 empty] | 0 | 0
[26 empty] | 0 | 0
[26 empty] | 0 | 0
[26 empty] | 0 | 0
[26 empty] | 0 | 0
[26 empty] | 0 | 0
[26 empty] | 0 | 0
[26 empty] | 0 | 0
[26 empty] | 0 | 0
[26 empty] | 0 | 0
[26 empty] | 0 | 0
[26 empty] | 0 | 0
[26 empty] | 0 | 0
[26 empty] | 0 | 0
[26 empty] | 0 | 0
[26 empty] | 0 | 0
[26 empty] | 0 | 0
[26 empty] | 0 | 0
[26 empty] | 0 | 0
[26 empty] | 0 | 0
[26 empty] | 0 | 0
[26 empty] | 0 | 0
[26 empty] | 0 | 0
[26 empty] | 0 | 0
[26 empty] | 0 | 0
[26 empty] | 0 | 0
[26 empty] | 0 | 0
[26 empty] | 0 | 0
[26 empty] | 0 | 0
[26 empty] | 0 | 0
[26 empty] | 0 | 0
[26 empty] | 0 | 0
[26 empty] | 0 | 0
[26 empty] | 0 | 0
[26 empty] | 0 | 0
[26 empty] | 0 | 0
[26 empty] | 0 | 0
[26 empty] | 0 | 0
[26 empty] | 0 | 0
[26 empty] | 0 | 0
[26 empty] | 0 | 0
[26 empty] | 0 | 0
[26 empty] | 0 | 0
[26 empty] | 0 | 0
[26 empty] | 0 | 0
[26 empty] | 0 | 0
[26 empty] | 0 | 0
[26 empty] | 0 | 0
[26 empty] | 0 | 0
[26 empty] | 0 | 0
[26 empty] | 0 | 0
[26 empty] | 0 | 0
[26 empty] | 0 | 0
[26 empty] | 0 | 0
[26 empty] | 0 | 0
[26 empty] | 0 | 0
[26 empty] | 0 | 0
[26 empty] | 0 | 0
[26 empty] | 0 | 0
[26 empty] | 0 | 0
[26 empty] | 0 | 0
[26 empty] | 0 | 0
[26 empty] | 0 | 0
[26 empty] | 0 | 0
[26 empty] | 0 | 0
[26 empty] | 0 | 0
[26 empty] | 0 | 0
[26 empty] | 0 | 0
[26 empty] | 0 | 0
[26 empty] | 0 | 0
[26 empty] | 0 | 0
[26 empty] | 0 | 0
[26 empty] | 0 | 0
[26 empty] | 0 | 0
[26 empty] | 0 | 0
[26 empty] | 0 | 0
[26 empty] | 0 | 0
[26 empty] | 0 | 0
[26 empty] | 0 | 0
[26 empty] | 0 | 0
[26 empty] | 0 | 0
[26 empty] | 0 | 0
[26 empty] | 0 | 0
[26 empty] | 0 | 0
[26 empty] | 0 | 0
[26 empty] | 0 | 0
[26 empty] | 0 | 0
[26 empty] | 0 | 0
[26 empty] | 0 | 0
[26 empty] | 0 | 0
[26 empty] | 0 | 0
[26 empty] | 0 | 0
[26 empty] | 0 | 0
[26 empty] | 0 | 0
[26 empty] | 0 | 0
[26 empty] | 0 | 0
[26 empty] | 0 | 0
[26 empty] | 0 | 0
[26 empty] | 0 | 0
[26 empty] | 0 | 0
[26 empty] | 0 | 0
[26 empty] | 0 | 0
[26 empty] | 0 | 0
[26 empty] | 0 | 0
[26 empty] | 0 | 0
[26 empty] | 0 | 0
[26 empty] | 0 | 0
[26 empty] | 0 | 0
[26 empty] | 0 | 0
[26 empty] | 0 | 0
[26 empty] | 0 | 0
[26 empty] | 0 | 0
[26 empty] | 0 | 0
[26 empty] | 0 | 0
[26 empty] | 0 | 0
[26 empty] | 0 | 0
[26 empty] | 0 | 0
[26 empty] | 0 | 0
[26 empty] | 0 | 0
[26 empty] | 0 | 0
[26 empty] | 0 | 0
[26 empty] | 0 | 0
[26 empty] | 0 | 0
[26 empty] | 0 | 0
[26 empty] | 0 | 0
[26 empty] | 0 | 0
[26 empty] | 0 | 0
[26 empty] | 0 | 0
[26 empty] | 0 | 0
[26 empty] | 0 | 0
[26 empty] | 0 | 0
[26 empty] | 0 | 0
[26 empty] | 0 | 0
[26 empty] | 0 | 0
[26 empty] | 0 | 0
[26 empty] | 0 | 0
[26 empty] | 0 | 0
[26 empty] | 0 | 0
[26 empty] | 0 | 0
[26 empty] | 0 | 0
[26 empty] | 0 | 0
[26 empty] | 0 | 0
[26 empty] | 0 | 0
[26 empty] | 0 | 0
[26 empty] | 0 | 0
[26 empty] | 0 | 0
[26 empty] | 0 | 0
[26 empty] | 0 | 0
[26 empty] | 0 | 0
[26 empty] | 0 | 0
[26 empty] | 0 | 0
[26 empty] | 0 | 0
[26 empty] | 0 | 0
[26 empty] | 0 | 0
[26 empty] | 0 | 0
[26 empty] | 0 | 0
[26 empty] | 0 | 0
[26 empty] | 0 | 0
[26 empty] | 0 | 0
[26 empty] | 0 | 0
[26 empty] | 0 | 0
[26 empty] | 0 | 0
[26 empty] | 0 | 0
[26 empty] | 0 | 0
[26 empty] | 0 | 0
[26 empty] | 0 | 0
[26 empty] | 0 | 0
[26 empty] | 0 | 0
[26 empty] | 0 | 0
[26 empty] | 0 | 0
[26 empty] | 0 | 0
[26 empty] | 0 | 0
[26 empty] | 0 | 0
[26 empty] | 0 | 0
[26 empty] | 0 | 0
[26 empty] | 0 | 0
[26 empty] | 0 | 0
[26 empty] | 0 | 0
[26 empty] | 0 | 0
[26 empty] | 0 | 0
[26 empty] | 0 | 0
[26 empty] | 0 | 0
[26 empty] | 0 | 0
[26 empty] | 0 | 0
[26 empty] | 0 | 0
[26 empty] | 0 | 0
[26 empty] | 0 | 0
[26 empty] | 0 | 0
[26 empty] | 0 | 0
[26 empty] | 0 | 0
[26 empty] | 0 | 0
[26 empty] | 0 | 0
[26 empty] | 0 | 0
[26 empty] | 0 | 0
[26 empty] | 0 | 0
[26 empty] | 0 | 0
[26 empty] | 0 | 0
[26 empty] | 0 | 0
[26 empty] | 0 | 0
[26 empty] | 0 | 0
[26 empty] | 0 | 0
[26 empty] | 0 | 0
[26 empty] | 0 | 0
[26 empty] | 0 | 0
[26 empty] | 0 | 0
[26 empty] | 0 | 0
[26 empty] | 0 | 0
[26 empty] | 0 | 0
[26 empty] | 0 | 0
[26 empty] | 0 | 0
[26 empty] | 0 | 0
[26 empty] | 0 | 0
[26 empty] | 0 | 0

## Zones
Houston | -1
North | -1
South | -1
West | 1
SET UP AREA, copy & paste values to cell B1
Source | West |  | N to H | N to W | N to S | W to N | S to N | W to S
Sink | North | Houston | -1 | 1 | -1 | -1 | 1 | -1
|  | North | 1 | 1 | 1 | -1 | -1 | -1
|  | South | -1 | 1 | -1 | -1 | 1 | -1
|  | West | 1 | -1 | 1 | 1 | -1 | 1
|  | Source | North | North | North | West | South | West
|  | Sink | Houston | West | South | North | North | South

## Tech
Number of Bus | Name of Bus | Tech Type
238 | BOSQUESW505 | CC
239 | BOSQUESW502 | GGT
244 | WHITNYDM01 | Hydro
245 | WHITNYDM02 | Hydro
247 | BOSQUESW501 | GGT
251 | BOSQUESW803 | CC
253 | BOSQUESW804 | CC
332 | RWMILLER01 | GST
333 | RWMILLER02 | GST
334 | RWMILLER03 | GST
335 | RWMILLER04 | GST
336 | RWMILLER05 | GST
344 | MRSSHPRD | Hydro
345 | MRSSHPRD01 | Hydro
366 | JNSNCNTY802 | Cogen
367 | JNSNCNTY802 | Cogen
503 | NTHTEXAS01 | GST
504 | NTHTEXAS02 | GST
505 | NTHTEXAS03 | GST
580 | JCKCNTY801 | CC
581 | JCKCNTY802 | CC
582 | JCKCNTY803 | CC
728 | WOLFRIDGE801 | Wind
837 | NEWMAN_G5 | GST
842 | OLINGER_G1 | GST
843 | OLINGER_G2 | GST
844 | OLINGER_G3 | GST
845 | OLINGER_G4 | GGT
923 | SPENCER_G4 | GST
924 | SPENCER_G5 | GST
948 | STEAM1 | GST
949 | STEAM2 | GST
950 | STEAM3 | GST
990 | GIBN_CREK_G1 | LIGCO
1002 | PBCTAGE_1G | GGT
1003 | PBCTBGE_2G | GGT
1004 | PBCTCGE_3G | GGT
1005 | PBCTDGE_4G | GGT
1006 | PBCTEGE_5G | GGT
1007 | PB5GEN_6G | GST
1008 | PB6GEN_7G | GST
1037 | MORGAN5G_5G | GST
1039 | MRGNAG_1G | GGT
1040 | MRGNBG_2G | GGT
1041 | MRGNCG_3G | GGT
1042 | MRGNDG_4G | GGT
1043 | MRGNEG_5G | GGT
1044 | MRGNFG_6G | GGT
1045 | CALENG1G_1G | Cogen
1046 | CALENG2G_2G | Cogen
1047 | CALENG3G_3G | Cogen
1058 | LONGSHORE_5 | Wind
1058 | LONGSHORE_5 | Wind
1061 | CIELOGEN_1G | Wind
1062 | CIELOGEN_2G | Wind
1068 | SCURRYCW_1G | Wind
1069 | KINDERMG_1G | Cogen
1070 | KINDERMG_2G | Cogen
1071 | KINDERMG_3G | Cogen
1073 | SCURRYCW_2G | Wind
1320 | BSP 1 | Cogen
1326 | STANTONW_8 | Wind
1327 | WILDHRSE_1G | Wind
1328 | OCOTILLO_1G | Wind
1333 | MCDDONAL_8 | Wind
1343 | TRENTIPP_8 | Wind
1349 | WESTXWIN_1G | Wind
1350 | NWPWRG1_1G | Wind
1354 | AEPWIND_8 | Wind
1360 | GUNSIGHT_8 | Wind
1416 | SWETWATR_1G | CC
1417 | SWETWATR_2G | CC
1418 | SWETWATR_3G | CC
1419 | SWETWATR_4G | CC
1432 | GRHAMSES_2G | GST
1433 | GRHAMSES_1G | GST
1437 | MESQUITW_1G | Wind
1438 | MESQUITW_2G | Wind
1442 | COKFIELD_5 | Wind
1453 | WCPWRCO_1G | CC
1454 | WCPWRCO_2G | CC
1455 | WCPWRCO_3G | CC
1479 | WFCOGEN_1G | Cogen
1479 | WFCOGEN_1G | Cogen
1482 | WFCOGEN_2G | Cogen
1482 | WFCOGEN_2G | Cogen
1600 | BARTNWND_1G | Wind
1643 | SLSTR1PP_1G | Wind
1675 | PEC_1G | Cogen
1676 | PEC_2G | Cogen
1677 | PEC_3G | Cogen
1678 | LAMARPWR_1G | CC
1679 | LAMARPWR_2G | CC
1680 | LAMARPWR_3G | CC
1681 | LAMARPWR_4G | CC
1682 | LAMARPWR_5G | CC
1683 | LAMARPWR_6G | CC
1687 | VALLEY_1G | GST
1688 | VALLEY_2G | GSC
1689 | VALLEY_3G | GST
1701 | MOSES_1G | LIGCO
1702 | MOSES_2G | LIGCO
1703 | MOSES_3G | LIGCO
1861 | EAGLEMNT_1G | GST
1862 | EAGLEMNT_2G | GST
1863 | EAGLEMNT_3G | GST
1877 | WLFHOLW_1G | CC
1878 | WLFHOLW_2G | CC
1879 | WLFHOLW_3G | CC
1889 | DECRDOVA_1G | GSC
1892 | DECRDOVA_2G | GGT
1893 | DECRDOVA_3G | GGT
1894 | DECRDOVA_4G | GGT
1895 | DECRDOVA_5G | GGT
1898 | COMCHEPK_1G | Nuc
1899 | COMCHEPK_2G | Nuc
1937 | MDLTHELP_5G | CC
1938 | MDLTHELP_6G | CC
1941 | MDLTHELP_1G | CC
1942 | MDLTHELP_2G | CC
1943 | MDLTHELP_3G | CC
1944 | MDLTHELP_4G | CC
1947 | HANDLEY_3G | GST
1948 | HANDLEY_4G | GST
1949 | HANDLEY_5G | GST
2371 | COLLIN_1G | GST
2381 | NTHLK1_G | GST
2382 | NTHLK2_G | GST
2383 | NTHLK3_G | GST
2413 | MTCK6_G | GST
2414 | MTCK7_G | GST
2417 | MTCK8_G | GSC
2451 | LKHB1_G | GST
2452 | LKHB2_G | GST
3097 | MARTLAKE_1G | LIGCO
3098 | MARTLAKE_2G | LIGCO
3099 | MARTLAKE_3G | LIGCO
3107 | STRYKER_1G | GST
3108 | STRYKER_2G | GST
3126 | TRINIDAD_6G | GST
3309 | ASPN_G | Bio
3348 | CHAMPION_1G | Cogen
3381 | BBRN_1G | LIGCO
3382 | BBRN_2G | LIGCO
3403 | THOUSE_1G | GSC
3404 | THOUSE_2G | GSC
3416 | LAKE_CRK1_G | GST
3417 | LAKE_CRK2_G | GST
3432 | SANDOW_4G | LIGCO
5026 | BRAUNIG_VHB1 | GST
5027 | BRAUNIG_VHB2 | GST
5028 | BRAUNIG_VHB3 | GST
5111 | CALAVER_JTD1 | LIGCO
5112 | CALAVER_JTD2 | LIGCO
5264 | LEON_LCP3G3 | GST
5265 | LEON_LCP4G4 | GST
5266 | LEON_LCPCT1 | GGT
5267 | LEON_LCPCT2 | GGT
5268 | LEON_LCPCT3 | GGT
5269 | LEON_LCPCT4 | GGT
5396 | CALAVER_OWS1 | GST
5397 | CALAVER_OWS2 | GST
5401 | CALAVER_JKS1 | LIGCO
5436 | TUTTL_WBT1G1 | GST
5438 | TUTTL_WBT3G3 | GST
5439 | TUTTL_WBT4G4 | GST
5476 | BRA_AVR1_CT1 | CC
5477 | BRA_AVR1_ST | CC
5478 | BRA_AVR1_CT2 | CC
5503 | RAYBURNGEN3 | GST
5505 | RAYBURNGEN1 | GGT
5506 | RAYBURNGEN2 | GGT
5508 | RAYBURNCC9 | CC
5509 | RAYBURNCC10 | CC
5511 | RAYBURNCC7 | CC
5512 | RAYBURNCC8 | CC
5728 | FALCONHYDRO2 | Hydro
5729 | FALCONHYDRO3 | Hydro
5890 | PEARSALLGEN1 | GST
5891 | PEARSALLGEN2 | GST
5892 | PEARSALLGEN3 | GST
5903 | SANMIGUELGEN | LIGCO
5911 | STP_GN1___1 | Nuc
5912 | STP_GN2___2 | Nuc
5920 | WELSHDC1 | DCTie
5925 | DCEAST | DCTie
5932 | SI_RAY9 | CC
5933 | SI_RAY6 | GST
5934 | SI_RAY5 | GST
5935 | SI_RAY10 | CC
6016 | SWMESA | Wind
6096 | NORTHDC7 | DCTie
6100 | OKLA7A | DCTie
6144 | MCADOO1A | Wind
6407 | TURKTRAK1A | Wind
6637 | SNYDERW1A | Wind
6752 | OKLA0A | LIGCO
6948 | DENISNDM | Hydro
6948 | DENISNDM | Hydro
7000 | L_FERGUS1_1Y | GSC
7004 | L_SIMGID1_1Y | GST
7005 | L_SIMGID1_2Y | GST
7006 | L_SIMGID1_3Y | GST
7007 | L_LOSTPI1_1Y | CC
7008 | L_LOSTPI1_2Y | CC
7009 | L_LOSTPI1_3Y | CC
7010 | L_FPPYD11_1Y | LIGCO
7011 | L_FPPYD11_2Y | LIGCO
7012 | L_FPPYD21_3Y | LIGCO
7014 | L_HAYSEN1_1Y | CC
7015 | L_HAYSEN1_2Y | CC
7016 | L_HAYSEN1_3Y | CC
7017 | L_HAYSEN1_4Y | CC
7020 | L_AUSTPL1_1Y | Hydro
7020 | L_AUSTPL1_1Y | Hydro
7022 | L_BUCHAN1_1Y | Hydro
7023 | L_BUCHAN1_2Y | Hydro
7024 | L_BUCHAN1_3Y | Hydro
7026 | L_INKSDA1_1Y | Hydro
7028 | L_MARBFA1_1Y | Hydro
7029 | L_MARBFA1_2Y | Hydro
7031 | L_MARSFO1G1Y | Hydro
7032 | L_MARSFO1G2Y | Hydro
7033 | L_MARSFO1G3Y | Hydro
7035 | L_WIRTZ_1G1Y | Hydro
7036 | L_WIRTZ_1G2Y | Hydro
7038 | L_DELAWA1_1Y | Wind
7038 | L_DELAWA1_1Y | Wind
7303 | L_WPPGS12_1Y | GGT
7303 | L_WPPGS12_1Y | GGT
7305 | L_WPPGS34_1Y | GGT
7305 | L_WPPGS34_1Y | GGT
7487 | L_CANYHY8_1Y | Hydro
7605 | L_MCQUEE9_1Y | Hydro
7605 | L_MCQUEE9_1Y | Hydro
7605 | L_MCQUEE9_1Y | Hydro
7609 | L_SCHUMA8_1Y | Hydro
7624 | L_LAKEWO9_1Y | Hydro
7624 | L_LAKEWO9_1Y | Hydro
7800 | L_GUADGE1_1Y | CC
7801 | L_GUADGE1_2Y | CC
7802 | L_GUADGE1_3Y | CC
7803 | L_GUADGE1_4Y | CC
7804 | L_GUADGE1_5Y | CC
7805 | L_GUADGE1_6Y | CC
7807 | L_BASTEN1_1Y | CC
7808 | L_BASTEN1_2Y | CC
7809 | L_BASTEN1_3Y | CC
7810 | L_RIONOG1G1Y | CC
7811 | L_RIONOG1G2Y | CC
7812 | L_RIONOG1G3Y | CC
7813 | L_RIONOG1S1Y | CC
8032 | AMISTADHYD1 | Hydro
8033 | AMISTADHYD2 | Hydro
8048 | FALCONHYDRO1 | Hydro
8066 | DUP1V#1 | Cogen
8134 | FOR #1 | Cogen
8138 | FOR #2 | Cogen
8139 | JOS #1 | GST
8147 | UCAR #2 | Cogen
8148 | UCAR #1 | Cogen
8153 | FOR #3 | Cogen
8154 | FOR #4 | Cogen
8155 | FOR #5 | Cogen
8156 | FOR #6 | Cogen
8157 | FOR #7 | Cogen
8161 | COLETO0A | LIGCO
8173 | VICEC51A | CC
8174 | VICEC61A | CC
8189 | CUECPL2A | Cogen
8262 | ELPS | Hydro
8285 | LAR #1 | GST
8287 | LAR #2 | GST
8288 | LAR #3 | GST
8388 | BATES0A | GST
8393 | BATES0B | GST
8437 | NUECES_B0C | GST
8438 | NUECES_B0B | GST
8442 | NBEC7 | GST
8442 | NBEC7 | GST
8456 | COSW#1 | Cogen
8457 | COSW#2 | Cogen
8459 | B_DAVIS0B | GSC
8460 | B_DAVIS0A | GSC
8461 | KOCH_UP0A | Cogen
8506 | VAL #1 | Cogen
8507 | VAL #2 | Cogen
8511 | OXY_CC0A | Cogen
8517 | CELANEBI0A | Cogen
8560 | CNOPGT1 | Cogen
8561 | CNOPGT2 | Cogen
8562 | CNOPST1 | Cogen
8926 | LGE_GT10A | Cogen
8927 | LGE_GT20A | Cogen
8928 | LGE_STG0A | Cogen
8930 | ICPGN10A | Cogen
8931 | ICPGN20A | Cogen
8932 | ICPGN30A | Cogen
8933 | FGNTS001 | CC
8934 | FGNTS101 | CC
8935 | FGNTS201 | CC
8936 | MVGN#1 | CC
8937 | MVGN#2 | CC
8938 | MVGN#3 | CC
8981 | HECN1 | CC
8982 | HECN2 | CC
8983 | HECN3 | CC
9000 | DECKR_G1 | GST
9001 | DECKR_G2 | GST
9002 | DECKR_G3 | GGT
9003 | DECKR_G4 | GGT
9004 | DECKR_G5 | GGT
9005 | DECKR_G6 | GGT
9016 | SANDH_G1 | GGT
9017 | SANDH_G2 | GGT
9018 | SANDH_G3 | GGT
9019 | SANDH_G4 | GGT
9020 | SANDHG5A | CC
9021 | SANDHG5C | CC
11001 | NAV1CT | CC
11009 | NAV2CT | CC
11011 | NAV3ST | CC
11012 | NAV4CT | CC
11013 | NAV5CT | CC
11014 | NAV6ST | CC
11020 | TIEHVSG_1G | CC
11021 | TIEHVCG_1G | CC
11022 | TIEHVCG_2G | CC
11023 | TIEHVCG_3G | CC
11024 | TIEHVCG_4G | CC
11025 | TIEHVSG_2G | CC
11056 | ROSCOE_1G | Wind
11057 | CHAMPION_1G | Wind
11058 | PYRON_1G | Wind
11059 | INADALE_1G | Wind
11065 | ELBOWCK_1G | Wind
11147 | NOTREES_1G | Wind
11309 | BULLCREK_2G | Wind
11310 | BULLCREK_1G | Wind
11320 | COYOTE_1G | Wind
11691 | KMICHICT1_G | CC
11692 | KMICHICT2_G | CC
11693 | KMICHIST3_G | CC
11694 | KMICHICT4_G | CC
11695 | KMICHICT5_G | CC
11696 | KMICHIST6_G | CC
12322 | ENNSTRAC_1G | CC
12323 | ENNSTRAC_2G | CC
12411 | FPLEFR1A_G | CC
12412 | FPLEFR1B_G | CC
12413 | FPLEFR1C_G | CC
12414 | FPLEFR1S_G | CC
12421 | FPLEFR2A_G | CC
12422 | FPLEFR2B_G | CC
12423 | FPLEFR2C_G | CC
12424 | FPLEFR2S_G | CC
12440 | PARKD_1SVC8 | GST
12449 | PARKD_2SVC8 | GST
13116 | TGATEWAY_1G | CC
13117 | TGATEWAY_2G | CC
13118 | TGATEWAY_3G | CC
13119 | TGATEWAY_4G | CC
13131 | CALFREST_1G | CC
13132 | CALFREST_2G | CC
13133 | CALFREST_3G | CC
13134 | CALFREST_4G | CC
13135 | CALFREST_5G | CC
13136 | CALFREST_6G | CC
13432 | SANDOW_5G | LIGCO
32798 | BRYN_TAMUGEN | GST
32883 | BRYN_DNSBY3 | GST
32884 | BRYN_DNSBY13 | GST
32886 | BRYN_ATKINS3 | GST
32887 | BRYN_ATKINS6 | GST
32888 | BRYN_ATKINS7 | GGT
32890 | BRYN_ATKINS4 | GST
32891 | BRYN_ATKINS5 | GST
32892 | BRYN_DNSBY14 | GST
36998 | RDCNYNG1 | Wind
38332 | TNWDWRDU2_8 | Wind
38437 | TNSRBNMESA9 | Wind
38580 | TNBP_CGN1_8 | Cogen
38590 | TNBP_CGN2_8 | Cogen
38600 | TNBP_CGN3_8 | Cogen
38611 | TNBPAMCG1_8 | Cogen
38612 | TNBPAMCG2_8 | Cogen
38613 | TNBPAMCG3_8 | Cogen
38614 | TNBPAMCG4_8 | Cogen
38615 | TNBPAMCG5_8 | Cogen
38690 | TNBP_CGN4_8 | Cogen
38711 | TNTXCTY1CG8 | Cogen
38712 | TNTXCTY2CG8 | Cogen
38713 | TNTXCTY3CG8 | Cogen
38714 | TNTXCTY4CG8 | Cogen
39190 | TNSLCGN1__8 | Cogen
39470 | TNDOWCGNSG8 | Cogen
39480 | TNDOWCGNGG8 | Cogen
39760 | TNSCLP1___8 | Cogen
39770 | TNSCLP2___8 | Cogen
39775 | TNSCLP4___8 | Cogen
39790 | TNSCLP3___8 | Cogen
39960 | TNTNPONE_18 | LIGCO
39970 | TNTNPONE_28 | LIGCO
48500 | APD_GT1_8005 | Cogen
48510 | AK_GT1__8040 | Cogen
48511 | LPE_GT1_8070 | GGT
48512 | LPE_GT2_8075 | GGT
48513 | LPE_GT3_8080 | GGT
48514 | LPE_GT4_8085 | GGT
48520 | BSF_GT1_8070 | Cogen
48520 | BSF_GT1_8070 | Cogen
48521 | BVE_GT1_GT1 | CC
48522 | BVE_GT2_5035 | CC
48523 | BVE_ST1_GN1 | CC
48531 | BYU_GT1_8075 | Cogen
48532 | BYU_GT2_8055 | Cogen
48533 | BYU_GT3_8060 | Cogen
48534 | BYU_GT4_8065 | Cogen
48551 | CAL_GT1_8045 | Cogen
48552 | CAL_ST1_8000 | Cogen
48561 | CTL_GT2_8130 | Cogen
48562 | CTL_GT3_8135 | Cogen
48563 | CTL_GT4_8140 | Cogen
48564 | CTL_GN1_8145 | Cogen
48565 | CTL_GN2_8155 | Cogen
48581 | CBY_GN1_1 | GSC
48582 | CBY_GN2_2 | GSC
48583 | CBY_GT4_1 | GSC
48584 | CBY_GT4_2 | CC
48585 | CBY_ST4_1 | CC
48591 | CHE_GT2_5030 | Cogen
48593 | CHE_GT1_8015 | Cogen
48594 | CHE_GN4_8025 | Cogen
48595 | BTE_GT2_8075 | CC
48596 | BTE_GT3_8045 | CC
48597 | BTE_GT4_8055 | CC
48598 | BTE_ST1_8070 | CC
48611 | DIB_GT1_8080 | Cogen
48612 | DIB_GT2_8075 | Cogen
48613 | DIB_ST1_8085 | Cogen
48614 | DIB_GT3_8090 | Cogen
48641 | DPEC_GT15040 | CC
48642 | DPEC_GT25025 | CC
48643 | DPEC_GT35010 | CC
48644 | DPEC_GT45070 | CC
48645 | DPEC_ST55065 | CC
48651 | EP_1_2 | Cogen
48651 | EP_1_2 | Cogen
48671 | FTR_GT1_5105 | CC
48672 | FTR_GT2_5110 | CC
48673 | FTR_GT3_5085 | CC
48674 | FTR_CN4_5095 | CC
48690 | GBY_GN5_5 | GSC
48691 | GBY_73741085 | GGT
48691 | GBY_73741085 | GGT
48692 | GBY_81821075 | GGT
48692 | GBY_81821075 | GGT
48693 | GBY_83841065 | GGT
48693 | GBY_83841065 | GGT
48721 | LEG_1___1 | LIGCO
48722 | LEG_2___2 | LIGCO
48730 | MNS_GT | Cogen
48731 | CBE_GT1 | CC
48732 | CBE_GT2 | CC
48733 | CBE_ST12 | CC
48734 | CBE_GT3 | CC
48735 | CBE_GT4 | CC
48736 | CBE_ST34 | CC
48740 | PSG_GN2_8050 | Cogen
48741 | PSG_GT2_8040 | Cogen
48742 | PSG_GT3_8060 | Cogen
48761 | PR_GT1__9040 | Cogen
48772 | PHR_GN2_2 | GSC
48791 | PSA_GT1_8160 | Cogen
48792 | PSA_GT2_8155 | Cogen
48793 | PSA_GT3_8150 | Cogen
48794 | PSA_GT4_8145 | Cogen
48795 | PSA_GT5_8140 | Cogen
48796 | PSA_GN1_8165 | Cogen
48797 | PSA_GT6_8135 | Cogen
48811 | CVC_GT3_5045 | Cogen
48812 | CVC_GT2_5020 | Cogen
48813 | CVC_GT1_5035 | Cogen
48814 | CVC_ST5_5040 | Cogen
48815 | CVC_GT4_8005 | Cogen
48820 | SHELLG1_3015 | Cogen
48821 | SHELLG2 | Cogen
48822 | SHELLG3_3020 | Cogen
48822 | SHELLG3_3020 | Cogen
48841 | SJS_GT1_GT1 | Cogen
48842 | SJS_GT2_GT2 | Cogen
48845 | SOL_GT1 | Solar
48851 | SRB_GN1_1 | GST
48852 | SRB_GN2_2 | GST
48853 | SRB_GN3_3 | GST
48854 | SRB_GN4_4 | GST
48855 | SRB_GT211035 | GGT
48855 | SRB_GT211035 | GGT
48873 | THW_ST3_ST_3 | CC
48874 | THW_ST4_ST_4 | CC
48875 | THW_3132 | CC
48875 | THW_3132 | CC
48877 | THW_3334 | CC
48877 | THW_3334 | CC
48879 | THW_4142 | CC
48879 | THW_4142 | CC
48881 | THW_4344 | CC
48881 | THW_4344 | CC
48883 | THW_GT1_GT_1 | GGT
48885 | THW_5152 | GGT
48885 | THW_5152 | GGT
48886 | THW_5354 | GGT
48886 | THW_5354 | GGT
48887 | THW_5556 | GGT
48887 | THW_5556 | GGT
48911 | TGF_GT1_8000 | Cogen
48921 | WAP_GN1_1 | GST
48922 | WAP_GN2_2 | GST
48923 | WAP_GN3_3 | GST
48924 | WAP_GN4_4 | GSC
48925 | WAP_GN5_5 | LIGCO
48926 | WAP_GN6_6 | LIGCO
48927 | WAP_GN7_7 | LIGCO
48928 | WAP_GN8_8 | LIGCO
48929 | WAPGT21_GT1 | GGT
48940 | WARVUE_GT1 | Cogen
49803 | EXN_15GT | Cogen
49804 | EXN_16GT | Cogen
49805 | EXN_17GT | Cogen
49826 | EXN938GT | Cogen
49828 | EXN941GT | Cogen
49829 | EXN942GT | Cogen
49830 | EXN943GT | Cogen
49831 | EXN944GT | Cogen
49832 | EXN945GT | Cogen
49837 | EXN_GT | Cogen
49838 | EXN_14GT | Cogen
49851 | DOW17000 | Cogen
49858 | DOW38100 | Cogen
49859 | DOW38200 | Cogen
49860 | DOW38300 | Cogen
49862 | DOW39100 | Cogen
49863 | DOW39200 | Cogen
49865 | DOW41000 | Cogen
49866 | DOW42000 | Cogen
49869 | DOW49000 | Cogen
49870 | DOW61000 | Cogen
49871 | DOW62000 | Cogen
49872 | DOW63000 | Cogen
49873 | DOW64000 | Cogen
49876 | DOW65000 | Cogen
49877 | DOW66000 | Cogen
49878 | DOW67000 | Cogen
49882 | DOW81000 | Cogen
49884 | DOW82000 | Cogen
49885 | DOW83000 | Cogen
49886 | DOW84000 | Cogen
58909 | PEARSALLSCG1 | Diesel
58909 | PEARSALLSCG1 | Diesel
58909 | PEARSALLSCG1 | Diesel
58909 | PEARSALLSCG1 | Diesel
58909 | PEARSALLSCG1 | Diesel
58909 | PEARSALLSCG1 | Diesel
58919 | PEARSALLSCG2 | Diesel
58919 | PEARSALLSCG2 | Diesel
58919 | PEARSALLSCG2 | Diesel
58919 | PEARSALLSCG2 | Diesel
58919 | PEARSALLSCG2 | Diesel
58919 | PEARSALLSCG2 | Diesel
58929 | PEARSALLSCG3 | Diesel
58929 | PEARSALLSCG3 | Diesel
58929 | PEARSALLSCG3 | Diesel
58929 | PEARSALLSCG3 | Diesel
58929 | PEARSALLSCG3 | Diesel
58929 | PEARSALLSCG3 | Diesel
58949 | PEARSALLSCG4 | Diesel
58949 | PEARSALLSCG4 | Diesel
58949 | PEARSALLSCG4 | Diesel
58949 | PEARSALLSCG4 | Diesel
58949 | PEARSALLSCG4 | Diesel
58949 | PEARSALLSCG4 | Diesel
60000 | DSKY2 | Wind
60003 | KING_NE1A | Wind
60005 | KING_SE1A | Wind
60007 | KING_SW1A | Wind
60016 | WOODWRD11A | Wind
60017 | ORNNWP1 | Wind
60018 | DSKY1 | Wind
60019 | KING_NW1A | Wind
60057 | CALLAHAN1A | Wind
60058 | BUFF_GAP1A | Wind
60060 | CIRELLO | Wind
60063 | BUFF_GAP1B | Wind
60066 | H_HOLLOW1A | Wind
60068 | HHOLLOW21A | Wind
60070 | HHOLLOW31A | Wind
60072 | HHOLLOW41A | Wind
60081 | WHRLWIND1A | Wind
60201 | RIO DRCS | AVR
60202 | FRNDDRCS | AVR
71051 | L_BITTCR1_1N | Wind
71054 | L_SWEETW1_1N | Wind
71057 | L_SWEETW1_2N | Wind
71059 | L_SWEETW1_3N | Wind
71060 | L_SWEETW1_4N | Wind
71061 | L_SWEETW1_5N | Wind
76031 | L_GASCCR1_1N | Wind
76091 | L_DIVIDE1_1N | Wind
76095 | L_CAPRSI1_1N | Wind
76096 | L_CAPRSI1_2N | Wind
76097 | L_CAPRGE1_1N | Wind
80003 | MILHWYS | AVR
80012 | LAR | DCTie
80051 | FOR #8 | Cogen
80052 | FOR #9 | Cogen
80053 | FOR #10 | Cogen
80080 | GWINDT11A | Wind
80080 | GWINDT11A | Wind
80080 | GWINDT11A | Wind
80080 | GWINDT11A | Wind
80081 | GWINDT21A | Wind
80081 | GWINDT21A | Wind
80081 | GWINDT21A | Wind
80081 | GWINDT21A | Wind
80137 | CSDR89 | DCTie
80137 | CSDR89 | DCTie
80138 | CSDR7 | DCTie
80139 | CSDR56 | DCTie
80139 | CSDR56 | DCTie
80140 | CSDR11 | DCTie
80180 | PNSCALT11A | Wind
80180 | PNSCALT11A | Wind
80181 | PNSCALT21A | Wind
80181 | PNSCALT21A | Wind
80223 | REYSHR G | Cogen
80224 | VISTRONG1 | Cogen
80225 | VISTRONG2 | Cogen
80226 | ALCOA G | Cogen
80227 | AIRCO G | Cogen
80263 | B_DAVIS31A | CC
80264 | B_DAVIS41A | CC
80265 | LARECU40A | GGT
80266 | LARECU50A | GGT
86104 | CID-138 | DCTie
86105 | CID-230 | DCTie
86106 | CUF-230 | DCTie
86107 | CUF-138 | DCTie
88198 | BEEVILLE | AVR
88253 | HAMILTON | BLT
88299 | ZAPATA | BLT
88508 | FALFURRI | AVR