## Set up
Step 1 | Go to the Zones worksheet in this workbook. Make sure that the source and sink zones are set correctly and the "1"s and "-1"s are correct |  | Summary of Key Data points | Value
File Description:
Step 2 | Open Dennis' file that needs to have the data transferred, same file that is listed in cell K27 |  | Number of units | 0
|  |  | Dec PTDF cutoff point | 0
Step 3 | Copy columns J:X from an old Dennis' Sheet to the new sheet (if first round of a new alaysis) |  | Dec PTDF cutoff unit | Name of Bus
|  |  | Dec 10% unit | Name of Bus
Step 4 | Mark the contingencies and monitored element set by a "y" in column K of Dennis' sheet, if there are a match on the filename use something to make unique |  | Dec max cumltv zone impact - cumltv zone share | 0
|  |  | Dec max cumltv zone impact - cumltv zone share pt | 0
Step 5 | Enter Dennis' file name into cell K27 |  | Dec max cumltv zone impact - cumltv zone share unit | 0
|  |  | West Zonal weighted AWGSF | 0.21519
Step 6 | click the step one button |  | North Zonal weighted AWGSF | -0.015759
|  |  | Inc PTDF cutoff point | 541
Step 7 | Enter the line ratings in Dennis' workbook, the Input worksheet, in the cells |  | Inc PTDF cutoff unit | KING_NW1A
| X6:X30, or to the end of the selected list. |  | Inc 10% unit | KMICHIST6_G
|  |  | Inc max cumltv zone impact - cumltv zone share | 0
Step 8 | Check to see that the number of generators in Dennis' file matches the length |  | Inc max cumltv zone impact - cumltv zone share pt | 0
| of the formulas in columns L:V (Distributed Slack - Dec) have been copied through to the apporpriate number of rows |  | Inc max cumltv zone impact - cumltv zone share unit | 0
| If Dennis' sheet data is less than this file then clear any old unit data in columns A:K of this workbook to match the correct leng |  | West Zonal weighted AWGSF | 0.21519
| It is only necessary to match the Distributed Slack - Dec worksheet. |  | North Zonal weighted AWGSF | -0.015759
|  |  | Min of zone correlation | -0.026723
Step 9 | Click the step 2 button |  | Bounary gen in North Zone | 0
| The last file saved will still be open, yopu will need to close this file. |  | Bounary gen in soucre zone as % of line | -0%
| This sheet willno longer be open. |  | Bounary gen in West Zone | 0
|  |  | Bounary gen in soucre zone as % of line | 0
|  |  | OL element line rating | 1072
|  |  | West Zonal weighted AWGSF | 0.21441
|  | WN_043009automation.xls | North Zonal weighted AWGSF | -0.016282
Copy Dennis' data step 1
Copy Dennis' Data Step 2

## Distributed Slack - Dec
Number of Bus | Name of Bus | ID | Area Name of Gen | AGC | P Sensitivity of Bus | Gen MW | Min MW | Max MW | V Sensitivity of Bus | Set Volt | Tech Type | Zone Impact | Zone Correlation | Inc Max | Dec Max | Souce S.F. Weighting | Souce Capacity | Sink S.F. Weighting | Sink Capacity | PTDF Calc | PTDF Weighting | Cumulative Concentrated Capacity | Cumulative Concentrated Impact
6100 | OKLA7A | EQ | West | YES | 0.63013 | 50 | -220 | 220 | 0 | 1.035 | DCTie | 1 | 0.64589 | 0 | 0 | 0 | 0 |  |  | 0.64589 | 0 | 0 | 0
6752 | OKLA0A | 1 | West | YES | 0.63013 | 649.7 | 175 | 649.7 | 0 | 1.035 | LIGCO | 1 | 0.64589 | 0 | 649.7 | 409.3968 | 649.7 |  |  | 0.64589 | 419.6354 | 649.7 | 419.6354
60052 | WILDHRS11A | 1 | West | YES | 0.26888 | 25.3 | 0 | 126.5 | 0 | 1.005 | #N/A | 1 | 0.28464 | 126.5 | 126.5 | 34.0136 | 126.5 |  |  | 0.28464 | 36.0071 | 776.2 | 455.6425
60053 | WILDHRS21A | 1 | West | YES | 0.26888 | 7.8 | 0 | 39 | 0 | 1.025 | #N/A | 1 | 0.28464 | 39 | 39 | 10.4864 | 39 |  |  | 0.28464 | 11.101 | 815.2 | 466.7435 | Weighted Shift Factors
60081 | WHRLWIND1A | 1 | West | YES | 0.24588 | 12 | 0 | 60 | 0 | 1.03 | Wind | 1 | 0.26164 | 0 | 60 | 14.7527 | 60 |  |  | 0.26164 | 15.6983 | 875.2 | 482.4417 | West | 0.21519
60058 | BUFF_GAP1A | 1 | West | YES | 0.22471 | 24 | 0 | 120 |  | 1 | Wind | 1 | 0.24047 | 0 | 120 | 26.9654 | 120 |  |  | 0.24047 | 28.8565 | 995.2 | 511.2983 | North | -0.015759
60060 | CIRELLO | 1 | West | YES | 0.22471 | 46.6 | 0 | 233 | 0 | 1 | Wind | 1 | 0.24047 | 0 | 233 | 52.3579 | 233 |  |  | 0.24047 | 56.0297 | 1228.2 | 567.328 |  | 0.23095
60063 | BUFF_GAP1B | 1 | West | YES | 0.22471 | 34 | 0 | 170.2 | 0 | 1.02 | Wind | 1 | 0.24047 | 0 | 170.2 | 38.246 | 170.2 |  |  | 0.24047 | 40.9282 | 1398.4 | 608.2562
60066 | H_HOLLOW1A | 1 | West | YES | 0.22471 | 44.4 | 0 | 222 | 0 | 1.005 | Wind | 1 | 0.24047 | 0 | 222 | 49.8861 | 222 |  |  | 0.24047 | 53.3846 | 1620.4 | 661.6407 | Line Cap | 1072
60068 | HHOLLOW21A | 1 | West | YES | 0.22471 | 36.8 | 0 | 184 | 0 | 1.025 | Wind | 1 | 0.24047 | 0 | 184 | 41.347 | 184 |  |  | 0.24047 | 44.2467 | 1804.4 | 705.8874 | Conc Gen | 2180.9
60070 | HHOLLOW31A | 1 | West | YES | 0.22471 | 44.8 | 0 | 224 | 0 | 1.025 | Wind | 1 | 0.24047 | 0 | 224 | 50.3355 | 224 |  |  | 0.24047 | 53.8655 | 2028.4 | 759.7529 | Weighted Imp. | 796.2707
60072 | HHOLLOW41A | 1 | West | YES | 0.22471 | 23 | 0 | 115 | 0 | 1.025 | Wind | 1 | 0.24047 | 0 | 115 | 25.8419 | 115 |  |  | 0.24047 | 27.6542 | 2143.4 | 787.407 | PTDF | 0.36511
71051 | L_BITTCR1_1N | W1 | West | YES | 0.2206 | 7.5 | 0 | 37.5 |  | 1.02 | Wind | 1 | 0.23636 | 0 | 37.5 | 8.2727 | 37.5 |  |  | 0.23636 | 8.8636 | 2180.9 | 796.2707
71054 | L_SWEETW1_1N | W1 | West | YES | 0.2206 | 21.5 | 0 | 107.5 |  | 1.02 | Wind | 1 | 0.23636 | 0 | 107.5 | 23.7149 | 107.5 |  |  | 0.23636 | 25.409 |  |  | Concentration | 1.5809
71057 | L_SWEETW1_2N | W1 | West | YES | 0.2206 | 27 | 0 | 135 |  | 1.02 | Wind | 1 | 0.23636 | 0 | 135 | 29.7815 | 135 |  |  | 0.23636 | 31.909
71059 | L_SWEETW1_3N | W1 | West | YES | 0.2206 | 23.8 | 0 | 119 | 0 | 1.02 | Wind | 1 | 0.23636 | 0 | 119 | 26.2519 | 119 |  |  | 0.23636 | 28.1272 |  |  |  | Pass
71060 | L_SWEETW1_4N | W1 | West | YES | 0.2206 | 21 | 0 | 105 | 0 | 1.02 | Wind | 1 | 0.23636 | 0 | 105 | 23.1634 | 105 |  |  | 0.23636 | 24.8181
1416 | SWETWATR_1G | 1 | West | YES | 0.20798 | 30 | 18 | 30 | 0 | 1.026 | CC | 1 | 0.22374 | 30 | 30 | 6.2395 | 30 |  |  | 0.22374 | 6.7123
1417 | SWETWATR_2G | 2 | West | YES | 0.20798 | 72 | 36 | 72 | 0 | 1.026 | CC | 1 | 0.22374 | 72 | 72 | 14.9748 | 72 |  |  | 0.22374 | 16.1094
1418 | SWETWATR_3G | 3 | West | YES | 0.20798 | 68 | 36 | 68 | 0 | 1.026 | CC | 1 | 0.22374 | 68 | 68 | 14.1428 | 68 |  |  | 0.22374 | 15.2145
1419 | SWETWATR_4G | 4 | West | YES | 0.20798 | 61 | 36 | 61 | 0 | 1.026 | CC | 1 | 0.22374 | 61 | 61 | 12.687 | 61 |  |  | 0.22374 | 13.6483
6144 | MCADOO1A | 1 | West | YES | 0.19808 | 15 | 0 | 150 | 0 | 1.025 | Wind | 1 | 0.21384 | 0 | 150 | 29.7123 | 150 |  |  | 0.21384 | 32.0761
60057 | CALLAHAN1A | 1 | West | YES | 0.19138 | 22.8 | 0 | 114 | 0 | 1.04 | Wind | 1 | 0.20714 | 0 | 114 | 21.8175 | 114 |  |  | 0.20714 | 23.6141
36998 | RDCNYNG1 | 1 | West | YES | 0.19084 | 16.8 | 0 | 84 |  | 1.01 | Wind | 1 | 0.2066 | 0 | 84 | 16.0305 | 84 |  |  | 0.2066 | 17.3542
1061 | CIELOGEN_1G | 1 | West | YES | 0.18919 | 19.8 | 0 | 99 |  | 1 | Wind | 1 | 0.20495 | 0 | 99 | 18.7296 | 99 |  |  | 0.20495 | 20.2898
1062 | CIELOGEN_2G | 1 | West | YES | 0.18919 | 12.2 | 0 | 61 |  | 1 | Wind | 1 | 0.20495 | 0 | 61 | 11.5405 | 61 |  |  | 0.20495 | 12.5018
1069 | KINDERMG_1G | 1 | West | YES | 0.18919 | 25 | 5 | 25 | 0 | 1.017 | Cogen | 1 | 0.20495 | 0 | 0 | 0 | 0 |  |  | 0.20495 | 0
1070 | KINDERMG_2G | 1 | West | YES | 0.18919 | 45.7 | 12 | 45.7 | 0 | 1.017 | Cogen | 1 | 0.20495 | 0 | 0 | 0 | 0 |  |  | 0.20495 | 0
1071 | KINDERMG_3G | 1 | West | YES | 0.18919 | 45.7 | 12 | 45.7 | 0 | 1.017 | Cogen | 1 | 0.20495 | 0 | 0 | 0 | 0 |  |  | 0.20495 | 0
1068 | SCURRYCW_1G | 1 | West | YES | 0.18913 | 28.2 | 1.3 | 141 |  | 1.01 | Wind | 1 | 0.20489 | 0 | 141 | 26.6673 | 141 |  |  | 0.20489 | 28.8893
1073 | SCURRYCW_2G | 2 | West | YES | 0.18913 | 24 | 0 | 120 | 0 | 1.017 | Wind | 1 | 0.20489 | 0 | 120 | 22.6956 | 120 |  |  | 0.20489 | 24.5867
1343 | TRENTIPP_8 | 1 | West | YES | 0.18895 | 30 | 0 | 150 |  | 1.014 | Wind | 1 | 0.20471 | 0 | 150 | 28.3429 | 150 |  |  | 0.20471 | 30.7068
1354 | AEPWIND_8 | 1 | West | YES | 0.18895 | 20.2 | 0 | 101 |  | 1 | Wind | 1 | 0.20471 | 0 | 101 | 19.0843 | 101 |  |  | 0.20471 | 20.6759
6637 | SNYDERW1A | 1 | West | YES | 0.18843 | 12.6 | 0 | 63 | 0 | 1.025 | Wind | 1 | 0.20418 | 0 | 63 | 11.8708 | 63 |  |  | 0.20418 | 12.8637
1301 | BULLCREK_8 | 1 | West | YES | 0.18793 | 36 | 0 | 180 | 0 | 1.017 | #N/A | 1 | 0.20369 | 180 | 180 | 33.8283 | 180 |  |  | 0.20369 | 36.6649
1302 | COYOTEWG_8 | 1 | West | YES | 0.18728 | 45 | 0 | 225 |  | 1.01 | #N/A | 1 | 0.20304 | 225 | 225 | 42.138 | 225 |  |  | 0.20304 | 45.6838
1037 | MORGAN5G_5G | 5 | West | YES | 0.1871 | 109.6 | 40 | 137 | 0 | 1.029 | GST | 1 | 0.20286 | 137 | 137 | 25.633 | 137 |  |  | 0.20286 | 27.792
1039 | MRGNAG_1G | A | West | YES | 0.1871 | 69 | 69 | 69 | 0 | 1.029 | GGT | 1 | 0.20286 | 69 | 69 | 12.91 | 69 |  |  | 0.20286 | 13.9974
1040 | MRGNBG_2G | B | West | YES | 0.1871 | 70 | 70 | 71 | 0 | 1.029 | GGT | 1 | 0.20286 | 71 | 71 | 13.2842 | 71 |  |  | 0.20286 | 14.4031
1041 | MRGNCG_3G | C | West | YES | 0.1871 | 69 | 69 | 70 | 0 | 1.029 | GGT | 1 | 0.20286 | 70 | 70 | 13.0971 | 70 |  |  | 0.20286 | 14.2003
1042 | MRGNDG_4G | D | West | YES | 0.1871 | 68 | 68 | 68 | 0 | 1.029 | GGT | 1 | 0.20286 | 68 | 68 | 12.7229 | 68 |  |  | 0.20286 | 13.7945
1043 | MRGNEG_5G | E | West | YES | 0.1871 | 68 | 68 | 70 | 0 | 1.029 | GGT | 1 | 0.20286 | 70 | 70 | 13.0971 | 70 |  |  | 0.20286 | 14.2003
1044 | MRGNFG_6G | F | West | YES | 0.1871 | 66 | 66 | 66 | 0 | 1.029 | GGT | 1 | 0.20286 | 66 | 66 | 12.3487 | 66 |  |  | 0.20286 | 13.3888
1360 | GUNSIGHT_8 | 1 | West | YES | 0.18649 | 24 | 0 | 120 | 0 | 1.01 | Wind | 1 | 0.20225 | 0 | 120 | 22.3794 | 120 |  |  | 0.20225 | 24.2705
1327 | WILDHRSE_1G | 1 | West | YES | 0.18637 | 24 | 0 | 120 |  | 1 | Wind | 1 | 0.20213 | 0 | 120 | 22.3644 | 120 |  |  | 0.20213 | 24.2555
1170 | AIRLAMESA_1G | 1 | West | YES | 0.18637 | 0 | 0 | 180 |  | 1 | #N/A | 1 | 0.20212 | 180 | 180 | 33.5459 | 180 |  |  | 0.20212 | 36.3825
1058 | LONGSHORE_5 | 1 | West | YES | 0.18629 | 30 | 0 | 150 |  | 1.01 | Wind | 1 | 0.20204 | 0 | 150 | 27.9429 | 150 |  |  | 0.20204 | 30.3067
1058 | LONGSHORE_5 | 2 | West | YES | 0.18629 | 44 | 0 | 220 |  | 1.01 | Wind | 1 | 0.20204 | 0 | 220 | 40.9829 | 220 |  |  | 0.20204 | 44.4499
1058 | LONGSHORE_5 | 3 | West | YES | 0.18629 | 23.4 | 0 | 117 |  | 1.01 | Wind | 1 | 0.20204 | 0 | 117 | 21.7955 | 117 |  |  | 0.20204 | 23.6393
1045 | CALENG1G_1G | 1 | West | YES | 0.18604 | 73.4 | 27 | 73.4 | 0 | 1.014 | Cogen | 1 | 0.2018 | 0 | 0 | 0 | 0 |  |  | 0.2018 | 0
1046 | CALENG2G_2G | 2 | West | YES | 0.18604 | 73.4 | 27 | 73.4 | 0 | 1.014 | Cogen | 1 | 0.2018 | 0 | 0 | 0 | 0 |  |  | 0.2018 | 0
1047 | CALENG3G_3G | 3 | West | YES | 0.18604 | 70.4 | 27 | 70.4 | 0 | 1.014 | Cogen | 1 | 0.2018 | 0 | 0 | 0 | 0 |  |  | 0.2018 | 0
1333 | MCDDONAL_8 | 1 | West | YES | 0.18549 | 42.8 | 0 | 214.2 |  | 1.01 | Wind | 1 | 0.20125 | 0 | 214.2 | 39.733 | 214.2 |  |  | 0.20125 | 43.1086
1320 | BSP 1 | 1 | West | YES | 0.18525 | 25.5 | 2.9 | 25.8 | 0 | 1 | Cogen | 1 | 0.20101 | 0 | 0 | 0 | 0 |  |  | 0.20101 | 0
1328 | OCOTILLO_1G | 1 | West | YES | 0.18523 | 11.6 | 0 | 58 |  | 1.01 | Wind | 1 | 0.20099 | 0 | 58 | 10.7436 | 58 |  |  | 0.20099 | 11.6576
1326 | STANTONW_8 | 1 | West | YES | 0.18521 | 20.1 | 0 | 100.5 |  | 1.01 | Wind | 1 | 0.20097 | 0 | 100.5 | 18.6141 | 100.5 |  |  | 0.20097 | 20.1979
11001 | NAV1CT | 1 | West | YES | 0.18495 | 70.4 | 18 | 70.4 | 0 | 1.029 | CC | 1 | 0.20071 | 70.4 | 70.4 | 13.0204 | 70.4 |  |  | 0.20071 | 14.1298
11009 | NAV2CT | 1 | West | YES | 0.18495 | 71.4 | 18 | 71.4 | 0 | 1.029 | CC | 1 | 0.20071 | 71.4 | 71.4 | 13.2054 | 71.4 |  |  | 0.20071 | 14.3306
11011 | NAV3ST | 1 | West | YES | 0.18495 | 92.8 | 40 | 92.8 | 0 | 1.029 | CC | 1 | 0.20071 | 92.8 | 92.8 | 17.1633 | 92.8 |  |  | 0.20071 | 18.6257
11012 | NAV4CT | 1 | West | YES | 0.18495 | 80 | 18 | 80 | 0 | 1.029 | CC | 1 | 0.20071 | 80 | 80 | 14.7959 | 80 |  |  | 0.20071 | 16.0566
11013 | NAV5CT | 1 | West | YES | 0.18495 | 80 | 18 | 80 | 0 | 1.029 | CC | 1 | 0.20071 | 80 | 80 | 14.7959 | 80 |  |  | 0.20071 | 16.0566
11014 | NAV6ST | 1 | West | YES | 0.18495 | 115 | 40 | 115 | 0 | 1.029 | CC | 1 | 0.20071 | 115 | 115 | 21.2691 | 115 |  |  | 0.20071 | 23.0814
11020 | TIEHVSG_1G | 1 | West | YES | 0.18493 | 208.2 | 63 | 208.2 | 0 | 1.012 | CC | 1 | 0.20069 | 208.2 | 208.2 | 38.5028 | 208.2 |  |  | 0.20069 | 41.7839
11021 | TIEHVCG_1G | 1 | West | YES | 0.18493 | 142.1 | 103 | 142.1 | 0 | 1.012 | CC | 1 | 0.20069 | 142.1 | 142.1 | 26.2788 | 142.1 |  |  | 0.20069 | 28.5182
11022 | TIEHVCG_2G | 1 | West | YES | 0.18493 | 132.4 | 103 | 132.4 | 0 | 1.012 | CC | 1 | 0.20069 | 132.4 | 132.4 | 24.485 | 132.4 |  |  | 0.20069 | 26.5715
11023 | TIEHVCG_3G | 1 | West | YES | 0.18493 | 137.4 | 103 | 137.4 | 0 | 1.012 | CC | 1 | 0.20069 | 137.4 | 137.4 | 25.4097 | 137.4 |  |  | 0.20069 | 27.5749
11024 | TIEHVCG_4G | 1 | West | YES | 0.18493 | 147 | 103 | 147 | 0 | 1.012 | CC | 1 | 0.20069 | 147 | 147 | 27.185 | 147 |  |  | 0.20069 | 29.5016
11025 | TIEHVSG_2G | 1 | West | YES | 0.18493 | 213.2 | 63 | 213.2 | 0 | 1.012 | CC | 1 | 0.20069 | 213.2 | 213.2 | 39.4275 | 213.2 |  |  | 0.20069 | 42.7873
1146 | NOTREES_1G | 1 | West | YES | 0.18398 | 29.8 | 0 | 149 | 0 | 1.017 | #N/A | 1 | 0.19974 | 149 | 149 | 27.4127 | 149 |  |  | 0.19974 | 29.7608
7038 | L_DELAWA1_1Y | 1 | West | YES | 0.18374 | 3.5 | 0 | 35 | 0 | 1 | Wind | 1 | 0.1995 | 0 | 35 | 6.4309 | 35 |  |  | 0.1995 | 6.9825
7038 | L_DELAWA1_1Y | 2 | West | YES | 0.18374 | 3 | 0 | 30 | 0 | 1 | Wind | 1 | 0.1995 | 0 | 30 | 5.5122 | 30 |  |  | 0.1995 | 5.985
1002 | PBCTAGE_1G | A | West | YES | 0.18362 | 64 | 64 | 66 | 0 | 1.036 | GGT | 1 | 0.19938 | 66 | 66 | 12.1189 | 66 |  |  | 0.19938 | 13.159
1003 | PBCTBGE_2G | B | West | YES | 0.18362 | 65 | 65 | 66 | 0 | 1.036 | GGT | 1 | 0.19938 | 66 | 66 | 12.1189 | 66 |  |  | 0.19938 | 13.159
1004 | PBCTCGE_3G | C | West | YES | 0.18362 | 62 | 62 | 67 | 0 | 1.036 | GGT | 1 | 0.19938 | 67 | 67 | 12.3025 | 67 |  |  | 0.19938 | 13.3584
1005 | PBCTDGE_4G | D | West | YES | 0.18362 | 65 | 65 | 68 | 0 | 1.036 | GGT | 1 | 0.19938 | 68 | 68 | 12.4862 | 68 |  |  | 0.19938 | 13.5578
1006 | PBCTEGE_5G | E | West | YES | 0.18362 | 65 | 65 | 67 | 0 | 1.036 | GGT | 1 | 0.19938 | 67 | 67 | 12.3025 | 67 |  |  | 0.19938 | 13.3584
1007 | PB5GEN_6G | 5 | West | YES | 0.18362 | 91.2 | 40 | 114 | 0 | 1.036 | GST | 1 | 0.19938 | 114 | 114 | 20.9327 | 114 |  |  | 0.19938 | 22.7292
1008 | PB6GEN_7G | 6 | West | YES | 0.18362 | 515 | 130 | 515 | 0 | 1.036 | GST | 1 | 0.19938 | 515 | 515 | 94.5643 | 515 |  |  | 0.19938 | 102.6802
1349 | WESTXWIN_1G | 1 | West | YES | 0.18254 | 1.3 | 0 | 6.6 |  | 1.014 | Wind | 1 | 0.1983 | 0 | 6.6 | 1.2048 | 6.6 |  |  | 0.1983 | 1.3088
1350 | NWPWRG1_1G | 1 | West | YES | 0.18254 | 6.9 | 1 | 34.3 |  | 1.014 | Wind | 1 | 0.1983 | 0 | 34.3 | 6.2611 | 34.3 |  |  | 0.1983 | 6.8016
76031 | L_GASCCR1_1N | W1 | West | YES | 0.18022 | 30 | 0 | 150 | 0 | 1.02 | Wind | 1 | 0.19597 | 0 | 150 | 27.0324 | 150 |  |  | 0.19597 | 29.3962
76091 | L_DIVIDE1_1N | W1 | West | YES | 0.17896 | 110 | 0 | 550 |  | 1.02 | Wind | 1 | 0.19472 | 0 | 550 | 98.4296 | 550 |  |  | 0.19472 | 107.0971
6407 | TURKTRAK1A | 1 | West | YES | 0.17594 | 33.9 | 0 | 169.5 | 0 | 1.025 | Wind | 1 | 0.1917 | 0 | 169.5 | 29.8225 | 169.5 |  |  | 0.1917 | 32.4937
60007 | KING_SW1A | 1 | West | YES | 0.17431 | 20 | 0 | 80 |  | 1.03 | Wind | 1 | 0.19007 | 0 | 80 | 13.9446 | 80 |  |  | 0.19007 | 15.2054
60019 | KING_NW1A | 1 | West | YES | 0.17431 | 20 | 0 | 80 |  | 1.03 | Wind | 1 | 0.19007 | 0 | 80 | 13.9446 | 80 |  |  | 0.19007 | 15.2054
60201 | RIO DRCS | F | West | YES | 0.17359 | 0 | 0 | 0 | 0 | 1.025 | AVR | 1 | 0.18935 | 0 | 0 | 0 | 0 |  |  | 0.18935 | 0
60016 | WOODWRD11A | 1 | West | YES | 0.17352 | 20 | 0 | 80 |  | 1.033 | Wind | 1 | 0.18928 | 0 | 80 | 13.8819 | 80 |  |  | 0.18928 | 15.1426
38332 | TNWDWRDU2_8 | 1 | West | YES | 0.1735 | 20 | 0 | 80 | 0 | 1.0232 | Wind | 1 | 0.18926 | 0 | 80 | 13.8802 | 80 |  |  | 0.18926 | 15.141
38437 | TNSRBNMESA9 | 1 | West | YES | 0.17344 | 37.5 | 0 | 150 |  | 1.02 | Wind | 1 | 0.18919 | 0 | 150 | 26.0153 | 150 |  |  | 0.18919 | 28.3791
6016 | SWMESA | 1 | West | YES | 0.17308 | 18.8 | 0 | 75 |  | 1.03 | Wind | 1 | 0.18883 | 0 | 75 | 12.9807 | 75 |  |  | 0.18883 | 14.1626
60003 | KING_NE1A | 1 | West | YES | 0.17308 | 20 | 0 | 80 |  | 1.03 | Wind | 1 | 0.18883 | 0 | 80 | 13.8461 | 80 |  |  | 0.18883 | 15.1068
60005 | KING_SE1A | 1 | West | YES | 0.17308 | 10 | 0 | 40 |  | 1.035 | Wind | 1 | 0.18883 | 0 | 40 | 6.923 | 40 |  |  | 0.18883 | 7.5534
60000 | DSKY2 | 1 | West | YES | 0.17195 | 19.1 | 0 | 76.5 |  | 1.039 | Wind | 1 | 0.18771 | 0 | 76.5 | 13.1546 | 76.5 |  |  | 0.18771 | 14.3601
60017 | ORNNWP1 | 1 | West | YES | 0.17136 | 20 | 0 | 80 |  | 1.027 | Wind | 1 | 0.18712 | 0 | 80 | 13.709 | 80 |  |  | 0.18712 | 14.9697
60018 | DSKY1 | 1 | West | YES | 0.17067 | 21 | 0 | 84 | 0 | 1.023 | Wind | 1 | 0.18643 | 0 | 84 | 14.3364 | 84 |  |  | 0.18643 | 15.6601
1049 | ROSCOEWI_5 | 1 | West | YES | 0.15718 | 41.8 | 0 | 209 |  | 1.01 | #N/A | 1 | 0.17294 | 209 | 209 | 32.8517 | 209 |  |  | 0.17294 | 36.1453
1057 | ROSCOEWI_5 | 2 | West | YES | 0.15718 | 25.3 | 0 | 126.5 |  | 1.01 | #N/A | 1 | 0.17294 | 126.5 | 126.5 | 19.8839 | 126.5 |  |  | 0.17294 | 21.8774
1060 | ROSCOEWI_5 | 3 | West | YES | 0.15718 | 39.4 | 0 | 197 | 0 | 1.01 | #N/A | 1 | 0.17294 | 197 | 197 | 30.9654 | 197 |  |  | 0.17294 | 34.07
1072 | ROSCOEWI_5 | 4 | West | YES | 0.15718 | 63.6 | 0 | 318 | 0 | 1.01 | #N/A | 1 | 0.17294 | 318 | 318 | 49.9848 | 318 |  |  | 0.17294 | 54.9962
60202 | FRNDDRCS | F | West | YES | 0.15648 | 0 | 0 | 0 | 0 | 0.9985 | AVR | 1 | 0.17224 | 0 | 0 | 0 | 0 |  |  | 0.17224 | 0
1437 | MESQUITW_1G | 1 | North | YES | 0.24133 | 40 | 0 | 400 | 0 | 1.023 | Wind | -1 | -0.026135 | 0 | 400 |  |  | 0 | 0 | 0.026135 | 0
1438 | MESQUITW_2G | 1 | North | YES | 0.24121 | 23.6 | 0 | 236 |  | 1.017 | Wind | -1 | -0.026015 | 0 | 236 |  |  | 0 | 0 | 0.026015 | 0
8032 | AMISTADHYD1 | 1 | South | YES | 0.055634 | 33 | 13 | 33 | 0 | 1.0375 | Hydro | -1 | 0.15956 | 0 | 0 |  |  |  |  | -0.15956 | 0
8033 | AMISTADHYD2 | 2 | South | YES | 0.055634 | 25 | 13 | 25 | 0 | 1.0375 | Hydro | -1 | 0.15956 | 0 | 0 |  |  |  |  | -0.15956 | 0
88253 | HAMILTON | F | South | YES | 0.055634 | 0 | 0 | 0 | 0 | 1.04 | BLT | -1 | 0.15956 | 0 | 0 |  |  |  |  | -0.15956 | 0
8262 | ELPS | 1 | South | YES | 0.040812 | 6 | 6 | 6 | 0 | 1.15 | Hydro | -1 | 0.17438 | 0 | 0 |  |  |  |  | -0.17438 | 0
80010 | EPLVT1 | F | South | YES | 0.037365 | 0 | 0 | 0 |  | 1.0376 | #N/A | -1 | 0.17783 | 0 | 0 |  |  |  |  | -0.17783 | 0
1643 | SLSTR1PP_1G | 1 | North | YES | 0.023624 | 6 | 0 | 60 | 0 | 1.022 | Wind | -1 | 0.19157 | 0 | 60 |  |  | 0 | 0 | -0.19157 | 0
7026 | L_INKSDA1_1Y | 1 | South | YES | 0.011732 | 0 | 0 | 13.7 |  | 1 | Hydro | -1 | 0.20346 | 0 | 0 |  |  |  |  | -0.20346 | 0
7022 | L_BUCHAN1_1Y | 1 | South | YES | 0.008519 | 0 | 0 | 18 |  | 1 | Hydro | -1 | 0.20668 | 0 | 0 |  |  |  |  | -0.20668 | 0
7023 | L_BUCHAN1_2Y | 2 | South | YES | 0.008519 | 0 | 0 | 18 |  | 1 | Hydro | -1 | 0.20668 | 0 | 0 |  |  |  |  | -0.20668 | 0
7024 | L_BUCHAN1_3Y | 3 | South | YES | 0.008519 | 0 | 0 | 15 |  | 1 | Hydro | -1 | 0.20668 | 0 | 0 |  |  |  |  | -0.20668 | 0
7000 | L_FERGUS1_1Y | 1 | South | YES | 0.008437 | 400 | 65 | 423.3 | 0 | 1.015 | GSC | -1 | 0.20676 | 423.3 | 423.3 |  |  |  |  | -0.20676 | -87.5206
80265 | LARECU40A | 4 | South | YES | 0.008344 | 80 | 0 | 100 |  | 1.039 | GGT | -1 | 0.20685 | 100 | 100 |  |  |  |  | -0.20685 | -20.6851
80266 | LARECU50A | 5 | South | YES | 0.008344 | 80 | 0 | 100 |  | 1.039 | GGT | -1 | 0.20685 | 100 | 100 |  |  |  |  | -0.20685 | -20.6851
80012 | LAR | F | South | YES | 0.008342 | 0 | 0 | 0 | 0 | 1.04 | DCTie | -1 | 0.20685 | 0 | 0 |  |  |  |  | -0.20685 | 0
5890 | PEARSALLGEN1 | 1 | South | YES | 0.008093 | 19.2 | 6 | 24 | 0 | 1.0161 | GST | -1 | 0.2071 | 24 | 24 |  |  |  |  | -0.2071 | -4.9704
5891 | PEARSALLGEN2 | 1 | South | YES | 0.008093 | 19.4 | 6 | 24.3 | 0 | 1.0161 | GST | -1 | 0.2071 | 24.3 | 24.3 |  |  |  |  | -0.2071 | -5.0326
5892 | PEARSALLGEN3 | 1 | South | YES | 0.008093 | 19.1 | 6 | 23.9 | 0 | 1.0161 | GST | -1 | 0.2071 | 23.9 | 23.9 |  |  |  |  | -0.2071 | -4.9497
7035 | L_WIRTZ_1G1Y | 1 | South | YES | 0.007902 | 0 | 0 | 29 |  | 1 | Hydro | -1 | 0.20729 | 0 | 0 |  |  |  |  | -0.20729 | 0
7036 | L_WIRTZ_1G2Y | 2 | South | YES | 0.007902 | 23 | 0 | 29.8 |  | 1 | Hydro | -1 | 0.20729 | 0 | 0 |  |  |  |  | -0.20729 | 0
7028 | L_MARBFA1_1Y | 1 | South | YES | 0.006366 | 0 | 0 | 18 |  | 1 | Hydro | -1 | 0.20883 | 0 | 0 |  |  |  |  | -0.20883 | 0
7029 | L_MARBFA1_2Y | 2 | South | YES | 0.006366 | 0 | 0 | 18 |  | 1 | Hydro | -1 | 0.20883 | 0 | 0 |  |  |  |  | -0.20883 | 0
88299 | ZAPATA | F | South | YES | 0.00544 | 0 | 0 | 0 | 0 | 1.02 | BLT | -1 | 0.20975 | 0 | 0 |  |  |  |  | -0.20975 | 0
5728 | FALCONHYDRO2 | 2 | South | YES | 0.00344 | 12 | 0 | 12 | 0 | 1.0227 | Hydro | -1 | 0.21175 | 0 | 0 |  |  |  |  | -0.21175 | 0
5729 | FALCONHYDRO3 | 3 | South | YES | 0.00344 | 11 | 0 | 11 | 0 | 1.0227 | Hydro | -1 | 0.21175 | 0 | 0 |  |  |  |  | -0.21175 | 0
8048 | FALCONHYDRO1 | 1 | South | YES | 0.00344 | 12 | 0 | 12 | 0 | 1.0227 | Hydro | -1 | 0.21175 | 0 | 0 |  |  |  |  | -0.21175 | 0
88508 | FALFURRI | F | South | YES | 0.002282 | 0 | 0 | 0 | 0 | 1 | AVR | -1 | 0.21291 | 0 | 0 |  |  |  |  | -0.21291 | 0
5264 | LEON_LCP3G3 | 3 | South | YES | 0.001773 | 0 | 20 | 58 |  | 1.0197 | GST | -1 | 0.21342 | 58 | 58 |  |  |  |  | -0.21342 | -12.3785
5265 | LEON_LCP4G4 | 4 | South | YES | 0.001773 | 71.2 | 25 | 89 | 0 | 1.0197 | GST | -1 | 0.21342 | 89 | 89 |  |  |  |  | -0.21342 | -18.9946
5266 | LEON_LCPCT1 | 1 | South | YES | 0.001773 | 44 | 24 | 44 | 0 | 1.0197 | GGT | -1 | 0.21342 | 44 | 44 |  |  |  |  | -0.21342 | -9.3906
5267 | LEON_LCPCT2 | 2 | South | YES | 0.001773 | 44 | 24 | 44 | 0 | 1.0197 | GGT | -1 | 0.21342 | 44 | 44 |  |  |  |  | -0.21342 | -9.3906
5268 | LEON_LCPCT3 | 3 | South | YES | 0.001773 | 43 | 24 | 43 | 0 | 1.0197 | GGT | -1 | 0.21342 | 43 | 43 |  |  |  |  | -0.21342 | -9.1771
5269 | LEON_LCPCT4 | 4 | South | YES | 0.001773 | 45 | 24 | 45 | 0 | 1.0197 | GGT | -1 | 0.21342 | 45 | 45 |  |  |  |  | -0.21342 | -9.604
7031 | L_MARSFO1G1Y | 1 | South | YES | 0.00167 | 0 | 0 | 36 |  | 1 | Hydro | -1 | 0.21352 | 0 | 0 |  |  |  |  | -0.21352 | 0
7032 | L_MARSFO1G2Y | 2 | South | YES | 0.00167 | 0 | 0 | 35 |  | 1 | Hydro | -1 | 0.21352 | 0 | 0 |  |  |  |  | -0.21352 | 0
7033 | L_MARSFO1G3Y | 3 | South | YES | 0.00167 | 0 | 0 | 36 |  | 1 | Hydro | -1 | 0.21352 | 0 | 0 |  |  |  |  | -0.21352 | 0
5028 | BRAUNIG_VHB3 | 3 | South | YES | 0.001436 | 407 | 60 | 407 | 0 | 1.0138 | GST | -1 | 0.21376 | 407 | 407 |  |  |  |  | -0.21376 | -86.9999
8933 | FGNTS001 | 1 | South | YES | 0.001349 | 146.5 | 0 | 146.5 | 0 | 1.03 | CC | -1 | 0.21385 | 146.5 | 146.5 |  |  |  |  | -0.21385 | -31.3284
8934 | FGNTS101 | 2 | South | YES | 0.001349 | 147.9 | 0 | 147.9 | 0 | 1.03 | CC | -1 | 0.21385 | 147.9 | 147.9 |  |  |  |  | -0.21385 | -31.6278
8935 | FGNTS201 | 3 | South | YES | 0.001349 | 173 | 0 | 173 | 0 | 1.03 | CC | -1 | 0.21385 | 173 | 173 |  |  |  |  | -0.21385 | -36.9953
5026 | BRAUNIG_VHB1 | 1 | South | YES | 0.001327 | 215 | 40 | 215 | 0 | 1.0192 | GST | -1 | 0.21387 | 215 | 215 |  |  |  |  | -0.21387 | -45.9816
5027 | BRAUNIG_VHB2 | 2 | South | YES | 0.001327 | 172.8 | 40 | 216 | 0 | 1.0192 | GST | -1 | 0.21387 | 216 | 216 |  |  |  |  | -0.21387 | -46.1955
5031 | BRA_VHBCT1 | 1 | South | YES | 0.001327 | 44 | 24 | 44 | 0 | 1.0192 | #N/A | -1 | 0.21387 | 44 | 44 |  |  |  |  | -0.21387 | -9.4102
5032 | BRA_VHBCT2 | 2 | South | YES | 0.001327 | 44 | 24 | 44 | 0 | 1.0192 | #N/A | -1 | 0.21387 | 44 | 44 |  |  |  |  | -0.21387 | -9.4102
5033 | BRA_VHBCT3 | 3 | South | YES | 0.001327 | 43 | 24 | 43 | 0 | 1.0192 | #N/A | -1 | 0.21387 | 43 | 43 |  |  |  |  | -0.21387 | -9.1963
5034 | BRA_VHBCT4 | 4 | South | YES | 0.001327 | 45 | 24 | 45 | 0 | 1.0192 | #N/A | -1 | 0.21387 | 45 | 45 |  |  |  |  | -0.21387 | -9.6241
5396 | CALAVER_OWS1 | 1 | South | YES | 0.001324 | 418 | 80 | 418 | 0 | 1.0192 | GST | -1 | 0.21387 | 418 | 418 |  |  |  |  | -0.21387 | -89.3981
5397 | CALAVER_OWS2 | 2 | South | YES | 0.001324 | 400 | 80 | 400 | 0 | 1.0192 | GST | -1 | 0.21387 | 400 | 400 |  |  |  |  | -0.21387 | -85.5484
5111 | CALAVER_JTD1 | 1 | South | YES | 0.001264 | 430 | 80 | 430 | 0 | 1.0138 | LIGCO | -1 | 0.21393 | 0 | 430 |  |  |  |  | -0.21393 | 0
5112 | CALAVER_JTD2 | 2 | South | YES | 0.001264 | 430 | 80 | 430 | 0 | 1.0138 | LIGCO | -1 | 0.21393 | 0 | 430 |  |  |  |  | -0.21393 | 0
5903 | SANMIGUELGEN | 1 | South | YES | 0.001065 | 396.3 | 180 | 396.3 | 0 | 1.0331 | LIGCO | -1 | 0.21413 | 0 | 396.3 |  |  |  |  | -0.21413 | 0
5436 | TUTTL_WBT1G1 | 1 | South | YES | 0.001041 | 48.8 | 20 | 61 | 0 | 1.012 | GST | -1 | 0.21415 | 61 | 61 |  |  |  |  | -0.21415 | -13.0634
5438 | TUTTL_WBT3G3 | 3 | South | YES | 0.001041 | 95 | 25 | 95 | 0 | 1.012 | GST | -1 | 0.21415 | 95 | 95 |  |  |  |  | -0.21415 | -20.3446
5439 | TUTTL_WBT4G4 | 4 | South | YES | 0.001041 | 120.8 | 40 | 151 | 0 | 1.012 | GST | -1 | 0.21415 | 151 | 151 |  |  |  |  | -0.21415 | -32.3372
88198 | BEEVILLE | F | South | YES | 0.001035 | 0 | 0 | 0 | 0 | 1.02 | AVR | -1 | 0.21416 | 0 | 0 |  |  |  |  | -0.21416 | 0
8936 | MVGN#1 | 1 | South | YES | 0.001007 | 216.6 | 0 | 216.6 | 0 | 1.0304 | CC | -1 | 0.21419 | 216.6 | 216.6 |  |  |  |  | -0.21419 | -46.3931
8937 | MVGN#2 | 2 | South | YES | 0.001007 | 216.7 | 0 | 216.7 | 0 | 1.0304 | CC | -1 | 0.21419 | 216.7 | 216.7 |  |  |  |  | -0.21419 | -46.4145
8938 | MVGN#3 | 3 | South | YES | 0.001007 | 250.9 | 0 | 250.9 | 0 | 1.0304 | CC | -1 | 0.21419 | 250.9 | 250.9 |  |  |  |  | -0.21419 | -53.7398
8981 | HECN1 | 1 | South | YES | 0.001006 | 144.8 | 0 | 144.8 | 0 | 1.0304 | CC | -1 | 0.21419 | 144.8 | 144.8 |  |  |  |  | -0.21419 | -31.0146
8982 | HECN2 | 2 | South | YES | 0.001006 | 144.1 | 0 | 144.1 | 0 | 1.0304 | CC | -1 | 0.21419 | 144.1 | 144.1 |  |  |  |  | -0.21419 | -30.8646
8983 | HECN3 | 3 | South | YES | 0.001006 | 171.9 | 0 | 171.9 | 0 | 1.0304 | CC | -1 | 0.21419 | 171.9 | 171.9 |  |  |  |  | -0.21419 | -36.8191
5476 | BRA_AVR1_CT1 | 1 | South | YES | 0.000893 | 155 | 90 | 155 | 0 | 1.017 | CC | -1 | 0.2143 | 155 | 155 |  |  |  |  | -0.2143 | -33.2168
5477 | BRA_AVR1_ST1 | 1 | South | YES | 0.000893 | 174 | 138 | 174 | 0 | 1.017 | CC | -1 | 0.2143 | 174 | 174 |  |  |  |  | -0.2143 | -37.2885
5478 | BRA_AVR1_CT2 | 1 | South | YES | 0.000893 | 155 | 90 | 155 | 0 | 1.017 | CC | -1 | 0.2143 | 155 | 155 |  |  |  |  | -0.2143 | -33.2168
5401 | CALAVER_JKS1 | 1 | South | YES | 0.000758 | 562 | 100 | 562 | 0 | 1.018 | LIGCO | -1 | 0.21444 | 0 | 562 |  |  |  |  | -0.21444 | 0
5932 | SI_RAY9 | 9 | South | YES | 0.000751 | 32 | 32 | 38 | 0 | 1.035 | CC | -1 | 0.21444 | 38 | 38 |  |  |  |  | -0.21444 | -8.1489
5933 | SI_RAY6 | 6 | South | YES | 0.000751 | 15.4 | 10 | 19.3 | 0 | 1.035 | GST | -1 | 0.21444 | 19.3 | 19.3 |  |  |  |  | -0.21444 | -4.1388
5935 | SI_RAY10 | 10 | South | YES | 0.000751 | 47 | 10 | 47 | 0 | 1.03 | CC | -1 | 0.21444 | 47 | 47 |  |  |  |  | -0.21444 | -10.0789
80003 | MILHWYS | F | South | YES | 0.000751 | 0 | 0 | 0 | 0 | 1.0168 | AVR | -1 | 0.21444 | 0 | 0 |  |  |  |  | -0.21444 | 0
80080 | GWINDT11A | 2 | South | YES | 0.000609 | 17.7 | 0 | 41 | 0 | 1.025 | Wind | -1 | 0.21459 | 0 | 41 |  |  |  |  | -0.21459 | 0
80080 | GWINDT11A | 4 | South | YES | 0.000609 | 8.2 | 0 | 19 | 0 | 1.025 | Wind | -1 | 0.21459 | 0 | 19 |  |  |  |  | -0.21459 | 0
80080 | GWINDT11A | 1 | South | YES | 0.000609 | 40.6 | 0 | 94 | 0 | 1.025 | Wind | -1 | 0.21459 | 0 | 94 |  |  |  |  | -0.21459 | 0
80080 | GWINDT11A | 3 | South | YES | 0.000609 | 16.4 | 0 | 38 | 0 | 1.025 | Wind | -1 | 0.21459 | 0 | 38 |  |  |  |  | -0.21459 | 0
80081 | GWINDT21A | 1 | South | YES | 0.000609 | 40.6 | 0 | 94 | 0 | 1.025 | Wind | -1 | 0.21459 | 0 | 94 |  |  |  |  | -0.21459 | 0
80081 | GWINDT21A | 4 | South | YES | 0.000609 | 9.5 | 0 | 22 | 0 | 1.025 | Wind | -1 | 0.21459 | 0 | 22 |  |  |  |  | -0.21459 | 0
80081 | GWINDT21A | 2 | South | YES | 0.000609 | 15.5 | 0 | 36 | 0 | 1.025 | Wind | -1 | 0.21459 | 0 | 36 |  |  |  |  | -0.21459 | 0
80081 | GWINDT21A | 3 | South | YES | 0.000609 | 18.6 | 0 | 43 | 0 | 1.025 | Wind | -1 | 0.21459 | 0 | 43 |  |  |  |  | -0.21459 | 0
80180 | PNSCALT11A | 1 | South | YES | 0.000609 | 63 | 0 | 146 | 0 | 1.025 | Wind | -1 | 0.21459 | 0 | 146 |  |  |  |  | -0.21459 | 0
80180 | PNSCALT11A | 2 | South | YES | 0.000609 | 21.6 | 0 | 50 | 0 | 1.025 | Wind | -1 | 0.21459 | 0 | 50 |  |  |  |  | -0.21459 | 0
80181 | PNSCALT21A | 2 | South | YES | 0.000609 | 21.6 | 0 | 50 | 0 | 1.025 | Wind | -1 | 0.21459 | 0 | 50 |  |  |  |  | -0.21459 | 0
80181 | PNSCALT21A | 1 | South | YES | 0.000609 | 23.7 | 0 | 55 | 0 | 1.025 | Wind | -1 | 0.21459 | 0 | 55 |  |  |  |  | -0.21459 | 0
7487 | L_CANYHY8_1Y | 1 | South | YES | 0.000569 | 0 | 0 | 6 |  | 1 | Hydro | -1 | 0.21463 | 0 | 0 |  |  |  |  | -0.21463 | 0
8517 | CELANEBI0A | 1 | South | YES | 0.000503 | 29 | 0 | 29 | 0 | 1.02 | Cogen | -1 | 0.21469 | 0 | 0 |  |  |  |  | -0.21469 | 0
7609 | L_SCHUMA8_1Y | 1 | South | YES | 0.000429 | 0 | 0 | 4 |  | 1 | Hydro | -1 | 0.21477 | 0 | 0 |  |  |  |  | -0.21477 | 0
8461 | KOCH_UP0A | 1 | South | YES | 0.000364 | 38 | 0 | 38 | 0 | 1.012 | Cogen | -1 | 0.21483 | 0 | 0 |  |  |  |  | -0.21483 | 0
8511 | OXY_CC0A | 1 | South | YES | 0.000341 | 30.3 | 0 | 38 |  | 1.027 | Cogen | -1 | 0.21485 | 0 | 0 |  |  |  |  | -0.21485 | 0
8506 | VAL #1 | 1 | South | YES | 0.00034 | 20.9 | 0 | 25 | 0 | 1.0055 | Cogen | -1 | 0.21485 | 0 | 0 |  |  |  |  | -0.21485 | 0
8507 | VAL #2 | 2 | South | YES | 0.00034 | 20.9 | 0 | 25 | 0 | 1.0055 | Cogen | -1 | 0.21485 | 0 | 0 |  |  |  |  | -0.21485 | 0
8459 | B_DAVIS0B | MB | South | YES | 0.000317 | 0 | 50 | 339 |  | 1.03 | GSC | -1 | 0.21488 | 0 | 0 |  |  |  |  | -0.21488 | 0
8460 | B_DAVIS0A | MB | South | YES | 0.000317 | 0 | 50 | 340 |  | 1.03 | GSC | -1 | 0.21488 | 0 | 0 |  |  |  |  | -0.21488 | 0
8456 | COSW#1 | 1 | South | YES | 0.000293 | 20 | 0 | 20 | 0 | 1.027 | Cogen | -1 | 0.2149 | 0 | 0 |  |  |  |  | -0.2149 | 0
8457 | COSW#2 | 2 | South | YES | 0.000293 | 14 | 0 | 14 | 0 | 1.027 | Cogen | -1 | 0.2149 | 0 | 0 |  |  |  |  | -0.2149 | 0
8560 | CNOPGT1 | 1 | South | YES | 0.000284 | 148.3 | 0 | 148.3 | 0 | 1.03 | Cogen | -1 | 0.21491 | 0 | 0 |  |  |  |  | -0.21491 | 0
8561 | CNOPGT2 | 2 | South | YES | 0.000284 | 148.6 | 0 | 148.6 | 0 | 1.03 | Cogen | -1 | 0.21491 | 0 | 0 |  |  |  |  | -0.21491 | 0
8562 | CNOPST1 | 3 | South | YES | 0.000284 | 153 | 0 | 153 | 0 | 1.03 | Cogen | -1 | 0.21491 | 0 | 0 |  |  |  |  | -0.21491 | 0
7800 | L_GUADGE1_1Y | 1 | South | YES | 0.00022 | 147 | 30 | 147 | 0 | 1.02 | CC | -1 | 0.21497 | 147 | 147 |  |  |  |  | -0.21497 | -31.6013
7801 | L_GUADGE1_2Y | 2 | South | YES | 0.00022 | 138 | 30 | 138 | 0 | 1.02 | CC | -1 | 0.21497 | 138 | 138 |  |  |  |  | -0.21497 | -29.6665
7802 | L_GUADGE1_3Y | 3 | South | YES | 0.00022 | 146 | 30 | 146 | 0 | 1.02 | CC | -1 | 0.21497 | 146 | 146 |  |  |  |  | -0.21497 | -31.3863
7803 | L_GUADGE1_4Y | 4 | South | YES | 0.00022 | 149 | 30 | 149 | 0 | 1.02 | CC | -1 | 0.21497 | 149 | 149 |  |  |  |  | -0.21497 | -32.0313
7804 | L_GUADGE1_5Y | 5 | South | YES | 0.00022 | 182 | 30 | 182 | 0 | 1.02 | CC | -1 | 0.21497 | 182 | 182 |  |  |  |  | -0.21497 | -39.1254
7805 | L_GUADGE1_6Y | 6 | South | YES | 0.00022 | 203 | 30 | 203 | 0 | 1.02 | CC | -1 | 0.21497 | 203 | 203 |  |  |  |  | -0.21497 | -43.6399
7605 | L_MCQUEE9_1Y | 2 | South | YES | 0.000166 | 0 | 0 | 2.4 |  | 1.025 | Hydro | -1 | 0.21503 | 0 | 0 |  |  |  |  | -0.21503 | 0
7605 | L_MCQUEE9_1Y | 1 | South | YES | 0.000166 | 0 | 0 | 2.4 |  | 1.025 | Hydro | -1 | 0.21503 | 0 | 0 |  |  |  |  | -0.21503 | 0
7605 | L_MCQUEE9_1Y | 3 | South | YES | 0.000166 | 0 | 0 | 2.8 |  | 1.025 | Hydro | -1 | 0.21503 | 0 | 0 |  |  |  |  | -0.21503 | 0
8161 | COLETO0A | 1 | South | YES | 0.00013 | 633 | 200 | 633 | 0 | 1.03 | LIGCO | -1 | 0.21506 | 0 | 633 |  |  |  |  | -0.21506 | 0
8926 | LGE_GT10A | 1 | South | YES | 0.000103 | 158 | 0 | 158 | 0 | 1.03 | Cogen | -1 | 0.21509 | 0 | 0 |  |  |  |  | -0.21509 | 0
8927 | LGE_GT20A | 2 | South | YES | 0.000103 | 153 | 0 | 153 | 0 | 1.03 | Cogen | -1 | 0.21509 | 0 | 0 |  |  |  |  | -0.21509 | 0
8928 | LGE_STG0A | 3 | South | YES | 0.000103 | 100 | 0 | 100 | 0 | 1.03 | Cogen | -1 | 0.21509 | 0 | 0 |  |  |  |  | -0.21509 | 0
8930 | ICPGN10A | 1 | South | YES | 0.000103 | 149 | 0 | 149 | 0 | 1.03 | Cogen | -1 | 0.21509 | 0 | 0 |  |  |  |  | -0.21509 | 0
8931 | ICPGN20A | 2 | South | YES | 0.000103 | 150 | 0 | 150 | 0 | 1.03 | Cogen | -1 | 0.21509 | 0 | 0 |  |  |  |  | -0.21509 | 0
8932 | ICPGN30A | 3 | South | YES | 0.000103 | 127 | 0 | 127 | 0 | 1.03 | Cogen | -1 | 0.21509 | 0 | 0 |  |  |  |  | -0.21509 | 0
80223 | REYSHR G | 1 | South | YES | 0.000103 | 12 | 0 | 12 | 0 | 1.032 | Cogen | -1 | 0.21509 | 0 | 0 |  |  |  |  | -0.21509 | 0
7810 | L_RIONOG1G1Y | 1 | South | YES | 5.7e-05 | 148 | 0 | 148 | 0 | 1.02 | CC | -1 | 0.21514 | 148 | 148 |  |  |  |  | -0.21514 | -31.8404
7811 | L_RIONOG1G2Y | 2 | South | YES | 5.7e-05 | 148 | 0 | 148 | 0 | 1.02 | CC | -1 | 0.21514 | 148 | 148 |  |  |  |  | -0.21514 | -31.8404
7812 | L_RIONOG1G3Y | 3 | South | YES | 5.7e-05 | 154 | 0 | 154 | 0 | 1.02 | CC | -1 | 0.21514 | 154 | 154 |  |  |  |  | -0.21514 | -33.1312
7813 | L_RIONOG1S1Y | 4 | South | YES | 5.7e-05 | 293 | 0 | 293 | 0 | 1.02 | CC | -1 | 0.21514 | 293 | 293 |  |  |  |  | -0.21514 | -63.0354
5934 | SI_RAY5 | 5 | South | YES | 0 | 0 | 10 | 15 |  | 1.035 | GST | -1 | 0.21519 | 15 | 15 |  |  |  |  | -0.21519 | -3.2279
8139 | JOS #1 | MB | South | YES | 0 | 0 | 45 | 255 |  | 1.02 | GST | -1 | 0.21519 | 0 | 0 |  |  |  |  | -0.21519 | 0
8285 | LAR #1 | MB | South | YES | 0 | 0 | 9 | 32 |  | 1.0497 | GST | -1 | 0.21519 | 0 | 0 |  |  |  |  | -0.21519 | 0
8287 | LAR #2 | MB | South | YES | 0 | 0 | 9 | 32 |  | 1.04 | GST | -1 | 0.21519 | 0 | 0 |  |  |  |  | -0.21519 | 0
8288 | LAR #3 | MB | South | YES | 0 | 0 | 25 | 105 |  | 1.04 | GST | -1 | 0.21519 | 0 | 0 |  |  |  |  | -0.21519 | 0
8388 | BATES0A | MB | South | YES | 0 | 0 | 21 | 71 |  | 1.033 | GST | -1 | 0.21519 | 0 | 0 |  |  |  |  | -0.21519 | 0
8393 | BATES0B | MB | South | YES | 0 | 0 | 25 | 110 |  | 1.03 | GST | -1 | 0.21519 | 0 | 0 |  |  |  |  | -0.21519 | 0
8437 | NUECES_B0C | MB | South | YES | 0 | 0 | 7 | 30 |  | 1.03 | GST | -1 | 0.21519 | 0 | 0 |  |  |  |  | -0.21519 | 0
8438 | NUECES_B0B | MB | South | YES | 0 | 0 | 26 | 169 |  | 1.03 | GST | -1 | 0.21519 | 0 | 0 |  |  |  |  | -0.21519 | 0
8442 | NUECES_B0A | MB | South | YES | 0 | 0 | 81 | 367 |  | 1.03 | GST | -1 | 0.21519 | 0 | 0 |  |  |  |  | -0.21519 | 0
39190 | TNSLCGN1__8 | 1 | Houston | YES | 0 | 0 | 10 | 30 |  | 1.03 | Cogen | -1 | 0.21519 | 0 | 0 |  |  |  |  | -0.21519 | 0
7014 | L_HAYSEN1_1Y | 1 | South | YES | -0.000102 | 223.9 | 74 | 223.9 | 0 | 1.008 | CC | -1 | 0.2153 | 223.9 | 223.9 |  |  |  |  | -0.2153 | -48.205
7015 | L_HAYSEN1_2Y | 2 | South | YES | -0.000102 | 225 | 74 | 225 | 0 | 1.008 | CC | -1 | 0.2153 | 225 | 225 |  |  |  |  | -0.2153 | -48.4418
7016 | L_HAYSEN1_3Y | 3 | South | YES | -0.000102 | 224.6 | 74 | 224.6 | 0 | 1.008 | CC | -1 | 0.2153 | 224.6 | 224.6 |  |  |  |  | -0.2153 | -48.3557
7017 | L_HAYSEN1_4Y | 4 | South | YES | -0.000102 | 226.7 | 74 | 226.7 | 0 | 1.008 | CC | -1 | 0.2153 | 226.7 | 226.7 |  |  |  |  | -0.2153 | -48.8078
7624 | L_LAKEWO9_1Y | 1 | South | YES | -0.000108 | 0 | 0 | 2.4 |  | 1 | Hydro | -1 | 0.2153 | 0 | 0 |  |  |  |  | -0.2153 | 0
7624 | L_LAKEWO9_1Y | 2 | South | YES | -0.000108 | 0 | 0 | 2.4 |  | 1 | Hydro | -1 | 0.2153 | 0 | 0 |  |  |  |  | -0.2153 | 0
8189 | CUECPL2A | 1 | South | YES | -0.000195 | 12 | 0 | 12 | 0 | 1.02 | Cogen | -1 | 0.21539 | 0 | 0 |  |  |  |  | -0.21539 | 0
5503 | RAYBURNGEN3 | 1 | South | YES | -0.000408 | 17.6 | 6 | 22 | 0 | 1.0223 | GST | -1 | 0.2156 | 22 | 22 |  |  |  |  | -0.2156 | -4.7433
5505 | RAYBURNGEN1 | 1 | South | YES | -0.000408 | 0 | 1 | 11 |  | 1.0223 | GGT | -1 | 0.2156 | 11 | 11 |  |  |  |  | -0.2156 | -2.3716
5506 | RAYBURNGEN2 | 1 | South | YES | -0.000408 | 0 | 1 | 11 |  | 1.0223 | GGT | -1 | 0.2156 | 11 | 11 |  |  |  |  | -0.2156 | -2.3716
7020 | L_AUSTPL1_1Y | 2 | South | YES | -0.000447 | 0 | 0 | 8 |  | 1 | Hydro | -1 | 0.21564 | 0 | 0 |  |  |  |  | -0.21564 | 0
7020 | L_AUSTPL1_1Y | 1 | South | YES | -0.000447 | 0 | 0 | 8 |  | 1 | Hydro | -1 | 0.21564 | 0 | 0 |  |  |  |  | -0.21564 | 0
5508 | RAYBURNCC9 | 1 | South | YES | -0.000542 | 47.7 | 18.2 | 47.7 | 0 | 1.0296 | CC | -1 | 0.21574 | 47.7 | 47.7 |  |  |  |  | -0.21574 | -10.2907
5509 | RAYBURNCC10 | 1 | South | YES | -0.000542 | 37.3 | 5.2 | 37.3 | 0 | 1.0296 | CC | -1 | 0.21574 | 37.3 | 37.3 |  |  |  |  | -0.21574 | -8.047
5511 | RAYBURNCC7 | 1 | South | YES | -0.000542 | 47.5 | 18.2 | 47.5 | 0 | 1.0296 | CC | -1 | 0.21574 | 47.5 | 47.5 |  |  |  |  | -0.21574 | -10.2475
5512 | RAYBURNCC8 | 1 | South | YES | -0.000542 | 49.3 | 18.2 | 49.3 | 0 | 1.0296 | CC | -1 | 0.21574 | 49.3 | 49.3 |  |  |  |  | -0.21574 | -10.6358
8173 | VICEC51A | 5 | South | YES | -0.000552 | 144 | 18 | 144 | 0 | 1.025 | CC | -1 | 0.21575 | 144 | 144 |  |  |  |  | -0.21575 | -31.0676
8174 | VICEC61A | 6 | South | YES | -0.000552 | 188 | 42 | 188 | 0 | 1.025 | CC | -1 | 0.21575 | 188 | 188 |  |  |  |  | -0.21575 | -40.5604
8066 | DUP1V#1 | 1 | South | YES | -0.000633 | 52.3 | 0 | 73 | 0 | 1.01 | Cogen | -1 | 0.21583 | 0 | 0 |  |  |  |  | -0.21583 | 0
9016 | SANDH_G1 | 1 | South | YES | -0.000668 | 45 | 2 | 49 | 0 | 1.0175 | GGT | -1 | 0.21586 | 49 | 49 |  |  |  |  | -0.21586 | -10.5773
9017 | SANDH_G2 | 2 | South | YES | -0.000668 | 45 | 2 | 46 | 0 | 1.0175 | GGT | -1 | 0.21586 | 46 | 46 |  |  |  |  | -0.21586 | -9.9297
9018 | SANDH_G3 | 3 | South | YES | -0.000668 | 45 | 2 | 46 | 0 | 1.0175 | GGT | -1 | 0.21586 | 46 | 46 |  |  |  |  | -0.21586 | -9.9297
9019 | SANDH_G4 | 4 | South | YES | -0.000668 | 0 | 2 | 47 |  | 1.0175 | GGT | -1 | 0.21586 | 47 | 47 |  |  |  |  | -0.21586 | -10.1456
9020 | SANDHG5A | 5A | South | YES | -0.000668 | 150 | 84 | 155 | 0 | 1.0175 | CC | -1 | 0.21586 | 155 | 155 |  |  |  |  | -0.21586 | -33.4588
9021 | SANDHG5C | 5C | South | YES | -0.000668 | 140 | 0 | 148 | 0 | 1.0175 | CC | -1 | 0.21586 | 148 | 148 |  |  |  |  | -0.21586 | -31.9477
9000 | DECKR_G1 | 1 | South | YES | -0.000672 | 280 | 50 | 321 | 0 | 1.015 | GST | -1 | 0.21587 | 321 | 321 |  |  |  |  | -0.21587 | -69.2933
9001 | DECKR_G2 | 2 | South | YES | -0.000672 | 400 | 50 | 426 | 0 | 1.015 | GST | -1 | 0.21587 | 426 | 426 |  |  |  |  | -0.21587 | -91.9593
80224 | VISTRONG1 | 1 | South | YES | -0.000739 | 13.1 | 0 | 15 | 0 | 1.01 | Cogen | -1 | 0.21593 | 0 | 0 |  |  |  |  | -0.21593 | 0
80225 | VISTRONG2 | 2 | South | YES | -0.000739 | 20.2 | 0 | 23 | 0 | 1.01 | Cogen | -1 | 0.21593 | 0 | 0 |  |  |  |  | -0.21593 | 0
80227 | AIRCO G | 1 | South | YES | -0.000759 | 7.2 | 0 | 8 | 0 | 1.0104 | Cogen | -1 | 0.21595 | 0 | 0 |  |  |  |  | -0.21595 | 0
8147 | UCAR #2 | 10 | South | YES | -0.000825 | 18.2 | 0 | 28 |  | 1 | Cogen | -1 | 0.21602 | 0 | 0 |  |  |  |  | -0.21602 | 0
8148 | UCAR #1 | 2 | South | YES | -0.000825 | 6.1 | 0 | 7 | 0 | 1.009 | Cogen | -1 | 0.21602 | 0 | 0 |  |  |  |  | -0.21602 | 0
80137 | CSDR89 | 9 | South | YES | -0.000825 | 0 | 0 | 15 |  | 1.003 | DCTie | -1 | 0.21602 | 0 | 0 |  |  |  |  | -0.21602 | 0
80137 | CSDR89 | 8 | South | YES | -0.000825 | 33.9 | 0 | 39 |  | 1.003 | DCTie | -1 | 0.21602 | 0 | 0 |  |  |  |  | -0.21602 | 0
80138 | CSDR7 | 7 | South | YES | -0.000825 | 6.1 | 0 | 7 | 0 | 1.014 | DCTie | -1 | 0.21602 | 0 | 0 |  |  |  |  | -0.21602 | 0
80139 | CSDR56 | 6 | South | YES | -0.000825 | 0 | 0 | 39 |  | 1.0033 | DCTie | -1 | 0.21602 | 0 | 0 |  |  |  |  | -0.21602 | 0
80139 | CSDR56 | 5 | South | YES | -0.000825 | 15 | 0 | 15 |  | 1.0033 | DCTie | -1 | 0.21602 | 0 | 0 |  |  |  |  | -0.21602 | 0
80140 | CSDR11 | 11 | South | YES | -0.000825 | 33.9 | 0 | 39 | 0 | 1.03 | DCTie | -1 | 0.21602 | 0 | 0 |  |  |  |  | -0.21602 | 0
9002 | DECKR_G3 | 3 | South | YES | -0.000826 | 0 | 24 | 42 |  | 1.015 | GGT | -1 | 0.21602 | 42 | 42 |  |  |  |  | -0.21602 | -9.0729
9003 | DECKR_G4 | 4 | South | YES | -0.000826 | 44 | 24 | 44 | 0 | 1.015 | GGT | -1 | 0.21602 | 44 | 44 |  |  |  |  | -0.21602 | -9.5049
9004 | DECKR_G5 | 5 | South | YES | -0.000826 | 44 | 24 | 44 | 0 | 1.015 | GGT | -1 | 0.21602 | 44 | 44 |  |  |  |  | -0.21602 | -9.5049
9005 | DECKR_G6 | 6 | South | YES | -0.000826 | 44 | 24 | 47 | 0 | 1.015 | GGT | -1 | 0.21602 | 47 | 47 |  |  |  |  | -0.21602 | -10.153
80226 | ALCOA G | 1 | South | YES | -0.001131 | 32.3 | 5 | 48 | 0 | 1.015 | Cogen | -1 | 0.21633 | 0 | 0 |  |  |  |  | -0.21633 | 0
8134 | FOR #1 | 1 | South | YES | -0.001214 | 54.1 | 45 | 79 | 0 | 1.03 | Cogen | -1 | 0.21641 | 0 | 0 |  |  |  |  | -0.21641 | 0
8138 | FOR #2 | 2 | South | YES | -0.001214 | 63.1 | 45 | 81 | 0 | 1.03 | Cogen | -1 | 0.21641 | 0 | 0 |  |  |  |  | -0.21641 | 0
8153 | FOR #3 | 3 | South | YES | -0.001214 | 63.1 | 45 | 79.9 | 0 | 1.03 | Cogen | -1 | 0.21641 | 0 | 0 |  |  |  |  | -0.21641 | 0
8154 | FOR #4 | 4 | South | YES | -0.001214 | 63.1 | 60 | 80 | 0 | 1.03 | Cogen | -1 | 0.21641 | 0 | 0 |  |  |  |  | -0.21641 | 0
8155 | FOR #5 | 5 | South | YES | -0.001214 | 63.1 | 60 | 78.4 | 0 | 1.03 | Cogen | -1 | 0.21641 | 0 | 0 |  |  |  |  | -0.21641 | 0
8156 | FOR #6 | 6 | South | YES | -0.001214 | 24.9 | 5 | 25 | 0 | 1.03 | Cogen | -1 | 0.21641 | 0 | 0 |  |  |  |  | -0.21641 | 0
8157 | FOR #7 | 7 | South | YES | -0.001214 | 28.8 | 5 | 46 | 0 | 1.03 | Cogen | -1 | 0.21641 | 0 | 0 |  |  |  |  | -0.21641 | 0
80051 | FOR #8 | 8 | South | YES | -0.001214 | 28 | 28 | 28 | 0 | 1.016 | Cogen | -1 | 0.21641 | 0 | 0 |  |  |  |  | -0.21641 | 0
80052 | FOR #9 | 9 | South | YES | -0.001214 | 29.7 | 5 | 43.6 | 0 | 1.03 | Cogen | -1 | 0.21641 | 0 | 0 |  |  |  |  | -0.21641 | 0
80053 | FOR #10 | 10 | South | YES | -0.001214 | 68.4 | 45 | 75 | 0 | 1.03 | Cogen | -1 | 0.21641 | 0 | 0 |  |  |  |  | -0.21641 | 0
7004 | L_SIMGID1_1Y | 1 | South | YES | -0.001269 | 132 | 40 | 132 | 0 | 1.02 | GST | -1 | 0.21646 | 132 | 132 |  |  |  |  | -0.21646 | -28.5732
7005 | L_SIMGID1_2Y | 2 | South | YES | -0.001269 | 133 | 32 | 139 | 0 | 1.02 | GST | -1 | 0.21646 | 139 | 139 |  |  |  |  | -0.21646 | -30.0885
7006 | L_SIMGID1_3Y | 3 | South | YES | -0.001269 | 324.9 | 60 | 329 | 0 | 1.02 | GST | -1 | 0.21646 | 329 | 329 |  |  |  |  | -0.21646 | -71.2166
7807 | L_BASTEN1_1Y | 1 | South | YES | -0.001595 | 152.5 | 83.5 | 152.5 | 0 | 1.004 | CC | -1 | 0.21679 | 152.5 | 152.5 |  |  |  |  | -0.21679 | -33.0605
7808 | L_BASTEN1_2Y | 1 | South | YES | -0.001595 | 149.5 | 83.5 | 149.5 | 0 | 1.004 | CC | -1 | 0.21679 | 149.5 | 149.5 |  |  |  |  | -0.21679 | -32.4101
7809 | L_BASTEN1_3Y | 1 | South | YES | -0.001595 | 232.6 | 42 | 232.6 | 0 | 1.004 | CC | -1 | 0.21679 | 232.6 | 232.6 |  |  |  |  | -0.21679 | -50.4253
7303 | L_WPPGS12_1Y | 1 | South | YES | -0.001757 | 50 | 0 | 50 | 0 | 1.025 | GGT | -1 | 0.21695 | 50 | 50 |  |  |  |  | -0.21695 | -10.8476
7303 | L_WPPGS12_1Y | 2 | South | YES | -0.001757 | 50 | 0 | 50 | 0 | 1.025 | GGT | -1 | 0.21695 | 50 | 50 |  |  |  |  | -0.21695 | -10.8476
7305 | L_WPPGS34_1Y | 3 | South | YES | -0.001757 | 50 | 0 | 50 | 0 | 1.025 | GGT | -1 | 0.21695 | 50 | 50 |  |  |  |  | -0.21695 | -10.8476
7305 | L_WPPGS34_1Y | 4 | South | YES | -0.001757 | 50 | 0 | 50 | 0 | 1.025 | GGT | -1 | 0.21695 | 50 | 50 |  |  |  |  | -0.21695 | -10.8476
7007 | L_LOSTPI1_1Y | 1 | South | YES | -0.002 | 158.6 | 110 | 158 | 0 | 1 | CC | -1 | 0.21719 | 158 | 158 |  |  |  |  | -0.21719 | -34.3168
7008 | L_LOSTPI1_2Y | 2 | South | YES | -0.002 | 157.7 | 107 | 160 | 0 | 1 | CC | -1 | 0.21719 | 160 | 160 |  |  |  |  | -0.21719 | -34.7512
7009 | L_LOSTPI1_3Y | 3 | South | YES | -0.002 | 173.9 | 72 | 175 | 0 | 1 | CC | -1 | 0.21719 | 175 | 175 |  |  |  |  | -0.21719 | -38.0091
7012 | L_FPPYD21_3Y | 3 | South | YES | -0.002105 | 427.5 | 200 | 436 | 0 | 1.02 | LIGCO | -1 | 0.2173 | 0 | 436 |  |  |  |  | -0.2173 | 0
7010 | L_FPPYD11_1Y | 1 | South | YES | -0.002106 | 547.4 | 200 | 606 | 0 | 1.02 | LIGCO | -1 | 0.2173 | 0 | 606 |  |  |  |  | -0.2173 | 0
7011 | L_FPPYD11_2Y | 2 | South | YES | -0.002106 | 552.2 | 200 | 598 | 0 | 1.02 | LIGCO | -1 | 0.2173 | 0 | 598 |  |  |  |  | -0.2173 | 0
3432 | SANDOW_4G | 4 | South | YES | -0.003661 | 580 | 225 | 580 | 0 | 1.029 | LIGCO | -1 | 0.21886 | 0 | 580 |  |  |  |  | -0.21886 | 0
13432 | SANDOW_5G | 5 | South | YES | -0.003661 | 581 | 225 | 581 | 0 | 1.029 | LIGCO | -1 | 0.21886 | 0 | 581 |  |  |  |  | -0.21886 | 0
5911 | STP_GN1___1 | 1 | Houston | YES | -0.003991 | 1333 | 1249 | 1333 | 0 | 1.0406 | Nuc | -1 | 0.21919 | 0 | 0 |  |  |  |  | -0.21919 | 0
5912 | STP_GN2___2 | 2 | Houston | YES | -0.003991 | 1332 | 1249 | 1332 | 0 | 1.0406 | Nuc | -1 | 0.21919 | 0 | 0 |  |  |  |  | -0.21919 | 0
48731 | CBE_GT1 | 1 | Houston | YES | -0.004111 | 76 | 0 | 76 | 0 | 1.029 | CC | -1 | 0.21931 | 76 | 76 |  |  |  |  | -0.21931 | -16.6673
48732 | CBE_GT2 | 1 | Houston | YES | -0.004111 | 76 | 0 | 76 | 0 | 1.029 | CC | -1 | 0.21931 | 76 | 76 |  |  |  |  | -0.21931 | -16.6673
48733 | CBE_ST12 | 1 | Houston | YES | -0.004111 | 105 | 0 | 105 | 0 | 1.029 | CC | -1 | 0.21931 | 105 | 105 |  |  |  |  | -0.21931 | -23.0271
48734 | CBE_GT3 | 1 | Houston | YES | -0.004111 | 76 | 0 | 76 | 0 | 1.029 | CC | -1 | 0.21931 | 76 | 76 |  |  |  |  | -0.21931 | -16.6673
48735 | CBE_GT4 | 1 | Houston | YES | -0.004111 | 76 | 0 | 76 | 0 | 1.029 | CC | -1 | 0.21931 | 76 | 76 |  |  |  |  | -0.21931 | -16.6673
48736 | CBE_ST34 | 1 | Houston | YES | -0.004111 | 105 | 0 | 105 | 0 | 1.029 | CC | -1 | 0.21931 | 105 | 105 |  |  |  |  | -0.21931 | -23.0271
332 | RWMILLER01 | 1 | North | YES | -0.004183 | 58.4 | 18.5 | 73 | 0 | 1.04 | GST | -1 | 0.21938 | 73 | 73 |  |  | -0.30536 | 73 | -0.21938 | -16.0146
333 | RWMILLER02 | 2 | North | YES | -0.004183 | 95.2 | 37 | 119 | 0 | 1.04 | GST | -1 | 0.21938 | 119 | 119 |  |  | -0.49778 | 119 | -0.21938 | -26.106
334 | RWMILLER03 | 3 | North | YES | -0.004183 | 166.4 | 65 | 208 | 0 | 1.04 | GST | -1 | 0.21938 | 208 | 208 |  |  | -0.87006 | 208 | -0.21938 | -45.6306
335 | RWMILLER04 | 4 | North | YES | -0.004183 | 81.6 | 0 | 102 | 0 | 1.04 | GST | -1 | 0.21938 | 102 | 102 |  |  | -0.42667 | 102 | -0.21938 | -22.3765
336 | RWMILLER05 | 5 | North | YES | -0.004183 | 80.8 | 0 | 101 | 0 | 1.04 | GST | -1 | 0.21938 | 101 | 101 |  |  | -0.42248 | 101 | -0.21938 | -22.1572
48911 | TGF_GT1_8000 | 1 | Houston | YES | -0.004235 | 69.2 | 0 | 69.2 |  | 1.029 | Cogen | -1 | 0.21943 | 0 | 0 |  |  |  |  | -0.21943 | 0
49851 | DOW17000 | 37 | Houston | YES | -0.004949 | 39 | 0 | 62 | 0 | 1 | Cogen | -1 | 0.22014 | 0 | 0 |  |  |  |  | -0.22014 | 0
49858 | DOW38100 | 31 | Houston | YES | -0.004949 | 45 | 0 | 71.4 |  | 1 | Cogen | -1 | 0.22014 | 0 | 0 |  |  |  |  | -0.22014 | 0
49859 | DOW38200 | 33 | Houston | YES | -0.004949 | 28 | 0 | 45 | 0 | 1 | Cogen | -1 | 0.22014 | 0 | 0 |  |  |  |  | -0.22014 | 0
49860 | DOW38300 | 32 | Houston | YES | -0.004949 | 63 | 0 | 101 |  | 1 | Cogen | -1 | 0.22014 | 0 | 0 |  |  |  |  | -0.22014 | 0
49862 | DOW39100 | 36 | Houston | YES | -0.004949 | 54 | 0 | 86 | 0 | 1 | Cogen | -1 | 0.22014 | 0 | 0 |  |  |  |  | -0.22014 | 0
49863 | DOW39200 | 35 | Houston | YES | -0.004949 | 55 | 0 | 88 | 0 | 1 | Cogen | -1 | 0.22014 | 0 | 0 |  |  |  |  | -0.22014 | 0
49865 | DOW41000 | 41 | Houston | YES | -0.004949 | 31 | 0 | 50 |  | 1 | Cogen | -1 | 0.22014 | 0 | 0 |  |  |  |  | -0.22014 | 0
49866 | DOW42000 | 42 | Houston | YES | -0.004949 | 11 | 0 | 18 |  | 1 | Cogen | -1 | 0.22014 | 0 | 0 |  |  |  |  | -0.22014 | 0
49869 | DOW49000 | 45 | Houston | YES | -0.004949 | 59 | 0 | 94 |  | 1 | Cogen | -1 | 0.22014 | 0 | 0 |  |  |  |  | -0.22014 | 0
49870 | DOW61000 | 61 | Houston | YES | -0.004949 | 44 | 0 | 70 | 0 | 1 | Cogen | -1 | 0.22014 | 0 | 0 |  |  |  |  | -0.22014 | 0
49871 | DOW62000 | 62 | Houston | YES | -0.004949 | 40 | 0 | 63 | 0 | 1 | Cogen | -1 | 0.22014 | 0 | 0 |  |  |  |  | -0.22014 | 0
49872 | DOW63000 | 63 | Houston | YES | -0.004949 | 45 | 0 | 72 | 0 | 1 | Cogen | -1 | 0.22014 | 0 | 0 |  |  |  |  | -0.22014 | 0
49873 | DOW64000 | 64 | Houston | YES | -0.004949 | 41 | 0 | 64.8 | 0 | 1 | Cogen | -1 | 0.22014 | 0 | 0 |  |  |  |  | -0.22014 | 0
49876 | DOW65000 | 65 | Houston | YES | -0.004949 | 63 | 0 | 101 | 0 | 1 | Cogen | -1 | 0.22014 | 0 | 0 |  |  |  |  | -0.22014 | 0
49877 | DOW66000 | 66 | Houston | YES | -0.004949 | 61 | 0 | 97 | 0 | 1 | Cogen | -1 | 0.22014 | 0 | 0 |  |  |  |  | -0.22014 | 0
49878 | DOW67000 | 67 | Houston | YES | -0.004949 | 65 | 0 | 103 | 0 | 1 | Cogen | -1 | 0.22014 | 0 | 0 |  |  |  |  | -0.22014 | 0
49882 | DOW81000 | 81 | Houston | YES | -0.004949 | 47 | 0 | 76 | 0 | 1 | Cogen | -1 | 0.22014 | 0 | 0 |  |  |  |  | -0.22014 | 0
49884 | DOW82000 | 82 | Houston | YES | -0.004949 | 51 | 0 | 80 | 0 | 1 | Cogen | -1 | 0.22014 | 0 | 0 |  |  |  |  | -0.22014 | 0
49885 | DOW83000 | 83 | Houston | YES | -0.004949 | 51 | 0 | 80 | 0 | 1 | Cogen | -1 | 0.22014 | 0 | 0 |  |  |  |  | -0.22014 | 0
49886 | DOW84000 | 84 | Houston | YES | -0.004949 | 107 | 0 | 171 | 0 | 0.98 | Cogen | -1 | 0.22014 | 0 | 0 |  |  |  |  | -0.22014 | 0
48520 | BSF_GT1_8070 | 2 | Houston | YES | -0.005125 | 10 | 0 | 10 | 0 | 1.0326 | Cogen | -1 | 0.22032 | 0 | 0 |  |  |  |  | -0.22032 | 0
48520 | BSF_GT1_8070 | 1 | Houston | YES | -0.005125 | 72 | 0 | 72 | 0 | 1.0326 | Cogen | -1 | 0.22032 | 0 | 0 |  |  |  |  | -0.22032 | 0
39760 | TNSCLP1___8 | 1 | Houston | YES | -0.005272 | 93.4 | 20 | 116.8 | 0 | 1.04 | Cogen | -1 | 0.22047 | 0 | 0 |  |  |  |  | -0.22047 | 0
39770 | TNSCLP2___8 | 1 | Houston | YES | -0.005272 | 91.6 | 20 | 114.5 | 0 | 1.04 | Cogen | -1 | 0.22047 | 0 | 0 |  |  |  |  | -0.22047 | 0
39775 | TNSCLP4___8 | 1 | Houston | YES | -0.005272 | 95.2 | 20 | 119 | 0 | 1.04 | Cogen | -1 | 0.22047 | 0 | 0 |  |  |  |  | -0.22047 | 0
39790 | TNSCLP3___8 | 1 | Houston | YES | -0.005272 | 87.6 | 20 | 109.5 | 0 | 1.027 | Cogen | -1 | 0.22047 | 0 | 0 |  |  |  |  | -0.22047 | 0
48730 | MNS_GT | 1 | Houston | YES | -0.005755 | 43 | 0 | 46.1 |  | 1.029 | Cogen | -1 | 0.22095 | 0 | 0 |  |  |  |  | -0.22095 | 0
48926 | WAP_GN6_6 | 6 | Houston | YES | -0.005785 | 651 | 280 | 651 |  | 1.035 | LIGCO | -1 | 0.22098 | 0 | 651 |  |  |  |  | -0.22098 | 0
48927 | WAP_GN7_7 | 7 | Houston | YES | -0.005785 | 564 | 277 | 564 |  | 1.035 | LIGCO | -1 | 0.22098 | 0 | 564 |  |  |  |  | -0.22098 | 0
48928 | WAP_GN8_8 | 8 | Houston | YES | -0.005785 | 603 | 275 | 603 |  | 1.035 | LIGCO | -1 | 0.22098 | 0 | 603 |  |  |  |  | -0.22098 | 0
48521 | BVE_GT1_GT1 | 1 | Houston | YES | -0.005789 | 167.7 | 0 | 167.7 |  | 1.035 | CC | -1 | 0.22098 | 167.7 | 167.7 |  |  |  |  | -0.22098 | -37.059
48522 | BVE_GT2_5035 | 2 | Houston | YES | -0.005789 | 166.4 | 0 | 166.4 |  | 1.035 | CC | -1 | 0.22098 | 166.4 | 166.4 |  |  |  |  | -0.22098 | -36.7717
48523 | BVE_ST1_GN1 | 3 | Houston | YES | -0.005789 | 252.4 | 0 | 252.4 |  | 1.035 | CC | -1 | 0.22098 | 252.4 | 252.4 |  |  |  |  | -0.22098 | -55.7763
48510 | AK_GT1__8040 | 1 | Houston | YES | -0.005828 | 33.4 | 8.1 | 34 |  | 1.029 | Cogen | -1 | 0.22102 | 0 | 0 |  |  |  |  | -0.22102 | 0
48921 | WAP_GN1_1 | 1 | Houston | YES | -0.005878 | 132.8 | 37 | 166 | 0 | 1.0362 | GST | -1 | 0.22107 | 166 | 166 |  |  |  |  | -0.22107 | -36.6981
48922 | WAP_GN2_2 | 2 | Houston | YES | -0.005878 | 132.8 | 37 | 166 | 0 | 1.0362 | GST | -1 | 0.22107 | 166 | 166 |  |  |  |  | -0.22107 | -36.6981
48923 | WAP_GN3_3 | 3 | Houston | YES | -0.005878 | 198.4 | 93 | 248 | 0 | 1.0362 | GST | -1 | 0.22107 | 248 | 248 |  |  |  |  | -0.22107 | -54.8261
48924 | WAP_GN4_4 | 4 | Houston | YES | -0.005878 | 546 | 217 | 546 | 0 | 1.0362 | GSC | -1 | 0.22107 | 546 | 546 |  |  |  |  | -0.22107 | -120.7058
48925 | WAP_GN5_5 | 5 | Houston | YES | -0.005878 | 633.9 | 278 | 654 | 0 | 0.985 | LIGCO | -1 | 0.22107 | 0 | 654 |  |  |  |  | -0.22107 | 0
48929 | WAPGT21_GT1 | B1 | Houston | YES | -0.005878 | 0 | 0 | 13 |  | 1.05 | GGT | -1 | 0.22107 | 13 | 13 |  |  |  |  | -0.22107 | -2.8739
38580 | TNBP_CGN1_8 | 1 | Houston | YES | -0.006149 | 70.8 | 0 | 70.8 | 0 | 1.005 | Cogen | -1 | 0.22134 | 0 | 0 |  |  |  |  | -0.22134 | 0
38590 | TNBP_CGN2_8 | 2 | Houston | YES | -0.006149 | 66.7 | 0 | 66.7 | 0 | 1.005 | Cogen | -1 | 0.22134 | 0 | 0 |  |  |  |  | -0.22134 | 0
38600 | TNBP_CGN3_8 | 5 | Houston | YES | -0.006149 | 53 | 0 | 53 | 0 | 1.005 | Cogen | -1 | 0.22134 | 0 | 0 |  |  |  |  | -0.22134 | 0
38611 | TNBPAMCG1_8 | 1 | Houston | YES | -0.006149 | 153.2 | 0 | 153.2 | 0 | 1.005 | Cogen | -1 | 0.22134 | 0 | 0 |  |  |  |  | -0.22134 | 0
38612 | TNBPAMCG2_8 | 2 | Houston | YES | -0.006149 | 153.5 | 0 | 153.5 | 0 | 1.005 | Cogen | -1 | 0.22134 | 0 | 0 |  |  |  |  | -0.22134 | 0
38613 | TNBPAMCG3_8 | 3 | Houston | YES | -0.006149 | 152.3 | 0 | 152.3 | 0 | 1.005 | Cogen | -1 | 0.22134 | 0 | 0 |  |  |  |  | -0.22134 | 0
38614 | TNBPAMCG4_8 | 4 | Houston | YES | -0.006149 | 96 | 0 | 96 |  | 1.005 | Cogen | -1 | 0.22134 | 0 | 0 |  |  |  |  | -0.22134 | 0
38615 | TNBPAMCG5_8 | 1 | Houston | YES | -0.006149 | 244 | 0 | 244 | 0 | 1.005 | Cogen | -1 | 0.22134 | 0 | 0 |  |  |  |  | -0.22134 | 0
38690 | TNBP_CGN4_8 | 3 | Houston | YES | -0.006149 | 40 | 0 | 40 |  | 1.005 | Cogen | -1 | 0.22134 | 0 | 0 |  |  |  |  | -0.22134 | 0
38711 | TNTXCTY1CG8 | 1 | Houston | YES | -0.006149 | 100.3 | 59 | 100.3 | 0 | 1 | Cogen | -1 | 0.22134 | 0 | 0 |  |  |  |  | -0.22134 | 0
38712 | TNTXCTY2CG8 | 1 | Houston | YES | -0.006149 | 92.9 | 59 | 92.9 | 0 | 1 | Cogen | -1 | 0.22134 | 0 | 0 |  |  |  |  | -0.22134 | 0
38713 | TNTXCTY3CG8 | 1 | Houston | YES | -0.006149 | 102.7 | 59 | 102.7 | 0 | 1 | Cogen | -1 | 0.22134 | 0 | 0 |  |  |  |  | -0.22134 | 0
38714 | TNTXCTY4CG8 | 1 | Houston | YES | -0.006149 | 103 | 59 | 103 | 0 | 1 | Cogen | -1 | 0.22134 | 0 | 0 |  |  |  |  | -0.22134 | 0
39470 | TNDOWCGNSG8 | 1 | Houston | YES | -0.006149 | 32 | 10 | 32 | 0 | 0.985 | Cogen | -1 | 0.22134 | 0 | 0 |  |  |  |  | -0.22134 | 0
39480 | TNDOWCGNGG8 | 1 | Houston | YES | -0.006149 | 30 | 10 | 30 | 0 | 0.985 | Cogen | -1 | 0.22134 | 0 | 0 |  |  |  |  | -0.22134 | 0
48772 | PHR_GN2_2 | MB | Houston | YES | -0.006278 | 0 | 72 | 459 |  | 1.0362 | GSC | -1 | 0.22147 | 0 | 0 |  |  |  |  | -0.22147 | 0
48561 | CTL_GT2_8130 | 1 | Houston | YES | -0.006369 | 73.5 | 30.3 | 91.9 |  | 1.0362 | Cogen | -1 | 0.22156 | 0 | 0 |  |  |  |  | -0.22156 | 0
48562 | CTL_GT3_8135 | 2 | Houston | YES | -0.006369 | 70.1 | 30.3 | 87.6 |  | 1.0362 | Cogen | -1 | 0.22156 | 0 | 0 |  |  |  |  | -0.22156 | 0
48563 | CTL_GT4_8140 | 3 | Houston | YES | -0.006369 | 69.6 | 30.3 | 87 |  | 1.0362 | Cogen | -1 | 0.22156 | 0 | 0 |  |  |  |  | -0.22156 | 0
48564 | CTL_GN1_8145 | 4 | Houston | YES | -0.006369 | 43.6 | 12.9 | 54.5 |  | 1.0362 | Cogen | -1 | 0.22156 | 0 | 0 |  |  |  |  | -0.22156 | 0
48565 | CTL_GN2_8155 | 5 | Houston | YES | -0.006369 | 9.8 | 3.4 | 12.2 |  | 1.0362 | Cogen | -1 | 0.22156 | 0 | 0 |  |  |  |  | -0.22156 | 0
48531 | BYU_GT1_8075 | 1 | Houston | YES | -0.006403 | 65 | 0 | 65 |  | 1.0362 | Cogen | -1 | 0.2216 | 0 | 0 |  |  |  |  | -0.2216 | 0
48532 | BYU_GT2_8055 | 2 | Houston | YES | -0.006403 | 62 | 0 | 62 |  | 1.0362 | Cogen | -1 | 0.2216 | 0 | 0 |  |  |  |  | -0.2216 | 0
48533 | BYU_GT3_8060 | 3 | Houston | YES | -0.006403 | 67 | 0 | 67 |  | 1.0362 | Cogen | -1 | 0.2216 | 0 | 0 |  |  |  |  | -0.2216 | 0
48534 | BYU_GT4_8065 | 4 | Houston | YES | -0.006403 | 65 | 0 | 65 |  | 1.0362 | Cogen | -1 | 0.2216 | 0 | 0 |  |  |  |  | -0.2216 | 0
48691 | GBY_73741085 | A | Houston | YES | -0.006455 | 37.6 | 20 | 47 | 0 | 1.0362 | GGT | -1 | 0.22165 | 47 | 47 |  |  |  |  | -0.22165 | -10.4175
48691 | GBY_73741085 | B | Houston | YES | -0.006455 | 37.6 | 20 | 47 | 0 | 1.0362 | GGT | -1 | 0.22165 | 47 | 47 |  |  |  |  | -0.22165 | -10.4175
48692 | GBY_81821075 | C | Houston | YES | -0.006455 | 37.6 | 20 | 47 | 0 | 1.0362 | GGT | -1 | 0.22165 | 47 | 47 |  |  |  |  | -0.22165 | -10.4175
48692 | GBY_81821075 | D | Houston | YES | -0.006455 | 44 | 20 | 55 | 0 | 1.0362 | GGT | -1 | 0.22165 | 55 | 55 |  |  |  |  | -0.22165 | -12.1907
48693 | GBY_83841065 | E | Houston | YES | -0.006455 | 45.6 | 20 | 57 | 0 | 1.0362 | GGT | -1 | 0.22165 | 57 | 57 |  |  |  |  | -0.22165 | -12.634
48693 | GBY_83841065 | F | Houston | YES | -0.006455 | 43.2 | 20 | 54 | 0 | 1.0362 | GGT | -1 | 0.22165 | 54 | 54 |  |  |  |  | -0.22165 | -11.9691
48841 | SJS_GT1_GT1 | 1 | Houston | YES | -0.006467 | 62.4 | 49 | 78 | 0 | 1.0362 | Cogen | -1 | 0.22166 | 0 | 0 |  |  |  |  | -0.22166 | 0
48842 | SJS_GT2_GT2 | 2 | Houston | YES | -0.006467 | 64.8 | 49 | 81 | 0 | 1.0362 | Cogen | -1 | 0.22166 | 0 | 0 |  |  |  |  | -0.22166 | 0
48641 | DPEC_GT15040 | 1 | Houston | YES | -0.006482 | 163.2 | 98 | 163.2 | 0 | 1.0319 | CC | -1 | 0.22168 | 163.2 | 163.2 |  |  |  |  | -0.22168 | -36.1777
48642 | DPEC_GT25025 | 2 | Houston | YES | -0.006482 | 157.1 | 98 | 157.1 | 0 | 1.0319 | CC | -1 | 0.22168 | 157.1 | 157.1 |  |  |  |  | -0.22168 | -34.8254
48643 | DPEC_GT35010 | 3 | Houston | YES | -0.006482 | 157.5 | 98 | 157.5 | 0 | 1.0319 | CC | -1 | 0.22168 | 157.5 | 157.5 |  |  |  |  | -0.22168 | -34.9141
48644 | DPEC_GT45070 | 4 | Houston | YES | -0.006482 | 157 | 98 | 157 | 0 | 1.0319 | CC | -1 | 0.22168 | 157 | 157 |  |  |  |  | -0.22168 | -34.8033
48645 | DPEC_ST55065 | 5 | Houston | YES | -0.006482 | 282 | 0 | 282 | 0 | 1.0319 | CC | -1 | 0.22168 | 282 | 282 |  |  |  |  | -0.22168 | -62.5129
48761 | PR_GT1__9040 | 1 | Houston | YES | -0.006501 | 26 | 0 | 35 |  | 1 | Cogen | -1 | 0.2217 | 0 | 0 |  |  |  |  | -0.2217 | 0
48855 | SRB_GT211035 | B1 | Houston | YES | -0.006516 | 0 | 0 | 18 |  | 1.014 | GGT | -1 | 0.22171 | 18 | 18 |  |  |  |  | -0.22171 | -3.9908
48855 | SRB_GT211035 | B2 | Houston | YES | -0.006516 | 0 | 0 | 12 |  | 1.014 | GGT | -1 | 0.22171 | 12 | 12 |  |  |  |  | -0.22171 | -2.6605
48852 | SRB_GN2_2 | 2 | Houston | YES | -0.006517 | 140.8 | 26 | 176 | 0 | 1.0217 | GST | -1 | 0.22171 | 176 | 176 |  |  |  |  | -0.22171 | -39.0213
48851 | SRB_GN1_1 | 1 | Houston | YES | -0.006518 | 132 | 26 | 165 | 0 | 1.0217 | GST | -1 | 0.22171 | 165 | 165 |  |  |  |  | -0.22171 | -36.5826
48551 | CAL_GT1_8045 | 1 | Houston | YES | -0.006519 | 149 | 0 | 149 | 0 | 1.0326 | Cogen | -1 | 0.22171 | 0 | 0 |  |  |  |  | -0.22171 | 0
48552 | CAL_ST1_8000 | 2 | Houston | YES | -0.006519 | 65.1 | 0 | 65.1 | 0 | 1.0326 | Cogen | -1 | 0.22171 | 0 | 0 |  |  |  |  | -0.22171 | 0
48845 | SOL_GT1 | 1 | Houston | YES | -0.006522 | 16.2 | 15.4 | 16.2 |  | 1.0326 | Solar | -1 | 0.22172 | 16.2 | 16.2 |  |  |  |  | -0.22172 | -3.5918
48853 | SRB_GN3_3 | 3 | Houston | YES | -0.006522 | 170.4 | 35 | 213 |  | 1.0326 | GST | -1 | 0.22172 | 213 | 213 |  |  |  |  | -0.22172 | -47.2257
48611 | DIB_GT1_8080 | 1 | Houston | YES | -0.006523 | 64 | 0 | 64 | 0 | 1.0326 | Cogen | -1 | 0.22172 | 0 | 0 |  |  |  |  | -0.22172 | 0
48612 | DIB_GT2_8075 | 2 | Houston | YES | -0.006523 | 63.2 | 0 | 63.2 | 0 | 1.0326 | Cogen | -1 | 0.22172 | 0 | 0 |  |  |  |  | -0.22172 | 0
48613 | DIB_ST1_8085 | 3 | Houston | YES | -0.006523 | 67.9 | 30 | 82.6 | 0 | 1.0326 | Cogen | -1 | 0.22172 | 0 | 0 |  |  |  |  | -0.22172 | 0
48614 | DIB_GT3_8090 | 4 | Houston | YES | -0.006523 | 73.6 | 15 | 73.6 | 0 | 1.0326 | Cogen | -1 | 0.22172 | 0 | 0 |  |  |  |  | -0.22172 | 0
48854 | SRB_GN4_4 | 4 | Houston | YES | -0.006523 | 182.4 | 35 | 228 | 0 | 1.0326 | GST | -1 | 0.22172 | 228 | 228 |  |  |  |  | -0.22172 | -50.5517
48740 | PSG_GN2_8050 | 1 | Houston | YES | -0.006524 | 182 | 60 | 182 | 0 | 1.0326 | Cogen | -1 | 0.22172 | 0 | 0 |  |  |  |  | -0.22172 | 0
48741 | PSG_GT2_8040 | 1 | Houston | YES | -0.006524 | 158.6 | 50 | 158.6 | 0 | 1.0326 | Cogen | -1 | 0.22172 | 0 | 0 |  |  |  |  | -0.22172 | 0
48742 | PSG_GT3_8060 | 1 | Houston | YES | -0.006524 | 157 | 50 | 157 | 0 | 1.0326 | Cogen | -1 | 0.22172 | 0 | 0 |  |  |  |  | -0.22172 | 0
48820 | SHELLG1_3015 | 1 | Houston | YES | -0.006545 | 71 | 34.5 | 71 |  | 1.029 | Cogen | -1 | 0.22174 | 0 | 0 |  |  |  |  | -0.22174 | 0
48821 | SHELLG2 | 2 | Houston | YES | -0.006545 | 72 | 34.5 | 72 |  | 1.029 | Cogen | -1 | 0.22174 | 0 | 0 |  |  |  |  | -0.22174 | 0
48822 | SHELLG3_3020 | 2 | Houston | YES | -0.006545 | 30 | 0 | 30 |  | 1.029 | Cogen | -1 | 0.22174 | 0 | 0 |  |  |  |  | -0.22174 | 0
48822 | SHELLG3_3020 | 1 | Houston | YES | -0.006545 | 39 | 0 | 39 |  | 1.029 | Cogen | -1 | 0.22174 | 0 | 0 |  |  |  |  | -0.22174 | 0
48500 | APD_GT1_8005 | 1 | Houston | YES | -0.006581 | 137.6 | 54.6 | 137.6 |  | 1.0362 | Cogen | -1 | 0.22178 | 0 | 0 |  |  |  |  | -0.22178 | 0
48511 | LPE_GT1_8070 | 1 | Houston | YES | -0.006583 | 42 | 0 | 42 | 0 | 1.0362 | GGT | -1 | 0.22178 | 42 | 42 |  |  |  |  | -0.22178 | -9.3147
48512 | LPE_GT2_8075 | 2 | Houston | YES | -0.006583 | 42 | 0 | 42 | 0 | 1.0362 | GGT | -1 | 0.22178 | 42 | 42 |  |  |  |  | -0.22178 | -9.3147
48513 | LPE_GT3_8080 | 3 | Houston | YES | -0.006583 | 39 | 0 | 39 | 0 | 1.0362 | GGT | -1 | 0.22178 | 39 | 39 |  |  |  |  | -0.22178 | -8.6493
48514 | LPE_GT4_8085 | 4 | Houston | YES | -0.006583 | 39 | 0 | 39 | 0 | 1.0362 | GGT | -1 | 0.22178 | 39 | 39 |  |  |  |  | -0.22178 | -8.6493
48593 | CHE_GT1_8015 | 1 | Houston | YES | -0.006592 | 173 | 50 | 173 | 0 | 1.0362 | Cogen | -1 | 0.22179 | 0 | 0 |  |  |  |  | -0.22179 | 0
48594 | CHE_GN4_8025 | 4 | Houston | YES | -0.006592 | 142 | 60 | 142 | 0 | 1.0362 | Cogen | -1 | 0.22179 | 0 | 0 |  |  |  |  | -0.22179 | 0
48873 | THW_ST3_ST_3 | 3 | Houston | YES | -0.006644 | 107 | 19 | 107 | 0 | 1.0435 | CC | -1 | 0.22184 | 107 | 107 |  |  |  |  | -0.22184 | -23.7368
48874 | THW_ST4_ST_4 | 4 | Houston | YES | -0.006644 | 108 | 19 | 108 | 0 | 1.0435 | CC | -1 | 0.22184 | 108 | 108 |  |  |  |  | -0.22184 | -23.9586
48875 | THW_3132 | B | Houston | YES | -0.006644 | 53 | 5 | 53 | 0 | 1.0435 | CC | -1 | 0.22184 | 53 | 53 |  |  |  |  | -0.22184 | -11.7575
48875 | THW_3132 | A | Houston | YES | -0.006644 | 55 | 5 | 55 | 0 | 1.0435 | CC | -1 | 0.22184 | 55 | 55 |  |  |  |  | -0.22184 | -12.2011
48877 | THW_3334 | C | Houston | YES | -0.006644 | 55 | 5 | 55 | 0 | 1.0435 | CC | -1 | 0.22184 | 55 | 55 |  |  |  |  | -0.22184 | -12.2011
48877 | THW_3334 | D | Houston | YES | -0.006644 | 57 | 5 | 57 | 0 | 1.0435 | CC | -1 | 0.22184 | 57 | 57 |  |  |  |  | -0.22184 | -12.6448
48879 | THW_4142 | E | Houston | YES | -0.006644 | 56 | 5 | 56 | 0 | 1.0435 | CC | -1 | 0.22184 | 56 | 56 |  |  |  |  | -0.22184 | -12.423
48879 | THW_4142 | F | Houston | YES | -0.006644 | 55 | 5 | 55 | 0 | 1.0435 | CC | -1 | 0.22184 | 55 | 55 |  |  |  |  | -0.22184 | -12.2011
48881 | THW_4344 | G | Houston | YES | -0.006644 | 58 | 5 | 58 | 0 | 1.0435 | CC | -1 | 0.22184 | 58 | 58 |  |  |  |  | -0.22184 | -12.8667
48881 | THW_4344 | H | Houston | YES | -0.006644 | 58 | 5 | 58 | 0 | 1.0435 | CC | -1 | 0.22184 | 58 | 58 |  |  |  |  | -0.22184 | -12.8667
48582 | CBY_GN2_2 | 2 | Houston | YES | -0.006668 | 596.8 | 110 | 746 | 0 | 1.0435 | GSC | -1 | 0.22186 | 746 | 746 |  |  |  |  | -0.22186 | -165.5098
49803 | EXN_15GT | 1 | Houston | YES | -0.006683 | 33 | 8.3 | 34 |  | 1.0326 | Cogen | -1 | 0.22188 | 0 | 0 |  |  |  |  | -0.22188 | 0
49804 | EXN_16GT | 2 | Houston | YES | -0.006683 | 32 | 8.3 | 34.7 |  | 1.0326 | Cogen | -1 | 0.22188 | 0 | 0 |  |  |  |  | -0.22188 | 0
49805 | EXN_17GT | 3 | Houston | YES | -0.006683 | 31 | 8.3 | 32.7 |  | 1.0326 | Cogen | -1 | 0.22188 | 0 | 0 |  |  |  |  | -0.22188 | 0
49826 | EXN938GT | 5 | Houston | YES | -0.006683 | 43 | 9.2 | 45.9 | 0 | 1.0326 | Cogen | -1 | 0.22188 | 0 | 0 |  |  |  |  | -0.22188 | 0
49828 | EXN941GT | 10 | Houston | YES | -0.006683 | 17.7 | 5.4 | 17.7 | 0 | 1.0326 | Cogen | -1 | 0.22188 | 0 | 0 |  |  |  |  | -0.22188 | 0
49829 | EXN942GT | 11 | Houston | YES | -0.006683 | 20 | 5.4 | 20.4 | 0 | 1.0326 | Cogen | -1 | 0.22188 | 0 | 0 |  |  |  |  | -0.22188 | 0
49830 | EXN943GT | 12 | Houston | YES | -0.006683 | 19 | 5.4 | 19.9 | 0 | 1.0326 | Cogen | -1 | 0.22188 | 0 | 0 |  |  |  |  | -0.22188 | 0
49831 | EXN944GT | 13 | Houston | YES | -0.006683 | 33 | 5.4 | 35 | 0 | 1.0326 | Cogen | -1 | 0.22188 | 0 | 0 |  |  |  |  | -0.22188 | 0
49832 | EXN945GT | 9 | Houston | YES | -0.006683 | 18.5 | 9.2 | 18.5 | 0 | 1.0326 | Cogen | -1 | 0.22188 | 0 | 0 |  |  |  |  | -0.22188 | 0
49837 | EXN_GT | 4 | Houston | YES | -0.006683 | 81 | 21.3 | 85.4 | 0 | 1.0326 | Cogen | -1 | 0.22188 | 0 | 0 |  |  |  |  | -0.22188 | 0
49838 | EXN_14GT | 14 | Houston | YES | -0.006683 | 140 | 0 | 148 |  | 1.0326 | Cogen | -1 | 0.22188 | 0 | 0 |  |  |  |  | -0.22188 | 0
48883 | THW_GT1_GT_1 | B2 | Houston | YES | -0.006698 | 0 | 0 | 12 |  | 1.043 | GGT | -1 | 0.22189 | 12 | 12 |  |  |  |  | -0.22189 | -2.6627
48651 | EP_1_2 | 2 | Houston | YES | -0.006723 | 17.7 | 10 | 21 | 0 | 1.0362 | Cogen | -1 | 0.22192 | 0 | 0 |  |  |  |  | -0.22192 | 0
48651 | EP_1_2 | 1 | Houston | YES | -0.006723 | 4 | 0 | 5 | 0 | 1.0362 | Cogen | -1 | 0.22192 | 0 | 0 |  |  |  |  | -0.22192 | 0
48581 | CBY_GN1_1 | 1 | Houston | YES | -0.006724 | 595.2 | 108 | 744 | 0 | 1.0435 | GSC | -1 | 0.22192 | 744 | 744 |  |  |  |  | -0.22192 | -165.1077
48791 | PSA_GT1_8160 | 1 | Houston | YES | -0.006724 | 52 | 20.8 | 65 | 0 | 1.0362 | Cogen | -1 | 0.22192 | 0 | 0 |  |  |  |  | -0.22192 | 0
48792 | PSA_GT2_8155 | 2 | Houston | YES | -0.006724 | 52.8 | 20.3 | 66 | 0 | 1.0362 | Cogen | -1 | 0.22192 | 0 | 0 |  |  |  |  | -0.22192 | 0
48793 | PSA_GT3_8150 | 3 | Houston | YES | -0.006724 | 56 | 20.3 | 70 | 0 | 1.0362 | Cogen | -1 | 0.22192 | 0 | 0 |  |  |  |  | -0.22192 | 0
48794 | PSA_GT4_8145 | 4 | Houston | YES | -0.006724 | 52.8 | 20.3 | 66 | 0 | 1.0362 | Cogen | -1 | 0.22192 | 0 | 0 |  |  |  |  | -0.22192 | 0
48795 | PSA_GT5_8140 | 5 | Houston | YES | -0.006724 | 51.2 | 20.3 | 64 | 0 | 1.0362 | Cogen | -1 | 0.22192 | 0 | 0 |  |  |  |  | -0.22192 | 0
48796 | PSA_GN1_8165 | 1 | Houston | YES | -0.006724 | 83.2 | 43.1 | 104 | 0 | 1.0362 | Cogen | -1 | 0.22192 | 0 | 0 |  |  |  |  | -0.22192 | 0
48797 | PSA_GT6_8135 | 6 | Houston | YES | -0.006724 | 47.2 | 34.5 | 59 | 0 | 1.0362 | Cogen | -1 | 0.22192 | 0 | 0 |  |  |  |  | -0.22192 | 0
48815 | CVC_GT4_8005 | 4 | Houston | YES | -0.006738 | 165 | 91.8 | 165 |  | 1.0362 | Cogen | -1 | 0.22193 | 0 | 0 |  |  |  |  | -0.22193 | 0
48583 | CBY_GT4_1 | 1 | Houston | YES | -0.006742 | 172 | 0 | 172 | 0 | 1.026 | GSC | -1 | 0.22194 | 172 | 172 |  |  |  |  | -0.22194 | -38.1732
48584 | CBY_GT4_2 | 2 | Houston | YES | -0.006742 | 172 | 0 | 172 | 0 | 1.026 | CC | -1 | 0.22194 | 172 | 172 |  |  |  |  | -0.22194 | -38.1732
48585 | CBY_ST4_1 | 3 | Houston | YES | -0.006742 | 172 | 0 | 172 | 0 | 1.026 | CC | -1 | 0.22194 | 172 | 172 |  |  |  |  | -0.22194 | -38.1732
48595 | BTE_GT2_8075 | 1 | Houston | YES | -0.006784 | 162.8 | 130 | 162.8 | 0 | 1.0261 | CC | -1 | 0.22198 | 162.8 | 162.8 |  |  |  |  | -0.22198 | -36.1382
48596 | BTE_GT3_8045 | 2 | Houston | YES | -0.006784 | 161.4 | 130 | 161.4 | 0 | 1.0261 | CC | -1 | 0.22198 | 161.4 | 161.4 |  |  |  |  | -0.22198 | -35.8274
48597 | BTE_GT4_8055 | 3 | Houston | YES | -0.006784 | 158.9 | 130 | 158.9 | 0 | 1.0261 | CC | -1 | 0.22198 | 158.9 | 158.9 |  |  |  |  | -0.22198 | -35.2725
48598 | BTE_ST1_8070 | 4 | Houston | YES | -0.006784 | 269.2 | 60 | 269.2 | 0 | 1.0261 | CC | -1 | 0.22198 | 269.2 | 269.2 |  |  |  |  | -0.22198 | -59.7567
48690 | GBY_GN5_5 | 5 | Houston | YES | -0.0068 | 318.4 | 81 | 398 |  | 1.0362 | GSC | -1 | 0.22199 | 398 | 398 |  |  |  |  | -0.22199 | -88.354
48885 | THW_5152 | A | Houston | YES | -0.00682 | 46.4 | 5 | 58 |  | 1.0319 | GGT | -1 | 0.22201 | 58 | 58 |  |  |  |  | -0.22201 | -12.8769
48885 | THW_5152 | B | Houston | YES | -0.00682 | 47.2 | 5 | 59 |  | 1.0319 | GGT | -1 | 0.22201 | 59 | 59 |  |  |  |  | -0.22201 | -13.0989
48886 | THW_5354 | D | Houston | YES | -0.00682 | 46.4 | 5 | 58 |  | 1.0319 | GGT | -1 | 0.22201 | 58 | 58 |  |  |  |  | -0.22201 | -12.8769
48886 | THW_5354 | C | Houston | YES | -0.00682 | 45.6 | 5 | 57 |  | 1.0319 | GGT | -1 | 0.22201 | 57 | 57 |  |  |  |  | -0.22201 | -12.6549
48887 | THW_5556 | F | Houston | YES | -0.00682 | 45.6 | 5 | 57 |  | 1.0319 | GGT | -1 | 0.22201 | 57 | 57 |  |  |  |  | -0.22201 | -12.6549
48887 | THW_5556 | E | Houston | YES | -0.00682 | 47.2 | 5 | 59 |  | 1.0319 | GGT | -1 | 0.22201 | 59 | 59 |  |  |  |  | -0.22201 | -13.0989
251 | BOSQUESW803 | 2 | North | YES | -0.0069 | 150 | 0 | 150 |  | 1.032 | CC | -1 | 0.22209 | 150 | 150 |  |  | -1.035 | 150 | -0.22209 | -33.3142
253 | BOSQUESW804 | 2 | North | YES | -0.0069 | 80 | 0 | 80 |  | 1.032 | CC | -1 | 0.22209 | 80 | 80 |  |  | -0.552 | 80 | -0.22209 | -17.7676
48591 | CHE_GT2_5030 | 2 | Houston | YES | -0.007069 | 173 | 50 | 173 | 0 | 1.029 | Cogen | -1 | 0.22226 | 0 | 0 |  |  |  |  | -0.22226 | 0
48811 | CVC_GT3_5045 | 3 | Houston | YES | -0.007069 | 156 | 91.8 | 156 | 0 | 1.029 | Cogen | -1 | 0.22226 | 0 | 0 |  |  |  |  | -0.22226 | 0
48812 | CVC_GT2_5020 | 2 | Houston | YES | -0.007069 | 158 | 91.8 | 158 | 0 | 1.029 | Cogen | -1 | 0.22226 | 0 | 0 |  |  |  |  | -0.22226 | 0
48813 | CVC_GT1_5035 | 1 | Houston | YES | -0.007069 | 160 | 91.8 | 160 | 0 | 1.029 | Cogen | -1 | 0.22226 | 0 | 0 |  |  |  |  | -0.22226 | 0
48814 | CVC_ST5_5040 | 1 | Houston | YES | -0.007069 | 162 | 91.8 | 162 | 0 | 1.029 | Cogen | -1 | 0.22226 | 0 | 0 |  |  |  |  | -0.22226 | 0
244 | WHITNYDM01 | 1 | North | YES | -0.007349 | 15 | 0 | 15 | 0 | 1.035 | Hydro | -1 | 0.22254 | 0 | 0 |  |  | 0 | 0 | -0.22254 | 0
245 | WHITNYDM02 | 2 | North | YES | -0.007349 | 15 | 0 | 15 | 0 | 1.035 | Hydro | -1 | 0.22254 | 0 | 0 |  |  | 0 | 0 | -0.22254 | 0
238 | BOSQUESW505 | 1 | North | YES | -0.007604 | 255 | 0 | 255 | 0 | 1.02 | CC | -1 | 0.2228 | 255 | 255 |  |  | -1.939 | 255 | -0.2228 | -56.8137
239 | BOSQUESW502 | 1 | North | YES | -0.007604 | 119.2 | 0 | 149 | 0 | 1.02 | GGT | -1 | 0.2228 | 149 | 149 |  |  | -1.133 | 149 | -0.2228 | -33.197
247 | BOSQUESW501 | 2 | North | YES | -0.007604 | 124.8 | 0 | 156 | 0 | 1.02 | GGT | -1 | 0.2228 | 156 | 156 |  |  | -1.1862 | 156 | -0.2228 | -34.7566
1898 | COMCHEPK_1G | 1 | North | YES | -0.007892 | 1159 | 1150 | 1159 | 0 | 1.032 | Nuc | -1 | 0.22309 | 0 | 0 |  |  | 0 | 0 | -0.22309 | 0
1899 | COMCHEPK_2G | 2 | North | YES | -0.007892 | 1159 | 1128 | 1159 | 0 | 1.032 | Nuc | -1 | 0.22309 | 0 | 0 |  |  | 0 | 0 | -0.22309 | 0
3416 | LAKE_CRK1_G | 1 | North | YES | -0.00794 | 60 | 33 | 75 |  | 1.029 | GST | -1 | 0.22313 | 75 | 75 |  |  | -0.5955 | 75 | -0.22313 | -16.7351
3417 | LAKE_CRK2_G | 2 | North | YES | -0.00794 | 177.6 | 40 | 222 | 0 | 1.029 | GST | -1 | 0.22313 | 222 | 222 |  |  | -1.7627 | 222 | -0.22313 | -49.536
3403 | THOUSE_1G | 1 | North | YES | -0.008498 | 563 | 200 | 563 | 0 | 1.012 | GSC | -1 | 0.22369 | 563 | 563 |  |  | -4.7844 | 563 | -0.22369 | -125.9391
3404 | THOUSE_2G | 2 | North | YES | -0.008498 | 807 | 250 | 807 | 0 | 1.012 | GSC | -1 | 0.22369 | 807 | 807 |  |  | -6.8579 | 807 | -0.22369 | -180.5202
1877 | WLFHOLW_1G | 1 | North | YES | -0.008885 | 217.3 | 89.2 | 217.3 | 0 | 1.032 | CC | -1 | 0.22408 | 217.3 | 217.3 |  |  | -1.9307 | 217.3 | -0.22408 | -48.6926
1878 | WLFHOLW_2G | 2 | North | YES | -0.008885 | 215.7 | 105 | 215.7 | 0 | 1.032 | CC | -1 | 0.22408 | 215.7 | 215.7 |  |  | -1.9165 | 215.7 | -0.22408 | -48.334
1879 | WLFHOLW_3G | 3 | North | YES | -0.008885 | 272.4 | 89.2 | 272.4 | 0 | 1.032 | CC | -1 | 0.22408 | 272.4 | 272.4 |  |  | -2.4203 | 272.4 | -0.22408 | -61.0394
48671 | FTR_GT1_5105 | 1 | North | YES | -0.009307 | 154.2 | 0 | 154.2 | 0 | 1.0319 | CC | -1 | 0.2245 | 154.2 | 154.2 |  |  | -1.4351 | 154.2 | -0.2245 | -34.6182
48672 | FTR_GT2_5110 | 2 | North | YES | -0.009307 | 159 | 0 | 159 | 0 | 1.0319 | CC | -1 | 0.2245 | 159 | 159 |  |  | -1.4798 | 159 | -0.2245 | -35.6958
48673 | FTR_GT3_5085 | 3 | North | YES | -0.009307 | 158 | 0 | 158 | 0 | 1.0319 | CC | -1 | 0.2245 | 158 | 158 |  |  | -1.4705 | 158 | -0.2245 | -35.4713
48674 | FTR_CN4_5095 | 4 | North | YES | -0.009307 | 380 | 0 | 380 | 0 | 1.0319 | CC | -1 | 0.2245 | 380 | 380 |  |  | -3.5367 | 380 | -0.2245 | -85.3107
32883 | BRYN_DNSBY3 | 1 | North | YES | -0.009583 | 0 | 2 | 48 |  | 1.015 | GST | -1 | 0.22478 | 48 | 48 |  |  | -0.45998 | 48 | -0.22478 | -10.7893
32884 | BRYN_DNSBY13 | 1 | North | YES | -0.009583 | 46 | 2 | 46 | 0 | 1.015 | GST | -1 | 0.22478 | 46 | 46 |  |  | -0.44082 | 46 | -0.22478 | -10.3398
32892 | BRYN_DNSBY14 | 1 | North | YES | -0.009583 | 84 | 25 | 105 | 0 | 1.035 | GST | -1 | 0.22478 | 105 | 105 |  |  | -1.0062 | 105 | -0.22478 | -23.6017
32886 | BRYN_ATKINS3 | MB | North | YES | -0.009601 | 0 | 5 | 12 |  | 1 | GST | -1 | 0.2248 | 0 | 0 |  |  | 0 | 0 | -0.2248 | 0
32887 | BRYN_ATKINS6 | MB | North | YES | -0.009601 | 0 | 12 | 51 |  | 1.028 | GST | -1 | 0.2248 | 0 | 0 |  |  | 0 | 0 | -0.2248 | 0
32888 | BRYN_ATKINS7 | 1 | North | YES | -0.009601 | 13.6 | 4 | 17 |  | 1.028 | GGT | -1 | 0.2248 | 17 | 17 |  |  | -0.16322 | 17 | -0.2248 | -3.8215
32890 | BRYN_ATKINS4 | MB | North | YES | -0.009601 | 0 | 5 | 22 |  | 1.031 | GST | -1 | 0.2248 | 0 | 0 |  |  | 0 | 0 | -0.2248 | 0
32891 | BRYN_ATKINS5 | MB | North | YES | -0.009601 | 0 | 5 | 25 |  | 1.031 | GST | -1 | 0.2248 | 0 | 0 |  |  | 0 | 0 | -0.2248 | 0
32798 | BRYN_TAMUGEN | 1 | North | YES | -0.009636 | 32 | 0 | 32 |  | 1.02 | GST | -1 | 0.22483 | 32 | 32 |  |  | -0.30835 | 32 | -0.22483 | -7.1946
990 | GIBN_CREK_G1 | 1 | North | YES | -0.009761 | 463 | 200 | 463 | 0 | 1.0275 | LIGCO | -1 | 0.22496 | 0 | 463 |  |  | 0 | 0 | -0.22496 | 0
1892 | DECRDOVA_2G | A | North | YES | -0.010049 | 65 | 65 | 70 | 0 | 1.025 | GGT | -1 | 0.22524 | 70 | 70 |  |  | -0.70343 | 70 | -0.22524 | -15.7671
1893 | DECRDOVA_3G | B | North | YES | -0.010049 | 65 | 65 | 69 | 0 | 1.025 | GGT | -1 | 0.22524 | 69 | 69 |  |  | -0.69338 | 69 | -0.22524 | -15.5418
1894 | DECRDOVA_4G | C | North | YES | -0.010049 | 65 | 65 | 69 | 0 | 1.025 | GGT | -1 | 0.22524 | 69 | 69 |  |  | -0.69338 | 69 | -0.22524 | -15.5418
1895 | DECRDOVA_5G | D | North | YES | -0.010049 | 65 | 65 | 68 | 0 | 1.025 | GGT | -1 | 0.22524 | 68 | 68 |  |  | -0.68333 | 68 | -0.22524 | -15.3166
366 | JNSNCNTY802 | 1 | North | YES | -0.010352 | 168 | 20 | 168 | 0 | 1.02 | Cogen | -1 | 0.22555 | 0 | 0 |  |  | 0 | 0 | -0.22555 | 0
367 | JNSNCNTY802 | 2 | North | YES | -0.010352 | 90 | 20 | 90 | 0 | 1.02 | Cogen | -1 | 0.22555 | 0 | 0 |  |  | 0 | 0 | -0.22555 | 0
39960 | TNTNPONE_18 | 1 | North | YES | -0.011258 | 152.3 | 30 | 152.3 |  | 1.04 | LIGCO | -1 | 0.22645 | 0 | 152.3 |  |  | 0 | 0 | -0.22645 | 0
39970 | TNTNPONE_28 | 1 | North | YES | -0.011258 | 153 | 30 | 153 |  | 1.04 | LIGCO | -1 | 0.22645 | 0 | 153 |  |  | 0 | 0 | -0.22645 | 0
48721 | LEG_1___1 | 1 | North | YES | -0.011877 | 827 | 357 | 827 | 0 | 1.0348 | LIGCO | -1 | 0.22707 | 0 | 827 |  |  | 0 | 0 | -0.22707 | 0
48722 | LEG_2___2 | 2 | North | YES | -0.011877 | 819 | 357 | 819 | 0 | 1.0348 | LIGCO | -1 | 0.22707 | 0 | 819 |  |  | 0 | 0 | -0.22707 | 0
1889 | DECRDOVA_1G | 1 | North | YES | -0.012152 | 779 | 255 | 779 | 0 | 1.02 | GSC | -1 | 0.22735 | 779 | 779 |  |  | -9.4664 | 779 | -0.22735 | -177.1033
3381 | BBRN_1G | 1 | North | YES | -0.01325 | 618 | 225 | 618 | 0 | 1.03 | LIGCO | -1 | 0.22844 | 0 | 618 |  |  | 0 | 0 | -0.22844 | 0
3382 | BBRN_2G | 2 | North | YES | -0.01325 | 589 | 225 | 589 | 0 | 1.03 | LIGCO | -1 | 0.22844 | 0 | 589 |  |  | 0 | 0 | -0.22844 | 0
13131 | CALFREST_1G | 1 | North | YES | -0.013504 | 150.7 | 40 | 150.7 | 0 | 1.031 | CC | -1 | 0.2287 | 150.7 | 150.7 |  |  | -2.0351 | 150.7 | -0.2287 | -34.4649
13132 | CALFREST_2G | 2 | North | YES | -0.013504 | 151 | 57 | 151 | 0 | 1.031 | CC | -1 | 0.2287 | 151 | 151 |  |  | -2.0391 | 151 | -0.2287 | -34.5335
13133 | CALFREST_3G | 3 | North | YES | -0.013504 | 177.4 | 40 | 177.4 | 0 | 1.031 | CC | -1 | 0.2287 | 177.4 | 177.4 |  |  | -2.3956 | 177.4 | -0.2287 | -40.5712
1937 | MDLTHELP_5G | 5 | North | YES | -0.013545 | 224 | 74 | 224 | 0 | 1 | CC | -1 | 0.22874 | 224 | 224 |  |  | -3.0341 | 224 | -0.22874 | -51.2377
1938 | MDLTHELP_6G | 6 | North | YES | -0.013545 | 226 | 74 | 226 | 0 | 1 | CC | -1 | 0.22874 | 226 | 226 |  |  | -3.0612 | 226 | -0.22874 | -51.6952
1943 | MDLTHELP_3G | 3 | North | YES | -0.013545 | 212 | 74 | 212 | 0 | 1 | CC | -1 | 0.22874 | 212 | 212 |  |  | -2.8715 | 212 | -0.22874 | -48.4929
1944 | MDLTHELP_4G | 4 | North | YES | -0.013545 | 211 | 74 | 211 | 0 | 1 | CC | -1 | 0.22874 | 211 | 211 |  |  | -2.858 | 211 | -0.22874 | -48.2641
13134 | CALFREST_4G | 4 | North | YES | -0.013573 | 151.5 | 40 | 151.5 | 0 | 1.031 | CC | -1 | 0.22877 | 151.5 | 151.5 |  |  | -2.0563 | 151.5 | -0.22877 | -34.6583
13135 | CALFREST_5G | 5 | North | YES | -0.013573 | 152.3 | 57 | 152.3 | 0 | 1.031 | CC | -1 | 0.22877 | 152.3 | 152.3 |  |  | -2.0672 | 152.3 | -0.22877 | -34.8414
13136 | CALFREST_6G | 6 | North | YES | -0.013573 | 177.5 | 40 | 177.5 | 0 | 1.031 | CC | -1 | 0.22877 | 177.5 | 177.5 |  |  | -2.4092 | 177.5 | -0.22877 | -40.6063
3126 | TRINIDAD_6G | 1 | North | YES | -0.014163 | 179.2 | 46 | 224 | 0 | 1 | GST | -1 | 0.22936 | 224 | 224 |  |  | -3.1725 | 224 | -0.22936 | -51.3762
12322 | ENNSTRAC_1G | 1 | North | YES | -0.014247 | 196 | 130 | 196 | 0 | 1.036 | CC | -1 | 0.22944 | 196 | 196 |  |  | -2.7924 | 196 | -0.22944 | -44.9706
12323 | ENNSTRAC_2G | 2 | North | YES | -0.014247 | 116 | 100 | 116 | 0 | 1.036 | CC | -1 | 0.22944 | 116 | 116 |  |  | -1.6527 | 116 | -0.22944 | -26.6153
1941 | MDLTHELP_1G | 1 | North | YES | -0.014355 | 216.4 | 74 | 216.4 | 0 | 1 | CC | -1 | 0.22955 | 216.4 | 216.4 |  |  | -3.1064 | 216.4 | -0.22955 | -49.6746
1942 | MDLTHELP_2G | 2 | North | YES | -0.014355 | 216.1 | 74 | 216.1 | 0 | 1 | CC | -1 | 0.22955 | 216.1 | 216.1 |  |  | -3.1021 | 216.1 | -0.22955 | -49.6057
3107 | STRYKER_1G | 1 | North | YES | -0.014936 | 145.6 | 45 | 182 | 0 | 1.029 | GST | -1 | 0.23013 | 182 | 182 |  |  | -2.7184 | 182 | -0.23013 | -41.8838
3108 | STRYKER_2G | 2 | North | YES | -0.014936 | 484 | 75 | 484 | 0 | 1.029 | GST | -1 | 0.23013 | 484 | 484 |  |  | -7.229 | 484 | -0.23013 | -111.3834
3113 | LUFKINWB_1G | 1 | North | YES | -0.01496 | 0 | 0 | 50 |  | 1.01 | #N/A | -1 | 0.23015 | 50 | 50 |  |  | -0.748 | 50 | -0.23015 | -11.5077
3348 | CHAMPION_1G | MB | North | YES | -0.014977 | 0 | 42 | 42 |  | 1 | Cogen | -1 | 0.23017 | 0 | 0 |  |  | 0 | 0 | -0.23017 | 0
13116 | TGATEWAY_1G | 1 | North | YES | -0.015123 | 151 | 30 | 151 | 0 | 1.0232 | CC | -1 | 0.23032 | 151 | 151 |  |  | -2.2836 | 151 | -0.23032 | -34.778
13117 | TGATEWAY_2G | 2 | North | YES | -0.015123 | 130 | 30 | 130 | 0 | 1.0232 | CC | -1 | 0.23032 | 130 | 130 |  |  | -1.966 | 130 | -0.23032 | -29.9413
13118 | TGATEWAY_3G | 3 | North | YES | -0.015123 | 148 | 30 | 148 | 0 | 1.0232 | CC | -1 | 0.23032 | 148 | 148 |  |  | -2.2382 | 148 | -0.23032 | -34.0871
13119 | TGATEWAY_4G | 4 | North | YES | -0.015123 | 399 | 65 | 399 | 0 | 1.0232 | CC | -1 | 0.23032 | 399 | 399 |  |  | -6.0341 | 399 | -0.23032 | -91.8969
3097 | MARTLAKE_1G | 1 | North | YES | -0.015294 | 790 | 500 | 790 | 0 | 1.017 | LIGCO | -1 | 0.23049 | 0 | 790 |  |  | 0 | 0 | -0.23049 | 0
3098 | MARTLAKE_2G | 2 | North | YES | -0.015294 | 795 | 461 | 795 | 0 | 1.017 | LIGCO | -1 | 0.23049 | 0 | 795 |  |  | 0 | 0 | -0.23049 | 0
3099 | MARTLAKE_3G | 3 | North | YES | -0.015294 | 804 | 500 | 804 | 0 | 1.017 | LIGCO | -1 | 0.23049 | 0 | 804 |  |  | 0 | 0 | -0.23049 | 0
2418 | MTCK2_G | 2 | North | YES | -0.015912 | 0 | 10 | 23 |  | 0.971 | #N/A | -1 | 0.23111 | 23 | 23 |  |  | -0.36598 | 23 | -0.23111 | -5.3155
2419 | MTCK3_G | MB | North | YES | -0.015912 | 0 | 10 | 63 |  | 0.971 | #N/A | -1 | 0.23111 | 63 | 63 |  |  | -1.0025 | 63 | -0.23111 | -14.5597
2413 | MTCK6_G | 6 | North | YES | -0.015979 | 0 | 30 | 118 |  | 1.022 | GST | -1 | 0.23117 | 118 | 118 |  |  | -1.8855 | 118 | -0.23117 | -27.2785
2414 | MTCK7_G | 7 | North | YES | -0.015979 | 0 | 30 | 115 |  | 1.022 | GST | -1 | 0.23117 | 115 | 115 |  |  | -1.8376 | 115 | -0.23117 | -26.585
2417 | MTCK8_G | 8 | North | YES | -0.015979 | 444.8 | 60 | 556 | 0 | 1.022 | GSC | -1 | 0.23117 | 556 | 556 |  |  | -8.8843 | 556 | -0.23117 | -128.5327
12440 | PARKD_1SVC8 | 1 | North | YES | -0.016432 | 0 | 0 | 0 | 0 | 1.007 | GST | -1 | 0.23163 | 0 | 0 |  |  | 0 | 0 | -0.23163 | 0
12449 | PARKD_2SVC8 | 1 | North | YES | -0.016432 | 0 | 0 | 0 | 0 | 1.007 | GST | -1 | 0.23163 | 0 | 0 |  |  | 0 | 0 | -0.23163 | 0
12411 | FPLEFR1A_G | 1 | North | YES | -0.016574 | 161 | 72 | 161 | 0 | 1 | CC | -1 | 0.23177 | 161 | 161 |  |  | -2.6684 | 161 | -0.23177 | -37.3148
12412 | FPLEFR1B_G | 2 | North | YES | -0.016574 | 164 | 72 | 164 | 0 | 1 | CC | -1 | 0.23177 | 164 | 164 |  |  | -2.7181 | 164 | -0.23177 | -38.0101
12413 | FPLEFR1C_G | 3 | North | YES | -0.016574 | 164 | 72 | 164 | 0 | 1 | CC | -1 | 0.23177 | 164 | 164 |  |  | -2.7181 | 164 | -0.23177 | -38.0101
12414 | FPLEFR1S_G | 4 | North | YES | -0.016574 | 414 | 191 | 414 | 0 | 1 | CC | -1 | 0.23177 | 414 | 414 |  |  | -6.8616 | 414 | -0.23177 | -95.9523
12421 | FPLEFR2A_G | 1 | North | YES | -0.016574 | 162 | 72 | 162 | 0 | 1 | CC | -1 | 0.23177 | 162 | 162 |  |  | -2.685 | 162 | -0.23177 | -37.5466
12422 | FPLEFR2B_G | 2 | North | YES | -0.016574 | 161 | 72 | 161 | 0 | 1 | CC | -1 | 0.23177 | 161 | 161 |  |  | -2.6684 | 161 | -0.23177 | -37.3148
12423 | FPLEFR2C_G | 3 | North | YES | -0.016574 | 163 | 72 | 163 | 0 | 1 | CC | -1 | 0.23177 | 163 | 163 |  |  | -2.7016 | 163 | -0.23177 | -37.7783
12424 | FPLEFR2S_G | 4 | North | YES | -0.016574 | 415 | 191 | 415 | 0 | 1 | CC | -1 | 0.23177 | 415 | 415 |  |  | -6.8782 | 415 | -0.23177 | -96.1841
2451 | LKHB1_G | 1 | North | YES | -0.016625 | 0 | 80 | 391 |  | 1.022 | GST | -1 | 0.23182 | 391 | 391 |  |  | -6.5004 | 391 | -0.23182 | -90.6416
2452 | LKHB2_G | 2 | North | YES | -0.016625 | 516 | 80 | 516 | 0 | 1.022 | GST | -1 | 0.23182 | 516 | 516 |  |  | -8.5785 | 516 | -0.23182 | -119.6191
1947 | HANDLEY_3G | 3 | North | YES | -0.016847 | 316 | 100 | 395 | 0 | 1.022 | GST | -1 | 0.23204 | 395 | 395 |  |  | -6.6546 | 395 | -0.23204 | -91.6566
1949 | HANDLEY_5G | 5 | North | YES | -0.016847 | 348 | 150 | 435 | 0 | 1.022 | GST | -1 | 0.23204 | 435 | 435 |  |  | -7.3284 | 435 | -0.23204 | -100.9382
1948 | HANDLEY_4G | 4 | North | YES | -0.016896 | 348 | 150 | 435 | 0 | 1.022 | GST | -1 | 0.23209 | 435 | 435 |  |  | -7.3498 | 435 | -0.23209 | -100.9596
837 | NEWMAN_G5 | 1 | North | YES | -0.01711 | 0 | 15 | 40 |  | 1.01 | GST | -1 | 0.2323 | 40 | 40 |  |  | -0.6844 | 40 | -0.2323 | -9.2922
948 | STEAM1 | 1 | North | YES | -0.017124 | 0 | 12 | 20 |  | 1.02 | GST | -1 | 0.23232 | 20 | 20 |  |  | -0.34248 | 20 | -0.23232 | -4.6464
949 | STEAM2 | 1 | North | YES | -0.017124 | 26 | 8 | 26 | 0 | 0.99 | GST | -1 | 0.23232 | 26 | 26 |  |  | -0.44522 | 26 | -0.23232 | -6.0403
950 | STEAM3 | 1 | North | YES | -0.017124 | 41 | 13 | 42 | 0 | 1.02 | GST | -1 | 0.23232 | 42 | 42 |  |  | -0.71921 | 42 | -0.23232 | -9.7574
842 | OLINGER_G1 | 1 | North | YES | -0.017213 | 55.4 | 20 | 79 | 0 | 1.03 | GST | -1 | 0.23241 | 79 | 79 |  |  | -1.3598 | 79 | -0.23241 | -18.3602
843 | OLINGER_G2 | 1 | North | YES | -0.017213 | 76.2 | 25 | 110 | 0 | 1.03 | GST | -1 | 0.23241 | 110 | 110 |  |  | -1.8934 | 110 | -0.23241 | -25.5649
844 | OLINGER_G3 | 1 | North | YES | -0.017213 | 103.9 | 45 | 150 | 0 | 1.03 | GST | -1 | 0.23241 | 150 | 150 |  |  | -2.5819 | 150 | -0.23241 | -34.8612
845 | OLINGER_G4 | 1 | North | YES | -0.017213 | 51.9 | 0 | 76 | 0 | 1.03 | GGT | -1 | 0.23241 | 76 | 76 |  |  | -1.3082 | 76 | -0.23241 | -17.663
1945 | HANDLEY_1G | MB | North | YES | -0.017385 | 0 | 25 | 36 |  | 0.986 | #N/A | -1 | 0.23258 | 36 | 36 |  |  | -0.62586 | 36 | -0.23258 | -8.3729
1946 | HANDLEY_2G | MB | North | YES | -0.017385 | 0 | 30 | 68 |  | 0.986 | #N/A | -1 | 0.23258 | 68 | 68 |  |  | -1.1822 | 68 | -0.23258 | -15.8154
344 | MRSSHPRD | 1 | North | YES | -0.017453 | 12 | 0 | 12 |  | 1.03 | Hydro | -1 | 0.23265 | 0 | 0 |  |  | 0 | 0 | -0.23265 | 0
345 | MRSSHPRD01 | 2 | North | YES | -0.017453 | 12 | 0 | 12 |  | 1.03 | Hydro | -1 | 0.23265 | 0 | 0 |  |  | 0 | 0 | -0.23265 | 0
1701 | MOSES_1G | 1 | North | YES | -0.017649 | 558 | 175 | 558 | 0 | 1.023 | LIGCO | -1 | 0.23284 | 0 | 558 |  |  | 0 | 0 | -0.23284 | 0
1702 | MOSES_2G | 2 | North | YES | -0.017649 | 579 | 175 | 579 | 0 | 1.023 | LIGCO | -1 | 0.23284 | 0 | 579 |  |  | 0 | 0 | -0.23284 | 0
1703 | MOSES_3G | 3 | North | YES | -0.017649 | 808 | 463 | 808 | 0 | 1.023 | LIGCO | -1 | 0.23284 | 0 | 808 |  |  | 0 | 0 | -0.23284 | 0
5925 | DCEAST | EQ | North | YES | -0.017649 | 400.3 | -600 | 600 | 0 | 1.025 | DCTie | -1 | 0.23284 | 0 | 0 |  |  | 0 | 0 | -0.23284 | 0
1675 | PEC_1G | 1 | North | YES | -0.017861 | 76.7 | 35 | 76.7 | 0 | 1.022 | Cogen | -1 | 0.23306 | 0 | 0 |  |  | 0 | 0 | -0.23306 | 0
1676 | PEC_2G | 2 | North | YES | -0.017861 | 79.6 | 35 | 79.6 | 0 | 1.022 | Cogen | -1 | 0.23306 | 0 | 0 |  |  | 0 | 0 | -0.23306 | 0
1677 | PEC_3G | 3 | North | YES | -0.017861 | 88.4 | 35 | 88.4 | 0 | 1.022 | Cogen | -1 | 0.23306 | 0 | 0 |  |  | 0 | 0 | -0.23306 | 0
1678 | LAMARPWR_1G | 1 | North | YES | -0.017877 | 160 | 67.7 | 160 | 0 | 1.038 | CC | -1 | 0.23307 | 160 | 160 |  |  | -2.8603 | 160 | -0.23307 | -37.2915
1679 | LAMARPWR_2G | 2 | North | YES | -0.017877 | 156 | 67.7 | 156 | 0 | 1.038 | CC | -1 | 0.23307 | 156 | 156 |  |  | -2.7888 | 156 | -0.23307 | -36.3592
1680 | LAMARPWR_3G | 3 | North | YES | -0.017877 | 196 | 129.1 | 196 | 0 | 1.038 | CC | -1 | 0.23307 | 196 | 196 |  |  | -3.5039 | 196 | -0.23307 | -45.6821
1681 | LAMARPWR_4G | 4 | North | YES | -0.017877 | 156 | 67.7 | 156 | 0 | 1.038 | CC | -1 | 0.23307 | 156 | 156 |  |  | -2.7888 | 156 | -0.23307 | -36.3592
1682 | LAMARPWR_5G | 5 | North | YES | -0.017877 | 157 | 67.7 | 157 | 0 | 1.038 | CC | -1 | 0.23307 | 157 | 157 |  |  | -2.8067 | 157 | -0.23307 | -36.5923
1683 | LAMARPWR_6G | 6 | North | YES | -0.017877 | 198 | 129.1 | 198 | 0 | 1.038 | CC | -1 | 0.23307 | 198 | 198 |  |  | -3.5396 | 198 | -0.23307 | -46.1482
2381 | NTHLK1_G | 1 | North | YES | -0.017931 | 0 | 35 | 156 |  | 1.022 | GST | -1 | 0.23313 | 156 | 156 |  |  | -2.7972 | 156 | -0.23313 | -36.3676
2382 | NTHLK2_G | 2 | North | YES | -0.017931 | 0 | 35 | 181 |  | 1.022 | GST | -1 | 0.23313 | 181 | 181 |  |  | -3.2455 | 181 | -0.23313 | -42.1958
2383 | NTHLK3_G | 3 | North | YES | -0.017931 | 0 | 50 | 329 |  | 1.022 | GST | -1 | 0.23313 | 329 | 329 |  |  | -5.8993 | 329 | -0.23313 | -76.6984
1689 | VALLEY_3G | 3 | North | YES | -0.017978 | 0 | 25 | 375 |  | 1.003 | GST | -1 | 0.23317 | 375 | 375 |  |  | -6.7417 | 375 | -0.23317 | -87.4399
11691 | KMICHICT1_G | 1 | North | YES | -0.017978 | 144 | 80 | 144 | 0 | 1.026 | CC | -1 | 0.23317 | 144 | 144 |  |  | -2.5888 | 144 | -0.23317 | -33.5769
11692 | KMICHICT2_G | 2 | North | YES | -0.017978 | 146 | 80 | 146 | 0 | 1.026 | CC | -1 | 0.23317 | 146 | 146 |  |  | -2.6248 | 146 | -0.23317 | -34.0432
11693 | KMICHIST3_G | 3 | North | YES | -0.017978 | 312 | 60 | 312 | 0 | 1.026 | CC | -1 | 0.23317 | 312 | 312 |  |  | -5.6091 | 312 | -0.23317 | -72.75
11694 | KMICHICT4_G | 4 | North | YES | -0.017978 | 144 | 80 | 144 | 0 | 1.026 | CC | -1 | 0.23317 | 144 | 144 |  |  | -2.5888 | 144 | -0.23317 | -33.5769
11695 | KMICHICT5_G | 5 | North | YES | -0.017978 | 148 | 80 | 148 | 0 | 1.026 | CC | -1 | 0.23317 | 148 | 148 |  |  | -2.6607 | 148 | -0.23317 | -34.5096
11696 | KMICHIST6_G | 6 | North | YES | -0.017978 | 310 | 60 | 310 | 0 | 1.026 | CC | -1 | 0.23317 | 310 | 310 |  |  | -5.5732 | 310 | -0.23317 | -72.2836
1687 | VALLEY_1G | 1 | North | YES | -0.018469 | 136 | 15 | 170 | 0 | 1.029 | GST | -1 | 0.23366 | 170 | 170 |  |  | -3.1397 | 170 | -0.23366 | -39.7229
1688 | VALLEY_2G | 2 | North | YES | -0.018469 | 527 | 90 | 527 | 0 | 1.029 | GSC | -1 | 0.23366 | 527 | 527 |  |  | -9.7332 | 527 | -0.23366 | -123.1409
6948 | DENISNDM | 2 | North | YES | -0.018806 | 31 | 5 | 40 | 0 | 1.015 | Hydro | -1 | 0.234 | 0 | 0 |  |  | 0 | 0 | -0.234 | 0
6948 | DENISNDM | 1 | North | YES | -0.018806 | 40 | 5 | 40 | 0 | 1.015 | Hydro | -1 | 0.234 | 0 | 0 |  |  | 0 | 0 | -0.234 | 0
2371 | COLLIN_1G | MB | North | YES | -0.019028 | 0 | 40 | 138 |  | 1.022 | GST | -1 | 0.23422 | 0 | 0 |  |  | 0 | 0 | -0.23422 | 0
503 | NTHTEXAS01 | 1 | North | YES | -0.01973 | 0 | 5 | 18 |  | 1.015 | GST | -1 | 0.23492 | 18 | 18 |  |  | -0.35514 | 18 | -0.23492 | -4.2286
504 | NTHTEXAS02 | 2 | North | YES | -0.01973 | 14.4 | 5 | 18 |  | 1.015 | GST | -1 | 0.23492 | 18 | 18 |  |  | -0.35514 | 18 | -0.23492 | -4.2286
505 | NTHTEXAS03 | 3 | North | YES | -0.01973 | 30.4 | 15 | 38 |  | 1.015 | GST | -1 | 0.23492 | 38 | 38 |  |  | -0.74974 | 38 | -0.23492 | -8.9271
1600 | BARTNWND_1G | 1 | North | YES | -0.021348 | 12 | 0 | 120 | 0 | 1.022 | Wind | -1 | 0.23654 | 0 | 120 |  |  | 0 | 0 | -0.23654 | 0
1861 | EAGLEMNT_1G | MB | North | YES | -0.021683 | 0 | 30 | 112 |  | 1.022 | GST | -1 | 0.23688 | 0 | 0 |  |  | 0 | 0 | -0.23688 | 0
1862 | EAGLEMNT_2G | MB | North | YES | -0.021683 | 0 | 40 | 100 |  | 1.022 | GST | -1 | 0.23688 | 0 | 0 |  |  | 0 | 0 | -0.23688 | 0
1863 | EAGLEMNT_3G | MB | North | YES | -0.021683 | 0 | 50 | 378 |  | 1.022 | GST | -1 | 0.23688 | 0 | 0 |  |  | 0 | 0 | -0.23688 | 0
1433 | GRHAMSES_1G | 1 | North | YES | -0.022943 | 242 | 60 | 242 | 0 | 1.038 | GST | -1 | 0.23814 | 242 | 242 |  |  | -5.5522 | 242 | -0.23814 | -57.6294
923 | SPENCER_G4 | 1 | North | YES | -0.024702 | 48 | 20 | 61 | 0 | 1.03 | GST | -1 | 0.2399 | 61 | 61 |  |  | -1.5068 | 61 | -0.2399 | -14.6337
924 | SPENCER_G5 | 1 | North | YES | -0.024702 | 52 | 20 | 66 | 0 | 1.03 | GST | -1 | 0.2399 | 66 | 66 |  |  | -1.6303 | 66 | -0.2399 | -15.8332
580 | JCKCNTY801 | 1 | North | YES | -0.029052 | 288 | 0 | 288 | 0 | 1.022 | CC | -1 | 0.24425 | 288 | 288 |  |  | -8.367 | 288 | -0.24425 | -70.3431
581 | JCKCNTY802 | 2 | North | YES | -0.029052 | 147 | 0 | 147 | 0 | 1.022 | CC | -1 | 0.24425 | 147 | 147 |  |  | -4.2706 | 147 | -0.24425 | -35.9043
582 | JCKCNTY803 | 3 | North | YES | -0.029052 | 147 | 0 | 147 | 0 | 1.022 | CC | -1 | 0.24425 | 147 | 147 |  |  | -4.2706 | 147 | -0.24425 | -35.9043
728 | WOLFRIDGE801 | 1 | North | YES | -0.032855 | 11.2 | 0 | 112.5 | 0 | 0.99 | Wind | -1 | 0.24805 | 0 | 112.5 |  |  | 0 | 0 | -0.24805 | 0
1453 | WCPWRCO_1G | 1 | North | YES | -0.039144 | 204 | 50 | 204 | 0 | 1.02 | CC | -1 | 0.25434 | 204 | 204 |  |  | -7.9854 | 204 | -0.25434 | -51.8851
1454 | WCPWRCO_2G | 2 | North | YES | -0.039144 | 204 | 50 | 204 | 0 | 1.02 | CC | -1 | 0.25434 | 204 | 204 |  |  | -7.9854 | 204 | -0.25434 | -51.8851
1455 | WCPWRCO_3G | 3 | North | YES | -0.039144 | 242 | 50 | 242 |  | 1.02 | CC | -1 | 0.25434 | 242 | 242 |  |  | -9.4728 | 242 | -0.25434 | -61.55
1432 | GRHAMSES_2G | 2 | North | YES | -0.039883 | 294.9 | 90 | 366 | 0 | 1.014 | GST | -1 | 0.25508 | 366 | 366 |  |  | -14.5972 | 366 | -0.25508 | -93.3585
1442 | COKFIELD_5 | 1 | North | YES | -0.039883 | 16.5 | 0 | 165 | 0 | 1.029 | Wind | -1 | 0.25508 | 0 | 165 |  |  | 0 | 0 | -0.25508 | 0
1479 | WFCOGEN_1G | 2 | North | YES | -0.10622 | 16 | 12 | 20 | 0 | 1 | Cogen | -1 | 0.32142 | 0 | 0 |  |  | 0 | 0 | -0.32142 | 0
1479 | WFCOGEN_1G | 1 | North | YES | -0.10622 | 16 | 12 | 20 | 0 | 1 | Cogen | -1 | 0.32142 | 0 | 0 |  |  | 0 | 0 | -0.32142 | 0
1482 | WFCOGEN_2G | 2 | North | YES | -0.10622 | 13.6 | 12 | 17 | 0 | 1 | Cogen | -1 | 0.32142 | 0 | 0 |  |  | 0 | 0 | -0.32142 | 0
1482 | WFCOGEN_2G | 1 | North | YES | -0.10622 | 16 | 12 | 20 | 0 | 1 | Cogen | -1 | 0.32142 | 0 | 0 |  |  | 0 | 0 | -0.32142 | 0
Note on AL4: Zonal Cap - Zonal Impact

## Distributed Slack - Inc
Number of Bus | Name of Bus | ID | Area Name of Gen | AGC | P Sensitivity of Bus | Gen MW | Min MW | Max MW | V Sensitivity of Bus | Set Volt | Tech Type | Zone Impact | Zone Correlation | Inc Max | Dec Max | Souce S.F. Weighting | Souce Capacity | Sink S.F. Weighting | Sink Capacity | PTDF Calc | PTDF Weighting | Cumulative Concentrated Capacity | Cumulative Concentrated Impact |  |  | i_PTDF_INC_pt | 541
1479 | WFCOGEN_1G | 2 | North | YES | -0.10622 | 16 | 12 | 20 | 0 | 1 | Cogen | -1 | 0.32142 | 0 | 0 |  |  | 0 | 0 | -0.32142 | 0 | 0 | 0 |  |  | i_10pctunit | 35
1479 | WFCOGEN_1G | 1 | North | YES | -0.10622 | 16 | 12 | 20 | 0 | 1 | Cogen | -1 | 0.32142 | 0 | 0 |  |  | 0 | 0 | -0.32142 | 0 | 0 | 0
1482 | WFCOGEN_2G | 2 | North | YES | -0.10622 | 13.6 | 12 | 17 | 0 | 1 | Cogen | -1 | 0.32142 | 0 | 0 |  |  | 0 | 0 | -0.32142 | 0 | 0 | 0
1482 | WFCOGEN_2G | 1 | North | YES | -0.10622 | 16 | 12 | 20 | 0 | 1 | Cogen | -1 | 0.32142 | 0 | 0 |  |  | 0 | 0 | -0.32142 | 0 | 0 | 0 | Weighted Shift Factors
1432 | GRHAMSES_2G | 2 | North | YES | -0.039883 | 294.9 | 90 | 366 | 0 | 1.014 | GST | -1 | 0.25508 | 366 | 366 |  |  | -14.5972 | 366 | -0.25508 | -93.3585 | 366 | 93.3585 | West | 0.21519
1442 | COKFIELD_5 | 1 | North | YES | -0.039883 | 16.5 | 0 | 165 | 0 | 1.029 | Wind | -1 | 0.25508 | 0 | 165 |  |  | 0 | 0 | -0.25508 | 0 | 366 | 93.3585 | North | -0.015759
1453 | WCPWRCO_1G | 1 | North | YES | -0.039144 | 204 | 50 | 204 | 0 | 1.02 | CC | -1 | 0.25434 | 204 | 204 |  |  | -7.9854 | 204 | -0.25434 | -51.8851 | 570 | 145.2437 |  | 0.23095
1454 | WCPWRCO_2G | 2 | North | YES | -0.039144 | 204 | 50 | 204 | 0 | 1.02 | CC | -1 | 0.25434 | 204 | 204 |  |  | -7.9854 | 204 | -0.25434 | -51.8851 | 774 | 197.1288
1455 | WCPWRCO_3G | 3 | North | YES | -0.039144 | 242 | 50 | 242 |  | 1.02 | CC | -1 | 0.25434 | 242 | 242 |  |  | -9.4728 | 242 | -0.25434 | -61.55 | 1016 | 258.6788 | Line Cap | 1072
728 | WOLFRIDGE801 | 1 | North | YES | -0.032855 | 11.2 | 0 | 112.5 | 0 | 0.99 | Wind | -1 | 0.24805 | 0 | 112.5 |  |  | 0 | 0 | -0.24805 | 0 | 1016 | 258.6788 | Conc Gen | 2211
580 | JCKCNTY801 | 1 | North | YES | -0.029052 | 288 | 0 | 288 | 0 | 1.022 | CC | -1 | 0.24425 | 288 | 288 |  |  | -8.367 | 288 | -0.24425 | -70.3431 | 1304 | 329.022 | Weighted Imp. | 546.0342
581 | JCKCNTY802 | 2 | North | YES | -0.029052 | 147 | 0 | 147 | 0 | 1.022 | CC | -1 | 0.24425 | 147 | 147 |  |  | -4.2706 | 147 | -0.24425 | -35.9043 | 1451 | 364.9263 | PTDF | 0.24696
582 | JCKCNTY803 | 3 | North | YES | -0.029052 | 147 | 0 | 147 | 0 | 1.022 | CC | -1 | 0.24425 | 147 | 147 |  |  | -4.2706 | 147 | -0.24425 | -35.9043 | 1598 | 400.8306
923 | SPENCER_G4 | 1 | North | YES | -0.024702 | 48 | 20 | 61 | 0 | 1.03 | GST | -1 | 0.2399 | 61 | 61 |  |  | -1.5068 | 61 | -0.2399 | -14.6337 | 1659 | 415.4643 | Concentration | 1.0693
924 | SPENCER_G5 | 1 | North | YES | -0.024702 | 52 | 20 | 66 | 0 | 1.03 | GST | -1 | 0.2399 | 66 | 66 |  |  | -1.6303 | 66 | -0.2399 | -15.8332 | 1725 | 431.2975
1433 | GRHAMSES_1G | 1 | North | YES | -0.022943 | 242 | 60 | 242 | 0 | 1.038 | GST | -1 | 0.23814 | 242 | 242 |  |  | -5.5522 | 242 | -0.23814 | -57.6294 | 1967 | 488.9268 |  | Pass
1861 | EAGLEMNT_1G | MB | North | YES | -0.021683 | 0 | 30 | 112 |  | 1.022 | GST | -1 | 0.23688 | 0 | 0 |  |  | 0 | 0 | -0.23688 | 0 | 1967 | 488.9268
1862 | EAGLEMNT_2G | MB | North | YES | -0.021683 | 0 | 40 | 100 |  | 1.022 | GST | -1 | 0.23688 | 0 | 0 |  |  | 0 | 0 | -0.23688 | 0 | 1967 | 488.9268
1863 | EAGLEMNT_3G | MB | North | YES | -0.021683 | 0 | 50 | 378 |  | 1.022 | GST | -1 | 0.23688 | 0 | 0 |  |  | 0 | 0 | -0.23688 | 0 | 1967 | 488.9268
1600 | BARTNWND_1G | 1 | North | YES | -0.021348 | 12 | 0 | 120 | 0 | 1.022 | Wind | -1 | 0.23654 | 0 | 120 |  |  | 0 | 0 | -0.23654 | 0 | 1967 | 488.9268
503 | NTHTEXAS01 | 1 | North | YES | -0.01973 | 0 | 5 | 18 |  | 1.015 | GST | -1 | 0.23492 | 18 | 18 |  |  | -0.35514 | 18 | -0.23492 | -4.2286 | 1985 | 493.1555
504 | NTHTEXAS02 | 2 | North | YES | -0.01973 | 14.4 | 5 | 18 |  | 1.015 | GST | -1 | 0.23492 | 18 | 18 |  |  | -0.35514 | 18 | -0.23492 | -4.2286 | 2003 | 497.3841
505 | NTHTEXAS03 | 3 | North | YES | -0.01973 | 30.4 | 15 | 38 |  | 1.015 | GST | -1 | 0.23492 | 38 | 38 |  |  | -0.74974 | 38 | -0.23492 | -8.9271 | 2041 | 506.3113
2371 | COLLIN_1G | MB | North | YES | -0.019028 | 0 | 40 | 138 |  | 1.022 | GST | -1 | 0.23422 | 0 | 0 |  |  | 0 | 0 | -0.23422 | 0 | 2041 | 506.3113
6948 | DENISNDM | 2 | North | YES | -0.018806 | 31 | 5 | 40 | 0 | 1.015 | Hydro | -1 | 0.234 | 0 | 0 |  |  | 0 | 0 | -0.234 | 0 | 2041 | 506.3113
6948 | DENISNDM | 1 | North | YES | -0.018806 | 40 | 5 | 40 | 0 | 1.015 | Hydro | -1 | 0.234 | 0 | 0 |  |  | 0 | 0 | -0.234 | 0 | 2041 | 506.3113
1687 | VALLEY_1G | 1 | North | YES | -0.018469 | 136 | 15 | 170 | 0 | 1.029 | GST | -1 | 0.23366 | 170 | 170 |  |  | -3.1397 | 170 | -0.23366 | -39.7229 | 2211 | 546.0342
1688 | VALLEY_2G | 2 | North | YES | -0.018469 | 527 | 90 | 527 | 0 | 1.029 | GSC | -1 | 0.23366 | 527 | 527 |  |  | -9.7332 | 527 | -0.23366 | -123.1409
1689 | VALLEY_3G | 3 | North | YES | -0.017978 | 0 | 25 | 375 |  | 1.003 | GST | -1 | 0.23317 | 375 | 375 |  |  | -6.7417 | 375 | -0.23317 | -87.4399
11691 | KMICHICT1_G | 1 | North | YES | -0.017978 | 144 | 80 | 144 | 0 | 1.026 | CC | -1 | 0.23317 | 144 | 144 |  |  | -2.5888 | 144 | -0.23317 | -33.5769
11692 | KMICHICT2_G | 2 | North | YES | -0.017978 | 146 | 80 | 146 | 0 | 1.026 | CC | -1 | 0.23317 | 146 | 146 |  |  | -2.6248 | 146 | -0.23317 | -34.0432
11693 | KMICHIST3_G | 3 | North | YES | -0.017978 | 312 | 60 | 312 | 0 | 1.026 | CC | -1 | 0.23317 | 312 | 312 |  |  | -5.6091 | 312 | -0.23317 | -72.75
11694 | KMICHICT4_G | 4 | North | YES | -0.017978 | 144 | 80 | 144 | 0 | 1.026 | CC | -1 | 0.23317 | 144 | 144 |  |  | -2.5888 | 144 | -0.23317 | -33.5769
11695 | KMICHICT5_G | 5 | North | YES | -0.017978 | 148 | 80 | 148 | 0 | 1.026 | CC | -1 | 0.23317 | 148 | 148 |  |  | -2.6607 | 148 | -0.23317 | -34.5096
11696 | KMICHIST6_G | 6 | North | YES | -0.017978 | 310 | 60 | 310 | 0 | 1.026 | CC | -1 | 0.23317 | 310 | 310 |  |  | -5.5732 | 310 | -0.23317 | -72.2836
2381 | NTHLK1_G | 1 | North | YES | -0.017931 | 0 | 35 | 156 |  | 1.022 | GST | -1 | 0.23313 | 156 | 156 |  |  | -2.7972 | 156 | -0.23313 | -36.3676
2382 | NTHLK2_G | 2 | North | YES | -0.017931 | 0 | 35 | 181 |  | 1.022 | GST | -1 | 0.23313 | 181 | 181 |  |  | -3.2455 | 181 | -0.23313 | -42.1958
2383 | NTHLK3_G | 3 | North | YES | -0.017931 | 0 | 50 | 329 |  | 1.022 | GST | -1 | 0.23313 | 329 | 329 |  |  | -5.8993 | 329 | -0.23313 | -76.6984
1678 | LAMARPWR_1G | 1 | North | YES | -0.017877 | 160 | 67.7 | 160 | 0 | 1.038 | CC | -1 | 0.23307 | 160 | 160 |  |  | -2.8603 | 160 | -0.23307 | -37.2915
1679 | LAMARPWR_2G | 2 | North | YES | -0.017877 | 156 | 67.7 | 156 | 0 | 1.038 | CC | -1 | 0.23307 | 156 | 156 |  |  | -2.7888 | 156 | -0.23307 | -36.3592
1680 | LAMARPWR_3G | 3 | North | YES | -0.017877 | 196 | 129.1 | 196 | 0 | 1.038 | CC | -1 | 0.23307 | 196 | 196 |  |  | -3.5039 | 196 | -0.23307 | -45.6821
1681 | LAMARPWR_4G | 4 | North | YES | -0.017877 | 156 | 67.7 | 156 | 0 | 1.038 | CC | -1 | 0.23307 | 156 | 156 |  |  | -2.7888 | 156 | -0.23307 | -36.3592
1682 | LAMARPWR_5G | 5 | North | YES | -0.017877 | 157 | 67.7 | 157 | 0 | 1.038 | CC | -1 | 0.23307 | 157 | 157 |  |  | -2.8067 | 157 | -0.23307 | -36.5923
1683 | LAMARPWR_6G | 6 | North | YES | -0.017877 | 198 | 129.1 | 198 | 0 | 1.038 | CC | -1 | 0.23307 | 198 | 198 |  |  | -3.5396 | 198 | -0.23307 | -46.1482
1675 | PEC_1G | 1 | North | YES | -0.017861 | 76.7 | 35 | 76.7 | 0 | 1.022 | Cogen | -1 | 0.23306 | 0 | 0 |  |  | 0 | 0 | -0.23306 | 0
1676 | PEC_2G | 2 | North | YES | -0.017861 | 79.6 | 35 | 79.6 | 0 | 1.022 | Cogen | -1 | 0.23306 | 0 | 0 |  |  | 0 | 0 | -0.23306 | 0
1677 | PEC_3G | 3 | North | YES | -0.017861 | 88.4 | 35 | 88.4 | 0 | 1.022 | Cogen | -1 | 0.23306 | 0 | 0 |  |  | 0 | 0 | -0.23306 | 0
1701 | MOSES_1G | 1 | North | YES | -0.017649 | 558 | 175 | 558 | 0 | 1.023 | LIGCO | -1 | 0.23284 | 0 | 558 |  |  | 0 | 0 | -0.23284 | 0
1702 | MOSES_2G | 2 | North | YES | -0.017649 | 579 | 175 | 579 | 0 | 1.023 | LIGCO | -1 | 0.23284 | 0 | 579 |  |  | 0 | 0 | -0.23284 | 0
1703 | MOSES_3G | 3 | North | YES | -0.017649 | 808 | 463 | 808 | 0 | 1.023 | LIGCO | -1 | 0.23284 | 0 | 808 |  |  | 0 | 0 | -0.23284 | 0
5925 | DCEAST | EQ | North | YES | -0.017649 | 400.3 | -600 | 600 | 0 | 1.025 | DCTie | -1 | 0.23284 | 0 | 0 |  |  | 0 | 0 | -0.23284 | 0
344 | MRSSHPRD | 1 | North | YES | -0.017453 | 12 | 0 | 12 |  | 1.03 | Hydro | -1 | 0.23265 | 0 | 0 |  |  | 0 | 0 | -0.23265 | 0
345 | MRSSHPRD01 | 2 | North | YES | -0.017453 | 12 | 0 | 12 |  | 1.03 | Hydro | -1 | 0.23265 | 0 | 0 |  |  | 0 | 0 | -0.23265 | 0
1945 | HANDLEY_1G | MB | North | YES | -0.017385 | 0 | 25 | 36 |  | 0.986 | #N/A | -1 | 0.23258 | 36 | 36 |  |  | -0.62586 | 36 | -0.23258 | -8.3729
1946 | HANDLEY_2G | MB | North | YES | -0.017385 | 0 | 30 | 68 |  | 0.986 | #N/A | -1 | 0.23258 | 68 | 68 |  |  | -1.1822 | 68 | -0.23258 | -15.8154
842 | OLINGER_G1 | 1 | North | YES | -0.017213 | 55.4 | 20 | 79 | 0 | 1.03 | GST | -1 | 0.23241 | 79 | 79 |  |  | -1.3598 | 79 | -0.23241 | -18.3602
843 | OLINGER_G2 | 1 | North | YES | -0.017213 | 76.2 | 25 | 110 | 0 | 1.03 | GST | -1 | 0.23241 | 110 | 110 |  |  | -1.8934 | 110 | -0.23241 | -25.5649
844 | OLINGER_G3 | 1 | North | YES | -0.017213 | 103.9 | 45 | 150 | 0 | 1.03 | GST | -1 | 0.23241 | 150 | 150 |  |  | -2.5819 | 150 | -0.23241 | -34.8612
845 | OLINGER_G4 | 1 | North | YES | -0.017213 | 51.9 | 0 | 76 | 0 | 1.03 | GGT | -1 | 0.23241 | 76 | 76 |  |  | -1.3082 | 76 | -0.23241 | -17.663
948 | STEAM1 | 1 | North | YES | -0.017124 | 0 | 12 | 20 |  | 1.02 | GST | -1 | 0.23232 | 20 | 20 |  |  | -0.34248 | 20 | -0.23232 | -4.6464
949 | STEAM2 | 1 | North | YES | -0.017124 | 26 | 8 | 26 | 0 | 0.99 | GST | -1 | 0.23232 | 26 | 26 |  |  | -0.44522 | 26 | -0.23232 | -6.0403
950 | STEAM3 | 1 | North | YES | -0.017124 | 41 | 13 | 42 | 0 | 1.02 | GST | -1 | 0.23232 | 42 | 42 |  |  | -0.71921 | 42 | -0.23232 | -9.7574
837 | NEWMAN_G5 | 1 | North | YES | -0.01711 | 0 | 15 | 40 |  | 1.01 | GST | -1 | 0.2323 | 40 | 40 |  |  | -0.6844 | 40 | -0.2323 | -9.2922
1948 | HANDLEY_4G | 4 | North | YES | -0.016896 | 348 | 150 | 435 | 0 | 1.022 | GST | -1 | 0.23209 | 435 | 435 |  |  | -7.3498 | 435 | -0.23209 | -100.9596
1947 | HANDLEY_3G | 3 | North | YES | -0.016847 | 316 | 100 | 395 | 0 | 1.022 | GST | -1 | 0.23204 | 395 | 395 |  |  | -6.6546 | 395 | -0.23204 | -91.6566
1949 | HANDLEY_5G | 5 | North | YES | -0.016847 | 348 | 150 | 435 | 0 | 1.022 | GST | -1 | 0.23204 | 435 | 435 |  |  | -7.3284 | 435 | -0.23204 | -100.9382
2451 | LKHB1_G | 1 | North | YES | -0.016625 | 0 | 80 | 391 |  | 1.022 | GST | -1 | 0.23182 | 391 | 391 |  |  | -6.5004 | 391 | -0.23182 | -90.6416
2452 | LKHB2_G | 2 | North | YES | -0.016625 | 516 | 80 | 516 | 0 | 1.022 | GST | -1 | 0.23182 | 516 | 516 |  |  | -8.5785 | 516 | -0.23182 | -119.6191
12411 | FPLEFR1A_G | 1 | North | YES | -0.016574 | 161 | 72 | 161 | 0 | 1 | CC | -1 | 0.23177 | 161 | 161 |  |  | -2.6684 | 161 | -0.23177 | -37.3148
12412 | FPLEFR1B_G | 2 | North | YES | -0.016574 | 164 | 72 | 164 | 0 | 1 | CC | -1 | 0.23177 | 164 | 164 |  |  | -2.7181 | 164 | -0.23177 | -38.0101
12413 | FPLEFR1C_G | 3 | North | YES | -0.016574 | 164 | 72 | 164 | 0 | 1 | CC | -1 | 0.23177 | 164 | 164 |  |  | -2.7181 | 164 | -0.23177 | -38.0101
12414 | FPLEFR1S_G | 4 | North | YES | -0.016574 | 414 | 191 | 414 | 0 | 1 | CC | -1 | 0.23177 | 414 | 414 |  |  | -6.8616 | 414 | -0.23177 | -95.9523
12421 | FPLEFR2A_G | 1 | North | YES | -0.016574 | 162 | 72 | 162 | 0 | 1 | CC | -1 | 0.23177 | 162 | 162 |  |  | -2.685 | 162 | -0.23177 | -37.5466
12422 | FPLEFR2B_G | 2 | North | YES | -0.016574 | 161 | 72 | 161 | 0 | 1 | CC | -1 | 0.23177 | 161 | 161 |  |  | -2.6684 | 161 | -0.23177 | -37.3148
12423 | FPLEFR2C_G | 3 | North | YES | -0.016574 | 163 | 72 | 163 | 0 | 1 | CC | -1 | 0.23177 | 163 | 163 |  |  | -2.7016 | 163 | -0.23177 | -37.7783
12424 | FPLEFR2S_G | 4 | North | YES | -0.016574 | 415 | 191 | 415 | 0 | 1 | CC | -1 | 0.23177 | 415 | 415 |  |  | -6.8782 | 415 | -0.23177 | -96.1841
12440 | PARKD_1SVC8 | 1 | North | YES | -0.016432 | 0 | 0 | 0 | 0 | 1.007 | GST | -1 | 0.23163 | 0 | 0 |  |  | 0 | 0 | -0.23163 | 0
12449 | PARKD_2SVC8 | 1 | North | YES | -0.016432 | 0 | 0 | 0 | 0 | 1.007 | GST | -1 | 0.23163 | 0 | 0 |  |  | 0 | 0 | -0.23163 | 0
2413 | MTCK6_G | 6 | North | YES | -0.015979 | 0 | 30 | 118 |  | 1.022 | GST | -1 | 0.23117 | 118 | 118 |  |  | -1.8855 | 118 | -0.23117 | -27.2785
2414 | MTCK7_G | 7 | North | YES | -0.015979 | 0 | 30 | 115 |  | 1.022 | GST | -1 | 0.23117 | 115 | 115 |  |  | -1.8376 | 115 | -0.23117 | -26.585
2417 | MTCK8_G | 8 | North | YES | -0.015979 | 444.8 | 60 | 556 | 0 | 1.022 | GSC | -1 | 0.23117 | 556 | 556 |  |  | -8.8843 | 556 | -0.23117 | -128.5327
2418 | MTCK2_G | 2 | North | YES | -0.015912 | 0 | 10 | 23 |  | 0.971 | #N/A | -1 | 0.23111 | 23 | 23 |  |  | -0.36598 | 23 | -0.23111 | -5.3155
2419 | MTCK3_G | MB | North | YES | -0.015912 | 0 | 10 | 63 |  | 0.971 | #N/A | -1 | 0.23111 | 63 | 63 |  |  | -1.0025 | 63 | -0.23111 | -14.5597
3097 | MARTLAKE_1G | 1 | North | YES | -0.015294 | 790 | 500 | 790 | 0 | 1.017 | LIGCO | -1 | 0.23049 | 0 | 790 |  |  | 0 | 0 | -0.23049 | 0
3098 | MARTLAKE_2G | 2 | North | YES | -0.015294 | 795 | 461 | 795 | 0 | 1.017 | LIGCO | -1 | 0.23049 | 0 | 795 |  |  | 0 | 0 | -0.23049 | 0
3099 | MARTLAKE_3G | 3 | North | YES | -0.015294 | 804 | 500 | 804 | 0 | 1.017 | LIGCO | -1 | 0.23049 | 0 | 804 |  |  | 0 | 0 | -0.23049 | 0
13116 | TGATEWAY_1G | 1 | North | YES | -0.015123 | 151 | 30 | 151 | 0 | 1.0232 | CC | -1 | 0.23032 | 151 | 151 |  |  | -2.2836 | 151 | -0.23032 | -34.778
13117 | TGATEWAY_2G | 2 | North | YES | -0.015123 | 130 | 30 | 130 | 0 | 1.0232 | CC | -1 | 0.23032 | 130 | 130 |  |  | -1.966 | 130 | -0.23032 | -29.9413
13118 | TGATEWAY_3G | 3 | North | YES | -0.015123 | 148 | 30 | 148 | 0 | 1.0232 | CC | -1 | 0.23032 | 148 | 148 |  |  | -2.2382 | 148 | -0.23032 | -34.0871
13119 | TGATEWAY_4G | 4 | North | YES | -0.015123 | 399 | 65 | 399 | 0 | 1.0232 | CC | -1 | 0.23032 | 399 | 399 |  |  | -6.0341 | 399 | -0.23032 | -91.8969
3348 | CHAMPION_1G | MB | North | YES | -0.014977 | 0 | 42 | 42 |  | 1 | Cogen | -1 | 0.23017 | 0 | 0 |  |  | 0 | 0 | -0.23017 | 0
3113 | LUFKINWB_1G | 1 | North | YES | -0.01496 | 0 | 0 | 50 |  | 1.01 | #N/A | -1 | 0.23015 | 50 | 50 |  |  | -0.748 | 50 | -0.23015 | -11.5077
3107 | STRYKER_1G | 1 | North | YES | -0.014936 | 145.6 | 45 | 182 | 0 | 1.029 | GST | -1 | 0.23013 | 182 | 182 |  |  | -2.7184 | 182 | -0.23013 | -41.8838
3108 | STRYKER_2G | 2 | North | YES | -0.014936 | 484 | 75 | 484 | 0 | 1.029 | GST | -1 | 0.23013 | 484 | 484 |  |  | -7.229 | 484 | -0.23013 | -111.3834
1941 | MDLTHELP_1G | 1 | North | YES | -0.014355 | 216.4 | 74 | 216.4 | 0 | 1 | CC | -1 | 0.22955 | 216.4 | 216.4 |  |  | -3.1064 | 216.4 | -0.22955 | -49.6746
1942 | MDLTHELP_2G | 2 | North | YES | -0.014355 | 216.1 | 74 | 216.1 | 0 | 1 | CC | -1 | 0.22955 | 216.1 | 216.1 |  |  | -3.1021 | 216.1 | -0.22955 | -49.6057
12322 | ENNSTRAC_1G | 1 | North | YES | -0.014247 | 196 | 130 | 196 | 0 | 1.036 | CC | -1 | 0.22944 | 196 | 196 |  |  | -2.7924 | 196 | -0.22944 | -44.9706
12323 | ENNSTRAC_2G | 2 | North | YES | -0.014247 | 116 | 100 | 116 | 0 | 1.036 | CC | -1 | 0.22944 | 116 | 116 |  |  | -1.6527 | 116 | -0.22944 | -26.6153
3126 | TRINIDAD_6G | 1 | North | YES | -0.014163 | 179.2 | 46 | 224 | 0 | 1 | GST | -1 | 0.22936 | 224 | 224 |  |  | -3.1725 | 224 | -0.22936 | -51.3762
13134 | CALFREST_4G | 4 | North | YES | -0.013573 | 151.5 | 40 | 151.5 | 0 | 1.031 | CC | -1 | 0.22877 | 151.5 | 151.5 |  |  | -2.0563 | 151.5 | -0.22877 | -34.6583
13135 | CALFREST_5G | 5 | North | YES | -0.013573 | 152.3 | 57 | 152.3 | 0 | 1.031 | CC | -1 | 0.22877 | 152.3 | 152.3 |  |  | -2.0672 | 152.3 | -0.22877 | -34.8414
13136 | CALFREST_6G | 6 | North | YES | -0.013573 | 177.5 | 40 | 177.5 | 0 | 1.031 | CC | -1 | 0.22877 | 177.5 | 177.5 |  |  | -2.4092 | 177.5 | -0.22877 | -40.6063
1937 | MDLTHELP_5G | 5 | North | YES | -0.013545 | 224 | 74 | 224 | 0 | 1 | CC | -1 | 0.22874 | 224 | 224 |  |  | -3.0341 | 224 | -0.22874 | -51.2377
1938 | MDLTHELP_6G | 6 | North | YES | -0.013545 | 226 | 74 | 226 | 0 | 1 | CC | -1 | 0.22874 | 226 | 226 |  |  | -3.0612 | 226 | -0.22874 | -51.6952
1943 | MDLTHELP_3G | 3 | North | YES | -0.013545 | 212 | 74 | 212 | 0 | 1 | CC | -1 | 0.22874 | 212 | 212 |  |  | -2.8715 | 212 | -0.22874 | -48.4929
1944 | MDLTHELP_4G | 4 | North | YES | -0.013545 | 211 | 74 | 211 | 0 | 1 | CC | -1 | 0.22874 | 211 | 211 |  |  | -2.858 | 211 | -0.22874 | -48.2641
13131 | CALFREST_1G | 1 | North | YES | -0.013504 | 150.7 | 40 | 150.7 | 0 | 1.031 | CC | -1 | 0.2287 | 150.7 | 150.7 |  |  | -2.0351 | 150.7 | -0.2287 | -34.4649
13132 | CALFREST_2G | 2 | North | YES | -0.013504 | 151 | 57 | 151 | 0 | 1.031 | CC | -1 | 0.2287 | 151 | 151 |  |  | -2.0391 | 151 | -0.2287 | -34.5335
13133 | CALFREST_3G | 3 | North | YES | -0.013504 | 177.4 | 40 | 177.4 | 0 | 1.031 | CC | -1 | 0.2287 | 177.4 | 177.4 |  |  | -2.3956 | 177.4 | -0.2287 | -40.5712
3381 | BBRN_1G | 1 | North | YES | -0.01325 | 618 | 225 | 618 | 0 | 1.03 | LIGCO | -1 | 0.22844 | 0 | 618 |  |  | 0 | 0 | -0.22844 | 0
3382 | BBRN_2G | 2 | North | YES | -0.01325 | 589 | 225 | 589 | 0 | 1.03 | LIGCO | -1 | 0.22844 | 0 | 589 |  |  | 0 | 0 | -0.22844 | 0
1889 | DECRDOVA_1G | 1 | North | YES | -0.012152 | 779 | 255 | 779 | 0 | 1.02 | GSC | -1 | 0.22735 | 779 | 779 |  |  | -9.4664 | 779 | -0.22735 | -177.1033
48721 | LEG_1___1 | 1 | North | YES | -0.011877 | 827 | 357 | 827 | 0 | 1.0348 | LIGCO | -1 | 0.22707 | 0 | 827 |  |  | 0 | 0 | -0.22707 | 0
48722 | LEG_2___2 | 2 | North | YES | -0.011877 | 819 | 357 | 819 | 0 | 1.0348 | LIGCO | -1 | 0.22707 | 0 | 819 |  |  | 0 | 0 | -0.22707 | 0
39960 | TNTNPONE_18 | 1 | North | YES | -0.011258 | 152.3 | 30 | 152.3 |  | 1.04 | LIGCO | -1 | 0.22645 | 0 | 152.3 |  |  | 0 | 0 | -0.22645 | 0
39970 | TNTNPONE_28 | 1 | North | YES | -0.011258 | 153 | 30 | 153 |  | 1.04 | LIGCO | -1 | 0.22645 | 0 | 153 |  |  | 0 | 0 | -0.22645 | 0
366 | JNSNCNTY802 | 1 | North | YES | -0.010352 | 168 | 20 | 168 | 0 | 1.02 | Cogen | -1 | 0.22555 | 0 | 0 |  |  | 0 | 0 | -0.22555 | 0
367 | JNSNCNTY802 | 2 | North | YES | -0.010352 | 90 | 20 | 90 | 0 | 1.02 | Cogen | -1 | 0.22555 | 0 | 0 |  |  | 0 | 0 | -0.22555 | 0
1892 | DECRDOVA_2G | A | North | YES | -0.010049 | 65 | 65 | 70 | 0 | 1.025 | GGT | -1 | 0.22524 | 70 | 70 |  |  | -0.70343 | 70 | -0.22524 | -15.7671
1893 | DECRDOVA_3G | B | North | YES | -0.010049 | 65 | 65 | 69 | 0 | 1.025 | GGT | -1 | 0.22524 | 69 | 69 |  |  | -0.69338 | 69 | -0.22524 | -15.5418
1894 | DECRDOVA_4G | C | North | YES | -0.010049 | 65 | 65 | 69 | 0 | 1.025 | GGT | -1 | 0.22524 | 69 | 69 |  |  | -0.69338 | 69 | -0.22524 | -15.5418
1895 | DECRDOVA_5G | D | North | YES | -0.010049 | 65 | 65 | 68 | 0 | 1.025 | GGT | -1 | 0.22524 | 68 | 68 |  |  | -0.68333 | 68 | -0.22524 | -15.3166
990 | GIBN_CREK_G1 | 1 | North | YES | -0.009761 | 463 | 200 | 463 | 0 | 1.0275 | LIGCO | -1 | 0.22496 | 0 | 463 |  |  | 0 | 0 | -0.22496 | 0
32798 | BRYN_TAMUGEN | 1 | North | YES | -0.009636 | 32 | 0 | 32 |  | 1.02 | GST | -1 | 0.22483 | 32 | 32 |  |  | -0.30835 | 32 | -0.22483 | -7.1946
32886 | BRYN_ATKINS3 | MB | North | YES | -0.009601 | 0 | 5 | 12 |  | 1 | GST | -1 | 0.2248 | 0 | 0 |  |  | 0 | 0 | -0.2248 | 0
32887 | BRYN_ATKINS6 | MB | North | YES | -0.009601 | 0 | 12 | 51 |  | 1.028 | GST | -1 | 0.2248 | 0 | 0 |  |  | 0 | 0 | -0.2248 | 0
32888 | BRYN_ATKINS7 | 1 | North | YES | -0.009601 | 13.6 | 4 | 17 |  | 1.028 | GGT | -1 | 0.2248 | 17 | 17 |  |  | -0.16322 | 17 | -0.2248 | -3.8215
32890 | BRYN_ATKINS4 | MB | North | YES | -0.009601 | 0 | 5 | 22 |  | 1.031 | GST | -1 | 0.2248 | 0 | 0 |  |  | 0 | 0 | -0.2248 | 0
32891 | BRYN_ATKINS5 | MB | North | YES | -0.009601 | 0 | 5 | 25 |  | 1.031 | GST | -1 | 0.2248 | 0 | 0 |  |  | 0 | 0 | -0.2248 | 0
32883 | BRYN_DNSBY3 | 1 | North | YES | -0.009583 | 0 | 2 | 48 |  | 1.015 | GST | -1 | 0.22478 | 48 | 48 |  |  | -0.45998 | 48 | -0.22478 | -10.7893
32884 | BRYN_DNSBY13 | 1 | North | YES | -0.009583 | 46 | 2 | 46 | 0 | 1.015 | GST | -1 | 0.22478 | 46 | 46 |  |  | -0.44082 | 46 | -0.22478 | -10.3398
32892 | BRYN_DNSBY14 | 1 | North | YES | -0.009583 | 84 | 25 | 105 | 0 | 1.035 | GST | -1 | 0.22478 | 105 | 105 |  |  | -1.0062 | 105 | -0.22478 | -23.6017
48671 | FTR_GT1_5105 | 1 | North | YES | -0.009307 | 154.2 | 0 | 154.2 | 0 | 1.0319 | CC | -1 | 0.2245 | 154.2 | 154.2 |  |  | -1.4351 | 154.2 | -0.2245 | -34.6182
48672 | FTR_GT2_5110 | 2 | North | YES | -0.009307 | 159 | 0 | 159 | 0 | 1.0319 | CC | -1 | 0.2245 | 159 | 159 |  |  | -1.4798 | 159 | -0.2245 | -35.6958
48673 | FTR_GT3_5085 | 3 | North | YES | -0.009307 | 158 | 0 | 158 | 0 | 1.0319 | CC | -1 | 0.2245 | 158 | 158 |  |  | -1.4705 | 158 | -0.2245 | -35.4713
48674 | FTR_CN4_5095 | 4 | North | YES | -0.009307 | 380 | 0 | 380 | 0 | 1.0319 | CC | -1 | 0.2245 | 380 | 380 |  |  | -3.5367 | 380 | -0.2245 | -85.3107
1877 | WLFHOLW_1G | 1 | North | YES | -0.008885 | 217.3 | 89.2 | 217.3 | 0 | 1.032 | CC | -1 | 0.22408 | 217.3 | 217.3 |  |  | -1.9307 | 217.3 | -0.22408 | -48.6926
1878 | WLFHOLW_2G | 2 | North | YES | -0.008885 | 215.7 | 105 | 215.7 | 0 | 1.032 | CC | -1 | 0.22408 | 215.7 | 215.7 |  |  | -1.9165 | 215.7 | -0.22408 | -48.334
1879 | WLFHOLW_3G | 3 | North | YES | -0.008885 | 272.4 | 89.2 | 272.4 | 0 | 1.032 | CC | -1 | 0.22408 | 272.4 | 272.4 |  |  | -2.4203 | 272.4 | -0.22408 | -61.0394
3403 | THOUSE_1G | 1 | North | YES | -0.008498 | 563 | 200 | 563 | 0 | 1.012 | GSC | -1 | 0.22369 | 563 | 563 |  |  | -4.7844 | 563 | -0.22369 | -125.9391
3404 | THOUSE_2G | 2 | North | YES | -0.008498 | 807 | 250 | 807 | 0 | 1.012 | GSC | -1 | 0.22369 | 807 | 807 |  |  | -6.8579 | 807 | -0.22369 | -180.5202
3416 | LAKE_CRK1_G | 1 | North | YES | -0.00794 | 60 | 33 | 75 |  | 1.029 | GST | -1 | 0.22313 | 75 | 75 |  |  | -0.5955 | 75 | -0.22313 | -16.7351
3417 | LAKE_CRK2_G | 2 | North | YES | -0.00794 | 177.6 | 40 | 222 | 0 | 1.029 | GST | -1 | 0.22313 | 222 | 222 |  |  | -1.7627 | 222 | -0.22313 | -49.536
1898 | COMCHEPK_1G | 1 | North | YES | -0.007892 | 1159 | 1150 | 1159 | 0 | 1.032 | Nuc | -1 | 0.22309 | 0 | 0 |  |  | 0 | 0 | -0.22309 | 0
1899 | COMCHEPK_2G | 2 | North | YES | -0.007892 | 1159 | 1128 | 1159 | 0 | 1.032 | Nuc | -1 | 0.22309 | 0 | 0 |  |  | 0 | 0 | -0.22309 | 0
238 | BOSQUESW505 | 1 | North | YES | -0.007604 | 255 | 0 | 255 | 0 | 1.02 | CC | -1 | 0.2228 | 255 | 255 |  |  | -1.939 | 255 | -0.2228 | -56.8137
239 | BOSQUESW502 | 1 | North | YES | -0.007604 | 119.2 | 0 | 149 | 0 | 1.02 | GGT | -1 | 0.2228 | 149 | 149 |  |  | -1.133 | 149 | -0.2228 | -33.197
247 | BOSQUESW501 | 2 | North | YES | -0.007604 | 124.8 | 0 | 156 | 0 | 1.02 | GGT | -1 | 0.2228 | 156 | 156 |  |  | -1.1862 | 156 | -0.2228 | -34.7566
244 | WHITNYDM01 | 1 | North | YES | -0.007349 | 15 | 0 | 15 | 0 | 1.035 | Hydro | -1 | 0.22254 | 0 | 0 |  |  | 0 | 0 | -0.22254 | 0
245 | WHITNYDM02 | 2 | North | YES | -0.007349 | 15 | 0 | 15 | 0 | 1.035 | Hydro | -1 | 0.22254 | 0 | 0 |  |  | 0 | 0 | -0.22254 | 0
48591 | CHE_GT2_5030 | 2 | Houston | YES | -0.007069 | 173 | 50 | 173 | 0 | 1.029 | Cogen | -1 | 0.22226 | 0 | 0 |  |  |  |  | -0.22226 | 0
48811 | CVC_GT3_5045 | 3 | Houston | YES | -0.007069 | 156 | 91.8 | 156 | 0 | 1.029 | Cogen | -1 | 0.22226 | 0 | 0 |  |  |  |  | -0.22226 | 0
48812 | CVC_GT2_5020 | 2 | Houston | YES | -0.007069 | 158 | 91.8 | 158 | 0 | 1.029 | Cogen | -1 | 0.22226 | 0 | 0 |  |  |  |  | -0.22226 | 0
48813 | CVC_GT1_5035 | 1 | Houston | YES | -0.007069 | 160 | 91.8 | 160 | 0 | 1.029 | Cogen | -1 | 0.22226 | 0 | 0 |  |  |  |  | -0.22226 | 0
48814 | CVC_ST5_5040 | 1 | Houston | YES | -0.007069 | 162 | 91.8 | 162 | 0 | 1.029 | Cogen | -1 | 0.22226 | 0 | 0 |  |  |  |  | -0.22226 | 0
251 | BOSQUESW803 | 2 | North | YES | -0.0069 | 150 | 0 | 150 |  | 1.032 | CC | -1 | 0.22209 | 150 | 150 |  |  | -1.035 | 150 | -0.22209 | -33.3142
253 | BOSQUESW804 | 2 | North | YES | -0.0069 | 80 | 0 | 80 |  | 1.032 | CC | -1 | 0.22209 | 80 | 80 |  |  | -0.552 | 80 | -0.22209 | -17.7676
48885 | THW_5152 | A | Houston | YES | -0.00682 | 46.4 | 5 | 58 |  | 1.0319 | GGT | -1 | 0.22201 | 58 | 58 |  |  |  |  | -0.22201 | -12.8769
48885 | THW_5152 | B | Houston | YES | -0.00682 | 47.2 | 5 | 59 |  | 1.0319 | GGT | -1 | 0.22201 | 59 | 59 |  |  |  |  | -0.22201 | -13.0989
48886 | THW_5354 | D | Houston | YES | -0.00682 | 46.4 | 5 | 58 |  | 1.0319 | GGT | -1 | 0.22201 | 58 | 58 |  |  |  |  | -0.22201 | -12.8769
48886 | THW_5354 | C | Houston | YES | -0.00682 | 45.6 | 5 | 57 |  | 1.0319 | GGT | -1 | 0.22201 | 57 | 57 |  |  |  |  | -0.22201 | -12.6549
48887 | THW_5556 | F | Houston | YES | -0.00682 | 45.6 | 5 | 57 |  | 1.0319 | GGT | -1 | 0.22201 | 57 | 57 |  |  |  |  | -0.22201 | -12.6549
48887 | THW_5556 | E | Houston | YES | -0.00682 | 47.2 | 5 | 59 |  | 1.0319 | GGT | -1 | 0.22201 | 59 | 59 |  |  |  |  | -0.22201 | -13.0989
48690 | GBY_GN5_5 | 5 | Houston | YES | -0.0068 | 318.4 | 81 | 398 |  | 1.0362 | GSC | -1 | 0.22199 | 398 | 398 |  |  |  |  | -0.22199 | -88.354
48595 | BTE_GT2_8075 | 1 | Houston | YES | -0.006784 | 162.8 | 130 | 162.8 | 0 | 1.0261 | CC | -1 | 0.22198 | 162.8 | 162.8 |  |  |  |  | -0.22198 | -36.1382
48596 | BTE_GT3_8045 | 2 | Houston | YES | -0.006784 | 161.4 | 130 | 161.4 | 0 | 1.0261 | CC | -1 | 0.22198 | 161.4 | 161.4 |  |  |  |  | -0.22198 | -35.8274
48597 | BTE_GT4_8055 | 3 | Houston | YES | -0.006784 | 158.9 | 130 | 158.9 | 0 | 1.0261 | CC | -1 | 0.22198 | 158.9 | 158.9 |  |  |  |  | -0.22198 | -35.2725
48598 | BTE_ST1_8070 | 4 | Houston | YES | -0.006784 | 269.2 | 60 | 269.2 | 0 | 1.0261 | CC | -1 | 0.22198 | 269.2 | 269.2 |  |  |  |  | -0.22198 | -59.7567
48583 | CBY_GT4_1 | 1 | Houston | YES | -0.006742 | 172 | 0 | 172 | 0 | 1.026 | GSC | -1 | 0.22194 | 172 | 172 |  |  |  |  | -0.22194 | -38.1732
48584 | CBY_GT4_2 | 2 | Houston | YES | -0.006742 | 172 | 0 | 172 | 0 | 1.026 | CC | -1 | 0.22194 | 172 | 172 |  |  |  |  | -0.22194 | -38.1732
48585 | CBY_ST4_1 | 3 | Houston | YES | -0.006742 | 172 | 0 | 172 | 0 | 1.026 | CC | -1 | 0.22194 | 172 | 172 |  |  |  |  | -0.22194 | -38.1732
48815 | CVC_GT4_8005 | 4 | Houston | YES | -0.006738 | 165 | 91.8 | 165 |  | 1.0362 | Cogen | -1 | 0.22193 | 0 | 0 |  |  |  |  | -0.22193 | 0
48581 | CBY_GN1_1 | 1 | Houston | YES | -0.006724 | 595.2 | 108 | 744 | 0 | 1.0435 | GSC | -1 | 0.22192 | 744 | 744 |  |  |  |  | -0.22192 | -165.1077
48791 | PSA_GT1_8160 | 1 | Houston | YES | -0.006724 | 52 | 20.8 | 65 | 0 | 1.0362 | Cogen | -1 | 0.22192 | 0 | 0 |  |  |  |  | -0.22192 | 0
48792 | PSA_GT2_8155 | 2 | Houston | YES | -0.006724 | 52.8 | 20.3 | 66 | 0 | 1.0362 | Cogen | -1 | 0.22192 | 0 | 0 |  |  |  |  | -0.22192 | 0
48793 | PSA_GT3_8150 | 3 | Houston | YES | -0.006724 | 56 | 20.3 | 70 | 0 | 1.0362 | Cogen | -1 | 0.22192 | 0 | 0 |  |  |  |  | -0.22192 | 0
48794 | PSA_GT4_8145 | 4 | Houston | YES | -0.006724 | 52.8 | 20.3 | 66 | 0 | 1.0362 | Cogen | -1 | 0.22192 | 0 | 0 |  |  |  |  | -0.22192 | 0
48795 | PSA_GT5_8140 | 5 | Houston | YES | -0.006724 | 51.2 | 20.3 | 64 | 0 | 1.0362 | Cogen | -1 | 0.22192 | 0 | 0 |  |  |  |  | -0.22192 | 0
48796 | PSA_GN1_8165 | 1 | Houston | YES | -0.006724 | 83.2 | 43.1 | 104 | 0 | 1.0362 | Cogen | -1 | 0.22192 | 0 | 0 |  |  |  |  | -0.22192 | 0
48797 | PSA_GT6_8135 | 6 | Houston | YES | -0.006724 | 47.2 | 34.5 | 59 | 0 | 1.0362 | Cogen | -1 | 0.22192 | 0 | 0 |  |  |  |  | -0.22192 | 0
48651 | EP_1_2 | 2 | Houston | YES | -0.006723 | 17.7 | 10 | 21 | 0 | 1.0362 | Cogen | -1 | 0.22192 | 0 | 0 |  |  |  |  | -0.22192 | 0
48651 | EP_1_2 | 1 | Houston | YES | -0.006723 | 4 | 0 | 5 | 0 | 1.0362 | Cogen | -1 | 0.22192 | 0 | 0 |  |  |  |  | -0.22192 | 0
48883 | THW_GT1_GT_1 | B2 | Houston | YES | -0.006698 | 0 | 0 | 12 |  | 1.043 | GGT | -1 | 0.22189 | 12 | 12 |  |  |  |  | -0.22189 | -2.6627
49803 | EXN_15GT | 1 | Houston | YES | -0.006683 | 33 | 8.3 | 34 |  | 1.0326 | Cogen | -1 | 0.22188 | 0 | 0 |  |  |  |  | -0.22188 | 0
49804 | EXN_16GT | 2 | Houston | YES | -0.006683 | 32 | 8.3 | 34.7 |  | 1.0326 | Cogen | -1 | 0.22188 | 0 | 0 |  |  |  |  | -0.22188 | 0
49805 | EXN_17GT | 3 | Houston | YES | -0.006683 | 31 | 8.3 | 32.7 |  | 1.0326 | Cogen | -1 | 0.22188 | 0 | 0 |  |  |  |  | -0.22188 | 0
49826 | EXN938GT | 5 | Houston | YES | -0.006683 | 43 | 9.2 | 45.9 | 0 | 1.0326 | Cogen | -1 | 0.22188 | 0 | 0 |  |  |  |  | -0.22188 | 0
49828 | EXN941GT | 10 | Houston | YES | -0.006683 | 17.7 | 5.4 | 17.7 | 0 | 1.0326 | Cogen | -1 | 0.22188 | 0 | 0 |  |  |  |  | -0.22188 | 0
49829 | EXN942GT | 11 | Houston | YES | -0.006683 | 20 | 5.4 | 20.4 | 0 | 1.0326 | Cogen | -1 | 0.22188 | 0 | 0 |  |  |  |  | -0.22188 | 0
49830 | EXN943GT | 12 | Houston | YES | -0.006683 | 19 | 5.4 | 19.9 | 0 | 1.0326 | Cogen | -1 | 0.22188 | 0 | 0 |  |  |  |  | -0.22188 | 0
49831 | EXN944GT | 13 | Houston | YES | -0.006683 | 33 | 5.4 | 35 | 0 | 1.0326 | Cogen | -1 | 0.22188 | 0 | 0 |  |  |  |  | -0.22188 | 0
49832 | EXN945GT | 9 | Houston | YES | -0.006683 | 18.5 | 9.2 | 18.5 | 0 | 1.0326 | Cogen | -1 | 0.22188 | 0 | 0 |  |  |  |  | -0.22188 | 0
49837 | EXN_GT | 4 | Houston | YES | -0.006683 | 81 | 21.3 | 85.4 | 0 | 1.0326 | Cogen | -1 | 0.22188 | 0 | 0 |  |  |  |  | -0.22188 | 0
49838 | EXN_14GT | 14 | Houston | YES | -0.006683 | 140 | 0 | 148 |  | 1.0326 | Cogen | -1 | 0.22188 | 0 | 0 |  |  |  |  | -0.22188 | 0
48582 | CBY_GN2_2 | 2 | Houston | YES | -0.006668 | 596.8 | 110 | 746 | 0 | 1.0435 | GSC | -1 | 0.22186 | 746 | 746 |  |  |  |  | -0.22186 | -165.5098
48873 | THW_ST3_ST_3 | 3 | Houston | YES | -0.006644 | 107 | 19 | 107 | 0 | 1.0435 | CC | -1 | 0.22184 | 107 | 107 |  |  |  |  | -0.22184 | -23.7368
48874 | THW_ST4_ST_4 | 4 | Houston | YES | -0.006644 | 108 | 19 | 108 | 0 | 1.0435 | CC | -1 | 0.22184 | 108 | 108 |  |  |  |  | -0.22184 | -23.9586
48875 | THW_3132 | B | Houston | YES | -0.006644 | 53 | 5 | 53 | 0 | 1.0435 | CC | -1 | 0.22184 | 53 | 53 |  |  |  |  | -0.22184 | -11.7575
48875 | THW_3132 | A | Houston | YES | -0.006644 | 55 | 5 | 55 | 0 | 1.0435 | CC | -1 | 0.22184 | 55 | 55 |  |  |  |  | -0.22184 | -12.2011
48877 | THW_3334 | C | Houston | YES | -0.006644 | 55 | 5 | 55 | 0 | 1.0435 | CC | -1 | 0.22184 | 55 | 55 |  |  |  |  | -0.22184 | -12.2011
48877 | THW_3334 | D | Houston | YES | -0.006644 | 57 | 5 | 57 | 0 | 1.0435 | CC | -1 | 0.22184 | 57 | 57 |  |  |  |  | -0.22184 | -12.6448
48879 | THW_4142 | E | Houston | YES | -0.006644 | 56 | 5 | 56 | 0 | 1.0435 | CC | -1 | 0.22184 | 56 | 56 |  |  |  |  | -0.22184 | -12.423
48879 | THW_4142 | F | Houston | YES | -0.006644 | 55 | 5 | 55 | 0 | 1.0435 | CC | -1 | 0.22184 | 55 | 55 |  |  |  |  | -0.22184 | -12.2011
48881 | THW_4344 | G | Houston | YES | -0.006644 | 58 | 5 | 58 | 0 | 1.0435 | CC | -1 | 0.22184 | 58 | 58 |  |  |  |  | -0.22184 | -12.8667
48881 | THW_4344 | H | Houston | YES | -0.006644 | 58 | 5 | 58 | 0 | 1.0435 | CC | -1 | 0.22184 | 58 | 58 |  |  |  |  | -0.22184 | -12.8667
48593 | CHE_GT1_8015 | 1 | Houston | YES | -0.006592 | 173 | 50 | 173 | 0 | 1.0362 | Cogen | -1 | 0.22179 | 0 | 0 |  |  |  |  | -0.22179 | 0
48594 | CHE_GN4_8025 | 4 | Houston | YES | -0.006592 | 142 | 60 | 142 | 0 | 1.0362 | Cogen | -1 | 0.22179 | 0 | 0 |  |  |  |  | -0.22179 | 0
48511 | LPE_GT1_8070 | 1 | Houston | YES | -0.006583 | 42 | 0 | 42 | 0 | 1.0362 | GGT | -1 | 0.22178 | 42 | 42 |  |  |  |  | -0.22178 | -9.3147
48512 | LPE_GT2_8075 | 2 | Houston | YES | -0.006583 | 42 | 0 | 42 | 0 | 1.0362 | GGT | -1 | 0.22178 | 42 | 42 |  |  |  |  | -0.22178 | -9.3147
48513 | LPE_GT3_8080 | 3 | Houston | YES | -0.006583 | 39 | 0 | 39 | 0 | 1.0362 | GGT | -1 | 0.22178 | 39 | 39 |  |  |  |  | -0.22178 | -8.6493
48514 | LPE_GT4_8085 | 4 | Houston | YES | -0.006583 | 39 | 0 | 39 | 0 | 1.0362 | GGT | -1 | 0.22178 | 39 | 39 |  |  |  |  | -0.22178 | -8.6493
48500 | APD_GT1_8005 | 1 | Houston | YES | -0.006581 | 137.6 | 54.6 | 137.6 |  | 1.0362 | Cogen | -1 | 0.22178 | 0 | 0 |  |  |  |  | -0.22178 | 0
48820 | SHELLG1_3015 | 1 | Houston | YES | -0.006545 | 71 | 34.5 | 71 |  | 1.029 | Cogen | -1 | 0.22174 | 0 | 0 |  |  |  |  | -0.22174 | 0
48821 | SHELLG2 | 2 | Houston | YES | -0.006545 | 72 | 34.5 | 72 |  | 1.029 | Cogen | -1 | 0.22174 | 0 | 0 |  |  |  |  | -0.22174 | 0
48822 | SHELLG3_3020 | 2 | Houston | YES | -0.006545 | 30 | 0 | 30 |  | 1.029 | Cogen | -1 | 0.22174 | 0 | 0 |  |  |  |  | -0.22174 | 0
48822 | SHELLG3_3020 | 1 | Houston | YES | -0.006545 | 39 | 0 | 39 |  | 1.029 | Cogen | -1 | 0.22174 | 0 | 0 |  |  |  |  | -0.22174 | 0
48740 | PSG_GN2_8050 | 1 | Houston | YES | -0.006524 | 182 | 60 | 182 | 0 | 1.0326 | Cogen | -1 | 0.22172 | 0 | 0 |  |  |  |  | -0.22172 | 0
48741 | PSG_GT2_8040 | 1 | Houston | YES | -0.006524 | 158.6 | 50 | 158.6 | 0 | 1.0326 | Cogen | -1 | 0.22172 | 0 | 0 |  |  |  |  | -0.22172 | 0
48742 | PSG_GT3_8060 | 1 | Houston | YES | -0.006524 | 157 | 50 | 157 | 0 | 1.0326 | Cogen | -1 | 0.22172 | 0 | 0 |  |  |  |  | -0.22172 | 0
48611 | DIB_GT1_8080 | 1 | Houston | YES | -0.006523 | 64 | 0 | 64 | 0 | 1.0326 | Cogen | -1 | 0.22172 | 0 | 0 |  |  |  |  | -0.22172 | 0
48612 | DIB_GT2_8075 | 2 | Houston | YES | -0.006523 | 63.2 | 0 | 63.2 | 0 | 1.0326 | Cogen | -1 | 0.22172 | 0 | 0 |  |  |  |  | -0.22172 | 0
48613 | DIB_ST1_8085 | 3 | Houston | YES | -0.006523 | 67.9 | 30 | 82.6 | 0 | 1.0326 | Cogen | -1 | 0.22172 | 0 | 0 |  |  |  |  | -0.22172 | 0
48614 | DIB_GT3_8090 | 4 | Houston | YES | -0.006523 | 73.6 | 15 | 73.6 | 0 | 1.0326 | Cogen | -1 | 0.22172 | 0 | 0 |  |  |  |  | -0.22172 | 0
48854 | SRB_GN4_4 | 4 | Houston | YES | -0.006523 | 182.4 | 35 | 228 | 0 | 1.0326 | GST | -1 | 0.22172 | 228 | 228 |  |  |  |  | -0.22172 | -50.5517
48845 | SOL_GT1 | 1 | Houston | YES | -0.006522 | 16.2 | 15.4 | 16.2 |  | 1.0326 | Solar | -1 | 0.22172 | 16.2 | 16.2 |  |  |  |  | -0.22172 | -3.5918
48853 | SRB_GN3_3 | 3 | Houston | YES | -0.006522 | 170.4 | 35 | 213 |  | 1.0326 | GST | -1 | 0.22172 | 213 | 213 |  |  |  |  | -0.22172 | -47.2257
48551 | CAL_GT1_8045 | 1 | Houston | YES | -0.006519 | 149 | 0 | 149 | 0 | 1.0326 | Cogen | -1 | 0.22171 | 0 | 0 |  |  |  |  | -0.22171 | 0
48552 | CAL_ST1_8000 | 2 | Houston | YES | -0.006519 | 65.1 | 0 | 65.1 | 0 | 1.0326 | Cogen | -1 | 0.22171 | 0 | 0 |  |  |  |  | -0.22171 | 0
48851 | SRB_GN1_1 | 1 | Houston | YES | -0.006518 | 132 | 26 | 165 | 0 | 1.0217 | GST | -1 | 0.22171 | 165 | 165 |  |  |  |  | -0.22171 | -36.5826
48852 | SRB_GN2_2 | 2 | Houston | YES | -0.006517 | 140.8 | 26 | 176 | 0 | 1.0217 | GST | -1 | 0.22171 | 176 | 176 |  |  |  |  | -0.22171 | -39.0213
48855 | SRB_GT211035 | B1 | Houston | YES | -0.006516 | 0 | 0 | 18 |  | 1.014 | GGT | -1 | 0.22171 | 18 | 18 |  |  |  |  | -0.22171 | -3.9908
48855 | SRB_GT211035 | B2 | Houston | YES | -0.006516 | 0 | 0 | 12 |  | 1.014 | GGT | -1 | 0.22171 | 12 | 12 |  |  |  |  | -0.22171 | -2.6605
48761 | PR_GT1__9040 | 1 | Houston | YES | -0.006501 | 26 | 0 | 35 |  | 1 | Cogen | -1 | 0.2217 | 0 | 0 |  |  |  |  | -0.2217 | 0
48641 | DPEC_GT15040 | 1 | Houston | YES | -0.006482 | 163.2 | 98 | 163.2 | 0 | 1.0319 | CC | -1 | 0.22168 | 163.2 | 163.2 |  |  |  |  | -0.22168 | -36.1777
48642 | DPEC_GT25025 | 2 | Houston | YES | -0.006482 | 157.1 | 98 | 157.1 | 0 | 1.0319 | CC | -1 | 0.22168 | 157.1 | 157.1 |  |  |  |  | -0.22168 | -34.8254
48643 | DPEC_GT35010 | 3 | Houston | YES | -0.006482 | 157.5 | 98 | 157.5 | 0 | 1.0319 | CC | -1 | 0.22168 | 157.5 | 157.5 |  |  |  |  | -0.22168 | -34.9141
48644 | DPEC_GT45070 | 4 | Houston | YES | -0.006482 | 157 | 98 | 157 | 0 | 1.0319 | CC | -1 | 0.22168 | 157 | 157 |  |  |  |  | -0.22168 | -34.8033
48645 | DPEC_ST55065 | 5 | Houston | YES | -0.006482 | 282 | 0 | 282 | 0 | 1.0319 | CC | -1 | 0.22168 | 282 | 282 |  |  |  |  | -0.22168 | -62.5129
48841 | SJS_GT1_GT1 | 1 | Houston | YES | -0.006467 | 62.4 | 49 | 78 | 0 | 1.0362 | Cogen | -1 | 0.22166 | 0 | 0 |  |  |  |  | -0.22166 | 0
48842 | SJS_GT2_GT2 | 2 | Houston | YES | -0.006467 | 64.8 | 49 | 81 | 0 | 1.0362 | Cogen | -1 | 0.22166 | 0 | 0 |  |  |  |  | -0.22166 | 0
48691 | GBY_73741085 | A | Houston | YES | -0.006455 | 37.6 | 20 | 47 | 0 | 1.0362 | GGT | -1 | 0.22165 | 47 | 47 |  |  |  |  | -0.22165 | -10.4175
48691 | GBY_73741085 | B | Houston | YES | -0.006455 | 37.6 | 20 | 47 | 0 | 1.0362 | GGT | -1 | 0.22165 | 47 | 47 |  |  |  |  | -0.22165 | -10.4175
48692 | GBY_81821075 | C | Houston | YES | -0.006455 | 37.6 | 20 | 47 | 0 | 1.0362 | GGT | -1 | 0.22165 | 47 | 47 |  |  |  |  | -0.22165 | -10.4175
48692 | GBY_81821075 | D | Houston | YES | -0.006455 | 44 | 20 | 55 | 0 | 1.0362 | GGT | -1 | 0.22165 | 55 | 55 |  |  |  |  | -0.22165 | -12.1907
48693 | GBY_83841065 | E | Houston | YES | -0.006455 | 45.6 | 20 | 57 | 0 | 1.0362 | GGT | -1 | 0.22165 | 57 | 57 |  |  |  |  | -0.22165 | -12.634
48693 | GBY_83841065 | F | Houston | YES | -0.006455 | 43.2 | 20 | 54 | 0 | 1.0362 | GGT | -1 | 0.22165 | 54 | 54 |  |  |  |  | -0.22165 | -11.9691
48531 | BYU_GT1_8075 | 1 | Houston | YES | -0.006403 | 65 | 0 | 65 |  | 1.0362 | Cogen | -1 | 0.2216 | 0 | 0 |  |  |  |  | -0.2216 | 0
48532 | BYU_GT2_8055 | 2 | Houston | YES | -0.006403 | 62 | 0 | 62 |  | 1.0362 | Cogen | -1 | 0.2216 | 0 | 0 |  |  |  |  | -0.2216 | 0
48533 | BYU_GT3_8060 | 3 | Houston | YES | -0.006403 | 67 | 0 | 67 |  | 1.0362 | Cogen | -1 | 0.2216 | 0 | 0 |  |  |  |  | -0.2216 | 0
48534 | BYU_GT4_8065 | 4 | Houston | YES | -0.006403 | 65 | 0 | 65 |  | 1.0362 | Cogen | -1 | 0.2216 | 0 | 0 |  |  |  |  | -0.2216 | 0
48561 | CTL_GT2_8130 | 1 | Houston | YES | -0.006369 | 73.5 | 30.3 | 91.9 |  | 1.0362 | Cogen | -1 | 0.22156 | 0 | 0 |  |  |  |  | -0.22156 | 0
48562 | CTL_GT3_8135 | 2 | Houston | YES | -0.006369 | 70.1 | 30.3 | 87.6 |  | 1.0362 | Cogen | -1 | 0.22156 | 0 | 0 |  |  |  |  | -0.22156 | 0
48563 | CTL_GT4_8140 | 3 | Houston | YES | -0.006369 | 69.6 | 30.3 | 87 |  | 1.0362 | Cogen | -1 | 0.22156 | 0 | 0 |  |  |  |  | -0.22156 | 0
48564 | CTL_GN1_8145 | 4 | Houston | YES | -0.006369 | 43.6 | 12.9 | 54.5 |  | 1.0362 | Cogen | -1 | 0.22156 | 0 | 0 |  |  |  |  | -0.22156 | 0
48565 | CTL_GN2_8155 | 5 | Houston | YES | -0.006369 | 9.8 | 3.4 | 12.2 |  | 1.0362 | Cogen | -1 | 0.22156 | 0 | 0 |  |  |  |  | -0.22156 | 0
48772 | PHR_GN2_2 | MB | Houston | YES | -0.006278 | 0 | 72 | 459 |  | 1.0362 | GSC | -1 | 0.22147 | 0 | 0 |  |  |  |  | -0.22147 | 0
38580 | TNBP_CGN1_8 | 1 | Houston | YES | -0.006149 | 70.8 | 0 | 70.8 | 0 | 1.005 | Cogen | -1 | 0.22134 | 0 | 0 |  |  |  |  | -0.22134 | 0
38590 | TNBP_CGN2_8 | 2 | Houston | YES | -0.006149 | 66.7 | 0 | 66.7 | 0 | 1.005 | Cogen | -1 | 0.22134 | 0 | 0 |  |  |  |  | -0.22134 | 0
38600 | TNBP_CGN3_8 | 5 | Houston | YES | -0.006149 | 53 | 0 | 53 | 0 | 1.005 | Cogen | -1 | 0.22134 | 0 | 0 |  |  |  |  | -0.22134 | 0
38611 | TNBPAMCG1_8 | 1 | Houston | YES | -0.006149 | 153.2 | 0 | 153.2 | 0 | 1.005 | Cogen | -1 | 0.22134 | 0 | 0 |  |  |  |  | -0.22134 | 0
38612 | TNBPAMCG2_8 | 2 | Houston | YES | -0.006149 | 153.5 | 0 | 153.5 | 0 | 1.005 | Cogen | -1 | 0.22134 | 0 | 0 |  |  |  |  | -0.22134 | 0
38613 | TNBPAMCG3_8 | 3 | Houston | YES | -0.006149 | 152.3 | 0 | 152.3 | 0 | 1.005 | Cogen | -1 | 0.22134 | 0 | 0 |  |  |  |  | -0.22134 | 0
38614 | TNBPAMCG4_8 | 4 | Houston | YES | -0.006149 | 96 | 0 | 96 |  | 1.005 | Cogen | -1 | 0.22134 | 0 | 0 |  |  |  |  | -0.22134 | 0
38615 | TNBPAMCG5_8 | 1 | Houston | YES | -0.006149 | 244 | 0 | 244 | 0 | 1.005 | Cogen | -1 | 0.22134 | 0 | 0 |  |  |  |  | -0.22134 | 0
38690 | TNBP_CGN4_8 | 3 | Houston | YES | -0.006149 | 40 | 0 | 40 |  | 1.005 | Cogen | -1 | 0.22134 | 0 | 0 |  |  |  |  | -0.22134 | 0
38711 | TNTXCTY1CG8 | 1 | Houston | YES | -0.006149 | 100.3 | 59 | 100.3 | 0 | 1 | Cogen | -1 | 0.22134 | 0 | 0 |  |  |  |  | -0.22134 | 0
38712 | TNTXCTY2CG8 | 1 | Houston | YES | -0.006149 | 92.9 | 59 | 92.9 | 0 | 1 | Cogen | -1 | 0.22134 | 0 | 0 |  |  |  |  | -0.22134 | 0
38713 | TNTXCTY3CG8 | 1 | Houston | YES | -0.006149 | 102.7 | 59 | 102.7 | 0 | 1 | Cogen | -1 | 0.22134 | 0 | 0 |  |  |  |  | -0.22134 | 0
38714 | TNTXCTY4CG8 | 1 | Houston | YES | -0.006149 | 103 | 59 | 103 | 0 | 1 | Cogen | -1 | 0.22134 | 0 | 0 |  |  |  |  | -0.22134 | 0
39470 | TNDOWCGNSG8 | 1 | Houston | YES | -0.006149 | 32 | 10 | 32 | 0 | 0.985 | Cogen | -1 | 0.22134 | 0 | 0 |  |  |  |  | -0.22134 | 0
39480 | TNDOWCGNGG8 | 1 | Houston | YES | -0.006149 | 30 | 10 | 30 | 0 | 0.985 | Cogen | -1 | 0.22134 | 0 | 0 |  |  |  |  | -0.22134 | 0
48921 | WAP_GN1_1 | 1 | Houston | YES | -0.005878 | 132.8 | 37 | 166 | 0 | 1.0362 | GST | -1 | 0.22107 | 166 | 166 |  |  |  |  | -0.22107 | -36.6981
48922 | WAP_GN2_2 | 2 | Houston | YES | -0.005878 | 132.8 | 37 | 166 | 0 | 1.0362 | GST | -1 | 0.22107 | 166 | 166 |  |  |  |  | -0.22107 | -36.6981
48923 | WAP_GN3_3 | 3 | Houston | YES | -0.005878 | 198.4 | 93 | 248 | 0 | 1.0362 | GST | -1 | 0.22107 | 248 | 248 |  |  |  |  | -0.22107 | -54.8261
48924 | WAP_GN4_4 | 4 | Houston | YES | -0.005878 | 546 | 217 | 546 | 0 | 1.0362 | GSC | -1 | 0.22107 | 546 | 546 |  |  |  |  | -0.22107 | -120.7058
48925 | WAP_GN5_5 | 5 | Houston | YES | -0.005878 | 633.9 | 278 | 654 | 0 | 0.985 | LIGCO | -1 | 0.22107 | 0 | 654 |  |  |  |  | -0.22107 | 0
48929 | WAPGT21_GT1 | B1 | Houston | YES | -0.005878 | 0 | 0 | 13 |  | 1.05 | GGT | -1 | 0.22107 | 13 | 13 |  |  |  |  | -0.22107 | -2.8739
48510 | AK_GT1__8040 | 1 | Houston | YES | -0.005828 | 33.4 | 8.1 | 34 |  | 1.029 | Cogen | -1 | 0.22102 | 0 | 0 |  |  |  |  | -0.22102 | 0
48521 | BVE_GT1_GT1 | 1 | Houston | YES | -0.005789 | 167.7 | 0 | 167.7 |  | 1.035 | CC | -1 | 0.22098 | 167.7 | 167.7 |  |  |  |  | -0.22098 | -37.059
48522 | BVE_GT2_5035 | 2 | Houston | YES | -0.005789 | 166.4 | 0 | 166.4 |  | 1.035 | CC | -1 | 0.22098 | 166.4 | 166.4 |  |  |  |  | -0.22098 | -36.7717
48523 | BVE_ST1_GN1 | 3 | Houston | YES | -0.005789 | 252.4 | 0 | 252.4 |  | 1.035 | CC | -1 | 0.22098 | 252.4 | 252.4 |  |  |  |  | -0.22098 | -55.7763
48926 | WAP_GN6_6 | 6 | Houston | YES | -0.005785 | 651 | 280 | 651 |  | 1.035 | LIGCO | -1 | 0.22098 | 0 | 651 |  |  |  |  | -0.22098 | 0
48927 | WAP_GN7_7 | 7 | Houston | YES | -0.005785 | 564 | 277 | 564 |  | 1.035 | LIGCO | -1 | 0.22098 | 0 | 564 |  |  |  |  | -0.22098 | 0
48928 | WAP_GN8_8 | 8 | Houston | YES | -0.005785 | 603 | 275 | 603 |  | 1.035 | LIGCO | -1 | 0.22098 | 0 | 603 |  |  |  |  | -0.22098 | 0
48730 | MNS_GT | 1 | Houston | YES | -0.005755 | 43 | 0 | 46.1 |  | 1.029 | Cogen | -1 | 0.22095 | 0 | 0 |  |  |  |  | -0.22095 | 0
39760 | TNSCLP1___8 | 1 | Houston | YES | -0.005272 | 93.4 | 20 | 116.8 | 0 | 1.04 | Cogen | -1 | 0.22047 | 0 | 0 |  |  |  |  | -0.22047 | 0
39770 | TNSCLP2___8 | 1 | Houston | YES | -0.005272 | 91.6 | 20 | 114.5 | 0 | 1.04 | Cogen | -1 | 0.22047 | 0 | 0 |  |  |  |  | -0.22047 | 0
39775 | TNSCLP4___8 | 1 | Houston | YES | -0.005272 | 95.2 | 20 | 119 | 0 | 1.04 | Cogen | -1 | 0.22047 | 0 | 0 |  |  |  |  | -0.22047 | 0
39790 | TNSCLP3___8 | 1 | Houston | YES | -0.005272 | 87.6 | 20 | 109.5 | 0 | 1.027 | Cogen | -1 | 0.22047 | 0 | 0 |  |  |  |  | -0.22047 | 0
48520 | BSF_GT1_8070 | 2 | Houston | YES | -0.005125 | 10 | 0 | 10 | 0 | 1.0326 | Cogen | -1 | 0.22032 | 0 | 0 |  |  |  |  | -0.22032 | 0
48520 | BSF_GT1_8070 | 1 | Houston | YES | -0.005125 | 72 | 0 | 72 | 0 | 1.0326 | Cogen | -1 | 0.22032 | 0 | 0 |  |  |  |  | -0.22032 | 0
49851 | DOW17000 | 37 | Houston | YES | -0.004949 | 39 | 0 | 62 | 0 | 1 | Cogen | -1 | 0.22014 | 0 | 0 |  |  |  |  | -0.22014 | 0
49858 | DOW38100 | 31 | Houston | YES | -0.004949 | 45 | 0 | 71.4 |  | 1 | Cogen | -1 | 0.22014 | 0 | 0 |  |  |  |  | -0.22014 | 0
49859 | DOW38200 | 33 | Houston | YES | -0.004949 | 28 | 0 | 45 | 0 | 1 | Cogen | -1 | 0.22014 | 0 | 0 |  |  |  |  | -0.22014 | 0
49860 | DOW38300 | 32 | Houston | YES | -0.004949 | 63 | 0 | 101 |  | 1 | Cogen | -1 | 0.22014 | 0 | 0 |  |  |  |  | -0.22014 | 0
49862 | DOW39100 | 36 | Houston | YES | -0.004949 | 54 | 0 | 86 | 0 | 1 | Cogen | -1 | 0.22014 | 0 | 0 |  |  |  |  | -0.22014 | 0
49863 | DOW39200 | 35 | Houston | YES | -0.004949 | 55 | 0 | 88 | 0 | 1 | Cogen | -1 | 0.22014 | 0 | 0 |  |  |  |  | -0.22014 | 0
49865 | DOW41000 | 41 | Houston | YES | -0.004949 | 31 | 0 | 50 |  | 1 | Cogen | -1 | 0.22014 | 0 | 0 |  |  |  |  | -0.22014 | 0
49866 | DOW42000 | 42 | Houston | YES | -0.004949 | 11 | 0 | 18 |  | 1 | Cogen | -1 | 0.22014 | 0 | 0 |  |  |  |  | -0.22014 | 0
49869 | DOW49000 | 45 | Houston | YES | -0.004949 | 59 | 0 | 94 |  | 1 | Cogen | -1 | 0.22014 | 0 | 0 |  |  |  |  | -0.22014 | 0
49870 | DOW61000 | 61 | Houston | YES | -0.004949 | 44 | 0 | 70 | 0 | 1 | Cogen | -1 | 0.22014 | 0 | 0 |  |  |  |  | -0.22014 | 0
49871 | DOW62000 | 62 | Houston | YES | -0.004949 | 40 | 0 | 63 | 0 | 1 | Cogen | -1 | 0.22014 | 0 | 0 |  |  |  |  | -0.22014 | 0
49872 | DOW63000 | 63 | Houston | YES | -0.004949 | 45 | 0 | 72 | 0 | 1 | Cogen | -1 | 0.22014 | 0 | 0 |  |  |  |  | -0.22014 | 0
49873 | DOW64000 | 64 | Houston | YES | -0.004949 | 41 | 0 | 64.8 | 0 | 1 | Cogen | -1 | 0.22014 | 0 | 0 |  |  |  |  | -0.22014 | 0
49876 | DOW65000 | 65 | Houston | YES | -0.004949 | 63 | 0 | 101 | 0 | 1 | Cogen | -1 | 0.22014 | 0 | 0 |  |  |  |  | -0.22014 | 0
49877 | DOW66000 | 66 | Houston | YES | -0.004949 | 61 | 0 | 97 | 0 | 1 | Cogen | -1 | 0.22014 | 0 | 0 |  |  |  |  | -0.22014 | 0
49878 | DOW67000 | 67 | Houston | YES | -0.004949 | 65 | 0 | 103 | 0 | 1 | Cogen | -1 | 0.22014 | 0 | 0 |  |  |  |  | -0.22014 | 0
49882 | DOW81000 | 81 | Houston | YES | -0.004949 | 47 | 0 | 76 | 0 | 1 | Cogen | -1 | 0.22014 | 0 | 0 |  |  |  |  | -0.22014 | 0
49884 | DOW82000 | 82 | Houston | YES | -0.004949 | 51 | 0 | 80 | 0 | 1 | Cogen | -1 | 0.22014 | 0 | 0 |  |  |  |  | -0.22014 | 0
49885 | DOW83000 | 83 | Houston | YES | -0.004949 | 51 | 0 | 80 | 0 | 1 | Cogen | -1 | 0.22014 | 0 | 0 |  |  |  |  | -0.22014 | 0
49886 | DOW84000 | 84 | Houston | YES | -0.004949 | 107 | 0 | 171 | 0 | 0.98 | Cogen | -1 | 0.22014 | 0 | 0 |  |  |  |  | -0.22014 | 0
48911 | TGF_GT1_8000 | 1 | Houston | YES | -0.004235 | 69.2 | 0 | 69.2 |  | 1.029 | Cogen | -1 | 0.21943 | 0 | 0 |  |  |  |  | -0.21943 | 0
332 | RWMILLER01 | 1 | North | YES | -0.004183 | 58.4 | 18.5 | 73 | 0 | 1.04 | GST | -1 | 0.21938 | 73 | 73 |  |  | -0.30536 | 73 | -0.21938 | -16.0146
333 | RWMILLER02 | 2 | North | YES | -0.004183 | 95.2 | 37 | 119 | 0 | 1.04 | GST | -1 | 0.21938 | 119 | 119 |  |  | -0.49778 | 119 | -0.21938 | -26.106
334 | RWMILLER03 | 3 | North | YES | -0.004183 | 166.4 | 65 | 208 | 0 | 1.04 | GST | -1 | 0.21938 | 208 | 208 |  |  | -0.87006 | 208 | -0.21938 | -45.6306
335 | RWMILLER04 | 4 | North | YES | -0.004183 | 81.6 | 0 | 102 | 0 | 1.04 | GST | -1 | 0.21938 | 102 | 102 |  |  | -0.42667 | 102 | -0.21938 | -22.3765
336 | RWMILLER05 | 5 | North | YES | -0.004183 | 80.8 | 0 | 101 | 0 | 1.04 | GST | -1 | 0.21938 | 101 | 101 |  |  | -0.42248 | 101 | -0.21938 | -22.1572
48731 | CBE_GT1 | 1 | Houston | YES | -0.004111 | 76 | 0 | 76 | 0 | 1.029 | CC | -1 | 0.21931 | 76 | 76 |  |  |  |  | -0.21931 | -16.6673
48732 | CBE_GT2 | 1 | Houston | YES | -0.004111 | 76 | 0 | 76 | 0 | 1.029 | CC | -1 | 0.21931 | 76 | 76 |  |  |  |  | -0.21931 | -16.6673
48733 | CBE_ST12 | 1 | Houston | YES | -0.004111 | 105 | 0 | 105 | 0 | 1.029 | CC | -1 | 0.21931 | 105 | 105 |  |  |  |  | -0.21931 | -23.0271
48734 | CBE_GT3 | 1 | Houston | YES | -0.004111 | 76 | 0 | 76 | 0 | 1.029 | CC | -1 | 0.21931 | 76 | 76 |  |  |  |  | -0.21931 | -16.6673
48735 | CBE_GT4 | 1 | Houston | YES | -0.004111 | 76 | 0 | 76 | 0 | 1.029 | CC | -1 | 0.21931 | 76 | 76 |  |  |  |  | -0.21931 | -16.6673
48736 | CBE_ST34 | 1 | Houston | YES | -0.004111 | 105 | 0 | 105 | 0 | 1.029 | CC | -1 | 0.21931 | 105 | 105 |  |  |  |  | -0.21931 | -23.0271
5911 | STP_GN1___1 | 1 | Houston | YES | -0.003991 | 1333 | 1249 | 1333 | 0 | 1.0406 | Nuc | -1 | 0.21919 | 0 | 0 |  |  |  |  | -0.21919 | 0
5912 | STP_GN2___2 | 2 | Houston | YES | -0.003991 | 1332 | 1249 | 1332 | 0 | 1.0406 | Nuc | -1 | 0.21919 | 0 | 0 |  |  |  |  | -0.21919 | 0
3432 | SANDOW_4G | 4 | South | YES | -0.003661 | 580 | 225 | 580 | 0 | 1.029 | LIGCO | -1 | 0.21886 | 0 | 580 |  |  |  |  | -0.21886 | 0
13432 | SANDOW_5G | 5 | South | YES | -0.003661 | 581 | 225 | 581 | 0 | 1.029 | LIGCO | -1 | 0.21886 | 0 | 581 |  |  |  |  | -0.21886 | 0
7010 | L_FPPYD11_1Y | 1 | South | YES | -0.002106 | 547.4 | 200 | 606 | 0 | 1.02 | LIGCO | -1 | 0.2173 | 0 | 606 |  |  |  |  | -0.2173 | 0
7011 | L_FPPYD11_2Y | 2 | South | YES | -0.002106 | 552.2 | 200 | 598 | 0 | 1.02 | LIGCO | -1 | 0.2173 | 0 | 598 |  |  |  |  | -0.2173 | 0
7012 | L_FPPYD21_3Y | 3 | South | YES | -0.002105 | 427.5 | 200 | 436 | 0 | 1.02 | LIGCO | -1 | 0.2173 | 0 | 436 |  |  |  |  | -0.2173 | 0
7007 | L_LOSTPI1_1Y | 1 | South | YES | -0.002 | 158.6 | 110 | 158 | 0 | 1 | CC | -1 | 0.21719 | 158 | 158 |  |  |  |  | -0.21719 | -34.3168
7008 | L_LOSTPI1_2Y | 2 | South | YES | -0.002 | 157.7 | 107 | 160 | 0 | 1 | CC | -1 | 0.21719 | 160 | 160 |  |  |  |  | -0.21719 | -34.7512
7009 | L_LOSTPI1_3Y | 3 | South | YES | -0.002 | 173.9 | 72 | 175 | 0 | 1 | CC | -1 | 0.21719 | 175 | 175 |  |  |  |  | -0.21719 | -38.0091
7303 | L_WPPGS12_1Y | 1 | South | YES | -0.001757 | 50 | 0 | 50 | 0 | 1.025 | GGT | -1 | 0.21695 | 50 | 50 |  |  |  |  | -0.21695 | -10.8476
7303 | L_WPPGS12_1Y | 2 | South | YES | -0.001757 | 50 | 0 | 50 | 0 | 1.025 | GGT | -1 | 0.21695 | 50 | 50 |  |  |  |  | -0.21695 | -10.8476
7305 | L_WPPGS34_1Y | 3 | South | YES | -0.001757 | 50 | 0 | 50 | 0 | 1.025 | GGT | -1 | 0.21695 | 50 | 50 |  |  |  |  | -0.21695 | -10.8476
7305 | L_WPPGS34_1Y | 4 | South | YES | -0.001757 | 50 | 0 | 50 | 0 | 1.025 | GGT | -1 | 0.21695 | 50 | 50 |  |  |  |  | -0.21695 | -10.8476
7807 | L_BASTEN1_1Y | 1 | South | YES | -0.001595 | 152.5 | 83.5 | 152.5 | 0 | 1.004 | CC | -1 | 0.21679 | 152.5 | 152.5 |  |  |  |  | -0.21679 | -33.0605
7808 | L_BASTEN1_2Y | 1 | South | YES | -0.001595 | 149.5 | 83.5 | 149.5 | 0 | 1.004 | CC | -1 | 0.21679 | 149.5 | 149.5 |  |  |  |  | -0.21679 | -32.4101
7809 | L_BASTEN1_3Y | 1 | South | YES | -0.001595 | 232.6 | 42 | 232.6 | 0 | 1.004 | CC | -1 | 0.21679 | 232.6 | 232.6 |  |  |  |  | -0.21679 | -50.4253
7004 | L_SIMGID1_1Y | 1 | South | YES | -0.001269 | 132 | 40 | 132 | 0 | 1.02 | GST | -1 | 0.21646 | 132 | 132 |  |  |  |  | -0.21646 | -28.5732
7005 | L_SIMGID1_2Y | 2 | South | YES | -0.001269 | 133 | 32 | 139 | 0 | 1.02 | GST | -1 | 0.21646 | 139 | 139 |  |  |  |  | -0.21646 | -30.0885
7006 | L_SIMGID1_3Y | 3 | South | YES | -0.001269 | 324.9 | 60 | 329 | 0 | 1.02 | GST | -1 | 0.21646 | 329 | 329 |  |  |  |  | -0.21646 | -71.2166
8134 | FOR #1 | 1 | South | YES | -0.001214 | 54.1 | 45 | 79 | 0 | 1.03 | Cogen | -1 | 0.21641 | 0 | 0 |  |  |  |  | -0.21641 | 0
8138 | FOR #2 | 2 | South | YES | -0.001214 | 63.1 | 45 | 81 | 0 | 1.03 | Cogen | -1 | 0.21641 | 0 | 0 |  |  |  |  | -0.21641 | 0
8153 | FOR #3 | 3 | South | YES | -0.001214 | 63.1 | 45 | 79.9 | 0 | 1.03 | Cogen | -1 | 0.21641 | 0 | 0 |  |  |  |  | -0.21641 | 0
8154 | FOR #4 | 4 | South | YES | -0.001214 | 63.1 | 60 | 80 | 0 | 1.03 | Cogen | -1 | 0.21641 | 0 | 0 |  |  |  |  | -0.21641 | 0
8155 | FOR #5 | 5 | South | YES | -0.001214 | 63.1 | 60 | 78.4 | 0 | 1.03 | Cogen | -1 | 0.21641 | 0 | 0 |  |  |  |  | -0.21641 | 0
8156 | FOR #6 | 6 | South | YES | -0.001214 | 24.9 | 5 | 25 | 0 | 1.03 | Cogen | -1 | 0.21641 | 0 | 0 |  |  |  |  | -0.21641 | 0
8157 | FOR #7 | 7 | South | YES | -0.001214 | 28.8 | 5 | 46 | 0 | 1.03 | Cogen | -1 | 0.21641 | 0 | 0 |  |  |  |  | -0.21641 | 0
80051 | FOR #8 | 8 | South | YES | -0.001214 | 28 | 28 | 28 | 0 | 1.016 | Cogen | -1 | 0.21641 | 0 | 0 |  |  |  |  | -0.21641 | 0
80052 | FOR #9 | 9 | South | YES | -0.001214 | 29.7 | 5 | 43.6 | 0 | 1.03 | Cogen | -1 | 0.21641 | 0 | 0 |  |  |  |  | -0.21641 | 0
80053 | FOR #10 | 10 | South | YES | -0.001214 | 68.4 | 45 | 75 | 0 | 1.03 | Cogen | -1 | 0.21641 | 0 | 0 |  |  |  |  | -0.21641 | 0
80226 | ALCOA G | 1 | South | YES | -0.001131 | 32.3 | 5 | 48 | 0 | 1.015 | Cogen | -1 | 0.21633 | 0 | 0 |  |  |  |  | -0.21633 | 0
9002 | DECKR_G3 | 3 | South | YES | -0.000826 | 0 | 24 | 42 |  | 1.015 | GGT | -1 | 0.21602 | 42 | 42 |  |  |  |  | -0.21602 | -9.0729
9003 | DECKR_G4 | 4 | South | YES | -0.000826 | 44 | 24 | 44 | 0 | 1.015 | GGT | -1 | 0.21602 | 44 | 44 |  |  |  |  | -0.21602 | -9.5049
9004 | DECKR_G5 | 5 | South | YES | -0.000826 | 44 | 24 | 44 | 0 | 1.015 | GGT | -1 | 0.21602 | 44 | 44 |  |  |  |  | -0.21602 | -9.5049
9005 | DECKR_G6 | 6 | South | YES | -0.000826 | 44 | 24 | 47 | 0 | 1.015 | GGT | -1 | 0.21602 | 47 | 47 |  |  |  |  | -0.21602 | -10.153
8147 | UCAR #2 | 10 | South | YES | -0.000825 | 18.2 | 0 | 28 |  | 1 | Cogen | -1 | 0.21602 | 0 | 0 |  |  |  |  | -0.21602 | 0
8148 | UCAR #1 | 2 | South | YES | -0.000825 | 6.1 | 0 | 7 | 0 | 1.009 | Cogen | -1 | 0.21602 | 0 | 0 |  |  |  |  | -0.21602 | 0
80137 | CSDR89 | 9 | South | YES | -0.000825 | 0 | 0 | 15 |  | 1.003 | DCTie | -1 | 0.21602 | 0 | 0 |  |  |  |  | -0.21602 | 0
80137 | CSDR89 | 8 | South | YES | -0.000825 | 33.9 | 0 | 39 |  | 1.003 | DCTie | -1 | 0.21602 | 0 | 0 |  |  |  |  | -0.21602 | 0
80138 | CSDR7 | 7 | South | YES | -0.000825 | 6.1 | 0 | 7 | 0 | 1.014 | DCTie | -1 | 0.21602 | 0 | 0 |  |  |  |  | -0.21602 | 0
80139 | CSDR56 | 6 | South | YES | -0.000825 | 0 | 0 | 39 |  | 1.0033 | DCTie | -1 | 0.21602 | 0 | 0 |  |  |  |  | -0.21602 | 0
80139 | CSDR56 | 5 | South | YES | -0.000825 | 15 | 0 | 15 |  | 1.0033 | DCTie | -1 | 0.21602 | 0 | 0 |  |  |  |  | -0.21602 | 0
80140 | CSDR11 | 11 | South | YES | -0.000825 | 33.9 | 0 | 39 | 0 | 1.03 | DCTie | -1 | 0.21602 | 0 | 0 |  |  |  |  | -0.21602 | 0
80227 | AIRCO G | 1 | South | YES | -0.000759 | 7.2 | 0 | 8 | 0 | 1.0104 | Cogen | -1 | 0.21595 | 0 | 0 |  |  |  |  | -0.21595 | 0
80224 | VISTRONG1 | 1 | South | YES | -0.000739 | 13.1 | 0 | 15 | 0 | 1.01 | Cogen | -1 | 0.21593 | 0 | 0 |  |  |  |  | -0.21593 | 0
80225 | VISTRONG2 | 2 | South | YES | -0.000739 | 20.2 | 0 | 23 | 0 | 1.01 | Cogen | -1 | 0.21593 | 0 | 0 |  |  |  |  | -0.21593 | 0
9000 | DECKR_G1 | 1 | South | YES | -0.000672 | 280 | 50 | 321 | 0 | 1.015 | GST | -1 | 0.21587 | 321 | 321 |  |  |  |  | -0.21587 | -69.2933
9001 | DECKR_G2 | 2 | South | YES | -0.000672 | 400 | 50 | 426 | 0 | 1.015 | GST | -1 | 0.21587 | 426 | 426 |  |  |  |  | -0.21587 | -91.9593
9016 | SANDH_G1 | 1 | South | YES | -0.000668 | 45 | 2 | 49 | 0 | 1.0175 | GGT | -1 | 0.21586 | 49 | 49 |  |  |  |  | -0.21586 | -10.5773
9017 | SANDH_G2 | 2 | South | YES | -0.000668 | 45 | 2 | 46 | 0 | 1.0175 | GGT | -1 | 0.21586 | 46 | 46 |  |  |  |  | -0.21586 | -9.9297
9018 | SANDH_G3 | 3 | South | YES | -0.000668 | 45 | 2 | 46 | 0 | 1.0175 | GGT | -1 | 0.21586 | 46 | 46 |  |  |  |  | -0.21586 | -9.9297
9019 | SANDH_G4 | 4 | South | YES | -0.000668 | 0 | 2 | 47 |  | 1.0175 | GGT | -1 | 0.21586 | 47 | 47 |  |  |  |  | -0.21586 | -10.1456
9020 | SANDHG5A | 5A | South | YES | -0.000668 | 150 | 84 | 155 | 0 | 1.0175 | CC | -1 | 0.21586 | 155 | 155 |  |  |  |  | -0.21586 | -33.4588
9021 | SANDHG5C | 5C | South | YES | -0.000668 | 140 | 0 | 148 | 0 | 1.0175 | CC | -1 | 0.21586 | 148 | 148 |  |  |  |  | -0.21586 | -31.9477
8066 | DUP1V#1 | 1 | South | YES | -0.000633 | 52.3 | 0 | 73 | 0 | 1.01 | Cogen | -1 | 0.21583 | 0 | 0 |  |  |  |  | -0.21583 | 0
8173 | VICEC51A | 5 | South | YES | -0.000552 | 144 | 18 | 144 | 0 | 1.025 | CC | -1 | 0.21575 | 144 | 144 |  |  |  |  | -0.21575 | -31.0676
8174 | VICEC61A | 6 | South | YES | -0.000552 | 188 | 42 | 188 | 0 | 1.025 | CC | -1 | 0.21575 | 188 | 188 |  |  |  |  | -0.21575 | -40.5604
5508 | RAYBURNCC9 | 1 | South | YES | -0.000542 | 47.7 | 18.2 | 47.7 | 0 | 1.0296 | CC | -1 | 0.21574 | 47.7 | 47.7 |  |  |  |  | -0.21574 | -10.2907
5509 | RAYBURNCC10 | 1 | South | YES | -0.000542 | 37.3 | 5.2 | 37.3 | 0 | 1.0296 | CC | -1 | 0.21574 | 37.3 | 37.3 |  |  |  |  | -0.21574 | -8.047
5511 | RAYBURNCC7 | 1 | South | YES | -0.000542 | 47.5 | 18.2 | 47.5 | 0 | 1.0296 | CC | -1 | 0.21574 | 47.5 | 47.5 |  |  |  |  | -0.21574 | -10.2475
5512 | RAYBURNCC8 | 1 | South | YES | -0.000542 | 49.3 | 18.2 | 49.3 | 0 | 1.0296 | CC | -1 | 0.21574 | 49.3 | 49.3 |  |  |  |  | -0.21574 | -10.6358
7020 | L_AUSTPL1_1Y | 2 | South | YES | -0.000447 | 0 | 0 | 8 |  | 1 | Hydro | -1 | 0.21564 | 0 | 0 |  |  |  |  | -0.21564 | 0
7020 | L_AUSTPL1_1Y | 1 | South | YES | -0.000447 | 0 | 0 | 8 |  | 1 | Hydro | -1 | 0.21564 | 0 | 0 |  |  |  |  | -0.21564 | 0
5503 | RAYBURNGEN3 | 1 | South | YES | -0.000408 | 17.6 | 6 | 22 | 0 | 1.0223 | GST | -1 | 0.2156 | 22 | 22 |  |  |  |  | -0.2156 | -4.7433
5505 | RAYBURNGEN1 | 1 | South | YES | -0.000408 | 0 | 1 | 11 |  | 1.0223 | GGT | -1 | 0.2156 | 11 | 11 |  |  |  |  | -0.2156 | -2.3716
5506 | RAYBURNGEN2 | 1 | South | YES | -0.000408 | 0 | 1 | 11 |  | 1.0223 | GGT | -1 | 0.2156 | 11 | 11 |  |  |  |  | -0.2156 | -2.3716
8189 | CUECPL2A | 1 | South | YES | -0.000195 | 12 | 0 | 12 | 0 | 1.02 | Cogen | -1 | 0.21539 | 0 | 0 |  |  |  |  | -0.21539 | 0
7624 | L_LAKEWO9_1Y | 1 | South | YES | -0.000108 | 0 | 0 | 2.4 |  | 1 | Hydro | -1 | 0.2153 | 0 | 0 |  |  |  |  | -0.2153 | 0
7624 | L_LAKEWO9_1Y | 2 | South | YES | -0.000108 | 0 | 0 | 2.4 |  | 1 | Hydro | -1 | 0.2153 | 0 | 0 |  |  |  |  | -0.2153 | 0
7014 | L_HAYSEN1_1Y | 1 | South | YES | -0.000102 | 223.9 | 74 | 223.9 | 0 | 1.008 | CC | -1 | 0.2153 | 223.9 | 223.9 |  |  |  |  | -0.2153 | -48.205
7015 | L_HAYSEN1_2Y | 2 | South | YES | -0.000102 | 225 | 74 | 225 | 0 | 1.008 | CC | -1 | 0.2153 | 225 | 225 |  |  |  |  | -0.2153 | -48.4418
7016 | L_HAYSEN1_3Y | 3 | South | YES | -0.000102 | 224.6 | 74 | 224.6 | 0 | 1.008 | CC | -1 | 0.2153 | 224.6 | 224.6 |  |  |  |  | -0.2153 | -48.3557
7017 | L_HAYSEN1_4Y | 4 | South | YES | -0.000102 | 226.7 | 74 | 226.7 | 0 | 1.008 | CC | -1 | 0.2153 | 226.7 | 226.7 |  |  |  |  | -0.2153 | -48.8078
5934 | SI_RAY5 | 5 | South | YES | 0 | 0 | 10 | 15 |  | 1.035 | GST | -1 | 0.21519 | 15 | 15 |  |  |  |  | -0.21519 | -3.2279
8139 | JOS #1 | MB | South | YES | 0 | 0 | 45 | 255 |  | 1.02 | GST | -1 | 0.21519 | 0 | 0 |  |  |  |  | -0.21519 | 0
8285 | LAR #1 | MB | South | YES | 0 | 0 | 9 | 32 |  | 1.0497 | GST | -1 | 0.21519 | 0 | 0 |  |  |  |  | -0.21519 | 0
8287 | LAR #2 | MB | South | YES | 0 | 0 | 9 | 32 |  | 1.04 | GST | -1 | 0.21519 | 0 | 0 |  |  |  |  | -0.21519 | 0
8288 | LAR #3 | MB | South | YES | 0 | 0 | 25 | 105 |  | 1.04 | GST | -1 | 0.21519 | 0 | 0 |  |  |  |  | -0.21519 | 0
8388 | BATES0A | MB | South | YES | 0 | 0 | 21 | 71 |  | 1.033 | GST | -1 | 0.21519 | 0 | 0 |  |  |  |  | -0.21519 | 0
8393 | BATES0B | MB | South | YES | 0 | 0 | 25 | 110 |  | 1.03 | GST | -1 | 0.21519 | 0 | 0 |  |  |  |  | -0.21519 | 0
8437 | NUECES_B0C | MB | South | YES | 0 | 0 | 7 | 30 |  | 1.03 | GST | -1 | 0.21519 | 0 | 0 |  |  |  |  | -0.21519 | 0
8438 | NUECES_B0B | MB | South | YES | 0 | 0 | 26 | 169 |  | 1.03 | GST | -1 | 0.21519 | 0 | 0 |  |  |  |  | -0.21519 | 0
8442 | NUECES_B0A | MB | South | YES | 0 | 0 | 81 | 367 |  | 1.03 | GST | -1 | 0.21519 | 0 | 0 |  |  |  |  | -0.21519 | 0
39190 | TNSLCGN1__8 | 1 | Houston | YES | 0 | 0 | 10 | 30 |  | 1.03 | Cogen | -1 | 0.21519 | 0 | 0 |  |  |  |  | -0.21519 | 0
7810 | L_RIONOG1G1Y | 1 | South | YES | 5.7e-05 | 148 | 0 | 148 | 0 | 1.02 | CC | -1 | 0.21514 | 148 | 148 |  |  |  |  | -0.21514 | -31.8404
7811 | L_RIONOG1G2Y | 2 | South | YES | 5.7e-05 | 148 | 0 | 148 | 0 | 1.02 | CC | -1 | 0.21514 | 148 | 148 |  |  |  |  | -0.21514 | -31.8404
7812 | L_RIONOG1G3Y | 3 | South | YES | 5.7e-05 | 154 | 0 | 154 | 0 | 1.02 | CC | -1 | 0.21514 | 154 | 154 |  |  |  |  | -0.21514 | -33.1312
7813 | L_RIONOG1S1Y | 4 | South | YES | 5.7e-05 | 293 | 0 | 293 | 0 | 1.02 | CC | -1 | 0.21514 | 293 | 293 |  |  |  |  | -0.21514 | -63.0354
8926 | LGE_GT10A | 1 | South | YES | 0.000103 | 158 | 0 | 158 | 0 | 1.03 | Cogen | -1 | 0.21509 | 0 | 0 |  |  |  |  | -0.21509 | 0
8927 | LGE_GT20A | 2 | South | YES | 0.000103 | 153 | 0 | 153 | 0 | 1.03 | Cogen | -1 | 0.21509 | 0 | 0 |  |  |  |  | -0.21509 | 0
8928 | LGE_STG0A | 3 | South | YES | 0.000103 | 100 | 0 | 100 | 0 | 1.03 | Cogen | -1 | 0.21509 | 0 | 0 |  |  |  |  | -0.21509 | 0
8930 | ICPGN10A | 1 | South | YES | 0.000103 | 149 | 0 | 149 | 0 | 1.03 | Cogen | -1 | 0.21509 | 0 | 0 |  |  |  |  | -0.21509 | 0
8931 | ICPGN20A | 2 | South | YES | 0.000103 | 150 | 0 | 150 | 0 | 1.03 | Cogen | -1 | 0.21509 | 0 | 0 |  |  |  |  | -0.21509 | 0
8932 | ICPGN30A | 3 | South | YES | 0.000103 | 127 | 0 | 127 | 0 | 1.03 | Cogen | -1 | 0.21509 | 0 | 0 |  |  |  |  | -0.21509 | 0
80223 | REYSHR G | 1 | South | YES | 0.000103 | 12 | 0 | 12 | 0 | 1.032 | Cogen | -1 | 0.21509 | 0 | 0 |  |  |  |  | -0.21509 | 0
8161 | COLETO0A | 1 | South | YES | 0.00013 | 633 | 200 | 633 | 0 | 1.03 | LIGCO | -1 | 0.21506 | 0 | 633 |  |  |  |  | -0.21506 | 0
7605 | L_MCQUEE9_1Y | 2 | South | YES | 0.000166 | 0 | 0 | 2.4 |  | 1.025 | Hydro | -1 | 0.21503 | 0 | 0 |  |  |  |  | -0.21503 | 0
7605 | L_MCQUEE9_1Y | 1 | South | YES | 0.000166 | 0 | 0 | 2.4 |  | 1.025 | Hydro | -1 | 0.21503 | 0 | 0 |  |  |  |  | -0.21503 | 0
7605 | L_MCQUEE9_1Y | 3 | South | YES | 0.000166 | 0 | 0 | 2.8 |  | 1.025 | Hydro | -1 | 0.21503 | 0 | 0 |  |  |  |  | -0.21503 | 0
7800 | L_GUADGE1_1Y | 1 | South | YES | 0.00022 | 147 | 30 | 147 | 0 | 1.02 | CC | -1 | 0.21497 | 147 | 147 |  |  |  |  | -0.21497 | -31.6013
7801 | L_GUADGE1_2Y | 2 | South | YES | 0.00022 | 138 | 30 | 138 | 0 | 1.02 | CC | -1 | 0.21497 | 138 | 138 |  |  |  |  | -0.21497 | -29.6665
7802 | L_GUADGE1_3Y | 3 | South | YES | 0.00022 | 146 | 30 | 146 | 0 | 1.02 | CC | -1 | 0.21497 | 146 | 146 |  |  |  |  | -0.21497 | -31.3863
7803 | L_GUADGE1_4Y | 4 | South | YES | 0.00022 | 149 | 30 | 149 | 0 | 1.02 | CC | -1 | 0.21497 | 149 | 149 |  |  |  |  | -0.21497 | -32.0313
7804 | L_GUADGE1_5Y | 5 | South | YES | 0.00022 | 182 | 30 | 182 | 0 | 1.02 | CC | -1 | 0.21497 | 182 | 182 |  |  |  |  | -0.21497 | -39.1254
7805 | L_GUADGE1_6Y | 6 | South | YES | 0.00022 | 203 | 30 | 203 | 0 | 1.02 | CC | -1 | 0.21497 | 203 | 203 |  |  |  |  | -0.21497 | -43.6399
8560 | CNOPGT1 | 1 | South | YES | 0.000284 | 148.3 | 0 | 148.3 | 0 | 1.03 | Cogen | -1 | 0.21491 | 0 | 0 |  |  |  |  | -0.21491 | 0
8561 | CNOPGT2 | 2 | South | YES | 0.000284 | 148.6 | 0 | 148.6 | 0 | 1.03 | Cogen | -1 | 0.21491 | 0 | 0 |  |  |  |  | -0.21491 | 0
8562 | CNOPST1 | 3 | South | YES | 0.000284 | 153 | 0 | 153 | 0 | 1.03 | Cogen | -1 | 0.21491 | 0 | 0 |  |  |  |  | -0.21491 | 0
8456 | COSW#1 | 1 | South | YES | 0.000293 | 20 | 0 | 20 | 0 | 1.027 | Cogen | -1 | 0.2149 | 0 | 0 |  |  |  |  | -0.2149 | 0
8457 | COSW#2 | 2 | South | YES | 0.000293 | 14 | 0 | 14 | 0 | 1.027 | Cogen | -1 | 0.2149 | 0 | 0 |  |  |  |  | -0.2149 | 0
8459 | B_DAVIS0B | MB | South | YES | 0.000317 | 0 | 50 | 339 |  | 1.03 | GSC | -1 | 0.21488 | 0 | 0 |  |  |  |  | -0.21488 | 0
8460 | B_DAVIS0A | MB | South | YES | 0.000317 | 0 | 50 | 340 |  | 1.03 | GSC | -1 | 0.21488 | 0 | 0 |  |  |  |  | -0.21488 | 0
8506 | VAL #1 | 1 | South | YES | 0.00034 | 20.9 | 0 | 25 | 0 | 1.0055 | Cogen | -1 | 0.21485 | 0 | 0 |  |  |  |  | -0.21485 | 0
8507 | VAL #2 | 2 | South | YES | 0.00034 | 20.9 | 0 | 25 | 0 | 1.0055 | Cogen | -1 | 0.21485 | 0 | 0 |  |  |  |  | -0.21485 | 0
8511 | OXY_CC0A | 1 | South | YES | 0.000341 | 30.3 | 0 | 38 |  | 1.027 | Cogen | -1 | 0.21485 | 0 | 0 |  |  |  |  | -0.21485 | 0
8461 | KOCH_UP0A | 1 | South | YES | 0.000364 | 38 | 0 | 38 | 0 | 1.012 | Cogen | -1 | 0.21483 | 0 | 0 |  |  |  |  | -0.21483 | 0
7609 | L_SCHUMA8_1Y | 1 | South | YES | 0.000429 | 0 | 0 | 4 |  | 1 | Hydro | -1 | 0.21477 | 0 | 0 |  |  |  |  | -0.21477 | 0
8517 | CELANEBI0A | 1 | South | YES | 0.000503 | 29 | 0 | 29 | 0 | 1.02 | Cogen | -1 | 0.21469 | 0 | 0 |  |  |  |  | -0.21469 | 0
7487 | L_CANYHY8_1Y | 1 | South | YES | 0.000569 | 0 | 0 | 6 |  | 1 | Hydro | -1 | 0.21463 | 0 | 0 |  |  |  |  | -0.21463 | 0
80080 | GWINDT11A | 2 | South | YES | 0.000609 | 17.7 | 0 | 41 | 0 | 1.025 | Wind | -1 | 0.21459 | 0 | 41 |  |  |  |  | -0.21459 | 0
80080 | GWINDT11A | 4 | South | YES | 0.000609 | 8.2 | 0 | 19 | 0 | 1.025 | Wind | -1 | 0.21459 | 0 | 19 |  |  |  |  | -0.21459 | 0
80080 | GWINDT11A | 1 | South | YES | 0.000609 | 40.6 | 0 | 94 | 0 | 1.025 | Wind | -1 | 0.21459 | 0 | 94 |  |  |  |  | -0.21459 | 0
80080 | GWINDT11A | 3 | South | YES | 0.000609 | 16.4 | 0 | 38 | 0 | 1.025 | Wind | -1 | 0.21459 | 0 | 38 |  |  |  |  | -0.21459 | 0
80081 | GWINDT21A | 1 | South | YES | 0.000609 | 40.6 | 0 | 94 | 0 | 1.025 | Wind | -1 | 0.21459 | 0 | 94 |  |  |  |  | -0.21459 | 0
80081 | GWINDT21A | 4 | South | YES | 0.000609 | 9.5 | 0 | 22 | 0 | 1.025 | Wind | -1 | 0.21459 | 0 | 22 |  |  |  |  | -0.21459 | 0
80081 | GWINDT21A | 2 | South | YES | 0.000609 | 15.5 | 0 | 36 | 0 | 1.025 | Wind | -1 | 0.21459 | 0 | 36 |  |  |  |  | -0.21459 | 0
80081 | GWINDT21A | 3 | South | YES | 0.000609 | 18.6 | 0 | 43 | 0 | 1.025 | Wind | -1 | 0.21459 | 0 | 43 |  |  |  |  | -0.21459 | 0
80180 | PNSCALT11A | 1 | South | YES | 0.000609 | 63 | 0 | 146 | 0 | 1.025 | Wind | -1 | 0.21459 | 0 | 146 |  |  |  |  | -0.21459 | 0
80180 | PNSCALT11A | 2 | South | YES | 0.000609 | 21.6 | 0 | 50 | 0 | 1.025 | Wind | -1 | 0.21459 | 0 | 50 |  |  |  |  | -0.21459 | 0
80181 | PNSCALT21A | 2 | South | YES | 0.000609 | 21.6 | 0 | 50 | 0 | 1.025 | Wind | -1 | 0.21459 | 0 | 50 |  |  |  |  | -0.21459 | 0
80181 | PNSCALT21A | 1 | South | YES | 0.000609 | 23.7 | 0 | 55 | 0 | 1.025 | Wind | -1 | 0.21459 | 0 | 55 |  |  |  |  | -0.21459 | 0
5932 | SI_RAY9 | 9 | South | YES | 0.000751 | 32 | 32 | 38 | 0 | 1.035 | CC | -1 | 0.21444 | 38 | 38 |  |  |  |  | -0.21444 | -8.1489
5933 | SI_RAY6 | 6 | South | YES | 0.000751 | 15.4 | 10 | 19.3 | 0 | 1.035 | GST | -1 | 0.21444 | 19.3 | 19.3 |  |  |  |  | -0.21444 | -4.1388
5935 | SI_RAY10 | 10 | South | YES | 0.000751 | 47 | 10 | 47 | 0 | 1.03 | CC | -1 | 0.21444 | 47 | 47 |  |  |  |  | -0.21444 | -10.0789
80003 | MILHWYS | F | South | YES | 0.000751 | 0 | 0 | 0 | 0 | 1.0168 | AVR | -1 | 0.21444 | 0 | 0 |  |  |  |  | -0.21444 | 0
5401 | CALAVER_JKS1 | 1 | South | YES | 0.000758 | 562 | 100 | 562 | 0 | 1.018 | LIGCO | -1 | 0.21444 | 0 | 562 |  |  |  |  | -0.21444 | 0
5476 | BRA_AVR1_CT1 | 1 | South | YES | 0.000893 | 155 | 90 | 155 | 0 | 1.017 | CC | -1 | 0.2143 | 155 | 155 |  |  |  |  | -0.2143 | -33.2168
5477 | BRA_AVR1_ST1 | 1 | South | YES | 0.000893 | 174 | 138 | 174 | 0 | 1.017 | CC | -1 | 0.2143 | 174 | 174 |  |  |  |  | -0.2143 | -37.2885
5478 | BRA_AVR1_CT2 | 1 | South | YES | 0.000893 | 155 | 90 | 155 | 0 | 1.017 | CC | -1 | 0.2143 | 155 | 155 |  |  |  |  | -0.2143 | -33.2168
8981 | HECN1 | 1 | South | YES | 0.001006 | 144.8 | 0 | 144.8 | 0 | 1.0304 | CC | -1 | 0.21419 | 144.8 | 144.8 |  |  |  |  | -0.21419 | -31.0146
8982 | HECN2 | 2 | South | YES | 0.001006 | 144.1 | 0 | 144.1 | 0 | 1.0304 | CC | -1 | 0.21419 | 144.1 | 144.1 |  |  |  |  | -0.21419 | -30.8646
8983 | HECN3 | 3 | South | YES | 0.001006 | 171.9 | 0 | 171.9 | 0 | 1.0304 | CC | -1 | 0.21419 | 171.9 | 171.9 |  |  |  |  | -0.21419 | -36.8191
8936 | MVGN#1 | 1 | South | YES | 0.001007 | 216.6 | 0 | 216.6 | 0 | 1.0304 | CC | -1 | 0.21419 | 216.6 | 216.6 |  |  |  |  | -0.21419 | -46.3931
8937 | MVGN#2 | 2 | South | YES | 0.001007 | 216.7 | 0 | 216.7 | 0 | 1.0304 | CC | -1 | 0.21419 | 216.7 | 216.7 |  |  |  |  | -0.21419 | -46.4145
8938 | MVGN#3 | 3 | South | YES | 0.001007 | 250.9 | 0 | 250.9 | 0 | 1.0304 | CC | -1 | 0.21419 | 250.9 | 250.9 |  |  |  |  | -0.21419 | -53.7398
88198 | BEEVILLE | F | South | YES | 0.001035 | 0 | 0 | 0 | 0 | 1.02 | AVR | -1 | 0.21416 | 0 | 0 |  |  |  |  | -0.21416 | 0
5436 | TUTTL_WBT1G1 | 1 | South | YES | 0.001041 | 48.8 | 20 | 61 | 0 | 1.012 | GST | -1 | 0.21415 | 61 | 61 |  |  |  |  | -0.21415 | -13.0634
5438 | TUTTL_WBT3G3 | 3 | South | YES | 0.001041 | 95 | 25 | 95 | 0 | 1.012 | GST | -1 | 0.21415 | 95 | 95 |  |  |  |  | -0.21415 | -20.3446
5439 | TUTTL_WBT4G4 | 4 | South | YES | 0.001041 | 120.8 | 40 | 151 | 0 | 1.012 | GST | -1 | 0.21415 | 151 | 151 |  |  |  |  | -0.21415 | -32.3372
5903 | SANMIGUELGEN | 1 | South | YES | 0.001065 | 396.3 | 180 | 396.3 | 0 | 1.0331 | LIGCO | -1 | 0.21413 | 0 | 396.3 |  |  |  |  | -0.21413 | 0
5111 | CALAVER_JTD1 | 1 | South | YES | 0.001264 | 430 | 80 | 430 | 0 | 1.0138 | LIGCO | -1 | 0.21393 | 0 | 430 |  |  |  |  | -0.21393 | 0
5112 | CALAVER_JTD2 | 2 | South | YES | 0.001264 | 430 | 80 | 430 | 0 | 1.0138 | LIGCO | -1 | 0.21393 | 0 | 430 |  |  |  |  | -0.21393 | 0
5396 | CALAVER_OWS1 | 1 | South | YES | 0.001324 | 418 | 80 | 418 | 0 | 1.0192 | GST | -1 | 0.21387 | 418 | 418 |  |  |  |  | -0.21387 | -89.3981
5397 | CALAVER_OWS2 | 2 | South | YES | 0.001324 | 400 | 80 | 400 | 0 | 1.0192 | GST | -1 | 0.21387 | 400 | 400 |  |  |  |  | -0.21387 | -85.5484
5026 | BRAUNIG_VHB1 | 1 | South | YES | 0.001327 | 215 | 40 | 215 | 0 | 1.0192 | GST | -1 | 0.21387 | 215 | 215 |  |  |  |  | -0.21387 | -45.9816
5027 | BRAUNIG_VHB2 | 2 | South | YES | 0.001327 | 172.8 | 40 | 216 | 0 | 1.0192 | GST | -1 | 0.21387 | 216 | 216 |  |  |  |  | -0.21387 | -46.1955
5031 | BRA_VHBCT1 | 1 | South | YES | 0.001327 | 44 | 24 | 44 | 0 | 1.0192 | #N/A | -1 | 0.21387 | 44 | 44 |  |  |  |  | -0.21387 | -9.4102
5032 | BRA_VHBCT2 | 2 | South | YES | 0.001327 | 44 | 24 | 44 | 0 | 1.0192 | #N/A | -1 | 0.21387 | 44 | 44 |  |  |  |  | -0.21387 | -9.4102
5033 | BRA_VHBCT3 | 3 | South | YES | 0.001327 | 43 | 24 | 43 | 0 | 1.0192 | #N/A | -1 | 0.21387 | 43 | 43 |  |  |  |  | -0.21387 | -9.1963
5034 | BRA_VHBCT4 | 4 | South | YES | 0.001327 | 45 | 24 | 45 | 0 | 1.0192 | #N/A | -1 | 0.21387 | 45 | 45 |  |  |  |  | -0.21387 | -9.6241
8933 | FGNTS001 | 1 | South | YES | 0.001349 | 146.5 | 0 | 146.5 | 0 | 1.03 | CC | -1 | 0.21385 | 146.5 | 146.5 |  |  |  |  | -0.21385 | -31.3284
8934 | FGNTS101 | 2 | South | YES | 0.001349 | 147.9 | 0 | 147.9 | 0 | 1.03 | CC | -1 | 0.21385 | 147.9 | 147.9 |  |  |  |  | -0.21385 | -31.6278
8935 | FGNTS201 | 3 | South | YES | 0.001349 | 173 | 0 | 173 | 0 | 1.03 | CC | -1 | 0.21385 | 173 | 173 |  |  |  |  | -0.21385 | -36.9953
5028 | BRAUNIG_VHB3 | 3 | South | YES | 0.001436 | 407 | 60 | 407 | 0 | 1.0138 | GST | -1 | 0.21376 | 407 | 407 |  |  |  |  | -0.21376 | -86.9999
7031 | L_MARSFO1G1Y | 1 | South | YES | 0.00167 | 0 | 0 | 36 |  | 1 | Hydro | -1 | 0.21352 | 0 | 0 |  |  |  |  | -0.21352 | 0
7032 | L_MARSFO1G2Y | 2 | South | YES | 0.00167 | 0 | 0 | 35 |  | 1 | Hydro | -1 | 0.21352 | 0 | 0 |  |  |  |  | -0.21352 | 0
7033 | L_MARSFO1G3Y | 3 | South | YES | 0.00167 | 0 | 0 | 36 |  | 1 | Hydro | -1 | 0.21352 | 0 | 0 |  |  |  |  | -0.21352 | 0
5264 | LEON_LCP3G3 | 3 | South | YES | 0.001773 | 0 | 20 | 58 |  | 1.0197 | GST | -1 | 0.21342 | 58 | 58 |  |  |  |  | -0.21342 | -12.3785
5265 | LEON_LCP4G4 | 4 | South | YES | 0.001773 | 71.2 | 25 | 89 | 0 | 1.0197 | GST | -1 | 0.21342 | 89 | 89 |  |  |  |  | -0.21342 | -18.9946
5266 | LEON_LCPCT1 | 1 | South | YES | 0.001773 | 44 | 24 | 44 | 0 | 1.0197 | GGT | -1 | 0.21342 | 44 | 44 |  |  |  |  | -0.21342 | -9.3906
5267 | LEON_LCPCT2 | 2 | South | YES | 0.001773 | 44 | 24 | 44 | 0 | 1.0197 | GGT | -1 | 0.21342 | 44 | 44 |  |  |  |  | -0.21342 | -9.3906
5268 | LEON_LCPCT3 | 3 | South | YES | 0.001773 | 43 | 24 | 43 | 0 | 1.0197 | GGT | -1 | 0.21342 | 43 | 43 |  |  |  |  | -0.21342 | -9.1771
5269 | LEON_LCPCT4 | 4 | South | YES | 0.001773 | 45 | 24 | 45 | 0 | 1.0197 | GGT | -1 | 0.21342 | 45 | 45 |  |  |  |  | -0.21342 | -9.604
88508 | FALFURRI | F | South | YES | 0.002282 | 0 | 0 | 0 | 0 | 1 | AVR | -1 | 0.21291 | 0 | 0 |  |  |  |  | -0.21291 | 0
5728 | FALCONHYDRO2 | 2 | South | YES | 0.00344 | 12 | 0 | 12 | 0 | 1.0227 | Hydro | -1 | 0.21175 | 0 | 0 |  |  |  |  | -0.21175 | 0
5729 | FALCONHYDRO3 | 3 | South | YES | 0.00344 | 11 | 0 | 11 | 0 | 1.0227 | Hydro | -1 | 0.21175 | 0 | 0 |  |  |  |  | -0.21175 | 0
8048 | FALCONHYDRO1 | 1 | South | YES | 0.00344 | 12 | 0 | 12 | 0 | 1.0227 | Hydro | -1 | 0.21175 | 0 | 0 |  |  |  |  | -0.21175 | 0
88299 | ZAPATA | F | South | YES | 0.00544 | 0 | 0 | 0 | 0 | 1.02 | BLT | -1 | 0.20975 | 0 | 0 |  |  |  |  | -0.20975 | 0
7028 | L_MARBFA1_1Y | 1 | South | YES | 0.006366 | 0 | 0 | 18 |  | 1 | Hydro | -1 | 0.20883 | 0 | 0 |  |  |  |  | -0.20883 | 0
7029 | L_MARBFA1_2Y | 2 | South | YES | 0.006366 | 0 | 0 | 18 |  | 1 | Hydro | -1 | 0.20883 | 0 | 0 |  |  |  |  | -0.20883 | 0
7035 | L_WIRTZ_1G1Y | 1 | South | YES | 0.007902 | 0 | 0 | 29 |  | 1 | Hydro | -1 | 0.20729 | 0 | 0 |  |  |  |  | -0.20729 | 0
7036 | L_WIRTZ_1G2Y | 2 | South | YES | 0.007902 | 23 | 0 | 29.8 |  | 1 | Hydro | -1 | 0.20729 | 0 | 0 |  |  |  |  | -0.20729 | 0
5890 | PEARSALLGEN1 | 1 | South | YES | 0.008093 | 19.2 | 6 | 24 | 0 | 1.0161 | GST | -1 | 0.2071 | 24 | 24 |  |  |  |  | -0.2071 | -4.9704
5891 | PEARSALLGEN2 | 1 | South | YES | 0.008093 | 19.4 | 6 | 24.3 | 0 | 1.0161 | GST | -1 | 0.2071 | 24.3 | 24.3 |  |  |  |  | -0.2071 | -5.0326
5892 | PEARSALLGEN3 | 1 | South | YES | 0.008093 | 19.1 | 6 | 23.9 | 0 | 1.0161 | GST | -1 | 0.2071 | 23.9 | 23.9 |  |  |  |  | -0.2071 | -4.9497
80012 | LAR | F | South | YES | 0.008342 | 0 | 0 | 0 | 0 | 1.04 | DCTie | -1 | 0.20685 | 0 | 0 |  |  |  |  | -0.20685 | 0
80265 | LARECU40A | 4 | South | YES | 0.008344 | 80 | 0 | 100 |  | 1.039 | GGT | -1 | 0.20685 | 100 | 100 |  |  |  |  | -0.20685 | -20.6851
80266 | LARECU50A | 5 | South | YES | 0.008344 | 80 | 0 | 100 |  | 1.039 | GGT | -1 | 0.20685 | 100 | 100 |  |  |  |  | -0.20685 | -20.6851
7000 | L_FERGUS1_1Y | 1 | South | YES | 0.008437 | 400 | 65 | 423.3 | 0 | 1.015 | GSC | -1 | 0.20676 | 423.3 | 423.3 |  |  |  |  | -0.20676 | -87.5206
7022 | L_BUCHAN1_1Y | 1 | South | YES | 0.008519 | 0 | 0 | 18 |  | 1 | Hydro | -1 | 0.20668 | 0 | 0 |  |  |  |  | -0.20668 | 0
7023 | L_BUCHAN1_2Y | 2 | South | YES | 0.008519 | 0 | 0 | 18 |  | 1 | Hydro | -1 | 0.20668 | 0 | 0 |  |  |  |  | -0.20668 | 0
7024 | L_BUCHAN1_3Y | 3 | South | YES | 0.008519 | 0 | 0 | 15 |  | 1 | Hydro | -1 | 0.20668 | 0 | 0 |  |  |  |  | -0.20668 | 0
7026 | L_INKSDA1_1Y | 1 | South | YES | 0.011732 | 0 | 0 | 13.7 |  | 1 | Hydro | -1 | 0.20346 | 0 | 0 |  |  |  |  | -0.20346 | 0
1643 | SLSTR1PP_1G | 1 | North | YES | 0.023624 | 6 | 0 | 60 | 0 | 1.022 | Wind | -1 | 0.19157 | 0 | 60 |  |  | 0 | 0 | -0.19157 | 0
80010 | EPLVT1 | F | South | YES | 0.037365 | 0 | 0 | 0 |  | 1.0376 | #N/A | -1 | 0.17783 | 0 | 0 |  |  |  |  | -0.17783 | 0
8262 | ELPS | 1 | South | YES | 0.040812 | 6 | 6 | 6 | 0 | 1.15 | Hydro | -1 | 0.17438 | 0 | 0 |  |  |  |  | -0.17438 | 0
8032 | AMISTADHYD1 | 1 | South | YES | 0.055634 | 33 | 13 | 33 | 0 | 1.0375 | Hydro | -1 | 0.15956 | 0 | 0 |  |  |  |  | -0.15956 | 0
8033 | AMISTADHYD2 | 2 | South | YES | 0.055634 | 25 | 13 | 25 | 0 | 1.0375 | Hydro | -1 | 0.15956 | 0 | 0 |  |  |  |  | -0.15956 | 0
88253 | HAMILTON | F | South | YES | 0.055634 | 0 | 0 | 0 | 0 | 1.04 | BLT | -1 | 0.15956 | 0 | 0 |  |  |  |  | -0.15956 | 0
1438 | MESQUITW_2G | 1 | North | YES | 0.24121 | 23.6 | 0 | 236 |  | 1.017 | Wind | -1 | -0.026015 | 0 | 236 |  |  | 0 | 0 | 0.026015 | 0
1437 | MESQUITW_1G | 1 | North | YES | 0.24133 | 40 | 0 | 400 | 0 | 1.023 | Wind | -1 | -0.026135 | 0 | 400 |  |  | 0 | 0 | 0.026135 | 0
60202 | FRNDDRCS | F | West | YES | 0.15648 | 0 | 0 | 0 | 0 | 0.9985 | AVR | 1 | 0.17224 | 0 | 0 | 0 | 0 |  |  | 0.17224 | 0
1049 | ROSCOEWI_5 | 1 | West | YES | 0.15718 | 41.8 | 0 | 209 |  | 1.01 | #N/A | 1 | 0.17294 | 209 | 209 | 32.8517 | 209 |  |  | 0.17294 | 36.1453
1057 | ROSCOEWI_5 | 2 | West | YES | 0.15718 | 25.3 | 0 | 126.5 |  | 1.01 | #N/A | 1 | 0.17294 | 126.5 | 126.5 | 19.8839 | 126.5 |  |  | 0.17294 | 21.8774
1060 | ROSCOEWI_5 | 3 | West | YES | 0.15718 | 39.4 | 0 | 197 | 0 | 1.01 | #N/A | 1 | 0.17294 | 197 | 197 | 30.9654 | 197 |  |  | 0.17294 | 34.07
1072 | ROSCOEWI_5 | 4 | West | YES | 0.15718 | 63.6 | 0 | 318 | 0 | 1.01 | #N/A | 1 | 0.17294 | 318 | 318 | 49.9848 | 318 |  |  | 0.17294 | 54.9962
60018 | DSKY1 | 1 | West | YES | 0.17067 | 21 | 0 | 84 | 0 | 1.023 | Wind | 1 | 0.18643 | 0 | 84 | 14.3364 | 84 |  |  | 0.18643 | 15.6601
60017 | ORNNWP1 | 1 | West | YES | 0.17136 | 20 | 0 | 80 |  | 1.027 | Wind | 1 | 0.18712 | 0 | 80 | 13.709 | 80 |  |  | 0.18712 | 14.9697
60000 | DSKY2 | 1 | West | YES | 0.17195 | 19.1 | 0 | 76.5 |  | 1.039 | Wind | 1 | 0.18771 | 0 | 76.5 | 13.1546 | 76.5 |  |  | 0.18771 | 14.3601
6016 | SWMESA | 1 | West | YES | 0.17308 | 18.8 | 0 | 75 |  | 1.03 | Wind | 1 | 0.18883 | 0 | 75 | 12.9807 | 75 |  |  | 0.18883 | 14.1626
60003 | KING_NE1A | 1 | West | YES | 0.17308 | 20 | 0 | 80 |  | 1.03 | Wind | 1 | 0.18883 | 0 | 80 | 13.8461 | 80 |  |  | 0.18883 | 15.1068
60005 | KING_SE1A | 1 | West | YES | 0.17308 | 10 | 0 | 40 |  | 1.035 | Wind | 1 | 0.18883 | 0 | 40 | 6.923 | 40 |  |  | 0.18883 | 7.5534
38437 | TNSRBNMESA9 | 1 | West | YES | 0.17344 | 37.5 | 0 | 150 |  | 1.02 | Wind | 1 | 0.18919 | 0 | 150 | 26.0153 | 150 |  |  | 0.18919 | 28.3791
38332 | TNWDWRDU2_8 | 1 | West | YES | 0.1735 | 20 | 0 | 80 | 0 | 1.0232 | Wind | 1 | 0.18926 | 0 | 80 | 13.8802 | 80 |  |  | 0.18926 | 15.141
60016 | WOODWRD11A | 1 | West | YES | 0.17352 | 20 | 0 | 80 |  | 1.033 | Wind | 1 | 0.18928 | 0 | 80 | 13.8819 | 80 |  |  | 0.18928 | 15.1426
60201 | RIO DRCS | F | West | YES | 0.17359 | 0 | 0 | 0 | 0 | 1.025 | AVR | 1 | 0.18935 | 0 | 0 | 0 | 0 |  |  | 0.18935 | 0
60007 | KING_SW1A | 1 | West | YES | 0.17431 | 20 | 0 | 80 |  | 1.03 | Wind | 1 | 0.19007 | 0 | 80 | 13.9446 | 80 |  |  | 0.19007 | 15.2054
60019 | KING_NW1A | 1 | West | YES | 0.17431 | 20 | 0 | 80 |  | 1.03 | Wind | 1 | 0.19007 | 0 | 80 | 13.9446 | 80 |  |  | 0.19007 | 15.2054
6407 | TURKTRAK1A | 1 | West | YES | 0.17594 | 33.9 | 0 | 169.5 | 0 | 1.025 | Wind | 1 | 0.1917 | 0 | 169.5 | 29.8225 | 169.5 |  |  | 0.1917 | 32.4937
76091 | L_DIVIDE1_1N | W1 | West | YES | 0.17896 | 110 | 0 | 550 |  | 1.02 | Wind | 1 | 0.19472 | 0 | 550 | 98.4296 | 550 |  |  | 0.19472 | 107.0971
76031 | L_GASCCR1_1N | W1 | West | YES | 0.18022 | 30 | 0 | 150 | 0 | 1.02 | Wind | 1 | 0.19597 | 0 | 150 | 27.0324 | 150 |  |  | 0.19597 | 29.3962
1349 | WESTXWIN_1G | 1 | West | YES | 0.18254 | 1.3 | 0 | 6.6 |  | 1.014 | Wind | 1 | 0.1983 | 0 | 6.6 | 1.2048 | 6.6 |  |  | 0.1983 | 1.3088
1350 | NWPWRG1_1G | 1 | West | YES | 0.18254 | 6.9 | 1 | 34.3 |  | 1.014 | Wind | 1 | 0.1983 | 0 | 34.3 | 6.2611 | 34.3 |  |  | 0.1983 | 6.8016
1002 | PBCTAGE_1G | A | West | YES | 0.18362 | 64 | 64 | 66 | 0 | 1.036 | GGT | 1 | 0.19938 | 66 | 66 | 12.1189 | 66 |  |  | 0.19938 | 13.159
1003 | PBCTBGE_2G | B | West | YES | 0.18362 | 65 | 65 | 66 | 0 | 1.036 | GGT | 1 | 0.19938 | 66 | 66 | 12.1189 | 66 |  |  | 0.19938 | 13.159
1004 | PBCTCGE_3G | C | West | YES | 0.18362 | 62 | 62 | 67 | 0 | 1.036 | GGT | 1 | 0.19938 | 67 | 67 | 12.3025 | 67 |  |  | 0.19938 | 13.3584
1005 | PBCTDGE_4G | D | West | YES | 0.18362 | 65 | 65 | 68 | 0 | 1.036 | GGT | 1 | 0.19938 | 68 | 68 | 12.4862 | 68 |  |  | 0.19938 | 13.5578
1006 | PBCTEGE_5G | E | West | YES | 0.18362 | 65 | 65 | 67 | 0 | 1.036 | GGT | 1 | 0.19938 | 67 | 67 | 12.3025 | 67 |  |  | 0.19938 | 13.3584
1007 | PB5GEN_6G | 5 | West | YES | 0.18362 | 91.2 | 40 | 114 | 0 | 1.036 | GST | 1 | 0.19938 | 114 | 114 | 20.9327 | 114 |  |  | 0.19938 | 22.7292
1008 | PB6GEN_7G | 6 | West | YES | 0.18362 | 515 | 130 | 515 | 0 | 1.036 | GST | 1 | 0.19938 | 515 | 515 | 94.5643 | 515 |  |  | 0.19938 | 102.6802
7038 | L_DELAWA1_1Y | 1 | West | YES | 0.18374 | 3.5 | 0 | 35 | 0 | 1 | Wind | 1 | 0.1995 | 0 | 35 | 6.4309 | 35 |  |  | 0.1995 | 6.9825
7038 | L_DELAWA1_1Y | 2 | West | YES | 0.18374 | 3 | 0 | 30 | 0 | 1 | Wind | 1 | 0.1995 | 0 | 30 | 5.5122 | 30 |  |  | 0.1995 | 5.985
1146 | NOTREES_1G | 1 | West | YES | 0.18398 | 29.8 | 0 | 149 | 0 | 1.017 | #N/A | 1 | 0.19974 | 149 | 149 | 27.4127 | 149 |  |  | 0.19974 | 29.7608
11020 | TIEHVSG_1G | 1 | West | YES | 0.18493 | 208.2 | 63 | 208.2 | 0 | 1.012 | CC | 1 | 0.20069 | 208.2 | 208.2 | 38.5028 | 208.2 |  |  | 0.20069 | 41.7839
11021 | TIEHVCG_1G | 1 | West | YES | 0.18493 | 142.1 | 103 | 142.1 | 0 | 1.012 | CC | 1 | 0.20069 | 142.1 | 142.1 | 26.2788 | 142.1 |  |  | 0.20069 | 28.5182
11022 | TIEHVCG_2G | 1 | West | YES | 0.18493 | 132.4 | 103 | 132.4 | 0 | 1.012 | CC | 1 | 0.20069 | 132.4 | 132.4 | 24.485 | 132.4 |  |  | 0.20069 | 26.5715
11023 | TIEHVCG_3G | 1 | West | YES | 0.18493 | 137.4 | 103 | 137.4 | 0 | 1.012 | CC | 1 | 0.20069 | 137.4 | 137.4 | 25.4097 | 137.4 |  |  | 0.20069 | 27.5749
11024 | TIEHVCG_4G | 1 | West | YES | 0.18493 | 147 | 103 | 147 | 0 | 1.012 | CC | 1 | 0.20069 | 147 | 147 | 27.185 | 147 |  |  | 0.20069 | 29.5016
11025 | TIEHVSG_2G | 1 | West | YES | 0.18493 | 213.2 | 63 | 213.2 | 0 | 1.012 | CC | 1 | 0.20069 | 213.2 | 213.2 | 39.4275 | 213.2 |  |  | 0.20069 | 42.7873
11001 | NAV1CT | 1 | West | YES | 0.18495 | 70.4 | 18 | 70.4 | 0 | 1.029 | CC | 1 | 0.20071 | 70.4 | 70.4 | 13.0204 | 70.4 |  |  | 0.20071 | 14.1298
11009 | NAV2CT | 1 | West | YES | 0.18495 | 71.4 | 18 | 71.4 | 0 | 1.029 | CC | 1 | 0.20071 | 71.4 | 71.4 | 13.2054 | 71.4 |  |  | 0.20071 | 14.3306
11011 | NAV3ST | 1 | West | YES | 0.18495 | 92.8 | 40 | 92.8 | 0 | 1.029 | CC | 1 | 0.20071 | 92.8 | 92.8 | 17.1633 | 92.8 |  |  | 0.20071 | 18.6257
11012 | NAV4CT | 1 | West | YES | 0.18495 | 80 | 18 | 80 | 0 | 1.029 | CC | 1 | 0.20071 | 80 | 80 | 14.7959 | 80 |  |  | 0.20071 | 16.0566
11013 | NAV5CT | 1 | West | YES | 0.18495 | 80 | 18 | 80 | 0 | 1.029 | CC | 1 | 0.20071 | 80 | 80 | 14.7959 | 80 |  |  | 0.20071 | 16.0566
11014 | NAV6ST | 1 | West | YES | 0.18495 | 115 | 40 | 115 | 0 | 1.029 | CC | 1 | 0.20071 | 115 | 115 | 21.2691 | 115 |  |  | 0.20071 | 23.0814
1326 | STANTONW_8 | 1 | West | YES | 0.18521 | 20.1 | 0 | 100.5 |  | 1.01 | Wind | 1 | 0.20097 | 0 | 100.5 | 18.6141 | 100.5 |  |  | 0.20097 | 20.1979
1328 | OCOTILLO_1G | 1 | West | YES | 0.18523 | 11.6 | 0 | 58 |  | 1.01 | Wind | 1 | 0.20099 | 0 | 58 | 10.7436 | 58 |  |  | 0.20099 | 11.6576
1320 | BSP 1 | 1 | West | YES | 0.18525 | 25.5 | 2.9 | 25.8 | 0 | 1 | Cogen | 1 | 0.20101 | 0 | 0 | 0 | 0 |  |  | 0.20101 | 0
1333 | MCDDONAL_8 | 1 | West | YES | 0.18549 | 42.8 | 0 | 214.2 |  | 1.01 | Wind | 1 | 0.20125 | 0 | 214.2 | 39.733 | 214.2 |  |  | 0.20125 | 43.1086
1045 | CALENG1G_1G | 1 | West | YES | 0.18604 | 73.4 | 27 | 73.4 | 0 | 1.014 | Cogen | 1 | 0.2018 | 0 | 0 | 0 | 0 |  |  | 0.2018 | 0
1046 | CALENG2G_2G | 2 | West | YES | 0.18604 | 73.4 | 27 | 73.4 | 0 | 1.014 | Cogen | 1 | 0.2018 | 0 | 0 | 0 | 0 |  |  | 0.2018 | 0
1047 | CALENG3G_3G | 3 | West | YES | 0.18604 | 70.4 | 27 | 70.4 | 0 | 1.014 | Cogen | 1 | 0.2018 | 0 | 0 | 0 | 0 |  |  | 0.2018 | 0
1058 | LONGSHORE_5 | 1 | West | YES | 0.18629 | 30 | 0 | 150 |  | 1.01 | Wind | 1 | 0.20204 | 0 | 150 | 27.9429 | 150 |  |  | 0.20204 | 30.3067
1058 | LONGSHORE_5 | 2 | West | YES | 0.18629 | 44 | 0 | 220 |  | 1.01 | Wind | 1 | 0.20204 | 0 | 220 | 40.9829 | 220 |  |  | 0.20204 | 44.4499
1058 | LONGSHORE_5 | 3 | West | YES | 0.18629 | 23.4 | 0 | 117 |  | 1.01 | Wind | 1 | 0.20204 | 0 | 117 | 21.7955 | 117 |  |  | 0.20204 | 23.6393
1170 | AIRLAMESA_1G | 1 | West | YES | 0.18637 | 0 | 0 | 180 |  | 1 | #N/A | 1 | 0.20212 | 180 | 180 | 33.5459 | 180 |  |  | 0.20212 | 36.3825
1327 | WILDHRSE_1G | 1 | West | YES | 0.18637 | 24 | 0 | 120 |  | 1 | Wind | 1 | 0.20213 | 0 | 120 | 22.3644 | 120 |  |  | 0.20213 | 24.2555
1360 | GUNSIGHT_8 | 1 | West | YES | 0.18649 | 24 | 0 | 120 | 0 | 1.01 | Wind | 1 | 0.20225 | 0 | 120 | 22.3794 | 120 |  |  | 0.20225 | 24.2705
1037 | MORGAN5G_5G | 5 | West | YES | 0.1871 | 109.6 | 40 | 137 | 0 | 1.029 | GST | 1 | 0.20286 | 137 | 137 | 25.633 | 137 |  |  | 0.20286 | 27.792
1039 | MRGNAG_1G | A | West | YES | 0.1871 | 69 | 69 | 69 | 0 | 1.029 | GGT | 1 | 0.20286 | 69 | 69 | 12.91 | 69 |  |  | 0.20286 | 13.9974
1040 | MRGNBG_2G | B | West | YES | 0.1871 | 70 | 70 | 71 | 0 | 1.029 | GGT | 1 | 0.20286 | 71 | 71 | 13.2842 | 71 |  |  | 0.20286 | 14.4031
1041 | MRGNCG_3G | C | West | YES | 0.1871 | 69 | 69 | 70 | 0 | 1.029 | GGT | 1 | 0.20286 | 70 | 70 | 13.0971 | 70 |  |  | 0.20286 | 14.2003
1042 | MRGNDG_4G | D | West | YES | 0.1871 | 68 | 68 | 68 | 0 | 1.029 | GGT | 1 | 0.20286 | 68 | 68 | 12.7229 | 68 |  |  | 0.20286 | 13.7945
1043 | MRGNEG_5G | E | West | YES | 0.1871 | 68 | 68 | 70 | 0 | 1.029 | GGT | 1 | 0.20286 | 70 | 70 | 13.0971 | 70 |  |  | 0.20286 | 14.2003
1044 | MRGNFG_6G | F | West | YES | 0.1871 | 66 | 66 | 66 | 0 | 1.029 | GGT | 1 | 0.20286 | 66 | 66 | 12.3487 | 66 |  |  | 0.20286 | 13.3888
1302 | COYOTEWG_8 | 1 | West | YES | 0.18728 | 45 | 0 | 225 |  | 1.01 | #N/A | 1 | 0.20304 | 225 | 225 | 42.138 | 225 |  |  | 0.20304 | 45.6838
1301 | BULLCREK_8 | 1 | West | YES | 0.18793 | 36 | 0 | 180 | 0 | 1.017 | #N/A | 1 | 0.20369 | 180 | 180 | 33.8283 | 180 |  |  | 0.20369 | 36.6649
6637 | SNYDERW1A | 1 | West | YES | 0.18843 | 12.6 | 0 | 63 | 0 | 1.025 | Wind | 1 | 0.20418 | 0 | 63 | 11.8708 | 63 |  |  | 0.20418 | 12.8637
1343 | TRENTIPP_8 | 1 | West | YES | 0.18895 | 30 | 0 | 150 |  | 1.014 | Wind | 1 | 0.20471 | 0 | 150 | 28.3429 | 150 |  |  | 0.20471 | 30.7068
1354 | AEPWIND_8 | 1 | West | YES | 0.18895 | 20.2 | 0 | 101 |  | 1 | Wind | 1 | 0.20471 | 0 | 101 | 19.0843 | 101 |  |  | 0.20471 | 20.6759
1068 | SCURRYCW_1G | 1 | West | YES | 0.18913 | 28.2 | 1.3 | 141 |  | 1.01 | Wind | 1 | 0.20489 | 0 | 141 | 26.6673 | 141 |  |  | 0.20489 | 28.8893
1073 | SCURRYCW_2G | 2 | West | YES | 0.18913 | 24 | 0 | 120 | 0 | 1.017 | Wind | 1 | 0.20489 | 0 | 120 | 22.6956 | 120 |  |  | 0.20489 | 24.5867
1061 | CIELOGEN_1G | 1 | West | YES | 0.18919 | 19.8 | 0 | 99 |  | 1 | Wind | 1 | 0.20495 | 0 | 99 | 18.7296 | 99 |  |  | 0.20495 | 20.2898
1062 | CIELOGEN_2G | 1 | West | YES | 0.18919 | 12.2 | 0 | 61 |  | 1 | Wind | 1 | 0.20495 | 0 | 61 | 11.5405 | 61 |  |  | 0.20495 | 12.5018
1069 | KINDERMG_1G | 1 | West | YES | 0.18919 | 25 | 5 | 25 | 0 | 1.017 | Cogen | 1 | 0.20495 | 0 | 0 | 0 | 0 |  |  | 0.20495 | 0
1070 | KINDERMG_2G | 1 | West | YES | 0.18919 | 45.7 | 12 | 45.7 | 0 | 1.017 | Cogen | 1 | 0.20495 | 0 | 0 | 0 | 0 |  |  | 0.20495 | 0
1071 | KINDERMG_3G | 1 | West | YES | 0.18919 | 45.7 | 12 | 45.7 | 0 | 1.017 | Cogen | 1 | 0.20495 | 0 | 0 | 0 | 0 |  |  | 0.20495 | 0
36998 | RDCNYNG1 | 1 | West | YES | 0.19084 | 16.8 | 0 | 84 |  | 1.01 | Wind | 1 | 0.2066 | 0 | 84 | 16.0305 | 84 |  |  | 0.2066 | 17.3542
60057 | CALLAHAN1A | 1 | West | YES | 0.19138 | 22.8 | 0 | 114 | 0 | 1.04 | Wind | 1 | 0.20714 | 0 | 114 | 21.8175 | 114 |  |  | 0.20714 | 23.6141
6144 | MCADOO1A | 1 | West | YES | 0.19808 | 15 | 0 | 150 | 0 | 1.025 | Wind | 1 | 0.21384 | 0 | 150 | 29.7123 | 150 |  |  | 0.21384 | 32.0761
1416 | SWETWATR_1G | 1 | West | YES | 0.20798 | 30 | 18 | 30 | 0 | 1.026 | CC | 1 | 0.22374 | 30 | 30 | 6.2395 | 30 |  |  | 0.22374 | 6.7123
1417 | SWETWATR_2G | 2 | West | YES | 0.20798 | 72 | 36 | 72 | 0 | 1.026 | CC | 1 | 0.22374 | 72 | 72 | 14.9748 | 72 |  |  | 0.22374 | 16.1094
1418 | SWETWATR_3G | 3 | West | YES | 0.20798 | 68 | 36 | 68 | 0 | 1.026 | CC | 1 | 0.22374 | 68 | 68 | 14.1428 | 68 |  |  | 0.22374 | 15.2145
1419 | SWETWATR_4G | 4 | West | YES | 0.20798 | 61 | 36 | 61 | 0 | 1.026 | CC | 1 | 0.22374 | 61 | 61 | 12.687 | 61 |  |  | 0.22374 | 13.6483
71051 | L_BITTCR1_1N | W1 | West | YES | 0.2206 | 7.5 | 0 | 37.5 |  | 1.02 | Wind | 1 | 0.23636 | 0 | 37.5 | 8.2727 | 37.5 |  |  | 0.23636 | 8.8636
71054 | L_SWEETW1_1N | W1 | West | YES | 0.2206 | 21.5 | 0 | 107.5 |  | 1.02 | Wind | 1 | 0.23636 | 0 | 107.5 | 23.7149 | 107.5 |  |  | 0.23636 | 25.409
71057 | L_SWEETW1_2N | W1 | West | YES | 0.2206 | 27 | 0 | 135 |  | 1.02 | Wind | 1 | 0.23636 | 0 | 135 | 29.7815 | 135 |  |  | 0.23636 | 31.909
71059 | L_SWEETW1_3N | W1 | West | YES | 0.2206 | 23.8 | 0 | 119 | 0 | 1.02 | Wind | 1 | 0.23636 | 0 | 119 | 26.2519 | 119 |  |  | 0.23636 | 28.1272
71060 | L_SWEETW1_4N | W1 | West | YES | 0.2206 | 21 | 0 | 105 | 0 | 1.02 | Wind | 1 | 0.23636 | 0 | 105 | 23.1634 | 105 |  |  | 0.23636 | 24.8181
60058 | BUFF_GAP1A | 1 | West | YES | 0.22471 | 24 | 0 | 120 |  | 1 | Wind | 1 | 0.24047 | 0 | 120 | 26.9654 | 120 |  |  | 0.24047 | 28.8565
60060 | CIRELLO | 1 | West | YES | 0.22471 | 46.6 | 0 | 233 | 0 | 1 | Wind | 1 | 0.24047 | 0 | 233 | 52.3579 | 233 |  |  | 0.24047 | 56.0297
60063 | BUFF_GAP1B | 1 | West | YES | 0.22471 | 34 | 0 | 170.2 | 0 | 1.02 | Wind | 1 | 0.24047 | 0 | 170.2 | 38.246 | 170.2 |  |  | 0.24047 | 40.9282
60066 | H_HOLLOW1A | 1 | West | YES | 0.22471 | 44.4 | 0 | 222 | 0 | 1.005 | Wind | 1 | 0.24047 | 0 | 222 | 49.8861 | 222 |  |  | 0.24047 | 53.3846
60068 | HHOLLOW21A | 1 | West | YES | 0.22471 | 36.8 | 0 | 184 | 0 | 1.025 | Wind | 1 | 0.24047 | 0 | 184 | 41.347 | 184 |  |  | 0.24047 | 44.2467
60070 | HHOLLOW31A | 1 | West | YES | 0.22471 | 44.8 | 0 | 224 | 0 | 1.025 | Wind | 1 | 0.24047 | 0 | 224 | 50.3355 | 224 |  |  | 0.24047 | 53.8655
60072 | HHOLLOW41A | 1 | West | YES | 0.22471 | 23 | 0 | 115 | 0 | 1.025 | Wind | 1 | 0.24047 | 0 | 115 | 25.8419 | 115 |  |  | 0.24047 | 27.6542
60081 | WHRLWIND1A | 1 | West | YES | 0.24588 | 12 | 0 | 60 | 0 | 1.03 | Wind | 1 | 0.26164 | 0 | 60 | 14.7527 | 60 |  |  | 0.26164 | 15.6983
60052 | WILDHRS11A | 1 | West | YES | 0.26888 | 25.3 | 0 | 126.5 | 0 | 1.005 | #N/A | 1 | 0.28464 | 126.5 | 126.5 | 34.0136 | 126.5 |  |  | 0.28464 | 36.0071
60053 | WILDHRS21A | 1 | West | YES | 0.26888 | 7.8 | 0 | 39 | 0 | 1.025 | #N/A | 1 | 0.28464 | 39 | 39 | 10.4864 | 39 |  |  | 0.28464 | 11.101
6100 | OKLA7A | EQ | West | YES | 0.63013 | 50 | -220 | 220 | 0 | 1.035 | DCTie | 1 | 0.64589 | 0 | 0 | 0 | 0 |  |  | 0.64589 | 0
6752 | OKLA0A | 1 | West | YES | 0.63013 | 649.7 | 175 | 649.7 | 0 | 1.035 | LIGCO | 1 | 0.64589 | 0 | 649.7 | 409.3968 | 649.7 |  |  | 0.64589 | 419.6354
Note on AL4: Zonal Cap - Zonal Impact

## Distributed Slack - Bound Gen
Number of Bus | Name of Bus | ID | Area Name of Gen | AGC | P Sensitivity of Bus | Gen MW | Min MW | Max MW | V Sensitivity of Bus | Set Volt | Tech Type | Zone Impact | Zone Correlation | Inc Max | Dec Max | Souce S.F. Weighting | Souce Capacity | Sink S.F. Weighting | Sink Capacity | PTDF Calc | PTDF Weighting | max of zone correlation | -0.026723 |  |  | Neg PTDF weight | Pos PTDF weight
1437 | MESQUITW_1G | 1 | North | YES | 0.24113 | 40 | 0 | 400 | 0 | 1.023 | Wind | -1 | -0.026723 | 0 | 400 |  |  | 0 | 0 | 0.026723 | 0 |  |  |  |  | 0 | 0
1438 | MESQUITW_2G | 1 | North | YES | 0.24101 | 23.6 | 0 | 236 |  | 1.017 | Wind | -1 | -0.026603 | 0 | 236 |  |  | 0 | 0 | 0.026603 | 0 |  |  |  |  | 0 | 0
8032 | AMISTADHYD1 | 1 | South | YES | 0.054804 | 33 | 13 | 33 | 0 | 1.03 | Hydro | -1 | 0.15961 | 0 | 0 |  |  |  |  | -0.15961 | 0 |  |  |  |  | 0 | 0
8033 | AMISTADHYD2 | 2 | South | YES | 0.054804 | 25 | 13 | 25 | 0 | 1.03 | Hydro | -1 | 0.15961 | 0 | 0 |  |  |  |  | -0.15961 | 0 |  |  | Weighted Shift Factors |  | 0 | 0
88253 | HAMILTON | F | South | YES | 0.054804 | 0 | 0 | 0 | 0 | 1.04 | BLT | -1 | 0.15961 | 0 | 0 |  |  |  |  | -0.15961 | 0 |  |  | West | 0.21441 | 0 | 0
60202 | FRNDDRCS | F | West | YES | 0.15397 | 0 | 0 | 0 | 0 | 0.9985 | AVR | 1 | 0.17025 | 0 | 0 | 0 | 0 |  |  | 0.17025 | 0 |  |  | North | -0.016282 | 0 | 0
11057 | CHAMPION_1G | 1 | West | YES | 0.15695 | 25.3 | 0 | 126.5 |  | 1 | Wind | 1 | 0.17323 | 0 | 126.5 | 19.8539 | 126.5 |  |  | 0.17323 | 21.9136 |  |  |  |  | 0 | 0
11059 | INADALE_1G | 1 | West | YES | 0.15695 | 39.4 | 0 | 197 |  | 1 | Wind | 1 | 0.17323 | 0 | 197 | 30.9188 | 197 |  |  | 0.17323 | 34.1263 | North |  |  |  | 0 | 0
11056 | ROSCOE_1G | 1 | West | YES | 0.15695 | 41.8 | 0 | 209 |  | 1 | Wind | 1 | 0.17323 | 0 | 209 | 32.8021 | 209 |  |  | 0.17323 | 36.205 | Line Rating |  | 1072 |  | 0 | 0
11058 | PYRON_1G | 1 | West | YES | 0.15695 | 49.8 | 0 | 249 |  | 1 | Wind | 1 | 0.17323 | 0 | 249 | 39.0801 | 249 |  |  | 0.17323 | 43.1342 | Impact Counter to Zone: |  | 0 |  | 0 | 0
8262 | ELPS | 1 | South | YES | 0.040105 | 6 | 6 | 6 | 0 | 1.15 | Hydro | -1 | 0.17431 | 0 | 0 |  |  |  |  | -0.17431 | 0 |  |  | -0% |  | 0 | 0
60018 | DSKY1 | 1 | West | YES | 0.16945 | 21 | 0 | 84 | 0 | 1.023 | Wind | 1 | 0.18573 | 0 | 84 | 14.2335 | 84 |  |  | 0.18573 | 15.6012 |  |  |  |  | 0 | 0
60000 | DSKY2 | 1 | West | YES | 0.16948 | 19.1 | 0 | 76.5 |  | 1.039 | Wind | 1 | 0.18577 | 0 | 76.5 | 12.9655 | 76.5 |  |  | 0.18577 | 14.2111 | West |  |  |  | 0 | 0
60017 | ORNNWP1 | 1 | West | YES | 0.17046 | 20 | 0 | 80 |  | 1.027 | Wind | 1 | 0.18674 | 0 | 80 | 13.6368 | 80 |  |  | 0.18674 | 14.9394 | Line Rating |  | 1072 |  | 0 | 0
38437 | TNSRBNMESA9 | 1 | West | YES | 0.17346 | 37.5 | 0 | 150 | 0 | 1.02 | Wind | 1 | 0.18974 | 0 | 150 | 26.0191 | 150 |  |  | 0.18974 | 28.4614 | Impact Counter to Zone: |  | 0 |  | 0 | 0
38332 | TNWDWRDU2_8 | 1 | West | YES | 0.17355 | 20 | 0 | 80 | 0 | 1.0232 | Wind | 1 | 0.18983 | 0 | 80 | 13.8841 | 80 |  |  | 0.18983 | 15.1866 |  |  | 0% |  | 0 | 0
60016 | WOODWRD11A | 1 | West | YES | 0.17357 | 20 | 0 | 80 |  | 1.033 | Wind | 1 | 0.18985 | 0 | 80 | 13.8857 | 80 |  |  | 0.18985 | 15.1882 |  |  |  |  | 0 | 0
60005 | KING_SE1A | 1 | West | YES | 0.17367 | 10 | 0 | 40 |  | 1.035 | Wind | 1 | 0.18995 | 0 | 40 | 6.9467 | 40 |  |  | 0.18995 | 7.598 |  |  |  |  | 0 | 0
6016 | SWMESA | 1 | West | YES | 0.17367 | 18.8 | 0 | 75 |  | 1.03 | Wind | 1 | 0.18995 | 0 | 75 | 13.025 | 75 |  |  | 0.18995 | 14.2462 |  |  |  |  | 0 | 0
60003 | KING_NE1A | 1 | West | YES | 0.17367 | 20 | 0 | 80 |  | 1.03 | Wind | 1 | 0.18995 | 0 | 80 | 13.8934 | 80 |  |  | 0.18995 | 15.1959 |  |  |  |  | 0 | 0
60201 | RIO DRCS | F | West | YES | 0.17385 | 0 | 0 | 0 | 0 | 1.025 | AVR | 1 | 0.19013 | 0 | 0 | 0 | 0 |  |  | 0.19013 | 0 |  |  |  |  | 0 | 0
60007 | KING_SW1A | 1 | West | YES | 0.17422 | 20 | 0 | 80 |  | 1.03 | Wind | 1 | 0.1905 | 0 | 80 | 13.9374 | 80 |  |  | 0.1905 | 15.24 |  |  |  |  | 0 | 0
60019 | KING_NW1A | 1 | West | YES | 0.17422 | 20 | 0 | 80 |  | 1.03 | Wind | 1 | 0.1905 | 0 | 80 | 13.9374 | 80 |  |  | 0.1905 | 15.24 |  |  |  |  | 0 | 0
1643 | SLSTR1PP_1G | 1 | North | YES | 0.023338 | 6 | 0 | 60 | 0 | 1.022 | Wind | -1 | 0.19107 | 0 | 60 |  |  | 0 | 0 | -0.19107 | 0 |  |  |  |  | 0 | 0
76091 | L_DIVIDE1_1N | W1 | West | YES | 0.17857 | 22.5 | 0 | 112.5 |  | 1.02 | Wind | 1 | 0.19485 | 0 | 112.5 | 20.089 | 112.5 |  |  | 0.19485 | 21.9207 |  |  |  |  | 0 | 0
76095 | L_CAPRSI1_1N | W1 | West | YES | 0.17857 | 29.9 | 0 | 149.5 | 0 | 1.02 | Wind | 1 | 0.19485 | 0 | 149.5 | 26.6961 | 149.5 |  |  | 0.19485 | 29.1302 |  |  |  |  | 0 | 0
76096 | L_CAPRSI1_2N | W1 | West | YES | 0.17857 | 37.2 | 0 | 186 | 0 | 1.02 | Wind | 1 | 0.19485 | 0 | 186 | 33.2138 | 186 |  |  | 0.19485 | 36.2423 |  |  |  |  | 0 | 0
76097 | L_CAPRGE1_1N | W1 | West | YES | 0.17857 | 42.9 | 0 | 214.5 | 0 | 1.02 | Wind | 1 | 0.19485 | 0 | 214.5 | 38.3031 | 214.5 |  |  | 0.19485 | 41.7955 |  |  |  |  | 0 | 0
76031 | L_GASCCR1_1N | W1 | West | YES | 0.17985 | 30 | 0 | 150 |  | 1.02 | Wind | 1 | 0.19613 | 0 | 150 | 26.9767 | 150 |  |  | 0.19613 | 29.419 |  |  |  |  | 0 | 0
1349 | WESTXWIN_1G | 1 | West | YES | 0.18113 | 1.3 | 0 | 6.6 |  | 1.014 | Wind | 1 | 0.19741 | 0 | 6.6 | 1.1955 | 6.6 |  |  | 0.19741 | 1.3029 |  |  |  |  | 0 | 0
1350 | NWPWRG1_1G | 1 | West | YES | 0.18113 | 6.9 | 1 | 34.3 |  | 1.014 | Wind | 1 | 0.19741 | 0 | 34.3 | 6.2129 | 34.3 |  |  | 0.19741 | 6.7713 |  |  |  |  | 0 | 0
1002 | PBCTAGE_1G | A | West | YES | 0.18336 | 64 | 64 | 66 | 0 | 1.036 | GGT | 1 | 0.19964 | 66 | 66 | 12.1018 | 66 |  |  | 0.19964 | 13.1764 |  |  |  |  | 0 | 0
1003 | PBCTBGE_2G | B | West | YES | 0.18336 | 65 | 65 | 66 | 0 | 1.036 | GGT | 1 | 0.19964 | 66 | 66 | 12.1018 | 66 |  |  | 0.19964 | 13.1764 |  |  |  |  | 0 | 0
1004 | PBCTCGE_3G | C | West | YES | 0.18336 | 62 | 62 | 67 | 0 | 1.036 | GGT | 1 | 0.19964 | 67 | 67 | 12.2852 | 67 |  |  | 0.19964 | 13.3761 |  |  |  |  | 0 | 0
1006 | PBCTEGE_5G | E | West | YES | 0.18336 | 65 | 65 | 67 | 0 | 1.036 | GGT | 1 | 0.19964 | 67 | 67 | 12.2852 | 67 |  |  | 0.19964 | 13.3761 |  |  |  |  | 0 | 0
1005 | PBCTDGE_4G | D | West | YES | 0.18336 | 65 | 65 | 68 | 0 | 1.036 | GGT | 1 | 0.19964 | 68 | 68 | 12.4685 | 68 |  |  | 0.19964 | 13.5757 |  |  |  |  | 0 | 0
1007 | PB5GEN_6G | 5 | West | YES | 0.18336 | 91.2 | 40 | 114 | 0 | 1.036 | GST | 1 | 0.19964 | 114 | 114 | 20.9032 | 114 |  |  | 0.19964 | 22.7593 |  |  |  |  | 0 | 0
1008 | PB6GEN_7G | 6 | West | YES | 0.18336 | 515 | 130 | 515 | 0 | 1.036 | GST | 1 | 0.19964 | 515 | 515 | 94.4309 | 515 |  |  | 0.19964 | 102.8161 |  |  |  |  | 0 | 0
7038 | L_DELAWA1_1Y | 2 | West | YES | 0.18348 | 3 | 0 | 30 | 0 | 1 | Wind | 1 | 0.19976 | 0 | 30 | 5.5044 | 30 |  |  | 0.19976 | 5.9929 |  |  |  |  | 0 | 0
7038 | L_DELAWA1_1Y | 1 | West | YES | 0.18348 | 3.5 | 0 | 35 | 0 | 1 | Wind | 1 | 0.19976 | 0 | 35 | 6.4218 | 35 |  |  | 0.19976 | 6.9917 |  |  |  |  | 0 | 0
11147 | NOTREES_1G | 1 | West | YES | 0.18371 | 29.8 | 0 | 149 | 0 | 1.017 | Wind | 1 | 0.2 | 0 | 149 | 27.3735 | 149 |  |  | 0.2 | 29.7995 |  |  |  |  | 0 | 0
1320 | BSP 1 | 1 | West | YES | 0.18432 | 25.5 | 2.9 | 25.8 | 0 | 1 | Cogen | 1 | 0.2006 | 0 | 0 | 0 | 0 |  |  | 0.2006 | 0 |  |  |  |  | 0 | 0
11022 | TIEHVCG_2G | 1 | West | YES | 0.18465 | 132.4 | 103 | 132.4 | 0 | 1.012 | CC | 1 | 0.20093 | 132.4 | 132.4 | 24.4475 | 132.4 |  |  | 0.20093 | 26.6032 |  |  |  |  | 0 | 0
11023 | TIEHVCG_3G | 1 | West | YES | 0.18465 | 137.4 | 103 | 137.4 | 0 | 1.012 | CC | 1 | 0.20093 | 137.4 | 137.4 | 25.3708 | 137.4 |  |  | 0.20093 | 27.6079 |  |  |  |  | 0 | 0
11021 | TIEHVCG_1G | 1 | West | YES | 0.18465 | 142.1 | 103 | 142.1 | 0 | 1.012 | CC | 1 | 0.20093 | 142.1 | 142.1 | 26.2386 | 142.1 |  |  | 0.20093 | 28.5523 |  |  |  |  | 0 | 0
11024 | TIEHVCG_4G | 1 | West | YES | 0.18465 | 147 | 103 | 147 | 0 | 1.012 | CC | 1 | 0.20093 | 147 | 147 | 27.1434 | 147 |  |  | 0.20093 | 29.5368 |  |  |  |  | 0 | 0
11020 | TIEHVSG_1G | 1 | West | YES | 0.18465 | 208.2 | 63 | 208.2 | 0 | 1.012 | CC | 1 | 0.20093 | 208.2 | 208.2 | 38.4439 | 208.2 |  |  | 0.20093 | 41.8338 |  |  |  |  | 0 | 0
11025 | TIEHVSG_2G | 1 | West | YES | 0.18465 | 213.2 | 63 | 213.2 | 0 | 1.012 | CC | 1 | 0.20093 | 213.2 | 213.2 | 39.3672 | 213.2 |  |  | 0.20093 | 42.8385 |  |  |  |  | 0 | 0
11001 | NAV1CT | 1 | West | YES | 0.18466 | 70.4 | 18 | 70.4 | 0 | 1.029 | CC | 1 | 0.20095 | 70.4 | 70.4 | 13.0003 | 70.4 |  |  | 0.20095 | 14.1466 |  |  |  |  | 0 | 0
11009 | NAV2CT | 1 | West | YES | 0.18466 | 71.4 | 18 | 71.4 | 0 | 1.029 | CC | 1 | 0.20095 | 71.4 | 71.4 | 13.185 | 71.4 |  |  | 0.20095 | 14.3475 |  |  |  |  | 0 | 0
11012 | NAV4CT | 1 | West | YES | 0.18466 | 80 | 18 | 80 | 0 | 1.029 | CC | 1 | 0.20095 | 80 | 80 | 14.7731 | 80 |  |  | 0.20095 | 16.0757 |  |  |  |  | 0 | 0
11013 | NAV5CT | 1 | West | YES | 0.18466 | 80 | 18 | 80 | 0 | 1.029 | CC | 1 | 0.20095 | 80 | 80 | 14.7731 | 80 |  |  | 0.20095 | 16.0757 |  |  |  |  | 0 | 0
11011 | NAV3ST | 1 | West | YES | 0.18466 | 92.8 | 40 | 92.8 | 0 | 1.029 | CC | 1 | 0.20095 | 92.8 | 92.8 | 17.1368 | 92.8 |  |  | 0.20095 | 18.6478 |  |  |  |  | 0 | 0
11014 | NAV6ST | 1 | West | YES | 0.18466 | 115 | 40 | 115 | 0 | 1.029 | CC | 1 | 0.20095 | 115 | 115 | 21.2364 | 115 |  |  | 0.20095 | 23.1088 |  |  |  |  | 0 | 0
1326 | STANTONW_8 | 1 | West | YES | 0.18478 | 20.1 | 0 | 100.5 |  | 1.01 | Wind | 1 | 0.20106 | 0 | 100.5 | 18.5707 | 100.5 |  |  | 0.20106 | 20.207 |  |  |  |  | 0 | 0
1328 | OCOTILLO_1G | 1 | West | YES | 0.1851 | 11.6 | 0 | 58 |  | 1.01 | Wind | 1 | 0.20138 | 0 | 58 | 10.7359 | 58 |  |  | 0.20138 | 11.6802 |  |  |  |  | 0 | 0
1333 | MCDDONAL_8 | 1 | West | YES | 0.18539 | 42.8 | 0 | 214.2 |  | 1.01 | Wind | 1 | 0.20167 | 0 | 214.2 | 39.7099 | 214.2 |  |  | 0.20167 | 43.1975 |  |  |  |  | 0 | 0
1045 | CALENG1G_1G | 1 | West | YES | 0.18577 | 73.4 | 27 | 73.4 | 0 | 1.014 | Cogen | 1 | 0.20205 | 0 | 0 | 0 | 0 |  |  | 0.20205 | 0 |  |  |  |  | 0 | 0
1046 | CALENG2G_2G | 2 | West | YES | 0.18577 | 73.4 | 27 | 73.4 | 0 | 1.014 | Cogen | 1 | 0.20205 | 0 | 0 | 0 | 0 |  |  | 0.20205 | 0 |  |  |  |  | 0 | 0
1047 | CALENG3G_3G | 3 | West | YES | 0.18577 | 70.4 | 27 | 70.4 | 0 | 1.014 | Cogen | 1 | 0.20205 | 0 | 0 | 0 | 0 |  |  | 0.20205 | 0 |  |  |  |  | 0 | 0
1327 | WILDHRSE_1G | 1 | West | YES | 0.18586 | 0 | 0 | 120 |  | 1 | Wind | 1 | 0.20214 | 0 | 120 | 22.303 | 120 |  |  | 0.20214 | 24.2568 |  |  |  |  | 0 | 0
1360 | GUNSIGHT_8 | 1 | West | YES | 0.18601 | 0 | 0 | 120 |  | 1.01 | Wind | 1 | 0.20229 | 0 | 120 | 22.3216 | 120 |  |  | 0.20229 | 24.2754 |  |  |  |  | 0 | 0
11065 | ELBOWCK_1G | 1 | West | YES | 0.18603 | 23.4 | 0 | 121.9 | 0 | 1 | Wind | 1 | 0.20231 | 0 | 121.9 | 22.6767 | 121.9 |  |  | 0.20231 | 24.6615 |  |  |  |  | 0 | 0
1058 | LONGSHORE_5 | 1 | West | YES | 0.18603 | 30 | 0 | 150 |  | 1.01 | Wind | 1 | 0.20231 | 0 | 150 | 27.9041 | 150 |  |  | 0.20231 | 30.3463 |  |  |  |  | 0 | 0
1058 | LONGSHORE_5 | 2 | West | YES | 0.18603 | 44 | 0 | 220 |  | 1.01 | Wind | 1 | 0.20231 | 0 | 220 | 40.9259 | 220 |  |  | 0.20231 | 44.508 |  |  |  |  | 0 | 0
7026 | L_INKSDA1_1Y | 1 | South | YES | 0.011225 | 0 | 0 | 13.7 |  | 1 | Hydro | -1 | 0.20319 | 0 | 0 |  |  |  |  | -0.20319 | 0 |  |  |  |  | 0 | 0
1044 | MRGNFG_6G | F | West | YES | 0.18691 | 66 | 66 | 66 | 0 | 1.029 | GGT | 1 | 0.20319 | 66 | 66 | 12.3362 | 66 |  |  | 0.20319 | 13.4108 |  |  |  |  | 0 | 0
1042 | MRGNDG_4G | D | West | YES | 0.18691 | 68 | 68 | 68 | 0 | 1.029 | GGT | 1 | 0.20319 | 68 | 68 | 12.71 | 68 |  |  | 0.20319 | 13.8172 |  |  |  |  | 0 | 0
1039 | MRGNAG_1G | A | West | YES | 0.18691 | 69 | 69 | 69 | 0 | 1.029 | GGT | 1 | 0.20319 | 69 | 69 | 12.8969 | 69 |  |  | 0.20319 | 14.0204 |  |  |  |  | 0 | 0
1041 | MRGNCG_3G | C | West | YES | 0.18691 | 69 | 69 | 70 | 0 | 1.029 | GGT | 1 | 0.20319 | 70 | 70 | 13.0838 | 70 |  |  | 0.20319 | 14.2236 |  |  |  |  | 0 | 0
1043 | MRGNEG_5G | E | West | YES | 0.18691 | 68 | 68 | 70 | 0 | 1.029 | GGT | 1 | 0.20319 | 70 | 70 | 13.0838 | 70 |  |  | 0.20319 | 14.2236 |  |  |  |  | 0 | 0
1040 | MRGNBG_2G | B | West | YES | 0.18691 | 70 | 70 | 71 | 0 | 1.029 | GGT | 1 | 0.20319 | 71 | 71 | 13.2708 | 71 |  |  | 0.20319 | 14.4268 |  |  |  |  | 0 | 0
1037 | MORGAN5G_5G | 5 | West | YES | 0.18691 | 109.6 | 40 | 137 | 0 | 1.029 | GST | 1 | 0.20319 | 137 | 137 | 25.6069 | 137 |  |  | 0.20319 | 27.8376 |  |  |  |  | 0 | 0
11320 | COYOTE_1G | 1 | West | YES | 0.1871 | 22.5 | 0 | 225 |  | 1 | Wind | 1 | 0.20338 | 0 | 225 | 42.0973 | 225 |  |  | 0.20338 | 45.7607 |  |  |  |  | 0 | 0
11309 | BULLCREK_2G | 1 | West | YES | 0.18725 | 20.9 | 0 | 180 |  | 1 | Wind | 1 | 0.20353 | 0 | 180 | 33.7055 | 180 |  |  | 0.20353 | 36.6363 |  |  |  |  | 0 | 0
11310 | BULLCREK_1G | 1 | West | YES | 0.18725 | 15.1 | 0 | 180 |  | 1 | Wind | 1 | 0.20353 | 0 | 180 | 33.7055 | 180 |  |  | 0.20353 | 36.6363 |  |  |  |  | 0 | 0
60057 | CALLAHAN1A | 1 | West | YES | 0.18742 | 22.8 | 0 | 114 | 0 | 1.04 | Wind | 1 | 0.2037 | 0 | 114 | 21.3661 | 114 |  |  | 0.2037 | 23.2222 |  |  |  |  | 0 | 0
6637 | SNYDERW1A | 1 | West | YES | 0.18825 | 12.6 | 0 | 63 | 0 | 1.025 | Wind | 1 | 0.20453 | 0 | 63 | 11.8599 | 63 |  |  | 0.20453 | 12.8856 |  |  |  |  | 0 | 0
58909 | PEARSALLSCG1 | 1 | South | YES | 0.009631 | 0 | 0 | 8.4 |  | 1.027 | Diesel | -1 | 0.20478 | 8.4 | 8.4 |  |  |  |  | -0.20478 | -1.7201 |  |  |  |  | 0 | 0
58909 | PEARSALLSCG1 | 2 | South | YES | 0.009631 | 0 | 0 | 8.4 |  | 1.027 | Diesel | -1 | 0.20478 | 8.4 | 8.4 |  |  |  |  | -0.20478 | -1.7201 |  |  |  |  | 0 | 0
58909 | PEARSALLSCG1 | 3 | South | YES | 0.009631 | 0 | 0 | 8.4 |  | 1.027 | Diesel | -1 | 0.20478 | 8.4 | 8.4 |  |  |  |  | -0.20478 | -1.7201 |  |  |  |  | 0 | 0
58909 | PEARSALLSCG1 | 4 | South | YES | 0.009631 | 0 | 0 | 8.4 |  | 1.027 | Diesel | -1 | 0.20478 | 8.4 | 8.4 |  |  |  |  | -0.20478 | -1.7201 |  |  |  |  | 0 | 0
58909 | PEARSALLSCG1 | 5 | South | YES | 0.009631 | 0 | 0 | 8.4 |  | 1.027 | Diesel | -1 | 0.20478 | 8.4 | 8.4 |  |  |  |  | -0.20478 | -1.7201 |  |  |  |  | 0 | 0
58909 | PEARSALLSCG1 | 6 | South | YES | 0.009631 | 0 | 0 | 8.4 |  | 1.027 | Diesel | -1 | 0.20478 | 8.4 | 8.4 |  |  |  |  | -0.20478 | -1.7201 |  |  |  |  | 0 | 0
58919 | PEARSALLSCG2 | 1 | South | YES | 0.009631 | 0 | 0 | 8.4 |  | 1.027 | Diesel | -1 | 0.20478 | 8.4 | 8.4 |  |  |  |  | -0.20478 | -1.7201 |  |  |  |  | 0 | 0
58919 | PEARSALLSCG2 | 2 | South | YES | 0.009631 | 0 | 0 | 8.4 |  | 1.027 | Diesel | -1 | 0.20478 | 8.4 | 8.4 |  |  |  |  | -0.20478 | -1.7201 |  |  |  |  | 0 | 0
58919 | PEARSALLSCG2 | 3 | South | YES | 0.009631 | 0 | 0 | 8.4 |  | 1.027 | Diesel | -1 | 0.20478 | 8.4 | 8.4 |  |  |  |  | -0.20478 | -1.7201 |  |  |  |  | 0 | 0
58919 | PEARSALLSCG2 | 4 | South | YES | 0.009631 | 0 | 0 | 8.4 |  | 1.027 | Diesel | -1 | 0.20478 | 8.4 | 8.4 |  |  |  |  | -0.20478 | -1.7201 |  |  |  |  | 0 | 0
58919 | PEARSALLSCG2 | 5 | South | YES | 0.009631 | 0 | 0 | 8.4 |  | 1.027 | Diesel | -1 | 0.20478 | 8.4 | 8.4 |  |  |  |  | -0.20478 | -1.7201 |  |  |  |  | 0 | 0
58919 | PEARSALLSCG2 | 6 | South | YES | 0.009631 | 0 | 0 | 8.4 |  | 1.027 | Diesel | -1 | 0.20478 | 8.4 | 8.4 |  |  |  |  | -0.20478 | -1.7201 |  |  |  |  | 0 | 0
58929 | PEARSALLSCG3 | 1 | South | YES | 0.009631 | 0 | 0 | 8.4 |  | 1.027 | Diesel | -1 | 0.20478 | 8.4 | 8.4 |  |  |  |  | -0.20478 | -1.7201 |  |  |  |  | 0 | 0
58929 | PEARSALLSCG3 | 2 | South | YES | 0.009631 | 0 | 0 | 8.4 |  | 1.027 | Diesel | -1 | 0.20478 | 8.4 | 8.4 |  |  |  |  | -0.20478 | -1.7201 |  |  |  |  | 0 | 0
58929 | PEARSALLSCG3 | 3 | South | YES | 0.009631 | 0 | 0 | 8.4 |  | 1.027 | Diesel | -1 | 0.20478 | 8.4 | 8.4 |  |  |  |  | -0.20478 | -1.7201 |  |  |  |  | 0 | 0
58929 | PEARSALLSCG3 | 4 | South | YES | 0.009631 | 0 | 0 | 8.4 |  | 1.027 | Diesel | -1 | 0.20478 | 8.4 | 8.4 |  |  |  |  | -0.20478 | -1.7201 |  |  |  |  | 0 | 0
58929 | PEARSALLSCG3 | 5 | South | YES | 0.009631 | 0 | 0 | 8.4 |  | 1.027 | Diesel | -1 | 0.20478 | 8.4 | 8.4 |  |  |  |  | -0.20478 | -1.7201 |  |  |  |  | 0 | 0
58929 | PEARSALLSCG3 | 6 | South | YES | 0.009631 | 0 | 0 | 8.4 |  | 1.027 | Diesel | -1 | 0.20478 | 8.4 | 8.4 |  |  |  |  | -0.20478 | -1.7201 |  |  |  |  | 0 | 0
58949 | PEARSALLSCG4 | 1 | South | YES | 0.009631 | 0 | 0 | 8.4 |  | 1.027 | Diesel | -1 | 0.20478 | 8.4 | 8.4 |  |  |  |  | -0.20478 | -1.7201 |  |  |  |  | 0 | 0
58949 | PEARSALLSCG4 | 2 | South | YES | 0.009631 | 0 | 0 | 8.4 |  | 1.027 | Diesel | -1 | 0.20478 | 8.4 | 8.4 |  |  |  |  | -0.20478 | -1.7201 |  |  |  |  | 0 | 0
58949 | PEARSALLSCG4 | 3 | South | YES | 0.009631 | 0 | 0 | 8.4 |  | 1.027 | Diesel | -1 | 0.20478 | 8.4 | 8.4 |  |  |  |  | -0.20478 | -1.7201 |  |  |  |  | 0 | 0
58949 | PEARSALLSCG4 | 4 | South | YES | 0.009631 | 0 | 0 | 8.4 |  | 1.027 | Diesel | -1 | 0.20478 | 8.4 | 8.4 |  |  |  |  | -0.20478 | -1.7201 |  |  |  |  | 0 | 0
58949 | PEARSALLSCG4 | 5 | South | YES | 0.009631 | 0 | 0 | 8.4 |  | 1.027 | Diesel | -1 | 0.20478 | 8.4 | 8.4 |  |  |  |  | -0.20478 | -1.7201 |  |  |  |  | 0 | 0
58949 | PEARSALLSCG4 | 6 | South | YES | 0.009631 | 0 | 0 | 8.4 |  | 1.027 | Diesel | -1 | 0.20478 | 8.4 | 8.4 |  |  |  |  | -0.20478 | -1.7201 |  |  |  |  | 0 | 0
1073 | SCURRYCW_2G | 2 | West | YES | 0.18896 | 24 | 0 | 120 | 0 | 1.0217 | Wind | 1 | 0.20524 | 0 | 120 | 22.6752 | 120 |  |  | 0.20524 | 24.629 |  |  |  |  | 0 | 0
1068 | SCURRYCW_1G | 1 | West | YES | 0.18896 | 28.2 | 1.3 | 141 | 0 | 1.0217 | Wind | 1 | 0.20524 | 0 | 141 | 26.6434 | 141 |  |  | 0.20524 | 28.9391 |  |  |  |  | 0 | 0
1069 | KINDERMG_1G | 1 | West | YES | 0.18902 | 25 | 5 | 25 | 0 | 1.017 | Cogen | 1 | 0.2053 | 0 | 0 | 0 | 0 |  |  | 0.2053 | 0 |  |  |  |  | 0 | 0
1070 | KINDERMG_2G | 1 | West | YES | 0.18902 | 45.7 | 12 | 45.7 | 0 | 1.017 | Cogen | 1 | 0.2053 | 0 | 0 | 0 | 0 |  |  | 0.2053 | 0 |  |  |  |  | 0 | 0
1071 | KINDERMG_3G | 1 | West | YES | 0.18902 | 45.7 | 12 | 45.7 | 0 | 1.017 | Cogen | 1 | 0.2053 | 0 | 0 | 0 | 0 |  |  | 0.2053 | 0 |  |  |  |  | 0 | 0
1062 | CIELOGEN_2G | 1 | West | YES | 0.18902 | 12.2 | 0 | 61 |  | 1 | Wind | 1 | 0.2053 | 0 | 61 | 11.5302 | 61 |  |  | 0.2053 | 12.5234 |  |  |  |  | 0 | 0
1061 | CIELOGEN_1G | 1 | West | YES | 0.18902 | 19.8 | 0 | 99 |  | 1 | Wind | 1 | 0.2053 | 0 | 99 | 18.713 | 99 |  |  | 0.2053 | 20.3249 |  |  |  |  | 0 | 0
1354 | AEPWIND_8 | 1 | West | YES | 0.19009 | 20.2 | 0 | 101 |  | 1 | Wind | 1 | 0.20637 | 0 | 101 | 19.1993 | 101 |  |  | 0.20637 | 20.8438 |  |  |  |  | 0 | 0
1343 | TRENTIPP_8 | 1 | West | YES | 0.19009 | 30 | 0 | 150 |  | 1.014 | Wind | 1 | 0.20637 | 0 | 150 | 28.5138 | 150 |  |  | 0.20637 | 30.9561 |  |  |  |  | 0 | 0
80265 | LARECU40A | 4 | South | YES | 0.008031 | 80 | 0 | 100 |  | 1.039 | GGT | -1 | 0.20638 | 100 | 100 |  |  |  |  | -0.20638 | -20.6379 |  |  |  |  | 0 | 0
80266 | LARECU50A | 5 | South | YES | 0.008031 | 80 | 0 | 100 |  | 1.039 | GGT | -1 | 0.20638 | 100 | 100 |  |  |  |  | -0.20638 | -20.6379 |  |  |  |  | 0 | 0
80012 | LAR | F | South | YES | 0.008029 | 0 | 0 | 0 | 0 | 1.04 | DCTie | -1 | 0.20638 | 0 | 0 |  |  |  |  | -0.20638 | 0 |  |  |  |  | 0 | 0
7022 | L_BUCHAN1_1Y | 1 | South | YES | 0.007958 | 0 | 0 | 18 |  | 1 | Hydro | -1 | 0.20645 | 0 | 0 |  |  |  |  | -0.20645 | 0 |  |  |  |  | 0 | 0
7023 | L_BUCHAN1_2Y | 2 | South | YES | 0.007958 | 0 | 0 | 18 |  | 1 | Hydro | -1 | 0.20645 | 0 | 0 |  |  |  |  | -0.20645 | 0 |  |  |  |  | 0 | 0
7024 | L_BUCHAN1_3Y | 3 | South | YES | 0.007958 | 0 | 0 | 15 |  | 1 | Hydro | -1 | 0.20645 | 0 | 0 |  |  |  |  | -0.20645 | 0 |  |  |  |  | 0 | 0
7000 | L_FERGUS1_1Y | 1 | South | YES | 0.007805 | 400 | 65 | 423.3 | 0 | 1.015 | GSC | -1 | 0.20661 | 423.3 | 423.3 |  |  |  |  | -0.20661 | -87.4559 |  |  |  |  | 0 | 0
5891 | PEARSALLGEN2 | 1 | South | YES | 0.007618 | 19.4 | 6 | 24.3 | 0 | 1.0226 | GST | -1 | 0.20679 | 24.3 | 24.3 |  |  |  |  | -0.20679 | -5.025 |  |  |  |  | 0 | 0
5890 | PEARSALLGEN1 | 1 | South | YES | 0.007618 | 19.2 | 6 | 24 | 0 | 1.0226 | GST | -1 | 0.20679 | 24 | 24 |  |  |  |  | -0.20679 | -4.963 |  |  |  |  | 0 | 0
5892 | PEARSALLGEN3 | 1 | South | YES | 0.007618 | 19.1 | 6 | 23.9 | 0 | 1.0226 | GST | -1 | 0.20679 | 23.9 | 23.9 |  |  |  |  | -0.20679 | -4.9423 |  |  |  |  | 0 | 0
36998 | RDCNYNG1 | 1 | West | YES | 0.19071 | 16.8 | 0 | 84 |  | 1.01 | Wind | 1 | 0.20699 | 0 | 84 | 16.0195 | 84 |  |  | 0.20699 | 17.3872 |  |  |  |  | 0 | 0
6407 | TURKTRAK1A | 1 | West | YES | 0.19079 | 33.9 | 0 | 169.5 | 0 | 1.025 | Wind | 1 | 0.20707 | 0 | 169.5 | 32.3381 | 169.5 |  |  | 0.20707 | 35.0978 |  |  |  |  | 0 | 0
7035 | L_WIRTZ_1G1Y | 1 | South | YES | 0.007269 | 0 | 0 | 29 |  | 1 | Hydro | -1 | 0.20714 | 0 | 0 |  |  |  |  | -0.20714 | 0 |  |  |  |  | 0 | 0
7036 | L_WIRTZ_1G2Y | 2 | South | YES | 0.007269 | 0 | 0 | 29.7 |  | 1 | Hydro | -1 | 0.20714 | 0 | 0 |  |  |  |  | -0.20714 | 0 |  |  |  |  | 0 | 0
7028 | L_MARBFA1_1Y | 1 | South | YES | 0.005603 | 0 | 0 | 18 |  | 1 | Hydro | -1 | 0.20881 | 0 | 0 |  |  |  |  | -0.20881 | 0 |  |  |  |  | 0 | 0
7029 | L_MARBFA1_2Y | 2 | South | YES | 0.005603 | 0 | 0 | 18 |  | 1 | Hydro | -1 | 0.20881 | 0 | 0 |  |  |  |  | -0.20881 | 0 |  |  |  |  | 0 | 0
88299 | ZAPATA | F | South | YES | 0.004901 | 0 | 0 | 0 | 0 | 1.02 | BLT | -1 | 0.20951 | 0 | 0 |  |  |  |  | -0.20951 | 0 |  |  |  |  | 0 | 0
5728 | FALCONHYDRO2 | 2 | South | YES | 0.002781 | 12 | 0 | 12 | 0 | 1.0234 | Hydro | -1 | 0.21163 | 0 | 0 |  |  |  |  | -0.21163 | 0 |  |  |  |  | 0 | 0
5729 | FALCONHYDRO3 | 3 | South | YES | 0.002781 | 11 | 0 | 11 | 0 | 1.0234 | Hydro | -1 | 0.21163 | 0 | 0 |  |  |  |  | -0.21163 | 0 |  |  |  |  | 0 | 0
8048 | FALCONHYDRO1 | 1 | South | YES | 0.002781 | 12 | 0 | 12 | 0 | 1.0234 | Hydro | -1 | 0.21163 | 0 | 0 |  |  |  |  | -0.21163 | 0 |  |  |  |  | 0 | 0
88508 | FALFURRI | F | South | YES | 0.002441 | 0 | 0 | 0 | 0 | 1 | AVR | -1 | 0.21197 | 0 | 0 |  |  |  |  | -0.21197 | 0 |  |  |  |  | 0 | 0
5265 | LEON_LCP4G4 | 4 | South | YES | 0.001142 | 89 | 25 | 89 | 0 | 1.0197 | GST | -1 | 0.21327 | 89 | 89 |  |  |  |  | -0.21327 | -18.9809 |  |  |  |  | 0 | 0
5264 | LEON_LCP3G3 | 3 | South | YES | 0.001142 | 0 | 20 | 58 |  | 1.0197 | GST | -1 | 0.21327 | 58 | 58 |  |  |  |  | -0.21327 | -12.3696 |  |  |  |  | 0 | 0
5269 | LEON_LCPCT4 | 4 | South | YES | 0.001142 | 45 | 24 | 45 | 0 | 1.0197 | GGT | -1 | 0.21327 | 45 | 45 |  |  |  |  | -0.21327 | -9.5971 |  |  |  |  | 0 | 0
5266 | LEON_LCPCT1 | 1 | South | YES | 0.001142 | 44 | 24 | 44 | 0 | 1.0197 | GGT | -1 | 0.21327 | 44 | 44 |  |  |  |  | -0.21327 | -9.3838 |  |  |  |  | 0 | 0
5267 | LEON_LCPCT2 | 2 | South | YES | 0.001142 | 44 | 24 | 44 | 0 | 1.0197 | GGT | -1 | 0.21327 | 44 | 44 |  |  |  |  | -0.21327 | -9.3838 |  |  |  |  | 0 | 0
5268 | LEON_LCPCT3 | 3 | South | YES | 0.001142 | 43 | 24 | 43 | 0 | 1.0197 | GGT | -1 | 0.21327 | 43 | 43 |  |  |  |  | -0.21327 | -9.1705 |  |  |  |  | 0 | 0
7031 | L_MARSFO1G1Y | 1 | South | YES | 0.001048 | 0 | 0 | 36 |  | 1 | Hydro | -1 | 0.21336 | 0 | 0 |  |  |  |  | -0.21336 | 0 |  |  |  |  | 0 | 0
7032 | L_MARSFO1G2Y | 2 | South | YES | 0.001048 | 0 | 0 | 35 |  | 1 | Hydro | -1 | 0.21336 | 0 | 0 |  |  |  |  | -0.21336 | 0 |  |  |  |  | 0 | 0
7033 | L_MARSFO1G3Y | 3 | South | YES | 0.001048 | 0 | 0 | 36 |  | 1 | Hydro | -1 | 0.21336 | 0 | 0 |  |  |  |  | -0.21336 | 0 |  |  |  |  | 0 | 0
5028 | BRAUNIG_VHB3 | 3 | South | YES | 0.000796 | 407 | 60 | 407 | 0 | 1.0138 | GST | -1 | 0.21361 | 407 | 407 |  |  |  |  | -0.21361 | -86.9409 |  |  |  |  | 0 | 0
5027 | BRAUNIG_VHB2 | 2 | South | YES | 0.000688 | 216 | 40 | 216 | 0 | 1.0192 | GST | -1 | 0.21372 | 216 | 216 |  |  |  |  | -0.21372 | -46.164 |  |  |  |  | 0 | 0
5026 | BRAUNIG_VHB1 | 1 | South | YES | 0.000688 | 215 | 40 | 215 | 0 | 1.0192 | GST | -1 | 0.21372 | 215 | 215 |  |  |  |  | -0.21372 | -45.9503 |  |  |  |  | 0 | 0
5396 | CALAVER_OWS1 | 1 | South | YES | 0.000683 | 418 | 80 | 418 | 0 | 1.0192 | GST | -1 | 0.21373 | 418 | 418 |  |  |  |  | -0.21373 | -89.3379 |  |  |  |  | 0 | 0
5397 | CALAVER_OWS2 | 2 | South | YES | 0.000683 | 400 | 80 | 400 | 0 | 1.0192 | GST | -1 | 0.21373 | 400 | 400 |  |  |  |  | -0.21373 | -85.4908 |  |  |  |  | 0 | 0
5111 | CALAVER_JTD1 | 1 | South | YES | 0.000619 | 430 | 80 | 430 | 0 | 1.0138 | LIGCO | -1 | 0.21379 | 0 | 430 |  |  |  |  | -0.21379 | 0 |  |  |  |  | 0 | 0
5112 | CALAVER_JTD2 | 2 | South | YES | 0.000619 | 430 | 80 | 430 | 0 | 1.0138 | LIGCO | -1 | 0.21379 | 0 | 430 |  |  |  |  | -0.21379 | 0 |  |  |  |  | 0 | 0
8935 | FGNTS201 | 3 | South | YES | 0.000564 | 173 | 0 | 173 | 0 | 1.03 | CC | -1 | 0.21385 | 173 | 173 |  |  |  |  | -0.21385 | -36.9954 |  |  |  |  | 0 | 0
8934 | FGNTS101 | 2 | South | YES | 0.000564 | 147.9 | 0 | 147.9 | 0 | 1.03 | CC | -1 | 0.21385 | 147.9 | 147.9 |  |  |  |  | -0.21385 | -31.6278 |  |  |  |  | 0 | 0
8933 | FGNTS001 | 1 | South | YES | 0.000564 | 146.5 | 0 | 146.5 | 0 | 1.03 | CC | -1 | 0.21385 | 146.5 | 146.5 |  |  |  |  | -0.21385 | -31.3285 |  |  |  |  | 0 | 0
88198 | BEEVILLE | F | South | YES | 0.000563 | 0 | 0 | 0 | 0 | 1.02 | AVR | -1 | 0.21385 | 0 | 0 |  |  |  |  | -0.21385 | 0 |  |  |  |  | 0 | 0
5439 | TUTTL_WBT4G4 | 4 | South | YES | 0.000389 | 151 | 40 | 151 | 0 | 1.012 | GST | -1 | 0.21402 | 151 | 151 |  |  |  |  | -0.21402 | -32.3172 |  |  |  |  | 0 | 0
5438 | TUTTL_WBT3G3 | 3 | South | YES | 0.000389 | 95 | 25 | 95 | 0 | 1.012 | GST | -1 | 0.21402 | 95 | 95 |  |  |  |  | -0.21402 | -20.332 |  |  |  |  | 0 | 0
5436 | TUTTL_WBT1G1 | 1 | South | YES | 0.000389 | 48.8 | 20 | 61 | 0 | 1.012 | GST | -1 | 0.21402 | 61 | 61 |  |  |  |  | -0.21402 | -13.0553 |  |  |  |  | 0 | 0
5903 | SANMIGUELGEN | 1 | South | YES | 0.000389 | 396.3 | 180 | 396.3 | 0 | 1.0336 | LIGCO | -1 | 0.21402 | 0 | 396.3 |  |  |  |  | -0.21402 | 0 |  |  |  |  | 0 | 0
5477 | BRA_AVR1_ST | 1 | South | YES | 0.0003 | 174 | 138 | 174 | 0 | 1.025 | CC | -1 | 0.21411 | 174 | 174 |  |  |  |  | -0.21411 | -37.2552 |  |  |  |  | 0 | 0
5476 | BRA_AVR1_CT1 | 1 | South | YES | 0.0003 | 155 | 90 | 155 | 0 | 1.025 | CC | -1 | 0.21411 | 155 | 155 |  |  |  |  | -0.21411 | -33.1871 |  |  |  |  | 0 | 0
5478 | BRA_AVR1_CT2 | 1 | South | YES | 0.0003 | 155 | 90 | 155 | 0 | 1.025 | CC | -1 | 0.21411 | 155 | 155 |  |  |  |  | -0.21411 | -33.1871 |  |  |  |  | 0 | 0
8983 | HECN3 | 3 | South | YES | 0.000191 | 171.9 | 0 | 171.9 | 0 | 1.0304 | CC | -1 | 0.21422 | 171.9 | 171.9 |  |  |  |  | -0.21422 | -36.8243 |  |  |  |  | 0 | 0
8981 | HECN1 | 1 | South | YES | 0.000191 | 144.8 | 0 | 144.8 | 0 | 1.0304 | CC | -1 | 0.21422 | 144.8 | 144.8 |  |  |  |  | -0.21422 | -31.0189 |  |  |  |  | 0 | 0
8982 | HECN2 | 2 | South | YES | 0.000191 | 144.1 | 0 | 144.1 | 0 | 1.0304 | CC | -1 | 0.21422 | 144.1 | 144.1 |  |  |  |  | -0.21422 | -30.869 |  |  |  |  | 0 | 0
8938 | MVGN#3 | 3 | South | YES | 0.00019 | 250.9 | 0 | 250.9 | 0 | 1.0304 | CC | -1 | 0.21422 | 250.9 | 250.9 |  |  |  |  | -0.21422 | -53.7478 |  |  |  |  | 0 | 0
8937 | MVGN#2 | 2 | South | YES | 0.00019 | 216.7 | 0 | 216.7 | 0 | 1.0304 | CC | -1 | 0.21422 | 216.7 | 216.7 |  |  |  |  | -0.21422 | -46.4215 |  |  |  |  | 0 | 0
8936 | MVGN#1 | 1 | South | YES | 0.00019 | 216.6 | 0 | 216.6 | 0 | 1.0304 | CC | -1 | 0.21422 | 216.6 | 216.6 |  |  |  |  | -0.21422 | -46.4001 |  |  |  |  | 0 | 0
5401 | CALAVER_JKS1 | 1 | South | YES | 0.000186 | 562 | 100 | 562 | 0 | 1.026 | LIGCO | -1 | 0.21422 | 0 | 562 |  |  |  |  | -0.21422 | 0 |  |  |  |  | 0 | 0
5935 | SI_RAY10 | 10 | South | YES | 3.2e-05 | 47 | 10 | 47 | 0 | 1.03 | CC | -1 | 0.21438 | 47 | 47 |  |  |  |  | -0.21438 | -10.0758 |  |  |  |  | 0 | 0
5932 | SI_RAY9 | 9 | South | YES | 3.2e-05 | 32 | 32 | 38 | 0 | 1.035 | CC | -1 | 0.21438 | 38 | 38 |  |  |  |  | -0.21438 | -8.1464 |  |  |  |  | 0 | 0
5933 | SI_RAY6 | 6 | South | YES | 3.2e-05 | 15.4 | 10 | 19.3 | 0 | 1.035 | GST | -1 | 0.21438 | 19.3 | 19.3 |  |  |  |  | -0.21438 | -4.1375 |  |  |  |  | 0 | 0
80003 | MILHWYS | F | South | YES | 3.2e-05 | 0 | 0 | 0 | 0 | 1.0168 | AVR | -1 | 0.21438 | 0 | 0 |  |  |  |  | -0.21438 | 0 |  |  |  |  | 0 | 0
6144 | MCADOO1A | 1 | West | YES | 0.19811 | 15 | 0 | 150 | 0 | 1.025 | Wind | 1 | 0.2144 | 0 | 150 | 29.7171 | 150 |  |  | 0.2144 | 32.1594 |  |  |  |  | 0 | 0
5934 | SI_RAY5 | 5 | South | YES | 0 | 0 | 10 | 15 |  | 1.035 | GST | -1 | 0.21441 | 15 | 15 |  |  |  |  | -0.21441 | -3.2162 |  |  |  |  | 0 | 0
8139 | JOS #1 | MB | South | YES | 0 | 0 | 45 | 255 |  | 1.02 | GST | -1 | 0.21441 | 0 | 0 |  |  |  |  | -0.21441 | 0 |  |  |  |  | 0 | 0
8285 | LAR #1 | MB | South | YES | 0 | 0 | 9 | 32 |  | 1.0497 | GST | -1 | 0.21441 | 0 | 0 |  |  |  |  | -0.21441 | 0 |  |  |  |  | 0 | 0
8287 | LAR #2 | MB | South | YES | 0 | 0 | 9 | 32 |  | 1.04 | GST | -1 | 0.21441 | 0 | 0 |  |  |  |  | -0.21441 | 0 |  |  |  |  | 0 | 0
8288 | LAR #3 | MB | South | YES | 0 | 0 | 25 | 105 |  | 1.04 | GST | -1 | 0.21441 | 0 | 0 |  |  |  |  | -0.21441 | 0 |  |  |  |  | 0 | 0
8388 | BATES0A | MB | South | YES | 0 | 0 | 21 | 71 |  | 1.033 | GST | -1 | 0.21441 | 0 | 0 |  |  |  |  | -0.21441 | 0 |  |  |  |  | 0 | 0
8393 | BATES0B | MB | South | YES | 0 | 0 | 25 | 110 |  | 1.03 | GST | -1 | 0.21441 | 0 | 0 |  |  |  |  | -0.21441 | 0 |  |  |  |  | 0 | 0
8437 | NUECES_B0C | MB | South | YES | 0 | 0 | 7 | 30 |  | 1.03 | GST | -1 | 0.21441 | 0 | 0 |  |  |  |  | -0.21441 | 0 |  |  |  |  | 0 | 0
8438 | NUECES_B0B | MB | South | YES | 0 | 0 | 26 | 169 |  | 1.03 | GST | -1 | 0.21441 | 0 | 0 |  |  |  |  | -0.21441 | 0 |  |  |  |  | 0 | 0
39190 | TNSLCGN1__8 | 1 | Houston | YES | 0 | 0 | 10 | 30 |  | 1.03 | Cogen | -1 | 0.21441 | 0 | 0 |  |  |  |  | -0.21441 | 0 |  |  |  |  | 0 | 0
8517 | CELANEBI0A | 1 | South | YES | -5.3e-05 | 29 | 0 | 29 | 0 | 1.02 | Cogen | -1 | 0.21446 | 0 | 0 |  |  |  |  | -0.21446 | 0 |  |  |  |  | 0 | 0
80080 | GWINDT11A | 1 | South | YES | -6.7e-05 | 28.2 | 0 | 94 | 0 | 1.025 | Wind | -1 | 0.21448 | 0 | 94 |  |  |  |  | -0.21448 | 0 |  |  |  |  | 0 | 0
80080 | GWINDT11A | 2 | South | YES | -6.7e-05 | 0 | 0 | 41 | 0 | 1.025 | Wind | -1 | 0.21448 | 0 | 41 |  |  |  |  | -0.21448 | 0 |  |  |  |  | 0 | 0
80080 | GWINDT11A | 3 | South | YES | -6.7e-05 | 0 | 0 | 38 | 0 | 1.025 | Wind | -1 | 0.21448 | 0 | 38 |  |  |  |  | -0.21448 | 0 |  |  |  |  | 0 | 0
80080 | GWINDT11A | 4 | South | YES | -6.7e-05 | 3.8 | 0 | 19 | 0 | 1.025 | Wind | -1 | 0.21448 | 0 | 19 |  |  |  |  | -0.21448 | 0 |  |  |  |  | 0 | 0
80081 | GWINDT21A | 1 | South | YES | -6.7e-05 | 28.2 | 0 | 94 | 0 | 1.025 | Wind | -1 | 0.21448 | 0 | 94 |  |  |  |  | -0.21448 | 0 |  |  |  |  | 0 | 0
80081 | GWINDT21A | 2 | South | YES | -6.7e-05 | 7.2 | 0 | 36 | 0 | 1.025 | Wind | -1 | 0.21448 | 0 | 36 |  |  |  |  | -0.21448 | 0 |  |  |  |  | 0 | 0
80081 | GWINDT21A | 3 | South | YES | -6.7e-05 | 8.6 | 0 | 43 | 0 | 1.025 | Wind | -1 | 0.21448 | 0 | 43 |  |  |  |  | -0.21448 | 0 |  |  |  |  | 0 | 0
80081 | GWINDT21A | 4 | South | YES | -6.7e-05 | 4.4 | 0 | 22 | 0 | 1.025 | Wind | -1 | 0.21448 | 0 | 22 |  |  |  |  | -0.21448 | 0 |  |  |  |  | 0 | 0
80180 | PNSCALT11A | 1 | South | YES | -6.7e-05 | 43.8 | 0 | 148 | 0 | 1.025 | Wind | -1 | 0.21448 | 0 | 148 |  |  |  |  | -0.21448 | 0 |  |  |  |  | 0 | 0
80180 | PNSCALT11A | 2 | South | YES | -6.7e-05 | 10 | 0 | 50 | 0 | 1.025 | Wind | -1 | 0.21448 | 0 | 50 |  |  |  |  | -0.21448 | 0 |  |  |  |  | 0 | 0
80181 | PNSCALT21A | 1 | South | YES | -6.7e-05 | 16.5 | 0 | 55 | 0 | 1.025 | Wind | -1 | 0.21448 | 0 | 55 |  |  |  |  | -0.21448 | 0 |  |  |  |  | 0 | 0
80181 | PNSCALT21A | 2 | South | YES | -6.7e-05 | 10 | 0 | 50 | 0 | 1.025 | Wind | -1 | 0.21448 | 0 | 50 |  |  |  |  | -0.21448 | 0 |  |  |  |  | 0 | 0
7487 | L_CANYHY8_1Y | 1 | South | YES | -0.000102 | 0 | 0 | 6 |  | 1 | Hydro | -1 | 0.21451 | 0 | 0 |  |  |  |  | -0.21451 | 0 |  |  |  |  | 0 | 0
8461 | KOCH_UP0A | 1 | South | YES | -0.000131 | 38 | 0 | 38 | 0 | 1.012 | Cogen | -1 | 0.21454 | 0 | 0 |  |  |  |  | -0.21454 | 0 |  |  |  |  | 0 | 0
8511 | OXY_CC0A | 1 | South | YES | -0.000157 | 30.3 | 0 | 38 | 0 | 1.027 | Cogen | -1 | 0.21457 | 0 | 0 |  |  |  |  | -0.21457 | 0 |  |  |  |  | 0 | 0
8506 | VAL #1 | 1 | South | YES | -0.000158 | 20.9 | 0 | 25 | 0 | 1.0055 | Cogen | -1 | 0.21457 | 0 | 0 |  |  |  |  | -0.21457 | 0 |  |  |  |  | 0 | 0
8507 | VAL #2 | 2 | South | YES | -0.000158 | 20.9 | 0 | 25 | 0 | 1.0055 | Cogen | -1 | 0.21457 | 0 | 0 |  |  |  |  | -0.21457 | 0 |  |  |  |  | 0 | 0
80263 | B_DAVIS31A | 3 | South | YES | -0.000198 | 0 | 0 | 180 |  | 1.0366 | CC | -1 | 0.21461 | 180 | 180 |  |  |  |  | -0.21461 | -38.6295 |  |  |  |  | 0 | 0
80264 | B_DAVIS41A | 4 | South | YES | -0.000198 | 0 | 0 | 180 |  | 1.0366 | CC | -1 | 0.21461 | 180 | 180 |  |  |  |  | -0.21461 | -38.6295 |  |  |  |  | 0 | 0
8459 | B_DAVIS0B | MB | South | YES | -0.000198 | 0 | 50 | 339 |  | 1.03 | GSC | -1 | 0.21461 | 0 | 0 |  |  |  |  | -0.21461 | 0 |  |  |  |  | 0 | 0
8460 | B_DAVIS0A | MB | South | YES | -0.000198 | 0 | 50 | 340 |  | 1.03 | GSC | -1 | 0.21461 | 0 | 0 |  |  |  |  | -0.21461 | 0 |  |  |  |  | 0 | 0
8456 | COSW#1 | 1 | South | YES | -0.000209 | 20 | 0 | 20 | 0 | 1.027 | Cogen | -1 | 0.21462 | 0 | 0 |  |  |  |  | -0.21462 | 0 |  |  |  |  | 0 | 0
8457 | COSW#2 | 2 | South | YES | -0.000209 | 14 | 0 | 14 | 0 | 1.027 | Cogen | -1 | 0.21462 | 0 | 0 |  |  |  |  | -0.21462 | 0 |  |  |  |  | 0 | 0
8560 | CNOPGT1 | 1 | South | YES | -0.000219 | 148.3 | 0 | 148.3 | 0 | 1.03 | Cogen | -1 | 0.21463 | 0 | 0 |  |  |  |  | -0.21463 | 0 |  |  |  |  | 0 | 0
8561 | CNOPGT2 | 2 | South | YES | -0.000219 | 148.6 | 0 | 148.6 | 0 | 1.03 | Cogen | -1 | 0.21463 | 0 | 0 |  |  |  |  | -0.21463 | 0 |  |  |  |  | 0 | 0
8562 | CNOPST1 | 3 | South | YES | -0.000219 | 153 | 0 | 153 | 0 | 1.03 | Cogen | -1 | 0.21463 | 0 | 0 |  |  |  |  | -0.21463 | 0 |  |  |  |  | 0 | 0
8442 | NBEC7 | 7 | South | YES | -0.000221 | 0 | 81 | 367 |  | 1.0298 | GST | -1 | 0.21463 | 367 | 367 |  |  |  |  | -0.21463 | -78.7696 |  |  |  |  | 0 | 0
8442 | NBEC7 | MB | South | YES | -0.000221 | 0 | 81 | 367 |  | 1.0298 | GST | -1 | 0.21463 | 0 | 0 |  |  |  |  | -0.21463 | 0 |  |  |  |  | 0 | 0
7609 | L_SCHUMA8_1Y | 1 | South | YES | -0.000234 | 0 | 0 | 4 |  | 1 | Hydro | -1 | 0.21464 | 0 | 0 |  |  |  |  | -0.21464 | 0 |  |  |  |  | 0 | 0
8926 | LGE_GT10A | 1 | South | YES | -0.000405 | 158 | 0 | 158 | 0 | 1.03 | Cogen | -1 | 0.21482 | 0 | 0 |  |  |  |  | -0.21482 | 0 |  |  |  |  | 0 | 0
8927 | LGE_GT20A | 2 | South | YES | -0.000405 | 153 | 0 | 153 | 0 | 1.03 | Cogen | -1 | 0.21482 | 0 | 0 |  |  |  |  | -0.21482 | 0 |  |  |  |  | 0 | 0
8928 | LGE_STG0A | 3 | South | YES | -0.000405 | 100 | 0 | 100 | 0 | 1.03 | Cogen | -1 | 0.21482 | 0 | 0 |  |  |  |  | -0.21482 | 0 |  |  |  |  | 0 | 0
8930 | ICPGN10A | 1 | South | YES | -0.000405 | 149 | 0 | 149 | 0 | 1.03 | Cogen | -1 | 0.21482 | 0 | 0 |  |  |  |  | -0.21482 | 0 |  |  |  |  | 0 | 0
8931 | ICPGN20A | 2 | South | YES | -0.000405 | 150 | 0 | 150 | 0 | 1.03 | Cogen | -1 | 0.21482 | 0 | 0 |  |  |  |  | -0.21482 | 0 |  |  |  |  | 0 | 0
8932 | ICPGN30A | 3 | South | YES | -0.000405 | 127 | 0 | 127 | 0 | 1.03 | Cogen | -1 | 0.21482 | 0 | 0 |  |  |  |  | -0.21482 | 0 |  |  |  |  | 0 | 0
80223 | REYSHR G | 1 | South | YES | -0.000405 | 12 | 0 | 12 | 0 | 1.032 | Cogen | -1 | 0.21482 | 0 | 0 |  |  |  |  | -0.21482 | 0 |  |  |  |  | 0 | 0
8161 | COLETO0A | 1 | South | YES | -0.000423 | 633 | 200 | 633 | 0 | 1.03 | LIGCO | -1 | 0.21483 | 0 | 633 |  |  |  |  | -0.21483 | 0 |  |  |  |  | 0 | 0
7805 | L_GUADGE1_6Y | 6 | South | YES | -0.000445 | 203 | 30 | 203 | 0 | 1.02 | CC | -1 | 0.21486 | 203 | 203 |  |  |  |  | -0.21486 | -43.6156 |  |  |  |  | 0 | 0
7804 | L_GUADGE1_5Y | 5 | South | YES | -0.000445 | 182 | 30 | 182 | 0 | 1.02 | CC | -1 | 0.21486 | 182 | 182 |  |  |  |  | -0.21486 | -39.1036 |  |  |  |  | 0 | 0
7803 | L_GUADGE1_4Y | 4 | South | YES | -0.000445 | 149 | 30 | 149 | 0 | 1.02 | CC | -1 | 0.21486 | 149 | 149 |  |  |  |  | -0.21486 | -32.0134 |  |  |  |  | 0 | 0
7800 | L_GUADGE1_1Y | 1 | South | YES | -0.000445 | 147 | 30 | 147 | 0 | 1.02 | CC | -1 | 0.21486 | 147 | 147 |  |  |  |  | -0.21486 | -31.5837 |  |  |  |  | 0 | 0
7802 | L_GUADGE1_3Y | 3 | South | YES | -0.000445 | 146 | 30 | 146 | 0 | 1.02 | CC | -1 | 0.21486 | 146 | 146 |  |  |  |  | -0.21486 | -31.3688 |  |  |  |  | 0 | 0
7801 | L_GUADGE1_2Y | 2 | South | YES | -0.000445 | 138 | 30 | 138 | 0 | 1.02 | CC | -1 | 0.21486 | 138 | 138 |  |  |  |  | -0.21486 | -29.65 |  |  |  |  | 0 | 0
7605 | L_MCQUEE9_1Y | 1 | South | YES | -0.00049 | 0 | 0 | 2.4 |  | 1.025 | Hydro | -1 | 0.2149 | 0 | 0 |  |  |  |  | -0.2149 | 0 |  |  |  |  | 0 | 0
7605 | L_MCQUEE9_1Y | 2 | South | YES | -0.00049 | 0 | 0 | 2.4 |  | 1.025 | Hydro | -1 | 0.2149 | 0 | 0 |  |  |  |  | -0.2149 | 0 |  |  |  |  | 0 | 0
7605 | L_MCQUEE9_1Y | 3 | South | YES | -0.00049 | 0 | 0 | 2.8 |  | 1.025 | Hydro | -1 | 0.2149 | 0 | 0 |  |  |  |  | -0.2149 | 0 |  |  |  |  | 0 | 0
7813 | L_RIONOG1S1Y | 4 | South | YES | -0.000618 | 293 | 0 | 293 | 0 | 1.02 | CC | -1 | 0.21503 | 293 | 293 |  |  |  |  | -0.21503 | -63.0032 |  |  |  |  | 0 | 0
7812 | L_RIONOG1G3Y | 3 | South | YES | -0.000618 | 154 | 0 | 154 | 0 | 1.02 | CC | -1 | 0.21503 | 154 | 154 |  |  |  |  | -0.21503 | -33.1143 |  |  |  |  | 0 | 0
7810 | L_RIONOG1G1Y | 1 | South | YES | -0.000618 | 148 | 0 | 148 | 0 | 1.02 | CC | -1 | 0.21503 | 148 | 148 |  |  |  |  | -0.21503 | -31.8242 |  |  |  |  | 0 | 0
7811 | L_RIONOG1G2Y | 2 | South | YES | -0.000618 | 148 | 0 | 148 | 0 | 1.02 | CC | -1 | 0.21503 | 148 | 148 |  |  |  |  | -0.21503 | -31.8242 |  |  |  |  | 0 | 0
7624 | L_LAKEWO9_1Y | 1 | South | YES | -0.000738 | 0 | 0 | 2.4 |  | 1 | Hydro | -1 | 0.21515 | 0 | 0 |  |  |  |  | -0.21515 | 0 |  |  |  |  | 0 | 0
7624 | L_LAKEWO9_1Y | 2 | South | YES | -0.000738 | 0 | 0 | 2.4 |  | 1 | Hydro | -1 | 0.21515 | 0 | 0 |  |  |  |  | -0.21515 | 0 |  |  |  |  | 0 | 0
7017 | L_HAYSEN1_4Y | 4 | South | YES | -0.000787 | 226.7 | 74 | 226.7 | 0 | 1.008 | CC | -1 | 0.2152 | 226.7 | 226.7 |  |  |  |  | -0.2152 | -48.7852 |  |  |  |  | 0 | 0
7015 | L_HAYSEN1_2Y | 2 | South | YES | -0.000787 | 225 | 74 | 225 | 0 | 1.008 | CC | -1 | 0.2152 | 225 | 225 |  |  |  |  | -0.2152 | -48.4194 |  |  |  |  | 0 | 0
7016 | L_HAYSEN1_3Y | 3 | South | YES | -0.000787 | 224.6 | 74 | 224.6 | 0 | 1.008 | CC | -1 | 0.2152 | 224.6 | 224.6 |  |  |  |  | -0.2152 | -48.3333 |  |  |  |  | 0 | 0
7014 | L_HAYSEN1_1Y | 1 | South | YES | -0.000787 | 223.9 | 74 | 223.9 | 0 | 1.008 | CC | -1 | 0.2152 | 223.9 | 223.9 |  |  |  |  | -0.2152 | -48.1826 |  |  |  |  | 0 | 0
8189 | CUECPL2A | 1 | South | YES | -0.00079 | 12 | 0 | 12 | 0 | 1.02 | Cogen | -1 | 0.2152 | 0 | 0 |  |  |  |  | -0.2152 | 0 |  |  |  |  | 0 | 0
5503 | RAYBURNGEN3 | 1 | South | YES | -0.000893 | 17.6 | 6 | 22 | 0 | 1.0224 | GST | -1 | 0.2153 | 22 | 22 |  |  |  |  | -0.2153 | -4.7367 |  |  |  |  | 0 | 0
5505 | RAYBURNGEN1 | 1 | South | YES | -0.000893 | 0 | 1 | 11 |  | 1.0223 | GGT | -1 | 0.2153 | 11 | 11 |  |  |  |  | -0.2153 | -2.3683 |  |  |  |  | 0 | 0
5506 | RAYBURNGEN2 | 1 | South | YES | -0.000893 | 0 | 1 | 11 |  | 1.0223 | GGT | -1 | 0.2153 | 11 | 11 |  |  |  |  | -0.2153 | -2.3683 |  |  |  |  | 0 | 0
5512 | RAYBURNCC8 | 1 | South | YES | -0.001044 | 49.3 | 18.2 | 49.3 | 0 | 1.0296 | CC | -1 | 0.21545 | 49.3 | 49.3 |  |  |  |  | -0.21545 | -10.6219 |  |  |  |  | 0 | 0
5508 | RAYBURNCC9 | 1 | South | YES | -0.001044 | 47.7 | 18.2 | 47.7 | 0 | 1.0296 | CC | -1 | 0.21545 | 47.7 | 47.7 |  |  |  |  | -0.21545 | -10.2772 |  |  |  |  | 0 | 0
5511 | RAYBURNCC7 | 1 | South | YES | -0.001044 | 47.5 | 18.2 | 47.5 | 0 | 1.0296 | CC | -1 | 0.21545 | 47.5 | 47.5 |  |  |  |  | -0.21545 | -10.2341 |  |  |  |  | 0 | 0
5509 | RAYBURNCC10 | 1 | South | YES | -0.001044 | 37.3 | 5.2 | 37.3 | 0 | 1.0296 | CC | -1 | 0.21545 | 37.3 | 37.3 |  |  |  |  | -0.21545 | -8.0364 |  |  |  |  | 0 | 0
8174 | VICEC61A | 6 | South | YES | -0.001074 | 188 | 42 | 188 | 0 | 1.025 | CC | -1 | 0.21548 | 188 | 188 |  |  |  |  | -0.21548 | -40.511 |  |  |  |  | 0 | 0
8173 | VICEC51A | 5 | South | YES | -0.001074 | 144 | 18 | 144 | 0 | 1.025 | CC | -1 | 0.21548 | 144 | 144 |  |  |  |  | -0.21548 | -31.0297 |  |  |  |  | 0 | 0
7020 | L_AUSTPL1_1Y | 1 | South | YES | -0.001128 | 0 | 0 | 8 |  | 1 | Hydro | -1 | 0.21554 | 0 | 0 |  |  |  |  | -0.21554 | 0 |  |  |  |  | 0 | 0
7020 | L_AUSTPL1_1Y | 2 | South | YES | -0.001128 | 0 | 0 | 8 |  | 1 | Hydro | -1 | 0.21554 | 0 | 0 |  |  |  |  | -0.21554 | 0 |  |  |  |  | 0 | 0
8066 | DUP1V#1 | 1 | South | YES | -0.001152 | 52.3 | 0 | 73 | 0 | 1.01 | Cogen | -1 | 0.21556 | 0 | 0 |  |  |  |  | -0.21556 | 0 |  |  |  |  | 0 | 0
80224 | VISTRONG1 | 1 | South | YES | -0.001248 | 13.1 | 0 | 15 | 0 | 1.01 | Cogen | -1 | 0.21566 | 0 | 0 |  |  |  |  | -0.21566 | 0 |  |  |  |  | 0 | 0
80225 | VISTRONG2 | 2 | South | YES | -0.001248 | 20.2 | 0 | 23 | 0 | 1.01 | Cogen | -1 | 0.21566 | 0 | 0 |  |  |  |  | -0.21566 | 0 |  |  |  |  | 0 | 0
80227 | AIRCO G | 1 | South | YES | -0.001265 | 7.2 | 0 | 8 | 0 | 1.0104 | Cogen | -1 | 0.21568 | 0 | 0 |  |  |  |  | -0.21568 | 0 |  |  |  |  | 0 | 0
8147 | UCAR #2 | 10 | South | YES | -0.001329 | 18.2 | 0 | 28 |  | 1 | Cogen | -1 | 0.21574 | 0 | 0 |  |  |  |  | -0.21574 | 0 |  |  |  |  | 0 | 0
8148 | UCAR #1 | 2 | South | YES | -0.001329 | 6.1 | 0 | 7 | 0 | 1.009 | Cogen | -1 | 0.21574 | 0 | 0 |  |  |  |  | -0.21574 | 0 |  |  |  |  | 0 | 0
80137 | CSDR89 | 8 | South | YES | -0.001329 | 33.9 | 0 | 39 | 0 | 1.003 | DCTie | -1 | 0.21574 | 0 | 0 |  |  |  |  | -0.21574 | 0 |  |  |  |  | 0 | 0
80137 | CSDR89 | 9 | South | YES | -0.001329 | 15 | 0 | 15 | 0 | 1.003 | DCTie | -1 | 0.21574 | 0 | 0 |  |  |  |  | -0.21574 | 0 |  |  |  |  | 0 | 0
80138 | CSDR7 | 7 | South | YES | -0.001329 | 6.1 | 0 | 7 | 0 | 1.014 | DCTie | -1 | 0.21574 | 0 | 0 |  |  |  |  | -0.21574 | 0 |  |  |  |  | 0 | 0
80139 | CSDR56 | 5 | South | YES | -0.001329 | 15 | 0 | 15 |  | 1.0033 | DCTie | -1 | 0.21574 | 0 | 0 |  |  |  |  | -0.21574 | 0 |  |  |  |  | 0 | 0
80139 | CSDR56 | 6 | South | YES | -0.001329 | 0 | 0 | 39 |  | 1.0033 | DCTie | -1 | 0.21574 | 0 | 0 |  |  |  |  | -0.21574 | 0 |  |  |  |  | 0 | 0
80140 | CSDR11 | 11 | South | YES | -0.001329 | 33.9 | 0 | 39 | 0 | 1.03 | DCTie | -1 | 0.21574 | 0 | 0 |  |  |  |  | -0.21574 | 0 |  |  |  |  | 0 | 0
9020 | SANDHG5A | 5A | South | YES | -0.00136 | 150 | 84 | 155 | 0 | 1.0175 | CC | -1 | 0.21577 | 155 | 155 |  |  |  |  | -0.21577 | -33.4444 |  |  |  |  | 0 | 0
9021 | SANDHG5C | 5C | South | YES | -0.00136 | 140 | 0 | 148 | 0 | 1.0175 | CC | -1 | 0.21577 | 148 | 148 |  |  |  |  | -0.21577 | -31.934 |  |  |  |  | 0 | 0
9016 | SANDH_G1 | 1 | South | YES | -0.00136 | 45 | 2 | 49 | 0 | 1.0175 | GGT | -1 | 0.21577 | 49 | 49 |  |  |  |  | -0.21577 | -10.5727 |  |  |  |  | 0 | 0
9019 | SANDH_G4 | 4 | South | YES | -0.00136 | 0 | 2 | 47 |  | 1.0175 | GGT | -1 | 0.21577 | 47 | 47 |  |  |  |  | -0.21577 | -10.1412 |  |  |  |  | 0 | 0
9017 | SANDH_G2 | 2 | South | YES | -0.00136 | 45 | 2 | 46 | 0 | 1.0175 | GGT | -1 | 0.21577 | 46 | 46 |  |  |  |  | -0.21577 | -9.9254 |  |  |  |  | 0 | 0
9018 | SANDH_G3 | 3 | South | YES | -0.00136 | 45 | 2 | 46 | 0 | 1.0175 | GGT | -1 | 0.21577 | 46 | 46 |  |  |  |  | -0.21577 | -9.9254 |  |  |  |  | 0 | 0
9001 | DECKR_G2 | 2 | South | YES | -0.001362 | 400 | 50 | 426 | 0 | 1.015 | GST | -1 | 0.21577 | 426 | 426 |  |  |  |  | -0.21577 | -91.9189 |  |  |  |  | 0 | 0
9000 | DECKR_G1 | 1 | South | YES | -0.001362 | 280 | 50 | 321 | 0 | 1.015 | GST | -1 | 0.21577 | 321 | 321 |  |  |  |  | -0.21577 | -69.2628 |  |  |  |  | 0 | 0
9005 | DECKR_G6 | 6 | South | YES | -0.001521 | 44 | 24 | 47 | 0 | 1.015 | GGT | -1 | 0.21593 | 47 | 47 |  |  |  |  | -0.21593 | -10.1488 |  |  |  |  | 0 | 0
9003 | DECKR_G4 | 4 | South | YES | -0.001521 | 44 | 24 | 44 | 0 | 1.015 | GGT | -1 | 0.21593 | 44 | 44 |  |  |  |  | -0.21593 | -9.501 |  |  |  |  | 0 | 0
9004 | DECKR_G5 | 5 | South | YES | -0.001521 | 44 | 24 | 44 | 0 | 1.015 | GGT | -1 | 0.21593 | 44 | 44 |  |  |  |  | -0.21593 | -9.501 |  |  |  |  | 0 | 0
9002 | DECKR_G3 | 3 | South | YES | -0.001521 | 0 | 24 | 42 |  | 1.015 | GGT | -1 | 0.21593 | 42 | 42 |  |  |  |  | -0.21593 | -9.0691 |  |  |  |  | 0 | 0
80226 | ALCOA G | 1 | South | YES | -0.00163 | 32.3 | 5 | 48 | 0 | 1.015 | Cogen | -1 | 0.21604 | 0 | 0 |  |  |  |  | -0.21604 | 0 |  |  |  |  | 0 | 0
8134 | FOR #1 | 1 | South | YES | -0.00171 | 54.1 | 45 | 79 | 0 | 1 | Cogen | -1 | 0.21612 | 0 | 0 |  |  |  |  | -0.21612 | 0 |  |  |  |  | 0 | 0
8138 | FOR #2 | 2 | South | YES | -0.00171 | 63.1 | 45 | 81 | 0 | 1 | Cogen | -1 | 0.21612 | 0 | 0 |  |  |  |  | -0.21612 | 0 |  |  |  |  | 0 | 0
8153 | FOR #3 | 3 | South | YES | -0.00171 | 63.1 | 45 | 79.9 | 0 | 1 | Cogen | -1 | 0.21612 | 0 | 0 |  |  |  |  | -0.21612 | 0 |  |  |  |  | 0 | 0
8154 | FOR #4 | 4 | South | YES | -0.00171 | 63.1 | 60 | 80 | 0 | 1 | Cogen | -1 | 0.21612 | 0 | 0 |  |  |  |  | -0.21612 | 0 |  |  |  |  | 0 | 0
8155 | FOR #5 | 5 | South | YES | -0.00171 | 63.1 | 60 | 78.4 | 0 | 1 | Cogen | -1 | 0.21612 | 0 | 0 |  |  |  |  | -0.21612 | 0 |  |  |  |  | 0 | 0
8156 | FOR #6 | 6 | South | YES | -0.00171 | 24.9 | 5 | 25 | 0 | 1 | Cogen | -1 | 0.21612 | 0 | 0 |  |  |  |  | -0.21612 | 0 |  |  |  |  | 0 | 0
8157 | FOR #7 | 7 | South | YES | -0.00171 | 28.8 | 5 | 46 | 0 | 1 | Cogen | -1 | 0.21612 | 0 | 0 |  |  |  |  | -0.21612 | 0 |  |  |  |  | 0 | 0
80051 | FOR #8 | 8 | South | YES | -0.00171 | 28 | 28 | 28 |  | 1 | Cogen | -1 | 0.21612 | 0 | 0 |  |  |  |  | -0.21612 | 0 |  |  |  |  | 0 | 0
80052 | FOR #9 | 9 | South | YES | -0.00171 | 29.7 | 5 | 43.6 | 0 | 1 | Cogen | -1 | 0.21612 | 0 | 0 |  |  |  |  | -0.21612 | 0 |  |  |  |  | 0 | 0
80053 | FOR #10 | 10 | South | YES | -0.00171 | 68.4 | 45 | 75 | 0 | 1 | Cogen | -1 | 0.21612 | 0 | 0 |  |  |  |  | -0.21612 | 0 |  |  |  |  | 0 | 0
7006 | L_SIMGID1_3Y | 3 | South | YES | -0.001937 | 324.9 | 60 | 329 | 0 | 1.02 | GST | -1 | 0.21635 | 329 | 329 |  |  |  |  | -0.21635 | -71.1782 |  |  |  |  | 0 | 0
7005 | L_SIMGID1_2Y | 2 | South | YES | -0.001937 | 133 | 32 | 139 | 0 | 1.02 | GST | -1 | 0.21635 | 139 | 139 |  |  |  |  | -0.21635 | -30.0722 |  |  |  |  | 0 | 0
7004 | L_SIMGID1_1Y | 1 | South | YES | -0.001937 | 132 | 40 | 132 | 0 | 1.02 | GST | -1 | 0.21635 | 132 | 132 |  |  |  |  | -0.21635 | -28.5578 |  |  |  |  | 0 | 0
7809 | L_BASTEN1_3Y | 1 | South | YES | -0.002339 | 232.6 | 42 | 232.6 | 0 | 1.004 | CC | -1 | 0.21675 | 232.6 | 232.6 |  |  |  |  | -0.21675 | -50.4158 |  |  |  |  | 0 | 0
7807 | L_BASTEN1_1Y | 1 | South | YES | -0.002339 | 152.5 | 83.5 | 152.5 | 0 | 1.004 | CC | -1 | 0.21675 | 152.5 | 152.5 |  |  |  |  | -0.21675 | -33.0542 |  |  |  |  | 0 | 0
7808 | L_BASTEN1_2Y | 1 | South | YES | -0.002339 | 149.5 | 83.5 | 149.5 | 0 | 1.004 | CC | -1 | 0.21675 | 149.5 | 149.5 |  |  |  |  | -0.21675 | -32.404 |  |  |  |  | 0 | 0
7303 | L_WPPGS12_1Y | 1 | South | YES | -0.002405 | 50 | 0 | 50 | 0 | 1.025 | GGT | -1 | 0.21682 | 50 | 50 |  |  |  |  | -0.21682 | -10.8408 |  |  |  |  | 0 | 0
7303 | L_WPPGS12_1Y | 2 | South | YES | -0.002405 | 50 | 0 | 50 | 0 | 1.025 | GGT | -1 | 0.21682 | 50 | 50 |  |  |  |  | -0.21682 | -10.8408 |  |  |  |  | 0 | 0
7305 | L_WPPGS34_1Y | 3 | South | YES | -0.002405 | 50 | 0 | 50 | 0 | 1.025 | GGT | -1 | 0.21682 | 50 | 50 |  |  |  |  | -0.21682 | -10.8408 |  |  |  |  | 0 | 0
7305 | L_WPPGS34_1Y | 4 | South | YES | -0.002405 | 50 | 0 | 50 | 0 | 1.025 | GGT | -1 | 0.21682 | 50 | 50 |  |  |  |  | -0.21682 | -10.8408 |  |  |  |  | 0 | 0
7009 | L_LOSTPI1_3Y | 3 | South | YES | -0.002744 | 173.9 | 72 | 175 | 0 | 1 | CC | -1 | 0.21715 | 175 | 175 |  |  |  |  | -0.21715 | -38.002 |  |  |  |  | 0 | 0
7008 | L_LOSTPI1_2Y | 2 | South | YES | -0.002744 | 157.7 | 107 | 160 | 0 | 1 | CC | -1 | 0.21715 | 160 | 160 |  |  |  |  | -0.21715 | -34.7447 |  |  |  |  | 0 | 0
7007 | L_LOSTPI1_1Y | 1 | South | YES | -0.002744 | 158.6 | 110 | 158 | 0 | 1 | CC | -1 | 0.21715 | 158 | 158 |  |  |  |  | -0.21715 | -34.3103 |  |  |  |  | 0 | 0
7012 | L_FPPYD21_3Y | 3 | South | YES | -0.002781 | 427.5 | 200 | 436 | 0 | 1.02 | LIGCO | -1 | 0.21719 | 0 | 436 |  |  |  |  | -0.21719 | 0 |  |  |  |  | 0 | 0
7010 | L_FPPYD11_1Y | 1 | South | YES | -0.002782 | 547.4 | 200 | 606 | 0 | 1.02 | LIGCO | -1 | 0.21719 | 0 | 606 |  |  |  |  | -0.21719 | 0 |  |  |  |  | 0 | 0
7011 | L_FPPYD11_2Y | 2 | South | YES | -0.002782 | 552.2 | 200 | 598 | 0 | 1.02 | LIGCO | -1 | 0.21719 | 0 | 598 |  |  |  |  | -0.21719 | 0 |  |  |  |  | 0 | 0
3432 | SANDOW_4G | 4 | South | YES | -0.004066 | 580 | 225 | 580 |  | 1.029 | LIGCO | -1 | 0.21848 | 0 | 580 |  |  |  |  | -0.21848 | 0 |  |  |  |  | 0 | 0
5911 | STP_GN1___1 | 1 | Houston | YES | -0.004402 | 1333 | 1249 | 1333 | 0 | 1.0406 | Nuc | -1 | 0.21881 | 0 | 0 |  |  |  |  | -0.21881 | 0 |  |  |  |  | 0 | 0
5912 | STP_GN2___2 | 2 | Houston | YES | -0.004402 | 1332 | 1249 | 1332 | 0 | 1.0406 | Nuc | -1 | 0.21881 | 0 | 0 |  |  |  |  | -0.21881 | 0 |  |  |  |  | 0 | 0
48733 | CBE_ST12 | 1 | Houston | YES | -0.00451 | 105 | 0 | 105 | 0 | 1.029 | CC | -1 | 0.21892 | 105 | 105 |  |  |  |  | -0.21892 | -22.9866 |  |  |  |  | 0 | 0
48736 | CBE_ST34 | 1 | Houston | YES | -0.00451 | 105 | 0 | 105 | 0 | 1.029 | CC | -1 | 0.21892 | 105 | 105 |  |  |  |  | -0.21892 | -22.9866 |  |  |  |  | 0 | 0
48731 | CBE_GT1 | 1 | Houston | YES | -0.00451 | 76 | 0 | 76 | 0 | 1.029 | CC | -1 | 0.21892 | 76 | 76 |  |  |  |  | -0.21892 | -16.6379 |  |  |  |  | 0 | 0
48732 | CBE_GT2 | 1 | Houston | YES | -0.00451 | 76 | 0 | 76 | 0 | 1.029 | CC | -1 | 0.21892 | 76 | 76 |  |  |  |  | -0.21892 | -16.6379 |  |  |  |  | 0 | 0
48734 | CBE_GT3 | 1 | Houston | YES | -0.00451 | 76 | 0 | 76 | 0 | 1.029 | CC | -1 | 0.21892 | 76 | 76 |  |  |  |  | -0.21892 | -16.6379 |  |  |  |  | 0 | 0
48735 | CBE_GT4 | 1 | Houston | YES | -0.00451 | 76 | 0 | 76 | 0 | 1.029 | CC | -1 | 0.21892 | 76 | 76 |  |  |  |  | -0.21892 | -16.6379 |  |  |  |  | 0 | 0
48911 | TGF_GT1_8000 | 1 | Houston | YES | -0.004622 | 69.2 | 0 | 69.2 |  | 1.029 | Cogen | -1 | 0.21903 | 0 | 0 |  |  |  |  | -0.21903 | 0 |  |  |  |  | 0 | 0
13432 | SANDOW_5G | 5 | South | YES | -0.00518 | 581 | 225 | 581 |  | 1.029 | LIGCO | -1 | 0.21959 | 0 | 581 |  |  |  |  | -0.21959 | 0 |  |  |  |  | 0 | 0
49851 | DOW17000 | 37 | Houston | YES | -0.005303 | 39 | 0 | 62 | 0 | 1 | Cogen | -1 | 0.21971 | 0 | 0 |  |  |  |  | -0.21971 | 0 |  |  |  |  | 0 | 0
49858 | DOW38100 | 31 | Houston | YES | -0.005303 | 45 | 0 | 71.4 |  | 1 | Cogen | -1 | 0.21971 | 0 | 0 |  |  |  |  | -0.21971 | 0 |  |  |  |  | 0 | 0
49859 | DOW38200 | 33 | Houston | YES | -0.005303 | 28 | 0 | 45 | 0 | 1 | Cogen | -1 | 0.21971 | 0 | 0 |  |  |  |  | -0.21971 | 0 |  |  |  |  | 0 | 0
49860 | DOW38300 | 32 | Houston | YES | -0.005303 | 63 | 0 | 101 |  | 1 | Cogen | -1 | 0.21971 | 0 | 0 |  |  |  |  | -0.21971 | 0 |  |  |  |  | 0 | 0
49862 | DOW39100 | 36 | Houston | YES | -0.005303 | 54 | 0 | 86 | 0 | 1 | Cogen | -1 | 0.21971 | 0 | 0 |  |  |  |  | -0.21971 | 0 |  |  |  |  | 0 | 0
49863 | DOW39200 | 35 | Houston | YES | -0.005303 | 55 | 0 | 88 | 0 | 1 | Cogen | -1 | 0.21971 | 0 | 0 |  |  |  |  | -0.21971 | 0 |  |  |  |  | 0 | 0
49865 | DOW41000 | 41 | Houston | YES | -0.005303 | 31 | 0 | 50 |  | 1 | Cogen | -1 | 0.21971 | 0 | 0 |  |  |  |  | -0.21971 | 0 |  |  |  |  | 0 | 0
49866 | DOW42000 | 42 | Houston | YES | -0.005303 | 11 | 0 | 18 |  | 1 | Cogen | -1 | 0.21971 | 0 | 0 |  |  |  |  | -0.21971 | 0 |  |  |  |  | 0 | 0
49869 | DOW49000 | 45 | Houston | YES | -0.005303 | 59 | 0 | 94 |  | 1 | Cogen | -1 | 0.21971 | 0 | 0 |  |  |  |  | -0.21971 | 0 |  |  |  |  | 0 | 0
49870 | DOW61000 | 61 | Houston | YES | -0.005303 | 44 | 0 | 70 | 0 | 1 | Cogen | -1 | 0.21971 | 0 | 0 |  |  |  |  | -0.21971 | 0 |  |  |  |  | 0 | 0
49871 | DOW62000 | 62 | Houston | YES | -0.005303 | 40 | 0 | 63 | 0 | 1 | Cogen | -1 | 0.21971 | 0 | 0 |  |  |  |  | -0.21971 | 0 |  |  |  |  | 0 | 0
49872 | DOW63000 | 63 | Houston | YES | -0.005303 | 45 | 0 | 72 | 0 | 1 | Cogen | -1 | 0.21971 | 0 | 0 |  |  |  |  | -0.21971 | 0 |  |  |  |  | 0 | 0
49873 | DOW64000 | 64 | Houston | YES | -0.005303 | 41 | 0 | 64.8 | 0 | 1 | Cogen | -1 | 0.21971 | 0 | 0 |  |  |  |  | -0.21971 | 0 |  |  |  |  | 0 | 0
49876 | DOW65000 | 65 | Houston | YES | -0.005303 | 63 | 0 | 101 | 0 | 1 | Cogen | -1 | 0.21971 | 0 | 0 |  |  |  |  | -0.21971 | 0 |  |  |  |  | 0 | 0
49877 | DOW66000 | 66 | Houston | YES | -0.005303 | 61 | 0 | 97 | 0 | 1 | Cogen | -1 | 0.21971 | 0 | 0 |  |  |  |  | -0.21971 | 0 |  |  |  |  | 0 | 0
49878 | DOW67000 | 67 | Houston | YES | -0.005303 | 65 | 0 | 103 | 0 | 1 | Cogen | -1 | 0.21971 | 0 | 0 |  |  |  |  | -0.21971 | 0 |  |  |  |  | 0 | 0
49882 | DOW81000 | 81 | Houston | YES | -0.005303 | 47 | 0 | 76 | 0 | 1 | Cogen | -1 | 0.21971 | 0 | 0 |  |  |  |  | -0.21971 | 0 |  |  |  |  | 0 | 0
49884 | DOW82000 | 82 | Houston | YES | -0.005303 | 51 | 0 | 80 | 0 | 1 | Cogen | -1 | 0.21971 | 0 | 0 |  |  |  |  | -0.21971 | 0 |  |  |  |  | 0 | 0
49885 | DOW83000 | 83 | Houston | YES | -0.005303 | 51 | 0 | 80 | 0 | 1 | Cogen | -1 | 0.21971 | 0 | 0 |  |  |  |  | -0.21971 | 0 |  |  |  |  | 0 | 0
49886 | DOW84000 | 84 | Houston | YES | -0.005303 | 107 | 0 | 171 | 0 | 0.98 | Cogen | -1 | 0.21971 | 0 | 0 |  |  |  |  | -0.21971 | 0 |  |  |  |  | 0 | 0
48520 | BSF_GT1_8070 | 1 | Houston | YES | -0.005467 | 72 | 0 | 72 | 0 | 1.0326 | Cogen | -1 | 0.21988 | 0 | 0 |  |  |  |  | -0.21988 | 0 |  |  |  |  | 0 | 0
48520 | BSF_GT1_8070 | 2 | Houston | YES | -0.005467 | 10 | 0 | 10 | 0 | 1.0326 | Cogen | -1 | 0.21988 | 0 | 0 |  |  |  |  | -0.21988 | 0 |  |  |  |  | 0 | 0
39760 | TNSCLP1___8 | 1 | Houston | YES | -0.005605 | 93.4 | 20 | 116.8 | 0 | 1.04 | Cogen | -1 | 0.22002 | 0 | 0 |  |  |  |  | -0.22002 | 0 |  |  |  |  | 0 | 0
39770 | TNSCLP2___8 | 1 | Houston | YES | -0.005605 | 91.6 | 20 | 114.5 | 0 | 1.04 | Cogen | -1 | 0.22002 | 0 | 0 |  |  |  |  | -0.22002 | 0 |  |  |  |  | 0 | 0
39775 | TNSCLP4___8 | 1 | Houston | YES | -0.005605 | 95.2 | 20 | 119 | 0 | 1.04 | Cogen | -1 | 0.22002 | 0 | 0 |  |  |  |  | -0.22002 | 0 |  |  |  |  | 0 | 0
39790 | TNSCLP3___8 | 1 | Houston | YES | -0.005605 | 87.6 | 20 | 109.5 | 0 | 1.027 | Cogen | -1 | 0.22002 | 0 | 0 |  |  |  |  | -0.22002 | 0 |  |  |  |  | 0 | 0
48730 | MNS_GT | 1 | Houston | YES | -0.006059 | 43 | 0 | 46.1 |  | 1.029 | Cogen | -1 | 0.22047 | 0 | 0 |  |  |  |  | -0.22047 | 0 |  |  |  |  | 0 | 0
48926 | WAP_GN6_6 | 6 | Houston | YES | -0.00609 | 651 | 280 | 651 |  | 1.035 | LIGCO | -1 | 0.2205 | 0 | 651 |  |  |  |  | -0.2205 | 0 |  |  |  |  | 0 | 0
48927 | WAP_GN7_7 | 7 | Houston | YES | -0.00609 | 564 | 277 | 564 |  | 1.035 | LIGCO | -1 | 0.2205 | 0 | 564 |  |  |  |  | -0.2205 | 0 |  |  |  |  | 0 | 0
48928 | WAP_GN8_8 | 8 | Houston | YES | -0.00609 | 603 | 275 | 603 |  | 1.035 | LIGCO | -1 | 0.2205 | 0 | 603 |  |  |  |  | -0.2205 | 0 |  |  |  |  | 0 | 0
48523 | BVE_ST1_GN1 | 3 | Houston | YES | -0.006093 | 252.4 | 0 | 252.4 |  | 1.035 | CC | -1 | 0.2205 | 252.4 | 252.4 |  |  |  |  | -0.2205 | -55.655 |  |  |  |  | 0 | 0
48521 | BVE_GT1_GT1 | 1 | Houston | YES | -0.006093 | 167.7 | 0 | 167.7 |  | 1.035 | CC | -1 | 0.2205 | 167.7 | 167.7 |  |  |  |  | -0.2205 | -36.9784 |  |  |  |  | 0 | 0
48522 | BVE_GT2_5035 | 2 | Houston | YES | -0.006093 | 166.4 | 0 | 166.4 |  | 1.035 | CC | -1 | 0.2205 | 166.4 | 166.4 |  |  |  |  | -0.2205 | -36.6917 |  |  |  |  | 0 | 0
48510 | AK_GT1__8040 | 1 | Houston | YES | -0.006127 | 33.4 | 8.1 | 34 |  | 1.029 | Cogen | -1 | 0.22054 | 0 | 0 |  |  |  |  | -0.22054 | 0 |  |  |  |  | 0 | 0
48924 | WAP_GN4_4 | 4 | Houston | YES | -0.006178 | 546 | 217 | 546 | 0 | 1.0362 | GSC | -1 | 0.22059 | 546 | 546 |  |  |  |  | -0.22059 | -120.4411 |  |  |  |  | 0 | 0
48923 | WAP_GN3_3 | 3 | Houston | YES | -0.006178 | 198.4 | 93 | 248 | 0 | 1.0362 | GST | -1 | 0.22059 | 248 | 248 |  |  |  |  | -0.22059 | -54.7059 |  |  |  |  | 0 | 0
48921 | WAP_GN1_1 | 1 | Houston | YES | -0.006178 | 132.8 | 37 | 166 | 0 | 1.0362 | GST | -1 | 0.22059 | 166 | 166 |  |  |  |  | -0.22059 | -36.6176 |  |  |  |  | 0 | 0
48922 | WAP_GN2_2 | 2 | Houston | YES | -0.006178 | 132.8 | 37 | 166 | 0 | 1.0362 | GST | -1 | 0.22059 | 166 | 166 |  |  |  |  | -0.22059 | -36.6176 |  |  |  |  | 0 | 0
48929 | WAPGT21_GT1 | B1 | Houston | YES | -0.006178 | 0 | 0 | 13 |  | 1.05 | GGT | -1 | 0.22059 | 13 | 13 |  |  |  |  | -0.22059 | -2.8676 |  |  |  |  | 0 | 0
48925 | WAP_GN5_5 | 5 | Houston | YES | -0.006178 | 618.8 | 278 | 654 | 0 | 0.985 | LIGCO | -1 | 0.22059 | 0 | 654 |  |  |  |  | -0.22059 | 0 |  |  |  |  | 0 | 0
38580 | TNBP_CGN1_8 | 1 | Houston | YES | -0.006429 | 70.8 | 0 | 70.8 | 0 | 1.005 | Cogen | -1 | 0.22084 | 0 | 0 |  |  |  |  | -0.22084 | 0 |  |  |  |  | 0 | 0
38590 | TNBP_CGN2_8 | 2 | Houston | YES | -0.006429 | 66.7 | 0 | 66.7 | 0 | 1.005 | Cogen | -1 | 0.22084 | 0 | 0 |  |  |  |  | -0.22084 | 0 |  |  |  |  | 0 | 0
38600 | TNBP_CGN3_8 | 5 | Houston | YES | -0.006429 | 53 | 0 | 53 | 0 | 1.005 | Cogen | -1 | 0.22084 | 0 | 0 |  |  |  |  | -0.22084 | 0 |  |  |  |  | 0 | 0
38611 | TNBPAMCG1_8 | 1 | Houston | YES | -0.006429 | 153.2 | 0 | 153.2 | 0 | 1.005 | Cogen | -1 | 0.22084 | 0 | 0 |  |  |  |  | -0.22084 | 0 |  |  |  |  | 0 | 0
38612 | TNBPAMCG2_8 | 2 | Houston | YES | -0.006429 | 153.5 | 0 | 153.5 | 0 | 1.005 | Cogen | -1 | 0.22084 | 0 | 0 |  |  |  |  | -0.22084 | 0 |  |  |  |  | 0 | 0
38613 | TNBPAMCG3_8 | 3 | Houston | YES | -0.006429 | 152.3 | 0 | 152.3 | 0 | 1.005 | Cogen | -1 | 0.22084 | 0 | 0 |  |  |  |  | -0.22084 | 0 |  |  |  |  | 0 | 0
38614 | TNBPAMCG4_8 | 4 | Houston | YES | -0.006429 | 96 | 0 | 96 |  | 1.005 | Cogen | -1 | 0.22084 | 0 | 0 |  |  |  |  | -0.22084 | 0 |  |  |  |  | 0 | 0
38615 | TNBPAMCG5_8 | 1 | Houston | YES | -0.006429 | 244 | 0 | 244 | 0 | 1.005 | Cogen | -1 | 0.22084 | 0 | 0 |  |  |  |  | -0.22084 | 0 |  |  |  |  | 0 | 0
38690 | TNBP_CGN4_8 | 3 | Houston | YES | -0.006429 | 40 | 0 | 40 |  | 1.005 | Cogen | -1 | 0.22084 | 0 | 0 |  |  |  |  | -0.22084 | 0 |  |  |  |  | 0 | 0
38711 | TNTXCTY1CG8 | 1 | Houston | YES | -0.006429 | 100.3 | 59 | 100.3 | 0 | 1 | Cogen | -1 | 0.22084 | 0 | 0 |  |  |  |  | -0.22084 | 0 |  |  |  |  | 0 | 0
38712 | TNTXCTY2CG8 | 1 | Houston | YES | -0.006429 | 92.9 | 59 | 92.9 | 0 | 1 | Cogen | -1 | 0.22084 | 0 | 0 |  |  |  |  | -0.22084 | 0 |  |  |  |  | 0 | 0
38713 | TNTXCTY3CG8 | 1 | Houston | YES | -0.006429 | 102.7 | 59 | 102.7 | 0 | 1 | Cogen | -1 | 0.22084 | 0 | 0 |  |  |  |  | -0.22084 | 0 |  |  |  |  | 0 | 0
38714 | TNTXCTY4CG8 | 1 | Houston | YES | -0.006429 | 103 | 59 | 103 | 0 | 1 | Cogen | -1 | 0.22084 | 0 | 0 |  |  |  |  | -0.22084 | 0 |  |  |  |  | 0 | 0
39470 | TNDOWCGNSG8 | 1 | Houston | YES | -0.006429 | 32 | 10 | 32 | 0 | 0.985 | Cogen | -1 | 0.22084 | 0 | 0 |  |  |  |  | -0.22084 | 0 |  |  |  |  | 0 | 0
39480 | TNDOWCGNGG8 | 1 | Houston | YES | -0.006429 | 30 | 10 | 30 | 0 | 0.985 | Cogen | -1 | 0.22084 | 0 | 0 |  |  |  |  | -0.22084 | 0 |  |  |  |  | 0 | 0
48772 | PHR_GN2_2 | MB | Houston | YES | -0.006549 | 0 | 72 | 459 |  | 1.0362 | GSC | -1 | 0.22096 | 0 | 0 |  |  |  |  | -0.22096 | 0 |  |  |  |  | 0 | 0
48561 | CTL_GT2_8130 | 1 | Houston | YES | -0.006635 | 73.5 | 30.3 | 91.9 |  | 1.0362 | Cogen | -1 | 0.22105 | 0 | 0 |  |  |  |  | -0.22105 | 0 |  |  |  |  | 0 | 0
48562 | CTL_GT3_8135 | 2 | Houston | YES | -0.006635 | 70.1 | 30.3 | 87.6 |  | 1.0362 | Cogen | -1 | 0.22105 | 0 | 0 |  |  |  |  | -0.22105 | 0 |  |  |  |  | 0 | 0
48563 | CTL_GT4_8140 | 3 | Houston | YES | -0.006635 | 69.6 | 30.3 | 87 |  | 1.0362 | Cogen | -1 | 0.22105 | 0 | 0 |  |  |  |  | -0.22105 | 0 |  |  |  |  | 0 | 0
48564 | CTL_GN1_8145 | 4 | Houston | YES | -0.006635 | 43.6 | 12.9 | 54.5 |  | 1.0362 | Cogen | -1 | 0.22105 | 0 | 0 |  |  |  |  | -0.22105 | 0 |  |  |  |  | 0 | 0
48565 | CTL_GN2_8155 | 5 | Houston | YES | -0.006635 | 9.8 | 3.4 | 12.2 |  | 1.0362 | Cogen | -1 | 0.22105 | 0 | 0 |  |  |  |  | -0.22105 | 0 |  |  |  |  | 0 | 0
48531 | BYU_GT1_8075 | 1 | Houston | YES | -0.006667 | 65 | 0 | 65 |  | 1.0362 | Cogen | -1 | 0.22108 | 0 | 0 |  |  |  |  | -0.22108 | 0 |  |  |  |  | 0 | 0
48532 | BYU_GT2_8055 | 2 | Houston | YES | -0.006667 | 62 | 0 | 62 |  | 1.0362 | Cogen | -1 | 0.22108 | 0 | 0 |  |  |  |  | -0.22108 | 0 |  |  |  |  | 0 | 0
48533 | BYU_GT3_8060 | 3 | Houston | YES | -0.006667 | 67 | 0 | 67 |  | 1.0362 | Cogen | -1 | 0.22108 | 0 | 0 |  |  |  |  | -0.22108 | 0 |  |  |  |  | 0 | 0
48534 | BYU_GT4_8065 | 4 | Houston | YES | -0.006667 | 65 | 0 | 65 |  | 1.0362 | Cogen | -1 | 0.22108 | 0 | 0 |  |  |  |  | -0.22108 | 0 |  |  |  |  | 0 | 0
48693 | GBY_83841065 | E | Houston | YES | -0.006716 | 45.6 | 20 | 57 | 0 | 1.0362 | GGT | -1 | 0.22113 | 57 | 57 |  |  |  |  | -0.22113 | -12.6042 |  |  |  |  | 0 | 0
48692 | GBY_81821075 | D | Houston | YES | -0.006716 | 44 | 20 | 55 | 0 | 1.0362 | GGT | -1 | 0.22113 | 55 | 55 |  |  |  |  | -0.22113 | -12.1619 |  |  |  |  | 0 | 0
48693 | GBY_83841065 | F | Houston | YES | -0.006716 | 43.2 | 20 | 54 | 0 | 1.0362 | GGT | -1 | 0.22113 | 54 | 54 |  |  |  |  | -0.22113 | -11.9408 |  |  |  |  | 0 | 0
48691 | GBY_73741085 | A | Houston | YES | -0.006716 | 37.6 | 20 | 47 | 0 | 1.0362 | GGT | -1 | 0.22113 | 47 | 47 |  |  |  |  | -0.22113 | -10.3929 |  |  |  |  | 0 | 0
48691 | GBY_73741085 | B | Houston | YES | -0.006716 | 37.6 | 20 | 47 | 0 | 1.0362 | GGT | -1 | 0.22113 | 47 | 47 |  |  |  |  | -0.22113 | -10.3929 |  |  |  |  | 0 | 0
48692 | GBY_81821075 | C | Houston | YES | -0.006716 | 37.6 | 20 | 47 | 0 | 1.0362 | GGT | -1 | 0.22113 | 47 | 47 |  |  |  |  | -0.22113 | -10.3929 |  |  |  |  | 0 | 0
48841 | SJS_GT1_GT1 | 1 | Houston | YES | -0.006727 | 62.4 | 49 | 78 | 0 | 1.0362 | Cogen | -1 | 0.22114 | 0 | 0 |  |  |  |  | -0.22114 | 0 |  |  |  |  | 0 | 0
48842 | SJS_GT2_GT2 | 2 | Houston | YES | -0.006727 | 64.8 | 49 | 81 | 0 | 1.0362 | Cogen | -1 | 0.22114 | 0 | 0 |  |  |  |  | -0.22114 | 0 |  |  |  |  | 0 | 0
48645 | DPEC_ST55065 | 5 | Houston | YES | -0.00674 | 282 | 0 | 282 | 0 | 1.0319 | CC | -1 | 0.22115 | 282 | 282 |  |  |  |  | -0.22115 | -62.3643 |  |  |  |  | 0 | 0
48641 | DPEC_GT15040 | 1 | Houston | YES | -0.00674 | 163.2 | 98 | 163.2 | 0 | 1.0319 | CC | -1 | 0.22115 | 163.2 | 163.2 |  |  |  |  | -0.22115 | -36.0917 |  |  |  |  | 0 | 0
48643 | DPEC_GT35010 | 3 | Houston | YES | -0.00674 | 157.5 | 98 | 157.5 | 0 | 1.0319 | CC | -1 | 0.22115 | 157.5 | 157.5 |  |  |  |  | -0.22115 | -34.8311 |  |  |  |  | 0 | 0
48642 | DPEC_GT25025 | 2 | Houston | YES | -0.00674 | 157.1 | 98 | 157.1 | 0 | 1.0319 | CC | -1 | 0.22115 | 157.1 | 157.1 |  |  |  |  | -0.22115 | -34.7427 |  |  |  |  | 0 | 0
48644 | DPEC_GT45070 | 4 | Houston | YES | -0.00674 | 157 | 98 | 157 | 0 | 1.0319 | CC | -1 | 0.22115 | 157 | 157 |  |  |  |  | -0.22115 | -34.7206 |  |  |  |  | 0 | 0
48761 | PR_GT1__9040 | 1 | Houston | YES | -0.006759 | 26 | 0 | 35 |  | 1 | Cogen | -1 | 0.22117 | 0 | 0 |  |  |  |  | -0.22117 | 0 |  |  |  |  | 0 | 0
48855 | SRB_GT211035 | B1 | Houston | YES | -0.006773 | 0 | 0 | 18 |  | 1.014 | GGT | -1 | 0.22118 | 18 | 18 |  |  |  |  | -0.22118 | -3.9813 |  |  |  |  | 0 | 0
48855 | SRB_GT211035 | B2 | Houston | YES | -0.006773 | 0 | 0 | 12 |  | 1.014 | GGT | -1 | 0.22118 | 12 | 12 |  |  |  |  | -0.22118 | -2.6542 |  |  |  |  | 0 | 0
48852 | SRB_GN2_2 | 2 | Houston | YES | -0.006774 | 140.8 | 26 | 176 | 0 | 1.0217 | GST | -1 | 0.22118 | 176 | 176 |  |  |  |  | -0.22118 | -38.9284 |  |  |  |  | 0 | 0
48851 | SRB_GN1_1 | 1 | Houston | YES | -0.006775 | 132 | 26 | 165 | 0 | 1.0217 | GST | -1 | 0.22119 | 165 | 165 |  |  |  |  | -0.22119 | -36.4955 |  |  |  |  | 0 | 0
48551 | CAL_GT1_8045 | 1 | Houston | YES | -0.006776 | 149 | 0 | 149 | 0 | 1.0326 | Cogen | -1 | 0.22119 | 0 | 0 |  |  |  |  | -0.22119 | 0 |  |  |  |  | 0 | 0
48552 | CAL_ST1_8000 | 2 | Houston | YES | -0.006776 | 65.1 | 0 | 65.1 | 0 | 1.0326 | Cogen | -1 | 0.22119 | 0 | 0 |  |  |  |  | -0.22119 | 0 |  |  |  |  | 0 | 0
48853 | SRB_GN3_3 | 3 | Houston | YES | -0.006779 | 170.4 | 35 | 213 |  | 1.0326 | GST | -1 | 0.22119 | 213 | 213 |  |  |  |  | -0.22119 | -47.1133 |  |  |  |  | 0 | 0
48845 | SOL_GT1 | 1 | Houston | YES | -0.006779 | 16.2 | 15.4 | 16.2 |  | 1.0326 | Solar | -1 | 0.22119 | 16.2 | 16.2 |  |  |  |  | -0.22119 | -3.5833 |  |  |  |  | 0 | 0
48854 | SRB_GN4_4 | 4 | Houston | YES | -0.00678 | 182.4 | 35 | 228 | 0 | 1.0326 | GST | -1 | 0.22119 | 228 | 228 |  |  |  |  | -0.22119 | -50.4313 |  |  |  |  | 0 | 0
48611 | DIB_GT1_8080 | 1 | Houston | YES | -0.00678 | 64 | 0 | 64 | 0 | 1.0326 | Cogen | -1 | 0.22119 | 0 | 0 |  |  |  |  | -0.22119 | 0 |  |  |  |  | 0 | 0
48612 | DIB_GT2_8075 | 2 | Houston | YES | -0.00678 | 63.2 | 0 | 63.2 | 0 | 1.0326 | Cogen | -1 | 0.22119 | 0 | 0 |  |  |  |  | -0.22119 | 0 |  |  |  |  | 0 | 0
48613 | DIB_ST1_8085 | 3 | Houston | YES | -0.00678 | 67.9 | 30 | 82.6 | 0 | 1.0326 | Cogen | -1 | 0.22119 | 0 | 0 |  |  |  |  | -0.22119 | 0 |  |  |  |  | 0 | 0
48614 | DIB_GT3_8090 | 4 | Houston | YES | -0.00678 | 73.6 | 15 | 73.6 | 0 | 1.0326 | Cogen | -1 | 0.22119 | 0 | 0 |  |  |  |  | -0.22119 | 0 |  |  |  |  | 0 | 0
48740 | PSG_GN2_8050 | 1 | Houston | YES | -0.006781 | 182 | 60 | 182 | 0 | 1.0326 | Cogen | -1 | 0.22119 | 0 | 0 |  |  |  |  | -0.22119 | 0 |  |  |  |  | 0 | 0
48741 | PSG_GT2_8040 | 1 | Houston | YES | -0.006781 | 158.6 | 50 | 158.6 | 0 | 1.0326 | Cogen | -1 | 0.22119 | 0 | 0 |  |  |  |  | -0.22119 | 0 |  |  |  |  | 0 | 0
48742 | PSG_GT3_8060 | 1 | Houston | YES | -0.006781 | 157 | 50 | 157 | 0 | 1.0326 | Cogen | -1 | 0.22119 | 0 | 0 |  |  |  |  | -0.22119 | 0 |  |  |  |  | 0 | 0
48820 | SHELLG1_3015 | 1 | Houston | YES | -0.006801 | 71 | 34.5 | 71 |  | 1.029 | Cogen | -1 | 0.22121 | 0 | 0 |  |  |  |  | -0.22121 | 0 |  |  |  |  | 0 | 0
48821 | SHELLG2 | 2 | Houston | YES | -0.006801 | 72 | 34.5 | 72 |  | 1.029 | Cogen | -1 | 0.22121 | 0 | 0 |  |  |  |  | -0.22121 | 0 |  |  |  |  | 0 | 0
48822 | SHELLG3_3020 | 1 | Houston | YES | -0.006801 | 39 | 0 | 39 |  | 1.029 | Cogen | -1 | 0.22121 | 0 | 0 |  |  |  |  | -0.22121 | 0 |  |  |  |  | 0 | 0
48822 | SHELLG3_3020 | 2 | Houston | YES | -0.006801 | 30 | 0 | 30 |  | 1.029 | Cogen | -1 | 0.22121 | 0 | 0 |  |  |  |  | -0.22121 | 0 |  |  |  |  | 0 | 0
48500 | APD_GT1_8005 | 1 | Houston | YES | -0.006834 | 137.6 | 54.6 | 137.6 | 0 | 1.0362 | Cogen | -1 | 0.22124 | 0 | 0 |  |  |  |  | -0.22124 | 0 |  |  |  |  | 0 | 0
48511 | LPE_GT1_8070 | 1 | Houston | YES | -0.006837 | 42 | 0 | 42 | 0 | 1.0362 | GGT | -1 | 0.22125 | 42 | 42 |  |  |  |  | -0.22125 | -9.2924 |  |  |  |  | 0 | 0
48512 | LPE_GT2_8075 | 2 | Houston | YES | -0.006837 | 42 | 0 | 42 | 0 | 1.0362 | GGT | -1 | 0.22125 | 42 | 42 |  |  |  |  | -0.22125 | -9.2924 |  |  |  |  | 0 | 0
48513 | LPE_GT3_8080 | 3 | Houston | YES | -0.006837 | 39 | 0 | 39 | 0 | 1.0362 | GGT | -1 | 0.22125 | 39 | 39 |  |  |  |  | -0.22125 | -8.6286 |  |  |  |  | 0 | 0
48514 | LPE_GT4_8085 | 4 | Houston | YES | -0.006837 | 39 | 0 | 39 | 0 | 1.0362 | GGT | -1 | 0.22125 | 39 | 39 |  |  |  |  | -0.22125 | -8.6286 |  |  |  |  | 0 | 0
48593 | CHE_GT1_8015 | 1 | Houston | YES | -0.006845 | 173 | 50 | 173 | 0 | 1.0362 | Cogen | -1 | 0.22126 | 0 | 0 |  |  |  |  | -0.22126 | 0 |  |  |  |  | 0 | 0
48594 | CHE_GN4_8025 | 4 | Houston | YES | -0.006845 | 142 | 60 | 142 | 0 | 1.0362 | Cogen | -1 | 0.22126 | 0 | 0 |  |  |  |  | -0.22126 | 0 |  |  |  |  | 0 | 0
48874 | THW_ST4_ST_4 | 4 | Houston | YES | -0.006893 | 108 | 19 | 108 | 0 | 1.0435 | CC | -1 | 0.2213 | 108 | 108 |  |  |  |  | -0.2213 | -23.9007 |  |  |  |  | 0 | 0
48873 | THW_ST3_ST_3 | 3 | Houston | YES | -0.006893 | 107 | 19 | 107 | 0 | 1.0435 | CC | -1 | 0.2213 | 107 | 107 |  |  |  |  | -0.2213 | -23.6794 |  |  |  |  | 0 | 0
48881 | THW_4344 | G | Houston | YES | -0.006893 | 58 | 5 | 58 | 0 | 1.0435 | CC | -1 | 0.2213 | 58 | 58 |  |  |  |  | -0.2213 | -12.8356 |  |  |  |  | 0 | 0
48881 | THW_4344 | H | Houston | YES | -0.006893 | 58 | 5 | 58 | 0 | 1.0435 | CC | -1 | 0.2213 | 58 | 58 |  |  |  |  | -0.2213 | -12.8356 |  |  |  |  | 0 | 0
48877 | THW_3334 | D | Houston | YES | -0.006893 | 57 | 5 | 57 | 0 | 1.0435 | CC | -1 | 0.2213 | 57 | 57 |  |  |  |  | -0.2213 | -12.6143 |  |  |  |  | 0 | 0
48879 | THW_4142 | E | Houston | YES | -0.006893 | 56 | 5 | 56 | 0 | 1.0435 | CC | -1 | 0.2213 | 56 | 56 |  |  |  |  | -0.2213 | -12.393 |  |  |  |  | 0 | 0
48875 | THW_3132 | A | Houston | YES | -0.006893 | 55 | 5 | 55 | 0 | 1.0435 | CC | -1 | 0.2213 | 55 | 55 |  |  |  |  | -0.2213 | -12.1717 |  |  |  |  | 0 | 0
48877 | THW_3334 | C | Houston | YES | -0.006893 | 55 | 5 | 55 | 0 | 1.0435 | CC | -1 | 0.2213 | 55 | 55 |  |  |  |  | -0.2213 | -12.1717 |  |  |  |  | 0 | 0
48879 | THW_4142 | F | Houston | YES | -0.006893 | 55 | 5 | 55 | 0 | 1.0435 | CC | -1 | 0.2213 | 55 | 55 |  |  |  |  | -0.2213 | -12.1717 |  |  |  |  | 0 | 0
48875 | THW_3132 | B | Houston | YES | -0.006893 | 53 | 5 | 53 | 0 | 1.0435 | CC | -1 | 0.2213 | 53 | 53 |  |  |  |  | -0.2213 | -11.7291 |  |  |  |  | 0 | 0
48582 | CBY_GN2_2 | 2 | Houston | YES | -0.006918 | 596.8 | 110 | 746 | 0 | 1.0435 | GSC | -1 | 0.22133 | 746 | 746 |  |  |  |  | -0.22133 | -165.1108 |  |  |  |  | 0 | 0
49803 | EXN_15GT | 1 | Houston | YES | -0.006941 | 33 | 8.3 | 34 |  | 1.0326 | Cogen | -1 | 0.22135 | 0 | 0 |  |  |  |  | -0.22135 | 0 |  |  |  |  | 0 | 0
49804 | EXN_16GT | 2 | Houston | YES | -0.006941 | 32 | 8.3 | 34.7 |  | 1.0326 | Cogen | -1 | 0.22135 | 0 | 0 |  |  |  |  | -0.22135 | 0 |  |  |  |  | 0 | 0
49805 | EXN_17GT | 3 | Houston | YES | -0.006941 | 31 | 8.3 | 32.7 |  | 1.0326 | Cogen | -1 | 0.22135 | 0 | 0 |  |  |  |  | -0.22135 | 0 |  |  |  |  | 0 | 0
49826 | EXN938GT | 5 | Houston | YES | -0.006941 | 43 | 9.2 | 45.9 |  | 1.0326 | Cogen | -1 | 0.22135 | 0 | 0 |  |  |  |  | -0.22135 | 0 |  |  |  |  | 0 | 0
49828 | EXN941GT | 10 | Houston | YES | -0.006941 | 17.7 | 5.4 | 17.7 | 0 | 1.0326 | Cogen | -1 | 0.22135 | 0 | 0 |  |  |  |  | -0.22135 | 0 |  |  |  |  | 0 | 0
49829 | EXN942GT | 11 | Houston | YES | -0.006941 | 20 | 5.4 | 20.4 | 0 | 1.0326 | Cogen | -1 | 0.22135 | 0 | 0 |  |  |  |  | -0.22135 | 0 |  |  |  |  | 0 | 0
49830 | EXN943GT | 12 | Houston | YES | -0.006941 | 19 | 5.4 | 19.9 | 0 | 1.0326 | Cogen | -1 | 0.22135 | 0 | 0 |  |  |  |  | -0.22135 | 0 |  |  |  |  | 0 | 0
49831 | EXN944GT | 13 | Houston | YES | -0.006941 | 33 | 5.4 | 35 | 0 | 1.0326 | Cogen | -1 | 0.22135 | 0 | 0 |  |  |  |  | -0.22135 | 0 |  |  |  |  | 0 | 0
49832 | EXN945GT | 9 | Houston | YES | -0.006941 | 18.5 | 9.2 | 18.5 |  | 1.0326 | Cogen | -1 | 0.22135 | 0 | 0 |  |  |  |  | -0.22135 | 0 |  |  |  |  | 0 | 0
49837 | EXN_GT | 4 | Houston | YES | -0.006941 | 81 | 21.3 | 85.4 |  | 1.0326 | Cogen | -1 | 0.22135 | 0 | 0 |  |  |  |  | -0.22135 | 0 |  |  |  |  | 0 | 0
49838 | EXN_14GT | 14 | Houston | YES | -0.006941 | 140 | 0 | 148 |  | 1.0326 | Cogen | -1 | 0.22135 | 0 | 0 |  |  |  |  | -0.22135 | 0 |  |  |  |  | 0 | 0
48883 | THW_GT1_GT_1 | B2 | Houston | YES | -0.006944 | 0 | 0 | 12 |  | 1.043 | GGT | -1 | 0.22135 | 12 | 12 |  |  |  |  | -0.22135 | -2.6562 |  |  |  |  | 0 | 0
48651 | EP_1_2 | 1 | Houston | YES | -0.006964 | 4 | 0 | 5 | 0 | 1.0362 | Cogen | -1 | 0.22137 | 0 | 0 |  |  |  |  | -0.22137 | 0 |  |  |  |  | 0 | 0
48651 | EP_1_2 | 2 | Houston | YES | -0.006964 | 17.7 | 10 | 21 | 0 | 1.0362 | Cogen | -1 | 0.22137 | 0 | 0 |  |  |  |  | -0.22137 | 0 |  |  |  |  | 0 | 0
48581 | CBY_GN1_1 | 1 | Houston | YES | -0.006965 | 595.2 | 108 | 744 | 0 | 1.0435 | GSC | -1 | 0.22138 | 744 | 744 |  |  |  |  | -0.22138 | -164.7031 |  |  |  |  | 0 | 0
48940 | WARVUE_GT1 | G1 | Houston | YES | -0.006965 | 15 | 0 | 15 |  | 1.021 | Cogen | -1 | 0.22138 | 0 | 0 |  |  |  |  | -0.22138 | 0 |  |  |  |  | 0 | 0
48791 | PSA_GT1_8160 | 1 | Houston | YES | -0.006968 | 52 | 20.8 | 65 | 0 | 1.0362 | Cogen | -1 | 0.22138 | 0 | 0 |  |  |  |  | -0.22138 | 0 |  |  |  |  | 0 | 0
48792 | PSA_GT2_8155 | 2 | Houston | YES | -0.006968 | 52.8 | 20.3 | 66 | 0 | 1.0362 | Cogen | -1 | 0.22138 | 0 | 0 |  |  |  |  | -0.22138 | 0 |  |  |  |  | 0 | 0
48793 | PSA_GT3_8150 | 3 | Houston | YES | -0.006968 | 56 | 20.3 | 70 | 0 | 1.0362 | Cogen | -1 | 0.22138 | 0 | 0 |  |  |  |  | -0.22138 | 0 |  |  |  |  | 0 | 0
48794 | PSA_GT4_8145 | 4 | Houston | YES | -0.006968 | 52.8 | 20.3 | 66 | 0 | 1.0362 | Cogen | -1 | 0.22138 | 0 | 0 |  |  |  |  | -0.22138 | 0 |  |  |  |  | 0 | 0
48795 | PSA_GT5_8140 | 5 | Houston | YES | -0.006968 | 51.2 | 20.3 | 64 | 0 | 1.0362 | Cogen | -1 | 0.22138 | 0 | 0 |  |  |  |  | -0.22138 | 0 |  |  |  |  | 0 | 0
48796 | PSA_GN1_8165 | 1 | Houston | YES | -0.006968 | 83.2 | 43.1 | 104 | 0 | 1.0362 | Cogen | -1 | 0.22138 | 0 | 0 |  |  |  |  | -0.22138 | 0 |  |  |  |  | 0 | 0
48797 | PSA_GT6_8135 | 6 | Houston | YES | -0.006968 | 47.2 | 34.5 | 59 | 0 | 1.0362 | Cogen | -1 | 0.22138 | 0 | 0 |  |  |  |  | -0.22138 | 0 |  |  |  |  | 0 | 0
48815 | CVC_GT4_8005 | 4 | Houston | YES | -0.00698 | 165 | 91.8 | 165 |  | 1.0362 | Cogen | -1 | 0.22139 | 0 | 0 |  |  |  |  | -0.22139 | 0 |  |  |  |  | 0 | 0
48583 | CBY_GT4_1 | 1 | Houston | YES | -0.006984 | 172 | 0 | 172 | 0 | 1.027 | GSC | -1 | 0.22139 | 172 | 172 |  |  |  |  | -0.22139 | -38.0798 |  |  |  |  | 0 | 0
48584 | CBY_GT4_2 | 2 | Houston | YES | -0.006984 | 172 | 0 | 172 | 0 | 1.027 | CC | -1 | 0.22139 | 172 | 172 |  |  |  |  | -0.22139 | -38.0798 |  |  |  |  | 0 | 0
48585 | CBY_ST4_1 | 3 | Houston | YES | -0.006984 | 172 | 0 | 172 | 0 | 1.027 | CC | -1 | 0.22139 | 172 | 172 |  |  |  |  | -0.22139 | -38.0798 |  |  |  |  | 0 | 0
48598 | BTE_ST1_8070 | 4 | Houston | YES | -0.007023 | 269.2 | 60 | 269.2 | 0 | 1.0261 | CC | -1 | 0.22143 | 269.2 | 269.2 |  |  |  |  | -0.22143 | -59.6098 |  |  |  |  | 0 | 0
48595 | BTE_GT2_8075 | 1 | Houston | YES | -0.007023 | 162.8 | 130 | 162.8 | 0 | 1.0261 | CC | -1 | 0.22143 | 162.8 | 162.8 |  |  |  |  | -0.22143 | -36.0493 |  |  |  |  | 0 | 0
48596 | BTE_GT3_8045 | 2 | Houston | YES | -0.007023 | 161.4 | 130 | 161.4 | 0 | 1.0261 | CC | -1 | 0.22143 | 161.4 | 161.4 |  |  |  |  | -0.22143 | -35.7393 |  |  |  |  | 0 | 0
48597 | BTE_GT4_8055 | 3 | Houston | YES | -0.007023 | 158.9 | 130 | 158.9 | 0 | 1.0261 | CC | -1 | 0.22143 | 158.9 | 158.9 |  |  |  |  | -0.22143 | -35.1857 |  |  |  |  | 0 | 0
48690 | GBY_GN5_5 | 5 | Houston | YES | -0.007039 | 318.4 | 81 | 398 |  | 1.0362 | GSC | -1 | 0.22145 | 398 | 398 |  |  |  |  | -0.22145 | -88.1367 |  |  |  |  | 0 | 0
48885 | THW_5152 | B | Houston | YES | -0.007058 | 47.2 | 5 | 59 |  | 1.0319 | GGT | -1 | 0.22147 | 59 | 59 |  |  |  |  | -0.22147 | -13.0666 |  |  |  |  | 0 | 0
48887 | THW_5556 | E | Houston | YES | -0.007058 | 47.2 | 5 | 59 |  | 1.0319 | GGT | -1 | 0.22147 | 59 | 59 |  |  |  |  | -0.22147 | -13.0666 |  |  |  |  | 0 | 0
48885 | THW_5152 | A | Houston | YES | -0.007058 | 46.4 | 5 | 58 |  | 1.0319 | GGT | -1 | 0.22147 | 58 | 58 |  |  |  |  | -0.22147 | -12.8452 |  |  |  |  | 0 | 0
48886 | THW_5354 | D | Houston | YES | -0.007058 | 46.4 | 5 | 58 |  | 1.0319 | GGT | -1 | 0.22147 | 58 | 58 |  |  |  |  | -0.22147 | -12.8452 |  |  |  |  | 0 | 0
48886 | THW_5354 | C | Houston | YES | -0.007058 | 45.6 | 5 | 57 |  | 1.0319 | GGT | -1 | 0.22147 | 57 | 57 |  |  |  |  | -0.22147 | -12.6237 |  |  |  |  | 0 | 0
48887 | THW_5556 | F | Houston | YES | -0.007058 | 45.6 | 5 | 57 |  | 1.0319 | GGT | -1 | 0.22147 | 57 | 57 |  |  |  |  | -0.22147 | -12.6237 |  |  |  |  | 0 | 0
48591 | CHE_GT2_5030 | 2 | Houston | YES | -0.00729 | 173 | 50 | 173 | 0 | 1.029 | Cogen | -1 | 0.2217 | 0 | 0 |  |  |  |  | -0.2217 | 0 |  |  |  |  | 0 | 0
48811 | CVC_GT3_5045 | 3 | Houston | YES | -0.00729 | 156 | 91.8 | 156 | 0 | 1.029 | Cogen | -1 | 0.2217 | 0 | 0 |  |  |  |  | -0.2217 | 0 |  |  |  |  | 0 | 0
48812 | CVC_GT2_5020 | 2 | Houston | YES | -0.00729 | 158 | 91.8 | 158 | 0 | 1.029 | Cogen | -1 | 0.2217 | 0 | 0 |  |  |  |  | -0.2217 | 0 |  |  |  |  | 0 | 0
48813 | CVC_GT1_5035 | 1 | Houston | YES | -0.00729 | 160 | 91.8 | 160 | 0 | 1.029 | Cogen | -1 | 0.2217 | 0 | 0 |  |  |  |  | -0.2217 | 0 |  |  |  |  | 0 | 0
48814 | CVC_ST5_5040 | 1 | Houston | YES | -0.00729 | 162 | 91.8 | 162 | 0 | 1.029 | Cogen | -1 | 0.2217 | 0 | 0 |  |  |  |  | -0.2217 | 0 |  |  |  |  | 0 | 0
251 | BOSQUESW803 | 2 | North | YES | -0.007759 | 150 | 0 | 150 | 0 | 1.032 | CC | -1 | 0.22217 | 150 | 150 |  |  | -1.1639 | 150 | -0.22217 | -33.3254 |  |  |  |  | 0 | 0
253 | BOSQUESW804 | 2 | North | YES | -0.007759 | 80 | 0 | 80 | 0 | 1.032 | CC | -1 | 0.22217 | 80 | 80 |  |  | -0.62072 | 80 | -0.22217 | -17.7735 |  |  |  |  | 0 | 0
244 | WHITNYDM01 | 1 | North | YES | -0.008287 | 15 | 0 | 15 | 0 | 1.035 | Hydro | -1 | 0.2227 | 0 | 0 |  |  | 0 | 0 | -0.2227 | 0 |  |  |  |  | 0 | 0
245 | WHITNYDM02 | 2 | North | YES | -0.008287 | 15 | 0 | 15 | 0 | 1.035 | Hydro | -1 | 0.2227 | 0 | 0 |  |  | 0 | 0 | -0.2227 | 0 |  |  |  |  | 0 | 0
1898 | COMCHEPK_1G | 1 | North | YES | -0.008328 | 1217 | 1150 | 1217 | 0 | 1.032 | Nuc | -1 | 0.22274 | 0 | 0 |  |  | 0 | 0 | -0.22274 | 0 |  |  |  |  | 0 | 0
1899 | COMCHEPK_2G | 2 | North | YES | -0.008328 | 1159 | 1128 | 1159 | 0 | 1.032 | Nuc | -1 | 0.22274 | 0 | 0 |  |  | 0 | 0 | -0.22274 | 0 |  |  |  |  | 0 | 0
238 | BOSQUESW505 | 1 | North | YES | -0.008941 | 255 | 0 | 255 | 0 | 1.02 | CC | -1 | 0.22335 | 255 | 255 |  |  | -2.28 | 255 | -0.22335 | -56.9545 |  |  |  |  | 0 | 0
247 | BOSQUESW501 | 2 | North | YES | -0.008941 | 124.8 | 0 | 156 | 0 | 1.02 | GGT | -1 | 0.22335 | 156 | 156 |  |  | -1.3948 | 156 | -0.22335 | -34.8428 |  |  |  |  | 0 | 0
239 | BOSQUESW502 | 1 | North | YES | -0.008941 | 119.2 | 0 | 149 | 0 | 1.02 | GGT | -1 | 0.22335 | 149 | 149 |  |  | -1.3322 | 149 | -0.22335 | -33.2793 |  |  |  |  | 0 | 0
334 | RWMILLER03 | 3 | North | YES | -0.009044 | 166.4 | 65 | 208 | 0 | 1.04 | GST | -1 | 0.22345 | 208 | 208 |  |  | -1.8812 | 208 | -0.22345 | -46.4785 |  |  |  |  | 0 | 0
333 | RWMILLER02 | 2 | North | YES | -0.009044 | 95.2 | 37 | 119 | 0 | 1.04 | GST | -1 | 0.22345 | 119 | 119 |  |  | -1.0762 | 119 | -0.22345 | -26.591 |  |  |  |  | 0 | 0
335 | RWMILLER04 | 4 | North | YES | -0.009044 | 81.6 | 0 | 102 | 0 | 1.04 | GST | -1 | 0.22345 | 102 | 102 |  |  | -0.92249 | 102 | -0.22345 | -22.7923 |  |  |  |  | 0 | 0
336 | RWMILLER05 | 5 | North | YES | -0.009044 | 80.8 | 0 | 101 | 0 | 1.04 | GST | -1 | 0.22345 | 101 | 101 |  |  | -0.91344 | 101 | -0.22345 | -22.5689 |  |  |  |  | 0 | 0
332 | RWMILLER01 | 1 | North | YES | -0.009044 | 58.4 | 18.5 | 73 | 0 | 1.04 | GST | -1 | 0.22345 | 73 | 73 |  |  | -0.66021 | 73 | -0.22345 | -16.3122 |  |  |  |  | 0 | 0
3417 | LAKE_CRK2_G | 2 | North | YES | -0.009177 | 177.6 | 40 | 222 | 0 | 1.029 | GST | -1 | 0.22359 | 222 | 222 |  |  | -2.0373 | 222 | -0.22359 | -49.6363 |  |  |  |  | 0 | 0
3416 | LAKE_CRK1_G | 1 | North | YES | -0.009177 | 60 | 33 | 75 |  | 1.029 | GST | -1 | 0.22359 | 75 | 75 |  |  | -0.68827 | 75 | -0.22359 | -16.769 |  |  |  |  | 0 | 0
1879 | WLFHOLW_3G | 3 | North | YES | -0.009317 | 272.4 | 89.2 | 272.4 | 0 | 1.032 | CC | -1 | 0.22373 | 272.4 | 272.4 |  |  | -2.538 | 272.4 | -0.22373 | -60.9433 |  |  |  |  | 0 | 0
1877 | WLFHOLW_1G | 1 | North | YES | -0.009317 | 217.3 | 89.2 | 217.3 | 0 | 1.032 | CC | -1 | 0.22373 | 217.3 | 217.3 |  |  | -2.0246 | 217.3 | -0.22373 | -48.6159 |  |  |  |  | 0 | 0
1878 | WLFHOLW_2G | 2 | North | YES | -0.009317 | 215.7 | 105 | 215.7 | 0 | 1.032 | CC | -1 | 0.22373 | 215.7 | 215.7 |  |  | -2.0097 | 215.7 | -0.22373 | -48.2579 |  |  |  |  | 0 | 0
48674 | FTR_CN4_5095 | 4 | North | YES | -0.009382 | 380 | 0 | 380 | 0 | 1.0319 | CC | -1 | 0.22379 | 380 | 380 |  |  | -3.5652 | 380 | -0.22379 | -85.041 |  |  |  |  | 0 | 0
48672 | FTR_GT2_5110 | 2 | North | YES | -0.009382 | 159 | 0 | 159 | 0 | 1.0319 | CC | -1 | 0.22379 | 159 | 159 |  |  | -1.4917 | 159 | -0.22379 | -35.5829 |  |  |  |  | 0 | 0
48673 | FTR_GT3_5085 | 3 | North | YES | -0.009382 | 158 | 0 | 158 | 0 | 1.0319 | CC | -1 | 0.22379 | 158 | 158 |  |  | -1.4824 | 158 | -0.22379 | -35.3592 |  |  |  |  | 0 | 0
48671 | FTR_GT1_5105 | 1 | North | YES | -0.009382 | 154.2 | 0 | 154.2 | 0 | 1.0319 | CC | -1 | 0.22379 | 154.2 | 154.2 |  |  | -1.4467 | 154.2 | -0.22379 | -34.5087 |  |  |  |  | 0 | 0
1416 | SWETWATR_1G | 1 | West | YES | 0.20775 | 30 | 18 | 30 | 0 | 1.026 | CC | 1 | 0.22403 | 30 | 30 | 6.2325 | 30 |  |  | 0.22403 | 6.721 |  |  |  |  | 0 | 0
1419 | SWETWATR_4G | 4 | West | YES | 0.20775 | 61 | 36 | 61 | 0 | 1.026 | CC | 1 | 0.22403 | 61 | 61 | 12.6728 | 61 |  |  | 0.22403 | 13.666 |  |  |  |  | 0 | 0
1418 | SWETWATR_3G | 3 | West | YES | 0.20775 | 68 | 36 | 68 | 0 | 1.026 | CC | 1 | 0.22403 | 68 | 68 | 14.1271 | 68 |  |  | 0.22403 | 15.2342 |  |  |  |  | 0 | 0
1417 | SWETWATR_2G | 2 | West | YES | 0.20775 | 72 | 36 | 72 | 0 | 1.026 | CC | 1 | 0.22403 | 72 | 72 | 14.9581 | 72 |  |  | 0.22403 | 16.1304 |  |  |  |  | 0 | 0
32892 | BRYN_DNSBY14 | 1 | North | YES | -0.009739 | 84 | 25 | 105 | 0 | 1.035 | GST | -1 | 0.22415 | 105 | 105 |  |  | -1.0226 | 105 | -0.22415 | -23.5357 |  |  |  |  | 0 | 0
32883 | BRYN_DNSBY3 | 1 | North | YES | -0.009739 | 0 | 2 | 48 |  | 1.015 | GST | -1 | 0.22415 | 48 | 48 |  |  | -0.46747 | 48 | -0.22415 | -10.7592 |  |  |  |  | 0 | 0
32884 | BRYN_DNSBY13 | 1 | North | YES | -0.009739 | 46 | 2 | 46 | 0 | 1.015 | GST | -1 | 0.22415 | 46 | 46 |  |  | -0.44799 | 46 | -0.22415 | -10.3109 |  |  |  |  | 0 | 0
3404 | THOUSE_2G | 2 | North | YES | -0.009749 | 807 | 250 | 807 | 0 | 1.012 | GSC | -1 | 0.22416 | 807 | 807 |  |  | -7.8674 | 807 | -0.22416 | -180.8964 |  |  |  |  | 0 | 0
3403 | THOUSE_1G | 1 | North | YES | -0.009749 | 563 | 200 | 563 | 0 | 1.012 | GSC | -1 | 0.22416 | 563 | 563 |  |  | -5.4887 | 563 | -0.22416 | -126.2016 |  |  |  |  | 0 | 0
32888 | BRYN_ATKINS7 | 1 | North | YES | -0.009778 | 13.6 | 4 | 17 |  | 1.028 | GGT | -1 | 0.22419 | 17 | 17 |  |  | -0.16623 | 17 | -0.22419 | -3.8112 |  |  |  |  | 0 | 0
32886 | BRYN_ATKINS3 | MB | North | YES | -0.009778 | 0 | 5 | 12 |  | 1 | GST | -1 | 0.22419 | 0 | 0 |  |  | 0 | 0 | -0.22419 | 0 |  |  |  |  | 0 | 0
32887 | BRYN_ATKINS6 | MB | North | YES | -0.009778 | 0 | 12 | 51 |  | 1.028 | GST | -1 | 0.22419 | 0 | 0 |  |  | 0 | 0 | -0.22419 | 0 |  |  |  |  | 0 | 0
32890 | BRYN_ATKINS4 | MB | North | YES | -0.009778 | 0 | 5 | 22 |  | 1.031 | GST | -1 | 0.22419 | 0 | 0 |  |  | 0 | 0 | -0.22419 | 0 |  |  |  |  | 0 | 0
32891 | BRYN_ATKINS5 | MB | North | YES | -0.009778 | 0 | 5 | 25 |  | 1.031 | GST | -1 | 0.22419 | 0 | 0 |  |  | 0 | 0 | -0.22419 | 0 |  |  |  |  | 0 | 0
32798 | BRYN_TAMUGEN | 1 | North | YES | -0.009794 | 32 | 0 | 32 |  | 1.02 | GST | -1 | 0.2242 | 32 | 32 |  |  | -0.31341 | 32 | -0.2242 | -7.1745 |  |  |  |  | 0 | 0
990 | GIBN_CREK_G1 | 1 | North | YES | -0.009817 | 463 | 200 | 463 | 0 | 1.0275 | LIGCO | -1 | 0.22423 | 0 | 463 |  |  | 0 | 0 | -0.22423 | 0 |  |  |  |  | 0 | 0
1892 | DECRDOVA_2G | A | North | YES | -0.010433 | 65 | 65 | 70 | 0 | 1.025 | GGT | -1 | 0.22484 | 70 | 70 |  |  | -0.73031 | 70 | -0.22484 | -15.739 |  |  |  |  | 0 | 0
1893 | DECRDOVA_3G | B | North | YES | -0.010433 | 65 | 65 | 69 | 0 | 1.025 | GGT | -1 | 0.22484 | 69 | 69 |  |  | -0.71988 | 69 | -0.22484 | -15.5142 |  |  |  |  | 0 | 0
1894 | DECRDOVA_4G | C | North | YES | -0.010433 | 65 | 65 | 69 | 0 | 1.025 | GGT | -1 | 0.22484 | 69 | 69 |  |  | -0.71988 | 69 | -0.22484 | -15.5142 |  |  |  |  | 0 | 0
1895 | DECRDOVA_5G | D | North | YES | -0.010433 | 65 | 65 | 68 | 0 | 1.025 | GGT | -1 | 0.22484 | 68 | 68 |  |  | -0.70944 | 68 | -0.22484 | -15.2893 |  |  |  |  | 0 | 0
366 | JNSNCNTY802 | 1 | North | YES | -0.010727 | 168 | 20 | 168 | 0 | 1.02 | Cogen | -1 | 0.22514 | 0 | 0 |  |  | 0 | 0 | -0.22514 | 0 |  |  |  |  | 0 | 0
367 | JNSNCNTY802 | 2 | North | YES | -0.010727 | 90 | 20 | 90 | 0 | 1.02 | Cogen | -1 | 0.22514 | 0 | 0 |  |  | 0 | 0 | -0.22514 | 0 |  |  |  |  | 0 | 0
39960 | TNTNPONE_18 | 1 | North | YES | -0.011229 | 152.3 | 30 | 152.3 |  | 1.04 | LIGCO | -1 | 0.22564 | 0 | 152.3 |  |  | 0 | 0 | -0.22564 | 0 |  |  |  |  | 0 | 0
39970 | TNTNPONE_28 | 1 | North | YES | -0.011229 | 153 | 30 | 153 |  | 1.04 | LIGCO | -1 | 0.22564 | 0 | 153 |  |  | 0 | 0 | -0.22564 | 0 |  |  |  |  | 0 | 0
48721 | LEG_1___1 | 1 | North | YES | -0.011795 | 827 | 357 | 827 | 0 | 1.0348 | LIGCO | -1 | 0.22621 | 0 | 827 |  |  | 0 | 0 | -0.22621 | 0 |  |  |  |  | 0 | 0
48722 | LEG_2___2 | 2 | North | YES | -0.011795 | 819 | 357 | 819 | 0 | 1.0348 | LIGCO | -1 | 0.22621 | 0 | 819 |  |  | 0 | 0 | -0.22621 | 0 |  |  |  |  | 0 | 0
1889 | DECRDOVA_1G | 1 | North | YES | -0.012557 | 779 | 255 | 779 | 0 | 1.02 | GSC | -1 | 0.22697 | 779 | 779 |  |  | -9.7819 | 779 | -0.22697 | -176.8074 |  |  |  |  | 0 | 0
3381 | BBRN_1G | 1 | North | YES | -0.013348 | 618 | 225 | 618 | 0 | 1.03 | LIGCO | -1 | 0.22776 | 0 | 618 |  |  | 0 | 0 | -0.22776 | 0 |  |  |  |  | 0 | 0
3382 | BBRN_2G | 2 | North | YES | -0.013348 | 589 | 225 | 589 | 0 | 1.03 | LIGCO | -1 | 0.22776 | 0 | 589 |  |  | 0 | 0 | -0.22776 | 0 |  |  |  |  | 0 | 0
13133 | CALFREST_3G | 3 | North | YES | -0.013625 | 177.4 | 40 | 177.4 | 0 | 1.031 | CC | -1 | 0.22804 | 177.4 | 177.4 |  |  | -2.4171 | 177.4 | -0.22804 | -40.4534 |  |  |  |  | 0 | 0
13132 | CALFREST_2G | 2 | North | YES | -0.013625 | 151 | 57 | 151 | 0 | 1.031 | CC | -1 | 0.22804 | 151 | 151 |  |  | -2.0574 | 151 | -0.22804 | -34.4333 |  |  |  |  | 0 | 0
13131 | CALFREST_1G | 1 | North | YES | -0.013625 | 150.7 | 40 | 150.7 | 0 | 1.031 | CC | -1 | 0.22804 | 150.7 | 150.7 |  |  | -2.0533 | 150.7 | -0.22804 | -34.3649 |  |  |  |  | 0 | 0
13136 | CALFREST_6G | 6 | North | YES | -0.013697 | 177.5 | 40 | 177.5 | 0 | 1.031 | CC | -1 | 0.22811 | 177.5 | 177.5 |  |  | -2.4312 | 177.5 | -0.22811 | -40.489 |  |  |  |  | 0 | 0
13135 | CALFREST_5G | 5 | North | YES | -0.013697 | 152.3 | 57 | 152.3 | 0 | 1.031 | CC | -1 | 0.22811 | 152.3 | 152.3 |  |  | -2.0861 | 152.3 | -0.22811 | -34.7407 |  |  |  |  | 0 | 0
13134 | CALFREST_4G | 4 | North | YES | -0.013697 | 151.5 | 40 | 151.5 | 0 | 1.031 | CC | -1 | 0.22811 | 151.5 | 151.5 |  |  | -2.0751 | 151.5 | -0.22811 | -34.5582 |  |  |  |  | 0 | 0
1938 | MDLTHELP_6G | 6 | North | YES | -0.014 | 226 | 74 | 226 | 0 | 1 | CC | -1 | 0.22841 | 226 | 226 |  |  | -3.164 | 226 | -0.22841 | -51.6207 |  |  |  |  | 0 | 0
1937 | MDLTHELP_5G | 5 | North | YES | -0.014 | 224 | 74 | 224 | 0 | 1 | CC | -1 | 0.22841 | 224 | 224 |  |  | -3.136 | 224 | -0.22841 | -51.1639 |  |  |  |  | 0 | 0
1943 | MDLTHELP_3G | 3 | North | YES | -0.014 | 212 | 74 | 212 | 0 | 1 | CC | -1 | 0.22841 | 212 | 212 |  |  | -2.968 | 212 | -0.22841 | -48.4229 |  |  |  |  | 0 | 0
1944 | MDLTHELP_4G | 4 | North | YES | -0.014 | 211 | 74 | 211 | 0 | 1 | CC | -1 | 0.22841 | 211 | 211 |  |  | -2.954 | 211 | -0.22841 | -48.1945 |  |  |  |  | 0 | 0
3126 | TRINIDAD_6G | 1 | North | YES | -0.014476 | 179.2 | 46 | 224 | 0 | 1 | GST | -1 | 0.22889 | 224 | 224 |  |  | -3.2426 | 224 | -0.22889 | -51.2705 |  |  |  |  | 0 | 0
12322 | ENNSTRAC_1G | 1 | North | YES | -0.014606 | 196 | 130 | 196 | 0 | 1.036 | CC | -1 | 0.22902 | 196 | 196 |  |  | -2.8628 | 196 | -0.22902 | -44.8872 |  |  |  |  | 0 | 0
12323 | ENNSTRAC_2G | 2 | North | YES | -0.014606 | 116 | 100 | 116 | 0 | 1.036 | CC | -1 | 0.22902 | 116 | 116 |  |  | -1.6943 | 116 | -0.22902 | -26.5659 |  |  |  |  | 0 | 0
1941 | MDLTHELP_1G | 1 | North | YES | -0.014804 | 216.4 | 74 | 216.4 | 0 | 1 | CC | -1 | 0.22921 | 216.4 | 216.4 |  |  | -3.2036 | 216.4 | -0.22921 | -49.6019 |  |  |  |  | 0 | 0
1942 | MDLTHELP_2G | 2 | North | YES | -0.014804 | 216.1 | 74 | 216.1 | 0 | 1 | CC | -1 | 0.22921 | 216.1 | 216.1 |  |  | -3.1991 | 216.1 | -0.22921 | -49.5332 |  |  |  |  | 0 | 0
3108 | STRYKER_2G | 2 | North | YES | -0.015159 | 484 | 75 | 484 | 0 | 1.029 | GST | -1 | 0.22957 | 484 | 484 |  |  | -7.337 | 484 | -0.22957 | -111.1114 |  |  |  |  | 0 | 0
3107 | STRYKER_1G | 1 | North | YES | -0.015159 | 145.6 | 45 | 182 | 0 | 1.029 | GST | -1 | 0.22957 | 182 | 182 |  |  | -2.7589 | 182 | -0.22957 | -41.7816 |  |  |  |  | 0 | 0
3309 | ASPN_G | 1 | North | YES | -0.01518 | 50 | 0 | 50 |  | 1 | Bio | -1 | 0.22959 | 50 | 50 |  |  | -0.759 | 50 | -0.22959 | -11.4795 |  |  |  |  | 0 | 0
3348 | CHAMPION_1G | MB | North | YES | -0.015198 | 0 | 42 | 42 |  | 1 | Cogen | -1 | 0.22961 | 0 | 0 |  |  | 0 | 0 | -0.22961 | 0 |  |  |  |  | 0 | 0
13119 | TGATEWAY_4G | 4 | North | YES | -0.015349 | 399 | 65 | 399 | 0 | 1.0232 | CC | -1 | 0.22976 | 399 | 399 |  |  | -6.1243 | 399 | -0.22976 | -91.6739 |  |  |  |  | 0 | 0
13116 | TGATEWAY_1G | 1 | North | YES | -0.015349 | 151 | 30 | 151 | 0 | 1.0232 | CC | -1 | 0.22976 | 151 | 151 |  |  | -2.3177 | 151 | -0.22976 | -34.6936 |  |  |  |  | 0 | 0
13118 | TGATEWAY_3G | 3 | North | YES | -0.015349 | 148 | 30 | 148 | 0 | 1.0232 | CC | -1 | 0.22976 | 148 | 148 |  |  | -2.2717 | 148 | -0.22976 | -34.0043 |  |  |  |  | 0 | 0
13117 | TGATEWAY_2G | 2 | North | YES | -0.015349 | 130 | 30 | 130 | 0 | 1.0232 | CC | -1 | 0.22976 | 130 | 130 |  |  | -1.9954 | 130 | -0.22976 | -29.8687 |  |  |  |  | 0 | 0
3097 | MARTLAKE_1G | 1 | North | YES | -0.015529 | 790 | 500 | 790 | 0 | 1.017 | LIGCO | -1 | 0.22994 | 0 | 790 |  |  | 0 | 0 | -0.22994 | 0 |  |  |  |  | 0 | 0
3098 | MARTLAKE_2G | 2 | North | YES | -0.015529 | 795 | 461 | 795 | 0 | 1.017 | LIGCO | -1 | 0.22994 | 0 | 795 |  |  | 0 | 0 | -0.22994 | 0 |  |  |  |  | 0 | 0
3099 | MARTLAKE_3G | 3 | North | YES | -0.015529 | 804 | 500 | 804 | 0 | 1.017 | LIGCO | -1 | 0.22994 | 0 | 804 |  |  | 0 | 0 | -0.22994 | 0 |  |  |  |  | 0 | 0
2417 | MTCK8_G | 8 | North | YES | -0.016305 | 444.8 | 60 | 556 | 0 | 1.022 | GSC | -1 | 0.23072 | 556 | 556 |  |  | -9.0656 | 556 | -0.23072 | -128.2776 |  |  |  |  | 0 | 0
2413 | MTCK6_G | 6 | North | YES | -0.016305 | 0 | 30 | 118 |  | 1.022 | GST | -1 | 0.23072 | 118 | 118 |  |  | -1.924 | 118 | -0.23072 | -27.2244 |  |  |  |  | 0 | 0
2414 | MTCK7_G | 7 | North | YES | -0.016305 | 0 | 30 | 115 |  | 1.022 | GST | -1 | 0.23072 | 115 | 115 |  |  | -1.8751 | 115 | -0.23072 | -26.5322 |  |  |  |  | 0 | 0
12440 | PARKD_1SVC8 | 1 | North | YES | -0.016728 | 0 | 0 | 0 | 0 | 1.007 | GST | -1 | 0.23114 | 0 | 0 |  |  | 0 | 0 | -0.23114 | 0 |  |  |  |  | 0 | 0
12449 | PARKD_2SVC8 | 1 | North | YES | -0.016728 | 0 | 0 | 0 | 0 | 1.007 | GST | -1 | 0.23114 | 0 | 0 |  |  | 0 | 0 | -0.23114 | 0 |  |  |  |  | 0 | 0
12424 | FPLEFR2S_G | 4 | North | YES | -0.016858 | 415 | 191 | 415 | 0 | 1 | CC | -1 | 0.23127 | 415 | 415 |  |  | -6.9961 | 415 | -0.23127 | -95.9763 |  |  |  |  | 0 | 0
12414 | FPLEFR1S_G | 4 | North | YES | -0.016858 | 414 | 191 | 414 | 0 | 1 | CC | -1 | 0.23127 | 414 | 414 |  |  | -6.9792 | 414 | -0.23127 | -95.745 |  |  |  |  | 0 | 0
12412 | FPLEFR1B_G | 2 | North | YES | -0.016858 | 164 | 72 | 164 | 0 | 1 | CC | -1 | 0.23127 | 164 | 164 |  |  | -2.7647 | 164 | -0.23127 | -37.928 |  |  |  |  | 0 | 0
12413 | FPLEFR1C_G | 3 | North | YES | -0.016858 | 164 | 72 | 164 | 0 | 1 | CC | -1 | 0.23127 | 164 | 164 |  |  | -2.7647 | 164 | -0.23127 | -37.928 |  |  |  |  | 0 | 0
12423 | FPLEFR2C_G | 3 | North | YES | -0.016858 | 163 | 72 | 163 | 0 | 1 | CC | -1 | 0.23127 | 163 | 163 |  |  | -2.7479 | 163 | -0.23127 | -37.6967 |  |  |  |  | 0 | 0
12421 | FPLEFR2A_G | 1 | North | YES | -0.016858 | 162 | 72 | 162 | 0 | 1 | CC | -1 | 0.23127 | 162 | 162 |  |  | -2.731 | 162 | -0.23127 | -37.4654 |  |  |  |  | 0 | 0
12411 | FPLEFR1A_G | 1 | North | YES | -0.016858 | 161 | 72 | 161 | 0 | 1 | CC | -1 | 0.23127 | 161 | 161 |  |  | -2.7141 | 161 | -0.23127 | -37.2342 |  |  |  |  | 0 | 0
12422 | FPLEFR2B_G | 2 | North | YES | -0.016858 | 161 | 72 | 161 | 0 | 1 | CC | -1 | 0.23127 | 161 | 161 |  |  | -2.7141 | 161 | -0.23127 | -37.2342 |  |  |  |  | 0 | 0
2452 | LKHB2_G | 2 | North | YES | -0.016919 | 516 | 80 | 516 | 0 | 1.022 | GST | -1 | 0.23133 | 516 | 516 |  |  | -8.7302 | 516 | -0.23133 | -119.3658 |  |  |  |  | 0 | 0
2451 | LKHB1_G | 1 | North | YES | -0.016919 | 0 | 80 | 391 |  | 1.022 | GST | -1 | 0.23133 | 391 | 391 |  |  | -6.6153 | 391 | -0.23133 | -90.4497 |  |  |  |  | 0 | 0
1949 | HANDLEY_5G | 5 | North | YES | -0.017239 | 348 | 150 | 435 | 0 | 1.022 | GST | -1 | 0.23165 | 435 | 435 |  |  | -7.499 | 435 | -0.23165 | -100.7674 |  |  |  |  | 0 | 0
1947 | HANDLEY_3G | 3 | North | YES | -0.017239 | 316 | 100 | 395 | 0 | 1.022 | GST | -1 | 0.23165 | 395 | 395 |  |  | -6.8094 | 395 | -0.23165 | -91.5014 |  |  |  |  | 0 | 0
1948 | HANDLEY_4G | 4 | North | YES | -0.017285 | 348 | 150 | 435 | 0 | 1.022 | GST | -1 | 0.2317 | 435 | 435 |  |  | -7.519 | 435 | -0.2317 | -100.7874 |  |  |  |  | 0 | 0
344 | MRSSHPRD | 1 | North | YES | -0.01736 | 0 | 0 | 12 |  | 1.03 | Hydro | -1 | 0.23177 | 0 | 0 |  |  | 0 | 0 | -0.23177 | 0 |  |  |  |  | 0 | 0
345 | MRSSHPRD01 | 2 | North | YES | -0.01736 | 0 | 0 | 12 |  | 1.03 | Hydro | -1 | 0.23177 | 0 | 0 |  |  | 0 | 0 | -0.23177 | 0 |  |  |  |  | 0 | 0
950 | STEAM3 | 1 | North | YES | -0.017427 | 41 | 13 | 42 | 0 | 1.02 | GST | -1 | 0.23184 | 42 | 42 |  |  | -0.73193 | 42 | -0.23184 | -9.7372 |  |  |  |  | 0 | 0
949 | STEAM2 | 1 | North | YES | -0.017427 | 26 | 8 | 26 | 0 | 0.99 | GST | -1 | 0.23184 | 26 | 26 |  |  | -0.4531 | 26 | -0.23184 | -6.0278 |  |  |  |  | 0 | 0
948 | STEAM1 | 1 | North | YES | -0.017427 | 0 | 12 | 20 |  | 1.02 | GST | -1 | 0.23184 | 20 | 20 |  |  | -0.34854 | 20 | -0.23184 | -4.6367 |  |  |  |  | 0 | 0
837 | NEWMAN_G5 | 1 | North | YES | -0.017439 | 0 | 15 | 40 |  | 1.01 | GST | -1 | 0.23185 | 40 | 40 |  |  | -0.69756 | 40 | -0.23185 | -9.274 |  |  |  |  | 0 | 0
844 | OLINGER_G3 | 1 | North | YES | -0.017522 | 103.9 | 45 | 150 | 0 | 1.03 | GST | -1 | 0.23193 | 150 | 150 |  |  | -2.6283 | 150 | -0.23193 | -34.7898 |  |  |  |  | 0 | 0
843 | OLINGER_G2 | 1 | North | YES | -0.017522 | 76.2 | 25 | 110 | 0 | 1.03 | GST | -1 | 0.23193 | 110 | 110 |  |  | -1.9274 | 110 | -0.23193 | -25.5125 |  |  |  |  | 0 | 0
842 | OLINGER_G1 | 1 | North | YES | -0.017522 | 55.4 | 20 | 79 | 0 | 1.03 | GST | -1 | 0.23193 | 79 | 79 |  |  | -1.3842 | 79 | -0.23193 | -18.3226 |  |  |  |  | 0 | 0
845 | OLINGER_G4 | 1 | North | YES | -0.017522 | 51.9 | 0 | 76 | 0 | 1.03 | GGT | -1 | 0.23193 | 76 | 76 |  |  | -1.3317 | 76 | -0.23193 | -17.6268 |  |  |  |  | 0 | 0
1701 | MOSES_1G | 1 | North | YES | -0.017944 | 558 | 175 | 558 | 0 | 1.023 | LIGCO | -1 | 0.23235 | 0 | 558 |  |  | 0 | 0 | -0.23235 | 0 |  |  |  |  | 0 | 0
1702 | MOSES_2G | 2 | North | YES | -0.017944 | 579 | 175 | 579 | 0 | 1.023 | LIGCO | -1 | 0.23235 | 0 | 579 |  |  | 0 | 0 | -0.23235 | 0 |  |  |  |  | 0 | 0
1703 | MOSES_3G | 3 | North | YES | -0.017944 | 808 | 463 | 808 | 0 | 1.023 | LIGCO | -1 | 0.23235 | 0 | 808 |  |  | 0 | 0 | -0.23235 | 0 |  |  |  |  | 0 | 0
5925 | DCEAST | EQ | North | YES | -0.017944 | 400.3 | -600 | 600 | 0 | 1.025 | DCTie | -1 | 0.23235 | 0 | 0 |  |  | 0 | 0 | -0.23235 | 0 |  |  |  |  | 0 | 0
1675 | PEC_1G | 1 | North | YES | -0.018147 | 76.7 | 35 | 76.7 | 0 | 1.022 | Cogen | -1 | 0.23256 | 0 | 0 |  |  | 0 | 0 | -0.23256 | 0 |  |  |  |  | 0 | 0
1676 | PEC_2G | 2 | North | YES | -0.018147 | 79.6 | 35 | 79.6 | 0 | 1.022 | Cogen | -1 | 0.23256 | 0 | 0 |  |  | 0 | 0 | -0.23256 | 0 |  |  |  |  | 0 | 0
1677 | PEC_3G | 3 | North | YES | -0.018147 | 88.4 | 35 | 88.4 | 0 | 1.022 | Cogen | -1 | 0.23256 | 0 | 0 |  |  | 0 | 0 | -0.23256 | 0 |  |  |  |  | 0 | 0
1683 | LAMARPWR_6G | 6 | North | YES | -0.018168 | 198 | 129.1 | 198 | 0 | 1.038 | CC | -1 | 0.23258 | 198 | 198 |  |  | -3.5973 | 198 | -0.23258 | -46.0505 |  |  |  |  | 0 | 0
1680 | LAMARPWR_3G | 3 | North | YES | -0.018168 | 196 | 129.1 | 196 | 0 | 1.038 | CC | -1 | 0.23258 | 196 | 196 |  |  | -3.5609 | 196 | -0.23258 | -45.5853 |  |  |  |  | 0 | 0
1678 | LAMARPWR_1G | 1 | North | YES | -0.018168 | 160 | 67.7 | 160 | 0 | 1.038 | CC | -1 | 0.23258 | 160 | 160 |  |  | -2.9069 | 160 | -0.23258 | -37.2125 |  |  |  |  | 0 | 0
1682 | LAMARPWR_5G | 5 | North | YES | -0.018168 | 157 | 67.7 | 157 | 0 | 1.038 | CC | -1 | 0.23258 | 157 | 157 |  |  | -2.8524 | 157 | -0.23258 | -36.5148 |  |  |  |  | 0 | 0
1679 | LAMARPWR_2G | 2 | North | YES | -0.018168 | 156 | 67.7 | 156 | 0 | 1.038 | CC | -1 | 0.23258 | 156 | 156 |  |  | -2.8342 | 156 | -0.23258 | -36.2822 |  |  |  |  | 0 | 0
1681 | LAMARPWR_4G | 4 | North | YES | -0.018168 | 156 | 67.7 | 156 | 0 | 1.038 | CC | -1 | 0.23258 | 156 | 156 |  |  | -2.8342 | 156 | -0.23258 | -36.2822 |  |  |  |  | 0 | 0
2383 | NTHLK3_G | 3 | North | YES | -0.01826 | 0 | 50 | 329 |  | 1.022 | GST | -1 | 0.23267 | 329 | 329 |  |  | -6.0075 | 329 | -0.23267 | -76.5485 |  |  |  |  | 0 | 0
2382 | NTHLK2_G | 2 | North | YES | -0.01826 | 0 | 35 | 181 |  | 1.022 | GST | -1 | 0.23267 | 181 | 181 |  |  | -3.3051 | 181 | -0.23267 | -42.1133 |  |  |  |  | 0 | 0
2381 | NTHLK1_G | 1 | North | YES | -0.01826 | 0 | 35 | 156 |  | 1.022 | GST | -1 | 0.23267 | 156 | 156 |  |  | -2.8486 | 156 | -0.23267 | -36.2965 |  |  |  |  | 0 | 0
1689 | VALLEY_3G | 3 | North | YES | -0.01827 | 0 | 25 | 375 |  | 1.003 | GST | -1 | 0.23268 | 375 | 375 |  |  | -6.8513 | 375 | -0.23268 | -87.255 |  |  |  |  | 0 | 0
11693 | KMICHIST3_G | 3 | North | YES | -0.01827 | 312 | 60 | 312 | 0 | 1.026 | CC | -1 | 0.23268 | 312 | 312 |  |  | -5.7002 | 312 | -0.23268 | -72.5962 |  |  |  |  | 0 | 0
11696 | KMICHIST6_G | 6 | North | YES | -0.01827 | 310 | 60 | 310 | 0 | 1.026 | CC | -1 | 0.23268 | 310 | 310 |  |  | -5.6637 | 310 | -0.23268 | -72.1308 |  |  |  |  | 0 | 0
11695 | KMICHICT5_G | 5 | North | YES | -0.01827 | 148 | 80 | 148 | 0 | 1.026 | CC | -1 | 0.23268 | 148 | 148 |  |  | -2.704 | 148 | -0.23268 | -34.4367 |  |  |  |  | 0 | 0
11692 | KMICHICT2_G | 2 | North | YES | -0.01827 | 146 | 80 | 146 | 0 | 1.026 | CC | -1 | 0.23268 | 146 | 146 |  |  | -2.6674 | 146 | -0.23268 | -33.9713 |  |  |  |  | 0 | 0
11691 | KMICHICT1_G | 1 | North | YES | -0.01827 | 144 | 80 | 144 | 0 | 1.026 | CC | -1 | 0.23268 | 144 | 144 |  |  | -2.6309 | 144 | -0.23268 | -33.5059 |  |  |  |  | 0 | 0
11694 | KMICHICT4_G | 4 | North | YES | -0.01827 | 144 | 80 | 144 | 0 | 1.026 | CC | -1 | 0.23268 | 144 | 144 |  |  | -2.6309 | 144 | -0.23268 | -33.5059 |  |  |  |  | 0 | 0
505 | NTHTEXAS03 | 3 | North | YES | -0.018603 | 30.4 | 15 | 38 |  | 1.015 | GST | -1 | 0.23301 | 38 | 38 |  |  | -0.70691 | 38 | -0.23301 | -8.8545 |  |  |  |  | 0 | 0
503 | NTHTEXAS01 | 1 | North | YES | -0.018603 | 0 | 5 | 18 |  | 1.015 | GST | -1 | 0.23301 | 18 | 18 |  |  | -0.33485 | 18 | -0.23301 | -4.1942 |  |  |  |  | 0 | 0
504 | NTHTEXAS02 | 2 | North | YES | -0.018603 | 14.4 | 5 | 18 |  | 1.015 | GST | -1 | 0.23301 | 18 | 18 |  |  | -0.33485 | 18 | -0.23301 | -4.1942 |  |  |  |  | 0 | 0
1688 | VALLEY_2G | 2 | North | YES | -0.018738 | 527 | 90 | 527 | 0 | 1.029 | GSC | -1 | 0.23315 | 527 | 527 |  |  | -9.8749 | 527 | -0.23315 | -122.8691 |  |  |  |  | 0 | 0
1687 | VALLEY_1G | 1 | North | YES | -0.018738 | 136 | 15 | 170 | 0 | 1.029 | GST | -1 | 0.23315 | 170 | 170 |  |  | -3.1855 | 170 | -0.23315 | -39.6352 |  |  |  |  | 0 | 0
6948 | DENISNDM | 1 | North | YES | -0.019068 | 40 | 5 | 40 |  | 1.015 | Hydro | -1 | 0.23348 | 0 | 0 |  |  | 0 | 0 | -0.23348 | 0 |  |  |  |  | 0 | 0
6948 | DENISNDM | 2 | North | YES | -0.019068 | 31 | 5 | 40 |  | 1.015 | Hydro | -1 | 0.23348 | 0 | 0 |  |  | 0 | 0 | -0.23348 | 0 |  |  |  |  | 0 | 0
2371 | COLLIN_1G | MB | North | YES | -0.01934 | 0 | 40 | 138 |  | 1.022 | GST | -1 | 0.23375 | 0 | 0 |  |  | 0 | 0 | -0.23375 | 0 |  |  |  |  | 0 | 0
1600 | BARTNWND_1G | 1 | North | YES | -0.019493 | 12 | 0 | 120 | 0 | 1.022 | Wind | -1 | 0.2339 | 0 | 120 |  |  | 0 | 0 | -0.2339 | 0 |  |  |  |  | 0 | 0
1861 | EAGLEMNT_1G | MB | North | YES | -0.022065 | 0 | 30 | 112 |  | 1.022 | GST | -1 | 0.23648 | 0 | 0 |  |  | 0 | 0 | -0.23648 | 0 |  |  |  |  | 0 | 0
1862 | EAGLEMNT_2G | MB | North | YES | -0.022065 | 0 | 40 | 100 |  | 1.022 | GST | -1 | 0.23648 | 0 | 0 |  |  | 0 | 0 | -0.23648 | 0 |  |  |  |  | 0 | 0
1863 | EAGLEMNT_3G | MB | North | YES | -0.022065 | 0 | 50 | 378 |  | 1.022 | GST | -1 | 0.23648 | 0 | 0 |  |  | 0 | 0 | -0.23648 | 0 |  |  |  |  | 0 | 0
71051 | L_BITTCR1_1N | W1 | West | YES | 0.22039 | 7.5 | 0 | 37.5 |  | 1.02 | Wind | 1 | 0.23667 | 0 | 37.5 | 8.2645 | 37.5 |  |  | 0.23667 | 8.875 |  |  |  |  | 0 | 0
71061 | L_SWEETW1_5N | W1 | West | YES | 0.22039 | 16.1 | 0 | 80.5 | 0 | 1.02 | Wind | 1 | 0.23667 | 0 | 80.5 | 17.7411 | 80.5 |  |  | 0.23667 | 19.0518 |  |  |  |  | 0 | 0
71060 | L_SWEETW1_4N | W1 | West | YES | 0.22039 | 21 | 0 | 105 | 0 | 1.02 | Wind | 1 | 0.23667 | 0 | 105 | 23.1405 | 105 |  |  | 0.23667 | 24.8501 |  |  |  |  | 0 | 0
71054 | L_SWEETW1_1N | W1 | West | YES | 0.22039 | 21.5 | 0 | 107.5 |  | 1.02 | Wind | 1 | 0.23667 | 0 | 107.5 | 23.6915 | 107.5 |  |  | 0.23667 | 25.4418 |  |  |  |  | 0 | 0
71059 | L_SWEETW1_3N | W1 | West | YES | 0.22039 | 23.8 | 0 | 119 | 0 | 1.02 | Wind | 1 | 0.23667 | 0 | 119 | 26.2259 | 119 |  |  | 0.23667 | 28.1635 |  |  |  |  | 0 | 0
71057 | L_SWEETW1_2N | W1 | West | YES | 0.22039 | 27 | 0 | 135 |  | 1.02 | Wind | 1 | 0.23667 | 0 | 135 | 29.7521 | 135 |  |  | 0.23667 | 31.9502 |  |  |  |  | 0 | 0
1433 | GRHAMSES_1G | 1 | North | YES | -0.02232 | 242 | 60 | 242 | 0 | 1.038 | GST | -1 | 0.23673 | 242 | 242 |  |  | -5.4014 | 242 | -0.23673 | -57.2887 |  |  |  |  | 0 | 0
924 | SPENCER_G5 | 1 | North | YES | -0.025031 | 52 | 20 | 66 | 0 | 1.03 | GST | -1 | 0.23944 | 66 | 66 |  |  | -1.652 | 66 | -0.23944 | -15.8031 |  |  |  |  | 0 | 0
923 | SPENCER_G4 | 1 | North | YES | -0.025031 | 48 | 20 | 61 | 0 | 1.03 | GST | -1 | 0.23944 | 61 | 61 |  |  | -1.5269 | 61 | -0.23944 | -14.6059 |  |  |  |  | 0 | 0
60072 | HHOLLOW41A | 1 | West | YES | 0.2244 | 23 | 0 | 115 | 0 | 1.025 | Wind | 1 | 0.24068 | 0 | 115 | 25.8063 | 115 |  |  | 0.24068 | 27.6788 |  |  |  |  | 0 | 0
60058 | BUFF_GAP1A | 1 | West | YES | 0.2244 | 24 | 0 | 120 |  | 1 | Wind | 1 | 0.24068 | 0 | 120 | 26.9284 | 120 |  |  | 0.24068 | 28.8822 |  |  |  |  | 0 | 0
60063 | BUFF_GAP1B | 1 | West | YES | 0.2244 | 34 | 0 | 170.2 | 0 | 1.02 | Wind | 1 | 0.24068 | 0 | 170.2 | 38.1934 | 170.2 |  |  | 0.24068 | 40.9646 |  |  |  |  | 0 | 0
60068 | HHOLLOW21A | 1 | West | YES | 0.2244 | 36.8 | 0 | 184 | 0 | 1.025 | Wind | 1 | 0.24068 | 0 | 184 | 41.2902 | 184 |  |  | 0.24068 | 44.286 |  |  |  |  | 0 | 0
60066 | H_HOLLOW1A | 1 | West | YES | 0.2244 | 44.4 | 0 | 222 | 0 | 1.005 | Wind | 1 | 0.24068 | 0 | 222 | 49.8175 | 222 |  |  | 0.24068 | 53.432 |  |  |  |  | 0 | 0
60070 | HHOLLOW31A | 1 | West | YES | 0.2244 | 44.8 | 0 | 224 | 0 | 1.025 | Wind | 1 | 0.24068 | 0 | 224 | 50.2663 | 224 |  |  | 0.24068 | 53.9134 |  |  |  |  | 0 | 0
60060 | CIRELLO | 1 | West | YES | 0.2244 | 46.6 | 0 | 233 | 0 | 1 | Wind | 1 | 0.24068 | 0 | 233 | 52.2859 | 233 |  |  | 0.24068 | 56.0796 |  |  |  |  | 0 | 0
580 | JCKCNTY801 | 1 | North | YES | -0.030011 | 288 | 0 | 288 | 0 | 1.022 | CC | -1 | 0.24442 | 288 | 288 |  |  | -8.6432 | 288 | -0.24442 | -70.3933 |  |  |  |  | 0 | 0
581 | JCKCNTY802 | 2 | North | YES | -0.030011 | 147 | 0 | 147 | 0 | 1.022 | CC | -1 | 0.24442 | 147 | 147 |  |  | -4.4116 | 147 | -0.24442 | -35.9299 |  |  |  |  | 0 | 0
582 | JCKCNTY803 | 3 | North | YES | -0.030011 | 147 | 0 | 147 | 0 | 1.022 | CC | -1 | 0.24442 | 147 | 147 |  |  | -4.4116 | 147 | -0.24442 | -35.9299 |  |  |  |  | 0 | 0
728 | WOLFRIDGE801 | 1 | North | YES | -0.032967 | 11.2 | 0 | 112.5 | 0 | 0.99 | Wind | -1 | 0.24738 | 0 | 112.5 |  |  | 0 | 0 | -0.24738 | 0 |  |  |  |  | 0 | 0
1455 | WCPWRCO_3G | 3 | North | YES | -0.039399 | 242 | 50 | 242 |  | 1.02 | CC | -1 | 0.25381 | 242 | 242 |  |  | -9.5346 | 242 | -0.25381 | -61.4218 |  |  |  |  | 0 | 0
1453 | WCPWRCO_1G | 1 | North | YES | -0.039399 | 204 | 50 | 204 | 0 | 1.02 | CC | -1 | 0.25381 | 204 | 204 |  |  | -8.0374 | 204 | -0.25381 | -51.7771 |  |  |  |  | 0 | 0
1454 | WCPWRCO_2G | 2 | North | YES | -0.039399 | 204 | 50 | 204 | 0 | 1.02 | CC | -1 | 0.25381 | 204 | 204 |  |  | -8.0374 | 204 | -0.25381 | -51.7771 |  |  |  |  | 0 | 0
1432 | GRHAMSES_2G | 2 | North | YES | -0.040005 | 294.9 | 90 | 366 | 0 | 1.014 | GST | -1 | 0.25442 | 366 | 366 |  |  | -14.6418 | 366 | -0.25442 | -93.1159 |  |  |  |  | 0 | 0
1442 | COKFIELD_5 | 1 | North | YES | -0.040005 | 16.5 | 0 | 165 | 0 | 1.029 | Wind | -1 | 0.25442 | 0 | 165 |  |  | 0 | 0 | -0.25442 | 0 |  |  |  |  | 0 | 0
60081 | WHRLWIND1A | 1 | West | YES | 0.24593 | 12 | 0 | 60 | 0 | 1.03 | Wind | 1 | 0.26221 | 0 | 60 | 14.7556 | 60 |  |  | 0.26221 | 15.7325 |  |  |  |  | 0 | 0
1479 | WFCOGEN_1G | 1 | North | YES | -0.10627 | 16 | 12 | 20 | 0 | 1 | Cogen | -1 | 0.32068 | 0 | 0 |  |  | 0 | 0 | -0.32068 | 0 |  |  |  |  | 0 | 0
1479 | WFCOGEN_1G | 2 | North | YES | -0.10627 | 16 | 12 | 20 | 0 | 1 | Cogen | -1 | 0.32068 | 0 | 0 |  |  | 0 | 0 | -0.32068 | 0 |  |  |  |  | 0 | 0
1482 | WFCOGEN_2G | 1 | North | YES | -0.10627 | 16 | 12 | 20 | 0 | 1 | Cogen | -1 | 0.32068 | 0 | 0 |  |  | 0 | 0 | -0.32068 | 0 |  |  |  |  | 0 | 0
1482 | WFCOGEN_2G | 2 | North | YES | -0.10627 | 13.6 | 12 | 17 | 0 | 1 | Cogen | -1 | 0.32068 | 0 | 0 |  |  | 0 | 0 | -0.32068 | 0 |  |  |  |  | 0 | 0
6100 | OKLA7A | EQ | West | YES | 0.63001 | 50 | -220 | 220 | 0 | 1.035 | DCTie | 1 | 0.64629 | 0 | 0 | 0 | 0 |  |  | 0.64629 | 0 |  |  |  |  | 0 | 0
6752 | OKLA0A | 1 | West | YES | 0.63001 | 649.7 | 175 | 649.7 | 0 | 1.035 | LIGCO | 1 | 0.64629 | 0 | 649.7 | 409.3181 | 649.7 |  |  | 0.64629 | 419.8965 |  |  |  |  | 0 | 0
[26 empty] | 0 | 0
[26 empty] | 0 | 0
[26 empty] | 0 | 0
[26 empty] | 0 | 0
[26 empty] | 0 | 0
[26 empty] | 0 | 0
[26 empty] | 0 | 0
[26 empty] | 0 | 0
[26 empty] | 0 | 0
[26 empty] | 0 | 0
[26 empty] | 0 | 0
[26 empty] | 0 | 0
[26 empty] | 0 | 0
[26 empty] | 0 | 0
[26 empty] | 0 | 0
[26 empty] | 0 | 0
[26 empty] | 0 | 0
[26 empty] | 0 | 0
[26 empty] | 0 | 0
[26 empty] | 0 | 0
[26 empty] | 0 | 0
[26 empty] | 0 | 0
[26 empty] | 0 | 0
[26 empty] | 0 | 0
[26 empty] | 0 | 0
[26 empty] | 0 | 0
[26 empty] | 0 | 0
[26 empty] | 0 | 0
[26 empty] | 0 | 0
[26 empty] | 0 | 0
[26 empty] | 0 | 0
[26 empty] | 0 | 0
[26 empty] | 0 | 0
[26 empty] | 0 | 0
[26 empty] | 0 | 0
[26 empty] | 0 | 0
[26 empty] | 0 | 0
[26 empty] | 0 | 0
[26 empty] | 0 | 0
[26 empty] | 0 | 0
[26 empty] | 0 | 0
[26 empty] | 0 | 0
[26 empty] | 0 | 0
[26 empty] | 0 | 0
[26 empty] | 0 | 0
[26 empty] | 0 | 0
[26 empty] | 0 | 0
[26 empty] | 0 | 0
[26 empty] | 0 | 0
[26 empty] | 0 | 0
[26 empty] | 0 | 0
[26 empty] | 0 | 0
[26 empty] | 0 | 0
[26 empty] | 0 | 0
[26 empty] | 0 | 0
[26 empty] | 0 | 0
[26 empty] | 0 | 0
[26 empty] | 0 | 0
[26 empty] | 0 | 0
[26 empty] | 0 | 0
[26 empty] | 0 | 0
[26 empty] | 0 | 0
[26 empty] | 0 | 0
[26 empty] | 0 | 0
[26 empty] | 0 | 0
[26 empty] | 0 | 0
[26 empty] | 0 | 0
[26 empty] | 0 | 0
[26 empty] | 0 | 0
[26 empty] | 0 | 0
[26 empty] | 0 | 0
[26 empty] | 0 | 0
[26 empty] | 0 | 0
[26 empty] | 0 | 0
[26 empty] | 0 | 0
[26 empty] | 0 | 0
[26 empty] | 0 | 0
[26 empty] | 0 | 0
[26 empty] | 0 | 0
[26 empty] | 0 | 0
[26 empty] | 0 | 0
[26 empty] | 0 | 0
[26 empty] | 0 | 0
[26 empty] | 0 | 0
[26 empty] | 0 | 0
[26 empty] | 0 | 0
[26 empty] | 0 | 0
[26 empty] | 0 | 0
[26 empty] | 0 | 0
[26 empty] | 0 | 0
[26 empty] | 0 | 0
[26 empty] | 0 | 0
[26 empty] | 0 | 0
[26 empty] | 0 | 0
[26 empty] | 0 | 0
[26 empty] | 0 | 0
[26 empty] | 0 | 0
[26 empty] | 0 | 0
[26 empty] | 0 | 0
[26 empty] | 0 | 0
[26 empty] | 0 | 0
[26 empty] | 0 | 0
[26 empty] | 0 | 0
[26 empty] | 0 | 0
[26 empty] | 0 | 0
[26 empty] | 0 | 0
[26 empty] | 0 | 0
[26 empty] | 0 | 0
[26 empty] | 0 | 0
[26 empty] | 0 | 0
[26 empty] | 0 | 0
[26 empty] | 0 | 0
[26 empty] | 0 | 0
[26 empty] | 0 | 0
[26 empty] | 0 | 0
[26 empty] | 0 | 0
[26 empty] | 0 | 0
[26 empty] | 0 | 0
[26 empty] | 0 | 0
[26 empty] | 0 | 0
[26 empty] | 0 | 0
[26 empty] | 0 | 0
[26 empty] | 0 | 0
[26 empty] | 0 | 0
[26 empty] | 0 | 0
[26 empty] | 0 | 0
[26 empty] | 0 | 0
[26 empty] | 0 | 0
[26 empty] | 0 | 0
[26 empty] | 0 | 0
[26 empty] | 0 | 0
[26 empty] | 0 | 0
[26 empty] | 0 | 0
[26 empty] | 0 | 0
[26 empty] | 0 | 0
[26 empty] | 0 | 0
[26 empty] | 0 | 0
[26 empty] | 0 | 0
[26 empty] | 0 | 0
[26 empty] | 0 | 0
[26 empty] | 0 | 0
[26 empty] | 0 | 0
[26 empty] | 0 | 0
[26 empty] | 0 | 0
[26 empty] | 0 | 0
[26 empty] | 0 | 0
[26 empty] | 0 | 0
[26 empty] | 0 | 0
[26 empty] | 0 | 0
[26 empty] | 0 | 0
[26 empty] | 0 | 0
[26 empty] | 0 | 0
[26 empty] | 0 | 0
[26 empty] | 0 | 0
[26 empty] | 0 | 0
[26 empty] | 0 | 0
[26 empty] | 0 | 0
[26 empty] | 0 | 0
[26 empty] | 0 | 0
[26 empty] | 0 | 0
[26 empty] | 0 | 0
[26 empty] | 0 | 0
[26 empty] | 0 | 0
[26 empty] | 0 | 0
[26 empty] | 0 | 0
[26 empty] | 0 | 0
[26 empty] | 0 | 0
[26 empty] | 0 | 0
[26 empty] | 0 | 0
[26 empty] | 0 | 0
[26 empty] | 0 | 0
[26 empty] | 0 | 0
[26 empty] | 0 | 0
[26 empty] | 0 | 0
[26 empty] | 0 | 0
[26 empty] | 0 | 0
[26 empty] | 0 | 0
[26 empty] | 0 | 0
[26 empty] | 0 | 0
[26 empty] | 0 | 0
[26 empty] | 0 | 0
[26 empty] | 0 | 0
[26 empty] | 0 | 0
[26 empty] | 0 | 0
[26 empty] | 0 | 0
[26 empty] | 0 | 0
[26 empty] | 0 | 0
[26 empty] | 0 | 0
[26 empty] | 0 | 0
[26 empty] | 0 | 0
[26 empty] | 0 | 0
[26 empty] | 0 | 0
[26 empty] | 0 | 0
[26 empty] | 0 | 0
[26 empty] | 0 | 0
[26 empty] | 0 | 0
[26 empty] | 0 | 0
[26 empty] | 0 | 0
[26 empty] | 0 | 0
[26 empty] | 0 | 0
[26 empty] | 0 | 0
[26 empty] | 0 | 0
[26 empty] | 0 | 0
[26 empty] | 0 | 0
[26 empty] | 0 | 0
[26 empty] | 0 | 0
[26 empty] | 0 | 0
[26 empty] | 0 | 0
[26 empty] | 0 | 0
[26 empty] | 0 | 0
[26 empty] | 0 | 0
[26 empty] | 0 | 0
[26 empty] | 0 | 0
[26 empty] | 0 | 0
[26 empty] | 0 | 0
[26 empty] | 0 | 0
[26 empty] | 0 | 0
[26 empty] | 0 | 0
[26 empty] | 0 | 0
[26 empty] | 0 | 0
[26 empty] | 0 | 0
[26 empty] | 0 | 0
[26 empty] | 0 | 0
[26 empty] | 0 | 0
[26 empty] | 0 | 0
[26 empty] | 0 | 0
[26 empty] | 0 | 0
[26 empty] | 0 | 0
[26 empty] | 0 | 0
[26 empty] | 0 | 0
[26 empty] | 0 | 0
[26 empty] | 0 | 0
[26 empty] | 0 | 0
[26 empty] | 0 | 0
[26 empty] | 0 | 0
[26 empty] | 0 | 0
[26 empty] | 0 | 0
[26 empty] | 0 | 0
[26 empty] | 0 | 0
[26 empty] | 0 | 0
[26 empty] | 0 | 0
[26 empty] | 0 | 0
[26 empty] | 0 | 0
[26 empty] | 0 | 0
[26 empty] | 0 | 0
[26 empty] | 0 | 0
[26 empty] | 0 | 0
[26 empty] | 0 | 0
[26 empty] | 0 | 0
[26 empty] | 0 | 0
[26 empty] | 0 | 0
[26 empty] | 0 | 0
[26 empty] | 0 | 0
[26 empty] | 0 | 0
[26 empty] | 0 | 0
[26 empty] | 0 | 0
[26 empty] | 0 | 0
[26 empty] | 0 | 0
[26 empty] | 0 | 0
[26 empty] | 0 | 0
[26 empty] | 0 | 0
[26 empty] | 0 | 0
[26 empty] | 0 | 0
[26 empty] | 0 | 0
[26 empty] | 0 | 0
[26 empty] | 0 | 0
[26 empty] | 0 | 0
[26 empty] | 0 | 0
[26 empty] | 0 | 0
[26 empty] | 0 | 0
[26 empty] | 0 | 0
[26 empty] | 0 | 0
[26 empty] | 0 | 0
[26 empty] | 0 | 0
[26 empty] | 0 | 0
[26 empty] | 0 | 0
[26 empty] | 0 | 0
[26 empty] | 0 | 0
[26 empty] | 0 | 0
[26 empty] | 0 | 0
[26 empty] | 0 | 0
[26 empty] | 0 | 0
[26 empty] | 0 | 0
[26 empty] | 0 | 0
[26 empty] | 0 | 0
[26 empty] | 0 | 0
[26 empty] | 0 | 0
[26 empty] | 0 | 0
[26 empty] | 0 | 0
[26 empty] | 0 | 0
[26 empty] | 0 | 0
[26 empty] | 0 | 0
[26 empty] | 0 | 0
[26 empty] | 0 | 0
[26 empty] | 0 | 0
[26 empty] | 0 | 0
[26 empty] | 0 | 0
[26 empty] | 0 | 0
[26 empty] | 0 | 0
[26 empty] | 0 | 0
[26 empty] | 0 | 0
[26 empty] | 0 | 0
[26 empty] | 0 | 0
[26 empty] | 0 | 0
[26 empty] | 0 | 0
[26 empty] | 0 | 0
[26 empty] | 0 | 0
[26 empty] | 0 | 0
[26 empty] | 0 | 0
[26 empty] | 0 | 0
[26 empty] | 0 | 0
[26 empty] | 0 | 0
[26 empty] | 0 | 0
[26 empty] | 0 | 0
[26 empty] | 0 | 0
[26 empty] | 0 | 0
[26 empty] | 0 | 0
[26 empty] | 0 | 0
[26 empty] | 0 | 0
[26 empty] | 0 | 0
[26 empty] | 0 | 0
[26 empty] | 0 | 0
[26 empty] | 0 | 0
[26 empty] | 0 | 0
[26 empty] | 0 | 0
[26 empty] | 0 | 0
[26 empty] | 0 | 0
[26 empty] | 0 | 0
[26 empty] | 0 | 0
[26 empty] | 0 | 0
[26 empty] | 0 | 0
[26 empty] | 0 | 0
[26 empty] | 0 | 0
[26 empty] | 0 | 0
[26 empty] | 0 | 0
[26 empty] | 0 | 0
[26 empty] | 0 | 0
[26 empty] | 0 | 0
[26 empty] | 0 | 0
[26 empty] | 0 | 0
[26 empty] | 0 | 0
[26 empty] | 0 | 0
[26 empty] | 0 | 0
[26 empty] | 0 | 0
[26 empty] | 0 | 0
[26 empty] | 0 | 0
[26 empty] | 0 | 0
[26 empty] | 0 | 0
[26 empty] | 0 | 0
[26 empty] | 0 | 0
[26 empty] | 0 | 0
[26 empty] | 0 | 0
[26 empty] | 0 | 0
[26 empty] | 0 | 0
[26 empty] | 0 | 0
[26 empty] | 0 | 0
[26 empty] | 0 | 0
[26 empty] | 0 | 0
[26 empty] | 0 | 0
[26 empty] | 0 | 0
[26 empty] | 0 | 0
[26 empty] | 0 | 0
[26 empty] | 0 | 0
[26 empty] | 0 | 0
[26 empty] | 0 | 0
[26 empty] | 0 | 0
[26 empty] | 0 | 0
[26 empty] | 0 | 0
[26 empty] | 0 | 0
[26 empty] | 0 | 0
[26 empty] | 0 | 0
[26 empty] | 0 | 0
[26 empty] | 0 | 0
[26 empty] | 0 | 0
[26 empty] | 0 | 0
[26 empty] | 0 | 0
[26 empty] | 0 | 0
[26 empty] | 0 | 0
[26 empty] | 0 | 0
[26 empty] | 0 | 0
[26 empty] | 0 | 0
[26 empty] | 0 | 0
[26 empty] | 0 | 0
[26 empty] | 0 | 0
[26 empty] | 0 | 0
[26 empty] | 0 | 0
[26 empty] | 0 | 0
[26 empty] | 0 | 0
[26 empty] | 0 | 0
[26 empty] | 0 | 0
[26 empty] | 0 | 0
[26 empty] | 0 | 0
[26 empty] | 0 | 0
[26 empty] | 0 | 0
[26 empty] | 0 | 0
[26 empty] | 0 | 0
[26 empty] | 0 | 0
[26 empty] | 0 | 0
[26 empty] | 0 | 0
[26 empty] | 0 | 0
[26 empty] | 0 | 0
[26 empty] | 0 | 0
[26 empty] | 0 | 0
[26 empty] | 0 | 0
[26 empty] | 0 | 0
[26 empty] | 0 | 0
[26 empty] | 0 | 0
[26 empty] | 0 | 0
[26 empty] | 0 | 0
[26 empty] | 0 | 0
[26 empty] | 0 | 0
[26 empty] | 0 | 0
[26 empty] | 0 | 0
[26 empty] | 0 | 0
[26 empty] | 0 | 0
[26 empty] | 0 | 0
[26 empty] | 0 | 0
[26 empty] | 0 | 0
[26 empty] | 0 | 0
[26 empty] | 0 | 0
[26 empty] | 0 | 0
[26 empty] | 0 | 0
[26 empty] | 0 | 0
[26 empty] | 0 | 0
[26 empty] | 0 | 0
[26 empty] | 0 | 0
[26 empty] | 0 | 0
[26 empty] | 0 | 0
[26 empty] | 0 | 0
[26 empty] | 0 | 0
[26 empty] | 0 | 0
[26 empty] | 0 | 0
[26 empty] | 0 | 0
[26 empty] | 0 | 0
[26 empty] | 0 | 0
[26 empty] | 0 | 0
[26 empty] | 0 | 0
[26 empty] | 0 | 0
[26 empty] | 0 | 0
[26 empty] | 0 | 0
[26 empty] | 0 | 0
[26 empty] | 0 | 0
[26 empty] | 0 | 0
[26 empty] | 0 | 0
[26 empty] | 0 | 0
[26 empty] | 0 | 0
[26 empty] | 0 | 0
[26 empty] | 0 | 0
[26 empty] | 0 | 0
[26 empty] | 0 | 0
[26 empty] | 0 | 0
[26 empty] | 0 | 0
[26 empty] | 0 | 0
[26 empty] | 0 | 0
[26 empty] | 0 | 0
[26 empty] | 0 | 0
[26 empty] | 0 | 0
[26 empty] | 0 | 0
[26 empty] | 0 | 0
[26 empty] | 0 | 0
[26 empty] | 0 | 0
[26 empty] | 0 | 0
[26 empty] | 0 | 0
[26 empty] | 0 | 0
[26 empty] | 0 | 0
[26 empty] | 0 | 0
[26 empty] | 0 | 0
[26 empty] | 0 | 0
[26 empty] | 0 | 0
[26 empty] | 0 | 0
[26 empty] | 0 | 0
[26 empty] | 0 | 0
[26 empty] | 0 | 0
[26 empty] | 0 | 0
[26 empty] | 0 | 0
[26 empty] | 0 | 0
[26 empty] | 0 | 0
[26 empty] | 0 | 0
[26 empty] | 0 | 0
[26 empty] | 0 | 0
[26 empty] | 0 | 0
[26 empty] | 0 | 0
[26 empty] | 0 | 0
[26 empty] | 0 | 0
[26 empty] | 0 | 0
[26 empty] | 0 | 0
[26 empty] | 0 | 0
[26 empty] | 0 | 0
[26 empty] | 0 | 0
[26 empty] | 0 | 0
[26 empty] | 0 | 0
[26 empty] | 0 | 0
[26 empty] | 0 | 0
[26 empty] | 0 | 0
[26 empty] | 0 | 0
[26 empty] | 0 | 0
[26 empty] | 0 | 0
[26 empty] | 0 | 0
[26 empty] | 0 | 0
[26 empty] | 0 | 0
[26 empty] | 0 | 0
[26 empty] | 0 | 0
[26 empty] | 0 | 0
[26 empty] | 0 | 0
[26 empty] | 0 | 0
[26 empty] | 0 | 0
[26 empty] | 0 | 0
[26 empty] | 0 | 0
[26 empty] | 0 | 0
[26 empty] | 0 | 0
[26 empty] | 0 | 0
[26 empty] | 0 | 0
[26 empty] | 0 | 0
[26 empty] | 0 | 0
[26 empty] | 0 | 0
[26 empty] | 0 | 0
[26 empty] | 0 | 0
[26 empty] | 0 | 0
[26 empty] | 0 | 0
[26 empty] | 0 | 0
[26 empty] | 0 | 0
[26 empty] | 0 | 0
[26 empty] | 0 | 0
[26 empty] | 0 | 0
[26 empty] | 0 | 0
[26 empty] | 0 | 0
[26 empty] | 0 | 0
[26 empty] | 0 | 0
[26 empty] | 0 | 0
[26 empty] | 0 | 0
[26 empty] | 0 | 0
[26 empty] | 0 | 0
[26 empty] | 0 | 0
[26 empty] | 0 | 0
[26 empty] | 0 | 0
[26 empty] | 0 | 0
[26 empty] | 0 | 0
[26 empty] | 0 | 0
[26 empty] | 0 | 0
[26 empty] | 0 | 0
[26 empty] | 0 | 0
[26 empty] | 0 | 0
[26 empty] | 0 | 0
[26 empty] | 0 | 0
[26 empty] | 0 | 0
[26 empty] | 0 | 0
[26 empty] | 0 | 0
[26 empty] | 0 | 0
[26 empty] | 0 | 0
[26 empty] | 0 | 0
[26 empty] | 0 | 0
[26 empty] | 0 | 0
[26 empty] | 0 | 0
[26 empty] | 0 | 0
[26 empty] | 0 | 0
[26 empty] | 0 | 0
[26 empty] | 0 | 0
[26 empty] | 0 | 0
[26 empty] | 0 | 0
[26 empty] | 0 | 0
[26 empty] | 0 | 0
[26 empty] | 0 | 0
[26 empty] | 0 | 0
[26 empty] | 0 | 0
[26 empty] | 0 | 0
[26 empty] | 0 | 0
[26 empty] | 0 | 0
[26 empty] | 0 | 0
[26 empty] | 0 | 0
[26 empty] | 0 | 0
[26 empty] | 0 | 0
[26 empty] | 0 | 0
[26 empty] | 0 | 0
[26 empty] | 0 | 0
[26 empty] | 0 | 0
[26 empty] | 0 | 0
[26 empty] | 0 | 0
[26 empty] | 0 | 0
[26 empty] | 0 | 0
[26 empty] | 0 | 0
[26 empty] | 0 | 0
[26 empty] | 0 | 0
[26 empty] | 0 | 0
[26 empty] | 0 | 0
[26 empty] | 0 | 0
[26 empty] | 0 | 0
[26 empty] | 0 | 0
[26 empty] | 0 | 0
[26 empty] | 0 | 0
[26 empty] | 0 | 0
[26 empty] | 0 | 0
[26 empty] | 0 | 0
[26 empty] | 0 | 0
[26 empty] | 0 | 0
[26 empty] | 0 | 0
[26 empty] | 0 | 0
[26 empty] | 0 | 0
[26 empty] | 0 | 0
[26 empty] | 0 | 0
[26 empty] | 0 | 0
[26 empty] | 0 | 0
[26 empty] | 0 | 0
[26 empty] | 0 | 0
[26 empty] | 0 | 0
[26 empty] | 0 | 0
[26 empty] | 0 | 0
[26 empty] | 0 | 0
[26 empty] | 0 | 0
[26 empty] | 0 | 0
[26 empty] | 0 | 0
[26 empty] | 0 | 0
[26 empty] | 0 | 0
[26 empty] | 0 | 0
[26 empty] | 0 | 0
[26 empty] | 0 | 0
[26 empty] | 0 | 0
[26 empty] | 0 | 0
[26 empty] | 0 | 0
[26 empty] | 0 | 0
[26 empty] | 0 | 0
[26 empty] | 0 | 0
[26 empty] | 0 | 0
[26 empty] | 0 | 0
[26 empty] | 0 | 0
[26 empty] | 0 | 0
[26 empty] | 0 | 0
[26 empty] | 0 | 0
[26 empty] | 0 | 0
[26 empty] | 0 | 0
[26 empty] | 0 | 0
[26 empty] | 0 | 0
[26 empty] | 0 | 0
[26 empty] | 0 | 0
[26 empty] | 0 | 0
[26 empty] | 0 | 0
[26 empty] | 0 | 0
[26 empty] | 0 | 0
[26 empty] | 0 | 0
[26 empty] | 0 | 0
[26 empty] | 0 | 0
[26 empty] | 0 | 0
[26 empty] | 0 | 0
[26 empty] | 0 | 0
[26 empty] | 0 | 0
[26 empty] | 0 | 0
[26 empty] | 0 | 0
[26 empty] | 0 | 0
[26 empty] | 0 | 0
[26 empty] | 0 | 0
[26 empty] | 0 | 0
[26 empty] | 0 | 0
[26 empty] | 0 | 0
[26 empty] | 0 | 0
[26 empty] | 0 | 0
[26 empty] | 0 | 0
[26 empty] | 0 | 0
[26 empty] | 0 | 0
[26 empty] | 0 | 0
[26 empty] | 0 | 0
[26 empty] | 0 | 0
[26 empty] | 0 | 0
[26 empty] | 0 | 0
[26 empty] | 0 | 0
[26 empty] | 0 | 0
[26 empty] | 0 | 0
[26 empty] | 0 | 0
[26 empty] | 0 | 0
[26 empty] | 0 | 0
[26 empty] | 0 | 0
[26 empty] | 0 | 0
[26 empty] | 0 | 0
[26 empty] | 0 | 0
[26 empty] | 0 | 0
[26 empty] | 0 | 0
[26 empty] | 0 | 0
[26 empty] | 0 | 0
[26 empty] | 0 | 0
[26 empty] | 0 | 0
[26 empty] | 0 | 0
[26 empty] | 0 | 0
[26 empty] | 0 | 0
[26 empty] | 0 | 0
[26 empty] | 0 | 0
[26 empty] | 0 | 0
[26 empty] | 0 | 0
[26 empty] | 0 | 0
[26 empty] | 0 | 0
[26 empty] | 0 | 0
[26 empty] | 0 | 0
[26 empty] | 0 | 0
[26 empty] | 0 | 0
[26 empty] | 0 | 0
[26 empty] | 0 | 0
[26 empty] | 0 | 0
[26 empty] | 0 | 0
[26 empty] | 0 | 0
[26 empty] | 0 | 0
[26 empty] | 0 | 0
[26 empty] | 0 | 0
[26 empty] | 0 | 0
[26 empty] | 0 | 0
[26 empty] | 0 | 0
[26 empty] | 0 | 0
[26 empty] | 0 | 0
[26 empty] | 0 | 0
[26 empty] | 0 | 0
[26 empty] | 0 | 0
[26 empty] | 0 | 0
[26 empty] | 0 | 0
[26 empty] | 0 | 0
[26 empty] | 0 | 0
[26 empty] | 0 | 0
[26 empty] | 0 | 0
[26 empty] | 0 | 0
[26 empty] | 0 | 0
[26 empty] | 0 | 0
[26 empty] | 0 | 0
[26 empty] | 0 | 0
[26 empty] | 0 | 0
[26 empty] | 0 | 0
[26 empty] | 0 | 0
[26 empty] | 0 | 0
[26 empty] | 0 | 0
[26 empty] | 0 | 0
[26 empty] | 0 | 0
[26 empty] | 0 | 0
[26 empty] | 0 | 0
[26 empty] | 0 | 0
[26 empty] | 0 | 0
[26 empty] | 0 | 0
[26 empty] | 0 | 0
[26 empty] | 0 | 0
[26 empty] | 0 | 0
[26 empty] | 0 | 0
[26 empty] | 0 | 0
[26 empty] | 0 | 0
[26 empty] | 0 | 0
[26 empty] | 0 | 0
[26 empty] | 0 | 0
[26 empty] | 0 | 0
[26 empty] | 0 | 0
[26 empty] | 0 | 0
[26 empty] | 0 | 0
[26 empty] | 0 | 0
[26 empty] | 0 | 0
[26 empty] | 0 | 0
[26 empty] | 0 | 0
[26 empty] | 0 | 0
[26 empty] | 0 | 0
[26 empty] | 0 | 0
[26 empty] | 0 | 0
[26 empty] | 0 | 0
[26 empty] | 0 | 0
[26 empty] | 0 | 0
[26 empty] | 0 | 0
[26 empty] | 0 | 0
[26 empty] | 0 | 0
[26 empty] | 0 | 0
[26 empty] | 0 | 0
[26 empty] | 0 | 0
[26 empty] | 0 | 0
[26 empty] | 0 | 0
[26 empty] | 0 | 0
[26 empty] | 0 | 0
[26 empty] | 0 | 0
[26 empty] | 0 | 0
[26 empty] | 0 | 0
[26 empty] | 0 | 0
[26 empty] | 0 | 0
[26 empty] | 0 | 0
[26 empty] | 0 | 0
[26 empty] | 0 | 0
[26 empty] | 0 | 0
[26 empty] | 0 | 0
[26 empty] | 0 | 0
[26 empty] | 0 | 0
[26 empty] | 0 | 0
[26 empty] | 0 | 0
[26 empty] | 0 | 0
[26 empty] | 0 | 0
[26 empty] | 0 | 0
[26 empty] | 0 | 0
[26 empty] | 0 | 0
[26 empty] | 0 | 0
[26 empty] | 0 | 0
[26 empty] | 0 | 0
[26 empty] | 0 | 0
[26 empty] | 0 | 0
[26 empty] | 0 | 0
[26 empty] | 0 | 0
[26 empty] | 0 | 0
[26 empty] | 0 | 0
[26 empty] | 0 | 0
[26 empty] | 0 | 0
[26 empty] | 0 | 0
[26 empty] | 0 | 0
[26 empty] | 0 | 0
[26 empty] | 0 | 0
[26 empty] | 0 | 0
[26 empty] | 0 | 0
[26 empty] | 0 | 0
[26 empty] | 0 | 0
[26 empty] | 0 | 0
[26 empty] | 0 | 0
[26 empty] | 0 | 0
[26 empty] | 0 | 0
[26 empty] | 0 | 0
[26 empty] | 0 | 0
[26 empty] | 0 | 0
[26 empty] | 0 | 0
[26 empty] | 0 | 0
[26 empty] | 0 | 0
[26 empty] | 0 | 0
[26 empty] | 0 | 0
[26 empty] | 0 | 0
[26 empty] | 0 | 0
[26 empty] | 0 | 0
[26 empty] | 0 | 0
[26 empty] | 0 | 0
[26 empty] | 0 | 0
[26 empty] | 0 | 0
[26 empty] | 0 | 0
[26 empty] | 0 | 0
[26 empty] | 0 | 0
[26 empty] | 0 | 0
[26 empty] | 0 | 0
[26 empty] | 0 | 0
[26 empty] | 0 | 0
[26 empty] | 0 | 0
[26 empty] | 0 | 0
[26 empty] | 0 | 0
[26 empty] | 0 | 0
[26 empty] | 0 | 0
[26 empty] | 0 | 0
[26 empty] | 0 | 0
[26 empty] | 0 | 0
[26 empty] | 0 | 0
[26 empty] | 0 | 0
[26 empty] | 0 | 0
[26 empty] | 0 | 0
[26 empty] | 0 | 0
[26 empty] | 0 | 0
[26 empty] | 0 | 0
[26 empty] | 0 | 0
[26 empty] | 0 | 0
[26 empty] | 0 | 0
[26 empty] | 0 | 0
[26 empty] | 0 | 0
[26 empty] | 0 | 0
[26 empty] | 0 | 0
[26 empty] | 0 | 0
[26 empty] | 0 | 0
[26 empty] | 0 | 0
[26 empty] | 0 | 0
[26 empty] | 0 | 0
[26 empty] | 0 | 0
[26 empty] | 0 | 0
[26 empty] | 0 | 0
[26 empty] | 0 | 0
[26 empty] | 0 | 0
[26 empty] | 0 | 0
[26 empty] | 0 | 0
[26 empty] | 0 | 0
[26 empty] | 0 | 0
[26 empty] | 0 | 0
[26 empty] | 0 | 0
[26 empty] | 0 | 0
[26 empty] | 0 | 0
[26 empty] | 0 | 0
[26 empty] | 0 | 0
[26 empty] | 0 | 0
[26 empty] | 0 | 0
[26 empty] | 0 | 0
[26 empty] | 0 | 0
[26 empty] | 0 | 0
[26 empty] | 0 | 0
[26 empty] | 0 | 0
[26 empty] | 0 | 0
[26 empty] | 0 | 0
[26 empty] | 0 | 0
[26 empty] | 0 | 0
[26 empty] | 0 | 0
[26 empty] | 0 | 0
[26 empty] | 0 | 0
[26 empty] | 0 | 0
[26 empty] | 0 | 0
[26 empty] | 0 | 0
[26 empty] | 0 | 0
[26 empty] | 0 | 0
[26 empty] | 0 | 0
[26 empty] | 0 | 0
[26 empty] | 0 | 0
[26 empty] | 0 | 0
[26 empty] | 0 | 0
[26 empty] | 0 | 0
[26 empty] | 0 | 0
[26 empty] | 0 | 0
[26 empty] | 0 | 0
[26 empty] | 0 | 0
[26 empty] | 0 | 0
[26 empty] | 0 | 0
[26 empty] | 0 | 0
[26 empty] | 0 | 0
[26 empty] | 0 | 0
[26 empty] | 0 | 0
[26 empty] | 0 | 0
[26 empty] | 0 | 0
[26 empty] | 0 | 0
[26 empty] | 0 | 0
[26 empty] | 0 | 0
[26 empty] | 0 | 0
[26 empty] | 0 | 0
[26 empty] | 0 | 0
[26 empty] | 0 | 0
[26 empty] | 0 | 0
[26 empty] | 0 | 0
[26 empty] | 0 | 0
[26 empty] | 0 | 0
[26 empty] | 0 | 0
[26 empty] | 0 | 0
[26 empty] | 0 | 0
[26 empty] | 0 | 0
[26 empty] | 0 | 0
[26 empty] | 0 | 0
[26 empty] | 0 | 0
[26 empty] | 0 | 0
[26 empty] | 0 | 0
[26 empty] | 0 | 0
[26 empty] | 0 | 0
[26 empty] | 0 | 0
[26 empty] | 0 | 0
[26 empty] | 0 | 0
[26 empty] | 0 | 0
[26 empty] | 0 | 0
[26 empty] | 0 | 0
[26 empty] | 0 | 0
[26 empty] | 0 | 0
[26 empty] | 0 | 0
[26 empty] | 0 | 0
[26 empty] | 0 | 0
[26 empty] | 0 | 0
[26 empty] | 0 | 0
[26 empty] | 0 | 0
[26 empty] | 0 | 0
[26 empty] | 0 | 0
[26 empty] | 0 | 0
[26 empty] | 0 | 0
[26 empty] | 0 | 0
[26 empty] | 0 | 0
[26 empty] | 0 | 0
[26 empty] | 0 | 0
[26 empty] | 0 | 0
[26 empty] | 0 | 0
[26 empty] | 0 | 0
[26 empty] | 0 | 0
[26 empty] | 0 | 0
[26 empty] | 0 | 0
[26 empty] | 0 | 0
[26 empty] | 0 | 0
[26 empty] | 0 | 0
[26 empty] | 0 | 0
[26 empty] | 0 | 0
[26 empty] | 0 | 0
[26 empty] | 0 | 0
[26 empty] | 0 | 0
[26 empty] | 0 | 0
[26 empty] | 0 | 0
[26 empty] | 0 | 0
[26 empty] | 0 | 0
[26 empty] | 0 | 0
[26 empty] | 0 | 0
[26 empty] | 0 | 0
[26 empty] | 0 | 0
[26 empty] | 0 | 0
[26 empty] | 0 | 0
[26 empty] | 0 | 0
[26 empty] | 0 | 0
[26 empty] | 0 | 0
[26 empty] | 0 | 0
[26 empty] | 0 | 0
[26 empty] | 0 | 0
[26 empty] | 0 | 0
[26 empty] | 0 | 0
[26 empty] | 0 | 0
[26 empty] | 0 | 0
[26 empty] | 0 | 0
[26 empty] | 0 | 0
[26 empty] | 0 | 0
[26 empty] | 0 | 0
[26 empty] | 0 | 0
[26 empty] | 0 | 0
[26 empty] | 0 | 0
[26 empty] | 0 | 0
[26 empty] | 0 | 0
[26 empty] | 0 | 0
[26 empty] | 0 | 0
[26 empty] | 0 | 0
[26 empty] | 0 | 0
[26 empty] | 0 | 0
[26 empty] | 0 | 0
[26 empty] | 0 | 0
[26 empty] | 0 | 0
[26 empty] | 0 | 0
[26 empty] | 0 | 0
[26 empty] | 0 | 0
[26 empty] | 0 | 0
[26 empty] | 0 | 0
[26 empty] | 0 | 0
[26 empty] | 0 | 0
[26 empty] | 0 | 0
[26 empty] | 0 | 0
[26 empty] | 0 | 0
[26 empty] | 0 | 0
[26 empty] | 0 | 0
[26 empty] | 0 | 0
[26 empty] | 0 | 0
[26 empty] | 0 | 0
[26 empty] | 0 | 0
[26 empty] | 0 | 0
[26 empty] | 0 | 0
[26 empty] | 0 | 0
[26 empty] | 0 | 0
[26 empty] | 0 | 0
[26 empty] | 0 | 0
[26 empty] | 0 | 0
[26 empty] | 0 | 0
[26 empty] | 0 | 0
[26 empty] | 0 | 0
[26 empty] | 0 | 0
[26 empty] | 0 | 0
[26 empty] | 0 | 0
[26 empty] | 0 | 0
[26 empty] | 0 | 0
[26 empty] | 0 | 0
[26 empty] | 0 | 0
[26 empty] | 0 | 0
[26 empty] | 0 | 0
[26 empty] | 0 | 0
[26 empty] | 0 | 0
[26 empty] | 0 | 0
[26 empty] | 0 | 0
[26 empty] | 0 | 0
[26 empty] | 0 | 0
[26 empty] | 0 | 0
[26 empty] | 0 | 0
[26 empty] | 0 | 0
[26 empty] | 0 | 0
[26 empty] | 0 | 0
[26 empty] | 0 | 0
[26 empty] | 0 | 0
[26 empty] | 0 | 0
[26 empty] | 0 | 0
[26 empty] | 0 | 0
[26 empty] | 0 | 0
[26 empty] | 0 | 0
[26 empty] | 0 | 0
[26 empty] | 0 | 0
[26 empty] | 0 | 0
[26 empty] | 0 | 0
[26 empty] | 0 | 0
[26 empty] | 0 | 0
[26 empty] | 0 | 0
[26 empty] | 0 | 0
[26 empty] | 0 | 0
[26 empty] | 0 | 0
[26 empty] | 0 | 0
[26 empty] | 0 | 0
[26 empty] | 0 | 0
[26 empty] | 0 | 0
[26 empty] | 0 | 0
[26 empty] | 0 | 0
[26 empty] | 0 | 0
[26 empty] | 0 | 0
[26 empty] | 0 | 0
[26 empty] | 0 | 0
[26 empty] | 0 | 0
[26 empty] | 0 | 0
[26 empty] | 0 | 0
[26 empty] | 0 | 0
[26 empty] | 0 | 0
[26 empty] | 0 | 0
[26 empty] | 0 | 0
[26 empty] | 0 | 0
[26 empty] | 0 | 0
[26 empty] | 0 | 0
[26 empty] | 0 | 0
[26 empty] | 0 | 0
[26 empty] | 0 | 0
[26 empty] | 0 | 0
[26 empty] | 0 | 0
[26 empty] | 0 | 0
[26 empty] | 0 | 0
[26 empty] | 0 | 0
[26 empty] | 0 | 0
[26 empty] | 0 | 0
[26 empty] | 0 | 0
[26 empty] | 0 | 0
[26 empty] | 0 | 0
[26 empty] | 0 | 0
[26 empty] | 0 | 0
[26 empty] | 0 | 0
[26 empty] | 0 | 0
[26 empty] | 0 | 0
[26 empty] | 0 | 0
[26 empty] | 0 | 0
[26 empty] | 0 | 0
[26 empty] | 0 | 0
[26 empty] | 0 | 0
[26 empty] | 0 | 0
[26 empty] | 0 | 0
[26 empty] | 0 | 0
[26 empty] | 0 | 0
[26 empty] | 0 | 0
[26 empty] | 0 | 0
[26 empty] | 0 | 0
[26 empty] | 0 | 0
[26 empty] | 0 | 0
[26 empty] | 0 | 0
[26 empty] | 0 | 0
[26 empty] | 0 | 0
[26 empty] | 0 | 0
[26 empty] | 0 | 0
[26 empty] | 0 | 0
[26 empty] | 0 | 0
[26 empty] | 0 | 0
[26 empty] | 0 | 0
[26 empty] | 0 | 0
[26 empty] | 0 | 0
[26 empty] | 0 | 0
[26 empty] | 0 | 0
[26 empty] | 0 | 0
[26 empty] | 0 | 0
[26 empty] | 0 | 0
[26 empty] | 0 | 0
[26 empty] | 0 | 0
[26 empty] | 0 | 0
[26 empty] | 0 | 0
[26 empty] | 0 | 0
[26 empty] | 0 | 0
[26 empty] | 0 | 0
[26 empty] | 0 | 0
[26 empty] | 0 | 0
[26 empty] | 0 | 0
[26 empty] | 0 | 0
[26 empty] | 0 | 0
[26 empty] | 0 | 0
[26 empty] | 0 | 0
[26 empty] | 0 | 0
[26 empty] | 0 | 0
[26 empty] | 0 | 0
[26 empty] | 0 | 0
[26 empty] | 0 | 0
[26 empty] | 0 | 0
[26 empty] | 0 | 0
[26 empty] | 0 | 0
[26 empty] | 0 | 0
[26 empty] | 0 | 0
[26 empty] | 0 | 0
[26 empty] | 0 | 0
[26 empty] | 0 | 0
[26 empty] | 0 | 0
[26 empty] | 0 | 0
[26 empty] | 0 | 0
[26 empty] | 0 | 0
[26 empty] | 0 | 0
[26 empty] | 0 | 0
[26 empty] | 0 | 0
[26 empty] | 0 | 0
[26 empty] | 0 | 0
[26 empty] | 0 | 0
[26 empty] | 0 | 0
[26 empty] | 0 | 0
[26 empty] | 0 | 0
[26 empty] | 0 | 0
[26 empty] | 0 | 0
[26 empty] | 0 | 0
[26 empty] | 0 | 0
[26 empty] | 0 | 0
[26 empty] | 0 | 0
[26 empty] | 0 | 0
[26 empty] | 0 | 0
[26 empty] | 0 | 0
[26 empty] | 0 | 0
[26 empty] | 0 | 0
[26 empty] | 0 | 0
[26 empty] | 0 | 0
[26 empty] | 0 | 0
[26 empty] | 0 | 0
[26 empty] | 0 | 0
[26 empty] | 0 | 0
[26 empty] | 0 | 0
[26 empty] | 0 | 0
[26 empty] | 0 | 0
[26 empty] | 0 | 0
[26 empty] | 0 | 0
[26 empty] | 0 | 0
[26 empty] | 0 | 0
[26 empty] | 0 | 0
[26 empty] | 0 | 0
[26 empty] | 0 | 0
[26 empty] | 0 | 0
[26 empty] | 0 | 0
[26 empty] | 0 | 0
[26 empty] | 0 | 0
[26 empty] | 0 | 0
[26 empty] | 0 | 0
[26 empty] | 0 | 0
[26 empty] | 0 | 0
[26 empty] | 0 | 0
[26 empty] | 0 | 0
[26 empty] | 0 | 0
[26 empty] | 0 | 0
[26 empty] | 0 | 0
[26 empty] | 0 | 0
[26 empty] | 0 | 0
[26 empty] | 0 | 0
[26 empty] | 0 | 0
[26 empty] | 0 | 0
[26 empty] | 0 | 0
[26 empty] | 0 | 0
[26 empty] | 0 | 0
[26 empty] | 0 | 0
[26 empty] | 0 | 0
[26 empty] | 0 | 0
[26 empty] | 0 | 0
[26 empty] | 0 | 0
[26 empty] | 0 | 0
[26 empty] | 0 | 0
[26 empty] | 0 | 0
[26 empty] | 0 | 0
[26 empty] | 0 | 0
[26 empty] | 0 | 0
[26 empty] | 0 | 0
[26 empty] | 0 | 0
[26 empty] | 0 | 0
[26 empty] | 0 | 0
[26 empty] | 0 | 0
[26 empty] | 0 | 0
[26 empty] | 0 | 0
[26 empty] | 0 | 0
[26 empty] | 0 | 0
[26 empty] | 0 | 0
[26 empty] | 0 | 0
[26 empty] | 0 | 0
[26 empty] | 0 | 0
[26 empty] | 0 | 0
[26 empty] | 0 | 0
[26 empty] | 0 | 0
[26 empty] | 0 | 0
[26 empty] | 0 | 0
[26 empty] | 0 | 0
[26 empty] | 0 | 0
[26 empty] | 0 | 0
[26 empty] | 0 | 0
[26 empty] | 0 | 0
[26 empty] | 0 | 0
[26 empty] | 0 | 0
[26 empty] | 0 | 0
[26 empty] | 0 | 0
[26 empty] | 0 | 0
[26 empty] | 0 | 0
[26 empty] | 0 | 0
[26 empty] | 0 | 0
[26 empty] | 0 | 0
[26 empty] | 0 | 0
[26 empty] | 0 | 0
[26 empty] | 0 | 0
[26 empty] | 0 | 0
[26 empty] | 0 | 0
[26 empty] | 0 | 0
[26 empty] | 0 | 0
[26 empty] | 0 | 0
[26 empty] | 0 | 0
[26 empty] | 0 | 0
[26 empty] | 0 | 0
[26 empty] | 0 | 0
[26 empty] | 0 | 0
[26 empty] | 0 | 0
[26 empty] | 0 | 0
[26 empty] | 0 | 0
[26 empty] | 0 | 0
[26 empty] | 0 | 0
[26 empty] | 0 | 0
[26 empty] | 0 | 0
[26 empty] | 0 | 0
[26 empty] | 0 | 0
[26 empty] | 0 | 0
[26 empty] | 0 | 0
[26 empty] | 0 | 0

## Zones
Houston | -1
North | -1
South | -1
West | 1
SET UP AREA, copy & paste values to cell B1
Source | West |  | N to H | N to W | N to S | W to N | S to N | W to S
Sink | North | Houston | -1 | 1 | -1 | -1 | 1 | -1
|  | North | 1 | 1 | 1 | -1 | -1 | -1
|  | South | -1 | 1 | -1 | -1 | 1 | -1
|  | West | 1 | -1 | 1 | 1 | -1 | 1
|  | Source | North | North | North | West | South | West
|  | Sink | Houston | West | South | North | North | South

## Tech
Number of Bus | Name of Bus | Tech Type
238 | BOSQUESW505 | CC
239 | BOSQUESW502 | GGT
244 | WHITNYDM01 | Hydro
245 | WHITNYDM02 | Hydro
247 | BOSQUESW501 | GGT
251 | BOSQUESW803 | CC
253 | BOSQUESW804 | CC
332 | RWMILLER01 | GST
333 | RWMILLER02 | GST
334 | RWMILLER03 | GST
335 | RWMILLER04 | GST
336 | RWMILLER05 | GST
344 | MRSSHPRD | Hydro
345 | MRSSHPRD01 | Hydro
366 | JNSNCNTY802 | Cogen
367 | JNSNCNTY802 | Cogen
503 | NTHTEXAS01 | GST
504 | NTHTEXAS02 | GST
505 | NTHTEXAS03 | GST
580 | JCKCNTY801 | CC
581 | JCKCNTY802 | CC
582 | JCKCNTY803 | CC
728 | WOLFRIDGE801 | Wind
837 | NEWMAN_G5 | GST
842 | OLINGER_G1 | GST
843 | OLINGER_G2 | GST
844 | OLINGER_G3 | GST
845 | OLINGER_G4 | GGT
923 | SPENCER_G4 | GST
924 | SPENCER_G5 | GST
948 | STEAM1 | GST
949 | STEAM2 | GST
950 | STEAM3 | GST
990 | GIBN_CREK_G1 | LIGCO
1002 | PBCTAGE_1G | GGT
1003 | PBCTBGE_2G | GGT
1004 | PBCTCGE_3G | GGT
1005 | PBCTDGE_4G | GGT
1006 | PBCTEGE_5G | GGT
1007 | PB5GEN_6G | GST
1008 | PB6GEN_7G | GST
1037 | MORGAN5G_5G | GST
1039 | MRGNAG_1G | GGT
1040 | MRGNBG_2G | GGT
1041 | MRGNCG_3G | GGT
1042 | MRGNDG_4G | GGT
1043 | MRGNEG_5G | GGT
1044 | MRGNFG_6G | GGT
1045 | CALENG1G_1G | Cogen
1046 | CALENG2G_2G | Cogen
1047 | CALENG3G_3G | Cogen
1058 | LONGSHORE_5 | Wind
1058 | LONGSHORE_5 | Wind
1061 | CIELOGEN_1G | Wind
1062 | CIELOGEN_2G | Wind
1068 | SCURRYCW_1G | Wind
1069 | KINDERMG_1G | Cogen
1070 | KINDERMG_2G | Cogen
1071 | KINDERMG_3G | Cogen
1073 | SCURRYCW_2G | Wind
1320 | BSP 1 | Cogen
1326 | STANTONW_8 | Wind
1327 | WILDHRSE_1G | Wind
1328 | OCOTILLO_1G | Wind
1333 | MCDDONAL_8 | Wind
1343 | TRENTIPP_8 | Wind
1349 | WESTXWIN_1G | Wind
1350 | NWPWRG1_1G | Wind
1354 | AEPWIND_8 | Wind
1360 | GUNSIGHT_8 | Wind
1416 | SWETWATR_1G | CC
1417 | SWETWATR_2G | CC
1418 | SWETWATR_3G | CC
1419 | SWETWATR_4G | CC
1432 | GRHAMSES_2G | GST
1433 | GRHAMSES_1G | GST
1437 | MESQUITW_1G | Wind
1438 | MESQUITW_2G | Wind
1442 | COKFIELD_5 | Wind
1453 | WCPWRCO_1G | CC
1454 | WCPWRCO_2G | CC
1455 | WCPWRCO_3G | CC
1479 | WFCOGEN_1G | Cogen
1479 | WFCOGEN_1G | Cogen
1482 | WFCOGEN_2G | Cogen
1482 | WFCOGEN_2G | Cogen
1600 | BARTNWND_1G | Wind
1643 | SLSTR1PP_1G | Wind
1675 | PEC_1G | Cogen
1676 | PEC_2G | Cogen
1677 | PEC_3G | Cogen
1678 | LAMARPWR_1G | CC
1679 | LAMARPWR_2G | CC
1680 | LAMARPWR_3G | CC
1681 | LAMARPWR_4G | CC
1682 | LAMARPWR_5G | CC
1683 | LAMARPWR_6G | CC
1687 | VALLEY_1G | GST
1688 | VALLEY_2G | GSC
1689 | VALLEY_3G | GST
1701 | MOSES_1G | LIGCO
1702 | MOSES_2G | LIGCO
1703 | MOSES_3G | LIGCO
1861 | EAGLEMNT_1G | GST
1862 | EAGLEMNT_2G | GST
1863 | EAGLEMNT_3G | GST
1877 | WLFHOLW_1G | CC
1878 | WLFHOLW_2G | CC
1879 | WLFHOLW_3G | CC
1889 | DECRDOVA_1G | GSC
1892 | DECRDOVA_2G | GGT
1893 | DECRDOVA_3G | GGT
1894 | DECRDOVA_4G | GGT
1895 | DECRDOVA_5G | GGT
1898 | COMCHEPK_1G | Nuc
1899 | COMCHEPK_2G | Nuc
1937 | MDLTHELP_5G | CC
1938 | MDLTHELP_6G | CC
1941 | MDLTHELP_1G | CC
1942 | MDLTHELP_2G | CC
1943 | MDLTHELP_3G | CC
1944 | MDLTHELP_4G | CC
1947 | HANDLEY_3G | GST
1948 | HANDLEY_4G | GST
1949 | HANDLEY_5G | GST
2371 | COLLIN_1G | GST
2381 | NTHLK1_G | GST
2382 | NTHLK2_G | GST
2383 | NTHLK3_G | GST
2413 | MTCK6_G | GST
2414 | MTCK7_G | GST
2417 | MTCK8_G | GSC
2451 | LKHB1_G | GST
2452 | LKHB2_G | GST
3097 | MARTLAKE_1G | LIGCO
3098 | MARTLAKE_2G | LIGCO
3099 | MARTLAKE_3G | LIGCO
3107 | STRYKER_1G | GST
3108 | STRYKER_2G | GST
3126 | TRINIDAD_6G | GST
3309 | ASPN_G | Bio
3348 | CHAMPION_1G | Cogen
3381 | BBRN_1G | LIGCO
3382 | BBRN_2G | LIGCO
3403 | THOUSE_1G | GSC
3404 | THOUSE_2G | GSC
3416 | LAKE_CRK1_G | GST
3417 | LAKE_CRK2_G | GST
3432 | SANDOW_4G | LIGCO
5026 | BRAUNIG_VHB1 | GST
5027 | BRAUNIG_VHB2 | GST
5028 | BRAUNIG_VHB3 | GST
5111 | CALAVER_JTD1 | LIGCO
5112 | CALAVER_JTD2 | LIGCO
5264 | LEON_LCP3G3 | GST
5265 | LEON_LCP4G4 | GST
5266 | LEON_LCPCT1 | GGT
5267 | LEON_LCPCT2 | GGT
5268 | LEON_LCPCT3 | GGT
5269 | LEON_LCPCT4 | GGT
5396 | CALAVER_OWS1 | GST
5397 | CALAVER_OWS2 | GST
5401 | CALAVER_JKS1 | LIGCO
5436 | TUTTL_WBT1G1 | GST
5438 | TUTTL_WBT3G3 | GST
5439 | TUTTL_WBT4G4 | GST
5476 | BRA_AVR1_CT1 | CC
5477 | BRA_AVR1_ST | CC
5478 | BRA_AVR1_CT2 | CC
5503 | RAYBURNGEN3 | GST
5505 | RAYBURNGEN1 | GGT
5506 | RAYBURNGEN2 | GGT
5508 | RAYBURNCC9 | CC
5509 | RAYBURNCC10 | CC
5511 | RAYBURNCC7 | CC
5512 | RAYBURNCC8 | CC
5728 | FALCONHYDRO2 | Hydro
5729 | FALCONHYDRO3 | Hydro
5890 | PEARSALLGEN1 | GST
5891 | PEARSALLGEN2 | GST
5892 | PEARSALLGEN3 | GST
5903 | SANMIGUELGEN | LIGCO
5911 | STP_GN1___1 | Nuc
5912 | STP_GN2___2 | Nuc
5920 | WELSHDC1 | DCTie
5925 | DCEAST | DCTie
5932 | SI_RAY9 | CC
5933 | SI_RAY6 | GST
5934 | SI_RAY5 | GST
5935 | SI_RAY10 | CC
6016 | SWMESA | Wind
6096 | NORTHDC7 | DCTie
6100 | OKLA7A | DCTie
6144 | MCADOO1A | Wind
6407 | TURKTRAK1A | Wind
6637 | SNYDERW1A | Wind
6752 | OKLA0A | LIGCO
6948 | DENISNDM | Hydro
6948 | DENISNDM | Hydro
7000 | L_FERGUS1_1Y | GSC
7004 | L_SIMGID1_1Y | GST
7005 | L_SIMGID1_2Y | GST
7006 | L_SIMGID1_3Y | GST
7007 | L_LOSTPI1_1Y | CC
7008 | L_LOSTPI1_2Y | CC
7009 | L_LOSTPI1_3Y | CC
7010 | L_FPPYD11_1Y | LIGCO
7011 | L_FPPYD11_2Y | LIGCO
7012 | L_FPPYD21_3Y | LIGCO
7014 | L_HAYSEN1_1Y | CC
7015 | L_HAYSEN1_2Y | CC
7016 | L_HAYSEN1_3Y | CC
7017 | L_HAYSEN1_4Y | CC
7020 | L_AUSTPL1_1Y | Hydro
7020 | L_AUSTPL1_1Y | Hydro
7022 | L_BUCHAN1_1Y | Hydro
7023 | L_BUCHAN1_2Y | Hydro
7024 | L_BUCHAN1_3Y | Hydro
7026 | L_INKSDA1_1Y | Hydro
7028 | L_MARBFA1_1Y | Hydro
7029 | L_MARBFA1_2Y | Hydro
7031 | L_MARSFO1G1Y | Hydro
7032 | L_MARSFO1G2Y | Hydro
7033 | L_MARSFO1G3Y | Hydro
7035 | L_WIRTZ_1G1Y | Hydro
7036 | L_WIRTZ_1G2Y | Hydro
7038 | L_DELAWA1_1Y | Wind
7038 | L_DELAWA1_1Y | Wind
7303 | L_WPPGS12_1Y | GGT
7303 | L_WPPGS12_1Y | GGT
7305 | L_WPPGS34_1Y | GGT
7305 | L_WPPGS34_1Y | GGT
7487 | L_CANYHY8_1Y | Hydro
7605 | L_MCQUEE9_1Y | Hydro
7605 | L_MCQUEE9_1Y | Hydro
7605 | L_MCQUEE9_1Y | Hydro
7609 | L_SCHUMA8_1Y | Hydro
7624 | L_LAKEWO9_1Y | Hydro
7624 | L_LAKEWO9_1Y | Hydro
7800 | L_GUADGE1_1Y | CC
7801 | L_GUADGE1_2Y | CC
7802 | L_GUADGE1_3Y | CC
7803 | L_GUADGE1_4Y | CC
7804 | L_GUADGE1_5Y | CC
7805 | L_GUADGE1_6Y | CC
7807 | L_BASTEN1_1Y | CC
7808 | L_BASTEN1_2Y | CC
7809 | L_BASTEN1_3Y | CC
7810 | L_RIONOG1G1Y | CC
7811 | L_RIONOG1G2Y | CC
7812 | L_RIONOG1G3Y | CC
7813 | L_RIONOG1S1Y | CC
8032 | AMISTADHYD1 | Hydro
8033 | AMISTADHYD2 | Hydro
8048 | FALCONHYDRO1 | Hydro
8066 | DUP1V#1 | Cogen
8134 | FOR #1 | Cogen
8138 | FOR #2 | Cogen
8139 | JOS #1 | GST
8147 | UCAR #2 | Cogen
8148 | UCAR #1 | Cogen
8153 | FOR #3 | Cogen
8154 | FOR #4 | Cogen
8155 | FOR #5 | Cogen
8156 | FOR #6 | Cogen
8157 | FOR #7 | Cogen
8161 | COLETO0A | LIGCO
8173 | VICEC51A | CC
8174 | VICEC61A | CC
8189 | CUECPL2A | Cogen
8262 | ELPS | Hydro
8285 | LAR #1 | GST
8287 | LAR #2 | GST
8288 | LAR #3 | GST
8388 | BATES0A | GST
8393 | BATES0B | GST
8437 | NUECES_B0C | GST
8438 | NUECES_B0B | GST
8442 | NBEC7 | GST
8442 | NBEC7 | GST
8456 | COSW#1 | Cogen
8457 | COSW#2 | Cogen
8459 | B_DAVIS0B | GSC
8460 | B_DAVIS0A | GSC
8461 | KOCH_UP0A | Cogen
8506 | VAL #1 | Cogen
8507 | VAL #2 | Cogen
8511 | OXY_CC0A | Cogen
8517 | CELANEBI0A | Cogen
8560 | CNOPGT1 | Cogen
8561 | CNOPGT2 | Cogen
8562 | CNOPST1 | Cogen
8926 | LGE_GT10A | Cogen
8927 | LGE_GT20A | Cogen
8928 | LGE_STG0A | Cogen
8930 | ICPGN10A | Cogen
8931 | ICPGN20A | Cogen
8932 | ICPGN30A | Cogen
8933 | FGNTS001 | CC
8934 | FGNTS101 | CC
8935 | FGNTS201 | CC
8936 | MVGN#1 | CC
8937 | MVGN#2 | CC
8938 | MVGN#3 | CC
8981 | HECN1 | CC
8982 | HECN2 | CC
8983 | HECN3 | CC
9000 | DECKR_G1 | GST
9001 | DECKR_G2 | GST
9002 | DECKR_G3 | GGT
9003 | DECKR_G4 | GGT
9004 | DECKR_G5 | GGT
9005 | DECKR_G6 | GGT
9016 | SANDH_G1 | GGT
9017 | SANDH_G2 | GGT
9018 | SANDH_G3 | GGT
9019 | SANDH_G4 | GGT
9020 | SANDHG5A | CC
9021 | SANDHG5C | CC
11001 | NAV1CT | CC
11009 | NAV2CT | CC
11011 | NAV3ST | CC
11012 | NAV4CT | CC
11013 | NAV5CT | CC
11014 | NAV6ST | CC
11020 | TIEHVSG_1G | CC
11021 | TIEHVCG_1G | CC
11022 | TIEHVCG_2G | CC
11023 | TIEHVCG_3G | CC
11024 | TIEHVCG_4G | CC
11025 | TIEHVSG_2G | CC
11056 | ROSCOE_1G | Wind
11057 | CHAMPION_1G | Wind
11058 | PYRON_1G | Wind
11059 | INADALE_1G | Wind
11065 | ELBOWCK_1G | Wind
11147 | NOTREES_1G | Wind
11309 | BULLCREK_2G | Wind
11310 | BULLCREK_1G | Wind
11320 | COYOTE_1G | Wind
11691 | KMICHICT1_G | CC
11692 | KMICHICT2_G | CC
11693 | KMICHIST3_G | CC
11694 | KMICHICT4_G | CC
11695 | KMICHICT5_G | CC
11696 | KMICHIST6_G | CC
12322 | ENNSTRAC_1G | CC
12323 | ENNSTRAC_2G | CC
12411 | FPLEFR1A_G | CC
12412 | FPLEFR1B_G | CC
12413 | FPLEFR1C_G | CC
12414 | FPLEFR1S_G | CC
12421 | FPLEFR2A_G | CC
12422 | FPLEFR2B_G | CC
12423 | FPLEFR2C_G | CC
12424 | FPLEFR2S_G | CC
12440 | PARKD_1SVC8 | GST
12449 | PARKD_2SVC8 | GST
13116 | TGATEWAY_1G | CC
13117 | TGATEWAY_2G | CC
13118 | TGATEWAY_3G | CC
13119 | TGATEWAY_4G | CC
13131 | CALFREST_1G | CC
13132 | CALFREST_2G | CC
13133 | CALFREST_3G | CC
13134 | CALFREST_4G | CC
13135 | CALFREST_5G | CC
13136 | CALFREST_6G | CC
13432 | SANDOW_5G | LIGCO
32798 | BRYN_TAMUGEN | GST
32883 | BRYN_DNSBY3 | GST
32884 | BRYN_DNSBY13 | GST
32886 | BRYN_ATKINS3 | GST
32887 | BRYN_ATKINS6 | GST
32888 | BRYN_ATKINS7 | GGT
32890 | BRYN_ATKINS4 | GST
32891 | BRYN_ATKINS5 | GST
32892 | BRYN_DNSBY14 | GST
36998 | RDCNYNG1 | Wind
38332 | TNWDWRDU2_8 | Wind
38437 | TNSRBNMESA9 | Wind
38580 | TNBP_CGN1_8 | Cogen
38590 | TNBP_CGN2_8 | Cogen
38600 | TNBP_CGN3_8 | Cogen
38611 | TNBPAMCG1_8 | Cogen
38612 | TNBPAMCG2_8 | Cogen
38613 | TNBPAMCG3_8 | Cogen
38614 | TNBPAMCG4_8 | Cogen
38615 | TNBPAMCG5_8 | Cogen
38690 | TNBP_CGN4_8 | Cogen
38711 | TNTXCTY1CG8 | Cogen
38712 | TNTXCTY2CG8 | Cogen
38713 | TNTXCTY3CG8 | Cogen
38714 | TNTXCTY4CG8 | Cogen
39190 | TNSLCGN1__8 | Cogen
39470 | TNDOWCGNSG8 | Cogen
39480 | TNDOWCGNGG8 | Cogen
39760 | TNSCLP1___8 | Cogen
39770 | TNSCLP2___8 | Cogen
39775 | TNSCLP4___8 | Cogen
39790 | TNSCLP3___8 | Cogen
39960 | TNTNPONE_18 | LIGCO
39970 | TNTNPONE_28 | LIGCO
48500 | APD_GT1_8005 | Cogen
48510 | AK_GT1__8040 | Cogen
48511 | LPE_GT1_8070 | GGT
48512 | LPE_GT2_8075 | GGT
48513 | LPE_GT3_8080 | GGT
48514 | LPE_GT4_8085 | GGT
48520 | BSF_GT1_8070 | Cogen
48520 | BSF_GT1_8070 | Cogen
48521 | BVE_GT1_GT1 | CC
48522 | BVE_GT2_5035 | CC
48523 | BVE_ST1_GN1 | CC
48531 | BYU_GT1_8075 | Cogen
48532 | BYU_GT2_8055 | Cogen
48533 | BYU_GT3_8060 | Cogen
48534 | BYU_GT4_8065 | Cogen
48551 | CAL_GT1_8045 | Cogen
48552 | CAL_ST1_8000 | Cogen
48561 | CTL_GT2_8130 | Cogen
48562 | CTL_GT3_8135 | Cogen
48563 | CTL_GT4_8140 | Cogen
48564 | CTL_GN1_8145 | Cogen
48565 | CTL_GN2_8155 | Cogen
48581 | CBY_GN1_1 | GSC
48582 | CBY_GN2_2 | GSC
48583 | CBY_GT4_1 | GSC
48584 | CBY_GT4_2 | CC
48585 | CBY_ST4_1 | CC
48591 | CHE_GT2_5030 | Cogen
48593 | CHE_GT1_8015 | Cogen
48594 | CHE_GN4_8025 | Cogen
48595 | BTE_GT2_8075 | CC
48596 | BTE_GT3_8045 | CC
48597 | BTE_GT4_8055 | CC
48598 | BTE_ST1_8070 | CC
48611 | DIB_GT1_8080 | Cogen
48612 | DIB_GT2_8075 | Cogen
48613 | DIB_ST1_8085 | Cogen
48614 | DIB_GT3_8090 | Cogen
48641 | DPEC_GT15040 | CC
48642 | DPEC_GT25025 | CC
48643 | DPEC_GT35010 | CC
48644 | DPEC_GT45070 | CC
48645 | DPEC_ST55065 | CC
48651 | EP_1_2 | Cogen
48651 | EP_1_2 | Cogen
48671 | FTR_GT1_5105 | CC
48672 | FTR_GT2_5110 | CC
48673 | FTR_GT3_5085 | CC
48674 | FTR_CN4_5095 | CC
48690 | GBY_GN5_5 | GSC
48691 | GBY_73741085 | GGT
48691 | GBY_73741085 | GGT
48692 | GBY_81821075 | GGT
48692 | GBY_81821075 | GGT
48693 | GBY_83841065 | GGT
48693 | GBY_83841065 | GGT
48721 | LEG_1___1 | LIGCO
48722 | LEG_2___2 | LIGCO
48730 | MNS_GT | Cogen
48731 | CBE_GT1 | CC
48732 | CBE_GT2 | CC
48733 | CBE_ST12 | CC
48734 | CBE_GT3 | CC
48735 | CBE_GT4 | CC
48736 | CBE_ST34 | CC
48740 | PSG_GN2_8050 | Cogen
48741 | PSG_GT2_8040 | Cogen
48742 | PSG_GT3_8060 | Cogen
48761 | PR_GT1__9040 | Cogen
48772 | PHR_GN2_2 | GSC
48791 | PSA_GT1_8160 | Cogen
48792 | PSA_GT2_8155 | Cogen
48793 | PSA_GT3_8150 | Cogen
48794 | PSA_GT4_8145 | Cogen
48795 | PSA_GT5_8140 | Cogen
48796 | PSA_GN1_8165 | Cogen
48797 | PSA_GT6_8135 | Cogen
48811 | CVC_GT3_5045 | Cogen
48812 | CVC_GT2_5020 | Cogen
48813 | CVC_GT1_5035 | Cogen
48814 | CVC_ST5_5040 | Cogen
48815 | CVC_GT4_8005 | Cogen
48820 | SHELLG1_3015 | Cogen
48821 | SHELLG2 | Cogen
48822 | SHELLG3_3020 | Cogen
48822 | SHELLG3_3020 | Cogen
48841 | SJS_GT1_GT1 | Cogen
48842 | SJS_GT2_GT2 | Cogen
48845 | SOL_GT1 | Solar
48851 | SRB_GN1_1 | GST
48852 | SRB_GN2_2 | GST
48853 | SRB_GN3_3 | GST
48854 | SRB_GN4_4 | GST
48855 | SRB_GT211035 | GGT
48855 | SRB_GT211035 | GGT
48873 | THW_ST3_ST_3 | CC
48874 | THW_ST4_ST_4 | CC
48875 | THW_3132 | CC
48875 | THW_3132 | CC
48877 | THW_3334 | CC
48877 | THW_3334 | CC
48879 | THW_4142 | CC
48879 | THW_4142 | CC
48881 | THW_4344 | CC
48881 | THW_4344 | CC
48883 | THW_GT1_GT_1 | GGT
48885 | THW_5152 | GGT
48885 | THW_5152 | GGT
48886 | THW_5354 | GGT
48886 | THW_5354 | GGT
48887 | THW_5556 | GGT
48887 | THW_5556 | GGT
48911 | TGF_GT1_8000 | Cogen
48921 | WAP_GN1_1 | GST
48922 | WAP_GN2_2 | GST
48923 | WAP_GN3_3 | GST
48924 | WAP_GN4_4 | GSC
48925 | WAP_GN5_5 | LIGCO
48926 | WAP_GN6_6 | LIGCO
48927 | WAP_GN7_7 | LIGCO
48928 | WAP_GN8_8 | LIGCO
48929 | WAPGT21_GT1 | GGT
48940 | WARVUE_GT1 | Cogen
49803 | EXN_15GT | Cogen
49804 | EXN_16GT | Cogen
49805 | EXN_17GT | Cogen
49826 | EXN938GT | Cogen
49828 | EXN941GT | Cogen
49829 | EXN942GT | Cogen
49830 | EXN943GT | Cogen
49831 | EXN944GT | Cogen
49832 | EXN945GT | Cogen
49837 | EXN_GT | Cogen
49838 | EXN_14GT | Cogen
49851 | DOW17000 | Cogen
49858 | DOW38100 | Cogen
49859 | DOW38200 | Cogen
49860 | DOW38300 | Cogen
49862 | DOW39100 | Cogen
49863 | DOW39200 | Cogen
49865 | DOW41000 | Cogen
49866 | DOW42000 | Cogen
49869 | DOW49000 | Cogen
49870 | DOW61000 | Cogen
49871 | DOW62000 | Cogen
49872 | DOW63000 | Cogen
49873 | DOW64000 | Cogen
49876 | DOW65000 | Cogen
49877 | DOW66000 | Cogen
49878 | DOW67000 | Cogen
49882 | DOW81000 | Cogen
49884 | DOW82000 | Cogen
49885 | DOW83000 | Cogen
49886 | DOW84000 | Cogen
58909 | PEARSALLSCG1 | Diesel
58909 | PEARSALLSCG1 | Diesel
58909 | PEARSALLSCG1 | Diesel
58909 | PEARSALLSCG1 | Diesel
58909 | PEARSALLSCG1 | Diesel
58909 | PEARSALLSCG1 | Diesel
58919 | PEARSALLSCG2 | Diesel
58919 | PEARSALLSCG2 | Diesel
58919 | PEARSALLSCG2 | Diesel
58919 | PEARSALLSCG2 | Diesel
58919 | PEARSALLSCG2 | Diesel
58919 | PEARSALLSCG2 | Diesel
58929 | PEARSALLSCG3 | Diesel
58929 | PEARSALLSCG3 | Diesel
58929 | PEARSALLSCG3 | Diesel
58929 | PEARSALLSCG3 | Diesel
58929 | PEARSALLSCG3 | Diesel
58929 | PEARSALLSCG3 | Diesel
58949 | PEARSALLSCG4 | Diesel
58949 | PEARSALLSCG4 | Diesel
58949 | PEARSALLSCG4 | Diesel
58949 | PEARSALLSCG4 | Diesel
58949 | PEARSALLSCG4 | Diesel
58949 | PEARSALLSCG4 | Diesel
60000 | DSKY2 | Wind
60003 | KING_NE1A | Wind
60005 | KING_SE1A | Wind
60007 | KING_SW1A | Wind
60016 | WOODWRD11A | Wind
60017 | ORNNWP1 | Wind
60018 | DSKY1 | Wind
60019 | KING_NW1A | Wind
60057 | CALLAHAN1A | Wind
60058 | BUFF_GAP1A | Wind
60060 | CIRELLO | Wind
60063 | BUFF_GAP1B | Wind
60066 | H_HOLLOW1A | Wind
60068 | HHOLLOW21A | Wind
60070 | HHOLLOW31A | Wind
60072 | HHOLLOW41A | Wind
60081 | WHRLWIND1A | Wind
60201 | RIO DRCS | AVR
60202 | FRNDDRCS | AVR
71051 | L_BITTCR1_1N | Wind
71054 | L_SWEETW1_1N | Wind
71057 | L_SWEETW1_2N | Wind
71059 | L_SWEETW1_3N | Wind
71060 | L_SWEETW1_4N | Wind
71061 | L_SWEETW1_5N | Wind
76031 | L_GASCCR1_1N | Wind
76091 | L_DIVIDE1_1N | Wind
76095 | L_CAPRSI1_1N | Wind
76096 | L_CAPRSI1_2N | Wind
76097 | L_CAPRGE1_1N | Wind
80003 | MILHWYS | AVR
80012 | LAR | DCTie
80051 | FOR #8 | Cogen
80052 | FOR #9 | Cogen
80053 | FOR #10 | Cogen
80080 | GWINDT11A | Wind
80080 | GWINDT11A | Wind
80080 | GWINDT11A | Wind
80080 | GWINDT11A | Wind
80081 | GWINDT21A | Wind
80081 | GWINDT21A | Wind
80081 | GWINDT21A | Wind
80081 | GWINDT21A | Wind
80137 | CSDR89 | DCTie
80137 | CSDR89 | DCTie
80138 | CSDR7 | DCTie
80139 | CSDR56 | DCTie
80139 | CSDR56 | DCTie
80140 | CSDR11 | DCTie
80180 | PNSCALT11A | Wind
80180 | PNSCALT11A | Wind
80181 | PNSCALT21A | Wind
80181 | PNSCALT21A | Wind
80223 | REYSHR G | Cogen
80224 | VISTRONG1 | Cogen
80225 | VISTRONG2 | Cogen
80226 | ALCOA G | Cogen
80227 | AIRCO G | Cogen
80263 | B_DAVIS31A | CC
80264 | B_DAVIS41A | CC
80265 | LARECU40A | GGT
80266 | LARECU50A | GGT
86104 | CID-138 | DCTie
86105 | CID-230 | DCTie
86106 | CUF-230 | DCTie
86107 | CUF-138 | DCTie
88198 | BEEVILLE | AVR
88253 | HAMILTON | BLT
88299 | ZAPATA | BLT
88508 | FALFURRI | AVR