## Set up
Step 1 | Go to the Zones worksheet in this workbook. Make sure that the source and sink zones are set correctly and the "1"s and "-1"s are correct |  | Summary of Key Data points | Value
File Description:
Step 2 | Open Dennis' file that needs to have the data transferred, same file that is listed in cell K27 |  | Number of units | 0
|  |  | Dec PTDF cutoff point | 0
Step 3 | Copy columns J:X from an old Dennis' Sheet to the new sheet (if first round of a new alaysis) |  | Dec PTDF cutoff unit | Name of Bus
|  |  | Dec 10% unit | Name of Bus
Step 4 | Mark the contingencies and monitored element set by a "y" in column K of Dennis' sheet, if there are a match on the filename use something to make unique |  | Dec max cumltv zone impact - cumltv zone share | 0
|  |  | Dec max cumltv zone impact - cumltv zone share pt | 0
Step 5 | Enter Dennis' file name into cell K27 |  | Dec max cumltv zone impact - cumltv zone share unit | 0
|  |  | West Zonal weighted AWGSF | 0.040937
Step 6 | click the step one button |  | North Zonal weighted AWGSF | 0.010025
|  |  | Inc PTDF cutoff point | 0
Step 7 | Enter the line ratings in Dennis' workbook, the Input worksheet, in the cells |  | Inc PTDF cutoff unit | Name of Bus
| X6:X30, or to the end of the selected list. |  | Inc 10% unit | Name of Bus
|  |  | Inc max cumltv zone impact - cumltv zone share | 0
Step 8 | Check to see that the number of generators in Dennis' file matches the length |  | Inc max cumltv zone impact - cumltv zone share pt | 0
| of the formulas in columns L:V (Distributed Slack - Dec) have been copied through to the apporpriate number of rows |  | Inc max cumltv zone impact - cumltv zone share unit | 0
| If Dennis' sheet data is less than this file then clear any old unit data in columns A:K of this workbook to match the correct leng |  | West Zonal weighted AWGSF | 0.040937
| It is only necessary to match the Distributed Slack - Dec worksheet. |  | North Zonal weighted AWGSF | 0.010025
|  |  | Min of zone correlation | 0.0086649
Step 9 | Click the step 2 button |  | Bounary gen in North Zone | 0
| The last file saved will still be open, yopu will need to close this file. |  | Bounary gen in soucre zone as % of line | 0%
| This sheet willno longer be open. |  | Bounary gen in West Zone | 0
|  |  | Bounary gen in soucre zone as % of line | 0
|  |  | OL element line rating | 100
|  |  | West Zonal weighted AWGSF | 0.041688
|  | WN_043009automation.xls | North Zonal weighted AWGSF | 0.010425
Copy Dennis' data step 1
Copy Dennis' Data Step 2

## Distributed Slack - Dec
Number of Bus | Name of Bus | ID | Area Name of Gen | AGC | P Sensitivity of Bus | Gen MW | Min MW | Max MW | V Sensitivity of Bus | Set Volt | Tech Type | Zone Impact | Zone Correlation | Inc Max | Dec Max | Souce S.F. Weighting | Souce Capacity | Sink S.F. Weighting | Sink Capacity | PTDF Calc | PTDF Weighting | Cumulative Concentrated Capacity | Cumulative Concentrated Impact
60202 | FRNDDRCS | F | West | YES | 0.055874 | 0 | 0 | 0 | 0 | 0.9985 | AVR | 1 | 0.045849 | 0 | 0 | 0 | 0 |  |  | 0.045849 | 0 | 0 | 0
60018 | DSKY1 | 1 | West | YES | 0.049081 | 21 | 0 | 84 | 0 | 1.023 | Wind | 1 | 0.039056 | 0 | 84 | 4.1228 | 84 |  |  | 0.039056 | 3.2807 | 84 | 3.2807
60017 | ORNNWP1 | 1 | West | YES | 0.048784 | 20 | 0 | 80 |  | 1.027 | Wind | 1 | 0.038759 | 0 | 80 | 3.9027 | 80 |  |  | 0.038759 | 3.1008 | 164 | 6.3815
60000 | DSKY2 | 1 | West | YES | 0.048628 | 19.1 | 0 | 76.5 |  | 1.039 | Wind | 1 | 0.038603 | 0 | 76.5 | 3.72 | 76.5 |  |  | 0.038603 | 2.9532 | 240.5 | 9.3347 | Weighted Shift Factors
6016 | SWMESA | 1 | West | YES | 0.048197 | 18.8 | 0 | 75 |  | 1.03 | Wind | 1 | 0.038172 | 0 | 75 | 3.6148 | 75 |  |  | 0.038172 | 2.8629 |  |  | West | 0.040937
60003 | KING_NE1A | 1 | West | YES | 0.048197 | 20 | 0 | 80 |  | 1.03 | Wind | 1 | 0.038172 | 0 | 80 | 3.8558 | 80 |  |  | 0.038172 | 3.0538 |  |  | North | 0.010025
60005 | KING_SE1A | 1 | West | YES | 0.048197 | 10 | 0 | 40 |  | 1.035 | Wind | 1 | 0.038172 | 0 | 40 | 1.9279 | 40 |  |  | 0.038172 | 1.5269 |  |  |  | 0.030912
38437 | TNSRBNMESA9 | 1 | West | YES | 0.047888 | 37.5 | 0 | 150 |  | 1.02 | Wind | 1 | 0.037863 | 0 | 150 | 7.1832 | 150 |  |  | 0.037863 | 5.6795
38332 | TNWDWRDU2_8 | 1 | West | YES | 0.047847 | 20 | 0 | 80 | 0 | 1.0232 | Wind | 1 | 0.037822 | 0 | 80 | 3.8278 | 80 |  |  | 0.037822 | 3.0258 |  |  | Line Cap | 100
60016 | WOODWRD11A | 1 | West | YES | 0.047834 | 20 | 0 | 80 |  | 1.033 | Wind | 1 | 0.037809 | 0 | 80 | 3.8267 | 80 |  |  | 0.037809 | 3.0248 |  |  | Conc Gen | 240.5
60201 | RIO DRCS | F | West | YES | 0.047793 | 0 | 0 | 0 | 0 | 1.025 | AVR | 1 | 0.037768 | 0 | 0 | 0 | 0 |  |  | 0.037768 | 0 |  |  | Weighted Imp. | 9.3347
60007 | KING_SW1A | 1 | West | YES | 0.04744 | 20 | 0 | 80 |  | 1.03 | Wind | 1 | 0.037415 | 0 | 80 | 3.7952 | 80 |  |  | 0.037415 | 2.9932 |  |  | PTDF | 0.038814
60019 | KING_NW1A | 1 | West | YES | 0.04744 | 20 | 0 | 80 |  | 1.03 | Wind | 1 | 0.037415 | 0 | 80 | 3.7952 | 80 |  |  | 0.037415 | 2.9932
76091 | L_DIVIDE1_1N | W1 | West | YES | 0.046224 | 110 | 0 | 550 |  | 1.02 | Wind | 1 | 0.036199 | 0 | 550 | 25.4232 | 550 |  |  | 0.036199 | 19.9097 |  |  | Concentration | 1.2556
76031 | L_GASCCR1_1N | W1 | West | YES | 0.045166 | 30 | 0 | 150 | 0 | 1.02 | Wind | 1 | 0.035141 | 0 | 150 | 6.7749 | 150 |  |  | 0.035141 | 5.2712
1349 | WESTXWIN_1G | 1 | West | YES | 0.044144 | 1.3 | 0 | 6.6 |  | 1.014 | Wind | 1 | 0.034119 | 0 | 6.6 | 0.29135 | 6.6 |  |  | 0.034119 | 0.22519 |  |  |  | Pass
1350 | NWPWRG1_1G | 1 | West | YES | 0.044144 | 6.9 | 1 | 34.3 |  | 1.014 | Wind | 1 | 0.034119 | 0 | 34.3 | 1.5141 | 34.3 |  |  | 0.034119 | 1.1703
6407 | TURKTRAK1A | 1 | West | YES | 0.043654 | 33.9 | 0 | 169.5 | 0 | 1.025 | Wind | 1 | 0.033629 | 0 | 169.5 | 7.3994 | 169.5 |  |  | 0.033629 | 5.7002
60058 | BUFF_GAP1A | 1 | West | YES | 0.042169 | 24 | 0 | 120 |  | 1 | Wind | 1 | 0.032144 | 0 | 120 | 5.0603 | 120 |  |  | 0.032144 | 3.8573
60060 | CIRELLO | 1 | West | YES | 0.042169 | 46.6 | 0 | 233 | 0 | 1 | Wind | 1 | 0.032144 | 0 | 233 | 9.8254 | 233 |  |  | 0.032144 | 7.4897
60063 | BUFF_GAP1B | 1 | West | YES | 0.042169 | 34 | 0 | 170.2 | 0 | 1.02 | Wind | 1 | 0.032144 | 0 | 170.2 | 7.1772 | 170.2 |  |  | 0.032144 | 5.471
60066 | H_HOLLOW1A | 1 | West | YES | 0.042169 | 44.4 | 0 | 222 | 0 | 1.005 | Wind | 1 | 0.032144 | 0 | 222 | 9.3615 | 222 |  |  | 0.032144 | 7.1361
60068 | HHOLLOW21A | 1 | West | YES | 0.042169 | 36.8 | 0 | 184 | 0 | 1.025 | Wind | 1 | 0.032144 | 0 | 184 | 7.7591 | 184 |  |  | 0.032144 | 5.9146
60070 | HHOLLOW31A | 1 | West | YES | 0.042169 | 44.8 | 0 | 224 | 0 | 1.025 | Wind | 1 | 0.032144 | 0 | 224 | 9.4459 | 224 |  |  | 0.032144 | 7.2004
60072 | HHOLLOW41A | 1 | West | YES | 0.042169 | 23 | 0 | 115 | 0 | 1.025 | Wind | 1 | 0.032144 | 0 | 115 | 4.8494 | 115 |  |  | 0.032144 | 3.6966
1002 | PBCTAGE_1G | A | West | YES | 0.04172 | 64 | 64 | 66 | 0 | 1.036 | GGT | 1 | 0.031695 | 66 | 66 | 2.7535 | 66 |  |  | 0.031695 | 2.0919
1003 | PBCTBGE_2G | B | West | YES | 0.04172 | 65 | 65 | 66 | 0 | 1.036 | GGT | 1 | 0.031695 | 66 | 66 | 2.7535 | 66 |  |  | 0.031695 | 2.0919
1004 | PBCTCGE_3G | C | West | YES | 0.04172 | 62 | 62 | 67 | 0 | 1.036 | GGT | 1 | 0.031695 | 67 | 67 | 2.7952 | 67 |  |  | 0.031695 | 2.1236
1005 | PBCTDGE_4G | D | West | YES | 0.04172 | 65 | 65 | 68 | 0 | 1.036 | GGT | 1 | 0.031695 | 68 | 68 | 2.837 | 68 |  |  | 0.031695 | 2.1553
1006 | PBCTEGE_5G | E | West | YES | 0.04172 | 65 | 65 | 67 | 0 | 1.036 | GGT | 1 | 0.031695 | 67 | 67 | 2.7952 | 67 |  |  | 0.031695 | 2.1236
1007 | PB5GEN_6G | 5 | West | YES | 0.04172 | 91.2 | 40 | 114 | 0 | 1.036 | GST | 1 | 0.031695 | 114 | 114 | 4.7561 | 114 |  |  | 0.031695 | 3.6133
1008 | PB6GEN_7G | 6 | West | YES | 0.04172 | 515 | 130 | 515 | 0 | 1.036 | GST | 1 | 0.031695 | 515 | 515 | 21.4858 | 515 |  |  | 0.031695 | 16.3232
7038 | L_DELAWA1_1Y | 1 | West | YES | 0.041657 | 3.5 | 0 | 35 | 0 | 1 | Wind | 1 | 0.031632 | 0 | 35 | 1.458 | 35 |  |  | 0.031632 | 1.1071
7038 | L_DELAWA1_1Y | 2 | West | YES | 0.041657 | 3 | 0 | 30 | 0 | 1 | Wind | 1 | 0.031632 | 0 | 30 | 1.2497 | 30 |  |  | 0.031632 | 0.94897
1146 | NOTREES_1G | 1 | West | YES | 0.041536 | 29.8 | 0 | 149 | 0 | 1.017 | #N/A | 1 | 0.031511 | 149 | 149 | 6.1889 | 149 |  |  | 0.031511 | 4.6952
1320 | BSP 1 | 1 | West | YES | 0.041477 | 25.5 | 2.9 | 25.8 | 0 | 1 | Cogen | 1 | 0.031452 | 0 | 0 | 0 | 0 |  |  | 0.031452 | 0
1326 | STANTONW_8 | 1 | West | YES | 0.040946 | 20.1 | 0 | 100.5 |  | 1.01 | Wind | 1 | 0.030921 | 0 | 100.5 | 4.1151 | 100.5 |  |  | 0.030921 | 3.1076
11020 | TIEHVSG_1G | 1 | West | YES | 0.040869 | 208.2 | 63 | 208.2 | 0 | 1.012 | CC | 1 | 0.030844 | 208.2 | 208.2 | 8.5089 | 208.2 |  |  | 0.030844 | 6.4218
11021 | TIEHVCG_1G | 1 | West | YES | 0.040869 | 142.1 | 103 | 142.1 | 0 | 1.012 | CC | 1 | 0.030844 | 142.1 | 142.1 | 5.8075 | 142.1 |  |  | 0.030844 | 4.383
11022 | TIEHVCG_2G | 1 | West | YES | 0.040869 | 132.4 | 103 | 132.4 | 0 | 1.012 | CC | 1 | 0.030844 | 132.4 | 132.4 | 5.4111 | 132.4 |  |  | 0.030844 | 4.0838
11023 | TIEHVCG_3G | 1 | West | YES | 0.040869 | 137.4 | 103 | 137.4 | 0 | 1.012 | CC | 1 | 0.030844 | 137.4 | 137.4 | 5.6154 | 137.4 |  |  | 0.030844 | 4.238
11024 | TIEHVCG_4G | 1 | West | YES | 0.040869 | 147 | 103 | 147 | 0 | 1.012 | CC | 1 | 0.030844 | 147 | 147 | 6.0077 | 147 |  |  | 0.030844 | 4.5341
11025 | TIEHVSG_2G | 1 | West | YES | 0.040869 | 213.2 | 63 | 213.2 | 0 | 1.012 | CC | 1 | 0.030844 | 213.2 | 213.2 | 8.7133 | 213.2 |  |  | 0.030844 | 6.576
11001 | NAV1CT | 1 | West | YES | 0.040858 | 70.4 | 18 | 70.4 | 0 | 1.029 | CC | 1 | 0.030833 | 70.4 | 70.4 | 2.8764 | 70.4 |  |  | 0.030833 | 2.1707
11009 | NAV2CT | 1 | West | YES | 0.040858 | 71.4 | 18 | 71.4 | 0 | 1.029 | CC | 1 | 0.030833 | 71.4 | 71.4 | 2.9173 | 71.4 |  |  | 0.030833 | 2.2015
11011 | NAV3ST | 1 | West | YES | 0.040858 | 92.8 | 40 | 92.8 | 0 | 1.029 | CC | 1 | 0.030833 | 92.8 | 92.8 | 3.7916 | 92.8 |  |  | 0.030833 | 2.8613
11012 | NAV4CT | 1 | West | YES | 0.040858 | 80 | 18 | 80 | 0 | 1.029 | CC | 1 | 0.030833 | 80 | 80 | 3.2686 | 80 |  |  | 0.030833 | 2.4667
11013 | NAV5CT | 1 | West | YES | 0.040858 | 80 | 18 | 80 | 0 | 1.029 | CC | 1 | 0.030833 | 80 | 80 | 3.2686 | 80 |  |  | 0.030833 | 2.4667
11014 | NAV6ST | 1 | West | YES | 0.040858 | 115 | 40 | 115 | 0 | 1.029 | CC | 1 | 0.030833 | 115 | 115 | 4.6987 | 115 |  |  | 0.030833 | 3.5459
1328 | OCOTILLO_1G | 1 | West | YES | 0.040855 | 11.6 | 0 | 58 |  | 1.01 | Wind | 1 | 0.03083 | 0 | 58 | 2.3696 | 58 |  |  | 0.03083 | 1.7882
1333 | MCDDONAL_8 | 1 | West | YES | 0.040696 | 42.8 | 0 | 214.2 |  | 1.01 | Wind | 1 | 0.030671 | 0 | 214.2 | 8.7171 | 214.2 |  |  | 0.030671 | 6.5698
1327 | WILDHRSE_1G | 1 | West | YES | 0.040468 | 24 | 0 | 120 |  | 1 | Wind | 1 | 0.030443 | 0 | 120 | 4.8562 | 120 |  |  | 0.030443 | 3.6532
1360 | GUNSIGHT_8 | 1 | West | YES | 0.040418 | 24 | 0 | 120 | 0 | 1.01 | Wind | 1 | 0.030393 | 0 | 120 | 4.8502 | 120 |  |  | 0.030393 | 3.6472
1170 | AIRLAMESA_1G | 1 | West | YES | 0.040414 | 0 | 0 | 180 |  | 1 | #N/A | 1 | 0.030389 | 180 | 180 | 7.2745 | 180 |  |  | 0.030389 | 5.4701
60057 | CALLAHAN1A | 1 | West | YES | 0.04017 | 22.8 | 0 | 114 | 0 | 1.04 | Wind | 1 | 0.030145 | 0 | 114 | 4.5794 | 114 |  |  | 0.030145 | 3.4366
1045 | CALENG1G_1G | 1 | West | YES | 0.040145 | 73.4 | 27 | 73.4 | 0 | 1.014 | Cogen | 1 | 0.03012 | 0 | 0 | 0 | 0 |  |  | 0.03012 | 0
1046 | CALENG2G_2G | 2 | West | YES | 0.040145 | 73.4 | 27 | 73.4 | 0 | 1.014 | Cogen | 1 | 0.03012 | 0 | 0 | 0 | 0 |  |  | 0.03012 | 0
1047 | CALENG3G_3G | 3 | West | YES | 0.040145 | 70.4 | 27 | 70.4 | 0 | 1.014 | Cogen | 1 | 0.03012 | 0 | 0 | 0 | 0 |  |  | 0.03012 | 0
1058 | LONGSHORE_5 | 1 | West | YES | 0.039974 | 30 | 0 | 150 |  | 1.01 | Wind | 1 | 0.029949 | 0 | 150 | 5.9961 | 150 |  |  | 0.029949 | 4.4924
1058 | LONGSHORE_5 | 2 | West | YES | 0.039974 | 44 | 0 | 220 |  | 1.01 | Wind | 1 | 0.029949 | 0 | 220 | 8.7943 | 220 |  |  | 0.029949 | 6.5889
1058 | LONGSHORE_5 | 3 | West | YES | 0.039974 | 23.4 | 0 | 117 |  | 1.01 | Wind | 1 | 0.029949 | 0 | 117 | 4.677 | 117 |  |  | 0.029949 | 3.5041
1302 | COYOTEWG_8 | 1 | West | YES | 0.039965 | 45 | 0 | 225 |  | 1.01 | #N/A | 1 | 0.02994 | 225 | 225 | 8.9921 | 225 |  |  | 0.02994 | 6.7366
1037 | MORGAN5G_5G | 5 | West | YES | 0.039718 | 109.6 | 40 | 137 | 0 | 1.029 | GST | 1 | 0.029693 | 137 | 137 | 5.4414 | 137 |  |  | 0.029693 | 4.068
1039 | MRGNAG_1G | A | West | YES | 0.039718 | 69 | 69 | 69 | 0 | 1.029 | GGT | 1 | 0.029693 | 69 | 69 | 2.7405 | 69 |  |  | 0.029693 | 2.0489
1040 | MRGNBG_2G | B | West | YES | 0.039718 | 70 | 70 | 71 | 0 | 1.029 | GGT | 1 | 0.029693 | 71 | 71 | 2.82 | 71 |  |  | 0.029693 | 2.1082
1041 | MRGNCG_3G | C | West | YES | 0.039718 | 69 | 69 | 70 | 0 | 1.029 | GGT | 1 | 0.029693 | 70 | 70 | 2.7803 | 70 |  |  | 0.029693 | 2.0785
1042 | MRGNDG_4G | D | West | YES | 0.039718 | 68 | 68 | 68 | 0 | 1.029 | GGT | 1 | 0.029693 | 68 | 68 | 2.7008 | 68 |  |  | 0.029693 | 2.0192
1043 | MRGNEG_5G | E | West | YES | 0.039718 | 68 | 68 | 70 | 0 | 1.029 | GGT | 1 | 0.029693 | 70 | 70 | 2.7803 | 70 |  |  | 0.029693 | 2.0785
1044 | MRGNFG_6G | F | West | YES | 0.039718 | 66 | 66 | 66 | 0 | 1.029 | GGT | 1 | 0.029693 | 66 | 66 | 2.6214 | 66 |  |  | 0.029693 | 1.9598
1301 | BULLCREK_8 | 1 | West | YES | 0.039642 | 36 | 0 | 180 | 0 | 1.017 | #N/A | 1 | 0.029617 | 180 | 180 | 7.1356 | 180 |  |  | 0.029617 | 5.3311
6637 | SNYDERW1A | 1 | West | YES | 0.039435 | 12.6 | 0 | 63 | 0 | 1.025 | Wind | 1 | 0.02941 | 0 | 63 | 2.4844 | 63 |  |  | 0.02941 | 1.8529
1068 | SCURRYCW_1G | 1 | West | YES | 0.039305 | 28.2 | 1.3 | 141 |  | 1.01 | Wind | 1 | 0.02928 | 0 | 141 | 5.542 | 141 |  |  | 0.02928 | 4.1285
1073 | SCURRYCW_2G | 2 | West | YES | 0.039305 | 24 | 0 | 120 | 0 | 1.017 | Wind | 1 | 0.02928 | 0 | 120 | 4.7166 | 120 |  |  | 0.02928 | 3.5137
1061 | CIELOGEN_1G | 1 | West | YES | 0.03929 | 19.8 | 0 | 99 |  | 1 | Wind | 1 | 0.029265 | 0 | 99 | 3.8897 | 99 |  |  | 0.029265 | 2.8973
1062 | CIELOGEN_2G | 1 | West | YES | 0.03929 | 12.2 | 0 | 61 |  | 1 | Wind | 1 | 0.029265 | 0 | 61 | 2.3967 | 61 |  |  | 0.029265 | 1.7852
1069 | KINDERMG_1G | 1 | West | YES | 0.03929 | 25 | 5 | 25 | 0 | 1.017 | Cogen | 1 | 0.029265 | 0 | 0 | 0 | 0 |  |  | 0.029265 | 0
1070 | KINDERMG_2G | 1 | West | YES | 0.03929 | 45.7 | 12 | 45.7 | 0 | 1.017 | Cogen | 1 | 0.029265 | 0 | 0 | 0 | 0 |  |  | 0.029265 | 0
1071 | KINDERMG_3G | 1 | West | YES | 0.03929 | 45.7 | 12 | 45.7 | 0 | 1.017 | Cogen | 1 | 0.029265 | 0 | 0 | 0 | 0 |  |  | 0.029265 | 0
36998 | RDCNYNG1 | 1 | West | YES | 0.038933 | 16.8 | 0 | 84 |  | 1.01 | Wind | 1 | 0.028908 | 0 | 84 | 3.2704 | 84 |  |  | 0.028908 | 2.4283
71051 | L_BITTCR1_1N | W1 | West | YES | 0.03847 | 7.5 | 0 | 37.5 |  | 1.02 | Wind | 1 | 0.028445 | 0 | 37.5 | 1.4426 | 37.5 |  |  | 0.028445 | 1.0667
71054 | L_SWEETW1_1N | W1 | West | YES | 0.03847 | 21.5 | 0 | 107.5 |  | 1.02 | Wind | 1 | 0.028445 | 0 | 107.5 | 4.1355 | 107.5 |  |  | 0.028445 | 3.0579
71057 | L_SWEETW1_2N | W1 | West | YES | 0.03847 | 27 | 0 | 135 |  | 1.02 | Wind | 1 | 0.028445 | 0 | 135 | 5.1935 | 135 |  |  | 0.028445 | 3.8401
71059 | L_SWEETW1_3N | W1 | West | YES | 0.03847 | 23.8 | 0 | 119 | 0 | 1.02 | Wind | 1 | 0.028445 | 0 | 119 | 4.5779 | 119 |  |  | 0.028445 | 3.385
71060 | L_SWEETW1_4N | W1 | West | YES | 0.03847 | 21 | 0 | 105 | 0 | 1.02 | Wind | 1 | 0.028445 | 0 | 105 | 4.0393 | 105 |  |  | 0.028445 | 2.9868
1343 | TRENTIPP_8 | 1 | West | YES | 0.038455 | 30 | 0 | 150 |  | 1.014 | Wind | 1 | 0.02843 | 0 | 150 | 5.7683 | 150 |  |  | 0.02843 | 4.2646
1354 | AEPWIND_8 | 1 | West | YES | 0.038455 | 20.2 | 0 | 101 |  | 1 | Wind | 1 | 0.02843 | 0 | 101 | 3.884 | 101 |  |  | 0.02843 | 2.8715
1049 | ROSCOEWI_5 | 1 | West | YES | 0.037617 | 41.8 | 0 | 209 |  | 1.01 | #N/A | 1 | 0.027592 | 209 | 209 | 7.862 | 209 |  |  | 0.027592 | 5.7668
1057 | ROSCOEWI_5 | 2 | West | YES | 0.037617 | 25.3 | 0 | 126.5 |  | 1.01 | #N/A | 1 | 0.027592 | 126.5 | 126.5 | 4.7586 | 126.5 |  |  | 0.027592 | 3.4904
1060 | ROSCOEWI_5 | 3 | West | YES | 0.037617 | 39.4 | 0 | 197 | 0 | 1.01 | #N/A | 1 | 0.027592 | 197 | 197 | 7.4105 | 197 |  |  | 0.027592 | 5.4357
1072 | ROSCOEWI_5 | 4 | West | YES | 0.037617 | 63.6 | 0 | 318 | 0 | 1.01 | #N/A | 1 | 0.027592 | 318 | 318 | 11.9622 | 318 |  |  | 0.027592 | 8.7744
6144 | MCADOO1A | 1 | West | YES | 0.037366 | 15 | 0 | 150 | 0 | 1.025 | Wind | 1 | 0.027341 | 0 | 150 | 5.6049 | 150 |  |  | 0.027341 | 4.1012
1416 | SWETWATR_1G | 1 | West | YES | 0.036841 | 30 | 18 | 30 | 0 | 1.026 | CC | 1 | 0.026816 | 30 | 30 | 1.1052 | 30 |  |  | 0.026816 | 0.80449
1417 | SWETWATR_2G | 2 | West | YES | 0.036841 | 72 | 36 | 72 | 0 | 1.026 | CC | 1 | 0.026816 | 72 | 72 | 2.6526 | 72 |  |  | 0.026816 | 1.9308
1418 | SWETWATR_3G | 3 | West | YES | 0.036841 | 68 | 36 | 68 | 0 | 1.026 | CC | 1 | 0.026816 | 68 | 68 | 2.5052 | 68 |  |  | 0.026816 | 1.8235
1419 | SWETWATR_4G | 4 | West | YES | 0.036841 | 61 | 36 | 61 | 0 | 1.026 | CC | 1 | 0.026816 | 61 | 61 | 2.2473 | 61 |  |  | 0.026816 | 1.6358
6100 | OKLA7A | EQ | West | YES | 0.036825 | 50 | -220 | 220 | 0 | 1.035 | DCTie | 1 | 0.0268 | 0 | 0 | 0 | 0 |  |  | 0.0268 | 0
6752 | OKLA0A | 1 | West | YES | 0.036825 | 649.7 | 175 | 649.7 | 0 | 1.035 | LIGCO | 1 | 0.0268 | 0 | 649.7 | 23.9252 | 649.7 |  |  | 0.0268 | 17.4123
60081 | WHRLWIND1A | 1 | West | YES | 0.036112 | 12 | 0 | 60 | 0 | 1.03 | Wind | 1 | 0.026087 | 0 | 60 | 2.1667 | 60 |  |  | 0.026087 | 1.5652
60052 | WILDHRS11A | 1 | West | YES | 0.035175 | 25.3 | 0 | 126.5 | 0 | 1.005 | #N/A | 1 | 0.02515 | 126.5 | 126.5 | 4.4496 | 126.5 |  |  | 0.02515 | 3.1815
60053 | WILDHRS21A | 1 | West | YES | 0.035175 | 7.8 | 0 | 39 | 0 | 1.025 | #N/A | 1 | 0.02515 | 39 | 39 | 1.3718 | 39 |  |  | 0.02515 | 0.98087
1437 | MESQUITW_1G | 1 | North | YES | 0.032347 | 40 | 0 | 400 |  | 1.023 | Wind | -1 | 0.0085897 | 0 | 400 |  |  | 0 | 0 | -0.0085897 | 0
1438 | MESQUITW_2G | 1 | North | YES | 0.032333 | 23.6 | 0 | 236 | 0 | 1.017 | Wind | -1 | 0.0086037 | 0 | 236 |  |  | 0 | 0 | -0.0086037 | 0
1442 | COKFIELD_5 | 1 | North | YES | 0.0302 | 16.5 | 0 | 165 |  | 1.029 | Wind | -1 | 0.010737 | 0 | 165 |  |  | 0 | 0 | -0.010737 | 0
1432 | GRHAMSES_2G | 2 | North | YES | 0.023446 | 294.9 | 90 | 366 |  | 1.014 | GST | -1 | 0.017491 | 366 | 366 |  |  | 8.5812 | 366 | -0.017491 | -6.4016
1433 | GRHAMSES_1G | 1 | North | YES | 0.023252 | 242 | 60 | 242 | 0 | 1.038 | GST | -1 | 0.017685 | 242 | 242 |  |  | 5.627 | 242 | -0.017685 | -4.2797
1479 | WFCOGEN_1G | 2 | North | YES | 0.021672 | 16 | 12 | 20 | 0 | 1 | Cogen | -1 | 0.019265 | 0 | 0 |  |  | 0 | 0 | -0.019265 | 0
1479 | WFCOGEN_1G | 1 | North | YES | 0.021672 | 16 | 12 | 20 | 0 | 1 | Cogen | -1 | 0.019265 | 0 | 0 |  |  | 0 | 0 | -0.019265 | 0
1482 | WFCOGEN_2G | 2 | North | YES | 0.021672 | 13.6 | 12 | 17 | 0 | 1 | Cogen | -1 | 0.019265 | 0 | 0 |  |  | 0 | 0 | -0.019265 | 0
1482 | WFCOGEN_2G | 1 | North | YES | 0.021672 | 16 | 12 | 20 | 0 | 1 | Cogen | -1 | 0.019265 | 0 | 0 |  |  | 0 | 0 | -0.019265 | 0
1600 | BARTNWND_1G | 1 | North | YES | 0.019612 | 12 | 0 | 120 | 0 | 1.022 | Wind | -1 | 0.021325 | 0 | 120 |  |  | 0 | 0 | -0.021325 | 0
1643 | SLSTR1PP_1G | 1 | North | YES | 0.0192 | 6 | 0 | 60 | 0 | 1.022 | Wind | -1 | 0.021737 | 0 | 60 |  |  | 0 | 0 | -0.021737 | 0
344 | MRSSHPRD | 1 | North | YES | 0.019159 | 12 | 0 | 12 |  | 1.03 | Hydro | -1 | 0.021778 | 0 | 0 |  |  | 0 | 0 | -0.021778 | 0
345 | MRSSHPRD01 | 2 | North | YES | 0.019159 | 12 | 0 | 12 |  | 1.03 | Hydro | -1 | 0.021778 | 0 | 0 |  |  | 0 | 0 | -0.021778 | 0
1453 | WCPWRCO_1G | 1 | North | YES | 0.018071 | 204 | 50 | 204 |  | 1.02 | CC | -1 | 0.022866 | 204 | 204 |  |  | 3.6865 | 204 | -0.022866 | -4.6646
1454 | WCPWRCO_2G | 2 | North | YES | 0.018071 | 204 | 50 | 204 |  | 1.02 | CC | -1 | 0.022866 | 204 | 204 |  |  | 3.6865 | 204 | -0.022866 | -4.6646
1455 | WCPWRCO_3G | 3 | North | YES | 0.018071 | 242 | 50 | 242 |  | 1.02 | CC | -1 | 0.022866 | 242 | 242 |  |  | 4.3732 | 242 | -0.022866 | -5.5335
503 | NTHTEXAS01 | 1 | North | YES | 0.015697 | 0 | 5 | 18 |  | 1.015 | GST | -1 | 0.02524 | 18 | 18 |  |  | 0.28255 | 18 | -0.02524 | -0.45431
504 | NTHTEXAS02 | 2 | North | YES | 0.015697 | 14.4 | 5 | 18 |  | 1.015 | GST | -1 | 0.02524 | 18 | 18 |  |  | 0.28255 | 18 | -0.02524 | -0.45431
505 | NTHTEXAS03 | 3 | North | YES | 0.015697 | 30.4 | 15 | 38 |  | 1.015 | GST | -1 | 0.02524 | 38 | 38 |  |  | 0.59649 | 38 | -0.02524 | -0.95911
580 | JCKCNTY801 | 1 | North | YES | 0.015476 | 288 | 0 | 288 | 0 | 1.022 | CC | -1 | 0.025461 | 288 | 288 |  |  | 4.4571 | 288 | -0.025461 | -7.3327
581 | JCKCNTY802 | 2 | North | YES | 0.015476 | 147 | 0 | 147 | 0 | 1.022 | CC | -1 | 0.025461 | 147 | 147 |  |  | 2.275 | 147 | -0.025461 | -3.7427
582 | JCKCNTY803 | 3 | North | YES | 0.015476 | 147 | 0 | 147 | 0 | 1.022 | CC | -1 | 0.025461 | 147 | 147 |  |  | 2.275 | 147 | -0.025461 | -3.7427
332 | RWMILLER01 | 1 | North | YES | 0.015378 | 58.4 | 18.5 | 73 | 0 | 1.04 | GST | -1 | 0.025559 | 73 | 73 |  |  | 1.1226 | 73 | -0.025559 | -1.8658
333 | RWMILLER02 | 2 | North | YES | 0.015378 | 95.2 | 37 | 119 | 0 | 1.04 | GST | -1 | 0.025559 | 119 | 119 |  |  | 1.83 | 119 | -0.025559 | -3.0415
334 | RWMILLER03 | 3 | North | YES | 0.015378 | 166.4 | 65 | 208 | 0 | 1.04 | GST | -1 | 0.025559 | 208 | 208 |  |  | 3.1986 | 208 | -0.025559 | -5.3162
335 | RWMILLER04 | 4 | North | YES | 0.015378 | 81.6 | 0 | 102 | 0 | 1.04 | GST | -1 | 0.025559 | 102 | 102 |  |  | 1.5686 | 102 | -0.025559 | -2.607
336 | RWMILLER05 | 5 | North | YES | 0.015378 | 80.8 | 0 | 101 | 0 | 1.04 | GST | -1 | 0.025559 | 101 | 101 |  |  | 1.5532 | 101 | -0.025559 | -2.5814
1898 | COMCHEPK_1G | 1 | North | YES | 0.014816 | 1159 | 1150 | 1159 | 0 | 1.032 | Nuc | -1 | 0.026121 | 0 | 0 |  |  | 0 | 0 | -0.026121 | 0
1899 | COMCHEPK_2G | 2 | North | YES | 0.014816 | 1159 | 1128 | 1159 | 0 | 1.032 | Nuc | -1 | 0.026121 | 0 | 0 |  |  | 0 | 0 | -0.026121 | 0
728 | WOLFRIDGE801 | 1 | North | YES | 0.014718 | 11.2 | 0 | 112.5 | 0 | 0.99 | Wind | -1 | 0.026219 | 0 | 112.5 |  |  | 0 | 0 | -0.026219 | 0
1877 | WLFHOLW_1G | 1 | North | YES | 0.014392 | 217.3 | 89.2 | 217.3 | 0 | 1.032 | CC | -1 | 0.026545 | 217.3 | 217.3 |  |  | 3.1274 | 217.3 | -0.026545 | -5.7682
1878 | WLFHOLW_2G | 2 | North | YES | 0.014392 | 215.7 | 105 | 215.7 | 0 | 1.032 | CC | -1 | 0.026545 | 215.7 | 215.7 |  |  | 3.1044 | 215.7 | -0.026545 | -5.7257
1879 | WLFHOLW_3G | 3 | North | YES | 0.014392 | 272.4 | 89.2 | 272.4 | 0 | 1.032 | CC | -1 | 0.026545 | 272.4 | 272.4 |  |  | 3.9204 | 272.4 | -0.026545 | -7.2308
1889 | DECRDOVA_1G | 1 | North | YES | 0.014077 | 779 | 255 | 779 | 0 | 1.02 | GSC | -1 | 0.02686 | 779 | 779 |  |  | 10.966 | 779 | -0.02686 | -20.9237
1861 | EAGLEMNT_1G | MB | North | YES | 0.013925 | 0 | 30 | 112 |  | 1.022 | GST | -1 | 0.027012 | 0 | 0 |  |  | 0 | 0 | -0.027012 | 0
1862 | EAGLEMNT_2G | MB | North | YES | 0.013925 | 0 | 40 | 100 |  | 1.022 | GST | -1 | 0.027012 | 0 | 0 |  |  | 0 | 0 | -0.027012 | 0
1863 | EAGLEMNT_3G | MB | North | YES | 0.013925 | 0 | 50 | 378 |  | 1.022 | GST | -1 | 0.027012 | 0 | 0 |  |  | 0 | 0 | -0.027012 | 0
1892 | DECRDOVA_2G | A | North | YES | 0.013672 | 65 | 65 | 70 | 0 | 1.025 | GGT | -1 | 0.027265 | 70 | 70 |  |  | 0.95704 | 70 | -0.027265 | -1.9085
1893 | DECRDOVA_3G | B | North | YES | 0.013672 | 65 | 65 | 69 | 0 | 1.025 | GGT | -1 | 0.027265 | 69 | 69 |  |  | 0.94337 | 69 | -0.027265 | -1.8813
1894 | DECRDOVA_4G | C | North | YES | 0.013672 | 65 | 65 | 69 | 0 | 1.025 | GGT | -1 | 0.027265 | 69 | 69 |  |  | 0.94337 | 69 | -0.027265 | -1.8813
1895 | DECRDOVA_5G | D | North | YES | 0.013672 | 65 | 65 | 68 | 0 | 1.025 | GGT | -1 | 0.027265 | 68 | 68 |  |  | 0.9297 | 68 | -0.027265 | -1.854
8032 | AMISTADHYD1 | 1 | South | YES | 0.013634 | 33 | 13 | 33 | 0 | 1.0375 | Hydro | -1 | 0.027303 | 0 | 0 |  |  |  |  | -0.027303 | 0
8033 | AMISTADHYD2 | 2 | South | YES | 0.013634 | 25 | 13 | 25 | 0 | 1.0375 | Hydro | -1 | 0.027303 | 0 | 0 |  |  |  |  | -0.027303 | 0
88253 | HAMILTON | F | South | YES | 0.013634 | 0 | 0 | 0 | 0 | 1.04 | BLT | -1 | 0.027303 | 0 | 0 |  |  |  |  | -0.027303 | 0
923 | SPENCER_G4 | 1 | North | YES | 0.013575 | 48 | 20 | 61 | 0 | 1.03 | GST | -1 | 0.027362 | 61 | 61 |  |  | 0.82808 | 61 | -0.027362 | -1.6691
924 | SPENCER_G5 | 1 | North | YES | 0.013575 | 52 | 20 | 66 | 0 | 1.03 | GST | -1 | 0.027362 | 66 | 66 |  |  | 0.89595 | 66 | -0.027362 | -1.8059
1945 | HANDLEY_1G | MB | North | YES | 0.012312 | 0 | 25 | 36 |  | 0.986 | #N/A | -1 | 0.028625 | 36 | 36 |  |  | 0.44323 | 36 | -0.028625 | -1.0305
1946 | HANDLEY_2G | MB | North | YES | 0.012312 | 0 | 30 | 68 |  | 0.986 | #N/A | -1 | 0.028625 | 68 | 68 |  |  | 0.83722 | 68 | -0.028625 | -1.9465
1947 | HANDLEY_3G | 3 | North | YES | 0.012161 | 316 | 100 | 395 | 0 | 1.022 | GST | -1 | 0.028776 | 395 | 395 |  |  | 4.8036 | 395 | -0.028776 | -11.3664
1949 | HANDLEY_5G | 5 | North | YES | 0.012161 | 348 | 150 | 435 | 0 | 1.022 | GST | -1 | 0.028776 | 435 | 435 |  |  | 5.29 | 435 | -0.028776 | -12.5174
1948 | HANDLEY_4G | 4 | North | YES | 0.01204 | 348 | 150 | 435 | 0 | 1.022 | GST | -1 | 0.028897 | 435 | 435 |  |  | 5.2374 | 435 | -0.028897 | -12.57
366 | JNSNCNTY802 | 1 | North | YES | 0.01202 | 168 | 20 | 168 | 0 | 1.02 | Cogen | -1 | 0.028917 | 0 | 0 |  |  | 0 | 0 | -0.028917 | 0
367 | JNSNCNTY802 | 2 | North | YES | 0.01202 | 90 | 20 | 90 | 0 | 1.02 | Cogen | -1 | 0.028917 | 0 | 0 |  |  | 0 | 0 | -0.028917 | 0
2371 | COLLIN_1G | MB | North | YES | 0.011464 | 0 | 40 | 138 |  | 1.022 | GST | -1 | 0.029473 | 0 | 0 |  |  | 0 | 0 | -0.029473 | 0
6948 | DENISNDM | 2 | North | YES | 0.011219 | 31 | 5 | 40 | 0 | 1.015 | Hydro | -1 | 0.029718 | 0 | 0 |  |  | 0 | 0 | -0.029718 | 0
6948 | DENISNDM | 1 | North | YES | 0.011219 | 40 | 5 | 40 | 0 | 1.015 | Hydro | -1 | 0.029718 | 0 | 0 |  |  | 0 | 0 | -0.029718 | 0
2381 | NTHLK1_G | 1 | North | YES | 0.011195 | 0 | 35 | 156 |  | 1.022 | GST | -1 | 0.029742 | 156 | 156 |  |  | 1.7464 | 156 | -0.029742 | -4.6397
2382 | NTHLK2_G | 2 | North | YES | 0.011195 | 0 | 35 | 181 |  | 1.022 | GST | -1 | 0.029742 | 181 | 181 |  |  | 2.0263 | 181 | -0.029742 | -5.3832
2383 | NTHLK3_G | 3 | North | YES | 0.011195 | 0 | 50 | 329 |  | 1.022 | GST | -1 | 0.029742 | 329 | 329 |  |  | 3.6832 | 329 | -0.029742 | -9.785
1687 | VALLEY_1G | 1 | North | YES | 0.011086 | 136 | 15 | 170 | 0 | 1.029 | GST | -1 | 0.029851 | 170 | 170 |  |  | 1.8846 | 170 | -0.029851 | -5.0746
1688 | VALLEY_2G | 2 | North | YES | 0.011086 | 527 | 90 | 527 | 0 | 1.029 | GSC | -1 | 0.029851 | 527 | 527 |  |  | 5.8423 | 527 | -0.029851 | -15.7313
1689 | VALLEY_3G | 3 | North | YES | 0.010903 | 0 | 25 | 375 |  | 1.003 | GST | -1 | 0.030034 | 375 | 375 |  |  | 4.0886 | 375 | -0.030034 | -11.2626
11691 | KMICHICT1_G | 1 | North | YES | 0.010903 | 144 | 80 | 144 | 0 | 1.026 | CC | -1 | 0.030034 | 144 | 144 |  |  | 1.57 | 144 | -0.030034 | -4.3248
11692 | KMICHICT2_G | 2 | North | YES | 0.010903 | 146 | 80 | 146 | 0 | 1.026 | CC | -1 | 0.030034 | 146 | 146 |  |  | 1.5918 | 146 | -0.030034 | -4.3849
11693 | KMICHIST3_G | 3 | North | YES | 0.010903 | 312 | 60 | 312 | 0 | 1.026 | CC | -1 | 0.030034 | 312 | 312 |  |  | 3.4017 | 312 | -0.030034 | -9.3705
11694 | KMICHICT4_G | 4 | North | YES | 0.010903 | 144 | 80 | 144 | 0 | 1.026 | CC | -1 | 0.030034 | 144 | 144 |  |  | 1.57 | 144 | -0.030034 | -4.3248
11695 | KMICHICT5_G | 5 | North | YES | 0.010903 | 148 | 80 | 148 | 0 | 1.026 | CC | -1 | 0.030034 | 148 | 148 |  |  | 1.6136 | 148 | -0.030034 | -4.445
11696 | KMICHIST6_G | 6 | North | YES | 0.010903 | 310 | 60 | 310 | 0 | 1.026 | CC | -1 | 0.030034 | 310 | 310 |  |  | 3.3799 | 310 | -0.030034 | -9.3104
1678 | LAMARPWR_1G | 1 | North | YES | 0.010846 | 160 | 67.7 | 160 | 0 | 1.038 | CC | -1 | 0.030091 | 160 | 160 |  |  | 1.7354 | 160 | -0.030091 | -4.8145
1679 | LAMARPWR_2G | 2 | North | YES | 0.010846 | 156 | 67.7 | 156 | 0 | 1.038 | CC | -1 | 0.030091 | 156 | 156 |  |  | 1.692 | 156 | -0.030091 | -4.6941
1680 | LAMARPWR_3G | 3 | North | YES | 0.010846 | 196 | 129.1 | 196 | 0 | 1.038 | CC | -1 | 0.030091 | 196 | 196 |  |  | 2.1258 | 196 | -0.030091 | -5.8978
1681 | LAMARPWR_4G | 4 | North | YES | 0.010846 | 156 | 67.7 | 156 | 0 | 1.038 | CC | -1 | 0.030091 | 156 | 156 |  |  | 1.692 | 156 | -0.030091 | -4.6941
1682 | LAMARPWR_5G | 5 | North | YES | 0.010846 | 157 | 67.7 | 157 | 0 | 1.038 | CC | -1 | 0.030091 | 157 | 157 |  |  | 1.7028 | 157 | -0.030091 | -4.7242
1683 | LAMARPWR_6G | 6 | North | YES | 0.010846 | 198 | 129.1 | 198 | 0 | 1.038 | CC | -1 | 0.030091 | 198 | 198 |  |  | 2.1475 | 198 | -0.030091 | -5.958
1675 | PEC_1G | 1 | North | YES | 0.010819 | 76.7 | 35 | 76.7 | 0 | 1.022 | Cogen | -1 | 0.030118 | 0 | 0 |  |  | 0 | 0 | -0.030118 | 0
1676 | PEC_2G | 2 | North | YES | 0.010819 | 79.6 | 35 | 79.6 | 0 | 1.022 | Cogen | -1 | 0.030118 | 0 | 0 |  |  | 0 | 0 | -0.030118 | 0
1677 | PEC_3G | 3 | North | YES | 0.010819 | 88.4 | 35 | 88.4 | 0 | 1.022 | Cogen | -1 | 0.030118 | 0 | 0 |  |  | 0 | 0 | -0.030118 | 0
1701 | MOSES_1G | 1 | North | YES | 0.010736 | 558 | 175 | 558 | 0 | 1.023 | LIGCO | -1 | 0.030201 | 0 | 558 |  |  | 0 | 0 | -0.030201 | 0
1702 | MOSES_2G | 2 | North | YES | 0.010736 | 579 | 175 | 579 | 0 | 1.023 | LIGCO | -1 | 0.030201 | 0 | 579 |  |  | 0 | 0 | -0.030201 | 0
1703 | MOSES_3G | 3 | North | YES | 0.010736 | 808 | 463 | 808 | 0 | 1.023 | LIGCO | -1 | 0.030201 | 0 | 808 |  |  | 0 | 0 | -0.030201 | 0
5925 | DCEAST | EQ | North | YES | 0.010736 | 400.3 | -600 | 600 | 0 | 1.025 | DCTie | -1 | 0.030201 | 0 | 0 |  |  | 0 | 0 | -0.030201 | 0
842 | OLINGER_G1 | 1 | North | YES | 0.01053 | 55.4 | 20 | 79 | 0 | 1.03 | GST | -1 | 0.030407 | 79 | 79 |  |  | 0.83187 | 79 | -0.030407 | -2.4021
843 | OLINGER_G2 | 1 | North | YES | 0.01053 | 76.2 | 25 | 110 | 0 | 1.03 | GST | -1 | 0.030407 | 110 | 110 |  |  | 1.1583 | 110 | -0.030407 | -3.3447
844 | OLINGER_G3 | 1 | North | YES | 0.01053 | 103.9 | 45 | 150 | 0 | 1.03 | GST | -1 | 0.030407 | 150 | 150 |  |  | 1.5795 | 150 | -0.030407 | -4.561
845 | OLINGER_G4 | 1 | North | YES | 0.01053 | 51.9 | 0 | 76 | 0 | 1.03 | GGT | -1 | 0.030407 | 76 | 76 |  |  | 0.80028 | 76 | -0.030407 | -2.3109
2418 | MTCK2_G | 2 | North | YES | 0.010526 | 0 | 10 | 23 |  | 0.971 | #N/A | -1 | 0.030411 | 23 | 23 |  |  | 0.2421 | 23 | -0.030411 | -0.69945
2419 | MTCK3_G | MB | North | YES | 0.010526 | 0 | 10 | 63 |  | 0.971 | #N/A | -1 | 0.030411 | 63 | 63 |  |  | 0.66314 | 63 | -0.030411 | -1.9159
1937 | MDLTHELP_5G | 5 | North | YES | 0.010481 | 224 | 74 | 224 | 0 | 1 | CC | -1 | 0.030456 | 224 | 224 |  |  | 2.3477 | 224 | -0.030456 | -6.8221
1938 | MDLTHELP_6G | 6 | North | YES | 0.010481 | 226 | 74 | 226 | 0 | 1 | CC | -1 | 0.030456 | 226 | 226 |  |  | 2.3687 | 226 | -0.030456 | -6.883
1943 | MDLTHELP_3G | 3 | North | YES | 0.010481 | 212 | 74 | 212 | 0 | 1 | CC | -1 | 0.030456 | 212 | 212 |  |  | 2.222 | 212 | -0.030456 | -6.4566
1944 | MDLTHELP_4G | 4 | North | YES | 0.010481 | 211 | 74 | 211 | 0 | 1 | CC | -1 | 0.030456 | 211 | 211 |  |  | 2.2115 | 211 | -0.030456 | -6.4261
837 | NEWMAN_G5 | 1 | North | YES | 0.01048 | 0 | 15 | 40 |  | 1.01 | GST | -1 | 0.030457 | 40 | 40 |  |  | 0.4192 | 40 | -0.030457 | -1.2183
948 | STEAM1 | 1 | North | YES | 0.010466 | 0 | 12 | 20 |  | 1.02 | GST | -1 | 0.030471 | 20 | 20 |  |  | 0.20932 | 20 | -0.030471 | -0.60941
949 | STEAM2 | 1 | North | YES | 0.010466 | 26 | 8 | 26 | 0 | 0.99 | GST | -1 | 0.030471 | 26 | 26 |  |  | 0.27212 | 26 | -0.030471 | -0.79224
950 | STEAM3 | 1 | North | YES | 0.010466 | 41 | 13 | 42 | 0 | 1.02 | GST | -1 | 0.030471 | 42 | 42 |  |  | 0.43957 | 42 | -0.030471 | -1.2798
2413 | MTCK6_G | 6 | North | YES | 0.010354 | 0 | 30 | 118 |  | 1.022 | GST | -1 | 0.030583 | 118 | 118 |  |  | 1.2218 | 118 | -0.030583 | -3.6088
2414 | MTCK7_G | 7 | North | YES | 0.010354 | 0 | 30 | 115 |  | 1.022 | GST | -1 | 0.030583 | 115 | 115 |  |  | 1.1907 | 115 | -0.030583 | -3.517
2417 | MTCK8_G | 8 | North | YES | 0.010354 | 444.8 | 60 | 556 | 0 | 1.022 | GSC | -1 | 0.030583 | 556 | 556 |  |  | 5.7568 | 556 | -0.030583 | -17.004
2451 | LKHB1_G | 1 | North | YES | 0.010248 | 0 | 80 | 391 |  | 1.022 | GST | -1 | 0.030689 | 391 | 391 |  |  | 4.007 | 391 | -0.030689 | -11.9993
2452 | LKHB2_G | 2 | North | YES | 0.010248 | 516 | 80 | 516 | 0 | 1.022 | GST | -1 | 0.030689 | 516 | 516 |  |  | 5.288 | 516 | -0.030689 | -15.8353
12440 | PARKD_1SVC8 | 1 | North | YES | 0.010208 | 0 | 0 | 0 | 0 | 1.007 | GST | -1 | 0.030729 | 0 | 0 |  |  | 0 | 0 | -0.030729 | 0
12449 | PARKD_2SVC8 | 1 | North | YES | 0.010208 | 0 | 0 | 0 | 0 | 1.007 | GST | -1 | 0.030729 | 0 | 0 |  |  | 0 | 0 | -0.030729 | 0
12411 | FPLEFR1A_G | 1 | North | YES | 0.010098 | 161 | 72 | 161 | 0 | 1 | CC | -1 | 0.030839 | 161 | 161 |  |  | 1.6258 | 161 | -0.030839 | -4.965
12412 | FPLEFR1B_G | 2 | North | YES | 0.010098 | 164 | 72 | 164 | 0 | 1 | CC | -1 | 0.030839 | 164 | 164 |  |  | 1.6561 | 164 | -0.030839 | -5.0575
12413 | FPLEFR1C_G | 3 | North | YES | 0.010098 | 164 | 72 | 164 | 0 | 1 | CC | -1 | 0.030839 | 164 | 164 |  |  | 1.6561 | 164 | -0.030839 | -5.0575
12414 | FPLEFR1S_G | 4 | North | YES | 0.010098 | 414 | 191 | 414 | 0 | 1 | CC | -1 | 0.030839 | 414 | 414 |  |  | 4.1806 | 414 | -0.030839 | -12.7672
12421 | FPLEFR2A_G | 1 | North | YES | 0.010098 | 162 | 72 | 162 | 0 | 1 | CC | -1 | 0.030839 | 162 | 162 |  |  | 1.6359 | 162 | -0.030839 | -4.9959
12422 | FPLEFR2B_G | 2 | North | YES | 0.010098 | 161 | 72 | 161 | 0 | 1 | CC | -1 | 0.030839 | 161 | 161 |  |  | 1.6258 | 161 | -0.030839 | -4.965
12423 | FPLEFR2C_G | 3 | North | YES | 0.010098 | 163 | 72 | 163 | 0 | 1 | CC | -1 | 0.030839 | 163 | 163 |  |  | 1.646 | 163 | -0.030839 | -5.0267
12424 | FPLEFR2S_G | 4 | North | YES | 0.010098 | 415 | 191 | 415 | 0 | 1 | CC | -1 | 0.030839 | 415 | 415 |  |  | 4.1907 | 415 | -0.030839 | -12.798
1941 | MDLTHELP_1G | 1 | North | YES | 0.009673 | 216.4 | 74 | 216.4 | 0 | 1 | CC | -1 | 0.031264 | 216.4 | 216.4 |  |  | 2.0932 | 216.4 | -0.031264 | -6.7655
1942 | MDLTHELP_2G | 2 | North | YES | 0.009673 | 216.1 | 74 | 216.1 | 0 | 1 | CC | -1 | 0.031264 | 216.1 | 216.1 |  |  | 2.0903 | 216.1 | -0.031264 | -6.7561
12322 | ENNSTRAC_1G | 1 | North | YES | 0.009501 | 196 | 130 | 196 | 0 | 1.036 | CC | -1 | 0.031436 | 196 | 196 |  |  | 1.8622 | 196 | -0.031436 | -6.1614
12323 | ENNSTRAC_2G | 2 | North | YES | 0.009501 | 116 | 100 | 116 | 0 | 1.036 | CC | -1 | 0.031436 | 116 | 116 |  |  | 1.1021 | 116 | -0.031436 | -3.6465
3097 | MARTLAKE_1G | 1 | North | YES | 0.00896 | 790 | 500 | 790 | 0 | 1.017 | LIGCO | -1 | 0.031977 | 0 | 790 |  |  | 0 | 0 | -0.031977 | 0
3098 | MARTLAKE_2G | 2 | North | YES | 0.00896 | 795 | 461 | 795 | 0 | 1.017 | LIGCO | -1 | 0.031977 | 0 | 795 |  |  | 0 | 0 | -0.031977 | 0
3099 | MARTLAKE_3G | 3 | North | YES | 0.00896 | 804 | 500 | 804 | 0 | 1.017 | LIGCO | -1 | 0.031977 | 0 | 804 |  |  | 0 | 0 | -0.031977 | 0
13116 | TGATEWAY_1G | 1 | North | YES | 0.008805 | 151 | 30 | 151 | 0 | 1.0232 | CC | -1 | 0.032132 | 151 | 151 |  |  | 1.3296 | 151 | -0.032132 | -4.8519
13117 | TGATEWAY_2G | 2 | North | YES | 0.008805 | 130 | 30 | 130 | 0 | 1.0232 | CC | -1 | 0.032132 | 130 | 130 |  |  | 1.1446 | 130 | -0.032132 | -4.1771
13118 | TGATEWAY_3G | 3 | North | YES | 0.008805 | 148 | 30 | 148 | 0 | 1.0232 | CC | -1 | 0.032132 | 148 | 148 |  |  | 1.3031 | 148 | -0.032132 | -4.7555
13119 | TGATEWAY_4G | 4 | North | YES | 0.008805 | 399 | 65 | 399 | 0 | 1.0232 | CC | -1 | 0.032132 | 399 | 399 |  |  | 3.5132 | 399 | -0.032132 | -12.8205
3348 | CHAMPION_1G | MB | North | YES | 0.008654 | 0 | 42 | 42 |  | 1 | Cogen | -1 | 0.032283 | 0 | 0 |  |  | 0 | 0 | -0.032283 | 0
3113 | LUFKINWB_1G | 1 | North | YES | 0.00864 | 0 | 0 | 50 |  | 1.01 | #N/A | -1 | 0.032297 | 50 | 50 |  |  | 0.432 | 50 | -0.032297 | -1.6148
3107 | STRYKER_1G | 1 | North | YES | 0.00857 | 145.6 | 45 | 182 | 0 | 1.029 | GST | -1 | 0.032367 | 182 | 182 |  |  | 1.5597 | 182 | -0.032367 | -5.8907
3108 | STRYKER_2G | 2 | North | YES | 0.00857 | 484 | 75 | 484 | 0 | 1.029 | GST | -1 | 0.032367 | 484 | 484 |  |  | 4.1479 | 484 | -0.032367 | -15.6655
3126 | TRINIDAD_6G | 1 | North | YES | 0.008449 | 179.2 | 46 | 224 | 0 | 1 | GST | -1 | 0.032488 | 224 | 224 |  |  | 1.8926 | 224 | -0.032488 | -7.2772
13134 | CALFREST_4G | 4 | North | YES | 0.007273 | 151.5 | 40 | 151.5 | 0 | 1.031 | CC | -1 | 0.033664 | 151.5 | 151.5 |  |  | 1.1019 | 151.5 | -0.033664 | -5.1
13135 | CALFREST_5G | 5 | North | YES | 0.007273 | 152.3 | 57 | 152.3 | 0 | 1.031 | CC | -1 | 0.033664 | 152.3 | 152.3 |  |  | 1.1077 | 152.3 | -0.033664 | -5.127
13136 | CALFREST_6G | 6 | North | YES | 0.007273 | 177.5 | 40 | 177.5 | 0 | 1.031 | CC | -1 | 0.033664 | 177.5 | 177.5 |  |  | 1.291 | 177.5 | -0.033664 | -5.9753
13131 | CALFREST_1G | 1 | North | YES | 0.007221 | 150.7 | 40 | 150.7 | 0 | 1.031 | CC | -1 | 0.033716 | 150.7 | 150.7 |  |  | 1.0882 | 150.7 | -0.033716 | -5.0809
13132 | CALFREST_2G | 2 | North | YES | 0.007221 | 151 | 57 | 151 | 0 | 1.031 | CC | -1 | 0.033716 | 151 | 151 |  |  | 1.0904 | 151 | -0.033716 | -5.0911
13133 | CALFREST_3G | 3 | North | YES | 0.007221 | 177.4 | 40 | 177.4 | 0 | 1.031 | CC | -1 | 0.033716 | 177.4 | 177.4 |  |  | 1.281 | 177.4 | -0.033716 | -5.9812
3381 | BBRN_1G | 1 | North | YES | 0.00692 | 618 | 225 | 618 | 0 | 1.03 | LIGCO | -1 | 0.034017 | 0 | 618 |  |  | 0 | 0 | -0.034017 | 0
3382 | BBRN_2G | 2 | North | YES | 0.00692 | 589 | 225 | 589 | 0 | 1.03 | LIGCO | -1 | 0.034017 | 0 | 589 |  |  | 0 | 0 | -0.034017 | 0
8262 | ELPS | 1 | South | YES | 0.00562 | 6 | 6 | 6 | 0 | 1.15 | Hydro | -1 | 0.035317 | 0 | 0 |  |  |  |  | -0.035317 | 0
244 | WHITNYDM01 | 1 | North | YES | 0.005474 | 15 | 0 | 15 | 0 | 1.035 | Hydro | -1 | 0.035463 | 0 | 0 |  |  | 0 | 0 | -0.035463 | 0
245 | WHITNYDM02 | 2 | North | YES | 0.005474 | 15 | 0 | 15 | 0 | 1.035 | Hydro | -1 | 0.035463 | 0 | 0 |  |  | 0 | 0 | -0.035463 | 0
48721 | LEG_1___1 | 1 | North | YES | 0.00437 | 827 | 357 | 827 | 0 | 1.0348 | LIGCO | -1 | 0.036567 | 0 | 827 |  |  | 0 | 0 | -0.036567 | 0
48722 | LEG_2___2 | 2 | North | YES | 0.00437 | 819 | 357 | 819 | 0 | 1.0348 | LIGCO | -1 | 0.036567 | 0 | 819 |  |  | 0 | 0 | -0.036567 | 0
251 | BOSQUESW803 | 2 | North | YES | 0.004047 | 150 | 0 | 150 |  | 1.032 | CC | -1 | 0.03689 | 150 | 150 |  |  | 0.60705 | 150 | -0.03689 | -5.5334
253 | BOSQUESW804 | 2 | North | YES | 0.004047 | 80 | 0 | 80 |  | 1.032 | CC | -1 | 0.03689 | 80 | 80 |  |  | 0.32376 | 80 | -0.03689 | -2.9512
80010 | EPLVT1 | F | South | YES | 0.003756 | 0 | 0 | 0 |  | 1.0376 | #N/A | -1 | 0.037181 | 0 | 0 |  |  |  |  | -0.037181 | 0
39960 | TNTNPONE_18 | 1 | North | YES | 0.003342 | 152.3 | 30 | 152.3 |  | 1.04 | LIGCO | -1 | 0.037595 | 0 | 152.3 |  |  | 0 | 0 | -0.037595 | 0
39970 | TNTNPONE_28 | 1 | North | YES | 0.003342 | 153 | 30 | 153 |  | 1.04 | LIGCO | -1 | 0.037595 | 0 | 153 |  |  | 0 | 0 | -0.037595 | 0
238 | BOSQUESW505 | 1 | North | YES | 0.002944 | 255 | 0 | 255 | 0 | 1.02 | CC | -1 | 0.037993 | 255 | 255 |  |  | 0.75072 | 255 | -0.037993 | -9.6881
239 | BOSQUESW502 | 1 | North | YES | 0.002944 | 119.2 | 0 | 149 | 0 | 1.02 | GGT | -1 | 0.037993 | 149 | 149 |  |  | 0.43866 | 149 | -0.037993 | -5.6609
247 | BOSQUESW501 | 2 | North | YES | 0.002944 | 124.8 | 0 | 156 | 0 | 1.02 | GGT | -1 | 0.037993 | 156 | 156 |  |  | 0.45926 | 156 | -0.037993 | -5.9269
3403 | THOUSE_1G | 1 | North | YES | 0.001649 | 563 | 200 | 563 | 0 | 1.012 | GSC | -1 | 0.039288 | 563 | 563 |  |  | 0.92839 | 563 | -0.039288 | -22.119
3404 | THOUSE_2G | 2 | North | YES | 0.001649 | 807 | 250 | 807 | 0 | 1.012 | GSC | -1 | 0.039288 | 807 | 807 |  |  | 1.3307 | 807 | -0.039288 | -31.7051
990 | GIBN_CREK_G1 | 1 | North | YES | 0.000809 | 463 | 200 | 463 | 0 | 1.0275 | LIGCO | -1 | 0.040128 | 0 | 463 |  |  | 0 | 0 | -0.040128 | 0
3416 | LAKE_CRK1_G | 1 | North | YES | 0.000727 | 60 | 33 | 75 |  | 1.029 | GST | -1 | 0.04021 | 75 | 75 |  |  | 0.054525 | 75 | -0.04021 | -3.0157
3417 | LAKE_CRK2_G | 2 | North | YES | 0.000727 | 177.6 | 40 | 222 | 0 | 1.029 | GST | -1 | 0.04021 | 222 | 222 |  |  | 0.16139 | 222 | -0.04021 | -8.9265
32798 | BRYN_TAMUGEN | 1 | North | YES | 0.000676 | 32 | 0 | 32 |  | 1.02 | GST | -1 | 0.040261 | 32 | 32 |  |  | 0.021632 | 32 | -0.040261 | -1.2883
32886 | BRYN_ATKINS3 | MB | North | YES | 0.000658 | 0 | 5 | 12 |  | 1 | GST | -1 | 0.040279 | 0 | 0 |  |  | 0 | 0 | -0.040279 | 0
32887 | BRYN_ATKINS6 | MB | North | YES | 0.000658 | 0 | 12 | 51 |  | 1.028 | GST | -1 | 0.040279 | 0 | 0 |  |  | 0 | 0 | -0.040279 | 0
32888 | BRYN_ATKINS7 | 1 | North | YES | 0.000658 | 13.6 | 4 | 17 |  | 1.028 | GGT | -1 | 0.040279 | 17 | 17 |  |  | 0.011186 | 17 | -0.040279 | -0.68474
32890 | BRYN_ATKINS4 | MB | North | YES | 0.000658 | 0 | 5 | 22 |  | 1.031 | GST | -1 | 0.040279 | 0 | 0 |  |  | 0 | 0 | -0.040279 | 0
32891 | BRYN_ATKINS5 | MB | North | YES | 0.000658 | 0 | 5 | 25 |  | 1.031 | GST | -1 | 0.040279 | 0 | 0 |  |  | 0 | 0 | -0.040279 | 0
32883 | BRYN_DNSBY3 | 1 | North | YES | 0.000612 | 0 | 2 | 48 |  | 1.015 | GST | -1 | 0.040325 | 48 | 48 |  |  | 0.029376 | 48 | -0.040325 | -1.9356
32884 | BRYN_DNSBY13 | 1 | North | YES | 0.000612 | 46 | 2 | 46 | 0 | 1.015 | GST | -1 | 0.040325 | 46 | 46 |  |  | 0.028152 | 46 | -0.040325 | -1.8549
32892 | BRYN_DNSBY14 | 1 | North | YES | 0.000612 | 84 | 25 | 105 | 0 | 1.035 | GST | -1 | 0.040325 | 105 | 105 |  |  | 0.06426 | 105 | -0.040325 | -4.2341
48671 | FTR_GT1_5105 | 1 | North | YES | 3e-05 | 154.2 | 0 | 154.2 | 0 | 1.0319 | CC | -1 | 0.040907 | 154.2 | 154.2 |  |  | 0.004626 | 154.2 | -0.040907 | -6.3078
48672 | FTR_GT2_5110 | 2 | North | YES | 3e-05 | 159 | 0 | 159 | 0 | 1.0319 | CC | -1 | 0.040907 | 159 | 159 |  |  | 0.00477 | 159 | -0.040907 | -6.5042
48673 | FTR_GT3_5085 | 3 | North | YES | 3e-05 | 158 | 0 | 158 | 0 | 1.0319 | CC | -1 | 0.040907 | 158 | 158 |  |  | 0.00474 | 158 | -0.040907 | -6.4633
48674 | FTR_CN4_5095 | 4 | North | YES | 3e-05 | 380 | 0 | 380 | 0 | 1.0319 | CC | -1 | 0.040907 | 380 | 380 |  |  | 0.0114 | 380 | -0.040907 | -15.5445
5934 | SI_RAY5 | 5 | South | YES | 0 | 0 | 10 | 15 |  | 1.035 | GST | -1 | 0.040937 | 15 | 15 |  |  |  |  | -0.040937 | -0.61405
8139 | JOS #1 | MB | South | YES | 0 | 0 | 45 | 255 |  | 1.02 | GST | -1 | 0.040937 | 0 | 0 |  |  |  |  | -0.040937 | 0
8285 | LAR #1 | MB | South | YES | 0 | 0 | 9 | 32 |  | 1.0497 | GST | -1 | 0.040937 | 0 | 0 |  |  |  |  | -0.040937 | 0
8287 | LAR #2 | MB | South | YES | 0 | 0 | 9 | 32 |  | 1.04 | GST | -1 | 0.040937 | 0 | 0 |  |  |  |  | -0.040937 | 0
8288 | LAR #3 | MB | South | YES | 0 | 0 | 25 | 105 |  | 1.04 | GST | -1 | 0.040937 | 0 | 0 |  |  |  |  | -0.040937 | 0
8388 | BATES0A | MB | South | YES | 0 | 0 | 21 | 71 |  | 1.033 | GST | -1 | 0.040937 | 0 | 0 |  |  |  |  | -0.040937 | 0
8393 | BATES0B | MB | South | YES | 0 | 0 | 25 | 110 |  | 1.03 | GST | -1 | 0.040937 | 0 | 0 |  |  |  |  | -0.040937 | 0
8437 | NUECES_B0C | MB | South | YES | 0 | 0 | 7 | 30 |  | 1.03 | GST | -1 | 0.040937 | 0 | 0 |  |  |  |  | -0.040937 | 0
8438 | NUECES_B0B | MB | South | YES | 0 | 0 | 26 | 169 |  | 1.03 | GST | -1 | 0.040937 | 0 | 0 |  |  |  |  | -0.040937 | 0
8442 | NUECES_B0A | MB | South | YES | 0 | 0 | 81 | 367 |  | 1.03 | GST | -1 | 0.040937 | 0 | 0 |  |  |  |  | -0.040937 | 0
39190 | TNSLCGN1__8 | 1 | Houston | YES | 0 | 0 | 10 | 30 |  | 1.03 | Cogen | -1 | 0.040937 | 0 | 0 |  |  |  |  | -0.040937 | 0
48591 | CHE_GT2_5030 | 2 | Houston | YES | -0.003807 | 173 | 50 | 173 | 0 | 1.029 | Cogen | -1 | 0.044744 | 0 | 0 |  |  |  |  | -0.044744 | 0
48811 | CVC_GT3_5045 | 3 | Houston | YES | -0.003807 | 156 | 91.8 | 156 | 0 | 1.029 | Cogen | -1 | 0.044744 | 0 | 0 |  |  |  |  | -0.044744 | 0
48812 | CVC_GT2_5020 | 2 | Houston | YES | -0.003807 | 158 | 91.8 | 158 | 0 | 1.029 | Cogen | -1 | 0.044744 | 0 | 0 |  |  |  |  | -0.044744 | 0
48813 | CVC_GT1_5035 | 1 | Houston | YES | -0.003807 | 160 | 91.8 | 160 | 0 | 1.029 | Cogen | -1 | 0.044744 | 0 | 0 |  |  |  |  | -0.044744 | 0
48814 | CVC_ST5_5040 | 1 | Houston | YES | -0.003807 | 162 | 91.8 | 162 | 0 | 1.029 | Cogen | -1 | 0.044744 | 0 | 0 |  |  |  |  | -0.044744 | 0
48885 | THW_5152 | A | Houston | YES | -0.004234 | 46.4 | 5 | 58 |  | 1.0319 | GGT | -1 | 0.045171 | 58 | 58 |  |  |  |  | -0.045171 | -2.6199
48885 | THW_5152 | B | Houston | YES | -0.004234 | 47.2 | 5 | 59 |  | 1.0319 | GGT | -1 | 0.045171 | 59 | 59 |  |  |  |  | -0.045171 | -2.6651
48886 | THW_5354 | D | Houston | YES | -0.004234 | 46.4 | 5 | 58 |  | 1.0319 | GGT | -1 | 0.045171 | 58 | 58 |  |  |  |  | -0.045171 | -2.6199
48886 | THW_5354 | C | Houston | YES | -0.004234 | 45.6 | 5 | 57 |  | 1.0319 | GGT | -1 | 0.045171 | 57 | 57 |  |  |  |  | -0.045171 | -2.5747
48887 | THW_5556 | F | Houston | YES | -0.004234 | 45.6 | 5 | 57 |  | 1.0319 | GGT | -1 | 0.045171 | 57 | 57 |  |  |  |  | -0.045171 | -2.5747
48887 | THW_5556 | E | Houston | YES | -0.004234 | 47.2 | 5 | 59 |  | 1.0319 | GGT | -1 | 0.045171 | 59 | 59 |  |  |  |  | -0.045171 | -2.6651
48690 | GBY_GN5_5 | 5 | Houston | YES | -0.004266 | 318.4 | 81 | 398 |  | 1.0362 | GSC | -1 | 0.045203 | 398 | 398 |  |  |  |  | -0.045203 | -17.9907
48595 | BTE_GT2_8075 | 1 | Houston | YES | -0.004293 | 162.8 | 130 | 162.8 | 0 | 1.0261 | CC | -1 | 0.04523 | 162.8 | 162.8 |  |  |  |  | -0.04523 | -7.3634
48596 | BTE_GT3_8045 | 2 | Houston | YES | -0.004293 | 161.4 | 130 | 161.4 | 0 | 1.0261 | CC | -1 | 0.04523 | 161.4 | 161.4 |  |  |  |  | -0.04523 | -7.3001
48597 | BTE_GT4_8055 | 3 | Houston | YES | -0.004293 | 158.9 | 130 | 158.9 | 0 | 1.0261 | CC | -1 | 0.04523 | 158.9 | 158.9 |  |  |  |  | -0.04523 | -7.187
48598 | BTE_ST1_8070 | 4 | Houston | YES | -0.004293 | 269.2 | 60 | 269.2 | 0 | 1.0261 | CC | -1 | 0.04523 | 269.2 | 269.2 |  |  |  |  | -0.04523 | -12.1758
48583 | CBY_GT4_1 | 1 | Houston | YES | -0.004363 | 172 | 0 | 172 | 0 | 1.026 | GSC | -1 | 0.0453 | 172 | 172 |  |  |  |  | -0.0453 | -7.7915
48584 | CBY_GT4_2 | 2 | Houston | YES | -0.004363 | 172 | 0 | 172 | 0 | 1.026 | CC | -1 | 0.0453 | 172 | 172 |  |  |  |  | -0.0453 | -7.7915
48585 | CBY_ST4_1 | 3 | Houston | YES | -0.004363 | 172 | 0 | 172 | 0 | 1.026 | CC | -1 | 0.0453 | 172 | 172 |  |  |  |  | -0.0453 | -7.7915
48815 | CVC_GT4_8005 | 4 | Houston | YES | -0.004372 | 165 | 91.8 | 165 |  | 1.0362 | Cogen | -1 | 0.045309 | 0 | 0 |  |  |  |  | -0.045309 | 0
48581 | CBY_GN1_1 | 1 | Houston | YES | -0.004394 | 595.2 | 108 | 744 | 0 | 1.0435 | GSC | -1 | 0.045331 | 744 | 744 |  |  |  |  | -0.045331 | -33.726
48791 | PSA_GT1_8160 | 1 | Houston | YES | -0.004395 | 52 | 20.8 | 65 | 0 | 1.0362 | Cogen | -1 | 0.045332 | 0 | 0 |  |  |  |  | -0.045332 | 0
48792 | PSA_GT2_8155 | 2 | Houston | YES | -0.004395 | 52.8 | 20.3 | 66 | 0 | 1.0362 | Cogen | -1 | 0.045332 | 0 | 0 |  |  |  |  | -0.045332 | 0
48793 | PSA_GT3_8150 | 3 | Houston | YES | -0.004395 | 56 | 20.3 | 70 | 0 | 1.0362 | Cogen | -1 | 0.045332 | 0 | 0 |  |  |  |  | -0.045332 | 0
48794 | PSA_GT4_8145 | 4 | Houston | YES | -0.004395 | 52.8 | 20.3 | 66 | 0 | 1.0362 | Cogen | -1 | 0.045332 | 0 | 0 |  |  |  |  | -0.045332 | 0
48795 | PSA_GT5_8140 | 5 | Houston | YES | -0.004395 | 51.2 | 20.3 | 64 | 0 | 1.0362 | Cogen | -1 | 0.045332 | 0 | 0 |  |  |  |  | -0.045332 | 0
48796 | PSA_GN1_8165 | 1 | Houston | YES | -0.004395 | 83.2 | 43.1 | 104 | 0 | 1.0362 | Cogen | -1 | 0.045332 | 0 | 0 |  |  |  |  | -0.045332 | 0
48797 | PSA_GT6_8135 | 6 | Houston | YES | -0.004395 | 47.2 | 34.5 | 59 | 0 | 1.0362 | Cogen | -1 | 0.045332 | 0 | 0 |  |  |  |  | -0.045332 | 0
48651 | EP_1_2 | 2 | Houston | YES | -0.004398 | 17.7 | 10 | 21 | 0 | 1.0362 | Cogen | -1 | 0.045335 | 0 | 0 |  |  |  |  | -0.045335 | 0
48651 | EP_1_2 | 1 | Houston | YES | -0.004398 | 4 | 0 | 5 | 0 | 1.0362 | Cogen | -1 | 0.045335 | 0 | 0 |  |  |  |  | -0.045335 | 0
48883 | THW_GT1_GT_1 | B2 | Houston | YES | -0.004443 | 0 | 0 | 12 |  | 1.043 | GGT | -1 | 0.04538 | 12 | 12 |  |  |  |  | -0.04538 | -0.54456
49803 | EXN_15GT | 1 | Houston | YES | -0.004466 | 33 | 8.3 | 34 |  | 1.0326 | Cogen | -1 | 0.045403 | 0 | 0 |  |  |  |  | -0.045403 | 0
49804 | EXN_16GT | 2 | Houston | YES | -0.004466 | 32 | 8.3 | 34.7 |  | 1.0326 | Cogen | -1 | 0.045403 | 0 | 0 |  |  |  |  | -0.045403 | 0
49805 | EXN_17GT | 3 | Houston | YES | -0.004466 | 31 | 8.3 | 32.7 |  | 1.0326 | Cogen | -1 | 0.045403 | 0 | 0 |  |  |  |  | -0.045403 | 0
49826 | EXN938GT | 5 | Houston | YES | -0.004466 | 43 | 9.2 | 45.9 | 0 | 1.0326 | Cogen | -1 | 0.045403 | 0 | 0 |  |  |  |  | -0.045403 | 0
49828 | EXN941GT | 10 | Houston | YES | -0.004466 | 17.7 | 5.4 | 17.7 | 0 | 1.0326 | Cogen | -1 | 0.045403 | 0 | 0 |  |  |  |  | -0.045403 | 0
49829 | EXN942GT | 11 | Houston | YES | -0.004466 | 20 | 5.4 | 20.4 | 0 | 1.0326 | Cogen | -1 | 0.045403 | 0 | 0 |  |  |  |  | -0.045403 | 0
49830 | EXN943GT | 12 | Houston | YES | -0.004466 | 19 | 5.4 | 19.9 | 0 | 1.0326 | Cogen | -1 | 0.045403 | 0 | 0 |  |  |  |  | -0.045403 | 0
49831 | EXN944GT | 13 | Houston | YES | -0.004466 | 33 | 5.4 | 35 | 0 | 1.0326 | Cogen | -1 | 0.045403 | 0 | 0 |  |  |  |  | -0.045403 | 0
49832 | EXN945GT | 9 | Houston | YES | -0.004466 | 18.5 | 9.2 | 18.5 | 0 | 1.0326 | Cogen | -1 | 0.045403 | 0 | 0 |  |  |  |  | -0.045403 | 0
49837 | EXN_GT | 4 | Houston | YES | -0.004466 | 81 | 21.3 | 85.4 | 0 | 1.0326 | Cogen | -1 | 0.045403 | 0 | 0 |  |  |  |  | -0.045403 | 0
49838 | EXN_14GT | 14 | Houston | YES | -0.004466 | 140 | 0 | 148 |  | 1.0326 | Cogen | -1 | 0.045403 | 0 | 0 |  |  |  |  | -0.045403 | 0
48582 | CBY_GN2_2 | 2 | Houston | YES | -0.004491 | 596.8 | 110 | 746 | 0 | 1.0435 | GSC | -1 | 0.045428 | 746 | 746 |  |  |  |  | -0.045428 | -33.889
48873 | THW_ST3_ST_3 | 3 | Houston | YES | -0.004536 | 107 | 19 | 107 | 0 | 1.0435 | CC | -1 | 0.045473 | 107 | 107 |  |  |  |  | -0.045473 | -4.8656
48874 | THW_ST4_ST_4 | 4 | Houston | YES | -0.004536 | 108 | 19 | 108 | 0 | 1.0435 | CC | -1 | 0.045473 | 108 | 108 |  |  |  |  | -0.045473 | -4.911
48875 | THW_3132 | B | Houston | YES | -0.004536 | 53 | 5 | 53 | 0 | 1.0435 | CC | -1 | 0.045473 | 53 | 53 |  |  |  |  | -0.045473 | -2.4101
48875 | THW_3132 | A | Houston | YES | -0.004536 | 55 | 5 | 55 | 0 | 1.0435 | CC | -1 | 0.045473 | 55 | 55 |  |  |  |  | -0.045473 | -2.501
48877 | THW_3334 | C | Houston | YES | -0.004536 | 55 | 5 | 55 | 0 | 1.0435 | CC | -1 | 0.045473 | 55 | 55 |  |  |  |  | -0.045473 | -2.501
48877 | THW_3334 | D | Houston | YES | -0.004536 | 57 | 5 | 57 | 0 | 1.0435 | CC | -1 | 0.045473 | 57 | 57 |  |  |  |  | -0.045473 | -2.5919
48879 | THW_4142 | E | Houston | YES | -0.004536 | 56 | 5 | 56 | 0 | 1.0435 | CC | -1 | 0.045473 | 56 | 56 |  |  |  |  | -0.045473 | -2.5465
48879 | THW_4142 | F | Houston | YES | -0.004536 | 55 | 5 | 55 | 0 | 1.0435 | CC | -1 | 0.045473 | 55 | 55 |  |  |  |  | -0.045473 | -2.501
48881 | THW_4344 | G | Houston | YES | -0.004536 | 58 | 5 | 58 | 0 | 1.0435 | CC | -1 | 0.045473 | 58 | 58 |  |  |  |  | -0.045473 | -2.6374
48881 | THW_4344 | H | Houston | YES | -0.004536 | 58 | 5 | 58 | 0 | 1.0435 | CC | -1 | 0.045473 | 58 | 58 |  |  |  |  | -0.045473 | -2.6374
48593 | CHE_GT1_8015 | 1 | Houston | YES | -0.00462 | 173 | 50 | 173 | 0 | 1.0362 | Cogen | -1 | 0.045557 | 0 | 0 |  |  |  |  | -0.045557 | 0
48594 | CHE_GN4_8025 | 4 | Houston | YES | -0.00462 | 142 | 60 | 142 | 0 | 1.0362 | Cogen | -1 | 0.045557 | 0 | 0 |  |  |  |  | -0.045557 | 0
48511 | LPE_GT1_8070 | 1 | Houston | YES | -0.004636 | 42 | 0 | 42 | 0 | 1.0362 | GGT | -1 | 0.045573 | 42 | 42 |  |  |  |  | -0.045573 | -1.9141
48512 | LPE_GT2_8075 | 2 | Houston | YES | -0.004636 | 42 | 0 | 42 | 0 | 1.0362 | GGT | -1 | 0.045573 | 42 | 42 |  |  |  |  | -0.045573 | -1.9141
48513 | LPE_GT3_8080 | 3 | Houston | YES | -0.004636 | 39 | 0 | 39 | 0 | 1.0362 | GGT | -1 | 0.045573 | 39 | 39 |  |  |  |  | -0.045573 | -1.7773
48514 | LPE_GT4_8085 | 4 | Houston | YES | -0.004636 | 39 | 0 | 39 | 0 | 1.0362 | GGT | -1 | 0.045573 | 39 | 39 |  |  |  |  | -0.045573 | -1.7773
48500 | APD_GT1_8005 | 1 | Houston | YES | -0.00464 | 137.6 | 54.6 | 137.6 |  | 1.0362 | Cogen | -1 | 0.045577 | 0 | 0 |  |  |  |  | -0.045577 | 0
48820 | SHELLG1_3015 | 1 | Houston | YES | -0.004699 | 71 | 34.5 | 71 |  | 1.029 | Cogen | -1 | 0.045636 | 0 | 0 |  |  |  |  | -0.045636 | 0
48821 | SHELLG2 | 2 | Houston | YES | -0.004699 | 72 | 34.5 | 72 |  | 1.029 | Cogen | -1 | 0.045636 | 0 | 0 |  |  |  |  | -0.045636 | 0
48822 | SHELLG3_3020 | 2 | Houston | YES | -0.004699 | 30 | 0 | 30 |  | 1.029 | Cogen | -1 | 0.045636 | 0 | 0 |  |  |  |  | -0.045636 | 0
48822 | SHELLG3_3020 | 1 | Houston | YES | -0.004699 | 39 | 0 | 39 |  | 1.029 | Cogen | -1 | 0.045636 | 0 | 0 |  |  |  |  | -0.045636 | 0
48740 | PSG_GN2_8050 | 1 | Houston | YES | -0.004735 | 182 | 60 | 182 | 0 | 1.0326 | Cogen | -1 | 0.045672 | 0 | 0 |  |  |  |  | -0.045672 | 0
48741 | PSG_GT2_8040 | 1 | Houston | YES | -0.004735 | 158.6 | 50 | 158.6 | 0 | 1.0326 | Cogen | -1 | 0.045672 | 0 | 0 |  |  |  |  | -0.045672 | 0
48742 | PSG_GT3_8060 | 1 | Houston | YES | -0.004735 | 157 | 50 | 157 | 0 | 1.0326 | Cogen | -1 | 0.045672 | 0 | 0 |  |  |  |  | -0.045672 | 0
48854 | SRB_GN4_4 | 4 | Houston | YES | -0.004736 | 182.4 | 35 | 228 | 0 | 1.0326 | GST | -1 | 0.045673 | 228 | 228 |  |  |  |  | -0.045673 | -10.4134
48611 | DIB_GT1_8080 | 1 | Houston | YES | -0.004737 | 64 | 0 | 64 | 0 | 1.0326 | Cogen | -1 | 0.045674 | 0 | 0 |  |  |  |  | -0.045674 | 0
48612 | DIB_GT2_8075 | 2 | Houston | YES | -0.004737 | 63.2 | 0 | 63.2 | 0 | 1.0326 | Cogen | -1 | 0.045674 | 0 | 0 |  |  |  |  | -0.045674 | 0
48613 | DIB_ST1_8085 | 3 | Houston | YES | -0.004737 | 67.9 | 30 | 82.6 | 0 | 1.0326 | Cogen | -1 | 0.045674 | 0 | 0 |  |  |  |  | -0.045674 | 0
48614 | DIB_GT3_8090 | 4 | Houston | YES | -0.004737 | 73.6 | 15 | 73.6 | 0 | 1.0326 | Cogen | -1 | 0.045674 | 0 | 0 |  |  |  |  | -0.045674 | 0
48845 | SOL_GT1 | 1 | Houston | YES | -0.004738 | 16.2 | 15.4 | 16.2 |  | 1.0326 | Solar | -1 | 0.045675 | 16.2 | 16.2 |  |  |  |  | -0.045675 | -0.73993
48853 | SRB_GN3_3 | 3 | Houston | YES | -0.004738 | 170.4 | 35 | 213 |  | 1.0326 | GST | -1 | 0.045675 | 213 | 213 |  |  |  |  | -0.045675 | -9.7287
48551 | CAL_GT1_8045 | 1 | Houston | YES | -0.004744 | 149 | 0 | 149 | 0 | 1.0326 | Cogen | -1 | 0.045681 | 0 | 0 |  |  |  |  | -0.045681 | 0
48552 | CAL_ST1_8000 | 2 | Houston | YES | -0.004744 | 65.1 | 0 | 65.1 | 0 | 1.0326 | Cogen | -1 | 0.045681 | 0 | 0 |  |  |  |  | -0.045681 | 0
48851 | SRB_GN1_1 | 1 | Houston | YES | -0.004745 | 132 | 26 | 165 | 0 | 1.0217 | GST | -1 | 0.045682 | 165 | 165 |  |  |  |  | -0.045682 | -7.5375
48852 | SRB_GN2_2 | 2 | Houston | YES | -0.004747 | 140.8 | 26 | 176 | 0 | 1.0217 | GST | -1 | 0.045684 | 176 | 176 |  |  |  |  | -0.045684 | -8.0403
48855 | SRB_GT211035 | B1 | Houston | YES | -0.004749 | 0 | 0 | 18 |  | 1.014 | GGT | -1 | 0.045686 | 18 | 18 |  |  |  |  | -0.045686 | -0.82234
48855 | SRB_GT211035 | B2 | Houston | YES | -0.004749 | 0 | 0 | 12 |  | 1.014 | GGT | -1 | 0.045686 | 12 | 12 |  |  |  |  | -0.045686 | -0.54823
48761 | PR_GT1__9040 | 1 | Houston | YES | -0.004774 | 26 | 0 | 35 |  | 1 | Cogen | -1 | 0.045711 | 0 | 0 |  |  |  |  | -0.045711 | 0
48641 | DPEC_GT15040 | 1 | Houston | YES | -0.004806 | 163.2 | 98 | 163.2 | 0 | 1.0319 | CC | -1 | 0.045743 | 163.2 | 163.2 |  |  |  |  | -0.045743 | -7.4652
48642 | DPEC_GT25025 | 2 | Houston | YES | -0.004806 | 157.1 | 98 | 157.1 | 0 | 1.0319 | CC | -1 | 0.045743 | 157.1 | 157.1 |  |  |  |  | -0.045743 | -7.1862
48643 | DPEC_GT35010 | 3 | Houston | YES | -0.004806 | 157.5 | 98 | 157.5 | 0 | 1.0319 | CC | -1 | 0.045743 | 157.5 | 157.5 |  |  |  |  | -0.045743 | -7.2045
48644 | DPEC_GT45070 | 4 | Houston | YES | -0.004806 | 157 | 98 | 157 | 0 | 1.0319 | CC | -1 | 0.045743 | 157 | 157 |  |  |  |  | -0.045743 | -7.1816
48645 | DPEC_ST55065 | 5 | Houston | YES | -0.004806 | 282 | 0 | 282 | 0 | 1.0319 | CC | -1 | 0.045743 | 282 | 282 |  |  |  |  | -0.045743 | -12.8994
48841 | SJS_GT1_GT1 | 1 | Houston | YES | -0.004831 | 62.4 | 49 | 78 | 0 | 1.0362 | Cogen | -1 | 0.045768 | 0 | 0 |  |  |  |  | -0.045768 | 0
48842 | SJS_GT2_GT2 | 2 | Houston | YES | -0.004831 | 64.8 | 49 | 81 | 0 | 1.0362 | Cogen | -1 | 0.045768 | 0 | 0 |  |  |  |  | -0.045768 | 0
48691 | GBY_73741085 | A | Houston | YES | -0.004856 | 37.6 | 20 | 47 | 0 | 1.0362 | GGT | -1 | 0.045793 | 47 | 47 |  |  |  |  | -0.045793 | -2.1523
48691 | GBY_73741085 | B | Houston | YES | -0.004856 | 37.6 | 20 | 47 | 0 | 1.0362 | GGT | -1 | 0.045793 | 47 | 47 |  |  |  |  | -0.045793 | -2.1523
48692 | GBY_81821075 | C | Houston | YES | -0.004856 | 37.6 | 20 | 47 | 0 | 1.0362 | GGT | -1 | 0.045793 | 47 | 47 |  |  |  |  | -0.045793 | -2.1523
48692 | GBY_81821075 | D | Houston | YES | -0.004856 | 44 | 20 | 55 | 0 | 1.0362 | GGT | -1 | 0.045793 | 55 | 55 |  |  |  |  | -0.045793 | -2.5186
48693 | GBY_83841065 | E | Houston | YES | -0.004856 | 45.6 | 20 | 57 | 0 | 1.0362 | GGT | -1 | 0.045793 | 57 | 57 |  |  |  |  | -0.045793 | -2.6102
48693 | GBY_83841065 | F | Houston | YES | -0.004856 | 43.2 | 20 | 54 | 0 | 1.0362 | GGT | -1 | 0.045793 | 54 | 54 |  |  |  |  | -0.045793 | -2.4728
48531 | BYU_GT1_8075 | 1 | Houston | YES | -0.004941 | 65 | 0 | 65 |  | 1.0362 | Cogen | -1 | 0.045878 | 0 | 0 |  |  |  |  | -0.045878 | 0
48532 | BYU_GT2_8055 | 2 | Houston | YES | -0.004941 | 62 | 0 | 62 |  | 1.0362 | Cogen | -1 | 0.045878 | 0 | 0 |  |  |  |  | -0.045878 | 0
48533 | BYU_GT3_8060 | 3 | Houston | YES | -0.004941 | 67 | 0 | 67 |  | 1.0362 | Cogen | -1 | 0.045878 | 0 | 0 |  |  |  |  | -0.045878 | 0
48534 | BYU_GT4_8065 | 4 | Houston | YES | -0.004941 | 65 | 0 | 65 |  | 1.0362 | Cogen | -1 | 0.045878 | 0 | 0 |  |  |  |  | -0.045878 | 0
48561 | CTL_GT2_8130 | 1 | Houston | YES | -0.004998 | 73.5 | 30.3 | 91.9 |  | 1.0362 | Cogen | -1 | 0.045935 | 0 | 0 |  |  |  |  | -0.045935 | 0
48562 | CTL_GT3_8135 | 2 | Houston | YES | -0.004998 | 70.1 | 30.3 | 87.6 |  | 1.0362 | Cogen | -1 | 0.045935 | 0 | 0 |  |  |  |  | -0.045935 | 0
48563 | CTL_GT4_8140 | 3 | Houston | YES | -0.004998 | 69.6 | 30.3 | 87 |  | 1.0362 | Cogen | -1 | 0.045935 | 0 | 0 |  |  |  |  | -0.045935 | 0
48564 | CTL_GN1_8145 | 4 | Houston | YES | -0.004998 | 43.6 | 12.9 | 54.5 |  | 1.0362 | Cogen | -1 | 0.045935 | 0 | 0 |  |  |  |  | -0.045935 | 0
48565 | CTL_GN2_8155 | 5 | Houston | YES | -0.004998 | 9.8 | 3.4 | 12.2 |  | 1.0362 | Cogen | -1 | 0.045935 | 0 | 0 |  |  |  |  | -0.045935 | 0
48772 | PHR_GN2_2 | MB | Houston | YES | -0.005153 | 0 | 72 | 459 |  | 1.0362 | GSC | -1 | 0.04609 | 0 | 0 |  |  |  |  | -0.04609 | 0
38580 | TNBP_CGN1_8 | 1 | Houston | YES | -0.005371 | 70.8 | 0 | 70.8 | 0 | 1.005 | Cogen | -1 | 0.046308 | 0 | 0 |  |  |  |  | -0.046308 | 0
38590 | TNBP_CGN2_8 | 2 | Houston | YES | -0.005371 | 66.7 | 0 | 66.7 | 0 | 1.005 | Cogen | -1 | 0.046308 | 0 | 0 |  |  |  |  | -0.046308 | 0
38600 | TNBP_CGN3_8 | 5 | Houston | YES | -0.005371 | 53 | 0 | 53 | 0 | 1.005 | Cogen | -1 | 0.046308 | 0 | 0 |  |  |  |  | -0.046308 | 0
38611 | TNBPAMCG1_8 | 1 | Houston | YES | -0.005371 | 153.2 | 0 | 153.2 | 0 | 1.005 | Cogen | -1 | 0.046308 | 0 | 0 |  |  |  |  | -0.046308 | 0
38612 | TNBPAMCG2_8 | 2 | Houston | YES | -0.005371 | 153.5 | 0 | 153.5 | 0 | 1.005 | Cogen | -1 | 0.046308 | 0 | 0 |  |  |  |  | -0.046308 | 0
38613 | TNBPAMCG3_8 | 3 | Houston | YES | -0.005371 | 152.3 | 0 | 152.3 | 0 | 1.005 | Cogen | -1 | 0.046308 | 0 | 0 |  |  |  |  | -0.046308 | 0
38614 | TNBPAMCG4_8 | 4 | Houston | YES | -0.005371 | 96 | 0 | 96 |  | 1.005 | Cogen | -1 | 0.046308 | 0 | 0 |  |  |  |  | -0.046308 | 0
38615 | TNBPAMCG5_8 | 1 | Houston | YES | -0.005371 | 244 | 0 | 244 | 0 | 1.005 | Cogen | -1 | 0.046308 | 0 | 0 |  |  |  |  | -0.046308 | 0
38690 | TNBP_CGN4_8 | 3 | Houston | YES | -0.005371 | 40 | 0 | 40 |  | 1.005 | Cogen | -1 | 0.046308 | 0 | 0 |  |  |  |  | -0.046308 | 0
38711 | TNTXCTY1CG8 | 1 | Houston | YES | -0.005371 | 100.3 | 59 | 100.3 | 0 | 1 | Cogen | -1 | 0.046308 | 0 | 0 |  |  |  |  | -0.046308 | 0
38712 | TNTXCTY2CG8 | 1 | Houston | YES | -0.005371 | 92.9 | 59 | 92.9 | 0 | 1 | Cogen | -1 | 0.046308 | 0 | 0 |  |  |  |  | -0.046308 | 0
38713 | TNTXCTY3CG8 | 1 | Houston | YES | -0.005371 | 102.7 | 59 | 102.7 | 0 | 1 | Cogen | -1 | 0.046308 | 0 | 0 |  |  |  |  | -0.046308 | 0
38714 | TNTXCTY4CG8 | 1 | Houston | YES | -0.005371 | 103 | 59 | 103 | 0 | 1 | Cogen | -1 | 0.046308 | 0 | 0 |  |  |  |  | -0.046308 | 0
39470 | TNDOWCGNSG8 | 1 | Houston | YES | -0.005371 | 32 | 10 | 32 | 0 | 0.985 | Cogen | -1 | 0.046308 | 0 | 0 |  |  |  |  | -0.046308 | 0
39480 | TNDOWCGNGG8 | 1 | Houston | YES | -0.005371 | 30 | 10 | 30 | 0 | 0.985 | Cogen | -1 | 0.046308 | 0 | 0 |  |  |  |  | -0.046308 | 0
48921 | WAP_GN1_1 | 1 | Houston | YES | -0.005836 | 132.8 | 37 | 166 | 0 | 1.0362 | GST | -1 | 0.046773 | 166 | 166 |  |  |  |  | -0.046773 | -7.7643
48922 | WAP_GN2_2 | 2 | Houston | YES | -0.005836 | 132.8 | 37 | 166 | 0 | 1.0362 | GST | -1 | 0.046773 | 166 | 166 |  |  |  |  | -0.046773 | -7.7643
48923 | WAP_GN3_3 | 3 | Houston | YES | -0.005836 | 198.4 | 93 | 248 | 0 | 1.0362 | GST | -1 | 0.046773 | 248 | 248 |  |  |  |  | -0.046773 | -11.5996
48924 | WAP_GN4_4 | 4 | Houston | YES | -0.005836 | 546 | 217 | 546 | 0 | 1.0362 | GSC | -1 | 0.046773 | 546 | 546 |  |  |  |  | -0.046773 | -25.5379
48925 | WAP_GN5_5 | 5 | Houston | YES | -0.005836 | 637.2 | 278 | 654 | 0 | 0.985 | LIGCO | -1 | 0.046773 | 0 | 654 |  |  |  |  | -0.046773 | 0
48929 | WAPGT21_GT1 | B1 | Houston | YES | -0.005836 | 0 | 0 | 13 |  | 1.05 | GGT | -1 | 0.046773 | 13 | 13 |  |  |  |  | -0.046773 | -0.60804
48510 | AK_GT1__8040 | 1 | Houston | YES | -0.005903 | 33.4 | 8.1 | 34 |  | 1.029 | Cogen | -1 | 0.04684 | 0 | 0 |  |  |  |  | -0.04684 | 0
48521 | BVE_GT1_GT1 | 1 | Houston | YES | -0.005992 | 167.7 | 0 | 167.7 |  | 1.035 | CC | -1 | 0.046929 | 167.7 | 167.7 |  |  |  |  | -0.046929 | -7.8699
48522 | BVE_GT2_5035 | 2 | Houston | YES | -0.005992 | 166.4 | 0 | 166.4 |  | 1.035 | CC | -1 | 0.046929 | 166.4 | 166.4 |  |  |  |  | -0.046929 | -7.8089
48523 | BVE_ST1_GN1 | 3 | Houston | YES | -0.005992 | 252.4 | 0 | 252.4 |  | 1.035 | CC | -1 | 0.046929 | 252.4 | 252.4 |  |  |  |  | -0.046929 | -11.8448
48926 | WAP_GN6_6 | 6 | Houston | YES | -0.005999 | 651 | 280 | 651 |  | 1.035 | LIGCO | -1 | 0.046936 | 0 | 651 |  |  |  |  | -0.046936 | 0
48927 | WAP_GN7_7 | 7 | Houston | YES | -0.005999 | 564 | 277 | 564 |  | 1.035 | LIGCO | -1 | 0.046936 | 0 | 564 |  |  |  |  | -0.046936 | 0
48928 | WAP_GN8_8 | 8 | Houston | YES | -0.005999 | 603 | 275 | 603 |  | 1.035 | LIGCO | -1 | 0.046936 | 0 | 603 |  |  |  |  | -0.046936 | 0
48730 | MNS_GT | 1 | Houston | YES | -0.006024 | 43 | 0 | 46.1 |  | 1.029 | Cogen | -1 | 0.046961 | 0 | 0 |  |  |  |  | -0.046961 | 0
39760 | TNSCLP1___8 | 1 | Houston | YES | -0.006815 | 93.4 | 20 | 116.8 | 0 | 1.04 | Cogen | -1 | 0.047752 | 0 | 0 |  |  |  |  | -0.047752 | 0
39770 | TNSCLP2___8 | 1 | Houston | YES | -0.006815 | 91.6 | 20 | 114.5 | 0 | 1.04 | Cogen | -1 | 0.047752 | 0 | 0 |  |  |  |  | -0.047752 | 0
39775 | TNSCLP4___8 | 1 | Houston | YES | -0.006815 | 95.2 | 20 | 119 | 0 | 1.04 | Cogen | -1 | 0.047752 | 0 | 0 |  |  |  |  | -0.047752 | 0
39790 | TNSCLP3___8 | 1 | Houston | YES | -0.006815 | 87.6 | 20 | 109.5 | 0 | 1.027 | Cogen | -1 | 0.047752 | 0 | 0 |  |  |  |  | -0.047752 | 0
48520 | BSF_GT1_8070 | 2 | Houston | YES | -0.007073 | 10 | 0 | 10 | 0 | 1.0326 | Cogen | -1 | 0.04801 | 0 | 0 |  |  |  |  | -0.04801 | 0
48520 | BSF_GT1_8070 | 1 | Houston | YES | -0.007073 | 72 | 0 | 72 | 0 | 1.0326 | Cogen | -1 | 0.04801 | 0 | 0 |  |  |  |  | -0.04801 | 0
49851 | DOW17000 | 37 | Houston | YES | -0.007385 | 39 | 0 | 62 | 0 | 1 | Cogen | -1 | 0.048322 | 0 | 0 |  |  |  |  | -0.048322 | 0
49858 | DOW38100 | 31 | Houston | YES | -0.007385 | 45 | 0 | 71.4 |  | 1 | Cogen | -1 | 0.048322 | 0 | 0 |  |  |  |  | -0.048322 | 0
49859 | DOW38200 | 33 | Houston | YES | -0.007385 | 28 | 0 | 45 | 0 | 1 | Cogen | -1 | 0.048322 | 0 | 0 |  |  |  |  | -0.048322 | 0
49860 | DOW38300 | 32 | Houston | YES | -0.007385 | 63 | 0 | 101 |  | 1 | Cogen | -1 | 0.048322 | 0 | 0 |  |  |  |  | -0.048322 | 0
49862 | DOW39100 | 36 | Houston | YES | -0.007385 | 54 | 0 | 86 | 0 | 1 | Cogen | -1 | 0.048322 | 0 | 0 |  |  |  |  | -0.048322 | 0
49863 | DOW39200 | 35 | Houston | YES | -0.007385 | 55 | 0 | 88 | 0 | 1 | Cogen | -1 | 0.048322 | 0 | 0 |  |  |  |  | -0.048322 | 0
49865 | DOW41000 | 41 | Houston | YES | -0.007385 | 31 | 0 | 50 |  | 1 | Cogen | -1 | 0.048322 | 0 | 0 |  |  |  |  | -0.048322 | 0
49866 | DOW42000 | 42 | Houston | YES | -0.007385 | 11 | 0 | 18 |  | 1 | Cogen | -1 | 0.048322 | 0 | 0 |  |  |  |  | -0.048322 | 0
49869 | DOW49000 | 45 | Houston | YES | -0.007385 | 59 | 0 | 94 |  | 1 | Cogen | -1 | 0.048322 | 0 | 0 |  |  |  |  | -0.048322 | 0
49870 | DOW61000 | 61 | Houston | YES | -0.007385 | 44 | 0 | 70 | 0 | 1 | Cogen | -1 | 0.048322 | 0 | 0 |  |  |  |  | -0.048322 | 0
49871 | DOW62000 | 62 | Houston | YES | -0.007385 | 40 | 0 | 63 | 0 | 1 | Cogen | -1 | 0.048322 | 0 | 0 |  |  |  |  | -0.048322 | 0
49872 | DOW63000 | 63 | Houston | YES | -0.007385 | 45 | 0 | 72 | 0 | 1 | Cogen | -1 | 0.048322 | 0 | 0 |  |  |  |  | -0.048322 | 0
49873 | DOW64000 | 64 | Houston | YES | -0.007385 | 41 | 0 | 64.8 | 0 | 1 | Cogen | -1 | 0.048322 | 0 | 0 |  |  |  |  | -0.048322 | 0
49876 | DOW65000 | 65 | Houston | YES | -0.007385 | 63 | 0 | 101 | 0 | 1 | Cogen | -1 | 0.048322 | 0 | 0 |  |  |  |  | -0.048322 | 0
49877 | DOW66000 | 66 | Houston | YES | -0.007385 | 61 | 0 | 97 | 0 | 1 | Cogen | -1 | 0.048322 | 0 | 0 |  |  |  |  | -0.048322 | 0
49878 | DOW67000 | 67 | Houston | YES | -0.007385 | 65 | 0 | 103 | 0 | 1 | Cogen | -1 | 0.048322 | 0 | 0 |  |  |  |  | -0.048322 | 0
49882 | DOW81000 | 81 | Houston | YES | -0.007385 | 47 | 0 | 76 | 0 | 1 | Cogen | -1 | 0.048322 | 0 | 0 |  |  |  |  | -0.048322 | 0
49884 | DOW82000 | 82 | Houston | YES | -0.007385 | 51 | 0 | 80 | 0 | 1 | Cogen | -1 | 0.048322 | 0 | 0 |  |  |  |  | -0.048322 | 0
49885 | DOW83000 | 83 | Houston | YES | -0.007385 | 51 | 0 | 80 | 0 | 1 | Cogen | -1 | 0.048322 | 0 | 0 |  |  |  |  | -0.048322 | 0
49886 | DOW84000 | 84 | Houston | YES | -0.007385 | 107 | 0 | 171 | 0 | 0.98 | Cogen | -1 | 0.048322 | 0 | 0 |  |  |  |  | -0.048322 | 0
48911 | TGF_GT1_8000 | 1 | Houston | YES | -0.008431 | 69.2 | 0 | 69.2 |  | 1.029 | Cogen | -1 | 0.049368 | 0 | 0 |  |  |  |  | -0.049368 | 0
48731 | CBE_GT1 | 1 | Houston | YES | -0.008679 | 76 | 0 | 76 | 0 | 1.029 | CC | -1 | 0.049616 | 76 | 76 |  |  |  |  | -0.049616 | -3.7708
48732 | CBE_GT2 | 1 | Houston | YES | -0.008679 | 76 | 0 | 76 | 0 | 1.029 | CC | -1 | 0.049616 | 76 | 76 |  |  |  |  | -0.049616 | -3.7708
48733 | CBE_ST12 | 1 | Houston | YES | -0.008679 | 105 | 0 | 105 | 0 | 1.029 | CC | -1 | 0.049616 | 105 | 105 |  |  |  |  | -0.049616 | -5.2096
48734 | CBE_GT3 | 1 | Houston | YES | -0.008679 | 76 | 0 | 76 | 0 | 1.029 | CC | -1 | 0.049616 | 76 | 76 |  |  |  |  | -0.049616 | -3.7708
48735 | CBE_GT4 | 1 | Houston | YES | -0.008679 | 76 | 0 | 76 | 0 | 1.029 | CC | -1 | 0.049616 | 76 | 76 |  |  |  |  | -0.049616 | -3.7708
48736 | CBE_ST34 | 1 | Houston | YES | -0.008679 | 105 | 0 | 105 | 0 | 1.029 | CC | -1 | 0.049616 | 105 | 105 |  |  |  |  | -0.049616 | -5.2096
5911 | STP_GN1___1 | 1 | Houston | YES | -0.008991 | 1333 | 1249 | 1333 | 0 | 1.0406 | Nuc | -1 | 0.049928 | 0 | 0 |  |  |  |  | -0.049928 | 0
5912 | STP_GN2___2 | 2 | Houston | YES | -0.008991 | 1332 | 1249 | 1332 | 0 | 1.0406 | Nuc | -1 | 0.049928 | 0 | 0 |  |  |  |  | -0.049928 | 0
3432 | SANDOW_4G | 4 | South | YES | -0.009589 | 580 | 225 | 580 | 0 | 1.029 | LIGCO | -1 | 0.050526 | 0 | 580 |  |  |  |  | -0.050526 | 0
13432 | SANDOW_5G | 5 | South | YES | -0.009589 | 581 | 225 | 581 | 0 | 1.029 | LIGCO | -1 | 0.050526 | 0 | 581 |  |  |  |  | -0.050526 | 0
80012 | LAR | F | South | YES | -0.010765 | 0 | 0 | 0 | 0 | 1.04 | DCTie | -1 | 0.051702 | 0 | 0 |  |  |  |  | -0.051702 | 0
80265 | LARECU40A | 4 | South | YES | -0.010765 | 80 | 0 | 100 |  | 1.039 | GGT | -1 | 0.051702 | 100 | 100 |  |  |  |  | -0.051702 | -5.1702
80266 | LARECU50A | 5 | South | YES | -0.010765 | 80 | 0 | 100 |  | 1.039 | GGT | -1 | 0.051702 | 100 | 100 |  |  |  |  | -0.051702 | -5.1702
88299 | ZAPATA | F | South | YES | -0.011842 | 0 | 0 | 0 | 0 | 1.02 | BLT | -1 | 0.052779 | 0 | 0 |  |  |  |  | -0.052779 | 0
8134 | FOR #1 | 1 | South | YES | -0.012529 | 54.1 | 45 | 79 | 0 | 1.03 | Cogen | -1 | 0.053466 | 0 | 0 |  |  |  |  | -0.053466 | 0
8138 | FOR #2 | 2 | South | YES | -0.012529 | 63.1 | 45 | 81 | 0 | 1.03 | Cogen | -1 | 0.053466 | 0 | 0 |  |  |  |  | -0.053466 | 0
8153 | FOR #3 | 3 | South | YES | -0.012529 | 63.1 | 45 | 79.9 | 0 | 1.03 | Cogen | -1 | 0.053466 | 0 | 0 |  |  |  |  | -0.053466 | 0
8154 | FOR #4 | 4 | South | YES | -0.012529 | 63.1 | 60 | 80 | 0 | 1.03 | Cogen | -1 | 0.053466 | 0 | 0 |  |  |  |  | -0.053466 | 0
8155 | FOR #5 | 5 | South | YES | -0.012529 | 63.1 | 60 | 78.4 | 0 | 1.03 | Cogen | -1 | 0.053466 | 0 | 0 |  |  |  |  | -0.053466 | 0
8156 | FOR #6 | 6 | South | YES | -0.012529 | 24.9 | 5 | 25 | 0 | 1.03 | Cogen | -1 | 0.053466 | 0 | 0 |  |  |  |  | -0.053466 | 0
8157 | FOR #7 | 7 | South | YES | -0.012529 | 28.8 | 5 | 46 | 0 | 1.03 | Cogen | -1 | 0.053466 | 0 | 0 |  |  |  |  | -0.053466 | 0
80051 | FOR #8 | 8 | South | YES | -0.012529 | 28 | 28 | 28 | 0 | 1.016 | Cogen | -1 | 0.053466 | 0 | 0 |  |  |  |  | -0.053466 | 0
80052 | FOR #9 | 9 | South | YES | -0.012529 | 29.7 | 5 | 43.6 | 0 | 1.03 | Cogen | -1 | 0.053466 | 0 | 0 |  |  |  |  | -0.053466 | 0
80053 | FOR #10 | 10 | South | YES | -0.012529 | 68.4 | 45 | 75 | 0 | 1.03 | Cogen | -1 | 0.053466 | 0 | 0 |  |  |  |  | -0.053466 | 0
5728 | FALCONHYDRO2 | 2 | South | YES | -0.012583 | 12 | 0 | 12 | 0 | 1.0227 | Hydro | -1 | 0.05352 | 0 | 0 |  |  |  |  | -0.05352 | 0
5729 | FALCONHYDRO3 | 3 | South | YES | -0.012583 | 11 | 0 | 11 | 0 | 1.0227 | Hydro | -1 | 0.05352 | 0 | 0 |  |  |  |  | -0.05352 | 0
8048 | FALCONHYDRO1 | 1 | South | YES | -0.012583 | 12 | 0 | 12 | 0 | 1.0227 | Hydro | -1 | 0.05352 | 0 | 0 |  |  |  |  | -0.05352 | 0
80226 | ALCOA G | 1 | South | YES | -0.012632 | 32.3 | 5 | 48 | 0 | 1.015 | Cogen | -1 | 0.053569 | 0 | 0 |  |  |  |  | -0.053569 | 0
5890 | PEARSALLGEN1 | 1 | South | YES | -0.012766 | 19.2 | 6 | 24 | 0 | 1.0161 | GST | -1 | 0.053703 | 24 | 24 |  |  |  |  | -0.053703 | -1.2889
5891 | PEARSALLGEN2 | 1 | South | YES | -0.012766 | 19.4 | 6 | 24.3 | 0 | 1.0161 | GST | -1 | 0.053703 | 24.3 | 24.3 |  |  |  |  | -0.053703 | -1.305
5892 | PEARSALLGEN3 | 1 | South | YES | -0.012766 | 19.1 | 6 | 23.9 | 0 | 1.0161 | GST | -1 | 0.053703 | 23.9 | 23.9 |  |  |  |  | -0.053703 | -1.2835
8147 | UCAR #2 | 10 | South | YES | -0.012968 | 18.2 | 0 | 28 |  | 1 | Cogen | -1 | 0.053905 | 0 | 0 |  |  |  |  | -0.053905 | 0
8148 | UCAR #1 | 2 | South | YES | -0.012968 | 6.1 | 0 | 7 | 0 | 1.009 | Cogen | -1 | 0.053905 | 0 | 0 |  |  |  |  | -0.053905 | 0
80137 | CSDR89 | 9 | South | YES | -0.012968 | 0 | 0 | 15 |  | 1.003 | DCTie | -1 | 0.053905 | 0 | 0 |  |  |  |  | -0.053905 | 0
80137 | CSDR89 | 8 | South | YES | -0.012968 | 33.9 | 0 | 39 |  | 1.003 | DCTie | -1 | 0.053905 | 0 | 0 |  |  |  |  | -0.053905 | 0
80138 | CSDR7 | 7 | South | YES | -0.012968 | 6.1 | 0 | 7 | 0 | 1.014 | DCTie | -1 | 0.053905 | 0 | 0 |  |  |  |  | -0.053905 | 0
80139 | CSDR56 | 6 | South | YES | -0.012968 | 0 | 0 | 39 |  | 1.0033 | DCTie | -1 | 0.053905 | 0 | 0 |  |  |  |  | -0.053905 | 0
80139 | CSDR56 | 5 | South | YES | -0.012968 | 15 | 0 | 15 |  | 1.0033 | DCTie | -1 | 0.053905 | 0 | 0 |  |  |  |  | -0.053905 | 0
80140 | CSDR11 | 11 | South | YES | -0.012968 | 33.9 | 0 | 39 | 0 | 1.03 | DCTie | -1 | 0.053905 | 0 | 0 |  |  |  |  | -0.053905 | 0
88508 | FALFURRI | F | South | YES | -0.012995 | 0 | 0 | 0 | 0 | 1 | AVR | -1 | 0.053932 | 0 | 0 |  |  |  |  | -0.053932 | 0
80227 | AIRCO G | 1 | South | YES | -0.01302 | 7.2 | 0 | 8 | 0 | 1.0104 | Cogen | -1 | 0.053957 | 0 | 0 |  |  |  |  | -0.053957 | 0
80224 | VISTRONG1 | 1 | South | YES | -0.013105 | 13.1 | 0 | 15 | 0 | 1.01 | Cogen | -1 | 0.054042 | 0 | 0 |  |  |  |  | -0.054042 | 0
80225 | VISTRONG2 | 2 | South | YES | -0.013105 | 20.2 | 0 | 23 | 0 | 1.01 | Cogen | -1 | 0.054042 | 0 | 0 |  |  |  |  | -0.054042 | 0
5503 | RAYBURNGEN3 | 1 | South | YES | -0.013201 | 17.6 | 6 | 22 | 0 | 1.0223 | GST | -1 | 0.054138 | 22 | 22 |  |  |  |  | -0.054138 | -1.191
5505 | RAYBURNGEN1 | 1 | South | YES | -0.013201 | 0 | 1 | 11 |  | 1.0223 | GGT | -1 | 0.054138 | 11 | 11 |  |  |  |  | -0.054138 | -0.59551
5506 | RAYBURNGEN2 | 1 | South | YES | -0.013201 | 0 | 1 | 11 |  | 1.0223 | GGT | -1 | 0.054138 | 11 | 11 |  |  |  |  | -0.054138 | -0.59551
7010 | L_FPPYD11_1Y | 1 | South | YES | -0.013253 | 547.4 | 200 | 606 | 0 | 1.02 | LIGCO | -1 | 0.05419 | 0 | 606 |  |  |  |  | -0.05419 | 0
7011 | L_FPPYD11_2Y | 2 | South | YES | -0.013253 | 552.2 | 200 | 598 | 0 | 1.02 | LIGCO | -1 | 0.05419 | 0 | 598 |  |  |  |  | -0.05419 | 0
7012 | L_FPPYD21_3Y | 3 | South | YES | -0.013255 | 427.5 | 200 | 436 | 0 | 1.02 | LIGCO | -1 | 0.054192 | 0 | 436 |  |  |  |  | -0.054192 | 0
8066 | DUP1V#1 | 1 | South | YES | -0.01334 | 52.3 | 0 | 73 | 0 | 1.01 | Cogen | -1 | 0.054277 | 0 | 0 |  |  |  |  | -0.054277 | 0
8933 | FGNTS001 | 1 | South | YES | -0.013358 | 146.5 | 0 | 146.5 | 0 | 1.03 | CC | -1 | 0.054295 | 146.5 | 146.5 |  |  |  |  | -0.054295 | -7.9542
8934 | FGNTS101 | 2 | South | YES | -0.013358 | 147.9 | 0 | 147.9 | 0 | 1.03 | CC | -1 | 0.054295 | 147.9 | 147.9 |  |  |  |  | -0.054295 | -8.0302
8935 | FGNTS201 | 3 | South | YES | -0.013358 | 173 | 0 | 173 | 0 | 1.03 | CC | -1 | 0.054295 | 173 | 173 |  |  |  |  | -0.054295 | -9.393
5508 | RAYBURNCC9 | 1 | South | YES | -0.013366 | 47.7 | 18.2 | 47.7 | 0 | 1.0296 | CC | -1 | 0.054303 | 47.7 | 47.7 |  |  |  |  | -0.054303 | -2.5902
5509 | RAYBURNCC10 | 1 | South | YES | -0.013366 | 37.3 | 5.2 | 37.3 | 0 | 1.0296 | CC | -1 | 0.054303 | 37.3 | 37.3 |  |  |  |  | -0.054303 | -2.0255
5511 | RAYBURNCC7 | 1 | South | YES | -0.013366 | 47.5 | 18.2 | 47.5 | 0 | 1.0296 | CC | -1 | 0.054303 | 47.5 | 47.5 |  |  |  |  | -0.054303 | -2.5794
5512 | RAYBURNCC8 | 1 | South | YES | -0.013366 | 49.3 | 18.2 | 49.3 | 0 | 1.0296 | CC | -1 | 0.054303 | 49.3 | 49.3 |  |  |  |  | -0.054303 | -2.6771
7007 | L_LOSTPI1_1Y | 1 | South | YES | -0.013425 | 158.6 | 110 | 158 | 0 | 1 | CC | -1 | 0.054362 | 158 | 158 |  |  |  |  | -0.054362 | -8.5891
7008 | L_LOSTPI1_2Y | 2 | South | YES | -0.013425 | 157.7 | 107 | 160 | 0 | 1 | CC | -1 | 0.054362 | 160 | 160 |  |  |  |  | -0.054362 | -8.6979
7009 | L_LOSTPI1_3Y | 3 | South | YES | -0.013425 | 173.9 | 72 | 175 | 0 | 1 | CC | -1 | 0.054362 | 175 | 175 |  |  |  |  | -0.054362 | -9.5133
8926 | LGE_GT10A | 1 | South | YES | -0.013475 | 158 | 0 | 158 | 0 | 1.03 | Cogen | -1 | 0.054412 | 0 | 0 |  |  |  |  | -0.054412 | 0
8927 | LGE_GT20A | 2 | South | YES | -0.013475 | 153 | 0 | 153 | 0 | 1.03 | Cogen | -1 | 0.054412 | 0 | 0 |  |  |  |  | -0.054412 | 0
8928 | LGE_STG0A | 3 | South | YES | -0.013475 | 100 | 0 | 100 | 0 | 1.03 | Cogen | -1 | 0.054412 | 0 | 0 |  |  |  |  | -0.054412 | 0
8930 | ICPGN10A | 1 | South | YES | -0.013475 | 149 | 0 | 149 | 0 | 1.03 | Cogen | -1 | 0.054412 | 0 | 0 |  |  |  |  | -0.054412 | 0
8931 | ICPGN20A | 2 | South | YES | -0.013475 | 150 | 0 | 150 | 0 | 1.03 | Cogen | -1 | 0.054412 | 0 | 0 |  |  |  |  | -0.054412 | 0
8932 | ICPGN30A | 3 | South | YES | -0.013475 | 127 | 0 | 127 | 0 | 1.03 | Cogen | -1 | 0.054412 | 0 | 0 |  |  |  |  | -0.054412 | 0
80223 | REYSHR G | 1 | South | YES | -0.013475 | 12 | 0 | 12 | 0 | 1.032 | Cogen | -1 | 0.054412 | 0 | 0 |  |  |  |  | -0.054412 | 0
8173 | VICEC51A | 5 | South | YES | -0.013477 | 144 | 18 | 144 | 0 | 1.025 | CC | -1 | 0.054414 | 144 | 144 |  |  |  |  | -0.054414 | -7.8356
8174 | VICEC61A | 6 | South | YES | -0.013477 | 188 | 42 | 188 | 0 | 1.025 | CC | -1 | 0.054414 | 188 | 188 |  |  |  |  | -0.054414 | -10.2298
8936 | MVGN#1 | 1 | South | YES | -0.013485 | 216.6 | 0 | 216.6 | 0 | 1.0304 | CC | -1 | 0.054422 | 216.6 | 216.6 |  |  |  |  | -0.054422 | -11.7877
8937 | MVGN#2 | 2 | South | YES | -0.013485 | 216.7 | 0 | 216.7 | 0 | 1.0304 | CC | -1 | 0.054422 | 216.7 | 216.7 |  |  |  |  | -0.054422 | -11.7932
8938 | MVGN#3 | 3 | South | YES | -0.013485 | 250.9 | 0 | 250.9 | 0 | 1.0304 | CC | -1 | 0.054422 | 250.9 | 250.9 |  |  |  |  | -0.054422 | -13.6544
8981 | HECN1 | 1 | South | YES | -0.013486 | 144.8 | 0 | 144.8 | 0 | 1.0304 | CC | -1 | 0.054423 | 144.8 | 144.8 |  |  |  |  | -0.054423 | -7.8804
8982 | HECN2 | 2 | South | YES | -0.013486 | 144.1 | 0 | 144.1 | 0 | 1.0304 | CC | -1 | 0.054423 | 144.1 | 144.1 |  |  |  |  | -0.054423 | -7.8423
8983 | HECN3 | 3 | South | YES | -0.013486 | 171.9 | 0 | 171.9 | 0 | 1.0304 | CC | -1 | 0.054423 | 171.9 | 171.9 |  |  |  |  | -0.054423 | -9.3553
5932 | SI_RAY9 | 9 | South | YES | -0.01358 | 32 | 32 | 38 | 0 | 1.035 | CC | -1 | 0.054517 | 38 | 38 |  |  |  |  | -0.054517 | -2.0716
5933 | SI_RAY6 | 6 | South | YES | -0.01358 | 15.4 | 10 | 19.3 | 0 | 1.035 | GST | -1 | 0.054517 | 19.3 | 19.3 |  |  |  |  | -0.054517 | -1.0522
5935 | SI_RAY10 | 10 | South | YES | -0.01358 | 47 | 10 | 47 | 0 | 1.03 | CC | -1 | 0.054517 | 47 | 47 |  |  |  |  | -0.054517 | -2.5623
80003 | MILHWYS | F | South | YES | -0.01358 | 0 | 0 | 0 | 0 | 1.0168 | AVR | -1 | 0.054517 | 0 | 0 |  |  |  |  | -0.054517 | 0
8560 | CNOPGT1 | 1 | South | YES | -0.013588 | 148.3 | 0 | 148.3 | 0 | 1.03 | Cogen | -1 | 0.054525 | 0 | 0 |  |  |  |  | -0.054525 | 0
8561 | CNOPGT2 | 2 | South | YES | -0.013588 | 148.6 | 0 | 148.6 | 0 | 1.03 | Cogen | -1 | 0.054525 | 0 | 0 |  |  |  |  | -0.054525 | 0
8562 | CNOPST1 | 3 | South | YES | -0.013588 | 153 | 0 | 153 | 0 | 1.03 | Cogen | -1 | 0.054525 | 0 | 0 |  |  |  |  | -0.054525 | 0
8456 | COSW#1 | 1 | South | YES | -0.013594 | 20 | 0 | 20 | 0 | 1.027 | Cogen | -1 | 0.054531 | 0 | 0 |  |  |  |  | -0.054531 | 0
8457 | COSW#2 | 2 | South | YES | -0.013594 | 14 | 0 | 14 | 0 | 1.027 | Cogen | -1 | 0.054531 | 0 | 0 |  |  |  |  | -0.054531 | 0
8506 | VAL #1 | 1 | South | YES | -0.013606 | 20.9 | 0 | 25 | 0 | 1.0055 | Cogen | -1 | 0.054543 | 0 | 0 |  |  |  |  | -0.054543 | 0
8507 | VAL #2 | 2 | South | YES | -0.013606 | 20.9 | 0 | 25 | 0 | 1.0055 | Cogen | -1 | 0.054543 | 0 | 0 |  |  |  |  | -0.054543 | 0
8459 | B_DAVIS0B | MB | South | YES | -0.01361 | 0 | 50 | 339 |  | 1.03 | GSC | -1 | 0.054547 | 0 | 0 |  |  |  |  | -0.054547 | 0
8460 | B_DAVIS0A | MB | South | YES | -0.01361 | 0 | 50 | 340 |  | 1.03 | GSC | -1 | 0.054547 | 0 | 0 |  |  |  |  | -0.054547 | 0
8461 | KOCH_UP0A | 1 | South | YES | -0.013614 | 38 | 0 | 38 | 0 | 1.012 | Cogen | -1 | 0.054551 | 0 | 0 |  |  |  |  | -0.054551 | 0
8511 | OXY_CC0A | 1 | South | YES | -0.013627 | 30.3 | 0 | 38 |  | 1.027 | Cogen | -1 | 0.054564 | 0 | 0 |  |  |  |  | -0.054564 | 0
80080 | GWINDT11A | 2 | South | YES | -0.013633 | 17.7 | 0 | 41 | 0 | 1.025 | Wind | -1 | 0.05457 | 0 | 41 |  |  |  |  | -0.05457 | 0
80080 | GWINDT11A | 4 | South | YES | -0.013633 | 8.2 | 0 | 19 | 0 | 1.025 | Wind | -1 | 0.05457 | 0 | 19 |  |  |  |  | -0.05457 | 0
80080 | GWINDT11A | 1 | South | YES | -0.013633 | 40.6 | 0 | 94 | 0 | 1.025 | Wind | -1 | 0.05457 | 0 | 94 |  |  |  |  | -0.05457 | 0
80080 | GWINDT11A | 3 | South | YES | -0.013633 | 16.4 | 0 | 38 | 0 | 1.025 | Wind | -1 | 0.05457 | 0 | 38 |  |  |  |  | -0.05457 | 0
80081 | GWINDT21A | 1 | South | YES | -0.013633 | 40.6 | 0 | 94 | 0 | 1.025 | Wind | -1 | 0.05457 | 0 | 94 |  |  |  |  | -0.05457 | 0
80081 | GWINDT21A | 4 | South | YES | -0.013633 | 9.5 | 0 | 22 | 0 | 1.025 | Wind | -1 | 0.05457 | 0 | 22 |  |  |  |  | -0.05457 | 0
80081 | GWINDT21A | 2 | South | YES | -0.013633 | 15.5 | 0 | 36 | 0 | 1.025 | Wind | -1 | 0.05457 | 0 | 36 |  |  |  |  | -0.05457 | 0
80081 | GWINDT21A | 3 | South | YES | -0.013633 | 18.6 | 0 | 43 | 0 | 1.025 | Wind | -1 | 0.05457 | 0 | 43 |  |  |  |  | -0.05457 | 0
80180 | PNSCALT11A | 1 | South | YES | -0.013633 | 63 | 0 | 146 | 0 | 1.025 | Wind | -1 | 0.05457 | 0 | 146 |  |  |  |  | -0.05457 | 0
80180 | PNSCALT11A | 2 | South | YES | -0.013633 | 21.6 | 0 | 50 | 0 | 1.025 | Wind | -1 | 0.05457 | 0 | 50 |  |  |  |  | -0.05457 | 0
80181 | PNSCALT21A | 2 | South | YES | -0.013633 | 21.6 | 0 | 50 | 0 | 1.025 | Wind | -1 | 0.05457 | 0 | 50 |  |  |  |  | -0.05457 | 0
80181 | PNSCALT21A | 1 | South | YES | -0.013633 | 23.7 | 0 | 55 | 0 | 1.025 | Wind | -1 | 0.05457 | 0 | 55 |  |  |  |  | -0.05457 | 0
8517 | CELANEBI0A | 1 | South | YES | -0.013647 | 29 | 0 | 29 | 0 | 1.02 | Cogen | -1 | 0.054584 | 0 | 0 |  |  |  |  | -0.054584 | 0
7303 | L_WPPGS12_1Y | 1 | South | YES | -0.014157 | 50 | 0 | 50 | 0 | 1.025 | GGT | -1 | 0.055094 | 50 | 50 |  |  |  |  | -0.055094 | -2.7547
7303 | L_WPPGS12_1Y | 2 | South | YES | -0.014157 | 50 | 0 | 50 | 0 | 1.025 | GGT | -1 | 0.055094 | 50 | 50 |  |  |  |  | -0.055094 | -2.7547
7305 | L_WPPGS34_1Y | 3 | South | YES | -0.014157 | 50 | 0 | 50 | 0 | 1.025 | GGT | -1 | 0.055094 | 50 | 50 |  |  |  |  | -0.055094 | -2.7547
7305 | L_WPPGS34_1Y | 4 | South | YES | -0.014157 | 50 | 0 | 50 | 0 | 1.025 | GGT | -1 | 0.055094 | 50 | 50 |  |  |  |  | -0.055094 | -2.7547
88198 | BEEVILLE | F | South | YES | -0.014249 | 0 | 0 | 0 | 0 | 1.02 | AVR | -1 | 0.055186 | 0 | 0 |  |  |  |  | -0.055186 | 0
8161 | COLETO0A | 1 | South | YES | -0.014332 | 633 | 200 | 633 | 0 | 1.03 | LIGCO | -1 | 0.055269 | 0 | 633 |  |  |  |  | -0.055269 | 0
7807 | L_BASTEN1_1Y | 1 | South | YES | -0.014367 | 152.5 | 83.5 | 152.5 | 0 | 1.004 | CC | -1 | 0.055304 | 152.5 | 152.5 |  |  |  |  | -0.055304 | -8.4338
7808 | L_BASTEN1_2Y | 1 | South | YES | -0.014367 | 149.5 | 83.5 | 149.5 | 0 | 1.004 | CC | -1 | 0.055304 | 149.5 | 149.5 |  |  |  |  | -0.055304 | -8.2679
7809 | L_BASTEN1_3Y | 1 | South | YES | -0.014367 | 232.6 | 42 | 232.6 | 0 | 1.004 | CC | -1 | 0.055304 | 232.6 | 232.6 |  |  |  |  | -0.055304 | -12.8636
8189 | CUECPL2A | 1 | South | YES | -0.015229 | 12 | 0 | 12 | 0 | 1.02 | Cogen | -1 | 0.056166 | 0 | 0 |  |  |  |  | -0.056166 | 0
7004 | L_SIMGID1_1Y | 1 | South | YES | -0.015498 | 132 | 40 | 132 | 0 | 1.02 | GST | -1 | 0.056435 | 132 | 132 |  |  |  |  | -0.056435 | -7.4494
7005 | L_SIMGID1_2Y | 2 | South | YES | -0.015498 | 133 | 32 | 139 | 0 | 1.02 | GST | -1 | 0.056435 | 139 | 139 |  |  |  |  | -0.056435 | -7.8444
7006 | L_SIMGID1_3Y | 3 | South | YES | -0.015498 | 324.9 | 60 | 329 | 0 | 1.02 | GST | -1 | 0.056435 | 329 | 329 |  |  |  |  | -0.056435 | -18.567
5903 | SANMIGUELGEN | 1 | South | YES | -0.015726 | 396.3 | 180 | 396.3 | 0 | 1.0331 | LIGCO | -1 | 0.056663 | 0 | 396.3 |  |  |  |  | -0.056663 | 0
7624 | L_LAKEWO9_1Y | 1 | South | YES | -0.016346 | 0 | 0 | 2.4 |  | 1 | Hydro | -1 | 0.057283 | 0 | 0 |  |  |  |  | -0.057283 | 0
7624 | L_LAKEWO9_1Y | 2 | South | YES | -0.016346 | 0 | 0 | 2.4 |  | 1 | Hydro | -1 | 0.057283 | 0 | 0 |  |  |  |  | -0.057283 | 0
9002 | DECKR_G3 | 3 | South | YES | -0.016815 | 0 | 24 | 42 |  | 1.015 | GGT | -1 | 0.057752 | 42 | 42 |  |  |  |  | -0.057752 | -2.4256
9003 | DECKR_G4 | 4 | South | YES | -0.016815 | 44 | 24 | 44 | 0 | 1.015 | GGT | -1 | 0.057752 | 44 | 44 |  |  |  |  | -0.057752 | -2.5411
9004 | DECKR_G5 | 5 | South | YES | -0.016815 | 44 | 24 | 44 | 0 | 1.015 | GGT | -1 | 0.057752 | 44 | 44 |  |  |  |  | -0.057752 | -2.5411
9005 | DECKR_G6 | 6 | South | YES | -0.016815 | 44 | 24 | 47 | 0 | 1.015 | GGT | -1 | 0.057752 | 47 | 47 |  |  |  |  | -0.057752 | -2.7143
7800 | L_GUADGE1_1Y | 1 | South | YES | -0.017072 | 147 | 30 | 147 | 0 | 1.02 | CC | -1 | 0.058009 | 147 | 147 |  |  |  |  | -0.058009 | -8.5273
7801 | L_GUADGE1_2Y | 2 | South | YES | -0.017072 | 138 | 30 | 138 | 0 | 1.02 | CC | -1 | 0.058009 | 138 | 138 |  |  |  |  | -0.058009 | -8.0052
7802 | L_GUADGE1_3Y | 3 | South | YES | -0.017072 | 146 | 30 | 146 | 0 | 1.02 | CC | -1 | 0.058009 | 146 | 146 |  |  |  |  | -0.058009 | -8.4693
7803 | L_GUADGE1_4Y | 4 | South | YES | -0.017072 | 149 | 30 | 149 | 0 | 1.02 | CC | -1 | 0.058009 | 149 | 149 |  |  |  |  | -0.058009 | -8.6433
7804 | L_GUADGE1_5Y | 5 | South | YES | -0.017072 | 182 | 30 | 182 | 0 | 1.02 | CC | -1 | 0.058009 | 182 | 182 |  |  |  |  | -0.058009 | -10.5576
7805 | L_GUADGE1_6Y | 6 | South | YES | -0.017072 | 203 | 30 | 203 | 0 | 1.02 | CC | -1 | 0.058009 | 203 | 203 |  |  |  |  | -0.058009 | -11.7758
7810 | L_RIONOG1G1Y | 1 | South | YES | -0.017124 | 148 | 0 | 148 | 0 | 1.02 | CC | -1 | 0.058061 | 148 | 148 |  |  |  |  | -0.058061 | -8.593
7811 | L_RIONOG1G2Y | 2 | South | YES | -0.017124 | 148 | 0 | 148 | 0 | 1.02 | CC | -1 | 0.058061 | 148 | 148 |  |  |  |  | -0.058061 | -8.593
7812 | L_RIONOG1G3Y | 3 | South | YES | -0.017124 | 154 | 0 | 154 | 0 | 1.02 | CC | -1 | 0.058061 | 154 | 154 |  |  |  |  | -0.058061 | -8.9413
7813 | L_RIONOG1S1Y | 4 | South | YES | -0.017124 | 293 | 0 | 293 | 0 | 1.02 | CC | -1 | 0.058061 | 293 | 293 |  |  |  |  | -0.058061 | -17.0118
9016 | SANDH_G1 | 1 | South | YES | -0.017192 | 45 | 2 | 49 | 0 | 1.0175 | GGT | -1 | 0.058129 | 49 | 49 |  |  |  |  | -0.058129 | -2.8483
9017 | SANDH_G2 | 2 | South | YES | -0.017192 | 45 | 2 | 46 | 0 | 1.0175 | GGT | -1 | 0.058129 | 46 | 46 |  |  |  |  | -0.058129 | -2.6739
9018 | SANDH_G3 | 3 | South | YES | -0.017192 | 45 | 2 | 46 | 0 | 1.0175 | GGT | -1 | 0.058129 | 46 | 46 |  |  |  |  | -0.058129 | -2.6739
9019 | SANDH_G4 | 4 | South | YES | -0.017192 | 0 | 2 | 47 |  | 1.0175 | GGT | -1 | 0.058129 | 47 | 47 |  |  |  |  | -0.058129 | -2.732
9020 | SANDHG5A | 5A | South | YES | -0.017192 | 150 | 84 | 155 | 0 | 1.0175 | CC | -1 | 0.058129 | 155 | 155 |  |  |  |  | -0.058129 | -9.0099
9021 | SANDHG5C | 5C | South | YES | -0.017192 | 140 | 0 | 148 | 0 | 1.0175 | CC | -1 | 0.058129 | 148 | 148 |  |  |  |  | -0.058129 | -8.603
9000 | DECKR_G1 | 1 | South | YES | -0.017222 | 280 | 50 | 321 | 0 | 1.015 | GST | -1 | 0.058159 | 321 | 321 |  |  |  |  | -0.058159 | -18.6689
9001 | DECKR_G2 | 2 | South | YES | -0.017222 | 400 | 50 | 426 | 0 | 1.015 | GST | -1 | 0.058159 | 426 | 426 |  |  |  |  | -0.058159 | -24.7756
7014 | L_HAYSEN1_1Y | 1 | South | YES | -0.017281 | 223.9 | 74 | 223.9 | 0 | 1.008 | CC | -1 | 0.058218 | 223.9 | 223.9 |  |  |  |  | -0.058218 | -13.0349
7015 | L_HAYSEN1_2Y | 2 | South | YES | -0.017281 | 225 | 74 | 225 | 0 | 1.008 | CC | -1 | 0.058218 | 225 | 225 |  |  |  |  | -0.058218 | -13.099
7016 | L_HAYSEN1_3Y | 3 | South | YES | -0.017281 | 224.6 | 74 | 224.6 | 0 | 1.008 | CC | -1 | 0.058218 | 224.6 | 224.6 |  |  |  |  | -0.058218 | -13.0757
7017 | L_HAYSEN1_4Y | 4 | South | YES | -0.017281 | 226.7 | 74 | 226.7 | 0 | 1.008 | CC | -1 | 0.058218 | 226.7 | 226.7 |  |  |  |  | -0.058218 | -13.1979
7605 | L_MCQUEE9_1Y | 2 | South | YES | -0.017395 | 0 | 0 | 2.4 |  | 1.025 | Hydro | -1 | 0.058332 | 0 | 0 |  |  |  |  | -0.058332 | 0
7605 | L_MCQUEE9_1Y | 1 | South | YES | -0.017395 | 0 | 0 | 2.4 |  | 1.025 | Hydro | -1 | 0.058332 | 0 | 0 |  |  |  |  | -0.058332 | 0
7605 | L_MCQUEE9_1Y | 3 | South | YES | -0.017395 | 0 | 0 | 2.8 |  | 1.025 | Hydro | -1 | 0.058332 | 0 | 0 |  |  |  |  | -0.058332 | 0
5401 | CALAVER_JKS1 | 1 | South | YES | -0.017693 | 562 | 100 | 562 | 0 | 1.018 | LIGCO | -1 | 0.05863 | 0 | 562 |  |  |  |  | -0.05863 | 0
7609 | L_SCHUMA8_1Y | 1 | South | YES | -0.017743 | 0 | 0 | 4 |  | 1 | Hydro | -1 | 0.05868 | 0 | 0 |  |  |  |  | -0.05868 | 0
5026 | BRAUNIG_VHB1 | 1 | South | YES | -0.017863 | 215 | 40 | 215 | 0 | 1.0192 | GST | -1 | 0.0588 | 215 | 215 |  |  |  |  | -0.0588 | -12.6419
5027 | BRAUNIG_VHB2 | 2 | South | YES | -0.017863 | 172.8 | 40 | 216 | 0 | 1.0192 | GST | -1 | 0.0588 | 216 | 216 |  |  |  |  | -0.0588 | -12.7007
5031 | BRA_VHBCT1 | 1 | South | YES | -0.017863 | 44 | 24 | 44 | 0 | 1.0192 | #N/A | -1 | 0.0588 | 44 | 44 |  |  |  |  | -0.0588 | -2.5872
5032 | BRA_VHBCT2 | 2 | South | YES | -0.017863 | 44 | 24 | 44 | 0 | 1.0192 | #N/A | -1 | 0.0588 | 44 | 44 |  |  |  |  | -0.0588 | -2.5872
5033 | BRA_VHBCT3 | 3 | South | YES | -0.017863 | 43 | 24 | 43 | 0 | 1.0192 | #N/A | -1 | 0.0588 | 43 | 43 |  |  |  |  | -0.0588 | -2.5284
5034 | BRA_VHBCT4 | 4 | South | YES | -0.017863 | 45 | 24 | 45 | 0 | 1.0192 | #N/A | -1 | 0.0588 | 45 | 45 |  |  |  |  | -0.0588 | -2.646
7020 | L_AUSTPL1_1Y | 2 | South | YES | -0.017869 | 0 | 0 | 8 |  | 1 | Hydro | -1 | 0.058806 | 0 | 0 |  |  |  |  | -0.058806 | 0
7020 | L_AUSTPL1_1Y | 1 | South | YES | -0.017869 | 0 | 0 | 8 |  | 1 | Hydro | -1 | 0.058806 | 0 | 0 |  |  |  |  | -0.058806 | 0
5264 | LEON_LCP3G3 | 3 | South | YES | -0.017889 | 0 | 20 | 58 |  | 1.0197 | GST | -1 | 0.058826 | 58 | 58 |  |  |  |  | -0.058826 | -3.4119
5265 | LEON_LCP4G4 | 4 | South | YES | -0.017889 | 71.2 | 25 | 89 | 0 | 1.0197 | GST | -1 | 0.058826 | 89 | 89 |  |  |  |  | -0.058826 | -5.2355
5266 | LEON_LCPCT1 | 1 | South | YES | -0.017889 | 44 | 24 | 44 | 0 | 1.0197 | GGT | -1 | 0.058826 | 44 | 44 |  |  |  |  | -0.058826 | -2.5883
5267 | LEON_LCPCT2 | 2 | South | YES | -0.017889 | 44 | 24 | 44 | 0 | 1.0197 | GGT | -1 | 0.058826 | 44 | 44 |  |  |  |  | -0.058826 | -2.5883
5268 | LEON_LCPCT3 | 3 | South | YES | -0.017889 | 43 | 24 | 43 | 0 | 1.0197 | GGT | -1 | 0.058826 | 43 | 43 |  |  |  |  | -0.058826 | -2.5295
5269 | LEON_LCPCT4 | 4 | South | YES | -0.017889 | 45 | 24 | 45 | 0 | 1.0197 | GGT | -1 | 0.058826 | 45 | 45 |  |  |  |  | -0.058826 | -2.6472
5396 | CALAVER_OWS1 | 1 | South | YES | -0.017943 | 418 | 80 | 418 | 0 | 1.0192 | GST | -1 | 0.05888 | 418 | 418 |  |  |  |  | -0.05888 | -24.6117
5397 | CALAVER_OWS2 | 2 | South | YES | -0.017943 | 400 | 80 | 400 | 0 | 1.0192 | GST | -1 | 0.05888 | 400 | 400 |  |  |  |  | -0.05888 | -23.5519
5436 | TUTTL_WBT1G1 | 1 | South | YES | -0.017961 | 48.8 | 20 | 61 | 0 | 1.012 | GST | -1 | 0.058898 | 61 | 61 |  |  |  |  | -0.058898 | -3.5928
5438 | TUTTL_WBT3G3 | 3 | South | YES | -0.017961 | 95 | 25 | 95 | 0 | 1.012 | GST | -1 | 0.058898 | 95 | 95 |  |  |  |  | -0.058898 | -5.5953
5439 | TUTTL_WBT4G4 | 4 | South | YES | -0.017961 | 120.8 | 40 | 151 | 0 | 1.012 | GST | -1 | 0.058898 | 151 | 151 |  |  |  |  | -0.058898 | -8.8935
5028 | BRAUNIG_VHB3 | 3 | South | YES | -0.018062 | 407 | 60 | 407 | 0 | 1.0138 | GST | -1 | 0.058999 | 407 | 407 |  |  |  |  | -0.058999 | -24.0125
5111 | CALAVER_JTD1 | 1 | South | YES | -0.018073 | 430 | 80 | 430 | 0 | 1.0138 | LIGCO | -1 | 0.05901 | 0 | 430 |  |  |  |  | -0.05901 | 0
5112 | CALAVER_JTD2 | 2 | South | YES | -0.018073 | 430 | 80 | 430 | 0 | 1.0138 | LIGCO | -1 | 0.05901 | 0 | 430 |  |  |  |  | -0.05901 | 0
5476 | BRA_AVR1_CT1 | 1 | South | YES | -0.018178 | 155 | 90 | 155 | 0 | 1.017 | CC | -1 | 0.059115 | 155 | 155 |  |  |  |  | -0.059115 | -9.1628
5477 | BRA_AVR1_ST1 | 1 | South | YES | -0.018178 | 174 | 138 | 174 | 0 | 1.017 | CC | -1 | 0.059115 | 174 | 174 |  |  |  |  | -0.059115 | -10.286
5478 | BRA_AVR1_CT2 | 1 | South | YES | -0.018178 | 155 | 90 | 155 | 0 | 1.017 | CC | -1 | 0.059115 | 155 | 155 |  |  |  |  | -0.059115 | -9.1628
7487 | L_CANYHY8_1Y | 1 | South | YES | -0.02016 | 0 | 0 | 6 |  | 1 | Hydro | -1 | 0.061097 | 0 | 0 |  |  |  |  | -0.061097 | 0
7031 | L_MARSFO1G1Y | 1 | South | YES | -0.024368 | 0 | 0 | 36 |  | 1 | Hydro | -1 | 0.065305 | 0 | 0 |  |  |  |  | -0.065305 | 0
7032 | L_MARSFO1G2Y | 2 | South | YES | -0.024368 | 0 | 0 | 35 |  | 1 | Hydro | -1 | 0.065305 | 0 | 0 |  |  |  |  | -0.065305 | 0
7033 | L_MARSFO1G3Y | 3 | South | YES | -0.024368 | 0 | 0 | 36 |  | 1 | Hydro | -1 | 0.065305 | 0 | 0 |  |  |  |  | -0.065305 | 0
7022 | L_BUCHAN1_1Y | 1 | South | YES | -0.037992 | 0 | 0 | 18 |  | 1 | Hydro | -1 | 0.078929 | 0 | 0 |  |  |  |  | -0.078929 | 0
7023 | L_BUCHAN1_2Y | 2 | South | YES | -0.037992 | 0 | 0 | 18 |  | 1 | Hydro | -1 | 0.078929 | 0 | 0 |  |  |  |  | -0.078929 | 0
7024 | L_BUCHAN1_3Y | 3 | South | YES | -0.037992 | 0 | 0 | 15 |  | 1 | Hydro | -1 | 0.078929 | 0 | 0 |  |  |  |  | -0.078929 | 0
7028 | L_MARBFA1_1Y | 1 | South | YES | -0.04077 | 0 | 0 | 18 |  | 1 | Hydro | -1 | 0.081707 | 0 | 0 |  |  |  |  | -0.081707 | 0
7029 | L_MARBFA1_2Y | 2 | South | YES | -0.04077 | 0 | 0 | 18 |  | 1 | Hydro | -1 | 0.081707 | 0 | 0 |  |  |  |  | -0.081707 | 0
7035 | L_WIRTZ_1G1Y | 1 | South | YES | -0.044831 | 0 | 0 | 29 |  | 1 | Hydro | -1 | 0.085768 | 0 | 0 |  |  |  |  | -0.085768 | 0
7036 | L_WIRTZ_1G2Y | 2 | South | YES | -0.044831 | 23 | 0 | 29.8 |  | 1 | Hydro | -1 | 0.085768 | 0 | 0 |  |  |  |  | -0.085768 | 0
7000 | L_FERGUS1_1Y | 1 | South | YES | -0.048003 | 400 | 65 | 423.3 | 0 | 1.015 | GSC | -1 | 0.08894 | 423.3 | 423.3 |  |  |  |  | -0.08894 | -37.6482
7026 | L_INKSDA1_1Y | 1 | South | YES | -0.059048 | 0 | 0 | 13.7 |  | 1 | Hydro | -1 | 0.099985 | 0 | 0 |  |  |  |  | -0.099985 | 0
Note on AL4: Zonal Cap - Zonal Impact

## Distributed Slack - Inc
Number of Bus | Name of Bus | ID | Area Name of Gen | AGC | P Sensitivity of Bus | Gen MW | Min MW | Max MW | V Sensitivity of Bus | Set Volt | Tech Type | Zone Impact | Zone Correlation | Inc Max | Dec Max | Souce S.F. Weighting | Souce Capacity | Sink S.F. Weighting | Sink Capacity | PTDF Calc | PTDF Weighting | Cumulative Concentrated Capacity | Cumulative Concentrated Impact
7026 | L_INKSDA1_1Y | 1 | South | YES | -0.059048 | 0 | 0 | 13.7 |  | 1 | Hydro | -1 | 0.099985 | 0 | 0 |  |  |  |  | -0.099985 | 0 | 0 | 0
7000 | L_FERGUS1_1Y | 1 | South | YES | -0.048003 | 400 | 65 | 423.3 | 0 | 1.015 | GSC | -1 | 0.08894 | 423.3 | 423.3 |  |  |  |  | -0.08894 | -37.6482 | 423.3 | 37.6482
7035 | L_WIRTZ_1G1Y | 1 | South | YES | -0.044831 | 0 | 0 | 29 |  | 1 | Hydro | -1 | 0.085768 | 0 | 0 |  |  |  |  | -0.085768 | 0
7036 | L_WIRTZ_1G2Y | 2 | South | YES | -0.044831 | 23 | 0 | 29.8 |  | 1 | Hydro | -1 | 0.085768 | 0 | 0 |  |  |  |  | -0.085768 | 0 |  |  | Weighted Shift Factors
7028 | L_MARBFA1_1Y | 1 | South | YES | -0.04077 | 0 | 0 | 18 |  | 1 | Hydro | -1 | 0.081707 | 0 | 0 |  |  |  |  | -0.081707 | 0 |  |  | West | 0.040937
7029 | L_MARBFA1_2Y | 2 | South | YES | -0.04077 | 0 | 0 | 18 |  | 1 | Hydro | -1 | 0.081707 | 0 | 0 |  |  |  |  | -0.081707 | 0 |  |  | North | 0.010025
7022 | L_BUCHAN1_1Y | 1 | South | YES | -0.037992 | 0 | 0 | 18 |  | 1 | Hydro | -1 | 0.078929 | 0 | 0 |  |  |  |  | -0.078929 | 0 |  |  |  | 0.030912
7023 | L_BUCHAN1_2Y | 2 | South | YES | -0.037992 | 0 | 0 | 18 |  | 1 | Hydro | -1 | 0.078929 | 0 | 0 |  |  |  |  | -0.078929 | 0
7024 | L_BUCHAN1_3Y | 3 | South | YES | -0.037992 | 0 | 0 | 15 |  | 1 | Hydro | -1 | 0.078929 | 0 | 0 |  |  |  |  | -0.078929 | 0 |  |  | Line Cap | 100
7031 | L_MARSFO1G1Y | 1 | South | YES | -0.024368 | 0 | 0 | 36 |  | 1 | Hydro | -1 | 0.065305 | 0 | 0 |  |  |  |  | -0.065305 | 0 |  |  | Conc Gen | 423.3
7032 | L_MARSFO1G2Y | 2 | South | YES | -0.024368 | 0 | 0 | 35 |  | 1 | Hydro | -1 | 0.065305 | 0 | 0 |  |  |  |  | -0.065305 | 0 |  |  | Weighted Imp. | 37.6482
7033 | L_MARSFO1G3Y | 3 | South | YES | -0.024368 | 0 | 0 | 36 |  | 1 | Hydro | -1 | 0.065305 | 0 | 0 |  |  |  |  | -0.065305 | 0 |  |  | PTDF | 0.08894
7487 | L_CANYHY8_1Y | 1 | South | YES | -0.02016 | 0 | 0 | 6 |  | 1 | Hydro | -1 | 0.061097 | 0 | 0 |  |  |  |  | -0.061097 | 0
5476 | BRA_AVR1_CT1 | 1 | South | YES | -0.018178 | 155 | 90 | 155 | 0 | 1.017 | CC | -1 | 0.059115 | 155 | 155 |  |  |  |  | -0.059115 | -9.1628 |  |  | Concentration | 2.8772
5477 | BRA_AVR1_ST1 | 1 | South | YES | -0.018178 | 174 | 138 | 174 | 0 | 1.017 | CC | -1 | 0.059115 | 174 | 174 |  |  |  |  | -0.059115 | -10.286
5478 | BRA_AVR1_CT2 | 1 | South | YES | -0.018178 | 155 | 90 | 155 | 0 | 1.017 | CC | -1 | 0.059115 | 155 | 155 |  |  |  |  | -0.059115 | -9.1628 |  |  |  | Fail
5111 | CALAVER_JTD1 | 1 | South | YES | -0.018073 | 430 | 80 | 430 | 0 | 1.0138 | LIGCO | -1 | 0.05901 | 0 | 430 |  |  |  |  | -0.05901 | 0
5112 | CALAVER_JTD2 | 2 | South | YES | -0.018073 | 430 | 80 | 430 | 0 | 1.0138 | LIGCO | -1 | 0.05901 | 0 | 430 |  |  |  |  | -0.05901 | 0
5028 | BRAUNIG_VHB3 | 3 | South | YES | -0.018062 | 407 | 60 | 407 | 0 | 1.0138 | GST | -1 | 0.058999 | 407 | 407 |  |  |  |  | -0.058999 | -24.0125
5436 | TUTTL_WBT1G1 | 1 | South | YES | -0.017961 | 48.8 | 20 | 61 | 0 | 1.012 | GST | -1 | 0.058898 | 61 | 61 |  |  |  |  | -0.058898 | -3.5928
5438 | TUTTL_WBT3G3 | 3 | South | YES | -0.017961 | 95 | 25 | 95 | 0 | 1.012 | GST | -1 | 0.058898 | 95 | 95 |  |  |  |  | -0.058898 | -5.5953
5439 | TUTTL_WBT4G4 | 4 | South | YES | -0.017961 | 120.8 | 40 | 151 | 0 | 1.012 | GST | -1 | 0.058898 | 151 | 151 |  |  |  |  | -0.058898 | -8.8935
5396 | CALAVER_OWS1 | 1 | South | YES | -0.017943 | 418 | 80 | 418 | 0 | 1.0192 | GST | -1 | 0.05888 | 418 | 418 |  |  |  |  | -0.05888 | -24.6117
5397 | CALAVER_OWS2 | 2 | South | YES | -0.017943 | 400 | 80 | 400 | 0 | 1.0192 | GST | -1 | 0.05888 | 400 | 400 |  |  |  |  | -0.05888 | -23.5519
5264 | LEON_LCP3G3 | 3 | South | YES | -0.017889 | 0 | 20 | 58 |  | 1.0197 | GST | -1 | 0.058826 | 58 | 58 |  |  |  |  | -0.058826 | -3.4119
5265 | LEON_LCP4G4 | 4 | South | YES | -0.017889 | 71.2 | 25 | 89 | 0 | 1.0197 | GST | -1 | 0.058826 | 89 | 89 |  |  |  |  | -0.058826 | -5.2355
5266 | LEON_LCPCT1 | 1 | South | YES | -0.017889 | 44 | 24 | 44 | 0 | 1.0197 | GGT | -1 | 0.058826 | 44 | 44 |  |  |  |  | -0.058826 | -2.5883
5267 | LEON_LCPCT2 | 2 | South | YES | -0.017889 | 44 | 24 | 44 | 0 | 1.0197 | GGT | -1 | 0.058826 | 44 | 44 |  |  |  |  | -0.058826 | -2.5883
5268 | LEON_LCPCT3 | 3 | South | YES | -0.017889 | 43 | 24 | 43 | 0 | 1.0197 | GGT | -1 | 0.058826 | 43 | 43 |  |  |  |  | -0.058826 | -2.5295
5269 | LEON_LCPCT4 | 4 | South | YES | -0.017889 | 45 | 24 | 45 | 0 | 1.0197 | GGT | -1 | 0.058826 | 45 | 45 |  |  |  |  | -0.058826 | -2.6472
7020 | L_AUSTPL1_1Y | 2 | South | YES | -0.017869 | 0 | 0 | 8 |  | 1 | Hydro | -1 | 0.058806 | 0 | 0 |  |  |  |  | -0.058806 | 0
7020 | L_AUSTPL1_1Y | 1 | South | YES | -0.017869 | 0 | 0 | 8 |  | 1 | Hydro | -1 | 0.058806 | 0 | 0 |  |  |  |  | -0.058806 | 0
5026 | BRAUNIG_VHB1 | 1 | South | YES | -0.017863 | 215 | 40 | 215 | 0 | 1.0192 | GST | -1 | 0.0588 | 215 | 215 |  |  |  |  | -0.0588 | -12.6419
5027 | BRAUNIG_VHB2 | 2 | South | YES | -0.017863 | 172.8 | 40 | 216 | 0 | 1.0192 | GST | -1 | 0.0588 | 216 | 216 |  |  |  |  | -0.0588 | -12.7007
5031 | BRA_VHBCT1 | 1 | South | YES | -0.017863 | 44 | 24 | 44 | 0 | 1.0192 | #N/A | -1 | 0.0588 | 44 | 44 |  |  |  |  | -0.0588 | -2.5872
5032 | BRA_VHBCT2 | 2 | South | YES | -0.017863 | 44 | 24 | 44 | 0 | 1.0192 | #N/A | -1 | 0.0588 | 44 | 44 |  |  |  |  | -0.0588 | -2.5872
5033 | BRA_VHBCT3 | 3 | South | YES | -0.017863 | 43 | 24 | 43 | 0 | 1.0192 | #N/A | -1 | 0.0588 | 43 | 43 |  |  |  |  | -0.0588 | -2.5284
5034 | BRA_VHBCT4 | 4 | South | YES | -0.017863 | 45 | 24 | 45 | 0 | 1.0192 | #N/A | -1 | 0.0588 | 45 | 45 |  |  |  |  | -0.0588 | -2.646
7609 | L_SCHUMA8_1Y | 1 | South | YES | -0.017743 | 0 | 0 | 4 |  | 1 | Hydro | -1 | 0.05868 | 0 | 0 |  |  |  |  | -0.05868 | 0
5401 | CALAVER_JKS1 | 1 | South | YES | -0.017693 | 562 | 100 | 562 | 0 | 1.018 | LIGCO | -1 | 0.05863 | 0 | 562 |  |  |  |  | -0.05863 | 0
7605 | L_MCQUEE9_1Y | 2 | South | YES | -0.017395 | 0 | 0 | 2.4 |  | 1.025 | Hydro | -1 | 0.058332 | 0 | 0 |  |  |  |  | -0.058332 | 0
7605 | L_MCQUEE9_1Y | 1 | South | YES | -0.017395 | 0 | 0 | 2.4 |  | 1.025 | Hydro | -1 | 0.058332 | 0 | 0 |  |  |  |  | -0.058332 | 0
7605 | L_MCQUEE9_1Y | 3 | South | YES | -0.017395 | 0 | 0 | 2.8 |  | 1.025 | Hydro | -1 | 0.058332 | 0 | 0 |  |  |  |  | -0.058332 | 0
7014 | L_HAYSEN1_1Y | 1 | South | YES | -0.017281 | 223.9 | 74 | 223.9 | 0 | 1.008 | CC | -1 | 0.058218 | 223.9 | 223.9 |  |  |  |  | -0.058218 | -13.0349
7015 | L_HAYSEN1_2Y | 2 | South | YES | -0.017281 | 225 | 74 | 225 | 0 | 1.008 | CC | -1 | 0.058218 | 225 | 225 |  |  |  |  | -0.058218 | -13.099
7016 | L_HAYSEN1_3Y | 3 | South | YES | -0.017281 | 224.6 | 74 | 224.6 | 0 | 1.008 | CC | -1 | 0.058218 | 224.6 | 224.6 |  |  |  |  | -0.058218 | -13.0757
7017 | L_HAYSEN1_4Y | 4 | South | YES | -0.017281 | 226.7 | 74 | 226.7 | 0 | 1.008 | CC | -1 | 0.058218 | 226.7 | 226.7 |  |  |  |  | -0.058218 | -13.1979
9000 | DECKR_G1 | 1 | South | YES | -0.017222 | 280 | 50 | 321 | 0 | 1.015 | GST | -1 | 0.058159 | 321 | 321 |  |  |  |  | -0.058159 | -18.6689
9001 | DECKR_G2 | 2 | South | YES | -0.017222 | 400 | 50 | 426 | 0 | 1.015 | GST | -1 | 0.058159 | 426 | 426 |  |  |  |  | -0.058159 | -24.7756
9016 | SANDH_G1 | 1 | South | YES | -0.017192 | 45 | 2 | 49 | 0 | 1.0175 | GGT | -1 | 0.058129 | 49 | 49 |  |  |  |  | -0.058129 | -2.8483
9017 | SANDH_G2 | 2 | South | YES | -0.017192 | 45 | 2 | 46 | 0 | 1.0175 | GGT | -1 | 0.058129 | 46 | 46 |  |  |  |  | -0.058129 | -2.6739
9018 | SANDH_G3 | 3 | South | YES | -0.017192 | 45 | 2 | 46 | 0 | 1.0175 | GGT | -1 | 0.058129 | 46 | 46 |  |  |  |  | -0.058129 | -2.6739
9019 | SANDH_G4 | 4 | South | YES | -0.017192 | 0 | 2 | 47 |  | 1.0175 | GGT | -1 | 0.058129 | 47 | 47 |  |  |  |  | -0.058129 | -2.732
9020 | SANDHG5A | 5A | South | YES | -0.017192 | 150 | 84 | 155 | 0 | 1.0175 | CC | -1 | 0.058129 | 155 | 155 |  |  |  |  | -0.058129 | -9.0099
9021 | SANDHG5C | 5C | South | YES | -0.017192 | 140 | 0 | 148 | 0 | 1.0175 | CC | -1 | 0.058129 | 148 | 148 |  |  |  |  | -0.058129 | -8.603
7810 | L_RIONOG1G1Y | 1 | South | YES | -0.017124 | 148 | 0 | 148 | 0 | 1.02 | CC | -1 | 0.058061 | 148 | 148 |  |  |  |  | -0.058061 | -8.593
7811 | L_RIONOG1G2Y | 2 | South | YES | -0.017124 | 148 | 0 | 148 | 0 | 1.02 | CC | -1 | 0.058061 | 148 | 148 |  |  |  |  | -0.058061 | -8.593
7812 | L_RIONOG1G3Y | 3 | South | YES | -0.017124 | 154 | 0 | 154 | 0 | 1.02 | CC | -1 | 0.058061 | 154 | 154 |  |  |  |  | -0.058061 | -8.9413
7813 | L_RIONOG1S1Y | 4 | South | YES | -0.017124 | 293 | 0 | 293 | 0 | 1.02 | CC | -1 | 0.058061 | 293 | 293 |  |  |  |  | -0.058061 | -17.0118
7800 | L_GUADGE1_1Y | 1 | South | YES | -0.017072 | 147 | 30 | 147 | 0 | 1.02 | CC | -1 | 0.058009 | 147 | 147 |  |  |  |  | -0.058009 | -8.5273
7801 | L_GUADGE1_2Y | 2 | South | YES | -0.017072 | 138 | 30 | 138 | 0 | 1.02 | CC | -1 | 0.058009 | 138 | 138 |  |  |  |  | -0.058009 | -8.0052
7802 | L_GUADGE1_3Y | 3 | South | YES | -0.017072 | 146 | 30 | 146 | 0 | 1.02 | CC | -1 | 0.058009 | 146 | 146 |  |  |  |  | -0.058009 | -8.4693
7803 | L_GUADGE1_4Y | 4 | South | YES | -0.017072 | 149 | 30 | 149 | 0 | 1.02 | CC | -1 | 0.058009 | 149 | 149 |  |  |  |  | -0.058009 | -8.6433
7804 | L_GUADGE1_5Y | 5 | South | YES | -0.017072 | 182 | 30 | 182 | 0 | 1.02 | CC | -1 | 0.058009 | 182 | 182 |  |  |  |  | -0.058009 | -10.5576
7805 | L_GUADGE1_6Y | 6 | South | YES | -0.017072 | 203 | 30 | 203 | 0 | 1.02 | CC | -1 | 0.058009 | 203 | 203 |  |  |  |  | -0.058009 | -11.7758
9002 | DECKR_G3 | 3 | South | YES | -0.016815 | 0 | 24 | 42 |  | 1.015 | GGT | -1 | 0.057752 | 42 | 42 |  |  |  |  | -0.057752 | -2.4256
9003 | DECKR_G4 | 4 | South | YES | -0.016815 | 44 | 24 | 44 | 0 | 1.015 | GGT | -1 | 0.057752 | 44 | 44 |  |  |  |  | -0.057752 | -2.5411
9004 | DECKR_G5 | 5 | South | YES | -0.016815 | 44 | 24 | 44 | 0 | 1.015 | GGT | -1 | 0.057752 | 44 | 44 |  |  |  |  | -0.057752 | -2.5411
9005 | DECKR_G6 | 6 | South | YES | -0.016815 | 44 | 24 | 47 | 0 | 1.015 | GGT | -1 | 0.057752 | 47 | 47 |  |  |  |  | -0.057752 | -2.7143
7624 | L_LAKEWO9_1Y | 1 | South | YES | -0.016346 | 0 | 0 | 2.4 |  | 1 | Hydro | -1 | 0.057283 | 0 | 0 |  |  |  |  | -0.057283 | 0
7624 | L_LAKEWO9_1Y | 2 | South | YES | -0.016346 | 0 | 0 | 2.4 |  | 1 | Hydro | -1 | 0.057283 | 0 | 0 |  |  |  |  | -0.057283 | 0
5903 | SANMIGUELGEN | 1 | South | YES | -0.015726 | 396.3 | 180 | 396.3 | 0 | 1.0331 | LIGCO | -1 | 0.056663 | 0 | 396.3 |  |  |  |  | -0.056663 | 0
7004 | L_SIMGID1_1Y | 1 | South | YES | -0.015498 | 132 | 40 | 132 | 0 | 1.02 | GST | -1 | 0.056435 | 132 | 132 |  |  |  |  | -0.056435 | -7.4494
7005 | L_SIMGID1_2Y | 2 | South | YES | -0.015498 | 133 | 32 | 139 | 0 | 1.02 | GST | -1 | 0.056435 | 139 | 139 |  |  |  |  | -0.056435 | -7.8444
7006 | L_SIMGID1_3Y | 3 | South | YES | -0.015498 | 324.9 | 60 | 329 | 0 | 1.02 | GST | -1 | 0.056435 | 329 | 329 |  |  |  |  | -0.056435 | -18.567
8189 | CUECPL2A | 1 | South | YES | -0.015229 | 12 | 0 | 12 | 0 | 1.02 | Cogen | -1 | 0.056166 | 0 | 0 |  |  |  |  | -0.056166 | 0
7807 | L_BASTEN1_1Y | 1 | South | YES | -0.014367 | 152.5 | 83.5 | 152.5 | 0 | 1.004 | CC | -1 | 0.055304 | 152.5 | 152.5 |  |  |  |  | -0.055304 | -8.4338
7808 | L_BASTEN1_2Y | 1 | South | YES | -0.014367 | 149.5 | 83.5 | 149.5 | 0 | 1.004 | CC | -1 | 0.055304 | 149.5 | 149.5 |  |  |  |  | -0.055304 | -8.2679
7809 | L_BASTEN1_3Y | 1 | South | YES | -0.014367 | 232.6 | 42 | 232.6 | 0 | 1.004 | CC | -1 | 0.055304 | 232.6 | 232.6 |  |  |  |  | -0.055304 | -12.8636
8161 | COLETO0A | 1 | South | YES | -0.014332 | 633 | 200 | 633 | 0 | 1.03 | LIGCO | -1 | 0.055269 | 0 | 633 |  |  |  |  | -0.055269 | 0
88198 | BEEVILLE | F | South | YES | -0.014249 | 0 | 0 | 0 | 0 | 1.02 | AVR | -1 | 0.055186 | 0 | 0 |  |  |  |  | -0.055186 | 0
7303 | L_WPPGS12_1Y | 1 | South | YES | -0.014157 | 50 | 0 | 50 | 0 | 1.025 | GGT | -1 | 0.055094 | 50 | 50 |  |  |  |  | -0.055094 | -2.7547
7303 | L_WPPGS12_1Y | 2 | South | YES | -0.014157 | 50 | 0 | 50 | 0 | 1.025 | GGT | -1 | 0.055094 | 50 | 50 |  |  |  |  | -0.055094 | -2.7547
7305 | L_WPPGS34_1Y | 3 | South | YES | -0.014157 | 50 | 0 | 50 | 0 | 1.025 | GGT | -1 | 0.055094 | 50 | 50 |  |  |  |  | -0.055094 | -2.7547
7305 | L_WPPGS34_1Y | 4 | South | YES | -0.014157 | 50 | 0 | 50 | 0 | 1.025 | GGT | -1 | 0.055094 | 50 | 50 |  |  |  |  | -0.055094 | -2.7547
8517 | CELANEBI0A | 1 | South | YES | -0.013647 | 29 | 0 | 29 | 0 | 1.02 | Cogen | -1 | 0.054584 | 0 | 0 |  |  |  |  | -0.054584 | 0
80080 | GWINDT11A | 2 | South | YES | -0.013633 | 17.7 | 0 | 41 | 0 | 1.025 | Wind | -1 | 0.05457 | 0 | 41 |  |  |  |  | -0.05457 | 0
80080 | GWINDT11A | 4 | South | YES | -0.013633 | 8.2 | 0 | 19 | 0 | 1.025 | Wind | -1 | 0.05457 | 0 | 19 |  |  |  |  | -0.05457 | 0
80080 | GWINDT11A | 1 | South | YES | -0.013633 | 40.6 | 0 | 94 | 0 | 1.025 | Wind | -1 | 0.05457 | 0 | 94 |  |  |  |  | -0.05457 | 0
80080 | GWINDT11A | 3 | South | YES | -0.013633 | 16.4 | 0 | 38 | 0 | 1.025 | Wind | -1 | 0.05457 | 0 | 38 |  |  |  |  | -0.05457 | 0
80081 | GWINDT21A | 1 | South | YES | -0.013633 | 40.6 | 0 | 94 | 0 | 1.025 | Wind | -1 | 0.05457 | 0 | 94 |  |  |  |  | -0.05457 | 0
80081 | GWINDT21A | 4 | South | YES | -0.013633 | 9.5 | 0 | 22 | 0 | 1.025 | Wind | -1 | 0.05457 | 0 | 22 |  |  |  |  | -0.05457 | 0
80081 | GWINDT21A | 2 | South | YES | -0.013633 | 15.5 | 0 | 36 | 0 | 1.025 | Wind | -1 | 0.05457 | 0 | 36 |  |  |  |  | -0.05457 | 0
80081 | GWINDT21A | 3 | South | YES | -0.013633 | 18.6 | 0 | 43 | 0 | 1.025 | Wind | -1 | 0.05457 | 0 | 43 |  |  |  |  | -0.05457 | 0
80180 | PNSCALT11A | 1 | South | YES | -0.013633 | 63 | 0 | 146 | 0 | 1.025 | Wind | -1 | 0.05457 | 0 | 146 |  |  |  |  | -0.05457 | 0
80180 | PNSCALT11A | 2 | South | YES | -0.013633 | 21.6 | 0 | 50 | 0 | 1.025 | Wind | -1 | 0.05457 | 0 | 50 |  |  |  |  | -0.05457 | 0
80181 | PNSCALT21A | 2 | South | YES | -0.013633 | 21.6 | 0 | 50 | 0 | 1.025 | Wind | -1 | 0.05457 | 0 | 50 |  |  |  |  | -0.05457 | 0
80181 | PNSCALT21A | 1 | South | YES | -0.013633 | 23.7 | 0 | 55 | 0 | 1.025 | Wind | -1 | 0.05457 | 0 | 55 |  |  |  |  | -0.05457 | 0
8511 | OXY_CC0A | 1 | South | YES | -0.013627 | 30.3 | 0 | 38 |  | 1.027 | Cogen | -1 | 0.054564 | 0 | 0 |  |  |  |  | -0.054564 | 0
8461 | KOCH_UP0A | 1 | South | YES | -0.013614 | 38 | 0 | 38 | 0 | 1.012 | Cogen | -1 | 0.054551 | 0 | 0 |  |  |  |  | -0.054551 | 0
8459 | B_DAVIS0B | MB | South | YES | -0.01361 | 0 | 50 | 339 |  | 1.03 | GSC | -1 | 0.054547 | 0 | 0 |  |  |  |  | -0.054547 | 0
8460 | B_DAVIS0A | MB | South | YES | -0.01361 | 0 | 50 | 340 |  | 1.03 | GSC | -1 | 0.054547 | 0 | 0 |  |  |  |  | -0.054547 | 0
8506 | VAL #1 | 1 | South | YES | -0.013606 | 20.9 | 0 | 25 | 0 | 1.0055 | Cogen | -1 | 0.054543 | 0 | 0 |  |  |  |  | -0.054543 | 0
8507 | VAL #2 | 2 | South | YES | -0.013606 | 20.9 | 0 | 25 | 0 | 1.0055 | Cogen | -1 | 0.054543 | 0 | 0 |  |  |  |  | -0.054543 | 0
8456 | COSW#1 | 1 | South | YES | -0.013594 | 20 | 0 | 20 | 0 | 1.027 | Cogen | -1 | 0.054531 | 0 | 0 |  |  |  |  | -0.054531 | 0
8457 | COSW#2 | 2 | South | YES | -0.013594 | 14 | 0 | 14 | 0 | 1.027 | Cogen | -1 | 0.054531 | 0 | 0 |  |  |  |  | -0.054531 | 0
8560 | CNOPGT1 | 1 | South | YES | -0.013588 | 148.3 | 0 | 148.3 | 0 | 1.03 | Cogen | -1 | 0.054525 | 0 | 0 |  |  |  |  | -0.054525 | 0
8561 | CNOPGT2 | 2 | South | YES | -0.013588 | 148.6 | 0 | 148.6 | 0 | 1.03 | Cogen | -1 | 0.054525 | 0 | 0 |  |  |  |  | -0.054525 | 0
8562 | CNOPST1 | 3 | South | YES | -0.013588 | 153 | 0 | 153 | 0 | 1.03 | Cogen | -1 | 0.054525 | 0 | 0 |  |  |  |  | -0.054525 | 0
5932 | SI_RAY9 | 9 | South | YES | -0.01358 | 32 | 32 | 38 | 0 | 1.035 | CC | -1 | 0.054517 | 38 | 38 |  |  |  |  | -0.054517 | -2.0716
5933 | SI_RAY6 | 6 | South | YES | -0.01358 | 15.4 | 10 | 19.3 | 0 | 1.035 | GST | -1 | 0.054517 | 19.3 | 19.3 |  |  |  |  | -0.054517 | -1.0522
5935 | SI_RAY10 | 10 | South | YES | -0.01358 | 47 | 10 | 47 | 0 | 1.03 | CC | -1 | 0.054517 | 47 | 47 |  |  |  |  | -0.054517 | -2.5623
80003 | MILHWYS | F | South | YES | -0.01358 | 0 | 0 | 0 | 0 | 1.0168 | AVR | -1 | 0.054517 | 0 | 0 |  |  |  |  | -0.054517 | 0
8981 | HECN1 | 1 | South | YES | -0.013486 | 144.8 | 0 | 144.8 | 0 | 1.0304 | CC | -1 | 0.054423 | 144.8 | 144.8 |  |  |  |  | -0.054423 | -7.8804
8982 | HECN2 | 2 | South | YES | -0.013486 | 144.1 | 0 | 144.1 | 0 | 1.0304 | CC | -1 | 0.054423 | 144.1 | 144.1 |  |  |  |  | -0.054423 | -7.8423
8983 | HECN3 | 3 | South | YES | -0.013486 | 171.9 | 0 | 171.9 | 0 | 1.0304 | CC | -1 | 0.054423 | 171.9 | 171.9 |  |  |  |  | -0.054423 | -9.3553
8936 | MVGN#1 | 1 | South | YES | -0.013485 | 216.6 | 0 | 216.6 | 0 | 1.0304 | CC | -1 | 0.054422 | 216.6 | 216.6 |  |  |  |  | -0.054422 | -11.7877
8937 | MVGN#2 | 2 | South | YES | -0.013485 | 216.7 | 0 | 216.7 | 0 | 1.0304 | CC | -1 | 0.054422 | 216.7 | 216.7 |  |  |  |  | -0.054422 | -11.7932
8938 | MVGN#3 | 3 | South | YES | -0.013485 | 250.9 | 0 | 250.9 | 0 | 1.0304 | CC | -1 | 0.054422 | 250.9 | 250.9 |  |  |  |  | -0.054422 | -13.6544
8173 | VICEC51A | 5 | South | YES | -0.013477 | 144 | 18 | 144 | 0 | 1.025 | CC | -1 | 0.054414 | 144 | 144 |  |  |  |  | -0.054414 | -7.8356
8174 | VICEC61A | 6 | South | YES | -0.013477 | 188 | 42 | 188 | 0 | 1.025 | CC | -1 | 0.054414 | 188 | 188 |  |  |  |  | -0.054414 | -10.2298
8926 | LGE_GT10A | 1 | South | YES | -0.013475 | 158 | 0 | 158 | 0 | 1.03 | Cogen | -1 | 0.054412 | 0 | 0 |  |  |  |  | -0.054412 | 0
8927 | LGE_GT20A | 2 | South | YES | -0.013475 | 153 | 0 | 153 | 0 | 1.03 | Cogen | -1 | 0.054412 | 0 | 0 |  |  |  |  | -0.054412 | 0
8928 | LGE_STG0A | 3 | South | YES | -0.013475 | 100 | 0 | 100 | 0 | 1.03 | Cogen | -1 | 0.054412 | 0 | 0 |  |  |  |  | -0.054412 | 0
8930 | ICPGN10A | 1 | South | YES | -0.013475 | 149 | 0 | 149 | 0 | 1.03 | Cogen | -1 | 0.054412 | 0 | 0 |  |  |  |  | -0.054412 | 0
8931 | ICPGN20A | 2 | South | YES | -0.013475 | 150 | 0 | 150 | 0 | 1.03 | Cogen | -1 | 0.054412 | 0 | 0 |  |  |  |  | -0.054412 | 0
8932 | ICPGN30A | 3 | South | YES | -0.013475 | 127 | 0 | 127 | 0 | 1.03 | Cogen | -1 | 0.054412 | 0 | 0 |  |  |  |  | -0.054412 | 0
80223 | REYSHR G | 1 | South | YES | -0.013475 | 12 | 0 | 12 | 0 | 1.032 | Cogen | -1 | 0.054412 | 0 | 0 |  |  |  |  | -0.054412 | 0
7007 | L_LOSTPI1_1Y | 1 | South | YES | -0.013425 | 158.6 | 110 | 158 | 0 | 1 | CC | -1 | 0.054362 | 158 | 158 |  |  |  |  | -0.054362 | -8.5891
7008 | L_LOSTPI1_2Y | 2 | South | YES | -0.013425 | 157.7 | 107 | 160 | 0 | 1 | CC | -1 | 0.054362 | 160 | 160 |  |  |  |  | -0.054362 | -8.6979
7009 | L_LOSTPI1_3Y | 3 | South | YES | -0.013425 | 173.9 | 72 | 175 | 0 | 1 | CC | -1 | 0.054362 | 175 | 175 |  |  |  |  | -0.054362 | -9.5133
5508 | RAYBURNCC9 | 1 | South | YES | -0.013366 | 47.7 | 18.2 | 47.7 | 0 | 1.0296 | CC | -1 | 0.054303 | 47.7 | 47.7 |  |  |  |  | -0.054303 | -2.5902
5509 | RAYBURNCC10 | 1 | South | YES | -0.013366 | 37.3 | 5.2 | 37.3 | 0 | 1.0296 | CC | -1 | 0.054303 | 37.3 | 37.3 |  |  |  |  | -0.054303 | -2.0255
5511 | RAYBURNCC7 | 1 | South | YES | -0.013366 | 47.5 | 18.2 | 47.5 | 0 | 1.0296 | CC | -1 | 0.054303 | 47.5 | 47.5 |  |  |  |  | -0.054303 | -2.5794
5512 | RAYBURNCC8 | 1 | South | YES | -0.013366 | 49.3 | 18.2 | 49.3 | 0 | 1.0296 | CC | -1 | 0.054303 | 49.3 | 49.3 |  |  |  |  | -0.054303 | -2.6771
8933 | FGNTS001 | 1 | South | YES | -0.013358 | 146.5 | 0 | 146.5 | 0 | 1.03 | CC | -1 | 0.054295 | 146.5 | 146.5 |  |  |  |  | -0.054295 | -7.9542
8934 | FGNTS101 | 2 | South | YES | -0.013358 | 147.9 | 0 | 147.9 | 0 | 1.03 | CC | -1 | 0.054295 | 147.9 | 147.9 |  |  |  |  | -0.054295 | -8.0302
8935 | FGNTS201 | 3 | South | YES | -0.013358 | 173 | 0 | 173 | 0 | 1.03 | CC | -1 | 0.054295 | 173 | 173 |  |  |  |  | -0.054295 | -9.393
8066 | DUP1V#1 | 1 | South | YES | -0.01334 | 52.3 | 0 | 73 | 0 | 1.01 | Cogen | -1 | 0.054277 | 0 | 0 |  |  |  |  | -0.054277 | 0
7012 | L_FPPYD21_3Y | 3 | South | YES | -0.013255 | 427.5 | 200 | 436 | 0 | 1.02 | LIGCO | -1 | 0.054192 | 0 | 436 |  |  |  |  | -0.054192 | 0
7010 | L_FPPYD11_1Y | 1 | South | YES | -0.013253 | 547.4 | 200 | 606 | 0 | 1.02 | LIGCO | -1 | 0.05419 | 0 | 606 |  |  |  |  | -0.05419 | 0
7011 | L_FPPYD11_2Y | 2 | South | YES | -0.013253 | 552.2 | 200 | 598 | 0 | 1.02 | LIGCO | -1 | 0.05419 | 0 | 598 |  |  |  |  | -0.05419 | 0
5503 | RAYBURNGEN3 | 1 | South | YES | -0.013201 | 17.6 | 6 | 22 | 0 | 1.0223 | GST | -1 | 0.054138 | 22 | 22 |  |  |  |  | -0.054138 | -1.191
5505 | RAYBURNGEN1 | 1 | South | YES | -0.013201 | 0 | 1 | 11 |  | 1.0223 | GGT | -1 | 0.054138 | 11 | 11 |  |  |  |  | -0.054138 | -0.59551
5506 | RAYBURNGEN2 | 1 | South | YES | -0.013201 | 0 | 1 | 11 |  | 1.0223 | GGT | -1 | 0.054138 | 11 | 11 |  |  |  |  | -0.054138 | -0.59551
80224 | VISTRONG1 | 1 | South | YES | -0.013105 | 13.1 | 0 | 15 | 0 | 1.01 | Cogen | -1 | 0.054042 | 0 | 0 |  |  |  |  | -0.054042 | 0
80225 | VISTRONG2 | 2 | South | YES | -0.013105 | 20.2 | 0 | 23 | 0 | 1.01 | Cogen | -1 | 0.054042 | 0 | 0 |  |  |  |  | -0.054042 | 0
80227 | AIRCO G | 1 | South | YES | -0.01302 | 7.2 | 0 | 8 | 0 | 1.0104 | Cogen | -1 | 0.053957 | 0 | 0 |  |  |  |  | -0.053957 | 0
88508 | FALFURRI | F | South | YES | -0.012995 | 0 | 0 | 0 | 0 | 1 | AVR | -1 | 0.053932 | 0 | 0 |  |  |  |  | -0.053932 | 0
8147 | UCAR #2 | 10 | South | YES | -0.012968 | 18.2 | 0 | 28 |  | 1 | Cogen | -1 | 0.053905 | 0 | 0 |  |  |  |  | -0.053905 | 0
8148 | UCAR #1 | 2 | South | YES | -0.012968 | 6.1 | 0 | 7 | 0 | 1.009 | Cogen | -1 | 0.053905 | 0 | 0 |  |  |  |  | -0.053905 | 0
80137 | CSDR89 | 9 | South | YES | -0.012968 | 0 | 0 | 15 |  | 1.003 | DCTie | -1 | 0.053905 | 0 | 0 |  |  |  |  | -0.053905 | 0
80137 | CSDR89 | 8 | South | YES | -0.012968 | 33.9 | 0 | 39 |  | 1.003 | DCTie | -1 | 0.053905 | 0 | 0 |  |  |  |  | -0.053905 | 0
80138 | CSDR7 | 7 | South | YES | -0.012968 | 6.1 | 0 | 7 | 0 | 1.014 | DCTie | -1 | 0.053905 | 0 | 0 |  |  |  |  | -0.053905 | 0
80139 | CSDR56 | 6 | South | YES | -0.012968 | 0 | 0 | 39 |  | 1.0033 | DCTie | -1 | 0.053905 | 0 | 0 |  |  |  |  | -0.053905 | 0
80139 | CSDR56 | 5 | South | YES | -0.012968 | 15 | 0 | 15 |  | 1.0033 | DCTie | -1 | 0.053905 | 0 | 0 |  |  |  |  | -0.053905 | 0
80140 | CSDR11 | 11 | South | YES | -0.012968 | 33.9 | 0 | 39 | 0 | 1.03 | DCTie | -1 | 0.053905 | 0 | 0 |  |  |  |  | -0.053905 | 0
5890 | PEARSALLGEN1 | 1 | South | YES | -0.012766 | 19.2 | 6 | 24 | 0 | 1.0161 | GST | -1 | 0.053703 | 24 | 24 |  |  |  |  | -0.053703 | -1.2889
5891 | PEARSALLGEN2 | 1 | South | YES | -0.012766 | 19.4 | 6 | 24.3 | 0 | 1.0161 | GST | -1 | 0.053703 | 24.3 | 24.3 |  |  |  |  | -0.053703 | -1.305
5892 | PEARSALLGEN3 | 1 | South | YES | -0.012766 | 19.1 | 6 | 23.9 | 0 | 1.0161 | GST | -1 | 0.053703 | 23.9 | 23.9 |  |  |  |  | -0.053703 | -1.2835
80226 | ALCOA G | 1 | South | YES | -0.012632 | 32.3 | 5 | 48 | 0 | 1.015 | Cogen | -1 | 0.053569 | 0 | 0 |  |  |  |  | -0.053569 | 0
5728 | FALCONHYDRO2 | 2 | South | YES | -0.012583 | 12 | 0 | 12 | 0 | 1.0227 | Hydro | -1 | 0.05352 | 0 | 0 |  |  |  |  | -0.05352 | 0
5729 | FALCONHYDRO3 | 3 | South | YES | -0.012583 | 11 | 0 | 11 | 0 | 1.0227 | Hydro | -1 | 0.05352 | 0 | 0 |  |  |  |  | -0.05352 | 0
8048 | FALCONHYDRO1 | 1 | South | YES | -0.012583 | 12 | 0 | 12 | 0 | 1.0227 | Hydro | -1 | 0.05352 | 0 | 0 |  |  |  |  | -0.05352 | 0
8134 | FOR #1 | 1 | South | YES | -0.012529 | 54.1 | 45 | 79 | 0 | 1.03 | Cogen | -1 | 0.053466 | 0 | 0 |  |  |  |  | -0.053466 | 0
8138 | FOR #2 | 2 | South | YES | -0.012529 | 63.1 | 45 | 81 | 0 | 1.03 | Cogen | -1 | 0.053466 | 0 | 0 |  |  |  |  | -0.053466 | 0
8153 | FOR #3 | 3 | South | YES | -0.012529 | 63.1 | 45 | 79.9 | 0 | 1.03 | Cogen | -1 | 0.053466 | 0 | 0 |  |  |  |  | -0.053466 | 0
8154 | FOR #4 | 4 | South | YES | -0.012529 | 63.1 | 60 | 80 | 0 | 1.03 | Cogen | -1 | 0.053466 | 0 | 0 |  |  |  |  | -0.053466 | 0
8155 | FOR #5 | 5 | South | YES | -0.012529 | 63.1 | 60 | 78.4 | 0 | 1.03 | Cogen | -1 | 0.053466 | 0 | 0 |  |  |  |  | -0.053466 | 0
8156 | FOR #6 | 6 | South | YES | -0.012529 | 24.9 | 5 | 25 | 0 | 1.03 | Cogen | -1 | 0.053466 | 0 | 0 |  |  |  |  | -0.053466 | 0
8157 | FOR #7 | 7 | South | YES | -0.012529 | 28.8 | 5 | 46 | 0 | 1.03 | Cogen | -1 | 0.053466 | 0 | 0 |  |  |  |  | -0.053466 | 0
80051 | FOR #8 | 8 | South | YES | -0.012529 | 28 | 28 | 28 | 0 | 1.016 | Cogen | -1 | 0.053466 | 0 | 0 |  |  |  |  | -0.053466 | 0
80052 | FOR #9 | 9 | South | YES | -0.012529 | 29.7 | 5 | 43.6 | 0 | 1.03 | Cogen | -1 | 0.053466 | 0 | 0 |  |  |  |  | -0.053466 | 0
80053 | FOR #10 | 10 | South | YES | -0.012529 | 68.4 | 45 | 75 | 0 | 1.03 | Cogen | -1 | 0.053466 | 0 | 0 |  |  |  |  | -0.053466 | 0
88299 | ZAPATA | F | South | YES | -0.011842 | 0 | 0 | 0 | 0 | 1.02 | BLT | -1 | 0.052779 | 0 | 0 |  |  |  |  | -0.052779 | 0
80012 | LAR | F | South | YES | -0.010765 | 0 | 0 | 0 | 0 | 1.04 | DCTie | -1 | 0.051702 | 0 | 0 |  |  |  |  | -0.051702 | 0
80265 | LARECU40A | 4 | South | YES | -0.010765 | 80 | 0 | 100 |  | 1.039 | GGT | -1 | 0.051702 | 100 | 100 |  |  |  |  | -0.051702 | -5.1702
80266 | LARECU50A | 5 | South | YES | -0.010765 | 80 | 0 | 100 |  | 1.039 | GGT | -1 | 0.051702 | 100 | 100 |  |  |  |  | -0.051702 | -5.1702
3432 | SANDOW_4G | 4 | South | YES | -0.009589 | 580 | 225 | 580 | 0 | 1.029 | LIGCO | -1 | 0.050526 | 0 | 580 |  |  |  |  | -0.050526 | 0
13432 | SANDOW_5G | 5 | South | YES | -0.009589 | 581 | 225 | 581 | 0 | 1.029 | LIGCO | -1 | 0.050526 | 0 | 581 |  |  |  |  | -0.050526 | 0
5911 | STP_GN1___1 | 1 | Houston | YES | -0.008991 | 1333 | 1249 | 1333 | 0 | 1.0406 | Nuc | -1 | 0.049928 | 0 | 0 |  |  |  |  | -0.049928 | 0
5912 | STP_GN2___2 | 2 | Houston | YES | -0.008991 | 1332 | 1249 | 1332 | 0 | 1.0406 | Nuc | -1 | 0.049928 | 0 | 0 |  |  |  |  | -0.049928 | 0
48731 | CBE_GT1 | 1 | Houston | YES | -0.008679 | 76 | 0 | 76 | 0 | 1.029 | CC | -1 | 0.049616 | 76 | 76 |  |  |  |  | -0.049616 | -3.7708
48732 | CBE_GT2 | 1 | Houston | YES | -0.008679 | 76 | 0 | 76 | 0 | 1.029 | CC | -1 | 0.049616 | 76 | 76 |  |  |  |  | -0.049616 | -3.7708
48733 | CBE_ST12 | 1 | Houston | YES | -0.008679 | 105 | 0 | 105 | 0 | 1.029 | CC | -1 | 0.049616 | 105 | 105 |  |  |  |  | -0.049616 | -5.2096
48734 | CBE_GT3 | 1 | Houston | YES | -0.008679 | 76 | 0 | 76 | 0 | 1.029 | CC | -1 | 0.049616 | 76 | 76 |  |  |  |  | -0.049616 | -3.7708
48735 | CBE_GT4 | 1 | Houston | YES | -0.008679 | 76 | 0 | 76 | 0 | 1.029 | CC | -1 | 0.049616 | 76 | 76 |  |  |  |  | -0.049616 | -3.7708
48736 | CBE_ST34 | 1 | Houston | YES | -0.008679 | 105 | 0 | 105 | 0 | 1.029 | CC | -1 | 0.049616 | 105 | 105 |  |  |  |  | -0.049616 | -5.2096
48911 | TGF_GT1_8000 | 1 | Houston | YES | -0.008431 | 69.2 | 0 | 69.2 |  | 1.029 | Cogen | -1 | 0.049368 | 0 | 0 |  |  |  |  | -0.049368 | 0
49851 | DOW17000 | 37 | Houston | YES | -0.007385 | 39 | 0 | 62 | 0 | 1 | Cogen | -1 | 0.048322 | 0 | 0 |  |  |  |  | -0.048322 | 0
49858 | DOW38100 | 31 | Houston | YES | -0.007385 | 45 | 0 | 71.4 |  | 1 | Cogen | -1 | 0.048322 | 0 | 0 |  |  |  |  | -0.048322 | 0
49859 | DOW38200 | 33 | Houston | YES | -0.007385 | 28 | 0 | 45 | 0 | 1 | Cogen | -1 | 0.048322 | 0 | 0 |  |  |  |  | -0.048322 | 0
49860 | DOW38300 | 32 | Houston | YES | -0.007385 | 63 | 0 | 101 |  | 1 | Cogen | -1 | 0.048322 | 0 | 0 |  |  |  |  | -0.048322 | 0
49862 | DOW39100 | 36 | Houston | YES | -0.007385 | 54 | 0 | 86 | 0 | 1 | Cogen | -1 | 0.048322 | 0 | 0 |  |  |  |  | -0.048322 | 0
49863 | DOW39200 | 35 | Houston | YES | -0.007385 | 55 | 0 | 88 | 0 | 1 | Cogen | -1 | 0.048322 | 0 | 0 |  |  |  |  | -0.048322 | 0
49865 | DOW41000 | 41 | Houston | YES | -0.007385 | 31 | 0 | 50 |  | 1 | Cogen | -1 | 0.048322 | 0 | 0 |  |  |  |  | -0.048322 | 0
49866 | DOW42000 | 42 | Houston | YES | -0.007385 | 11 | 0 | 18 |  | 1 | Cogen | -1 | 0.048322 | 0 | 0 |  |  |  |  | -0.048322 | 0
49869 | DOW49000 | 45 | Houston | YES | -0.007385 | 59 | 0 | 94 |  | 1 | Cogen | -1 | 0.048322 | 0 | 0 |  |  |  |  | -0.048322 | 0
49870 | DOW61000 | 61 | Houston | YES | -0.007385 | 44 | 0 | 70 | 0 | 1 | Cogen | -1 | 0.048322 | 0 | 0 |  |  |  |  | -0.048322 | 0
49871 | DOW62000 | 62 | Houston | YES | -0.007385 | 40 | 0 | 63 | 0 | 1 | Cogen | -1 | 0.048322 | 0 | 0 |  |  |  |  | -0.048322 | 0
49872 | DOW63000 | 63 | Houston | YES | -0.007385 | 45 | 0 | 72 | 0 | 1 | Cogen | -1 | 0.048322 | 0 | 0 |  |  |  |  | -0.048322 | 0
49873 | DOW64000 | 64 | Houston | YES | -0.007385 | 41 | 0 | 64.8 | 0 | 1 | Cogen | -1 | 0.048322 | 0 | 0 |  |  |  |  | -0.048322 | 0
49876 | DOW65000 | 65 | Houston | YES | -0.007385 | 63 | 0 | 101 | 0 | 1 | Cogen | -1 | 0.048322 | 0 | 0 |  |  |  |  | -0.048322 | 0
49877 | DOW66000 | 66 | Houston | YES | -0.007385 | 61 | 0 | 97 | 0 | 1 | Cogen | -1 | 0.048322 | 0 | 0 |  |  |  |  | -0.048322 | 0
49878 | DOW67000 | 67 | Houston | YES | -0.007385 | 65 | 0 | 103 | 0 | 1 | Cogen | -1 | 0.048322 | 0 | 0 |  |  |  |  | -0.048322 | 0
49882 | DOW81000 | 81 | Houston | YES | -0.007385 | 47 | 0 | 76 | 0 | 1 | Cogen | -1 | 0.048322 | 0 | 0 |  |  |  |  | -0.048322 | 0
49884 | DOW82000 | 82 | Houston | YES | -0.007385 | 51 | 0 | 80 | 0 | 1 | Cogen | -1 | 0.048322 | 0 | 0 |  |  |  |  | -0.048322 | 0
49885 | DOW83000 | 83 | Houston | YES | -0.007385 | 51 | 0 | 80 | 0 | 1 | Cogen | -1 | 0.048322 | 0 | 0 |  |  |  |  | -0.048322 | 0
49886 | DOW84000 | 84 | Houston | YES | -0.007385 | 107 | 0 | 171 | 0 | 0.98 | Cogen | -1 | 0.048322 | 0 | 0 |  |  |  |  | -0.048322 | 0
48520 | BSF_GT1_8070 | 2 | Houston | YES | -0.007073 | 10 | 0 | 10 | 0 | 1.0326 | Cogen | -1 | 0.04801 | 0 | 0 |  |  |  |  | -0.04801 | 0
48520 | BSF_GT1_8070 | 1 | Houston | YES | -0.007073 | 72 | 0 | 72 | 0 | 1.0326 | Cogen | -1 | 0.04801 | 0 | 0 |  |  |  |  | -0.04801 | 0
39760 | TNSCLP1___8 | 1 | Houston | YES | -0.006815 | 93.4 | 20 | 116.8 | 0 | 1.04 | Cogen | -1 | 0.047752 | 0 | 0 |  |  |  |  | -0.047752 | 0
39770 | TNSCLP2___8 | 1 | Houston | YES | -0.006815 | 91.6 | 20 | 114.5 | 0 | 1.04 | Cogen | -1 | 0.047752 | 0 | 0 |  |  |  |  | -0.047752 | 0
39775 | TNSCLP4___8 | 1 | Houston | YES | -0.006815 | 95.2 | 20 | 119 | 0 | 1.04 | Cogen | -1 | 0.047752 | 0 | 0 |  |  |  |  | -0.047752 | 0
39790 | TNSCLP3___8 | 1 | Houston | YES | -0.006815 | 87.6 | 20 | 109.5 | 0 | 1.027 | Cogen | -1 | 0.047752 | 0 | 0 |  |  |  |  | -0.047752 | 0
48730 | MNS_GT | 1 | Houston | YES | -0.006024 | 43 | 0 | 46.1 |  | 1.029 | Cogen | -1 | 0.046961 | 0 | 0 |  |  |  |  | -0.046961 | 0
48926 | WAP_GN6_6 | 6 | Houston | YES | -0.005999 | 651 | 280 | 651 |  | 1.035 | LIGCO | -1 | 0.046936 | 0 | 651 |  |  |  |  | -0.046936 | 0
48927 | WAP_GN7_7 | 7 | Houston | YES | -0.005999 | 564 | 277 | 564 |  | 1.035 | LIGCO | -1 | 0.046936 | 0 | 564 |  |  |  |  | -0.046936 | 0
48928 | WAP_GN8_8 | 8 | Houston | YES | -0.005999 | 603 | 275 | 603 |  | 1.035 | LIGCO | -1 | 0.046936 | 0 | 603 |  |  |  |  | -0.046936 | 0
48521 | BVE_GT1_GT1 | 1 | Houston | YES | -0.005992 | 167.7 | 0 | 167.7 |  | 1.035 | CC | -1 | 0.046929 | 167.7 | 167.7 |  |  |  |  | -0.046929 | -7.8699
48522 | BVE_GT2_5035 | 2 | Houston | YES | -0.005992 | 166.4 | 0 | 166.4 |  | 1.035 | CC | -1 | 0.046929 | 166.4 | 166.4 |  |  |  |  | -0.046929 | -7.8089
48523 | BVE_ST1_GN1 | 3 | Houston | YES | -0.005992 | 252.4 | 0 | 252.4 |  | 1.035 | CC | -1 | 0.046929 | 252.4 | 252.4 |  |  |  |  | -0.046929 | -11.8448
48510 | AK_GT1__8040 | 1 | Houston | YES | -0.005903 | 33.4 | 8.1 | 34 |  | 1.029 | Cogen | -1 | 0.04684 | 0 | 0 |  |  |  |  | -0.04684 | 0
48921 | WAP_GN1_1 | 1 | Houston | YES | -0.005836 | 132.8 | 37 | 166 | 0 | 1.0362 | GST | -1 | 0.046773 | 166 | 166 |  |  |  |  | -0.046773 | -7.7643
48922 | WAP_GN2_2 | 2 | Houston | YES | -0.005836 | 132.8 | 37 | 166 | 0 | 1.0362 | GST | -1 | 0.046773 | 166 | 166 |  |  |  |  | -0.046773 | -7.7643
48923 | WAP_GN3_3 | 3 | Houston | YES | -0.005836 | 198.4 | 93 | 248 | 0 | 1.0362 | GST | -1 | 0.046773 | 248 | 248 |  |  |  |  | -0.046773 | -11.5996
48924 | WAP_GN4_4 | 4 | Houston | YES | -0.005836 | 546 | 217 | 546 | 0 | 1.0362 | GSC | -1 | 0.046773 | 546 | 546 |  |  |  |  | -0.046773 | -25.5379
48925 | WAP_GN5_5 | 5 | Houston | YES | -0.005836 | 637.2 | 278 | 654 | 0 | 0.985 | LIGCO | -1 | 0.046773 | 0 | 654 |  |  |  |  | -0.046773 | 0
48929 | WAPGT21_GT1 | B1 | Houston | YES | -0.005836 | 0 | 0 | 13 |  | 1.05 | GGT | -1 | 0.046773 | 13 | 13 |  |  |  |  | -0.046773 | -0.60804
38580 | TNBP_CGN1_8 | 1 | Houston | YES | -0.005371 | 70.8 | 0 | 70.8 | 0 | 1.005 | Cogen | -1 | 0.046308 | 0 | 0 |  |  |  |  | -0.046308 | 0
38590 | TNBP_CGN2_8 | 2 | Houston | YES | -0.005371 | 66.7 | 0 | 66.7 | 0 | 1.005 | Cogen | -1 | 0.046308 | 0 | 0 |  |  |  |  | -0.046308 | 0
38600 | TNBP_CGN3_8 | 5 | Houston | YES | -0.005371 | 53 | 0 | 53 | 0 | 1.005 | Cogen | -1 | 0.046308 | 0 | 0 |  |  |  |  | -0.046308 | 0
38611 | TNBPAMCG1_8 | 1 | Houston | YES | -0.005371 | 153.2 | 0 | 153.2 | 0 | 1.005 | Cogen | -1 | 0.046308 | 0 | 0 |  |  |  |  | -0.046308 | 0
38612 | TNBPAMCG2_8 | 2 | Houston | YES | -0.005371 | 153.5 | 0 | 153.5 | 0 | 1.005 | Cogen | -1 | 0.046308 | 0 | 0 |  |  |  |  | -0.046308 | 0
38613 | TNBPAMCG3_8 | 3 | Houston | YES | -0.005371 | 152.3 | 0 | 152.3 | 0 | 1.005 | Cogen | -1 | 0.046308 | 0 | 0 |  |  |  |  | -0.046308 | 0
38614 | TNBPAMCG4_8 | 4 | Houston | YES | -0.005371 | 96 | 0 | 96 |  | 1.005 | Cogen | -1 | 0.046308 | 0 | 0 |  |  |  |  | -0.046308 | 0
38615 | TNBPAMCG5_8 | 1 | Houston | YES | -0.005371 | 244 | 0 | 244 | 0 | 1.005 | Cogen | -1 | 0.046308 | 0 | 0 |  |  |  |  | -0.046308 | 0
38690 | TNBP_CGN4_8 | 3 | Houston | YES | -0.005371 | 40 | 0 | 40 |  | 1.005 | Cogen | -1 | 0.046308 | 0 | 0 |  |  |  |  | -0.046308 | 0
38711 | TNTXCTY1CG8 | 1 | Houston | YES | -0.005371 | 100.3 | 59 | 100.3 | 0 | 1 | Cogen | -1 | 0.046308 | 0 | 0 |  |  |  |  | -0.046308 | 0
38712 | TNTXCTY2CG8 | 1 | Houston | YES | -0.005371 | 92.9 | 59 | 92.9 | 0 | 1 | Cogen | -1 | 0.046308 | 0 | 0 |  |  |  |  | -0.046308 | 0
38713 | TNTXCTY3CG8 | 1 | Houston | YES | -0.005371 | 102.7 | 59 | 102.7 | 0 | 1 | Cogen | -1 | 0.046308 | 0 | 0 |  |  |  |  | -0.046308 | 0
38714 | TNTXCTY4CG8 | 1 | Houston | YES | -0.005371 | 103 | 59 | 103 | 0 | 1 | Cogen | -1 | 0.046308 | 0 | 0 |  |  |  |  | -0.046308 | 0
39470 | TNDOWCGNSG8 | 1 | Houston | YES | -0.005371 | 32 | 10 | 32 | 0 | 0.985 | Cogen | -1 | 0.046308 | 0 | 0 |  |  |  |  | -0.046308 | 0
39480 | TNDOWCGNGG8 | 1 | Houston | YES | -0.005371 | 30 | 10 | 30 | 0 | 0.985 | Cogen | -1 | 0.046308 | 0 | 0 |  |  |  |  | -0.046308 | 0
48772 | PHR_GN2_2 | MB | Houston | YES | -0.005153 | 0 | 72 | 459 |  | 1.0362 | GSC | -1 | 0.04609 | 0 | 0 |  |  |  |  | -0.04609 | 0
48561 | CTL_GT2_8130 | 1 | Houston | YES | -0.004998 | 73.5 | 30.3 | 91.9 |  | 1.0362 | Cogen | -1 | 0.045935 | 0 | 0 |  |  |  |  | -0.045935 | 0
48562 | CTL_GT3_8135 | 2 | Houston | YES | -0.004998 | 70.1 | 30.3 | 87.6 |  | 1.0362 | Cogen | -1 | 0.045935 | 0 | 0 |  |  |  |  | -0.045935 | 0
48563 | CTL_GT4_8140 | 3 | Houston | YES | -0.004998 | 69.6 | 30.3 | 87 |  | 1.0362 | Cogen | -1 | 0.045935 | 0 | 0 |  |  |  |  | -0.045935 | 0
48564 | CTL_GN1_8145 | 4 | Houston | YES | -0.004998 | 43.6 | 12.9 | 54.5 |  | 1.0362 | Cogen | -1 | 0.045935 | 0 | 0 |  |  |  |  | -0.045935 | 0
48565 | CTL_GN2_8155 | 5 | Houston | YES | -0.004998 | 9.8 | 3.4 | 12.2 |  | 1.0362 | Cogen | -1 | 0.045935 | 0 | 0 |  |  |  |  | -0.045935 | 0
48531 | BYU_GT1_8075 | 1 | Houston | YES | -0.004941 | 65 | 0 | 65 |  | 1.0362 | Cogen | -1 | 0.045878 | 0 | 0 |  |  |  |  | -0.045878 | 0
48532 | BYU_GT2_8055 | 2 | Houston | YES | -0.004941 | 62 | 0 | 62 |  | 1.0362 | Cogen | -1 | 0.045878 | 0 | 0 |  |  |  |  | -0.045878 | 0
48533 | BYU_GT3_8060 | 3 | Houston | YES | -0.004941 | 67 | 0 | 67 |  | 1.0362 | Cogen | -1 | 0.045878 | 0 | 0 |  |  |  |  | -0.045878 | 0
48534 | BYU_GT4_8065 | 4 | Houston | YES | -0.004941 | 65 | 0 | 65 |  | 1.0362 | Cogen | -1 | 0.045878 | 0 | 0 |  |  |  |  | -0.045878 | 0
48691 | GBY_73741085 | A | Houston | YES | -0.004856 | 37.6 | 20 | 47 | 0 | 1.0362 | GGT | -1 | 0.045793 | 47 | 47 |  |  |  |  | -0.045793 | -2.1523
48691 | GBY_73741085 | B | Houston | YES | -0.004856 | 37.6 | 20 | 47 | 0 | 1.0362 | GGT | -1 | 0.045793 | 47 | 47 |  |  |  |  | -0.045793 | -2.1523
48692 | GBY_81821075 | C | Houston | YES | -0.004856 | 37.6 | 20 | 47 | 0 | 1.0362 | GGT | -1 | 0.045793 | 47 | 47 |  |  |  |  | -0.045793 | -2.1523
48692 | GBY_81821075 | D | Houston | YES | -0.004856 | 44 | 20 | 55 | 0 | 1.0362 | GGT | -1 | 0.045793 | 55 | 55 |  |  |  |  | -0.045793 | -2.5186
48693 | GBY_83841065 | E | Houston | YES | -0.004856 | 45.6 | 20 | 57 | 0 | 1.0362 | GGT | -1 | 0.045793 | 57 | 57 |  |  |  |  | -0.045793 | -2.6102
48693 | GBY_83841065 | F | Houston | YES | -0.004856 | 43.2 | 20 | 54 | 0 | 1.0362 | GGT | -1 | 0.045793 | 54 | 54 |  |  |  |  | -0.045793 | -2.4728
48841 | SJS_GT1_GT1 | 1 | Houston | YES | -0.004831 | 62.4 | 49 | 78 | 0 | 1.0362 | Cogen | -1 | 0.045768 | 0 | 0 |  |  |  |  | -0.045768 | 0
48842 | SJS_GT2_GT2 | 2 | Houston | YES | -0.004831 | 64.8 | 49 | 81 | 0 | 1.0362 | Cogen | -1 | 0.045768 | 0 | 0 |  |  |  |  | -0.045768 | 0
48641 | DPEC_GT15040 | 1 | Houston | YES | -0.004806 | 163.2 | 98 | 163.2 | 0 | 1.0319 | CC | -1 | 0.045743 | 163.2 | 163.2 |  |  |  |  | -0.045743 | -7.4652
48642 | DPEC_GT25025 | 2 | Houston | YES | -0.004806 | 157.1 | 98 | 157.1 | 0 | 1.0319 | CC | -1 | 0.045743 | 157.1 | 157.1 |  |  |  |  | -0.045743 | -7.1862
48643 | DPEC_GT35010 | 3 | Houston | YES | -0.004806 | 157.5 | 98 | 157.5 | 0 | 1.0319 | CC | -1 | 0.045743 | 157.5 | 157.5 |  |  |  |  | -0.045743 | -7.2045
48644 | DPEC_GT45070 | 4 | Houston | YES | -0.004806 | 157 | 98 | 157 | 0 | 1.0319 | CC | -1 | 0.045743 | 157 | 157 |  |  |  |  | -0.045743 | -7.1816
48645 | DPEC_ST55065 | 5 | Houston | YES | -0.004806 | 282 | 0 | 282 | 0 | 1.0319 | CC | -1 | 0.045743 | 282 | 282 |  |  |  |  | -0.045743 | -12.8994
48761 | PR_GT1__9040 | 1 | Houston | YES | -0.004774 | 26 | 0 | 35 |  | 1 | Cogen | -1 | 0.045711 | 0 | 0 |  |  |  |  | -0.045711 | 0
48855 | SRB_GT211035 | B1 | Houston | YES | -0.004749 | 0 | 0 | 18 |  | 1.014 | GGT | -1 | 0.045686 | 18 | 18 |  |  |  |  | -0.045686 | -0.82234
48855 | SRB_GT211035 | B2 | Houston | YES | -0.004749 | 0 | 0 | 12 |  | 1.014 | GGT | -1 | 0.045686 | 12 | 12 |  |  |  |  | -0.045686 | -0.54823
48852 | SRB_GN2_2 | 2 | Houston | YES | -0.004747 | 140.8 | 26 | 176 | 0 | 1.0217 | GST | -1 | 0.045684 | 176 | 176 |  |  |  |  | -0.045684 | -8.0403
48851 | SRB_GN1_1 | 1 | Houston | YES | -0.004745 | 132 | 26 | 165 | 0 | 1.0217 | GST | -1 | 0.045682 | 165 | 165 |  |  |  |  | -0.045682 | -7.5375
48551 | CAL_GT1_8045 | 1 | Houston | YES | -0.004744 | 149 | 0 | 149 | 0 | 1.0326 | Cogen | -1 | 0.045681 | 0 | 0 |  |  |  |  | -0.045681 | 0
48552 | CAL_ST1_8000 | 2 | Houston | YES | -0.004744 | 65.1 | 0 | 65.1 | 0 | 1.0326 | Cogen | -1 | 0.045681 | 0 | 0 |  |  |  |  | -0.045681 | 0
48845 | SOL_GT1 | 1 | Houston | YES | -0.004738 | 16.2 | 15.4 | 16.2 |  | 1.0326 | Solar | -1 | 0.045675 | 16.2 | 16.2 |  |  |  |  | -0.045675 | -0.73993
48853 | SRB_GN3_3 | 3 | Houston | YES | -0.004738 | 170.4 | 35 | 213 |  | 1.0326 | GST | -1 | 0.045675 | 213 | 213 |  |  |  |  | -0.045675 | -9.7287
48611 | DIB_GT1_8080 | 1 | Houston | YES | -0.004737 | 64 | 0 | 64 | 0 | 1.0326 | Cogen | -1 | 0.045674 | 0 | 0 |  |  |  |  | -0.045674 | 0
48612 | DIB_GT2_8075 | 2 | Houston | YES | -0.004737 | 63.2 | 0 | 63.2 | 0 | 1.0326 | Cogen | -1 | 0.045674 | 0 | 0 |  |  |  |  | -0.045674 | 0
48613 | DIB_ST1_8085 | 3 | Houston | YES | -0.004737 | 67.9 | 30 | 82.6 | 0 | 1.0326 | Cogen | -1 | 0.045674 | 0 | 0 |  |  |  |  | -0.045674 | 0
48614 | DIB_GT3_8090 | 4 | Houston | YES | -0.004737 | 73.6 | 15 | 73.6 | 0 | 1.0326 | Cogen | -1 | 0.045674 | 0 | 0 |  |  |  |  | -0.045674 | 0
48854 | SRB_GN4_4 | 4 | Houston | YES | -0.004736 | 182.4 | 35 | 228 | 0 | 1.0326 | GST | -1 | 0.045673 | 228 | 228 |  |  |  |  | -0.045673 | -10.4134
48740 | PSG_GN2_8050 | 1 | Houston | YES | -0.004735 | 182 | 60 | 182 | 0 | 1.0326 | Cogen | -1 | 0.045672 | 0 | 0 |  |  |  |  | -0.045672 | 0
48741 | PSG_GT2_8040 | 1 | Houston | YES | -0.004735 | 158.6 | 50 | 158.6 | 0 | 1.0326 | Cogen | -1 | 0.045672 | 0 | 0 |  |  |  |  | -0.045672 | 0
48742 | PSG_GT3_8060 | 1 | Houston | YES | -0.004735 | 157 | 50 | 157 | 0 | 1.0326 | Cogen | -1 | 0.045672 | 0 | 0 |  |  |  |  | -0.045672 | 0
48820 | SHELLG1_3015 | 1 | Houston | YES | -0.004699 | 71 | 34.5 | 71 |  | 1.029 | Cogen | -1 | 0.045636 | 0 | 0 |  |  |  |  | -0.045636 | 0
48821 | SHELLG2 | 2 | Houston | YES | -0.004699 | 72 | 34.5 | 72 |  | 1.029 | Cogen | -1 | 0.045636 | 0 | 0 |  |  |  |  | -0.045636 | 0
48822 | SHELLG3_3020 | 2 | Houston | YES | -0.004699 | 30 | 0 | 30 |  | 1.029 | Cogen | -1 | 0.045636 | 0 | 0 |  |  |  |  | -0.045636 | 0
48822 | SHELLG3_3020 | 1 | Houston | YES | -0.004699 | 39 | 0 | 39 |  | 1.029 | Cogen | -1 | 0.045636 | 0 | 0 |  |  |  |  | -0.045636 | 0
48500 | APD_GT1_8005 | 1 | Houston | YES | -0.00464 | 137.6 | 54.6 | 137.6 |  | 1.0362 | Cogen | -1 | 0.045577 | 0 | 0 |  |  |  |  | -0.045577 | 0
48511 | LPE_GT1_8070 | 1 | Houston | YES | -0.004636 | 42 | 0 | 42 | 0 | 1.0362 | GGT | -1 | 0.045573 | 42 | 42 |  |  |  |  | -0.045573 | -1.9141
48512 | LPE_GT2_8075 | 2 | Houston | YES | -0.004636 | 42 | 0 | 42 | 0 | 1.0362 | GGT | -1 | 0.045573 | 42 | 42 |  |  |  |  | -0.045573 | -1.9141
48513 | LPE_GT3_8080 | 3 | Houston | YES | -0.004636 | 39 | 0 | 39 | 0 | 1.0362 | GGT | -1 | 0.045573 | 39 | 39 |  |  |  |  | -0.045573 | -1.7773
48514 | LPE_GT4_8085 | 4 | Houston | YES | -0.004636 | 39 | 0 | 39 | 0 | 1.0362 | GGT | -1 | 0.045573 | 39 | 39 |  |  |  |  | -0.045573 | -1.7773
48593 | CHE_GT1_8015 | 1 | Houston | YES | -0.00462 | 173 | 50 | 173 | 0 | 1.0362 | Cogen | -1 | 0.045557 | 0 | 0 |  |  |  |  | -0.045557 | 0
48594 | CHE_GN4_8025 | 4 | Houston | YES | -0.00462 | 142 | 60 | 142 | 0 | 1.0362 | Cogen | -1 | 0.045557 | 0 | 0 |  |  |  |  | -0.045557 | 0
48873 | THW_ST3_ST_3 | 3 | Houston | YES | -0.004536 | 107 | 19 | 107 | 0 | 1.0435 | CC | -1 | 0.045473 | 107 | 107 |  |  |  |  | -0.045473 | -4.8656
48874 | THW_ST4_ST_4 | 4 | Houston | YES | -0.004536 | 108 | 19 | 108 | 0 | 1.0435 | CC | -1 | 0.045473 | 108 | 108 |  |  |  |  | -0.045473 | -4.911
48875 | THW_3132 | B | Houston | YES | -0.004536 | 53 | 5 | 53 | 0 | 1.0435 | CC | -1 | 0.045473 | 53 | 53 |  |  |  |  | -0.045473 | -2.4101
48875 | THW_3132 | A | Houston | YES | -0.004536 | 55 | 5 | 55 | 0 | 1.0435 | CC | -1 | 0.045473 | 55 | 55 |  |  |  |  | -0.045473 | -2.501
48877 | THW_3334 | C | Houston | YES | -0.004536 | 55 | 5 | 55 | 0 | 1.0435 | CC | -1 | 0.045473 | 55 | 55 |  |  |  |  | -0.045473 | -2.501
48877 | THW_3334 | D | Houston | YES | -0.004536 | 57 | 5 | 57 | 0 | 1.0435 | CC | -1 | 0.045473 | 57 | 57 |  |  |  |  | -0.045473 | -2.5919
48879 | THW_4142 | E | Houston | YES | -0.004536 | 56 | 5 | 56 | 0 | 1.0435 | CC | -1 | 0.045473 | 56 | 56 |  |  |  |  | -0.045473 | -2.5465
48879 | THW_4142 | F | Houston | YES | -0.004536 | 55 | 5 | 55 | 0 | 1.0435 | CC | -1 | 0.045473 | 55 | 55 |  |  |  |  | -0.045473 | -2.501
48881 | THW_4344 | G | Houston | YES | -0.004536 | 58 | 5 | 58 | 0 | 1.0435 | CC | -1 | 0.045473 | 58 | 58 |  |  |  |  | -0.045473 | -2.6374
48881 | THW_4344 | H | Houston | YES | -0.004536 | 58 | 5 | 58 | 0 | 1.0435 | CC | -1 | 0.045473 | 58 | 58 |  |  |  |  | -0.045473 | -2.6374
48582 | CBY_GN2_2 | 2 | Houston | YES | -0.004491 | 596.8 | 110 | 746 | 0 | 1.0435 | GSC | -1 | 0.045428 | 746 | 746 |  |  |  |  | -0.045428 | -33.889
49803 | EXN_15GT | 1 | Houston | YES | -0.004466 | 33 | 8.3 | 34 |  | 1.0326 | Cogen | -1 | 0.045403 | 0 | 0 |  |  |  |  | -0.045403 | 0
49804 | EXN_16GT | 2 | Houston | YES | -0.004466 | 32 | 8.3 | 34.7 |  | 1.0326 | Cogen | -1 | 0.045403 | 0 | 0 |  |  |  |  | -0.045403 | 0
49805 | EXN_17GT | 3 | Houston | YES | -0.004466 | 31 | 8.3 | 32.7 |  | 1.0326 | Cogen | -1 | 0.045403 | 0 | 0 |  |  |  |  | -0.045403 | 0
49826 | EXN938GT | 5 | Houston | YES | -0.004466 | 43 | 9.2 | 45.9 | 0 | 1.0326 | Cogen | -1 | 0.045403 | 0 | 0 |  |  |  |  | -0.045403 | 0
49828 | EXN941GT | 10 | Houston | YES | -0.004466 | 17.7 | 5.4 | 17.7 | 0 | 1.0326 | Cogen | -1 | 0.045403 | 0 | 0 |  |  |  |  | -0.045403 | 0
49829 | EXN942GT | 11 | Houston | YES | -0.004466 | 20 | 5.4 | 20.4 | 0 | 1.0326 | Cogen | -1 | 0.045403 | 0 | 0 |  |  |  |  | -0.045403 | 0
49830 | EXN943GT | 12 | Houston | YES | -0.004466 | 19 | 5.4 | 19.9 | 0 | 1.0326 | Cogen | -1 | 0.045403 | 0 | 0 |  |  |  |  | -0.045403 | 0
49831 | EXN944GT | 13 | Houston | YES | -0.004466 | 33 | 5.4 | 35 | 0 | 1.0326 | Cogen | -1 | 0.045403 | 0 | 0 |  |  |  |  | -0.045403 | 0
49832 | EXN945GT | 9 | Houston | YES | -0.004466 | 18.5 | 9.2 | 18.5 | 0 | 1.0326 | Cogen | -1 | 0.045403 | 0 | 0 |  |  |  |  | -0.045403 | 0
49837 | EXN_GT | 4 | Houston | YES | -0.004466 | 81 | 21.3 | 85.4 | 0 | 1.0326 | Cogen | -1 | 0.045403 | 0 | 0 |  |  |  |  | -0.045403 | 0
49838 | EXN_14GT | 14 | Houston | YES | -0.004466 | 140 | 0 | 148 |  | 1.0326 | Cogen | -1 | 0.045403 | 0 | 0 |  |  |  |  | -0.045403 | 0
48883 | THW_GT1_GT_1 | B2 | Houston | YES | -0.004443 | 0 | 0 | 12 |  | 1.043 | GGT | -1 | 0.04538 | 12 | 12 |  |  |  |  | -0.04538 | -0.54456
48651 | EP_1_2 | 2 | Houston | YES | -0.004398 | 17.7 | 10 | 21 | 0 | 1.0362 | Cogen | -1 | 0.045335 | 0 | 0 |  |  |  |  | -0.045335 | 0
48651 | EP_1_2 | 1 | Houston | YES | -0.004398 | 4 | 0 | 5 | 0 | 1.0362 | Cogen | -1 | 0.045335 | 0 | 0 |  |  |  |  | -0.045335 | 0
48791 | PSA_GT1_8160 | 1 | Houston | YES | -0.004395 | 52 | 20.8 | 65 | 0 | 1.0362 | Cogen | -1 | 0.045332 | 0 | 0 |  |  |  |  | -0.045332 | 0
48792 | PSA_GT2_8155 | 2 | Houston | YES | -0.004395 | 52.8 | 20.3 | 66 | 0 | 1.0362 | Cogen | -1 | 0.045332 | 0 | 0 |  |  |  |  | -0.045332 | 0
48793 | PSA_GT3_8150 | 3 | Houston | YES | -0.004395 | 56 | 20.3 | 70 | 0 | 1.0362 | Cogen | -1 | 0.045332 | 0 | 0 |  |  |  |  | -0.045332 | 0
48794 | PSA_GT4_8145 | 4 | Houston | YES | -0.004395 | 52.8 | 20.3 | 66 | 0 | 1.0362 | Cogen | -1 | 0.045332 | 0 | 0 |  |  |  |  | -0.045332 | 0
48795 | PSA_GT5_8140 | 5 | Houston | YES | -0.004395 | 51.2 | 20.3 | 64 | 0 | 1.0362 | Cogen | -1 | 0.045332 | 0 | 0 |  |  |  |  | -0.045332 | 0
48796 | PSA_GN1_8165 | 1 | Houston | YES | -0.004395 | 83.2 | 43.1 | 104 | 0 | 1.0362 | Cogen | -1 | 0.045332 | 0 | 0 |  |  |  |  | -0.045332 | 0
48797 | PSA_GT6_8135 | 6 | Houston | YES | -0.004395 | 47.2 | 34.5 | 59 | 0 | 1.0362 | Cogen | -1 | 0.045332 | 0 | 0 |  |  |  |  | -0.045332 | 0
48581 | CBY_GN1_1 | 1 | Houston | YES | -0.004394 | 595.2 | 108 | 744 | 0 | 1.0435 | GSC | -1 | 0.045331 | 744 | 744 |  |  |  |  | -0.045331 | -33.726
48815 | CVC_GT4_8005 | 4 | Houston | YES | -0.004372 | 165 | 91.8 | 165 |  | 1.0362 | Cogen | -1 | 0.045309 | 0 | 0 |  |  |  |  | -0.045309 | 0
48583 | CBY_GT4_1 | 1 | Houston | YES | -0.004363 | 172 | 0 | 172 | 0 | 1.026 | GSC | -1 | 0.0453 | 172 | 172 |  |  |  |  | -0.0453 | -7.7915
48584 | CBY_GT4_2 | 2 | Houston | YES | -0.004363 | 172 | 0 | 172 | 0 | 1.026 | CC | -1 | 0.0453 | 172 | 172 |  |  |  |  | -0.0453 | -7.7915
48585 | CBY_ST4_1 | 3 | Houston | YES | -0.004363 | 172 | 0 | 172 | 0 | 1.026 | CC | -1 | 0.0453 | 172 | 172 |  |  |  |  | -0.0453 | -7.7915
48595 | BTE_GT2_8075 | 1 | Houston | YES | -0.004293 | 162.8 | 130 | 162.8 | 0 | 1.0261 | CC | -1 | 0.04523 | 162.8 | 162.8 |  |  |  |  | -0.04523 | -7.3634
48596 | BTE_GT3_8045 | 2 | Houston | YES | -0.004293 | 161.4 | 130 | 161.4 | 0 | 1.0261 | CC | -1 | 0.04523 | 161.4 | 161.4 |  |  |  |  | -0.04523 | -7.3001
48597 | BTE_GT4_8055 | 3 | Houston | YES | -0.004293 | 158.9 | 130 | 158.9 | 0 | 1.0261 | CC | -1 | 0.04523 | 158.9 | 158.9 |  |  |  |  | -0.04523 | -7.187
48598 | BTE_ST1_8070 | 4 | Houston | YES | -0.004293 | 269.2 | 60 | 269.2 | 0 | 1.0261 | CC | -1 | 0.04523 | 269.2 | 269.2 |  |  |  |  | -0.04523 | -12.1758
48690 | GBY_GN5_5 | 5 | Houston | YES | -0.004266 | 318.4 | 81 | 398 |  | 1.0362 | GSC | -1 | 0.045203 | 398 | 398 |  |  |  |  | -0.045203 | -17.9907
48885 | THW_5152 | A | Houston | YES | -0.004234 | 46.4 | 5 | 58 |  | 1.0319 | GGT | -1 | 0.045171 | 58 | 58 |  |  |  |  | -0.045171 | -2.6199
48885 | THW_5152 | B | Houston | YES | -0.004234 | 47.2 | 5 | 59 |  | 1.0319 | GGT | -1 | 0.045171 | 59 | 59 |  |  |  |  | -0.045171 | -2.6651
48886 | THW_5354 | D | Houston | YES | -0.004234 | 46.4 | 5 | 58 |  | 1.0319 | GGT | -1 | 0.045171 | 58 | 58 |  |  |  |  | -0.045171 | -2.6199
48886 | THW_5354 | C | Houston | YES | -0.004234 | 45.6 | 5 | 57 |  | 1.0319 | GGT | -1 | 0.045171 | 57 | 57 |  |  |  |  | -0.045171 | -2.5747
48887 | THW_5556 | F | Houston | YES | -0.004234 | 45.6 | 5 | 57 |  | 1.0319 | GGT | -1 | 0.045171 | 57 | 57 |  |  |  |  | -0.045171 | -2.5747
48887 | THW_5556 | E | Houston | YES | -0.004234 | 47.2 | 5 | 59 |  | 1.0319 | GGT | -1 | 0.045171 | 59 | 59 |  |  |  |  | -0.045171 | -2.6651
48591 | CHE_GT2_5030 | 2 | Houston | YES | -0.003807 | 173 | 50 | 173 | 0 | 1.029 | Cogen | -1 | 0.044744 | 0 | 0 |  |  |  |  | -0.044744 | 0
48811 | CVC_GT3_5045 | 3 | Houston | YES | -0.003807 | 156 | 91.8 | 156 | 0 | 1.029 | Cogen | -1 | 0.044744 | 0 | 0 |  |  |  |  | -0.044744 | 0
48812 | CVC_GT2_5020 | 2 | Houston | YES | -0.003807 | 158 | 91.8 | 158 | 0 | 1.029 | Cogen | -1 | 0.044744 | 0 | 0 |  |  |  |  | -0.044744 | 0
48813 | CVC_GT1_5035 | 1 | Houston | YES | -0.003807 | 160 | 91.8 | 160 | 0 | 1.029 | Cogen | -1 | 0.044744 | 0 | 0 |  |  |  |  | -0.044744 | 0
48814 | CVC_ST5_5040 | 1 | Houston | YES | -0.003807 | 162 | 91.8 | 162 | 0 | 1.029 | Cogen | -1 | 0.044744 | 0 | 0 |  |  |  |  | -0.044744 | 0
5934 | SI_RAY5 | 5 | South | YES | 0 | 0 | 10 | 15 |  | 1.035 | GST | -1 | 0.040937 | 15 | 15 |  |  |  |  | -0.040937 | -0.61405
8139 | JOS #1 | MB | South | YES | 0 | 0 | 45 | 255 |  | 1.02 | GST | -1 | 0.040937 | 0 | 0 |  |  |  |  | -0.040937 | 0
8285 | LAR #1 | MB | South | YES | 0 | 0 | 9 | 32 |  | 1.0497 | GST | -1 | 0.040937 | 0 | 0 |  |  |  |  | -0.040937 | 0
8287 | LAR #2 | MB | South | YES | 0 | 0 | 9 | 32 |  | 1.04 | GST | -1 | 0.040937 | 0 | 0 |  |  |  |  | -0.040937 | 0
8288 | LAR #3 | MB | South | YES | 0 | 0 | 25 | 105 |  | 1.04 | GST | -1 | 0.040937 | 0 | 0 |  |  |  |  | -0.040937 | 0
8388 | BATES0A | MB | South | YES | 0 | 0 | 21 | 71 |  | 1.033 | GST | -1 | 0.040937 | 0 | 0 |  |  |  |  | -0.040937 | 0
8393 | BATES0B | MB | South | YES | 0 | 0 | 25 | 110 |  | 1.03 | GST | -1 | 0.040937 | 0 | 0 |  |  |  |  | -0.040937 | 0
8437 | NUECES_B0C | MB | South | YES | 0 | 0 | 7 | 30 |  | 1.03 | GST | -1 | 0.040937 | 0 | 0 |  |  |  |  | -0.040937 | 0
8438 | NUECES_B0B | MB | South | YES | 0 | 0 | 26 | 169 |  | 1.03 | GST | -1 | 0.040937 | 0 | 0 |  |  |  |  | -0.040937 | 0
8442 | NUECES_B0A | MB | South | YES | 0 | 0 | 81 | 367 |  | 1.03 | GST | -1 | 0.040937 | 0 | 0 |  |  |  |  | -0.040937 | 0
39190 | TNSLCGN1__8 | 1 | Houston | YES | 0 | 0 | 10 | 30 |  | 1.03 | Cogen | -1 | 0.040937 | 0 | 0 |  |  |  |  | -0.040937 | 0
48671 | FTR_GT1_5105 | 1 | North | YES | 3e-05 | 154.2 | 0 | 154.2 | 0 | 1.0319 | CC | -1 | 0.040907 | 154.2 | 154.2 |  |  | 0.004626 | 154.2 | -0.040907 | -6.3078
48672 | FTR_GT2_5110 | 2 | North | YES | 3e-05 | 159 | 0 | 159 | 0 | 1.0319 | CC | -1 | 0.040907 | 159 | 159 |  |  | 0.00477 | 159 | -0.040907 | -6.5042
48673 | FTR_GT3_5085 | 3 | North | YES | 3e-05 | 158 | 0 | 158 | 0 | 1.0319 | CC | -1 | 0.040907 | 158 | 158 |  |  | 0.00474 | 158 | -0.040907 | -6.4633
48674 | FTR_CN4_5095 | 4 | North | YES | 3e-05 | 380 | 0 | 380 | 0 | 1.0319 | CC | -1 | 0.040907 | 380 | 380 |  |  | 0.0114 | 380 | -0.040907 | -15.5445
32883 | BRYN_DNSBY3 | 1 | North | YES | 0.000612 | 0 | 2 | 48 |  | 1.015 | GST | -1 | 0.040325 | 48 | 48 |  |  | 0.029376 | 48 | -0.040325 | -1.9356
32884 | BRYN_DNSBY13 | 1 | North | YES | 0.000612 | 46 | 2 | 46 | 0 | 1.015 | GST | -1 | 0.040325 | 46 | 46 |  |  | 0.028152 | 46 | -0.040325 | -1.8549
32892 | BRYN_DNSBY14 | 1 | North | YES | 0.000612 | 84 | 25 | 105 | 0 | 1.035 | GST | -1 | 0.040325 | 105 | 105 |  |  | 0.06426 | 105 | -0.040325 | -4.2341
32886 | BRYN_ATKINS3 | MB | North | YES | 0.000658 | 0 | 5 | 12 |  | 1 | GST | -1 | 0.040279 | 0 | 0 |  |  | 0 | 0 | -0.040279 | 0
32887 | BRYN_ATKINS6 | MB | North | YES | 0.000658 | 0 | 12 | 51 |  | 1.028 | GST | -1 | 0.040279 | 0 | 0 |  |  | 0 | 0 | -0.040279 | 0
32888 | BRYN_ATKINS7 | 1 | North | YES | 0.000658 | 13.6 | 4 | 17 |  | 1.028 | GGT | -1 | 0.040279 | 17 | 17 |  |  | 0.011186 | 17 | -0.040279 | -0.68474
32890 | BRYN_ATKINS4 | MB | North | YES | 0.000658 | 0 | 5 | 22 |  | 1.031 | GST | -1 | 0.040279 | 0 | 0 |  |  | 0 | 0 | -0.040279 | 0
32891 | BRYN_ATKINS5 | MB | North | YES | 0.000658 | 0 | 5 | 25 |  | 1.031 | GST | -1 | 0.040279 | 0 | 0 |  |  | 0 | 0 | -0.040279 | 0
32798 | BRYN_TAMUGEN | 1 | North | YES | 0.000676 | 32 | 0 | 32 |  | 1.02 | GST | -1 | 0.040261 | 32 | 32 |  |  | 0.021632 | 32 | -0.040261 | -1.2883
3416 | LAKE_CRK1_G | 1 | North | YES | 0.000727 | 60 | 33 | 75 |  | 1.029 | GST | -1 | 0.04021 | 75 | 75 |  |  | 0.054525 | 75 | -0.04021 | -3.0157
3417 | LAKE_CRK2_G | 2 | North | YES | 0.000727 | 177.6 | 40 | 222 | 0 | 1.029 | GST | -1 | 0.04021 | 222 | 222 |  |  | 0.16139 | 222 | -0.04021 | -8.9265
990 | GIBN_CREK_G1 | 1 | North | YES | 0.000809 | 463 | 200 | 463 | 0 | 1.0275 | LIGCO | -1 | 0.040128 | 0 | 463 |  |  | 0 | 0 | -0.040128 | 0
3403 | THOUSE_1G | 1 | North | YES | 0.001649 | 563 | 200 | 563 | 0 | 1.012 | GSC | -1 | 0.039288 | 563 | 563 |  |  | 0.92839 | 563 | -0.039288 | -22.119
3404 | THOUSE_2G | 2 | North | YES | 0.001649 | 807 | 250 | 807 | 0 | 1.012 | GSC | -1 | 0.039288 | 807 | 807 |  |  | 1.3307 | 807 | -0.039288 | -31.7051
238 | BOSQUESW505 | 1 | North | YES | 0.002944 | 255 | 0 | 255 | 0 | 1.02 | CC | -1 | 0.037993 | 255 | 255 |  |  | 0.75072 | 255 | -0.037993 | -9.6881
239 | BOSQUESW502 | 1 | North | YES | 0.002944 | 119.2 | 0 | 149 | 0 | 1.02 | GGT | -1 | 0.037993 | 149 | 149 |  |  | 0.43866 | 149 | -0.037993 | -5.6609
247 | BOSQUESW501 | 2 | North | YES | 0.002944 | 124.8 | 0 | 156 | 0 | 1.02 | GGT | -1 | 0.037993 | 156 | 156 |  |  | 0.45926 | 156 | -0.037993 | -5.9269
39960 | TNTNPONE_18 | 1 | North | YES | 0.003342 | 152.3 | 30 | 152.3 |  | 1.04 | LIGCO | -1 | 0.037595 | 0 | 152.3 |  |  | 0 | 0 | -0.037595 | 0
39970 | TNTNPONE_28 | 1 | North | YES | 0.003342 | 153 | 30 | 153 |  | 1.04 | LIGCO | -1 | 0.037595 | 0 | 153 |  |  | 0 | 0 | -0.037595 | 0
80010 | EPLVT1 | F | South | YES | 0.003756 | 0 | 0 | 0 |  | 1.0376 | #N/A | -1 | 0.037181 | 0 | 0 |  |  |  |  | -0.037181 | 0
251 | BOSQUESW803 | 2 | North | YES | 0.004047 | 150 | 0 | 150 |  | 1.032 | CC | -1 | 0.03689 | 150 | 150 |  |  | 0.60705 | 150 | -0.03689 | -5.5334
253 | BOSQUESW804 | 2 | North | YES | 0.004047 | 80 | 0 | 80 |  | 1.032 | CC | -1 | 0.03689 | 80 | 80 |  |  | 0.32376 | 80 | -0.03689 | -2.9512
48721 | LEG_1___1 | 1 | North | YES | 0.00437 | 827 | 357 | 827 | 0 | 1.0348 | LIGCO | -1 | 0.036567 | 0 | 827 |  |  | 0 | 0 | -0.036567 | 0
48722 | LEG_2___2 | 2 | North | YES | 0.00437 | 819 | 357 | 819 | 0 | 1.0348 | LIGCO | -1 | 0.036567 | 0 | 819 |  |  | 0 | 0 | -0.036567 | 0
244 | WHITNYDM01 | 1 | North | YES | 0.005474 | 15 | 0 | 15 | 0 | 1.035 | Hydro | -1 | 0.035463 | 0 | 0 |  |  | 0 | 0 | -0.035463 | 0
245 | WHITNYDM02 | 2 | North | YES | 0.005474 | 15 | 0 | 15 | 0 | 1.035 | Hydro | -1 | 0.035463 | 0 | 0 |  |  | 0 | 0 | -0.035463 | 0
8262 | ELPS | 1 | South | YES | 0.00562 | 6 | 6 | 6 | 0 | 1.15 | Hydro | -1 | 0.035317 | 0 | 0 |  |  |  |  | -0.035317 | 0
3381 | BBRN_1G | 1 | North | YES | 0.00692 | 618 | 225 | 618 | 0 | 1.03 | LIGCO | -1 | 0.034017 | 0 | 618 |  |  | 0 | 0 | -0.034017 | 0
3382 | BBRN_2G | 2 | North | YES | 0.00692 | 589 | 225 | 589 | 0 | 1.03 | LIGCO | -1 | 0.034017 | 0 | 589 |  |  | 0 | 0 | -0.034017 | 0
13131 | CALFREST_1G | 1 | North | YES | 0.007221 | 150.7 | 40 | 150.7 | 0 | 1.031 | CC | -1 | 0.033716 | 150.7 | 150.7 |  |  | 1.0882 | 150.7 | -0.033716 | -5.0809
13132 | CALFREST_2G | 2 | North | YES | 0.007221 | 151 | 57 | 151 | 0 | 1.031 | CC | -1 | 0.033716 | 151 | 151 |  |  | 1.0904 | 151 | -0.033716 | -5.0911
13133 | CALFREST_3G | 3 | North | YES | 0.007221 | 177.4 | 40 | 177.4 | 0 | 1.031 | CC | -1 | 0.033716 | 177.4 | 177.4 |  |  | 1.281 | 177.4 | -0.033716 | -5.9812
13134 | CALFREST_4G | 4 | North | YES | 0.007273 | 151.5 | 40 | 151.5 | 0 | 1.031 | CC | -1 | 0.033664 | 151.5 | 151.5 |  |  | 1.1019 | 151.5 | -0.033664 | -5.1
13135 | CALFREST_5G | 5 | North | YES | 0.007273 | 152.3 | 57 | 152.3 | 0 | 1.031 | CC | -1 | 0.033664 | 152.3 | 152.3 |  |  | 1.1077 | 152.3 | -0.033664 | -5.127
13136 | CALFREST_6G | 6 | North | YES | 0.007273 | 177.5 | 40 | 177.5 | 0 | 1.031 | CC | -1 | 0.033664 | 177.5 | 177.5 |  |  | 1.291 | 177.5 | -0.033664 | -5.9753
3126 | TRINIDAD_6G | 1 | North | YES | 0.008449 | 179.2 | 46 | 224 | 0 | 1 | GST | -1 | 0.032488 | 224 | 224 |  |  | 1.8926 | 224 | -0.032488 | -7.2772
3107 | STRYKER_1G | 1 | North | YES | 0.00857 | 145.6 | 45 | 182 | 0 | 1.029 | GST | -1 | 0.032367 | 182 | 182 |  |  | 1.5597 | 182 | -0.032367 | -5.8907
3108 | STRYKER_2G | 2 | North | YES | 0.00857 | 484 | 75 | 484 | 0 | 1.029 | GST | -1 | 0.032367 | 484 | 484 |  |  | 4.1479 | 484 | -0.032367 | -15.6655
3113 | LUFKINWB_1G | 1 | North | YES | 0.00864 | 0 | 0 | 50 |  | 1.01 | #N/A | -1 | 0.032297 | 50 | 50 |  |  | 0.432 | 50 | -0.032297 | -1.6148
3348 | CHAMPION_1G | MB | North | YES | 0.008654 | 0 | 42 | 42 |  | 1 | Cogen | -1 | 0.032283 | 0 | 0 |  |  | 0 | 0 | -0.032283 | 0
13116 | TGATEWAY_1G | 1 | North | YES | 0.008805 | 151 | 30 | 151 | 0 | 1.0232 | CC | -1 | 0.032132 | 151 | 151 |  |  | 1.3296 | 151 | -0.032132 | -4.8519
13117 | TGATEWAY_2G | 2 | North | YES | 0.008805 | 130 | 30 | 130 | 0 | 1.0232 | CC | -1 | 0.032132 | 130 | 130 |  |  | 1.1446 | 130 | -0.032132 | -4.1771
13118 | TGATEWAY_3G | 3 | North | YES | 0.008805 | 148 | 30 | 148 | 0 | 1.0232 | CC | -1 | 0.032132 | 148 | 148 |  |  | 1.3031 | 148 | -0.032132 | -4.7555
13119 | TGATEWAY_4G | 4 | North | YES | 0.008805 | 399 | 65 | 399 | 0 | 1.0232 | CC | -1 | 0.032132 | 399 | 399 |  |  | 3.5132 | 399 | -0.032132 | -12.8205
3097 | MARTLAKE_1G | 1 | North | YES | 0.00896 | 790 | 500 | 790 | 0 | 1.017 | LIGCO | -1 | 0.031977 | 0 | 790 |  |  | 0 | 0 | -0.031977 | 0
3098 | MARTLAKE_2G | 2 | North | YES | 0.00896 | 795 | 461 | 795 | 0 | 1.017 | LIGCO | -1 | 0.031977 | 0 | 795 |  |  | 0 | 0 | -0.031977 | 0
3099 | MARTLAKE_3G | 3 | North | YES | 0.00896 | 804 | 500 | 804 | 0 | 1.017 | LIGCO | -1 | 0.031977 | 0 | 804 |  |  | 0 | 0 | -0.031977 | 0
12322 | ENNSTRAC_1G | 1 | North | YES | 0.009501 | 196 | 130 | 196 | 0 | 1.036 | CC | -1 | 0.031436 | 196 | 196 |  |  | 1.8622 | 196 | -0.031436 | -6.1614
12323 | ENNSTRAC_2G | 2 | North | YES | 0.009501 | 116 | 100 | 116 | 0 | 1.036 | CC | -1 | 0.031436 | 116 | 116 |  |  | 1.1021 | 116 | -0.031436 | -3.6465
1941 | MDLTHELP_1G | 1 | North | YES | 0.009673 | 216.4 | 74 | 216.4 | 0 | 1 | CC | -1 | 0.031264 | 216.4 | 216.4 |  |  | 2.0932 | 216.4 | -0.031264 | -6.7655
1942 | MDLTHELP_2G | 2 | North | YES | 0.009673 | 216.1 | 74 | 216.1 | 0 | 1 | CC | -1 | 0.031264 | 216.1 | 216.1 |  |  | 2.0903 | 216.1 | -0.031264 | -6.7561
12411 | FPLEFR1A_G | 1 | North | YES | 0.010098 | 161 | 72 | 161 | 0 | 1 | CC | -1 | 0.030839 | 161 | 161 |  |  | 1.6258 | 161 | -0.030839 | -4.965
12412 | FPLEFR1B_G | 2 | North | YES | 0.010098 | 164 | 72 | 164 | 0 | 1 | CC | -1 | 0.030839 | 164 | 164 |  |  | 1.6561 | 164 | -0.030839 | -5.0575
12413 | FPLEFR1C_G | 3 | North | YES | 0.010098 | 164 | 72 | 164 | 0 | 1 | CC | -1 | 0.030839 | 164 | 164 |  |  | 1.6561 | 164 | -0.030839 | -5.0575
12414 | FPLEFR1S_G | 4 | North | YES | 0.010098 | 414 | 191 | 414 | 0 | 1 | CC | -1 | 0.030839 | 414 | 414 |  |  | 4.1806 | 414 | -0.030839 | -12.7672
12421 | FPLEFR2A_G | 1 | North | YES | 0.010098 | 162 | 72 | 162 | 0 | 1 | CC | -1 | 0.030839 | 162 | 162 |  |  | 1.6359 | 162 | -0.030839 | -4.9959
12422 | FPLEFR2B_G | 2 | North | YES | 0.010098 | 161 | 72 | 161 | 0 | 1 | CC | -1 | 0.030839 | 161 | 161 |  |  | 1.6258 | 161 | -0.030839 | -4.965
12423 | FPLEFR2C_G | 3 | North | YES | 0.010098 | 163 | 72 | 163 | 0 | 1 | CC | -1 | 0.030839 | 163 | 163 |  |  | 1.646 | 163 | -0.030839 | -5.0267
12424 | FPLEFR2S_G | 4 | North | YES | 0.010098 | 415 | 191 | 415 | 0 | 1 | CC | -1 | 0.030839 | 415 | 415 |  |  | 4.1907 | 415 | -0.030839 | -12.798
12440 | PARKD_1SVC8 | 1 | North | YES | 0.010208 | 0 | 0 | 0 | 0 | 1.007 | GST | -1 | 0.030729 | 0 | 0 |  |  | 0 | 0 | -0.030729 | 0
12449 | PARKD_2SVC8 | 1 | North | YES | 0.010208 | 0 | 0 | 0 | 0 | 1.007 | GST | -1 | 0.030729 | 0 | 0 |  |  | 0 | 0 | -0.030729 | 0
2451 | LKHB1_G | 1 | North | YES | 0.010248 | 0 | 80 | 391 |  | 1.022 | GST | -1 | 0.030689 | 391 | 391 |  |  | 4.007 | 391 | -0.030689 | -11.9993
2452 | LKHB2_G | 2 | North | YES | 0.010248 | 516 | 80 | 516 | 0 | 1.022 | GST | -1 | 0.030689 | 516 | 516 |  |  | 5.288 | 516 | -0.030689 | -15.8353
2413 | MTCK6_G | 6 | North | YES | 0.010354 | 0 | 30 | 118 |  | 1.022 | GST | -1 | 0.030583 | 118 | 118 |  |  | 1.2218 | 118 | -0.030583 | -3.6088
2414 | MTCK7_G | 7 | North | YES | 0.010354 | 0 | 30 | 115 |  | 1.022 | GST | -1 | 0.030583 | 115 | 115 |  |  | 1.1907 | 115 | -0.030583 | -3.517
2417 | MTCK8_G | 8 | North | YES | 0.010354 | 444.8 | 60 | 556 | 0 | 1.022 | GSC | -1 | 0.030583 | 556 | 556 |  |  | 5.7568 | 556 | -0.030583 | -17.004
948 | STEAM1 | 1 | North | YES | 0.010466 | 0 | 12 | 20 |  | 1.02 | GST | -1 | 0.030471 | 20 | 20 |  |  | 0.20932 | 20 | -0.030471 | -0.60941
949 | STEAM2 | 1 | North | YES | 0.010466 | 26 | 8 | 26 | 0 | 0.99 | GST | -1 | 0.030471 | 26 | 26 |  |  | 0.27212 | 26 | -0.030471 | -0.79224
950 | STEAM3 | 1 | North | YES | 0.010466 | 41 | 13 | 42 | 0 | 1.02 | GST | -1 | 0.030471 | 42 | 42 |  |  | 0.43957 | 42 | -0.030471 | -1.2798
837 | NEWMAN_G5 | 1 | North | YES | 0.01048 | 0 | 15 | 40 |  | 1.01 | GST | -1 | 0.030457 | 40 | 40 |  |  | 0.4192 | 40 | -0.030457 | -1.2183
1937 | MDLTHELP_5G | 5 | North | YES | 0.010481 | 224 | 74 | 224 | 0 | 1 | CC | -1 | 0.030456 | 224 | 224 |  |  | 2.3477 | 224 | -0.030456 | -6.8221
1938 | MDLTHELP_6G | 6 | North | YES | 0.010481 | 226 | 74 | 226 | 0 | 1 | CC | -1 | 0.030456 | 226 | 226 |  |  | 2.3687 | 226 | -0.030456 | -6.883
1943 | MDLTHELP_3G | 3 | North | YES | 0.010481 | 212 | 74 | 212 | 0 | 1 | CC | -1 | 0.030456 | 212 | 212 |  |  | 2.222 | 212 | -0.030456 | -6.4566
1944 | MDLTHELP_4G | 4 | North | YES | 0.010481 | 211 | 74 | 211 | 0 | 1 | CC | -1 | 0.030456 | 211 | 211 |  |  | 2.2115 | 211 | -0.030456 | -6.4261
2418 | MTCK2_G | 2 | North | YES | 0.010526 | 0 | 10 | 23 |  | 0.971 | #N/A | -1 | 0.030411 | 23 | 23 |  |  | 0.2421 | 23 | -0.030411 | -0.69945
2419 | MTCK3_G | MB | North | YES | 0.010526 | 0 | 10 | 63 |  | 0.971 | #N/A | -1 | 0.030411 | 63 | 63 |  |  | 0.66314 | 63 | -0.030411 | -1.9159
842 | OLINGER_G1 | 1 | North | YES | 0.01053 | 55.4 | 20 | 79 | 0 | 1.03 | GST | -1 | 0.030407 | 79 | 79 |  |  | 0.83187 | 79 | -0.030407 | -2.4021
843 | OLINGER_G2 | 1 | North | YES | 0.01053 | 76.2 | 25 | 110 | 0 | 1.03 | GST | -1 | 0.030407 | 110 | 110 |  |  | 1.1583 | 110 | -0.030407 | -3.3447
844 | OLINGER_G3 | 1 | North | YES | 0.01053 | 103.9 | 45 | 150 | 0 | 1.03 | GST | -1 | 0.030407 | 150 | 150 |  |  | 1.5795 | 150 | -0.030407 | -4.561
845 | OLINGER_G4 | 1 | North | YES | 0.01053 | 51.9 | 0 | 76 | 0 | 1.03 | GGT | -1 | 0.030407 | 76 | 76 |  |  | 0.80028 | 76 | -0.030407 | -2.3109
1701 | MOSES_1G | 1 | North | YES | 0.010736 | 558 | 175 | 558 | 0 | 1.023 | LIGCO | -1 | 0.030201 | 0 | 558 |  |  | 0 | 0 | -0.030201 | 0
1702 | MOSES_2G | 2 | North | YES | 0.010736 | 579 | 175 | 579 | 0 | 1.023 | LIGCO | -1 | 0.030201 | 0 | 579 |  |  | 0 | 0 | -0.030201 | 0
1703 | MOSES_3G | 3 | North | YES | 0.010736 | 808 | 463 | 808 | 0 | 1.023 | LIGCO | -1 | 0.030201 | 0 | 808 |  |  | 0 | 0 | -0.030201 | 0
5925 | DCEAST | EQ | North | YES | 0.010736 | 400.3 | -600 | 600 | 0 | 1.025 | DCTie | -1 | 0.030201 | 0 | 0 |  |  | 0 | 0 | -0.030201 | 0
1675 | PEC_1G | 1 | North | YES | 0.010819 | 76.7 | 35 | 76.7 | 0 | 1.022 | Cogen | -1 | 0.030118 | 0 | 0 |  |  | 0 | 0 | -0.030118 | 0
1676 | PEC_2G | 2 | North | YES | 0.010819 | 79.6 | 35 | 79.6 | 0 | 1.022 | Cogen | -1 | 0.030118 | 0 | 0 |  |  | 0 | 0 | -0.030118 | 0
1677 | PEC_3G | 3 | North | YES | 0.010819 | 88.4 | 35 | 88.4 | 0 | 1.022 | Cogen | -1 | 0.030118 | 0 | 0 |  |  | 0 | 0 | -0.030118 | 0
1678 | LAMARPWR_1G | 1 | North | YES | 0.010846 | 160 | 67.7 | 160 | 0 | 1.038 | CC | -1 | 0.030091 | 160 | 160 |  |  | 1.7354 | 160 | -0.030091 | -4.8145
1679 | LAMARPWR_2G | 2 | North | YES | 0.010846 | 156 | 67.7 | 156 | 0 | 1.038 | CC | -1 | 0.030091 | 156 | 156 |  |  | 1.692 | 156 | -0.030091 | -4.6941
1680 | LAMARPWR_3G | 3 | North | YES | 0.010846 | 196 | 129.1 | 196 | 0 | 1.038 | CC | -1 | 0.030091 | 196 | 196 |  |  | 2.1258 | 196 | -0.030091 | -5.8978
1681 | LAMARPWR_4G | 4 | North | YES | 0.010846 | 156 | 67.7 | 156 | 0 | 1.038 | CC | -1 | 0.030091 | 156 | 156 |  |  | 1.692 | 156 | -0.030091 | -4.6941
1682 | LAMARPWR_5G | 5 | North | YES | 0.010846 | 157 | 67.7 | 157 | 0 | 1.038 | CC | -1 | 0.030091 | 157 | 157 |  |  | 1.7028 | 157 | -0.030091 | -4.7242
1683 | LAMARPWR_6G | 6 | North | YES | 0.010846 | 198 | 129.1 | 198 | 0 | 1.038 | CC | -1 | 0.030091 | 198 | 198 |  |  | 2.1475 | 198 | -0.030091 | -5.958
1689 | VALLEY_3G | 3 | North | YES | 0.010903 | 0 | 25 | 375 |  | 1.003 | GST | -1 | 0.030034 | 375 | 375 |  |  | 4.0886 | 375 | -0.030034 | -11.2626
11691 | KMICHICT1_G | 1 | North | YES | 0.010903 | 144 | 80 | 144 | 0 | 1.026 | CC | -1 | 0.030034 | 144 | 144 |  |  | 1.57 | 144 | -0.030034 | -4.3248
11692 | KMICHICT2_G | 2 | North | YES | 0.010903 | 146 | 80 | 146 | 0 | 1.026 | CC | -1 | 0.030034 | 146 | 146 |  |  | 1.5918 | 146 | -0.030034 | -4.3849
11693 | KMICHIST3_G | 3 | North | YES | 0.010903 | 312 | 60 | 312 | 0 | 1.026 | CC | -1 | 0.030034 | 312 | 312 |  |  | 3.4017 | 312 | -0.030034 | -9.3705
11694 | KMICHICT4_G | 4 | North | YES | 0.010903 | 144 | 80 | 144 | 0 | 1.026 | CC | -1 | 0.030034 | 144 | 144 |  |  | 1.57 | 144 | -0.030034 | -4.3248
11695 | KMICHICT5_G | 5 | North | YES | 0.010903 | 148 | 80 | 148 | 0 | 1.026 | CC | -1 | 0.030034 | 148 | 148 |  |  | 1.6136 | 148 | -0.030034 | -4.445
11696 | KMICHIST6_G | 6 | North | YES | 0.010903 | 310 | 60 | 310 | 0 | 1.026 | CC | -1 | 0.030034 | 310 | 310 |  |  | 3.3799 | 310 | -0.030034 | -9.3104
1687 | VALLEY_1G | 1 | North | YES | 0.011086 | 136 | 15 | 170 | 0 | 1.029 | GST | -1 | 0.029851 | 170 | 170 |  |  | 1.8846 | 170 | -0.029851 | -5.0746
1688 | VALLEY_2G | 2 | North | YES | 0.011086 | 527 | 90 | 527 | 0 | 1.029 | GSC | -1 | 0.029851 | 527 | 527 |  |  | 5.8423 | 527 | -0.029851 | -15.7313
2381 | NTHLK1_G | 1 | North | YES | 0.011195 | 0 | 35 | 156 |  | 1.022 | GST | -1 | 0.029742 | 156 | 156 |  |  | 1.7464 | 156 | -0.029742 | -4.6397
2382 | NTHLK2_G | 2 | North | YES | 0.011195 | 0 | 35 | 181 |  | 1.022 | GST | -1 | 0.029742 | 181 | 181 |  |  | 2.0263 | 181 | -0.029742 | -5.3832
2383 | NTHLK3_G | 3 | North | YES | 0.011195 | 0 | 50 | 329 |  | 1.022 | GST | -1 | 0.029742 | 329 | 329 |  |  | 3.6832 | 329 | -0.029742 | -9.785
6948 | DENISNDM | 2 | North | YES | 0.011219 | 31 | 5 | 40 | 0 | 1.015 | Hydro | -1 | 0.029718 | 0 | 0 |  |  | 0 | 0 | -0.029718 | 0
6948 | DENISNDM | 1 | North | YES | 0.011219 | 40 | 5 | 40 | 0 | 1.015 | Hydro | -1 | 0.029718 | 0 | 0 |  |  | 0 | 0 | -0.029718 | 0
2371 | COLLIN_1G | MB | North | YES | 0.011464 | 0 | 40 | 138 |  | 1.022 | GST | -1 | 0.029473 | 0 | 0 |  |  | 0 | 0 | -0.029473 | 0
366 | JNSNCNTY802 | 1 | North | YES | 0.01202 | 168 | 20 | 168 | 0 | 1.02 | Cogen | -1 | 0.028917 | 0 | 0 |  |  | 0 | 0 | -0.028917 | 0
367 | JNSNCNTY802 | 2 | North | YES | 0.01202 | 90 | 20 | 90 | 0 | 1.02 | Cogen | -1 | 0.028917 | 0 | 0 |  |  | 0 | 0 | -0.028917 | 0
1948 | HANDLEY_4G | 4 | North | YES | 0.01204 | 348 | 150 | 435 | 0 | 1.022 | GST | -1 | 0.028897 | 435 | 435 |  |  | 5.2374 | 435 | -0.028897 | -12.57
1947 | HANDLEY_3G | 3 | North | YES | 0.012161 | 316 | 100 | 395 | 0 | 1.022 | GST | -1 | 0.028776 | 395 | 395 |  |  | 4.8036 | 395 | -0.028776 | -11.3664
1949 | HANDLEY_5G | 5 | North | YES | 0.012161 | 348 | 150 | 435 | 0 | 1.022 | GST | -1 | 0.028776 | 435 | 435 |  |  | 5.29 | 435 | -0.028776 | -12.5174
1945 | HANDLEY_1G | MB | North | YES | 0.012312 | 0 | 25 | 36 |  | 0.986 | #N/A | -1 | 0.028625 | 36 | 36 |  |  | 0.44323 | 36 | -0.028625 | -1.0305
1946 | HANDLEY_2G | MB | North | YES | 0.012312 | 0 | 30 | 68 |  | 0.986 | #N/A | -1 | 0.028625 | 68 | 68 |  |  | 0.83722 | 68 | -0.028625 | -1.9465
923 | SPENCER_G4 | 1 | North | YES | 0.013575 | 48 | 20 | 61 | 0 | 1.03 | GST | -1 | 0.027362 | 61 | 61 |  |  | 0.82808 | 61 | -0.027362 | -1.6691
924 | SPENCER_G5 | 1 | North | YES | 0.013575 | 52 | 20 | 66 | 0 | 1.03 | GST | -1 | 0.027362 | 66 | 66 |  |  | 0.89595 | 66 | -0.027362 | -1.8059
8032 | AMISTADHYD1 | 1 | South | YES | 0.013634 | 33 | 13 | 33 | 0 | 1.0375 | Hydro | -1 | 0.027303 | 0 | 0 |  |  |  |  | -0.027303 | 0
8033 | AMISTADHYD2 | 2 | South | YES | 0.013634 | 25 | 13 | 25 | 0 | 1.0375 | Hydro | -1 | 0.027303 | 0 | 0 |  |  |  |  | -0.027303 | 0
88253 | HAMILTON | F | South | YES | 0.013634 | 0 | 0 | 0 | 0 | 1.04 | BLT | -1 | 0.027303 | 0 | 0 |  |  |  |  | -0.027303 | 0
1892 | DECRDOVA_2G | A | North | YES | 0.013672 | 65 | 65 | 70 | 0 | 1.025 | GGT | -1 | 0.027265 | 70 | 70 |  |  | 0.95704 | 70 | -0.027265 | -1.9085
1893 | DECRDOVA_3G | B | North | YES | 0.013672 | 65 | 65 | 69 | 0 | 1.025 | GGT | -1 | 0.027265 | 69 | 69 |  |  | 0.94337 | 69 | -0.027265 | -1.8813
1894 | DECRDOVA_4G | C | North | YES | 0.013672 | 65 | 65 | 69 | 0 | 1.025 | GGT | -1 | 0.027265 | 69 | 69 |  |  | 0.94337 | 69 | -0.027265 | -1.8813
1895 | DECRDOVA_5G | D | North | YES | 0.013672 | 65 | 65 | 68 | 0 | 1.025 | GGT | -1 | 0.027265 | 68 | 68 |  |  | 0.9297 | 68 | -0.027265 | -1.854
1861 | EAGLEMNT_1G | MB | North | YES | 0.013925 | 0 | 30 | 112 |  | 1.022 | GST | -1 | 0.027012 | 0 | 0 |  |  | 0 | 0 | -0.027012 | 0
1862 | EAGLEMNT_2G | MB | North | YES | 0.013925 | 0 | 40 | 100 |  | 1.022 | GST | -1 | 0.027012 | 0 | 0 |  |  | 0 | 0 | -0.027012 | 0
1863 | EAGLEMNT_3G | MB | North | YES | 0.013925 | 0 | 50 | 378 |  | 1.022 | GST | -1 | 0.027012 | 0 | 0 |  |  | 0 | 0 | -0.027012 | 0
1889 | DECRDOVA_1G | 1 | North | YES | 0.014077 | 779 | 255 | 779 | 0 | 1.02 | GSC | -1 | 0.02686 | 779 | 779 |  |  | 10.966 | 779 | -0.02686 | -20.9237
1877 | WLFHOLW_1G | 1 | North | YES | 0.014392 | 217.3 | 89.2 | 217.3 | 0 | 1.032 | CC | -1 | 0.026545 | 217.3 | 217.3 |  |  | 3.1274 | 217.3 | -0.026545 | -5.7682
1878 | WLFHOLW_2G | 2 | North | YES | 0.014392 | 215.7 | 105 | 215.7 | 0 | 1.032 | CC | -1 | 0.026545 | 215.7 | 215.7 |  |  | 3.1044 | 215.7 | -0.026545 | -5.7257
1879 | WLFHOLW_3G | 3 | North | YES | 0.014392 | 272.4 | 89.2 | 272.4 | 0 | 1.032 | CC | -1 | 0.026545 | 272.4 | 272.4 |  |  | 3.9204 | 272.4 | -0.026545 | -7.2308
728 | WOLFRIDGE801 | 1 | North | YES | 0.014718 | 11.2 | 0 | 112.5 | 0 | 0.99 | Wind | -1 | 0.026219 | 0 | 112.5 |  |  | 0 | 0 | -0.026219 | 0
1898 | COMCHEPK_1G | 1 | North | YES | 0.014816 | 1159 | 1150 | 1159 | 0 | 1.032 | Nuc | -1 | 0.026121 | 0 | 0 |  |  | 0 | 0 | -0.026121 | 0
1899 | COMCHEPK_2G | 2 | North | YES | 0.014816 | 1159 | 1128 | 1159 | 0 | 1.032 | Nuc | -1 | 0.026121 | 0 | 0 |  |  | 0 | 0 | -0.026121 | 0
332 | RWMILLER01 | 1 | North | YES | 0.015378 | 58.4 | 18.5 | 73 | 0 | 1.04 | GST | -1 | 0.025559 | 73 | 73 |  |  | 1.1226 | 73 | -0.025559 | -1.8658
333 | RWMILLER02 | 2 | North | YES | 0.015378 | 95.2 | 37 | 119 | 0 | 1.04 | GST | -1 | 0.025559 | 119 | 119 |  |  | 1.83 | 119 | -0.025559 | -3.0415
334 | RWMILLER03 | 3 | North | YES | 0.015378 | 166.4 | 65 | 208 | 0 | 1.04 | GST | -1 | 0.025559 | 208 | 208 |  |  | 3.1986 | 208 | -0.025559 | -5.3162
335 | RWMILLER04 | 4 | North | YES | 0.015378 | 81.6 | 0 | 102 | 0 | 1.04 | GST | -1 | 0.025559 | 102 | 102 |  |  | 1.5686 | 102 | -0.025559 | -2.607
336 | RWMILLER05 | 5 | North | YES | 0.015378 | 80.8 | 0 | 101 | 0 | 1.04 | GST | -1 | 0.025559 | 101 | 101 |  |  | 1.5532 | 101 | -0.025559 | -2.5814
580 | JCKCNTY801 | 1 | North | YES | 0.015476 | 288 | 0 | 288 | 0 | 1.022 | CC | -1 | 0.025461 | 288 | 288 |  |  | 4.4571 | 288 | -0.025461 | -7.3327
581 | JCKCNTY802 | 2 | North | YES | 0.015476 | 147 | 0 | 147 | 0 | 1.022 | CC | -1 | 0.025461 | 147 | 147 |  |  | 2.275 | 147 | -0.025461 | -3.7427
582 | JCKCNTY803 | 3 | North | YES | 0.015476 | 147 | 0 | 147 | 0 | 1.022 | CC | -1 | 0.025461 | 147 | 147 |  |  | 2.275 | 147 | -0.025461 | -3.7427
503 | NTHTEXAS01 | 1 | North | YES | 0.015697 | 0 | 5 | 18 |  | 1.015 | GST | -1 | 0.02524 | 18 | 18 |  |  | 0.28255 | 18 | -0.02524 | -0.45431
504 | NTHTEXAS02 | 2 | North | YES | 0.015697 | 14.4 | 5 | 18 |  | 1.015 | GST | -1 | 0.02524 | 18 | 18 |  |  | 0.28255 | 18 | -0.02524 | -0.45431
505 | NTHTEXAS03 | 3 | North | YES | 0.015697 | 30.4 | 15 | 38 |  | 1.015 | GST | -1 | 0.02524 | 38 | 38 |  |  | 0.59649 | 38 | -0.02524 | -0.95911
1453 | WCPWRCO_1G | 1 | North | YES | 0.018071 | 204 | 50 | 204 |  | 1.02 | CC | -1 | 0.022866 | 204 | 204 |  |  | 3.6865 | 204 | -0.022866 | -4.6646
1454 | WCPWRCO_2G | 2 | North | YES | 0.018071 | 204 | 50 | 204 |  | 1.02 | CC | -1 | 0.022866 | 204 | 204 |  |  | 3.6865 | 204 | -0.022866 | -4.6646
1455 | WCPWRCO_3G | 3 | North | YES | 0.018071 | 242 | 50 | 242 |  | 1.02 | CC | -1 | 0.022866 | 242 | 242 |  |  | 4.3732 | 242 | -0.022866 | -5.5335
344 | MRSSHPRD | 1 | North | YES | 0.019159 | 12 | 0 | 12 |  | 1.03 | Hydro | -1 | 0.021778 | 0 | 0 |  |  | 0 | 0 | -0.021778 | 0
345 | MRSSHPRD01 | 2 | North | YES | 0.019159 | 12 | 0 | 12 |  | 1.03 | Hydro | -1 | 0.021778 | 0 | 0 |  |  | 0 | 0 | -0.021778 | 0
1643 | SLSTR1PP_1G | 1 | North | YES | 0.0192 | 6 | 0 | 60 | 0 | 1.022 | Wind | -1 | 0.021737 | 0 | 60 |  |  | 0 | 0 | -0.021737 | 0
1600 | BARTNWND_1G | 1 | North | YES | 0.019612 | 12 | 0 | 120 | 0 | 1.022 | Wind | -1 | 0.021325 | 0 | 120 |  |  | 0 | 0 | -0.021325 | 0
1479 | WFCOGEN_1G | 2 | North | YES | 0.021672 | 16 | 12 | 20 | 0 | 1 | Cogen | -1 | 0.019265 | 0 | 0 |  |  | 0 | 0 | -0.019265 | 0
1479 | WFCOGEN_1G | 1 | North | YES | 0.021672 | 16 | 12 | 20 | 0 | 1 | Cogen | -1 | 0.019265 | 0 | 0 |  |  | 0 | 0 | -0.019265 | 0
1482 | WFCOGEN_2G | 2 | North | YES | 0.021672 | 13.6 | 12 | 17 | 0 | 1 | Cogen | -1 | 0.019265 | 0 | 0 |  |  | 0 | 0 | -0.019265 | 0
1482 | WFCOGEN_2G | 1 | North | YES | 0.021672 | 16 | 12 | 20 | 0 | 1 | Cogen | -1 | 0.019265 | 0 | 0 |  |  | 0 | 0 | -0.019265 | 0
1433 | GRHAMSES_1G | 1 | North | YES | 0.023252 | 242 | 60 | 242 | 0 | 1.038 | GST | -1 | 0.017685 | 242 | 242 |  |  | 5.627 | 242 | -0.017685 | -4.2797
1432 | GRHAMSES_2G | 2 | North | YES | 0.023446 | 294.9 | 90 | 366 |  | 1.014 | GST | -1 | 0.017491 | 366 | 366 |  |  | 8.5812 | 366 | -0.017491 | -6.4016
1442 | COKFIELD_5 | 1 | North | YES | 0.0302 | 16.5 | 0 | 165 |  | 1.029 | Wind | -1 | 0.010737 | 0 | 165 |  |  | 0 | 0 | -0.010737 | 0
1438 | MESQUITW_2G | 1 | North | YES | 0.032333 | 23.6 | 0 | 236 | 0 | 1.017 | Wind | -1 | 0.0086037 | 0 | 236 |  |  | 0 | 0 | -0.0086037 | 0
1437 | MESQUITW_1G | 1 | North | YES | 0.032347 | 40 | 0 | 400 |  | 1.023 | Wind | -1 | 0.0085897 | 0 | 400 |  |  | 0 | 0 | -0.0085897 | 0
60052 | WILDHRS11A | 1 | West | YES | 0.035175 | 25.3 | 0 | 126.5 | 0 | 1.005 | #N/A | 1 | 0.02515 | 126.5 | 126.5 | 4.4496 | 126.5 |  |  | 0.02515 | 3.1815
60053 | WILDHRS21A | 1 | West | YES | 0.035175 | 7.8 | 0 | 39 | 0 | 1.025 | #N/A | 1 | 0.02515 | 39 | 39 | 1.3718 | 39 |  |  | 0.02515 | 0.98087
60081 | WHRLWIND1A | 1 | West | YES | 0.036112 | 12 | 0 | 60 | 0 | 1.03 | Wind | 1 | 0.026087 | 0 | 60 | 2.1667 | 60 |  |  | 0.026087 | 1.5652
6100 | OKLA7A | EQ | West | YES | 0.036825 | 50 | -220 | 220 | 0 | 1.035 | DCTie | 1 | 0.0268 | 0 | 0 | 0 | 0 |  |  | 0.0268 | 0
6752 | OKLA0A | 1 | West | YES | 0.036825 | 649.7 | 175 | 649.7 | 0 | 1.035 | LIGCO | 1 | 0.0268 | 0 | 649.7 | 23.9252 | 649.7 |  |  | 0.0268 | 17.4123
1416 | SWETWATR_1G | 1 | West | YES | 0.036841 | 30 | 18 | 30 | 0 | 1.026 | CC | 1 | 0.026816 | 30 | 30 | 1.1052 | 30 |  |  | 0.026816 | 0.80449
1417 | SWETWATR_2G | 2 | West | YES | 0.036841 | 72 | 36 | 72 | 0 | 1.026 | CC | 1 | 0.026816 | 72 | 72 | 2.6526 | 72 |  |  | 0.026816 | 1.9308
1418 | SWETWATR_3G | 3 | West | YES | 0.036841 | 68 | 36 | 68 | 0 | 1.026 | CC | 1 | 0.026816 | 68 | 68 | 2.5052 | 68 |  |  | 0.026816 | 1.8235
1419 | SWETWATR_4G | 4 | West | YES | 0.036841 | 61 | 36 | 61 | 0 | 1.026 | CC | 1 | 0.026816 | 61 | 61 | 2.2473 | 61 |  |  | 0.026816 | 1.6358
6144 | MCADOO1A | 1 | West | YES | 0.037366 | 15 | 0 | 150 | 0 | 1.025 | Wind | 1 | 0.027341 | 0 | 150 | 5.6049 | 150 |  |  | 0.027341 | 4.1012
1049 | ROSCOEWI_5 | 1 | West | YES | 0.037617 | 41.8 | 0 | 209 |  | 1.01 | #N/A | 1 | 0.027592 | 209 | 209 | 7.862 | 209 |  |  | 0.027592 | 5.7668
1057 | ROSCOEWI_5 | 2 | West | YES | 0.037617 | 25.3 | 0 | 126.5 |  | 1.01 | #N/A | 1 | 0.027592 | 126.5 | 126.5 | 4.7586 | 126.5 |  |  | 0.027592 | 3.4904
1060 | ROSCOEWI_5 | 3 | West | YES | 0.037617 | 39.4 | 0 | 197 | 0 | 1.01 | #N/A | 1 | 0.027592 | 197 | 197 | 7.4105 | 197 |  |  | 0.027592 | 5.4357
1072 | ROSCOEWI_5 | 4 | West | YES | 0.037617 | 63.6 | 0 | 318 | 0 | 1.01 | #N/A | 1 | 0.027592 | 318 | 318 | 11.9622 | 318 |  |  | 0.027592 | 8.7744
1343 | TRENTIPP_8 | 1 | West | YES | 0.038455 | 30 | 0 | 150 |  | 1.014 | Wind | 1 | 0.02843 | 0 | 150 | 5.7683 | 150 |  |  | 0.02843 | 4.2646
1354 | AEPWIND_8 | 1 | West | YES | 0.038455 | 20.2 | 0 | 101 |  | 1 | Wind | 1 | 0.02843 | 0 | 101 | 3.884 | 101 |  |  | 0.02843 | 2.8715
71051 | L_BITTCR1_1N | W1 | West | YES | 0.03847 | 7.5 | 0 | 37.5 |  | 1.02 | Wind | 1 | 0.028445 | 0 | 37.5 | 1.4426 | 37.5 |  |  | 0.028445 | 1.0667
71054 | L_SWEETW1_1N | W1 | West | YES | 0.03847 | 21.5 | 0 | 107.5 |  | 1.02 | Wind | 1 | 0.028445 | 0 | 107.5 | 4.1355 | 107.5 |  |  | 0.028445 | 3.0579
71057 | L_SWEETW1_2N | W1 | West | YES | 0.03847 | 27 | 0 | 135 |  | 1.02 | Wind | 1 | 0.028445 | 0 | 135 | 5.1935 | 135 |  |  | 0.028445 | 3.8401
71059 | L_SWEETW1_3N | W1 | West | YES | 0.03847 | 23.8 | 0 | 119 | 0 | 1.02 | Wind | 1 | 0.028445 | 0 | 119 | 4.5779 | 119 |  |  | 0.028445 | 3.385
71060 | L_SWEETW1_4N | W1 | West | YES | 0.03847 | 21 | 0 | 105 | 0 | 1.02 | Wind | 1 | 0.028445 | 0 | 105 | 4.0393 | 105 |  |  | 0.028445 | 2.9868
36998 | RDCNYNG1 | 1 | West | YES | 0.038933 | 16.8 | 0 | 84 |  | 1.01 | Wind | 1 | 0.028908 | 0 | 84 | 3.2704 | 84 |  |  | 0.028908 | 2.4283
1061 | CIELOGEN_1G | 1 | West | YES | 0.03929 | 19.8 | 0 | 99 |  | 1 | Wind | 1 | 0.029265 | 0 | 99 | 3.8897 | 99 |  |  | 0.029265 | 2.8973
1062 | CIELOGEN_2G | 1 | West | YES | 0.03929 | 12.2 | 0 | 61 |  | 1 | Wind | 1 | 0.029265 | 0 | 61 | 2.3967 | 61 |  |  | 0.029265 | 1.7852
1069 | KINDERMG_1G | 1 | West | YES | 0.03929 | 25 | 5 | 25 | 0 | 1.017 | Cogen | 1 | 0.029265 | 0 | 0 | 0 | 0 |  |  | 0.029265 | 0
1070 | KINDERMG_2G | 1 | West | YES | 0.03929 | 45.7 | 12 | 45.7 | 0 | 1.017 | Cogen | 1 | 0.029265 | 0 | 0 | 0 | 0 |  |  | 0.029265 | 0
1071 | KINDERMG_3G | 1 | West | YES | 0.03929 | 45.7 | 12 | 45.7 | 0 | 1.017 | Cogen | 1 | 0.029265 | 0 | 0 | 0 | 0 |  |  | 0.029265 | 0
1068 | SCURRYCW_1G | 1 | West | YES | 0.039305 | 28.2 | 1.3 | 141 |  | 1.01 | Wind | 1 | 0.02928 | 0 | 141 | 5.542 | 141 |  |  | 0.02928 | 4.1285
1073 | SCURRYCW_2G | 2 | West | YES | 0.039305 | 24 | 0 | 120 | 0 | 1.017 | Wind | 1 | 0.02928 | 0 | 120 | 4.7166 | 120 |  |  | 0.02928 | 3.5137
6637 | SNYDERW1A | 1 | West | YES | 0.039435 | 12.6 | 0 | 63 | 0 | 1.025 | Wind | 1 | 0.02941 | 0 | 63 | 2.4844 | 63 |  |  | 0.02941 | 1.8529
1301 | BULLCREK_8 | 1 | West | YES | 0.039642 | 36 | 0 | 180 | 0 | 1.017 | #N/A | 1 | 0.029617 | 180 | 180 | 7.1356 | 180 |  |  | 0.029617 | 5.3311
1037 | MORGAN5G_5G | 5 | West | YES | 0.039718 | 109.6 | 40 | 137 | 0 | 1.029 | GST | 1 | 0.029693 | 137 | 137 | 5.4414 | 137 |  |  | 0.029693 | 4.068
1039 | MRGNAG_1G | A | West | YES | 0.039718 | 69 | 69 | 69 | 0 | 1.029 | GGT | 1 | 0.029693 | 69 | 69 | 2.7405 | 69 |  |  | 0.029693 | 2.0489
1040 | MRGNBG_2G | B | West | YES | 0.039718 | 70 | 70 | 71 | 0 | 1.029 | GGT | 1 | 0.029693 | 71 | 71 | 2.82 | 71 |  |  | 0.029693 | 2.1082
1041 | MRGNCG_3G | C | West | YES | 0.039718 | 69 | 69 | 70 | 0 | 1.029 | GGT | 1 | 0.029693 | 70 | 70 | 2.7803 | 70 |  |  | 0.029693 | 2.0785
1042 | MRGNDG_4G | D | West | YES | 0.039718 | 68 | 68 | 68 | 0 | 1.029 | GGT | 1 | 0.029693 | 68 | 68 | 2.7008 | 68 |  |  | 0.029693 | 2.0192
1043 | MRGNEG_5G | E | West | YES | 0.039718 | 68 | 68 | 70 | 0 | 1.029 | GGT | 1 | 0.029693 | 70 | 70 | 2.7803 | 70 |  |  | 0.029693 | 2.0785
1044 | MRGNFG_6G | F | West | YES | 0.039718 | 66 | 66 | 66 | 0 | 1.029 | GGT | 1 | 0.029693 | 66 | 66 | 2.6214 | 66 |  |  | 0.029693 | 1.9598
1302 | COYOTEWG_8 | 1 | West | YES | 0.039965 | 45 | 0 | 225 |  | 1.01 | #N/A | 1 | 0.02994 | 225 | 225 | 8.9921 | 225 |  |  | 0.02994 | 6.7366
1058 | LONGSHORE_5 | 1 | West | YES | 0.039974 | 30 | 0 | 150 |  | 1.01 | Wind | 1 | 0.029949 | 0 | 150 | 5.9961 | 150 |  |  | 0.029949 | 4.4924
1058 | LONGSHORE_5 | 2 | West | YES | 0.039974 | 44 | 0 | 220 |  | 1.01 | Wind | 1 | 0.029949 | 0 | 220 | 8.7943 | 220 |  |  | 0.029949 | 6.5889
1058 | LONGSHORE_5 | 3 | West | YES | 0.039974 | 23.4 | 0 | 117 |  | 1.01 | Wind | 1 | 0.029949 | 0 | 117 | 4.677 | 117 |  |  | 0.029949 | 3.5041
1045 | CALENG1G_1G | 1 | West | YES | 0.040145 | 73.4 | 27 | 73.4 | 0 | 1.014 | Cogen | 1 | 0.03012 | 0 | 0 | 0 | 0 |  |  | 0.03012 | 0
1046 | CALENG2G_2G | 2 | West | YES | 0.040145 | 73.4 | 27 | 73.4 | 0 | 1.014 | Cogen | 1 | 0.03012 | 0 | 0 | 0 | 0 |  |  | 0.03012 | 0
1047 | CALENG3G_3G | 3 | West | YES | 0.040145 | 70.4 | 27 | 70.4 | 0 | 1.014 | Cogen | 1 | 0.03012 | 0 | 0 | 0 | 0 |  |  | 0.03012 | 0
60057 | CALLAHAN1A | 1 | West | YES | 0.04017 | 22.8 | 0 | 114 | 0 | 1.04 | Wind | 1 | 0.030145 | 0 | 114 | 4.5794 | 114 |  |  | 0.030145 | 3.4366
1170 | AIRLAMESA_1G | 1 | West | YES | 0.040414 | 0 | 0 | 180 |  | 1 | #N/A | 1 | 0.030389 | 180 | 180 | 7.2745 | 180 |  |  | 0.030389 | 5.4701
1360 | GUNSIGHT_8 | 1 | West | YES | 0.040418 | 24 | 0 | 120 | 0 | 1.01 | Wind | 1 | 0.030393 | 0 | 120 | 4.8502 | 120 |  |  | 0.030393 | 3.6472
1327 | WILDHRSE_1G | 1 | West | YES | 0.040468 | 24 | 0 | 120 |  | 1 | Wind | 1 | 0.030443 | 0 | 120 | 4.8562 | 120 |  |  | 0.030443 | 3.6532
1333 | MCDDONAL_8 | 1 | West | YES | 0.040696 | 42.8 | 0 | 214.2 |  | 1.01 | Wind | 1 | 0.030671 | 0 | 214.2 | 8.7171 | 214.2 |  |  | 0.030671 | 6.5698
1328 | OCOTILLO_1G | 1 | West | YES | 0.040855 | 11.6 | 0 | 58 |  | 1.01 | Wind | 1 | 0.03083 | 0 | 58 | 2.3696 | 58 |  |  | 0.03083 | 1.7882
11001 | NAV1CT | 1 | West | YES | 0.040858 | 70.4 | 18 | 70.4 | 0 | 1.029 | CC | 1 | 0.030833 | 70.4 | 70.4 | 2.8764 | 70.4 |  |  | 0.030833 | 2.1707
11009 | NAV2CT | 1 | West | YES | 0.040858 | 71.4 | 18 | 71.4 | 0 | 1.029 | CC | 1 | 0.030833 | 71.4 | 71.4 | 2.9173 | 71.4 |  |  | 0.030833 | 2.2015
11011 | NAV3ST | 1 | West | YES | 0.040858 | 92.8 | 40 | 92.8 | 0 | 1.029 | CC | 1 | 0.030833 | 92.8 | 92.8 | 3.7916 | 92.8 |  |  | 0.030833 | 2.8613
11012 | NAV4CT | 1 | West | YES | 0.040858 | 80 | 18 | 80 | 0 | 1.029 | CC | 1 | 0.030833 | 80 | 80 | 3.2686 | 80 |  |  | 0.030833 | 2.4667
11013 | NAV5CT | 1 | West | YES | 0.040858 | 80 | 18 | 80 | 0 | 1.029 | CC | 1 | 0.030833 | 80 | 80 | 3.2686 | 80 |  |  | 0.030833 | 2.4667
11014 | NAV6ST | 1 | West | YES | 0.040858 | 115 | 40 | 115 | 0 | 1.029 | CC | 1 | 0.030833 | 115 | 115 | 4.6987 | 115 |  |  | 0.030833 | 3.5459
11020 | TIEHVSG_1G | 1 | West | YES | 0.040869 | 208.2 | 63 | 208.2 | 0 | 1.012 | CC | 1 | 0.030844 | 208.2 | 208.2 | 8.5089 | 208.2 |  |  | 0.030844 | 6.4218
11021 | TIEHVCG_1G | 1 | West | YES | 0.040869 | 142.1 | 103 | 142.1 | 0 | 1.012 | CC | 1 | 0.030844 | 142.1 | 142.1 | 5.8075 | 142.1 |  |  | 0.030844 | 4.383
11022 | TIEHVCG_2G | 1 | West | YES | 0.040869 | 132.4 | 103 | 132.4 | 0 | 1.012 | CC | 1 | 0.030844 | 132.4 | 132.4 | 5.4111 | 132.4 |  |  | 0.030844 | 4.0838
11023 | TIEHVCG_3G | 1 | West | YES | 0.040869 | 137.4 | 103 | 137.4 | 0 | 1.012 | CC | 1 | 0.030844 | 137.4 | 137.4 | 5.6154 | 137.4 |  |  | 0.030844 | 4.238
11024 | TIEHVCG_4G | 1 | West | YES | 0.040869 | 147 | 103 | 147 | 0 | 1.012 | CC | 1 | 0.030844 | 147 | 147 | 6.0077 | 147 |  |  | 0.030844 | 4.5341
11025 | TIEHVSG_2G | 1 | West | YES | 0.040869 | 213.2 | 63 | 213.2 | 0 | 1.012 | CC | 1 | 0.030844 | 213.2 | 213.2 | 8.7133 | 213.2 |  |  | 0.030844 | 6.576
1326 | STANTONW_8 | 1 | West | YES | 0.040946 | 20.1 | 0 | 100.5 |  | 1.01 | Wind | 1 | 0.030921 | 0 | 100.5 | 4.1151 | 100.5 |  |  | 0.030921 | 3.1076
1320 | BSP 1 | 1 | West | YES | 0.041477 | 25.5 | 2.9 | 25.8 | 0 | 1 | Cogen | 1 | 0.031452 | 0 | 0 | 0 | 0 |  |  | 0.031452 | 0
1146 | NOTREES_1G | 1 | West | YES | 0.041536 | 29.8 | 0 | 149 | 0 | 1.017 | #N/A | 1 | 0.031511 | 149 | 149 | 6.1889 | 149 |  |  | 0.031511 | 4.6952
7038 | L_DELAWA1_1Y | 1 | West | YES | 0.041657 | 3.5 | 0 | 35 | 0 | 1 | Wind | 1 | 0.031632 | 0 | 35 | 1.458 | 35 |  |  | 0.031632 | 1.1071
7038 | L_DELAWA1_1Y | 2 | West | YES | 0.041657 | 3 | 0 | 30 | 0 | 1 | Wind | 1 | 0.031632 | 0 | 30 | 1.2497 | 30 |  |  | 0.031632 | 0.94897
1002 | PBCTAGE_1G | A | West | YES | 0.04172 | 64 | 64 | 66 | 0 | 1.036 | GGT | 1 | 0.031695 | 66 | 66 | 2.7535 | 66 |  |  | 0.031695 | 2.0919
1003 | PBCTBGE_2G | B | West | YES | 0.04172 | 65 | 65 | 66 | 0 | 1.036 | GGT | 1 | 0.031695 | 66 | 66 | 2.7535 | 66 |  |  | 0.031695 | 2.0919
1004 | PBCTCGE_3G | C | West | YES | 0.04172 | 62 | 62 | 67 | 0 | 1.036 | GGT | 1 | 0.031695 | 67 | 67 | 2.7952 | 67 |  |  | 0.031695 | 2.1236
1005 | PBCTDGE_4G | D | West | YES | 0.04172 | 65 | 65 | 68 | 0 | 1.036 | GGT | 1 | 0.031695 | 68 | 68 | 2.837 | 68 |  |  | 0.031695 | 2.1553
1006 | PBCTEGE_5G | E | West | YES | 0.04172 | 65 | 65 | 67 | 0 | 1.036 | GGT | 1 | 0.031695 | 67 | 67 | 2.7952 | 67 |  |  | 0.031695 | 2.1236
1007 | PB5GEN_6G | 5 | West | YES | 0.04172 | 91.2 | 40 | 114 | 0 | 1.036 | GST | 1 | 0.031695 | 114 | 114 | 4.7561 | 114 |  |  | 0.031695 | 3.6133
1008 | PB6GEN_7G | 6 | West | YES | 0.04172 | 515 | 130 | 515 | 0 | 1.036 | GST | 1 | 0.031695 | 515 | 515 | 21.4858 | 515 |  |  | 0.031695 | 16.3232
60058 | BUFF_GAP1A | 1 | West | YES | 0.042169 | 24 | 0 | 120 |  | 1 | Wind | 1 | 0.032144 | 0 | 120 | 5.0603 | 120 |  |  | 0.032144 | 3.8573
60060 | CIRELLO | 1 | West | YES | 0.042169 | 46.6 | 0 | 233 | 0 | 1 | Wind | 1 | 0.032144 | 0 | 233 | 9.8254 | 233 |  |  | 0.032144 | 7.4897
60063 | BUFF_GAP1B | 1 | West | YES | 0.042169 | 34 | 0 | 170.2 | 0 | 1.02 | Wind | 1 | 0.032144 | 0 | 170.2 | 7.1772 | 170.2 |  |  | 0.032144 | 5.471
60066 | H_HOLLOW1A | 1 | West | YES | 0.042169 | 44.4 | 0 | 222 | 0 | 1.005 | Wind | 1 | 0.032144 | 0 | 222 | 9.3615 | 222 |  |  | 0.032144 | 7.1361
60068 | HHOLLOW21A | 1 | West | YES | 0.042169 | 36.8 | 0 | 184 | 0 | 1.025 | Wind | 1 | 0.032144 | 0 | 184 | 7.7591 | 184 |  |  | 0.032144 | 5.9146
60070 | HHOLLOW31A | 1 | West | YES | 0.042169 | 44.8 | 0 | 224 | 0 | 1.025 | Wind | 1 | 0.032144 | 0 | 224 | 9.4459 | 224 |  |  | 0.032144 | 7.2004
60072 | HHOLLOW41A | 1 | West | YES | 0.042169 | 23 | 0 | 115 | 0 | 1.025 | Wind | 1 | 0.032144 | 0 | 115 | 4.8494 | 115 |  |  | 0.032144 | 3.6966
6407 | TURKTRAK1A | 1 | West | YES | 0.043654 | 33.9 | 0 | 169.5 | 0 | 1.025 | Wind | 1 | 0.033629 | 0 | 169.5 | 7.3994 | 169.5 |  |  | 0.033629 | 5.7002
1349 | WESTXWIN_1G | 1 | West | YES | 0.044144 | 1.3 | 0 | 6.6 |  | 1.014 | Wind | 1 | 0.034119 | 0 | 6.6 | 0.29135 | 6.6 |  |  | 0.034119 | 0.22519
1350 | NWPWRG1_1G | 1 | West | YES | 0.044144 | 6.9 | 1 | 34.3 |  | 1.014 | Wind | 1 | 0.034119 | 0 | 34.3 | 1.5141 | 34.3 |  |  | 0.034119 | 1.1703
76031 | L_GASCCR1_1N | W1 | West | YES | 0.045166 | 30 | 0 | 150 | 0 | 1.02 | Wind | 1 | 0.035141 | 0 | 150 | 6.7749 | 150 |  |  | 0.035141 | 5.2712
76091 | L_DIVIDE1_1N | W1 | West | YES | 0.046224 | 110 | 0 | 550 |  | 1.02 | Wind | 1 | 0.036199 | 0 | 550 | 25.4232 | 550 |  |  | 0.036199 | 19.9097
60007 | KING_SW1A | 1 | West | YES | 0.04744 | 20 | 0 | 80 |  | 1.03 | Wind | 1 | 0.037415 | 0 | 80 | 3.7952 | 80 |  |  | 0.037415 | 2.9932
60019 | KING_NW1A | 1 | West | YES | 0.04744 | 20 | 0 | 80 |  | 1.03 | Wind | 1 | 0.037415 | 0 | 80 | 3.7952 | 80 |  |  | 0.037415 | 2.9932
60201 | RIO DRCS | F | West | YES | 0.047793 | 0 | 0 | 0 | 0 | 1.025 | AVR | 1 | 0.037768 | 0 | 0 | 0 | 0 |  |  | 0.037768 | 0
60016 | WOODWRD11A | 1 | West | YES | 0.047834 | 20 | 0 | 80 |  | 1.033 | Wind | 1 | 0.037809 | 0 | 80 | 3.8267 | 80 |  |  | 0.037809 | 3.0248
38332 | TNWDWRDU2_8 | 1 | West | YES | 0.047847 | 20 | 0 | 80 | 0 | 1.0232 | Wind | 1 | 0.037822 | 0 | 80 | 3.8278 | 80 |  |  | 0.037822 | 3.0258
38437 | TNSRBNMESA9 | 1 | West | YES | 0.047888 | 37.5 | 0 | 150 |  | 1.02 | Wind | 1 | 0.037863 | 0 | 150 | 7.1832 | 150 |  |  | 0.037863 | 5.6795
6016 | SWMESA | 1 | West | YES | 0.048197 | 18.8 | 0 | 75 |  | 1.03 | Wind | 1 | 0.038172 | 0 | 75 | 3.6148 | 75 |  |  | 0.038172 | 2.8629
60003 | KING_NE1A | 1 | West | YES | 0.048197 | 20 | 0 | 80 |  | 1.03 | Wind | 1 | 0.038172 | 0 | 80 | 3.8558 | 80 |  |  | 0.038172 | 3.0538
60005 | KING_SE1A | 1 | West | YES | 0.048197 | 10 | 0 | 40 |  | 1.035 | Wind | 1 | 0.038172 | 0 | 40 | 1.9279 | 40 |  |  | 0.038172 | 1.5269
60000 | DSKY2 | 1 | West | YES | 0.048628 | 19.1 | 0 | 76.5 |  | 1.039 | Wind | 1 | 0.038603 | 0 | 76.5 | 3.72 | 76.5 |  |  | 0.038603 | 2.9532
60017 | ORNNWP1 | 1 | West | YES | 0.048784 | 20 | 0 | 80 |  | 1.027 | Wind | 1 | 0.038759 | 0 | 80 | 3.9027 | 80 |  |  | 0.038759 | 3.1008
60018 | DSKY1 | 1 | West | YES | 0.049081 | 21 | 0 | 84 | 0 | 1.023 | Wind | 1 | 0.039056 | 0 | 84 | 4.1228 | 84 |  |  | 0.039056 | 3.2807
60202 | FRNDDRCS | F | West | YES | 0.055874 | 0 | 0 | 0 | 0 | 0.9985 | AVR | 1 | 0.045849 | 0 | 0 | 0 | 0 |  |  | 0.045849 | 0
Note on AL4: Zonal Cap - Zonal Impact

## Distributed Slack - Bound Gen
Number of Bus | Name of Bus | ID | Area Name of Gen | AGC | P Sensitivity of Bus | Gen MW | Min MW | Max MW | V Sensitivity of Bus | Set Volt | Tech Type | Zone Impact | Zone Correlation | Inc Max | Dec Max | Souce S.F. Weighting | Souce Capacity | Sink S.F. Weighting | Sink Capacity | PTDF Calc | PTDF Weighting | max of zone correlation | 0.0086649 |  |  | Neg PTDF weight | Pos PTDF weight
1437 | MESQUITW_1G | 1 | North | YES | 0.033023 | 40 | 0 | 400 |  | 1.023 | Wind | -1 | 0.0086649 | 0 | 400 |  |  | 0 | 0 | -0.0086649 | 0 |  |  |  |  | 0 | 0
1438 | MESQUITW_2G | 1 | North | YES | 0.033008 | 23.6 | 0 | 236 |  | 1.017 | Wind | -1 | 0.0086799 | 0 | 236 |  |  | 0 | 0 | -0.0086799 | 0 |  |  |  |  | 0 | 0
1442 | COKFIELD_5 | 1 | North | YES | 0.030854 | 16.5 | 0 | 165 |  | 1.029 | Wind | -1 | 0.010834 | 0 | 165 |  |  | 0 | 0 | -0.010834 | 0 |  |  |  |  | 0 | 0
1432 | GRHAMSES_2G | 2 | North | YES | 0.024032 | 294.9 | 90 | 366 | 0 | 1.014 | GST | -1 | 0.017656 | 366 | 366 |  |  | 8.7957 | 366 | -0.017656 | -6.462 |  |  | Weighted Shift Factors |  | 0 | 0
1433 | GRHAMSES_1G | 1 | North | YES | 0.023924 | 242 | 60 | 242 | 0 | 1.038 | GST | -1 | 0.017764 | 242 | 242 |  |  | 5.7896 | 242 | -0.017764 | -4.2989 |  |  | West | 0.041688 | 0 | 0
1479 | WFCOGEN_1G | 1 | North | YES | 0.022238 | 16 | 12 | 20 | 0 | 1 | Cogen | -1 | 0.01945 | 0 | 0 |  |  | 0 | 0 | -0.01945 | 0 |  |  | North | 0.010425 | 0 | 0
1479 | WFCOGEN_1G | 2 | North | YES | 0.022238 | 16 | 12 | 20 | 0 | 1 | Cogen | -1 | 0.01945 | 0 | 0 |  |  | 0 | 0 | -0.01945 | 0 |  |  |  |  | 0 | 0
1482 | WFCOGEN_2G | 2 | North | YES | 0.022238 | 13.6 | 12 | 17 | 0 | 1 | Cogen | -1 | 0.01945 | 0 | 0 |  |  | 0 | 0 | -0.01945 | 0 | North |  |  |  | 0 | 0
1482 | WFCOGEN_2G | 1 | North | YES | 0.022238 | 16 | 12 | 20 | 0 | 1 | Cogen | -1 | 0.01945 | 0 | 0 |  |  | 0 | 0 | -0.01945 | 0 | Line Rating |  | 100 |  | 0 | 0
1643 | SLSTR1PP_1G | 1 | North | YES | 0.020231 | 6 | 0 | 60 | 0 | 1.022 | Wind | -1 | 0.021457 | 0 | 60 |  |  | 0 | 0 | -0.021457 | 0 | Impact Counter to Zone: |  | 0 |  | 0 | 0
1600 | BARTNWND_1G | 1 | North | YES | 0.02009 | 12 | 0 | 120 | 0 | 1.022 | Wind | -1 | 0.021598 | 0 | 120 |  |  | 0 | 0 | -0.021598 | 0 |  |  | 0% |  | 0 | 0
344 | MRSSHPRD | 1 | North | YES | 0.019907 | 0 | 0 | 12 |  | 1.03 | Hydro | -1 | 0.021781 | 0 | 0 |  |  | 0 | 0 | -0.021781 | 0 |  |  |  |  | 0 | 0
345 | MRSSHPRD01 | 2 | North | YES | 0.019907 | 0 | 0 | 12 |  | 1.03 | Hydro | -1 | 0.021781 | 0 | 0 |  |  | 0 | 0 | -0.021781 | 0 | West |  |  |  | 0 | 0
1455 | WCPWRCO_3G | 3 | North | YES | 0.018585 | 242 | 50 | 242 |  | 1.02 | CC | -1 | 0.023103 | 242 | 242 |  |  | 4.4976 | 242 | -0.023103 | -5.5909 | Line Rating |  | 100 |  | 0 | 0
1453 | WCPWRCO_1G | 1 | North | YES | 0.018585 | 204 | 50 | 204 | 0 | 1.02 | CC | -1 | 0.023103 | 204 | 204 |  |  | 3.7913 | 204 | -0.023103 | -4.713 | Impact Counter to Zone: |  | 0 |  | 0 | 0
1454 | WCPWRCO_2G | 2 | North | YES | 0.018585 | 204 | 50 | 204 | 0 | 1.02 | CC | -1 | 0.023103 | 204 | 204 |  |  | 3.7913 | 204 | -0.023103 | -4.713 |  |  | 0% |  | 0 | 0
334 | RWMILLER03 | 3 | North | YES | 0.016579 | 166.4 | 65 | 208 | 0 | 1.04 | GST | -1 | 0.025109 | 208 | 208 |  |  | 3.4484 | 208 | -0.025109 | -5.2226 |  |  |  |  | 0 | 0
333 | RWMILLER02 | 2 | North | YES | 0.016579 | 95.2 | 37 | 119 | 0 | 1.04 | GST | -1 | 0.025109 | 119 | 119 |  |  | 1.9729 | 119 | -0.025109 | -2.988 |  |  |  |  | 0 | 0
335 | RWMILLER04 | 4 | North | YES | 0.016579 | 81.6 | 0 | 102 | 0 | 1.04 | GST | -1 | 0.025109 | 102 | 102 |  |  | 1.6911 | 102 | -0.025109 | -2.5611 |  |  |  |  | 0 | 0
336 | RWMILLER05 | 5 | North | YES | 0.016579 | 80.8 | 0 | 101 | 0 | 1.04 | GST | -1 | 0.025109 | 101 | 101 |  |  | 1.6745 | 101 | -0.025109 | -2.536 |  |  |  |  | 0 | 0
332 | RWMILLER01 | 1 | North | YES | 0.016579 | 58.4 | 18.5 | 73 | 0 | 1.04 | GST | -1 | 0.025109 | 73 | 73 |  |  | 1.2103 | 73 | -0.025109 | -1.8329 |  |  |  |  | 0 | 0
505 | NTHTEXAS03 | 3 | North | YES | 0.016161 | 30.4 | 15 | 38 |  | 1.015 | GST | -1 | 0.025527 | 38 | 38 |  |  | 0.61412 | 38 | -0.025527 | -0.97002 |  |  |  |  | 0 | 0
503 | NTHTEXAS01 | 1 | North | YES | 0.016161 | 0 | 5 | 18 |  | 1.015 | GST | -1 | 0.025527 | 18 | 18 |  |  | 0.2909 | 18 | -0.025527 | -0.45948 |  |  |  |  | 0 | 0
504 | NTHTEXAS02 | 2 | North | YES | 0.016161 | 14.4 | 5 | 18 |  | 1.015 | GST | -1 | 0.025527 | 18 | 18 |  |  | 0.2909 | 18 | -0.025527 | -0.45948 |  |  |  |  | 0 | 0
580 | JCKCNTY801 | 1 | North | YES | 0.016072 | 288 | 0 | 288 | 0 | 1.022 | CC | -1 | 0.025616 | 288 | 288 |  |  | 4.6287 | 288 | -0.025616 | -7.3774 |  |  |  |  | 0 | 0
581 | JCKCNTY802 | 2 | North | YES | 0.016072 | 147 | 0 | 147 | 0 | 1.022 | CC | -1 | 0.025616 | 147 | 147 |  |  | 2.3626 | 147 | -0.025616 | -3.7655 |  |  |  |  | 0 | 0
582 | JCKCNTY803 | 3 | North | YES | 0.016072 | 147 | 0 | 147 | 0 | 1.022 | CC | -1 | 0.025616 | 147 | 147 |  |  | 2.3626 | 147 | -0.025616 | -3.7655 |  |  |  |  | 0 | 0
1898 | COMCHEPK_1G | 1 | North | YES | 0.015306 | 1217 | 1150 | 1217 | 0 | 1.032 | Nuc | -1 | 0.026382 | 0 | 0 |  |  | 0 | 0 | -0.026382 | 0 |  |  |  |  | 0 | 0
1899 | COMCHEPK_2G | 2 | North | YES | 0.015306 | 1159 | 1128 | 1159 | 0 | 1.032 | Nuc | -1 | 0.026382 | 0 | 0 |  |  | 0 | 0 | -0.026382 | 0 |  |  |  |  | 0 | 0
728 | WOLFRIDGE801 | 1 | North | YES | 0.015142 | 11.2 | 0 | 112.5 | 0 | 0.99 | Wind | -1 | 0.026546 | 0 | 112.5 |  |  | 0 | 0 | -0.026546 | 0 |  |  |  |  | 0 | 0
60081 | WHRLWIND1A | 1 | West | YES | 0.037054 | 12 | 0 | 60 | 0 | 1.03 | Wind | 1 | 0.026629 | 0 | 60 | 2.2232 | 60 |  |  | 0.026629 | 1.5977 |  |  |  |  | 0 | 0
1879 | WLFHOLW_3G | 3 | North | YES | 0.014873 | 272.4 | 89.2 | 272.4 | 0 | 1.032 | CC | -1 | 0.026815 | 272.4 | 272.4 |  |  | 4.0514 | 272.4 | -0.026815 | -7.3044 |  |  |  |  | 0 | 0
1877 | WLFHOLW_1G | 1 | North | YES | 0.014873 | 217.3 | 89.2 | 217.3 | 0 | 1.032 | CC | -1 | 0.026815 | 217.3 | 217.3 |  |  | 3.2319 | 217.3 | -0.026815 | -5.8269 |  |  |  |  | 0 | 0
1878 | WLFHOLW_2G | 2 | North | YES | 0.014873 | 215.7 | 105 | 215.7 | 0 | 1.032 | CC | -1 | 0.026815 | 215.7 | 215.7 |  |  | 3.2081 | 215.7 | -0.026815 | -5.784 |  |  |  |  | 0 | 0
1416 | SWETWATR_1G | 1 | West | YES | 0.037524 | 30 | 18 | 30 | 0 | 1.026 | CC | 1 | 0.027099 | 30 | 30 | 1.1257 | 30 |  |  | 0.027099 | 0.81296 |  |  |  |  | 0 | 0
1419 | SWETWATR_4G | 4 | West | YES | 0.037524 | 61 | 36 | 61 | 0 | 1.026 | CC | 1 | 0.027099 | 61 | 61 | 2.289 | 61 |  |  | 0.027099 | 1.653 |  |  |  |  | 0 | 0
1418 | SWETWATR_3G | 3 | West | YES | 0.037524 | 68 | 36 | 68 | 0 | 1.026 | CC | 1 | 0.027099 | 68 | 68 | 2.5516 | 68 |  |  | 0.027099 | 1.8427 |  |  |  |  | 0 | 0
1417 | SWETWATR_2G | 2 | West | YES | 0.037524 | 72 | 36 | 72 | 0 | 1.026 | CC | 1 | 0.027099 | 72 | 72 | 2.7017 | 72 |  |  | 0.027099 | 1.9511 |  |  |  |  | 0 | 0
1889 | DECRDOVA_1G | 1 | North | YES | 0.014555 | 779 | 255 | 779 | 0 | 1.02 | GSC | -1 | 0.027133 | 779 | 779 |  |  | 11.3383 | 779 | -0.027133 | -21.1365 |  |  |  |  | 0 | 0
6100 | OKLA7A | EQ | West | YES | 0.037606 | 50 | -220 | 220 | 0 | 1.035 | DCTie | 1 | 0.027181 | 0 | 0 | 0 | 0 |  |  | 0.027181 | 0 |  |  |  |  | 0 | 0
6752 | OKLA0A | 1 | West | YES | 0.037606 | 649.7 | 175 | 649.7 | 0 | 1.035 | LIGCO | 1 | 0.027181 | 0 | 649.7 | 24.4326 | 649.7 |  |  | 0.027181 | 17.6593 |  |  |  |  | 0 | 0
1861 | EAGLEMNT_1G | MB | North | YES | 0.014386 | 0 | 30 | 112 |  | 1.022 | GST | -1 | 0.027302 | 0 | 0 |  |  | 0 | 0 | -0.027302 | 0 |  |  |  |  | 0 | 0
1862 | EAGLEMNT_2G | MB | North | YES | 0.014386 | 0 | 40 | 100 |  | 1.022 | GST | -1 | 0.027302 | 0 | 0 |  |  | 0 | 0 | -0.027302 | 0 |  |  |  |  | 0 | 0
1863 | EAGLEMNT_3G | MB | North | YES | 0.014386 | 0 | 50 | 378 |  | 1.022 | GST | -1 | 0.027302 | 0 | 0 |  |  | 0 | 0 | -0.027302 | 0 |  |  |  |  | 0 | 0
1892 | DECRDOVA_2G | A | North | YES | 0.014176 | 65 | 65 | 70 | 0 | 1.025 | GGT | -1 | 0.027512 | 70 | 70 |  |  | 0.99232 | 70 | -0.027512 | -1.9258 |  |  |  |  | 0 | 0
1893 | DECRDOVA_3G | B | North | YES | 0.014176 | 65 | 65 | 69 | 0 | 1.025 | GGT | -1 | 0.027512 | 69 | 69 |  |  | 0.97814 | 69 | -0.027512 | -1.8983 |  |  |  |  | 0 | 0
1894 | DECRDOVA_4G | C | North | YES | 0.014176 | 65 | 65 | 69 | 0 | 1.025 | GGT | -1 | 0.027512 | 69 | 69 |  |  | 0.97814 | 69 | -0.027512 | -1.8983 |  |  |  |  | 0 | 0
1895 | DECRDOVA_5G | D | North | YES | 0.014176 | 65 | 65 | 68 | 0 | 1.025 | GGT | -1 | 0.027512 | 68 | 68 |  |  | 0.96397 | 68 | -0.027512 | -1.8708 |  |  |  |  | 0 | 0
924 | SPENCER_G5 | 1 | North | YES | 0.013998 | 52 | 20 | 66 | 0 | 1.03 | GST | -1 | 0.02769 | 66 | 66 |  |  | 0.92387 | 66 | -0.02769 | -1.8275 |  |  |  |  | 0 | 0
923 | SPENCER_G4 | 1 | North | YES | 0.013998 | 48 | 20 | 61 | 0 | 1.03 | GST | -1 | 0.02769 | 61 | 61 |  |  | 0.85388 | 61 | -0.02769 | -1.6891 |  |  |  |  | 0 | 0
6144 | MCADOO1A | 1 | West | YES | 0.03828 | 15 | 0 | 150 | 0 | 1.025 | Wind | 1 | 0.027855 | 0 | 150 | 5.742 | 150 |  |  | 0.027855 | 4.1782 |  |  |  |  | 0 | 0
11057 | CHAMPION_1G | 1 | West | YES | 0.038291 | 25.3 | 0 | 126.5 |  | 1 | Wind | 1 | 0.027866 | 0 | 126.5 | 4.8438 | 126.5 |  |  | 0.027866 | 3.525 |  |  |  |  | 0 | 0
11059 | INADALE_1G | 1 | West | YES | 0.038291 | 39.4 | 0 | 197 |  | 1 | Wind | 1 | 0.027866 | 0 | 197 | 7.5433 | 197 |  |  | 0.027866 | 5.4895 |  |  |  |  | 0 | 0
11056 | ROSCOE_1G | 1 | West | YES | 0.038291 | 41.8 | 0 | 209 |  | 1 | Wind | 1 | 0.027866 | 0 | 209 | 8.0028 | 209 |  |  | 0.027866 | 5.8239 |  |  |  |  | 0 | 0
11058 | PYRON_1G | 1 | West | YES | 0.038291 | 49.8 | 0 | 249 |  | 1 | Wind | 1 | 0.027866 | 0 | 249 | 9.5345 | 249 |  |  | 0.027866 | 6.9385 |  |  |  |  | 0 | 0
6407 | TURKTRAK1A | 1 | West | YES | 0.038393 | 33.9 | 0 | 169.5 | 0 | 1.025 | Wind | 1 | 0.027968 | 0 | 169.5 | 6.5076 | 169.5 |  |  | 0.027968 | 4.7405 |  |  |  |  | 0 | 0
8032 | AMISTADHYD1 | 1 | South | YES | 0.013467 | 33 | 13 | 33 | 0 | 1.03 | Hydro | -1 | 0.028221 | 0 | 0 |  |  |  |  | -0.028221 | 0 |  |  |  |  | 0 | 0
8033 | AMISTADHYD2 | 2 | South | YES | 0.013467 | 25 | 13 | 25 | 0 | 1.03 | Hydro | -1 | 0.028221 | 0 | 0 |  |  |  |  | -0.028221 | 0 |  |  |  |  | 0 | 0
88253 | HAMILTON | F | South | YES | 0.013467 | 0 | 0 | 0 | 0 | 1.04 | BLT | -1 | 0.028221 | 0 | 0 |  |  |  |  | -0.028221 | 0 |  |  |  |  | 0 | 0
71051 | L_BITTCR1_1N | W1 | West | YES | 0.039184 | 7.5 | 0 | 37.5 |  | 1.02 | Wind | 1 | 0.028759 | 0 | 37.5 | 1.4694 | 37.5 |  |  | 0.028759 | 1.0784 |  |  |  |  | 0 | 0
71061 | L_SWEETW1_5N | W1 | West | YES | 0.039184 | 16.1 | 0 | 80.5 | 0 | 1.02 | Wind | 1 | 0.028759 | 0 | 80.5 | 3.1543 | 80.5 |  |  | 0.028759 | 2.3151 |  |  |  |  | 0 | 0
71060 | L_SWEETW1_4N | W1 | West | YES | 0.039184 | 21 | 0 | 105 | 0 | 1.02 | Wind | 1 | 0.028759 | 0 | 105 | 4.1143 | 105 |  |  | 0.028759 | 3.0197 |  |  |  |  | 0 | 0
71054 | L_SWEETW1_1N | W1 | West | YES | 0.039184 | 21.5 | 0 | 107.5 |  | 1.02 | Wind | 1 | 0.028759 | 0 | 107.5 | 4.2123 | 107.5 |  |  | 0.028759 | 3.0916 |  |  |  |  | 0 | 0
71059 | L_SWEETW1_3N | W1 | West | YES | 0.039184 | 23.8 | 0 | 119 | 0 | 1.02 | Wind | 1 | 0.028759 | 0 | 119 | 4.6629 | 119 |  |  | 0.028759 | 3.4223 |  |  |  |  | 0 | 0
71057 | L_SWEETW1_2N | W1 | West | YES | 0.039184 | 27 | 0 | 135 |  | 1.02 | Wind | 1 | 0.028759 | 0 | 135 | 5.2898 | 135 |  |  | 0.028759 | 3.8824 |  |  |  |  | 0 | 0
1354 | AEPWIND_8 | 1 | West | YES | 0.039196 | 20.2 | 0 | 101 |  | 1 | Wind | 1 | 0.028771 | 0 | 101 | 3.9588 | 101 |  |  | 0.028771 | 2.9058 |  |  |  |  | 0 | 0
1343 | TRENTIPP_8 | 1 | West | YES | 0.039196 | 30 | 0 | 150 |  | 1.014 | Wind | 1 | 0.028771 | 0 | 150 | 5.8794 | 150 |  |  | 0.028771 | 4.3156 |  |  |  |  | 0 | 0
1949 | HANDLEY_5G | 5 | North | YES | 0.012592 | 348 | 150 | 435 | 0 | 1.022 | GST | -1 | 0.029096 | 435 | 435 |  |  | 5.4775 | 435 | -0.029096 | -12.6567 |  |  |  |  | 0 | 0
1947 | HANDLEY_3G | 3 | North | YES | 0.012592 | 316 | 100 | 395 | 0 | 1.022 | GST | -1 | 0.029096 | 395 | 395 |  |  | 4.9738 | 395 | -0.029096 | -11.4929 |  |  |  |  | 0 | 0
366 | JNSNCNTY802 | 1 | North | YES | 0.01254 | 168 | 20 | 168 | 0 | 1.02 | Cogen | -1 | 0.029148 | 0 | 0 |  |  | 0 | 0 | -0.029148 | 0 |  |  |  |  | 0 | 0
367 | JNSNCNTY802 | 2 | North | YES | 0.01254 | 90 | 20 | 90 | 0 | 1.02 | Cogen | -1 | 0.029148 | 0 | 0 |  |  | 0 | 0 | -0.029148 | 0 |  |  |  |  | 0 | 0
1948 | HANDLEY_4G | 4 | North | YES | 0.012467 | 348 | 150 | 435 | 0 | 1.022 | GST | -1 | 0.029221 | 435 | 435 |  |  | 5.4231 | 435 | -0.029221 | -12.7111 |  |  |  |  | 0 | 0
36998 | RDCNYNG1 | 1 | West | YES | 0.039768 | 16.8 | 0 | 84 |  | 1.01 | Wind | 1 | 0.029343 | 0 | 84 | 3.3405 | 84 |  |  | 0.029343 | 2.4648 |  |  |  |  | 0 | 0
1069 | KINDERMG_1G | 1 | West | YES | 0.040108 | 25 | 5 | 25 | 0 | 1.017 | Cogen | 1 | 0.029683 | 0 | 0 | 0 | 0 |  |  | 0.029683 | 0 |  |  |  |  | 0 | 0
1070 | KINDERMG_2G | 1 | West | YES | 0.040108 | 45.7 | 12 | 45.7 | 0 | 1.017 | Cogen | 1 | 0.029683 | 0 | 0 | 0 | 0 |  |  | 0.029683 | 0 |  |  |  |  | 0 | 0
1071 | KINDERMG_3G | 1 | West | YES | 0.040108 | 45.7 | 12 | 45.7 | 0 | 1.017 | Cogen | 1 | 0.029683 | 0 | 0 | 0 | 0 |  |  | 0.029683 | 0 |  |  |  |  | 0 | 0
1062 | CIELOGEN_2G | 1 | West | YES | 0.040108 | 12.2 | 0 | 61 |  | 1 | Wind | 1 | 0.029683 | 0 | 61 | 2.4466 | 61 |  |  | 0.029683 | 1.8106 |  |  |  |  | 0 | 0
1061 | CIELOGEN_1G | 1 | West | YES | 0.040108 | 19.8 | 0 | 99 |  | 1 | Wind | 1 | 0.029683 | 0 | 99 | 3.9707 | 99 |  |  | 0.029683 | 2.9386 |  |  |  |  | 0 | 0
1073 | SCURRYCW_2G | 2 | West | YES | 0.040123 | 24 | 0 | 120 | 0 | 1.0217 | Wind | 1 | 0.029698 | 0 | 120 | 4.8148 | 120 |  |  | 0.029698 | 3.5637 |  |  |  |  | 0 | 0
1068 | SCURRYCW_1G | 1 | West | YES | 0.040123 | 28.2 | 1.3 | 141 | 0 | 1.0217 | Wind | 1 | 0.029698 | 0 | 141 | 5.6573 | 141 |  |  | 0.029698 | 4.1874 |  |  |  |  | 0 | 0
6637 | SNYDERW1A | 1 | West | YES | 0.040257 | 12.6 | 0 | 63 | 0 | 1.025 | Wind | 1 | 0.029832 | 0 | 63 | 2.5362 | 63 |  |  | 0.029832 | 1.8794 |  |  |  |  | 0 | 0
2371 | COLLIN_1G | MB | North | YES | 0.011819 | 0 | 40 | 138 |  | 1.022 | GST | -1 | 0.029869 | 0 | 0 |  |  | 0 | 0 | -0.029869 | 0 |  |  |  |  | 0 | 0
1044 | MRGNFG_6G | F | West | YES | 0.040477 | 66 | 66 | 66 | 0 | 1.029 | GGT | 1 | 0.030052 | 66 | 66 | 2.6715 | 66 |  |  | 0.030052 | 1.9834 |  |  |  |  | 0 | 0
1042 | MRGNDG_4G | D | West | YES | 0.040477 | 68 | 68 | 68 | 0 | 1.029 | GGT | 1 | 0.030052 | 68 | 68 | 2.7524 | 68 |  |  | 0.030052 | 2.0435 |  |  |  |  | 0 | 0
1039 | MRGNAG_1G | A | West | YES | 0.040477 | 69 | 69 | 69 | 0 | 1.029 | GGT | 1 | 0.030052 | 69 | 69 | 2.7929 | 69 |  |  | 0.030052 | 2.0736 |  |  |  |  | 0 | 0
1041 | MRGNCG_3G | C | West | YES | 0.040477 | 69 | 69 | 70 | 0 | 1.029 | GGT | 1 | 0.030052 | 70 | 70 | 2.8334 | 70 |  |  | 0.030052 | 2.1036 |  |  |  |  | 0 | 0
1043 | MRGNEG_5G | E | West | YES | 0.040477 | 68 | 68 | 70 | 0 | 1.029 | GGT | 1 | 0.030052 | 70 | 70 | 2.8334 | 70 |  |  | 0.030052 | 2.1036 |  |  |  |  | 0 | 0
1040 | MRGNBG_2G | B | West | YES | 0.040477 | 70 | 70 | 71 | 0 | 1.029 | GGT | 1 | 0.030052 | 71 | 71 | 2.8739 | 71 |  |  | 0.030052 | 2.1337 |  |  |  |  | 0 | 0
1037 | MORGAN5G_5G | 5 | West | YES | 0.040477 | 109.6 | 40 | 137 | 0 | 1.029 | GST | 1 | 0.030052 | 137 | 137 | 5.5453 | 137 |  |  | 0.030052 | 4.1171 |  |  |  |  | 0 | 0
2383 | NTHLK3_G | 3 | North | YES | 0.011551 | 0 | 50 | 329 |  | 1.022 | GST | -1 | 0.030137 | 329 | 329 |  |  | 3.8003 | 329 | -0.030137 | -9.915 |  |  |  |  | 0 | 0
2382 | NTHLK2_G | 2 | North | YES | 0.011551 | 0 | 35 | 181 |  | 1.022 | GST | -1 | 0.030137 | 181 | 181 |  |  | 2.0907 | 181 | -0.030137 | -5.4548 |  |  |  |  | 0 | 0
2381 | NTHLK1_G | 1 | North | YES | 0.011551 | 0 | 35 | 156 |  | 1.022 | GST | -1 | 0.030137 | 156 | 156 |  |  | 1.802 | 156 | -0.030137 | -4.7014 |  |  |  |  | 0 | 0
6948 | DENISNDM | 1 | North | YES | 0.011549 | 40 | 5 | 40 |  | 1.015 | Hydro | -1 | 0.030139 | 0 | 0 |  |  | 0 | 0 | -0.030139 | 0 |  |  |  |  | 0 | 0
6948 | DENISNDM | 2 | North | YES | 0.011549 | 31 | 5 | 40 |  | 1.015 | Hydro | -1 | 0.030139 | 0 | 0 |  |  | 0 | 0 | -0.030139 | 0 |  |  |  |  | 0 | 0
11065 | ELBOWCK_1G | 1 | West | YES | 0.040653 | 23.4 | 0 | 121.9 | 0 | 1 | Wind | 1 | 0.030228 | 0 | 121.9 | 4.9556 | 121.9 |  |  | 0.030228 | 3.6848 |  |  |  |  | 0 | 0
1058 | LONGSHORE_5 | 1 | West | YES | 0.040653 | 30 | 0 | 150 |  | 1.01 | Wind | 1 | 0.030228 | 0 | 150 | 6.0979 | 150 |  |  | 0.030228 | 4.5341 |  |  |  |  | 0 | 0
1058 | LONGSHORE_5 | 2 | West | YES | 0.040653 | 44 | 0 | 220 |  | 1.01 | Wind | 1 | 0.030228 | 0 | 220 | 8.9437 | 220 |  |  | 0.030228 | 6.6501 |  |  |  |  | 0 | 0
11309 | BULLCREK_2G | 1 | West | YES | 0.040666 | 20.9 | 0 | 180 |  | 1 | Wind | 1 | 0.030241 | 0 | 180 | 7.3199 | 180 |  |  | 0.030241 | 5.4433 |  |  |  |  | 0 | 0
11310 | BULLCREK_1G | 1 | West | YES | 0.040666 | 15.1 | 0 | 180 |  | 1 | Wind | 1 | 0.030241 | 0 | 180 | 7.3199 | 180 |  |  | 0.030241 | 5.4433 |  |  |  |  | 0 | 0
1688 | VALLEY_2G | 2 | North | YES | 0.011413 | 527 | 90 | 527 | 0 | 1.029 | GSC | -1 | 0.030275 | 527 | 527 |  |  | 6.0147 | 527 | -0.030275 | -15.9549 |  |  |  |  | 0 | 0
1687 | VALLEY_1G | 1 | North | YES | 0.011413 | 136 | 15 | 170 | 0 | 1.029 | GST | -1 | 0.030275 | 170 | 170 |  |  | 1.9402 | 170 | -0.030275 | -5.1467 |  |  |  |  | 0 | 0
11320 | COYOTE_1G | 1 | West | YES | 0.040736 | 22.5 | 0 | 225 |  | 1 | Wind | 1 | 0.030311 | 0 | 225 | 9.1656 | 225 |  |  | 0.030311 | 6.8199 |  |  |  |  | 0 | 0
1045 | CALENG1G_1G | 1 | West | YES | 0.040823 | 73.4 | 27 | 73.4 | 0 | 1.014 | Cogen | 1 | 0.030398 | 0 | 0 | 0 | 0 |  |  | 0.030398 | 0 |  |  |  |  | 0 | 0
1046 | CALENG2G_2G | 2 | West | YES | 0.040823 | 73.4 | 27 | 73.4 | 0 | 1.014 | Cogen | 1 | 0.030398 | 0 | 0 | 0 | 0 |  |  | 0.030398 | 0 |  |  |  |  | 0 | 0
1047 | CALENG3G_3G | 3 | West | YES | 0.040823 | 70.4 | 27 | 70.4 | 0 | 1.014 | Cogen | 1 | 0.030398 | 0 | 0 | 0 | 0 |  |  | 0.030398 | 0 |  |  |  |  | 0 | 0
1689 | VALLEY_3G | 3 | North | YES | 0.011231 | 0 | 25 | 375 |  | 1.003 | GST | -1 | 0.030457 | 375 | 375 |  |  | 4.2116 | 375 | -0.030457 | -11.4213 |  |  |  |  | 0 | 0
11693 | KMICHIST3_G | 3 | North | YES | 0.011231 | 312 | 60 | 312 | 0 | 1.026 | CC | -1 | 0.030457 | 312 | 312 |  |  | 3.5041 | 312 | -0.030457 | -9.5025 |  |  |  |  | 0 | 0
11696 | KMICHIST6_G | 6 | North | YES | 0.011231 | 310 | 60 | 310 | 0 | 1.026 | CC | -1 | 0.030457 | 310 | 310 |  |  | 3.4816 | 310 | -0.030457 | -9.4416 |  |  |  |  | 0 | 0
11695 | KMICHICT5_G | 5 | North | YES | 0.011231 | 148 | 80 | 148 | 0 | 1.026 | CC | -1 | 0.030457 | 148 | 148 |  |  | 1.6622 | 148 | -0.030457 | -4.5076 |  |  |  |  | 0 | 0
11692 | KMICHICT2_G | 2 | North | YES | 0.011231 | 146 | 80 | 146 | 0 | 1.026 | CC | -1 | 0.030457 | 146 | 146 |  |  | 1.6397 | 146 | -0.030457 | -4.4467 |  |  |  |  | 0 | 0
11691 | KMICHICT1_G | 1 | North | YES | 0.011231 | 144 | 80 | 144 | 0 | 1.026 | CC | -1 | 0.030457 | 144 | 144 |  |  | 1.6173 | 144 | -0.030457 | -4.3858 |  |  |  |  | 0 | 0
11694 | KMICHICT4_G | 4 | North | YES | 0.011231 | 144 | 80 | 144 | 0 | 1.026 | CC | -1 | 0.030457 | 144 | 144 |  |  | 1.6173 | 144 | -0.030457 | -4.3858 |  |  |  |  | 0 | 0
1683 | LAMARPWR_6G | 6 | North | YES | 0.011173 | 198 | 129.1 | 198 | 0 | 1.038 | CC | -1 | 0.030515 | 198 | 198 |  |  | 2.2123 | 198 | -0.030515 | -6.0419 |  |  |  |  | 0 | 0
1680 | LAMARPWR_3G | 3 | North | YES | 0.011173 | 196 | 129.1 | 196 | 0 | 1.038 | CC | -1 | 0.030515 | 196 | 196 |  |  | 2.1899 | 196 | -0.030515 | -5.9809 |  |  |  |  | 0 | 0
1678 | LAMARPWR_1G | 1 | North | YES | 0.011173 | 160 | 67.7 | 160 | 0 | 1.038 | CC | -1 | 0.030515 | 160 | 160 |  |  | 1.7877 | 160 | -0.030515 | -4.8824 |  |  |  |  | 0 | 0
1682 | LAMARPWR_5G | 5 | North | YES | 0.011173 | 157 | 67.7 | 157 | 0 | 1.038 | CC | -1 | 0.030515 | 157 | 157 |  |  | 1.7542 | 157 | -0.030515 | -4.7908 |  |  |  |  | 0 | 0
1679 | LAMARPWR_2G | 2 | North | YES | 0.011173 | 156 | 67.7 | 156 | 0 | 1.038 | CC | -1 | 0.030515 | 156 | 156 |  |  | 1.743 | 156 | -0.030515 | -4.7603 |  |  |  |  | 0 | 0
1681 | LAMARPWR_4G | 4 | North | YES | 0.011173 | 156 | 67.7 | 156 | 0 | 1.038 | CC | -1 | 0.030515 | 156 | 156 |  |  | 1.743 | 156 | -0.030515 | -4.7603 |  |  |  |  | 0 | 0
1675 | PEC_1G | 1 | North | YES | 0.011143 | 76.7 | 35 | 76.7 | 0 | 1.022 | Cogen | -1 | 0.030545 | 0 | 0 |  |  | 0 | 0 | -0.030545 | 0 |  |  |  |  | 0 | 0
1676 | PEC_2G | 2 | North | YES | 0.011143 | 79.6 | 35 | 79.6 | 0 | 1.022 | Cogen | -1 | 0.030545 | 0 | 0 |  |  | 0 | 0 | -0.030545 | 0 |  |  |  |  | 0 | 0
1677 | PEC_3G | 3 | North | YES | 0.011143 | 88.4 | 35 | 88.4 | 0 | 1.022 | Cogen | -1 | 0.030545 | 0 | 0 |  |  | 0 | 0 | -0.030545 | 0 |  |  |  |  | 0 | 0
1701 | MOSES_1G | 1 | North | YES | 0.01106 | 558 | 175 | 558 | 0 | 1.023 | LIGCO | -1 | 0.030628 | 0 | 558 |  |  | 0 | 0 | -0.030628 | 0 |  |  |  |  | 0 | 0
1702 | MOSES_2G | 2 | North | YES | 0.01106 | 579 | 175 | 579 | 0 | 1.023 | LIGCO | -1 | 0.030628 | 0 | 579 |  |  | 0 | 0 | -0.030628 | 0 |  |  |  |  | 0 | 0
1703 | MOSES_3G | 3 | North | YES | 0.01106 | 808 | 463 | 808 | 0 | 1.023 | LIGCO | -1 | 0.030628 | 0 | 808 |  |  | 0 | 0 | -0.030628 | 0 |  |  |  |  | 0 | 0
5925 | DCEAST | EQ | North | YES | 0.01106 | 400.3 | -600 | 600 | 0 | 1.025 | DCTie | -1 | 0.030628 | 0 | 0 |  |  | 0 | 0 | -0.030628 | 0 |  |  |  |  | 0 | 0
1938 | MDLTHELP_6G | 6 | North | YES | 0.010923 | 226 | 74 | 226 | 0 | 1 | CC | -1 | 0.030765 | 226 | 226 |  |  | 2.4686 | 226 | -0.030765 | -6.9529 |  |  |  |  | 0 | 0
1937 | MDLTHELP_5G | 5 | North | YES | 0.010923 | 224 | 74 | 224 | 0 | 1 | CC | -1 | 0.030765 | 224 | 224 |  |  | 2.4468 | 224 | -0.030765 | -6.8913 |  |  |  |  | 0 | 0
1943 | MDLTHELP_3G | 3 | North | YES | 0.010923 | 212 | 74 | 212 | 0 | 1 | CC | -1 | 0.030765 | 212 | 212 |  |  | 2.3157 | 212 | -0.030765 | -6.5222 |  |  |  |  | 0 | 0
1944 | MDLTHELP_4G | 4 | North | YES | 0.010923 | 211 | 74 | 211 | 0 | 1 | CC | -1 | 0.030765 | 211 | 211 |  |  | 2.3048 | 211 | -0.030765 | -6.4914 |  |  |  |  | 0 | 0
844 | OLINGER_G3 | 1 | North | YES | 0.010856 | 103.9 | 45 | 150 | 0 | 1.03 | GST | -1 | 0.030832 | 150 | 150 |  |  | 1.6284 | 150 | -0.030832 | -4.6248 |  |  |  |  | 0 | 0
843 | OLINGER_G2 | 1 | North | YES | 0.010856 | 76.2 | 25 | 110 | 0 | 1.03 | GST | -1 | 0.030832 | 110 | 110 |  |  | 1.1942 | 110 | -0.030832 | -3.3915 |  |  |  |  | 0 | 0
842 | OLINGER_G1 | 1 | North | YES | 0.010856 | 55.4 | 20 | 79 | 0 | 1.03 | GST | -1 | 0.030832 | 79 | 79 |  |  | 0.85762 | 79 | -0.030832 | -2.4357 |  |  |  |  | 0 | 0
845 | OLINGER_G4 | 1 | North | YES | 0.010856 | 51.9 | 0 | 76 | 0 | 1.03 | GGT | -1 | 0.030832 | 76 | 76 |  |  | 0.82506 | 76 | -0.030832 | -2.3432 |  |  |  |  | 0 | 0
837 | NEWMAN_G5 | 1 | North | YES | 0.010816 | 0 | 15 | 40 |  | 1.01 | GST | -1 | 0.030872 | 40 | 40 |  |  | 0.43264 | 40 | -0.030872 | -1.2349 |  |  |  |  | 0 | 0
950 | STEAM3 | 1 | North | YES | 0.010785 | 41 | 13 | 42 | 0 | 1.02 | GST | -1 | 0.030903 | 42 | 42 |  |  | 0.45297 | 42 | -0.030903 | -1.2979 |  |  |  |  | 0 | 0
949 | STEAM2 | 1 | North | YES | 0.010785 | 26 | 8 | 26 | 0 | 0.99 | GST | -1 | 0.030903 | 26 | 26 |  |  | 0.28041 | 26 | -0.030903 | -0.80347 |  |  |  |  | 0 | 0
948 | STEAM1 | 1 | North | YES | 0.010785 | 0 | 12 | 20 |  | 1.02 | GST | -1 | 0.030903 | 20 | 20 |  |  | 0.2157 | 20 | -0.030903 | -0.61806 |  |  |  |  | 0 | 0
1360 | GUNSIGHT_8 | 1 | West | YES | 0.04138 | 0 | 0 | 120 |  | 1.01 | Wind | 1 | 0.030955 | 0 | 120 | 4.9656 | 120 |  |  | 0.030955 | 3.7146 |  |  |  |  | 0 | 0
1327 | WILDHRSE_1G | 1 | West | YES | 0.041419 | 0 | 0 | 120 |  | 1 | Wind | 1 | 0.030994 | 0 | 120 | 4.9703 | 120 |  |  | 0.030994 | 3.7192 |  |  |  |  | 0 | 0
2417 | MTCK8_G | 8 | North | YES | 0.010684 | 444.8 | 60 | 556 | 0 | 1.022 | GSC | -1 | 0.031004 | 556 | 556 |  |  | 5.9403 | 556 | -0.031004 | -17.2382 |  |  |  |  | 0 | 0
2413 | MTCK6_G | 6 | North | YES | 0.010684 | 0 | 30 | 118 |  | 1.022 | GST | -1 | 0.031004 | 118 | 118 |  |  | 1.2607 | 118 | -0.031004 | -3.6585 |  |  |  |  | 0 | 0
2414 | MTCK7_G | 7 | North | YES | 0.010684 | 0 | 30 | 115 |  | 1.022 | GST | -1 | 0.031004 | 115 | 115 |  |  | 1.2287 | 115 | -0.031004 | -3.5654 |  |  |  |  | 0 | 0
11001 | NAV1CT | 1 | West | YES | 0.041508 | 70.4 | 18 | 70.4 | 0 | 1.029 | CC | 1 | 0.031083 | 70.4 | 70.4 | 2.9222 | 70.4 |  |  | 0.031083 | 2.1882 |  |  |  |  | 0 | 0
11009 | NAV2CT | 1 | West | YES | 0.041508 | 71.4 | 18 | 71.4 | 0 | 1.029 | CC | 1 | 0.031083 | 71.4 | 71.4 | 2.9637 | 71.4 |  |  | 0.031083 | 2.2193 |  |  |  |  | 0 | 0
11012 | NAV4CT | 1 | West | YES | 0.041508 | 80 | 18 | 80 | 0 | 1.029 | CC | 1 | 0.031083 | 80 | 80 | 3.3206 | 80 |  |  | 0.031083 | 2.4866 |  |  |  |  | 0 | 0
11013 | NAV5CT | 1 | West | YES | 0.041508 | 80 | 18 | 80 | 0 | 1.029 | CC | 1 | 0.031083 | 80 | 80 | 3.3206 | 80 |  |  | 0.031083 | 2.4866 |  |  |  |  | 0 | 0
11011 | NAV3ST | 1 | West | YES | 0.041508 | 92.8 | 40 | 92.8 | 0 | 1.029 | CC | 1 | 0.031083 | 92.8 | 92.8 | 3.8519 | 92.8 |  |  | 0.031083 | 2.8845 |  |  |  |  | 0 | 0
11014 | NAV6ST | 1 | West | YES | 0.041508 | 115 | 40 | 115 | 0 | 1.029 | CC | 1 | 0.031083 | 115 | 115 | 4.7734 | 115 |  |  | 0.031083 | 3.5745 |  |  |  |  | 0 | 0
1333 | MCDDONAL_8 | 1 | West | YES | 0.041512 | 42.8 | 0 | 214.2 |  | 1.01 | Wind | 1 | 0.031087 | 0 | 214.2 | 8.8919 | 214.2 |  |  | 0.031087 | 6.6588 |  |  |  |  | 0 | 0
11022 | TIEHVCG_2G | 1 | West | YES | 0.041517 | 132.4 | 103 | 132.4 | 0 | 1.012 | CC | 1 | 0.031092 | 132.4 | 132.4 | 5.4969 | 132.4 |  |  | 0.031092 | 4.1165 |  |  |  |  | 0 | 0
11023 | TIEHVCG_3G | 1 | West | YES | 0.041517 | 137.4 | 103 | 137.4 | 0 | 1.012 | CC | 1 | 0.031092 | 137.4 | 137.4 | 5.7044 | 137.4 |  |  | 0.031092 | 4.272 |  |  |  |  | 0 | 0
11021 | TIEHVCG_1G | 1 | West | YES | 0.041517 | 142.1 | 103 | 142.1 | 0 | 1.012 | CC | 1 | 0.031092 | 142.1 | 142.1 | 5.8996 | 142.1 |  |  | 0.031092 | 4.4181 |  |  |  |  | 0 | 0
11024 | TIEHVCG_4G | 1 | West | YES | 0.041517 | 147 | 103 | 147 | 0 | 1.012 | CC | 1 | 0.031092 | 147 | 147 | 6.103 | 147 |  |  | 0.031092 | 4.5705 |  |  |  |  | 0 | 0
11020 | TIEHVSG_1G | 1 | West | YES | 0.041517 | 208.2 | 63 | 208.2 | 0 | 1.012 | CC | 1 | 0.031092 | 208.2 | 208.2 | 8.6438 | 208.2 |  |  | 0.031092 | 6.4733 |  |  |  |  | 0 | 0
11025 | TIEHVSG_2G | 1 | West | YES | 0.041517 | 213.2 | 63 | 213.2 | 0 | 1.012 | CC | 1 | 0.031092 | 213.2 | 213.2 | 8.8514 | 213.2 |  |  | 0.031092 | 6.6287 |  |  |  |  | 0 | 0
2452 | LKHB2_G | 2 | North | YES | 0.010552 | 516 | 80 | 516 | 0 | 1.022 | GST | -1 | 0.031136 | 516 | 516 |  |  | 5.4448 | 516 | -0.031136 | -16.0661 |  |  |  |  | 0 | 0
2451 | LKHB1_G | 1 | North | YES | 0.010552 | 0 | 80 | 391 |  | 1.022 | GST | -1 | 0.031136 | 391 | 391 |  |  | 4.1258 | 391 | -0.031136 | -12.1741 |  |  |  |  | 0 | 0
12440 | PARKD_1SVC8 | 1 | North | YES | 0.01051 | 0 | 0 | 0 | 0 | 1.007 | GST | -1 | 0.031178 | 0 | 0 |  |  | 0 | 0 | -0.031178 | 0 |  |  |  |  | 0 | 0
12449 | PARKD_2SVC8 | 1 | North | YES | 0.01051 | 0 | 0 | 0 | 0 | 1.007 | GST | -1 | 0.031178 | 0 | 0 |  |  | 0 | 0 | -0.031178 | 0 |  |  |  |  | 0 | 0
1328 | OCOTILLO_1G | 1 | West | YES | 0.041651 | 11.6 | 0 | 58 |  | 1.01 | Wind | 1 | 0.031226 | 0 | 58 | 2.4158 | 58 |  |  | 0.031226 | 1.8111 |  |  |  |  | 0 | 0
12424 | FPLEFR2S_G | 4 | North | YES | 0.01039 | 415 | 191 | 415 | 0 | 1 | CC | -1 | 0.031298 | 415 | 415 |  |  | 4.3118 | 415 | -0.031298 | -12.9886 |  |  |  |  | 0 | 0
12414 | FPLEFR1S_G | 4 | North | YES | 0.01039 | 414 | 191 | 414 | 0 | 1 | CC | -1 | 0.031298 | 414 | 414 |  |  | 4.3015 | 414 | -0.031298 | -12.9573 |  |  |  |  | 0 | 0
12412 | FPLEFR1B_G | 2 | North | YES | 0.01039 | 164 | 72 | 164 | 0 | 1 | CC | -1 | 0.031298 | 164 | 164 |  |  | 1.704 | 164 | -0.031298 | -5.1329 |  |  |  |  | 0 | 0
12413 | FPLEFR1C_G | 3 | North | YES | 0.01039 | 164 | 72 | 164 | 0 | 1 | CC | -1 | 0.031298 | 164 | 164 |  |  | 1.704 | 164 | -0.031298 | -5.1329 |  |  |  |  | 0 | 0
12423 | FPLEFR2C_G | 3 | North | YES | 0.01039 | 163 | 72 | 163 | 0 | 1 | CC | -1 | 0.031298 | 163 | 163 |  |  | 1.6936 | 163 | -0.031298 | -5.1016 |  |  |  |  | 0 | 0
12421 | FPLEFR2A_G | 1 | North | YES | 0.01039 | 162 | 72 | 162 | 0 | 1 | CC | -1 | 0.031298 | 162 | 162 |  |  | 1.6832 | 162 | -0.031298 | -5.0703 |  |  |  |  | 0 | 0
12411 | FPLEFR1A_G | 1 | North | YES | 0.01039 | 161 | 72 | 161 | 0 | 1 | CC | -1 | 0.031298 | 161 | 161 |  |  | 1.6728 | 161 | -0.031298 | -5.039 |  |  |  |  | 0 | 0
12422 | FPLEFR2B_G | 2 | North | YES | 0.01039 | 161 | 72 | 161 | 0 | 1 | CC | -1 | 0.031298 | 161 | 161 |  |  | 1.6728 | 161 | -0.031298 | -5.039 |  |  |  |  | 0 | 0
1326 | STANTONW_8 | 1 | West | YES | 0.041749 | 20.1 | 0 | 100.5 |  | 1.01 | Wind | 1 | 0.031324 | 0 | 100.5 | 4.1958 | 100.5 |  |  | 0.031324 | 3.148 |  |  |  |  | 0 | 0
1941 | MDLTHELP_1G | 1 | North | YES | 0.010087 | 216.4 | 74 | 216.4 | 0 | 1 | CC | -1 | 0.031601 | 216.4 | 216.4 |  |  | 2.1828 | 216.4 | -0.031601 | -6.8384 |  |  |  |  | 0 | 0
1942 | MDLTHELP_2G | 2 | North | YES | 0.010087 | 216.1 | 74 | 216.1 | 0 | 1 | CC | -1 | 0.031601 | 216.1 | 216.1 |  |  | 2.1798 | 216.1 | -0.031601 | -6.8289 |  |  |  |  | 0 | 0
11147 | NOTREES_1G | 1 | West | YES | 0.042141 | 29.8 | 0 | 149 | 0 | 1.017 | Wind | 1 | 0.031716 | 0 | 149 | 6.279 | 149 |  |  | 0.031716 | 4.7256 |  |  |  |  | 0 | 0
12322 | ENNSTRAC_1G | 1 | North | YES | 0.009871 | 196 | 130 | 196 | 0 | 1.036 | CC | -1 | 0.031817 | 196 | 196 |  |  | 1.9347 | 196 | -0.031817 | -6.2361 |  |  |  |  | 0 | 0
12323 | ENNSTRAC_2G | 2 | North | YES | 0.009871 | 116 | 100 | 116 | 0 | 1.036 | CC | -1 | 0.031817 | 116 | 116 |  |  | 1.145 | 116 | -0.031817 | -3.6908 |  |  |  |  | 0 | 0
7038 | L_DELAWA1_1Y | 2 | West | YES | 0.042246 | 3 | 0 | 30 | 0 | 1 | Wind | 1 | 0.031821 | 0 | 30 | 1.2674 | 30 |  |  | 0.031821 | 0.95462 |  |  |  |  | 0 | 0
7038 | L_DELAWA1_1Y | 1 | West | YES | 0.042246 | 3.5 | 0 | 35 | 0 | 1 | Wind | 1 | 0.031821 | 0 | 35 | 1.4786 | 35 |  |  | 0.031821 | 1.1137 |  |  |  |  | 0 | 0
1002 | PBCTAGE_1G | A | West | YES | 0.042301 | 64 | 64 | 66 | 0 | 1.036 | GGT | 1 | 0.031876 | 66 | 66 | 2.7919 | 66 |  |  | 0.031876 | 2.1038 |  |  |  |  | 0 | 0
1003 | PBCTBGE_2G | B | West | YES | 0.042301 | 65 | 65 | 66 | 0 | 1.036 | GGT | 1 | 0.031876 | 66 | 66 | 2.7919 | 66 |  |  | 0.031876 | 2.1038 |  |  |  |  | 0 | 0
1004 | PBCTCGE_3G | C | West | YES | 0.042301 | 62 | 62 | 67 | 0 | 1.036 | GGT | 1 | 0.031876 | 67 | 67 | 2.8342 | 67 |  |  | 0.031876 | 2.1357 |  |  |  |  | 0 | 0
1006 | PBCTEGE_5G | E | West | YES | 0.042301 | 65 | 65 | 67 | 0 | 1.036 | GGT | 1 | 0.031876 | 67 | 67 | 2.8342 | 67 |  |  | 0.031876 | 2.1357 |  |  |  |  | 0 | 0
1005 | PBCTDGE_4G | D | West | YES | 0.042301 | 65 | 65 | 68 | 0 | 1.036 | GGT | 1 | 0.031876 | 68 | 68 | 2.8765 | 68 |  |  | 0.031876 | 2.1675 |  |  |  |  | 0 | 0
1007 | PB5GEN_6G | 5 | West | YES | 0.042301 | 91.2 | 40 | 114 | 0 | 1.036 | GST | 1 | 0.031876 | 114 | 114 | 4.8223 | 114 |  |  | 0.031876 | 3.6338 |  |  |  |  | 0 | 0
1008 | PB6GEN_7G | 6 | West | YES | 0.042301 | 515 | 130 | 515 | 0 | 1.036 | GST | 1 | 0.031876 | 515 | 515 | 21.785 | 515 |  |  | 0.031876 | 16.416 |  |  |  |  | 0 | 0
60072 | HHOLLOW41A | 1 | West | YES | 0.04283 | 23 | 0 | 115 | 0 | 1.025 | Wind | 1 | 0.032405 | 0 | 115 | 4.9254 | 115 |  |  | 0.032405 | 3.7265 |  |  |  |  | 0 | 0
60058 | BUFF_GAP1A | 1 | West | YES | 0.04283 | 24 | 0 | 120 |  | 1 | Wind | 1 | 0.032405 | 0 | 120 | 5.1396 | 120 |  |  | 0.032405 | 3.8886 |  |  |  |  | 0 | 0
60063 | BUFF_GAP1B | 1 | West | YES | 0.04283 | 34 | 0 | 170.2 | 0 | 1.02 | Wind | 1 | 0.032405 | 0 | 170.2 | 7.2897 | 170.2 |  |  | 0.032405 | 5.5153 |  |  |  |  | 0 | 0
60068 | HHOLLOW21A | 1 | West | YES | 0.04283 | 36.8 | 0 | 184 | 0 | 1.025 | Wind | 1 | 0.032405 | 0 | 184 | 7.8807 | 184 |  |  | 0.032405 | 5.9625 |  |  |  |  | 0 | 0
60066 | H_HOLLOW1A | 1 | West | YES | 0.04283 | 44.4 | 0 | 222 | 0 | 1.005 | Wind | 1 | 0.032405 | 0 | 222 | 9.5083 | 222 |  |  | 0.032405 | 7.1938 |  |  |  |  | 0 | 0
60070 | HHOLLOW31A | 1 | West | YES | 0.04283 | 44.8 | 0 | 224 | 0 | 1.025 | Wind | 1 | 0.032405 | 0 | 224 | 9.5939 | 224 |  |  | 0.032405 | 7.2586 |  |  |  |  | 0 | 0
60060 | CIRELLO | 1 | West | YES | 0.04283 | 46.6 | 0 | 233 | 0 | 1 | Wind | 1 | 0.032405 | 0 | 233 | 9.9794 | 233 |  |  | 0.032405 | 7.5503 |  |  |  |  | 0 | 0
1320 | BSP 1 | 1 | West | YES | 0.042877 | 25.5 | 2.9 | 25.8 | 0 | 1 | Cogen | 1 | 0.032452 | 0 | 0 | 0 | 0 |  |  | 0.032452 | 0 |  |  |  |  | 0 | 0
3097 | MARTLAKE_1G | 1 | North | YES | 0.009172 | 790 | 500 | 790 | 0 | 1.017 | LIGCO | -1 | 0.032516 | 0 | 790 |  |  | 0 | 0 | -0.032516 | 0 |  |  |  |  | 0 | 0
3098 | MARTLAKE_2G | 2 | North | YES | 0.009172 | 795 | 461 | 795 | 0 | 1.017 | LIGCO | -1 | 0.032516 | 0 | 795 |  |  | 0 | 0 | -0.032516 | 0 |  |  |  |  | 0 | 0
3099 | MARTLAKE_3G | 3 | North | YES | 0.009172 | 804 | 500 | 804 | 0 | 1.017 | LIGCO | -1 | 0.032516 | 0 | 804 |  |  | 0 | 0 | -0.032516 | 0 |  |  |  |  | 0 | 0
13119 | TGATEWAY_4G | 4 | North | YES | 0.009007 | 399 | 65 | 399 | 0 | 1.0232 | CC | -1 | 0.032681 | 399 | 399 |  |  | 3.5938 | 399 | -0.032681 | -13.0397 |  |  |  |  | 0 | 0
13116 | TGATEWAY_1G | 1 | North | YES | 0.009007 | 151 | 30 | 151 | 0 | 1.0232 | CC | -1 | 0.032681 | 151 | 151 |  |  | 1.3601 | 151 | -0.032681 | -4.9348 |  |  |  |  | 0 | 0
13118 | TGATEWAY_3G | 3 | North | YES | 0.009007 | 148 | 30 | 148 | 0 | 1.0232 | CC | -1 | 0.032681 | 148 | 148 |  |  | 1.333 | 148 | -0.032681 | -4.8368 |  |  |  |  | 0 | 0
13117 | TGATEWAY_2G | 2 | North | YES | 0.009007 | 130 | 30 | 130 | 0 | 1.0232 | CC | -1 | 0.032681 | 130 | 130 |  |  | 1.1709 | 130 | -0.032681 | -4.2485 |  |  |  |  | 0 | 0
3348 | CHAMPION_1G | MB | North | YES | 0.008853 | 0 | 42 | 42 |  | 1 | Cogen | -1 | 0.032835 | 0 | 0 |  |  | 0 | 0 | -0.032835 | 0 |  |  |  |  | 0 | 0
3309 | ASPN_G | 1 | North | YES | 0.008838 | 50 | 0 | 50 |  | 1 | Bio | -1 | 0.03285 | 50 | 50 |  |  | 0.4419 | 50 | -0.03285 | -1.6425 |  |  |  |  | 0 | 0
3108 | STRYKER_2G | 2 | North | YES | 0.008782 | 484 | 75 | 484 | 0 | 1.029 | GST | -1 | 0.032906 | 484 | 484 |  |  | 4.2505 | 484 | -0.032906 | -15.9264 |  |  |  |  | 0 | 0
3107 | STRYKER_1G | 1 | North | YES | 0.008782 | 145.6 | 45 | 182 | 0 | 1.029 | GST | -1 | 0.032906 | 182 | 182 |  |  | 1.5983 | 182 | -0.032906 | -5.9889 |  |  |  |  | 0 | 0
3126 | TRINIDAD_6G | 1 | North | YES | 0.008762 | 179.2 | 46 | 224 | 0 | 1 | GST | -1 | 0.032926 | 224 | 224 |  |  | 1.9627 | 224 | -0.032926 | -7.3754 |  |  |  |  | 0 | 0
13136 | CALFREST_6G | 6 | North | YES | 0.007338 | 177.5 | 40 | 177.5 | 0 | 1.031 | CC | -1 | 0.03435 | 177.5 | 177.5 |  |  | 1.3025 | 177.5 | -0.03435 | -6.0971 |  |  |  |  | 0 | 0
13135 | CALFREST_5G | 5 | North | YES | 0.007338 | 152.3 | 57 | 152.3 | 0 | 1.031 | CC | -1 | 0.03435 | 152.3 | 152.3 |  |  | 1.1176 | 152.3 | -0.03435 | -5.2315 |  |  |  |  | 0 | 0
13134 | CALFREST_4G | 4 | North | YES | 0.007338 | 151.5 | 40 | 151.5 | 0 | 1.031 | CC | -1 | 0.03435 | 151.5 | 151.5 |  |  | 1.1117 | 151.5 | -0.03435 | -5.204 |  |  |  |  | 0 | 0
13133 | CALFREST_3G | 3 | North | YES | 0.007279 | 177.4 | 40 | 177.4 | 0 | 1.031 | CC | -1 | 0.034409 | 177.4 | 177.4 |  |  | 1.2913 | 177.4 | -0.034409 | -6.1041 |  |  |  |  | 0 | 0
13132 | CALFREST_2G | 2 | North | YES | 0.007279 | 151 | 57 | 151 | 0 | 1.031 | CC | -1 | 0.034409 | 151 | 151 |  |  | 1.0991 | 151 | -0.034409 | -5.1957 |  |  |  |  | 0 | 0
13131 | CALFREST_1G | 1 | North | YES | 0.007279 | 150.7 | 40 | 150.7 | 0 | 1.031 | CC | -1 | 0.034409 | 150.7 | 150.7 |  |  | 1.0969 | 150.7 | -0.034409 | -5.1854 |  |  |  |  | 0 | 0
3381 | BBRN_1G | 1 | North | YES | 0.006949 | 618 | 225 | 618 | 0 | 1.03 | LIGCO | -1 | 0.034739 | 0 | 618 |  |  | 0 | 0 | -0.034739 | 0 |  |  |  |  | 0 | 0
3382 | BBRN_2G | 2 | North | YES | 0.006949 | 589 | 225 | 589 | 0 | 1.03 | LIGCO | -1 | 0.034739 | 0 | 589 |  |  | 0 | 0 | -0.034739 | 0 |  |  |  |  | 0 | 0
244 | WHITNYDM01 | 1 | North | YES | 0.006575 | 15 | 0 | 15 | 0 | 1.035 | Hydro | -1 | 0.035113 | 0 | 0 |  |  | 0 | 0 | -0.035113 | 0 |  |  |  |  | 0 | 0
245 | WHITNYDM02 | 2 | North | YES | 0.006575 | 15 | 0 | 15 | 0 | 1.035 | Hydro | -1 | 0.035113 | 0 | 0 |  |  | 0 | 0 | -0.035113 | 0 |  |  |  |  | 0 | 0
76031 | L_GASCCR1_1N | W1 | West | YES | 0.045803 | 30 | 0 | 150 | 0 | 1.02 | Wind | 1 | 0.035378 | 0 | 150 | 6.8704 | 150 |  |  | 0.035378 | 5.3066 |  |  |  |  | 0 | 0
1349 | WESTXWIN_1G | 1 | West | YES | 0.046047 | 1.3 | 0 | 6.6 |  | 1.014 | Wind | 1 | 0.035622 | 0 | 6.6 | 0.30391 | 6.6 |  |  | 0.035622 | 0.2351 |  |  |  |  | 0 | 0
1350 | NWPWRG1_1G | 1 | West | YES | 0.046047 | 6.9 | 1 | 34.3 |  | 1.014 | Wind | 1 | 0.035622 | 0 | 34.3 | 1.5794 | 34.3 |  |  | 0.035622 | 1.2218 |  |  |  |  | 0 | 0
60057 | CALLAHAN1A | 1 | West | YES | 0.046075 | 22.8 | 0 | 114 | 0 | 1.04 | Wind | 1 | 0.03565 | 0 | 114 | 5.2526 | 114 |  |  | 0.03565 | 4.0641 |  |  |  |  | 0 | 0
8262 | ELPS | 1 | South | YES | 0.005519 | 6 | 6 | 6 | 0 | 1.15 | Hydro | -1 | 0.036169 | 0 | 0 |  |  |  |  | -0.036169 | 0 |  |  |  |  | 0 | 0
76091 | L_DIVIDE1_1N | W1 | West | YES | 0.046851 | 22.5 | 0 | 112.5 |  | 1.02 | Wind | 1 | 0.036426 | 0 | 112.5 | 5.2707 | 112.5 |  |  | 0.036426 | 4.0979 |  |  |  |  | 0 | 0
76095 | L_CAPRSI1_1N | W1 | West | YES | 0.046851 | 29.9 | 0 | 149.5 | 0 | 1.02 | Wind | 1 | 0.036426 | 0 | 149.5 | 7.0042 | 149.5 |  |  | 0.036426 | 5.4456 |  |  |  |  | 0 | 0
76096 | L_CAPRSI1_2N | W1 | West | YES | 0.046851 | 37.2 | 0 | 186 | 0 | 1.02 | Wind | 1 | 0.036426 | 0 | 186 | 8.7143 | 186 |  |  | 0.036426 | 6.7752 |  |  |  |  | 0 | 0
76097 | L_CAPRGE1_1N | W1 | West | YES | 0.046851 | 42.9 | 0 | 214.5 | 0 | 1.02 | Wind | 1 | 0.036426 | 0 | 214.5 | 10.0495 | 214.5 |  |  | 0.036426 | 7.8133 |  |  |  |  | 0 | 0
251 | BOSQUESW803 | 2 | North | YES | 0.005242 | 150 | 0 | 150 | 0 | 1.032 | CC | -1 | 0.036446 | 150 | 150 |  |  | 0.7863 | 150 | -0.036446 | -5.4669 |  |  |  |  | 0 | 0
253 | BOSQUESW804 | 2 | North | YES | 0.005242 | 80 | 0 | 80 | 0 | 1.032 | CC | -1 | 0.036446 | 80 | 80 |  |  | 0.41936 | 80 | -0.036446 | -2.9157 |  |  |  |  | 0 | 0
60007 | KING_SW1A | 1 | West | YES | 0.047453 | 20 | 0 | 80 |  | 1.03 | Wind | 1 | 0.037028 | 0 | 80 | 3.7962 | 80 |  |  | 0.037028 | 2.9622 |  |  |  |  | 0 | 0
60019 | KING_NW1A | 1 | West | YES | 0.047453 | 20 | 0 | 80 |  | 1.03 | Wind | 1 | 0.037028 | 0 | 80 | 3.7962 | 80 |  |  | 0.037028 | 2.9622 |  |  |  |  | 0 | 0
60201 | RIO DRCS | F | West | YES | 0.047552 | 0 | 0 | 0 | 0 | 1.025 | AVR | 1 | 0.037127 | 0 | 0 | 0 | 0 |  |  | 0.037127 | 0 |  |  |  |  | 0 | 0
60005 | KING_SE1A | 1 | West | YES | 0.047681 | 10 | 0 | 40 |  | 1.035 | Wind | 1 | 0.037256 | 0 | 40 | 1.9072 | 40 |  |  | 0.037256 | 1.4902 |  |  |  |  | 0 | 0
6016 | SWMESA | 1 | West | YES | 0.047681 | 18.8 | 0 | 75 |  | 1.03 | Wind | 1 | 0.037256 | 0 | 75 | 3.5761 | 75 |  |  | 0.037256 | 2.7942 |  |  |  |  | 0 | 0
60003 | KING_NE1A | 1 | West | YES | 0.047681 | 20 | 0 | 80 |  | 1.03 | Wind | 1 | 0.037256 | 0 | 80 | 3.8145 | 80 |  |  | 0.037256 | 2.9805 |  |  |  |  | 0 | 0
60016 | WOODWRD11A | 1 | West | YES | 0.047705 | 20 | 0 | 80 |  | 1.033 | Wind | 1 | 0.03728 | 0 | 80 | 3.8164 | 80 |  |  | 0.03728 | 2.9824 |  |  |  |  | 0 | 0
38332 | TNWDWRDU2_8 | 1 | West | YES | 0.047717 | 20 | 0 | 80 | 0 | 1.0232 | Wind | 1 | 0.037292 | 0 | 80 | 3.8174 | 80 |  |  | 0.037292 | 2.9833 |  |  |  |  | 0 | 0
38437 | TNSRBNMESA9 | 1 | West | YES | 0.047766 | 37.5 | 0 | 150 | 0 | 1.02 | Wind | 1 | 0.037341 | 0 | 150 | 7.1649 | 150 |  |  | 0.037341 | 5.6011 |  |  |  |  | 0 | 0
48721 | LEG_1___1 | 1 | North | YES | 0.00417 | 827 | 357 | 827 | 0 | 1.0348 | LIGCO | -1 | 0.037518 | 0 | 827 |  |  | 0 | 0 | -0.037518 | 0 |  |  |  |  | 0 | 0
48722 | LEG_2___2 | 2 | North | YES | 0.00417 | 819 | 357 | 819 | 0 | 1.0348 | LIGCO | -1 | 0.037518 | 0 | 819 |  |  | 0 | 0 | -0.037518 | 0 |  |  |  |  | 0 | 0
238 | BOSQUESW505 | 1 | North | YES | 0.003553 | 255 | 0 | 255 | 0 | 1.02 | CC | -1 | 0.038135 | 255 | 255 |  |  | 0.90602 | 255 | -0.038135 | -9.7244 |  |  |  |  | 0 | 0
247 | BOSQUESW501 | 2 | North | YES | 0.003553 | 124.8 | 0 | 156 | 0 | 1.02 | GGT | -1 | 0.038135 | 156 | 156 |  |  | 0.55427 | 156 | -0.038135 | -5.949 |  |  |  |  | 0 | 0
239 | BOSQUESW502 | 1 | North | YES | 0.003553 | 119.2 | 0 | 149 | 0 | 1.02 | GGT | -1 | 0.038135 | 149 | 149 |  |  | 0.5294 | 149 | -0.038135 | -5.6821 |  |  |  |  | 0 | 0
39960 | TNTNPONE_18 | 1 | North | YES | 0.003173 | 152.3 | 30 | 152.3 |  | 1.04 | LIGCO | -1 | 0.038515 | 0 | 152.3 |  |  | 0 | 0 | -0.038515 | 0 |  |  |  |  | 0 | 0
39970 | TNTNPONE_28 | 1 | North | YES | 0.003173 | 153 | 30 | 153 |  | 1.04 | LIGCO | -1 | 0.038515 | 0 | 153 |  |  | 0 | 0 | -0.038515 | 0 |  |  |  |  | 0 | 0
60017 | ORNNWP1 | 1 | West | YES | 0.049166 | 20 | 0 | 80 |  | 1.027 | Wind | 1 | 0.038741 | 0 | 80 | 3.9333 | 80 |  |  | 0.038741 | 3.0993 |  |  |  |  | 0 | 0
3404 | THOUSE_2G | 2 | North | YES | 0.002539 | 807 | 250 | 807 | 0 | 1.012 | GSC | -1 | 0.039149 | 807 | 807 |  |  | 2.049 | 807 | -0.039149 | -31.5931 |  |  |  |  | 0 | 0
3403 | THOUSE_1G | 1 | North | YES | 0.002539 | 563 | 200 | 563 | 0 | 1.012 | GSC | -1 | 0.039149 | 563 | 563 |  |  | 1.4295 | 563 | -0.039149 | -22.0408 |  |  |  |  | 0 | 0
60018 | DSKY1 | 1 | West | YES | 0.049639 | 21 | 0 | 84 | 0 | 1.023 | Wind | 1 | 0.039214 | 0 | 84 | 4.1697 | 84 |  |  | 0.039214 | 3.2939 |  |  |  |  | 0 | 0
60000 | DSKY2 | 1 | West | YES | 0.050139 | 19.1 | 0 | 76.5 |  | 1.039 | Wind | 1 | 0.039714 | 0 | 76.5 | 3.8356 | 76.5 |  |  | 0.039714 | 3.0381 |  |  |  |  | 0 | 0
3417 | LAKE_CRK2_G | 2 | North | YES | 0.001624 | 177.6 | 40 | 222 | 0 | 1.029 | GST | -1 | 0.040064 | 222 | 222 |  |  | 0.36053 | 222 | -0.040064 | -8.8942 |  |  |  |  | 0 | 0
3416 | LAKE_CRK1_G | 1 | North | YES | 0.001624 | 60 | 33 | 75 |  | 1.029 | GST | -1 | 0.040064 | 75 | 75 |  |  | 0.1218 | 75 | -0.040064 | -3.0048 |  |  |  |  | 0 | 0
32798 | BRYN_TAMUGEN | 1 | North | YES | 0.000676 | 32 | 0 | 32 |  | 1.02 | GST | -1 | 0.041012 | 32 | 32 |  |  | 0.021632 | 32 | -0.041012 | -1.3124 |  |  |  |  | 0 | 0
990 | GIBN_CREK_G1 | 1 | North | YES | 0.00067 | 463 | 200 | 463 | 0 | 1.0275 | LIGCO | -1 | 0.041018 | 0 | 463 |  |  | 0 | 0 | -0.041018 | 0 |  |  |  |  | 0 | 0
32888 | BRYN_ATKINS7 | 1 | North | YES | 0.000667 | 13.6 | 4 | 17 |  | 1.028 | GGT | -1 | 0.041021 | 17 | 17 |  |  | 0.011339 | 17 | -0.041021 | -0.69735 |  |  |  |  | 0 | 0
32886 | BRYN_ATKINS3 | MB | North | YES | 0.000667 | 0 | 5 | 12 |  | 1 | GST | -1 | 0.041021 | 0 | 0 |  |  | 0 | 0 | -0.041021 | 0 |  |  |  |  | 0 | 0
32887 | BRYN_ATKINS6 | MB | North | YES | 0.000667 | 0 | 12 | 51 |  | 1.028 | GST | -1 | 0.041021 | 0 | 0 |  |  | 0 | 0 | -0.041021 | 0 |  |  |  |  | 0 | 0
32890 | BRYN_ATKINS4 | MB | North | YES | 0.000667 | 0 | 5 | 22 |  | 1.031 | GST | -1 | 0.041021 | 0 | 0 |  |  | 0 | 0 | -0.041021 | 0 |  |  |  |  | 0 | 0
32891 | BRYN_ATKINS5 | MB | North | YES | 0.000667 | 0 | 5 | 25 |  | 1.031 | GST | -1 | 0.041021 | 0 | 0 |  |  | 0 | 0 | -0.041021 | 0 |  |  |  |  | 0 | 0
32892 | BRYN_DNSBY14 | 1 | North | YES | 0.000609 | 84 | 25 | 105 | 0 | 1.035 | GST | -1 | 0.041079 | 105 | 105 |  |  | 0.063945 | 105 | -0.041079 | -4.3133 |  |  |  |  | 0 | 0
32883 | BRYN_DNSBY3 | 1 | North | YES | 0.000609 | 0 | 2 | 48 |  | 1.015 | GST | -1 | 0.041079 | 48 | 48 |  |  | 0.029232 | 48 | -0.041079 | -1.9718 |  |  |  |  | 0 | 0
32884 | BRYN_DNSBY13 | 1 | North | YES | 0.000609 | 46 | 2 | 46 | 0 | 1.015 | GST | -1 | 0.041079 | 46 | 46 |  |  | 0.028014 | 46 | -0.041079 | -1.8896 |  |  |  |  | 0 | 0
5934 | SI_RAY5 | 5 | South | YES | 0 | 0 | 10 | 15 |  | 1.035 | GST | -1 | 0.041688 | 15 | 15 |  |  |  |  | -0.041688 | -0.62532 |  |  |  |  | 0 | 0
8139 | JOS #1 | MB | South | YES | 0 | 0 | 45 | 255 |  | 1.02 | GST | -1 | 0.041688 | 0 | 0 |  |  |  |  | -0.041688 | 0 |  |  |  |  | 0 | 0
8285 | LAR #1 | MB | South | YES | 0 | 0 | 9 | 32 |  | 1.0497 | GST | -1 | 0.041688 | 0 | 0 |  |  |  |  | -0.041688 | 0 |  |  |  |  | 0 | 0
8287 | LAR #2 | MB | South | YES | 0 | 0 | 9 | 32 |  | 1.04 | GST | -1 | 0.041688 | 0 | 0 |  |  |  |  | -0.041688 | 0 |  |  |  |  | 0 | 0
8288 | LAR #3 | MB | South | YES | 0 | 0 | 25 | 105 |  | 1.04 | GST | -1 | 0.041688 | 0 | 0 |  |  |  |  | -0.041688 | 0 |  |  |  |  | 0 | 0
8388 | BATES0A | MB | South | YES | 0 | 0 | 21 | 71 |  | 1.033 | GST | -1 | 0.041688 | 0 | 0 |  |  |  |  | -0.041688 | 0 |  |  |  |  | 0 | 0
8393 | BATES0B | MB | South | YES | 0 | 0 | 25 | 110 |  | 1.03 | GST | -1 | 0.041688 | 0 | 0 |  |  |  |  | -0.041688 | 0 |  |  |  |  | 0 | 0
8437 | NUECES_B0C | MB | South | YES | 0 | 0 | 7 | 30 |  | 1.03 | GST | -1 | 0.041688 | 0 | 0 |  |  |  |  | -0.041688 | 0 |  |  |  |  | 0 | 0
8438 | NUECES_B0B | MB | South | YES | 0 | 0 | 26 | 169 |  | 1.03 | GST | -1 | 0.041688 | 0 | 0 |  |  |  |  | -0.041688 | 0 |  |  |  |  | 0 | 0
39190 | TNSLCGN1__8 | 1 | Houston | YES | 0 | 0 | 10 | 30 |  | 1.03 | Cogen | -1 | 0.041688 | 0 | 0 |  |  |  |  | -0.041688 | 0 |  |  |  |  | 0 | 0
48674 | FTR_CN4_5095 | 4 | North | YES | -0.000111 | 380 | 0 | 380 | 0 | 1.0319 | CC | -1 | 0.041799 | 380 | 380 |  |  | -0.04218 | 380 | -0.041799 | -15.8836 |  |  |  |  | 0 | 0
48672 | FTR_GT2_5110 | 2 | North | YES | -0.000111 | 159 | 0 | 159 | 0 | 1.0319 | CC | -1 | 0.041799 | 159 | 159 |  |  | -0.017649 | 159 | -0.041799 | -6.646 |  |  |  |  | 0 | 0
48673 | FTR_GT3_5085 | 3 | North | YES | -0.000111 | 158 | 0 | 158 | 0 | 1.0319 | CC | -1 | 0.041799 | 158 | 158 |  |  | -0.017538 | 158 | -0.041799 | -6.6042 |  |  |  |  | 0 | 0
48671 | FTR_GT1_5105 | 1 | North | YES | -0.000111 | 154.2 | 0 | 154.2 | 0 | 1.0319 | CC | -1 | 0.041799 | 154.2 | 154.2 |  |  | -0.017116 | 154.2 | -0.041799 | -6.4454 |  |  |  |  | 0 | 0
48591 | CHE_GT2_5030 | 2 | Houston | YES | -0.003895 | 173 | 50 | 173 | 0 | 1.029 | Cogen | -1 | 0.045583 | 0 | 0 |  |  |  |  | -0.045583 | 0 |  |  |  |  | 0 | 0
48811 | CVC_GT3_5045 | 3 | Houston | YES | -0.003895 | 156 | 91.8 | 156 | 0 | 1.029 | Cogen | -1 | 0.045583 | 0 | 0 |  |  |  |  | -0.045583 | 0 |  |  |  |  | 0 | 0
48812 | CVC_GT2_5020 | 2 | Houston | YES | -0.003895 | 158 | 91.8 | 158 | 0 | 1.029 | Cogen | -1 | 0.045583 | 0 | 0 |  |  |  |  | -0.045583 | 0 |  |  |  |  | 0 | 0
48813 | CVC_GT1_5035 | 1 | Houston | YES | -0.003895 | 160 | 91.8 | 160 | 0 | 1.029 | Cogen | -1 | 0.045583 | 0 | 0 |  |  |  |  | -0.045583 | 0 |  |  |  |  | 0 | 0
48814 | CVC_ST5_5040 | 1 | Houston | YES | -0.003895 | 162 | 91.8 | 162 | 0 | 1.029 | Cogen | -1 | 0.045583 | 0 | 0 |  |  |  |  | -0.045583 | 0 |  |  |  |  | 0 | 0
48885 | THW_5152 | B | Houston | YES | -0.004316 | 47.2 | 5 | 59 |  | 1.0319 | GGT | -1 | 0.046004 | 59 | 59 |  |  |  |  | -0.046004 | -2.7142 |  |  |  |  | 0 | 0
48887 | THW_5556 | E | Houston | YES | -0.004316 | 47.2 | 5 | 59 |  | 1.0319 | GGT | -1 | 0.046004 | 59 | 59 |  |  |  |  | -0.046004 | -2.7142 |  |  |  |  | 0 | 0
48885 | THW_5152 | A | Houston | YES | -0.004316 | 46.4 | 5 | 58 |  | 1.0319 | GGT | -1 | 0.046004 | 58 | 58 |  |  |  |  | -0.046004 | -2.6682 |  |  |  |  | 0 | 0
48886 | THW_5354 | D | Houston | YES | -0.004316 | 46.4 | 5 | 58 |  | 1.0319 | GGT | -1 | 0.046004 | 58 | 58 |  |  |  |  | -0.046004 | -2.6682 |  |  |  |  | 0 | 0
48886 | THW_5354 | C | Houston | YES | -0.004316 | 45.6 | 5 | 57 |  | 1.0319 | GGT | -1 | 0.046004 | 57 | 57 |  |  |  |  | -0.046004 | -2.6222 |  |  |  |  | 0 | 0
48887 | THW_5556 | F | Houston | YES | -0.004316 | 45.6 | 5 | 57 |  | 1.0319 | GGT | -1 | 0.046004 | 57 | 57 |  |  |  |  | -0.046004 | -2.6222 |  |  |  |  | 0 | 0
60202 | FRNDDRCS | F | West | YES | 0.056434 | 0 | 0 | 0 | 0 | 0.9985 | AVR | 1 | 0.046009 | 0 | 0 | 0 | 0 |  |  | 0.046009 | 0 |  |  |  |  | 0 | 0
48690 | GBY_GN5_5 | 5 | Houston | YES | -0.004348 | 318.4 | 81 | 398 |  | 1.0362 | GSC | -1 | 0.046036 | 398 | 398 |  |  |  |  | -0.046036 | -18.3223 |  |  |  |  | 0 | 0
48598 | BTE_ST1_8070 | 4 | Houston | YES | -0.004375 | 269.2 | 60 | 269.2 | 0 | 1.0261 | CC | -1 | 0.046063 | 269.2 | 269.2 |  |  |  |  | -0.046063 | -12.4001 |  |  |  |  | 0 | 0
48595 | BTE_GT2_8075 | 1 | Houston | YES | -0.004375 | 162.8 | 130 | 162.8 | 0 | 1.0261 | CC | -1 | 0.046063 | 162.8 | 162.8 |  |  |  |  | -0.046063 | -7.499 |  |  |  |  | 0 | 0
48596 | BTE_GT3_8045 | 2 | Houston | YES | -0.004375 | 161.4 | 130 | 161.4 | 0 | 1.0261 | CC | -1 | 0.046063 | 161.4 | 161.4 |  |  |  |  | -0.046063 | -7.4345 |  |  |  |  | 0 | 0
48597 | BTE_GT4_8055 | 3 | Houston | YES | -0.004375 | 158.9 | 130 | 158.9 | 0 | 1.0261 | CC | -1 | 0.046063 | 158.9 | 158.9 |  |  |  |  | -0.046063 | -7.3194 |  |  |  |  | 0 | 0
48583 | CBY_GT4_1 | 1 | Houston | YES | -0.004445 | 172 | 0 | 172 | 0 | 1.027 | GSC | -1 | 0.046133 | 172 | 172 |  |  |  |  | -0.046133 | -7.9349 |  |  |  |  | 0 | 0
48584 | CBY_GT4_2 | 2 | Houston | YES | -0.004445 | 172 | 0 | 172 | 0 | 1.027 | CC | -1 | 0.046133 | 172 | 172 |  |  |  |  | -0.046133 | -7.9349 |  |  |  |  | 0 | 0
48585 | CBY_ST4_1 | 3 | Houston | YES | -0.004445 | 172 | 0 | 172 | 0 | 1.027 | CC | -1 | 0.046133 | 172 | 172 |  |  |  |  | -0.046133 | -7.9349 |  |  |  |  | 0 | 0
48815 | CVC_GT4_8005 | 4 | Houston | YES | -0.004453 | 165 | 91.8 | 165 |  | 1.0362 | Cogen | -1 | 0.046141 | 0 | 0 |  |  |  |  | -0.046141 | 0 |  |  |  |  | 0 | 0
48791 | PSA_GT1_8160 | 1 | Houston | YES | -0.004475 | 52 | 20.8 | 65 | 0 | 1.0362 | Cogen | -1 | 0.046163 | 0 | 0 |  |  |  |  | -0.046163 | 0 |  |  |  |  | 0 | 0
48792 | PSA_GT2_8155 | 2 | Houston | YES | -0.004475 | 52.8 | 20.3 | 66 | 0 | 1.0362 | Cogen | -1 | 0.046163 | 0 | 0 |  |  |  |  | -0.046163 | 0 |  |  |  |  | 0 | 0
48793 | PSA_GT3_8150 | 3 | Houston | YES | -0.004475 | 56 | 20.3 | 70 | 0 | 1.0362 | Cogen | -1 | 0.046163 | 0 | 0 |  |  |  |  | -0.046163 | 0 |  |  |  |  | 0 | 0
48794 | PSA_GT4_8145 | 4 | Houston | YES | -0.004475 | 52.8 | 20.3 | 66 | 0 | 1.0362 | Cogen | -1 | 0.046163 | 0 | 0 |  |  |  |  | -0.046163 | 0 |  |  |  |  | 0 | 0
48795 | PSA_GT5_8140 | 5 | Houston | YES | -0.004475 | 51.2 | 20.3 | 64 | 0 | 1.0362 | Cogen | -1 | 0.046163 | 0 | 0 |  |  |  |  | -0.046163 | 0 |  |  |  |  | 0 | 0
48796 | PSA_GN1_8165 | 1 | Houston | YES | -0.004475 | 83.2 | 43.1 | 104 | 0 | 1.0362 | Cogen | -1 | 0.046163 | 0 | 0 |  |  |  |  | -0.046163 | 0 |  |  |  |  | 0 | 0
48797 | PSA_GT6_8135 | 6 | Houston | YES | -0.004475 | 47.2 | 34.5 | 59 | 0 | 1.0362 | Cogen | -1 | 0.046163 | 0 | 0 |  |  |  |  | -0.046163 | 0 |  |  |  |  | 0 | 0
48581 | CBY_GN1_1 | 1 | Houston | YES | -0.00448 | 595.2 | 108 | 744 | 0 | 1.0435 | GSC | -1 | 0.046168 | 744 | 744 |  |  |  |  | -0.046168 | -34.3489 |  |  |  |  | 0 | 0
48651 | EP_1_2 | 1 | Houston | YES | -0.004481 | 4 | 0 | 5 | 0 | 1.0362 | Cogen | -1 | 0.046169 | 0 | 0 |  |  |  |  | -0.046169 | 0 |  |  |  |  | 0 | 0
48651 | EP_1_2 | 2 | Houston | YES | -0.004481 | 17.7 | 10 | 21 | 0 | 1.0362 | Cogen | -1 | 0.046169 | 0 | 0 |  |  |  |  | -0.046169 | 0 |  |  |  |  | 0 | 0
48940 | WARVUE_GT1 | G1 | Houston | YES | -0.004481 | 15 | 0 | 15 |  | 1.021 | Cogen | -1 | 0.046169 | 0 | 0 |  |  |  |  | -0.046169 | 0 |  |  |  |  | 0 | 0
48883 | THW_GT1_GT_1 | B2 | Houston | YES | -0.004522 | 0 | 0 | 12 |  | 1.043 | GGT | -1 | 0.04621 | 12 | 12 |  |  |  |  | -0.04621 | -0.55452 |  |  |  |  | 0 | 0
49803 | EXN_15GT | 1 | Houston | YES | -0.004522 | 33 | 8.3 | 34 |  | 1.0326 | Cogen | -1 | 0.04621 | 0 | 0 |  |  |  |  | -0.04621 | 0 |  |  |  |  | 0 | 0
49804 | EXN_16GT | 2 | Houston | YES | -0.004522 | 32 | 8.3 | 34.7 |  | 1.0326 | Cogen | -1 | 0.04621 | 0 | 0 |  |  |  |  | -0.04621 | 0 |  |  |  |  | 0 | 0
49805 | EXN_17GT | 3 | Houston | YES | -0.004522 | 31 | 8.3 | 32.7 |  | 1.0326 | Cogen | -1 | 0.04621 | 0 | 0 |  |  |  |  | -0.04621 | 0 |  |  |  |  | 0 | 0
49826 | EXN938GT | 5 | Houston | YES | -0.004522 | 43 | 9.2 | 45.9 |  | 1.0326 | Cogen | -1 | 0.04621 | 0 | 0 |  |  |  |  | -0.04621 | 0 |  |  |  |  | 0 | 0
49828 | EXN941GT | 10 | Houston | YES | -0.004522 | 17.7 | 5.4 | 17.7 | 0 | 1.0326 | Cogen | -1 | 0.04621 | 0 | 0 |  |  |  |  | -0.04621 | 0 |  |  |  |  | 0 | 0
49829 | EXN942GT | 11 | Houston | YES | -0.004522 | 20 | 5.4 | 20.4 | 0 | 1.0326 | Cogen | -1 | 0.04621 | 0 | 0 |  |  |  |  | -0.04621 | 0 |  |  |  |  | 0 | 0
49830 | EXN943GT | 12 | Houston | YES | -0.004522 | 19 | 5.4 | 19.9 | 0 | 1.0326 | Cogen | -1 | 0.04621 | 0 | 0 |  |  |  |  | -0.04621 | 0 |  |  |  |  | 0 | 0
49831 | EXN944GT | 13 | Houston | YES | -0.004522 | 33 | 5.4 | 35 | 0 | 1.0326 | Cogen | -1 | 0.04621 | 0 | 0 |  |  |  |  | -0.04621 | 0 |  |  |  |  | 0 | 0
49832 | EXN945GT | 9 | Houston | YES | -0.004522 | 18.5 | 9.2 | 18.5 |  | 1.0326 | Cogen | -1 | 0.04621 | 0 | 0 |  |  |  |  | -0.04621 | 0 |  |  |  |  | 0 | 0
49837 | EXN_GT | 4 | Houston | YES | -0.004522 | 81 | 21.3 | 85.4 |  | 1.0326 | Cogen | -1 | 0.04621 | 0 | 0 |  |  |  |  | -0.04621 | 0 |  |  |  |  | 0 | 0
49838 | EXN_14GT | 14 | Houston | YES | -0.004522 | 140 | 0 | 148 |  | 1.0326 | Cogen | -1 | 0.04621 | 0 | 0 |  |  |  |  | -0.04621 | 0 |  |  |  |  | 0 | 0
48582 | CBY_GN2_2 | 2 | Houston | YES | -0.004564 | 596.8 | 110 | 746 | 0 | 1.0435 | GSC | -1 | 0.046252 | 746 | 746 |  |  |  |  | -0.046252 | -34.5039 |  |  |  |  | 0 | 0
48874 | THW_ST4_ST_4 | 4 | Houston | YES | -0.004614 | 108 | 19 | 108 | 0 | 1.0435 | CC | -1 | 0.046302 | 108 | 108 |  |  |  |  | -0.046302 | -5.0006 |  |  |  |  | 0 | 0
48873 | THW_ST3_ST_3 | 3 | Houston | YES | -0.004614 | 107 | 19 | 107 | 0 | 1.0435 | CC | -1 | 0.046302 | 107 | 107 |  |  |  |  | -0.046302 | -4.9543 |  |  |  |  | 0 | 0
48881 | THW_4344 | G | Houston | YES | -0.004614 | 58 | 5 | 58 | 0 | 1.0435 | CC | -1 | 0.046302 | 58 | 58 |  |  |  |  | -0.046302 | -2.6855 |  |  |  |  | 0 | 0
48881 | THW_4344 | H | Houston | YES | -0.004614 | 58 | 5 | 58 | 0 | 1.0435 | CC | -1 | 0.046302 | 58 | 58 |  |  |  |  | -0.046302 | -2.6855 |  |  |  |  | 0 | 0
48877 | THW_3334 | D | Houston | YES | -0.004614 | 57 | 5 | 57 | 0 | 1.0435 | CC | -1 | 0.046302 | 57 | 57 |  |  |  |  | -0.046302 | -2.6392 |  |  |  |  | 0 | 0
48879 | THW_4142 | E | Houston | YES | -0.004614 | 56 | 5 | 56 | 0 | 1.0435 | CC | -1 | 0.046302 | 56 | 56 |  |  |  |  | -0.046302 | -2.5929 |  |  |  |  | 0 | 0
48875 | THW_3132 | A | Houston | YES | -0.004614 | 55 | 5 | 55 | 0 | 1.0435 | CC | -1 | 0.046302 | 55 | 55 |  |  |  |  | -0.046302 | -2.5466 |  |  |  |  | 0 | 0
48877 | THW_3334 | C | Houston | YES | -0.004614 | 55 | 5 | 55 | 0 | 1.0435 | CC | -1 | 0.046302 | 55 | 55 |  |  |  |  | -0.046302 | -2.5466 |  |  |  |  | 0 | 0
48879 | THW_4142 | F | Houston | YES | -0.004614 | 55 | 5 | 55 | 0 | 1.0435 | CC | -1 | 0.046302 | 55 | 55 |  |  |  |  | -0.046302 | -2.5466 |  |  |  |  | 0 | 0
48875 | THW_3132 | B | Houston | YES | -0.004614 | 53 | 5 | 53 | 0 | 1.0435 | CC | -1 | 0.046302 | 53 | 53 |  |  |  |  | -0.046302 | -2.454 |  |  |  |  | 0 | 0
48593 | CHE_GT1_8015 | 1 | Houston | YES | -0.004697 | 173 | 50 | 173 | 0 | 1.0362 | Cogen | -1 | 0.046385 | 0 | 0 |  |  |  |  | -0.046385 | 0 |  |  |  |  | 0 | 0
48594 | CHE_GN4_8025 | 4 | Houston | YES | -0.004697 | 142 | 60 | 142 | 0 | 1.0362 | Cogen | -1 | 0.046385 | 0 | 0 |  |  |  |  | -0.046385 | 0 |  |  |  |  | 0 | 0
48511 | LPE_GT1_8070 | 1 | Houston | YES | -0.00471 | 42 | 0 | 42 | 0 | 1.0362 | GGT | -1 | 0.046398 | 42 | 42 |  |  |  |  | -0.046398 | -1.9487 |  |  |  |  | 0 | 0
48512 | LPE_GT2_8075 | 2 | Houston | YES | -0.00471 | 42 | 0 | 42 | 0 | 1.0362 | GGT | -1 | 0.046398 | 42 | 42 |  |  |  |  | -0.046398 | -1.9487 |  |  |  |  | 0 | 0
48513 | LPE_GT3_8080 | 3 | Houston | YES | -0.00471 | 39 | 0 | 39 | 0 | 1.0362 | GGT | -1 | 0.046398 | 39 | 39 |  |  |  |  | -0.046398 | -1.8095 |  |  |  |  | 0 | 0
48514 | LPE_GT4_8085 | 4 | Houston | YES | -0.00471 | 39 | 0 | 39 | 0 | 1.0362 | GGT | -1 | 0.046398 | 39 | 39 |  |  |  |  | -0.046398 | -1.8095 |  |  |  |  | 0 | 0
48500 | APD_GT1_8005 | 1 | Houston | YES | -0.004717 | 137.6 | 54.6 | 137.6 | 0 | 1.0362 | Cogen | -1 | 0.046405 | 0 | 0 |  |  |  |  | -0.046405 | 0 |  |  |  |  | 0 | 0
48820 | SHELLG1_3015 | 1 | Houston | YES | -0.004773 | 71 | 34.5 | 71 |  | 1.029 | Cogen | -1 | 0.046461 | 0 | 0 |  |  |  |  | -0.046461 | 0 |  |  |  |  | 0 | 0
48821 | SHELLG2 | 2 | Houston | YES | -0.004773 | 72 | 34.5 | 72 |  | 1.029 | Cogen | -1 | 0.046461 | 0 | 0 |  |  |  |  | -0.046461 | 0 |  |  |  |  | 0 | 0
48822 | SHELLG3_3020 | 2 | Houston | YES | -0.004773 | 30 | 0 | 30 |  | 1.029 | Cogen | -1 | 0.046461 | 0 | 0 |  |  |  |  | -0.046461 | 0 |  |  |  |  | 0 | 0
48822 | SHELLG3_3020 | 1 | Houston | YES | -0.004773 | 39 | 0 | 39 |  | 1.029 | Cogen | -1 | 0.046461 | 0 | 0 |  |  |  |  | -0.046461 | 0 |  |  |  |  | 0 | 0
48740 | PSG_GN2_8050 | 1 | Houston | YES | -0.00481 | 182 | 60 | 182 | 0 | 1.0326 | Cogen | -1 | 0.046498 | 0 | 0 |  |  |  |  | -0.046498 | 0 |  |  |  |  | 0 | 0
48741 | PSG_GT2_8040 | 1 | Houston | YES | -0.00481 | 158.6 | 50 | 158.6 | 0 | 1.0326 | Cogen | -1 | 0.046498 | 0 | 0 |  |  |  |  | -0.046498 | 0 |  |  |  |  | 0 | 0
48742 | PSG_GT3_8060 | 1 | Houston | YES | -0.00481 | 157 | 50 | 157 | 0 | 1.0326 | Cogen | -1 | 0.046498 | 0 | 0 |  |  |  |  | -0.046498 | 0 |  |  |  |  | 0 | 0
48854 | SRB_GN4_4 | 4 | Houston | YES | -0.004811 | 182.4 | 35 | 228 | 0 | 1.0326 | GST | -1 | 0.046499 | 228 | 228 |  |  |  |  | -0.046499 | -10.6017 |  |  |  |  | 0 | 0
48845 | SOL_GT1 | 1 | Houston | YES | -0.004812 | 16.2 | 15.4 | 16.2 |  | 1.0326 | Solar | -1 | 0.0465 | 16.2 | 16.2 |  |  |  |  | -0.0465 | -0.7533 |  |  |  |  | 0 | 0
48611 | DIB_GT1_8080 | 1 | Houston | YES | -0.004812 | 64 | 0 | 64 | 0 | 1.0326 | Cogen | -1 | 0.0465 | 0 | 0 |  |  |  |  | -0.0465 | 0 |  |  |  |  | 0 | 0
48612 | DIB_GT2_8075 | 2 | Houston | YES | -0.004812 | 63.2 | 0 | 63.2 | 0 | 1.0326 | Cogen | -1 | 0.0465 | 0 | 0 |  |  |  |  | -0.0465 | 0 |  |  |  |  | 0 | 0
48613 | DIB_ST1_8085 | 3 | Houston | YES | -0.004812 | 67.9 | 30 | 82.6 | 0 | 1.0326 | Cogen | -1 | 0.0465 | 0 | 0 |  |  |  |  | -0.0465 | 0 |  |  |  |  | 0 | 0
48614 | DIB_GT3_8090 | 4 | Houston | YES | -0.004812 | 73.6 | 15 | 73.6 | 0 | 1.0326 | Cogen | -1 | 0.0465 | 0 | 0 |  |  |  |  | -0.0465 | 0 |  |  |  |  | 0 | 0
48853 | SRB_GN3_3 | 3 | Houston | YES | -0.004813 | 170.4 | 35 | 213 |  | 1.0326 | GST | -1 | 0.046501 | 213 | 213 |  |  |  |  | -0.046501 | -9.9047 |  |  |  |  | 0 | 0
48551 | CAL_GT1_8045 | 1 | Houston | YES | -0.004819 | 149 | 0 | 149 | 0 | 1.0326 | Cogen | -1 | 0.046507 | 0 | 0 |  |  |  |  | -0.046507 | 0 |  |  |  |  | 0 | 0
48552 | CAL_ST1_8000 | 2 | Houston | YES | -0.004819 | 65.1 | 0 | 65.1 | 0 | 1.0326 | Cogen | -1 | 0.046507 | 0 | 0 |  |  |  |  | -0.046507 | 0 |  |  |  |  | 0 | 0
48851 | SRB_GN1_1 | 1 | Houston | YES | -0.00482 | 132 | 26 | 165 | 0 | 1.0217 | GST | -1 | 0.046508 | 165 | 165 |  |  |  |  | -0.046508 | -7.6738 |  |  |  |  | 0 | 0
48852 | SRB_GN2_2 | 2 | Houston | YES | -0.004822 | 140.8 | 26 | 176 | 0 | 1.0217 | GST | -1 | 0.04651 | 176 | 176 |  |  |  |  | -0.04651 | -8.1857 |  |  |  |  | 0 | 0
48855 | SRB_GT211035 | B1 | Houston | YES | -0.004823 | 0 | 0 | 18 |  | 1.014 | GGT | -1 | 0.046511 | 18 | 18 |  |  |  |  | -0.046511 | -0.8372 |  |  |  |  | 0 | 0
48855 | SRB_GT211035 | B2 | Houston | YES | -0.004823 | 0 | 0 | 12 |  | 1.014 | GGT | -1 | 0.046511 | 12 | 12 |  |  |  |  | -0.046511 | -0.55813 |  |  |  |  | 0 | 0
48761 | PR_GT1__9040 | 1 | Houston | YES | -0.004849 | 26 | 0 | 35 |  | 1 | Cogen | -1 | 0.046537 | 0 | 0 |  |  |  |  | -0.046537 | 0 |  |  |  |  | 0 | 0
48645 | DPEC_ST55065 | 5 | Houston | YES | -0.004882 | 282 | 0 | 282 | 0 | 1.0319 | CC | -1 | 0.04657 | 282 | 282 |  |  |  |  | -0.04657 | -13.1327 |  |  |  |  | 0 | 0
48641 | DPEC_GT15040 | 1 | Houston | YES | -0.004882 | 163.2 | 98 | 163.2 | 0 | 1.0319 | CC | -1 | 0.04657 | 163.2 | 163.2 |  |  |  |  | -0.04657 | -7.6002 |  |  |  |  | 0 | 0
48643 | DPEC_GT35010 | 3 | Houston | YES | -0.004882 | 157.5 | 98 | 157.5 | 0 | 1.0319 | CC | -1 | 0.04657 | 157.5 | 157.5 |  |  |  |  | -0.04657 | -7.3348 |  |  |  |  | 0 | 0
48642 | DPEC_GT25025 | 2 | Houston | YES | -0.004882 | 157.1 | 98 | 157.1 | 0 | 1.0319 | CC | -1 | 0.04657 | 157.1 | 157.1 |  |  |  |  | -0.04657 | -7.3161 |  |  |  |  | 0 | 0
48644 | DPEC_GT45070 | 4 | Houston | YES | -0.004882 | 157 | 98 | 157 | 0 | 1.0319 | CC | -1 | 0.04657 | 157 | 157 |  |  |  |  | -0.04657 | -7.3115 |  |  |  |  | 0 | 0
48841 | SJS_GT1_GT1 | 1 | Houston | YES | -0.004905 | 62.4 | 49 | 78 | 0 | 1.0362 | Cogen | -1 | 0.046593 | 0 | 0 |  |  |  |  | -0.046593 | 0 |  |  |  |  | 0 | 0
48842 | SJS_GT2_GT2 | 2 | Houston | YES | -0.004905 | 64.8 | 49 | 81 | 0 | 1.0362 | Cogen | -1 | 0.046593 | 0 | 0 |  |  |  |  | -0.046593 | 0 |  |  |  |  | 0 | 0
48693 | GBY_83841065 | E | Houston | YES | -0.004929 | 45.6 | 20 | 57 | 0 | 1.0362 | GGT | -1 | 0.046617 | 57 | 57 |  |  |  |  | -0.046617 | -2.6572 |  |  |  |  | 0 | 0
48692 | GBY_81821075 | D | Houston | YES | -0.004929 | 44 | 20 | 55 | 0 | 1.0362 | GGT | -1 | 0.046617 | 55 | 55 |  |  |  |  | -0.046617 | -2.5639 |  |  |  |  | 0 | 0
48693 | GBY_83841065 | F | Houston | YES | -0.004929 | 43.2 | 20 | 54 | 0 | 1.0362 | GGT | -1 | 0.046617 | 54 | 54 |  |  |  |  | -0.046617 | -2.5173 |  |  |  |  | 0 | 0
48691 | GBY_73741085 | B | Houston | YES | -0.004929 | 37.6 | 20 | 47 | 0 | 1.0362 | GGT | -1 | 0.046617 | 47 | 47 |  |  |  |  | -0.046617 | -2.191 |  |  |  |  | 0 | 0
48691 | GBY_73741085 | A | Houston | YES | -0.004929 | 37.6 | 20 | 47 | 0 | 1.0362 | GGT | -1 | 0.046617 | 47 | 47 |  |  |  |  | -0.046617 | -2.191 |  |  |  |  | 0 | 0
48692 | GBY_81821075 | C | Houston | YES | -0.004929 | 37.6 | 20 | 47 | 0 | 1.0362 | GGT | -1 | 0.046617 | 47 | 47 |  |  |  |  | -0.046617 | -2.191 |  |  |  |  | 0 | 0
48531 | BYU_GT1_8075 | 1 | Houston | YES | -0.005014 | 65 | 0 | 65 |  | 1.0362 | Cogen | -1 | 0.046702 | 0 | 0 |  |  |  |  | -0.046702 | 0 |  |  |  |  | 0 | 0
48532 | BYU_GT2_8055 | 2 | Houston | YES | -0.005014 | 62 | 0 | 62 |  | 1.0362 | Cogen | -1 | 0.046702 | 0 | 0 |  |  |  |  | -0.046702 | 0 |  |  |  |  | 0 | 0
48533 | BYU_GT3_8060 | 3 | Houston | YES | -0.005014 | 67 | 0 | 67 |  | 1.0362 | Cogen | -1 | 0.046702 | 0 | 0 |  |  |  |  | -0.046702 | 0 |  |  |  |  | 0 | 0
48534 | BYU_GT4_8065 | 4 | Houston | YES | -0.005014 | 65 | 0 | 65 |  | 1.0362 | Cogen | -1 | 0.046702 | 0 | 0 |  |  |  |  | -0.046702 | 0 |  |  |  |  | 0 | 0
48561 | CTL_GT2_8130 | 1 | Houston | YES | -0.005071 | 73.5 | 30.3 | 91.9 |  | 1.0362 | Cogen | -1 | 0.046759 | 0 | 0 |  |  |  |  | -0.046759 | 0 |  |  |  |  | 0 | 0
48562 | CTL_GT3_8135 | 2 | Houston | YES | -0.005071 | 70.1 | 30.3 | 87.6 |  | 1.0362 | Cogen | -1 | 0.046759 | 0 | 0 |  |  |  |  | -0.046759 | 0 |  |  |  |  | 0 | 0
48563 | CTL_GT4_8140 | 3 | Houston | YES | -0.005071 | 69.6 | 30.3 | 87 |  | 1.0362 | Cogen | -1 | 0.046759 | 0 | 0 |  |  |  |  | -0.046759 | 0 |  |  |  |  | 0 | 0
48564 | CTL_GN1_8145 | 4 | Houston | YES | -0.005071 | 43.6 | 12.9 | 54.5 |  | 1.0362 | Cogen | -1 | 0.046759 | 0 | 0 |  |  |  |  | -0.046759 | 0 |  |  |  |  | 0 | 0
48565 | CTL_GN2_8155 | 5 | Houston | YES | -0.005071 | 9.8 | 3.4 | 12.2 |  | 1.0362 | Cogen | -1 | 0.046759 | 0 | 0 |  |  |  |  | -0.046759 | 0 |  |  |  |  | 0 | 0
48772 | PHR_GN2_2 | MB | Houston | YES | -0.005223 | 0 | 72 | 459 |  | 1.0362 | GSC | -1 | 0.046911 | 0 | 0 |  |  |  |  | -0.046911 | 0 |  |  |  |  | 0 | 0
38580 | TNBP_CGN1_8 | 1 | Houston | YES | -0.00544 | 70.8 | 0 | 70.8 | 0 | 1.005 | Cogen | -1 | 0.047128 | 0 | 0 |  |  |  |  | -0.047128 | 0 |  |  |  |  | 0 | 0
38590 | TNBP_CGN2_8 | 2 | Houston | YES | -0.00544 | 66.7 | 0 | 66.7 | 0 | 1.005 | Cogen | -1 | 0.047128 | 0 | 0 |  |  |  |  | -0.047128 | 0 |  |  |  |  | 0 | 0
38600 | TNBP_CGN3_8 | 5 | Houston | YES | -0.00544 | 53 | 0 | 53 | 0 | 1.005 | Cogen | -1 | 0.047128 | 0 | 0 |  |  |  |  | -0.047128 | 0 |  |  |  |  | 0 | 0
38611 | TNBPAMCG1_8 | 1 | Houston | YES | -0.00544 | 153.2 | 0 | 153.2 | 0 | 1.005 | Cogen | -1 | 0.047128 | 0 | 0 |  |  |  |  | -0.047128 | 0 |  |  |  |  | 0 | 0
38612 | TNBPAMCG2_8 | 2 | Houston | YES | -0.00544 | 153.5 | 0 | 153.5 | 0 | 1.005 | Cogen | -1 | 0.047128 | 0 | 0 |  |  |  |  | -0.047128 | 0 |  |  |  |  | 0 | 0
38613 | TNBPAMCG3_8 | 3 | Houston | YES | -0.00544 | 152.3 | 0 | 152.3 | 0 | 1.005 | Cogen | -1 | 0.047128 | 0 | 0 |  |  |  |  | -0.047128 | 0 |  |  |  |  | 0 | 0
38614 | TNBPAMCG4_8 | 4 | Houston | YES | -0.00544 | 96 | 0 | 96 |  | 1.005 | Cogen | -1 | 0.047128 | 0 | 0 |  |  |  |  | -0.047128 | 0 |  |  |  |  | 0 | 0
38615 | TNBPAMCG5_8 | 1 | Houston | YES | -0.00544 | 244 | 0 | 244 | 0 | 1.005 | Cogen | -1 | 0.047128 | 0 | 0 |  |  |  |  | -0.047128 | 0 |  |  |  |  | 0 | 0
38690 | TNBP_CGN4_8 | 3 | Houston | YES | -0.00544 | 40 | 0 | 40 |  | 1.005 | Cogen | -1 | 0.047128 | 0 | 0 |  |  |  |  | -0.047128 | 0 |  |  |  |  | 0 | 0
38711 | TNTXCTY1CG8 | 1 | Houston | YES | -0.00544 | 100.3 | 59 | 100.3 | 0 | 1 | Cogen | -1 | 0.047128 | 0 | 0 |  |  |  |  | -0.047128 | 0 |  |  |  |  | 0 | 0
38712 | TNTXCTY2CG8 | 1 | Houston | YES | -0.00544 | 92.9 | 59 | 92.9 | 0 | 1 | Cogen | -1 | 0.047128 | 0 | 0 |  |  |  |  | -0.047128 | 0 |  |  |  |  | 0 | 0
38713 | TNTXCTY3CG8 | 1 | Houston | YES | -0.00544 | 102.7 | 59 | 102.7 | 0 | 1 | Cogen | -1 | 0.047128 | 0 | 0 |  |  |  |  | -0.047128 | 0 |  |  |  |  | 0 | 0
38714 | TNTXCTY4CG8 | 1 | Houston | YES | -0.00544 | 103 | 59 | 103 | 0 | 1 | Cogen | -1 | 0.047128 | 0 | 0 |  |  |  |  | -0.047128 | 0 |  |  |  |  | 0 | 0
39470 | TNDOWCGNSG8 | 1 | Houston | YES | -0.00544 | 32 | 10 | 32 | 0 | 0.985 | Cogen | -1 | 0.047128 | 0 | 0 |  |  |  |  | -0.047128 | 0 |  |  |  |  | 0 | 0
39480 | TNDOWCGNGG8 | 1 | Houston | YES | -0.00544 | 30 | 10 | 30 | 0 | 0.985 | Cogen | -1 | 0.047128 | 0 | 0 |  |  |  |  | -0.047128 | 0 |  |  |  |  | 0 | 0
48924 | WAP_GN4_4 | 4 | Houston | YES | -0.005894 | 546 | 217 | 546 | 0 | 1.0362 | GSC | -1 | 0.047582 | 546 | 546 |  |  |  |  | -0.047582 | -25.9797 |  |  |  |  | 0 | 0
48923 | WAP_GN3_3 | 3 | Houston | YES | -0.005894 | 198.4 | 93 | 248 | 0 | 1.0362 | GST | -1 | 0.047582 | 248 | 248 |  |  |  |  | -0.047582 | -11.8003 |  |  |  |  | 0 | 0
48921 | WAP_GN1_1 | 1 | Houston | YES | -0.005894 | 132.8 | 37 | 166 | 0 | 1.0362 | GST | -1 | 0.047582 | 166 | 166 |  |  |  |  | -0.047582 | -7.8986 |  |  |  |  | 0 | 0
48922 | WAP_GN2_2 | 2 | Houston | YES | -0.005894 | 132.8 | 37 | 166 | 0 | 1.0362 | GST | -1 | 0.047582 | 166 | 166 |  |  |  |  | -0.047582 | -7.8986 |  |  |  |  | 0 | 0
48929 | WAPGT21_GT1 | B1 | Houston | YES | -0.005894 | 0 | 0 | 13 |  | 1.05 | GGT | -1 | 0.047582 | 13 | 13 |  |  |  |  | -0.047582 | -0.61856 |  |  |  |  | 0 | 0
48925 | WAP_GN5_5 | 5 | Houston | YES | -0.005894 | 626.3 | 278 | 654 | 0 | 0.985 | LIGCO | -1 | 0.047582 | 0 | 654 |  |  |  |  | -0.047582 | 0 |  |  |  |  | 0 | 0
48510 | AK_GT1__8040 | 1 | Houston | YES | -0.005965 | 33.4 | 8.1 | 34 |  | 1.029 | Cogen | -1 | 0.047653 | 0 | 0 |  |  |  |  | -0.047653 | 0 |  |  |  |  | 0 | 0
48523 | BVE_ST1_GN1 | 3 | Houston | YES | -0.006051 | 252.4 | 0 | 252.4 |  | 1.035 | CC | -1 | 0.047739 | 252.4 | 252.4 |  |  |  |  | -0.047739 | -12.0493 |  |  |  |  | 0 | 0
48521 | BVE_GT1_GT1 | 1 | Houston | YES | -0.006051 | 167.7 | 0 | 167.7 |  | 1.035 | CC | -1 | 0.047739 | 167.7 | 167.7 |  |  |  |  | -0.047739 | -8.0058 |  |  |  |  | 0 | 0
48522 | BVE_GT2_5035 | 2 | Houston | YES | -0.006051 | 166.4 | 0 | 166.4 |  | 1.035 | CC | -1 | 0.047739 | 166.4 | 166.4 |  |  |  |  | -0.047739 | -7.9437 |  |  |  |  | 0 | 0
48926 | WAP_GN6_6 | 6 | Houston | YES | -0.006057 | 651 | 280 | 651 |  | 1.035 | LIGCO | -1 | 0.047745 | 0 | 651 |  |  |  |  | -0.047745 | 0 |  |  |  |  | 0 | 0
48927 | WAP_GN7_7 | 7 | Houston | YES | -0.006057 | 564 | 277 | 564 |  | 1.035 | LIGCO | -1 | 0.047745 | 0 | 564 |  |  |  |  | -0.047745 | 0 |  |  |  |  | 0 | 0
48928 | WAP_GN8_8 | 8 | Houston | YES | -0.006057 | 603 | 275 | 603 |  | 1.035 | LIGCO | -1 | 0.047745 | 0 | 603 |  |  |  |  | -0.047745 | 0 |  |  |  |  | 0 | 0
48730 | MNS_GT | 1 | Houston | YES | -0.006084 | 43 | 0 | 46.1 |  | 1.029 | Cogen | -1 | 0.047772 | 0 | 0 |  |  |  |  | -0.047772 | 0 |  |  |  |  | 0 | 0
39760 | TNSCLP1___8 | 1 | Houston | YES | -0.006863 | 93.4 | 20 | 116.8 | 0 | 1.04 | Cogen | -1 | 0.048551 | 0 | 0 |  |  |  |  | -0.048551 | 0 |  |  |  |  | 0 | 0
39770 | TNSCLP2___8 | 1 | Houston | YES | -0.006863 | 91.6 | 20 | 114.5 | 0 | 1.04 | Cogen | -1 | 0.048551 | 0 | 0 |  |  |  |  | -0.048551 | 0 |  |  |  |  | 0 | 0
39775 | TNSCLP4___8 | 1 | Houston | YES | -0.006863 | 95.2 | 20 | 119 | 0 | 1.04 | Cogen | -1 | 0.048551 | 0 | 0 |  |  |  |  | -0.048551 | 0 |  |  |  |  | 0 | 0
39790 | TNSCLP3___8 | 1 | Houston | YES | -0.006863 | 87.6 | 20 | 109.5 | 0 | 1.027 | Cogen | -1 | 0.048551 | 0 | 0 |  |  |  |  | -0.048551 | 0 |  |  |  |  | 0 | 0
48520 | BSF_GT1_8070 | 1 | Houston | YES | -0.007119 | 72 | 0 | 72 | 0 | 1.0326 | Cogen | -1 | 0.048807 | 0 | 0 |  |  |  |  | -0.048807 | 0 |  |  |  |  | 0 | 0
48520 | BSF_GT1_8070 | 2 | Houston | YES | -0.007119 | 10 | 0 | 10 | 0 | 1.0326 | Cogen | -1 | 0.048807 | 0 | 0 |  |  |  |  | -0.048807 | 0 |  |  |  |  | 0 | 0
49851 | DOW17000 | 37 | Houston | YES | -0.007428 | 39 | 0 | 62 | 0 | 1 | Cogen | -1 | 0.049116 | 0 | 0 |  |  |  |  | -0.049116 | 0 |  |  |  |  | 0 | 0
49858 | DOW38100 | 31 | Houston | YES | -0.007428 | 45 | 0 | 71.4 |  | 1 | Cogen | -1 | 0.049116 | 0 | 0 |  |  |  |  | -0.049116 | 0 |  |  |  |  | 0 | 0
49859 | DOW38200 | 33 | Houston | YES | -0.007428 | 28 | 0 | 45 | 0 | 1 | Cogen | -1 | 0.049116 | 0 | 0 |  |  |  |  | -0.049116 | 0 |  |  |  |  | 0 | 0
49860 | DOW38300 | 32 | Houston | YES | -0.007428 | 63 | 0 | 101 |  | 1 | Cogen | -1 | 0.049116 | 0 | 0 |  |  |  |  | -0.049116 | 0 |  |  |  |  | 0 | 0
49862 | DOW39100 | 36 | Houston | YES | -0.007428 | 54 | 0 | 86 | 0 | 1 | Cogen | -1 | 0.049116 | 0 | 0 |  |  |  |  | -0.049116 | 0 |  |  |  |  | 0 | 0
49863 | DOW39200 | 35 | Houston | YES | -0.007428 | 55 | 0 | 88 | 0 | 1 | Cogen | -1 | 0.049116 | 0 | 0 |  |  |  |  | -0.049116 | 0 |  |  |  |  | 0 | 0
49865 | DOW41000 | 41 | Houston | YES | -0.007428 | 31 | 0 | 50 |  | 1 | Cogen | -1 | 0.049116 | 0 | 0 |  |  |  |  | -0.049116 | 0 |  |  |  |  | 0 | 0
49866 | DOW42000 | 42 | Houston | YES | -0.007428 | 11 | 0 | 18 |  | 1 | Cogen | -1 | 0.049116 | 0 | 0 |  |  |  |  | -0.049116 | 0 |  |  |  |  | 0 | 0
49869 | DOW49000 | 45 | Houston | YES | -0.007428 | 59 | 0 | 94 |  | 1 | Cogen | -1 | 0.049116 | 0 | 0 |  |  |  |  | -0.049116 | 0 |  |  |  |  | 0 | 0
49870 | DOW61000 | 61 | Houston | YES | -0.007428 | 44 | 0 | 70 | 0 | 1 | Cogen | -1 | 0.049116 | 0 | 0 |  |  |  |  | -0.049116 | 0 |  |  |  |  | 0 | 0
49871 | DOW62000 | 62 | Houston | YES | -0.007428 | 40 | 0 | 63 | 0 | 1 | Cogen | -1 | 0.049116 | 0 | 0 |  |  |  |  | -0.049116 | 0 |  |  |  |  | 0 | 0
49872 | DOW63000 | 63 | Houston | YES | -0.007428 | 45 | 0 | 72 | 0 | 1 | Cogen | -1 | 0.049116 | 0 | 0 |  |  |  |  | -0.049116 | 0 |  |  |  |  | 0 | 0
49873 | DOW64000 | 64 | Houston | YES | -0.007428 | 41 | 0 | 64.8 | 0 | 1 | Cogen | -1 | 0.049116 | 0 | 0 |  |  |  |  | -0.049116 | 0 |  |  |  |  | 0 | 0
49876 | DOW65000 | 65 | Houston | YES | -0.007428 | 63 | 0 | 101 | 0 | 1 | Cogen | -1 | 0.049116 | 0 | 0 |  |  |  |  | -0.049116 | 0 |  |  |  |  | 0 | 0
49877 | DOW66000 | 66 | Houston | YES | -0.007428 | 61 | 0 | 97 | 0 | 1 | Cogen | -1 | 0.049116 | 0 | 0 |  |  |  |  | -0.049116 | 0 |  |  |  |  | 0 | 0
49878 | DOW67000 | 67 | Houston | YES | -0.007428 | 65 | 0 | 103 | 0 | 1 | Cogen | -1 | 0.049116 | 0 | 0 |  |  |  |  | -0.049116 | 0 |  |  |  |  | 0 | 0
49882 | DOW81000 | 81 | Houston | YES | -0.007428 | 47 | 0 | 76 | 0 | 1 | Cogen | -1 | 0.049116 | 0 | 0 |  |  |  |  | -0.049116 | 0 |  |  |  |  | 0 | 0
49884 | DOW82000 | 82 | Houston | YES | -0.007428 | 51 | 0 | 80 | 0 | 1 | Cogen | -1 | 0.049116 | 0 | 0 |  |  |  |  | -0.049116 | 0 |  |  |  |  | 0 | 0
49885 | DOW83000 | 83 | Houston | YES | -0.007428 | 51 | 0 | 80 | 0 | 1 | Cogen | -1 | 0.049116 | 0 | 0 |  |  |  |  | -0.049116 | 0 |  |  |  |  | 0 | 0
49886 | DOW84000 | 84 | Houston | YES | -0.007428 | 107 | 0 | 171 | 0 | 0.98 | Cogen | -1 | 0.049116 | 0 | 0 |  |  |  |  | -0.049116 | 0 |  |  |  |  | 0 | 0
13432 | SANDOW_5G | 5 | South | YES | -0.007797 | 581 | 225 | 581 |  | 1.029 | LIGCO | -1 | 0.049485 | 0 | 581 |  |  |  |  | -0.049485 | 0 |  |  |  |  | 0 | 0
48911 | TGF_GT1_8000 | 1 | Houston | YES | -0.008462 | 69.2 | 0 | 69.2 |  | 1.029 | Cogen | -1 | 0.05015 | 0 | 0 |  |  |  |  | -0.05015 | 0 |  |  |  |  | 0 | 0
48733 | CBE_ST12 | 1 | Houston | YES | -0.008704 | 105 | 0 | 105 | 0 | 1.029 | CC | -1 | 0.050392 | 105 | 105 |  |  |  |  | -0.050392 | -5.2911 |  |  |  |  | 0 | 0
48736 | CBE_ST34 | 1 | Houston | YES | -0.008704 | 105 | 0 | 105 | 0 | 1.029 | CC | -1 | 0.050392 | 105 | 105 |  |  |  |  | -0.050392 | -5.2911 |  |  |  |  | 0 | 0
48731 | CBE_GT1 | 1 | Houston | YES | -0.008704 | 76 | 0 | 76 | 0 | 1.029 | CC | -1 | 0.050392 | 76 | 76 |  |  |  |  | -0.050392 | -3.8298 |  |  |  |  | 0 | 0
48732 | CBE_GT2 | 1 | Houston | YES | -0.008704 | 76 | 0 | 76 | 0 | 1.029 | CC | -1 | 0.050392 | 76 | 76 |  |  |  |  | -0.050392 | -3.8298 |  |  |  |  | 0 | 0
48734 | CBE_GT3 | 1 | Houston | YES | -0.008704 | 76 | 0 | 76 | 0 | 1.029 | CC | -1 | 0.050392 | 76 | 76 |  |  |  |  | -0.050392 | -3.8298 |  |  |  |  | 0 | 0
48735 | CBE_GT4 | 1 | Houston | YES | -0.008704 | 76 | 0 | 76 | 0 | 1.029 | CC | -1 | 0.050392 | 76 | 76 |  |  |  |  | -0.050392 | -3.8298 |  |  |  |  | 0 | 0
5911 | STP_GN1___1 | 1 | Houston | YES | -0.009016 | 1333 | 1249 | 1333 | 0 | 1.0406 | Nuc | -1 | 0.050704 | 0 | 0 |  |  |  |  | -0.050704 | 0 |  |  |  |  | 0 | 0
5912 | STP_GN2___2 | 2 | Houston | YES | -0.009016 | 1332 | 1249 | 1332 | 0 | 1.0406 | Nuc | -1 | 0.050704 | 0 | 0 |  |  |  |  | -0.050704 | 0 |  |  |  |  | 0 | 0
3432 | SANDOW_4G | 4 | South | YES | -0.010258 | 580 | 225 | 580 |  | 1.029 | LIGCO | -1 | 0.051946 | 0 | 580 |  |  |  |  | -0.051946 | 0 |  |  |  |  | 0 | 0
80265 | LARECU40A | 4 | South | YES | -0.010674 | 80 | 0 | 100 |  | 1.039 | GGT | -1 | 0.052362 | 100 | 100 |  |  |  |  | -0.052362 | -5.2362 |  |  |  |  | 0 | 0
80266 | LARECU50A | 5 | South | YES | -0.010674 | 80 | 0 | 100 |  | 1.039 | GGT | -1 | 0.052362 | 100 | 100 |  |  |  |  | -0.052362 | -5.2362 |  |  |  |  | 0 | 0
80012 | LAR | F | South | YES | -0.010675 | 0 | 0 | 0 | 0 | 1.04 | DCTie | -1 | 0.052363 | 0 | 0 |  |  |  |  | -0.052363 | 0 |  |  |  |  | 0 | 0
58909 | PEARSALLSCG1 | 3 | South | YES | -0.011637 | 0 | 0 | 8.4 |  | 1.027 | Diesel | -1 | 0.053325 | 8.4 | 8.4 |  |  |  |  | -0.053325 | -0.44793 |  |  |  |  | 0 | 0
58909 | PEARSALLSCG1 | 4 | South | YES | -0.011637 | 0 | 0 | 8.4 |  | 1.027 | Diesel | -1 | 0.053325 | 8.4 | 8.4 |  |  |  |  | -0.053325 | -0.44793 |  |  |  |  | 0 | 0
58909 | PEARSALLSCG1 | 6 | South | YES | -0.011637 | 0 | 0 | 8.4 |  | 1.027 | Diesel | -1 | 0.053325 | 8.4 | 8.4 |  |  |  |  | -0.053325 | -0.44793 |  |  |  |  | 0 | 0
58909 | PEARSALLSCG1 | 5 | South | YES | -0.011637 | 0 | 0 | 8.4 |  | 1.027 | Diesel | -1 | 0.053325 | 8.4 | 8.4 |  |  |  |  | -0.053325 | -0.44793 |  |  |  |  | 0 | 0
58909 | PEARSALLSCG1 | 1 | South | YES | -0.011637 | 0 | 0 | 8.4 |  | 1.027 | Diesel | -1 | 0.053325 | 8.4 | 8.4 |  |  |  |  | -0.053325 | -0.44793 |  |  |  |  | 0 | 0
58909 | PEARSALLSCG1 | 2 | South | YES | -0.011637 | 0 | 0 | 8.4 |  | 1.027 | Diesel | -1 | 0.053325 | 8.4 | 8.4 |  |  |  |  | -0.053325 | -0.44793 |  |  |  |  | 0 | 0
58919 | PEARSALLSCG2 | 5 | South | YES | -0.011637 | 0 | 0 | 8.4 |  | 1.027 | Diesel | -1 | 0.053325 | 8.4 | 8.4 |  |  |  |  | -0.053325 | -0.44793 |  |  |  |  | 0 | 0
58919 | PEARSALLSCG2 | 6 | South | YES | -0.011637 | 0 | 0 | 8.4 |  | 1.027 | Diesel | -1 | 0.053325 | 8.4 | 8.4 |  |  |  |  | -0.053325 | -0.44793 |  |  |  |  | 0 | 0
58919 | PEARSALLSCG2 | 1 | South | YES | -0.011637 | 0 | 0 | 8.4 |  | 1.027 | Diesel | -1 | 0.053325 | 8.4 | 8.4 |  |  |  |  | -0.053325 | -0.44793 |  |  |  |  | 0 | 0
58919 | PEARSALLSCG2 | 2 | South | YES | -0.011637 | 0 | 0 | 8.4 |  | 1.027 | Diesel | -1 | 0.053325 | 8.4 | 8.4 |  |  |  |  | -0.053325 | -0.44793 |  |  |  |  | 0 | 0
58919 | PEARSALLSCG2 | 4 | South | YES | -0.011637 | 0 | 0 | 8.4 |  | 1.027 | Diesel | -1 | 0.053325 | 8.4 | 8.4 |  |  |  |  | -0.053325 | -0.44793 |  |  |  |  | 0 | 0
58919 | PEARSALLSCG2 | 3 | South | YES | -0.011637 | 0 | 0 | 8.4 |  | 1.027 | Diesel | -1 | 0.053325 | 8.4 | 8.4 |  |  |  |  | -0.053325 | -0.44793 |  |  |  |  | 0 | 0
58929 | PEARSALLSCG3 | 4 | South | YES | -0.011637 | 0 | 0 | 8.4 |  | 1.027 | Diesel | -1 | 0.053325 | 8.4 | 8.4 |  |  |  |  | -0.053325 | -0.44793 |  |  |  |  | 0 | 0
58929 | PEARSALLSCG3 | 6 | South | YES | -0.011637 | 0 | 0 | 8.4 |  | 1.027 | Diesel | -1 | 0.053325 | 8.4 | 8.4 |  |  |  |  | -0.053325 | -0.44793 |  |  |  |  | 0 | 0
58929 | PEARSALLSCG3 | 2 | South | YES | -0.011637 | 0 | 0 | 8.4 |  | 1.027 | Diesel | -1 | 0.053325 | 8.4 | 8.4 |  |  |  |  | -0.053325 | -0.44793 |  |  |  |  | 0 | 0
58929 | PEARSALLSCG3 | 5 | South | YES | -0.011637 | 0 | 0 | 8.4 |  | 1.027 | Diesel | -1 | 0.053325 | 8.4 | 8.4 |  |  |  |  | -0.053325 | -0.44793 |  |  |  |  | 0 | 0
58929 | PEARSALLSCG3 | 1 | South | YES | -0.011637 | 0 | 0 | 8.4 |  | 1.027 | Diesel | -1 | 0.053325 | 8.4 | 8.4 |  |  |  |  | -0.053325 | -0.44793 |  |  |  |  | 0 | 0
58929 | PEARSALLSCG3 | 3 | South | YES | -0.011637 | 0 | 0 | 8.4 |  | 1.027 | Diesel | -1 | 0.053325 | 8.4 | 8.4 |  |  |  |  | -0.053325 | -0.44793 |  |  |  |  | 0 | 0
58949 | PEARSALLSCG4 | 3 | South | YES | -0.011637 | 0 | 0 | 8.4 |  | 1.027 | Diesel | -1 | 0.053325 | 8.4 | 8.4 |  |  |  |  | -0.053325 | -0.44793 |  |  |  |  | 0 | 0
58949 | PEARSALLSCG4 | 2 | South | YES | -0.011637 | 0 | 0 | 8.4 |  | 1.027 | Diesel | -1 | 0.053325 | 8.4 | 8.4 |  |  |  |  | -0.053325 | -0.44793 |  |  |  |  | 0 | 0
58949 | PEARSALLSCG4 | 1 | South | YES | -0.011637 | 0 | 0 | 8.4 |  | 1.027 | Diesel | -1 | 0.053325 | 8.4 | 8.4 |  |  |  |  | -0.053325 | -0.44793 |  |  |  |  | 0 | 0
58949 | PEARSALLSCG4 | 4 | South | YES | -0.011637 | 0 | 0 | 8.4 |  | 1.027 | Diesel | -1 | 0.053325 | 8.4 | 8.4 |  |  |  |  | -0.053325 | -0.44793 |  |  |  |  | 0 | 0
58949 | PEARSALLSCG4 | 6 | South | YES | -0.011637 | 0 | 0 | 8.4 |  | 1.027 | Diesel | -1 | 0.053325 | 8.4 | 8.4 |  |  |  |  | -0.053325 | -0.44793 |  |  |  |  | 0 | 0
58949 | PEARSALLSCG4 | 5 | South | YES | -0.011637 | 0 | 0 | 8.4 |  | 1.027 | Diesel | -1 | 0.053325 | 8.4 | 8.4 |  |  |  |  | -0.053325 | -0.44793 |  |  |  |  | 0 | 0
88299 | ZAPATA | F | South | YES | -0.011845 | 0 | 0 | 0 | 0 | 1.02 | BLT | -1 | 0.053533 | 0 | 0 |  |  |  |  | -0.053533 | 0 |  |  |  |  | 0 | 0
8134 | FOR #1 | 1 | South | YES | -0.012534 | 54.1 | 45 | 79 | 0 | 1 | Cogen | -1 | 0.054222 | 0 | 0 |  |  |  |  | -0.054222 | 0 |  |  |  |  | 0 | 0
8138 | FOR #2 | 2 | South | YES | -0.012534 | 63.1 | 45 | 81 | 0 | 1 | Cogen | -1 | 0.054222 | 0 | 0 |  |  |  |  | -0.054222 | 0 |  |  |  |  | 0 | 0
8153 | FOR #3 | 3 | South | YES | -0.012534 | 63.1 | 45 | 79.9 | 0 | 1 | Cogen | -1 | 0.054222 | 0 | 0 |  |  |  |  | -0.054222 | 0 |  |  |  |  | 0 | 0
8154 | FOR #4 | 4 | South | YES | -0.012534 | 63.1 | 60 | 80 | 0 | 1 | Cogen | -1 | 0.054222 | 0 | 0 |  |  |  |  | -0.054222 | 0 |  |  |  |  | 0 | 0
8155 | FOR #5 | 5 | South | YES | -0.012534 | 63.1 | 60 | 78.4 | 0 | 1 | Cogen | -1 | 0.054222 | 0 | 0 |  |  |  |  | -0.054222 | 0 |  |  |  |  | 0 | 0
8156 | FOR #6 | 6 | South | YES | -0.012534 | 24.9 | 5 | 25 | 0 | 1 | Cogen | -1 | 0.054222 | 0 | 0 |  |  |  |  | -0.054222 | 0 |  |  |  |  | 0 | 0
8157 | FOR #7 | 7 | South | YES | -0.012534 | 28.8 | 5 | 46 | 0 | 1 | Cogen | -1 | 0.054222 | 0 | 0 |  |  |  |  | -0.054222 | 0 |  |  |  |  | 0 | 0
80051 | FOR #8 | 8 | South | YES | -0.012534 | 28 | 28 | 28 |  | 1 | Cogen | -1 | 0.054222 | 0 | 0 |  |  |  |  | -0.054222 | 0 |  |  |  |  | 0 | 0
80052 | FOR #9 | 9 | South | YES | -0.012534 | 29.7 | 5 | 43.6 | 0 | 1 | Cogen | -1 | 0.054222 | 0 | 0 |  |  |  |  | -0.054222 | 0 |  |  |  |  | 0 | 0
80053 | FOR #10 | 10 | South | YES | -0.012534 | 68.4 | 45 | 75 | 0 | 1 | Cogen | -1 | 0.054222 | 0 | 0 |  |  |  |  | -0.054222 | 0 |  |  |  |  | 0 | 0
80226 | ALCOA G | 1 | South | YES | -0.012635 | 32.3 | 5 | 48 | 0 | 1.015 | Cogen | -1 | 0.054323 | 0 | 0 |  |  |  |  | -0.054323 | 0 |  |  |  |  | 0 | 0
5728 | FALCONHYDRO2 | 2 | South | YES | -0.012638 | 12 | 0 | 12 | 0 | 1.0234 | Hydro | -1 | 0.054326 | 0 | 0 |  |  |  |  | -0.054326 | 0 |  |  |  |  | 0 | 0
5729 | FALCONHYDRO3 | 3 | South | YES | -0.012638 | 11 | 0 | 11 | 0 | 1.0234 | Hydro | -1 | 0.054326 | 0 | 0 |  |  |  |  | -0.054326 | 0 |  |  |  |  | 0 | 0
8048 | FALCONHYDRO1 | 1 | South | YES | -0.012638 | 12 | 0 | 12 | 0 | 1.0234 | Hydro | -1 | 0.054326 | 0 | 0 |  |  |  |  | -0.054326 | 0 |  |  |  |  | 0 | 0
5891 | PEARSALLGEN2 | 1 | South | YES | -0.012704 | 19.4 | 6 | 24.3 | 0 | 1.0226 | GST | -1 | 0.054392 | 24.3 | 24.3 |  |  |  |  | -0.054392 | -1.3217 |  |  |  |  | 0 | 0
5890 | PEARSALLGEN1 | 1 | South | YES | -0.012704 | 19.2 | 6 | 24 | 0 | 1.0226 | GST | -1 | 0.054392 | 24 | 24 |  |  |  |  | -0.054392 | -1.3054 |  |  |  |  | 0 | 0
5892 | PEARSALLGEN3 | 1 | South | YES | -0.012704 | 19.1 | 6 | 23.9 | 0 | 1.0226 | GST | -1 | 0.054392 | 23.9 | 23.9 |  |  |  |  | -0.054392 | -1.3 |  |  |  |  | 0 | 0
88508 | FALFURRI | F | South | YES | -0.012728 | 0 | 0 | 0 | 0 | 1 | AVR | -1 | 0.054416 | 0 | 0 |  |  |  |  | -0.054416 | 0 |  |  |  |  | 0 | 0
8147 | UCAR #2 | 10 | South | YES | -0.012961 | 18.2 | 0 | 28 |  | 1 | Cogen | -1 | 0.054649 | 0 | 0 |  |  |  |  | -0.054649 | 0 |  |  |  |  | 0 | 0
8148 | UCAR #1 | 2 | South | YES | -0.012961 | 6.1 | 0 | 7 | 0 | 1.009 | Cogen | -1 | 0.054649 | 0 | 0 |  |  |  |  | -0.054649 | 0 |  |  |  |  | 0 | 0
80137 | CSDR89 | 9 | South | YES | -0.012961 | 15 | 0 | 15 | 0 | 1.003 | DCTie | -1 | 0.054649 | 0 | 0 |  |  |  |  | -0.054649 | 0 |  |  |  |  | 0 | 0
80137 | CSDR89 | 8 | South | YES | -0.012961 | 33.9 | 0 | 39 | 0 | 1.003 | DCTie | -1 | 0.054649 | 0 | 0 |  |  |  |  | -0.054649 | 0 |  |  |  |  | 0 | 0
80138 | CSDR7 | 7 | South | YES | -0.012961 | 6.1 | 0 | 7 | 0 | 1.014 | DCTie | -1 | 0.054649 | 0 | 0 |  |  |  |  | -0.054649 | 0 |  |  |  |  | 0 | 0
80139 | CSDR56 | 6 | South | YES | -0.012961 | 0 | 0 | 39 |  | 1.0033 | DCTie | -1 | 0.054649 | 0 | 0 |  |  |  |  | -0.054649 | 0 |  |  |  |  | 0 | 0
80139 | CSDR56 | 5 | South | YES | -0.012961 | 15 | 0 | 15 |  | 1.0033 | DCTie | -1 | 0.054649 | 0 | 0 |  |  |  |  | -0.054649 | 0 |  |  |  |  | 0 | 0
80140 | CSDR11 | 11 | South | YES | -0.012961 | 33.9 | 0 | 39 | 0 | 1.03 | DCTie | -1 | 0.054649 | 0 | 0 |  |  |  |  | -0.054649 | 0 |  |  |  |  | 0 | 0
80227 | AIRCO G | 1 | South | YES | -0.013019 | 7.2 | 0 | 8 | 0 | 1.0104 | Cogen | -1 | 0.054707 | 0 | 0 |  |  |  |  | -0.054707 | 0 |  |  |  |  | 0 | 0
80224 | VISTRONG1 | 1 | South | YES | -0.013104 | 13.1 | 0 | 15 | 0 | 1.01 | Cogen | -1 | 0.054792 | 0 | 0 |  |  |  |  | -0.054792 | 0 |  |  |  |  | 0 | 0
80225 | VISTRONG2 | 2 | South | YES | -0.013104 | 20.2 | 0 | 23 | 0 | 1.01 | Cogen | -1 | 0.054792 | 0 | 0 |  |  |  |  | -0.054792 | 0 |  |  |  |  | 0 | 0
7010 | L_FPPYD11_1Y | 1 | South | YES | -0.013124 | 547.4 | 200 | 606 | 0 | 1.02 | LIGCO | -1 | 0.054812 | 0 | 606 |  |  |  |  | -0.054812 | 0 |  |  |  |  | 0 | 0
7011 | L_FPPYD11_2Y | 2 | South | YES | -0.013124 | 552.2 | 200 | 598 | 0 | 1.02 | LIGCO | -1 | 0.054812 | 0 | 598 |  |  |  |  | -0.054812 | 0 |  |  |  |  | 0 | 0
7012 | L_FPPYD21_3Y | 3 | South | YES | -0.013126 | 427.5 | 200 | 436 | 0 | 1.02 | LIGCO | -1 | 0.054814 | 0 | 436 |  |  |  |  | -0.054814 | 0 |  |  |  |  | 0 | 0
5503 | RAYBURNGEN3 | 1 | South | YES | -0.013184 | 17.6 | 6 | 22 | 0 | 1.0224 | GST | -1 | 0.054872 | 22 | 22 |  |  |  |  | -0.054872 | -1.2072 |  |  |  |  | 0 | 0
5505 | RAYBURNGEN1 | 1 | South | YES | -0.013184 | 0 | 1 | 11 |  | 1.0223 | GGT | -1 | 0.054872 | 11 | 11 |  |  |  |  | -0.054872 | -0.60359 |  |  |  |  | 0 | 0
5506 | RAYBURNGEN2 | 1 | South | YES | -0.013184 | 0 | 1 | 11 |  | 1.0223 | GGT | -1 | 0.054872 | 11 | 11 |  |  |  |  | -0.054872 | -0.60359 |  |  |  |  | 0 | 0
7009 | L_LOSTPI1_3Y | 3 | South | YES | -0.013234 | 173.9 | 72 | 175 | 0 | 1 | CC | -1 | 0.054922 | 175 | 175 |  |  |  |  | -0.054922 | -9.6113 |  |  |  |  | 0 | 0
7008 | L_LOSTPI1_2Y | 2 | South | YES | -0.013234 | 157.7 | 107 | 160 | 0 | 1 | CC | -1 | 0.054922 | 160 | 160 |  |  |  |  | -0.054922 | -8.7875 |  |  |  |  | 0 | 0
7007 | L_LOSTPI1_1Y | 1 | South | YES | -0.013234 | 158.6 | 110 | 158 | 0 | 1 | CC | -1 | 0.054922 | 158 | 158 |  |  |  |  | -0.054922 | -8.6777 |  |  |  |  | 0 | 0
8066 | DUP1V#1 | 1 | South | YES | -0.013343 | 52.3 | 0 | 73 | 0 | 1.01 | Cogen | -1 | 0.055031 | 0 | 0 |  |  |  |  | -0.055031 | 0 |  |  |  |  | 0 | 0
5512 | RAYBURNCC8 | 1 | South | YES | -0.01336 | 49.3 | 18.2 | 49.3 | 0 | 1.0296 | CC | -1 | 0.055048 | 49.3 | 49.3 |  |  |  |  | -0.055048 | -2.7139 |  |  |  |  | 0 | 0
5508 | RAYBURNCC9 | 1 | South | YES | -0.01336 | 47.7 | 18.2 | 47.7 | 0 | 1.0296 | CC | -1 | 0.055048 | 47.7 | 47.7 |  |  |  |  | -0.055048 | -2.6258 |  |  |  |  | 0 | 0
5511 | RAYBURNCC7 | 1 | South | YES | -0.01336 | 47.5 | 18.2 | 47.5 | 0 | 1.0296 | CC | -1 | 0.055048 | 47.5 | 47.5 |  |  |  |  | -0.055048 | -2.6148 |  |  |  |  | 0 | 0
5509 | RAYBURNCC10 | 1 | South | YES | -0.01336 | 37.3 | 5.2 | 37.3 | 0 | 1.0296 | CC | -1 | 0.055048 | 37.3 | 37.3 |  |  |  |  | -0.055048 | -2.0533 |  |  |  |  | 0 | 0
8935 | FGNTS201 | 3 | South | YES | -0.013466 | 173 | 0 | 173 | 0 | 1.03 | CC | -1 | 0.055154 | 173 | 173 |  |  |  |  | -0.055154 | -9.5416 |  |  |  |  | 0 | 0
8934 | FGNTS101 | 2 | South | YES | -0.013466 | 147.9 | 0 | 147.9 | 0 | 1.03 | CC | -1 | 0.055154 | 147.9 | 147.9 |  |  |  |  | -0.055154 | -8.1573 |  |  |  |  | 0 | 0
8933 | FGNTS001 | 1 | South | YES | -0.013466 | 146.5 | 0 | 146.5 | 0 | 1.03 | CC | -1 | 0.055154 | 146.5 | 146.5 |  |  |  |  | -0.055154 | -8.08 |  |  |  |  | 0 | 0
8926 | LGE_GT10A | 1 | South | YES | -0.013475 | 158 | 0 | 158 | 0 | 1.03 | Cogen | -1 | 0.055163 | 0 | 0 |  |  |  |  | -0.055163 | 0 |  |  |  |  | 0 | 0
8927 | LGE_GT20A | 2 | South | YES | -0.013475 | 153 | 0 | 153 | 0 | 1.03 | Cogen | -1 | 0.055163 | 0 | 0 |  |  |  |  | -0.055163 | 0 |  |  |  |  | 0 | 0
8928 | LGE_STG0A | 3 | South | YES | -0.013475 | 100 | 0 | 100 | 0 | 1.03 | Cogen | -1 | 0.055163 | 0 | 0 |  |  |  |  | -0.055163 | 0 |  |  |  |  | 0 | 0
8930 | ICPGN10A | 1 | South | YES | -0.013475 | 149 | 0 | 149 | 0 | 1.03 | Cogen | -1 | 0.055163 | 0 | 0 |  |  |  |  | -0.055163 | 0 |  |  |  |  | 0 | 0
8931 | ICPGN20A | 2 | South | YES | -0.013475 | 150 | 0 | 150 | 0 | 1.03 | Cogen | -1 | 0.055163 | 0 | 0 |  |  |  |  | -0.055163 | 0 |  |  |  |  | 0 | 0
8932 | ICPGN30A | 3 | South | YES | -0.013475 | 127 | 0 | 127 | 0 | 1.03 | Cogen | -1 | 0.055163 | 0 | 0 |  |  |  |  | -0.055163 | 0 |  |  |  |  | 0 | 0
80223 | REYSHR G | 1 | South | YES | -0.013475 | 12 | 0 | 12 | 0 | 1.032 | Cogen | -1 | 0.055163 | 0 | 0 |  |  |  |  | -0.055163 | 0 |  |  |  |  | 0 | 0
8174 | VICEC61A | 6 | South | YES | -0.01348 | 188 | 42 | 188 | 0 | 1.025 | CC | -1 | 0.055168 | 188 | 188 |  |  |  |  | -0.055168 | -10.3716 |  |  |  |  | 0 | 0
8173 | VICEC51A | 5 | South | YES | -0.01348 | 144 | 18 | 144 | 0 | 1.025 | CC | -1 | 0.055168 | 144 | 144 |  |  |  |  | -0.055168 | -7.9442 |  |  |  |  | 0 | 0
8442 | NBEC7 | 7 | South | YES | -0.013583 | 0 | 81 | 367 |  | 1.0298 | GST | -1 | 0.055271 | 367 | 367 |  |  |  |  | -0.055271 | -20.2844 |  |  |  |  | 0 | 0
8442 | NBEC7 | MB | South | YES | -0.013583 | 0 | 81 | 367 |  | 1.0298 | GST | -1 | 0.055271 | 0 | 0 |  |  |  |  | -0.055271 | 0 |  |  |  |  | 0 | 0
8560 | CNOPGT1 | 1 | South | YES | -0.013584 | 148.3 | 0 | 148.3 | 0 | 1.03 | Cogen | -1 | 0.055272 | 0 | 0 |  |  |  |  | -0.055272 | 0 |  |  |  |  | 0 | 0
8561 | CNOPGT2 | 2 | South | YES | -0.013584 | 148.6 | 0 | 148.6 | 0 | 1.03 | Cogen | -1 | 0.055272 | 0 | 0 |  |  |  |  | -0.055272 | 0 |  |  |  |  | 0 | 0
8562 | CNOPST1 | 3 | South | YES | -0.013584 | 153 | 0 | 153 | 0 | 1.03 | Cogen | -1 | 0.055272 | 0 | 0 |  |  |  |  | -0.055272 | 0 |  |  |  |  | 0 | 0
8456 | COSW#1 | 1 | South | YES | -0.01359 | 20 | 0 | 20 | 0 | 1.027 | Cogen | -1 | 0.055278 | 0 | 0 |  |  |  |  | -0.055278 | 0 |  |  |  |  | 0 | 0
8457 | COSW#2 | 2 | South | YES | -0.01359 | 14 | 0 | 14 | 0 | 1.027 | Cogen | -1 | 0.055278 | 0 | 0 |  |  |  |  | -0.055278 | 0 |  |  |  |  | 0 | 0
8506 | VAL #1 | 1 | South | YES | -0.013599 | 20.9 | 0 | 25 | 0 | 1.0055 | Cogen | -1 | 0.055287 | 0 | 0 |  |  |  |  | -0.055287 | 0 |  |  |  |  | 0 | 0
8507 | VAL #2 | 2 | South | YES | -0.013599 | 20.9 | 0 | 25 | 0 | 1.0055 | Cogen | -1 | 0.055287 | 0 | 0 |  |  |  |  | -0.055287 | 0 |  |  |  |  | 0 | 0
8983 | HECN3 | 3 | South | YES | -0.013605 | 171.9 | 0 | 171.9 | 0 | 1.0304 | CC | -1 | 0.055293 | 171.9 | 171.9 |  |  |  |  | -0.055293 | -9.5048 |  |  |  |  | 0 | 0
8981 | HECN1 | 1 | South | YES | -0.013605 | 144.8 | 0 | 144.8 | 0 | 1.0304 | CC | -1 | 0.055293 | 144.8 | 144.8 |  |  |  |  | -0.055293 | -8.0064 |  |  |  |  | 0 | 0
8982 | HECN2 | 2 | South | YES | -0.013605 | 144.1 | 0 | 144.1 | 0 | 1.0304 | CC | -1 | 0.055293 | 144.1 | 144.1 |  |  |  |  | -0.055293 | -7.9677 |  |  |  |  | 0 | 0
8461 | KOCH_UP0A | 1 | South | YES | -0.013605 | 38 | 0 | 38 | 0 | 1.012 | Cogen | -1 | 0.055293 | 0 | 0 |  |  |  |  | -0.055293 | 0 |  |  |  |  | 0 | 0
8938 | MVGN#3 | 3 | South | YES | -0.013606 | 250.9 | 0 | 250.9 | 0 | 1.0304 | CC | -1 | 0.055294 | 250.9 | 250.9 |  |  |  |  | -0.055294 | -13.8732 |  |  |  |  | 0 | 0
8937 | MVGN#2 | 2 | South | YES | -0.013606 | 216.7 | 0 | 216.7 | 0 | 1.0304 | CC | -1 | 0.055294 | 216.7 | 216.7 |  |  |  |  | -0.055294 | -11.9822 |  |  |  |  | 0 | 0
8936 | MVGN#1 | 1 | South | YES | -0.013606 | 216.6 | 0 | 216.6 | 0 | 1.0304 | CC | -1 | 0.055294 | 216.6 | 216.6 |  |  |  |  | -0.055294 | -11.9767 |  |  |  |  | 0 | 0
80263 | B_DAVIS31A | 3 | South | YES | -0.013612 | 0 | 0 | 180 |  | 1.0366 | CC | -1 | 0.0553 | 180 | 180 |  |  |  |  | -0.0553 | -9.954 |  |  |  |  | 0 | 0
80264 | B_DAVIS41A | 4 | South | YES | -0.013612 | 0 | 0 | 180 |  | 1.0366 | CC | -1 | 0.0553 | 180 | 180 |  |  |  |  | -0.0553 | -9.954 |  |  |  |  | 0 | 0
8459 | B_DAVIS0B | MB | South | YES | -0.013612 | 0 | 50 | 339 |  | 1.03 | GSC | -1 | 0.0553 | 0 | 0 |  |  |  |  | -0.0553 | 0 |  |  |  |  | 0 | 0
8460 | B_DAVIS0A | MB | South | YES | -0.013612 | 0 | 50 | 340 |  | 1.03 | GSC | -1 | 0.0553 | 0 | 0 |  |  |  |  | -0.0553 | 0 |  |  |  |  | 0 | 0
8511 | OXY_CC0A | 1 | South | YES | -0.013621 | 30.3 | 0 | 38 | 0 | 1.027 | Cogen | -1 | 0.055309 | 0 | 0 |  |  |  |  | -0.055309 | 0 |  |  |  |  | 0 | 0
80003 | MILHWYS | F | South | YES | -0.013662 | 0 | 0 | 0 | 0 | 1.0168 | AVR | -1 | 0.05535 | 0 | 0 |  |  |  |  | -0.05535 | 0 |  |  |  |  | 0 | 0
5935 | SI_RAY10 | 10 | South | YES | -0.013663 | 47 | 10 | 47 | 0 | 1.03 | CC | -1 | 0.055351 | 47 | 47 |  |  |  |  | -0.055351 | -2.6015 |  |  |  |  | 0 | 0
5932 | SI_RAY9 | 9 | South | YES | -0.013663 | 32 | 32 | 38 | 0 | 1.035 | CC | -1 | 0.055351 | 38 | 38 |  |  |  |  | -0.055351 | -2.1033 |  |  |  |  | 0 | 0
5933 | SI_RAY6 | 6 | South | YES | -0.013663 | 15.4 | 10 | 19.3 | 0 | 1.035 | GST | -1 | 0.055351 | 19.3 | 19.3 |  |  |  |  | -0.055351 | -1.0683 |  |  |  |  | 0 | 0
8517 | CELANEBI0A | 1 | South | YES | -0.013665 | 29 | 0 | 29 | 0 | 1.02 | Cogen | -1 | 0.055353 | 0 | 0 |  |  |  |  | -0.055353 | 0 |  |  |  |  | 0 | 0
80080 | GWINDT11A | 3 | South | YES | -0.013699 | 0 | 0 | 38 | 0 | 1.025 | Wind | -1 | 0.055387 | 0 | 38 |  |  |  |  | -0.055387 | 0 |  |  |  |  | 0 | 0
80080 | GWINDT11A | 4 | South | YES | -0.013699 | 3.8 | 0 | 19 | 0 | 1.025 | Wind | -1 | 0.055387 | 0 | 19 |  |  |  |  | -0.055387 | 0 |  |  |  |  | 0 | 0
80080 | GWINDT11A | 2 | South | YES | -0.013699 | 0 | 0 | 41 | 0 | 1.025 | Wind | -1 | 0.055387 | 0 | 41 |  |  |  |  | -0.055387 | 0 |  |  |  |  | 0 | 0
80080 | GWINDT11A | 1 | South | YES | -0.013699 | 28.2 | 0 | 94 | 0 | 1.025 | Wind | -1 | 0.055387 | 0 | 94 |  |  |  |  | -0.055387 | 0 |  |  |  |  | 0 | 0
80081 | GWINDT21A | 4 | South | YES | -0.013699 | 4.4 | 0 | 22 | 0 | 1.025 | Wind | -1 | 0.055387 | 0 | 22 |  |  |  |  | -0.055387 | 0 |  |  |  |  | 0 | 0
80081 | GWINDT21A | 1 | South | YES | -0.013699 | 28.2 | 0 | 94 | 0 | 1.025 | Wind | -1 | 0.055387 | 0 | 94 |  |  |  |  | -0.055387 | 0 |  |  |  |  | 0 | 0
80081 | GWINDT21A | 3 | South | YES | -0.013699 | 8.6 | 0 | 43 | 0 | 1.025 | Wind | -1 | 0.055387 | 0 | 43 |  |  |  |  | -0.055387 | 0 |  |  |  |  | 0 | 0
80081 | GWINDT21A | 2 | South | YES | -0.013699 | 7.2 | 0 | 36 | 0 | 1.025 | Wind | -1 | 0.055387 | 0 | 36 |  |  |  |  | -0.055387 | 0 |  |  |  |  | 0 | 0
80180 | PNSCALT11A | 2 | South | YES | -0.013699 | 10 | 0 | 50 | 0 | 1.025 | Wind | -1 | 0.055387 | 0 | 50 |  |  |  |  | -0.055387 | 0 |  |  |  |  | 0 | 0
80180 | PNSCALT11A | 1 | South | YES | -0.013699 | 43.8 | 0 | 148 | 0 | 1.025 | Wind | -1 | 0.055387 | 0 | 148 |  |  |  |  | -0.055387 | 0 |  |  |  |  | 0 | 0
80181 | PNSCALT21A | 2 | South | YES | -0.013699 | 10 | 0 | 50 | 0 | 1.025 | Wind | -1 | 0.055387 | 0 | 50 |  |  |  |  | -0.055387 | 0 |  |  |  |  | 0 | 0
80181 | PNSCALT21A | 1 | South | YES | -0.013699 | 16.5 | 0 | 55 | 0 | 1.025 | Wind | -1 | 0.055387 | 0 | 55 |  |  |  |  | -0.055387 | 0 |  |  |  |  | 0 | 0
7303 | L_WPPGS12_1Y | 1 | South | YES | -0.0141 | 50 | 0 | 50 | 0 | 1.025 | GGT | -1 | 0.055788 | 50 | 50 |  |  |  |  | -0.055788 | -2.7894 |  |  |  |  | 0 | 0
7303 | L_WPPGS12_1Y | 2 | South | YES | -0.0141 | 50 | 0 | 50 | 0 | 1.025 | GGT | -1 | 0.055788 | 50 | 50 |  |  |  |  | -0.055788 | -2.7894 |  |  |  |  | 0 | 0
7305 | L_WPPGS34_1Y | 3 | South | YES | -0.0141 | 50 | 0 | 50 | 0 | 1.025 | GGT | -1 | 0.055788 | 50 | 50 |  |  |  |  | -0.055788 | -2.7894 |  |  |  |  | 0 | 0
7305 | L_WPPGS34_1Y | 4 | South | YES | -0.0141 | 50 | 0 | 50 | 0 | 1.025 | GGT | -1 | 0.055788 | 50 | 50 |  |  |  |  | -0.055788 | -2.7894 |  |  |  |  | 0 | 0
88198 | BEEVILLE | F | South | YES | -0.014196 | 0 | 0 | 0 | 0 | 1.02 | AVR | -1 | 0.055884 | 0 | 0 |  |  |  |  | -0.055884 | 0 |  |  |  |  | 0 | 0
7809 | L_BASTEN1_3Y | 1 | South | YES | -0.014198 | 232.6 | 42 | 232.6 | 0 | 1.004 | CC | -1 | 0.055886 | 232.6 | 232.6 |  |  |  |  | -0.055886 | -12.9991 |  |  |  |  | 0 | 0
7807 | L_BASTEN1_1Y | 1 | South | YES | -0.014198 | 152.5 | 83.5 | 152.5 | 0 | 1.004 | CC | -1 | 0.055886 | 152.5 | 152.5 |  |  |  |  | -0.055886 | -8.5226 |  |  |  |  | 0 | 0
7808 | L_BASTEN1_2Y | 1 | South | YES | -0.014198 | 149.5 | 83.5 | 149.5 | 0 | 1.004 | CC | -1 | 0.055886 | 149.5 | 149.5 |  |  |  |  | -0.055886 | -8.3549 |  |  |  |  | 0 | 0
8161 | COLETO0A | 1 | South | YES | -0.014344 | 633 | 200 | 633 | 0 | 1.03 | LIGCO | -1 | 0.056032 | 0 | 633 |  |  |  |  | -0.056032 | 0 |  |  |  |  | 0 | 0
8189 | CUECPL2A | 1 | South | YES | -0.015214 | 12 | 0 | 12 | 0 | 1.02 | Cogen | -1 | 0.056902 | 0 | 0 |  |  |  |  | -0.056902 | 0 |  |  |  |  | 0 | 0
7006 | L_SIMGID1_3Y | 3 | South | YES | -0.015477 | 324.9 | 60 | 329 | 0 | 1.02 | GST | -1 | 0.057165 | 329 | 329 |  |  |  |  | -0.057165 | -18.8072 |  |  |  |  | 0 | 0
7005 | L_SIMGID1_2Y | 2 | South | YES | -0.015477 | 133 | 32 | 139 | 0 | 1.02 | GST | -1 | 0.057165 | 139 | 139 |  |  |  |  | -0.057165 | -7.9459 |  |  |  |  | 0 | 0
7004 | L_SIMGID1_1Y | 1 | South | YES | -0.015477 | 132 | 40 | 132 | 0 | 1.02 | GST | -1 | 0.057165 | 132 | 132 |  |  |  |  | -0.057165 | -7.5458 |  |  |  |  | 0 | 0
5903 | SANMIGUELGEN | 1 | South | YES | -0.01576 | 396.3 | 180 | 396.3 | 0 | 1.0336 | LIGCO | -1 | 0.057448 | 0 | 396.3 |  |  |  |  | -0.057448 | 0 |  |  |  |  | 0 | 0
7624 | L_LAKEWO9_1Y | 1 | South | YES | -0.01632 | 0 | 0 | 2.4 |  | 1 | Hydro | -1 | 0.058008 | 0 | 0 |  |  |  |  | -0.058008 | 0 |  |  |  |  | 0 | 0
7624 | L_LAKEWO9_1Y | 2 | South | YES | -0.01632 | 0 | 0 | 2.4 |  | 1 | Hydro | -1 | 0.058008 | 0 | 0 |  |  |  |  | -0.058008 | 0 |  |  |  |  | 0 | 0
9005 | DECKR_G6 | 6 | South | YES | -0.016791 | 44 | 24 | 47 | 0 | 1.015 | GGT | -1 | 0.058479 | 47 | 47 |  |  |  |  | -0.058479 | -2.7485 |  |  |  |  | 0 | 0
9003 | DECKR_G4 | 4 | South | YES | -0.016791 | 44 | 24 | 44 | 0 | 1.015 | GGT | -1 | 0.058479 | 44 | 44 |  |  |  |  | -0.058479 | -2.5731 |  |  |  |  | 0 | 0
9004 | DECKR_G5 | 5 | South | YES | -0.016791 | 44 | 24 | 44 | 0 | 1.015 | GGT | -1 | 0.058479 | 44 | 44 |  |  |  |  | -0.058479 | -2.5731 |  |  |  |  | 0 | 0
9002 | DECKR_G3 | 3 | South | YES | -0.016791 | 0 | 24 | 42 |  | 1.015 | GGT | -1 | 0.058479 | 42 | 42 |  |  |  |  | -0.058479 | -2.4561 |  |  |  |  | 0 | 0
7805 | L_GUADGE1_6Y | 6 | South | YES | -0.017028 | 203 | 30 | 203 | 0 | 1.02 | CC | -1 | 0.058716 | 203 | 203 |  |  |  |  | -0.058716 | -11.9193 |  |  |  |  | 0 | 0
7804 | L_GUADGE1_5Y | 5 | South | YES | -0.017028 | 182 | 30 | 182 | 0 | 1.02 | CC | -1 | 0.058716 | 182 | 182 |  |  |  |  | -0.058716 | -10.6863 |  |  |  |  | 0 | 0
7803 | L_GUADGE1_4Y | 4 | South | YES | -0.017028 | 149 | 30 | 149 | 0 | 1.02 | CC | -1 | 0.058716 | 149 | 149 |  |  |  |  | -0.058716 | -8.7487 |  |  |  |  | 0 | 0
7800 | L_GUADGE1_1Y | 1 | South | YES | -0.017028 | 147 | 30 | 147 | 0 | 1.02 | CC | -1 | 0.058716 | 147 | 147 |  |  |  |  | -0.058716 | -8.6312 |  |  |  |  | 0 | 0
7802 | L_GUADGE1_3Y | 3 | South | YES | -0.017028 | 146 | 30 | 146 | 0 | 1.02 | CC | -1 | 0.058716 | 146 | 146 |  |  |  |  | -0.058716 | -8.5725 |  |  |  |  | 0 | 0
7801 | L_GUADGE1_2Y | 2 | South | YES | -0.017028 | 138 | 30 | 138 | 0 | 1.02 | CC | -1 | 0.058716 | 138 | 138 |  |  |  |  | -0.058716 | -8.1028 |  |  |  |  | 0 | 0
7813 | L_RIONOG1S1Y | 4 | South | YES | -0.017068 | 293 | 0 | 293 | 0 | 1.02 | CC | -1 | 0.058756 | 293 | 293 |  |  |  |  | -0.058756 | -17.2155 |  |  |  |  | 0 | 0
7812 | L_RIONOG1G3Y | 3 | South | YES | -0.017068 | 154 | 0 | 154 | 0 | 1.02 | CC | -1 | 0.058756 | 154 | 154 |  |  |  |  | -0.058756 | -9.0484 |  |  |  |  | 0 | 0
7810 | L_RIONOG1G1Y | 1 | South | YES | -0.017068 | 148 | 0 | 148 | 0 | 1.02 | CC | -1 | 0.058756 | 148 | 148 |  |  |  |  | -0.058756 | -8.6959 |  |  |  |  | 0 | 0
7811 | L_RIONOG1G2Y | 2 | South | YES | -0.017068 | 148 | 0 | 148 | 0 | 1.02 | CC | -1 | 0.058756 | 148 | 148 |  |  |  |  | -0.058756 | -8.6959 |  |  |  |  | 0 | 0
9020 | SANDHG5A | 5A | South | YES | -0.017167 | 150 | 84 | 155 | 0 | 1.0175 | CC | -1 | 0.058855 | 155 | 155 |  |  |  |  | -0.058855 | -9.1225 |  |  |  |  | 0 | 0
9021 | SANDHG5C | 5C | South | YES | -0.017167 | 140 | 0 | 148 | 0 | 1.0175 | CC | -1 | 0.058855 | 148 | 148 |  |  |  |  | -0.058855 | -8.7105 |  |  |  |  | 0 | 0
9016 | SANDH_G1 | 1 | South | YES | -0.017167 | 45 | 2 | 49 | 0 | 1.0175 | GGT | -1 | 0.058855 | 49 | 49 |  |  |  |  | -0.058855 | -2.8839 |  |  |  |  | 0 | 0
9019 | SANDH_G4 | 4 | South | YES | -0.017167 | 0 | 2 | 47 |  | 1.0175 | GGT | -1 | 0.058855 | 47 | 47 |  |  |  |  | -0.058855 | -2.7662 |  |  |  |  | 0 | 0
9017 | SANDH_G2 | 2 | South | YES | -0.017167 | 45 | 2 | 46 | 0 | 1.0175 | GGT | -1 | 0.058855 | 46 | 46 |  |  |  |  | -0.058855 | -2.7073 |  |  |  |  | 0 | 0
9018 | SANDH_G3 | 3 | South | YES | -0.017167 | 45 | 2 | 46 | 0 | 1.0175 | GGT | -1 | 0.058855 | 46 | 46 |  |  |  |  | -0.058855 | -2.7073 |  |  |  |  | 0 | 0
9001 | DECKR_G2 | 2 | South | YES | -0.017208 | 400 | 50 | 426 | 0 | 1.015 | GST | -1 | 0.058896 | 426 | 426 |  |  |  |  | -0.058896 | -25.0896 |  |  |  |  | 0 | 0
9000 | DECKR_G1 | 1 | South | YES | -0.017208 | 280 | 50 | 321 | 0 | 1.015 | GST | -1 | 0.058896 | 321 | 321 |  |  |  |  | -0.058896 | -18.9056 |  |  |  |  | 0 | 0
7017 | L_HAYSEN1_4Y | 4 | South | YES | -0.017211 | 226.7 | 74 | 226.7 | 0 | 1.008 | CC | -1 | 0.058899 | 226.7 | 226.7 |  |  |  |  | -0.058899 | -13.3524 |  |  |  |  | 0 | 0
7015 | L_HAYSEN1_2Y | 2 | South | YES | -0.017211 | 225 | 74 | 225 | 0 | 1.008 | CC | -1 | 0.058899 | 225 | 225 |  |  |  |  | -0.058899 | -13.2522 |  |  |  |  | 0 | 0
7016 | L_HAYSEN1_3Y | 3 | South | YES | -0.017211 | 224.6 | 74 | 224.6 | 0 | 1.008 | CC | -1 | 0.058899 | 224.6 | 224.6 |  |  |  |  | -0.058899 | -13.2287 |  |  |  |  | 0 | 0
7014 | L_HAYSEN1_1Y | 1 | South | YES | -0.017211 | 223.9 | 74 | 223.9 | 0 | 1.008 | CC | -1 | 0.058899 | 223.9 | 223.9 |  |  |  |  | -0.058899 | -13.1875 |  |  |  |  | 0 | 0
7605 | L_MCQUEE9_1Y | 1 | South | YES | -0.017358 | 0 | 0 | 2.4 |  | 1.025 | Hydro | -1 | 0.059046 | 0 | 0 |  |  |  |  | -0.059046 | 0 |  |  |  |  | 0 | 0
7605 | L_MCQUEE9_1Y | 2 | South | YES | -0.017358 | 0 | 0 | 2.4 |  | 1.025 | Hydro | -1 | 0.059046 | 0 | 0 |  |  |  |  | -0.059046 | 0 |  |  |  |  | 0 | 0
7605 | L_MCQUEE9_1Y | 3 | South | YES | -0.017358 | 0 | 0 | 2.8 |  | 1.025 | Hydro | -1 | 0.059046 | 0 | 0 |  |  |  |  | -0.059046 | 0 |  |  |  |  | 0 | 0
7609 | L_SCHUMA8_1Y | 1 | South | YES | -0.017706 | 0 | 0 | 4 |  | 1 | Hydro | -1 | 0.059394 | 0 | 0 |  |  |  |  | -0.059394 | 0 |  |  |  |  | 0 | 0
5401 | CALAVER_JKS1 | 1 | South | YES | -0.017755 | 562 | 100 | 562 | 0 | 1.026 | LIGCO | -1 | 0.059443 | 0 | 562 |  |  |  |  | -0.059443 | 0 |  |  |  |  | 0 | 0
5027 | BRAUNIG_VHB2 | 2 | South | YES | -0.017846 | 216 | 40 | 216 | 0 | 1.0192 | GST | -1 | 0.059534 | 216 | 216 |  |  |  |  | -0.059534 | -12.8593 |  |  |  |  | 0 | 0
5026 | BRAUNIG_VHB1 | 1 | South | YES | -0.017846 | 215 | 40 | 215 | 0 | 1.0192 | GST | -1 | 0.059534 | 215 | 215 |  |  |  |  | -0.059534 | -12.7998 |  |  |  |  | 0 | 0
5265 | LEON_LCP4G4 | 4 | South | YES | -0.017878 | 89 | 25 | 89 | 0 | 1.0197 | GST | -1 | 0.059566 | 89 | 89 |  |  |  |  | -0.059566 | -5.3014 |  |  |  |  | 0 | 0
5264 | LEON_LCP3G3 | 3 | South | YES | -0.017878 | 0 | 20 | 58 |  | 1.0197 | GST | -1 | 0.059566 | 58 | 58 |  |  |  |  | -0.059566 | -3.4548 |  |  |  |  | 0 | 0
5269 | LEON_LCPCT4 | 4 | South | YES | -0.017878 | 45 | 24 | 45 | 0 | 1.0197 | GGT | -1 | 0.059566 | 45 | 45 |  |  |  |  | -0.059566 | -2.6805 |  |  |  |  | 0 | 0
5266 | LEON_LCPCT1 | 1 | South | YES | -0.017878 | 44 | 24 | 44 | 0 | 1.0197 | GGT | -1 | 0.059566 | 44 | 44 |  |  |  |  | -0.059566 | -2.6209 |  |  |  |  | 0 | 0
5267 | LEON_LCPCT2 | 2 | South | YES | -0.017878 | 44 | 24 | 44 | 0 | 1.0197 | GGT | -1 | 0.059566 | 44 | 44 |  |  |  |  | -0.059566 | -2.6209 |  |  |  |  | 0 | 0
5268 | LEON_LCPCT3 | 3 | South | YES | -0.017878 | 43 | 24 | 43 | 0 | 1.0197 | GGT | -1 | 0.059566 | 43 | 43 |  |  |  |  | -0.059566 | -2.5613 |  |  |  |  | 0 | 0
7020 | L_AUSTPL1_1Y | 1 | South | YES | -0.017879 | 0 | 0 | 8 |  | 1 | Hydro | -1 | 0.059567 | 0 | 0 |  |  |  |  | -0.059567 | 0 |  |  |  |  | 0 | 0
7020 | L_AUSTPL1_1Y | 2 | South | YES | -0.017879 | 0 | 0 | 8 |  | 1 | Hydro | -1 | 0.059567 | 0 | 0 |  |  |  |  | -0.059567 | 0 |  |  |  |  | 0 | 0
5396 | CALAVER_OWS1 | 1 | South | YES | -0.017927 | 418 | 80 | 418 | 0 | 1.0192 | GST | -1 | 0.059615 | 418 | 418 |  |  |  |  | -0.059615 | -24.919 |  |  |  |  | 0 | 0
5397 | CALAVER_OWS2 | 2 | South | YES | -0.017927 | 400 | 80 | 400 | 0 | 1.0192 | GST | -1 | 0.059615 | 400 | 400 |  |  |  |  | -0.059615 | -23.8459 |  |  |  |  | 0 | 0
5439 | TUTTL_WBT4G4 | 4 | South | YES | -0.017937 | 151 | 40 | 151 | 0 | 1.012 | GST | -1 | 0.059625 | 151 | 151 |  |  |  |  | -0.059625 | -9.0034 |  |  |  |  | 0 | 0
5438 | TUTTL_WBT3G3 | 3 | South | YES | -0.017937 | 95 | 25 | 95 | 0 | 1.012 | GST | -1 | 0.059625 | 95 | 95 |  |  |  |  | -0.059625 | -5.6644 |  |  |  |  | 0 | 0
5436 | TUTTL_WBT1G1 | 1 | South | YES | -0.017937 | 48.8 | 20 | 61 | 0 | 1.012 | GST | -1 | 0.059625 | 61 | 61 |  |  |  |  | -0.059625 | -3.6371 |  |  |  |  | 0 | 0
5028 | BRAUNIG_VHB3 | 3 | South | YES | -0.018047 | 407 | 60 | 407 | 0 | 1.0138 | GST | -1 | 0.059735 | 407 | 407 |  |  |  |  | -0.059735 | -24.3121 |  |  |  |  | 0 | 0
5111 | CALAVER_JTD1 | 1 | South | YES | -0.018055 | 430 | 80 | 430 | 0 | 1.0138 | LIGCO | -1 | 0.059743 | 0 | 430 |  |  |  |  | -0.059743 | 0 |  |  |  |  | 0 | 0
5112 | CALAVER_JTD2 | 2 | South | YES | -0.018055 | 430 | 80 | 430 | 0 | 1.0138 | LIGCO | -1 | 0.059743 | 0 | 430 |  |  |  |  | -0.059743 | 0 |  |  |  |  | 0 | 0
5477 | BRA_AVR1_ST | 1 | South | YES | -0.018222 | 174 | 138 | 174 | 0 | 1.025 | CC | -1 | 0.05991 | 174 | 174 |  |  |  |  | -0.05991 | -10.4243 |  |  |  |  | 0 | 0
5476 | BRA_AVR1_CT1 | 1 | South | YES | -0.018222 | 155 | 90 | 155 | 0 | 1.025 | CC | -1 | 0.05991 | 155 | 155 |  |  |  |  | -0.05991 | -9.286 |  |  |  |  | 0 | 0
5478 | BRA_AVR1_CT2 | 1 | South | YES | -0.018222 | 155 | 90 | 155 | 0 | 1.025 | CC | -1 | 0.05991 | 155 | 155 |  |  |  |  | -0.05991 | -9.286 |  |  |  |  | 0 | 0
7487 | L_CANYHY8_1Y | 1 | South | YES | -0.02014 | 0 | 0 | 6 |  | 1 | Hydro | -1 | 0.061828 | 0 | 0 |  |  |  |  | -0.061828 | 0 |  |  |  |  | 0 | 0
7031 | L_MARSFO1G1Y | 1 | South | YES | -0.024572 | 0 | 0 | 36 |  | 1 | Hydro | -1 | 0.06626 | 0 | 0 |  |  |  |  | -0.06626 | 0 |  |  |  |  | 0 | 0
7032 | L_MARSFO1G2Y | 2 | South | YES | -0.024572 | 0 | 0 | 35 |  | 1 | Hydro | -1 | 0.06626 | 0 | 0 |  |  |  |  | -0.06626 | 0 |  |  |  |  | 0 | 0
7033 | L_MARSFO1G3Y | 3 | South | YES | -0.024572 | 0 | 0 | 36 |  | 1 | Hydro | -1 | 0.06626 | 0 | 0 |  |  |  |  | -0.06626 | 0 |  |  |  |  | 0 | 0
7022 | L_BUCHAN1_1Y | 1 | South | YES | -0.038288 | 0 | 0 | 18 |  | 1 | Hydro | -1 | 0.079976 | 0 | 0 |  |  |  |  | -0.079976 | 0 |  |  |  |  | 0 | 0
7023 | L_BUCHAN1_2Y | 2 | South | YES | -0.038288 | 0 | 0 | 18 |  | 1 | Hydro | -1 | 0.079976 | 0 | 0 |  |  |  |  | -0.079976 | 0 |  |  |  |  | 0 | 0
7024 | L_BUCHAN1_3Y | 3 | South | YES | -0.038288 | 0 | 0 | 15 |  | 1 | Hydro | -1 | 0.079976 | 0 | 0 |  |  |  |  | -0.079976 | 0 |  |  |  |  | 0 | 0
7028 | L_MARBFA1_1Y | 1 | South | YES | -0.040479 | 0 | 0 | 18 |  | 1 | Hydro | -1 | 0.082167 | 0 | 0 |  |  |  |  | -0.082167 | 0 |  |  |  |  | 0 | 0
7029 | L_MARBFA1_2Y | 2 | South | YES | -0.040479 | 0 | 0 | 18 |  | 1 | Hydro | -1 | 0.082167 | 0 | 0 |  |  |  |  | -0.082167 | 0 |  |  |  |  | 0 | 0
7035 | L_WIRTZ_1G1Y | 1 | South | YES | -0.044979 | 0 | 0 | 29 |  | 1 | Hydro | -1 | 0.086667 | 0 | 0 |  |  |  |  | -0.086667 | 0 |  |  |  |  | 0 | 0
7036 | L_WIRTZ_1G2Y | 2 | South | YES | -0.044979 | 0 | 0 | 29.7 |  | 1 | Hydro | -1 | 0.086667 | 0 | 0 |  |  |  |  | -0.086667 | 0 |  |  |  |  | 0 | 0
7000 | L_FERGUS1_1Y | 1 | South | YES | -0.048169 | 400 | 65 | 423.3 | 0 | 1.015 | GSC | -1 | 0.089857 | 423.3 | 423.3 |  |  |  |  | -0.089857 | -38.0364 |  |  |  |  | 0 | 0
7026 | L_INKSDA1_1Y | 1 | South | YES | -0.059732 | 0 | 0 | 13.7 |  | 1 | Hydro | -1 | 0.10142 | 0 | 0 |  |  |  |  | -0.10142 | 0 |  |  |  |  | 0 | 0
[26 empty] | 0 | 0
[26 empty] | 0 | 0
[26 empty] | 0 | 0
[26 empty] | 0 | 0
[26 empty] | 0 | 0
[26 empty] | 0 | 0
[26 empty] | 0 | 0
[26 empty] | 0 | 0
[26 empty] | 0 | 0
[26 empty] | 0 | 0
[26 empty] | 0 | 0
[26 empty] | 0 | 0
[26 empty] | 0 | 0
[26 empty] | 0 | 0
[26 empty] | 0 | 0
[26 empty] | 0 | 0
[26 empty] | 0 | 0
[26 empty] | 0 | 0
[26 empty] | 0 | 0
[26 empty] | 0 | 0
[26 empty] | 0 | 0
[26 empty] | 0 | 0
[26 empty] | 0 | 0
[26 empty] | 0 | 0
[26 empty] | 0 | 0
[26 empty] | 0 | 0
[26 empty] | 0 | 0
[26 empty] | 0 | 0
[26 empty] | 0 | 0
[26 empty] | 0 | 0
[26 empty] | 0 | 0
[26 empty] | 0 | 0
[26 empty] | 0 | 0
[26 empty] | 0 | 0
[26 empty] | 0 | 0
[26 empty] | 0 | 0
[26 empty] | 0 | 0
[26 empty] | 0 | 0
[26 empty] | 0 | 0
[26 empty] | 0 | 0
[26 empty] | 0 | 0
[26 empty] | 0 | 0
[26 empty] | 0 | 0
[26 empty] | 0 | 0
[26 empty] | 0 | 0
[26 empty] | 0 | 0
[26 empty] | 0 | 0
[26 empty] | 0 | 0
[26 empty] | 0 | 0
[26 empty] | 0 | 0
[26 empty] | 0 | 0
[26 empty] | 0 | 0
[26 empty] | 0 | 0
[26 empty] | 0 | 0
[26 empty] | 0 | 0
[26 empty] | 0 | 0
[26 empty] | 0 | 0
[26 empty] | 0 | 0
[26 empty] | 0 | 0
[26 empty] | 0 | 0
[26 empty] | 0 | 0
[26 empty] | 0 | 0
[26 empty] | 0 | 0
[26 empty] | 0 | 0
[26 empty] | 0 | 0
[26 empty] | 0 | 0
[26 empty] | 0 | 0
[26 empty] | 0 | 0
[26 empty] | 0 | 0
[26 empty] | 0 | 0
[26 empty] | 0 | 0
[26 empty] | 0 | 0
[26 empty] | 0 | 0
[26 empty] | 0 | 0
[26 empty] | 0 | 0
[26 empty] | 0 | 0
[26 empty] | 0 | 0
[26 empty] | 0 | 0
[26 empty] | 0 | 0
[26 empty] | 0 | 0
[26 empty] | 0 | 0
[26 empty] | 0 | 0
[26 empty] | 0 | 0
[26 empty] | 0 | 0
[26 empty] | 0 | 0
[26 empty] | 0 | 0
[26 empty] | 0 | 0
[26 empty] | 0 | 0
[26 empty] | 0 | 0
[26 empty] | 0 | 0
[26 empty] | 0 | 0
[26 empty] | 0 | 0
[26 empty] | 0 | 0
[26 empty] | 0 | 0
[26 empty] | 0 | 0
[26 empty] | 0 | 0
[26 empty] | 0 | 0
[26 empty] | 0 | 0
[26 empty] | 0 | 0
[26 empty] | 0 | 0
[26 empty] | 0 | 0
[26 empty] | 0 | 0
[26 empty] | 0 | 0
[26 empty] | 0 | 0
[26 empty] | 0 | 0
[26 empty] | 0 | 0
[26 empty] | 0 | 0
[26 empty] | 0 | 0
[26 empty] | 0 | 0
[26 empty] | 0 | 0
[26 empty] | 0 | 0
[26 empty] | 0 | 0
[26 empty] | 0 | 0
[26 empty] | 0 | 0
[26 empty] | 0 | 0
[26 empty] | 0 | 0
[26 empty] | 0 | 0
[26 empty] | 0 | 0
[26 empty] | 0 | 0
[26 empty] | 0 | 0
[26 empty] | 0 | 0
[26 empty] | 0 | 0
[26 empty] | 0 | 0
[26 empty] | 0 | 0
[26 empty] | 0 | 0
[26 empty] | 0 | 0
[26 empty] | 0 | 0
[26 empty] | 0 | 0
[26 empty] | 0 | 0
[26 empty] | 0 | 0
[26 empty] | 0 | 0
[26 empty] | 0 | 0
[26 empty] | 0 | 0
[26 empty] | 0 | 0
[26 empty] | 0 | 0
[26 empty] | 0 | 0
[26 empty] | 0 | 0
[26 empty] | 0 | 0
[26 empty] | 0 | 0
[26 empty] | 0 | 0
[26 empty] | 0 | 0
[26 empty] | 0 | 0
[26 empty] | 0 | 0
[26 empty] | 0 | 0
[26 empty] | 0 | 0
[26 empty] | 0 | 0
[26 empty] | 0 | 0
[26 empty] | 0 | 0
[26 empty] | 0 | 0
[26 empty] | 0 | 0
[26 empty] | 0 | 0
[26 empty] | 0 | 0
[26 empty] | 0 | 0
[26 empty] | 0 | 0
[26 empty] | 0 | 0
[26 empty] | 0 | 0
[26 empty] | 0 | 0
[26 empty] | 0 | 0
[26 empty] | 0 | 0
[26 empty] | 0 | 0
[26 empty] | 0 | 0
[26 empty] | 0 | 0
[26 empty] | 0 | 0
[26 empty] | 0 | 0
[26 empty] | 0 | 0
[26 empty] | 0 | 0
[26 empty] | 0 | 0
[26 empty] | 0 | 0
[26 empty] | 0 | 0
[26 empty] | 0 | 0
[26 empty] | 0 | 0
[26 empty] | 0 | 0
[26 empty] | 0 | 0
[26 empty] | 0 | 0
[26 empty] | 0 | 0
[26 empty] | 0 | 0
[26 empty] | 0 | 0
[26 empty] | 0 | 0
[26 empty] | 0 | 0
[26 empty] | 0 | 0
[26 empty] | 0 | 0
[26 empty] | 0 | 0
[26 empty] | 0 | 0
[26 empty] | 0 | 0
[26 empty] | 0 | 0
[26 empty] | 0 | 0
[26 empty] | 0 | 0
[26 empty] | 0 | 0
[26 empty] | 0 | 0
[26 empty] | 0 | 0
[26 empty] | 0 | 0
[26 empty] | 0 | 0
[26 empty] | 0 | 0
[26 empty] | 0 | 0
[26 empty] | 0 | 0
[26 empty] | 0 | 0
[26 empty] | 0 | 0
[26 empty] | 0 | 0
[26 empty] | 0 | 0
[26 empty] | 0 | 0
[26 empty] | 0 | 0
[26 empty] | 0 | 0
[26 empty] | 0 | 0
[26 empty] | 0 | 0
[26 empty] | 0 | 0
[26 empty] | 0 | 0
[26 empty] | 0 | 0
[26 empty] | 0 | 0
[26 empty] | 0 | 0
[26 empty] | 0 | 0
[26 empty] | 0 | 0
[26 empty] | 0 | 0
[26 empty] | 0 | 0
[26 empty] | 0 | 0
[26 empty] | 0 | 0
[26 empty] | 0 | 0
[26 empty] | 0 | 0
[26 empty] | 0 | 0
[26 empty] | 0 | 0
[26 empty] | 0 | 0
[26 empty] | 0 | 0
[26 empty] | 0 | 0
[26 empty] | 0 | 0
[26 empty] | 0 | 0
[26 empty] | 0 | 0
[26 empty] | 0 | 0
[26 empty] | 0 | 0
[26 empty] | 0 | 0
[26 empty] | 0 | 0
[26 empty] | 0 | 0
[26 empty] | 0 | 0
[26 empty] | 0 | 0
[26 empty] | 0 | 0
[26 empty] | 0 | 0
[26 empty] | 0 | 0
[26 empty] | 0 | 0
[26 empty] | 0 | 0
[26 empty] | 0 | 0
[26 empty] | 0 | 0
[26 empty] | 0 | 0
[26 empty] | 0 | 0
[26 empty] | 0 | 0
[26 empty] | 0 | 0
[26 empty] | 0 | 0
[26 empty] | 0 | 0
[26 empty] | 0 | 0
[26 empty] | 0 | 0
[26 empty] | 0 | 0
[26 empty] | 0 | 0
[26 empty] | 0 | 0
[26 empty] | 0 | 0
[26 empty] | 0 | 0
[26 empty] | 0 | 0
[26 empty] | 0 | 0
[26 empty] | 0 | 0
[26 empty] | 0 | 0
[26 empty] | 0 | 0
[26 empty] | 0 | 0
[26 empty] | 0 | 0
[26 empty] | 0 | 0
[26 empty] | 0 | 0
[26 empty] | 0 | 0
[26 empty] | 0 | 0
[26 empty] | 0 | 0
[26 empty] | 0 | 0
[26 empty] | 0 | 0
[26 empty] | 0 | 0
[26 empty] | 0 | 0
[26 empty] | 0 | 0
[26 empty] | 0 | 0
[26 empty] | 0 | 0
[26 empty] | 0 | 0
[26 empty] | 0 | 0
[26 empty] | 0 | 0
[26 empty] | 0 | 0
[26 empty] | 0 | 0
[26 empty] | 0 | 0
[26 empty] | 0 | 0
[26 empty] | 0 | 0
[26 empty] | 0 | 0
[26 empty] | 0 | 0
[26 empty] | 0 | 0
[26 empty] | 0 | 0
[26 empty] | 0 | 0
[26 empty] | 0 | 0
[26 empty] | 0 | 0
[26 empty] | 0 | 0
[26 empty] | 0 | 0
[26 empty] | 0 | 0
[26 empty] | 0 | 0
[26 empty] | 0 | 0
[26 empty] | 0 | 0
[26 empty] | 0 | 0
[26 empty] | 0 | 0
[26 empty] | 0 | 0
[26 empty] | 0 | 0
[26 empty] | 0 | 0
[26 empty] | 0 | 0
[26 empty] | 0 | 0
[26 empty] | 0 | 0
[26 empty] | 0 | 0
[26 empty] | 0 | 0
[26 empty] | 0 | 0
[26 empty] | 0 | 0
[26 empty] | 0 | 0
[26 empty] | 0 | 0
[26 empty] | 0 | 0
[26 empty] | 0 | 0
[26 empty] | 0 | 0
[26 empty] | 0 | 0
[26 empty] | 0 | 0
[26 empty] | 0 | 0
[26 empty] | 0 | 0
[26 empty] | 0 | 0
[26 empty] | 0 | 0
[26 empty] | 0 | 0
[26 empty] | 0 | 0
[26 empty] | 0 | 0
[26 empty] | 0 | 0
[26 empty] | 0 | 0
[26 empty] | 0 | 0
[26 empty] | 0 | 0
[26 empty] | 0 | 0
[26 empty] | 0 | 0
[26 empty] | 0 | 0
[26 empty] | 0 | 0
[26 empty] | 0 | 0
[26 empty] | 0 | 0
[26 empty] | 0 | 0
[26 empty] | 0 | 0
[26 empty] | 0 | 0
[26 empty] | 0 | 0
[26 empty] | 0 | 0
[26 empty] | 0 | 0
[26 empty] | 0 | 0
[26 empty] | 0 | 0
[26 empty] | 0 | 0
[26 empty] | 0 | 0
[26 empty] | 0 | 0
[26 empty] | 0 | 0
[26 empty] | 0 | 0
[26 empty] | 0 | 0
[26 empty] | 0 | 0
[26 empty] | 0 | 0
[26 empty] | 0 | 0
[26 empty] | 0 | 0
[26 empty] | 0 | 0
[26 empty] | 0 | 0
[26 empty] | 0 | 0
[26 empty] | 0 | 0
[26 empty] | 0 | 0
[26 empty] | 0 | 0
[26 empty] | 0 | 0
[26 empty] | 0 | 0
[26 empty] | 0 | 0
[26 empty] | 0 | 0
[26 empty] | 0 | 0
[26 empty] | 0 | 0
[26 empty] | 0 | 0
[26 empty] | 0 | 0
[26 empty] | 0 | 0
[26 empty] | 0 | 0
[26 empty] | 0 | 0
[26 empty] | 0 | 0
[26 empty] | 0 | 0
[26 empty] | 0 | 0
[26 empty] | 0 | 0
[26 empty] | 0 | 0
[26 empty] | 0 | 0
[26 empty] | 0 | 0
[26 empty] | 0 | 0
[26 empty] | 0 | 0
[26 empty] | 0 | 0
[26 empty] | 0 | 0
[26 empty] | 0 | 0
[26 empty] | 0 | 0
[26 empty] | 0 | 0
[26 empty] | 0 | 0
[26 empty] | 0 | 0
[26 empty] | 0 | 0
[26 empty] | 0 | 0
[26 empty] | 0 | 0
[26 empty] | 0 | 0
[26 empty] | 0 | 0
[26 empty] | 0 | 0
[26 empty] | 0 | 0
[26 empty] | 0 | 0
[26 empty] | 0 | 0
[26 empty] | 0 | 0
[26 empty] | 0 | 0
[26 empty] | 0 | 0
[26 empty] | 0 | 0
[26 empty] | 0 | 0
[26 empty] | 0 | 0
[26 empty] | 0 | 0
[26 empty] | 0 | 0
[26 empty] | 0 | 0
[26 empty] | 0 | 0
[26 empty] | 0 | 0
[26 empty] | 0 | 0
[26 empty] | 0 | 0
[26 empty] | 0 | 0
[26 empty] | 0 | 0
[26 empty] | 0 | 0
[26 empty] | 0 | 0
[26 empty] | 0 | 0
[26 empty] | 0 | 0
[26 empty] | 0 | 0
[26 empty] | 0 | 0
[26 empty] | 0 | 0
[26 empty] | 0 | 0
[26 empty] | 0 | 0
[26 empty] | 0 | 0
[26 empty] | 0 | 0
[26 empty] | 0 | 0
[26 empty] | 0 | 0
[26 empty] | 0 | 0
[26 empty] | 0 | 0
[26 empty] | 0 | 0
[26 empty] | 0 | 0
[26 empty] | 0 | 0
[26 empty] | 0 | 0
[26 empty] | 0 | 0
[26 empty] | 0 | 0
[26 empty] | 0 | 0
[26 empty] | 0 | 0
[26 empty] | 0 | 0
[26 empty] | 0 | 0
[26 empty] | 0 | 0
[26 empty] | 0 | 0
[26 empty] | 0 | 0
[26 empty] | 0 | 0
[26 empty] | 0 | 0
[26 empty] | 0 | 0
[26 empty] | 0 | 0
[26 empty] | 0 | 0
[26 empty] | 0 | 0
[26 empty] | 0 | 0
[26 empty] | 0 | 0
[26 empty] | 0 | 0
[26 empty] | 0 | 0
[26 empty] | 0 | 0
[26 empty] | 0 | 0
[26 empty] | 0 | 0
[26 empty] | 0 | 0
[26 empty] | 0 | 0
[26 empty] | 0 | 0
[26 empty] | 0 | 0
[26 empty] | 0 | 0
[26 empty] | 0 | 0
[26 empty] | 0 | 0
[26 empty] | 0 | 0
[26 empty] | 0 | 0
[26 empty] | 0 | 0
[26 empty] | 0 | 0
[26 empty] | 0 | 0
[26 empty] | 0 | 0
[26 empty] | 0 | 0
[26 empty] | 0 | 0
[26 empty] | 0 | 0
[26 empty] | 0 | 0
[26 empty] | 0 | 0
[26 empty] | 0 | 0
[26 empty] | 0 | 0
[26 empty] | 0 | 0
[26 empty] | 0 | 0
[26 empty] | 0 | 0
[26 empty] | 0 | 0
[26 empty] | 0 | 0
[26 empty] | 0 | 0
[26 empty] | 0 | 0
[26 empty] | 0 | 0
[26 empty] | 0 | 0
[26 empty] | 0 | 0
[26 empty] | 0 | 0
[26 empty] | 0 | 0
[26 empty] | 0 | 0
[26 empty] | 0 | 0
[26 empty] | 0 | 0
[26 empty] | 0 | 0
[26 empty] | 0 | 0
[26 empty] | 0 | 0
[26 empty] | 0 | 0
[26 empty] | 0 | 0
[26 empty] | 0 | 0
[26 empty] | 0 | 0
[26 empty] | 0 | 0
[26 empty] | 0 | 0
[26 empty] | 0 | 0
[26 empty] | 0 | 0
[26 empty] | 0 | 0
[26 empty] | 0 | 0
[26 empty] | 0 | 0
[26 empty] | 0 | 0
[26 empty] | 0 | 0
[26 empty] | 0 | 0
[26 empty] | 0 | 0
[26 empty] | 0 | 0
[26 empty] | 0 | 0
[26 empty] | 0 | 0
[26 empty] | 0 | 0
[26 empty] | 0 | 0
[26 empty] | 0 | 0
[26 empty] | 0 | 0
[26 empty] | 0 | 0
[26 empty] | 0 | 0
[26 empty] | 0 | 0
[26 empty] | 0 | 0
[26 empty] | 0 | 0
[26 empty] | 0 | 0
[26 empty] | 0 | 0
[26 empty] | 0 | 0
[26 empty] | 0 | 0
[26 empty] | 0 | 0
[26 empty] | 0 | 0
[26 empty] | 0 | 0
[26 empty] | 0 | 0
[26 empty] | 0 | 0
[26 empty] | 0 | 0
[26 empty] | 0 | 0
[26 empty] | 0 | 0
[26 empty] | 0 | 0
[26 empty] | 0 | 0
[26 empty] | 0 | 0
[26 empty] | 0 | 0
[26 empty] | 0 | 0
[26 empty] | 0 | 0
[26 empty] | 0 | 0
[26 empty] | 0 | 0
[26 empty] | 0 | 0
[26 empty] | 0 | 0
[26 empty] | 0 | 0
[26 empty] | 0 | 0
[26 empty] | 0 | 0
[26 empty] | 0 | 0
[26 empty] | 0 | 0
[26 empty] | 0 | 0
[26 empty] | 0 | 0
[26 empty] | 0 | 0
[26 empty] | 0 | 0
[26 empty] | 0 | 0
[26 empty] | 0 | 0
[26 empty] | 0 | 0
[26 empty] | 0 | 0
[26 empty] | 0 | 0
[26 empty] | 0 | 0
[26 empty] | 0 | 0
[26 empty] | 0 | 0
[26 empty] | 0 | 0
[26 empty] | 0 | 0
[26 empty] | 0 | 0
[26 empty] | 0 | 0
[26 empty] | 0 | 0
[26 empty] | 0 | 0
[26 empty] | 0 | 0
[26 empty] | 0 | 0
[26 empty] | 0 | 0
[26 empty] | 0 | 0
[26 empty] | 0 | 0
[26 empty] | 0 | 0
[26 empty] | 0 | 0
[26 empty] | 0 | 0
[26 empty] | 0 | 0
[26 empty] | 0 | 0
[26 empty] | 0 | 0
[26 empty] | 0 | 0
[26 empty] | 0 | 0
[26 empty] | 0 | 0
[26 empty] | 0 | 0
[26 empty] | 0 | 0
[26 empty] | 0 | 0
[26 empty] | 0 | 0
[26 empty] | 0 | 0
[26 empty] | 0 | 0
[26 empty] | 0 | 0
[26 empty] | 0 | 0
[26 empty] | 0 | 0
[26 empty] | 0 | 0
[26 empty] | 0 | 0
[26 empty] | 0 | 0
[26 empty] | 0 | 0
[26 empty] | 0 | 0
[26 empty] | 0 | 0
[26 empty] | 0 | 0
[26 empty] | 0 | 0
[26 empty] | 0 | 0
[26 empty] | 0 | 0
[26 empty] | 0 | 0
[26 empty] | 0 | 0
[26 empty] | 0 | 0
[26 empty] | 0 | 0
[26 empty] | 0 | 0
[26 empty] | 0 | 0
[26 empty] | 0 | 0
[26 empty] | 0 | 0
[26 empty] | 0 | 0
[26 empty] | 0 | 0
[26 empty] | 0 | 0
[26 empty] | 0 | 0
[26 empty] | 0 | 0
[26 empty] | 0 | 0
[26 empty] | 0 | 0
[26 empty] | 0 | 0
[26 empty] | 0 | 0
[26 empty] | 0 | 0
[26 empty] | 0 | 0
[26 empty] | 0 | 0
[26 empty] | 0 | 0
[26 empty] | 0 | 0
[26 empty] | 0 | 0
[26 empty] | 0 | 0
[26 empty] | 0 | 0
[26 empty] | 0 | 0
[26 empty] | 0 | 0
[26 empty] | 0 | 0
[26 empty] | 0 | 0
[26 empty] | 0 | 0
[26 empty] | 0 | 0
[26 empty] | 0 | 0
[26 empty] | 0 | 0
[26 empty] | 0 | 0
[26 empty] | 0 | 0
[26 empty] | 0 | 0
[26 empty] | 0 | 0
[26 empty] | 0 | 0
[26 empty] | 0 | 0
[26 empty] | 0 | 0
[26 empty] | 0 | 0
[26 empty] | 0 | 0
[26 empty] | 0 | 0
[26 empty] | 0 | 0
[26 empty] | 0 | 0
[26 empty] | 0 | 0
[26 empty] | 0 | 0
[26 empty] | 0 | 0
[26 empty] | 0 | 0
[26 empty] | 0 | 0
[26 empty] | 0 | 0
[26 empty] | 0 | 0
[26 empty] | 0 | 0
[26 empty] | 0 | 0
[26 empty] | 0 | 0
[26 empty] | 0 | 0
[26 empty] | 0 | 0
[26 empty] | 0 | 0
[26 empty] | 0 | 0
[26 empty] | 0 | 0
[26 empty] | 0 | 0
[26 empty] | 0 | 0
[26 empty] | 0 | 0
[26 empty] | 0 | 0
[26 empty] | 0 | 0
[26 empty] | 0 | 0
[26 empty] | 0 | 0
[26 empty] | 0 | 0
[26 empty] | 0 | 0
[26 empty] | 0 | 0
[26 empty] | 0 | 0
[26 empty] | 0 | 0
[26 empty] | 0 | 0
[26 empty] | 0 | 0
[26 empty] | 0 | 0
[26 empty] | 0 | 0
[26 empty] | 0 | 0
[26 empty] | 0 | 0
[26 empty] | 0 | 0
[26 empty] | 0 | 0
[26 empty] | 0 | 0
[26 empty] | 0 | 0
[26 empty] | 0 | 0
[26 empty] | 0 | 0
[26 empty] | 0 | 0
[26 empty] | 0 | 0
[26 empty] | 0 | 0
[26 empty] | 0 | 0
[26 empty] | 0 | 0
[26 empty] | 0 | 0
[26 empty] | 0 | 0
[26 empty] | 0 | 0
[26 empty] | 0 | 0
[26 empty] | 0 | 0
[26 empty] | 0 | 0
[26 empty] | 0 | 0
[26 empty] | 0 | 0
[26 empty] | 0 | 0
[26 empty] | 0 | 0
[26 empty] | 0 | 0
[26 empty] | 0 | 0
[26 empty] | 0 | 0
[26 empty] | 0 | 0
[26 empty] | 0 | 0
[26 empty] | 0 | 0
[26 empty] | 0 | 0
[26 empty] | 0 | 0
[26 empty] | 0 | 0
[26 empty] | 0 | 0
[26 empty] | 0 | 0
[26 empty] | 0 | 0
[26 empty] | 0 | 0
[26 empty] | 0 | 0
[26 empty] | 0 | 0
[26 empty] | 0 | 0
[26 empty] | 0 | 0
[26 empty] | 0 | 0
[26 empty] | 0 | 0
[26 empty] | 0 | 0
[26 empty] | 0 | 0
[26 empty] | 0 | 0
[26 empty] | 0 | 0
[26 empty] | 0 | 0
[26 empty] | 0 | 0
[26 empty] | 0 | 0
[26 empty] | 0 | 0
[26 empty] | 0 | 0
[26 empty] | 0 | 0
[26 empty] | 0 | 0
[26 empty] | 0 | 0
[26 empty] | 0 | 0
[26 empty] | 0 | 0
[26 empty] | 0 | 0
[26 empty] | 0 | 0
[26 empty] | 0 | 0
[26 empty] | 0 | 0
[26 empty] | 0 | 0
[26 empty] | 0 | 0
[26 empty] | 0 | 0
[26 empty] | 0 | 0
[26 empty] | 0 | 0
[26 empty] | 0 | 0
[26 empty] | 0 | 0
[26 empty] | 0 | 0
[26 empty] | 0 | 0
[26 empty] | 0 | 0
[26 empty] | 0 | 0
[26 empty] | 0 | 0
[26 empty] | 0 | 0
[26 empty] | 0 | 0
[26 empty] | 0 | 0
[26 empty] | 0 | 0
[26 empty] | 0 | 0
[26 empty] | 0 | 0
[26 empty] | 0 | 0
[26 empty] | 0 | 0
[26 empty] | 0 | 0
[26 empty] | 0 | 0
[26 empty] | 0 | 0
[26 empty] | 0 | 0
[26 empty] | 0 | 0
[26 empty] | 0 | 0
[26 empty] | 0 | 0
[26 empty] | 0 | 0
[26 empty] | 0 | 0
[26 empty] | 0 | 0
[26 empty] | 0 | 0
[26 empty] | 0 | 0
[26 empty] | 0 | 0
[26 empty] | 0 | 0
[26 empty] | 0 | 0
[26 empty] | 0 | 0
[26 empty] | 0 | 0
[26 empty] | 0 | 0
[26 empty] | 0 | 0
[26 empty] | 0 | 0
[26 empty] | 0 | 0
[26 empty] | 0 | 0
[26 empty] | 0 | 0
[26 empty] | 0 | 0
[26 empty] | 0 | 0
[26 empty] | 0 | 0
[26 empty] | 0 | 0
[26 empty] | 0 | 0
[26 empty] | 0 | 0
[26 empty] | 0 | 0
[26 empty] | 0 | 0
[26 empty] | 0 | 0
[26 empty] | 0 | 0
[26 empty] | 0 | 0
[26 empty] | 0 | 0
[26 empty] | 0 | 0
[26 empty] | 0 | 0
[26 empty] | 0 | 0
[26 empty] | 0 | 0
[26 empty] | 0 | 0
[26 empty] | 0 | 0
[26 empty] | 0 | 0
[26 empty] | 0 | 0
[26 empty] | 0 | 0
[26 empty] | 0 | 0
[26 empty] | 0 | 0
[26 empty] | 0 | 0
[26 empty] | 0 | 0
[26 empty] | 0 | 0
[26 empty] | 0 | 0
[26 empty] | 0 | 0
[26 empty] | 0 | 0
[26 empty] | 0 | 0
[26 empty] | 0 | 0
[26 empty] | 0 | 0
[26 empty] | 0 | 0
[26 empty] | 0 | 0
[26 empty] | 0 | 0
[26 empty] | 0 | 0
[26 empty] | 0 | 0
[26 empty] | 0 | 0
[26 empty] | 0 | 0
[26 empty] | 0 | 0
[26 empty] | 0 | 0
[26 empty] | 0 | 0
[26 empty] | 0 | 0
[26 empty] | 0 | 0
[26 empty] | 0 | 0
[26 empty] | 0 | 0
[26 empty] | 0 | 0
[26 empty] | 0 | 0
[26 empty] | 0 | 0
[26 empty] | 0 | 0
[26 empty] | 0 | 0
[26 empty] | 0 | 0
[26 empty] | 0 | 0
[26 empty] | 0 | 0
[26 empty] | 0 | 0
[26 empty] | 0 | 0
[26 empty] | 0 | 0
[26 empty] | 0 | 0
[26 empty] | 0 | 0
[26 empty] | 0 | 0
[26 empty] | 0 | 0
[26 empty] | 0 | 0
[26 empty] | 0 | 0
[26 empty] | 0 | 0
[26 empty] | 0 | 0
[26 empty] | 0 | 0
[26 empty] | 0 | 0
[26 empty] | 0 | 0
[26 empty] | 0 | 0
[26 empty] | 0 | 0
[26 empty] | 0 | 0
[26 empty] | 0 | 0
[26 empty] | 0 | 0
[26 empty] | 0 | 0
[26 empty] | 0 | 0
[26 empty] | 0 | 0
[26 empty] | 0 | 0
[26 empty] | 0 | 0
[26 empty] | 0 | 0
[26 empty] | 0 | 0
[26 empty] | 0 | 0
[26 empty] | 0 | 0
[26 empty] | 0 | 0
[26 empty] | 0 | 0
[26 empty] | 0 | 0
[26 empty] | 0 | 0
[26 empty] | 0 | 0
[26 empty] | 0 | 0
[26 empty] | 0 | 0
[26 empty] | 0 | 0
[26 empty] | 0 | 0
[26 empty] | 0 | 0
[26 empty] | 0 | 0
[26 empty] | 0 | 0
[26 empty] | 0 | 0
[26 empty] | 0 | 0
[26 empty] | 0 | 0
[26 empty] | 0 | 0
[26 empty] | 0 | 0
[26 empty] | 0 | 0
[26 empty] | 0 | 0
[26 empty] | 0 | 0
[26 empty] | 0 | 0
[26 empty] | 0 | 0
[26 empty] | 0 | 0
[26 empty] | 0 | 0
[26 empty] | 0 | 0
[26 empty] | 0 | 0
[26 empty] | 0 | 0
[26 empty] | 0 | 0
[26 empty] | 0 | 0
[26 empty] | 0 | 0
[26 empty] | 0 | 0
[26 empty] | 0 | 0
[26 empty] | 0 | 0
[26 empty] | 0 | 0
[26 empty] | 0 | 0
[26 empty] | 0 | 0
[26 empty] | 0 | 0
[26 empty] | 0 | 0
[26 empty] | 0 | 0
[26 empty] | 0 | 0
[26 empty] | 0 | 0
[26 empty] | 0 | 0
[26 empty] | 0 | 0
[26 empty] | 0 | 0
[26 empty] | 0 | 0
[26 empty] | 0 | 0
[26 empty] | 0 | 0
[26 empty] | 0 | 0
[26 empty] | 0 | 0
[26 empty] | 0 | 0
[26 empty] | 0 | 0
[26 empty] | 0 | 0
[26 empty] | 0 | 0
[26 empty] | 0 | 0
[26 empty] | 0 | 0
[26 empty] | 0 | 0
[26 empty] | 0 | 0
[26 empty] | 0 | 0
[26 empty] | 0 | 0
[26 empty] | 0 | 0
[26 empty] | 0 | 0
[26 empty] | 0 | 0
[26 empty] | 0 | 0
[26 empty] | 0 | 0
[26 empty] | 0 | 0
[26 empty] | 0 | 0
[26 empty] | 0 | 0
[26 empty] | 0 | 0
[26 empty] | 0 | 0
[26 empty] | 0 | 0
[26 empty] | 0 | 0
[26 empty] | 0 | 0
[26 empty] | 0 | 0
[26 empty] | 0 | 0
[26 empty] | 0 | 0
[26 empty] | 0 | 0
[26 empty] | 0 | 0
[26 empty] | 0 | 0
[26 empty] | 0 | 0
[26 empty] | 0 | 0
[26 empty] | 0 | 0
[26 empty] | 0 | 0
[26 empty] | 0 | 0
[26 empty] | 0 | 0
[26 empty] | 0 | 0
[26 empty] | 0 | 0
[26 empty] | 0 | 0
[26 empty] | 0 | 0
[26 empty] | 0 | 0
[26 empty] | 0 | 0
[26 empty] | 0 | 0
[26 empty] | 0 | 0
[26 empty] | 0 | 0
[26 empty] | 0 | 0
[26 empty] | 0 | 0
[26 empty] | 0 | 0
[26 empty] | 0 | 0
[26 empty] | 0 | 0
[26 empty] | 0 | 0
[26 empty] | 0 | 0
[26 empty] | 0 | 0
[26 empty] | 0 | 0
[26 empty] | 0 | 0
[26 empty] | 0 | 0
[26 empty] | 0 | 0
[26 empty] | 0 | 0
[26 empty] | 0 | 0
[26 empty] | 0 | 0
[26 empty] | 0 | 0
[26 empty] | 0 | 0
[26 empty] | 0 | 0
[26 empty] | 0 | 0
[26 empty] | 0 | 0
[26 empty] | 0 | 0
[26 empty] | 0 | 0
[26 empty] | 0 | 0
[26 empty] | 0 | 0
[26 empty] | 0 | 0
[26 empty] | 0 | 0
[26 empty] | 0 | 0
[26 empty] | 0 | 0
[26 empty] | 0 | 0
[26 empty] | 0 | 0
[26 empty] | 0 | 0
[26 empty] | 0 | 0
[26 empty] | 0 | 0
[26 empty] | 0 | 0
[26 empty] | 0 | 0
[26 empty] | 0 | 0
[26 empty] | 0 | 0
[26 empty] | 0 | 0
[26 empty] | 0 | 0
[26 empty] | 0 | 0
[26 empty] | 0 | 0
[26 empty] | 0 | 0
[26 empty] | 0 | 0
[26 empty] | 0 | 0
[26 empty] | 0 | 0
[26 empty] | 0 | 0
[26 empty] | 0 | 0
[26 empty] | 0 | 0
[26 empty] | 0 | 0
[26 empty] | 0 | 0
[26 empty] | 0 | 0
[26 empty] | 0 | 0
[26 empty] | 0 | 0
[26 empty] | 0 | 0
[26 empty] | 0 | 0
[26 empty] | 0 | 0
[26 empty] | 0 | 0
[26 empty] | 0 | 0
[26 empty] | 0 | 0
[26 empty] | 0 | 0
[26 empty] | 0 | 0
[26 empty] | 0 | 0
[26 empty] | 0 | 0
[26 empty] | 0 | 0
[26 empty] | 0 | 0
[26 empty] | 0 | 0
[26 empty] | 0 | 0
[26 empty] | 0 | 0
[26 empty] | 0 | 0
[26 empty] | 0 | 0
[26 empty] | 0 | 0
[26 empty] | 0 | 0
[26 empty] | 0 | 0
[26 empty] | 0 | 0
[26 empty] | 0 | 0
[26 empty] | 0 | 0
[26 empty] | 0 | 0
[26 empty] | 0 | 0
[26 empty] | 0 | 0
[26 empty] | 0 | 0
[26 empty] | 0 | 0
[26 empty] | 0 | 0
[26 empty] | 0 | 0
[26 empty] | 0 | 0
[26 empty] | 0 | 0
[26 empty] | 0 | 0
[26 empty] | 0 | 0
[26 empty] | 0 | 0
[26 empty] | 0 | 0
[26 empty] | 0 | 0
[26 empty] | 0 | 0
[26 empty] | 0 | 0
[26 empty] | 0 | 0
[26 empty] | 0 | 0
[26 empty] | 0 | 0
[26 empty] | 0 | 0
[26 empty] | 0 | 0
[26 empty] | 0 | 0
[26 empty] | 0 | 0
[26 empty] | 0 | 0
[26 empty] | 0 | 0
[26 empty] | 0 | 0
[26 empty] | 0 | 0
[26 empty] | 0 | 0
[26 empty] | 0 | 0
[26 empty] | 0 | 0
[26 empty] | 0 | 0
[26 empty] | 0 | 0
[26 empty] | 0 | 0
[26 empty] | 0 | 0
[26 empty] | 0 | 0
[26 empty] | 0 | 0
[26 empty] | 0 | 0
[26 empty] | 0 | 0
[26 empty] | 0 | 0
[26 empty] | 0 | 0
[26 empty] | 0 | 0
[26 empty] | 0 | 0
[26 empty] | 0 | 0
[26 empty] | 0 | 0
[26 empty] | 0 | 0
[26 empty] | 0 | 0
[26 empty] | 0 | 0
[26 empty] | 0 | 0
[26 empty] | 0 | 0
[26 empty] | 0 | 0
[26 empty] | 0 | 0
[26 empty] | 0 | 0
[26 empty] | 0 | 0
[26 empty] | 0 | 0
[26 empty] | 0 | 0
[26 empty] | 0 | 0
[26 empty] | 0 | 0
[26 empty] | 0 | 0
[26 empty] | 0 | 0
[26 empty] | 0 | 0
[26 empty] | 0 | 0
[26 empty] | 0 | 0
[26 empty] | 0 | 0
[26 empty] | 0 | 0
[26 empty] | 0 | 0
[26 empty] | 0 | 0
[26 empty] | 0 | 0
[26 empty] | 0 | 0
[26 empty] | 0 | 0
[26 empty] | 0 | 0
[26 empty] | 0 | 0
[26 empty] | 0 | 0
[26 empty] | 0 | 0
[26 empty] | 0 | 0
[26 empty] | 0 | 0
[26 empty] | 0 | 0
[26 empty] | 0 | 0
[26 empty] | 0 | 0
[26 empty] | 0 | 0
[26 empty] | 0 | 0
[26 empty] | 0 | 0
[26 empty] | 0 | 0
[26 empty] | 0 | 0
[26 empty] | 0 | 0
[26 empty] | 0 | 0
[26 empty] | 0 | 0
[26 empty] | 0 | 0
[26 empty] | 0 | 0
[26 empty] | 0 | 0
[26 empty] | 0 | 0
[26 empty] | 0 | 0
[26 empty] | 0 | 0
[26 empty] | 0 | 0
[26 empty] | 0 | 0
[26 empty] | 0 | 0
[26 empty] | 0 | 0
[26 empty] | 0 | 0
[26 empty] | 0 | 0
[26 empty] | 0 | 0
[26 empty] | 0 | 0
[26 empty] | 0 | 0
[26 empty] | 0 | 0
[26 empty] | 0 | 0
[26 empty] | 0 | 0
[26 empty] | 0 | 0
[26 empty] | 0 | 0
[26 empty] | 0 | 0
[26 empty] | 0 | 0
[26 empty] | 0 | 0
[26 empty] | 0 | 0
[26 empty] | 0 | 0
[26 empty] | 0 | 0
[26 empty] | 0 | 0
[26 empty] | 0 | 0
[26 empty] | 0 | 0
[26 empty] | 0 | 0
[26 empty] | 0 | 0
[26 empty] | 0 | 0
[26 empty] | 0 | 0
[26 empty] | 0 | 0
[26 empty] | 0 | 0
[26 empty] | 0 | 0
[26 empty] | 0 | 0
[26 empty] | 0 | 0
[26 empty] | 0 | 0
[26 empty] | 0 | 0
[26 empty] | 0 | 0
[26 empty] | 0 | 0
[26 empty] | 0 | 0
[26 empty] | 0 | 0
[26 empty] | 0 | 0
[26 empty] | 0 | 0
[26 empty] | 0 | 0
[26 empty] | 0 | 0
[26 empty] | 0 | 0
[26 empty] | 0 | 0
[26 empty] | 0 | 0
[26 empty] | 0 | 0
[26 empty] | 0 | 0
[26 empty] | 0 | 0
[26 empty] | 0 | 0
[26 empty] | 0 | 0
[26 empty] | 0 | 0
[26 empty] | 0 | 0
[26 empty] | 0 | 0
[26 empty] | 0 | 0
[26 empty] | 0 | 0
[26 empty] | 0 | 0
[26 empty] | 0 | 0
[26 empty] | 0 | 0
[26 empty] | 0 | 0
[26 empty] | 0 | 0
[26 empty] | 0 | 0
[26 empty] | 0 | 0
[26 empty] | 0 | 0
[26 empty] | 0 | 0
[26 empty] | 0 | 0
[26 empty] | 0 | 0
[26 empty] | 0 | 0
[26 empty] | 0 | 0
[26 empty] | 0 | 0
[26 empty] | 0 | 0
[26 empty] | 0 | 0
[26 empty] | 0 | 0
[26 empty] | 0 | 0
[26 empty] | 0 | 0
[26 empty] | 0 | 0
[26 empty] | 0 | 0
[26 empty] | 0 | 0
[26 empty] | 0 | 0
[26 empty] | 0 | 0
[26 empty] | 0 | 0
[26 empty] | 0 | 0
[26 empty] | 0 | 0
[26 empty] | 0 | 0
[26 empty] | 0 | 0
[26 empty] | 0 | 0
[26 empty] | 0 | 0
[26 empty] | 0 | 0
[26 empty] | 0 | 0
[26 empty] | 0 | 0
[26 empty] | 0 | 0
[26 empty] | 0 | 0
[26 empty] | 0 | 0
[26 empty] | 0 | 0
[26 empty] | 0 | 0
[26 empty] | 0 | 0
[26 empty] | 0 | 0
[26 empty] | 0 | 0
[26 empty] | 0 | 0
[26 empty] | 0 | 0
[26 empty] | 0 | 0
[26 empty] | 0 | 0
[26 empty] | 0 | 0
[26 empty] | 0 | 0
[26 empty] | 0 | 0
[26 empty] | 0 | 0
[26 empty] | 0 | 0
[26 empty] | 0 | 0
[26 empty] | 0 | 0
[26 empty] | 0 | 0
[26 empty] | 0 | 0
[26 empty] | 0 | 0
[26 empty] | 0 | 0
[26 empty] | 0 | 0
[26 empty] | 0 | 0
[26 empty] | 0 | 0
[26 empty] | 0 | 0
[26 empty] | 0 | 0
[26 empty] | 0 | 0
[26 empty] | 0 | 0
[26 empty] | 0 | 0
[26 empty] | 0 | 0
[26 empty] | 0 | 0
[26 empty] | 0 | 0
[26 empty] | 0 | 0
[26 empty] | 0 | 0
[26 empty] | 0 | 0
[26 empty] | 0 | 0
[26 empty] | 0 | 0
[26 empty] | 0 | 0
[26 empty] | 0 | 0
[26 empty] | 0 | 0
[26 empty] | 0 | 0
[26 empty] | 0 | 0
[26 empty] | 0 | 0
[26 empty] | 0 | 0
[26 empty] | 0 | 0
[26 empty] | 0 | 0
[26 empty] | 0 | 0
[26 empty] | 0 | 0
[26 empty] | 0 | 0
[26 empty] | 0 | 0
[26 empty] | 0 | 0
[26 empty] | 0 | 0
[26 empty] | 0 | 0
[26 empty] | 0 | 0
[26 empty] | 0 | 0
[26 empty] | 0 | 0
[26 empty] | 0 | 0
[26 empty] | 0 | 0
[26 empty] | 0 | 0
[26 empty] | 0 | 0
[26 empty] | 0 | 0
[26 empty] | 0 | 0
[26 empty] | 0 | 0
[26 empty] | 0 | 0
[26 empty] | 0 | 0
[26 empty] | 0 | 0
[26 empty] | 0 | 0
[26 empty] | 0 | 0
[26 empty] | 0 | 0
[26 empty] | 0 | 0
[26 empty] | 0 | 0
[26 empty] | 0 | 0
[26 empty] | 0 | 0
[26 empty] | 0 | 0
[26 empty] | 0 | 0
[26 empty] | 0 | 0
[26 empty] | 0 | 0
[26 empty] | 0 | 0
[26 empty] | 0 | 0
[26 empty] | 0 | 0
[26 empty] | 0 | 0
[26 empty] | 0 | 0
[26 empty] | 0 | 0
[26 empty] | 0 | 0
[26 empty] | 0 | 0
[26 empty] | 0 | 0
[26 empty] | 0 | 0
[26 empty] | 0 | 0
[26 empty] | 0 | 0

## Zones
Houston | -1
North | -1
South | -1
West | 1
SET UP AREA, copy & paste values to cell B1
Source | West |  | N to H | N to W | N to S | W to N | S to N | W to S
Sink | North | Houston | -1 | 1 | -1 | -1 | 1 | -1
|  | North | 1 | 1 | 1 | -1 | -1 | -1
|  | South | -1 | 1 | -1 | -1 | 1 | -1
|  | West | 1 | -1 | 1 | 1 | -1 | 1
|  | Source | North | North | North | West | South | West
|  | Sink | Houston | West | South | North | North | South

## Tech
Number of Bus | Name of Bus | Tech Type
238 | BOSQUESW505 | CC
239 | BOSQUESW502 | GGT
244 | WHITNYDM01 | Hydro
245 | WHITNYDM02 | Hydro
247 | BOSQUESW501 | GGT
251 | BOSQUESW803 | CC
253 | BOSQUESW804 | CC
332 | RWMILLER01 | GST
333 | RWMILLER02 | GST
334 | RWMILLER03 | GST
335 | RWMILLER04 | GST
336 | RWMILLER05 | GST
344 | MRSSHPRD | Hydro
345 | MRSSHPRD01 | Hydro
366 | JNSNCNTY802 | Cogen
367 | JNSNCNTY802 | Cogen
503 | NTHTEXAS01 | GST
504 | NTHTEXAS02 | GST
505 | NTHTEXAS03 | GST
580 | JCKCNTY801 | CC
581 | JCKCNTY802 | CC
582 | JCKCNTY803 | CC
728 | WOLFRIDGE801 | Wind
837 | NEWMAN_G5 | GST
842 | OLINGER_G1 | GST
843 | OLINGER_G2 | GST
844 | OLINGER_G3 | GST
845 | OLINGER_G4 | GGT
923 | SPENCER_G4 | GST
924 | SPENCER_G5 | GST
948 | STEAM1 | GST
949 | STEAM2 | GST
950 | STEAM3 | GST
990 | GIBN_CREK_G1 | LIGCO
1002 | PBCTAGE_1G | GGT
1003 | PBCTBGE_2G | GGT
1004 | PBCTCGE_3G | GGT
1005 | PBCTDGE_4G | GGT
1006 | PBCTEGE_5G | GGT
1007 | PB5GEN_6G | GST
1008 | PB6GEN_7G | GST
1037 | MORGAN5G_5G | GST
1039 | MRGNAG_1G | GGT
1040 | MRGNBG_2G | GGT
1041 | MRGNCG_3G | GGT
1042 | MRGNDG_4G | GGT
1043 | MRGNEG_5G | GGT
1044 | MRGNFG_6G | GGT
1045 | CALENG1G_1G | Cogen
1046 | CALENG2G_2G | Cogen
1047 | CALENG3G_3G | Cogen
1058 | LONGSHORE_5 | Wind
1058 | LONGSHORE_5 | Wind
1061 | CIELOGEN_1G | Wind
1062 | CIELOGEN_2G | Wind
1068 | SCURRYCW_1G | Wind
1069 | KINDERMG_1G | Cogen
1070 | KINDERMG_2G | Cogen
1071 | KINDERMG_3G | Cogen
1073 | SCURRYCW_2G | Wind
1320 | BSP 1 | Cogen
1326 | STANTONW_8 | Wind
1327 | WILDHRSE_1G | Wind
1328 | OCOTILLO_1G | Wind
1333 | MCDDONAL_8 | Wind
1343 | TRENTIPP_8 | Wind
1349 | WESTXWIN_1G | Wind
1350 | NWPWRG1_1G | Wind
1354 | AEPWIND_8 | Wind
1360 | GUNSIGHT_8 | Wind
1416 | SWETWATR_1G | CC
1417 | SWETWATR_2G | CC
1418 | SWETWATR_3G | CC
1419 | SWETWATR_4G | CC
1432 | GRHAMSES_2G | GST
1433 | GRHAMSES_1G | GST
1437 | MESQUITW_1G | Wind
1438 | MESQUITW_2G | Wind
1442 | COKFIELD_5 | Wind
1453 | WCPWRCO_1G | CC
1454 | WCPWRCO_2G | CC
1455 | WCPWRCO_3G | CC
1479 | WFCOGEN_1G | Cogen
1479 | WFCOGEN_1G | Cogen
1482 | WFCOGEN_2G | Cogen
1482 | WFCOGEN_2G | Cogen
1600 | BARTNWND_1G | Wind
1643 | SLSTR1PP_1G | Wind
1675 | PEC_1G | Cogen
1676 | PEC_2G | Cogen
1677 | PEC_3G | Cogen
1678 | LAMARPWR_1G | CC
1679 | LAMARPWR_2G | CC
1680 | LAMARPWR_3G | CC
1681 | LAMARPWR_4G | CC
1682 | LAMARPWR_5G | CC
1683 | LAMARPWR_6G | CC
1687 | VALLEY_1G | GST
1688 | VALLEY_2G | GSC
1689 | VALLEY_3G | GST
1701 | MOSES_1G | LIGCO
1702 | MOSES_2G | LIGCO
1703 | MOSES_3G | LIGCO
1861 | EAGLEMNT_1G | GST
1862 | EAGLEMNT_2G | GST
1863 | EAGLEMNT_3G | GST
1877 | WLFHOLW_1G | CC
1878 | WLFHOLW_2G | CC
1879 | WLFHOLW_3G | CC
1889 | DECRDOVA_1G | GSC
1892 | DECRDOVA_2G | GGT
1893 | DECRDOVA_3G | GGT
1894 | DECRDOVA_4G | GGT
1895 | DECRDOVA_5G | GGT
1898 | COMCHEPK_1G | Nuc
1899 | COMCHEPK_2G | Nuc
1937 | MDLTHELP_5G | CC
1938 | MDLTHELP_6G | CC
1941 | MDLTHELP_1G | CC
1942 | MDLTHELP_2G | CC
1943 | MDLTHELP_3G | CC
1944 | MDLTHELP_4G | CC
1947 | HANDLEY_3G | GST
1948 | HANDLEY_4G | GST
1949 | HANDLEY_5G | GST
2371 | COLLIN_1G | GST
2381 | NTHLK1_G | GST
2382 | NTHLK2_G | GST
2383 | NTHLK3_G | GST
2413 | MTCK6_G | GST
2414 | MTCK7_G | GST
2417 | MTCK8_G | GSC
2451 | LKHB1_G | GST
2452 | LKHB2_G | GST
3097 | MARTLAKE_1G | LIGCO
3098 | MARTLAKE_2G | LIGCO
3099 | MARTLAKE_3G | LIGCO
3107 | STRYKER_1G | GST
3108 | STRYKER_2G | GST
3126 | TRINIDAD_6G | GST
3309 | ASPN_G | Bio
3348 | CHAMPION_1G | Cogen
3381 | BBRN_1G | LIGCO
3382 | BBRN_2G | LIGCO
3403 | THOUSE_1G | GSC
3404 | THOUSE_2G | GSC
3416 | LAKE_CRK1_G | GST
3417 | LAKE_CRK2_G | GST
3432 | SANDOW_4G | LIGCO
5026 | BRAUNIG_VHB1 | GST
5027 | BRAUNIG_VHB2 | GST
5028 | BRAUNIG_VHB3 | GST
5111 | CALAVER_JTD1 | LIGCO
5112 | CALAVER_JTD2 | LIGCO
5264 | LEON_LCP3G3 | GST
5265 | LEON_LCP4G4 | GST
5266 | LEON_LCPCT1 | GGT
5267 | LEON_LCPCT2 | GGT
5268 | LEON_LCPCT3 | GGT
5269 | LEON_LCPCT4 | GGT
5396 | CALAVER_OWS1 | GST
5397 | CALAVER_OWS2 | GST
5401 | CALAVER_JKS1 | LIGCO
5436 | TUTTL_WBT1G1 | GST
5438 | TUTTL_WBT3G3 | GST
5439 | TUTTL_WBT4G4 | GST
5476 | BRA_AVR1_CT1 | CC
5477 | BRA_AVR1_ST | CC
5478 | BRA_AVR1_CT2 | CC
5503 | RAYBURNGEN3 | GST
5505 | RAYBURNGEN1 | GGT
5506 | RAYBURNGEN2 | GGT
5508 | RAYBURNCC9 | CC
5509 | RAYBURNCC10 | CC
5511 | RAYBURNCC7 | CC
5512 | RAYBURNCC8 | CC
5728 | FALCONHYDRO2 | Hydro
5729 | FALCONHYDRO3 | Hydro
5890 | PEARSALLGEN1 | GST
5891 | PEARSALLGEN2 | GST
5892 | PEARSALLGEN3 | GST
5903 | SANMIGUELGEN | LIGCO
5911 | STP_GN1___1 | Nuc
5912 | STP_GN2___2 | Nuc
5920 | WELSHDC1 | DCTie
5925 | DCEAST | DCTie
5932 | SI_RAY9 | CC
5933 | SI_RAY6 | GST
5934 | SI_RAY5 | GST
5935 | SI_RAY10 | CC
6016 | SWMESA | Wind
6096 | NORTHDC7 | DCTie
6100 | OKLA7A | DCTie
6144 | MCADOO1A | Wind
6407 | TURKTRAK1A | Wind
6637 | SNYDERW1A | Wind
6752 | OKLA0A | LIGCO
6948 | DENISNDM | Hydro
6948 | DENISNDM | Hydro
7000 | L_FERGUS1_1Y | GSC
7004 | L_SIMGID1_1Y | GST
7005 | L_SIMGID1_2Y | GST
7006 | L_SIMGID1_3Y | GST
7007 | L_LOSTPI1_1Y | CC
7008 | L_LOSTPI1_2Y | CC
7009 | L_LOSTPI1_3Y | CC
7010 | L_FPPYD11_1Y | LIGCO
7011 | L_FPPYD11_2Y | LIGCO
7012 | L_FPPYD21_3Y | LIGCO
7014 | L_HAYSEN1_1Y | CC
7015 | L_HAYSEN1_2Y | CC
7016 | L_HAYSEN1_3Y | CC
7017 | L_HAYSEN1_4Y | CC
7020 | L_AUSTPL1_1Y | Hydro
7020 | L_AUSTPL1_1Y | Hydro
7022 | L_BUCHAN1_1Y | Hydro
7023 | L_BUCHAN1_2Y | Hydro
7024 | L_BUCHAN1_3Y | Hydro
7026 | L_INKSDA1_1Y | Hydro
7028 | L_MARBFA1_1Y | Hydro
7029 | L_MARBFA1_2Y | Hydro
7031 | L_MARSFO1G1Y | Hydro
7032 | L_MARSFO1G2Y | Hydro
7033 | L_MARSFO1G3Y | Hydro
7035 | L_WIRTZ_1G1Y | Hydro
7036 | L_WIRTZ_1G2Y | Hydro
7038 | L_DELAWA1_1Y | Wind
7038 | L_DELAWA1_1Y | Wind
7303 | L_WPPGS12_1Y | GGT
7303 | L_WPPGS12_1Y | GGT
7305 | L_WPPGS34_1Y | GGT
7305 | L_WPPGS34_1Y | GGT
7487 | L_CANYHY8_1Y | Hydro
7605 | L_MCQUEE9_1Y | Hydro
7605 | L_MCQUEE9_1Y | Hydro
7605 | L_MCQUEE9_1Y | Hydro
7609 | L_SCHUMA8_1Y | Hydro
7624 | L_LAKEWO9_1Y | Hydro
7624 | L_LAKEWO9_1Y | Hydro
7800 | L_GUADGE1_1Y | CC
7801 | L_GUADGE1_2Y | CC
7802 | L_GUADGE1_3Y | CC
7803 | L_GUADGE1_4Y | CC
7804 | L_GUADGE1_5Y | CC
7805 | L_GUADGE1_6Y | CC
7807 | L_BASTEN1_1Y | CC
7808 | L_BASTEN1_2Y | CC
7809 | L_BASTEN1_3Y | CC
7810 | L_RIONOG1G1Y | CC
7811 | L_RIONOG1G2Y | CC
7812 | L_RIONOG1G3Y | CC
7813 | L_RIONOG1S1Y | CC
8032 | AMISTADHYD1 | Hydro
8033 | AMISTADHYD2 | Hydro
8048 | FALCONHYDRO1 | Hydro
8066 | DUP1V#1 | Cogen
8134 | FOR #1 | Cogen
8138 | FOR #2 | Cogen
8139 | JOS #1 | GST
8147 | UCAR #2 | Cogen
8148 | UCAR #1 | Cogen
8153 | FOR #3 | Cogen
8154 | FOR #4 | Cogen
8155 | FOR #5 | Cogen
8156 | FOR #6 | Cogen
8157 | FOR #7 | Cogen
8161 | COLETO0A | LIGCO
8173 | VICEC51A | CC
8174 | VICEC61A | CC
8189 | CUECPL2A | Cogen
8262 | ELPS | Hydro
8285 | LAR #1 | GST
8287 | LAR #2 | GST
8288 | LAR #3 | GST
8388 | BATES0A | GST
8393 | BATES0B | GST
8437 | NUECES_B0C | GST
8438 | NUECES_B0B | GST
8442 | NBEC7 | GST
8442 | NBEC7 | GST
8456 | COSW#1 | Cogen
8457 | COSW#2 | Cogen
8459 | B_DAVIS0B | GSC
8460 | B_DAVIS0A | GSC
8461 | KOCH_UP0A | Cogen
8506 | VAL #1 | Cogen
8507 | VAL #2 | Cogen
8511 | OXY_CC0A | Cogen
8517 | CELANEBI0A | Cogen
8560 | CNOPGT1 | Cogen
8561 | CNOPGT2 | Cogen
8562 | CNOPST1 | Cogen
8926 | LGE_GT10A | Cogen
8927 | LGE_GT20A | Cogen
8928 | LGE_STG0A | Cogen
8930 | ICPGN10A | Cogen
8931 | ICPGN20A | Cogen
8932 | ICPGN30A | Cogen
8933 | FGNTS001 | CC
8934 | FGNTS101 | CC
8935 | FGNTS201 | CC
8936 | MVGN#1 | CC
8937 | MVGN#2 | CC
8938 | MVGN#3 | CC
8981 | HECN1 | CC
8982 | HECN2 | CC
8983 | HECN3 | CC
9000 | DECKR_G1 | GST
9001 | DECKR_G2 | GST
9002 | DECKR_G3 | GGT
9003 | DECKR_G4 | GGT
9004 | DECKR_G5 | GGT
9005 | DECKR_G6 | GGT
9016 | SANDH_G1 | GGT
9017 | SANDH_G2 | GGT
9018 | SANDH_G3 | GGT
9019 | SANDH_G4 | GGT
9020 | SANDHG5A | CC
9021 | SANDHG5C | CC
11001 | NAV1CT | CC
11009 | NAV2CT | CC
11011 | NAV3ST | CC
11012 | NAV4CT | CC
11013 | NAV5CT | CC
11014 | NAV6ST | CC
11020 | TIEHVSG_1G | CC
11021 | TIEHVCG_1G | CC
11022 | TIEHVCG_2G | CC
11023 | TIEHVCG_3G | CC
11024 | TIEHVCG_4G | CC
11025 | TIEHVSG_2G | CC
11056 | ROSCOE_1G | Wind
11057 | CHAMPION_1G | Wind
11058 | PYRON_1G | Wind
11059 | INADALE_1G | Wind
11065 | ELBOWCK_1G | Wind
11147 | NOTREES_1G | Wind
11309 | BULLCREK_2G | Wind
11310 | BULLCREK_1G | Wind
11320 | COYOTE_1G | Wind
11691 | KMICHICT1_G | CC
11692 | KMICHICT2_G | CC
11693 | KMICHIST3_G | CC
11694 | KMICHICT4_G | CC
11695 | KMICHICT5_G | CC
11696 | KMICHIST6_G | CC
12322 | ENNSTRAC_1G | CC
12323 | ENNSTRAC_2G | CC
12411 | FPLEFR1A_G | CC
12412 | FPLEFR1B_G | CC
12413 | FPLEFR1C_G | CC
12414 | FPLEFR1S_G | CC
12421 | FPLEFR2A_G | CC
12422 | FPLEFR2B_G | CC
12423 | FPLEFR2C_G | CC
12424 | FPLEFR2S_G | CC
12440 | PARKD_1SVC8 | GST
12449 | PARKD_2SVC8 | GST
13116 | TGATEWAY_1G | CC
13117 | TGATEWAY_2G | CC
13118 | TGATEWAY_3G | CC
13119 | TGATEWAY_4G | CC
13131 | CALFREST_1G | CC
13132 | CALFREST_2G | CC
13133 | CALFREST_3G | CC
13134 | CALFREST_4G | CC
13135 | CALFREST_5G | CC
13136 | CALFREST_6G | CC
13432 | SANDOW_5G | LIGCO
32798 | BRYN_TAMUGEN | GST
32883 | BRYN_DNSBY3 | GST
32884 | BRYN_DNSBY13 | GST
32886 | BRYN_ATKINS3 | GST
32887 | BRYN_ATKINS6 | GST
32888 | BRYN_ATKINS7 | GGT
32890 | BRYN_ATKINS4 | GST
32891 | BRYN_ATKINS5 | GST
32892 | BRYN_DNSBY14 | GST
36998 | RDCNYNG1 | Wind
38332 | TNWDWRDU2_8 | Wind
38437 | TNSRBNMESA9 | Wind
38580 | TNBP_CGN1_8 | Cogen
38590 | TNBP_CGN2_8 | Cogen
38600 | TNBP_CGN3_8 | Cogen
38611 | TNBPAMCG1_8 | Cogen
38612 | TNBPAMCG2_8 | Cogen
38613 | TNBPAMCG3_8 | Cogen
38614 | TNBPAMCG4_8 | Cogen
38615 | TNBPAMCG5_8 | Cogen
38690 | TNBP_CGN4_8 | Cogen
38711 | TNTXCTY1CG8 | Cogen
38712 | TNTXCTY2CG8 | Cogen
38713 | TNTXCTY3CG8 | Cogen
38714 | TNTXCTY4CG8 | Cogen
39190 | TNSLCGN1__8 | Cogen
39470 | TNDOWCGNSG8 | Cogen
39480 | TNDOWCGNGG8 | Cogen
39760 | TNSCLP1___8 | Cogen
39770 | TNSCLP2___8 | Cogen
39775 | TNSCLP4___8 | Cogen
39790 | TNSCLP3___8 | Cogen
39960 | TNTNPONE_18 | LIGCO
39970 | TNTNPONE_28 | LIGCO
48500 | APD_GT1_8005 | Cogen
48510 | AK_GT1__8040 | Cogen
48511 | LPE_GT1_8070 | GGT
48512 | LPE_GT2_8075 | GGT
48513 | LPE_GT3_8080 | GGT
48514 | LPE_GT4_8085 | GGT
48520 | BSF_GT1_8070 | Cogen
48520 | BSF_GT1_8070 | Cogen
48521 | BVE_GT1_GT1 | CC
48522 | BVE_GT2_5035 | CC
48523 | BVE_ST1_GN1 | CC
48531 | BYU_GT1_8075 | Cogen
48532 | BYU_GT2_8055 | Cogen
48533 | BYU_GT3_8060 | Cogen
48534 | BYU_GT4_8065 | Cogen
48551 | CAL_GT1_8045 | Cogen
48552 | CAL_ST1_8000 | Cogen
48561 | CTL_GT2_8130 | Cogen
48562 | CTL_GT3_8135 | Cogen
48563 | CTL_GT4_8140 | Cogen
48564 | CTL_GN1_8145 | Cogen
48565 | CTL_GN2_8155 | Cogen
48581 | CBY_GN1_1 | GSC
48582 | CBY_GN2_2 | GSC
48583 | CBY_GT4_1 | GSC
48584 | CBY_GT4_2 | CC
48585 | CBY_ST4_1 | CC
48591 | CHE_GT2_5030 | Cogen
48593 | CHE_GT1_8015 | Cogen
48594 | CHE_GN4_8025 | Cogen
48595 | BTE_GT2_8075 | CC
48596 | BTE_GT3_8045 | CC
48597 | BTE_GT4_8055 | CC
48598 | BTE_ST1_8070 | CC
48611 | DIB_GT1_8080 | Cogen
48612 | DIB_GT2_8075 | Cogen
48613 | DIB_ST1_8085 | Cogen
48614 | DIB_GT3_8090 | Cogen
48641 | DPEC_GT15040 | CC
48642 | DPEC_GT25025 | CC
48643 | DPEC_GT35010 | CC
48644 | DPEC_GT45070 | CC
48645 | DPEC_ST55065 | CC
48651 | EP_1_2 | Cogen
48651 | EP_1_2 | Cogen
48671 | FTR_GT1_5105 | CC
48672 | FTR_GT2_5110 | CC
48673 | FTR_GT3_5085 | CC
48674 | FTR_CN4_5095 | CC
48690 | GBY_GN5_5 | GSC
48691 | GBY_73741085 | GGT
48691 | GBY_73741085 | GGT
48692 | GBY_81821075 | GGT
48692 | GBY_81821075 | GGT
48693 | GBY_83841065 | GGT
48693 | GBY_83841065 | GGT
48721 | LEG_1___1 | LIGCO
48722 | LEG_2___2 | LIGCO
48730 | MNS_GT | Cogen
48731 | CBE_GT1 | CC
48732 | CBE_GT2 | CC
48733 | CBE_ST12 | CC
48734 | CBE_GT3 | CC
48735 | CBE_GT4 | CC
48736 | CBE_ST34 | CC
48740 | PSG_GN2_8050 | Cogen
48741 | PSG_GT2_8040 | Cogen
48742 | PSG_GT3_8060 | Cogen
48761 | PR_GT1__9040 | Cogen
48772 | PHR_GN2_2 | GSC
48791 | PSA_GT1_8160 | Cogen
48792 | PSA_GT2_8155 | Cogen
48793 | PSA_GT3_8150 | Cogen
48794 | PSA_GT4_8145 | Cogen
48795 | PSA_GT5_8140 | Cogen
48796 | PSA_GN1_8165 | Cogen
48797 | PSA_GT6_8135 | Cogen
48811 | CVC_GT3_5045 | Cogen
48812 | CVC_GT2_5020 | Cogen
48813 | CVC_GT1_5035 | Cogen
48814 | CVC_ST5_5040 | Cogen
48815 | CVC_GT4_8005 | Cogen
48820 | SHELLG1_3015 | Cogen
48821 | SHELLG2 | Cogen
48822 | SHELLG3_3020 | Cogen
48822 | SHELLG3_3020 | Cogen
48841 | SJS_GT1_GT1 | Cogen
48842 | SJS_GT2_GT2 | Cogen
48845 | SOL_GT1 | Solar
48851 | SRB_GN1_1 | GST
48852 | SRB_GN2_2 | GST
48853 | SRB_GN3_3 | GST
48854 | SRB_GN4_4 | GST
48855 | SRB_GT211035 | GGT
48855 | SRB_GT211035 | GGT
48873 | THW_ST3_ST_3 | CC
48874 | THW_ST4_ST_4 | CC
48875 | THW_3132 | CC
48875 | THW_3132 | CC
48877 | THW_3334 | CC
48877 | THW_3334 | CC
48879 | THW_4142 | CC
48879 | THW_4142 | CC
48881 | THW_4344 | CC
48881 | THW_4344 | CC
48883 | THW_GT1_GT_1 | GGT
48885 | THW_5152 | GGT
48885 | THW_5152 | GGT
48886 | THW_5354 | GGT
48886 | THW_5354 | GGT
48887 | THW_5556 | GGT
48887 | THW_5556 | GGT
48911 | TGF_GT1_8000 | Cogen
48921 | WAP_GN1_1 | GST
48922 | WAP_GN2_2 | GST
48923 | WAP_GN3_3 | GST
48924 | WAP_GN4_4 | GSC
48925 | WAP_GN5_5 | LIGCO
48926 | WAP_GN6_6 | LIGCO
48927 | WAP_GN7_7 | LIGCO
48928 | WAP_GN8_8 | LIGCO
48929 | WAPGT21_GT1 | GGT
48940 | WARVUE_GT1 | Cogen
49803 | EXN_15GT | Cogen
49804 | EXN_16GT | Cogen
49805 | EXN_17GT | Cogen
49826 | EXN938GT | Cogen
49828 | EXN941GT | Cogen
49829 | EXN942GT | Cogen
49830 | EXN943GT | Cogen
49831 | EXN944GT | Cogen
49832 | EXN945GT | Cogen
49837 | EXN_GT | Cogen
49838 | EXN_14GT | Cogen
49851 | DOW17000 | Cogen
49858 | DOW38100 | Cogen
49859 | DOW38200 | Cogen
49860 | DOW38300 | Cogen
49862 | DOW39100 | Cogen
49863 | DOW39200 | Cogen
49865 | DOW41000 | Cogen
49866 | DOW42000 | Cogen
49869 | DOW49000 | Cogen
49870 | DOW61000 | Cogen
49871 | DOW62000 | Cogen
49872 | DOW63000 | Cogen
49873 | DOW64000 | Cogen
49876 | DOW65000 | Cogen
49877 | DOW66000 | Cogen
49878 | DOW67000 | Cogen
49882 | DOW81000 | Cogen
49884 | DOW82000 | Cogen
49885 | DOW83000 | Cogen
49886 | DOW84000 | Cogen
58909 | PEARSALLSCG1 | Diesel
58909 | PEARSALLSCG1 | Diesel
58909 | PEARSALLSCG1 | Diesel
58909 | PEARSALLSCG1 | Diesel
58909 | PEARSALLSCG1 | Diesel
58909 | PEARSALLSCG1 | Diesel
58919 | PEARSALLSCG2 | Diesel
58919 | PEARSALLSCG2 | Diesel
58919 | PEARSALLSCG2 | Diesel
58919 | PEARSALLSCG2 | Diesel
58919 | PEARSALLSCG2 | Diesel
58919 | PEARSALLSCG2 | Diesel
58929 | PEARSALLSCG3 | Diesel
58929 | PEARSALLSCG3 | Diesel
58929 | PEARSALLSCG3 | Diesel
58929 | PEARSALLSCG3 | Diesel
58929 | PEARSALLSCG3 | Diesel
58929 | PEARSALLSCG3 | Diesel
58949 | PEARSALLSCG4 | Diesel
58949 | PEARSALLSCG4 | Diesel
58949 | PEARSALLSCG4 | Diesel
58949 | PEARSALLSCG4 | Diesel
58949 | PEARSALLSCG4 | Diesel
58949 | PEARSALLSCG4 | Diesel
60000 | DSKY2 | Wind
60003 | KING_NE1A | Wind
60005 | KING_SE1A | Wind
60007 | KING_SW1A | Wind
60016 | WOODWRD11A | Wind
60017 | ORNNWP1 | Wind
60018 | DSKY1 | Wind
60019 | KING_NW1A | Wind
60057 | CALLAHAN1A | Wind
60058 | BUFF_GAP1A | Wind
60060 | CIRELLO | Wind
60063 | BUFF_GAP1B | Wind
60066 | H_HOLLOW1A | Wind
60068 | HHOLLOW21A | Wind
60070 | HHOLLOW31A | Wind
60072 | HHOLLOW41A | Wind
60081 | WHRLWIND1A | Wind
60201 | RIO DRCS | AVR
60202 | FRNDDRCS | AVR
71051 | L_BITTCR1_1N | Wind
71054 | L_SWEETW1_1N | Wind
71057 | L_SWEETW1_2N | Wind
71059 | L_SWEETW1_3N | Wind
71060 | L_SWEETW1_4N | Wind
71061 | L_SWEETW1_5N | Wind
76031 | L_GASCCR1_1N | Wind
76091 | L_DIVIDE1_1N | Wind
76095 | L_CAPRSI1_1N | Wind
76096 | L_CAPRSI1_2N | Wind
76097 | L_CAPRGE1_1N | Wind
80003 | MILHWYS | AVR
80012 | LAR | DCTie
80051 | FOR #8 | Cogen
80052 | FOR #9 | Cogen
80053 | FOR #10 | Cogen
80080 | GWINDT11A | Wind
80080 | GWINDT11A | Wind
80080 | GWINDT11A | Wind
80080 | GWINDT11A | Wind
80081 | GWINDT21A | Wind
80081 | GWINDT21A | Wind
80081 | GWINDT21A | Wind
80081 | GWINDT21A | Wind
80137 | CSDR89 | DCTie
80137 | CSDR89 | DCTie
80138 | CSDR7 | DCTie
80139 | CSDR56 | DCTie
80139 | CSDR56 | DCTie
80140 | CSDR11 | DCTie
80180 | PNSCALT11A | Wind
80180 | PNSCALT11A | Wind
80181 | PNSCALT21A | Wind
80181 | PNSCALT21A | Wind
80223 | REYSHR G | Cogen
80224 | VISTRONG1 | Cogen
80225 | VISTRONG2 | Cogen
80226 | ALCOA G | Cogen
80227 | AIRCO G | Cogen
80263 | B_DAVIS31A | CC
80264 | B_DAVIS41A | CC
80265 | LARECU40A | GGT
80266 | LARECU50A | GGT
86104 | CID-138 | DCTie
86105 | CID-230 | DCTie
86106 | CUF-230 | DCTie
86107 | CUF-138 | DCTie
88198 | BEEVILLE | AVR
88253 | HAMILTON | BLT
88299 | ZAPATA | BLT
88508 | FALFURRI | AVR