## Set up
Step 1 | Go to the Zones worksheet in this workbook. Make sure that the source and sink zones are set correctly and the "1"s and "-1"s are correct |  | Summary of Key Data points | Value
File Description:
Step 2 | Open Dennis' file that needs to have the data transferred, same file that is listed in cell K27 |  | Number of units | 0
|  |  | Dec PTDF cutoff point | 0
Step 3 | Copy columns J:X from an old Dennis' Sheet to the new sheet (if first round of a new alaysis) |  | Dec PTDF cutoff unit | Name of Bus
|  |  | Dec 10% unit | Name of Bus
Step 4 | Mark the contingencies and monitored element set by a "y" in column K of Dennis' sheet, if there are a match on the filename use something to make unique |  | Dec max cumltv zone impact - cumltv zone share | 0
|  |  | Dec max cumltv zone impact - cumltv zone share pt | 0
Step 5 | Enter Dennis' file name into cell K27 |  | Dec max cumltv zone impact - cumltv zone share unit | 0
|  |  | West Zonal weighted AWGSF | 0.048283
Step 6 | click the step one button |  | North Zonal weighted AWGSF | 0.0093553
|  |  | Inc PTDF cutoff point | 0
Step 7 | Enter the line ratings in Dennis' workbook, the Input worksheet, in the cells |  | Inc PTDF cutoff unit | Name of Bus
| X6:X30, or to the end of the selected list. |  | Inc 10% unit | Name of Bus
|  |  | Inc max cumltv zone impact - cumltv zone share | 0
Step 8 | Check to see that the number of generators in Dennis' file matches the length |  | Inc max cumltv zone impact - cumltv zone share pt | 0
| of the formulas in columns L:V (Distributed Slack - Dec) have been copied through to the apporpriate number of rows |  | Inc max cumltv zone impact - cumltv zone share unit | 0
| If Dennis' sheet data is less than this file then clear any old unit data in columns A:K of this workbook to match the correct leng |  | West Zonal weighted AWGSF | 0.048283
| It is only necessary to match the Distributed Slack - Dec worksheet. |  | North Zonal weighted AWGSF | 0.0093553
|  |  | Min of zone correlation | 0.00064795
Step 9 | Click the step 2 button |  | Bounary gen in North Zone | 0
| The last file saved will still be open, yopu will need to close this file. |  | Bounary gen in soucre zone as % of line | 0%
| This sheet willno longer be open. |  | Bounary gen in West Zone | 0
|  |  | Bounary gen in soucre zone as % of line | 0
|  |  | OL element line rating | 100
|  |  | West Zonal weighted AWGSF | 0.049178
|  | WN_043009automation.xls | North Zonal weighted AWGSF | 0.0097307
Copy Dennis' data step 1
Copy Dennis' Data Step 2

## Distributed Slack - Dec
Number of Bus | Name of Bus | ID | Area Name of Gen | AGC | P Sensitivity of Bus | Gen MW | Min MW | Max MW | V Sensitivity of Bus | Set Volt | Tech Type | Zone Impact | Zone Correlation | Inc Max | Dec Max | Souce S.F. Weighting | Souce Capacity | Sink S.F. Weighting | Sink Capacity | PTDF Calc | PTDF Weighting | Cumulative Concentrated Capacity | Cumulative Concentrated Impact
60202 | FRNDDRCS | F | West | YES | 0.062699 | 0 | 0 | 0 | 0 | 0.9985 | AVR | 1 | 0.053344 | 0 | 0 | 0 | 0 |  |  | 0.053344 | 0 | 0 | 0
60018 | DSKY1 | 1 | West | YES | 0.056633 | 21 | 0 | 84 | 0 | 1.023 | Wind | 1 | 0.047278 | 0 | 84 | 4.7572 | 84 |  |  | 0.047278 | 3.9713 | 84 | 3.9713
60017 | ORNNWP1 | 1 | West | YES | 0.05637 | 20 | 0 | 80 |  | 1.027 | Wind | 1 | 0.047015 | 0 | 80 | 4.5096 | 80 |  |  | 0.047015 | 3.7612 | 164 | 7.7325
60000 | DSKY2 | 1 | West | YES | 0.056243 | 19.1 | 0 | 76.5 |  | 1.039 | Wind | 1 | 0.046888 | 0 | 76.5 | 4.3026 | 76.5 |  |  | 0.046888 | 3.5869 | 240.5 | 11.3194 | Weighted Shift Factors
6016 | SWMESA | 1 | West | YES | 0.055869 | 18.8 | 0 | 75 |  | 1.03 | Wind | 1 | 0.046514 | 0 | 75 | 4.1902 | 75 |  |  | 0.046514 | 3.4885 |  |  | West | 0.048283
60003 | KING_NE1A | 1 | West | YES | 0.055869 | 20 | 0 | 80 |  | 1.03 | Wind | 1 | 0.046514 | 0 | 80 | 4.4695 | 80 |  |  | 0.046514 | 3.7211 |  |  | North | 0.0093553
60005 | KING_SE1A | 1 | West | YES | 0.055869 | 10 | 0 | 40 |  | 1.035 | Wind | 1 | 0.046514 | 0 | 40 | 2.2348 | 40 |  |  | 0.046514 | 1.8605 |  |  |  | 0.038927
38437 | TNSRBNMESA9 | 1 | West | YES | 0.05558 | 37.5 | 0 | 150 |  | 1.02 | Wind | 1 | 0.046225 | 0 | 150 | 8.337 | 150 |  |  | 0.046225 | 6.9337
38332 | TNWDWRDU2_8 | 1 | West | YES | 0.055542 | 20 | 0 | 80 | 0 | 1.0232 | Wind | 1 | 0.046187 | 0 | 80 | 4.4434 | 80 |  |  | 0.046187 | 3.6949 |  |  | Line Cap | 100
60016 | WOODWRD11A | 1 | West | YES | 0.055531 | 20 | 0 | 80 |  | 1.033 | Wind | 1 | 0.046176 | 0 | 80 | 4.4425 | 80 |  |  | 0.046176 | 3.6941 |  |  | Conc Gen | 240.5
60201 | RIO DRCS | F | West | YES | 0.055493 | 0 | 0 | 0 | 0 | 1.025 | AVR | 1 | 0.046138 | 0 | 0 | 0 | 0 |  |  | 0.046138 | 0 |  |  | Weighted Imp. | 11.3194
60007 | KING_SW1A | 1 | West | YES | 0.055177 | 20 | 0 | 80 |  | 1.03 | Wind | 1 | 0.045822 | 0 | 80 | 4.4142 | 80 |  |  | 0.045822 | 3.6657 |  |  | PTDF | 0.047066
60019 | KING_NW1A | 1 | West | YES | 0.055177 | 20 | 0 | 80 |  | 1.03 | Wind | 1 | 0.045822 | 0 | 80 | 4.4142 | 80 |  |  | 0.045822 | 3.6657
76091 | L_DIVIDE1_1N | W1 | West | YES | 0.054139 | 110 | 0 | 550 |  | 1.02 | Wind | 1 | 0.044784 | 0 | 550 | 29.7765 | 550 |  |  | 0.044784 | 24.6311 |  |  | Concentration | 1.2091
76031 | L_GASCCR1_1N | W1 | West | YES | 0.053174 | 30 | 0 | 150 | 0 | 1.02 | Wind | 1 | 0.043819 | 0 | 150 | 7.9761 | 150 |  |  | 0.043819 | 6.5728
1349 | WESTXWIN_1G | 1 | West | YES | 0.051992 | 1.3 | 0 | 6.6 |  | 1.014 | Wind | 1 | 0.042637 | 0 | 6.6 | 0.34315 | 6.6 |  |  | 0.042637 | 0.2814 |  |  |  | Pass
1350 | NWPWRG1_1G | 1 | West | YES | 0.051992 | 6.9 | 1 | 34.3 |  | 1.014 | Wind | 1 | 0.042637 | 0 | 34.3 | 1.7833 | 34.3 |  |  | 0.042637 | 1.4624
60058 | BUFF_GAP1A | 1 | West | YES | 0.051458 | 24 | 0 | 120 |  | 1 | Wind | 1 | 0.042103 | 0 | 120 | 6.175 | 120 |  |  | 0.042103 | 5.0523
60060 | CIRELLO | 1 | West | YES | 0.051458 | 46.6 | 0 | 233 | 0 | 1 | Wind | 1 | 0.042103 | 0 | 233 | 11.9897 | 233 |  |  | 0.042103 | 9.8099
60063 | BUFF_GAP1B | 1 | West | YES | 0.051458 | 34 | 0 | 170.2 | 0 | 1.02 | Wind | 1 | 0.042103 | 0 | 170.2 | 8.7582 | 170.2 |  |  | 0.042103 | 7.1659
60066 | H_HOLLOW1A | 1 | West | YES | 0.051458 | 44.4 | 0 | 222 | 0 | 1.005 | Wind | 1 | 0.042103 | 0 | 222 | 11.4237 | 222 |  |  | 0.042103 | 9.3468
60068 | HHOLLOW21A | 1 | West | YES | 0.051458 | 36.8 | 0 | 184 | 0 | 1.025 | Wind | 1 | 0.042103 | 0 | 184 | 9.4683 | 184 |  |  | 0.042103 | 7.7469
60070 | HHOLLOW31A | 1 | West | YES | 0.051458 | 44.8 | 0 | 224 | 0 | 1.025 | Wind | 1 | 0.042103 | 0 | 224 | 11.5266 | 224 |  |  | 0.042103 | 9.431
60072 | HHOLLOW41A | 1 | West | YES | 0.051458 | 23 | 0 | 115 | 0 | 1.025 | Wind | 1 | 0.042103 | 0 | 115 | 5.9177 | 115 |  |  | 0.042103 | 4.8418
6407 | TURKTRAK1A | 1 | West | YES | 0.050173 | 33.9 | 0 | 169.5 | 0 | 1.025 | Wind | 1 | 0.040818 | 0 | 169.5 | 8.5043 | 169.5 |  |  | 0.040818 | 6.9186
1002 | PBCTAGE_1G | A | West | YES | 0.049946 | 64 | 64 | 66 | 0 | 1.036 | GGT | 1 | 0.040591 | 66 | 66 | 3.2964 | 66 |  |  | 0.040591 | 2.679
1003 | PBCTBGE_2G | B | West | YES | 0.049946 | 65 | 65 | 66 | 0 | 1.036 | GGT | 1 | 0.040591 | 66 | 66 | 3.2964 | 66 |  |  | 0.040591 | 2.679
1004 | PBCTCGE_3G | C | West | YES | 0.049946 | 62 | 62 | 67 | 0 | 1.036 | GGT | 1 | 0.040591 | 67 | 67 | 3.3464 | 67 |  |  | 0.040591 | 2.7196
1005 | PBCTDGE_4G | D | West | YES | 0.049946 | 65 | 65 | 68 | 0 | 1.036 | GGT | 1 | 0.040591 | 68 | 68 | 3.3963 | 68 |  |  | 0.040591 | 2.7602
1006 | PBCTEGE_5G | E | West | YES | 0.049946 | 65 | 65 | 67 | 0 | 1.036 | GGT | 1 | 0.040591 | 67 | 67 | 3.3464 | 67 |  |  | 0.040591 | 2.7196
1007 | PB5GEN_6G | 5 | West | YES | 0.049946 | 91.2 | 40 | 114 | 0 | 1.036 | GST | 1 | 0.040591 | 114 | 114 | 5.6938 | 114 |  |  | 0.040591 | 4.6273
1008 | PB6GEN_7G | 6 | West | YES | 0.049946 | 515 | 130 | 515 | 0 | 1.036 | GST | 1 | 0.040591 | 515 | 515 | 25.7222 | 515 |  |  | 0.040591 | 20.9042
7038 | L_DELAWA1_1Y | 1 | West | YES | 0.04988 | 3.5 | 0 | 35 | 0 | 1 | Wind | 1 | 0.040525 | 0 | 35 | 1.7458 | 35 |  |  | 0.040525 | 1.4184
7038 | L_DELAWA1_1Y | 2 | West | YES | 0.04988 | 3 | 0 | 30 | 0 | 1 | Wind | 1 | 0.040525 | 0 | 30 | 1.4964 | 30 |  |  | 0.040525 | 1.2157
1146 | NOTREES_1G | 1 | West | YES | 0.049748 | 29.8 | 0 | 149 | 0 | 1.017 | #N/A | 1 | 0.040393 | 149 | 149 | 7.4125 | 149 |  |  | 0.040393 | 6.0185
1320 | BSP 1 | 1 | West | YES | 0.049478 | 25.5 | 2.9 | 25.8 | 0 | 1 | Cogen | 1 | 0.040123 | 0 | 0 | 0 | 0 |  |  | 0.040123 | 0
11020 | TIEHVSG_1G | 1 | West | YES | 0.049209 | 208.2 | 63 | 208.2 | 0 | 1.012 | CC | 1 | 0.039854 | 208.2 | 208.2 | 10.2453 | 208.2 |  |  | 0.039854 | 8.2975
11021 | TIEHVCG_1G | 1 | West | YES | 0.049209 | 142.1 | 103 | 142.1 | 0 | 1.012 | CC | 1 | 0.039854 | 142.1 | 142.1 | 6.9926 | 142.1 |  |  | 0.039854 | 5.6632
11022 | TIEHVCG_2G | 1 | West | YES | 0.049209 | 132.4 | 103 | 132.4 | 0 | 1.012 | CC | 1 | 0.039854 | 132.4 | 132.4 | 6.5153 | 132.4 |  |  | 0.039854 | 5.2766
11023 | TIEHVCG_3G | 1 | West | YES | 0.049209 | 137.4 | 103 | 137.4 | 0 | 1.012 | CC | 1 | 0.039854 | 137.4 | 137.4 | 6.7613 | 137.4 |  |  | 0.039854 | 5.4759
11024 | TIEHVCG_4G | 1 | West | YES | 0.049209 | 147 | 103 | 147 | 0 | 1.012 | CC | 1 | 0.039854 | 147 | 147 | 7.2337 | 147 |  |  | 0.039854 | 5.8585
11025 | TIEHVSG_2G | 1 | West | YES | 0.049209 | 213.2 | 63 | 213.2 | 0 | 1.012 | CC | 1 | 0.039854 | 213.2 | 213.2 | 10.4914 | 213.2 |  |  | 0.039854 | 8.4968
11001 | NAV1CT | 1 | West | YES | 0.0492 | 70.4 | 18 | 70.4 | 0 | 1.029 | CC | 1 | 0.039845 | 70.4 | 70.4 | 3.4637 | 70.4 |  |  | 0.039845 | 2.8051
11009 | NAV2CT | 1 | West | YES | 0.0492 | 71.4 | 18 | 71.4 | 0 | 1.029 | CC | 1 | 0.039845 | 71.4 | 71.4 | 3.5129 | 71.4 |  |  | 0.039845 | 2.8449
11011 | NAV3ST | 1 | West | YES | 0.0492 | 92.8 | 40 | 92.8 | 0 | 1.029 | CC | 1 | 0.039845 | 92.8 | 92.8 | 4.5658 | 92.8 |  |  | 0.039845 | 3.6976
11012 | NAV4CT | 1 | West | YES | 0.0492 | 80 | 18 | 80 | 0 | 1.029 | CC | 1 | 0.039845 | 80 | 80 | 3.936 | 80 |  |  | 0.039845 | 3.1876
11013 | NAV5CT | 1 | West | YES | 0.0492 | 80 | 18 | 80 | 0 | 1.029 | CC | 1 | 0.039845 | 80 | 80 | 3.936 | 80 |  |  | 0.039845 | 3.1876
11014 | NAV6ST | 1 | West | YES | 0.0492 | 115 | 40 | 115 | 0 | 1.029 | CC | 1 | 0.039845 | 115 | 115 | 5.658 | 115 |  |  | 0.039845 | 4.5821
1326 | STANTONW_8 | 1 | West | YES | 0.049129 | 20.1 | 0 | 100.5 |  | 1.01 | Wind | 1 | 0.039774 | 0 | 100.5 | 4.9375 | 100.5 |  |  | 0.039774 | 3.9973
1328 | OCOTILLO_1G | 1 | West | YES | 0.049039 | 11.6 | 0 | 58 |  | 1.01 | Wind | 1 | 0.039684 | 0 | 58 | 2.8443 | 58 |  |  | 0.039684 | 2.3017
1333 | MCDDONAL_8 | 1 | West | YES | 0.04888 | 42.8 | 0 | 214.2 |  | 1.01 | Wind | 1 | 0.039525 | 0 | 214.2 | 10.4701 | 214.2 |  |  | 0.039525 | 8.4662
1045 | CALENG1G_1G | 1 | West | YES | 0.048575 | 73.4 | 27 | 73.4 | 0 | 1.014 | Cogen | 1 | 0.03922 | 0 | 0 | 0 | 0 |  |  | 0.03922 | 0
1046 | CALENG2G_2G | 2 | West | YES | 0.048575 | 73.4 | 27 | 73.4 | 0 | 1.014 | Cogen | 1 | 0.03922 | 0 | 0 | 0 | 0 |  |  | 0.03922 | 0
1047 | CALENG3G_3G | 3 | West | YES | 0.048575 | 70.4 | 27 | 70.4 | 0 | 1.014 | Cogen | 1 | 0.03922 | 0 | 0 | 0 | 0 |  |  | 0.03922 | 0
1327 | WILDHRSE_1G | 1 | West | YES | 0.048497 | 24 | 0 | 120 |  | 1 | Wind | 1 | 0.039142 | 0 | 120 | 5.8196 | 120 |  |  | 0.039142 | 4.697
1058 | LONGSHORE_5 | 2 | West | YES | 0.048429 | 44 | 0 | 220 |  | 1.01 | Wind | 1 | 0.039074 | 0 | 220 | 10.6544 | 220 |  |  | 0.039074 | 8.5962
1058 | LONGSHORE_5 | 1 | West | YES | 0.048429 | 30 | 0 | 150 |  | 1.01 | Wind | 1 | 0.039074 | 0 | 150 | 7.2644 | 150 |  |  | 0.039074 | 5.8611
1058 | LONGSHORE_5 | 3 | West | YES | 0.048429 | 23.4 | 0 | 117 |  | 1.01 | Wind | 1 | 0.039074 | 0 | 117 | 5.6662 | 117 |  |  | 0.039074 | 4.5716
1170 | AIRLAMESA_1G | 1 | West | YES | 0.048417 | 0 | 0 | 180 |  | 1 | #N/A | 1 | 0.039062 | 180 | 180 | 8.7151 | 180 |  |  | 0.039062 | 7.0311
1360 | GUNSIGHT_8 | 1 | West | YES | 0.048415 | 24 | 0 | 120 | 0 | 1.01 | Wind | 1 | 0.03906 | 0 | 120 | 5.8098 | 120 |  |  | 0.03906 | 4.6872
1416 | SWETWATR_1G | 1 | West | YES | 0.048026 | 30 | 18 | 30 | 0 | 1.026 | CC | 1 | 0.038671 | 30 | 30 | 1.4408 | 30 |  |  | 0.038671 | 1.1601
1417 | SWETWATR_2G | 2 | West | YES | 0.048026 | 72 | 36 | 72 | 0 | 1.026 | CC | 1 | 0.038671 | 72 | 72 | 3.4579 | 72 |  |  | 0.038671 | 2.7843
1418 | SWETWATR_3G | 3 | West | YES | 0.048026 | 68 | 36 | 68 | 0 | 1.026 | CC | 1 | 0.038671 | 68 | 68 | 3.2658 | 68 |  |  | 0.038671 | 2.6296
1419 | SWETWATR_4G | 4 | West | YES | 0.048026 | 61 | 36 | 61 | 0 | 1.026 | CC | 1 | 0.038671 | 61 | 61 | 2.9296 | 61 |  |  | 0.038671 | 2.3589
1037 | MORGAN5G_5G | 5 | West | YES | 0.047904 | 109.6 | 40 | 137 | 0 | 1.029 | GST | 1 | 0.038549 | 137 | 137 | 6.5628 | 137 |  |  | 0.038549 | 5.2812
1039 | MRGNAG_1G | A | West | YES | 0.047904 | 69 | 69 | 69 | 0 | 1.029 | GGT | 1 | 0.038549 | 69 | 69 | 3.3054 | 69 |  |  | 0.038549 | 2.6599
1040 | MRGNBG_2G | B | West | YES | 0.047904 | 70 | 70 | 71 | 0 | 1.029 | GGT | 1 | 0.038549 | 71 | 71 | 3.4012 | 71 |  |  | 0.038549 | 2.737
1041 | MRGNCG_3G | C | West | YES | 0.047904 | 69 | 69 | 70 | 0 | 1.029 | GGT | 1 | 0.038549 | 70 | 70 | 3.3533 | 70 |  |  | 0.038549 | 2.6984
1042 | MRGNDG_4G | D | West | YES | 0.047904 | 68 | 68 | 68 | 0 | 1.029 | GGT | 1 | 0.038549 | 68 | 68 | 3.2575 | 68 |  |  | 0.038549 | 2.6213
1043 | MRGNEG_5G | E | West | YES | 0.047904 | 68 | 68 | 70 | 0 | 1.029 | GGT | 1 | 0.038549 | 70 | 70 | 3.3533 | 70 |  |  | 0.038549 | 2.6984
1044 | MRGNFG_6G | F | West | YES | 0.047904 | 66 | 66 | 66 | 0 | 1.029 | GGT | 1 | 0.038549 | 66 | 66 | 3.1617 | 66 |  |  | 0.038549 | 2.5442
71051 | L_BITTCR1_1N | W1 | West | YES | 0.047899 | 7.5 | 0 | 37.5 |  | 1.02 | Wind | 1 | 0.038544 | 0 | 37.5 | 1.7962 | 37.5 |  |  | 0.038544 | 1.4454
71054 | L_SWEETW1_1N | W1 | West | YES | 0.047899 | 21.5 | 0 | 107.5 |  | 1.02 | Wind | 1 | 0.038544 | 0 | 107.5 | 5.1491 | 107.5 |  |  | 0.038544 | 4.1435
71057 | L_SWEETW1_2N | W1 | West | YES | 0.047899 | 27 | 0 | 135 |  | 1.02 | Wind | 1 | 0.038544 | 0 | 135 | 6.4664 | 135 |  |  | 0.038544 | 5.2034
71059 | L_SWEETW1_3N | W1 | West | YES | 0.047899 | 23.8 | 0 | 119 | 0 | 1.02 | Wind | 1 | 0.038544 | 0 | 119 | 5.7 | 119 |  |  | 0.038544 | 4.5867
71060 | L_SWEETW1_4N | W1 | West | YES | 0.047899 | 21 | 0 | 105 | 0 | 1.02 | Wind | 1 | 0.038544 | 0 | 105 | 5.0294 | 105 |  |  | 0.038544 | 4.0471
1302 | COYOTEWG_8 | 1 | West | YES | 0.047877 | 45 | 0 | 225 |  | 1.01 | #N/A | 1 | 0.038522 | 225 | 225 | 10.7723 | 225 |  |  | 0.038522 | 8.6674
1301 | BULLCREK_8 | 1 | West | YES | 0.047489 | 36 | 0 | 180 | 0 | 1.017 | #N/A | 1 | 0.038134 | 180 | 180 | 8.548 | 180 |  |  | 0.038134 | 6.8641
6637 | SNYDERW1A | 1 | West | YES | 0.047227 | 12.6 | 0 | 63 | 0 | 1.025 | Wind | 1 | 0.037872 | 0 | 63 | 2.9753 | 63 |  |  | 0.037872 | 2.3859
60057 | CALLAHAN1A | 1 | West | YES | 0.047071 | 22.8 | 0 | 114 | 0 | 1.04 | Wind | 1 | 0.037716 | 0 | 114 | 5.3661 | 114 |  |  | 0.037716 | 4.2996
1068 | SCURRYCW_1G | 1 | West | YES | 0.046993 | 28.2 | 1.3 | 141 |  | 1.01 | Wind | 1 | 0.037638 | 0 | 141 | 6.626 | 141 |  |  | 0.037638 | 5.3069
1073 | SCURRYCW_2G | 2 | West | YES | 0.046993 | 24 | 0 | 120 | 0 | 1.017 | Wind | 1 | 0.037638 | 0 | 120 | 5.6392 | 120 |  |  | 0.037638 | 4.5165
1061 | CIELOGEN_1G | 1 | West | YES | 0.04697 | 19.8 | 0 | 99 |  | 1 | Wind | 1 | 0.037615 | 0 | 99 | 4.65 | 99 |  |  | 0.037615 | 3.7239
1062 | CIELOGEN_2G | 1 | West | YES | 0.04697 | 12.2 | 0 | 61 |  | 1 | Wind | 1 | 0.037615 | 0 | 61 | 2.8652 | 61 |  |  | 0.037615 | 2.2945
1069 | KINDERMG_1G | 1 | West | YES | 0.04697 | 25 | 5 | 25 | 0 | 1.017 | Cogen | 1 | 0.037615 | 0 | 0 | 0 | 0 |  |  | 0.037615 | 0
1070 | KINDERMG_2G | 1 | West | YES | 0.04697 | 45.7 | 12 | 45.7 | 0 | 1.017 | Cogen | 1 | 0.037615 | 0 | 0 | 0 | 0 |  |  | 0.037615 | 0
1071 | KINDERMG_3G | 1 | West | YES | 0.04697 | 45.7 | 12 | 45.7 | 0 | 1.017 | Cogen | 1 | 0.037615 | 0 | 0 | 0 | 0 |  |  | 0.037615 | 0
36998 | RDCNYNG1 | 1 | West | YES | 0.046316 | 16.8 | 0 | 84 |  | 1.01 | Wind | 1 | 0.036961 | 0 | 84 | 3.8905 | 84 |  |  | 0.036961 | 3.1047
1343 | TRENTIPP_8 | 1 | West | YES | 0.045678 | 30 | 0 | 150 |  | 1.014 | Wind | 1 | 0.036323 | 0 | 150 | 6.8517 | 150 |  |  | 0.036323 | 5.4484
1354 | AEPWIND_8 | 1 | West | YES | 0.045678 | 20.2 | 0 | 101 |  | 1 | Wind | 1 | 0.036323 | 0 | 101 | 4.6135 | 101 |  |  | 0.036323 | 3.6686
1049 | ROSCOEWI_5 | 1 | West | YES | 0.044602 | 41.8 | 0 | 209 |  | 1.01 | #N/A | 1 | 0.035247 | 209 | 209 | 9.3218 | 209 |  |  | 0.035247 | 7.3666
1057 | ROSCOEWI_5 | 2 | West | YES | 0.044602 | 25.3 | 0 | 126.5 |  | 1.01 | #N/A | 1 | 0.035247 | 126.5 | 126.5 | 5.6422 | 126.5 |  |  | 0.035247 | 4.4587
1060 | ROSCOEWI_5 | 3 | West | YES | 0.044602 | 39.4 | 0 | 197 | 0 | 1.01 | #N/A | 1 | 0.035247 | 197 | 197 | 8.7866 | 197 |  |  | 0.035247 | 6.9436
1072 | ROSCOEWI_5 | 4 | West | YES | 0.044602 | 63.6 | 0 | 318 | 0 | 1.01 | #N/A | 1 | 0.035247 | 318 | 318 | 14.1834 | 318 |  |  | 0.035247 | 11.2085
6144 | MCADOO1A | 1 | West | YES | 0.043449 | 15 | 0 | 150 | 0 | 1.025 | Wind | 1 | 0.034094 | 0 | 150 | 6.5174 | 150 |  |  | 0.034094 | 5.1141
60081 | WHRLWIND1A | 1 | West | YES | 0.04011 | 12 | 0 | 60 | 0 | 1.03 | Wind | 1 | 0.030755 | 0 | 60 | 2.4066 | 60 |  |  | 0.030755 | 1.8453
60052 | WILDHRS11A | 1 | West | YES | 0.037918 | 25.3 | 0 | 126.5 | 0 | 1.005 | #N/A | 1 | 0.028563 | 126.5 | 126.5 | 4.7966 | 126.5 |  |  | 0.028563 | 3.6132
60053 | WILDHRS21A | 1 | West | YES | 0.037918 | 7.8 | 0 | 39 | 0 | 1.025 | #N/A | 1 | 0.028563 | 39 | 39 | 1.4788 | 39 |  |  | 0.028563 | 1.1139
6100 | OKLA7A | EQ | West | YES | 0.031944 | 50 | -220 | 220 | 0 | 1.035 | DCTie | 1 | 0.022589 | 0 | 0 | 0 | 0 |  |  | 0.022589 | 0
6752 | OKLA0A | 1 | West | YES | 0.031944 | 649.7 | 175 | 649.7 | 0 | 1.035 | LIGCO | 1 | 0.022589 | 0 | 649.7 | 20.754 | 649.7 |  |  | 0.022589 | 14.6759
1438 | MESQUITW_2G | 1 | North | YES | 0.047721 | 23.6 | 0 | 236 |  | 1.017 | Wind | -1 | 0.00056168 | 0 | 236 |  |  | 0 | 0 | -0.00056168 | 0
1442 | COKFIELD_5 | 1 | North | YES | 0.047721 | 16.5 | 0 | 165 |  | 1.029 | Wind | -1 | 0.00056168 | 0 | 165 |  |  | 0 | 0 | -0.00056168 | 0
1437 | MESQUITW_1G | 1 | North | YES | 0.04772 | 40 | 0 | 400 | 0 | 1.023 | Wind | -1 | 0.00056268 | 0 | 400 |  |  | 0 | 0 | -0.00056268 | 0
1479 | WFCOGEN_1G | 2 | North | YES | 0.022512 | 16 | 12 | 20 | 0 | 1 | Cogen | -1 | 0.025771 | 0 | 0 |  |  | 0 | 0 | -0.025771 | 0
1479 | WFCOGEN_1G | 1 | North | YES | 0.022512 | 16 | 12 | 20 | 0 | 1 | Cogen | -1 | 0.025771 | 0 | 0 |  |  | 0 | 0 | -0.025771 | 0
1482 | WFCOGEN_2G | 1 | North | YES | 0.022512 | 16 | 12 | 20 | 0 | 1 | Cogen | -1 | 0.025771 | 0 | 0 |  |  | 0 | 0 | -0.025771 | 0
1482 | WFCOGEN_2G | 2 | North | YES | 0.022512 | 13.6 | 12 | 17 | 0 | 1 | Cogen | -1 | 0.025771 | 0 | 0 |  |  | 0 | 0 | -0.025771 | 0
1433 | GRHAMSES_1G | 1 | North | YES | 0.022472 | 242 | 60 | 242 |  | 1.038 | GST | -1 | 0.025811 | 242 | 242 |  |  | 5.4382 | 242 | -0.025811 | -6.2462
1432 | GRHAMSES_2G | 2 | North | YES | 0.02039 | 294.9 | 90 | 366 |  | 1.014 | GST | -1 | 0.027893 | 366 | 366 |  |  | 7.4627 | 366 | -0.027893 | -10.2087
1643 | SLSTR1PP_1G | 1 | North | YES | 0.020053 | 6 | 0 | 60 | 0 | 1.022 | Wind | -1 | 0.02823 | 0 | 60 |  |  | 0 | 0 | -0.02823 | 0
1600 | BARTNWND_1G | 1 | North | YES | 0.018986 | 12 | 0 | 120 | 0 | 1.022 | Wind | -1 | 0.029297 | 0 | 120 |  |  | 0 | 0 | -0.029297 | 0
344 | MRSSHPRD | 1 | North | YES | 0.018864 | 12 | 0 | 12 |  | 1.03 | Hydro | -1 | 0.029419 | 0 | 0 |  |  | 0 | 0 | -0.029419 | 0
345 | MRSSHPRD01 | 2 | North | YES | 0.018864 | 12 | 0 | 12 |  | 1.03 | Hydro | -1 | 0.029419 | 0 | 0 |  |  | 0 | 0 | -0.029419 | 0
1453 | WCPWRCO_1G | 1 | North | YES | 0.016775 | 204 | 50 | 204 |  | 1.02 | CC | -1 | 0.031508 | 204 | 204 |  |  | 3.4221 | 204 | -0.031508 | -6.4276
1454 | WCPWRCO_2G | 2 | North | YES | 0.016775 | 204 | 50 | 204 |  | 1.02 | CC | -1 | 0.031508 | 204 | 204 |  |  | 3.4221 | 204 | -0.031508 | -6.4276
1455 | WCPWRCO_3G | 3 | North | YES | 0.016775 | 242 | 50 | 242 |  | 1.02 | CC | -1 | 0.031508 | 242 | 242 |  |  | 4.0595 | 242 | -0.031508 | -7.6249
8032 | AMISTADHYD1 | 1 | South | YES | 0.016011 | 33 | 13 | 33 | 0 | 1.0375 | Hydro | -1 | 0.032272 | 0 | 0 |  |  |  |  | -0.032272 | 0
8033 | AMISTADHYD2 | 2 | South | YES | 0.016011 | 25 | 13 | 25 | 0 | 1.0375 | Hydro | -1 | 0.032272 | 0 | 0 |  |  |  |  | -0.032272 | 0
88253 | HAMILTON | F | South | YES | 0.016011 | 0 | 0 | 0 | 0 | 1.04 | BLT | -1 | 0.032272 | 0 | 0 |  |  |  |  | -0.032272 | 0
332 | RWMILLER01 | 1 | North | YES | 0.015261 | 58.4 | 18.5 | 73 | 0 | 1.04 | GST | -1 | 0.033022 | 73 | 73 |  |  | 1.1141 | 73 | -0.033022 | -2.4106
333 | RWMILLER02 | 2 | North | YES | 0.015261 | 95.2 | 37 | 119 | 0 | 1.04 | GST | -1 | 0.033022 | 119 | 119 |  |  | 1.8161 | 119 | -0.033022 | -3.9296
334 | RWMILLER03 | 3 | North | YES | 0.015261 | 166.4 | 65 | 208 | 0 | 1.04 | GST | -1 | 0.033022 | 208 | 208 |  |  | 3.1743 | 208 | -0.033022 | -6.8685
335 | RWMILLER04 | 4 | North | YES | 0.015261 | 81.6 | 0 | 102 | 0 | 1.04 | GST | -1 | 0.033022 | 102 | 102 |  |  | 1.5566 | 102 | -0.033022 | -3.3682
336 | RWMILLER05 | 5 | North | YES | 0.015261 | 80.8 | 0 | 101 | 0 | 1.04 | GST | -1 | 0.033022 | 101 | 101 |  |  | 1.5414 | 101 | -0.033022 | -3.3352
503 | NTHTEXAS01 | 1 | North | YES | 0.015162 | 0 | 5 | 18 |  | 1.015 | GST | -1 | 0.033121 | 18 | 18 |  |  | 0.27292 | 18 | -0.033121 | -0.59617
504 | NTHTEXAS02 | 2 | North | YES | 0.015162 | 14.4 | 5 | 18 |  | 1.015 | GST | -1 | 0.033121 | 18 | 18 |  |  | 0.27292 | 18 | -0.033121 | -0.59617
505 | NTHTEXAS03 | 3 | North | YES | 0.015162 | 30.4 | 15 | 38 |  | 1.015 | GST | -1 | 0.033121 | 38 | 38 |  |  | 0.57616 | 38 | -0.033121 | -1.2586
580 | JCKCNTY801 | 1 | North | YES | 0.014969 | 288 | 0 | 288 | 0 | 1.022 | CC | -1 | 0.033314 | 288 | 288 |  |  | 4.3111 | 288 | -0.033314 | -9.5943
581 | JCKCNTY802 | 2 | North | YES | 0.014969 | 147 | 0 | 147 | 0 | 1.022 | CC | -1 | 0.033314 | 147 | 147 |  |  | 2.2004 | 147 | -0.033314 | -4.8971
582 | JCKCNTY803 | 3 | North | YES | 0.014969 | 147 | 0 | 147 | 0 | 1.022 | CC | -1 | 0.033314 | 147 | 147 |  |  | 2.2004 | 147 | -0.033314 | -4.8971
1898 | COMCHEPK_1G | 1 | North | YES | 0.014404 | 1159 | 1150 | 1159 | 0 | 1.032 | Nuc | -1 | 0.033879 | 0 | 0 |  |  | 0 | 0 | -0.033879 | 0
1899 | COMCHEPK_2G | 2 | North | YES | 0.014404 | 1159 | 1128 | 1159 | 0 | 1.032 | Nuc | -1 | 0.033879 | 0 | 0 |  |  | 0 | 0 | -0.033879 | 0
728 | WOLFRIDGE801 | 1 | North | YES | 0.014187 | 11.2 | 0 | 112.5 | 0 | 0.99 | Wind | -1 | 0.034096 | 0 | 112.5 |  |  | 0 | 0 | -0.034096 | 0
1877 | WLFHOLW_1G | 1 | North | YES | 0.013939 | 217.3 | 89.2 | 217.3 | 0 | 1.032 | CC | -1 | 0.034344 | 217.3 | 217.3 |  |  | 3.0289 | 217.3 | -0.034344 | -7.4629
1878 | WLFHOLW_2G | 2 | North | YES | 0.013939 | 215.7 | 105 | 215.7 | 0 | 1.032 | CC | -1 | 0.034344 | 215.7 | 215.7 |  |  | 3.0066 | 215.7 | -0.034344 | -7.4079
1879 | WLFHOLW_3G | 3 | North | YES | 0.013939 | 272.4 | 89.2 | 272.4 | 0 | 1.032 | CC | -1 | 0.034344 | 272.4 | 272.4 |  |  | 3.797 | 272.4 | -0.034344 | -9.3552
1889 | DECRDOVA_1G | 1 | North | YES | 0.013466 | 779 | 255 | 779 | 0 | 1.02 | GSC | -1 | 0.034817 | 779 | 779 |  |  | 10.49 | 779 | -0.034817 | -27.1222
1892 | DECRDOVA_2G | A | North | YES | 0.01318 | 65 | 65 | 70 | 0 | 1.025 | GGT | -1 | 0.035103 | 70 | 70 |  |  | 0.9226 | 70 | -0.035103 | -2.4572
1893 | DECRDOVA_3G | B | North | YES | 0.01318 | 65 | 65 | 69 | 0 | 1.025 | GGT | -1 | 0.035103 | 69 | 69 |  |  | 0.90942 | 69 | -0.035103 | -2.4221
1894 | DECRDOVA_4G | C | North | YES | 0.01318 | 65 | 65 | 69 | 0 | 1.025 | GGT | -1 | 0.035103 | 69 | 69 |  |  | 0.90942 | 69 | -0.035103 | -2.4221
1895 | DECRDOVA_5G | D | North | YES | 0.01318 | 65 | 65 | 68 | 0 | 1.025 | GGT | -1 | 0.035103 | 68 | 68 |  |  | 0.89624 | 68 | -0.035103 | -2.387
1861 | EAGLEMNT_1G | MB | North | YES | 0.013075 | 0 | 30 | 112 |  | 1.022 | GST | -1 | 0.035208 | 0 | 0 |  |  | 0 | 0 | -0.035208 | 0
1862 | EAGLEMNT_2G | MB | North | YES | 0.013075 | 0 | 40 | 100 |  | 1.022 | GST | -1 | 0.035208 | 0 | 0 |  |  | 0 | 0 | -0.035208 | 0
1863 | EAGLEMNT_3G | MB | North | YES | 0.013075 | 0 | 50 | 378 |  | 1.022 | GST | -1 | 0.035208 | 0 | 0 |  |  | 0 | 0 | -0.035208 | 0
923 | SPENCER_G4 | 1 | North | YES | 0.012694 | 48 | 20 | 61 | 0 | 1.03 | GST | -1 | 0.035589 | 61 | 61 |  |  | 0.77433 | 61 | -0.035589 | -2.1709
924 | SPENCER_G5 | 1 | North | YES | 0.012694 | 52 | 20 | 66 | 0 | 1.03 | GST | -1 | 0.035589 | 66 | 66 |  |  | 0.8378 | 66 | -0.035589 | -2.3489
1945 | HANDLEY_1G | MB | North | YES | 0.01155 | 0 | 25 | 36 |  | 0.986 | #N/A | -1 | 0.036733 | 36 | 36 |  |  | 0.4158 | 36 | -0.036733 | -1.3224
1946 | HANDLEY_2G | MB | North | YES | 0.01155 | 0 | 30 | 68 |  | 0.986 | #N/A | -1 | 0.036733 | 68 | 68 |  |  | 0.7854 | 68 | -0.036733 | -2.4978
366 | JNSNCNTY802 | 1 | North | YES | 0.011536 | 168 | 20 | 168 | 0 | 1.02 | Cogen | -1 | 0.036747 | 0 | 0 |  |  | 0 | 0 | -0.036747 | 0
367 | JNSNCNTY802 | 2 | North | YES | 0.011536 | 90 | 20 | 90 | 0 | 1.02 | Cogen | -1 | 0.036747 | 0 | 0 |  |  | 0 | 0 | -0.036747 | 0
1947 | HANDLEY_3G | 3 | North | YES | 0.01141 | 316 | 100 | 395 | 0 | 1.022 | GST | -1 | 0.036873 | 395 | 395 |  |  | 4.5069 | 395 | -0.036873 | -14.5647
1949 | HANDLEY_5G | 5 | North | YES | 0.01141 | 348 | 150 | 435 | 0 | 1.022 | GST | -1 | 0.036873 | 435 | 435 |  |  | 4.9634 | 435 | -0.036873 | -16.0396
1948 | HANDLEY_4G | 4 | North | YES | 0.011294 | 348 | 150 | 435 | 0 | 1.022 | GST | -1 | 0.036989 | 435 | 435 |  |  | 4.9129 | 435 | -0.036989 | -16.0901
2371 | COLLIN_1G | MB | North | YES | 0.0107 | 0 | 40 | 138 |  | 1.022 | GST | -1 | 0.037583 | 0 | 0 |  |  | 0 | 0 | -0.037583 | 0
6948 | DENISNDM | 1 | North | YES | 0.010481 | 40 | 5 | 40 | 0 | 1.015 | Hydro | -1 | 0.037802 | 0 | 0 |  |  | 0 | 0 | -0.037802 | 0
6948 | DENISNDM | 2 | North | YES | 0.010481 | 31 | 5 | 40 | 0 | 1.015 | Hydro | -1 | 0.037802 | 0 | 0 |  |  | 0 | 0 | -0.037802 | 0
2381 | NTHLK1_G | 1 | North | YES | 0.010451 | 0 | 35 | 156 |  | 1.022 | GST | -1 | 0.037832 | 156 | 156 |  |  | 1.6304 | 156 | -0.037832 | -5.9017
2382 | NTHLK2_G | 2 | North | YES | 0.010451 | 0 | 35 | 181 |  | 1.022 | GST | -1 | 0.037832 | 181 | 181 |  |  | 1.8916 | 181 | -0.037832 | -6.8475
2383 | NTHLK3_G | 3 | North | YES | 0.010451 | 0 | 50 | 329 |  | 1.022 | GST | -1 | 0.037832 | 329 | 329 |  |  | 3.4384 | 329 | -0.037832 | -12.4466
1687 | VALLEY_1G | 1 | North | YES | 0.01035 | 136 | 15 | 170 | 0 | 1.029 | GST | -1 | 0.037933 | 170 | 170 |  |  | 1.7595 | 170 | -0.037933 | -6.4486
1688 | VALLEY_2G | 2 | North | YES | 0.01035 | 527 | 90 | 527 | 0 | 1.029 | GSC | -1 | 0.037933 | 527 | 527 |  |  | 5.4544 | 527 | -0.037933 | -19.9905
1689 | VALLEY_3G | 3 | North | YES | 0.010168 | 0 | 25 | 375 |  | 1.003 | GST | -1 | 0.038115 | 375 | 375 |  |  | 3.813 | 375 | -0.038115 | -14.293
11691 | KMICHICT1_G | 1 | North | YES | 0.010168 | 144 | 80 | 144 | 0 | 1.026 | CC | -1 | 0.038115 | 144 | 144 |  |  | 1.4642 | 144 | -0.038115 | -5.4885
11692 | KMICHICT2_G | 2 | North | YES | 0.010168 | 146 | 80 | 146 | 0 | 1.026 | CC | -1 | 0.038115 | 146 | 146 |  |  | 1.4845 | 146 | -0.038115 | -5.5647
11693 | KMICHIST3_G | 3 | North | YES | 0.010168 | 312 | 60 | 312 | 0 | 1.026 | CC | -1 | 0.038115 | 312 | 312 |  |  | 3.1724 | 312 | -0.038115 | -11.8918
11694 | KMICHICT4_G | 4 | North | YES | 0.010168 | 144 | 80 | 144 | 0 | 1.026 | CC | -1 | 0.038115 | 144 | 144 |  |  | 1.4642 | 144 | -0.038115 | -5.4885
11695 | KMICHICT5_G | 5 | North | YES | 0.010168 | 148 | 80 | 148 | 0 | 1.026 | CC | -1 | 0.038115 | 148 | 148 |  |  | 1.5049 | 148 | -0.038115 | -5.641
11696 | KMICHIST6_G | 6 | North | YES | 0.010168 | 310 | 60 | 310 | 0 | 1.026 | CC | -1 | 0.038115 | 310 | 310 |  |  | 3.1521 | 310 | -0.038115 | -11.8156
1678 | LAMARPWR_1G | 1 | North | YES | 0.010114 | 160 | 67.7 | 160 | 0 | 1.038 | CC | -1 | 0.038169 | 160 | 160 |  |  | 1.6182 | 160 | -0.038169 | -6.107
1679 | LAMARPWR_2G | 2 | North | YES | 0.010114 | 156 | 67.7 | 156 | 0 | 1.038 | CC | -1 | 0.038169 | 156 | 156 |  |  | 1.5778 | 156 | -0.038169 | -5.9543
1680 | LAMARPWR_3G | 3 | North | YES | 0.010114 | 196 | 129.1 | 196 | 0 | 1.038 | CC | -1 | 0.038169 | 196 | 196 |  |  | 1.9823 | 196 | -0.038169 | -7.4811
1681 | LAMARPWR_4G | 4 | North | YES | 0.010114 | 156 | 67.7 | 156 | 0 | 1.038 | CC | -1 | 0.038169 | 156 | 156 |  |  | 1.5778 | 156 | -0.038169 | -5.9543
1682 | LAMARPWR_5G | 5 | North | YES | 0.010114 | 157 | 67.7 | 157 | 0 | 1.038 | CC | -1 | 0.038169 | 157 | 157 |  |  | 1.5879 | 157 | -0.038169 | -5.9925
1683 | LAMARPWR_6G | 6 | North | YES | 0.010114 | 198 | 129.1 | 198 | 0 | 1.038 | CC | -1 | 0.038169 | 198 | 198 |  |  | 2.0026 | 198 | -0.038169 | -7.5574
1675 | PEC_1G | 1 | North | YES | 0.010089 | 76.7 | 35 | 76.7 | 0 | 1.022 | Cogen | -1 | 0.038194 | 0 | 0 |  |  | 0 | 0 | -0.038194 | 0
1676 | PEC_2G | 2 | North | YES | 0.010089 | 79.6 | 35 | 79.6 | 0 | 1.022 | Cogen | -1 | 0.038194 | 0 | 0 |  |  | 0 | 0 | -0.038194 | 0
1677 | PEC_3G | 3 | North | YES | 0.010089 | 88.4 | 35 | 88.4 | 0 | 1.022 | Cogen | -1 | 0.038194 | 0 | 0 |  |  | 0 | 0 | -0.038194 | 0
1701 | MOSES_1G | 1 | North | YES | 0.010007 | 558 | 175 | 558 | 0 | 1.023 | LIGCO | -1 | 0.038276 | 0 | 558 |  |  | 0 | 0 | -0.038276 | 0
1702 | MOSES_2G | 2 | North | YES | 0.010007 | 579 | 175 | 579 | 0 | 1.023 | LIGCO | -1 | 0.038276 | 0 | 579 |  |  | 0 | 0 | -0.038276 | 0
1703 | MOSES_3G | 3 | North | YES | 0.010007 | 808 | 463 | 808 | 0 | 1.023 | LIGCO | -1 | 0.038276 | 0 | 808 |  |  | 0 | 0 | -0.038276 | 0
5925 | DCEAST | EQ | North | YES | 0.010007 | 400.3 | -600 | 600 | 0 | 1.025 | DCTie | -1 | 0.038276 | 0 | 0 |  |  | 0 | 0 | -0.038276 | 0
1937 | MDLTHELP_5G | 5 | North | YES | 0.009859 | 224 | 74 | 224 | 0 | 1 | CC | -1 | 0.038424 | 224 | 224 |  |  | 2.2084 | 224 | -0.038424 | -8.6069
1938 | MDLTHELP_6G | 6 | North | YES | 0.009859 | 226 | 74 | 226 | 0 | 1 | CC | -1 | 0.038424 | 226 | 226 |  |  | 2.2281 | 226 | -0.038424 | -8.6838
1943 | MDLTHELP_3G | 3 | North | YES | 0.009859 | 212 | 74 | 212 | 0 | 1 | CC | -1 | 0.038424 | 212 | 212 |  |  | 2.0901 | 212 | -0.038424 | -8.1458
1944 | MDLTHELP_4G | 4 | North | YES | 0.009859 | 211 | 74 | 211 | 0 | 1 | CC | -1 | 0.038424 | 211 | 211 |  |  | 2.0802 | 211 | -0.038424 | -8.1074
2418 | MTCK2_G | 2 | North | YES | 0.009834 | 0 | 10 | 23 |  | 0.971 | #N/A | -1 | 0.038449 | 23 | 23 |  |  | 0.22618 | 23 | -0.038449 | -0.88432
2419 | MTCK3_G | MB | North | YES | 0.009834 | 0 | 10 | 63 |  | 0.971 | #N/A | -1 | 0.038449 | 63 | 63 |  |  | 0.61954 | 63 | -0.038449 | -2.4223
842 | OLINGER_G1 | 1 | North | YES | 0.009812 | 55.4 | 20 | 79 | 0 | 1.03 | GST | -1 | 0.038471 | 79 | 79 |  |  | 0.77515 | 79 | -0.038471 | -3.0392
843 | OLINGER_G2 | 1 | North | YES | 0.009812 | 76.2 | 25 | 110 | 0 | 1.03 | GST | -1 | 0.038471 | 110 | 110 |  |  | 1.0793 | 110 | -0.038471 | -4.2318
844 | OLINGER_G3 | 1 | North | YES | 0.009812 | 103.9 | 45 | 150 | 0 | 1.03 | GST | -1 | 0.038471 | 150 | 150 |  |  | 1.4718 | 150 | -0.038471 | -5.7706
845 | OLINGER_G4 | 1 | North | YES | 0.009812 | 51.9 | 0 | 76 | 0 | 1.03 | GGT | -1 | 0.038471 | 76 | 76 |  |  | 0.74571 | 76 | -0.038471 | -2.9238
837 | NEWMAN_G5 | 1 | North | YES | 0.009765 | 0 | 15 | 40 |  | 1.01 | GST | -1 | 0.038518 | 40 | 40 |  |  | 0.3906 | 40 | -0.038518 | -1.5407
948 | STEAM1 | 1 | North | YES | 0.009751 | 0 | 12 | 20 |  | 1.02 | GST | -1 | 0.038532 | 20 | 20 |  |  | 0.19502 | 20 | -0.038532 | -0.77063
949 | STEAM2 | 1 | North | YES | 0.009751 | 26 | 8 | 26 | 0 | 0.99 | GST | -1 | 0.038532 | 26 | 26 |  |  | 0.25353 | 26 | -0.038532 | -1.0018
950 | STEAM3 | 1 | North | YES | 0.009751 | 41 | 13 | 42 | 0 | 1.02 | GST | -1 | 0.038532 | 42 | 42 |  |  | 0.40954 | 42 | -0.038532 | -1.6183
2413 | MTCK6_G | 6 | North | YES | 0.009663 | 0 | 30 | 118 |  | 1.022 | GST | -1 | 0.03862 | 118 | 118 |  |  | 1.1402 | 118 | -0.03862 | -4.5571
2414 | MTCK7_G | 7 | North | YES | 0.009663 | 0 | 30 | 115 |  | 1.022 | GST | -1 | 0.03862 | 115 | 115 |  |  | 1.1112 | 115 | -0.03862 | -4.4413
2417 | MTCK8_G | 8 | North | YES | 0.009663 | 444.8 | 60 | 556 | 0 | 1.022 | GSC | -1 | 0.03862 | 556 | 556 |  |  | 5.3726 | 556 | -0.03862 | -21.4725
2451 | LKHB1_G | 1 | North | YES | 0.009546 | 0 | 80 | 391 |  | 1.022 | GST | -1 | 0.038737 | 391 | 391 |  |  | 3.7325 | 391 | -0.038737 | -15.146
2452 | LKHB2_G | 2 | North | YES | 0.009546 | 516 | 80 | 516 | 0 | 1.022 | GST | -1 | 0.038737 | 516 | 516 |  |  | 4.9257 | 516 | -0.038737 | -19.9881
12440 | PARKD_1SVC8 | 1 | North | YES | 0.00951 | 0 | 0 | 0 | 0 | 1.007 | GST | -1 | 0.038773 | 0 | 0 |  |  | 0 | 0 | -0.038773 | 0
12449 | PARKD_2SVC8 | 1 | North | YES | 0.00951 | 0 | 0 | 0 | 0 | 1.007 | GST | -1 | 0.038773 | 0 | 0 |  |  | 0 | 0 | -0.038773 | 0
12411 | FPLEFR1A_G | 1 | North | YES | 0.009399 | 161 | 72 | 161 | 0 | 1 | CC | -1 | 0.038884 | 161 | 161 |  |  | 1.5132 | 161 | -0.038884 | -6.2603
12412 | FPLEFR1B_G | 2 | North | YES | 0.009399 | 164 | 72 | 164 | 0 | 1 | CC | -1 | 0.038884 | 164 | 164 |  |  | 1.5414 | 164 | -0.038884 | -6.3769
12413 | FPLEFR1C_G | 3 | North | YES | 0.009399 | 164 | 72 | 164 | 0 | 1 | CC | -1 | 0.038884 | 164 | 164 |  |  | 1.5414 | 164 | -0.038884 | -6.3769
12414 | FPLEFR1S_G | 4 | North | YES | 0.009399 | 414 | 191 | 414 | 0 | 1 | CC | -1 | 0.038884 | 414 | 414 |  |  | 3.8912 | 414 | -0.038884 | -16.0978
12421 | FPLEFR2A_G | 1 | North | YES | 0.009399 | 162 | 72 | 162 | 0 | 1 | CC | -1 | 0.038884 | 162 | 162 |  |  | 1.5226 | 162 | -0.038884 | -6.2992
12422 | FPLEFR2B_G | 2 | North | YES | 0.009399 | 161 | 72 | 161 | 0 | 1 | CC | -1 | 0.038884 | 161 | 161 |  |  | 1.5132 | 161 | -0.038884 | -6.2603
12423 | FPLEFR2C_G | 3 | North | YES | 0.009399 | 163 | 72 | 163 | 0 | 1 | CC | -1 | 0.038884 | 163 | 163 |  |  | 1.532 | 163 | -0.038884 | -6.338
12424 | FPLEFR2S_G | 4 | North | YES | 0.009399 | 415 | 191 | 415 | 0 | 1 | CC | -1 | 0.038884 | 415 | 415 |  |  | 3.9006 | 415 | -0.038884 | -16.1367
1941 | MDLTHELP_1G | 1 | North | YES | 0.009027 | 216.4 | 74 | 216.4 | 0 | 1 | CC | -1 | 0.039256 | 216.4 | 216.4 |  |  | 1.9534 | 216.4 | -0.039256 | -8.4949
1942 | MDLTHELP_2G | 2 | North | YES | 0.009027 | 216.1 | 74 | 216.1 | 0 | 1 | CC | -1 | 0.039256 | 216.1 | 216.1 |  |  | 1.9507 | 216.1 | -0.039256 | -8.4832
12322 | ENNSTRAC_1G | 1 | North | YES | 0.008873 | 196 | 130 | 196 | 0 | 1.036 | CC | -1 | 0.03941 | 196 | 196 |  |  | 1.7391 | 196 | -0.03941 | -7.7243
12323 | ENNSTRAC_2G | 2 | North | YES | 0.008873 | 116 | 100 | 116 | 0 | 1.036 | CC | -1 | 0.03941 | 116 | 116 |  |  | 1.0293 | 116 | -0.03941 | -4.5715
3097 | MARTLAKE_1G | 1 | North | YES | 0.008304 | 790 | 500 | 790 | 0 | 1.017 | LIGCO | -1 | 0.039979 | 0 | 790 |  |  | 0 | 0 | -0.039979 | 0
3098 | MARTLAKE_2G | 2 | North | YES | 0.008304 | 795 | 461 | 795 | 0 | 1.017 | LIGCO | -1 | 0.039979 | 0 | 795 |  |  | 0 | 0 | -0.039979 | 0
3099 | MARTLAKE_3G | 3 | North | YES | 0.008304 | 804 | 500 | 804 | 0 | 1.017 | LIGCO | -1 | 0.039979 | 0 | 804 |  |  | 0 | 0 | -0.039979 | 0
13116 | TGATEWAY_1G | 1 | North | YES | 0.008154 | 151 | 30 | 151 | 0 | 1.0232 | CC | -1 | 0.040129 | 151 | 151 |  |  | 1.2313 | 151 | -0.040129 | -6.0594
13117 | TGATEWAY_2G | 2 | North | YES | 0.008154 | 130 | 30 | 130 | 0 | 1.0232 | CC | -1 | 0.040129 | 130 | 130 |  |  | 1.06 | 130 | -0.040129 | -5.2167
13118 | TGATEWAY_3G | 3 | North | YES | 0.008154 | 148 | 30 | 148 | 0 | 1.0232 | CC | -1 | 0.040129 | 148 | 148 |  |  | 1.2068 | 148 | -0.040129 | -5.939
13119 | TGATEWAY_4G | 4 | North | YES | 0.008154 | 399 | 65 | 399 | 0 | 1.0232 | CC | -1 | 0.040129 | 399 | 399 |  |  | 3.2534 | 399 | -0.040129 | -16.0113
3348 | CHAMPION_1G | MB | North | YES | 0.008009 | 0 | 42 | 42 |  | 1 | Cogen | -1 | 0.040274 | 0 | 0 |  |  | 0 | 0 | -0.040274 | 0
3113 | LUFKINWB_1G | 1 | North | YES | 0.007995 | 0 | 0 | 50 |  | 1.01 | #N/A | -1 | 0.040288 | 50 | 50 |  |  | 0.39975 | 50 | -0.040288 | -2.0144
3107 | STRYKER_1G | 1 | North | YES | 0.007927 | 145.6 | 45 | 182 | 0 | 1.029 | GST | -1 | 0.040356 | 182 | 182 |  |  | 1.4427 | 182 | -0.040356 | -7.3447
3108 | STRYKER_2G | 2 | North | YES | 0.007927 | 484 | 75 | 484 | 0 | 1.029 | GST | -1 | 0.040356 | 484 | 484 |  |  | 3.8367 | 484 | -0.040356 | -19.5321
3126 | TRINIDAD_6G | 1 | North | YES | 0.007832 | 179.2 | 46 | 224 | 0 | 1 | GST | -1 | 0.040451 | 224 | 224 |  |  | 1.7544 | 224 | -0.040451 | -9.061
8262 | ELPS | 1 | South | YES | 0.007356 | 6 | 6 | 6 | 0 | 1.15 | Hydro | -1 | 0.040927 | 0 | 0 |  |  |  |  | -0.040927 | 0
13134 | CALFREST_4G | 4 | North | YES | 0.006676 | 151.5 | 40 | 151.5 | 0 | 1.031 | CC | -1 | 0.041607 | 151.5 | 151.5 |  |  | 1.0114 | 151.5 | -0.041607 | -6.3034
13135 | CALFREST_5G | 5 | North | YES | 0.006676 | 152.3 | 57 | 152.3 | 0 | 1.031 | CC | -1 | 0.041607 | 152.3 | 152.3 |  |  | 1.0168 | 152.3 | -0.041607 | -6.3367
13136 | CALFREST_6G | 6 | North | YES | 0.006676 | 177.5 | 40 | 177.5 | 0 | 1.031 | CC | -1 | 0.041607 | 177.5 | 177.5 |  |  | 1.185 | 177.5 | -0.041607 | -7.3852
13131 | CALFREST_1G | 1 | North | YES | 0.006625 | 150.7 | 40 | 150.7 | 0 | 1.031 | CC | -1 | 0.041658 | 150.7 | 150.7 |  |  | 0.99839 | 150.7 | -0.041658 | -6.2778
13132 | CALFREST_2G | 2 | North | YES | 0.006625 | 151 | 57 | 151 | 0 | 1.031 | CC | -1 | 0.041658 | 151 | 151 |  |  | 1.0004 | 151 | -0.041658 | -6.2903
13133 | CALFREST_3G | 3 | North | YES | 0.006625 | 177.4 | 40 | 177.4 | 0 | 1.031 | CC | -1 | 0.041658 | 177.4 | 177.4 |  |  | 1.1753 | 177.4 | -0.041658 | -7.3901
3381 | BBRN_1G | 1 | North | YES | 0.006334 | 618 | 225 | 618 | 0 | 1.03 | LIGCO | -1 | 0.041949 | 0 | 618 |  |  | 0 | 0 | -0.041949 | 0
3382 | BBRN_2G | 2 | North | YES | 0.006334 | 589 | 225 | 589 | 0 | 1.03 | LIGCO | -1 | 0.041949 | 0 | 589 |  |  | 0 | 0 | -0.041949 | 0
80010 | EPLVT1 | F | South | YES | 0.005342 | 0 | 0 | 0 |  | 1.0376 | #N/A | -1 | 0.042941 | 0 | 0 |  |  |  |  | -0.042941 | 0
244 | WHITNYDM01 | 1 | North | YES | 0.005127 | 15 | 0 | 15 | 0 | 1.035 | Hydro | -1 | 0.043156 | 0 | 0 |  |  | 0 | 0 | -0.043156 | 0
245 | WHITNYDM02 | 2 | North | YES | 0.005127 | 15 | 0 | 15 | 0 | 1.035 | Hydro | -1 | 0.043156 | 0 | 0 |  |  | 0 | 0 | -0.043156 | 0
48721 | LEG_1___1 | 1 | North | YES | 0.003844 | 827 | 357 | 827 | 0 | 1.0348 | LIGCO | -1 | 0.044439 | 0 | 827 |  |  | 0 | 0 | -0.044439 | 0
48722 | LEG_2___2 | 2 | North | YES | 0.003844 | 819 | 357 | 819 | 0 | 1.0348 | LIGCO | -1 | 0.044439 | 0 | 819 |  |  | 0 | 0 | -0.044439 | 0
251 | BOSQUESW803 | 2 | North | YES | 0.003712 | 150 | 0 | 150 |  | 1.032 | CC | -1 | 0.044571 | 150 | 150 |  |  | 0.5568 | 150 | -0.044571 | -6.6856
253 | BOSQUESW804 | 2 | North | YES | 0.003712 | 80 | 0 | 80 |  | 1.032 | CC | -1 | 0.044571 | 80 | 80 |  |  | 0.29696 | 80 | -0.044571 | -3.5657
39960 | TNTNPONE_18 | 1 | North | YES | 0.002841 | 152.3 | 30 | 152.3 |  | 1.04 | LIGCO | -1 | 0.045442 | 0 | 152.3 |  |  | 0 | 0 | -0.045442 | 0
39970 | TNTNPONE_28 | 1 | North | YES | 0.002841 | 153 | 30 | 153 |  | 1.04 | LIGCO | -1 | 0.045442 | 0 | 153 |  |  | 0 | 0 | -0.045442 | 0
238 | BOSQUESW505 | 1 | North | YES | 0.002581 | 255 | 0 | 255 | 0 | 1.02 | CC | -1 | 0.045702 | 255 | 255 |  |  | 0.65816 | 255 | -0.045702 | -11.6539
239 | BOSQUESW502 | 1 | North | YES | 0.002581 | 119.2 | 0 | 149 | 0 | 1.02 | GGT | -1 | 0.045702 | 149 | 149 |  |  | 0.38457 | 149 | -0.045702 | -6.8096
247 | BOSQUESW501 | 2 | North | YES | 0.002581 | 124.8 | 0 | 156 | 0 | 1.02 | GGT | -1 | 0.045702 | 156 | 156 |  |  | 0.40264 | 156 | -0.045702 | -7.1295
3403 | THOUSE_1G | 1 | North | YES | 0.001249 | 563 | 200 | 563 | 0 | 1.012 | GSC | -1 | 0.047034 | 563 | 563 |  |  | 0.70319 | 563 | -0.047034 | -26.48
3404 | THOUSE_2G | 2 | North | YES | 0.001249 | 807 | 250 | 807 | 0 | 1.012 | GSC | -1 | 0.047034 | 807 | 807 |  |  | 1.0079 | 807 | -0.047034 | -37.9562
990 | GIBN_CREK_G1 | 1 | North | YES | 0.00037 | 463 | 200 | 463 | 0 | 1.0275 | LIGCO | -1 | 0.047913 | 0 | 463 |  |  | 0 | 0 | -0.047913 | 0
3416 | LAKE_CRK1_G | 1 | North | YES | 0.000351 | 60 | 33 | 75 |  | 1.029 | GST | -1 | 0.047932 | 75 | 75 |  |  | 0.026325 | 75 | -0.047932 | -3.5949
3417 | LAKE_CRK2_G | 2 | North | YES | 0.000351 | 177.6 | 40 | 222 | 0 | 1.029 | GST | -1 | 0.047932 | 222 | 222 |  |  | 0.077922 | 222 | -0.047932 | -10.6408
32798 | BRYN_TAMUGEN | 1 | North | YES | 0.000241 | 32 | 0 | 32 |  | 1.02 | GST | -1 | 0.048042 | 32 | 32 |  |  | 0.007712 | 32 | -0.048042 | -1.5373
32886 | BRYN_ATKINS3 | MB | North | YES | 0.000225 | 0 | 5 | 12 |  | 1 | GST | -1 | 0.048058 | 0 | 0 |  |  | 0 | 0 | -0.048058 | 0
32887 | BRYN_ATKINS6 | MB | North | YES | 0.000225 | 0 | 12 | 51 |  | 1.028 | GST | -1 | 0.048058 | 0 | 0 |  |  | 0 | 0 | -0.048058 | 0
32888 | BRYN_ATKINS7 | 1 | North | YES | 0.000225 | 13.6 | 4 | 17 |  | 1.028 | GGT | -1 | 0.048058 | 17 | 17 |  |  | 0.003825 | 17 | -0.048058 | -0.81698
32890 | BRYN_ATKINS4 | MB | North | YES | 0.000225 | 0 | 5 | 22 |  | 1.031 | GST | -1 | 0.048058 | 0 | 0 |  |  | 0 | 0 | -0.048058 | 0
32891 | BRYN_ATKINS5 | MB | North | YES | 0.000225 | 0 | 5 | 25 |  | 1.031 | GST | -1 | 0.048058 | 0 | 0 |  |  | 0 | 0 | -0.048058 | 0
32883 | BRYN_DNSBY3 | 1 | North | YES | 0.00018 | 0 | 2 | 48 |  | 1.015 | GST | -1 | 0.048103 | 48 | 48 |  |  | 0.00864 | 48 | -0.048103 | -2.3089
32884 | BRYN_DNSBY13 | 1 | North | YES | 0.00018 | 46 | 2 | 46 | 0 | 1.015 | GST | -1 | 0.048103 | 46 | 46 |  |  | 0.00828 | 46 | -0.048103 | -2.2127
32892 | BRYN_DNSBY14 | 1 | North | YES | 0.00018 | 84 | 25 | 105 | 0 | 1.035 | GST | -1 | 0.048103 | 105 | 105 |  |  | 0.0189 | 105 | -0.048103 | -5.0508
5934 | SI_RAY5 | 5 | South | YES | 0 | 0 | 10 | 15 |  | 1.035 | GST | -1 | 0.048283 | 15 | 15 |  |  |  |  | -0.048283 | -0.72424
8139 | JOS #1 | MB | South | YES | 0 | 0 | 45 | 255 |  | 1.02 | GST | -1 | 0.048283 | 0 | 0 |  |  |  |  | -0.048283 | 0
8285 | LAR #1 | MB | South | YES | 0 | 0 | 9 | 32 |  | 1.0497 | GST | -1 | 0.048283 | 0 | 0 |  |  |  |  | -0.048283 | 0
8287 | LAR #2 | MB | South | YES | 0 | 0 | 9 | 32 |  | 1.04 | GST | -1 | 0.048283 | 0 | 0 |  |  |  |  | -0.048283 | 0
8288 | LAR #3 | MB | South | YES | 0 | 0 | 25 | 105 |  | 1.04 | GST | -1 | 0.048283 | 0 | 0 |  |  |  |  | -0.048283 | 0
8388 | BATES0A | MB | South | YES | 0 | 0 | 21 | 71 |  | 1.033 | GST | -1 | 0.048283 | 0 | 0 |  |  |  |  | -0.048283 | 0
8393 | BATES0B | MB | South | YES | 0 | 0 | 25 | 110 |  | 1.03 | GST | -1 | 0.048283 | 0 | 0 |  |  |  |  | -0.048283 | 0
8437 | NUECES_B0C | MB | South | YES | 0 | 0 | 7 | 30 |  | 1.03 | GST | -1 | 0.048283 | 0 | 0 |  |  |  |  | -0.048283 | 0
8438 | NUECES_B0B | MB | South | YES | 0 | 0 | 26 | 169 |  | 1.03 | GST | -1 | 0.048283 | 0 | 0 |  |  |  |  | -0.048283 | 0
8442 | NUECES_B0A | MB | South | YES | 0 | 0 | 81 | 367 |  | 1.03 | GST | -1 | 0.048283 | 0 | 0 |  |  |  |  | -0.048283 | 0
39190 | TNSLCGN1__8 | 1 | Houston | YES | 0 | 0 | 10 | 30 |  | 1.03 | Cogen | -1 | 0.048283 | 0 | 0 |  |  |  |  | -0.048283 | 0
48671 | FTR_GT1_5105 | 1 | North | YES | -0.000391 | 154.2 | 0 | 154.2 | 0 | 1.0319 | CC | -1 | 0.048674 | 154.2 | 154.2 |  |  | -0.060292 | 154.2 | -0.048674 | -7.5055
48672 | FTR_GT2_5110 | 2 | North | YES | -0.000391 | 159 | 0 | 159 | 0 | 1.0319 | CC | -1 | 0.048674 | 159 | 159 |  |  | -0.062169 | 159 | -0.048674 | -7.7391
48673 | FTR_GT3_5085 | 3 | North | YES | -0.000391 | 158 | 0 | 158 | 0 | 1.0319 | CC | -1 | 0.048674 | 158 | 158 |  |  | -0.061778 | 158 | -0.048674 | -7.6904
48674 | FTR_CN4_5095 | 4 | North | YES | -0.000391 | 380 | 0 | 380 | 0 | 1.0319 | CC | -1 | 0.048674 | 380 | 380 |  |  | -0.14858 | 380 | -0.048674 | -18.496
48591 | CHE_GT2_5030 | 2 | Houston | YES | -0.004134 | 173 | 50 | 173 | 0 | 1.029 | Cogen | -1 | 0.052417 | 0 | 0 |  |  |  |  | -0.052417 | 0
48811 | CVC_GT3_5045 | 3 | Houston | YES | -0.004134 | 156 | 91.8 | 156 | 0 | 1.029 | Cogen | -1 | 0.052417 | 0 | 0 |  |  |  |  | -0.052417 | 0
48812 | CVC_GT2_5020 | 2 | Houston | YES | -0.004134 | 158 | 91.8 | 158 | 0 | 1.029 | Cogen | -1 | 0.052417 | 0 | 0 |  |  |  |  | -0.052417 | 0
48813 | CVC_GT1_5035 | 1 | Houston | YES | -0.004134 | 160 | 91.8 | 160 | 0 | 1.029 | Cogen | -1 | 0.052417 | 0 | 0 |  |  |  |  | -0.052417 | 0
48814 | CVC_ST5_5040 | 1 | Houston | YES | -0.004134 | 162 | 91.8 | 162 | 0 | 1.029 | Cogen | -1 | 0.052417 | 0 | 0 |  |  |  |  | -0.052417 | 0
48885 | THW_5152 | B | Houston | YES | -0.00455 | 47.2 | 5 | 59 |  | 1.0319 | GGT | -1 | 0.052833 | 59 | 59 |  |  |  |  | -0.052833 | -3.1171
48885 | THW_5152 | A | Houston | YES | -0.00455 | 46.4 | 5 | 58 |  | 1.0319 | GGT | -1 | 0.052833 | 58 | 58 |  |  |  |  | -0.052833 | -3.0643
48886 | THW_5354 | C | Houston | YES | -0.00455 | 45.6 | 5 | 57 |  | 1.0319 | GGT | -1 | 0.052833 | 57 | 57 |  |  |  |  | -0.052833 | -3.0115
48886 | THW_5354 | D | Houston | YES | -0.00455 | 46.4 | 5 | 58 |  | 1.0319 | GGT | -1 | 0.052833 | 58 | 58 |  |  |  |  | -0.052833 | -3.0643
48887 | THW_5556 | F | Houston | YES | -0.00455 | 45.6 | 5 | 57 |  | 1.0319 | GGT | -1 | 0.052833 | 57 | 57 |  |  |  |  | -0.052833 | -3.0115
48887 | THW_5556 | E | Houston | YES | -0.00455 | 47.2 | 5 | 59 |  | 1.0319 | GGT | -1 | 0.052833 | 59 | 59 |  |  |  |  | -0.052833 | -3.1171
48690 | GBY_GN5_5 | 5 | Houston | YES | -0.004581 | 318.4 | 81 | 398 |  | 1.0362 | GSC | -1 | 0.052864 | 398 | 398 |  |  |  |  | -0.052864 | -21.0397
48595 | BTE_GT2_8075 | 1 | Houston | YES | -0.004607 | 162.8 | 130 | 162.8 | 0 | 1.0261 | CC | -1 | 0.05289 | 162.8 | 162.8 |  |  |  |  | -0.05289 | -8.6104
48596 | BTE_GT3_8045 | 2 | Houston | YES | -0.004607 | 161.4 | 130 | 161.4 | 0 | 1.0261 | CC | -1 | 0.05289 | 161.4 | 161.4 |  |  |  |  | -0.05289 | -8.5364
48597 | BTE_GT4_8055 | 3 | Houston | YES | -0.004607 | 158.9 | 130 | 158.9 | 0 | 1.0261 | CC | -1 | 0.05289 | 158.9 | 158.9 |  |  |  |  | -0.05289 | -8.4042
48598 | BTE_ST1_8070 | 4 | Houston | YES | -0.004607 | 269.2 | 60 | 269.2 | 0 | 1.0261 | CC | -1 | 0.05289 | 269.2 | 269.2 |  |  |  |  | -0.05289 | -14.2379
48583 | CBY_GT4_1 | 1 | Houston | YES | -0.004676 | 172 | 0 | 172 | 0 | 1.026 | GSC | -1 | 0.052959 | 172 | 172 |  |  |  |  | -0.052959 | -9.1089
48584 | CBY_GT4_2 | 2 | Houston | YES | -0.004676 | 172 | 0 | 172 | 0 | 1.026 | CC | -1 | 0.052959 | 172 | 172 |  |  |  |  | -0.052959 | -9.1089
48585 | CBY_ST4_1 | 3 | Houston | YES | -0.004676 | 172 | 0 | 172 | 0 | 1.026 | CC | -1 | 0.052959 | 172 | 172 |  |  |  |  | -0.052959 | -9.1089
48815 | CVC_GT4_8005 | 4 | Houston | YES | -0.004685 | 165 | 91.8 | 165 |  | 1.0362 | Cogen | -1 | 0.052968 | 0 | 0 |  |  |  |  | -0.052968 | 0
48581 | CBY_GN1_1 | 1 | Houston | YES | -0.004706 | 595.2 | 108 | 744 | 0 | 1.0435 | GSC | -1 | 0.052989 | 744 | 744 |  |  |  |  | -0.052989 | -39.4236
48791 | PSA_GT1_8160 | 1 | Houston | YES | -0.004707 | 52 | 20.8 | 65 | 0 | 1.0362 | Cogen | -1 | 0.05299 | 0 | 0 |  |  |  |  | -0.05299 | 0
48792 | PSA_GT2_8155 | 2 | Houston | YES | -0.004707 | 52.8 | 20.3 | 66 | 0 | 1.0362 | Cogen | -1 | 0.05299 | 0 | 0 |  |  |  |  | -0.05299 | 0
48793 | PSA_GT3_8150 | 3 | Houston | YES | -0.004707 | 56 | 20.3 | 70 | 0 | 1.0362 | Cogen | -1 | 0.05299 | 0 | 0 |  |  |  |  | -0.05299 | 0
48794 | PSA_GT4_8145 | 4 | Houston | YES | -0.004707 | 52.8 | 20.3 | 66 | 0 | 1.0362 | Cogen | -1 | 0.05299 | 0 | 0 |  |  |  |  | -0.05299 | 0
48795 | PSA_GT5_8140 | 5 | Houston | YES | -0.004707 | 51.2 | 20.3 | 64 | 0 | 1.0362 | Cogen | -1 | 0.05299 | 0 | 0 |  |  |  |  | -0.05299 | 0
48796 | PSA_GN1_8165 | 1 | Houston | YES | -0.004707 | 83.2 | 43.1 | 104 | 0 | 1.0362 | Cogen | -1 | 0.05299 | 0 | 0 |  |  |  |  | -0.05299 | 0
48797 | PSA_GT6_8135 | 6 | Houston | YES | -0.004707 | 47.2 | 34.5 | 59 | 0 | 1.0362 | Cogen | -1 | 0.05299 | 0 | 0 |  |  |  |  | -0.05299 | 0
48651 | EP_1_2 | 1 | Houston | YES | -0.00471 | 4 | 0 | 5 | 0 | 1.0362 | Cogen | -1 | 0.052993 | 0 | 0 |  |  |  |  | -0.052993 | 0
48651 | EP_1_2 | 2 | Houston | YES | -0.00471 | 17.7 | 10 | 21 | 0 | 1.0362 | Cogen | -1 | 0.052993 | 0 | 0 |  |  |  |  | -0.052993 | 0
48883 | THW_GT1_GT_1 | B2 | Houston | YES | -0.004754 | 0 | 0 | 12 |  | 1.043 | GGT | -1 | 0.053037 | 12 | 12 |  |  |  |  | -0.053037 | -0.63644
49803 | EXN_15GT | 1 | Houston | YES | -0.004776 | 33 | 8.3 | 34 |  | 1.0326 | Cogen | -1 | 0.053059 | 0 | 0 |  |  |  |  | -0.053059 | 0
49804 | EXN_16GT | 2 | Houston | YES | -0.004776 | 32 | 8.3 | 34.7 |  | 1.0326 | Cogen | -1 | 0.053059 | 0 | 0 |  |  |  |  | -0.053059 | 0
49805 | EXN_17GT | 3 | Houston | YES | -0.004776 | 31 | 8.3 | 32.7 |  | 1.0326 | Cogen | -1 | 0.053059 | 0 | 0 |  |  |  |  | -0.053059 | 0
49826 | EXN938GT | 5 | Houston | YES | -0.004776 | 43 | 9.2 | 45.9 | 0 | 1.0326 | Cogen | -1 | 0.053059 | 0 | 0 |  |  |  |  | -0.053059 | 0
49828 | EXN941GT | 10 | Houston | YES | -0.004776 | 17.7 | 5.4 | 17.7 | 0 | 1.0326 | Cogen | -1 | 0.053059 | 0 | 0 |  |  |  |  | -0.053059 | 0
49829 | EXN942GT | 11 | Houston | YES | -0.004776 | 20 | 5.4 | 20.4 | 0 | 1.0326 | Cogen | -1 | 0.053059 | 0 | 0 |  |  |  |  | -0.053059 | 0
49830 | EXN943GT | 12 | Houston | YES | -0.004776 | 19 | 5.4 | 19.9 | 0 | 1.0326 | Cogen | -1 | 0.053059 | 0 | 0 |  |  |  |  | -0.053059 | 0
49831 | EXN944GT | 13 | Houston | YES | -0.004776 | 33 | 5.4 | 35 | 0 | 1.0326 | Cogen | -1 | 0.053059 | 0 | 0 |  |  |  |  | -0.053059 | 0
49832 | EXN945GT | 9 | Houston | YES | -0.004776 | 18.5 | 9.2 | 18.5 | 0 | 1.0326 | Cogen | -1 | 0.053059 | 0 | 0 |  |  |  |  | -0.053059 | 0
49837 | EXN_GT | 4 | Houston | YES | -0.004776 | 81 | 21.3 | 85.4 | 0 | 1.0326 | Cogen | -1 | 0.053059 | 0 | 0 |  |  |  |  | -0.053059 | 0
49838 | EXN_14GT | 14 | Houston | YES | -0.004776 | 140 | 0 | 148 |  | 1.0326 | Cogen | -1 | 0.053059 | 0 | 0 |  |  |  |  | -0.053059 | 0
48582 | CBY_GN2_2 | 2 | Houston | YES | -0.004801 | 596.8 | 110 | 746 | 0 | 1.0435 | GSC | -1 | 0.053084 | 746 | 746 |  |  |  |  | -0.053084 | -39.6004
48873 | THW_ST3_ST_3 | 3 | Houston | YES | -0.004845 | 107 | 19 | 107 | 0 | 1.0435 | CC | -1 | 0.053128 | 107 | 107 |  |  |  |  | -0.053128 | -5.6847
48874 | THW_ST4_ST_4 | 4 | Houston | YES | -0.004845 | 108 | 19 | 108 | 0 | 1.0435 | CC | -1 | 0.053128 | 108 | 108 |  |  |  |  | -0.053128 | -5.7378
48875 | THW_3132 | A | Houston | YES | -0.004845 | 55 | 5 | 55 | 0 | 1.0435 | CC | -1 | 0.053128 | 55 | 55 |  |  |  |  | -0.053128 | -2.922
48875 | THW_3132 | B | Houston | YES | -0.004845 | 53 | 5 | 53 | 0 | 1.0435 | CC | -1 | 0.053128 | 53 | 53 |  |  |  |  | -0.053128 | -2.8158
48877 | THW_3334 | C | Houston | YES | -0.004845 | 55 | 5 | 55 | 0 | 1.0435 | CC | -1 | 0.053128 | 55 | 55 |  |  |  |  | -0.053128 | -2.922
48877 | THW_3334 | D | Houston | YES | -0.004845 | 57 | 5 | 57 | 0 | 1.0435 | CC | -1 | 0.053128 | 57 | 57 |  |  |  |  | -0.053128 | -3.0283
48879 | THW_4142 | E | Houston | YES | -0.004845 | 56 | 5 | 56 | 0 | 1.0435 | CC | -1 | 0.053128 | 56 | 56 |  |  |  |  | -0.053128 | -2.9751
48879 | THW_4142 | F | Houston | YES | -0.004845 | 55 | 5 | 55 | 0 | 1.0435 | CC | -1 | 0.053128 | 55 | 55 |  |  |  |  | -0.053128 | -2.922
48881 | THW_4344 | G | Houston | YES | -0.004845 | 58 | 5 | 58 | 0 | 1.0435 | CC | -1 | 0.053128 | 58 | 58 |  |  |  |  | -0.053128 | -3.0814
48881 | THW_4344 | H | Houston | YES | -0.004845 | 58 | 5 | 58 | 0 | 1.0435 | CC | -1 | 0.053128 | 58 | 58 |  |  |  |  | -0.053128 | -3.0814
48593 | CHE_GT1_8015 | 1 | Houston | YES | -0.004927 | 173 | 50 | 173 | 0 | 1.0362 | Cogen | -1 | 0.05321 | 0 | 0 |  |  |  |  | -0.05321 | 0
48594 | CHE_GN4_8025 | 4 | Houston | YES | -0.004927 | 142 | 60 | 142 | 0 | 1.0362 | Cogen | -1 | 0.05321 | 0 | 0 |  |  |  |  | -0.05321 | 0
48511 | LPE_GT1_8070 | 1 | Houston | YES | -0.004942 | 42 | 0 | 42 | 0 | 1.0362 | GGT | -1 | 0.053225 | 42 | 42 |  |  |  |  | -0.053225 | -2.2354
48512 | LPE_GT2_8075 | 2 | Houston | YES | -0.004942 | 42 | 0 | 42 | 0 | 1.0362 | GGT | -1 | 0.053225 | 42 | 42 |  |  |  |  | -0.053225 | -2.2354
48513 | LPE_GT3_8080 | 3 | Houston | YES | -0.004942 | 39 | 0 | 39 | 0 | 1.0362 | GGT | -1 | 0.053225 | 39 | 39 |  |  |  |  | -0.053225 | -2.0758
48514 | LPE_GT4_8085 | 4 | Houston | YES | -0.004942 | 39 | 0 | 39 | 0 | 1.0362 | GGT | -1 | 0.053225 | 39 | 39 |  |  |  |  | -0.053225 | -2.0758
48500 | APD_GT1_8005 | 1 | Houston | YES | -0.004946 | 137.6 | 54.6 | 137.6 |  | 1.0362 | Cogen | -1 | 0.053229 | 0 | 0 |  |  |  |  | -0.053229 | 0
48820 | SHELLG1_3015 | 1 | Houston | YES | -0.005003 | 71 | 34.5 | 71 |  | 1.029 | Cogen | -1 | 0.053286 | 0 | 0 |  |  |  |  | -0.053286 | 0
48821 | SHELLG2 | 2 | Houston | YES | -0.005003 | 72 | 34.5 | 72 |  | 1.029 | Cogen | -1 | 0.053286 | 0 | 0 |  |  |  |  | -0.053286 | 0
48822 | SHELLG3_3020 | 1 | Houston | YES | -0.005003 | 39 | 0 | 39 |  | 1.029 | Cogen | -1 | 0.053286 | 0 | 0 |  |  |  |  | -0.053286 | 0
48822 | SHELLG3_3020 | 2 | Houston | YES | -0.005003 | 30 | 0 | 30 |  | 1.029 | Cogen | -1 | 0.053286 | 0 | 0 |  |  |  |  | -0.053286 | 0
48740 | PSG_GN2_8050 | 1 | Houston | YES | -0.005039 | 182 | 60 | 182 | 0 | 1.0326 | Cogen | -1 | 0.053322 | 0 | 0 |  |  |  |  | -0.053322 | 0
48741 | PSG_GT2_8040 | 1 | Houston | YES | -0.005039 | 158.6 | 50 | 158.6 | 0 | 1.0326 | Cogen | -1 | 0.053322 | 0 | 0 |  |  |  |  | -0.053322 | 0
48742 | PSG_GT3_8060 | 1 | Houston | YES | -0.005039 | 157 | 50 | 157 | 0 | 1.0326 | Cogen | -1 | 0.053322 | 0 | 0 |  |  |  |  | -0.053322 | 0
48854 | SRB_GN4_4 | 4 | Houston | YES | -0.00504 | 182.4 | 35 | 228 | 0 | 1.0326 | GST | -1 | 0.053323 | 228 | 228 |  |  |  |  | -0.053323 | -12.1576
48611 | DIB_GT1_8080 | 1 | Houston | YES | -0.005041 | 64 | 0 | 64 | 0 | 1.0326 | Cogen | -1 | 0.053324 | 0 | 0 |  |  |  |  | -0.053324 | 0
48612 | DIB_GT2_8075 | 2 | Houston | YES | -0.005041 | 63.2 | 0 | 63.2 | 0 | 1.0326 | Cogen | -1 | 0.053324 | 0 | 0 |  |  |  |  | -0.053324 | 0
48613 | DIB_ST1_8085 | 3 | Houston | YES | -0.005041 | 67.9 | 30 | 82.6 | 0 | 1.0326 | Cogen | -1 | 0.053324 | 0 | 0 |  |  |  |  | -0.053324 | 0
48614 | DIB_GT3_8090 | 4 | Houston | YES | -0.005041 | 73.6 | 15 | 73.6 | 0 | 1.0326 | Cogen | -1 | 0.053324 | 0 | 0 |  |  |  |  | -0.053324 | 0
48845 | SOL_GT1 | 1 | Houston | YES | -0.005042 | 16.2 | 15.4 | 16.2 |  | 1.0326 | Solar | -1 | 0.053325 | 16.2 | 16.2 |  |  |  |  | -0.053325 | -0.86386
48853 | SRB_GN3_3 | 3 | Houston | YES | -0.005042 | 170.4 | 35 | 213 |  | 1.0326 | GST | -1 | 0.053325 | 213 | 213 |  |  |  |  | -0.053325 | -11.3582
48551 | CAL_GT1_8045 | 1 | Houston | YES | -0.005048 | 149 | 0 | 149 | 0 | 1.0326 | Cogen | -1 | 0.053331 | 0 | 0 |  |  |  |  | -0.053331 | 0
48552 | CAL_ST1_8000 | 2 | Houston | YES | -0.005048 | 65.1 | 0 | 65.1 | 0 | 1.0326 | Cogen | -1 | 0.053331 | 0 | 0 |  |  |  |  | -0.053331 | 0
48851 | SRB_GN1_1 | 1 | Houston | YES | -0.005049 | 132 | 26 | 165 | 0 | 1.0217 | GST | -1 | 0.053332 | 165 | 165 |  |  |  |  | -0.053332 | -8.7997
48852 | SRB_GN2_2 | 2 | Houston | YES | -0.005051 | 140.8 | 26 | 176 | 0 | 1.0217 | GST | -1 | 0.053334 | 176 | 176 |  |  |  |  | -0.053334 | -9.3867
48855 | SRB_GT211035 | B1 | Houston | YES | -0.005052 | 0 | 0 | 18 |  | 1.014 | GGT | -1 | 0.053335 | 18 | 18 |  |  |  |  | -0.053335 | -0.96002
48855 | SRB_GT211035 | B2 | Houston | YES | -0.005052 | 0 | 0 | 12 |  | 1.014 | GGT | -1 | 0.053335 | 12 | 12 |  |  |  |  | -0.053335 | -0.64002
48761 | PR_GT1__9040 | 1 | Houston | YES | -0.005077 | 26 | 0 | 35 |  | 1 | Cogen | -1 | 0.05336 | 0 | 0 |  |  |  |  | -0.05336 | 0
48641 | DPEC_GT15040 | 1 | Houston | YES | -0.005108 | 163.2 | 98 | 163.2 | 0 | 1.0319 | CC | -1 | 0.053391 | 163.2 | 163.2 |  |  |  |  | -0.053391 | -8.7134
48642 | DPEC_GT25025 | 2 | Houston | YES | -0.005108 | 157.1 | 98 | 157.1 | 0 | 1.0319 | CC | -1 | 0.053391 | 157.1 | 157.1 |  |  |  |  | -0.053391 | -8.3877
48643 | DPEC_GT35010 | 3 | Houston | YES | -0.005108 | 157.5 | 98 | 157.5 | 0 | 1.0319 | CC | -1 | 0.053391 | 157.5 | 157.5 |  |  |  |  | -0.053391 | -8.409
48644 | DPEC_GT45070 | 4 | Houston | YES | -0.005108 | 157 | 98 | 157 | 0 | 1.0319 | CC | -1 | 0.053391 | 157 | 157 |  |  |  |  | -0.053391 | -8.3823
48645 | DPEC_ST55065 | 5 | Houston | YES | -0.005108 | 282 | 0 | 282 | 0 | 1.0319 | CC | -1 | 0.053391 | 282 | 282 |  |  |  |  | -0.053391 | -15.0562
48841 | SJS_GT1_GT1 | 1 | Houston | YES | -0.005133 | 62.4 | 49 | 78 | 0 | 1.0362 | Cogen | -1 | 0.053416 | 0 | 0 |  |  |  |  | -0.053416 | 0
48842 | SJS_GT2_GT2 | 2 | Houston | YES | -0.005133 | 64.8 | 49 | 81 | 0 | 1.0362 | Cogen | -1 | 0.053416 | 0 | 0 |  |  |  |  | -0.053416 | 0
48691 | GBY_73741085 | B | Houston | YES | -0.005157 | 37.6 | 20 | 47 | 0 | 1.0362 | GGT | -1 | 0.05344 | 47 | 47 |  |  |  |  | -0.05344 | -2.5117
48691 | GBY_73741085 | A | Houston | YES | -0.005157 | 37.6 | 20 | 47 | 0 | 1.0362 | GGT | -1 | 0.05344 | 47 | 47 |  |  |  |  | -0.05344 | -2.5117
48692 | GBY_81821075 | D | Houston | YES | -0.005157 | 44 | 20 | 55 | 0 | 1.0362 | GGT | -1 | 0.05344 | 55 | 55 |  |  |  |  | -0.05344 | -2.9392
48692 | GBY_81821075 | C | Houston | YES | -0.005157 | 37.6 | 20 | 47 | 0 | 1.0362 | GGT | -1 | 0.05344 | 47 | 47 |  |  |  |  | -0.05344 | -2.5117
48693 | GBY_83841065 | F | Houston | YES | -0.005157 | 43.2 | 20 | 54 | 0 | 1.0362 | GGT | -1 | 0.05344 | 54 | 54 |  |  |  |  | -0.05344 | -2.8857
48693 | GBY_83841065 | E | Houston | YES | -0.005157 | 45.6 | 20 | 57 | 0 | 1.0362 | GGT | -1 | 0.05344 | 57 | 57 |  |  |  |  | -0.05344 | -3.0461
48531 | BYU_GT1_8075 | 1 | Houston | YES | -0.00524 | 65 | 0 | 65 |  | 1.0362 | Cogen | -1 | 0.053523 | 0 | 0 |  |  |  |  | -0.053523 | 0
48532 | BYU_GT2_8055 | 2 | Houston | YES | -0.00524 | 62 | 0 | 62 |  | 1.0362 | Cogen | -1 | 0.053523 | 0 | 0 |  |  |  |  | -0.053523 | 0
48533 | BYU_GT3_8060 | 3 | Houston | YES | -0.00524 | 67 | 0 | 67 |  | 1.0362 | Cogen | -1 | 0.053523 | 0 | 0 |  |  |  |  | -0.053523 | 0
48534 | BYU_GT4_8065 | 4 | Houston | YES | -0.00524 | 65 | 0 | 65 |  | 1.0362 | Cogen | -1 | 0.053523 | 0 | 0 |  |  |  |  | -0.053523 | 0
48561 | CTL_GT2_8130 | 1 | Houston | YES | -0.005296 | 73.5 | 30.3 | 91.9 |  | 1.0362 | Cogen | -1 | 0.053579 | 0 | 0 |  |  |  |  | -0.053579 | 0
48562 | CTL_GT3_8135 | 2 | Houston | YES | -0.005296 | 70.1 | 30.3 | 87.6 |  | 1.0362 | Cogen | -1 | 0.053579 | 0 | 0 |  |  |  |  | -0.053579 | 0
48563 | CTL_GT4_8140 | 3 | Houston | YES | -0.005296 | 69.6 | 30.3 | 87 |  | 1.0362 | Cogen | -1 | 0.053579 | 0 | 0 |  |  |  |  | -0.053579 | 0
48564 | CTL_GN1_8145 | 4 | Houston | YES | -0.005296 | 43.6 | 12.9 | 54.5 |  | 1.0362 | Cogen | -1 | 0.053579 | 0 | 0 |  |  |  |  | -0.053579 | 0
48565 | CTL_GN2_8155 | 5 | Houston | YES | -0.005296 | 9.8 | 3.4 | 12.2 |  | 1.0362 | Cogen | -1 | 0.053579 | 0 | 0 |  |  |  |  | -0.053579 | 0
48772 | PHR_GN2_2 | MB | Houston | YES | -0.005446 | 0 | 72 | 459 |  | 1.0362 | GSC | -1 | 0.053729 | 0 | 0 |  |  |  |  | -0.053729 | 0
38580 | TNBP_CGN1_8 | 1 | Houston | YES | -0.00566 | 70.8 | 0 | 70.8 | 0 | 1.005 | Cogen | -1 | 0.053943 | 0 | 0 |  |  |  |  | -0.053943 | 0
38590 | TNBP_CGN2_8 | 2 | Houston | YES | -0.00566 | 66.7 | 0 | 66.7 | 0 | 1.005 | Cogen | -1 | 0.053943 | 0 | 0 |  |  |  |  | -0.053943 | 0
38600 | TNBP_CGN3_8 | 5 | Houston | YES | -0.00566 | 53 | 0 | 53 | 0 | 1.005 | Cogen | -1 | 0.053943 | 0 | 0 |  |  |  |  | -0.053943 | 0
38611 | TNBPAMCG1_8 | 1 | Houston | YES | -0.00566 | 153.2 | 0 | 153.2 | 0 | 1.005 | Cogen | -1 | 0.053943 | 0 | 0 |  |  |  |  | -0.053943 | 0
38612 | TNBPAMCG2_8 | 2 | Houston | YES | -0.00566 | 153.5 | 0 | 153.5 | 0 | 1.005 | Cogen | -1 | 0.053943 | 0 | 0 |  |  |  |  | -0.053943 | 0
38613 | TNBPAMCG3_8 | 3 | Houston | YES | -0.00566 | 152.3 | 0 | 152.3 | 0 | 1.005 | Cogen | -1 | 0.053943 | 0 | 0 |  |  |  |  | -0.053943 | 0
38614 | TNBPAMCG4_8 | 4 | Houston | YES | -0.00566 | 96 | 0 | 96 |  | 1.005 | Cogen | -1 | 0.053943 | 0 | 0 |  |  |  |  | -0.053943 | 0
38615 | TNBPAMCG5_8 | 1 | Houston | YES | -0.00566 | 244 | 0 | 244 | 0 | 1.005 | Cogen | -1 | 0.053943 | 0 | 0 |  |  |  |  | -0.053943 | 0
38690 | TNBP_CGN4_8 | 3 | Houston | YES | -0.00566 | 40 | 0 | 40 |  | 1.005 | Cogen | -1 | 0.053943 | 0 | 0 |  |  |  |  | -0.053943 | 0
38711 | TNTXCTY1CG8 | 1 | Houston | YES | -0.00566 | 100.3 | 59 | 100.3 | 0 | 1 | Cogen | -1 | 0.053943 | 0 | 0 |  |  |  |  | -0.053943 | 0
38712 | TNTXCTY2CG8 | 1 | Houston | YES | -0.00566 | 92.9 | 59 | 92.9 | 0 | 1 | Cogen | -1 | 0.053943 | 0 | 0 |  |  |  |  | -0.053943 | 0
38713 | TNTXCTY3CG8 | 1 | Houston | YES | -0.00566 | 102.7 | 59 | 102.7 | 0 | 1 | Cogen | -1 | 0.053943 | 0 | 0 |  |  |  |  | -0.053943 | 0
38714 | TNTXCTY4CG8 | 1 | Houston | YES | -0.00566 | 103 | 59 | 103 | 0 | 1 | Cogen | -1 | 0.053943 | 0 | 0 |  |  |  |  | -0.053943 | 0
39470 | TNDOWCGNSG8 | 1 | Houston | YES | -0.00566 | 32 | 10 | 32 | 0 | 0.985 | Cogen | -1 | 0.053943 | 0 | 0 |  |  |  |  | -0.053943 | 0
39480 | TNDOWCGNGG8 | 1 | Houston | YES | -0.00566 | 30 | 10 | 30 | 0 | 0.985 | Cogen | -1 | 0.053943 | 0 | 0 |  |  |  |  | -0.053943 | 0
48921 | WAP_GN1_1 | 1 | Houston | YES | -0.006113 | 132.8 | 37 | 166 | 0 | 1.0362 | GST | -1 | 0.054396 | 166 | 166 |  |  |  |  | -0.054396 | -9.0297
48922 | WAP_GN2_2 | 2 | Houston | YES | -0.006113 | 132.8 | 37 | 166 | 0 | 1.0362 | GST | -1 | 0.054396 | 166 | 166 |  |  |  |  | -0.054396 | -9.0297
48923 | WAP_GN3_3 | 3 | Houston | YES | -0.006113 | 198.4 | 93 | 248 | 0 | 1.0362 | GST | -1 | 0.054396 | 248 | 248 |  |  |  |  | -0.054396 | -13.4901
48924 | WAP_GN4_4 | 4 | Houston | YES | -0.006113 | 546 | 217 | 546 | 0 | 1.0362 | GSC | -1 | 0.054396 | 546 | 546 |  |  |  |  | -0.054396 | -29.7
48925 | WAP_GN5_5 | 5 | Houston | YES | -0.006113 | 636.7 | 278 | 654 | 0 | 0.985 | LIGCO | -1 | 0.054396 | 0 | 654 |  |  |  |  | -0.054396 | 0
48929 | WAPGT21_GT1 | B1 | Houston | YES | -0.006113 | 0 | 0 | 13 |  | 1.05 | GGT | -1 | 0.054396 | 13 | 13 |  |  |  |  | -0.054396 | -0.70714
48510 | AK_GT1__8040 | 1 | Houston | YES | -0.006178 | 33.4 | 8.1 | 34 |  | 1.029 | Cogen | -1 | 0.054461 | 0 | 0 |  |  |  |  | -0.054461 | 0
48521 | BVE_GT1_GT1 | 1 | Houston | YES | -0.006265 | 167.7 | 0 | 167.7 |  | 1.035 | CC | -1 | 0.054548 | 167.7 | 167.7 |  |  |  |  | -0.054548 | -9.1476
48522 | BVE_GT2_5035 | 2 | Houston | YES | -0.006265 | 166.4 | 0 | 166.4 |  | 1.035 | CC | -1 | 0.054548 | 166.4 | 166.4 |  |  |  |  | -0.054548 | -9.0767
48523 | BVE_ST1_GN1 | 3 | Houston | YES | -0.006265 | 252.4 | 0 | 252.4 |  | 1.035 | CC | -1 | 0.054548 | 252.4 | 252.4 |  |  |  |  | -0.054548 | -13.7678
48926 | WAP_GN6_6 | 6 | Houston | YES | -0.006272 | 651 | 280 | 651 |  | 1.035 | LIGCO | -1 | 0.054555 | 0 | 651 |  |  |  |  | -0.054555 | 0
48927 | WAP_GN7_7 | 7 | Houston | YES | -0.006272 | 564 | 277 | 564 |  | 1.035 | LIGCO | -1 | 0.054555 | 0 | 564 |  |  |  |  | -0.054555 | 0
48928 | WAP_GN8_8 | 8 | Houston | YES | -0.006272 | 603 | 275 | 603 |  | 1.035 | LIGCO | -1 | 0.054555 | 0 | 603 |  |  |  |  | -0.054555 | 0
48730 | MNS_GT | 1 | Houston | YES | -0.006296 | 43 | 0 | 46.1 |  | 1.029 | Cogen | -1 | 0.054579 | 0 | 0 |  |  |  |  | -0.054579 | 0
39760 | TNSCLP1___8 | 1 | Houston | YES | -0.007066 | 93.4 | 20 | 116.8 | 0 | 1.04 | Cogen | -1 | 0.055349 | 0 | 0 |  |  |  |  | -0.055349 | 0
39770 | TNSCLP2___8 | 1 | Houston | YES | -0.007066 | 91.6 | 20 | 114.5 | 0 | 1.04 | Cogen | -1 | 0.055349 | 0 | 0 |  |  |  |  | -0.055349 | 0
39775 | TNSCLP4___8 | 1 | Houston | YES | -0.007066 | 95.2 | 20 | 119 | 0 | 1.04 | Cogen | -1 | 0.055349 | 0 | 0 |  |  |  |  | -0.055349 | 0
39790 | TNSCLP3___8 | 1 | Houston | YES | -0.007066 | 87.6 | 20 | 109.5 | 0 | 1.027 | Cogen | -1 | 0.055349 | 0 | 0 |  |  |  |  | -0.055349 | 0
48520 | BSF_GT1_8070 | 1 | Houston | YES | -0.007319 | 72 | 0 | 72 | 0 | 1.0326 | Cogen | -1 | 0.055602 | 0 | 0 |  |  |  |  | -0.055602 | 0
48520 | BSF_GT1_8070 | 2 | Houston | YES | -0.007319 | 10 | 0 | 10 | 0 | 1.0326 | Cogen | -1 | 0.055602 | 0 | 0 |  |  |  |  | -0.055602 | 0
49851 | DOW17000 | 37 | Houston | YES | -0.007623 | 39 | 0 | 62 | 0 | 1 | Cogen | -1 | 0.055906 | 0 | 0 |  |  |  |  | -0.055906 | 0
49858 | DOW38100 | 31 | Houston | YES | -0.007623 | 45 | 0 | 71.4 |  | 1 | Cogen | -1 | 0.055906 | 0 | 0 |  |  |  |  | -0.055906 | 0
49859 | DOW38200 | 33 | Houston | YES | -0.007623 | 28 | 0 | 45 | 0 | 1 | Cogen | -1 | 0.055906 | 0 | 0 |  |  |  |  | -0.055906 | 0
49860 | DOW38300 | 32 | Houston | YES | -0.007623 | 63 | 0 | 101 |  | 1 | Cogen | -1 | 0.055906 | 0 | 0 |  |  |  |  | -0.055906 | 0
49862 | DOW39100 | 36 | Houston | YES | -0.007623 | 54 | 0 | 86 | 0 | 1 | Cogen | -1 | 0.055906 | 0 | 0 |  |  |  |  | -0.055906 | 0
49863 | DOW39200 | 35 | Houston | YES | -0.007623 | 55 | 0 | 88 | 0 | 1 | Cogen | -1 | 0.055906 | 0 | 0 |  |  |  |  | -0.055906 | 0
49865 | DOW41000 | 41 | Houston | YES | -0.007623 | 31 | 0 | 50 |  | 1 | Cogen | -1 | 0.055906 | 0 | 0 |  |  |  |  | -0.055906 | 0
49866 | DOW42000 | 42 | Houston | YES | -0.007623 | 11 | 0 | 18 |  | 1 | Cogen | -1 | 0.055906 | 0 | 0 |  |  |  |  | -0.055906 | 0
49869 | DOW49000 | 45 | Houston | YES | -0.007623 | 59 | 0 | 94 |  | 1 | Cogen | -1 | 0.055906 | 0 | 0 |  |  |  |  | -0.055906 | 0
49870 | DOW61000 | 61 | Houston | YES | -0.007623 | 44 | 0 | 70 | 0 | 1 | Cogen | -1 | 0.055906 | 0 | 0 |  |  |  |  | -0.055906 | 0
49871 | DOW62000 | 62 | Houston | YES | -0.007623 | 40 | 0 | 63 | 0 | 1 | Cogen | -1 | 0.055906 | 0 | 0 |  |  |  |  | -0.055906 | 0
49872 | DOW63000 | 63 | Houston | YES | -0.007623 | 45 | 0 | 72 | 0 | 1 | Cogen | -1 | 0.055906 | 0 | 0 |  |  |  |  | -0.055906 | 0
49873 | DOW64000 | 64 | Houston | YES | -0.007623 | 41 | 0 | 64.8 | 0 | 1 | Cogen | -1 | 0.055906 | 0 | 0 |  |  |  |  | -0.055906 | 0
49876 | DOW65000 | 65 | Houston | YES | -0.007623 | 63 | 0 | 101 | 0 | 1 | Cogen | -1 | 0.055906 | 0 | 0 |  |  |  |  | -0.055906 | 0
49877 | DOW66000 | 66 | Houston | YES | -0.007623 | 61 | 0 | 97 | 0 | 1 | Cogen | -1 | 0.055906 | 0 | 0 |  |  |  |  | -0.055906 | 0
49878 | DOW67000 | 67 | Houston | YES | -0.007623 | 65 | 0 | 103 | 0 | 1 | Cogen | -1 | 0.055906 | 0 | 0 |  |  |  |  | -0.055906 | 0
49882 | DOW81000 | 81 | Houston | YES | -0.007623 | 47 | 0 | 76 | 0 | 1 | Cogen | -1 | 0.055906 | 0 | 0 |  |  |  |  | -0.055906 | 0
49884 | DOW82000 | 82 | Houston | YES | -0.007623 | 51 | 0 | 80 | 0 | 1 | Cogen | -1 | 0.055906 | 0 | 0 |  |  |  |  | -0.055906 | 0
49885 | DOW83000 | 83 | Houston | YES | -0.007623 | 51 | 0 | 80 | 0 | 1 | Cogen | -1 | 0.055906 | 0 | 0 |  |  |  |  | -0.055906 | 0
49886 | DOW84000 | 84 | Houston | YES | -0.007623 | 107 | 0 | 171 | 0 | 0.98 | Cogen | -1 | 0.055906 | 0 | 0 |  |  |  |  | -0.055906 | 0
48911 | TGF_GT1_8000 | 1 | Houston | YES | -0.008639 | 69.2 | 0 | 69.2 |  | 1.029 | Cogen | -1 | 0.056922 | 0 | 0 |  |  |  |  | -0.056922 | 0
48731 | CBE_GT1 | 1 | Houston | YES | -0.008882 | 76 | 0 | 76 | 0 | 1.029 | CC | -1 | 0.057165 | 76 | 76 |  |  |  |  | -0.057165 | -4.3445
48732 | CBE_GT2 | 1 | Houston | YES | -0.008882 | 76 | 0 | 76 | 0 | 1.029 | CC | -1 | 0.057165 | 76 | 76 |  |  |  |  | -0.057165 | -4.3445
48733 | CBE_ST12 | 1 | Houston | YES | -0.008882 | 105 | 0 | 105 | 0 | 1.029 | CC | -1 | 0.057165 | 105 | 105 |  |  |  |  | -0.057165 | -6.0023
48734 | CBE_GT3 | 1 | Houston | YES | -0.008882 | 76 | 0 | 76 | 0 | 1.029 | CC | -1 | 0.057165 | 76 | 76 |  |  |  |  | -0.057165 | -4.3445
48735 | CBE_GT4 | 1 | Houston | YES | -0.008882 | 76 | 0 | 76 | 0 | 1.029 | CC | -1 | 0.057165 | 76 | 76 |  |  |  |  | -0.057165 | -4.3445
48736 | CBE_ST34 | 1 | Houston | YES | -0.008882 | 105 | 0 | 105 | 0 | 1.029 | CC | -1 | 0.057165 | 105 | 105 |  |  |  |  | -0.057165 | -6.0023
5911 | STP_GN1___1 | 1 | Houston | YES | -0.009189 | 1333 | 1249 | 1333 | 0 | 1.0406 | Nuc | -1 | 0.057472 | 0 | 0 |  |  |  |  | -0.057472 | 0
5912 | STP_GN2___2 | 2 | Houston | YES | -0.009189 | 1332 | 1249 | 1332 | 0 | 1.0406 | Nuc | -1 | 0.057472 | 0 | 0 |  |  |  |  | -0.057472 | 0
3432 | SANDOW_4G | 4 | South | YES | -0.009779 | 580 | 225 | 580 | 0 | 1.029 | LIGCO | -1 | 0.058062 | 0 | 580 |  |  |  |  | -0.058062 | 0
13432 | SANDOW_5G | 5 | South | YES | -0.009779 | 581 | 225 | 581 | 0 | 1.029 | LIGCO | -1 | 0.058062 | 0 | 581 |  |  |  |  | -0.058062 | 0
80012 | LAR | F | South | YES | -0.010434 | 0 | 0 | 0 | 0 | 1.04 | DCTie | -1 | 0.058717 | 0 | 0 |  |  |  |  | -0.058717 | 0
80265 | LARECU40A | 4 | South | YES | -0.010434 | 80 | 0 | 100 |  | 1.039 | GGT | -1 | 0.058717 | 100 | 100 |  |  |  |  | -0.058717 | -5.8717
80266 | LARECU50A | 5 | South | YES | -0.010434 | 80 | 0 | 100 |  | 1.039 | GGT | -1 | 0.058717 | 100 | 100 |  |  |  |  | -0.058717 | -5.8717
88299 | ZAPATA | F | South | YES | -0.011636 | 0 | 0 | 0 | 0 | 1.02 | BLT | -1 | 0.059919 | 0 | 0 |  |  |  |  | -0.059919 | 0
5890 | PEARSALLGEN1 | 1 | South | YES | -0.012447 | 19.2 | 6 | 24 | 0 | 1.0161 | GST | -1 | 0.06073 | 24 | 24 |  |  |  |  | -0.06073 | -1.4575
5891 | PEARSALLGEN2 | 1 | South | YES | -0.012447 | 19.4 | 6 | 24.3 | 0 | 1.0161 | GST | -1 | 0.06073 | 24.3 | 24.3 |  |  |  |  | -0.06073 | -1.4757
5892 | PEARSALLGEN3 | 1 | South | YES | -0.012447 | 19.1 | 6 | 23.9 | 0 | 1.0161 | GST | -1 | 0.06073 | 23.9 | 23.9 |  |  |  |  | -0.06073 | -1.4514
5728 | FALCONHYDRO2 | 2 | South | YES | -0.012464 | 12 | 0 | 12 | 0 | 1.0227 | Hydro | -1 | 0.060747 | 0 | 0 |  |  |  |  | -0.060747 | 0
5729 | FALCONHYDRO3 | 3 | South | YES | -0.012464 | 11 | 0 | 11 | 0 | 1.0227 | Hydro | -1 | 0.060747 | 0 | 0 |  |  |  |  | -0.060747 | 0
8048 | FALCONHYDRO1 | 1 | South | YES | -0.012464 | 12 | 0 | 12 | 0 | 1.0227 | Hydro | -1 | 0.060747 | 0 | 0 |  |  |  |  | -0.060747 | 0
8134 | FOR #1 | 1 | South | YES | -0.01261 | 54.1 | 45 | 79 | 0 | 1.03 | Cogen | -1 | 0.060893 | 0 | 0 |  |  |  |  | -0.060893 | 0
8138 | FOR #2 | 2 | South | YES | -0.01261 | 63.1 | 45 | 81 | 0 | 1.03 | Cogen | -1 | 0.060893 | 0 | 0 |  |  |  |  | -0.060893 | 0
8153 | FOR #3 | 3 | South | YES | -0.01261 | 63.1 | 45 | 79.9 | 0 | 1.03 | Cogen | -1 | 0.060893 | 0 | 0 |  |  |  |  | -0.060893 | 0
8154 | FOR #4 | 4 | South | YES | -0.01261 | 63.1 | 60 | 80 | 0 | 1.03 | Cogen | -1 | 0.060893 | 0 | 0 |  |  |  |  | -0.060893 | 0
8155 | FOR #5 | 5 | South | YES | -0.01261 | 63.1 | 60 | 78.4 | 0 | 1.03 | Cogen | -1 | 0.060893 | 0 | 0 |  |  |  |  | -0.060893 | 0
8156 | FOR #6 | 6 | South | YES | -0.01261 | 24.9 | 5 | 25 | 0 | 1.03 | Cogen | -1 | 0.060893 | 0 | 0 |  |  |  |  | -0.060893 | 0
8157 | FOR #7 | 7 | South | YES | -0.01261 | 28.8 | 5 | 46 | 0 | 1.03 | Cogen | -1 | 0.060893 | 0 | 0 |  |  |  |  | -0.060893 | 0
80051 | FOR #8 | 8 | South | YES | -0.01261 | 28 | 28 | 28 | 0 | 1.016 | Cogen | -1 | 0.060893 | 0 | 0 |  |  |  |  | -0.060893 | 0
80052 | FOR #9 | 9 | South | YES | -0.01261 | 29.7 | 5 | 43.6 | 0 | 1.03 | Cogen | -1 | 0.060893 | 0 | 0 |  |  |  |  | -0.060893 | 0
80053 | FOR #10 | 10 | South | YES | -0.01261 | 68.4 | 45 | 75 | 0 | 1.03 | Cogen | -1 | 0.060893 | 0 | 0 |  |  |  |  | -0.060893 | 0
80226 | ALCOA G | 1 | South | YES | -0.012709 | 32.3 | 5 | 48 | 0 | 1.015 | Cogen | -1 | 0.060992 | 0 | 0 |  |  |  |  | -0.060992 | 0
88508 | FALFURRI | F | South | YES | -0.012926 | 0 | 0 | 0 | 0 | 1 | AVR | -1 | 0.061209 | 0 | 0 |  |  |  |  | -0.061209 | 0
8147 | UCAR #2 | 10 | South | YES | -0.013032 | 18.2 | 0 | 28 |  | 1 | Cogen | -1 | 0.061315 | 0 | 0 |  |  |  |  | -0.061315 | 0
8148 | UCAR #1 | 2 | South | YES | -0.013032 | 6.1 | 0 | 7 | 0 | 1.009 | Cogen | -1 | 0.061315 | 0 | 0 |  |  |  |  | -0.061315 | 0
80137 | CSDR89 | 9 | South | YES | -0.013032 | 0 | 0 | 15 |  | 1.003 | DCTie | -1 | 0.061315 | 0 | 0 |  |  |  |  | -0.061315 | 0
80137 | CSDR89 | 8 | South | YES | -0.013032 | 33.9 | 0 | 39 |  | 1.003 | DCTie | -1 | 0.061315 | 0 | 0 |  |  |  |  | -0.061315 | 0
80138 | CSDR7 | 7 | South | YES | -0.013032 | 6.1 | 0 | 7 | 0 | 1.014 | DCTie | -1 | 0.061315 | 0 | 0 |  |  |  |  | -0.061315 | 0
80139 | CSDR56 | 5 | South | YES | -0.013032 | 15 | 0 | 15 |  | 1.0033 | DCTie | -1 | 0.061315 | 0 | 0 |  |  |  |  | -0.061315 | 0
80139 | CSDR56 | 6 | South | YES | -0.013032 | 0 | 0 | 39 |  | 1.0033 | DCTie | -1 | 0.061315 | 0 | 0 |  |  |  |  | -0.061315 | 0
80140 | CSDR11 | 11 | South | YES | -0.013032 | 33.9 | 0 | 39 | 0 | 1.03 | DCTie | -1 | 0.061315 | 0 | 0 |  |  |  |  | -0.061315 | 0
80227 | AIRCO G | 1 | South | YES | -0.013082 | 7.2 | 0 | 8 | 0 | 1.0104 | Cogen | -1 | 0.061365 | 0 | 0 |  |  |  |  | -0.061365 | 0
80224 | VISTRONG1 | 1 | South | YES | -0.013165 | 13.1 | 0 | 15 | 0 | 1.01 | Cogen | -1 | 0.061448 | 0 | 0 |  |  |  |  | -0.061448 | 0
80225 | VISTRONG2 | 2 | South | YES | -0.013165 | 20.2 | 0 | 23 | 0 | 1.01 | Cogen | -1 | 0.061448 | 0 | 0 |  |  |  |  | -0.061448 | 0
5503 | RAYBURNGEN3 | 1 | South | YES | -0.013247 | 17.6 | 6 | 22 | 0 | 1.0223 | GST | -1 | 0.06153 | 22 | 22 |  |  |  |  | -0.06153 | -1.3537
5505 | RAYBURNGEN1 | 1 | South | YES | -0.013247 | 0 | 1 | 11 |  | 1.0223 | GGT | -1 | 0.06153 | 11 | 11 |  |  |  |  | -0.06153 | -0.67683
5506 | RAYBURNGEN2 | 1 | South | YES | -0.013247 | 0 | 1 | 11 |  | 1.0223 | GGT | -1 | 0.06153 | 11 | 11 |  |  |  |  | -0.06153 | -0.67683
8933 | FGNTS001 | 1 | South | YES | -0.013329 | 146.5 | 0 | 146.5 | 0 | 1.03 | CC | -1 | 0.061612 | 146.5 | 146.5 |  |  |  |  | -0.061612 | -9.0261
8934 | FGNTS101 | 2 | South | YES | -0.013329 | 147.9 | 0 | 147.9 | 0 | 1.03 | CC | -1 | 0.061612 | 147.9 | 147.9 |  |  |  |  | -0.061612 | -9.1124
8935 | FGNTS201 | 3 | South | YES | -0.013329 | 173 | 0 | 173 | 0 | 1.03 | CC | -1 | 0.061612 | 173 | 173 |  |  |  |  | -0.061612 | -10.6588
7010 | L_FPPYD11_1Y | 1 | South | YES | -0.013375 | 547.4 | 200 | 606 | 0 | 1.02 | LIGCO | -1 | 0.061658 | 0 | 606 |  |  |  |  | -0.061658 | 0
7011 | L_FPPYD11_2Y | 2 | South | YES | -0.013375 | 552.2 | 200 | 598 | 0 | 1.02 | LIGCO | -1 | 0.061658 | 0 | 598 |  |  |  |  | -0.061658 | 0
7012 | L_FPPYD21_3Y | 3 | South | YES | -0.013377 | 427.5 | 200 | 436 | 0 | 1.02 | LIGCO | -1 | 0.06166 | 0 | 436 |  |  |  |  | -0.06166 | 0
8066 | DUP1V#1 | 1 | South | YES | -0.013396 | 52.3 | 0 | 73 | 0 | 1.01 | Cogen | -1 | 0.061679 | 0 | 0 |  |  |  |  | -0.061679 | 0
5508 | RAYBURNCC9 | 1 | South | YES | -0.013419 | 47.7 | 18.2 | 47.7 | 0 | 1.0296 | CC | -1 | 0.061702 | 47.7 | 47.7 |  |  |  |  | -0.061702 | -2.9432
5509 | RAYBURNCC10 | 1 | South | YES | -0.013419 | 37.3 | 5.2 | 37.3 | 0 | 1.0296 | CC | -1 | 0.061702 | 37.3 | 37.3 |  |  |  |  | -0.061702 | -2.3015
5511 | RAYBURNCC7 | 1 | South | YES | -0.013419 | 47.5 | 18.2 | 47.5 | 0 | 1.0296 | CC | -1 | 0.061702 | 47.5 | 47.5 |  |  |  |  | -0.061702 | -2.9308
5512 | RAYBURNCC8 | 1 | South | YES | -0.013419 | 49.3 | 18.2 | 49.3 | 0 | 1.0296 | CC | -1 | 0.061702 | 49.3 | 49.3 |  |  |  |  | -0.061702 | -3.0419
8936 | MVGN#1 | 1 | South | YES | -0.013471 | 216.6 | 0 | 216.6 | 0 | 1.0304 | CC | -1 | 0.061754 | 216.6 | 216.6 |  |  |  |  | -0.061754 | -13.3758
8937 | MVGN#2 | 2 | South | YES | -0.013471 | 216.7 | 0 | 216.7 | 0 | 1.0304 | CC | -1 | 0.061754 | 216.7 | 216.7 |  |  |  |  | -0.061754 | -13.382
8938 | MVGN#3 | 3 | South | YES | -0.013471 | 250.9 | 0 | 250.9 | 0 | 1.0304 | CC | -1 | 0.061754 | 250.9 | 250.9 |  |  |  |  | -0.061754 | -15.494
8981 | HECN1 | 1 | South | YES | -0.013471 | 144.8 | 0 | 144.8 | 0 | 1.0304 | CC | -1 | 0.061754 | 144.8 | 144.8 |  |  |  |  | -0.061754 | -8.9419
8982 | HECN2 | 2 | South | YES | -0.013471 | 144.1 | 0 | 144.1 | 0 | 1.0304 | CC | -1 | 0.061754 | 144.1 | 144.1 |  |  |  |  | -0.061754 | -8.8987
8983 | HECN3 | 3 | South | YES | -0.013471 | 171.9 | 0 | 171.9 | 0 | 1.0304 | CC | -1 | 0.061754 | 171.9 | 171.9 |  |  |  |  | -0.061754 | -10.6155
8926 | LGE_GT10A | 1 | South | YES | -0.0135 | 158 | 0 | 158 | 0 | 1.03 | Cogen | -1 | 0.061783 | 0 | 0 |  |  |  |  | -0.061783 | 0
8927 | LGE_GT20A | 2 | South | YES | -0.0135 | 153 | 0 | 153 | 0 | 1.03 | Cogen | -1 | 0.061783 | 0 | 0 |  |  |  |  | -0.061783 | 0
8928 | LGE_STG0A | 3 | South | YES | -0.0135 | 100 | 0 | 100 | 0 | 1.03 | Cogen | -1 | 0.061783 | 0 | 0 |  |  |  |  | -0.061783 | 0
8930 | ICPGN10A | 1 | South | YES | -0.0135 | 149 | 0 | 149 | 0 | 1.03 | Cogen | -1 | 0.061783 | 0 | 0 |  |  |  |  | -0.061783 | 0
8931 | ICPGN20A | 2 | South | YES | -0.0135 | 150 | 0 | 150 | 0 | 1.03 | Cogen | -1 | 0.061783 | 0 | 0 |  |  |  |  | -0.061783 | 0
8932 | ICPGN30A | 3 | South | YES | -0.0135 | 127 | 0 | 127 | 0 | 1.03 | Cogen | -1 | 0.061783 | 0 | 0 |  |  |  |  | -0.061783 | 0
80223 | REYSHR G | 1 | South | YES | -0.0135 | 12 | 0 | 12 | 0 | 1.032 | Cogen | -1 | 0.061783 | 0 | 0 |  |  |  |  | -0.061783 | 0
8173 | VICEC51A | 5 | South | YES | -0.01353 | 144 | 18 | 144 | 0 | 1.025 | CC | -1 | 0.061813 | 144 | 144 |  |  |  |  | -0.061813 | -8.901
8174 | VICEC61A | 6 | South | YES | -0.01353 | 188 | 42 | 188 | 0 | 1.025 | CC | -1 | 0.061813 | 188 | 188 |  |  |  |  | -0.061813 | -11.6208
7007 | L_LOSTPI1_1Y | 1 | South | YES | -0.013544 | 158.6 | 110 | 158 | 0 | 1 | CC | -1 | 0.061827 | 158 | 158 |  |  |  |  | -0.061827 | -9.7686
7008 | L_LOSTPI1_2Y | 2 | South | YES | -0.013544 | 157.7 | 107 | 160 | 0 | 1 | CC | -1 | 0.061827 | 160 | 160 |  |  |  |  | -0.061827 | -9.8923
7009 | L_LOSTPI1_3Y | 3 | South | YES | -0.013544 | 173.9 | 72 | 175 | 0 | 1 | CC | -1 | 0.061827 | 175 | 175 |  |  |  |  | -0.061827 | -10.8197
5932 | SI_RAY9 | 9 | South | YES | -0.013577 | 32 | 32 | 38 | 0 | 1.035 | CC | -1 | 0.06186 | 38 | 38 |  |  |  |  | -0.06186 | -2.3507
5933 | SI_RAY6 | 6 | South | YES | -0.013577 | 15.4 | 10 | 19.3 | 0 | 1.035 | GST | -1 | 0.06186 | 19.3 | 19.3 |  |  |  |  | -0.06186 | -1.1939
5935 | SI_RAY10 | 10 | South | YES | -0.013577 | 47 | 10 | 47 | 0 | 1.03 | CC | -1 | 0.06186 | 47 | 47 |  |  |  |  | -0.06186 | -2.9074
80003 | MILHWYS | F | South | YES | -0.013577 | 0 | 0 | 0 | 0 | 1.0168 | AVR | -1 | 0.06186 | 0 | 0 |  |  |  |  | -0.06186 | 0
8560 | CNOPGT1 | 1 | South | YES | -0.013605 | 148.3 | 0 | 148.3 | 0 | 1.03 | Cogen | -1 | 0.061888 | 0 | 0 |  |  |  |  | -0.061888 | 0
8561 | CNOPGT2 | 2 | South | YES | -0.013605 | 148.6 | 0 | 148.6 | 0 | 1.03 | Cogen | -1 | 0.061888 | 0 | 0 |  |  |  |  | -0.061888 | 0
8562 | CNOPST1 | 3 | South | YES | -0.013605 | 153 | 0 | 153 | 0 | 1.03 | Cogen | -1 | 0.061888 | 0 | 0 |  |  |  |  | -0.061888 | 0
8456 | COSW#1 | 1 | South | YES | -0.013611 | 20 | 0 | 20 | 0 | 1.027 | Cogen | -1 | 0.061894 | 0 | 0 |  |  |  |  | -0.061894 | 0
8457 | COSW#2 | 2 | South | YES | -0.013611 | 14 | 0 | 14 | 0 | 1.027 | Cogen | -1 | 0.061894 | 0 | 0 |  |  |  |  | -0.061894 | 0
8506 | VAL #1 | 1 | South | YES | -0.013621 | 20.9 | 0 | 25 | 0 | 1.0055 | Cogen | -1 | 0.061904 | 0 | 0 |  |  |  |  | -0.061904 | 0
8507 | VAL #2 | 2 | South | YES | -0.013621 | 20.9 | 0 | 25 | 0 | 1.0055 | Cogen | -1 | 0.061904 | 0 | 0 |  |  |  |  | -0.061904 | 0
8459 | B_DAVIS0B | MB | South | YES | -0.013626 | 0 | 50 | 339 |  | 1.03 | GSC | -1 | 0.061909 | 0 | 0 |  |  |  |  | -0.061909 | 0
8460 | B_DAVIS0A | MB | South | YES | -0.013626 | 0 | 50 | 340 |  | 1.03 | GSC | -1 | 0.061909 | 0 | 0 |  |  |  |  | -0.061909 | 0
8461 | KOCH_UP0A | 1 | South | YES | -0.013627 | 38 | 0 | 38 | 0 | 1.012 | Cogen | -1 | 0.06191 | 0 | 0 |  |  |  |  | -0.06191 | 0
80080 | GWINDT11A | 2 | South | YES | -0.013636 | 17.7 | 0 | 41 | 0 | 1.025 | Wind | -1 | 0.061919 | 0 | 41 |  |  |  |  | -0.061919 | 0
80080 | GWINDT11A | 1 | South | YES | -0.013636 | 40.6 | 0 | 94 | 0 | 1.025 | Wind | -1 | 0.061919 | 0 | 94 |  |  |  |  | -0.061919 | 0
80080 | GWINDT11A | 3 | South | YES | -0.013636 | 16.4 | 0 | 38 | 0 | 1.025 | Wind | -1 | 0.061919 | 0 | 38 |  |  |  |  | -0.061919 | 0
80080 | GWINDT11A | 4 | South | YES | -0.013636 | 8.2 | 0 | 19 | 0 | 1.025 | Wind | -1 | 0.061919 | 0 | 19 |  |  |  |  | -0.061919 | 0
80081 | GWINDT21A | 4 | South | YES | -0.013636 | 9.5 | 0 | 22 | 0 | 1.025 | Wind | -1 | 0.061919 | 0 | 22 |  |  |  |  | -0.061919 | 0
80081 | GWINDT21A | 1 | South | YES | -0.013636 | 40.6 | 0 | 94 | 0 | 1.025 | Wind | -1 | 0.061919 | 0 | 94 |  |  |  |  | -0.061919 | 0
80081 | GWINDT21A | 2 | South | YES | -0.013636 | 15.5 | 0 | 36 | 0 | 1.025 | Wind | -1 | 0.061919 | 0 | 36 |  |  |  |  | -0.061919 | 0
80081 | GWINDT21A | 3 | South | YES | -0.013636 | 18.6 | 0 | 43 | 0 | 1.025 | Wind | -1 | 0.061919 | 0 | 43 |  |  |  |  | -0.061919 | 0
80180 | PNSCALT11A | 1 | South | YES | -0.013636 | 63 | 0 | 146 | 0 | 1.025 | Wind | -1 | 0.061919 | 0 | 146 |  |  |  |  | -0.061919 | 0
80180 | PNSCALT11A | 2 | South | YES | -0.013636 | 21.6 | 0 | 50 | 0 | 1.025 | Wind | -1 | 0.061919 | 0 | 50 |  |  |  |  | -0.061919 | 0
80181 | PNSCALT21A | 1 | South | YES | -0.013636 | 23.7 | 0 | 55 | 0 | 1.025 | Wind | -1 | 0.061919 | 0 | 55 |  |  |  |  | -0.061919 | 0
80181 | PNSCALT21A | 2 | South | YES | -0.013636 | 21.6 | 0 | 50 | 0 | 1.025 | Wind | -1 | 0.061919 | 0 | 50 |  |  |  |  | -0.061919 | 0
8511 | OXY_CC0A | 1 | South | YES | -0.013642 | 30.3 | 0 | 38 |  | 1.027 | Cogen | -1 | 0.061925 | 0 | 0 |  |  |  |  | -0.061925 | 0
8517 | CELANEBI0A | 1 | South | YES | -0.013655 | 29 | 0 | 29 | 0 | 1.02 | Cogen | -1 | 0.061938 | 0 | 0 |  |  |  |  | -0.061938 | 0
88198 | BEEVILLE | F | South | YES | -0.014234 | 0 | 0 | 0 | 0 | 1.02 | AVR | -1 | 0.062517 | 0 | 0 |  |  |  |  | -0.062517 | 0
7303 | L_WPPGS12_1Y | 1 | South | YES | -0.014264 | 50 | 0 | 50 | 0 | 1.025 | GGT | -1 | 0.062547 | 50 | 50 |  |  |  |  | -0.062547 | -3.1273
7303 | L_WPPGS12_1Y | 2 | South | YES | -0.014264 | 50 | 0 | 50 | 0 | 1.025 | GGT | -1 | 0.062547 | 50 | 50 |  |  |  |  | -0.062547 | -3.1273
7305 | L_WPPGS34_1Y | 4 | South | YES | -0.014264 | 50 | 0 | 50 | 0 | 1.025 | GGT | -1 | 0.062547 | 50 | 50 |  |  |  |  | -0.062547 | -3.1273
7305 | L_WPPGS34_1Y | 3 | South | YES | -0.014264 | 50 | 0 | 50 | 0 | 1.025 | GGT | -1 | 0.062547 | 50 | 50 |  |  |  |  | -0.062547 | -3.1273
8161 | COLETO0A | 1 | South | YES | -0.014355 | 633 | 200 | 633 | 0 | 1.03 | LIGCO | -1 | 0.062638 | 0 | 633 |  |  |  |  | -0.062638 | 0
7807 | L_BASTEN1_1Y | 1 | South | YES | -0.014469 | 152.5 | 83.5 | 152.5 | 0 | 1.004 | CC | -1 | 0.062752 | 152.5 | 152.5 |  |  |  |  | -0.062752 | -9.5696
7808 | L_BASTEN1_2Y | 1 | South | YES | -0.014469 | 149.5 | 83.5 | 149.5 | 0 | 1.004 | CC | -1 | 0.062752 | 149.5 | 149.5 |  |  |  |  | -0.062752 | -9.3814
7809 | L_BASTEN1_3Y | 1 | South | YES | -0.014469 | 232.6 | 42 | 232.6 | 0 | 1.004 | CC | -1 | 0.062752 | 232.6 | 232.6 |  |  |  |  | -0.062752 | -14.596
8189 | CUECPL2A | 1 | South | YES | -0.015268 | 12 | 0 | 12 | 0 | 1.02 | Cogen | -1 | 0.063551 | 0 | 0 |  |  |  |  | -0.063551 | 0
7004 | L_SIMGID1_1Y | 1 | South | YES | -0.015585 | 132 | 40 | 132 | 0 | 1.02 | GST | -1 | 0.063868 | 132 | 132 |  |  |  |  | -0.063868 | -8.4305
7005 | L_SIMGID1_2Y | 2 | South | YES | -0.015585 | 133 | 32 | 139 | 0 | 1.02 | GST | -1 | 0.063868 | 139 | 139 |  |  |  |  | -0.063868 | -8.8776
7006 | L_SIMGID1_3Y | 3 | South | YES | -0.015585 | 324.9 | 60 | 329 | 0 | 1.02 | GST | -1 | 0.063868 | 329 | 329 |  |  |  |  | -0.063868 | -21.0125
5903 | SANMIGUELGEN | 1 | South | YES | -0.01571 | 396.3 | 180 | 396.3 | 0 | 1.0331 | LIGCO | -1 | 0.063993 | 0 | 396.3 |  |  |  |  | -0.063993 | 0
7624 | L_LAKEWO9_1Y | 1 | South | YES | -0.016383 | 0 | 0 | 2.4 |  | 1 | Hydro | -1 | 0.064666 | 0 | 0 |  |  |  |  | -0.064666 | 0
7624 | L_LAKEWO9_1Y | 2 | South | YES | -0.016383 | 0 | 0 | 2.4 |  | 1 | Hydro | -1 | 0.064666 | 0 | 0 |  |  |  |  | -0.064666 | 0
9002 | DECKR_G3 | 3 | South | YES | -0.016885 | 0 | 24 | 42 |  | 1.015 | GGT | -1 | 0.065168 | 42 | 42 |  |  |  |  | -0.065168 | -2.737
9003 | DECKR_G4 | 4 | South | YES | -0.016885 | 44 | 24 | 44 | 0 | 1.015 | GGT | -1 | 0.065168 | 44 | 44 |  |  |  |  | -0.065168 | -2.8674
9004 | DECKR_G5 | 5 | South | YES | -0.016885 | 44 | 24 | 44 | 0 | 1.015 | GGT | -1 | 0.065168 | 44 | 44 |  |  |  |  | -0.065168 | -2.8674
9005 | DECKR_G6 | 6 | South | YES | -0.016885 | 44 | 24 | 47 | 0 | 1.015 | GGT | -1 | 0.065168 | 47 | 47 |  |  |  |  | -0.065168 | -3.0629
7800 | L_GUADGE1_1Y | 1 | South | YES | -0.017093 | 147 | 30 | 147 | 0 | 1.02 | CC | -1 | 0.065376 | 147 | 147 |  |  |  |  | -0.065376 | -9.6102
7801 | L_GUADGE1_2Y | 2 | South | YES | -0.017093 | 138 | 30 | 138 | 0 | 1.02 | CC | -1 | 0.065376 | 138 | 138 |  |  |  |  | -0.065376 | -9.0218
7802 | L_GUADGE1_3Y | 3 | South | YES | -0.017093 | 146 | 30 | 146 | 0 | 1.02 | CC | -1 | 0.065376 | 146 | 146 |  |  |  |  | -0.065376 | -9.5448
7803 | L_GUADGE1_4Y | 4 | South | YES | -0.017093 | 149 | 30 | 149 | 0 | 1.02 | CC | -1 | 0.065376 | 149 | 149 |  |  |  |  | -0.065376 | -9.741
7804 | L_GUADGE1_5Y | 5 | South | YES | -0.017093 | 182 | 30 | 182 | 0 | 1.02 | CC | -1 | 0.065376 | 182 | 182 |  |  |  |  | -0.065376 | -11.8984
7805 | L_GUADGE1_6Y | 6 | South | YES | -0.017093 | 203 | 30 | 203 | 0 | 1.02 | CC | -1 | 0.065376 | 203 | 203 |  |  |  |  | -0.065376 | -13.2713
7810 | L_RIONOG1G1Y | 1 | South | YES | -0.017154 | 148 | 0 | 148 | 0 | 1.02 | CC | -1 | 0.065437 | 148 | 148 |  |  |  |  | -0.065437 | -9.6846
7811 | L_RIONOG1G2Y | 2 | South | YES | -0.017154 | 148 | 0 | 148 | 0 | 1.02 | CC | -1 | 0.065437 | 148 | 148 |  |  |  |  | -0.065437 | -9.6846
7812 | L_RIONOG1G3Y | 3 | South | YES | -0.017154 | 154 | 0 | 154 | 0 | 1.02 | CC | -1 | 0.065437 | 154 | 154 |  |  |  |  | -0.065437 | -10.0772
7813 | L_RIONOG1S1Y | 4 | South | YES | -0.017154 | 293 | 0 | 293 | 0 | 1.02 | CC | -1 | 0.065437 | 293 | 293 |  |  |  |  | -0.065437 | -19.1729
9016 | SANDH_G1 | 1 | South | YES | -0.017254 | 45 | 2 | 49 | 0 | 1.0175 | GGT | -1 | 0.065537 | 49 | 49 |  |  |  |  | -0.065537 | -3.2113
9017 | SANDH_G2 | 2 | South | YES | -0.017254 | 45 | 2 | 46 | 0 | 1.0175 | GGT | -1 | 0.065537 | 46 | 46 |  |  |  |  | -0.065537 | -3.0147
9018 | SANDH_G3 | 3 | South | YES | -0.017254 | 45 | 2 | 46 | 0 | 1.0175 | GGT | -1 | 0.065537 | 46 | 46 |  |  |  |  | -0.065537 | -3.0147
9019 | SANDH_G4 | 4 | South | YES | -0.017254 | 0 | 2 | 47 |  | 1.0175 | GGT | -1 | 0.065537 | 47 | 47 |  |  |  |  | -0.065537 | -3.0802
9020 | SANDHG5A | 5A | South | YES | -0.017254 | 150 | 84 | 155 | 0 | 1.0175 | CC | -1 | 0.065537 | 155 | 155 |  |  |  |  | -0.065537 | -10.1582
9021 | SANDHG5C | 5C | South | YES | -0.017254 | 140 | 0 | 148 | 0 | 1.0175 | CC | -1 | 0.065537 | 148 | 148 |  |  |  |  | -0.065537 | -9.6994
9000 | DECKR_G1 | 1 | South | YES | -0.017285 | 280 | 50 | 321 | 0 | 1.015 | GST | -1 | 0.065568 | 321 | 321 |  |  |  |  | -0.065568 | -21.0472
9001 | DECKR_G2 | 2 | South | YES | -0.017285 | 400 | 50 | 426 | 0 | 1.015 | GST | -1 | 0.065568 | 426 | 426 |  |  |  |  | -0.065568 | -27.9318
7014 | L_HAYSEN1_1Y | 1 | South | YES | -0.017317 | 223.9 | 74 | 223.9 | 0 | 1.008 | CC | -1 | 0.0656 | 223.9 | 223.9 |  |  |  |  | -0.0656 | -14.6878
7015 | L_HAYSEN1_2Y | 2 | South | YES | -0.017317 | 225 | 74 | 225 | 0 | 1.008 | CC | -1 | 0.0656 | 225 | 225 |  |  |  |  | -0.0656 | -14.7599
7016 | L_HAYSEN1_3Y | 3 | South | YES | -0.017317 | 224.6 | 74 | 224.6 | 0 | 1.008 | CC | -1 | 0.0656 | 224.6 | 224.6 |  |  |  |  | -0.0656 | -14.7337
7017 | L_HAYSEN1_4Y | 4 | South | YES | -0.017317 | 226.7 | 74 | 226.7 | 0 | 1.008 | CC | -1 | 0.0656 | 226.7 | 226.7 |  |  |  |  | -0.0656 | -14.8714
7605 | L_MCQUEE9_1Y | 3 | South | YES | -0.017419 | 0 | 0 | 2.8 |  | 1.025 | Hydro | -1 | 0.065702 | 0 | 0 |  |  |  |  | -0.065702 | 0
7605 | L_MCQUEE9_1Y | 2 | South | YES | -0.017419 | 0 | 0 | 2.4 |  | 1.025 | Hydro | -1 | 0.065702 | 0 | 0 |  |  |  |  | -0.065702 | 0
7605 | L_MCQUEE9_1Y | 1 | South | YES | -0.017419 | 0 | 0 | 2.4 |  | 1.025 | Hydro | -1 | 0.065702 | 0 | 0 |  |  |  |  | -0.065702 | 0
5401 | CALAVER_JKS1 | 1 | South | YES | -0.017691 | 562 | 100 | 562 | 0 | 1.018 | LIGCO | -1 | 0.065974 | 0 | 562 |  |  |  |  | -0.065974 | 0
7609 | L_SCHUMA8_1Y | 1 | South | YES | -0.017757 | 0 | 0 | 4 |  | 1 | Hydro | -1 | 0.06604 | 0 | 0 |  |  |  |  | -0.06604 | 0
5026 | BRAUNIG_VHB1 | 1 | South | YES | -0.017837 | 215 | 40 | 215 | 0 | 1.0192 | GST | -1 | 0.06612 | 215 | 215 |  |  |  |  | -0.06612 | -14.2157
5027 | BRAUNIG_VHB2 | 2 | South | YES | -0.017837 | 172.8 | 40 | 216 | 0 | 1.0192 | GST | -1 | 0.06612 | 216 | 216 |  |  |  |  | -0.06612 | -14.2819
5031 | BRA_VHBCT1 | 1 | South | YES | -0.017837 | 44 | 24 | 44 | 0 | 1.0192 | #N/A | -1 | 0.06612 | 44 | 44 |  |  |  |  | -0.06612 | -2.9093
5032 | BRA_VHBCT2 | 2 | South | YES | -0.017837 | 44 | 24 | 44 | 0 | 1.0192 | #N/A | -1 | 0.06612 | 44 | 44 |  |  |  |  | -0.06612 | -2.9093
5033 | BRA_VHBCT3 | 3 | South | YES | -0.017837 | 43 | 24 | 43 | 0 | 1.0192 | #N/A | -1 | 0.06612 | 43 | 43 |  |  |  |  | -0.06612 | -2.8431
5034 | BRA_VHBCT4 | 4 | South | YES | -0.017837 | 45 | 24 | 45 | 0 | 1.0192 | #N/A | -1 | 0.06612 | 45 | 45 |  |  |  |  | -0.06612 | -2.9754
5264 | LEON_LCP3G3 | 3 | South | YES | -0.017844 | 0 | 20 | 58 |  | 1.0197 | GST | -1 | 0.066127 | 58 | 58 |  |  |  |  | -0.066127 | -3.8353
5265 | LEON_LCP4G4 | 4 | South | YES | -0.017844 | 71.2 | 25 | 89 | 0 | 1.0197 | GST | -1 | 0.066127 | 89 | 89 |  |  |  |  | -0.066127 | -5.8853
5266 | LEON_LCPCT1 | 1 | South | YES | -0.017844 | 44 | 24 | 44 | 0 | 1.0197 | GGT | -1 | 0.066127 | 44 | 44 |  |  |  |  | -0.066127 | -2.9096
5267 | LEON_LCPCT2 | 2 | South | YES | -0.017844 | 44 | 24 | 44 | 0 | 1.0197 | GGT | -1 | 0.066127 | 44 | 44 |  |  |  |  | -0.066127 | -2.9096
5268 | LEON_LCPCT3 | 3 | South | YES | -0.017844 | 43 | 24 | 43 | 0 | 1.0197 | GGT | -1 | 0.066127 | 43 | 43 |  |  |  |  | -0.066127 | -2.8434
5269 | LEON_LCPCT4 | 4 | South | YES | -0.017844 | 45 | 24 | 45 | 0 | 1.0197 | GGT | -1 | 0.066127 | 45 | 45 |  |  |  |  | -0.066127 | -2.9757
5396 | CALAVER_OWS1 | 1 | South | YES | -0.017918 | 418 | 80 | 418 | 0 | 1.0192 | GST | -1 | 0.066201 | 418 | 418 |  |  |  |  | -0.066201 | -27.6719
5397 | CALAVER_OWS2 | 2 | South | YES | -0.017918 | 400 | 80 | 400 | 0 | 1.0192 | GST | -1 | 0.066201 | 400 | 400 |  |  |  |  | -0.066201 | -26.4803
7020 | L_AUSTPL1_1Y | 2 | South | YES | -0.017923 | 0 | 0 | 8 |  | 1 | Hydro | -1 | 0.066206 | 0 | 0 |  |  |  |  | -0.066206 | 0
7020 | L_AUSTPL1_1Y | 1 | South | YES | -0.017923 | 0 | 0 | 8 |  | 1 | Hydro | -1 | 0.066206 | 0 | 0 |  |  |  |  | -0.066206 | 0
5436 | TUTTL_WBT1G1 | 1 | South | YES | -0.017948 | 48.8 | 20 | 61 | 0 | 1.012 | GST | -1 | 0.066231 | 61 | 61 |  |  |  |  | -0.066231 | -4.0401
5438 | TUTTL_WBT3G3 | 3 | South | YES | -0.017948 | 95 | 25 | 95 | 0 | 1.012 | GST | -1 | 0.066231 | 95 | 95 |  |  |  |  | -0.066231 | -6.2919
5439 | TUTTL_WBT4G4 | 4 | South | YES | -0.017948 | 120.8 | 40 | 151 | 0 | 1.012 | GST | -1 | 0.066231 | 151 | 151 |  |  |  |  | -0.066231 | -10.0008
5028 | BRAUNIG_VHB3 | 3 | South | YES | -0.018031 | 407 | 60 | 407 | 0 | 1.0138 | GST | -1 | 0.066314 | 407 | 407 |  |  |  |  | -0.066314 | -26.9897
5111 | CALAVER_JTD1 | 1 | South | YES | -0.018049 | 430 | 80 | 430 | 0 | 1.0138 | LIGCO | -1 | 0.066332 | 0 | 430 |  |  |  |  | -0.066332 | 0
5112 | CALAVER_JTD2 | 2 | South | YES | -0.018049 | 430 | 80 | 430 | 0 | 1.0138 | LIGCO | -1 | 0.066332 | 0 | 430 |  |  |  |  | -0.066332 | 0
5476 | BRA_AVR1_CT1 | 1 | South | YES | -0.018171 | 155 | 90 | 155 | 0 | 1.017 | CC | -1 | 0.066454 | 155 | 155 |  |  |  |  | -0.066454 | -10.3003
5477 | BRA_AVR1_ST1 | 1 | South | YES | -0.018171 | 174 | 138 | 174 | 0 | 1.017 | CC | -1 | 0.066454 | 174 | 174 |  |  |  |  | -0.066454 | -11.5629
5478 | BRA_AVR1_CT2 | 1 | South | YES | -0.018171 | 155 | 90 | 155 | 0 | 1.017 | CC | -1 | 0.066454 | 155 | 155 |  |  |  |  | -0.066454 | -10.3003
7487 | L_CANYHY8_1Y | 1 | South | YES | -0.020168 | 0 | 0 | 6 |  | 1 | Hydro | -1 | 0.068451 | 0 | 0 |  |  |  |  | -0.068451 | 0
7031 | L_MARSFO1G1Y | 1 | South | YES | -0.024333 | 0 | 0 | 36 |  | 1 | Hydro | -1 | 0.072616 | 0 | 0 |  |  |  |  | -0.072616 | 0
7032 | L_MARSFO1G2Y | 2 | South | YES | -0.024333 | 0 | 0 | 35 |  | 1 | Hydro | -1 | 0.072616 | 0 | 0 |  |  |  |  | -0.072616 | 0
7033 | L_MARSFO1G3Y | 3 | South | YES | -0.024333 | 0 | 0 | 36 |  | 1 | Hydro | -1 | 0.072616 | 0 | 0 |  |  |  |  | -0.072616 | 0
7022 | L_BUCHAN1_1Y | 1 | South | YES | -0.037675 | 0 | 0 | 18 |  | 1 | Hydro | -1 | 0.085958 | 0 | 0 |  |  |  |  | -0.085958 | 0
7023 | L_BUCHAN1_2Y | 2 | South | YES | -0.037675 | 0 | 0 | 18 |  | 1 | Hydro | -1 | 0.085958 | 0 | 0 |  |  |  |  | -0.085958 | 0
7024 | L_BUCHAN1_3Y | 3 | South | YES | -0.037675 | 0 | 0 | 15 |  | 1 | Hydro | -1 | 0.085958 | 0 | 0 |  |  |  |  | -0.085958 | 0
7028 | L_MARBFA1_1Y | 1 | South | YES | -0.040539 | 0 | 0 | 18 |  | 1 | Hydro | -1 | 0.088822 | 0 | 0 |  |  |  |  | -0.088822 | 0
7029 | L_MARBFA1_2Y | 2 | South | YES | -0.040539 | 0 | 0 | 18 |  | 1 | Hydro | -1 | 0.088822 | 0 | 0 |  |  |  |  | -0.088822 | 0
7035 | L_WIRTZ_1G1Y | 1 | South | YES | -0.044536 | 0 | 0 | 29 |  | 1 | Hydro | -1 | 0.092819 | 0 | 0 |  |  |  |  | -0.092819 | 0
7036 | L_WIRTZ_1G2Y | 2 | South | YES | -0.044536 | 23 | 0 | 29.8 |  | 1 | Hydro | -1 | 0.092819 | 0 | 0 |  |  |  |  | -0.092819 | 0
7000 | L_FERGUS1_1Y | 1 | South | YES | -0.047685 | 400 | 65 | 423.3 | 0 | 1.015 | GSC | -1 | 0.095968 | 423.3 | 423.3 |  |  |  |  | -0.095968 | -40.6231
7026 | L_INKSDA1_1Y | 1 | South | YES | -0.058593 | 0 | 0 | 13.7 |  | 1 | Hydro | -1 | 0.10688 | 0 | 0 |  |  |  |  | -0.10688 | 0
Note on AL4: Zonal Cap - Zonal Impact

## Distributed Slack - Inc
Number of Bus | Name of Bus | ID | Area Name of Gen | AGC | P Sensitivity of Bus | Gen MW | Min MW | Max MW | V Sensitivity of Bus | Set Volt | Tech Type | Zone Impact | Zone Correlation | Inc Max | Dec Max | Souce S.F. Weighting | Souce Capacity | Sink S.F. Weighting | Sink Capacity | PTDF Calc | PTDF Weighting | Cumulative Concentrated Capacity | Cumulative Concentrated Impact
7026 | L_INKSDA1_1Y | 1 | South | YES | -0.058593 | 0 | 0 | 13.7 |  | 1 | Hydro | -1 | 0.10688 | 0 | 0 |  |  |  |  | -0.10688 | 0 | 0 | 0
7000 | L_FERGUS1_1Y | 1 | South | YES | -0.047685 | 400 | 65 | 423.3 | 0 | 1.015 | GSC | -1 | 0.095968 | 423.3 | 423.3 |  |  |  |  | -0.095968 | -40.6231 | 423.3 | 40.6231
7035 | L_WIRTZ_1G1Y | 1 | South | YES | -0.044536 | 0 | 0 | 29 |  | 1 | Hydro | -1 | 0.092819 | 0 | 0 |  |  |  |  | -0.092819 | 0
7036 | L_WIRTZ_1G2Y | 2 | South | YES | -0.044536 | 23 | 0 | 29.8 |  | 1 | Hydro | -1 | 0.092819 | 0 | 0 |  |  |  |  | -0.092819 | 0 |  |  | Weighted Shift Factors
7028 | L_MARBFA1_1Y | 1 | South | YES | -0.040539 | 0 | 0 | 18 |  | 1 | Hydro | -1 | 0.088822 | 0 | 0 |  |  |  |  | -0.088822 | 0 |  |  | West | 0.048283
7029 | L_MARBFA1_2Y | 2 | South | YES | -0.040539 | 0 | 0 | 18 |  | 1 | Hydro | -1 | 0.088822 | 0 | 0 |  |  |  |  | -0.088822 | 0 |  |  | North | 0.0093553
7022 | L_BUCHAN1_1Y | 1 | South | YES | -0.037675 | 0 | 0 | 18 |  | 1 | Hydro | -1 | 0.085958 | 0 | 0 |  |  |  |  | -0.085958 | 0 |  |  |  | 0.038927
7023 | L_BUCHAN1_2Y | 2 | South | YES | -0.037675 | 0 | 0 | 18 |  | 1 | Hydro | -1 | 0.085958 | 0 | 0 |  |  |  |  | -0.085958 | 0
7024 | L_BUCHAN1_3Y | 3 | South | YES | -0.037675 | 0 | 0 | 15 |  | 1 | Hydro | -1 | 0.085958 | 0 | 0 |  |  |  |  | -0.085958 | 0 |  |  | Line Cap | 100
7031 | L_MARSFO1G1Y | 1 | South | YES | -0.024333 | 0 | 0 | 36 |  | 1 | Hydro | -1 | 0.072616 | 0 | 0 |  |  |  |  | -0.072616 | 0 |  |  | Conc Gen | 423.3
7032 | L_MARSFO1G2Y | 2 | South | YES | -0.024333 | 0 | 0 | 35 |  | 1 | Hydro | -1 | 0.072616 | 0 | 0 |  |  |  |  | -0.072616 | 0 |  |  | Weighted Imp. | 40.6231
7033 | L_MARSFO1G3Y | 3 | South | YES | -0.024333 | 0 | 0 | 36 |  | 1 | Hydro | -1 | 0.072616 | 0 | 0 |  |  |  |  | -0.072616 | 0 |  |  | PTDF | 0.095968
7487 | L_CANYHY8_1Y | 1 | South | YES | -0.020168 | 0 | 0 | 6 |  | 1 | Hydro | -1 | 0.068451 | 0 | 0 |  |  |  |  | -0.068451 | 0
5476 | BRA_AVR1_CT1 | 1 | South | YES | -0.018171 | 155 | 90 | 155 | 0 | 1.017 | CC | -1 | 0.066454 | 155 | 155 |  |  |  |  | -0.066454 | -10.3003 |  |  | Concentration | 2.4653
5477 | BRA_AVR1_ST1 | 1 | South | YES | -0.018171 | 174 | 138 | 174 | 0 | 1.017 | CC | -1 | 0.066454 | 174 | 174 |  |  |  |  | -0.066454 | -11.5629
5478 | BRA_AVR1_CT2 | 1 | South | YES | -0.018171 | 155 | 90 | 155 | 0 | 1.017 | CC | -1 | 0.066454 | 155 | 155 |  |  |  |  | -0.066454 | -10.3003 |  |  |  | Fail
5111 | CALAVER_JTD1 | 1 | South | YES | -0.018049 | 430 | 80 | 430 | 0 | 1.0138 | LIGCO | -1 | 0.066332 | 0 | 430 |  |  |  |  | -0.066332 | 0
5112 | CALAVER_JTD2 | 2 | South | YES | -0.018049 | 430 | 80 | 430 | 0 | 1.0138 | LIGCO | -1 | 0.066332 | 0 | 430 |  |  |  |  | -0.066332 | 0
5028 | BRAUNIG_VHB3 | 3 | South | YES | -0.018031 | 407 | 60 | 407 | 0 | 1.0138 | GST | -1 | 0.066314 | 407 | 407 |  |  |  |  | -0.066314 | -26.9897
5436 | TUTTL_WBT1G1 | 1 | South | YES | -0.017948 | 48.8 | 20 | 61 | 0 | 1.012 | GST | -1 | 0.066231 | 61 | 61 |  |  |  |  | -0.066231 | -4.0401
5438 | TUTTL_WBT3G3 | 3 | South | YES | -0.017948 | 95 | 25 | 95 | 0 | 1.012 | GST | -1 | 0.066231 | 95 | 95 |  |  |  |  | -0.066231 | -6.2919
5439 | TUTTL_WBT4G4 | 4 | South | YES | -0.017948 | 120.8 | 40 | 151 | 0 | 1.012 | GST | -1 | 0.066231 | 151 | 151 |  |  |  |  | -0.066231 | -10.0008
7020 | L_AUSTPL1_1Y | 2 | South | YES | -0.017923 | 0 | 0 | 8 |  | 1 | Hydro | -1 | 0.066206 | 0 | 0 |  |  |  |  | -0.066206 | 0
7020 | L_AUSTPL1_1Y | 1 | South | YES | -0.017923 | 0 | 0 | 8 |  | 1 | Hydro | -1 | 0.066206 | 0 | 0 |  |  |  |  | -0.066206 | 0
5396 | CALAVER_OWS1 | 1 | South | YES | -0.017918 | 418 | 80 | 418 | 0 | 1.0192 | GST | -1 | 0.066201 | 418 | 418 |  |  |  |  | -0.066201 | -27.6719
5397 | CALAVER_OWS2 | 2 | South | YES | -0.017918 | 400 | 80 | 400 | 0 | 1.0192 | GST | -1 | 0.066201 | 400 | 400 |  |  |  |  | -0.066201 | -26.4803
5264 | LEON_LCP3G3 | 3 | South | YES | -0.017844 | 0 | 20 | 58 |  | 1.0197 | GST | -1 | 0.066127 | 58 | 58 |  |  |  |  | -0.066127 | -3.8353
5265 | LEON_LCP4G4 | 4 | South | YES | -0.017844 | 71.2 | 25 | 89 | 0 | 1.0197 | GST | -1 | 0.066127 | 89 | 89 |  |  |  |  | -0.066127 | -5.8853
5266 | LEON_LCPCT1 | 1 | South | YES | -0.017844 | 44 | 24 | 44 | 0 | 1.0197 | GGT | -1 | 0.066127 | 44 | 44 |  |  |  |  | -0.066127 | -2.9096
5267 | LEON_LCPCT2 | 2 | South | YES | -0.017844 | 44 | 24 | 44 | 0 | 1.0197 | GGT | -1 | 0.066127 | 44 | 44 |  |  |  |  | -0.066127 | -2.9096
5268 | LEON_LCPCT3 | 3 | South | YES | -0.017844 | 43 | 24 | 43 | 0 | 1.0197 | GGT | -1 | 0.066127 | 43 | 43 |  |  |  |  | -0.066127 | -2.8434
5269 | LEON_LCPCT4 | 4 | South | YES | -0.017844 | 45 | 24 | 45 | 0 | 1.0197 | GGT | -1 | 0.066127 | 45 | 45 |  |  |  |  | -0.066127 | -2.9757
5026 | BRAUNIG_VHB1 | 1 | South | YES | -0.017837 | 215 | 40 | 215 | 0 | 1.0192 | GST | -1 | 0.06612 | 215 | 215 |  |  |  |  | -0.06612 | -14.2157
5027 | BRAUNIG_VHB2 | 2 | South | YES | -0.017837 | 172.8 | 40 | 216 | 0 | 1.0192 | GST | -1 | 0.06612 | 216 | 216 |  |  |  |  | -0.06612 | -14.2819
5031 | BRA_VHBCT1 | 1 | South | YES | -0.017837 | 44 | 24 | 44 | 0 | 1.0192 | #N/A | -1 | 0.06612 | 44 | 44 |  |  |  |  | -0.06612 | -2.9093
5032 | BRA_VHBCT2 | 2 | South | YES | -0.017837 | 44 | 24 | 44 | 0 | 1.0192 | #N/A | -1 | 0.06612 | 44 | 44 |  |  |  |  | -0.06612 | -2.9093
5033 | BRA_VHBCT3 | 3 | South | YES | -0.017837 | 43 | 24 | 43 | 0 | 1.0192 | #N/A | -1 | 0.06612 | 43 | 43 |  |  |  |  | -0.06612 | -2.8431
5034 | BRA_VHBCT4 | 4 | South | YES | -0.017837 | 45 | 24 | 45 | 0 | 1.0192 | #N/A | -1 | 0.06612 | 45 | 45 |  |  |  |  | -0.06612 | -2.9754
7609 | L_SCHUMA8_1Y | 1 | South | YES | -0.017757 | 0 | 0 | 4 |  | 1 | Hydro | -1 | 0.06604 | 0 | 0 |  |  |  |  | -0.06604 | 0
5401 | CALAVER_JKS1 | 1 | South | YES | -0.017691 | 562 | 100 | 562 | 0 | 1.018 | LIGCO | -1 | 0.065974 | 0 | 562 |  |  |  |  | -0.065974 | 0
7605 | L_MCQUEE9_1Y | 3 | South | YES | -0.017419 | 0 | 0 | 2.8 |  | 1.025 | Hydro | -1 | 0.065702 | 0 | 0 |  |  |  |  | -0.065702 | 0
7605 | L_MCQUEE9_1Y | 2 | South | YES | -0.017419 | 0 | 0 | 2.4 |  | 1.025 | Hydro | -1 | 0.065702 | 0 | 0 |  |  |  |  | -0.065702 | 0
7605 | L_MCQUEE9_1Y | 1 | South | YES | -0.017419 | 0 | 0 | 2.4 |  | 1.025 | Hydro | -1 | 0.065702 | 0 | 0 |  |  |  |  | -0.065702 | 0
7014 | L_HAYSEN1_1Y | 1 | South | YES | -0.017317 | 223.9 | 74 | 223.9 | 0 | 1.008 | CC | -1 | 0.0656 | 223.9 | 223.9 |  |  |  |  | -0.0656 | -14.6878
7015 | L_HAYSEN1_2Y | 2 | South | YES | -0.017317 | 225 | 74 | 225 | 0 | 1.008 | CC | -1 | 0.0656 | 225 | 225 |  |  |  |  | -0.0656 | -14.7599
7016 | L_HAYSEN1_3Y | 3 | South | YES | -0.017317 | 224.6 | 74 | 224.6 | 0 | 1.008 | CC | -1 | 0.0656 | 224.6 | 224.6 |  |  |  |  | -0.0656 | -14.7337
7017 | L_HAYSEN1_4Y | 4 | South | YES | -0.017317 | 226.7 | 74 | 226.7 | 0 | 1.008 | CC | -1 | 0.0656 | 226.7 | 226.7 |  |  |  |  | -0.0656 | -14.8714
9000 | DECKR_G1 | 1 | South | YES | -0.017285 | 280 | 50 | 321 | 0 | 1.015 | GST | -1 | 0.065568 | 321 | 321 |  |  |  |  | -0.065568 | -21.0472
9001 | DECKR_G2 | 2 | South | YES | -0.017285 | 400 | 50 | 426 | 0 | 1.015 | GST | -1 | 0.065568 | 426 | 426 |  |  |  |  | -0.065568 | -27.9318
9016 | SANDH_G1 | 1 | South | YES | -0.017254 | 45 | 2 | 49 | 0 | 1.0175 | GGT | -1 | 0.065537 | 49 | 49 |  |  |  |  | -0.065537 | -3.2113
9017 | SANDH_G2 | 2 | South | YES | -0.017254 | 45 | 2 | 46 | 0 | 1.0175 | GGT | -1 | 0.065537 | 46 | 46 |  |  |  |  | -0.065537 | -3.0147
9018 | SANDH_G3 | 3 | South | YES | -0.017254 | 45 | 2 | 46 | 0 | 1.0175 | GGT | -1 | 0.065537 | 46 | 46 |  |  |  |  | -0.065537 | -3.0147
9019 | SANDH_G4 | 4 | South | YES | -0.017254 | 0 | 2 | 47 |  | 1.0175 | GGT | -1 | 0.065537 | 47 | 47 |  |  |  |  | -0.065537 | -3.0802
9020 | SANDHG5A | 5A | South | YES | -0.017254 | 150 | 84 | 155 | 0 | 1.0175 | CC | -1 | 0.065537 | 155 | 155 |  |  |  |  | -0.065537 | -10.1582
9021 | SANDHG5C | 5C | South | YES | -0.017254 | 140 | 0 | 148 | 0 | 1.0175 | CC | -1 | 0.065537 | 148 | 148 |  |  |  |  | -0.065537 | -9.6994
7810 | L_RIONOG1G1Y | 1 | South | YES | -0.017154 | 148 | 0 | 148 | 0 | 1.02 | CC | -1 | 0.065437 | 148 | 148 |  |  |  |  | -0.065437 | -9.6846
7811 | L_RIONOG1G2Y | 2 | South | YES | -0.017154 | 148 | 0 | 148 | 0 | 1.02 | CC | -1 | 0.065437 | 148 | 148 |  |  |  |  | -0.065437 | -9.6846
7812 | L_RIONOG1G3Y | 3 | South | YES | -0.017154 | 154 | 0 | 154 | 0 | 1.02 | CC | -1 | 0.065437 | 154 | 154 |  |  |  |  | -0.065437 | -10.0772
7813 | L_RIONOG1S1Y | 4 | South | YES | -0.017154 | 293 | 0 | 293 | 0 | 1.02 | CC | -1 | 0.065437 | 293 | 293 |  |  |  |  | -0.065437 | -19.1729
7800 | L_GUADGE1_1Y | 1 | South | YES | -0.017093 | 147 | 30 | 147 | 0 | 1.02 | CC | -1 | 0.065376 | 147 | 147 |  |  |  |  | -0.065376 | -9.6102
7801 | L_GUADGE1_2Y | 2 | South | YES | -0.017093 | 138 | 30 | 138 | 0 | 1.02 | CC | -1 | 0.065376 | 138 | 138 |  |  |  |  | -0.065376 | -9.0218
7802 | L_GUADGE1_3Y | 3 | South | YES | -0.017093 | 146 | 30 | 146 | 0 | 1.02 | CC | -1 | 0.065376 | 146 | 146 |  |  |  |  | -0.065376 | -9.5448
7803 | L_GUADGE1_4Y | 4 | South | YES | -0.017093 | 149 | 30 | 149 | 0 | 1.02 | CC | -1 | 0.065376 | 149 | 149 |  |  |  |  | -0.065376 | -9.741
7804 | L_GUADGE1_5Y | 5 | South | YES | -0.017093 | 182 | 30 | 182 | 0 | 1.02 | CC | -1 | 0.065376 | 182 | 182 |  |  |  |  | -0.065376 | -11.8984
7805 | L_GUADGE1_6Y | 6 | South | YES | -0.017093 | 203 | 30 | 203 | 0 | 1.02 | CC | -1 | 0.065376 | 203 | 203 |  |  |  |  | -0.065376 | -13.2713
9002 | DECKR_G3 | 3 | South | YES | -0.016885 | 0 | 24 | 42 |  | 1.015 | GGT | -1 | 0.065168 | 42 | 42 |  |  |  |  | -0.065168 | -2.737
9003 | DECKR_G4 | 4 | South | YES | -0.016885 | 44 | 24 | 44 | 0 | 1.015 | GGT | -1 | 0.065168 | 44 | 44 |  |  |  |  | -0.065168 | -2.8674
9004 | DECKR_G5 | 5 | South | YES | -0.016885 | 44 | 24 | 44 | 0 | 1.015 | GGT | -1 | 0.065168 | 44 | 44 |  |  |  |  | -0.065168 | -2.8674
9005 | DECKR_G6 | 6 | South | YES | -0.016885 | 44 | 24 | 47 | 0 | 1.015 | GGT | -1 | 0.065168 | 47 | 47 |  |  |  |  | -0.065168 | -3.0629
7624 | L_LAKEWO9_1Y | 1 | South | YES | -0.016383 | 0 | 0 | 2.4 |  | 1 | Hydro | -1 | 0.064666 | 0 | 0 |  |  |  |  | -0.064666 | 0
7624 | L_LAKEWO9_1Y | 2 | South | YES | -0.016383 | 0 | 0 | 2.4 |  | 1 | Hydro | -1 | 0.064666 | 0 | 0 |  |  |  |  | -0.064666 | 0
5903 | SANMIGUELGEN | 1 | South | YES | -0.01571 | 396.3 | 180 | 396.3 | 0 | 1.0331 | LIGCO | -1 | 0.063993 | 0 | 396.3 |  |  |  |  | -0.063993 | 0
7004 | L_SIMGID1_1Y | 1 | South | YES | -0.015585 | 132 | 40 | 132 | 0 | 1.02 | GST | -1 | 0.063868 | 132 | 132 |  |  |  |  | -0.063868 | -8.4305
7005 | L_SIMGID1_2Y | 2 | South | YES | -0.015585 | 133 | 32 | 139 | 0 | 1.02 | GST | -1 | 0.063868 | 139 | 139 |  |  |  |  | -0.063868 | -8.8776
7006 | L_SIMGID1_3Y | 3 | South | YES | -0.015585 | 324.9 | 60 | 329 | 0 | 1.02 | GST | -1 | 0.063868 | 329 | 329 |  |  |  |  | -0.063868 | -21.0125
8189 | CUECPL2A | 1 | South | YES | -0.015268 | 12 | 0 | 12 | 0 | 1.02 | Cogen | -1 | 0.063551 | 0 | 0 |  |  |  |  | -0.063551 | 0
7807 | L_BASTEN1_1Y | 1 | South | YES | -0.014469 | 152.5 | 83.5 | 152.5 | 0 | 1.004 | CC | -1 | 0.062752 | 152.5 | 152.5 |  |  |  |  | -0.062752 | -9.5696
7808 | L_BASTEN1_2Y | 1 | South | YES | -0.014469 | 149.5 | 83.5 | 149.5 | 0 | 1.004 | CC | -1 | 0.062752 | 149.5 | 149.5 |  |  |  |  | -0.062752 | -9.3814
7809 | L_BASTEN1_3Y | 1 | South | YES | -0.014469 | 232.6 | 42 | 232.6 | 0 | 1.004 | CC | -1 | 0.062752 | 232.6 | 232.6 |  |  |  |  | -0.062752 | -14.596
8161 | COLETO0A | 1 | South | YES | -0.014355 | 633 | 200 | 633 | 0 | 1.03 | LIGCO | -1 | 0.062638 | 0 | 633 |  |  |  |  | -0.062638 | 0
7303 | L_WPPGS12_1Y | 1 | South | YES | -0.014264 | 50 | 0 | 50 | 0 | 1.025 | GGT | -1 | 0.062547 | 50 | 50 |  |  |  |  | -0.062547 | -3.1273
7303 | L_WPPGS12_1Y | 2 | South | YES | -0.014264 | 50 | 0 | 50 | 0 | 1.025 | GGT | -1 | 0.062547 | 50 | 50 |  |  |  |  | -0.062547 | -3.1273
7305 | L_WPPGS34_1Y | 4 | South | YES | -0.014264 | 50 | 0 | 50 | 0 | 1.025 | GGT | -1 | 0.062547 | 50 | 50 |  |  |  |  | -0.062547 | -3.1273
7305 | L_WPPGS34_1Y | 3 | South | YES | -0.014264 | 50 | 0 | 50 | 0 | 1.025 | GGT | -1 | 0.062547 | 50 | 50 |  |  |  |  | -0.062547 | -3.1273
88198 | BEEVILLE | F | South | YES | -0.014234 | 0 | 0 | 0 | 0 | 1.02 | AVR | -1 | 0.062517 | 0 | 0 |  |  |  |  | -0.062517 | 0
8517 | CELANEBI0A | 1 | South | YES | -0.013655 | 29 | 0 | 29 | 0 | 1.02 | Cogen | -1 | 0.061938 | 0 | 0 |  |  |  |  | -0.061938 | 0
8511 | OXY_CC0A | 1 | South | YES | -0.013642 | 30.3 | 0 | 38 |  | 1.027 | Cogen | -1 | 0.061925 | 0 | 0 |  |  |  |  | -0.061925 | 0
80080 | GWINDT11A | 2 | South | YES | -0.013636 | 17.7 | 0 | 41 | 0 | 1.025 | Wind | -1 | 0.061919 | 0 | 41 |  |  |  |  | -0.061919 | 0
80080 | GWINDT11A | 1 | South | YES | -0.013636 | 40.6 | 0 | 94 | 0 | 1.025 | Wind | -1 | 0.061919 | 0 | 94 |  |  |  |  | -0.061919 | 0
80080 | GWINDT11A | 3 | South | YES | -0.013636 | 16.4 | 0 | 38 | 0 | 1.025 | Wind | -1 | 0.061919 | 0 | 38 |  |  |  |  | -0.061919 | 0
80080 | GWINDT11A | 4 | South | YES | -0.013636 | 8.2 | 0 | 19 | 0 | 1.025 | Wind | -1 | 0.061919 | 0 | 19 |  |  |  |  | -0.061919 | 0
80081 | GWINDT21A | 4 | South | YES | -0.013636 | 9.5 | 0 | 22 | 0 | 1.025 | Wind | -1 | 0.061919 | 0 | 22 |  |  |  |  | -0.061919 | 0
80081 | GWINDT21A | 1 | South | YES | -0.013636 | 40.6 | 0 | 94 | 0 | 1.025 | Wind | -1 | 0.061919 | 0 | 94 |  |  |  |  | -0.061919 | 0
80081 | GWINDT21A | 2 | South | YES | -0.013636 | 15.5 | 0 | 36 | 0 | 1.025 | Wind | -1 | 0.061919 | 0 | 36 |  |  |  |  | -0.061919 | 0
80081 | GWINDT21A | 3 | South | YES | -0.013636 | 18.6 | 0 | 43 | 0 | 1.025 | Wind | -1 | 0.061919 | 0 | 43 |  |  |  |  | -0.061919 | 0
80180 | PNSCALT11A | 1 | South | YES | -0.013636 | 63 | 0 | 146 | 0 | 1.025 | Wind | -1 | 0.061919 | 0 | 146 |  |  |  |  | -0.061919 | 0
80180 | PNSCALT11A | 2 | South | YES | -0.013636 | 21.6 | 0 | 50 | 0 | 1.025 | Wind | -1 | 0.061919 | 0 | 50 |  |  |  |  | -0.061919 | 0
80181 | PNSCALT21A | 1 | South | YES | -0.013636 | 23.7 | 0 | 55 | 0 | 1.025 | Wind | -1 | 0.061919 | 0 | 55 |  |  |  |  | -0.061919 | 0
80181 | PNSCALT21A | 2 | South | YES | -0.013636 | 21.6 | 0 | 50 | 0 | 1.025 | Wind | -1 | 0.061919 | 0 | 50 |  |  |  |  | -0.061919 | 0
8461 | KOCH_UP0A | 1 | South | YES | -0.013627 | 38 | 0 | 38 | 0 | 1.012 | Cogen | -1 | 0.06191 | 0 | 0 |  |  |  |  | -0.06191 | 0
8459 | B_DAVIS0B | MB | South | YES | -0.013626 | 0 | 50 | 339 |  | 1.03 | GSC | -1 | 0.061909 | 0 | 0 |  |  |  |  | -0.061909 | 0
8460 | B_DAVIS0A | MB | South | YES | -0.013626 | 0 | 50 | 340 |  | 1.03 | GSC | -1 | 0.061909 | 0 | 0 |  |  |  |  | -0.061909 | 0
8506 | VAL #1 | 1 | South | YES | -0.013621 | 20.9 | 0 | 25 | 0 | 1.0055 | Cogen | -1 | 0.061904 | 0 | 0 |  |  |  |  | -0.061904 | 0
8507 | VAL #2 | 2 | South | YES | -0.013621 | 20.9 | 0 | 25 | 0 | 1.0055 | Cogen | -1 | 0.061904 | 0 | 0 |  |  |  |  | -0.061904 | 0
8456 | COSW#1 | 1 | South | YES | -0.013611 | 20 | 0 | 20 | 0 | 1.027 | Cogen | -1 | 0.061894 | 0 | 0 |  |  |  |  | -0.061894 | 0
8457 | COSW#2 | 2 | South | YES | -0.013611 | 14 | 0 | 14 | 0 | 1.027 | Cogen | -1 | 0.061894 | 0 | 0 |  |  |  |  | -0.061894 | 0
8560 | CNOPGT1 | 1 | South | YES | -0.013605 | 148.3 | 0 | 148.3 | 0 | 1.03 | Cogen | -1 | 0.061888 | 0 | 0 |  |  |  |  | -0.061888 | 0
8561 | CNOPGT2 | 2 | South | YES | -0.013605 | 148.6 | 0 | 148.6 | 0 | 1.03 | Cogen | -1 | 0.061888 | 0 | 0 |  |  |  |  | -0.061888 | 0
8562 | CNOPST1 | 3 | South | YES | -0.013605 | 153 | 0 | 153 | 0 | 1.03 | Cogen | -1 | 0.061888 | 0 | 0 |  |  |  |  | -0.061888 | 0
5932 | SI_RAY9 | 9 | South | YES | -0.013577 | 32 | 32 | 38 | 0 | 1.035 | CC | -1 | 0.06186 | 38 | 38 |  |  |  |  | -0.06186 | -2.3507
5933 | SI_RAY6 | 6 | South | YES | -0.013577 | 15.4 | 10 | 19.3 | 0 | 1.035 | GST | -1 | 0.06186 | 19.3 | 19.3 |  |  |  |  | -0.06186 | -1.1939
5935 | SI_RAY10 | 10 | South | YES | -0.013577 | 47 | 10 | 47 | 0 | 1.03 | CC | -1 | 0.06186 | 47 | 47 |  |  |  |  | -0.06186 | -2.9074
80003 | MILHWYS | F | South | YES | -0.013577 | 0 | 0 | 0 | 0 | 1.0168 | AVR | -1 | 0.06186 | 0 | 0 |  |  |  |  | -0.06186 | 0
7007 | L_LOSTPI1_1Y | 1 | South | YES | -0.013544 | 158.6 | 110 | 158 | 0 | 1 | CC | -1 | 0.061827 | 158 | 158 |  |  |  |  | -0.061827 | -9.7686
7008 | L_LOSTPI1_2Y | 2 | South | YES | -0.013544 | 157.7 | 107 | 160 | 0 | 1 | CC | -1 | 0.061827 | 160 | 160 |  |  |  |  | -0.061827 | -9.8923
7009 | L_LOSTPI1_3Y | 3 | South | YES | -0.013544 | 173.9 | 72 | 175 | 0 | 1 | CC | -1 | 0.061827 | 175 | 175 |  |  |  |  | -0.061827 | -10.8197
8173 | VICEC51A | 5 | South | YES | -0.01353 | 144 | 18 | 144 | 0 | 1.025 | CC | -1 | 0.061813 | 144 | 144 |  |  |  |  | -0.061813 | -8.901
8174 | VICEC61A | 6 | South | YES | -0.01353 | 188 | 42 | 188 | 0 | 1.025 | CC | -1 | 0.061813 | 188 | 188 |  |  |  |  | -0.061813 | -11.6208
8926 | LGE_GT10A | 1 | South | YES | -0.0135 | 158 | 0 | 158 | 0 | 1.03 | Cogen | -1 | 0.061783 | 0 | 0 |  |  |  |  | -0.061783 | 0
8927 | LGE_GT20A | 2 | South | YES | -0.0135 | 153 | 0 | 153 | 0 | 1.03 | Cogen | -1 | 0.061783 | 0 | 0 |  |  |  |  | -0.061783 | 0
8928 | LGE_STG0A | 3 | South | YES | -0.0135 | 100 | 0 | 100 | 0 | 1.03 | Cogen | -1 | 0.061783 | 0 | 0 |  |  |  |  | -0.061783 | 0
8930 | ICPGN10A | 1 | South | YES | -0.0135 | 149 | 0 | 149 | 0 | 1.03 | Cogen | -1 | 0.061783 | 0 | 0 |  |  |  |  | -0.061783 | 0
8931 | ICPGN20A | 2 | South | YES | -0.0135 | 150 | 0 | 150 | 0 | 1.03 | Cogen | -1 | 0.061783 | 0 | 0 |  |  |  |  | -0.061783 | 0
8932 | ICPGN30A | 3 | South | YES | -0.0135 | 127 | 0 | 127 | 0 | 1.03 | Cogen | -1 | 0.061783 | 0 | 0 |  |  |  |  | -0.061783 | 0
80223 | REYSHR G | 1 | South | YES | -0.0135 | 12 | 0 | 12 | 0 | 1.032 | Cogen | -1 | 0.061783 | 0 | 0 |  |  |  |  | -0.061783 | 0
8936 | MVGN#1 | 1 | South | YES | -0.013471 | 216.6 | 0 | 216.6 | 0 | 1.0304 | CC | -1 | 0.061754 | 216.6 | 216.6 |  |  |  |  | -0.061754 | -13.3758
8937 | MVGN#2 | 2 | South | YES | -0.013471 | 216.7 | 0 | 216.7 | 0 | 1.0304 | CC | -1 | 0.061754 | 216.7 | 216.7 |  |  |  |  | -0.061754 | -13.382
8938 | MVGN#3 | 3 | South | YES | -0.013471 | 250.9 | 0 | 250.9 | 0 | 1.0304 | CC | -1 | 0.061754 | 250.9 | 250.9 |  |  |  |  | -0.061754 | -15.494
8981 | HECN1 | 1 | South | YES | -0.013471 | 144.8 | 0 | 144.8 | 0 | 1.0304 | CC | -1 | 0.061754 | 144.8 | 144.8 |  |  |  |  | -0.061754 | -8.9419
8982 | HECN2 | 2 | South | YES | -0.013471 | 144.1 | 0 | 144.1 | 0 | 1.0304 | CC | -1 | 0.061754 | 144.1 | 144.1 |  |  |  |  | -0.061754 | -8.8987
8983 | HECN3 | 3 | South | YES | -0.013471 | 171.9 | 0 | 171.9 | 0 | 1.0304 | CC | -1 | 0.061754 | 171.9 | 171.9 |  |  |  |  | -0.061754 | -10.6155
5508 | RAYBURNCC9 | 1 | South | YES | -0.013419 | 47.7 | 18.2 | 47.7 | 0 | 1.0296 | CC | -1 | 0.061702 | 47.7 | 47.7 |  |  |  |  | -0.061702 | -2.9432
5509 | RAYBURNCC10 | 1 | South | YES | -0.013419 | 37.3 | 5.2 | 37.3 | 0 | 1.0296 | CC | -1 | 0.061702 | 37.3 | 37.3 |  |  |  |  | -0.061702 | -2.3015
5511 | RAYBURNCC7 | 1 | South | YES | -0.013419 | 47.5 | 18.2 | 47.5 | 0 | 1.0296 | CC | -1 | 0.061702 | 47.5 | 47.5 |  |  |  |  | -0.061702 | -2.9308
5512 | RAYBURNCC8 | 1 | South | YES | -0.013419 | 49.3 | 18.2 | 49.3 | 0 | 1.0296 | CC | -1 | 0.061702 | 49.3 | 49.3 |  |  |  |  | -0.061702 | -3.0419
8066 | DUP1V#1 | 1 | South | YES | -0.013396 | 52.3 | 0 | 73 | 0 | 1.01 | Cogen | -1 | 0.061679 | 0 | 0 |  |  |  |  | -0.061679 | 0
7012 | L_FPPYD21_3Y | 3 | South | YES | -0.013377 | 427.5 | 200 | 436 | 0 | 1.02 | LIGCO | -1 | 0.06166 | 0 | 436 |  |  |  |  | -0.06166 | 0
7010 | L_FPPYD11_1Y | 1 | South | YES | -0.013375 | 547.4 | 200 | 606 | 0 | 1.02 | LIGCO | -1 | 0.061658 | 0 | 606 |  |  |  |  | -0.061658 | 0
7011 | L_FPPYD11_2Y | 2 | South | YES | -0.013375 | 552.2 | 200 | 598 | 0 | 1.02 | LIGCO | -1 | 0.061658 | 0 | 598 |  |  |  |  | -0.061658 | 0
8933 | FGNTS001 | 1 | South | YES | -0.013329 | 146.5 | 0 | 146.5 | 0 | 1.03 | CC | -1 | 0.061612 | 146.5 | 146.5 |  |  |  |  | -0.061612 | -9.0261
8934 | FGNTS101 | 2 | South | YES | -0.013329 | 147.9 | 0 | 147.9 | 0 | 1.03 | CC | -1 | 0.061612 | 147.9 | 147.9 |  |  |  |  | -0.061612 | -9.1124
8935 | FGNTS201 | 3 | South | YES | -0.013329 | 173 | 0 | 173 | 0 | 1.03 | CC | -1 | 0.061612 | 173 | 173 |  |  |  |  | -0.061612 | -10.6588
5503 | RAYBURNGEN3 | 1 | South | YES | -0.013247 | 17.6 | 6 | 22 | 0 | 1.0223 | GST | -1 | 0.06153 | 22 | 22 |  |  |  |  | -0.06153 | -1.3537
5505 | RAYBURNGEN1 | 1 | South | YES | -0.013247 | 0 | 1 | 11 |  | 1.0223 | GGT | -1 | 0.06153 | 11 | 11 |  |  |  |  | -0.06153 | -0.67683
5506 | RAYBURNGEN2 | 1 | South | YES | -0.013247 | 0 | 1 | 11 |  | 1.0223 | GGT | -1 | 0.06153 | 11 | 11 |  |  |  |  | -0.06153 | -0.67683
80224 | VISTRONG1 | 1 | South | YES | -0.013165 | 13.1 | 0 | 15 | 0 | 1.01 | Cogen | -1 | 0.061448 | 0 | 0 |  |  |  |  | -0.061448 | 0
80225 | VISTRONG2 | 2 | South | YES | -0.013165 | 20.2 | 0 | 23 | 0 | 1.01 | Cogen | -1 | 0.061448 | 0 | 0 |  |  |  |  | -0.061448 | 0
80227 | AIRCO G | 1 | South | YES | -0.013082 | 7.2 | 0 | 8 | 0 | 1.0104 | Cogen | -1 | 0.061365 | 0 | 0 |  |  |  |  | -0.061365 | 0
8147 | UCAR #2 | 10 | South | YES | -0.013032 | 18.2 | 0 | 28 |  | 1 | Cogen | -1 | 0.061315 | 0 | 0 |  |  |  |  | -0.061315 | 0
8148 | UCAR #1 | 2 | South | YES | -0.013032 | 6.1 | 0 | 7 | 0 | 1.009 | Cogen | -1 | 0.061315 | 0 | 0 |  |  |  |  | -0.061315 | 0
80137 | CSDR89 | 9 | South | YES | -0.013032 | 0 | 0 | 15 |  | 1.003 | DCTie | -1 | 0.061315 | 0 | 0 |  |  |  |  | -0.061315 | 0
80137 | CSDR89 | 8 | South | YES | -0.013032 | 33.9 | 0 | 39 |  | 1.003 | DCTie | -1 | 0.061315 | 0 | 0 |  |  |  |  | -0.061315 | 0
80138 | CSDR7 | 7 | South | YES | -0.013032 | 6.1 | 0 | 7 | 0 | 1.014 | DCTie | -1 | 0.061315 | 0 | 0 |  |  |  |  | -0.061315 | 0
80139 | CSDR56 | 5 | South | YES | -0.013032 | 15 | 0 | 15 |  | 1.0033 | DCTie | -1 | 0.061315 | 0 | 0 |  |  |  |  | -0.061315 | 0
80139 | CSDR56 | 6 | South | YES | -0.013032 | 0 | 0 | 39 |  | 1.0033 | DCTie | -1 | 0.061315 | 0 | 0 |  |  |  |  | -0.061315 | 0
80140 | CSDR11 | 11 | South | YES | -0.013032 | 33.9 | 0 | 39 | 0 | 1.03 | DCTie | -1 | 0.061315 | 0 | 0 |  |  |  |  | -0.061315 | 0
88508 | FALFURRI | F | South | YES | -0.012926 | 0 | 0 | 0 | 0 | 1 | AVR | -1 | 0.061209 | 0 | 0 |  |  |  |  | -0.061209 | 0
80226 | ALCOA G | 1 | South | YES | -0.012709 | 32.3 | 5 | 48 | 0 | 1.015 | Cogen | -1 | 0.060992 | 0 | 0 |  |  |  |  | -0.060992 | 0
8134 | FOR #1 | 1 | South | YES | -0.01261 | 54.1 | 45 | 79 | 0 | 1.03 | Cogen | -1 | 0.060893 | 0 | 0 |  |  |  |  | -0.060893 | 0
8138 | FOR #2 | 2 | South | YES | -0.01261 | 63.1 | 45 | 81 | 0 | 1.03 | Cogen | -1 | 0.060893 | 0 | 0 |  |  |  |  | -0.060893 | 0
8153 | FOR #3 | 3 | South | YES | -0.01261 | 63.1 | 45 | 79.9 | 0 | 1.03 | Cogen | -1 | 0.060893 | 0 | 0 |  |  |  |  | -0.060893 | 0
8154 | FOR #4 | 4 | South | YES | -0.01261 | 63.1 | 60 | 80 | 0 | 1.03 | Cogen | -1 | 0.060893 | 0 | 0 |  |  |  |  | -0.060893 | 0
8155 | FOR #5 | 5 | South | YES | -0.01261 | 63.1 | 60 | 78.4 | 0 | 1.03 | Cogen | -1 | 0.060893 | 0 | 0 |  |  |  |  | -0.060893 | 0
8156 | FOR #6 | 6 | South | YES | -0.01261 | 24.9 | 5 | 25 | 0 | 1.03 | Cogen | -1 | 0.060893 | 0 | 0 |  |  |  |  | -0.060893 | 0
8157 | FOR #7 | 7 | South | YES | -0.01261 | 28.8 | 5 | 46 | 0 | 1.03 | Cogen | -1 | 0.060893 | 0 | 0 |  |  |  |  | -0.060893 | 0
80051 | FOR #8 | 8 | South | YES | -0.01261 | 28 | 28 | 28 | 0 | 1.016 | Cogen | -1 | 0.060893 | 0 | 0 |  |  |  |  | -0.060893 | 0
80052 | FOR #9 | 9 | South | YES | -0.01261 | 29.7 | 5 | 43.6 | 0 | 1.03 | Cogen | -1 | 0.060893 | 0 | 0 |  |  |  |  | -0.060893 | 0
80053 | FOR #10 | 10 | South | YES | -0.01261 | 68.4 | 45 | 75 | 0 | 1.03 | Cogen | -1 | 0.060893 | 0 | 0 |  |  |  |  | -0.060893 | 0
5728 | FALCONHYDRO2 | 2 | South | YES | -0.012464 | 12 | 0 | 12 | 0 | 1.0227 | Hydro | -1 | 0.060747 | 0 | 0 |  |  |  |  | -0.060747 | 0
5729 | FALCONHYDRO3 | 3 | South | YES | -0.012464 | 11 | 0 | 11 | 0 | 1.0227 | Hydro | -1 | 0.060747 | 0 | 0 |  |  |  |  | -0.060747 | 0
8048 | FALCONHYDRO1 | 1 | South | YES | -0.012464 | 12 | 0 | 12 | 0 | 1.0227 | Hydro | -1 | 0.060747 | 0 | 0 |  |  |  |  | -0.060747 | 0
5890 | PEARSALLGEN1 | 1 | South | YES | -0.012447 | 19.2 | 6 | 24 | 0 | 1.0161 | GST | -1 | 0.06073 | 24 | 24 |  |  |  |  | -0.06073 | -1.4575
5891 | PEARSALLGEN2 | 1 | South | YES | -0.012447 | 19.4 | 6 | 24.3 | 0 | 1.0161 | GST | -1 | 0.06073 | 24.3 | 24.3 |  |  |  |  | -0.06073 | -1.4757
5892 | PEARSALLGEN3 | 1 | South | YES | -0.012447 | 19.1 | 6 | 23.9 | 0 | 1.0161 | GST | -1 | 0.06073 | 23.9 | 23.9 |  |  |  |  | -0.06073 | -1.4514
88299 | ZAPATA | F | South | YES | -0.011636 | 0 | 0 | 0 | 0 | 1.02 | BLT | -1 | 0.059919 | 0 | 0 |  |  |  |  | -0.059919 | 0
80012 | LAR | F | South | YES | -0.010434 | 0 | 0 | 0 | 0 | 1.04 | DCTie | -1 | 0.058717 | 0 | 0 |  |  |  |  | -0.058717 | 0
80265 | LARECU40A | 4 | South | YES | -0.010434 | 80 | 0 | 100 |  | 1.039 | GGT | -1 | 0.058717 | 100 | 100 |  |  |  |  | -0.058717 | -5.8717
80266 | LARECU50A | 5 | South | YES | -0.010434 | 80 | 0 | 100 |  | 1.039 | GGT | -1 | 0.058717 | 100 | 100 |  |  |  |  | -0.058717 | -5.8717
3432 | SANDOW_4G | 4 | South | YES | -0.009779 | 580 | 225 | 580 | 0 | 1.029 | LIGCO | -1 | 0.058062 | 0 | 580 |  |  |  |  | -0.058062 | 0
13432 | SANDOW_5G | 5 | South | YES | -0.009779 | 581 | 225 | 581 | 0 | 1.029 | LIGCO | -1 | 0.058062 | 0 | 581 |  |  |  |  | -0.058062 | 0
5911 | STP_GN1___1 | 1 | Houston | YES | -0.009189 | 1333 | 1249 | 1333 | 0 | 1.0406 | Nuc | -1 | 0.057472 | 0 | 0 |  |  |  |  | -0.057472 | 0
5912 | STP_GN2___2 | 2 | Houston | YES | -0.009189 | 1332 | 1249 | 1332 | 0 | 1.0406 | Nuc | -1 | 0.057472 | 0 | 0 |  |  |  |  | -0.057472 | 0
48731 | CBE_GT1 | 1 | Houston | YES | -0.008882 | 76 | 0 | 76 | 0 | 1.029 | CC | -1 | 0.057165 | 76 | 76 |  |  |  |  | -0.057165 | -4.3445
48732 | CBE_GT2 | 1 | Houston | YES | -0.008882 | 76 | 0 | 76 | 0 | 1.029 | CC | -1 | 0.057165 | 76 | 76 |  |  |  |  | -0.057165 | -4.3445
48733 | CBE_ST12 | 1 | Houston | YES | -0.008882 | 105 | 0 | 105 | 0 | 1.029 | CC | -1 | 0.057165 | 105 | 105 |  |  |  |  | -0.057165 | -6.0023
48734 | CBE_GT3 | 1 | Houston | YES | -0.008882 | 76 | 0 | 76 | 0 | 1.029 | CC | -1 | 0.057165 | 76 | 76 |  |  |  |  | -0.057165 | -4.3445
48735 | CBE_GT4 | 1 | Houston | YES | -0.008882 | 76 | 0 | 76 | 0 | 1.029 | CC | -1 | 0.057165 | 76 | 76 |  |  |  |  | -0.057165 | -4.3445
48736 | CBE_ST34 | 1 | Houston | YES | -0.008882 | 105 | 0 | 105 | 0 | 1.029 | CC | -1 | 0.057165 | 105 | 105 |  |  |  |  | -0.057165 | -6.0023
48911 | TGF_GT1_8000 | 1 | Houston | YES | -0.008639 | 69.2 | 0 | 69.2 |  | 1.029 | Cogen | -1 | 0.056922 | 0 | 0 |  |  |  |  | -0.056922 | 0
49851 | DOW17000 | 37 | Houston | YES | -0.007623 | 39 | 0 | 62 | 0 | 1 | Cogen | -1 | 0.055906 | 0 | 0 |  |  |  |  | -0.055906 | 0
49858 | DOW38100 | 31 | Houston | YES | -0.007623 | 45 | 0 | 71.4 |  | 1 | Cogen | -1 | 0.055906 | 0 | 0 |  |  |  |  | -0.055906 | 0
49859 | DOW38200 | 33 | Houston | YES | -0.007623 | 28 | 0 | 45 | 0 | 1 | Cogen | -1 | 0.055906 | 0 | 0 |  |  |  |  | -0.055906 | 0
49860 | DOW38300 | 32 | Houston | YES | -0.007623 | 63 | 0 | 101 |  | 1 | Cogen | -1 | 0.055906 | 0 | 0 |  |  |  |  | -0.055906 | 0
49862 | DOW39100 | 36 | Houston | YES | -0.007623 | 54 | 0 | 86 | 0 | 1 | Cogen | -1 | 0.055906 | 0 | 0 |  |  |  |  | -0.055906 | 0
49863 | DOW39200 | 35 | Houston | YES | -0.007623 | 55 | 0 | 88 | 0 | 1 | Cogen | -1 | 0.055906 | 0 | 0 |  |  |  |  | -0.055906 | 0
49865 | DOW41000 | 41 | Houston | YES | -0.007623 | 31 | 0 | 50 |  | 1 | Cogen | -1 | 0.055906 | 0 | 0 |  |  |  |  | -0.055906 | 0
49866 | DOW42000 | 42 | Houston | YES | -0.007623 | 11 | 0 | 18 |  | 1 | Cogen | -1 | 0.055906 | 0 | 0 |  |  |  |  | -0.055906 | 0
49869 | DOW49000 | 45 | Houston | YES | -0.007623 | 59 | 0 | 94 |  | 1 | Cogen | -1 | 0.055906 | 0 | 0 |  |  |  |  | -0.055906 | 0
49870 | DOW61000 | 61 | Houston | YES | -0.007623 | 44 | 0 | 70 | 0 | 1 | Cogen | -1 | 0.055906 | 0 | 0 |  |  |  |  | -0.055906 | 0
49871 | DOW62000 | 62 | Houston | YES | -0.007623 | 40 | 0 | 63 | 0 | 1 | Cogen | -1 | 0.055906 | 0 | 0 |  |  |  |  | -0.055906 | 0
49872 | DOW63000 | 63 | Houston | YES | -0.007623 | 45 | 0 | 72 | 0 | 1 | Cogen | -1 | 0.055906 | 0 | 0 |  |  |  |  | -0.055906 | 0
49873 | DOW64000 | 64 | Houston | YES | -0.007623 | 41 | 0 | 64.8 | 0 | 1 | Cogen | -1 | 0.055906 | 0 | 0 |  |  |  |  | -0.055906 | 0
49876 | DOW65000 | 65 | Houston | YES | -0.007623 | 63 | 0 | 101 | 0 | 1 | Cogen | -1 | 0.055906 | 0 | 0 |  |  |  |  | -0.055906 | 0
49877 | DOW66000 | 66 | Houston | YES | -0.007623 | 61 | 0 | 97 | 0 | 1 | Cogen | -1 | 0.055906 | 0 | 0 |  |  |  |  | -0.055906 | 0
49878 | DOW67000 | 67 | Houston | YES | -0.007623 | 65 | 0 | 103 | 0 | 1 | Cogen | -1 | 0.055906 | 0 | 0 |  |  |  |  | -0.055906 | 0
49882 | DOW81000 | 81 | Houston | YES | -0.007623 | 47 | 0 | 76 | 0 | 1 | Cogen | -1 | 0.055906 | 0 | 0 |  |  |  |  | -0.055906 | 0
49884 | DOW82000 | 82 | Houston | YES | -0.007623 | 51 | 0 | 80 | 0 | 1 | Cogen | -1 | 0.055906 | 0 | 0 |  |  |  |  | -0.055906 | 0
49885 | DOW83000 | 83 | Houston | YES | -0.007623 | 51 | 0 | 80 | 0 | 1 | Cogen | -1 | 0.055906 | 0 | 0 |  |  |  |  | -0.055906 | 0
49886 | DOW84000 | 84 | Houston | YES | -0.007623 | 107 | 0 | 171 | 0 | 0.98 | Cogen | -1 | 0.055906 | 0 | 0 |  |  |  |  | -0.055906 | 0
48520 | BSF_GT1_8070 | 1 | Houston | YES | -0.007319 | 72 | 0 | 72 | 0 | 1.0326 | Cogen | -1 | 0.055602 | 0 | 0 |  |  |  |  | -0.055602 | 0
48520 | BSF_GT1_8070 | 2 | Houston | YES | -0.007319 | 10 | 0 | 10 | 0 | 1.0326 | Cogen | -1 | 0.055602 | 0 | 0 |  |  |  |  | -0.055602 | 0
39760 | TNSCLP1___8 | 1 | Houston | YES | -0.007066 | 93.4 | 20 | 116.8 | 0 | 1.04 | Cogen | -1 | 0.055349 | 0 | 0 |  |  |  |  | -0.055349 | 0
39770 | TNSCLP2___8 | 1 | Houston | YES | -0.007066 | 91.6 | 20 | 114.5 | 0 | 1.04 | Cogen | -1 | 0.055349 | 0 | 0 |  |  |  |  | -0.055349 | 0
39775 | TNSCLP4___8 | 1 | Houston | YES | -0.007066 | 95.2 | 20 | 119 | 0 | 1.04 | Cogen | -1 | 0.055349 | 0 | 0 |  |  |  |  | -0.055349 | 0
39790 | TNSCLP3___8 | 1 | Houston | YES | -0.007066 | 87.6 | 20 | 109.5 | 0 | 1.027 | Cogen | -1 | 0.055349 | 0 | 0 |  |  |  |  | -0.055349 | 0
48730 | MNS_GT | 1 | Houston | YES | -0.006296 | 43 | 0 | 46.1 |  | 1.029 | Cogen | -1 | 0.054579 | 0 | 0 |  |  |  |  | -0.054579 | 0
48926 | WAP_GN6_6 | 6 | Houston | YES | -0.006272 | 651 | 280 | 651 |  | 1.035 | LIGCO | -1 | 0.054555 | 0 | 651 |  |  |  |  | -0.054555 | 0
48927 | WAP_GN7_7 | 7 | Houston | YES | -0.006272 | 564 | 277 | 564 |  | 1.035 | LIGCO | -1 | 0.054555 | 0 | 564 |  |  |  |  | -0.054555 | 0
48928 | WAP_GN8_8 | 8 | Houston | YES | -0.006272 | 603 | 275 | 603 |  | 1.035 | LIGCO | -1 | 0.054555 | 0 | 603 |  |  |  |  | -0.054555 | 0
48521 | BVE_GT1_GT1 | 1 | Houston | YES | -0.006265 | 167.7 | 0 | 167.7 |  | 1.035 | CC | -1 | 0.054548 | 167.7 | 167.7 |  |  |  |  | -0.054548 | -9.1476
48522 | BVE_GT2_5035 | 2 | Houston | YES | -0.006265 | 166.4 | 0 | 166.4 |  | 1.035 | CC | -1 | 0.054548 | 166.4 | 166.4 |  |  |  |  | -0.054548 | -9.0767
48523 | BVE_ST1_GN1 | 3 | Houston | YES | -0.006265 | 252.4 | 0 | 252.4 |  | 1.035 | CC | -1 | 0.054548 | 252.4 | 252.4 |  |  |  |  | -0.054548 | -13.7678
48510 | AK_GT1__8040 | 1 | Houston | YES | -0.006178 | 33.4 | 8.1 | 34 |  | 1.029 | Cogen | -1 | 0.054461 | 0 | 0 |  |  |  |  | -0.054461 | 0
48921 | WAP_GN1_1 | 1 | Houston | YES | -0.006113 | 132.8 | 37 | 166 | 0 | 1.0362 | GST | -1 | 0.054396 | 166 | 166 |  |  |  |  | -0.054396 | -9.0297
48922 | WAP_GN2_2 | 2 | Houston | YES | -0.006113 | 132.8 | 37 | 166 | 0 | 1.0362 | GST | -1 | 0.054396 | 166 | 166 |  |  |  |  | -0.054396 | -9.0297
48923 | WAP_GN3_3 | 3 | Houston | YES | -0.006113 | 198.4 | 93 | 248 | 0 | 1.0362 | GST | -1 | 0.054396 | 248 | 248 |  |  |  |  | -0.054396 | -13.4901
48924 | WAP_GN4_4 | 4 | Houston | YES | -0.006113 | 546 | 217 | 546 | 0 | 1.0362 | GSC | -1 | 0.054396 | 546 | 546 |  |  |  |  | -0.054396 | -29.7
48925 | WAP_GN5_5 | 5 | Houston | YES | -0.006113 | 636.7 | 278 | 654 | 0 | 0.985 | LIGCO | -1 | 0.054396 | 0 | 654 |  |  |  |  | -0.054396 | 0
48929 | WAPGT21_GT1 | B1 | Houston | YES | -0.006113 | 0 | 0 | 13 |  | 1.05 | GGT | -1 | 0.054396 | 13 | 13 |  |  |  |  | -0.054396 | -0.70714
38580 | TNBP_CGN1_8 | 1 | Houston | YES | -0.00566 | 70.8 | 0 | 70.8 | 0 | 1.005 | Cogen | -1 | 0.053943 | 0 | 0 |  |  |  |  | -0.053943 | 0
38590 | TNBP_CGN2_8 | 2 | Houston | YES | -0.00566 | 66.7 | 0 | 66.7 | 0 | 1.005 | Cogen | -1 | 0.053943 | 0 | 0 |  |  |  |  | -0.053943 | 0
38600 | TNBP_CGN3_8 | 5 | Houston | YES | -0.00566 | 53 | 0 | 53 | 0 | 1.005 | Cogen | -1 | 0.053943 | 0 | 0 |  |  |  |  | -0.053943 | 0
38611 | TNBPAMCG1_8 | 1 | Houston | YES | -0.00566 | 153.2 | 0 | 153.2 | 0 | 1.005 | Cogen | -1 | 0.053943 | 0 | 0 |  |  |  |  | -0.053943 | 0
38612 | TNBPAMCG2_8 | 2 | Houston | YES | -0.00566 | 153.5 | 0 | 153.5 | 0 | 1.005 | Cogen | -1 | 0.053943 | 0 | 0 |  |  |  |  | -0.053943 | 0
38613 | TNBPAMCG3_8 | 3 | Houston | YES | -0.00566 | 152.3 | 0 | 152.3 | 0 | 1.005 | Cogen | -1 | 0.053943 | 0 | 0 |  |  |  |  | -0.053943 | 0
38614 | TNBPAMCG4_8 | 4 | Houston | YES | -0.00566 | 96 | 0 | 96 |  | 1.005 | Cogen | -1 | 0.053943 | 0 | 0 |  |  |  |  | -0.053943 | 0
38615 | TNBPAMCG5_8 | 1 | Houston | YES | -0.00566 | 244 | 0 | 244 | 0 | 1.005 | Cogen | -1 | 0.053943 | 0 | 0 |  |  |  |  | -0.053943 | 0
38690 | TNBP_CGN4_8 | 3 | Houston | YES | -0.00566 | 40 | 0 | 40 |  | 1.005 | Cogen | -1 | 0.053943 | 0 | 0 |  |  |  |  | -0.053943 | 0
38711 | TNTXCTY1CG8 | 1 | Houston | YES | -0.00566 | 100.3 | 59 | 100.3 | 0 | 1 | Cogen | -1 | 0.053943 | 0 | 0 |  |  |  |  | -0.053943 | 0
38712 | TNTXCTY2CG8 | 1 | Houston | YES | -0.00566 | 92.9 | 59 | 92.9 | 0 | 1 | Cogen | -1 | 0.053943 | 0 | 0 |  |  |  |  | -0.053943 | 0
38713 | TNTXCTY3CG8 | 1 | Houston | YES | -0.00566 | 102.7 | 59 | 102.7 | 0 | 1 | Cogen | -1 | 0.053943 | 0 | 0 |  |  |  |  | -0.053943 | 0
38714 | TNTXCTY4CG8 | 1 | Houston | YES | -0.00566 | 103 | 59 | 103 | 0 | 1 | Cogen | -1 | 0.053943 | 0 | 0 |  |  |  |  | -0.053943 | 0
39470 | TNDOWCGNSG8 | 1 | Houston | YES | -0.00566 | 32 | 10 | 32 | 0 | 0.985 | Cogen | -1 | 0.053943 | 0 | 0 |  |  |  |  | -0.053943 | 0
39480 | TNDOWCGNGG8 | 1 | Houston | YES | -0.00566 | 30 | 10 | 30 | 0 | 0.985 | Cogen | -1 | 0.053943 | 0 | 0 |  |  |  |  | -0.053943 | 0
48772 | PHR_GN2_2 | MB | Houston | YES | -0.005446 | 0 | 72 | 459 |  | 1.0362 | GSC | -1 | 0.053729 | 0 | 0 |  |  |  |  | -0.053729 | 0
48561 | CTL_GT2_8130 | 1 | Houston | YES | -0.005296 | 73.5 | 30.3 | 91.9 |  | 1.0362 | Cogen | -1 | 0.053579 | 0 | 0 |  |  |  |  | -0.053579 | 0
48562 | CTL_GT3_8135 | 2 | Houston | YES | -0.005296 | 70.1 | 30.3 | 87.6 |  | 1.0362 | Cogen | -1 | 0.053579 | 0 | 0 |  |  |  |  | -0.053579 | 0
48563 | CTL_GT4_8140 | 3 | Houston | YES | -0.005296 | 69.6 | 30.3 | 87 |  | 1.0362 | Cogen | -1 | 0.053579 | 0 | 0 |  |  |  |  | -0.053579 | 0
48564 | CTL_GN1_8145 | 4 | Houston | YES | -0.005296 | 43.6 | 12.9 | 54.5 |  | 1.0362 | Cogen | -1 | 0.053579 | 0 | 0 |  |  |  |  | -0.053579 | 0
48565 | CTL_GN2_8155 | 5 | Houston | YES | -0.005296 | 9.8 | 3.4 | 12.2 |  | 1.0362 | Cogen | -1 | 0.053579 | 0 | 0 |  |  |  |  | -0.053579 | 0
48531 | BYU_GT1_8075 | 1 | Houston | YES | -0.00524 | 65 | 0 | 65 |  | 1.0362 | Cogen | -1 | 0.053523 | 0 | 0 |  |  |  |  | -0.053523 | 0
48532 | BYU_GT2_8055 | 2 | Houston | YES | -0.00524 | 62 | 0 | 62 |  | 1.0362 | Cogen | -1 | 0.053523 | 0 | 0 |  |  |  |  | -0.053523 | 0
48533 | BYU_GT3_8060 | 3 | Houston | YES | -0.00524 | 67 | 0 | 67 |  | 1.0362 | Cogen | -1 | 0.053523 | 0 | 0 |  |  |  |  | -0.053523 | 0
48534 | BYU_GT4_8065 | 4 | Houston | YES | -0.00524 | 65 | 0 | 65 |  | 1.0362 | Cogen | -1 | 0.053523 | 0 | 0 |  |  |  |  | -0.053523 | 0
48691 | GBY_73741085 | B | Houston | YES | -0.005157 | 37.6 | 20 | 47 | 0 | 1.0362 | GGT | -1 | 0.05344 | 47 | 47 |  |  |  |  | -0.05344 | -2.5117
48691 | GBY_73741085 | A | Houston | YES | -0.005157 | 37.6 | 20 | 47 | 0 | 1.0362 | GGT | -1 | 0.05344 | 47 | 47 |  |  |  |  | -0.05344 | -2.5117
48692 | GBY_81821075 | D | Houston | YES | -0.005157 | 44 | 20 | 55 | 0 | 1.0362 | GGT | -1 | 0.05344 | 55 | 55 |  |  |  |  | -0.05344 | -2.9392
48692 | GBY_81821075 | C | Houston | YES | -0.005157 | 37.6 | 20 | 47 | 0 | 1.0362 | GGT | -1 | 0.05344 | 47 | 47 |  |  |  |  | -0.05344 | -2.5117
48693 | GBY_83841065 | F | Houston | YES | -0.005157 | 43.2 | 20 | 54 | 0 | 1.0362 | GGT | -1 | 0.05344 | 54 | 54 |  |  |  |  | -0.05344 | -2.8857
48693 | GBY_83841065 | E | Houston | YES | -0.005157 | 45.6 | 20 | 57 | 0 | 1.0362 | GGT | -1 | 0.05344 | 57 | 57 |  |  |  |  | -0.05344 | -3.0461
48841 | SJS_GT1_GT1 | 1 | Houston | YES | -0.005133 | 62.4 | 49 | 78 | 0 | 1.0362 | Cogen | -1 | 0.053416 | 0 | 0 |  |  |  |  | -0.053416 | 0
48842 | SJS_GT2_GT2 | 2 | Houston | YES | -0.005133 | 64.8 | 49 | 81 | 0 | 1.0362 | Cogen | -1 | 0.053416 | 0 | 0 |  |  |  |  | -0.053416 | 0
48641 | DPEC_GT15040 | 1 | Houston | YES | -0.005108 | 163.2 | 98 | 163.2 | 0 | 1.0319 | CC | -1 | 0.053391 | 163.2 | 163.2 |  |  |  |  | -0.053391 | -8.7134
48642 | DPEC_GT25025 | 2 | Houston | YES | -0.005108 | 157.1 | 98 | 157.1 | 0 | 1.0319 | CC | -1 | 0.053391 | 157.1 | 157.1 |  |  |  |  | -0.053391 | -8.3877
48643 | DPEC_GT35010 | 3 | Houston | YES | -0.005108 | 157.5 | 98 | 157.5 | 0 | 1.0319 | CC | -1 | 0.053391 | 157.5 | 157.5 |  |  |  |  | -0.053391 | -8.409
48644 | DPEC_GT45070 | 4 | Houston | YES | -0.005108 | 157 | 98 | 157 | 0 | 1.0319 | CC | -1 | 0.053391 | 157 | 157 |  |  |  |  | -0.053391 | -8.3823
48645 | DPEC_ST55065 | 5 | Houston | YES | -0.005108 | 282 | 0 | 282 | 0 | 1.0319 | CC | -1 | 0.053391 | 282 | 282 |  |  |  |  | -0.053391 | -15.0562
48761 | PR_GT1__9040 | 1 | Houston | YES | -0.005077 | 26 | 0 | 35 |  | 1 | Cogen | -1 | 0.05336 | 0 | 0 |  |  |  |  | -0.05336 | 0
48855 | SRB_GT211035 | B1 | Houston | YES | -0.005052 | 0 | 0 | 18 |  | 1.014 | GGT | -1 | 0.053335 | 18 | 18 |  |  |  |  | -0.053335 | -0.96002
48855 | SRB_GT211035 | B2 | Houston | YES | -0.005052 | 0 | 0 | 12 |  | 1.014 | GGT | -1 | 0.053335 | 12 | 12 |  |  |  |  | -0.053335 | -0.64002
48852 | SRB_GN2_2 | 2 | Houston | YES | -0.005051 | 140.8 | 26 | 176 | 0 | 1.0217 | GST | -1 | 0.053334 | 176 | 176 |  |  |  |  | -0.053334 | -9.3867
48851 | SRB_GN1_1 | 1 | Houston | YES | -0.005049 | 132 | 26 | 165 | 0 | 1.0217 | GST | -1 | 0.053332 | 165 | 165 |  |  |  |  | -0.053332 | -8.7997
48551 | CAL_GT1_8045 | 1 | Houston | YES | -0.005048 | 149 | 0 | 149 | 0 | 1.0326 | Cogen | -1 | 0.053331 | 0 | 0 |  |  |  |  | -0.053331 | 0
48552 | CAL_ST1_8000 | 2 | Houston | YES | -0.005048 | 65.1 | 0 | 65.1 | 0 | 1.0326 | Cogen | -1 | 0.053331 | 0 | 0 |  |  |  |  | -0.053331 | 0
48845 | SOL_GT1 | 1 | Houston | YES | -0.005042 | 16.2 | 15.4 | 16.2 |  | 1.0326 | Solar | -1 | 0.053325 | 16.2 | 16.2 |  |  |  |  | -0.053325 | -0.86386
48853 | SRB_GN3_3 | 3 | Houston | YES | -0.005042 | 170.4 | 35 | 213 |  | 1.0326 | GST | -1 | 0.053325 | 213 | 213 |  |  |  |  | -0.053325 | -11.3582
48611 | DIB_GT1_8080 | 1 | Houston | YES | -0.005041 | 64 | 0 | 64 | 0 | 1.0326 | Cogen | -1 | 0.053324 | 0 | 0 |  |  |  |  | -0.053324 | 0
48612 | DIB_GT2_8075 | 2 | Houston | YES | -0.005041 | 63.2 | 0 | 63.2 | 0 | 1.0326 | Cogen | -1 | 0.053324 | 0 | 0 |  |  |  |  | -0.053324 | 0
48613 | DIB_ST1_8085 | 3 | Houston | YES | -0.005041 | 67.9 | 30 | 82.6 | 0 | 1.0326 | Cogen | -1 | 0.053324 | 0 | 0 |  |  |  |  | -0.053324 | 0
48614 | DIB_GT3_8090 | 4 | Houston | YES | -0.005041 | 73.6 | 15 | 73.6 | 0 | 1.0326 | Cogen | -1 | 0.053324 | 0 | 0 |  |  |  |  | -0.053324 | 0
48854 | SRB_GN4_4 | 4 | Houston | YES | -0.00504 | 182.4 | 35 | 228 | 0 | 1.0326 | GST | -1 | 0.053323 | 228 | 228 |  |  |  |  | -0.053323 | -12.1576
48740 | PSG_GN2_8050 | 1 | Houston | YES | -0.005039 | 182 | 60 | 182 | 0 | 1.0326 | Cogen | -1 | 0.053322 | 0 | 0 |  |  |  |  | -0.053322 | 0
48741 | PSG_GT2_8040 | 1 | Houston | YES | -0.005039 | 158.6 | 50 | 158.6 | 0 | 1.0326 | Cogen | -1 | 0.053322 | 0 | 0 |  |  |  |  | -0.053322 | 0
48742 | PSG_GT3_8060 | 1 | Houston | YES | -0.005039 | 157 | 50 | 157 | 0 | 1.0326 | Cogen | -1 | 0.053322 | 0 | 0 |  |  |  |  | -0.053322 | 0
48820 | SHELLG1_3015 | 1 | Houston | YES | -0.005003 | 71 | 34.5 | 71 |  | 1.029 | Cogen | -1 | 0.053286 | 0 | 0 |  |  |  |  | -0.053286 | 0
48821 | SHELLG2 | 2 | Houston | YES | -0.005003 | 72 | 34.5 | 72 |  | 1.029 | Cogen | -1 | 0.053286 | 0 | 0 |  |  |  |  | -0.053286 | 0
48822 | SHELLG3_3020 | 1 | Houston | YES | -0.005003 | 39 | 0 | 39 |  | 1.029 | Cogen | -1 | 0.053286 | 0 | 0 |  |  |  |  | -0.053286 | 0
48822 | SHELLG3_3020 | 2 | Houston | YES | -0.005003 | 30 | 0 | 30 |  | 1.029 | Cogen | -1 | 0.053286 | 0 | 0 |  |  |  |  | -0.053286 | 0
48500 | APD_GT1_8005 | 1 | Houston | YES | -0.004946 | 137.6 | 54.6 | 137.6 |  | 1.0362 | Cogen | -1 | 0.053229 | 0 | 0 |  |  |  |  | -0.053229 | 0
48511 | LPE_GT1_8070 | 1 | Houston | YES | -0.004942 | 42 | 0 | 42 | 0 | 1.0362 | GGT | -1 | 0.053225 | 42 | 42 |  |  |  |  | -0.053225 | -2.2354
48512 | LPE_GT2_8075 | 2 | Houston | YES | -0.004942 | 42 | 0 | 42 | 0 | 1.0362 | GGT | -1 | 0.053225 | 42 | 42 |  |  |  |  | -0.053225 | -2.2354
48513 | LPE_GT3_8080 | 3 | Houston | YES | -0.004942 | 39 | 0 | 39 | 0 | 1.0362 | GGT | -1 | 0.053225 | 39 | 39 |  |  |  |  | -0.053225 | -2.0758
48514 | LPE_GT4_8085 | 4 | Houston | YES | -0.004942 | 39 | 0 | 39 | 0 | 1.0362 | GGT | -1 | 0.053225 | 39 | 39 |  |  |  |  | -0.053225 | -2.0758
48593 | CHE_GT1_8015 | 1 | Houston | YES | -0.004927 | 173 | 50 | 173 | 0 | 1.0362 | Cogen | -1 | 0.05321 | 0 | 0 |  |  |  |  | -0.05321 | 0
48594 | CHE_GN4_8025 | 4 | Houston | YES | -0.004927 | 142 | 60 | 142 | 0 | 1.0362 | Cogen | -1 | 0.05321 | 0 | 0 |  |  |  |  | -0.05321 | 0
48873 | THW_ST3_ST_3 | 3 | Houston | YES | -0.004845 | 107 | 19 | 107 | 0 | 1.0435 | CC | -1 | 0.053128 | 107 | 107 |  |  |  |  | -0.053128 | -5.6847
48874 | THW_ST4_ST_4 | 4 | Houston | YES | -0.004845 | 108 | 19 | 108 | 0 | 1.0435 | CC | -1 | 0.053128 | 108 | 108 |  |  |  |  | -0.053128 | -5.7378
48875 | THW_3132 | A | Houston | YES | -0.004845 | 55 | 5 | 55 | 0 | 1.0435 | CC | -1 | 0.053128 | 55 | 55 |  |  |  |  | -0.053128 | -2.922
48875 | THW_3132 | B | Houston | YES | -0.004845 | 53 | 5 | 53 | 0 | 1.0435 | CC | -1 | 0.053128 | 53 | 53 |  |  |  |  | -0.053128 | -2.8158
48877 | THW_3334 | C | Houston | YES | -0.004845 | 55 | 5 | 55 | 0 | 1.0435 | CC | -1 | 0.053128 | 55 | 55 |  |  |  |  | -0.053128 | -2.922
48877 | THW_3334 | D | Houston | YES | -0.004845 | 57 | 5 | 57 | 0 | 1.0435 | CC | -1 | 0.053128 | 57 | 57 |  |  |  |  | -0.053128 | -3.0283
48879 | THW_4142 | E | Houston | YES | -0.004845 | 56 | 5 | 56 | 0 | 1.0435 | CC | -1 | 0.053128 | 56 | 56 |  |  |  |  | -0.053128 | -2.9751
48879 | THW_4142 | F | Houston | YES | -0.004845 | 55 | 5 | 55 | 0 | 1.0435 | CC | -1 | 0.053128 | 55 | 55 |  |  |  |  | -0.053128 | -2.922
48881 | THW_4344 | G | Houston | YES | -0.004845 | 58 | 5 | 58 | 0 | 1.0435 | CC | -1 | 0.053128 | 58 | 58 |  |  |  |  | -0.053128 | -3.0814
48881 | THW_4344 | H | Houston | YES | -0.004845 | 58 | 5 | 58 | 0 | 1.0435 | CC | -1 | 0.053128 | 58 | 58 |  |  |  |  | -0.053128 | -3.0814
48582 | CBY_GN2_2 | 2 | Houston | YES | -0.004801 | 596.8 | 110 | 746 | 0 | 1.0435 | GSC | -1 | 0.053084 | 746 | 746 |  |  |  |  | -0.053084 | -39.6004
49803 | EXN_15GT | 1 | Houston | YES | -0.004776 | 33 | 8.3 | 34 |  | 1.0326 | Cogen | -1 | 0.053059 | 0 | 0 |  |  |  |  | -0.053059 | 0
49804 | EXN_16GT | 2 | Houston | YES | -0.004776 | 32 | 8.3 | 34.7 |  | 1.0326 | Cogen | -1 | 0.053059 | 0 | 0 |  |  |  |  | -0.053059 | 0
49805 | EXN_17GT | 3 | Houston | YES | -0.004776 | 31 | 8.3 | 32.7 |  | 1.0326 | Cogen | -1 | 0.053059 | 0 | 0 |  |  |  |  | -0.053059 | 0
49826 | EXN938GT | 5 | Houston | YES | -0.004776 | 43 | 9.2 | 45.9 | 0 | 1.0326 | Cogen | -1 | 0.053059 | 0 | 0 |  |  |  |  | -0.053059 | 0
49828 | EXN941GT | 10 | Houston | YES | -0.004776 | 17.7 | 5.4 | 17.7 | 0 | 1.0326 | Cogen | -1 | 0.053059 | 0 | 0 |  |  |  |  | -0.053059 | 0
49829 | EXN942GT | 11 | Houston | YES | -0.004776 | 20 | 5.4 | 20.4 | 0 | 1.0326 | Cogen | -1 | 0.053059 | 0 | 0 |  |  |  |  | -0.053059 | 0
49830 | EXN943GT | 12 | Houston | YES | -0.004776 | 19 | 5.4 | 19.9 | 0 | 1.0326 | Cogen | -1 | 0.053059 | 0 | 0 |  |  |  |  | -0.053059 | 0
49831 | EXN944GT | 13 | Houston | YES | -0.004776 | 33 | 5.4 | 35 | 0 | 1.0326 | Cogen | -1 | 0.053059 | 0 | 0 |  |  |  |  | -0.053059 | 0
49832 | EXN945GT | 9 | Houston | YES | -0.004776 | 18.5 | 9.2 | 18.5 | 0 | 1.0326 | Cogen | -1 | 0.053059 | 0 | 0 |  |  |  |  | -0.053059 | 0
49837 | EXN_GT | 4 | Houston | YES | -0.004776 | 81 | 21.3 | 85.4 | 0 | 1.0326 | Cogen | -1 | 0.053059 | 0 | 0 |  |  |  |  | -0.053059 | 0
49838 | EXN_14GT | 14 | Houston | YES | -0.004776 | 140 | 0 | 148 |  | 1.0326 | Cogen | -1 | 0.053059 | 0 | 0 |  |  |  |  | -0.053059 | 0
48883 | THW_GT1_GT_1 | B2 | Houston | YES | -0.004754 | 0 | 0 | 12 |  | 1.043 | GGT | -1 | 0.053037 | 12 | 12 |  |  |  |  | -0.053037 | -0.63644
48651 | EP_1_2 | 1 | Houston | YES | -0.00471 | 4 | 0 | 5 | 0 | 1.0362 | Cogen | -1 | 0.052993 | 0 | 0 |  |  |  |  | -0.052993 | 0
48651 | EP_1_2 | 2 | Houston | YES | -0.00471 | 17.7 | 10 | 21 | 0 | 1.0362 | Cogen | -1 | 0.052993 | 0 | 0 |  |  |  |  | -0.052993 | 0
48791 | PSA_GT1_8160 | 1 | Houston | YES | -0.004707 | 52 | 20.8 | 65 | 0 | 1.0362 | Cogen | -1 | 0.05299 | 0 | 0 |  |  |  |  | -0.05299 | 0
48792 | PSA_GT2_8155 | 2 | Houston | YES | -0.004707 | 52.8 | 20.3 | 66 | 0 | 1.0362 | Cogen | -1 | 0.05299 | 0 | 0 |  |  |  |  | -0.05299 | 0
48793 | PSA_GT3_8150 | 3 | Houston | YES | -0.004707 | 56 | 20.3 | 70 | 0 | 1.0362 | Cogen | -1 | 0.05299 | 0 | 0 |  |  |  |  | -0.05299 | 0
48794 | PSA_GT4_8145 | 4 | Houston | YES | -0.004707 | 52.8 | 20.3 | 66 | 0 | 1.0362 | Cogen | -1 | 0.05299 | 0 | 0 |  |  |  |  | -0.05299 | 0
48795 | PSA_GT5_8140 | 5 | Houston | YES | -0.004707 | 51.2 | 20.3 | 64 | 0 | 1.0362 | Cogen | -1 | 0.05299 | 0 | 0 |  |  |  |  | -0.05299 | 0
48796 | PSA_GN1_8165 | 1 | Houston | YES | -0.004707 | 83.2 | 43.1 | 104 | 0 | 1.0362 | Cogen | -1 | 0.05299 | 0 | 0 |  |  |  |  | -0.05299 | 0
48797 | PSA_GT6_8135 | 6 | Houston | YES | -0.004707 | 47.2 | 34.5 | 59 | 0 | 1.0362 | Cogen | -1 | 0.05299 | 0 | 0 |  |  |  |  | -0.05299 | 0
48581 | CBY_GN1_1 | 1 | Houston | YES | -0.004706 | 595.2 | 108 | 744 | 0 | 1.0435 | GSC | -1 | 0.052989 | 744 | 744 |  |  |  |  | -0.052989 | -39.4236
48815 | CVC_GT4_8005 | 4 | Houston | YES | -0.004685 | 165 | 91.8 | 165 |  | 1.0362 | Cogen | -1 | 0.052968 | 0 | 0 |  |  |  |  | -0.052968 | 0
48583 | CBY_GT4_1 | 1 | Houston | YES | -0.004676 | 172 | 0 | 172 | 0 | 1.026 | GSC | -1 | 0.052959 | 172 | 172 |  |  |  |  | -0.052959 | -9.1089
48584 | CBY_GT4_2 | 2 | Houston | YES | -0.004676 | 172 | 0 | 172 | 0 | 1.026 | CC | -1 | 0.052959 | 172 | 172 |  |  |  |  | -0.052959 | -9.1089
48585 | CBY_ST4_1 | 3 | Houston | YES | -0.004676 | 172 | 0 | 172 | 0 | 1.026 | CC | -1 | 0.052959 | 172 | 172 |  |  |  |  | -0.052959 | -9.1089
48595 | BTE_GT2_8075 | 1 | Houston | YES | -0.004607 | 162.8 | 130 | 162.8 | 0 | 1.0261 | CC | -1 | 0.05289 | 162.8 | 162.8 |  |  |  |  | -0.05289 | -8.6104
48596 | BTE_GT3_8045 | 2 | Houston | YES | -0.004607 | 161.4 | 130 | 161.4 | 0 | 1.0261 | CC | -1 | 0.05289 | 161.4 | 161.4 |  |  |  |  | -0.05289 | -8.5364
48597 | BTE_GT4_8055 | 3 | Houston | YES | -0.004607 | 158.9 | 130 | 158.9 | 0 | 1.0261 | CC | -1 | 0.05289 | 158.9 | 158.9 |  |  |  |  | -0.05289 | -8.4042
48598 | BTE_ST1_8070 | 4 | Houston | YES | -0.004607 | 269.2 | 60 | 269.2 | 0 | 1.0261 | CC | -1 | 0.05289 | 269.2 | 269.2 |  |  |  |  | -0.05289 | -14.2379
48690 | GBY_GN5_5 | 5 | Houston | YES | -0.004581 | 318.4 | 81 | 398 |  | 1.0362 | GSC | -1 | 0.052864 | 398 | 398 |  |  |  |  | -0.052864 | -21.0397
48885 | THW_5152 | B | Houston | YES | -0.00455 | 47.2 | 5 | 59 |  | 1.0319 | GGT | -1 | 0.052833 | 59 | 59 |  |  |  |  | -0.052833 | -3.1171
48885 | THW_5152 | A | Houston | YES | -0.00455 | 46.4 | 5 | 58 |  | 1.0319 | GGT | -1 | 0.052833 | 58 | 58 |  |  |  |  | -0.052833 | -3.0643
48886 | THW_5354 | C | Houston | YES | -0.00455 | 45.6 | 5 | 57 |  | 1.0319 | GGT | -1 | 0.052833 | 57 | 57 |  |  |  |  | -0.052833 | -3.0115
48886 | THW_5354 | D | Houston | YES | -0.00455 | 46.4 | 5 | 58 |  | 1.0319 | GGT | -1 | 0.052833 | 58 | 58 |  |  |  |  | -0.052833 | -3.0643
48887 | THW_5556 | F | Houston | YES | -0.00455 | 45.6 | 5 | 57 |  | 1.0319 | GGT | -1 | 0.052833 | 57 | 57 |  |  |  |  | -0.052833 | -3.0115
48887 | THW_5556 | E | Houston | YES | -0.00455 | 47.2 | 5 | 59 |  | 1.0319 | GGT | -1 | 0.052833 | 59 | 59 |  |  |  |  | -0.052833 | -3.1171
48591 | CHE_GT2_5030 | 2 | Houston | YES | -0.004134 | 173 | 50 | 173 | 0 | 1.029 | Cogen | -1 | 0.052417 | 0 | 0 |  |  |  |  | -0.052417 | 0
48811 | CVC_GT3_5045 | 3 | Houston | YES | -0.004134 | 156 | 91.8 | 156 | 0 | 1.029 | Cogen | -1 | 0.052417 | 0 | 0 |  |  |  |  | -0.052417 | 0
48812 | CVC_GT2_5020 | 2 | Houston | YES | -0.004134 | 158 | 91.8 | 158 | 0 | 1.029 | Cogen | -1 | 0.052417 | 0 | 0 |  |  |  |  | -0.052417 | 0
48813 | CVC_GT1_5035 | 1 | Houston | YES | -0.004134 | 160 | 91.8 | 160 | 0 | 1.029 | Cogen | -1 | 0.052417 | 0 | 0 |  |  |  |  | -0.052417 | 0
48814 | CVC_ST5_5040 | 1 | Houston | YES | -0.004134 | 162 | 91.8 | 162 | 0 | 1.029 | Cogen | -1 | 0.052417 | 0 | 0 |  |  |  |  | -0.052417 | 0
48671 | FTR_GT1_5105 | 1 | North | YES | -0.000391 | 154.2 | 0 | 154.2 | 0 | 1.0319 | CC | -1 | 0.048674 | 154.2 | 154.2 |  |  | -0.060292 | 154.2 | -0.048674 | -7.5055
48672 | FTR_GT2_5110 | 2 | North | YES | -0.000391 | 159 | 0 | 159 | 0 | 1.0319 | CC | -1 | 0.048674 | 159 | 159 |  |  | -0.062169 | 159 | -0.048674 | -7.7391
48673 | FTR_GT3_5085 | 3 | North | YES | -0.000391 | 158 | 0 | 158 | 0 | 1.0319 | CC | -1 | 0.048674 | 158 | 158 |  |  | -0.061778 | 158 | -0.048674 | -7.6904
48674 | FTR_CN4_5095 | 4 | North | YES | -0.000391 | 380 | 0 | 380 | 0 | 1.0319 | CC | -1 | 0.048674 | 380 | 380 |  |  | -0.14858 | 380 | -0.048674 | -18.496
5934 | SI_RAY5 | 5 | South | YES | 0 | 0 | 10 | 15 |  | 1.035 | GST | -1 | 0.048283 | 15 | 15 |  |  |  |  | -0.048283 | -0.72424
8139 | JOS #1 | MB | South | YES | 0 | 0 | 45 | 255 |  | 1.02 | GST | -1 | 0.048283 | 0 | 0 |  |  |  |  | -0.048283 | 0
8285 | LAR #1 | MB | South | YES | 0 | 0 | 9 | 32 |  | 1.0497 | GST | -1 | 0.048283 | 0 | 0 |  |  |  |  | -0.048283 | 0
8287 | LAR #2 | MB | South | YES | 0 | 0 | 9 | 32 |  | 1.04 | GST | -1 | 0.048283 | 0 | 0 |  |  |  |  | -0.048283 | 0
8288 | LAR #3 | MB | South | YES | 0 | 0 | 25 | 105 |  | 1.04 | GST | -1 | 0.048283 | 0 | 0 |  |  |  |  | -0.048283 | 0
8388 | BATES0A | MB | South | YES | 0 | 0 | 21 | 71 |  | 1.033 | GST | -1 | 0.048283 | 0 | 0 |  |  |  |  | -0.048283 | 0
8393 | BATES0B | MB | South | YES | 0 | 0 | 25 | 110 |  | 1.03 | GST | -1 | 0.048283 | 0 | 0 |  |  |  |  | -0.048283 | 0
8437 | NUECES_B0C | MB | South | YES | 0 | 0 | 7 | 30 |  | 1.03 | GST | -1 | 0.048283 | 0 | 0 |  |  |  |  | -0.048283 | 0
8438 | NUECES_B0B | MB | South | YES | 0 | 0 | 26 | 169 |  | 1.03 | GST | -1 | 0.048283 | 0 | 0 |  |  |  |  | -0.048283 | 0
8442 | NUECES_B0A | MB | South | YES | 0 | 0 | 81 | 367 |  | 1.03 | GST | -1 | 0.048283 | 0 | 0 |  |  |  |  | -0.048283 | 0
39190 | TNSLCGN1__8 | 1 | Houston | YES | 0 | 0 | 10 | 30 |  | 1.03 | Cogen | -1 | 0.048283 | 0 | 0 |  |  |  |  | -0.048283 | 0
32883 | BRYN_DNSBY3 | 1 | North | YES | 0.00018 | 0 | 2 | 48 |  | 1.015 | GST | -1 | 0.048103 | 48 | 48 |  |  | 0.00864 | 48 | -0.048103 | -2.3089
32884 | BRYN_DNSBY13 | 1 | North | YES | 0.00018 | 46 | 2 | 46 | 0 | 1.015 | GST | -1 | 0.048103 | 46 | 46 |  |  | 0.00828 | 46 | -0.048103 | -2.2127
32892 | BRYN_DNSBY14 | 1 | North | YES | 0.00018 | 84 | 25 | 105 | 0 | 1.035 | GST | -1 | 0.048103 | 105 | 105 |  |  | 0.0189 | 105 | -0.048103 | -5.0508
32886 | BRYN_ATKINS3 | MB | North | YES | 0.000225 | 0 | 5 | 12 |  | 1 | GST | -1 | 0.048058 | 0 | 0 |  |  | 0 | 0 | -0.048058 | 0
32887 | BRYN_ATKINS6 | MB | North | YES | 0.000225 | 0 | 12 | 51 |  | 1.028 | GST | -1 | 0.048058 | 0 | 0 |  |  | 0 | 0 | -0.048058 | 0
32888 | BRYN_ATKINS7 | 1 | North | YES | 0.000225 | 13.6 | 4 | 17 |  | 1.028 | GGT | -1 | 0.048058 | 17 | 17 |  |  | 0.003825 | 17 | -0.048058 | -0.81698
32890 | BRYN_ATKINS4 | MB | North | YES | 0.000225 | 0 | 5 | 22 |  | 1.031 | GST | -1 | 0.048058 | 0 | 0 |  |  | 0 | 0 | -0.048058 | 0
32891 | BRYN_ATKINS5 | MB | North | YES | 0.000225 | 0 | 5 | 25 |  | 1.031 | GST | -1 | 0.048058 | 0 | 0 |  |  | 0 | 0 | -0.048058 | 0
32798 | BRYN_TAMUGEN | 1 | North | YES | 0.000241 | 32 | 0 | 32 |  | 1.02 | GST | -1 | 0.048042 | 32 | 32 |  |  | 0.007712 | 32 | -0.048042 | -1.5373
3416 | LAKE_CRK1_G | 1 | North | YES | 0.000351 | 60 | 33 | 75 |  | 1.029 | GST | -1 | 0.047932 | 75 | 75 |  |  | 0.026325 | 75 | -0.047932 | -3.5949
3417 | LAKE_CRK2_G | 2 | North | YES | 0.000351 | 177.6 | 40 | 222 | 0 | 1.029 | GST | -1 | 0.047932 | 222 | 222 |  |  | 0.077922 | 222 | -0.047932 | -10.6408
990 | GIBN_CREK_G1 | 1 | North | YES | 0.00037 | 463 | 200 | 463 | 0 | 1.0275 | LIGCO | -1 | 0.047913 | 0 | 463 |  |  | 0 | 0 | -0.047913 | 0
3403 | THOUSE_1G | 1 | North | YES | 0.001249 | 563 | 200 | 563 | 0 | 1.012 | GSC | -1 | 0.047034 | 563 | 563 |  |  | 0.70319 | 563 | -0.047034 | -26.48
3404 | THOUSE_2G | 2 | North | YES | 0.001249 | 807 | 250 | 807 | 0 | 1.012 | GSC | -1 | 0.047034 | 807 | 807 |  |  | 1.0079 | 807 | -0.047034 | -37.9562
238 | BOSQUESW505 | 1 | North | YES | 0.002581 | 255 | 0 | 255 | 0 | 1.02 | CC | -1 | 0.045702 | 255 | 255 |  |  | 0.65816 | 255 | -0.045702 | -11.6539
239 | BOSQUESW502 | 1 | North | YES | 0.002581 | 119.2 | 0 | 149 | 0 | 1.02 | GGT | -1 | 0.045702 | 149 | 149 |  |  | 0.38457 | 149 | -0.045702 | -6.8096
247 | BOSQUESW501 | 2 | North | YES | 0.002581 | 124.8 | 0 | 156 | 0 | 1.02 | GGT | -1 | 0.045702 | 156 | 156 |  |  | 0.40264 | 156 | -0.045702 | -7.1295
39960 | TNTNPONE_18 | 1 | North | YES | 0.002841 | 152.3 | 30 | 152.3 |  | 1.04 | LIGCO | -1 | 0.045442 | 0 | 152.3 |  |  | 0 | 0 | -0.045442 | 0
39970 | TNTNPONE_28 | 1 | North | YES | 0.002841 | 153 | 30 | 153 |  | 1.04 | LIGCO | -1 | 0.045442 | 0 | 153 |  |  | 0 | 0 | -0.045442 | 0
251 | BOSQUESW803 | 2 | North | YES | 0.003712 | 150 | 0 | 150 |  | 1.032 | CC | -1 | 0.044571 | 150 | 150 |  |  | 0.5568 | 150 | -0.044571 | -6.6856
253 | BOSQUESW804 | 2 | North | YES | 0.003712 | 80 | 0 | 80 |  | 1.032 | CC | -1 | 0.044571 | 80 | 80 |  |  | 0.29696 | 80 | -0.044571 | -3.5657
48721 | LEG_1___1 | 1 | North | YES | 0.003844 | 827 | 357 | 827 | 0 | 1.0348 | LIGCO | -1 | 0.044439 | 0 | 827 |  |  | 0 | 0 | -0.044439 | 0
48722 | LEG_2___2 | 2 | North | YES | 0.003844 | 819 | 357 | 819 | 0 | 1.0348 | LIGCO | -1 | 0.044439 | 0 | 819 |  |  | 0 | 0 | -0.044439 | 0
244 | WHITNYDM01 | 1 | North | YES | 0.005127 | 15 | 0 | 15 | 0 | 1.035 | Hydro | -1 | 0.043156 | 0 | 0 |  |  | 0 | 0 | -0.043156 | 0
245 | WHITNYDM02 | 2 | North | YES | 0.005127 | 15 | 0 | 15 | 0 | 1.035 | Hydro | -1 | 0.043156 | 0 | 0 |  |  | 0 | 0 | -0.043156 | 0
80010 | EPLVT1 | F | South | YES | 0.005342 | 0 | 0 | 0 |  | 1.0376 | #N/A | -1 | 0.042941 | 0 | 0 |  |  |  |  | -0.042941 | 0
3381 | BBRN_1G | 1 | North | YES | 0.006334 | 618 | 225 | 618 | 0 | 1.03 | LIGCO | -1 | 0.041949 | 0 | 618 |  |  | 0 | 0 | -0.041949 | 0
3382 | BBRN_2G | 2 | North | YES | 0.006334 | 589 | 225 | 589 | 0 | 1.03 | LIGCO | -1 | 0.041949 | 0 | 589 |  |  | 0 | 0 | -0.041949 | 0
13131 | CALFREST_1G | 1 | North | YES | 0.006625 | 150.7 | 40 | 150.7 | 0 | 1.031 | CC | -1 | 0.041658 | 150.7 | 150.7 |  |  | 0.99839 | 150.7 | -0.041658 | -6.2778
13132 | CALFREST_2G | 2 | North | YES | 0.006625 | 151 | 57 | 151 | 0 | 1.031 | CC | -1 | 0.041658 | 151 | 151 |  |  | 1.0004 | 151 | -0.041658 | -6.2903
13133 | CALFREST_3G | 3 | North | YES | 0.006625 | 177.4 | 40 | 177.4 | 0 | 1.031 | CC | -1 | 0.041658 | 177.4 | 177.4 |  |  | 1.1753 | 177.4 | -0.041658 | -7.3901
13134 | CALFREST_4G | 4 | North | YES | 0.006676 | 151.5 | 40 | 151.5 | 0 | 1.031 | CC | -1 | 0.041607 | 151.5 | 151.5 |  |  | 1.0114 | 151.5 | -0.041607 | -6.3034
13135 | CALFREST_5G | 5 | North | YES | 0.006676 | 152.3 | 57 | 152.3 | 0 | 1.031 | CC | -1 | 0.041607 | 152.3 | 152.3 |  |  | 1.0168 | 152.3 | -0.041607 | -6.3367
13136 | CALFREST_6G | 6 | North | YES | 0.006676 | 177.5 | 40 | 177.5 | 0 | 1.031 | CC | -1 | 0.041607 | 177.5 | 177.5 |  |  | 1.185 | 177.5 | -0.041607 | -7.3852
8262 | ELPS | 1 | South | YES | 0.007356 | 6 | 6 | 6 | 0 | 1.15 | Hydro | -1 | 0.040927 | 0 | 0 |  |  |  |  | -0.040927 | 0
3126 | TRINIDAD_6G | 1 | North | YES | 0.007832 | 179.2 | 46 | 224 | 0 | 1 | GST | -1 | 0.040451 | 224 | 224 |  |  | 1.7544 | 224 | -0.040451 | -9.061
3107 | STRYKER_1G | 1 | North | YES | 0.007927 | 145.6 | 45 | 182 | 0 | 1.029 | GST | -1 | 0.040356 | 182 | 182 |  |  | 1.4427 | 182 | -0.040356 | -7.3447
3108 | STRYKER_2G | 2 | North | YES | 0.007927 | 484 | 75 | 484 | 0 | 1.029 | GST | -1 | 0.040356 | 484 | 484 |  |  | 3.8367 | 484 | -0.040356 | -19.5321
3113 | LUFKINWB_1G | 1 | North | YES | 0.007995 | 0 | 0 | 50 |  | 1.01 | #N/A | -1 | 0.040288 | 50 | 50 |  |  | 0.39975 | 50 | -0.040288 | -2.0144
3348 | CHAMPION_1G | MB | North | YES | 0.008009 | 0 | 42 | 42 |  | 1 | Cogen | -1 | 0.040274 | 0 | 0 |  |  | 0 | 0 | -0.040274 | 0
13116 | TGATEWAY_1G | 1 | North | YES | 0.008154 | 151 | 30 | 151 | 0 | 1.0232 | CC | -1 | 0.040129 | 151 | 151 |  |  | 1.2313 | 151 | -0.040129 | -6.0594
13117 | TGATEWAY_2G | 2 | North | YES | 0.008154 | 130 | 30 | 130 | 0 | 1.0232 | CC | -1 | 0.040129 | 130 | 130 |  |  | 1.06 | 130 | -0.040129 | -5.2167
13118 | TGATEWAY_3G | 3 | North | YES | 0.008154 | 148 | 30 | 148 | 0 | 1.0232 | CC | -1 | 0.040129 | 148 | 148 |  |  | 1.2068 | 148 | -0.040129 | -5.939
13119 | TGATEWAY_4G | 4 | North | YES | 0.008154 | 399 | 65 | 399 | 0 | 1.0232 | CC | -1 | 0.040129 | 399 | 399 |  |  | 3.2534 | 399 | -0.040129 | -16.0113
3097 | MARTLAKE_1G | 1 | North | YES | 0.008304 | 790 | 500 | 790 | 0 | 1.017 | LIGCO | -1 | 0.039979 | 0 | 790 |  |  | 0 | 0 | -0.039979 | 0
3098 | MARTLAKE_2G | 2 | North | YES | 0.008304 | 795 | 461 | 795 | 0 | 1.017 | LIGCO | -1 | 0.039979 | 0 | 795 |  |  | 0 | 0 | -0.039979 | 0
3099 | MARTLAKE_3G | 3 | North | YES | 0.008304 | 804 | 500 | 804 | 0 | 1.017 | LIGCO | -1 | 0.039979 | 0 | 804 |  |  | 0 | 0 | -0.039979 | 0
12322 | ENNSTRAC_1G | 1 | North | YES | 0.008873 | 196 | 130 | 196 | 0 | 1.036 | CC | -1 | 0.03941 | 196 | 196 |  |  | 1.7391 | 196 | -0.03941 | -7.7243
12323 | ENNSTRAC_2G | 2 | North | YES | 0.008873 | 116 | 100 | 116 | 0 | 1.036 | CC | -1 | 0.03941 | 116 | 116 |  |  | 1.0293 | 116 | -0.03941 | -4.5715
1941 | MDLTHELP_1G | 1 | North | YES | 0.009027 | 216.4 | 74 | 216.4 | 0 | 1 | CC | -1 | 0.039256 | 216.4 | 216.4 |  |  | 1.9534 | 216.4 | -0.039256 | -8.4949
1942 | MDLTHELP_2G | 2 | North | YES | 0.009027 | 216.1 | 74 | 216.1 | 0 | 1 | CC | -1 | 0.039256 | 216.1 | 216.1 |  |  | 1.9507 | 216.1 | -0.039256 | -8.4832
12411 | FPLEFR1A_G | 1 | North | YES | 0.009399 | 161 | 72 | 161 | 0 | 1 | CC | -1 | 0.038884 | 161 | 161 |  |  | 1.5132 | 161 | -0.038884 | -6.2603
12412 | FPLEFR1B_G | 2 | North | YES | 0.009399 | 164 | 72 | 164 | 0 | 1 | CC | -1 | 0.038884 | 164 | 164 |  |  | 1.5414 | 164 | -0.038884 | -6.3769
12413 | FPLEFR1C_G | 3 | North | YES | 0.009399 | 164 | 72 | 164 | 0 | 1 | CC | -1 | 0.038884 | 164 | 164 |  |  | 1.5414 | 164 | -0.038884 | -6.3769
12414 | FPLEFR1S_G | 4 | North | YES | 0.009399 | 414 | 191 | 414 | 0 | 1 | CC | -1 | 0.038884 | 414 | 414 |  |  | 3.8912 | 414 | -0.038884 | -16.0978
12421 | FPLEFR2A_G | 1 | North | YES | 0.009399 | 162 | 72 | 162 | 0 | 1 | CC | -1 | 0.038884 | 162 | 162 |  |  | 1.5226 | 162 | -0.038884 | -6.2992
12422 | FPLEFR2B_G | 2 | North | YES | 0.009399 | 161 | 72 | 161 | 0 | 1 | CC | -1 | 0.038884 | 161 | 161 |  |  | 1.5132 | 161 | -0.038884 | -6.2603
12423 | FPLEFR2C_G | 3 | North | YES | 0.009399 | 163 | 72 | 163 | 0 | 1 | CC | -1 | 0.038884 | 163 | 163 |  |  | 1.532 | 163 | -0.038884 | -6.338
12424 | FPLEFR2S_G | 4 | North | YES | 0.009399 | 415 | 191 | 415 | 0 | 1 | CC | -1 | 0.038884 | 415 | 415 |  |  | 3.9006 | 415 | -0.038884 | -16.1367
12440 | PARKD_1SVC8 | 1 | North | YES | 0.00951 | 0 | 0 | 0 | 0 | 1.007 | GST | -1 | 0.038773 | 0 | 0 |  |  | 0 | 0 | -0.038773 | 0
12449 | PARKD_2SVC8 | 1 | North | YES | 0.00951 | 0 | 0 | 0 | 0 | 1.007 | GST | -1 | 0.038773 | 0 | 0 |  |  | 0 | 0 | -0.038773 | 0
2451 | LKHB1_G | 1 | North | YES | 0.009546 | 0 | 80 | 391 |  | 1.022 | GST | -1 | 0.038737 | 391 | 391 |  |  | 3.7325 | 391 | -0.038737 | -15.146
2452 | LKHB2_G | 2 | North | YES | 0.009546 | 516 | 80 | 516 | 0 | 1.022 | GST | -1 | 0.038737 | 516 | 516 |  |  | 4.9257 | 516 | -0.038737 | -19.9881
2413 | MTCK6_G | 6 | North | YES | 0.009663 | 0 | 30 | 118 |  | 1.022 | GST | -1 | 0.03862 | 118 | 118 |  |  | 1.1402 | 118 | -0.03862 | -4.5571
2414 | MTCK7_G | 7 | North | YES | 0.009663 | 0 | 30 | 115 |  | 1.022 | GST | -1 | 0.03862 | 115 | 115 |  |  | 1.1112 | 115 | -0.03862 | -4.4413
2417 | MTCK8_G | 8 | North | YES | 0.009663 | 444.8 | 60 | 556 | 0 | 1.022 | GSC | -1 | 0.03862 | 556 | 556 |  |  | 5.3726 | 556 | -0.03862 | -21.4725
948 | STEAM1 | 1 | North | YES | 0.009751 | 0 | 12 | 20 |  | 1.02 | GST | -1 | 0.038532 | 20 | 20 |  |  | 0.19502 | 20 | -0.038532 | -0.77063
949 | STEAM2 | 1 | North | YES | 0.009751 | 26 | 8 | 26 | 0 | 0.99 | GST | -1 | 0.038532 | 26 | 26 |  |  | 0.25353 | 26 | -0.038532 | -1.0018
950 | STEAM3 | 1 | North | YES | 0.009751 | 41 | 13 | 42 | 0 | 1.02 | GST | -1 | 0.038532 | 42 | 42 |  |  | 0.40954 | 42 | -0.038532 | -1.6183
837 | NEWMAN_G5 | 1 | North | YES | 0.009765 | 0 | 15 | 40 |  | 1.01 | GST | -1 | 0.038518 | 40 | 40 |  |  | 0.3906 | 40 | -0.038518 | -1.5407
842 | OLINGER_G1 | 1 | North | YES | 0.009812 | 55.4 | 20 | 79 | 0 | 1.03 | GST | -1 | 0.038471 | 79 | 79 |  |  | 0.77515 | 79 | -0.038471 | -3.0392
843 | OLINGER_G2 | 1 | North | YES | 0.009812 | 76.2 | 25 | 110 | 0 | 1.03 | GST | -1 | 0.038471 | 110 | 110 |  |  | 1.0793 | 110 | -0.038471 | -4.2318
844 | OLINGER_G3 | 1 | North | YES | 0.009812 | 103.9 | 45 | 150 | 0 | 1.03 | GST | -1 | 0.038471 | 150 | 150 |  |  | 1.4718 | 150 | -0.038471 | -5.7706
845 | OLINGER_G4 | 1 | North | YES | 0.009812 | 51.9 | 0 | 76 | 0 | 1.03 | GGT | -1 | 0.038471 | 76 | 76 |  |  | 0.74571 | 76 | -0.038471 | -2.9238
2418 | MTCK2_G | 2 | North | YES | 0.009834 | 0 | 10 | 23 |  | 0.971 | #N/A | -1 | 0.038449 | 23 | 23 |  |  | 0.22618 | 23 | -0.038449 | -0.88432
2419 | MTCK3_G | MB | North | YES | 0.009834 | 0 | 10 | 63 |  | 0.971 | #N/A | -1 | 0.038449 | 63 | 63 |  |  | 0.61954 | 63 | -0.038449 | -2.4223
1937 | MDLTHELP_5G | 5 | North | YES | 0.009859 | 224 | 74 | 224 | 0 | 1 | CC | -1 | 0.038424 | 224 | 224 |  |  | 2.2084 | 224 | -0.038424 | -8.6069
1938 | MDLTHELP_6G | 6 | North | YES | 0.009859 | 226 | 74 | 226 | 0 | 1 | CC | -1 | 0.038424 | 226 | 226 |  |  | 2.2281 | 226 | -0.038424 | -8.6838
1943 | MDLTHELP_3G | 3 | North | YES | 0.009859 | 212 | 74 | 212 | 0 | 1 | CC | -1 | 0.038424 | 212 | 212 |  |  | 2.0901 | 212 | -0.038424 | -8.1458
1944 | MDLTHELP_4G | 4 | North | YES | 0.009859 | 211 | 74 | 211 | 0 | 1 | CC | -1 | 0.038424 | 211 | 211 |  |  | 2.0802 | 211 | -0.038424 | -8.1074
1701 | MOSES_1G | 1 | North | YES | 0.010007 | 558 | 175 | 558 | 0 | 1.023 | LIGCO | -1 | 0.038276 | 0 | 558 |  |  | 0 | 0 | -0.038276 | 0
1702 | MOSES_2G | 2 | North | YES | 0.010007 | 579 | 175 | 579 | 0 | 1.023 | LIGCO | -1 | 0.038276 | 0 | 579 |  |  | 0 | 0 | -0.038276 | 0
1703 | MOSES_3G | 3 | North | YES | 0.010007 | 808 | 463 | 808 | 0 | 1.023 | LIGCO | -1 | 0.038276 | 0 | 808 |  |  | 0 | 0 | -0.038276 | 0
5925 | DCEAST | EQ | North | YES | 0.010007 | 400.3 | -600 | 600 | 0 | 1.025 | DCTie | -1 | 0.038276 | 0 | 0 |  |  | 0 | 0 | -0.038276 | 0
1675 | PEC_1G | 1 | North | YES | 0.010089 | 76.7 | 35 | 76.7 | 0 | 1.022 | Cogen | -1 | 0.038194 | 0 | 0 |  |  | 0 | 0 | -0.038194 | 0
1676 | PEC_2G | 2 | North | YES | 0.010089 | 79.6 | 35 | 79.6 | 0 | 1.022 | Cogen | -1 | 0.038194 | 0 | 0 |  |  | 0 | 0 | -0.038194 | 0
1677 | PEC_3G | 3 | North | YES | 0.010089 | 88.4 | 35 | 88.4 | 0 | 1.022 | Cogen | -1 | 0.038194 | 0 | 0 |  |  | 0 | 0 | -0.038194 | 0
1678 | LAMARPWR_1G | 1 | North | YES | 0.010114 | 160 | 67.7 | 160 | 0 | 1.038 | CC | -1 | 0.038169 | 160 | 160 |  |  | 1.6182 | 160 | -0.038169 | -6.107
1679 | LAMARPWR_2G | 2 | North | YES | 0.010114 | 156 | 67.7 | 156 | 0 | 1.038 | CC | -1 | 0.038169 | 156 | 156 |  |  | 1.5778 | 156 | -0.038169 | -5.9543
1680 | LAMARPWR_3G | 3 | North | YES | 0.010114 | 196 | 129.1 | 196 | 0 | 1.038 | CC | -1 | 0.038169 | 196 | 196 |  |  | 1.9823 | 196 | -0.038169 | -7.4811
1681 | LAMARPWR_4G | 4 | North | YES | 0.010114 | 156 | 67.7 | 156 | 0 | 1.038 | CC | -1 | 0.038169 | 156 | 156 |  |  | 1.5778 | 156 | -0.038169 | -5.9543
1682 | LAMARPWR_5G | 5 | North | YES | 0.010114 | 157 | 67.7 | 157 | 0 | 1.038 | CC | -1 | 0.038169 | 157 | 157 |  |  | 1.5879 | 157 | -0.038169 | -5.9925
1683 | LAMARPWR_6G | 6 | North | YES | 0.010114 | 198 | 129.1 | 198 | 0 | 1.038 | CC | -1 | 0.038169 | 198 | 198 |  |  | 2.0026 | 198 | -0.038169 | -7.5574
1689 | VALLEY_3G | 3 | North | YES | 0.010168 | 0 | 25 | 375 |  | 1.003 | GST | -1 | 0.038115 | 375 | 375 |  |  | 3.813 | 375 | -0.038115 | -14.293
11691 | KMICHICT1_G | 1 | North | YES | 0.010168 | 144 | 80 | 144 | 0 | 1.026 | CC | -1 | 0.038115 | 144 | 144 |  |  | 1.4642 | 144 | -0.038115 | -5.4885
11692 | KMICHICT2_G | 2 | North | YES | 0.010168 | 146 | 80 | 146 | 0 | 1.026 | CC | -1 | 0.038115 | 146 | 146 |  |  | 1.4845 | 146 | -0.038115 | -5.5647
11693 | KMICHIST3_G | 3 | North | YES | 0.010168 | 312 | 60 | 312 | 0 | 1.026 | CC | -1 | 0.038115 | 312 | 312 |  |  | 3.1724 | 312 | -0.038115 | -11.8918
11694 | KMICHICT4_G | 4 | North | YES | 0.010168 | 144 | 80 | 144 | 0 | 1.026 | CC | -1 | 0.038115 | 144 | 144 |  |  | 1.4642 | 144 | -0.038115 | -5.4885
11695 | KMICHICT5_G | 5 | North | YES | 0.010168 | 148 | 80 | 148 | 0 | 1.026 | CC | -1 | 0.038115 | 148 | 148 |  |  | 1.5049 | 148 | -0.038115 | -5.641
11696 | KMICHIST6_G | 6 | North | YES | 0.010168 | 310 | 60 | 310 | 0 | 1.026 | CC | -1 | 0.038115 | 310 | 310 |  |  | 3.1521 | 310 | -0.038115 | -11.8156
1687 | VALLEY_1G | 1 | North | YES | 0.01035 | 136 | 15 | 170 | 0 | 1.029 | GST | -1 | 0.037933 | 170 | 170 |  |  | 1.7595 | 170 | -0.037933 | -6.4486
1688 | VALLEY_2G | 2 | North | YES | 0.01035 | 527 | 90 | 527 | 0 | 1.029 | GSC | -1 | 0.037933 | 527 | 527 |  |  | 5.4544 | 527 | -0.037933 | -19.9905
2381 | NTHLK1_G | 1 | North | YES | 0.010451 | 0 | 35 | 156 |  | 1.022 | GST | -1 | 0.037832 | 156 | 156 |  |  | 1.6304 | 156 | -0.037832 | -5.9017
2382 | NTHLK2_G | 2 | North | YES | 0.010451 | 0 | 35 | 181 |  | 1.022 | GST | -1 | 0.037832 | 181 | 181 |  |  | 1.8916 | 181 | -0.037832 | -6.8475
2383 | NTHLK3_G | 3 | North | YES | 0.010451 | 0 | 50 | 329 |  | 1.022 | GST | -1 | 0.037832 | 329 | 329 |  |  | 3.4384 | 329 | -0.037832 | -12.4466
6948 | DENISNDM | 1 | North | YES | 0.010481 | 40 | 5 | 40 | 0 | 1.015 | Hydro | -1 | 0.037802 | 0 | 0 |  |  | 0 | 0 | -0.037802 | 0
6948 | DENISNDM | 2 | North | YES | 0.010481 | 31 | 5 | 40 | 0 | 1.015 | Hydro | -1 | 0.037802 | 0 | 0 |  |  | 0 | 0 | -0.037802 | 0
2371 | COLLIN_1G | MB | North | YES | 0.0107 | 0 | 40 | 138 |  | 1.022 | GST | -1 | 0.037583 | 0 | 0 |  |  | 0 | 0 | -0.037583 | 0
1948 | HANDLEY_4G | 4 | North | YES | 0.011294 | 348 | 150 | 435 | 0 | 1.022 | GST | -1 | 0.036989 | 435 | 435 |  |  | 4.9129 | 435 | -0.036989 | -16.0901
1947 | HANDLEY_3G | 3 | North | YES | 0.01141 | 316 | 100 | 395 | 0 | 1.022 | GST | -1 | 0.036873 | 395 | 395 |  |  | 4.5069 | 395 | -0.036873 | -14.5647
1949 | HANDLEY_5G | 5 | North | YES | 0.01141 | 348 | 150 | 435 | 0 | 1.022 | GST | -1 | 0.036873 | 435 | 435 |  |  | 4.9634 | 435 | -0.036873 | -16.0396
366 | JNSNCNTY802 | 1 | North | YES | 0.011536 | 168 | 20 | 168 | 0 | 1.02 | Cogen | -1 | 0.036747 | 0 | 0 |  |  | 0 | 0 | -0.036747 | 0
367 | JNSNCNTY802 | 2 | North | YES | 0.011536 | 90 | 20 | 90 | 0 | 1.02 | Cogen | -1 | 0.036747 | 0 | 0 |  |  | 0 | 0 | -0.036747 | 0
1945 | HANDLEY_1G | MB | North | YES | 0.01155 | 0 | 25 | 36 |  | 0.986 | #N/A | -1 | 0.036733 | 36 | 36 |  |  | 0.4158 | 36 | -0.036733 | -1.3224
1946 | HANDLEY_2G | MB | North | YES | 0.01155 | 0 | 30 | 68 |  | 0.986 | #N/A | -1 | 0.036733 | 68 | 68 |  |  | 0.7854 | 68 | -0.036733 | -2.4978
923 | SPENCER_G4 | 1 | North | YES | 0.012694 | 48 | 20 | 61 | 0 | 1.03 | GST | -1 | 0.035589 | 61 | 61 |  |  | 0.77433 | 61 | -0.035589 | -2.1709
924 | SPENCER_G5 | 1 | North | YES | 0.012694 | 52 | 20 | 66 | 0 | 1.03 | GST | -1 | 0.035589 | 66 | 66 |  |  | 0.8378 | 66 | -0.035589 | -2.3489
1861 | EAGLEMNT_1G | MB | North | YES | 0.013075 | 0 | 30 | 112 |  | 1.022 | GST | -1 | 0.035208 | 0 | 0 |  |  | 0 | 0 | -0.035208 | 0
1862 | EAGLEMNT_2G | MB | North | YES | 0.013075 | 0 | 40 | 100 |  | 1.022 | GST | -1 | 0.035208 | 0 | 0 |  |  | 0 | 0 | -0.035208 | 0
1863 | EAGLEMNT_3G | MB | North | YES | 0.013075 | 0 | 50 | 378 |  | 1.022 | GST | -1 | 0.035208 | 0 | 0 |  |  | 0 | 0 | -0.035208 | 0
1892 | DECRDOVA_2G | A | North | YES | 0.01318 | 65 | 65 | 70 | 0 | 1.025 | GGT | -1 | 0.035103 | 70 | 70 |  |  | 0.9226 | 70 | -0.035103 | -2.4572
1893 | DECRDOVA_3G | B | North | YES | 0.01318 | 65 | 65 | 69 | 0 | 1.025 | GGT | -1 | 0.035103 | 69 | 69 |  |  | 0.90942 | 69 | -0.035103 | -2.4221
1894 | DECRDOVA_4G | C | North | YES | 0.01318 | 65 | 65 | 69 | 0 | 1.025 | GGT | -1 | 0.035103 | 69 | 69 |  |  | 0.90942 | 69 | -0.035103 | -2.4221
1895 | DECRDOVA_5G | D | North | YES | 0.01318 | 65 | 65 | 68 | 0 | 1.025 | GGT | -1 | 0.035103 | 68 | 68 |  |  | 0.89624 | 68 | -0.035103 | -2.387
1889 | DECRDOVA_1G | 1 | North | YES | 0.013466 | 779 | 255 | 779 | 0 | 1.02 | GSC | -1 | 0.034817 | 779 | 779 |  |  | 10.49 | 779 | -0.034817 | -27.1222
1877 | WLFHOLW_1G | 1 | North | YES | 0.013939 | 217.3 | 89.2 | 217.3 | 0 | 1.032 | CC | -1 | 0.034344 | 217.3 | 217.3 |  |  | 3.0289 | 217.3 | -0.034344 | -7.4629
1878 | WLFHOLW_2G | 2 | North | YES | 0.013939 | 215.7 | 105 | 215.7 | 0 | 1.032 | CC | -1 | 0.034344 | 215.7 | 215.7 |  |  | 3.0066 | 215.7 | -0.034344 | -7.4079
1879 | WLFHOLW_3G | 3 | North | YES | 0.013939 | 272.4 | 89.2 | 272.4 | 0 | 1.032 | CC | -1 | 0.034344 | 272.4 | 272.4 |  |  | 3.797 | 272.4 | -0.034344 | -9.3552
728 | WOLFRIDGE801 | 1 | North | YES | 0.014187 | 11.2 | 0 | 112.5 | 0 | 0.99 | Wind | -1 | 0.034096 | 0 | 112.5 |  |  | 0 | 0 | -0.034096 | 0
1898 | COMCHEPK_1G | 1 | North | YES | 0.014404 | 1159 | 1150 | 1159 | 0 | 1.032 | Nuc | -1 | 0.033879 | 0 | 0 |  |  | 0 | 0 | -0.033879 | 0
1899 | COMCHEPK_2G | 2 | North | YES | 0.014404 | 1159 | 1128 | 1159 | 0 | 1.032 | Nuc | -1 | 0.033879 | 0 | 0 |  |  | 0 | 0 | -0.033879 | 0
580 | JCKCNTY801 | 1 | North | YES | 0.014969 | 288 | 0 | 288 | 0 | 1.022 | CC | -1 | 0.033314 | 288 | 288 |  |  | 4.3111 | 288 | -0.033314 | -9.5943
581 | JCKCNTY802 | 2 | North | YES | 0.014969 | 147 | 0 | 147 | 0 | 1.022 | CC | -1 | 0.033314 | 147 | 147 |  |  | 2.2004 | 147 | -0.033314 | -4.8971
582 | JCKCNTY803 | 3 | North | YES | 0.014969 | 147 | 0 | 147 | 0 | 1.022 | CC | -1 | 0.033314 | 147 | 147 |  |  | 2.2004 | 147 | -0.033314 | -4.8971
503 | NTHTEXAS01 | 1 | North | YES | 0.015162 | 0 | 5 | 18 |  | 1.015 | GST | -1 | 0.033121 | 18 | 18 |  |  | 0.27292 | 18 | -0.033121 | -0.59617
504 | NTHTEXAS02 | 2 | North | YES | 0.015162 | 14.4 | 5 | 18 |  | 1.015 | GST | -1 | 0.033121 | 18 | 18 |  |  | 0.27292 | 18 | -0.033121 | -0.59617
505 | NTHTEXAS03 | 3 | North | YES | 0.015162 | 30.4 | 15 | 38 |  | 1.015 | GST | -1 | 0.033121 | 38 | 38 |  |  | 0.57616 | 38 | -0.033121 | -1.2586
332 | RWMILLER01 | 1 | North | YES | 0.015261 | 58.4 | 18.5 | 73 | 0 | 1.04 | GST | -1 | 0.033022 | 73 | 73 |  |  | 1.1141 | 73 | -0.033022 | -2.4106
333 | RWMILLER02 | 2 | North | YES | 0.015261 | 95.2 | 37 | 119 | 0 | 1.04 | GST | -1 | 0.033022 | 119 | 119 |  |  | 1.8161 | 119 | -0.033022 | -3.9296
334 | RWMILLER03 | 3 | North | YES | 0.015261 | 166.4 | 65 | 208 | 0 | 1.04 | GST | -1 | 0.033022 | 208 | 208 |  |  | 3.1743 | 208 | -0.033022 | -6.8685
335 | RWMILLER04 | 4 | North | YES | 0.015261 | 81.6 | 0 | 102 | 0 | 1.04 | GST | -1 | 0.033022 | 102 | 102 |  |  | 1.5566 | 102 | -0.033022 | -3.3682
336 | RWMILLER05 | 5 | North | YES | 0.015261 | 80.8 | 0 | 101 | 0 | 1.04 | GST | -1 | 0.033022 | 101 | 101 |  |  | 1.5414 | 101 | -0.033022 | -3.3352
8032 | AMISTADHYD1 | 1 | South | YES | 0.016011 | 33 | 13 | 33 | 0 | 1.0375 | Hydro | -1 | 0.032272 | 0 | 0 |  |  |  |  | -0.032272 | 0
8033 | AMISTADHYD2 | 2 | South | YES | 0.016011 | 25 | 13 | 25 | 0 | 1.0375 | Hydro | -1 | 0.032272 | 0 | 0 |  |  |  |  | -0.032272 | 0
88253 | HAMILTON | F | South | YES | 0.016011 | 0 | 0 | 0 | 0 | 1.04 | BLT | -1 | 0.032272 | 0 | 0 |  |  |  |  | -0.032272 | 0
1453 | WCPWRCO_1G | 1 | North | YES | 0.016775 | 204 | 50 | 204 |  | 1.02 | CC | -1 | 0.031508 | 204 | 204 |  |  | 3.4221 | 204 | -0.031508 | -6.4276
1454 | WCPWRCO_2G | 2 | North | YES | 0.016775 | 204 | 50 | 204 |  | 1.02 | CC | -1 | 0.031508 | 204 | 204 |  |  | 3.4221 | 204 | -0.031508 | -6.4276
1455 | WCPWRCO_3G | 3 | North | YES | 0.016775 | 242 | 50 | 242 |  | 1.02 | CC | -1 | 0.031508 | 242 | 242 |  |  | 4.0595 | 242 | -0.031508 | -7.6249
344 | MRSSHPRD | 1 | North | YES | 0.018864 | 12 | 0 | 12 |  | 1.03 | Hydro | -1 | 0.029419 | 0 | 0 |  |  | 0 | 0 | -0.029419 | 0
345 | MRSSHPRD01 | 2 | North | YES | 0.018864 | 12 | 0 | 12 |  | 1.03 | Hydro | -1 | 0.029419 | 0 | 0 |  |  | 0 | 0 | -0.029419 | 0
1600 | BARTNWND_1G | 1 | North | YES | 0.018986 | 12 | 0 | 120 | 0 | 1.022 | Wind | -1 | 0.029297 | 0 | 120 |  |  | 0 | 0 | -0.029297 | 0
1643 | SLSTR1PP_1G | 1 | North | YES | 0.020053 | 6 | 0 | 60 | 0 | 1.022 | Wind | -1 | 0.02823 | 0 | 60 |  |  | 0 | 0 | -0.02823 | 0
1432 | GRHAMSES_2G | 2 | North | YES | 0.02039 | 294.9 | 90 | 366 |  | 1.014 | GST | -1 | 0.027893 | 366 | 366 |  |  | 7.4627 | 366 | -0.027893 | -10.2087
1433 | GRHAMSES_1G | 1 | North | YES | 0.022472 | 242 | 60 | 242 |  | 1.038 | GST | -1 | 0.025811 | 242 | 242 |  |  | 5.4382 | 242 | -0.025811 | -6.2462
1479 | WFCOGEN_1G | 2 | North | YES | 0.022512 | 16 | 12 | 20 | 0 | 1 | Cogen | -1 | 0.025771 | 0 | 0 |  |  | 0 | 0 | -0.025771 | 0
1479 | WFCOGEN_1G | 1 | North | YES | 0.022512 | 16 | 12 | 20 | 0 | 1 | Cogen | -1 | 0.025771 | 0 | 0 |  |  | 0 | 0 | -0.025771 | 0
1482 | WFCOGEN_2G | 1 | North | YES | 0.022512 | 16 | 12 | 20 | 0 | 1 | Cogen | -1 | 0.025771 | 0 | 0 |  |  | 0 | 0 | -0.025771 | 0
1482 | WFCOGEN_2G | 2 | North | YES | 0.022512 | 13.6 | 12 | 17 | 0 | 1 | Cogen | -1 | 0.025771 | 0 | 0 |  |  | 0 | 0 | -0.025771 | 0
1437 | MESQUITW_1G | 1 | North | YES | 0.04772 | 40 | 0 | 400 | 0 | 1.023 | Wind | -1 | 0.00056268 | 0 | 400 |  |  | 0 | 0 | -0.00056268 | 0
1438 | MESQUITW_2G | 1 | North | YES | 0.047721 | 23.6 | 0 | 236 |  | 1.017 | Wind | -1 | 0.00056168 | 0 | 236 |  |  | 0 | 0 | -0.00056168 | 0
1442 | COKFIELD_5 | 1 | North | YES | 0.047721 | 16.5 | 0 | 165 |  | 1.029 | Wind | -1 | 0.00056168 | 0 | 165 |  |  | 0 | 0 | -0.00056168 | 0
6100 | OKLA7A | EQ | West | YES | 0.031944 | 50 | -220 | 220 | 0 | 1.035 | DCTie | 1 | 0.022589 | 0 | 0 | 0 | 0 |  |  | 0.022589 | 0
6752 | OKLA0A | 1 | West | YES | 0.031944 | 649.7 | 175 | 649.7 | 0 | 1.035 | LIGCO | 1 | 0.022589 | 0 | 649.7 | 20.754 | 649.7 |  |  | 0.022589 | 14.6759
60052 | WILDHRS11A | 1 | West | YES | 0.037918 | 25.3 | 0 | 126.5 | 0 | 1.005 | #N/A | 1 | 0.028563 | 126.5 | 126.5 | 4.7966 | 126.5 |  |  | 0.028563 | 3.6132
60053 | WILDHRS21A | 1 | West | YES | 0.037918 | 7.8 | 0 | 39 | 0 | 1.025 | #N/A | 1 | 0.028563 | 39 | 39 | 1.4788 | 39 |  |  | 0.028563 | 1.1139
60081 | WHRLWIND1A | 1 | West | YES | 0.04011 | 12 | 0 | 60 | 0 | 1.03 | Wind | 1 | 0.030755 | 0 | 60 | 2.4066 | 60 |  |  | 0.030755 | 1.8453
6144 | MCADOO1A | 1 | West | YES | 0.043449 | 15 | 0 | 150 | 0 | 1.025 | Wind | 1 | 0.034094 | 0 | 150 | 6.5174 | 150 |  |  | 0.034094 | 5.1141
1049 | ROSCOEWI_5 | 1 | West | YES | 0.044602 | 41.8 | 0 | 209 |  | 1.01 | #N/A | 1 | 0.035247 | 209 | 209 | 9.3218 | 209 |  |  | 0.035247 | 7.3666
1057 | ROSCOEWI_5 | 2 | West | YES | 0.044602 | 25.3 | 0 | 126.5 |  | 1.01 | #N/A | 1 | 0.035247 | 126.5 | 126.5 | 5.6422 | 126.5 |  |  | 0.035247 | 4.4587
1060 | ROSCOEWI_5 | 3 | West | YES | 0.044602 | 39.4 | 0 | 197 | 0 | 1.01 | #N/A | 1 | 0.035247 | 197 | 197 | 8.7866 | 197 |  |  | 0.035247 | 6.9436
1072 | ROSCOEWI_5 | 4 | West | YES | 0.044602 | 63.6 | 0 | 318 | 0 | 1.01 | #N/A | 1 | 0.035247 | 318 | 318 | 14.1834 | 318 |  |  | 0.035247 | 11.2085
1343 | TRENTIPP_8 | 1 | West | YES | 0.045678 | 30 | 0 | 150 |  | 1.014 | Wind | 1 | 0.036323 | 0 | 150 | 6.8517 | 150 |  |  | 0.036323 | 5.4484
1354 | AEPWIND_8 | 1 | West | YES | 0.045678 | 20.2 | 0 | 101 |  | 1 | Wind | 1 | 0.036323 | 0 | 101 | 4.6135 | 101 |  |  | 0.036323 | 3.6686
36998 | RDCNYNG1 | 1 | West | YES | 0.046316 | 16.8 | 0 | 84 |  | 1.01 | Wind | 1 | 0.036961 | 0 | 84 | 3.8905 | 84 |  |  | 0.036961 | 3.1047
1061 | CIELOGEN_1G | 1 | West | YES | 0.04697 | 19.8 | 0 | 99 |  | 1 | Wind | 1 | 0.037615 | 0 | 99 | 4.65 | 99 |  |  | 0.037615 | 3.7239
1062 | CIELOGEN_2G | 1 | West | YES | 0.04697 | 12.2 | 0 | 61 |  | 1 | Wind | 1 | 0.037615 | 0 | 61 | 2.8652 | 61 |  |  | 0.037615 | 2.2945
1069 | KINDERMG_1G | 1 | West | YES | 0.04697 | 25 | 5 | 25 | 0 | 1.017 | Cogen | 1 | 0.037615 | 0 | 0 | 0 | 0 |  |  | 0.037615 | 0
1070 | KINDERMG_2G | 1 | West | YES | 0.04697 | 45.7 | 12 | 45.7 | 0 | 1.017 | Cogen | 1 | 0.037615 | 0 | 0 | 0 | 0 |  |  | 0.037615 | 0
1071 | KINDERMG_3G | 1 | West | YES | 0.04697 | 45.7 | 12 | 45.7 | 0 | 1.017 | Cogen | 1 | 0.037615 | 0 | 0 | 0 | 0 |  |  | 0.037615 | 0
1068 | SCURRYCW_1G | 1 | West | YES | 0.046993 | 28.2 | 1.3 | 141 |  | 1.01 | Wind | 1 | 0.037638 | 0 | 141 | 6.626 | 141 |  |  | 0.037638 | 5.3069
1073 | SCURRYCW_2G | 2 | West | YES | 0.046993 | 24 | 0 | 120 | 0 | 1.017 | Wind | 1 | 0.037638 | 0 | 120 | 5.6392 | 120 |  |  | 0.037638 | 4.5165
60057 | CALLAHAN1A | 1 | West | YES | 0.047071 | 22.8 | 0 | 114 | 0 | 1.04 | Wind | 1 | 0.037716 | 0 | 114 | 5.3661 | 114 |  |  | 0.037716 | 4.2996
6637 | SNYDERW1A | 1 | West | YES | 0.047227 | 12.6 | 0 | 63 | 0 | 1.025 | Wind | 1 | 0.037872 | 0 | 63 | 2.9753 | 63 |  |  | 0.037872 | 2.3859
1301 | BULLCREK_8 | 1 | West | YES | 0.047489 | 36 | 0 | 180 | 0 | 1.017 | #N/A | 1 | 0.038134 | 180 | 180 | 8.548 | 180 |  |  | 0.038134 | 6.8641
1302 | COYOTEWG_8 | 1 | West | YES | 0.047877 | 45 | 0 | 225 |  | 1.01 | #N/A | 1 | 0.038522 | 225 | 225 | 10.7723 | 225 |  |  | 0.038522 | 8.6674
71051 | L_BITTCR1_1N | W1 | West | YES | 0.047899 | 7.5 | 0 | 37.5 |  | 1.02 | Wind | 1 | 0.038544 | 0 | 37.5 | 1.7962 | 37.5 |  |  | 0.038544 | 1.4454
71054 | L_SWEETW1_1N | W1 | West | YES | 0.047899 | 21.5 | 0 | 107.5 |  | 1.02 | Wind | 1 | 0.038544 | 0 | 107.5 | 5.1491 | 107.5 |  |  | 0.038544 | 4.1435
71057 | L_SWEETW1_2N | W1 | West | YES | 0.047899 | 27 | 0 | 135 |  | 1.02 | Wind | 1 | 0.038544 | 0 | 135 | 6.4664 | 135 |  |  | 0.038544 | 5.2034
71059 | L_SWEETW1_3N | W1 | West | YES | 0.047899 | 23.8 | 0 | 119 | 0 | 1.02 | Wind | 1 | 0.038544 | 0 | 119 | 5.7 | 119 |  |  | 0.038544 | 4.5867
71060 | L_SWEETW1_4N | W1 | West | YES | 0.047899 | 21 | 0 | 105 | 0 | 1.02 | Wind | 1 | 0.038544 | 0 | 105 | 5.0294 | 105 |  |  | 0.038544 | 4.0471
1037 | MORGAN5G_5G | 5 | West | YES | 0.047904 | 109.6 | 40 | 137 | 0 | 1.029 | GST | 1 | 0.038549 | 137 | 137 | 6.5628 | 137 |  |  | 0.038549 | 5.2812
1039 | MRGNAG_1G | A | West | YES | 0.047904 | 69 | 69 | 69 | 0 | 1.029 | GGT | 1 | 0.038549 | 69 | 69 | 3.3054 | 69 |  |  | 0.038549 | 2.6599
1040 | MRGNBG_2G | B | West | YES | 0.047904 | 70 | 70 | 71 | 0 | 1.029 | GGT | 1 | 0.038549 | 71 | 71 | 3.4012 | 71 |  |  | 0.038549 | 2.737
1041 | MRGNCG_3G | C | West | YES | 0.047904 | 69 | 69 | 70 | 0 | 1.029 | GGT | 1 | 0.038549 | 70 | 70 | 3.3533 | 70 |  |  | 0.038549 | 2.6984
1042 | MRGNDG_4G | D | West | YES | 0.047904 | 68 | 68 | 68 | 0 | 1.029 | GGT | 1 | 0.038549 | 68 | 68 | 3.2575 | 68 |  |  | 0.038549 | 2.6213
1043 | MRGNEG_5G | E | West | YES | 0.047904 | 68 | 68 | 70 | 0 | 1.029 | GGT | 1 | 0.038549 | 70 | 70 | 3.3533 | 70 |  |  | 0.038549 | 2.6984
1044 | MRGNFG_6G | F | West | YES | 0.047904 | 66 | 66 | 66 | 0 | 1.029 | GGT | 1 | 0.038549 | 66 | 66 | 3.1617 | 66 |  |  | 0.038549 | 2.5442
1416 | SWETWATR_1G | 1 | West | YES | 0.048026 | 30 | 18 | 30 | 0 | 1.026 | CC | 1 | 0.038671 | 30 | 30 | 1.4408 | 30 |  |  | 0.038671 | 1.1601
1417 | SWETWATR_2G | 2 | West | YES | 0.048026 | 72 | 36 | 72 | 0 | 1.026 | CC | 1 | 0.038671 | 72 | 72 | 3.4579 | 72 |  |  | 0.038671 | 2.7843
1418 | SWETWATR_3G | 3 | West | YES | 0.048026 | 68 | 36 | 68 | 0 | 1.026 | CC | 1 | 0.038671 | 68 | 68 | 3.2658 | 68 |  |  | 0.038671 | 2.6296
1419 | SWETWATR_4G | 4 | West | YES | 0.048026 | 61 | 36 | 61 | 0 | 1.026 | CC | 1 | 0.038671 | 61 | 61 | 2.9296 | 61 |  |  | 0.038671 | 2.3589
1360 | GUNSIGHT_8 | 1 | West | YES | 0.048415 | 24 | 0 | 120 | 0 | 1.01 | Wind | 1 | 0.03906 | 0 | 120 | 5.8098 | 120 |  |  | 0.03906 | 4.6872
1170 | AIRLAMESA_1G | 1 | West | YES | 0.048417 | 0 | 0 | 180 |  | 1 | #N/A | 1 | 0.039062 | 180 | 180 | 8.7151 | 180 |  |  | 0.039062 | 7.0311
1058 | LONGSHORE_5 | 2 | West | YES | 0.048429 | 44 | 0 | 220 |  | 1.01 | Wind | 1 | 0.039074 | 0 | 220 | 10.6544 | 220 |  |  | 0.039074 | 8.5962
1058 | LONGSHORE_5 | 1 | West | YES | 0.048429 | 30 | 0 | 150 |  | 1.01 | Wind | 1 | 0.039074 | 0 | 150 | 7.2644 | 150 |  |  | 0.039074 | 5.8611
1058 | LONGSHORE_5 | 3 | West | YES | 0.048429 | 23.4 | 0 | 117 |  | 1.01 | Wind | 1 | 0.039074 | 0 | 117 | 5.6662 | 117 |  |  | 0.039074 | 4.5716
1327 | WILDHRSE_1G | 1 | West | YES | 0.048497 | 24 | 0 | 120 |  | 1 | Wind | 1 | 0.039142 | 0 | 120 | 5.8196 | 120 |  |  | 0.039142 | 4.697
1045 | CALENG1G_1G | 1 | West | YES | 0.048575 | 73.4 | 27 | 73.4 | 0 | 1.014 | Cogen | 1 | 0.03922 | 0 | 0 | 0 | 0 |  |  | 0.03922 | 0
1046 | CALENG2G_2G | 2 | West | YES | 0.048575 | 73.4 | 27 | 73.4 | 0 | 1.014 | Cogen | 1 | 0.03922 | 0 | 0 | 0 | 0 |  |  | 0.03922 | 0
1047 | CALENG3G_3G | 3 | West | YES | 0.048575 | 70.4 | 27 | 70.4 | 0 | 1.014 | Cogen | 1 | 0.03922 | 0 | 0 | 0 | 0 |  |  | 0.03922 | 0
1333 | MCDDONAL_8 | 1 | West | YES | 0.04888 | 42.8 | 0 | 214.2 |  | 1.01 | Wind | 1 | 0.039525 | 0 | 214.2 | 10.4701 | 214.2 |  |  | 0.039525 | 8.4662
1328 | OCOTILLO_1G | 1 | West | YES | 0.049039 | 11.6 | 0 | 58 |  | 1.01 | Wind | 1 | 0.039684 | 0 | 58 | 2.8443 | 58 |  |  | 0.039684 | 2.3017
1326 | STANTONW_8 | 1 | West | YES | 0.049129 | 20.1 | 0 | 100.5 |  | 1.01 | Wind | 1 | 0.039774 | 0 | 100.5 | 4.9375 | 100.5 |  |  | 0.039774 | 3.9973
11001 | NAV1CT | 1 | West | YES | 0.0492 | 70.4 | 18 | 70.4 | 0 | 1.029 | CC | 1 | 0.039845 | 70.4 | 70.4 | 3.4637 | 70.4 |  |  | 0.039845 | 2.8051
11009 | NAV2CT | 1 | West | YES | 0.0492 | 71.4 | 18 | 71.4 | 0 | 1.029 | CC | 1 | 0.039845 | 71.4 | 71.4 | 3.5129 | 71.4 |  |  | 0.039845 | 2.8449
11011 | NAV3ST | 1 | West | YES | 0.0492 | 92.8 | 40 | 92.8 | 0 | 1.029 | CC | 1 | 0.039845 | 92.8 | 92.8 | 4.5658 | 92.8 |  |  | 0.039845 | 3.6976
11012 | NAV4CT | 1 | West | YES | 0.0492 | 80 | 18 | 80 | 0 | 1.029 | CC | 1 | 0.039845 | 80 | 80 | 3.936 | 80 |  |  | 0.039845 | 3.1876
11013 | NAV5CT | 1 | West | YES | 0.0492 | 80 | 18 | 80 | 0 | 1.029 | CC | 1 | 0.039845 | 80 | 80 | 3.936 | 80 |  |  | 0.039845 | 3.1876
11014 | NAV6ST | 1 | West | YES | 0.0492 | 115 | 40 | 115 | 0 | 1.029 | CC | 1 | 0.039845 | 115 | 115 | 5.658 | 115 |  |  | 0.039845 | 4.5821
11020 | TIEHVSG_1G | 1 | West | YES | 0.049209 | 208.2 | 63 | 208.2 | 0 | 1.012 | CC | 1 | 0.039854 | 208.2 | 208.2 | 10.2453 | 208.2 |  |  | 0.039854 | 8.2975
11021 | TIEHVCG_1G | 1 | West | YES | 0.049209 | 142.1 | 103 | 142.1 | 0 | 1.012 | CC | 1 | 0.039854 | 142.1 | 142.1 | 6.9926 | 142.1 |  |  | 0.039854 | 5.6632
11022 | TIEHVCG_2G | 1 | West | YES | 0.049209 | 132.4 | 103 | 132.4 | 0 | 1.012 | CC | 1 | 0.039854 | 132.4 | 132.4 | 6.5153 | 132.4 |  |  | 0.039854 | 5.2766
11023 | TIEHVCG_3G | 1 | West | YES | 0.049209 | 137.4 | 103 | 137.4 | 0 | 1.012 | CC | 1 | 0.039854 | 137.4 | 137.4 | 6.7613 | 137.4 |  |  | 0.039854 | 5.4759
11024 | TIEHVCG_4G | 1 | West | YES | 0.049209 | 147 | 103 | 147 | 0 | 1.012 | CC | 1 | 0.039854 | 147 | 147 | 7.2337 | 147 |  |  | 0.039854 | 5.8585
11025 | TIEHVSG_2G | 1 | West | YES | 0.049209 | 213.2 | 63 | 213.2 | 0 | 1.012 | CC | 1 | 0.039854 | 213.2 | 213.2 | 10.4914 | 213.2 |  |  | 0.039854 | 8.4968
1320 | BSP 1 | 1 | West | YES | 0.049478 | 25.5 | 2.9 | 25.8 | 0 | 1 | Cogen | 1 | 0.040123 | 0 | 0 | 0 | 0 |  |  | 0.040123 | 0
1146 | NOTREES_1G | 1 | West | YES | 0.049748 | 29.8 | 0 | 149 | 0 | 1.017 | #N/A | 1 | 0.040393 | 149 | 149 | 7.4125 | 149 |  |  | 0.040393 | 6.0185
7038 | L_DELAWA1_1Y | 1 | West | YES | 0.04988 | 3.5 | 0 | 35 | 0 | 1 | Wind | 1 | 0.040525 | 0 | 35 | 1.7458 | 35 |  |  | 0.040525 | 1.4184
7038 | L_DELAWA1_1Y | 2 | West | YES | 0.04988 | 3 | 0 | 30 | 0 | 1 | Wind | 1 | 0.040525 | 0 | 30 | 1.4964 | 30 |  |  | 0.040525 | 1.2157
1002 | PBCTAGE_1G | A | West | YES | 0.049946 | 64 | 64 | 66 | 0 | 1.036 | GGT | 1 | 0.040591 | 66 | 66 | 3.2964 | 66 |  |  | 0.040591 | 2.679
1003 | PBCTBGE_2G | B | West | YES | 0.049946 | 65 | 65 | 66 | 0 | 1.036 | GGT | 1 | 0.040591 | 66 | 66 | 3.2964 | 66 |  |  | 0.040591 | 2.679
1004 | PBCTCGE_3G | C | West | YES | 0.049946 | 62 | 62 | 67 | 0 | 1.036 | GGT | 1 | 0.040591 | 67 | 67 | 3.3464 | 67 |  |  | 0.040591 | 2.7196
1005 | PBCTDGE_4G | D | West | YES | 0.049946 | 65 | 65 | 68 | 0 | 1.036 | GGT | 1 | 0.040591 | 68 | 68 | 3.3963 | 68 |  |  | 0.040591 | 2.7602
1006 | PBCTEGE_5G | E | West | YES | 0.049946 | 65 | 65 | 67 | 0 | 1.036 | GGT | 1 | 0.040591 | 67 | 67 | 3.3464 | 67 |  |  | 0.040591 | 2.7196
1007 | PB5GEN_6G | 5 | West | YES | 0.049946 | 91.2 | 40 | 114 | 0 | 1.036 | GST | 1 | 0.040591 | 114 | 114 | 5.6938 | 114 |  |  | 0.040591 | 4.6273
1008 | PB6GEN_7G | 6 | West | YES | 0.049946 | 515 | 130 | 515 | 0 | 1.036 | GST | 1 | 0.040591 | 515 | 515 | 25.7222 | 515 |  |  | 0.040591 | 20.9042
6407 | TURKTRAK1A | 1 | West | YES | 0.050173 | 33.9 | 0 | 169.5 | 0 | 1.025 | Wind | 1 | 0.040818 | 0 | 169.5 | 8.5043 | 169.5 |  |  | 0.040818 | 6.9186
60058 | BUFF_GAP1A | 1 | West | YES | 0.051458 | 24 | 0 | 120 |  | 1 | Wind | 1 | 0.042103 | 0 | 120 | 6.175 | 120 |  |  | 0.042103 | 5.0523
60060 | CIRELLO | 1 | West | YES | 0.051458 | 46.6 | 0 | 233 | 0 | 1 | Wind | 1 | 0.042103 | 0 | 233 | 11.9897 | 233 |  |  | 0.042103 | 9.8099
60063 | BUFF_GAP1B | 1 | West | YES | 0.051458 | 34 | 0 | 170.2 | 0 | 1.02 | Wind | 1 | 0.042103 | 0 | 170.2 | 8.7582 | 170.2 |  |  | 0.042103 | 7.1659
60066 | H_HOLLOW1A | 1 | West | YES | 0.051458 | 44.4 | 0 | 222 | 0 | 1.005 | Wind | 1 | 0.042103 | 0 | 222 | 11.4237 | 222 |  |  | 0.042103 | 9.3468
60068 | HHOLLOW21A | 1 | West | YES | 0.051458 | 36.8 | 0 | 184 | 0 | 1.025 | Wind | 1 | 0.042103 | 0 | 184 | 9.4683 | 184 |  |  | 0.042103 | 7.7469
60070 | HHOLLOW31A | 1 | West | YES | 0.051458 | 44.8 | 0 | 224 | 0 | 1.025 | Wind | 1 | 0.042103 | 0 | 224 | 11.5266 | 224 |  |  | 0.042103 | 9.431
60072 | HHOLLOW41A | 1 | West | YES | 0.051458 | 23 | 0 | 115 | 0 | 1.025 | Wind | 1 | 0.042103 | 0 | 115 | 5.9177 | 115 |  |  | 0.042103 | 4.8418
1349 | WESTXWIN_1G | 1 | West | YES | 0.051992 | 1.3 | 0 | 6.6 |  | 1.014 | Wind | 1 | 0.042637 | 0 | 6.6 | 0.34315 | 6.6 |  |  | 0.042637 | 0.2814
1350 | NWPWRG1_1G | 1 | West | YES | 0.051992 | 6.9 | 1 | 34.3 |  | 1.014 | Wind | 1 | 0.042637 | 0 | 34.3 | 1.7833 | 34.3 |  |  | 0.042637 | 1.4624
76031 | L_GASCCR1_1N | W1 | West | YES | 0.053174 | 30 | 0 | 150 | 0 | 1.02 | Wind | 1 | 0.043819 | 0 | 150 | 7.9761 | 150 |  |  | 0.043819 | 6.5728
76091 | L_DIVIDE1_1N | W1 | West | YES | 0.054139 | 110 | 0 | 550 |  | 1.02 | Wind | 1 | 0.044784 | 0 | 550 | 29.7765 | 550 |  |  | 0.044784 | 24.6311
60007 | KING_SW1A | 1 | West | YES | 0.055177 | 20 | 0 | 80 |  | 1.03 | Wind | 1 | 0.045822 | 0 | 80 | 4.4142 | 80 |  |  | 0.045822 | 3.6657
60019 | KING_NW1A | 1 | West | YES | 0.055177 | 20 | 0 | 80 |  | 1.03 | Wind | 1 | 0.045822 | 0 | 80 | 4.4142 | 80 |  |  | 0.045822 | 3.6657
60201 | RIO DRCS | F | West | YES | 0.055493 | 0 | 0 | 0 | 0 | 1.025 | AVR | 1 | 0.046138 | 0 | 0 | 0 | 0 |  |  | 0.046138 | 0
60016 | WOODWRD11A | 1 | West | YES | 0.055531 | 20 | 0 | 80 |  | 1.033 | Wind | 1 | 0.046176 | 0 | 80 | 4.4425 | 80 |  |  | 0.046176 | 3.6941
38332 | TNWDWRDU2_8 | 1 | West | YES | 0.055542 | 20 | 0 | 80 | 0 | 1.0232 | Wind | 1 | 0.046187 | 0 | 80 | 4.4434 | 80 |  |  | 0.046187 | 3.6949
38437 | TNSRBNMESA9 | 1 | West | YES | 0.05558 | 37.5 | 0 | 150 |  | 1.02 | Wind | 1 | 0.046225 | 0 | 150 | 8.337 | 150 |  |  | 0.046225 | 6.9337
6016 | SWMESA | 1 | West | YES | 0.055869 | 18.8 | 0 | 75 |  | 1.03 | Wind | 1 | 0.046514 | 0 | 75 | 4.1902 | 75 |  |  | 0.046514 | 3.4885
60003 | KING_NE1A | 1 | West | YES | 0.055869 | 20 | 0 | 80 |  | 1.03 | Wind | 1 | 0.046514 | 0 | 80 | 4.4695 | 80 |  |  | 0.046514 | 3.7211
60005 | KING_SE1A | 1 | West | YES | 0.055869 | 10 | 0 | 40 |  | 1.035 | Wind | 1 | 0.046514 | 0 | 40 | 2.2348 | 40 |  |  | 0.046514 | 1.8605
60000 | DSKY2 | 1 | West | YES | 0.056243 | 19.1 | 0 | 76.5 |  | 1.039 | Wind | 1 | 0.046888 | 0 | 76.5 | 4.3026 | 76.5 |  |  | 0.046888 | 3.5869
60017 | ORNNWP1 | 1 | West | YES | 0.05637 | 20 | 0 | 80 |  | 1.027 | Wind | 1 | 0.047015 | 0 | 80 | 4.5096 | 80 |  |  | 0.047015 | 3.7612
60018 | DSKY1 | 1 | West | YES | 0.056633 | 21 | 0 | 84 | 0 | 1.023 | Wind | 1 | 0.047278 | 0 | 84 | 4.7572 | 84 |  |  | 0.047278 | 3.9713
60202 | FRNDDRCS | F | West | YES | 0.062699 | 0 | 0 | 0 | 0 | 0.9985 | AVR | 1 | 0.053344 | 0 | 0 | 0 | 0 |  |  | 0.053344 | 0
Note on AL4: Zonal Cap - Zonal Impact

## Distributed Slack - Bound Gen
Number of Bus | Name of Bus | ID | Area Name of Gen | AGC | P Sensitivity of Bus | Gen MW | Min MW | Max MW | V Sensitivity of Bus | Set Volt | Tech Type | Zone Impact | Zone Correlation | Inc Max | Dec Max | Souce S.F. Weighting | Souce Capacity | Sink S.F. Weighting | Sink Capacity | PTDF Calc | PTDF Weighting | max of zone correlation | 0.00064795 |  |  | Neg PTDF weight | Pos PTDF weight
1438 | MESQUITW_2G | 1 | North | YES | 0.04853 | 23.6 | 0 | 236 |  | 1.017 | Wind | -1 | 0.00064795 | 0 | 236 |  |  | 0 | 0 | -0.00064795 | 0 |  |  |  |  | 0 | 0
1442 | COKFIELD_5 | 1 | North | YES | 0.04853 | 16.5 | 0 | 165 |  | 1.029 | Wind | -1 | 0.00064795 | 0 | 165 |  |  | 0 | 0 | -0.00064795 | 0 |  |  |  |  | 0 | 0
1437 | MESQUITW_1G | 1 | North | YES | 0.048529 | 40 | 0 | 400 | 0 | 1.023 | Wind | -1 | 0.00064895 | 0 | 400 |  |  | 0 | 0 | -0.00064895 | 0 |  |  |  |  | 0 | 0
6100 | OKLA7A | EQ | West | YES | 0.032639 | 50 | -220 | 220 | 0 | 1.035 | DCTie | 1 | 0.022908 | 0 | 0 | 0 | 0 |  |  | 0.022908 | 0 |  |  | Weighted Shift Factors |  | 0 | 0
6752 | OKLA0A | 1 | West | YES | 0.032639 | 649.7 | 175 | 649.7 | 0 | 1.035 | LIGCO | 1 | 0.022908 | 0 | 649.7 | 21.2056 | 649.7 |  |  | 0.022908 | 14.8835 |  |  | West | 0.049178 | 0 | 0
1433 | GRHAMSES_1G | 1 | North | YES | 0.023164 | 242 | 60 | 242 | 0 | 1.038 | GST | -1 | 0.026014 | 242 | 242 |  |  | 5.6057 | 242 | -0.026014 | -6.2954 |  |  | North | 0.0097307 | 0 | 0
1479 | WFCOGEN_1G | 1 | North | YES | 0.023119 | 16 | 12 | 20 | 0 | 1 | Cogen | -1 | 0.026059 | 0 | 0 |  |  | 0 | 0 | -0.026059 | 0 |  |  |  |  | 0 | 0
1479 | WFCOGEN_1G | 2 | North | YES | 0.023119 | 16 | 12 | 20 | 0 | 1 | Cogen | -1 | 0.026059 | 0 | 0 |  |  | 0 | 0 | -0.026059 | 0 | North |  |  |  | 0 | 0
1482 | WFCOGEN_2G | 2 | North | YES | 0.023119 | 13.6 | 12 | 17 | 0 | 1 | Cogen | -1 | 0.026059 | 0 | 0 |  |  | 0 | 0 | -0.026059 | 0 | Line Rating |  | 100 |  | 0 | 0
1482 | WFCOGEN_2G | 1 | North | YES | 0.023119 | 16 | 12 | 20 | 0 | 1 | Cogen | -1 | 0.026059 | 0 | 0 |  |  | 0 | 0 | -0.026059 | 0 | Impact Counter to Zone: |  | 0 |  | 0 | 0
1643 | SLSTR1PP_1G | 1 | North | YES | 0.021086 | 6 | 0 | 60 | 0 | 1.022 | Wind | -1 | 0.028092 | 0 | 60 |  |  | 0 | 0 | -0.028092 | 0 |  |  | 0% |  | 0 | 0
1432 | GRHAMSES_2G | 2 | North | YES | 0.020938 | 294.9 | 90 | 366 | 0 | 1.014 | GST | -1 | 0.02824 | 366 | 366 |  |  | 7.6633 | 366 | -0.02824 | -10.3358 |  |  |  |  | 0 | 0
344 | MRSSHPRD | 1 | North | YES | 0.019645 | 0 | 0 | 12 |  | 1.03 | Hydro | -1 | 0.029533 | 0 | 0 |  |  | 0 | 0 | -0.029533 | 0 | West |  |  |  | 0 | 0
345 | MRSSHPRD01 | 2 | North | YES | 0.019645 | 0 | 0 | 12 |  | 1.03 | Hydro | -1 | 0.029533 | 0 | 0 |  |  | 0 | 0 | -0.029533 | 0 | Line Rating |  | 100 |  | 0 | 0
1600 | BARTNWND_1G | 1 | North | YES | 0.019526 | 12 | 0 | 120 | 0 | 1.022 | Wind | -1 | 0.029652 | 0 | 120 |  |  | 0 | 0 | -0.029652 | 0 | Impact Counter to Zone: |  | 0 |  | 0 | 0
60081 | WHRLWIND1A | 1 | West | YES | 0.041087 | 12 | 0 | 60 | 0 | 1.03 | Wind | 1 | 0.031356 | 0 | 60 | 2.4652 | 60 |  |  | 0.031356 | 1.8814 |  |  | 0% |  | 0 | 0
1455 | WCPWRCO_3G | 3 | North | YES | 0.017264 | 242 | 50 | 242 |  | 1.02 | CC | -1 | 0.031914 | 242 | 242 |  |  | 4.1779 | 242 | -0.031914 | -7.7232 |  |  |  |  | 0 | 0
1453 | WCPWRCO_1G | 1 | North | YES | 0.017264 | 204 | 50 | 204 | 0 | 1.02 | CC | -1 | 0.031914 | 204 | 204 |  |  | 3.5219 | 204 | -0.031914 | -6.5104 |  |  |  |  | 0 | 0
1454 | WCPWRCO_2G | 2 | North | YES | 0.017264 | 204 | 50 | 204 | 0 | 1.02 | CC | -1 | 0.031914 | 204 | 204 |  |  | 3.5219 | 204 | -0.031914 | -6.5104 |  |  |  |  | 0 | 0
334 | RWMILLER03 | 3 | North | YES | 0.016325 | 166.4 | 65 | 208 | 0 | 1.04 | GST | -1 | 0.032853 | 208 | 208 |  |  | 3.3956 | 208 | -0.032853 | -6.8334 |  |  |  |  | 0 | 0
333 | RWMILLER02 | 2 | North | YES | 0.016325 | 95.2 | 37 | 119 | 0 | 1.04 | GST | -1 | 0.032853 | 119 | 119 |  |  | 1.9427 | 119 | -0.032853 | -3.9095 |  |  |  |  | 0 | 0
335 | RWMILLER04 | 4 | North | YES | 0.016325 | 81.6 | 0 | 102 | 0 | 1.04 | GST | -1 | 0.032853 | 102 | 102 |  |  | 1.6651 | 102 | -0.032853 | -3.351 |  |  |  |  | 0 | 0
336 | RWMILLER05 | 5 | North | YES | 0.016325 | 80.8 | 0 | 101 | 0 | 1.04 | GST | -1 | 0.032853 | 101 | 101 |  |  | 1.6488 | 101 | -0.032853 | -3.3181 |  |  |  |  | 0 | 0
332 | RWMILLER01 | 1 | North | YES | 0.016325 | 58.4 | 18.5 | 73 | 0 | 1.04 | GST | -1 | 0.032853 | 73 | 73 |  |  | 1.1917 | 73 | -0.032853 | -2.3983 |  |  |  |  | 0 | 0
8032 | AMISTADHYD1 | 1 | South | YES | 0.01583 | 33 | 13 | 33 | 0 | 1.03 | Hydro | -1 | 0.033348 | 0 | 0 |  |  |  |  | -0.033348 | 0 |  |  |  |  | 0 | 0
8033 | AMISTADHYD2 | 2 | South | YES | 0.01583 | 25 | 13 | 25 | 0 | 1.03 | Hydro | -1 | 0.033348 | 0 | 0 |  |  |  |  | -0.033348 | 0 |  |  |  |  | 0 | 0
88253 | HAMILTON | F | South | YES | 0.01583 | 0 | 0 | 0 | 0 | 1.04 | BLT | -1 | 0.033348 | 0 | 0 |  |  |  |  | -0.033348 | 0 |  |  |  |  | 0 | 0
505 | NTHTEXAS03 | 3 | North | YES | 0.015668 | 30.4 | 15 | 38 |  | 1.015 | GST | -1 | 0.03351 | 38 | 38 |  |  | 0.59538 | 38 | -0.03351 | -1.2734 |  |  |  |  | 0 | 0
503 | NTHTEXAS01 | 1 | North | YES | 0.015668 | 0 | 5 | 18 |  | 1.015 | GST | -1 | 0.03351 | 18 | 18 |  |  | 0.28202 | 18 | -0.03351 | -0.60318 |  |  |  |  | 0 | 0
504 | NTHTEXAS02 | 2 | North | YES | 0.015668 | 14.4 | 5 | 18 |  | 1.015 | GST | -1 | 0.03351 | 18 | 18 |  |  | 0.28202 | 18 | -0.03351 | -0.60318 |  |  |  |  | 0 | 0
580 | JCKCNTY801 | 1 | North | YES | 0.015567 | 288 | 0 | 288 | 0 | 1.022 | CC | -1 | 0.033611 | 288 | 288 |  |  | 4.4833 | 288 | -0.033611 | -9.68 |  |  |  |  | 0 | 0
581 | JCKCNTY802 | 2 | North | YES | 0.015567 | 147 | 0 | 147 | 0 | 1.022 | CC | -1 | 0.033611 | 147 | 147 |  |  | 2.2883 | 147 | -0.033611 | -4.9408 |  |  |  |  | 0 | 0
582 | JCKCNTY803 | 3 | North | YES | 0.015567 | 147 | 0 | 147 | 0 | 1.022 | CC | -1 | 0.033611 | 147 | 147 |  |  | 2.2883 | 147 | -0.033611 | -4.9408 |  |  |  |  | 0 | 0
1898 | COMCHEPK_1G | 1 | North | YES | 0.01487 | 1217 | 1150 | 1217 | 0 | 1.032 | Nuc | -1 | 0.034308 | 0 | 0 |  |  | 0 | 0 | -0.034308 | 0 |  |  |  |  | 0 | 0
1899 | COMCHEPK_2G | 2 | North | YES | 0.01487 | 1159 | 1128 | 1159 | 0 | 1.032 | Nuc | -1 | 0.034308 | 0 | 0 |  |  | 0 | 0 | -0.034308 | 0 |  |  |  |  | 0 | 0
728 | WOLFRIDGE801 | 1 | North | YES | 0.014593 | 11.2 | 0 | 112.5 | 0 | 0.99 | Wind | -1 | 0.034585 | 0 | 112.5 |  |  | 0 | 0 | -0.034585 | 0 |  |  |  |  | 0 | 0
6144 | MCADOO1A | 1 | West | YES | 0.044419 | 15 | 0 | 150 | 0 | 1.025 | Wind | 1 | 0.034688 | 0 | 150 | 6.6628 | 150 |  |  | 0.034688 | 5.2032 |  |  |  |  | 0 | 0
1879 | WLFHOLW_3G | 3 | North | YES | 0.014397 | 272.4 | 89.2 | 272.4 | 0 | 1.032 | CC | -1 | 0.034781 | 272.4 | 272.4 |  |  | 3.9217 | 272.4 | -0.034781 | -9.4743 |  |  |  |  | 0 | 0
1877 | WLFHOLW_1G | 1 | North | YES | 0.014397 | 217.3 | 89.2 | 217.3 | 0 | 1.032 | CC | -1 | 0.034781 | 217.3 | 217.3 |  |  | 3.1285 | 217.3 | -0.034781 | -7.5579 |  |  |  |  | 0 | 0
1878 | WLFHOLW_2G | 2 | North | YES | 0.014397 | 215.7 | 105 | 215.7 | 0 | 1.032 | CC | -1 | 0.034781 | 215.7 | 215.7 |  |  | 3.1054 | 215.7 | -0.034781 | -7.5023 |  |  |  |  | 0 | 0
1889 | DECRDOVA_1G | 1 | North | YES | 0.01392 | 779 | 255 | 779 | 0 | 1.02 | GSC | -1 | 0.035258 | 779 | 779 |  |  | 10.8437 | 779 | -0.035258 | -27.4659 |  |  |  |  | 0 | 0
6407 | TURKTRAK1A | 1 | West | YES | 0.045224 | 33.9 | 0 | 169.5 | 0 | 1.025 | Wind | 1 | 0.035493 | 0 | 169.5 | 7.6655 | 169.5 |  |  | 0.035493 | 6.0161 |  |  |  |  | 0 | 0
1892 | DECRDOVA_2G | A | North | YES | 0.013657 | 65 | 65 | 70 | 0 | 1.025 | GGT | -1 | 0.035521 | 70 | 70 |  |  | 0.95599 | 70 | -0.035521 | -2.4865 |  |  |  |  | 0 | 0
1893 | DECRDOVA_3G | B | North | YES | 0.013657 | 65 | 65 | 69 | 0 | 1.025 | GGT | -1 | 0.035521 | 69 | 69 |  |  | 0.94233 | 69 | -0.035521 | -2.4509 |  |  |  |  | 0 | 0
1894 | DECRDOVA_4G | C | North | YES | 0.013657 | 65 | 65 | 69 | 0 | 1.025 | GGT | -1 | 0.035521 | 69 | 69 |  |  | 0.94233 | 69 | -0.035521 | -2.4509 |  |  |  |  | 0 | 0
1895 | DECRDOVA_5G | D | North | YES | 0.013657 | 65 | 65 | 68 | 0 | 1.025 | GGT | -1 | 0.035521 | 68 | 68 |  |  | 0.92868 | 68 | -0.035521 | -2.4154 |  |  |  |  | 0 | 0
11057 | CHAMPION_1G | 1 | West | YES | 0.045325 | 25.3 | 0 | 126.5 |  | 1 | Wind | 1 | 0.035594 | 0 | 126.5 | 5.7336 | 126.5 |  |  | 0.035594 | 4.5027 |  |  |  |  | 0 | 0
11059 | INADALE_1G | 1 | West | YES | 0.045325 | 39.4 | 0 | 197 |  | 1 | Wind | 1 | 0.035594 | 0 | 197 | 8.929 | 197 |  |  | 0.035594 | 7.0121 |  |  |  |  | 0 | 0
11056 | ROSCOE_1G | 1 | West | YES | 0.045325 | 41.8 | 0 | 209 |  | 1 | Wind | 1 | 0.035594 | 0 | 209 | 9.4729 | 209 |  |  | 0.035594 | 7.4392 |  |  |  |  | 0 | 0
11058 | PYRON_1G | 1 | West | YES | 0.045325 | 49.8 | 0 | 249 |  | 1 | Wind | 1 | 0.035594 | 0 | 249 | 11.2859 | 249 |  |  | 0.035594 | 8.863 |  |  |  |  | 0 | 0
1861 | EAGLEMNT_1G | MB | North | YES | 0.013517 | 0 | 30 | 112 |  | 1.022 | GST | -1 | 0.035661 | 0 | 0 |  |  | 0 | 0 | -0.035661 | 0 |  |  |  |  | 0 | 0
1862 | EAGLEMNT_2G | MB | North | YES | 0.013517 | 0 | 40 | 100 |  | 1.022 | GST | -1 | 0.035661 | 0 | 0 |  |  | 0 | 0 | -0.035661 | 0 |  |  |  |  | 0 | 0
1863 | EAGLEMNT_3G | MB | North | YES | 0.013517 | 0 | 50 | 378 |  | 1.022 | GST | -1 | 0.035661 | 0 | 0 |  |  | 0 | 0 | -0.035661 | 0 |  |  |  |  | 0 | 0
924 | SPENCER_G5 | 1 | North | YES | 0.013096 | 52 | 20 | 66 | 0 | 1.03 | GST | -1 | 0.036082 | 66 | 66 |  |  | 0.86434 | 66 | -0.036082 | -2.3814 |  |  |  |  | 0 | 0
923 | SPENCER_G4 | 1 | North | YES | 0.013096 | 48 | 20 | 61 | 0 | 1.03 | GST | -1 | 0.036082 | 61 | 61 |  |  | 0.79886 | 61 | -0.036082 | -2.201 |  |  |  |  | 0 | 0
1354 | AEPWIND_8 | 1 | West | YES | 0.046513 | 20.2 | 0 | 101 |  | 1 | Wind | 1 | 0.036782 | 0 | 101 | 4.6978 | 101 |  |  | 0.036782 | 3.715 |  |  |  |  | 0 | 0
1343 | TRENTIPP_8 | 1 | West | YES | 0.046513 | 30 | 0 | 150 |  | 1.014 | Wind | 1 | 0.036782 | 0 | 150 | 6.977 | 150 |  |  | 0.036782 | 5.5173 |  |  |  |  | 0 | 0
366 | JNSNCNTY802 | 1 | North | YES | 0.012029 | 168 | 20 | 168 | 0 | 1.02 | Cogen | -1 | 0.037149 | 0 | 0 |  |  | 0 | 0 | -0.037149 | 0 |  |  |  |  | 0 | 0
367 | JNSNCNTY802 | 2 | North | YES | 0.012029 | 90 | 20 | 90 | 0 | 1.02 | Cogen | -1 | 0.037149 | 0 | 0 |  |  | 0 | 0 | -0.037149 | 0 |  |  |  |  | 0 | 0
1949 | HANDLEY_5G | 5 | North | YES | 0.011818 | 348 | 150 | 435 | 0 | 1.022 | GST | -1 | 0.03736 | 435 | 435 |  |  | 5.1408 | 435 | -0.03736 | -16.2516 |  |  |  |  | 0 | 0
1947 | HANDLEY_3G | 3 | North | YES | 0.011818 | 316 | 100 | 395 | 0 | 1.022 | GST | -1 | 0.03736 | 395 | 395 |  |  | 4.6681 | 395 | -0.03736 | -14.7572 |  |  |  |  | 0 | 0
1948 | HANDLEY_4G | 4 | North | YES | 0.011697 | 348 | 150 | 435 | 0 | 1.022 | GST | -1 | 0.037481 | 435 | 435 |  |  | 5.0882 | 435 | -0.037481 | -16.3042 |  |  |  |  | 0 | 0
36998 | RDCNYNG1 | 1 | West | YES | 0.047214 | 16.8 | 0 | 84 |  | 1.01 | Wind | 1 | 0.037483 | 0 | 84 | 3.966 | 84 |  |  | 0.037483 | 3.1486 |  |  |  |  | 0 | 0
1069 | KINDERMG_1G | 1 | West | YES | 0.047851 | 25 | 5 | 25 | 0 | 1.017 | Cogen | 1 | 0.03812 | 0 | 0 | 0 | 0 |  |  | 0.03812 | 0 |  |  |  |  | 0 | 0
1070 | KINDERMG_2G | 1 | West | YES | 0.047851 | 45.7 | 12 | 45.7 | 0 | 1.017 | Cogen | 1 | 0.03812 | 0 | 0 | 0 | 0 |  |  | 0.03812 | 0 |  |  |  |  | 0 | 0
1071 | KINDERMG_3G | 1 | West | YES | 0.047851 | 45.7 | 12 | 45.7 | 0 | 1.017 | Cogen | 1 | 0.03812 | 0 | 0 | 0 | 0 |  |  | 0.03812 | 0 |  |  |  |  | 0 | 0
1062 | CIELOGEN_2G | 1 | West | YES | 0.047851 | 12.2 | 0 | 61 |  | 1 | Wind | 1 | 0.03812 | 0 | 61 | 2.9189 | 61 |  |  | 0.03812 | 2.3253 |  |  |  |  | 0 | 0
1061 | CIELOGEN_1G | 1 | West | YES | 0.047851 | 19.8 | 0 | 99 |  | 1 | Wind | 1 | 0.03812 | 0 | 99 | 4.7372 | 99 |  |  | 0.03812 | 3.7739 |  |  |  |  | 0 | 0
2371 | COLLIN_1G | MB | North | YES | 0.011035 | 0 | 40 | 138 |  | 1.022 | GST | -1 | 0.038143 | 0 | 0 |  |  | 0 | 0 | -0.038143 | 0 |  |  |  |  | 0 | 0
1073 | SCURRYCW_2G | 2 | West | YES | 0.047874 | 24 | 0 | 120 | 0 | 1.0217 | Wind | 1 | 0.038143 | 0 | 120 | 5.7449 | 120 |  |  | 0.038143 | 4.5772 |  |  |  |  | 0 | 0
1068 | SCURRYCW_1G | 1 | West | YES | 0.047874 | 28.2 | 1.3 | 141 | 0 | 1.0217 | Wind | 1 | 0.038143 | 0 | 141 | 6.7502 | 141 |  |  | 0.038143 | 5.3782 |  |  |  |  | 0 | 0
6637 | SNYDERW1A | 1 | West | YES | 0.048112 | 12.6 | 0 | 63 | 0 | 1.025 | Wind | 1 | 0.038381 | 0 | 63 | 3.0311 | 63 |  |  | 0.038381 | 2.418 |  |  |  |  | 0 | 0
6948 | DENISNDM | 1 | North | YES | 0.01079 | 40 | 5 | 40 |  | 1.015 | Hydro | -1 | 0.038388 | 0 | 0 |  |  | 0 | 0 | -0.038388 | 0 |  |  |  |  | 0 | 0
6948 | DENISNDM | 2 | North | YES | 0.01079 | 31 | 5 | 40 |  | 1.015 | Hydro | -1 | 0.038388 | 0 | 0 |  |  | 0 | 0 | -0.038388 | 0 |  |  |  |  | 0 | 0
2383 | NTHLK3_G | 3 | North | YES | 0.010787 | 0 | 50 | 329 |  | 1.022 | GST | -1 | 0.038391 | 329 | 329 |  |  | 3.5489 | 329 | -0.038391 | -12.6306 |  |  |  |  | 0 | 0
2382 | NTHLK2_G | 2 | North | YES | 0.010787 | 0 | 35 | 181 |  | 1.022 | GST | -1 | 0.038391 | 181 | 181 |  |  | 1.9524 | 181 | -0.038391 | -6.9488 |  |  |  |  | 0 | 0
2381 | NTHLK1_G | 1 | North | YES | 0.010787 | 0 | 35 | 156 |  | 1.022 | GST | -1 | 0.038391 | 156 | 156 |  |  | 1.6828 | 156 | -0.038391 | -5.989 |  |  |  |  | 0 | 0
1688 | VALLEY_2G | 2 | North | YES | 0.010656 | 527 | 90 | 527 | 0 | 1.029 | GSC | -1 | 0.038522 | 527 | 527 |  |  | 5.6157 | 527 | -0.038522 | -20.3011 |  |  |  |  | 0 | 0
1687 | VALLEY_1G | 1 | North | YES | 0.010656 | 136 | 15 | 170 | 0 | 1.029 | GST | -1 | 0.038522 | 170 | 170 |  |  | 1.8115 | 170 | -0.038522 | -6.5487 |  |  |  |  | 0 | 0
1689 | VALLEY_3G | 3 | North | YES | 0.010476 | 0 | 25 | 375 |  | 1.003 | GST | -1 | 0.038702 | 375 | 375 |  |  | 3.9285 | 375 | -0.038702 | -14.5132 |  |  |  |  | 0 | 0
11693 | KMICHIST3_G | 3 | North | YES | 0.010476 | 312 | 60 | 312 | 0 | 1.026 | CC | -1 | 0.038702 | 312 | 312 |  |  | 3.2685 | 312 | -0.038702 | -12.075 |  |  |  |  | 0 | 0
11696 | KMICHIST6_G | 6 | North | YES | 0.010476 | 310 | 60 | 310 | 0 | 1.026 | CC | -1 | 0.038702 | 310 | 310 |  |  | 3.2476 | 310 | -0.038702 | -11.9976 |  |  |  |  | 0 | 0
11695 | KMICHICT5_G | 5 | North | YES | 0.010476 | 148 | 80 | 148 | 0 | 1.026 | CC | -1 | 0.038702 | 148 | 148 |  |  | 1.5504 | 148 | -0.038702 | -5.7279 |  |  |  |  | 0 | 0
11692 | KMICHICT2_G | 2 | North | YES | 0.010476 | 146 | 80 | 146 | 0 | 1.026 | CC | -1 | 0.038702 | 146 | 146 |  |  | 1.5295 | 146 | -0.038702 | -5.6505 |  |  |  |  | 0 | 0
11691 | KMICHICT1_G | 1 | North | YES | 0.010476 | 144 | 80 | 144 | 0 | 1.026 | CC | -1 | 0.038702 | 144 | 144 |  |  | 1.5085 | 144 | -0.038702 | -5.5731 |  |  |  |  | 0 | 0
11694 | KMICHICT4_G | 4 | North | YES | 0.010476 | 144 | 80 | 144 | 0 | 1.026 | CC | -1 | 0.038702 | 144 | 144 |  |  | 1.5085 | 144 | -0.038702 | -5.5731 |  |  |  |  | 0 | 0
1683 | LAMARPWR_6G | 6 | North | YES | 0.01042 | 198 | 129.1 | 198 | 0 | 1.038 | CC | -1 | 0.038758 | 198 | 198 |  |  | 2.0632 | 198 | -0.038758 | -7.6741 |  |  |  |  | 0 | 0
1680 | LAMARPWR_3G | 3 | North | YES | 0.01042 | 196 | 129.1 | 196 | 0 | 1.038 | CC | -1 | 0.038758 | 196 | 196 |  |  | 2.0423 | 196 | -0.038758 | -7.5966 |  |  |  |  | 0 | 0
1678 | LAMARPWR_1G | 1 | North | YES | 0.01042 | 160 | 67.7 | 160 | 0 | 1.038 | CC | -1 | 0.038758 | 160 | 160 |  |  | 1.6672 | 160 | -0.038758 | -6.2013 |  |  |  |  | 0 | 0
1682 | LAMARPWR_5G | 5 | North | YES | 0.01042 | 157 | 67.7 | 157 | 0 | 1.038 | CC | -1 | 0.038758 | 157 | 157 |  |  | 1.6359 | 157 | -0.038758 | -6.085 |  |  |  |  | 0 | 0
1679 | LAMARPWR_2G | 2 | North | YES | 0.01042 | 156 | 67.7 | 156 | 0 | 1.038 | CC | -1 | 0.038758 | 156 | 156 |  |  | 1.6255 | 156 | -0.038758 | -6.0462 |  |  |  |  | 0 | 0
1681 | LAMARPWR_4G | 4 | North | YES | 0.01042 | 156 | 67.7 | 156 | 0 | 1.038 | CC | -1 | 0.038758 | 156 | 156 |  |  | 1.6255 | 156 | -0.038758 | -6.0462 |  |  |  |  | 0 | 0
1675 | PEC_1G | 1 | North | YES | 0.010392 | 76.7 | 35 | 76.7 | 0 | 1.022 | Cogen | -1 | 0.038786 | 0 | 0 |  |  | 0 | 0 | -0.038786 | 0 |  |  |  |  | 0 | 0
1676 | PEC_2G | 2 | North | YES | 0.010392 | 79.6 | 35 | 79.6 | 0 | 1.022 | Cogen | -1 | 0.038786 | 0 | 0 |  |  | 0 | 0 | -0.038786 | 0 |  |  |  |  | 0 | 0
1677 | PEC_3G | 3 | North | YES | 0.010392 | 88.4 | 35 | 88.4 | 0 | 1.022 | Cogen | -1 | 0.038786 | 0 | 0 |  |  | 0 | 0 | -0.038786 | 0 |  |  |  |  | 0 | 0
1701 | MOSES_1G | 1 | North | YES | 0.010311 | 558 | 175 | 558 | 0 | 1.023 | LIGCO | -1 | 0.038867 | 0 | 558 |  |  | 0 | 0 | -0.038867 | 0 |  |  |  |  | 0 | 0
1702 | MOSES_2G | 2 | North | YES | 0.010311 | 579 | 175 | 579 | 0 | 1.023 | LIGCO | -1 | 0.038867 | 0 | 579 |  |  | 0 | 0 | -0.038867 | 0 |  |  |  |  | 0 | 0
1703 | MOSES_3G | 3 | North | YES | 0.010311 | 808 | 463 | 808 | 0 | 1.023 | LIGCO | -1 | 0.038867 | 0 | 808 |  |  | 0 | 0 | -0.038867 | 0 |  |  |  |  | 0 | 0
5925 | DCEAST | EQ | North | YES | 0.010311 | 400.3 | -600 | 600 | 0 | 1.025 | DCTie | -1 | 0.038867 | 0 | 0 |  |  | 0 | 0 | -0.038867 | 0 |  |  |  |  | 0 | 0
11309 | BULLCREK_2G | 1 | West | YES | 0.048621 | 20.9 | 0 | 180 |  | 1 | Wind | 1 | 0.03889 | 0 | 180 | 8.7518 | 180 |  |  | 0.03889 | 7.0003 |  |  |  |  | 0 | 0
11310 | BULLCREK_1G | 1 | West | YES | 0.048621 | 15.1 | 0 | 180 |  | 1 | Wind | 1 | 0.03889 | 0 | 180 | 8.7518 | 180 |  |  | 0.03889 | 7.0003 |  |  |  |  | 0 | 0
1938 | MDLTHELP_6G | 6 | North | YES | 0.010276 | 226 | 74 | 226 | 0 | 1 | CC | -1 | 0.038902 | 226 | 226 |  |  | 2.3224 | 226 | -0.038902 | -8.7918 |  |  |  |  | 0 | 0
1937 | MDLTHELP_5G | 5 | North | YES | 0.010276 | 224 | 74 | 224 | 0 | 1 | CC | -1 | 0.038902 | 224 | 224 |  |  | 2.3018 | 224 | -0.038902 | -8.714 |  |  |  |  | 0 | 0
1943 | MDLTHELP_3G | 3 | North | YES | 0.010276 | 212 | 74 | 212 | 0 | 1 | CC | -1 | 0.038902 | 212 | 212 |  |  | 2.1785 | 212 | -0.038902 | -8.2472 |  |  |  |  | 0 | 0
1944 | MDLTHELP_4G | 4 | North | YES | 0.010276 | 211 | 74 | 211 | 0 | 1 | CC | -1 | 0.038902 | 211 | 211 |  |  | 2.1682 | 211 | -0.038902 | -8.2083 |  |  |  |  | 0 | 0
71051 | L_BITTCR1_1N | W1 | West | YES | 0.048685 | 7.5 | 0 | 37.5 |  | 1.02 | Wind | 1 | 0.038954 | 0 | 37.5 | 1.8257 | 37.5 |  |  | 0.038954 | 1.4608 |  |  |  |  | 0 | 0
71061 | L_SWEETW1_5N | W1 | West | YES | 0.048685 | 16.1 | 0 | 80.5 | 0 | 1.02 | Wind | 1 | 0.038954 | 0 | 80.5 | 3.9191 | 80.5 |  |  | 0.038954 | 3.1358 |  |  |  |  | 0 | 0
71060 | L_SWEETW1_4N | W1 | West | YES | 0.048685 | 21 | 0 | 105 | 0 | 1.02 | Wind | 1 | 0.038954 | 0 | 105 | 5.1119 | 105 |  |  | 0.038954 | 4.0902 |  |  |  |  | 0 | 0
71054 | L_SWEETW1_1N | W1 | West | YES | 0.048685 | 21.5 | 0 | 107.5 |  | 1.02 | Wind | 1 | 0.038954 | 0 | 107.5 | 5.2336 | 107.5 |  |  | 0.038954 | 4.1876 |  |  |  |  | 0 | 0
71059 | L_SWEETW1_3N | W1 | West | YES | 0.048685 | 23.8 | 0 | 119 | 0 | 1.02 | Wind | 1 | 0.038954 | 0 | 119 | 5.7935 | 119 |  |  | 0.038954 | 4.6356 |  |  |  |  | 0 | 0
71057 | L_SWEETW1_2N | W1 | West | YES | 0.048685 | 27 | 0 | 135 |  | 1.02 | Wind | 1 | 0.038954 | 0 | 135 | 6.5725 | 135 |  |  | 0.038954 | 5.2588 |  |  |  |  | 0 | 0
11320 | COYOTE_1G | 1 | West | YES | 0.048706 | 22.5 | 0 | 225 |  | 1 | Wind | 1 | 0.038975 | 0 | 225 | 10.9588 | 225 |  |  | 0.038975 | 8.7694 |  |  |  |  | 0 | 0
1044 | MRGNFG_6G | F | West | YES | 0.048725 | 66 | 66 | 66 | 0 | 1.029 | GGT | 1 | 0.038994 | 66 | 66 | 3.2159 | 66 |  |  | 0.038994 | 2.5736 |  |  |  |  | 0 | 0
1042 | MRGNDG_4G | D | West | YES | 0.048725 | 68 | 68 | 68 | 0 | 1.029 | GGT | 1 | 0.038994 | 68 | 68 | 3.3133 | 68 |  |  | 0.038994 | 2.6516 |  |  |  |  | 0 | 0
1039 | MRGNAG_1G | A | West | YES | 0.048725 | 69 | 69 | 69 | 0 | 1.029 | GGT | 1 | 0.038994 | 69 | 69 | 3.362 | 69 |  |  | 0.038994 | 2.6906 |  |  |  |  | 0 | 0
1041 | MRGNCG_3G | C | West | YES | 0.048725 | 69 | 69 | 70 | 0 | 1.029 | GGT | 1 | 0.038994 | 70 | 70 | 3.4108 | 70 |  |  | 0.038994 | 2.7296 |  |  |  |  | 0 | 0
1043 | MRGNEG_5G | E | West | YES | 0.048725 | 68 | 68 | 70 | 0 | 1.029 | GGT | 1 | 0.038994 | 70 | 70 | 3.4108 | 70 |  |  | 0.038994 | 2.7296 |  |  |  |  | 0 | 0
1040 | MRGNBG_2G | B | West | YES | 0.048725 | 70 | 70 | 71 | 0 | 1.029 | GGT | 1 | 0.038994 | 71 | 71 | 3.4595 | 71 |  |  | 0.038994 | 2.7686 |  |  |  |  | 0 | 0
1037 | MORGAN5G_5G | 5 | West | YES | 0.048725 | 109.6 | 40 | 137 | 0 | 1.029 | GST | 1 | 0.038994 | 137 | 137 | 6.6753 | 137 |  |  | 0.038994 | 5.3422 |  |  |  |  | 0 | 0
844 | OLINGER_G3 | 1 | North | YES | 0.010118 | 103.9 | 45 | 150 | 0 | 1.03 | GST | -1 | 0.03906 | 150 | 150 |  |  | 1.5177 | 150 | -0.03906 | -5.859 |  |  |  |  | 0 | 0
843 | OLINGER_G2 | 1 | North | YES | 0.010118 | 76.2 | 25 | 110 | 0 | 1.03 | GST | -1 | 0.03906 | 110 | 110 |  |  | 1.113 | 110 | -0.03906 | -4.2966 |  |  |  |  | 0 | 0
842 | OLINGER_G1 | 1 | North | YES | 0.010118 | 55.4 | 20 | 79 | 0 | 1.03 | GST | -1 | 0.03906 | 79 | 79 |  |  | 0.79932 | 79 | -0.03906 | -3.0857 |  |  |  |  | 0 | 0
845 | OLINGER_G4 | 1 | North | YES | 0.010118 | 51.9 | 0 | 76 | 0 | 1.03 | GGT | -1 | 0.03906 | 76 | 76 |  |  | 0.76897 | 76 | -0.03906 | -2.9686 |  |  |  |  | 0 | 0
1416 | SWETWATR_1G | 1 | West | YES | 0.048799 | 30 | 18 | 30 | 0 | 1.026 | CC | 1 | 0.039068 | 30 | 30 | 1.464 | 30 |  |  | 0.039068 | 1.172 |  |  |  |  | 0 | 0
1419 | SWETWATR_4G | 4 | West | YES | 0.048799 | 61 | 36 | 61 | 0 | 1.026 | CC | 1 | 0.039068 | 61 | 61 | 2.9767 | 61 |  |  | 0.039068 | 2.3832 |  |  |  |  | 0 | 0
1418 | SWETWATR_3G | 3 | West | YES | 0.048799 | 68 | 36 | 68 | 0 | 1.026 | CC | 1 | 0.039068 | 68 | 68 | 3.3183 | 68 |  |  | 0.039068 | 2.6566 |  |  |  |  | 0 | 0
1417 | SWETWATR_2G | 2 | West | YES | 0.048799 | 72 | 36 | 72 | 0 | 1.026 | CC | 1 | 0.039068 | 72 | 72 | 3.5135 | 72 |  |  | 0.039068 | 2.8129 |  |  |  |  | 0 | 0
837 | NEWMAN_G5 | 1 | North | YES | 0.010079 | 0 | 15 | 40 |  | 1.01 | GST | -1 | 0.039099 | 40 | 40 |  |  | 0.40316 | 40 | -0.039099 | -1.564 |  |  |  |  | 0 | 0
950 | STEAM3 | 1 | North | YES | 0.01005 | 41 | 13 | 42 | 0 | 1.02 | GST | -1 | 0.039128 | 42 | 42 |  |  | 0.4221 | 42 | -0.039128 | -1.6434 |  |  |  |  | 0 | 0
949 | STEAM2 | 1 | North | YES | 0.01005 | 26 | 8 | 26 | 0 | 0.99 | GST | -1 | 0.039128 | 26 | 26 |  |  | 0.2613 | 26 | -0.039128 | -1.0173 |  |  |  |  | 0 | 0
948 | STEAM1 | 1 | North | YES | 0.01005 | 0 | 12 | 20 |  | 1.02 | GST | -1 | 0.039128 | 20 | 20 |  |  | 0.201 | 20 | -0.039128 | -0.78256 |  |  |  |  | 0 | 0
2417 | MTCK8_G | 8 | North | YES | 0.009973 | 444.8 | 60 | 556 | 0 | 1.022 | GSC | -1 | 0.039205 | 556 | 556 |  |  | 5.545 | 556 | -0.039205 | -21.798 |  |  |  |  | 0 | 0
2413 | MTCK6_G | 6 | North | YES | 0.009973 | 0 | 30 | 118 |  | 1.022 | GST | -1 | 0.039205 | 118 | 118 |  |  | 1.1768 | 118 | -0.039205 | -4.6262 |  |  |  |  | 0 | 0
2414 | MTCK7_G | 7 | North | YES | 0.009973 | 0 | 30 | 115 |  | 1.022 | GST | -1 | 0.039205 | 115 | 115 |  |  | 1.1469 | 115 | -0.039205 | -4.5086 |  |  |  |  | 0 | 0
2452 | LKHB2_G | 2 | North | YES | 0.00983 | 516 | 80 | 516 | 0 | 1.022 | GST | -1 | 0.039348 | 516 | 516 |  |  | 5.0723 | 516 | -0.039348 | -20.3035 |  |  |  |  | 0 | 0
2451 | LKHB1_G | 1 | North | YES | 0.00983 | 0 | 80 | 391 |  | 1.022 | GST | -1 | 0.039348 | 391 | 391 |  |  | 3.8435 | 391 | -0.039348 | -15.385 |  |  |  |  | 0 | 0
12440 | PARKD_1SVC8 | 1 | North | YES | 0.009793 | 0 | 0 | 0 | 0 | 1.007 | GST | -1 | 0.039385 | 0 | 0 |  |  | 0 | 0 | -0.039385 | 0 |  |  |  |  | 0 | 0
12449 | PARKD_2SVC8 | 1 | North | YES | 0.009793 | 0 | 0 | 0 | 0 | 1.007 | GST | -1 | 0.039385 | 0 | 0 |  |  | 0 | 0 | -0.039385 | 0 |  |  |  |  | 0 | 0
11065 | ELBOWCK_1G | 1 | West | YES | 0.04917 | 23.4 | 0 | 121.9 | 0 | 1 | Wind | 1 | 0.039439 | 0 | 121.9 | 5.9938 | 121.9 |  |  | 0.039439 | 4.8077 |  |  |  |  | 0 | 0
1058 | LONGSHORE_5 | 1 | West | YES | 0.04917 | 30 | 0 | 150 |  | 1.01 | Wind | 1 | 0.039439 | 0 | 150 | 7.3755 | 150 |  |  | 0.039439 | 5.9159 |  |  |  |  | 0 | 0
1058 | LONGSHORE_5 | 2 | West | YES | 0.04917 | 44 | 0 | 220 |  | 1.01 | Wind | 1 | 0.039439 | 0 | 220 | 10.8174 | 220 |  |  | 0.039439 | 8.6767 |  |  |  |  | 0 | 0
12424 | FPLEFR2S_G | 4 | North | YES | 0.009672 | 415 | 191 | 415 | 0 | 1 | CC | -1 | 0.039506 | 415 | 415 |  |  | 4.0139 | 415 | -0.039506 | -16.395 |  |  |  |  | 0 | 0
12414 | FPLEFR1S_G | 4 | North | YES | 0.009672 | 414 | 191 | 414 | 0 | 1 | CC | -1 | 0.039506 | 414 | 414 |  |  | 4.0042 | 414 | -0.039506 | -16.3555 |  |  |  |  | 0 | 0
12412 | FPLEFR1B_G | 2 | North | YES | 0.009672 | 164 | 72 | 164 | 0 | 1 | CC | -1 | 0.039506 | 164 | 164 |  |  | 1.5862 | 164 | -0.039506 | -6.479 |  |  |  |  | 0 | 0
12413 | FPLEFR1C_G | 3 | North | YES | 0.009672 | 164 | 72 | 164 | 0 | 1 | CC | -1 | 0.039506 | 164 | 164 |  |  | 1.5862 | 164 | -0.039506 | -6.479 |  |  |  |  | 0 | 0
12423 | FPLEFR2C_G | 3 | North | YES | 0.009672 | 163 | 72 | 163 | 0 | 1 | CC | -1 | 0.039506 | 163 | 163 |  |  | 1.5765 | 163 | -0.039506 | -6.4395 |  |  |  |  | 0 | 0
12421 | FPLEFR2A_G | 1 | North | YES | 0.009672 | 162 | 72 | 162 | 0 | 1 | CC | -1 | 0.039506 | 162 | 162 |  |  | 1.5669 | 162 | -0.039506 | -6.4 |  |  |  |  | 0 | 0
12411 | FPLEFR1A_G | 1 | North | YES | 0.009672 | 161 | 72 | 161 | 0 | 1 | CC | -1 | 0.039506 | 161 | 161 |  |  | 1.5572 | 161 | -0.039506 | -6.3605 |  |  |  |  | 0 | 0
12422 | FPLEFR2B_G | 2 | North | YES | 0.009672 | 161 | 72 | 161 | 0 | 1 | CC | -1 | 0.039506 | 161 | 161 |  |  | 1.5572 | 161 | -0.039506 | -6.3605 |  |  |  |  | 0 | 0
1045 | CALENG1G_1G | 1 | West | YES | 0.049313 | 73.4 | 27 | 73.4 | 0 | 1.014 | Cogen | 1 | 0.039582 | 0 | 0 | 0 | 0 |  |  | 0.039582 | 0 |  |  |  |  | 0 | 0
1046 | CALENG2G_2G | 2 | West | YES | 0.049313 | 73.4 | 27 | 73.4 | 0 | 1.014 | Cogen | 1 | 0.039582 | 0 | 0 | 0 | 0 |  |  | 0.039582 | 0 |  |  |  |  | 0 | 0
1047 | CALENG3G_3G | 3 | West | YES | 0.049313 | 70.4 | 27 | 70.4 | 0 | 1.014 | Cogen | 1 | 0.039582 | 0 | 0 | 0 | 0 |  |  | 0.039582 | 0 |  |  |  |  | 0 | 0
1360 | GUNSIGHT_8 | 1 | West | YES | 0.049449 | 0 | 0 | 120 |  | 1.01 | Wind | 1 | 0.039718 | 0 | 120 | 5.9339 | 120 |  |  | 0.039718 | 4.7662 |  |  |  |  | 0 | 0
1941 | MDLTHELP_1G | 1 | North | YES | 0.009415 | 216.4 | 74 | 216.4 | 0 | 1 | CC | -1 | 0.039763 | 216.4 | 216.4 |  |  | 2.0374 | 216.4 | -0.039763 | -8.6047 |  |  |  |  | 0 | 0
1942 | MDLTHELP_2G | 2 | North | YES | 0.009415 | 216.1 | 74 | 216.1 | 0 | 1 | CC | -1 | 0.039763 | 216.1 | 216.1 |  |  | 2.0346 | 216.1 | -0.039763 | -8.5928 |  |  |  |  | 0 | 0
1327 | WILDHRSE_1G | 1 | West | YES | 0.049526 | 0 | 0 | 120 |  | 1 | Wind | 1 | 0.039795 | 0 | 120 | 5.9431 | 120 |  |  | 0.039795 | 4.7754 |  |  |  |  | 0 | 0
12322 | ENNSTRAC_1G | 1 | North | YES | 0.009221 | 196 | 130 | 196 | 0 | 1.036 | CC | -1 | 0.039957 | 196 | 196 |  |  | 1.8073 | 196 | -0.039957 | -7.8316 |  |  |  |  | 0 | 0
12323 | ENNSTRAC_2G | 2 | North | YES | 0.009221 | 116 | 100 | 116 | 0 | 1.036 | CC | -1 | 0.039957 | 116 | 116 |  |  | 1.0696 | 116 | -0.039957 | -4.635 |  |  |  |  | 0 | 0
1333 | MCDDONAL_8 | 1 | West | YES | 0.049706 | 42.8 | 0 | 214.2 |  | 1.01 | Wind | 1 | 0.039975 | 0 | 214.2 | 10.647 | 214.2 |  |  | 0.039975 | 8.5627 |  |  |  |  | 0 | 0
1328 | OCOTILLO_1G | 1 | West | YES | 0.049849 | 11.6 | 0 | 58 |  | 1.01 | Wind | 1 | 0.040118 | 0 | 58 | 2.8912 | 58 |  |  | 0.040118 | 2.3269 |  |  |  |  | 0 | 0
11001 | NAV1CT | 1 | West | YES | 0.049909 | 70.4 | 18 | 70.4 | 0 | 1.029 | CC | 1 | 0.040178 | 70.4 | 70.4 | 3.5136 | 70.4 |  |  | 0.040178 | 2.8286 |  |  |  |  | 0 | 0
11009 | NAV2CT | 1 | West | YES | 0.049909 | 71.4 | 18 | 71.4 | 0 | 1.029 | CC | 1 | 0.040178 | 71.4 | 71.4 | 3.5635 | 71.4 |  |  | 0.040178 | 2.8687 |  |  |  |  | 0 | 0
11012 | NAV4CT | 1 | West | YES | 0.049909 | 80 | 18 | 80 | 0 | 1.029 | CC | 1 | 0.040178 | 80 | 80 | 3.9927 | 80 |  |  | 0.040178 | 3.2143 |  |  |  |  | 0 | 0
11013 | NAV5CT | 1 | West | YES | 0.049909 | 80 | 18 | 80 | 0 | 1.029 | CC | 1 | 0.040178 | 80 | 80 | 3.9927 | 80 |  |  | 0.040178 | 3.2143 |  |  |  |  | 0 | 0
11011 | NAV3ST | 1 | West | YES | 0.049909 | 92.8 | 40 | 92.8 | 0 | 1.029 | CC | 1 | 0.040178 | 92.8 | 92.8 | 4.6316 | 92.8 |  |  | 0.040178 | 3.7285 |  |  |  |  | 0 | 0
11014 | NAV6ST | 1 | West | YES | 0.049909 | 115 | 40 | 115 | 0 | 1.029 | CC | 1 | 0.040178 | 115 | 115 | 5.7395 | 115 |  |  | 0.040178 | 4.6205 |  |  |  |  | 0 | 0
11022 | TIEHVCG_2G | 1 | West | YES | 0.049917 | 132.4 | 103 | 132.4 | 0 | 1.012 | CC | 1 | 0.040186 | 132.4 | 132.4 | 6.609 | 132.4 |  |  | 0.040186 | 5.3207 |  |  |  |  | 0 | 0
11023 | TIEHVCG_3G | 1 | West | YES | 0.049917 | 137.4 | 103 | 137.4 | 0 | 1.012 | CC | 1 | 0.040186 | 137.4 | 137.4 | 6.8586 | 137.4 |  |  | 0.040186 | 5.5216 |  |  |  |  | 0 | 0
11021 | TIEHVCG_1G | 1 | West | YES | 0.049917 | 142.1 | 103 | 142.1 | 0 | 1.012 | CC | 1 | 0.040186 | 142.1 | 142.1 | 7.0932 | 142.1 |  |  | 0.040186 | 5.7105 |  |  |  |  | 0 | 0
11024 | TIEHVCG_4G | 1 | West | YES | 0.049917 | 147 | 103 | 147 | 0 | 1.012 | CC | 1 | 0.040186 | 147 | 147 | 7.3378 | 147 |  |  | 0.040186 | 5.9074 |  |  |  |  | 0 | 0
11020 | TIEHVSG_1G | 1 | West | YES | 0.049917 | 208.2 | 63 | 208.2 | 0 | 1.012 | CC | 1 | 0.040186 | 208.2 | 208.2 | 10.3927 | 208.2 |  |  | 0.040186 | 8.3668 |  |  |  |  | 0 | 0
11025 | TIEHVSG_2G | 1 | West | YES | 0.049917 | 213.2 | 63 | 213.2 | 0 | 1.012 | CC | 1 | 0.040186 | 213.2 | 213.2 | 10.6423 | 213.2 |  |  | 0.040186 | 8.5677 |  |  |  |  | 0 | 0
1326 | STANTONW_8 | 1 | West | YES | 0.050002 | 20.1 | 0 | 100.5 |  | 1.01 | Wind | 1 | 0.040271 | 0 | 100.5 | 5.0252 | 100.5 |  |  | 0.040271 | 4.0473 |  |  |  |  | 0 | 0
3097 | MARTLAKE_1G | 1 | North | YES | 0.008499 | 790 | 500 | 790 | 0 | 1.017 | LIGCO | -1 | 0.040679 | 0 | 790 |  |  | 0 | 0 | -0.040679 | 0 |  |  |  |  | 0 | 0
3098 | MARTLAKE_2G | 2 | North | YES | 0.008499 | 795 | 461 | 795 | 0 | 1.017 | LIGCO | -1 | 0.040679 | 0 | 795 |  |  | 0 | 0 | -0.040679 | 0 |  |  |  |  | 0 | 0
3099 | MARTLAKE_3G | 3 | North | YES | 0.008499 | 804 | 500 | 804 | 0 | 1.017 | LIGCO | -1 | 0.040679 | 0 | 804 |  |  | 0 | 0 | -0.040679 | 0 |  |  |  |  | 0 | 0
11147 | NOTREES_1G | 1 | West | YES | 0.050415 | 29.8 | 0 | 149 | 0 | 1.017 | Wind | 1 | 0.040684 | 0 | 149 | 7.5118 | 149 |  |  | 0.040684 | 6.062 |  |  |  |  | 0 | 0
7038 | L_DELAWA1_1Y | 2 | West | YES | 0.050529 | 3 | 0 | 30 | 0 | 1 | Wind | 1 | 0.040798 | 0 | 30 | 1.5159 | 30 |  |  | 0.040798 | 1.2239 |  |  |  |  | 0 | 0
7038 | L_DELAWA1_1Y | 1 | West | YES | 0.050529 | 3.5 | 0 | 35 | 0 | 1 | Wind | 1 | 0.040798 | 0 | 35 | 1.7685 | 35 |  |  | 0.040798 | 1.4279 |  |  |  |  | 0 | 0
13119 | TGATEWAY_4G | 4 | North | YES | 0.008339 | 399 | 65 | 399 | 0 | 1.0232 | CC | -1 | 0.040839 | 399 | 399 |  |  | 3.3273 | 399 | -0.040839 | -16.2947 |  |  |  |  | 0 | 0
13116 | TGATEWAY_1G | 1 | North | YES | 0.008339 | 151 | 30 | 151 | 0 | 1.0232 | CC | -1 | 0.040839 | 151 | 151 |  |  | 1.2592 | 151 | -0.040839 | -6.1667 |  |  |  |  | 0 | 0
13118 | TGATEWAY_3G | 3 | North | YES | 0.008339 | 148 | 30 | 148 | 0 | 1.0232 | CC | -1 | 0.040839 | 148 | 148 |  |  | 1.2342 | 148 | -0.040839 | -6.0442 |  |  |  |  | 0 | 0
13117 | TGATEWAY_2G | 2 | North | YES | 0.008339 | 130 | 30 | 130 | 0 | 1.0232 | CC | -1 | 0.040839 | 130 | 130 |  |  | 1.0841 | 130 | -0.040839 | -5.3091 |  |  |  |  | 0 | 0
1002 | PBCTAGE_1G | A | West | YES | 0.050588 | 64 | 64 | 66 | 0 | 1.036 | GGT | 1 | 0.040857 | 66 | 66 | 3.3388 | 66 |  |  | 0.040857 | 2.6966 |  |  |  |  | 0 | 0
1003 | PBCTBGE_2G | B | West | YES | 0.050588 | 65 | 65 | 66 | 0 | 1.036 | GGT | 1 | 0.040857 | 66 | 66 | 3.3388 | 66 |  |  | 0.040857 | 2.6966 |  |  |  |  | 0 | 0
1004 | PBCTCGE_3G | C | West | YES | 0.050588 | 62 | 62 | 67 | 0 | 1.036 | GGT | 1 | 0.040857 | 67 | 67 | 3.3894 | 67 |  |  | 0.040857 | 2.7374 |  |  |  |  | 0 | 0
1006 | PBCTEGE_5G | E | West | YES | 0.050588 | 65 | 65 | 67 | 0 | 1.036 | GGT | 1 | 0.040857 | 67 | 67 | 3.3894 | 67 |  |  | 0.040857 | 2.7374 |  |  |  |  | 0 | 0
1005 | PBCTDGE_4G | D | West | YES | 0.050588 | 65 | 65 | 68 | 0 | 1.036 | GGT | 1 | 0.040857 | 68 | 68 | 3.44 | 68 |  |  | 0.040857 | 2.7783 |  |  |  |  | 0 | 0
1007 | PB5GEN_6G | 5 | West | YES | 0.050588 | 91.2 | 40 | 114 | 0 | 1.036 | GST | 1 | 0.040857 | 114 | 114 | 5.767 | 114 |  |  | 0.040857 | 4.6577 |  |  |  |  | 0 | 0
1008 | PB6GEN_7G | 6 | West | YES | 0.050588 | 515 | 130 | 515 | 0 | 1.036 | GST | 1 | 0.040857 | 515 | 515 | 26.0528 | 515 |  |  | 0.040857 | 21.0415 |  |  |  |  | 0 | 0
3348 | CHAMPION_1G | MB | North | YES | 0.008191 | 0 | 42 | 42 |  | 1 | Cogen | -1 | 0.040987 | 0 | 0 |  |  | 0 | 0 | -0.040987 | 0 |  |  |  |  | 0 | 0
3309 | ASPN_G | 1 | North | YES | 0.008176 | 50 | 0 | 50 |  | 1 | Bio | -1 | 0.041002 | 50 | 50 |  |  | 0.4088 | 50 | -0.041002 | -2.0501 |  |  |  |  | 0 | 0
3126 | TRINIDAD_6G | 1 | North | YES | 0.008125 | 179.2 | 46 | 224 | 0 | 1 | GST | -1 | 0.041053 | 224 | 224 |  |  | 1.82 | 224 | -0.041053 | -9.1959 |  |  |  |  | 0 | 0
3108 | STRYKER_2G | 2 | North | YES | 0.008122 | 484 | 75 | 484 | 0 | 1.029 | GST | -1 | 0.041056 | 484 | 484 |  |  | 3.931 | 484 | -0.041056 | -19.8711 |  |  |  |  | 0 | 0
3107 | STRYKER_1G | 1 | North | YES | 0.008122 | 145.6 | 45 | 182 | 0 | 1.029 | GST | -1 | 0.041056 | 182 | 182 |  |  | 1.4782 | 182 | -0.041056 | -7.4722 |  |  |  |  | 0 | 0
1320 | BSP 1 | 1 | West | YES | 0.050937 | 25.5 | 2.9 | 25.8 | 0 | 1 | Cogen | 1 | 0.041206 | 0 | 0 | 0 | 0 |  |  | 0.041206 | 0 |  |  |  |  | 0 | 0
8262 | ELPS | 1 | South | YES | 0.00724 | 6 | 6 | 6 | 0 | 1.15 | Hydro | -1 | 0.041938 | 0 | 0 |  |  |  |  | -0.041938 | 0 |  |  |  |  | 0 | 0
13136 | CALFREST_6G | 6 | North | YES | 0.006728 | 177.5 | 40 | 177.5 | 0 | 1.031 | CC | -1 | 0.04245 | 177.5 | 177.5 |  |  | 1.1942 | 177.5 | -0.04245 | -7.5349 |  |  |  |  | 0 | 0
13135 | CALFREST_5G | 5 | North | YES | 0.006728 | 152.3 | 57 | 152.3 | 0 | 1.031 | CC | -1 | 0.04245 | 152.3 | 152.3 |  |  | 1.0247 | 152.3 | -0.04245 | -6.4651 |  |  |  |  | 0 | 0
13134 | CALFREST_4G | 4 | North | YES | 0.006728 | 151.5 | 40 | 151.5 | 0 | 1.031 | CC | -1 | 0.04245 | 151.5 | 151.5 |  |  | 1.0193 | 151.5 | -0.04245 | -6.4312 |  |  |  |  | 0 | 0
60072 | HHOLLOW41A | 1 | West | YES | 0.052184 | 23 | 0 | 115 | 0 | 1.025 | Wind | 1 | 0.042453 | 0 | 115 | 6.0012 | 115 |  |  | 0.042453 | 4.8821 |  |  |  |  | 0 | 0
60058 | BUFF_GAP1A | 1 | West | YES | 0.052184 | 24 | 0 | 120 |  | 1 | Wind | 1 | 0.042453 | 0 | 120 | 6.2621 | 120 |  |  | 0.042453 | 5.0944 |  |  |  |  | 0 | 0
60063 | BUFF_GAP1B | 1 | West | YES | 0.052184 | 34 | 0 | 170.2 | 0 | 1.02 | Wind | 1 | 0.042453 | 0 | 170.2 | 8.8817 | 170.2 |  |  | 0.042453 | 7.2256 |  |  |  |  | 0 | 0
60068 | HHOLLOW21A | 1 | West | YES | 0.052184 | 36.8 | 0 | 184 | 0 | 1.025 | Wind | 1 | 0.042453 | 0 | 184 | 9.6019 | 184 |  |  | 0.042453 | 7.8114 |  |  |  |  | 0 | 0
60066 | H_HOLLOW1A | 1 | West | YES | 0.052184 | 44.4 | 0 | 222 | 0 | 1.005 | Wind | 1 | 0.042453 | 0 | 222 | 11.5848 | 222 |  |  | 0.042453 | 9.4246 |  |  |  |  | 0 | 0
60070 | HHOLLOW31A | 1 | West | YES | 0.052184 | 44.8 | 0 | 224 | 0 | 1.025 | Wind | 1 | 0.042453 | 0 | 224 | 11.6892 | 224 |  |  | 0.042453 | 9.5095 |  |  |  |  | 0 | 0
60060 | CIRELLO | 1 | West | YES | 0.052184 | 46.6 | 0 | 233 | 0 | 1 | Wind | 1 | 0.042453 | 0 | 233 | 12.1589 | 233 |  |  | 0.042453 | 9.8916 |  |  |  |  | 0 | 0
13133 | CALFREST_3G | 3 | North | YES | 0.006672 | 177.4 | 40 | 177.4 | 0 | 1.031 | CC | -1 | 0.042506 | 177.4 | 177.4 |  |  | 1.1836 | 177.4 | -0.042506 | -7.5406 |  |  |  |  | 0 | 0
13132 | CALFREST_2G | 2 | North | YES | 0.006672 | 151 | 57 | 151 | 0 | 1.031 | CC | -1 | 0.042506 | 151 | 151 |  |  | 1.0075 | 151 | -0.042506 | -6.4184 |  |  |  |  | 0 | 0
13131 | CALFREST_1G | 1 | North | YES | 0.006672 | 150.7 | 40 | 150.7 | 0 | 1.031 | CC | -1 | 0.042506 | 150.7 | 150.7 |  |  | 1.0055 | 150.7 | -0.042506 | -6.4056 |  |  |  |  | 0 | 0
3381 | BBRN_1G | 1 | North | YES | 0.006352 | 618 | 225 | 618 | 0 | 1.03 | LIGCO | -1 | 0.042826 | 0 | 618 |  |  | 0 | 0 | -0.042826 | 0 |  |  |  |  | 0 | 0
3382 | BBRN_2G | 2 | North | YES | 0.006352 | 589 | 225 | 589 | 0 | 1.03 | LIGCO | -1 | 0.042826 | 0 | 589 |  |  | 0 | 0 | -0.042826 | 0 |  |  |  |  | 0 | 0
244 | WHITNYDM01 | 1 | North | YES | 0.006189 | 15 | 0 | 15 | 0 | 1.035 | Hydro | -1 | 0.042989 | 0 | 0 |  |  | 0 | 0 | -0.042989 | 0 |  |  |  |  | 0 | 0
245 | WHITNYDM02 | 2 | North | YES | 0.006189 | 15 | 0 | 15 | 0 | 1.035 | Hydro | -1 | 0.042989 | 0 | 0 |  |  | 0 | 0 | -0.042989 | 0 |  |  |  |  | 0 | 0
60057 | CALLAHAN1A | 1 | West | YES | 0.053061 | 22.8 | 0 | 114 | 0 | 1.04 | Wind | 1 | 0.04333 | 0 | 114 | 6.049 | 114 |  |  | 0.04333 | 4.9397 |  |  |  |  | 0 | 0
76031 | L_GASCCR1_1N | W1 | West | YES | 0.053861 | 30 | 0 | 150 |  | 1.02 | Wind | 1 | 0.04413 | 0 | 150 | 8.0792 | 150 |  |  | 0.04413 | 6.6195 |  |  |  |  | 0 | 0
1349 | WESTXWIN_1G | 1 | West | YES | 0.053951 | 1.3 | 0 | 6.6 |  | 1.014 | Wind | 1 | 0.04422 | 0 | 6.6 | 0.35608 | 6.6 |  |  | 0.04422 | 0.29185 |  |  |  |  | 0 | 0
1350 | NWPWRG1_1G | 1 | West | YES | 0.053951 | 6.9 | 1 | 34.3 |  | 1.014 | Wind | 1 | 0.04422 | 0 | 34.3 | 1.8505 | 34.3 |  |  | 0.04422 | 1.5168 |  |  |  |  | 0 | 0
251 | BOSQUESW803 | 2 | North | YES | 0.004871 | 150 | 0 | 150 | 0 | 1.032 | CC | -1 | 0.044307 | 150 | 150 |  |  | 0.73065 | 150 | -0.044307 | -6.646 |  |  |  |  | 0 | 0
253 | BOSQUESW804 | 2 | North | YES | 0.004871 | 80 | 0 | 80 | 0 | 1.032 | CC | -1 | 0.044307 | 80 | 80 |  |  | 0.38968 | 80 | -0.044307 | -3.5446 |  |  |  |  | 0 | 0
76091 | L_DIVIDE1_1N | W1 | West | YES | 0.054814 | 22.5 | 0 | 112.5 |  | 1.02 | Wind | 1 | 0.045083 | 0 | 112.5 | 6.1666 | 112.5 |  |  | 0.045083 | 5.0719 |  |  |  |  | 0 | 0
76095 | L_CAPRSI1_1N | W1 | West | YES | 0.054814 | 29.9 | 0 | 149.5 | 0 | 1.02 | Wind | 1 | 0.045083 | 0 | 149.5 | 8.1947 | 149.5 |  |  | 0.045083 | 6.74 |  |  |  |  | 0 | 0
76096 | L_CAPRSI1_2N | W1 | West | YES | 0.054814 | 37.2 | 0 | 186 | 0 | 1.02 | Wind | 1 | 0.045083 | 0 | 186 | 10.1954 | 186 |  |  | 0.045083 | 8.3855 |  |  |  |  | 0 | 0
76097 | L_CAPRGE1_1N | W1 | West | YES | 0.054814 | 42.9 | 0 | 214.5 | 0 | 1.02 | Wind | 1 | 0.045083 | 0 | 214.5 | 11.7576 | 214.5 |  |  | 0.045083 | 9.6704 |  |  |  |  | 0 | 0
60007 | KING_SW1A | 1 | West | YES | 0.055258 | 20 | 0 | 80 |  | 1.03 | Wind | 1 | 0.045527 | 0 | 80 | 4.4206 | 80 |  |  | 0.045527 | 3.6422 |  |  |  |  | 0 | 0
60019 | KING_NW1A | 1 | West | YES | 0.055258 | 20 | 0 | 80 |  | 1.03 | Wind | 1 | 0.045527 | 0 | 80 | 4.4206 | 80 |  |  | 0.045527 | 3.6422 |  |  |  |  | 0 | 0
48721 | LEG_1___1 | 1 | North | YES | 0.00364 | 827 | 357 | 827 | 0 | 1.0348 | LIGCO | -1 | 0.045538 | 0 | 827 |  |  | 0 | 0 | -0.045538 | 0 |  |  |  |  | 0 | 0
48722 | LEG_2___2 | 2 | North | YES | 0.00364 | 819 | 357 | 819 | 0 | 1.0348 | LIGCO | -1 | 0.045538 | 0 | 819 |  |  | 0 | 0 | -0.045538 | 0 |  |  |  |  | 0 | 0
60201 | RIO DRCS | F | West | YES | 0.055339 | 0 | 0 | 0 | 0 | 1.025 | AVR | 1 | 0.045608 | 0 | 0 | 0 | 0 |  |  | 0.045608 | 0 |  |  |  |  | 0 | 0
60005 | KING_SE1A | 1 | West | YES | 0.055458 | 10 | 0 | 40 |  | 1.035 | Wind | 1 | 0.045727 | 0 | 40 | 2.2183 | 40 |  |  | 0.045727 | 1.8291 |  |  |  |  | 0 | 0
6016 | SWMESA | 1 | West | YES | 0.055458 | 18.8 | 0 | 75 |  | 1.03 | Wind | 1 | 0.045727 | 0 | 75 | 4.1593 | 75 |  |  | 0.045727 | 3.4295 |  |  |  |  | 0 | 0
60003 | KING_NE1A | 1 | West | YES | 0.055458 | 20 | 0 | 80 |  | 1.03 | Wind | 1 | 0.045727 | 0 | 80 | 4.4366 | 80 |  |  | 0.045727 | 3.6582 |  |  |  |  | 0 | 0
60016 | WOODWRD11A | 1 | West | YES | 0.055478 | 20 | 0 | 80 |  | 1.033 | Wind | 1 | 0.045747 | 0 | 80 | 4.4382 | 80 |  |  | 0.045747 | 3.6598 |  |  |  |  | 0 | 0
38332 | TNWDWRDU2_8 | 1 | West | YES | 0.055488 | 20 | 0 | 80 | 0 | 1.0232 | Wind | 1 | 0.045757 | 0 | 80 | 4.439 | 80 |  |  | 0.045757 | 3.6606 |  |  |  |  | 0 | 0
38437 | TNSRBNMESA9 | 1 | West | YES | 0.055533 | 37.5 | 0 | 150 | 0 | 1.02 | Wind | 1 | 0.045802 | 0 | 150 | 8.33 | 150 |  |  | 0.045802 | 6.8703 |  |  |  |  | 0 | 0
238 | BOSQUESW505 | 1 | North | YES | 0.003133 | 255 | 0 | 255 | 0 | 1.02 | CC | -1 | 0.046045 | 255 | 255 |  |  | 0.79892 | 255 | -0.046045 | -11.7415 |  |  |  |  | 0 | 0
247 | BOSQUESW501 | 2 | North | YES | 0.003133 | 124.8 | 0 | 156 | 0 | 1.02 | GGT | -1 | 0.046045 | 156 | 156 |  |  | 0.48875 | 156 | -0.046045 | -7.183 |  |  |  |  | 0 | 0
239 | BOSQUESW502 | 1 | North | YES | 0.003133 | 119.2 | 0 | 149 | 0 | 1.02 | GGT | -1 | 0.046045 | 149 | 149 |  |  | 0.46682 | 149 | -0.046045 | -6.8607 |  |  |  |  | 0 | 0
39960 | TNTNPONE_18 | 1 | North | YES | 0.002666 | 152.3 | 30 | 152.3 |  | 1.04 | LIGCO | -1 | 0.046512 | 0 | 152.3 |  |  | 0 | 0 | -0.046512 | 0 |  |  |  |  | 0 | 0
39970 | TNTNPONE_28 | 1 | North | YES | 0.002666 | 153 | 30 | 153 |  | 1.04 | LIGCO | -1 | 0.046512 | 0 | 153 |  |  | 0 | 0 | -0.046512 | 0 |  |  |  |  | 0 | 0
60017 | ORNNWP1 | 1 | West | YES | 0.056778 | 20 | 0 | 80 |  | 1.027 | Wind | 1 | 0.047047 | 0 | 80 | 4.5422 | 80 |  |  | 0.047047 | 3.7638 |  |  |  |  | 0 | 0
3404 | THOUSE_2G | 2 | North | YES | 0.002085 | 807 | 250 | 807 | 0 | 1.012 | GSC | -1 | 0.047093 | 807 | 807 |  |  | 1.6826 | 807 | -0.047093 | -38.004 |  |  |  |  | 0 | 0
3403 | THOUSE_1G | 1 | North | YES | 0.002085 | 563 | 200 | 563 | 0 | 1.012 | GSC | -1 | 0.047093 | 563 | 563 |  |  | 1.1739 | 563 | -0.047093 | -26.5133 |  |  |  |  | 0 | 0
60018 | DSKY1 | 1 | West | YES | 0.057198 | 21 | 0 | 84 | 0 | 1.023 | Wind | 1 | 0.047467 | 0 | 84 | 4.8046 | 84 |  |  | 0.047467 | 3.9873 |  |  |  |  | 0 | 0
60000 | DSKY2 | 1 | West | YES | 0.057695 | 19.1 | 0 | 76.5 |  | 1.039 | Wind | 1 | 0.047964 | 0 | 76.5 | 4.4137 | 76.5 |  |  | 0.047964 | 3.6693 |  |  |  |  | 0 | 0
3417 | LAKE_CRK2_G | 2 | North | YES | 0.001196 | 177.6 | 40 | 222 | 0 | 1.029 | GST | -1 | 0.047982 | 222 | 222 |  |  | 0.26551 | 222 | -0.047982 | -10.652 |  |  |  |  | 0 | 0
3416 | LAKE_CRK1_G | 1 | North | YES | 0.001196 | 60 | 33 | 75 |  | 1.029 | GST | -1 | 0.047982 | 75 | 75 |  |  | 0.0897 | 75 | -0.047982 | -3.5986 |  |  |  |  | 0 | 0
32798 | BRYN_TAMUGEN | 1 | North | YES | 0.00023 | 32 | 0 | 32 |  | 1.02 | GST | -1 | 0.048948 | 32 | 32 |  |  | 0.00736 | 32 | -0.048948 | -1.5663 |  |  |  |  | 0 | 0
990 | GIBN_CREK_G1 | 1 | North | YES | 0.000223 | 463 | 200 | 463 | 0 | 1.0275 | LIGCO | -1 | 0.048955 | 0 | 463 |  |  | 0 | 0 | -0.048955 | 0 |  |  |  |  | 0 | 0
32888 | BRYN_ATKINS7 | 1 | North | YES | 0.000222 | 13.6 | 4 | 17 |  | 1.028 | GGT | -1 | 0.048956 | 17 | 17 |  |  | 0.003774 | 17 | -0.048956 | -0.83225 |  |  |  |  | 0 | 0
32886 | BRYN_ATKINS3 | MB | North | YES | 0.000222 | 0 | 5 | 12 |  | 1 | GST | -1 | 0.048956 | 0 | 0 |  |  | 0 | 0 | -0.048956 | 0 |  |  |  |  | 0 | 0
32887 | BRYN_ATKINS6 | MB | North | YES | 0.000222 | 0 | 12 | 51 |  | 1.028 | GST | -1 | 0.048956 | 0 | 0 |  |  | 0 | 0 | -0.048956 | 0 |  |  |  |  | 0 | 0
32890 | BRYN_ATKINS4 | MB | North | YES | 0.000222 | 0 | 5 | 22 |  | 1.031 | GST | -1 | 0.048956 | 0 | 0 |  |  | 0 | 0 | -0.048956 | 0 |  |  |  |  | 0 | 0
32891 | BRYN_ATKINS5 | MB | North | YES | 0.000222 | 0 | 5 | 25 |  | 1.031 | GST | -1 | 0.048956 | 0 | 0 |  |  | 0 | 0 | -0.048956 | 0 |  |  |  |  | 0 | 0
32892 | BRYN_DNSBY14 | 1 | North | YES | 0.000165 | 84 | 25 | 105 | 0 | 1.035 | GST | -1 | 0.049013 | 105 | 105 |  |  | 0.017325 | 105 | -0.049013 | -5.1464 |  |  |  |  | 0 | 0
32883 | BRYN_DNSBY3 | 1 | North | YES | 0.000165 | 0 | 2 | 48 |  | 1.015 | GST | -1 | 0.049013 | 48 | 48 |  |  | 0.00792 | 48 | -0.049013 | -2.3526 |  |  |  |  | 0 | 0
32884 | BRYN_DNSBY13 | 1 | North | YES | 0.000165 | 46 | 2 | 46 | 0 | 1.015 | GST | -1 | 0.049013 | 46 | 46 |  |  | 0.00759 | 46 | -0.049013 | -2.2546 |  |  |  |  | 0 | 0
5934 | SI_RAY5 | 5 | South | YES | 0 | 0 | 10 | 15 |  | 1.035 | GST | -1 | 0.049178 | 15 | 15 |  |  |  |  | -0.049178 | -0.73767 |  |  |  |  | 0 | 0
8139 | JOS #1 | MB | South | YES | 0 | 0 | 45 | 255 |  | 1.02 | GST | -1 | 0.049178 | 0 | 0 |  |  |  |  | -0.049178 | 0 |  |  |  |  | 0 | 0
8285 | LAR #1 | MB | South | YES | 0 | 0 | 9 | 32 |  | 1.0497 | GST | -1 | 0.049178 | 0 | 0 |  |  |  |  | -0.049178 | 0 |  |  |  |  | 0 | 0
8287 | LAR #2 | MB | South | YES | 0 | 0 | 9 | 32 |  | 1.04 | GST | -1 | 0.049178 | 0 | 0 |  |  |  |  | -0.049178 | 0 |  |  |  |  | 0 | 0
8288 | LAR #3 | MB | South | YES | 0 | 0 | 25 | 105 |  | 1.04 | GST | -1 | 0.049178 | 0 | 0 |  |  |  |  | -0.049178 | 0 |  |  |  |  | 0 | 0
8388 | BATES0A | MB | South | YES | 0 | 0 | 21 | 71 |  | 1.033 | GST | -1 | 0.049178 | 0 | 0 |  |  |  |  | -0.049178 | 0 |  |  |  |  | 0 | 0
8393 | BATES0B | MB | South | YES | 0 | 0 | 25 | 110 |  | 1.03 | GST | -1 | 0.049178 | 0 | 0 |  |  |  |  | -0.049178 | 0 |  |  |  |  | 0 | 0
8437 | NUECES_B0C | MB | South | YES | 0 | 0 | 7 | 30 |  | 1.03 | GST | -1 | 0.049178 | 0 | 0 |  |  |  |  | -0.049178 | 0 |  |  |  |  | 0 | 0
8438 | NUECES_B0B | MB | South | YES | 0 | 0 | 26 | 169 |  | 1.03 | GST | -1 | 0.049178 | 0 | 0 |  |  |  |  | -0.049178 | 0 |  |  |  |  | 0 | 0
39190 | TNSLCGN1__8 | 1 | Houston | YES | 0 | 0 | 10 | 30 |  | 1.03 | Cogen | -1 | 0.049178 | 0 | 0 |  |  |  |  | -0.049178 | 0 |  |  |  |  | 0 | 0
48674 | FTR_CN4_5095 | 4 | North | YES | -0.00054 | 380 | 0 | 380 | 0 | 1.0319 | CC | -1 | 0.049718 | 380 | 380 |  |  | -0.2052 | 380 | -0.049718 | -18.8928 |  |  |  |  | 0 | 0
48672 | FTR_GT2_5110 | 2 | North | YES | -0.00054 | 159 | 0 | 159 | 0 | 1.0319 | CC | -1 | 0.049718 | 159 | 159 |  |  | -0.08586 | 159 | -0.049718 | -7.9052 |  |  |  |  | 0 | 0
48673 | FTR_GT3_5085 | 3 | North | YES | -0.00054 | 158 | 0 | 158 | 0 | 1.0319 | CC | -1 | 0.049718 | 158 | 158 |  |  | -0.08532 | 158 | -0.049718 | -7.8554 |  |  |  |  | 0 | 0
48671 | FTR_GT1_5105 | 1 | North | YES | -0.00054 | 154.2 | 0 | 154.2 | 0 | 1.0319 | CC | -1 | 0.049718 | 154.2 | 154.2 |  |  | -0.083268 | 154.2 | -0.049718 | -7.6665 |  |  |  |  | 0 | 0
48591 | CHE_GT2_5030 | 2 | Houston | YES | -0.004235 | 173 | 50 | 173 | 0 | 1.029 | Cogen | -1 | 0.053413 | 0 | 0 |  |  |  |  | -0.053413 | 0 |  |  |  |  | 0 | 0
48811 | CVC_GT3_5045 | 3 | Houston | YES | -0.004235 | 156 | 91.8 | 156 | 0 | 1.029 | Cogen | -1 | 0.053413 | 0 | 0 |  |  |  |  | -0.053413 | 0 |  |  |  |  | 0 | 0
48812 | CVC_GT2_5020 | 2 | Houston | YES | -0.004235 | 158 | 91.8 | 158 | 0 | 1.029 | Cogen | -1 | 0.053413 | 0 | 0 |  |  |  |  | -0.053413 | 0 |  |  |  |  | 0 | 0
48813 | CVC_GT1_5035 | 1 | Houston | YES | -0.004235 | 160 | 91.8 | 160 | 0 | 1.029 | Cogen | -1 | 0.053413 | 0 | 0 |  |  |  |  | -0.053413 | 0 |  |  |  |  | 0 | 0
48814 | CVC_ST5_5040 | 1 | Houston | YES | -0.004235 | 162 | 91.8 | 162 | 0 | 1.029 | Cogen | -1 | 0.053413 | 0 | 0 |  |  |  |  | -0.053413 | 0 |  |  |  |  | 0 | 0
60202 | FRNDDRCS | F | West | YES | 0.063199 | 0 | 0 | 0 | 0 | 0.9985 | AVR | 1 | 0.053468 | 0 | 0 | 0 | 0 |  |  | 0.053468 | 0 |  |  |  |  | 0 | 0
48885 | THW_5152 | B | Houston | YES | -0.004646 | 47.2 | 5 | 59 |  | 1.0319 | GGT | -1 | 0.053824 | 59 | 59 |  |  |  |  | -0.053824 | -3.1756 |  |  |  |  | 0 | 0
48887 | THW_5556 | E | Houston | YES | -0.004646 | 47.2 | 5 | 59 |  | 1.0319 | GGT | -1 | 0.053824 | 59 | 59 |  |  |  |  | -0.053824 | -3.1756 |  |  |  |  | 0 | 0
48885 | THW_5152 | A | Houston | YES | -0.004646 | 46.4 | 5 | 58 |  | 1.0319 | GGT | -1 | 0.053824 | 58 | 58 |  |  |  |  | -0.053824 | -3.1218 |  |  |  |  | 0 | 0
48886 | THW_5354 | D | Houston | YES | -0.004646 | 46.4 | 5 | 58 |  | 1.0319 | GGT | -1 | 0.053824 | 58 | 58 |  |  |  |  | -0.053824 | -3.1218 |  |  |  |  | 0 | 0
48886 | THW_5354 | C | Houston | YES | -0.004646 | 45.6 | 5 | 57 |  | 1.0319 | GGT | -1 | 0.053824 | 57 | 57 |  |  |  |  | -0.053824 | -3.068 |  |  |  |  | 0 | 0
48887 | THW_5556 | F | Houston | YES | -0.004646 | 45.6 | 5 | 57 |  | 1.0319 | GGT | -1 | 0.053824 | 57 | 57 |  |  |  |  | -0.053824 | -3.068 |  |  |  |  | 0 | 0
48690 | GBY_GN5_5 | 5 | Houston | YES | -0.004677 | 318.4 | 81 | 398 |  | 1.0362 | GSC | -1 | 0.053855 | 398 | 398 |  |  |  |  | -0.053855 | -21.4343 |  |  |  |  | 0 | 0
48598 | BTE_ST1_8070 | 4 | Houston | YES | -0.004704 | 269.2 | 60 | 269.2 | 0 | 1.0261 | CC | -1 | 0.053882 | 269.2 | 269.2 |  |  |  |  | -0.053882 | -14.505 |  |  |  |  | 0 | 0
48595 | BTE_GT2_8075 | 1 | Houston | YES | -0.004704 | 162.8 | 130 | 162.8 | 0 | 1.0261 | CC | -1 | 0.053882 | 162.8 | 162.8 |  |  |  |  | -0.053882 | -8.772 |  |  |  |  | 0 | 0
48596 | BTE_GT3_8045 | 2 | Houston | YES | -0.004704 | 161.4 | 130 | 161.4 | 0 | 1.0261 | CC | -1 | 0.053882 | 161.4 | 161.4 |  |  |  |  | -0.053882 | -8.6965 |  |  |  |  | 0 | 0
48597 | BTE_GT4_8055 | 3 | Houston | YES | -0.004704 | 158.9 | 130 | 158.9 | 0 | 1.0261 | CC | -1 | 0.053882 | 158.9 | 158.9 |  |  |  |  | -0.053882 | -8.5618 |  |  |  |  | 0 | 0
48583 | CBY_GT4_1 | 1 | Houston | YES | -0.004772 | 172 | 0 | 172 | 0 | 1.027 | GSC | -1 | 0.05395 | 172 | 172 |  |  |  |  | -0.05395 | -9.2794 |  |  |  |  | 0 | 0
48584 | CBY_GT4_2 | 2 | Houston | YES | -0.004772 | 172 | 0 | 172 | 0 | 1.027 | CC | -1 | 0.05395 | 172 | 172 |  |  |  |  | -0.05395 | -9.2794 |  |  |  |  | 0 | 0
48585 | CBY_ST4_1 | 3 | Houston | YES | -0.004772 | 172 | 0 | 172 | 0 | 1.027 | CC | -1 | 0.05395 | 172 | 172 |  |  |  |  | -0.05395 | -9.2794 |  |  |  |  | 0 | 0
48815 | CVC_GT4_8005 | 4 | Houston | YES | -0.00478 | 165 | 91.8 | 165 |  | 1.0362 | Cogen | -1 | 0.053958 | 0 | 0 |  |  |  |  | -0.053958 | 0 |  |  |  |  | 0 | 0
48791 | PSA_GT1_8160 | 1 | Houston | YES | -0.004802 | 52 | 20.8 | 65 | 0 | 1.0362 | Cogen | -1 | 0.05398 | 0 | 0 |  |  |  |  | -0.05398 | 0 |  |  |  |  | 0 | 0
48792 | PSA_GT2_8155 | 2 | Houston | YES | -0.004802 | 52.8 | 20.3 | 66 | 0 | 1.0362 | Cogen | -1 | 0.05398 | 0 | 0 |  |  |  |  | -0.05398 | 0 |  |  |  |  | 0 | 0
48793 | PSA_GT3_8150 | 3 | Houston | YES | -0.004802 | 56 | 20.3 | 70 | 0 | 1.0362 | Cogen | -1 | 0.05398 | 0 | 0 |  |  |  |  | -0.05398 | 0 |  |  |  |  | 0 | 0
48794 | PSA_GT4_8145 | 4 | Houston | YES | -0.004802 | 52.8 | 20.3 | 66 | 0 | 1.0362 | Cogen | -1 | 0.05398 | 0 | 0 |  |  |  |  | -0.05398 | 0 |  |  |  |  | 0 | 0
48795 | PSA_GT5_8140 | 5 | Houston | YES | -0.004802 | 51.2 | 20.3 | 64 | 0 | 1.0362 | Cogen | -1 | 0.05398 | 0 | 0 |  |  |  |  | -0.05398 | 0 |  |  |  |  | 0 | 0
48796 | PSA_GN1_8165 | 1 | Houston | YES | -0.004802 | 83.2 | 43.1 | 104 | 0 | 1.0362 | Cogen | -1 | 0.05398 | 0 | 0 |  |  |  |  | -0.05398 | 0 |  |  |  |  | 0 | 0
48797 | PSA_GT6_8135 | 6 | Houston | YES | -0.004802 | 47.2 | 34.5 | 59 | 0 | 1.0362 | Cogen | -1 | 0.05398 | 0 | 0 |  |  |  |  | -0.05398 | 0 |  |  |  |  | 0 | 0
48581 | CBY_GN1_1 | 1 | Houston | YES | -0.004806 | 595.2 | 108 | 744 | 0 | 1.0435 | GSC | -1 | 0.053984 | 744 | 744 |  |  |  |  | -0.053984 | -40.1641 |  |  |  |  | 0 | 0
48651 | EP_1_2 | 1 | Houston | YES | -0.004807 | 4 | 0 | 5 | 0 | 1.0362 | Cogen | -1 | 0.053985 | 0 | 0 |  |  |  |  | -0.053985 | 0 |  |  |  |  | 0 | 0
48651 | EP_1_2 | 2 | Houston | YES | -0.004807 | 17.7 | 10 | 21 | 0 | 1.0362 | Cogen | -1 | 0.053985 | 0 | 0 |  |  |  |  | -0.053985 | 0 |  |  |  |  | 0 | 0
48940 | WARVUE_GT1 | G1 | Houston | YES | -0.004807 | 15 | 0 | 15 |  | 1.021 | Cogen | -1 | 0.053985 | 0 | 0 |  |  |  |  | -0.053985 | 0 |  |  |  |  | 0 | 0
49803 | EXN_15GT | 1 | Houston | YES | -0.004847 | 33 | 8.3 | 34 |  | 1.0326 | Cogen | -1 | 0.054025 | 0 | 0 |  |  |  |  | -0.054025 | 0 |  |  |  |  | 0 | 0
49804 | EXN_16GT | 2 | Houston | YES | -0.004847 | 32 | 8.3 | 34.7 |  | 1.0326 | Cogen | -1 | 0.054025 | 0 | 0 |  |  |  |  | -0.054025 | 0 |  |  |  |  | 0 | 0
49805 | EXN_17GT | 3 | Houston | YES | -0.004847 | 31 | 8.3 | 32.7 |  | 1.0326 | Cogen | -1 | 0.054025 | 0 | 0 |  |  |  |  | -0.054025 | 0 |  |  |  |  | 0 | 0
49826 | EXN938GT | 5 | Houston | YES | -0.004847 | 43 | 9.2 | 45.9 |  | 1.0326 | Cogen | -1 | 0.054025 | 0 | 0 |  |  |  |  | -0.054025 | 0 |  |  |  |  | 0 | 0
49828 | EXN941GT | 10 | Houston | YES | -0.004847 | 17.7 | 5.4 | 17.7 | 0 | 1.0326 | Cogen | -1 | 0.054025 | 0 | 0 |  |  |  |  | -0.054025 | 0 |  |  |  |  | 0 | 0
49829 | EXN942GT | 11 | Houston | YES | -0.004847 | 20 | 5.4 | 20.4 | 0 | 1.0326 | Cogen | -1 | 0.054025 | 0 | 0 |  |  |  |  | -0.054025 | 0 |  |  |  |  | 0 | 0
49830 | EXN943GT | 12 | Houston | YES | -0.004847 | 19 | 5.4 | 19.9 | 0 | 1.0326 | Cogen | -1 | 0.054025 | 0 | 0 |  |  |  |  | -0.054025 | 0 |  |  |  |  | 0 | 0
49831 | EXN944GT | 13 | Houston | YES | -0.004847 | 33 | 5.4 | 35 | 0 | 1.0326 | Cogen | -1 | 0.054025 | 0 | 0 |  |  |  |  | -0.054025 | 0 |  |  |  |  | 0 | 0
49832 | EXN945GT | 9 | Houston | YES | -0.004847 | 18.5 | 9.2 | 18.5 |  | 1.0326 | Cogen | -1 | 0.054025 | 0 | 0 |  |  |  |  | -0.054025 | 0 |  |  |  |  | 0 | 0
49837 | EXN_GT | 4 | Houston | YES | -0.004847 | 81 | 21.3 | 85.4 |  | 1.0326 | Cogen | -1 | 0.054025 | 0 | 0 |  |  |  |  | -0.054025 | 0 |  |  |  |  | 0 | 0
49838 | EXN_14GT | 14 | Houston | YES | -0.004847 | 140 | 0 | 148 |  | 1.0326 | Cogen | -1 | 0.054025 | 0 | 0 |  |  |  |  | -0.054025 | 0 |  |  |  |  | 0 | 0
48883 | THW_GT1_GT_1 | B2 | Houston | YES | -0.004848 | 0 | 0 | 12 |  | 1.043 | GGT | -1 | 0.054026 | 12 | 12 |  |  |  |  | -0.054026 | -0.64831 |  |  |  |  | 0 | 0
48582 | CBY_GN2_2 | 2 | Houston | YES | -0.004888 | 596.8 | 110 | 746 | 0 | 1.0435 | GSC | -1 | 0.054066 | 746 | 746 |  |  |  |  | -0.054066 | -40.3332 |  |  |  |  | 0 | 0
48874 | THW_ST4_ST_4 | 4 | Houston | YES | -0.004937 | 108 | 19 | 108 | 0 | 1.0435 | CC | -1 | 0.054115 | 108 | 108 |  |  |  |  | -0.054115 | -5.8444 |  |  |  |  | 0 | 0
48873 | THW_ST3_ST_3 | 3 | Houston | YES | -0.004937 | 107 | 19 | 107 | 0 | 1.0435 | CC | -1 | 0.054115 | 107 | 107 |  |  |  |  | -0.054115 | -5.7903 |  |  |  |  | 0 | 0
48881 | THW_4344 | G | Houston | YES | -0.004937 | 58 | 5 | 58 | 0 | 1.0435 | CC | -1 | 0.054115 | 58 | 58 |  |  |  |  | -0.054115 | -3.1387 |  |  |  |  | 0 | 0
48881 | THW_4344 | H | Houston | YES | -0.004937 | 58 | 5 | 58 | 0 | 1.0435 | CC | -1 | 0.054115 | 58 | 58 |  |  |  |  | -0.054115 | -3.1387 |  |  |  |  | 0 | 0
48877 | THW_3334 | D | Houston | YES | -0.004937 | 57 | 5 | 57 | 0 | 1.0435 | CC | -1 | 0.054115 | 57 | 57 |  |  |  |  | -0.054115 | -3.0846 |  |  |  |  | 0 | 0
48879 | THW_4142 | E | Houston | YES | -0.004937 | 56 | 5 | 56 | 0 | 1.0435 | CC | -1 | 0.054115 | 56 | 56 |  |  |  |  | -0.054115 | -3.0304 |  |  |  |  | 0 | 0
48875 | THW_3132 | A | Houston | YES | -0.004937 | 55 | 5 | 55 | 0 | 1.0435 | CC | -1 | 0.054115 | 55 | 55 |  |  |  |  | -0.054115 | -2.9763 |  |  |  |  | 0 | 0
48877 | THW_3334 | C | Houston | YES | -0.004937 | 55 | 5 | 55 | 0 | 1.0435 | CC | -1 | 0.054115 | 55 | 55 |  |  |  |  | -0.054115 | -2.9763 |  |  |  |  | 0 | 0
48879 | THW_4142 | F | Houston | YES | -0.004937 | 55 | 5 | 55 | 0 | 1.0435 | CC | -1 | 0.054115 | 55 | 55 |  |  |  |  | -0.054115 | -2.9763 |  |  |  |  | 0 | 0
48875 | THW_3132 | B | Houston | YES | -0.004937 | 53 | 5 | 53 | 0 | 1.0435 | CC | -1 | 0.054115 | 53 | 53 |  |  |  |  | -0.054115 | -2.8681 |  |  |  |  | 0 | 0
48593 | CHE_GT1_8015 | 1 | Houston | YES | -0.005018 | 173 | 50 | 173 | 0 | 1.0362 | Cogen | -1 | 0.054196 | 0 | 0 |  |  |  |  | -0.054196 | 0 |  |  |  |  | 0 | 0
48594 | CHE_GN4_8025 | 4 | Houston | YES | -0.005018 | 142 | 60 | 142 | 0 | 1.0362 | Cogen | -1 | 0.054196 | 0 | 0 |  |  |  |  | -0.054196 | 0 |  |  |  |  | 0 | 0
48511 | LPE_GT1_8070 | 1 | Houston | YES | -0.005031 | 42 | 0 | 42 | 0 | 1.0362 | GGT | -1 | 0.054209 | 42 | 42 |  |  |  |  | -0.054209 | -2.2768 |  |  |  |  | 0 | 0
48512 | LPE_GT2_8075 | 2 | Houston | YES | -0.005031 | 42 | 0 | 42 | 0 | 1.0362 | GGT | -1 | 0.054209 | 42 | 42 |  |  |  |  | -0.054209 | -2.2768 |  |  |  |  | 0 | 0
48513 | LPE_GT3_8080 | 3 | Houston | YES | -0.005031 | 39 | 0 | 39 | 0 | 1.0362 | GGT | -1 | 0.054209 | 39 | 39 |  |  |  |  | -0.054209 | -2.1141 |  |  |  |  | 0 | 0
48514 | LPE_GT4_8085 | 4 | Houston | YES | -0.005031 | 39 | 0 | 39 | 0 | 1.0362 | GGT | -1 | 0.054209 | 39 | 39 |  |  |  |  | -0.054209 | -2.1141 |  |  |  |  | 0 | 0
48500 | APD_GT1_8005 | 1 | Houston | YES | -0.005037 | 137.6 | 54.6 | 137.6 | 0 | 1.0362 | Cogen | -1 | 0.054215 | 0 | 0 |  |  |  |  | -0.054215 | 0 |  |  |  |  | 0 | 0
48820 | SHELLG1_3015 | 1 | Houston | YES | -0.005092 | 71 | 34.5 | 71 |  | 1.029 | Cogen | -1 | 0.05427 | 0 | 0 |  |  |  |  | -0.05427 | 0 |  |  |  |  | 0 | 0
48821 | SHELLG2 | 2 | Houston | YES | -0.005092 | 72 | 34.5 | 72 |  | 1.029 | Cogen | -1 | 0.05427 | 0 | 0 |  |  |  |  | -0.05427 | 0 |  |  |  |  | 0 | 0
48822 | SHELLG3_3020 | 2 | Houston | YES | -0.005092 | 30 | 0 | 30 |  | 1.029 | Cogen | -1 | 0.05427 | 0 | 0 |  |  |  |  | -0.05427 | 0 |  |  |  |  | 0 | 0
48822 | SHELLG3_3020 | 1 | Houston | YES | -0.005092 | 39 | 0 | 39 |  | 1.029 | Cogen | -1 | 0.05427 | 0 | 0 |  |  |  |  | -0.05427 | 0 |  |  |  |  | 0 | 0
48854 | SRB_GN4_4 | 4 | Houston | YES | -0.005129 | 182.4 | 35 | 228 | 0 | 1.0326 | GST | -1 | 0.054307 | 228 | 228 |  |  |  |  | -0.054307 | -12.382 |  |  |  |  | 0 | 0
48740 | PSG_GN2_8050 | 1 | Houston | YES | -0.005129 | 182 | 60 | 182 | 0 | 1.0326 | Cogen | -1 | 0.054307 | 0 | 0 |  |  |  |  | -0.054307 | 0 |  |  |  |  | 0 | 0
48741 | PSG_GT2_8040 | 1 | Houston | YES | -0.005129 | 158.6 | 50 | 158.6 | 0 | 1.0326 | Cogen | -1 | 0.054307 | 0 | 0 |  |  |  |  | -0.054307 | 0 |  |  |  |  | 0 | 0
48742 | PSG_GT3_8060 | 1 | Houston | YES | -0.005129 | 157 | 50 | 157 | 0 | 1.0326 | Cogen | -1 | 0.054307 | 0 | 0 |  |  |  |  | -0.054307 | 0 |  |  |  |  | 0 | 0
48845 | SOL_GT1 | 1 | Houston | YES | -0.00513 | 16.2 | 15.4 | 16.2 |  | 1.0326 | Solar | -1 | 0.054308 | 16.2 | 16.2 |  |  |  |  | -0.054308 | -0.87979 |  |  |  |  | 0 | 0
48611 | DIB_GT1_8080 | 1 | Houston | YES | -0.00513 | 64 | 0 | 64 | 0 | 1.0326 | Cogen | -1 | 0.054308 | 0 | 0 |  |  |  |  | -0.054308 | 0 |  |  |  |  | 0 | 0
48612 | DIB_GT2_8075 | 2 | Houston | YES | -0.00513 | 63.2 | 0 | 63.2 | 0 | 1.0326 | Cogen | -1 | 0.054308 | 0 | 0 |  |  |  |  | -0.054308 | 0 |  |  |  |  | 0 | 0
48613 | DIB_ST1_8085 | 3 | Houston | YES | -0.00513 | 67.9 | 30 | 82.6 | 0 | 1.0326 | Cogen | -1 | 0.054308 | 0 | 0 |  |  |  |  | -0.054308 | 0 |  |  |  |  | 0 | 0
48614 | DIB_GT3_8090 | 4 | Houston | YES | -0.00513 | 73.6 | 15 | 73.6 | 0 | 1.0326 | Cogen | -1 | 0.054308 | 0 | 0 |  |  |  |  | -0.054308 | 0 |  |  |  |  | 0 | 0
48853 | SRB_GN3_3 | 3 | Houston | YES | -0.005131 | 170.4 | 35 | 213 |  | 1.0326 | GST | -1 | 0.054309 | 213 | 213 |  |  |  |  | -0.054309 | -11.5678 |  |  |  |  | 0 | 0
48551 | CAL_GT1_8045 | 1 | Houston | YES | -0.005137 | 149 | 0 | 149 | 0 | 1.0326 | Cogen | -1 | 0.054315 | 0 | 0 |  |  |  |  | -0.054315 | 0 |  |  |  |  | 0 | 0
48552 | CAL_ST1_8000 | 2 | Houston | YES | -0.005137 | 65.1 | 0 | 65.1 | 0 | 1.0326 | Cogen | -1 | 0.054315 | 0 | 0 |  |  |  |  | -0.054315 | 0 |  |  |  |  | 0 | 0
48851 | SRB_GN1_1 | 1 | Houston | YES | -0.005138 | 132 | 26 | 165 | 0 | 1.0217 | GST | -1 | 0.054316 | 165 | 165 |  |  |  |  | -0.054316 | -8.9621 |  |  |  |  | 0 | 0
48852 | SRB_GN2_2 | 2 | Houston | YES | -0.00514 | 140.8 | 26 | 176 | 0 | 1.0217 | GST | -1 | 0.054318 | 176 | 176 |  |  |  |  | -0.054318 | -9.56 |  |  |  |  | 0 | 0
48855 | SRB_GT211035 | B1 | Houston | YES | -0.005141 | 0 | 0 | 18 |  | 1.014 | GGT | -1 | 0.054319 | 18 | 18 |  |  |  |  | -0.054319 | -0.97774 |  |  |  |  | 0 | 0
48855 | SRB_GT211035 | B2 | Houston | YES | -0.005141 | 0 | 0 | 12 |  | 1.014 | GGT | -1 | 0.054319 | 12 | 12 |  |  |  |  | -0.054319 | -0.65183 |  |  |  |  | 0 | 0
48761 | PR_GT1__9040 | 1 | Houston | YES | -0.005166 | 26 | 0 | 35 |  | 1 | Cogen | -1 | 0.054344 | 0 | 0 |  |  |  |  | -0.054344 | 0 |  |  |  |  | 0 | 0
48645 | DPEC_ST55065 | 5 | Houston | YES | -0.005199 | 282 | 0 | 282 | 0 | 1.0319 | CC | -1 | 0.054377 | 282 | 282 |  |  |  |  | -0.054377 | -15.3343 |  |  |  |  | 0 | 0
48641 | DPEC_GT15040 | 1 | Houston | YES | -0.005199 | 163.2 | 98 | 163.2 | 0 | 1.0319 | CC | -1 | 0.054377 | 163.2 | 163.2 |  |  |  |  | -0.054377 | -8.8743 |  |  |  |  | 0 | 0
48643 | DPEC_GT35010 | 3 | Houston | YES | -0.005199 | 157.5 | 98 | 157.5 | 0 | 1.0319 | CC | -1 | 0.054377 | 157.5 | 157.5 |  |  |  |  | -0.054377 | -8.5644 |  |  |  |  | 0 | 0
48642 | DPEC_GT25025 | 2 | Houston | YES | -0.005199 | 157.1 | 98 | 157.1 | 0 | 1.0319 | CC | -1 | 0.054377 | 157.1 | 157.1 |  |  |  |  | -0.054377 | -8.5426 |  |  |  |  | 0 | 0
48644 | DPEC_GT45070 | 4 | Houston | YES | -0.005199 | 157 | 98 | 157 | 0 | 1.0319 | CC | -1 | 0.054377 | 157 | 157 |  |  |  |  | -0.054377 | -8.5372 |  |  |  |  | 0 | 0
48841 | SJS_GT1_GT1 | 1 | Houston | YES | -0.005222 | 62.4 | 49 | 78 | 0 | 1.0362 | Cogen | -1 | 0.0544 | 0 | 0 |  |  |  |  | -0.0544 | 0 |  |  |  |  | 0 | 0
48842 | SJS_GT2_GT2 | 2 | Houston | YES | -0.005222 | 64.8 | 49 | 81 | 0 | 1.0362 | Cogen | -1 | 0.0544 | 0 | 0 |  |  |  |  | -0.0544 | 0 |  |  |  |  | 0 | 0
48693 | GBY_83841065 | E | Houston | YES | -0.005245 | 45.6 | 20 | 57 | 0 | 1.0362 | GGT | -1 | 0.054423 | 57 | 57 |  |  |  |  | -0.054423 | -3.1021 |  |  |  |  | 0 | 0
48692 | GBY_81821075 | D | Houston | YES | -0.005245 | 44 | 20 | 55 | 0 | 1.0362 | GGT | -1 | 0.054423 | 55 | 55 |  |  |  |  | -0.054423 | -2.9933 |  |  |  |  | 0 | 0
48693 | GBY_83841065 | F | Houston | YES | -0.005245 | 43.2 | 20 | 54 | 0 | 1.0362 | GGT | -1 | 0.054423 | 54 | 54 |  |  |  |  | -0.054423 | -2.9388 |  |  |  |  | 0 | 0
48691 | GBY_73741085 | B | Houston | YES | -0.005245 | 37.6 | 20 | 47 | 0 | 1.0362 | GGT | -1 | 0.054423 | 47 | 47 |  |  |  |  | -0.054423 | -2.5579 |  |  |  |  | 0 | 0
48691 | GBY_73741085 | A | Houston | YES | -0.005245 | 37.6 | 20 | 47 | 0 | 1.0362 | GGT | -1 | 0.054423 | 47 | 47 |  |  |  |  | -0.054423 | -2.5579 |  |  |  |  | 0 | 0
48692 | GBY_81821075 | C | Houston | YES | -0.005245 | 37.6 | 20 | 47 | 0 | 1.0362 | GGT | -1 | 0.054423 | 47 | 47 |  |  |  |  | -0.054423 | -2.5579 |  |  |  |  | 0 | 0
48531 | BYU_GT1_8075 | 1 | Houston | YES | -0.005328 | 65 | 0 | 65 |  | 1.0362 | Cogen | -1 | 0.054506 | 0 | 0 |  |  |  |  | -0.054506 | 0 |  |  |  |  | 0 | 0
48532 | BYU_GT2_8055 | 2 | Houston | YES | -0.005328 | 62 | 0 | 62 |  | 1.0362 | Cogen | -1 | 0.054506 | 0 | 0 |  |  |  |  | -0.054506 | 0 |  |  |  |  | 0 | 0
48533 | BYU_GT3_8060 | 3 | Houston | YES | -0.005328 | 67 | 0 | 67 |  | 1.0362 | Cogen | -1 | 0.054506 | 0 | 0 |  |  |  |  | -0.054506 | 0 |  |  |  |  | 0 | 0
48534 | BYU_GT4_8065 | 4 | Houston | YES | -0.005328 | 65 | 0 | 65 |  | 1.0362 | Cogen | -1 | 0.054506 | 0 | 0 |  |  |  |  | -0.054506 | 0 |  |  |  |  | 0 | 0
48561 | CTL_GT2_8130 | 1 | Houston | YES | -0.005383 | 73.5 | 30.3 | 91.9 |  | 1.0362 | Cogen | -1 | 0.054561 | 0 | 0 |  |  |  |  | -0.054561 | 0 |  |  |  |  | 0 | 0
48562 | CTL_GT3_8135 | 2 | Houston | YES | -0.005383 | 70.1 | 30.3 | 87.6 |  | 1.0362 | Cogen | -1 | 0.054561 | 0 | 0 |  |  |  |  | -0.054561 | 0 |  |  |  |  | 0 | 0
48563 | CTL_GT4_8140 | 3 | Houston | YES | -0.005383 | 69.6 | 30.3 | 87 |  | 1.0362 | Cogen | -1 | 0.054561 | 0 | 0 |  |  |  |  | -0.054561 | 0 |  |  |  |  | 0 | 0
48564 | CTL_GN1_8145 | 4 | Houston | YES | -0.005383 | 43.6 | 12.9 | 54.5 |  | 1.0362 | Cogen | -1 | 0.054561 | 0 | 0 |  |  |  |  | -0.054561 | 0 |  |  |  |  | 0 | 0
48565 | CTL_GN2_8155 | 5 | Houston | YES | -0.005383 | 9.8 | 3.4 | 12.2 |  | 1.0362 | Cogen | -1 | 0.054561 | 0 | 0 |  |  |  |  | -0.054561 | 0 |  |  |  |  | 0 | 0
48772 | PHR_GN2_2 | MB | Houston | YES | -0.005532 | 0 | 72 | 459 |  | 1.0362 | GSC | -1 | 0.05471 | 0 | 0 |  |  |  |  | -0.05471 | 0 |  |  |  |  | 0 | 0
38580 | TNBP_CGN1_8 | 1 | Houston | YES | -0.005743 | 70.8 | 0 | 70.8 | 0 | 1.005 | Cogen | -1 | 0.054921 | 0 | 0 |  |  |  |  | -0.054921 | 0 |  |  |  |  | 0 | 0
38590 | TNBP_CGN2_8 | 2 | Houston | YES | -0.005743 | 66.7 | 0 | 66.7 | 0 | 1.005 | Cogen | -1 | 0.054921 | 0 | 0 |  |  |  |  | -0.054921 | 0 |  |  |  |  | 0 | 0
38600 | TNBP_CGN3_8 | 5 | Houston | YES | -0.005743 | 53 | 0 | 53 | 0 | 1.005 | Cogen | -1 | 0.054921 | 0 | 0 |  |  |  |  | -0.054921 | 0 |  |  |  |  | 0 | 0
38611 | TNBPAMCG1_8 | 1 | Houston | YES | -0.005743 | 153.2 | 0 | 153.2 | 0 | 1.005 | Cogen | -1 | 0.054921 | 0 | 0 |  |  |  |  | -0.054921 | 0 |  |  |  |  | 0 | 0
38612 | TNBPAMCG2_8 | 2 | Houston | YES | -0.005743 | 153.5 | 0 | 153.5 | 0 | 1.005 | Cogen | -1 | 0.054921 | 0 | 0 |  |  |  |  | -0.054921 | 0 |  |  |  |  | 0 | 0
38613 | TNBPAMCG3_8 | 3 | Houston | YES | -0.005743 | 152.3 | 0 | 152.3 | 0 | 1.005 | Cogen | -1 | 0.054921 | 0 | 0 |  |  |  |  | -0.054921 | 0 |  |  |  |  | 0 | 0
38614 | TNBPAMCG4_8 | 4 | Houston | YES | -0.005743 | 96 | 0 | 96 |  | 1.005 | Cogen | -1 | 0.054921 | 0 | 0 |  |  |  |  | -0.054921 | 0 |  |  |  |  | 0 | 0
38615 | TNBPAMCG5_8 | 1 | Houston | YES | -0.005743 | 244 | 0 | 244 | 0 | 1.005 | Cogen | -1 | 0.054921 | 0 | 0 |  |  |  |  | -0.054921 | 0 |  |  |  |  | 0 | 0
38690 | TNBP_CGN4_8 | 3 | Houston | YES | -0.005743 | 40 | 0 | 40 |  | 1.005 | Cogen | -1 | 0.054921 | 0 | 0 |  |  |  |  | -0.054921 | 0 |  |  |  |  | 0 | 0
38711 | TNTXCTY1CG8 | 1 | Houston | YES | -0.005743 | 100.3 | 59 | 100.3 | 0 | 1 | Cogen | -1 | 0.054921 | 0 | 0 |  |  |  |  | -0.054921 | 0 |  |  |  |  | 0 | 0
38712 | TNTXCTY2CG8 | 1 | Houston | YES | -0.005743 | 92.9 | 59 | 92.9 | 0 | 1 | Cogen | -1 | 0.054921 | 0 | 0 |  |  |  |  | -0.054921 | 0 |  |  |  |  | 0 | 0
38713 | TNTXCTY3CG8 | 1 | Houston | YES | -0.005743 | 102.7 | 59 | 102.7 | 0 | 1 | Cogen | -1 | 0.054921 | 0 | 0 |  |  |  |  | -0.054921 | 0 |  |  |  |  | 0 | 0
38714 | TNTXCTY4CG8 | 1 | Houston | YES | -0.005743 | 103 | 59 | 103 | 0 | 1 | Cogen | -1 | 0.054921 | 0 | 0 |  |  |  |  | -0.054921 | 0 |  |  |  |  | 0 | 0
39470 | TNDOWCGNSG8 | 1 | Houston | YES | -0.005743 | 32 | 10 | 32 | 0 | 0.985 | Cogen | -1 | 0.054921 | 0 | 0 |  |  |  |  | -0.054921 | 0 |  |  |  |  | 0 | 0
39480 | TNDOWCGNGG8 | 1 | Houston | YES | -0.005743 | 30 | 10 | 30 | 0 | 0.985 | Cogen | -1 | 0.054921 | 0 | 0 |  |  |  |  | -0.054921 | 0 |  |  |  |  | 0 | 0
48924 | WAP_GN4_4 | 4 | Houston | YES | -0.006187 | 546 | 217 | 546 | 0 | 1.0362 | GSC | -1 | 0.055365 | 546 | 546 |  |  |  |  | -0.055365 | -30.2293 |  |  |  |  | 0 | 0
48923 | WAP_GN3_3 | 3 | Houston | YES | -0.006187 | 198.4 | 93 | 248 | 0 | 1.0362 | GST | -1 | 0.055365 | 248 | 248 |  |  |  |  | -0.055365 | -13.7305 |  |  |  |  | 0 | 0
48921 | WAP_GN1_1 | 1 | Houston | YES | -0.006187 | 132.8 | 37 | 166 | 0 | 1.0362 | GST | -1 | 0.055365 | 166 | 166 |  |  |  |  | -0.055365 | -9.1906 |  |  |  |  | 0 | 0
48922 | WAP_GN2_2 | 2 | Houston | YES | -0.006187 | 132.8 | 37 | 166 | 0 | 1.0362 | GST | -1 | 0.055365 | 166 | 166 |  |  |  |  | -0.055365 | -9.1906 |  |  |  |  | 0 | 0
48929 | WAPGT21_GT1 | B1 | Houston | YES | -0.006187 | 0 | 0 | 13 |  | 1.05 | GGT | -1 | 0.055365 | 13 | 13 |  |  |  |  | -0.055365 | -0.71974 |  |  |  |  | 0 | 0
48925 | WAP_GN5_5 | 5 | Houston | YES | -0.006187 | 620.4 | 278 | 654 | 0 | 0.985 | LIGCO | -1 | 0.055365 | 0 | 654 |  |  |  |  | -0.055365 | 0 |  |  |  |  | 0 | 0
48510 | AK_GT1__8040 | 1 | Houston | YES | -0.006256 | 33.4 | 8.1 | 34 |  | 1.029 | Cogen | -1 | 0.055434 | 0 | 0 |  |  |  |  | -0.055434 | 0 |  |  |  |  | 0 | 0
48523 | BVE_ST1_GN1 | 3 | Houston | YES | -0.00634 | 252.4 | 0 | 252.4 |  | 1.035 | CC | -1 | 0.055518 | 252.4 | 252.4 |  |  |  |  | -0.055518 | -14.0127 |  |  |  |  | 0 | 0
48521 | BVE_GT1_GT1 | 1 | Houston | YES | -0.00634 | 167.7 | 0 | 167.7 |  | 1.035 | CC | -1 | 0.055518 | 167.7 | 167.7 |  |  |  |  | -0.055518 | -9.3104 |  |  |  |  | 0 | 0
48522 | BVE_GT2_5035 | 2 | Houston | YES | -0.00634 | 166.4 | 0 | 166.4 |  | 1.035 | CC | -1 | 0.055518 | 166.4 | 166.4 |  |  |  |  | -0.055518 | -9.2382 |  |  |  |  | 0 | 0
48926 | WAP_GN6_6 | 6 | Houston | YES | -0.006347 | 651 | 280 | 651 |  | 1.035 | LIGCO | -1 | 0.055525 | 0 | 651 |  |  |  |  | -0.055525 | 0 |  |  |  |  | 0 | 0
48927 | WAP_GN7_7 | 7 | Houston | YES | -0.006347 | 564 | 277 | 564 |  | 1.035 | LIGCO | -1 | 0.055525 | 0 | 564 |  |  |  |  | -0.055525 | 0 |  |  |  |  | 0 | 0
48928 | WAP_GN8_8 | 8 | Houston | YES | -0.006347 | 603 | 275 | 603 |  | 1.035 | LIGCO | -1 | 0.055525 | 0 | 603 |  |  |  |  | -0.055525 | 0 |  |  |  |  | 0 | 0
48730 | MNS_GT | 1 | Houston | YES | -0.006372 | 43 | 0 | 46.1 |  | 1.029 | Cogen | -1 | 0.05555 | 0 | 0 |  |  |  |  | -0.05555 | 0 |  |  |  |  | 0 | 0
39760 | TNSCLP1___8 | 1 | Houston | YES | -0.007132 | 93.4 | 20 | 116.8 | 0 | 1.04 | Cogen | -1 | 0.05631 | 0 | 0 |  |  |  |  | -0.05631 | 0 |  |  |  |  | 0 | 0
39770 | TNSCLP2___8 | 1 | Houston | YES | -0.007132 | 91.6 | 20 | 114.5 | 0 | 1.04 | Cogen | -1 | 0.05631 | 0 | 0 |  |  |  |  | -0.05631 | 0 |  |  |  |  | 0 | 0
39775 | TNSCLP4___8 | 1 | Houston | YES | -0.007132 | 95.2 | 20 | 119 | 0 | 1.04 | Cogen | -1 | 0.05631 | 0 | 0 |  |  |  |  | -0.05631 | 0 |  |  |  |  | 0 | 0
39790 | TNSCLP3___8 | 1 | Houston | YES | -0.007132 | 87.6 | 20 | 109.5 | 0 | 1.027 | Cogen | -1 | 0.05631 | 0 | 0 |  |  |  |  | -0.05631 | 0 |  |  |  |  | 0 | 0
48520 | BSF_GT1_8070 | 1 | Houston | YES | -0.007382 | 72 | 0 | 72 | 0 | 1.0326 | Cogen | -1 | 0.05656 | 0 | 0 |  |  |  |  | -0.05656 | 0 |  |  |  |  | 0 | 0
48520 | BSF_GT1_8070 | 2 | Houston | YES | -0.007382 | 10 | 0 | 10 | 0 | 1.0326 | Cogen | -1 | 0.05656 | 0 | 0 |  |  |  |  | -0.05656 | 0 |  |  |  |  | 0 | 0
49851 | DOW17000 | 37 | Houston | YES | -0.007684 | 39 | 0 | 62 | 0 | 1 | Cogen | -1 | 0.056862 | 0 | 0 |  |  |  |  | -0.056862 | 0 |  |  |  |  | 0 | 0
49858 | DOW38100 | 31 | Houston | YES | -0.007684 | 45 | 0 | 71.4 |  | 1 | Cogen | -1 | 0.056862 | 0 | 0 |  |  |  |  | -0.056862 | 0 |  |  |  |  | 0 | 0
49859 | DOW38200 | 33 | Houston | YES | -0.007684 | 28 | 0 | 45 | 0 | 1 | Cogen | -1 | 0.056862 | 0 | 0 |  |  |  |  | -0.056862 | 0 |  |  |  |  | 0 | 0
49860 | DOW38300 | 32 | Houston | YES | -0.007684 | 63 | 0 | 101 |  | 1 | Cogen | -1 | 0.056862 | 0 | 0 |  |  |  |  | -0.056862 | 0 |  |  |  |  | 0 | 0
49862 | DOW39100 | 36 | Houston | YES | -0.007684 | 54 | 0 | 86 | 0 | 1 | Cogen | -1 | 0.056862 | 0 | 0 |  |  |  |  | -0.056862 | 0 |  |  |  |  | 0 | 0
49863 | DOW39200 | 35 | Houston | YES | -0.007684 | 55 | 0 | 88 | 0 | 1 | Cogen | -1 | 0.056862 | 0 | 0 |  |  |  |  | -0.056862 | 0 |  |  |  |  | 0 | 0
49865 | DOW41000 | 41 | Houston | YES | -0.007684 | 31 | 0 | 50 |  | 1 | Cogen | -1 | 0.056862 | 0 | 0 |  |  |  |  | -0.056862 | 0 |  |  |  |  | 0 | 0
49866 | DOW42000 | 42 | Houston | YES | -0.007684 | 11 | 0 | 18 |  | 1 | Cogen | -1 | 0.056862 | 0 | 0 |  |  |  |  | -0.056862 | 0 |  |  |  |  | 0 | 0
49869 | DOW49000 | 45 | Houston | YES | -0.007684 | 59 | 0 | 94 |  | 1 | Cogen | -1 | 0.056862 | 0 | 0 |  |  |  |  | -0.056862 | 0 |  |  |  |  | 0 | 0
49870 | DOW61000 | 61 | Houston | YES | -0.007684 | 44 | 0 | 70 | 0 | 1 | Cogen | -1 | 0.056862 | 0 | 0 |  |  |  |  | -0.056862 | 0 |  |  |  |  | 0 | 0
49871 | DOW62000 | 62 | Houston | YES | -0.007684 | 40 | 0 | 63 | 0 | 1 | Cogen | -1 | 0.056862 | 0 | 0 |  |  |  |  | -0.056862 | 0 |  |  |  |  | 0 | 0
49872 | DOW63000 | 63 | Houston | YES | -0.007684 | 45 | 0 | 72 | 0 | 1 | Cogen | -1 | 0.056862 | 0 | 0 |  |  |  |  | -0.056862 | 0 |  |  |  |  | 0 | 0
49873 | DOW64000 | 64 | Houston | YES | -0.007684 | 41 | 0 | 64.8 | 0 | 1 | Cogen | -1 | 0.056862 | 0 | 0 |  |  |  |  | -0.056862 | 0 |  |  |  |  | 0 | 0
49876 | DOW65000 | 65 | Houston | YES | -0.007684 | 63 | 0 | 101 | 0 | 1 | Cogen | -1 | 0.056862 | 0 | 0 |  |  |  |  | -0.056862 | 0 |  |  |  |  | 0 | 0
49877 | DOW66000 | 66 | Houston | YES | -0.007684 | 61 | 0 | 97 | 0 | 1 | Cogen | -1 | 0.056862 | 0 | 0 |  |  |  |  | -0.056862 | 0 |  |  |  |  | 0 | 0
49878 | DOW67000 | 67 | Houston | YES | -0.007684 | 65 | 0 | 103 | 0 | 1 | Cogen | -1 | 0.056862 | 0 | 0 |  |  |  |  | -0.056862 | 0 |  |  |  |  | 0 | 0
49882 | DOW81000 | 81 | Houston | YES | -0.007684 | 47 | 0 | 76 | 0 | 1 | Cogen | -1 | 0.056862 | 0 | 0 |  |  |  |  | -0.056862 | 0 |  |  |  |  | 0 | 0
49884 | DOW82000 | 82 | Houston | YES | -0.007684 | 51 | 0 | 80 | 0 | 1 | Cogen | -1 | 0.056862 | 0 | 0 |  |  |  |  | -0.056862 | 0 |  |  |  |  | 0 | 0
49885 | DOW83000 | 83 | Houston | YES | -0.007684 | 51 | 0 | 80 | 0 | 1 | Cogen | -1 | 0.056862 | 0 | 0 |  |  |  |  | -0.056862 | 0 |  |  |  |  | 0 | 0
49886 | DOW84000 | 84 | Houston | YES | -0.007684 | 107 | 0 | 171 | 0 | 0.98 | Cogen | -1 | 0.056862 | 0 | 0 |  |  |  |  | -0.056862 | 0 |  |  |  |  | 0 | 0
13432 | SANDOW_5G | 5 | South | YES | -0.008052 | 581 | 225 | 581 |  | 1.029 | LIGCO | -1 | 0.05723 | 0 | 581 |  |  |  |  | -0.05723 | 0 |  |  |  |  | 0 | 0
48911 | TGF_GT1_8000 | 1 | Houston | YES | -0.008689 | 69.2 | 0 | 69.2 |  | 1.029 | Cogen | -1 | 0.057867 | 0 | 0 |  |  |  |  | -0.057867 | 0 |  |  |  |  | 0 | 0
48733 | CBE_ST12 | 1 | Houston | YES | -0.008926 | 105 | 0 | 105 | 0 | 1.029 | CC | -1 | 0.058104 | 105 | 105 |  |  |  |  | -0.058104 | -6.1009 |  |  |  |  | 0 | 0
48736 | CBE_ST34 | 1 | Houston | YES | -0.008926 | 105 | 0 | 105 | 0 | 1.029 | CC | -1 | 0.058104 | 105 | 105 |  |  |  |  | -0.058104 | -6.1009 |  |  |  |  | 0 | 0
48731 | CBE_GT1 | 1 | Houston | YES | -0.008926 | 76 | 0 | 76 | 0 | 1.029 | CC | -1 | 0.058104 | 76 | 76 |  |  |  |  | -0.058104 | -4.4159 |  |  |  |  | 0 | 0
48732 | CBE_GT2 | 1 | Houston | YES | -0.008926 | 76 | 0 | 76 | 0 | 1.029 | CC | -1 | 0.058104 | 76 | 76 |  |  |  |  | -0.058104 | -4.4159 |  |  |  |  | 0 | 0
48734 | CBE_GT3 | 1 | Houston | YES | -0.008926 | 76 | 0 | 76 | 0 | 1.029 | CC | -1 | 0.058104 | 76 | 76 |  |  |  |  | -0.058104 | -4.4159 |  |  |  |  | 0 | 0
48735 | CBE_GT4 | 1 | Houston | YES | -0.008926 | 76 | 0 | 76 | 0 | 1.029 | CC | -1 | 0.058104 | 76 | 76 |  |  |  |  | -0.058104 | -4.4159 |  |  |  |  | 0 | 0
5911 | STP_GN1___1 | 1 | Houston | YES | -0.009233 | 1333 | 1249 | 1333 | 0 | 1.0406 | Nuc | -1 | 0.058411 | 0 | 0 |  |  |  |  | -0.058411 | 0 |  |  |  |  | 0 | 0
5912 | STP_GN2___2 | 2 | Houston | YES | -0.009233 | 1332 | 1249 | 1332 | 0 | 1.0406 | Nuc | -1 | 0.058411 | 0 | 0 |  |  |  |  | -0.058411 | 0 |  |  |  |  | 0 | 0
80265 | LARECU40A | 4 | South | YES | -0.010353 | 80 | 0 | 100 |  | 1.039 | GGT | -1 | 0.059531 | 100 | 100 |  |  |  |  | -0.059531 | -5.9531 |  |  |  |  | 0 | 0
80266 | LARECU50A | 5 | South | YES | -0.010353 | 80 | 0 | 100 |  | 1.039 | GGT | -1 | 0.059531 | 100 | 100 |  |  |  |  | -0.059531 | -5.9531 |  |  |  |  | 0 | 0
80012 | LAR | F | South | YES | -0.010353 | 0 | 0 | 0 | 0 | 1.04 | DCTie | -1 | 0.059531 | 0 | 0 |  |  |  |  | -0.059531 | 0 |  |  |  |  | 0 | 0
3432 | SANDOW_4G | 4 | South | YES | -0.010466 | 580 | 225 | 580 |  | 1.029 | LIGCO | -1 | 0.059644 | 0 | 580 |  |  |  |  | -0.059644 | 0 |  |  |  |  | 0 | 0
58909 | PEARSALLSCG1 | 3 | South | YES | -0.011246 | 0 | 0 | 8.4 |  | 1.027 | Diesel | -1 | 0.060424 | 8.4 | 8.4 |  |  |  |  | -0.060424 | -0.50756 |  |  |  |  | 0 | 0
58909 | PEARSALLSCG1 | 4 | South | YES | -0.011246 | 0 | 0 | 8.4 |  | 1.027 | Diesel | -1 | 0.060424 | 8.4 | 8.4 |  |  |  |  | -0.060424 | -0.50756 |  |  |  |  | 0 | 0
58909 | PEARSALLSCG1 | 6 | South | YES | -0.011246 | 0 | 0 | 8.4 |  | 1.027 | Diesel | -1 | 0.060424 | 8.4 | 8.4 |  |  |  |  | -0.060424 | -0.50756 |  |  |  |  | 0 | 0
58909 | PEARSALLSCG1 | 5 | South | YES | -0.011246 | 0 | 0 | 8.4 |  | 1.027 | Diesel | -1 | 0.060424 | 8.4 | 8.4 |  |  |  |  | -0.060424 | -0.50756 |  |  |  |  | 0 | 0
58909 | PEARSALLSCG1 | 1 | South | YES | -0.011246 | 0 | 0 | 8.4 |  | 1.027 | Diesel | -1 | 0.060424 | 8.4 | 8.4 |  |  |  |  | -0.060424 | -0.50756 |  |  |  |  | 0 | 0
58909 | PEARSALLSCG1 | 2 | South | YES | -0.011246 | 0 | 0 | 8.4 |  | 1.027 | Diesel | -1 | 0.060424 | 8.4 | 8.4 |  |  |  |  | -0.060424 | -0.50756 |  |  |  |  | 0 | 0
58919 | PEARSALLSCG2 | 5 | South | YES | -0.011246 | 0 | 0 | 8.4 |  | 1.027 | Diesel | -1 | 0.060424 | 8.4 | 8.4 |  |  |  |  | -0.060424 | -0.50756 |  |  |  |  | 0 | 0
58919 | PEARSALLSCG2 | 6 | South | YES | -0.011246 | 0 | 0 | 8.4 |  | 1.027 | Diesel | -1 | 0.060424 | 8.4 | 8.4 |  |  |  |  | -0.060424 | -0.50756 |  |  |  |  | 0 | 0
58919 | PEARSALLSCG2 | 1 | South | YES | -0.011246 | 0 | 0 | 8.4 |  | 1.027 | Diesel | -1 | 0.060424 | 8.4 | 8.4 |  |  |  |  | -0.060424 | -0.50756 |  |  |  |  | 0 | 0
58919 | PEARSALLSCG2 | 2 | South | YES | -0.011246 | 0 | 0 | 8.4 |  | 1.027 | Diesel | -1 | 0.060424 | 8.4 | 8.4 |  |  |  |  | -0.060424 | -0.50756 |  |  |  |  | 0 | 0
58919 | PEARSALLSCG2 | 4 | South | YES | -0.011246 | 0 | 0 | 8.4 |  | 1.027 | Diesel | -1 | 0.060424 | 8.4 | 8.4 |  |  |  |  | -0.060424 | -0.50756 |  |  |  |  | 0 | 0
58919 | PEARSALLSCG2 | 3 | South | YES | -0.011246 | 0 | 0 | 8.4 |  | 1.027 | Diesel | -1 | 0.060424 | 8.4 | 8.4 |  |  |  |  | -0.060424 | -0.50756 |  |  |  |  | 0 | 0
58929 | PEARSALLSCG3 | 4 | South | YES | -0.011246 | 0 | 0 | 8.4 |  | 1.027 | Diesel | -1 | 0.060424 | 8.4 | 8.4 |  |  |  |  | -0.060424 | -0.50756 |  |  |  |  | 0 | 0
58929 | PEARSALLSCG3 | 6 | South | YES | -0.011246 | 0 | 0 | 8.4 |  | 1.027 | Diesel | -1 | 0.060424 | 8.4 | 8.4 |  |  |  |  | -0.060424 | -0.50756 |  |  |  |  | 0 | 0
58929 | PEARSALLSCG3 | 2 | South | YES | -0.011246 | 0 | 0 | 8.4 |  | 1.027 | Diesel | -1 | 0.060424 | 8.4 | 8.4 |  |  |  |  | -0.060424 | -0.50756 |  |  |  |  | 0 | 0
58929 | PEARSALLSCG3 | 5 | South | YES | -0.011246 | 0 | 0 | 8.4 |  | 1.027 | Diesel | -1 | 0.060424 | 8.4 | 8.4 |  |  |  |  | -0.060424 | -0.50756 |  |  |  |  | 0 | 0
58929 | PEARSALLSCG3 | 1 | South | YES | -0.011246 | 0 | 0 | 8.4 |  | 1.027 | Diesel | -1 | 0.060424 | 8.4 | 8.4 |  |  |  |  | -0.060424 | -0.50756 |  |  |  |  | 0 | 0
58929 | PEARSALLSCG3 | 3 | South | YES | -0.011246 | 0 | 0 | 8.4 |  | 1.027 | Diesel | -1 | 0.060424 | 8.4 | 8.4 |  |  |  |  | -0.060424 | -0.50756 |  |  |  |  | 0 | 0
58949 | PEARSALLSCG4 | 3 | South | YES | -0.011246 | 0 | 0 | 8.4 |  | 1.027 | Diesel | -1 | 0.060424 | 8.4 | 8.4 |  |  |  |  | -0.060424 | -0.50756 |  |  |  |  | 0 | 0
58949 | PEARSALLSCG4 | 2 | South | YES | -0.011246 | 0 | 0 | 8.4 |  | 1.027 | Diesel | -1 | 0.060424 | 8.4 | 8.4 |  |  |  |  | -0.060424 | -0.50756 |  |  |  |  | 0 | 0
58949 | PEARSALLSCG4 | 1 | South | YES | -0.011246 | 0 | 0 | 8.4 |  | 1.027 | Diesel | -1 | 0.060424 | 8.4 | 8.4 |  |  |  |  | -0.060424 | -0.50756 |  |  |  |  | 0 | 0
58949 | PEARSALLSCG4 | 4 | South | YES | -0.011246 | 0 | 0 | 8.4 |  | 1.027 | Diesel | -1 | 0.060424 | 8.4 | 8.4 |  |  |  |  | -0.060424 | -0.50756 |  |  |  |  | 0 | 0
58949 | PEARSALLSCG4 | 6 | South | YES | -0.011246 | 0 | 0 | 8.4 |  | 1.027 | Diesel | -1 | 0.060424 | 8.4 | 8.4 |  |  |  |  | -0.060424 | -0.50756 |  |  |  |  | 0 | 0
58949 | PEARSALLSCG4 | 5 | South | YES | -0.011246 | 0 | 0 | 8.4 |  | 1.027 | Diesel | -1 | 0.060424 | 8.4 | 8.4 |  |  |  |  | -0.060424 | -0.50756 |  |  |  |  | 0 | 0
88299 | ZAPATA | F | South | YES | -0.01166 | 0 | 0 | 0 | 0 | 1.02 | BLT | -1 | 0.060838 | 0 | 0 |  |  |  |  | -0.060838 | 0 |  |  |  |  | 0 | 0
5891 | PEARSALLGEN2 | 1 | South | YES | -0.012401 | 19.4 | 6 | 24.3 | 0 | 1.0226 | GST | -1 | 0.061579 | 24.3 | 24.3 |  |  |  |  | -0.061579 | -1.4964 |  |  |  |  | 0 | 0
5890 | PEARSALLGEN1 | 1 | South | YES | -0.012401 | 19.2 | 6 | 24 | 0 | 1.0226 | GST | -1 | 0.061579 | 24 | 24 |  |  |  |  | -0.061579 | -1.4779 |  |  |  |  | 0 | 0
5892 | PEARSALLGEN3 | 1 | South | YES | -0.012401 | 19.1 | 6 | 23.9 | 0 | 1.0226 | GST | -1 | 0.061579 | 23.9 | 23.9 |  |  |  |  | -0.061579 | -1.4717 |  |  |  |  | 0 | 0
5728 | FALCONHYDRO2 | 2 | South | YES | -0.012544 | 12 | 0 | 12 | 0 | 1.0234 | Hydro | -1 | 0.061722 | 0 | 0 |  |  |  |  | -0.061722 | 0 |  |  |  |  | 0 | 0
5729 | FALCONHYDRO3 | 3 | South | YES | -0.012544 | 11 | 0 | 11 | 0 | 1.0234 | Hydro | -1 | 0.061722 | 0 | 0 |  |  |  |  | -0.061722 | 0 |  |  |  |  | 0 | 0
8048 | FALCONHYDRO1 | 1 | South | YES | -0.012544 | 12 | 0 | 12 | 0 | 1.0234 | Hydro | -1 | 0.061722 | 0 | 0 |  |  |  |  | -0.061722 | 0 |  |  |  |  | 0 | 0
8134 | FOR #1 | 1 | South | YES | -0.012636 | 54.1 | 45 | 79 | 0 | 1 | Cogen | -1 | 0.061814 | 0 | 0 |  |  |  |  | -0.061814 | 0 |  |  |  |  | 0 | 0
8138 | FOR #2 | 2 | South | YES | -0.012636 | 63.1 | 45 | 81 | 0 | 1 | Cogen | -1 | 0.061814 | 0 | 0 |  |  |  |  | -0.061814 | 0 |  |  |  |  | 0 | 0
8153 | FOR #3 | 3 | South | YES | -0.012636 | 63.1 | 45 | 79.9 | 0 | 1 | Cogen | -1 | 0.061814 | 0 | 0 |  |  |  |  | -0.061814 | 0 |  |  |  |  | 0 | 0
8154 | FOR #4 | 4 | South | YES | -0.012636 | 63.1 | 60 | 80 | 0 | 1 | Cogen | -1 | 0.061814 | 0 | 0 |  |  |  |  | -0.061814 | 0 |  |  |  |  | 0 | 0
8155 | FOR #5 | 5 | South | YES | -0.012636 | 63.1 | 60 | 78.4 | 0 | 1 | Cogen | -1 | 0.061814 | 0 | 0 |  |  |  |  | -0.061814 | 0 |  |  |  |  | 0 | 0
8156 | FOR #6 | 6 | South | YES | -0.012636 | 24.9 | 5 | 25 | 0 | 1 | Cogen | -1 | 0.061814 | 0 | 0 |  |  |  |  | -0.061814 | 0 |  |  |  |  | 0 | 0
8157 | FOR #7 | 7 | South | YES | -0.012636 | 28.8 | 5 | 46 | 0 | 1 | Cogen | -1 | 0.061814 | 0 | 0 |  |  |  |  | -0.061814 | 0 |  |  |  |  | 0 | 0
80051 | FOR #8 | 8 | South | YES | -0.012636 | 28 | 28 | 28 |  | 1 | Cogen | -1 | 0.061814 | 0 | 0 |  |  |  |  | -0.061814 | 0 |  |  |  |  | 0 | 0
80052 | FOR #9 | 9 | South | YES | -0.012636 | 29.7 | 5 | 43.6 | 0 | 1 | Cogen | -1 | 0.061814 | 0 | 0 |  |  |  |  | -0.061814 | 0 |  |  |  |  | 0 | 0
80053 | FOR #10 | 10 | South | YES | -0.012636 | 68.4 | 45 | 75 | 0 | 1 | Cogen | -1 | 0.061814 | 0 | 0 |  |  |  |  | -0.061814 | 0 |  |  |  |  | 0 | 0
88508 | FALFURRI | F | South | YES | -0.01265 | 0 | 0 | 0 | 0 | 1 | AVR | -1 | 0.061828 | 0 | 0 |  |  |  |  | -0.061828 | 0 |  |  |  |  | 0 | 0
80226 | ALCOA G | 1 | South | YES | -0.012734 | 32.3 | 5 | 48 | 0 | 1.015 | Cogen | -1 | 0.061912 | 0 | 0 |  |  |  |  | -0.061912 | 0 |  |  |  |  | 0 | 0
8147 | UCAR #2 | 10 | South | YES | -0.013047 | 18.2 | 0 | 28 |  | 1 | Cogen | -1 | 0.062225 | 0 | 0 |  |  |  |  | -0.062225 | 0 |  |  |  |  | 0 | 0
8148 | UCAR #1 | 2 | South | YES | -0.013047 | 6.1 | 0 | 7 | 0 | 1.009 | Cogen | -1 | 0.062225 | 0 | 0 |  |  |  |  | -0.062225 | 0 |  |  |  |  | 0 | 0
80137 | CSDR89 | 9 | South | YES | -0.013047 | 15 | 0 | 15 | 0 | 1.003 | DCTie | -1 | 0.062225 | 0 | 0 |  |  |  |  | -0.062225 | 0 |  |  |  |  | 0 | 0
80137 | CSDR89 | 8 | South | YES | -0.013047 | 33.9 | 0 | 39 | 0 | 1.003 | DCTie | -1 | 0.062225 | 0 | 0 |  |  |  |  | -0.062225 | 0 |  |  |  |  | 0 | 0
80138 | CSDR7 | 7 | South | YES | -0.013047 | 6.1 | 0 | 7 | 0 | 1.014 | DCTie | -1 | 0.062225 | 0 | 0 |  |  |  |  | -0.062225 | 0 |  |  |  |  | 0 | 0
80139 | CSDR56 | 6 | South | YES | -0.013047 | 0 | 0 | 39 |  | 1.0033 | DCTie | -1 | 0.062225 | 0 | 0 |  |  |  |  | -0.062225 | 0 |  |  |  |  | 0 | 0
80139 | CSDR56 | 5 | South | YES | -0.013047 | 15 | 0 | 15 |  | 1.0033 | DCTie | -1 | 0.062225 | 0 | 0 |  |  |  |  | -0.062225 | 0 |  |  |  |  | 0 | 0
80140 | CSDR11 | 11 | South | YES | -0.013047 | 33.9 | 0 | 39 | 0 | 1.03 | DCTie | -1 | 0.062225 | 0 | 0 |  |  |  |  | -0.062225 | 0 |  |  |  |  | 0 | 0
80227 | AIRCO G | 1 | South | YES | -0.013102 | 7.2 | 0 | 8 | 0 | 1.0104 | Cogen | -1 | 0.06228 | 0 | 0 |  |  |  |  | -0.06228 | 0 |  |  |  |  | 0 | 0
80224 | VISTRONG1 | 1 | South | YES | -0.013186 | 13.1 | 0 | 15 | 0 | 1.01 | Cogen | -1 | 0.062364 | 0 | 0 |  |  |  |  | -0.062364 | 0 |  |  |  |  | 0 | 0
80225 | VISTRONG2 | 2 | South | YES | -0.013186 | 20.2 | 0 | 23 | 0 | 1.01 | Cogen | -1 | 0.062364 | 0 | 0 |  |  |  |  | -0.062364 | 0 |  |  |  |  | 0 | 0
5503 | RAYBURNGEN3 | 1 | South | YES | -0.013251 | 17.6 | 6 | 22 | 0 | 1.0224 | GST | -1 | 0.062429 | 22 | 22 |  |  |  |  | -0.062429 | -1.3734 |  |  |  |  | 0 | 0
5505 | RAYBURNGEN1 | 1 | South | YES | -0.013251 | 0 | 1 | 11 |  | 1.0223 | GGT | -1 | 0.062429 | 11 | 11 |  |  |  |  | -0.062429 | -0.68672 |  |  |  |  | 0 | 0
5506 | RAYBURNGEN2 | 1 | South | YES | -0.013251 | 0 | 1 | 11 |  | 1.0223 | GGT | -1 | 0.062429 | 11 | 11 |  |  |  |  | -0.062429 | -0.68672 |  |  |  |  | 0 | 0
7010 | L_FPPYD11_1Y | 1 | South | YES | -0.013274 | 547.4 | 200 | 606 | 0 | 1.02 | LIGCO | -1 | 0.062452 | 0 | 606 |  |  |  |  | -0.062452 | 0 |  |  |  |  | 0 | 0
7011 | L_FPPYD11_2Y | 2 | South | YES | -0.013274 | 552.2 | 200 | 598 | 0 | 1.02 | LIGCO | -1 | 0.062452 | 0 | 598 |  |  |  |  | -0.062452 | 0 |  |  |  |  | 0 | 0
7012 | L_FPPYD21_3Y | 3 | South | YES | -0.013277 | 427.5 | 200 | 436 | 0 | 1.02 | LIGCO | -1 | 0.062455 | 0 | 436 |  |  |  |  | -0.062455 | 0 |  |  |  |  | 0 | 0
7009 | L_LOSTPI1_3Y | 3 | South | YES | -0.013383 | 173.9 | 72 | 175 | 0 | 1 | CC | -1 | 0.062561 | 175 | 175 |  |  |  |  | -0.062561 | -10.9482 |  |  |  |  | 0 | 0
7008 | L_LOSTPI1_2Y | 2 | South | YES | -0.013383 | 157.7 | 107 | 160 | 0 | 1 | CC | -1 | 0.062561 | 160 | 160 |  |  |  |  | -0.062561 | -10.0098 |  |  |  |  | 0 | 0
7007 | L_LOSTPI1_1Y | 1 | South | YES | -0.013383 | 158.6 | 110 | 158 | 0 | 1 | CC | -1 | 0.062561 | 158 | 158 |  |  |  |  | -0.062561 | -9.8846 |  |  |  |  | 0 | 0
8066 | DUP1V#1 | 1 | South | YES | -0.013421 | 52.3 | 0 | 73 | 0 | 1.01 | Cogen | -1 | 0.062599 | 0 | 0 |  |  |  |  | -0.062599 | 0 |  |  |  |  | 0 | 0
5512 | RAYBURNCC8 | 1 | South | YES | -0.013434 | 49.3 | 18.2 | 49.3 | 0 | 1.0296 | CC | -1 | 0.062612 | 49.3 | 49.3 |  |  |  |  | -0.062612 | -3.0868 |  |  |  |  | 0 | 0
5508 | RAYBURNCC9 | 1 | South | YES | -0.013434 | 47.7 | 18.2 | 47.7 | 0 | 1.0296 | CC | -1 | 0.062612 | 47.7 | 47.7 |  |  |  |  | -0.062612 | -2.9866 |  |  |  |  | 0 | 0
5511 | RAYBURNCC7 | 1 | South | YES | -0.013434 | 47.5 | 18.2 | 47.5 | 0 | 1.0296 | CC | -1 | 0.062612 | 47.5 | 47.5 |  |  |  |  | -0.062612 | -2.9741 |  |  |  |  | 0 | 0
5509 | RAYBURNCC10 | 1 | South | YES | -0.013434 | 37.3 | 5.2 | 37.3 | 0 | 1.0296 | CC | -1 | 0.062612 | 37.3 | 37.3 |  |  |  |  | -0.062612 | -2.3354 |  |  |  |  | 0 | 0
8935 | FGNTS201 | 3 | South | YES | -0.013469 | 173 | 0 | 173 | 0 | 1.03 | CC | -1 | 0.062647 | 173 | 173 |  |  |  |  | -0.062647 | -10.8379 |  |  |  |  | 0 | 0
8934 | FGNTS101 | 2 | South | YES | -0.013469 | 147.9 | 0 | 147.9 | 0 | 1.03 | CC | -1 | 0.062647 | 147.9 | 147.9 |  |  |  |  | -0.062647 | -9.2655 |  |  |  |  | 0 | 0
8933 | FGNTS001 | 1 | South | YES | -0.013469 | 146.5 | 0 | 146.5 | 0 | 1.03 | CC | -1 | 0.062647 | 146.5 | 146.5 |  |  |  |  | -0.062647 | -9.1778 |  |  |  |  | 0 | 0
8926 | LGE_GT10A | 1 | South | YES | -0.01352 | 158 | 0 | 158 | 0 | 1.03 | Cogen | -1 | 0.062698 | 0 | 0 |  |  |  |  | -0.062698 | 0 |  |  |  |  | 0 | 0
8927 | LGE_GT20A | 2 | South | YES | -0.01352 | 153 | 0 | 153 | 0 | 1.03 | Cogen | -1 | 0.062698 | 0 | 0 |  |  |  |  | -0.062698 | 0 |  |  |  |  | 0 | 0
8928 | LGE_STG0A | 3 | South | YES | -0.01352 | 100 | 0 | 100 | 0 | 1.03 | Cogen | -1 | 0.062698 | 0 | 0 |  |  |  |  | -0.062698 | 0 |  |  |  |  | 0 | 0
8930 | ICPGN10A | 1 | South | YES | -0.01352 | 149 | 0 | 149 | 0 | 1.03 | Cogen | -1 | 0.062698 | 0 | 0 |  |  |  |  | -0.062698 | 0 |  |  |  |  | 0 | 0
8931 | ICPGN20A | 2 | South | YES | -0.01352 | 150 | 0 | 150 | 0 | 1.03 | Cogen | -1 | 0.062698 | 0 | 0 |  |  |  |  | -0.062698 | 0 |  |  |  |  | 0 | 0
8932 | ICPGN30A | 3 | South | YES | -0.01352 | 127 | 0 | 127 | 0 | 1.03 | Cogen | -1 | 0.062698 | 0 | 0 |  |  |  |  | -0.062698 | 0 |  |  |  |  | 0 | 0
80223 | REYSHR G | 1 | South | YES | -0.01352 | 12 | 0 | 12 | 0 | 1.032 | Cogen | -1 | 0.062698 | 0 | 0 |  |  |  |  | -0.062698 | 0 |  |  |  |  | 0 | 0
8174 | VICEC61A | 6 | South | YES | -0.013555 | 188 | 42 | 188 | 0 | 1.025 | CC | -1 | 0.062733 | 188 | 188 |  |  |  |  | -0.062733 | -11.7938 |  |  |  |  | 0 | 0
8173 | VICEC51A | 5 | South | YES | -0.013555 | 144 | 18 | 144 | 0 | 1.025 | CC | -1 | 0.062733 | 144 | 144 |  |  |  |  | -0.062733 | -9.0335 |  |  |  |  | 0 | 0
8442 | NBEC7 | 7 | South | YES | -0.013621 | 0 | 81 | 367 |  | 1.0298 | GST | -1 | 0.062799 | 367 | 367 |  |  |  |  | -0.062799 | -23.0472 |  |  |  |  | 0 | 0
8442 | NBEC7 | MB | South | YES | -0.013621 | 0 | 81 | 367 |  | 1.0298 | GST | -1 | 0.062799 | 0 | 0 |  |  |  |  | -0.062799 | 0 |  |  |  |  | 0 | 0
8560 | CNOPGT1 | 1 | South | YES | -0.013622 | 148.3 | 0 | 148.3 | 0 | 1.03 | Cogen | -1 | 0.0628 | 0 | 0 |  |  |  |  | -0.0628 | 0 |  |  |  |  | 0 | 0
8561 | CNOPGT2 | 2 | South | YES | -0.013622 | 148.6 | 0 | 148.6 | 0 | 1.03 | Cogen | -1 | 0.0628 | 0 | 0 |  |  |  |  | -0.0628 | 0 |  |  |  |  | 0 | 0
8562 | CNOPST1 | 3 | South | YES | -0.013622 | 153 | 0 | 153 | 0 | 1.03 | Cogen | -1 | 0.0628 | 0 | 0 |  |  |  |  | -0.0628 | 0 |  |  |  |  | 0 | 0
8983 | HECN3 | 3 | South | YES | -0.013625 | 171.9 | 0 | 171.9 | 0 | 1.0304 | CC | -1 | 0.062803 | 171.9 | 171.9 |  |  |  |  | -0.062803 | -10.7958 |  |  |  |  | 0 | 0
8981 | HECN1 | 1 | South | YES | -0.013625 | 144.8 | 0 | 144.8 | 0 | 1.0304 | CC | -1 | 0.062803 | 144.8 | 144.8 |  |  |  |  | -0.062803 | -9.0939 |  |  |  |  | 0 | 0
8982 | HECN2 | 2 | South | YES | -0.013625 | 144.1 | 0 | 144.1 | 0 | 1.0304 | CC | -1 | 0.062803 | 144.1 | 144.1 |  |  |  |  | -0.062803 | -9.0499 |  |  |  |  | 0 | 0
8938 | MVGN#3 | 3 | South | YES | -0.013626 | 250.9 | 0 | 250.9 | 0 | 1.0304 | CC | -1 | 0.062804 | 250.9 | 250.9 |  |  |  |  | -0.062804 | -15.7575 |  |  |  |  | 0 | 0
8937 | MVGN#2 | 2 | South | YES | -0.013626 | 216.7 | 0 | 216.7 | 0 | 1.0304 | CC | -1 | 0.062804 | 216.7 | 216.7 |  |  |  |  | -0.062804 | -13.6096 |  |  |  |  | 0 | 0
8936 | MVGN#1 | 1 | South | YES | -0.013626 | 216.6 | 0 | 216.6 | 0 | 1.0304 | CC | -1 | 0.062804 | 216.6 | 216.6 |  |  |  |  | -0.062804 | -13.6033 |  |  |  |  | 0 | 0
8456 | COSW#1 | 1 | South | YES | -0.013627 | 20 | 0 | 20 | 0 | 1.027 | Cogen | -1 | 0.062805 | 0 | 0 |  |  |  |  | -0.062805 | 0 |  |  |  |  | 0 | 0
8457 | COSW#2 | 2 | South | YES | -0.013627 | 14 | 0 | 14 | 0 | 1.027 | Cogen | -1 | 0.062805 | 0 | 0 |  |  |  |  | -0.062805 | 0 |  |  |  |  | 0 | 0
8506 | VAL #1 | 1 | South | YES | -0.013634 | 20.9 | 0 | 25 | 0 | 1.0055 | Cogen | -1 | 0.062812 | 0 | 0 |  |  |  |  | -0.062812 | 0 |  |  |  |  | 0 | 0
8507 | VAL #2 | 2 | South | YES | -0.013634 | 20.9 | 0 | 25 | 0 | 1.0055 | Cogen | -1 | 0.062812 | 0 | 0 |  |  |  |  | -0.062812 | 0 |  |  |  |  | 0 | 0
8461 | KOCH_UP0A | 1 | South | YES | -0.013639 | 38 | 0 | 38 | 0 | 1.012 | Cogen | -1 | 0.062817 | 0 | 0 |  |  |  |  | -0.062817 | 0 |  |  |  |  | 0 | 0
80263 | B_DAVIS31A | 3 | South | YES | -0.013648 | 0 | 0 | 180 |  | 1.0366 | CC | -1 | 0.062826 | 180 | 180 |  |  |  |  | -0.062826 | -11.3087 |  |  |  |  | 0 | 0
80264 | B_DAVIS41A | 4 | South | YES | -0.013648 | 0 | 0 | 180 |  | 1.0366 | CC | -1 | 0.062826 | 180 | 180 |  |  |  |  | -0.062826 | -11.3087 |  |  |  |  | 0 | 0
8459 | B_DAVIS0B | MB | South | YES | -0.013648 | 0 | 50 | 339 |  | 1.03 | GSC | -1 | 0.062826 | 0 | 0 |  |  |  |  | -0.062826 | 0 |  |  |  |  | 0 | 0
8460 | B_DAVIS0A | MB | South | YES | -0.013648 | 0 | 50 | 340 |  | 1.03 | GSC | -1 | 0.062826 | 0 | 0 |  |  |  |  | -0.062826 | 0 |  |  |  |  | 0 | 0
8511 | OXY_CC0A | 1 | South | YES | -0.013656 | 30.3 | 0 | 38 | 0 | 1.027 | Cogen | -1 | 0.062834 | 0 | 0 |  |  |  |  | -0.062834 | 0 |  |  |  |  | 0 | 0
5935 | SI_RAY10 | 10 | South | YES | -0.013689 | 47 | 10 | 47 | 0 | 1.03 | CC | -1 | 0.062867 | 47 | 47 |  |  |  |  | -0.062867 | -2.9547 |  |  |  |  | 0 | 0
5932 | SI_RAY9 | 9 | South | YES | -0.013689 | 32 | 32 | 38 | 0 | 1.035 | CC | -1 | 0.062867 | 38 | 38 |  |  |  |  | -0.062867 | -2.3889 |  |  |  |  | 0 | 0
5933 | SI_RAY6 | 6 | South | YES | -0.013689 | 15.4 | 10 | 19.3 | 0 | 1.035 | GST | -1 | 0.062867 | 19.3 | 19.3 |  |  |  |  | -0.062867 | -1.2133 |  |  |  |  | 0 | 0
80003 | MILHWYS | F | South | YES | -0.013689 | 0 | 0 | 0 | 0 | 1.0168 | AVR | -1 | 0.062867 | 0 | 0 |  |  |  |  | -0.062867 | 0 |  |  |  |  | 0 | 0
8517 | CELANEBI0A | 1 | South | YES | -0.013695 | 29 | 0 | 29 | 0 | 1.02 | Cogen | -1 | 0.062873 | 0 | 0 |  |  |  |  | -0.062873 | 0 |  |  |  |  | 0 | 0
80080 | GWINDT11A | 3 | South | YES | -0.01373 | 0 | 0 | 38 | 0 | 1.025 | Wind | -1 | 0.062908 | 0 | 38 |  |  |  |  | -0.062908 | 0 |  |  |  |  | 0 | 0
80080 | GWINDT11A | 4 | South | YES | -0.01373 | 3.8 | 0 | 19 | 0 | 1.025 | Wind | -1 | 0.062908 | 0 | 19 |  |  |  |  | -0.062908 | 0 |  |  |  |  | 0 | 0
80080 | GWINDT11A | 2 | South | YES | -0.01373 | 0 | 0 | 41 | 0 | 1.025 | Wind | -1 | 0.062908 | 0 | 41 |  |  |  |  | -0.062908 | 0 |  |  |  |  | 0 | 0
80080 | GWINDT11A | 1 | South | YES | -0.01373 | 28.2 | 0 | 94 | 0 | 1.025 | Wind | -1 | 0.062908 | 0 | 94 |  |  |  |  | -0.062908 | 0 |  |  |  |  | 0 | 0
80081 | GWINDT21A | 4 | South | YES | -0.01373 | 4.4 | 0 | 22 | 0 | 1.025 | Wind | -1 | 0.062908 | 0 | 22 |  |  |  |  | -0.062908 | 0 |  |  |  |  | 0 | 0
80081 | GWINDT21A | 1 | South | YES | -0.01373 | 28.2 | 0 | 94 | 0 | 1.025 | Wind | -1 | 0.062908 | 0 | 94 |  |  |  |  | -0.062908 | 0 |  |  |  |  | 0 | 0
80081 | GWINDT21A | 3 | South | YES | -0.01373 | 8.6 | 0 | 43 | 0 | 1.025 | Wind | -1 | 0.062908 | 0 | 43 |  |  |  |  | -0.062908 | 0 |  |  |  |  | 0 | 0
80081 | GWINDT21A | 2 | South | YES | -0.01373 | 7.2 | 0 | 36 | 0 | 1.025 | Wind | -1 | 0.062908 | 0 | 36 |  |  |  |  | -0.062908 | 0 |  |  |  |  | 0 | 0
80180 | PNSCALT11A | 2 | South | YES | -0.01373 | 10 | 0 | 50 | 0 | 1.025 | Wind | -1 | 0.062908 | 0 | 50 |  |  |  |  | -0.062908 | 0 |  |  |  |  | 0 | 0
80180 | PNSCALT11A | 1 | South | YES | -0.01373 | 43.8 | 0 | 148 | 0 | 1.025 | Wind | -1 | 0.062908 | 0 | 148 |  |  |  |  | -0.062908 | 0 |  |  |  |  | 0 | 0
80181 | PNSCALT21A | 2 | South | YES | -0.01373 | 10 | 0 | 50 | 0 | 1.025 | Wind | -1 | 0.062908 | 0 | 50 |  |  |  |  | -0.062908 | 0 |  |  |  |  | 0 | 0
80181 | PNSCALT21A | 1 | South | YES | -0.01373 | 16.5 | 0 | 55 | 0 | 1.025 | Wind | -1 | 0.062908 | 0 | 55 |  |  |  |  | -0.062908 | 0 |  |  |  |  | 0 | 0
88198 | BEEVILLE | F | South | YES | -0.0142 | 0 | 0 | 0 | 0 | 1.02 | AVR | -1 | 0.063378 | 0 | 0 |  |  |  |  | -0.063378 | 0 |  |  |  |  | 0 | 0
7303 | L_WPPGS12_1Y | 1 | South | YES | -0.014235 | 50 | 0 | 50 | 0 | 1.025 | GGT | -1 | 0.063413 | 50 | 50 |  |  |  |  | -0.063413 | -3.1706 |  |  |  |  | 0 | 0
7303 | L_WPPGS12_1Y | 2 | South | YES | -0.014235 | 50 | 0 | 50 | 0 | 1.025 | GGT | -1 | 0.063413 | 50 | 50 |  |  |  |  | -0.063413 | -3.1706 |  |  |  |  | 0 | 0
7305 | L_WPPGS34_1Y | 3 | South | YES | -0.014235 | 50 | 0 | 50 | 0 | 1.025 | GGT | -1 | 0.063413 | 50 | 50 |  |  |  |  | -0.063413 | -3.1706 |  |  |  |  | 0 | 0
7305 | L_WPPGS34_1Y | 4 | South | YES | -0.014235 | 50 | 0 | 50 | 0 | 1.025 | GGT | -1 | 0.063413 | 50 | 50 |  |  |  |  | -0.063413 | -3.1706 |  |  |  |  | 0 | 0
7809 | L_BASTEN1_3Y | 1 | South | YES | -0.01433 | 232.6 | 42 | 232.6 | 0 | 1.004 | CC | -1 | 0.063508 | 232.6 | 232.6 |  |  |  |  | -0.063508 | -14.7719 |  |  |  |  | 0 | 0
7807 | L_BASTEN1_1Y | 1 | South | YES | -0.01433 | 152.5 | 83.5 | 152.5 | 0 | 1.004 | CC | -1 | 0.063508 | 152.5 | 152.5 |  |  |  |  | -0.063508 | -9.685 |  |  |  |  | 0 | 0
7808 | L_BASTEN1_2Y | 1 | South | YES | -0.01433 | 149.5 | 83.5 | 149.5 | 0 | 1.004 | CC | -1 | 0.063508 | 149.5 | 149.5 |  |  |  |  | -0.063508 | -9.4944 |  |  |  |  | 0 | 0
8161 | COLETO0A | 1 | South | YES | -0.014391 | 633 | 200 | 633 | 0 | 1.03 | LIGCO | -1 | 0.063569 | 0 | 633 |  |  |  |  | -0.063569 | 0 |  |  |  |  | 0 | 0
8189 | CUECPL2A | 1 | South | YES | -0.015278 | 12 | 0 | 12 | 0 | 1.02 | Cogen | -1 | 0.064456 | 0 | 0 |  |  |  |  | -0.064456 | 0 |  |  |  |  | 0 | 0
7006 | L_SIMGID1_3Y | 3 | South | YES | -0.015592 | 324.9 | 60 | 329 | 0 | 1.02 | GST | -1 | 0.06477 | 329 | 329 |  |  |  |  | -0.06477 | -21.3093 |  |  |  |  | 0 | 0
7005 | L_SIMGID1_2Y | 2 | South | YES | -0.015592 | 133 | 32 | 139 | 0 | 1.02 | GST | -1 | 0.06477 | 139 | 139 |  |  |  |  | -0.06477 | -9.003 |  |  |  |  | 0 | 0
7004 | L_SIMGID1_1Y | 1 | South | YES | -0.015592 | 132 | 40 | 132 | 0 | 1.02 | GST | -1 | 0.06477 | 132 | 132 |  |  |  |  | -0.06477 | -8.5496 |  |  |  |  | 0 | 0
5903 | SANMIGUELGEN | 1 | South | YES | -0.015772 | 396.3 | 180 | 396.3 | 0 | 1.0336 | LIGCO | -1 | 0.06495 | 0 | 396.3 |  |  |  |  | -0.06495 | 0 |  |  |  |  | 0 | 0
7624 | L_LAKEWO9_1Y | 1 | South | YES | -0.016382 | 0 | 0 | 2.4 |  | 1 | Hydro | -1 | 0.06556 | 0 | 0 |  |  |  |  | -0.06556 | 0 |  |  |  |  | 0 | 0
7624 | L_LAKEWO9_1Y | 2 | South | YES | -0.016382 | 0 | 0 | 2.4 |  | 1 | Hydro | -1 | 0.06556 | 0 | 0 |  |  |  |  | -0.06556 | 0 |  |  |  |  | 0 | 0
9005 | DECKR_G6 | 6 | South | YES | -0.016889 | 44 | 24 | 47 | 0 | 1.015 | GGT | -1 | 0.066067 | 47 | 47 |  |  |  |  | -0.066067 | -3.1051 |  |  |  |  | 0 | 0
9003 | DECKR_G4 | 4 | South | YES | -0.016889 | 44 | 24 | 44 | 0 | 1.015 | GGT | -1 | 0.066067 | 44 | 44 |  |  |  |  | -0.066067 | -2.9069 |  |  |  |  | 0 | 0
9004 | DECKR_G5 | 5 | South | YES | -0.016889 | 44 | 24 | 44 | 0 | 1.015 | GGT | -1 | 0.066067 | 44 | 44 |  |  |  |  | -0.066067 | -2.9069 |  |  |  |  | 0 | 0
9002 | DECKR_G3 | 3 | South | YES | -0.016889 | 0 | 24 | 42 |  | 1.015 | GGT | -1 | 0.066067 | 42 | 42 |  |  |  |  | -0.066067 | -2.7748 |  |  |  |  | 0 | 0
7805 | L_GUADGE1_6Y | 6 | South | YES | -0.017077 | 203 | 30 | 203 | 0 | 1.02 | CC | -1 | 0.066255 | 203 | 203 |  |  |  |  | -0.066255 | -13.4498 |  |  |  |  | 0 | 0
7804 | L_GUADGE1_5Y | 5 | South | YES | -0.017077 | 182 | 30 | 182 | 0 | 1.02 | CC | -1 | 0.066255 | 182 | 182 |  |  |  |  | -0.066255 | -12.0584 |  |  |  |  | 0 | 0
7803 | L_GUADGE1_4Y | 4 | South | YES | -0.017077 | 149 | 30 | 149 | 0 | 1.02 | CC | -1 | 0.066255 | 149 | 149 |  |  |  |  | -0.066255 | -9.872 |  |  |  |  | 0 | 0
7800 | L_GUADGE1_1Y | 1 | South | YES | -0.017077 | 147 | 30 | 147 | 0 | 1.02 | CC | -1 | 0.066255 | 147 | 147 |  |  |  |  | -0.066255 | -9.7395 |  |  |  |  | 0 | 0
7802 | L_GUADGE1_3Y | 3 | South | YES | -0.017077 | 146 | 30 | 146 | 0 | 1.02 | CC | -1 | 0.066255 | 146 | 146 |  |  |  |  | -0.066255 | -9.6732 |  |  |  |  | 0 | 0
7801 | L_GUADGE1_2Y | 2 | South | YES | -0.017077 | 138 | 30 | 138 | 0 | 1.02 | CC | -1 | 0.066255 | 138 | 138 |  |  |  |  | -0.066255 | -9.1432 |  |  |  |  | 0 | 0
7813 | L_RIONOG1S1Y | 4 | South | YES | -0.017125 | 293 | 0 | 293 | 0 | 1.02 | CC | -1 | 0.066303 | 293 | 293 |  |  |  |  | -0.066303 | -19.4268 |  |  |  |  | 0 | 0
7812 | L_RIONOG1G3Y | 3 | South | YES | -0.017125 | 154 | 0 | 154 | 0 | 1.02 | CC | -1 | 0.066303 | 154 | 154 |  |  |  |  | -0.066303 | -10.2107 |  |  |  |  | 0 | 0
7810 | L_RIONOG1G1Y | 1 | South | YES | -0.017125 | 148 | 0 | 148 | 0 | 1.02 | CC | -1 | 0.066303 | 148 | 148 |  |  |  |  | -0.066303 | -9.8128 |  |  |  |  | 0 | 0
7811 | L_RIONOG1G2Y | 2 | South | YES | -0.017125 | 148 | 0 | 148 | 0 | 1.02 | CC | -1 | 0.066303 | 148 | 148 |  |  |  |  | -0.066303 | -9.8128 |  |  |  |  | 0 | 0
9020 | SANDHG5A | 5A | South | YES | -0.017258 | 150 | 84 | 155 | 0 | 1.0175 | CC | -1 | 0.066436 | 155 | 155 |  |  |  |  | -0.066436 | -10.2976 |  |  |  |  | 0 | 0
9021 | SANDHG5C | 5C | South | YES | -0.017258 | 140 | 0 | 148 | 0 | 1.0175 | CC | -1 | 0.066436 | 148 | 148 |  |  |  |  | -0.066436 | -9.8325 |  |  |  |  | 0 | 0
9016 | SANDH_G1 | 1 | South | YES | -0.017258 | 45 | 2 | 49 | 0 | 1.0175 | GGT | -1 | 0.066436 | 49 | 49 |  |  |  |  | -0.066436 | -3.2554 |  |  |  |  | 0 | 0
9019 | SANDH_G4 | 4 | South | YES | -0.017258 | 0 | 2 | 47 |  | 1.0175 | GGT | -1 | 0.066436 | 47 | 47 |  |  |  |  | -0.066436 | -3.1225 |  |  |  |  | 0 | 0
9017 | SANDH_G2 | 2 | South | YES | -0.017258 | 45 | 2 | 46 | 0 | 1.0175 | GGT | -1 | 0.066436 | 46 | 46 |  |  |  |  | -0.066436 | -3.0561 |  |  |  |  | 0 | 0
9018 | SANDH_G3 | 3 | South | YES | -0.017258 | 45 | 2 | 46 | 0 | 1.0175 | GGT | -1 | 0.066436 | 46 | 46 |  |  |  |  | -0.066436 | -3.0561 |  |  |  |  | 0 | 0
7017 | L_HAYSEN1_4Y | 4 | South | YES | -0.017275 | 226.7 | 74 | 226.7 | 0 | 1.008 | CC | -1 | 0.066453 | 226.7 | 226.7 |  |  |  |  | -0.066453 | -15.0649 |  |  |  |  | 0 | 0
7015 | L_HAYSEN1_2Y | 2 | South | YES | -0.017275 | 225 | 74 | 225 | 0 | 1.008 | CC | -1 | 0.066453 | 225 | 225 |  |  |  |  | -0.066453 | -14.9519 |  |  |  |  | 0 | 0
7016 | L_HAYSEN1_3Y | 3 | South | YES | -0.017275 | 224.6 | 74 | 224.6 | 0 | 1.008 | CC | -1 | 0.066453 | 224.6 | 224.6 |  |  |  |  | -0.066453 | -14.9253 |  |  |  |  | 0 | 0
7014 | L_HAYSEN1_1Y | 1 | South | YES | -0.017275 | 223.9 | 74 | 223.9 | 0 | 1.008 | CC | -1 | 0.066453 | 223.9 | 223.9 |  |  |  |  | -0.066453 | -14.8788 |  |  |  |  | 0 | 0
9001 | DECKR_G2 | 2 | South | YES | -0.017299 | 400 | 50 | 426 | 0 | 1.015 | GST | -1 | 0.066477 | 426 | 426 |  |  |  |  | -0.066477 | -28.3192 |  |  |  |  | 0 | 0
9000 | DECKR_G1 | 1 | South | YES | -0.017299 | 280 | 50 | 321 | 0 | 1.015 | GST | -1 | 0.066477 | 321 | 321 |  |  |  |  | -0.066477 | -21.3391 |  |  |  |  | 0 | 0
7605 | L_MCQUEE9_1Y | 1 | South | YES | -0.017409 | 0 | 0 | 2.4 |  | 1.025 | Hydro | -1 | 0.066587 | 0 | 0 |  |  |  |  | -0.066587 | 0 |  |  |  |  | 0 | 0
7605 | L_MCQUEE9_1Y | 2 | South | YES | -0.017409 | 0 | 0 | 2.4 |  | 1.025 | Hydro | -1 | 0.066587 | 0 | 0 |  |  |  |  | -0.066587 | 0 |  |  |  |  | 0 | 0
7605 | L_MCQUEE9_1Y | 3 | South | YES | -0.017409 | 0 | 0 | 2.8 |  | 1.025 | Hydro | -1 | 0.066587 | 0 | 0 |  |  |  |  | -0.066587 | 0 |  |  |  |  | 0 | 0
7609 | L_SCHUMA8_1Y | 1 | South | YES | -0.017746 | 0 | 0 | 4 |  | 1 | Hydro | -1 | 0.066924 | 0 | 0 |  |  |  |  | -0.066924 | 0 |  |  |  |  | 0 | 0
5401 | CALAVER_JKS1 | 1 | South | YES | -0.017776 | 562 | 100 | 562 | 0 | 1.026 | LIGCO | -1 | 0.066954 | 0 | 562 |  |  |  |  | -0.066954 | 0 |  |  |  |  | 0 | 0
5027 | BRAUNIG_VHB2 | 2 | South | YES | -0.017846 | 216 | 40 | 216 | 0 | 1.0192 | GST | -1 | 0.067024 | 216 | 216 |  |  |  |  | -0.067024 | -14.4772 |  |  |  |  | 0 | 0
5026 | BRAUNIG_VHB1 | 1 | South | YES | -0.017846 | 215 | 40 | 215 | 0 | 1.0192 | GST | -1 | 0.067024 | 215 | 215 |  |  |  |  | -0.067024 | -14.4101 |  |  |  |  | 0 | 0
5265 | LEON_LCP4G4 | 4 | South | YES | -0.017858 | 89 | 25 | 89 | 0 | 1.0197 | GST | -1 | 0.067036 | 89 | 89 |  |  |  |  | -0.067036 | -5.9662 |  |  |  |  | 0 | 0
5264 | LEON_LCP3G3 | 3 | South | YES | -0.017858 | 0 | 20 | 58 |  | 1.0197 | GST | -1 | 0.067036 | 58 | 58 |  |  |  |  | -0.067036 | -3.8881 |  |  |  |  | 0 | 0
5269 | LEON_LCPCT4 | 4 | South | YES | -0.017858 | 45 | 24 | 45 | 0 | 1.0197 | GGT | -1 | 0.067036 | 45 | 45 |  |  |  |  | -0.067036 | -3.0166 |  |  |  |  | 0 | 0
5266 | LEON_LCPCT1 | 1 | South | YES | -0.017858 | 44 | 24 | 44 | 0 | 1.0197 | GGT | -1 | 0.067036 | 44 | 44 |  |  |  |  | -0.067036 | -2.9496 |  |  |  |  | 0 | 0
5267 | LEON_LCPCT2 | 2 | South | YES | -0.017858 | 44 | 24 | 44 | 0 | 1.0197 | GGT | -1 | 0.067036 | 44 | 44 |  |  |  |  | -0.067036 | -2.9496 |  |  |  |  | 0 | 0
5268 | LEON_LCPCT3 | 3 | South | YES | -0.017858 | 43 | 24 | 43 | 0 | 1.0197 | GGT | -1 | 0.067036 | 43 | 43 |  |  |  |  | -0.067036 | -2.8825 |  |  |  |  | 0 | 0
5396 | CALAVER_OWS1 | 1 | South | YES | -0.017927 | 418 | 80 | 418 | 0 | 1.0192 | GST | -1 | 0.067105 | 418 | 418 |  |  |  |  | -0.067105 | -28.0499 |  |  |  |  | 0 | 0
5397 | CALAVER_OWS2 | 2 | South | YES | -0.017927 | 400 | 80 | 400 | 0 | 1.0192 | GST | -1 | 0.067105 | 400 | 400 |  |  |  |  | -0.067105 | -26.842 |  |  |  |  | 0 | 0
5439 | TUTTL_WBT4G4 | 4 | South | YES | -0.01795 | 151 | 40 | 151 | 0 | 1.012 | GST | -1 | 0.067128 | 151 | 151 |  |  |  |  | -0.067128 | -10.1363 |  |  |  |  | 0 | 0
5438 | TUTTL_WBT3G3 | 3 | South | YES | -0.01795 | 95 | 25 | 95 | 0 | 1.012 | GST | -1 | 0.067128 | 95 | 95 |  |  |  |  | -0.067128 | -6.3772 |  |  |  |  | 0 | 0
5436 | TUTTL_WBT1G1 | 1 | South | YES | -0.01795 | 48.8 | 20 | 61 | 0 | 1.012 | GST | -1 | 0.067128 | 61 | 61 |  |  |  |  | -0.067128 | -4.0948 |  |  |  |  | 0 | 0
7020 | L_AUSTPL1_1Y | 1 | South | YES | -0.01796 | 0 | 0 | 8 |  | 1 | Hydro | -1 | 0.067138 | 0 | 0 |  |  |  |  | -0.067138 | 0 |  |  |  |  | 0 | 0
7020 | L_AUSTPL1_1Y | 2 | South | YES | -0.01796 | 0 | 0 | 8 |  | 1 | Hydro | -1 | 0.067138 | 0 | 0 |  |  |  |  | -0.067138 | 0 |  |  |  |  | 0 | 0
5028 | BRAUNIG_VHB3 | 3 | South | YES | -0.018043 | 407 | 60 | 407 | 0 | 1.0138 | GST | -1 | 0.067221 | 407 | 407 |  |  |  |  | -0.067221 | -27.3589 |  |  |  |  | 0 | 0
5111 | CALAVER_JTD1 | 1 | South | YES | -0.018058 | 430 | 80 | 430 | 0 | 1.0138 | LIGCO | -1 | 0.067236 | 0 | 430 |  |  |  |  | -0.067236 | 0 |  |  |  |  | 0 | 0
5112 | CALAVER_JTD2 | 2 | South | YES | -0.018058 | 430 | 80 | 430 | 0 | 1.0138 | LIGCO | -1 | 0.067236 | 0 | 430 |  |  |  |  | -0.067236 | 0 |  |  |  |  | 0 | 0
5477 | BRA_AVR1_ST | 1 | South | YES | -0.018238 | 174 | 138 | 174 | 0 | 1.025 | CC | -1 | 0.067416 | 174 | 174 |  |  |  |  | -0.067416 | -11.7304 |  |  |  |  | 0 | 0
5476 | BRA_AVR1_CT1 | 1 | South | YES | -0.018238 | 155 | 90 | 155 | 0 | 1.025 | CC | -1 | 0.067416 | 155 | 155 |  |  |  |  | -0.067416 | -10.4495 |  |  |  |  | 0 | 0
5478 | BRA_AVR1_CT2 | 1 | South | YES | -0.018238 | 155 | 90 | 155 | 0 | 1.025 | CC | -1 | 0.067416 | 155 | 155 |  |  |  |  | -0.067416 | -10.4495 |  |  |  |  | 0 | 0
7487 | L_CANYHY8_1Y | 1 | South | YES | -0.020176 | 0 | 0 | 6 |  | 1 | Hydro | -1 | 0.069354 | 0 | 0 |  |  |  |  | -0.069354 | 0 |  |  |  |  | 0 | 0
7031 | L_MARSFO1G1Y | 1 | South | YES | -0.024562 | 0 | 0 | 36 |  | 1 | Hydro | -1 | 0.07374 | 0 | 0 |  |  |  |  | -0.07374 | 0 |  |  |  |  | 0 | 0
7032 | L_MARSFO1G2Y | 2 | South | YES | -0.024562 | 0 | 0 | 35 |  | 1 | Hydro | -1 | 0.07374 | 0 | 0 |  |  |  |  | -0.07374 | 0 |  |  |  |  | 0 | 0
7033 | L_MARSFO1G3Y | 3 | South | YES | -0.024562 | 0 | 0 | 36 |  | 1 | Hydro | -1 | 0.07374 | 0 | 0 |  |  |  |  | -0.07374 | 0 |  |  |  |  | 0 | 0
7022 | L_BUCHAN1_1Y | 1 | South | YES | -0.037987 | 0 | 0 | 18 |  | 1 | Hydro | -1 | 0.087165 | 0 | 0 |  |  |  |  | -0.087165 | 0 |  |  |  |  | 0 | 0
7023 | L_BUCHAN1_2Y | 2 | South | YES | -0.037987 | 0 | 0 | 18 |  | 1 | Hydro | -1 | 0.087165 | 0 | 0 |  |  |  |  | -0.087165 | 0 |  |  |  |  | 0 | 0
7024 | L_BUCHAN1_3Y | 3 | South | YES | -0.037987 | 0 | 0 | 15 |  | 1 | Hydro | -1 | 0.087165 | 0 | 0 |  |  |  |  | -0.087165 | 0 |  |  |  |  | 0 | 0
7028 | L_MARBFA1_1Y | 1 | South | YES | -0.040275 | 0 | 0 | 18 |  | 1 | Hydro | -1 | 0.089453 | 0 | 0 |  |  |  |  | -0.089453 | 0 |  |  |  |  | 0 | 0
7029 | L_MARBFA1_2Y | 2 | South | YES | -0.040275 | 0 | 0 | 18 |  | 1 | Hydro | -1 | 0.089453 | 0 | 0 |  |  |  |  | -0.089453 | 0 |  |  |  |  | 0 | 0
7035 | L_WIRTZ_1G1Y | 1 | South | YES | -0.044705 | 0 | 0 | 29 |  | 1 | Hydro | -1 | 0.093883 | 0 | 0 |  |  |  |  | -0.093883 | 0 |  |  |  |  | 0 | 0
7036 | L_WIRTZ_1G2Y | 2 | South | YES | -0.044705 | 0 | 0 | 29.7 |  | 1 | Hydro | -1 | 0.093883 | 0 | 0 |  |  |  |  | -0.093883 | 0 |  |  |  |  | 0 | 0
7000 | L_FERGUS1_1Y | 1 | South | YES | -0.047872 | 400 | 65 | 423.3 | 0 | 1.015 | GSC | -1 | 0.09705 | 423.3 | 423.3 |  |  |  |  | -0.09705 | -41.0812 |  |  |  |  | 0 | 0
7026 | L_INKSDA1_1Y | 1 | South | YES | -0.05929 | 0 | 0 | 13.7 |  | 1 | Hydro | -1 | 0.10847 | 0 | 0 |  |  |  |  | -0.10847 | 0 |  |  |  |  | 0 | 0
[26 empty] | 0 | 0
[26 empty] | 0 | 0
[26 empty] | 0 | 0
[26 empty] | 0 | 0
[26 empty] | 0 | 0
[26 empty] | 0 | 0
[26 empty] | 0 | 0
[26 empty] | 0 | 0
[26 empty] | 0 | 0
[26 empty] | 0 | 0
[26 empty] | 0 | 0
[26 empty] | 0 | 0
[26 empty] | 0 | 0
[26 empty] | 0 | 0
[26 empty] | 0 | 0
[26 empty] | 0 | 0
[26 empty] | 0 | 0
[26 empty] | 0 | 0
[26 empty] | 0 | 0
[26 empty] | 0 | 0
[26 empty] | 0 | 0
[26 empty] | 0 | 0
[26 empty] | 0 | 0
[26 empty] | 0 | 0
[26 empty] | 0 | 0
[26 empty] | 0 | 0
[26 empty] | 0 | 0
[26 empty] | 0 | 0
[26 empty] | 0 | 0
[26 empty] | 0 | 0
[26 empty] | 0 | 0
[26 empty] | 0 | 0
[26 empty] | 0 | 0
[26 empty] | 0 | 0
[26 empty] | 0 | 0
[26 empty] | 0 | 0
[26 empty] | 0 | 0
[26 empty] | 0 | 0
[26 empty] | 0 | 0
[26 empty] | 0 | 0
[26 empty] | 0 | 0
[26 empty] | 0 | 0
[26 empty] | 0 | 0
[26 empty] | 0 | 0
[26 empty] | 0 | 0
[26 empty] | 0 | 0
[26 empty] | 0 | 0
[26 empty] | 0 | 0
[26 empty] | 0 | 0
[26 empty] | 0 | 0
[26 empty] | 0 | 0
[26 empty] | 0 | 0
[26 empty] | 0 | 0
[26 empty] | 0 | 0
[26 empty] | 0 | 0
[26 empty] | 0 | 0
[26 empty] | 0 | 0
[26 empty] | 0 | 0
[26 empty] | 0 | 0
[26 empty] | 0 | 0
[26 empty] | 0 | 0
[26 empty] | 0 | 0
[26 empty] | 0 | 0
[26 empty] | 0 | 0
[26 empty] | 0 | 0
[26 empty] | 0 | 0
[26 empty] | 0 | 0
[26 empty] | 0 | 0
[26 empty] | 0 | 0
[26 empty] | 0 | 0
[26 empty] | 0 | 0
[26 empty] | 0 | 0
[26 empty] | 0 | 0
[26 empty] | 0 | 0
[26 empty] | 0 | 0
[26 empty] | 0 | 0
[26 empty] | 0 | 0
[26 empty] | 0 | 0
[26 empty] | 0 | 0
[26 empty] | 0 | 0
[26 empty] | 0 | 0
[26 empty] | 0 | 0
[26 empty] | 0 | 0
[26 empty] | 0 | 0
[26 empty] | 0 | 0
[26 empty] | 0 | 0
[26 empty] | 0 | 0
[26 empty] | 0 | 0
[26 empty] | 0 | 0
[26 empty] | 0 | 0
[26 empty] | 0 | 0
[26 empty] | 0 | 0
[26 empty] | 0 | 0
[26 empty] | 0 | 0
[26 empty] | 0 | 0
[26 empty] | 0 | 0
[26 empty] | 0 | 0
[26 empty] | 0 | 0
[26 empty] | 0 | 0
[26 empty] | 0 | 0
[26 empty] | 0 | 0
[26 empty] | 0 | 0
[26 empty] | 0 | 0
[26 empty] | 0 | 0
[26 empty] | 0 | 0
[26 empty] | 0 | 0
[26 empty] | 0 | 0
[26 empty] | 0 | 0
[26 empty] | 0 | 0
[26 empty] | 0 | 0
[26 empty] | 0 | 0
[26 empty] | 0 | 0
[26 empty] | 0 | 0
[26 empty] | 0 | 0
[26 empty] | 0 | 0
[26 empty] | 0 | 0
[26 empty] | 0 | 0
[26 empty] | 0 | 0
[26 empty] | 0 | 0
[26 empty] | 0 | 0
[26 empty] | 0 | 0
[26 empty] | 0 | 0
[26 empty] | 0 | 0
[26 empty] | 0 | 0
[26 empty] | 0 | 0
[26 empty] | 0 | 0
[26 empty] | 0 | 0
[26 empty] | 0 | 0
[26 empty] | 0 | 0
[26 empty] | 0 | 0
[26 empty] | 0 | 0
[26 empty] | 0 | 0
[26 empty] | 0 | 0
[26 empty] | 0 | 0
[26 empty] | 0 | 0
[26 empty] | 0 | 0
[26 empty] | 0 | 0
[26 empty] | 0 | 0
[26 empty] | 0 | 0
[26 empty] | 0 | 0
[26 empty] | 0 | 0
[26 empty] | 0 | 0
[26 empty] | 0 | 0
[26 empty] | 0 | 0
[26 empty] | 0 | 0
[26 empty] | 0 | 0
[26 empty] | 0 | 0
[26 empty] | 0 | 0
[26 empty] | 0 | 0
[26 empty] | 0 | 0
[26 empty] | 0 | 0
[26 empty] | 0 | 0
[26 empty] | 0 | 0
[26 empty] | 0 | 0
[26 empty] | 0 | 0
[26 empty] | 0 | 0
[26 empty] | 0 | 0
[26 empty] | 0 | 0
[26 empty] | 0 | 0
[26 empty] | 0 | 0
[26 empty] | 0 | 0
[26 empty] | 0 | 0
[26 empty] | 0 | 0
[26 empty] | 0 | 0
[26 empty] | 0 | 0
[26 empty] | 0 | 0
[26 empty] | 0 | 0
[26 empty] | 0 | 0
[26 empty] | 0 | 0
[26 empty] | 0 | 0
[26 empty] | 0 | 0
[26 empty] | 0 | 0
[26 empty] | 0 | 0
[26 empty] | 0 | 0
[26 empty] | 0 | 0
[26 empty] | 0 | 0
[26 empty] | 0 | 0
[26 empty] | 0 | 0
[26 empty] | 0 | 0
[26 empty] | 0 | 0
[26 empty] | 0 | 0
[26 empty] | 0 | 0
[26 empty] | 0 | 0
[26 empty] | 0 | 0
[26 empty] | 0 | 0
[26 empty] | 0 | 0
[26 empty] | 0 | 0
[26 empty] | 0 | 0
[26 empty] | 0 | 0
[26 empty] | 0 | 0
[26 empty] | 0 | 0
[26 empty] | 0 | 0
[26 empty] | 0 | 0
[26 empty] | 0 | 0
[26 empty] | 0 | 0
[26 empty] | 0 | 0
[26 empty] | 0 | 0
[26 empty] | 0 | 0
[26 empty] | 0 | 0
[26 empty] | 0 | 0
[26 empty] | 0 | 0
[26 empty] | 0 | 0
[26 empty] | 0 | 0
[26 empty] | 0 | 0
[26 empty] | 0 | 0
[26 empty] | 0 | 0
[26 empty] | 0 | 0
[26 empty] | 0 | 0
[26 empty] | 0 | 0
[26 empty] | 0 | 0
[26 empty] | 0 | 0
[26 empty] | 0 | 0
[26 empty] | 0 | 0
[26 empty] | 0 | 0
[26 empty] | 0 | 0
[26 empty] | 0 | 0
[26 empty] | 0 | 0
[26 empty] | 0 | 0
[26 empty] | 0 | 0
[26 empty] | 0 | 0
[26 empty] | 0 | 0
[26 empty] | 0 | 0
[26 empty] | 0 | 0
[26 empty] | 0 | 0
[26 empty] | 0 | 0
[26 empty] | 0 | 0
[26 empty] | 0 | 0
[26 empty] | 0 | 0
[26 empty] | 0 | 0
[26 empty] | 0 | 0
[26 empty] | 0 | 0
[26 empty] | 0 | 0
[26 empty] | 0 | 0
[26 empty] | 0 | 0
[26 empty] | 0 | 0
[26 empty] | 0 | 0
[26 empty] | 0 | 0
[26 empty] | 0 | 0
[26 empty] | 0 | 0
[26 empty] | 0 | 0
[26 empty] | 0 | 0
[26 empty] | 0 | 0
[26 empty] | 0 | 0
[26 empty] | 0 | 0
[26 empty] | 0 | 0
[26 empty] | 0 | 0
[26 empty] | 0 | 0
[26 empty] | 0 | 0
[26 empty] | 0 | 0
[26 empty] | 0 | 0
[26 empty] | 0 | 0
[26 empty] | 0 | 0
[26 empty] | 0 | 0
[26 empty] | 0 | 0
[26 empty] | 0 | 0
[26 empty] | 0 | 0
[26 empty] | 0 | 0
[26 empty] | 0 | 0
[26 empty] | 0 | 0
[26 empty] | 0 | 0
[26 empty] | 0 | 0
[26 empty] | 0 | 0
[26 empty] | 0 | 0
[26 empty] | 0 | 0
[26 empty] | 0 | 0
[26 empty] | 0 | 0
[26 empty] | 0 | 0
[26 empty] | 0 | 0
[26 empty] | 0 | 0
[26 empty] | 0 | 0
[26 empty] | 0 | 0
[26 empty] | 0 | 0
[26 empty] | 0 | 0
[26 empty] | 0 | 0
[26 empty] | 0 | 0
[26 empty] | 0 | 0
[26 empty] | 0 | 0
[26 empty] | 0 | 0
[26 empty] | 0 | 0
[26 empty] | 0 | 0
[26 empty] | 0 | 0
[26 empty] | 0 | 0
[26 empty] | 0 | 0
[26 empty] | 0 | 0
[26 empty] | 0 | 0
[26 empty] | 0 | 0
[26 empty] | 0 | 0
[26 empty] | 0 | 0
[26 empty] | 0 | 0
[26 empty] | 0 | 0
[26 empty] | 0 | 0
[26 empty] | 0 | 0
[26 empty] | 0 | 0
[26 empty] | 0 | 0
[26 empty] | 0 | 0
[26 empty] | 0 | 0
[26 empty] | 0 | 0
[26 empty] | 0 | 0
[26 empty] | 0 | 0
[26 empty] | 0 | 0
[26 empty] | 0 | 0
[26 empty] | 0 | 0
[26 empty] | 0 | 0
[26 empty] | 0 | 0
[26 empty] | 0 | 0
[26 empty] | 0 | 0
[26 empty] | 0 | 0
[26 empty] | 0 | 0
[26 empty] | 0 | 0
[26 empty] | 0 | 0
[26 empty] | 0 | 0
[26 empty] | 0 | 0
[26 empty] | 0 | 0
[26 empty] | 0 | 0
[26 empty] | 0 | 0
[26 empty] | 0 | 0
[26 empty] | 0 | 0
[26 empty] | 0 | 0
[26 empty] | 0 | 0
[26 empty] | 0 | 0
[26 empty] | 0 | 0
[26 empty] | 0 | 0
[26 empty] | 0 | 0
[26 empty] | 0 | 0
[26 empty] | 0 | 0
[26 empty] | 0 | 0
[26 empty] | 0 | 0
[26 empty] | 0 | 0
[26 empty] | 0 | 0
[26 empty] | 0 | 0
[26 empty] | 0 | 0
[26 empty] | 0 | 0
[26 empty] | 0 | 0
[26 empty] | 0 | 0
[26 empty] | 0 | 0
[26 empty] | 0 | 0
[26 empty] | 0 | 0
[26 empty] | 0 | 0
[26 empty] | 0 | 0
[26 empty] | 0 | 0
[26 empty] | 0 | 0
[26 empty] | 0 | 0
[26 empty] | 0 | 0
[26 empty] | 0 | 0
[26 empty] | 0 | 0
[26 empty] | 0 | 0
[26 empty] | 0 | 0
[26 empty] | 0 | 0
[26 empty] | 0 | 0
[26 empty] | 0 | 0
[26 empty] | 0 | 0
[26 empty] | 0 | 0
[26 empty] | 0 | 0
[26 empty] | 0 | 0
[26 empty] | 0 | 0
[26 empty] | 0 | 0
[26 empty] | 0 | 0
[26 empty] | 0 | 0
[26 empty] | 0 | 0
[26 empty] | 0 | 0
[26 empty] | 0 | 0
[26 empty] | 0 | 0
[26 empty] | 0 | 0
[26 empty] | 0 | 0
[26 empty] | 0 | 0
[26 empty] | 0 | 0
[26 empty] | 0 | 0
[26 empty] | 0 | 0
[26 empty] | 0 | 0
[26 empty] | 0 | 0
[26 empty] | 0 | 0
[26 empty] | 0 | 0
[26 empty] | 0 | 0
[26 empty] | 0 | 0
[26 empty] | 0 | 0
[26 empty] | 0 | 0
[26 empty] | 0 | 0
[26 empty] | 0 | 0
[26 empty] | 0 | 0
[26 empty] | 0 | 0
[26 empty] | 0 | 0
[26 empty] | 0 | 0
[26 empty] | 0 | 0
[26 empty] | 0 | 0
[26 empty] | 0 | 0
[26 empty] | 0 | 0
[26 empty] | 0 | 0
[26 empty] | 0 | 0
[26 empty] | 0 | 0
[26 empty] | 0 | 0
[26 empty] | 0 | 0
[26 empty] | 0 | 0
[26 empty] | 0 | 0
[26 empty] | 0 | 0
[26 empty] | 0 | 0
[26 empty] | 0 | 0
[26 empty] | 0 | 0
[26 empty] | 0 | 0
[26 empty] | 0 | 0
[26 empty] | 0 | 0
[26 empty] | 0 | 0
[26 empty] | 0 | 0
[26 empty] | 0 | 0
[26 empty] | 0 | 0
[26 empty] | 0 | 0
[26 empty] | 0 | 0
[26 empty] | 0 | 0
[26 empty] | 0 | 0
[26 empty] | 0 | 0
[26 empty] | 0 | 0
[26 empty] | 0 | 0
[26 empty] | 0 | 0
[26 empty] | 0 | 0
[26 empty] | 0 | 0
[26 empty] | 0 | 0
[26 empty] | 0 | 0
[26 empty] | 0 | 0
[26 empty] | 0 | 0
[26 empty] | 0 | 0
[26 empty] | 0 | 0
[26 empty] | 0 | 0
[26 empty] | 0 | 0
[26 empty] | 0 | 0
[26 empty] | 0 | 0
[26 empty] | 0 | 0
[26 empty] | 0 | 0
[26 empty] | 0 | 0
[26 empty] | 0 | 0
[26 empty] | 0 | 0
[26 empty] | 0 | 0
[26 empty] | 0 | 0
[26 empty] | 0 | 0
[26 empty] | 0 | 0
[26 empty] | 0 | 0
[26 empty] | 0 | 0
[26 empty] | 0 | 0
[26 empty] | 0 | 0
[26 empty] | 0 | 0
[26 empty] | 0 | 0
[26 empty] | 0 | 0
[26 empty] | 0 | 0
[26 empty] | 0 | 0
[26 empty] | 0 | 0
[26 empty] | 0 | 0
[26 empty] | 0 | 0
[26 empty] | 0 | 0
[26 empty] | 0 | 0
[26 empty] | 0 | 0
[26 empty] | 0 | 0
[26 empty] | 0 | 0
[26 empty] | 0 | 0
[26 empty] | 0 | 0
[26 empty] | 0 | 0
[26 empty] | 0 | 0
[26 empty] | 0 | 0
[26 empty] | 0 | 0
[26 empty] | 0 | 0
[26 empty] | 0 | 0
[26 empty] | 0 | 0
[26 empty] | 0 | 0
[26 empty] | 0 | 0
[26 empty] | 0 | 0
[26 empty] | 0 | 0
[26 empty] | 0 | 0
[26 empty] | 0 | 0
[26 empty] | 0 | 0
[26 empty] | 0 | 0
[26 empty] | 0 | 0
[26 empty] | 0 | 0
[26 empty] | 0 | 0
[26 empty] | 0 | 0
[26 empty] | 0 | 0
[26 empty] | 0 | 0
[26 empty] | 0 | 0
[26 empty] | 0 | 0
[26 empty] | 0 | 0
[26 empty] | 0 | 0
[26 empty] | 0 | 0
[26 empty] | 0 | 0
[26 empty] | 0 | 0
[26 empty] | 0 | 0
[26 empty] | 0 | 0
[26 empty] | 0 | 0
[26 empty] | 0 | 0
[26 empty] | 0 | 0
[26 empty] | 0 | 0
[26 empty] | 0 | 0
[26 empty] | 0 | 0
[26 empty] | 0 | 0
[26 empty] | 0 | 0
[26 empty] | 0 | 0
[26 empty] | 0 | 0
[26 empty] | 0 | 0
[26 empty] | 0 | 0
[26 empty] | 0 | 0
[26 empty] | 0 | 0
[26 empty] | 0 | 0
[26 empty] | 0 | 0
[26 empty] | 0 | 0
[26 empty] | 0 | 0
[26 empty] | 0 | 0
[26 empty] | 0 | 0
[26 empty] | 0 | 0
[26 empty] | 0 | 0
[26 empty] | 0 | 0
[26 empty] | 0 | 0
[26 empty] | 0 | 0
[26 empty] | 0 | 0
[26 empty] | 0 | 0
[26 empty] | 0 | 0
[26 empty] | 0 | 0
[26 empty] | 0 | 0
[26 empty] | 0 | 0
[26 empty] | 0 | 0
[26 empty] | 0 | 0
[26 empty] | 0 | 0
[26 empty] | 0 | 0
[26 empty] | 0 | 0
[26 empty] | 0 | 0
[26 empty] | 0 | 0
[26 empty] | 0 | 0
[26 empty] | 0 | 0
[26 empty] | 0 | 0
[26 empty] | 0 | 0
[26 empty] | 0 | 0
[26 empty] | 0 | 0
[26 empty] | 0 | 0
[26 empty] | 0 | 0
[26 empty] | 0 | 0
[26 empty] | 0 | 0
[26 empty] | 0 | 0
[26 empty] | 0 | 0
[26 empty] | 0 | 0
[26 empty] | 0 | 0
[26 empty] | 0 | 0
[26 empty] | 0 | 0
[26 empty] | 0 | 0
[26 empty] | 0 | 0
[26 empty] | 0 | 0
[26 empty] | 0 | 0
[26 empty] | 0 | 0
[26 empty] | 0 | 0
[26 empty] | 0 | 0
[26 empty] | 0 | 0
[26 empty] | 0 | 0
[26 empty] | 0 | 0
[26 empty] | 0 | 0
[26 empty] | 0 | 0
[26 empty] | 0 | 0
[26 empty] | 0 | 0
[26 empty] | 0 | 0
[26 empty] | 0 | 0
[26 empty] | 0 | 0
[26 empty] | 0 | 0
[26 empty] | 0 | 0
[26 empty] | 0 | 0
[26 empty] | 0 | 0
[26 empty] | 0 | 0
[26 empty] | 0 | 0
[26 empty] | 0 | 0
[26 empty] | 0 | 0
[26 empty] | 0 | 0
[26 empty] | 0 | 0
[26 empty] | 0 | 0
[26 empty] | 0 | 0
[26 empty] | 0 | 0
[26 empty] | 0 | 0
[26 empty] | 0 | 0
[26 empty] | 0 | 0
[26 empty] | 0 | 0
[26 empty] | 0 | 0
[26 empty] | 0 | 0
[26 empty] | 0 | 0
[26 empty] | 0 | 0
[26 empty] | 0 | 0
[26 empty] | 0 | 0
[26 empty] | 0 | 0
[26 empty] | 0 | 0
[26 empty] | 0 | 0
[26 empty] | 0 | 0
[26 empty] | 0 | 0
[26 empty] | 0 | 0
[26 empty] | 0 | 0
[26 empty] | 0 | 0
[26 empty] | 0 | 0
[26 empty] | 0 | 0
[26 empty] | 0 | 0
[26 empty] | 0 | 0
[26 empty] | 0 | 0
[26 empty] | 0 | 0
[26 empty] | 0 | 0
[26 empty] | 0 | 0
[26 empty] | 0 | 0
[26 empty] | 0 | 0
[26 empty] | 0 | 0
[26 empty] | 0 | 0
[26 empty] | 0 | 0
[26 empty] | 0 | 0
[26 empty] | 0 | 0
[26 empty] | 0 | 0
[26 empty] | 0 | 0
[26 empty] | 0 | 0
[26 empty] | 0 | 0
[26 empty] | 0 | 0
[26 empty] | 0 | 0
[26 empty] | 0 | 0
[26 empty] | 0 | 0
[26 empty] | 0 | 0
[26 empty] | 0 | 0
[26 empty] | 0 | 0
[26 empty] | 0 | 0
[26 empty] | 0 | 0
[26 empty] | 0 | 0
[26 empty] | 0 | 0
[26 empty] | 0 | 0
[26 empty] | 0 | 0
[26 empty] | 0 | 0
[26 empty] | 0 | 0
[26 empty] | 0 | 0
[26 empty] | 0 | 0
[26 empty] | 0 | 0
[26 empty] | 0 | 0
[26 empty] | 0 | 0
[26 empty] | 0 | 0
[26 empty] | 0 | 0
[26 empty] | 0 | 0
[26 empty] | 0 | 0
[26 empty] | 0 | 0
[26 empty] | 0 | 0
[26 empty] | 0 | 0
[26 empty] | 0 | 0
[26 empty] | 0 | 0
[26 empty] | 0 | 0
[26 empty] | 0 | 0
[26 empty] | 0 | 0
[26 empty] | 0 | 0
[26 empty] | 0 | 0
[26 empty] | 0 | 0
[26 empty] | 0 | 0
[26 empty] | 0 | 0
[26 empty] | 0 | 0
[26 empty] | 0 | 0
[26 empty] | 0 | 0
[26 empty] | 0 | 0
[26 empty] | 0 | 0
[26 empty] | 0 | 0
[26 empty] | 0 | 0
[26 empty] | 0 | 0
[26 empty] | 0 | 0
[26 empty] | 0 | 0
[26 empty] | 0 | 0
[26 empty] | 0 | 0
[26 empty] | 0 | 0
[26 empty] | 0 | 0
[26 empty] | 0 | 0
[26 empty] | 0 | 0
[26 empty] | 0 | 0
[26 empty] | 0 | 0
[26 empty] | 0 | 0
[26 empty] | 0 | 0
[26 empty] | 0 | 0
[26 empty] | 0 | 0
[26 empty] | 0 | 0
[26 empty] | 0 | 0
[26 empty] | 0 | 0
[26 empty] | 0 | 0
[26 empty] | 0 | 0
[26 empty] | 0 | 0
[26 empty] | 0 | 0
[26 empty] | 0 | 0
[26 empty] | 0 | 0
[26 empty] | 0 | 0
[26 empty] | 0 | 0
[26 empty] | 0 | 0
[26 empty] | 0 | 0
[26 empty] | 0 | 0
[26 empty] | 0 | 0
[26 empty] | 0 | 0
[26 empty] | 0 | 0
[26 empty] | 0 | 0
[26 empty] | 0 | 0
[26 empty] | 0 | 0
[26 empty] | 0 | 0
[26 empty] | 0 | 0
[26 empty] | 0 | 0
[26 empty] | 0 | 0
[26 empty] | 0 | 0
[26 empty] | 0 | 0
[26 empty] | 0 | 0
[26 empty] | 0 | 0
[26 empty] | 0 | 0
[26 empty] | 0 | 0
[26 empty] | 0 | 0
[26 empty] | 0 | 0
[26 empty] | 0 | 0
[26 empty] | 0 | 0
[26 empty] | 0 | 0
[26 empty] | 0 | 0
[26 empty] | 0 | 0
[26 empty] | 0 | 0
[26 empty] | 0 | 0
[26 empty] | 0 | 0
[26 empty] | 0 | 0
[26 empty] | 0 | 0
[26 empty] | 0 | 0
[26 empty] | 0 | 0
[26 empty] | 0 | 0
[26 empty] | 0 | 0
[26 empty] | 0 | 0
[26 empty] | 0 | 0
[26 empty] | 0 | 0
[26 empty] | 0 | 0
[26 empty] | 0 | 0
[26 empty] | 0 | 0
[26 empty] | 0 | 0
[26 empty] | 0 | 0
[26 empty] | 0 | 0
[26 empty] | 0 | 0
[26 empty] | 0 | 0
[26 empty] | 0 | 0
[26 empty] | 0 | 0
[26 empty] | 0 | 0
[26 empty] | 0 | 0
[26 empty] | 0 | 0
[26 empty] | 0 | 0
[26 empty] | 0 | 0
[26 empty] | 0 | 0
[26 empty] | 0 | 0
[26 empty] | 0 | 0
[26 empty] | 0 | 0
[26 empty] | 0 | 0
[26 empty] | 0 | 0
[26 empty] | 0 | 0
[26 empty] | 0 | 0
[26 empty] | 0 | 0
[26 empty] | 0 | 0
[26 empty] | 0 | 0
[26 empty] | 0 | 0
[26 empty] | 0 | 0
[26 empty] | 0 | 0
[26 empty] | 0 | 0
[26 empty] | 0 | 0
[26 empty] | 0 | 0
[26 empty] | 0 | 0
[26 empty] | 0 | 0
[26 empty] | 0 | 0
[26 empty] | 0 | 0
[26 empty] | 0 | 0
[26 empty] | 0 | 0
[26 empty] | 0 | 0
[26 empty] | 0 | 0
[26 empty] | 0 | 0
[26 empty] | 0 | 0
[26 empty] | 0 | 0
[26 empty] | 0 | 0
[26 empty] | 0 | 0
[26 empty] | 0 | 0
[26 empty] | 0 | 0
[26 empty] | 0 | 0
[26 empty] | 0 | 0
[26 empty] | 0 | 0
[26 empty] | 0 | 0
[26 empty] | 0 | 0
[26 empty] | 0 | 0
[26 empty] | 0 | 0
[26 empty] | 0 | 0
[26 empty] | 0 | 0
[26 empty] | 0 | 0
[26 empty] | 0 | 0
[26 empty] | 0 | 0
[26 empty] | 0 | 0
[26 empty] | 0 | 0
[26 empty] | 0 | 0
[26 empty] | 0 | 0
[26 empty] | 0 | 0
[26 empty] | 0 | 0
[26 empty] | 0 | 0
[26 empty] | 0 | 0
[26 empty] | 0 | 0
[26 empty] | 0 | 0
[26 empty] | 0 | 0
[26 empty] | 0 | 0
[26 empty] | 0 | 0
[26 empty] | 0 | 0
[26 empty] | 0 | 0
[26 empty] | 0 | 0
[26 empty] | 0 | 0
[26 empty] | 0 | 0
[26 empty] | 0 | 0
[26 empty] | 0 | 0
[26 empty] | 0 | 0
[26 empty] | 0 | 0
[26 empty] | 0 | 0
[26 empty] | 0 | 0
[26 empty] | 0 | 0
[26 empty] | 0 | 0
[26 empty] | 0 | 0
[26 empty] | 0 | 0
[26 empty] | 0 | 0
[26 empty] | 0 | 0
[26 empty] | 0 | 0
[26 empty] | 0 | 0
[26 empty] | 0 | 0
[26 empty] | 0 | 0
[26 empty] | 0 | 0
[26 empty] | 0 | 0
[26 empty] | 0 | 0
[26 empty] | 0 | 0
[26 empty] | 0 | 0
[26 empty] | 0 | 0
[26 empty] | 0 | 0
[26 empty] | 0 | 0
[26 empty] | 0 | 0
[26 empty] | 0 | 0
[26 empty] | 0 | 0
[26 empty] | 0 | 0
[26 empty] | 0 | 0
[26 empty] | 0 | 0
[26 empty] | 0 | 0
[26 empty] | 0 | 0
[26 empty] | 0 | 0
[26 empty] | 0 | 0
[26 empty] | 0 | 0
[26 empty] | 0 | 0
[26 empty] | 0 | 0
[26 empty] | 0 | 0
[26 empty] | 0 | 0
[26 empty] | 0 | 0
[26 empty] | 0 | 0
[26 empty] | 0 | 0
[26 empty] | 0 | 0
[26 empty] | 0 | 0
[26 empty] | 0 | 0
[26 empty] | 0 | 0
[26 empty] | 0 | 0
[26 empty] | 0 | 0
[26 empty] | 0 | 0
[26 empty] | 0 | 0
[26 empty] | 0 | 0
[26 empty] | 0 | 0
[26 empty] | 0 | 0
[26 empty] | 0 | 0
[26 empty] | 0 | 0
[26 empty] | 0 | 0
[26 empty] | 0 | 0
[26 empty] | 0 | 0
[26 empty] | 0 | 0
[26 empty] | 0 | 0
[26 empty] | 0 | 0
[26 empty] | 0 | 0
[26 empty] | 0 | 0
[26 empty] | 0 | 0
[26 empty] | 0 | 0
[26 empty] | 0 | 0
[26 empty] | 0 | 0
[26 empty] | 0 | 0
[26 empty] | 0 | 0
[26 empty] | 0 | 0
[26 empty] | 0 | 0
[26 empty] | 0 | 0
[26 empty] | 0 | 0
[26 empty] | 0 | 0
[26 empty] | 0 | 0
[26 empty] | 0 | 0
[26 empty] | 0 | 0
[26 empty] | 0 | 0
[26 empty] | 0 | 0
[26 empty] | 0 | 0
[26 empty] | 0 | 0
[26 empty] | 0 | 0
[26 empty] | 0 | 0
[26 empty] | 0 | 0
[26 empty] | 0 | 0
[26 empty] | 0 | 0
[26 empty] | 0 | 0
[26 empty] | 0 | 0
[26 empty] | 0 | 0
[26 empty] | 0 | 0
[26 empty] | 0 | 0
[26 empty] | 0 | 0
[26 empty] | 0 | 0
[26 empty] | 0 | 0
[26 empty] | 0 | 0
[26 empty] | 0 | 0
[26 empty] | 0 | 0
[26 empty] | 0 | 0
[26 empty] | 0 | 0
[26 empty] | 0 | 0
[26 empty] | 0 | 0
[26 empty] | 0 | 0
[26 empty] | 0 | 0
[26 empty] | 0 | 0
[26 empty] | 0 | 0
[26 empty] | 0 | 0
[26 empty] | 0 | 0
[26 empty] | 0 | 0
[26 empty] | 0 | 0
[26 empty] | 0 | 0
[26 empty] | 0 | 0
[26 empty] | 0 | 0
[26 empty] | 0 | 0
[26 empty] | 0 | 0
[26 empty] | 0 | 0
[26 empty] | 0 | 0
[26 empty] | 0 | 0
[26 empty] | 0 | 0
[26 empty] | 0 | 0
[26 empty] | 0 | 0
[26 empty] | 0 | 0
[26 empty] | 0 | 0
[26 empty] | 0 | 0
[26 empty] | 0 | 0
[26 empty] | 0 | 0
[26 empty] | 0 | 0
[26 empty] | 0 | 0
[26 empty] | 0 | 0
[26 empty] | 0 | 0
[26 empty] | 0 | 0
[26 empty] | 0 | 0
[26 empty] | 0 | 0
[26 empty] | 0 | 0
[26 empty] | 0 | 0
[26 empty] | 0 | 0
[26 empty] | 0 | 0
[26 empty] | 0 | 0
[26 empty] | 0 | 0
[26 empty] | 0 | 0
[26 empty] | 0 | 0
[26 empty] | 0 | 0
[26 empty] | 0 | 0
[26 empty] | 0 | 0
[26 empty] | 0 | 0
[26 empty] | 0 | 0
[26 empty] | 0 | 0
[26 empty] | 0 | 0
[26 empty] | 0 | 0
[26 empty] | 0 | 0
[26 empty] | 0 | 0
[26 empty] | 0 | 0
[26 empty] | 0 | 0
[26 empty] | 0 | 0
[26 empty] | 0 | 0
[26 empty] | 0 | 0
[26 empty] | 0 | 0
[26 empty] | 0 | 0
[26 empty] | 0 | 0
[26 empty] | 0 | 0
[26 empty] | 0 | 0
[26 empty] | 0 | 0
[26 empty] | 0 | 0
[26 empty] | 0 | 0
[26 empty] | 0 | 0
[26 empty] | 0 | 0
[26 empty] | 0 | 0
[26 empty] | 0 | 0
[26 empty] | 0 | 0
[26 empty] | 0 | 0
[26 empty] | 0 | 0
[26 empty] | 0 | 0
[26 empty] | 0 | 0
[26 empty] | 0 | 0
[26 empty] | 0 | 0
[26 empty] | 0 | 0
[26 empty] | 0 | 0
[26 empty] | 0 | 0
[26 empty] | 0 | 0
[26 empty] | 0 | 0
[26 empty] | 0 | 0
[26 empty] | 0 | 0
[26 empty] | 0 | 0
[26 empty] | 0 | 0
[26 empty] | 0 | 0
[26 empty] | 0 | 0
[26 empty] | 0 | 0
[26 empty] | 0 | 0
[26 empty] | 0 | 0
[26 empty] | 0 | 0
[26 empty] | 0 | 0
[26 empty] | 0 | 0
[26 empty] | 0 | 0
[26 empty] | 0 | 0
[26 empty] | 0 | 0
[26 empty] | 0 | 0
[26 empty] | 0 | 0
[26 empty] | 0 | 0
[26 empty] | 0 | 0
[26 empty] | 0 | 0
[26 empty] | 0 | 0
[26 empty] | 0 | 0
[26 empty] | 0 | 0
[26 empty] | 0 | 0
[26 empty] | 0 | 0
[26 empty] | 0 | 0
[26 empty] | 0 | 0
[26 empty] | 0 | 0
[26 empty] | 0 | 0
[26 empty] | 0 | 0
[26 empty] | 0 | 0
[26 empty] | 0 | 0
[26 empty] | 0 | 0
[26 empty] | 0 | 0
[26 empty] | 0 | 0
[26 empty] | 0 | 0
[26 empty] | 0 | 0
[26 empty] | 0 | 0
[26 empty] | 0 | 0
[26 empty] | 0 | 0
[26 empty] | 0 | 0
[26 empty] | 0 | 0
[26 empty] | 0 | 0
[26 empty] | 0 | 0
[26 empty] | 0 | 0
[26 empty] | 0 | 0
[26 empty] | 0 | 0
[26 empty] | 0 | 0
[26 empty] | 0 | 0
[26 empty] | 0 | 0
[26 empty] | 0 | 0
[26 empty] | 0 | 0
[26 empty] | 0 | 0
[26 empty] | 0 | 0
[26 empty] | 0 | 0
[26 empty] | 0 | 0
[26 empty] | 0 | 0
[26 empty] | 0 | 0
[26 empty] | 0 | 0
[26 empty] | 0 | 0
[26 empty] | 0 | 0
[26 empty] | 0 | 0
[26 empty] | 0 | 0
[26 empty] | 0 | 0
[26 empty] | 0 | 0
[26 empty] | 0 | 0
[26 empty] | 0 | 0
[26 empty] | 0 | 0
[26 empty] | 0 | 0
[26 empty] | 0 | 0
[26 empty] | 0 | 0
[26 empty] | 0 | 0
[26 empty] | 0 | 0
[26 empty] | 0 | 0
[26 empty] | 0 | 0
[26 empty] | 0 | 0
[26 empty] | 0 | 0
[26 empty] | 0 | 0
[26 empty] | 0 | 0
[26 empty] | 0 | 0
[26 empty] | 0 | 0
[26 empty] | 0 | 0
[26 empty] | 0 | 0
[26 empty] | 0 | 0
[26 empty] | 0 | 0
[26 empty] | 0 | 0
[26 empty] | 0 | 0
[26 empty] | 0 | 0
[26 empty] | 0 | 0
[26 empty] | 0 | 0
[26 empty] | 0 | 0
[26 empty] | 0 | 0
[26 empty] | 0 | 0
[26 empty] | 0 | 0
[26 empty] | 0 | 0
[26 empty] | 0 | 0
[26 empty] | 0 | 0
[26 empty] | 0 | 0
[26 empty] | 0 | 0
[26 empty] | 0 | 0
[26 empty] | 0 | 0
[26 empty] | 0 | 0
[26 empty] | 0 | 0
[26 empty] | 0 | 0
[26 empty] | 0 | 0
[26 empty] | 0 | 0
[26 empty] | 0 | 0
[26 empty] | 0 | 0
[26 empty] | 0 | 0
[26 empty] | 0 | 0
[26 empty] | 0 | 0
[26 empty] | 0 | 0
[26 empty] | 0 | 0
[26 empty] | 0 | 0
[26 empty] | 0 | 0
[26 empty] | 0 | 0
[26 empty] | 0 | 0
[26 empty] | 0 | 0
[26 empty] | 0 | 0
[26 empty] | 0 | 0
[26 empty] | 0 | 0
[26 empty] | 0 | 0
[26 empty] | 0 | 0
[26 empty] | 0 | 0
[26 empty] | 0 | 0
[26 empty] | 0 | 0
[26 empty] | 0 | 0
[26 empty] | 0 | 0
[26 empty] | 0 | 0
[26 empty] | 0 | 0
[26 empty] | 0 | 0
[26 empty] | 0 | 0
[26 empty] | 0 | 0
[26 empty] | 0 | 0
[26 empty] | 0 | 0
[26 empty] | 0 | 0
[26 empty] | 0 | 0
[26 empty] | 0 | 0
[26 empty] | 0 | 0
[26 empty] | 0 | 0
[26 empty] | 0 | 0
[26 empty] | 0 | 0
[26 empty] | 0 | 0
[26 empty] | 0 | 0
[26 empty] | 0 | 0
[26 empty] | 0 | 0
[26 empty] | 0 | 0
[26 empty] | 0 | 0
[26 empty] | 0 | 0
[26 empty] | 0 | 0
[26 empty] | 0 | 0
[26 empty] | 0 | 0
[26 empty] | 0 | 0
[26 empty] | 0 | 0
[26 empty] | 0 | 0
[26 empty] | 0 | 0
[26 empty] | 0 | 0
[26 empty] | 0 | 0
[26 empty] | 0 | 0
[26 empty] | 0 | 0
[26 empty] | 0 | 0
[26 empty] | 0 | 0
[26 empty] | 0 | 0
[26 empty] | 0 | 0
[26 empty] | 0 | 0
[26 empty] | 0 | 0
[26 empty] | 0 | 0
[26 empty] | 0 | 0
[26 empty] | 0 | 0
[26 empty] | 0 | 0
[26 empty] | 0 | 0
[26 empty] | 0 | 0
[26 empty] | 0 | 0
[26 empty] | 0 | 0
[26 empty] | 0 | 0
[26 empty] | 0 | 0
[26 empty] | 0 | 0
[26 empty] | 0 | 0
[26 empty] | 0 | 0
[26 empty] | 0 | 0
[26 empty] | 0 | 0
[26 empty] | 0 | 0
[26 empty] | 0 | 0
[26 empty] | 0 | 0
[26 empty] | 0 | 0
[26 empty] | 0 | 0
[26 empty] | 0 | 0
[26 empty] | 0 | 0
[26 empty] | 0 | 0
[26 empty] | 0 | 0
[26 empty] | 0 | 0
[26 empty] | 0 | 0
[26 empty] | 0 | 0
[26 empty] | 0 | 0
[26 empty] | 0 | 0
[26 empty] | 0 | 0
[26 empty] | 0 | 0
[26 empty] | 0 | 0
[26 empty] | 0 | 0
[26 empty] | 0 | 0
[26 empty] | 0 | 0
[26 empty] | 0 | 0
[26 empty] | 0 | 0
[26 empty] | 0 | 0
[26 empty] | 0 | 0
[26 empty] | 0 | 0
[26 empty] | 0 | 0
[26 empty] | 0 | 0
[26 empty] | 0 | 0
[26 empty] | 0 | 0
[26 empty] | 0 | 0
[26 empty] | 0 | 0
[26 empty] | 0 | 0
[26 empty] | 0 | 0
[26 empty] | 0 | 0
[26 empty] | 0 | 0
[26 empty] | 0 | 0
[26 empty] | 0 | 0
[26 empty] | 0 | 0
[26 empty] | 0 | 0
[26 empty] | 0 | 0
[26 empty] | 0 | 0
[26 empty] | 0 | 0
[26 empty] | 0 | 0
[26 empty] | 0 | 0
[26 empty] | 0 | 0
[26 empty] | 0 | 0
[26 empty] | 0 | 0
[26 empty] | 0 | 0
[26 empty] | 0 | 0
[26 empty] | 0 | 0
[26 empty] | 0 | 0
[26 empty] | 0 | 0
[26 empty] | 0 | 0
[26 empty] | 0 | 0
[26 empty] | 0 | 0
[26 empty] | 0 | 0
[26 empty] | 0 | 0
[26 empty] | 0 | 0
[26 empty] | 0 | 0
[26 empty] | 0 | 0
[26 empty] | 0 | 0
[26 empty] | 0 | 0
[26 empty] | 0 | 0
[26 empty] | 0 | 0
[26 empty] | 0 | 0
[26 empty] | 0 | 0
[26 empty] | 0 | 0
[26 empty] | 0 | 0
[26 empty] | 0 | 0
[26 empty] | 0 | 0
[26 empty] | 0 | 0
[26 empty] | 0 | 0
[26 empty] | 0 | 0
[26 empty] | 0 | 0
[26 empty] | 0 | 0
[26 empty] | 0 | 0
[26 empty] | 0 | 0
[26 empty] | 0 | 0
[26 empty] | 0 | 0
[26 empty] | 0 | 0
[26 empty] | 0 | 0
[26 empty] | 0 | 0
[26 empty] | 0 | 0
[26 empty] | 0 | 0
[26 empty] | 0 | 0
[26 empty] | 0 | 0
[26 empty] | 0 | 0
[26 empty] | 0 | 0
[26 empty] | 0 | 0
[26 empty] | 0 | 0
[26 empty] | 0 | 0
[26 empty] | 0 | 0
[26 empty] | 0 | 0
[26 empty] | 0 | 0
[26 empty] | 0 | 0
[26 empty] | 0 | 0
[26 empty] | 0 | 0
[26 empty] | 0 | 0
[26 empty] | 0 | 0
[26 empty] | 0 | 0
[26 empty] | 0 | 0
[26 empty] | 0 | 0
[26 empty] | 0 | 0
[26 empty] | 0 | 0
[26 empty] | 0 | 0
[26 empty] | 0 | 0
[26 empty] | 0 | 0
[26 empty] | 0 | 0
[26 empty] | 0 | 0
[26 empty] | 0 | 0
[26 empty] | 0 | 0
[26 empty] | 0 | 0
[26 empty] | 0 | 0
[26 empty] | 0 | 0
[26 empty] | 0 | 0
[26 empty] | 0 | 0
[26 empty] | 0 | 0
[26 empty] | 0 | 0
[26 empty] | 0 | 0
[26 empty] | 0 | 0
[26 empty] | 0 | 0
[26 empty] | 0 | 0
[26 empty] | 0 | 0
[26 empty] | 0 | 0
[26 empty] | 0 | 0
[26 empty] | 0 | 0
[26 empty] | 0 | 0
[26 empty] | 0 | 0
[26 empty] | 0 | 0
[26 empty] | 0 | 0
[26 empty] | 0 | 0
[26 empty] | 0 | 0
[26 empty] | 0 | 0
[26 empty] | 0 | 0
[26 empty] | 0 | 0
[26 empty] | 0 | 0
[26 empty] | 0 | 0
[26 empty] | 0 | 0
[26 empty] | 0 | 0
[26 empty] | 0 | 0
[26 empty] | 0 | 0

## Zones
Houston | -1
North | -1
South | -1
West | 1
SET UP AREA, copy & paste values to cell B1
Source | West |  | N to H | N to W | N to S | W to N | S to N | W to S
Sink | North | Houston | -1 | 1 | -1 | -1 | 1 | -1
|  | North | 1 | 1 | 1 | -1 | -1 | -1
|  | South | -1 | 1 | -1 | -1 | 1 | -1
|  | West | 1 | -1 | 1 | 1 | -1 | 1
|  | Source | North | North | North | West | South | West
|  | Sink | Houston | West | South | North | North | South

## Tech
Number of Bus | Name of Bus | Tech Type
238 | BOSQUESW505 | CC
239 | BOSQUESW502 | GGT
244 | WHITNYDM01 | Hydro
245 | WHITNYDM02 | Hydro
247 | BOSQUESW501 | GGT
251 | BOSQUESW803 | CC
253 | BOSQUESW804 | CC
332 | RWMILLER01 | GST
333 | RWMILLER02 | GST
334 | RWMILLER03 | GST
335 | RWMILLER04 | GST
336 | RWMILLER05 | GST
344 | MRSSHPRD | Hydro
345 | MRSSHPRD01 | Hydro
366 | JNSNCNTY802 | Cogen
367 | JNSNCNTY802 | Cogen
503 | NTHTEXAS01 | GST
504 | NTHTEXAS02 | GST
505 | NTHTEXAS03 | GST
580 | JCKCNTY801 | CC
581 | JCKCNTY802 | CC
582 | JCKCNTY803 | CC
728 | WOLFRIDGE801 | Wind
837 | NEWMAN_G5 | GST
842 | OLINGER_G1 | GST
843 | OLINGER_G2 | GST
844 | OLINGER_G3 | GST
845 | OLINGER_G4 | GGT
923 | SPENCER_G4 | GST
924 | SPENCER_G5 | GST
948 | STEAM1 | GST
949 | STEAM2 | GST
950 | STEAM3 | GST
990 | GIBN_CREK_G1 | LIGCO
1002 | PBCTAGE_1G | GGT
1003 | PBCTBGE_2G | GGT
1004 | PBCTCGE_3G | GGT
1005 | PBCTDGE_4G | GGT
1006 | PBCTEGE_5G | GGT
1007 | PB5GEN_6G | GST
1008 | PB6GEN_7G | GST
1037 | MORGAN5G_5G | GST
1039 | MRGNAG_1G | GGT
1040 | MRGNBG_2G | GGT
1041 | MRGNCG_3G | GGT
1042 | MRGNDG_4G | GGT
1043 | MRGNEG_5G | GGT
1044 | MRGNFG_6G | GGT
1045 | CALENG1G_1G | Cogen
1046 | CALENG2G_2G | Cogen
1047 | CALENG3G_3G | Cogen
1058 | LONGSHORE_5 | Wind
1058 | LONGSHORE_5 | Wind
1061 | CIELOGEN_1G | Wind
1062 | CIELOGEN_2G | Wind
1068 | SCURRYCW_1G | Wind
1069 | KINDERMG_1G | Cogen
1070 | KINDERMG_2G | Cogen
1071 | KINDERMG_3G | Cogen
1073 | SCURRYCW_2G | Wind
1320 | BSP 1 | Cogen
1326 | STANTONW_8 | Wind
1327 | WILDHRSE_1G | Wind
1328 | OCOTILLO_1G | Wind
1333 | MCDDONAL_8 | Wind
1343 | TRENTIPP_8 | Wind
1349 | WESTXWIN_1G | Wind
1350 | NWPWRG1_1G | Wind
1354 | AEPWIND_8 | Wind
1360 | GUNSIGHT_8 | Wind
1416 | SWETWATR_1G | CC
1417 | SWETWATR_2G | CC
1418 | SWETWATR_3G | CC
1419 | SWETWATR_4G | CC
1432 | GRHAMSES_2G | GST
1433 | GRHAMSES_1G | GST
1437 | MESQUITW_1G | Wind
1438 | MESQUITW_2G | Wind
1442 | COKFIELD_5 | Wind
1453 | WCPWRCO_1G | CC
1454 | WCPWRCO_2G | CC
1455 | WCPWRCO_3G | CC
1479 | WFCOGEN_1G | Cogen
1479 | WFCOGEN_1G | Cogen
1482 | WFCOGEN_2G | Cogen
1482 | WFCOGEN_2G | Cogen
1600 | BARTNWND_1G | Wind
1643 | SLSTR1PP_1G | Wind
1675 | PEC_1G | Cogen
1676 | PEC_2G | Cogen
1677 | PEC_3G | Cogen
1678 | LAMARPWR_1G | CC
1679 | LAMARPWR_2G | CC
1680 | LAMARPWR_3G | CC
1681 | LAMARPWR_4G | CC
1682 | LAMARPWR_5G | CC
1683 | LAMARPWR_6G | CC
1687 | VALLEY_1G | GST
1688 | VALLEY_2G | GSC
1689 | VALLEY_3G | GST
1701 | MOSES_1G | LIGCO
1702 | MOSES_2G | LIGCO
1703 | MOSES_3G | LIGCO
1861 | EAGLEMNT_1G | GST
1862 | EAGLEMNT_2G | GST
1863 | EAGLEMNT_3G | GST
1877 | WLFHOLW_1G | CC
1878 | WLFHOLW_2G | CC
1879 | WLFHOLW_3G | CC
1889 | DECRDOVA_1G | GSC
1892 | DECRDOVA_2G | GGT
1893 | DECRDOVA_3G | GGT
1894 | DECRDOVA_4G | GGT
1895 | DECRDOVA_5G | GGT
1898 | COMCHEPK_1G | Nuc
1899 | COMCHEPK_2G | Nuc
1937 | MDLTHELP_5G | CC
1938 | MDLTHELP_6G | CC
1941 | MDLTHELP_1G | CC
1942 | MDLTHELP_2G | CC
1943 | MDLTHELP_3G | CC
1944 | MDLTHELP_4G | CC
1947 | HANDLEY_3G | GST
1948 | HANDLEY_4G | GST
1949 | HANDLEY_5G | GST
2371 | COLLIN_1G | GST
2381 | NTHLK1_G | GST
2382 | NTHLK2_G | GST
2383 | NTHLK3_G | GST
2413 | MTCK6_G | GST
2414 | MTCK7_G | GST
2417 | MTCK8_G | GSC
2451 | LKHB1_G | GST
2452 | LKHB2_G | GST
3097 | MARTLAKE_1G | LIGCO
3098 | MARTLAKE_2G | LIGCO
3099 | MARTLAKE_3G | LIGCO
3107 | STRYKER_1G | GST
3108 | STRYKER_2G | GST
3126 | TRINIDAD_6G | GST
3309 | ASPN_G | Bio
3348 | CHAMPION_1G | Cogen
3381 | BBRN_1G | LIGCO
3382 | BBRN_2G | LIGCO
3403 | THOUSE_1G | GSC
3404 | THOUSE_2G | GSC
3416 | LAKE_CRK1_G | GST
3417 | LAKE_CRK2_G | GST
3432 | SANDOW_4G | LIGCO
5026 | BRAUNIG_VHB1 | GST
5027 | BRAUNIG_VHB2 | GST
5028 | BRAUNIG_VHB3 | GST
5111 | CALAVER_JTD1 | LIGCO
5112 | CALAVER_JTD2 | LIGCO
5264 | LEON_LCP3G3 | GST
5265 | LEON_LCP4G4 | GST
5266 | LEON_LCPCT1 | GGT
5267 | LEON_LCPCT2 | GGT
5268 | LEON_LCPCT3 | GGT
5269 | LEON_LCPCT4 | GGT
5396 | CALAVER_OWS1 | GST
5397 | CALAVER_OWS2 | GST
5401 | CALAVER_JKS1 | LIGCO
5436 | TUTTL_WBT1G1 | GST
5438 | TUTTL_WBT3G3 | GST
5439 | TUTTL_WBT4G4 | GST
5476 | BRA_AVR1_CT1 | CC
5477 | BRA_AVR1_ST | CC
5478 | BRA_AVR1_CT2 | CC
5503 | RAYBURNGEN3 | GST
5505 | RAYBURNGEN1 | GGT
5506 | RAYBURNGEN2 | GGT
5508 | RAYBURNCC9 | CC
5509 | RAYBURNCC10 | CC
5511 | RAYBURNCC7 | CC
5512 | RAYBURNCC8 | CC
5728 | FALCONHYDRO2 | Hydro
5729 | FALCONHYDRO3 | Hydro
5890 | PEARSALLGEN1 | GST
5891 | PEARSALLGEN2 | GST
5892 | PEARSALLGEN3 | GST
5903 | SANMIGUELGEN | LIGCO
5911 | STP_GN1___1 | Nuc
5912 | STP_GN2___2 | Nuc
5920 | WELSHDC1 | DCTie
5925 | DCEAST | DCTie
5932 | SI_RAY9 | CC
5933 | SI_RAY6 | GST
5934 | SI_RAY5 | GST
5935 | SI_RAY10 | CC
6016 | SWMESA | Wind
6096 | NORTHDC7 | DCTie
6100 | OKLA7A | DCTie
6144 | MCADOO1A | Wind
6407 | TURKTRAK1A | Wind
6637 | SNYDERW1A | Wind
6752 | OKLA0A | LIGCO
6948 | DENISNDM | Hydro
6948 | DENISNDM | Hydro
7000 | L_FERGUS1_1Y | GSC
7004 | L_SIMGID1_1Y | GST
7005 | L_SIMGID1_2Y | GST
7006 | L_SIMGID1_3Y | GST
7007 | L_LOSTPI1_1Y | CC
7008 | L_LOSTPI1_2Y | CC
7009 | L_LOSTPI1_3Y | CC
7010 | L_FPPYD11_1Y | LIGCO
7011 | L_FPPYD11_2Y | LIGCO
7012 | L_FPPYD21_3Y | LIGCO
7014 | L_HAYSEN1_1Y | CC
7015 | L_HAYSEN1_2Y | CC
7016 | L_HAYSEN1_3Y | CC
7017 | L_HAYSEN1_4Y | CC
7020 | L_AUSTPL1_1Y | Hydro
7020 | L_AUSTPL1_1Y | Hydro
7022 | L_BUCHAN1_1Y | Hydro
7023 | L_BUCHAN1_2Y | Hydro
7024 | L_BUCHAN1_3Y | Hydro
7026 | L_INKSDA1_1Y | Hydro
7028 | L_MARBFA1_1Y | Hydro
7029 | L_MARBFA1_2Y | Hydro
7031 | L_MARSFO1G1Y | Hydro
7032 | L_MARSFO1G2Y | Hydro
7033 | L_MARSFO1G3Y | Hydro
7035 | L_WIRTZ_1G1Y | Hydro
7036 | L_WIRTZ_1G2Y | Hydro
7038 | L_DELAWA1_1Y | Wind
7038 | L_DELAWA1_1Y | Wind
7303 | L_WPPGS12_1Y | GGT
7303 | L_WPPGS12_1Y | GGT
7305 | L_WPPGS34_1Y | GGT
7305 | L_WPPGS34_1Y | GGT
7487 | L_CANYHY8_1Y | Hydro
7605 | L_MCQUEE9_1Y | Hydro
7605 | L_MCQUEE9_1Y | Hydro
7605 | L_MCQUEE9_1Y | Hydro
7609 | L_SCHUMA8_1Y | Hydro
7624 | L_LAKEWO9_1Y | Hydro
7624 | L_LAKEWO9_1Y | Hydro
7800 | L_GUADGE1_1Y | CC
7801 | L_GUADGE1_2Y | CC
7802 | L_GUADGE1_3Y | CC
7803 | L_GUADGE1_4Y | CC
7804 | L_GUADGE1_5Y | CC
7805 | L_GUADGE1_6Y | CC
7807 | L_BASTEN1_1Y | CC
7808 | L_BASTEN1_2Y | CC
7809 | L_BASTEN1_3Y | CC
7810 | L_RIONOG1G1Y | CC
7811 | L_RIONOG1G2Y | CC
7812 | L_RIONOG1G3Y | CC
7813 | L_RIONOG1S1Y | CC
8032 | AMISTADHYD1 | Hydro
8033 | AMISTADHYD2 | Hydro
8048 | FALCONHYDRO1 | Hydro
8066 | DUP1V#1 | Cogen
8134 | FOR #1 | Cogen
8138 | FOR #2 | Cogen
8139 | JOS #1 | GST
8147 | UCAR #2 | Cogen
8148 | UCAR #1 | Cogen
8153 | FOR #3 | Cogen
8154 | FOR #4 | Cogen
8155 | FOR #5 | Cogen
8156 | FOR #6 | Cogen
8157 | FOR #7 | Cogen
8161 | COLETO0A | LIGCO
8173 | VICEC51A | CC
8174 | VICEC61A | CC
8189 | CUECPL2A | Cogen
8262 | ELPS | Hydro
8285 | LAR #1 | GST
8287 | LAR #2 | GST
8288 | LAR #3 | GST
8388 | BATES0A | GST
8393 | BATES0B | GST
8437 | NUECES_B0C | GST
8438 | NUECES_B0B | GST
8442 | NBEC7 | GST
8442 | NBEC7 | GST
8456 | COSW#1 | Cogen
8457 | COSW#2 | Cogen
8459 | B_DAVIS0B | GSC
8460 | B_DAVIS0A | GSC
8461 | KOCH_UP0A | Cogen
8506 | VAL #1 | Cogen
8507 | VAL #2 | Cogen
8511 | OXY_CC0A | Cogen
8517 | CELANEBI0A | Cogen
8560 | CNOPGT1 | Cogen
8561 | CNOPGT2 | Cogen
8562 | CNOPST1 | Cogen
8926 | LGE_GT10A | Cogen
8927 | LGE_GT20A | Cogen
8928 | LGE_STG0A | Cogen
8930 | ICPGN10A | Cogen
8931 | ICPGN20A | Cogen
8932 | ICPGN30A | Cogen
8933 | FGNTS001 | CC
8934 | FGNTS101 | CC
8935 | FGNTS201 | CC
8936 | MVGN#1 | CC
8937 | MVGN#2 | CC
8938 | MVGN#3 | CC
8981 | HECN1 | CC
8982 | HECN2 | CC
8983 | HECN3 | CC
9000 | DECKR_G1 | GST
9001 | DECKR_G2 | GST
9002 | DECKR_G3 | GGT
9003 | DECKR_G4 | GGT
9004 | DECKR_G5 | GGT
9005 | DECKR_G6 | GGT
9016 | SANDH_G1 | GGT
9017 | SANDH_G2 | GGT
9018 | SANDH_G3 | GGT
9019 | SANDH_G4 | GGT
9020 | SANDHG5A | CC
9021 | SANDHG5C | CC
11001 | NAV1CT | CC
11009 | NAV2CT | CC
11011 | NAV3ST | CC
11012 | NAV4CT | CC
11013 | NAV5CT | CC
11014 | NAV6ST | CC
11020 | TIEHVSG_1G | CC
11021 | TIEHVCG_1G | CC
11022 | TIEHVCG_2G | CC
11023 | TIEHVCG_3G | CC
11024 | TIEHVCG_4G | CC
11025 | TIEHVSG_2G | CC
11056 | ROSCOE_1G | Wind
11057 | CHAMPION_1G | Wind
11058 | PYRON_1G | Wind
11059 | INADALE_1G | Wind
11065 | ELBOWCK_1G | Wind
11147 | NOTREES_1G | Wind
11309 | BULLCREK_2G | Wind
11310 | BULLCREK_1G | Wind
11320 | COYOTE_1G | Wind
11691 | KMICHICT1_G | CC
11692 | KMICHICT2_G | CC
11693 | KMICHIST3_G | CC
11694 | KMICHICT4_G | CC
11695 | KMICHICT5_G | CC
11696 | KMICHIST6_G | CC
12322 | ENNSTRAC_1G | CC
12323 | ENNSTRAC_2G | CC
12411 | FPLEFR1A_G | CC
12412 | FPLEFR1B_G | CC
12413 | FPLEFR1C_G | CC
12414 | FPLEFR1S_G | CC
12421 | FPLEFR2A_G | CC
12422 | FPLEFR2B_G | CC
12423 | FPLEFR2C_G | CC
12424 | FPLEFR2S_G | CC
12440 | PARKD_1SVC8 | GST
12449 | PARKD_2SVC8 | GST
13116 | TGATEWAY_1G | CC
13117 | TGATEWAY_2G | CC
13118 | TGATEWAY_3G | CC
13119 | TGATEWAY_4G | CC
13131 | CALFREST_1G | CC
13132 | CALFREST_2G | CC
13133 | CALFREST_3G | CC
13134 | CALFREST_4G | CC
13135 | CALFREST_5G | CC
13136 | CALFREST_6G | CC
13432 | SANDOW_5G | LIGCO
32798 | BRYN_TAMUGEN | GST
32883 | BRYN_DNSBY3 | GST
32884 | BRYN_DNSBY13 | GST
32886 | BRYN_ATKINS3 | GST
32887 | BRYN_ATKINS6 | GST
32888 | BRYN_ATKINS7 | GGT
32890 | BRYN_ATKINS4 | GST
32891 | BRYN_ATKINS5 | GST
32892 | BRYN_DNSBY14 | GST
36998 | RDCNYNG1 | Wind
38332 | TNWDWRDU2_8 | Wind
38437 | TNSRBNMESA9 | Wind
38580 | TNBP_CGN1_8 | Cogen
38590 | TNBP_CGN2_8 | Cogen
38600 | TNBP_CGN3_8 | Cogen
38611 | TNBPAMCG1_8 | Cogen
38612 | TNBPAMCG2_8 | Cogen
38613 | TNBPAMCG3_8 | Cogen
38614 | TNBPAMCG4_8 | Cogen
38615 | TNBPAMCG5_8 | Cogen
38690 | TNBP_CGN4_8 | Cogen
38711 | TNTXCTY1CG8 | Cogen
38712 | TNTXCTY2CG8 | Cogen
38713 | TNTXCTY3CG8 | Cogen
38714 | TNTXCTY4CG8 | Cogen
39190 | TNSLCGN1__8 | Cogen
39470 | TNDOWCGNSG8 | Cogen
39480 | TNDOWCGNGG8 | Cogen
39760 | TNSCLP1___8 | Cogen
39770 | TNSCLP2___8 | Cogen
39775 | TNSCLP4___8 | Cogen
39790 | TNSCLP3___8 | Cogen
39960 | TNTNPONE_18 | LIGCO
39970 | TNTNPONE_28 | LIGCO
48500 | APD_GT1_8005 | Cogen
48510 | AK_GT1__8040 | Cogen
48511 | LPE_GT1_8070 | GGT
48512 | LPE_GT2_8075 | GGT
48513 | LPE_GT3_8080 | GGT
48514 | LPE_GT4_8085 | GGT
48520 | BSF_GT1_8070 | Cogen
48520 | BSF_GT1_8070 | Cogen
48521 | BVE_GT1_GT1 | CC
48522 | BVE_GT2_5035 | CC
48523 | BVE_ST1_GN1 | CC
48531 | BYU_GT1_8075 | Cogen
48532 | BYU_GT2_8055 | Cogen
48533 | BYU_GT3_8060 | Cogen
48534 | BYU_GT4_8065 | Cogen
48551 | CAL_GT1_8045 | Cogen
48552 | CAL_ST1_8000 | Cogen
48561 | CTL_GT2_8130 | Cogen
48562 | CTL_GT3_8135 | Cogen
48563 | CTL_GT4_8140 | Cogen
48564 | CTL_GN1_8145 | Cogen
48565 | CTL_GN2_8155 | Cogen
48581 | CBY_GN1_1 | GSC
48582 | CBY_GN2_2 | GSC
48583 | CBY_GT4_1 | GSC
48584 | CBY_GT4_2 | CC
48585 | CBY_ST4_1 | CC
48591 | CHE_GT2_5030 | Cogen
48593 | CHE_GT1_8015 | Cogen
48594 | CHE_GN4_8025 | Cogen
48595 | BTE_GT2_8075 | CC
48596 | BTE_GT3_8045 | CC
48597 | BTE_GT4_8055 | CC
48598 | BTE_ST1_8070 | CC
48611 | DIB_GT1_8080 | Cogen
48612 | DIB_GT2_8075 | Cogen
48613 | DIB_ST1_8085 | Cogen
48614 | DIB_GT3_8090 | Cogen
48641 | DPEC_GT15040 | CC
48642 | DPEC_GT25025 | CC
48643 | DPEC_GT35010 | CC
48644 | DPEC_GT45070 | CC
48645 | DPEC_ST55065 | CC
48651 | EP_1_2 | Cogen
48651 | EP_1_2 | Cogen
48671 | FTR_GT1_5105 | CC
48672 | FTR_GT2_5110 | CC
48673 | FTR_GT3_5085 | CC
48674 | FTR_CN4_5095 | CC
48690 | GBY_GN5_5 | GSC
48691 | GBY_73741085 | GGT
48691 | GBY_73741085 | GGT
48692 | GBY_81821075 | GGT
48692 | GBY_81821075 | GGT
48693 | GBY_83841065 | GGT
48693 | GBY_83841065 | GGT
48721 | LEG_1___1 | LIGCO
48722 | LEG_2___2 | LIGCO
48730 | MNS_GT | Cogen
48731 | CBE_GT1 | CC
48732 | CBE_GT2 | CC
48733 | CBE_ST12 | CC
48734 | CBE_GT3 | CC
48735 | CBE_GT4 | CC
48736 | CBE_ST34 | CC
48740 | PSG_GN2_8050 | Cogen
48741 | PSG_GT2_8040 | Cogen
48742 | PSG_GT3_8060 | Cogen
48761 | PR_GT1__9040 | Cogen
48772 | PHR_GN2_2 | GSC
48791 | PSA_GT1_8160 | Cogen
48792 | PSA_GT2_8155 | Cogen
48793 | PSA_GT3_8150 | Cogen
48794 | PSA_GT4_8145 | Cogen
48795 | PSA_GT5_8140 | Cogen
48796 | PSA_GN1_8165 | Cogen
48797 | PSA_GT6_8135 | Cogen
48811 | CVC_GT3_5045 | Cogen
48812 | CVC_GT2_5020 | Cogen
48813 | CVC_GT1_5035 | Cogen
48814 | CVC_ST5_5040 | Cogen
48815 | CVC_GT4_8005 | Cogen
48820 | SHELLG1_3015 | Cogen
48821 | SHELLG2 | Cogen
48822 | SHELLG3_3020 | Cogen
48822 | SHELLG3_3020 | Cogen
48841 | SJS_GT1_GT1 | Cogen
48842 | SJS_GT2_GT2 | Cogen
48845 | SOL_GT1 | Solar
48851 | SRB_GN1_1 | GST
48852 | SRB_GN2_2 | GST
48853 | SRB_GN3_3 | GST
48854 | SRB_GN4_4 | GST
48855 | SRB_GT211035 | GGT
48855 | SRB_GT211035 | GGT
48873 | THW_ST3_ST_3 | CC
48874 | THW_ST4_ST_4 | CC
48875 | THW_3132 | CC
48875 | THW_3132 | CC
48877 | THW_3334 | CC
48877 | THW_3334 | CC
48879 | THW_4142 | CC
48879 | THW_4142 | CC
48881 | THW_4344 | CC
48881 | THW_4344 | CC
48883 | THW_GT1_GT_1 | GGT
48885 | THW_5152 | GGT
48885 | THW_5152 | GGT
48886 | THW_5354 | GGT
48886 | THW_5354 | GGT
48887 | THW_5556 | GGT
48887 | THW_5556 | GGT
48911 | TGF_GT1_8000 | Cogen
48921 | WAP_GN1_1 | GST
48922 | WAP_GN2_2 | GST
48923 | WAP_GN3_3 | GST
48924 | WAP_GN4_4 | GSC
48925 | WAP_GN5_5 | LIGCO
48926 | WAP_GN6_6 | LIGCO
48927 | WAP_GN7_7 | LIGCO
48928 | WAP_GN8_8 | LIGCO
48929 | WAPGT21_GT1 | GGT
48940 | WARVUE_GT1 | Cogen
49803 | EXN_15GT | Cogen
49804 | EXN_16GT | Cogen
49805 | EXN_17GT | Cogen
49826 | EXN938GT | Cogen
49828 | EXN941GT | Cogen
49829 | EXN942GT | Cogen
49830 | EXN943GT | Cogen
49831 | EXN944GT | Cogen
49832 | EXN945GT | Cogen
49837 | EXN_GT | Cogen
49838 | EXN_14GT | Cogen
49851 | DOW17000 | Cogen
49858 | DOW38100 | Cogen
49859 | DOW38200 | Cogen
49860 | DOW38300 | Cogen
49862 | DOW39100 | Cogen
49863 | DOW39200 | Cogen
49865 | DOW41000 | Cogen
49866 | DOW42000 | Cogen
49869 | DOW49000 | Cogen
49870 | DOW61000 | Cogen
49871 | DOW62000 | Cogen
49872 | DOW63000 | Cogen
49873 | DOW64000 | Cogen
49876 | DOW65000 | Cogen
49877 | DOW66000 | Cogen
49878 | DOW67000 | Cogen
49882 | DOW81000 | Cogen
49884 | DOW82000 | Cogen
49885 | DOW83000 | Cogen
49886 | DOW84000 | Cogen
58909 | PEARSALLSCG1 | Diesel
58909 | PEARSALLSCG1 | Diesel
58909 | PEARSALLSCG1 | Diesel
58909 | PEARSALLSCG1 | Diesel
58909 | PEARSALLSCG1 | Diesel
58909 | PEARSALLSCG1 | Diesel
58919 | PEARSALLSCG2 | Diesel
58919 | PEARSALLSCG2 | Diesel
58919 | PEARSALLSCG2 | Diesel
58919 | PEARSALLSCG2 | Diesel
58919 | PEARSALLSCG2 | Diesel
58919 | PEARSALLSCG2 | Diesel
58929 | PEARSALLSCG3 | Diesel
58929 | PEARSALLSCG3 | Diesel
58929 | PEARSALLSCG3 | Diesel
58929 | PEARSALLSCG3 | Diesel
58929 | PEARSALLSCG3 | Diesel
58929 | PEARSALLSCG3 | Diesel
58949 | PEARSALLSCG4 | Diesel
58949 | PEARSALLSCG4 | Diesel
58949 | PEARSALLSCG4 | Diesel
58949 | PEARSALLSCG4 | Diesel
58949 | PEARSALLSCG4 | Diesel
58949 | PEARSALLSCG4 | Diesel
60000 | DSKY2 | Wind
60003 | KING_NE1A | Wind
60005 | KING_SE1A | Wind
60007 | KING_SW1A | Wind
60016 | WOODWRD11A | Wind
60017 | ORNNWP1 | Wind
60018 | DSKY1 | Wind
60019 | KING_NW1A | Wind
60057 | CALLAHAN1A | Wind
60058 | BUFF_GAP1A | Wind
60060 | CIRELLO | Wind
60063 | BUFF_GAP1B | Wind
60066 | H_HOLLOW1A | Wind
60068 | HHOLLOW21A | Wind
60070 | HHOLLOW31A | Wind
60072 | HHOLLOW41A | Wind
60081 | WHRLWIND1A | Wind
60201 | RIO DRCS | AVR
60202 | FRNDDRCS | AVR
71051 | L_BITTCR1_1N | Wind
71054 | L_SWEETW1_1N | Wind
71057 | L_SWEETW1_2N | Wind
71059 | L_SWEETW1_3N | Wind
71060 | L_SWEETW1_4N | Wind
71061 | L_SWEETW1_5N | Wind
76031 | L_GASCCR1_1N | Wind
76091 | L_DIVIDE1_1N | Wind
76095 | L_CAPRSI1_1N | Wind
76096 | L_CAPRSI1_2N | Wind
76097 | L_CAPRGE1_1N | Wind
80003 | MILHWYS | AVR
80012 | LAR | DCTie
80051 | FOR #8 | Cogen
80052 | FOR #9 | Cogen
80053 | FOR #10 | Cogen
80080 | GWINDT11A | Wind
80080 | GWINDT11A | Wind
80080 | GWINDT11A | Wind
80080 | GWINDT11A | Wind
80081 | GWINDT21A | Wind
80081 | GWINDT21A | Wind
80081 | GWINDT21A | Wind
80081 | GWINDT21A | Wind
80137 | CSDR89 | DCTie
80137 | CSDR89 | DCTie
80138 | CSDR7 | DCTie
80139 | CSDR56 | DCTie
80139 | CSDR56 | DCTie
80140 | CSDR11 | DCTie
80180 | PNSCALT11A | Wind
80180 | PNSCALT11A | Wind
80181 | PNSCALT21A | Wind
80181 | PNSCALT21A | Wind
80223 | REYSHR G | Cogen
80224 | VISTRONG1 | Cogen
80225 | VISTRONG2 | Cogen
80226 | ALCOA G | Cogen
80227 | AIRCO G | Cogen
80263 | B_DAVIS31A | CC
80264 | B_DAVIS41A | CC
80265 | LARECU40A | GGT
80266 | LARECU50A | GGT
86104 | CID-138 | DCTie
86105 | CID-230 | DCTie
86106 | CUF-230 | DCTie
86107 | CUF-138 | DCTie
88198 | BEEVILLE | AVR
88253 | HAMILTON | BLT
88299 | ZAPATA | BLT
88508 | FALFURRI | AVR