## Set up
Step 1 | Go to the Zones worksheet in this workbook. Make sure that the source and sink zones are set correctly and the "1"s and "-1"s are correct |  | Summary of Key Data points | Value
File Description:
Step 2 | Open Dennis' file that needs to have the data transferred, same file that is listed in cell K27 |  | Number of units | 0
|  |  | Dec PTDF cutoff point | 0
Step 3 | Copy columns J:X from an old Dennis' Sheet to the new sheet (if first round of a new alaysis) |  | Dec PTDF cutoff unit | Name of Bus
|  |  | Dec 10% unit | Name of Bus
Step 4 | Mark the contingencies and monitored element set by a "y" in column K of Dennis' sheet, if there are a match on the filename use something to make unique |  | Dec max cumltv zone impact - cumltv zone share | 0
|  |  | Dec max cumltv zone impact - cumltv zone share pt | 0
Step 5 | Enter Dennis' file name into cell K27 |  | Dec max cumltv zone impact - cumltv zone share unit | 0
|  |  | West Zonal weighted AWGSF | 0.25333
Step 6 | click the step one button |  | North Zonal weighted AWGSF | -0.022004
|  |  | Inc PTDF cutoff point | 0
Step 7 | Enter the line ratings in Dennis' workbook, the Input worksheet, in the cells |  | Inc PTDF cutoff unit | Name of Bus
| X6:X30, or to the end of the selected list. |  | Inc 10% unit | Name of Bus
|  |  | Inc max cumltv zone impact - cumltv zone share | 0
Step 8 | Check to see that the number of generators in Dennis' file matches the length |  | Inc max cumltv zone impact - cumltv zone share pt | 0
| of the formulas in columns L:V (Distributed Slack - Dec) have been copied through to the apporpriate number of rows |  | Inc max cumltv zone impact - cumltv zone share unit | 0
| If Dennis' sheet data is less than this file then clear any old unit data in columns A:K of this workbook to match the correct leng |  | West Zonal weighted AWGSF | 0.25333
| It is only necessary to match the Distributed Slack - Dec worksheet. |  | North Zonal weighted AWGSF | -0.022004
|  |  | Min of zone correlation | 0.045634
Step 9 | Click the step 2 button |  | Bounary gen in North Zone | 0
| The last file saved will still be open, yopu will need to close this file. |  | Bounary gen in soucre zone as % of line | 0%
| This sheet willno longer be open. |  | Bounary gen in West Zone | 0
|  |  | Bounary gen in soucre zone as % of line | 0
|  |  | OL element line rating | 1072
|  |  | West Zonal weighted AWGSF | 0.25404
|  | WN_043009automation.xls | North Zonal weighted AWGSF | -0.022635
Copy Dennis' data step 1
Copy Dennis' Data Step 2

## Distributed Slack - Dec
Number of Bus | Name of Bus | ID | Area Name of Gen | AGC | P Sensitivity of Bus | Gen MW | Min MW | Max MW | V Sensitivity of Bus | Set Volt | Tech Type | Zone Impact | Zone Correlation | Inc Max | Dec Max | Souce S.F. Weighting | Souce Capacity | Sink S.F. Weighting | Sink Capacity | PTDF Calc | PTDF Weighting | Cumulative Concentrated Capacity | Cumulative Concentrated Impact
6100 | OKLA7A | EQ | West | YES | 0.48418 | 50 | -220 | 220 | 0 | 1.035 | DCTie | 1 | 0.50619 | 0 | 0 | 0 | 0 |  |  | 0.50619 | 0 | 0 | 0
6752 | OKLA0A | 1 | West | YES | 0.48418 | 649.7 | 175 | 649.7 | 0 | 1.035 | LIGCO | 1 | 0.50619 | 0 | 649.7 | 314.575 | 649.7 |  |  | 0.50619 | 328.8708 | 649.7 | 328.8708
60058 | BUFF_GAP1A | 1 | West | YES | 0.43993 | 24 | 0 | 120 |  | 1 | Wind | 1 | 0.46193 | 0 | 120 | 52.7917 | 120 |  |  | 0.46193 | 55.4322 | 769.7 | 384.303
60060 | CIRELLO | 1 | West | YES | 0.43993 | 46.6 | 0 | 233 | 0 | 1 | Wind | 1 | 0.46193 | 0 | 233 | 102.5039 | 233 |  |  | 0.46193 | 107.6308 | 1002.7 | 491.9338 | Weighted Shift Factors
60063 | BUFF_GAP1B | 1 | West | YES | 0.43993 | 34 | 0 | 170.2 | 0 | 1.02 | Wind | 1 | 0.46193 | 0 | 170.2 | 74.8763 | 170.2 |  |  | 0.46193 | 78.6213 | 1172.9 | 570.5551 | West | 0.25333
60066 | H_HOLLOW1A | 1 | West | YES | 0.43993 | 44.4 | 0 | 222 | 0 | 1.005 | Wind | 1 | 0.46193 | 0 | 222 | 97.6647 | 222 |  |  | 0.46193 | 102.5495 | 1394.9 | 673.1046 | North | -0.022004
60068 | HHOLLOW21A | 1 | West | YES | 0.43993 | 36.8 | 0 | 184 | 0 | 1.025 | Wind | 1 | 0.46193 | 0 | 184 | 80.9473 | 184 |  |  | 0.46193 | 84.996 | 1578.9 | 758.1006 |  | 0.27534
60070 | HHOLLOW31A | 1 | West | YES | 0.43993 | 44.8 | 0 | 224 | 0 | 1.025 | Wind | 1 | 0.46193 | 0 | 224 | 98.5445 | 224 |  |  | 0.46193 | 103.4734 | 1802.9 | 861.5739
60072 | HHOLLOW41A | 1 | West | YES | 0.43993 | 23 | 0 | 115 | 0 | 1.025 | Wind | 1 | 0.46193 | 0 | 115 | 50.5921 | 115 |  |  | 0.46193 | 53.1225 | 1917.9 | 914.6964 | Line Cap | 1072
71051 | L_BITTCR1_1N | W1 | West | YES | 0.36139 | 7.5 | 0 | 37.5 |  | 1.02 | Wind | 1 | 0.3834 | 0 | 37.5 | 13.5523 | 37.5 |  |  | 0.3834 | 14.3774 | 1955.4 | 929.0738 | Conc Gen | 2197.9
71054 | L_SWEETW1_1N | W1 | West | YES | 0.36139 | 21.5 | 0 | 107.5 |  | 1.02 | Wind | 1 | 0.3834 | 0 | 107.5 | 38.8499 | 107.5 |  |  | 0.3834 | 41.2153 | 2062.9 | 970.2891 | Weighted Imp. | 1022.0478
71057 | L_SWEETW1_2N | W1 | West | YES | 0.36139 | 27 | 0 | 135 |  | 1.02 | Wind | 1 | 0.3834 | 0 | 135 | 48.7882 | 135 |  |  | 0.3834 | 51.7587 | 2197.9 | 1022.0478 | PTDF | 0.46501
71059 | L_SWEETW1_3N | W1 | West | YES | 0.36139 | 23.8 | 0 | 119 | 0 | 1.02 | Wind | 1 | 0.3834 | 0 | 119 | 43.0059 | 119 |  |  | 0.3834 | 45.6243
71060 | L_SWEETW1_4N | W1 | West | YES | 0.36139 | 21 | 0 | 105 | 0 | 1.02 | Wind | 1 | 0.3834 | 0 | 105 | 37.9464 | 105 |  |  | 0.3834 | 40.2568 |  |  | Concentration | 1.6889
60057 | CALLAHAN1A | 1 | West | YES | 0.32395 | 22.8 | 0 | 114 | 0 | 1.04 | Wind | 1 | 0.34596 | 0 | 114 | 36.9309 | 114 |  |  | 0.34596 | 39.4393
6407 | TURKTRAK1A | 1 | West | YES | 0.29033 | 33.9 | 0 | 169.5 | 0 | 1.025 | Wind | 1 | 0.31234 | 0 | 169.5 | 49.2114 | 169.5 |  |  | 0.31234 | 52.9411 |  |  |  | Pass
60052 | WILDHRS11A | 1 | West | YES | 0.28861 | 25.3 | 0 | 126.5 | 0 | 1.005 | #N/A | 1 | 0.31061 | 126.5 | 126.5 | 36.5089 | 126.5 |  |  | 0.31061 | 39.2924
60053 | WILDHRS21A | 1 | West | YES | 0.28861 | 7.8 | 0 | 39 | 0 | 1.025 | #N/A | 1 | 0.31061 | 39 | 39 | 11.2557 | 39 |  |  | 0.31061 | 12.1139
60081 | WHRLWIND1A | 1 | West | YES | 0.27138 | 12 | 0 | 60 | 0 | 1.03 | Wind | 1 | 0.29339 | 0 | 60 | 16.283 | 60 |  |  | 0.29339 | 17.6033
1343 | TRENTIPP_8 | 1 | West | YES | 0.26958 | 30 | 0 | 150 |  | 1.014 | Wind | 1 | 0.29158 | 0 | 150 | 40.4372 | 150 |  |  | 0.29158 | 43.7377
1354 | AEPWIND_8 | 1 | West | YES | 0.26958 | 20.2 | 0 | 101 |  | 1 | Wind | 1 | 0.29158 | 0 | 101 | 27.2277 | 101 |  |  | 0.29158 | 29.4501
6144 | MCADOO1A | 1 | West | YES | 0.23768 | 15 | 0 | 150 | 0 | 1.025 | Wind | 1 | 0.25968 | 0 | 150 | 35.6519 | 150 |  |  | 0.25968 | 38.9524
76091 | L_DIVIDE1_1N | W1 | West | YES | 0.23114 | 110 | 0 | 550 |  | 1.02 | Wind | 1 | 0.25314 | 0 | 550 | 127.1275 | 550 |  |  | 0.25314 | 139.2296
76031 | L_GASCCR1_1N | W1 | West | YES | 0.22563 | 30 | 0 | 150 | 0 | 1.02 | Wind | 1 | 0.24763 | 0 | 150 | 33.8439 | 150 |  |  | 0.24763 | 37.1445
36998 | RDCNYNG1 | 1 | West | YES | 0.21874 | 16.8 | 0 | 84 |  | 1.01 | Wind | 1 | 0.24074 | 0 | 84 | 18.3738 | 84 |  |  | 0.24074 | 20.2221
1349 | WESTXWIN_1G | 1 | West | YES | 0.21594 | 1.3 | 0 | 6.6 |  | 1.014 | Wind | 1 | 0.23795 | 0 | 6.6 | 1.4252 | 6.6 |  |  | 0.23795 | 1.5704
1350 | NWPWRG1_1G | 1 | West | YES | 0.21594 | 6.9 | 1 | 34.3 |  | 1.014 | Wind | 1 | 0.23795 | 0 | 34.3 | 7.4068 | 34.3 |  |  | 0.23795 | 8.1615
1061 | CIELOGEN_1G | 1 | West | YES | 0.21442 | 19.8 | 0 | 99 |  | 1 | Wind | 1 | 0.23642 | 0 | 99 | 21.2273 | 99 |  |  | 0.23642 | 23.4057
1062 | CIELOGEN_2G | 1 | West | YES | 0.21442 | 12.2 | 0 | 61 |  | 1 | Wind | 1 | 0.23642 | 0 | 61 | 13.0794 | 61 |  |  | 0.23642 | 14.4217
1069 | KINDERMG_1G | 1 | West | YES | 0.21442 | 25 | 5 | 25 | 0 | 1.017 | Cogen | 1 | 0.23642 | 0 | 0 | 0 | 0 |  |  | 0.23642 | 0
1070 | KINDERMG_2G | 1 | West | YES | 0.21442 | 45.7 | 12 | 45.7 | 0 | 1.017 | Cogen | 1 | 0.23642 | 0 | 0 | 0 | 0 |  |  | 0.23642 | 0
1071 | KINDERMG_3G | 1 | West | YES | 0.21442 | 45.7 | 12 | 45.7 | 0 | 1.017 | Cogen | 1 | 0.23642 | 0 | 0 | 0 | 0 |  |  | 0.23642 | 0
1068 | SCURRYCW_1G | 1 | West | YES | 0.2143 | 28.2 | 1.3 | 141 |  | 1.01 | Wind | 1 | 0.2363 | 0 | 141 | 30.216 | 141 |  |  | 0.2363 | 33.3185
1073 | SCURRYCW_2G | 2 | West | YES | 0.2143 | 24 | 0 | 120 | 0 | 1.017 | Wind | 1 | 0.2363 | 0 | 120 | 25.7158 | 120 |  |  | 0.2363 | 28.3562
6637 | SNYDERW1A | 1 | West | YES | 0.2139 | 12.6 | 0 | 63 | 0 | 1.025 | Wind | 1 | 0.2359 | 0 | 63 | 13.4758 | 63 |  |  | 0.2359 | 14.862
1301 | BULLCREK_8 | 1 | West | YES | 0.2117 | 36 | 0 | 180 | 0 | 1.017 | #N/A | 1 | 0.2337 | 180 | 180 | 38.1056 | 180 |  |  | 0.2337 | 42.0663
1320 | BSP 1 | 1 | West | YES | 0.21079 | 25.5 | 2.9 | 25.8 | 0 | 1 | Cogen | 1 | 0.23279 | 0 | 0 | 0 | 0 |  |  | 0.23279 | 0
1302 | COYOTEWG_8 | 1 | West | YES | 0.21008 | 45 | 0 | 225 |  | 1.01 | #N/A | 1 | 0.23209 | 225 | 225 | 47.2685 | 225 |  |  | 0.23209 | 52.2193
1360 | GUNSIGHT_8 | 1 | West | YES | 0.20946 | 24 | 0 | 120 | 0 | 1.01 | Wind | 1 | 0.23147 | 0 | 120 | 25.1356 | 120 |  |  | 0.23147 | 27.776
1327 | WILDHRSE_1G | 1 | West | YES | 0.20889 | 24 | 0 | 120 |  | 1 | Wind | 1 | 0.23089 | 0 | 120 | 25.0667 | 120 |  |  | 0.23089 | 27.7071
1170 | AIRLAMESA_1G | 1 | West | YES | 0.20783 | 0 | 0 | 180 |  | 1 | #N/A | 1 | 0.22983 | 180 | 180 | 37.4092 | 180 |  |  | 0.22983 | 41.3699
60202 | FRNDDRCS | F | West | YES | 0.20713 | 0 | 0 | 0 | 0 | 0.9985 | AVR | 1 | 0.22913 | 0 | 0 | 0 | 0 |  |  | 0.22913 | 0
1037 | MORGAN5G_5G | 5 | West | YES | 0.20632 | 109.6 | 40 | 137 | 0 | 1.029 | GST | 1 | 0.22832 | 137 | 137 | 28.266 | 137 |  |  | 0.22832 | 31.2805
1039 | MRGNAG_1G | A | West | YES | 0.20632 | 69 | 69 | 69 | 0 | 1.029 | GGT | 1 | 0.22832 | 69 | 69 | 14.2361 | 69 |  |  | 0.22832 | 15.7544
1040 | MRGNBG_2G | B | West | YES | 0.20632 | 70 | 70 | 71 | 0 | 1.029 | GGT | 1 | 0.22832 | 71 | 71 | 14.6488 | 71 |  |  | 0.22832 | 16.2111
1041 | MRGNCG_3G | C | West | YES | 0.20632 | 69 | 69 | 70 | 0 | 1.029 | GGT | 1 | 0.22832 | 70 | 70 | 14.4425 | 70 |  |  | 0.22832 | 15.9827
1042 | MRGNDG_4G | D | West | YES | 0.20632 | 68 | 68 | 68 | 0 | 1.029 | GGT | 1 | 0.22832 | 68 | 68 | 14.0298 | 68 |  |  | 0.22832 | 15.5261
1043 | MRGNEG_5G | E | West | YES | 0.20632 | 68 | 68 | 70 | 0 | 1.029 | GGT | 1 | 0.22832 | 70 | 70 | 14.4425 | 70 |  |  | 0.22832 | 15.9827
1044 | MRGNFG_6G | F | West | YES | 0.20632 | 66 | 66 | 66 | 0 | 1.029 | GGT | 1 | 0.22832 | 66 | 66 | 13.6172 | 66 |  |  | 0.22832 | 15.0694
6016 | SWMESA | 1 | West | YES | 0.20574 | 18.8 | 0 | 75 |  | 1.03 | Wind | 1 | 0.22775 | 0 | 75 | 15.4308 | 75 |  |  | 0.22775 | 17.0811
60003 | KING_NE1A | 1 | West | YES | 0.20574 | 20 | 0 | 80 |  | 1.03 | Wind | 1 | 0.22775 | 0 | 80 | 16.4595 | 80 |  |  | 0.22775 | 18.2198
60005 | KING_SE1A | 1 | West | YES | 0.20574 | 10 | 0 | 40 |  | 1.035 | Wind | 1 | 0.22775 | 0 | 40 | 8.2298 | 40 |  |  | 0.22775 | 9.1099
60000 | DSKY2 | 1 | West | YES | 0.20566 | 19.1 | 0 | 76.5 |  | 1.039 | Wind | 1 | 0.22766 | 0 | 76.5 | 15.7329 | 76.5 |  |  | 0.22766 | 17.4162
60018 | DSKY1 | 1 | West | YES | 0.20548 | 21 | 0 | 84 | 0 | 1.023 | Wind | 1 | 0.22748 | 0 | 84 | 17.2602 | 84 |  |  | 0.22748 | 19.1085
60017 | ORNNWP1 | 1 | West | YES | 0.20546 | 20 | 0 | 80 |  | 1.027 | Wind | 1 | 0.22747 | 0 | 80 | 16.437 | 80 |  |  | 0.22747 | 18.1973
38437 | TNSRBNMESA9 | 1 | West | YES | 0.20541 | 37.5 | 0 | 150 |  | 1.02 | Wind | 1 | 0.22741 | 0 | 150 | 30.8107 | 150 |  |  | 0.22741 | 34.1113
38332 | TNWDWRDU2_8 | 1 | West | YES | 0.20538 | 20 | 0 | 80 | 0 | 1.0232 | Wind | 1 | 0.22738 | 0 | 80 | 16.4302 | 80 |  |  | 0.22738 | 18.1905
60016 | WOODWRD11A | 1 | West | YES | 0.20537 | 20 | 0 | 80 |  | 1.033 | Wind | 1 | 0.22737 | 0 | 80 | 16.4294 | 80 |  |  | 0.22737 | 18.1897
60201 | RIO DRCS | F | West | YES | 0.20534 | 0 | 0 | 0 | 0 | 1.025 | AVR | 1 | 0.22734 | 0 | 0 | 0 | 0 |  |  | 0.22734 | 0
60007 | KING_SW1A | 1 | West | YES | 0.20524 | 20 | 0 | 80 |  | 1.03 | Wind | 1 | 0.22725 | 0 | 80 | 16.4195 | 80 |  |  | 0.22725 | 18.1798
60019 | KING_NW1A | 1 | West | YES | 0.20524 | 20 | 0 | 80 |  | 1.03 | Wind | 1 | 0.22725 | 0 | 80 | 16.4195 | 80 |  |  | 0.22725 | 18.1798
1333 | MCDDONAL_8 | 1 | West | YES | 0.20472 | 42.8 | 0 | 214.2 |  | 1.01 | Wind | 1 | 0.22672 | 0 | 214.2 | 43.8504 | 214.2 |  |  | 0.22672 | 48.5636
1328 | OCOTILLO_1G | 1 | West | YES | 0.20446 | 11.6 | 0 | 58 |  | 1.01 | Wind | 1 | 0.22646 | 0 | 58 | 11.8584 | 58 |  |  | 0.22646 | 13.1347
1326 | STANTONW_8 | 1 | West | YES | 0.20418 | 20.1 | 0 | 100.5 |  | 1.01 | Wind | 1 | 0.22619 | 0 | 100.5 | 20.5203 | 100.5 |  |  | 0.22619 | 22.7317
1146 | NOTREES_1G | 1 | West | YES | 0.20171 | 29.8 | 0 | 149 | 0 | 1.017 | #N/A | 1 | 0.22371 | 149 | 149 | 30.0546 | 149 |  |  | 0.22371 | 33.3332
7038 | L_DELAWA1_1Y | 1 | West | YES | 0.20133 | 3.5 | 0 | 35 | 0 | 1 | Wind | 1 | 0.22334 | 0 | 35 | 7.0466 | 35 |  |  | 0.22334 | 7.8168
7038 | L_DELAWA1_1Y | 2 | West | YES | 0.20133 | 3 | 0 | 30 | 0 | 1 | Wind | 1 | 0.22334 | 0 | 30 | 6.04 | 30 |  |  | 0.22334 | 6.7001
1002 | PBCTAGE_1G | A | West | YES | 0.20117 | 64 | 64 | 66 | 0 | 1.036 | GGT | 1 | 0.22317 | 66 | 66 | 13.277 | 66 |  |  | 0.22317 | 14.7292
1003 | PBCTBGE_2G | B | West | YES | 0.20117 | 65 | 65 | 66 | 0 | 1.036 | GGT | 1 | 0.22317 | 66 | 66 | 13.277 | 66 |  |  | 0.22317 | 14.7292
1004 | PBCTCGE_3G | C | West | YES | 0.20117 | 62 | 62 | 67 | 0 | 1.036 | GGT | 1 | 0.22317 | 67 | 67 | 13.4781 | 67 |  |  | 0.22317 | 14.9524
1005 | PBCTDGE_4G | D | West | YES | 0.20117 | 65 | 65 | 68 | 0 | 1.036 | GGT | 1 | 0.22317 | 68 | 68 | 13.6793 | 68 |  |  | 0.22317 | 15.1755
1006 | PBCTEGE_5G | E | West | YES | 0.20117 | 65 | 65 | 67 | 0 | 1.036 | GGT | 1 | 0.22317 | 67 | 67 | 13.4781 | 67 |  |  | 0.22317 | 14.9524
1007 | PB5GEN_6G | 5 | West | YES | 0.20117 | 91.2 | 40 | 114 | 0 | 1.036 | GST | 1 | 0.22317 | 114 | 114 | 22.9329 | 114 |  |  | 0.22317 | 25.4413
1008 | PB6GEN_7G | 6 | West | YES | 0.20117 | 515 | 130 | 515 | 0 | 1.036 | GST | 1 | 0.22317 | 515 | 515 | 103.6005 | 515 |  |  | 0.22317 | 114.9324
11020 | TIEHVSG_1G | 1 | West | YES | 0.19956 | 208.2 | 63 | 208.2 | 0 | 1.012 | CC | 1 | 0.22156 | 208.2 | 208.2 | 41.5478 | 208.2 |  |  | 0.22156 | 46.1289
11021 | TIEHVCG_1G | 1 | West | YES | 0.19956 | 142.1 | 103 | 142.1 | 0 | 1.012 | CC | 1 | 0.22156 | 142.1 | 142.1 | 28.357 | 142.1 |  |  | 0.22156 | 31.4838
11022 | TIEHVCG_2G | 1 | West | YES | 0.19956 | 132.4 | 103 | 132.4 | 0 | 1.012 | CC | 1 | 0.22156 | 132.4 | 132.4 | 26.4213 | 132.4 |  |  | 0.22156 | 29.3346
11023 | TIEHVCG_3G | 1 | West | YES | 0.19956 | 137.4 | 103 | 137.4 | 0 | 1.012 | CC | 1 | 0.22156 | 137.4 | 137.4 | 27.4191 | 137.4 |  |  | 0.22156 | 30.4424
11024 | TIEHVCG_4G | 1 | West | YES | 0.19956 | 147 | 103 | 147 | 0 | 1.012 | CC | 1 | 0.22156 | 147 | 147 | 29.3349 | 147 |  |  | 0.22156 | 32.5694
11025 | TIEHVSG_2G | 1 | West | YES | 0.19956 | 213.2 | 63 | 213.2 | 0 | 1.012 | CC | 1 | 0.22156 | 213.2 | 213.2 | 42.5456 | 213.2 |  |  | 0.22156 | 47.2367
11001 | NAV1CT | 1 | West | YES | 0.19954 | 70.4 | 18 | 70.4 | 0 | 1.029 | CC | 1 | 0.22154 | 70.4 | 70.4 | 14.0473 | 70.4 |  |  | 0.22154 | 15.5964
11009 | NAV2CT | 1 | West | YES | 0.19954 | 71.4 | 18 | 71.4 | 0 | 1.029 | CC | 1 | 0.22154 | 71.4 | 71.4 | 14.2469 | 71.4 |  |  | 0.22154 | 15.8179
11011 | NAV3ST | 1 | West | YES | 0.19954 | 92.8 | 40 | 92.8 | 0 | 1.029 | CC | 1 | 0.22154 | 92.8 | 92.8 | 18.5169 | 92.8 |  |  | 0.22154 | 20.5589
11012 | NAV4CT | 1 | West | YES | 0.19954 | 80 | 18 | 80 | 0 | 1.029 | CC | 1 | 0.22154 | 80 | 80 | 15.9629 | 80 |  |  | 0.22154 | 17.7232
11013 | NAV5CT | 1 | West | YES | 0.19954 | 80 | 18 | 80 | 0 | 1.029 | CC | 1 | 0.22154 | 80 | 80 | 15.9629 | 80 |  |  | 0.22154 | 17.7232
11014 | NAV6ST | 1 | West | YES | 0.19954 | 115 | 40 | 115 | 0 | 1.029 | CC | 1 | 0.22154 | 115 | 115 | 22.9466 | 115 |  |  | 0.22154 | 25.4771
1045 | CALENG1G_1G | 1 | West | YES | 0.19826 | 73.4 | 27 | 73.4 | 0 | 1.014 | Cogen | 1 | 0.22027 | 0 | 0 | 0 | 0 |  |  | 0.22027 | 0
1046 | CALENG2G_2G | 2 | West | YES | 0.19826 | 73.4 | 27 | 73.4 | 0 | 1.014 | Cogen | 1 | 0.22027 | 0 | 0 | 0 | 0 |  |  | 0.22027 | 0
1047 | CALENG3G_3G | 3 | West | YES | 0.19826 | 70.4 | 27 | 70.4 | 0 | 1.014 | Cogen | 1 | 0.22027 | 0 | 0 | 0 | 0 |  |  | 0.22027 | 0
1058 | LONGSHORE_5 | 1 | West | YES | 0.19779 | 30 | 0 | 150 |  | 1.01 | Wind | 1 | 0.2198 | 0 | 150 | 29.6691 | 150 |  |  | 0.2198 | 32.9697
1058 | LONGSHORE_5 | 2 | West | YES | 0.19779 | 44 | 0 | 220 |  | 1.01 | Wind | 1 | 0.2198 | 0 | 220 | 43.5147 | 220 |  |  | 0.2198 | 48.3555
1058 | LONGSHORE_5 | 3 | West | YES | 0.19779 | 23.4 | 0 | 117 |  | 1.01 | Wind | 1 | 0.2198 | 0 | 117 | 23.1419 | 117 |  |  | 0.2198 | 25.7163
1049 | ROSCOEWI_5 | 1 | West | YES | 0.16012 | 41.8 | 0 | 209 |  | 1.01 | #N/A | 1 | 0.18212 | 209 | 209 | 33.4645 | 209 |  |  | 0.18212 | 38.0632
1057 | ROSCOEWI_5 | 2 | West | YES | 0.16012 | 25.3 | 0 | 126.5 |  | 1.01 | #N/A | 1 | 0.18212 | 126.5 | 126.5 | 20.2548 | 126.5 |  |  | 0.18212 | 23.0383
1060 | ROSCOEWI_5 | 3 | West | YES | 0.16012 | 39.4 | 0 | 197 | 0 | 1.01 | #N/A | 1 | 0.18212 | 197 | 197 | 31.543 | 197 |  |  | 0.18212 | 35.8778
1072 | ROSCOEWI_5 | 4 | West | YES | 0.16012 | 63.6 | 0 | 318 | 0 | 1.01 | #N/A | 1 | 0.18212 | 318 | 318 | 50.9172 | 318 |  |  | 0.18212 | 57.9144
1416 | SWETWATR_1G | 1 | West | YES | 0.023131 | 30 | 18 | 30 | 0 | 1.026 | CC | 1 | 0.045135 | 30 | 30 | 0.69393 | 30 |  |  | 0.045135 | 1.354
1417 | SWETWATR_2G | 2 | West | YES | 0.023131 | 72 | 36 | 72 | 0 | 1.026 | CC | 1 | 0.045135 | 72 | 72 | 1.6654 | 72 |  |  | 0.045135 | 3.2497
1418 | SWETWATR_3G | 3 | West | YES | 0.023131 | 68 | 36 | 68 | 0 | 1.026 | CC | 1 | 0.045135 | 68 | 68 | 1.5729 | 68 |  |  | 0.045135 | 3.0692
1419 | SWETWATR_4G | 4 | West | YES | 0.023131 | 61 | 36 | 61 | 0 | 1.026 | CC | 1 | 0.045135 | 61 | 61 | 1.411 | 61 |  |  | 0.045135 | 2.7532
8032 | AMISTADHYD1 | 1 | South | YES | 0.079958 | 33 | 13 | 33 | 0 | 1.0375 | Hydro | -1 | 0.17337 | 0 | 0 |  |  |  |  | -0.17337 | 0
8033 | AMISTADHYD2 | 2 | South | YES | 0.079958 | 25 | 13 | 25 | 0 | 1.0375 | Hydro | -1 | 0.17337 | 0 | 0 |  |  |  |  | -0.17337 | 0
88253 | HAMILTON | F | South | YES | 0.079958 | 0 | 0 | 0 | 0 | 1.04 | BLT | -1 | 0.17337 | 0 | 0 |  |  |  |  | -0.17337 | 0
8262 | ELPS | 1 | South | YES | 0.059035 | 6 | 6 | 6 | 0 | 1.15 | Hydro | -1 | 0.1943 | 0 | 0 |  |  |  |  | -0.1943 | 0
80010 | EPLVT1 | F | South | YES | 0.054169 | 0 | 0 | 0 |  | 1.0376 | #N/A | -1 | 0.19916 | 0 | 0 |  |  |  |  | -0.19916 | 0
1643 | SLSTR1PP_1G | 1 | North | YES | 0.04332 | 6 | 0 | 60 | 0 | 1.022 | Wind | -1 | 0.21001 | 0 | 60 |  |  | 0 | 0 | -0.21001 | 0
7026 | L_INKSDA1_1Y | 1 | South | YES | 0.020153 | 0 | 0 | 13.7 |  | 1 | Hydro | -1 | 0.23318 | 0 | 0 |  |  |  |  | -0.23318 | 0
7022 | L_BUCHAN1_1Y | 1 | South | YES | 0.015219 | 0 | 0 | 18 |  | 1 | Hydro | -1 | 0.23811 | 0 | 0 |  |  |  |  | -0.23811 | 0
7023 | L_BUCHAN1_2Y | 2 | South | YES | 0.015219 | 0 | 0 | 18 |  | 1 | Hydro | -1 | 0.23811 | 0 | 0 |  |  |  |  | -0.23811 | 0
7024 | L_BUCHAN1_3Y | 3 | South | YES | 0.015219 | 0 | 0 | 15 |  | 1 | Hydro | -1 | 0.23811 | 0 | 0 |  |  |  |  | -0.23811 | 0
7000 | L_FERGUS1_1Y | 1 | South | YES | 0.014907 | 400 | 65 | 423.3 | 0 | 1.015 | GSC | -1 | 0.23842 | 423.3 | 423.3 |  |  |  |  | -0.23842 | -100.9251
7035 | L_WIRTZ_1G1Y | 1 | South | YES | 0.014085 | 0 | 0 | 29 |  | 1 | Hydro | -1 | 0.23925 | 0 | 0 |  |  |  |  | -0.23925 | 0
7036 | L_WIRTZ_1G2Y | 2 | South | YES | 0.014085 | 23 | 0 | 29.8 |  | 1 | Hydro | -1 | 0.23925 | 0 | 0 |  |  |  |  | -0.23925 | 0
80265 | LARECU40A | 4 | South | YES | 0.013134 | 80 | 0 | 100 |  | 1.039 | GGT | -1 | 0.2402 | 100 | 100 |  |  |  |  | -0.2402 | -24.0198
80266 | LARECU50A | 5 | South | YES | 0.013134 | 80 | 0 | 100 |  | 1.039 | GGT | -1 | 0.2402 | 100 | 100 |  |  |  |  | -0.2402 | -24.0198
80012 | LAR | F | South | YES | 0.013132 | 0 | 0 | 0 | 0 | 1.04 | DCTie | -1 | 0.2402 | 0 | 0 |  |  |  |  | -0.2402 | 0
5890 | PEARSALLGEN1 | 1 | South | YES | 0.012854 | 19.2 | 6 | 24 | 0 | 1.0161 | GST | -1 | 0.24048 | 24 | 24 |  |  |  |  | -0.24048 | -5.7715
5891 | PEARSALLGEN2 | 1 | South | YES | 0.012854 | 19.4 | 6 | 24.3 | 0 | 1.0161 | GST | -1 | 0.24048 | 24.3 | 24.3 |  |  |  |  | -0.24048 | -5.8436
5892 | PEARSALLGEN3 | 1 | South | YES | 0.012854 | 19.1 | 6 | 23.9 | 0 | 1.0161 | GST | -1 | 0.24048 | 23.9 | 23.9 |  |  |  |  | -0.24048 | -5.7474
7028 | L_MARBFA1_1Y | 1 | South | YES | 0.011647 | 0 | 0 | 18 |  | 1 | Hydro | -1 | 0.24168 | 0 | 0 |  |  |  |  | -0.24168 | 0
7029 | L_MARBFA1_2Y | 2 | South | YES | 0.011647 | 0 | 0 | 18 |  | 1 | Hydro | -1 | 0.24168 | 0 | 0 |  |  |  |  | -0.24168 | 0
88299 | ZAPATA | F | South | YES | 0.009009 | 0 | 0 | 0 | 0 | 1.02 | BLT | -1 | 0.24432 | 0 | 0 |  |  |  |  | -0.24432 | 0
5728 | FALCONHYDRO2 | 2 | South | YES | 0.006168 | 12 | 0 | 12 | 0 | 1.0227 | Hydro | -1 | 0.24716 | 0 | 0 |  |  |  |  | -0.24716 | 0
5729 | FALCONHYDRO3 | 3 | South | YES | 0.006168 | 11 | 0 | 11 | 0 | 1.0227 | Hydro | -1 | 0.24716 | 0 | 0 |  |  |  |  | -0.24716 | 0
8048 | FALCONHYDRO1 | 1 | South | YES | 0.006168 | 12 | 0 | 12 | 0 | 1.0227 | Hydro | -1 | 0.24716 | 0 | 0 |  |  |  |  | -0.24716 | 0
88508 | FALFURRI | F | South | YES | 0.004524 | 0 | 0 | 0 | 0 | 1 | AVR | -1 | 0.24881 | 0 | 0 |  |  |  |  | -0.24881 | 0
7031 | L_MARSFO1G1Y | 1 | South | YES | 0.004254 | 0 | 0 | 36 |  | 1 | Hydro | -1 | 0.24908 | 0 | 0 |  |  |  |  | -0.24908 | 0
7032 | L_MARSFO1G2Y | 2 | South | YES | 0.004254 | 0 | 0 | 35 |  | 1 | Hydro | -1 | 0.24908 | 0 | 0 |  |  |  |  | -0.24908 | 0
7033 | L_MARSFO1G3Y | 3 | South | YES | 0.004254 | 0 | 0 | 36 |  | 1 | Hydro | -1 | 0.24908 | 0 | 0 |  |  |  |  | -0.24908 | 0
5264 | LEON_LCP3G3 | 3 | South | YES | 0.003971 | 0 | 20 | 58 |  | 1.0197 | GST | -1 | 0.24936 | 58 | 58 |  |  |  |  | -0.24936 | -14.4629
5265 | LEON_LCP4G4 | 4 | South | YES | 0.003971 | 71.2 | 25 | 89 | 0 | 1.0197 | GST | -1 | 0.24936 | 89 | 89 |  |  |  |  | -0.24936 | -22.1931
5266 | LEON_LCPCT1 | 1 | South | YES | 0.003971 | 44 | 24 | 44 | 0 | 1.0197 | GGT | -1 | 0.24936 | 44 | 44 |  |  |  |  | -0.24936 | -10.9719
5267 | LEON_LCPCT2 | 2 | South | YES | 0.003971 | 44 | 24 | 44 | 0 | 1.0197 | GGT | -1 | 0.24936 | 44 | 44 |  |  |  |  | -0.24936 | -10.9719
5268 | LEON_LCPCT3 | 3 | South | YES | 0.003971 | 43 | 24 | 43 | 0 | 1.0197 | GGT | -1 | 0.24936 | 43 | 43 |  |  |  |  | -0.24936 | -10.7225
5269 | LEON_LCPCT4 | 4 | South | YES | 0.003971 | 45 | 24 | 45 | 0 | 1.0197 | GGT | -1 | 0.24936 | 45 | 45 |  |  |  |  | -0.24936 | -11.2212
5028 | BRAUNIG_VHB3 | 3 | South | YES | 0.003495 | 407 | 60 | 407 | 0 | 1.0138 | GST | -1 | 0.24984 | 407 | 407 |  |  |  |  | -0.24984 | -101.6835
5026 | BRAUNIG_VHB1 | 1 | South | YES | 0.003334 | 215 | 40 | 215 | 0 | 1.0192 | GST | -1 | 0.25 | 215 | 215 |  |  |  |  | -0.25 | -53.7495
5027 | BRAUNIG_VHB2 | 2 | South | YES | 0.003334 | 172.8 | 40 | 216 | 0 | 1.0192 | GST | -1 | 0.25 | 216 | 216 |  |  |  |  | -0.25 | -53.9995
5031 | BRA_VHBCT1 | 1 | South | YES | 0.003334 | 44 | 24 | 44 | 0 | 1.0192 | #N/A | -1 | 0.25 | 44 | 44 |  |  |  |  | -0.25 | -10.9999
5032 | BRA_VHBCT2 | 2 | South | YES | 0.003334 | 44 | 24 | 44 | 0 | 1.0192 | #N/A | -1 | 0.25 | 44 | 44 |  |  |  |  | -0.25 | -10.9999
5033 | BRA_VHBCT3 | 3 | South | YES | 0.003334 | 43 | 24 | 43 | 0 | 1.0192 | #N/A | -1 | 0.25 | 43 | 43 |  |  |  |  | -0.25 | -10.7499
5034 | BRA_VHBCT4 | 4 | South | YES | 0.003334 | 45 | 24 | 45 | 0 | 1.0192 | #N/A | -1 | 0.25 | 45 | 45 |  |  |  |  | -0.25 | -11.2499
5396 | CALAVER_OWS1 | 1 | South | YES | 0.003332 | 418 | 80 | 418 | 0 | 1.0192 | GST | -1 | 0.25 | 418 | 418 |  |  |  |  | -0.25 | -104.4998
5397 | CALAVER_OWS2 | 2 | South | YES | 0.003332 | 400 | 80 | 400 | 0 | 1.0192 | GST | -1 | 0.25 | 400 | 400 |  |  |  |  | -0.25 | -99.9999
5111 | CALAVER_JTD1 | 1 | South | YES | 0.00325 | 430 | 80 | 430 | 0 | 1.0138 | LIGCO | -1 | 0.25008 | 0 | 430 |  |  |  |  | -0.25008 | 0
5112 | CALAVER_JTD2 | 2 | South | YES | 0.00325 | 430 | 80 | 430 | 0 | 1.0138 | LIGCO | -1 | 0.25008 | 0 | 430 |  |  |  |  | -0.25008 | 0
8933 | FGNTS001 | 1 | South | YES | 0.003199 | 146.5 | 0 | 146.5 | 0 | 1.03 | CC | -1 | 0.25013 | 146.5 | 146.5 |  |  |  |  | -0.25013 | -36.6444
8934 | FGNTS101 | 2 | South | YES | 0.003199 | 147.9 | 0 | 147.9 | 0 | 1.03 | CC | -1 | 0.25013 | 147.9 | 147.9 |  |  |  |  | -0.25013 | -36.9946
8935 | FGNTS201 | 3 | South | YES | 0.003199 | 173 | 0 | 173 | 0 | 1.03 | CC | -1 | 0.25013 | 173 | 173 |  |  |  |  | -0.25013 | -43.2729
5436 | TUTTL_WBT1G1 | 1 | South | YES | 0.002928 | 48.8 | 20 | 61 | 0 | 1.012 | GST | -1 | 0.2504 | 61 | 61 |  |  |  |  | -0.2504 | -15.2746
5438 | TUTTL_WBT3G3 | 3 | South | YES | 0.002928 | 95 | 25 | 95 | 0 | 1.012 | GST | -1 | 0.2504 | 95 | 95 |  |  |  |  | -0.2504 | -23.7883
5439 | TUTTL_WBT4G4 | 4 | South | YES | 0.002928 | 120.8 | 40 | 151 | 0 | 1.012 | GST | -1 | 0.2504 | 151 | 151 |  |  |  |  | -0.2504 | -37.8109
5903 | SANMIGUELGEN | 1 | South | YES | 0.002885 | 396.3 | 180 | 396.3 | 0 | 1.0331 | LIGCO | -1 | 0.25045 | 0 | 396.3 |  |  |  |  | -0.25045 | 0
88198 | BEEVILLE | F | South | YES | 0.002787 | 0 | 0 | 0 | 0 | 1.02 | AVR | -1 | 0.25054 | 0 | 0 |  |  |  |  | -0.25054 | 0
5476 | BRA_AVR1_CT1 | 1 | South | YES | 0.00272 | 155 | 90 | 155 | 0 | 1.017 | CC | -1 | 0.25061 | 155 | 155 |  |  |  |  | -0.25061 | -38.8448
5477 | BRA_AVR1_ST1 | 1 | South | YES | 0.00272 | 174 | 138 | 174 | 0 | 1.017 | CC | -1 | 0.25061 | 174 | 174 |  |  |  |  | -0.25061 | -43.6064
5478 | BRA_AVR1_CT2 | 1 | South | YES | 0.00272 | 155 | 90 | 155 | 0 | 1.017 | CC | -1 | 0.25061 | 155 | 155 |  |  |  |  | -0.25061 | -38.8448
8936 | MVGN#1 | 1 | South | YES | 0.002714 | 216.6 | 0 | 216.6 | 0 | 1.0304 | CC | -1 | 0.25062 | 216.6 | 216.6 |  |  |  |  | -0.25062 | -54.2838
8937 | MVGN#2 | 2 | South | YES | 0.002714 | 216.7 | 0 | 216.7 | 0 | 1.0304 | CC | -1 | 0.25062 | 216.7 | 216.7 |  |  |  |  | -0.25062 | -54.3088
8938 | MVGN#3 | 3 | South | YES | 0.002714 | 250.9 | 0 | 250.9 | 0 | 1.0304 | CC | -1 | 0.25062 | 250.9 | 250.9 |  |  |  |  | -0.25062 | -62.88
8981 | HECN1 | 1 | South | YES | 0.002712 | 144.8 | 0 | 144.8 | 0 | 1.0304 | CC | -1 | 0.25062 | 144.8 | 144.8 |  |  |  |  | -0.25062 | -36.2897
8982 | HECN2 | 2 | South | YES | 0.002712 | 144.1 | 0 | 144.1 | 0 | 1.0304 | CC | -1 | 0.25062 | 144.1 | 144.1 |  |  |  |  | -0.25062 | -36.1143
8983 | HECN3 | 3 | South | YES | 0.002712 | 171.9 | 0 | 171.9 | 0 | 1.0304 | CC | -1 | 0.25062 | 171.9 | 171.9 |  |  |  |  | -0.25062 | -43.0815
5401 | CALAVER_JKS1 | 1 | South | YES | 0.002512 | 562 | 100 | 562 | 0 | 1.018 | LIGCO | -1 | 0.25082 | 0 | 562 |  |  |  |  | -0.25082 | 0
7487 | L_CANYHY8_1Y | 1 | South | YES | 0.002364 | 0 | 0 | 6 |  | 1 | Hydro | -1 | 0.25097 | 0 | 0 |  |  |  |  | -0.25097 | 0
5932 | SI_RAY9 | 9 | South | YES | 0.002349 | 32 | 32 | 38 | 0 | 1.035 | CC | -1 | 0.25098 | 38 | 38 |  |  |  |  | -0.25098 | -9.5373
5933 | SI_RAY6 | 6 | South | YES | 0.002349 | 15.4 | 10 | 19.3 | 0 | 1.035 | GST | -1 | 0.25098 | 19.3 | 19.3 |  |  |  |  | -0.25098 | -4.844
5935 | SI_RAY10 | 10 | South | YES | 0.002349 | 47 | 10 | 47 | 0 | 1.03 | CC | -1 | 0.25098 | 47 | 47 |  |  |  |  | -0.25098 | -11.7962
80003 | MILHWYS | F | South | YES | 0.002349 | 0 | 0 | 0 | 0 | 1.0168 | AVR | -1 | 0.25098 | 0 | 0 |  |  |  |  | -0.25098 | 0
80080 | GWINDT11A | 2 | South | YES | 0.002148 | 17.7 | 0 | 41 | 0 | 1.025 | Wind | -1 | 0.25118 | 0 | 41 |  |  |  |  | -0.25118 | 0
80080 | GWINDT11A | 4 | South | YES | 0.002148 | 8.2 | 0 | 19 | 0 | 1.025 | Wind | -1 | 0.25118 | 0 | 19 |  |  |  |  | -0.25118 | 0
80080 | GWINDT11A | 1 | South | YES | 0.002148 | 40.6 | 0 | 94 | 0 | 1.025 | Wind | -1 | 0.25118 | 0 | 94 |  |  |  |  | -0.25118 | 0
80080 | GWINDT11A | 3 | South | YES | 0.002148 | 16.4 | 0 | 38 | 0 | 1.025 | Wind | -1 | 0.25118 | 0 | 38 |  |  |  |  | -0.25118 | 0
80081 | GWINDT21A | 1 | South | YES | 0.002148 | 40.6 | 0 | 94 | 0 | 1.025 | Wind | -1 | 0.25118 | 0 | 94 |  |  |  |  | -0.25118 | 0
80081 | GWINDT21A | 4 | South | YES | 0.002148 | 9.5 | 0 | 22 | 0 | 1.025 | Wind | -1 | 0.25118 | 0 | 22 |  |  |  |  | -0.25118 | 0
80081 | GWINDT21A | 2 | South | YES | 0.002148 | 15.5 | 0 | 36 | 0 | 1.025 | Wind | -1 | 0.25118 | 0 | 36 |  |  |  |  | -0.25118 | 0
80081 | GWINDT21A | 3 | South | YES | 0.002148 | 18.6 | 0 | 43 | 0 | 1.025 | Wind | -1 | 0.25118 | 0 | 43 |  |  |  |  | -0.25118 | 0
80180 | PNSCALT11A | 1 | South | YES | 0.002148 | 63 | 0 | 146 | 0 | 1.025 | Wind | -1 | 0.25118 | 0 | 146 |  |  |  |  | -0.25118 | 0
80180 | PNSCALT11A | 2 | South | YES | 0.002148 | 21.6 | 0 | 50 | 0 | 1.025 | Wind | -1 | 0.25118 | 0 | 50 |  |  |  |  | -0.25118 | 0
80181 | PNSCALT21A | 2 | South | YES | 0.002148 | 21.6 | 0 | 50 | 0 | 1.025 | Wind | -1 | 0.25118 | 0 | 50 |  |  |  |  | -0.25118 | 0
80181 | PNSCALT21A | 1 | South | YES | 0.002148 | 23.7 | 0 | 55 | 0 | 1.025 | Wind | -1 | 0.25118 | 0 | 55 |  |  |  |  | -0.25118 | 0
7609 | L_SCHUMA8_1Y | 1 | South | YES | 0.00206 | 0 | 0 | 4 |  | 1 | Hydro | -1 | 0.25127 | 0 | 0 |  |  |  |  | -0.25127 | 0
8517 | CELANEBI0A | 1 | South | YES | 0.001996 | 29 | 0 | 29 | 0 | 1.02 | Cogen | -1 | 0.25134 | 0 | 0 |  |  |  |  | -0.25134 | 0
8461 | KOCH_UP0A | 1 | South | YES | 0.001796 | 38 | 0 | 38 | 0 | 1.012 | Cogen | -1 | 0.25154 | 0 | 0 |  |  |  |  | -0.25154 | 0
8511 | OXY_CC0A | 1 | South | YES | 0.001763 | 30.3 | 0 | 38 |  | 1.027 | Cogen | -1 | 0.25157 | 0 | 0 |  |  |  |  | -0.25157 | 0
8506 | VAL #1 | 1 | South | YES | 0.001761 | 20.9 | 0 | 25 | 0 | 1.0055 | Cogen | -1 | 0.25157 | 0 | 0 |  |  |  |  | -0.25157 | 0
8507 | VAL #2 | 2 | South | YES | 0.001761 | 20.9 | 0 | 25 | 0 | 1.0055 | Cogen | -1 | 0.25157 | 0 | 0 |  |  |  |  | -0.25157 | 0
7800 | L_GUADGE1_1Y | 1 | South | YES | 0.001731 | 147 | 30 | 147 | 0 | 1.02 | CC | -1 | 0.2516 | 147 | 147 |  |  |  |  | -0.2516 | -36.9853
7801 | L_GUADGE1_2Y | 2 | South | YES | 0.001731 | 138 | 30 | 138 | 0 | 1.02 | CC | -1 | 0.2516 | 138 | 138 |  |  |  |  | -0.2516 | -34.7209
7802 | L_GUADGE1_3Y | 3 | South | YES | 0.001731 | 146 | 30 | 146 | 0 | 1.02 | CC | -1 | 0.2516 | 146 | 146 |  |  |  |  | -0.2516 | -36.7337
7803 | L_GUADGE1_4Y | 4 | South | YES | 0.001731 | 149 | 30 | 149 | 0 | 1.02 | CC | -1 | 0.2516 | 149 | 149 |  |  |  |  | -0.2516 | -37.4885
7804 | L_GUADGE1_5Y | 5 | South | YES | 0.001731 | 182 | 30 | 182 | 0 | 1.02 | CC | -1 | 0.2516 | 182 | 182 |  |  |  |  | -0.2516 | -45.7913
7805 | L_GUADGE1_6Y | 6 | South | YES | 0.001731 | 203 | 30 | 203 | 0 | 1.02 | CC | -1 | 0.2516 | 203 | 203 |  |  |  |  | -0.2516 | -51.0749
8459 | B_DAVIS0B | MB | South | YES | 0.001728 | 0 | 50 | 339 |  | 1.03 | GSC | -1 | 0.2516 | 0 | 0 |  |  |  |  | -0.2516 | 0
8460 | B_DAVIS0A | MB | South | YES | 0.001728 | 0 | 50 | 340 |  | 1.03 | GSC | -1 | 0.2516 | 0 | 0 |  |  |  |  | -0.2516 | 0
8456 | COSW#1 | 1 | South | YES | 0.001693 | 20 | 0 | 20 | 0 | 1.027 | Cogen | -1 | 0.25164 | 0 | 0 |  |  |  |  | -0.25164 | 0
8457 | COSW#2 | 2 | South | YES | 0.001693 | 14 | 0 | 14 | 0 | 1.027 | Cogen | -1 | 0.25164 | 0 | 0 |  |  |  |  | -0.25164 | 0
7605 | L_MCQUEE9_1Y | 2 | South | YES | 0.00168 | 0 | 0 | 2.4 |  | 1.025 | Hydro | -1 | 0.25165 | 0 | 0 |  |  |  |  | -0.25165 | 0
7605 | L_MCQUEE9_1Y | 1 | South | YES | 0.00168 | 0 | 0 | 2.4 |  | 1.025 | Hydro | -1 | 0.25165 | 0 | 0 |  |  |  |  | -0.25165 | 0
7605 | L_MCQUEE9_1Y | 3 | South | YES | 0.00168 | 0 | 0 | 2.8 |  | 1.025 | Hydro | -1 | 0.25165 | 0 | 0 |  |  |  |  | -0.25165 | 0
8560 | CNOPGT1 | 1 | South | YES | 0.00168 | 148.3 | 0 | 148.3 | 0 | 1.03 | Cogen | -1 | 0.25165 | 0 | 0 |  |  |  |  | -0.25165 | 0
8561 | CNOPGT2 | 2 | South | YES | 0.00168 | 148.6 | 0 | 148.6 | 0 | 1.03 | Cogen | -1 | 0.25165 | 0 | 0 |  |  |  |  | -0.25165 | 0
8562 | CNOPST1 | 3 | South | YES | 0.00168 | 153 | 0 | 153 | 0 | 1.03 | Cogen | -1 | 0.25165 | 0 | 0 |  |  |  |  | -0.25165 | 0
7810 | L_RIONOG1G1Y | 1 | South | YES | 0.001505 | 148 | 0 | 148 | 0 | 1.02 | CC | -1 | 0.25183 | 148 | 148 |  |  |  |  | -0.25183 | -37.2703
7811 | L_RIONOG1G2Y | 2 | South | YES | 0.001505 | 148 | 0 | 148 | 0 | 1.02 | CC | -1 | 0.25183 | 148 | 148 |  |  |  |  | -0.25183 | -37.2703
7812 | L_RIONOG1G3Y | 3 | South | YES | 0.001505 | 154 | 0 | 154 | 0 | 1.02 | CC | -1 | 0.25183 | 154 | 154 |  |  |  |  | -0.25183 | -38.7813
7813 | L_RIONOG1S1Y | 4 | South | YES | 0.001505 | 293 | 0 | 293 | 0 | 1.02 | CC | -1 | 0.25183 | 293 | 293 |  |  |  |  | -0.25183 | -73.7852
8161 | COLETO0A | 1 | South | YES | 0.001489 | 633 | 200 | 633 | 0 | 1.03 | LIGCO | -1 | 0.25184 | 0 | 633 |  |  |  |  | -0.25184 | 0
8926 | LGE_GT10A | 1 | South | YES | 0.001417 | 158 | 0 | 158 | 0 | 1.03 | Cogen | -1 | 0.25191 | 0 | 0 |  |  |  |  | -0.25191 | 0
8927 | LGE_GT20A | 2 | South | YES | 0.001417 | 153 | 0 | 153 | 0 | 1.03 | Cogen | -1 | 0.25191 | 0 | 0 |  |  |  |  | -0.25191 | 0
8928 | LGE_STG0A | 3 | South | YES | 0.001417 | 100 | 0 | 100 | 0 | 1.03 | Cogen | -1 | 0.25191 | 0 | 0 |  |  |  |  | -0.25191 | 0
8930 | ICPGN10A | 1 | South | YES | 0.001417 | 149 | 0 | 149 | 0 | 1.03 | Cogen | -1 | 0.25191 | 0 | 0 |  |  |  |  | -0.25191 | 0
8931 | ICPGN20A | 2 | South | YES | 0.001417 | 150 | 0 | 150 | 0 | 1.03 | Cogen | -1 | 0.25191 | 0 | 0 |  |  |  |  | -0.25191 | 0
8932 | ICPGN30A | 3 | South | YES | 0.001417 | 127 | 0 | 127 | 0 | 1.03 | Cogen | -1 | 0.25191 | 0 | 0 |  |  |  |  | -0.25191 | 0
80223 | REYSHR G | 1 | South | YES | 0.001417 | 12 | 0 | 12 | 0 | 1.032 | Cogen | -1 | 0.25191 | 0 | 0 |  |  |  |  | -0.25191 | 0
7014 | L_HAYSEN1_1Y | 1 | South | YES | 0.001289 | 223.9 | 74 | 223.9 | 0 | 1.008 | CC | -1 | 0.25204 | 223.9 | 223.9 |  |  |  |  | -0.25204 | -56.4323
7015 | L_HAYSEN1_2Y | 2 | South | YES | 0.001289 | 225 | 74 | 225 | 0 | 1.008 | CC | -1 | 0.25204 | 225 | 225 |  |  |  |  | -0.25204 | -56.7096
7016 | L_HAYSEN1_3Y | 3 | South | YES | 0.001289 | 224.6 | 74 | 224.6 | 0 | 1.008 | CC | -1 | 0.25204 | 224.6 | 224.6 |  |  |  |  | -0.25204 | -56.6088
7017 | L_HAYSEN1_4Y | 4 | South | YES | 0.001289 | 226.7 | 74 | 226.7 | 0 | 1.008 | CC | -1 | 0.25204 | 226.7 | 226.7 |  |  |  |  | -0.25204 | -57.1381
7624 | L_LAKEWO9_1Y | 1 | South | YES | 0.001257 | 0 | 0 | 2.4 |  | 1 | Hydro | -1 | 0.25207 | 0 | 0 |  |  |  |  | -0.25207 | 0
7624 | L_LAKEWO9_1Y | 2 | South | YES | 0.001257 | 0 | 0 | 2.4 |  | 1 | Hydro | -1 | 0.25207 | 0 | 0 |  |  |  |  | -0.25207 | 0
8189 | CUECPL2A | 1 | South | YES | 0.001084 | 12 | 0 | 12 | 0 | 1.02 | Cogen | -1 | 0.25225 | 0 | 0 |  |  |  |  | -0.25225 | 0
7020 | L_AUSTPL1_1Y | 2 | South | YES | 0.000915 | 0 | 0 | 8 |  | 1 | Hydro | -1 | 0.25242 | 0 | 0 |  |  |  |  | -0.25242 | 0
7020 | L_AUSTPL1_1Y | 1 | South | YES | 0.000915 | 0 | 0 | 8 |  | 1 | Hydro | -1 | 0.25242 | 0 | 0 |  |  |  |  | -0.25242 | 0
5503 | RAYBURNGEN3 | 1 | South | YES | 0.000676 | 17.6 | 6 | 22 | 0 | 1.0223 | GST | -1 | 0.25266 | 22 | 22 |  |  |  |  | -0.25266 | -5.5584
5505 | RAYBURNGEN1 | 1 | South | YES | 0.000676 | 0 | 1 | 11 |  | 1.0223 | GGT | -1 | 0.25266 | 11 | 11 |  |  |  |  | -0.25266 | -2.7792
5506 | RAYBURNGEN2 | 1 | South | YES | 0.000676 | 0 | 1 | 11 |  | 1.0223 | GGT | -1 | 0.25266 | 11 | 11 |  |  |  |  | -0.25266 | -2.7792
9000 | DECKR_G1 | 1 | South | YES | 0.000565 | 280 | 50 | 321 | 0 | 1.015 | GST | -1 | 0.25277 | 321 | 321 |  |  |  |  | -0.25277 | -81.1381
9001 | DECKR_G2 | 2 | South | YES | 0.000565 | 400 | 50 | 426 | 0 | 1.015 | GST | -1 | 0.25277 | 426 | 426 |  |  |  |  | -0.25277 | -107.6786
9016 | SANDH_G1 | 1 | South | YES | 0.000564 | 45 | 2 | 49 | 0 | 1.0175 | GGT | -1 | 0.25277 | 49 | 49 |  |  |  |  | -0.25277 | -12.3856
9017 | SANDH_G2 | 2 | South | YES | 0.000564 | 45 | 2 | 46 | 0 | 1.0175 | GGT | -1 | 0.25277 | 46 | 46 |  |  |  |  | -0.25277 | -11.6273
9018 | SANDH_G3 | 3 | South | YES | 0.000564 | 45 | 2 | 46 | 0 | 1.0175 | GGT | -1 | 0.25277 | 46 | 46 |  |  |  |  | -0.25277 | -11.6273
9019 | SANDH_G4 | 4 | South | YES | 0.000564 | 0 | 2 | 47 |  | 1.0175 | GGT | -1 | 0.25277 | 47 | 47 |  |  |  |  | -0.25277 | -11.8801
9020 | SANDHG5A | 5A | South | YES | 0.000564 | 150 | 84 | 155 | 0 | 1.0175 | CC | -1 | 0.25277 | 155 | 155 |  |  |  |  | -0.25277 | -39.179
9021 | SANDHG5C | 5C | South | YES | 0.000564 | 140 | 0 | 148 | 0 | 1.0175 | CC | -1 | 0.25277 | 148 | 148 |  |  |  |  | -0.25277 | -37.4096
5508 | RAYBURNCC9 | 1 | South | YES | 0.00049 | 47.7 | 18.2 | 47.7 | 0 | 1.0296 | CC | -1 | 0.25284 | 47.7 | 47.7 |  |  |  |  | -0.25284 | -12.0605
5509 | RAYBURNCC10 | 1 | South | YES | 0.00049 | 37.3 | 5.2 | 37.3 | 0 | 1.0296 | CC | -1 | 0.25284 | 37.3 | 37.3 |  |  |  |  | -0.25284 | -9.431
5511 | RAYBURNCC7 | 1 | South | YES | 0.00049 | 47.5 | 18.2 | 47.5 | 0 | 1.0296 | CC | -1 | 0.25284 | 47.5 | 47.5 |  |  |  |  | -0.25284 | -12.01
5512 | RAYBURNCC8 | 1 | South | YES | 0.00049 | 49.3 | 18.2 | 49.3 | 0 | 1.0296 | CC | -1 | 0.25284 | 49.3 | 49.3 |  |  |  |  | -0.25284 | -12.4651
8173 | VICEC51A | 5 | South | YES | 0.000482 | 144 | 18 | 144 | 0 | 1.025 | CC | -1 | 0.25285 | 144 | 144 |  |  |  |  | -0.25285 | -36.4103
8174 | VICEC61A | 6 | South | YES | 0.000482 | 188 | 42 | 188 | 0 | 1.025 | CC | -1 | 0.25285 | 188 | 188 |  |  |  |  | -0.25285 | -47.5357
8066 | DUP1V#1 | 1 | South | YES | 0.000359 | 52.3 | 0 | 73 | 0 | 1.01 | Cogen | -1 | 0.25297 | 0 | 0 |  |  |  |  | -0.25297 | 0
9002 | DECKR_G3 | 3 | South | YES | 0.000328 | 0 | 24 | 42 |  | 1.015 | GGT | -1 | 0.253 | 42 | 42 |  |  |  |  | -0.253 | -10.6262
9003 | DECKR_G4 | 4 | South | YES | 0.000328 | 44 | 24 | 44 | 0 | 1.015 | GGT | -1 | 0.253 | 44 | 44 |  |  |  |  | -0.253 | -11.1322
9004 | DECKR_G5 | 5 | South | YES | 0.000328 | 44 | 24 | 44 | 0 | 1.015 | GGT | -1 | 0.253 | 44 | 44 |  |  |  |  | -0.253 | -11.1322
9005 | DECKR_G6 | 6 | South | YES | 0.000328 | 44 | 24 | 47 | 0 | 1.015 | GGT | -1 | 0.253 | 47 | 47 |  |  |  |  | -0.253 | -11.8912
80224 | VISTRONG1 | 1 | South | YES | 0.000198 | 13.1 | 0 | 15 | 0 | 1.01 | Cogen | -1 | 0.25313 | 0 | 0 |  |  |  |  | -0.25313 | 0
80225 | VISTRONG2 | 2 | South | YES | 0.000198 | 20.2 | 0 | 23 | 0 | 1.01 | Cogen | -1 | 0.25313 | 0 | 0 |  |  |  |  | -0.25313 | 0
80227 | AIRCO G | 1 | South | YES | 0.000165 | 7.2 | 0 | 8 | 0 | 1.0104 | Cogen | -1 | 0.25317 | 0 | 0 |  |  |  |  | -0.25317 | 0
8147 | UCAR #2 | 10 | South | YES | 6.9e-05 | 18.2 | 0 | 28 |  | 1 | Cogen | -1 | 0.25326 | 0 | 0 |  |  |  |  | -0.25326 | 0
8148 | UCAR #1 | 2 | South | YES | 6.9e-05 | 6.1 | 0 | 7 | 0 | 1.009 | Cogen | -1 | 0.25326 | 0 | 0 |  |  |  |  | -0.25326 | 0
80137 | CSDR89 | 9 | South | YES | 6.9e-05 | 0 | 0 | 15 |  | 1.003 | DCTie | -1 | 0.25326 | 0 | 0 |  |  |  |  | -0.25326 | 0
80137 | CSDR89 | 8 | South | YES | 6.9e-05 | 33.9 | 0 | 39 |  | 1.003 | DCTie | -1 | 0.25326 | 0 | 0 |  |  |  |  | -0.25326 | 0
80138 | CSDR7 | 7 | South | YES | 6.9e-05 | 6.1 | 0 | 7 | 0 | 1.014 | DCTie | -1 | 0.25326 | 0 | 0 |  |  |  |  | -0.25326 | 0
80139 | CSDR56 | 6 | South | YES | 6.9e-05 | 0 | 0 | 39 |  | 1.0033 | DCTie | -1 | 0.25326 | 0 | 0 |  |  |  |  | -0.25326 | 0
80139 | CSDR56 | 5 | South | YES | 6.9e-05 | 15 | 0 | 15 |  | 1.0033 | DCTie | -1 | 0.25326 | 0 | 0 |  |  |  |  | -0.25326 | 0
80140 | CSDR11 | 11 | South | YES | 6.9e-05 | 33.9 | 0 | 39 | 0 | 1.03 | DCTie | -1 | 0.25326 | 0 | 0 |  |  |  |  | -0.25326 | 0
5934 | SI_RAY5 | 5 | South | YES | 0 | 0 | 10 | 15 |  | 1.035 | GST | -1 | 0.25333 | 15 | 15 |  |  |  |  | -0.25333 | -3.8
8139 | JOS #1 | MB | South | YES | 0 | 0 | 45 | 255 |  | 1.02 | GST | -1 | 0.25333 | 0 | 0 |  |  |  |  | -0.25333 | 0
8285 | LAR #1 | MB | South | YES | 0 | 0 | 9 | 32 |  | 1.0497 | GST | -1 | 0.25333 | 0 | 0 |  |  |  |  | -0.25333 | 0
8287 | LAR #2 | MB | South | YES | 0 | 0 | 9 | 32 |  | 1.04 | GST | -1 | 0.25333 | 0 | 0 |  |  |  |  | -0.25333 | 0
8288 | LAR #3 | MB | South | YES | 0 | 0 | 25 | 105 |  | 1.04 | GST | -1 | 0.25333 | 0 | 0 |  |  |  |  | -0.25333 | 0
8388 | BATES0A | MB | South | YES | 0 | 0 | 21 | 71 |  | 1.033 | GST | -1 | 0.25333 | 0 | 0 |  |  |  |  | -0.25333 | 0
8393 | BATES0B | MB | South | YES | 0 | 0 | 25 | 110 |  | 1.03 | GST | -1 | 0.25333 | 0 | 0 |  |  |  |  | -0.25333 | 0
8437 | NUECES_B0C | MB | South | YES | 0 | 0 | 7 | 30 |  | 1.03 | GST | -1 | 0.25333 | 0 | 0 |  |  |  |  | -0.25333 | 0
8438 | NUECES_B0B | MB | South | YES | 0 | 0 | 26 | 169 |  | 1.03 | GST | -1 | 0.25333 | 0 | 0 |  |  |  |  | -0.25333 | 0
8442 | NUECES_B0A | MB | South | YES | 0 | 0 | 81 | 367 |  | 1.03 | GST | -1 | 0.25333 | 0 | 0 |  |  |  |  | -0.25333 | 0
39190 | TNSLCGN1__8 | 1 | Houston | YES | 0 | 0 | 10 | 30 |  | 1.03 | Cogen | -1 | 0.25333 | 0 | 0 |  |  |  |  | -0.25333 | 0
7004 | L_SIMGID1_1Y | 1 | South | YES | -0.000383 | 132 | 40 | 132 | 0 | 1.02 | GST | -1 | 0.25371 | 132 | 132 |  |  |  |  | -0.25371 | -33.4903
7005 | L_SIMGID1_2Y | 2 | South | YES | -0.000383 | 133 | 32 | 139 | 0 | 1.02 | GST | -1 | 0.25371 | 139 | 139 |  |  |  |  | -0.25371 | -35.2663
7006 | L_SIMGID1_3Y | 3 | South | YES | -0.000383 | 324.9 | 60 | 329 | 0 | 1.02 | GST | -1 | 0.25371 | 329 | 329 |  |  |  |  | -0.25371 | -83.4721
80226 | ALCOA G | 1 | South | YES | -0.000384 | 32.3 | 5 | 48 | 0 | 1.015 | Cogen | -1 | 0.25372 | 0 | 0 |  |  |  |  | -0.25372 | 0
8134 | FOR #1 | 1 | South | YES | -0.000507 | 54.1 | 45 | 79 | 0 | 1.03 | Cogen | -1 | 0.25384 | 0 | 0 |  |  |  |  | -0.25384 | 0
8138 | FOR #2 | 2 | South | YES | -0.000507 | 63.1 | 45 | 81 | 0 | 1.03 | Cogen | -1 | 0.25384 | 0 | 0 |  |  |  |  | -0.25384 | 0
8153 | FOR #3 | 3 | South | YES | -0.000507 | 63.1 | 45 | 79.9 | 0 | 1.03 | Cogen | -1 | 0.25384 | 0 | 0 |  |  |  |  | -0.25384 | 0
8154 | FOR #4 | 4 | South | YES | -0.000507 | 63.1 | 60 | 80 | 0 | 1.03 | Cogen | -1 | 0.25384 | 0 | 0 |  |  |  |  | -0.25384 | 0
8155 | FOR #5 | 5 | South | YES | -0.000507 | 63.1 | 60 | 78.4 | 0 | 1.03 | Cogen | -1 | 0.25384 | 0 | 0 |  |  |  |  | -0.25384 | 0
8156 | FOR #6 | 6 | South | YES | -0.000507 | 24.9 | 5 | 25 | 0 | 1.03 | Cogen | -1 | 0.25384 | 0 | 0 |  |  |  |  | -0.25384 | 0
8157 | FOR #7 | 7 | South | YES | -0.000507 | 28.8 | 5 | 46 | 0 | 1.03 | Cogen | -1 | 0.25384 | 0 | 0 |  |  |  |  | -0.25384 | 0
80051 | FOR #8 | 8 | South | YES | -0.000507 | 28 | 28 | 28 | 0 | 1.016 | Cogen | -1 | 0.25384 | 0 | 0 |  |  |  |  | -0.25384 | 0
80052 | FOR #9 | 9 | South | YES | -0.000507 | 29.7 | 5 | 43.6 | 0 | 1.03 | Cogen | -1 | 0.25384 | 0 | 0 |  |  |  |  | -0.25384 | 0
80053 | FOR #10 | 10 | South | YES | -0.000507 | 68.4 | 45 | 75 | 0 | 1.03 | Cogen | -1 | 0.25384 | 0 | 0 |  |  |  |  | -0.25384 | 0
332 | RWMILLER01 | 1 | North | YES | -0.000703 | 58.4 | 18.5 | 73 | 0 | 1.04 | GST | -1 | 0.25403 | 73 | 73 |  |  | -0.051319 | 73 | -0.25403 | -18.5445
333 | RWMILLER02 | 2 | North | YES | -0.000703 | 95.2 | 37 | 119 | 0 | 1.04 | GST | -1 | 0.25403 | 119 | 119 |  |  | -0.083657 | 119 | -0.25403 | -30.2301
334 | RWMILLER03 | 3 | North | YES | -0.000703 | 166.4 | 65 | 208 | 0 | 1.04 | GST | -1 | 0.25403 | 208 | 208 |  |  | -0.14622 | 208 | -0.25403 | -52.8392
335 | RWMILLER04 | 4 | North | YES | -0.000703 | 81.6 | 0 | 102 | 0 | 1.04 | GST | -1 | 0.25403 | 102 | 102 |  |  | -0.071706 | 102 | -0.25403 | -25.9115
336 | RWMILLER05 | 5 | North | YES | -0.000703 | 80.8 | 0 | 101 | 0 | 1.04 | GST | -1 | 0.25403 | 101 | 101 |  |  | -0.071003 | 101 | -0.25403 | -25.6575
7807 | L_BASTEN1_1Y | 1 | South | YES | -0.000907 | 152.5 | 83.5 | 152.5 | 0 | 1.004 | CC | -1 | 0.25424 | 152.5 | 152.5 |  |  |  |  | -0.25424 | -38.7714
7808 | L_BASTEN1_2Y | 1 | South | YES | -0.000907 | 149.5 | 83.5 | 149.5 | 0 | 1.004 | CC | -1 | 0.25424 | 149.5 | 149.5 |  |  |  |  | -0.25424 | -38.0087
7809 | L_BASTEN1_3Y | 1 | South | YES | -0.000907 | 232.6 | 42 | 232.6 | 0 | 1.004 | CC | -1 | 0.25424 | 232.6 | 232.6 |  |  |  |  | -0.25424 | -59.1359
7303 | L_WPPGS12_1Y | 1 | South | YES | -0.001155 | 50 | 0 | 50 | 0 | 1.025 | GGT | -1 | 0.25449 | 50 | 50 |  |  |  |  | -0.25449 | -12.7243
7303 | L_WPPGS12_1Y | 2 | South | YES | -0.001155 | 50 | 0 | 50 | 0 | 1.025 | GGT | -1 | 0.25449 | 50 | 50 |  |  |  |  | -0.25449 | -12.7243
7305 | L_WPPGS34_1Y | 3 | South | YES | -0.001155 | 50 | 0 | 50 | 0 | 1.025 | GGT | -1 | 0.25449 | 50 | 50 |  |  |  |  | -0.25449 | -12.7243
7305 | L_WPPGS34_1Y | 4 | South | YES | -0.001155 | 50 | 0 | 50 | 0 | 1.025 | GGT | -1 | 0.25449 | 50 | 50 |  |  |  |  | -0.25449 | -12.7243
7007 | L_LOSTPI1_1Y | 1 | South | YES | -0.001524 | 158.6 | 110 | 158 | 0 | 1 | CC | -1 | 0.25486 | 158 | 158 |  |  |  |  | -0.25486 | -40.2672
7008 | L_LOSTPI1_2Y | 2 | South | YES | -0.001524 | 157.7 | 107 | 160 | 0 | 1 | CC | -1 | 0.25486 | 160 | 160 |  |  |  |  | -0.25486 | -40.7769
7009 | L_LOSTPI1_3Y | 3 | South | YES | -0.001524 | 173.9 | 72 | 175 | 0 | 1 | CC | -1 | 0.25486 | 175 | 175 |  |  |  |  | -0.25486 | -44.5997
7012 | L_FPPYD21_3Y | 3 | South | YES | -0.001698 | 427.5 | 200 | 436 | 0 | 1.02 | LIGCO | -1 | 0.25503 | 0 | 436 |  |  |  |  | -0.25503 | 0
7010 | L_FPPYD11_1Y | 1 | South | YES | -0.001699 | 547.4 | 200 | 606 | 0 | 1.02 | LIGCO | -1 | 0.25503 | 0 | 606 |  |  |  |  | -0.25503 | 0
7011 | L_FPPYD11_2Y | 2 | South | YES | -0.001699 | 552.2 | 200 | 598 | 0 | 1.02 | LIGCO | -1 | 0.25503 | 0 | 598 |  |  |  |  | -0.25503 | 0
3432 | SANDOW_4G | 4 | South | YES | -0.004003 | 580 | 225 | 580 | 0 | 1.029 | LIGCO | -1 | 0.25733 | 0 | 580 |  |  |  |  | -0.25733 | 0
13432 | SANDOW_5G | 5 | South | YES | -0.004003 | 581 | 225 | 581 | 0 | 1.029 | LIGCO | -1 | 0.25733 | 0 | 581 |  |  |  |  | -0.25733 | 0
5911 | STP_GN1___1 | 1 | Houston | YES | -0.004635 | 1333 | 1249 | 1333 | 0 | 1.0406 | Nuc | -1 | 0.25797 | 0 | 0 |  |  |  |  | -0.25797 | 0
5912 | STP_GN2___2 | 2 | Houston | YES | -0.004635 | 1332 | 1249 | 1332 | 0 | 1.0406 | Nuc | -1 | 0.25797 | 0 | 0 |  |  |  |  | -0.25797 | 0
48731 | CBE_GT1 | 1 | Houston | YES | -0.004816 | 76 | 0 | 76 | 0 | 1.029 | CC | -1 | 0.25815 | 76 | 76 |  |  |  |  | -0.25815 | -19.6192
48732 | CBE_GT2 | 1 | Houston | YES | -0.004816 | 76 | 0 | 76 | 0 | 1.029 | CC | -1 | 0.25815 | 76 | 76 |  |  |  |  | -0.25815 | -19.6192
48733 | CBE_ST12 | 1 | Houston | YES | -0.004816 | 105 | 0 | 105 | 0 | 1.029 | CC | -1 | 0.25815 | 105 | 105 |  |  |  |  | -0.25815 | -27.1055
48734 | CBE_GT3 | 1 | Houston | YES | -0.004816 | 76 | 0 | 76 | 0 | 1.029 | CC | -1 | 0.25815 | 76 | 76 |  |  |  |  | -0.25815 | -19.6192
48735 | CBE_GT4 | 1 | Houston | YES | -0.004816 | 76 | 0 | 76 | 0 | 1.029 | CC | -1 | 0.25815 | 76 | 76 |  |  |  |  | -0.25815 | -19.6192
48736 | CBE_ST34 | 1 | Houston | YES | -0.004816 | 105 | 0 | 105 | 0 | 1.029 | CC | -1 | 0.25815 | 105 | 105 |  |  |  |  | -0.25815 | -27.1055
48911 | TGF_GT1_8000 | 1 | Houston | YES | -0.005006 | 69.2 | 0 | 69.2 |  | 1.029 | Cogen | -1 | 0.25834 | 0 | 0 |  |  |  |  | -0.25834 | 0
49851 | DOW17000 | 37 | Houston | YES | -0.006078 | 39 | 0 | 62 | 0 | 1 | Cogen | -1 | 0.25941 | 0 | 0 |  |  |  |  | -0.25941 | 0
49858 | DOW38100 | 31 | Houston | YES | -0.006078 | 45 | 0 | 71.4 |  | 1 | Cogen | -1 | 0.25941 | 0 | 0 |  |  |  |  | -0.25941 | 0
49859 | DOW38200 | 33 | Houston | YES | -0.006078 | 28 | 0 | 45 | 0 | 1 | Cogen | -1 | 0.25941 | 0 | 0 |  |  |  |  | -0.25941 | 0
49860 | DOW38300 | 32 | Houston | YES | -0.006078 | 63 | 0 | 101 |  | 1 | Cogen | -1 | 0.25941 | 0 | 0 |  |  |  |  | -0.25941 | 0
49862 | DOW39100 | 36 | Houston | YES | -0.006078 | 54 | 0 | 86 | 0 | 1 | Cogen | -1 | 0.25941 | 0 | 0 |  |  |  |  | -0.25941 | 0
49863 | DOW39200 | 35 | Houston | YES | -0.006078 | 55 | 0 | 88 | 0 | 1 | Cogen | -1 | 0.25941 | 0 | 0 |  |  |  |  | -0.25941 | 0
49865 | DOW41000 | 41 | Houston | YES | -0.006078 | 31 | 0 | 50 |  | 1 | Cogen | -1 | 0.25941 | 0 | 0 |  |  |  |  | -0.25941 | 0
49866 | DOW42000 | 42 | Houston | YES | -0.006078 | 11 | 0 | 18 |  | 1 | Cogen | -1 | 0.25941 | 0 | 0 |  |  |  |  | -0.25941 | 0
49869 | DOW49000 | 45 | Houston | YES | -0.006078 | 59 | 0 | 94 |  | 1 | Cogen | -1 | 0.25941 | 0 | 0 |  |  |  |  | -0.25941 | 0
49870 | DOW61000 | 61 | Houston | YES | -0.006078 | 44 | 0 | 70 | 0 | 1 | Cogen | -1 | 0.25941 | 0 | 0 |  |  |  |  | -0.25941 | 0
49871 | DOW62000 | 62 | Houston | YES | -0.006078 | 40 | 0 | 63 | 0 | 1 | Cogen | -1 | 0.25941 | 0 | 0 |  |  |  |  | -0.25941 | 0
49872 | DOW63000 | 63 | Houston | YES | -0.006078 | 45 | 0 | 72 | 0 | 1 | Cogen | -1 | 0.25941 | 0 | 0 |  |  |  |  | -0.25941 | 0
49873 | DOW64000 | 64 | Houston | YES | -0.006078 | 41 | 0 | 64.8 | 0 | 1 | Cogen | -1 | 0.25941 | 0 | 0 |  |  |  |  | -0.25941 | 0
49876 | DOW65000 | 65 | Houston | YES | -0.006078 | 63 | 0 | 101 | 0 | 1 | Cogen | -1 | 0.25941 | 0 | 0 |  |  |  |  | -0.25941 | 0
49877 | DOW66000 | 66 | Houston | YES | -0.006078 | 61 | 0 | 97 | 0 | 1 | Cogen | -1 | 0.25941 | 0 | 0 |  |  |  |  | -0.25941 | 0
49878 | DOW67000 | 67 | Houston | YES | -0.006078 | 65 | 0 | 103 | 0 | 1 | Cogen | -1 | 0.25941 | 0 | 0 |  |  |  |  | -0.25941 | 0
49882 | DOW81000 | 81 | Houston | YES | -0.006078 | 47 | 0 | 76 | 0 | 1 | Cogen | -1 | 0.25941 | 0 | 0 |  |  |  |  | -0.25941 | 0
49884 | DOW82000 | 82 | Houston | YES | -0.006078 | 51 | 0 | 80 | 0 | 1 | Cogen | -1 | 0.25941 | 0 | 0 |  |  |  |  | -0.25941 | 0
49885 | DOW83000 | 83 | Houston | YES | -0.006078 | 51 | 0 | 80 | 0 | 1 | Cogen | -1 | 0.25941 | 0 | 0 |  |  |  |  | -0.25941 | 0
49886 | DOW84000 | 84 | Houston | YES | -0.006078 | 107 | 0 | 171 | 0 | 0.98 | Cogen | -1 | 0.25941 | 0 | 0 |  |  |  |  | -0.25941 | 0
48520 | BSF_GT1_8070 | 2 | Houston | YES | -0.006343 | 10 | 0 | 10 | 0 | 1.0326 | Cogen | -1 | 0.25967 | 0 | 0 |  |  |  |  | -0.25967 | 0
48520 | BSF_GT1_8070 | 1 | Houston | YES | -0.006343 | 72 | 0 | 72 | 0 | 1.0326 | Cogen | -1 | 0.25967 | 0 | 0 |  |  |  |  | -0.25967 | 0
39760 | TNSCLP1___8 | 1 | Houston | YES | -0.006564 | 93.4 | 20 | 116.8 | 0 | 1.04 | Cogen | -1 | 0.2599 | 0 | 0 |  |  |  |  | -0.2599 | 0
39770 | TNSCLP2___8 | 1 | Houston | YES | -0.006564 | 91.6 | 20 | 114.5 | 0 | 1.04 | Cogen | -1 | 0.2599 | 0 | 0 |  |  |  |  | -0.2599 | 0
39775 | TNSCLP4___8 | 1 | Houston | YES | -0.006564 | 95.2 | 20 | 119 | 0 | 1.04 | Cogen | -1 | 0.2599 | 0 | 0 |  |  |  |  | -0.2599 | 0
39790 | TNSCLP3___8 | 1 | Houston | YES | -0.006564 | 87.6 | 20 | 109.5 | 0 | 1.027 | Cogen | -1 | 0.2599 | 0 | 0 |  |  |  |  | -0.2599 | 0
48730 | MNS_GT | 1 | Houston | YES | -0.007292 | 43 | 0 | 46.1 |  | 1.029 | Cogen | -1 | 0.26062 | 0 | 0 |  |  |  |  | -0.26062 | 0
48926 | WAP_GN6_6 | 6 | Houston | YES | -0.007337 | 651 | 280 | 651 |  | 1.035 | LIGCO | -1 | 0.26067 | 0 | 651 |  |  |  |  | -0.26067 | 0
48927 | WAP_GN7_7 | 7 | Houston | YES | -0.007337 | 564 | 277 | 564 |  | 1.035 | LIGCO | -1 | 0.26067 | 0 | 564 |  |  |  |  | -0.26067 | 0
48928 | WAP_GN8_8 | 8 | Houston | YES | -0.007337 | 603 | 275 | 603 |  | 1.035 | LIGCO | -1 | 0.26067 | 0 | 603 |  |  |  |  | -0.26067 | 0
48521 | BVE_GT1_GT1 | 1 | Houston | YES | -0.007343 | 167.7 | 0 | 167.7 |  | 1.035 | CC | -1 | 0.26067 | 167.7 | 167.7 |  |  |  |  | -0.26067 | -43.7151
48522 | BVE_GT2_5035 | 2 | Houston | YES | -0.007343 | 166.4 | 0 | 166.4 |  | 1.035 | CC | -1 | 0.26067 | 166.4 | 166.4 |  |  |  |  | -0.26067 | -43.3763
48523 | BVE_ST1_GN1 | 3 | Houston | YES | -0.007343 | 252.4 | 0 | 252.4 |  | 1.035 | CC | -1 | 0.26067 | 252.4 | 252.4 |  |  |  |  | -0.26067 | -65.7943
48510 | AK_GT1__8040 | 1 | Houston | YES | -0.007402 | 33.4 | 8.1 | 34 |  | 1.029 | Cogen | -1 | 0.26073 | 0 | 0 |  |  |  |  | -0.26073 | 0
48921 | WAP_GN1_1 | 1 | Houston | YES | -0.007476 | 132.8 | 37 | 166 | 0 | 1.0362 | GST | -1 | 0.26081 | 166 | 166 |  |  |  |  | -0.26081 | -43.2941
48922 | WAP_GN2_2 | 2 | Houston | YES | -0.007476 | 132.8 | 37 | 166 | 0 | 1.0362 | GST | -1 | 0.26081 | 166 | 166 |  |  |  |  | -0.26081 | -43.2941
48923 | WAP_GN3_3 | 3 | Houston | YES | -0.007476 | 198.4 | 93 | 248 | 0 | 1.0362 | GST | -1 | 0.26081 | 248 | 248 |  |  |  |  | -0.26081 | -64.6803
48924 | WAP_GN4_4 | 4 | Houston | YES | -0.007476 | 546 | 217 | 546 | 0 | 1.0362 | GSC | -1 | 0.26081 | 546 | 546 |  |  |  |  | -0.26081 | -142.401
48925 | WAP_GN5_5 | 5 | Houston | YES | -0.007476 | 637.2 | 278 | 654 | 0 | 0.985 | LIGCO | -1 | 0.26081 | 0 | 654 |  |  |  |  | -0.26081 | 0
48929 | WAPGT21_GT1 | B1 | Houston | YES | -0.007476 | 0 | 0 | 13 |  | 1.05 | GGT | -1 | 0.26081 | 13 | 13 |  |  |  |  | -0.26081 | -3.3905
38580 | TNBP_CGN1_8 | 1 | Houston | YES | -0.007885 | 70.8 | 0 | 70.8 | 0 | 1.005 | Cogen | -1 | 0.26122 | 0 | 0 |  |  |  |  | -0.26122 | 0
38590 | TNBP_CGN2_8 | 2 | Houston | YES | -0.007885 | 66.7 | 0 | 66.7 | 0 | 1.005 | Cogen | -1 | 0.26122 | 0 | 0 |  |  |  |  | -0.26122 | 0
38600 | TNBP_CGN3_8 | 5 | Houston | YES | -0.007885 | 53 | 0 | 53 | 0 | 1.005 | Cogen | -1 | 0.26122 | 0 | 0 |  |  |  |  | -0.26122 | 0
38611 | TNBPAMCG1_8 | 1 | Houston | YES | -0.007885 | 153.2 | 0 | 153.2 | 0 | 1.005 | Cogen | -1 | 0.26122 | 0 | 0 |  |  |  |  | -0.26122 | 0
38612 | TNBPAMCG2_8 | 2 | Houston | YES | -0.007885 | 153.5 | 0 | 153.5 | 0 | 1.005 | Cogen | -1 | 0.26122 | 0 | 0 |  |  |  |  | -0.26122 | 0
38613 | TNBPAMCG3_8 | 3 | Houston | YES | -0.007885 | 152.3 | 0 | 152.3 | 0 | 1.005 | Cogen | -1 | 0.26122 | 0 | 0 |  |  |  |  | -0.26122 | 0
38614 | TNBPAMCG4_8 | 4 | Houston | YES | -0.007885 | 96 | 0 | 96 |  | 1.005 | Cogen | -1 | 0.26122 | 0 | 0 |  |  |  |  | -0.26122 | 0
38615 | TNBPAMCG5_8 | 1 | Houston | YES | -0.007885 | 244 | 0 | 244 | 0 | 1.005 | Cogen | -1 | 0.26122 | 0 | 0 |  |  |  |  | -0.26122 | 0
38690 | TNBP_CGN4_8 | 3 | Houston | YES | -0.007885 | 40 | 0 | 40 |  | 1.005 | Cogen | -1 | 0.26122 | 0 | 0 |  |  |  |  | -0.26122 | 0
38711 | TNTXCTY1CG8 | 1 | Houston | YES | -0.007885 | 100.3 | 59 | 100.3 | 0 | 1 | Cogen | -1 | 0.26122 | 0 | 0 |  |  |  |  | -0.26122 | 0
38712 | TNTXCTY2CG8 | 1 | Houston | YES | -0.007885 | 92.9 | 59 | 92.9 | 0 | 1 | Cogen | -1 | 0.26122 | 0 | 0 |  |  |  |  | -0.26122 | 0
38713 | TNTXCTY3CG8 | 1 | Houston | YES | -0.007885 | 102.7 | 59 | 102.7 | 0 | 1 | Cogen | -1 | 0.26122 | 0 | 0 |  |  |  |  | -0.26122 | 0
38714 | TNTXCTY4CG8 | 1 | Houston | YES | -0.007885 | 103 | 59 | 103 | 0 | 1 | Cogen | -1 | 0.26122 | 0 | 0 |  |  |  |  | -0.26122 | 0
39470 | TNDOWCGNSG8 | 1 | Houston | YES | -0.007885 | 32 | 10 | 32 | 0 | 0.985 | Cogen | -1 | 0.26122 | 0 | 0 |  |  |  |  | -0.26122 | 0
39480 | TNDOWCGNGG8 | 1 | Houston | YES | -0.007885 | 30 | 10 | 30 | 0 | 0.985 | Cogen | -1 | 0.26122 | 0 | 0 |  |  |  |  | -0.26122 | 0
48772 | PHR_GN2_2 | MB | Houston | YES | -0.00808 | 0 | 72 | 459 |  | 1.0362 | GSC | -1 | 0.26141 | 0 | 0 |  |  |  |  | -0.26141 | 0
48561 | CTL_GT2_8130 | 1 | Houston | YES | -0.008217 | 73.5 | 30.3 | 91.9 |  | 1.0362 | Cogen | -1 | 0.26155 | 0 | 0 |  |  |  |  | -0.26155 | 0
48562 | CTL_GT3_8135 | 2 | Houston | YES | -0.008217 | 70.1 | 30.3 | 87.6 |  | 1.0362 | Cogen | -1 | 0.26155 | 0 | 0 |  |  |  |  | -0.26155 | 0
48563 | CTL_GT4_8140 | 3 | Houston | YES | -0.008217 | 69.6 | 30.3 | 87 |  | 1.0362 | Cogen | -1 | 0.26155 | 0 | 0 |  |  |  |  | -0.26155 | 0
48564 | CTL_GN1_8145 | 4 | Houston | YES | -0.008217 | 43.6 | 12.9 | 54.5 |  | 1.0362 | Cogen | -1 | 0.26155 | 0 | 0 |  |  |  |  | -0.26155 | 0
48565 | CTL_GN2_8155 | 5 | Houston | YES | -0.008217 | 9.8 | 3.4 | 12.2 |  | 1.0362 | Cogen | -1 | 0.26155 | 0 | 0 |  |  |  |  | -0.26155 | 0
48531 | BYU_GT1_8075 | 1 | Houston | YES | -0.008268 | 65 | 0 | 65 |  | 1.0362 | Cogen | -1 | 0.2616 | 0 | 0 |  |  |  |  | -0.2616 | 0
48532 | BYU_GT2_8055 | 2 | Houston | YES | -0.008268 | 62 | 0 | 62 |  | 1.0362 | Cogen | -1 | 0.2616 | 0 | 0 |  |  |  |  | -0.2616 | 0
48533 | BYU_GT3_8060 | 3 | Houston | YES | -0.008268 | 67 | 0 | 67 |  | 1.0362 | Cogen | -1 | 0.2616 | 0 | 0 |  |  |  |  | -0.2616 | 0
48534 | BYU_GT4_8065 | 4 | Houston | YES | -0.008268 | 65 | 0 | 65 |  | 1.0362 | Cogen | -1 | 0.2616 | 0 | 0 |  |  |  |  | -0.2616 | 0
48691 | GBY_73741085 | A | Houston | YES | -0.008347 | 37.6 | 20 | 47 | 0 | 1.0362 | GGT | -1 | 0.26168 | 47 | 47 |  |  |  |  | -0.26168 | -12.2989
48691 | GBY_73741085 | B | Houston | YES | -0.008347 | 37.6 | 20 | 47 | 0 | 1.0362 | GGT | -1 | 0.26168 | 47 | 47 |  |  |  |  | -0.26168 | -12.2989
48692 | GBY_81821075 | C | Houston | YES | -0.008347 | 37.6 | 20 | 47 | 0 | 1.0362 | GGT | -1 | 0.26168 | 47 | 47 |  |  |  |  | -0.26168 | -12.2989
48692 | GBY_81821075 | D | Houston | YES | -0.008347 | 44 | 20 | 55 | 0 | 1.0362 | GGT | -1 | 0.26168 | 55 | 55 |  |  |  |  | -0.26168 | -14.3923
48693 | GBY_83841065 | E | Houston | YES | -0.008347 | 45.6 | 20 | 57 | 0 | 1.0362 | GGT | -1 | 0.26168 | 57 | 57 |  |  |  |  | -0.26168 | -14.9157
48693 | GBY_83841065 | F | Houston | YES | -0.008347 | 43.2 | 20 | 54 | 0 | 1.0362 | GGT | -1 | 0.26168 | 54 | 54 |  |  |  |  | -0.26168 | -14.1306
48841 | SJS_GT1_GT1 | 1 | Houston | YES | -0.008366 | 62.4 | 49 | 78 | 0 | 1.0362 | Cogen | -1 | 0.2617 | 0 | 0 |  |  |  |  | -0.2617 | 0
48842 | SJS_GT2_GT2 | 2 | Houston | YES | -0.008366 | 64.8 | 49 | 81 | 0 | 1.0362 | Cogen | -1 | 0.2617 | 0 | 0 |  |  |  |  | -0.2617 | 0
48641 | DPEC_GT15040 | 1 | Houston | YES | -0.008387 | 163.2 | 98 | 163.2 | 0 | 1.0319 | CC | -1 | 0.26172 | 163.2 | 163.2 |  |  |  |  | -0.26172 | -42.7125
48642 | DPEC_GT25025 | 2 | Houston | YES | -0.008387 | 157.1 | 98 | 157.1 | 0 | 1.0319 | CC | -1 | 0.26172 | 157.1 | 157.1 |  |  |  |  | -0.26172 | -41.116
48643 | DPEC_GT35010 | 3 | Houston | YES | -0.008387 | 157.5 | 98 | 157.5 | 0 | 1.0319 | CC | -1 | 0.26172 | 157.5 | 157.5 |  |  |  |  | -0.26172 | -41.2207
48644 | DPEC_GT45070 | 4 | Houston | YES | -0.008387 | 157 | 98 | 157 | 0 | 1.0319 | CC | -1 | 0.26172 | 157 | 157 |  |  |  |  | -0.26172 | -41.0898
48645 | DPEC_ST55065 | 5 | Houston | YES | -0.008387 | 282 | 0 | 282 | 0 | 1.0319 | CC | -1 | 0.26172 | 282 | 282 |  |  |  |  | -0.26172 | -73.8047
48761 | PR_GT1__9040 | 1 | Houston | YES | -0.008417 | 26 | 0 | 35 |  | 1 | Cogen | -1 | 0.26175 | 0 | 0 |  |  |  |  | -0.26175 | 0
48855 | SRB_GT211035 | B1 | Houston | YES | -0.008439 | 0 | 0 | 18 |  | 1.014 | GGT | -1 | 0.26177 | 18 | 18 |  |  |  |  | -0.26177 | -4.7119
48855 | SRB_GT211035 | B2 | Houston | YES | -0.008439 | 0 | 0 | 12 |  | 1.014 | GGT | -1 | 0.26177 | 12 | 12 |  |  |  |  | -0.26177 | -3.1412
48852 | SRB_GN2_2 | 2 | Houston | YES | -0.00844 | 140.8 | 26 | 176 | 0 | 1.0217 | GST | -1 | 0.26177 | 176 | 176 |  |  |  |  | -0.26177 | -46.0718
48851 | SRB_GN1_1 | 1 | Houston | YES | -0.008442 | 132 | 26 | 165 | 0 | 1.0217 | GST | -1 | 0.26177 | 165 | 165 |  |  |  |  | -0.26177 | -43.1927
48551 | CAL_GT1_8045 | 1 | Houston | YES | -0.008443 | 149 | 0 | 149 | 0 | 1.0326 | Cogen | -1 | 0.26177 | 0 | 0 |  |  |  |  | -0.26177 | 0
48552 | CAL_ST1_8000 | 2 | Houston | YES | -0.008443 | 65.1 | 0 | 65.1 | 0 | 1.0326 | Cogen | -1 | 0.26177 | 0 | 0 |  |  |  |  | -0.26177 | 0
48853 | SRB_GN3_3 | 3 | Houston | YES | -0.008448 | 170.4 | 35 | 213 |  | 1.0326 | GST | -1 | 0.26178 | 213 | 213 |  |  |  |  | -0.26178 | -55.7591
48611 | DIB_GT1_8080 | 1 | Houston | YES | -0.008449 | 64 | 0 | 64 | 0 | 1.0326 | Cogen | -1 | 0.26178 | 0 | 0 |  |  |  |  | -0.26178 | 0
48612 | DIB_GT2_8075 | 2 | Houston | YES | -0.008449 | 63.2 | 0 | 63.2 | 0 | 1.0326 | Cogen | -1 | 0.26178 | 0 | 0 |  |  |  |  | -0.26178 | 0
48613 | DIB_ST1_8085 | 3 | Houston | YES | -0.008449 | 67.9 | 30 | 82.6 | 0 | 1.0326 | Cogen | -1 | 0.26178 | 0 | 0 |  |  |  |  | -0.26178 | 0
48614 | DIB_GT3_8090 | 4 | Houston | YES | -0.008449 | 73.6 | 15 | 73.6 | 0 | 1.0326 | Cogen | -1 | 0.26178 | 0 | 0 |  |  |  |  | -0.26178 | 0
48845 | SOL_GT1 | 1 | Houston | YES | -0.008449 | 16.2 | 15.4 | 16.2 |  | 1.0326 | Solar | -1 | 0.26178 | 16.2 | 16.2 |  |  |  |  | -0.26178 | -4.2408
48854 | SRB_GN4_4 | 4 | Houston | YES | -0.00845 | 182.4 | 35 | 228 | 0 | 1.0326 | GST | -1 | 0.26178 | 228 | 228 |  |  |  |  | -0.26178 | -59.6862
48740 | PSG_GN2_8050 | 1 | Houston | YES | -0.008451 | 182 | 60 | 182 | 0 | 1.0326 | Cogen | -1 | 0.26178 | 0 | 0 |  |  |  |  | -0.26178 | 0
48741 | PSG_GT2_8040 | 1 | Houston | YES | -0.008451 | 158.6 | 50 | 158.6 | 0 | 1.0326 | Cogen | -1 | 0.26178 | 0 | 0 |  |  |  |  | -0.26178 | 0
48742 | PSG_GT3_8060 | 1 | Houston | YES | -0.008451 | 157 | 50 | 157 | 0 | 1.0326 | Cogen | -1 | 0.26178 | 0 | 0 |  |  |  |  | -0.26178 | 0
48820 | SHELLG1_3015 | 1 | Houston | YES | -0.008484 | 71 | 34.5 | 71 |  | 1.029 | Cogen | -1 | 0.26182 | 0 | 0 |  |  |  |  | -0.26182 | 0
48821 | SHELLG2 | 2 | Houston | YES | -0.008484 | 72 | 34.5 | 72 |  | 1.029 | Cogen | -1 | 0.26182 | 0 | 0 |  |  |  |  | -0.26182 | 0
48822 | SHELLG3_3020 | 2 | Houston | YES | -0.008484 | 30 | 0 | 30 |  | 1.029 | Cogen | -1 | 0.26182 | 0 | 0 |  |  |  |  | -0.26182 | 0
48822 | SHELLG3_3020 | 1 | Houston | YES | -0.008484 | 39 | 0 | 39 |  | 1.029 | Cogen | -1 | 0.26182 | 0 | 0 |  |  |  |  | -0.26182 | 0
48500 | APD_GT1_8005 | 1 | Houston | YES | -0.008537 | 137.6 | 54.6 | 137.6 |  | 1.0362 | Cogen | -1 | 0.26187 | 0 | 0 |  |  |  |  | -0.26187 | 0
48511 | LPE_GT1_8070 | 1 | Houston | YES | -0.00854 | 42 | 0 | 42 | 0 | 1.0362 | GGT | -1 | 0.26187 | 42 | 42 |  |  |  |  | -0.26187 | -10.9986
48512 | LPE_GT2_8075 | 2 | Houston | YES | -0.00854 | 42 | 0 | 42 | 0 | 1.0362 | GGT | -1 | 0.26187 | 42 | 42 |  |  |  |  | -0.26187 | -10.9986
48513 | LPE_GT3_8080 | 3 | Houston | YES | -0.00854 | 39 | 0 | 39 | 0 | 1.0362 | GGT | -1 | 0.26187 | 39 | 39 |  |  |  |  | -0.26187 | -10.213
48514 | LPE_GT4_8085 | 4 | Houston | YES | -0.00854 | 39 | 0 | 39 | 0 | 1.0362 | GGT | -1 | 0.26187 | 39 | 39 |  |  |  |  | -0.26187 | -10.213
48593 | CHE_GT1_8015 | 1 | Houston | YES | -0.008554 | 173 | 50 | 173 | 0 | 1.0362 | Cogen | -1 | 0.26189 | 0 | 0 |  |  |  |  | -0.26189 | 0
48594 | CHE_GN4_8025 | 4 | Houston | YES | -0.008554 | 142 | 60 | 142 | 0 | 1.0362 | Cogen | -1 | 0.26189 | 0 | 0 |  |  |  |  | -0.26189 | 0
251 | BOSQUESW803 | 2 | North | YES | -0.008573 | 150 | 0 | 150 |  | 1.032 | CC | -1 | 0.2619 | 150 | 150 |  |  | -1.2859 | 150 | -0.2619 | -39.2857
253 | BOSQUESW804 | 2 | North | YES | -0.008573 | 80 | 0 | 80 |  | 1.032 | CC | -1 | 0.2619 | 80 | 80 |  |  | -0.68584 | 80 | -0.2619 | -20.9524
48873 | THW_ST3_ST_3 | 3 | Houston | YES | -0.008632 | 107 | 19 | 107 | 0 | 1.0435 | CC | -1 | 0.26196 | 107 | 107 |  |  |  |  | -0.26196 | -28.0301
48874 | THW_ST4_ST_4 | 4 | Houston | YES | -0.008632 | 108 | 19 | 108 | 0 | 1.0435 | CC | -1 | 0.26196 | 108 | 108 |  |  |  |  | -0.26196 | -28.2921
48875 | THW_3132 | B | Houston | YES | -0.008632 | 53 | 5 | 53 | 0 | 1.0435 | CC | -1 | 0.26196 | 53 | 53 |  |  |  |  | -0.26196 | -13.8841
48875 | THW_3132 | A | Houston | YES | -0.008632 | 55 | 5 | 55 | 0 | 1.0435 | CC | -1 | 0.26196 | 55 | 55 |  |  |  |  | -0.26196 | -14.408
48877 | THW_3334 | C | Houston | YES | -0.008632 | 55 | 5 | 55 | 0 | 1.0435 | CC | -1 | 0.26196 | 55 | 55 |  |  |  |  | -0.26196 | -14.408
48877 | THW_3334 | D | Houston | YES | -0.008632 | 57 | 5 | 57 | 0 | 1.0435 | CC | -1 | 0.26196 | 57 | 57 |  |  |  |  | -0.26196 | -14.9319
48879 | THW_4142 | E | Houston | YES | -0.008632 | 56 | 5 | 56 | 0 | 1.0435 | CC | -1 | 0.26196 | 56 | 56 |  |  |  |  | -0.26196 | -14.67
48879 | THW_4142 | F | Houston | YES | -0.008632 | 55 | 5 | 55 | 0 | 1.0435 | CC | -1 | 0.26196 | 55 | 55 |  |  |  |  | -0.26196 | -14.408
48881 | THW_4344 | G | Houston | YES | -0.008632 | 58 | 5 | 58 | 0 | 1.0435 | CC | -1 | 0.26196 | 58 | 58 |  |  |  |  | -0.26196 | -15.1939
48881 | THW_4344 | H | Houston | YES | -0.008632 | 58 | 5 | 58 | 0 | 1.0435 | CC | -1 | 0.26196 | 58 | 58 |  |  |  |  | -0.26196 | -15.1939
48582 | CBY_GN2_2 | 2 | Houston | YES | -0.008668 | 596.8 | 110 | 746 | 0 | 1.0435 | GSC | -1 | 0.262 | 746 | 746 |  |  |  |  | -0.262 | -195.4517
49803 | EXN_15GT | 1 | Houston | YES | -0.00869 | 33 | 8.3 | 34 |  | 1.0326 | Cogen | -1 | 0.26202 | 0 | 0 |  |  |  |  | -0.26202 | 0
49804 | EXN_16GT | 2 | Houston | YES | -0.00869 | 32 | 8.3 | 34.7 |  | 1.0326 | Cogen | -1 | 0.26202 | 0 | 0 |  |  |  |  | -0.26202 | 0
49805 | EXN_17GT | 3 | Houston | YES | -0.00869 | 31 | 8.3 | 32.7 |  | 1.0326 | Cogen | -1 | 0.26202 | 0 | 0 |  |  |  |  | -0.26202 | 0
49826 | EXN938GT | 5 | Houston | YES | -0.00869 | 43 | 9.2 | 45.9 | 0 | 1.0326 | Cogen | -1 | 0.26202 | 0 | 0 |  |  |  |  | -0.26202 | 0
49828 | EXN941GT | 10 | Houston | YES | -0.00869 | 17.7 | 5.4 | 17.7 | 0 | 1.0326 | Cogen | -1 | 0.26202 | 0 | 0 |  |  |  |  | -0.26202 | 0
49829 | EXN942GT | 11 | Houston | YES | -0.00869 | 20 | 5.4 | 20.4 | 0 | 1.0326 | Cogen | -1 | 0.26202 | 0 | 0 |  |  |  |  | -0.26202 | 0
49830 | EXN943GT | 12 | Houston | YES | -0.00869 | 19 | 5.4 | 19.9 | 0 | 1.0326 | Cogen | -1 | 0.26202 | 0 | 0 |  |  |  |  | -0.26202 | 0
49831 | EXN944GT | 13 | Houston | YES | -0.00869 | 33 | 5.4 | 35 | 0 | 1.0326 | Cogen | -1 | 0.26202 | 0 | 0 |  |  |  |  | -0.26202 | 0
49832 | EXN945GT | 9 | Houston | YES | -0.00869 | 18.5 | 9.2 | 18.5 | 0 | 1.0326 | Cogen | -1 | 0.26202 | 0 | 0 |  |  |  |  | -0.26202 | 0
49837 | EXN_GT | 4 | Houston | YES | -0.00869 | 81 | 21.3 | 85.4 | 0 | 1.0326 | Cogen | -1 | 0.26202 | 0 | 0 |  |  |  |  | -0.26202 | 0
49838 | EXN_14GT | 14 | Houston | YES | -0.00869 | 140 | 0 | 148 |  | 1.0326 | Cogen | -1 | 0.26202 | 0 | 0 |  |  |  |  | -0.26202 | 0
48883 | THW_GT1_GT_1 | B2 | Houston | YES | -0.008713 | 0 | 0 | 12 |  | 1.043 | GGT | -1 | 0.26204 | 12 | 12 |  |  |  |  | -0.26204 | -3.1445
48651 | EP_1_2 | 2 | Houston | YES | -0.008751 | 17.7 | 10 | 21 | 0 | 1.0362 | Cogen | -1 | 0.26208 | 0 | 0 |  |  |  |  | -0.26208 | 0
48651 | EP_1_2 | 1 | Houston | YES | -0.008751 | 4 | 0 | 5 | 0 | 1.0362 | Cogen | -1 | 0.26208 | 0 | 0 |  |  |  |  | -0.26208 | 0
48581 | CBY_GN1_1 | 1 | Houston | YES | -0.008754 | 595.2 | 108 | 744 | 0 | 1.0435 | GSC | -1 | 0.26209 | 744 | 744 |  |  |  |  | -0.26209 | -194.9917
48791 | PSA_GT1_8160 | 1 | Houston | YES | -0.008754 | 52 | 20.8 | 65 | 0 | 1.0362 | Cogen | -1 | 0.26209 | 0 | 0 |  |  |  |  | -0.26209 | 0
48792 | PSA_GT2_8155 | 2 | Houston | YES | -0.008754 | 52.8 | 20.3 | 66 | 0 | 1.0362 | Cogen | -1 | 0.26209 | 0 | 0 |  |  |  |  | -0.26209 | 0
48793 | PSA_GT3_8150 | 3 | Houston | YES | -0.008754 | 56 | 20.3 | 70 | 0 | 1.0362 | Cogen | -1 | 0.26209 | 0 | 0 |  |  |  |  | -0.26209 | 0
48794 | PSA_GT4_8145 | 4 | Houston | YES | -0.008754 | 52.8 | 20.3 | 66 | 0 | 1.0362 | Cogen | -1 | 0.26209 | 0 | 0 |  |  |  |  | -0.26209 | 0
48795 | PSA_GT5_8140 | 5 | Houston | YES | -0.008754 | 51.2 | 20.3 | 64 | 0 | 1.0362 | Cogen | -1 | 0.26209 | 0 | 0 |  |  |  |  | -0.26209 | 0
48796 | PSA_GN1_8165 | 1 | Houston | YES | -0.008754 | 83.2 | 43.1 | 104 | 0 | 1.0362 | Cogen | -1 | 0.26209 | 0 | 0 |  |  |  |  | -0.26209 | 0
48797 | PSA_GT6_8135 | 6 | Houston | YES | -0.008754 | 47.2 | 34.5 | 59 | 0 | 1.0362 | Cogen | -1 | 0.26209 | 0 | 0 |  |  |  |  | -0.26209 | 0
48815 | CVC_GT4_8005 | 4 | Houston | YES | -0.008774 | 165 | 91.8 | 165 |  | 1.0362 | Cogen | -1 | 0.26211 | 0 | 0 |  |  |  |  | -0.26211 | 0
48583 | CBY_GT4_1 | 1 | Houston | YES | -0.008781 | 172 | 0 | 172 | 0 | 1.026 | GSC | -1 | 0.26211 | 172 | 172 |  |  |  |  | -0.26211 | -45.0834
48584 | CBY_GT4_2 | 2 | Houston | YES | -0.008781 | 172 | 0 | 172 | 0 | 1.026 | CC | -1 | 0.26211 | 172 | 172 |  |  |  |  | -0.26211 | -45.0834
48585 | CBY_ST4_1 | 3 | Houston | YES | -0.008781 | 172 | 0 | 172 | 0 | 1.026 | CC | -1 | 0.26211 | 172 | 172 |  |  |  |  | -0.26211 | -45.0834
48595 | BTE_GT2_8075 | 1 | Houston | YES | -0.008843 | 162.8 | 130 | 162.8 | 0 | 1.0261 | CC | -1 | 0.26217 | 162.8 | 162.8 |  |  |  |  | -0.26217 | -42.682
48596 | BTE_GT3_8045 | 2 | Houston | YES | -0.008843 | 161.4 | 130 | 161.4 | 0 | 1.0261 | CC | -1 | 0.26217 | 161.4 | 161.4 |  |  |  |  | -0.26217 | -42.315
48597 | BTE_GT4_8055 | 3 | Houston | YES | -0.008843 | 158.9 | 130 | 158.9 | 0 | 1.0261 | CC | -1 | 0.26217 | 158.9 | 158.9 |  |  |  |  | -0.26217 | -41.6596
48598 | BTE_ST1_8070 | 4 | Houston | YES | -0.008843 | 269.2 | 60 | 269.2 | 0 | 1.0261 | CC | -1 | 0.26217 | 269.2 | 269.2 |  |  |  |  | -0.26217 | -70.5774
48690 | GBY_GN5_5 | 5 | Houston | YES | -0.008868 | 318.4 | 81 | 398 |  | 1.0362 | GSC | -1 | 0.2622 | 398 | 398 |  |  |  |  | -0.2622 | -104.3555
48885 | THW_5152 | A | Houston | YES | -0.008898 | 46.4 | 5 | 58 |  | 1.0319 | GGT | -1 | 0.26223 | 58 | 58 |  |  |  |  | -0.26223 | -15.2093
48885 | THW_5152 | B | Houston | YES | -0.008898 | 47.2 | 5 | 59 |  | 1.0319 | GGT | -1 | 0.26223 | 59 | 59 |  |  |  |  | -0.26223 | -15.4715
48886 | THW_5354 | D | Houston | YES | -0.008898 | 46.4 | 5 | 58 |  | 1.0319 | GGT | -1 | 0.26223 | 58 | 58 |  |  |  |  | -0.26223 | -15.2093
48886 | THW_5354 | C | Houston | YES | -0.008898 | 45.6 | 5 | 57 |  | 1.0319 | GGT | -1 | 0.26223 | 57 | 57 |  |  |  |  | -0.26223 | -14.9471
48887 | THW_5556 | F | Houston | YES | -0.008898 | 45.6 | 5 | 57 |  | 1.0319 | GGT | -1 | 0.26223 | 57 | 57 |  |  |  |  | -0.26223 | -14.9471
48887 | THW_5556 | E | Houston | YES | -0.008898 | 47.2 | 5 | 59 |  | 1.0319 | GGT | -1 | 0.26223 | 59 | 59 |  |  |  |  | -0.26223 | -15.4715
244 | WHITNYDM01 | 1 | North | YES | -0.009075 | 15 | 0 | 15 | 0 | 1.035 | Hydro | -1 | 0.26241 | 0 | 0 |  |  | 0 | 0 | -0.26241 | 0
245 | WHITNYDM02 | 2 | North | YES | -0.009075 | 15 | 0 | 15 | 0 | 1.035 | Hydro | -1 | 0.26241 | 0 | 0 |  |  | 0 | 0 | -0.26241 | 0
48591 | CHE_GT2_5030 | 2 | Houston | YES | -0.009274 | 173 | 50 | 173 | 0 | 1.029 | Cogen | -1 | 0.26261 | 0 | 0 |  |  |  |  | -0.26261 | 0
48811 | CVC_GT3_5045 | 3 | Houston | YES | -0.009274 | 156 | 91.8 | 156 | 0 | 1.029 | Cogen | -1 | 0.26261 | 0 | 0 |  |  |  |  | -0.26261 | 0
48812 | CVC_GT2_5020 | 2 | Houston | YES | -0.009274 | 158 | 91.8 | 158 | 0 | 1.029 | Cogen | -1 | 0.26261 | 0 | 0 |  |  |  |  | -0.26261 | 0
48813 | CVC_GT1_5035 | 1 | Houston | YES | -0.009274 | 160 | 91.8 | 160 | 0 | 1.029 | Cogen | -1 | 0.26261 | 0 | 0 |  |  |  |  | -0.26261 | 0
48814 | CVC_ST5_5040 | 1 | Houston | YES | -0.009274 | 162 | 91.8 | 162 | 0 | 1.029 | Cogen | -1 | 0.26261 | 0 | 0 |  |  |  |  | -0.26261 | 0
238 | BOSQUESW505 | 1 | North | YES | -0.009812 | 255 | 0 | 255 | 0 | 1.02 | CC | -1 | 0.26314 | 255 | 255 |  |  | -2.5021 | 255 | -0.26314 | -67.1016
239 | BOSQUESW502 | 1 | North | YES | -0.009812 | 119.2 | 0 | 149 | 0 | 1.02 | GGT | -1 | 0.26314 | 149 | 149 |  |  | -1.462 | 149 | -0.26314 | -39.2084
247 | BOSQUESW501 | 2 | North | YES | -0.009812 | 124.8 | 0 | 156 | 0 | 1.02 | GGT | -1 | 0.26314 | 156 | 156 |  |  | -1.5307 | 156 | -0.26314 | -41.0504
3416 | LAKE_CRK1_G | 1 | North | YES | -0.010489 | 60 | 33 | 75 |  | 1.029 | GST | -1 | 0.26382 | 75 | 75 |  |  | -0.78668 | 75 | -0.26382 | -19.7865
3417 | LAKE_CRK2_G | 2 | North | YES | -0.010489 | 177.6 | 40 | 222 | 0 | 1.029 | GST | -1 | 0.26382 | 222 | 222 |  |  | -2.3286 | 222 | -0.26382 | -58.5682
1898 | COMCHEPK_1G | 1 | North | YES | -0.010676 | 1159 | 1150 | 1159 | 0 | 1.032 | Nuc | -1 | 0.26401 | 0 | 0 |  |  | 0 | 0 | -0.26401 | 0
1899 | COMCHEPK_2G | 2 | North | YES | -0.010676 | 1159 | 1128 | 1159 | 0 | 1.032 | Nuc | -1 | 0.26401 | 0 | 0 |  |  | 0 | 0 | -0.26401 | 0
3403 | THOUSE_1G | 1 | North | YES | -0.011383 | 563 | 200 | 563 | 0 | 1.012 | GSC | -1 | 0.26471 | 563 | 563 |  |  | -6.4086 | 563 | -0.26471 | -149.0343
3404 | THOUSE_2G | 2 | North | YES | -0.011383 | 807 | 250 | 807 | 0 | 1.012 | GSC | -1 | 0.26471 | 807 | 807 |  |  | -9.1861 | 807 | -0.26471 | -213.6247
1877 | WLFHOLW_1G | 1 | North | YES | -0.012261 | 217.3 | 89.2 | 217.3 | 0 | 1.032 | CC | -1 | 0.26559 | 217.3 | 217.3 |  |  | -2.6643 | 217.3 | -0.26559 | -57.7133
1878 | WLFHOLW_2G | 2 | North | YES | -0.012261 | 215.7 | 105 | 215.7 | 0 | 1.032 | CC | -1 | 0.26559 | 215.7 | 215.7 |  |  | -2.6447 | 215.7 | -0.26559 | -57.2883
1879 | WLFHOLW_3G | 3 | North | YES | -0.012261 | 272.4 | 89.2 | 272.4 | 0 | 1.032 | CC | -1 | 0.26559 | 272.4 | 272.4 |  |  | -3.3399 | 272.4 | -0.26559 | -72.3474
48671 | FTR_GT1_5105 | 1 | North | YES | -0.012653 | 154.2 | 0 | 154.2 | 0 | 1.0319 | CC | -1 | 0.26598 | 154.2 | 154.2 |  |  | -1.9511 | 154.2 | -0.26598 | -41.0148
48672 | FTR_GT2_5110 | 2 | North | YES | -0.012653 | 159 | 0 | 159 | 0 | 1.0319 | CC | -1 | 0.26598 | 159 | 159 |  |  | -2.0118 | 159 | -0.26598 | -42.2916
48673 | FTR_GT3_5085 | 3 | North | YES | -0.012653 | 158 | 0 | 158 | 0 | 1.0319 | CC | -1 | 0.26598 | 158 | 158 |  |  | -1.9992 | 158 | -0.26598 | -42.0256
48674 | FTR_CN4_5095 | 4 | North | YES | -0.012653 | 380 | 0 | 380 | 0 | 1.0319 | CC | -1 | 0.26598 | 380 | 380 |  |  | -4.8081 | 380 | -0.26598 | -101.0742
32883 | BRYN_DNSBY3 | 1 | North | YES | -0.013053 | 0 | 2 | 48 |  | 1.015 | GST | -1 | 0.26638 | 48 | 48 |  |  | -0.62654 | 48 | -0.26638 | -12.7865
32884 | BRYN_DNSBY13 | 1 | North | YES | -0.013053 | 46 | 2 | 46 | 0 | 1.015 | GST | -1 | 0.26638 | 46 | 46 |  |  | -0.60044 | 46 | -0.26638 | -12.2537
32892 | BRYN_DNSBY14 | 1 | North | YES | -0.013053 | 84 | 25 | 105 | 0 | 1.035 | GST | -1 | 0.26638 | 105 | 105 |  |  | -1.3706 | 105 | -0.26638 | -27.9704
32886 | BRYN_ATKINS3 | MB | North | YES | -0.013081 | 0 | 5 | 12 |  | 1 | GST | -1 | 0.26641 | 0 | 0 |  |  | 0 | 0 | -0.26641 | 0
32887 | BRYN_ATKINS6 | MB | North | YES | -0.013081 | 0 | 12 | 51 |  | 1.028 | GST | -1 | 0.26641 | 0 | 0 |  |  | 0 | 0 | -0.26641 | 0
32888 | BRYN_ATKINS7 | 1 | North | YES | -0.013081 | 13.6 | 4 | 17 |  | 1.028 | GGT | -1 | 0.26641 | 17 | 17 |  |  | -0.22238 | 17 | -0.26641 | -4.529
32890 | BRYN_ATKINS4 | MB | North | YES | -0.013081 | 0 | 5 | 22 |  | 1.031 | GST | -1 | 0.26641 | 0 | 0 |  |  | 0 | 0 | -0.26641 | 0
32891 | BRYN_ATKINS5 | MB | North | YES | -0.013081 | 0 | 5 | 25 |  | 1.031 | GST | -1 | 0.26641 | 0 | 0 |  |  | 0 | 0 | -0.26641 | 0
32798 | BRYN_TAMUGEN | 1 | North | YES | -0.013137 | 32 | 0 | 32 |  | 1.02 | GST | -1 | 0.26647 | 32 | 32 |  |  | -0.42038 | 32 | -0.26647 | -8.527
990 | GIBN_CREK_G1 | 1 | North | YES | -0.013337 | 463 | 200 | 463 | 0 | 1.0275 | LIGCO | -1 | 0.26667 | 0 | 463 |  |  | 0 | 0 | -0.26667 | 0
344 | MRSSHPRD | 1 | North | YES | -0.013559 | 12 | 0 | 12 |  | 1.03 | Hydro | -1 | 0.26689 | 0 | 0 |  |  | 0 | 0 | -0.26689 | 0
345 | MRSSHPRD01 | 2 | North | YES | -0.013559 | 12 | 0 | 12 |  | 1.03 | Hydro | -1 | 0.26689 | 0 | 0 |  |  | 0 | 0 | -0.26689 | 0
1892 | DECRDOVA_2G | A | North | YES | -0.013737 | 65 | 65 | 70 | 0 | 1.025 | GGT | -1 | 0.26707 | 70 | 70 |  |  | -0.96159 | 70 | -0.26707 | -18.6948
1893 | DECRDOVA_3G | B | North | YES | -0.013737 | 65 | 65 | 69 | 0 | 1.025 | GGT | -1 | 0.26707 | 69 | 69 |  |  | -0.94785 | 69 | -0.26707 | -18.4277
1894 | DECRDOVA_4G | C | North | YES | -0.013737 | 65 | 65 | 69 | 0 | 1.025 | GGT | -1 | 0.26707 | 69 | 69 |  |  | -0.94785 | 69 | -0.26707 | -18.4277
1895 | DECRDOVA_5G | D | North | YES | -0.013737 | 65 | 65 | 68 | 0 | 1.025 | GGT | -1 | 0.26707 | 68 | 68 |  |  | -0.93412 | 68 | -0.26707 | -18.1607
366 | JNSNCNTY802 | 1 | North | YES | -0.013991 | 168 | 20 | 168 | 0 | 1.02 | Cogen | -1 | 0.26732 | 0 | 0 |  |  | 0 | 0 | -0.26732 | 0
367 | JNSNCNTY802 | 2 | North | YES | -0.013991 | 90 | 20 | 90 | 0 | 1.02 | Cogen | -1 | 0.26732 | 0 | 0 |  |  | 0 | 0 | -0.26732 | 0
39960 | TNTNPONE_18 | 1 | North | YES | -0.015599 | 152.3 | 30 | 152.3 |  | 1.04 | LIGCO | -1 | 0.26893 | 0 | 152.3 |  |  | 0 | 0 | -0.26893 | 0
39970 | TNTNPONE_28 | 1 | North | YES | -0.015599 | 153 | 30 | 153 |  | 1.04 | LIGCO | -1 | 0.26893 | 0 | 153 |  |  | 0 | 0 | -0.26893 | 0
48721 | LEG_1___1 | 1 | North | YES | -0.016534 | 827 | 357 | 827 | 0 | 1.0348 | LIGCO | -1 | 0.26987 | 0 | 827 |  |  | 0 | 0 | -0.26987 | 0
48722 | LEG_2___2 | 2 | North | YES | -0.016534 | 819 | 357 | 819 | 0 | 1.0348 | LIGCO | -1 | 0.26987 | 0 | 819 |  |  | 0 | 0 | -0.26987 | 0
1889 | DECRDOVA_1G | 1 | North | YES | -0.017947 | 779 | 255 | 779 | 0 | 1.02 | GSC | -1 | 0.27128 | 779 | 779 |  |  | -13.9807 | 779 | -0.27128 | -211.3261
3381 | BBRN_1G | 1 | North | YES | -0.018636 | 618 | 225 | 618 | 0 | 1.03 | LIGCO | -1 | 0.27197 | 0 | 618 |  |  | 0 | 0 | -0.27197 | 0
3382 | BBRN_2G | 2 | North | YES | -0.018636 | 589 | 225 | 589 | 0 | 1.03 | LIGCO | -1 | 0.27197 | 0 | 589 |  |  | 0 | 0 | -0.27197 | 0
13131 | CALFREST_1G | 1 | North | YES | -0.019006 | 150.7 | 40 | 150.7 | 0 | 1.031 | CC | -1 | 0.27234 | 150.7 | 150.7 |  |  | -2.8642 | 150.7 | -0.27234 | -41.0413
13132 | CALFREST_2G | 2 | North | YES | -0.019006 | 151 | 57 | 151 | 0 | 1.031 | CC | -1 | 0.27234 | 151 | 151 |  |  | -2.8699 | 151 | -0.27234 | -41.123
13133 | CALFREST_3G | 3 | North | YES | -0.019006 | 177.4 | 40 | 177.4 | 0 | 1.031 | CC | -1 | 0.27234 | 177.4 | 177.4 |  |  | -3.3717 | 177.4 | -0.27234 | -48.3127
13134 | CALFREST_4G | 4 | North | YES | -0.019095 | 151.5 | 40 | 151.5 | 0 | 1.031 | CC | -1 | 0.27243 | 151.5 | 151.5 |  |  | -2.8929 | 151.5 | -0.27243 | -41.2726
13135 | CALFREST_5G | 5 | North | YES | -0.019095 | 152.3 | 57 | 152.3 | 0 | 1.031 | CC | -1 | 0.27243 | 152.3 | 152.3 |  |  | -2.9082 | 152.3 | -0.27243 | -41.4906
13136 | CALFREST_6G | 6 | North | YES | -0.019095 | 177.5 | 40 | 177.5 | 0 | 1.031 | CC | -1 | 0.27243 | 177.5 | 177.5 |  |  | -3.3894 | 177.5 | -0.27243 | -48.3557
1937 | MDLTHELP_5G | 5 | North | YES | -0.019383 | 224 | 74 | 224 | 0 | 1 | CC | -1 | 0.27271 | 224 | 224 |  |  | -4.3418 | 224 | -0.27271 | -61.0881
1938 | MDLTHELP_6G | 6 | North | YES | -0.019383 | 226 | 74 | 226 | 0 | 1 | CC | -1 | 0.27271 | 226 | 226 |  |  | -4.3806 | 226 | -0.27271 | -61.6335
1943 | MDLTHELP_3G | 3 | North | YES | -0.019383 | 212 | 74 | 212 | 0 | 1 | CC | -1 | 0.27271 | 212 | 212 |  |  | -4.1092 | 212 | -0.27271 | -57.8155
1944 | MDLTHELP_4G | 4 | North | YES | -0.019383 | 211 | 74 | 211 | 0 | 1 | CC | -1 | 0.27271 | 211 | 211 |  |  | -4.0898 | 211 | -0.27271 | -57.5428
3126 | TRINIDAD_6G | 1 | North | YES | -0.019853 | 179.2 | 46 | 224 | 0 | 1 | GST | -1 | 0.27318 | 224 | 224 |  |  | -4.4471 | 224 | -0.27318 | -61.1934
12322 | ENNSTRAC_1G | 1 | North | YES | -0.02009 | 196 | 130 | 196 | 0 | 1.036 | CC | -1 | 0.27342 | 196 | 196 |  |  | -3.9376 | 196 | -0.27342 | -53.5906
12323 | ENNSTRAC_2G | 2 | North | YES | -0.02009 | 116 | 100 | 116 | 0 | 1.036 | CC | -1 | 0.27342 | 116 | 116 |  |  | -2.3304 | 116 | -0.27342 | -31.7169
1941 | MDLTHELP_1G | 1 | North | YES | -0.020553 | 216.4 | 74 | 216.4 | 0 | 1 | CC | -1 | 0.27388 | 216.4 | 216.4 |  |  | -4.4477 | 216.4 | -0.27388 | -59.2686
1942 | MDLTHELP_2G | 2 | North | YES | -0.020553 | 216.1 | 74 | 216.1 | 0 | 1 | CC | -1 | 0.27388 | 216.1 | 216.1 |  |  | -4.4415 | 216.1 | -0.27388 | -59.1865
3107 | STRYKER_1G | 1 | North | YES | -0.020996 | 145.6 | 45 | 182 | 0 | 1.029 | GST | -1 | 0.27433 | 182 | 182 |  |  | -3.8213 | 182 | -0.27433 | -49.9276
3108 | STRYKER_2G | 2 | North | YES | -0.020996 | 484 | 75 | 484 | 0 | 1.029 | GST | -1 | 0.27433 | 484 | 484 |  |  | -10.1621 | 484 | -0.27433 | -132.7746
3113 | LUFKINWB_1G | 1 | North | YES | -0.021043 | 0 | 0 | 50 |  | 1.01 | #N/A | -1 | 0.27437 | 50 | 50 |  |  | -1.0521 | 50 | -0.27437 | -13.7187
3348 | CHAMPION_1G | MB | North | YES | -0.021066 | 0 | 42 | 42 |  | 1 | Cogen | -1 | 0.2744 | 0 | 0 |  |  | 0 | 0 | -0.2744 | 0
13116 | TGATEWAY_1G | 1 | North | YES | -0.021273 | 151 | 30 | 151 | 0 | 1.0232 | CC | -1 | 0.2746 | 151 | 151 |  |  | -3.2122 | 151 | -0.2746 | -41.4653
13117 | TGATEWAY_2G | 2 | North | YES | -0.021273 | 130 | 30 | 130 | 0 | 1.0232 | CC | -1 | 0.2746 | 130 | 130 |  |  | -2.7655 | 130 | -0.2746 | -35.6986
13118 | TGATEWAY_3G | 3 | North | YES | -0.021273 | 148 | 30 | 148 | 0 | 1.0232 | CC | -1 | 0.2746 | 148 | 148 |  |  | -3.1484 | 148 | -0.2746 | -40.6415
13119 | TGATEWAY_4G | 4 | North | YES | -0.021273 | 399 | 65 | 399 | 0 | 1.0232 | CC | -1 | 0.2746 | 399 | 399 |  |  | -8.4879 | 399 | -0.2746 | -109.5673
503 | NTHTEXAS01 | 1 | North | YES | -0.021456 | 0 | 5 | 18 |  | 1.015 | GST | -1 | 0.27479 | 18 | 18 |  |  | -0.38621 | 18 | -0.27479 | -4.9462
504 | NTHTEXAS02 | 2 | North | YES | -0.021456 | 14.4 | 5 | 18 |  | 1.015 | GST | -1 | 0.27479 | 18 | 18 |  |  | -0.38621 | 18 | -0.27479 | -4.9462
505 | NTHTEXAS03 | 3 | North | YES | -0.021456 | 30.4 | 15 | 38 |  | 1.015 | GST | -1 | 0.27479 | 38 | 38 |  |  | -0.81533 | 38 | -0.27479 | -10.4419
3097 | MARTLAKE_1G | 1 | North | YES | -0.021511 | 790 | 500 | 790 | 0 | 1.017 | LIGCO | -1 | 0.27484 | 0 | 790 |  |  | 0 | 0 | -0.27484 | 0
3098 | MARTLAKE_2G | 2 | North | YES | -0.021511 | 795 | 461 | 795 | 0 | 1.017 | LIGCO | -1 | 0.27484 | 0 | 795 |  |  | 0 | 0 | -0.27484 | 0
3099 | MARTLAKE_3G | 3 | North | YES | -0.021511 | 804 | 500 | 804 | 0 | 1.017 | LIGCO | -1 | 0.27484 | 0 | 804 |  |  | 0 | 0 | -0.27484 | 0
2418 | MTCK2_G | 2 | North | YES | -0.022632 | 0 | 10 | 23 |  | 0.971 | #N/A | -1 | 0.27596 | 23 | 23 |  |  | -0.52054 | 23 | -0.27596 | -6.3472
2419 | MTCK3_G | MB | North | YES | -0.022632 | 0 | 10 | 63 |  | 0.971 | #N/A | -1 | 0.27596 | 63 | 63 |  |  | -1.4258 | 63 | -0.27596 | -17.3857
2413 | MTCK6_G | 6 | North | YES | -0.022656 | 0 | 30 | 118 |  | 1.022 | GST | -1 | 0.27599 | 118 | 118 |  |  | -2.6734 | 118 | -0.27599 | -32.5665
2414 | MTCK7_G | 7 | North | YES | -0.022656 | 0 | 30 | 115 |  | 1.022 | GST | -1 | 0.27599 | 115 | 115 |  |  | -2.6054 | 115 | -0.27599 | -31.7386
2417 | MTCK8_G | 8 | North | YES | -0.022656 | 444.8 | 60 | 556 | 0 | 1.022 | GSC | -1 | 0.27599 | 556 | 556 |  |  | -12.5967 | 556 | -0.27599 | -153.4491
12440 | PARKD_1SVC8 | 1 | North | YES | -0.023157 | 0 | 0 | 0 | 0 | 1.007 | GST | -1 | 0.27649 | 0 | 0 |  |  | 0 | 0 | -0.27649 | 0
12449 | PARKD_2SVC8 | 1 | North | YES | -0.023157 | 0 | 0 | 0 | 0 | 1.007 | GST | -1 | 0.27649 | 0 | 0 |  |  | 0 | 0 | -0.27649 | 0
12411 | FPLEFR1A_G | 1 | North | YES | -0.023291 | 161 | 72 | 161 | 0 | 1 | CC | -1 | 0.27662 | 161 | 161 |  |  | -3.7499 | 161 | -0.27662 | -44.5362
12412 | FPLEFR1B_G | 2 | North | YES | -0.023291 | 164 | 72 | 164 | 0 | 1 | CC | -1 | 0.27662 | 164 | 164 |  |  | -3.8197 | 164 | -0.27662 | -45.3661
12413 | FPLEFR1C_G | 3 | North | YES | -0.023291 | 164 | 72 | 164 | 0 | 1 | CC | -1 | 0.27662 | 164 | 164 |  |  | -3.8197 | 164 | -0.27662 | -45.3661
12414 | FPLEFR1S_G | 4 | North | YES | -0.023291 | 414 | 191 | 414 | 0 | 1 | CC | -1 | 0.27662 | 414 | 414 |  |  | -9.6425 | 414 | -0.27662 | -114.5218
12421 | FPLEFR2A_G | 1 | North | YES | -0.023291 | 162 | 72 | 162 | 0 | 1 | CC | -1 | 0.27662 | 162 | 162 |  |  | -3.7731 | 162 | -0.27662 | -44.8129
12422 | FPLEFR2B_G | 2 | North | YES | -0.023291 | 161 | 72 | 161 | 0 | 1 | CC | -1 | 0.27662 | 161 | 161 |  |  | -3.7499 | 161 | -0.27662 | -44.5362
12423 | FPLEFR2C_G | 3 | North | YES | -0.023291 | 163 | 72 | 163 | 0 | 1 | CC | -1 | 0.27662 | 163 | 163 |  |  | -3.7964 | 163 | -0.27662 | -45.0895
12424 | FPLEFR2S_G | 4 | North | YES | -0.023291 | 415 | 191 | 415 | 0 | 1 | CC | -1 | 0.27662 | 415 | 415 |  |  | -9.6658 | 415 | -0.27662 | -114.7984
2451 | LKHB1_G | 1 | North | YES | -0.023393 | 0 | 80 | 391 |  | 1.022 | GST | -1 | 0.27672 | 391 | 391 |  |  | -9.1467 | 391 | -0.27672 | -108.1993
2452 | LKHB2_G | 2 | North | YES | -0.023393 | 516 | 80 | 516 | 0 | 1.022 | GST | -1 | 0.27672 | 516 | 516 |  |  | -12.0708 | 516 | -0.27672 | -142.7899
1600 | BARTNWND_1G | 1 | North | YES | -0.023596 | 12 | 0 | 120 | 0 | 1.022 | Wind | -1 | 0.27693 | 0 | 120 |  |  | 0 | 0 | -0.27693 | 0
837 | NEWMAN_G5 | 1 | North | YES | -0.024015 | 0 | 15 | 40 |  | 1.01 | GST | -1 | 0.27735 | 40 | 40 |  |  | -0.9606 | 40 | -0.27735 | -11.0939
948 | STEAM1 | 1 | North | YES | -0.024028 | 0 | 12 | 20 |  | 1.02 | GST | -1 | 0.27736 | 20 | 20 |  |  | -0.48056 | 20 | -0.27736 | -5.5472
949 | STEAM2 | 1 | North | YES | -0.024028 | 26 | 8 | 26 | 0 | 0.99 | GST | -1 | 0.27736 | 26 | 26 |  |  | -0.62473 | 26 | -0.27736 | -7.2114
950 | STEAM3 | 1 | North | YES | -0.024028 | 41 | 13 | 42 | 0 | 1.02 | GST | -1 | 0.27736 | 42 | 42 |  |  | -1.0092 | 42 | -0.27736 | -11.6491
842 | OLINGER_G1 | 1 | North | YES | -0.024151 | 55.4 | 20 | 79 | 0 | 1.03 | GST | -1 | 0.27748 | 79 | 79 |  |  | -1.9079 | 79 | -0.27748 | -21.9211
843 | OLINGER_G2 | 1 | North | YES | -0.024151 | 76.2 | 25 | 110 | 0 | 1.03 | GST | -1 | 0.27748 | 110 | 110 |  |  | -2.6566 | 110 | -0.27748 | -30.5231
844 | OLINGER_G3 | 1 | North | YES | -0.024151 | 103.9 | 45 | 150 | 0 | 1.03 | GST | -1 | 0.27748 | 150 | 150 |  |  | -3.6227 | 150 | -0.27748 | -41.6224
845 | OLINGER_G4 | 1 | North | YES | -0.024151 | 51.9 | 0 | 76 | 0 | 1.03 | GGT | -1 | 0.27748 | 76 | 76 |  |  | -1.8355 | 76 | -0.27748 | -21.0887
1948 | HANDLEY_4G | 4 | North | YES | -0.02441 | 348 | 150 | 435 | 0 | 1.022 | GST | -1 | 0.27774 | 435 | 435 |  |  | -10.6183 | 435 | -0.27774 | -120.8176
1947 | HANDLEY_3G | 3 | North | YES | -0.02446 | 316 | 100 | 395 | 0 | 1.022 | GST | -1 | 0.27779 | 395 | 395 |  |  | -9.6617 | 395 | -0.27779 | -109.7277
1949 | HANDLEY_5G | 5 | North | YES | -0.02446 | 348 | 150 | 435 | 0 | 1.022 | GST | -1 | 0.27779 | 435 | 435 |  |  | -10.6401 | 435 | -0.27779 | -120.8394
1701 | MOSES_1G | 1 | North | YES | -0.024689 | 558 | 175 | 558 | 0 | 1.023 | LIGCO | -1 | 0.27802 | 0 | 558 |  |  | 0 | 0 | -0.27802 | 0
1702 | MOSES_2G | 2 | North | YES | -0.024689 | 579 | 175 | 579 | 0 | 1.023 | LIGCO | -1 | 0.27802 | 0 | 579 |  |  | 0 | 0 | -0.27802 | 0
1703 | MOSES_3G | 3 | North | YES | -0.024689 | 808 | 463 | 808 | 0 | 1.023 | LIGCO | -1 | 0.27802 | 0 | 808 |  |  | 0 | 0 | -0.27802 | 0
5925 | DCEAST | EQ | North | YES | -0.024689 | 400.3 | -600 | 600 | 0 | 1.025 | DCTie | -1 | 0.27802 | 0 | 0 |  |  | 0 | 0 | -0.27802 | 0
1675 | PEC_1G | 1 | North | YES | -0.024878 | 76.7 | 35 | 76.7 | 0 | 1.022 | Cogen | -1 | 0.27821 | 0 | 0 |  |  | 0 | 0 | -0.27821 | 0
1676 | PEC_2G | 2 | North | YES | -0.024878 | 79.6 | 35 | 79.6 | 0 | 1.022 | Cogen | -1 | 0.27821 | 0 | 0 |  |  | 0 | 0 | -0.27821 | 0
1677 | PEC_3G | 3 | North | YES | -0.024878 | 88.4 | 35 | 88.4 | 0 | 1.022 | Cogen | -1 | 0.27821 | 0 | 0 |  |  | 0 | 0 | -0.27821 | 0
1678 | LAMARPWR_1G | 1 | North | YES | -0.02493 | 160 | 67.7 | 160 | 0 | 1.038 | CC | -1 | 0.27826 | 160 | 160 |  |  | -3.9888 | 160 | -0.27826 | -44.5219
1679 | LAMARPWR_2G | 2 | North | YES | -0.02493 | 156 | 67.7 | 156 | 0 | 1.038 | CC | -1 | 0.27826 | 156 | 156 |  |  | -3.8891 | 156 | -0.27826 | -43.4088
1680 | LAMARPWR_3G | 3 | North | YES | -0.02493 | 196 | 129.1 | 196 | 0 | 1.038 | CC | -1 | 0.27826 | 196 | 196 |  |  | -4.8863 | 196 | -0.27826 | -54.5393
1681 | LAMARPWR_4G | 4 | North | YES | -0.02493 | 156 | 67.7 | 156 | 0 | 1.038 | CC | -1 | 0.27826 | 156 | 156 |  |  | -3.8891 | 156 | -0.27826 | -43.4088
1682 | LAMARPWR_5G | 5 | North | YES | -0.02493 | 157 | 67.7 | 157 | 0 | 1.038 | CC | -1 | 0.27826 | 157 | 157 |  |  | -3.914 | 157 | -0.27826 | -43.6871
1683 | LAMARPWR_6G | 6 | North | YES | -0.02493 | 198 | 129.1 | 198 | 0 | 1.038 | CC | -1 | 0.27826 | 198 | 198 |  |  | -4.9361 | 198 | -0.27826 | -55.0958
1689 | VALLEY_3G | 3 | North | YES | -0.025049 | 0 | 25 | 375 |  | 1.003 | GST | -1 | 0.27838 | 375 | 375 |  |  | -9.3934 | 375 | -0.27838 | -104.3927
11691 | KMICHICT1_G | 1 | North | YES | -0.025049 | 144 | 80 | 144 | 0 | 1.026 | CC | -1 | 0.27838 | 144 | 144 |  |  | -3.6071 | 144 | -0.27838 | -40.0868
11692 | KMICHICT2_G | 2 | North | YES | -0.025049 | 146 | 80 | 146 | 0 | 1.026 | CC | -1 | 0.27838 | 146 | 146 |  |  | -3.6572 | 146 | -0.27838 | -40.6436
11693 | KMICHIST3_G | 3 | North | YES | -0.025049 | 312 | 60 | 312 | 0 | 1.026 | CC | -1 | 0.27838 | 312 | 312 |  |  | -7.8153 | 312 | -0.27838 | -86.8548
11694 | KMICHICT4_G | 4 | North | YES | -0.025049 | 144 | 80 | 144 | 0 | 1.026 | CC | -1 | 0.27838 | 144 | 144 |  |  | -3.6071 | 144 | -0.27838 | -40.0868
11695 | KMICHICT5_G | 5 | North | YES | -0.025049 | 148 | 80 | 148 | 0 | 1.026 | CC | -1 | 0.27838 | 148 | 148 |  |  | -3.7073 | 148 | -0.27838 | -41.2003
11696 | KMICHIST6_G | 6 | North | YES | -0.025049 | 310 | 60 | 310 | 0 | 1.026 | CC | -1 | 0.27838 | 310 | 310 |  |  | -7.7652 | 310 | -0.27838 | -86.298
1945 | HANDLEY_1G | MB | North | YES | -0.025074 | 0 | 25 | 36 |  | 0.986 | #N/A | -1 | 0.27841 | 36 | 36 |  |  | -0.90266 | 36 | -0.27841 | -10.0226
1946 | HANDLEY_2G | MB | North | YES | -0.025074 | 0 | 30 | 68 |  | 0.986 | #N/A | -1 | 0.27841 | 68 | 68 |  |  | -1.705 | 68 | -0.27841 | -18.9316
2381 | NTHLK1_G | 1 | North | YES | -0.025184 | 0 | 35 | 156 |  | 1.022 | GST | -1 | 0.27852 | 156 | 156 |  |  | -3.9287 | 156 | -0.27852 | -43.4484
2382 | NTHLK2_G | 2 | North | YES | -0.025184 | 0 | 35 | 181 |  | 1.022 | GST | -1 | 0.27852 | 181 | 181 |  |  | -4.5583 | 181 | -0.27852 | -50.4113
2383 | NTHLK3_G | 3 | North | YES | -0.025184 | 0 | 50 | 329 |  | 1.022 | GST | -1 | 0.27852 | 329 | 329 |  |  | -8.2855 | 329 | -0.27852 | -91.6316
1687 | VALLEY_1G | 1 | North | YES | -0.025442 | 136 | 15 | 170 | 0 | 1.029 | GST | -1 | 0.27877 | 170 | 170 |  |  | -4.3251 | 170 | -0.27877 | -47.3915
1688 | VALLEY_2G | 2 | North | YES | -0.025442 | 527 | 90 | 527 | 0 | 1.029 | GSC | -1 | 0.27877 | 527 | 527 |  |  | -13.4079 | 527 | -0.27877 | -146.9137
6948 | DENISNDM | 2 | North | YES | -0.025726 | 31 | 5 | 40 | 0 | 1.015 | Hydro | -1 | 0.27906 | 0 | 0 |  |  | 0 | 0 | -0.27906 | 0
6948 | DENISNDM | 1 | North | YES | -0.025726 | 40 | 5 | 40 | 0 | 1.015 | Hydro | -1 | 0.27906 | 0 | 0 |  |  | 0 | 0 | -0.27906 | 0
2371 | COLLIN_1G | MB | North | YES | -0.026412 | 0 | 40 | 138 |  | 1.022 | GST | -1 | 0.27974 | 0 | 0 |  |  | 0 | 0 | -0.27974 | 0
1433 | GRHAMSES_1G | 1 | North | YES | -0.027154 | 242 | 60 | 242 | 0 | 1.038 | GST | -1 | 0.28049 | 242 | 242 |  |  | -6.5713 | 242 | -0.28049 | -67.8775
580 | JCKCNTY801 | 1 | North | YES | -0.028186 | 288 | 0 | 288 | 0 | 1.022 | CC | -1 | 0.28152 | 288 | 288 |  |  | -8.1176 | 288 | -0.28152 | -81.0771
581 | JCKCNTY802 | 2 | North | YES | -0.028186 | 147 | 0 | 147 | 0 | 1.022 | CC | -1 | 0.28152 | 147 | 147 |  |  | -4.1433 | 147 | -0.28152 | -41.3831
582 | JCKCNTY803 | 3 | North | YES | -0.028186 | 147 | 0 | 147 | 0 | 1.022 | CC | -1 | 0.28152 | 147 | 147 |  |  | -4.1433 | 147 | -0.28152 | -41.3831
1861 | EAGLEMNT_1G | MB | North | YES | -0.030004 | 0 | 30 | 112 |  | 1.022 | GST | -1 | 0.28334 | 0 | 0 |  |  | 0 | 0 | -0.28334 | 0
1862 | EAGLEMNT_2G | MB | North | YES | -0.030004 | 0 | 40 | 100 |  | 1.022 | GST | -1 | 0.28334 | 0 | 0 |  |  | 0 | 0 | -0.28334 | 0
1863 | EAGLEMNT_3G | MB | North | YES | -0.030004 | 0 | 50 | 378 |  | 1.022 | GST | -1 | 0.28334 | 0 | 0 |  |  | 0 | 0 | -0.28334 | 0
728 | WOLFRIDGE801 | 1 | North | YES | -0.031768 | 11.2 | 0 | 112.5 | 0 | 0.99 | Wind | -1 | 0.2851 | 0 | 112.5 |  |  | 0 | 0 | -0.2851 | 0
923 | SPENCER_G4 | 1 | North | YES | -0.033005 | 48 | 20 | 61 | 0 | 1.03 | GST | -1 | 0.28634 | 61 | 61 |  |  | -2.0133 | 61 | -0.28634 | -17.4665
924 | SPENCER_G5 | 1 | North | YES | -0.033005 | 52 | 20 | 66 | 0 | 1.03 | GST | -1 | 0.28634 | 66 | 66 |  |  | -2.1783 | 66 | -0.28634 | -18.8982
1453 | WCPWRCO_1G | 1 | North | YES | -0.052341 | 204 | 50 | 204 |  | 1.02 | CC | -1 | 0.30567 | 204 | 204 |  |  | -10.6776 | 204 | -0.30567 | -62.3572
1454 | WCPWRCO_2G | 2 | North | YES | -0.052341 | 204 | 50 | 204 |  | 1.02 | CC | -1 | 0.30567 | 204 | 204 |  |  | -10.6776 | 204 | -0.30567 | -62.3572
1455 | WCPWRCO_3G | 3 | North | YES | -0.052341 | 242 | 50 | 242 |  | 1.02 | CC | -1 | 0.30567 | 242 | 242 |  |  | -12.6665 | 242 | -0.30567 | -73.9728
1479 | WFCOGEN_1G | 2 | North | YES | -0.05901 | 16 | 12 | 20 | 0 | 1 | Cogen | -1 | 0.31234 | 0 | 0 |  |  | 0 | 0 | -0.31234 | 0
1479 | WFCOGEN_1G | 1 | North | YES | -0.05901 | 16 | 12 | 20 | 0 | 1 | Cogen | -1 | 0.31234 | 0 | 0 |  |  | 0 | 0 | -0.31234 | 0
1482 | WFCOGEN_2G | 2 | North | YES | -0.05901 | 13.6 | 12 | 17 | 0 | 1 | Cogen | -1 | 0.31234 | 0 | 0 |  |  | 0 | 0 | -0.31234 | 0
1482 | WFCOGEN_2G | 1 | North | YES | -0.05901 | 16 | 12 | 20 | 0 | 1 | Cogen | -1 | 0.31234 | 0 | 0 |  |  | 0 | 0 | -0.31234 | 0
1432 | GRHAMSES_2G | 2 | North | YES | -0.088762 | 294.9 | 90 | 366 |  | 1.014 | GST | -1 | 0.34209 | 366 | 366 |  |  | -32.4869 | 366 | -0.34209 | -125.2063
1442 | COKFIELD_5 | 1 | North | YES | -0.2099 | 16.5 | 0 | 165 |  | 1.029 | Wind | -1 | 0.46323 | 0 | 165 |  |  | 0 | 0 | -0.46323 | 0
1438 | MESQUITW_2G | 1 | North | YES | -0.24815 | 23.6 | 0 | 236 | 0 | 1.017 | Wind | -1 | 0.50148 | 0 | 236 |  |  | 0 | 0 | -0.50148 | 0
1437 | MESQUITW_1G | 1 | North | YES | -0.24968 | 40 | 0 | 400 |  | 1.023 | Wind | -1 | 0.50301 | 0 | 400 |  |  | 0 | 0 | -0.50301 | 0
Note on AL4: Zonal Cap - Zonal Impact

## Distributed Slack - Inc
Number of Bus | Name of Bus | ID | Area Name of Gen | AGC | P Sensitivity of Bus | Gen MW | Min MW | Max MW | V Sensitivity of Bus | Set Volt | Tech Type | Zone Impact | Zone Correlation | Inc Max | Dec Max | Souce S.F. Weighting | Souce Capacity | Sink S.F. Weighting | Sink Capacity | PTDF Calc | PTDF Weighting | Cumulative Concentrated Capacity | Cumulative Concentrated Impact
1437 | MESQUITW_1G | 1 | North | YES | -0.24968 | 40 | 0 | 400 |  | 1.023 | Wind | -1 | 0.50301 | 0 | 400 |  |  | 0 | 0 | -0.50301 | 0 | 0 | 0
1438 | MESQUITW_2G | 1 | North | YES | -0.24815 | 23.6 | 0 | 236 | 0 | 1.017 | Wind | -1 | 0.50148 | 0 | 236 |  |  | 0 | 0 | -0.50148 | 0 | 0 | 0
1442 | COKFIELD_5 | 1 | North | YES | -0.2099 | 16.5 | 0 | 165 |  | 1.029 | Wind | -1 | 0.46323 | 0 | 165 |  |  | 0 | 0 | -0.46323 | 0 | 0 | 0
1432 | GRHAMSES_2G | 2 | North | YES | -0.088762 | 294.9 | 90 | 366 |  | 1.014 | GST | -1 | 0.34209 | 366 | 366 |  |  | -32.4869 | 366 | -0.34209 | -125.2063 | 366 | 125.2063 | Weighted Shift Factors
1479 | WFCOGEN_1G | 2 | North | YES | -0.05901 | 16 | 12 | 20 | 0 | 1 | Cogen | -1 | 0.31234 | 0 | 0 |  |  | 0 | 0 | -0.31234 | 0 | 366 | 125.2063 | West | 0.25333
1479 | WFCOGEN_1G | 1 | North | YES | -0.05901 | 16 | 12 | 20 | 0 | 1 | Cogen | -1 | 0.31234 | 0 | 0 |  |  | 0 | 0 | -0.31234 | 0 | 366 | 125.2063 | North | -0.022004
1482 | WFCOGEN_2G | 2 | North | YES | -0.05901 | 13.6 | 12 | 17 | 0 | 1 | Cogen | -1 | 0.31234 | 0 | 0 |  |  | 0 | 0 | -0.31234 | 0 | 366 | 125.2063 |  | 0.27534
1482 | WFCOGEN_2G | 1 | North | YES | -0.05901 | 16 | 12 | 20 | 0 | 1 | Cogen | -1 | 0.31234 | 0 | 0 |  |  | 0 | 0 | -0.31234 | 0 | 366 | 125.2063
1453 | WCPWRCO_1G | 1 | North | YES | -0.052341 | 204 | 50 | 204 |  | 1.02 | CC | -1 | 0.30567 | 204 | 204 |  |  | -10.6776 | 204 | -0.30567 | -62.3572 | 570 | 187.5635 | Line Cap | 1072
1454 | WCPWRCO_2G | 2 | North | YES | -0.052341 | 204 | 50 | 204 |  | 1.02 | CC | -1 | 0.30567 | 204 | 204 |  |  | -10.6776 | 204 | -0.30567 | -62.3572 | 774 | 249.9207 | Conc Gen | 2664
1455 | WCPWRCO_3G | 3 | North | YES | -0.052341 | 242 | 50 | 242 |  | 1.02 | CC | -1 | 0.30567 | 242 | 242 |  |  | -12.6665 | 242 | -0.30567 | -73.9728 | 1016 | 323.8935 | Weighted Imp. | 786.2843
923 | SPENCER_G4 | 1 | North | YES | -0.033005 | 48 | 20 | 61 | 0 | 1.03 | GST | -1 | 0.28634 | 61 | 61 |  |  | -2.0133 | 61 | -0.28634 | -17.4665 | 1077 | 341.36 | PTDF | 0.29515
924 | SPENCER_G5 | 1 | North | YES | -0.033005 | 52 | 20 | 66 | 0 | 1.03 | GST | -1 | 0.28634 | 66 | 66 |  |  | -2.1783 | 66 | -0.28634 | -18.8982 | 1143 | 360.2582
728 | WOLFRIDGE801 | 1 | North | YES | -0.031768 | 11.2 | 0 | 112.5 | 0 | 0.99 | Wind | -1 | 0.2851 | 0 | 112.5 |  |  | 0 | 0 | -0.2851 | 0 | 1143 | 360.2582 | Concentration | 1.072
1861 | EAGLEMNT_1G | MB | North | YES | -0.030004 | 0 | 30 | 112 |  | 1.022 | GST | -1 | 0.28334 | 0 | 0 |  |  | 0 | 0 | -0.28334 | 0 | 1143 | 360.2582
1862 | EAGLEMNT_2G | MB | North | YES | -0.030004 | 0 | 40 | 100 |  | 1.022 | GST | -1 | 0.28334 | 0 | 0 |  |  | 0 | 0 | -0.28334 | 0 | 1143 | 360.2582 |  | Pass
1863 | EAGLEMNT_3G | MB | North | YES | -0.030004 | 0 | 50 | 378 |  | 1.022 | GST | -1 | 0.28334 | 0 | 0 |  |  | 0 | 0 | -0.28334 | 0 | 1143 | 360.2582
580 | JCKCNTY801 | 1 | North | YES | -0.028186 | 288 | 0 | 288 | 0 | 1.022 | CC | -1 | 0.28152 | 288 | 288 |  |  | -8.1176 | 288 | -0.28152 | -81.0771 | 1431 | 441.3353
581 | JCKCNTY802 | 2 | North | YES | -0.028186 | 147 | 0 | 147 | 0 | 1.022 | CC | -1 | 0.28152 | 147 | 147 |  |  | -4.1433 | 147 | -0.28152 | -41.3831 | 1578 | 482.7184
582 | JCKCNTY803 | 3 | North | YES | -0.028186 | 147 | 0 | 147 | 0 | 1.022 | CC | -1 | 0.28152 | 147 | 147 |  |  | -4.1433 | 147 | -0.28152 | -41.3831 | 1725 | 524.1015
1433 | GRHAMSES_1G | 1 | North | YES | -0.027154 | 242 | 60 | 242 | 0 | 1.038 | GST | -1 | 0.28049 | 242 | 242 |  |  | -6.5713 | 242 | -0.28049 | -67.8775 | 1967 | 591.979
2371 | COLLIN_1G | MB | North | YES | -0.026412 | 0 | 40 | 138 |  | 1.022 | GST | -1 | 0.27974 | 0 | 0 |  |  | 0 | 0 | -0.27974 | 0 | 1967 | 591.979
6948 | DENISNDM | 2 | North | YES | -0.025726 | 31 | 5 | 40 | 0 | 1.015 | Hydro | -1 | 0.27906 | 0 | 0 |  |  | 0 | 0 | -0.27906 | 0 | 1967 | 591.979
6948 | DENISNDM | 1 | North | YES | -0.025726 | 40 | 5 | 40 | 0 | 1.015 | Hydro | -1 | 0.27906 | 0 | 0 |  |  | 0 | 0 | -0.27906 | 0 | 1967 | 591.979
1687 | VALLEY_1G | 1 | North | YES | -0.025442 | 136 | 15 | 170 | 0 | 1.029 | GST | -1 | 0.27877 | 170 | 170 |  |  | -4.3251 | 170 | -0.27877 | -47.3915 | 2137 | 639.3705
1688 | VALLEY_2G | 2 | North | YES | -0.025442 | 527 | 90 | 527 | 0 | 1.029 | GSC | -1 | 0.27877 | 527 | 527 |  |  | -13.4079 | 527 | -0.27877 | -146.9137 | 2664 | 786.2843
2381 | NTHLK1_G | 1 | North | YES | -0.025184 | 0 | 35 | 156 |  | 1.022 | GST | -1 | 0.27852 | 156 | 156 |  |  | -3.9287 | 156 | -0.27852 | -43.4484
2382 | NTHLK2_G | 2 | North | YES | -0.025184 | 0 | 35 | 181 |  | 1.022 | GST | -1 | 0.27852 | 181 | 181 |  |  | -4.5583 | 181 | -0.27852 | -50.4113
2383 | NTHLK3_G | 3 | North | YES | -0.025184 | 0 | 50 | 329 |  | 1.022 | GST | -1 | 0.27852 | 329 | 329 |  |  | -8.2855 | 329 | -0.27852 | -91.6316
1945 | HANDLEY_1G | MB | North | YES | -0.025074 | 0 | 25 | 36 |  | 0.986 | #N/A | -1 | 0.27841 | 36 | 36 |  |  | -0.90266 | 36 | -0.27841 | -10.0226
1946 | HANDLEY_2G | MB | North | YES | -0.025074 | 0 | 30 | 68 |  | 0.986 | #N/A | -1 | 0.27841 | 68 | 68 |  |  | -1.705 | 68 | -0.27841 | -18.9316
1689 | VALLEY_3G | 3 | North | YES | -0.025049 | 0 | 25 | 375 |  | 1.003 | GST | -1 | 0.27838 | 375 | 375 |  |  | -9.3934 | 375 | -0.27838 | -104.3927
11691 | KMICHICT1_G | 1 | North | YES | -0.025049 | 144 | 80 | 144 | 0 | 1.026 | CC | -1 | 0.27838 | 144 | 144 |  |  | -3.6071 | 144 | -0.27838 | -40.0868
11692 | KMICHICT2_G | 2 | North | YES | -0.025049 | 146 | 80 | 146 | 0 | 1.026 | CC | -1 | 0.27838 | 146 | 146 |  |  | -3.6572 | 146 | -0.27838 | -40.6436
11693 | KMICHIST3_G | 3 | North | YES | -0.025049 | 312 | 60 | 312 | 0 | 1.026 | CC | -1 | 0.27838 | 312 | 312 |  |  | -7.8153 | 312 | -0.27838 | -86.8548
11694 | KMICHICT4_G | 4 | North | YES | -0.025049 | 144 | 80 | 144 | 0 | 1.026 | CC | -1 | 0.27838 | 144 | 144 |  |  | -3.6071 | 144 | -0.27838 | -40.0868
11695 | KMICHICT5_G | 5 | North | YES | -0.025049 | 148 | 80 | 148 | 0 | 1.026 | CC | -1 | 0.27838 | 148 | 148 |  |  | -3.7073 | 148 | -0.27838 | -41.2003
11696 | KMICHIST6_G | 6 | North | YES | -0.025049 | 310 | 60 | 310 | 0 | 1.026 | CC | -1 | 0.27838 | 310 | 310 |  |  | -7.7652 | 310 | -0.27838 | -86.298
1678 | LAMARPWR_1G | 1 | North | YES | -0.02493 | 160 | 67.7 | 160 | 0 | 1.038 | CC | -1 | 0.27826 | 160 | 160 |  |  | -3.9888 | 160 | -0.27826 | -44.5219
1679 | LAMARPWR_2G | 2 | North | YES | -0.02493 | 156 | 67.7 | 156 | 0 | 1.038 | CC | -1 | 0.27826 | 156 | 156 |  |  | -3.8891 | 156 | -0.27826 | -43.4088
1680 | LAMARPWR_3G | 3 | North | YES | -0.02493 | 196 | 129.1 | 196 | 0 | 1.038 | CC | -1 | 0.27826 | 196 | 196 |  |  | -4.8863 | 196 | -0.27826 | -54.5393
1681 | LAMARPWR_4G | 4 | North | YES | -0.02493 | 156 | 67.7 | 156 | 0 | 1.038 | CC | -1 | 0.27826 | 156 | 156 |  |  | -3.8891 | 156 | -0.27826 | -43.4088
1682 | LAMARPWR_5G | 5 | North | YES | -0.02493 | 157 | 67.7 | 157 | 0 | 1.038 | CC | -1 | 0.27826 | 157 | 157 |  |  | -3.914 | 157 | -0.27826 | -43.6871
1683 | LAMARPWR_6G | 6 | North | YES | -0.02493 | 198 | 129.1 | 198 | 0 | 1.038 | CC | -1 | 0.27826 | 198 | 198 |  |  | -4.9361 | 198 | -0.27826 | -55.0958
1675 | PEC_1G | 1 | North | YES | -0.024878 | 76.7 | 35 | 76.7 | 0 | 1.022 | Cogen | -1 | 0.27821 | 0 | 0 |  |  | 0 | 0 | -0.27821 | 0
1676 | PEC_2G | 2 | North | YES | -0.024878 | 79.6 | 35 | 79.6 | 0 | 1.022 | Cogen | -1 | 0.27821 | 0 | 0 |  |  | 0 | 0 | -0.27821 | 0
1677 | PEC_3G | 3 | North | YES | -0.024878 | 88.4 | 35 | 88.4 | 0 | 1.022 | Cogen | -1 | 0.27821 | 0 | 0 |  |  | 0 | 0 | -0.27821 | 0
1701 | MOSES_1G | 1 | North | YES | -0.024689 | 558 | 175 | 558 | 0 | 1.023 | LIGCO | -1 | 0.27802 | 0 | 558 |  |  | 0 | 0 | -0.27802 | 0
1702 | MOSES_2G | 2 | North | YES | -0.024689 | 579 | 175 | 579 | 0 | 1.023 | LIGCO | -1 | 0.27802 | 0 | 579 |  |  | 0 | 0 | -0.27802 | 0
1703 | MOSES_3G | 3 | North | YES | -0.024689 | 808 | 463 | 808 | 0 | 1.023 | LIGCO | -1 | 0.27802 | 0 | 808 |  |  | 0 | 0 | -0.27802 | 0
5925 | DCEAST | EQ | North | YES | -0.024689 | 400.3 | -600 | 600 | 0 | 1.025 | DCTie | -1 | 0.27802 | 0 | 0 |  |  | 0 | 0 | -0.27802 | 0
1947 | HANDLEY_3G | 3 | North | YES | -0.02446 | 316 | 100 | 395 | 0 | 1.022 | GST | -1 | 0.27779 | 395 | 395 |  |  | -9.6617 | 395 | -0.27779 | -109.7277
1949 | HANDLEY_5G | 5 | North | YES | -0.02446 | 348 | 150 | 435 | 0 | 1.022 | GST | -1 | 0.27779 | 435 | 435 |  |  | -10.6401 | 435 | -0.27779 | -120.8394
1948 | HANDLEY_4G | 4 | North | YES | -0.02441 | 348 | 150 | 435 | 0 | 1.022 | GST | -1 | 0.27774 | 435 | 435 |  |  | -10.6183 | 435 | -0.27774 | -120.8176
842 | OLINGER_G1 | 1 | North | YES | -0.024151 | 55.4 | 20 | 79 | 0 | 1.03 | GST | -1 | 0.27748 | 79 | 79 |  |  | -1.9079 | 79 | -0.27748 | -21.9211
843 | OLINGER_G2 | 1 | North | YES | -0.024151 | 76.2 | 25 | 110 | 0 | 1.03 | GST | -1 | 0.27748 | 110 | 110 |  |  | -2.6566 | 110 | -0.27748 | -30.5231
844 | OLINGER_G3 | 1 | North | YES | -0.024151 | 103.9 | 45 | 150 | 0 | 1.03 | GST | -1 | 0.27748 | 150 | 150 |  |  | -3.6227 | 150 | -0.27748 | -41.6224
845 | OLINGER_G4 | 1 | North | YES | -0.024151 | 51.9 | 0 | 76 | 0 | 1.03 | GGT | -1 | 0.27748 | 76 | 76 |  |  | -1.8355 | 76 | -0.27748 | -21.0887
948 | STEAM1 | 1 | North | YES | -0.024028 | 0 | 12 | 20 |  | 1.02 | GST | -1 | 0.27736 | 20 | 20 |  |  | -0.48056 | 20 | -0.27736 | -5.5472
949 | STEAM2 | 1 | North | YES | -0.024028 | 26 | 8 | 26 | 0 | 0.99 | GST | -1 | 0.27736 | 26 | 26 |  |  | -0.62473 | 26 | -0.27736 | -7.2114
950 | STEAM3 | 1 | North | YES | -0.024028 | 41 | 13 | 42 | 0 | 1.02 | GST | -1 | 0.27736 | 42 | 42 |  |  | -1.0092 | 42 | -0.27736 | -11.6491
837 | NEWMAN_G5 | 1 | North | YES | -0.024015 | 0 | 15 | 40 |  | 1.01 | GST | -1 | 0.27735 | 40 | 40 |  |  | -0.9606 | 40 | -0.27735 | -11.0939
1600 | BARTNWND_1G | 1 | North | YES | -0.023596 | 12 | 0 | 120 | 0 | 1.022 | Wind | -1 | 0.27693 | 0 | 120 |  |  | 0 | 0 | -0.27693 | 0
2451 | LKHB1_G | 1 | North | YES | -0.023393 | 0 | 80 | 391 |  | 1.022 | GST | -1 | 0.27672 | 391 | 391 |  |  | -9.1467 | 391 | -0.27672 | -108.1993
2452 | LKHB2_G | 2 | North | YES | -0.023393 | 516 | 80 | 516 | 0 | 1.022 | GST | -1 | 0.27672 | 516 | 516 |  |  | -12.0708 | 516 | -0.27672 | -142.7899
12411 | FPLEFR1A_G | 1 | North | YES | -0.023291 | 161 | 72 | 161 | 0 | 1 | CC | -1 | 0.27662 | 161 | 161 |  |  | -3.7499 | 161 | -0.27662 | -44.5362
12412 | FPLEFR1B_G | 2 | North | YES | -0.023291 | 164 | 72 | 164 | 0 | 1 | CC | -1 | 0.27662 | 164 | 164 |  |  | -3.8197 | 164 | -0.27662 | -45.3661
12413 | FPLEFR1C_G | 3 | North | YES | -0.023291 | 164 | 72 | 164 | 0 | 1 | CC | -1 | 0.27662 | 164 | 164 |  |  | -3.8197 | 164 | -0.27662 | -45.3661
12414 | FPLEFR1S_G | 4 | North | YES | -0.023291 | 414 | 191 | 414 | 0 | 1 | CC | -1 | 0.27662 | 414 | 414 |  |  | -9.6425 | 414 | -0.27662 | -114.5218
12421 | FPLEFR2A_G | 1 | North | YES | -0.023291 | 162 | 72 | 162 | 0 | 1 | CC | -1 | 0.27662 | 162 | 162 |  |  | -3.7731 | 162 | -0.27662 | -44.8129
12422 | FPLEFR2B_G | 2 | North | YES | -0.023291 | 161 | 72 | 161 | 0 | 1 | CC | -1 | 0.27662 | 161 | 161 |  |  | -3.7499 | 161 | -0.27662 | -44.5362
12423 | FPLEFR2C_G | 3 | North | YES | -0.023291 | 163 | 72 | 163 | 0 | 1 | CC | -1 | 0.27662 | 163 | 163 |  |  | -3.7964 | 163 | -0.27662 | -45.0895
12424 | FPLEFR2S_G | 4 | North | YES | -0.023291 | 415 | 191 | 415 | 0 | 1 | CC | -1 | 0.27662 | 415 | 415 |  |  | -9.6658 | 415 | -0.27662 | -114.7984
12440 | PARKD_1SVC8 | 1 | North | YES | -0.023157 | 0 | 0 | 0 | 0 | 1.007 | GST | -1 | 0.27649 | 0 | 0 |  |  | 0 | 0 | -0.27649 | 0
12449 | PARKD_2SVC8 | 1 | North | YES | -0.023157 | 0 | 0 | 0 | 0 | 1.007 | GST | -1 | 0.27649 | 0 | 0 |  |  | 0 | 0 | -0.27649 | 0
2413 | MTCK6_G | 6 | North | YES | -0.022656 | 0 | 30 | 118 |  | 1.022 | GST | -1 | 0.27599 | 118 | 118 |  |  | -2.6734 | 118 | -0.27599 | -32.5665
2414 | MTCK7_G | 7 | North | YES | -0.022656 | 0 | 30 | 115 |  | 1.022 | GST | -1 | 0.27599 | 115 | 115 |  |  | -2.6054 | 115 | -0.27599 | -31.7386
2417 | MTCK8_G | 8 | North | YES | -0.022656 | 444.8 | 60 | 556 | 0 | 1.022 | GSC | -1 | 0.27599 | 556 | 556 |  |  | -12.5967 | 556 | -0.27599 | -153.4491
2418 | MTCK2_G | 2 | North | YES | -0.022632 | 0 | 10 | 23 |  | 0.971 | #N/A | -1 | 0.27596 | 23 | 23 |  |  | -0.52054 | 23 | -0.27596 | -6.3472
2419 | MTCK3_G | MB | North | YES | -0.022632 | 0 | 10 | 63 |  | 0.971 | #N/A | -1 | 0.27596 | 63 | 63 |  |  | -1.4258 | 63 | -0.27596 | -17.3857
3097 | MARTLAKE_1G | 1 | North | YES | -0.021511 | 790 | 500 | 790 | 0 | 1.017 | LIGCO | -1 | 0.27484 | 0 | 790 |  |  | 0 | 0 | -0.27484 | 0
3098 | MARTLAKE_2G | 2 | North | YES | -0.021511 | 795 | 461 | 795 | 0 | 1.017 | LIGCO | -1 | 0.27484 | 0 | 795 |  |  | 0 | 0 | -0.27484 | 0
3099 | MARTLAKE_3G | 3 | North | YES | -0.021511 | 804 | 500 | 804 | 0 | 1.017 | LIGCO | -1 | 0.27484 | 0 | 804 |  |  | 0 | 0 | -0.27484 | 0
503 | NTHTEXAS01 | 1 | North | YES | -0.021456 | 0 | 5 | 18 |  | 1.015 | GST | -1 | 0.27479 | 18 | 18 |  |  | -0.38621 | 18 | -0.27479 | -4.9462
504 | NTHTEXAS02 | 2 | North | YES | -0.021456 | 14.4 | 5 | 18 |  | 1.015 | GST | -1 | 0.27479 | 18 | 18 |  |  | -0.38621 | 18 | -0.27479 | -4.9462
505 | NTHTEXAS03 | 3 | North | YES | -0.021456 | 30.4 | 15 | 38 |  | 1.015 | GST | -1 | 0.27479 | 38 | 38 |  |  | -0.81533 | 38 | -0.27479 | -10.4419
13116 | TGATEWAY_1G | 1 | North | YES | -0.021273 | 151 | 30 | 151 | 0 | 1.0232 | CC | -1 | 0.2746 | 151 | 151 |  |  | -3.2122 | 151 | -0.2746 | -41.4653
13117 | TGATEWAY_2G | 2 | North | YES | -0.021273 | 130 | 30 | 130 | 0 | 1.0232 | CC | -1 | 0.2746 | 130 | 130 |  |  | -2.7655 | 130 | -0.2746 | -35.6986
13118 | TGATEWAY_3G | 3 | North | YES | -0.021273 | 148 | 30 | 148 | 0 | 1.0232 | CC | -1 | 0.2746 | 148 | 148 |  |  | -3.1484 | 148 | -0.2746 | -40.6415
13119 | TGATEWAY_4G | 4 | North | YES | -0.021273 | 399 | 65 | 399 | 0 | 1.0232 | CC | -1 | 0.2746 | 399 | 399 |  |  | -8.4879 | 399 | -0.2746 | -109.5673
3348 | CHAMPION_1G | MB | North | YES | -0.021066 | 0 | 42 | 42 |  | 1 | Cogen | -1 | 0.2744 | 0 | 0 |  |  | 0 | 0 | -0.2744 | 0
3113 | LUFKINWB_1G | 1 | North | YES | -0.021043 | 0 | 0 | 50 |  | 1.01 | #N/A | -1 | 0.27437 | 50 | 50 |  |  | -1.0521 | 50 | -0.27437 | -13.7187
3107 | STRYKER_1G | 1 | North | YES | -0.020996 | 145.6 | 45 | 182 | 0 | 1.029 | GST | -1 | 0.27433 | 182 | 182 |  |  | -3.8213 | 182 | -0.27433 | -49.9276
3108 | STRYKER_2G | 2 | North | YES | -0.020996 | 484 | 75 | 484 | 0 | 1.029 | GST | -1 | 0.27433 | 484 | 484 |  |  | -10.1621 | 484 | -0.27433 | -132.7746
1941 | MDLTHELP_1G | 1 | North | YES | -0.020553 | 216.4 | 74 | 216.4 | 0 | 1 | CC | -1 | 0.27388 | 216.4 | 216.4 |  |  | -4.4477 | 216.4 | -0.27388 | -59.2686
1942 | MDLTHELP_2G | 2 | North | YES | -0.020553 | 216.1 | 74 | 216.1 | 0 | 1 | CC | -1 | 0.27388 | 216.1 | 216.1 |  |  | -4.4415 | 216.1 | -0.27388 | -59.1865
12322 | ENNSTRAC_1G | 1 | North | YES | -0.02009 | 196 | 130 | 196 | 0 | 1.036 | CC | -1 | 0.27342 | 196 | 196 |  |  | -3.9376 | 196 | -0.27342 | -53.5906
12323 | ENNSTRAC_2G | 2 | North | YES | -0.02009 | 116 | 100 | 116 | 0 | 1.036 | CC | -1 | 0.27342 | 116 | 116 |  |  | -2.3304 | 116 | -0.27342 | -31.7169
3126 | TRINIDAD_6G | 1 | North | YES | -0.019853 | 179.2 | 46 | 224 | 0 | 1 | GST | -1 | 0.27318 | 224 | 224 |  |  | -4.4471 | 224 | -0.27318 | -61.1934
1937 | MDLTHELP_5G | 5 | North | YES | -0.019383 | 224 | 74 | 224 | 0 | 1 | CC | -1 | 0.27271 | 224 | 224 |  |  | -4.3418 | 224 | -0.27271 | -61.0881
1938 | MDLTHELP_6G | 6 | North | YES | -0.019383 | 226 | 74 | 226 | 0 | 1 | CC | -1 | 0.27271 | 226 | 226 |  |  | -4.3806 | 226 | -0.27271 | -61.6335
1943 | MDLTHELP_3G | 3 | North | YES | -0.019383 | 212 | 74 | 212 | 0 | 1 | CC | -1 | 0.27271 | 212 | 212 |  |  | -4.1092 | 212 | -0.27271 | -57.8155
1944 | MDLTHELP_4G | 4 | North | YES | -0.019383 | 211 | 74 | 211 | 0 | 1 | CC | -1 | 0.27271 | 211 | 211 |  |  | -4.0898 | 211 | -0.27271 | -57.5428
13134 | CALFREST_4G | 4 | North | YES | -0.019095 | 151.5 | 40 | 151.5 | 0 | 1.031 | CC | -1 | 0.27243 | 151.5 | 151.5 |  |  | -2.8929 | 151.5 | -0.27243 | -41.2726
13135 | CALFREST_5G | 5 | North | YES | -0.019095 | 152.3 | 57 | 152.3 | 0 | 1.031 | CC | -1 | 0.27243 | 152.3 | 152.3 |  |  | -2.9082 | 152.3 | -0.27243 | -41.4906
13136 | CALFREST_6G | 6 | North | YES | -0.019095 | 177.5 | 40 | 177.5 | 0 | 1.031 | CC | -1 | 0.27243 | 177.5 | 177.5 |  |  | -3.3894 | 177.5 | -0.27243 | -48.3557
13131 | CALFREST_1G | 1 | North | YES | -0.019006 | 150.7 | 40 | 150.7 | 0 | 1.031 | CC | -1 | 0.27234 | 150.7 | 150.7 |  |  | -2.8642 | 150.7 | -0.27234 | -41.0413
13132 | CALFREST_2G | 2 | North | YES | -0.019006 | 151 | 57 | 151 | 0 | 1.031 | CC | -1 | 0.27234 | 151 | 151 |  |  | -2.8699 | 151 | -0.27234 | -41.123
13133 | CALFREST_3G | 3 | North | YES | -0.019006 | 177.4 | 40 | 177.4 | 0 | 1.031 | CC | -1 | 0.27234 | 177.4 | 177.4 |  |  | -3.3717 | 177.4 | -0.27234 | -48.3127
3381 | BBRN_1G | 1 | North | YES | -0.018636 | 618 | 225 | 618 | 0 | 1.03 | LIGCO | -1 | 0.27197 | 0 | 618 |  |  | 0 | 0 | -0.27197 | 0
3382 | BBRN_2G | 2 | North | YES | -0.018636 | 589 | 225 | 589 | 0 | 1.03 | LIGCO | -1 | 0.27197 | 0 | 589 |  |  | 0 | 0 | -0.27197 | 0
1889 | DECRDOVA_1G | 1 | North | YES | -0.017947 | 779 | 255 | 779 | 0 | 1.02 | GSC | -1 | 0.27128 | 779 | 779 |  |  | -13.9807 | 779 | -0.27128 | -211.3261
48721 | LEG_1___1 | 1 | North | YES | -0.016534 | 827 | 357 | 827 | 0 | 1.0348 | LIGCO | -1 | 0.26987 | 0 | 827 |  |  | 0 | 0 | -0.26987 | 0
48722 | LEG_2___2 | 2 | North | YES | -0.016534 | 819 | 357 | 819 | 0 | 1.0348 | LIGCO | -1 | 0.26987 | 0 | 819 |  |  | 0 | 0 | -0.26987 | 0
39960 | TNTNPONE_18 | 1 | North | YES | -0.015599 | 152.3 | 30 | 152.3 |  | 1.04 | LIGCO | -1 | 0.26893 | 0 | 152.3 |  |  | 0 | 0 | -0.26893 | 0
39970 | TNTNPONE_28 | 1 | North | YES | -0.015599 | 153 | 30 | 153 |  | 1.04 | LIGCO | -1 | 0.26893 | 0 | 153 |  |  | 0 | 0 | -0.26893 | 0
366 | JNSNCNTY802 | 1 | North | YES | -0.013991 | 168 | 20 | 168 | 0 | 1.02 | Cogen | -1 | 0.26732 | 0 | 0 |  |  | 0 | 0 | -0.26732 | 0
367 | JNSNCNTY802 | 2 | North | YES | -0.013991 | 90 | 20 | 90 | 0 | 1.02 | Cogen | -1 | 0.26732 | 0 | 0 |  |  | 0 | 0 | -0.26732 | 0
1892 | DECRDOVA_2G | A | North | YES | -0.013737 | 65 | 65 | 70 | 0 | 1.025 | GGT | -1 | 0.26707 | 70 | 70 |  |  | -0.96159 | 70 | -0.26707 | -18.6948
1893 | DECRDOVA_3G | B | North | YES | -0.013737 | 65 | 65 | 69 | 0 | 1.025 | GGT | -1 | 0.26707 | 69 | 69 |  |  | -0.94785 | 69 | -0.26707 | -18.4277
1894 | DECRDOVA_4G | C | North | YES | -0.013737 | 65 | 65 | 69 | 0 | 1.025 | GGT | -1 | 0.26707 | 69 | 69 |  |  | -0.94785 | 69 | -0.26707 | -18.4277
1895 | DECRDOVA_5G | D | North | YES | -0.013737 | 65 | 65 | 68 | 0 | 1.025 | GGT | -1 | 0.26707 | 68 | 68 |  |  | -0.93412 | 68 | -0.26707 | -18.1607
344 | MRSSHPRD | 1 | North | YES | -0.013559 | 12 | 0 | 12 |  | 1.03 | Hydro | -1 | 0.26689 | 0 | 0 |  |  | 0 | 0 | -0.26689 | 0
345 | MRSSHPRD01 | 2 | North | YES | -0.013559 | 12 | 0 | 12 |  | 1.03 | Hydro | -1 | 0.26689 | 0 | 0 |  |  | 0 | 0 | -0.26689 | 0
990 | GIBN_CREK_G1 | 1 | North | YES | -0.013337 | 463 | 200 | 463 | 0 | 1.0275 | LIGCO | -1 | 0.26667 | 0 | 463 |  |  | 0 | 0 | -0.26667 | 0
32798 | BRYN_TAMUGEN | 1 | North | YES | -0.013137 | 32 | 0 | 32 |  | 1.02 | GST | -1 | 0.26647 | 32 | 32 |  |  | -0.42038 | 32 | -0.26647 | -8.527
32886 | BRYN_ATKINS3 | MB | North | YES | -0.013081 | 0 | 5 | 12 |  | 1 | GST | -1 | 0.26641 | 0 | 0 |  |  | 0 | 0 | -0.26641 | 0
32887 | BRYN_ATKINS6 | MB | North | YES | -0.013081 | 0 | 12 | 51 |  | 1.028 | GST | -1 | 0.26641 | 0 | 0 |  |  | 0 | 0 | -0.26641 | 0
32888 | BRYN_ATKINS7 | 1 | North | YES | -0.013081 | 13.6 | 4 | 17 |  | 1.028 | GGT | -1 | 0.26641 | 17 | 17 |  |  | -0.22238 | 17 | -0.26641 | -4.529
32890 | BRYN_ATKINS4 | MB | North | YES | -0.013081 | 0 | 5 | 22 |  | 1.031 | GST | -1 | 0.26641 | 0 | 0 |  |  | 0 | 0 | -0.26641 | 0
32891 | BRYN_ATKINS5 | MB | North | YES | -0.013081 | 0 | 5 | 25 |  | 1.031 | GST | -1 | 0.26641 | 0 | 0 |  |  | 0 | 0 | -0.26641 | 0
32883 | BRYN_DNSBY3 | 1 | North | YES | -0.013053 | 0 | 2 | 48 |  | 1.015 | GST | -1 | 0.26638 | 48 | 48 |  |  | -0.62654 | 48 | -0.26638 | -12.7865
32884 | BRYN_DNSBY13 | 1 | North | YES | -0.013053 | 46 | 2 | 46 | 0 | 1.015 | GST | -1 | 0.26638 | 46 | 46 |  |  | -0.60044 | 46 | -0.26638 | -12.2537
32892 | BRYN_DNSBY14 | 1 | North | YES | -0.013053 | 84 | 25 | 105 | 0 | 1.035 | GST | -1 | 0.26638 | 105 | 105 |  |  | -1.3706 | 105 | -0.26638 | -27.9704
48671 | FTR_GT1_5105 | 1 | North | YES | -0.012653 | 154.2 | 0 | 154.2 | 0 | 1.0319 | CC | -1 | 0.26598 | 154.2 | 154.2 |  |  | -1.9511 | 154.2 | -0.26598 | -41.0148
48672 | FTR_GT2_5110 | 2 | North | YES | -0.012653 | 159 | 0 | 159 | 0 | 1.0319 | CC | -1 | 0.26598 | 159 | 159 |  |  | -2.0118 | 159 | -0.26598 | -42.2916
48673 | FTR_GT3_5085 | 3 | North | YES | -0.012653 | 158 | 0 | 158 | 0 | 1.0319 | CC | -1 | 0.26598 | 158 | 158 |  |  | -1.9992 | 158 | -0.26598 | -42.0256
48674 | FTR_CN4_5095 | 4 | North | YES | -0.012653 | 380 | 0 | 380 | 0 | 1.0319 | CC | -1 | 0.26598 | 380 | 380 |  |  | -4.8081 | 380 | -0.26598 | -101.0742
1877 | WLFHOLW_1G | 1 | North | YES | -0.012261 | 217.3 | 89.2 | 217.3 | 0 | 1.032 | CC | -1 | 0.26559 | 217.3 | 217.3 |  |  | -2.6643 | 217.3 | -0.26559 | -57.7133
1878 | WLFHOLW_2G | 2 | North | YES | -0.012261 | 215.7 | 105 | 215.7 | 0 | 1.032 | CC | -1 | 0.26559 | 215.7 | 215.7 |  |  | -2.6447 | 215.7 | -0.26559 | -57.2883
1879 | WLFHOLW_3G | 3 | North | YES | -0.012261 | 272.4 | 89.2 | 272.4 | 0 | 1.032 | CC | -1 | 0.26559 | 272.4 | 272.4 |  |  | -3.3399 | 272.4 | -0.26559 | -72.3474
3403 | THOUSE_1G | 1 | North | YES | -0.011383 | 563 | 200 | 563 | 0 | 1.012 | GSC | -1 | 0.26471 | 563 | 563 |  |  | -6.4086 | 563 | -0.26471 | -149.0343
3404 | THOUSE_2G | 2 | North | YES | -0.011383 | 807 | 250 | 807 | 0 | 1.012 | GSC | -1 | 0.26471 | 807 | 807 |  |  | -9.1861 | 807 | -0.26471 | -213.6247
1898 | COMCHEPK_1G | 1 | North | YES | -0.010676 | 1159 | 1150 | 1159 | 0 | 1.032 | Nuc | -1 | 0.26401 | 0 | 0 |  |  | 0 | 0 | -0.26401 | 0
1899 | COMCHEPK_2G | 2 | North | YES | -0.010676 | 1159 | 1128 | 1159 | 0 | 1.032 | Nuc | -1 | 0.26401 | 0 | 0 |  |  | 0 | 0 | -0.26401 | 0
3416 | LAKE_CRK1_G | 1 | North | YES | -0.010489 | 60 | 33 | 75 |  | 1.029 | GST | -1 | 0.26382 | 75 | 75 |  |  | -0.78668 | 75 | -0.26382 | -19.7865
3417 | LAKE_CRK2_G | 2 | North | YES | -0.010489 | 177.6 | 40 | 222 | 0 | 1.029 | GST | -1 | 0.26382 | 222 | 222 |  |  | -2.3286 | 222 | -0.26382 | -58.5682
238 | BOSQUESW505 | 1 | North | YES | -0.009812 | 255 | 0 | 255 | 0 | 1.02 | CC | -1 | 0.26314 | 255 | 255 |  |  | -2.5021 | 255 | -0.26314 | -67.1016
239 | BOSQUESW502 | 1 | North | YES | -0.009812 | 119.2 | 0 | 149 | 0 | 1.02 | GGT | -1 | 0.26314 | 149 | 149 |  |  | -1.462 | 149 | -0.26314 | -39.2084
247 | BOSQUESW501 | 2 | North | YES | -0.009812 | 124.8 | 0 | 156 | 0 | 1.02 | GGT | -1 | 0.26314 | 156 | 156 |  |  | -1.5307 | 156 | -0.26314 | -41.0504
48591 | CHE_GT2_5030 | 2 | Houston | YES | -0.009274 | 173 | 50 | 173 | 0 | 1.029 | Cogen | -1 | 0.26261 | 0 | 0 |  |  |  |  | -0.26261 | 0
48811 | CVC_GT3_5045 | 3 | Houston | YES | -0.009274 | 156 | 91.8 | 156 | 0 | 1.029 | Cogen | -1 | 0.26261 | 0 | 0 |  |  |  |  | -0.26261 | 0
48812 | CVC_GT2_5020 | 2 | Houston | YES | -0.009274 | 158 | 91.8 | 158 | 0 | 1.029 | Cogen | -1 | 0.26261 | 0 | 0 |  |  |  |  | -0.26261 | 0
48813 | CVC_GT1_5035 | 1 | Houston | YES | -0.009274 | 160 | 91.8 | 160 | 0 | 1.029 | Cogen | -1 | 0.26261 | 0 | 0 |  |  |  |  | -0.26261 | 0
48814 | CVC_ST5_5040 | 1 | Houston | YES | -0.009274 | 162 | 91.8 | 162 | 0 | 1.029 | Cogen | -1 | 0.26261 | 0 | 0 |  |  |  |  | -0.26261 | 0
244 | WHITNYDM01 | 1 | North | YES | -0.009075 | 15 | 0 | 15 | 0 | 1.035 | Hydro | -1 | 0.26241 | 0 | 0 |  |  | 0 | 0 | -0.26241 | 0
245 | WHITNYDM02 | 2 | North | YES | -0.009075 | 15 | 0 | 15 | 0 | 1.035 | Hydro | -1 | 0.26241 | 0 | 0 |  |  | 0 | 0 | -0.26241 | 0
48885 | THW_5152 | A | Houston | YES | -0.008898 | 46.4 | 5 | 58 |  | 1.0319 | GGT | -1 | 0.26223 | 58 | 58 |  |  |  |  | -0.26223 | -15.2093
48885 | THW_5152 | B | Houston | YES | -0.008898 | 47.2 | 5 | 59 |  | 1.0319 | GGT | -1 | 0.26223 | 59 | 59 |  |  |  |  | -0.26223 | -15.4715
48886 | THW_5354 | D | Houston | YES | -0.008898 | 46.4 | 5 | 58 |  | 1.0319 | GGT | -1 | 0.26223 | 58 | 58 |  |  |  |  | -0.26223 | -15.2093
48886 | THW_5354 | C | Houston | YES | -0.008898 | 45.6 | 5 | 57 |  | 1.0319 | GGT | -1 | 0.26223 | 57 | 57 |  |  |  |  | -0.26223 | -14.9471
48887 | THW_5556 | F | Houston | YES | -0.008898 | 45.6 | 5 | 57 |  | 1.0319 | GGT | -1 | 0.26223 | 57 | 57 |  |  |  |  | -0.26223 | -14.9471
48887 | THW_5556 | E | Houston | YES | -0.008898 | 47.2 | 5 | 59 |  | 1.0319 | GGT | -1 | 0.26223 | 59 | 59 |  |  |  |  | -0.26223 | -15.4715
48690 | GBY_GN5_5 | 5 | Houston | YES | -0.008868 | 318.4 | 81 | 398 |  | 1.0362 | GSC | -1 | 0.2622 | 398 | 398 |  |  |  |  | -0.2622 | -104.3555
48595 | BTE_GT2_8075 | 1 | Houston | YES | -0.008843 | 162.8 | 130 | 162.8 | 0 | 1.0261 | CC | -1 | 0.26217 | 162.8 | 162.8 |  |  |  |  | -0.26217 | -42.682
48596 | BTE_GT3_8045 | 2 | Houston | YES | -0.008843 | 161.4 | 130 | 161.4 | 0 | 1.0261 | CC | -1 | 0.26217 | 161.4 | 161.4 |  |  |  |  | -0.26217 | -42.315
48597 | BTE_GT4_8055 | 3 | Houston | YES | -0.008843 | 158.9 | 130 | 158.9 | 0 | 1.0261 | CC | -1 | 0.26217 | 158.9 | 158.9 |  |  |  |  | -0.26217 | -41.6596
48598 | BTE_ST1_8070 | 4 | Houston | YES | -0.008843 | 269.2 | 60 | 269.2 | 0 | 1.0261 | CC | -1 | 0.26217 | 269.2 | 269.2 |  |  |  |  | -0.26217 | -70.5774
48583 | CBY_GT4_1 | 1 | Houston | YES | -0.008781 | 172 | 0 | 172 | 0 | 1.026 | GSC | -1 | 0.26211 | 172 | 172 |  |  |  |  | -0.26211 | -45.0834
48584 | CBY_GT4_2 | 2 | Houston | YES | -0.008781 | 172 | 0 | 172 | 0 | 1.026 | CC | -1 | 0.26211 | 172 | 172 |  |  |  |  | -0.26211 | -45.0834
48585 | CBY_ST4_1 | 3 | Houston | YES | -0.008781 | 172 | 0 | 172 | 0 | 1.026 | CC | -1 | 0.26211 | 172 | 172 |  |  |  |  | -0.26211 | -45.0834
48815 | CVC_GT4_8005 | 4 | Houston | YES | -0.008774 | 165 | 91.8 | 165 |  | 1.0362 | Cogen | -1 | 0.26211 | 0 | 0 |  |  |  |  | -0.26211 | 0
48581 | CBY_GN1_1 | 1 | Houston | YES | -0.008754 | 595.2 | 108 | 744 | 0 | 1.0435 | GSC | -1 | 0.26209 | 744 | 744 |  |  |  |  | -0.26209 | -194.9917
48791 | PSA_GT1_8160 | 1 | Houston | YES | -0.008754 | 52 | 20.8 | 65 | 0 | 1.0362 | Cogen | -1 | 0.26209 | 0 | 0 |  |  |  |  | -0.26209 | 0
48792 | PSA_GT2_8155 | 2 | Houston | YES | -0.008754 | 52.8 | 20.3 | 66 | 0 | 1.0362 | Cogen | -1 | 0.26209 | 0 | 0 |  |  |  |  | -0.26209 | 0
48793 | PSA_GT3_8150 | 3 | Houston | YES | -0.008754 | 56 | 20.3 | 70 | 0 | 1.0362 | Cogen | -1 | 0.26209 | 0 | 0 |  |  |  |  | -0.26209 | 0
48794 | PSA_GT4_8145 | 4 | Houston | YES | -0.008754 | 52.8 | 20.3 | 66 | 0 | 1.0362 | Cogen | -1 | 0.26209 | 0 | 0 |  |  |  |  | -0.26209 | 0
48795 | PSA_GT5_8140 | 5 | Houston | YES | -0.008754 | 51.2 | 20.3 | 64 | 0 | 1.0362 | Cogen | -1 | 0.26209 | 0 | 0 |  |  |  |  | -0.26209 | 0
48796 | PSA_GN1_8165 | 1 | Houston | YES | -0.008754 | 83.2 | 43.1 | 104 | 0 | 1.0362 | Cogen | -1 | 0.26209 | 0 | 0 |  |  |  |  | -0.26209 | 0
48797 | PSA_GT6_8135 | 6 | Houston | YES | -0.008754 | 47.2 | 34.5 | 59 | 0 | 1.0362 | Cogen | -1 | 0.26209 | 0 | 0 |  |  |  |  | -0.26209 | 0
48651 | EP_1_2 | 2 | Houston | YES | -0.008751 | 17.7 | 10 | 21 | 0 | 1.0362 | Cogen | -1 | 0.26208 | 0 | 0 |  |  |  |  | -0.26208 | 0
48651 | EP_1_2 | 1 | Houston | YES | -0.008751 | 4 | 0 | 5 | 0 | 1.0362 | Cogen | -1 | 0.26208 | 0 | 0 |  |  |  |  | -0.26208 | 0
48883 | THW_GT1_GT_1 | B2 | Houston | YES | -0.008713 | 0 | 0 | 12 |  | 1.043 | GGT | -1 | 0.26204 | 12 | 12 |  |  |  |  | -0.26204 | -3.1445
49803 | EXN_15GT | 1 | Houston | YES | -0.00869 | 33 | 8.3 | 34 |  | 1.0326 | Cogen | -1 | 0.26202 | 0 | 0 |  |  |  |  | -0.26202 | 0
49804 | EXN_16GT | 2 | Houston | YES | -0.00869 | 32 | 8.3 | 34.7 |  | 1.0326 | Cogen | -1 | 0.26202 | 0 | 0 |  |  |  |  | -0.26202 | 0
49805 | EXN_17GT | 3 | Houston | YES | -0.00869 | 31 | 8.3 | 32.7 |  | 1.0326 | Cogen | -1 | 0.26202 | 0 | 0 |  |  |  |  | -0.26202 | 0
49826 | EXN938GT | 5 | Houston | YES | -0.00869 | 43 | 9.2 | 45.9 | 0 | 1.0326 | Cogen | -1 | 0.26202 | 0 | 0 |  |  |  |  | -0.26202 | 0
49828 | EXN941GT | 10 | Houston | YES | -0.00869 | 17.7 | 5.4 | 17.7 | 0 | 1.0326 | Cogen | -1 | 0.26202 | 0 | 0 |  |  |  |  | -0.26202 | 0
49829 | EXN942GT | 11 | Houston | YES | -0.00869 | 20 | 5.4 | 20.4 | 0 | 1.0326 | Cogen | -1 | 0.26202 | 0 | 0 |  |  |  |  | -0.26202 | 0
49830 | EXN943GT | 12 | Houston | YES | -0.00869 | 19 | 5.4 | 19.9 | 0 | 1.0326 | Cogen | -1 | 0.26202 | 0 | 0 |  |  |  |  | -0.26202 | 0
49831 | EXN944GT | 13 | Houston | YES | -0.00869 | 33 | 5.4 | 35 | 0 | 1.0326 | Cogen | -1 | 0.26202 | 0 | 0 |  |  |  |  | -0.26202 | 0
49832 | EXN945GT | 9 | Houston | YES | -0.00869 | 18.5 | 9.2 | 18.5 | 0 | 1.0326 | Cogen | -1 | 0.26202 | 0 | 0 |  |  |  |  | -0.26202 | 0
49837 | EXN_GT | 4 | Houston | YES | -0.00869 | 81 | 21.3 | 85.4 | 0 | 1.0326 | Cogen | -1 | 0.26202 | 0 | 0 |  |  |  |  | -0.26202 | 0
49838 | EXN_14GT | 14 | Houston | YES | -0.00869 | 140 | 0 | 148 |  | 1.0326 | Cogen | -1 | 0.26202 | 0 | 0 |  |  |  |  | -0.26202 | 0
48582 | CBY_GN2_2 | 2 | Houston | YES | -0.008668 | 596.8 | 110 | 746 | 0 | 1.0435 | GSC | -1 | 0.262 | 746 | 746 |  |  |  |  | -0.262 | -195.4517
48873 | THW_ST3_ST_3 | 3 | Houston | YES | -0.008632 | 107 | 19 | 107 | 0 | 1.0435 | CC | -1 | 0.26196 | 107 | 107 |  |  |  |  | -0.26196 | -28.0301
48874 | THW_ST4_ST_4 | 4 | Houston | YES | -0.008632 | 108 | 19 | 108 | 0 | 1.0435 | CC | -1 | 0.26196 | 108 | 108 |  |  |  |  | -0.26196 | -28.2921
48875 | THW_3132 | B | Houston | YES | -0.008632 | 53 | 5 | 53 | 0 | 1.0435 | CC | -1 | 0.26196 | 53 | 53 |  |  |  |  | -0.26196 | -13.8841
48875 | THW_3132 | A | Houston | YES | -0.008632 | 55 | 5 | 55 | 0 | 1.0435 | CC | -1 | 0.26196 | 55 | 55 |  |  |  |  | -0.26196 | -14.408
48877 | THW_3334 | C | Houston | YES | -0.008632 | 55 | 5 | 55 | 0 | 1.0435 | CC | -1 | 0.26196 | 55 | 55 |  |  |  |  | -0.26196 | -14.408
48877 | THW_3334 | D | Houston | YES | -0.008632 | 57 | 5 | 57 | 0 | 1.0435 | CC | -1 | 0.26196 | 57 | 57 |  |  |  |  | -0.26196 | -14.9319
48879 | THW_4142 | E | Houston | YES | -0.008632 | 56 | 5 | 56 | 0 | 1.0435 | CC | -1 | 0.26196 | 56 | 56 |  |  |  |  | -0.26196 | -14.67
48879 | THW_4142 | F | Houston | YES | -0.008632 | 55 | 5 | 55 | 0 | 1.0435 | CC | -1 | 0.26196 | 55 | 55 |  |  |  |  | -0.26196 | -14.408
48881 | THW_4344 | G | Houston | YES | -0.008632 | 58 | 5 | 58 | 0 | 1.0435 | CC | -1 | 0.26196 | 58 | 58 |  |  |  |  | -0.26196 | -15.1939
48881 | THW_4344 | H | Houston | YES | -0.008632 | 58 | 5 | 58 | 0 | 1.0435 | CC | -1 | 0.26196 | 58 | 58 |  |  |  |  | -0.26196 | -15.1939
251 | BOSQUESW803 | 2 | North | YES | -0.008573 | 150 | 0 | 150 |  | 1.032 | CC | -1 | 0.2619 | 150 | 150 |  |  | -1.2859 | 150 | -0.2619 | -39.2857
253 | BOSQUESW804 | 2 | North | YES | -0.008573 | 80 | 0 | 80 |  | 1.032 | CC | -1 | 0.2619 | 80 | 80 |  |  | -0.68584 | 80 | -0.2619 | -20.9524
48593 | CHE_GT1_8015 | 1 | Houston | YES | -0.008554 | 173 | 50 | 173 | 0 | 1.0362 | Cogen | -1 | 0.26189 | 0 | 0 |  |  |  |  | -0.26189 | 0
48594 | CHE_GN4_8025 | 4 | Houston | YES | -0.008554 | 142 | 60 | 142 | 0 | 1.0362 | Cogen | -1 | 0.26189 | 0 | 0 |  |  |  |  | -0.26189 | 0
48511 | LPE_GT1_8070 | 1 | Houston | YES | -0.00854 | 42 | 0 | 42 | 0 | 1.0362 | GGT | -1 | 0.26187 | 42 | 42 |  |  |  |  | -0.26187 | -10.9986
48512 | LPE_GT2_8075 | 2 | Houston | YES | -0.00854 | 42 | 0 | 42 | 0 | 1.0362 | GGT | -1 | 0.26187 | 42 | 42 |  |  |  |  | -0.26187 | -10.9986
48513 | LPE_GT3_8080 | 3 | Houston | YES | -0.00854 | 39 | 0 | 39 | 0 | 1.0362 | GGT | -1 | 0.26187 | 39 | 39 |  |  |  |  | -0.26187 | -10.213
48514 | LPE_GT4_8085 | 4 | Houston | YES | -0.00854 | 39 | 0 | 39 | 0 | 1.0362 | GGT | -1 | 0.26187 | 39 | 39 |  |  |  |  | -0.26187 | -10.213
48500 | APD_GT1_8005 | 1 | Houston | YES | -0.008537 | 137.6 | 54.6 | 137.6 |  | 1.0362 | Cogen | -1 | 0.26187 | 0 | 0 |  |  |  |  | -0.26187 | 0
48820 | SHELLG1_3015 | 1 | Houston | YES | -0.008484 | 71 | 34.5 | 71 |  | 1.029 | Cogen | -1 | 0.26182 | 0 | 0 |  |  |  |  | -0.26182 | 0
48821 | SHELLG2 | 2 | Houston | YES | -0.008484 | 72 | 34.5 | 72 |  | 1.029 | Cogen | -1 | 0.26182 | 0 | 0 |  |  |  |  | -0.26182 | 0
48822 | SHELLG3_3020 | 2 | Houston | YES | -0.008484 | 30 | 0 | 30 |  | 1.029 | Cogen | -1 | 0.26182 | 0 | 0 |  |  |  |  | -0.26182 | 0
48822 | SHELLG3_3020 | 1 | Houston | YES | -0.008484 | 39 | 0 | 39 |  | 1.029 | Cogen | -1 | 0.26182 | 0 | 0 |  |  |  |  | -0.26182 | 0
48740 | PSG_GN2_8050 | 1 | Houston | YES | -0.008451 | 182 | 60 | 182 | 0 | 1.0326 | Cogen | -1 | 0.26178 | 0 | 0 |  |  |  |  | -0.26178 | 0
48741 | PSG_GT2_8040 | 1 | Houston | YES | -0.008451 | 158.6 | 50 | 158.6 | 0 | 1.0326 | Cogen | -1 | 0.26178 | 0 | 0 |  |  |  |  | -0.26178 | 0
48742 | PSG_GT3_8060 | 1 | Houston | YES | -0.008451 | 157 | 50 | 157 | 0 | 1.0326 | Cogen | -1 | 0.26178 | 0 | 0 |  |  |  |  | -0.26178 | 0
48854 | SRB_GN4_4 | 4 | Houston | YES | -0.00845 | 182.4 | 35 | 228 | 0 | 1.0326 | GST | -1 | 0.26178 | 228 | 228 |  |  |  |  | -0.26178 | -59.6862
48611 | DIB_GT1_8080 | 1 | Houston | YES | -0.008449 | 64 | 0 | 64 | 0 | 1.0326 | Cogen | -1 | 0.26178 | 0 | 0 |  |  |  |  | -0.26178 | 0
48612 | DIB_GT2_8075 | 2 | Houston | YES | -0.008449 | 63.2 | 0 | 63.2 | 0 | 1.0326 | Cogen | -1 | 0.26178 | 0 | 0 |  |  |  |  | -0.26178 | 0
48613 | DIB_ST1_8085 | 3 | Houston | YES | -0.008449 | 67.9 | 30 | 82.6 | 0 | 1.0326 | Cogen | -1 | 0.26178 | 0 | 0 |  |  |  |  | -0.26178 | 0
48614 | DIB_GT3_8090 | 4 | Houston | YES | -0.008449 | 73.6 | 15 | 73.6 | 0 | 1.0326 | Cogen | -1 | 0.26178 | 0 | 0 |  |  |  |  | -0.26178 | 0
48845 | SOL_GT1 | 1 | Houston | YES | -0.008449 | 16.2 | 15.4 | 16.2 |  | 1.0326 | Solar | -1 | 0.26178 | 16.2 | 16.2 |  |  |  |  | -0.26178 | -4.2408
48853 | SRB_GN3_3 | 3 | Houston | YES | -0.008448 | 170.4 | 35 | 213 |  | 1.0326 | GST | -1 | 0.26178 | 213 | 213 |  |  |  |  | -0.26178 | -55.7591
48551 | CAL_GT1_8045 | 1 | Houston | YES | -0.008443 | 149 | 0 | 149 | 0 | 1.0326 | Cogen | -1 | 0.26177 | 0 | 0 |  |  |  |  | -0.26177 | 0
48552 | CAL_ST1_8000 | 2 | Houston | YES | -0.008443 | 65.1 | 0 | 65.1 | 0 | 1.0326 | Cogen | -1 | 0.26177 | 0 | 0 |  |  |  |  | -0.26177 | 0
48851 | SRB_GN1_1 | 1 | Houston | YES | -0.008442 | 132 | 26 | 165 | 0 | 1.0217 | GST | -1 | 0.26177 | 165 | 165 |  |  |  |  | -0.26177 | -43.1927
48852 | SRB_GN2_2 | 2 | Houston | YES | -0.00844 | 140.8 | 26 | 176 | 0 | 1.0217 | GST | -1 | 0.26177 | 176 | 176 |  |  |  |  | -0.26177 | -46.0718
48855 | SRB_GT211035 | B1 | Houston | YES | -0.008439 | 0 | 0 | 18 |  | 1.014 | GGT | -1 | 0.26177 | 18 | 18 |  |  |  |  | -0.26177 | -4.7119
48855 | SRB_GT211035 | B2 | Houston | YES | -0.008439 | 0 | 0 | 12 |  | 1.014 | GGT | -1 | 0.26177 | 12 | 12 |  |  |  |  | -0.26177 | -3.1412
48761 | PR_GT1__9040 | 1 | Houston | YES | -0.008417 | 26 | 0 | 35 |  | 1 | Cogen | -1 | 0.26175 | 0 | 0 |  |  |  |  | -0.26175 | 0
48641 | DPEC_GT15040 | 1 | Houston | YES | -0.008387 | 163.2 | 98 | 163.2 | 0 | 1.0319 | CC | -1 | 0.26172 | 163.2 | 163.2 |  |  |  |  | -0.26172 | -42.7125
48642 | DPEC_GT25025 | 2 | Houston | YES | -0.008387 | 157.1 | 98 | 157.1 | 0 | 1.0319 | CC | -1 | 0.26172 | 157.1 | 157.1 |  |  |  |  | -0.26172 | -41.116
48643 | DPEC_GT35010 | 3 | Houston | YES | -0.008387 | 157.5 | 98 | 157.5 | 0 | 1.0319 | CC | -1 | 0.26172 | 157.5 | 157.5 |  |  |  |  | -0.26172 | -41.2207
48644 | DPEC_GT45070 | 4 | Houston | YES | -0.008387 | 157 | 98 | 157 | 0 | 1.0319 | CC | -1 | 0.26172 | 157 | 157 |  |  |  |  | -0.26172 | -41.0898
48645 | DPEC_ST55065 | 5 | Houston | YES | -0.008387 | 282 | 0 | 282 | 0 | 1.0319 | CC | -1 | 0.26172 | 282 | 282 |  |  |  |  | -0.26172 | -73.8047
48841 | SJS_GT1_GT1 | 1 | Houston | YES | -0.008366 | 62.4 | 49 | 78 | 0 | 1.0362 | Cogen | -1 | 0.2617 | 0 | 0 |  |  |  |  | -0.2617 | 0
48842 | SJS_GT2_GT2 | 2 | Houston | YES | -0.008366 | 64.8 | 49 | 81 | 0 | 1.0362 | Cogen | -1 | 0.2617 | 0 | 0 |  |  |  |  | -0.2617 | 0
48691 | GBY_73741085 | A | Houston | YES | -0.008347 | 37.6 | 20 | 47 | 0 | 1.0362 | GGT | -1 | 0.26168 | 47 | 47 |  |  |  |  | -0.26168 | -12.2989
48691 | GBY_73741085 | B | Houston | YES | -0.008347 | 37.6 | 20 | 47 | 0 | 1.0362 | GGT | -1 | 0.26168 | 47 | 47 |  |  |  |  | -0.26168 | -12.2989
48692 | GBY_81821075 | C | Houston | YES | -0.008347 | 37.6 | 20 | 47 | 0 | 1.0362 | GGT | -1 | 0.26168 | 47 | 47 |  |  |  |  | -0.26168 | -12.2989
48692 | GBY_81821075 | D | Houston | YES | -0.008347 | 44 | 20 | 55 | 0 | 1.0362 | GGT | -1 | 0.26168 | 55 | 55 |  |  |  |  | -0.26168 | -14.3923
48693 | GBY_83841065 | E | Houston | YES | -0.008347 | 45.6 | 20 | 57 | 0 | 1.0362 | GGT | -1 | 0.26168 | 57 | 57 |  |  |  |  | -0.26168 | -14.9157
48693 | GBY_83841065 | F | Houston | YES | -0.008347 | 43.2 | 20 | 54 | 0 | 1.0362 | GGT | -1 | 0.26168 | 54 | 54 |  |  |  |  | -0.26168 | -14.1306
48531 | BYU_GT1_8075 | 1 | Houston | YES | -0.008268 | 65 | 0 | 65 |  | 1.0362 | Cogen | -1 | 0.2616 | 0 | 0 |  |  |  |  | -0.2616 | 0
48532 | BYU_GT2_8055 | 2 | Houston | YES | -0.008268 | 62 | 0 | 62 |  | 1.0362 | Cogen | -1 | 0.2616 | 0 | 0 |  |  |  |  | -0.2616 | 0
48533 | BYU_GT3_8060 | 3 | Houston | YES | -0.008268 | 67 | 0 | 67 |  | 1.0362 | Cogen | -1 | 0.2616 | 0 | 0 |  |  |  |  | -0.2616 | 0
48534 | BYU_GT4_8065 | 4 | Houston | YES | -0.008268 | 65 | 0 | 65 |  | 1.0362 | Cogen | -1 | 0.2616 | 0 | 0 |  |  |  |  | -0.2616 | 0
48561 | CTL_GT2_8130 | 1 | Houston | YES | -0.008217 | 73.5 | 30.3 | 91.9 |  | 1.0362 | Cogen | -1 | 0.26155 | 0 | 0 |  |  |  |  | -0.26155 | 0
48562 | CTL_GT3_8135 | 2 | Houston | YES | -0.008217 | 70.1 | 30.3 | 87.6 |  | 1.0362 | Cogen | -1 | 0.26155 | 0 | 0 |  |  |  |  | -0.26155 | 0
48563 | CTL_GT4_8140 | 3 | Houston | YES | -0.008217 | 69.6 | 30.3 | 87 |  | 1.0362 | Cogen | -1 | 0.26155 | 0 | 0 |  |  |  |  | -0.26155 | 0
48564 | CTL_GN1_8145 | 4 | Houston | YES | -0.008217 | 43.6 | 12.9 | 54.5 |  | 1.0362 | Cogen | -1 | 0.26155 | 0 | 0 |  |  |  |  | -0.26155 | 0
48565 | CTL_GN2_8155 | 5 | Houston | YES | -0.008217 | 9.8 | 3.4 | 12.2 |  | 1.0362 | Cogen | -1 | 0.26155 | 0 | 0 |  |  |  |  | -0.26155 | 0
48772 | PHR_GN2_2 | MB | Houston | YES | -0.00808 | 0 | 72 | 459 |  | 1.0362 | GSC | -1 | 0.26141 | 0 | 0 |  |  |  |  | -0.26141 | 0
38580 | TNBP_CGN1_8 | 1 | Houston | YES | -0.007885 | 70.8 | 0 | 70.8 | 0 | 1.005 | Cogen | -1 | 0.26122 | 0 | 0 |  |  |  |  | -0.26122 | 0
38590 | TNBP_CGN2_8 | 2 | Houston | YES | -0.007885 | 66.7 | 0 | 66.7 | 0 | 1.005 | Cogen | -1 | 0.26122 | 0 | 0 |  |  |  |  | -0.26122 | 0
38600 | TNBP_CGN3_8 | 5 | Houston | YES | -0.007885 | 53 | 0 | 53 | 0 | 1.005 | Cogen | -1 | 0.26122 | 0 | 0 |  |  |  |  | -0.26122 | 0
38611 | TNBPAMCG1_8 | 1 | Houston | YES | -0.007885 | 153.2 | 0 | 153.2 | 0 | 1.005 | Cogen | -1 | 0.26122 | 0 | 0 |  |  |  |  | -0.26122 | 0
38612 | TNBPAMCG2_8 | 2 | Houston | YES | -0.007885 | 153.5 | 0 | 153.5 | 0 | 1.005 | Cogen | -1 | 0.26122 | 0 | 0 |  |  |  |  | -0.26122 | 0
38613 | TNBPAMCG3_8 | 3 | Houston | YES | -0.007885 | 152.3 | 0 | 152.3 | 0 | 1.005 | Cogen | -1 | 0.26122 | 0 | 0 |  |  |  |  | -0.26122 | 0
38614 | TNBPAMCG4_8 | 4 | Houston | YES | -0.007885 | 96 | 0 | 96 |  | 1.005 | Cogen | -1 | 0.26122 | 0 | 0 |  |  |  |  | -0.26122 | 0
38615 | TNBPAMCG5_8 | 1 | Houston | YES | -0.007885 | 244 | 0 | 244 | 0 | 1.005 | Cogen | -1 | 0.26122 | 0 | 0 |  |  |  |  | -0.26122 | 0
38690 | TNBP_CGN4_8 | 3 | Houston | YES | -0.007885 | 40 | 0 | 40 |  | 1.005 | Cogen | -1 | 0.26122 | 0 | 0 |  |  |  |  | -0.26122 | 0
38711 | TNTXCTY1CG8 | 1 | Houston | YES | -0.007885 | 100.3 | 59 | 100.3 | 0 | 1 | Cogen | -1 | 0.26122 | 0 | 0 |  |  |  |  | -0.26122 | 0
38712 | TNTXCTY2CG8 | 1 | Houston | YES | -0.007885 | 92.9 | 59 | 92.9 | 0 | 1 | Cogen | -1 | 0.26122 | 0 | 0 |  |  |  |  | -0.26122 | 0
38713 | TNTXCTY3CG8 | 1 | Houston | YES | -0.007885 | 102.7 | 59 | 102.7 | 0 | 1 | Cogen | -1 | 0.26122 | 0 | 0 |  |  |  |  | -0.26122 | 0
38714 | TNTXCTY4CG8 | 1 | Houston | YES | -0.007885 | 103 | 59 | 103 | 0 | 1 | Cogen | -1 | 0.26122 | 0 | 0 |  |  |  |  | -0.26122 | 0
39470 | TNDOWCGNSG8 | 1 | Houston | YES | -0.007885 | 32 | 10 | 32 | 0 | 0.985 | Cogen | -1 | 0.26122 | 0 | 0 |  |  |  |  | -0.26122 | 0
39480 | TNDOWCGNGG8 | 1 | Houston | YES | -0.007885 | 30 | 10 | 30 | 0 | 0.985 | Cogen | -1 | 0.26122 | 0 | 0 |  |  |  |  | -0.26122 | 0
48921 | WAP_GN1_1 | 1 | Houston | YES | -0.007476 | 132.8 | 37 | 166 | 0 | 1.0362 | GST | -1 | 0.26081 | 166 | 166 |  |  |  |  | -0.26081 | -43.2941
48922 | WAP_GN2_2 | 2 | Houston | YES | -0.007476 | 132.8 | 37 | 166 | 0 | 1.0362 | GST | -1 | 0.26081 | 166 | 166 |  |  |  |  | -0.26081 | -43.2941
48923 | WAP_GN3_3 | 3 | Houston | YES | -0.007476 | 198.4 | 93 | 248 | 0 | 1.0362 | GST | -1 | 0.26081 | 248 | 248 |  |  |  |  | -0.26081 | -64.6803
48924 | WAP_GN4_4 | 4 | Houston | YES | -0.007476 | 546 | 217 | 546 | 0 | 1.0362 | GSC | -1 | 0.26081 | 546 | 546 |  |  |  |  | -0.26081 | -142.401
48925 | WAP_GN5_5 | 5 | Houston | YES | -0.007476 | 637.2 | 278 | 654 | 0 | 0.985 | LIGCO | -1 | 0.26081 | 0 | 654 |  |  |  |  | -0.26081 | 0
48929 | WAPGT21_GT1 | B1 | Houston | YES | -0.007476 | 0 | 0 | 13 |  | 1.05 | GGT | -1 | 0.26081 | 13 | 13 |  |  |  |  | -0.26081 | -3.3905
48510 | AK_GT1__8040 | 1 | Houston | YES | -0.007402 | 33.4 | 8.1 | 34 |  | 1.029 | Cogen | -1 | 0.26073 | 0 | 0 |  |  |  |  | -0.26073 | 0
48521 | BVE_GT1_GT1 | 1 | Houston | YES | -0.007343 | 167.7 | 0 | 167.7 |  | 1.035 | CC | -1 | 0.26067 | 167.7 | 167.7 |  |  |  |  | -0.26067 | -43.7151
48522 | BVE_GT2_5035 | 2 | Houston | YES | -0.007343 | 166.4 | 0 | 166.4 |  | 1.035 | CC | -1 | 0.26067 | 166.4 | 166.4 |  |  |  |  | -0.26067 | -43.3763
48523 | BVE_ST1_GN1 | 3 | Houston | YES | -0.007343 | 252.4 | 0 | 252.4 |  | 1.035 | CC | -1 | 0.26067 | 252.4 | 252.4 |  |  |  |  | -0.26067 | -65.7943
48926 | WAP_GN6_6 | 6 | Houston | YES | -0.007337 | 651 | 280 | 651 |  | 1.035 | LIGCO | -1 | 0.26067 | 0 | 651 |  |  |  |  | -0.26067 | 0
48927 | WAP_GN7_7 | 7 | Houston | YES | -0.007337 | 564 | 277 | 564 |  | 1.035 | LIGCO | -1 | 0.26067 | 0 | 564 |  |  |  |  | -0.26067 | 0
48928 | WAP_GN8_8 | 8 | Houston | YES | -0.007337 | 603 | 275 | 603 |  | 1.035 | LIGCO | -1 | 0.26067 | 0 | 603 |  |  |  |  | -0.26067 | 0
48730 | MNS_GT | 1 | Houston | YES | -0.007292 | 43 | 0 | 46.1 |  | 1.029 | Cogen | -1 | 0.26062 | 0 | 0 |  |  |  |  | -0.26062 | 0
39760 | TNSCLP1___8 | 1 | Houston | YES | -0.006564 | 93.4 | 20 | 116.8 | 0 | 1.04 | Cogen | -1 | 0.2599 | 0 | 0 |  |  |  |  | -0.2599 | 0
39770 | TNSCLP2___8 | 1 | Houston | YES | -0.006564 | 91.6 | 20 | 114.5 | 0 | 1.04 | Cogen | -1 | 0.2599 | 0 | 0 |  |  |  |  | -0.2599 | 0
39775 | TNSCLP4___8 | 1 | Houston | YES | -0.006564 | 95.2 | 20 | 119 | 0 | 1.04 | Cogen | -1 | 0.2599 | 0 | 0 |  |  |  |  | -0.2599 | 0
39790 | TNSCLP3___8 | 1 | Houston | YES | -0.006564 | 87.6 | 20 | 109.5 | 0 | 1.027 | Cogen | -1 | 0.2599 | 0 | 0 |  |  |  |  | -0.2599 | 0
48520 | BSF_GT1_8070 | 2 | Houston | YES | -0.006343 | 10 | 0 | 10 | 0 | 1.0326 | Cogen | -1 | 0.25967 | 0 | 0 |  |  |  |  | -0.25967 | 0
48520 | BSF_GT1_8070 | 1 | Houston | YES | -0.006343 | 72 | 0 | 72 | 0 | 1.0326 | Cogen | -1 | 0.25967 | 0 | 0 |  |  |  |  | -0.25967 | 0
49851 | DOW17000 | 37 | Houston | YES | -0.006078 | 39 | 0 | 62 | 0 | 1 | Cogen | -1 | 0.25941 | 0 | 0 |  |  |  |  | -0.25941 | 0
49858 | DOW38100 | 31 | Houston | YES | -0.006078 | 45 | 0 | 71.4 |  | 1 | Cogen | -1 | 0.25941 | 0 | 0 |  |  |  |  | -0.25941 | 0
49859 | DOW38200 | 33 | Houston | YES | -0.006078 | 28 | 0 | 45 | 0 | 1 | Cogen | -1 | 0.25941 | 0 | 0 |  |  |  |  | -0.25941 | 0
49860 | DOW38300 | 32 | Houston | YES | -0.006078 | 63 | 0 | 101 |  | 1 | Cogen | -1 | 0.25941 | 0 | 0 |  |  |  |  | -0.25941 | 0
49862 | DOW39100 | 36 | Houston | YES | -0.006078 | 54 | 0 | 86 | 0 | 1 | Cogen | -1 | 0.25941 | 0 | 0 |  |  |  |  | -0.25941 | 0
49863 | DOW39200 | 35 | Houston | YES | -0.006078 | 55 | 0 | 88 | 0 | 1 | Cogen | -1 | 0.25941 | 0 | 0 |  |  |  |  | -0.25941 | 0
49865 | DOW41000 | 41 | Houston | YES | -0.006078 | 31 | 0 | 50 |  | 1 | Cogen | -1 | 0.25941 | 0 | 0 |  |  |  |  | -0.25941 | 0
49866 | DOW42000 | 42 | Houston | YES | -0.006078 | 11 | 0 | 18 |  | 1 | Cogen | -1 | 0.25941 | 0 | 0 |  |  |  |  | -0.25941 | 0
49869 | DOW49000 | 45 | Houston | YES | -0.006078 | 59 | 0 | 94 |  | 1 | Cogen | -1 | 0.25941 | 0 | 0 |  |  |  |  | -0.25941 | 0
49870 | DOW61000 | 61 | Houston | YES | -0.006078 | 44 | 0 | 70 | 0 | 1 | Cogen | -1 | 0.25941 | 0 | 0 |  |  |  |  | -0.25941 | 0
49871 | DOW62000 | 62 | Houston | YES | -0.006078 | 40 | 0 | 63 | 0 | 1 | Cogen | -1 | 0.25941 | 0 | 0 |  |  |  |  | -0.25941 | 0
49872 | DOW63000 | 63 | Houston | YES | -0.006078 | 45 | 0 | 72 | 0 | 1 | Cogen | -1 | 0.25941 | 0 | 0 |  |  |  |  | -0.25941 | 0
49873 | DOW64000 | 64 | Houston | YES | -0.006078 | 41 | 0 | 64.8 | 0 | 1 | Cogen | -1 | 0.25941 | 0 | 0 |  |  |  |  | -0.25941 | 0
49876 | DOW65000 | 65 | Houston | YES | -0.006078 | 63 | 0 | 101 | 0 | 1 | Cogen | -1 | 0.25941 | 0 | 0 |  |  |  |  | -0.25941 | 0
49877 | DOW66000 | 66 | Houston | YES | -0.006078 | 61 | 0 | 97 | 0 | 1 | Cogen | -1 | 0.25941 | 0 | 0 |  |  |  |  | -0.25941 | 0
49878 | DOW67000 | 67 | Houston | YES | -0.006078 | 65 | 0 | 103 | 0 | 1 | Cogen | -1 | 0.25941 | 0 | 0 |  |  |  |  | -0.25941 | 0
49882 | DOW81000 | 81 | Houston | YES | -0.006078 | 47 | 0 | 76 | 0 | 1 | Cogen | -1 | 0.25941 | 0 | 0 |  |  |  |  | -0.25941 | 0
49884 | DOW82000 | 82 | Houston | YES | -0.006078 | 51 | 0 | 80 | 0 | 1 | Cogen | -1 | 0.25941 | 0 | 0 |  |  |  |  | -0.25941 | 0
49885 | DOW83000 | 83 | Houston | YES | -0.006078 | 51 | 0 | 80 | 0 | 1 | Cogen | -1 | 0.25941 | 0 | 0 |  |  |  |  | -0.25941 | 0
49886 | DOW84000 | 84 | Houston | YES | -0.006078 | 107 | 0 | 171 | 0 | 0.98 | Cogen | -1 | 0.25941 | 0 | 0 |  |  |  |  | -0.25941 | 0
48911 | TGF_GT1_8000 | 1 | Houston | YES | -0.005006 | 69.2 | 0 | 69.2 |  | 1.029 | Cogen | -1 | 0.25834 | 0 | 0 |  |  |  |  | -0.25834 | 0
48731 | CBE_GT1 | 1 | Houston | YES | -0.004816 | 76 | 0 | 76 | 0 | 1.029 | CC | -1 | 0.25815 | 76 | 76 |  |  |  |  | -0.25815 | -19.6192
48732 | CBE_GT2 | 1 | Houston | YES | -0.004816 | 76 | 0 | 76 | 0 | 1.029 | CC | -1 | 0.25815 | 76 | 76 |  |  |  |  | -0.25815 | -19.6192
48733 | CBE_ST12 | 1 | Houston | YES | -0.004816 | 105 | 0 | 105 | 0 | 1.029 | CC | -1 | 0.25815 | 105 | 105 |  |  |  |  | -0.25815 | -27.1055
48734 | CBE_GT3 | 1 | Houston | YES | -0.004816 | 76 | 0 | 76 | 0 | 1.029 | CC | -1 | 0.25815 | 76 | 76 |  |  |  |  | -0.25815 | -19.6192
48735 | CBE_GT4 | 1 | Houston | YES | -0.004816 | 76 | 0 | 76 | 0 | 1.029 | CC | -1 | 0.25815 | 76 | 76 |  |  |  |  | -0.25815 | -19.6192
48736 | CBE_ST34 | 1 | Houston | YES | -0.004816 | 105 | 0 | 105 | 0 | 1.029 | CC | -1 | 0.25815 | 105 | 105 |  |  |  |  | -0.25815 | -27.1055
5911 | STP_GN1___1 | 1 | Houston | YES | -0.004635 | 1333 | 1249 | 1333 | 0 | 1.0406 | Nuc | -1 | 0.25797 | 0 | 0 |  |  |  |  | -0.25797 | 0
5912 | STP_GN2___2 | 2 | Houston | YES | -0.004635 | 1332 | 1249 | 1332 | 0 | 1.0406 | Nuc | -1 | 0.25797 | 0 | 0 |  |  |  |  | -0.25797 | 0
3432 | SANDOW_4G | 4 | South | YES | -0.004003 | 580 | 225 | 580 | 0 | 1.029 | LIGCO | -1 | 0.25733 | 0 | 580 |  |  |  |  | -0.25733 | 0
13432 | SANDOW_5G | 5 | South | YES | -0.004003 | 581 | 225 | 581 | 0 | 1.029 | LIGCO | -1 | 0.25733 | 0 | 581 |  |  |  |  | -0.25733 | 0
7010 | L_FPPYD11_1Y | 1 | South | YES | -0.001699 | 547.4 | 200 | 606 | 0 | 1.02 | LIGCO | -1 | 0.25503 | 0 | 606 |  |  |  |  | -0.25503 | 0
7011 | L_FPPYD11_2Y | 2 | South | YES | -0.001699 | 552.2 | 200 | 598 | 0 | 1.02 | LIGCO | -1 | 0.25503 | 0 | 598 |  |  |  |  | -0.25503 | 0
7012 | L_FPPYD21_3Y | 3 | South | YES | -0.001698 | 427.5 | 200 | 436 | 0 | 1.02 | LIGCO | -1 | 0.25503 | 0 | 436 |  |  |  |  | -0.25503 | 0
7007 | L_LOSTPI1_1Y | 1 | South | YES | -0.001524 | 158.6 | 110 | 158 | 0 | 1 | CC | -1 | 0.25486 | 158 | 158 |  |  |  |  | -0.25486 | -40.2672
7008 | L_LOSTPI1_2Y | 2 | South | YES | -0.001524 | 157.7 | 107 | 160 | 0 | 1 | CC | -1 | 0.25486 | 160 | 160 |  |  |  |  | -0.25486 | -40.7769
7009 | L_LOSTPI1_3Y | 3 | South | YES | -0.001524 | 173.9 | 72 | 175 | 0 | 1 | CC | -1 | 0.25486 | 175 | 175 |  |  |  |  | -0.25486 | -44.5997
7303 | L_WPPGS12_1Y | 1 | South | YES | -0.001155 | 50 | 0 | 50 | 0 | 1.025 | GGT | -1 | 0.25449 | 50 | 50 |  |  |  |  | -0.25449 | -12.7243
7303 | L_WPPGS12_1Y | 2 | South | YES | -0.001155 | 50 | 0 | 50 | 0 | 1.025 | GGT | -1 | 0.25449 | 50 | 50 |  |  |  |  | -0.25449 | -12.7243
7305 | L_WPPGS34_1Y | 3 | South | YES | -0.001155 | 50 | 0 | 50 | 0 | 1.025 | GGT | -1 | 0.25449 | 50 | 50 |  |  |  |  | -0.25449 | -12.7243
7305 | L_WPPGS34_1Y | 4 | South | YES | -0.001155 | 50 | 0 | 50 | 0 | 1.025 | GGT | -1 | 0.25449 | 50 | 50 |  |  |  |  | -0.25449 | -12.7243
7807 | L_BASTEN1_1Y | 1 | South | YES | -0.000907 | 152.5 | 83.5 | 152.5 | 0 | 1.004 | CC | -1 | 0.25424 | 152.5 | 152.5 |  |  |  |  | -0.25424 | -38.7714
7808 | L_BASTEN1_2Y | 1 | South | YES | -0.000907 | 149.5 | 83.5 | 149.5 | 0 | 1.004 | CC | -1 | 0.25424 | 149.5 | 149.5 |  |  |  |  | -0.25424 | -38.0087
7809 | L_BASTEN1_3Y | 1 | South | YES | -0.000907 | 232.6 | 42 | 232.6 | 0 | 1.004 | CC | -1 | 0.25424 | 232.6 | 232.6 |  |  |  |  | -0.25424 | -59.1359
332 | RWMILLER01 | 1 | North | YES | -0.000703 | 58.4 | 18.5 | 73 | 0 | 1.04 | GST | -1 | 0.25403 | 73 | 73 |  |  | -0.051319 | 73 | -0.25403 | -18.5445
333 | RWMILLER02 | 2 | North | YES | -0.000703 | 95.2 | 37 | 119 | 0 | 1.04 | GST | -1 | 0.25403 | 119 | 119 |  |  | -0.083657 | 119 | -0.25403 | -30.2301
334 | RWMILLER03 | 3 | North | YES | -0.000703 | 166.4 | 65 | 208 | 0 | 1.04 | GST | -1 | 0.25403 | 208 | 208 |  |  | -0.14622 | 208 | -0.25403 | -52.8392
335 | RWMILLER04 | 4 | North | YES | -0.000703 | 81.6 | 0 | 102 | 0 | 1.04 | GST | -1 | 0.25403 | 102 | 102 |  |  | -0.071706 | 102 | -0.25403 | -25.9115
336 | RWMILLER05 | 5 | North | YES | -0.000703 | 80.8 | 0 | 101 | 0 | 1.04 | GST | -1 | 0.25403 | 101 | 101 |  |  | -0.071003 | 101 | -0.25403 | -25.6575
8134 | FOR #1 | 1 | South | YES | -0.000507 | 54.1 | 45 | 79 | 0 | 1.03 | Cogen | -1 | 0.25384 | 0 | 0 |  |  |  |  | -0.25384 | 0
8138 | FOR #2 | 2 | South | YES | -0.000507 | 63.1 | 45 | 81 | 0 | 1.03 | Cogen | -1 | 0.25384 | 0 | 0 |  |  |  |  | -0.25384 | 0
8153 | FOR #3 | 3 | South | YES | -0.000507 | 63.1 | 45 | 79.9 | 0 | 1.03 | Cogen | -1 | 0.25384 | 0 | 0 |  |  |  |  | -0.25384 | 0
8154 | FOR #4 | 4 | South | YES | -0.000507 | 63.1 | 60 | 80 | 0 | 1.03 | Cogen | -1 | 0.25384 | 0 | 0 |  |  |  |  | -0.25384 | 0
8155 | FOR #5 | 5 | South | YES | -0.000507 | 63.1 | 60 | 78.4 | 0 | 1.03 | Cogen | -1 | 0.25384 | 0 | 0 |  |  |  |  | -0.25384 | 0
8156 | FOR #6 | 6 | South | YES | -0.000507 | 24.9 | 5 | 25 | 0 | 1.03 | Cogen | -1 | 0.25384 | 0 | 0 |  |  |  |  | -0.25384 | 0
8157 | FOR #7 | 7 | South | YES | -0.000507 | 28.8 | 5 | 46 | 0 | 1.03 | Cogen | -1 | 0.25384 | 0 | 0 |  |  |  |  | -0.25384 | 0
80051 | FOR #8 | 8 | South | YES | -0.000507 | 28 | 28 | 28 | 0 | 1.016 | Cogen | -1 | 0.25384 | 0 | 0 |  |  |  |  | -0.25384 | 0
80052 | FOR #9 | 9 | South | YES | -0.000507 | 29.7 | 5 | 43.6 | 0 | 1.03 | Cogen | -1 | 0.25384 | 0 | 0 |  |  |  |  | -0.25384 | 0
80053 | FOR #10 | 10 | South | YES | -0.000507 | 68.4 | 45 | 75 | 0 | 1.03 | Cogen | -1 | 0.25384 | 0 | 0 |  |  |  |  | -0.25384 | 0
80226 | ALCOA G | 1 | South | YES | -0.000384 | 32.3 | 5 | 48 | 0 | 1.015 | Cogen | -1 | 0.25372 | 0 | 0 |  |  |  |  | -0.25372 | 0
7004 | L_SIMGID1_1Y | 1 | South | YES | -0.000383 | 132 | 40 | 132 | 0 | 1.02 | GST | -1 | 0.25371 | 132 | 132 |  |  |  |  | -0.25371 | -33.4903
7005 | L_SIMGID1_2Y | 2 | South | YES | -0.000383 | 133 | 32 | 139 | 0 | 1.02 | GST | -1 | 0.25371 | 139 | 139 |  |  |  |  | -0.25371 | -35.2663
7006 | L_SIMGID1_3Y | 3 | South | YES | -0.000383 | 324.9 | 60 | 329 | 0 | 1.02 | GST | -1 | 0.25371 | 329 | 329 |  |  |  |  | -0.25371 | -83.4721
5934 | SI_RAY5 | 5 | South | YES | 0 | 0 | 10 | 15 |  | 1.035 | GST | -1 | 0.25333 | 15 | 15 |  |  |  |  | -0.25333 | -3.8
8139 | JOS #1 | MB | South | YES | 0 | 0 | 45 | 255 |  | 1.02 | GST | -1 | 0.25333 | 0 | 0 |  |  |  |  | -0.25333 | 0
8285 | LAR #1 | MB | South | YES | 0 | 0 | 9 | 32 |  | 1.0497 | GST | -1 | 0.25333 | 0 | 0 |  |  |  |  | -0.25333 | 0
8287 | LAR #2 | MB | South | YES | 0 | 0 | 9 | 32 |  | 1.04 | GST | -1 | 0.25333 | 0 | 0 |  |  |  |  | -0.25333 | 0
8288 | LAR #3 | MB | South | YES | 0 | 0 | 25 | 105 |  | 1.04 | GST | -1 | 0.25333 | 0 | 0 |  |  |  |  | -0.25333 | 0
8388 | BATES0A | MB | South | YES | 0 | 0 | 21 | 71 |  | 1.033 | GST | -1 | 0.25333 | 0 | 0 |  |  |  |  | -0.25333 | 0
8393 | BATES0B | MB | South | YES | 0 | 0 | 25 | 110 |  | 1.03 | GST | -1 | 0.25333 | 0 | 0 |  |  |  |  | -0.25333 | 0
8437 | NUECES_B0C | MB | South | YES | 0 | 0 | 7 | 30 |  | 1.03 | GST | -1 | 0.25333 | 0 | 0 |  |  |  |  | -0.25333 | 0
8438 | NUECES_B0B | MB | South | YES | 0 | 0 | 26 | 169 |  | 1.03 | GST | -1 | 0.25333 | 0 | 0 |  |  |  |  | -0.25333 | 0
8442 | NUECES_B0A | MB | South | YES | 0 | 0 | 81 | 367 |  | 1.03 | GST | -1 | 0.25333 | 0 | 0 |  |  |  |  | -0.25333 | 0
39190 | TNSLCGN1__8 | 1 | Houston | YES | 0 | 0 | 10 | 30 |  | 1.03 | Cogen | -1 | 0.25333 | 0 | 0 |  |  |  |  | -0.25333 | 0
8147 | UCAR #2 | 10 | South | YES | 6.9e-05 | 18.2 | 0 | 28 |  | 1 | Cogen | -1 | 0.25326 | 0 | 0 |  |  |  |  | -0.25326 | 0
8148 | UCAR #1 | 2 | South | YES | 6.9e-05 | 6.1 | 0 | 7 | 0 | 1.009 | Cogen | -1 | 0.25326 | 0 | 0 |  |  |  |  | -0.25326 | 0
80137 | CSDR89 | 9 | South | YES | 6.9e-05 | 0 | 0 | 15 |  | 1.003 | DCTie | -1 | 0.25326 | 0 | 0 |  |  |  |  | -0.25326 | 0
80137 | CSDR89 | 8 | South | YES | 6.9e-05 | 33.9 | 0 | 39 |  | 1.003 | DCTie | -1 | 0.25326 | 0 | 0 |  |  |  |  | -0.25326 | 0
80138 | CSDR7 | 7 | South | YES | 6.9e-05 | 6.1 | 0 | 7 | 0 | 1.014 | DCTie | -1 | 0.25326 | 0 | 0 |  |  |  |  | -0.25326 | 0
80139 | CSDR56 | 6 | South | YES | 6.9e-05 | 0 | 0 | 39 |  | 1.0033 | DCTie | -1 | 0.25326 | 0 | 0 |  |  |  |  | -0.25326 | 0
80139 | CSDR56 | 5 | South | YES | 6.9e-05 | 15 | 0 | 15 |  | 1.0033 | DCTie | -1 | 0.25326 | 0 | 0 |  |  |  |  | -0.25326 | 0
80140 | CSDR11 | 11 | South | YES | 6.9e-05 | 33.9 | 0 | 39 | 0 | 1.03 | DCTie | -1 | 0.25326 | 0 | 0 |  |  |  |  | -0.25326 | 0
80227 | AIRCO G | 1 | South | YES | 0.000165 | 7.2 | 0 | 8 | 0 | 1.0104 | Cogen | -1 | 0.25317 | 0 | 0 |  |  |  |  | -0.25317 | 0
80224 | VISTRONG1 | 1 | South | YES | 0.000198 | 13.1 | 0 | 15 | 0 | 1.01 | Cogen | -1 | 0.25313 | 0 | 0 |  |  |  |  | -0.25313 | 0
80225 | VISTRONG2 | 2 | South | YES | 0.000198 | 20.2 | 0 | 23 | 0 | 1.01 | Cogen | -1 | 0.25313 | 0 | 0 |  |  |  |  | -0.25313 | 0
9002 | DECKR_G3 | 3 | South | YES | 0.000328 | 0 | 24 | 42 |  | 1.015 | GGT | -1 | 0.253 | 42 | 42 |  |  |  |  | -0.253 | -10.6262
9003 | DECKR_G4 | 4 | South | YES | 0.000328 | 44 | 24 | 44 | 0 | 1.015 | GGT | -1 | 0.253 | 44 | 44 |  |  |  |  | -0.253 | -11.1322
9004 | DECKR_G5 | 5 | South | YES | 0.000328 | 44 | 24 | 44 | 0 | 1.015 | GGT | -1 | 0.253 | 44 | 44 |  |  |  |  | -0.253 | -11.1322
9005 | DECKR_G6 | 6 | South | YES | 0.000328 | 44 | 24 | 47 | 0 | 1.015 | GGT | -1 | 0.253 | 47 | 47 |  |  |  |  | -0.253 | -11.8912
8066 | DUP1V#1 | 1 | South | YES | 0.000359 | 52.3 | 0 | 73 | 0 | 1.01 | Cogen | -1 | 0.25297 | 0 | 0 |  |  |  |  | -0.25297 | 0
8173 | VICEC51A | 5 | South | YES | 0.000482 | 144 | 18 | 144 | 0 | 1.025 | CC | -1 | 0.25285 | 144 | 144 |  |  |  |  | -0.25285 | -36.4103
8174 | VICEC61A | 6 | South | YES | 0.000482 | 188 | 42 | 188 | 0 | 1.025 | CC | -1 | 0.25285 | 188 | 188 |  |  |  |  | -0.25285 | -47.5357
5508 | RAYBURNCC9 | 1 | South | YES | 0.00049 | 47.7 | 18.2 | 47.7 | 0 | 1.0296 | CC | -1 | 0.25284 | 47.7 | 47.7 |  |  |  |  | -0.25284 | -12.0605
5509 | RAYBURNCC10 | 1 | South | YES | 0.00049 | 37.3 | 5.2 | 37.3 | 0 | 1.0296 | CC | -1 | 0.25284 | 37.3 | 37.3 |  |  |  |  | -0.25284 | -9.431
5511 | RAYBURNCC7 | 1 | South | YES | 0.00049 | 47.5 | 18.2 | 47.5 | 0 | 1.0296 | CC | -1 | 0.25284 | 47.5 | 47.5 |  |  |  |  | -0.25284 | -12.01
5512 | RAYBURNCC8 | 1 | South | YES | 0.00049 | 49.3 | 18.2 | 49.3 | 0 | 1.0296 | CC | -1 | 0.25284 | 49.3 | 49.3 |  |  |  |  | -0.25284 | -12.4651
9016 | SANDH_G1 | 1 | South | YES | 0.000564 | 45 | 2 | 49 | 0 | 1.0175 | GGT | -1 | 0.25277 | 49 | 49 |  |  |  |  | -0.25277 | -12.3856
9017 | SANDH_G2 | 2 | South | YES | 0.000564 | 45 | 2 | 46 | 0 | 1.0175 | GGT | -1 | 0.25277 | 46 | 46 |  |  |  |  | -0.25277 | -11.6273
9018 | SANDH_G3 | 3 | South | YES | 0.000564 | 45 | 2 | 46 | 0 | 1.0175 | GGT | -1 | 0.25277 | 46 | 46 |  |  |  |  | -0.25277 | -11.6273
9019 | SANDH_G4 | 4 | South | YES | 0.000564 | 0 | 2 | 47 |  | 1.0175 | GGT | -1 | 0.25277 | 47 | 47 |  |  |  |  | -0.25277 | -11.8801
9020 | SANDHG5A | 5A | South | YES | 0.000564 | 150 | 84 | 155 | 0 | 1.0175 | CC | -1 | 0.25277 | 155 | 155 |  |  |  |  | -0.25277 | -39.179
9021 | SANDHG5C | 5C | South | YES | 0.000564 | 140 | 0 | 148 | 0 | 1.0175 | CC | -1 | 0.25277 | 148 | 148 |  |  |  |  | -0.25277 | -37.4096
9000 | DECKR_G1 | 1 | South | YES | 0.000565 | 280 | 50 | 321 | 0 | 1.015 | GST | -1 | 0.25277 | 321 | 321 |  |  |  |  | -0.25277 | -81.1381
9001 | DECKR_G2 | 2 | South | YES | 0.000565 | 400 | 50 | 426 | 0 | 1.015 | GST | -1 | 0.25277 | 426 | 426 |  |  |  |  | -0.25277 | -107.6786
5503 | RAYBURNGEN3 | 1 | South | YES | 0.000676 | 17.6 | 6 | 22 | 0 | 1.0223 | GST | -1 | 0.25266 | 22 | 22 |  |  |  |  | -0.25266 | -5.5584
5505 | RAYBURNGEN1 | 1 | South | YES | 0.000676 | 0 | 1 | 11 |  | 1.0223 | GGT | -1 | 0.25266 | 11 | 11 |  |  |  |  | -0.25266 | -2.7792
5506 | RAYBURNGEN2 | 1 | South | YES | 0.000676 | 0 | 1 | 11 |  | 1.0223 | GGT | -1 | 0.25266 | 11 | 11 |  |  |  |  | -0.25266 | -2.7792
7020 | L_AUSTPL1_1Y | 2 | South | YES | 0.000915 | 0 | 0 | 8 |  | 1 | Hydro | -1 | 0.25242 | 0 | 0 |  |  |  |  | -0.25242 | 0
7020 | L_AUSTPL1_1Y | 1 | South | YES | 0.000915 | 0 | 0 | 8 |  | 1 | Hydro | -1 | 0.25242 | 0 | 0 |  |  |  |  | -0.25242 | 0
8189 | CUECPL2A | 1 | South | YES | 0.001084 | 12 | 0 | 12 | 0 | 1.02 | Cogen | -1 | 0.25225 | 0 | 0 |  |  |  |  | -0.25225 | 0
7624 | L_LAKEWO9_1Y | 1 | South | YES | 0.001257 | 0 | 0 | 2.4 |  | 1 | Hydro | -1 | 0.25207 | 0 | 0 |  |  |  |  | -0.25207 | 0
7624 | L_LAKEWO9_1Y | 2 | South | YES | 0.001257 | 0 | 0 | 2.4 |  | 1 | Hydro | -1 | 0.25207 | 0 | 0 |  |  |  |  | -0.25207 | 0
7014 | L_HAYSEN1_1Y | 1 | South | YES | 0.001289 | 223.9 | 74 | 223.9 | 0 | 1.008 | CC | -1 | 0.25204 | 223.9 | 223.9 |  |  |  |  | -0.25204 | -56.4323
7015 | L_HAYSEN1_2Y | 2 | South | YES | 0.001289 | 225 | 74 | 225 | 0 | 1.008 | CC | -1 | 0.25204 | 225 | 225 |  |  |  |  | -0.25204 | -56.7096
7016 | L_HAYSEN1_3Y | 3 | South | YES | 0.001289 | 224.6 | 74 | 224.6 | 0 | 1.008 | CC | -1 | 0.25204 | 224.6 | 224.6 |  |  |  |  | -0.25204 | -56.6088
7017 | L_HAYSEN1_4Y | 4 | South | YES | 0.001289 | 226.7 | 74 | 226.7 | 0 | 1.008 | CC | -1 | 0.25204 | 226.7 | 226.7 |  |  |  |  | -0.25204 | -57.1381
8926 | LGE_GT10A | 1 | South | YES | 0.001417 | 158 | 0 | 158 | 0 | 1.03 | Cogen | -1 | 0.25191 | 0 | 0 |  |  |  |  | -0.25191 | 0
8927 | LGE_GT20A | 2 | South | YES | 0.001417 | 153 | 0 | 153 | 0 | 1.03 | Cogen | -1 | 0.25191 | 0 | 0 |  |  |  |  | -0.25191 | 0
8928 | LGE_STG0A | 3 | South | YES | 0.001417 | 100 | 0 | 100 | 0 | 1.03 | Cogen | -1 | 0.25191 | 0 | 0 |  |  |  |  | -0.25191 | 0
8930 | ICPGN10A | 1 | South | YES | 0.001417 | 149 | 0 | 149 | 0 | 1.03 | Cogen | -1 | 0.25191 | 0 | 0 |  |  |  |  | -0.25191 | 0
8931 | ICPGN20A | 2 | South | YES | 0.001417 | 150 | 0 | 150 | 0 | 1.03 | Cogen | -1 | 0.25191 | 0 | 0 |  |  |  |  | -0.25191 | 0
8932 | ICPGN30A | 3 | South | YES | 0.001417 | 127 | 0 | 127 | 0 | 1.03 | Cogen | -1 | 0.25191 | 0 | 0 |  |  |  |  | -0.25191 | 0
80223 | REYSHR G | 1 | South | YES | 0.001417 | 12 | 0 | 12 | 0 | 1.032 | Cogen | -1 | 0.25191 | 0 | 0 |  |  |  |  | -0.25191 | 0
8161 | COLETO0A | 1 | South | YES | 0.001489 | 633 | 200 | 633 | 0 | 1.03 | LIGCO | -1 | 0.25184 | 0 | 633 |  |  |  |  | -0.25184 | 0
7810 | L_RIONOG1G1Y | 1 | South | YES | 0.001505 | 148 | 0 | 148 | 0 | 1.02 | CC | -1 | 0.25183 | 148 | 148 |  |  |  |  | -0.25183 | -37.2703
7811 | L_RIONOG1G2Y | 2 | South | YES | 0.001505 | 148 | 0 | 148 | 0 | 1.02 | CC | -1 | 0.25183 | 148 | 148 |  |  |  |  | -0.25183 | -37.2703
7812 | L_RIONOG1G3Y | 3 | South | YES | 0.001505 | 154 | 0 | 154 | 0 | 1.02 | CC | -1 | 0.25183 | 154 | 154 |  |  |  |  | -0.25183 | -38.7813
7813 | L_RIONOG1S1Y | 4 | South | YES | 0.001505 | 293 | 0 | 293 | 0 | 1.02 | CC | -1 | 0.25183 | 293 | 293 |  |  |  |  | -0.25183 | -73.7852
7605 | L_MCQUEE9_1Y | 2 | South | YES | 0.00168 | 0 | 0 | 2.4 |  | 1.025 | Hydro | -1 | 0.25165 | 0 | 0 |  |  |  |  | -0.25165 | 0
7605 | L_MCQUEE9_1Y | 1 | South | YES | 0.00168 | 0 | 0 | 2.4 |  | 1.025 | Hydro | -1 | 0.25165 | 0 | 0 |  |  |  |  | -0.25165 | 0
7605 | L_MCQUEE9_1Y | 3 | South | YES | 0.00168 | 0 | 0 | 2.8 |  | 1.025 | Hydro | -1 | 0.25165 | 0 | 0 |  |  |  |  | -0.25165 | 0
8560 | CNOPGT1 | 1 | South | YES | 0.00168 | 148.3 | 0 | 148.3 | 0 | 1.03 | Cogen | -1 | 0.25165 | 0 | 0 |  |  |  |  | -0.25165 | 0
8561 | CNOPGT2 | 2 | South | YES | 0.00168 | 148.6 | 0 | 148.6 | 0 | 1.03 | Cogen | -1 | 0.25165 | 0 | 0 |  |  |  |  | -0.25165 | 0
8562 | CNOPST1 | 3 | South | YES | 0.00168 | 153 | 0 | 153 | 0 | 1.03 | Cogen | -1 | 0.25165 | 0 | 0 |  |  |  |  | -0.25165 | 0
8456 | COSW#1 | 1 | South | YES | 0.001693 | 20 | 0 | 20 | 0 | 1.027 | Cogen | -1 | 0.25164 | 0 | 0 |  |  |  |  | -0.25164 | 0
8457 | COSW#2 | 2 | South | YES | 0.001693 | 14 | 0 | 14 | 0 | 1.027 | Cogen | -1 | 0.25164 | 0 | 0 |  |  |  |  | -0.25164 | 0
8459 | B_DAVIS0B | MB | South | YES | 0.001728 | 0 | 50 | 339 |  | 1.03 | GSC | -1 | 0.2516 | 0 | 0 |  |  |  |  | -0.2516 | 0
8460 | B_DAVIS0A | MB | South | YES | 0.001728 | 0 | 50 | 340 |  | 1.03 | GSC | -1 | 0.2516 | 0 | 0 |  |  |  |  | -0.2516 | 0
7800 | L_GUADGE1_1Y | 1 | South | YES | 0.001731 | 147 | 30 | 147 | 0 | 1.02 | CC | -1 | 0.2516 | 147 | 147 |  |  |  |  | -0.2516 | -36.9853
7801 | L_GUADGE1_2Y | 2 | South | YES | 0.001731 | 138 | 30 | 138 | 0 | 1.02 | CC | -1 | 0.2516 | 138 | 138 |  |  |  |  | -0.2516 | -34.7209
7802 | L_GUADGE1_3Y | 3 | South | YES | 0.001731 | 146 | 30 | 146 | 0 | 1.02 | CC | -1 | 0.2516 | 146 | 146 |  |  |  |  | -0.2516 | -36.7337
7803 | L_GUADGE1_4Y | 4 | South | YES | 0.001731 | 149 | 30 | 149 | 0 | 1.02 | CC | -1 | 0.2516 | 149 | 149 |  |  |  |  | -0.2516 | -37.4885
7804 | L_GUADGE1_5Y | 5 | South | YES | 0.001731 | 182 | 30 | 182 | 0 | 1.02 | CC | -1 | 0.2516 | 182 | 182 |  |  |  |  | -0.2516 | -45.7913
7805 | L_GUADGE1_6Y | 6 | South | YES | 0.001731 | 203 | 30 | 203 | 0 | 1.02 | CC | -1 | 0.2516 | 203 | 203 |  |  |  |  | -0.2516 | -51.0749
8506 | VAL #1 | 1 | South | YES | 0.001761 | 20.9 | 0 | 25 | 0 | 1.0055 | Cogen | -1 | 0.25157 | 0 | 0 |  |  |  |  | -0.25157 | 0
8507 | VAL #2 | 2 | South | YES | 0.001761 | 20.9 | 0 | 25 | 0 | 1.0055 | Cogen | -1 | 0.25157 | 0 | 0 |  |  |  |  | -0.25157 | 0
8511 | OXY_CC0A | 1 | South | YES | 0.001763 | 30.3 | 0 | 38 |  | 1.027 | Cogen | -1 | 0.25157 | 0 | 0 |  |  |  |  | -0.25157 | 0
8461 | KOCH_UP0A | 1 | South | YES | 0.001796 | 38 | 0 | 38 | 0 | 1.012 | Cogen | -1 | 0.25154 | 0 | 0 |  |  |  |  | -0.25154 | 0
8517 | CELANEBI0A | 1 | South | YES | 0.001996 | 29 | 0 | 29 | 0 | 1.02 | Cogen | -1 | 0.25134 | 0 | 0 |  |  |  |  | -0.25134 | 0
7609 | L_SCHUMA8_1Y | 1 | South | YES | 0.00206 | 0 | 0 | 4 |  | 1 | Hydro | -1 | 0.25127 | 0 | 0 |  |  |  |  | -0.25127 | 0
80080 | GWINDT11A | 2 | South | YES | 0.002148 | 17.7 | 0 | 41 | 0 | 1.025 | Wind | -1 | 0.25118 | 0 | 41 |  |  |  |  | -0.25118 | 0
80080 | GWINDT11A | 4 | South | YES | 0.002148 | 8.2 | 0 | 19 | 0 | 1.025 | Wind | -1 | 0.25118 | 0 | 19 |  |  |  |  | -0.25118 | 0
80080 | GWINDT11A | 1 | South | YES | 0.002148 | 40.6 | 0 | 94 | 0 | 1.025 | Wind | -1 | 0.25118 | 0 | 94 |  |  |  |  | -0.25118 | 0
80080 | GWINDT11A | 3 | South | YES | 0.002148 | 16.4 | 0 | 38 | 0 | 1.025 | Wind | -1 | 0.25118 | 0 | 38 |  |  |  |  | -0.25118 | 0
80081 | GWINDT21A | 1 | South | YES | 0.002148 | 40.6 | 0 | 94 | 0 | 1.025 | Wind | -1 | 0.25118 | 0 | 94 |  |  |  |  | -0.25118 | 0
80081 | GWINDT21A | 4 | South | YES | 0.002148 | 9.5 | 0 | 22 | 0 | 1.025 | Wind | -1 | 0.25118 | 0 | 22 |  |  |  |  | -0.25118 | 0
80081 | GWINDT21A | 2 | South | YES | 0.002148 | 15.5 | 0 | 36 | 0 | 1.025 | Wind | -1 | 0.25118 | 0 | 36 |  |  |  |  | -0.25118 | 0
80081 | GWINDT21A | 3 | South | YES | 0.002148 | 18.6 | 0 | 43 | 0 | 1.025 | Wind | -1 | 0.25118 | 0 | 43 |  |  |  |  | -0.25118 | 0
80180 | PNSCALT11A | 1 | South | YES | 0.002148 | 63 | 0 | 146 | 0 | 1.025 | Wind | -1 | 0.25118 | 0 | 146 |  |  |  |  | -0.25118 | 0
80180 | PNSCALT11A | 2 | South | YES | 0.002148 | 21.6 | 0 | 50 | 0 | 1.025 | Wind | -1 | 0.25118 | 0 | 50 |  |  |  |  | -0.25118 | 0
80181 | PNSCALT21A | 2 | South | YES | 0.002148 | 21.6 | 0 | 50 | 0 | 1.025 | Wind | -1 | 0.25118 | 0 | 50 |  |  |  |  | -0.25118 | 0
80181 | PNSCALT21A | 1 | South | YES | 0.002148 | 23.7 | 0 | 55 | 0 | 1.025 | Wind | -1 | 0.25118 | 0 | 55 |  |  |  |  | -0.25118 | 0
5932 | SI_RAY9 | 9 | South | YES | 0.002349 | 32 | 32 | 38 | 0 | 1.035 | CC | -1 | 0.25098 | 38 | 38 |  |  |  |  | -0.25098 | -9.5373
5933 | SI_RAY6 | 6 | South | YES | 0.002349 | 15.4 | 10 | 19.3 | 0 | 1.035 | GST | -1 | 0.25098 | 19.3 | 19.3 |  |  |  |  | -0.25098 | -4.844
5935 | SI_RAY10 | 10 | South | YES | 0.002349 | 47 | 10 | 47 | 0 | 1.03 | CC | -1 | 0.25098 | 47 | 47 |  |  |  |  | -0.25098 | -11.7962
80003 | MILHWYS | F | South | YES | 0.002349 | 0 | 0 | 0 | 0 | 1.0168 | AVR | -1 | 0.25098 | 0 | 0 |  |  |  |  | -0.25098 | 0
7487 | L_CANYHY8_1Y | 1 | South | YES | 0.002364 | 0 | 0 | 6 |  | 1 | Hydro | -1 | 0.25097 | 0 | 0 |  |  |  |  | -0.25097 | 0
5401 | CALAVER_JKS1 | 1 | South | YES | 0.002512 | 562 | 100 | 562 | 0 | 1.018 | LIGCO | -1 | 0.25082 | 0 | 562 |  |  |  |  | -0.25082 | 0
8981 | HECN1 | 1 | South | YES | 0.002712 | 144.8 | 0 | 144.8 | 0 | 1.0304 | CC | -1 | 0.25062 | 144.8 | 144.8 |  |  |  |  | -0.25062 | -36.2897
8982 | HECN2 | 2 | South | YES | 0.002712 | 144.1 | 0 | 144.1 | 0 | 1.0304 | CC | -1 | 0.25062 | 144.1 | 144.1 |  |  |  |  | -0.25062 | -36.1143
8983 | HECN3 | 3 | South | YES | 0.002712 | 171.9 | 0 | 171.9 | 0 | 1.0304 | CC | -1 | 0.25062 | 171.9 | 171.9 |  |  |  |  | -0.25062 | -43.0815
8936 | MVGN#1 | 1 | South | YES | 0.002714 | 216.6 | 0 | 216.6 | 0 | 1.0304 | CC | -1 | 0.25062 | 216.6 | 216.6 |  |  |  |  | -0.25062 | -54.2838
8937 | MVGN#2 | 2 | South | YES | 0.002714 | 216.7 | 0 | 216.7 | 0 | 1.0304 | CC | -1 | 0.25062 | 216.7 | 216.7 |  |  |  |  | -0.25062 | -54.3088
8938 | MVGN#3 | 3 | South | YES | 0.002714 | 250.9 | 0 | 250.9 | 0 | 1.0304 | CC | -1 | 0.25062 | 250.9 | 250.9 |  |  |  |  | -0.25062 | -62.88
5476 | BRA_AVR1_CT1 | 1 | South | YES | 0.00272 | 155 | 90 | 155 | 0 | 1.017 | CC | -1 | 0.25061 | 155 | 155 |  |  |  |  | -0.25061 | -38.8448
5477 | BRA_AVR1_ST1 | 1 | South | YES | 0.00272 | 174 | 138 | 174 | 0 | 1.017 | CC | -1 | 0.25061 | 174 | 174 |  |  |  |  | -0.25061 | -43.6064
5478 | BRA_AVR1_CT2 | 1 | South | YES | 0.00272 | 155 | 90 | 155 | 0 | 1.017 | CC | -1 | 0.25061 | 155 | 155 |  |  |  |  | -0.25061 | -38.8448
88198 | BEEVILLE | F | South | YES | 0.002787 | 0 | 0 | 0 | 0 | 1.02 | AVR | -1 | 0.25054 | 0 | 0 |  |  |  |  | -0.25054 | 0
5903 | SANMIGUELGEN | 1 | South | YES | 0.002885 | 396.3 | 180 | 396.3 | 0 | 1.0331 | LIGCO | -1 | 0.25045 | 0 | 396.3 |  |  |  |  | -0.25045 | 0
5436 | TUTTL_WBT1G1 | 1 | South | YES | 0.002928 | 48.8 | 20 | 61 | 0 | 1.012 | GST | -1 | 0.2504 | 61 | 61 |  |  |  |  | -0.2504 | -15.2746
5438 | TUTTL_WBT3G3 | 3 | South | YES | 0.002928 | 95 | 25 | 95 | 0 | 1.012 | GST | -1 | 0.2504 | 95 | 95 |  |  |  |  | -0.2504 | -23.7883
5439 | TUTTL_WBT4G4 | 4 | South | YES | 0.002928 | 120.8 | 40 | 151 | 0 | 1.012 | GST | -1 | 0.2504 | 151 | 151 |  |  |  |  | -0.2504 | -37.8109
8933 | FGNTS001 | 1 | South | YES | 0.003199 | 146.5 | 0 | 146.5 | 0 | 1.03 | CC | -1 | 0.25013 | 146.5 | 146.5 |  |  |  |  | -0.25013 | -36.6444
8934 | FGNTS101 | 2 | South | YES | 0.003199 | 147.9 | 0 | 147.9 | 0 | 1.03 | CC | -1 | 0.25013 | 147.9 | 147.9 |  |  |  |  | -0.25013 | -36.9946
8935 | FGNTS201 | 3 | South | YES | 0.003199 | 173 | 0 | 173 | 0 | 1.03 | CC | -1 | 0.25013 | 173 | 173 |  |  |  |  | -0.25013 | -43.2729
5111 | CALAVER_JTD1 | 1 | South | YES | 0.00325 | 430 | 80 | 430 | 0 | 1.0138 | LIGCO | -1 | 0.25008 | 0 | 430 |  |  |  |  | -0.25008 | 0
5112 | CALAVER_JTD2 | 2 | South | YES | 0.00325 | 430 | 80 | 430 | 0 | 1.0138 | LIGCO | -1 | 0.25008 | 0 | 430 |  |  |  |  | -0.25008 | 0
5396 | CALAVER_OWS1 | 1 | South | YES | 0.003332 | 418 | 80 | 418 | 0 | 1.0192 | GST | -1 | 0.25 | 418 | 418 |  |  |  |  | -0.25 | -104.4998
5397 | CALAVER_OWS2 | 2 | South | YES | 0.003332 | 400 | 80 | 400 | 0 | 1.0192 | GST | -1 | 0.25 | 400 | 400 |  |  |  |  | -0.25 | -99.9999
5026 | BRAUNIG_VHB1 | 1 | South | YES | 0.003334 | 215 | 40 | 215 | 0 | 1.0192 | GST | -1 | 0.25 | 215 | 215 |  |  |  |  | -0.25 | -53.7495
5027 | BRAUNIG_VHB2 | 2 | South | YES | 0.003334 | 172.8 | 40 | 216 | 0 | 1.0192 | GST | -1 | 0.25 | 216 | 216 |  |  |  |  | -0.25 | -53.9995
5031 | BRA_VHBCT1 | 1 | South | YES | 0.003334 | 44 | 24 | 44 | 0 | 1.0192 | #N/A | -1 | 0.25 | 44 | 44 |  |  |  |  | -0.25 | -10.9999
5032 | BRA_VHBCT2 | 2 | South | YES | 0.003334 | 44 | 24 | 44 | 0 | 1.0192 | #N/A | -1 | 0.25 | 44 | 44 |  |  |  |  | -0.25 | -10.9999
5033 | BRA_VHBCT3 | 3 | South | YES | 0.003334 | 43 | 24 | 43 | 0 | 1.0192 | #N/A | -1 | 0.25 | 43 | 43 |  |  |  |  | -0.25 | -10.7499
5034 | BRA_VHBCT4 | 4 | South | YES | 0.003334 | 45 | 24 | 45 | 0 | 1.0192 | #N/A | -1 | 0.25 | 45 | 45 |  |  |  |  | -0.25 | -11.2499
5028 | BRAUNIG_VHB3 | 3 | South | YES | 0.003495 | 407 | 60 | 407 | 0 | 1.0138 | GST | -1 | 0.24984 | 407 | 407 |  |  |  |  | -0.24984 | -101.6835
5264 | LEON_LCP3G3 | 3 | South | YES | 0.003971 | 0 | 20 | 58 |  | 1.0197 | GST | -1 | 0.24936 | 58 | 58 |  |  |  |  | -0.24936 | -14.4629
5265 | LEON_LCP4G4 | 4 | South | YES | 0.003971 | 71.2 | 25 | 89 | 0 | 1.0197 | GST | -1 | 0.24936 | 89 | 89 |  |  |  |  | -0.24936 | -22.1931
5266 | LEON_LCPCT1 | 1 | South | YES | 0.003971 | 44 | 24 | 44 | 0 | 1.0197 | GGT | -1 | 0.24936 | 44 | 44 |  |  |  |  | -0.24936 | -10.9719
5267 | LEON_LCPCT2 | 2 | South | YES | 0.003971 | 44 | 24 | 44 | 0 | 1.0197 | GGT | -1 | 0.24936 | 44 | 44 |  |  |  |  | -0.24936 | -10.9719
5268 | LEON_LCPCT3 | 3 | South | YES | 0.003971 | 43 | 24 | 43 | 0 | 1.0197 | GGT | -1 | 0.24936 | 43 | 43 |  |  |  |  | -0.24936 | -10.7225
5269 | LEON_LCPCT4 | 4 | South | YES | 0.003971 | 45 | 24 | 45 | 0 | 1.0197 | GGT | -1 | 0.24936 | 45 | 45 |  |  |  |  | -0.24936 | -11.2212
7031 | L_MARSFO1G1Y | 1 | South | YES | 0.004254 | 0 | 0 | 36 |  | 1 | Hydro | -1 | 0.24908 | 0 | 0 |  |  |  |  | -0.24908 | 0
7032 | L_MARSFO1G2Y | 2 | South | YES | 0.004254 | 0 | 0 | 35 |  | 1 | Hydro | -1 | 0.24908 | 0 | 0 |  |  |  |  | -0.24908 | 0
7033 | L_MARSFO1G3Y | 3 | South | YES | 0.004254 | 0 | 0 | 36 |  | 1 | Hydro | -1 | 0.24908 | 0 | 0 |  |  |  |  | -0.24908 | 0
88508 | FALFURRI | F | South | YES | 0.004524 | 0 | 0 | 0 | 0 | 1 | AVR | -1 | 0.24881 | 0 | 0 |  |  |  |  | -0.24881 | 0
5728 | FALCONHYDRO2 | 2 | South | YES | 0.006168 | 12 | 0 | 12 | 0 | 1.0227 | Hydro | -1 | 0.24716 | 0 | 0 |  |  |  |  | -0.24716 | 0
5729 | FALCONHYDRO3 | 3 | South | YES | 0.006168 | 11 | 0 | 11 | 0 | 1.0227 | Hydro | -1 | 0.24716 | 0 | 0 |  |  |  |  | -0.24716 | 0
8048 | FALCONHYDRO1 | 1 | South | YES | 0.006168 | 12 | 0 | 12 | 0 | 1.0227 | Hydro | -1 | 0.24716 | 0 | 0 |  |  |  |  | -0.24716 | 0
88299 | ZAPATA | F | South | YES | 0.009009 | 0 | 0 | 0 | 0 | 1.02 | BLT | -1 | 0.24432 | 0 | 0 |  |  |  |  | -0.24432 | 0
7028 | L_MARBFA1_1Y | 1 | South | YES | 0.011647 | 0 | 0 | 18 |  | 1 | Hydro | -1 | 0.24168 | 0 | 0 |  |  |  |  | -0.24168 | 0
7029 | L_MARBFA1_2Y | 2 | South | YES | 0.011647 | 0 | 0 | 18 |  | 1 | Hydro | -1 | 0.24168 | 0 | 0 |  |  |  |  | -0.24168 | 0
5890 | PEARSALLGEN1 | 1 | South | YES | 0.012854 | 19.2 | 6 | 24 | 0 | 1.0161 | GST | -1 | 0.24048 | 24 | 24 |  |  |  |  | -0.24048 | -5.7715
5891 | PEARSALLGEN2 | 1 | South | YES | 0.012854 | 19.4 | 6 | 24.3 | 0 | 1.0161 | GST | -1 | 0.24048 | 24.3 | 24.3 |  |  |  |  | -0.24048 | -5.8436
5892 | PEARSALLGEN3 | 1 | South | YES | 0.012854 | 19.1 | 6 | 23.9 | 0 | 1.0161 | GST | -1 | 0.24048 | 23.9 | 23.9 |  |  |  |  | -0.24048 | -5.7474
80012 | LAR | F | South | YES | 0.013132 | 0 | 0 | 0 | 0 | 1.04 | DCTie | -1 | 0.2402 | 0 | 0 |  |  |  |  | -0.2402 | 0
80265 | LARECU40A | 4 | South | YES | 0.013134 | 80 | 0 | 100 |  | 1.039 | GGT | -1 | 0.2402 | 100 | 100 |  |  |  |  | -0.2402 | -24.0198
80266 | LARECU50A | 5 | South | YES | 0.013134 | 80 | 0 | 100 |  | 1.039 | GGT | -1 | 0.2402 | 100 | 100 |  |  |  |  | -0.2402 | -24.0198
7035 | L_WIRTZ_1G1Y | 1 | South | YES | 0.014085 | 0 | 0 | 29 |  | 1 | Hydro | -1 | 0.23925 | 0 | 0 |  |  |  |  | -0.23925 | 0
7036 | L_WIRTZ_1G2Y | 2 | South | YES | 0.014085 | 23 | 0 | 29.8 |  | 1 | Hydro | -1 | 0.23925 | 0 | 0 |  |  |  |  | -0.23925 | 0
7000 | L_FERGUS1_1Y | 1 | South | YES | 0.014907 | 400 | 65 | 423.3 | 0 | 1.015 | GSC | -1 | 0.23842 | 423.3 | 423.3 |  |  |  |  | -0.23842 | -100.9251
7022 | L_BUCHAN1_1Y | 1 | South | YES | 0.015219 | 0 | 0 | 18 |  | 1 | Hydro | -1 | 0.23811 | 0 | 0 |  |  |  |  | -0.23811 | 0
7023 | L_BUCHAN1_2Y | 2 | South | YES | 0.015219 | 0 | 0 | 18 |  | 1 | Hydro | -1 | 0.23811 | 0 | 0 |  |  |  |  | -0.23811 | 0
7024 | L_BUCHAN1_3Y | 3 | South | YES | 0.015219 | 0 | 0 | 15 |  | 1 | Hydro | -1 | 0.23811 | 0 | 0 |  |  |  |  | -0.23811 | 0
7026 | L_INKSDA1_1Y | 1 | South | YES | 0.020153 | 0 | 0 | 13.7 |  | 1 | Hydro | -1 | 0.23318 | 0 | 0 |  |  |  |  | -0.23318 | 0
1643 | SLSTR1PP_1G | 1 | North | YES | 0.04332 | 6 | 0 | 60 | 0 | 1.022 | Wind | -1 | 0.21001 | 0 | 60 |  |  | 0 | 0 | -0.21001 | 0
80010 | EPLVT1 | F | South | YES | 0.054169 | 0 | 0 | 0 |  | 1.0376 | #N/A | -1 | 0.19916 | 0 | 0 |  |  |  |  | -0.19916 | 0
8262 | ELPS | 1 | South | YES | 0.059035 | 6 | 6 | 6 | 0 | 1.15 | Hydro | -1 | 0.1943 | 0 | 0 |  |  |  |  | -0.1943 | 0
8032 | AMISTADHYD1 | 1 | South | YES | 0.079958 | 33 | 13 | 33 | 0 | 1.0375 | Hydro | -1 | 0.17337 | 0 | 0 |  |  |  |  | -0.17337 | 0
8033 | AMISTADHYD2 | 2 | South | YES | 0.079958 | 25 | 13 | 25 | 0 | 1.0375 | Hydro | -1 | 0.17337 | 0 | 0 |  |  |  |  | -0.17337 | 0
88253 | HAMILTON | F | South | YES | 0.079958 | 0 | 0 | 0 | 0 | 1.04 | BLT | -1 | 0.17337 | 0 | 0 |  |  |  |  | -0.17337 | 0
1416 | SWETWATR_1G | 1 | West | YES | 0.023131 | 30 | 18 | 30 | 0 | 1.026 | CC | 1 | 0.045135 | 30 | 30 | 0.69393 | 30 |  |  | 0.045135 | 1.354
1417 | SWETWATR_2G | 2 | West | YES | 0.023131 | 72 | 36 | 72 | 0 | 1.026 | CC | 1 | 0.045135 | 72 | 72 | 1.6654 | 72 |  |  | 0.045135 | 3.2497
1418 | SWETWATR_3G | 3 | West | YES | 0.023131 | 68 | 36 | 68 | 0 | 1.026 | CC | 1 | 0.045135 | 68 | 68 | 1.5729 | 68 |  |  | 0.045135 | 3.0692
1419 | SWETWATR_4G | 4 | West | YES | 0.023131 | 61 | 36 | 61 | 0 | 1.026 | CC | 1 | 0.045135 | 61 | 61 | 1.411 | 61 |  |  | 0.045135 | 2.7532
1049 | ROSCOEWI_5 | 1 | West | YES | 0.16012 | 41.8 | 0 | 209 |  | 1.01 | #N/A | 1 | 0.18212 | 209 | 209 | 33.4645 | 209 |  |  | 0.18212 | 38.0632
1057 | ROSCOEWI_5 | 2 | West | YES | 0.16012 | 25.3 | 0 | 126.5 |  | 1.01 | #N/A | 1 | 0.18212 | 126.5 | 126.5 | 20.2548 | 126.5 |  |  | 0.18212 | 23.0383
1060 | ROSCOEWI_5 | 3 | West | YES | 0.16012 | 39.4 | 0 | 197 | 0 | 1.01 | #N/A | 1 | 0.18212 | 197 | 197 | 31.543 | 197 |  |  | 0.18212 | 35.8778
1072 | ROSCOEWI_5 | 4 | West | YES | 0.16012 | 63.6 | 0 | 318 | 0 | 1.01 | #N/A | 1 | 0.18212 | 318 | 318 | 50.9172 | 318 |  |  | 0.18212 | 57.9144
1058 | LONGSHORE_5 | 1 | West | YES | 0.19779 | 30 | 0 | 150 |  | 1.01 | Wind | 1 | 0.2198 | 0 | 150 | 29.6691 | 150 |  |  | 0.2198 | 32.9697
1058 | LONGSHORE_5 | 2 | West | YES | 0.19779 | 44 | 0 | 220 |  | 1.01 | Wind | 1 | 0.2198 | 0 | 220 | 43.5147 | 220 |  |  | 0.2198 | 48.3555
1058 | LONGSHORE_5 | 3 | West | YES | 0.19779 | 23.4 | 0 | 117 |  | 1.01 | Wind | 1 | 0.2198 | 0 | 117 | 23.1419 | 117 |  |  | 0.2198 | 25.7163
1045 | CALENG1G_1G | 1 | West | YES | 0.19826 | 73.4 | 27 | 73.4 | 0 | 1.014 | Cogen | 1 | 0.22027 | 0 | 0 | 0 | 0 |  |  | 0.22027 | 0
1046 | CALENG2G_2G | 2 | West | YES | 0.19826 | 73.4 | 27 | 73.4 | 0 | 1.014 | Cogen | 1 | 0.22027 | 0 | 0 | 0 | 0 |  |  | 0.22027 | 0
1047 | CALENG3G_3G | 3 | West | YES | 0.19826 | 70.4 | 27 | 70.4 | 0 | 1.014 | Cogen | 1 | 0.22027 | 0 | 0 | 0 | 0 |  |  | 0.22027 | 0
11001 | NAV1CT | 1 | West | YES | 0.19954 | 70.4 | 18 | 70.4 | 0 | 1.029 | CC | 1 | 0.22154 | 70.4 | 70.4 | 14.0473 | 70.4 |  |  | 0.22154 | 15.5964
11009 | NAV2CT | 1 | West | YES | 0.19954 | 71.4 | 18 | 71.4 | 0 | 1.029 | CC | 1 | 0.22154 | 71.4 | 71.4 | 14.2469 | 71.4 |  |  | 0.22154 | 15.8179
11011 | NAV3ST | 1 | West | YES | 0.19954 | 92.8 | 40 | 92.8 | 0 | 1.029 | CC | 1 | 0.22154 | 92.8 | 92.8 | 18.5169 | 92.8 |  |  | 0.22154 | 20.5589
11012 | NAV4CT | 1 | West | YES | 0.19954 | 80 | 18 | 80 | 0 | 1.029 | CC | 1 | 0.22154 | 80 | 80 | 15.9629 | 80 |  |  | 0.22154 | 17.7232
11013 | NAV5CT | 1 | West | YES | 0.19954 | 80 | 18 | 80 | 0 | 1.029 | CC | 1 | 0.22154 | 80 | 80 | 15.9629 | 80 |  |  | 0.22154 | 17.7232
11014 | NAV6ST | 1 | West | YES | 0.19954 | 115 | 40 | 115 | 0 | 1.029 | CC | 1 | 0.22154 | 115 | 115 | 22.9466 | 115 |  |  | 0.22154 | 25.4771
11020 | TIEHVSG_1G | 1 | West | YES | 0.19956 | 208.2 | 63 | 208.2 | 0 | 1.012 | CC | 1 | 0.22156 | 208.2 | 208.2 | 41.5478 | 208.2 |  |  | 0.22156 | 46.1289
11021 | TIEHVCG_1G | 1 | West | YES | 0.19956 | 142.1 | 103 | 142.1 | 0 | 1.012 | CC | 1 | 0.22156 | 142.1 | 142.1 | 28.357 | 142.1 |  |  | 0.22156 | 31.4838
11022 | TIEHVCG_2G | 1 | West | YES | 0.19956 | 132.4 | 103 | 132.4 | 0 | 1.012 | CC | 1 | 0.22156 | 132.4 | 132.4 | 26.4213 | 132.4 |  |  | 0.22156 | 29.3346
11023 | TIEHVCG_3G | 1 | West | YES | 0.19956 | 137.4 | 103 | 137.4 | 0 | 1.012 | CC | 1 | 0.22156 | 137.4 | 137.4 | 27.4191 | 137.4 |  |  | 0.22156 | 30.4424
11024 | TIEHVCG_4G | 1 | West | YES | 0.19956 | 147 | 103 | 147 | 0 | 1.012 | CC | 1 | 0.22156 | 147 | 147 | 29.3349 | 147 |  |  | 0.22156 | 32.5694
11025 | TIEHVSG_2G | 1 | West | YES | 0.19956 | 213.2 | 63 | 213.2 | 0 | 1.012 | CC | 1 | 0.22156 | 213.2 | 213.2 | 42.5456 | 213.2 |  |  | 0.22156 | 47.2367
1002 | PBCTAGE_1G | A | West | YES | 0.20117 | 64 | 64 | 66 | 0 | 1.036 | GGT | 1 | 0.22317 | 66 | 66 | 13.277 | 66 |  |  | 0.22317 | 14.7292
1003 | PBCTBGE_2G | B | West | YES | 0.20117 | 65 | 65 | 66 | 0 | 1.036 | GGT | 1 | 0.22317 | 66 | 66 | 13.277 | 66 |  |  | 0.22317 | 14.7292
1004 | PBCTCGE_3G | C | West | YES | 0.20117 | 62 | 62 | 67 | 0 | 1.036 | GGT | 1 | 0.22317 | 67 | 67 | 13.4781 | 67 |  |  | 0.22317 | 14.9524
1005 | PBCTDGE_4G | D | West | YES | 0.20117 | 65 | 65 | 68 | 0 | 1.036 | GGT | 1 | 0.22317 | 68 | 68 | 13.6793 | 68 |  |  | 0.22317 | 15.1755
1006 | PBCTEGE_5G | E | West | YES | 0.20117 | 65 | 65 | 67 | 0 | 1.036 | GGT | 1 | 0.22317 | 67 | 67 | 13.4781 | 67 |  |  | 0.22317 | 14.9524
1007 | PB5GEN_6G | 5 | West | YES | 0.20117 | 91.2 | 40 | 114 | 0 | 1.036 | GST | 1 | 0.22317 | 114 | 114 | 22.9329 | 114 |  |  | 0.22317 | 25.4413
1008 | PB6GEN_7G | 6 | West | YES | 0.20117 | 515 | 130 | 515 | 0 | 1.036 | GST | 1 | 0.22317 | 515 | 515 | 103.6005 | 515 |  |  | 0.22317 | 114.9324
7038 | L_DELAWA1_1Y | 1 | West | YES | 0.20133 | 3.5 | 0 | 35 | 0 | 1 | Wind | 1 | 0.22334 | 0 | 35 | 7.0466 | 35 |  |  | 0.22334 | 7.8168
7038 | L_DELAWA1_1Y | 2 | West | YES | 0.20133 | 3 | 0 | 30 | 0 | 1 | Wind | 1 | 0.22334 | 0 | 30 | 6.04 | 30 |  |  | 0.22334 | 6.7001
1146 | NOTREES_1G | 1 | West | YES | 0.20171 | 29.8 | 0 | 149 | 0 | 1.017 | #N/A | 1 | 0.22371 | 149 | 149 | 30.0546 | 149 |  |  | 0.22371 | 33.3332
1326 | STANTONW_8 | 1 | West | YES | 0.20418 | 20.1 | 0 | 100.5 |  | 1.01 | Wind | 1 | 0.22619 | 0 | 100.5 | 20.5203 | 100.5 |  |  | 0.22619 | 22.7317
1328 | OCOTILLO_1G | 1 | West | YES | 0.20446 | 11.6 | 0 | 58 |  | 1.01 | Wind | 1 | 0.22646 | 0 | 58 | 11.8584 | 58 |  |  | 0.22646 | 13.1347
1333 | MCDDONAL_8 | 1 | West | YES | 0.20472 | 42.8 | 0 | 214.2 |  | 1.01 | Wind | 1 | 0.22672 | 0 | 214.2 | 43.8504 | 214.2 |  |  | 0.22672 | 48.5636
60007 | KING_SW1A | 1 | West | YES | 0.20524 | 20 | 0 | 80 |  | 1.03 | Wind | 1 | 0.22725 | 0 | 80 | 16.4195 | 80 |  |  | 0.22725 | 18.1798
60019 | KING_NW1A | 1 | West | YES | 0.20524 | 20 | 0 | 80 |  | 1.03 | Wind | 1 | 0.22725 | 0 | 80 | 16.4195 | 80 |  |  | 0.22725 | 18.1798
60201 | RIO DRCS | F | West | YES | 0.20534 | 0 | 0 | 0 | 0 | 1.025 | AVR | 1 | 0.22734 | 0 | 0 | 0 | 0 |  |  | 0.22734 | 0
60016 | WOODWRD11A | 1 | West | YES | 0.20537 | 20 | 0 | 80 |  | 1.033 | Wind | 1 | 0.22737 | 0 | 80 | 16.4294 | 80 |  |  | 0.22737 | 18.1897
38332 | TNWDWRDU2_8 | 1 | West | YES | 0.20538 | 20 | 0 | 80 | 0 | 1.0232 | Wind | 1 | 0.22738 | 0 | 80 | 16.4302 | 80 |  |  | 0.22738 | 18.1905
38437 | TNSRBNMESA9 | 1 | West | YES | 0.20541 | 37.5 | 0 | 150 |  | 1.02 | Wind | 1 | 0.22741 | 0 | 150 | 30.8107 | 150 |  |  | 0.22741 | 34.1113
60017 | ORNNWP1 | 1 | West | YES | 0.20546 | 20 | 0 | 80 |  | 1.027 | Wind | 1 | 0.22747 | 0 | 80 | 16.437 | 80 |  |  | 0.22747 | 18.1973
60018 | DSKY1 | 1 | West | YES | 0.20548 | 21 | 0 | 84 | 0 | 1.023 | Wind | 1 | 0.22748 | 0 | 84 | 17.2602 | 84 |  |  | 0.22748 | 19.1085
60000 | DSKY2 | 1 | West | YES | 0.20566 | 19.1 | 0 | 76.5 |  | 1.039 | Wind | 1 | 0.22766 | 0 | 76.5 | 15.7329 | 76.5 |  |  | 0.22766 | 17.4162
6016 | SWMESA | 1 | West | YES | 0.20574 | 18.8 | 0 | 75 |  | 1.03 | Wind | 1 | 0.22775 | 0 | 75 | 15.4308 | 75 |  |  | 0.22775 | 17.0811
60003 | KING_NE1A | 1 | West | YES | 0.20574 | 20 | 0 | 80 |  | 1.03 | Wind | 1 | 0.22775 | 0 | 80 | 16.4595 | 80 |  |  | 0.22775 | 18.2198
60005 | KING_SE1A | 1 | West | YES | 0.20574 | 10 | 0 | 40 |  | 1.035 | Wind | 1 | 0.22775 | 0 | 40 | 8.2298 | 40 |  |  | 0.22775 | 9.1099
1037 | MORGAN5G_5G | 5 | West | YES | 0.20632 | 109.6 | 40 | 137 | 0 | 1.029 | GST | 1 | 0.22832 | 137 | 137 | 28.266 | 137 |  |  | 0.22832 | 31.2805
1039 | MRGNAG_1G | A | West | YES | 0.20632 | 69 | 69 | 69 | 0 | 1.029 | GGT | 1 | 0.22832 | 69 | 69 | 14.2361 | 69 |  |  | 0.22832 | 15.7544
1040 | MRGNBG_2G | B | West | YES | 0.20632 | 70 | 70 | 71 | 0 | 1.029 | GGT | 1 | 0.22832 | 71 | 71 | 14.6488 | 71 |  |  | 0.22832 | 16.2111
1041 | MRGNCG_3G | C | West | YES | 0.20632 | 69 | 69 | 70 | 0 | 1.029 | GGT | 1 | 0.22832 | 70 | 70 | 14.4425 | 70 |  |  | 0.22832 | 15.9827
1042 | MRGNDG_4G | D | West | YES | 0.20632 | 68 | 68 | 68 | 0 | 1.029 | GGT | 1 | 0.22832 | 68 | 68 | 14.0298 | 68 |  |  | 0.22832 | 15.5261
1043 | MRGNEG_5G | E | West | YES | 0.20632 | 68 | 68 | 70 | 0 | 1.029 | GGT | 1 | 0.22832 | 70 | 70 | 14.4425 | 70 |  |  | 0.22832 | 15.9827
1044 | MRGNFG_6G | F | West | YES | 0.20632 | 66 | 66 | 66 | 0 | 1.029 | GGT | 1 | 0.22832 | 66 | 66 | 13.6172 | 66 |  |  | 0.22832 | 15.0694
60202 | FRNDDRCS | F | West | YES | 0.20713 | 0 | 0 | 0 | 0 | 0.9985 | AVR | 1 | 0.22913 | 0 | 0 | 0 | 0 |  |  | 0.22913 | 0
1170 | AIRLAMESA_1G | 1 | West | YES | 0.20783 | 0 | 0 | 180 |  | 1 | #N/A | 1 | 0.22983 | 180 | 180 | 37.4092 | 180 |  |  | 0.22983 | 41.3699
1327 | WILDHRSE_1G | 1 | West | YES | 0.20889 | 24 | 0 | 120 |  | 1 | Wind | 1 | 0.23089 | 0 | 120 | 25.0667 | 120 |  |  | 0.23089 | 27.7071
1360 | GUNSIGHT_8 | 1 | West | YES | 0.20946 | 24 | 0 | 120 | 0 | 1.01 | Wind | 1 | 0.23147 | 0 | 120 | 25.1356 | 120 |  |  | 0.23147 | 27.776
1302 | COYOTEWG_8 | 1 | West | YES | 0.21008 | 45 | 0 | 225 |  | 1.01 | #N/A | 1 | 0.23209 | 225 | 225 | 47.2685 | 225 |  |  | 0.23209 | 52.2193
1320 | BSP 1 | 1 | West | YES | 0.21079 | 25.5 | 2.9 | 25.8 | 0 | 1 | Cogen | 1 | 0.23279 | 0 | 0 | 0 | 0 |  |  | 0.23279 | 0
1301 | BULLCREK_8 | 1 | West | YES | 0.2117 | 36 | 0 | 180 | 0 | 1.017 | #N/A | 1 | 0.2337 | 180 | 180 | 38.1056 | 180 |  |  | 0.2337 | 42.0663
6637 | SNYDERW1A | 1 | West | YES | 0.2139 | 12.6 | 0 | 63 | 0 | 1.025 | Wind | 1 | 0.2359 | 0 | 63 | 13.4758 | 63 |  |  | 0.2359 | 14.862
1068 | SCURRYCW_1G | 1 | West | YES | 0.2143 | 28.2 | 1.3 | 141 |  | 1.01 | Wind | 1 | 0.2363 | 0 | 141 | 30.216 | 141 |  |  | 0.2363 | 33.3185
1073 | SCURRYCW_2G | 2 | West | YES | 0.2143 | 24 | 0 | 120 | 0 | 1.017 | Wind | 1 | 0.2363 | 0 | 120 | 25.7158 | 120 |  |  | 0.2363 | 28.3562
1061 | CIELOGEN_1G | 1 | West | YES | 0.21442 | 19.8 | 0 | 99 |  | 1 | Wind | 1 | 0.23642 | 0 | 99 | 21.2273 | 99 |  |  | 0.23642 | 23.4057
1062 | CIELOGEN_2G | 1 | West | YES | 0.21442 | 12.2 | 0 | 61 |  | 1 | Wind | 1 | 0.23642 | 0 | 61 | 13.0794 | 61 |  |  | 0.23642 | 14.4217
1069 | KINDERMG_1G | 1 | West | YES | 0.21442 | 25 | 5 | 25 | 0 | 1.017 | Cogen | 1 | 0.23642 | 0 | 0 | 0 | 0 |  |  | 0.23642 | 0
1070 | KINDERMG_2G | 1 | West | YES | 0.21442 | 45.7 | 12 | 45.7 | 0 | 1.017 | Cogen | 1 | 0.23642 | 0 | 0 | 0 | 0 |  |  | 0.23642 | 0
1071 | KINDERMG_3G | 1 | West | YES | 0.21442 | 45.7 | 12 | 45.7 | 0 | 1.017 | Cogen | 1 | 0.23642 | 0 | 0 | 0 | 0 |  |  | 0.23642 | 0
1349 | WESTXWIN_1G | 1 | West | YES | 0.21594 | 1.3 | 0 | 6.6 |  | 1.014 | Wind | 1 | 0.23795 | 0 | 6.6 | 1.4252 | 6.6 |  |  | 0.23795 | 1.5704
1350 | NWPWRG1_1G | 1 | West | YES | 0.21594 | 6.9 | 1 | 34.3 |  | 1.014 | Wind | 1 | 0.23795 | 0 | 34.3 | 7.4068 | 34.3 |  |  | 0.23795 | 8.1615
36998 | RDCNYNG1 | 1 | West | YES | 0.21874 | 16.8 | 0 | 84 |  | 1.01 | Wind | 1 | 0.24074 | 0 | 84 | 18.3738 | 84 |  |  | 0.24074 | 20.2221
76031 | L_GASCCR1_1N | W1 | West | YES | 0.22563 | 30 | 0 | 150 | 0 | 1.02 | Wind | 1 | 0.24763 | 0 | 150 | 33.8439 | 150 |  |  | 0.24763 | 37.1445
76091 | L_DIVIDE1_1N | W1 | West | YES | 0.23114 | 110 | 0 | 550 |  | 1.02 | Wind | 1 | 0.25314 | 0 | 550 | 127.1275 | 550 |  |  | 0.25314 | 139.2296
6144 | MCADOO1A | 1 | West | YES | 0.23768 | 15 | 0 | 150 | 0 | 1.025 | Wind | 1 | 0.25968 | 0 | 150 | 35.6519 | 150 |  |  | 0.25968 | 38.9524
1343 | TRENTIPP_8 | 1 | West | YES | 0.26958 | 30 | 0 | 150 |  | 1.014 | Wind | 1 | 0.29158 | 0 | 150 | 40.4372 | 150 |  |  | 0.29158 | 43.7377
1354 | AEPWIND_8 | 1 | West | YES | 0.26958 | 20.2 | 0 | 101 |  | 1 | Wind | 1 | 0.29158 | 0 | 101 | 27.2277 | 101 |  |  | 0.29158 | 29.4501
60081 | WHRLWIND1A | 1 | West | YES | 0.27138 | 12 | 0 | 60 | 0 | 1.03 | Wind | 1 | 0.29339 | 0 | 60 | 16.283 | 60 |  |  | 0.29339 | 17.6033
60052 | WILDHRS11A | 1 | West | YES | 0.28861 | 25.3 | 0 | 126.5 | 0 | 1.005 | #N/A | 1 | 0.31061 | 126.5 | 126.5 | 36.5089 | 126.5 |  |  | 0.31061 | 39.2924
60053 | WILDHRS21A | 1 | West | YES | 0.28861 | 7.8 | 0 | 39 | 0 | 1.025 | #N/A | 1 | 0.31061 | 39 | 39 | 11.2557 | 39 |  |  | 0.31061 | 12.1139
6407 | TURKTRAK1A | 1 | West | YES | 0.29033 | 33.9 | 0 | 169.5 | 0 | 1.025 | Wind | 1 | 0.31234 | 0 | 169.5 | 49.2114 | 169.5 |  |  | 0.31234 | 52.9411
60057 | CALLAHAN1A | 1 | West | YES | 0.32395 | 22.8 | 0 | 114 | 0 | 1.04 | Wind | 1 | 0.34596 | 0 | 114 | 36.9309 | 114 |  |  | 0.34596 | 39.4393
71051 | L_BITTCR1_1N | W1 | West | YES | 0.36139 | 7.5 | 0 | 37.5 |  | 1.02 | Wind | 1 | 0.3834 | 0 | 37.5 | 13.5523 | 37.5 |  |  | 0.3834 | 14.3774
71054 | L_SWEETW1_1N | W1 | West | YES | 0.36139 | 21.5 | 0 | 107.5 |  | 1.02 | Wind | 1 | 0.3834 | 0 | 107.5 | 38.8499 | 107.5 |  |  | 0.3834 | 41.2153
71057 | L_SWEETW1_2N | W1 | West | YES | 0.36139 | 27 | 0 | 135 |  | 1.02 | Wind | 1 | 0.3834 | 0 | 135 | 48.7882 | 135 |  |  | 0.3834 | 51.7587
71059 | L_SWEETW1_3N | W1 | West | YES | 0.36139 | 23.8 | 0 | 119 | 0 | 1.02 | Wind | 1 | 0.3834 | 0 | 119 | 43.0059 | 119 |  |  | 0.3834 | 45.6243
71060 | L_SWEETW1_4N | W1 | West | YES | 0.36139 | 21 | 0 | 105 | 0 | 1.02 | Wind | 1 | 0.3834 | 0 | 105 | 37.9464 | 105 |  |  | 0.3834 | 40.2568
60058 | BUFF_GAP1A | 1 | West | YES | 0.43993 | 24 | 0 | 120 |  | 1 | Wind | 1 | 0.46193 | 0 | 120 | 52.7917 | 120 |  |  | 0.46193 | 55.4322
60060 | CIRELLO | 1 | West | YES | 0.43993 | 46.6 | 0 | 233 | 0 | 1 | Wind | 1 | 0.46193 | 0 | 233 | 102.5039 | 233 |  |  | 0.46193 | 107.6308
60063 | BUFF_GAP1B | 1 | West | YES | 0.43993 | 34 | 0 | 170.2 | 0 | 1.02 | Wind | 1 | 0.46193 | 0 | 170.2 | 74.8763 | 170.2 |  |  | 0.46193 | 78.6213
60066 | H_HOLLOW1A | 1 | West | YES | 0.43993 | 44.4 | 0 | 222 | 0 | 1.005 | Wind | 1 | 0.46193 | 0 | 222 | 97.6647 | 222 |  |  | 0.46193 | 102.5495
60068 | HHOLLOW21A | 1 | West | YES | 0.43993 | 36.8 | 0 | 184 | 0 | 1.025 | Wind | 1 | 0.46193 | 0 | 184 | 80.9473 | 184 |  |  | 0.46193 | 84.996
60070 | HHOLLOW31A | 1 | West | YES | 0.43993 | 44.8 | 0 | 224 | 0 | 1.025 | Wind | 1 | 0.46193 | 0 | 224 | 98.5445 | 224 |  |  | 0.46193 | 103.4734
60072 | HHOLLOW41A | 1 | West | YES | 0.43993 | 23 | 0 | 115 | 0 | 1.025 | Wind | 1 | 0.46193 | 0 | 115 | 50.5921 | 115 |  |  | 0.46193 | 53.1225
6100 | OKLA7A | EQ | West | YES | 0.48418 | 50 | -220 | 220 | 0 | 1.035 | DCTie | 1 | 0.50619 | 0 | 0 | 0 | 0 |  |  | 0.50619 | 0
6752 | OKLA0A | 1 | West | YES | 0.48418 | 649.7 | 175 | 649.7 | 0 | 1.035 | LIGCO | 1 | 0.50619 | 0 | 649.7 | 314.575 | 649.7 |  |  | 0.50619 | 328.8708
Note on AL4: Zonal Cap - Zonal Impact

## Distributed Slack - Bound Gen
Number of Bus | Name of Bus | ID | Area Name of Gen | AGC | P Sensitivity of Bus | Gen MW | Min MW | Max MW | V Sensitivity of Bus | Set Volt | Tech Type | Zone Impact | Zone Correlation | Inc Max | Dec Max | Souce S.F. Weighting | Souce Capacity | Sink S.F. Weighting | Sink Capacity | PTDF Calc | PTDF Weighting | max of zone correlation | 0.045634 |  |  | Neg PTDF weight | Pos PTDF weight
1416 | SWETWATR_1G | 1 | West | YES | 0.022999 | 30 | 18 | 30 | 0 | 1.026 | CC | 1 | 0.045634 | 30 | 30 | 0.68997 | 30 |  |  | 0.045634 | 1.369 |  |  |  |  | 0 | 0
1419 | SWETWATR_4G | 4 | West | YES | 0.022999 | 61 | 36 | 61 | 0 | 1.026 | CC | 1 | 0.045634 | 61 | 61 | 1.4029 | 61 |  |  | 0.045634 | 2.7837 |  |  |  |  | 0 | 0
1418 | SWETWATR_3G | 3 | West | YES | 0.022999 | 68 | 36 | 68 | 0 | 1.026 | CC | 1 | 0.045634 | 68 | 68 | 1.5639 | 68 |  |  | 0.045634 | 3.1031 |  |  |  |  | 0 | 0
1417 | SWETWATR_2G | 2 | West | YES | 0.022999 | 72 | 36 | 72 | 0 | 1.026 | CC | 1 | 0.045634 | 72 | 72 | 1.6559 | 72 |  |  | 0.045634 | 3.2857 |  |  | Weighted Shift Factors |  | 0 | 0
8032 | AMISTADHYD1 | 1 | South | YES | 0.078555 | 33 | 13 | 33 | 0 | 1.03 | Hydro | -1 | 0.17548 | 0 | 0 |  |  |  |  | -0.17548 | 0 |  |  | West | 0.25404 | 0 | 0
8033 | AMISTADHYD2 | 2 | South | YES | 0.078555 | 25 | 13 | 25 | 0 | 1.03 | Hydro | -1 | 0.17548 | 0 | 0 |  |  |  |  | -0.17548 | 0 |  |  | North | -0.022635 | 0 | 0
88253 | HAMILTON | F | South | YES | 0.078555 | 0 | 0 | 0 | 0 | 1.04 | BLT | -1 | 0.17548 | 0 | 0 |  |  |  |  | -0.17548 | 0 |  |  |  |  | 0 | 0
11057 | CHAMPION_1G | 1 | West | YES | 0.15997 | 25.3 | 0 | 126.5 |  | 1 | Wind | 1 | 0.1826 | 0 | 126.5 | 20.2357 | 126.5 |  |  | 0.1826 | 23.0991 | North |  |  |  | 0 | 0
11059 | INADALE_1G | 1 | West | YES | 0.15997 | 39.4 | 0 | 197 |  | 1 | Wind | 1 | 0.1826 | 0 | 197 | 31.5133 | 197 |  |  | 0.1826 | 35.9725 | Line Rating |  | 1072 |  | 0 | 0
11056 | ROSCOE_1G | 1 | West | YES | 0.15997 | 41.8 | 0 | 209 |  | 1 | Wind | 1 | 0.1826 | 0 | 209 | 33.4329 | 209 |  |  | 0.1826 | 38.1637 | Impact Counter to Zone: |  | 0 |  | 0 | 0
11058 | PYRON_1G | 1 | West | YES | 0.15997 | 49.8 | 0 | 249 |  | 1 | Wind | 1 | 0.1826 | 0 | 249 | 39.8315 | 249 |  |  | 0.1826 | 45.4677 |  |  | 0% |  | 0 | 0
8262 | ELPS | 1 | South | YES | 0.057852 | 6 | 6 | 6 | 0 | 1.15 | Hydro | -1 | 0.19618 | 0 | 0 |  |  |  |  | -0.19618 | 0 |  |  |  |  | 0 | 0
1643 | SLSTR1PP_1G | 1 | North | YES | 0.043431 | 6 | 0 | 60 | 0 | 1.022 | Wind | -1 | 0.21061 | 0 | 60 |  |  | 0 | 0 | -0.21061 | 0 | West |  |  |  | 0 | 0
11065 | ELBOWCK_1G | 1 | West | YES | 0.19761 | 23.4 | 0 | 121.9 | 0 | 1 | Wind | 1 | 0.22025 | 0 | 121.9 | 24.089 | 121.9 |  |  | 0.22025 | 26.8483 | Line Rating |  | 1072 |  | 0 | 0
1058 | LONGSHORE_5 | 1 | West | YES | 0.19761 | 30 | 0 | 150 |  | 1.01 | Wind | 1 | 0.22025 | 0 | 150 | 29.642 | 150 |  |  | 0.22025 | 33.0372 | Impact Counter to Zone: |  | 0 |  | 0 | 0
1058 | LONGSHORE_5 | 2 | West | YES | 0.19761 | 44 | 0 | 220 |  | 1.01 | Wind | 1 | 0.22025 | 0 | 220 | 43.4749 | 220 |  |  | 0.22025 | 48.4546 |  |  | 0% |  | 0 | 0
1045 | CALENG1G_1G | 1 | West | YES | 0.19806 | 73.4 | 27 | 73.4 | 0 | 1.014 | Cogen | 1 | 0.22069 | 0 | 0 | 0 | 0 |  |  | 0.22069 | 0 |  |  |  |  | 0 | 0
1046 | CALENG2G_2G | 2 | West | YES | 0.19806 | 73.4 | 27 | 73.4 | 0 | 1.014 | Cogen | 1 | 0.22069 | 0 | 0 | 0 | 0 |  |  | 0.22069 | 0 |  |  |  |  | 0 | 0
1047 | CALENG3G_3G | 3 | West | YES | 0.19806 | 70.4 | 27 | 70.4 | 0 | 1.014 | Cogen | 1 | 0.22069 | 0 | 0 | 0 | 0 |  |  | 0.22069 | 0 |  |  |  |  | 0 | 0
11001 | NAV1CT | 1 | West | YES | 0.19924 | 70.4 | 18 | 70.4 | 0 | 1.029 | CC | 1 | 0.22187 | 70.4 | 70.4 | 14.0264 | 70.4 |  |  | 0.22187 | 15.6199 |  |  |  |  | 0 | 0
11009 | NAV2CT | 1 | West | YES | 0.19924 | 71.4 | 18 | 71.4 | 0 | 1.029 | CC | 1 | 0.22187 | 71.4 | 71.4 | 14.2257 | 71.4 |  |  | 0.22187 | 15.8418 |  |  |  |  | 0 | 0
11012 | NAV4CT | 1 | West | YES | 0.19924 | 80 | 18 | 80 | 0 | 1.029 | CC | 1 | 0.22187 | 80 | 80 | 15.9391 | 80 |  |  | 0.22187 | 17.7499 |  |  |  |  | 0 | 0
11013 | NAV5CT | 1 | West | YES | 0.19924 | 80 | 18 | 80 | 0 | 1.029 | CC | 1 | 0.22187 | 80 | 80 | 15.9391 | 80 |  |  | 0.22187 | 17.7499 |  |  |  |  | 0 | 0
11011 | NAV3ST | 1 | West | YES | 0.19924 | 92.8 | 40 | 92.8 | 0 | 1.029 | CC | 1 | 0.22187 | 92.8 | 92.8 | 18.4894 | 92.8 |  |  | 0.22187 | 20.5899 |  |  |  |  | 0 | 0
11014 | NAV6ST | 1 | West | YES | 0.19924 | 115 | 40 | 115 | 0 | 1.029 | CC | 1 | 0.22187 | 115 | 115 | 22.9125 | 115 |  |  | 0.22187 | 25.5155 |  |  |  |  | 0 | 0
11022 | TIEHVCG_2G | 1 | West | YES | 0.19926 | 132.4 | 103 | 132.4 | 0 | 1.012 | CC | 1 | 0.22189 | 132.4 | 132.4 | 26.3816 | 132.4 |  |  | 0.22189 | 29.3785 |  |  |  |  | 0 | 0
11023 | TIEHVCG_3G | 1 | West | YES | 0.19926 | 137.4 | 103 | 137.4 | 0 | 1.012 | CC | 1 | 0.22189 | 137.4 | 137.4 | 27.3779 | 137.4 |  |  | 0.22189 | 30.488 |  |  |  |  | 0 | 0
11021 | TIEHVCG_1G | 1 | West | YES | 0.19926 | 142.1 | 103 | 142.1 | 0 | 1.012 | CC | 1 | 0.22189 | 142.1 | 142.1 | 28.3144 | 142.1 |  |  | 0.22189 | 31.5309 |  |  |  |  | 0 | 0
11024 | TIEHVCG_4G | 1 | West | YES | 0.19926 | 147 | 103 | 147 | 0 | 1.012 | CC | 1 | 0.22189 | 147 | 147 | 29.2908 | 147 |  |  | 0.22189 | 32.6182 |  |  |  |  | 0 | 0
11020 | TIEHVSG_1G | 1 | West | YES | 0.19926 | 208.2 | 63 | 208.2 | 0 | 1.012 | CC | 1 | 0.22189 | 208.2 | 208.2 | 41.4853 | 208.2 |  |  | 0.22189 | 46.198 |  |  |  |  | 0 | 0
11025 | TIEHVSG_2G | 1 | West | YES | 0.19926 | 213.2 | 63 | 213.2 | 0 | 1.012 | CC | 1 | 0.22189 | 213.2 | 213.2 | 42.4816 | 213.2 |  |  | 0.22189 | 47.3074 |  |  |  |  | 0 | 0
1002 | PBCTAGE_1G | A | West | YES | 0.20073 | 64 | 64 | 66 | 0 | 1.036 | GGT | 1 | 0.22337 | 66 | 66 | 13.2482 | 66 |  |  | 0.22337 | 14.7421 |  |  |  |  | 0 | 0
1003 | PBCTBGE_2G | B | West | YES | 0.20073 | 65 | 65 | 66 | 0 | 1.036 | GGT | 1 | 0.22337 | 66 | 66 | 13.2482 | 66 |  |  | 0.22337 | 14.7421 |  |  |  |  | 0 | 0
1004 | PBCTCGE_3G | C | West | YES | 0.20073 | 62 | 62 | 67 | 0 | 1.036 | GGT | 1 | 0.22337 | 67 | 67 | 13.4489 | 67 |  |  | 0.22337 | 14.9655 |  |  |  |  | 0 | 0
1006 | PBCTEGE_5G | E | West | YES | 0.20073 | 65 | 65 | 67 | 0 | 1.036 | GGT | 1 | 0.22337 | 67 | 67 | 13.4489 | 67 |  |  | 0.22337 | 14.9655 |  |  |  |  | 0 | 0
1005 | PBCTDGE_4G | D | West | YES | 0.20073 | 65 | 65 | 68 | 0 | 1.036 | GGT | 1 | 0.22337 | 68 | 68 | 13.6496 | 68 |  |  | 0.22337 | 15.1888 |  |  |  |  | 0 | 0
1007 | PB5GEN_6G | 5 | West | YES | 0.20073 | 91.2 | 40 | 114 | 0 | 1.036 | GST | 1 | 0.22337 | 114 | 114 | 22.8832 | 114 |  |  | 0.22337 | 25.4636 |  |  |  |  | 0 | 0
1008 | PB6GEN_7G | 6 | West | YES | 0.20073 | 515 | 130 | 515 | 0 | 1.036 | GST | 1 | 0.22337 | 515 | 515 | 103.376 | 515 |  |  | 0.22337 | 115.0331 |  |  |  |  | 0 | 0
7038 | L_DELAWA1_1Y | 2 | West | YES | 0.20091 | 3 | 0 | 30 | 0 | 1 | Wind | 1 | 0.22354 | 0 | 30 | 6.0272 | 30 |  |  | 0.22354 | 6.7063 |  |  |  |  | 0 | 0
7038 | L_DELAWA1_1Y | 1 | West | YES | 0.20091 | 3.5 | 0 | 35 | 0 | 1 | Wind | 1 | 0.22354 | 0 | 35 | 7.0318 | 35 |  |  | 0.22354 | 7.824 |  |  |  |  | 0 | 0
11147 | NOTREES_1G | 1 | West | YES | 0.20131 | 29.8 | 0 | 149 | 0 | 1.017 | Wind | 1 | 0.22395 | 0 | 149 | 29.9953 | 149 |  |  | 0.22395 | 33.368 |  |  |  |  | 0 | 0
1326 | STANTONW_8 | 1 | West | YES | 0.20353 | 20.1 | 0 | 100.5 |  | 1.01 | Wind | 1 | 0.22617 | 0 | 100.5 | 20.4551 | 100.5 |  |  | 0.22617 | 22.7299 |  |  |  |  | 0 | 0
60201 | RIO DRCS | F | West | YES | 0.20372 | 0 | 0 | 0 | 0 | 1.025 | AVR | 1 | 0.22635 | 0 | 0 | 0 | 0 |  |  | 0.22635 | 0 |  |  |  |  | 0 | 0
60016 | WOODWRD11A | 1 | West | YES | 0.2038 | 20 | 0 | 80 |  | 1.033 | Wind | 1 | 0.22644 | 0 | 80 | 16.3042 | 80 |  |  | 0.22644 | 18.115 |  |  |  |  | 0 | 0
38332 | TNWDWRDU2_8 | 1 | West | YES | 0.20381 | 20 | 0 | 80 | 0 | 1.0232 | Wind | 1 | 0.22644 | 0 | 80 | 16.3046 | 80 |  |  | 0.22644 | 18.1155 |  |  |  |  | 0 | 0
60005 | KING_SE1A | 1 | West | YES | 0.20384 | 10 | 0 | 40 |  | 1.035 | Wind | 1 | 0.22647 | 0 | 40 | 8.1535 | 40 |  |  | 0.22647 | 9.0589 |  |  |  |  | 0 | 0
6016 | SWMESA | 1 | West | YES | 0.20384 | 18.8 | 0 | 75 |  | 1.03 | Wind | 1 | 0.22647 | 0 | 75 | 15.2878 | 75 |  |  | 0.22647 | 16.9854 |  |  |  |  | 0 | 0
60003 | KING_NE1A | 1 | West | YES | 0.20384 | 20 | 0 | 80 |  | 1.03 | Wind | 1 | 0.22647 | 0 | 80 | 16.307 | 80 |  |  | 0.22647 | 18.1178 |  |  |  |  | 0 | 0
38437 | TNSRBNMESA9 | 1 | West | YES | 0.20384 | 37.5 | 0 | 150 | 0 | 1.02 | Wind | 1 | 0.22647 | 0 | 150 | 30.5755 | 150 |  |  | 0.22647 | 33.9708 |  |  |  |  | 0 | 0
60007 | KING_SW1A | 1 | West | YES | 0.20384 | 20 | 0 | 80 |  | 1.03 | Wind | 1 | 0.22647 | 0 | 80 | 16.307 | 80 |  |  | 0.22647 | 18.1179 |  |  |  |  | 0 | 0
60019 | KING_NW1A | 1 | West | YES | 0.20384 | 20 | 0 | 80 |  | 1.03 | Wind | 1 | 0.22647 | 0 | 80 | 16.307 | 80 |  |  | 0.22647 | 18.1179 |  |  |  |  | 0 | 0
60017 | ORNNWP1 | 1 | West | YES | 0.20419 | 20 | 0 | 80 |  | 1.027 | Wind | 1 | 0.22683 | 0 | 80 | 16.3354 | 80 |  |  | 0.22683 | 18.1463 |  |  |  |  | 0 | 0
60018 | DSKY1 | 1 | West | YES | 0.20431 | 21 | 0 | 84 | 0 | 1.023 | Wind | 1 | 0.22695 | 0 | 84 | 17.1623 | 84 |  |  | 0.22695 | 19.0637 |  |  |  |  | 0 | 0
60202 | FRNDDRCS | F | West | YES | 0.20512 | 0 | 0 | 0 | 0 | 0.9985 | AVR | 1 | 0.22776 | 0 | 0 | 0 | 0 |  |  | 0.22776 | 0 |  |  |  |  | 0 | 0
60000 | DSKY2 | 1 | West | YES | 0.20539 | 19.1 | 0 | 76.5 |  | 1.039 | Wind | 1 | 0.22802 | 0 | 76.5 | 15.712 | 76.5 |  |  | 0.22802 | 17.4436 |  |  |  |  | 0 | 0
1328 | OCOTILLO_1G | 1 | West | YES | 0.20554 | 11.6 | 0 | 58 |  | 1.01 | Wind | 1 | 0.22818 | 0 | 58 | 11.9216 | 58 |  |  | 0.22818 | 13.2344 |  |  |  |  | 0 | 0
1333 | MCDDONAL_8 | 1 | West | YES | 0.20601 | 42.8 | 0 | 214.2 |  | 1.01 | Wind | 1 | 0.22864 | 0 | 214.2 | 44.1271 | 214.2 |  |  | 0.22864 | 48.9756 |  |  |  |  | 0 | 0
1044 | MRGNFG_6G | F | West | YES | 0.20635 | 66 | 66 | 66 | 0 | 1.029 | GGT | 1 | 0.22899 | 66 | 66 | 13.6193 | 66 |  |  | 0.22899 | 15.1132 |  |  |  |  | 0 | 0
1042 | MRGNDG_4G | D | West | YES | 0.20635 | 68 | 68 | 68 | 0 | 1.029 | GGT | 1 | 0.22899 | 68 | 68 | 14.032 | 68 |  |  | 0.22899 | 15.5712 |  |  |  |  | 0 | 0
1039 | MRGNAG_1G | A | West | YES | 0.20635 | 69 | 69 | 69 | 0 | 1.029 | GGT | 1 | 0.22899 | 69 | 69 | 14.2384 | 69 |  |  | 0.22899 | 15.8002 |  |  |  |  | 0 | 0
1041 | MRGNCG_3G | C | West | YES | 0.20635 | 69 | 69 | 70 | 0 | 1.029 | GGT | 1 | 0.22899 | 70 | 70 | 14.4447 | 70 |  |  | 0.22899 | 16.0292 |  |  |  |  | 0 | 0
1043 | MRGNEG_5G | E | West | YES | 0.20635 | 68 | 68 | 70 | 0 | 1.029 | GGT | 1 | 0.22899 | 70 | 70 | 14.4447 | 70 |  |  | 0.22899 | 16.0292 |  |  |  |  | 0 | 0
1040 | MRGNBG_2G | B | West | YES | 0.20635 | 70 | 70 | 71 | 0 | 1.029 | GGT | 1 | 0.22899 | 71 | 71 | 14.6511 | 71 |  |  | 0.22899 | 16.2582 |  |  |  |  | 0 | 0
1037 | MORGAN5G_5G | 5 | West | YES | 0.20635 | 109.6 | 40 | 137 | 0 | 1.029 | GST | 1 | 0.22899 | 137 | 137 | 28.2704 | 137 |  |  | 0.22899 | 31.3714 |  |  |  |  | 0 | 0
1327 | WILDHRSE_1G | 1 | West | YES | 0.20815 | 0 | 0 | 120 |  | 1 | Wind | 1 | 0.23079 | 0 | 120 | 24.9781 | 120 |  |  | 0.23079 | 27.6944 |  |  |  |  | 0 | 0
1360 | GUNSIGHT_8 | 1 | West | YES | 0.20892 | 0 | 0 | 120 |  | 1.01 | Wind | 1 | 0.23155 | 0 | 120 | 25.0703 | 120 |  |  | 0.23155 | 27.7865 |  |  |  |  | 0 | 0
11320 | COYOTE_1G | 1 | West | YES | 0.21012 | 22.5 | 0 | 225 |  | 1 | Wind | 1 | 0.23276 | 0 | 225 | 47.2772 | 225 |  |  | 0.23276 | 52.3702 |  |  |  |  | 0 | 0
1320 | BSP 1 | 1 | West | YES | 0.21022 | 25.5 | 2.9 | 25.8 | 0 | 1 | Cogen | 1 | 0.23285 | 0 | 0 | 0 | 0 |  |  | 0.23285 | 0 |  |  |  |  | 0 | 0
11309 | BULLCREK_2G | 1 | West | YES | 0.2105 | 20.9 | 0 | 180 |  | 1 | Wind | 1 | 0.23314 | 0 | 180 | 37.89 | 180 |  |  | 0.23314 | 41.9643 |  |  |  |  | 0 | 0
11310 | BULLCREK_1G | 1 | West | YES | 0.2105 | 15.1 | 0 | 180 |  | 1 | Wind | 1 | 0.23314 | 0 | 180 | 37.89 | 180 |  |  | 0.23314 | 41.9643 |  |  |  |  | 0 | 0
7026 | L_INKSDA1_1Y | 1 | South | YES | 0.019465 | 0 | 0 | 13.7 |  | 1 | Hydro | -1 | 0.23457 | 0 | 0 |  |  |  |  | -0.23457 | 0 |  |  |  |  | 0 | 0
6637 | SNYDERW1A | 1 | West | YES | 0.21394 | 12.6 | 0 | 63 | 0 | 1.025 | Wind | 1 | 0.23658 | 0 | 63 | 13.4785 | 63 |  |  | 0.23658 | 14.9046 |  |  |  |  | 0 | 0
1349 | WESTXWIN_1G | 1 | West | YES | 0.21432 | 1.3 | 0 | 6.6 |  | 1.014 | Wind | 1 | 0.23695 | 0 | 6.6 | 1.4145 | 6.6 |  |  | 0.23695 | 1.5639 |  |  |  |  | 0 | 0
1350 | NWPWRG1_1G | 1 | West | YES | 0.21432 | 6.9 | 1 | 34.3 |  | 1.014 | Wind | 1 | 0.23695 | 0 | 34.3 | 7.351 | 34.3 |  |  | 0.23695 | 8.1274 |  |  |  |  | 0 | 0
1073 | SCURRYCW_2G | 2 | West | YES | 0.21435 | 24 | 0 | 120 | 0 | 1.0217 | Wind | 1 | 0.23698 | 0 | 120 | 25.7215 | 120 |  |  | 0.23698 | 28.4378 |  |  |  |  | 0 | 0
1068 | SCURRYCW_1G | 1 | West | YES | 0.21435 | 28.2 | 1.3 | 141 | 0 | 1.0217 | Wind | 1 | 0.23698 | 0 | 141 | 30.2228 | 141 |  |  | 0.23698 | 33.4144 |  |  |  |  | 0 | 0
1069 | KINDERMG_1G | 1 | West | YES | 0.21447 | 25 | 5 | 25 | 0 | 1.017 | Cogen | 1 | 0.23711 | 0 | 0 | 0 | 0 |  |  | 0.23711 | 0 |  |  |  |  | 0 | 0
1070 | KINDERMG_2G | 1 | West | YES | 0.21447 | 45.7 | 12 | 45.7 | 0 | 1.017 | Cogen | 1 | 0.23711 | 0 | 0 | 0 | 0 |  |  | 0.23711 | 0 |  |  |  |  | 0 | 0
1071 | KINDERMG_3G | 1 | West | YES | 0.21447 | 45.7 | 12 | 45.7 | 0 | 1.017 | Cogen | 1 | 0.23711 | 0 | 0 | 0 | 0 |  |  | 0.23711 | 0 |  |  |  |  | 0 | 0
1062 | CIELOGEN_2G | 1 | West | YES | 0.21447 | 12.2 | 0 | 61 |  | 1 | Wind | 1 | 0.23711 | 0 | 61 | 13.0827 | 61 |  |  | 0.23711 | 14.4634 |  |  |  |  | 0 | 0
1061 | CIELOGEN_1G | 1 | West | YES | 0.21447 | 19.8 | 0 | 99 |  | 1 | Wind | 1 | 0.23711 | 0 | 99 | 21.2325 | 99 |  |  | 0.23711 | 23.4734 |  |  |  |  | 0 | 0
58909 | PEARSALLSCG1 | 3 | South | YES | 0.014957 | 0 | 0 | 8.4 |  | 1.027 | Diesel | -1 | 0.23908 | 8.4 | 8.4 |  |  |  |  | -0.23908 | -2.0083 |  |  |  |  | 0 | 0
58909 | PEARSALLSCG1 | 4 | South | YES | 0.014957 | 0 | 0 | 8.4 |  | 1.027 | Diesel | -1 | 0.23908 | 8.4 | 8.4 |  |  |  |  | -0.23908 | -2.0083 |  |  |  |  | 0 | 0
58909 | PEARSALLSCG1 | 6 | South | YES | 0.014957 | 0 | 0 | 8.4 |  | 1.027 | Diesel | -1 | 0.23908 | 8.4 | 8.4 |  |  |  |  | -0.23908 | -2.0083 |  |  |  |  | 0 | 0
58909 | PEARSALLSCG1 | 5 | South | YES | 0.014957 | 0 | 0 | 8.4 |  | 1.027 | Diesel | -1 | 0.23908 | 8.4 | 8.4 |  |  |  |  | -0.23908 | -2.0083 |  |  |  |  | 0 | 0
58909 | PEARSALLSCG1 | 1 | South | YES | 0.014957 | 0 | 0 | 8.4 |  | 1.027 | Diesel | -1 | 0.23908 | 8.4 | 8.4 |  |  |  |  | -0.23908 | -2.0083 |  |  |  |  | 0 | 0
58909 | PEARSALLSCG1 | 2 | South | YES | 0.014957 | 0 | 0 | 8.4 |  | 1.027 | Diesel | -1 | 0.23908 | 8.4 | 8.4 |  |  |  |  | -0.23908 | -2.0083 |  |  |  |  | 0 | 0
58919 | PEARSALLSCG2 | 5 | South | YES | 0.014957 | 0 | 0 | 8.4 |  | 1.027 | Diesel | -1 | 0.23908 | 8.4 | 8.4 |  |  |  |  | -0.23908 | -2.0083 |  |  |  |  | 0 | 0
58919 | PEARSALLSCG2 | 6 | South | YES | 0.014957 | 0 | 0 | 8.4 |  | 1.027 | Diesel | -1 | 0.23908 | 8.4 | 8.4 |  |  |  |  | -0.23908 | -2.0083 |  |  |  |  | 0 | 0
58919 | PEARSALLSCG2 | 1 | South | YES | 0.014957 | 0 | 0 | 8.4 |  | 1.027 | Diesel | -1 | 0.23908 | 8.4 | 8.4 |  |  |  |  | -0.23908 | -2.0083 |  |  |  |  | 0 | 0
58919 | PEARSALLSCG2 | 2 | South | YES | 0.014957 | 0 | 0 | 8.4 |  | 1.027 | Diesel | -1 | 0.23908 | 8.4 | 8.4 |  |  |  |  | -0.23908 | -2.0083 |  |  |  |  | 0 | 0
58919 | PEARSALLSCG2 | 4 | South | YES | 0.014957 | 0 | 0 | 8.4 |  | 1.027 | Diesel | -1 | 0.23908 | 8.4 | 8.4 |  |  |  |  | -0.23908 | -2.0083 |  |  |  |  | 0 | 0
58919 | PEARSALLSCG2 | 3 | South | YES | 0.014957 | 0 | 0 | 8.4 |  | 1.027 | Diesel | -1 | 0.23908 | 8.4 | 8.4 |  |  |  |  | -0.23908 | -2.0083 |  |  |  |  | 0 | 0
58929 | PEARSALLSCG3 | 4 | South | YES | 0.014957 | 0 | 0 | 8.4 |  | 1.027 | Diesel | -1 | 0.23908 | 8.4 | 8.4 |  |  |  |  | -0.23908 | -2.0083 |  |  |  |  | 0 | 0
58929 | PEARSALLSCG3 | 6 | South | YES | 0.014957 | 0 | 0 | 8.4 |  | 1.027 | Diesel | -1 | 0.23908 | 8.4 | 8.4 |  |  |  |  | -0.23908 | -2.0083 |  |  |  |  | 0 | 0
58929 | PEARSALLSCG3 | 2 | South | YES | 0.014957 | 0 | 0 | 8.4 |  | 1.027 | Diesel | -1 | 0.23908 | 8.4 | 8.4 |  |  |  |  | -0.23908 | -2.0083 |  |  |  |  | 0 | 0
58929 | PEARSALLSCG3 | 5 | South | YES | 0.014957 | 0 | 0 | 8.4 |  | 1.027 | Diesel | -1 | 0.23908 | 8.4 | 8.4 |  |  |  |  | -0.23908 | -2.0083 |  |  |  |  | 0 | 0
58929 | PEARSALLSCG3 | 1 | South | YES | 0.014957 | 0 | 0 | 8.4 |  | 1.027 | Diesel | -1 | 0.23908 | 8.4 | 8.4 |  |  |  |  | -0.23908 | -2.0083 |  |  |  |  | 0 | 0
58929 | PEARSALLSCG3 | 3 | South | YES | 0.014957 | 0 | 0 | 8.4 |  | 1.027 | Diesel | -1 | 0.23908 | 8.4 | 8.4 |  |  |  |  | -0.23908 | -2.0083 |  |  |  |  | 0 | 0
58949 | PEARSALLSCG4 | 3 | South | YES | 0.014957 | 0 | 0 | 8.4 |  | 1.027 | Diesel | -1 | 0.23908 | 8.4 | 8.4 |  |  |  |  | -0.23908 | -2.0083 |  |  |  |  | 0 | 0
58949 | PEARSALLSCG4 | 2 | South | YES | 0.014957 | 0 | 0 | 8.4 |  | 1.027 | Diesel | -1 | 0.23908 | 8.4 | 8.4 |  |  |  |  | -0.23908 | -2.0083 |  |  |  |  | 0 | 0
58949 | PEARSALLSCG4 | 1 | South | YES | 0.014957 | 0 | 0 | 8.4 |  | 1.027 | Diesel | -1 | 0.23908 | 8.4 | 8.4 |  |  |  |  | -0.23908 | -2.0083 |  |  |  |  | 0 | 0
58949 | PEARSALLSCG4 | 4 | South | YES | 0.014957 | 0 | 0 | 8.4 |  | 1.027 | Diesel | -1 | 0.23908 | 8.4 | 8.4 |  |  |  |  | -0.23908 | -2.0083 |  |  |  |  | 0 | 0
58949 | PEARSALLSCG4 | 6 | South | YES | 0.014957 | 0 | 0 | 8.4 |  | 1.027 | Diesel | -1 | 0.23908 | 8.4 | 8.4 |  |  |  |  | -0.23908 | -2.0083 |  |  |  |  | 0 | 0
58949 | PEARSALLSCG4 | 5 | South | YES | 0.014957 | 0 | 0 | 8.4 |  | 1.027 | Diesel | -1 | 0.23908 | 8.4 | 8.4 |  |  |  |  | -0.23908 | -2.0083 |  |  |  |  | 0 | 0
7022 | L_BUCHAN1_1Y | 1 | South | YES | 0.014437 | 0 | 0 | 18 |  | 1 | Hydro | -1 | 0.2396 | 0 | 0 |  |  |  |  | -0.2396 | 0 |  |  |  |  | 0 | 0
7023 | L_BUCHAN1_2Y | 2 | South | YES | 0.014437 | 0 | 0 | 18 |  | 1 | Hydro | -1 | 0.2396 | 0 | 0 |  |  |  |  | -0.2396 | 0 |  |  |  |  | 0 | 0
7024 | L_BUCHAN1_3Y | 3 | South | YES | 0.014437 | 0 | 0 | 15 |  | 1 | Hydro | -1 | 0.2396 | 0 | 0 |  |  |  |  | -0.2396 | 0 |  |  |  |  | 0 | 0
7000 | L_FERGUS1_1Y | 1 | South | YES | 0.014018 | 400 | 65 | 423.3 | 0 | 1.015 | GSC | -1 | 0.24002 | 423.3 | 423.3 |  |  |  |  | -0.24002 | -101.5997 |  |  |  |  | 0 | 0
7035 | L_WIRTZ_1G1Y | 1 | South | YES | 0.013193 | 0 | 0 | 29 |  | 1 | Hydro | -1 | 0.24084 | 0 | 0 |  |  |  |  | -0.24084 | 0 |  |  |  |  | 0 | 0
7036 | L_WIRTZ_1G2Y | 2 | South | YES | 0.013193 | 0 | 0 | 29.7 |  | 1 | Hydro | -1 | 0.24084 | 0 | 0 |  |  |  |  | -0.24084 | 0 |  |  |  |  | 0 | 0
80265 | LARECU40A | 4 | South | YES | 0.012636 | 80 | 0 | 100 |  | 1.039 | GGT | -1 | 0.2414 | 100 | 100 |  |  |  |  | -0.2414 | -24.14 |  |  |  |  | 0 | 0
80266 | LARECU50A | 5 | South | YES | 0.012636 | 80 | 0 | 100 |  | 1.039 | GGT | -1 | 0.2414 | 100 | 100 |  |  |  |  | -0.2414 | -24.14 |  |  |  |  | 0 | 0
80012 | LAR | F | South | YES | 0.012633 | 0 | 0 | 0 | 0 | 1.04 | DCTie | -1 | 0.2414 | 0 | 0 |  |  |  |  | -0.2414 | 0 |  |  |  |  | 0 | 0
36998 | RDCNYNG1 | 1 | West | YES | 0.21886 | 16.8 | 0 | 84 |  | 1.01 | Wind | 1 | 0.2415 | 0 | 84 | 18.3843 | 84 |  |  | 0.2415 | 20.2857 |  |  |  |  | 0 | 0
5891 | PEARSALLGEN2 | 1 | South | YES | 0.01212 | 19.4 | 6 | 24.3 | 0 | 1.0226 | GST | -1 | 0.24192 | 24.3 | 24.3 |  |  |  |  | -0.24192 | -5.8786 |  |  |  |  | 0 | 0
5890 | PEARSALLGEN1 | 1 | South | YES | 0.01212 | 19.2 | 6 | 24 | 0 | 1.0226 | GST | -1 | 0.24192 | 24 | 24 |  |  |  |  | -0.24192 | -5.806 |  |  |  |  | 0 | 0
5892 | PEARSALLGEN3 | 1 | South | YES | 0.01212 | 19.1 | 6 | 23.9 | 0 | 1.0226 | GST | -1 | 0.24192 | 23.9 | 23.9 |  |  |  |  | -0.24192 | -5.7818 |  |  |  |  | 0 | 0
7028 | L_MARBFA1_1Y | 1 | South | YES | 0.01055 | 0 | 0 | 18 |  | 1 | Hydro | -1 | 0.24349 | 0 | 0 |  |  |  |  | -0.24349 | 0 |  |  |  |  | 0 | 0
7029 | L_MARBFA1_2Y | 2 | South | YES | 0.01055 | 0 | 0 | 18 |  | 1 | Hydro | -1 | 0.24349 | 0 | 0 |  |  |  |  | -0.24349 | 0 |  |  |  |  | 0 | 0
88299 | ZAPATA | F | South | YES | 0.008208 | 0 | 0 | 0 | 0 | 1.02 | BLT | -1 | 0.24583 | 0 | 0 |  |  |  |  | -0.24583 | 0 |  |  |  |  | 0 | 0
76031 | L_GASCCR1_1N | W1 | West | YES | 0.22536 | 30 | 0 | 150 | 0 | 1.02 | Wind | 1 | 0.248 | 0 | 150 | 33.8041 | 150 |  |  | 0.248 | 37.1994 |  |  |  |  | 0 | 0
5728 | FALCONHYDRO2 | 2 | South | YES | 0.005208 | 12 | 0 | 12 | 0 | 1.0234 | Hydro | -1 | 0.24883 | 0 | 0 |  |  |  |  | -0.24883 | 0 |  |  |  |  | 0 | 0
5729 | FALCONHYDRO3 | 3 | South | YES | 0.005208 | 11 | 0 | 11 | 0 | 1.0234 | Hydro | -1 | 0.24883 | 0 | 0 |  |  |  |  | -0.24883 | 0 |  |  |  |  | 0 | 0
8048 | FALCONHYDRO1 | 1 | South | YES | 0.005208 | 12 | 0 | 12 | 0 | 1.0234 | Hydro | -1 | 0.24883 | 0 | 0 |  |  |  |  | -0.24883 | 0 |  |  |  |  | 0 | 0
88508 | FALFURRI | F | South | YES | 0.004726 | 0 | 0 | 0 | 0 | 1 | AVR | -1 | 0.24931 | 0 | 0 |  |  |  |  | -0.24931 | 0 |  |  |  |  | 0 | 0
7031 | L_MARSFO1G1Y | 1 | South | YES | 0.003376 | 0 | 0 | 36 |  | 1 | Hydro | -1 | 0.25066 | 0 | 0 |  |  |  |  | -0.25066 | 0 |  |  |  |  | 0 | 0
7032 | L_MARSFO1G2Y | 2 | South | YES | 0.003376 | 0 | 0 | 35 |  | 1 | Hydro | -1 | 0.25066 | 0 | 0 |  |  |  |  | -0.25066 | 0 |  |  |  |  | 0 | 0
7033 | L_MARSFO1G3Y | 3 | South | YES | 0.003376 | 0 | 0 | 36 |  | 1 | Hydro | -1 | 0.25066 | 0 | 0 |  |  |  |  | -0.25066 | 0 |  |  |  |  | 0 | 0
5265 | LEON_LCP4G4 | 4 | South | YES | 0.003058 | 89 | 25 | 89 | 0 | 1.0197 | GST | -1 | 0.25098 | 89 | 89 |  |  |  |  | -0.25098 | -22.3371 |  |  |  |  | 0 | 0
5264 | LEON_LCP3G3 | 3 | South | YES | 0.003058 | 0 | 20 | 58 |  | 1.0197 | GST | -1 | 0.25098 | 58 | 58 |  |  |  |  | -0.25098 | -14.5567 |  |  |  |  | 0 | 0
5269 | LEON_LCPCT4 | 4 | South | YES | 0.003058 | 45 | 24 | 45 | 0 | 1.0197 | GGT | -1 | 0.25098 | 45 | 45 |  |  |  |  | -0.25098 | -11.294 |  |  |  |  | 0 | 0
5266 | LEON_LCPCT1 | 1 | South | YES | 0.003058 | 44 | 24 | 44 | 0 | 1.0197 | GGT | -1 | 0.25098 | 44 | 44 |  |  |  |  | -0.25098 | -11.043 |  |  |  |  | 0 | 0
5267 | LEON_LCPCT2 | 2 | South | YES | 0.003058 | 44 | 24 | 44 | 0 | 1.0197 | GGT | -1 | 0.25098 | 44 | 44 |  |  |  |  | -0.25098 | -11.043 |  |  |  |  | 0 | 0
5268 | LEON_LCPCT3 | 3 | South | YES | 0.003058 | 43 | 24 | 43 | 0 | 1.0197 | GGT | -1 | 0.25098 | 43 | 43 |  |  |  |  | -0.25098 | -10.7921 |  |  |  |  | 0 | 0
5028 | BRAUNIG_VHB3 | 3 | South | YES | 0.002571 | 407 | 60 | 407 | 0 | 1.0138 | GST | -1 | 0.25147 | 407 | 407 |  |  |  |  | -0.25147 | -102.3463 |  |  |  |  | 0 | 0
5027 | BRAUNIG_VHB2 | 2 | South | YES | 0.002411 | 216 | 40 | 216 | 0 | 1.0192 | GST | -1 | 0.25163 | 216 | 216 |  |  |  |  | -0.25163 | -54.351 |  |  |  |  | 0 | 0
5026 | BRAUNIG_VHB1 | 1 | South | YES | 0.002411 | 215 | 40 | 215 | 0 | 1.0192 | GST | -1 | 0.25163 | 215 | 215 |  |  |  |  | -0.25163 | -54.0994 |  |  |  |  | 0 | 0
5396 | CALAVER_OWS1 | 1 | South | YES | 0.002406 | 418 | 80 | 418 | 0 | 1.0192 | GST | -1 | 0.25163 | 418 | 418 |  |  |  |  | -0.25163 | -105.1814 |  |  |  |  | 0 | 0
5397 | CALAVER_OWS2 | 2 | South | YES | 0.002406 | 400 | 80 | 400 | 0 | 1.0192 | GST | -1 | 0.25163 | 400 | 400 |  |  |  |  | -0.25163 | -100.652 |  |  |  |  | 0 | 0
5111 | CALAVER_JTD1 | 1 | South | YES | 0.002319 | 430 | 80 | 430 | 0 | 1.0138 | LIGCO | -1 | 0.25172 | 0 | 430 |  |  |  |  | -0.25172 | 0 |  |  |  |  | 0 | 0
5112 | CALAVER_JTD2 | 2 | South | YES | 0.002319 | 430 | 80 | 430 | 0 | 1.0138 | LIGCO | -1 | 0.25172 | 0 | 430 |  |  |  |  | -0.25172 | 0 |  |  |  |  | 0 | 0
88198 | BEEVILLE | F | South | YES | 0.002101 | 0 | 0 | 0 | 0 | 1.02 | AVR | -1 | 0.25194 | 0 | 0 |  |  |  |  | -0.25194 | 0 |  |  |  |  | 0 | 0
8935 | FGNTS201 | 3 | South | YES | 0.002072 | 173 | 0 | 173 | 0 | 1.03 | CC | -1 | 0.25196 | 173 | 173 |  |  |  |  | -0.25196 | -43.5898 |  |  |  |  | 0 | 0
8934 | FGNTS101 | 2 | South | YES | 0.002072 | 147.9 | 0 | 147.9 | 0 | 1.03 | CC | -1 | 0.25196 | 147.9 | 147.9 |  |  |  |  | -0.25196 | -37.2655 |  |  |  |  | 0 | 0
8933 | FGNTS001 | 1 | South | YES | 0.002072 | 146.5 | 0 | 146.5 | 0 | 1.03 | CC | -1 | 0.25196 | 146.5 | 146.5 |  |  |  |  | -0.25196 | -36.9127 |  |  |  |  | 0 | 0
5439 | TUTTL_WBT4G4 | 4 | South | YES | 0.001988 | 151 | 40 | 151 | 0 | 1.012 | GST | -1 | 0.25205 | 151 | 151 |  |  |  |  | -0.25205 | -38.0593 |  |  |  |  | 0 | 0
5438 | TUTTL_WBT3G3 | 3 | South | YES | 0.001988 | 95 | 25 | 95 | 0 | 1.012 | GST | -1 | 0.25205 | 95 | 95 |  |  |  |  | -0.25205 | -23.9446 |  |  |  |  | 0 | 0
5436 | TUTTL_WBT1G1 | 1 | South | YES | 0.001988 | 48.8 | 20 | 61 | 0 | 1.012 | GST | -1 | 0.25205 | 61 | 61 |  |  |  |  | -0.25205 | -15.3749 |  |  |  |  | 0 | 0
5903 | SANMIGUELGEN | 1 | South | YES | 0.001912 | 396.3 | 180 | 396.3 | 0 | 1.0336 | LIGCO | -1 | 0.25212 | 0 | 396.3 |  |  |  |  | -0.25212 | 0 |  |  |  |  | 0 | 0
5477 | BRA_AVR1_ST | 1 | South | YES | 0.001868 | 174 | 138 | 174 | 0 | 1.025 | CC | -1 | 0.25217 | 174 | 174 |  |  |  |  | -0.25217 | -43.8772 |  |  |  |  | 0 | 0
5476 | BRA_AVR1_CT1 | 1 | South | YES | 0.001868 | 155 | 90 | 155 | 0 | 1.025 | CC | -1 | 0.25217 | 155 | 155 |  |  |  |  | -0.25217 | -39.0861 |  |  |  |  | 0 | 0
5478 | BRA_AVR1_CT2 | 1 | South | YES | 0.001868 | 155 | 90 | 155 | 0 | 1.025 | CC | -1 | 0.25217 | 155 | 155 |  |  |  |  | -0.25217 | -39.0861 |  |  |  |  | 0 | 0
5401 | CALAVER_JKS1 | 1 | South | YES | 0.00169 | 562 | 100 | 562 | 0 | 1.026 | LIGCO | -1 | 0.25235 | 0 | 562 |  |  |  |  | -0.25235 | 0 |  |  |  |  | 0 | 0
8983 | HECN3 | 3 | South | YES | 0.001545 | 171.9 | 0 | 171.9 | 0 | 1.0304 | CC | -1 | 0.25249 | 171.9 | 171.9 |  |  |  |  | -0.25249 | -43.4032 |  |  |  |  | 0 | 0
8981 | HECN1 | 1 | South | YES | 0.001545 | 144.8 | 0 | 144.8 | 0 | 1.0304 | CC | -1 | 0.25249 | 144.8 | 144.8 |  |  |  |  | -0.25249 | -36.5607 |  |  |  |  | 0 | 0
8982 | HECN2 | 2 | South | YES | 0.001545 | 144.1 | 0 | 144.1 | 0 | 1.0304 | CC | -1 | 0.25249 | 144.1 | 144.1 |  |  |  |  | -0.25249 | -36.384 |  |  |  |  | 0 | 0
8938 | MVGN#3 | 3 | South | YES | 0.001544 | 250.9 | 0 | 250.9 | 0 | 1.0304 | CC | -1 | 0.25249 | 250.9 | 250.9 |  |  |  |  | -0.25249 | -63.3503 |  |  |  |  | 0 | 0
8937 | MVGN#2 | 2 | South | YES | 0.001544 | 216.7 | 0 | 216.7 | 0 | 1.0304 | CC | -1 | 0.25249 | 216.7 | 216.7 |  |  |  |  | -0.25249 | -54.715 |  |  |  |  | 0 | 0
8936 | MVGN#1 | 1 | South | YES | 0.001544 | 216.6 | 0 | 216.6 | 0 | 1.0304 | CC | -1 | 0.25249 | 216.6 | 216.6 |  |  |  |  | -0.25249 | -54.6898 |  |  |  |  | 0 | 0
7487 | L_CANYHY8_1Y | 1 | South | YES | 0.001403 | 0 | 0 | 6 |  | 1 | Hydro | -1 | 0.25263 | 0 | 0 |  |  |  |  | -0.25263 | 0 |  |  |  |  | 0 | 0
80003 | MILHWYS | F | South | YES | 0.00132 | 0 | 0 | 0 | 0 | 1.0168 | AVR | -1 | 0.25272 | 0 | 0 |  |  |  |  | -0.25272 | 0 |  |  |  |  | 0 | 0
5935 | SI_RAY10 | 10 | South | YES | 0.001319 | 47 | 10 | 47 | 0 | 1.03 | CC | -1 | 0.25272 | 47 | 47 |  |  |  |  | -0.25272 | -11.8777 |  |  |  |  | 0 | 0
5932 | SI_RAY9 | 9 | South | YES | 0.001319 | 32 | 32 | 38 | 0 | 1.035 | CC | -1 | 0.25272 | 38 | 38 |  |  |  |  | -0.25272 | -9.6032 |  |  |  |  | 0 | 0
5933 | SI_RAY6 | 6 | South | YES | 0.001319 | 15.4 | 10 | 19.3 | 0 | 1.035 | GST | -1 | 0.25272 | 19.3 | 19.3 |  |  |  |  | -0.25272 | -4.8774 |  |  |  |  | 0 | 0
8517 | CELANEBI0A | 1 | South | YES | 0.001199 | 29 | 0 | 29 | 0 | 1.02 | Cogen | -1 | 0.25284 | 0 | 0 |  |  |  |  | -0.25284 | 0 |  |  |  |  | 0 | 0
80080 | GWINDT11A | 3 | South | YES | 0.00118 | 0 | 0 | 38 | 0 | 1.025 | Wind | -1 | 0.25286 | 0 | 38 |  |  |  |  | -0.25286 | 0 |  |  |  |  | 0 | 0
80080 | GWINDT11A | 4 | South | YES | 0.00118 | 3.8 | 0 | 19 | 0 | 1.025 | Wind | -1 | 0.25286 | 0 | 19 |  |  |  |  | -0.25286 | 0 |  |  |  |  | 0 | 0
80080 | GWINDT11A | 2 | South | YES | 0.00118 | 0 | 0 | 41 | 0 | 1.025 | Wind | -1 | 0.25286 | 0 | 41 |  |  |  |  | -0.25286 | 0 |  |  |  |  | 0 | 0
80080 | GWINDT11A | 1 | South | YES | 0.00118 | 28.2 | 0 | 94 | 0 | 1.025 | Wind | -1 | 0.25286 | 0 | 94 |  |  |  |  | -0.25286 | 0 |  |  |  |  | 0 | 0
80081 | GWINDT21A | 4 | South | YES | 0.00118 | 4.4 | 0 | 22 | 0 | 1.025 | Wind | -1 | 0.25286 | 0 | 22 |  |  |  |  | -0.25286 | 0 |  |  |  |  | 0 | 0
80081 | GWINDT21A | 1 | South | YES | 0.00118 | 28.2 | 0 | 94 | 0 | 1.025 | Wind | -1 | 0.25286 | 0 | 94 |  |  |  |  | -0.25286 | 0 |  |  |  |  | 0 | 0
80081 | GWINDT21A | 3 | South | YES | 0.00118 | 8.6 | 0 | 43 | 0 | 1.025 | Wind | -1 | 0.25286 | 0 | 43 |  |  |  |  | -0.25286 | 0 |  |  |  |  | 0 | 0
80081 | GWINDT21A | 2 | South | YES | 0.00118 | 7.2 | 0 | 36 | 0 | 1.025 | Wind | -1 | 0.25286 | 0 | 36 |  |  |  |  | -0.25286 | 0 |  |  |  |  | 0 | 0
80180 | PNSCALT11A | 2 | South | YES | 0.00118 | 10 | 0 | 50 | 0 | 1.025 | Wind | -1 | 0.25286 | 0 | 50 |  |  |  |  | -0.25286 | 0 |  |  |  |  | 0 | 0
80180 | PNSCALT11A | 1 | South | YES | 0.00118 | 43.8 | 0 | 148 | 0 | 1.025 | Wind | -1 | 0.25286 | 0 | 148 |  |  |  |  | -0.25286 | 0 |  |  |  |  | 0 | 0
80181 | PNSCALT21A | 2 | South | YES | 0.00118 | 10 | 0 | 50 | 0 | 1.025 | Wind | -1 | 0.25286 | 0 | 50 |  |  |  |  | -0.25286 | 0 |  |  |  |  | 0 | 0
80181 | PNSCALT21A | 1 | South | YES | 0.00118 | 16.5 | 0 | 55 | 0 | 1.025 | Wind | -1 | 0.25286 | 0 | 55 |  |  |  |  | -0.25286 | 0 |  |  |  |  | 0 | 0
7609 | L_SCHUMA8_1Y | 1 | South | YES | 0.001107 | 0 | 0 | 4 |  | 1 | Hydro | -1 | 0.25293 | 0 | 0 |  |  |  |  | -0.25293 | 0 |  |  |  |  | 0 | 0
8461 | KOCH_UP0A | 1 | South | YES | 0.001085 | 38 | 0 | 38 | 0 | 1.012 | Cogen | -1 | 0.25295 | 0 | 0 |  |  |  |  | -0.25295 | 0 |  |  |  |  | 0 | 0
8511 | OXY_CC0A | 1 | South | YES | 0.001048 | 30.3 | 0 | 38 | 0 | 1.027 | Cogen | -1 | 0.25299 | 0 | 0 |  |  |  |  | -0.25299 | 0 |  |  |  |  | 0 | 0
8506 | VAL #1 | 1 | South | YES | 0.001047 | 20.9 | 0 | 25 | 0 | 1.0055 | Cogen | -1 | 0.25299 | 0 | 0 |  |  |  |  | -0.25299 | 0 |  |  |  |  | 0 | 0
8507 | VAL #2 | 2 | South | YES | 0.001047 | 20.9 | 0 | 25 | 0 | 1.0055 | Cogen | -1 | 0.25299 | 0 | 0 |  |  |  |  | -0.25299 | 0 |  |  |  |  | 0 | 0
80263 | B_DAVIS31A | 3 | South | YES | 0.00099 | 0 | 0 | 180 |  | 1.0366 | CC | -1 | 0.25305 | 180 | 180 |  |  |  |  | -0.25305 | -45.5483 |  |  |  |  | 0 | 0
80264 | B_DAVIS41A | 4 | South | YES | 0.00099 | 0 | 0 | 180 |  | 1.0366 | CC | -1 | 0.25305 | 180 | 180 |  |  |  |  | -0.25305 | -45.5483 |  |  |  |  | 0 | 0
8459 | B_DAVIS0B | MB | South | YES | 0.00099 | 0 | 50 | 339 |  | 1.03 | GSC | -1 | 0.25305 | 0 | 0 |  |  |  |  | -0.25305 | 0 |  |  |  |  | 0 | 0
8460 | B_DAVIS0A | MB | South | YES | 0.00099 | 0 | 50 | 340 |  | 1.03 | GSC | -1 | 0.25305 | 0 | 0 |  |  |  |  | -0.25305 | 0 |  |  |  |  | 0 | 0
8456 | COSW#1 | 1 | South | YES | 0.000973 | 20 | 0 | 20 | 0 | 1.027 | Cogen | -1 | 0.25306 | 0 | 0 |  |  |  |  | -0.25306 | 0 |  |  |  |  | 0 | 0
8457 | COSW#2 | 2 | South | YES | 0.000973 | 14 | 0 | 14 | 0 | 1.027 | Cogen | -1 | 0.25306 | 0 | 0 |  |  |  |  | -0.25306 | 0 |  |  |  |  | 0 | 0
8560 | CNOPGT1 | 1 | South | YES | 0.000959 | 148.3 | 0 | 148.3 | 0 | 1.03 | Cogen | -1 | 0.25308 | 0 | 0 |  |  |  |  | -0.25308 | 0 |  |  |  |  | 0 | 0
8561 | CNOPGT2 | 2 | South | YES | 0.000959 | 148.6 | 0 | 148.6 | 0 | 1.03 | Cogen | -1 | 0.25308 | 0 | 0 |  |  |  |  | -0.25308 | 0 |  |  |  |  | 0 | 0
8562 | CNOPST1 | 3 | South | YES | 0.000959 | 153 | 0 | 153 | 0 | 1.03 | Cogen | -1 | 0.25308 | 0 | 0 |  |  |  |  | -0.25308 | 0 |  |  |  |  | 0 | 0
8442 | NBEC7 | 7 | South | YES | 0.000956 | 0 | 81 | 367 |  | 1.0298 | GST | -1 | 0.25308 | 367 | 367 |  |  |  |  | -0.25308 | -92.8804 |  |  |  |  | 0 | 0
8442 | NBEC7 | MB | South | YES | 0.000956 | 0 | 81 | 367 |  | 1.0298 | GST | -1 | 0.25308 | 0 | 0 |  |  |  |  | -0.25308 | 0 |  |  |  |  | 0 | 0
7805 | L_GUADGE1_6Y | 6 | South | YES | 0.000775 | 203 | 30 | 203 | 0 | 1.02 | CC | -1 | 0.25326 | 203 | 203 |  |  |  |  | -0.25326 | -51.412 |  |  |  |  | 0 | 0
7804 | L_GUADGE1_5Y | 5 | South | YES | 0.000775 | 182 | 30 | 182 | 0 | 1.02 | CC | -1 | 0.25326 | 182 | 182 |  |  |  |  | -0.25326 | -46.0935 |  |  |  |  | 0 | 0
7803 | L_GUADGE1_4Y | 4 | South | YES | 0.000775 | 149 | 30 | 149 | 0 | 1.02 | CC | -1 | 0.25326 | 149 | 149 |  |  |  |  | -0.25326 | -37.7359 |  |  |  |  | 0 | 0
7800 | L_GUADGE1_1Y | 1 | South | YES | 0.000775 | 147 | 30 | 147 | 0 | 1.02 | CC | -1 | 0.25326 | 147 | 147 |  |  |  |  | -0.25326 | -37.2294 |  |  |  |  | 0 | 0
7802 | L_GUADGE1_3Y | 3 | South | YES | 0.000775 | 146 | 30 | 146 | 0 | 1.02 | CC | -1 | 0.25326 | 146 | 146 |  |  |  |  | -0.25326 | -36.9761 |  |  |  |  | 0 | 0
7801 | L_GUADGE1_2Y | 2 | South | YES | 0.000775 | 138 | 30 | 138 | 0 | 1.02 | CC | -1 | 0.25326 | 138 | 138 |  |  |  |  | -0.25326 | -34.95 |  |  |  |  | 0 | 0
7605 | L_MCQUEE9_1Y | 1 | South | YES | 0.000738 | 0 | 0 | 2.4 |  | 1.025 | Hydro | -1 | 0.2533 | 0 | 0 |  |  |  |  | -0.2533 | 0 |  |  |  |  | 0 | 0
7605 | L_MCQUEE9_1Y | 2 | South | YES | 0.000738 | 0 | 0 | 2.4 |  | 1.025 | Hydro | -1 | 0.2533 | 0 | 0 |  |  |  |  | -0.2533 | 0 |  |  |  |  | 0 | 0
7605 | L_MCQUEE9_1Y | 3 | South | YES | 0.000738 | 0 | 0 | 2.8 |  | 1.025 | Hydro | -1 | 0.2533 | 0 | 0 |  |  |  |  | -0.2533 | 0 |  |  |  |  | 0 | 0
8161 | COLETO0A | 1 | South | YES | 0.000698 | 633 | 200 | 633 | 0 | 1.03 | LIGCO | -1 | 0.25334 | 0 | 633 |  |  |  |  | -0.25334 | 0 |  |  |  |  | 0 | 0
8926 | LGE_GT10A | 1 | South | YES | 0.000689 | 158 | 0 | 158 | 0 | 1.03 | Cogen | -1 | 0.25335 | 0 | 0 |  |  |  |  | -0.25335 | 0 |  |  |  |  | 0 | 0
8927 | LGE_GT20A | 2 | South | YES | 0.000689 | 153 | 0 | 153 | 0 | 1.03 | Cogen | -1 | 0.25335 | 0 | 0 |  |  |  |  | -0.25335 | 0 |  |  |  |  | 0 | 0
8928 | LGE_STG0A | 3 | South | YES | 0.000689 | 100 | 0 | 100 | 0 | 1.03 | Cogen | -1 | 0.25335 | 0 | 0 |  |  |  |  | -0.25335 | 0 |  |  |  |  | 0 | 0
8930 | ICPGN10A | 1 | South | YES | 0.000689 | 149 | 0 | 149 | 0 | 1.03 | Cogen | -1 | 0.25335 | 0 | 0 |  |  |  |  | -0.25335 | 0 |  |  |  |  | 0 | 0
8931 | ICPGN20A | 2 | South | YES | 0.000689 | 150 | 0 | 150 | 0 | 1.03 | Cogen | -1 | 0.25335 | 0 | 0 |  |  |  |  | -0.25335 | 0 |  |  |  |  | 0 | 0
8932 | ICPGN30A | 3 | South | YES | 0.000689 | 127 | 0 | 127 | 0 | 1.03 | Cogen | -1 | 0.25335 | 0 | 0 |  |  |  |  | -0.25335 | 0 |  |  |  |  | 0 | 0
80223 | REYSHR G | 1 | South | YES | 0.000689 | 12 | 0 | 12 | 0 | 1.032 | Cogen | -1 | 0.25335 | 0 | 0 |  |  |  |  | -0.25335 | 0 |  |  |  |  | 0 | 0
76091 | L_DIVIDE1_1N | W1 | West | YES | 0.23085 | 22.5 | 0 | 112.5 |  | 1.02 | Wind | 1 | 0.25349 | 0 | 112.5 | 25.9711 | 112.5 |  |  | 0.25349 | 28.5175 |  |  |  |  | 0 | 0
76095 | L_CAPRSI1_1N | W1 | West | YES | 0.23085 | 29.9 | 0 | 149.5 | 0 | 1.02 | Wind | 1 | 0.25349 | 0 | 149.5 | 34.5127 | 149.5 |  |  | 0.25349 | 37.8966 |  |  |  |  | 0 | 0
76096 | L_CAPRSI1_2N | W1 | West | YES | 0.23085 | 37.2 | 0 | 186 | 0 | 1.02 | Wind | 1 | 0.25349 | 0 | 186 | 42.9388 | 186 |  |  | 0.25349 | 47.149 |  |  |  |  | 0 | 0
76097 | L_CAPRGE1_1N | W1 | West | YES | 0.23085 | 42.9 | 0 | 214.5 | 0 | 1.02 | Wind | 1 | 0.25349 | 0 | 214.5 | 49.5182 | 214.5 |  |  | 0.25349 | 54.3734 |  |  |  |  | 0 | 0
7813 | L_RIONOG1S1Y | 4 | South | YES | 0.000536 | 293 | 0 | 293 | 0 | 1.02 | CC | -1 | 0.2535 | 293 | 293 |  |  |  |  | -0.2535 | -74.2755 |  |  |  |  | 0 | 0
7812 | L_RIONOG1G3Y | 3 | South | YES | 0.000536 | 154 | 0 | 154 | 0 | 1.02 | CC | -1 | 0.2535 | 154 | 154 |  |  |  |  | -0.2535 | -39.039 |  |  |  |  | 0 | 0
7810 | L_RIONOG1G1Y | 1 | South | YES | 0.000536 | 148 | 0 | 148 | 0 | 1.02 | CC | -1 | 0.2535 | 148 | 148 |  |  |  |  | -0.2535 | -37.518 |  |  |  |  | 0 | 0
7811 | L_RIONOG1G2Y | 2 | South | YES | 0.000536 | 148 | 0 | 148 | 0 | 1.02 | CC | -1 | 0.2535 | 148 | 148 |  |  |  |  | -0.2535 | -37.518 |  |  |  |  | 0 | 0
7624 | L_LAKEWO9_1Y | 1 | South | YES | 0.000354 | 0 | 0 | 2.4 |  | 1 | Hydro | -1 | 0.25368 | 0 | 0 |  |  |  |  | -0.25368 | 0 |  |  |  |  | 0 | 0
7624 | L_LAKEWO9_1Y | 2 | South | YES | 0.000354 | 0 | 0 | 2.4 |  | 1 | Hydro | -1 | 0.25368 | 0 | 0 |  |  |  |  | -0.25368 | 0 |  |  |  |  | 0 | 0
7017 | L_HAYSEN1_4Y | 4 | South | YES | 0.000306 | 226.7 | 74 | 226.7 | 0 | 1.008 | CC | -1 | 0.25373 | 226.7 | 226.7 |  |  |  |  | -0.25373 | -57.5206 |  |  |  |  | 0 | 0
7015 | L_HAYSEN1_2Y | 2 | South | YES | 0.000306 | 225 | 74 | 225 | 0 | 1.008 | CC | -1 | 0.25373 | 225 | 225 |  |  |  |  | -0.25373 | -57.0893 |  |  |  |  | 0 | 0
7016 | L_HAYSEN1_3Y | 3 | South | YES | 0.000306 | 224.6 | 74 | 224.6 | 0 | 1.008 | CC | -1 | 0.25373 | 224.6 | 224.6 |  |  |  |  | -0.25373 | -56.9878 |  |  |  |  | 0 | 0
7014 | L_HAYSEN1_1Y | 1 | South | YES | 0.000306 | 223.9 | 74 | 223.9 | 0 | 1.008 | CC | -1 | 0.25373 | 223.9 | 223.9 |  |  |  |  | -0.25373 | -56.8102 |  |  |  |  | 0 | 0
8189 | CUECPL2A | 1 | South | YES | 0.000232 | 12 | 0 | 12 | 0 | 1.02 | Cogen | -1 | 0.2538 | 0 | 0 |  |  |  |  | -0.2538 | 0 |  |  |  |  | 0 | 0
5934 | SI_RAY5 | 5 | South | YES | 0 | 0 | 10 | 15 |  | 1.035 | GST | -1 | 0.25404 | 15 | 15 |  |  |  |  | -0.25404 | -3.8105 |  |  |  |  | 0 | 0
8139 | JOS #1 | MB | South | YES | 0 | 0 | 45 | 255 |  | 1.02 | GST | -1 | 0.25404 | 0 | 0 |  |  |  |  | -0.25404 | 0 |  |  |  |  | 0 | 0
8285 | LAR #1 | MB | South | YES | 0 | 0 | 9 | 32 |  | 1.0497 | GST | -1 | 0.25404 | 0 | 0 |  |  |  |  | -0.25404 | 0 |  |  |  |  | 0 | 0
8287 | LAR #2 | MB | South | YES | 0 | 0 | 9 | 32 |  | 1.04 | GST | -1 | 0.25404 | 0 | 0 |  |  |  |  | -0.25404 | 0 |  |  |  |  | 0 | 0
8288 | LAR #3 | MB | South | YES | 0 | 0 | 25 | 105 |  | 1.04 | GST | -1 | 0.25404 | 0 | 0 |  |  |  |  | -0.25404 | 0 |  |  |  |  | 0 | 0
8388 | BATES0A | MB | South | YES | 0 | 0 | 21 | 71 |  | 1.033 | GST | -1 | 0.25404 | 0 | 0 |  |  |  |  | -0.25404 | 0 |  |  |  |  | 0 | 0
8393 | BATES0B | MB | South | YES | 0 | 0 | 25 | 110 |  | 1.03 | GST | -1 | 0.25404 | 0 | 0 |  |  |  |  | -0.25404 | 0 |  |  |  |  | 0 | 0
8437 | NUECES_B0C | MB | South | YES | 0 | 0 | 7 | 30 |  | 1.03 | GST | -1 | 0.25404 | 0 | 0 |  |  |  |  | -0.25404 | 0 |  |  |  |  | 0 | 0
8438 | NUECES_B0B | MB | South | YES | 0 | 0 | 26 | 169 |  | 1.03 | GST | -1 | 0.25404 | 0 | 0 |  |  |  |  | -0.25404 | 0 |  |  |  |  | 0 | 0
39190 | TNSLCGN1__8 | 1 | Houston | YES | 0 | 0 | 10 | 30 |  | 1.03 | Cogen | -1 | 0.25404 | 0 | 0 |  |  |  |  | -0.25404 | 0 |  |  |  |  | 0 | 0
5503 | RAYBURNGEN3 | 1 | South | YES | -1.7e-05 | 17.6 | 6 | 22 | 0 | 1.0224 | GST | -1 | 0.25405 | 22 | 22 |  |  |  |  | -0.25405 | -5.5892 |  |  |  |  | 0 | 0
5505 | RAYBURNGEN1 | 1 | South | YES | -1.7e-05 | 0 | 1 | 11 |  | 1.0223 | GGT | -1 | 0.25405 | 11 | 11 |  |  |  |  | -0.25405 | -2.7946 |  |  |  |  | 0 | 0
5506 | RAYBURNGEN2 | 1 | South | YES | -1.7e-05 | 0 | 1 | 11 |  | 1.0223 | GGT | -1 | 0.25405 | 11 | 11 |  |  |  |  | -0.25405 | -2.7946 |  |  |  |  | 0 | 0
7020 | L_AUSTPL1_1Y | 1 | South | YES | -5.7e-05 | 0 | 0 | 8 |  | 1 | Hydro | -1 | 0.25409 | 0 | 0 |  |  |  |  | -0.25409 | 0 |  |  |  |  | 0 | 0
7020 | L_AUSTPL1_1Y | 2 | South | YES | -5.7e-05 | 0 | 0 | 8 |  | 1 | Hydro | -1 | 0.25409 | 0 | 0 |  |  |  |  | -0.25409 | 0 |  |  |  |  | 0 | 0
5512 | RAYBURNCC8 | 1 | South | YES | -0.000226 | 49.3 | 18.2 | 49.3 | 0 | 1.0296 | CC | -1 | 0.25426 | 49.3 | 49.3 |  |  |  |  | -0.25426 | -12.5351 |  |  |  |  | 0 | 0
5508 | RAYBURNCC9 | 1 | South | YES | -0.000226 | 47.7 | 18.2 | 47.7 | 0 | 1.0296 | CC | -1 | 0.25426 | 47.7 | 47.7 |  |  |  |  | -0.25426 | -12.1283 |  |  |  |  | 0 | 0
5511 | RAYBURNCC7 | 1 | South | YES | -0.000226 | 47.5 | 18.2 | 47.5 | 0 | 1.0296 | CC | -1 | 0.25426 | 47.5 | 47.5 |  |  |  |  | -0.25426 | -12.0774 |  |  |  |  | 0 | 0
5509 | RAYBURNCC10 | 1 | South | YES | -0.000226 | 37.3 | 5.2 | 37.3 | 0 | 1.0296 | CC | -1 | 0.25426 | 37.3 | 37.3 |  |  |  |  | -0.25426 | -9.484 |  |  |  |  | 0 | 0
8174 | VICEC61A | 6 | South | YES | -0.000263 | 188 | 42 | 188 | 0 | 1.025 | CC | -1 | 0.2543 | 188 | 188 |  |  |  |  | -0.2543 | -47.8082 |  |  |  |  | 0 | 0
8173 | VICEC51A | 5 | South | YES | -0.000263 | 144 | 18 | 144 | 0 | 1.025 | CC | -1 | 0.2543 | 144 | 144 |  |  |  |  | -0.2543 | -36.6191 |  |  |  |  | 0 | 0
8066 | DUP1V#1 | 1 | South | YES | -0.000379 | 52.3 | 0 | 73 | 0 | 1.01 | Cogen | -1 | 0.25442 | 0 | 0 |  |  |  |  | -0.25442 | 0 |  |  |  |  | 0 | 0
9001 | DECKR_G2 | 2 | South | YES | -0.000422 | 400 | 50 | 426 | 0 | 1.015 | GST | -1 | 0.25446 | 426 | 426 |  |  |  |  | -0.25446 | -108.3992 |  |  |  |  | 0 | 0
9000 | DECKR_G1 | 1 | South | YES | -0.000422 | 280 | 50 | 321 | 0 | 1.015 | GST | -1 | 0.25446 | 321 | 321 |  |  |  |  | -0.25446 | -81.6811 |  |  |  |  | 0 | 0
9020 | SANDHG5A | 5A | South | YES | -0.000427 | 150 | 84 | 155 | 0 | 1.0175 | CC | -1 | 0.25446 | 155 | 155 |  |  |  |  | -0.25446 | -39.4418 |  |  |  |  | 0 | 0
9021 | SANDHG5C | 5C | South | YES | -0.000427 | 140 | 0 | 148 | 0 | 1.0175 | CC | -1 | 0.25446 | 148 | 148 |  |  |  |  | -0.25446 | -37.6605 |  |  |  |  | 0 | 0
9016 | SANDH_G1 | 1 | South | YES | -0.000427 | 45 | 2 | 49 | 0 | 1.0175 | GGT | -1 | 0.25446 | 49 | 49 |  |  |  |  | -0.25446 | -12.4687 |  |  |  |  | 0 | 0
9019 | SANDH_G4 | 4 | South | YES | -0.000427 | 0 | 2 | 47 |  | 1.0175 | GGT | -1 | 0.25446 | 47 | 47 |  |  |  |  | -0.25446 | -11.9598 |  |  |  |  | 0 | 0
9017 | SANDH_G2 | 2 | South | YES | -0.000427 | 45 | 2 | 46 | 0 | 1.0175 | GGT | -1 | 0.25446 | 46 | 46 |  |  |  |  | -0.25446 | -11.7053 |  |  |  |  | 0 | 0
9018 | SANDH_G3 | 3 | South | YES | -0.000427 | 45 | 2 | 46 | 0 | 1.0175 | GGT | -1 | 0.25446 | 46 | 46 |  |  |  |  | -0.25446 | -11.7053 |  |  |  |  | 0 | 0
80224 | VISTRONG1 | 1 | South | YES | -0.000527 | 13.1 | 0 | 15 | 0 | 1.01 | Cogen | -1 | 0.25456 | 0 | 0 |  |  |  |  | -0.25456 | 0 |  |  |  |  | 0 | 0
80225 | VISTRONG2 | 2 | South | YES | -0.000527 | 20.2 | 0 | 23 | 0 | 1.01 | Cogen | -1 | 0.25456 | 0 | 0 |  |  |  |  | -0.25456 | 0 |  |  |  |  | 0 | 0
80227 | AIRCO G | 1 | South | YES | -0.000555 | 7.2 | 0 | 8 | 0 | 1.0104 | Cogen | -1 | 0.25459 | 0 | 0 |  |  |  |  | -0.25459 | 0 |  |  |  |  | 0 | 0
8147 | UCAR #2 | 10 | South | YES | -0.000648 | 18.2 | 0 | 28 |  | 1 | Cogen | -1 | 0.25468 | 0 | 0 |  |  |  |  | -0.25468 | 0 |  |  |  |  | 0 | 0
8148 | UCAR #1 | 2 | South | YES | -0.000648 | 6.1 | 0 | 7 | 0 | 1.009 | Cogen | -1 | 0.25468 | 0 | 0 |  |  |  |  | -0.25468 | 0 |  |  |  |  | 0 | 0
80137 | CSDR89 | 9 | South | YES | -0.000648 | 15 | 0 | 15 | 0 | 1.003 | DCTie | -1 | 0.25468 | 0 | 0 |  |  |  |  | -0.25468 | 0 |  |  |  |  | 0 | 0
80137 | CSDR89 | 8 | South | YES | -0.000648 | 33.9 | 0 | 39 | 0 | 1.003 | DCTie | -1 | 0.25468 | 0 | 0 |  |  |  |  | -0.25468 | 0 |  |  |  |  | 0 | 0
80138 | CSDR7 | 7 | South | YES | -0.000648 | 6.1 | 0 | 7 | 0 | 1.014 | DCTie | -1 | 0.25468 | 0 | 0 |  |  |  |  | -0.25468 | 0 |  |  |  |  | 0 | 0
80139 | CSDR56 | 6 | South | YES | -0.000648 | 0 | 0 | 39 |  | 1.0033 | DCTie | -1 | 0.25468 | 0 | 0 |  |  |  |  | -0.25468 | 0 |  |  |  |  | 0 | 0
80139 | CSDR56 | 5 | South | YES | -0.000648 | 15 | 0 | 15 |  | 1.0033 | DCTie | -1 | 0.25468 | 0 | 0 |  |  |  |  | -0.25468 | 0 |  |  |  |  | 0 | 0
80140 | CSDR11 | 11 | South | YES | -0.000648 | 33.9 | 0 | 39 | 0 | 1.03 | DCTie | -1 | 0.25468 | 0 | 0 |  |  |  |  | -0.25468 | 0 |  |  |  |  | 0 | 0
9005 | DECKR_G6 | 6 | South | YES | -0.000666 | 44 | 24 | 47 | 0 | 1.015 | GGT | -1 | 0.2547 | 47 | 47 |  |  |  |  | -0.2547 | -11.971 |  |  |  |  | 0 | 0
9003 | DECKR_G4 | 4 | South | YES | -0.000666 | 44 | 24 | 44 | 0 | 1.015 | GGT | -1 | 0.2547 | 44 | 44 |  |  |  |  | -0.2547 | -11.2069 |  |  |  |  | 0 | 0
9004 | DECKR_G5 | 5 | South | YES | -0.000666 | 44 | 24 | 44 | 0 | 1.015 | GGT | -1 | 0.2547 | 44 | 44 |  |  |  |  | -0.2547 | -11.2069 |  |  |  |  | 0 | 0
9002 | DECKR_G3 | 3 | South | YES | -0.000666 | 0 | 24 | 42 |  | 1.015 | GGT | -1 | 0.2547 | 42 | 42 |  |  |  |  | -0.2547 | -10.6975 |  |  |  |  | 0 | 0
80226 | ALCOA G | 1 | South | YES | -0.001091 | 32.3 | 5 | 48 | 0 | 1.015 | Cogen | -1 | 0.25513 | 0 | 0 |  |  |  |  | -0.25513 | 0 |  |  |  |  | 0 | 0
8134 | FOR #1 | 1 | South | YES | -0.00121 | 54.1 | 45 | 79 | 0 | 1 | Cogen | -1 | 0.25525 | 0 | 0 |  |  |  |  | -0.25525 | 0 |  |  |  |  | 0 | 0
8138 | FOR #2 | 2 | South | YES | -0.00121 | 63.1 | 45 | 81 | 0 | 1 | Cogen | -1 | 0.25525 | 0 | 0 |  |  |  |  | -0.25525 | 0 |  |  |  |  | 0 | 0
8153 | FOR #3 | 3 | South | YES | -0.00121 | 63.1 | 45 | 79.9 | 0 | 1 | Cogen | -1 | 0.25525 | 0 | 0 |  |  |  |  | -0.25525 | 0 |  |  |  |  | 0 | 0
8154 | FOR #4 | 4 | South | YES | -0.00121 | 63.1 | 60 | 80 | 0 | 1 | Cogen | -1 | 0.25525 | 0 | 0 |  |  |  |  | -0.25525 | 0 |  |  |  |  | 0 | 0
8155 | FOR #5 | 5 | South | YES | -0.00121 | 63.1 | 60 | 78.4 | 0 | 1 | Cogen | -1 | 0.25525 | 0 | 0 |  |  |  |  | -0.25525 | 0 |  |  |  |  | 0 | 0
8156 | FOR #6 | 6 | South | YES | -0.00121 | 24.9 | 5 | 25 | 0 | 1 | Cogen | -1 | 0.25525 | 0 | 0 |  |  |  |  | -0.25525 | 0 |  |  |  |  | 0 | 0
8157 | FOR #7 | 7 | South | YES | -0.00121 | 28.8 | 5 | 46 | 0 | 1 | Cogen | -1 | 0.25525 | 0 | 0 |  |  |  |  | -0.25525 | 0 |  |  |  |  | 0 | 0
80051 | FOR #8 | 8 | South | YES | -0.00121 | 28 | 28 | 28 |  | 1 | Cogen | -1 | 0.25525 | 0 | 0 |  |  |  |  | -0.25525 | 0 |  |  |  |  | 0 | 0
80052 | FOR #9 | 9 | South | YES | -0.00121 | 29.7 | 5 | 43.6 | 0 | 1 | Cogen | -1 | 0.25525 | 0 | 0 |  |  |  |  | -0.25525 | 0 |  |  |  |  | 0 | 0
80053 | FOR #10 | 10 | South | YES | -0.00121 | 68.4 | 45 | 75 | 0 | 1 | Cogen | -1 | 0.25525 | 0 | 0 |  |  |  |  | -0.25525 | 0 |  |  |  |  | 0 | 0
7006 | L_SIMGID1_3Y | 3 | South | YES | -0.001336 | 324.9 | 60 | 329 | 0 | 1.02 | GST | -1 | 0.25537 | 329 | 329 |  |  |  |  | -0.25537 | -84.0174 |  |  |  |  | 0 | 0
7005 | L_SIMGID1_2Y | 2 | South | YES | -0.001336 | 133 | 32 | 139 | 0 | 1.02 | GST | -1 | 0.25537 | 139 | 139 |  |  |  |  | -0.25537 | -35.4967 |  |  |  |  | 0 | 0
7004 | L_SIMGID1_1Y | 1 | South | YES | -0.001336 | 132 | 40 | 132 | 0 | 1.02 | GST | -1 | 0.25537 | 132 | 132 |  |  |  |  | -0.25537 | -33.7091 |  |  |  |  | 0 | 0
7809 | L_BASTEN1_3Y | 1 | South | YES | -0.001977 | 232.6 | 42 | 232.6 | 0 | 1.004 | CC | -1 | 0.25601 | 232.6 | 232.6 |  |  |  |  | -0.25601 | -59.5486 |  |  |  |  | 0 | 0
7807 | L_BASTEN1_1Y | 1 | South | YES | -0.001977 | 152.5 | 83.5 | 152.5 | 0 | 1.004 | CC | -1 | 0.25601 | 152.5 | 152.5 |  |  |  |  | -0.25601 | -39.042 |  |  |  |  | 0 | 0
7808 | L_BASTEN1_2Y | 1 | South | YES | -0.001977 | 149.5 | 83.5 | 149.5 | 0 | 1.004 | CC | -1 | 0.25601 | 149.5 | 149.5 |  |  |  |  | -0.25601 | -38.274 |  |  |  |  | 0 | 0
7303 | L_WPPGS12_1Y | 1 | South | YES | -0.002078 | 50 | 0 | 50 | 0 | 1.025 | GGT | -1 | 0.25611 | 50 | 50 |  |  |  |  | -0.25611 | -12.8057 |  |  |  |  | 0 | 0
7303 | L_WPPGS12_1Y | 2 | South | YES | -0.002078 | 50 | 0 | 50 | 0 | 1.025 | GGT | -1 | 0.25611 | 50 | 50 |  |  |  |  | -0.25611 | -12.8057 |  |  |  |  | 0 | 0
7305 | L_WPPGS34_1Y | 3 | South | YES | -0.002078 | 50 | 0 | 50 | 0 | 1.025 | GGT | -1 | 0.25611 | 50 | 50 |  |  |  |  | -0.25611 | -12.8057 |  |  |  |  | 0 | 0
7305 | L_WPPGS34_1Y | 4 | South | YES | -0.002078 | 50 | 0 | 50 | 0 | 1.025 | GGT | -1 | 0.25611 | 50 | 50 |  |  |  |  | -0.25611 | -12.8057 |  |  |  |  | 0 | 0
7009 | L_LOSTPI1_3Y | 3 | South | YES | -0.002595 | 173.9 | 72 | 175 | 0 | 1 | CC | -1 | 0.25663 | 175 | 175 |  |  |  |  | -0.25663 | -44.9104 |  |  |  |  | 0 | 0
7008 | L_LOSTPI1_2Y | 2 | South | YES | -0.002595 | 157.7 | 107 | 160 | 0 | 1 | CC | -1 | 0.25663 | 160 | 160 |  |  |  |  | -0.25663 | -41.061 |  |  |  |  | 0 | 0
7007 | L_LOSTPI1_1Y | 1 | South | YES | -0.002595 | 158.6 | 110 | 158 | 0 | 1 | CC | -1 | 0.25663 | 158 | 158 |  |  |  |  | -0.25663 | -40.5477 |  |  |  |  | 0 | 0
7012 | L_FPPYD21_3Y | 3 | South | YES | -0.002665 | 427.5 | 200 | 436 | 0 | 1.02 | LIGCO | -1 | 0.2567 | 0 | 436 |  |  |  |  | -0.2567 | 0 |  |  |  |  | 0 | 0
7010 | L_FPPYD11_1Y | 1 | South | YES | -0.002667 | 547.4 | 200 | 606 | 0 | 1.02 | LIGCO | -1 | 0.2567 | 0 | 606 |  |  |  |  | -0.2567 | 0 |  |  |  |  | 0 | 0
7011 | L_FPPYD11_2Y | 2 | South | YES | -0.002667 | 552.2 | 200 | 598 | 0 | 1.02 | LIGCO | -1 | 0.2567 | 0 | 598 |  |  |  |  | -0.2567 | 0 |  |  |  |  | 0 | 0
3432 | SANDOW_4G | 4 | South | YES | -0.004549 | 580 | 225 | 580 |  | 1.029 | LIGCO | -1 | 0.25859 | 0 | 580 |  |  |  |  | -0.25859 | 0 |  |  |  |  | 0 | 0
5911 | STP_GN1___1 | 1 | Houston | YES | -0.005198 | 1333 | 1249 | 1333 | 0 | 1.0406 | Nuc | -1 | 0.25923 | 0 | 0 |  |  |  |  | -0.25923 | 0 |  |  |  |  | 0 | 0
5912 | STP_GN2___2 | 2 | Houston | YES | -0.005198 | 1332 | 1249 | 1332 | 0 | 1.0406 | Nuc | -1 | 0.25923 | 0 | 0 |  |  |  |  | -0.25923 | 0 |  |  |  |  | 0 | 0
48733 | CBE_ST12 | 1 | Houston | YES | -0.005362 | 105 | 0 | 105 | 0 | 1.029 | CC | -1 | 0.2594 | 105 | 105 |  |  |  |  | -0.2594 | -27.2368 |  |  |  |  | 0 | 0
48736 | CBE_ST34 | 1 | Houston | YES | -0.005362 | 105 | 0 | 105 | 0 | 1.029 | CC | -1 | 0.2594 | 105 | 105 |  |  |  |  | -0.2594 | -27.2368 |  |  |  |  | 0 | 0
48731 | CBE_GT1 | 1 | Houston | YES | -0.005362 | 76 | 0 | 76 | 0 | 1.029 | CC | -1 | 0.2594 | 76 | 76 |  |  |  |  | -0.2594 | -19.7143 |  |  |  |  | 0 | 0
48732 | CBE_GT2 | 1 | Houston | YES | -0.005362 | 76 | 0 | 76 | 0 | 1.029 | CC | -1 | 0.2594 | 76 | 76 |  |  |  |  | -0.2594 | -19.7143 |  |  |  |  | 0 | 0
48734 | CBE_GT3 | 1 | Houston | YES | -0.005362 | 76 | 0 | 76 | 0 | 1.029 | CC | -1 | 0.2594 | 76 | 76 |  |  |  |  | -0.2594 | -19.7143 |  |  |  |  | 0 | 0
48735 | CBE_GT4 | 1 | Houston | YES | -0.005362 | 76 | 0 | 76 | 0 | 1.029 | CC | -1 | 0.2594 | 76 | 76 |  |  |  |  | -0.2594 | -19.7143 |  |  |  |  | 0 | 0
48911 | TGF_GT1_8000 | 1 | Houston | YES | -0.005534 | 69.2 | 0 | 69.2 |  | 1.029 | Cogen | -1 | 0.25957 | 0 | 0 |  |  |  |  | -0.25957 | 0 |  |  |  |  | 0 | 0
13432 | SANDOW_5G | 5 | South | YES | -0.006265 | 581 | 225 | 581 |  | 1.029 | LIGCO | -1 | 0.2603 | 0 | 581 |  |  |  |  | -0.2603 | 0 |  |  |  |  | 0 | 0
49851 | DOW17000 | 37 | Houston | YES | -0.006551 | 39 | 0 | 62 | 0 | 1 | Cogen | -1 | 0.26059 | 0 | 0 |  |  |  |  | -0.26059 | 0 |  |  |  |  | 0 | 0
49858 | DOW38100 | 31 | Houston | YES | -0.006551 | 45 | 0 | 71.4 |  | 1 | Cogen | -1 | 0.26059 | 0 | 0 |  |  |  |  | -0.26059 | 0 |  |  |  |  | 0 | 0
49859 | DOW38200 | 33 | Houston | YES | -0.006551 | 28 | 0 | 45 | 0 | 1 | Cogen | -1 | 0.26059 | 0 | 0 |  |  |  |  | -0.26059 | 0 |  |  |  |  | 0 | 0
49860 | DOW38300 | 32 | Houston | YES | -0.006551 | 63 | 0 | 101 |  | 1 | Cogen | -1 | 0.26059 | 0 | 0 |  |  |  |  | -0.26059 | 0 |  |  |  |  | 0 | 0
49862 | DOW39100 | 36 | Houston | YES | -0.006551 | 54 | 0 | 86 | 0 | 1 | Cogen | -1 | 0.26059 | 0 | 0 |  |  |  |  | -0.26059 | 0 |  |  |  |  | 0 | 0
49863 | DOW39200 | 35 | Houston | YES | -0.006551 | 55 | 0 | 88 | 0 | 1 | Cogen | -1 | 0.26059 | 0 | 0 |  |  |  |  | -0.26059 | 0 |  |  |  |  | 0 | 0
49865 | DOW41000 | 41 | Houston | YES | -0.006551 | 31 | 0 | 50 |  | 1 | Cogen | -1 | 0.26059 | 0 | 0 |  |  |  |  | -0.26059 | 0 |  |  |  |  | 0 | 0
49866 | DOW42000 | 42 | Houston | YES | -0.006551 | 11 | 0 | 18 |  | 1 | Cogen | -1 | 0.26059 | 0 | 0 |  |  |  |  | -0.26059 | 0 |  |  |  |  | 0 | 0
49869 | DOW49000 | 45 | Houston | YES | -0.006551 | 59 | 0 | 94 |  | 1 | Cogen | -1 | 0.26059 | 0 | 0 |  |  |  |  | -0.26059 | 0 |  |  |  |  | 0 | 0
49870 | DOW61000 | 61 | Houston | YES | -0.006551 | 44 | 0 | 70 | 0 | 1 | Cogen | -1 | 0.26059 | 0 | 0 |  |  |  |  | -0.26059 | 0 |  |  |  |  | 0 | 0
49871 | DOW62000 | 62 | Houston | YES | -0.006551 | 40 | 0 | 63 | 0 | 1 | Cogen | -1 | 0.26059 | 0 | 0 |  |  |  |  | -0.26059 | 0 |  |  |  |  | 0 | 0
49872 | DOW63000 | 63 | Houston | YES | -0.006551 | 45 | 0 | 72 | 0 | 1 | Cogen | -1 | 0.26059 | 0 | 0 |  |  |  |  | -0.26059 | 0 |  |  |  |  | 0 | 0
49873 | DOW64000 | 64 | Houston | YES | -0.006551 | 41 | 0 | 64.8 | 0 | 1 | Cogen | -1 | 0.26059 | 0 | 0 |  |  |  |  | -0.26059 | 0 |  |  |  |  | 0 | 0
49876 | DOW65000 | 65 | Houston | YES | -0.006551 | 63 | 0 | 101 | 0 | 1 | Cogen | -1 | 0.26059 | 0 | 0 |  |  |  |  | -0.26059 | 0 |  |  |  |  | 0 | 0
49877 | DOW66000 | 66 | Houston | YES | -0.006551 | 61 | 0 | 97 | 0 | 1 | Cogen | -1 | 0.26059 | 0 | 0 |  |  |  |  | -0.26059 | 0 |  |  |  |  | 0 | 0
49878 | DOW67000 | 67 | Houston | YES | -0.006551 | 65 | 0 | 103 | 0 | 1 | Cogen | -1 | 0.26059 | 0 | 0 |  |  |  |  | -0.26059 | 0 |  |  |  |  | 0 | 0
49882 | DOW81000 | 81 | Houston | YES | -0.006551 | 47 | 0 | 76 | 0 | 1 | Cogen | -1 | 0.26059 | 0 | 0 |  |  |  |  | -0.26059 | 0 |  |  |  |  | 0 | 0
49884 | DOW82000 | 82 | Houston | YES | -0.006551 | 51 | 0 | 80 | 0 | 1 | Cogen | -1 | 0.26059 | 0 | 0 |  |  |  |  | -0.26059 | 0 |  |  |  |  | 0 | 0
49885 | DOW83000 | 83 | Houston | YES | -0.006551 | 51 | 0 | 80 | 0 | 1 | Cogen | -1 | 0.26059 | 0 | 0 |  |  |  |  | -0.26059 | 0 |  |  |  |  | 0 | 0
49886 | DOW84000 | 84 | Houston | YES | -0.006551 | 107 | 0 | 171 | 0 | 0.98 | Cogen | -1 | 0.26059 | 0 | 0 |  |  |  |  | -0.26059 | 0 |  |  |  |  | 0 | 0
6144 | MCADOO1A | 1 | West | YES | 0.23812 | 15 | 0 | 150 | 0 | 1.025 | Wind | 1 | 0.26075 | 0 | 150 | 35.7176 | 150 |  |  | 0.26075 | 39.1128 |  |  |  |  | 0 | 0
48520 | BSF_GT1_8070 | 1 | Houston | YES | -0.006798 | 72 | 0 | 72 | 0 | 1.0326 | Cogen | -1 | 0.26083 | 0 | 0 |  |  |  |  | -0.26083 | 0 |  |  |  |  | 0 | 0
48520 | BSF_GT1_8070 | 2 | Houston | YES | -0.006798 | 10 | 0 | 10 | 0 | 1.0326 | Cogen | -1 | 0.26083 | 0 | 0 |  |  |  |  | -0.26083 | 0 |  |  |  |  | 0 | 0
334 | RWMILLER03 | 3 | North | YES | -0.006808 | 166.4 | 65 | 208 | 0 | 1.04 | GST | -1 | 0.26084 | 208 | 208 |  |  | -1.4161 | 208 | -0.26084 | -54.2556 |  |  |  |  | 0 | 0
333 | RWMILLER02 | 2 | North | YES | -0.006808 | 95.2 | 37 | 119 | 0 | 1.04 | GST | -1 | 0.26084 | 119 | 119 |  |  | -0.81015 | 119 | -0.26084 | -31.0404 |  |  |  |  | 0 | 0
335 | RWMILLER04 | 4 | North | YES | -0.006808 | 81.6 | 0 | 102 | 0 | 1.04 | GST | -1 | 0.26084 | 102 | 102 |  |  | -0.69442 | 102 | -0.26084 | -26.6061 |  |  |  |  | 0 | 0
336 | RWMILLER05 | 5 | North | YES | -0.006808 | 80.8 | 0 | 101 | 0 | 1.04 | GST | -1 | 0.26084 | 101 | 101 |  |  | -0.68761 | 101 | -0.26084 | -26.3453 |  |  |  |  | 0 | 0
332 | RWMILLER01 | 1 | North | YES | -0.006808 | 58.4 | 18.5 | 73 | 0 | 1.04 | GST | -1 | 0.26084 | 73 | 73 |  |  | -0.49698 | 73 | -0.26084 | -19.0416 |  |  |  |  | 0 | 0
39760 | TNSCLP1___8 | 1 | Houston | YES | -0.007005 | 93.4 | 20 | 116.8 | 0 | 1.04 | Cogen | -1 | 0.26104 | 0 | 0 |  |  |  |  | -0.26104 | 0 |  |  |  |  | 0 | 0
39770 | TNSCLP2___8 | 1 | Houston | YES | -0.007005 | 91.6 | 20 | 114.5 | 0 | 1.04 | Cogen | -1 | 0.26104 | 0 | 0 |  |  |  |  | -0.26104 | 0 |  |  |  |  | 0 | 0
39775 | TNSCLP4___8 | 1 | Houston | YES | -0.007005 | 95.2 | 20 | 119 | 0 | 1.04 | Cogen | -1 | 0.26104 | 0 | 0 |  |  |  |  | -0.26104 | 0 |  |  |  |  | 0 | 0
39790 | TNSCLP3___8 | 1 | Houston | YES | -0.007005 | 87.6 | 20 | 109.5 | 0 | 1.027 | Cogen | -1 | 0.26104 | 0 | 0 |  |  |  |  | -0.26104 | 0 |  |  |  |  | 0 | 0
48730 | MNS_GT | 1 | Houston | YES | -0.007687 | 43 | 0 | 46.1 |  | 1.029 | Cogen | -1 | 0.26172 | 0 | 0 |  |  |  |  | -0.26172 | 0 |  |  |  |  | 0 | 0
48926 | WAP_GN6_6 | 6 | Houston | YES | -0.007733 | 651 | 280 | 651 |  | 1.035 | LIGCO | -1 | 0.26177 | 0 | 651 |  |  |  |  | -0.26177 | 0 |  |  |  |  | 0 | 0
48927 | WAP_GN7_7 | 7 | Houston | YES | -0.007733 | 564 | 277 | 564 |  | 1.035 | LIGCO | -1 | 0.26177 | 0 | 564 |  |  |  |  | -0.26177 | 0 |  |  |  |  | 0 | 0
48928 | WAP_GN8_8 | 8 | Houston | YES | -0.007733 | 603 | 275 | 603 |  | 1.035 | LIGCO | -1 | 0.26177 | 0 | 603 |  |  |  |  | -0.26177 | 0 |  |  |  |  | 0 | 0
48523 | BVE_ST1_GN1 | 3 | Houston | YES | -0.007738 | 252.4 | 0 | 252.4 |  | 1.035 | CC | -1 | 0.26177 | 252.4 | 252.4 |  |  |  |  | -0.26177 | -66.0718 |  |  |  |  | 0 | 0
48521 | BVE_GT1_GT1 | 1 | Houston | YES | -0.007738 | 167.7 | 0 | 167.7 |  | 1.035 | CC | -1 | 0.26177 | 167.7 | 167.7 |  |  |  |  | -0.26177 | -43.8995 |  |  |  |  | 0 | 0
48522 | BVE_GT2_5035 | 2 | Houston | YES | -0.007738 | 166.4 | 0 | 166.4 |  | 1.035 | CC | -1 | 0.26177 | 166.4 | 166.4 |  |  |  |  | -0.26177 | -43.5592 |  |  |  |  | 0 | 0
48510 | AK_GT1__8040 | 1 | Houston | YES | -0.00779 | 33.4 | 8.1 | 34 |  | 1.029 | Cogen | -1 | 0.26183 | 0 | 0 |  |  |  |  | -0.26183 | 0 |  |  |  |  | 0 | 0
48924 | WAP_GN4_4 | 4 | Houston | YES | -0.007865 | 546 | 217 | 546 | 0 | 1.0362 | GSC | -1 | 0.2619 | 546 | 546 |  |  |  |  | -0.2619 | -142.998 |  |  |  |  | 0 | 0
48923 | WAP_GN3_3 | 3 | Houston | YES | -0.007865 | 198.4 | 93 | 248 | 0 | 1.0362 | GST | -1 | 0.2619 | 248 | 248 |  |  |  |  | -0.2619 | -64.9515 |  |  |  |  | 0 | 0
48921 | WAP_GN1_1 | 1 | Houston | YES | -0.007865 | 132.8 | 37 | 166 | 0 | 1.0362 | GST | -1 | 0.2619 | 166 | 166 |  |  |  |  | -0.2619 | -43.4756 |  |  |  |  | 0 | 0
48922 | WAP_GN2_2 | 2 | Houston | YES | -0.007865 | 132.8 | 37 | 166 | 0 | 1.0362 | GST | -1 | 0.2619 | 166 | 166 |  |  |  |  | -0.2619 | -43.4756 |  |  |  |  | 0 | 0
48929 | WAPGT21_GT1 | B1 | Houston | YES | -0.007865 | 0 | 0 | 13 |  | 1.05 | GGT | -1 | 0.2619 | 13 | 13 |  |  |  |  | -0.2619 | -3.4047 |  |  |  |  | 0 | 0
48925 | WAP_GN5_5 | 5 | Houston | YES | -0.007865 | 626.3 | 278 | 654 | 0 | 0.985 | LIGCO | -1 | 0.2619 | 0 | 654 |  |  |  |  | -0.2619 | 0 |  |  |  |  | 0 | 0
38580 | TNBP_CGN1_8 | 1 | Houston | YES | -0.008243 | 70.8 | 0 | 70.8 | 0 | 1.005 | Cogen | -1 | 0.26228 | 0 | 0 |  |  |  |  | -0.26228 | 0 |  |  |  |  | 0 | 0
38590 | TNBP_CGN2_8 | 2 | Houston | YES | -0.008243 | 66.7 | 0 | 66.7 | 0 | 1.005 | Cogen | -1 | 0.26228 | 0 | 0 |  |  |  |  | -0.26228 | 0 |  |  |  |  | 0 | 0
38600 | TNBP_CGN3_8 | 5 | Houston | YES | -0.008243 | 53 | 0 | 53 | 0 | 1.005 | Cogen | -1 | 0.26228 | 0 | 0 |  |  |  |  | -0.26228 | 0 |  |  |  |  | 0 | 0
38611 | TNBPAMCG1_8 | 1 | Houston | YES | -0.008243 | 153.2 | 0 | 153.2 | 0 | 1.005 | Cogen | -1 | 0.26228 | 0 | 0 |  |  |  |  | -0.26228 | 0 |  |  |  |  | 0 | 0
38612 | TNBPAMCG2_8 | 2 | Houston | YES | -0.008243 | 153.5 | 0 | 153.5 | 0 | 1.005 | Cogen | -1 | 0.26228 | 0 | 0 |  |  |  |  | -0.26228 | 0 |  |  |  |  | 0 | 0
38613 | TNBPAMCG3_8 | 3 | Houston | YES | -0.008243 | 152.3 | 0 | 152.3 | 0 | 1.005 | Cogen | -1 | 0.26228 | 0 | 0 |  |  |  |  | -0.26228 | 0 |  |  |  |  | 0 | 0
38614 | TNBPAMCG4_8 | 4 | Houston | YES | -0.008243 | 96 | 0 | 96 |  | 1.005 | Cogen | -1 | 0.26228 | 0 | 0 |  |  |  |  | -0.26228 | 0 |  |  |  |  | 0 | 0
38615 | TNBPAMCG5_8 | 1 | Houston | YES | -0.008243 | 244 | 0 | 244 | 0 | 1.005 | Cogen | -1 | 0.26228 | 0 | 0 |  |  |  |  | -0.26228 | 0 |  |  |  |  | 0 | 0
38690 | TNBP_CGN4_8 | 3 | Houston | YES | -0.008243 | 40 | 0 | 40 |  | 1.005 | Cogen | -1 | 0.26228 | 0 | 0 |  |  |  |  | -0.26228 | 0 |  |  |  |  | 0 | 0
38711 | TNTXCTY1CG8 | 1 | Houston | YES | -0.008243 | 100.3 | 59 | 100.3 | 0 | 1 | Cogen | -1 | 0.26228 | 0 | 0 |  |  |  |  | -0.26228 | 0 |  |  |  |  | 0 | 0
38712 | TNTXCTY2CG8 | 1 | Houston | YES | -0.008243 | 92.9 | 59 | 92.9 | 0 | 1 | Cogen | -1 | 0.26228 | 0 | 0 |  |  |  |  | -0.26228 | 0 |  |  |  |  | 0 | 0
38713 | TNTXCTY3CG8 | 1 | Houston | YES | -0.008243 | 102.7 | 59 | 102.7 | 0 | 1 | Cogen | -1 | 0.26228 | 0 | 0 |  |  |  |  | -0.26228 | 0 |  |  |  |  | 0 | 0
38714 | TNTXCTY4CG8 | 1 | Houston | YES | -0.008243 | 103 | 59 | 103 | 0 | 1 | Cogen | -1 | 0.26228 | 0 | 0 |  |  |  |  | -0.26228 | 0 |  |  |  |  | 0 | 0
39470 | TNDOWCGNSG8 | 1 | Houston | YES | -0.008243 | 32 | 10 | 32 | 0 | 0.985 | Cogen | -1 | 0.26228 | 0 | 0 |  |  |  |  | -0.26228 | 0 |  |  |  |  | 0 | 0
39480 | TNDOWCGNGG8 | 1 | Houston | YES | -0.008243 | 30 | 10 | 30 | 0 | 0.985 | Cogen | -1 | 0.26228 | 0 | 0 |  |  |  |  | -0.26228 | 0 |  |  |  |  | 0 | 0
48772 | PHR_GN2_2 | MB | Houston | YES | -0.008425 | 0 | 72 | 459 |  | 1.0362 | GSC | -1 | 0.26246 | 0 | 0 |  |  |  |  | -0.26246 | 0 |  |  |  |  | 0 | 0
48561 | CTL_GT2_8130 | 1 | Houston | YES | -0.008554 | 73.5 | 30.3 | 91.9 |  | 1.0362 | Cogen | -1 | 0.26259 | 0 | 0 |  |  |  |  | -0.26259 | 0 |  |  |  |  | 0 | 0
48562 | CTL_GT3_8135 | 2 | Houston | YES | -0.008554 | 70.1 | 30.3 | 87.6 |  | 1.0362 | Cogen | -1 | 0.26259 | 0 | 0 |  |  |  |  | -0.26259 | 0 |  |  |  |  | 0 | 0
48563 | CTL_GT4_8140 | 3 | Houston | YES | -0.008554 | 69.6 | 30.3 | 87 |  | 1.0362 | Cogen | -1 | 0.26259 | 0 | 0 |  |  |  |  | -0.26259 | 0 |  |  |  |  | 0 | 0
48564 | CTL_GN1_8145 | 4 | Houston | YES | -0.008554 | 43.6 | 12.9 | 54.5 |  | 1.0362 | Cogen | -1 | 0.26259 | 0 | 0 |  |  |  |  | -0.26259 | 0 |  |  |  |  | 0 | 0
48565 | CTL_GN2_8155 | 5 | Houston | YES | -0.008554 | 9.8 | 3.4 | 12.2 |  | 1.0362 | Cogen | -1 | 0.26259 | 0 | 0 |  |  |  |  | -0.26259 | 0 |  |  |  |  | 0 | 0
48531 | BYU_GT1_8075 | 1 | Houston | YES | -0.008602 | 65 | 0 | 65 |  | 1.0362 | Cogen | -1 | 0.26264 | 0 | 0 |  |  |  |  | -0.26264 | 0 |  |  |  |  | 0 | 0
48532 | BYU_GT2_8055 | 2 | Houston | YES | -0.008602 | 62 | 0 | 62 |  | 1.0362 | Cogen | -1 | 0.26264 | 0 | 0 |  |  |  |  | -0.26264 | 0 |  |  |  |  | 0 | 0
48533 | BYU_GT3_8060 | 3 | Houston | YES | -0.008602 | 67 | 0 | 67 |  | 1.0362 | Cogen | -1 | 0.26264 | 0 | 0 |  |  |  |  | -0.26264 | 0 |  |  |  |  | 0 | 0
48534 | BYU_GT4_8065 | 4 | Houston | YES | -0.008602 | 65 | 0 | 65 |  | 1.0362 | Cogen | -1 | 0.26264 | 0 | 0 |  |  |  |  | -0.26264 | 0 |  |  |  |  | 0 | 0
48693 | GBY_83841065 | E | Houston | YES | -0.008676 | 45.6 | 20 | 57 | 0 | 1.0362 | GGT | -1 | 0.26271 | 57 | 57 |  |  |  |  | -0.26271 | -14.9746 |  |  |  |  | 0 | 0
48692 | GBY_81821075 | D | Houston | YES | -0.008676 | 44 | 20 | 55 | 0 | 1.0362 | GGT | -1 | 0.26271 | 55 | 55 |  |  |  |  | -0.26271 | -14.4492 |  |  |  |  | 0 | 0
48693 | GBY_83841065 | F | Houston | YES | -0.008676 | 43.2 | 20 | 54 | 0 | 1.0362 | GGT | -1 | 0.26271 | 54 | 54 |  |  |  |  | -0.26271 | -14.1865 |  |  |  |  | 0 | 0
48691 | GBY_73741085 | B | Houston | YES | -0.008676 | 37.6 | 20 | 47 | 0 | 1.0362 | GGT | -1 | 0.26271 | 47 | 47 |  |  |  |  | -0.26271 | -12.3475 |  |  |  |  | 0 | 0
48691 | GBY_73741085 | A | Houston | YES | -0.008676 | 37.6 | 20 | 47 | 0 | 1.0362 | GGT | -1 | 0.26271 | 47 | 47 |  |  |  |  | -0.26271 | -12.3475 |  |  |  |  | 0 | 0
48692 | GBY_81821075 | C | Houston | YES | -0.008676 | 37.6 | 20 | 47 | 0 | 1.0362 | GGT | -1 | 0.26271 | 47 | 47 |  |  |  |  | -0.26271 | -12.3475 |  |  |  |  | 0 | 0
48841 | SJS_GT1_GT1 | 1 | Houston | YES | -0.008693 | 62.4 | 49 | 78 | 0 | 1.0362 | Cogen | -1 | 0.26273 | 0 | 0 |  |  |  |  | -0.26273 | 0 |  |  |  |  | 0 | 0
48842 | SJS_GT2_GT2 | 2 | Houston | YES | -0.008693 | 64.8 | 49 | 81 | 0 | 1.0362 | Cogen | -1 | 0.26273 | 0 | 0 |  |  |  |  | -0.26273 | 0 |  |  |  |  | 0 | 0
48645 | DPEC_ST55065 | 5 | Houston | YES | -0.008712 | 282 | 0 | 282 | 0 | 1.0319 | CC | -1 | 0.26275 | 282 | 282 |  |  |  |  | -0.26275 | -74.095 |  |  |  |  | 0 | 0
48641 | DPEC_GT15040 | 1 | Houston | YES | -0.008712 | 163.2 | 98 | 163.2 | 0 | 1.0319 | CC | -1 | 0.26275 | 163.2 | 163.2 |  |  |  |  | -0.26275 | -42.8805 |  |  |  |  | 0 | 0
48643 | DPEC_GT35010 | 3 | Houston | YES | -0.008712 | 157.5 | 98 | 157.5 | 0 | 1.0319 | CC | -1 | 0.26275 | 157.5 | 157.5 |  |  |  |  | -0.26275 | -41.3828 |  |  |  |  | 0 | 0
48642 | DPEC_GT25025 | 2 | Houston | YES | -0.008712 | 157.1 | 98 | 157.1 | 0 | 1.0319 | CC | -1 | 0.26275 | 157.1 | 157.1 |  |  |  |  | -0.26275 | -41.2777 |  |  |  |  | 0 | 0
48644 | DPEC_GT45070 | 4 | Houston | YES | -0.008712 | 157 | 98 | 157 | 0 | 1.0319 | CC | -1 | 0.26275 | 157 | 157 |  |  |  |  | -0.26275 | -41.2515 |  |  |  |  | 0 | 0
48761 | PR_GT1__9040 | 1 | Houston | YES | -0.008741 | 26 | 0 | 35 |  | 1 | Cogen | -1 | 0.26278 | 0 | 0 |  |  |  |  | -0.26278 | 0 |  |  |  |  | 0 | 0
48855 | SRB_GT211035 | B1 | Houston | YES | -0.008762 | 0 | 0 | 18 |  | 1.014 | GGT | -1 | 0.2628 | 18 | 18 |  |  |  |  | -0.2628 | -4.7304 |  |  |  |  | 0 | 0
48855 | SRB_GT211035 | B2 | Houston | YES | -0.008762 | 0 | 0 | 12 |  | 1.014 | GGT | -1 | 0.2628 | 12 | 12 |  |  |  |  | -0.2628 | -3.1536 |  |  |  |  | 0 | 0
48852 | SRB_GN2_2 | 2 | Houston | YES | -0.008764 | 140.8 | 26 | 176 | 0 | 1.0217 | GST | -1 | 0.2628 | 176 | 176 |  |  |  |  | -0.2628 | -46.2528 |  |  |  |  | 0 | 0
48851 | SRB_GN1_1 | 1 | Houston | YES | -0.008765 | 132 | 26 | 165 | 0 | 1.0217 | GST | -1 | 0.2628 | 165 | 165 |  |  |  |  | -0.2628 | -43.3622 |  |  |  |  | 0 | 0
48551 | CAL_GT1_8045 | 1 | Houston | YES | -0.008766 | 149 | 0 | 149 | 0 | 1.0326 | Cogen | -1 | 0.2628 | 0 | 0 |  |  |  |  | -0.2628 | 0 |  |  |  |  | 0 | 0
48552 | CAL_ST1_8000 | 2 | Houston | YES | -0.008766 | 65.1 | 0 | 65.1 | 0 | 1.0326 | Cogen | -1 | 0.2628 | 0 | 0 |  |  |  |  | -0.2628 | 0 |  |  |  |  | 0 | 0
48853 | SRB_GN3_3 | 3 | Houston | YES | -0.008771 | 170.4 | 35 | 213 |  | 1.0326 | GST | -1 | 0.26281 | 213 | 213 |  |  |  |  | -0.26281 | -55.9779 |  |  |  |  | 0 | 0
48845 | SOL_GT1 | 1 | Houston | YES | -0.008771 | 16.2 | 15.4 | 16.2 |  | 1.0326 | Solar | -1 | 0.26281 | 16.2 | 16.2 |  |  |  |  | -0.26281 | -4.2575 |  |  |  |  | 0 | 0
48611 | DIB_GT1_8080 | 1 | Houston | YES | -0.008772 | 64 | 0 | 64 | 0 | 1.0326 | Cogen | -1 | 0.26281 | 0 | 0 |  |  |  |  | -0.26281 | 0 |  |  |  |  | 0 | 0
48612 | DIB_GT2_8075 | 2 | Houston | YES | -0.008772 | 63.2 | 0 | 63.2 | 0 | 1.0326 | Cogen | -1 | 0.26281 | 0 | 0 |  |  |  |  | -0.26281 | 0 |  |  |  |  | 0 | 0
48613 | DIB_ST1_8085 | 3 | Houston | YES | -0.008772 | 67.9 | 30 | 82.6 | 0 | 1.0326 | Cogen | -1 | 0.26281 | 0 | 0 |  |  |  |  | -0.26281 | 0 |  |  |  |  | 0 | 0
48614 | DIB_GT3_8090 | 4 | Houston | YES | -0.008772 | 73.6 | 15 | 73.6 | 0 | 1.0326 | Cogen | -1 | 0.26281 | 0 | 0 |  |  |  |  | -0.26281 | 0 |  |  |  |  | 0 | 0
48854 | SRB_GN4_4 | 4 | Houston | YES | -0.008773 | 182.4 | 35 | 228 | 0 | 1.0326 | GST | -1 | 0.26281 | 228 | 228 |  |  |  |  | -0.26281 | -59.9205 |  |  |  |  | 0 | 0
48740 | PSG_GN2_8050 | 1 | Houston | YES | -0.008773 | 182 | 60 | 182 | 0 | 1.0326 | Cogen | -1 | 0.26281 | 0 | 0 |  |  |  |  | -0.26281 | 0 |  |  |  |  | 0 | 0
48741 | PSG_GT2_8040 | 1 | Houston | YES | -0.008773 | 158.6 | 50 | 158.6 | 0 | 1.0326 | Cogen | -1 | 0.26281 | 0 | 0 |  |  |  |  | -0.26281 | 0 |  |  |  |  | 0 | 0
48742 | PSG_GT3_8060 | 1 | Houston | YES | -0.008773 | 157 | 50 | 157 | 0 | 1.0326 | Cogen | -1 | 0.26281 | 0 | 0 |  |  |  |  | -0.26281 | 0 |  |  |  |  | 0 | 0
48820 | SHELLG1_3015 | 1 | Houston | YES | -0.008804 | 71 | 34.5 | 71 |  | 1.029 | Cogen | -1 | 0.26284 | 0 | 0 |  |  |  |  | -0.26284 | 0 |  |  |  |  | 0 | 0
48821 | SHELLG2 | 2 | Houston | YES | -0.008804 | 72 | 34.5 | 72 |  | 1.029 | Cogen | -1 | 0.26284 | 0 | 0 |  |  |  |  | -0.26284 | 0 |  |  |  |  | 0 | 0
48822 | SHELLG3_3020 | 2 | Houston | YES | -0.008804 | 30 | 0 | 30 |  | 1.029 | Cogen | -1 | 0.26284 | 0 | 0 |  |  |  |  | -0.26284 | 0 |  |  |  |  | 0 | 0
48822 | SHELLG3_3020 | 1 | Houston | YES | -0.008804 | 39 | 0 | 39 |  | 1.029 | Cogen | -1 | 0.26284 | 0 | 0 |  |  |  |  | -0.26284 | 0 |  |  |  |  | 0 | 0
48500 | APD_GT1_8005 | 1 | Houston | YES | -0.008853 | 137.6 | 54.6 | 137.6 | 0 | 1.0362 | Cogen | -1 | 0.26289 | 0 | 0 |  |  |  |  | -0.26289 | 0 |  |  |  |  | 0 | 0
48511 | LPE_GT1_8070 | 1 | Houston | YES | -0.008858 | 42 | 0 | 42 | 0 | 1.0362 | GGT | -1 | 0.26289 | 42 | 42 |  |  |  |  | -0.26289 | -11.0416 |  |  |  |  | 0 | 0
48512 | LPE_GT2_8075 | 2 | Houston | YES | -0.008858 | 42 | 0 | 42 | 0 | 1.0362 | GGT | -1 | 0.26289 | 42 | 42 |  |  |  |  | -0.26289 | -11.0416 |  |  |  |  | 0 | 0
48513 | LPE_GT3_8080 | 3 | Houston | YES | -0.008858 | 39 | 0 | 39 | 0 | 1.0362 | GGT | -1 | 0.26289 | 39 | 39 |  |  |  |  | -0.26289 | -10.2529 |  |  |  |  | 0 | 0
48514 | LPE_GT4_8085 | 4 | Houston | YES | -0.008858 | 39 | 0 | 39 | 0 | 1.0362 | GGT | -1 | 0.26289 | 39 | 39 |  |  |  |  | -0.26289 | -10.2529 |  |  |  |  | 0 | 0
48593 | CHE_GT1_8015 | 1 | Houston | YES | -0.008869 | 173 | 50 | 173 | 0 | 1.0362 | Cogen | -1 | 0.26291 | 0 | 0 |  |  |  |  | -0.26291 | 0 |  |  |  |  | 0 | 0
48594 | CHE_GN4_8025 | 4 | Houston | YES | -0.008869 | 142 | 60 | 142 | 0 | 1.0362 | Cogen | -1 | 0.26291 | 0 | 0 |  |  |  |  | -0.26291 | 0 |  |  |  |  | 0 | 0
48874 | THW_ST4_ST_4 | 4 | Houston | YES | -0.008942 | 108 | 19 | 108 | 0 | 1.0435 | CC | -1 | 0.26298 | 108 | 108 |  |  |  |  | -0.26298 | -28.4016 |  |  |  |  | 0 | 0
48873 | THW_ST3_ST_3 | 3 | Houston | YES | -0.008942 | 107 | 19 | 107 | 0 | 1.0435 | CC | -1 | 0.26298 | 107 | 107 |  |  |  |  | -0.26298 | -28.1387 |  |  |  |  | 0 | 0
48881 | THW_4344 | G | Houston | YES | -0.008942 | 58 | 5 | 58 | 0 | 1.0435 | CC | -1 | 0.26298 | 58 | 58 |  |  |  |  | -0.26298 | -15.2527 |  |  |  |  | 0 | 0
48881 | THW_4344 | H | Houston | YES | -0.008942 | 58 | 5 | 58 | 0 | 1.0435 | CC | -1 | 0.26298 | 58 | 58 |  |  |  |  | -0.26298 | -15.2527 |  |  |  |  | 0 | 0
48877 | THW_3334 | D | Houston | YES | -0.008942 | 57 | 5 | 57 | 0 | 1.0435 | CC | -1 | 0.26298 | 57 | 57 |  |  |  |  | -0.26298 | -14.9898 |  |  |  |  | 0 | 0
48879 | THW_4142 | E | Houston | YES | -0.008942 | 56 | 5 | 56 | 0 | 1.0435 | CC | -1 | 0.26298 | 56 | 56 |  |  |  |  | -0.26298 | -14.7268 |  |  |  |  | 0 | 0
48875 | THW_3132 | A | Houston | YES | -0.008942 | 55 | 5 | 55 | 0 | 1.0435 | CC | -1 | 0.26298 | 55 | 55 |  |  |  |  | -0.26298 | -14.4638 |  |  |  |  | 0 | 0
48877 | THW_3334 | C | Houston | YES | -0.008942 | 55 | 5 | 55 | 0 | 1.0435 | CC | -1 | 0.26298 | 55 | 55 |  |  |  |  | -0.26298 | -14.4638 |  |  |  |  | 0 | 0
48879 | THW_4142 | F | Houston | YES | -0.008942 | 55 | 5 | 55 | 0 | 1.0435 | CC | -1 | 0.26298 | 55 | 55 |  |  |  |  | -0.26298 | -14.4638 |  |  |  |  | 0 | 0
48875 | THW_3132 | B | Houston | YES | -0.008942 | 53 | 5 | 53 | 0 | 1.0435 | CC | -1 | 0.26298 | 53 | 53 |  |  |  |  | -0.26298 | -13.9378 |  |  |  |  | 0 | 0
48582 | CBY_GN2_2 | 2 | Houston | YES | -0.00898 | 596.8 | 110 | 746 | 0 | 1.0435 | GSC | -1 | 0.26302 | 746 | 746 |  |  |  |  | -0.26302 | -196.21 |  |  |  |  | 0 | 0
49803 | EXN_15GT | 1 | Houston | YES | -0.009015 | 33 | 8.3 | 34 |  | 1.0326 | Cogen | -1 | 0.26305 | 0 | 0 |  |  |  |  | -0.26305 | 0 |  |  |  |  | 0 | 0
49804 | EXN_16GT | 2 | Houston | YES | -0.009015 | 32 | 8.3 | 34.7 |  | 1.0326 | Cogen | -1 | 0.26305 | 0 | 0 |  |  |  |  | -0.26305 | 0 |  |  |  |  | 0 | 0
49805 | EXN_17GT | 3 | Houston | YES | -0.009015 | 31 | 8.3 | 32.7 |  | 1.0326 | Cogen | -1 | 0.26305 | 0 | 0 |  |  |  |  | -0.26305 | 0 |  |  |  |  | 0 | 0
49826 | EXN938GT | 5 | Houston | YES | -0.009015 | 43 | 9.2 | 45.9 |  | 1.0326 | Cogen | -1 | 0.26305 | 0 | 0 |  |  |  |  | -0.26305 | 0 |  |  |  |  | 0 | 0
49828 | EXN941GT | 10 | Houston | YES | -0.009015 | 17.7 | 5.4 | 17.7 | 0 | 1.0326 | Cogen | -1 | 0.26305 | 0 | 0 |  |  |  |  | -0.26305 | 0 |  |  |  |  | 0 | 0
49829 | EXN942GT | 11 | Houston | YES | -0.009015 | 20 | 5.4 | 20.4 | 0 | 1.0326 | Cogen | -1 | 0.26305 | 0 | 0 |  |  |  |  | -0.26305 | 0 |  |  |  |  | 0 | 0
49830 | EXN943GT | 12 | Houston | YES | -0.009015 | 19 | 5.4 | 19.9 | 0 | 1.0326 | Cogen | -1 | 0.26305 | 0 | 0 |  |  |  |  | -0.26305 | 0 |  |  |  |  | 0 | 0
49831 | EXN944GT | 13 | Houston | YES | -0.009015 | 33 | 5.4 | 35 | 0 | 1.0326 | Cogen | -1 | 0.26305 | 0 | 0 |  |  |  |  | -0.26305 | 0 |  |  |  |  | 0 | 0
49832 | EXN945GT | 9 | Houston | YES | -0.009015 | 18.5 | 9.2 | 18.5 |  | 1.0326 | Cogen | -1 | 0.26305 | 0 | 0 |  |  |  |  | -0.26305 | 0 |  |  |  |  | 0 | 0
49837 | EXN_GT | 4 | Houston | YES | -0.009015 | 81 | 21.3 | 85.4 |  | 1.0326 | Cogen | -1 | 0.26305 | 0 | 0 |  |  |  |  | -0.26305 | 0 |  |  |  |  | 0 | 0
49838 | EXN_14GT | 14 | Houston | YES | -0.009015 | 140 | 0 | 148 |  | 1.0326 | Cogen | -1 | 0.26305 | 0 | 0 |  |  |  |  | -0.26305 | 0 |  |  |  |  | 0 | 0
48883 | THW_GT1_GT_1 | B2 | Houston | YES | -0.009018 | 0 | 0 | 12 |  | 1.043 | GGT | -1 | 0.26305 | 12 | 12 |  |  |  |  | -0.26305 | -3.1566 |  |  |  |  | 0 | 0
48581 | CBY_GN1_1 | 1 | Houston | YES | -0.00905 | 595.2 | 108 | 744 | 0 | 1.0435 | GSC | -1 | 0.26309 | 744 | 744 |  |  |  |  | -0.26309 | -195.7361 |  |  |  |  | 0 | 0
48651 | EP_1_2 | 1 | Houston | YES | -0.00905 | 4 | 0 | 5 | 0 | 1.0362 | Cogen | -1 | 0.26309 | 0 | 0 |  |  |  |  | -0.26309 | 0 |  |  |  |  | 0 | 0
48651 | EP_1_2 | 2 | Houston | YES | -0.00905 | 17.7 | 10 | 21 | 0 | 1.0362 | Cogen | -1 | 0.26309 | 0 | 0 |  |  |  |  | -0.26309 | 0 |  |  |  |  | 0 | 0
48940 | WARVUE_GT1 | G1 | Houston | YES | -0.00905 | 15 | 0 | 15 |  | 1.021 | Cogen | -1 | 0.26309 | 0 | 0 |  |  |  |  | -0.26309 | 0 |  |  |  |  | 0 | 0
48791 | PSA_GT1_8160 | 1 | Houston | YES | -0.009055 | 52 | 20.8 | 65 | 0 | 1.0362 | Cogen | -1 | 0.26309 | 0 | 0 |  |  |  |  | -0.26309 | 0 |  |  |  |  | 0 | 0
48792 | PSA_GT2_8155 | 2 | Houston | YES | -0.009055 | 52.8 | 20.3 | 66 | 0 | 1.0362 | Cogen | -1 | 0.26309 | 0 | 0 |  |  |  |  | -0.26309 | 0 |  |  |  |  | 0 | 0
48793 | PSA_GT3_8150 | 3 | Houston | YES | -0.009055 | 56 | 20.3 | 70 | 0 | 1.0362 | Cogen | -1 | 0.26309 | 0 | 0 |  |  |  |  | -0.26309 | 0 |  |  |  |  | 0 | 0
48794 | PSA_GT4_8145 | 4 | Houston | YES | -0.009055 | 52.8 | 20.3 | 66 | 0 | 1.0362 | Cogen | -1 | 0.26309 | 0 | 0 |  |  |  |  | -0.26309 | 0 |  |  |  |  | 0 | 0
48795 | PSA_GT5_8140 | 5 | Houston | YES | -0.009055 | 51.2 | 20.3 | 64 | 0 | 1.0362 | Cogen | -1 | 0.26309 | 0 | 0 |  |  |  |  | -0.26309 | 0 |  |  |  |  | 0 | 0
48796 | PSA_GN1_8165 | 1 | Houston | YES | -0.009055 | 83.2 | 43.1 | 104 | 0 | 1.0362 | Cogen | -1 | 0.26309 | 0 | 0 |  |  |  |  | -0.26309 | 0 |  |  |  |  | 0 | 0
48797 | PSA_GT6_8135 | 6 | Houston | YES | -0.009055 | 47.2 | 34.5 | 59 | 0 | 1.0362 | Cogen | -1 | 0.26309 | 0 | 0 |  |  |  |  | -0.26309 | 0 |  |  |  |  | 0 | 0
48815 | CVC_GT4_8005 | 4 | Houston | YES | -0.009074 | 165 | 91.8 | 165 |  | 1.0362 | Cogen | -1 | 0.26311 | 0 | 0 |  |  |  |  | -0.26311 | 0 |  |  |  |  | 0 | 0
48583 | CBY_GT4_1 | 1 | Houston | YES | -0.009079 | 172 | 0 | 172 | 0 | 1.027 | GSC | -1 | 0.26312 | 172 | 172 |  |  |  |  | -0.26312 | -45.2558 |  |  |  |  | 0 | 0
48584 | CBY_GT4_2 | 2 | Houston | YES | -0.009079 | 172 | 0 | 172 | 0 | 1.027 | CC | -1 | 0.26312 | 172 | 172 |  |  |  |  | -0.26312 | -45.2558 |  |  |  |  | 0 | 0
48585 | CBY_ST4_1 | 3 | Houston | YES | -0.009079 | 172 | 0 | 172 | 0 | 1.027 | CC | -1 | 0.26312 | 172 | 172 |  |  |  |  | -0.26312 | -45.2558 |  |  |  |  | 0 | 0
48598 | BTE_ST1_8070 | 4 | Houston | YES | -0.009138 | 269.2 | 60 | 269.2 | 0 | 1.0261 | CC | -1 | 0.26317 | 269.2 | 269.2 |  |  |  |  | -0.26317 | -70.8465 |  |  |  |  | 0 | 0
48595 | BTE_GT2_8075 | 1 | Houston | YES | -0.009138 | 162.8 | 130 | 162.8 | 0 | 1.0261 | CC | -1 | 0.26317 | 162.8 | 162.8 |  |  |  |  | -0.26317 | -42.8447 |  |  |  |  | 0 | 0
48596 | BTE_GT3_8045 | 2 | Houston | YES | -0.009138 | 161.4 | 130 | 161.4 | 0 | 1.0261 | CC | -1 | 0.26317 | 161.4 | 161.4 |  |  |  |  | -0.26317 | -42.4763 |  |  |  |  | 0 | 0
48597 | BTE_GT4_8055 | 3 | Houston | YES | -0.009138 | 158.9 | 130 | 158.9 | 0 | 1.0261 | CC | -1 | 0.26317 | 158.9 | 158.9 |  |  |  |  | -0.26317 | -41.8184 |  |  |  |  | 0 | 0
48690 | GBY_GN5_5 | 5 | Houston | YES | -0.009163 | 318.4 | 81 | 398 |  | 1.0362 | GSC | -1 | 0.2632 | 398 | 398 |  |  |  |  | -0.2632 | -104.7532 |  |  |  |  | 0 | 0
48885 | THW_5152 | B | Houston | YES | -0.00919 | 47.2 | 5 | 59 |  | 1.0319 | GGT | -1 | 0.26323 | 59 | 59 |  |  |  |  | -0.26323 | -15.5303 |  |  |  |  | 0 | 0
48887 | THW_5556 | E | Houston | YES | -0.00919 | 47.2 | 5 | 59 |  | 1.0319 | GGT | -1 | 0.26323 | 59 | 59 |  |  |  |  | -0.26323 | -15.5303 |  |  |  |  | 0 | 0
48885 | THW_5152 | A | Houston | YES | -0.00919 | 46.4 | 5 | 58 |  | 1.0319 | GGT | -1 | 0.26323 | 58 | 58 |  |  |  |  | -0.26323 | -15.2671 |  |  |  |  | 0 | 0
48886 | THW_5354 | D | Houston | YES | -0.00919 | 46.4 | 5 | 58 |  | 1.0319 | GGT | -1 | 0.26323 | 58 | 58 |  |  |  |  | -0.26323 | -15.2671 |  |  |  |  | 0 | 0
48886 | THW_5354 | C | Houston | YES | -0.00919 | 45.6 | 5 | 57 |  | 1.0319 | GGT | -1 | 0.26323 | 57 | 57 |  |  |  |  | -0.26323 | -15.0039 |  |  |  |  | 0 | 0
48887 | THW_5556 | F | Houston | YES | -0.00919 | 45.6 | 5 | 57 |  | 1.0319 | GGT | -1 | 0.26323 | 57 | 57 |  |  |  |  | -0.26323 | -15.0039 |  |  |  |  | 0 | 0
48591 | CHE_GT2_5030 | 2 | Houston | YES | -0.009541 | 173 | 50 | 173 | 0 | 1.029 | Cogen | -1 | 0.26358 | 0 | 0 |  |  |  |  | -0.26358 | 0 |  |  |  |  | 0 | 0
48811 | CVC_GT3_5045 | 3 | Houston | YES | -0.009541 | 156 | 91.8 | 156 | 0 | 1.029 | Cogen | -1 | 0.26358 | 0 | 0 |  |  |  |  | -0.26358 | 0 |  |  |  |  | 0 | 0
48812 | CVC_GT2_5020 | 2 | Houston | YES | -0.009541 | 158 | 91.8 | 158 | 0 | 1.029 | Cogen | -1 | 0.26358 | 0 | 0 |  |  |  |  | -0.26358 | 0 |  |  |  |  | 0 | 0
48813 | CVC_GT1_5035 | 1 | Houston | YES | -0.009541 | 160 | 91.8 | 160 | 0 | 1.029 | Cogen | -1 | 0.26358 | 0 | 0 |  |  |  |  | -0.26358 | 0 |  |  |  |  | 0 | 0
48814 | CVC_ST5_5040 | 1 | Houston | YES | -0.009541 | 162 | 91.8 | 162 | 0 | 1.029 | Cogen | -1 | 0.26358 | 0 | 0 |  |  |  |  | -0.26358 | 0 |  |  |  |  | 0 | 0
251 | BOSQUESW803 | 2 | North | YES | -0.009733 | 150 | 0 | 150 | 0 | 1.032 | CC | -1 | 0.26377 | 150 | 150 |  |  | -1.46 | 150 | -0.26377 | -39.5654 |  |  |  |  | 0 | 0
253 | BOSQUESW804 | 2 | North | YES | -0.009733 | 80 | 0 | 80 | 0 | 1.032 | CC | -1 | 0.26377 | 80 | 80 |  |  | -0.77864 | 80 | -0.26377 | -21.1015 |  |  |  |  | 0 | 0
244 | WHITNYDM01 | 1 | North | YES | -0.01033 | 15 | 0 | 15 | 0 | 1.035 | Hydro | -1 | 0.26437 | 0 | 0 |  |  | 0 | 0 | -0.26437 | 0 |  |  |  |  | 0 | 0
245 | WHITNYDM02 | 2 | North | YES | -0.01033 | 15 | 0 | 15 | 0 | 1.035 | Hydro | -1 | 0.26437 | 0 | 0 |  |  | 0 | 0 | -0.26437 | 0 |  |  |  |  | 0 | 0
1898 | COMCHEPK_1G | 1 | North | YES | -0.011281 | 1217 | 1150 | 1217 | 0 | 1.032 | Nuc | -1 | 0.26532 | 0 | 0 |  |  | 0 | 0 | -0.26532 | 0 |  |  |  |  | 0 | 0
1899 | COMCHEPK_2G | 2 | North | YES | -0.011281 | 1159 | 1128 | 1159 | 0 | 1.032 | Nuc | -1 | 0.26532 | 0 | 0 |  |  | 0 | 0 | -0.26532 | 0 |  |  |  |  | 0 | 0
238 | BOSQUESW505 | 1 | North | YES | -0.011811 | 255 | 0 | 255 | 0 | 1.02 | CC | -1 | 0.26585 | 255 | 255 |  |  | -3.0118 | 255 | -0.26585 | -67.791 |  |  |  |  | 0 | 0
247 | BOSQUESW501 | 2 | North | YES | -0.011811 | 124.8 | 0 | 156 | 0 | 1.02 | GGT | -1 | 0.26585 | 156 | 156 |  |  | -1.8425 | 156 | -0.26585 | -41.4721 |  |  |  |  | 0 | 0
239 | BOSQUESW502 | 1 | North | YES | -0.011811 | 119.2 | 0 | 149 | 0 | 1.02 | GGT | -1 | 0.26585 | 149 | 149 |  |  | -1.7598 | 149 | -0.26585 | -39.6112 |  |  |  |  | 0 | 0
344 | MRSSHPRD | 1 | North | YES | -0.011951 | 0 | 0 | 12 |  | 1.03 | Hydro | -1 | 0.26599 | 0 | 0 |  |  | 0 | 0 | -0.26599 | 0 |  |  |  |  | 0 | 0
345 | MRSSHPRD01 | 2 | North | YES | -0.011951 | 0 | 0 | 12 |  | 1.03 | Hydro | -1 | 0.26599 | 0 | 0 |  |  | 0 | 0 | -0.26599 | 0 |  |  |  |  | 0 | 0
3417 | LAKE_CRK2_G | 2 | North | YES | -0.012306 | 177.6 | 40 | 222 | 0 | 1.029 | GST | -1 | 0.26634 | 222 | 222 |  |  | -2.7319 | 222 | -0.26634 | -59.1279 |  |  |  |  | 0 | 0
3416 | LAKE_CRK1_G | 1 | North | YES | -0.012306 | 60 | 33 | 75 |  | 1.029 | GST | -1 | 0.26634 | 75 | 75 |  |  | -0.92295 | 75 | -0.26634 | -19.9757 |  |  |  |  | 0 | 0
48674 | FTR_CN4_5095 | 4 | North | YES | -0.012692 | 380 | 0 | 380 | 0 | 1.0319 | CC | -1 | 0.26673 | 380 | 380 |  |  | -4.823 | 380 | -0.26673 | -101.3567 |  |  |  |  | 0 | 0
48672 | FTR_GT2_5110 | 2 | North | YES | -0.012692 | 159 | 0 | 159 | 0 | 1.0319 | CC | -1 | 0.26673 | 159 | 159 |  |  | -2.018 | 159 | -0.26673 | -42.4098 |  |  |  |  | 0 | 0
48673 | FTR_GT3_5085 | 3 | North | YES | -0.012692 | 158 | 0 | 158 | 0 | 1.0319 | CC | -1 | 0.26673 | 158 | 158 |  |  | -2.0053 | 158 | -0.26673 | -42.143 |  |  |  |  | 0 | 0
48671 | FTR_GT1_5105 | 1 | North | YES | -0.012692 | 154.2 | 0 | 154.2 | 0 | 1.0319 | CC | -1 | 0.26673 | 154.2 | 154.2 |  |  | -1.9571 | 154.2 | -0.26673 | -41.1295 |  |  |  |  | 0 | 0
1879 | WLFHOLW_3G | 3 | North | YES | -0.012857 | 272.4 | 89.2 | 272.4 | 0 | 1.032 | CC | -1 | 0.26689 | 272.4 | 272.4 |  |  | -3.5022 | 272.4 | -0.26689 | -72.7017 |  |  |  |  | 0 | 0
1877 | WLFHOLW_1G | 1 | North | YES | -0.012857 | 217.3 | 89.2 | 217.3 | 0 | 1.032 | CC | -1 | 0.26689 | 217.3 | 217.3 |  |  | -2.7938 | 217.3 | -0.26689 | -57.9959 |  |  |  |  | 0 | 0
1878 | WLFHOLW_2G | 2 | North | YES | -0.012857 | 215.7 | 105 | 215.7 | 0 | 1.032 | CC | -1 | 0.26689 | 215.7 | 215.7 |  |  | -2.7733 | 215.7 | -0.26689 | -57.5688 |  |  |  |  | 0 | 0
32892 | BRYN_DNSBY14 | 1 | North | YES | -0.013216 | 84 | 25 | 105 | 0 | 1.035 | GST | -1 | 0.26725 | 105 | 105 |  |  | -1.3877 | 105 | -0.26725 | -28.0615 |  |  |  |  | 0 | 0
32883 | BRYN_DNSBY3 | 1 | North | YES | -0.013216 | 0 | 2 | 48 |  | 1.015 | GST | -1 | 0.26725 | 48 | 48 |  |  | -0.63437 | 48 | -0.26725 | -12.8281 |  |  |  |  | 0 | 0
32884 | BRYN_DNSBY13 | 1 | North | YES | -0.013216 | 46 | 2 | 46 | 0 | 1.015 | GST | -1 | 0.26725 | 46 | 46 |  |  | -0.60794 | 46 | -0.26725 | -12.2936 |  |  |  |  | 0 | 0
3404 | THOUSE_2G | 2 | North | YES | -0.013225 | 807 | 250 | 807 | 0 | 1.012 | GSC | -1 | 0.26726 | 807 | 807 |  |  | -10.6726 | 807 | -0.26726 | -215.6797 |  |  |  |  | 0 | 0
3403 | THOUSE_1G | 1 | North | YES | -0.013225 | 563 | 200 | 563 | 0 | 1.012 | GSC | -1 | 0.26726 | 563 | 563 |  |  | -7.4457 | 563 | -0.26726 | -150.468 |  |  |  |  | 0 | 0
32888 | BRYN_ATKINS7 | 1 | North | YES | -0.013278 | 13.6 | 4 | 17 |  | 1.028 | GGT | -1 | 0.26731 | 17 | 17 |  |  | -0.22573 | 17 | -0.26731 | -4.5443 |  |  |  |  | 0 | 0
32886 | BRYN_ATKINS3 | MB | North | YES | -0.013278 | 0 | 5 | 12 |  | 1 | GST | -1 | 0.26731 | 0 | 0 |  |  | 0 | 0 | -0.26731 | 0 |  |  |  |  | 0 | 0
32887 | BRYN_ATKINS6 | MB | North | YES | -0.013278 | 0 | 12 | 51 |  | 1.028 | GST | -1 | 0.26731 | 0 | 0 |  |  | 0 | 0 | -0.26731 | 0 |  |  |  |  | 0 | 0
32890 | BRYN_ATKINS4 | MB | North | YES | -0.013278 | 0 | 5 | 22 |  | 1.031 | GST | -1 | 0.26731 | 0 | 0 |  |  | 0 | 0 | -0.26731 | 0 |  |  |  |  | 0 | 0
32891 | BRYN_ATKINS5 | MB | North | YES | -0.013278 | 0 | 5 | 25 |  | 1.031 | GST | -1 | 0.26731 | 0 | 0 |  |  | 0 | 0 | -0.26731 | 0 |  |  |  |  | 0 | 0
32798 | BRYN_TAMUGEN | 1 | North | YES | -0.013303 | 32 | 0 | 32 |  | 1.02 | GST | -1 | 0.26734 | 32 | 32 |  |  | -0.4257 | 32 | -0.26734 | -8.5549 |  |  |  |  | 0 | 0
990 | GIBN_CREK_G1 | 1 | North | YES | -0.013347 | 463 | 200 | 463 | 0 | 1.0275 | LIGCO | -1 | 0.26738 | 0 | 463 |  |  | 0 | 0 | -0.26738 | 0 |  |  |  |  | 0 | 0
1892 | DECRDOVA_2G | A | North | YES | -0.014343 | 65 | 65 | 70 | 0 | 1.025 | GGT | -1 | 0.26838 | 70 | 70 |  |  | -1.004 | 70 | -0.26838 | -18.7865 |  |  |  |  | 0 | 0
1893 | DECRDOVA_3G | B | North | YES | -0.014343 | 65 | 65 | 69 | 0 | 1.025 | GGT | -1 | 0.26838 | 69 | 69 |  |  | -0.98967 | 69 | -0.26838 | -18.5182 |  |  |  |  | 0 | 0
1894 | DECRDOVA_4G | C | North | YES | -0.014343 | 65 | 65 | 69 | 0 | 1.025 | GGT | -1 | 0.26838 | 69 | 69 |  |  | -0.98967 | 69 | -0.26838 | -18.5182 |  |  |  |  | 0 | 0
1895 | DECRDOVA_5G | D | North | YES | -0.014343 | 65 | 65 | 68 | 0 | 1.025 | GGT | -1 | 0.26838 | 68 | 68 |  |  | -0.97532 | 68 | -0.26838 | -18.2498 |  |  |  |  | 0 | 0
366 | JNSNCNTY802 | 1 | North | YES | -0.014596 | 168 | 20 | 168 | 0 | 1.02 | Cogen | -1 | 0.26863 | 0 | 0 |  |  | 0 | 0 | -0.26863 | 0 |  |  |  |  | 0 | 0
367 | JNSNCNTY802 | 2 | North | YES | -0.014596 | 90 | 20 | 90 | 0 | 1.02 | Cogen | -1 | 0.26863 | 0 | 0 |  |  | 0 | 0 | -0.26863 | 0 |  |  |  |  | 0 | 0
39960 | TNTNPONE_18 | 1 | North | YES | -0.015477 | 152.3 | 30 | 152.3 |  | 1.04 | LIGCO | -1 | 0.26951 | 0 | 152.3 |  |  | 0 | 0 | -0.26951 | 0 |  |  |  |  | 0 | 0
39970 | TNTNPONE_28 | 1 | North | YES | -0.015477 | 153 | 30 | 153 |  | 1.04 | LIGCO | -1 | 0.26951 | 0 | 153 |  |  | 0 | 0 | -0.26951 | 0 |  |  |  |  | 0 | 0
48721 | LEG_1___1 | 1 | North | YES | -0.01633 | 827 | 357 | 827 | 0 | 1.0348 | LIGCO | -1 | 0.27037 | 0 | 827 |  |  | 0 | 0 | -0.27037 | 0 |  |  |  |  | 0 | 0
48722 | LEG_2___2 | 2 | North | YES | -0.01633 | 819 | 357 | 819 | 0 | 1.0348 | LIGCO | -1 | 0.27037 | 0 | 819 |  |  | 0 | 0 | -0.27037 | 0 |  |  |  |  | 0 | 0
1889 | DECRDOVA_1G | 1 | North | YES | -0.018512 | 779 | 255 | 779 | 0 | 1.02 | GSC | -1 | 0.27255 | 779 | 779 |  |  | -14.4208 | 779 | -0.27255 | -212.315 |  |  |  |  | 0 | 0
3381 | BBRN_1G | 1 | North | YES | -0.018705 | 618 | 225 | 618 | 0 | 1.03 | LIGCO | -1 | 0.27274 | 0 | 618 |  |  | 0 | 0 | -0.27274 | 0 |  |  |  |  | 0 | 0
3382 | BBRN_2G | 2 | North | YES | -0.018705 | 589 | 225 | 589 | 0 | 1.03 | LIGCO | -1 | 0.27274 | 0 | 589 |  |  | 0 | 0 | -0.27274 | 0 |  |  |  |  | 0 | 0
13133 | CALFREST_3G | 3 | North | YES | -0.019108 | 177.4 | 40 | 177.4 | 0 | 1.031 | CC | -1 | 0.27314 | 177.4 | 177.4 |  |  | -3.3898 | 177.4 | -0.27314 | -48.4558 |  |  |  |  | 0 | 0
13132 | CALFREST_2G | 2 | North | YES | -0.019108 | 151 | 57 | 151 | 0 | 1.031 | CC | -1 | 0.27314 | 151 | 151 |  |  | -2.8853 | 151 | -0.27314 | -41.2448 |  |  |  |  | 0 | 0
13131 | CALFREST_1G | 1 | North | YES | -0.019108 | 150.7 | 40 | 150.7 | 0 | 1.031 | CC | -1 | 0.27314 | 150.7 | 150.7 |  |  | -2.8796 | 150.7 | -0.27314 | -41.1628 |  |  |  |  | 0 | 0
505 | NTHTEXAS03 | 3 | North | YES | -0.019199 | 30.4 | 15 | 38 |  | 1.015 | GST | -1 | 0.27324 | 38 | 38 |  |  | -0.72956 | 38 | -0.27324 | -10.3829 |  |  |  |  | 0 | 0
503 | NTHTEXAS01 | 1 | North | YES | -0.019199 | 0 | 5 | 18 |  | 1.015 | GST | -1 | 0.27324 | 18 | 18 |  |  | -0.34558 | 18 | -0.27324 | -4.9182 |  |  |  |  | 0 | 0
504 | NTHTEXAS02 | 2 | North | YES | -0.019199 | 14.4 | 5 | 18 |  | 1.015 | GST | -1 | 0.27324 | 18 | 18 |  |  | -0.34558 | 18 | -0.27324 | -4.9182 |  |  |  |  | 0 | 0
13136 | CALFREST_6G | 6 | North | YES | -0.019202 | 177.5 | 40 | 177.5 | 0 | 1.031 | CC | -1 | 0.27324 | 177.5 | 177.5 |  |  | -3.4084 | 177.5 | -0.27324 | -48.4998 |  |  |  |  | 0 | 0
13135 | CALFREST_5G | 5 | North | YES | -0.019202 | 152.3 | 57 | 152.3 | 0 | 1.031 | CC | -1 | 0.27324 | 152.3 | 152.3 |  |  | -2.9245 | 152.3 | -0.27324 | -41.6142 |  |  |  |  | 0 | 0
13134 | CALFREST_4G | 4 | North | YES | -0.019202 | 151.5 | 40 | 151.5 | 0 | 1.031 | CC | -1 | 0.27324 | 151.5 | 151.5 |  |  | -2.9091 | 151.5 | -0.27324 | -41.3956 |  |  |  |  | 0 | 0
1938 | MDLTHELP_6G | 6 | North | YES | -0.020004 | 226 | 74 | 226 | 0 | 1 | CC | -1 | 0.27404 | 226 | 226 |  |  | -4.5209 | 226 | -0.27404 | -61.9331 |  |  |  |  | 0 | 0
1937 | MDLTHELP_5G | 5 | North | YES | -0.020004 | 224 | 74 | 224 | 0 | 1 | CC | -1 | 0.27404 | 224 | 224 |  |  | -4.4809 | 224 | -0.27404 | -61.385 |  |  |  |  | 0 | 0
1943 | MDLTHELP_3G | 3 | North | YES | -0.020004 | 212 | 74 | 212 | 0 | 1 | CC | -1 | 0.27404 | 212 | 212 |  |  | -4.2408 | 212 | -0.27404 | -58.0965 |  |  |  |  | 0 | 0
1944 | MDLTHELP_4G | 4 | North | YES | -0.020004 | 211 | 74 | 211 | 0 | 1 | CC | -1 | 0.27404 | 211 | 211 |  |  | -4.2208 | 211 | -0.27404 | -57.8225 |  |  |  |  | 0 | 0
1600 | BARTNWND_1G | 1 | North | YES | -0.020171 | 12 | 0 | 120 | 0 | 1.022 | Wind | -1 | 0.27421 | 0 | 120 |  |  | 0 | 0 | -0.27421 | 0 |  |  |  |  | 0 | 0
3126 | TRINIDAD_6G | 1 | North | YES | -0.020244 | 179.2 | 46 | 224 | 0 | 1 | GST | -1 | 0.27428 | 224 | 224 |  |  | -4.5347 | 224 | -0.27428 | -61.4387 |  |  |  |  | 0 | 0
12322 | ENNSTRAC_1G | 1 | North | YES | -0.020557 | 196 | 130 | 196 | 0 | 1.036 | CC | -1 | 0.27459 | 196 | 196 |  |  | -4.0292 | 196 | -0.27459 | -53.8202 |  |  |  |  | 0 | 0
12323 | ENNSTRAC_2G | 2 | North | YES | -0.020557 | 116 | 100 | 116 | 0 | 1.036 | CC | -1 | 0.27459 | 116 | 116 |  |  | -2.3846 | 116 | -0.27459 | -31.8528 |  |  |  |  | 0 | 0
1941 | MDLTHELP_1G | 1 | North | YES | -0.021155 | 216.4 | 74 | 216.4 | 0 | 1 | CC | -1 | 0.27519 | 216.4 | 216.4 |  |  | -4.5779 | 216.4 | -0.27519 | -59.5514 |  |  |  |  | 0 | 0
1942 | MDLTHELP_2G | 2 | North | YES | -0.021155 | 216.1 | 74 | 216.1 | 0 | 1 | CC | -1 | 0.27519 | 216.1 | 216.1 |  |  | -4.5716 | 216.1 | -0.27519 | -59.4688 |  |  |  |  | 0 | 0
3108 | STRYKER_2G | 2 | North | YES | -0.021253 | 484 | 75 | 484 | 0 | 1.029 | GST | -1 | 0.27529 | 484 | 484 |  |  | -10.2865 | 484 | -0.27529 | -133.2399 |  |  |  |  | 0 | 0
3107 | STRYKER_1G | 1 | North | YES | -0.021253 | 145.6 | 45 | 182 | 0 | 1.029 | GST | -1 | 0.27529 | 182 | 182 |  |  | -3.868 | 182 | -0.27529 | -50.1026 |  |  |  |  | 0 | 0
3309 | ASPN_G | 1 | North | YES | -0.021292 | 50 | 0 | 50 |  | 1 | Bio | -1 | 0.27533 | 50 | 50 |  |  | -1.0646 | 50 | -0.27533 | -13.7664 |  |  |  |  | 0 | 0
3348 | CHAMPION_1G | MB | North | YES | -0.021317 | 0 | 42 | 42 |  | 1 | Cogen | -1 | 0.27535 | 0 | 0 |  |  | 0 | 0 | -0.27535 | 0 |  |  |  |  | 0 | 0
13119 | TGATEWAY_4G | 4 | North | YES | -0.02153 | 399 | 65 | 399 | 0 | 1.0232 | CC | -1 | 0.27557 | 399 | 399 |  |  | -8.5905 | 399 | -0.27557 | -109.9509 |  |  |  |  | 0 | 0
13116 | TGATEWAY_1G | 1 | North | YES | -0.02153 | 151 | 30 | 151 | 0 | 1.0232 | CC | -1 | 0.27557 | 151 | 151 |  |  | -3.251 | 151 | -0.27557 | -41.6105 |  |  |  |  | 0 | 0
13118 | TGATEWAY_3G | 3 | North | YES | -0.02153 | 148 | 30 | 148 | 0 | 1.0232 | CC | -1 | 0.27557 | 148 | 148 |  |  | -3.1864 | 148 | -0.27557 | -40.7838 |  |  |  |  | 0 | 0
13117 | TGATEWAY_2G | 2 | North | YES | -0.02153 | 130 | 30 | 130 | 0 | 1.0232 | CC | -1 | 0.27557 | 130 | 130 |  |  | -2.7989 | 130 | -0.27557 | -35.8236 |  |  |  |  | 0 | 0
3097 | MARTLAKE_1G | 1 | North | YES | -0.02178 | 790 | 500 | 790 | 0 | 1.017 | LIGCO | -1 | 0.27582 | 0 | 790 |  |  | 0 | 0 | -0.27582 | 0 |  |  |  |  | 0 | 0
3098 | MARTLAKE_2G | 2 | North | YES | -0.02178 | 795 | 461 | 795 | 0 | 1.017 | LIGCO | -1 | 0.27582 | 0 | 795 |  |  | 0 | 0 | -0.27582 | 0 |  |  |  |  | 0 | 0
3099 | MARTLAKE_3G | 3 | North | YES | -0.02178 | 804 | 500 | 804 | 0 | 1.017 | LIGCO | -1 | 0.27582 | 0 | 804 |  |  | 0 | 0 | -0.27582 | 0 |  |  |  |  | 0 | 0
2417 | MTCK8_G | 8 | North | YES | -0.023062 | 444.8 | 60 | 556 | 0 | 1.022 | GSC | -1 | 0.2771 | 556 | 556 |  |  | -12.8225 | 556 | -0.2771 | -154.0665 |  |  |  |  | 0 | 0
2413 | MTCK6_G | 6 | North | YES | -0.023062 | 0 | 30 | 118 |  | 1.022 | GST | -1 | 0.2771 | 118 | 118 |  |  | -2.7213 | 118 | -0.2771 | -32.6976 |  |  |  |  | 0 | 0
2414 | MTCK7_G | 7 | North | YES | -0.023062 | 0 | 30 | 115 |  | 1.022 | GST | -1 | 0.2771 | 115 | 115 |  |  | -2.6521 | 115 | -0.2771 | -31.8663 |  |  |  |  | 0 | 0
12440 | PARKD_1SVC8 | 1 | North | YES | -0.023517 | 0 | 0 | 0 | 0 | 1.007 | GST | -1 | 0.27755 | 0 | 0 |  |  | 0 | 0 | -0.27755 | 0 |  |  |  |  | 0 | 0
12449 | PARKD_2SVC8 | 1 | North | YES | -0.023517 | 0 | 0 | 0 | 0 | 1.007 | GST | -1 | 0.27755 | 0 | 0 |  |  | 0 | 0 | -0.27755 | 0 |  |  |  |  | 0 | 0
12424 | FPLEFR2S_G | 4 | North | YES | -0.023633 | 415 | 191 | 415 | 0 | 1 | CC | -1 | 0.27767 | 415 | 415 |  |  | -9.8077 | 415 | -0.27767 | -115.2327 |  |  |  |  | 0 | 0
12414 | FPLEFR1S_G | 4 | North | YES | -0.023633 | 414 | 191 | 414 | 0 | 1 | CC | -1 | 0.27767 | 414 | 414 |  |  | -9.7841 | 414 | -0.27767 | -114.955 |  |  |  |  | 0 | 0
12412 | FPLEFR1B_G | 2 | North | YES | -0.023633 | 164 | 72 | 164 | 0 | 1 | CC | -1 | 0.27767 | 164 | 164 |  |  | -3.8758 | 164 | -0.27767 | -45.5377 |  |  |  |  | 0 | 0
12413 | FPLEFR1C_G | 3 | North | YES | -0.023633 | 164 | 72 | 164 | 0 | 1 | CC | -1 | 0.27767 | 164 | 164 |  |  | -3.8758 | 164 | -0.27767 | -45.5377 |  |  |  |  | 0 | 0
12423 | FPLEFR2C_G | 3 | North | YES | -0.023633 | 163 | 72 | 163 | 0 | 1 | CC | -1 | 0.27767 | 163 | 163 |  |  | -3.8522 | 163 | -0.27767 | -45.2601 |  |  |  |  | 0 | 0
12421 | FPLEFR2A_G | 1 | North | YES | -0.023633 | 162 | 72 | 162 | 0 | 1 | CC | -1 | 0.27767 | 162 | 162 |  |  | -3.8285 | 162 | -0.27767 | -44.9824 |  |  |  |  | 0 | 0
12411 | FPLEFR1A_G | 1 | North | YES | -0.023633 | 161 | 72 | 161 | 0 | 1 | CC | -1 | 0.27767 | 161 | 161 |  |  | -3.8049 | 161 | -0.27767 | -44.7047 |  |  |  |  | 0 | 0
12422 | FPLEFR2B_G | 2 | North | YES | -0.023633 | 161 | 72 | 161 | 0 | 1 | CC | -1 | 0.27767 | 161 | 161 |  |  | -3.8049 | 161 | -0.27767 | -44.7047 |  |  |  |  | 0 | 0
2452 | LKHB2_G | 2 | North | YES | -0.023749 | 516 | 80 | 516 | 0 | 1.022 | GST | -1 | 0.27779 | 516 | 516 |  |  | -12.2545 | 516 | -0.27779 | -143.3371 |  |  |  |  | 0 | 0
2451 | LKHB1_G | 1 | North | YES | -0.023749 | 0 | 80 | 391 |  | 1.022 | GST | -1 | 0.27779 | 391 | 391 |  |  | -9.2859 | 391 | -0.27779 | -108.614 |  |  |  |  | 0 | 0
948 | STEAM1 | 1 | North | YES | -0.024395 | 0 | 12 | 20 |  | 1.02 | GST | -1 | 0.27843 | 20 | 20 |  |  | -0.4879 | 20 | -0.27843 | -5.5686 |  |  |  |  | 0 | 0
950 | STEAM3 | 1 | North | YES | -0.024396 | 41 | 13 | 42 | 0 | 1.02 | GST | -1 | 0.27843 | 42 | 42 |  |  | -1.0246 | 42 | -0.27843 | -11.6941 |  |  |  |  | 0 | 0
949 | STEAM2 | 1 | North | YES | -0.024396 | 26 | 8 | 26 | 0 | 0.99 | GST | -1 | 0.27843 | 26 | 26 |  |  | -0.6343 | 26 | -0.27843 | -7.2392 |  |  |  |  | 0 | 0
837 | NEWMAN_G5 | 1 | North | YES | -0.024418 | 0 | 15 | 40 |  | 1.01 | GST | -1 | 0.27845 | 40 | 40 |  |  | -0.97672 | 40 | -0.27845 | -11.1382 |  |  |  |  | 0 | 0
844 | OLINGER_G3 | 1 | North | YES | -0.024528 | 103.9 | 45 | 150 | 0 | 1.03 | GST | -1 | 0.27856 | 150 | 150 |  |  | -3.6792 | 150 | -0.27856 | -41.7846 |  |  |  |  | 0 | 0
843 | OLINGER_G2 | 1 | North | YES | -0.024528 | 76.2 | 25 | 110 | 0 | 1.03 | GST | -1 | 0.27856 | 110 | 110 |  |  | -2.6981 | 110 | -0.27856 | -30.6421 |  |  |  |  | 0 | 0
842 | OLINGER_G1 | 1 | North | YES | -0.024528 | 55.4 | 20 | 79 | 0 | 1.03 | GST | -1 | 0.27856 | 79 | 79 |  |  | -1.9377 | 79 | -0.27856 | -22.0066 |  |  |  |  | 0 | 0
845 | OLINGER_G4 | 1 | North | YES | -0.024528 | 51.9 | 0 | 76 | 0 | 1.03 | GGT | -1 | 0.27856 | 76 | 76 |  |  | -1.8641 | 76 | -0.27856 | -21.1709 |  |  |  |  | 0 | 0
1948 | HANDLEY_4G | 4 | North | YES | -0.024892 | 348 | 150 | 435 | 0 | 1.022 | GST | -1 | 0.27893 | 435 | 435 |  |  | -10.828 | 435 | -0.27893 | -121.3337 |  |  |  |  | 0 | 0
1949 | HANDLEY_5G | 5 | North | YES | -0.024946 | 348 | 150 | 435 | 0 | 1.022 | GST | -1 | 0.27898 | 435 | 435 |  |  | -10.8515 | 435 | -0.27898 | -121.3572 |  |  |  |  | 0 | 0
1947 | HANDLEY_3G | 3 | North | YES | -0.024946 | 316 | 100 | 395 | 0 | 1.022 | GST | -1 | 0.27898 | 395 | 395 |  |  | -9.8537 | 395 | -0.27898 | -110.1979 |  |  |  |  | 0 | 0
1701 | MOSES_1G | 1 | North | YES | -0.025047 | 558 | 175 | 558 | 0 | 1.023 | LIGCO | -1 | 0.27908 | 0 | 558 |  |  | 0 | 0 | -0.27908 | 0 |  |  |  |  | 0 | 0
1702 | MOSES_2G | 2 | North | YES | -0.025047 | 579 | 175 | 579 | 0 | 1.023 | LIGCO | -1 | 0.27908 | 0 | 579 |  |  | 0 | 0 | -0.27908 | 0 |  |  |  |  | 0 | 0
1703 | MOSES_3G | 3 | North | YES | -0.025047 | 808 | 463 | 808 | 0 | 1.023 | LIGCO | -1 | 0.27908 | 0 | 808 |  |  | 0 | 0 | -0.27908 | 0 |  |  |  |  | 0 | 0
5925 | DCEAST | EQ | North | YES | -0.025047 | 400.3 | -600 | 600 | 0 | 1.025 | DCTie | -1 | 0.27908 | 0 | 0 |  |  | 0 | 0 | -0.27908 | 0 |  |  |  |  | 0 | 0
1675 | PEC_1G | 1 | North | YES | -0.025225 | 76.7 | 35 | 76.7 | 0 | 1.022 | Cogen | -1 | 0.27926 | 0 | 0 |  |  | 0 | 0 | -0.27926 | 0 |  |  |  |  | 0 | 0
1676 | PEC_2G | 2 | North | YES | -0.025225 | 79.6 | 35 | 79.6 | 0 | 1.022 | Cogen | -1 | 0.27926 | 0 | 0 |  |  | 0 | 0 | -0.27926 | 0 |  |  |  |  | 0 | 0
1677 | PEC_3G | 3 | North | YES | -0.025225 | 88.4 | 35 | 88.4 | 0 | 1.022 | Cogen | -1 | 0.27926 | 0 | 0 |  |  | 0 | 0 | -0.27926 | 0 |  |  |  |  | 0 | 0
1683 | LAMARPWR_6G | 6 | North | YES | -0.025282 | 198 | 129.1 | 198 | 0 | 1.038 | CC | -1 | 0.27932 | 198 | 198 |  |  | -5.0058 | 198 | -0.27932 | -55.305 |  |  |  |  | 0 | 0
1680 | LAMARPWR_3G | 3 | North | YES | -0.025282 | 196 | 129.1 | 196 | 0 | 1.038 | CC | -1 | 0.27932 | 196 | 196 |  |  | -4.9553 | 196 | -0.27932 | -54.7463 |  |  |  |  | 0 | 0
1678 | LAMARPWR_1G | 1 | North | YES | -0.025282 | 160 | 67.7 | 160 | 0 | 1.038 | CC | -1 | 0.27932 | 160 | 160 |  |  | -4.0451 | 160 | -0.27932 | -44.6909 |  |  |  |  | 0 | 0
1682 | LAMARPWR_5G | 5 | North | YES | -0.025282 | 157 | 67.7 | 157 | 0 | 1.038 | CC | -1 | 0.27932 | 157 | 157 |  |  | -3.9693 | 157 | -0.27932 | -43.8529 |  |  |  |  | 0 | 0
1679 | LAMARPWR_2G | 2 | North | YES | -0.025282 | 156 | 67.7 | 156 | 0 | 1.038 | CC | -1 | 0.27932 | 156 | 156 |  |  | -3.944 | 156 | -0.27932 | -43.5736 |  |  |  |  | 0 | 0
1681 | LAMARPWR_4G | 4 | North | YES | -0.025282 | 156 | 67.7 | 156 | 0 | 1.038 | CC | -1 | 0.27932 | 156 | 156 |  |  | -3.944 | 156 | -0.27932 | -43.5736 |  |  |  |  | 0 | 0
1433 | GRHAMSES_1G | 1 | North | YES | -0.025342 | 242 | 60 | 242 | 0 | 1.038 | GST | -1 | 0.27938 | 242 | 242 |  |  | -6.1328 | 242 | -0.27938 | -67.6095 |  |  |  |  | 0 | 0
1689 | VALLEY_3G | 3 | North | YES | -0.025402 | 0 | 25 | 375 |  | 1.003 | GST | -1 | 0.27944 | 375 | 375 |  |  | -9.5258 | 375 | -0.27944 | -104.7893 |  |  |  |  | 0 | 0
11693 | KMICHIST3_G | 3 | North | YES | -0.025402 | 312 | 60 | 312 | 0 | 1.026 | CC | -1 | 0.27944 | 312 | 312 |  |  | -7.9254 | 312 | -0.27944 | -87.1847 |  |  |  |  | 0 | 0
11696 | KMICHIST6_G | 6 | North | YES | -0.025402 | 310 | 60 | 310 | 0 | 1.026 | CC | -1 | 0.27944 | 310 | 310 |  |  | -7.8746 | 310 | -0.27944 | -86.6258 |  |  |  |  | 0 | 0
11695 | KMICHICT5_G | 5 | North | YES | -0.025402 | 148 | 80 | 148 | 0 | 1.026 | CC | -1 | 0.27944 | 148 | 148 |  |  | -3.7595 | 148 | -0.27944 | -41.3568 |  |  |  |  | 0 | 0
11692 | KMICHICT2_G | 2 | North | YES | -0.025402 | 146 | 80 | 146 | 0 | 1.026 | CC | -1 | 0.27944 | 146 | 146 |  |  | -3.7087 | 146 | -0.27944 | -40.798 |  |  |  |  | 0 | 0
11691 | KMICHICT1_G | 1 | North | YES | -0.025402 | 144 | 80 | 144 | 0 | 1.026 | CC | -1 | 0.27944 | 144 | 144 |  |  | -3.6579 | 144 | -0.27944 | -40.2391 |  |  |  |  | 0 | 0
11694 | KMICHICT4_G | 4 | North | YES | -0.025402 | 144 | 80 | 144 | 0 | 1.026 | CC | -1 | 0.27944 | 144 | 144 |  |  | -3.6579 | 144 | -0.27944 | -40.2391 |  |  |  |  | 0 | 0
2383 | NTHLK3_G | 3 | North | YES | -0.025582 | 0 | 50 | 329 |  | 1.022 | GST | -1 | 0.27962 | 329 | 329 |  |  | -8.4165 | 329 | -0.27962 | -91.9944 |  |  |  |  | 0 | 0
2382 | NTHLK2_G | 2 | North | YES | -0.025582 | 0 | 35 | 181 |  | 1.022 | GST | -1 | 0.27962 | 181 | 181 |  |  | -4.6303 | 181 | -0.27962 | -50.6109 |  |  |  |  | 0 | 0
2381 | NTHLK1_G | 1 | North | YES | -0.025582 | 0 | 35 | 156 |  | 1.022 | GST | -1 | 0.27962 | 156 | 156 |  |  | -3.9908 | 156 | -0.27962 | -43.6204 |  |  |  |  | 0 | 0
1688 | VALLEY_2G | 2 | North | YES | -0.025768 | 527 | 90 | 527 | 0 | 1.029 | GSC | -1 | 0.2798 | 527 | 527 |  |  | -13.5797 | 527 | -0.2798 | -147.4568 |  |  |  |  | 0 | 0
1687 | VALLEY_1G | 1 | North | YES | -0.025768 | 136 | 15 | 170 | 0 | 1.029 | GST | -1 | 0.2798 | 170 | 170 |  |  | -4.3806 | 170 | -0.2798 | -47.5667 |  |  |  |  | 0 | 0
6948 | DENISNDM | 1 | North | YES | -0.026041 | 40 | 5 | 40 |  | 1.015 | Hydro | -1 | 0.28008 | 0 | 0 |  |  | 0 | 0 | -0.28008 | 0 |  |  |  |  | 0 | 0
6948 | DENISNDM | 2 | North | YES | -0.026041 | 31 | 5 | 40 |  | 1.015 | Hydro | -1 | 0.28008 | 0 | 0 |  |  | 0 | 0 | -0.28008 | 0 |  |  |  |  | 0 | 0
2371 | COLLIN_1G | MB | North | YES | -0.026783 | 0 | 40 | 138 |  | 1.022 | GST | -1 | 0.28082 | 0 | 0 |  |  | 0 | 0 | -0.28082 | 0 |  |  |  |  | 0 | 0
580 | JCKCNTY801 | 1 | North | YES | -0.02816 | 288 | 0 | 288 | 0 | 1.022 | CC | -1 | 0.2822 | 288 | 288 |  |  | -8.1101 | 288 | -0.2822 | -81.2725 |  |  |  |  | 0 | 0
581 | JCKCNTY802 | 2 | North | YES | -0.02816 | 147 | 0 | 147 | 0 | 1.022 | CC | -1 | 0.2822 | 147 | 147 |  |  | -4.1395 | 147 | -0.2822 | -41.4828 |  |  |  |  | 0 | 0
582 | JCKCNTY803 | 3 | North | YES | -0.02816 | 147 | 0 | 147 | 0 | 1.022 | CC | -1 | 0.2822 | 147 | 147 |  |  | -4.1395 | 147 | -0.2822 | -41.4828 |  |  |  |  | 0 | 0
1861 | EAGLEMNT_1G | MB | North | YES | -0.030335 | 0 | 30 | 112 |  | 1.022 | GST | -1 | 0.28437 | 0 | 0 |  |  | 0 | 0 | -0.28437 | 0 |  |  |  |  | 0 | 0
1862 | EAGLEMNT_2G | MB | North | YES | -0.030335 | 0 | 40 | 100 |  | 1.022 | GST | -1 | 0.28437 | 0 | 0 |  |  | 0 | 0 | -0.28437 | 0 |  |  |  |  | 0 | 0
1863 | EAGLEMNT_3G | MB | North | YES | -0.030335 | 0 | 50 | 378 |  | 1.022 | GST | -1 | 0.28437 | 0 | 0 |  |  | 0 | 0 | -0.28437 | 0 |  |  |  |  | 0 | 0
728 | WOLFRIDGE801 | 1 | North | YES | -0.031521 | 11.2 | 0 | 112.5 | 0 | 0.99 | Wind | -1 | 0.28556 | 0 | 112.5 |  |  | 0 | 0 | -0.28556 | 0 |  |  |  |  | 0 | 0
924 | SPENCER_G5 | 1 | North | YES | -0.033356 | 52 | 20 | 66 | 0 | 1.03 | GST | -1 | 0.28739 | 66 | 66 |  |  | -2.2015 | 66 | -0.28739 | -18.9679 |  |  |  |  | 0 | 0
923 | SPENCER_G4 | 1 | North | YES | -0.033356 | 48 | 20 | 61 | 0 | 1.03 | GST | -1 | 0.28739 | 61 | 61 |  |  | -2.0347 | 61 | -0.28739 | -17.5309 |  |  |  |  | 0 | 0
1354 | AEPWIND_8 | 1 | West | YES | 0.27178 | 20.2 | 0 | 101 |  | 1 | Wind | 1 | 0.29442 | 0 | 101 | 27.4503 | 101 |  |  | 0.29442 | 29.7364 |  |  |  |  | 0 | 0
1343 | TRENTIPP_8 | 1 | West | YES | 0.27178 | 30 | 0 | 150 |  | 1.014 | Wind | 1 | 0.29442 | 0 | 150 | 40.7677 | 150 |  |  | 0.29442 | 44.163 |  |  |  |  | 0 | 0
60081 | WHRLWIND1A | 1 | West | YES | 0.2719 | 12 | 0 | 60 | 0 | 1.03 | Wind | 1 | 0.29454 | 0 | 60 | 16.3141 | 60 |  |  | 0.29454 | 17.6722 |  |  |  |  | 0 | 0
1455 | WCPWRCO_3G | 3 | North | YES | -0.052745 | 242 | 50 | 242 |  | 1.02 | CC | -1 | 0.30678 | 242 | 242 |  |  | -12.7643 | 242 | -0.30678 | -74.241 |  |  |  |  | 0 | 0
1453 | WCPWRCO_1G | 1 | North | YES | -0.052745 | 204 | 50 | 204 | 0 | 1.02 | CC | -1 | 0.30678 | 204 | 204 |  |  | -10.76 | 204 | -0.30678 | -62.5833 |  |  |  |  | 0 | 0
1454 | WCPWRCO_2G | 2 | North | YES | -0.052745 | 204 | 50 | 204 | 0 | 1.02 | CC | -1 | 0.30678 | 204 | 204 |  |  | -10.76 | 204 | -0.30678 | -62.5833 |  |  |  |  | 0 | 0
1479 | WFCOGEN_1G | 1 | North | YES | -0.056165 | 16 | 12 | 20 | 0 | 1 | Cogen | -1 | 0.3102 | 0 | 0 |  |  | 0 | 0 | -0.3102 | 0 |  |  |  |  | 0 | 0
1479 | WFCOGEN_1G | 2 | North | YES | -0.056165 | 16 | 12 | 20 | 0 | 1 | Cogen | -1 | 0.3102 | 0 | 0 |  |  | 0 | 0 | -0.3102 | 0 |  |  |  |  | 0 | 0
1482 | WFCOGEN_2G | 2 | North | YES | -0.056165 | 13.6 | 12 | 17 | 0 | 1 | Cogen | -1 | 0.3102 | 0 | 0 |  |  | 0 | 0 | -0.3102 | 0 |  |  |  |  | 0 | 0
1482 | WFCOGEN_2G | 1 | North | YES | -0.056165 | 16 | 12 | 20 | 0 | 1 | Cogen | -1 | 0.3102 | 0 | 0 |  |  | 0 | 0 | -0.3102 | 0 |  |  |  |  | 0 | 0
6407 | TURKTRAK1A | 1 | West | YES | 0.3162 | 33.9 | 0 | 169.5 | 0 | 1.025 | Wind | 1 | 0.33883 | 0 | 169.5 | 53.5957 | 169.5 |  |  | 0.33883 | 57.4324 |  |  |  |  | 0 | 0
60057 | CALLAHAN1A | 1 | West | YES | 0.31635 | 22.8 | 0 | 114 | 0 | 1.04 | Wind | 1 | 0.33898 | 0 | 114 | 36.0638 | 114 |  |  | 0.33898 | 38.6442 |  |  |  |  | 0 | 0
1432 | GRHAMSES_2G | 2 | North | YES | -0.088931 | 294.9 | 90 | 366 | 0 | 1.014 | GST | -1 | 0.34297 | 366 | 366 |  |  | -32.5487 | 366 | -0.34297 | -125.526 |  |  |  |  | 0 | 0
71051 | L_BITTCR1_1N | W1 | West | YES | 0.3613 | 7.5 | 0 | 37.5 |  | 1.02 | Wind | 1 | 0.38393 | 0 | 37.5 | 13.5486 | 37.5 |  |  | 0.38393 | 14.3975 |  |  |  |  | 0 | 0
71061 | L_SWEETW1_5N | W1 | West | YES | 0.3613 | 16.1 | 0 | 80.5 | 0 | 1.02 | Wind | 1 | 0.38393 | 0 | 80.5 | 29.0844 | 80.5 |  |  | 0.38393 | 30.9065 |  |  |  |  | 0 | 0
71060 | L_SWEETW1_4N | W1 | West | YES | 0.3613 | 21 | 0 | 105 | 0 | 1.02 | Wind | 1 | 0.38393 | 0 | 105 | 37.9362 | 105 |  |  | 0.38393 | 40.3129 |  |  |  |  | 0 | 0
71054 | L_SWEETW1_1N | W1 | West | YES | 0.3613 | 21.5 | 0 | 107.5 |  | 1.02 | Wind | 1 | 0.38393 | 0 | 107.5 | 38.8394 | 107.5 |  |  | 0.38393 | 41.2727 |  |  |  |  | 0 | 0
71059 | L_SWEETW1_3N | W1 | West | YES | 0.3613 | 23.8 | 0 | 119 | 0 | 1.02 | Wind | 1 | 0.38393 | 0 | 119 | 42.9943 | 119 |  |  | 0.38393 | 45.6879 |  |  |  |  | 0 | 0
71057 | L_SWEETW1_2N | W1 | West | YES | 0.3613 | 27 | 0 | 135 |  | 1.02 | Wind | 1 | 0.38393 | 0 | 135 | 48.7751 | 135 |  |  | 0.38393 | 51.8309 |  |  |  |  | 0 | 0
60072 | HHOLLOW41A | 1 | West | YES | 0.43974 | 23 | 0 | 115 | 0 | 1.025 | Wind | 1 | 0.46238 | 0 | 115 | 50.5706 | 115 |  |  | 0.46238 | 53.1736 |  |  |  |  | 0 | 0
60058 | BUFF_GAP1A | 1 | West | YES | 0.43974 | 24 | 0 | 120 |  | 1 | Wind | 1 | 0.46238 | 0 | 120 | 52.7693 | 120 |  |  | 0.46238 | 55.4855 |  |  |  |  | 0 | 0
60063 | BUFF_GAP1B | 1 | West | YES | 0.43974 | 34 | 0 | 170.2 | 0 | 1.02 | Wind | 1 | 0.46238 | 0 | 170.2 | 74.8444 | 170.2 |  |  | 0.46238 | 78.697 |  |  |  |  | 0 | 0
60068 | HHOLLOW21A | 1 | West | YES | 0.43974 | 36.8 | 0 | 184 | 0 | 1.025 | Wind | 1 | 0.46238 | 0 | 184 | 80.9129 | 184 |  |  | 0.46238 | 85.0778 |  |  |  |  | 0 | 0
60066 | H_HOLLOW1A | 1 | West | YES | 0.43974 | 44.4 | 0 | 222 | 0 | 1.005 | Wind | 1 | 0.46238 | 0 | 222 | 97.6232 | 222 |  |  | 0.46238 | 102.6482 |  |  |  |  | 0 | 0
60070 | HHOLLOW31A | 1 | West | YES | 0.43974 | 44.8 | 0 | 224 | 0 | 1.025 | Wind | 1 | 0.46238 | 0 | 224 | 98.5027 | 224 |  |  | 0.46238 | 103.573 |  |  |  |  | 0 | 0
60060 | CIRELLO | 1 | West | YES | 0.43974 | 46.6 | 0 | 233 | 0 | 1 | Wind | 1 | 0.46238 | 0 | 233 | 102.4604 | 233 |  |  | 0.46238 | 107.7344 |  |  |  |  | 0 | 0
1442 | COKFIELD_5 | 1 | North | YES | -0.21002 | 16.5 | 0 | 165 |  | 1.029 | Wind | -1 | 0.46406 | 0 | 165 |  |  | 0 | 0 | -0.46406 | 0 |  |  |  |  | 0 | 0
1438 | MESQUITW_2G | 1 | North | YES | -0.24826 | 23.6 | 0 | 236 |  | 1.017 | Wind | -1 | 0.50229 | 0 | 236 |  |  | 0 | 0 | -0.50229 | 0 |  |  |  |  | 0 | 0
1437 | MESQUITW_1G | 1 | North | YES | -0.24978 | 40 | 0 | 400 |  | 1.023 | Wind | -1 | 0.50382 | 0 | 400 |  |  | 0 | 0 | -0.50382 | 0 |  |  |  |  | 0 | 0
6100 | OKLA7A | EQ | West | YES | 0.48425 | 50 | -220 | 220 | 0 | 1.035 | DCTie | 1 | 0.50689 | 0 | 0 | 0 | 0 |  |  | 0.50689 | 0 |  |  |  |  | 0 | 0
6752 | OKLA0A | 1 | West | YES | 0.48425 | 649.7 | 175 | 649.7 | 0 | 1.035 | LIGCO | 1 | 0.50689 | 0 | 649.7 | 314.6172 | 649.7 |  |  | 0.50689 | 329.3234 |  |  |  |  | 0 | 0
[26 empty] | 0 | 0
[26 empty] | 0 | 0
[26 empty] | 0 | 0
[26 empty] | 0 | 0
[26 empty] | 0 | 0
[26 empty] | 0 | 0
[26 empty] | 0 | 0
[26 empty] | 0 | 0
[26 empty] | 0 | 0
[26 empty] | 0 | 0
[26 empty] | 0 | 0
[26 empty] | 0 | 0
[26 empty] | 0 | 0
[26 empty] | 0 | 0
[26 empty] | 0 | 0
[26 empty] | 0 | 0
[26 empty] | 0 | 0
[26 empty] | 0 | 0
[26 empty] | 0 | 0
[26 empty] | 0 | 0
[26 empty] | 0 | 0
[26 empty] | 0 | 0
[26 empty] | 0 | 0
[26 empty] | 0 | 0
[26 empty] | 0 | 0
[26 empty] | 0 | 0
[26 empty] | 0 | 0
[26 empty] | 0 | 0
[26 empty] | 0 | 0
[26 empty] | 0 | 0
[26 empty] | 0 | 0
[26 empty] | 0 | 0
[26 empty] | 0 | 0
[26 empty] | 0 | 0
[26 empty] | 0 | 0
[26 empty] | 0 | 0
[26 empty] | 0 | 0
[26 empty] | 0 | 0
[26 empty] | 0 | 0
[26 empty] | 0 | 0
[26 empty] | 0 | 0
[26 empty] | 0 | 0
[26 empty] | 0 | 0
[26 empty] | 0 | 0
[26 empty] | 0 | 0
[26 empty] | 0 | 0
[26 empty] | 0 | 0
[26 empty] | 0 | 0
[26 empty] | 0 | 0
[26 empty] | 0 | 0
[26 empty] | 0 | 0
[26 empty] | 0 | 0
[26 empty] | 0 | 0
[26 empty] | 0 | 0
[26 empty] | 0 | 0
[26 empty] | 0 | 0
[26 empty] | 0 | 0
[26 empty] | 0 | 0
[26 empty] | 0 | 0
[26 empty] | 0 | 0
[26 empty] | 0 | 0
[26 empty] | 0 | 0
[26 empty] | 0 | 0
[26 empty] | 0 | 0
[26 empty] | 0 | 0
[26 empty] | 0 | 0
[26 empty] | 0 | 0
[26 empty] | 0 | 0
[26 empty] | 0 | 0
[26 empty] | 0 | 0
[26 empty] | 0 | 0
[26 empty] | 0 | 0
[26 empty] | 0 | 0
[26 empty] | 0 | 0
[26 empty] | 0 | 0
[26 empty] | 0 | 0
[26 empty] | 0 | 0
[26 empty] | 0 | 0
[26 empty] | 0 | 0
[26 empty] | 0 | 0
[26 empty] | 0 | 0
[26 empty] | 0 | 0
[26 empty] | 0 | 0
[26 empty] | 0 | 0
[26 empty] | 0 | 0
[26 empty] | 0 | 0
[26 empty] | 0 | 0
[26 empty] | 0 | 0
[26 empty] | 0 | 0
[26 empty] | 0 | 0
[26 empty] | 0 | 0
[26 empty] | 0 | 0
[26 empty] | 0 | 0
[26 empty] | 0 | 0
[26 empty] | 0 | 0
[26 empty] | 0 | 0
[26 empty] | 0 | 0
[26 empty] | 0 | 0
[26 empty] | 0 | 0
[26 empty] | 0 | 0
[26 empty] | 0 | 0
[26 empty] | 0 | 0
[26 empty] | 0 | 0
[26 empty] | 0 | 0
[26 empty] | 0 | 0
[26 empty] | 0 | 0
[26 empty] | 0 | 0
[26 empty] | 0 | 0
[26 empty] | 0 | 0
[26 empty] | 0 | 0
[26 empty] | 0 | 0
[26 empty] | 0 | 0
[26 empty] | 0 | 0
[26 empty] | 0 | 0
[26 empty] | 0 | 0
[26 empty] | 0 | 0
[26 empty] | 0 | 0
[26 empty] | 0 | 0
[26 empty] | 0 | 0
[26 empty] | 0 | 0
[26 empty] | 0 | 0
[26 empty] | 0 | 0
[26 empty] | 0 | 0
[26 empty] | 0 | 0
[26 empty] | 0 | 0
[26 empty] | 0 | 0
[26 empty] | 0 | 0
[26 empty] | 0 | 0
[26 empty] | 0 | 0
[26 empty] | 0 | 0
[26 empty] | 0 | 0
[26 empty] | 0 | 0
[26 empty] | 0 | 0
[26 empty] | 0 | 0
[26 empty] | 0 | 0
[26 empty] | 0 | 0
[26 empty] | 0 | 0
[26 empty] | 0 | 0
[26 empty] | 0 | 0
[26 empty] | 0 | 0
[26 empty] | 0 | 0
[26 empty] | 0 | 0
[26 empty] | 0 | 0
[26 empty] | 0 | 0
[26 empty] | 0 | 0
[26 empty] | 0 | 0
[26 empty] | 0 | 0
[26 empty] | 0 | 0
[26 empty] | 0 | 0
[26 empty] | 0 | 0
[26 empty] | 0 | 0
[26 empty] | 0 | 0
[26 empty] | 0 | 0
[26 empty] | 0 | 0
[26 empty] | 0 | 0
[26 empty] | 0 | 0
[26 empty] | 0 | 0
[26 empty] | 0 | 0
[26 empty] | 0 | 0
[26 empty] | 0 | 0
[26 empty] | 0 | 0
[26 empty] | 0 | 0
[26 empty] | 0 | 0
[26 empty] | 0 | 0
[26 empty] | 0 | 0
[26 empty] | 0 | 0
[26 empty] | 0 | 0
[26 empty] | 0 | 0
[26 empty] | 0 | 0
[26 empty] | 0 | 0
[26 empty] | 0 | 0
[26 empty] | 0 | 0
[26 empty] | 0 | 0
[26 empty] | 0 | 0
[26 empty] | 0 | 0
[26 empty] | 0 | 0
[26 empty] | 0 | 0
[26 empty] | 0 | 0
[26 empty] | 0 | 0
[26 empty] | 0 | 0
[26 empty] | 0 | 0
[26 empty] | 0 | 0
[26 empty] | 0 | 0
[26 empty] | 0 | 0
[26 empty] | 0 | 0
[26 empty] | 0 | 0
[26 empty] | 0 | 0
[26 empty] | 0 | 0
[26 empty] | 0 | 0
[26 empty] | 0 | 0
[26 empty] | 0 | 0
[26 empty] | 0 | 0
[26 empty] | 0 | 0
[26 empty] | 0 | 0
[26 empty] | 0 | 0
[26 empty] | 0 | 0
[26 empty] | 0 | 0
[26 empty] | 0 | 0
[26 empty] | 0 | 0
[26 empty] | 0 | 0
[26 empty] | 0 | 0
[26 empty] | 0 | 0
[26 empty] | 0 | 0
[26 empty] | 0 | 0
[26 empty] | 0 | 0
[26 empty] | 0 | 0
[26 empty] | 0 | 0
[26 empty] | 0 | 0
[26 empty] | 0 | 0
[26 empty] | 0 | 0
[26 empty] | 0 | 0
[26 empty] | 0 | 0
[26 empty] | 0 | 0
[26 empty] | 0 | 0
[26 empty] | 0 | 0
[26 empty] | 0 | 0
[26 empty] | 0 | 0
[26 empty] | 0 | 0
[26 empty] | 0 | 0
[26 empty] | 0 | 0
[26 empty] | 0 | 0
[26 empty] | 0 | 0
[26 empty] | 0 | 0
[26 empty] | 0 | 0
[26 empty] | 0 | 0
[26 empty] | 0 | 0
[26 empty] | 0 | 0
[26 empty] | 0 | 0
[26 empty] | 0 | 0
[26 empty] | 0 | 0
[26 empty] | 0 | 0
[26 empty] | 0 | 0
[26 empty] | 0 | 0
[26 empty] | 0 | 0
[26 empty] | 0 | 0
[26 empty] | 0 | 0
[26 empty] | 0 | 0
[26 empty] | 0 | 0
[26 empty] | 0 | 0
[26 empty] | 0 | 0
[26 empty] | 0 | 0
[26 empty] | 0 | 0
[26 empty] | 0 | 0
[26 empty] | 0 | 0
[26 empty] | 0 | 0
[26 empty] | 0 | 0
[26 empty] | 0 | 0
[26 empty] | 0 | 0
[26 empty] | 0 | 0
[26 empty] | 0 | 0
[26 empty] | 0 | 0
[26 empty] | 0 | 0
[26 empty] | 0 | 0
[26 empty] | 0 | 0
[26 empty] | 0 | 0
[26 empty] | 0 | 0
[26 empty] | 0 | 0
[26 empty] | 0 | 0
[26 empty] | 0 | 0
[26 empty] | 0 | 0
[26 empty] | 0 | 0
[26 empty] | 0 | 0
[26 empty] | 0 | 0
[26 empty] | 0 | 0
[26 empty] | 0 | 0
[26 empty] | 0 | 0
[26 empty] | 0 | 0
[26 empty] | 0 | 0
[26 empty] | 0 | 0
[26 empty] | 0 | 0
[26 empty] | 0 | 0
[26 empty] | 0 | 0
[26 empty] | 0 | 0
[26 empty] | 0 | 0
[26 empty] | 0 | 0
[26 empty] | 0 | 0
[26 empty] | 0 | 0
[26 empty] | 0 | 0
[26 empty] | 0 | 0
[26 empty] | 0 | 0
[26 empty] | 0 | 0
[26 empty] | 0 | 0
[26 empty] | 0 | 0
[26 empty] | 0 | 0
[26 empty] | 0 | 0
[26 empty] | 0 | 0
[26 empty] | 0 | 0
[26 empty] | 0 | 0
[26 empty] | 0 | 0
[26 empty] | 0 | 0
[26 empty] | 0 | 0
[26 empty] | 0 | 0
[26 empty] | 0 | 0
[26 empty] | 0 | 0
[26 empty] | 0 | 0
[26 empty] | 0 | 0
[26 empty] | 0 | 0
[26 empty] | 0 | 0
[26 empty] | 0 | 0
[26 empty] | 0 | 0
[26 empty] | 0 | 0
[26 empty] | 0 | 0
[26 empty] | 0 | 0
[26 empty] | 0 | 0
[26 empty] | 0 | 0
[26 empty] | 0 | 0
[26 empty] | 0 | 0
[26 empty] | 0 | 0
[26 empty] | 0 | 0
[26 empty] | 0 | 0
[26 empty] | 0 | 0
[26 empty] | 0 | 0
[26 empty] | 0 | 0
[26 empty] | 0 | 0
[26 empty] | 0 | 0
[26 empty] | 0 | 0
[26 empty] | 0 | 0
[26 empty] | 0 | 0
[26 empty] | 0 | 0
[26 empty] | 0 | 0
[26 empty] | 0 | 0
[26 empty] | 0 | 0
[26 empty] | 0 | 0
[26 empty] | 0 | 0
[26 empty] | 0 | 0
[26 empty] | 0 | 0
[26 empty] | 0 | 0
[26 empty] | 0 | 0
[26 empty] | 0 | 0
[26 empty] | 0 | 0
[26 empty] | 0 | 0
[26 empty] | 0 | 0
[26 empty] | 0 | 0
[26 empty] | 0 | 0
[26 empty] | 0 | 0
[26 empty] | 0 | 0
[26 empty] | 0 | 0
[26 empty] | 0 | 0
[26 empty] | 0 | 0
[26 empty] | 0 | 0
[26 empty] | 0 | 0
[26 empty] | 0 | 0
[26 empty] | 0 | 0
[26 empty] | 0 | 0
[26 empty] | 0 | 0
[26 empty] | 0 | 0
[26 empty] | 0 | 0
[26 empty] | 0 | 0
[26 empty] | 0 | 0
[26 empty] | 0 | 0
[26 empty] | 0 | 0
[26 empty] | 0 | 0
[26 empty] | 0 | 0
[26 empty] | 0 | 0
[26 empty] | 0 | 0
[26 empty] | 0 | 0
[26 empty] | 0 | 0
[26 empty] | 0 | 0
[26 empty] | 0 | 0
[26 empty] | 0 | 0
[26 empty] | 0 | 0
[26 empty] | 0 | 0
[26 empty] | 0 | 0
[26 empty] | 0 | 0
[26 empty] | 0 | 0
[26 empty] | 0 | 0
[26 empty] | 0 | 0
[26 empty] | 0 | 0
[26 empty] | 0 | 0
[26 empty] | 0 | 0
[26 empty] | 0 | 0
[26 empty] | 0 | 0
[26 empty] | 0 | 0
[26 empty] | 0 | 0
[26 empty] | 0 | 0
[26 empty] | 0 | 0
[26 empty] | 0 | 0
[26 empty] | 0 | 0
[26 empty] | 0 | 0
[26 empty] | 0 | 0
[26 empty] | 0 | 0
[26 empty] | 0 | 0
[26 empty] | 0 | 0
[26 empty] | 0 | 0
[26 empty] | 0 | 0
[26 empty] | 0 | 0
[26 empty] | 0 | 0
[26 empty] | 0 | 0
[26 empty] | 0 | 0
[26 empty] | 0 | 0
[26 empty] | 0 | 0
[26 empty] | 0 | 0
[26 empty] | 0 | 0
[26 empty] | 0 | 0
[26 empty] | 0 | 0
[26 empty] | 0 | 0
[26 empty] | 0 | 0
[26 empty] | 0 | 0
[26 empty] | 0 | 0
[26 empty] | 0 | 0
[26 empty] | 0 | 0
[26 empty] | 0 | 0
[26 empty] | 0 | 0
[26 empty] | 0 | 0
[26 empty] | 0 | 0
[26 empty] | 0 | 0
[26 empty] | 0 | 0
[26 empty] | 0 | 0
[26 empty] | 0 | 0
[26 empty] | 0 | 0
[26 empty] | 0 | 0
[26 empty] | 0 | 0
[26 empty] | 0 | 0
[26 empty] | 0 | 0
[26 empty] | 0 | 0
[26 empty] | 0 | 0
[26 empty] | 0 | 0
[26 empty] | 0 | 0
[26 empty] | 0 | 0
[26 empty] | 0 | 0
[26 empty] | 0 | 0
[26 empty] | 0 | 0
[26 empty] | 0 | 0
[26 empty] | 0 | 0
[26 empty] | 0 | 0
[26 empty] | 0 | 0
[26 empty] | 0 | 0
[26 empty] | 0 | 0
[26 empty] | 0 | 0
[26 empty] | 0 | 0
[26 empty] | 0 | 0
[26 empty] | 0 | 0
[26 empty] | 0 | 0
[26 empty] | 0 | 0
[26 empty] | 0 | 0
[26 empty] | 0 | 0
[26 empty] | 0 | 0
[26 empty] | 0 | 0
[26 empty] | 0 | 0
[26 empty] | 0 | 0
[26 empty] | 0 | 0
[26 empty] | 0 | 0
[26 empty] | 0 | 0
[26 empty] | 0 | 0
[26 empty] | 0 | 0
[26 empty] | 0 | 0
[26 empty] | 0 | 0
[26 empty] | 0 | 0
[26 empty] | 0 | 0
[26 empty] | 0 | 0
[26 empty] | 0 | 0
[26 empty] | 0 | 0
[26 empty] | 0 | 0
[26 empty] | 0 | 0
[26 empty] | 0 | 0
[26 empty] | 0 | 0
[26 empty] | 0 | 0
[26 empty] | 0 | 0
[26 empty] | 0 | 0
[26 empty] | 0 | 0
[26 empty] | 0 | 0
[26 empty] | 0 | 0
[26 empty] | 0 | 0
[26 empty] | 0 | 0
[26 empty] | 0 | 0
[26 empty] | 0 | 0
[26 empty] | 0 | 0
[26 empty] | 0 | 0
[26 empty] | 0 | 0
[26 empty] | 0 | 0
[26 empty] | 0 | 0
[26 empty] | 0 | 0
[26 empty] | 0 | 0
[26 empty] | 0 | 0
[26 empty] | 0 | 0
[26 empty] | 0 | 0
[26 empty] | 0 | 0
[26 empty] | 0 | 0
[26 empty] | 0 | 0
[26 empty] | 0 | 0
[26 empty] | 0 | 0
[26 empty] | 0 | 0
[26 empty] | 0 | 0
[26 empty] | 0 | 0
[26 empty] | 0 | 0
[26 empty] | 0 | 0
[26 empty] | 0 | 0
[26 empty] | 0 | 0
[26 empty] | 0 | 0
[26 empty] | 0 | 0
[26 empty] | 0 | 0
[26 empty] | 0 | 0
[26 empty] | 0 | 0
[26 empty] | 0 | 0
[26 empty] | 0 | 0
[26 empty] | 0 | 0
[26 empty] | 0 | 0
[26 empty] | 0 | 0
[26 empty] | 0 | 0
[26 empty] | 0 | 0
[26 empty] | 0 | 0
[26 empty] | 0 | 0
[26 empty] | 0 | 0
[26 empty] | 0 | 0
[26 empty] | 0 | 0
[26 empty] | 0 | 0
[26 empty] | 0 | 0
[26 empty] | 0 | 0
[26 empty] | 0 | 0
[26 empty] | 0 | 0
[26 empty] | 0 | 0
[26 empty] | 0 | 0
[26 empty] | 0 | 0
[26 empty] | 0 | 0
[26 empty] | 0 | 0
[26 empty] | 0 | 0
[26 empty] | 0 | 0
[26 empty] | 0 | 0
[26 empty] | 0 | 0
[26 empty] | 0 | 0
[26 empty] | 0 | 0
[26 empty] | 0 | 0
[26 empty] | 0 | 0
[26 empty] | 0 | 0
[26 empty] | 0 | 0
[26 empty] | 0 | 0
[26 empty] | 0 | 0
[26 empty] | 0 | 0
[26 empty] | 0 | 0
[26 empty] | 0 | 0
[26 empty] | 0 | 0
[26 empty] | 0 | 0
[26 empty] | 0 | 0
[26 empty] | 0 | 0
[26 empty] | 0 | 0
[26 empty] | 0 | 0
[26 empty] | 0 | 0
[26 empty] | 0 | 0
[26 empty] | 0 | 0
[26 empty] | 0 | 0
[26 empty] | 0 | 0
[26 empty] | 0 | 0
[26 empty] | 0 | 0
[26 empty] | 0 | 0
[26 empty] | 0 | 0
[26 empty] | 0 | 0
[26 empty] | 0 | 0
[26 empty] | 0 | 0
[26 empty] | 0 | 0
[26 empty] | 0 | 0
[26 empty] | 0 | 0
[26 empty] | 0 | 0
[26 empty] | 0 | 0
[26 empty] | 0 | 0
[26 empty] | 0 | 0
[26 empty] | 0 | 0
[26 empty] | 0 | 0
[26 empty] | 0 | 0
[26 empty] | 0 | 0
[26 empty] | 0 | 0
[26 empty] | 0 | 0
[26 empty] | 0 | 0
[26 empty] | 0 | 0
[26 empty] | 0 | 0
[26 empty] | 0 | 0
[26 empty] | 0 | 0
[26 empty] | 0 | 0
[26 empty] | 0 | 0
[26 empty] | 0 | 0
[26 empty] | 0 | 0
[26 empty] | 0 | 0
[26 empty] | 0 | 0
[26 empty] | 0 | 0
[26 empty] | 0 | 0
[26 empty] | 0 | 0
[26 empty] | 0 | 0
[26 empty] | 0 | 0
[26 empty] | 0 | 0
[26 empty] | 0 | 0
[26 empty] | 0 | 0
[26 empty] | 0 | 0
[26 empty] | 0 | 0
[26 empty] | 0 | 0
[26 empty] | 0 | 0
[26 empty] | 0 | 0
[26 empty] | 0 | 0
[26 empty] | 0 | 0
[26 empty] | 0 | 0
[26 empty] | 0 | 0
[26 empty] | 0 | 0
[26 empty] | 0 | 0
[26 empty] | 0 | 0
[26 empty] | 0 | 0
[26 empty] | 0 | 0
[26 empty] | 0 | 0
[26 empty] | 0 | 0
[26 empty] | 0 | 0
[26 empty] | 0 | 0
[26 empty] | 0 | 0
[26 empty] | 0 | 0
[26 empty] | 0 | 0
[26 empty] | 0 | 0
[26 empty] | 0 | 0
[26 empty] | 0 | 0
[26 empty] | 0 | 0
[26 empty] | 0 | 0
[26 empty] | 0 | 0
[26 empty] | 0 | 0
[26 empty] | 0 | 0
[26 empty] | 0 | 0
[26 empty] | 0 | 0
[26 empty] | 0 | 0
[26 empty] | 0 | 0
[26 empty] | 0 | 0
[26 empty] | 0 | 0
[26 empty] | 0 | 0
[26 empty] | 0 | 0
[26 empty] | 0 | 0
[26 empty] | 0 | 0
[26 empty] | 0 | 0
[26 empty] | 0 | 0
[26 empty] | 0 | 0
[26 empty] | 0 | 0
[26 empty] | 0 | 0
[26 empty] | 0 | 0
[26 empty] | 0 | 0
[26 empty] | 0 | 0
[26 empty] | 0 | 0
[26 empty] | 0 | 0
[26 empty] | 0 | 0
[26 empty] | 0 | 0
[26 empty] | 0 | 0
[26 empty] | 0 | 0
[26 empty] | 0 | 0
[26 empty] | 0 | 0
[26 empty] | 0 | 0
[26 empty] | 0 | 0
[26 empty] | 0 | 0
[26 empty] | 0 | 0
[26 empty] | 0 | 0
[26 empty] | 0 | 0
[26 empty] | 0 | 0
[26 empty] | 0 | 0
[26 empty] | 0 | 0
[26 empty] | 0 | 0
[26 empty] | 0 | 0
[26 empty] | 0 | 0
[26 empty] | 0 | 0
[26 empty] | 0 | 0
[26 empty] | 0 | 0
[26 empty] | 0 | 0
[26 empty] | 0 | 0
[26 empty] | 0 | 0
[26 empty] | 0 | 0
[26 empty] | 0 | 0
[26 empty] | 0 | 0
[26 empty] | 0 | 0
[26 empty] | 0 | 0
[26 empty] | 0 | 0
[26 empty] | 0 | 0
[26 empty] | 0 | 0
[26 empty] | 0 | 0
[26 empty] | 0 | 0
[26 empty] | 0 | 0
[26 empty] | 0 | 0
[26 empty] | 0 | 0
[26 empty] | 0 | 0
[26 empty] | 0 | 0
[26 empty] | 0 | 0
[26 empty] | 0 | 0
[26 empty] | 0 | 0
[26 empty] | 0 | 0
[26 empty] | 0 | 0
[26 empty] | 0 | 0
[26 empty] | 0 | 0
[26 empty] | 0 | 0
[26 empty] | 0 | 0
[26 empty] | 0 | 0
[26 empty] | 0 | 0
[26 empty] | 0 | 0
[26 empty] | 0 | 0
[26 empty] | 0 | 0
[26 empty] | 0 | 0
[26 empty] | 0 | 0
[26 empty] | 0 | 0
[26 empty] | 0 | 0
[26 empty] | 0 | 0
[26 empty] | 0 | 0
[26 empty] | 0 | 0
[26 empty] | 0 | 0
[26 empty] | 0 | 0
[26 empty] | 0 | 0
[26 empty] | 0 | 0
[26 empty] | 0 | 0
[26 empty] | 0 | 0
[26 empty] | 0 | 0
[26 empty] | 0 | 0
[26 empty] | 0 | 0
[26 empty] | 0 | 0
[26 empty] | 0 | 0
[26 empty] | 0 | 0
[26 empty] | 0 | 0
[26 empty] | 0 | 0
[26 empty] | 0 | 0
[26 empty] | 0 | 0
[26 empty] | 0 | 0
[26 empty] | 0 | 0
[26 empty] | 0 | 0
[26 empty] | 0 | 0
[26 empty] | 0 | 0
[26 empty] | 0 | 0
[26 empty] | 0 | 0
[26 empty] | 0 | 0
[26 empty] | 0 | 0
[26 empty] | 0 | 0
[26 empty] | 0 | 0
[26 empty] | 0 | 0
[26 empty] | 0 | 0
[26 empty] | 0 | 0
[26 empty] | 0 | 0
[26 empty] | 0 | 0
[26 empty] | 0 | 0
[26 empty] | 0 | 0
[26 empty] | 0 | 0
[26 empty] | 0 | 0
[26 empty] | 0 | 0
[26 empty] | 0 | 0
[26 empty] | 0 | 0
[26 empty] | 0 | 0
[26 empty] | 0 | 0
[26 empty] | 0 | 0
[26 empty] | 0 | 0
[26 empty] | 0 | 0
[26 empty] | 0 | 0
[26 empty] | 0 | 0
[26 empty] | 0 | 0
[26 empty] | 0 | 0
[26 empty] | 0 | 0
[26 empty] | 0 | 0
[26 empty] | 0 | 0
[26 empty] | 0 | 0
[26 empty] | 0 | 0
[26 empty] | 0 | 0
[26 empty] | 0 | 0
[26 empty] | 0 | 0
[26 empty] | 0 | 0
[26 empty] | 0 | 0
[26 empty] | 0 | 0
[26 empty] | 0 | 0
[26 empty] | 0 | 0
[26 empty] | 0 | 0
[26 empty] | 0 | 0
[26 empty] | 0 | 0
[26 empty] | 0 | 0
[26 empty] | 0 | 0
[26 empty] | 0 | 0
[26 empty] | 0 | 0
[26 empty] | 0 | 0
[26 empty] | 0 | 0
[26 empty] | 0 | 0
[26 empty] | 0 | 0
[26 empty] | 0 | 0
[26 empty] | 0 | 0
[26 empty] | 0 | 0
[26 empty] | 0 | 0
[26 empty] | 0 | 0
[26 empty] | 0 | 0
[26 empty] | 0 | 0
[26 empty] | 0 | 0
[26 empty] | 0 | 0
[26 empty] | 0 | 0
[26 empty] | 0 | 0
[26 empty] | 0 | 0
[26 empty] | 0 | 0
[26 empty] | 0 | 0
[26 empty] | 0 | 0
[26 empty] | 0 | 0
[26 empty] | 0 | 0
[26 empty] | 0 | 0
[26 empty] | 0 | 0
[26 empty] | 0 | 0
[26 empty] | 0 | 0
[26 empty] | 0 | 0
[26 empty] | 0 | 0
[26 empty] | 0 | 0
[26 empty] | 0 | 0
[26 empty] | 0 | 0
[26 empty] | 0 | 0
[26 empty] | 0 | 0
[26 empty] | 0 | 0
[26 empty] | 0 | 0
[26 empty] | 0 | 0
[26 empty] | 0 | 0
[26 empty] | 0 | 0
[26 empty] | 0 | 0
[26 empty] | 0 | 0
[26 empty] | 0 | 0
[26 empty] | 0 | 0
[26 empty] | 0 | 0
[26 empty] | 0 | 0
[26 empty] | 0 | 0
[26 empty] | 0 | 0
[26 empty] | 0 | 0
[26 empty] | 0 | 0
[26 empty] | 0 | 0
[26 empty] | 0 | 0
[26 empty] | 0 | 0
[26 empty] | 0 | 0
[26 empty] | 0 | 0
[26 empty] | 0 | 0
[26 empty] | 0 | 0
[26 empty] | 0 | 0
[26 empty] | 0 | 0
[26 empty] | 0 | 0
[26 empty] | 0 | 0
[26 empty] | 0 | 0
[26 empty] | 0 | 0
[26 empty] | 0 | 0
[26 empty] | 0 | 0
[26 empty] | 0 | 0
[26 empty] | 0 | 0
[26 empty] | 0 | 0
[26 empty] | 0 | 0
[26 empty] | 0 | 0
[26 empty] | 0 | 0
[26 empty] | 0 | 0
[26 empty] | 0 | 0
[26 empty] | 0 | 0
[26 empty] | 0 | 0
[26 empty] | 0 | 0
[26 empty] | 0 | 0
[26 empty] | 0 | 0
[26 empty] | 0 | 0
[26 empty] | 0 | 0
[26 empty] | 0 | 0
[26 empty] | 0 | 0
[26 empty] | 0 | 0
[26 empty] | 0 | 0
[26 empty] | 0 | 0
[26 empty] | 0 | 0
[26 empty] | 0 | 0
[26 empty] | 0 | 0
[26 empty] | 0 | 0
[26 empty] | 0 | 0
[26 empty] | 0 | 0
[26 empty] | 0 | 0
[26 empty] | 0 | 0
[26 empty] | 0 | 0
[26 empty] | 0 | 0
[26 empty] | 0 | 0
[26 empty] | 0 | 0
[26 empty] | 0 | 0
[26 empty] | 0 | 0
[26 empty] | 0 | 0
[26 empty] | 0 | 0
[26 empty] | 0 | 0
[26 empty] | 0 | 0
[26 empty] | 0 | 0
[26 empty] | 0 | 0
[26 empty] | 0 | 0
[26 empty] | 0 | 0
[26 empty] | 0 | 0
[26 empty] | 0 | 0
[26 empty] | 0 | 0
[26 empty] | 0 | 0
[26 empty] | 0 | 0
[26 empty] | 0 | 0
[26 empty] | 0 | 0
[26 empty] | 0 | 0
[26 empty] | 0 | 0
[26 empty] | 0 | 0
[26 empty] | 0 | 0
[26 empty] | 0 | 0
[26 empty] | 0 | 0
[26 empty] | 0 | 0
[26 empty] | 0 | 0
[26 empty] | 0 | 0
[26 empty] | 0 | 0
[26 empty] | 0 | 0
[26 empty] | 0 | 0
[26 empty] | 0 | 0
[26 empty] | 0 | 0
[26 empty] | 0 | 0
[26 empty] | 0 | 0
[26 empty] | 0 | 0
[26 empty] | 0 | 0
[26 empty] | 0 | 0
[26 empty] | 0 | 0
[26 empty] | 0 | 0
[26 empty] | 0 | 0
[26 empty] | 0 | 0
[26 empty] | 0 | 0
[26 empty] | 0 | 0
[26 empty] | 0 | 0
[26 empty] | 0 | 0
[26 empty] | 0 | 0
[26 empty] | 0 | 0
[26 empty] | 0 | 0
[26 empty] | 0 | 0
[26 empty] | 0 | 0
[26 empty] | 0 | 0
[26 empty] | 0 | 0
[26 empty] | 0 | 0
[26 empty] | 0 | 0
[26 empty] | 0 | 0
[26 empty] | 0 | 0
[26 empty] | 0 | 0
[26 empty] | 0 | 0
[26 empty] | 0 | 0
[26 empty] | 0 | 0
[26 empty] | 0 | 0
[26 empty] | 0 | 0
[26 empty] | 0 | 0
[26 empty] | 0 | 0
[26 empty] | 0 | 0
[26 empty] | 0 | 0
[26 empty] | 0 | 0
[26 empty] | 0 | 0
[26 empty] | 0 | 0
[26 empty] | 0 | 0
[26 empty] | 0 | 0
[26 empty] | 0 | 0
[26 empty] | 0 | 0
[26 empty] | 0 | 0
[26 empty] | 0 | 0
[26 empty] | 0 | 0
[26 empty] | 0 | 0
[26 empty] | 0 | 0
[26 empty] | 0 | 0
[26 empty] | 0 | 0
[26 empty] | 0 | 0
[26 empty] | 0 | 0
[26 empty] | 0 | 0
[26 empty] | 0 | 0
[26 empty] | 0 | 0
[26 empty] | 0 | 0
[26 empty] | 0 | 0
[26 empty] | 0 | 0
[26 empty] | 0 | 0
[26 empty] | 0 | 0
[26 empty] | 0 | 0
[26 empty] | 0 | 0
[26 empty] | 0 | 0
[26 empty] | 0 | 0
[26 empty] | 0 | 0
[26 empty] | 0 | 0
[26 empty] | 0 | 0
[26 empty] | 0 | 0
[26 empty] | 0 | 0
[26 empty] | 0 | 0
[26 empty] | 0 | 0
[26 empty] | 0 | 0
[26 empty] | 0 | 0
[26 empty] | 0 | 0
[26 empty] | 0 | 0
[26 empty] | 0 | 0
[26 empty] | 0 | 0
[26 empty] | 0 | 0
[26 empty] | 0 | 0
[26 empty] | 0 | 0
[26 empty] | 0 | 0
[26 empty] | 0 | 0
[26 empty] | 0 | 0
[26 empty] | 0 | 0
[26 empty] | 0 | 0
[26 empty] | 0 | 0
[26 empty] | 0 | 0
[26 empty] | 0 | 0
[26 empty] | 0 | 0
[26 empty] | 0 | 0
[26 empty] | 0 | 0
[26 empty] | 0 | 0
[26 empty] | 0 | 0
[26 empty] | 0 | 0
[26 empty] | 0 | 0
[26 empty] | 0 | 0
[26 empty] | 0 | 0
[26 empty] | 0 | 0
[26 empty] | 0 | 0
[26 empty] | 0 | 0
[26 empty] | 0 | 0
[26 empty] | 0 | 0
[26 empty] | 0 | 0
[26 empty] | 0 | 0
[26 empty] | 0 | 0
[26 empty] | 0 | 0
[26 empty] | 0 | 0
[26 empty] | 0 | 0
[26 empty] | 0 | 0
[26 empty] | 0 | 0
[26 empty] | 0 | 0
[26 empty] | 0 | 0
[26 empty] | 0 | 0
[26 empty] | 0 | 0
[26 empty] | 0 | 0
[26 empty] | 0 | 0
[26 empty] | 0 | 0
[26 empty] | 0 | 0
[26 empty] | 0 | 0
[26 empty] | 0 | 0
[26 empty] | 0 | 0
[26 empty] | 0 | 0
[26 empty] | 0 | 0
[26 empty] | 0 | 0
[26 empty] | 0 | 0
[26 empty] | 0 | 0
[26 empty] | 0 | 0
[26 empty] | 0 | 0
[26 empty] | 0 | 0
[26 empty] | 0 | 0
[26 empty] | 0 | 0
[26 empty] | 0 | 0
[26 empty] | 0 | 0
[26 empty] | 0 | 0
[26 empty] | 0 | 0
[26 empty] | 0 | 0
[26 empty] | 0 | 0
[26 empty] | 0 | 0
[26 empty] | 0 | 0
[26 empty] | 0 | 0
[26 empty] | 0 | 0
[26 empty] | 0 | 0
[26 empty] | 0 | 0
[26 empty] | 0 | 0
[26 empty] | 0 | 0
[26 empty] | 0 | 0
[26 empty] | 0 | 0
[26 empty] | 0 | 0
[26 empty] | 0 | 0
[26 empty] | 0 | 0
[26 empty] | 0 | 0
[26 empty] | 0 | 0
[26 empty] | 0 | 0
[26 empty] | 0 | 0
[26 empty] | 0 | 0
[26 empty] | 0 | 0
[26 empty] | 0 | 0
[26 empty] | 0 | 0
[26 empty] | 0 | 0
[26 empty] | 0 | 0
[26 empty] | 0 | 0
[26 empty] | 0 | 0
[26 empty] | 0 | 0
[26 empty] | 0 | 0
[26 empty] | 0 | 0
[26 empty] | 0 | 0
[26 empty] | 0 | 0
[26 empty] | 0 | 0
[26 empty] | 0 | 0
[26 empty] | 0 | 0
[26 empty] | 0 | 0
[26 empty] | 0 | 0
[26 empty] | 0 | 0
[26 empty] | 0 | 0
[26 empty] | 0 | 0
[26 empty] | 0 | 0
[26 empty] | 0 | 0
[26 empty] | 0 | 0
[26 empty] | 0 | 0
[26 empty] | 0 | 0
[26 empty] | 0 | 0
[26 empty] | 0 | 0
[26 empty] | 0 | 0
[26 empty] | 0 | 0
[26 empty] | 0 | 0
[26 empty] | 0 | 0
[26 empty] | 0 | 0
[26 empty] | 0 | 0
[26 empty] | 0 | 0
[26 empty] | 0 | 0
[26 empty] | 0 | 0
[26 empty] | 0 | 0
[26 empty] | 0 | 0
[26 empty] | 0 | 0
[26 empty] | 0 | 0
[26 empty] | 0 | 0
[26 empty] | 0 | 0
[26 empty] | 0 | 0
[26 empty] | 0 | 0
[26 empty] | 0 | 0
[26 empty] | 0 | 0
[26 empty] | 0 | 0
[26 empty] | 0 | 0
[26 empty] | 0 | 0
[26 empty] | 0 | 0
[26 empty] | 0 | 0
[26 empty] | 0 | 0
[26 empty] | 0 | 0
[26 empty] | 0 | 0
[26 empty] | 0 | 0
[26 empty] | 0 | 0
[26 empty] | 0 | 0
[26 empty] | 0 | 0
[26 empty] | 0 | 0
[26 empty] | 0 | 0
[26 empty] | 0 | 0
[26 empty] | 0 | 0
[26 empty] | 0 | 0
[26 empty] | 0 | 0
[26 empty] | 0 | 0
[26 empty] | 0 | 0
[26 empty] | 0 | 0
[26 empty] | 0 | 0
[26 empty] | 0 | 0
[26 empty] | 0 | 0
[26 empty] | 0 | 0
[26 empty] | 0 | 0
[26 empty] | 0 | 0
[26 empty] | 0 | 0
[26 empty] | 0 | 0
[26 empty] | 0 | 0
[26 empty] | 0 | 0
[26 empty] | 0 | 0
[26 empty] | 0 | 0
[26 empty] | 0 | 0
[26 empty] | 0 | 0
[26 empty] | 0 | 0
[26 empty] | 0 | 0
[26 empty] | 0 | 0
[26 empty] | 0 | 0
[26 empty] | 0 | 0
[26 empty] | 0 | 0
[26 empty] | 0 | 0
[26 empty] | 0 | 0
[26 empty] | 0 | 0
[26 empty] | 0 | 0
[26 empty] | 0 | 0
[26 empty] | 0 | 0
[26 empty] | 0 | 0
[26 empty] | 0 | 0
[26 empty] | 0 | 0
[26 empty] | 0 | 0
[26 empty] | 0 | 0
[26 empty] | 0 | 0
[26 empty] | 0 | 0
[26 empty] | 0 | 0
[26 empty] | 0 | 0
[26 empty] | 0 | 0
[26 empty] | 0 | 0
[26 empty] | 0 | 0
[26 empty] | 0 | 0
[26 empty] | 0 | 0
[26 empty] | 0 | 0
[26 empty] | 0 | 0
[26 empty] | 0 | 0
[26 empty] | 0 | 0
[26 empty] | 0 | 0
[26 empty] | 0 | 0
[26 empty] | 0 | 0
[26 empty] | 0 | 0
[26 empty] | 0 | 0
[26 empty] | 0 | 0
[26 empty] | 0 | 0
[26 empty] | 0 | 0
[26 empty] | 0 | 0
[26 empty] | 0 | 0
[26 empty] | 0 | 0
[26 empty] | 0 | 0
[26 empty] | 0 | 0
[26 empty] | 0 | 0
[26 empty] | 0 | 0
[26 empty] | 0 | 0
[26 empty] | 0 | 0
[26 empty] | 0 | 0
[26 empty] | 0 | 0
[26 empty] | 0 | 0
[26 empty] | 0 | 0
[26 empty] | 0 | 0
[26 empty] | 0 | 0
[26 empty] | 0 | 0
[26 empty] | 0 | 0
[26 empty] | 0 | 0
[26 empty] | 0 | 0
[26 empty] | 0 | 0
[26 empty] | 0 | 0
[26 empty] | 0 | 0
[26 empty] | 0 | 0
[26 empty] | 0 | 0
[26 empty] | 0 | 0
[26 empty] | 0 | 0
[26 empty] | 0 | 0
[26 empty] | 0 | 0
[26 empty] | 0 | 0
[26 empty] | 0 | 0
[26 empty] | 0 | 0
[26 empty] | 0 | 0
[26 empty] | 0 | 0
[26 empty] | 0 | 0
[26 empty] | 0 | 0
[26 empty] | 0 | 0
[26 empty] | 0 | 0
[26 empty] | 0 | 0
[26 empty] | 0 | 0
[26 empty] | 0 | 0
[26 empty] | 0 | 0
[26 empty] | 0 | 0
[26 empty] | 0 | 0
[26 empty] | 0 | 0
[26 empty] | 0 | 0
[26 empty] | 0 | 0
[26 empty] | 0 | 0
[26 empty] | 0 | 0
[26 empty] | 0 | 0
[26 empty] | 0 | 0
[26 empty] | 0 | 0
[26 empty] | 0 | 0
[26 empty] | 0 | 0
[26 empty] | 0 | 0
[26 empty] | 0 | 0
[26 empty] | 0 | 0
[26 empty] | 0 | 0
[26 empty] | 0 | 0
[26 empty] | 0 | 0
[26 empty] | 0 | 0
[26 empty] | 0 | 0
[26 empty] | 0 | 0
[26 empty] | 0 | 0
[26 empty] | 0 | 0
[26 empty] | 0 | 0
[26 empty] | 0 | 0
[26 empty] | 0 | 0
[26 empty] | 0 | 0
[26 empty] | 0 | 0
[26 empty] | 0 | 0
[26 empty] | 0 | 0
[26 empty] | 0 | 0
[26 empty] | 0 | 0
[26 empty] | 0 | 0
[26 empty] | 0 | 0
[26 empty] | 0 | 0
[26 empty] | 0 | 0
[26 empty] | 0 | 0
[26 empty] | 0 | 0
[26 empty] | 0 | 0
[26 empty] | 0 | 0
[26 empty] | 0 | 0
[26 empty] | 0 | 0
[26 empty] | 0 | 0
[26 empty] | 0 | 0
[26 empty] | 0 | 0
[26 empty] | 0 | 0
[26 empty] | 0 | 0
[26 empty] | 0 | 0
[26 empty] | 0 | 0
[26 empty] | 0 | 0
[26 empty] | 0 | 0
[26 empty] | 0 | 0
[26 empty] | 0 | 0
[26 empty] | 0 | 0
[26 empty] | 0 | 0
[26 empty] | 0 | 0
[26 empty] | 0 | 0
[26 empty] | 0 | 0
[26 empty] | 0 | 0
[26 empty] | 0 | 0
[26 empty] | 0 | 0
[26 empty] | 0 | 0
[26 empty] | 0 | 0
[26 empty] | 0 | 0
[26 empty] | 0 | 0
[26 empty] | 0 | 0
[26 empty] | 0 | 0
[26 empty] | 0 | 0
[26 empty] | 0 | 0
[26 empty] | 0 | 0
[26 empty] | 0 | 0
[26 empty] | 0 | 0
[26 empty] | 0 | 0
[26 empty] | 0 | 0
[26 empty] | 0 | 0
[26 empty] | 0 | 0
[26 empty] | 0 | 0
[26 empty] | 0 | 0
[26 empty] | 0 | 0
[26 empty] | 0 | 0
[26 empty] | 0 | 0
[26 empty] | 0 | 0
[26 empty] | 0 | 0
[26 empty] | 0 | 0
[26 empty] | 0 | 0
[26 empty] | 0 | 0
[26 empty] | 0 | 0
[26 empty] | 0 | 0
[26 empty] | 0 | 0
[26 empty] | 0 | 0
[26 empty] | 0 | 0
[26 empty] | 0 | 0
[26 empty] | 0 | 0
[26 empty] | 0 | 0

## Zones
Houston | -1
North | -1
South | -1
West | 1
SET UP AREA, copy & paste values to cell B1
Source | West |  | N to H | N to W | N to S | W to N | S to N | W to S
Sink | North | Houston | -1 | 1 | -1 | -1 | 1 | -1
|  | North | 1 | 1 | 1 | -1 | -1 | -1
|  | South | -1 | 1 | -1 | -1 | 1 | -1
|  | West | 1 | -1 | 1 | 1 | -1 | 1
|  | Source | North | North | North | West | South | West
|  | Sink | Houston | West | South | North | North | South

## Tech
Number of Bus | Name of Bus | Tech Type
238 | BOSQUESW505 | CC
239 | BOSQUESW502 | GGT
244 | WHITNYDM01 | Hydro
245 | WHITNYDM02 | Hydro
247 | BOSQUESW501 | GGT
251 | BOSQUESW803 | CC
253 | BOSQUESW804 | CC
332 | RWMILLER01 | GST
333 | RWMILLER02 | GST
334 | RWMILLER03 | GST
335 | RWMILLER04 | GST
336 | RWMILLER05 | GST
344 | MRSSHPRD | Hydro
345 | MRSSHPRD01 | Hydro
366 | JNSNCNTY802 | Cogen
367 | JNSNCNTY802 | Cogen
503 | NTHTEXAS01 | GST
504 | NTHTEXAS02 | GST
505 | NTHTEXAS03 | GST
580 | JCKCNTY801 | CC
581 | JCKCNTY802 | CC
582 | JCKCNTY803 | CC
728 | WOLFRIDGE801 | Wind
837 | NEWMAN_G5 | GST
842 | OLINGER_G1 | GST
843 | OLINGER_G2 | GST
844 | OLINGER_G3 | GST
845 | OLINGER_G4 | GGT
923 | SPENCER_G4 | GST
924 | SPENCER_G5 | GST
948 | STEAM1 | GST
949 | STEAM2 | GST
950 | STEAM3 | GST
990 | GIBN_CREK_G1 | LIGCO
1002 | PBCTAGE_1G | GGT
1003 | PBCTBGE_2G | GGT
1004 | PBCTCGE_3G | GGT
1005 | PBCTDGE_4G | GGT
1006 | PBCTEGE_5G | GGT
1007 | PB5GEN_6G | GST
1008 | PB6GEN_7G | GST
1037 | MORGAN5G_5G | GST
1039 | MRGNAG_1G | GGT
1040 | MRGNBG_2G | GGT
1041 | MRGNCG_3G | GGT
1042 | MRGNDG_4G | GGT
1043 | MRGNEG_5G | GGT
1044 | MRGNFG_6G | GGT
1045 | CALENG1G_1G | Cogen
1046 | CALENG2G_2G | Cogen
1047 | CALENG3G_3G | Cogen
1058 | LONGSHORE_5 | Wind
1058 | LONGSHORE_5 | Wind
1061 | CIELOGEN_1G | Wind
1062 | CIELOGEN_2G | Wind
1068 | SCURRYCW_1G | Wind
1069 | KINDERMG_1G | Cogen
1070 | KINDERMG_2G | Cogen
1071 | KINDERMG_3G | Cogen
1073 | SCURRYCW_2G | Wind
1320 | BSP 1 | Cogen
1326 | STANTONW_8 | Wind
1327 | WILDHRSE_1G | Wind
1328 | OCOTILLO_1G | Wind
1333 | MCDDONAL_8 | Wind
1343 | TRENTIPP_8 | Wind
1349 | WESTXWIN_1G | Wind
1350 | NWPWRG1_1G | Wind
1354 | AEPWIND_8 | Wind
1360 | GUNSIGHT_8 | Wind
1416 | SWETWATR_1G | CC
1417 | SWETWATR_2G | CC
1418 | SWETWATR_3G | CC
1419 | SWETWATR_4G | CC
1432 | GRHAMSES_2G | GST
1433 | GRHAMSES_1G | GST
1437 | MESQUITW_1G | Wind
1438 | MESQUITW_2G | Wind
1442 | COKFIELD_5 | Wind
1453 | WCPWRCO_1G | CC
1454 | WCPWRCO_2G | CC
1455 | WCPWRCO_3G | CC
1479 | WFCOGEN_1G | Cogen
1479 | WFCOGEN_1G | Cogen
1482 | WFCOGEN_2G | Cogen
1482 | WFCOGEN_2G | Cogen
1600 | BARTNWND_1G | Wind
1643 | SLSTR1PP_1G | Wind
1675 | PEC_1G | Cogen
1676 | PEC_2G | Cogen
1677 | PEC_3G | Cogen
1678 | LAMARPWR_1G | CC
1679 | LAMARPWR_2G | CC
1680 | LAMARPWR_3G | CC
1681 | LAMARPWR_4G | CC
1682 | LAMARPWR_5G | CC
1683 | LAMARPWR_6G | CC
1687 | VALLEY_1G | GST
1688 | VALLEY_2G | GSC
1689 | VALLEY_3G | GST
1701 | MOSES_1G | LIGCO
1702 | MOSES_2G | LIGCO
1703 | MOSES_3G | LIGCO
1861 | EAGLEMNT_1G | GST
1862 | EAGLEMNT_2G | GST
1863 | EAGLEMNT_3G | GST
1877 | WLFHOLW_1G | CC
1878 | WLFHOLW_2G | CC
1879 | WLFHOLW_3G | CC
1889 | DECRDOVA_1G | GSC
1892 | DECRDOVA_2G | GGT
1893 | DECRDOVA_3G | GGT
1894 | DECRDOVA_4G | GGT
1895 | DECRDOVA_5G | GGT
1898 | COMCHEPK_1G | Nuc
1899 | COMCHEPK_2G | Nuc
1937 | MDLTHELP_5G | CC
1938 | MDLTHELP_6G | CC
1941 | MDLTHELP_1G | CC
1942 | MDLTHELP_2G | CC
1943 | MDLTHELP_3G | CC
1944 | MDLTHELP_4G | CC
1947 | HANDLEY_3G | GST
1948 | HANDLEY_4G | GST
1949 | HANDLEY_5G | GST
2371 | COLLIN_1G | GST
2381 | NTHLK1_G | GST
2382 | NTHLK2_G | GST
2383 | NTHLK3_G | GST
2413 | MTCK6_G | GST
2414 | MTCK7_G | GST
2417 | MTCK8_G | GSC
2451 | LKHB1_G | GST
2452 | LKHB2_G | GST
3097 | MARTLAKE_1G | LIGCO
3098 | MARTLAKE_2G | LIGCO
3099 | MARTLAKE_3G | LIGCO
3107 | STRYKER_1G | GST
3108 | STRYKER_2G | GST
3126 | TRINIDAD_6G | GST
3309 | ASPN_G | Bio
3348 | CHAMPION_1G | Cogen
3381 | BBRN_1G | LIGCO
3382 | BBRN_2G | LIGCO
3403 | THOUSE_1G | GSC
3404 | THOUSE_2G | GSC
3416 | LAKE_CRK1_G | GST
3417 | LAKE_CRK2_G | GST
3432 | SANDOW_4G | LIGCO
5026 | BRAUNIG_VHB1 | GST
5027 | BRAUNIG_VHB2 | GST
5028 | BRAUNIG_VHB3 | GST
5111 | CALAVER_JTD1 | LIGCO
5112 | CALAVER_JTD2 | LIGCO
5264 | LEON_LCP3G3 | GST
5265 | LEON_LCP4G4 | GST
5266 | LEON_LCPCT1 | GGT
5267 | LEON_LCPCT2 | GGT
5268 | LEON_LCPCT3 | GGT
5269 | LEON_LCPCT4 | GGT
5396 | CALAVER_OWS1 | GST
5397 | CALAVER_OWS2 | GST
5401 | CALAVER_JKS1 | LIGCO
5436 | TUTTL_WBT1G1 | GST
5438 | TUTTL_WBT3G3 | GST
5439 | TUTTL_WBT4G4 | GST
5476 | BRA_AVR1_CT1 | CC
5477 | BRA_AVR1_ST | CC
5478 | BRA_AVR1_CT2 | CC
5503 | RAYBURNGEN3 | GST
5505 | RAYBURNGEN1 | GGT
5506 | RAYBURNGEN2 | GGT
5508 | RAYBURNCC9 | CC
5509 | RAYBURNCC10 | CC
5511 | RAYBURNCC7 | CC
5512 | RAYBURNCC8 | CC
5728 | FALCONHYDRO2 | Hydro
5729 | FALCONHYDRO3 | Hydro
5890 | PEARSALLGEN1 | GST
5891 | PEARSALLGEN2 | GST
5892 | PEARSALLGEN3 | GST
5903 | SANMIGUELGEN | LIGCO
5911 | STP_GN1___1 | Nuc
5912 | STP_GN2___2 | Nuc
5920 | WELSHDC1 | DCTie
5925 | DCEAST | DCTie
5932 | SI_RAY9 | CC
5933 | SI_RAY6 | GST
5934 | SI_RAY5 | GST
5935 | SI_RAY10 | CC
6016 | SWMESA | Wind
6096 | NORTHDC7 | DCTie
6100 | OKLA7A | DCTie
6144 | MCADOO1A | Wind
6407 | TURKTRAK1A | Wind
6637 | SNYDERW1A | Wind
6752 | OKLA0A | LIGCO
6948 | DENISNDM | Hydro
6948 | DENISNDM | Hydro
7000 | L_FERGUS1_1Y | GSC
7004 | L_SIMGID1_1Y | GST
7005 | L_SIMGID1_2Y | GST
7006 | L_SIMGID1_3Y | GST
7007 | L_LOSTPI1_1Y | CC
7008 | L_LOSTPI1_2Y | CC
7009 | L_LOSTPI1_3Y | CC
7010 | L_FPPYD11_1Y | LIGCO
7011 | L_FPPYD11_2Y | LIGCO
7012 | L_FPPYD21_3Y | LIGCO
7014 | L_HAYSEN1_1Y | CC
7015 | L_HAYSEN1_2Y | CC
7016 | L_HAYSEN1_3Y | CC
7017 | L_HAYSEN1_4Y | CC
7020 | L_AUSTPL1_1Y | Hydro
7020 | L_AUSTPL1_1Y | Hydro
7022 | L_BUCHAN1_1Y | Hydro
7023 | L_BUCHAN1_2Y | Hydro
7024 | L_BUCHAN1_3Y | Hydro
7026 | L_INKSDA1_1Y | Hydro
7028 | L_MARBFA1_1Y | Hydro
7029 | L_MARBFA1_2Y | Hydro
7031 | L_MARSFO1G1Y | Hydro
7032 | L_MARSFO1G2Y | Hydro
7033 | L_MARSFO1G3Y | Hydro
7035 | L_WIRTZ_1G1Y | Hydro
7036 | L_WIRTZ_1G2Y | Hydro
7038 | L_DELAWA1_1Y | Wind
7038 | L_DELAWA1_1Y | Wind
7303 | L_WPPGS12_1Y | GGT
7303 | L_WPPGS12_1Y | GGT
7305 | L_WPPGS34_1Y | GGT
7305 | L_WPPGS34_1Y | GGT
7487 | L_CANYHY8_1Y | Hydro
7605 | L_MCQUEE9_1Y | Hydro
7605 | L_MCQUEE9_1Y | Hydro
7605 | L_MCQUEE9_1Y | Hydro
7609 | L_SCHUMA8_1Y | Hydro
7624 | L_LAKEWO9_1Y | Hydro
7624 | L_LAKEWO9_1Y | Hydro
7800 | L_GUADGE1_1Y | CC
7801 | L_GUADGE1_2Y | CC
7802 | L_GUADGE1_3Y | CC
7803 | L_GUADGE1_4Y | CC
7804 | L_GUADGE1_5Y | CC
7805 | L_GUADGE1_6Y | CC
7807 | L_BASTEN1_1Y | CC
7808 | L_BASTEN1_2Y | CC
7809 | L_BASTEN1_3Y | CC
7810 | L_RIONOG1G1Y | CC
7811 | L_RIONOG1G2Y | CC
7812 | L_RIONOG1G3Y | CC
7813 | L_RIONOG1S1Y | CC
8032 | AMISTADHYD1 | Hydro
8033 | AMISTADHYD2 | Hydro
8048 | FALCONHYDRO1 | Hydro
8066 | DUP1V#1 | Cogen
8134 | FOR #1 | Cogen
8138 | FOR #2 | Cogen
8139 | JOS #1 | GST
8147 | UCAR #2 | Cogen
8148 | UCAR #1 | Cogen
8153 | FOR #3 | Cogen
8154 | FOR #4 | Cogen
8155 | FOR #5 | Cogen
8156 | FOR #6 | Cogen
8157 | FOR #7 | Cogen
8161 | COLETO0A | LIGCO
8173 | VICEC51A | CC
8174 | VICEC61A | CC
8189 | CUECPL2A | Cogen
8262 | ELPS | Hydro
8285 | LAR #1 | GST
8287 | LAR #2 | GST
8288 | LAR #3 | GST
8388 | BATES0A | GST
8393 | BATES0B | GST
8437 | NUECES_B0C | GST
8438 | NUECES_B0B | GST
8442 | NBEC7 | GST
8442 | NBEC7 | GST
8456 | COSW#1 | Cogen
8457 | COSW#2 | Cogen
8459 | B_DAVIS0B | GSC
8460 | B_DAVIS0A | GSC
8461 | KOCH_UP0A | Cogen
8506 | VAL #1 | Cogen
8507 | VAL #2 | Cogen
8511 | OXY_CC0A | Cogen
8517 | CELANEBI0A | Cogen
8560 | CNOPGT1 | Cogen
8561 | CNOPGT2 | Cogen
8562 | CNOPST1 | Cogen
8926 | LGE_GT10A | Cogen
8927 | LGE_GT20A | Cogen
8928 | LGE_STG0A | Cogen
8930 | ICPGN10A | Cogen
8931 | ICPGN20A | Cogen
8932 | ICPGN30A | Cogen
8933 | FGNTS001 | CC
8934 | FGNTS101 | CC
8935 | FGNTS201 | CC
8936 | MVGN#1 | CC
8937 | MVGN#2 | CC
8938 | MVGN#3 | CC
8981 | HECN1 | CC
8982 | HECN2 | CC
8983 | HECN3 | CC
9000 | DECKR_G1 | GST
9001 | DECKR_G2 | GST
9002 | DECKR_G3 | GGT
9003 | DECKR_G4 | GGT
9004 | DECKR_G5 | GGT
9005 | DECKR_G6 | GGT
9016 | SANDH_G1 | GGT
9017 | SANDH_G2 | GGT
9018 | SANDH_G3 | GGT
9019 | SANDH_G4 | GGT
9020 | SANDHG5A | CC
9021 | SANDHG5C | CC
11001 | NAV1CT | CC
11009 | NAV2CT | CC
11011 | NAV3ST | CC
11012 | NAV4CT | CC
11013 | NAV5CT | CC
11014 | NAV6ST | CC
11020 | TIEHVSG_1G | CC
11021 | TIEHVCG_1G | CC
11022 | TIEHVCG_2G | CC
11023 | TIEHVCG_3G | CC
11024 | TIEHVCG_4G | CC
11025 | TIEHVSG_2G | CC
11056 | ROSCOE_1G | Wind
11057 | CHAMPION_1G | Wind
11058 | PYRON_1G | Wind
11059 | INADALE_1G | Wind
11065 | ELBOWCK_1G | Wind
11147 | NOTREES_1G | Wind
11309 | BULLCREK_2G | Wind
11310 | BULLCREK_1G | Wind
11320 | COYOTE_1G | Wind
11691 | KMICHICT1_G | CC
11692 | KMICHICT2_G | CC
11693 | KMICHIST3_G | CC
11694 | KMICHICT4_G | CC
11695 | KMICHICT5_G | CC
11696 | KMICHIST6_G | CC
12322 | ENNSTRAC_1G | CC
12323 | ENNSTRAC_2G | CC
12411 | FPLEFR1A_G | CC
12412 | FPLEFR1B_G | CC
12413 | FPLEFR1C_G | CC
12414 | FPLEFR1S_G | CC
12421 | FPLEFR2A_G | CC
12422 | FPLEFR2B_G | CC
12423 | FPLEFR2C_G | CC
12424 | FPLEFR2S_G | CC
12440 | PARKD_1SVC8 | GST
12449 | PARKD_2SVC8 | GST
13116 | TGATEWAY_1G | CC
13117 | TGATEWAY_2G | CC
13118 | TGATEWAY_3G | CC
13119 | TGATEWAY_4G | CC
13131 | CALFREST_1G | CC
13132 | CALFREST_2G | CC
13133 | CALFREST_3G | CC
13134 | CALFREST_4G | CC
13135 | CALFREST_5G | CC
13136 | CALFREST_6G | CC
13432 | SANDOW_5G | LIGCO
32798 | BRYN_TAMUGEN | GST
32883 | BRYN_DNSBY3 | GST
32884 | BRYN_DNSBY13 | GST
32886 | BRYN_ATKINS3 | GST
32887 | BRYN_ATKINS6 | GST
32888 | BRYN_ATKINS7 | GGT
32890 | BRYN_ATKINS4 | GST
32891 | BRYN_ATKINS5 | GST
32892 | BRYN_DNSBY14 | GST
36998 | RDCNYNG1 | Wind
38332 | TNWDWRDU2_8 | Wind
38437 | TNSRBNMESA9 | Wind
38580 | TNBP_CGN1_8 | Cogen
38590 | TNBP_CGN2_8 | Cogen
38600 | TNBP_CGN3_8 | Cogen
38611 | TNBPAMCG1_8 | Cogen
38612 | TNBPAMCG2_8 | Cogen
38613 | TNBPAMCG3_8 | Cogen
38614 | TNBPAMCG4_8 | Cogen
38615 | TNBPAMCG5_8 | Cogen
38690 | TNBP_CGN4_8 | Cogen
38711 | TNTXCTY1CG8 | Cogen
38712 | TNTXCTY2CG8 | Cogen
38713 | TNTXCTY3CG8 | Cogen
38714 | TNTXCTY4CG8 | Cogen
39190 | TNSLCGN1__8 | Cogen
39470 | TNDOWCGNSG8 | Cogen
39480 | TNDOWCGNGG8 | Cogen
39760 | TNSCLP1___8 | Cogen
39770 | TNSCLP2___8 | Cogen
39775 | TNSCLP4___8 | Cogen
39790 | TNSCLP3___8 | Cogen
39960 | TNTNPONE_18 | LIGCO
39970 | TNTNPONE_28 | LIGCO
48500 | APD_GT1_8005 | Cogen
48510 | AK_GT1__8040 | Cogen
48511 | LPE_GT1_8070 | GGT
48512 | LPE_GT2_8075 | GGT
48513 | LPE_GT3_8080 | GGT
48514 | LPE_GT4_8085 | GGT
48520 | BSF_GT1_8070 | Cogen
48520 | BSF_GT1_8070 | Cogen
48521 | BVE_GT1_GT1 | CC
48522 | BVE_GT2_5035 | CC
48523 | BVE_ST1_GN1 | CC
48531 | BYU_GT1_8075 | Cogen
48532 | BYU_GT2_8055 | Cogen
48533 | BYU_GT3_8060 | Cogen
48534 | BYU_GT4_8065 | Cogen
48551 | CAL_GT1_8045 | Cogen
48552 | CAL_ST1_8000 | Cogen
48561 | CTL_GT2_8130 | Cogen
48562 | CTL_GT3_8135 | Cogen
48563 | CTL_GT4_8140 | Cogen
48564 | CTL_GN1_8145 | Cogen
48565 | CTL_GN2_8155 | Cogen
48581 | CBY_GN1_1 | GSC
48582 | CBY_GN2_2 | GSC
48583 | CBY_GT4_1 | GSC
48584 | CBY_GT4_2 | CC
48585 | CBY_ST4_1 | CC
48591 | CHE_GT2_5030 | Cogen
48593 | CHE_GT1_8015 | Cogen
48594 | CHE_GN4_8025 | Cogen
48595 | BTE_GT2_8075 | CC
48596 | BTE_GT3_8045 | CC
48597 | BTE_GT4_8055 | CC
48598 | BTE_ST1_8070 | CC
48611 | DIB_GT1_8080 | Cogen
48612 | DIB_GT2_8075 | Cogen
48613 | DIB_ST1_8085 | Cogen
48614 | DIB_GT3_8090 | Cogen
48641 | DPEC_GT15040 | CC
48642 | DPEC_GT25025 | CC
48643 | DPEC_GT35010 | CC
48644 | DPEC_GT45070 | CC
48645 | DPEC_ST55065 | CC
48651 | EP_1_2 | Cogen
48651 | EP_1_2 | Cogen
48671 | FTR_GT1_5105 | CC
48672 | FTR_GT2_5110 | CC
48673 | FTR_GT3_5085 | CC
48674 | FTR_CN4_5095 | CC
48690 | GBY_GN5_5 | GSC
48691 | GBY_73741085 | GGT
48691 | GBY_73741085 | GGT
48692 | GBY_81821075 | GGT
48692 | GBY_81821075 | GGT
48693 | GBY_83841065 | GGT
48693 | GBY_83841065 | GGT
48721 | LEG_1___1 | LIGCO
48722 | LEG_2___2 | LIGCO
48730 | MNS_GT | Cogen
48731 | CBE_GT1 | CC
48732 | CBE_GT2 | CC
48733 | CBE_ST12 | CC
48734 | CBE_GT3 | CC
48735 | CBE_GT4 | CC
48736 | CBE_ST34 | CC
48740 | PSG_GN2_8050 | Cogen
48741 | PSG_GT2_8040 | Cogen
48742 | PSG_GT3_8060 | Cogen
48761 | PR_GT1__9040 | Cogen
48772 | PHR_GN2_2 | GSC
48791 | PSA_GT1_8160 | Cogen
48792 | PSA_GT2_8155 | Cogen
48793 | PSA_GT3_8150 | Cogen
48794 | PSA_GT4_8145 | Cogen
48795 | PSA_GT5_8140 | Cogen
48796 | PSA_GN1_8165 | Cogen
48797 | PSA_GT6_8135 | Cogen
48811 | CVC_GT3_5045 | Cogen
48812 | CVC_GT2_5020 | Cogen
48813 | CVC_GT1_5035 | Cogen
48814 | CVC_ST5_5040 | Cogen
48815 | CVC_GT4_8005 | Cogen
48820 | SHELLG1_3015 | Cogen
48821 | SHELLG2 | Cogen
48822 | SHELLG3_3020 | Cogen
48822 | SHELLG3_3020 | Cogen
48841 | SJS_GT1_GT1 | Cogen
48842 | SJS_GT2_GT2 | Cogen
48845 | SOL_GT1 | Solar
48851 | SRB_GN1_1 | GST
48852 | SRB_GN2_2 | GST
48853 | SRB_GN3_3 | GST
48854 | SRB_GN4_4 | GST
48855 | SRB_GT211035 | GGT
48855 | SRB_GT211035 | GGT
48873 | THW_ST3_ST_3 | CC
48874 | THW_ST4_ST_4 | CC
48875 | THW_3132 | CC
48875 | THW_3132 | CC
48877 | THW_3334 | CC
48877 | THW_3334 | CC
48879 | THW_4142 | CC
48879 | THW_4142 | CC
48881 | THW_4344 | CC
48881 | THW_4344 | CC
48883 | THW_GT1_GT_1 | GGT
48885 | THW_5152 | GGT
48885 | THW_5152 | GGT
48886 | THW_5354 | GGT
48886 | THW_5354 | GGT
48887 | THW_5556 | GGT
48887 | THW_5556 | GGT
48911 | TGF_GT1_8000 | Cogen
48921 | WAP_GN1_1 | GST
48922 | WAP_GN2_2 | GST
48923 | WAP_GN3_3 | GST
48924 | WAP_GN4_4 | GSC
48925 | WAP_GN5_5 | LIGCO
48926 | WAP_GN6_6 | LIGCO
48927 | WAP_GN7_7 | LIGCO
48928 | WAP_GN8_8 | LIGCO
48929 | WAPGT21_GT1 | GGT
48940 | WARVUE_GT1 | Cogen
49803 | EXN_15GT | Cogen
49804 | EXN_16GT | Cogen
49805 | EXN_17GT | Cogen
49826 | EXN938GT | Cogen
49828 | EXN941GT | Cogen
49829 | EXN942GT | Cogen
49830 | EXN943GT | Cogen
49831 | EXN944GT | Cogen
49832 | EXN945GT | Cogen
49837 | EXN_GT | Cogen
49838 | EXN_14GT | Cogen
49851 | DOW17000 | Cogen
49858 | DOW38100 | Cogen
49859 | DOW38200 | Cogen
49860 | DOW38300 | Cogen
49862 | DOW39100 | Cogen
49863 | DOW39200 | Cogen
49865 | DOW41000 | Cogen
49866 | DOW42000 | Cogen
49869 | DOW49000 | Cogen
49870 | DOW61000 | Cogen
49871 | DOW62000 | Cogen
49872 | DOW63000 | Cogen
49873 | DOW64000 | Cogen
49876 | DOW65000 | Cogen
49877 | DOW66000 | Cogen
49878 | DOW67000 | Cogen
49882 | DOW81000 | Cogen
49884 | DOW82000 | Cogen
49885 | DOW83000 | Cogen
49886 | DOW84000 | Cogen
58909 | PEARSALLSCG1 | Diesel
58909 | PEARSALLSCG1 | Diesel
58909 | PEARSALLSCG1 | Diesel
58909 | PEARSALLSCG1 | Diesel
58909 | PEARSALLSCG1 | Diesel
58909 | PEARSALLSCG1 | Diesel
58919 | PEARSALLSCG2 | Diesel
58919 | PEARSALLSCG2 | Diesel
58919 | PEARSALLSCG2 | Diesel
58919 | PEARSALLSCG2 | Diesel
58919 | PEARSALLSCG2 | Diesel
58919 | PEARSALLSCG2 | Diesel
58929 | PEARSALLSCG3 | Diesel
58929 | PEARSALLSCG3 | Diesel
58929 | PEARSALLSCG3 | Diesel
58929 | PEARSALLSCG3 | Diesel
58929 | PEARSALLSCG3 | Diesel
58929 | PEARSALLSCG3 | Diesel
58949 | PEARSALLSCG4 | Diesel
58949 | PEARSALLSCG4 | Diesel
58949 | PEARSALLSCG4 | Diesel
58949 | PEARSALLSCG4 | Diesel
58949 | PEARSALLSCG4 | Diesel
58949 | PEARSALLSCG4 | Diesel
60000 | DSKY2 | Wind
60003 | KING_NE1A | Wind
60005 | KING_SE1A | Wind
60007 | KING_SW1A | Wind
60016 | WOODWRD11A | Wind
60017 | ORNNWP1 | Wind
60018 | DSKY1 | Wind
60019 | KING_NW1A | Wind
60057 | CALLAHAN1A | Wind
60058 | BUFF_GAP1A | Wind
60060 | CIRELLO | Wind
60063 | BUFF_GAP1B | Wind
60066 | H_HOLLOW1A | Wind
60068 | HHOLLOW21A | Wind
60070 | HHOLLOW31A | Wind
60072 | HHOLLOW41A | Wind
60081 | WHRLWIND1A | Wind
60201 | RIO DRCS | AVR
60202 | FRNDDRCS | AVR
71051 | L_BITTCR1_1N | Wind
71054 | L_SWEETW1_1N | Wind
71057 | L_SWEETW1_2N | Wind
71059 | L_SWEETW1_3N | Wind
71060 | L_SWEETW1_4N | Wind
71061 | L_SWEETW1_5N | Wind
76031 | L_GASCCR1_1N | Wind
76091 | L_DIVIDE1_1N | Wind
76095 | L_CAPRSI1_1N | Wind
76096 | L_CAPRSI1_2N | Wind
76097 | L_CAPRGE1_1N | Wind
80003 | MILHWYS | AVR
80012 | LAR | DCTie
80051 | FOR #8 | Cogen
80052 | FOR #9 | Cogen
80053 | FOR #10 | Cogen
80080 | GWINDT11A | Wind
80080 | GWINDT11A | Wind
80080 | GWINDT11A | Wind
80080 | GWINDT11A | Wind
80081 | GWINDT21A | Wind
80081 | GWINDT21A | Wind
80081 | GWINDT21A | Wind
80081 | GWINDT21A | Wind
80137 | CSDR89 | DCTie
80137 | CSDR89 | DCTie
80138 | CSDR7 | DCTie
80139 | CSDR56 | DCTie
80139 | CSDR56 | DCTie
80140 | CSDR11 | DCTie
80180 | PNSCALT11A | Wind
80180 | PNSCALT11A | Wind
80181 | PNSCALT21A | Wind
80181 | PNSCALT21A | Wind
80223 | REYSHR G | Cogen
80224 | VISTRONG1 | Cogen
80225 | VISTRONG2 | Cogen
80226 | ALCOA G | Cogen
80227 | AIRCO G | Cogen
80263 | B_DAVIS31A | CC
80264 | B_DAVIS41A | CC
80265 | LARECU40A | GGT
80266 | LARECU50A | GGT
86104 | CID-138 | DCTie
86105 | CID-230 | DCTie
86106 | CUF-230 | DCTie
86107 | CUF-138 | DCTie
88198 | BEEVILLE | AVR
88253 | HAMILTON | BLT
88299 | ZAPATA | BLT
88508 | FALFURRI | AVR