## Set up
Step 1 | Go to the Zones worksheet in this workbook. Make sure that the source and sink zones are set correctly and the "1"s and "-1"s are correct |  | Summary of Key Data points | Value
File Description:
Step 2 | Open Dennis' file that needs to have the data transferred, same file that is listed in cell K27 |  | Number of units | 0
|  |  | Dec PTDF cutoff point | 0
Step 3 | Copy columns J:X from an old Dennis' Sheet to the new sheet (if first round of a new alaysis) |  | Dec PTDF cutoff unit | Name of Bus
|  |  | Dec 10% unit | Name of Bus
Step 4 | Mark the contingencies and monitored element set by a "y" in column K of Dennis' sheet, if there are a match on the filename use something to make unique |  | Dec max cumltv zone impact - cumltv zone share | 0
|  |  | Dec max cumltv zone impact - cumltv zone share pt | 0
Step 5 | Enter Dennis' file name into cell K27 |  | Dec max cumltv zone impact - cumltv zone share unit | 0
|  |  | West Zonal weighted AWGSF | 0.26159
Step 6 | click the step one button |  | North Zonal weighted AWGSF | -0.022393
|  |  | Inc PTDF cutoff point | 0
Step 7 | Enter the line ratings in Dennis' workbook, the Input worksheet, in the cells |  | Inc PTDF cutoff unit | Name of Bus
| X6:X30, or to the end of the selected list. |  | Inc 10% unit | Name of Bus
|  |  | Inc max cumltv zone impact - cumltv zone share | 0
Step 8 | Check to see that the number of generators in Dennis' file matches the length |  | Inc max cumltv zone impact - cumltv zone share pt | 0
| of the formulas in columns L:V (Distributed Slack - Dec) have been copied through to the apporpriate number of rows |  | Inc max cumltv zone impact - cumltv zone share unit | 0
| If Dennis' sheet data is less than this file then clear any old unit data in columns A:K of this workbook to match the correct leng |  | West Zonal weighted AWGSF | 0.26159
| It is only necessary to match the Distributed Slack - Dec worksheet. |  | North Zonal weighted AWGSF | -0.022393
|  |  | Min of zone correlation | -0.20609
Step 9 | Click the step 2 button |  | Bounary gen in North Zone | 0
| The last file saved will still be open, yopu will need to close this file. |  | Bounary gen in soucre zone as % of line | -0%
| This sheet willno longer be open. |  | Bounary gen in West Zone | 0
|  |  | Bounary gen in soucre zone as % of line | 0
|  |  | OL element line rating | 1072
|  |  | West Zonal weighted AWGSF | 0.26328
|  | WN_043009automation.xls | North Zonal weighted AWGSF | -0.023064
Copy Dennis' data step 1
Copy Dennis' Data Step 2

## Distributed Slack - Dec
Number of Bus | Name of Bus | ID | Area Name of Gen | AGC | P Sensitivity of Bus | Gen MW | Min MW | Max MW | V Sensitivity of Bus | Set Volt | Tech Type | Zone Impact | Zone Correlation | Inc Max | Dec Max | Souce S.F. Weighting | Souce Capacity | Sink S.F. Weighting | Sink Capacity | PTDF Calc | PTDF Weighting | Cumulative Concentrated Capacity | Cumulative Concentrated Impact
1416 | SWETWATR_1G | 1 | West | YES | 0.3534 | 30 | 18 | 30 | 0 | 1.026 | CC | 1 | 0.37579 | 30 | 30 | 10.6019 | 30 |  |  | 0.37579 | 11.2737 | 30 | 11.2737
1417 | SWETWATR_2G | 2 | West | YES | 0.3534 | 72 | 36 | 72 | 0 | 1.026 | CC | 1 | 0.37579 | 72 | 72 | 25.4446 | 72 |  |  | 0.37579 | 27.0569 | 102 | 38.3305
1418 | SWETWATR_3G | 3 | West | YES | 0.3534 | 68 | 36 | 68 | 0 | 1.026 | CC | 1 | 0.37579 | 68 | 68 | 24.031 | 68 |  |  | 0.37579 | 25.5537 | 170 | 63.8842
1419 | SWETWATR_4G | 4 | West | YES | 0.3534 | 61 | 36 | 61 | 0 | 1.026 | CC | 1 | 0.37579 | 61 | 61 | 21.5572 | 61 |  |  | 0.37579 | 22.9232 | 231 | 86.8074 | Weighted Shift Factors
71051 | L_BITTCR1_1N | W1 | West | YES | 0.31505 | 7.5 | 0 | 37.5 |  | 1.02 | Wind | 1 | 0.33744 | 0 | 37.5 | 11.8142 | 37.5 |  |  | 0.33744 | 12.6539 | 268.5 | 99.4614 | West | 0.26159
71054 | L_SWEETW1_1N | W1 | West | YES | 0.31505 | 21.5 | 0 | 107.5 |  | 1.02 | Wind | 1 | 0.33744 | 0 | 107.5 | 33.8674 | 107.5 |  |  | 0.33744 | 36.2747 | 376 | 135.736 | North | -0.022393
71057 | L_SWEETW1_2N | W1 | West | YES | 0.31505 | 27 | 0 | 135 |  | 1.02 | Wind | 1 | 0.33744 | 0 | 135 | 42.5312 | 135 |  |  | 0.33744 | 45.5542 | 511 | 181.2902 |  | 0.28398
71059 | L_SWEETW1_3N | W1 | West | YES | 0.31505 | 23.8 | 0 | 119 | 0 | 1.02 | Wind | 1 | 0.33744 | 0 | 119 | 37.4905 | 119 |  |  | 0.33744 | 40.1552 | 630 | 221.4454
71060 | L_SWEETW1_4N | W1 | West | YES | 0.31505 | 21 | 0 | 105 | 0 | 1.02 | Wind | 1 | 0.33744 | 0 | 105 | 33.0798 | 105 |  |  | 0.33744 | 35.4311 | 735 | 256.8765 | Line Cap | 1072
60058 | BUFF_GAP1A | 1 | West | YES | 0.31319 | 24 | 0 | 120 |  | 1 | Wind | 1 | 0.33558 | 0 | 120 | 37.5824 | 120 |  |  | 0.33558 | 40.2696 | 855 | 297.1461 | Conc Gen | 2153.2
60060 | CIRELLO | 1 | West | YES | 0.31319 | 46.6 | 0 | 233 | 0 | 1 | Wind | 1 | 0.33558 | 0 | 233 | 72.9726 | 233 |  |  | 0.33558 | 78.1901 | 1088 | 375.3361 | Weighted Imp. | 727.5355
60063 | BUFF_GAP1B | 1 | West | YES | 0.31319 | 34 | 0 | 170.2 | 0 | 1.02 | Wind | 1 | 0.33558 | 0 | 170.2 | 53.3044 | 170.2 |  |  | 0.33558 | 57.1157 | 1258.2 | 432.4518 | PTDF | 0.33789
60066 | H_HOLLOW1A | 1 | West | YES | 0.31319 | 44.4 | 0 | 222 | 0 | 1.005 | Wind | 1 | 0.33558 | 0 | 222 | 69.5275 | 222 |  |  | 0.33558 | 74.4987 | 1480.2 | 506.9505
60068 | HHOLLOW21A | 1 | West | YES | 0.31319 | 36.8 | 0 | 184 | 0 | 1.025 | Wind | 1 | 0.33558 | 0 | 184 | 57.6264 | 184 |  |  | 0.33558 | 61.7467 | 1664.2 | 568.6971 | Concentration | 1.1898
60070 | HHOLLOW31A | 1 | West | YES | 0.31319 | 44.8 | 0 | 224 | 0 | 1.025 | Wind | 1 | 0.33558 | 0 | 224 | 70.1539 | 224 |  |  | 0.33558 | 75.1698 | 1888.2 | 643.867
60072 | HHOLLOW41A | 1 | West | YES | 0.31319 | 23 | 0 | 115 | 0 | 1.025 | Wind | 1 | 0.33558 | 0 | 115 | 36.0165 | 115 |  |  | 0.33558 | 38.5917 | 2003.2 | 682.4586 |  | Pass
1058 | LONGSHORE_5 | 1 | West | YES | 0.27812 | 30 | 0 | 150 |  | 1.01 | Wind | 1 | 0.30051 | 0 | 150 | 41.718 | 150 |  |  | 0.30051 | 45.0769 | 2153.2 | 727.5355
1058 | LONGSHORE_5 | 2 | West | YES | 0.27812 | 44 | 0 | 220 |  | 1.01 | Wind | 1 | 0.30051 | 0 | 220 | 61.1864 | 220 |  |  | 0.30051 | 66.1128
1058 | LONGSHORE_5 | 3 | West | YES | 0.27812 | 23.4 | 0 | 117 |  | 1.01 | Wind | 1 | 0.30051 | 0 | 117 | 32.54 | 117 |  |  | 0.30051 | 35.16
1045 | CALENG1G_1G | 1 | West | YES | 0.27738 | 73.4 | 27 | 73.4 | 0 | 1.014 | Cogen | 1 | 0.29978 | 0 | 0 | 0 | 0 |  |  | 0.29978 | 0
1046 | CALENG2G_2G | 2 | West | YES | 0.27738 | 73.4 | 27 | 73.4 | 0 | 1.014 | Cogen | 1 | 0.29978 | 0 | 0 | 0 | 0 |  |  | 0.29978 | 0
1047 | CALENG3G_3G | 3 | West | YES | 0.27738 | 70.4 | 27 | 70.4 | 0 | 1.014 | Cogen | 1 | 0.29978 | 0 | 0 | 0 | 0 |  |  | 0.29978 | 0
11001 | NAV1CT | 1 | West | YES | 0.27481 | 70.4 | 18 | 70.4 | 0 | 1.029 | CC | 1 | 0.2972 | 70.4 | 70.4 | 19.3468 | 70.4 |  |  | 0.2972 | 20.9232
11009 | NAV2CT | 1 | West | YES | 0.27481 | 71.4 | 18 | 71.4 | 0 | 1.029 | CC | 1 | 0.2972 | 71.4 | 71.4 | 19.6216 | 71.4 |  |  | 0.2972 | 21.2204
11011 | NAV3ST | 1 | West | YES | 0.27481 | 92.8 | 40 | 92.8 | 0 | 1.029 | CC | 1 | 0.2972 | 92.8 | 92.8 | 25.5026 | 92.8 |  |  | 0.2972 | 27.5806
11012 | NAV4CT | 1 | West | YES | 0.27481 | 80 | 18 | 80 | 0 | 1.029 | CC | 1 | 0.2972 | 80 | 80 | 21.985 | 80 |  |  | 0.2972 | 23.7764
11013 | NAV5CT | 1 | West | YES | 0.27481 | 80 | 18 | 80 | 0 | 1.029 | CC | 1 | 0.2972 | 80 | 80 | 21.985 | 80 |  |  | 0.2972 | 23.7764
11014 | NAV6ST | 1 | West | YES | 0.27481 | 115 | 40 | 115 | 0 | 1.029 | CC | 1 | 0.2972 | 115 | 115 | 31.6034 | 115 |  |  | 0.2972 | 34.1785
11020 | TIEHVSG_1G | 1 | West | YES | 0.27477 | 208.2 | 63 | 208.2 | 0 | 1.012 | CC | 1 | 0.29716 | 208.2 | 208.2 | 57.2073 | 208.2 |  |  | 0.29716 | 61.8695
11021 | TIEHVCG_1G | 1 | West | YES | 0.27477 | 142.1 | 103 | 142.1 | 0 | 1.012 | CC | 1 | 0.29716 | 142.1 | 142.1 | 39.045 | 142.1 |  |  | 0.29716 | 42.227
11022 | TIEHVCG_2G | 1 | West | YES | 0.27477 | 132.4 | 103 | 132.4 | 0 | 1.012 | CC | 1 | 0.29716 | 132.4 | 132.4 | 36.3797 | 132.4 |  |  | 0.29716 | 39.3445
11023 | TIEHVCG_3G | 1 | West | YES | 0.27477 | 137.4 | 103 | 137.4 | 0 | 1.012 | CC | 1 | 0.29716 | 137.4 | 137.4 | 37.7535 | 137.4 |  |  | 0.29716 | 40.8303
11024 | TIEHVCG_4G | 1 | West | YES | 0.27477 | 147 | 103 | 147 | 0 | 1.012 | CC | 1 | 0.29716 | 147 | 147 | 40.3913 | 147 |  |  | 0.29716 | 43.6831
11025 | TIEHVSG_2G | 1 | West | YES | 0.27477 | 213.2 | 63 | 213.2 | 0 | 1.012 | CC | 1 | 0.29716 | 213.2 | 213.2 | 58.5812 | 213.2 |  |  | 0.29716 | 63.3553
1037 | MORGAN5G_5G | 5 | West | YES | 0.27178 | 109.6 | 40 | 137 | 0 | 1.029 | GST | 1 | 0.29418 | 137 | 137 | 37.2345 | 137 |  |  | 0.29418 | 40.3023
1039 | MRGNAG_1G | A | West | YES | 0.27178 | 69 | 69 | 69 | 0 | 1.029 | GGT | 1 | 0.29418 | 69 | 69 | 18.7532 | 69 |  |  | 0.29418 | 20.2983
1040 | MRGNBG_2G | B | West | YES | 0.27178 | 70 | 70 | 71 | 0 | 1.029 | GGT | 1 | 0.29418 | 71 | 71 | 19.2967 | 71 |  |  | 0.29418 | 20.8866
1041 | MRGNCG_3G | C | West | YES | 0.27178 | 69 | 69 | 70 | 0 | 1.029 | GGT | 1 | 0.29418 | 70 | 70 | 19.025 | 70 |  |  | 0.29418 | 20.5924
1042 | MRGNDG_4G | D | West | YES | 0.27178 | 68 | 68 | 68 | 0 | 1.029 | GGT | 1 | 0.29418 | 68 | 68 | 18.4814 | 68 |  |  | 0.29418 | 20.0041
1043 | MRGNEG_5G | E | West | YES | 0.27178 | 68 | 68 | 70 | 0 | 1.029 | GGT | 1 | 0.29418 | 70 | 70 | 19.025 | 70 |  |  | 0.29418 | 20.5924
1044 | MRGNFG_6G | F | West | YES | 0.27178 | 66 | 66 | 66 | 0 | 1.029 | GGT | 1 | 0.29418 | 66 | 66 | 17.9378 | 66 |  |  | 0.29418 | 19.4157
1002 | PBCTAGE_1G | A | West | YES | 0.27148 | 64 | 64 | 66 | 0 | 1.036 | GGT | 1 | 0.29387 | 66 | 66 | 17.9177 | 66 |  |  | 0.29387 | 19.3956
1003 | PBCTBGE_2G | B | West | YES | 0.27148 | 65 | 65 | 66 | 0 | 1.036 | GGT | 1 | 0.29387 | 66 | 66 | 17.9177 | 66 |  |  | 0.29387 | 19.3956
1004 | PBCTCGE_3G | C | West | YES | 0.27148 | 62 | 62 | 67 | 0 | 1.036 | GGT | 1 | 0.29387 | 67 | 67 | 18.1892 | 67 |  |  | 0.29387 | 19.6895
1005 | PBCTDGE_4G | D | West | YES | 0.27148 | 65 | 65 | 68 | 0 | 1.036 | GGT | 1 | 0.29387 | 68 | 68 | 18.4606 | 68 |  |  | 0.29387 | 19.9833
1006 | PBCTEGE_5G | E | West | YES | 0.27148 | 65 | 65 | 67 | 0 | 1.036 | GGT | 1 | 0.29387 | 67 | 67 | 18.1892 | 67 |  |  | 0.29387 | 19.6895
1007 | PB5GEN_6G | 5 | West | YES | 0.27148 | 91.2 | 40 | 114 | 0 | 1.036 | GST | 1 | 0.29387 | 114 | 114 | 30.9487 | 114 |  |  | 0.29387 | 33.5015
1008 | PB6GEN_7G | 6 | West | YES | 0.27148 | 515 | 130 | 515 | 0 | 1.036 | GST | 1 | 0.29387 | 515 | 515 | 139.8122 | 515 |  |  | 0.29387 | 151.3444
7038 | L_DELAWA1_1Y | 1 | West | YES | 0.27143 | 3.5 | 0 | 35 | 0 | 1 | Wind | 1 | 0.29383 | 0 | 35 | 9.5002 | 35 |  |  | 0.29383 | 10.2839
7038 | L_DELAWA1_1Y | 2 | West | YES | 0.27143 | 3 | 0 | 30 | 0 | 1 | Wind | 1 | 0.29383 | 0 | 30 | 8.143 | 30 |  |  | 0.29383 | 8.8148
1146 | NOTREES_1G | 1 | West | YES | 0.27128 | 29.8 | 0 | 149 | 0 | 1.017 | #N/A | 1 | 0.29367 | 149 | 149 | 40.4209 | 149 |  |  | 0.29367 | 43.7574
1333 | MCDDONAL_8 | 1 | West | YES | 0.27116 | 42.8 | 0 | 214.2 |  | 1.01 | Wind | 1 | 0.29355 | 0 | 214.2 | 58.082 | 214.2 |  |  | 0.29355 | 62.8786
1328 | OCOTILLO_1G | 1 | West | YES | 0.27106 | 11.6 | 0 | 58 |  | 1.01 | Wind | 1 | 0.29345 | 0 | 58 | 15.7212 | 58 |  |  | 0.29345 | 17.02
1326 | STANTONW_8 | 1 | West | YES | 0.27099 | 20.1 | 0 | 100.5 |  | 1.01 | Wind | 1 | 0.29339 | 0 | 100.5 | 27.235 | 100.5 |  |  | 0.29339 | 29.4855
1327 | WILDHRSE_1G | 1 | West | YES | 0.26764 | 24 | 0 | 120 |  | 1 | Wind | 1 | 0.29003 | 0 | 120 | 32.1169 | 120 |  |  | 0.29003 | 34.804
1170 | AIRLAMESA_1G | 1 | West | YES | 0.26702 | 0 | 0 | 180 |  | 1 | #N/A | 1 | 0.28941 | 180 | 180 | 48.0634 | 180 |  |  | 0.28941 | 52.0941
1360 | GUNSIGHT_8 | 1 | West | YES | 0.2669 | 24 | 0 | 120 | 0 | 1.01 | Wind | 1 | 0.28929 | 0 | 120 | 32.0275 | 120 |  |  | 0.28929 | 34.7146
1320 | BSP 1 | 1 | West | YES | 0.26652 | 25.5 | 2.9 | 25.8 | 0 | 1 | Cogen | 1 | 0.28892 | 0 | 0 | 0 | 0 |  |  | 0.28892 | 0
1302 | COYOTEWG_8 | 1 | West | YES | 0.26511 | 45 | 0 | 225 |  | 1.01 | #N/A | 1 | 0.2875 | 225 | 225 | 59.6491 | 225 |  |  | 0.2875 | 64.6874
76031 | L_GASCCR1_1N | W1 | West | YES | 0.26486 | 30 | 0 | 150 | 0 | 1.02 | Wind | 1 | 0.28725 | 0 | 150 | 39.7285 | 150 |  |  | 0.28725 | 43.0874
1301 | BULLCREK_8 | 1 | West | YES | 0.26374 | 36 | 0 | 180 | 0 | 1.017 | #N/A | 1 | 0.28613 | 180 | 180 | 47.4725 | 180 |  |  | 0.28613 | 51.5032
6637 | SNYDERW1A | 1 | West | YES | 0.26256 | 12.6 | 0 | 63 | 0 | 1.025 | Wind | 1 | 0.28495 | 0 | 63 | 16.5412 | 63 |  |  | 0.28495 | 17.9519
76091 | L_DIVIDE1_1N | W1 | West | YES | 0.2621 | 110 | 0 | 550 | 0 | 1.02 | Wind | 1 | 0.28449 | 0 | 550 | 144.1544 | 550 |  |  | 0.28449 | 156.4704
1349 | WESTXWIN_1G | 1 | West | YES | 0.26175 | 1.3 | 0 | 6.6 |  | 1.014 | Wind | 1 | 0.28414 | 0 | 6.6 | 1.7275 | 6.6 |  |  | 0.28414 | 1.8753
1350 | NWPWRG1_1G | 1 | West | YES | 0.26175 | 6.9 | 1 | 34.3 |  | 1.014 | Wind | 1 | 0.28414 | 0 | 34.3 | 8.978 | 34.3 |  |  | 0.28414 | 9.7461
1068 | SCURRYCW_1G | 1 | West | YES | 0.26027 | 28.2 | 1.3 | 141 |  | 1.01 | Wind | 1 | 0.28266 | 0 | 141 | 36.6982 | 141 |  |  | 0.28266 | 39.8556
1073 | SCURRYCW_2G | 2 | West | YES | 0.26027 | 24 | 0 | 120 | 0 | 1.017 | Wind | 1 | 0.28266 | 0 | 120 | 31.2325 | 120 |  |  | 0.28266 | 33.9196
1061 | CIELOGEN_1G | 1 | West | YES | 0.2601 | 19.8 | 0 | 99 |  | 1 | Wind | 1 | 0.28249 | 0 | 99 | 25.7496 | 99 |  |  | 0.28249 | 27.9665
1062 | CIELOGEN_2G | 1 | West | YES | 0.2601 | 12.2 | 0 | 61 |  | 1 | Wind | 1 | 0.28249 | 0 | 61 | 15.8659 | 61 |  |  | 0.28249 | 17.2319
1069 | KINDERMG_1G | 1 | West | YES | 0.2601 | 25 | 5 | 25 | 0 | 1.017 | Cogen | 1 | 0.28249 | 0 | 0 | 0 | 0 |  |  | 0.28249 | 0
1070 | KINDERMG_2G | 1 | West | YES | 0.2601 | 45.7 | 12 | 45.7 | 0 | 1.017 | Cogen | 1 | 0.28249 | 0 | 0 | 0 | 0 |  |  | 0.28249 | 0
1071 | KINDERMG_3G | 1 | West | YES | 0.2601 | 45.7 | 12 | 45.7 | 0 | 1.017 | Cogen | 1 | 0.28249 | 0 | 0 | 0 | 0 |  |  | 0.28249 | 0
60007 | KING_SW1A | 1 | West | YES | 0.25594 | 20 | 0 | 80 |  | 1.03 | Wind | 1 | 0.27833 | 0 | 80 | 20.4753 | 80 |  |  | 0.27833 | 22.2667
60019 | KING_NW1A | 1 | West | YES | 0.25594 | 20 | 0 | 80 |  | 1.03 | Wind | 1 | 0.27833 | 0 | 80 | 20.4753 | 80 |  |  | 0.27833 | 22.2667
60201 | RIO DRCS | F | West | YES | 0.25477 | 0 | 0 | 0 | 0 | 1.025 | AVR | 1 | 0.27716 | 0 | 0 | 0 | 0 |  |  | 0.27716 | 0
60016 | WOODWRD11A | 1 | West | YES | 0.25466 | 20 | 0 | 80 |  | 1.033 | Wind | 1 | 0.27705 | 0 | 80 | 20.3724 | 80 |  |  | 0.27705 | 22.1638
38332 | TNWDWRDU2_8 | 1 | West | YES | 0.25462 | 20 | 0 | 80 | 0 | 1.0232 | Wind | 1 | 0.27701 | 0 | 80 | 20.3696 | 80 |  |  | 0.27701 | 22.161
38437 | TNSRBNMESA9 | 1 | West | YES | 0.25451 | 37.5 | 0 | 150 |  | 1.02 | Wind | 1 | 0.2769 | 0 | 150 | 38.176 | 150 |  |  | 0.2769 | 41.5349
6016 | SWMESA | 1 | West | YES | 0.25389 | 18.8 | 0 | 75 |  | 1.03 | Wind | 1 | 0.27628 | 0 | 75 | 19.0415 | 75 |  |  | 0.27628 | 20.721
60003 | KING_NE1A | 1 | West | YES | 0.25389 | 20 | 0 | 80 |  | 1.03 | Wind | 1 | 0.27628 | 0 | 80 | 20.311 | 80 |  |  | 0.27628 | 22.1024
60005 | KING_SE1A | 1 | West | YES | 0.25389 | 10 | 0 | 40 |  | 1.035 | Wind | 1 | 0.27628 | 0 | 40 | 10.1555 | 40 |  |  | 0.27628 | 11.0512
36998 | RDCNYNG1 | 1 | West | YES | 0.2534 | 16.8 | 0 | 84 |  | 1.01 | Wind | 1 | 0.2758 | 0 | 84 | 21.286 | 84 |  |  | 0.2758 | 23.167
60000 | DSKY2 | 1 | West | YES | 0.25208 | 19.1 | 0 | 76.5 |  | 1.039 | Wind | 1 | 0.27447 | 0 | 76.5 | 19.284 | 76.5 |  |  | 0.27447 | 20.9971
60017 | ORNNWP1 | 1 | West | YES | 0.25114 | 20 | 0 | 80 |  | 1.027 | Wind | 1 | 0.27354 | 0 | 80 | 20.0914 | 80 |  |  | 0.27354 | 21.8829
60018 | DSKY1 | 1 | West | YES | 0.25002 | 21 | 0 | 84 | 0 | 1.023 | Wind | 1 | 0.27241 | 0 | 84 | 21.0018 | 84 |  |  | 0.27241 | 22.8828
1343 | TRENTIPP_8 | 1 | West | YES | 0.24876 | 30 | 0 | 150 |  | 1.014 | Wind | 1 | 0.27116 | 0 | 150 | 37.3146 | 150 |  |  | 0.27116 | 40.6735
1354 | AEPWIND_8 | 1 | West | YES | 0.24876 | 20.2 | 0 | 101 |  | 1 | Wind | 1 | 0.27116 | 0 | 101 | 25.1252 | 101 |  |  | 0.27116 | 27.3868
60057 | CALLAHAN1A | 1 | West | YES | 0.24178 | 22.8 | 0 | 114 | 0 | 1.04 | Wind | 1 | 0.26418 | 0 | 114 | 27.5633 | 114 |  |  | 0.26418 | 30.116
1049 | ROSCOEWI_5 | 1 | West | YES | 0.23098 | 41.8 | 0 | 209 |  | 1.01 | #N/A | 1 | 0.25337 | 209 | 209 | 48.2744 | 209 |  |  | 0.25337 | 52.9545
1057 | ROSCOEWI_5 | 2 | West | YES | 0.23098 | 25.3 | 0 | 126.5 |  | 1.01 | #N/A | 1 | 0.25337 | 126.5 | 126.5 | 29.2187 | 126.5 |  |  | 0.25337 | 32.0514
1060 | ROSCOEWI_5 | 3 | West | YES | 0.23098 | 39.4 | 0 | 197 | 0 | 1.01 | #N/A | 1 | 0.25337 | 197 | 197 | 45.5027 | 197 |  |  | 0.25337 | 49.914
1072 | ROSCOEWI_5 | 4 | West | YES | 0.23098 | 63.6 | 0 | 318 | 0 | 1.01 | #N/A | 1 | 0.25337 | 318 | 318 | 73.451 | 318 |  |  | 0.25337 | 80.5719
60202 | FRNDDRCS | F | West | YES | 0.22683 | 0 | 0 | 0 | 0 | 0.9985 | AVR | 1 | 0.24922 | 0 | 0 | 0 | 0 |  |  | 0.24922 | 0
6407 | TURKTRAK1A | 1 | West | YES | 0.22658 | 33.9 | 0 | 169.5 | 0 | 1.025 | Wind | 1 | 0.24897 | 0 | 169.5 | 38.4051 | 169.5 |  |  | 0.24897 | 42.2007
6144 | MCADOO1A | 1 | West | YES | 0.22405 | 15 | 0 | 150 | 0 | 1.025 | Wind | 1 | 0.24645 | 0 | 150 | 33.6081 | 150 |  |  | 0.24645 | 36.967
60081 | WHRLWIND1A | 1 | West | YES | 0.19048 | 12 | 0 | 60 | 0 | 1.03 | Wind | 1 | 0.21287 | 0 | 60 | 11.4287 | 60 |  |  | 0.21287 | 12.7722
1437 | MESQUITW_1G | 1 | North | YES | 0.46966 | 40 | 0 | 400 | 0 | 1.023 | Wind | -1 | -0.20807 | 0 | 400 |  |  | 0 | 0 | 0.20807 | 0
1438 | MESQUITW_2G | 1 | North | YES | 0.46924 | 23.6 | 0 | 236 |  | 1.017 | Wind | -1 | -0.20766 | 0 | 236 |  |  | 0 | 0 | 0.20766 | 0
1442 | COKFIELD_5 | 1 | North | YES | 0.46924 | 16.5 | 0 | 165 |  | 1.029 | Wind | -1 | -0.20766 | 0 | 165 |  |  | 0 | 0 | 0.20766 | 0
60052 | WILDHRS11A | 1 | West | YES | 0.16811 | 25.3 | 0 | 126.5 | 0 | 1.005 | #N/A | 1 | 0.19051 | 126.5 | 126.5 | 21.2664 | 126.5 |  |  | 0.19051 | 24.0991
60053 | WILDHRS21A | 1 | West | YES | 0.16811 | 7.8 | 0 | 39 | 0 | 1.025 | #N/A | 1 | 0.19051 | 39 | 39 | 6.5564 | 39 |  |  | 0.19051 | 7.4298
6100 | OKLA7A | EQ | West | YES | 0.11495 | 50 | -220 | 220 | 0 | 1.035 | DCTie | 1 | 0.13734 | 0 | 0 | 0 | 0 |  |  | 0.13734 | 0
6752 | OKLA0A | 1 | West | YES | 0.11495 | 649.7 | 175 | 649.7 | 0 | 1.035 | LIGCO | 1 | 0.13734 | 0 | 649.7 | 74.6837 | 649.7 |  |  | 0.13734 | 89.2322
8032 | AMISTADHYD1 | 1 | South | YES | 0.079427 | 33 | 13 | 33 | 0 | 1.0375 | Hydro | -1 | 0.18216 | 0 | 0 |  |  |  |  | -0.18216 | 0
8033 | AMISTADHYD2 | 2 | South | YES | 0.079427 | 25 | 13 | 25 | 0 | 1.0375 | Hydro | -1 | 0.18216 | 0 | 0 |  |  |  |  | -0.18216 | 0
88253 | HAMILTON | F | South | YES | 0.079427 | 0 | 0 | 0 | 0 | 1.04 | BLT | -1 | 0.18216 | 0 | 0 |  |  |  |  | -0.18216 | 0
8262 | ELPS | 1 | South | YES | 0.058064 | 6 | 6 | 6 | 0 | 1.15 | Hydro | -1 | 0.20352 | 0 | 0 |  |  |  |  | -0.20352 | 0
80010 | EPLVT1 | F | South | YES | 0.053096 | 0 | 0 | 0 |  | 1.0376 | #N/A | -1 | 0.20849 | 0 | 0 |  |  |  |  | -0.20849 | 0
1643 | SLSTR1PP_1G | 1 | North | YES | 0.029874 | 6 | 0 | 60 | 0 | 1.022 | Wind | -1 | 0.23171 | 0 | 60 |  |  | 0 | 0 | -0.23171 | 0
7026 | L_INKSDA1_1Y | 1 | South | YES | 0.015611 | 0 | 0 | 13.7 |  | 1 | Hydro | -1 | 0.24597 | 0 | 0 |  |  |  |  | -0.24597 | 0
80265 | LARECU40A | 4 | South | YES | 0.011286 | 80 | 0 | 100 |  | 1.039 | GGT | -1 | 0.2503 | 100 | 100 |  |  |  |  | -0.2503 | -25.0299
80266 | LARECU50A | 5 | South | YES | 0.011286 | 80 | 0 | 100 |  | 1.039 | GGT | -1 | 0.2503 | 100 | 100 |  |  |  |  | -0.2503 | -25.0299
80012 | LAR | F | South | YES | 0.011284 | 0 | 0 | 0 | 0 | 1.04 | DCTie | -1 | 0.2503 | 0 | 0 |  |  |  |  | -0.2503 | 0
7000 | L_FERGUS1_1Y | 1 | South | YES | 0.011004 | 400 | 65 | 423.3 | 0 | 1.015 | GSC | -1 | 0.25058 | 423.3 | 423.3 |  |  |  |  | -0.25058 | -106.0711
7022 | L_BUCHAN1_1Y | 1 | South | YES | 0.011001 | 0 | 0 | 18 |  | 1 | Hydro | -1 | 0.25058 | 0 | 0 |  |  |  |  | -0.25058 | 0
7023 | L_BUCHAN1_2Y | 2 | South | YES | 0.011001 | 0 | 0 | 18 |  | 1 | Hydro | -1 | 0.25058 | 0 | 0 |  |  |  |  | -0.25058 | 0
7024 | L_BUCHAN1_3Y | 3 | South | YES | 0.011001 | 0 | 0 | 15 |  | 1 | Hydro | -1 | 0.25058 | 0 | 0 |  |  |  |  | -0.25058 | 0
5890 | PEARSALLGEN1 | 1 | South | YES | 0.010903 | 19.2 | 6 | 24 | 0 | 1.0161 | GST | -1 | 0.25068 | 24 | 24 |  |  |  |  | -0.25068 | -6.0164
5891 | PEARSALLGEN2 | 1 | South | YES | 0.010903 | 19.4 | 6 | 24.3 | 0 | 1.0161 | GST | -1 | 0.25068 | 24.3 | 24.3 |  |  |  |  | -0.25068 | -6.0916
5892 | PEARSALLGEN3 | 1 | South | YES | 0.010903 | 19.1 | 6 | 23.9 | 0 | 1.0161 | GST | -1 | 0.25068 | 23.9 | 23.9 |  |  |  |  | -0.25068 | -5.9913
7035 | L_WIRTZ_1G1Y | 1 | South | YES | 0.010237 | 0 | 0 | 29 |  | 1 | Hydro | -1 | 0.25135 | 0 | 0 |  |  |  |  | -0.25135 | 0
7036 | L_WIRTZ_1G2Y | 2 | South | YES | 0.010237 | 23 | 0 | 29.8 |  | 1 | Hydro | -1 | 0.25135 | 0 | 0 |  |  |  |  | -0.25135 | 0
7028 | L_MARBFA1_1Y | 1 | South | YES | 0.008091 | 0 | 0 | 18 |  | 1 | Hydro | -1 | 0.25349 | 0 | 0 |  |  |  |  | -0.25349 | 0
7029 | L_MARBFA1_2Y | 2 | South | YES | 0.008091 | 0 | 0 | 18 |  | 1 | Hydro | -1 | 0.25349 | 0 | 0 |  |  |  |  | -0.25349 | 0
88299 | ZAPATA | F | South | YES | 0.007108 | 0 | 0 | 0 | 0 | 1.02 | BLT | -1 | 0.25448 | 0 | 0 |  |  |  |  | -0.25448 | 0
5728 | FALCONHYDRO2 | 2 | South | YES | 0.00423 | 12 | 0 | 12 | 0 | 1.0227 | Hydro | -1 | 0.25736 | 0 | 0 |  |  |  |  | -0.25736 | 0
5729 | FALCONHYDRO3 | 3 | South | YES | 0.00423 | 11 | 0 | 11 | 0 | 1.0227 | Hydro | -1 | 0.25736 | 0 | 0 |  |  |  |  | -0.25736 | 0
8048 | FALCONHYDRO1 | 1 | South | YES | 0.00423 | 12 | 0 | 12 | 0 | 1.0227 | Hydro | -1 | 0.25736 | 0 | 0 |  |  |  |  | -0.25736 | 0
88508 | FALFURRI | F | South | YES | 0.002565 | 0 | 0 | 0 | 0 | 1 | AVR | -1 | 0.25902 | 0 | 0 |  |  |  |  | -0.25902 | 0
5264 | LEON_LCP3G3 | 3 | South | YES | 0.001778 | 0 | 20 | 58 |  | 1.0197 | GST | -1 | 0.25981 | 58 | 58 |  |  |  |  | -0.25981 | -15.0688
5265 | LEON_LCP4G4 | 4 | South | YES | 0.001778 | 71.2 | 25 | 89 | 0 | 1.0197 | GST | -1 | 0.25981 | 89 | 89 |  |  |  |  | -0.25981 | -23.1228
5266 | LEON_LCPCT1 | 1 | South | YES | 0.001778 | 44 | 24 | 44 | 0 | 1.0197 | GGT | -1 | 0.25981 | 44 | 44 |  |  |  |  | -0.25981 | -11.4315
5267 | LEON_LCPCT2 | 2 | South | YES | 0.001778 | 44 | 24 | 44 | 0 | 1.0197 | GGT | -1 | 0.25981 | 44 | 44 |  |  |  |  | -0.25981 | -11.4315
5268 | LEON_LCPCT3 | 3 | South | YES | 0.001778 | 43 | 24 | 43 | 0 | 1.0197 | GGT | -1 | 0.25981 | 43 | 43 |  |  |  |  | -0.25981 | -11.1717
5269 | LEON_LCPCT4 | 4 | South | YES | 0.001778 | 45 | 24 | 45 | 0 | 1.0197 | GGT | -1 | 0.25981 | 45 | 45 |  |  |  |  | -0.25981 | -11.6913
7031 | L_MARSFO1G1Y | 1 | South | YES | 0.001485 | 0 | 0 | 36 |  | 1 | Hydro | -1 | 0.2601 | 0 | 0 |  |  |  |  | -0.2601 | 0
7032 | L_MARSFO1G2Y | 2 | South | YES | 0.001485 | 0 | 0 | 35 |  | 1 | Hydro | -1 | 0.2601 | 0 | 0 |  |  |  |  | -0.2601 | 0
7033 | L_MARSFO1G3Y | 3 | South | YES | 0.001485 | 0 | 0 | 36 |  | 1 | Hydro | -1 | 0.2601 | 0 | 0 |  |  |  |  | -0.2601 | 0
5028 | BRAUNIG_VHB3 | 3 | South | YES | 0.001293 | 407 | 60 | 407 | 0 | 1.0138 | GST | -1 | 0.26029 | 407 | 407 |  |  |  |  | -0.26029 | -105.939
8933 | FGNTS001 | 1 | South | YES | 0.001222 | 146.5 | 0 | 146.5 | 0 | 1.03 | CC | -1 | 0.26036 | 146.5 | 146.5 |  |  |  |  | -0.26036 | -38.1432
8934 | FGNTS101 | 2 | South | YES | 0.001222 | 147.9 | 0 | 147.9 | 0 | 1.03 | CC | -1 | 0.26036 | 147.9 | 147.9 |  |  |  |  | -0.26036 | -38.5077
8935 | FGNTS201 | 3 | South | YES | 0.001222 | 173 | 0 | 173 | 0 | 1.03 | CC | -1 | 0.26036 | 173 | 173 |  |  |  |  | -0.26036 | -45.0428
5026 | BRAUNIG_VHB1 | 1 | South | YES | 0.001137 | 215 | 40 | 215 | 0 | 1.0192 | GST | -1 | 0.26045 | 215 | 215 |  |  |  |  | -0.26045 | -55.9964
5027 | BRAUNIG_VHB2 | 2 | South | YES | 0.001137 | 172.8 | 40 | 216 | 0 | 1.0192 | GST | -1 | 0.26045 | 216 | 216 |  |  |  |  | -0.26045 | -56.2568
5031 | BRA_VHBCT1 | 1 | South | YES | 0.001137 | 44 | 24 | 44 | 0 | 1.0192 | #N/A | -1 | 0.26045 | 44 | 44 |  |  |  |  | -0.26045 | -11.4597
5032 | BRA_VHBCT2 | 2 | South | YES | 0.001137 | 44 | 24 | 44 | 0 | 1.0192 | #N/A | -1 | 0.26045 | 44 | 44 |  |  |  |  | -0.26045 | -11.4597
5033 | BRA_VHBCT3 | 3 | South | YES | 0.001137 | 43 | 24 | 43 | 0 | 1.0192 | #N/A | -1 | 0.26045 | 43 | 43 |  |  |  |  | -0.26045 | -11.1993
5034 | BRA_VHBCT4 | 4 | South | YES | 0.001137 | 45 | 24 | 45 | 0 | 1.0192 | #N/A | -1 | 0.26045 | 45 | 45 |  |  |  |  | -0.26045 | -11.7202
5396 | CALAVER_OWS1 | 1 | South | YES | 0.001131 | 418 | 80 | 418 | 0 | 1.0192 | GST | -1 | 0.26045 | 418 | 418 |  |  |  |  | -0.26045 | -108.8699
5397 | CALAVER_OWS2 | 2 | South | YES | 0.001131 | 400 | 80 | 400 | 0 | 1.0192 | GST | -1 | 0.26045 | 400 | 400 |  |  |  |  | -0.26045 | -104.1817
5111 | CALAVER_JTD1 | 1 | South | YES | 0.001045 | 430 | 80 | 430 | 0 | 1.0138 | LIGCO | -1 | 0.26054 | 0 | 430 |  |  |  |  | -0.26054 | 0
5112 | CALAVER_JTD2 | 2 | South | YES | 0.001045 | 430 | 80 | 430 | 0 | 1.0138 | LIGCO | -1 | 0.26054 | 0 | 430 |  |  |  |  | -0.26054 | 0
5903 | SANMIGUELGEN | 1 | South | YES | 0.000781 | 396.3 | 180 | 396.3 | 0 | 1.0331 | LIGCO | -1 | 0.2608 | 0 | 396.3 |  |  |  |  | -0.2608 | 0
88198 | BEEVILLE | F | South | YES | 0.000758 | 0 | 0 | 0 | 0 | 1.02 | AVR | -1 | 0.26083 | 0 | 0 |  |  |  |  | -0.26083 | 0
8936 | MVGN#1 | 1 | South | YES | 0.00073 | 216.6 | 0 | 216.6 | 0 | 1.0304 | CC | -1 | 0.26086 | 216.6 | 216.6 |  |  |  |  | -0.26086 | -56.5013
8937 | MVGN#2 | 2 | South | YES | 0.00073 | 216.7 | 0 | 216.7 | 0 | 1.0304 | CC | -1 | 0.26086 | 216.7 | 216.7 |  |  |  |  | -0.26086 | -56.5273
8938 | MVGN#3 | 3 | South | YES | 0.00073 | 250.9 | 0 | 250.9 | 0 | 1.0304 | CC | -1 | 0.26086 | 250.9 | 250.9 |  |  |  |  | -0.26086 | -65.4486
8981 | HECN1 | 1 | South | YES | 0.000728 | 144.8 | 0 | 144.8 | 0 | 1.0304 | CC | -1 | 0.26086 | 144.8 | 144.8 |  |  |  |  | -0.26086 | -37.7721
8982 | HECN2 | 2 | South | YES | 0.000728 | 144.1 | 0 | 144.1 | 0 | 1.0304 | CC | -1 | 0.26086 | 144.1 | 144.1 |  |  |  |  | -0.26086 | -37.5895
8983 | HECN3 | 3 | South | YES | 0.000728 | 171.9 | 0 | 171.9 | 0 | 1.0304 | CC | -1 | 0.26086 | 171.9 | 171.9 |  |  |  |  | -0.26086 | -44.8414
5436 | TUTTL_WBT1G1 | 1 | South | YES | 0.000725 | 48.8 | 20 | 61 | 0 | 1.012 | GST | -1 | 0.26086 | 61 | 61 |  |  |  |  | -0.26086 | -15.9125
5438 | TUTTL_WBT3G3 | 3 | South | YES | 0.000725 | 95 | 25 | 95 | 0 | 1.012 | GST | -1 | 0.26086 | 95 | 95 |  |  |  |  | -0.26086 | -24.7817
5439 | TUTTL_WBT4G4 | 4 | South | YES | 0.000725 | 120.8 | 40 | 151 | 0 | 1.012 | GST | -1 | 0.26086 | 151 | 151 |  |  |  |  | -0.26086 | -39.3899
5476 | BRA_AVR1_CT1 | 1 | South | YES | 0.000512 | 155 | 90 | 155 | 0 | 1.017 | CC | -1 | 0.26107 | 155 | 155 |  |  |  |  | -0.26107 | -40.4664
5477 | BRA_AVR1_ST1 | 1 | South | YES | 0.000512 | 174 | 138 | 174 | 0 | 1.017 | CC | -1 | 0.26107 | 174 | 174 |  |  |  |  | -0.26107 | -45.4268
5478 | BRA_AVR1_CT2 | 1 | South | YES | 0.000512 | 155 | 90 | 155 | 0 | 1.017 | CC | -1 | 0.26107 | 155 | 155 |  |  |  |  | -0.26107 | -40.4664
5932 | SI_RAY9 | 9 | South | YES | 0.000361 | 32 | 32 | 38 | 0 | 1.035 | CC | -1 | 0.26122 | 38 | 38 |  |  |  |  | -0.26122 | -9.9265
5933 | SI_RAY6 | 6 | South | YES | 0.000361 | 15.4 | 10 | 19.3 | 0 | 1.035 | GST | -1 | 0.26122 | 19.3 | 19.3 |  |  |  |  | -0.26122 | -5.0416
5935 | SI_RAY10 | 10 | South | YES | 0.000361 | 47 | 10 | 47 | 0 | 1.03 | CC | -1 | 0.26122 | 47 | 47 |  |  |  |  | -0.26122 | -12.2775
80003 | MILHWYS | F | South | YES | 0.000361 | 0 | 0 | 0 | 0 | 1.0168 | AVR | -1 | 0.26122 | 0 | 0 |  |  |  |  | -0.26122 | 0
5401 | CALAVER_JKS1 | 1 | South | YES | 0.000322 | 562 | 100 | 562 | 0 | 1.018 | LIGCO | -1 | 0.26126 | 0 | 562 |  |  |  |  | -0.26126 | 0
80080 | GWINDT11A | 2 | South | YES | 0.000157 | 17.7 | 0 | 41 | 0 | 1.025 | Wind | -1 | 0.26143 | 0 | 41 |  |  |  |  | -0.26143 | 0
80080 | GWINDT11A | 4 | South | YES | 0.000157 | 8.2 | 0 | 19 | 0 | 1.025 | Wind | -1 | 0.26143 | 0 | 19 |  |  |  |  | -0.26143 | 0
80080 | GWINDT11A | 1 | South | YES | 0.000157 | 40.6 | 0 | 94 | 0 | 1.025 | Wind | -1 | 0.26143 | 0 | 94 |  |  |  |  | -0.26143 | 0
80080 | GWINDT11A | 3 | South | YES | 0.000157 | 16.4 | 0 | 38 | 0 | 1.025 | Wind | -1 | 0.26143 | 0 | 38 |  |  |  |  | -0.26143 | 0
80081 | GWINDT21A | 1 | South | YES | 0.000157 | 40.6 | 0 | 94 | 0 | 1.025 | Wind | -1 | 0.26143 | 0 | 94 |  |  |  |  | -0.26143 | 0
80081 | GWINDT21A | 4 | South | YES | 0.000157 | 9.5 | 0 | 22 | 0 | 1.025 | Wind | -1 | 0.26143 | 0 | 22 |  |  |  |  | -0.26143 | 0
80081 | GWINDT21A | 2 | South | YES | 0.000157 | 15.5 | 0 | 36 | 0 | 1.025 | Wind | -1 | 0.26143 | 0 | 36 |  |  |  |  | -0.26143 | 0
80081 | GWINDT21A | 3 | South | YES | 0.000157 | 18.6 | 0 | 43 | 0 | 1.025 | Wind | -1 | 0.26143 | 0 | 43 |  |  |  |  | -0.26143 | 0
80180 | PNSCALT11A | 1 | South | YES | 0.000157 | 63 | 0 | 146 | 0 | 1.025 | Wind | -1 | 0.26143 | 0 | 146 |  |  |  |  | -0.26143 | 0
80180 | PNSCALT11A | 2 | South | YES | 0.000157 | 21.6 | 0 | 50 | 0 | 1.025 | Wind | -1 | 0.26143 | 0 | 50 |  |  |  |  | -0.26143 | 0
80181 | PNSCALT21A | 2 | South | YES | 0.000157 | 21.6 | 0 | 50 | 0 | 1.025 | Wind | -1 | 0.26143 | 0 | 50 |  |  |  |  | -0.26143 | 0
80181 | PNSCALT21A | 1 | South | YES | 0.000157 | 23.7 | 0 | 55 | 0 | 1.025 | Wind | -1 | 0.26143 | 0 | 55 |  |  |  |  | -0.26143 | 0
7487 | L_CANYHY8_1Y | 1 | South | YES | 5e-06 | 0 | 0 | 6 |  | 1 | Hydro | -1 | 0.26158 | 0 | 0 |  |  |  |  | -0.26158 | 0
8517 | CELANEBI0A | 1 | South | YES | 4e-06 | 29 | 0 | 29 | 0 | 1.02 | Cogen | -1 | 0.26158 | 0 | 0 |  |  |  |  | -0.26158 | 0
5934 | SI_RAY5 | 5 | South | YES | 0 | 0 | 10 | 15 |  | 1.035 | GST | -1 | 0.26159 | 15 | 15 |  |  |  |  | -0.26159 | -3.9238
8139 | JOS #1 | MB | South | YES | 0 | 0 | 45 | 255 |  | 1.02 | GST | -1 | 0.26159 | 0 | 0 |  |  |  |  | -0.26159 | 0
8285 | LAR #1 | MB | South | YES | 0 | 0 | 9 | 32 |  | 1.0497 | GST | -1 | 0.26159 | 0 | 0 |  |  |  |  | -0.26159 | 0
8287 | LAR #2 | MB | South | YES | 0 | 0 | 9 | 32 |  | 1.04 | GST | -1 | 0.26159 | 0 | 0 |  |  |  |  | -0.26159 | 0
8288 | LAR #3 | MB | South | YES | 0 | 0 | 25 | 105 |  | 1.04 | GST | -1 | 0.26159 | 0 | 0 |  |  |  |  | -0.26159 | 0
8388 | BATES0A | MB | South | YES | 0 | 0 | 21 | 71 |  | 1.033 | GST | -1 | 0.26159 | 0 | 0 |  |  |  |  | -0.26159 | 0
8393 | BATES0B | MB | South | YES | 0 | 0 | 25 | 110 |  | 1.03 | GST | -1 | 0.26159 | 0 | 0 |  |  |  |  | -0.26159 | 0
8437 | NUECES_B0C | MB | South | YES | 0 | 0 | 7 | 30 |  | 1.03 | GST | -1 | 0.26159 | 0 | 0 |  |  |  |  | -0.26159 | 0
8438 | NUECES_B0B | MB | South | YES | 0 | 0 | 26 | 169 |  | 1.03 | GST | -1 | 0.26159 | 0 | 0 |  |  |  |  | -0.26159 | 0
8442 | NUECES_B0A | MB | South | YES | 0 | 0 | 81 | 367 |  | 1.03 | GST | -1 | 0.26159 | 0 | 0 |  |  |  |  | -0.26159 | 0
39190 | TNSLCGN1__8 | 1 | Houston | YES | 0 | 0 | 10 | 30 |  | 1.03 | Cogen | -1 | 0.26159 | 0 | 0 |  |  |  |  | -0.26159 | 0
7609 | L_SCHUMA8_1Y | 1 | South | YES | -0.000163 | 0 | 0 | 4 |  | 1 | Hydro | -1 | 0.26175 | 0 | 0 |  |  |  |  | -0.26175 | 0
8461 | KOCH_UP0A | 1 | South | YES | -0.000194 | 38 | 0 | 38 | 0 | 1.012 | Cogen | -1 | 0.26178 | 0 | 0 |  |  |  |  | -0.26178 | 0
8511 | OXY_CC0A | 1 | South | YES | -0.000228 | 30.3 | 0 | 38 |  | 1.027 | Cogen | -1 | 0.26181 | 0 | 0 |  |  |  |  | -0.26181 | 0
8506 | VAL #1 | 1 | South | YES | -0.000229 | 20.9 | 0 | 25 | 0 | 1.0055 | Cogen | -1 | 0.26181 | 0 | 0 |  |  |  |  | -0.26181 | 0
8507 | VAL #2 | 2 | South | YES | -0.000229 | 20.9 | 0 | 25 | 0 | 1.0055 | Cogen | -1 | 0.26181 | 0 | 0 |  |  |  |  | -0.26181 | 0
8459 | B_DAVIS0B | MB | South | YES | -0.000262 | 0 | 50 | 339 |  | 1.03 | GSC | -1 | 0.26185 | 0 | 0 |  |  |  |  | -0.26185 | 0
8460 | B_DAVIS0A | MB | South | YES | -0.000262 | 0 | 50 | 340 |  | 1.03 | GSC | -1 | 0.26185 | 0 | 0 |  |  |  |  | -0.26185 | 0
8456 | COSW#1 | 1 | South | YES | -0.000296 | 20 | 0 | 20 | 0 | 1.027 | Cogen | -1 | 0.26188 | 0 | 0 |  |  |  |  | -0.26188 | 0
8457 | COSW#2 | 2 | South | YES | -0.000296 | 14 | 0 | 14 | 0 | 1.027 | Cogen | -1 | 0.26188 | 0 | 0 |  |  |  |  | -0.26188 | 0
8560 | CNOPGT1 | 1 | South | YES | -0.000309 | 148.3 | 0 | 148.3 | 0 | 1.03 | Cogen | -1 | 0.26189 | 0 | 0 |  |  |  |  | -0.26189 | 0
8561 | CNOPGT2 | 2 | South | YES | -0.000309 | 148.6 | 0 | 148.6 | 0 | 1.03 | Cogen | -1 | 0.26189 | 0 | 0 |  |  |  |  | -0.26189 | 0
8562 | CNOPST1 | 3 | South | YES | -0.000309 | 153 | 0 | 153 | 0 | 1.03 | Cogen | -1 | 0.26189 | 0 | 0 |  |  |  |  | -0.26189 | 0
7800 | L_GUADGE1_1Y | 1 | South | YES | -0.000454 | 147 | 30 | 147 | 0 | 1.02 | CC | -1 | 0.26204 | 147 | 147 |  |  |  |  | -0.26204 | -38.5198
7801 | L_GUADGE1_2Y | 2 | South | YES | -0.000454 | 138 | 30 | 138 | 0 | 1.02 | CC | -1 | 0.26204 | 138 | 138 |  |  |  |  | -0.26204 | -36.1614
7802 | L_GUADGE1_3Y | 3 | South | YES | -0.000454 | 146 | 30 | 146 | 0 | 1.02 | CC | -1 | 0.26204 | 146 | 146 |  |  |  |  | -0.26204 | -38.2577
7803 | L_GUADGE1_4Y | 4 | South | YES | -0.000454 | 149 | 30 | 149 | 0 | 1.02 | CC | -1 | 0.26204 | 149 | 149 |  |  |  |  | -0.26204 | -39.0439
7804 | L_GUADGE1_5Y | 5 | South | YES | -0.000454 | 182 | 30 | 182 | 0 | 1.02 | CC | -1 | 0.26204 | 182 | 182 |  |  |  |  | -0.26204 | -47.6911
7805 | L_GUADGE1_6Y | 6 | South | YES | -0.000454 | 203 | 30 | 203 | 0 | 1.02 | CC | -1 | 0.26204 | 203 | 203 |  |  |  |  | -0.26204 | -53.194
8161 | COLETO0A | 1 | South | YES | -0.000541 | 633 | 200 | 633 | 0 | 1.03 | LIGCO | -1 | 0.26213 | 0 | 633 |  |  |  |  | -0.26213 | 0
7605 | L_MCQUEE9_1Y | 2 | South | YES | -0.000543 | 0 | 0 | 2.4 |  | 1.025 | Hydro | -1 | 0.26213 | 0 | 0 |  |  |  |  | -0.26213 | 0
7605 | L_MCQUEE9_1Y | 1 | South | YES | -0.000543 | 0 | 0 | 2.4 |  | 1.025 | Hydro | -1 | 0.26213 | 0 | 0 |  |  |  |  | -0.26213 | 0
7605 | L_MCQUEE9_1Y | 3 | South | YES | -0.000543 | 0 | 0 | 2.8 |  | 1.025 | Hydro | -1 | 0.26213 | 0 | 0 |  |  |  |  | -0.26213 | 0
8926 | LGE_GT10A | 1 | South | YES | -0.000566 | 158 | 0 | 158 | 0 | 1.03 | Cogen | -1 | 0.26215 | 0 | 0 |  |  |  |  | -0.26215 | 0
8927 | LGE_GT20A | 2 | South | YES | -0.000566 | 153 | 0 | 153 | 0 | 1.03 | Cogen | -1 | 0.26215 | 0 | 0 |  |  |  |  | -0.26215 | 0
8928 | LGE_STG0A | 3 | South | YES | -0.000566 | 100 | 0 | 100 | 0 | 1.03 | Cogen | -1 | 0.26215 | 0 | 0 |  |  |  |  | -0.26215 | 0
8930 | ICPGN10A | 1 | South | YES | -0.000566 | 149 | 0 | 149 | 0 | 1.03 | Cogen | -1 | 0.26215 | 0 | 0 |  |  |  |  | -0.26215 | 0
8931 | ICPGN20A | 2 | South | YES | -0.000566 | 150 | 0 | 150 | 0 | 1.03 | Cogen | -1 | 0.26215 | 0 | 0 |  |  |  |  | -0.26215 | 0
8932 | ICPGN30A | 3 | South | YES | -0.000566 | 127 | 0 | 127 | 0 | 1.03 | Cogen | -1 | 0.26215 | 0 | 0 |  |  |  |  | -0.26215 | 0
80223 | REYSHR G | 1 | South | YES | -0.000566 | 12 | 0 | 12 | 0 | 1.032 | Cogen | -1 | 0.26215 | 0 | 0 |  |  |  |  | -0.26215 | 0
7810 | L_RIONOG1G1Y | 1 | South | YES | -0.000696 | 148 | 0 | 148 | 0 | 1.02 | CC | -1 | 0.26228 | 148 | 148 |  |  |  |  | -0.26228 | -38.8176
7811 | L_RIONOG1G2Y | 2 | South | YES | -0.000696 | 148 | 0 | 148 | 0 | 1.02 | CC | -1 | 0.26228 | 148 | 148 |  |  |  |  | -0.26228 | -38.8176
7812 | L_RIONOG1G3Y | 3 | South | YES | -0.000696 | 154 | 0 | 154 | 0 | 1.02 | CC | -1 | 0.26228 | 154 | 154 |  |  |  |  | -0.26228 | -40.3913
7813 | L_RIONOG1S1Y | 4 | South | YES | -0.000696 | 293 | 0 | 293 | 0 | 1.02 | CC | -1 | 0.26228 | 293 | 293 |  |  |  |  | -0.26228 | -76.8484
7624 | L_LAKEWO9_1Y | 1 | South | YES | -0.000931 | 0 | 0 | 2.4 |  | 1 | Hydro | -1 | 0.26252 | 0 | 0 |  |  |  |  | -0.26252 | 0
7624 | L_LAKEWO9_1Y | 2 | South | YES | -0.000931 | 0 | 0 | 2.4 |  | 1 | Hydro | -1 | 0.26252 | 0 | 0 |  |  |  |  | -0.26252 | 0
7014 | L_HAYSEN1_1Y | 1 | South | YES | -0.000932 | 223.9 | 74 | 223.9 | 0 | 1.008 | CC | -1 | 0.26252 | 223.9 | 223.9 |  |  |  |  | -0.26252 | -58.7776
7015 | L_HAYSEN1_2Y | 2 | South | YES | -0.000932 | 225 | 74 | 225 | 0 | 1.008 | CC | -1 | 0.26252 | 225 | 225 |  |  |  |  | -0.26252 | -59.0664
7016 | L_HAYSEN1_3Y | 3 | South | YES | -0.000932 | 224.6 | 74 | 224.6 | 0 | 1.008 | CC | -1 | 0.26252 | 224.6 | 224.6 |  |  |  |  | -0.26252 | -58.9614
7017 | L_HAYSEN1_4Y | 4 | South | YES | -0.000932 | 226.7 | 74 | 226.7 | 0 | 1.008 | CC | -1 | 0.26252 | 226.7 | 226.7 |  |  |  |  | -0.26252 | -59.5127
8189 | CUECPL2A | 1 | South | YES | -0.001038 | 12 | 0 | 12 | 0 | 1.02 | Cogen | -1 | 0.26262 | 0 | 0 |  |  |  |  | -0.26262 | 0
5503 | RAYBURNGEN3 | 1 | South | YES | -0.001298 | 17.6 | 6 | 22 | 0 | 1.0223 | GST | -1 | 0.26288 | 22 | 22 |  |  |  |  | -0.26288 | -5.7834
5505 | RAYBURNGEN1 | 1 | South | YES | -0.001298 | 0 | 1 | 11 |  | 1.0223 | GGT | -1 | 0.26288 | 11 | 11 |  |  |  |  | -0.26288 | -2.8917
5506 | RAYBURNGEN2 | 1 | South | YES | -0.001298 | 0 | 1 | 11 |  | 1.0223 | GGT | -1 | 0.26288 | 11 | 11 |  |  |  |  | -0.26288 | -2.8917
7020 | L_AUSTPL1_1Y | 2 | South | YES | -0.001485 | 0 | 0 | 8 |  | 1 | Hydro | -1 | 0.26307 | 0 | 0 |  |  |  |  | -0.26307 | 0
7020 | L_AUSTPL1_1Y | 1 | South | YES | -0.001485 | 0 | 0 | 8 |  | 1 | Hydro | -1 | 0.26307 | 0 | 0 |  |  |  |  | -0.26307 | 0
5508 | RAYBURNCC9 | 1 | South | YES | -0.001493 | 47.7 | 18.2 | 47.7 | 0 | 1.0296 | CC | -1 | 0.26308 | 47.7 | 47.7 |  |  |  |  | -0.26308 | -12.5488
5509 | RAYBURNCC10 | 1 | South | YES | -0.001493 | 37.3 | 5.2 | 37.3 | 0 | 1.0296 | CC | -1 | 0.26308 | 37.3 | 37.3 |  |  |  |  | -0.26308 | -9.8128
5511 | RAYBURNCC7 | 1 | South | YES | -0.001493 | 47.5 | 18.2 | 47.5 | 0 | 1.0296 | CC | -1 | 0.26308 | 47.5 | 47.5 |  |  |  |  | -0.26308 | -12.4962
5512 | RAYBURNCC8 | 1 | South | YES | -0.001493 | 49.3 | 18.2 | 49.3 | 0 | 1.0296 | CC | -1 | 0.26308 | 49.3 | 49.3 |  |  |  |  | -0.26308 | -12.9698
8173 | VICEC51A | 5 | South | YES | -0.001509 | 144 | 18 | 144 | 0 | 1.025 | CC | -1 | 0.26309 | 144 | 144 |  |  |  |  | -0.26309 | -37.8856
8174 | VICEC61A | 6 | South | YES | -0.001509 | 188 | 42 | 188 | 0 | 1.025 | CC | -1 | 0.26309 | 188 | 188 |  |  |  |  | -0.26309 | -49.4617
8066 | DUP1V#1 | 1 | South | YES | -0.001624 | 52.3 | 0 | 73 | 0 | 1.01 | Cogen | -1 | 0.26321 | 0 | 0 |  |  |  |  | -0.26321 | 0
80224 | VISTRONG1 | 1 | South | YES | -0.001771 | 13.1 | 0 | 15 | 0 | 1.01 | Cogen | -1 | 0.26336 | 0 | 0 |  |  |  |  | -0.26336 | 0
80225 | VISTRONG2 | 2 | South | YES | -0.001771 | 20.2 | 0 | 23 | 0 | 1.01 | Cogen | -1 | 0.26336 | 0 | 0 |  |  |  |  | -0.26336 | 0
9016 | SANDH_G1 | 1 | South | YES | -0.001793 | 45 | 2 | 49 | 0 | 1.0175 | GGT | -1 | 0.26338 | 49 | 49 |  |  |  |  | -0.26338 | -12.9055
9017 | SANDH_G2 | 2 | South | YES | -0.001793 | 45 | 2 | 46 | 0 | 1.0175 | GGT | -1 | 0.26338 | 46 | 46 |  |  |  |  | -0.26338 | -12.1154
9018 | SANDH_G3 | 3 | South | YES | -0.001793 | 45 | 2 | 46 | 0 | 1.0175 | GGT | -1 | 0.26338 | 46 | 46 |  |  |  |  | -0.26338 | -12.1154
9019 | SANDH_G4 | 4 | South | YES | -0.001793 | 0 | 2 | 47 |  | 1.0175 | GGT | -1 | 0.26338 | 47 | 47 |  |  |  |  | -0.26338 | -12.3788
9020 | SANDHG5A | 5A | South | YES | -0.001793 | 150 | 84 | 155 | 0 | 1.0175 | CC | -1 | 0.26338 | 155 | 155 |  |  |  |  | -0.26338 | -40.8236
9021 | SANDHG5C | 5C | South | YES | -0.001793 | 140 | 0 | 148 | 0 | 1.0175 | CC | -1 | 0.26338 | 148 | 148 |  |  |  |  | -0.26338 | -38.98
80227 | AIRCO G | 1 | South | YES | -0.001799 | 7.2 | 0 | 8 | 0 | 1.0104 | Cogen | -1 | 0.26338 | 0 | 0 |  |  |  |  | -0.26338 | 0
9000 | DECKR_G1 | 1 | South | YES | -0.001801 | 280 | 50 | 321 | 0 | 1.015 | GST | -1 | 0.26339 | 321 | 321 |  |  |  |  | -0.26339 | -84.547
9001 | DECKR_G2 | 2 | South | YES | -0.001801 | 400 | 50 | 426 | 0 | 1.015 | GST | -1 | 0.26339 | 426 | 426 |  |  |  |  | -0.26339 | -112.2026
8147 | UCAR #2 | 10 | South | YES | -0.001893 | 18.2 | 0 | 28 |  | 1 | Cogen | -1 | 0.26348 | 0 | 0 |  |  |  |  | -0.26348 | 0
8148 | UCAR #1 | 2 | South | YES | -0.001893 | 6.1 | 0 | 7 | 0 | 1.009 | Cogen | -1 | 0.26348 | 0 | 0 |  |  |  |  | -0.26348 | 0
80137 | CSDR89 | 9 | South | YES | -0.001893 | 0 | 0 | 15 |  | 1.003 | DCTie | -1 | 0.26348 | 0 | 0 |  |  |  |  | -0.26348 | 0
80137 | CSDR89 | 8 | South | YES | -0.001893 | 33.9 | 0 | 39 |  | 1.003 | DCTie | -1 | 0.26348 | 0 | 0 |  |  |  |  | -0.26348 | 0
80138 | CSDR7 | 7 | South | YES | -0.001893 | 6.1 | 0 | 7 | 0 | 1.014 | DCTie | -1 | 0.26348 | 0 | 0 |  |  |  |  | -0.26348 | 0
80139 | CSDR56 | 6 | South | YES | -0.001893 | 0 | 0 | 39 |  | 1.0033 | DCTie | -1 | 0.26348 | 0 | 0 |  |  |  |  | -0.26348 | 0
80139 | CSDR56 | 5 | South | YES | -0.001893 | 15 | 0 | 15 |  | 1.0033 | DCTie | -1 | 0.26348 | 0 | 0 |  |  |  |  | -0.26348 | 0
80140 | CSDR11 | 11 | South | YES | -0.001893 | 33.9 | 0 | 39 | 0 | 1.03 | DCTie | -1 | 0.26348 | 0 | 0 |  |  |  |  | -0.26348 | 0
9002 | DECKR_G3 | 3 | South | YES | -0.002022 | 0 | 24 | 42 |  | 1.015 | GGT | -1 | 0.26361 | 42 | 42 |  |  |  |  | -0.26361 | -11.0715
9003 | DECKR_G4 | 4 | South | YES | -0.002022 | 44 | 24 | 44 | 0 | 1.015 | GGT | -1 | 0.26361 | 44 | 44 |  |  |  |  | -0.26361 | -11.5987
9004 | DECKR_G5 | 5 | South | YES | -0.002022 | 44 | 24 | 44 | 0 | 1.015 | GGT | -1 | 0.26361 | 44 | 44 |  |  |  |  | -0.26361 | -11.5987
9005 | DECKR_G6 | 6 | South | YES | -0.002022 | 44 | 24 | 47 | 0 | 1.015 | GGT | -1 | 0.26361 | 47 | 47 |  |  |  |  | -0.26361 | -12.3895
80226 | ALCOA G | 1 | South | YES | -0.002327 | 32.3 | 5 | 48 | 0 | 1.015 | Cogen | -1 | 0.26391 | 0 | 0 |  |  |  |  | -0.26391 | 0
8134 | FOR #1 | 1 | South | YES | -0.002445 | 54.1 | 45 | 79 | 0 | 1.03 | Cogen | -1 | 0.26403 | 0 | 0 |  |  |  |  | -0.26403 | 0
8138 | FOR #2 | 2 | South | YES | -0.002445 | 63.1 | 45 | 81 | 0 | 1.03 | Cogen | -1 | 0.26403 | 0 | 0 |  |  |  |  | -0.26403 | 0
8153 | FOR #3 | 3 | South | YES | -0.002445 | 63.1 | 45 | 79.9 | 0 | 1.03 | Cogen | -1 | 0.26403 | 0 | 0 |  |  |  |  | -0.26403 | 0
8154 | FOR #4 | 4 | South | YES | -0.002445 | 63.1 | 60 | 80 | 0 | 1.03 | Cogen | -1 | 0.26403 | 0 | 0 |  |  |  |  | -0.26403 | 0
8155 | FOR #5 | 5 | South | YES | -0.002445 | 63.1 | 60 | 78.4 | 0 | 1.03 | Cogen | -1 | 0.26403 | 0 | 0 |  |  |  |  | -0.26403 | 0
8156 | FOR #6 | 6 | South | YES | -0.002445 | 24.9 | 5 | 25 | 0 | 1.03 | Cogen | -1 | 0.26403 | 0 | 0 |  |  |  |  | -0.26403 | 0
8157 | FOR #7 | 7 | South | YES | -0.002445 | 28.8 | 5 | 46 | 0 | 1.03 | Cogen | -1 | 0.26403 | 0 | 0 |  |  |  |  | -0.26403 | 0
80051 | FOR #8 | 8 | South | YES | -0.002445 | 28 | 28 | 28 | 0 | 1.016 | Cogen | -1 | 0.26403 | 0 | 0 |  |  |  |  | -0.26403 | 0
80052 | FOR #9 | 9 | South | YES | -0.002445 | 29.7 | 5 | 43.6 | 0 | 1.03 | Cogen | -1 | 0.26403 | 0 | 0 |  |  |  |  | -0.26403 | 0
80053 | FOR #10 | 10 | South | YES | -0.002445 | 68.4 | 45 | 75 | 0 | 1.03 | Cogen | -1 | 0.26403 | 0 | 0 |  |  |  |  | -0.26403 | 0
7004 | L_SIMGID1_1Y | 1 | South | YES | -0.002631 | 132 | 40 | 132 | 0 | 1.02 | GST | -1 | 0.26422 | 132 | 132 |  |  |  |  | -0.26422 | -34.8765
7005 | L_SIMGID1_2Y | 2 | South | YES | -0.002631 | 133 | 32 | 139 | 0 | 1.02 | GST | -1 | 0.26422 | 139 | 139 |  |  |  |  | -0.26422 | -36.7261
7006 | L_SIMGID1_3Y | 3 | South | YES | -0.002631 | 324.9 | 60 | 329 | 0 | 1.02 | GST | -1 | 0.26422 | 329 | 329 |  |  |  |  | -0.26422 | -86.9272
7807 | L_BASTEN1_1Y | 1 | South | YES | -0.00309 | 152.5 | 83.5 | 152.5 | 0 | 1.004 | CC | -1 | 0.26468 | 152.5 | 152.5 |  |  |  |  | -0.26468 | -40.363
7808 | L_BASTEN1_2Y | 1 | South | YES | -0.00309 | 149.5 | 83.5 | 149.5 | 0 | 1.004 | CC | -1 | 0.26468 | 149.5 | 149.5 |  |  |  |  | -0.26468 | -39.569
7809 | L_BASTEN1_3Y | 1 | South | YES | -0.00309 | 232.6 | 42 | 232.6 | 0 | 1.004 | CC | -1 | 0.26468 | 232.6 | 232.6 |  |  |  |  | -0.26468 | -61.5635
7303 | L_WPPGS12_1Y | 1 | South | YES | -0.003303 | 50 | 0 | 50 | 0 | 1.025 | GGT | -1 | 0.26489 | 50 | 50 |  |  |  |  | -0.26489 | -13.2444
7303 | L_WPPGS12_1Y | 2 | South | YES | -0.003303 | 50 | 0 | 50 | 0 | 1.025 | GGT | -1 | 0.26489 | 50 | 50 |  |  |  |  | -0.26489 | -13.2444
7305 | L_WPPGS34_1Y | 3 | South | YES | -0.003303 | 50 | 0 | 50 | 0 | 1.025 | GGT | -1 | 0.26489 | 50 | 50 |  |  |  |  | -0.26489 | -13.2444
7305 | L_WPPGS34_1Y | 4 | South | YES | -0.003303 | 50 | 0 | 50 | 0 | 1.025 | GGT | -1 | 0.26489 | 50 | 50 |  |  |  |  | -0.26489 | -13.2444
7007 | L_LOSTPI1_1Y | 1 | South | YES | -0.003663 | 158.6 | 110 | 158 | 0 | 1 | CC | -1 | 0.26525 | 158 | 158 |  |  |  |  | -0.26525 | -41.9092
7008 | L_LOSTPI1_2Y | 2 | South | YES | -0.003663 | 157.7 | 107 | 160 | 0 | 1 | CC | -1 | 0.26525 | 160 | 160 |  |  |  |  | -0.26525 | -42.4397
7009 | L_LOSTPI1_3Y | 3 | South | YES | -0.003663 | 173.9 | 72 | 175 | 0 | 1 | CC | -1 | 0.26525 | 175 | 175 |  |  |  |  | -0.26525 | -46.4184
7012 | L_FPPYD21_3Y | 3 | South | YES | -0.003791 | 427.5 | 200 | 436 | 0 | 1.02 | LIGCO | -1 | 0.26538 | 0 | 436 |  |  |  |  | -0.26538 | 0
7010 | L_FPPYD11_1Y | 1 | South | YES | -0.003792 | 547.4 | 200 | 606 | 0 | 1.02 | LIGCO | -1 | 0.26538 | 0 | 606 |  |  |  |  | -0.26538 | 0
7011 | L_FPPYD11_2Y | 2 | South | YES | -0.003792 | 552.2 | 200 | 598 | 0 | 1.02 | LIGCO | -1 | 0.26538 | 0 | 598 |  |  |  |  | -0.26538 | 0
332 | RWMILLER01 | 1 | North | YES | -0.004456 | 58.4 | 18.5 | 73 | 0 | 1.04 | GST | -1 | 0.26604 | 73 | 73 |  |  | -0.32529 | 73 | -0.26604 | -19.421
333 | RWMILLER02 | 2 | North | YES | -0.004456 | 95.2 | 37 | 119 | 0 | 1.04 | GST | -1 | 0.26604 | 119 | 119 |  |  | -0.53026 | 119 | -0.26604 | -31.6589
334 | RWMILLER03 | 3 | North | YES | -0.004456 | 166.4 | 65 | 208 | 0 | 1.04 | GST | -1 | 0.26604 | 208 | 208 |  |  | -0.92685 | 208 | -0.26604 | -55.3366
335 | RWMILLER04 | 4 | North | YES | -0.004456 | 81.6 | 0 | 102 | 0 | 1.04 | GST | -1 | 0.26604 | 102 | 102 |  |  | -0.45451 | 102 | -0.26604 | -27.1362
336 | RWMILLER05 | 5 | North | YES | -0.004456 | 80.8 | 0 | 101 | 0 | 1.04 | GST | -1 | 0.26604 | 101 | 101 |  |  | -0.45006 | 101 | -0.26604 | -26.8702
3432 | SANDOW_4G | 4 | South | YES | -0.006067 | 580 | 225 | 580 | 0 | 1.029 | LIGCO | -1 | 0.26765 | 0 | 580 |  |  |  |  | -0.26765 | 0
13432 | SANDOW_5G | 5 | South | YES | -0.006067 | 581 | 225 | 581 | 0 | 1.029 | LIGCO | -1 | 0.26765 | 0 | 581 |  |  |  |  | -0.26765 | 0
5911 | STP_GN1___1 | 1 | Houston | YES | -0.006375 | 1333 | 1249 | 1333 | 0 | 1.0406 | Nuc | -1 | 0.26796 | 0 | 0 |  |  |  |  | -0.26796 | 0
5912 | STP_GN2___2 | 2 | Houston | YES | -0.006375 | 1332 | 1249 | 1332 | 0 | 1.0406 | Nuc | -1 | 0.26796 | 0 | 0 |  |  |  |  | -0.26796 | 0
48731 | CBE_GT1 | 1 | Houston | YES | -0.006544 | 76 | 0 | 76 | 0 | 1.029 | CC | -1 | 0.26813 | 76 | 76 |  |  |  |  | -0.26813 | -20.3778
48732 | CBE_GT2 | 1 | Houston | YES | -0.006544 | 76 | 0 | 76 | 0 | 1.029 | CC | -1 | 0.26813 | 76 | 76 |  |  |  |  | -0.26813 | -20.3778
48733 | CBE_ST12 | 1 | Houston | YES | -0.006544 | 105 | 0 | 105 | 0 | 1.029 | CC | -1 | 0.26813 | 105 | 105 |  |  |  |  | -0.26813 | -28.1536
48734 | CBE_GT3 | 1 | Houston | YES | -0.006544 | 76 | 0 | 76 | 0 | 1.029 | CC | -1 | 0.26813 | 76 | 76 |  |  |  |  | -0.26813 | -20.3778
48735 | CBE_GT4 | 1 | Houston | YES | -0.006544 | 76 | 0 | 76 | 0 | 1.029 | CC | -1 | 0.26813 | 76 | 76 |  |  |  |  | -0.26813 | -20.3778
48736 | CBE_ST34 | 1 | Houston | YES | -0.006544 | 105 | 0 | 105 | 0 | 1.029 | CC | -1 | 0.26813 | 105 | 105 |  |  |  |  | -0.26813 | -28.1536
48911 | TGF_GT1_8000 | 1 | Houston | YES | -0.006716 | 69.2 | 0 | 69.2 |  | 1.029 | Cogen | -1 | 0.2683 | 0 | 0 |  |  |  |  | -0.2683 | 0
49851 | DOW17000 | 37 | Houston | YES | -0.007721 | 39 | 0 | 62 | 0 | 1 | Cogen | -1 | 0.26931 | 0 | 0 |  |  |  |  | -0.26931 | 0
49858 | DOW38100 | 31 | Houston | YES | -0.007721 | 45 | 0 | 71.4 |  | 1 | Cogen | -1 | 0.26931 | 0 | 0 |  |  |  |  | -0.26931 | 0
49859 | DOW38200 | 33 | Houston | YES | -0.007721 | 28 | 0 | 45 | 0 | 1 | Cogen | -1 | 0.26931 | 0 | 0 |  |  |  |  | -0.26931 | 0
49860 | DOW38300 | 32 | Houston | YES | -0.007721 | 63 | 0 | 101 |  | 1 | Cogen | -1 | 0.26931 | 0 | 0 |  |  |  |  | -0.26931 | 0
49862 | DOW39100 | 36 | Houston | YES | -0.007721 | 54 | 0 | 86 | 0 | 1 | Cogen | -1 | 0.26931 | 0 | 0 |  |  |  |  | -0.26931 | 0
49863 | DOW39200 | 35 | Houston | YES | -0.007721 | 55 | 0 | 88 | 0 | 1 | Cogen | -1 | 0.26931 | 0 | 0 |  |  |  |  | -0.26931 | 0
49865 | DOW41000 | 41 | Houston | YES | -0.007721 | 31 | 0 | 50 |  | 1 | Cogen | -1 | 0.26931 | 0 | 0 |  |  |  |  | -0.26931 | 0
49866 | DOW42000 | 42 | Houston | YES | -0.007721 | 11 | 0 | 18 |  | 1 | Cogen | -1 | 0.26931 | 0 | 0 |  |  |  |  | -0.26931 | 0
49869 | DOW49000 | 45 | Houston | YES | -0.007721 | 59 | 0 | 94 |  | 1 | Cogen | -1 | 0.26931 | 0 | 0 |  |  |  |  | -0.26931 | 0
49870 | DOW61000 | 61 | Houston | YES | -0.007721 | 44 | 0 | 70 | 0 | 1 | Cogen | -1 | 0.26931 | 0 | 0 |  |  |  |  | -0.26931 | 0
49871 | DOW62000 | 62 | Houston | YES | -0.007721 | 40 | 0 | 63 | 0 | 1 | Cogen | -1 | 0.26931 | 0 | 0 |  |  |  |  | -0.26931 | 0
49872 | DOW63000 | 63 | Houston | YES | -0.007721 | 45 | 0 | 72 | 0 | 1 | Cogen | -1 | 0.26931 | 0 | 0 |  |  |  |  | -0.26931 | 0
49873 | DOW64000 | 64 | Houston | YES | -0.007721 | 41 | 0 | 64.8 | 0 | 1 | Cogen | -1 | 0.26931 | 0 | 0 |  |  |  |  | -0.26931 | 0
49876 | DOW65000 | 65 | Houston | YES | -0.007721 | 63 | 0 | 101 | 0 | 1 | Cogen | -1 | 0.26931 | 0 | 0 |  |  |  |  | -0.26931 | 0
49877 | DOW66000 | 66 | Houston | YES | -0.007721 | 61 | 0 | 97 | 0 | 1 | Cogen | -1 | 0.26931 | 0 | 0 |  |  |  |  | -0.26931 | 0
49878 | DOW67000 | 67 | Houston | YES | -0.007721 | 65 | 0 | 103 | 0 | 1 | Cogen | -1 | 0.26931 | 0 | 0 |  |  |  |  | -0.26931 | 0
49882 | DOW81000 | 81 | Houston | YES | -0.007721 | 47 | 0 | 76 | 0 | 1 | Cogen | -1 | 0.26931 | 0 | 0 |  |  |  |  | -0.26931 | 0
49884 | DOW82000 | 82 | Houston | YES | -0.007721 | 51 | 0 | 80 | 0 | 1 | Cogen | -1 | 0.26931 | 0 | 0 |  |  |  |  | -0.26931 | 0
49885 | DOW83000 | 83 | Houston | YES | -0.007721 | 51 | 0 | 80 | 0 | 1 | Cogen | -1 | 0.26931 | 0 | 0 |  |  |  |  | -0.26931 | 0
49886 | DOW84000 | 84 | Houston | YES | -0.007721 | 107 | 0 | 171 | 0 | 0.98 | Cogen | -1 | 0.26931 | 0 | 0 |  |  |  |  | -0.26931 | 0
48520 | BSF_GT1_8070 | 2 | Houston | YES | -0.007968 | 10 | 0 | 10 | 0 | 1.0326 | Cogen | -1 | 0.26955 | 0 | 0 |  |  |  |  | -0.26955 | 0
48520 | BSF_GT1_8070 | 1 | Houston | YES | -0.007968 | 72 | 0 | 72 | 0 | 1.0326 | Cogen | -1 | 0.26955 | 0 | 0 |  |  |  |  | -0.26955 | 0
39760 | TNSCLP1___8 | 1 | Houston | YES | -0.008175 | 93.4 | 20 | 116.8 | 0 | 1.04 | Cogen | -1 | 0.26976 | 0 | 0 |  |  |  |  | -0.26976 | 0
39770 | TNSCLP2___8 | 1 | Houston | YES | -0.008175 | 91.6 | 20 | 114.5 | 0 | 1.04 | Cogen | -1 | 0.26976 | 0 | 0 |  |  |  |  | -0.26976 | 0
39775 | TNSCLP4___8 | 1 | Houston | YES | -0.008175 | 95.2 | 20 | 119 | 0 | 1.04 | Cogen | -1 | 0.26976 | 0 | 0 |  |  |  |  | -0.26976 | 0
39790 | TNSCLP3___8 | 1 | Houston | YES | -0.008175 | 87.6 | 20 | 109.5 | 0 | 1.027 | Cogen | -1 | 0.26976 | 0 | 0 |  |  |  |  | -0.26976 | 0
48730 | MNS_GT | 1 | Houston | YES | -0.008854 | 43 | 0 | 46.1 |  | 1.029 | Cogen | -1 | 0.27044 | 0 | 0 |  |  |  |  | -0.27044 | 0
48926 | WAP_GN6_6 | 6 | Houston | YES | -0.008897 | 651 | 280 | 651 |  | 1.035 | LIGCO | -1 | 0.27048 | 0 | 651 |  |  |  |  | -0.27048 | 0
48927 | WAP_GN7_7 | 7 | Houston | YES | -0.008897 | 564 | 277 | 564 |  | 1.035 | LIGCO | -1 | 0.27048 | 0 | 564 |  |  |  |  | -0.27048 | 0
48928 | WAP_GN8_8 | 8 | Houston | YES | -0.008897 | 603 | 275 | 603 |  | 1.035 | LIGCO | -1 | 0.27048 | 0 | 603 |  |  |  |  | -0.27048 | 0
48521 | BVE_GT1_GT1 | 1 | Houston | YES | -0.008903 | 167.7 | 0 | 167.7 |  | 1.035 | CC | -1 | 0.27049 | 167.7 | 167.7 |  |  |  |  | -0.27049 | -45.3609
48522 | BVE_GT2_5035 | 2 | Houston | YES | -0.008903 | 166.4 | 0 | 166.4 |  | 1.035 | CC | -1 | 0.27049 | 166.4 | 166.4 |  |  |  |  | -0.27049 | -45.0093
48523 | BVE_ST1_GN1 | 3 | Houston | YES | -0.008903 | 252.4 | 0 | 252.4 |  | 1.035 | CC | -1 | 0.27049 | 252.4 | 252.4 |  |  |  |  | -0.27049 | -68.2712
48510 | AK_GT1__8040 | 1 | Houston | YES | -0.008956 | 33.4 | 8.1 | 34 |  | 1.029 | Cogen | -1 | 0.27054 | 0 | 0 |  |  |  |  | -0.27054 | 0
48921 | WAP_GN1_1 | 1 | Houston | YES | -0.009028 | 132.8 | 37 | 166 | 0 | 1.0362 | GST | -1 | 0.27061 | 166 | 166 |  |  |  |  | -0.27061 | -44.9218
48922 | WAP_GN2_2 | 2 | Houston | YES | -0.009028 | 132.8 | 37 | 166 | 0 | 1.0362 | GST | -1 | 0.27061 | 166 | 166 |  |  |  |  | -0.27061 | -44.9218
48923 | WAP_GN3_3 | 3 | Houston | YES | -0.009028 | 198.4 | 93 | 248 | 0 | 1.0362 | GST | -1 | 0.27061 | 248 | 248 |  |  |  |  | -0.27061 | -67.1121
48924 | WAP_GN4_4 | 4 | Houston | YES | -0.009028 | 546 | 217 | 546 | 0 | 1.0362 | GSC | -1 | 0.27061 | 546 | 546 |  |  |  |  | -0.27061 | -147.7549
48925 | WAP_GN5_5 | 5 | Houston | YES | -0.009028 | 597 | 278 | 654 | 0 | 0.985 | LIGCO | -1 | 0.27061 | 0 | 654 |  |  |  |  | -0.27061 | 0
48929 | WAPGT21_GT1 | B1 | Houston | YES | -0.009028 | 0 | 0 | 13 |  | 1.05 | GGT | -1 | 0.27061 | 13 | 13 |  |  |  |  | -0.27061 | -3.518
38580 | TNBP_CGN1_8 | 1 | Houston | YES | -0.009407 | 70.8 | 0 | 70.8 | 0 | 1.005 | Cogen | -1 | 0.27099 | 0 | 0 |  |  |  |  | -0.27099 | 0
38590 | TNBP_CGN2_8 | 2 | Houston | YES | -0.009407 | 66.7 | 0 | 66.7 | 0 | 1.005 | Cogen | -1 | 0.27099 | 0 | 0 |  |  |  |  | -0.27099 | 0
38600 | TNBP_CGN3_8 | 5 | Houston | YES | -0.009407 | 53 | 0 | 53 | 0 | 1.005 | Cogen | -1 | 0.27099 | 0 | 0 |  |  |  |  | -0.27099 | 0
38611 | TNBPAMCG1_8 | 1 | Houston | YES | -0.009407 | 153.2 | 0 | 153.2 | 0 | 1.005 | Cogen | -1 | 0.27099 | 0 | 0 |  |  |  |  | -0.27099 | 0
38612 | TNBPAMCG2_8 | 2 | Houston | YES | -0.009407 | 153.5 | 0 | 153.5 | 0 | 1.005 | Cogen | -1 | 0.27099 | 0 | 0 |  |  |  |  | -0.27099 | 0
38613 | TNBPAMCG3_8 | 3 | Houston | YES | -0.009407 | 152.3 | 0 | 152.3 | 0 | 1.005 | Cogen | -1 | 0.27099 | 0 | 0 |  |  |  |  | -0.27099 | 0
38614 | TNBPAMCG4_8 | 4 | Houston | YES | -0.009407 | 96 | 0 | 96 |  | 1.005 | Cogen | -1 | 0.27099 | 0 | 0 |  |  |  |  | -0.27099 | 0
38615 | TNBPAMCG5_8 | 1 | Houston | YES | -0.009407 | 244 | 0 | 244 | 0 | 1.005 | Cogen | -1 | 0.27099 | 0 | 0 |  |  |  |  | -0.27099 | 0
38690 | TNBP_CGN4_8 | 3 | Houston | YES | -0.009407 | 40 | 0 | 40 |  | 1.005 | Cogen | -1 | 0.27099 | 0 | 0 |  |  |  |  | -0.27099 | 0
38711 | TNTXCTY1CG8 | 1 | Houston | YES | -0.009407 | 100.3 | 59 | 100.3 | 0 | 1 | Cogen | -1 | 0.27099 | 0 | 0 |  |  |  |  | -0.27099 | 0
38712 | TNTXCTY2CG8 | 1 | Houston | YES | -0.009407 | 92.9 | 59 | 92.9 | 0 | 1 | Cogen | -1 | 0.27099 | 0 | 0 |  |  |  |  | -0.27099 | 0
38713 | TNTXCTY3CG8 | 1 | Houston | YES | -0.009407 | 102.7 | 59 | 102.7 | 0 | 1 | Cogen | -1 | 0.27099 | 0 | 0 |  |  |  |  | -0.27099 | 0
38714 | TNTXCTY4CG8 | 1 | Houston | YES | -0.009407 | 103 | 59 | 103 | 0 | 1 | Cogen | -1 | 0.27099 | 0 | 0 |  |  |  |  | -0.27099 | 0
39470 | TNDOWCGNSG8 | 1 | Houston | YES | -0.009407 | 32 | 10 | 32 | 0 | 0.985 | Cogen | -1 | 0.27099 | 0 | 0 |  |  |  |  | -0.27099 | 0
39480 | TNDOWCGNGG8 | 1 | Houston | YES | -0.009407 | 30 | 10 | 30 | 0 | 0.985 | Cogen | -1 | 0.27099 | 0 | 0 |  |  |  |  | -0.27099 | 0
48772 | PHR_GN2_2 | MB | Houston | YES | -0.009588 | 0 | 72 | 459 |  | 1.0362 | GSC | -1 | 0.27117 | 0 | 0 |  |  |  |  | -0.27117 | 0
48561 | CTL_GT2_8130 | 1 | Houston | YES | -0.009716 | 73.5 | 30.3 | 91.9 |  | 1.0362 | Cogen | -1 | 0.2713 | 0 | 0 |  |  |  |  | -0.2713 | 0
48562 | CTL_GT3_8135 | 2 | Houston | YES | -0.009716 | 70.1 | 30.3 | 87.6 |  | 1.0362 | Cogen | -1 | 0.2713 | 0 | 0 |  |  |  |  | -0.2713 | 0
48563 | CTL_GT4_8140 | 3 | Houston | YES | -0.009716 | 69.6 | 30.3 | 87 |  | 1.0362 | Cogen | -1 | 0.2713 | 0 | 0 |  |  |  |  | -0.2713 | 0
48564 | CTL_GN1_8145 | 4 | Houston | YES | -0.009716 | 43.6 | 12.9 | 54.5 |  | 1.0362 | Cogen | -1 | 0.2713 | 0 | 0 |  |  |  |  | -0.2713 | 0
48565 | CTL_GN2_8155 | 5 | Houston | YES | -0.009716 | 9.8 | 3.4 | 12.2 |  | 1.0362 | Cogen | -1 | 0.2713 | 0 | 0 |  |  |  |  | -0.2713 | 0
48531 | BYU_GT1_8075 | 1 | Houston | YES | -0.009764 | 65 | 0 | 65 |  | 1.0362 | Cogen | -1 | 0.27135 | 0 | 0 |  |  |  |  | -0.27135 | 0
48532 | BYU_GT2_8055 | 2 | Houston | YES | -0.009764 | 62 | 0 | 62 |  | 1.0362 | Cogen | -1 | 0.27135 | 0 | 0 |  |  |  |  | -0.27135 | 0
48533 | BYU_GT3_8060 | 3 | Houston | YES | -0.009764 | 67 | 0 | 67 |  | 1.0362 | Cogen | -1 | 0.27135 | 0 | 0 |  |  |  |  | -0.27135 | 0
48534 | BYU_GT4_8065 | 4 | Houston | YES | -0.009764 | 65 | 0 | 65 |  | 1.0362 | Cogen | -1 | 0.27135 | 0 | 0 |  |  |  |  | -0.27135 | 0
48691 | GBY_73741085 | A | Houston | YES | -0.009838 | 37.6 | 20 | 47 | 0 | 1.0362 | GGT | -1 | 0.27142 | 47 | 47 |  |  |  |  | -0.27142 | -12.7569
48691 | GBY_73741085 | B | Houston | YES | -0.009838 | 37.6 | 20 | 47 | 0 | 1.0362 | GGT | -1 | 0.27142 | 47 | 47 |  |  |  |  | -0.27142 | -12.7569
48692 | GBY_81821075 | C | Houston | YES | -0.009838 | 37.6 | 20 | 47 | 0 | 1.0362 | GGT | -1 | 0.27142 | 47 | 47 |  |  |  |  | -0.27142 | -12.7569
48692 | GBY_81821075 | D | Houston | YES | -0.009838 | 44 | 20 | 55 | 0 | 1.0362 | GGT | -1 | 0.27142 | 55 | 55 |  |  |  |  | -0.27142 | -14.9283
48693 | GBY_83841065 | E | Houston | YES | -0.009838 | 45.6 | 20 | 57 | 0 | 1.0362 | GGT | -1 | 0.27142 | 57 | 57 |  |  |  |  | -0.27142 | -15.4711
48693 | GBY_83841065 | F | Houston | YES | -0.009838 | 43.2 | 20 | 54 | 0 | 1.0362 | GGT | -1 | 0.27142 | 54 | 54 |  |  |  |  | -0.27142 | -14.6569
48841 | SJS_GT1_GT1 | 1 | Houston | YES | -0.009854 | 62.4 | 49 | 78 | 0 | 1.0362 | Cogen | -1 | 0.27144 | 0 | 0 |  |  |  |  | -0.27144 | 0
48842 | SJS_GT2_GT2 | 2 | Houston | YES | -0.009854 | 64.8 | 49 | 81 | 0 | 1.0362 | Cogen | -1 | 0.27144 | 0 | 0 |  |  |  |  | -0.27144 | 0
48641 | DPEC_GT15040 | 1 | Houston | YES | -0.009874 | 163.2 | 98 | 163.2 | 0 | 1.0319 | CC | -1 | 0.27146 | 163.2 | 163.2 |  |  |  |  | -0.27146 | -44.3022
48642 | DPEC_GT25025 | 2 | Houston | YES | -0.009874 | 157.1 | 98 | 157.1 | 0 | 1.0319 | CC | -1 | 0.27146 | 157.1 | 157.1 |  |  |  |  | -0.27146 | -42.6463
48643 | DPEC_GT35010 | 3 | Houston | YES | -0.009874 | 157.5 | 98 | 157.5 | 0 | 1.0319 | CC | -1 | 0.27146 | 157.5 | 157.5 |  |  |  |  | -0.27146 | -42.7548
48644 | DPEC_GT45070 | 4 | Houston | YES | -0.009874 | 157 | 98 | 157 | 0 | 1.0319 | CC | -1 | 0.27146 | 157 | 157 |  |  |  |  | -0.27146 | -42.6191
48645 | DPEC_ST55065 | 5 | Houston | YES | -0.009874 | 282 | 0 | 282 | 0 | 1.0319 | CC | -1 | 0.27146 | 282 | 282 |  |  |  |  | -0.27146 | -76.5515
48761 | PR_GT1__9040 | 1 | Houston | YES | -0.009902 | 26 | 0 | 35 |  | 1 | Cogen | -1 | 0.27149 | 0 | 0 |  |  |  |  | -0.27149 | 0
48855 | SRB_GT211035 | B1 | Houston | YES | -0.009923 | 0 | 0 | 18 |  | 1.014 | GGT | -1 | 0.27151 | 18 | 18 |  |  |  |  | -0.27151 | -4.8871
48855 | SRB_GT211035 | B2 | Houston | YES | -0.009923 | 0 | 0 | 12 |  | 1.014 | GGT | -1 | 0.27151 | 12 | 12 |  |  |  |  | -0.27151 | -3.2581
48852 | SRB_GN2_2 | 2 | Houston | YES | -0.009924 | 140.8 | 26 | 176 | 0 | 1.0217 | GST | -1 | 0.27151 | 176 | 176 |  |  |  |  | -0.27151 | -47.7856
48851 | SRB_GN1_1 | 1 | Houston | YES | -0.009925 | 132 | 26 | 165 | 0 | 1.0217 | GST | -1 | 0.27151 | 165 | 165 |  |  |  |  | -0.27151 | -44.7992
48551 | CAL_GT1_8045 | 1 | Houston | YES | -0.009927 | 149 | 0 | 149 | 0 | 1.0326 | Cogen | -1 | 0.27151 | 0 | 0 |  |  |  |  | -0.27151 | 0
48552 | CAL_ST1_8000 | 2 | Houston | YES | -0.009927 | 65.1 | 0 | 65.1 | 0 | 1.0326 | Cogen | -1 | 0.27151 | 0 | 0 |  |  |  |  | -0.27151 | 0
48853 | SRB_GN3_3 | 3 | Houston | YES | -0.009931 | 170.4 | 35 | 213 |  | 1.0326 | GST | -1 | 0.27152 | 213 | 213 |  |  |  |  | -0.27152 | -57.833
48611 | DIB_GT1_8080 | 1 | Houston | YES | -0.009932 | 64 | 0 | 64 | 0 | 1.0326 | Cogen | -1 | 0.27152 | 0 | 0 |  |  |  |  | -0.27152 | 0
48612 | DIB_GT2_8075 | 2 | Houston | YES | -0.009932 | 63.2 | 0 | 63.2 | 0 | 1.0326 | Cogen | -1 | 0.27152 | 0 | 0 |  |  |  |  | -0.27152 | 0
48613 | DIB_ST1_8085 | 3 | Houston | YES | -0.009932 | 67.9 | 30 | 82.6 | 0 | 1.0326 | Cogen | -1 | 0.27152 | 0 | 0 |  |  |  |  | -0.27152 | 0
48614 | DIB_GT3_8090 | 4 | Houston | YES | -0.009932 | 73.6 | 15 | 73.6 | 0 | 1.0326 | Cogen | -1 | 0.27152 | 0 | 0 |  |  |  |  | -0.27152 | 0
48845 | SOL_GT1 | 1 | Houston | YES | -0.009932 | 16.2 | 15.4 | 16.2 |  | 1.0326 | Solar | -1 | 0.27152 | 16.2 | 16.2 |  |  |  |  | -0.27152 | -4.3986
48854 | SRB_GN4_4 | 4 | Houston | YES | -0.009933 | 182.4 | 35 | 228 | 0 | 1.0326 | GST | -1 | 0.27152 | 228 | 228 |  |  |  |  | -0.27152 | -61.9062
48740 | PSG_GN2_8050 | 1 | Houston | YES | -0.009934 | 182 | 60 | 182 | 0 | 1.0326 | Cogen | -1 | 0.27152 | 0 | 0 |  |  |  |  | -0.27152 | 0
48741 | PSG_GT2_8040 | 1 | Houston | YES | -0.009934 | 158.6 | 50 | 158.6 | 0 | 1.0326 | Cogen | -1 | 0.27152 | 0 | 0 |  |  |  |  | -0.27152 | 0
48742 | PSG_GT3_8060 | 1 | Houston | YES | -0.009934 | 157 | 50 | 157 | 0 | 1.0326 | Cogen | -1 | 0.27152 | 0 | 0 |  |  |  |  | -0.27152 | 0
48820 | SHELLG1_3015 | 1 | Houston | YES | -0.009964 | 71 | 34.5 | 71 |  | 1.029 | Cogen | -1 | 0.27155 | 0 | 0 |  |  |  |  | -0.27155 | 0
48821 | SHELLG2 | 2 | Houston | YES | -0.009964 | 72 | 34.5 | 72 |  | 1.029 | Cogen | -1 | 0.27155 | 0 | 0 |  |  |  |  | -0.27155 | 0
48822 | SHELLG3_3020 | 2 | Houston | YES | -0.009964 | 30 | 0 | 30 |  | 1.029 | Cogen | -1 | 0.27155 | 0 | 0 |  |  |  |  | -0.27155 | 0
48822 | SHELLG3_3020 | 1 | Houston | YES | -0.009964 | 39 | 0 | 39 |  | 1.029 | Cogen | -1 | 0.27155 | 0 | 0 |  |  |  |  | -0.27155 | 0
48500 | APD_GT1_8005 | 1 | Houston | YES | -0.010014 | 137.6 | 54.6 | 137.6 |  | 1.0362 | Cogen | -1 | 0.2716 | 0 | 0 |  |  |  |  | -0.2716 | 0
48511 | LPE_GT1_8070 | 1 | Houston | YES | -0.010016 | 42 | 0 | 42 | 0 | 1.0362 | GGT | -1 | 0.2716 | 42 | 42 |  |  |  |  | -0.2716 | -11.4073
48512 | LPE_GT2_8075 | 2 | Houston | YES | -0.010016 | 42 | 0 | 42 | 0 | 1.0362 | GGT | -1 | 0.2716 | 42 | 42 |  |  |  |  | -0.2716 | -11.4073
48513 | LPE_GT3_8080 | 3 | Houston | YES | -0.010016 | 39 | 0 | 39 | 0 | 1.0362 | GGT | -1 | 0.2716 | 39 | 39 |  |  |  |  | -0.2716 | -10.5925
48514 | LPE_GT4_8085 | 4 | Houston | YES | -0.010016 | 39 | 0 | 39 | 0 | 1.0362 | GGT | -1 | 0.2716 | 39 | 39 |  |  |  |  | -0.2716 | -10.5925
48593 | CHE_GT1_8015 | 1 | Houston | YES | -0.01003 | 173 | 50 | 173 | 0 | 1.0362 | Cogen | -1 | 0.27162 | 0 | 0 |  |  |  |  | -0.27162 | 0
48594 | CHE_GN4_8025 | 4 | Houston | YES | -0.01003 | 142 | 60 | 142 | 0 | 1.0362 | Cogen | -1 | 0.27162 | 0 | 0 |  |  |  |  | -0.27162 | 0
48873 | THW_ST3_ST_3 | 3 | Houston | YES | -0.010103 | 107 | 19 | 107 | 0 | 1.0435 | CC | -1 | 0.27169 | 107 | 107 |  |  |  |  | -0.27169 | -29.0706
48874 | THW_ST4_ST_4 | 4 | Houston | YES | -0.010103 | 108 | 19 | 108 | 0 | 1.0435 | CC | -1 | 0.27169 | 108 | 108 |  |  |  |  | -0.27169 | -29.3423
48875 | THW_3132 | B | Houston | YES | -0.010103 | 53 | 5 | 53 | 0 | 1.0435 | CC | -1 | 0.27169 | 53 | 53 |  |  |  |  | -0.27169 | -14.3995
48875 | THW_3132 | A | Houston | YES | -0.010103 | 55 | 5 | 55 | 0 | 1.0435 | CC | -1 | 0.27169 | 55 | 55 |  |  |  |  | -0.27169 | -14.9429
48877 | THW_3334 | C | Houston | YES | -0.010103 | 55 | 5 | 55 | 0 | 1.0435 | CC | -1 | 0.27169 | 55 | 55 |  |  |  |  | -0.27169 | -14.9429
48877 | THW_3334 | D | Houston | YES | -0.010103 | 57 | 5 | 57 | 0 | 1.0435 | CC | -1 | 0.27169 | 57 | 57 |  |  |  |  | -0.27169 | -15.4862
48879 | THW_4142 | E | Houston | YES | -0.010103 | 56 | 5 | 56 | 0 | 1.0435 | CC | -1 | 0.27169 | 56 | 56 |  |  |  |  | -0.27169 | -15.2145
48879 | THW_4142 | F | Houston | YES | -0.010103 | 55 | 5 | 55 | 0 | 1.0435 | CC | -1 | 0.27169 | 55 | 55 |  |  |  |  | -0.27169 | -14.9429
48881 | THW_4344 | G | Houston | YES | -0.010103 | 58 | 5 | 58 | 0 | 1.0435 | CC | -1 | 0.27169 | 58 | 58 |  |  |  |  | -0.27169 | -15.7579
48881 | THW_4344 | H | Houston | YES | -0.010103 | 58 | 5 | 58 | 0 | 1.0435 | CC | -1 | 0.27169 | 58 | 58 |  |  |  |  | -0.27169 | -15.7579
48582 | CBY_GN2_2 | 2 | Houston | YES | -0.010135 | 596.8 | 110 | 746 | 0 | 1.0435 | GSC | -1 | 0.27172 | 746 | 746 |  |  |  |  | -0.27172 | -202.7033
49803 | EXN_15GT | 1 | Houston | YES | -0.010156 | 33 | 8.3 | 34 |  | 1.0326 | Cogen | -1 | 0.27174 | 0 | 0 |  |  |  |  | -0.27174 | 0
49804 | EXN_16GT | 2 | Houston | YES | -0.010156 | 32 | 8.3 | 34.7 |  | 1.0326 | Cogen | -1 | 0.27174 | 0 | 0 |  |  |  |  | -0.27174 | 0
49805 | EXN_17GT | 3 | Houston | YES | -0.010156 | 31 | 8.3 | 32.7 |  | 1.0326 | Cogen | -1 | 0.27174 | 0 | 0 |  |  |  |  | -0.27174 | 0
49826 | EXN938GT | 5 | Houston | YES | -0.010156 | 43 | 9.2 | 45.9 | 0 | 1.0326 | Cogen | -1 | 0.27174 | 0 | 0 |  |  |  |  | -0.27174 | 0
49828 | EXN941GT | 10 | Houston | YES | -0.010156 | 17.7 | 5.4 | 17.7 | 0 | 1.0326 | Cogen | -1 | 0.27174 | 0 | 0 |  |  |  |  | -0.27174 | 0
49829 | EXN942GT | 11 | Houston | YES | -0.010156 | 20 | 5.4 | 20.4 | 0 | 1.0326 | Cogen | -1 | 0.27174 | 0 | 0 |  |  |  |  | -0.27174 | 0
49830 | EXN943GT | 12 | Houston | YES | -0.010156 | 19 | 5.4 | 19.9 | 0 | 1.0326 | Cogen | -1 | 0.27174 | 0 | 0 |  |  |  |  | -0.27174 | 0
49831 | EXN944GT | 13 | Houston | YES | -0.010156 | 33 | 5.4 | 35 | 0 | 1.0326 | Cogen | -1 | 0.27174 | 0 | 0 |  |  |  |  | -0.27174 | 0
49832 | EXN945GT | 9 | Houston | YES | -0.010156 | 18.5 | 9.2 | 18.5 | 0 | 1.0326 | Cogen | -1 | 0.27174 | 0 | 0 |  |  |  |  | -0.27174 | 0
49837 | EXN_GT | 4 | Houston | YES | -0.010156 | 81 | 21.3 | 85.4 | 0 | 1.0326 | Cogen | -1 | 0.27174 | 0 | 0 |  |  |  |  | -0.27174 | 0
49838 | EXN_14GT | 14 | Houston | YES | -0.010156 | 140 | 0 | 148 |  | 1.0326 | Cogen | -1 | 0.27174 | 0 | 0 |  |  |  |  | -0.27174 | 0
48883 | THW_GT1_GT_1 | B2 | Houston | YES | -0.010178 | 0 | 0 | 12 |  | 1.043 | GGT | -1 | 0.27176 | 12 | 12 |  |  |  |  | -0.27176 | -3.2612
48651 | EP_1_2 | 2 | Houston | YES | -0.010213 | 17.7 | 10 | 21 | 0 | 1.0362 | Cogen | -1 | 0.2718 | 0 | 0 |  |  |  |  | -0.2718 | 0
48651 | EP_1_2 | 1 | Houston | YES | -0.010213 | 4 | 0 | 5 | 0 | 1.0362 | Cogen | -1 | 0.2718 | 0 | 0 |  |  |  |  | -0.2718 | 0
48581 | CBY_GN1_1 | 1 | Houston | YES | -0.010215 | 595.2 | 108 | 744 | 0 | 1.0435 | GSC | -1 | 0.2718 | 744 | 744 |  |  |  |  | -0.2718 | -202.2194
48791 | PSA_GT1_8160 | 1 | Houston | YES | -0.010215 | 52 | 20.8 | 65 | 0 | 1.0362 | Cogen | -1 | 0.2718 | 0 | 0 |  |  |  |  | -0.2718 | 0
48792 | PSA_GT2_8155 | 2 | Houston | YES | -0.010215 | 52.8 | 20.3 | 66 | 0 | 1.0362 | Cogen | -1 | 0.2718 | 0 | 0 |  |  |  |  | -0.2718 | 0
48793 | PSA_GT3_8150 | 3 | Houston | YES | -0.010215 | 56 | 20.3 | 70 | 0 | 1.0362 | Cogen | -1 | 0.2718 | 0 | 0 |  |  |  |  | -0.2718 | 0
48794 | PSA_GT4_8145 | 4 | Houston | YES | -0.010215 | 52.8 | 20.3 | 66 | 0 | 1.0362 | Cogen | -1 | 0.2718 | 0 | 0 |  |  |  |  | -0.2718 | 0
48795 | PSA_GT5_8140 | 5 | Houston | YES | -0.010215 | 51.2 | 20.3 | 64 | 0 | 1.0362 | Cogen | -1 | 0.2718 | 0 | 0 |  |  |  |  | -0.2718 | 0
48796 | PSA_GN1_8165 | 1 | Houston | YES | -0.010215 | 83.2 | 43.1 | 104 | 0 | 1.0362 | Cogen | -1 | 0.2718 | 0 | 0 |  |  |  |  | -0.2718 | 0
48797 | PSA_GT6_8135 | 6 | Houston | YES | -0.010215 | 47.2 | 34.5 | 59 | 0 | 1.0362 | Cogen | -1 | 0.2718 | 0 | 0 |  |  |  |  | -0.2718 | 0
48815 | CVC_GT4_8005 | 4 | Houston | YES | -0.010234 | 165 | 91.8 | 165 |  | 1.0362 | Cogen | -1 | 0.27182 | 0 | 0 |  |  |  |  | -0.27182 | 0
48583 | CBY_GT4_1 | 1 | Houston | YES | -0.01024 | 172 | 0 | 172 | 0 | 1.026 | GSC | -1 | 0.27183 | 172 | 172 |  |  |  |  | -0.27183 | -46.7539
48584 | CBY_GT4_2 | 2 | Houston | YES | -0.01024 | 172 | 0 | 172 | 0 | 1.026 | CC | -1 | 0.27183 | 172 | 172 |  |  |  |  | -0.27183 | -46.7539
48585 | CBY_ST4_1 | 3 | Houston | YES | -0.01024 | 172 | 0 | 172 | 0 | 1.026 | CC | -1 | 0.27183 | 172 | 172 |  |  |  |  | -0.27183 | -46.7539
48595 | BTE_GT2_8075 | 1 | Houston | YES | -0.010299 | 162.8 | 130 | 162.8 | 0 | 1.0261 | CC | -1 | 0.27188 | 162.8 | 162.8 |  |  |  |  | -0.27188 | -44.2628
48596 | BTE_GT3_8045 | 2 | Houston | YES | -0.010299 | 161.4 | 130 | 161.4 | 0 | 1.0261 | CC | -1 | 0.27188 | 161.4 | 161.4 |  |  |  |  | -0.27188 | -43.8821
48597 | BTE_GT4_8055 | 3 | Houston | YES | -0.010299 | 158.9 | 130 | 158.9 | 0 | 1.0261 | CC | -1 | 0.27188 | 158.9 | 158.9 |  |  |  |  | -0.27188 | -43.2024
48598 | BTE_ST1_8070 | 4 | Houston | YES | -0.010299 | 269.2 | 60 | 269.2 | 0 | 1.0261 | CC | -1 | 0.27188 | 269.2 | 269.2 |  |  |  |  | -0.27188 | -73.1912
48690 | GBY_GN5_5 | 5 | Houston | YES | -0.010322 | 318.4 | 81 | 398 |  | 1.0362 | GSC | -1 | 0.27191 | 398 | 398 |  |  |  |  | -0.27191 | -108.2191
48885 | THW_5152 | A | Houston | YES | -0.01035 | 46.4 | 5 | 58 |  | 1.0319 | GGT | -1 | 0.27194 | 58 | 58 |  |  |  |  | -0.27194 | -15.7722
48885 | THW_5152 | B | Houston | YES | -0.01035 | 47.2 | 5 | 59 |  | 1.0319 | GGT | -1 | 0.27194 | 59 | 59 |  |  |  |  | -0.27194 | -16.0442
48886 | THW_5354 | D | Houston | YES | -0.01035 | 46.4 | 5 | 58 |  | 1.0319 | GGT | -1 | 0.27194 | 58 | 58 |  |  |  |  | -0.27194 | -15.7722
48886 | THW_5354 | C | Houston | YES | -0.01035 | 45.6 | 5 | 57 |  | 1.0319 | GGT | -1 | 0.27194 | 57 | 57 |  |  |  |  | -0.27194 | -15.5003
48887 | THW_5556 | F | Houston | YES | -0.01035 | 45.6 | 5 | 57 |  | 1.0319 | GGT | -1 | 0.27194 | 57 | 57 |  |  |  |  | -0.27194 | -15.5003
48887 | THW_5556 | E | Houston | YES | -0.01035 | 47.2 | 5 | 59 |  | 1.0319 | GGT | -1 | 0.27194 | 59 | 59 |  |  |  |  | -0.27194 | -16.0442
48591 | CHE_GT2_5030 | 2 | Houston | YES | -0.010699 | 173 | 50 | 173 | 0 | 1.029 | Cogen | -1 | 0.27228 | 0 | 0 |  |  |  |  | -0.27228 | 0
48811 | CVC_GT3_5045 | 3 | Houston | YES | -0.010699 | 156 | 91.8 | 156 | 0 | 1.029 | Cogen | -1 | 0.27228 | 0 | 0 |  |  |  |  | -0.27228 | 0
48812 | CVC_GT2_5020 | 2 | Houston | YES | -0.010699 | 158 | 91.8 | 158 | 0 | 1.029 | Cogen | -1 | 0.27228 | 0 | 0 |  |  |  |  | -0.27228 | 0
48813 | CVC_GT1_5035 | 1 | Houston | YES | -0.010699 | 160 | 91.8 | 160 | 0 | 1.029 | Cogen | -1 | 0.27228 | 0 | 0 |  |  |  |  | -0.27228 | 0
48814 | CVC_ST5_5040 | 1 | Houston | YES | -0.010699 | 162 | 91.8 | 162 | 0 | 1.029 | Cogen | -1 | 0.27228 | 0 | 0 |  |  |  |  | -0.27228 | 0
251 | BOSQUESW803 | 2 | North | YES | -0.010833 | 150 | 0 | 150 |  | 1.032 | CC | -1 | 0.27242 | 150 | 150 |  |  | -1.6249 | 150 | -0.27242 | -40.8627
253 | BOSQUESW804 | 2 | North | YES | -0.010833 | 80 | 0 | 80 |  | 1.032 | CC | -1 | 0.27242 | 80 | 80 |  |  | -0.86664 | 80 | -0.27242 | -21.7935
244 | WHITNYDM01 | 1 | North | YES | -0.011311 | 15 | 0 | 15 | 0 | 1.035 | Hydro | -1 | 0.2729 | 0 | 0 |  |  | 0 | 0 | -0.2729 | 0
245 | WHITNYDM02 | 2 | North | YES | -0.011311 | 15 | 0 | 15 | 0 | 1.035 | Hydro | -1 | 0.2729 | 0 | 0 |  |  | 0 | 0 | -0.2729 | 0
238 | BOSQUESW505 | 1 | North | YES | -0.011805 | 255 | 0 | 255 | 0 | 1.02 | CC | -1 | 0.27339 | 255 | 255 |  |  | -3.0103 | 255 | -0.27339 | -69.7145
239 | BOSQUESW502 | 1 | North | YES | -0.011805 | 119.2 | 0 | 149 | 0 | 1.02 | GGT | -1 | 0.27339 | 149 | 149 |  |  | -1.7589 | 149 | -0.27339 | -40.7352
247 | BOSQUESW501 | 2 | North | YES | -0.011805 | 124.8 | 0 | 156 | 0 | 1.02 | GGT | -1 | 0.27339 | 156 | 156 |  |  | -1.8416 | 156 | -0.27339 | -42.6489
3416 | LAKE_CRK1_G | 1 | North | YES | -0.012222 | 60 | 33 | 75 |  | 1.029 | GST | -1 | 0.27381 | 75 | 75 |  |  | -0.91665 | 75 | -0.27381 | -20.5355
3417 | LAKE_CRK2_G | 2 | North | YES | -0.012222 | 177.6 | 40 | 222 | 0 | 1.029 | GST | -1 | 0.27381 | 222 | 222 |  |  | -2.7133 | 222 | -0.27381 | -60.7852
3403 | THOUSE_1G | 1 | North | YES | -0.013043 | 563 | 200 | 563 | 0 | 1.012 | GSC | -1 | 0.27463 | 563 | 563 |  |  | -7.3432 | 563 | -0.27463 | -154.6157
3404 | THOUSE_2G | 2 | North | YES | -0.013043 | 807 | 250 | 807 | 0 | 1.012 | GSC | -1 | 0.27463 | 807 | 807 |  |  | -10.5257 | 807 | -0.27463 | -221.625
1898 | COMCHEPK_1G | 1 | North | YES | -0.013119 | 1159 | 1150 | 1159 | 0 | 1.032 | Nuc | -1 | 0.2747 | 0 | 0 |  |  | 0 | 0 | -0.2747 | 0
1899 | COMCHEPK_2G | 2 | North | YES | -0.013119 | 1159 | 1128 | 1159 | 0 | 1.032 | Nuc | -1 | 0.2747 | 0 | 0 |  |  | 0 | 0 | -0.2747 | 0
344 | MRSSHPRD | 1 | North | YES | -0.01381 | 12 | 0 | 12 |  | 1.03 | Hydro | -1 | 0.2754 | 0 | 0 |  |  | 0 | 0 | -0.2754 | 0
345 | MRSSHPRD01 | 2 | North | YES | -0.01381 | 12 | 0 | 12 |  | 1.03 | Hydro | -1 | 0.2754 | 0 | 0 |  |  | 0 | 0 | -0.2754 | 0
48671 | FTR_GT1_5105 | 1 | North | YES | -0.013839 | 154.2 | 0 | 154.2 | 0 | 1.0319 | CC | -1 | 0.27542 | 154.2 | 154.2 |  |  | -2.134 | 154.2 | -0.27542 | -42.4704
48672 | FTR_GT2_5110 | 2 | North | YES | -0.013839 | 159 | 0 | 159 | 0 | 1.0319 | CC | -1 | 0.27542 | 159 | 159 |  |  | -2.2004 | 159 | -0.27542 | -43.7925
48673 | FTR_GT3_5085 | 3 | North | YES | -0.013839 | 158 | 0 | 158 | 0 | 1.0319 | CC | -1 | 0.27542 | 158 | 158 |  |  | -2.1866 | 158 | -0.27542 | -43.517
48674 | FTR_CN4_5095 | 4 | North | YES | -0.013839 | 380 | 0 | 380 | 0 | 1.0319 | CC | -1 | 0.27542 | 380 | 380 |  |  | -5.2588 | 380 | -0.27542 | -104.6612
32883 | BRYN_DNSBY3 | 1 | North | YES | -0.014242 | 0 | 2 | 48 |  | 1.015 | GST | -1 | 0.27583 | 48 | 48 |  |  | -0.68362 | 48 | -0.27583 | -13.2397
32884 | BRYN_DNSBY13 | 1 | North | YES | -0.014242 | 46 | 2 | 46 | 0 | 1.015 | GST | -1 | 0.27583 | 46 | 46 |  |  | -0.65513 | 46 | -0.27583 | -12.6881
32892 | BRYN_DNSBY14 | 1 | North | YES | -0.014242 | 84 | 25 | 105 | 0 | 1.035 | GST | -1 | 0.27583 | 105 | 105 |  |  | -1.4954 | 105 | -0.27583 | -28.9619
32886 | BRYN_ATKINS3 | MB | North | YES | -0.014266 | 0 | 5 | 12 |  | 1 | GST | -1 | 0.27585 | 0 | 0 |  |  | 0 | 0 | -0.27585 | 0
32887 | BRYN_ATKINS6 | MB | North | YES | -0.014266 | 0 | 12 | 51 |  | 1.028 | GST | -1 | 0.27585 | 0 | 0 |  |  | 0 | 0 | -0.27585 | 0
32888 | BRYN_ATKINS7 | 1 | North | YES | -0.014266 | 13.6 | 4 | 17 |  | 1.028 | GGT | -1 | 0.27585 | 17 | 17 |  |  | -0.24252 | 17 | -0.27585 | -4.6895
32890 | BRYN_ATKINS4 | MB | North | YES | -0.014266 | 0 | 5 | 22 |  | 1.031 | GST | -1 | 0.27585 | 0 | 0 |  |  | 0 | 0 | -0.27585 | 0
32891 | BRYN_ATKINS5 | MB | North | YES | -0.014266 | 0 | 5 | 25 |  | 1.031 | GST | -1 | 0.27585 | 0 | 0 |  |  | 0 | 0 | -0.27585 | 0
32798 | BRYN_TAMUGEN | 1 | North | YES | -0.014312 | 32 | 0 | 32 |  | 1.02 | GST | -1 | 0.2759 | 32 | 32 |  |  | -0.45798 | 32 | -0.2759 | -8.8287
990 | GIBN_CREK_G1 | 1 | North | YES | -0.014475 | 463 | 200 | 463 | 0 | 1.0275 | LIGCO | -1 | 0.27606 | 0 | 463 |  |  | 0 | 0 | -0.27606 | 0
1877 | WLFHOLW_1G | 1 | North | YES | -0.014478 | 217.3 | 89.2 | 217.3 | 0 | 1.032 | CC | -1 | 0.27606 | 217.3 | 217.3 |  |  | -3.1461 | 217.3 | -0.27606 | -59.9886
1878 | WLFHOLW_2G | 2 | North | YES | -0.014478 | 215.7 | 105 | 215.7 | 0 | 1.032 | CC | -1 | 0.27606 | 215.7 | 215.7 |  |  | -3.1229 | 215.7 | -0.27606 | -59.5469
1879 | WLFHOLW_3G | 3 | North | YES | -0.014478 | 272.4 | 89.2 | 272.4 | 0 | 1.032 | CC | -1 | 0.27606 | 272.4 | 272.4 |  |  | -3.9438 | 272.4 | -0.27606 | -75.1996
366 | JNSNCNTY802 | 1 | North | YES | -0.015808 | 168 | 20 | 168 | 0 | 1.02 | Cogen | -1 | 0.27739 | 0 | 0 |  |  | 0 | 0 | -0.27739 | 0
367 | JNSNCNTY802 | 2 | North | YES | -0.015808 | 90 | 20 | 90 | 0 | 1.02 | Cogen | -1 | 0.27739 | 0 | 0 |  |  | 0 | 0 | -0.27739 | 0
1892 | DECRDOVA_2G | A | North | YES | -0.015903 | 65 | 65 | 70 | 0 | 1.025 | GGT | -1 | 0.27749 | 70 | 70 |  |  | -1.1132 | 70 | -0.27749 | -19.4242
1893 | DECRDOVA_3G | B | North | YES | -0.015903 | 65 | 65 | 69 | 0 | 1.025 | GGT | -1 | 0.27749 | 69 | 69 |  |  | -1.0973 | 69 | -0.27749 | -19.1467
1894 | DECRDOVA_4G | C | North | YES | -0.015903 | 65 | 65 | 69 | 0 | 1.025 | GGT | -1 | 0.27749 | 69 | 69 |  |  | -1.0973 | 69 | -0.27749 | -19.1467
1895 | DECRDOVA_5G | D | North | YES | -0.015903 | 65 | 65 | 68 | 0 | 1.025 | GGT | -1 | 0.27749 | 68 | 68 |  |  | -1.0814 | 68 | -0.27749 | -18.8692
39960 | TNTNPONE_18 | 1 | North | YES | -0.01657 | 152.3 | 30 | 152.3 |  | 1.04 | LIGCO | -1 | 0.27816 | 0 | 152.3 |  |  | 0 | 0 | -0.27816 | 0
39970 | TNTNPONE_28 | 1 | North | YES | -0.01657 | 153 | 30 | 153 |  | 1.04 | LIGCO | -1 | 0.27816 | 0 | 153 |  |  | 0 | 0 | -0.27816 | 0
48721 | LEG_1___1 | 1 | North | YES | -0.017434 | 827 | 357 | 827 | 0 | 1.0348 | LIGCO | -1 | 0.27902 | 0 | 827 |  |  | 0 | 0 | -0.27902 | 0
48722 | LEG_2___2 | 2 | North | YES | -0.017434 | 819 | 357 | 819 | 0 | 1.0348 | LIGCO | -1 | 0.27902 | 0 | 819 |  |  | 0 | 0 | -0.27902 | 0
1479 | WFCOGEN_1G | 2 | North | YES | -0.018935 | 16 | 12 | 20 | 0 | 1 | Cogen | -1 | 0.28052 | 0 | 0 |  |  | 0 | 0 | -0.28052 | 0
1479 | WFCOGEN_1G | 1 | North | YES | -0.018935 | 16 | 12 | 20 | 0 | 1 | Cogen | -1 | 0.28052 | 0 | 0 |  |  | 0 | 0 | -0.28052 | 0
1482 | WFCOGEN_2G | 2 | North | YES | -0.018935 | 13.6 | 12 | 17 | 0 | 1 | Cogen | -1 | 0.28052 | 0 | 0 |  |  | 0 | 0 | -0.28052 | 0
1482 | WFCOGEN_2G | 1 | North | YES | -0.018935 | 16 | 12 | 20 | 0 | 1 | Cogen | -1 | 0.28052 | 0 | 0 |  |  | 0 | 0 | -0.28052 | 0
3381 | BBRN_1G | 1 | North | YES | -0.019401 | 618 | 225 | 618 | 0 | 1.03 | LIGCO | -1 | 0.28099 | 0 | 618 |  |  | 0 | 0 | -0.28099 | 0
3382 | BBRN_2G | 2 | North | YES | -0.019401 | 589 | 225 | 589 | 0 | 1.03 | LIGCO | -1 | 0.28099 | 0 | 589 |  |  | 0 | 0 | -0.28099 | 0
1889 | DECRDOVA_1G | 1 | North | YES | -0.019609 | 779 | 255 | 779 | 0 | 1.02 | GSC | -1 | 0.28119 | 779 | 779 |  |  | -15.2754 | 779 | -0.28119 | -219.0503
13131 | CALFREST_1G | 1 | North | YES | -0.019729 | 150.7 | 40 | 150.7 | 0 | 1.031 | CC | -1 | 0.28131 | 150.7 | 150.7 |  |  | -2.9732 | 150.7 | -0.28131 | -42.3941
13132 | CALFREST_2G | 2 | North | YES | -0.019729 | 151 | 57 | 151 | 0 | 1.031 | CC | -1 | 0.28131 | 151 | 151 |  |  | -2.9791 | 151 | -0.28131 | -42.4785
13133 | CALFREST_3G | 3 | North | YES | -0.019729 | 177.4 | 40 | 177.4 | 0 | 1.031 | CC | -1 | 0.28131 | 177.4 | 177.4 |  |  | -3.4999 | 177.4 | -0.28131 | -49.9052
13134 | CALFREST_4G | 4 | North | YES | -0.019803 | 151.5 | 40 | 151.5 | 0 | 1.031 | CC | -1 | 0.28139 | 151.5 | 151.5 |  |  | -3.0002 | 151.5 | -0.28139 | -42.6303
13135 | CALFREST_5G | 5 | North | YES | -0.019803 | 152.3 | 57 | 152.3 | 0 | 1.031 | CC | -1 | 0.28139 | 152.3 | 152.3 |  |  | -3.016 | 152.3 | -0.28139 | -42.8554
13136 | CALFREST_6G | 6 | North | YES | -0.019803 | 177.5 | 40 | 177.5 | 0 | 1.031 | CC | -1 | 0.28139 | 177.5 | 177.5 |  |  | -3.515 | 177.5 | -0.28139 | -49.9464
1937 | MDLTHELP_5G | 5 | North | YES | -0.020385 | 224 | 74 | 224 | 0 | 1 | CC | -1 | 0.28197 | 224 | 224 |  |  | -4.5662 | 224 | -0.28197 | -63.1613
1938 | MDLTHELP_6G | 6 | North | YES | -0.020385 | 226 | 74 | 226 | 0 | 1 | CC | -1 | 0.28197 | 226 | 226 |  |  | -4.607 | 226 | -0.28197 | -63.7253
1943 | MDLTHELP_3G | 3 | North | YES | -0.020385 | 212 | 74 | 212 | 0 | 1 | CC | -1 | 0.28197 | 212 | 212 |  |  | -4.3216 | 212 | -0.28197 | -59.7777
1944 | MDLTHELP_4G | 4 | North | YES | -0.020385 | 211 | 74 | 211 | 0 | 1 | CC | -1 | 0.28197 | 211 | 211 |  |  | -4.3012 | 211 | -0.28197 | -59.4957
3126 | TRINIDAD_6G | 1 | North | YES | -0.020507 | 179.2 | 46 | 224 | 0 | 1 | GST | -1 | 0.28209 | 224 | 224 |  |  | -4.5936 | 224 | -0.28209 | -63.1887
503 | NTHTEXAS01 | 1 | North | YES | -0.020581 | 0 | 5 | 18 |  | 1.015 | GST | -1 | 0.28217 | 18 | 18 |  |  | -0.37046 | 18 | -0.28217 | -5.079
504 | NTHTEXAS02 | 2 | North | YES | -0.020581 | 14.4 | 5 | 18 |  | 1.015 | GST | -1 | 0.28217 | 18 | 18 |  |  | -0.37046 | 18 | -0.28217 | -5.079
505 | NTHTEXAS03 | 3 | North | YES | -0.020581 | 30.4 | 15 | 38 |  | 1.015 | GST | -1 | 0.28217 | 38 | 38 |  |  | -0.78208 | 38 | -0.28217 | -10.7223
12322 | ENNSTRAC_1G | 1 | North | YES | -0.020815 | 196 | 130 | 196 | 0 | 1.036 | CC | -1 | 0.2824 | 196 | 196 |  |  | -4.0797 | 196 | -0.2824 | -55.3505
12323 | ENNSTRAC_2G | 2 | North | YES | -0.020815 | 116 | 100 | 116 | 0 | 1.036 | CC | -1 | 0.2824 | 116 | 116 |  |  | -2.4145 | 116 | -0.2824 | -32.7584
1941 | MDLTHELP_1G | 1 | North | YES | -0.021309 | 216.4 | 74 | 216.4 | 0 | 1 | CC | -1 | 0.28289 | 216.4 | 216.4 |  |  | -4.6113 | 216.4 | -0.28289 | -61.2183
1942 | MDLTHELP_2G | 2 | North | YES | -0.021309 | 216.1 | 74 | 216.1 | 0 | 1 | CC | -1 | 0.28289 | 216.1 | 216.1 |  |  | -4.6049 | 216.1 | -0.28289 | -61.1335
3107 | STRYKER_1G | 1 | North | YES | -0.021445 | 145.6 | 45 | 182 | 0 | 1.029 | GST | -1 | 0.28303 | 182 | 182 |  |  | -3.903 | 182 | -0.28303 | -51.5115
3108 | STRYKER_2G | 2 | North | YES | -0.021445 | 484 | 75 | 484 | 0 | 1.029 | GST | -1 | 0.28303 | 484 | 484 |  |  | -10.3794 | 484 | -0.28303 | -136.9867
3113 | LUFKINWB_1G | 1 | North | YES | -0.021493 | 0 | 0 | 50 |  | 1.01 | #N/A | -1 | 0.28308 | 50 | 50 |  |  | -1.0747 | 50 | -0.28308 | -14.1539
3348 | CHAMPION_1G | MB | North | YES | -0.021512 | 0 | 42 | 42 |  | 1 | Cogen | -1 | 0.2831 | 0 | 0 |  |  | 0 | 0 | -0.2831 | 0
13116 | TGATEWAY_1G | 1 | North | YES | -0.021693 | 151 | 30 | 151 | 0 | 1.0232 | CC | -1 | 0.28328 | 151 | 151 |  |  | -3.2756 | 151 | -0.28328 | -42.775
13117 | TGATEWAY_2G | 2 | North | YES | -0.021693 | 130 | 30 | 130 | 0 | 1.0232 | CC | -1 | 0.28328 | 130 | 130 |  |  | -2.8201 | 130 | -0.28328 | -36.8262
13118 | TGATEWAY_3G | 3 | North | YES | -0.021693 | 148 | 30 | 148 | 0 | 1.0232 | CC | -1 | 0.28328 | 148 | 148 |  |  | -3.2106 | 148 | -0.28328 | -41.9252
13119 | TGATEWAY_4G | 4 | North | YES | -0.021693 | 399 | 65 | 399 | 0 | 1.0232 | CC | -1 | 0.28328 | 399 | 399 |  |  | -8.6555 | 399 | -0.28328 | -113.028
3097 | MARTLAKE_1G | 1 | North | YES | -0.021897 | 790 | 500 | 790 | 0 | 1.017 | LIGCO | -1 | 0.28348 | 0 | 790 |  |  | 0 | 0 | -0.28348 | 0
3098 | MARTLAKE_2G | 2 | North | YES | -0.021897 | 795 | 461 | 795 | 0 | 1.017 | LIGCO | -1 | 0.28348 | 0 | 795 |  |  | 0 | 0 | -0.28348 | 0
3099 | MARTLAKE_3G | 3 | North | YES | -0.021897 | 804 | 500 | 804 | 0 | 1.017 | LIGCO | -1 | 0.28348 | 0 | 804 |  |  | 0 | 0 | -0.28348 | 0
2413 | MTCK6_G | 6 | North | YES | -0.022999 | 0 | 30 | 118 |  | 1.022 | GST | -1 | 0.28458 | 118 | 118 |  |  | -2.7139 | 118 | -0.28458 | -33.5809
2414 | MTCK7_G | 7 | North | YES | -0.022999 | 0 | 30 | 115 |  | 1.022 | GST | -1 | 0.28458 | 115 | 115 |  |  | -2.6449 | 115 | -0.28458 | -32.7272
2417 | MTCK8_G | 8 | North | YES | -0.022999 | 444.8 | 60 | 556 | 0 | 1.022 | GSC | -1 | 0.28458 | 556 | 556 |  |  | -12.7874 | 556 | -0.28458 | -158.2289
2418 | MTCK2_G | 2 | North | YES | -0.023018 | 0 | 10 | 23 |  | 0.971 | #N/A | -1 | 0.2846 | 23 | 23 |  |  | -0.52941 | 23 | -0.2846 | -6.5459
2419 | MTCK3_G | MB | North | YES | -0.023018 | 0 | 10 | 63 |  | 0.971 | #N/A | -1 | 0.2846 | 63 | 63 |  |  | -1.4501 | 63 | -0.2846 | -17.93
580 | JCKCNTY801 | 1 | North | YES | -0.023348 | 288 | 0 | 288 | 0 | 1.022 | CC | -1 | 0.28493 | 288 | 288 |  |  | -6.7242 | 288 | -0.28493 | -82.0608
581 | JCKCNTY802 | 2 | North | YES | -0.023348 | 147 | 0 | 147 | 0 | 1.022 | CC | -1 | 0.28493 | 147 | 147 |  |  | -3.4322 | 147 | -0.28493 | -41.8852
582 | JCKCNTY803 | 3 | North | YES | -0.023348 | 147 | 0 | 147 | 0 | 1.022 | CC | -1 | 0.28493 | 147 | 147 |  |  | -3.4322 | 147 | -0.28493 | -41.8852
12440 | PARKD_1SVC8 | 1 | North | YES | -0.023348 | 0 | 0 | 0 | 0 | 1.007 | GST | -1 | 0.28493 | 0 | 0 |  |  | 0 | 0 | -0.28493 | 0
12449 | PARKD_2SVC8 | 1 | North | YES | -0.023348 | 0 | 0 | 0 | 0 | 1.007 | GST | -1 | 0.28493 | 0 | 0 |  |  | 0 | 0 | -0.28493 | 0
1600 | BARTNWND_1G | 1 | North | YES | -0.023417 | 12 | 0 | 120 | 0 | 1.022 | Wind | -1 | 0.285 | 0 | 120 |  |  | 0 | 0 | -0.285 | 0
12411 | FPLEFR1A_G | 1 | North | YES | -0.023425 | 161 | 72 | 161 | 0 | 1 | CC | -1 | 0.28501 | 161 | 161 |  |  | -3.7714 | 161 | -0.28501 | -45.8867
12412 | FPLEFR1B_G | 2 | North | YES | -0.023425 | 164 | 72 | 164 | 0 | 1 | CC | -1 | 0.28501 | 164 | 164 |  |  | -3.8417 | 164 | -0.28501 | -46.7417
12413 | FPLEFR1C_G | 3 | North | YES | -0.023425 | 164 | 72 | 164 | 0 | 1 | CC | -1 | 0.28501 | 164 | 164 |  |  | -3.8417 | 164 | -0.28501 | -46.7417
12414 | FPLEFR1S_G | 4 | North | YES | -0.023425 | 414 | 191 | 414 | 0 | 1 | CC | -1 | 0.28501 | 414 | 414 |  |  | -9.698 | 414 | -0.28501 | -117.9943
12421 | FPLEFR2A_G | 1 | North | YES | -0.023425 | 162 | 72 | 162 | 0 | 1 | CC | -1 | 0.28501 | 162 | 162 |  |  | -3.7948 | 162 | -0.28501 | -46.1717
12422 | FPLEFR2B_G | 2 | North | YES | -0.023425 | 161 | 72 | 161 | 0 | 1 | CC | -1 | 0.28501 | 161 | 161 |  |  | -3.7714 | 161 | -0.28501 | -45.8867
12423 | FPLEFR2C_G | 3 | North | YES | -0.023425 | 163 | 72 | 163 | 0 | 1 | CC | -1 | 0.28501 | 163 | 163 |  |  | -3.8183 | 163 | -0.28501 | -46.4567
12424 | FPLEFR2S_G | 4 | North | YES | -0.023425 | 415 | 191 | 415 | 0 | 1 | CC | -1 | 0.28501 | 415 | 415 |  |  | -9.7214 | 415 | -0.28501 | -118.2793
2451 | LKHB1_G | 1 | North | YES | -0.023529 | 0 | 80 | 391 |  | 1.022 | GST | -1 | 0.28511 | 391 | 391 |  |  | -9.1998 | 391 | -0.28511 | -111.4797
2452 | LKHB2_G | 2 | North | YES | -0.023529 | 516 | 80 | 516 | 0 | 1.022 | GST | -1 | 0.28511 | 516 | 516 |  |  | -12.141 | 516 | -0.28511 | -147.119
837 | NEWMAN_G5 | 1 | North | YES | -0.024033 | 0 | 15 | 40 |  | 1.01 | GST | -1 | 0.28562 | 40 | 40 |  |  | -0.96132 | 40 | -0.28562 | -11.4247
948 | STEAM1 | 1 | North | YES | -0.024039 | 0 | 12 | 20 |  | 1.02 | GST | -1 | 0.28562 | 20 | 20 |  |  | -0.48078 | 20 | -0.28562 | -5.7125
949 | STEAM2 | 1 | North | YES | -0.024039 | 26 | 8 | 26 | 0 | 0.99 | GST | -1 | 0.28562 | 26 | 26 |  |  | -0.62501 | 26 | -0.28562 | -7.4262
950 | STEAM3 | 1 | North | YES | -0.024039 | 41 | 13 | 42 | 0 | 1.02 | GST | -1 | 0.28562 | 42 | 42 |  |  | -1.0096 | 42 | -0.28562 | -11.9962
842 | OLINGER_G1 | 1 | North | YES | -0.024144 | 55.4 | 20 | 79 | 0 | 1.03 | GST | -1 | 0.28573 | 79 | 79 |  |  | -1.9074 | 79 | -0.28573 | -22.5726
843 | OLINGER_G2 | 1 | North | YES | -0.024144 | 76.2 | 25 | 110 | 0 | 1.03 | GST | -1 | 0.28573 | 110 | 110 |  |  | -2.6558 | 110 | -0.28573 | -31.4302
844 | OLINGER_G3 | 1 | North | YES | -0.024144 | 103.9 | 45 | 150 | 0 | 1.03 | GST | -1 | 0.28573 | 150 | 150 |  |  | -3.6216 | 150 | -0.28573 | -42.8594
845 | OLINGER_G4 | 1 | North | YES | -0.024144 | 51.9 | 0 | 76 | 0 | 1.03 | GGT | -1 | 0.28573 | 76 | 76 |  |  | -1.8349 | 76 | -0.28573 | -21.7154
1701 | MOSES_1G | 1 | North | YES | -0.024569 | 558 | 175 | 558 | 0 | 1.023 | LIGCO | -1 | 0.28615 | 0 | 558 |  |  | 0 | 0 | -0.28615 | 0
1702 | MOSES_2G | 2 | North | YES | -0.024569 | 579 | 175 | 579 | 0 | 1.023 | LIGCO | -1 | 0.28615 | 0 | 579 |  |  | 0 | 0 | -0.28615 | 0
1703 | MOSES_3G | 3 | North | YES | -0.024569 | 808 | 463 | 808 | 0 | 1.023 | LIGCO | -1 | 0.28615 | 0 | 808 |  |  | 0 | 0 | -0.28615 | 0
5925 | DCEAST | EQ | North | YES | -0.024569 | 400.3 | -600 | 600 | 0 | 1.025 | DCTie | -1 | 0.28615 | 0 | 0 |  |  | 0 | 0 | -0.28615 | 0
1675 | PEC_1G | 1 | North | YES | -0.024689 | 76.7 | 35 | 76.7 | 0 | 1.022 | Cogen | -1 | 0.28627 | 0 | 0 |  |  | 0 | 0 | -0.28627 | 0
1676 | PEC_2G | 2 | North | YES | -0.024689 | 79.6 | 35 | 79.6 | 0 | 1.022 | Cogen | -1 | 0.28627 | 0 | 0 |  |  | 0 | 0 | -0.28627 | 0
1677 | PEC_3G | 3 | North | YES | -0.024689 | 88.4 | 35 | 88.4 | 0 | 1.022 | Cogen | -1 | 0.28627 | 0 | 0 |  |  | 0 | 0 | -0.28627 | 0
1948 | HANDLEY_4G | 4 | North | YES | -0.024727 | 348 | 150 | 435 | 0 | 1.022 | GST | -1 | 0.28631 | 435 | 435 |  |  | -10.7562 | 435 | -0.28631 | -124.5458
1678 | LAMARPWR_1G | 1 | North | YES | -0.024744 | 160 | 67.7 | 160 | 0 | 1.038 | CC | -1 | 0.28633 | 160 | 160 |  |  | -3.959 | 160 | -0.28633 | -45.8127
1679 | LAMARPWR_2G | 2 | North | YES | -0.024744 | 156 | 67.7 | 156 | 0 | 1.038 | CC | -1 | 0.28633 | 156 | 156 |  |  | -3.8601 | 156 | -0.28633 | -44.6674
1680 | LAMARPWR_3G | 3 | North | YES | -0.024744 | 196 | 129.1 | 196 | 0 | 1.038 | CC | -1 | 0.28633 | 196 | 196 |  |  | -4.8498 | 196 | -0.28633 | -56.1205
1681 | LAMARPWR_4G | 4 | North | YES | -0.024744 | 156 | 67.7 | 156 | 0 | 1.038 | CC | -1 | 0.28633 | 156 | 156 |  |  | -3.8601 | 156 | -0.28633 | -44.6674
1682 | LAMARPWR_5G | 5 | North | YES | -0.024744 | 157 | 67.7 | 157 | 0 | 1.038 | CC | -1 | 0.28633 | 157 | 157 |  |  | -3.8848 | 157 | -0.28633 | -44.9537
1683 | LAMARPWR_6G | 6 | North | YES | -0.024744 | 198 | 129.1 | 198 | 0 | 1.038 | CC | -1 | 0.28633 | 198 | 198 |  |  | -4.8993 | 198 | -0.28633 | -56.6932
1947 | HANDLEY_3G | 3 | North | YES | -0.024819 | 316 | 100 | 395 | 0 | 1.022 | GST | -1 | 0.2864 | 395 | 395 |  |  | -9.8035 | 395 | -0.2864 | -113.1297
1949 | HANDLEY_5G | 5 | North | YES | -0.024819 | 348 | 150 | 435 | 0 | 1.022 | GST | -1 | 0.2864 | 435 | 435 |  |  | -10.7963 | 435 | -0.2864 | -124.5859
1689 | VALLEY_3G | 3 | North | YES | -0.024837 | 0 | 25 | 375 |  | 1.003 | GST | -1 | 0.28642 | 375 | 375 |  |  | -9.3139 | 375 | -0.28642 | -107.4084
11691 | KMICHICT1_G | 1 | North | YES | -0.024837 | 144 | 80 | 144 | 0 | 1.026 | CC | -1 | 0.28642 | 144 | 144 |  |  | -3.5765 | 144 | -0.28642 | -41.2448
11692 | KMICHICT2_G | 2 | North | YES | -0.024837 | 146 | 80 | 146 | 0 | 1.026 | CC | -1 | 0.28642 | 146 | 146 |  |  | -3.6262 | 146 | -0.28642 | -41.8177
11693 | KMICHIST3_G | 3 | North | YES | -0.024837 | 312 | 60 | 312 | 0 | 1.026 | CC | -1 | 0.28642 | 312 | 312 |  |  | -7.7491 | 312 | -0.28642 | -89.3638
11694 | KMICHICT4_G | 4 | North | YES | -0.024837 | 144 | 80 | 144 | 0 | 1.026 | CC | -1 | 0.28642 | 144 | 144 |  |  | -3.5765 | 144 | -0.28642 | -41.2448
11695 | KMICHICT5_G | 5 | North | YES | -0.024837 | 148 | 80 | 148 | 0 | 1.026 | CC | -1 | 0.28642 | 148 | 148 |  |  | -3.6759 | 148 | -0.28642 | -42.3905
11696 | KMICHIST6_G | 6 | North | YES | -0.024837 | 310 | 60 | 310 | 0 | 1.026 | CC | -1 | 0.28642 | 310 | 310 |  |  | -7.6995 | 310 | -0.28642 | -88.7909
2381 | NTHLK1_G | 1 | North | YES | -0.025042 | 0 | 35 | 156 |  | 1.022 | GST | -1 | 0.28663 | 156 | 156 |  |  | -3.9066 | 156 | -0.28663 | -44.7139
2382 | NTHLK2_G | 2 | North | YES | -0.025042 | 0 | 35 | 181 |  | 1.022 | GST | -1 | 0.28663 | 181 | 181 |  |  | -4.5326 | 181 | -0.28663 | -51.8795
2383 | NTHLK3_G | 3 | North | YES | -0.025042 | 0 | 50 | 329 |  | 1.022 | GST | -1 | 0.28663 | 329 | 329 |  |  | -8.2388 | 329 | -0.28663 | -94.3004
1687 | VALLEY_1G | 1 | North | YES | -0.025062 | 136 | 15 | 170 | 0 | 1.029 | GST | -1 | 0.28665 | 170 | 170 |  |  | -4.2605 | 170 | -0.28665 | -48.73
1688 | VALLEY_2G | 2 | North | YES | -0.025062 | 527 | 90 | 527 | 0 | 1.029 | GSC | -1 | 0.28665 | 527 | 527 |  |  | -13.2077 | 527 | -0.28665 | -151.0631
6948 | DENISNDM | 2 | North | YES | -0.025234 | 31 | 5 | 40 | 0 | 1.015 | Hydro | -1 | 0.28682 | 0 | 0 |  |  | 0 | 0 | -0.28682 | 0
6948 | DENISNDM | 1 | North | YES | -0.025234 | 40 | 5 | 40 | 0 | 1.015 | Hydro | -1 | 0.28682 | 0 | 0 |  |  | 0 | 0 | -0.28682 | 0
1945 | HANDLEY_1G | MB | North | YES | -0.025282 | 0 | 25 | 36 |  | 0.986 | #N/A | -1 | 0.28687 | 36 | 36 |  |  | -0.91015 | 36 | -0.28687 | -10.3272
1946 | HANDLEY_2G | MB | North | YES | -0.025282 | 0 | 30 | 68 |  | 0.986 | #N/A | -1 | 0.28687 | 68 | 68 |  |  | -1.7192 | 68 | -0.28687 | -19.507
728 | WOLFRIDGE801 | 1 | North | YES | -0.025356 | 11.2 | 0 | 112.5 | 0 | 0.99 | Wind | -1 | 0.28694 | 0 | 112.5 |  |  | 0 | 0 | -0.28694 | 0
2371 | COLLIN_1G | MB | North | YES | -0.025946 | 0 | 40 | 138 |  | 1.022 | GST | -1 | 0.28753 | 0 | 0 |  |  | 0 | 0 | -0.28753 | 0
1433 | GRHAMSES_1G | 1 | North | YES | -0.027797 | 242 | 60 | 242 | 0 | 1.038 | GST | -1 | 0.28938 | 242 | 242 |  |  | -6.7269 | 242 | -0.28938 | -70.0305
1861 | EAGLEMNT_1G | MB | North | YES | -0.029049 | 0 | 30 | 112 |  | 1.022 | GST | -1 | 0.29063 | 0 | 0 |  |  | 0 | 0 | -0.29063 | 0
1862 | EAGLEMNT_2G | MB | North | YES | -0.029049 | 0 | 40 | 100 |  | 1.022 | GST | -1 | 0.29063 | 0 | 0 |  |  | 0 | 0 | -0.29063 | 0
1863 | EAGLEMNT_3G | MB | North | YES | -0.029049 | 0 | 50 | 378 |  | 1.022 | GST | -1 | 0.29063 | 0 | 0 |  |  | 0 | 0 | -0.29063 | 0
923 | SPENCER_G4 | 1 | North | YES | -0.030954 | 48 | 20 | 61 | 0 | 1.03 | GST | -1 | 0.29254 | 61 | 61 |  |  | -1.8882 | 61 | -0.29254 | -17.8449
924 | SPENCER_G5 | 1 | North | YES | -0.030954 | 52 | 20 | 66 | 0 | 1.03 | GST | -1 | 0.29254 | 66 | 66 |  |  | -2.043 | 66 | -0.29254 | -19.3076
1453 | WCPWRCO_1G | 1 | North | YES | -0.046597 | 204 | 50 | 204 |  | 1.02 | CC | -1 | 0.30818 | 204 | 204 |  |  | -9.5058 | 204 | -0.30818 | -62.8692
1454 | WCPWRCO_2G | 2 | North | YES | -0.046597 | 204 | 50 | 204 |  | 1.02 | CC | -1 | 0.30818 | 204 | 204 |  |  | -9.5058 | 204 | -0.30818 | -62.8692
1455 | WCPWRCO_3G | 3 | North | YES | -0.046597 | 242 | 50 | 242 |  | 1.02 | CC | -1 | 0.30818 | 242 | 242 |  |  | -11.2765 | 242 | -0.30818 | -74.5801
1432 | GRHAMSES_2G | 2 | North | YES | -0.090309 | 294.9 | 90 | 366 |  | 1.014 | GST | -1 | 0.35189 | 366 | 366 |  |  | -33.0531 | 366 | -0.35189 | -128.7933
Note on AL4: Zonal Cap - Zonal Impact

## Distributed Slack - Inc
Number of Bus | Name of Bus | ID | Area Name of Gen | AGC | P Sensitivity of Bus | Gen MW | Min MW | Max MW | V Sensitivity of Bus | Set Volt | Tech Type | Zone Impact | Zone Correlation | Inc Max | Dec Max | Souce S.F. Weighting | Souce Capacity | Sink S.F. Weighting | Sink Capacity | PTDF Calc | PTDF Weighting | Cumulative Concentrated Capacity | Cumulative Concentrated Impact
1432 | GRHAMSES_2G | 2 | North | YES | -0.090309 | 294.9 | 90 | 366 |  | 1.014 | GST | -1 | 0.35189 | 366 | 366 |  |  | -33.0531 | 366 | -0.35189 | -128.7933 | 366 | 128.7933
1453 | WCPWRCO_1G | 1 | North | YES | -0.046597 | 204 | 50 | 204 |  | 1.02 | CC | -1 | 0.30818 | 204 | 204 |  |  | -9.5058 | 204 | -0.30818 | -62.8692 | 570 | 191.6625
1454 | WCPWRCO_2G | 2 | North | YES | -0.046597 | 204 | 50 | 204 |  | 1.02 | CC | -1 | 0.30818 | 204 | 204 |  |  | -9.5058 | 204 | -0.30818 | -62.8692 | 774 | 254.5317
1455 | WCPWRCO_3G | 3 | North | YES | -0.046597 | 242 | 50 | 242 |  | 1.02 | CC | -1 | 0.30818 | 242 | 242 |  |  | -11.2765 | 242 | -0.30818 | -74.5801 | 1016 | 329.1118 | Weighted Shift Factors
923 | SPENCER_G4 | 1 | North | YES | -0.030954 | 48 | 20 | 61 | 0 | 1.03 | GST | -1 | 0.29254 | 61 | 61 |  |  | -1.8882 | 61 | -0.29254 | -17.8449 | 1077 | 346.9567 | West | 0.26159
924 | SPENCER_G5 | 1 | North | YES | -0.030954 | 52 | 20 | 66 | 0 | 1.03 | GST | -1 | 0.29254 | 66 | 66 |  |  | -2.043 | 66 | -0.29254 | -19.3076 | 1143 | 366.2643 | North | -0.022393
1861 | EAGLEMNT_1G | MB | North | YES | -0.029049 | 0 | 30 | 112 |  | 1.022 | GST | -1 | 0.29063 | 0 | 0 |  |  | 0 | 0 | -0.29063 | 0 | 1143 | 366.2643 |  | 0.28398
1862 | EAGLEMNT_2G | MB | North | YES | -0.029049 | 0 | 40 | 100 |  | 1.022 | GST | -1 | 0.29063 | 0 | 0 |  |  | 0 | 0 | -0.29063 | 0 | 1143 | 366.2643
1863 | EAGLEMNT_3G | MB | North | YES | -0.029049 | 0 | 50 | 378 |  | 1.022 | GST | -1 | 0.29063 | 0 | 0 |  |  | 0 | 0 | -0.29063 | 0 | 1143 | 366.2643 | Line Cap | 1072
1433 | GRHAMSES_1G | 1 | North | YES | -0.027797 | 242 | 60 | 242 | 0 | 1.038 | GST | -1 | 0.28938 | 242 | 242 |  |  | -6.7269 | 242 | -0.28938 | -70.0305 | 1385 | 436.2948 | Conc Gen | 2186
2371 | COLLIN_1G | MB | North | YES | -0.025946 | 0 | 40 | 138 |  | 1.022 | GST | -1 | 0.28753 | 0 | 0 |  |  | 0 | 0 | -0.28753 | 0 | 1385 | 436.2948 | Weighted Imp. | 665.9221
728 | WOLFRIDGE801 | 1 | North | YES | -0.025356 | 11.2 | 0 | 112.5 | 0 | 0.99 | Wind | -1 | 0.28694 | 0 | 112.5 |  |  | 0 | 0 | -0.28694 | 0 | 1385 | 436.2948 | PTDF | 0.30463
1945 | HANDLEY_1G | MB | North | YES | -0.025282 | 0 | 25 | 36 |  | 0.986 | #N/A | -1 | 0.28687 | 36 | 36 |  |  | -0.91015 | 36 | -0.28687 | -10.3272 | 1421 | 446.622
1946 | HANDLEY_2G | MB | North | YES | -0.025282 | 0 | 30 | 68 |  | 0.986 | #N/A | -1 | 0.28687 | 68 | 68 |  |  | -1.7192 | 68 | -0.28687 | -19.507 | 1489 | 466.129 | Concentration | 1.0727
6948 | DENISNDM | 2 | North | YES | -0.025234 | 31 | 5 | 40 | 0 | 1.015 | Hydro | -1 | 0.28682 | 0 | 0 |  |  | 0 | 0 | -0.28682 | 0 | 1489 | 466.129
6948 | DENISNDM | 1 | North | YES | -0.025234 | 40 | 5 | 40 | 0 | 1.015 | Hydro | -1 | 0.28682 | 0 | 0 |  |  | 0 | 0 | -0.28682 | 0 | 1489 | 466.129 |  | Pass
1687 | VALLEY_1G | 1 | North | YES | -0.025062 | 136 | 15 | 170 | 0 | 1.029 | GST | -1 | 0.28665 | 170 | 170 |  |  | -4.2605 | 170 | -0.28665 | -48.73 | 1659 | 514.859
1688 | VALLEY_2G | 2 | North | YES | -0.025062 | 527 | 90 | 527 | 0 | 1.029 | GSC | -1 | 0.28665 | 527 | 527 |  |  | -13.2077 | 527 | -0.28665 | -151.0631 | 2186 | 665.9221
2381 | NTHLK1_G | 1 | North | YES | -0.025042 | 0 | 35 | 156 |  | 1.022 | GST | -1 | 0.28663 | 156 | 156 |  |  | -3.9066 | 156 | -0.28663 | -44.7139
2382 | NTHLK2_G | 2 | North | YES | -0.025042 | 0 | 35 | 181 |  | 1.022 | GST | -1 | 0.28663 | 181 | 181 |  |  | -4.5326 | 181 | -0.28663 | -51.8795
2383 | NTHLK3_G | 3 | North | YES | -0.025042 | 0 | 50 | 329 |  | 1.022 | GST | -1 | 0.28663 | 329 | 329 |  |  | -8.2388 | 329 | -0.28663 | -94.3004
1689 | VALLEY_3G | 3 | North | YES | -0.024837 | 0 | 25 | 375 |  | 1.003 | GST | -1 | 0.28642 | 375 | 375 |  |  | -9.3139 | 375 | -0.28642 | -107.4084
11691 | KMICHICT1_G | 1 | North | YES | -0.024837 | 144 | 80 | 144 | 0 | 1.026 | CC | -1 | 0.28642 | 144 | 144 |  |  | -3.5765 | 144 | -0.28642 | -41.2448
11692 | KMICHICT2_G | 2 | North | YES | -0.024837 | 146 | 80 | 146 | 0 | 1.026 | CC | -1 | 0.28642 | 146 | 146 |  |  | -3.6262 | 146 | -0.28642 | -41.8177
11693 | KMICHIST3_G | 3 | North | YES | -0.024837 | 312 | 60 | 312 | 0 | 1.026 | CC | -1 | 0.28642 | 312 | 312 |  |  | -7.7491 | 312 | -0.28642 | -89.3638
11694 | KMICHICT4_G | 4 | North | YES | -0.024837 | 144 | 80 | 144 | 0 | 1.026 | CC | -1 | 0.28642 | 144 | 144 |  |  | -3.5765 | 144 | -0.28642 | -41.2448
11695 | KMICHICT5_G | 5 | North | YES | -0.024837 | 148 | 80 | 148 | 0 | 1.026 | CC | -1 | 0.28642 | 148 | 148 |  |  | -3.6759 | 148 | -0.28642 | -42.3905
11696 | KMICHIST6_G | 6 | North | YES | -0.024837 | 310 | 60 | 310 | 0 | 1.026 | CC | -1 | 0.28642 | 310 | 310 |  |  | -7.6995 | 310 | -0.28642 | -88.7909
1947 | HANDLEY_3G | 3 | North | YES | -0.024819 | 316 | 100 | 395 | 0 | 1.022 | GST | -1 | 0.2864 | 395 | 395 |  |  | -9.8035 | 395 | -0.2864 | -113.1297
1949 | HANDLEY_5G | 5 | North | YES | -0.024819 | 348 | 150 | 435 | 0 | 1.022 | GST | -1 | 0.2864 | 435 | 435 |  |  | -10.7963 | 435 | -0.2864 | -124.5859
1678 | LAMARPWR_1G | 1 | North | YES | -0.024744 | 160 | 67.7 | 160 | 0 | 1.038 | CC | -1 | 0.28633 | 160 | 160 |  |  | -3.959 | 160 | -0.28633 | -45.8127
1679 | LAMARPWR_2G | 2 | North | YES | -0.024744 | 156 | 67.7 | 156 | 0 | 1.038 | CC | -1 | 0.28633 | 156 | 156 |  |  | -3.8601 | 156 | -0.28633 | -44.6674
1680 | LAMARPWR_3G | 3 | North | YES | -0.024744 | 196 | 129.1 | 196 | 0 | 1.038 | CC | -1 | 0.28633 | 196 | 196 |  |  | -4.8498 | 196 | -0.28633 | -56.1205
1681 | LAMARPWR_4G | 4 | North | YES | -0.024744 | 156 | 67.7 | 156 | 0 | 1.038 | CC | -1 | 0.28633 | 156 | 156 |  |  | -3.8601 | 156 | -0.28633 | -44.6674
1682 | LAMARPWR_5G | 5 | North | YES | -0.024744 | 157 | 67.7 | 157 | 0 | 1.038 | CC | -1 | 0.28633 | 157 | 157 |  |  | -3.8848 | 157 | -0.28633 | -44.9537
1683 | LAMARPWR_6G | 6 | North | YES | -0.024744 | 198 | 129.1 | 198 | 0 | 1.038 | CC | -1 | 0.28633 | 198 | 198 |  |  | -4.8993 | 198 | -0.28633 | -56.6932
1948 | HANDLEY_4G | 4 | North | YES | -0.024727 | 348 | 150 | 435 | 0 | 1.022 | GST | -1 | 0.28631 | 435 | 435 |  |  | -10.7562 | 435 | -0.28631 | -124.5458
1675 | PEC_1G | 1 | North | YES | -0.024689 | 76.7 | 35 | 76.7 | 0 | 1.022 | Cogen | -1 | 0.28627 | 0 | 0 |  |  | 0 | 0 | -0.28627 | 0
1676 | PEC_2G | 2 | North | YES | -0.024689 | 79.6 | 35 | 79.6 | 0 | 1.022 | Cogen | -1 | 0.28627 | 0 | 0 |  |  | 0 | 0 | -0.28627 | 0
1677 | PEC_3G | 3 | North | YES | -0.024689 | 88.4 | 35 | 88.4 | 0 | 1.022 | Cogen | -1 | 0.28627 | 0 | 0 |  |  | 0 | 0 | -0.28627 | 0
1701 | MOSES_1G | 1 | North | YES | -0.024569 | 558 | 175 | 558 | 0 | 1.023 | LIGCO | -1 | 0.28615 | 0 | 558 |  |  | 0 | 0 | -0.28615 | 0
1702 | MOSES_2G | 2 | North | YES | -0.024569 | 579 | 175 | 579 | 0 | 1.023 | LIGCO | -1 | 0.28615 | 0 | 579 |  |  | 0 | 0 | -0.28615 | 0
1703 | MOSES_3G | 3 | North | YES | -0.024569 | 808 | 463 | 808 | 0 | 1.023 | LIGCO | -1 | 0.28615 | 0 | 808 |  |  | 0 | 0 | -0.28615 | 0
5925 | DCEAST | EQ | North | YES | -0.024569 | 400.3 | -600 | 600 | 0 | 1.025 | DCTie | -1 | 0.28615 | 0 | 0 |  |  | 0 | 0 | -0.28615 | 0
842 | OLINGER_G1 | 1 | North | YES | -0.024144 | 55.4 | 20 | 79 | 0 | 1.03 | GST | -1 | 0.28573 | 79 | 79 |  |  | -1.9074 | 79 | -0.28573 | -22.5726
843 | OLINGER_G2 | 1 | North | YES | -0.024144 | 76.2 | 25 | 110 | 0 | 1.03 | GST | -1 | 0.28573 | 110 | 110 |  |  | -2.6558 | 110 | -0.28573 | -31.4302
844 | OLINGER_G3 | 1 | North | YES | -0.024144 | 103.9 | 45 | 150 | 0 | 1.03 | GST | -1 | 0.28573 | 150 | 150 |  |  | -3.6216 | 150 | -0.28573 | -42.8594
845 | OLINGER_G4 | 1 | North | YES | -0.024144 | 51.9 | 0 | 76 | 0 | 1.03 | GGT | -1 | 0.28573 | 76 | 76 |  |  | -1.8349 | 76 | -0.28573 | -21.7154
948 | STEAM1 | 1 | North | YES | -0.024039 | 0 | 12 | 20 |  | 1.02 | GST | -1 | 0.28562 | 20 | 20 |  |  | -0.48078 | 20 | -0.28562 | -5.7125
949 | STEAM2 | 1 | North | YES | -0.024039 | 26 | 8 | 26 | 0 | 0.99 | GST | -1 | 0.28562 | 26 | 26 |  |  | -0.62501 | 26 | -0.28562 | -7.4262
950 | STEAM3 | 1 | North | YES | -0.024039 | 41 | 13 | 42 | 0 | 1.02 | GST | -1 | 0.28562 | 42 | 42 |  |  | -1.0096 | 42 | -0.28562 | -11.9962
837 | NEWMAN_G5 | 1 | North | YES | -0.024033 | 0 | 15 | 40 |  | 1.01 | GST | -1 | 0.28562 | 40 | 40 |  |  | -0.96132 | 40 | -0.28562 | -11.4247
2451 | LKHB1_G | 1 | North | YES | -0.023529 | 0 | 80 | 391 |  | 1.022 | GST | -1 | 0.28511 | 391 | 391 |  |  | -9.1998 | 391 | -0.28511 | -111.4797
2452 | LKHB2_G | 2 | North | YES | -0.023529 | 516 | 80 | 516 | 0 | 1.022 | GST | -1 | 0.28511 | 516 | 516 |  |  | -12.141 | 516 | -0.28511 | -147.119
12411 | FPLEFR1A_G | 1 | North | YES | -0.023425 | 161 | 72 | 161 | 0 | 1 | CC | -1 | 0.28501 | 161 | 161 |  |  | -3.7714 | 161 | -0.28501 | -45.8867
12412 | FPLEFR1B_G | 2 | North | YES | -0.023425 | 164 | 72 | 164 | 0 | 1 | CC | -1 | 0.28501 | 164 | 164 |  |  | -3.8417 | 164 | -0.28501 | -46.7417
12413 | FPLEFR1C_G | 3 | North | YES | -0.023425 | 164 | 72 | 164 | 0 | 1 | CC | -1 | 0.28501 | 164 | 164 |  |  | -3.8417 | 164 | -0.28501 | -46.7417
12414 | FPLEFR1S_G | 4 | North | YES | -0.023425 | 414 | 191 | 414 | 0 | 1 | CC | -1 | 0.28501 | 414 | 414 |  |  | -9.698 | 414 | -0.28501 | -117.9943
12421 | FPLEFR2A_G | 1 | North | YES | -0.023425 | 162 | 72 | 162 | 0 | 1 | CC | -1 | 0.28501 | 162 | 162 |  |  | -3.7948 | 162 | -0.28501 | -46.1717
12422 | FPLEFR2B_G | 2 | North | YES | -0.023425 | 161 | 72 | 161 | 0 | 1 | CC | -1 | 0.28501 | 161 | 161 |  |  | -3.7714 | 161 | -0.28501 | -45.8867
12423 | FPLEFR2C_G | 3 | North | YES | -0.023425 | 163 | 72 | 163 | 0 | 1 | CC | -1 | 0.28501 | 163 | 163 |  |  | -3.8183 | 163 | -0.28501 | -46.4567
12424 | FPLEFR2S_G | 4 | North | YES | -0.023425 | 415 | 191 | 415 | 0 | 1 | CC | -1 | 0.28501 | 415 | 415 |  |  | -9.7214 | 415 | -0.28501 | -118.2793
1600 | BARTNWND_1G | 1 | North | YES | -0.023417 | 12 | 0 | 120 | 0 | 1.022 | Wind | -1 | 0.285 | 0 | 120 |  |  | 0 | 0 | -0.285 | 0
580 | JCKCNTY801 | 1 | North | YES | -0.023348 | 288 | 0 | 288 | 0 | 1.022 | CC | -1 | 0.28493 | 288 | 288 |  |  | -6.7242 | 288 | -0.28493 | -82.0608
581 | JCKCNTY802 | 2 | North | YES | -0.023348 | 147 | 0 | 147 | 0 | 1.022 | CC | -1 | 0.28493 | 147 | 147 |  |  | -3.4322 | 147 | -0.28493 | -41.8852
582 | JCKCNTY803 | 3 | North | YES | -0.023348 | 147 | 0 | 147 | 0 | 1.022 | CC | -1 | 0.28493 | 147 | 147 |  |  | -3.4322 | 147 | -0.28493 | -41.8852
12440 | PARKD_1SVC8 | 1 | North | YES | -0.023348 | 0 | 0 | 0 | 0 | 1.007 | GST | -1 | 0.28493 | 0 | 0 |  |  | 0 | 0 | -0.28493 | 0
12449 | PARKD_2SVC8 | 1 | North | YES | -0.023348 | 0 | 0 | 0 | 0 | 1.007 | GST | -1 | 0.28493 | 0 | 0 |  |  | 0 | 0 | -0.28493 | 0
2418 | MTCK2_G | 2 | North | YES | -0.023018 | 0 | 10 | 23 |  | 0.971 | #N/A | -1 | 0.2846 | 23 | 23 |  |  | -0.52941 | 23 | -0.2846 | -6.5459
2419 | MTCK3_G | MB | North | YES | -0.023018 | 0 | 10 | 63 |  | 0.971 | #N/A | -1 | 0.2846 | 63 | 63 |  |  | -1.4501 | 63 | -0.2846 | -17.93
2413 | MTCK6_G | 6 | North | YES | -0.022999 | 0 | 30 | 118 |  | 1.022 | GST | -1 | 0.28458 | 118 | 118 |  |  | -2.7139 | 118 | -0.28458 | -33.5809
2414 | MTCK7_G | 7 | North | YES | -0.022999 | 0 | 30 | 115 |  | 1.022 | GST | -1 | 0.28458 | 115 | 115 |  |  | -2.6449 | 115 | -0.28458 | -32.7272
2417 | MTCK8_G | 8 | North | YES | -0.022999 | 444.8 | 60 | 556 | 0 | 1.022 | GSC | -1 | 0.28458 | 556 | 556 |  |  | -12.7874 | 556 | -0.28458 | -158.2289
3097 | MARTLAKE_1G | 1 | North | YES | -0.021897 | 790 | 500 | 790 | 0 | 1.017 | LIGCO | -1 | 0.28348 | 0 | 790 |  |  | 0 | 0 | -0.28348 | 0
3098 | MARTLAKE_2G | 2 | North | YES | -0.021897 | 795 | 461 | 795 | 0 | 1.017 | LIGCO | -1 | 0.28348 | 0 | 795 |  |  | 0 | 0 | -0.28348 | 0
3099 | MARTLAKE_3G | 3 | North | YES | -0.021897 | 804 | 500 | 804 | 0 | 1.017 | LIGCO | -1 | 0.28348 | 0 | 804 |  |  | 0 | 0 | -0.28348 | 0
13116 | TGATEWAY_1G | 1 | North | YES | -0.021693 | 151 | 30 | 151 | 0 | 1.0232 | CC | -1 | 0.28328 | 151 | 151 |  |  | -3.2756 | 151 | -0.28328 | -42.775
13117 | TGATEWAY_2G | 2 | North | YES | -0.021693 | 130 | 30 | 130 | 0 | 1.0232 | CC | -1 | 0.28328 | 130 | 130 |  |  | -2.8201 | 130 | -0.28328 | -36.8262
13118 | TGATEWAY_3G | 3 | North | YES | -0.021693 | 148 | 30 | 148 | 0 | 1.0232 | CC | -1 | 0.28328 | 148 | 148 |  |  | -3.2106 | 148 | -0.28328 | -41.9252
13119 | TGATEWAY_4G | 4 | North | YES | -0.021693 | 399 | 65 | 399 | 0 | 1.0232 | CC | -1 | 0.28328 | 399 | 399 |  |  | -8.6555 | 399 | -0.28328 | -113.028
3348 | CHAMPION_1G | MB | North | YES | -0.021512 | 0 | 42 | 42 |  | 1 | Cogen | -1 | 0.2831 | 0 | 0 |  |  | 0 | 0 | -0.2831 | 0
3113 | LUFKINWB_1G | 1 | North | YES | -0.021493 | 0 | 0 | 50 |  | 1.01 | #N/A | -1 | 0.28308 | 50 | 50 |  |  | -1.0747 | 50 | -0.28308 | -14.1539
3107 | STRYKER_1G | 1 | North | YES | -0.021445 | 145.6 | 45 | 182 | 0 | 1.029 | GST | -1 | 0.28303 | 182 | 182 |  |  | -3.903 | 182 | -0.28303 | -51.5115
3108 | STRYKER_2G | 2 | North | YES | -0.021445 | 484 | 75 | 484 | 0 | 1.029 | GST | -1 | 0.28303 | 484 | 484 |  |  | -10.3794 | 484 | -0.28303 | -136.9867
1941 | MDLTHELP_1G | 1 | North | YES | -0.021309 | 216.4 | 74 | 216.4 | 0 | 1 | CC | -1 | 0.28289 | 216.4 | 216.4 |  |  | -4.6113 | 216.4 | -0.28289 | -61.2183
1942 | MDLTHELP_2G | 2 | North | YES | -0.021309 | 216.1 | 74 | 216.1 | 0 | 1 | CC | -1 | 0.28289 | 216.1 | 216.1 |  |  | -4.6049 | 216.1 | -0.28289 | -61.1335
12322 | ENNSTRAC_1G | 1 | North | YES | -0.020815 | 196 | 130 | 196 | 0 | 1.036 | CC | -1 | 0.2824 | 196 | 196 |  |  | -4.0797 | 196 | -0.2824 | -55.3505
12323 | ENNSTRAC_2G | 2 | North | YES | -0.020815 | 116 | 100 | 116 | 0 | 1.036 | CC | -1 | 0.2824 | 116 | 116 |  |  | -2.4145 | 116 | -0.2824 | -32.7584
503 | NTHTEXAS01 | 1 | North | YES | -0.020581 | 0 | 5 | 18 |  | 1.015 | GST | -1 | 0.28217 | 18 | 18 |  |  | -0.37046 | 18 | -0.28217 | -5.079
504 | NTHTEXAS02 | 2 | North | YES | -0.020581 | 14.4 | 5 | 18 |  | 1.015 | GST | -1 | 0.28217 | 18 | 18 |  |  | -0.37046 | 18 | -0.28217 | -5.079
505 | NTHTEXAS03 | 3 | North | YES | -0.020581 | 30.4 | 15 | 38 |  | 1.015 | GST | -1 | 0.28217 | 38 | 38 |  |  | -0.78208 | 38 | -0.28217 | -10.7223
3126 | TRINIDAD_6G | 1 | North | YES | -0.020507 | 179.2 | 46 | 224 | 0 | 1 | GST | -1 | 0.28209 | 224 | 224 |  |  | -4.5936 | 224 | -0.28209 | -63.1887
1937 | MDLTHELP_5G | 5 | North | YES | -0.020385 | 224 | 74 | 224 | 0 | 1 | CC | -1 | 0.28197 | 224 | 224 |  |  | -4.5662 | 224 | -0.28197 | -63.1613
1938 | MDLTHELP_6G | 6 | North | YES | -0.020385 | 226 | 74 | 226 | 0 | 1 | CC | -1 | 0.28197 | 226 | 226 |  |  | -4.607 | 226 | -0.28197 | -63.7253
1943 | MDLTHELP_3G | 3 | North | YES | -0.020385 | 212 | 74 | 212 | 0 | 1 | CC | -1 | 0.28197 | 212 | 212 |  |  | -4.3216 | 212 | -0.28197 | -59.7777
1944 | MDLTHELP_4G | 4 | North | YES | -0.020385 | 211 | 74 | 211 | 0 | 1 | CC | -1 | 0.28197 | 211 | 211 |  |  | -4.3012 | 211 | -0.28197 | -59.4957
13134 | CALFREST_4G | 4 | North | YES | -0.019803 | 151.5 | 40 | 151.5 | 0 | 1.031 | CC | -1 | 0.28139 | 151.5 | 151.5 |  |  | -3.0002 | 151.5 | -0.28139 | -42.6303
13135 | CALFREST_5G | 5 | North | YES | -0.019803 | 152.3 | 57 | 152.3 | 0 | 1.031 | CC | -1 | 0.28139 | 152.3 | 152.3 |  |  | -3.016 | 152.3 | -0.28139 | -42.8554
13136 | CALFREST_6G | 6 | North | YES | -0.019803 | 177.5 | 40 | 177.5 | 0 | 1.031 | CC | -1 | 0.28139 | 177.5 | 177.5 |  |  | -3.515 | 177.5 | -0.28139 | -49.9464
13131 | CALFREST_1G | 1 | North | YES | -0.019729 | 150.7 | 40 | 150.7 | 0 | 1.031 | CC | -1 | 0.28131 | 150.7 | 150.7 |  |  | -2.9732 | 150.7 | -0.28131 | -42.3941
13132 | CALFREST_2G | 2 | North | YES | -0.019729 | 151 | 57 | 151 | 0 | 1.031 | CC | -1 | 0.28131 | 151 | 151 |  |  | -2.9791 | 151 | -0.28131 | -42.4785
13133 | CALFREST_3G | 3 | North | YES | -0.019729 | 177.4 | 40 | 177.4 | 0 | 1.031 | CC | -1 | 0.28131 | 177.4 | 177.4 |  |  | -3.4999 | 177.4 | -0.28131 | -49.9052
1889 | DECRDOVA_1G | 1 | North | YES | -0.019609 | 779 | 255 | 779 | 0 | 1.02 | GSC | -1 | 0.28119 | 779 | 779 |  |  | -15.2754 | 779 | -0.28119 | -219.0503
3381 | BBRN_1G | 1 | North | YES | -0.019401 | 618 | 225 | 618 | 0 | 1.03 | LIGCO | -1 | 0.28099 | 0 | 618 |  |  | 0 | 0 | -0.28099 | 0
3382 | BBRN_2G | 2 | North | YES | -0.019401 | 589 | 225 | 589 | 0 | 1.03 | LIGCO | -1 | 0.28099 | 0 | 589 |  |  | 0 | 0 | -0.28099 | 0
1479 | WFCOGEN_1G | 2 | North | YES | -0.018935 | 16 | 12 | 20 | 0 | 1 | Cogen | -1 | 0.28052 | 0 | 0 |  |  | 0 | 0 | -0.28052 | 0
1479 | WFCOGEN_1G | 1 | North | YES | -0.018935 | 16 | 12 | 20 | 0 | 1 | Cogen | -1 | 0.28052 | 0 | 0 |  |  | 0 | 0 | -0.28052 | 0
1482 | WFCOGEN_2G | 2 | North | YES | -0.018935 | 13.6 | 12 | 17 | 0 | 1 | Cogen | -1 | 0.28052 | 0 | 0 |  |  | 0 | 0 | -0.28052 | 0
1482 | WFCOGEN_2G | 1 | North | YES | -0.018935 | 16 | 12 | 20 | 0 | 1 | Cogen | -1 | 0.28052 | 0 | 0 |  |  | 0 | 0 | -0.28052 | 0
48721 | LEG_1___1 | 1 | North | YES | -0.017434 | 827 | 357 | 827 | 0 | 1.0348 | LIGCO | -1 | 0.27902 | 0 | 827 |  |  | 0 | 0 | -0.27902 | 0
48722 | LEG_2___2 | 2 | North | YES | -0.017434 | 819 | 357 | 819 | 0 | 1.0348 | LIGCO | -1 | 0.27902 | 0 | 819 |  |  | 0 | 0 | -0.27902 | 0
39960 | TNTNPONE_18 | 1 | North | YES | -0.01657 | 152.3 | 30 | 152.3 |  | 1.04 | LIGCO | -1 | 0.27816 | 0 | 152.3 |  |  | 0 | 0 | -0.27816 | 0
39970 | TNTNPONE_28 | 1 | North | YES | -0.01657 | 153 | 30 | 153 |  | 1.04 | LIGCO | -1 | 0.27816 | 0 | 153 |  |  | 0 | 0 | -0.27816 | 0
1892 | DECRDOVA_2G | A | North | YES | -0.015903 | 65 | 65 | 70 | 0 | 1.025 | GGT | -1 | 0.27749 | 70 | 70 |  |  | -1.1132 | 70 | -0.27749 | -19.4242
1893 | DECRDOVA_3G | B | North | YES | -0.015903 | 65 | 65 | 69 | 0 | 1.025 | GGT | -1 | 0.27749 | 69 | 69 |  |  | -1.0973 | 69 | -0.27749 | -19.1467
1894 | DECRDOVA_4G | C | North | YES | -0.015903 | 65 | 65 | 69 | 0 | 1.025 | GGT | -1 | 0.27749 | 69 | 69 |  |  | -1.0973 | 69 | -0.27749 | -19.1467
1895 | DECRDOVA_5G | D | North | YES | -0.015903 | 65 | 65 | 68 | 0 | 1.025 | GGT | -1 | 0.27749 | 68 | 68 |  |  | -1.0814 | 68 | -0.27749 | -18.8692
366 | JNSNCNTY802 | 1 | North | YES | -0.015808 | 168 | 20 | 168 | 0 | 1.02 | Cogen | -1 | 0.27739 | 0 | 0 |  |  | 0 | 0 | -0.27739 | 0
367 | JNSNCNTY802 | 2 | North | YES | -0.015808 | 90 | 20 | 90 | 0 | 1.02 | Cogen | -1 | 0.27739 | 0 | 0 |  |  | 0 | 0 | -0.27739 | 0
1877 | WLFHOLW_1G | 1 | North | YES | -0.014478 | 217.3 | 89.2 | 217.3 | 0 | 1.032 | CC | -1 | 0.27606 | 217.3 | 217.3 |  |  | -3.1461 | 217.3 | -0.27606 | -59.9886
1878 | WLFHOLW_2G | 2 | North | YES | -0.014478 | 215.7 | 105 | 215.7 | 0 | 1.032 | CC | -1 | 0.27606 | 215.7 | 215.7 |  |  | -3.1229 | 215.7 | -0.27606 | -59.5469
1879 | WLFHOLW_3G | 3 | North | YES | -0.014478 | 272.4 | 89.2 | 272.4 | 0 | 1.032 | CC | -1 | 0.27606 | 272.4 | 272.4 |  |  | -3.9438 | 272.4 | -0.27606 | -75.1996
990 | GIBN_CREK_G1 | 1 | North | YES | -0.014475 | 463 | 200 | 463 | 0 | 1.0275 | LIGCO | -1 | 0.27606 | 0 | 463 |  |  | 0 | 0 | -0.27606 | 0
32798 | BRYN_TAMUGEN | 1 | North | YES | -0.014312 | 32 | 0 | 32 |  | 1.02 | GST | -1 | 0.2759 | 32 | 32 |  |  | -0.45798 | 32 | -0.2759 | -8.8287
32886 | BRYN_ATKINS3 | MB | North | YES | -0.014266 | 0 | 5 | 12 |  | 1 | GST | -1 | 0.27585 | 0 | 0 |  |  | 0 | 0 | -0.27585 | 0
32887 | BRYN_ATKINS6 | MB | North | YES | -0.014266 | 0 | 12 | 51 |  | 1.028 | GST | -1 | 0.27585 | 0 | 0 |  |  | 0 | 0 | -0.27585 | 0
32888 | BRYN_ATKINS7 | 1 | North | YES | -0.014266 | 13.6 | 4 | 17 |  | 1.028 | GGT | -1 | 0.27585 | 17 | 17 |  |  | -0.24252 | 17 | -0.27585 | -4.6895
32890 | BRYN_ATKINS4 | MB | North | YES | -0.014266 | 0 | 5 | 22 |  | 1.031 | GST | -1 | 0.27585 | 0 | 0 |  |  | 0 | 0 | -0.27585 | 0
32891 | BRYN_ATKINS5 | MB | North | YES | -0.014266 | 0 | 5 | 25 |  | 1.031 | GST | -1 | 0.27585 | 0 | 0 |  |  | 0 | 0 | -0.27585 | 0
32883 | BRYN_DNSBY3 | 1 | North | YES | -0.014242 | 0 | 2 | 48 |  | 1.015 | GST | -1 | 0.27583 | 48 | 48 |  |  | -0.68362 | 48 | -0.27583 | -13.2397
32884 | BRYN_DNSBY13 | 1 | North | YES | -0.014242 | 46 | 2 | 46 | 0 | 1.015 | GST | -1 | 0.27583 | 46 | 46 |  |  | -0.65513 | 46 | -0.27583 | -12.6881
32892 | BRYN_DNSBY14 | 1 | North | YES | -0.014242 | 84 | 25 | 105 | 0 | 1.035 | GST | -1 | 0.27583 | 105 | 105 |  |  | -1.4954 | 105 | -0.27583 | -28.9619
48671 | FTR_GT1_5105 | 1 | North | YES | -0.013839 | 154.2 | 0 | 154.2 | 0 | 1.0319 | CC | -1 | 0.27542 | 154.2 | 154.2 |  |  | -2.134 | 154.2 | -0.27542 | -42.4704
48672 | FTR_GT2_5110 | 2 | North | YES | -0.013839 | 159 | 0 | 159 | 0 | 1.0319 | CC | -1 | 0.27542 | 159 | 159 |  |  | -2.2004 | 159 | -0.27542 | -43.7925
48673 | FTR_GT3_5085 | 3 | North | YES | -0.013839 | 158 | 0 | 158 | 0 | 1.0319 | CC | -1 | 0.27542 | 158 | 158 |  |  | -2.1866 | 158 | -0.27542 | -43.517
48674 | FTR_CN4_5095 | 4 | North | YES | -0.013839 | 380 | 0 | 380 | 0 | 1.0319 | CC | -1 | 0.27542 | 380 | 380 |  |  | -5.2588 | 380 | -0.27542 | -104.6612
344 | MRSSHPRD | 1 | North | YES | -0.01381 | 12 | 0 | 12 |  | 1.03 | Hydro | -1 | 0.2754 | 0 | 0 |  |  | 0 | 0 | -0.2754 | 0
345 | MRSSHPRD01 | 2 | North | YES | -0.01381 | 12 | 0 | 12 |  | 1.03 | Hydro | -1 | 0.2754 | 0 | 0 |  |  | 0 | 0 | -0.2754 | 0
1898 | COMCHEPK_1G | 1 | North | YES | -0.013119 | 1159 | 1150 | 1159 | 0 | 1.032 | Nuc | -1 | 0.2747 | 0 | 0 |  |  | 0 | 0 | -0.2747 | 0
1899 | COMCHEPK_2G | 2 | North | YES | -0.013119 | 1159 | 1128 | 1159 | 0 | 1.032 | Nuc | -1 | 0.2747 | 0 | 0 |  |  | 0 | 0 | -0.2747 | 0
3403 | THOUSE_1G | 1 | North | YES | -0.013043 | 563 | 200 | 563 | 0 | 1.012 | GSC | -1 | 0.27463 | 563 | 563 |  |  | -7.3432 | 563 | -0.27463 | -154.6157
3404 | THOUSE_2G | 2 | North | YES | -0.013043 | 807 | 250 | 807 | 0 | 1.012 | GSC | -1 | 0.27463 | 807 | 807 |  |  | -10.5257 | 807 | -0.27463 | -221.625
3416 | LAKE_CRK1_G | 1 | North | YES | -0.012222 | 60 | 33 | 75 |  | 1.029 | GST | -1 | 0.27381 | 75 | 75 |  |  | -0.91665 | 75 | -0.27381 | -20.5355
3417 | LAKE_CRK2_G | 2 | North | YES | -0.012222 | 177.6 | 40 | 222 | 0 | 1.029 | GST | -1 | 0.27381 | 222 | 222 |  |  | -2.7133 | 222 | -0.27381 | -60.7852
238 | BOSQUESW505 | 1 | North | YES | -0.011805 | 255 | 0 | 255 | 0 | 1.02 | CC | -1 | 0.27339 | 255 | 255 |  |  | -3.0103 | 255 | -0.27339 | -69.7145
239 | BOSQUESW502 | 1 | North | YES | -0.011805 | 119.2 | 0 | 149 | 0 | 1.02 | GGT | -1 | 0.27339 | 149 | 149 |  |  | -1.7589 | 149 | -0.27339 | -40.7352
247 | BOSQUESW501 | 2 | North | YES | -0.011805 | 124.8 | 0 | 156 | 0 | 1.02 | GGT | -1 | 0.27339 | 156 | 156 |  |  | -1.8416 | 156 | -0.27339 | -42.6489
244 | WHITNYDM01 | 1 | North | YES | -0.011311 | 15 | 0 | 15 | 0 | 1.035 | Hydro | -1 | 0.2729 | 0 | 0 |  |  | 0 | 0 | -0.2729 | 0
245 | WHITNYDM02 | 2 | North | YES | -0.011311 | 15 | 0 | 15 | 0 | 1.035 | Hydro | -1 | 0.2729 | 0 | 0 |  |  | 0 | 0 | -0.2729 | 0
251 | BOSQUESW803 | 2 | North | YES | -0.010833 | 150 | 0 | 150 |  | 1.032 | CC | -1 | 0.27242 | 150 | 150 |  |  | -1.6249 | 150 | -0.27242 | -40.8627
253 | BOSQUESW804 | 2 | North | YES | -0.010833 | 80 | 0 | 80 |  | 1.032 | CC | -1 | 0.27242 | 80 | 80 |  |  | -0.86664 | 80 | -0.27242 | -21.7935
48591 | CHE_GT2_5030 | 2 | Houston | YES | -0.010699 | 173 | 50 | 173 | 0 | 1.029 | Cogen | -1 | 0.27228 | 0 | 0 |  |  |  |  | -0.27228 | 0
48811 | CVC_GT3_5045 | 3 | Houston | YES | -0.010699 | 156 | 91.8 | 156 | 0 | 1.029 | Cogen | -1 | 0.27228 | 0 | 0 |  |  |  |  | -0.27228 | 0
48812 | CVC_GT2_5020 | 2 | Houston | YES | -0.010699 | 158 | 91.8 | 158 | 0 | 1.029 | Cogen | -1 | 0.27228 | 0 | 0 |  |  |  |  | -0.27228 | 0
48813 | CVC_GT1_5035 | 1 | Houston | YES | -0.010699 | 160 | 91.8 | 160 | 0 | 1.029 | Cogen | -1 | 0.27228 | 0 | 0 |  |  |  |  | -0.27228 | 0
48814 | CVC_ST5_5040 | 1 | Houston | YES | -0.010699 | 162 | 91.8 | 162 | 0 | 1.029 | Cogen | -1 | 0.27228 | 0 | 0 |  |  |  |  | -0.27228 | 0
48885 | THW_5152 | A | Houston | YES | -0.01035 | 46.4 | 5 | 58 |  | 1.0319 | GGT | -1 | 0.27194 | 58 | 58 |  |  |  |  | -0.27194 | -15.7722
48885 | THW_5152 | B | Houston | YES | -0.01035 | 47.2 | 5 | 59 |  | 1.0319 | GGT | -1 | 0.27194 | 59 | 59 |  |  |  |  | -0.27194 | -16.0442
48886 | THW_5354 | D | Houston | YES | -0.01035 | 46.4 | 5 | 58 |  | 1.0319 | GGT | -1 | 0.27194 | 58 | 58 |  |  |  |  | -0.27194 | -15.7722
48886 | THW_5354 | C | Houston | YES | -0.01035 | 45.6 | 5 | 57 |  | 1.0319 | GGT | -1 | 0.27194 | 57 | 57 |  |  |  |  | -0.27194 | -15.5003
48887 | THW_5556 | F | Houston | YES | -0.01035 | 45.6 | 5 | 57 |  | 1.0319 | GGT | -1 | 0.27194 | 57 | 57 |  |  |  |  | -0.27194 | -15.5003
48887 | THW_5556 | E | Houston | YES | -0.01035 | 47.2 | 5 | 59 |  | 1.0319 | GGT | -1 | 0.27194 | 59 | 59 |  |  |  |  | -0.27194 | -16.0442
48690 | GBY_GN5_5 | 5 | Houston | YES | -0.010322 | 318.4 | 81 | 398 |  | 1.0362 | GSC | -1 | 0.27191 | 398 | 398 |  |  |  |  | -0.27191 | -108.2191
48595 | BTE_GT2_8075 | 1 | Houston | YES | -0.010299 | 162.8 | 130 | 162.8 | 0 | 1.0261 | CC | -1 | 0.27188 | 162.8 | 162.8 |  |  |  |  | -0.27188 | -44.2628
48596 | BTE_GT3_8045 | 2 | Houston | YES | -0.010299 | 161.4 | 130 | 161.4 | 0 | 1.0261 | CC | -1 | 0.27188 | 161.4 | 161.4 |  |  |  |  | -0.27188 | -43.8821
48597 | BTE_GT4_8055 | 3 | Houston | YES | -0.010299 | 158.9 | 130 | 158.9 | 0 | 1.0261 | CC | -1 | 0.27188 | 158.9 | 158.9 |  |  |  |  | -0.27188 | -43.2024
48598 | BTE_ST1_8070 | 4 | Houston | YES | -0.010299 | 269.2 | 60 | 269.2 | 0 | 1.0261 | CC | -1 | 0.27188 | 269.2 | 269.2 |  |  |  |  | -0.27188 | -73.1912
48583 | CBY_GT4_1 | 1 | Houston | YES | -0.01024 | 172 | 0 | 172 | 0 | 1.026 | GSC | -1 | 0.27183 | 172 | 172 |  |  |  |  | -0.27183 | -46.7539
48584 | CBY_GT4_2 | 2 | Houston | YES | -0.01024 | 172 | 0 | 172 | 0 | 1.026 | CC | -1 | 0.27183 | 172 | 172 |  |  |  |  | -0.27183 | -46.7539
48585 | CBY_ST4_1 | 3 | Houston | YES | -0.01024 | 172 | 0 | 172 | 0 | 1.026 | CC | -1 | 0.27183 | 172 | 172 |  |  |  |  | -0.27183 | -46.7539
48815 | CVC_GT4_8005 | 4 | Houston | YES | -0.010234 | 165 | 91.8 | 165 |  | 1.0362 | Cogen | -1 | 0.27182 | 0 | 0 |  |  |  |  | -0.27182 | 0
48581 | CBY_GN1_1 | 1 | Houston | YES | -0.010215 | 595.2 | 108 | 744 | 0 | 1.0435 | GSC | -1 | 0.2718 | 744 | 744 |  |  |  |  | -0.2718 | -202.2194
48791 | PSA_GT1_8160 | 1 | Houston | YES | -0.010215 | 52 | 20.8 | 65 | 0 | 1.0362 | Cogen | -1 | 0.2718 | 0 | 0 |  |  |  |  | -0.2718 | 0
48792 | PSA_GT2_8155 | 2 | Houston | YES | -0.010215 | 52.8 | 20.3 | 66 | 0 | 1.0362 | Cogen | -1 | 0.2718 | 0 | 0 |  |  |  |  | -0.2718 | 0
48793 | PSA_GT3_8150 | 3 | Houston | YES | -0.010215 | 56 | 20.3 | 70 | 0 | 1.0362 | Cogen | -1 | 0.2718 | 0 | 0 |  |  |  |  | -0.2718 | 0
48794 | PSA_GT4_8145 | 4 | Houston | YES | -0.010215 | 52.8 | 20.3 | 66 | 0 | 1.0362 | Cogen | -1 | 0.2718 | 0 | 0 |  |  |  |  | -0.2718 | 0
48795 | PSA_GT5_8140 | 5 | Houston | YES | -0.010215 | 51.2 | 20.3 | 64 | 0 | 1.0362 | Cogen | -1 | 0.2718 | 0 | 0 |  |  |  |  | -0.2718 | 0
48796 | PSA_GN1_8165 | 1 | Houston | YES | -0.010215 | 83.2 | 43.1 | 104 | 0 | 1.0362 | Cogen | -1 | 0.2718 | 0 | 0 |  |  |  |  | -0.2718 | 0
48797 | PSA_GT6_8135 | 6 | Houston | YES | -0.010215 | 47.2 | 34.5 | 59 | 0 | 1.0362 | Cogen | -1 | 0.2718 | 0 | 0 |  |  |  |  | -0.2718 | 0
48651 | EP_1_2 | 2 | Houston | YES | -0.010213 | 17.7 | 10 | 21 | 0 | 1.0362 | Cogen | -1 | 0.2718 | 0 | 0 |  |  |  |  | -0.2718 | 0
48651 | EP_1_2 | 1 | Houston | YES | -0.010213 | 4 | 0 | 5 | 0 | 1.0362 | Cogen | -1 | 0.2718 | 0 | 0 |  |  |  |  | -0.2718 | 0
48883 | THW_GT1_GT_1 | B2 | Houston | YES | -0.010178 | 0 | 0 | 12 |  | 1.043 | GGT | -1 | 0.27176 | 12 | 12 |  |  |  |  | -0.27176 | -3.2612
49803 | EXN_15GT | 1 | Houston | YES | -0.010156 | 33 | 8.3 | 34 |  | 1.0326 | Cogen | -1 | 0.27174 | 0 | 0 |  |  |  |  | -0.27174 | 0
49804 | EXN_16GT | 2 | Houston | YES | -0.010156 | 32 | 8.3 | 34.7 |  | 1.0326 | Cogen | -1 | 0.27174 | 0 | 0 |  |  |  |  | -0.27174 | 0
49805 | EXN_17GT | 3 | Houston | YES | -0.010156 | 31 | 8.3 | 32.7 |  | 1.0326 | Cogen | -1 | 0.27174 | 0 | 0 |  |  |  |  | -0.27174 | 0
49826 | EXN938GT | 5 | Houston | YES | -0.010156 | 43 | 9.2 | 45.9 | 0 | 1.0326 | Cogen | -1 | 0.27174 | 0 | 0 |  |  |  |  | -0.27174 | 0
49828 | EXN941GT | 10 | Houston | YES | -0.010156 | 17.7 | 5.4 | 17.7 | 0 | 1.0326 | Cogen | -1 | 0.27174 | 0 | 0 |  |  |  |  | -0.27174 | 0
49829 | EXN942GT | 11 | Houston | YES | -0.010156 | 20 | 5.4 | 20.4 | 0 | 1.0326 | Cogen | -1 | 0.27174 | 0 | 0 |  |  |  |  | -0.27174 | 0
49830 | EXN943GT | 12 | Houston | YES | -0.010156 | 19 | 5.4 | 19.9 | 0 | 1.0326 | Cogen | -1 | 0.27174 | 0 | 0 |  |  |  |  | -0.27174 | 0
49831 | EXN944GT | 13 | Houston | YES | -0.010156 | 33 | 5.4 | 35 | 0 | 1.0326 | Cogen | -1 | 0.27174 | 0 | 0 |  |  |  |  | -0.27174 | 0
49832 | EXN945GT | 9 | Houston | YES | -0.010156 | 18.5 | 9.2 | 18.5 | 0 | 1.0326 | Cogen | -1 | 0.27174 | 0 | 0 |  |  |  |  | -0.27174 | 0
49837 | EXN_GT | 4 | Houston | YES | -0.010156 | 81 | 21.3 | 85.4 | 0 | 1.0326 | Cogen | -1 | 0.27174 | 0 | 0 |  |  |  |  | -0.27174 | 0
49838 | EXN_14GT | 14 | Houston | YES | -0.010156 | 140 | 0 | 148 |  | 1.0326 | Cogen | -1 | 0.27174 | 0 | 0 |  |  |  |  | -0.27174 | 0
48582 | CBY_GN2_2 | 2 | Houston | YES | -0.010135 | 596.8 | 110 | 746 | 0 | 1.0435 | GSC | -1 | 0.27172 | 746 | 746 |  |  |  |  | -0.27172 | -202.7033
48873 | THW_ST3_ST_3 | 3 | Houston | YES | -0.010103 | 107 | 19 | 107 | 0 | 1.0435 | CC | -1 | 0.27169 | 107 | 107 |  |  |  |  | -0.27169 | -29.0706
48874 | THW_ST4_ST_4 | 4 | Houston | YES | -0.010103 | 108 | 19 | 108 | 0 | 1.0435 | CC | -1 | 0.27169 | 108 | 108 |  |  |  |  | -0.27169 | -29.3423
48875 | THW_3132 | B | Houston | YES | -0.010103 | 53 | 5 | 53 | 0 | 1.0435 | CC | -1 | 0.27169 | 53 | 53 |  |  |  |  | -0.27169 | -14.3995
48875 | THW_3132 | A | Houston | YES | -0.010103 | 55 | 5 | 55 | 0 | 1.0435 | CC | -1 | 0.27169 | 55 | 55 |  |  |  |  | -0.27169 | -14.9429
48877 | THW_3334 | C | Houston | YES | -0.010103 | 55 | 5 | 55 | 0 | 1.0435 | CC | -1 | 0.27169 | 55 | 55 |  |  |  |  | -0.27169 | -14.9429
48877 | THW_3334 | D | Houston | YES | -0.010103 | 57 | 5 | 57 | 0 | 1.0435 | CC | -1 | 0.27169 | 57 | 57 |  |  |  |  | -0.27169 | -15.4862
48879 | THW_4142 | E | Houston | YES | -0.010103 | 56 | 5 | 56 | 0 | 1.0435 | CC | -1 | 0.27169 | 56 | 56 |  |  |  |  | -0.27169 | -15.2145
48879 | THW_4142 | F | Houston | YES | -0.010103 | 55 | 5 | 55 | 0 | 1.0435 | CC | -1 | 0.27169 | 55 | 55 |  |  |  |  | -0.27169 | -14.9429
48881 | THW_4344 | G | Houston | YES | -0.010103 | 58 | 5 | 58 | 0 | 1.0435 | CC | -1 | 0.27169 | 58 | 58 |  |  |  |  | -0.27169 | -15.7579
48881 | THW_4344 | H | Houston | YES | -0.010103 | 58 | 5 | 58 | 0 | 1.0435 | CC | -1 | 0.27169 | 58 | 58 |  |  |  |  | -0.27169 | -15.7579
48593 | CHE_GT1_8015 | 1 | Houston | YES | -0.01003 | 173 | 50 | 173 | 0 | 1.0362 | Cogen | -1 | 0.27162 | 0 | 0 |  |  |  |  | -0.27162 | 0
48594 | CHE_GN4_8025 | 4 | Houston | YES | -0.01003 | 142 | 60 | 142 | 0 | 1.0362 | Cogen | -1 | 0.27162 | 0 | 0 |  |  |  |  | -0.27162 | 0
48511 | LPE_GT1_8070 | 1 | Houston | YES | -0.010016 | 42 | 0 | 42 | 0 | 1.0362 | GGT | -1 | 0.2716 | 42 | 42 |  |  |  |  | -0.2716 | -11.4073
48512 | LPE_GT2_8075 | 2 | Houston | YES | -0.010016 | 42 | 0 | 42 | 0 | 1.0362 | GGT | -1 | 0.2716 | 42 | 42 |  |  |  |  | -0.2716 | -11.4073
48513 | LPE_GT3_8080 | 3 | Houston | YES | -0.010016 | 39 | 0 | 39 | 0 | 1.0362 | GGT | -1 | 0.2716 | 39 | 39 |  |  |  |  | -0.2716 | -10.5925
48514 | LPE_GT4_8085 | 4 | Houston | YES | -0.010016 | 39 | 0 | 39 | 0 | 1.0362 | GGT | -1 | 0.2716 | 39 | 39 |  |  |  |  | -0.2716 | -10.5925
48500 | APD_GT1_8005 | 1 | Houston | YES | -0.010014 | 137.6 | 54.6 | 137.6 |  | 1.0362 | Cogen | -1 | 0.2716 | 0 | 0 |  |  |  |  | -0.2716 | 0
48820 | SHELLG1_3015 | 1 | Houston | YES | -0.009964 | 71 | 34.5 | 71 |  | 1.029 | Cogen | -1 | 0.27155 | 0 | 0 |  |  |  |  | -0.27155 | 0
48821 | SHELLG2 | 2 | Houston | YES | -0.009964 | 72 | 34.5 | 72 |  | 1.029 | Cogen | -1 | 0.27155 | 0 | 0 |  |  |  |  | -0.27155 | 0
48822 | SHELLG3_3020 | 2 | Houston | YES | -0.009964 | 30 | 0 | 30 |  | 1.029 | Cogen | -1 | 0.27155 | 0 | 0 |  |  |  |  | -0.27155 | 0
48822 | SHELLG3_3020 | 1 | Houston | YES | -0.009964 | 39 | 0 | 39 |  | 1.029 | Cogen | -1 | 0.27155 | 0 | 0 |  |  |  |  | -0.27155 | 0
48740 | PSG_GN2_8050 | 1 | Houston | YES | -0.009934 | 182 | 60 | 182 | 0 | 1.0326 | Cogen | -1 | 0.27152 | 0 | 0 |  |  |  |  | -0.27152 | 0
48741 | PSG_GT2_8040 | 1 | Houston | YES | -0.009934 | 158.6 | 50 | 158.6 | 0 | 1.0326 | Cogen | -1 | 0.27152 | 0 | 0 |  |  |  |  | -0.27152 | 0
48742 | PSG_GT3_8060 | 1 | Houston | YES | -0.009934 | 157 | 50 | 157 | 0 | 1.0326 | Cogen | -1 | 0.27152 | 0 | 0 |  |  |  |  | -0.27152 | 0
48854 | SRB_GN4_4 | 4 | Houston | YES | -0.009933 | 182.4 | 35 | 228 | 0 | 1.0326 | GST | -1 | 0.27152 | 228 | 228 |  |  |  |  | -0.27152 | -61.9062
48611 | DIB_GT1_8080 | 1 | Houston | YES | -0.009932 | 64 | 0 | 64 | 0 | 1.0326 | Cogen | -1 | 0.27152 | 0 | 0 |  |  |  |  | -0.27152 | 0
48612 | DIB_GT2_8075 | 2 | Houston | YES | -0.009932 | 63.2 | 0 | 63.2 | 0 | 1.0326 | Cogen | -1 | 0.27152 | 0 | 0 |  |  |  |  | -0.27152 | 0
48613 | DIB_ST1_8085 | 3 | Houston | YES | -0.009932 | 67.9 | 30 | 82.6 | 0 | 1.0326 | Cogen | -1 | 0.27152 | 0 | 0 |  |  |  |  | -0.27152 | 0
48614 | DIB_GT3_8090 | 4 | Houston | YES | -0.009932 | 73.6 | 15 | 73.6 | 0 | 1.0326 | Cogen | -1 | 0.27152 | 0 | 0 |  |  |  |  | -0.27152 | 0
48845 | SOL_GT1 | 1 | Houston | YES | -0.009932 | 16.2 | 15.4 | 16.2 |  | 1.0326 | Solar | -1 | 0.27152 | 16.2 | 16.2 |  |  |  |  | -0.27152 | -4.3986
48853 | SRB_GN3_3 | 3 | Houston | YES | -0.009931 | 170.4 | 35 | 213 |  | 1.0326 | GST | -1 | 0.27152 | 213 | 213 |  |  |  |  | -0.27152 | -57.833
48551 | CAL_GT1_8045 | 1 | Houston | YES | -0.009927 | 149 | 0 | 149 | 0 | 1.0326 | Cogen | -1 | 0.27151 | 0 | 0 |  |  |  |  | -0.27151 | 0
48552 | CAL_ST1_8000 | 2 | Houston | YES | -0.009927 | 65.1 | 0 | 65.1 | 0 | 1.0326 | Cogen | -1 | 0.27151 | 0 | 0 |  |  |  |  | -0.27151 | 0
48851 | SRB_GN1_1 | 1 | Houston | YES | -0.009925 | 132 | 26 | 165 | 0 | 1.0217 | GST | -1 | 0.27151 | 165 | 165 |  |  |  |  | -0.27151 | -44.7992
48852 | SRB_GN2_2 | 2 | Houston | YES | -0.009924 | 140.8 | 26 | 176 | 0 | 1.0217 | GST | -1 | 0.27151 | 176 | 176 |  |  |  |  | -0.27151 | -47.7856
48855 | SRB_GT211035 | B1 | Houston | YES | -0.009923 | 0 | 0 | 18 |  | 1.014 | GGT | -1 | 0.27151 | 18 | 18 |  |  |  |  | -0.27151 | -4.8871
48855 | SRB_GT211035 | B2 | Houston | YES | -0.009923 | 0 | 0 | 12 |  | 1.014 | GGT | -1 | 0.27151 | 12 | 12 |  |  |  |  | -0.27151 | -3.2581
48761 | PR_GT1__9040 | 1 | Houston | YES | -0.009902 | 26 | 0 | 35 |  | 1 | Cogen | -1 | 0.27149 | 0 | 0 |  |  |  |  | -0.27149 | 0
48641 | DPEC_GT15040 | 1 | Houston | YES | -0.009874 | 163.2 | 98 | 163.2 | 0 | 1.0319 | CC | -1 | 0.27146 | 163.2 | 163.2 |  |  |  |  | -0.27146 | -44.3022
48642 | DPEC_GT25025 | 2 | Houston | YES | -0.009874 | 157.1 | 98 | 157.1 | 0 | 1.0319 | CC | -1 | 0.27146 | 157.1 | 157.1 |  |  |  |  | -0.27146 | -42.6463
48643 | DPEC_GT35010 | 3 | Houston | YES | -0.009874 | 157.5 | 98 | 157.5 | 0 | 1.0319 | CC | -1 | 0.27146 | 157.5 | 157.5 |  |  |  |  | -0.27146 | -42.7548
48644 | DPEC_GT45070 | 4 | Houston | YES | -0.009874 | 157 | 98 | 157 | 0 | 1.0319 | CC | -1 | 0.27146 | 157 | 157 |  |  |  |  | -0.27146 | -42.6191
48645 | DPEC_ST55065 | 5 | Houston | YES | -0.009874 | 282 | 0 | 282 | 0 | 1.0319 | CC | -1 | 0.27146 | 282 | 282 |  |  |  |  | -0.27146 | -76.5515
48841 | SJS_GT1_GT1 | 1 | Houston | YES | -0.009854 | 62.4 | 49 | 78 | 0 | 1.0362 | Cogen | -1 | 0.27144 | 0 | 0 |  |  |  |  | -0.27144 | 0
48842 | SJS_GT2_GT2 | 2 | Houston | YES | -0.009854 | 64.8 | 49 | 81 | 0 | 1.0362 | Cogen | -1 | 0.27144 | 0 | 0 |  |  |  |  | -0.27144 | 0
48691 | GBY_73741085 | A | Houston | YES | -0.009838 | 37.6 | 20 | 47 | 0 | 1.0362 | GGT | -1 | 0.27142 | 47 | 47 |  |  |  |  | -0.27142 | -12.7569
48691 | GBY_73741085 | B | Houston | YES | -0.009838 | 37.6 | 20 | 47 | 0 | 1.0362 | GGT | -1 | 0.27142 | 47 | 47 |  |  |  |  | -0.27142 | -12.7569
48692 | GBY_81821075 | C | Houston | YES | -0.009838 | 37.6 | 20 | 47 | 0 | 1.0362 | GGT | -1 | 0.27142 | 47 | 47 |  |  |  |  | -0.27142 | -12.7569
48692 | GBY_81821075 | D | Houston | YES | -0.009838 | 44 | 20 | 55 | 0 | 1.0362 | GGT | -1 | 0.27142 | 55 | 55 |  |  |  |  | -0.27142 | -14.9283
48693 | GBY_83841065 | E | Houston | YES | -0.009838 | 45.6 | 20 | 57 | 0 | 1.0362 | GGT | -1 | 0.27142 | 57 | 57 |  |  |  |  | -0.27142 | -15.4711
48693 | GBY_83841065 | F | Houston | YES | -0.009838 | 43.2 | 20 | 54 | 0 | 1.0362 | GGT | -1 | 0.27142 | 54 | 54 |  |  |  |  | -0.27142 | -14.6569
48531 | BYU_GT1_8075 | 1 | Houston | YES | -0.009764 | 65 | 0 | 65 |  | 1.0362 | Cogen | -1 | 0.27135 | 0 | 0 |  |  |  |  | -0.27135 | 0
48532 | BYU_GT2_8055 | 2 | Houston | YES | -0.009764 | 62 | 0 | 62 |  | 1.0362 | Cogen | -1 | 0.27135 | 0 | 0 |  |  |  |  | -0.27135 | 0
48533 | BYU_GT3_8060 | 3 | Houston | YES | -0.009764 | 67 | 0 | 67 |  | 1.0362 | Cogen | -1 | 0.27135 | 0 | 0 |  |  |  |  | -0.27135 | 0
48534 | BYU_GT4_8065 | 4 | Houston | YES | -0.009764 | 65 | 0 | 65 |  | 1.0362 | Cogen | -1 | 0.27135 | 0 | 0 |  |  |  |  | -0.27135 | 0
48561 | CTL_GT2_8130 | 1 | Houston | YES | -0.009716 | 73.5 | 30.3 | 91.9 |  | 1.0362 | Cogen | -1 | 0.2713 | 0 | 0 |  |  |  |  | -0.2713 | 0
48562 | CTL_GT3_8135 | 2 | Houston | YES | -0.009716 | 70.1 | 30.3 | 87.6 |  | 1.0362 | Cogen | -1 | 0.2713 | 0 | 0 |  |  |  |  | -0.2713 | 0
48563 | CTL_GT4_8140 | 3 | Houston | YES | -0.009716 | 69.6 | 30.3 | 87 |  | 1.0362 | Cogen | -1 | 0.2713 | 0 | 0 |  |  |  |  | -0.2713 | 0
48564 | CTL_GN1_8145 | 4 | Houston | YES | -0.009716 | 43.6 | 12.9 | 54.5 |  | 1.0362 | Cogen | -1 | 0.2713 | 0 | 0 |  |  |  |  | -0.2713 | 0
48565 | CTL_GN2_8155 | 5 | Houston | YES | -0.009716 | 9.8 | 3.4 | 12.2 |  | 1.0362 | Cogen | -1 | 0.2713 | 0 | 0 |  |  |  |  | -0.2713 | 0
48772 | PHR_GN2_2 | MB | Houston | YES | -0.009588 | 0 | 72 | 459 |  | 1.0362 | GSC | -1 | 0.27117 | 0 | 0 |  |  |  |  | -0.27117 | 0
38580 | TNBP_CGN1_8 | 1 | Houston | YES | -0.009407 | 70.8 | 0 | 70.8 | 0 | 1.005 | Cogen | -1 | 0.27099 | 0 | 0 |  |  |  |  | -0.27099 | 0
38590 | TNBP_CGN2_8 | 2 | Houston | YES | -0.009407 | 66.7 | 0 | 66.7 | 0 | 1.005 | Cogen | -1 | 0.27099 | 0 | 0 |  |  |  |  | -0.27099 | 0
38600 | TNBP_CGN3_8 | 5 | Houston | YES | -0.009407 | 53 | 0 | 53 | 0 | 1.005 | Cogen | -1 | 0.27099 | 0 | 0 |  |  |  |  | -0.27099 | 0
38611 | TNBPAMCG1_8 | 1 | Houston | YES | -0.009407 | 153.2 | 0 | 153.2 | 0 | 1.005 | Cogen | -1 | 0.27099 | 0 | 0 |  |  |  |  | -0.27099 | 0
38612 | TNBPAMCG2_8 | 2 | Houston | YES | -0.009407 | 153.5 | 0 | 153.5 | 0 | 1.005 | Cogen | -1 | 0.27099 | 0 | 0 |  |  |  |  | -0.27099 | 0
38613 | TNBPAMCG3_8 | 3 | Houston | YES | -0.009407 | 152.3 | 0 | 152.3 | 0 | 1.005 | Cogen | -1 | 0.27099 | 0 | 0 |  |  |  |  | -0.27099 | 0
38614 | TNBPAMCG4_8 | 4 | Houston | YES | -0.009407 | 96 | 0 | 96 |  | 1.005 | Cogen | -1 | 0.27099 | 0 | 0 |  |  |  |  | -0.27099 | 0
38615 | TNBPAMCG5_8 | 1 | Houston | YES | -0.009407 | 244 | 0 | 244 | 0 | 1.005 | Cogen | -1 | 0.27099 | 0 | 0 |  |  |  |  | -0.27099 | 0
38690 | TNBP_CGN4_8 | 3 | Houston | YES | -0.009407 | 40 | 0 | 40 |  | 1.005 | Cogen | -1 | 0.27099 | 0 | 0 |  |  |  |  | -0.27099 | 0
38711 | TNTXCTY1CG8 | 1 | Houston | YES | -0.009407 | 100.3 | 59 | 100.3 | 0 | 1 | Cogen | -1 | 0.27099 | 0 | 0 |  |  |  |  | -0.27099 | 0
38712 | TNTXCTY2CG8 | 1 | Houston | YES | -0.009407 | 92.9 | 59 | 92.9 | 0 | 1 | Cogen | -1 | 0.27099 | 0 | 0 |  |  |  |  | -0.27099 | 0
38713 | TNTXCTY3CG8 | 1 | Houston | YES | -0.009407 | 102.7 | 59 | 102.7 | 0 | 1 | Cogen | -1 | 0.27099 | 0 | 0 |  |  |  |  | -0.27099 | 0
38714 | TNTXCTY4CG8 | 1 | Houston | YES | -0.009407 | 103 | 59 | 103 | 0 | 1 | Cogen | -1 | 0.27099 | 0 | 0 |  |  |  |  | -0.27099 | 0
39470 | TNDOWCGNSG8 | 1 | Houston | YES | -0.009407 | 32 | 10 | 32 | 0 | 0.985 | Cogen | -1 | 0.27099 | 0 | 0 |  |  |  |  | -0.27099 | 0
39480 | TNDOWCGNGG8 | 1 | Houston | YES | -0.009407 | 30 | 10 | 30 | 0 | 0.985 | Cogen | -1 | 0.27099 | 0 | 0 |  |  |  |  | -0.27099 | 0
48921 | WAP_GN1_1 | 1 | Houston | YES | -0.009028 | 132.8 | 37 | 166 | 0 | 1.0362 | GST | -1 | 0.27061 | 166 | 166 |  |  |  |  | -0.27061 | -44.9218
48922 | WAP_GN2_2 | 2 | Houston | YES | -0.009028 | 132.8 | 37 | 166 | 0 | 1.0362 | GST | -1 | 0.27061 | 166 | 166 |  |  |  |  | -0.27061 | -44.9218
48923 | WAP_GN3_3 | 3 | Houston | YES | -0.009028 | 198.4 | 93 | 248 | 0 | 1.0362 | GST | -1 | 0.27061 | 248 | 248 |  |  |  |  | -0.27061 | -67.1121
48924 | WAP_GN4_4 | 4 | Houston | YES | -0.009028 | 546 | 217 | 546 | 0 | 1.0362 | GSC | -1 | 0.27061 | 546 | 546 |  |  |  |  | -0.27061 | -147.7549
48925 | WAP_GN5_5 | 5 | Houston | YES | -0.009028 | 597 | 278 | 654 | 0 | 0.985 | LIGCO | -1 | 0.27061 | 0 | 654 |  |  |  |  | -0.27061 | 0
48929 | WAPGT21_GT1 | B1 | Houston | YES | -0.009028 | 0 | 0 | 13 |  | 1.05 | GGT | -1 | 0.27061 | 13 | 13 |  |  |  |  | -0.27061 | -3.518
48510 | AK_GT1__8040 | 1 | Houston | YES | -0.008956 | 33.4 | 8.1 | 34 |  | 1.029 | Cogen | -1 | 0.27054 | 0 | 0 |  |  |  |  | -0.27054 | 0
48521 | BVE_GT1_GT1 | 1 | Houston | YES | -0.008903 | 167.7 | 0 | 167.7 |  | 1.035 | CC | -1 | 0.27049 | 167.7 | 167.7 |  |  |  |  | -0.27049 | -45.3609
48522 | BVE_GT2_5035 | 2 | Houston | YES | -0.008903 | 166.4 | 0 | 166.4 |  | 1.035 | CC | -1 | 0.27049 | 166.4 | 166.4 |  |  |  |  | -0.27049 | -45.0093
48523 | BVE_ST1_GN1 | 3 | Houston | YES | -0.008903 | 252.4 | 0 | 252.4 |  | 1.035 | CC | -1 | 0.27049 | 252.4 | 252.4 |  |  |  |  | -0.27049 | -68.2712
48926 | WAP_GN6_6 | 6 | Houston | YES | -0.008897 | 651 | 280 | 651 |  | 1.035 | LIGCO | -1 | 0.27048 | 0 | 651 |  |  |  |  | -0.27048 | 0
48927 | WAP_GN7_7 | 7 | Houston | YES | -0.008897 | 564 | 277 | 564 |  | 1.035 | LIGCO | -1 | 0.27048 | 0 | 564 |  |  |  |  | -0.27048 | 0
48928 | WAP_GN8_8 | 8 | Houston | YES | -0.008897 | 603 | 275 | 603 |  | 1.035 | LIGCO | -1 | 0.27048 | 0 | 603 |  |  |  |  | -0.27048 | 0
48730 | MNS_GT | 1 | Houston | YES | -0.008854 | 43 | 0 | 46.1 |  | 1.029 | Cogen | -1 | 0.27044 | 0 | 0 |  |  |  |  | -0.27044 | 0
39760 | TNSCLP1___8 | 1 | Houston | YES | -0.008175 | 93.4 | 20 | 116.8 | 0 | 1.04 | Cogen | -1 | 0.26976 | 0 | 0 |  |  |  |  | -0.26976 | 0
39770 | TNSCLP2___8 | 1 | Houston | YES | -0.008175 | 91.6 | 20 | 114.5 | 0 | 1.04 | Cogen | -1 | 0.26976 | 0 | 0 |  |  |  |  | -0.26976 | 0
39775 | TNSCLP4___8 | 1 | Houston | YES | -0.008175 | 95.2 | 20 | 119 | 0 | 1.04 | Cogen | -1 | 0.26976 | 0 | 0 |  |  |  |  | -0.26976 | 0
39790 | TNSCLP3___8 | 1 | Houston | YES | -0.008175 | 87.6 | 20 | 109.5 | 0 | 1.027 | Cogen | -1 | 0.26976 | 0 | 0 |  |  |  |  | -0.26976 | 0
48520 | BSF_GT1_8070 | 2 | Houston | YES | -0.007968 | 10 | 0 | 10 | 0 | 1.0326 | Cogen | -1 | 0.26955 | 0 | 0 |  |  |  |  | -0.26955 | 0
48520 | BSF_GT1_8070 | 1 | Houston | YES | -0.007968 | 72 | 0 | 72 | 0 | 1.0326 | Cogen | -1 | 0.26955 | 0 | 0 |  |  |  |  | -0.26955 | 0
49851 | DOW17000 | 37 | Houston | YES | -0.007721 | 39 | 0 | 62 | 0 | 1 | Cogen | -1 | 0.26931 | 0 | 0 |  |  |  |  | -0.26931 | 0
49858 | DOW38100 | 31 | Houston | YES | -0.007721 | 45 | 0 | 71.4 |  | 1 | Cogen | -1 | 0.26931 | 0 | 0 |  |  |  |  | -0.26931 | 0
49859 | DOW38200 | 33 | Houston | YES | -0.007721 | 28 | 0 | 45 | 0 | 1 | Cogen | -1 | 0.26931 | 0 | 0 |  |  |  |  | -0.26931 | 0
49860 | DOW38300 | 32 | Houston | YES | -0.007721 | 63 | 0 | 101 |  | 1 | Cogen | -1 | 0.26931 | 0 | 0 |  |  |  |  | -0.26931 | 0
49862 | DOW39100 | 36 | Houston | YES | -0.007721 | 54 | 0 | 86 | 0 | 1 | Cogen | -1 | 0.26931 | 0 | 0 |  |  |  |  | -0.26931 | 0
49863 | DOW39200 | 35 | Houston | YES | -0.007721 | 55 | 0 | 88 | 0 | 1 | Cogen | -1 | 0.26931 | 0 | 0 |  |  |  |  | -0.26931 | 0
49865 | DOW41000 | 41 | Houston | YES | -0.007721 | 31 | 0 | 50 |  | 1 | Cogen | -1 | 0.26931 | 0 | 0 |  |  |  |  | -0.26931 | 0
49866 | DOW42000 | 42 | Houston | YES | -0.007721 | 11 | 0 | 18 |  | 1 | Cogen | -1 | 0.26931 | 0 | 0 |  |  |  |  | -0.26931 | 0
49869 | DOW49000 | 45 | Houston | YES | -0.007721 | 59 | 0 | 94 |  | 1 | Cogen | -1 | 0.26931 | 0 | 0 |  |  |  |  | -0.26931 | 0
49870 | DOW61000 | 61 | Houston | YES | -0.007721 | 44 | 0 | 70 | 0 | 1 | Cogen | -1 | 0.26931 | 0 | 0 |  |  |  |  | -0.26931 | 0
49871 | DOW62000 | 62 | Houston | YES | -0.007721 | 40 | 0 | 63 | 0 | 1 | Cogen | -1 | 0.26931 | 0 | 0 |  |  |  |  | -0.26931 | 0
49872 | DOW63000 | 63 | Houston | YES | -0.007721 | 45 | 0 | 72 | 0 | 1 | Cogen | -1 | 0.26931 | 0 | 0 |  |  |  |  | -0.26931 | 0
49873 | DOW64000 | 64 | Houston | YES | -0.007721 | 41 | 0 | 64.8 | 0 | 1 | Cogen | -1 | 0.26931 | 0 | 0 |  |  |  |  | -0.26931 | 0
49876 | DOW65000 | 65 | Houston | YES | -0.007721 | 63 | 0 | 101 | 0 | 1 | Cogen | -1 | 0.26931 | 0 | 0 |  |  |  |  | -0.26931 | 0
49877 | DOW66000 | 66 | Houston | YES | -0.007721 | 61 | 0 | 97 | 0 | 1 | Cogen | -1 | 0.26931 | 0 | 0 |  |  |  |  | -0.26931 | 0
49878 | DOW67000 | 67 | Houston | YES | -0.007721 | 65 | 0 | 103 | 0 | 1 | Cogen | -1 | 0.26931 | 0 | 0 |  |  |  |  | -0.26931 | 0
49882 | DOW81000 | 81 | Houston | YES | -0.007721 | 47 | 0 | 76 | 0 | 1 | Cogen | -1 | 0.26931 | 0 | 0 |  |  |  |  | -0.26931 | 0
49884 | DOW82000 | 82 | Houston | YES | -0.007721 | 51 | 0 | 80 | 0 | 1 | Cogen | -1 | 0.26931 | 0 | 0 |  |  |  |  | -0.26931 | 0
49885 | DOW83000 | 83 | Houston | YES | -0.007721 | 51 | 0 | 80 | 0 | 1 | Cogen | -1 | 0.26931 | 0 | 0 |  |  |  |  | -0.26931 | 0
49886 | DOW84000 | 84 | Houston | YES | -0.007721 | 107 | 0 | 171 | 0 | 0.98 | Cogen | -1 | 0.26931 | 0 | 0 |  |  |  |  | -0.26931 | 0
48911 | TGF_GT1_8000 | 1 | Houston | YES | -0.006716 | 69.2 | 0 | 69.2 |  | 1.029 | Cogen | -1 | 0.2683 | 0 | 0 |  |  |  |  | -0.2683 | 0
48731 | CBE_GT1 | 1 | Houston | YES | -0.006544 | 76 | 0 | 76 | 0 | 1.029 | CC | -1 | 0.26813 | 76 | 76 |  |  |  |  | -0.26813 | -20.3778
48732 | CBE_GT2 | 1 | Houston | YES | -0.006544 | 76 | 0 | 76 | 0 | 1.029 | CC | -1 | 0.26813 | 76 | 76 |  |  |  |  | -0.26813 | -20.3778
48733 | CBE_ST12 | 1 | Houston | YES | -0.006544 | 105 | 0 | 105 | 0 | 1.029 | CC | -1 | 0.26813 | 105 | 105 |  |  |  |  | -0.26813 | -28.1536
48734 | CBE_GT3 | 1 | Houston | YES | -0.006544 | 76 | 0 | 76 | 0 | 1.029 | CC | -1 | 0.26813 | 76 | 76 |  |  |  |  | -0.26813 | -20.3778
48735 | CBE_GT4 | 1 | Houston | YES | -0.006544 | 76 | 0 | 76 | 0 | 1.029 | CC | -1 | 0.26813 | 76 | 76 |  |  |  |  | -0.26813 | -20.3778
48736 | CBE_ST34 | 1 | Houston | YES | -0.006544 | 105 | 0 | 105 | 0 | 1.029 | CC | -1 | 0.26813 | 105 | 105 |  |  |  |  | -0.26813 | -28.1536
5911 | STP_GN1___1 | 1 | Houston | YES | -0.006375 | 1333 | 1249 | 1333 | 0 | 1.0406 | Nuc | -1 | 0.26796 | 0 | 0 |  |  |  |  | -0.26796 | 0
5912 | STP_GN2___2 | 2 | Houston | YES | -0.006375 | 1332 | 1249 | 1332 | 0 | 1.0406 | Nuc | -1 | 0.26796 | 0 | 0 |  |  |  |  | -0.26796 | 0
3432 | SANDOW_4G | 4 | South | YES | -0.006067 | 580 | 225 | 580 | 0 | 1.029 | LIGCO | -1 | 0.26765 | 0 | 580 |  |  |  |  | -0.26765 | 0
13432 | SANDOW_5G | 5 | South | YES | -0.006067 | 581 | 225 | 581 | 0 | 1.029 | LIGCO | -1 | 0.26765 | 0 | 581 |  |  |  |  | -0.26765 | 0
332 | RWMILLER01 | 1 | North | YES | -0.004456 | 58.4 | 18.5 | 73 | 0 | 1.04 | GST | -1 | 0.26604 | 73 | 73 |  |  | -0.32529 | 73 | -0.26604 | -19.421
333 | RWMILLER02 | 2 | North | YES | -0.004456 | 95.2 | 37 | 119 | 0 | 1.04 | GST | -1 | 0.26604 | 119 | 119 |  |  | -0.53026 | 119 | -0.26604 | -31.6589
334 | RWMILLER03 | 3 | North | YES | -0.004456 | 166.4 | 65 | 208 | 0 | 1.04 | GST | -1 | 0.26604 | 208 | 208 |  |  | -0.92685 | 208 | -0.26604 | -55.3366
335 | RWMILLER04 | 4 | North | YES | -0.004456 | 81.6 | 0 | 102 | 0 | 1.04 | GST | -1 | 0.26604 | 102 | 102 |  |  | -0.45451 | 102 | -0.26604 | -27.1362
336 | RWMILLER05 | 5 | North | YES | -0.004456 | 80.8 | 0 | 101 | 0 | 1.04 | GST | -1 | 0.26604 | 101 | 101 |  |  | -0.45006 | 101 | -0.26604 | -26.8702
7010 | L_FPPYD11_1Y | 1 | South | YES | -0.003792 | 547.4 | 200 | 606 | 0 | 1.02 | LIGCO | -1 | 0.26538 | 0 | 606 |  |  |  |  | -0.26538 | 0
7011 | L_FPPYD11_2Y | 2 | South | YES | -0.003792 | 552.2 | 200 | 598 | 0 | 1.02 | LIGCO | -1 | 0.26538 | 0 | 598 |  |  |  |  | -0.26538 | 0
7012 | L_FPPYD21_3Y | 3 | South | YES | -0.003791 | 427.5 | 200 | 436 | 0 | 1.02 | LIGCO | -1 | 0.26538 | 0 | 436 |  |  |  |  | -0.26538 | 0
7007 | L_LOSTPI1_1Y | 1 | South | YES | -0.003663 | 158.6 | 110 | 158 | 0 | 1 | CC | -1 | 0.26525 | 158 | 158 |  |  |  |  | -0.26525 | -41.9092
7008 | L_LOSTPI1_2Y | 2 | South | YES | -0.003663 | 157.7 | 107 | 160 | 0 | 1 | CC | -1 | 0.26525 | 160 | 160 |  |  |  |  | -0.26525 | -42.4397
7009 | L_LOSTPI1_3Y | 3 | South | YES | -0.003663 | 173.9 | 72 | 175 | 0 | 1 | CC | -1 | 0.26525 | 175 | 175 |  |  |  |  | -0.26525 | -46.4184
7303 | L_WPPGS12_1Y | 1 | South | YES | -0.003303 | 50 | 0 | 50 | 0 | 1.025 | GGT | -1 | 0.26489 | 50 | 50 |  |  |  |  | -0.26489 | -13.2444
7303 | L_WPPGS12_1Y | 2 | South | YES | -0.003303 | 50 | 0 | 50 | 0 | 1.025 | GGT | -1 | 0.26489 | 50 | 50 |  |  |  |  | -0.26489 | -13.2444
7305 | L_WPPGS34_1Y | 3 | South | YES | -0.003303 | 50 | 0 | 50 | 0 | 1.025 | GGT | -1 | 0.26489 | 50 | 50 |  |  |  |  | -0.26489 | -13.2444
7305 | L_WPPGS34_1Y | 4 | South | YES | -0.003303 | 50 | 0 | 50 | 0 | 1.025 | GGT | -1 | 0.26489 | 50 | 50 |  |  |  |  | -0.26489 | -13.2444
7807 | L_BASTEN1_1Y | 1 | South | YES | -0.00309 | 152.5 | 83.5 | 152.5 | 0 | 1.004 | CC | -1 | 0.26468 | 152.5 | 152.5 |  |  |  |  | -0.26468 | -40.363
7808 | L_BASTEN1_2Y | 1 | South | YES | -0.00309 | 149.5 | 83.5 | 149.5 | 0 | 1.004 | CC | -1 | 0.26468 | 149.5 | 149.5 |  |  |  |  | -0.26468 | -39.569
7809 | L_BASTEN1_3Y | 1 | South | YES | -0.00309 | 232.6 | 42 | 232.6 | 0 | 1.004 | CC | -1 | 0.26468 | 232.6 | 232.6 |  |  |  |  | -0.26468 | -61.5635
7004 | L_SIMGID1_1Y | 1 | South | YES | -0.002631 | 132 | 40 | 132 | 0 | 1.02 | GST | -1 | 0.26422 | 132 | 132 |  |  |  |  | -0.26422 | -34.8765
7005 | L_SIMGID1_2Y | 2 | South | YES | -0.002631 | 133 | 32 | 139 | 0 | 1.02 | GST | -1 | 0.26422 | 139 | 139 |  |  |  |  | -0.26422 | -36.7261
7006 | L_SIMGID1_3Y | 3 | South | YES | -0.002631 | 324.9 | 60 | 329 | 0 | 1.02 | GST | -1 | 0.26422 | 329 | 329 |  |  |  |  | -0.26422 | -86.9272
8134 | FOR #1 | 1 | South | YES | -0.002445 | 54.1 | 45 | 79 | 0 | 1.03 | Cogen | -1 | 0.26403 | 0 | 0 |  |  |  |  | -0.26403 | 0
8138 | FOR #2 | 2 | South | YES | -0.002445 | 63.1 | 45 | 81 | 0 | 1.03 | Cogen | -1 | 0.26403 | 0 | 0 |  |  |  |  | -0.26403 | 0
8153 | FOR #3 | 3 | South | YES | -0.002445 | 63.1 | 45 | 79.9 | 0 | 1.03 | Cogen | -1 | 0.26403 | 0 | 0 |  |  |  |  | -0.26403 | 0
8154 | FOR #4 | 4 | South | YES | -0.002445 | 63.1 | 60 | 80 | 0 | 1.03 | Cogen | -1 | 0.26403 | 0 | 0 |  |  |  |  | -0.26403 | 0
8155 | FOR #5 | 5 | South | YES | -0.002445 | 63.1 | 60 | 78.4 | 0 | 1.03 | Cogen | -1 | 0.26403 | 0 | 0 |  |  |  |  | -0.26403 | 0
8156 | FOR #6 | 6 | South | YES | -0.002445 | 24.9 | 5 | 25 | 0 | 1.03 | Cogen | -1 | 0.26403 | 0 | 0 |  |  |  |  | -0.26403 | 0
8157 | FOR #7 | 7 | South | YES | -0.002445 | 28.8 | 5 | 46 | 0 | 1.03 | Cogen | -1 | 0.26403 | 0 | 0 |  |  |  |  | -0.26403 | 0
80051 | FOR #8 | 8 | South | YES | -0.002445 | 28 | 28 | 28 | 0 | 1.016 | Cogen | -1 | 0.26403 | 0 | 0 |  |  |  |  | -0.26403 | 0
80052 | FOR #9 | 9 | South | YES | -0.002445 | 29.7 | 5 | 43.6 | 0 | 1.03 | Cogen | -1 | 0.26403 | 0 | 0 |  |  |  |  | -0.26403 | 0
80053 | FOR #10 | 10 | South | YES | -0.002445 | 68.4 | 45 | 75 | 0 | 1.03 | Cogen | -1 | 0.26403 | 0 | 0 |  |  |  |  | -0.26403 | 0
80226 | ALCOA G | 1 | South | YES | -0.002327 | 32.3 | 5 | 48 | 0 | 1.015 | Cogen | -1 | 0.26391 | 0 | 0 |  |  |  |  | -0.26391 | 0
9002 | DECKR_G3 | 3 | South | YES | -0.002022 | 0 | 24 | 42 |  | 1.015 | GGT | -1 | 0.26361 | 42 | 42 |  |  |  |  | -0.26361 | -11.0715
9003 | DECKR_G4 | 4 | South | YES | -0.002022 | 44 | 24 | 44 | 0 | 1.015 | GGT | -1 | 0.26361 | 44 | 44 |  |  |  |  | -0.26361 | -11.5987
9004 | DECKR_G5 | 5 | South | YES | -0.002022 | 44 | 24 | 44 | 0 | 1.015 | GGT | -1 | 0.26361 | 44 | 44 |  |  |  |  | -0.26361 | -11.5987
9005 | DECKR_G6 | 6 | South | YES | -0.002022 | 44 | 24 | 47 | 0 | 1.015 | GGT | -1 | 0.26361 | 47 | 47 |  |  |  |  | -0.26361 | -12.3895
8147 | UCAR #2 | 10 | South | YES | -0.001893 | 18.2 | 0 | 28 |  | 1 | Cogen | -1 | 0.26348 | 0 | 0 |  |  |  |  | -0.26348 | 0
8148 | UCAR #1 | 2 | South | YES | -0.001893 | 6.1 | 0 | 7 | 0 | 1.009 | Cogen | -1 | 0.26348 | 0 | 0 |  |  |  |  | -0.26348 | 0
80137 | CSDR89 | 9 | South | YES | -0.001893 | 0 | 0 | 15 |  | 1.003 | DCTie | -1 | 0.26348 | 0 | 0 |  |  |  |  | -0.26348 | 0
80137 | CSDR89 | 8 | South | YES | -0.001893 | 33.9 | 0 | 39 |  | 1.003 | DCTie | -1 | 0.26348 | 0 | 0 |  |  |  |  | -0.26348 | 0
80138 | CSDR7 | 7 | South | YES | -0.001893 | 6.1 | 0 | 7 | 0 | 1.014 | DCTie | -1 | 0.26348 | 0 | 0 |  |  |  |  | -0.26348 | 0
80139 | CSDR56 | 6 | South | YES | -0.001893 | 0 | 0 | 39 |  | 1.0033 | DCTie | -1 | 0.26348 | 0 | 0 |  |  |  |  | -0.26348 | 0
80139 | CSDR56 | 5 | South | YES | -0.001893 | 15 | 0 | 15 |  | 1.0033 | DCTie | -1 | 0.26348 | 0 | 0 |  |  |  |  | -0.26348 | 0
80140 | CSDR11 | 11 | South | YES | -0.001893 | 33.9 | 0 | 39 | 0 | 1.03 | DCTie | -1 | 0.26348 | 0 | 0 |  |  |  |  | -0.26348 | 0
9000 | DECKR_G1 | 1 | South | YES | -0.001801 | 280 | 50 | 321 | 0 | 1.015 | GST | -1 | 0.26339 | 321 | 321 |  |  |  |  | -0.26339 | -84.547
9001 | DECKR_G2 | 2 | South | YES | -0.001801 | 400 | 50 | 426 | 0 | 1.015 | GST | -1 | 0.26339 | 426 | 426 |  |  |  |  | -0.26339 | -112.2026
80227 | AIRCO G | 1 | South | YES | -0.001799 | 7.2 | 0 | 8 | 0 | 1.0104 | Cogen | -1 | 0.26338 | 0 | 0 |  |  |  |  | -0.26338 | 0
9016 | SANDH_G1 | 1 | South | YES | -0.001793 | 45 | 2 | 49 | 0 | 1.0175 | GGT | -1 | 0.26338 | 49 | 49 |  |  |  |  | -0.26338 | -12.9055
9017 | SANDH_G2 | 2 | South | YES | -0.001793 | 45 | 2 | 46 | 0 | 1.0175 | GGT | -1 | 0.26338 | 46 | 46 |  |  |  |  | -0.26338 | -12.1154
9018 | SANDH_G3 | 3 | South | YES | -0.001793 | 45 | 2 | 46 | 0 | 1.0175 | GGT | -1 | 0.26338 | 46 | 46 |  |  |  |  | -0.26338 | -12.1154
9019 | SANDH_G4 | 4 | South | YES | -0.001793 | 0 | 2 | 47 |  | 1.0175 | GGT | -1 | 0.26338 | 47 | 47 |  |  |  |  | -0.26338 | -12.3788
9020 | SANDHG5A | 5A | South | YES | -0.001793 | 150 | 84 | 155 | 0 | 1.0175 | CC | -1 | 0.26338 | 155 | 155 |  |  |  |  | -0.26338 | -40.8236
9021 | SANDHG5C | 5C | South | YES | -0.001793 | 140 | 0 | 148 | 0 | 1.0175 | CC | -1 | 0.26338 | 148 | 148 |  |  |  |  | -0.26338 | -38.98
80224 | VISTRONG1 | 1 | South | YES | -0.001771 | 13.1 | 0 | 15 | 0 | 1.01 | Cogen | -1 | 0.26336 | 0 | 0 |  |  |  |  | -0.26336 | 0
80225 | VISTRONG2 | 2 | South | YES | -0.001771 | 20.2 | 0 | 23 | 0 | 1.01 | Cogen | -1 | 0.26336 | 0 | 0 |  |  |  |  | -0.26336 | 0
8066 | DUP1V#1 | 1 | South | YES | -0.001624 | 52.3 | 0 | 73 | 0 | 1.01 | Cogen | -1 | 0.26321 | 0 | 0 |  |  |  |  | -0.26321 | 0
8173 | VICEC51A | 5 | South | YES | -0.001509 | 144 | 18 | 144 | 0 | 1.025 | CC | -1 | 0.26309 | 144 | 144 |  |  |  |  | -0.26309 | -37.8856
8174 | VICEC61A | 6 | South | YES | -0.001509 | 188 | 42 | 188 | 0 | 1.025 | CC | -1 | 0.26309 | 188 | 188 |  |  |  |  | -0.26309 | -49.4617
5508 | RAYBURNCC9 | 1 | South | YES | -0.001493 | 47.7 | 18.2 | 47.7 | 0 | 1.0296 | CC | -1 | 0.26308 | 47.7 | 47.7 |  |  |  |  | -0.26308 | -12.5488
5509 | RAYBURNCC10 | 1 | South | YES | -0.001493 | 37.3 | 5.2 | 37.3 | 0 | 1.0296 | CC | -1 | 0.26308 | 37.3 | 37.3 |  |  |  |  | -0.26308 | -9.8128
5511 | RAYBURNCC7 | 1 | South | YES | -0.001493 | 47.5 | 18.2 | 47.5 | 0 | 1.0296 | CC | -1 | 0.26308 | 47.5 | 47.5 |  |  |  |  | -0.26308 | -12.4962
5512 | RAYBURNCC8 | 1 | South | YES | -0.001493 | 49.3 | 18.2 | 49.3 | 0 | 1.0296 | CC | -1 | 0.26308 | 49.3 | 49.3 |  |  |  |  | -0.26308 | -12.9698
7020 | L_AUSTPL1_1Y | 2 | South | YES | -0.001485 | 0 | 0 | 8 |  | 1 | Hydro | -1 | 0.26307 | 0 | 0 |  |  |  |  | -0.26307 | 0
7020 | L_AUSTPL1_1Y | 1 | South | YES | -0.001485 | 0 | 0 | 8 |  | 1 | Hydro | -1 | 0.26307 | 0 | 0 |  |  |  |  | -0.26307 | 0
5503 | RAYBURNGEN3 | 1 | South | YES | -0.001298 | 17.6 | 6 | 22 | 0 | 1.0223 | GST | -1 | 0.26288 | 22 | 22 |  |  |  |  | -0.26288 | -5.7834
5505 | RAYBURNGEN1 | 1 | South | YES | -0.001298 | 0 | 1 | 11 |  | 1.0223 | GGT | -1 | 0.26288 | 11 | 11 |  |  |  |  | -0.26288 | -2.8917
5506 | RAYBURNGEN2 | 1 | South | YES | -0.001298 | 0 | 1 | 11 |  | 1.0223 | GGT | -1 | 0.26288 | 11 | 11 |  |  |  |  | -0.26288 | -2.8917
8189 | CUECPL2A | 1 | South | YES | -0.001038 | 12 | 0 | 12 | 0 | 1.02 | Cogen | -1 | 0.26262 | 0 | 0 |  |  |  |  | -0.26262 | 0
7014 | L_HAYSEN1_1Y | 1 | South | YES | -0.000932 | 223.9 | 74 | 223.9 | 0 | 1.008 | CC | -1 | 0.26252 | 223.9 | 223.9 |  |  |  |  | -0.26252 | -58.7776
7015 | L_HAYSEN1_2Y | 2 | South | YES | -0.000932 | 225 | 74 | 225 | 0 | 1.008 | CC | -1 | 0.26252 | 225 | 225 |  |  |  |  | -0.26252 | -59.0664
7016 | L_HAYSEN1_3Y | 3 | South | YES | -0.000932 | 224.6 | 74 | 224.6 | 0 | 1.008 | CC | -1 | 0.26252 | 224.6 | 224.6 |  |  |  |  | -0.26252 | -58.9614
7017 | L_HAYSEN1_4Y | 4 | South | YES | -0.000932 | 226.7 | 74 | 226.7 | 0 | 1.008 | CC | -1 | 0.26252 | 226.7 | 226.7 |  |  |  |  | -0.26252 | -59.5127
7624 | L_LAKEWO9_1Y | 1 | South | YES | -0.000931 | 0 | 0 | 2.4 |  | 1 | Hydro | -1 | 0.26252 | 0 | 0 |  |  |  |  | -0.26252 | 0
7624 | L_LAKEWO9_1Y | 2 | South | YES | -0.000931 | 0 | 0 | 2.4 |  | 1 | Hydro | -1 | 0.26252 | 0 | 0 |  |  |  |  | -0.26252 | 0
7810 | L_RIONOG1G1Y | 1 | South | YES | -0.000696 | 148 | 0 | 148 | 0 | 1.02 | CC | -1 | 0.26228 | 148 | 148 |  |  |  |  | -0.26228 | -38.8176
7811 | L_RIONOG1G2Y | 2 | South | YES | -0.000696 | 148 | 0 | 148 | 0 | 1.02 | CC | -1 | 0.26228 | 148 | 148 |  |  |  |  | -0.26228 | -38.8176
7812 | L_RIONOG1G3Y | 3 | South | YES | -0.000696 | 154 | 0 | 154 | 0 | 1.02 | CC | -1 | 0.26228 | 154 | 154 |  |  |  |  | -0.26228 | -40.3913
7813 | L_RIONOG1S1Y | 4 | South | YES | -0.000696 | 293 | 0 | 293 | 0 | 1.02 | CC | -1 | 0.26228 | 293 | 293 |  |  |  |  | -0.26228 | -76.8484
8926 | LGE_GT10A | 1 | South | YES | -0.000566 | 158 | 0 | 158 | 0 | 1.03 | Cogen | -1 | 0.26215 | 0 | 0 |  |  |  |  | -0.26215 | 0
8927 | LGE_GT20A | 2 | South | YES | -0.000566 | 153 | 0 | 153 | 0 | 1.03 | Cogen | -1 | 0.26215 | 0 | 0 |  |  |  |  | -0.26215 | 0
8928 | LGE_STG0A | 3 | South | YES | -0.000566 | 100 | 0 | 100 | 0 | 1.03 | Cogen | -1 | 0.26215 | 0 | 0 |  |  |  |  | -0.26215 | 0
8930 | ICPGN10A | 1 | South | YES | -0.000566 | 149 | 0 | 149 | 0 | 1.03 | Cogen | -1 | 0.26215 | 0 | 0 |  |  |  |  | -0.26215 | 0
8931 | ICPGN20A | 2 | South | YES | -0.000566 | 150 | 0 | 150 | 0 | 1.03 | Cogen | -1 | 0.26215 | 0 | 0 |  |  |  |  | -0.26215 | 0
8932 | ICPGN30A | 3 | South | YES | -0.000566 | 127 | 0 | 127 | 0 | 1.03 | Cogen | -1 | 0.26215 | 0 | 0 |  |  |  |  | -0.26215 | 0
80223 | REYSHR G | 1 | South | YES | -0.000566 | 12 | 0 | 12 | 0 | 1.032 | Cogen | -1 | 0.26215 | 0 | 0 |  |  |  |  | -0.26215 | 0
7605 | L_MCQUEE9_1Y | 2 | South | YES | -0.000543 | 0 | 0 | 2.4 |  | 1.025 | Hydro | -1 | 0.26213 | 0 | 0 |  |  |  |  | -0.26213 | 0
7605 | L_MCQUEE9_1Y | 1 | South | YES | -0.000543 | 0 | 0 | 2.4 |  | 1.025 | Hydro | -1 | 0.26213 | 0 | 0 |  |  |  |  | -0.26213 | 0
7605 | L_MCQUEE9_1Y | 3 | South | YES | -0.000543 | 0 | 0 | 2.8 |  | 1.025 | Hydro | -1 | 0.26213 | 0 | 0 |  |  |  |  | -0.26213 | 0
8161 | COLETO0A | 1 | South | YES | -0.000541 | 633 | 200 | 633 | 0 | 1.03 | LIGCO | -1 | 0.26213 | 0 | 633 |  |  |  |  | -0.26213 | 0
7800 | L_GUADGE1_1Y | 1 | South | YES | -0.000454 | 147 | 30 | 147 | 0 | 1.02 | CC | -1 | 0.26204 | 147 | 147 |  |  |  |  | -0.26204 | -38.5198
7801 | L_GUADGE1_2Y | 2 | South | YES | -0.000454 | 138 | 30 | 138 | 0 | 1.02 | CC | -1 | 0.26204 | 138 | 138 |  |  |  |  | -0.26204 | -36.1614
7802 | L_GUADGE1_3Y | 3 | South | YES | -0.000454 | 146 | 30 | 146 | 0 | 1.02 | CC | -1 | 0.26204 | 146 | 146 |  |  |  |  | -0.26204 | -38.2577
7803 | L_GUADGE1_4Y | 4 | South | YES | -0.000454 | 149 | 30 | 149 | 0 | 1.02 | CC | -1 | 0.26204 | 149 | 149 |  |  |  |  | -0.26204 | -39.0439
7804 | L_GUADGE1_5Y | 5 | South | YES | -0.000454 | 182 | 30 | 182 | 0 | 1.02 | CC | -1 | 0.26204 | 182 | 182 |  |  |  |  | -0.26204 | -47.6911
7805 | L_GUADGE1_6Y | 6 | South | YES | -0.000454 | 203 | 30 | 203 | 0 | 1.02 | CC | -1 | 0.26204 | 203 | 203 |  |  |  |  | -0.26204 | -53.194
8560 | CNOPGT1 | 1 | South | YES | -0.000309 | 148.3 | 0 | 148.3 | 0 | 1.03 | Cogen | -1 | 0.26189 | 0 | 0 |  |  |  |  | -0.26189 | 0
8561 | CNOPGT2 | 2 | South | YES | -0.000309 | 148.6 | 0 | 148.6 | 0 | 1.03 | Cogen | -1 | 0.26189 | 0 | 0 |  |  |  |  | -0.26189 | 0
8562 | CNOPST1 | 3 | South | YES | -0.000309 | 153 | 0 | 153 | 0 | 1.03 | Cogen | -1 | 0.26189 | 0 | 0 |  |  |  |  | -0.26189 | 0
8456 | COSW#1 | 1 | South | YES | -0.000296 | 20 | 0 | 20 | 0 | 1.027 | Cogen | -1 | 0.26188 | 0 | 0 |  |  |  |  | -0.26188 | 0
8457 | COSW#2 | 2 | South | YES | -0.000296 | 14 | 0 | 14 | 0 | 1.027 | Cogen | -1 | 0.26188 | 0 | 0 |  |  |  |  | -0.26188 | 0
8459 | B_DAVIS0B | MB | South | YES | -0.000262 | 0 | 50 | 339 |  | 1.03 | GSC | -1 | 0.26185 | 0 | 0 |  |  |  |  | -0.26185 | 0
8460 | B_DAVIS0A | MB | South | YES | -0.000262 | 0 | 50 | 340 |  | 1.03 | GSC | -1 | 0.26185 | 0 | 0 |  |  |  |  | -0.26185 | 0
8506 | VAL #1 | 1 | South | YES | -0.000229 | 20.9 | 0 | 25 | 0 | 1.0055 | Cogen | -1 | 0.26181 | 0 | 0 |  |  |  |  | -0.26181 | 0
8507 | VAL #2 | 2 | South | YES | -0.000229 | 20.9 | 0 | 25 | 0 | 1.0055 | Cogen | -1 | 0.26181 | 0 | 0 |  |  |  |  | -0.26181 | 0
8511 | OXY_CC0A | 1 | South | YES | -0.000228 | 30.3 | 0 | 38 |  | 1.027 | Cogen | -1 | 0.26181 | 0 | 0 |  |  |  |  | -0.26181 | 0
8461 | KOCH_UP0A | 1 | South | YES | -0.000194 | 38 | 0 | 38 | 0 | 1.012 | Cogen | -1 | 0.26178 | 0 | 0 |  |  |  |  | -0.26178 | 0
7609 | L_SCHUMA8_1Y | 1 | South | YES | -0.000163 | 0 | 0 | 4 |  | 1 | Hydro | -1 | 0.26175 | 0 | 0 |  |  |  |  | -0.26175 | 0
5934 | SI_RAY5 | 5 | South | YES | 0 | 0 | 10 | 15 |  | 1.035 | GST | -1 | 0.26159 | 15 | 15 |  |  |  |  | -0.26159 | -3.9238
8139 | JOS #1 | MB | South | YES | 0 | 0 | 45 | 255 |  | 1.02 | GST | -1 | 0.26159 | 0 | 0 |  |  |  |  | -0.26159 | 0
8285 | LAR #1 | MB | South | YES | 0 | 0 | 9 | 32 |  | 1.0497 | GST | -1 | 0.26159 | 0 | 0 |  |  |  |  | -0.26159 | 0
8287 | LAR #2 | MB | South | YES | 0 | 0 | 9 | 32 |  | 1.04 | GST | -1 | 0.26159 | 0 | 0 |  |  |  |  | -0.26159 | 0
8288 | LAR #3 | MB | South | YES | 0 | 0 | 25 | 105 |  | 1.04 | GST | -1 | 0.26159 | 0 | 0 |  |  |  |  | -0.26159 | 0
8388 | BATES0A | MB | South | YES | 0 | 0 | 21 | 71 |  | 1.033 | GST | -1 | 0.26159 | 0 | 0 |  |  |  |  | -0.26159 | 0
8393 | BATES0B | MB | South | YES | 0 | 0 | 25 | 110 |  | 1.03 | GST | -1 | 0.26159 | 0 | 0 |  |  |  |  | -0.26159 | 0
8437 | NUECES_B0C | MB | South | YES | 0 | 0 | 7 | 30 |  | 1.03 | GST | -1 | 0.26159 | 0 | 0 |  |  |  |  | -0.26159 | 0
8438 | NUECES_B0B | MB | South | YES | 0 | 0 | 26 | 169 |  | 1.03 | GST | -1 | 0.26159 | 0 | 0 |  |  |  |  | -0.26159 | 0
8442 | NUECES_B0A | MB | South | YES | 0 | 0 | 81 | 367 |  | 1.03 | GST | -1 | 0.26159 | 0 | 0 |  |  |  |  | -0.26159 | 0
39190 | TNSLCGN1__8 | 1 | Houston | YES | 0 | 0 | 10 | 30 |  | 1.03 | Cogen | -1 | 0.26159 | 0 | 0 |  |  |  |  | -0.26159 | 0
8517 | CELANEBI0A | 1 | South | YES | 4e-06 | 29 | 0 | 29 | 0 | 1.02 | Cogen | -1 | 0.26158 | 0 | 0 |  |  |  |  | -0.26158 | 0
7487 | L_CANYHY8_1Y | 1 | South | YES | 5e-06 | 0 | 0 | 6 |  | 1 | Hydro | -1 | 0.26158 | 0 | 0 |  |  |  |  | -0.26158 | 0
80080 | GWINDT11A | 2 | South | YES | 0.000157 | 17.7 | 0 | 41 | 0 | 1.025 | Wind | -1 | 0.26143 | 0 | 41 |  |  |  |  | -0.26143 | 0
80080 | GWINDT11A | 4 | South | YES | 0.000157 | 8.2 | 0 | 19 | 0 | 1.025 | Wind | -1 | 0.26143 | 0 | 19 |  |  |  |  | -0.26143 | 0
80080 | GWINDT11A | 1 | South | YES | 0.000157 | 40.6 | 0 | 94 | 0 | 1.025 | Wind | -1 | 0.26143 | 0 | 94 |  |  |  |  | -0.26143 | 0
80080 | GWINDT11A | 3 | South | YES | 0.000157 | 16.4 | 0 | 38 | 0 | 1.025 | Wind | -1 | 0.26143 | 0 | 38 |  |  |  |  | -0.26143 | 0
80081 | GWINDT21A | 1 | South | YES | 0.000157 | 40.6 | 0 | 94 | 0 | 1.025 | Wind | -1 | 0.26143 | 0 | 94 |  |  |  |  | -0.26143 | 0
80081 | GWINDT21A | 4 | South | YES | 0.000157 | 9.5 | 0 | 22 | 0 | 1.025 | Wind | -1 | 0.26143 | 0 | 22 |  |  |  |  | -0.26143 | 0
80081 | GWINDT21A | 2 | South | YES | 0.000157 | 15.5 | 0 | 36 | 0 | 1.025 | Wind | -1 | 0.26143 | 0 | 36 |  |  |  |  | -0.26143 | 0
80081 | GWINDT21A | 3 | South | YES | 0.000157 | 18.6 | 0 | 43 | 0 | 1.025 | Wind | -1 | 0.26143 | 0 | 43 |  |  |  |  | -0.26143 | 0
80180 | PNSCALT11A | 1 | South | YES | 0.000157 | 63 | 0 | 146 | 0 | 1.025 | Wind | -1 | 0.26143 | 0 | 146 |  |  |  |  | -0.26143 | 0
80180 | PNSCALT11A | 2 | South | YES | 0.000157 | 21.6 | 0 | 50 | 0 | 1.025 | Wind | -1 | 0.26143 | 0 | 50 |  |  |  |  | -0.26143 | 0
80181 | PNSCALT21A | 2 | South | YES | 0.000157 | 21.6 | 0 | 50 | 0 | 1.025 | Wind | -1 | 0.26143 | 0 | 50 |  |  |  |  | -0.26143 | 0
80181 | PNSCALT21A | 1 | South | YES | 0.000157 | 23.7 | 0 | 55 | 0 | 1.025 | Wind | -1 | 0.26143 | 0 | 55 |  |  |  |  | -0.26143 | 0
5401 | CALAVER_JKS1 | 1 | South | YES | 0.000322 | 562 | 100 | 562 | 0 | 1.018 | LIGCO | -1 | 0.26126 | 0 | 562 |  |  |  |  | -0.26126 | 0
5932 | SI_RAY9 | 9 | South | YES | 0.000361 | 32 | 32 | 38 | 0 | 1.035 | CC | -1 | 0.26122 | 38 | 38 |  |  |  |  | -0.26122 | -9.9265
5933 | SI_RAY6 | 6 | South | YES | 0.000361 | 15.4 | 10 | 19.3 | 0 | 1.035 | GST | -1 | 0.26122 | 19.3 | 19.3 |  |  |  |  | -0.26122 | -5.0416
5935 | SI_RAY10 | 10 | South | YES | 0.000361 | 47 | 10 | 47 | 0 | 1.03 | CC | -1 | 0.26122 | 47 | 47 |  |  |  |  | -0.26122 | -12.2775
80003 | MILHWYS | F | South | YES | 0.000361 | 0 | 0 | 0 | 0 | 1.0168 | AVR | -1 | 0.26122 | 0 | 0 |  |  |  |  | -0.26122 | 0
5476 | BRA_AVR1_CT1 | 1 | South | YES | 0.000512 | 155 | 90 | 155 | 0 | 1.017 | CC | -1 | 0.26107 | 155 | 155 |  |  |  |  | -0.26107 | -40.4664
5477 | BRA_AVR1_ST1 | 1 | South | YES | 0.000512 | 174 | 138 | 174 | 0 | 1.017 | CC | -1 | 0.26107 | 174 | 174 |  |  |  |  | -0.26107 | -45.4268
5478 | BRA_AVR1_CT2 | 1 | South | YES | 0.000512 | 155 | 90 | 155 | 0 | 1.017 | CC | -1 | 0.26107 | 155 | 155 |  |  |  |  | -0.26107 | -40.4664
5436 | TUTTL_WBT1G1 | 1 | South | YES | 0.000725 | 48.8 | 20 | 61 | 0 | 1.012 | GST | -1 | 0.26086 | 61 | 61 |  |  |  |  | -0.26086 | -15.9125
5438 | TUTTL_WBT3G3 | 3 | South | YES | 0.000725 | 95 | 25 | 95 | 0 | 1.012 | GST | -1 | 0.26086 | 95 | 95 |  |  |  |  | -0.26086 | -24.7817
5439 | TUTTL_WBT4G4 | 4 | South | YES | 0.000725 | 120.8 | 40 | 151 | 0 | 1.012 | GST | -1 | 0.26086 | 151 | 151 |  |  |  |  | -0.26086 | -39.3899
8981 | HECN1 | 1 | South | YES | 0.000728 | 144.8 | 0 | 144.8 | 0 | 1.0304 | CC | -1 | 0.26086 | 144.8 | 144.8 |  |  |  |  | -0.26086 | -37.7721
8982 | HECN2 | 2 | South | YES | 0.000728 | 144.1 | 0 | 144.1 | 0 | 1.0304 | CC | -1 | 0.26086 | 144.1 | 144.1 |  |  |  |  | -0.26086 | -37.5895
8983 | HECN3 | 3 | South | YES | 0.000728 | 171.9 | 0 | 171.9 | 0 | 1.0304 | CC | -1 | 0.26086 | 171.9 | 171.9 |  |  |  |  | -0.26086 | -44.8414
8936 | MVGN#1 | 1 | South | YES | 0.00073 | 216.6 | 0 | 216.6 | 0 | 1.0304 | CC | -1 | 0.26086 | 216.6 | 216.6 |  |  |  |  | -0.26086 | -56.5013
8937 | MVGN#2 | 2 | South | YES | 0.00073 | 216.7 | 0 | 216.7 | 0 | 1.0304 | CC | -1 | 0.26086 | 216.7 | 216.7 |  |  |  |  | -0.26086 | -56.5273
8938 | MVGN#3 | 3 | South | YES | 0.00073 | 250.9 | 0 | 250.9 | 0 | 1.0304 | CC | -1 | 0.26086 | 250.9 | 250.9 |  |  |  |  | -0.26086 | -65.4486
88198 | BEEVILLE | F | South | YES | 0.000758 | 0 | 0 | 0 | 0 | 1.02 | AVR | -1 | 0.26083 | 0 | 0 |  |  |  |  | -0.26083 | 0
5903 | SANMIGUELGEN | 1 | South | YES | 0.000781 | 396.3 | 180 | 396.3 | 0 | 1.0331 | LIGCO | -1 | 0.2608 | 0 | 396.3 |  |  |  |  | -0.2608 | 0
5111 | CALAVER_JTD1 | 1 | South | YES | 0.001045 | 430 | 80 | 430 | 0 | 1.0138 | LIGCO | -1 | 0.26054 | 0 | 430 |  |  |  |  | -0.26054 | 0
5112 | CALAVER_JTD2 | 2 | South | YES | 0.001045 | 430 | 80 | 430 | 0 | 1.0138 | LIGCO | -1 | 0.26054 | 0 | 430 |  |  |  |  | -0.26054 | 0
5396 | CALAVER_OWS1 | 1 | South | YES | 0.001131 | 418 | 80 | 418 | 0 | 1.0192 | GST | -1 | 0.26045 | 418 | 418 |  |  |  |  | -0.26045 | -108.8699
5397 | CALAVER_OWS2 | 2 | South | YES | 0.001131 | 400 | 80 | 400 | 0 | 1.0192 | GST | -1 | 0.26045 | 400 | 400 |  |  |  |  | -0.26045 | -104.1817
5026 | BRAUNIG_VHB1 | 1 | South | YES | 0.001137 | 215 | 40 | 215 | 0 | 1.0192 | GST | -1 | 0.26045 | 215 | 215 |  |  |  |  | -0.26045 | -55.9964
5027 | BRAUNIG_VHB2 | 2 | South | YES | 0.001137 | 172.8 | 40 | 216 | 0 | 1.0192 | GST | -1 | 0.26045 | 216 | 216 |  |  |  |  | -0.26045 | -56.2568
5031 | BRA_VHBCT1 | 1 | South | YES | 0.001137 | 44 | 24 | 44 | 0 | 1.0192 | #N/A | -1 | 0.26045 | 44 | 44 |  |  |  |  | -0.26045 | -11.4597
5032 | BRA_VHBCT2 | 2 | South | YES | 0.001137 | 44 | 24 | 44 | 0 | 1.0192 | #N/A | -1 | 0.26045 | 44 | 44 |  |  |  |  | -0.26045 | -11.4597
5033 | BRA_VHBCT3 | 3 | South | YES | 0.001137 | 43 | 24 | 43 | 0 | 1.0192 | #N/A | -1 | 0.26045 | 43 | 43 |  |  |  |  | -0.26045 | -11.1993
5034 | BRA_VHBCT4 | 4 | South | YES | 0.001137 | 45 | 24 | 45 | 0 | 1.0192 | #N/A | -1 | 0.26045 | 45 | 45 |  |  |  |  | -0.26045 | -11.7202
8933 | FGNTS001 | 1 | South | YES | 0.001222 | 146.5 | 0 | 146.5 | 0 | 1.03 | CC | -1 | 0.26036 | 146.5 | 146.5 |  |  |  |  | -0.26036 | -38.1432
8934 | FGNTS101 | 2 | South | YES | 0.001222 | 147.9 | 0 | 147.9 | 0 | 1.03 | CC | -1 | 0.26036 | 147.9 | 147.9 |  |  |  |  | -0.26036 | -38.5077
8935 | FGNTS201 | 3 | South | YES | 0.001222 | 173 | 0 | 173 | 0 | 1.03 | CC | -1 | 0.26036 | 173 | 173 |  |  |  |  | -0.26036 | -45.0428
5028 | BRAUNIG_VHB3 | 3 | South | YES | 0.001293 | 407 | 60 | 407 | 0 | 1.0138 | GST | -1 | 0.26029 | 407 | 407 |  |  |  |  | -0.26029 | -105.939
7031 | L_MARSFO1G1Y | 1 | South | YES | 0.001485 | 0 | 0 | 36 |  | 1 | Hydro | -1 | 0.2601 | 0 | 0 |  |  |  |  | -0.2601 | 0
7032 | L_MARSFO1G2Y | 2 | South | YES | 0.001485 | 0 | 0 | 35 |  | 1 | Hydro | -1 | 0.2601 | 0 | 0 |  |  |  |  | -0.2601 | 0
7033 | L_MARSFO1G3Y | 3 | South | YES | 0.001485 | 0 | 0 | 36 |  | 1 | Hydro | -1 | 0.2601 | 0 | 0 |  |  |  |  | -0.2601 | 0
5264 | LEON_LCP3G3 | 3 | South | YES | 0.001778 | 0 | 20 | 58 |  | 1.0197 | GST | -1 | 0.25981 | 58 | 58 |  |  |  |  | -0.25981 | -15.0688
5265 | LEON_LCP4G4 | 4 | South | YES | 0.001778 | 71.2 | 25 | 89 | 0 | 1.0197 | GST | -1 | 0.25981 | 89 | 89 |  |  |  |  | -0.25981 | -23.1228
5266 | LEON_LCPCT1 | 1 | South | YES | 0.001778 | 44 | 24 | 44 | 0 | 1.0197 | GGT | -1 | 0.25981 | 44 | 44 |  |  |  |  | -0.25981 | -11.4315
5267 | LEON_LCPCT2 | 2 | South | YES | 0.001778 | 44 | 24 | 44 | 0 | 1.0197 | GGT | -1 | 0.25981 | 44 | 44 |  |  |  |  | -0.25981 | -11.4315
5268 | LEON_LCPCT3 | 3 | South | YES | 0.001778 | 43 | 24 | 43 | 0 | 1.0197 | GGT | -1 | 0.25981 | 43 | 43 |  |  |  |  | -0.25981 | -11.1717
5269 | LEON_LCPCT4 | 4 | South | YES | 0.001778 | 45 | 24 | 45 | 0 | 1.0197 | GGT | -1 | 0.25981 | 45 | 45 |  |  |  |  | -0.25981 | -11.6913
88508 | FALFURRI | F | South | YES | 0.002565 | 0 | 0 | 0 | 0 | 1 | AVR | -1 | 0.25902 | 0 | 0 |  |  |  |  | -0.25902 | 0
5728 | FALCONHYDRO2 | 2 | South | YES | 0.00423 | 12 | 0 | 12 | 0 | 1.0227 | Hydro | -1 | 0.25736 | 0 | 0 |  |  |  |  | -0.25736 | 0
5729 | FALCONHYDRO3 | 3 | South | YES | 0.00423 | 11 | 0 | 11 | 0 | 1.0227 | Hydro | -1 | 0.25736 | 0 | 0 |  |  |  |  | -0.25736 | 0
8048 | FALCONHYDRO1 | 1 | South | YES | 0.00423 | 12 | 0 | 12 | 0 | 1.0227 | Hydro | -1 | 0.25736 | 0 | 0 |  |  |  |  | -0.25736 | 0
88299 | ZAPATA | F | South | YES | 0.007108 | 0 | 0 | 0 | 0 | 1.02 | BLT | -1 | 0.25448 | 0 | 0 |  |  |  |  | -0.25448 | 0
7028 | L_MARBFA1_1Y | 1 | South | YES | 0.008091 | 0 | 0 | 18 |  | 1 | Hydro | -1 | 0.25349 | 0 | 0 |  |  |  |  | -0.25349 | 0
7029 | L_MARBFA1_2Y | 2 | South | YES | 0.008091 | 0 | 0 | 18 |  | 1 | Hydro | -1 | 0.25349 | 0 | 0 |  |  |  |  | -0.25349 | 0
7035 | L_WIRTZ_1G1Y | 1 | South | YES | 0.010237 | 0 | 0 | 29 |  | 1 | Hydro | -1 | 0.25135 | 0 | 0 |  |  |  |  | -0.25135 | 0
7036 | L_WIRTZ_1G2Y | 2 | South | YES | 0.010237 | 23 | 0 | 29.8 |  | 1 | Hydro | -1 | 0.25135 | 0 | 0 |  |  |  |  | -0.25135 | 0
5890 | PEARSALLGEN1 | 1 | South | YES | 0.010903 | 19.2 | 6 | 24 | 0 | 1.0161 | GST | -1 | 0.25068 | 24 | 24 |  |  |  |  | -0.25068 | -6.0164
5891 | PEARSALLGEN2 | 1 | South | YES | 0.010903 | 19.4 | 6 | 24.3 | 0 | 1.0161 | GST | -1 | 0.25068 | 24.3 | 24.3 |  |  |  |  | -0.25068 | -6.0916
5892 | PEARSALLGEN3 | 1 | South | YES | 0.010903 | 19.1 | 6 | 23.9 | 0 | 1.0161 | GST | -1 | 0.25068 | 23.9 | 23.9 |  |  |  |  | -0.25068 | -5.9913
7022 | L_BUCHAN1_1Y | 1 | South | YES | 0.011001 | 0 | 0 | 18 |  | 1 | Hydro | -1 | 0.25058 | 0 | 0 |  |  |  |  | -0.25058 | 0
7023 | L_BUCHAN1_2Y | 2 | South | YES | 0.011001 | 0 | 0 | 18 |  | 1 | Hydro | -1 | 0.25058 | 0 | 0 |  |  |  |  | -0.25058 | 0
7024 | L_BUCHAN1_3Y | 3 | South | YES | 0.011001 | 0 | 0 | 15 |  | 1 | Hydro | -1 | 0.25058 | 0 | 0 |  |  |  |  | -0.25058 | 0
7000 | L_FERGUS1_1Y | 1 | South | YES | 0.011004 | 400 | 65 | 423.3 | 0 | 1.015 | GSC | -1 | 0.25058 | 423.3 | 423.3 |  |  |  |  | -0.25058 | -106.0711
80012 | LAR | F | South | YES | 0.011284 | 0 | 0 | 0 | 0 | 1.04 | DCTie | -1 | 0.2503 | 0 | 0 |  |  |  |  | -0.2503 | 0
80265 | LARECU40A | 4 | South | YES | 0.011286 | 80 | 0 | 100 |  | 1.039 | GGT | -1 | 0.2503 | 100 | 100 |  |  |  |  | -0.2503 | -25.0299
80266 | LARECU50A | 5 | South | YES | 0.011286 | 80 | 0 | 100 |  | 1.039 | GGT | -1 | 0.2503 | 100 | 100 |  |  |  |  | -0.2503 | -25.0299
7026 | L_INKSDA1_1Y | 1 | South | YES | 0.015611 | 0 | 0 | 13.7 |  | 1 | Hydro | -1 | 0.24597 | 0 | 0 |  |  |  |  | -0.24597 | 0
1643 | SLSTR1PP_1G | 1 | North | YES | 0.029874 | 6 | 0 | 60 | 0 | 1.022 | Wind | -1 | 0.23171 | 0 | 60 |  |  | 0 | 0 | -0.23171 | 0
80010 | EPLVT1 | F | South | YES | 0.053096 | 0 | 0 | 0 |  | 1.0376 | #N/A | -1 | 0.20849 | 0 | 0 |  |  |  |  | -0.20849 | 0
8262 | ELPS | 1 | South | YES | 0.058064 | 6 | 6 | 6 | 0 | 1.15 | Hydro | -1 | 0.20352 | 0 | 0 |  |  |  |  | -0.20352 | 0
8032 | AMISTADHYD1 | 1 | South | YES | 0.079427 | 33 | 13 | 33 | 0 | 1.0375 | Hydro | -1 | 0.18216 | 0 | 0 |  |  |  |  | -0.18216 | 0
8033 | AMISTADHYD2 | 2 | South | YES | 0.079427 | 25 | 13 | 25 | 0 | 1.0375 | Hydro | -1 | 0.18216 | 0 | 0 |  |  |  |  | -0.18216 | 0
88253 | HAMILTON | F | South | YES | 0.079427 | 0 | 0 | 0 | 0 | 1.04 | BLT | -1 | 0.18216 | 0 | 0 |  |  |  |  | -0.18216 | 0
6100 | OKLA7A | EQ | West | YES | 0.11495 | 50 | -220 | 220 | 0 | 1.035 | DCTie | 1 | 0.13734 | 0 | 0 | 0 | 0 |  |  | 0.13734 | 0
6752 | OKLA0A | 1 | West | YES | 0.11495 | 649.7 | 175 | 649.7 | 0 | 1.035 | LIGCO | 1 | 0.13734 | 0 | 649.7 | 74.6837 | 649.7 |  |  | 0.13734 | 89.2322
60052 | WILDHRS11A | 1 | West | YES | 0.16811 | 25.3 | 0 | 126.5 | 0 | 1.005 | #N/A | 1 | 0.19051 | 126.5 | 126.5 | 21.2664 | 126.5 |  |  | 0.19051 | 24.0991
60053 | WILDHRS21A | 1 | West | YES | 0.16811 | 7.8 | 0 | 39 | 0 | 1.025 | #N/A | 1 | 0.19051 | 39 | 39 | 6.5564 | 39 |  |  | 0.19051 | 7.4298
1438 | MESQUITW_2G | 1 | North | YES | 0.46924 | 23.6 | 0 | 236 |  | 1.017 | Wind | -1 | -0.20766 | 0 | 236 |  |  | 0 | 0 | 0.20766 | 0
1442 | COKFIELD_5 | 1 | North | YES | 0.46924 | 16.5 | 0 | 165 |  | 1.029 | Wind | -1 | -0.20766 | 0 | 165 |  |  | 0 | 0 | 0.20766 | 0
1437 | MESQUITW_1G | 1 | North | YES | 0.46966 | 40 | 0 | 400 | 0 | 1.023 | Wind | -1 | -0.20807 | 0 | 400 |  |  | 0 | 0 | 0.20807 | 0
60081 | WHRLWIND1A | 1 | West | YES | 0.19048 | 12 | 0 | 60 | 0 | 1.03 | Wind | 1 | 0.21287 | 0 | 60 | 11.4287 | 60 |  |  | 0.21287 | 12.7722
6144 | MCADOO1A | 1 | West | YES | 0.22405 | 15 | 0 | 150 | 0 | 1.025 | Wind | 1 | 0.24645 | 0 | 150 | 33.6081 | 150 |  |  | 0.24645 | 36.967
6407 | TURKTRAK1A | 1 | West | YES | 0.22658 | 33.9 | 0 | 169.5 | 0 | 1.025 | Wind | 1 | 0.24897 | 0 | 169.5 | 38.4051 | 169.5 |  |  | 0.24897 | 42.2007
60202 | FRNDDRCS | F | West | YES | 0.22683 | 0 | 0 | 0 | 0 | 0.9985 | AVR | 1 | 0.24922 | 0 | 0 | 0 | 0 |  |  | 0.24922 | 0
1049 | ROSCOEWI_5 | 1 | West | YES | 0.23098 | 41.8 | 0 | 209 |  | 1.01 | #N/A | 1 | 0.25337 | 209 | 209 | 48.2744 | 209 |  |  | 0.25337 | 52.9545
1057 | ROSCOEWI_5 | 2 | West | YES | 0.23098 | 25.3 | 0 | 126.5 |  | 1.01 | #N/A | 1 | 0.25337 | 126.5 | 126.5 | 29.2187 | 126.5 |  |  | 0.25337 | 32.0514
1060 | ROSCOEWI_5 | 3 | West | YES | 0.23098 | 39.4 | 0 | 197 | 0 | 1.01 | #N/A | 1 | 0.25337 | 197 | 197 | 45.5027 | 197 |  |  | 0.25337 | 49.914
1072 | ROSCOEWI_5 | 4 | West | YES | 0.23098 | 63.6 | 0 | 318 | 0 | 1.01 | #N/A | 1 | 0.25337 | 318 | 318 | 73.451 | 318 |  |  | 0.25337 | 80.5719
60057 | CALLAHAN1A | 1 | West | YES | 0.24178 | 22.8 | 0 | 114 | 0 | 1.04 | Wind | 1 | 0.26418 | 0 | 114 | 27.5633 | 114 |  |  | 0.26418 | 30.116
1343 | TRENTIPP_8 | 1 | West | YES | 0.24876 | 30 | 0 | 150 |  | 1.014 | Wind | 1 | 0.27116 | 0 | 150 | 37.3146 | 150 |  |  | 0.27116 | 40.6735
1354 | AEPWIND_8 | 1 | West | YES | 0.24876 | 20.2 | 0 | 101 |  | 1 | Wind | 1 | 0.27116 | 0 | 101 | 25.1252 | 101 |  |  | 0.27116 | 27.3868
60018 | DSKY1 | 1 | West | YES | 0.25002 | 21 | 0 | 84 | 0 | 1.023 | Wind | 1 | 0.27241 | 0 | 84 | 21.0018 | 84 |  |  | 0.27241 | 22.8828
60017 | ORNNWP1 | 1 | West | YES | 0.25114 | 20 | 0 | 80 |  | 1.027 | Wind | 1 | 0.27354 | 0 | 80 | 20.0914 | 80 |  |  | 0.27354 | 21.8829
60000 | DSKY2 | 1 | West | YES | 0.25208 | 19.1 | 0 | 76.5 |  | 1.039 | Wind | 1 | 0.27447 | 0 | 76.5 | 19.284 | 76.5 |  |  | 0.27447 | 20.9971
36998 | RDCNYNG1 | 1 | West | YES | 0.2534 | 16.8 | 0 | 84 |  | 1.01 | Wind | 1 | 0.2758 | 0 | 84 | 21.286 | 84 |  |  | 0.2758 | 23.167
6016 | SWMESA | 1 | West | YES | 0.25389 | 18.8 | 0 | 75 |  | 1.03 | Wind | 1 | 0.27628 | 0 | 75 | 19.0415 | 75 |  |  | 0.27628 | 20.721
60003 | KING_NE1A | 1 | West | YES | 0.25389 | 20 | 0 | 80 |  | 1.03 | Wind | 1 | 0.27628 | 0 | 80 | 20.311 | 80 |  |  | 0.27628 | 22.1024
60005 | KING_SE1A | 1 | West | YES | 0.25389 | 10 | 0 | 40 |  | 1.035 | Wind | 1 | 0.27628 | 0 | 40 | 10.1555 | 40 |  |  | 0.27628 | 11.0512
38437 | TNSRBNMESA9 | 1 | West | YES | 0.25451 | 37.5 | 0 | 150 |  | 1.02 | Wind | 1 | 0.2769 | 0 | 150 | 38.176 | 150 |  |  | 0.2769 | 41.5349
38332 | TNWDWRDU2_8 | 1 | West | YES | 0.25462 | 20 | 0 | 80 | 0 | 1.0232 | Wind | 1 | 0.27701 | 0 | 80 | 20.3696 | 80 |  |  | 0.27701 | 22.161
60016 | WOODWRD11A | 1 | West | YES | 0.25466 | 20 | 0 | 80 |  | 1.033 | Wind | 1 | 0.27705 | 0 | 80 | 20.3724 | 80 |  |  | 0.27705 | 22.1638
60201 | RIO DRCS | F | West | YES | 0.25477 | 0 | 0 | 0 | 0 | 1.025 | AVR | 1 | 0.27716 | 0 | 0 | 0 | 0 |  |  | 0.27716 | 0
60007 | KING_SW1A | 1 | West | YES | 0.25594 | 20 | 0 | 80 |  | 1.03 | Wind | 1 | 0.27833 | 0 | 80 | 20.4753 | 80 |  |  | 0.27833 | 22.2667
60019 | KING_NW1A | 1 | West | YES | 0.25594 | 20 | 0 | 80 |  | 1.03 | Wind | 1 | 0.27833 | 0 | 80 | 20.4753 | 80 |  |  | 0.27833 | 22.2667
1061 | CIELOGEN_1G | 1 | West | YES | 0.2601 | 19.8 | 0 | 99 |  | 1 | Wind | 1 | 0.28249 | 0 | 99 | 25.7496 | 99 |  |  | 0.28249 | 27.9665
1062 | CIELOGEN_2G | 1 | West | YES | 0.2601 | 12.2 | 0 | 61 |  | 1 | Wind | 1 | 0.28249 | 0 | 61 | 15.8659 | 61 |  |  | 0.28249 | 17.2319
1069 | KINDERMG_1G | 1 | West | YES | 0.2601 | 25 | 5 | 25 | 0 | 1.017 | Cogen | 1 | 0.28249 | 0 | 0 | 0 | 0 |  |  | 0.28249 | 0
1070 | KINDERMG_2G | 1 | West | YES | 0.2601 | 45.7 | 12 | 45.7 | 0 | 1.017 | Cogen | 1 | 0.28249 | 0 | 0 | 0 | 0 |  |  | 0.28249 | 0
1071 | KINDERMG_3G | 1 | West | YES | 0.2601 | 45.7 | 12 | 45.7 | 0 | 1.017 | Cogen | 1 | 0.28249 | 0 | 0 | 0 | 0 |  |  | 0.28249 | 0
1068 | SCURRYCW_1G | 1 | West | YES | 0.26027 | 28.2 | 1.3 | 141 |  | 1.01 | Wind | 1 | 0.28266 | 0 | 141 | 36.6982 | 141 |  |  | 0.28266 | 39.8556
1073 | SCURRYCW_2G | 2 | West | YES | 0.26027 | 24 | 0 | 120 | 0 | 1.017 | Wind | 1 | 0.28266 | 0 | 120 | 31.2325 | 120 |  |  | 0.28266 | 33.9196
1349 | WESTXWIN_1G | 1 | West | YES | 0.26175 | 1.3 | 0 | 6.6 |  | 1.014 | Wind | 1 | 0.28414 | 0 | 6.6 | 1.7275 | 6.6 |  |  | 0.28414 | 1.8753
1350 | NWPWRG1_1G | 1 | West | YES | 0.26175 | 6.9 | 1 | 34.3 |  | 1.014 | Wind | 1 | 0.28414 | 0 | 34.3 | 8.978 | 34.3 |  |  | 0.28414 | 9.7461
76091 | L_DIVIDE1_1N | W1 | West | YES | 0.2621 | 110 | 0 | 550 | 0 | 1.02 | Wind | 1 | 0.28449 | 0 | 550 | 144.1544 | 550 |  |  | 0.28449 | 156.4704
6637 | SNYDERW1A | 1 | West | YES | 0.26256 | 12.6 | 0 | 63 | 0 | 1.025 | Wind | 1 | 0.28495 | 0 | 63 | 16.5412 | 63 |  |  | 0.28495 | 17.9519
1301 | BULLCREK_8 | 1 | West | YES | 0.26374 | 36 | 0 | 180 | 0 | 1.017 | #N/A | 1 | 0.28613 | 180 | 180 | 47.4725 | 180 |  |  | 0.28613 | 51.5032
76031 | L_GASCCR1_1N | W1 | West | YES | 0.26486 | 30 | 0 | 150 | 0 | 1.02 | Wind | 1 | 0.28725 | 0 | 150 | 39.7285 | 150 |  |  | 0.28725 | 43.0874
1302 | COYOTEWG_8 | 1 | West | YES | 0.26511 | 45 | 0 | 225 |  | 1.01 | #N/A | 1 | 0.2875 | 225 | 225 | 59.6491 | 225 |  |  | 0.2875 | 64.6874
1320 | BSP 1 | 1 | West | YES | 0.26652 | 25.5 | 2.9 | 25.8 | 0 | 1 | Cogen | 1 | 0.28892 | 0 | 0 | 0 | 0 |  |  | 0.28892 | 0
1360 | GUNSIGHT_8 | 1 | West | YES | 0.2669 | 24 | 0 | 120 | 0 | 1.01 | Wind | 1 | 0.28929 | 0 | 120 | 32.0275 | 120 |  |  | 0.28929 | 34.7146
1170 | AIRLAMESA_1G | 1 | West | YES | 0.26702 | 0 | 0 | 180 |  | 1 | #N/A | 1 | 0.28941 | 180 | 180 | 48.0634 | 180 |  |  | 0.28941 | 52.0941
1327 | WILDHRSE_1G | 1 | West | YES | 0.26764 | 24 | 0 | 120 |  | 1 | Wind | 1 | 0.29003 | 0 | 120 | 32.1169 | 120 |  |  | 0.29003 | 34.804
1326 | STANTONW_8 | 1 | West | YES | 0.27099 | 20.1 | 0 | 100.5 |  | 1.01 | Wind | 1 | 0.29339 | 0 | 100.5 | 27.235 | 100.5 |  |  | 0.29339 | 29.4855
1328 | OCOTILLO_1G | 1 | West | YES | 0.27106 | 11.6 | 0 | 58 |  | 1.01 | Wind | 1 | 0.29345 | 0 | 58 | 15.7212 | 58 |  |  | 0.29345 | 17.02
1333 | MCDDONAL_8 | 1 | West | YES | 0.27116 | 42.8 | 0 | 214.2 |  | 1.01 | Wind | 1 | 0.29355 | 0 | 214.2 | 58.082 | 214.2 |  |  | 0.29355 | 62.8786
1146 | NOTREES_1G | 1 | West | YES | 0.27128 | 29.8 | 0 | 149 | 0 | 1.017 | #N/A | 1 | 0.29367 | 149 | 149 | 40.4209 | 149 |  |  | 0.29367 | 43.7574
7038 | L_DELAWA1_1Y | 1 | West | YES | 0.27143 | 3.5 | 0 | 35 | 0 | 1 | Wind | 1 | 0.29383 | 0 | 35 | 9.5002 | 35 |  |  | 0.29383 | 10.2839
7038 | L_DELAWA1_1Y | 2 | West | YES | 0.27143 | 3 | 0 | 30 | 0 | 1 | Wind | 1 | 0.29383 | 0 | 30 | 8.143 | 30 |  |  | 0.29383 | 8.8148
1002 | PBCTAGE_1G | A | West | YES | 0.27148 | 64 | 64 | 66 | 0 | 1.036 | GGT | 1 | 0.29387 | 66 | 66 | 17.9177 | 66 |  |  | 0.29387 | 19.3956
1003 | PBCTBGE_2G | B | West | YES | 0.27148 | 65 | 65 | 66 | 0 | 1.036 | GGT | 1 | 0.29387 | 66 | 66 | 17.9177 | 66 |  |  | 0.29387 | 19.3956
1004 | PBCTCGE_3G | C | West | YES | 0.27148 | 62 | 62 | 67 | 0 | 1.036 | GGT | 1 | 0.29387 | 67 | 67 | 18.1892 | 67 |  |  | 0.29387 | 19.6895
1005 | PBCTDGE_4G | D | West | YES | 0.27148 | 65 | 65 | 68 | 0 | 1.036 | GGT | 1 | 0.29387 | 68 | 68 | 18.4606 | 68 |  |  | 0.29387 | 19.9833
1006 | PBCTEGE_5G | E | West | YES | 0.27148 | 65 | 65 | 67 | 0 | 1.036 | GGT | 1 | 0.29387 | 67 | 67 | 18.1892 | 67 |  |  | 0.29387 | 19.6895
1007 | PB5GEN_6G | 5 | West | YES | 0.27148 | 91.2 | 40 | 114 | 0 | 1.036 | GST | 1 | 0.29387 | 114 | 114 | 30.9487 | 114 |  |  | 0.29387 | 33.5015
1008 | PB6GEN_7G | 6 | West | YES | 0.27148 | 515 | 130 | 515 | 0 | 1.036 | GST | 1 | 0.29387 | 515 | 515 | 139.8122 | 515 |  |  | 0.29387 | 151.3444
1037 | MORGAN5G_5G | 5 | West | YES | 0.27178 | 109.6 | 40 | 137 | 0 | 1.029 | GST | 1 | 0.29418 | 137 | 137 | 37.2345 | 137 |  |  | 0.29418 | 40.3023
1039 | MRGNAG_1G | A | West | YES | 0.27178 | 69 | 69 | 69 | 0 | 1.029 | GGT | 1 | 0.29418 | 69 | 69 | 18.7532 | 69 |  |  | 0.29418 | 20.2983
1040 | MRGNBG_2G | B | West | YES | 0.27178 | 70 | 70 | 71 | 0 | 1.029 | GGT | 1 | 0.29418 | 71 | 71 | 19.2967 | 71 |  |  | 0.29418 | 20.8866
1041 | MRGNCG_3G | C | West | YES | 0.27178 | 69 | 69 | 70 | 0 | 1.029 | GGT | 1 | 0.29418 | 70 | 70 | 19.025 | 70 |  |  | 0.29418 | 20.5924
1042 | MRGNDG_4G | D | West | YES | 0.27178 | 68 | 68 | 68 | 0 | 1.029 | GGT | 1 | 0.29418 | 68 | 68 | 18.4814 | 68 |  |  | 0.29418 | 20.0041
1043 | MRGNEG_5G | E | West | YES | 0.27178 | 68 | 68 | 70 | 0 | 1.029 | GGT | 1 | 0.29418 | 70 | 70 | 19.025 | 70 |  |  | 0.29418 | 20.5924
1044 | MRGNFG_6G | F | West | YES | 0.27178 | 66 | 66 | 66 | 0 | 1.029 | GGT | 1 | 0.29418 | 66 | 66 | 17.9378 | 66 |  |  | 0.29418 | 19.4157
11020 | TIEHVSG_1G | 1 | West | YES | 0.27477 | 208.2 | 63 | 208.2 | 0 | 1.012 | CC | 1 | 0.29716 | 208.2 | 208.2 | 57.2073 | 208.2 |  |  | 0.29716 | 61.8695
11021 | TIEHVCG_1G | 1 | West | YES | 0.27477 | 142.1 | 103 | 142.1 | 0 | 1.012 | CC | 1 | 0.29716 | 142.1 | 142.1 | 39.045 | 142.1 |  |  | 0.29716 | 42.227
11022 | TIEHVCG_2G | 1 | West | YES | 0.27477 | 132.4 | 103 | 132.4 | 0 | 1.012 | CC | 1 | 0.29716 | 132.4 | 132.4 | 36.3797 | 132.4 |  |  | 0.29716 | 39.3445
11023 | TIEHVCG_3G | 1 | West | YES | 0.27477 | 137.4 | 103 | 137.4 | 0 | 1.012 | CC | 1 | 0.29716 | 137.4 | 137.4 | 37.7535 | 137.4 |  |  | 0.29716 | 40.8303
11024 | TIEHVCG_4G | 1 | West | YES | 0.27477 | 147 | 103 | 147 | 0 | 1.012 | CC | 1 | 0.29716 | 147 | 147 | 40.3913 | 147 |  |  | 0.29716 | 43.6831
11025 | TIEHVSG_2G | 1 | West | YES | 0.27477 | 213.2 | 63 | 213.2 | 0 | 1.012 | CC | 1 | 0.29716 | 213.2 | 213.2 | 58.5812 | 213.2 |  |  | 0.29716 | 63.3553
11001 | NAV1CT | 1 | West | YES | 0.27481 | 70.4 | 18 | 70.4 | 0 | 1.029 | CC | 1 | 0.2972 | 70.4 | 70.4 | 19.3468 | 70.4 |  |  | 0.2972 | 20.9232
11009 | NAV2CT | 1 | West | YES | 0.27481 | 71.4 | 18 | 71.4 | 0 | 1.029 | CC | 1 | 0.2972 | 71.4 | 71.4 | 19.6216 | 71.4 |  |  | 0.2972 | 21.2204
11011 | NAV3ST | 1 | West | YES | 0.27481 | 92.8 | 40 | 92.8 | 0 | 1.029 | CC | 1 | 0.2972 | 92.8 | 92.8 | 25.5026 | 92.8 |  |  | 0.2972 | 27.5806
11012 | NAV4CT | 1 | West | YES | 0.27481 | 80 | 18 | 80 | 0 | 1.029 | CC | 1 | 0.2972 | 80 | 80 | 21.985 | 80 |  |  | 0.2972 | 23.7764
11013 | NAV5CT | 1 | West | YES | 0.27481 | 80 | 18 | 80 | 0 | 1.029 | CC | 1 | 0.2972 | 80 | 80 | 21.985 | 80 |  |  | 0.2972 | 23.7764
11014 | NAV6ST | 1 | West | YES | 0.27481 | 115 | 40 | 115 | 0 | 1.029 | CC | 1 | 0.2972 | 115 | 115 | 31.6034 | 115 |  |  | 0.2972 | 34.1785
1045 | CALENG1G_1G | 1 | West | YES | 0.27738 | 73.4 | 27 | 73.4 | 0 | 1.014 | Cogen | 1 | 0.29978 | 0 | 0 | 0 | 0 |  |  | 0.29978 | 0
1046 | CALENG2G_2G | 2 | West | YES | 0.27738 | 73.4 | 27 | 73.4 | 0 | 1.014 | Cogen | 1 | 0.29978 | 0 | 0 | 0 | 0 |  |  | 0.29978 | 0
1047 | CALENG3G_3G | 3 | West | YES | 0.27738 | 70.4 | 27 | 70.4 | 0 | 1.014 | Cogen | 1 | 0.29978 | 0 | 0 | 0 | 0 |  |  | 0.29978 | 0
1058 | LONGSHORE_5 | 1 | West | YES | 0.27812 | 30 | 0 | 150 |  | 1.01 | Wind | 1 | 0.30051 | 0 | 150 | 41.718 | 150 |  |  | 0.30051 | 45.0769
1058 | LONGSHORE_5 | 2 | West | YES | 0.27812 | 44 | 0 | 220 |  | 1.01 | Wind | 1 | 0.30051 | 0 | 220 | 61.1864 | 220 |  |  | 0.30051 | 66.1128
1058 | LONGSHORE_5 | 3 | West | YES | 0.27812 | 23.4 | 0 | 117 |  | 1.01 | Wind | 1 | 0.30051 | 0 | 117 | 32.54 | 117 |  |  | 0.30051 | 35.16
60058 | BUFF_GAP1A | 1 | West | YES | 0.31319 | 24 | 0 | 120 |  | 1 | Wind | 1 | 0.33558 | 0 | 120 | 37.5824 | 120 |  |  | 0.33558 | 40.2696
60060 | CIRELLO | 1 | West | YES | 0.31319 | 46.6 | 0 | 233 | 0 | 1 | Wind | 1 | 0.33558 | 0 | 233 | 72.9726 | 233 |  |  | 0.33558 | 78.1901
60063 | BUFF_GAP1B | 1 | West | YES | 0.31319 | 34 | 0 | 170.2 | 0 | 1.02 | Wind | 1 | 0.33558 | 0 | 170.2 | 53.3044 | 170.2 |  |  | 0.33558 | 57.1157
60066 | H_HOLLOW1A | 1 | West | YES | 0.31319 | 44.4 | 0 | 222 | 0 | 1.005 | Wind | 1 | 0.33558 | 0 | 222 | 69.5275 | 222 |  |  | 0.33558 | 74.4987
60068 | HHOLLOW21A | 1 | West | YES | 0.31319 | 36.8 | 0 | 184 | 0 | 1.025 | Wind | 1 | 0.33558 | 0 | 184 | 57.6264 | 184 |  |  | 0.33558 | 61.7467
60070 | HHOLLOW31A | 1 | West | YES | 0.31319 | 44.8 | 0 | 224 | 0 | 1.025 | Wind | 1 | 0.33558 | 0 | 224 | 70.1539 | 224 |  |  | 0.33558 | 75.1698
60072 | HHOLLOW41A | 1 | West | YES | 0.31319 | 23 | 0 | 115 | 0 | 1.025 | Wind | 1 | 0.33558 | 0 | 115 | 36.0165 | 115 |  |  | 0.33558 | 38.5917
71051 | L_BITTCR1_1N | W1 | West | YES | 0.31505 | 7.5 | 0 | 37.5 |  | 1.02 | Wind | 1 | 0.33744 | 0 | 37.5 | 11.8142 | 37.5 |  |  | 0.33744 | 12.6539
71054 | L_SWEETW1_1N | W1 | West | YES | 0.31505 | 21.5 | 0 | 107.5 |  | 1.02 | Wind | 1 | 0.33744 | 0 | 107.5 | 33.8674 | 107.5 |  |  | 0.33744 | 36.2747
71057 | L_SWEETW1_2N | W1 | West | YES | 0.31505 | 27 | 0 | 135 |  | 1.02 | Wind | 1 | 0.33744 | 0 | 135 | 42.5312 | 135 |  |  | 0.33744 | 45.5542
71059 | L_SWEETW1_3N | W1 | West | YES | 0.31505 | 23.8 | 0 | 119 | 0 | 1.02 | Wind | 1 | 0.33744 | 0 | 119 | 37.4905 | 119 |  |  | 0.33744 | 40.1552
71060 | L_SWEETW1_4N | W1 | West | YES | 0.31505 | 21 | 0 | 105 | 0 | 1.02 | Wind | 1 | 0.33744 | 0 | 105 | 33.0798 | 105 |  |  | 0.33744 | 35.4311
1416 | SWETWATR_1G | 1 | West | YES | 0.3534 | 30 | 18 | 30 | 0 | 1.026 | CC | 1 | 0.37579 | 30 | 30 | 10.6019 | 30 |  |  | 0.37579 | 11.2737
1417 | SWETWATR_2G | 2 | West | YES | 0.3534 | 72 | 36 | 72 | 0 | 1.026 | CC | 1 | 0.37579 | 72 | 72 | 25.4446 | 72 |  |  | 0.37579 | 27.0569
1418 | SWETWATR_3G | 3 | West | YES | 0.3534 | 68 | 36 | 68 | 0 | 1.026 | CC | 1 | 0.37579 | 68 | 68 | 24.031 | 68 |  |  | 0.37579 | 25.5537
1419 | SWETWATR_4G | 4 | West | YES | 0.3534 | 61 | 36 | 61 | 0 | 1.026 | CC | 1 | 0.37579 | 61 | 61 | 21.5572 | 61 |  |  | 0.37579 | 22.9232
Note on AL4: Zonal Cap - Zonal Impact

## Distributed Slack - Bound Gen
Number of Bus | Name of Bus | ID | Area Name of Gen | AGC | P Sensitivity of Bus | Gen MW | Min MW | Max MW | V Sensitivity of Bus | Set Volt | Tech Type | Zone Impact | Zone Correlation | Inc Max | Dec Max | Souce S.F. Weighting | Souce Capacity | Sink S.F. Weighting | Sink Capacity | PTDF Calc | PTDF Weighting | max of zone correlation | -0.20609 |  |  | Neg PTDF weight | Pos PTDF weight
1437 | MESQUITW_1G | 1 | North | YES | 0.46938 | 40 | 0 | 400 | 0 | 1.023 | Wind | -1 | -0.20609 | 0 | 400 |  |  | 0 | 0 | 0.20609 | 0 |  |  |  |  | 0 | 0
1438 | MESQUITW_2G | 1 | North | YES | 0.46896 | 23.6 | 0 | 236 |  | 1.017 | Wind | -1 | -0.20568 | 0 | 236 |  |  | 0 | 0 | 0.20568 | 0 |  |  |  |  | 0 | 0
1442 | COKFIELD_5 | 1 | North | YES | 0.46896 | 16.5 | 0 | 165 |  | 1.029 | Wind | -1 | -0.20568 | 0 | 165 |  |  | 0 | 0 | 0.20568 | 0 |  |  |  |  | 0 | 0
6100 | OKLA7A | EQ | West | YES | 0.11478 | 50 | -220 | 220 | 0 | 1.035 | DCTie | 1 | 0.13784 | 0 | 0 | 0 | 0 |  |  | 0.13784 | 0 |  |  | Weighted Shift Factors |  | 0 | 0
6752 | OKLA0A | 1 | West | YES | 0.11478 | 649.7 | 175 | 649.7 | 0 | 1.035 | LIGCO | 1 | 0.13784 | 0 | 649.7 | 74.5732 | 649.7 |  |  | 0.13784 | 89.5577 |  |  | West | 0.26328 | 0 | 0
8032 | AMISTADHYD1 | 1 | South | YES | 0.078261 | 33 | 13 | 33 | 0 | 1.03 | Hydro | -1 | 0.18502 | 0 | 0 |  |  |  |  | -0.18502 | 0 |  |  | North | -0.023064 | 0 | 0
8033 | AMISTADHYD2 | 2 | South | YES | 0.078261 | 25 | 13 | 25 | 0 | 1.03 | Hydro | -1 | 0.18502 | 0 | 0 |  |  |  |  | -0.18502 | 0 |  |  |  |  | 0 | 0
88253 | HAMILTON | F | South | YES | 0.078261 | 0 | 0 | 0 | 0 | 1.04 | BLT | -1 | 0.18502 | 0 | 0 |  |  |  |  | -0.18502 | 0 | North |  |  |  | 0 | 0
8262 | ELPS | 1 | South | YES | 0.057082 | 6 | 6 | 6 | 0 | 1.15 | Hydro | -1 | 0.2062 | 0 | 0 |  |  |  |  | -0.2062 | 0 | Line Rating |  | 1072 |  | 0 | 0
60081 | WHRLWIND1A | 1 | West | YES | 0.19063 | 12 | 0 | 60 | 0 | 1.03 | Wind | 1 | 0.21369 | 0 | 60 | 11.4376 | 60 |  |  | 0.21369 | 12.8214 | Impact Counter to Zone: |  | 0 |  | 0 | 0
1643 | SLSTR1PP_1G | 1 | North | YES | 0.0296 | 6 | 0 | 60 | 0 | 1.022 | Wind | -1 | 0.23368 | 0 | 60 |  |  | 0 | 0 | -0.23368 | 0 |  |  | -0% |  | 0 | 0
60202 | FRNDDRCS | F | West | YES | 0.22293 | 0 | 0 | 0 | 0 | 0.9985 | AVR | 1 | 0.24599 | 0 | 0 | 0 | 0 |  |  | 0.24599 | 0 |  |  |  |  | 0 | 0
6144 | MCADOO1A | 1 | West | YES | 0.22416 | 15 | 0 | 150 | 0 | 1.025 | Wind | 1 | 0.24723 | 0 | 150 | 33.6245 | 150 |  |  | 0.24723 | 37.084 | West |  |  |  | 0 | 0
7026 | L_INKSDA1_1Y | 1 | South | YES | 0.014999 | 0 | 0 | 13.7 |  | 1 | Hydro | -1 | 0.24829 | 0 | 0 |  |  |  |  | -0.24829 | 0 | Line Rating |  | 1072 |  | 0 | 0
58909 | PEARSALLSCG1 | 1 | South | YES | 0.013171 | 0 | 0 | 8.4 |  | 1.027 | Diesel | -1 | 0.25011 | 8.4 | 8.4 |  |  |  |  | -0.25011 | -2.101 | Impact Counter to Zone: |  | 0 |  | 0 | 0
58909 | PEARSALLSCG1 | 2 | South | YES | 0.013171 | 0 | 0 | 8.4 |  | 1.027 | Diesel | -1 | 0.25011 | 8.4 | 8.4 |  |  |  |  | -0.25011 | -2.101 |  |  | 0% |  | 0 | 0
58909 | PEARSALLSCG1 | 3 | South | YES | 0.013171 | 0 | 0 | 8.4 |  | 1.027 | Diesel | -1 | 0.25011 | 8.4 | 8.4 |  |  |  |  | -0.25011 | -2.101 |  |  |  |  | 0 | 0
58909 | PEARSALLSCG1 | 4 | South | YES | 0.013171 | 0 | 0 | 8.4 |  | 1.027 | Diesel | -1 | 0.25011 | 8.4 | 8.4 |  |  |  |  | -0.25011 | -2.101 |  |  |  |  | 0 | 0
58909 | PEARSALLSCG1 | 5 | South | YES | 0.013171 | 0 | 0 | 8.4 |  | 1.027 | Diesel | -1 | 0.25011 | 8.4 | 8.4 |  |  |  |  | -0.25011 | -2.101 |  |  |  |  | 0 | 0
58909 | PEARSALLSCG1 | 6 | South | YES | 0.013171 | 0 | 0 | 8.4 |  | 1.027 | Diesel | -1 | 0.25011 | 8.4 | 8.4 |  |  |  |  | -0.25011 | -2.101 |  |  |  |  | 0 | 0
58919 | PEARSALLSCG2 | 1 | South | YES | 0.013171 | 0 | 0 | 8.4 |  | 1.027 | Diesel | -1 | 0.25011 | 8.4 | 8.4 |  |  |  |  | -0.25011 | -2.101 |  |  |  |  | 0 | 0
58919 | PEARSALLSCG2 | 2 | South | YES | 0.013171 | 0 | 0 | 8.4 |  | 1.027 | Diesel | -1 | 0.25011 | 8.4 | 8.4 |  |  |  |  | -0.25011 | -2.101 |  |  |  |  | 0 | 0
58919 | PEARSALLSCG2 | 3 | South | YES | 0.013171 | 0 | 0 | 8.4 |  | 1.027 | Diesel | -1 | 0.25011 | 8.4 | 8.4 |  |  |  |  | -0.25011 | -2.101 |  |  |  |  | 0 | 0
58919 | PEARSALLSCG2 | 4 | South | YES | 0.013171 | 0 | 0 | 8.4 |  | 1.027 | Diesel | -1 | 0.25011 | 8.4 | 8.4 |  |  |  |  | -0.25011 | -2.101 |  |  |  |  | 0 | 0
58919 | PEARSALLSCG2 | 5 | South | YES | 0.013171 | 0 | 0 | 8.4 |  | 1.027 | Diesel | -1 | 0.25011 | 8.4 | 8.4 |  |  |  |  | -0.25011 | -2.101 |  |  |  |  | 0 | 0
58919 | PEARSALLSCG2 | 6 | South | YES | 0.013171 | 0 | 0 | 8.4 |  | 1.027 | Diesel | -1 | 0.25011 | 8.4 | 8.4 |  |  |  |  | -0.25011 | -2.101 |  |  |  |  | 0 | 0
58929 | PEARSALLSCG3 | 1 | South | YES | 0.013171 | 0 | 0 | 8.4 |  | 1.027 | Diesel | -1 | 0.25011 | 8.4 | 8.4 |  |  |  |  | -0.25011 | -2.101 |  |  |  |  | 0 | 0
58929 | PEARSALLSCG3 | 2 | South | YES | 0.013171 | 0 | 0 | 8.4 |  | 1.027 | Diesel | -1 | 0.25011 | 8.4 | 8.4 |  |  |  |  | -0.25011 | -2.101 |  |  |  |  | 0 | 0
58929 | PEARSALLSCG3 | 3 | South | YES | 0.013171 | 0 | 0 | 8.4 |  | 1.027 | Diesel | -1 | 0.25011 | 8.4 | 8.4 |  |  |  |  | -0.25011 | -2.101 |  |  |  |  | 0 | 0
58929 | PEARSALLSCG3 | 4 | South | YES | 0.013171 | 0 | 0 | 8.4 |  | 1.027 | Diesel | -1 | 0.25011 | 8.4 | 8.4 |  |  |  |  | -0.25011 | -2.101 |  |  |  |  | 0 | 0
58929 | PEARSALLSCG3 | 5 | South | YES | 0.013171 | 0 | 0 | 8.4 |  | 1.027 | Diesel | -1 | 0.25011 | 8.4 | 8.4 |  |  |  |  | -0.25011 | -2.101 |  |  |  |  | 0 | 0
58929 | PEARSALLSCG3 | 6 | South | YES | 0.013171 | 0 | 0 | 8.4 |  | 1.027 | Diesel | -1 | 0.25011 | 8.4 | 8.4 |  |  |  |  | -0.25011 | -2.101 |  |  |  |  | 0 | 0
58949 | PEARSALLSCG4 | 1 | South | YES | 0.013171 | 0 | 0 | 8.4 |  | 1.027 | Diesel | -1 | 0.25011 | 8.4 | 8.4 |  |  |  |  | -0.25011 | -2.101 |  |  |  |  | 0 | 0
58949 | PEARSALLSCG4 | 2 | South | YES | 0.013171 | 0 | 0 | 8.4 |  | 1.027 | Diesel | -1 | 0.25011 | 8.4 | 8.4 |  |  |  |  | -0.25011 | -2.101 |  |  |  |  | 0 | 0
58949 | PEARSALLSCG4 | 3 | South | YES | 0.013171 | 0 | 0 | 8.4 |  | 1.027 | Diesel | -1 | 0.25011 | 8.4 | 8.4 |  |  |  |  | -0.25011 | -2.101 |  |  |  |  | 0 | 0
58949 | PEARSALLSCG4 | 4 | South | YES | 0.013171 | 0 | 0 | 8.4 |  | 1.027 | Diesel | -1 | 0.25011 | 8.4 | 8.4 |  |  |  |  | -0.25011 | -2.101 |  |  |  |  | 0 | 0
58949 | PEARSALLSCG4 | 5 | South | YES | 0.013171 | 0 | 0 | 8.4 |  | 1.027 | Diesel | -1 | 0.25011 | 8.4 | 8.4 |  |  |  |  | -0.25011 | -2.101 |  |  |  |  | 0 | 0
58949 | PEARSALLSCG4 | 6 | South | YES | 0.013171 | 0 | 0 | 8.4 |  | 1.027 | Diesel | -1 | 0.25011 | 8.4 | 8.4 |  |  |  |  | -0.25011 | -2.101 |  |  |  |  | 0 | 0
80265 | LARECU40A | 4 | South | YES | 0.010882 | 80 | 0 | 100 |  | 1.039 | GGT | -1 | 0.2524 | 100 | 100 |  |  |  |  | -0.2524 | -25.2403 |  |  |  |  | 0 | 0
80266 | LARECU50A | 5 | South | YES | 0.010882 | 80 | 0 | 100 |  | 1.039 | GGT | -1 | 0.2524 | 100 | 100 |  |  |  |  | -0.2524 | -25.2403 |  |  |  |  | 0 | 0
80012 | LAR | F | South | YES | 0.01088 | 0 | 0 | 0 | 0 | 1.04 | DCTie | -1 | 0.2524 | 0 | 0 |  |  |  |  | -0.2524 | 0 |  |  |  |  | 0 | 0
7022 | L_BUCHAN1_1Y | 1 | South | YES | 0.010327 | 0 | 0 | 18 |  | 1 | Hydro | -1 | 0.25296 | 0 | 0 |  |  |  |  | -0.25296 | 0 |  |  |  |  | 0 | 0
7023 | L_BUCHAN1_2Y | 2 | South | YES | 0.010327 | 0 | 0 | 18 |  | 1 | Hydro | -1 | 0.25296 | 0 | 0 |  |  |  |  | -0.25296 | 0 |  |  |  |  | 0 | 0
7024 | L_BUCHAN1_3Y | 3 | South | YES | 0.010327 | 0 | 0 | 15 |  | 1 | Hydro | -1 | 0.25296 | 0 | 0 |  |  |  |  | -0.25296 | 0 |  |  |  |  | 0 | 0
5891 | PEARSALLGEN2 | 1 | South | YES | 0.01027 | 19.4 | 6 | 24.3 | 0 | 1.0226 | GST | -1 | 0.25301 | 24.3 | 24.3 |  |  |  |  | -0.25301 | -6.1483 |  |  |  |  | 0 | 0
5890 | PEARSALLGEN1 | 1 | South | YES | 0.01027 | 19.2 | 6 | 24 | 0 | 1.0226 | GST | -1 | 0.25301 | 24 | 24 |  |  |  |  | -0.25301 | -6.0723 |  |  |  |  | 0 | 0
5892 | PEARSALLGEN3 | 1 | South | YES | 0.01027 | 19.1 | 6 | 23.9 | 0 | 1.0226 | GST | -1 | 0.25301 | 23.9 | 23.9 |  |  |  |  | -0.25301 | -6.047 |  |  |  |  | 0 | 0
7000 | L_FERGUS1_1Y | 1 | South | YES | 0.010197 | 400 | 65 | 423.3 | 0 | 1.015 | GSC | -1 | 0.25309 | 423.3 | 423.3 |  |  |  |  | -0.25309 | -107.132 |  |  |  |  | 0 | 0
11057 | CHAMPION_1G | 1 | West | YES | 0.23059 | 25.3 | 0 | 126.5 |  | 1 | Wind | 1 | 0.25365 | 0 | 126.5 | 29.1698 | 126.5 |  |  | 0.25365 | 32.0873 |  |  |  |  | 0 | 0
11059 | INADALE_1G | 1 | West | YES | 0.23059 | 39.4 | 0 | 197 |  | 1 | Wind | 1 | 0.25365 | 0 | 197 | 45.4264 | 197 |  |  | 0.25365 | 49.97 |  |  |  |  | 0 | 0
11056 | ROSCOE_1G | 1 | West | YES | 0.23059 | 41.8 | 0 | 209 |  | 1 | Wind | 1 | 0.25365 | 0 | 209 | 48.1935 | 209 |  |  | 0.25365 | 53.0138 |  |  |  |  | 0 | 0
11058 | PYRON_1G | 1 | West | YES | 0.23059 | 49.8 | 0 | 249 |  | 1 | Wind | 1 | 0.25365 | 0 | 249 | 57.4172 | 249 |  |  | 0.25365 | 63.16 |  |  |  |  | 0 | 0
7035 | L_WIRTZ_1G1Y | 1 | South | YES | 0.009432 | 0 | 0 | 29 |  | 1 | Hydro | -1 | 0.25385 | 0 | 0 |  |  |  |  | -0.25385 | 0 |  |  |  |  | 0 | 0
7036 | L_WIRTZ_1G2Y | 2 | South | YES | 0.009432 | 0 | 0 | 29.7 |  | 1 | Hydro | -1 | 0.25385 | 0 | 0 |  |  |  |  | -0.25385 | 0 |  |  |  |  | 0 | 0
7028 | L_MARBFA1_1Y | 1 | South | YES | 0.007093 | 0 | 0 | 18 |  | 1 | Hydro | -1 | 0.25619 | 0 | 0 |  |  |  |  | -0.25619 | 0 |  |  |  |  | 0 | 0
7029 | L_MARBFA1_2Y | 2 | South | YES | 0.007093 | 0 | 0 | 18 |  | 1 | Hydro | -1 | 0.25619 | 0 | 0 |  |  |  |  | -0.25619 | 0 |  |  |  |  | 0 | 0
88299 | ZAPATA | F | South | YES | 0.006378 | 0 | 0 | 0 | 0 | 1.02 | BLT | -1 | 0.25691 | 0 | 0 |  |  |  |  | -0.25691 | 0 |  |  |  |  | 0 | 0
5728 | FALCONHYDRO2 | 2 | South | YES | 0.003326 | 12 | 0 | 12 | 0 | 1.0234 | Hydro | -1 | 0.25996 | 0 | 0 |  |  |  |  | -0.25996 | 0 |  |  |  |  | 0 | 0
5729 | FALCONHYDRO3 | 3 | South | YES | 0.003326 | 11 | 0 | 11 | 0 | 1.0234 | Hydro | -1 | 0.25996 | 0 | 0 |  |  |  |  | -0.25996 | 0 |  |  |  |  | 0 | 0
8048 | FALCONHYDRO1 | 1 | South | YES | 0.003326 | 12 | 0 | 12 | 0 | 1.0234 | Hydro | -1 | 0.25996 | 0 | 0 |  |  |  |  | -0.25996 | 0 |  |  |  |  | 0 | 0
88508 | FALFURRI | F | South | YES | 0.002837 | 0 | 0 | 0 | 0 | 1 | AVR | -1 | 0.26045 | 0 | 0 |  |  |  |  | -0.26045 | 0 |  |  |  |  | 0 | 0
6407 | TURKTRAK1A | 1 | West | YES | 0.23837 | 33.9 | 0 | 169.5 | 0 | 1.025 | Wind | 1 | 0.26144 | 0 | 169.5 | 40.4044 | 169.5 |  |  | 0.26144 | 44.3137 |  |  |  |  | 0 | 0
5265 | LEON_LCP4G4 | 4 | South | YES | 0.000925 | 89 | 25 | 89 | 0 | 1.0197 | GST | -1 | 0.26236 | 89 | 89 |  |  |  |  | -0.26236 | -23.35 |  |  |  |  | 0 | 0
5264 | LEON_LCP3G3 | 3 | South | YES | 0.000925 | 0 | 20 | 58 |  | 1.0197 | GST | -1 | 0.26236 | 58 | 58 |  |  |  |  | -0.26236 | -15.2169 |  |  |  |  | 0 | 0
5269 | LEON_LCPCT4 | 4 | South | YES | 0.000925 | 45 | 24 | 45 | 0 | 1.0197 | GGT | -1 | 0.26236 | 45 | 45 |  |  |  |  | -0.26236 | -11.8062 |  |  |  |  | 0 | 0
5266 | LEON_LCPCT1 | 1 | South | YES | 0.000925 | 44 | 24 | 44 | 0 | 1.0197 | GGT | -1 | 0.26236 | 44 | 44 |  |  |  |  | -0.26236 | -11.5438 |  |  |  |  | 0 | 0
5267 | LEON_LCPCT2 | 2 | South | YES | 0.000925 | 44 | 24 | 44 | 0 | 1.0197 | GGT | -1 | 0.26236 | 44 | 44 |  |  |  |  | -0.26236 | -11.5438 |  |  |  |  | 0 | 0
5268 | LEON_LCPCT3 | 3 | South | YES | 0.000925 | 43 | 24 | 43 | 0 | 1.0197 | GGT | -1 | 0.26236 | 43 | 43 |  |  |  |  | -0.26236 | -11.2815 |  |  |  |  | 0 | 0
7031 | L_MARSFO1G1Y | 1 | South | YES | 0.000673 | 0 | 0 | 36 |  | 1 | Hydro | -1 | 0.26261 | 0 | 0 |  |  |  |  | -0.26261 | 0 |  |  |  |  | 0 | 0
7032 | L_MARSFO1G2Y | 2 | South | YES | 0.000673 | 0 | 0 | 35 |  | 1 | Hydro | -1 | 0.26261 | 0 | 0 |  |  |  |  | -0.26261 | 0 |  |  |  |  | 0 | 0
7033 | L_MARSFO1G3Y | 3 | South | YES | 0.000673 | 0 | 0 | 36 |  | 1 | Hydro | -1 | 0.26261 | 0 | 0 |  |  |  |  | -0.26261 | 0 |  |  |  |  | 0 | 0
5028 | BRAUNIG_VHB3 | 3 | South | YES | 0.000427 | 407 | 60 | 407 | 0 | 1.0138 | GST | -1 | 0.26286 | 407 | 407 |  |  |  |  | -0.26286 | -106.983 |  |  |  |  | 0 | 0
5027 | BRAUNIG_VHB2 | 2 | South | YES | 0.000272 | 216 | 40 | 216 | 0 | 1.0192 | GST | -1 | 0.26301 | 216 | 216 |  |  |  |  | -0.26301 | -56.8107 |  |  |  |  | 0 | 0
5026 | BRAUNIG_VHB1 | 1 | South | YES | 0.000272 | 215 | 40 | 215 | 0 | 1.0192 | GST | -1 | 0.26301 | 215 | 215 |  |  |  |  | -0.26301 | -56.5477 |  |  |  |  | 0 | 0
5396 | CALAVER_OWS1 | 1 | South | YES | 0.000265 | 418 | 80 | 418 | 0 | 1.0192 | GST | -1 | 0.26302 | 418 | 418 |  |  |  |  | -0.26302 | -109.9422 |  |  |  |  | 0 | 0
5397 | CALAVER_OWS2 | 2 | South | YES | 0.000265 | 400 | 80 | 400 | 0 | 1.0192 | GST | -1 | 0.26302 | 400 | 400 |  |  |  |  | -0.26302 | -105.2078 |  |  |  |  | 0 | 0
5111 | CALAVER_JTD1 | 1 | South | YES | 0.000173 | 430 | 80 | 430 | 0 | 1.0138 | LIGCO | -1 | 0.26311 | 0 | 430 |  |  |  |  | -0.26311 | 0 |  |  |  |  | 0 | 0
5112 | CALAVER_JTD2 | 2 | South | YES | 0.000173 | 430 | 80 | 430 | 0 | 1.0138 | LIGCO | -1 | 0.26311 | 0 | 430 |  |  |  |  | -0.26311 | 0 |  |  |  |  | 0 | 0
8935 | FGNTS201 | 3 | South | YES | 0.000136 | 173 | 0 | 173 | 0 | 1.03 | CC | -1 | 0.26315 | 173 | 173 |  |  |  |  | -0.26315 | -45.5247 |  |  |  |  | 0 | 0
8934 | FGNTS101 | 2 | South | YES | 0.000136 | 147.9 | 0 | 147.9 | 0 | 1.03 | CC | -1 | 0.26315 | 147.9 | 147.9 |  |  |  |  | -0.26315 | -38.9197 |  |  |  |  | 0 | 0
8933 | FGNTS001 | 1 | South | YES | 0.000136 | 146.5 | 0 | 146.5 | 0 | 1.03 | CC | -1 | 0.26315 | 146.5 | 146.5 |  |  |  |  | -0.26315 | -38.5513 |  |  |  |  | 0 | 0
88198 | BEEVILLE | F | South | YES | 0.000125 | 0 | 0 | 0 | 0 | 1.02 | AVR | -1 | 0.26316 | 0 | 0 |  |  |  |  | -0.26316 | 0 |  |  |  |  | 0 | 0
5934 | SI_RAY5 | 5 | South | YES | 0 | 0 | 10 | 15 |  | 1.035 | GST | -1 | 0.26328 | 15 | 15 |  |  |  |  | -0.26328 | -3.9493 |  |  |  |  | 0 | 0
8139 | JOS #1 | MB | South | YES | 0 | 0 | 45 | 255 |  | 1.02 | GST | -1 | 0.26328 | 0 | 0 |  |  |  |  | -0.26328 | 0 |  |  |  |  | 0 | 0
8285 | LAR #1 | MB | South | YES | 0 | 0 | 9 | 32 |  | 1.0497 | GST | -1 | 0.26328 | 0 | 0 |  |  |  |  | -0.26328 | 0 |  |  |  |  | 0 | 0
8287 | LAR #2 | MB | South | YES | 0 | 0 | 9 | 32 |  | 1.04 | GST | -1 | 0.26328 | 0 | 0 |  |  |  |  | -0.26328 | 0 |  |  |  |  | 0 | 0
8288 | LAR #3 | MB | South | YES | 0 | 0 | 25 | 105 |  | 1.04 | GST | -1 | 0.26328 | 0 | 0 |  |  |  |  | -0.26328 | 0 |  |  |  |  | 0 | 0
8388 | BATES0A | MB | South | YES | 0 | 0 | 21 | 71 |  | 1.033 | GST | -1 | 0.26328 | 0 | 0 |  |  |  |  | -0.26328 | 0 |  |  |  |  | 0 | 0
8393 | BATES0B | MB | South | YES | 0 | 0 | 25 | 110 |  | 1.03 | GST | -1 | 0.26328 | 0 | 0 |  |  |  |  | -0.26328 | 0 |  |  |  |  | 0 | 0
8437 | NUECES_B0C | MB | South | YES | 0 | 0 | 7 | 30 |  | 1.03 | GST | -1 | 0.26328 | 0 | 0 |  |  |  |  | -0.26328 | 0 |  |  |  |  | 0 | 0
8438 | NUECES_B0B | MB | South | YES | 0 | 0 | 26 | 169 |  | 1.03 | GST | -1 | 0.26328 | 0 | 0 |  |  |  |  | -0.26328 | 0 |  |  |  |  | 0 | 0
39190 | TNSLCGN1__8 | 1 | Houston | YES | 0 | 0 | 10 | 30 |  | 1.03 | Cogen | -1 | 0.26328 | 0 | 0 |  |  |  |  | -0.26328 | 0 |  |  |  |  | 0 | 0
5903 | SANMIGUELGEN | 1 | South | YES | -0.000141 | 396.3 | 180 | 396.3 | 0 | 1.0336 | LIGCO | -1 | 0.26343 | 0 | 396.3 |  |  |  |  | -0.26343 | 0 |  |  |  |  | 0 | 0
5439 | TUTTL_WBT4G4 | 4 | South | YES | -0.000158 | 151 | 40 | 151 | 0 | 1.012 | GST | -1 | 0.26344 | 151 | 151 |  |  |  |  | -0.26344 | -39.7798 |  |  |  |  | 0 | 0
5438 | TUTTL_WBT3G3 | 3 | South | YES | -0.000158 | 95 | 25 | 95 | 0 | 1.012 | GST | -1 | 0.26344 | 95 | 95 |  |  |  |  | -0.26344 | -25.027 |  |  |  |  | 0 | 0
5436 | TUTTL_WBT1G1 | 1 | South | YES | -0.000158 | 48.8 | 20 | 61 | 0 | 1.012 | GST | -1 | 0.26344 | 61 | 61 |  |  |  |  | -0.26344 | -16.07 |  |  |  |  | 0 | 0
5477 | BRA_AVR1_ST | 1 | South | YES | -0.000286 | 174 | 138 | 174 | 0 | 1.025 | CC | -1 | 0.26357 | 174 | 174 |  |  |  |  | -0.26357 | -45.8613 |  |  |  |  | 0 | 0
5476 | BRA_AVR1_CT1 | 1 | South | YES | -0.000286 | 155 | 90 | 155 | 0 | 1.025 | CC | -1 | 0.26357 | 155 | 155 |  |  |  |  | -0.26357 | -40.8534 |  |  |  |  | 0 | 0
5478 | BRA_AVR1_CT2 | 1 | South | YES | -0.000286 | 155 | 90 | 155 | 0 | 1.025 | CC | -1 | 0.26357 | 155 | 155 |  |  |  |  | -0.26357 | -40.8534 |  |  |  |  | 0 | 0
8983 | HECN3 | 3 | South | YES | -0.000401 | 171.9 | 0 | 171.9 | 0 | 1.0304 | CC | -1 | 0.26369 | 171.9 | 171.9 |  |  |  |  | -0.26369 | -45.3275 |  |  |  |  | 0 | 0
8981 | HECN1 | 1 | South | YES | -0.000401 | 144.8 | 0 | 144.8 | 0 | 1.0304 | CC | -1 | 0.26369 | 144.8 | 144.8 |  |  |  |  | -0.26369 | -38.1817 |  |  |  |  | 0 | 0
8982 | HECN2 | 2 | South | YES | -0.000401 | 144.1 | 0 | 144.1 | 0 | 1.0304 | CC | -1 | 0.26369 | 144.1 | 144.1 |  |  |  |  | -0.26369 | -37.9971 |  |  |  |  | 0 | 0
8938 | MVGN#3 | 3 | South | YES | -0.000402 | 250.9 | 0 | 250.9 | 0 | 1.0304 | CC | -1 | 0.26369 | 250.9 | 250.9 |  |  |  |  | -0.26369 | -66.159 |  |  |  |  | 0 | 0
8937 | MVGN#2 | 2 | South | YES | -0.000402 | 216.7 | 0 | 216.7 | 0 | 1.0304 | CC | -1 | 0.26369 | 216.7 | 216.7 |  |  |  |  | -0.26369 | -57.1409 |  |  |  |  | 0 | 0
8936 | MVGN#1 | 1 | South | YES | -0.000402 | 216.6 | 0 | 216.6 | 0 | 1.0304 | CC | -1 | 0.26369 | 216.6 | 216.6 |  |  |  |  | -0.26369 | -57.1145 |  |  |  |  | 0 | 0
5401 | CALAVER_JKS1 | 1 | South | YES | -0.000447 | 562 | 100 | 562 | 0 | 1.026 | LIGCO | -1 | 0.26373 | 0 | 562 |  |  |  |  | -0.26373 | 0 |  |  |  |  | 0 | 0
5935 | SI_RAY10 | 10 | South | YES | -0.00063 | 47 | 10 | 47 | 0 | 1.03 | CC | -1 | 0.26391 | 47 | 47 |  |  |  |  | -0.26391 | -12.404 |  |  |  |  | 0 | 0
5932 | SI_RAY9 | 9 | South | YES | -0.00063 | 32 | 32 | 38 | 0 | 1.035 | CC | -1 | 0.26391 | 38 | 38 |  |  |  |  | -0.26391 | -10.0288 |  |  |  |  | 0 | 0
5933 | SI_RAY6 | 6 | South | YES | -0.00063 | 15.4 | 10 | 19.3 | 0 | 1.035 | GST | -1 | 0.26391 | 19.3 | 19.3 |  |  |  |  | -0.26391 | -5.0936 |  |  |  |  | 0 | 0
80003 | MILHWYS | F | South | YES | -0.00063 | 0 | 0 | 0 | 0 | 1.0168 | AVR | -1 | 0.26391 | 0 | 0 |  |  |  |  | -0.26391 | 0 |  |  |  |  | 0 | 0
60057 | CALLAHAN1A | 1 | West | YES | 0.24092 | 22.8 | 0 | 114 | 0 | 1.04 | Wind | 1 | 0.26398 | 0 | 114 | 27.4647 | 114 |  |  | 0.26398 | 30.0939 |  |  |  |  | 0 | 0
8517 | CELANEBI0A | 1 | South | YES | -0.000751 | 29 | 0 | 29 | 0 | 1.02 | Cogen | -1 | 0.26404 | 0 | 0 |  |  |  |  | -0.26404 | 0 |  |  |  |  | 0 | 0
80080 | GWINDT11A | 1 | South | YES | -0.000772 | 28.2 | 0 | 94 | 0 | 1.025 | Wind | -1 | 0.26406 | 0 | 94 |  |  |  |  | -0.26406 | 0 |  |  |  |  | 0 | 0
80080 | GWINDT11A | 2 | South | YES | -0.000772 | 0 | 0 | 41 | 0 | 1.025 | Wind | -1 | 0.26406 | 0 | 41 |  |  |  |  | -0.26406 | 0 |  |  |  |  | 0 | 0
80080 | GWINDT11A | 3 | South | YES | -0.000772 | 0 | 0 | 38 | 0 | 1.025 | Wind | -1 | 0.26406 | 0 | 38 |  |  |  |  | -0.26406 | 0 |  |  |  |  | 0 | 0
80080 | GWINDT11A | 4 | South | YES | -0.000772 | 3.8 | 0 | 19 | 0 | 1.025 | Wind | -1 | 0.26406 | 0 | 19 |  |  |  |  | -0.26406 | 0 |  |  |  |  | 0 | 0
80081 | GWINDT21A | 1 | South | YES | -0.000772 | 28.2 | 0 | 94 | 0 | 1.025 | Wind | -1 | 0.26406 | 0 | 94 |  |  |  |  | -0.26406 | 0 |  |  |  |  | 0 | 0
80081 | GWINDT21A | 2 | South | YES | -0.000772 | 7.2 | 0 | 36 | 0 | 1.025 | Wind | -1 | 0.26406 | 0 | 36 |  |  |  |  | -0.26406 | 0 |  |  |  |  | 0 | 0
80081 | GWINDT21A | 3 | South | YES | -0.000772 | 8.6 | 0 | 43 | 0 | 1.025 | Wind | -1 | 0.26406 | 0 | 43 |  |  |  |  | -0.26406 | 0 |  |  |  |  | 0 | 0
80081 | GWINDT21A | 4 | South | YES | -0.000772 | 4.4 | 0 | 22 | 0 | 1.025 | Wind | -1 | 0.26406 | 0 | 22 |  |  |  |  | -0.26406 | 0 |  |  |  |  | 0 | 0
80180 | PNSCALT11A | 1 | South | YES | -0.000772 | 43.8 | 0 | 148 | 0 | 1.025 | Wind | -1 | 0.26406 | 0 | 148 |  |  |  |  | -0.26406 | 0 |  |  |  |  | 0 | 0
80180 | PNSCALT11A | 2 | South | YES | -0.000772 | 10 | 0 | 50 | 0 | 1.025 | Wind | -1 | 0.26406 | 0 | 50 |  |  |  |  | -0.26406 | 0 |  |  |  |  | 0 | 0
80181 | PNSCALT21A | 1 | South | YES | -0.000772 | 16.5 | 0 | 55 | 0 | 1.025 | Wind | -1 | 0.26406 | 0 | 55 |  |  |  |  | -0.26406 | 0 |  |  |  |  | 0 | 0
80181 | PNSCALT21A | 2 | South | YES | -0.000772 | 10 | 0 | 50 | 0 | 1.025 | Wind | -1 | 0.26406 | 0 | 50 |  |  |  |  | -0.26406 | 0 |  |  |  |  | 0 | 0
8461 | KOCH_UP0A | 1 | South | YES | -0.000864 | 38 | 0 | 38 | 0 | 1.012 | Cogen | -1 | 0.26415 | 0 | 0 |  |  |  |  | -0.26415 | 0 |  |  |  |  | 0 | 0
7487 | L_CANYHY8_1Y | 1 | South | YES | -0.000896 | 0 | 0 | 6 |  | 1 | Hydro | -1 | 0.26418 | 0 | 0 |  |  |  |  | -0.26418 | 0 |  |  |  |  | 0 | 0
8511 | OXY_CC0A | 1 | South | YES | -0.000901 | 30.3 | 0 | 38 | 0 | 1.027 | Cogen | -1 | 0.26419 | 0 | 0 |  |  |  |  | -0.26419 | 0 |  |  |  |  | 0 | 0
8506 | VAL #1 | 1 | South | YES | -0.000902 | 20.9 | 0 | 25 | 0 | 1.0055 | Cogen | -1 | 0.26419 | 0 | 0 |  |  |  |  | -0.26419 | 0 |  |  |  |  | 0 | 0
8507 | VAL #2 | 2 | South | YES | -0.000902 | 20.9 | 0 | 25 | 0 | 1.0055 | Cogen | -1 | 0.26419 | 0 | 0 |  |  |  |  | -0.26419 | 0 |  |  |  |  | 0 | 0
80263 | B_DAVIS31A | 3 | South | YES | -0.000959 | 0 | 0 | 180 |  | 1.0366 | CC | -1 | 0.26424 | 180 | 180 |  |  |  |  | -0.26424 | -47.5638 |  |  |  |  | 0 | 0
80264 | B_DAVIS41A | 4 | South | YES | -0.000959 | 0 | 0 | 180 |  | 1.0366 | CC | -1 | 0.26424 | 180 | 180 |  |  |  |  | -0.26424 | -47.5638 |  |  |  |  | 0 | 0
8459 | B_DAVIS0B | MB | South | YES | -0.000959 | 0 | 50 | 339 |  | 1.03 | GSC | -1 | 0.26424 | 0 | 0 |  |  |  |  | -0.26424 | 0 |  |  |  |  | 0 | 0
8460 | B_DAVIS0A | MB | South | YES | -0.000959 | 0 | 50 | 340 |  | 1.03 | GSC | -1 | 0.26424 | 0 | 0 |  |  |  |  | -0.26424 | 0 |  |  |  |  | 0 | 0
8456 | COSW#1 | 1 | South | YES | -0.000975 | 20 | 0 | 20 | 0 | 1.027 | Cogen | -1 | 0.26426 | 0 | 0 |  |  |  |  | -0.26426 | 0 |  |  |  |  | 0 | 0
8457 | COSW#2 | 2 | South | YES | -0.000975 | 14 | 0 | 14 | 0 | 1.027 | Cogen | -1 | 0.26426 | 0 | 0 |  |  |  |  | -0.26426 | 0 |  |  |  |  | 0 | 0
8560 | CNOPGT1 | 1 | South | YES | -0.000989 | 148.3 | 0 | 148.3 | 0 | 1.03 | Cogen | -1 | 0.26427 | 0 | 0 |  |  |  |  | -0.26427 | 0 |  |  |  |  | 0 | 0
8561 | CNOPGT2 | 2 | South | YES | -0.000989 | 148.6 | 0 | 148.6 | 0 | 1.03 | Cogen | -1 | 0.26427 | 0 | 0 |  |  |  |  | -0.26427 | 0 |  |  |  |  | 0 | 0
8562 | CNOPST1 | 3 | South | YES | -0.000989 | 153 | 0 | 153 | 0 | 1.03 | Cogen | -1 | 0.26427 | 0 | 0 |  |  |  |  | -0.26427 | 0 |  |  |  |  | 0 | 0
8442 | NBEC7 | 7 | South | YES | -0.000992 | 0 | 81 | 367 |  | 1.0298 | GST | -1 | 0.26428 | 367 | 367 |  |  |  |  | -0.26428 | -96.9895 |  |  |  |  | 0 | 0
8442 | NBEC7 | MB | South | YES | -0.000992 | 0 | 81 | 367 |  | 1.0298 | GST | -1 | 0.26428 | 0 | 0 |  |  |  |  | -0.26428 | 0 |  |  |  |  | 0 | 0
7609 | L_SCHUMA8_1Y | 1 | South | YES | -0.001059 | 0 | 0 | 4 |  | 1 | Hydro | -1 | 0.26434 | 0 | 0 |  |  |  |  | -0.26434 | 0 |  |  |  |  | 0 | 0
8926 | LGE_GT10A | 1 | South | YES | -0.001255 | 158 | 0 | 158 | 0 | 1.03 | Cogen | -1 | 0.26454 | 0 | 0 |  |  |  |  | -0.26454 | 0 |  |  |  |  | 0 | 0
8927 | LGE_GT20A | 2 | South | YES | -0.001255 | 153 | 0 | 153 | 0 | 1.03 | Cogen | -1 | 0.26454 | 0 | 0 |  |  |  |  | -0.26454 | 0 |  |  |  |  | 0 | 0
8928 | LGE_STG0A | 3 | South | YES | -0.001255 | 100 | 0 | 100 | 0 | 1.03 | Cogen | -1 | 0.26454 | 0 | 0 |  |  |  |  | -0.26454 | 0 |  |  |  |  | 0 | 0
8930 | ICPGN10A | 1 | South | YES | -0.001255 | 149 | 0 | 149 | 0 | 1.03 | Cogen | -1 | 0.26454 | 0 | 0 |  |  |  |  | -0.26454 | 0 |  |  |  |  | 0 | 0
8931 | ICPGN20A | 2 | South | YES | -0.001255 | 150 | 0 | 150 | 0 | 1.03 | Cogen | -1 | 0.26454 | 0 | 0 |  |  |  |  | -0.26454 | 0 |  |  |  |  | 0 | 0
8932 | ICPGN30A | 3 | South | YES | -0.001255 | 127 | 0 | 127 | 0 | 1.03 | Cogen | -1 | 0.26454 | 0 | 0 |  |  |  |  | -0.26454 | 0 |  |  |  |  | 0 | 0
80223 | REYSHR G | 1 | South | YES | -0.001255 | 12 | 0 | 12 | 0 | 1.032 | Cogen | -1 | 0.26454 | 0 | 0 |  |  |  |  | -0.26454 | 0 |  |  |  |  | 0 | 0
8161 | COLETO0A | 1 | South | YES | -0.001291 | 633 | 200 | 633 | 0 | 1.03 | LIGCO | -1 | 0.26458 | 0 | 633 |  |  |  |  | -0.26458 | 0 |  |  |  |  | 0 | 0
7805 | L_GUADGE1_6Y | 6 | South | YES | -0.001355 | 203 | 30 | 203 | 0 | 1.02 | CC | -1 | 0.26464 | 203 | 203 |  |  |  |  | -0.26464 | -53.7218 |  |  |  |  | 0 | 0
7804 | L_GUADGE1_5Y | 5 | South | YES | -0.001355 | 182 | 30 | 182 | 0 | 1.02 | CC | -1 | 0.26464 | 182 | 182 |  |  |  |  | -0.26464 | -48.1644 |  |  |  |  | 0 | 0
7803 | L_GUADGE1_4Y | 4 | South | YES | -0.001355 | 149 | 30 | 149 | 0 | 1.02 | CC | -1 | 0.26464 | 149 | 149 |  |  |  |  | -0.26464 | -39.4313 |  |  |  |  | 0 | 0
7800 | L_GUADGE1_1Y | 1 | South | YES | -0.001355 | 147 | 30 | 147 | 0 | 1.02 | CC | -1 | 0.26464 | 147 | 147 |  |  |  |  | -0.26464 | -38.902 |  |  |  |  | 0 | 0
7802 | L_GUADGE1_3Y | 3 | South | YES | -0.001355 | 146 | 30 | 146 | 0 | 1.02 | CC | -1 | 0.26464 | 146 | 146 |  |  |  |  | -0.26464 | -38.6374 |  |  |  |  | 0 | 0
7801 | L_GUADGE1_2Y | 2 | South | YES | -0.001355 | 138 | 30 | 138 | 0 | 1.02 | CC | -1 | 0.26464 | 138 | 138 |  |  |  |  | -0.26464 | -36.5203 |  |  |  |  | 0 | 0
7605 | L_MCQUEE9_1Y | 1 | South | YES | -0.001429 | 0 | 0 | 2.4 |  | 1.025 | Hydro | -1 | 0.26471 | 0 | 0 |  |  |  |  | -0.26471 | 0 |  |  |  |  | 0 | 0
7605 | L_MCQUEE9_1Y | 2 | South | YES | -0.001429 | 0 | 0 | 2.4 |  | 1.025 | Hydro | -1 | 0.26471 | 0 | 0 |  |  |  |  | -0.26471 | 0 |  |  |  |  | 0 | 0
7605 | L_MCQUEE9_1Y | 3 | South | YES | -0.001429 | 0 | 0 | 2.8 |  | 1.025 | Hydro | -1 | 0.26471 | 0 | 0 |  |  |  |  | -0.26471 | 0 |  |  |  |  | 0 | 0
7813 | L_RIONOG1S1Y | 4 | South | YES | -0.001608 | 293 | 0 | 293 | 0 | 1.02 | CC | -1 | 0.26489 | 293 | 293 |  |  |  |  | -0.26489 | -77.6135 |  |  |  |  | 0 | 0
7812 | L_RIONOG1G3Y | 3 | South | YES | -0.001608 | 154 | 0 | 154 | 0 | 1.02 | CC | -1 | 0.26489 | 154 | 154 |  |  |  |  | -0.26489 | -40.7935 |  |  |  |  | 0 | 0
7810 | L_RIONOG1G1Y | 1 | South | YES | -0.001608 | 148 | 0 | 148 | 0 | 1.02 | CC | -1 | 0.26489 | 148 | 148 |  |  |  |  | -0.26489 | -39.2041 |  |  |  |  | 0 | 0
7811 | L_RIONOG1G2Y | 2 | South | YES | -0.001608 | 148 | 0 | 148 | 0 | 1.02 | CC | -1 | 0.26489 | 148 | 148 |  |  |  |  | -0.26489 | -39.2041 |  |  |  |  | 0 | 0
7624 | L_LAKEWO9_1Y | 1 | South | YES | -0.00178 | 0 | 0 | 2.4 |  | 1 | Hydro | -1 | 0.26506 | 0 | 0 |  |  |  |  | -0.26506 | 0 |  |  |  |  | 0 | 0
7624 | L_LAKEWO9_1Y | 2 | South | YES | -0.00178 | 0 | 0 | 2.4 |  | 1 | Hydro | -1 | 0.26506 | 0 | 0 |  |  |  |  | -0.26506 | 0 |  |  |  |  | 0 | 0
8189 | CUECPL2A | 1 | South | YES | -0.001841 | 12 | 0 | 12 | 0 | 1.02 | Cogen | -1 | 0.26513 | 0 | 0 |  |  |  |  | -0.26513 | 0 |  |  |  |  | 0 | 0
7017 | L_HAYSEN1_4Y | 4 | South | YES | -0.001856 | 226.7 | 74 | 226.7 | 0 | 1.008 | CC | -1 | 0.26514 | 226.7 | 226.7 |  |  |  |  | -0.26514 | -60.1074 |  |  |  |  | 0 | 0
7015 | L_HAYSEN1_2Y | 2 | South | YES | -0.001856 | 225 | 74 | 225 | 0 | 1.008 | CC | -1 | 0.26514 | 225 | 225 |  |  |  |  | -0.26514 | -59.6566 |  |  |  |  | 0 | 0
7016 | L_HAYSEN1_3Y | 3 | South | YES | -0.001856 | 224.6 | 74 | 224.6 | 0 | 1.008 | CC | -1 | 0.26514 | 224.6 | 224.6 |  |  |  |  | -0.26514 | -59.5506 |  |  |  |  | 0 | 0
7014 | L_HAYSEN1_1Y | 1 | South | YES | -0.001856 | 223.9 | 74 | 223.9 | 0 | 1.008 | CC | -1 | 0.26514 | 223.9 | 223.9 |  |  |  |  | -0.26514 | -59.365 |  |  |  |  | 0 | 0
5503 | RAYBURNGEN3 | 1 | South | YES | -0.001954 | 17.6 | 6 | 22 | 0 | 1.0224 | GST | -1 | 0.26524 | 22 | 22 |  |  |  |  | -0.26524 | -5.8352 |  |  |  |  | 0 | 0
5505 | RAYBURNGEN1 | 1 | South | YES | -0.001954 | 0 | 1 | 11 |  | 1.0223 | GGT | -1 | 0.26524 | 11 | 11 |  |  |  |  | -0.26524 | -2.9176 |  |  |  |  | 0 | 0
5506 | RAYBURNGEN2 | 1 | South | YES | -0.001954 | 0 | 1 | 11 |  | 1.0223 | GGT | -1 | 0.26524 | 11 | 11 |  |  |  |  | -0.26524 | -2.9176 |  |  |  |  | 0 | 0
5512 | RAYBURNCC8 | 1 | South | YES | -0.002174 | 49.3 | 18.2 | 49.3 | 0 | 1.0296 | CC | -1 | 0.26546 | 49.3 | 49.3 |  |  |  |  | -0.26546 | -13.0871 |  |  |  |  | 0 | 0
5508 | RAYBURNCC9 | 1 | South | YES | -0.002174 | 47.7 | 18.2 | 47.7 | 0 | 1.0296 | CC | -1 | 0.26546 | 47.7 | 47.7 |  |  |  |  | -0.26546 | -12.6624 |  |  |  |  | 0 | 0
5511 | RAYBURNCC7 | 1 | South | YES | -0.002174 | 47.5 | 18.2 | 47.5 | 0 | 1.0296 | CC | -1 | 0.26546 | 47.5 | 47.5 |  |  |  |  | -0.26546 | -12.6093 |  |  |  |  | 0 | 0
5509 | RAYBURNCC10 | 1 | South | YES | -0.002174 | 37.3 | 5.2 | 37.3 | 0 | 1.0296 | CC | -1 | 0.26546 | 37.3 | 37.3 |  |  |  |  | -0.26546 | -9.9016 |  |  |  |  | 0 | 0
8174 | VICEC61A | 6 | South | YES | -0.002219 | 188 | 42 | 188 | 0 | 1.025 | CC | -1 | 0.2655 | 188 | 188 |  |  |  |  | -0.2655 | -49.9147 |  |  |  |  | 0 | 0
8173 | VICEC51A | 5 | South | YES | -0.002219 | 144 | 18 | 144 | 0 | 1.025 | CC | -1 | 0.2655 | 144 | 144 |  |  |  |  | -0.2655 | -38.2325 |  |  |  |  | 0 | 0
8066 | DUP1V#1 | 1 | South | YES | -0.002328 | 52.3 | 0 | 73 | 0 | 1.01 | Cogen | -1 | 0.26561 | 0 | 0 |  |  |  |  | -0.26561 | 0 |  |  |  |  | 0 | 0
7020 | L_AUSTPL1_1Y | 1 | South | YES | -0.00239 | 0 | 0 | 8 |  | 1 | Hydro | -1 | 0.26567 | 0 | 0 |  |  |  |  | -0.26567 | 0 |  |  |  |  | 0 | 0
7020 | L_AUSTPL1_1Y | 2 | South | YES | -0.00239 | 0 | 0 | 8 |  | 1 | Hydro | -1 | 0.26567 | 0 | 0 |  |  |  |  | -0.26567 | 0 |  |  |  |  | 0 | 0
80224 | VISTRONG1 | 1 | South | YES | -0.002464 | 13.1 | 0 | 15 | 0 | 1.01 | Cogen | -1 | 0.26575 | 0 | 0 |  |  |  |  | -0.26575 | 0 |  |  |  |  | 0 | 0
80225 | VISTRONG2 | 2 | South | YES | -0.002464 | 20.2 | 0 | 23 | 0 | 1.01 | Cogen | -1 | 0.26575 | 0 | 0 |  |  |  |  | -0.26575 | 0 |  |  |  |  | 0 | 0
80227 | AIRCO G | 1 | South | YES | -0.002487 | 7.2 | 0 | 8 | 0 | 1.0104 | Cogen | -1 | 0.26577 | 0 | 0 |  |  |  |  | -0.26577 | 0 |  |  |  |  | 0 | 0
8147 | UCAR #2 | 10 | South | YES | -0.002578 | 18.2 | 0 | 28 |  | 1 | Cogen | -1 | 0.26586 | 0 | 0 |  |  |  |  | -0.26586 | 0 |  |  |  |  | 0 | 0
8148 | UCAR #1 | 2 | South | YES | -0.002578 | 6.1 | 0 | 7 | 0 | 1.009 | Cogen | -1 | 0.26586 | 0 | 0 |  |  |  |  | -0.26586 | 0 |  |  |  |  | 0 | 0
80137 | CSDR89 | 8 | South | YES | -0.002578 | 33.9 | 0 | 39 | 0 | 1.003 | DCTie | -1 | 0.26586 | 0 | 0 |  |  |  |  | -0.26586 | 0 |  |  |  |  | 0 | 0
80137 | CSDR89 | 9 | South | YES | -0.002578 | 15 | 0 | 15 | 0 | 1.003 | DCTie | -1 | 0.26586 | 0 | 0 |  |  |  |  | -0.26586 | 0 |  |  |  |  | 0 | 0
80138 | CSDR7 | 7 | South | YES | -0.002578 | 6.1 | 0 | 7 | 0 | 1.014 | DCTie | -1 | 0.26586 | 0 | 0 |  |  |  |  | -0.26586 | 0 |  |  |  |  | 0 | 0
80139 | CSDR56 | 5 | South | YES | -0.002578 | 15 | 0 | 15 |  | 1.0033 | DCTie | -1 | 0.26586 | 0 | 0 |  |  |  |  | -0.26586 | 0 |  |  |  |  | 0 | 0
80139 | CSDR56 | 6 | South | YES | -0.002578 | 0 | 0 | 39 |  | 1.0033 | DCTie | -1 | 0.26586 | 0 | 0 |  |  |  |  | -0.26586 | 0 |  |  |  |  | 0 | 0
80140 | CSDR11 | 11 | South | YES | -0.002578 | 33.9 | 0 | 39 | 0 | 1.03 | DCTie | -1 | 0.26586 | 0 | 0 |  |  |  |  | -0.26586 | 0 |  |  |  |  | 0 | 0
9020 | SANDHG5A | 5A | South | YES | -0.002715 | 150 | 84 | 155 | 0 | 1.0175 | CC | -1 | 0.266 | 155 | 155 |  |  |  |  | -0.266 | -41.2299 |  |  |  |  | 0 | 0
9021 | SANDHG5C | 5C | South | YES | -0.002715 | 140 | 0 | 148 | 0 | 1.0175 | CC | -1 | 0.266 | 148 | 148 |  |  |  |  | -0.266 | -39.3679 |  |  |  |  | 0 | 0
9016 | SANDH_G1 | 1 | South | YES | -0.002715 | 45 | 2 | 49 | 0 | 1.0175 | GGT | -1 | 0.266 | 49 | 49 |  |  |  |  | -0.266 | -13.034 |  |  |  |  | 0 | 0
9019 | SANDH_G4 | 4 | South | YES | -0.002715 | 0 | 2 | 47 |  | 1.0175 | GGT | -1 | 0.266 | 47 | 47 |  |  |  |  | -0.266 | -12.502 |  |  |  |  | 0 | 0
9017 | SANDH_G2 | 2 | South | YES | -0.002715 | 45 | 2 | 46 | 0 | 1.0175 | GGT | -1 | 0.266 | 46 | 46 |  |  |  |  | -0.266 | -12.236 |  |  |  |  | 0 | 0
9018 | SANDH_G3 | 3 | South | YES | -0.002715 | 45 | 2 | 46 | 0 | 1.0175 | GGT | -1 | 0.266 | 46 | 46 |  |  |  |  | -0.266 | -12.236 |  |  |  |  | 0 | 0
9001 | DECKR_G2 | 2 | South | YES | -0.00272 | 400 | 50 | 426 | 0 | 1.015 | GST | -1 | 0.266 | 426 | 426 |  |  |  |  | -0.266 | -113.3179 |  |  |  |  | 0 | 0
9000 | DECKR_G1 | 1 | South | YES | -0.00272 | 280 | 50 | 321 | 0 | 1.015 | GST | -1 | 0.266 | 321 | 321 |  |  |  |  | -0.266 | -85.3875 |  |  |  |  | 0 | 0
9005 | DECKR_G6 | 6 | South | YES | -0.002947 | 44 | 24 | 47 | 0 | 1.015 | GGT | -1 | 0.26623 | 47 | 47 |  |  |  |  | -0.26623 | -12.5129 |  |  |  |  | 0 | 0
9003 | DECKR_G4 | 4 | South | YES | -0.002947 | 44 | 24 | 44 | 0 | 1.015 | GGT | -1 | 0.26623 | 44 | 44 |  |  |  |  | -0.26623 | -11.7142 |  |  |  |  | 0 | 0
9004 | DECKR_G5 | 5 | South | YES | -0.002947 | 44 | 24 | 44 | 0 | 1.015 | GGT | -1 | 0.26623 | 44 | 44 |  |  |  |  | -0.26623 | -11.7142 |  |  |  |  | 0 | 0
9002 | DECKR_G3 | 3 | South | YES | -0.002947 | 0 | 24 | 42 |  | 1.015 | GGT | -1 | 0.26623 | 42 | 42 |  |  |  |  | -0.26623 | -11.1817 |  |  |  |  | 0 | 0
80226 | ALCOA G | 1 | South | YES | -0.003007 | 32.3 | 5 | 48 | 0 | 1.015 | Cogen | -1 | 0.26629 | 0 | 0 |  |  |  |  | -0.26629 | 0 |  |  |  |  | 0 | 0
8134 | FOR #1 | 1 | South | YES | -0.003121 | 54.1 | 45 | 79 | 0 | 1 | Cogen | -1 | 0.26641 | 0 | 0 |  |  |  |  | -0.26641 | 0 |  |  |  |  | 0 | 0
8138 | FOR #2 | 2 | South | YES | -0.003121 | 63.1 | 45 | 81 | 0 | 1 | Cogen | -1 | 0.26641 | 0 | 0 |  |  |  |  | -0.26641 | 0 |  |  |  |  | 0 | 0
8153 | FOR #3 | 3 | South | YES | -0.003121 | 63.1 | 45 | 79.9 | 0 | 1 | Cogen | -1 | 0.26641 | 0 | 0 |  |  |  |  | -0.26641 | 0 |  |  |  |  | 0 | 0
8154 | FOR #4 | 4 | South | YES | -0.003121 | 63.1 | 60 | 80 | 0 | 1 | Cogen | -1 | 0.26641 | 0 | 0 |  |  |  |  | -0.26641 | 0 |  |  |  |  | 0 | 0
8155 | FOR #5 | 5 | South | YES | -0.003121 | 63.1 | 60 | 78.4 | 0 | 1 | Cogen | -1 | 0.26641 | 0 | 0 |  |  |  |  | -0.26641 | 0 |  |  |  |  | 0 | 0
8156 | FOR #6 | 6 | South | YES | -0.003121 | 24.9 | 5 | 25 | 0 | 1 | Cogen | -1 | 0.26641 | 0 | 0 |  |  |  |  | -0.26641 | 0 |  |  |  |  | 0 | 0
8157 | FOR #7 | 7 | South | YES | -0.003121 | 28.8 | 5 | 46 | 0 | 1 | Cogen | -1 | 0.26641 | 0 | 0 |  |  |  |  | -0.26641 | 0 |  |  |  |  | 0 | 0
80051 | FOR #8 | 8 | South | YES | -0.003121 | 28 | 28 | 28 |  | 1 | Cogen | -1 | 0.26641 | 0 | 0 |  |  |  |  | -0.26641 | 0 |  |  |  |  | 0 | 0
80052 | FOR #9 | 9 | South | YES | -0.003121 | 29.7 | 5 | 43.6 | 0 | 1 | Cogen | -1 | 0.26641 | 0 | 0 |  |  |  |  | -0.26641 | 0 |  |  |  |  | 0 | 0
80053 | FOR #10 | 10 | South | YES | -0.003121 | 68.4 | 45 | 75 | 0 | 1 | Cogen | -1 | 0.26641 | 0 | 0 |  |  |  |  | -0.26641 | 0 |  |  |  |  | 0 | 0
7006 | L_SIMGID1_3Y | 3 | South | YES | -0.003523 | 324.9 | 60 | 329 | 0 | 1.02 | GST | -1 | 0.26681 | 329 | 329 |  |  |  |  | -0.26681 | -87.7797 |  |  |  |  | 0 | 0
7005 | L_SIMGID1_2Y | 2 | South | YES | -0.003523 | 133 | 32 | 139 | 0 | 1.02 | GST | -1 | 0.26681 | 139 | 139 |  |  |  |  | -0.26681 | -37.0862 |  |  |  |  | 0 | 0
7004 | L_SIMGID1_1Y | 1 | South | YES | -0.003523 | 132 | 40 | 132 | 0 | 1.02 | GST | -1 | 0.26681 | 132 | 132 |  |  |  |  | -0.26681 | -35.2186 |  |  |  |  | 0 | 0
7809 | L_BASTEN1_3Y | 1 | South | YES | -0.004089 | 232.6 | 42 | 232.6 | 0 | 1.004 | CC | -1 | 0.26737 | 232.6 | 232.6 |  |  |  |  | -0.26737 | -62.1911 |  |  |  |  | 0 | 0
7807 | L_BASTEN1_1Y | 1 | South | YES | -0.004089 | 152.5 | 83.5 | 152.5 | 0 | 1.004 | CC | -1 | 0.26737 | 152.5 | 152.5 |  |  |  |  | -0.26737 | -40.7745 |  |  |  |  | 0 | 0
7808 | L_BASTEN1_2Y | 1 | South | YES | -0.004089 | 149.5 | 83.5 | 149.5 | 0 | 1.004 | CC | -1 | 0.26737 | 149.5 | 149.5 |  |  |  |  | -0.26737 | -39.9723 |  |  |  |  | 0 | 0
7303 | L_WPPGS12_1Y | 1 | South | YES | -0.004173 | 50 | 0 | 50 | 0 | 1.025 | GGT | -1 | 0.26746 | 50 | 50 |  |  |  |  | -0.26746 | -13.3729 |  |  |  |  | 0 | 0
7303 | L_WPPGS12_1Y | 2 | South | YES | -0.004173 | 50 | 0 | 50 | 0 | 1.025 | GGT | -1 | 0.26746 | 50 | 50 |  |  |  |  | -0.26746 | -13.3729 |  |  |  |  | 0 | 0
7305 | L_WPPGS34_1Y | 3 | South | YES | -0.004173 | 50 | 0 | 50 | 0 | 1.025 | GGT | -1 | 0.26746 | 50 | 50 |  |  |  |  | -0.26746 | -13.3729 |  |  |  |  | 0 | 0
7305 | L_WPPGS34_1Y | 4 | South | YES | -0.004173 | 50 | 0 | 50 | 0 | 1.025 | GGT | -1 | 0.26746 | 50 | 50 |  |  |  |  | -0.26746 | -13.3729 |  |  |  |  | 0 | 0
7009 | L_LOSTPI1_3Y | 3 | South | YES | -0.004663 | 173.9 | 72 | 175 | 0 | 1 | CC | -1 | 0.26795 | 175 | 175 |  |  |  |  | -0.26795 | -46.8908 |  |  |  |  | 0 | 0
7008 | L_LOSTPI1_2Y | 2 | South | YES | -0.004663 | 157.7 | 107 | 160 | 0 | 1 | CC | -1 | 0.26795 | 160 | 160 |  |  |  |  | -0.26795 | -42.8716 |  |  |  |  | 0 | 0
7007 | L_LOSTPI1_1Y | 1 | South | YES | -0.004663 | 158.6 | 110 | 158 | 0 | 1 | CC | -1 | 0.26795 | 158 | 158 |  |  |  |  | -0.26795 | -42.3357 |  |  |  |  | 0 | 0
7012 | L_FPPYD21_3Y | 3 | South | YES | -0.004703 | 427.5 | 200 | 436 | 0 | 1.02 | LIGCO | -1 | 0.26799 | 0 | 436 |  |  |  |  | -0.26799 | 0 |  |  |  |  | 0 | 0
7010 | L_FPPYD11_1Y | 1 | South | YES | -0.004704 | 547.4 | 200 | 606 | 0 | 1.02 | LIGCO | -1 | 0.26799 | 0 | 606 |  |  |  |  | -0.26799 | 0 |  |  |  |  | 0 | 0
7011 | L_FPPYD11_2Y | 2 | South | YES | -0.004704 | 552.2 | 200 | 598 | 0 | 1.02 | LIGCO | -1 | 0.26799 | 0 | 598 |  |  |  |  | -0.26799 | 0 |  |  |  |  | 0 | 0
3432 | SANDOW_4G | 4 | South | YES | -0.00658 | 580 | 225 | 580 |  | 1.029 | LIGCO | -1 | 0.26986 | 0 | 580 |  |  |  |  | -0.26986 | 0 |  |  |  |  | 0 | 0
5911 | STP_GN1___1 | 1 | Houston | YES | -0.006945 | 1333 | 1249 | 1333 | 0 | 1.0406 | Nuc | -1 | 0.27023 | 0 | 0 |  |  |  |  | -0.27023 | 0 |  |  |  |  | 0 | 0
5912 | STP_GN2___2 | 2 | Houston | YES | -0.006945 | 1332 | 1249 | 1332 | 0 | 1.0406 | Nuc | -1 | 0.27023 | 0 | 0 |  |  |  |  | -0.27023 | 0 |  |  |  |  | 0 | 0
48733 | CBE_ST12 | 1 | Houston | YES | -0.007099 | 105 | 0 | 105 | 0 | 1.029 | CC | -1 | 0.27038 | 105 | 105 |  |  |  |  | -0.27038 | -28.3903 |  |  |  |  | 0 | 0
48736 | CBE_ST34 | 1 | Houston | YES | -0.007099 | 105 | 0 | 105 | 0 | 1.029 | CC | -1 | 0.27038 | 105 | 105 |  |  |  |  | -0.27038 | -28.3903 |  |  |  |  | 0 | 0
48731 | CBE_GT1 | 1 | Houston | YES | -0.007099 | 76 | 0 | 76 | 0 | 1.029 | CC | -1 | 0.27038 | 76 | 76 |  |  |  |  | -0.27038 | -20.5491 |  |  |  |  | 0 | 0
48732 | CBE_GT2 | 1 | Houston | YES | -0.007099 | 76 | 0 | 76 | 0 | 1.029 | CC | -1 | 0.27038 | 76 | 76 |  |  |  |  | -0.27038 | -20.5491 |  |  |  |  | 0 | 0
48734 | CBE_GT3 | 1 | Houston | YES | -0.007099 | 76 | 0 | 76 | 0 | 1.029 | CC | -1 | 0.27038 | 76 | 76 |  |  |  |  | -0.27038 | -20.5491 |  |  |  |  | 0 | 0
48735 | CBE_GT4 | 1 | Houston | YES | -0.007099 | 76 | 0 | 76 | 0 | 1.029 | CC | -1 | 0.27038 | 76 | 76 |  |  |  |  | -0.27038 | -20.5491 |  |  |  |  | 0 | 0
48911 | TGF_GT1_8000 | 1 | Houston | YES | -0.007255 | 69.2 | 0 | 69.2 |  | 1.029 | Cogen | -1 | 0.27054 | 0 | 0 |  |  |  |  | -0.27054 | 0 |  |  |  |  | 0 | 0
60000 | DSKY2 | 1 | West | YES | 0.24806 | 19.1 | 0 | 76.5 |  | 1.039 | Wind | 1 | 0.27112 | 0 | 76.5 | 18.9765 | 76.5 |  |  | 0.27112 | 20.7409 |  |  |  |  | 0 | 0
60018 | DSKY1 | 1 | West | YES | 0.24813 | 21 | 0 | 84 | 0 | 1.023 | Wind | 1 | 0.27119 | 0 | 84 | 20.8427 | 84 |  |  | 0.27119 | 22.78 |  |  |  |  | 0 | 0
13432 | SANDOW_5G | 5 | South | YES | -0.008146 | 581 | 225 | 581 |  | 1.029 | LIGCO | -1 | 0.27143 | 0 | 581 |  |  |  |  | -0.27143 | 0 |  |  |  |  | 0 | 0
49851 | DOW17000 | 37 | Houston | YES | -0.008217 | 39 | 0 | 62 | 0 | 1 | Cogen | -1 | 0.2715 | 0 | 0 |  |  |  |  | -0.2715 | 0 |  |  |  |  | 0 | 0
49858 | DOW38100 | 31 | Houston | YES | -0.008217 | 45 | 0 | 71.4 |  | 1 | Cogen | -1 | 0.2715 | 0 | 0 |  |  |  |  | -0.2715 | 0 |  |  |  |  | 0 | 0
49859 | DOW38200 | 33 | Houston | YES | -0.008217 | 28 | 0 | 45 | 0 | 1 | Cogen | -1 | 0.2715 | 0 | 0 |  |  |  |  | -0.2715 | 0 |  |  |  |  | 0 | 0
49860 | DOW38300 | 32 | Houston | YES | -0.008217 | 63 | 0 | 101 |  | 1 | Cogen | -1 | 0.2715 | 0 | 0 |  |  |  |  | -0.2715 | 0 |  |  |  |  | 0 | 0
49862 | DOW39100 | 36 | Houston | YES | -0.008217 | 54 | 0 | 86 | 0 | 1 | Cogen | -1 | 0.2715 | 0 | 0 |  |  |  |  | -0.2715 | 0 |  |  |  |  | 0 | 0
49863 | DOW39200 | 35 | Houston | YES | -0.008217 | 55 | 0 | 88 | 0 | 1 | Cogen | -1 | 0.2715 | 0 | 0 |  |  |  |  | -0.2715 | 0 |  |  |  |  | 0 | 0
49865 | DOW41000 | 41 | Houston | YES | -0.008217 | 31 | 0 | 50 |  | 1 | Cogen | -1 | 0.2715 | 0 | 0 |  |  |  |  | -0.2715 | 0 |  |  |  |  | 0 | 0
49866 | DOW42000 | 42 | Houston | YES | -0.008217 | 11 | 0 | 18 |  | 1 | Cogen | -1 | 0.2715 | 0 | 0 |  |  |  |  | -0.2715 | 0 |  |  |  |  | 0 | 0
49869 | DOW49000 | 45 | Houston | YES | -0.008217 | 59 | 0 | 94 |  | 1 | Cogen | -1 | 0.2715 | 0 | 0 |  |  |  |  | -0.2715 | 0 |  |  |  |  | 0 | 0
49870 | DOW61000 | 61 | Houston | YES | -0.008217 | 44 | 0 | 70 | 0 | 1 | Cogen | -1 | 0.2715 | 0 | 0 |  |  |  |  | -0.2715 | 0 |  |  |  |  | 0 | 0
49871 | DOW62000 | 62 | Houston | YES | -0.008217 | 40 | 0 | 63 | 0 | 1 | Cogen | -1 | 0.2715 | 0 | 0 |  |  |  |  | -0.2715 | 0 |  |  |  |  | 0 | 0
49872 | DOW63000 | 63 | Houston | YES | -0.008217 | 45 | 0 | 72 | 0 | 1 | Cogen | -1 | 0.2715 | 0 | 0 |  |  |  |  | -0.2715 | 0 |  |  |  |  | 0 | 0
49873 | DOW64000 | 64 | Houston | YES | -0.008217 | 41 | 0 | 64.8 | 0 | 1 | Cogen | -1 | 0.2715 | 0 | 0 |  |  |  |  | -0.2715 | 0 |  |  |  |  | 0 | 0
49876 | DOW65000 | 65 | Houston | YES | -0.008217 | 63 | 0 | 101 | 0 | 1 | Cogen | -1 | 0.2715 | 0 | 0 |  |  |  |  | -0.2715 | 0 |  |  |  |  | 0 | 0
49877 | DOW66000 | 66 | Houston | YES | -0.008217 | 61 | 0 | 97 | 0 | 1 | Cogen | -1 | 0.2715 | 0 | 0 |  |  |  |  | -0.2715 | 0 |  |  |  |  | 0 | 0
49878 | DOW67000 | 67 | Houston | YES | -0.008217 | 65 | 0 | 103 | 0 | 1 | Cogen | -1 | 0.2715 | 0 | 0 |  |  |  |  | -0.2715 | 0 |  |  |  |  | 0 | 0
49882 | DOW81000 | 81 | Houston | YES | -0.008217 | 47 | 0 | 76 | 0 | 1 | Cogen | -1 | 0.2715 | 0 | 0 |  |  |  |  | -0.2715 | 0 |  |  |  |  | 0 | 0
49884 | DOW82000 | 82 | Houston | YES | -0.008217 | 51 | 0 | 80 | 0 | 1 | Cogen | -1 | 0.2715 | 0 | 0 |  |  |  |  | -0.2715 | 0 |  |  |  |  | 0 | 0
49885 | DOW83000 | 83 | Houston | YES | -0.008217 | 51 | 0 | 80 | 0 | 1 | Cogen | -1 | 0.2715 | 0 | 0 |  |  |  |  | -0.2715 | 0 |  |  |  |  | 0 | 0
49886 | DOW84000 | 84 | Houston | YES | -0.008217 | 107 | 0 | 171 | 0 | 0.98 | Cogen | -1 | 0.2715 | 0 | 0 |  |  |  |  | -0.2715 | 0 |  |  |  |  | 0 | 0
48520 | BSF_GT1_8070 | 1 | Houston | YES | -0.008449 | 72 | 0 | 72 | 0 | 1.0326 | Cogen | -1 | 0.27173 | 0 | 0 |  |  |  |  | -0.27173 | 0 |  |  |  |  | 0 | 0
48520 | BSF_GT1_8070 | 2 | Houston | YES | -0.008449 | 10 | 0 | 10 | 0 | 1.0326 | Cogen | -1 | 0.27173 | 0 | 0 |  |  |  |  | -0.27173 | 0 |  |  |  |  | 0 | 0
39760 | TNSCLP1___8 | 1 | Houston | YES | -0.008644 | 93.4 | 20 | 116.8 | 0 | 1.04 | Cogen | -1 | 0.27193 | 0 | 0 |  |  |  |  | -0.27193 | 0 |  |  |  |  | 0 | 0
39770 | TNSCLP2___8 | 1 | Houston | YES | -0.008644 | 91.6 | 20 | 114.5 | 0 | 1.04 | Cogen | -1 | 0.27193 | 0 | 0 |  |  |  |  | -0.27193 | 0 |  |  |  |  | 0 | 0
39775 | TNSCLP4___8 | 1 | Houston | YES | -0.008644 | 95.2 | 20 | 119 | 0 | 1.04 | Cogen | -1 | 0.27193 | 0 | 0 |  |  |  |  | -0.27193 | 0 |  |  |  |  | 0 | 0
39790 | TNSCLP3___8 | 1 | Houston | YES | -0.008644 | 87.6 | 20 | 109.5 | 0 | 1.027 | Cogen | -1 | 0.27193 | 0 | 0 |  |  |  |  | -0.27193 | 0 |  |  |  |  | 0 | 0
48730 | MNS_GT | 1 | Houston | YES | -0.009285 | 43 | 0 | 46.1 |  | 1.029 | Cogen | -1 | 0.27257 | 0 | 0 |  |  |  |  | -0.27257 | 0 |  |  |  |  | 0 | 0
48926 | WAP_GN6_6 | 6 | Houston | YES | -0.00933 | 651 | 280 | 651 |  | 1.035 | LIGCO | -1 | 0.27261 | 0 | 651 |  |  |  |  | -0.27261 | 0 |  |  |  |  | 0 | 0
48927 | WAP_GN7_7 | 7 | Houston | YES | -0.00933 | 564 | 277 | 564 |  | 1.035 | LIGCO | -1 | 0.27261 | 0 | 564 |  |  |  |  | -0.27261 | 0 |  |  |  |  | 0 | 0
48928 | WAP_GN8_8 | 8 | Houston | YES | -0.00933 | 603 | 275 | 603 |  | 1.035 | LIGCO | -1 | 0.27261 | 0 | 603 |  |  |  |  | -0.27261 | 0 |  |  |  |  | 0 | 0
48523 | BVE_ST1_GN1 | 3 | Houston | YES | -0.009335 | 252.4 | 0 | 252.4 |  | 1.035 | CC | -1 | 0.27262 | 252.4 | 252.4 |  |  |  |  | -0.27262 | -68.8092 |  |  |  |  | 0 | 0
48521 | BVE_GT1_GT1 | 1 | Houston | YES | -0.009335 | 167.7 | 0 | 167.7 |  | 1.035 | CC | -1 | 0.27262 | 167.7 | 167.7 |  |  |  |  | -0.27262 | -45.7183 |  |  |  |  | 0 | 0
48522 | BVE_GT2_5035 | 2 | Houston | YES | -0.009335 | 166.4 | 0 | 166.4 |  | 1.035 | CC | -1 | 0.27262 | 166.4 | 166.4 |  |  |  |  | -0.27262 | -45.3639 |  |  |  |  | 0 | 0
48510 | AK_GT1__8040 | 1 | Houston | YES | -0.009381 | 33.4 | 8.1 | 34 |  | 1.029 | Cogen | -1 | 0.27267 | 0 | 0 |  |  |  |  | -0.27267 | 0 |  |  |  |  | 0 | 0
48924 | WAP_GN4_4 | 4 | Houston | YES | -0.009454 | 546 | 217 | 546 | 0 | 1.0362 | GSC | -1 | 0.27274 | 546 | 546 |  |  |  |  | -0.27274 | -148.9152 |  |  |  |  | 0 | 0
48923 | WAP_GN3_3 | 3 | Houston | YES | -0.009454 | 198.4 | 93 | 248 | 0 | 1.0362 | GST | -1 | 0.27274 | 248 | 248 |  |  |  |  | -0.27274 | -67.6392 |  |  |  |  | 0 | 0
48921 | WAP_GN1_1 | 1 | Houston | YES | -0.009454 | 132.8 | 37 | 166 | 0 | 1.0362 | GST | -1 | 0.27274 | 166 | 166 |  |  |  |  | -0.27274 | -45.2746 |  |  |  |  | 0 | 0
48922 | WAP_GN2_2 | 2 | Houston | YES | -0.009454 | 132.8 | 37 | 166 | 0 | 1.0362 | GST | -1 | 0.27274 | 166 | 166 |  |  |  |  | -0.27274 | -45.2746 |  |  |  |  | 0 | 0
48929 | WAPGT21_GT1 | B1 | Houston | YES | -0.009454 | 0 | 0 | 13 |  | 1.05 | GGT | -1 | 0.27274 | 13 | 13 |  |  |  |  | -0.27274 | -3.5456 |  |  |  |  | 0 | 0
48925 | WAP_GN5_5 | 5 | Houston | YES | -0.009454 | 585.9 | 278 | 654 | 0 | 0.985 | LIGCO | -1 | 0.27274 | 0 | 654 |  |  |  |  | -0.27274 | 0 |  |  |  |  | 0 | 0
60017 | ORNNWP1 | 1 | West | YES | 0.24978 | 20 | 0 | 80 |  | 1.027 | Wind | 1 | 0.27285 | 0 | 80 | 19.9826 | 80 |  |  | 0.27285 | 21.8277 |  |  |  |  | 0 | 0
334 | RWMILLER03 | 3 | North | YES | -0.009636 | 166.4 | 65 | 208 | 0 | 1.04 | GST | -1 | 0.27292 | 208 | 208 |  |  | -2.0043 | 208 | -0.27292 | -56.7675 |  |  |  |  | 0 | 0
333 | RWMILLER02 | 2 | North | YES | -0.009636 | 95.2 | 37 | 119 | 0 | 1.04 | GST | -1 | 0.27292 | 119 | 119 |  |  | -1.1467 | 119 | -0.27292 | -32.4775 |  |  |  |  | 0 | 0
335 | RWMILLER04 | 4 | North | YES | -0.009636 | 81.6 | 0 | 102 | 0 | 1.04 | GST | -1 | 0.27292 | 102 | 102 |  |  | -0.98287 | 102 | -0.27292 | -27.8379 |  |  |  |  | 0 | 0
336 | RWMILLER05 | 5 | North | YES | -0.009636 | 80.8 | 0 | 101 | 0 | 1.04 | GST | -1 | 0.27292 | 101 | 101 |  |  | -0.97324 | 101 | -0.27292 | -27.565 |  |  |  |  | 0 | 0
332 | RWMILLER01 | 1 | North | YES | -0.009636 | 58.4 | 18.5 | 73 | 0 | 1.04 | GST | -1 | 0.27292 | 73 | 73 |  |  | -0.70343 | 73 | -0.27292 | -19.9232 |  |  |  |  | 0 | 0
1354 | AEPWIND_8 | 1 | West | YES | 0.24994 | 20.2 | 0 | 101 |  | 1 | Wind | 1 | 0.273 | 0 | 101 | 25.2436 | 101 |  |  | 0.273 | 27.5731 |  |  |  |  | 0 | 0
1343 | TRENTIPP_8 | 1 | West | YES | 0.24994 | 30 | 0 | 150 |  | 1.014 | Wind | 1 | 0.273 | 0 | 150 | 37.4905 | 150 |  |  | 0.273 | 40.9501 |  |  |  |  | 0 | 0
38580 | TNBP_CGN1_8 | 1 | Houston | YES | -0.009807 | 70.8 | 0 | 70.8 | 0 | 1.005 | Cogen | -1 | 0.27309 | 0 | 0 |  |  |  |  | -0.27309 | 0 |  |  |  |  | 0 | 0
38590 | TNBP_CGN2_8 | 2 | Houston | YES | -0.009807 | 66.7 | 0 | 66.7 | 0 | 1.005 | Cogen | -1 | 0.27309 | 0 | 0 |  |  |  |  | -0.27309 | 0 |  |  |  |  | 0 | 0
38600 | TNBP_CGN3_8 | 5 | Houston | YES | -0.009807 | 53 | 0 | 53 | 0 | 1.005 | Cogen | -1 | 0.27309 | 0 | 0 |  |  |  |  | -0.27309 | 0 |  |  |  |  | 0 | 0
38611 | TNBPAMCG1_8 | 1 | Houston | YES | -0.009807 | 153.2 | 0 | 153.2 | 0 | 1.005 | Cogen | -1 | 0.27309 | 0 | 0 |  |  |  |  | -0.27309 | 0 |  |  |  |  | 0 | 0
38612 | TNBPAMCG2_8 | 2 | Houston | YES | -0.009807 | 153.5 | 0 | 153.5 | 0 | 1.005 | Cogen | -1 | 0.27309 | 0 | 0 |  |  |  |  | -0.27309 | 0 |  |  |  |  | 0 | 0
38613 | TNBPAMCG3_8 | 3 | Houston | YES | -0.009807 | 152.3 | 0 | 152.3 | 0 | 1.005 | Cogen | -1 | 0.27309 | 0 | 0 |  |  |  |  | -0.27309 | 0 |  |  |  |  | 0 | 0
38614 | TNBPAMCG4_8 | 4 | Houston | YES | -0.009807 | 96 | 0 | 96 |  | 1.005 | Cogen | -1 | 0.27309 | 0 | 0 |  |  |  |  | -0.27309 | 0 |  |  |  |  | 0 | 0
38615 | TNBPAMCG5_8 | 1 | Houston | YES | -0.009807 | 244 | 0 | 244 | 0 | 1.005 | Cogen | -1 | 0.27309 | 0 | 0 |  |  |  |  | -0.27309 | 0 |  |  |  |  | 0 | 0
38690 | TNBP_CGN4_8 | 3 | Houston | YES | -0.009807 | 40 | 0 | 40 |  | 1.005 | Cogen | -1 | 0.27309 | 0 | 0 |  |  |  |  | -0.27309 | 0 |  |  |  |  | 0 | 0
38711 | TNTXCTY1CG8 | 1 | Houston | YES | -0.009807 | 100.3 | 59 | 100.3 | 0 | 1 | Cogen | -1 | 0.27309 | 0 | 0 |  |  |  |  | -0.27309 | 0 |  |  |  |  | 0 | 0
38712 | TNTXCTY2CG8 | 1 | Houston | YES | -0.009807 | 92.9 | 59 | 92.9 | 0 | 1 | Cogen | -1 | 0.27309 | 0 | 0 |  |  |  |  | -0.27309 | 0 |  |  |  |  | 0 | 0
38713 | TNTXCTY3CG8 | 1 | Houston | YES | -0.009807 | 102.7 | 59 | 102.7 | 0 | 1 | Cogen | -1 | 0.27309 | 0 | 0 |  |  |  |  | -0.27309 | 0 |  |  |  |  | 0 | 0
38714 | TNTXCTY4CG8 | 1 | Houston | YES | -0.009807 | 103 | 59 | 103 | 0 | 1 | Cogen | -1 | 0.27309 | 0 | 0 |  |  |  |  | -0.27309 | 0 |  |  |  |  | 0 | 0
39470 | TNDOWCGNSG8 | 1 | Houston | YES | -0.009807 | 32 | 10 | 32 | 0 | 0.985 | Cogen | -1 | 0.27309 | 0 | 0 |  |  |  |  | -0.27309 | 0 |  |  |  |  | 0 | 0
39480 | TNDOWCGNGG8 | 1 | Houston | YES | -0.009807 | 30 | 10 | 30 | 0 | 0.985 | Cogen | -1 | 0.27309 | 0 | 0 |  |  |  |  | -0.27309 | 0 |  |  |  |  | 0 | 0
48772 | PHR_GN2_2 | MB | Houston | YES | -0.009978 | 0 | 72 | 459 |  | 1.0362 | GSC | -1 | 0.27326 | 0 | 0 |  |  |  |  | -0.27326 | 0 |  |  |  |  | 0 | 0
48561 | CTL_GT2_8130 | 1 | Houston | YES | -0.010098 | 73.5 | 30.3 | 91.9 |  | 1.0362 | Cogen | -1 | 0.27338 | 0 | 0 |  |  |  |  | -0.27338 | 0 |  |  |  |  | 0 | 0
48562 | CTL_GT3_8135 | 2 | Houston | YES | -0.010098 | 70.1 | 30.3 | 87.6 |  | 1.0362 | Cogen | -1 | 0.27338 | 0 | 0 |  |  |  |  | -0.27338 | 0 |  |  |  |  | 0 | 0
48563 | CTL_GT4_8140 | 3 | Houston | YES | -0.010098 | 69.6 | 30.3 | 87 |  | 1.0362 | Cogen | -1 | 0.27338 | 0 | 0 |  |  |  |  | -0.27338 | 0 |  |  |  |  | 0 | 0
48564 | CTL_GN1_8145 | 4 | Houston | YES | -0.010098 | 43.6 | 12.9 | 54.5 |  | 1.0362 | Cogen | -1 | 0.27338 | 0 | 0 |  |  |  |  | -0.27338 | 0 |  |  |  |  | 0 | 0
48565 | CTL_GN2_8155 | 5 | Houston | YES | -0.010098 | 9.8 | 3.4 | 12.2 |  | 1.0362 | Cogen | -1 | 0.27338 | 0 | 0 |  |  |  |  | -0.27338 | 0 |  |  |  |  | 0 | 0
48531 | BYU_GT1_8075 | 1 | Houston | YES | -0.010143 | 65 | 0 | 65 |  | 1.0362 | Cogen | -1 | 0.27343 | 0 | 0 |  |  |  |  | -0.27343 | 0 |  |  |  |  | 0 | 0
48532 | BYU_GT2_8055 | 2 | Houston | YES | -0.010143 | 62 | 0 | 62 |  | 1.0362 | Cogen | -1 | 0.27343 | 0 | 0 |  |  |  |  | -0.27343 | 0 |  |  |  |  | 0 | 0
48533 | BYU_GT3_8060 | 3 | Houston | YES | -0.010143 | 67 | 0 | 67 |  | 1.0362 | Cogen | -1 | 0.27343 | 0 | 0 |  |  |  |  | -0.27343 | 0 |  |  |  |  | 0 | 0
48534 | BYU_GT4_8065 | 4 | Houston | YES | -0.010143 | 65 | 0 | 65 |  | 1.0362 | Cogen | -1 | 0.27343 | 0 | 0 |  |  |  |  | -0.27343 | 0 |  |  |  |  | 0 | 0
48693 | GBY_83841065 | E | Houston | YES | -0.010214 | 45.6 | 20 | 57 | 0 | 1.0362 | GGT | -1 | 0.2735 | 57 | 57 |  |  |  |  | -0.2735 | -15.5894 |  |  |  |  | 0 | 0
48692 | GBY_81821075 | D | Houston | YES | -0.010214 | 44 | 20 | 55 | 0 | 1.0362 | GGT | -1 | 0.2735 | 55 | 55 |  |  |  |  | -0.2735 | -15.0424 |  |  |  |  | 0 | 0
48693 | GBY_83841065 | F | Houston | YES | -0.010214 | 43.2 | 20 | 54 | 0 | 1.0362 | GGT | -1 | 0.2735 | 54 | 54 |  |  |  |  | -0.2735 | -14.7689 |  |  |  |  | 0 | 0
48691 | GBY_73741085 | A | Houston | YES | -0.010214 | 37.6 | 20 | 47 | 0 | 1.0362 | GGT | -1 | 0.2735 | 47 | 47 |  |  |  |  | -0.2735 | -12.8544 |  |  |  |  | 0 | 0
48691 | GBY_73741085 | B | Houston | YES | -0.010214 | 37.6 | 20 | 47 | 0 | 1.0362 | GGT | -1 | 0.2735 | 47 | 47 |  |  |  |  | -0.2735 | -12.8544 |  |  |  |  | 0 | 0
48692 | GBY_81821075 | C | Houston | YES | -0.010214 | 37.6 | 20 | 47 | 0 | 1.0362 | GGT | -1 | 0.2735 | 47 | 47 |  |  |  |  | -0.2735 | -12.8544 |  |  |  |  | 0 | 0
48841 | SJS_GT1_GT1 | 1 | Houston | YES | -0.010229 | 62.4 | 49 | 78 | 0 | 1.0362 | Cogen | -1 | 0.27351 | 0 | 0 |  |  |  |  | -0.27351 | 0 |  |  |  |  | 0 | 0
48842 | SJS_GT2_GT2 | 2 | Houston | YES | -0.010229 | 64.8 | 49 | 81 | 0 | 1.0362 | Cogen | -1 | 0.27351 | 0 | 0 |  |  |  |  | -0.27351 | 0 |  |  |  |  | 0 | 0
48645 | DPEC_ST55065 | 5 | Houston | YES | -0.010247 | 282 | 0 | 282 | 0 | 1.0319 | CC | -1 | 0.27353 | 282 | 282 |  |  |  |  | -0.27353 | -77.1359 |  |  |  |  | 0 | 0
48641 | DPEC_GT15040 | 1 | Houston | YES | -0.010247 | 163.2 | 98 | 163.2 | 0 | 1.0319 | CC | -1 | 0.27353 | 163.2 | 163.2 |  |  |  |  | -0.27353 | -44.6403 |  |  |  |  | 0 | 0
48643 | DPEC_GT35010 | 3 | Houston | YES | -0.010247 | 157.5 | 98 | 157.5 | 0 | 1.0319 | CC | -1 | 0.27353 | 157.5 | 157.5 |  |  |  |  | -0.27353 | -43.0812 |  |  |  |  | 0 | 0
48642 | DPEC_GT25025 | 2 | Houston | YES | -0.010247 | 157.1 | 98 | 157.1 | 0 | 1.0319 | CC | -1 | 0.27353 | 157.1 | 157.1 |  |  |  |  | -0.27353 | -42.9718 |  |  |  |  | 0 | 0
48644 | DPEC_GT45070 | 4 | Houston | YES | -0.010247 | 157 | 98 | 157 | 0 | 1.0319 | CC | -1 | 0.27353 | 157 | 157 |  |  |  |  | -0.27353 | -42.9445 |  |  |  |  | 0 | 0
48761 | PR_GT1__9040 | 1 | Houston | YES | -0.010274 | 26 | 0 | 35 |  | 1 | Cogen | -1 | 0.27356 | 0 | 0 |  |  |  |  | -0.27356 | 0 |  |  |  |  | 0 | 0
48855 | SRB_GT211035 | B1 | Houston | YES | -0.010294 | 0 | 0 | 18 |  | 1.014 | GGT | -1 | 0.27358 | 18 | 18 |  |  |  |  | -0.27358 | -4.9244 |  |  |  |  | 0 | 0
48855 | SRB_GT211035 | B2 | Houston | YES | -0.010294 | 0 | 0 | 12 |  | 1.014 | GGT | -1 | 0.27358 | 12 | 12 |  |  |  |  | -0.27358 | -3.2829 |  |  |  |  | 0 | 0
48852 | SRB_GN2_2 | 2 | Houston | YES | -0.010295 | 140.8 | 26 | 176 | 0 | 1.0217 | GST | -1 | 0.27358 | 176 | 176 |  |  |  |  | -0.27358 | -48.15 |  |  |  |  | 0 | 0
48851 | SRB_GN1_1 | 1 | Houston | YES | -0.010297 | 132 | 26 | 165 | 0 | 1.0217 | GST | -1 | 0.27358 | 165 | 165 |  |  |  |  | -0.27358 | -45.141 |  |  |  |  | 0 | 0
48551 | CAL_GT1_8045 | 1 | Houston | YES | -0.010298 | 149 | 0 | 149 | 0 | 1.0326 | Cogen | -1 | 0.27358 | 0 | 0 |  |  |  |  | -0.27358 | 0 |  |  |  |  | 0 | 0
48552 | CAL_ST1_8000 | 2 | Houston | YES | -0.010298 | 65.1 | 0 | 65.1 | 0 | 1.0326 | Cogen | -1 | 0.27358 | 0 | 0 |  |  |  |  | -0.27358 | 0 |  |  |  |  | 0 | 0
48853 | SRB_GN3_3 | 3 | Houston | YES | -0.010302 | 170.4 | 35 | 213 |  | 1.0326 | GST | -1 | 0.27359 | 213 | 213 |  |  |  |  | -0.27359 | -58.2739 |  |  |  |  | 0 | 0
48845 | SOL_GT1 | 1 | Houston | YES | -0.010303 | 16.2 | 15.4 | 16.2 |  | 1.0326 | Solar | -1 | 0.27359 | 16.2 | 16.2 |  |  |  |  | -0.27359 | -4.4321 |  |  |  |  | 0 | 0
48611 | DIB_GT1_8080 | 1 | Houston | YES | -0.010303 | 64 | 0 | 64 | 0 | 1.0326 | Cogen | -1 | 0.27359 | 0 | 0 |  |  |  |  | -0.27359 | 0 |  |  |  |  | 0 | 0
48612 | DIB_GT2_8075 | 2 | Houston | YES | -0.010303 | 63.2 | 0 | 63.2 | 0 | 1.0326 | Cogen | -1 | 0.27359 | 0 | 0 |  |  |  |  | -0.27359 | 0 |  |  |  |  | 0 | 0
48613 | DIB_ST1_8085 | 3 | Houston | YES | -0.010303 | 67.9 | 30 | 82.6 | 0 | 1.0326 | Cogen | -1 | 0.27359 | 0 | 0 |  |  |  |  | -0.27359 | 0 |  |  |  |  | 0 | 0
48614 | DIB_GT3_8090 | 4 | Houston | YES | -0.010303 | 73.6 | 15 | 73.6 | 0 | 1.0326 | Cogen | -1 | 0.27359 | 0 | 0 |  |  |  |  | -0.27359 | 0 |  |  |  |  | 0 | 0
48854 | SRB_GN4_4 | 4 | Houston | YES | -0.010304 | 182.4 | 35 | 228 | 0 | 1.0326 | GST | -1 | 0.27359 | 228 | 228 |  |  |  |  | -0.27359 | -62.3782 |  |  |  |  | 0 | 0
48740 | PSG_GN2_8050 | 1 | Houston | YES | -0.010305 | 182 | 60 | 182 | 0 | 1.0326 | Cogen | -1 | 0.27359 | 0 | 0 |  |  |  |  | -0.27359 | 0 |  |  |  |  | 0 | 0
48741 | PSG_GT2_8040 | 1 | Houston | YES | -0.010305 | 158.6 | 50 | 158.6 | 0 | 1.0326 | Cogen | -1 | 0.27359 | 0 | 0 |  |  |  |  | -0.27359 | 0 |  |  |  |  | 0 | 0
48742 | PSG_GT3_8060 | 1 | Houston | YES | -0.010305 | 157 | 50 | 157 | 0 | 1.0326 | Cogen | -1 | 0.27359 | 0 | 0 |  |  |  |  | -0.27359 | 0 |  |  |  |  | 0 | 0
48820 | SHELLG1_3015 | 1 | Houston | YES | -0.010334 | 71 | 34.5 | 71 |  | 1.029 | Cogen | -1 | 0.27362 | 0 | 0 |  |  |  |  | -0.27362 | 0 |  |  |  |  | 0 | 0
48821 | SHELLG2 | 2 | Houston | YES | -0.010334 | 72 | 34.5 | 72 |  | 1.029 | Cogen | -1 | 0.27362 | 0 | 0 |  |  |  |  | -0.27362 | 0 |  |  |  |  | 0 | 0
48822 | SHELLG3_3020 | 1 | Houston | YES | -0.010334 | 39 | 0 | 39 |  | 1.029 | Cogen | -1 | 0.27362 | 0 | 0 |  |  |  |  | -0.27362 | 0 |  |  |  |  | 0 | 0
48822 | SHELLG3_3020 | 2 | Houston | YES | -0.010334 | 30 | 0 | 30 |  | 1.029 | Cogen | -1 | 0.27362 | 0 | 0 |  |  |  |  | -0.27362 | 0 |  |  |  |  | 0 | 0
48500 | APD_GT1_8005 | 1 | Houston | YES | -0.010379 | 137.6 | 54.6 | 137.6 | 0 | 1.0362 | Cogen | -1 | 0.27366 | 0 | 0 |  |  |  |  | -0.27366 | 0 |  |  |  |  | 0 | 0
48511 | LPE_GT1_8070 | 1 | Houston | YES | -0.010383 | 42 | 0 | 42 | 0 | 1.0362 | GGT | -1 | 0.27367 | 42 | 42 |  |  |  |  | -0.27367 | -11.494 |  |  |  |  | 0 | 0
48512 | LPE_GT2_8075 | 2 | Houston | YES | -0.010383 | 42 | 0 | 42 | 0 | 1.0362 | GGT | -1 | 0.27367 | 42 | 42 |  |  |  |  | -0.27367 | -11.494 |  |  |  |  | 0 | 0
48513 | LPE_GT3_8080 | 3 | Houston | YES | -0.010383 | 39 | 0 | 39 | 0 | 1.0362 | GGT | -1 | 0.27367 | 39 | 39 |  |  |  |  | -0.27367 | -10.673 |  |  |  |  | 0 | 0
48514 | LPE_GT4_8085 | 4 | Houston | YES | -0.010383 | 39 | 0 | 39 | 0 | 1.0362 | GGT | -1 | 0.27367 | 39 | 39 |  |  |  |  | -0.27367 | -10.673 |  |  |  |  | 0 | 0
48593 | CHE_GT1_8015 | 1 | Houston | YES | -0.010395 | 173 | 50 | 173 | 0 | 1.0362 | Cogen | -1 | 0.27368 | 0 | 0 |  |  |  |  | -0.27368 | 0 |  |  |  |  | 0 | 0
48594 | CHE_GN4_8025 | 4 | Houston | YES | -0.010395 | 142 | 60 | 142 | 0 | 1.0362 | Cogen | -1 | 0.27368 | 0 | 0 |  |  |  |  | -0.27368 | 0 |  |  |  |  | 0 | 0
48874 | THW_ST4_ST_4 | 4 | Houston | YES | -0.010464 | 108 | 19 | 108 | 0 | 1.0435 | CC | -1 | 0.27375 | 108 | 108 |  |  |  |  | -0.27375 | -29.5648 |  |  |  |  | 0 | 0
48873 | THW_ST3_ST_3 | 3 | Houston | YES | -0.010464 | 107 | 19 | 107 | 0 | 1.0435 | CC | -1 | 0.27375 | 107 | 107 |  |  |  |  | -0.27375 | -29.2911 |  |  |  |  | 0 | 0
48881 | THW_4344 | G | Houston | YES | -0.010464 | 58 | 5 | 58 | 0 | 1.0435 | CC | -1 | 0.27375 | 58 | 58 |  |  |  |  | -0.27375 | -15.8774 |  |  |  |  | 0 | 0
48881 | THW_4344 | H | Houston | YES | -0.010464 | 58 | 5 | 58 | 0 | 1.0435 | CC | -1 | 0.27375 | 58 | 58 |  |  |  |  | -0.27375 | -15.8774 |  |  |  |  | 0 | 0
48877 | THW_3334 | D | Houston | YES | -0.010464 | 57 | 5 | 57 | 0 | 1.0435 | CC | -1 | 0.27375 | 57 | 57 |  |  |  |  | -0.27375 | -15.6037 |  |  |  |  | 0 | 0
48879 | THW_4142 | E | Houston | YES | -0.010464 | 56 | 5 | 56 | 0 | 1.0435 | CC | -1 | 0.27375 | 56 | 56 |  |  |  |  | -0.27375 | -15.3299 |  |  |  |  | 0 | 0
48875 | THW_3132 | A | Houston | YES | -0.010464 | 55 | 5 | 55 | 0 | 1.0435 | CC | -1 | 0.27375 | 55 | 55 |  |  |  |  | -0.27375 | -15.0562 |  |  |  |  | 0 | 0
48877 | THW_3334 | C | Houston | YES | -0.010464 | 55 | 5 | 55 | 0 | 1.0435 | CC | -1 | 0.27375 | 55 | 55 |  |  |  |  | -0.27375 | -15.0562 |  |  |  |  | 0 | 0
48879 | THW_4142 | F | Houston | YES | -0.010464 | 55 | 5 | 55 | 0 | 1.0435 | CC | -1 | 0.27375 | 55 | 55 |  |  |  |  | -0.27375 | -15.0562 |  |  |  |  | 0 | 0
48875 | THW_3132 | B | Houston | YES | -0.010464 | 53 | 5 | 53 | 0 | 1.0435 | CC | -1 | 0.27375 | 53 | 53 |  |  |  |  | -0.27375 | -14.5087 |  |  |  |  | 0 | 0
48582 | CBY_GN2_2 | 2 | Houston | YES | -0.010498 | 596.8 | 110 | 746 | 0 | 1.0435 | GSC | -1 | 0.27378 | 746 | 746 |  |  |  |  | -0.27378 | -204.2418 |  |  |  |  | 0 | 0
49803 | EXN_15GT | 1 | Houston | YES | -0.010531 | 33 | 8.3 | 34 |  | 1.0326 | Cogen | -1 | 0.27382 | 0 | 0 |  |  |  |  | -0.27382 | 0 |  |  |  |  | 0 | 0
49804 | EXN_16GT | 2 | Houston | YES | -0.010531 | 32 | 8.3 | 34.7 |  | 1.0326 | Cogen | -1 | 0.27382 | 0 | 0 |  |  |  |  | -0.27382 | 0 |  |  |  |  | 0 | 0
49805 | EXN_17GT | 3 | Houston | YES | -0.010531 | 31 | 8.3 | 32.7 |  | 1.0326 | Cogen | -1 | 0.27382 | 0 | 0 |  |  |  |  | -0.27382 | 0 |  |  |  |  | 0 | 0
49826 | EXN938GT | 5 | Houston | YES | -0.010531 | 43 | 9.2 | 45.9 |  | 1.0326 | Cogen | -1 | 0.27382 | 0 | 0 |  |  |  |  | -0.27382 | 0 |  |  |  |  | 0 | 0
49828 | EXN941GT | 10 | Houston | YES | -0.010531 | 17.7 | 5.4 | 17.7 | 0 | 1.0326 | Cogen | -1 | 0.27382 | 0 | 0 |  |  |  |  | -0.27382 | 0 |  |  |  |  | 0 | 0
49829 | EXN942GT | 11 | Houston | YES | -0.010531 | 20 | 5.4 | 20.4 | 0 | 1.0326 | Cogen | -1 | 0.27382 | 0 | 0 |  |  |  |  | -0.27382 | 0 |  |  |  |  | 0 | 0
49830 | EXN943GT | 12 | Houston | YES | -0.010531 | 19 | 5.4 | 19.9 | 0 | 1.0326 | Cogen | -1 | 0.27382 | 0 | 0 |  |  |  |  | -0.27382 | 0 |  |  |  |  | 0 | 0
49831 | EXN944GT | 13 | Houston | YES | -0.010531 | 33 | 5.4 | 35 | 0 | 1.0326 | Cogen | -1 | 0.27382 | 0 | 0 |  |  |  |  | -0.27382 | 0 |  |  |  |  | 0 | 0
49832 | EXN945GT | 9 | Houston | YES | -0.010531 | 18.5 | 9.2 | 18.5 |  | 1.0326 | Cogen | -1 | 0.27382 | 0 | 0 |  |  |  |  | -0.27382 | 0 |  |  |  |  | 0 | 0
49837 | EXN_GT | 4 | Houston | YES | -0.010531 | 81 | 21.3 | 85.4 |  | 1.0326 | Cogen | -1 | 0.27382 | 0 | 0 |  |  |  |  | -0.27382 | 0 |  |  |  |  | 0 | 0
49838 | EXN_14GT | 14 | Houston | YES | -0.010531 | 140 | 0 | 148 |  | 1.0326 | Cogen | -1 | 0.27382 | 0 | 0 |  |  |  |  | -0.27382 | 0 |  |  |  |  | 0 | 0
48883 | THW_GT1_GT_1 | B2 | Houston | YES | -0.010535 | 0 | 0 | 12 |  | 1.043 | GGT | -1 | 0.27382 | 12 | 12 |  |  |  |  | -0.27382 | -3.2858 |  |  |  |  | 0 | 0
48581 | CBY_GN1_1 | 1 | Houston | YES | -0.010564 | 595.2 | 108 | 744 | 0 | 1.0435 | GSC | -1 | 0.27385 | 744 | 744 |  |  |  |  | -0.27385 | -203.7433 |  |  |  |  | 0 | 0
48651 | EP_1_2 | 1 | Houston | YES | -0.010564 | 4 | 0 | 5 | 0 | 1.0362 | Cogen | -1 | 0.27385 | 0 | 0 |  |  |  |  | -0.27385 | 0 |  |  |  |  | 0 | 0
48651 | EP_1_2 | 2 | Houston | YES | -0.010564 | 17.7 | 10 | 21 | 0 | 1.0362 | Cogen | -1 | 0.27385 | 0 | 0 |  |  |  |  | -0.27385 | 0 |  |  |  |  | 0 | 0
48940 | WARVUE_GT1 | G1 | Houston | YES | -0.010564 | 15 | 0 | 15 |  | 1.021 | Cogen | -1 | 0.27385 | 0 | 0 |  |  |  |  | -0.27385 | 0 |  |  |  |  | 0 | 0
48791 | PSA_GT1_8160 | 1 | Houston | YES | -0.010569 | 52 | 20.8 | 65 | 0 | 1.0362 | Cogen | -1 | 0.27385 | 0 | 0 |  |  |  |  | -0.27385 | 0 |  |  |  |  | 0 | 0
48792 | PSA_GT2_8155 | 2 | Houston | YES | -0.010569 | 52.8 | 20.3 | 66 | 0 | 1.0362 | Cogen | -1 | 0.27385 | 0 | 0 |  |  |  |  | -0.27385 | 0 |  |  |  |  | 0 | 0
48793 | PSA_GT3_8150 | 3 | Houston | YES | -0.010569 | 56 | 20.3 | 70 | 0 | 1.0362 | Cogen | -1 | 0.27385 | 0 | 0 |  |  |  |  | -0.27385 | 0 |  |  |  |  | 0 | 0
48794 | PSA_GT4_8145 | 4 | Houston | YES | -0.010569 | 52.8 | 20.3 | 66 | 0 | 1.0362 | Cogen | -1 | 0.27385 | 0 | 0 |  |  |  |  | -0.27385 | 0 |  |  |  |  | 0 | 0
48795 | PSA_GT5_8140 | 5 | Houston | YES | -0.010569 | 51.2 | 20.3 | 64 | 0 | 1.0362 | Cogen | -1 | 0.27385 | 0 | 0 |  |  |  |  | -0.27385 | 0 |  |  |  |  | 0 | 0
48796 | PSA_GN1_8165 | 1 | Houston | YES | -0.010569 | 83.2 | 43.1 | 104 | 0 | 1.0362 | Cogen | -1 | 0.27385 | 0 | 0 |  |  |  |  | -0.27385 | 0 |  |  |  |  | 0 | 0
48797 | PSA_GT6_8135 | 6 | Houston | YES | -0.010569 | 47.2 | 34.5 | 59 | 0 | 1.0362 | Cogen | -1 | 0.27385 | 0 | 0 |  |  |  |  | -0.27385 | 0 |  |  |  |  | 0 | 0
48815 | CVC_GT4_8005 | 4 | Houston | YES | -0.010587 | 165 | 91.8 | 165 |  | 1.0362 | Cogen | -1 | 0.27387 | 0 | 0 |  |  |  |  | -0.27387 | 0 |  |  |  |  | 0 | 0
48583 | CBY_GT4_1 | 1 | Houston | YES | -0.010591 | 172 | 0 | 172 | 0 | 1.027 | GSC | -1 | 0.27388 | 172 | 172 |  |  |  |  | -0.27388 | -47.1066 |  |  |  |  | 0 | 0
48584 | CBY_GT4_2 | 2 | Houston | YES | -0.010591 | 172 | 0 | 172 | 0 | 1.027 | CC | -1 | 0.27388 | 172 | 172 |  |  |  |  | -0.27388 | -47.1066 |  |  |  |  | 0 | 0
48585 | CBY_ST4_1 | 3 | Houston | YES | -0.010591 | 172 | 0 | 172 | 0 | 1.027 | CC | -1 | 0.27388 | 172 | 172 |  |  |  |  | -0.27388 | -47.1066 |  |  |  |  | 0 | 0
48598 | BTE_ST1_8070 | 4 | Houston | YES | -0.010646 | 269.2 | 60 | 269.2 | 0 | 1.0261 | CC | -1 | 0.27393 | 269.2 | 269.2 |  |  |  |  | -0.27393 | -73.7421 |  |  |  |  | 0 | 0
48595 | BTE_GT2_8075 | 1 | Houston | YES | -0.010646 | 162.8 | 130 | 162.8 | 0 | 1.0261 | CC | -1 | 0.27393 | 162.8 | 162.8 |  |  |  |  | -0.27393 | -44.5959 |  |  |  |  | 0 | 0
48596 | BTE_GT3_8045 | 2 | Houston | YES | -0.010646 | 161.4 | 130 | 161.4 | 0 | 1.0261 | CC | -1 | 0.27393 | 161.4 | 161.4 |  |  |  |  | -0.27393 | -44.2124 |  |  |  |  | 0 | 0
48597 | BTE_GT4_8055 | 3 | Houston | YES | -0.010646 | 158.9 | 130 | 158.9 | 0 | 1.0261 | CC | -1 | 0.27393 | 158.9 | 158.9 |  |  |  |  | -0.27393 | -43.5276 |  |  |  |  | 0 | 0
48690 | GBY_GN5_5 | 5 | Houston | YES | -0.010669 | 318.4 | 81 | 398 |  | 1.0362 | GSC | -1 | 0.27395 | 398 | 398 |  |  |  |  | -0.27395 | -109.0335 |  |  |  |  | 0 | 0
48885 | THW_5152 | B | Houston | YES | -0.010696 | 47.2 | 5 | 59 |  | 1.0319 | GGT | -1 | 0.27398 | 59 | 59 |  |  |  |  | -0.27398 | -16.1649 |  |  |  |  | 0 | 0
48887 | THW_5556 | E | Houston | YES | -0.010696 | 47.2 | 5 | 59 |  | 1.0319 | GGT | -1 | 0.27398 | 59 | 59 |  |  |  |  | -0.27398 | -16.1649 |  |  |  |  | 0 | 0
48885 | THW_5152 | A | Houston | YES | -0.010696 | 46.4 | 5 | 58 |  | 1.0319 | GGT | -1 | 0.27398 | 58 | 58 |  |  |  |  | -0.27398 | -15.8909 |  |  |  |  | 0 | 0
48886 | THW_5354 | D | Houston | YES | -0.010696 | 46.4 | 5 | 58 |  | 1.0319 | GGT | -1 | 0.27398 | 58 | 58 |  |  |  |  | -0.27398 | -15.8909 |  |  |  |  | 0 | 0
48886 | THW_5354 | C | Houston | YES | -0.010696 | 45.6 | 5 | 57 |  | 1.0319 | GGT | -1 | 0.27398 | 57 | 57 |  |  |  |  | -0.27398 | -15.6169 |  |  |  |  | 0 | 0
48887 | THW_5556 | F | Houston | YES | -0.010696 | 45.6 | 5 | 57 |  | 1.0319 | GGT | -1 | 0.27398 | 57 | 57 |  |  |  |  | -0.27398 | -15.6169 |  |  |  |  | 0 | 0
48591 | CHE_GT2_5030 | 2 | Houston | YES | -0.011024 | 173 | 50 | 173 | 0 | 1.029 | Cogen | -1 | 0.27431 | 0 | 0 |  |  |  |  | -0.27431 | 0 |  |  |  |  | 0 | 0
48811 | CVC_GT3_5045 | 3 | Houston | YES | -0.011024 | 156 | 91.8 | 156 | 0 | 1.029 | Cogen | -1 | 0.27431 | 0 | 0 |  |  |  |  | -0.27431 | 0 |  |  |  |  | 0 | 0
48812 | CVC_GT2_5020 | 2 | Houston | YES | -0.011024 | 158 | 91.8 | 158 | 0 | 1.029 | Cogen | -1 | 0.27431 | 0 | 0 |  |  |  |  | -0.27431 | 0 |  |  |  |  | 0 | 0
48813 | CVC_GT1_5035 | 1 | Houston | YES | -0.011024 | 160 | 91.8 | 160 | 0 | 1.029 | Cogen | -1 | 0.27431 | 0 | 0 |  |  |  |  | -0.27431 | 0 |  |  |  |  | 0 | 0
48814 | CVC_ST5_5040 | 1 | Houston | YES | -0.011024 | 162 | 91.8 | 162 | 0 | 1.029 | Cogen | -1 | 0.27431 | 0 | 0 |  |  |  |  | -0.27431 | 0 |  |  |  |  | 0 | 0
251 | BOSQUESW803 | 2 | North | YES | -0.011961 | 150 | 0 | 150 | 0 | 1.032 | CC | -1 | 0.27525 | 150 | 150 |  |  | -1.7941 | 150 | -0.27525 | -41.2868 |  |  |  |  | 0 | 0
253 | BOSQUESW804 | 2 | North | YES | -0.011961 | 80 | 0 | 80 | 0 | 1.032 | CC | -1 | 0.27525 | 80 | 80 |  |  | -0.95688 | 80 | -0.27525 | -22.0196 |  |  |  |  | 0 | 0
244 | WHITNYDM01 | 1 | North | YES | -0.012516 | 15 | 0 | 15 | 0 | 1.035 | Hydro | -1 | 0.2758 | 0 | 0 |  |  | 0 | 0 | -0.2758 | 0 |  |  |  |  | 0 | 0
245 | WHITNYDM02 | 2 | North | YES | -0.012516 | 15 | 0 | 15 | 0 | 1.035 | Hydro | -1 | 0.2758 | 0 | 0 |  |  | 0 | 0 | -0.2758 | 0 |  |  |  |  | 0 | 0
36998 | RDCNYNG1 | 1 | West | YES | 0.25328 | 16.8 | 0 | 84 |  | 1.01 | Wind | 1 | 0.27635 | 0 | 84 | 21.2758 | 84 |  |  | 0.27635 | 23.2131 |  |  |  |  | 0 | 0
344 | MRSSHPRD | 1 | North | YES | -0.013082 | 0 | 0 | 12 |  | 1.03 | Hydro | -1 | 0.27637 | 0 | 0 |  |  | 0 | 0 | -0.27637 | 0 |  |  |  |  | 0 | 0
345 | MRSSHPRD01 | 2 | North | YES | -0.013082 | 0 | 0 | 12 |  | 1.03 | Hydro | -1 | 0.27637 | 0 | 0 |  |  | 0 | 0 | -0.27637 | 0 |  |  |  |  | 0 | 0
238 | BOSQUESW505 | 1 | North | YES | -0.0136 | 255 | 0 | 255 | 0 | 1.02 | CC | -1 | 0.27688 | 255 | 255 |  |  | -3.468 | 255 | -0.27688 | -70.6056 |  |  |  |  | 0 | 0
247 | BOSQUESW501 | 2 | North | YES | -0.0136 | 124.8 | 0 | 156 | 0 | 1.02 | GGT | -1 | 0.27688 | 156 | 156 |  |  | -2.1216 | 156 | -0.27688 | -43.194 |  |  |  |  | 0 | 0
239 | BOSQUESW502 | 1 | North | YES | -0.0136 | 119.2 | 0 | 149 | 0 | 1.02 | GGT | -1 | 0.27688 | 149 | 149 |  |  | -2.0264 | 149 | -0.27688 | -41.2558 |  |  |  |  | 0 | 0
1898 | COMCHEPK_1G | 1 | North | YES | -0.013746 | 1217 | 1150 | 1217 | 0 | 1.032 | Nuc | -1 | 0.27703 | 0 | 0 |  |  | 0 | 0 | -0.27703 | 0 |  |  |  |  | 0 | 0
1899 | COMCHEPK_2G | 2 | North | YES | -0.013746 | 1159 | 1128 | 1159 | 0 | 1.032 | Nuc | -1 | 0.27703 | 0 | 0 |  |  | 0 | 0 | -0.27703 | 0 |  |  |  |  | 0 | 0
3417 | LAKE_CRK2_G | 2 | North | YES | -0.013882 | 177.6 | 40 | 222 | 0 | 1.029 | GST | -1 | 0.27717 | 222 | 222 |  |  | -3.0818 | 222 | -0.27717 | -61.531 |  |  |  |  | 0 | 0
3416 | LAKE_CRK1_G | 1 | North | YES | -0.013882 | 60 | 33 | 75 |  | 1.029 | GST | -1 | 0.27717 | 75 | 75 |  |  | -1.0412 | 75 | -0.27717 | -20.7875 |  |  |  |  | 0 | 0
48674 | FTR_CN4_5095 | 4 | North | YES | -0.013975 | 380 | 0 | 380 | 0 | 1.0319 | CC | -1 | 0.27726 | 380 | 380 |  |  | -5.3105 | 380 | -0.27726 | -105.3586 |  |  |  |  | 0 | 0
48672 | FTR_GT2_5110 | 2 | North | YES | -0.013975 | 159 | 0 | 159 | 0 | 1.0319 | CC | -1 | 0.27726 | 159 | 159 |  |  | -2.222 | 159 | -0.27726 | -44.0843 |  |  |  |  | 0 | 0
48673 | FTR_GT3_5085 | 3 | North | YES | -0.013975 | 158 | 0 | 158 | 0 | 1.0319 | CC | -1 | 0.27726 | 158 | 158 |  |  | -2.2081 | 158 | -0.27726 | -43.807 |  |  |  |  | 0 | 0
48671 | FTR_GT1_5105 | 1 | North | YES | -0.013975 | 154.2 | 0 | 154.2 | 0 | 1.0319 | CC | -1 | 0.27726 | 154.2 | 154.2 |  |  | -2.1549 | 154.2 | -0.27726 | -42.7534 |  |  |  |  | 0 | 0
38437 | TNSRBNMESA9 | 1 | West | YES | 0.25469 | 37.5 | 0 | 150 | 0 | 1.02 | Wind | 1 | 0.27775 | 0 | 150 | 38.203 | 150 |  |  | 0.27775 | 41.6626 |  |  |  |  | 0 | 0
32892 | BRYN_DNSBY14 | 1 | North | YES | -0.014488 | 84 | 25 | 105 | 0 | 1.035 | GST | -1 | 0.27777 | 105 | 105 |  |  | -1.5212 | 105 | -0.27777 | -29.1661 |  |  |  |  | 0 | 0
32883 | BRYN_DNSBY3 | 1 | North | YES | -0.014488 | 0 | 2 | 48 |  | 1.015 | GST | -1 | 0.27777 | 48 | 48 |  |  | -0.69542 | 48 | -0.27777 | -13.3331 |  |  |  |  | 0 | 0
32884 | BRYN_DNSBY13 | 1 | North | YES | -0.014488 | 46 | 2 | 46 | 0 | 1.015 | GST | -1 | 0.27777 | 46 | 46 |  |  | -0.66645 | 46 | -0.27777 | -12.7775 |  |  |  |  | 0 | 0
32888 | BRYN_ATKINS7 | 1 | North | YES | -0.014541 | 13.6 | 4 | 17 |  | 1.028 | GGT | -1 | 0.27783 | 17 | 17 |  |  | -0.2472 | 17 | -0.27783 | -4.723 |  |  |  |  | 0 | 0
32886 | BRYN_ATKINS3 | MB | North | YES | -0.014541 | 0 | 5 | 12 |  | 1 | GST | -1 | 0.27783 | 0 | 0 |  |  | 0 | 0 | -0.27783 | 0 |  |  |  |  | 0 | 0
32887 | BRYN_ATKINS6 | MB | North | YES | -0.014541 | 0 | 12 | 51 |  | 1.028 | GST | -1 | 0.27783 | 0 | 0 |  |  | 0 | 0 | -0.27783 | 0 |  |  |  |  | 0 | 0
32890 | BRYN_ATKINS4 | MB | North | YES | -0.014541 | 0 | 5 | 22 |  | 1.031 | GST | -1 | 0.27783 | 0 | 0 |  |  | 0 | 0 | -0.27783 | 0 |  |  |  |  | 0 | 0
32891 | BRYN_ATKINS5 | MB | North | YES | -0.014541 | 0 | 5 | 25 |  | 1.031 | GST | -1 | 0.27783 | 0 | 0 |  |  | 0 | 0 | -0.27783 | 0 |  |  |  |  | 0 | 0
32798 | BRYN_TAMUGEN | 1 | North | YES | -0.014561 | 32 | 0 | 32 |  | 1.02 | GST | -1 | 0.27785 | 32 | 32 |  |  | -0.46595 | 32 | -0.27785 | -8.8911 |  |  |  |  | 0 | 0
990 | GIBN_CREK_G1 | 1 | North | YES | -0.014587 | 463 | 200 | 463 | 0 | 1.0275 | LIGCO | -1 | 0.27787 | 0 | 463 |  |  | 0 | 0 | -0.27787 | 0 |  |  |  |  | 0 | 0
38332 | TNWDWRDU2_8 | 1 | West | YES | 0.25484 | 20 | 0 | 80 | 0 | 1.0232 | Wind | 1 | 0.2779 | 0 | 80 | 20.3869 | 80 |  |  | 0.2779 | 22.232 |  |  |  |  | 0 | 0
60016 | WOODWRD11A | 1 | West | YES | 0.25487 | 20 | 0 | 80 |  | 1.033 | Wind | 1 | 0.27793 | 0 | 80 | 20.3896 | 80 |  |  | 0.27793 | 22.2347 |  |  |  |  | 0 | 0
3404 | THOUSE_2G | 2 | North | YES | -0.014724 | 807 | 250 | 807 | 0 | 1.012 | GSC | -1 | 0.27801 | 807 | 807 |  |  | -11.8823 | 807 | -0.27801 | -224.3529 |  |  |  |  | 0 | 0
3403 | THOUSE_1G | 1 | North | YES | -0.014724 | 563 | 200 | 563 | 0 | 1.012 | GSC | -1 | 0.27801 | 563 | 563 |  |  | -8.2896 | 563 | -0.27801 | -156.5188 |  |  |  |  | 0 | 0
60005 | KING_SE1A | 1 | West | YES | 0.25502 | 10 | 0 | 40 |  | 1.035 | Wind | 1 | 0.27808 | 0 | 40 | 10.2008 | 40 |  |  | 0.27808 | 11.1234 |  |  |  |  | 0 | 0
6016 | SWMESA | 1 | West | YES | 0.25502 | 18.8 | 0 | 75 |  | 1.03 | Wind | 1 | 0.27808 | 0 | 75 | 19.1266 | 75 |  |  | 0.27808 | 20.8563 |  |  |  |  | 0 | 0
60003 | KING_NE1A | 1 | West | YES | 0.25502 | 20 | 0 | 80 |  | 1.03 | Wind | 1 | 0.27808 | 0 | 80 | 20.4017 | 80 |  |  | 0.27808 | 22.2468 |  |  |  |  | 0 | 0
1879 | WLFHOLW_3G | 3 | North | YES | -0.015099 | 272.4 | 89.2 | 272.4 | 0 | 1.032 | CC | -1 | 0.27838 | 272.4 | 272.4 |  |  | -4.113 | 272.4 | -0.27838 | -75.8317 |  |  |  |  | 0 | 0
1877 | WLFHOLW_1G | 1 | North | YES | -0.015099 | 217.3 | 89.2 | 217.3 | 0 | 1.032 | CC | -1 | 0.27838 | 217.3 | 217.3 |  |  | -3.281 | 217.3 | -0.27838 | -60.4927 |  |  |  |  | 0 | 0
1878 | WLFHOLW_2G | 2 | North | YES | -0.015099 | 215.7 | 105 | 215.7 | 0 | 1.032 | CC | -1 | 0.27838 | 215.7 | 215.7 |  |  | -3.2569 | 215.7 | -0.27838 | -60.0473 |  |  |  |  | 0 | 0
60201 | RIO DRCS | F | West | YES | 0.25533 | 0 | 0 | 0 | 0 | 1.025 | AVR | 1 | 0.27839 | 0 | 0 | 0 | 0 |  |  | 0.27839 | 0 |  |  |  |  | 0 | 0
60007 | KING_SW1A | 1 | West | YES | 0.25591 | 20 | 0 | 80 |  | 1.03 | Wind | 1 | 0.27898 | 0 | 80 | 20.4731 | 80 |  |  | 0.27898 | 22.3182 |  |  |  |  | 0 | 0
60019 | KING_NW1A | 1 | West | YES | 0.25591 | 20 | 0 | 80 |  | 1.03 | Wind | 1 | 0.27898 | 0 | 80 | 20.4731 | 80 |  |  | 0.27898 | 22.3182 |  |  |  |  | 0 | 0
366 | JNSNCNTY802 | 1 | North | YES | -0.016489 | 168 | 20 | 168 | 0 | 1.02 | Cogen | -1 | 0.27977 | 0 | 0 |  |  | 0 | 0 | -0.27977 | 0 |  |  |  |  | 0 | 0
367 | JNSNCNTY802 | 2 | North | YES | -0.016489 | 90 | 20 | 90 | 0 | 1.02 | Cogen | -1 | 0.27977 | 0 | 0 |  |  | 0 | 0 | -0.27977 | 0 |  |  |  |  | 0 | 0
39960 | TNTNPONE_18 | 1 | North | YES | -0.016572 | 152.3 | 30 | 152.3 |  | 1.04 | LIGCO | -1 | 0.27986 | 0 | 152.3 |  |  | 0 | 0 | -0.27986 | 0 |  |  |  |  | 0 | 0
39970 | TNTNPONE_28 | 1 | North | YES | -0.016572 | 153 | 30 | 153 |  | 1.04 | LIGCO | -1 | 0.27986 | 0 | 153 |  |  | 0 | 0 | -0.27986 | 0 |  |  |  |  | 0 | 0
1892 | DECRDOVA_2G | A | North | YES | -0.016578 | 65 | 65 | 70 | 0 | 1.025 | GGT | -1 | 0.27986 | 70 | 70 |  |  | -1.1605 | 70 | -0.27986 | -19.5904 |  |  |  |  | 0 | 0
1893 | DECRDOVA_3G | B | North | YES | -0.016578 | 65 | 65 | 69 | 0 | 1.025 | GGT | -1 | 0.27986 | 69 | 69 |  |  | -1.1439 | 69 | -0.27986 | -19.3105 |  |  |  |  | 0 | 0
1894 | DECRDOVA_4G | C | North | YES | -0.016578 | 65 | 65 | 69 | 0 | 1.025 | GGT | -1 | 0.27986 | 69 | 69 |  |  | -1.1439 | 69 | -0.27986 | -19.3105 |  |  |  |  | 0 | 0
1895 | DECRDOVA_5G | D | North | YES | -0.016578 | 65 | 65 | 68 | 0 | 1.025 | GGT | -1 | 0.27986 | 68 | 68 |  |  | -1.1273 | 68 | -0.27986 | -19.0307 |  |  |  |  | 0 | 0
48721 | LEG_1___1 | 1 | North | YES | -0.017367 | 827 | 357 | 827 | 0 | 1.0348 | LIGCO | -1 | 0.28065 | 0 | 827 |  |  | 0 | 0 | -0.28065 | 0 |  |  |  |  | 0 | 0
48722 | LEG_2___2 | 2 | North | YES | -0.017367 | 819 | 357 | 819 | 0 | 1.0348 | LIGCO | -1 | 0.28065 | 0 | 819 |  |  | 0 | 0 | -0.28065 | 0 |  |  |  |  | 0 | 0
1479 | WFCOGEN_1G | 1 | North | YES | -0.018976 | 16 | 12 | 20 | 0 | 1 | Cogen | -1 | 0.28226 | 0 | 0 |  |  | 0 | 0 | -0.28226 | 0 |  |  |  |  | 0 | 0
1479 | WFCOGEN_1G | 2 | North | YES | -0.018976 | 16 | 12 | 20 | 0 | 1 | Cogen | -1 | 0.28226 | 0 | 0 |  |  | 0 | 0 | -0.28226 | 0 |  |  |  |  | 0 | 0
1482 | WFCOGEN_2G | 1 | North | YES | -0.018976 | 16 | 12 | 20 | 0 | 1 | Cogen | -1 | 0.28226 | 0 | 0 |  |  | 0 | 0 | -0.28226 | 0 |  |  |  |  | 0 | 0
1482 | WFCOGEN_2G | 2 | North | YES | -0.018976 | 13.6 | 12 | 17 | 0 | 1 | Cogen | -1 | 0.28226 | 0 | 0 |  |  | 0 | 0 | -0.28226 | 0 |  |  |  |  | 0 | 0
505 | NTHTEXAS03 | 3 | North | YES | -0.019076 | 30.4 | 15 | 38 |  | 1.015 | GST | -1 | 0.28236 | 38 | 38 |  |  | -0.72489 | 38 | -0.28236 | -10.7297 |  |  |  |  | 0 | 0
503 | NTHTEXAS01 | 1 | North | YES | -0.019076 | 0 | 5 | 18 |  | 1.015 | GST | -1 | 0.28236 | 18 | 18 |  |  | -0.34337 | 18 | -0.28236 | -5.0825 |  |  |  |  | 0 | 0
504 | NTHTEXAS02 | 2 | North | YES | -0.019076 | 14.4 | 5 | 18 |  | 1.015 | GST | -1 | 0.28236 | 18 | 18 |  |  | -0.34337 | 18 | -0.28236 | -5.0825 |  |  |  |  | 0 | 0
3381 | BBRN_1G | 1 | North | YES | -0.019574 | 618 | 225 | 618 | 0 | 1.03 | LIGCO | -1 | 0.28286 | 0 | 618 |  |  | 0 | 0 | -0.28286 | 0 |  |  |  |  | 0 | 0
3382 | BBRN_2G | 2 | North | YES | -0.019574 | 589 | 225 | 589 | 0 | 1.03 | LIGCO | -1 | 0.28286 | 0 | 589 |  |  | 0 | 0 | -0.28286 | 0 |  |  |  |  | 0 | 0
1069 | KINDERMG_1G | 1 | West | YES | 0.25992 | 25 | 5 | 25 | 0 | 1.017 | Cogen | 1 | 0.28299 | 0 | 0 | 0 | 0 |  |  | 0.28299 | 0 |  |  |  |  | 0 | 0
1070 | KINDERMG_2G | 1 | West | YES | 0.25992 | 45.7 | 12 | 45.7 | 0 | 1.017 | Cogen | 1 | 0.28299 | 0 | 0 | 0 | 0 |  |  | 0.28299 | 0 |  |  |  |  | 0 | 0
1071 | KINDERMG_3G | 1 | West | YES | 0.25992 | 45.7 | 12 | 45.7 | 0 | 1.017 | Cogen | 1 | 0.28299 | 0 | 0 | 0 | 0 |  |  | 0.28299 | 0 |  |  |  |  | 0 | 0
1062 | CIELOGEN_2G | 1 | West | YES | 0.25992 | 12.2 | 0 | 61 |  | 1 | Wind | 1 | 0.28299 | 0 | 61 | 15.8552 | 61 |  |  | 0.28299 | 17.2621 |  |  |  |  | 0 | 0
1061 | CIELOGEN_1G | 1 | West | YES | 0.25992 | 19.8 | 0 | 99 |  | 1 | Wind | 1 | 0.28299 | 0 | 99 | 25.7323 | 99 |  |  | 0.28299 | 28.0156 |  |  |  |  | 0 | 0
1073 | SCURRYCW_2G | 2 | West | YES | 0.2601 | 24 | 0 | 120 | 0 | 1.0217 | Wind | 1 | 0.28316 | 0 | 120 | 31.2114 | 120 |  |  | 0.28316 | 33.979 |  |  |  |  | 0 | 0
1068 | SCURRYCW_1G | 1 | West | YES | 0.2601 | 28.2 | 1.3 | 141 | 0 | 1.0217 | Wind | 1 | 0.28316 | 0 | 141 | 36.6734 | 141 |  |  | 0.28316 | 39.9254 |  |  |  |  | 0 | 0
13133 | CALFREST_3G | 3 | North | YES | -0.019932 | 177.4 | 40 | 177.4 | 0 | 1.031 | CC | -1 | 0.28322 | 177.4 | 177.4 |  |  | -3.5359 | 177.4 | -0.28322 | -50.2426 |  |  |  |  | 0 | 0
13132 | CALFREST_2G | 2 | North | YES | -0.019932 | 151 | 57 | 151 | 0 | 1.031 | CC | -1 | 0.28322 | 151 | 151 |  |  | -3.0097 | 151 | -0.28322 | -42.7657 |  |  |  |  | 0 | 0
13131 | CALFREST_1G | 1 | North | YES | -0.019932 | 150.7 | 40 | 150.7 | 0 | 1.031 | CC | -1 | 0.28322 | 150.7 | 150.7 |  |  | -3.0038 | 150.7 | -0.28322 | -42.6807 |  |  |  |  | 0 | 0
13136 | CALFREST_6G | 6 | North | YES | -0.020011 | 177.5 | 40 | 177.5 | 0 | 1.031 | CC | -1 | 0.2833 | 177.5 | 177.5 |  |  | -3.552 | 177.5 | -0.2833 | -50.285 |  |  |  |  | 0 | 0
13135 | CALFREST_5G | 5 | North | YES | -0.020011 | 152.3 | 57 | 152.3 | 0 | 1.031 | CC | -1 | 0.2833 | 152.3 | 152.3 |  |  | -3.0477 | 152.3 | -0.2833 | -43.1459 |  |  |  |  | 0 | 0
13134 | CALFREST_4G | 4 | North | YES | -0.020011 | 151.5 | 40 | 151.5 | 0 | 1.031 | CC | -1 | 0.2833 | 151.5 | 151.5 |  |  | -3.0317 | 151.5 | -0.2833 | -42.9193 |  |  |  |  | 0 | 0
1889 | DECRDOVA_1G | 1 | North | YES | -0.020211 | 779 | 255 | 779 | 0 | 1.02 | GSC | -1 | 0.2835 | 779 | 779 |  |  | -15.7444 | 779 | -0.2835 | -220.843 |  |  |  |  | 0 | 0
1349 | WESTXWIN_1G | 1 | West | YES | 0.26091 | 1.3 | 0 | 6.6 |  | 1.014 | Wind | 1 | 0.28398 | 0 | 6.6 | 1.722 | 6.6 |  |  | 0.28398 | 1.8742 |  |  |  |  | 0 | 0
1350 | NWPWRG1_1G | 1 | West | YES | 0.26091 | 6.9 | 1 | 34.3 |  | 1.014 | Wind | 1 | 0.28398 | 0 | 34.3 | 8.9493 | 34.3 |  |  | 0.28398 | 9.7404 |  |  |  |  | 0 | 0
3126 | TRINIDAD_6G | 1 | North | YES | -0.020965 | 179.2 | 46 | 224 | 0 | 1 | GST | -1 | 0.28425 | 224 | 224 |  |  | -4.6962 | 224 | -0.28425 | -63.6719 |  |  |  |  | 0 | 0
1938 | MDLTHELP_6G | 6 | North | YES | -0.021037 | 226 | 74 | 226 | 0 | 1 | CC | -1 | 0.28432 | 226 | 226 |  |  | -4.7544 | 226 | -0.28432 | -64.2567 |  |  |  |  | 0 | 0
1937 | MDLTHELP_5G | 5 | North | YES | -0.021037 | 224 | 74 | 224 | 0 | 1 | CC | -1 | 0.28432 | 224 | 224 |  |  | -4.7123 | 224 | -0.28432 | -63.688 |  |  |  |  | 0 | 0
1943 | MDLTHELP_3G | 3 | North | YES | -0.021037 | 212 | 74 | 212 | 0 | 1 | CC | -1 | 0.28432 | 212 | 212 |  |  | -4.4598 | 212 | -0.28432 | -60.2762 |  |  |  |  | 0 | 0
1944 | MDLTHELP_4G | 4 | North | YES | -0.021037 | 211 | 74 | 211 | 0 | 1 | CC | -1 | 0.28432 | 211 | 211 |  |  | -4.4388 | 211 | -0.28432 | -59.9918 |  |  |  |  | 0 | 0
76091 | L_DIVIDE1_1N | W1 | West | YES | 0.26142 | 22.5 | 0 | 112.5 |  | 1.02 | Wind | 1 | 0.28448 | 0 | 112.5 | 29.4092 | 112.5 |  |  | 0.28448 | 32.0038 |  |  |  |  | 0 | 0
76095 | L_CAPRSI1_1N | W1 | West | YES | 0.26142 | 29.9 | 0 | 149.5 | 0 | 1.02 | Wind | 1 | 0.28448 | 0 | 149.5 | 39.0815 | 149.5 |  |  | 0.28448 | 42.5296 |  |  |  |  | 0 | 0
76096 | L_CAPRSI1_2N | W1 | West | YES | 0.26142 | 37.2 | 0 | 186 | 0 | 1.02 | Wind | 1 | 0.28448 | 0 | 186 | 48.6232 | 186 |  |  | 0.28448 | 52.913 |  |  |  |  | 0 | 0
76097 | L_CAPRGE1_1N | W1 | West | YES | 0.26142 | 42.9 | 0 | 214.5 | 0 | 1.02 | Wind | 1 | 0.28448 | 0 | 214.5 | 56.0735 | 214.5 |  |  | 0.28448 | 61.0207 |  |  |  |  | 0 | 0
1600 | BARTNWND_1G | 1 | North | YES | -0.021197 | 12 | 0 | 120 | 0 | 1.022 | Wind | -1 | 0.28448 | 0 | 120 |  |  | 0 | 0 | -0.28448 | 0 |  |  |  |  | 0 | 0
12322 | ENNSTRAC_1G | 1 | North | YES | -0.021341 | 196 | 130 | 196 | 0 | 1.036 | CC | -1 | 0.28463 | 196 | 196 |  |  | -4.1828 | 196 | -0.28463 | -55.7866 |  |  |  |  | 0 | 0
12323 | ENNSTRAC_2G | 2 | North | YES | -0.021341 | 116 | 100 | 116 | 0 | 1.036 | CC | -1 | 0.28463 | 116 | 116 |  |  | -2.4756 | 116 | -0.28463 | -33.0166 |  |  |  |  | 0 | 0
3108 | STRYKER_2G | 2 | North | YES | -0.02179 | 484 | 75 | 484 | 0 | 1.029 | GST | -1 | 0.28507 | 484 | 484 |  |  | -10.5464 | 484 | -0.28507 | -137.9761 |  |  |  |  | 0 | 0
3107 | STRYKER_1G | 1 | North | YES | -0.02179 | 145.6 | 45 | 182 | 0 | 1.029 | GST | -1 | 0.28507 | 182 | 182 |  |  | -3.9658 | 182 | -0.28507 | -51.8836 |  |  |  |  | 0 | 0
3309 | ASPN_G | 1 | North | YES | -0.021829 | 50 | 0 | 50 |  | 1 | Bio | -1 | 0.28511 | 50 | 50 |  |  | -1.0915 | 50 | -0.28511 | -14.2557 |  |  |  |  | 0 | 0
3348 | CHAMPION_1G | MB | North | YES | -0.02185 | 0 | 42 | 42 |  | 1 | Cogen | -1 | 0.28513 | 0 | 0 |  |  | 0 | 0 | -0.28513 | 0 |  |  |  |  | 0 | 0
1941 | MDLTHELP_1G | 1 | North | YES | -0.021943 | 216.4 | 74 | 216.4 | 0 | 1 | CC | -1 | 0.28523 | 216.4 | 216.4 |  |  | -4.7485 | 216.4 | -0.28523 | -61.7232 |  |  |  |  | 0 | 0
1942 | MDLTHELP_2G | 2 | North | YES | -0.021943 | 216.1 | 74 | 216.1 | 0 | 1 | CC | -1 | 0.28523 | 216.1 | 216.1 |  |  | -4.7419 | 216.1 | -0.28523 | -61.6377 |  |  |  |  | 0 | 0
13119 | TGATEWAY_4G | 4 | North | YES | -0.022035 | 399 | 65 | 399 | 0 | 1.0232 | CC | -1 | 0.28532 | 399 | 399 |  |  | -8.792 | 399 | -0.28532 | -113.8425 |  |  |  |  | 0 | 0
13116 | TGATEWAY_1G | 1 | North | YES | -0.022035 | 151 | 30 | 151 | 0 | 1.0232 | CC | -1 | 0.28532 | 151 | 151 |  |  | -3.3273 | 151 | -0.28532 | -43.0832 |  |  |  |  | 0 | 0
13118 | TGATEWAY_3G | 3 | North | YES | -0.022035 | 148 | 30 | 148 | 0 | 1.0232 | CC | -1 | 0.28532 | 148 | 148 |  |  | -3.2612 | 148 | -0.28532 | -42.2273 |  |  |  |  | 0 | 0
13117 | TGATEWAY_2G | 2 | North | YES | -0.022035 | 130 | 30 | 130 | 0 | 1.0232 | CC | -1 | 0.28532 | 130 | 130 |  |  | -2.8645 | 130 | -0.28532 | -37.0915 |  |  |  |  | 0 | 0
6637 | SNYDERW1A | 1 | West | YES | 0.26238 | 12.6 | 0 | 63 | 0 | 1.025 | Wind | 1 | 0.28545 | 0 | 63 | 16.5302 | 63 |  |  | 0.28545 | 17.9832 |  |  |  |  | 0 | 0
3097 | MARTLAKE_1G | 1 | North | YES | -0.02225 | 790 | 500 | 790 | 0 | 1.017 | LIGCO | -1 | 0.28553 | 0 | 790 |  |  | 0 | 0 | -0.28553 | 0 |  |  |  |  | 0 | 0
3098 | MARTLAKE_2G | 2 | North | YES | -0.02225 | 795 | 461 | 795 | 0 | 1.017 | LIGCO | -1 | 0.28553 | 0 | 795 |  |  | 0 | 0 | -0.28553 | 0 |  |  |  |  | 0 | 0
3099 | MARTLAKE_3G | 3 | North | YES | -0.02225 | 804 | 500 | 804 | 0 | 1.017 | LIGCO | -1 | 0.28553 | 0 | 804 |  |  | 0 | 0 | -0.28553 | 0 |  |  |  |  | 0 | 0
2417 | MTCK8_G | 8 | North | YES | -0.023471 | 444.8 | 60 | 556 | 0 | 1.022 | GSC | -1 | 0.28676 | 556 | 556 |  |  | -13.0499 | 556 | -0.28676 | -159.4361 |  |  |  |  | 0 | 0
2413 | MTCK6_G | 6 | North | YES | -0.023471 | 0 | 30 | 118 |  | 1.022 | GST | -1 | 0.28676 | 118 | 118 |  |  | -2.7696 | 118 | -0.28676 | -33.8372 |  |  |  |  | 0 | 0
2414 | MTCK7_G | 7 | North | YES | -0.023471 | 0 | 30 | 115 |  | 1.022 | GST | -1 | 0.28676 | 115 | 115 |  |  | -2.6992 | 115 | -0.28676 | -32.9769 |  |  |  |  | 0 | 0
580 | JCKCNTY801 | 1 | North | YES | -0.023727 | 288 | 0 | 288 | 0 | 1.022 | CC | -1 | 0.28701 | 288 | 288 |  |  | -6.8334 | 288 | -0.28701 | -82.6593 |  |  |  |  | 0 | 0
581 | JCKCNTY802 | 2 | North | YES | -0.023727 | 147 | 0 | 147 | 0 | 1.022 | CC | -1 | 0.28701 | 147 | 147 |  |  | -3.4879 | 147 | -0.28701 | -42.1907 |  |  |  |  | 0 | 0
582 | JCKCNTY803 | 3 | North | YES | -0.023727 | 147 | 0 | 147 | 0 | 1.022 | CC | -1 | 0.28701 | 147 | 147 |  |  | -3.4879 | 147 | -0.28701 | -42.1907 |  |  |  |  | 0 | 0
12440 | PARKD_1SVC8 | 1 | North | YES | -0.023782 | 0 | 0 | 0 | 0 | 1.007 | GST | -1 | 0.28707 | 0 | 0 |  |  | 0 | 0 | -0.28707 | 0 |  |  |  |  | 0 | 0
12449 | PARKD_2SVC8 | 1 | North | YES | -0.023782 | 0 | 0 | 0 | 0 | 1.007 | GST | -1 | 0.28707 | 0 | 0 |  |  | 0 | 0 | -0.28707 | 0 |  |  |  |  | 0 | 0
12424 | FPLEFR2S_G | 4 | North | YES | -0.023846 | 415 | 191 | 415 | 0 | 1 | CC | -1 | 0.28713 | 415 | 415 |  |  | -9.8961 | 415 | -0.28713 | -119.1592 |  |  |  |  | 0 | 0
12414 | FPLEFR1S_G | 4 | North | YES | -0.023846 | 414 | 191 | 414 | 0 | 1 | CC | -1 | 0.28713 | 414 | 414 |  |  | -9.8722 | 414 | -0.28713 | -118.872 |  |  |  |  | 0 | 0
12412 | FPLEFR1B_G | 2 | North | YES | -0.023846 | 164 | 72 | 164 | 0 | 1 | CC | -1 | 0.28713 | 164 | 164 |  |  | -3.9107 | 164 | -0.28713 | -47.0894 |  |  |  |  | 0 | 0
12413 | FPLEFR1C_G | 3 | North | YES | -0.023846 | 164 | 72 | 164 | 0 | 1 | CC | -1 | 0.28713 | 164 | 164 |  |  | -3.9107 | 164 | -0.28713 | -47.0894 |  |  |  |  | 0 | 0
12423 | FPLEFR2C_G | 3 | North | YES | -0.023846 | 163 | 72 | 163 | 0 | 1 | CC | -1 | 0.28713 | 163 | 163 |  |  | -3.8869 | 163 | -0.28713 | -46.8023 |  |  |  |  | 0 | 0
12421 | FPLEFR2A_G | 1 | North | YES | -0.023846 | 162 | 72 | 162 | 0 | 1 | CC | -1 | 0.28713 | 162 | 162 |  |  | -3.8631 | 162 | -0.28713 | -46.5151 |  |  |  |  | 0 | 0
12411 | FPLEFR1A_G | 1 | North | YES | -0.023846 | 161 | 72 | 161 | 0 | 1 | CC | -1 | 0.28713 | 161 | 161 |  |  | -3.8392 | 161 | -0.28713 | -46.228 |  |  |  |  | 0 | 0
12422 | FPLEFR2B_G | 2 | North | YES | -0.023846 | 161 | 72 | 161 | 0 | 1 | CC | -1 | 0.28713 | 161 | 161 |  |  | -3.8392 | 161 | -0.28713 | -46.228 |  |  |  |  | 0 | 0
2452 | LKHB2_G | 2 | North | YES | -0.023962 | 516 | 80 | 516 | 0 | 1.022 | GST | -1 | 0.28725 | 516 | 516 |  |  | -12.3644 | 516 | -0.28725 | -148.2192 |  |  |  |  | 0 | 0
2451 | LKHB1_G | 1 | North | YES | -0.023962 | 0 | 80 | 391 |  | 1.022 | GST | -1 | 0.28725 | 391 | 391 |  |  | -9.3691 | 391 | -0.28725 | -112.3134 |  |  |  |  | 0 | 0
76031 | L_GASCCR1_1N | W1 | West | YES | 0.26422 | 30 | 0 | 150 | 0 | 1.02 | Wind | 1 | 0.28728 | 0 | 150 | 39.6327 | 150 |  |  | 0.28728 | 43.0922 |  |  |  |  | 0 | 0
11309 | BULLCREK_2G | 1 | West | YES | 0.26444 | 20.9 | 0 | 180 |  | 1 | Wind | 1 | 0.2875 | 0 | 180 | 47.599 | 180 |  |  | 0.2875 | 51.7505 |  |  |  |  | 0 | 0
11310 | BULLCREK_1G | 1 | West | YES | 0.26444 | 15.1 | 0 | 180 |  | 1 | Wind | 1 | 0.2875 | 0 | 180 | 47.599 | 180 |  |  | 0.2875 | 51.7505 |  |  |  |  | 0 | 0
950 | STEAM3 | 1 | North | YES | -0.024484 | 41 | 13 | 42 | 0 | 1.02 | GST | -1 | 0.28777 | 42 | 42 |  |  | -1.0283 | 42 | -0.28777 | -12.0863 |  |  |  |  | 0 | 0
949 | STEAM2 | 1 | North | YES | -0.024484 | 26 | 8 | 26 | 0 | 0.99 | GST | -1 | 0.28777 | 26 | 26 |  |  | -0.63658 | 26 | -0.28777 | -7.482 |  |  |  |  | 0 | 0
948 | STEAM1 | 1 | North | YES | -0.024484 | 0 | 12 | 20 |  | 1.02 | GST | -1 | 0.28777 | 20 | 20 |  |  | -0.48968 | 20 | -0.28777 | -5.7554 |  |  |  |  | 0 | 0
837 | NEWMAN_G5 | 1 | North | YES | -0.024506 | 0 | 15 | 40 |  | 1.01 | GST | -1 | 0.28779 | 40 | 40 |  |  | -0.98024 | 40 | -0.28779 | -11.5116 |  |  |  |  | 0 | 0
11320 | COYOTE_1G | 1 | West | YES | 0.26474 | 22.5 | 0 | 225 |  | 1 | Wind | 1 | 0.2878 | 0 | 225 | 59.566 | 225 |  |  | 0.2878 | 64.7554 |  |  |  |  | 0 | 0
844 | OLINGER_G3 | 1 | North | YES | -0.024596 | 103.9 | 45 | 150 | 0 | 1.03 | GST | -1 | 0.28788 | 150 | 150 |  |  | -3.6894 | 150 | -0.28788 | -43.1821 |  |  |  |  | 0 | 0
843 | OLINGER_G2 | 1 | North | YES | -0.024596 | 76.2 | 25 | 110 | 0 | 1.03 | GST | -1 | 0.28788 | 110 | 110 |  |  | -2.7056 | 110 | -0.28788 | -31.6669 |  |  |  |  | 0 | 0
842 | OLINGER_G1 | 1 | North | YES | -0.024596 | 55.4 | 20 | 79 | 0 | 1.03 | GST | -1 | 0.28788 | 79 | 79 |  |  | -1.9431 | 79 | -0.28788 | -22.7426 |  |  |  |  | 0 | 0
845 | OLINGER_G4 | 1 | North | YES | -0.024596 | 51.9 | 0 | 76 | 0 | 1.03 | GGT | -1 | 0.28788 | 76 | 76 |  |  | -1.8693 | 76 | -0.28788 | -21.8789 |  |  |  |  | 0 | 0
1701 | MOSES_1G | 1 | North | YES | -0.025009 | 558 | 175 | 558 | 0 | 1.023 | LIGCO | -1 | 0.28829 | 0 | 558 |  |  | 0 | 0 | -0.28829 | 0 |  |  |  |  | 0 | 0
1702 | MOSES_2G | 2 | North | YES | -0.025009 | 579 | 175 | 579 | 0 | 1.023 | LIGCO | -1 | 0.28829 | 0 | 579 |  |  | 0 | 0 | -0.28829 | 0 |  |  |  |  | 0 | 0
1703 | MOSES_3G | 3 | North | YES | -0.025009 | 808 | 463 | 808 | 0 | 1.023 | LIGCO | -1 | 0.28829 | 0 | 808 |  |  | 0 | 0 | -0.28829 | 0 |  |  |  |  | 0 | 0
5925 | DCEAST | EQ | North | YES | -0.025009 | 400.3 | -600 | 600 | 0 | 1.025 | DCTie | -1 | 0.28829 | 0 | 0 |  |  | 0 | 0 | -0.28829 | 0 |  |  |  |  | 0 | 0
1675 | PEC_1G | 1 | North | YES | -0.025127 | 76.7 | 35 | 76.7 | 0 | 1.022 | Cogen | -1 | 0.28841 | 0 | 0 |  |  | 0 | 0 | -0.28841 | 0 |  |  |  |  | 0 | 0
1676 | PEC_2G | 2 | North | YES | -0.025127 | 79.6 | 35 | 79.6 | 0 | 1.022 | Cogen | -1 | 0.28841 | 0 | 0 |  |  | 0 | 0 | -0.28841 | 0 |  |  |  |  | 0 | 0
1677 | PEC_3G | 3 | North | YES | -0.025127 | 88.4 | 35 | 88.4 | 0 | 1.022 | Cogen | -1 | 0.28841 | 0 | 0 |  |  | 0 | 0 | -0.28841 | 0 |  |  |  |  | 0 | 0
1683 | LAMARPWR_6G | 6 | North | YES | -0.025184 | 198 | 129.1 | 198 | 0 | 1.038 | CC | -1 | 0.28847 | 198 | 198 |  |  | -4.9864 | 198 | -0.28847 | -57.1168 |  |  |  |  | 0 | 0
1680 | LAMARPWR_3G | 3 | North | YES | -0.025184 | 196 | 129.1 | 196 | 0 | 1.038 | CC | -1 | 0.28847 | 196 | 196 |  |  | -4.9361 | 196 | -0.28847 | -56.5398 |  |  |  |  | 0 | 0
1678 | LAMARPWR_1G | 1 | North | YES | -0.025184 | 160 | 67.7 | 160 | 0 | 1.038 | CC | -1 | 0.28847 | 160 | 160 |  |  | -4.0294 | 160 | -0.28847 | -46.155 |  |  |  |  | 0 | 0
1682 | LAMARPWR_5G | 5 | North | YES | -0.025184 | 157 | 67.7 | 157 | 0 | 1.038 | CC | -1 | 0.28847 | 157 | 157 |  |  | -3.9539 | 157 | -0.28847 | -45.2896 |  |  |  |  | 0 | 0
1679 | LAMARPWR_2G | 2 | North | YES | -0.025184 | 156 | 67.7 | 156 | 0 | 1.038 | CC | -1 | 0.28847 | 156 | 156 |  |  | -3.9287 | 156 | -0.28847 | -45.0011 |  |  |  |  | 0 | 0
1681 | LAMARPWR_4G | 4 | North | YES | -0.025184 | 156 | 67.7 | 156 | 0 | 1.038 | CC | -1 | 0.28847 | 156 | 156 |  |  | -3.9287 | 156 | -0.28847 | -45.0011 |  |  |  |  | 0 | 0
1948 | HANDLEY_4G | 4 | North | YES | -0.025267 | 348 | 150 | 435 | 0 | 1.022 | GST | -1 | 0.28855 | 435 | 435 |  |  | -10.9911 | 435 | -0.28855 | -125.5199 |  |  |  |  | 0 | 0
1689 | VALLEY_3G | 3 | North | YES | -0.025279 | 0 | 25 | 375 |  | 1.003 | GST | -1 | 0.28856 | 375 | 375 |  |  | -9.4796 | 375 | -0.28856 | -108.2113 |  |  |  |  | 0 | 0
11693 | KMICHIST3_G | 3 | North | YES | -0.025279 | 312 | 60 | 312 | 0 | 1.026 | CC | -1 | 0.28856 | 312 | 312 |  |  | -7.887 | 312 | -0.28856 | -90.0318 |  |  |  |  | 0 | 0
11696 | KMICHIST6_G | 6 | North | YES | -0.025279 | 310 | 60 | 310 | 0 | 1.026 | CC | -1 | 0.28856 | 310 | 310 |  |  | -7.8365 | 310 | -0.28856 | -89.4547 |  |  |  |  | 0 | 0
11695 | KMICHICT5_G | 5 | North | YES | -0.025279 | 148 | 80 | 148 | 0 | 1.026 | CC | -1 | 0.28856 | 148 | 148 |  |  | -3.7413 | 148 | -0.28856 | -42.7074 |  |  |  |  | 0 | 0
11692 | KMICHICT2_G | 2 | North | YES | -0.025279 | 146 | 80 | 146 | 0 | 1.026 | CC | -1 | 0.28856 | 146 | 146 |  |  | -3.6907 | 146 | -0.28856 | -42.1303 |  |  |  |  | 0 | 0
11691 | KMICHICT1_G | 1 | North | YES | -0.025279 | 144 | 80 | 144 | 0 | 1.026 | CC | -1 | 0.28856 | 144 | 144 |  |  | -3.6402 | 144 | -0.28856 | -41.5531 |  |  |  |  | 0 | 0
11694 | KMICHICT4_G | 4 | North | YES | -0.025279 | 144 | 80 | 144 | 0 | 1.026 | CC | -1 | 0.28856 | 144 | 144 |  |  | -3.6402 | 144 | -0.28856 | -41.5531 |  |  |  |  | 0 | 0
1949 | HANDLEY_5G | 5 | North | YES | -0.025362 | 348 | 150 | 435 | 0 | 1.022 | GST | -1 | 0.28865 | 435 | 435 |  |  | -11.0325 | 435 | -0.28865 | -125.5612 |  |  |  |  | 0 | 0
1947 | HANDLEY_3G | 3 | North | YES | -0.025362 | 316 | 100 | 395 | 0 | 1.022 | GST | -1 | 0.28865 | 395 | 395 |  |  | -10.018 | 395 | -0.28865 | -114.0154 |  |  |  |  | 0 | 0
1688 | VALLEY_2G | 2 | North | YES | -0.025497 | 527 | 90 | 527 | 0 | 1.029 | GSC | -1 | 0.28878 | 527 | 527 |  |  | -13.4369 | 527 | -0.28878 | -152.1879 |  |  |  |  | 0 | 0
1687 | VALLEY_1G | 1 | North | YES | -0.025497 | 136 | 15 | 170 | 0 | 1.029 | GST | -1 | 0.28878 | 170 | 170 |  |  | -4.3345 | 170 | -0.28878 | -49.0929 |  |  |  |  | 0 | 0
2383 | NTHLK3_G | 3 | North | YES | -0.025513 | 0 | 50 | 329 |  | 1.022 | GST | -1 | 0.2888 | 329 | 329 |  |  | -8.3938 | 329 | -0.2888 | -95.0144 |  |  |  |  | 0 | 0
2382 | NTHLK2_G | 2 | North | YES | -0.025513 | 0 | 35 | 181 |  | 1.022 | GST | -1 | 0.2888 | 181 | 181 |  |  | -4.6179 | 181 | -0.2888 | -52.2724 |  |  |  |  | 0 | 0
2381 | NTHLK1_G | 1 | North | YES | -0.025513 | 0 | 35 | 156 |  | 1.022 | GST | -1 | 0.2888 | 156 | 156 |  |  | -3.98 | 156 | -0.2888 | -45.0524 |  |  |  |  | 0 | 0
6948 | DENISNDM | 1 | North | YES | -0.025668 | 40 | 5 | 40 |  | 1.015 | Hydro | -1 | 0.28895 | 0 | 0 |  |  | 0 | 0 | -0.28895 | 0 |  |  |  |  | 0 | 0
6948 | DENISNDM | 2 | North | YES | -0.025668 | 31 | 5 | 40 |  | 1.015 | Hydro | -1 | 0.28895 | 0 | 0 |  |  | 0 | 0 | -0.28895 | 0 |  |  |  |  | 0 | 0
1320 | BSP 1 | 1 | West | YES | 0.2659 | 25.5 | 2.9 | 25.8 | 0 | 1 | Cogen | 1 | 0.28896 | 0 | 0 | 0 | 0 |  |  | 0.28896 | 0 |  |  |  |  | 0 | 0
728 | WOLFRIDGE801 | 1 | North | YES | -0.025903 | 11.2 | 0 | 112.5 | 0 | 0.99 | Wind | -1 | 0.28919 | 0 | 112.5 |  |  | 0 | 0 | -0.28919 | 0 |  |  |  |  | 0 | 0
2371 | COLLIN_1G | MB | North | YES | -0.026402 | 0 | 40 | 138 |  | 1.022 | GST | -1 | 0.28969 | 0 | 0 |  |  | 0 | 0 | -0.28969 | 0 |  |  |  |  | 0 | 0
1360 | GUNSIGHT_8 | 1 | West | YES | 0.26676 | 0 | 0 | 120 |  | 1.01 | Wind | 1 | 0.28983 | 0 | 120 | 32.0114 | 120 |  |  | 0.28983 | 34.7791 |  |  |  |  | 0 | 0
1433 | GRHAMSES_1G | 1 | North | YES | -0.027105 | 242 | 60 | 242 | 0 | 1.038 | GST | -1 | 0.29039 | 242 | 242 |  |  | -6.5594 | 242 | -0.29039 | -70.2743 |  |  |  |  | 0 | 0
1327 | WILDHRSE_1G | 1 | West | YES | 0.26765 | 0 | 0 | 120 |  | 1 | Wind | 1 | 0.29071 | 0 | 120 | 32.1174 | 120 |  |  | 0.29071 | 34.885 |  |  |  |  | 0 | 0
1333 | MCDDONAL_8 | 1 | West | YES | 0.26955 | 42.8 | 0 | 214.2 |  | 1.01 | Wind | 1 | 0.29262 | 0 | 214.2 | 57.7387 | 214.2 |  |  | 0.29262 | 62.6789 |  |  |  |  | 0 | 0
1328 | OCOTILLO_1G | 1 | West | YES | 0.26958 | 11.6 | 0 | 58 |  | 1.01 | Wind | 1 | 0.29264 | 0 | 58 | 15.6356 | 58 |  |  | 0.29264 | 16.9733 |  |  |  |  | 0 | 0
1861 | EAGLEMNT_1G | MB | North | YES | -0.029498 | 0 | 30 | 112 |  | 1.022 | GST | -1 | 0.29278 | 0 | 0 |  |  | 0 | 0 | -0.29278 | 0 |  |  |  |  | 0 | 0
1862 | EAGLEMNT_2G | MB | North | YES | -0.029498 | 0 | 40 | 100 |  | 1.022 | GST | -1 | 0.29278 | 0 | 0 |  |  | 0 | 0 | -0.29278 | 0 |  |  |  |  | 0 | 0
1863 | EAGLEMNT_3G | MB | North | YES | -0.029498 | 0 | 50 | 378 |  | 1.022 | GST | -1 | 0.29278 | 0 | 0 |  |  | 0 | 0 | -0.29278 | 0 |  |  |  |  | 0 | 0
1326 | STANTONW_8 | 1 | West | YES | 0.27081 | 20.1 | 0 | 100.5 |  | 1.01 | Wind | 1 | 0.29387 | 0 | 100.5 | 27.216 | 100.5 |  |  | 0.29387 | 29.5339 |  |  |  |  | 0 | 0
11147 | NOTREES_1G | 1 | West | YES | 0.27089 | 29.8 | 0 | 149 | 0 | 1.017 | Wind | 1 | 0.29395 | 0 | 149 | 40.3628 | 149 |  |  | 0.29395 | 43.7992 |  |  |  |  | 0 | 0
7038 | L_DELAWA1_1Y | 2 | West | YES | 0.27105 | 3 | 0 | 30 | 0 | 1 | Wind | 1 | 0.29411 | 0 | 30 | 8.1314 | 30 |  |  | 0.29411 | 8.8233 |  |  |  |  | 0 | 0
7038 | L_DELAWA1_1Y | 1 | West | YES | 0.27105 | 3.5 | 0 | 35 | 0 | 1 | Wind | 1 | 0.29411 | 0 | 35 | 9.4866 | 35 |  |  | 0.29411 | 10.2938 |  |  |  |  | 0 | 0
1002 | PBCTAGE_1G | A | West | YES | 0.27109 | 64 | 64 | 66 | 0 | 1.036 | GGT | 1 | 0.29416 | 66 | 66 | 17.8923 | 66 |  |  | 0.29416 | 19.4145 |  |  |  |  | 0 | 0
1003 | PBCTBGE_2G | B | West | YES | 0.27109 | 65 | 65 | 66 | 0 | 1.036 | GGT | 1 | 0.29416 | 66 | 66 | 17.8923 | 66 |  |  | 0.29416 | 19.4145 |  |  |  |  | 0 | 0
1004 | PBCTCGE_3G | C | West | YES | 0.27109 | 62 | 62 | 67 | 0 | 1.036 | GGT | 1 | 0.29416 | 67 | 67 | 18.1634 | 67 |  |  | 0.29416 | 19.7086 |  |  |  |  | 0 | 0
1006 | PBCTEGE_5G | E | West | YES | 0.27109 | 65 | 65 | 67 | 0 | 1.036 | GGT | 1 | 0.29416 | 67 | 67 | 18.1634 | 67 |  |  | 0.29416 | 19.7086 |  |  |  |  | 0 | 0
1005 | PBCTDGE_4G | D | West | YES | 0.27109 | 65 | 65 | 68 | 0 | 1.036 | GGT | 1 | 0.29416 | 68 | 68 | 18.4345 | 68 |  |  | 0.29416 | 20.0028 |  |  |  |  | 0 | 0
1007 | PB5GEN_6G | 5 | West | YES | 0.27109 | 91.2 | 40 | 114 | 0 | 1.036 | GST | 1 | 0.29416 | 114 | 114 | 30.9048 | 114 |  |  | 0.29416 | 33.5341 |  |  |  |  | 0 | 0
1008 | PB6GEN_7G | 6 | West | YES | 0.27109 | 515 | 130 | 515 | 0 | 1.036 | GST | 1 | 0.29416 | 515 | 515 | 139.6139 | 515 |  |  | 0.29416 | 151.4917 |  |  |  |  | 0 | 0
1044 | MRGNFG_6G | F | West | YES | 0.27147 | 66 | 66 | 66 | 0 | 1.029 | GGT | 1 | 0.29453 | 66 | 66 | 17.9171 | 66 |  |  | 0.29453 | 19.4393 |  |  |  |  | 0 | 0
1042 | MRGNDG_4G | D | West | YES | 0.27147 | 68 | 68 | 68 | 0 | 1.029 | GGT | 1 | 0.29453 | 68 | 68 | 18.46 | 68 |  |  | 0.29453 | 20.0284 |  |  |  |  | 0 | 0
1039 | MRGNAG_1G | A | West | YES | 0.27147 | 69 | 69 | 69 | 0 | 1.029 | GGT | 1 | 0.29453 | 69 | 69 | 18.7315 | 69 |  |  | 0.29453 | 20.3229 |  |  |  |  | 0 | 0
1041 | MRGNCG_3G | C | West | YES | 0.27147 | 69 | 69 | 70 | 0 | 1.029 | GGT | 1 | 0.29453 | 70 | 70 | 19.003 | 70 |  |  | 0.29453 | 20.6174 |  |  |  |  | 0 | 0
1043 | MRGNEG_5G | E | West | YES | 0.27147 | 68 | 68 | 70 | 0 | 1.029 | GGT | 1 | 0.29453 | 70 | 70 | 19.003 | 70 |  |  | 0.29453 | 20.6174 |  |  |  |  | 0 | 0
1040 | MRGNBG_2G | B | West | YES | 0.27147 | 70 | 70 | 71 | 0 | 1.029 | GGT | 1 | 0.29453 | 71 | 71 | 19.2744 | 71 |  |  | 0.29453 | 20.912 |  |  |  |  | 0 | 0
1037 | MORGAN5G_5G | 5 | West | YES | 0.27147 | 109.6 | 40 | 137 | 0 | 1.029 | GST | 1 | 0.29453 | 137 | 137 | 37.1915 | 137 |  |  | 0.29453 | 40.3512 |  |  |  |  | 0 | 0
924 | SPENCER_G5 | 1 | North | YES | -0.031408 | 52 | 20 | 66 | 0 | 1.03 | GST | -1 | 0.29469 | 66 | 66 |  |  | -2.0729 | 66 | -0.29469 | -19.4497 |  |  |  |  | 0 | 0
923 | SPENCER_G4 | 1 | North | YES | -0.031408 | 48 | 20 | 61 | 0 | 1.03 | GST | -1 | 0.29469 | 61 | 61 |  |  | -1.9159 | 61 | -0.29469 | -17.9762 |  |  |  |  | 0 | 0
11022 | TIEHVCG_2G | 1 | West | YES | 0.27433 | 132.4 | 103 | 132.4 | 0 | 1.012 | CC | 1 | 0.29739 | 132.4 | 132.4 | 36.3213 | 132.4 |  |  | 0.29739 | 39.3749 |  |  |  |  | 0 | 0
11023 | TIEHVCG_3G | 1 | West | YES | 0.27433 | 137.4 | 103 | 137.4 | 0 | 1.012 | CC | 1 | 0.29739 | 137.4 | 137.4 | 37.6929 | 137.4 |  |  | 0.29739 | 40.8619 |  |  |  |  | 0 | 0
11021 | TIEHVCG_1G | 1 | West | YES | 0.27433 | 142.1 | 103 | 142.1 | 0 | 1.012 | CC | 1 | 0.29739 | 142.1 | 142.1 | 38.9823 | 142.1 |  |  | 0.29739 | 42.2596 |  |  |  |  | 0 | 0
11024 | TIEHVCG_4G | 1 | West | YES | 0.27433 | 147 | 103 | 147 | 0 | 1.012 | CC | 1 | 0.29739 | 147 | 147 | 40.3265 | 147 |  |  | 0.29739 | 43.7169 |  |  |  |  | 0 | 0
11020 | TIEHVSG_1G | 1 | West | YES | 0.27433 | 208.2 | 63 | 208.2 | 0 | 1.012 | CC | 1 | 0.29739 | 208.2 | 208.2 | 57.1155 | 208.2 |  |  | 0.29739 | 61.9174 |  |  |  |  | 0 | 0
11025 | TIEHVSG_2G | 1 | West | YES | 0.27433 | 213.2 | 63 | 213.2 | 0 | 1.012 | CC | 1 | 0.29739 | 213.2 | 213.2 | 58.4872 | 213.2 |  |  | 0.29739 | 63.4043 |  |  |  |  | 0 | 0
11001 | NAV1CT | 1 | West | YES | 0.27437 | 70.4 | 18 | 70.4 | 0 | 1.029 | CC | 1 | 0.29743 | 70.4 | 70.4 | 19.3154 | 70.4 |  |  | 0.29743 | 20.9391 |  |  |  |  | 0 | 0
11009 | NAV2CT | 1 | West | YES | 0.27437 | 71.4 | 18 | 71.4 | 0 | 1.029 | CC | 1 | 0.29743 | 71.4 | 71.4 | 19.5898 | 71.4 |  |  | 0.29743 | 21.2365 |  |  |  |  | 0 | 0
11012 | NAV4CT | 1 | West | YES | 0.27437 | 80 | 18 | 80 | 0 | 1.029 | CC | 1 | 0.29743 | 80 | 80 | 21.9494 | 80 |  |  | 0.29743 | 23.7945 |  |  |  |  | 0 | 0
11013 | NAV5CT | 1 | West | YES | 0.27437 | 80 | 18 | 80 | 0 | 1.029 | CC | 1 | 0.29743 | 80 | 80 | 21.9494 | 80 |  |  | 0.29743 | 23.7945 |  |  |  |  | 0 | 0
11011 | NAV3ST | 1 | West | YES | 0.27437 | 92.8 | 40 | 92.8 | 0 | 1.029 | CC | 1 | 0.29743 | 92.8 | 92.8 | 25.4613 | 92.8 |  |  | 0.29743 | 27.6016 |  |  |  |  | 0 | 0
11014 | NAV6ST | 1 | West | YES | 0.27437 | 115 | 40 | 115 | 0 | 1.029 | CC | 1 | 0.29743 | 115 | 115 | 31.5522 | 115 |  |  | 0.29743 | 34.2045 |  |  |  |  | 0 | 0
1045 | CALENG1G_1G | 1 | West | YES | 0.27696 | 73.4 | 27 | 73.4 | 0 | 1.014 | Cogen | 1 | 0.30003 | 0 | 0 | 0 | 0 |  |  | 0.30003 | 0 |  |  |  |  | 0 | 0
1046 | CALENG2G_2G | 2 | West | YES | 0.27696 | 73.4 | 27 | 73.4 | 0 | 1.014 | Cogen | 1 | 0.30003 | 0 | 0 | 0 | 0 |  |  | 0.30003 | 0 |  |  |  |  | 0 | 0
1047 | CALENG3G_3G | 3 | West | YES | 0.27696 | 70.4 | 27 | 70.4 | 0 | 1.014 | Cogen | 1 | 0.30003 | 0 | 0 | 0 | 0 |  |  | 0.30003 | 0 |  |  |  |  | 0 | 0
11065 | ELBOWCK_1G | 1 | West | YES | 0.2777 | 23.4 | 0 | 121.9 | 0 | 1 | Wind | 1 | 0.30076 | 0 | 121.9 | 33.8518 | 121.9 |  |  | 0.30076 | 36.6632 |  |  |  |  | 0 | 0
1058 | LONGSHORE_5 | 1 | West | YES | 0.2777 | 30 | 0 | 150 |  | 1.01 | Wind | 1 | 0.30076 | 0 | 150 | 41.6551 | 150 |  |  | 0.30076 | 45.1147 |  |  |  |  | 0 | 0
1058 | LONGSHORE_5 | 2 | West | YES | 0.2777 | 44 | 0 | 220 |  | 1.01 | Wind | 1 | 0.30076 | 0 | 220 | 61.0942 | 220 |  |  | 0.30076 | 66.1682 |  |  |  |  | 0 | 0
1455 | WCPWRCO_3G | 3 | North | YES | -0.046969 | 242 | 50 | 242 |  | 1.02 | CC | -1 | 0.31025 | 242 | 242 |  |  | -11.3665 | 242 | -0.31025 | -75.0814 |  |  |  |  | 0 | 0
1453 | WCPWRCO_1G | 1 | North | YES | -0.046969 | 204 | 50 | 204 | 0 | 1.02 | CC | -1 | 0.31025 | 204 | 204 |  |  | -9.5817 | 204 | -0.31025 | -63.2917 |  |  |  |  | 0 | 0
1454 | WCPWRCO_2G | 2 | North | YES | -0.046969 | 204 | 50 | 204 | 0 | 1.02 | CC | -1 | 0.31025 | 204 | 204 |  |  | -9.5817 | 204 | -0.31025 | -63.2917 |  |  |  |  | 0 | 0
60072 | HHOLLOW41A | 1 | West | YES | 0.31266 | 23 | 0 | 115 | 0 | 1.025 | Wind | 1 | 0.33573 | 0 | 115 | 35.9564 | 115 |  |  | 0.33573 | 38.6087 |  |  |  |  | 0 | 0
60058 | BUFF_GAP1A | 1 | West | YES | 0.31266 | 24 | 0 | 120 |  | 1 | Wind | 1 | 0.33573 | 0 | 120 | 37.5197 | 120 |  |  | 0.33573 | 40.2873 |  |  |  |  | 0 | 0
60063 | BUFF_GAP1B | 1 | West | YES | 0.31266 | 34 | 0 | 170.2 | 0 | 1.02 | Wind | 1 | 0.33573 | 0 | 170.2 | 53.2154 | 170.2 |  |  | 0.33573 | 57.1408 |  |  |  |  | 0 | 0
60068 | HHOLLOW21A | 1 | West | YES | 0.31266 | 36.8 | 0 | 184 | 0 | 1.025 | Wind | 1 | 0.33573 | 0 | 184 | 57.5302 | 184 |  |  | 0.33573 | 61.7739 |  |  |  |  | 0 | 0
60066 | H_HOLLOW1A | 1 | West | YES | 0.31266 | 44.4 | 0 | 222 | 0 | 1.005 | Wind | 1 | 0.33573 | 0 | 222 | 69.4114 | 222 |  |  | 0.33573 | 74.5315 |  |  |  |  | 0 | 0
60070 | HHOLLOW31A | 1 | West | YES | 0.31266 | 44.8 | 0 | 224 | 0 | 1.025 | Wind | 1 | 0.33573 | 0 | 224 | 70.0367 | 224 |  |  | 0.33573 | 75.203 |  |  |  |  | 0 | 0
60060 | CIRELLO | 1 | West | YES | 0.31266 | 46.6 | 0 | 233 | 0 | 1 | Wind | 1 | 0.33573 | 0 | 233 | 72.8507 | 233 |  |  | 0.33573 | 78.2245 |  |  |  |  | 0 | 0
71051 | L_BITTCR1_1N | W1 | West | YES | 0.3147 | 7.5 | 0 | 37.5 |  | 1.02 | Wind | 1 | 0.33777 | 0 | 37.5 | 11.8013 | 37.5 |  |  | 0.33777 | 12.6662 |  |  |  |  | 0 | 0
71061 | L_SWEETW1_5N | W1 | West | YES | 0.3147 | 16.1 | 0 | 80.5 | 0 | 1.02 | Wind | 1 | 0.33777 | 0 | 80.5 | 25.3335 | 80.5 |  |  | 0.33777 | 27.1901 |  |  |  |  | 0 | 0
71060 | L_SWEETW1_4N | W1 | West | YES | 0.3147 | 21 | 0 | 105 | 0 | 1.02 | Wind | 1 | 0.33777 | 0 | 105 | 33.0437 | 105 |  |  | 0.33777 | 35.4654 |  |  |  |  | 0 | 0
71054 | L_SWEETW1_1N | W1 | West | YES | 0.3147 | 21.5 | 0 | 107.5 |  | 1.02 | Wind | 1 | 0.33777 | 0 | 107.5 | 33.8305 | 107.5 |  |  | 0.33777 | 36.3098 |  |  |  |  | 0 | 0
71059 | L_SWEETW1_3N | W1 | West | YES | 0.3147 | 23.8 | 0 | 119 | 0 | 1.02 | Wind | 1 | 0.33777 | 0 | 119 | 37.4495 | 119 |  |  | 0.33777 | 40.1941 |  |  |  |  | 0 | 0
71057 | L_SWEETW1_2N | W1 | West | YES | 0.3147 | 27 | 0 | 135 |  | 1.02 | Wind | 1 | 0.33777 | 0 | 135 | 42.4848 | 135 |  |  | 0.33777 | 45.5984 |  |  |  |  | 0 | 0
1432 | GRHAMSES_2G | 2 | North | YES | -0.090527 | 294.9 | 90 | 366 | 0 | 1.014 | GST | -1 | 0.35381 | 366 | 366 |  |  | -33.1329 | 366 | -0.35381 | -129.495 |  |  |  |  | 0 | 0
1416 | SWETWATR_1G | 1 | West | YES | 0.35303 | 30 | 18 | 30 | 0 | 1.026 | CC | 1 | 0.3761 | 30 | 30 | 10.591 | 30 |  |  | 0.3761 | 11.283 |  |  |  |  | 0 | 0
1419 | SWETWATR_4G | 4 | West | YES | 0.35303 | 61 | 36 | 61 | 0 | 1.026 | CC | 1 | 0.3761 | 61 | 61 | 21.5351 | 61 |  |  | 0.3761 | 22.942 |  |  |  |  | 0 | 0
1418 | SWETWATR_3G | 3 | West | YES | 0.35303 | 68 | 36 | 68 | 0 | 1.026 | CC | 1 | 0.3761 | 68 | 68 | 24.0064 | 68 |  |  | 0.3761 | 25.5747 |  |  |  |  | 0 | 0
1417 | SWETWATR_2G | 2 | West | YES | 0.35303 | 72 | 36 | 72 | 0 | 1.026 | CC | 1 | 0.3761 | 72 | 72 | 25.4185 | 72 |  |  | 0.3761 | 27.0791 |  |  |  |  | 0 | 0
[26 empty] | 0 | 0
[26 empty] | 0 | 0
[26 empty] | 0 | 0
[26 empty] | 0 | 0
[26 empty] | 0 | 0
[26 empty] | 0 | 0
[26 empty] | 0 | 0
[26 empty] | 0 | 0
[26 empty] | 0 | 0
[26 empty] | 0 | 0
[26 empty] | 0 | 0
[26 empty] | 0 | 0
[26 empty] | 0 | 0
[26 empty] | 0 | 0
[26 empty] | 0 | 0
[26 empty] | 0 | 0
[26 empty] | 0 | 0
[26 empty] | 0 | 0
[26 empty] | 0 | 0
[26 empty] | 0 | 0
[26 empty] | 0 | 0
[26 empty] | 0 | 0
[26 empty] | 0 | 0
[26 empty] | 0 | 0
[26 empty] | 0 | 0
[26 empty] | 0 | 0
[26 empty] | 0 | 0
[26 empty] | 0 | 0
[26 empty] | 0 | 0
[26 empty] | 0 | 0
[26 empty] | 0 | 0
[26 empty] | 0 | 0
[26 empty] | 0 | 0
[26 empty] | 0 | 0
[26 empty] | 0 | 0
[26 empty] | 0 | 0
[26 empty] | 0 | 0
[26 empty] | 0 | 0
[26 empty] | 0 | 0
[26 empty] | 0 | 0
[26 empty] | 0 | 0
[26 empty] | 0 | 0
[26 empty] | 0 | 0
[26 empty] | 0 | 0
[26 empty] | 0 | 0
[26 empty] | 0 | 0
[26 empty] | 0 | 0
[26 empty] | 0 | 0
[26 empty] | 0 | 0
[26 empty] | 0 | 0
[26 empty] | 0 | 0
[26 empty] | 0 | 0
[26 empty] | 0 | 0
[26 empty] | 0 | 0
[26 empty] | 0 | 0
[26 empty] | 0 | 0
[26 empty] | 0 | 0
[26 empty] | 0 | 0
[26 empty] | 0 | 0
[26 empty] | 0 | 0
[26 empty] | 0 | 0
[26 empty] | 0 | 0
[26 empty] | 0 | 0
[26 empty] | 0 | 0
[26 empty] | 0 | 0
[26 empty] | 0 | 0
[26 empty] | 0 | 0
[26 empty] | 0 | 0
[26 empty] | 0 | 0
[26 empty] | 0 | 0
[26 empty] | 0 | 0
[26 empty] | 0 | 0
[26 empty] | 0 | 0
[26 empty] | 0 | 0
[26 empty] | 0 | 0
[26 empty] | 0 | 0
[26 empty] | 0 | 0
[26 empty] | 0 | 0
[26 empty] | 0 | 0
[26 empty] | 0 | 0
[26 empty] | 0 | 0
[26 empty] | 0 | 0
[26 empty] | 0 | 0
[26 empty] | 0 | 0
[26 empty] | 0 | 0
[26 empty] | 0 | 0
[26 empty] | 0 | 0
[26 empty] | 0 | 0
[26 empty] | 0 | 0
[26 empty] | 0 | 0
[26 empty] | 0 | 0
[26 empty] | 0 | 0
[26 empty] | 0 | 0
[26 empty] | 0 | 0
[26 empty] | 0 | 0
[26 empty] | 0 | 0
[26 empty] | 0 | 0
[26 empty] | 0 | 0
[26 empty] | 0 | 0
[26 empty] | 0 | 0
[26 empty] | 0 | 0
[26 empty] | 0 | 0
[26 empty] | 0 | 0
[26 empty] | 0 | 0
[26 empty] | 0 | 0
[26 empty] | 0 | 0
[26 empty] | 0 | 0
[26 empty] | 0 | 0
[26 empty] | 0 | 0
[26 empty] | 0 | 0
[26 empty] | 0 | 0
[26 empty] | 0 | 0
[26 empty] | 0 | 0
[26 empty] | 0 | 0
[26 empty] | 0 | 0
[26 empty] | 0 | 0
[26 empty] | 0 | 0
[26 empty] | 0 | 0
[26 empty] | 0 | 0
[26 empty] | 0 | 0
[26 empty] | 0 | 0
[26 empty] | 0 | 0
[26 empty] | 0 | 0
[26 empty] | 0 | 0
[26 empty] | 0 | 0
[26 empty] | 0 | 0
[26 empty] | 0 | 0
[26 empty] | 0 | 0
[26 empty] | 0 | 0
[26 empty] | 0 | 0
[26 empty] | 0 | 0
[26 empty] | 0 | 0
[26 empty] | 0 | 0
[26 empty] | 0 | 0
[26 empty] | 0 | 0
[26 empty] | 0 | 0
[26 empty] | 0 | 0
[26 empty] | 0 | 0
[26 empty] | 0 | 0
[26 empty] | 0 | 0
[26 empty] | 0 | 0
[26 empty] | 0 | 0
[26 empty] | 0 | 0
[26 empty] | 0 | 0
[26 empty] | 0 | 0
[26 empty] | 0 | 0
[26 empty] | 0 | 0
[26 empty] | 0 | 0
[26 empty] | 0 | 0
[26 empty] | 0 | 0
[26 empty] | 0 | 0
[26 empty] | 0 | 0
[26 empty] | 0 | 0
[26 empty] | 0 | 0
[26 empty] | 0 | 0
[26 empty] | 0 | 0
[26 empty] | 0 | 0
[26 empty] | 0 | 0
[26 empty] | 0 | 0
[26 empty] | 0 | 0
[26 empty] | 0 | 0
[26 empty] | 0 | 0
[26 empty] | 0 | 0
[26 empty] | 0 | 0
[26 empty] | 0 | 0
[26 empty] | 0 | 0
[26 empty] | 0 | 0
[26 empty] | 0 | 0
[26 empty] | 0 | 0
[26 empty] | 0 | 0
[26 empty] | 0 | 0
[26 empty] | 0 | 0
[26 empty] | 0 | 0
[26 empty] | 0 | 0
[26 empty] | 0 | 0
[26 empty] | 0 | 0
[26 empty] | 0 | 0
[26 empty] | 0 | 0
[26 empty] | 0 | 0
[26 empty] | 0 | 0
[26 empty] | 0 | 0
[26 empty] | 0 | 0
[26 empty] | 0 | 0
[26 empty] | 0 | 0
[26 empty] | 0 | 0
[26 empty] | 0 | 0
[26 empty] | 0 | 0
[26 empty] | 0 | 0
[26 empty] | 0 | 0
[26 empty] | 0 | 0
[26 empty] | 0 | 0
[26 empty] | 0 | 0
[26 empty] | 0 | 0
[26 empty] | 0 | 0
[26 empty] | 0 | 0
[26 empty] | 0 | 0
[26 empty] | 0 | 0
[26 empty] | 0 | 0
[26 empty] | 0 | 0
[26 empty] | 0 | 0
[26 empty] | 0 | 0
[26 empty] | 0 | 0
[26 empty] | 0 | 0
[26 empty] | 0 | 0
[26 empty] | 0 | 0
[26 empty] | 0 | 0
[26 empty] | 0 | 0
[26 empty] | 0 | 0
[26 empty] | 0 | 0
[26 empty] | 0 | 0
[26 empty] | 0 | 0
[26 empty] | 0 | 0
[26 empty] | 0 | 0
[26 empty] | 0 | 0
[26 empty] | 0 | 0
[26 empty] | 0 | 0
[26 empty] | 0 | 0
[26 empty] | 0 | 0
[26 empty] | 0 | 0
[26 empty] | 0 | 0
[26 empty] | 0 | 0
[26 empty] | 0 | 0
[26 empty] | 0 | 0
[26 empty] | 0 | 0
[26 empty] | 0 | 0
[26 empty] | 0 | 0
[26 empty] | 0 | 0
[26 empty] | 0 | 0
[26 empty] | 0 | 0
[26 empty] | 0 | 0
[26 empty] | 0 | 0
[26 empty] | 0 | 0
[26 empty] | 0 | 0
[26 empty] | 0 | 0
[26 empty] | 0 | 0
[26 empty] | 0 | 0
[26 empty] | 0 | 0
[26 empty] | 0 | 0
[26 empty] | 0 | 0
[26 empty] | 0 | 0
[26 empty] | 0 | 0
[26 empty] | 0 | 0
[26 empty] | 0 | 0
[26 empty] | 0 | 0
[26 empty] | 0 | 0
[26 empty] | 0 | 0
[26 empty] | 0 | 0
[26 empty] | 0 | 0
[26 empty] | 0 | 0
[26 empty] | 0 | 0
[26 empty] | 0 | 0
[26 empty] | 0 | 0
[26 empty] | 0 | 0
[26 empty] | 0 | 0
[26 empty] | 0 | 0
[26 empty] | 0 | 0
[26 empty] | 0 | 0
[26 empty] | 0 | 0
[26 empty] | 0 | 0
[26 empty] | 0 | 0
[26 empty] | 0 | 0
[26 empty] | 0 | 0
[26 empty] | 0 | 0
[26 empty] | 0 | 0
[26 empty] | 0 | 0
[26 empty] | 0 | 0
[26 empty] | 0 | 0
[26 empty] | 0 | 0
[26 empty] | 0 | 0
[26 empty] | 0 | 0
[26 empty] | 0 | 0
[26 empty] | 0 | 0
[26 empty] | 0 | 0
[26 empty] | 0 | 0
[26 empty] | 0 | 0
[26 empty] | 0 | 0
[26 empty] | 0 | 0
[26 empty] | 0 | 0
[26 empty] | 0 | 0
[26 empty] | 0 | 0
[26 empty] | 0 | 0
[26 empty] | 0 | 0
[26 empty] | 0 | 0
[26 empty] | 0 | 0
[26 empty] | 0 | 0
[26 empty] | 0 | 0
[26 empty] | 0 | 0
[26 empty] | 0 | 0
[26 empty] | 0 | 0
[26 empty] | 0 | 0
[26 empty] | 0 | 0
[26 empty] | 0 | 0
[26 empty] | 0 | 0
[26 empty] | 0 | 0
[26 empty] | 0 | 0
[26 empty] | 0 | 0
[26 empty] | 0 | 0
[26 empty] | 0 | 0
[26 empty] | 0 | 0
[26 empty] | 0 | 0
[26 empty] | 0 | 0
[26 empty] | 0 | 0
[26 empty] | 0 | 0
[26 empty] | 0 | 0
[26 empty] | 0 | 0
[26 empty] | 0 | 0
[26 empty] | 0 | 0
[26 empty] | 0 | 0
[26 empty] | 0 | 0
[26 empty] | 0 | 0
[26 empty] | 0 | 0
[26 empty] | 0 | 0
[26 empty] | 0 | 0
[26 empty] | 0 | 0
[26 empty] | 0 | 0
[26 empty] | 0 | 0
[26 empty] | 0 | 0
[26 empty] | 0 | 0
[26 empty] | 0 | 0
[26 empty] | 0 | 0
[26 empty] | 0 | 0
[26 empty] | 0 | 0
[26 empty] | 0 | 0
[26 empty] | 0 | 0
[26 empty] | 0 | 0
[26 empty] | 0 | 0
[26 empty] | 0 | 0
[26 empty] | 0 | 0
[26 empty] | 0 | 0
[26 empty] | 0 | 0
[26 empty] | 0 | 0
[26 empty] | 0 | 0
[26 empty] | 0 | 0
[26 empty] | 0 | 0
[26 empty] | 0 | 0
[26 empty] | 0 | 0
[26 empty] | 0 | 0
[26 empty] | 0 | 0
[26 empty] | 0 | 0
[26 empty] | 0 | 0
[26 empty] | 0 | 0
[26 empty] | 0 | 0
[26 empty] | 0 | 0
[26 empty] | 0 | 0
[26 empty] | 0 | 0
[26 empty] | 0 | 0
[26 empty] | 0 | 0
[26 empty] | 0 | 0
[26 empty] | 0 | 0
[26 empty] | 0 | 0
[26 empty] | 0 | 0
[26 empty] | 0 | 0
[26 empty] | 0 | 0
[26 empty] | 0 | 0
[26 empty] | 0 | 0
[26 empty] | 0 | 0
[26 empty] | 0 | 0
[26 empty] | 0 | 0
[26 empty] | 0 | 0
[26 empty] | 0 | 0
[26 empty] | 0 | 0
[26 empty] | 0 | 0
[26 empty] | 0 | 0
[26 empty] | 0 | 0
[26 empty] | 0 | 0
[26 empty] | 0 | 0
[26 empty] | 0 | 0
[26 empty] | 0 | 0
[26 empty] | 0 | 0
[26 empty] | 0 | 0
[26 empty] | 0 | 0
[26 empty] | 0 | 0
[26 empty] | 0 | 0
[26 empty] | 0 | 0
[26 empty] | 0 | 0
[26 empty] | 0 | 0
[26 empty] | 0 | 0
[26 empty] | 0 | 0
[26 empty] | 0 | 0
[26 empty] | 0 | 0
[26 empty] | 0 | 0
[26 empty] | 0 | 0
[26 empty] | 0 | 0
[26 empty] | 0 | 0
[26 empty] | 0 | 0
[26 empty] | 0 | 0
[26 empty] | 0 | 0
[26 empty] | 0 | 0
[26 empty] | 0 | 0
[26 empty] | 0 | 0
[26 empty] | 0 | 0
[26 empty] | 0 | 0
[26 empty] | 0 | 0
[26 empty] | 0 | 0
[26 empty] | 0 | 0
[26 empty] | 0 | 0
[26 empty] | 0 | 0
[26 empty] | 0 | 0
[26 empty] | 0 | 0
[26 empty] | 0 | 0
[26 empty] | 0 | 0
[26 empty] | 0 | 0
[26 empty] | 0 | 0
[26 empty] | 0 | 0
[26 empty] | 0 | 0
[26 empty] | 0 | 0
[26 empty] | 0 | 0
[26 empty] | 0 | 0
[26 empty] | 0 | 0
[26 empty] | 0 | 0
[26 empty] | 0 | 0
[26 empty] | 0 | 0
[26 empty] | 0 | 0
[26 empty] | 0 | 0
[26 empty] | 0 | 0
[26 empty] | 0 | 0
[26 empty] | 0 | 0
[26 empty] | 0 | 0
[26 empty] | 0 | 0
[26 empty] | 0 | 0
[26 empty] | 0 | 0
[26 empty] | 0 | 0
[26 empty] | 0 | 0
[26 empty] | 0 | 0
[26 empty] | 0 | 0
[26 empty] | 0 | 0
[26 empty] | 0 | 0
[26 empty] | 0 | 0
[26 empty] | 0 | 0
[26 empty] | 0 | 0
[26 empty] | 0 | 0
[26 empty] | 0 | 0
[26 empty] | 0 | 0
[26 empty] | 0 | 0
[26 empty] | 0 | 0
[26 empty] | 0 | 0
[26 empty] | 0 | 0
[26 empty] | 0 | 0
[26 empty] | 0 | 0
[26 empty] | 0 | 0
[26 empty] | 0 | 0
[26 empty] | 0 | 0
[26 empty] | 0 | 0
[26 empty] | 0 | 0
[26 empty] | 0 | 0
[26 empty] | 0 | 0
[26 empty] | 0 | 0
[26 empty] | 0 | 0
[26 empty] | 0 | 0
[26 empty] | 0 | 0
[26 empty] | 0 | 0
[26 empty] | 0 | 0
[26 empty] | 0 | 0
[26 empty] | 0 | 0
[26 empty] | 0 | 0
[26 empty] | 0 | 0
[26 empty] | 0 | 0
[26 empty] | 0 | 0
[26 empty] | 0 | 0
[26 empty] | 0 | 0
[26 empty] | 0 | 0
[26 empty] | 0 | 0
[26 empty] | 0 | 0
[26 empty] | 0 | 0
[26 empty] | 0 | 0
[26 empty] | 0 | 0
[26 empty] | 0 | 0
[26 empty] | 0 | 0
[26 empty] | 0 | 0
[26 empty] | 0 | 0
[26 empty] | 0 | 0
[26 empty] | 0 | 0
[26 empty] | 0 | 0
[26 empty] | 0 | 0
[26 empty] | 0 | 0
[26 empty] | 0 | 0
[26 empty] | 0 | 0
[26 empty] | 0 | 0
[26 empty] | 0 | 0
[26 empty] | 0 | 0
[26 empty] | 0 | 0
[26 empty] | 0 | 0
[26 empty] | 0 | 0
[26 empty] | 0 | 0
[26 empty] | 0 | 0
[26 empty] | 0 | 0
[26 empty] | 0 | 0
[26 empty] | 0 | 0
[26 empty] | 0 | 0
[26 empty] | 0 | 0
[26 empty] | 0 | 0
[26 empty] | 0 | 0
[26 empty] | 0 | 0
[26 empty] | 0 | 0
[26 empty] | 0 | 0
[26 empty] | 0 | 0
[26 empty] | 0 | 0
[26 empty] | 0 | 0
[26 empty] | 0 | 0
[26 empty] | 0 | 0
[26 empty] | 0 | 0
[26 empty] | 0 | 0
[26 empty] | 0 | 0
[26 empty] | 0 | 0
[26 empty] | 0 | 0
[26 empty] | 0 | 0
[26 empty] | 0 | 0
[26 empty] | 0 | 0
[26 empty] | 0 | 0
[26 empty] | 0 | 0
[26 empty] | 0 | 0
[26 empty] | 0 | 0
[26 empty] | 0 | 0
[26 empty] | 0 | 0
[26 empty] | 0 | 0
[26 empty] | 0 | 0
[26 empty] | 0 | 0
[26 empty] | 0 | 0
[26 empty] | 0 | 0
[26 empty] | 0 | 0
[26 empty] | 0 | 0
[26 empty] | 0 | 0
[26 empty] | 0 | 0
[26 empty] | 0 | 0
[26 empty] | 0 | 0
[26 empty] | 0 | 0
[26 empty] | 0 | 0
[26 empty] | 0 | 0
[26 empty] | 0 | 0
[26 empty] | 0 | 0
[26 empty] | 0 | 0
[26 empty] | 0 | 0
[26 empty] | 0 | 0
[26 empty] | 0 | 0
[26 empty] | 0 | 0
[26 empty] | 0 | 0
[26 empty] | 0 | 0
[26 empty] | 0 | 0
[26 empty] | 0 | 0
[26 empty] | 0 | 0
[26 empty] | 0 | 0
[26 empty] | 0 | 0
[26 empty] | 0 | 0
[26 empty] | 0 | 0
[26 empty] | 0 | 0
[26 empty] | 0 | 0
[26 empty] | 0 | 0
[26 empty] | 0 | 0
[26 empty] | 0 | 0
[26 empty] | 0 | 0
[26 empty] | 0 | 0
[26 empty] | 0 | 0
[26 empty] | 0 | 0
[26 empty] | 0 | 0
[26 empty] | 0 | 0
[26 empty] | 0 | 0
[26 empty] | 0 | 0
[26 empty] | 0 | 0
[26 empty] | 0 | 0
[26 empty] | 0 | 0
[26 empty] | 0 | 0
[26 empty] | 0 | 0
[26 empty] | 0 | 0
[26 empty] | 0 | 0
[26 empty] | 0 | 0
[26 empty] | 0 | 0
[26 empty] | 0 | 0
[26 empty] | 0 | 0
[26 empty] | 0 | 0
[26 empty] | 0 | 0
[26 empty] | 0 | 0
[26 empty] | 0 | 0
[26 empty] | 0 | 0
[26 empty] | 0 | 0
[26 empty] | 0 | 0
[26 empty] | 0 | 0
[26 empty] | 0 | 0
[26 empty] | 0 | 0
[26 empty] | 0 | 0
[26 empty] | 0 | 0
[26 empty] | 0 | 0
[26 empty] | 0 | 0
[26 empty] | 0 | 0
[26 empty] | 0 | 0
[26 empty] | 0 | 0
[26 empty] | 0 | 0
[26 empty] | 0 | 0
[26 empty] | 0 | 0
[26 empty] | 0 | 0
[26 empty] | 0 | 0
[26 empty] | 0 | 0
[26 empty] | 0 | 0
[26 empty] | 0 | 0
[26 empty] | 0 | 0
[26 empty] | 0 | 0
[26 empty] | 0 | 0
[26 empty] | 0 | 0
[26 empty] | 0 | 0
[26 empty] | 0 | 0
[26 empty] | 0 | 0
[26 empty] | 0 | 0
[26 empty] | 0 | 0
[26 empty] | 0 | 0
[26 empty] | 0 | 0
[26 empty] | 0 | 0
[26 empty] | 0 | 0
[26 empty] | 0 | 0
[26 empty] | 0 | 0
[26 empty] | 0 | 0
[26 empty] | 0 | 0
[26 empty] | 0 | 0
[26 empty] | 0 | 0
[26 empty] | 0 | 0
[26 empty] | 0 | 0
[26 empty] | 0 | 0
[26 empty] | 0 | 0
[26 empty] | 0 | 0
[26 empty] | 0 | 0
[26 empty] | 0 | 0
[26 empty] | 0 | 0
[26 empty] | 0 | 0
[26 empty] | 0 | 0
[26 empty] | 0 | 0
[26 empty] | 0 | 0
[26 empty] | 0 | 0
[26 empty] | 0 | 0
[26 empty] | 0 | 0
[26 empty] | 0 | 0
[26 empty] | 0 | 0
[26 empty] | 0 | 0
[26 empty] | 0 | 0
[26 empty] | 0 | 0
[26 empty] | 0 | 0
[26 empty] | 0 | 0
[26 empty] | 0 | 0
[26 empty] | 0 | 0
[26 empty] | 0 | 0
[26 empty] | 0 | 0
[26 empty] | 0 | 0
[26 empty] | 0 | 0
[26 empty] | 0 | 0
[26 empty] | 0 | 0
[26 empty] | 0 | 0
[26 empty] | 0 | 0
[26 empty] | 0 | 0
[26 empty] | 0 | 0
[26 empty] | 0 | 0
[26 empty] | 0 | 0
[26 empty] | 0 | 0
[26 empty] | 0 | 0
[26 empty] | 0 | 0
[26 empty] | 0 | 0
[26 empty] | 0 | 0
[26 empty] | 0 | 0
[26 empty] | 0 | 0
[26 empty] | 0 | 0
[26 empty] | 0 | 0
[26 empty] | 0 | 0
[26 empty] | 0 | 0
[26 empty] | 0 | 0
[26 empty] | 0 | 0
[26 empty] | 0 | 0
[26 empty] | 0 | 0
[26 empty] | 0 | 0
[26 empty] | 0 | 0
[26 empty] | 0 | 0
[26 empty] | 0 | 0
[26 empty] | 0 | 0
[26 empty] | 0 | 0
[26 empty] | 0 | 0
[26 empty] | 0 | 0
[26 empty] | 0 | 0
[26 empty] | 0 | 0
[26 empty] | 0 | 0
[26 empty] | 0 | 0
[26 empty] | 0 | 0
[26 empty] | 0 | 0
[26 empty] | 0 | 0
[26 empty] | 0 | 0
[26 empty] | 0 | 0
[26 empty] | 0 | 0
[26 empty] | 0 | 0
[26 empty] | 0 | 0
[26 empty] | 0 | 0
[26 empty] | 0 | 0
[26 empty] | 0 | 0
[26 empty] | 0 | 0
[26 empty] | 0 | 0
[26 empty] | 0 | 0
[26 empty] | 0 | 0
[26 empty] | 0 | 0
[26 empty] | 0 | 0
[26 empty] | 0 | 0
[26 empty] | 0 | 0
[26 empty] | 0 | 0
[26 empty] | 0 | 0
[26 empty] | 0 | 0
[26 empty] | 0 | 0
[26 empty] | 0 | 0
[26 empty] | 0 | 0
[26 empty] | 0 | 0
[26 empty] | 0 | 0
[26 empty] | 0 | 0
[26 empty] | 0 | 0
[26 empty] | 0 | 0
[26 empty] | 0 | 0
[26 empty] | 0 | 0
[26 empty] | 0 | 0
[26 empty] | 0 | 0
[26 empty] | 0 | 0
[26 empty] | 0 | 0
[26 empty] | 0 | 0
[26 empty] | 0 | 0
[26 empty] | 0 | 0
[26 empty] | 0 | 0
[26 empty] | 0 | 0
[26 empty] | 0 | 0
[26 empty] | 0 | 0
[26 empty] | 0 | 0
[26 empty] | 0 | 0
[26 empty] | 0 | 0
[26 empty] | 0 | 0
[26 empty] | 0 | 0
[26 empty] | 0 | 0
[26 empty] | 0 | 0
[26 empty] | 0 | 0
[26 empty] | 0 | 0
[26 empty] | 0 | 0
[26 empty] | 0 | 0
[26 empty] | 0 | 0
[26 empty] | 0 | 0
[26 empty] | 0 | 0
[26 empty] | 0 | 0
[26 empty] | 0 | 0
[26 empty] | 0 | 0
[26 empty] | 0 | 0
[26 empty] | 0 | 0
[26 empty] | 0 | 0
[26 empty] | 0 | 0
[26 empty] | 0 | 0
[26 empty] | 0 | 0
[26 empty] | 0 | 0
[26 empty] | 0 | 0
[26 empty] | 0 | 0
[26 empty] | 0 | 0
[26 empty] | 0 | 0
[26 empty] | 0 | 0
[26 empty] | 0 | 0
[26 empty] | 0 | 0
[26 empty] | 0 | 0
[26 empty] | 0 | 0
[26 empty] | 0 | 0
[26 empty] | 0 | 0
[26 empty] | 0 | 0
[26 empty] | 0 | 0
[26 empty] | 0 | 0
[26 empty] | 0 | 0
[26 empty] | 0 | 0
[26 empty] | 0 | 0
[26 empty] | 0 | 0
[26 empty] | 0 | 0
[26 empty] | 0 | 0
[26 empty] | 0 | 0
[26 empty] | 0 | 0
[26 empty] | 0 | 0
[26 empty] | 0 | 0
[26 empty] | 0 | 0
[26 empty] | 0 | 0
[26 empty] | 0 | 0
[26 empty] | 0 | 0
[26 empty] | 0 | 0
[26 empty] | 0 | 0
[26 empty] | 0 | 0
[26 empty] | 0 | 0
[26 empty] | 0 | 0
[26 empty] | 0 | 0
[26 empty] | 0 | 0
[26 empty] | 0 | 0
[26 empty] | 0 | 0
[26 empty] | 0 | 0
[26 empty] | 0 | 0
[26 empty] | 0 | 0
[26 empty] | 0 | 0
[26 empty] | 0 | 0
[26 empty] | 0 | 0
[26 empty] | 0 | 0
[26 empty] | 0 | 0
[26 empty] | 0 | 0
[26 empty] | 0 | 0
[26 empty] | 0 | 0
[26 empty] | 0 | 0
[26 empty] | 0 | 0
[26 empty] | 0 | 0
[26 empty] | 0 | 0
[26 empty] | 0 | 0
[26 empty] | 0 | 0
[26 empty] | 0 | 0
[26 empty] | 0 | 0
[26 empty] | 0 | 0
[26 empty] | 0 | 0
[26 empty] | 0 | 0
[26 empty] | 0 | 0
[26 empty] | 0 | 0
[26 empty] | 0 | 0
[26 empty] | 0 | 0
[26 empty] | 0 | 0
[26 empty] | 0 | 0
[26 empty] | 0 | 0
[26 empty] | 0 | 0
[26 empty] | 0 | 0
[26 empty] | 0 | 0
[26 empty] | 0 | 0
[26 empty] | 0 | 0
[26 empty] | 0 | 0
[26 empty] | 0 | 0
[26 empty] | 0 | 0
[26 empty] | 0 | 0
[26 empty] | 0 | 0
[26 empty] | 0 | 0
[26 empty] | 0 | 0
[26 empty] | 0 | 0
[26 empty] | 0 | 0
[26 empty] | 0 | 0
[26 empty] | 0 | 0
[26 empty] | 0 | 0
[26 empty] | 0 | 0
[26 empty] | 0 | 0
[26 empty] | 0 | 0
[26 empty] | 0 | 0
[26 empty] | 0 | 0
[26 empty] | 0 | 0
[26 empty] | 0 | 0
[26 empty] | 0 | 0
[26 empty] | 0 | 0
[26 empty] | 0 | 0
[26 empty] | 0 | 0
[26 empty] | 0 | 0
[26 empty] | 0 | 0
[26 empty] | 0 | 0
[26 empty] | 0 | 0
[26 empty] | 0 | 0
[26 empty] | 0 | 0
[26 empty] | 0 | 0
[26 empty] | 0 | 0
[26 empty] | 0 | 0
[26 empty] | 0 | 0
[26 empty] | 0 | 0
[26 empty] | 0 | 0
[26 empty] | 0 | 0
[26 empty] | 0 | 0
[26 empty] | 0 | 0
[26 empty] | 0 | 0
[26 empty] | 0 | 0
[26 empty] | 0 | 0
[26 empty] | 0 | 0
[26 empty] | 0 | 0
[26 empty] | 0 | 0
[26 empty] | 0 | 0
[26 empty] | 0 | 0
[26 empty] | 0 | 0
[26 empty] | 0 | 0
[26 empty] | 0 | 0
[26 empty] | 0 | 0
[26 empty] | 0 | 0
[26 empty] | 0 | 0
[26 empty] | 0 | 0
[26 empty] | 0 | 0
[26 empty] | 0 | 0
[26 empty] | 0 | 0
[26 empty] | 0 | 0
[26 empty] | 0 | 0
[26 empty] | 0 | 0
[26 empty] | 0 | 0
[26 empty] | 0 | 0
[26 empty] | 0 | 0
[26 empty] | 0 | 0
[26 empty] | 0 | 0
[26 empty] | 0 | 0
[26 empty] | 0 | 0
[26 empty] | 0 | 0
[26 empty] | 0 | 0
[26 empty] | 0 | 0
[26 empty] | 0 | 0
[26 empty] | 0 | 0
[26 empty] | 0 | 0
[26 empty] | 0 | 0
[26 empty] | 0 | 0
[26 empty] | 0 | 0
[26 empty] | 0 | 0
[26 empty] | 0 | 0
[26 empty] | 0 | 0
[26 empty] | 0 | 0
[26 empty] | 0 | 0
[26 empty] | 0 | 0
[26 empty] | 0 | 0
[26 empty] | 0 | 0
[26 empty] | 0 | 0
[26 empty] | 0 | 0
[26 empty] | 0 | 0
[26 empty] | 0 | 0
[26 empty] | 0 | 0
[26 empty] | 0 | 0
[26 empty] | 0 | 0
[26 empty] | 0 | 0
[26 empty] | 0 | 0
[26 empty] | 0 | 0
[26 empty] | 0 | 0
[26 empty] | 0 | 0
[26 empty] | 0 | 0
[26 empty] | 0 | 0
[26 empty] | 0 | 0
[26 empty] | 0 | 0
[26 empty] | 0 | 0
[26 empty] | 0 | 0
[26 empty] | 0 | 0
[26 empty] | 0 | 0
[26 empty] | 0 | 0
[26 empty] | 0 | 0
[26 empty] | 0 | 0
[26 empty] | 0 | 0
[26 empty] | 0 | 0
[26 empty] | 0 | 0
[26 empty] | 0 | 0
[26 empty] | 0 | 0
[26 empty] | 0 | 0
[26 empty] | 0 | 0
[26 empty] | 0 | 0
[26 empty] | 0 | 0
[26 empty] | 0 | 0
[26 empty] | 0 | 0
[26 empty] | 0 | 0
[26 empty] | 0 | 0
[26 empty] | 0 | 0
[26 empty] | 0 | 0
[26 empty] | 0 | 0
[26 empty] | 0 | 0
[26 empty] | 0 | 0
[26 empty] | 0 | 0
[26 empty] | 0 | 0
[26 empty] | 0 | 0
[26 empty] | 0 | 0
[26 empty] | 0 | 0
[26 empty] | 0 | 0
[26 empty] | 0 | 0
[26 empty] | 0 | 0
[26 empty] | 0 | 0
[26 empty] | 0 | 0
[26 empty] | 0 | 0
[26 empty] | 0 | 0
[26 empty] | 0 | 0
[26 empty] | 0 | 0
[26 empty] | 0 | 0
[26 empty] | 0 | 0
[26 empty] | 0 | 0
[26 empty] | 0 | 0
[26 empty] | 0 | 0
[26 empty] | 0 | 0
[26 empty] | 0 | 0
[26 empty] | 0 | 0
[26 empty] | 0 | 0
[26 empty] | 0 | 0
[26 empty] | 0 | 0
[26 empty] | 0 | 0
[26 empty] | 0 | 0
[26 empty] | 0 | 0
[26 empty] | 0 | 0
[26 empty] | 0 | 0
[26 empty] | 0 | 0
[26 empty] | 0 | 0
[26 empty] | 0 | 0
[26 empty] | 0 | 0
[26 empty] | 0 | 0
[26 empty] | 0 | 0
[26 empty] | 0 | 0
[26 empty] | 0 | 0
[26 empty] | 0 | 0
[26 empty] | 0 | 0
[26 empty] | 0 | 0
[26 empty] | 0 | 0
[26 empty] | 0 | 0
[26 empty] | 0 | 0
[26 empty] | 0 | 0
[26 empty] | 0 | 0
[26 empty] | 0 | 0
[26 empty] | 0 | 0
[26 empty] | 0 | 0
[26 empty] | 0 | 0
[26 empty] | 0 | 0
[26 empty] | 0 | 0
[26 empty] | 0 | 0
[26 empty] | 0 | 0
[26 empty] | 0 | 0
[26 empty] | 0 | 0
[26 empty] | 0 | 0
[26 empty] | 0 | 0
[26 empty] | 0 | 0
[26 empty] | 0 | 0
[26 empty] | 0 | 0
[26 empty] | 0 | 0
[26 empty] | 0 | 0
[26 empty] | 0 | 0
[26 empty] | 0 | 0
[26 empty] | 0 | 0
[26 empty] | 0 | 0
[26 empty] | 0 | 0
[26 empty] | 0 | 0
[26 empty] | 0 | 0
[26 empty] | 0 | 0
[26 empty] | 0 | 0
[26 empty] | 0 | 0
[26 empty] | 0 | 0
[26 empty] | 0 | 0
[26 empty] | 0 | 0
[26 empty] | 0 | 0
[26 empty] | 0 | 0
[26 empty] | 0 | 0
[26 empty] | 0 | 0
[26 empty] | 0 | 0
[26 empty] | 0 | 0
[26 empty] | 0 | 0
[26 empty] | 0 | 0
[26 empty] | 0 | 0
[26 empty] | 0 | 0
[26 empty] | 0 | 0
[26 empty] | 0 | 0
[26 empty] | 0 | 0
[26 empty] | 0 | 0
[26 empty] | 0 | 0
[26 empty] | 0 | 0
[26 empty] | 0 | 0
[26 empty] | 0 | 0
[26 empty] | 0 | 0
[26 empty] | 0 | 0
[26 empty] | 0 | 0
[26 empty] | 0 | 0
[26 empty] | 0 | 0
[26 empty] | 0 | 0
[26 empty] | 0 | 0
[26 empty] | 0 | 0
[26 empty] | 0 | 0
[26 empty] | 0 | 0
[26 empty] | 0 | 0
[26 empty] | 0 | 0
[26 empty] | 0 | 0
[26 empty] | 0 | 0
[26 empty] | 0 | 0
[26 empty] | 0 | 0
[26 empty] | 0 | 0
[26 empty] | 0 | 0
[26 empty] | 0 | 0
[26 empty] | 0 | 0
[26 empty] | 0 | 0
[26 empty] | 0 | 0
[26 empty] | 0 | 0
[26 empty] | 0 | 0
[26 empty] | 0 | 0
[26 empty] | 0 | 0
[26 empty] | 0 | 0
[26 empty] | 0 | 0
[26 empty] | 0 | 0
[26 empty] | 0 | 0
[26 empty] | 0 | 0
[26 empty] | 0 | 0
[26 empty] | 0 | 0
[26 empty] | 0 | 0
[26 empty] | 0 | 0
[26 empty] | 0 | 0
[26 empty] | 0 | 0
[26 empty] | 0 | 0
[26 empty] | 0 | 0
[26 empty] | 0 | 0
[26 empty] | 0 | 0
[26 empty] | 0 | 0
[26 empty] | 0 | 0
[26 empty] | 0 | 0
[26 empty] | 0 | 0
[26 empty] | 0 | 0
[26 empty] | 0 | 0
[26 empty] | 0 | 0
[26 empty] | 0 | 0
[26 empty] | 0 | 0
[26 empty] | 0 | 0
[26 empty] | 0 | 0
[26 empty] | 0 | 0
[26 empty] | 0 | 0
[26 empty] | 0 | 0
[26 empty] | 0 | 0
[26 empty] | 0 | 0
[26 empty] | 0 | 0
[26 empty] | 0 | 0
[26 empty] | 0 | 0
[26 empty] | 0 | 0
[26 empty] | 0 | 0
[26 empty] | 0 | 0
[26 empty] | 0 | 0
[26 empty] | 0 | 0
[26 empty] | 0 | 0
[26 empty] | 0 | 0
[26 empty] | 0 | 0
[26 empty] | 0 | 0
[26 empty] | 0 | 0
[26 empty] | 0 | 0
[26 empty] | 0 | 0
[26 empty] | 0 | 0
[26 empty] | 0 | 0
[26 empty] | 0 | 0
[26 empty] | 0 | 0
[26 empty] | 0 | 0
[26 empty] | 0 | 0
[26 empty] | 0 | 0
[26 empty] | 0 | 0
[26 empty] | 0 | 0
[26 empty] | 0 | 0
[26 empty] | 0 | 0
[26 empty] | 0 | 0
[26 empty] | 0 | 0
[26 empty] | 0 | 0
[26 empty] | 0 | 0
[26 empty] | 0 | 0
[26 empty] | 0 | 0
[26 empty] | 0 | 0
[26 empty] | 0 | 0
[26 empty] | 0 | 0
[26 empty] | 0 | 0
[26 empty] | 0 | 0
[26 empty] | 0 | 0
[26 empty] | 0 | 0
[26 empty] | 0 | 0
[26 empty] | 0 | 0
[26 empty] | 0 | 0
[26 empty] | 0 | 0
[26 empty] | 0 | 0
[26 empty] | 0 | 0
[26 empty] | 0 | 0
[26 empty] | 0 | 0
[26 empty] | 0 | 0
[26 empty] | 0 | 0
[26 empty] | 0 | 0
[26 empty] | 0 | 0
[26 empty] | 0 | 0
[26 empty] | 0 | 0
[26 empty] | 0 | 0
[26 empty] | 0 | 0
[26 empty] | 0 | 0
[26 empty] | 0 | 0
[26 empty] | 0 | 0
[26 empty] | 0 | 0
[26 empty] | 0 | 0
[26 empty] | 0 | 0
[26 empty] | 0 | 0
[26 empty] | 0 | 0
[26 empty] | 0 | 0
[26 empty] | 0 | 0
[26 empty] | 0 | 0
[26 empty] | 0 | 0
[26 empty] | 0 | 0
[26 empty] | 0 | 0
[26 empty] | 0 | 0
[26 empty] | 0 | 0
[26 empty] | 0 | 0
[26 empty] | 0 | 0
[26 empty] | 0 | 0
[26 empty] | 0 | 0
[26 empty] | 0 | 0
[26 empty] | 0 | 0
[26 empty] | 0 | 0
[26 empty] | 0 | 0
[26 empty] | 0 | 0
[26 empty] | 0 | 0
[26 empty] | 0 | 0
[26 empty] | 0 | 0
[26 empty] | 0 | 0
[26 empty] | 0 | 0
[26 empty] | 0 | 0
[26 empty] | 0 | 0
[26 empty] | 0 | 0
[26 empty] | 0 | 0
[26 empty] | 0 | 0
[26 empty] | 0 | 0
[26 empty] | 0 | 0
[26 empty] | 0 | 0
[26 empty] | 0 | 0
[26 empty] | 0 | 0
[26 empty] | 0 | 0
[26 empty] | 0 | 0
[26 empty] | 0 | 0
[26 empty] | 0 | 0
[26 empty] | 0 | 0
[26 empty] | 0 | 0
[26 empty] | 0 | 0
[26 empty] | 0 | 0
[26 empty] | 0 | 0
[26 empty] | 0 | 0
[26 empty] | 0 | 0
[26 empty] | 0 | 0
[26 empty] | 0 | 0
[26 empty] | 0 | 0
[26 empty] | 0 | 0
[26 empty] | 0 | 0
[26 empty] | 0 | 0
[26 empty] | 0 | 0
[26 empty] | 0 | 0
[26 empty] | 0 | 0
[26 empty] | 0 | 0
[26 empty] | 0 | 0
[26 empty] | 0 | 0
[26 empty] | 0 | 0
[26 empty] | 0 | 0
[26 empty] | 0 | 0
[26 empty] | 0 | 0
[26 empty] | 0 | 0
[26 empty] | 0 | 0
[26 empty] | 0 | 0
[26 empty] | 0 | 0
[26 empty] | 0 | 0
[26 empty] | 0 | 0
[26 empty] | 0 | 0
[26 empty] | 0 | 0
[26 empty] | 0 | 0
[26 empty] | 0 | 0
[26 empty] | 0 | 0
[26 empty] | 0 | 0
[26 empty] | 0 | 0
[26 empty] | 0 | 0
[26 empty] | 0 | 0
[26 empty] | 0 | 0
[26 empty] | 0 | 0
[26 empty] | 0 | 0
[26 empty] | 0 | 0
[26 empty] | 0 | 0
[26 empty] | 0 | 0
[26 empty] | 0 | 0
[26 empty] | 0 | 0
[26 empty] | 0 | 0
[26 empty] | 0 | 0
[26 empty] | 0 | 0
[26 empty] | 0 | 0
[26 empty] | 0 | 0
[26 empty] | 0 | 0
[26 empty] | 0 | 0
[26 empty] | 0 | 0
[26 empty] | 0 | 0
[26 empty] | 0 | 0
[26 empty] | 0 | 0
[26 empty] | 0 | 0
[26 empty] | 0 | 0
[26 empty] | 0 | 0
[26 empty] | 0 | 0
[26 empty] | 0 | 0
[26 empty] | 0 | 0
[26 empty] | 0 | 0
[26 empty] | 0 | 0
[26 empty] | 0 | 0
[26 empty] | 0 | 0
[26 empty] | 0 | 0
[26 empty] | 0 | 0
[26 empty] | 0 | 0
[26 empty] | 0 | 0
[26 empty] | 0 | 0
[26 empty] | 0 | 0
[26 empty] | 0 | 0
[26 empty] | 0 | 0
[26 empty] | 0 | 0
[26 empty] | 0 | 0
[26 empty] | 0 | 0
[26 empty] | 0 | 0
[26 empty] | 0 | 0
[26 empty] | 0 | 0
[26 empty] | 0 | 0
[26 empty] | 0 | 0
[26 empty] | 0 | 0
[26 empty] | 0 | 0
[26 empty] | 0 | 0
[26 empty] | 0 | 0
[26 empty] | 0 | 0
[26 empty] | 0 | 0
[26 empty] | 0 | 0
[26 empty] | 0 | 0
[26 empty] | 0 | 0
[26 empty] | 0 | 0
[26 empty] | 0 | 0
[26 empty] | 0 | 0
[26 empty] | 0 | 0
[26 empty] | 0 | 0
[26 empty] | 0 | 0
[26 empty] | 0 | 0
[26 empty] | 0 | 0
[26 empty] | 0 | 0
[26 empty] | 0 | 0

## Zones
Houston | -1
North | -1
South | -1
West | 1
SET UP AREA, copy & paste values to cell B1
Source | West |  | N to H | N to W | N to S | W to N | S to N | W to S
Sink | North | Houston | -1 | 1 | -1 | -1 | 1 | -1
|  | North | 1 | 1 | 1 | -1 | -1 | -1
|  | South | -1 | 1 | -1 | -1 | 1 | -1
|  | West | 1 | -1 | 1 | 1 | -1 | 1
|  | Source | North | North | North | West | South | West
|  | Sink | Houston | West | South | North | North | South

## Tech
Number of Bus | Name of Bus | Tech Type
238 | BOSQUESW505 | CC
239 | BOSQUESW502 | GGT
244 | WHITNYDM01 | Hydro
245 | WHITNYDM02 | Hydro
247 | BOSQUESW501 | GGT
251 | BOSQUESW803 | CC
253 | BOSQUESW804 | CC
332 | RWMILLER01 | GST
333 | RWMILLER02 | GST
334 | RWMILLER03 | GST
335 | RWMILLER04 | GST
336 | RWMILLER05 | GST
344 | MRSSHPRD | Hydro
345 | MRSSHPRD01 | Hydro
366 | JNSNCNTY802 | Cogen
367 | JNSNCNTY802 | Cogen
503 | NTHTEXAS01 | GST
504 | NTHTEXAS02 | GST
505 | NTHTEXAS03 | GST
580 | JCKCNTY801 | CC
581 | JCKCNTY802 | CC
582 | JCKCNTY803 | CC
728 | WOLFRIDGE801 | Wind
837 | NEWMAN_G5 | GST
842 | OLINGER_G1 | GST
843 | OLINGER_G2 | GST
844 | OLINGER_G3 | GST
845 | OLINGER_G4 | GGT
923 | SPENCER_G4 | GST
924 | SPENCER_G5 | GST
948 | STEAM1 | GST
949 | STEAM2 | GST
950 | STEAM3 | GST
990 | GIBN_CREK_G1 | LIGCO
1002 | PBCTAGE_1G | GGT
1003 | PBCTBGE_2G | GGT
1004 | PBCTCGE_3G | GGT
1005 | PBCTDGE_4G | GGT
1006 | PBCTEGE_5G | GGT
1007 | PB5GEN_6G | GST
1008 | PB6GEN_7G | GST
1037 | MORGAN5G_5G | GST
1039 | MRGNAG_1G | GGT
1040 | MRGNBG_2G | GGT
1041 | MRGNCG_3G | GGT
1042 | MRGNDG_4G | GGT
1043 | MRGNEG_5G | GGT
1044 | MRGNFG_6G | GGT
1045 | CALENG1G_1G | Cogen
1046 | CALENG2G_2G | Cogen
1047 | CALENG3G_3G | Cogen
1058 | LONGSHORE_5 | Wind
1058 | LONGSHORE_5 | Wind
1061 | CIELOGEN_1G | Wind
1062 | CIELOGEN_2G | Wind
1068 | SCURRYCW_1G | Wind
1069 | KINDERMG_1G | Cogen
1070 | KINDERMG_2G | Cogen
1071 | KINDERMG_3G | Cogen
1073 | SCURRYCW_2G | Wind
1320 | BSP 1 | Cogen
1326 | STANTONW_8 | Wind
1327 | WILDHRSE_1G | Wind
1328 | OCOTILLO_1G | Wind
1333 | MCDDONAL_8 | Wind
1343 | TRENTIPP_8 | Wind
1349 | WESTXWIN_1G | Wind
1350 | NWPWRG1_1G | Wind
1354 | AEPWIND_8 | Wind
1360 | GUNSIGHT_8 | Wind
1416 | SWETWATR_1G | CC
1417 | SWETWATR_2G | CC
1418 | SWETWATR_3G | CC
1419 | SWETWATR_4G | CC
1432 | GRHAMSES_2G | GST
1433 | GRHAMSES_1G | GST
1437 | MESQUITW_1G | Wind
1438 | MESQUITW_2G | Wind
1442 | COKFIELD_5 | Wind
1453 | WCPWRCO_1G | CC
1454 | WCPWRCO_2G | CC
1455 | WCPWRCO_3G | CC
1479 | WFCOGEN_1G | Cogen
1479 | WFCOGEN_1G | Cogen
1482 | WFCOGEN_2G | Cogen
1482 | WFCOGEN_2G | Cogen
1600 | BARTNWND_1G | Wind
1643 | SLSTR1PP_1G | Wind
1675 | PEC_1G | Cogen
1676 | PEC_2G | Cogen
1677 | PEC_3G | Cogen
1678 | LAMARPWR_1G | CC
1679 | LAMARPWR_2G | CC
1680 | LAMARPWR_3G | CC
1681 | LAMARPWR_4G | CC
1682 | LAMARPWR_5G | CC
1683 | LAMARPWR_6G | CC
1687 | VALLEY_1G | GST
1688 | VALLEY_2G | GSC
1689 | VALLEY_3G | GST
1701 | MOSES_1G | LIGCO
1702 | MOSES_2G | LIGCO
1703 | MOSES_3G | LIGCO
1861 | EAGLEMNT_1G | GST
1862 | EAGLEMNT_2G | GST
1863 | EAGLEMNT_3G | GST
1877 | WLFHOLW_1G | CC
1878 | WLFHOLW_2G | CC
1879 | WLFHOLW_3G | CC
1889 | DECRDOVA_1G | GSC
1892 | DECRDOVA_2G | GGT
1893 | DECRDOVA_3G | GGT
1894 | DECRDOVA_4G | GGT
1895 | DECRDOVA_5G | GGT
1898 | COMCHEPK_1G | Nuc
1899 | COMCHEPK_2G | Nuc
1937 | MDLTHELP_5G | CC
1938 | MDLTHELP_6G | CC
1941 | MDLTHELP_1G | CC
1942 | MDLTHELP_2G | CC
1943 | MDLTHELP_3G | CC
1944 | MDLTHELP_4G | CC
1947 | HANDLEY_3G | GST
1948 | HANDLEY_4G | GST
1949 | HANDLEY_5G | GST
2371 | COLLIN_1G | GST
2381 | NTHLK1_G | GST
2382 | NTHLK2_G | GST
2383 | NTHLK3_G | GST
2413 | MTCK6_G | GST
2414 | MTCK7_G | GST
2417 | MTCK8_G | GSC
2451 | LKHB1_G | GST
2452 | LKHB2_G | GST
3097 | MARTLAKE_1G | LIGCO
3098 | MARTLAKE_2G | LIGCO
3099 | MARTLAKE_3G | LIGCO
3107 | STRYKER_1G | GST
3108 | STRYKER_2G | GST
3126 | TRINIDAD_6G | GST
3309 | ASPN_G | Bio
3348 | CHAMPION_1G | Cogen
3381 | BBRN_1G | LIGCO
3382 | BBRN_2G | LIGCO
3403 | THOUSE_1G | GSC
3404 | THOUSE_2G | GSC
3416 | LAKE_CRK1_G | GST
3417 | LAKE_CRK2_G | GST
3432 | SANDOW_4G | LIGCO
5026 | BRAUNIG_VHB1 | GST
5027 | BRAUNIG_VHB2 | GST
5028 | BRAUNIG_VHB3 | GST
5111 | CALAVER_JTD1 | LIGCO
5112 | CALAVER_JTD2 | LIGCO
5264 | LEON_LCP3G3 | GST
5265 | LEON_LCP4G4 | GST
5266 | LEON_LCPCT1 | GGT
5267 | LEON_LCPCT2 | GGT
5268 | LEON_LCPCT3 | GGT
5269 | LEON_LCPCT4 | GGT
5396 | CALAVER_OWS1 | GST
5397 | CALAVER_OWS2 | GST
5401 | CALAVER_JKS1 | LIGCO
5436 | TUTTL_WBT1G1 | GST
5438 | TUTTL_WBT3G3 | GST
5439 | TUTTL_WBT4G4 | GST
5476 | BRA_AVR1_CT1 | CC
5477 | BRA_AVR1_ST | CC
5478 | BRA_AVR1_CT2 | CC
5503 | RAYBURNGEN3 | GST
5505 | RAYBURNGEN1 | GGT
5506 | RAYBURNGEN2 | GGT
5508 | RAYBURNCC9 | CC
5509 | RAYBURNCC10 | CC
5511 | RAYBURNCC7 | CC
5512 | RAYBURNCC8 | CC
5728 | FALCONHYDRO2 | Hydro
5729 | FALCONHYDRO3 | Hydro
5890 | PEARSALLGEN1 | GST
5891 | PEARSALLGEN2 | GST
5892 | PEARSALLGEN3 | GST
5903 | SANMIGUELGEN | LIGCO
5911 | STP_GN1___1 | Nuc
5912 | STP_GN2___2 | Nuc
5920 | WELSHDC1 | DCTie
5925 | DCEAST | DCTie
5932 | SI_RAY9 | CC
5933 | SI_RAY6 | GST
5934 | SI_RAY5 | GST
5935 | SI_RAY10 | CC
6016 | SWMESA | Wind
6096 | NORTHDC7 | DCTie
6100 | OKLA7A | DCTie
6144 | MCADOO1A | Wind
6407 | TURKTRAK1A | Wind
6637 | SNYDERW1A | Wind
6752 | OKLA0A | LIGCO
6948 | DENISNDM | Hydro
6948 | DENISNDM | Hydro
7000 | L_FERGUS1_1Y | GSC
7004 | L_SIMGID1_1Y | GST
7005 | L_SIMGID1_2Y | GST
7006 | L_SIMGID1_3Y | GST
7007 | L_LOSTPI1_1Y | CC
7008 | L_LOSTPI1_2Y | CC
7009 | L_LOSTPI1_3Y | CC
7010 | L_FPPYD11_1Y | LIGCO
7011 | L_FPPYD11_2Y | LIGCO
7012 | L_FPPYD21_3Y | LIGCO
7014 | L_HAYSEN1_1Y | CC
7015 | L_HAYSEN1_2Y | CC
7016 | L_HAYSEN1_3Y | CC
7017 | L_HAYSEN1_4Y | CC
7020 | L_AUSTPL1_1Y | Hydro
7020 | L_AUSTPL1_1Y | Hydro
7022 | L_BUCHAN1_1Y | Hydro
7023 | L_BUCHAN1_2Y | Hydro
7024 | L_BUCHAN1_3Y | Hydro
7026 | L_INKSDA1_1Y | Hydro
7028 | L_MARBFA1_1Y | Hydro
7029 | L_MARBFA1_2Y | Hydro
7031 | L_MARSFO1G1Y | Hydro
7032 | L_MARSFO1G2Y | Hydro
7033 | L_MARSFO1G3Y | Hydro
7035 | L_WIRTZ_1G1Y | Hydro
7036 | L_WIRTZ_1G2Y | Hydro
7038 | L_DELAWA1_1Y | Wind
7038 | L_DELAWA1_1Y | Wind
7303 | L_WPPGS12_1Y | GGT
7303 | L_WPPGS12_1Y | GGT
7305 | L_WPPGS34_1Y | GGT
7305 | L_WPPGS34_1Y | GGT
7487 | L_CANYHY8_1Y | Hydro
7605 | L_MCQUEE9_1Y | Hydro
7605 | L_MCQUEE9_1Y | Hydro
7605 | L_MCQUEE9_1Y | Hydro
7609 | L_SCHUMA8_1Y | Hydro
7624 | L_LAKEWO9_1Y | Hydro
7624 | L_LAKEWO9_1Y | Hydro
7800 | L_GUADGE1_1Y | CC
7801 | L_GUADGE1_2Y | CC
7802 | L_GUADGE1_3Y | CC
7803 | L_GUADGE1_4Y | CC
7804 | L_GUADGE1_5Y | CC
7805 | L_GUADGE1_6Y | CC
7807 | L_BASTEN1_1Y | CC
7808 | L_BASTEN1_2Y | CC
7809 | L_BASTEN1_3Y | CC
7810 | L_RIONOG1G1Y | CC
7811 | L_RIONOG1G2Y | CC
7812 | L_RIONOG1G3Y | CC
7813 | L_RIONOG1S1Y | CC
8032 | AMISTADHYD1 | Hydro
8033 | AMISTADHYD2 | Hydro
8048 | FALCONHYDRO1 | Hydro
8066 | DUP1V#1 | Cogen
8134 | FOR #1 | Cogen
8138 | FOR #2 | Cogen
8139 | JOS #1 | GST
8147 | UCAR #2 | Cogen
8148 | UCAR #1 | Cogen
8153 | FOR #3 | Cogen
8154 | FOR #4 | Cogen
8155 | FOR #5 | Cogen
8156 | FOR #6 | Cogen
8157 | FOR #7 | Cogen
8161 | COLETO0A | LIGCO
8173 | VICEC51A | CC
8174 | VICEC61A | CC
8189 | CUECPL2A | Cogen
8262 | ELPS | Hydro
8285 | LAR #1 | GST
8287 | LAR #2 | GST
8288 | LAR #3 | GST
8388 | BATES0A | GST
8393 | BATES0B | GST
8437 | NUECES_B0C | GST
8438 | NUECES_B0B | GST
8442 | NBEC7 | GST
8442 | NBEC7 | GST
8456 | COSW#1 | Cogen
8457 | COSW#2 | Cogen
8459 | B_DAVIS0B | GSC
8460 | B_DAVIS0A | GSC
8461 | KOCH_UP0A | Cogen
8506 | VAL #1 | Cogen
8507 | VAL #2 | Cogen
8511 | OXY_CC0A | Cogen
8517 | CELANEBI0A | Cogen
8560 | CNOPGT1 | Cogen
8561 | CNOPGT2 | Cogen
8562 | CNOPST1 | Cogen
8926 | LGE_GT10A | Cogen
8927 | LGE_GT20A | Cogen
8928 | LGE_STG0A | Cogen
8930 | ICPGN10A | Cogen
8931 | ICPGN20A | Cogen
8932 | ICPGN30A | Cogen
8933 | FGNTS001 | CC
8934 | FGNTS101 | CC
8935 | FGNTS201 | CC
8936 | MVGN#1 | CC
8937 | MVGN#2 | CC
8938 | MVGN#3 | CC
8981 | HECN1 | CC
8982 | HECN2 | CC
8983 | HECN3 | CC
9000 | DECKR_G1 | GST
9001 | DECKR_G2 | GST
9002 | DECKR_G3 | GGT
9003 | DECKR_G4 | GGT
9004 | DECKR_G5 | GGT
9005 | DECKR_G6 | GGT
9016 | SANDH_G1 | GGT
9017 | SANDH_G2 | GGT
9018 | SANDH_G3 | GGT
9019 | SANDH_G4 | GGT
9020 | SANDHG5A | CC
9021 | SANDHG5C | CC
11001 | NAV1CT | CC
11009 | NAV2CT | CC
11011 | NAV3ST | CC
11012 | NAV4CT | CC
11013 | NAV5CT | CC
11014 | NAV6ST | CC
11020 | TIEHVSG_1G | CC
11021 | TIEHVCG_1G | CC
11022 | TIEHVCG_2G | CC
11023 | TIEHVCG_3G | CC
11024 | TIEHVCG_4G | CC
11025 | TIEHVSG_2G | CC
11056 | ROSCOE_1G | Wind
11057 | CHAMPION_1G | Wind
11058 | PYRON_1G | Wind
11059 | INADALE_1G | Wind
11065 | ELBOWCK_1G | Wind
11147 | NOTREES_1G | Wind
11309 | BULLCREK_2G | Wind
11310 | BULLCREK_1G | Wind
11320 | COYOTE_1G | Wind
11691 | KMICHICT1_G | CC
11692 | KMICHICT2_G | CC
11693 | KMICHIST3_G | CC
11694 | KMICHICT4_G | CC
11695 | KMICHICT5_G | CC
11696 | KMICHIST6_G | CC
12322 | ENNSTRAC_1G | CC
12323 | ENNSTRAC_2G | CC
12411 | FPLEFR1A_G | CC
12412 | FPLEFR1B_G | CC
12413 | FPLEFR1C_G | CC
12414 | FPLEFR1S_G | CC
12421 | FPLEFR2A_G | CC
12422 | FPLEFR2B_G | CC
12423 | FPLEFR2C_G | CC
12424 | FPLEFR2S_G | CC
12440 | PARKD_1SVC8 | GST
12449 | PARKD_2SVC8 | GST
13116 | TGATEWAY_1G | CC
13117 | TGATEWAY_2G | CC
13118 | TGATEWAY_3G | CC
13119 | TGATEWAY_4G | CC
13131 | CALFREST_1G | CC
13132 | CALFREST_2G | CC
13133 | CALFREST_3G | CC
13134 | CALFREST_4G | CC
13135 | CALFREST_5G | CC
13136 | CALFREST_6G | CC
13432 | SANDOW_5G | LIGCO
32798 | BRYN_TAMUGEN | GST
32883 | BRYN_DNSBY3 | GST
32884 | BRYN_DNSBY13 | GST
32886 | BRYN_ATKINS3 | GST
32887 | BRYN_ATKINS6 | GST
32888 | BRYN_ATKINS7 | GGT
32890 | BRYN_ATKINS4 | GST
32891 | BRYN_ATKINS5 | GST
32892 | BRYN_DNSBY14 | GST
36998 | RDCNYNG1 | Wind
38332 | TNWDWRDU2_8 | Wind
38437 | TNSRBNMESA9 | Wind
38580 | TNBP_CGN1_8 | Cogen
38590 | TNBP_CGN2_8 | Cogen
38600 | TNBP_CGN3_8 | Cogen
38611 | TNBPAMCG1_8 | Cogen
38612 | TNBPAMCG2_8 | Cogen
38613 | TNBPAMCG3_8 | Cogen
38614 | TNBPAMCG4_8 | Cogen
38615 | TNBPAMCG5_8 | Cogen
38690 | TNBP_CGN4_8 | Cogen
38711 | TNTXCTY1CG8 | Cogen
38712 | TNTXCTY2CG8 | Cogen
38713 | TNTXCTY3CG8 | Cogen
38714 | TNTXCTY4CG8 | Cogen
39190 | TNSLCGN1__8 | Cogen
39470 | TNDOWCGNSG8 | Cogen
39480 | TNDOWCGNGG8 | Cogen
39760 | TNSCLP1___8 | Cogen
39770 | TNSCLP2___8 | Cogen
39775 | TNSCLP4___8 | Cogen
39790 | TNSCLP3___8 | Cogen
39960 | TNTNPONE_18 | LIGCO
39970 | TNTNPONE_28 | LIGCO
48500 | APD_GT1_8005 | Cogen
48510 | AK_GT1__8040 | Cogen
48511 | LPE_GT1_8070 | GGT
48512 | LPE_GT2_8075 | GGT
48513 | LPE_GT3_8080 | GGT
48514 | LPE_GT4_8085 | GGT
48520 | BSF_GT1_8070 | Cogen
48520 | BSF_GT1_8070 | Cogen
48521 | BVE_GT1_GT1 | CC
48522 | BVE_GT2_5035 | CC
48523 | BVE_ST1_GN1 | CC
48531 | BYU_GT1_8075 | Cogen
48532 | BYU_GT2_8055 | Cogen
48533 | BYU_GT3_8060 | Cogen
48534 | BYU_GT4_8065 | Cogen
48551 | CAL_GT1_8045 | Cogen
48552 | CAL_ST1_8000 | Cogen
48561 | CTL_GT2_8130 | Cogen
48562 | CTL_GT3_8135 | Cogen
48563 | CTL_GT4_8140 | Cogen
48564 | CTL_GN1_8145 | Cogen
48565 | CTL_GN2_8155 | Cogen
48581 | CBY_GN1_1 | GSC
48582 | CBY_GN2_2 | GSC
48583 | CBY_GT4_1 | GSC
48584 | CBY_GT4_2 | CC
48585 | CBY_ST4_1 | CC
48591 | CHE_GT2_5030 | Cogen
48593 | CHE_GT1_8015 | Cogen
48594 | CHE_GN4_8025 | Cogen
48595 | BTE_GT2_8075 | CC
48596 | BTE_GT3_8045 | CC
48597 | BTE_GT4_8055 | CC
48598 | BTE_ST1_8070 | CC
48611 | DIB_GT1_8080 | Cogen
48612 | DIB_GT2_8075 | Cogen
48613 | DIB_ST1_8085 | Cogen
48614 | DIB_GT3_8090 | Cogen
48641 | DPEC_GT15040 | CC
48642 | DPEC_GT25025 | CC
48643 | DPEC_GT35010 | CC
48644 | DPEC_GT45070 | CC
48645 | DPEC_ST55065 | CC
48651 | EP_1_2 | Cogen
48651 | EP_1_2 | Cogen
48671 | FTR_GT1_5105 | CC
48672 | FTR_GT2_5110 | CC
48673 | FTR_GT3_5085 | CC
48674 | FTR_CN4_5095 | CC
48690 | GBY_GN5_5 | GSC
48691 | GBY_73741085 | GGT
48691 | GBY_73741085 | GGT
48692 | GBY_81821075 | GGT
48692 | GBY_81821075 | GGT
48693 | GBY_83841065 | GGT
48693 | GBY_83841065 | GGT
48721 | LEG_1___1 | LIGCO
48722 | LEG_2___2 | LIGCO
48730 | MNS_GT | Cogen
48731 | CBE_GT1 | CC
48732 | CBE_GT2 | CC
48733 | CBE_ST12 | CC
48734 | CBE_GT3 | CC
48735 | CBE_GT4 | CC
48736 | CBE_ST34 | CC
48740 | PSG_GN2_8050 | Cogen
48741 | PSG_GT2_8040 | Cogen
48742 | PSG_GT3_8060 | Cogen
48761 | PR_GT1__9040 | Cogen
48772 | PHR_GN2_2 | GSC
48791 | PSA_GT1_8160 | Cogen
48792 | PSA_GT2_8155 | Cogen
48793 | PSA_GT3_8150 | Cogen
48794 | PSA_GT4_8145 | Cogen
48795 | PSA_GT5_8140 | Cogen
48796 | PSA_GN1_8165 | Cogen
48797 | PSA_GT6_8135 | Cogen
48811 | CVC_GT3_5045 | Cogen
48812 | CVC_GT2_5020 | Cogen
48813 | CVC_GT1_5035 | Cogen
48814 | CVC_ST5_5040 | Cogen
48815 | CVC_GT4_8005 | Cogen
48820 | SHELLG1_3015 | Cogen
48821 | SHELLG2 | Cogen
48822 | SHELLG3_3020 | Cogen
48822 | SHELLG3_3020 | Cogen
48841 | SJS_GT1_GT1 | Cogen
48842 | SJS_GT2_GT2 | Cogen
48845 | SOL_GT1 | Solar
48851 | SRB_GN1_1 | GST
48852 | SRB_GN2_2 | GST
48853 | SRB_GN3_3 | GST
48854 | SRB_GN4_4 | GST
48855 | SRB_GT211035 | GGT
48855 | SRB_GT211035 | GGT
48873 | THW_ST3_ST_3 | CC
48874 | THW_ST4_ST_4 | CC
48875 | THW_3132 | CC
48875 | THW_3132 | CC
48877 | THW_3334 | CC
48877 | THW_3334 | CC
48879 | THW_4142 | CC
48879 | THW_4142 | CC
48881 | THW_4344 | CC
48881 | THW_4344 | CC
48883 | THW_GT1_GT_1 | GGT
48885 | THW_5152 | GGT
48885 | THW_5152 | GGT
48886 | THW_5354 | GGT
48886 | THW_5354 | GGT
48887 | THW_5556 | GGT
48887 | THW_5556 | GGT
48911 | TGF_GT1_8000 | Cogen
48921 | WAP_GN1_1 | GST
48922 | WAP_GN2_2 | GST
48923 | WAP_GN3_3 | GST
48924 | WAP_GN4_4 | GSC
48925 | WAP_GN5_5 | LIGCO
48926 | WAP_GN6_6 | LIGCO
48927 | WAP_GN7_7 | LIGCO
48928 | WAP_GN8_8 | LIGCO
48929 | WAPGT21_GT1 | GGT
48940 | WARVUE_GT1 | Cogen
49803 | EXN_15GT | Cogen
49804 | EXN_16GT | Cogen
49805 | EXN_17GT | Cogen
49826 | EXN938GT | Cogen
49828 | EXN941GT | Cogen
49829 | EXN942GT | Cogen
49830 | EXN943GT | Cogen
49831 | EXN944GT | Cogen
49832 | EXN945GT | Cogen
49837 | EXN_GT | Cogen
49838 | EXN_14GT | Cogen
49851 | DOW17000 | Cogen
49858 | DOW38100 | Cogen
49859 | DOW38200 | Cogen
49860 | DOW38300 | Cogen
49862 | DOW39100 | Cogen
49863 | DOW39200 | Cogen
49865 | DOW41000 | Cogen
49866 | DOW42000 | Cogen
49869 | DOW49000 | Cogen
49870 | DOW61000 | Cogen
49871 | DOW62000 | Cogen
49872 | DOW63000 | Cogen
49873 | DOW64000 | Cogen
49876 | DOW65000 | Cogen
49877 | DOW66000 | Cogen
49878 | DOW67000 | Cogen
49882 | DOW81000 | Cogen
49884 | DOW82000 | Cogen
49885 | DOW83000 | Cogen
49886 | DOW84000 | Cogen
58909 | PEARSALLSCG1 | Diesel
58909 | PEARSALLSCG1 | Diesel
58909 | PEARSALLSCG1 | Diesel
58909 | PEARSALLSCG1 | Diesel
58909 | PEARSALLSCG1 | Diesel
58909 | PEARSALLSCG1 | Diesel
58919 | PEARSALLSCG2 | Diesel
58919 | PEARSALLSCG2 | Diesel
58919 | PEARSALLSCG2 | Diesel
58919 | PEARSALLSCG2 | Diesel
58919 | PEARSALLSCG2 | Diesel
58919 | PEARSALLSCG2 | Diesel
58929 | PEARSALLSCG3 | Diesel
58929 | PEARSALLSCG3 | Diesel
58929 | PEARSALLSCG3 | Diesel
58929 | PEARSALLSCG3 | Diesel
58929 | PEARSALLSCG3 | Diesel
58929 | PEARSALLSCG3 | Diesel
58949 | PEARSALLSCG4 | Diesel
58949 | PEARSALLSCG4 | Diesel
58949 | PEARSALLSCG4 | Diesel
58949 | PEARSALLSCG4 | Diesel
58949 | PEARSALLSCG4 | Diesel
58949 | PEARSALLSCG4 | Diesel
60000 | DSKY2 | Wind
60003 | KING_NE1A | Wind
60005 | KING_SE1A | Wind
60007 | KING_SW1A | Wind
60016 | WOODWRD11A | Wind
60017 | ORNNWP1 | Wind
60018 | DSKY1 | Wind
60019 | KING_NW1A | Wind
60057 | CALLAHAN1A | Wind
60058 | BUFF_GAP1A | Wind
60060 | CIRELLO | Wind
60063 | BUFF_GAP1B | Wind
60066 | H_HOLLOW1A | Wind
60068 | HHOLLOW21A | Wind
60070 | HHOLLOW31A | Wind
60072 | HHOLLOW41A | Wind
60081 | WHRLWIND1A | Wind
60201 | RIO DRCS | AVR
60202 | FRNDDRCS | AVR
71051 | L_BITTCR1_1N | Wind
71054 | L_SWEETW1_1N | Wind
71057 | L_SWEETW1_2N | Wind
71059 | L_SWEETW1_3N | Wind
71060 | L_SWEETW1_4N | Wind
71061 | L_SWEETW1_5N | Wind
76031 | L_GASCCR1_1N | Wind
76091 | L_DIVIDE1_1N | Wind
76095 | L_CAPRSI1_1N | Wind
76096 | L_CAPRSI1_2N | Wind
76097 | L_CAPRGE1_1N | Wind
80003 | MILHWYS | AVR
80012 | LAR | DCTie
80051 | FOR #8 | Cogen
80052 | FOR #9 | Cogen
80053 | FOR #10 | Cogen
80080 | GWINDT11A | Wind
80080 | GWINDT11A | Wind
80080 | GWINDT11A | Wind
80080 | GWINDT11A | Wind
80081 | GWINDT21A | Wind
80081 | GWINDT21A | Wind
80081 | GWINDT21A | Wind
80081 | GWINDT21A | Wind
80137 | CSDR89 | DCTie
80137 | CSDR89 | DCTie
80138 | CSDR7 | DCTie
80139 | CSDR56 | DCTie
80139 | CSDR56 | DCTie
80140 | CSDR11 | DCTie
80180 | PNSCALT11A | Wind
80180 | PNSCALT11A | Wind
80181 | PNSCALT21A | Wind
80181 | PNSCALT21A | Wind
80223 | REYSHR G | Cogen
80224 | VISTRONG1 | Cogen
80225 | VISTRONG2 | Cogen
80226 | ALCOA G | Cogen
80227 | AIRCO G | Cogen
80263 | B_DAVIS31A | CC
80264 | B_DAVIS41A | CC
80265 | LARECU40A | GGT
80266 | LARECU50A | GGT
86104 | CID-138 | DCTie
86105 | CID-230 | DCTie
86106 | CUF-230 | DCTie
86107 | CUF-138 | DCTie
88198 | BEEVILLE | AVR
88253 | HAMILTON | BLT
88299 | ZAPATA | BLT
88508 | FALFURRI | AVR