## Set up
Step 1 | Go to the Zones worksheet in this workbook. Make sure that the source and sink zones are set correctly and the "1"s and "-1"s are correct |  | Summary of Key Data points | Value
File Description:
Step 2 | Open Dennis' file that needs to have the data transferred, same file that is listed in cell K27 |  | Number of units | 0
|  |  | Dec PTDF cutoff point | 0
Step 3 | Copy columns J:X from an old Dennis' Sheet to the new sheet (if first round of a new alaysis) |  | Dec PTDF cutoff unit | Name of Bus
|  |  | Dec 10% unit | Name of Bus
Step 4 | Mark the contingencies and monitored element set by a "y" in column K of Dennis' sheet, if there are a match on the filename use something to make unique |  | Dec max cumltv zone impact - cumltv zone share | 0
|  |  | Dec max cumltv zone impact - cumltv zone share pt | 0
Step 5 | Enter Dennis' file name into cell K27 |  | Dec max cumltv zone impact - cumltv zone share unit | 0
|  |  | West Zonal weighted AWGSF | 0.26209
Step 6 | click the step one button |  | North Zonal weighted AWGSF | -0.022433
|  |  | Inc PTDF cutoff point | 0
Step 7 | Enter the line ratings in Dennis' workbook, the Input worksheet, in the cells |  | Inc PTDF cutoff unit | Name of Bus
| X6:X30, or to the end of the selected list. |  | Inc 10% unit | Name of Bus
|  |  | Inc max cumltv zone impact - cumltv zone share | 0
Step 8 | Check to see that the number of generators in Dennis' file matches the length |  | Inc max cumltv zone impact - cumltv zone share pt | 0
| of the formulas in columns L:V (Distributed Slack - Dec) have been copied through to the apporpriate number of rows |  | Inc max cumltv zone impact - cumltv zone share unit | 0
| If Dennis' sheet data is less than this file then clear any old unit data in columns A:K of this workbook to match the correct leng |  | West Zonal weighted AWGSF | 0.26209
| It is only necessary to match the Distributed Slack - Dec worksheet. |  | North Zonal weighted AWGSF | -0.022433
|  |  | Min of zone correlation | -0.31225
Step 9 | Click the step 2 button |  | Bounary gen in North Zone | 0
| The last file saved will still be open, yopu will need to close this file. |  | Bounary gen in soucre zone as % of line | -0%
| This sheet willno longer be open. |  | Bounary gen in West Zone | 0
|  |  | Bounary gen in soucre zone as % of line | 0
|  |  | OL element line rating | 1072
|  |  | West Zonal weighted AWGSF | 0.26379
|  | WN_043009automation.xls | North Zonal weighted AWGSF | -0.023105
Copy Dennis' data step 1
Copy Dennis' Data Step 2

## Distributed Slack - Dec
Number of Bus | Name of Bus | ID | Area Name of Gen | AGC | P Sensitivity of Bus | Gen MW | Min MW | Max MW | V Sensitivity of Bus | Set Volt | Tech Type | Zone Impact | Zone Correlation | Inc Max | Dec Max | Souce S.F. Weighting | Souce Capacity | Sink S.F. Weighting | Sink Capacity | PTDF Calc | PTDF Weighting | Cumulative Concentrated Capacity | Cumulative Concentrated Impact
1416 | SWETWATR_1G | 1 | West | YES | 0.35449 | 30 | 18 | 30 | 0 | 1.026 | CC | 1 | 0.37692 | 30 | 30 | 10.6347 | 30 |  |  | 0.37692 | 11.3077 | 30 | 11.3077
1417 | SWETWATR_2G | 2 | West | YES | 0.35449 | 72 | 36 | 72 | 0 | 1.026 | CC | 1 | 0.37692 | 72 | 72 | 25.5233 | 72 |  |  | 0.37692 | 27.1384 | 102 | 38.4461
1418 | SWETWATR_3G | 3 | West | YES | 0.35449 | 68 | 36 | 68 | 0 | 1.026 | CC | 1 | 0.37692 | 68 | 68 | 24.1053 | 68 |  |  | 0.37692 | 25.6308 | 170 | 64.0769
1419 | SWETWATR_4G | 4 | West | YES | 0.35449 | 61 | 36 | 61 | 0 | 1.026 | CC | 1 | 0.37692 | 61 | 61 | 21.6239 | 61 |  |  | 0.37692 | 22.9923 | 231 | 87.0692 | Weighted Shift Factors
71051 | L_BITTCR1_1N | W1 | West | YES | 0.31553 | 7.5 | 0 | 37.5 |  | 1.02 | Wind | 1 | 0.33797 | 0 | 37.5 | 11.8325 | 37.5 |  |  | 0.33797 | 12.6737 | 268.5 | 99.7429 | West | 0.26209
71054 | L_SWEETW1_1N | W1 | West | YES | 0.31553 | 21.5 | 0 | 107.5 |  | 1.02 | Wind | 1 | 0.33797 | 0 | 107.5 | 33.9198 | 107.5 |  |  | 0.33797 | 36.3313 | 376 | 136.0742 | North | -0.022433
71057 | L_SWEETW1_2N | W1 | West | YES | 0.31553 | 27 | 0 | 135 |  | 1.02 | Wind | 1 | 0.33797 | 0 | 135 | 42.597 | 135 |  |  | 0.33797 | 45.6254 | 511 | 181.6996 |  | 0.28452
71059 | L_SWEETW1_3N | W1 | West | YES | 0.31553 | 23.8 | 0 | 119 | 0 | 1.02 | Wind | 1 | 0.33797 | 0 | 119 | 37.5484 | 119 |  |  | 0.33797 | 40.2179 | 630 | 221.9176
71060 | L_SWEETW1_4N | W1 | West | YES | 0.31553 | 21 | 0 | 105 | 0 | 1.02 | Wind | 1 | 0.33797 | 0 | 105 | 33.131 | 105 |  |  | 0.33797 | 35.4864 | 735 | 257.404 | Line Cap | 1072
60058 | BUFF_GAP1A | 1 | West | YES | 0.31355 | 24 | 0 | 120 |  | 1 | Wind | 1 | 0.33599 | 0 | 120 | 37.6265 | 120 |  |  | 0.33599 | 40.3184 | 855 | 297.7224 | Conc Gen | 2168.2
60060 | CIRELLO | 1 | West | YES | 0.31355 | 46.6 | 0 | 233 | 0 | 1 | Wind | 1 | 0.33599 | 0 | 233 | 73.0581 | 233 |  |  | 0.33599 | 78.2849 | 1088 | 376.0073 | Weighted Imp. | 683.5025
60063 | BUFF_GAP1B | 1 | West | YES | 0.31355 | 34 | 0 | 170.2 | 0 | 1.02 | Wind | 1 | 0.33599 | 0 | 170.2 | 53.3669 | 170.2 |  |  | 0.33599 | 57.185 | 1258.2 | 433.1923 | PTDF | 0.31524
60066 | H_HOLLOW1A | 1 | West | YES | 0.31355 | 44.4 | 0 | 222 | 0 | 1.005 | Wind | 1 | 0.33599 | 0 | 222 | 69.609 | 222 |  |  | 0.33599 | 74.5891 | 1480.2 | 507.7814
60068 | HHOLLOW21A | 1 | West | YES | 0.31355 | 36.8 | 0 | 184 | 0 | 1.025 | Wind | 1 | 0.33599 | 0 | 184 | 57.6939 | 184 |  |  | 0.33599 | 61.8216 | 1664.2 | 569.603 | Concentration | 1.108
60070 | HHOLLOW31A | 1 | West | YES | 0.31355 | 44.8 | 0 | 224 | 0 | 1.025 | Wind | 1 | 0.33599 | 0 | 224 | 70.2361 | 224 |  |  | 0.33599 | 75.2611 | 1888.2 | 644.864
60072 | HHOLLOW41A | 1 | West | YES | 0.31355 | 23 | 0 | 115 | 0 | 1.025 | Wind | 1 | 0.33599 | 0 | 115 | 36.0587 | 115 |  |  | 0.33599 | 38.6385 | 2003.2 | 683.5025 |  | Pass
1442 | COKFIELD_5 | 1 | North | YES | 0.57631 | 16.5 | 0 | 165 |  | 1.029 | Wind | -1 | -0.31422 | 0 | 165 |  |  | 0 | 0 | 0.31422 | 0 | 2168.2 | 683.5025
1058 | LONGSHORE_5 | 1 | West | YES | 0.27873 | 30 | 0 | 150 |  | 1.01 | Wind | 1 | 0.30116 | 0 | 150 | 41.8089 | 150 |  |  | 0.30116 | 45.1738
1058 | LONGSHORE_5 | 2 | West | YES | 0.27873 | 44 | 0 | 220 |  | 1.01 | Wind | 1 | 0.30116 | 0 | 220 | 61.3197 | 220 |  |  | 0.30116 | 66.2549
1058 | LONGSHORE_5 | 3 | West | YES | 0.27873 | 23.4 | 0 | 117 |  | 1.01 | Wind | 1 | 0.30116 | 0 | 117 | 32.6109 | 117 |  |  | 0.30116 | 35.2356
1045 | CALENG1G_1G | 1 | West | YES | 0.27799 | 73.4 | 27 | 73.4 | 0 | 1.014 | Cogen | 1 | 0.30042 | 0 | 0 | 0 | 0 |  |  | 0.30042 | 0
1046 | CALENG2G_2G | 2 | West | YES | 0.27799 | 73.4 | 27 | 73.4 | 0 | 1.014 | Cogen | 1 | 0.30042 | 0 | 0 | 0 | 0 |  |  | 0.30042 | 0
1047 | CALENG3G_3G | 3 | West | YES | 0.27799 | 70.4 | 27 | 70.4 | 0 | 1.014 | Cogen | 1 | 0.30042 | 0 | 0 | 0 | 0 |  |  | 0.30042 | 0
11001 | NAV1CT | 1 | West | YES | 0.27541 | 70.4 | 18 | 70.4 | 0 | 1.029 | CC | 1 | 0.29784 | 70.4 | 70.4 | 19.3885 | 70.4 |  |  | 0.29784 | 20.9678
11009 | NAV2CT | 1 | West | YES | 0.27541 | 71.4 | 18 | 71.4 | 0 | 1.029 | CC | 1 | 0.29784 | 71.4 | 71.4 | 19.6639 | 71.4 |  |  | 0.29784 | 21.2656
11011 | NAV3ST | 1 | West | YES | 0.27541 | 92.8 | 40 | 92.8 | 0 | 1.029 | CC | 1 | 0.29784 | 92.8 | 92.8 | 25.5576 | 92.8 |  |  | 0.29784 | 27.6394
11012 | NAV4CT | 1 | West | YES | 0.27541 | 80 | 18 | 80 | 0 | 1.029 | CC | 1 | 0.29784 | 80 | 80 | 22.0324 | 80 |  |  | 0.29784 | 23.827
11013 | NAV5CT | 1 | West | YES | 0.27541 | 80 | 18 | 80 | 0 | 1.029 | CC | 1 | 0.29784 | 80 | 80 | 22.0324 | 80 |  |  | 0.29784 | 23.827
11014 | NAV6ST | 1 | West | YES | 0.27541 | 115 | 40 | 115 | 0 | 1.029 | CC | 1 | 0.29784 | 115 | 115 | 31.6716 | 115 |  |  | 0.29784 | 34.2514
11020 | TIEHVSG_1G | 1 | West | YES | 0.27536 | 208.2 | 63 | 208.2 | 0 | 1.012 | CC | 1 | 0.2978 | 208.2 | 208.2 | 57.3308 | 208.2 |  |  | 0.2978 | 62.0013
11021 | TIEHVCG_1G | 1 | West | YES | 0.27536 | 142.1 | 103 | 142.1 | 0 | 1.012 | CC | 1 | 0.2978 | 142.1 | 142.1 | 39.1292 | 142.1 |  |  | 0.2978 | 42.3169
11022 | TIEHVCG_2G | 1 | West | YES | 0.27536 | 132.4 | 103 | 132.4 | 0 | 1.012 | CC | 1 | 0.2978 | 132.4 | 132.4 | 36.4582 | 132.4 |  |  | 0.2978 | 39.4283
11023 | TIEHVCG_3G | 1 | West | YES | 0.27536 | 137.4 | 103 | 137.4 | 0 | 1.012 | CC | 1 | 0.2978 | 137.4 | 137.4 | 37.835 | 137.4 |  |  | 0.2978 | 40.9173
11024 | TIEHVCG_4G | 1 | West | YES | 0.27536 | 147 | 103 | 147 | 0 | 1.012 | CC | 1 | 0.2978 | 147 | 147 | 40.4785 | 147 |  |  | 0.2978 | 43.7761
11025 | TIEHVSG_2G | 1 | West | YES | 0.27536 | 213.2 | 63 | 213.2 | 0 | 1.012 | CC | 1 | 0.2978 | 213.2 | 213.2 | 58.7076 | 213.2 |  |  | 0.2978 | 63.4903
1037 | MORGAN5G_5G | 5 | West | YES | 0.27236 | 109.6 | 40 | 137 | 0 | 1.029 | GST | 1 | 0.29479 | 137 | 137 | 37.3136 | 137 |  |  | 0.29479 | 40.3869
1039 | MRGNAG_1G | A | West | YES | 0.27236 | 69 | 69 | 69 | 0 | 1.029 | GGT | 1 | 0.29479 | 69 | 69 | 18.793 | 69 |  |  | 0.29479 | 20.3408
1040 | MRGNBG_2G | B | West | YES | 0.27236 | 70 | 70 | 71 | 0 | 1.029 | GGT | 1 | 0.29479 | 71 | 71 | 19.3377 | 71 |  |  | 0.29479 | 20.9304
1041 | MRGNCG_3G | C | West | YES | 0.27236 | 69 | 69 | 70 | 0 | 1.029 | GGT | 1 | 0.29479 | 70 | 70 | 19.0653 | 70 |  |  | 0.29479 | 20.6356
1042 | MRGNDG_4G | D | West | YES | 0.27236 | 68 | 68 | 68 | 0 | 1.029 | GGT | 1 | 0.29479 | 68 | 68 | 18.5206 | 68 |  |  | 0.29479 | 20.0461
1043 | MRGNEG_5G | E | West | YES | 0.27236 | 68 | 68 | 70 | 0 | 1.029 | GGT | 1 | 0.29479 | 70 | 70 | 19.0653 | 70 |  |  | 0.29479 | 20.6356
1044 | MRGNFG_6G | F | West | YES | 0.27236 | 66 | 66 | 66 | 0 | 1.029 | GGT | 1 | 0.29479 | 66 | 66 | 17.9759 | 66 |  |  | 0.29479 | 19.4565
1002 | PBCTAGE_1G | A | West | YES | 0.27206 | 64 | 64 | 66 | 0 | 1.036 | GGT | 1 | 0.29449 | 66 | 66 | 17.956 | 66 |  |  | 0.29449 | 19.4366
1003 | PBCTBGE_2G | B | West | YES | 0.27206 | 65 | 65 | 66 | 0 | 1.036 | GGT | 1 | 0.29449 | 66 | 66 | 17.956 | 66 |  |  | 0.29449 | 19.4366
1004 | PBCTCGE_3G | C | West | YES | 0.27206 | 62 | 62 | 67 | 0 | 1.036 | GGT | 1 | 0.29449 | 67 | 67 | 18.2281 | 67 |  |  | 0.29449 | 19.7311
1005 | PBCTDGE_4G | D | West | YES | 0.27206 | 65 | 65 | 68 | 0 | 1.036 | GGT | 1 | 0.29449 | 68 | 68 | 18.5001 | 68 |  |  | 0.29449 | 20.0256
1006 | PBCTEGE_5G | E | West | YES | 0.27206 | 65 | 65 | 67 | 0 | 1.036 | GGT | 1 | 0.29449 | 67 | 67 | 18.2281 | 67 |  |  | 0.29449 | 19.7311
1007 | PB5GEN_6G | 5 | West | YES | 0.27206 | 91.2 | 40 | 114 | 0 | 1.036 | GST | 1 | 0.29449 | 114 | 114 | 31.015 | 114 |  |  | 0.29449 | 33.5723
1008 | PB6GEN_7G | 6 | West | YES | 0.27206 | 515 | 130 | 515 | 0 | 1.036 | GST | 1 | 0.29449 | 515 | 515 | 140.1114 | 515 |  |  | 0.29449 | 151.6643
7038 | L_DELAWA1_1Y | 1 | West | YES | 0.27201 | 3.5 | 0 | 35 | 0 | 1 | Wind | 1 | 0.29445 | 0 | 35 | 9.5205 | 35 |  |  | 0.29445 | 10.3056
7038 | L_DELAWA1_1Y | 2 | West | YES | 0.27201 | 3 | 0 | 30 | 0 | 1 | Wind | 1 | 0.29445 | 0 | 30 | 8.1604 | 30 |  |  | 0.29445 | 8.8334
1146 | NOTREES_1G | 1 | West | YES | 0.27186 | 29.8 | 0 | 149 | 0 | 1.017 | #N/A | 1 | 0.29429 | 149 | 149 | 40.5073 | 149 |  |  | 0.29429 | 43.8498
1333 | MCDDONAL_8 | 1 | West | YES | 0.27174 | 42.8 | 0 | 214.2 |  | 1.01 | Wind | 1 | 0.29417 | 0 | 214.2 | 58.2056 | 214.2 |  |  | 0.29417 | 63.0108
1328 | OCOTILLO_1G | 1 | West | YES | 0.27163 | 11.6 | 0 | 58 |  | 1.01 | Wind | 1 | 0.29407 | 0 | 58 | 15.7547 | 58 |  |  | 0.29407 | 17.0558
1326 | STANTONW_8 | 1 | West | YES | 0.27157 | 20.1 | 0 | 100.5 |  | 1.01 | Wind | 1 | 0.294 | 0 | 100.5 | 27.293 | 100.5 |  |  | 0.294 | 29.5475
1327 | WILDHRSE_1G | 1 | West | YES | 0.2682 | 24 | 0 | 120 |  | 1 | Wind | 1 | 0.29063 | 0 | 120 | 32.1842 | 120 |  |  | 0.29063 | 34.8762
1170 | AIRLAMESA_1G | 1 | West | YES | 0.26758 | 0 | 0 | 180 |  | 1 | #N/A | 1 | 0.29001 | 180 | 180 | 48.1644 | 180 |  |  | 0.29001 | 52.2023
1360 | GUNSIGHT_8 | 1 | West | YES | 0.26745 | 24 | 0 | 120 | 0 | 1.01 | Wind | 1 | 0.28989 | 0 | 120 | 32.0945 | 120 |  |  | 0.28989 | 34.7864
1320 | BSP 1 | 1 | West | YES | 0.26708 | 25.5 | 2.9 | 25.8 | 0 | 1 | Cogen | 1 | 0.28951 | 0 | 0 | 0 | 0 |  |  | 0.28951 | 0
1302 | COYOTEWG_8 | 1 | West | YES | 0.26566 | 45 | 0 | 225 |  | 1.01 | #N/A | 1 | 0.28809 | 225 | 225 | 59.7737 | 225 |  |  | 0.28809 | 64.8211
76031 | L_GASCCR1_1N | W1 | West | YES | 0.26538 | 30 | 0 | 150 | 0 | 1.02 | Wind | 1 | 0.28781 | 0 | 150 | 39.8072 | 150 |  |  | 0.28781 | 43.1721
1301 | BULLCREK_8 | 1 | West | YES | 0.26428 | 36 | 0 | 180 | 0 | 1.017 | #N/A | 1 | 0.28672 | 180 | 180 | 47.5711 | 180 |  |  | 0.28672 | 51.609
6637 | SNYDERW1A | 1 | West | YES | 0.2631 | 12.6 | 0 | 63 | 0 | 1.025 | Wind | 1 | 0.28553 | 0 | 63 | 16.5753 | 63 |  |  | 0.28553 | 17.9886
76091 | L_DIVIDE1_1N | W1 | West | YES | 0.26261 | 110 | 0 | 550 | 0 | 1.02 | Wind | 1 | 0.28504 | 0 | 550 | 144.4333 | 550 |  |  | 0.28504 | 156.7714
1349 | WESTXWIN_1G | 1 | West | YES | 0.26228 | 1.3 | 0 | 6.6 |  | 1.014 | Wind | 1 | 0.28471 | 0 | 6.6 | 1.7311 | 6.6 |  |  | 0.28471 | 1.8791
1350 | NWPWRG1_1G | 1 | West | YES | 0.26228 | 6.9 | 1 | 34.3 |  | 1.014 | Wind | 1 | 0.28471 | 0 | 34.3 | 8.9963 | 34.3 |  |  | 0.28471 | 9.7657
1068 | SCURRYCW_1G | 1 | West | YES | 0.26081 | 28.2 | 1.3 | 141 |  | 1.01 | Wind | 1 | 0.28324 | 0 | 141 | 36.7738 | 141 |  |  | 0.28324 | 39.9368
1073 | SCURRYCW_2G | 2 | West | YES | 0.26081 | 24 | 0 | 120 | 0 | 1.017 | Wind | 1 | 0.28324 | 0 | 120 | 31.2968 | 120 |  |  | 0.28324 | 33.9888
1061 | CIELOGEN_1G | 1 | West | YES | 0.26063 | 19.8 | 0 | 99 |  | 1 | Wind | 1 | 0.28306 | 0 | 99 | 25.8026 | 99 |  |  | 0.28306 | 28.0234
1062 | CIELOGEN_2G | 1 | West | YES | 0.26063 | 12.2 | 0 | 61 |  | 1 | Wind | 1 | 0.28306 | 0 | 61 | 15.8986 | 61 |  |  | 0.28306 | 17.267
1069 | KINDERMG_1G | 1 | West | YES | 0.26063 | 25 | 5 | 25 | 0 | 1.017 | Cogen | 1 | 0.28306 | 0 | 0 | 0 | 0 |  |  | 0.28306 | 0
1070 | KINDERMG_2G | 1 | West | YES | 0.26063 | 45.7 | 12 | 45.7 | 0 | 1.017 | Cogen | 1 | 0.28306 | 0 | 0 | 0 | 0 |  |  | 0.28306 | 0
1071 | KINDERMG_3G | 1 | West | YES | 0.26063 | 45.7 | 12 | 45.7 | 0 | 1.017 | Cogen | 1 | 0.28306 | 0 | 0 | 0 | 0 |  |  | 0.28306 | 0
60007 | KING_SW1A | 1 | West | YES | 0.25647 | 20 | 0 | 80 |  | 1.03 | Wind | 1 | 0.2789 | 0 | 80 | 20.5173 | 80 |  |  | 0.2789 | 22.3119
60019 | KING_NW1A | 1 | West | YES | 0.25647 | 20 | 0 | 80 |  | 1.03 | Wind | 1 | 0.2789 | 0 | 80 | 20.5173 | 80 |  |  | 0.2789 | 22.3119
60201 | RIO DRCS | F | West | YES | 0.25529 | 0 | 0 | 0 | 0 | 1.025 | AVR | 1 | 0.27772 | 0 | 0 | 0 | 0 |  |  | 0.27772 | 0
60016 | WOODWRD11A | 1 | West | YES | 0.25518 | 20 | 0 | 80 |  | 1.033 | Wind | 1 | 0.27761 | 0 | 80 | 20.4141 | 80 |  |  | 0.27761 | 22.2087
38332 | TNWDWRDU2_8 | 1 | West | YES | 0.25514 | 20 | 0 | 80 | 0 | 1.0232 | Wind | 1 | 0.27757 | 0 | 80 | 20.4113 | 80 |  |  | 0.27757 | 22.2059
38437 | TNSRBNMESA9 | 1 | West | YES | 0.25503 | 37.5 | 0 | 150 |  | 1.02 | Wind | 1 | 0.27746 | 0 | 150 | 38.2542 | 150 |  |  | 0.27746 | 41.6191
6016 | SWMESA | 1 | West | YES | 0.2544 | 18.8 | 0 | 75 |  | 1.03 | Wind | 1 | 0.27684 | 0 | 75 | 19.0804 | 75 |  |  | 0.27684 | 20.7628
60003 | KING_NE1A | 1 | West | YES | 0.2544 | 20 | 0 | 80 |  | 1.03 | Wind | 1 | 0.27684 | 0 | 80 | 20.3524 | 80 |  |  | 0.27684 | 22.147
60005 | KING_SE1A | 1 | West | YES | 0.2544 | 10 | 0 | 40 |  | 1.035 | Wind | 1 | 0.27684 | 0 | 40 | 10.1762 | 40 |  |  | 0.27684 | 11.0735
36998 | RDCNYNG1 | 1 | West | YES | 0.25392 | 16.8 | 0 | 84 |  | 1.01 | Wind | 1 | 0.27635 | 0 | 84 | 21.329 | 84 |  |  | 0.27635 | 23.2134
60000 | DSKY2 | 1 | West | YES | 0.25259 | 19.1 | 0 | 76.5 |  | 1.039 | Wind | 1 | 0.27502 | 0 | 76.5 | 19.3233 | 76.5 |  |  | 0.27502 | 21.0394
60017 | ORNNWP1 | 1 | West | YES | 0.25165 | 20 | 0 | 80 |  | 1.027 | Wind | 1 | 0.27409 | 0 | 80 | 20.1322 | 80 |  |  | 0.27409 | 21.9269
60018 | DSKY1 | 1 | West | YES | 0.25053 | 21 | 0 | 84 | 0 | 1.023 | Wind | 1 | 0.27296 | 0 | 84 | 21.0444 | 84 |  |  | 0.27296 | 22.9287
1343 | TRENTIPP_8 | 1 | West | YES | 0.24918 | 30 | 0 | 150 |  | 1.014 | Wind | 1 | 0.27162 | 0 | 150 | 37.3777 | 150 |  |  | 0.27162 | 40.7427
1354 | AEPWIND_8 | 1 | West | YES | 0.24918 | 20.2 | 0 | 101 |  | 1 | Wind | 1 | 0.27162 | 0 | 101 | 25.1677 | 101 |  |  | 0.27162 | 27.4334
60057 | CALLAHAN1A | 1 | West | YES | 0.2421 | 22.8 | 0 | 114 | 0 | 1.04 | Wind | 1 | 0.26454 | 0 | 114 | 27.6 | 114 |  |  | 0.26454 | 30.1573
1049 | ROSCOEWI_5 | 1 | West | YES | 0.23149 | 41.8 | 0 | 209 |  | 1.01 | #N/A | 1 | 0.25392 | 209 | 209 | 48.3814 | 209 |  |  | 0.25392 | 53.0699
1057 | ROSCOEWI_5 | 2 | West | YES | 0.23149 | 25.3 | 0 | 126.5 |  | 1.01 | #N/A | 1 | 0.25392 | 126.5 | 126.5 | 29.2835 | 126.5 |  |  | 0.25392 | 32.1212
1060 | ROSCOEWI_5 | 3 | West | YES | 0.23149 | 39.4 | 0 | 197 | 0 | 1.01 | #N/A | 1 | 0.25392 | 197 | 197 | 45.6035 | 197 |  |  | 0.25392 | 50.0228
1072 | ROSCOEWI_5 | 4 | West | YES | 0.23149 | 63.6 | 0 | 318 | 0 | 1.01 | #N/A | 1 | 0.25392 | 318 | 318 | 73.6138 | 318 |  |  | 0.25392 | 80.7475
60202 | FRNDDRCS | F | West | YES | 0.22726 | 0 | 0 | 0 | 0 | 0.9985 | AVR | 1 | 0.24969 | 0 | 0 | 0 | 0 |  |  | 0.24969 | 0
6407 | TURKTRAK1A | 1 | West | YES | 0.2269 | 33.9 | 0 | 169.5 | 0 | 1.025 | Wind | 1 | 0.24933 | 0 | 169.5 | 38.4592 | 169.5 |  |  | 0.24933 | 42.2616
6144 | MCADOO1A | 1 | West | YES | 0.22446 | 15 | 0 | 150 | 0 | 1.025 | Wind | 1 | 0.2469 | 0 | 150 | 33.6696 | 150 |  |  | 0.2469 | 37.0345
60081 | WHRLWIND1A | 1 | West | YES | 0.19079 | 12 | 0 | 60 | 0 | 1.03 | Wind | 1 | 0.21322 | 0 | 60 | 11.4472 | 60 |  |  | 0.21322 | 12.7932
1438 | MESQUITW_2G | 1 | North | YES | 0.47109 | 23.6 | 0 | 236 |  | 1.017 | Wind | -1 | -0.209 | 0 | 236 |  |  | 0 | 0 | 0.209 | 0
1437 | MESQUITW_1G | 1 | North | YES | 0.46999 | 40 | 0 | 400 | 0 | 1.023 | Wind | -1 | -0.2079 | 0 | 400 |  |  | 0 | 0 | 0.2079 | 0
60052 | WILDHRS11A | 1 | West | YES | 0.16836 | 25.3 | 0 | 126.5 | 0 | 1.005 | #N/A | 1 | 0.19079 | 126.5 | 126.5 | 21.2969 | 126.5 |  |  | 0.19079 | 24.1347
60053 | WILDHRS21A | 1 | West | YES | 0.16836 | 7.8 | 0 | 39 | 0 | 1.025 | #N/A | 1 | 0.19079 | 39 | 39 | 6.5658 | 39 |  |  | 0.19079 | 7.4407
6100 | OKLA7A | EQ | West | YES | 0.11505 | 50 | -220 | 220 | 0 | 1.035 | DCTie | 1 | 0.13749 | 0 | 0 | 0 | 0 |  |  | 0.13749 | 0
6752 | OKLA0A | 1 | West | YES | 0.11505 | 649.7 | 175 | 649.7 | 0 | 1.035 | LIGCO | 1 | 0.13749 | 0 | 649.7 | 74.7506 | 649.7 |  |  | 0.13749 | 89.3252
8032 | AMISTADHYD1 | 1 | South | YES | 0.079567 | 33 | 13 | 33 | 0 | 1.0375 | Hydro | -1 | 0.18252 | 0 | 0 |  |  |  |  | -0.18252 | 0
8033 | AMISTADHYD2 | 2 | South | YES | 0.079567 | 25 | 13 | 25 | 0 | 1.0375 | Hydro | -1 | 0.18252 | 0 | 0 |  |  |  |  | -0.18252 | 0
88253 | HAMILTON | F | South | YES | 0.079567 | 0 | 0 | 0 | 0 | 1.04 | BLT | -1 | 0.18252 | 0 | 0 |  |  |  |  | -0.18252 | 0
8262 | ELPS | 1 | South | YES | 0.058166 | 6 | 6 | 6 | 0 | 1.15 | Hydro | -1 | 0.20392 | 0 | 0 |  |  |  |  | -0.20392 | 0
80010 | EPLVT1 | F | South | YES | 0.053188 | 0 | 0 | 0 |  | 1.0376 | #N/A | -1 | 0.2089 | 0 | 0 |  |  |  |  | -0.2089 | 0
1643 | SLSTR1PP_1G | 1 | North | YES | 0.029908 | 6 | 0 | 60 | 0 | 1.022 | Wind | -1 | 0.23218 | 0 | 60 |  |  | 0 | 0 | -0.23218 | 0
7026 | L_INKSDA1_1Y | 1 | South | YES | 0.015633 | 0 | 0 | 13.7 |  | 1 | Hydro | -1 | 0.24645 | 0 | 0 |  |  |  |  | -0.24645 | 0
80265 | LARECU40A | 4 | South | YES | 0.011303 | 80 | 0 | 100 |  | 1.039 | GGT | -1 | 0.25078 | 100 | 100 |  |  |  |  | -0.25078 | -25.0784
80266 | LARECU50A | 5 | South | YES | 0.011303 | 80 | 0 | 100 |  | 1.039 | GGT | -1 | 0.25078 | 100 | 100 |  |  |  |  | -0.25078 | -25.0784
80012 | LAR | F | South | YES | 0.011302 | 0 | 0 | 0 | 0 | 1.04 | DCTie | -1 | 0.25079 | 0 | 0 |  |  |  |  | -0.25079 | 0
7000 | L_FERGUS1_1Y | 1 | South | YES | 0.011018 | 400 | 65 | 423.3 | 0 | 1.015 | GSC | -1 | 0.25107 | 423.3 | 423.3 |  |  |  |  | -0.25107 | -106.2776
7022 | L_BUCHAN1_1Y | 1 | South | YES | 0.011015 | 0 | 0 | 18 |  | 1 | Hydro | -1 | 0.25107 | 0 | 0 |  |  |  |  | -0.25107 | 0
7023 | L_BUCHAN1_2Y | 2 | South | YES | 0.011015 | 0 | 0 | 18 |  | 1 | Hydro | -1 | 0.25107 | 0 | 0 |  |  |  |  | -0.25107 | 0
7024 | L_BUCHAN1_3Y | 3 | South | YES | 0.011015 | 0 | 0 | 15 |  | 1 | Hydro | -1 | 0.25107 | 0 | 0 |  |  |  |  | -0.25107 | 0
5890 | PEARSALLGEN1 | 1 | South | YES | 0.010919 | 19.2 | 6 | 24 | 0 | 1.0161 | GST | -1 | 0.25117 | 24 | 24 |  |  |  |  | -0.25117 | -6.028
5891 | PEARSALLGEN2 | 1 | South | YES | 0.010919 | 19.4 | 6 | 24.3 | 0 | 1.0161 | GST | -1 | 0.25117 | 24.3 | 24.3 |  |  |  |  | -0.25117 | -6.1034
5892 | PEARSALLGEN3 | 1 | South | YES | 0.010919 | 19.1 | 6 | 23.9 | 0 | 1.0161 | GST | -1 | 0.25117 | 23.9 | 23.9 |  |  |  |  | -0.25117 | -6.0029
7035 | L_WIRTZ_1G1Y | 1 | South | YES | 0.01025 | 0 | 0 | 29 |  | 1 | Hydro | -1 | 0.25184 | 0 | 0 |  |  |  |  | -0.25184 | 0
7036 | L_WIRTZ_1G2Y | 2 | South | YES | 0.01025 | 23 | 0 | 29.8 |  | 1 | Hydro | -1 | 0.25184 | 0 | 0 |  |  |  |  | -0.25184 | 0
7028 | L_MARBFA1_1Y | 1 | South | YES | 0.008101 | 0 | 0 | 18 |  | 1 | Hydro | -1 | 0.25399 | 0 | 0 |  |  |  |  | -0.25399 | 0
7029 | L_MARBFA1_2Y | 2 | South | YES | 0.008101 | 0 | 0 | 18 |  | 1 | Hydro | -1 | 0.25399 | 0 | 0 |  |  |  |  | -0.25399 | 0
88299 | ZAPATA | F | South | YES | 0.007118 | 0 | 0 | 0 | 0 | 1.02 | BLT | -1 | 0.25497 | 0 | 0 |  |  |  |  | -0.25497 | 0
5728 | FALCONHYDRO2 | 2 | South | YES | 0.004235 | 12 | 0 | 12 | 0 | 1.0227 | Hydro | -1 | 0.25785 | 0 | 0 |  |  |  |  | -0.25785 | 0
5729 | FALCONHYDRO3 | 3 | South | YES | 0.004235 | 11 | 0 | 11 | 0 | 1.0227 | Hydro | -1 | 0.25785 | 0 | 0 |  |  |  |  | -0.25785 | 0
8048 | FALCONHYDRO1 | 1 | South | YES | 0.004235 | 12 | 0 | 12 | 0 | 1.0227 | Hydro | -1 | 0.25785 | 0 | 0 |  |  |  |  | -0.25785 | 0
88508 | FALFURRI | F | South | YES | 0.002567 | 0 | 0 | 0 | 0 | 1 | AVR | -1 | 0.25952 | 0 | 0 |  |  |  |  | -0.25952 | 0
5264 | LEON_LCP3G3 | 3 | South | YES | 0.001778 | 0 | 20 | 58 |  | 1.0197 | GST | -1 | 0.26031 | 58 | 58 |  |  |  |  | -0.26031 | -15.0979
5265 | LEON_LCP4G4 | 4 | South | YES | 0.001778 | 71.2 | 25 | 89 | 0 | 1.0197 | GST | -1 | 0.26031 | 89 | 89 |  |  |  |  | -0.26031 | -23.1675
5266 | LEON_LCPCT1 | 1 | South | YES | 0.001778 | 44 | 24 | 44 | 0 | 1.0197 | GGT | -1 | 0.26031 | 44 | 44 |  |  |  |  | -0.26031 | -11.4536
5267 | LEON_LCPCT2 | 2 | South | YES | 0.001778 | 44 | 24 | 44 | 0 | 1.0197 | GGT | -1 | 0.26031 | 44 | 44 |  |  |  |  | -0.26031 | -11.4536
5268 | LEON_LCPCT3 | 3 | South | YES | 0.001778 | 43 | 24 | 43 | 0 | 1.0197 | GGT | -1 | 0.26031 | 43 | 43 |  |  |  |  | -0.26031 | -11.1933
5269 | LEON_LCPCT4 | 4 | South | YES | 0.001778 | 45 | 24 | 45 | 0 | 1.0197 | GGT | -1 | 0.26031 | 45 | 45 |  |  |  |  | -0.26031 | -11.7139
7031 | L_MARSFO1G1Y | 1 | South | YES | 0.001484 | 0 | 0 | 36 |  | 1 | Hydro | -1 | 0.2606 | 0 | 0 |  |  |  |  | -0.2606 | 0
7032 | L_MARSFO1G2Y | 2 | South | YES | 0.001484 | 0 | 0 | 35 |  | 1 | Hydro | -1 | 0.2606 | 0 | 0 |  |  |  |  | -0.2606 | 0
7033 | L_MARSFO1G3Y | 3 | South | YES | 0.001484 | 0 | 0 | 36 |  | 1 | Hydro | -1 | 0.2606 | 0 | 0 |  |  |  |  | -0.2606 | 0
5028 | BRAUNIG_VHB3 | 3 | South | YES | 0.001292 | 407 | 60 | 407 | 0 | 1.0138 | GST | -1 | 0.2608 | 407 | 407 |  |  |  |  | -0.2608 | -106.1436
8933 | FGNTS001 | 1 | South | YES | 0.001221 | 146.5 | 0 | 146.5 | 0 | 1.03 | CC | -1 | 0.26087 | 146.5 | 146.5 |  |  |  |  | -0.26087 | -38.2169
8934 | FGNTS101 | 2 | South | YES | 0.001221 | 147.9 | 0 | 147.9 | 0 | 1.03 | CC | -1 | 0.26087 | 147.9 | 147.9 |  |  |  |  | -0.26087 | -38.5821
8935 | FGNTS201 | 3 | South | YES | 0.001221 | 173 | 0 | 173 | 0 | 1.03 | CC | -1 | 0.26087 | 173 | 173 |  |  |  |  | -0.26087 | -45.1298
5026 | BRAUNIG_VHB1 | 1 | South | YES | 0.001136 | 215 | 40 | 215 | 0 | 1.0192 | GST | -1 | 0.26095 | 215 | 215 |  |  |  |  | -0.26095 | -56.1045
5027 | BRAUNIG_VHB2 | 2 | South | YES | 0.001136 | 172.8 | 40 | 216 | 0 | 1.0192 | GST | -1 | 0.26095 | 216 | 216 |  |  |  |  | -0.26095 | -56.3655
5031 | BRA_VHBCT1 | 1 | South | YES | 0.001136 | 44 | 24 | 44 | 0 | 1.0192 | #N/A | -1 | 0.26095 | 44 | 44 |  |  |  |  | -0.26095 | -11.4819
5032 | BRA_VHBCT2 | 2 | South | YES | 0.001136 | 44 | 24 | 44 | 0 | 1.0192 | #N/A | -1 | 0.26095 | 44 | 44 |  |  |  |  | -0.26095 | -11.4819
5033 | BRA_VHBCT3 | 3 | South | YES | 0.001136 | 43 | 24 | 43 | 0 | 1.0192 | #N/A | -1 | 0.26095 | 43 | 43 |  |  |  |  | -0.26095 | -11.2209
5034 | BRA_VHBCT4 | 4 | South | YES | 0.001136 | 45 | 24 | 45 | 0 | 1.0192 | #N/A | -1 | 0.26095 | 45 | 45 |  |  |  |  | -0.26095 | -11.7428
5396 | CALAVER_OWS1 | 1 | South | YES | 0.00113 | 418 | 80 | 418 | 0 | 1.0192 | GST | -1 | 0.26096 | 418 | 418 |  |  |  |  | -0.26096 | -109.0801
5397 | CALAVER_OWS2 | 2 | South | YES | 0.00113 | 400 | 80 | 400 | 0 | 1.0192 | GST | -1 | 0.26096 | 400 | 400 |  |  |  |  | -0.26096 | -104.3829
5111 | CALAVER_JTD1 | 1 | South | YES | 0.001044 | 430 | 80 | 430 | 0 | 1.0138 | LIGCO | -1 | 0.26104 | 0 | 430 |  |  |  |  | -0.26104 | 0
5112 | CALAVER_JTD2 | 2 | South | YES | 0.001044 | 430 | 80 | 430 | 0 | 1.0138 | LIGCO | -1 | 0.26104 | 0 | 430 |  |  |  |  | -0.26104 | 0
5903 | SANMIGUELGEN | 1 | South | YES | 0.00078 | 396.3 | 180 | 396.3 | 0 | 1.0331 | LIGCO | -1 | 0.26131 | 0 | 396.3 |  |  |  |  | -0.26131 | 0
88198 | BEEVILLE | F | South | YES | 0.000757 | 0 | 0 | 0 | 0 | 1.02 | AVR | -1 | 0.26133 | 0 | 0 |  |  |  |  | -0.26133 | 0
8936 | MVGN#1 | 1 | South | YES | 0.000729 | 216.6 | 0 | 216.6 | 0 | 1.0304 | CC | -1 | 0.26136 | 216.6 | 216.6 |  |  |  |  | -0.26136 | -56.6102
8937 | MVGN#2 | 2 | South | YES | 0.000729 | 216.7 | 0 | 216.7 | 0 | 1.0304 | CC | -1 | 0.26136 | 216.7 | 216.7 |  |  |  |  | -0.26136 | -56.6363
8938 | MVGN#3 | 3 | South | YES | 0.000729 | 250.9 | 0 | 250.9 | 0 | 1.0304 | CC | -1 | 0.26136 | 250.9 | 250.9 |  |  |  |  | -0.26136 | -65.5748
8981 | HECN1 | 1 | South | YES | 0.000727 | 144.8 | 0 | 144.8 | 0 | 1.0304 | CC | -1 | 0.26136 | 144.8 | 144.8 |  |  |  |  | -0.26136 | -37.845
8982 | HECN2 | 2 | South | YES | 0.000727 | 144.1 | 0 | 144.1 | 0 | 1.0304 | CC | -1 | 0.26136 | 144.1 | 144.1 |  |  |  |  | -0.26136 | -37.662
8983 | HECN3 | 3 | South | YES | 0.000727 | 171.9 | 0 | 171.9 | 0 | 1.0304 | CC | -1 | 0.26136 | 171.9 | 171.9 |  |  |  |  | -0.26136 | -44.9278
5436 | TUTTL_WBT1G1 | 1 | South | YES | 0.000723 | 48.8 | 20 | 61 | 0 | 1.012 | GST | -1 | 0.26136 | 61 | 61 |  |  |  |  | -0.26136 | -15.9432
5438 | TUTTL_WBT3G3 | 3 | South | YES | 0.000723 | 95 | 25 | 95 | 0 | 1.012 | GST | -1 | 0.26136 | 95 | 95 |  |  |  |  | -0.26136 | -24.8296
5439 | TUTTL_WBT4G4 | 4 | South | YES | 0.000723 | 120.8 | 40 | 151 | 0 | 1.012 | GST | -1 | 0.26136 | 151 | 151 |  |  |  |  | -0.26136 | -39.466
5476 | BRA_AVR1_CT1 | 1 | South | YES | 0.00051 | 155 | 90 | 155 | 0 | 1.017 | CC | -1 | 0.26158 | 155 | 155 |  |  |  |  | -0.26158 | -40.5445
5477 | BRA_AVR1_ST1 | 1 | South | YES | 0.00051 | 174 | 138 | 174 | 0 | 1.017 | CC | -1 | 0.26158 | 174 | 174 |  |  |  |  | -0.26158 | -45.5144
5478 | BRA_AVR1_CT2 | 1 | South | YES | 0.00051 | 155 | 90 | 155 | 0 | 1.017 | CC | -1 | 0.26158 | 155 | 155 |  |  |  |  | -0.26158 | -40.5445
5932 | SI_RAY9 | 9 | South | YES | 0.000359 | 32 | 32 | 38 | 0 | 1.035 | CC | -1 | 0.26173 | 38 | 38 |  |  |  |  | -0.26173 | -9.9457
5933 | SI_RAY6 | 6 | South | YES | 0.000359 | 15.4 | 10 | 19.3 | 0 | 1.035 | GST | -1 | 0.26173 | 19.3 | 19.3 |  |  |  |  | -0.26173 | -5.0514
5935 | SI_RAY10 | 10 | South | YES | 0.000359 | 47 | 10 | 47 | 0 | 1.03 | CC | -1 | 0.26173 | 47 | 47 |  |  |  |  | -0.26173 | -12.3012
80003 | MILHWYS | F | South | YES | 0.000359 | 0 | 0 | 0 | 0 | 1.0168 | AVR | -1 | 0.26173 | 0 | 0 |  |  |  |  | -0.26173 | 0
5401 | CALAVER_JKS1 | 1 | South | YES | 0.00032 | 562 | 100 | 562 | 0 | 1.018 | LIGCO | -1 | 0.26177 | 0 | 562 |  |  |  |  | -0.26177 | 0
80080 | GWINDT11A | 2 | South | YES | 0.000154 | 17.7 | 0 | 41 | 0 | 1.025 | Wind | -1 | 0.26193 | 0 | 41 |  |  |  |  | -0.26193 | 0
80080 | GWINDT11A | 4 | South | YES | 0.000154 | 8.2 | 0 | 19 | 0 | 1.025 | Wind | -1 | 0.26193 | 0 | 19 |  |  |  |  | -0.26193 | 0
80080 | GWINDT11A | 1 | South | YES | 0.000154 | 40.6 | 0 | 94 | 0 | 1.025 | Wind | -1 | 0.26193 | 0 | 94 |  |  |  |  | -0.26193 | 0
80080 | GWINDT11A | 3 | South | YES | 0.000154 | 16.4 | 0 | 38 | 0 | 1.025 | Wind | -1 | 0.26193 | 0 | 38 |  |  |  |  | -0.26193 | 0
80081 | GWINDT21A | 1 | South | YES | 0.000154 | 40.6 | 0 | 94 | 0 | 1.025 | Wind | -1 | 0.26193 | 0 | 94 |  |  |  |  | -0.26193 | 0
80081 | GWINDT21A | 4 | South | YES | 0.000154 | 9.5 | 0 | 22 | 0 | 1.025 | Wind | -1 | 0.26193 | 0 | 22 |  |  |  |  | -0.26193 | 0
80081 | GWINDT21A | 2 | South | YES | 0.000154 | 15.5 | 0 | 36 | 0 | 1.025 | Wind | -1 | 0.26193 | 0 | 36 |  |  |  |  | -0.26193 | 0
80081 | GWINDT21A | 3 | South | YES | 0.000154 | 18.6 | 0 | 43 | 0 | 1.025 | Wind | -1 | 0.26193 | 0 | 43 |  |  |  |  | -0.26193 | 0
80180 | PNSCALT11A | 1 | South | YES | 0.000154 | 63 | 0 | 146 | 0 | 1.025 | Wind | -1 | 0.26193 | 0 | 146 |  |  |  |  | -0.26193 | 0
80180 | PNSCALT11A | 2 | South | YES | 0.000154 | 21.6 | 0 | 50 | 0 | 1.025 | Wind | -1 | 0.26193 | 0 | 50 |  |  |  |  | -0.26193 | 0
80181 | PNSCALT21A | 2 | South | YES | 0.000154 | 21.6 | 0 | 50 | 0 | 1.025 | Wind | -1 | 0.26193 | 0 | 50 |  |  |  |  | -0.26193 | 0
80181 | PNSCALT21A | 1 | South | YES | 0.000154 | 23.7 | 0 | 55 | 0 | 1.025 | Wind | -1 | 0.26193 | 0 | 55 |  |  |  |  | -0.26193 | 0
7487 | L_CANYHY8_1Y | 1 | South | YES | 2e-06 | 0 | 0 | 6 |  | 1 | Hydro | -1 | 0.26209 | 0 | 0 |  |  |  |  | -0.26209 | 0
8517 | CELANEBI0A | 1 | South | YES | 2e-06 | 29 | 0 | 29 | 0 | 1.02 | Cogen | -1 | 0.26209 | 0 | 0 |  |  |  |  | -0.26209 | 0
5934 | SI_RAY5 | 5 | South | YES | 0 | 0 | 10 | 15 |  | 1.035 | GST | -1 | 0.26209 | 15 | 15 |  |  |  |  | -0.26209 | -3.9313
8139 | JOS #1 | MB | South | YES | 0 | 0 | 45 | 255 |  | 1.02 | GST | -1 | 0.26209 | 0 | 0 |  |  |  |  | -0.26209 | 0
8285 | LAR #1 | MB | South | YES | 0 | 0 | 9 | 32 |  | 1.0497 | GST | -1 | 0.26209 | 0 | 0 |  |  |  |  | -0.26209 | 0
8287 | LAR #2 | MB | South | YES | 0 | 0 | 9 | 32 |  | 1.04 | GST | -1 | 0.26209 | 0 | 0 |  |  |  |  | -0.26209 | 0
8288 | LAR #3 | MB | South | YES | 0 | 0 | 25 | 105 |  | 1.04 | GST | -1 | 0.26209 | 0 | 0 |  |  |  |  | -0.26209 | 0
8388 | BATES0A | MB | South | YES | 0 | 0 | 21 | 71 |  | 1.033 | GST | -1 | 0.26209 | 0 | 0 |  |  |  |  | -0.26209 | 0
8393 | BATES0B | MB | South | YES | 0 | 0 | 25 | 110 |  | 1.03 | GST | -1 | 0.26209 | 0 | 0 |  |  |  |  | -0.26209 | 0
8437 | NUECES_B0C | MB | South | YES | 0 | 0 | 7 | 30 |  | 1.03 | GST | -1 | 0.26209 | 0 | 0 |  |  |  |  | -0.26209 | 0
8438 | NUECES_B0B | MB | South | YES | 0 | 0 | 26 | 169 |  | 1.03 | GST | -1 | 0.26209 | 0 | 0 |  |  |  |  | -0.26209 | 0
8442 | NUECES_B0A | MB | South | YES | 0 | 0 | 81 | 367 |  | 1.03 | GST | -1 | 0.26209 | 0 | 0 |  |  |  |  | -0.26209 | 0
39190 | TNSLCGN1__8 | 1 | Houston | YES | 0 | 0 | 10 | 30 |  | 1.03 | Cogen | -1 | 0.26209 | 0 | 0 |  |  |  |  | -0.26209 | 0
7609 | L_SCHUMA8_1Y | 1 | South | YES | -0.000166 | 0 | 0 | 4 |  | 1 | Hydro | -1 | 0.26225 | 0 | 0 |  |  |  |  | -0.26225 | 0
8461 | KOCH_UP0A | 1 | South | YES | -0.000197 | 38 | 0 | 38 | 0 | 1.012 | Cogen | -1 | 0.26228 | 0 | 0 |  |  |  |  | -0.26228 | 0
8511 | OXY_CC0A | 1 | South | YES | -0.000231 | 30.3 | 0 | 38 |  | 1.027 | Cogen | -1 | 0.26232 | 0 | 0 |  |  |  |  | -0.26232 | 0
8506 | VAL #1 | 1 | South | YES | -0.000232 | 20.9 | 0 | 25 | 0 | 1.0055 | Cogen | -1 | 0.26232 | 0 | 0 |  |  |  |  | -0.26232 | 0
8507 | VAL #2 | 2 | South | YES | -0.000232 | 20.9 | 0 | 25 | 0 | 1.0055 | Cogen | -1 | 0.26232 | 0 | 0 |  |  |  |  | -0.26232 | 0
8459 | B_DAVIS0B | MB | South | YES | -0.000265 | 0 | 50 | 339 |  | 1.03 | GSC | -1 | 0.26235 | 0 | 0 |  |  |  |  | -0.26235 | 0
8460 | B_DAVIS0A | MB | South | YES | -0.000265 | 0 | 50 | 340 |  | 1.03 | GSC | -1 | 0.26235 | 0 | 0 |  |  |  |  | -0.26235 | 0
8456 | COSW#1 | 1 | South | YES | -0.000299 | 20 | 0 | 20 | 0 | 1.027 | Cogen | -1 | 0.26239 | 0 | 0 |  |  |  |  | -0.26239 | 0
8457 | COSW#2 | 2 | South | YES | -0.000299 | 14 | 0 | 14 | 0 | 1.027 | Cogen | -1 | 0.26239 | 0 | 0 |  |  |  |  | -0.26239 | 0
8560 | CNOPGT1 | 1 | South | YES | -0.000312 | 148.3 | 0 | 148.3 | 0 | 1.03 | Cogen | -1 | 0.2624 | 0 | 0 |  |  |  |  | -0.2624 | 0
8561 | CNOPGT2 | 2 | South | YES | -0.000312 | 148.6 | 0 | 148.6 | 0 | 1.03 | Cogen | -1 | 0.2624 | 0 | 0 |  |  |  |  | -0.2624 | 0
8562 | CNOPST1 | 3 | South | YES | -0.000312 | 153 | 0 | 153 | 0 | 1.03 | Cogen | -1 | 0.2624 | 0 | 0 |  |  |  |  | -0.2624 | 0
7800 | L_GUADGE1_1Y | 1 | South | YES | -0.000458 | 147 | 30 | 147 | 0 | 1.02 | CC | -1 | 0.26255 | 147 | 147 |  |  |  |  | -0.26255 | -38.5941
7801 | L_GUADGE1_2Y | 2 | South | YES | -0.000458 | 138 | 30 | 138 | 0 | 1.02 | CC | -1 | 0.26255 | 138 | 138 |  |  |  |  | -0.26255 | -36.2312
7802 | L_GUADGE1_3Y | 3 | South | YES | -0.000458 | 146 | 30 | 146 | 0 | 1.02 | CC | -1 | 0.26255 | 146 | 146 |  |  |  |  | -0.26255 | -38.3316
7803 | L_GUADGE1_4Y | 4 | South | YES | -0.000458 | 149 | 30 | 149 | 0 | 1.02 | CC | -1 | 0.26255 | 149 | 149 |  |  |  |  | -0.26255 | -39.1192
7804 | L_GUADGE1_5Y | 5 | South | YES | -0.000458 | 182 | 30 | 182 | 0 | 1.02 | CC | -1 | 0.26255 | 182 | 182 |  |  |  |  | -0.26255 | -47.7832
7805 | L_GUADGE1_6Y | 6 | South | YES | -0.000458 | 203 | 30 | 203 | 0 | 1.02 | CC | -1 | 0.26255 | 203 | 203 |  |  |  |  | -0.26255 | -53.2967
8161 | COLETO0A | 1 | South | YES | -0.000545 | 633 | 200 | 633 | 0 | 1.03 | LIGCO | -1 | 0.26263 | 0 | 633 |  |  |  |  | -0.26263 | 0
7605 | L_MCQUEE9_1Y | 2 | South | YES | -0.000547 | 0 | 0 | 2.4 |  | 1.025 | Hydro | -1 | 0.26263 | 0 | 0 |  |  |  |  | -0.26263 | 0
7605 | L_MCQUEE9_1Y | 1 | South | YES | -0.000547 | 0 | 0 | 2.4 |  | 1.025 | Hydro | -1 | 0.26263 | 0 | 0 |  |  |  |  | -0.26263 | 0
7605 | L_MCQUEE9_1Y | 3 | South | YES | -0.000547 | 0 | 0 | 2.8 |  | 1.025 | Hydro | -1 | 0.26263 | 0 | 0 |  |  |  |  | -0.26263 | 0
8926 | LGE_GT10A | 1 | South | YES | -0.00057 | 158 | 0 | 158 | 0 | 1.03 | Cogen | -1 | 0.26266 | 0 | 0 |  |  |  |  | -0.26266 | 0
8927 | LGE_GT20A | 2 | South | YES | -0.00057 | 153 | 0 | 153 | 0 | 1.03 | Cogen | -1 | 0.26266 | 0 | 0 |  |  |  |  | -0.26266 | 0
8928 | LGE_STG0A | 3 | South | YES | -0.00057 | 100 | 0 | 100 | 0 | 1.03 | Cogen | -1 | 0.26266 | 0 | 0 |  |  |  |  | -0.26266 | 0
8930 | ICPGN10A | 1 | South | YES | -0.00057 | 149 | 0 | 149 | 0 | 1.03 | Cogen | -1 | 0.26266 | 0 | 0 |  |  |  |  | -0.26266 | 0
8931 | ICPGN20A | 2 | South | YES | -0.00057 | 150 | 0 | 150 | 0 | 1.03 | Cogen | -1 | 0.26266 | 0 | 0 |  |  |  |  | -0.26266 | 0
8932 | ICPGN30A | 3 | South | YES | -0.00057 | 127 | 0 | 127 | 0 | 1.03 | Cogen | -1 | 0.26266 | 0 | 0 |  |  |  |  | -0.26266 | 0
80223 | REYSHR G | 1 | South | YES | -0.00057 | 12 | 0 | 12 | 0 | 1.032 | Cogen | -1 | 0.26266 | 0 | 0 |  |  |  |  | -0.26266 | 0
7810 | L_RIONOG1G1Y | 1 | South | YES | -0.0007 | 148 | 0 | 148 | 0 | 1.02 | CC | -1 | 0.26279 | 148 | 148 |  |  |  |  | -0.26279 | -38.8925
7811 | L_RIONOG1G2Y | 2 | South | YES | -0.0007 | 148 | 0 | 148 | 0 | 1.02 | CC | -1 | 0.26279 | 148 | 148 |  |  |  |  | -0.26279 | -38.8925
7812 | L_RIONOG1G3Y | 3 | South | YES | -0.0007 | 154 | 0 | 154 | 0 | 1.02 | CC | -1 | 0.26279 | 154 | 154 |  |  |  |  | -0.26279 | -40.4692
7813 | L_RIONOG1S1Y | 4 | South | YES | -0.0007 | 293 | 0 | 293 | 0 | 1.02 | CC | -1 | 0.26279 | 293 | 293 |  |  |  |  | -0.26279 | -76.9966
7624 | L_LAKEWO9_1Y | 1 | South | YES | -0.000935 | 0 | 0 | 2.4 |  | 1 | Hydro | -1 | 0.26302 | 0 | 0 |  |  |  |  | -0.26302 | 0
7624 | L_LAKEWO9_1Y | 2 | South | YES | -0.000935 | 0 | 0 | 2.4 |  | 1 | Hydro | -1 | 0.26302 | 0 | 0 |  |  |  |  | -0.26302 | 0
7014 | L_HAYSEN1_1Y | 1 | South | YES | -0.000936 | 223.9 | 74 | 223.9 | 0 | 1.008 | CC | -1 | 0.26302 | 223.9 | 223.9 |  |  |  |  | -0.26302 | -58.8909
7015 | L_HAYSEN1_2Y | 2 | South | YES | -0.000936 | 225 | 74 | 225 | 0 | 1.008 | CC | -1 | 0.26302 | 225 | 225 |  |  |  |  | -0.26302 | -59.1802
7016 | L_HAYSEN1_3Y | 3 | South | YES | -0.000936 | 224.6 | 74 | 224.6 | 0 | 1.008 | CC | -1 | 0.26302 | 224.6 | 224.6 |  |  |  |  | -0.26302 | -59.075
7017 | L_HAYSEN1_4Y | 4 | South | YES | -0.000936 | 226.7 | 74 | 226.7 | 0 | 1.008 | CC | -1 | 0.26302 | 226.7 | 226.7 |  |  |  |  | -0.26302 | -59.6274
8189 | CUECPL2A | 1 | South | YES | -0.001042 | 12 | 0 | 12 | 0 | 1.02 | Cogen | -1 | 0.26313 | 0 | 0 |  |  |  |  | -0.26313 | 0
5503 | RAYBURNGEN3 | 1 | South | YES | -0.001303 | 17.6 | 6 | 22 | 0 | 1.0223 | GST | -1 | 0.26339 | 22 | 22 |  |  |  |  | -0.26339 | -5.7946
5505 | RAYBURNGEN1 | 1 | South | YES | -0.001303 | 0 | 1 | 11 |  | 1.0223 | GGT | -1 | 0.26339 | 11 | 11 |  |  |  |  | -0.26339 | -2.8973
5506 | RAYBURNGEN2 | 1 | South | YES | -0.001303 | 0 | 1 | 11 |  | 1.0223 | GGT | -1 | 0.26339 | 11 | 11 |  |  |  |  | -0.26339 | -2.8973
7020 | L_AUSTPL1_1Y | 2 | South | YES | -0.001491 | 0 | 0 | 8 |  | 1 | Hydro | -1 | 0.26358 | 0 | 0 |  |  |  |  | -0.26358 | 0
7020 | L_AUSTPL1_1Y | 1 | South | YES | -0.001491 | 0 | 0 | 8 |  | 1 | Hydro | -1 | 0.26358 | 0 | 0 |  |  |  |  | -0.26358 | 0
5508 | RAYBURNCC9 | 1 | South | YES | -0.001498 | 47.7 | 18.2 | 47.7 | 0 | 1.0296 | CC | -1 | 0.26359 | 47.7 | 47.7 |  |  |  |  | -0.26359 | -12.573
5509 | RAYBURNCC10 | 1 | South | YES | -0.001498 | 37.3 | 5.2 | 37.3 | 0 | 1.0296 | CC | -1 | 0.26359 | 37.3 | 37.3 |  |  |  |  | -0.26359 | -9.8317
5511 | RAYBURNCC7 | 1 | South | YES | -0.001498 | 47.5 | 18.2 | 47.5 | 0 | 1.0296 | CC | -1 | 0.26359 | 47.5 | 47.5 |  |  |  |  | -0.26359 | -12.5203
5512 | RAYBURNCC8 | 1 | South | YES | -0.001498 | 49.3 | 18.2 | 49.3 | 0 | 1.0296 | CC | -1 | 0.26359 | 49.3 | 49.3 |  |  |  |  | -0.26359 | -12.9947
8173 | VICEC51A | 5 | South | YES | -0.001515 | 144 | 18 | 144 | 0 | 1.025 | CC | -1 | 0.2636 | 144 | 144 |  |  |  |  | -0.2636 | -37.9587
8174 | VICEC61A | 6 | South | YES | -0.001515 | 188 | 42 | 188 | 0 | 1.025 | CC | -1 | 0.2636 | 188 | 188 |  |  |  |  | -0.2636 | -49.5572
8066 | DUP1V#1 | 1 | South | YES | -0.00163 | 52.3 | 0 | 73 | 0 | 1.01 | Cogen | -1 | 0.26372 | 0 | 0 |  |  |  |  | -0.26372 | 0
80224 | VISTRONG1 | 1 | South | YES | -0.001777 | 13.1 | 0 | 15 | 0 | 1.01 | Cogen | -1 | 0.26386 | 0 | 0 |  |  |  |  | -0.26386 | 0
80225 | VISTRONG2 | 2 | South | YES | -0.001777 | 20.2 | 0 | 23 | 0 | 1.01 | Cogen | -1 | 0.26386 | 0 | 0 |  |  |  |  | -0.26386 | 0
9016 | SANDH_G1 | 1 | South | YES | -0.001799 | 45 | 2 | 49 | 0 | 1.0175 | GGT | -1 | 0.26389 | 49 | 49 |  |  |  |  | -0.26389 | -12.9304
9017 | SANDH_G2 | 2 | South | YES | -0.001799 | 45 | 2 | 46 | 0 | 1.0175 | GGT | -1 | 0.26389 | 46 | 46 |  |  |  |  | -0.26389 | -12.1388
9018 | SANDH_G3 | 3 | South | YES | -0.001799 | 45 | 2 | 46 | 0 | 1.0175 | GGT | -1 | 0.26389 | 46 | 46 |  |  |  |  | -0.26389 | -12.1388
9019 | SANDH_G4 | 4 | South | YES | -0.001799 | 0 | 2 | 47 |  | 1.0175 | GGT | -1 | 0.26389 | 47 | 47 |  |  |  |  | -0.26389 | -12.4026
9020 | SANDHG5A | 5A | South | YES | -0.001799 | 150 | 84 | 155 | 0 | 1.0175 | CC | -1 | 0.26389 | 155 | 155 |  |  |  |  | -0.26389 | -40.9024
9021 | SANDHG5C | 5C | South | YES | -0.001799 | 140 | 0 | 148 | 0 | 1.0175 | CC | -1 | 0.26389 | 148 | 148 |  |  |  |  | -0.26389 | -39.0552
80227 | AIRCO G | 1 | South | YES | -0.001804 | 7.2 | 0 | 8 | 0 | 1.0104 | Cogen | -1 | 0.26389 | 0 | 0 |  |  |  |  | -0.26389 | 0
9000 | DECKR_G1 | 1 | South | YES | -0.001808 | 280 | 50 | 321 | 0 | 1.015 | GST | -1 | 0.2639 | 321 | 321 |  |  |  |  | -0.2639 | -84.7103
9001 | DECKR_G2 | 2 | South | YES | -0.001808 | 400 | 50 | 426 | 0 | 1.015 | GST | -1 | 0.2639 | 426 | 426 |  |  |  |  | -0.2639 | -112.4193
8147 | UCAR #2 | 10 | South | YES | -0.001899 | 18.2 | 0 | 28 |  | 1 | Cogen | -1 | 0.26399 | 0 | 0 |  |  |  |  | -0.26399 | 0
8148 | UCAR #1 | 2 | South | YES | -0.001899 | 6.1 | 0 | 7 | 0 | 1.009 | Cogen | -1 | 0.26399 | 0 | 0 |  |  |  |  | -0.26399 | 0
80137 | CSDR89 | 9 | South | YES | -0.001899 | 0 | 0 | 15 |  | 1.003 | DCTie | -1 | 0.26399 | 0 | 0 |  |  |  |  | -0.26399 | 0
80137 | CSDR89 | 8 | South | YES | -0.001899 | 33.9 | 0 | 39 |  | 1.003 | DCTie | -1 | 0.26399 | 0 | 0 |  |  |  |  | -0.26399 | 0
80138 | CSDR7 | 7 | South | YES | -0.001899 | 6.1 | 0 | 7 | 0 | 1.014 | DCTie | -1 | 0.26399 | 0 | 0 |  |  |  |  | -0.26399 | 0
80139 | CSDR56 | 6 | South | YES | -0.001899 | 0 | 0 | 39 |  | 1.0033 | DCTie | -1 | 0.26399 | 0 | 0 |  |  |  |  | -0.26399 | 0
80139 | CSDR56 | 5 | South | YES | -0.001899 | 15 | 0 | 15 |  | 1.0033 | DCTie | -1 | 0.26399 | 0 | 0 |  |  |  |  | -0.26399 | 0
80140 | CSDR11 | 11 | South | YES | -0.001899 | 33.9 | 0 | 39 | 0 | 1.03 | DCTie | -1 | 0.26399 | 0 | 0 |  |  |  |  | -0.26399 | 0
9002 | DECKR_G3 | 3 | South | YES | -0.002028 | 0 | 24 | 42 |  | 1.015 | GGT | -1 | 0.26412 | 42 | 42 |  |  |  |  | -0.26412 | -11.0928
9003 | DECKR_G4 | 4 | South | YES | -0.002028 | 44 | 24 | 44 | 0 | 1.015 | GGT | -1 | 0.26412 | 44 | 44 |  |  |  |  | -0.26412 | -11.6211
9004 | DECKR_G5 | 5 | South | YES | -0.002028 | 44 | 24 | 44 | 0 | 1.015 | GGT | -1 | 0.26412 | 44 | 44 |  |  |  |  | -0.26412 | -11.6211
9005 | DECKR_G6 | 6 | South | YES | -0.002028 | 44 | 24 | 47 | 0 | 1.015 | GGT | -1 | 0.26412 | 47 | 47 |  |  |  |  | -0.26412 | -12.4134
80226 | ALCOA G | 1 | South | YES | -0.002334 | 32.3 | 5 | 48 | 0 | 1.015 | Cogen | -1 | 0.26442 | 0 | 0 |  |  |  |  | -0.26442 | 0
8134 | FOR #1 | 1 | South | YES | -0.002452 | 54.1 | 45 | 79 | 0 | 1.03 | Cogen | -1 | 0.26454 | 0 | 0 |  |  |  |  | -0.26454 | 0
8138 | FOR #2 | 2 | South | YES | -0.002452 | 63.1 | 45 | 81 | 0 | 1.03 | Cogen | -1 | 0.26454 | 0 | 0 |  |  |  |  | -0.26454 | 0
8153 | FOR #3 | 3 | South | YES | -0.002452 | 63.1 | 45 | 79.9 | 0 | 1.03 | Cogen | -1 | 0.26454 | 0 | 0 |  |  |  |  | -0.26454 | 0
8154 | FOR #4 | 4 | South | YES | -0.002452 | 63.1 | 60 | 80 | 0 | 1.03 | Cogen | -1 | 0.26454 | 0 | 0 |  |  |  |  | -0.26454 | 0
8155 | FOR #5 | 5 | South | YES | -0.002452 | 63.1 | 60 | 78.4 | 0 | 1.03 | Cogen | -1 | 0.26454 | 0 | 0 |  |  |  |  | -0.26454 | 0
8156 | FOR #6 | 6 | South | YES | -0.002452 | 24.9 | 5 | 25 | 0 | 1.03 | Cogen | -1 | 0.26454 | 0 | 0 |  |  |  |  | -0.26454 | 0
8157 | FOR #7 | 7 | South | YES | -0.002452 | 28.8 | 5 | 46 | 0 | 1.03 | Cogen | -1 | 0.26454 | 0 | 0 |  |  |  |  | -0.26454 | 0
80051 | FOR #8 | 8 | South | YES | -0.002452 | 28 | 28 | 28 | 0 | 1.016 | Cogen | -1 | 0.26454 | 0 | 0 |  |  |  |  | -0.26454 | 0
80052 | FOR #9 | 9 | South | YES | -0.002452 | 29.7 | 5 | 43.6 | 0 | 1.03 | Cogen | -1 | 0.26454 | 0 | 0 |  |  |  |  | -0.26454 | 0
80053 | FOR #10 | 10 | South | YES | -0.002452 | 68.4 | 45 | 75 | 0 | 1.03 | Cogen | -1 | 0.26454 | 0 | 0 |  |  |  |  | -0.26454 | 0
7004 | L_SIMGID1_1Y | 1 | South | YES | -0.002639 | 132 | 40 | 132 | 0 | 1.02 | GST | -1 | 0.26473 | 132 | 132 |  |  |  |  | -0.26473 | -34.9439
7005 | L_SIMGID1_2Y | 2 | South | YES | -0.002639 | 133 | 32 | 139 | 0 | 1.02 | GST | -1 | 0.26473 | 139 | 139 |  |  |  |  | -0.26473 | -36.7969
7006 | L_SIMGID1_3Y | 3 | South | YES | -0.002639 | 324.9 | 60 | 329 | 0 | 1.02 | GST | -1 | 0.26473 | 329 | 329 |  |  |  |  | -0.26473 | -87.0949
7807 | L_BASTEN1_1Y | 1 | South | YES | -0.003099 | 152.5 | 83.5 | 152.5 | 0 | 1.004 | CC | -1 | 0.26519 | 152.5 | 152.5 |  |  |  |  | -0.26519 | -40.4409
7808 | L_BASTEN1_2Y | 1 | South | YES | -0.003099 | 149.5 | 83.5 | 149.5 | 0 | 1.004 | CC | -1 | 0.26519 | 149.5 | 149.5 |  |  |  |  | -0.26519 | -39.6453
7809 | L_BASTEN1_3Y | 1 | South | YES | -0.003099 | 232.6 | 42 | 232.6 | 0 | 1.004 | CC | -1 | 0.26519 | 232.6 | 232.6 |  |  |  |  | -0.26519 | -61.6823
7303 | L_WPPGS12_1Y | 1 | South | YES | -0.003311 | 50 | 0 | 50 | 0 | 1.025 | GGT | -1 | 0.2654 | 50 | 50 |  |  |  |  | -0.2654 | -13.2699
7303 | L_WPPGS12_1Y | 2 | South | YES | -0.003311 | 50 | 0 | 50 | 0 | 1.025 | GGT | -1 | 0.2654 | 50 | 50 |  |  |  |  | -0.2654 | -13.2699
7305 | L_WPPGS34_1Y | 3 | South | YES | -0.003311 | 50 | 0 | 50 | 0 | 1.025 | GGT | -1 | 0.2654 | 50 | 50 |  |  |  |  | -0.2654 | -13.2699
7305 | L_WPPGS34_1Y | 4 | South | YES | -0.003311 | 50 | 0 | 50 | 0 | 1.025 | GGT | -1 | 0.2654 | 50 | 50 |  |  |  |  | -0.2654 | -13.2699
7007 | L_LOSTPI1_1Y | 1 | South | YES | -0.003672 | 158.6 | 110 | 158 | 0 | 1 | CC | -1 | 0.26576 | 158 | 158 |  |  |  |  | -0.26576 | -41.9899
7008 | L_LOSTPI1_2Y | 2 | South | YES | -0.003672 | 157.7 | 107 | 160 | 0 | 1 | CC | -1 | 0.26576 | 160 | 160 |  |  |  |  | -0.26576 | -42.5215
7009 | L_LOSTPI1_3Y | 3 | South | YES | -0.003672 | 173.9 | 72 | 175 | 0 | 1 | CC | -1 | 0.26576 | 175 | 175 |  |  |  |  | -0.26576 | -46.5079
7012 | L_FPPYD21_3Y | 3 | South | YES | -0.0038 | 427.5 | 200 | 436 | 0 | 1.02 | LIGCO | -1 | 0.26589 | 0 | 436 |  |  |  |  | -0.26589 | 0
7010 | L_FPPYD11_1Y | 1 | South | YES | -0.003802 | 547.4 | 200 | 606 | 0 | 1.02 | LIGCO | -1 | 0.26589 | 0 | 606 |  |  |  |  | -0.26589 | 0
7011 | L_FPPYD11_2Y | 2 | South | YES | -0.003802 | 552.2 | 200 | 598 | 0 | 1.02 | LIGCO | -1 | 0.26589 | 0 | 598 |  |  |  |  | -0.26589 | 0
332 | RWMILLER01 | 1 | North | YES | -0.00447 | 58.4 | 18.5 | 73 | 0 | 1.04 | GST | -1 | 0.26656 | 73 | 73 |  |  | -0.32631 | 73 | -0.26656 | -19.4587
333 | RWMILLER02 | 2 | North | YES | -0.00447 | 95.2 | 37 | 119 | 0 | 1.04 | GST | -1 | 0.26656 | 119 | 119 |  |  | -0.53193 | 119 | -0.26656 | -31.7203
334 | RWMILLER03 | 3 | North | YES | -0.00447 | 166.4 | 65 | 208 | 0 | 1.04 | GST | -1 | 0.26656 | 208 | 208 |  |  | -0.92976 | 208 | -0.26656 | -55.4439
335 | RWMILLER04 | 4 | North | YES | -0.00447 | 81.6 | 0 | 102 | 0 | 1.04 | GST | -1 | 0.26656 | 102 | 102 |  |  | -0.45594 | 102 | -0.26656 | -27.1888
336 | RWMILLER05 | 5 | North | YES | -0.00447 | 80.8 | 0 | 101 | 0 | 1.04 | GST | -1 | 0.26656 | 101 | 101 |  |  | -0.45147 | 101 | -0.26656 | -26.9223
3432 | SANDOW_4G | 4 | South | YES | -0.00608 | 580 | 225 | 580 | 0 | 1.029 | LIGCO | -1 | 0.26817 | 0 | 580 |  |  |  |  | -0.26817 | 0
13432 | SANDOW_5G | 5 | South | YES | -0.00608 | 581 | 225 | 581 | 0 | 1.029 | LIGCO | -1 | 0.26817 | 0 | 581 |  |  |  |  | -0.26817 | 0
5911 | STP_GN1___1 | 1 | Houston | YES | -0.006388 | 1333 | 1249 | 1333 | 0 | 1.0406 | Nuc | -1 | 0.26848 | 0 | 0 |  |  |  |  | -0.26848 | 0
5912 | STP_GN2___2 | 2 | Houston | YES | -0.006388 | 1332 | 1249 | 1332 | 0 | 1.0406 | Nuc | -1 | 0.26848 | 0 | 0 |  |  |  |  | -0.26848 | 0
48731 | CBE_GT1 | 1 | Houston | YES | -0.006558 | 76 | 0 | 76 | 0 | 1.029 | CC | -1 | 0.26865 | 76 | 76 |  |  |  |  | -0.26865 | -20.417
48732 | CBE_GT2 | 1 | Houston | YES | -0.006558 | 76 | 0 | 76 | 0 | 1.029 | CC | -1 | 0.26865 | 76 | 76 |  |  |  |  | -0.26865 | -20.417
48733 | CBE_ST12 | 1 | Houston | YES | -0.006558 | 105 | 0 | 105 | 0 | 1.029 | CC | -1 | 0.26865 | 105 | 105 |  |  |  |  | -0.26865 | -28.2077
48734 | CBE_GT3 | 1 | Houston | YES | -0.006558 | 76 | 0 | 76 | 0 | 1.029 | CC | -1 | 0.26865 | 76 | 76 |  |  |  |  | -0.26865 | -20.417
48735 | CBE_GT4 | 1 | Houston | YES | -0.006558 | 76 | 0 | 76 | 0 | 1.029 | CC | -1 | 0.26865 | 76 | 76 |  |  |  |  | -0.26865 | -20.417
48736 | CBE_ST34 | 1 | Houston | YES | -0.006558 | 105 | 0 | 105 | 0 | 1.029 | CC | -1 | 0.26865 | 105 | 105 |  |  |  |  | -0.26865 | -28.2077
48911 | TGF_GT1_8000 | 1 | Houston | YES | -0.00673 | 69.2 | 0 | 69.2 |  | 1.029 | Cogen | -1 | 0.26882 | 0 | 0 |  |  |  |  | -0.26882 | 0
49851 | DOW17000 | 37 | Houston | YES | -0.007737 | 39 | 0 | 62 | 0 | 1 | Cogen | -1 | 0.26982 | 0 | 0 |  |  |  |  | -0.26982 | 0
49858 | DOW38100 | 31 | Houston | YES | -0.007737 | 45 | 0 | 71.4 |  | 1 | Cogen | -1 | 0.26982 | 0 | 0 |  |  |  |  | -0.26982 | 0
49859 | DOW38200 | 33 | Houston | YES | -0.007737 | 28 | 0 | 45 | 0 | 1 | Cogen | -1 | 0.26982 | 0 | 0 |  |  |  |  | -0.26982 | 0
49860 | DOW38300 | 32 | Houston | YES | -0.007737 | 63 | 0 | 101 |  | 1 | Cogen | -1 | 0.26982 | 0 | 0 |  |  |  |  | -0.26982 | 0
49862 | DOW39100 | 36 | Houston | YES | -0.007737 | 54 | 0 | 86 | 0 | 1 | Cogen | -1 | 0.26982 | 0 | 0 |  |  |  |  | -0.26982 | 0
49863 | DOW39200 | 35 | Houston | YES | -0.007737 | 55 | 0 | 88 | 0 | 1 | Cogen | -1 | 0.26982 | 0 | 0 |  |  |  |  | -0.26982 | 0
49865 | DOW41000 | 41 | Houston | YES | -0.007737 | 31 | 0 | 50 |  | 1 | Cogen | -1 | 0.26982 | 0 | 0 |  |  |  |  | -0.26982 | 0
49866 | DOW42000 | 42 | Houston | YES | -0.007737 | 11 | 0 | 18 |  | 1 | Cogen | -1 | 0.26982 | 0 | 0 |  |  |  |  | -0.26982 | 0
49869 | DOW49000 | 45 | Houston | YES | -0.007737 | 59 | 0 | 94 |  | 1 | Cogen | -1 | 0.26982 | 0 | 0 |  |  |  |  | -0.26982 | 0
49870 | DOW61000 | 61 | Houston | YES | -0.007737 | 44 | 0 | 70 | 0 | 1 | Cogen | -1 | 0.26982 | 0 | 0 |  |  |  |  | -0.26982 | 0
49871 | DOW62000 | 62 | Houston | YES | -0.007737 | 40 | 0 | 63 | 0 | 1 | Cogen | -1 | 0.26982 | 0 | 0 |  |  |  |  | -0.26982 | 0
49872 | DOW63000 | 63 | Houston | YES | -0.007737 | 45 | 0 | 72 | 0 | 1 | Cogen | -1 | 0.26982 | 0 | 0 |  |  |  |  | -0.26982 | 0
49873 | DOW64000 | 64 | Houston | YES | -0.007737 | 41 | 0 | 64.8 | 0 | 1 | Cogen | -1 | 0.26982 | 0 | 0 |  |  |  |  | -0.26982 | 0
49876 | DOW65000 | 65 | Houston | YES | -0.007737 | 63 | 0 | 101 | 0 | 1 | Cogen | -1 | 0.26982 | 0 | 0 |  |  |  |  | -0.26982 | 0
49877 | DOW66000 | 66 | Houston | YES | -0.007737 | 61 | 0 | 97 | 0 | 1 | Cogen | -1 | 0.26982 | 0 | 0 |  |  |  |  | -0.26982 | 0
49878 | DOW67000 | 67 | Houston | YES | -0.007737 | 65 | 0 | 103 | 0 | 1 | Cogen | -1 | 0.26982 | 0 | 0 |  |  |  |  | -0.26982 | 0
49882 | DOW81000 | 81 | Houston | YES | -0.007737 | 47 | 0 | 76 | 0 | 1 | Cogen | -1 | 0.26982 | 0 | 0 |  |  |  |  | -0.26982 | 0
49884 | DOW82000 | 82 | Houston | YES | -0.007737 | 51 | 0 | 80 | 0 | 1 | Cogen | -1 | 0.26982 | 0 | 0 |  |  |  |  | -0.26982 | 0
49885 | DOW83000 | 83 | Houston | YES | -0.007737 | 51 | 0 | 80 | 0 | 1 | Cogen | -1 | 0.26982 | 0 | 0 |  |  |  |  | -0.26982 | 0
49886 | DOW84000 | 84 | Houston | YES | -0.007737 | 107 | 0 | 171 | 0 | 0.98 | Cogen | -1 | 0.26982 | 0 | 0 |  |  |  |  | -0.26982 | 0
48520 | BSF_GT1_8070 | 2 | Houston | YES | -0.007985 | 10 | 0 | 10 | 0 | 1.0326 | Cogen | -1 | 0.27007 | 0 | 0 |  |  |  |  | -0.27007 | 0
48520 | BSF_GT1_8070 | 1 | Houston | YES | -0.007985 | 72 | 0 | 72 | 0 | 1.0326 | Cogen | -1 | 0.27007 | 0 | 0 |  |  |  |  | -0.27007 | 0
39760 | TNSCLP1___8 | 1 | Houston | YES | -0.008191 | 93.4 | 20 | 116.8 | 0 | 1.04 | Cogen | -1 | 0.27028 | 0 | 0 |  |  |  |  | -0.27028 | 0
39770 | TNSCLP2___8 | 1 | Houston | YES | -0.008191 | 91.6 | 20 | 114.5 | 0 | 1.04 | Cogen | -1 | 0.27028 | 0 | 0 |  |  |  |  | -0.27028 | 0
39775 | TNSCLP4___8 | 1 | Houston | YES | -0.008191 | 95.2 | 20 | 119 | 0 | 1.04 | Cogen | -1 | 0.27028 | 0 | 0 |  |  |  |  | -0.27028 | 0
39790 | TNSCLP3___8 | 1 | Houston | YES | -0.008191 | 87.6 | 20 | 109.5 | 0 | 1.027 | Cogen | -1 | 0.27028 | 0 | 0 |  |  |  |  | -0.27028 | 0
48730 | MNS_GT | 1 | Houston | YES | -0.008872 | 43 | 0 | 46.1 |  | 1.029 | Cogen | -1 | 0.27096 | 0 | 0 |  |  |  |  | -0.27096 | 0
48926 | WAP_GN6_6 | 6 | Houston | YES | -0.008915 | 651 | 280 | 651 |  | 1.035 | LIGCO | -1 | 0.271 | 0 | 651 |  |  |  |  | -0.271 | 0
48927 | WAP_GN7_7 | 7 | Houston | YES | -0.008915 | 564 | 277 | 564 |  | 1.035 | LIGCO | -1 | 0.271 | 0 | 564 |  |  |  |  | -0.271 | 0
48928 | WAP_GN8_8 | 8 | Houston | YES | -0.008915 | 603 | 275 | 603 |  | 1.035 | LIGCO | -1 | 0.271 | 0 | 603 |  |  |  |  | -0.271 | 0
48521 | BVE_GT1_GT1 | 1 | Houston | YES | -0.008921 | 167.7 | 0 | 167.7 |  | 1.035 | CC | -1 | 0.27101 | 167.7 | 167.7 |  |  |  |  | -0.27101 | -45.4481
48522 | BVE_GT2_5035 | 2 | Houston | YES | -0.008921 | 166.4 | 0 | 166.4 |  | 1.035 | CC | -1 | 0.27101 | 166.4 | 166.4 |  |  |  |  | -0.27101 | -45.0958
48523 | BVE_ST1_GN1 | 3 | Houston | YES | -0.008921 | 252.4 | 0 | 252.4 |  | 1.035 | CC | -1 | 0.27101 | 252.4 | 252.4 |  |  |  |  | -0.27101 | -68.4025
48510 | AK_GT1__8040 | 1 | Houston | YES | -0.008974 | 33.4 | 8.1 | 34 |  | 1.029 | Cogen | -1 | 0.27106 | 0 | 0 |  |  |  |  | -0.27106 | 0
48921 | WAP_GN1_1 | 1 | Houston | YES | -0.009046 | 132.8 | 37 | 166 | 0 | 1.0362 | GST | -1 | 0.27113 | 166 | 166 |  |  |  |  | -0.27113 | -45.0081
48922 | WAP_GN2_2 | 2 | Houston | YES | -0.009046 | 132.8 | 37 | 166 | 0 | 1.0362 | GST | -1 | 0.27113 | 166 | 166 |  |  |  |  | -0.27113 | -45.0081
48923 | WAP_GN3_3 | 3 | Houston | YES | -0.009046 | 198.4 | 93 | 248 | 0 | 1.0362 | GST | -1 | 0.27113 | 248 | 248 |  |  |  |  | -0.27113 | -67.241
48924 | WAP_GN4_4 | 4 | Houston | YES | -0.009046 | 546 | 217 | 546 | 0 | 1.0362 | GSC | -1 | 0.27113 | 546 | 546 |  |  |  |  | -0.27113 | -148.0387
48925 | WAP_GN5_5 | 5 | Houston | YES | -0.009046 | 596.7 | 278 | 654 | 0 | 0.985 | LIGCO | -1 | 0.27113 | 0 | 654 |  |  |  |  | -0.27113 | 0
48929 | WAPGT21_GT1 | B1 | Houston | YES | -0.009046 | 0 | 0 | 13 |  | 1.05 | GGT | -1 | 0.27113 | 13 | 13 |  |  |  |  | -0.27113 | -3.5247
38580 | TNBP_CGN1_8 | 1 | Houston | YES | -0.009426 | 70.8 | 0 | 70.8 | 0 | 1.005 | Cogen | -1 | 0.27151 | 0 | 0 |  |  |  |  | -0.27151 | 0
38590 | TNBP_CGN2_8 | 2 | Houston | YES | -0.009426 | 66.7 | 0 | 66.7 | 0 | 1.005 | Cogen | -1 | 0.27151 | 0 | 0 |  |  |  |  | -0.27151 | 0
38600 | TNBP_CGN3_8 | 5 | Houston | YES | -0.009426 | 53 | 0 | 53 | 0 | 1.005 | Cogen | -1 | 0.27151 | 0 | 0 |  |  |  |  | -0.27151 | 0
38611 | TNBPAMCG1_8 | 1 | Houston | YES | -0.009426 | 153.2 | 0 | 153.2 | 0 | 1.005 | Cogen | -1 | 0.27151 | 0 | 0 |  |  |  |  | -0.27151 | 0
38612 | TNBPAMCG2_8 | 2 | Houston | YES | -0.009426 | 153.5 | 0 | 153.5 | 0 | 1.005 | Cogen | -1 | 0.27151 | 0 | 0 |  |  |  |  | -0.27151 | 0
38613 | TNBPAMCG3_8 | 3 | Houston | YES | -0.009426 | 152.3 | 0 | 152.3 | 0 | 1.005 | Cogen | -1 | 0.27151 | 0 | 0 |  |  |  |  | -0.27151 | 0
38614 | TNBPAMCG4_8 | 4 | Houston | YES | -0.009426 | 96 | 0 | 96 |  | 1.005 | Cogen | -1 | 0.27151 | 0 | 0 |  |  |  |  | -0.27151 | 0
38615 | TNBPAMCG5_8 | 1 | Houston | YES | -0.009426 | 244 | 0 | 244 | 0 | 1.005 | Cogen | -1 | 0.27151 | 0 | 0 |  |  |  |  | -0.27151 | 0
38690 | TNBP_CGN4_8 | 3 | Houston | YES | -0.009426 | 40 | 0 | 40 |  | 1.005 | Cogen | -1 | 0.27151 | 0 | 0 |  |  |  |  | -0.27151 | 0
38711 | TNTXCTY1CG8 | 1 | Houston | YES | -0.009426 | 100.3 | 59 | 100.3 | 0 | 1 | Cogen | -1 | 0.27151 | 0 | 0 |  |  |  |  | -0.27151 | 0
38712 | TNTXCTY2CG8 | 1 | Houston | YES | -0.009426 | 92.9 | 59 | 92.9 | 0 | 1 | Cogen | -1 | 0.27151 | 0 | 0 |  |  |  |  | -0.27151 | 0
38713 | TNTXCTY3CG8 | 1 | Houston | YES | -0.009426 | 102.7 | 59 | 102.7 | 0 | 1 | Cogen | -1 | 0.27151 | 0 | 0 |  |  |  |  | -0.27151 | 0
38714 | TNTXCTY4CG8 | 1 | Houston | YES | -0.009426 | 103 | 59 | 103 | 0 | 1 | Cogen | -1 | 0.27151 | 0 | 0 |  |  |  |  | -0.27151 | 0
39470 | TNDOWCGNSG8 | 1 | Houston | YES | -0.009426 | 32 | 10 | 32 | 0 | 0.985 | Cogen | -1 | 0.27151 | 0 | 0 |  |  |  |  | -0.27151 | 0
39480 | TNDOWCGNGG8 | 1 | Houston | YES | -0.009426 | 30 | 10 | 30 | 0 | 0.985 | Cogen | -1 | 0.27151 | 0 | 0 |  |  |  |  | -0.27151 | 0
48772 | PHR_GN2_2 | MB | Houston | YES | -0.009607 | 0 | 72 | 459 |  | 1.0362 | GSC | -1 | 0.27169 | 0 | 0 |  |  |  |  | -0.27169 | 0
48561 | CTL_GT2_8130 | 1 | Houston | YES | -0.009735 | 73.5 | 30.3 | 91.9 |  | 1.0362 | Cogen | -1 | 0.27182 | 0 | 0 |  |  |  |  | -0.27182 | 0
48562 | CTL_GT3_8135 | 2 | Houston | YES | -0.009735 | 70.1 | 30.3 | 87.6 |  | 1.0362 | Cogen | -1 | 0.27182 | 0 | 0 |  |  |  |  | -0.27182 | 0
48563 | CTL_GT4_8140 | 3 | Houston | YES | -0.009735 | 69.6 | 30.3 | 87 |  | 1.0362 | Cogen | -1 | 0.27182 | 0 | 0 |  |  |  |  | -0.27182 | 0
48564 | CTL_GN1_8145 | 4 | Houston | YES | -0.009735 | 43.6 | 12.9 | 54.5 |  | 1.0362 | Cogen | -1 | 0.27182 | 0 | 0 |  |  |  |  | -0.27182 | 0
48565 | CTL_GN2_8155 | 5 | Houston | YES | -0.009735 | 9.8 | 3.4 | 12.2 |  | 1.0362 | Cogen | -1 | 0.27182 | 0 | 0 |  |  |  |  | -0.27182 | 0
48531 | BYU_GT1_8075 | 1 | Houston | YES | -0.009783 | 65 | 0 | 65 |  | 1.0362 | Cogen | -1 | 0.27187 | 0 | 0 |  |  |  |  | -0.27187 | 0
48532 | BYU_GT2_8055 | 2 | Houston | YES | -0.009783 | 62 | 0 | 62 |  | 1.0362 | Cogen | -1 | 0.27187 | 0 | 0 |  |  |  |  | -0.27187 | 0
48533 | BYU_GT3_8060 | 3 | Houston | YES | -0.009783 | 67 | 0 | 67 |  | 1.0362 | Cogen | -1 | 0.27187 | 0 | 0 |  |  |  |  | -0.27187 | 0
48534 | BYU_GT4_8065 | 4 | Houston | YES | -0.009783 | 65 | 0 | 65 |  | 1.0362 | Cogen | -1 | 0.27187 | 0 | 0 |  |  |  |  | -0.27187 | 0
48691 | GBY_73741085 | A | Houston | YES | -0.009857 | 37.6 | 20 | 47 | 0 | 1.0362 | GGT | -1 | 0.27194 | 47 | 47 |  |  |  |  | -0.27194 | -12.7814
48691 | GBY_73741085 | B | Houston | YES | -0.009857 | 37.6 | 20 | 47 | 0 | 1.0362 | GGT | -1 | 0.27194 | 47 | 47 |  |  |  |  | -0.27194 | -12.7814
48692 | GBY_81821075 | C | Houston | YES | -0.009857 | 37.6 | 20 | 47 | 0 | 1.0362 | GGT | -1 | 0.27194 | 47 | 47 |  |  |  |  | -0.27194 | -12.7814
48692 | GBY_81821075 | D | Houston | YES | -0.009857 | 44 | 20 | 55 | 0 | 1.0362 | GGT | -1 | 0.27194 | 55 | 55 |  |  |  |  | -0.27194 | -14.9569
48693 | GBY_83841065 | E | Houston | YES | -0.009857 | 45.6 | 20 | 57 | 0 | 1.0362 | GGT | -1 | 0.27194 | 57 | 57 |  |  |  |  | -0.27194 | -15.5008
48693 | GBY_83841065 | F | Houston | YES | -0.009857 | 43.2 | 20 | 54 | 0 | 1.0362 | GGT | -1 | 0.27194 | 54 | 54 |  |  |  |  | -0.27194 | -14.685
48841 | SJS_GT1_GT1 | 1 | Houston | YES | -0.009874 | 62.4 | 49 | 78 | 0 | 1.0362 | Cogen | -1 | 0.27196 | 0 | 0 |  |  |  |  | -0.27196 | 0
48842 | SJS_GT2_GT2 | 2 | Houston | YES | -0.009874 | 64.8 | 49 | 81 | 0 | 1.0362 | Cogen | -1 | 0.27196 | 0 | 0 |  |  |  |  | -0.27196 | 0
48641 | DPEC_GT15040 | 1 | Houston | YES | -0.009894 | 163.2 | 98 | 163.2 | 0 | 1.0319 | CC | -1 | 0.27198 | 163.2 | 163.2 |  |  |  |  | -0.27198 | -44.3873
48642 | DPEC_GT25025 | 2 | Houston | YES | -0.009894 | 157.1 | 98 | 157.1 | 0 | 1.0319 | CC | -1 | 0.27198 | 157.1 | 157.1 |  |  |  |  | -0.27198 | -42.7282
48643 | DPEC_GT35010 | 3 | Houston | YES | -0.009894 | 157.5 | 98 | 157.5 | 0 | 1.0319 | CC | -1 | 0.27198 | 157.5 | 157.5 |  |  |  |  | -0.27198 | -42.837
48644 | DPEC_GT45070 | 4 | Houston | YES | -0.009894 | 157 | 98 | 157 | 0 | 1.0319 | CC | -1 | 0.27198 | 157 | 157 |  |  |  |  | -0.27198 | -42.701
48645 | DPEC_ST55065 | 5 | Houston | YES | -0.009894 | 282 | 0 | 282 | 0 | 1.0319 | CC | -1 | 0.27198 | 282 | 282 |  |  |  |  | -0.27198 | -76.6987
48761 | PR_GT1__9040 | 1 | Houston | YES | -0.009921 | 26 | 0 | 35 |  | 1 | Cogen | -1 | 0.27201 | 0 | 0 |  |  |  |  | -0.27201 | 0
48855 | SRB_GT211035 | B1 | Houston | YES | -0.009942 | 0 | 0 | 18 |  | 1.014 | GGT | -1 | 0.27203 | 18 | 18 |  |  |  |  | -0.27203 | -4.8965
48855 | SRB_GT211035 | B2 | Houston | YES | -0.009942 | 0 | 0 | 12 |  | 1.014 | GGT | -1 | 0.27203 | 12 | 12 |  |  |  |  | -0.27203 | -3.2643
48852 | SRB_GN2_2 | 2 | Houston | YES | -0.009943 | 140.8 | 26 | 176 | 0 | 1.0217 | GST | -1 | 0.27203 | 176 | 176 |  |  |  |  | -0.27203 | -47.8773
48851 | SRB_GN1_1 | 1 | Houston | YES | -0.009945 | 132 | 26 | 165 | 0 | 1.0217 | GST | -1 | 0.27203 | 165 | 165 |  |  |  |  | -0.27203 | -44.8853
48551 | CAL_GT1_8045 | 1 | Houston | YES | -0.009946 | 149 | 0 | 149 | 0 | 1.0326 | Cogen | -1 | 0.27203 | 0 | 0 |  |  |  |  | -0.27203 | 0
48552 | CAL_ST1_8000 | 2 | Houston | YES | -0.009946 | 65.1 | 0 | 65.1 | 0 | 1.0326 | Cogen | -1 | 0.27203 | 0 | 0 |  |  |  |  | -0.27203 | 0
48845 | SOL_GT1 | 1 | Houston | YES | -0.009951 | 16.2 | 15.4 | 16.2 |  | 1.0326 | Solar | -1 | 0.27204 | 16.2 | 16.2 |  |  |  |  | -0.27204 | -4.407
48853 | SRB_GN3_3 | 3 | Houston | YES | -0.009951 | 170.4 | 35 | 213 |  | 1.0326 | GST | -1 | 0.27204 | 213 | 213 |  |  |  |  | -0.27204 | -57.9441
48611 | DIB_GT1_8080 | 1 | Houston | YES | -0.009952 | 64 | 0 | 64 | 0 | 1.0326 | Cogen | -1 | 0.27204 | 0 | 0 |  |  |  |  | -0.27204 | 0
48612 | DIB_GT2_8075 | 2 | Houston | YES | -0.009952 | 63.2 | 0 | 63.2 | 0 | 1.0326 | Cogen | -1 | 0.27204 | 0 | 0 |  |  |  |  | -0.27204 | 0
48613 | DIB_ST1_8085 | 3 | Houston | YES | -0.009952 | 67.9 | 30 | 82.6 | 0 | 1.0326 | Cogen | -1 | 0.27204 | 0 | 0 |  |  |  |  | -0.27204 | 0
48614 | DIB_GT3_8090 | 4 | Houston | YES | -0.009952 | 73.6 | 15 | 73.6 | 0 | 1.0326 | Cogen | -1 | 0.27204 | 0 | 0 |  |  |  |  | -0.27204 | 0
48854 | SRB_GN4_4 | 4 | Houston | YES | -0.009952 | 182.4 | 35 | 228 | 0 | 1.0326 | GST | -1 | 0.27204 | 228 | 228 |  |  |  |  | -0.27204 | -62.0249
48740 | PSG_GN2_8050 | 1 | Houston | YES | -0.009953 | 182 | 60 | 182 | 0 | 1.0326 | Cogen | -1 | 0.27204 | 0 | 0 |  |  |  |  | -0.27204 | 0
48741 | PSG_GT2_8040 | 1 | Houston | YES | -0.009953 | 158.6 | 50 | 158.6 | 0 | 1.0326 | Cogen | -1 | 0.27204 | 0 | 0 |  |  |  |  | -0.27204 | 0
48742 | PSG_GT3_8060 | 1 | Houston | YES | -0.009953 | 157 | 50 | 157 | 0 | 1.0326 | Cogen | -1 | 0.27204 | 0 | 0 |  |  |  |  | -0.27204 | 0
48820 | SHELLG1_3015 | 1 | Houston | YES | -0.009984 | 71 | 34.5 | 71 |  | 1.029 | Cogen | -1 | 0.27207 | 0 | 0 |  |  |  |  | -0.27207 | 0
48821 | SHELLG2 | 2 | Houston | YES | -0.009984 | 72 | 34.5 | 72 |  | 1.029 | Cogen | -1 | 0.27207 | 0 | 0 |  |  |  |  | -0.27207 | 0
48822 | SHELLG3_3020 | 2 | Houston | YES | -0.009984 | 30 | 0 | 30 |  | 1.029 | Cogen | -1 | 0.27207 | 0 | 0 |  |  |  |  | -0.27207 | 0
48822 | SHELLG3_3020 | 1 | Houston | YES | -0.009984 | 39 | 0 | 39 |  | 1.029 | Cogen | -1 | 0.27207 | 0 | 0 |  |  |  |  | -0.27207 | 0
48500 | APD_GT1_8005 | 1 | Houston | YES | -0.010033 | 137.6 | 54.6 | 137.6 |  | 1.0362 | Cogen | -1 | 0.27212 | 0 | 0 |  |  |  |  | -0.27212 | 0
48511 | LPE_GT1_8070 | 1 | Houston | YES | -0.010036 | 42 | 0 | 42 | 0 | 1.0362 | GGT | -1 | 0.27212 | 42 | 42 |  |  |  |  | -0.27212 | -11.4292
48512 | LPE_GT2_8075 | 2 | Houston | YES | -0.010036 | 42 | 0 | 42 | 0 | 1.0362 | GGT | -1 | 0.27212 | 42 | 42 |  |  |  |  | -0.27212 | -11.4292
48513 | LPE_GT3_8080 | 3 | Houston | YES | -0.010036 | 39 | 0 | 39 | 0 | 1.0362 | GGT | -1 | 0.27212 | 39 | 39 |  |  |  |  | -0.27212 | -10.6128
48514 | LPE_GT4_8085 | 4 | Houston | YES | -0.010036 | 39 | 0 | 39 | 0 | 1.0362 | GGT | -1 | 0.27212 | 39 | 39 |  |  |  |  | -0.27212 | -10.6128
48593 | CHE_GT1_8015 | 1 | Houston | YES | -0.01005 | 173 | 50 | 173 | 0 | 1.0362 | Cogen | -1 | 0.27214 | 0 | 0 |  |  |  |  | -0.27214 | 0
48594 | CHE_GN4_8025 | 4 | Houston | YES | -0.01005 | 142 | 60 | 142 | 0 | 1.0362 | Cogen | -1 | 0.27214 | 0 | 0 |  |  |  |  | -0.27214 | 0
48873 | THW_ST3_ST_3 | 3 | Houston | YES | -0.010122 | 107 | 19 | 107 | 0 | 1.0435 | CC | -1 | 0.27221 | 107 | 107 |  |  |  |  | -0.27221 | -29.1264
48874 | THW_ST4_ST_4 | 4 | Houston | YES | -0.010122 | 108 | 19 | 108 | 0 | 1.0435 | CC | -1 | 0.27221 | 108 | 108 |  |  |  |  | -0.27221 | -29.3986
48875 | THW_3132 | B | Houston | YES | -0.010122 | 53 | 5 | 53 | 0 | 1.0435 | CC | -1 | 0.27221 | 53 | 53 |  |  |  |  | -0.27221 | -14.4271
48875 | THW_3132 | A | Houston | YES | -0.010122 | 55 | 5 | 55 | 0 | 1.0435 | CC | -1 | 0.27221 | 55 | 55 |  |  |  |  | -0.27221 | -14.9715
48877 | THW_3334 | C | Houston | YES | -0.010122 | 55 | 5 | 55 | 0 | 1.0435 | CC | -1 | 0.27221 | 55 | 55 |  |  |  |  | -0.27221 | -14.9715
48877 | THW_3334 | D | Houston | YES | -0.010122 | 57 | 5 | 57 | 0 | 1.0435 | CC | -1 | 0.27221 | 57 | 57 |  |  |  |  | -0.27221 | -15.5159
48879 | THW_4142 | E | Houston | YES | -0.010122 | 56 | 5 | 56 | 0 | 1.0435 | CC | -1 | 0.27221 | 56 | 56 |  |  |  |  | -0.27221 | -15.2437
48879 | THW_4142 | F | Houston | YES | -0.010122 | 55 | 5 | 55 | 0 | 1.0435 | CC | -1 | 0.27221 | 55 | 55 |  |  |  |  | -0.27221 | -14.9715
48881 | THW_4344 | G | Houston | YES | -0.010122 | 58 | 5 | 58 | 0 | 1.0435 | CC | -1 | 0.27221 | 58 | 58 |  |  |  |  | -0.27221 | -15.7881
48881 | THW_4344 | H | Houston | YES | -0.010122 | 58 | 5 | 58 | 0 | 1.0435 | CC | -1 | 0.27221 | 58 | 58 |  |  |  |  | -0.27221 | -15.7881
48582 | CBY_GN2_2 | 2 | Houston | YES | -0.010155 | 596.8 | 110 | 746 | 0 | 1.0435 | GSC | -1 | 0.27224 | 746 | 746 |  |  |  |  | -0.27224 | -203.0927
49803 | EXN_15GT | 1 | Houston | YES | -0.010176 | 33 | 8.3 | 34 |  | 1.0326 | Cogen | -1 | 0.27226 | 0 | 0 |  |  |  |  | -0.27226 | 0
49804 | EXN_16GT | 2 | Houston | YES | -0.010176 | 32 | 8.3 | 34.7 |  | 1.0326 | Cogen | -1 | 0.27226 | 0 | 0 |  |  |  |  | -0.27226 | 0
49805 | EXN_17GT | 3 | Houston | YES | -0.010176 | 31 | 8.3 | 32.7 |  | 1.0326 | Cogen | -1 | 0.27226 | 0 | 0 |  |  |  |  | -0.27226 | 0
49826 | EXN938GT | 5 | Houston | YES | -0.010176 | 43 | 9.2 | 45.9 | 0 | 1.0326 | Cogen | -1 | 0.27226 | 0 | 0 |  |  |  |  | -0.27226 | 0
49828 | EXN941GT | 10 | Houston | YES | -0.010176 | 17.7 | 5.4 | 17.7 | 0 | 1.0326 | Cogen | -1 | 0.27226 | 0 | 0 |  |  |  |  | -0.27226 | 0
49829 | EXN942GT | 11 | Houston | YES | -0.010176 | 20 | 5.4 | 20.4 | 0 | 1.0326 | Cogen | -1 | 0.27226 | 0 | 0 |  |  |  |  | -0.27226 | 0
49830 | EXN943GT | 12 | Houston | YES | -0.010176 | 19 | 5.4 | 19.9 | 0 | 1.0326 | Cogen | -1 | 0.27226 | 0 | 0 |  |  |  |  | -0.27226 | 0
49831 | EXN944GT | 13 | Houston | YES | -0.010176 | 33 | 5.4 | 35 | 0 | 1.0326 | Cogen | -1 | 0.27226 | 0 | 0 |  |  |  |  | -0.27226 | 0
49832 | EXN945GT | 9 | Houston | YES | -0.010176 | 18.5 | 9.2 | 18.5 | 0 | 1.0326 | Cogen | -1 | 0.27226 | 0 | 0 |  |  |  |  | -0.27226 | 0
49837 | EXN_GT | 4 | Houston | YES | -0.010176 | 81 | 21.3 | 85.4 | 0 | 1.0326 | Cogen | -1 | 0.27226 | 0 | 0 |  |  |  |  | -0.27226 | 0
49838 | EXN_14GT | 14 | Houston | YES | -0.010176 | 140 | 0 | 148 |  | 1.0326 | Cogen | -1 | 0.27226 | 0 | 0 |  |  |  |  | -0.27226 | 0
48883 | THW_GT1_GT_1 | B2 | Houston | YES | -0.010198 | 0 | 0 | 12 |  | 1.043 | GGT | -1 | 0.27229 | 12 | 12 |  |  |  |  | -0.27229 | -3.2674
48651 | EP_1_2 | 2 | Houston | YES | -0.010233 | 17.7 | 10 | 21 | 0 | 1.0362 | Cogen | -1 | 0.27232 | 0 | 0 |  |  |  |  | -0.27232 | 0
48651 | EP_1_2 | 1 | Houston | YES | -0.010233 | 4 | 0 | 5 | 0 | 1.0362 | Cogen | -1 | 0.27232 | 0 | 0 |  |  |  |  | -0.27232 | 0
48581 | CBY_GN1_1 | 1 | Houston | YES | -0.010235 | 595.2 | 108 | 744 | 0 | 1.0435 | GSC | -1 | 0.27232 | 744 | 744 |  |  |  |  | -0.27232 | -202.6077
48791 | PSA_GT1_8160 | 1 | Houston | YES | -0.010235 | 52 | 20.8 | 65 | 0 | 1.0362 | Cogen | -1 | 0.27232 | 0 | 0 |  |  |  |  | -0.27232 | 0
48792 | PSA_GT2_8155 | 2 | Houston | YES | -0.010235 | 52.8 | 20.3 | 66 | 0 | 1.0362 | Cogen | -1 | 0.27232 | 0 | 0 |  |  |  |  | -0.27232 | 0
48793 | PSA_GT3_8150 | 3 | Houston | YES | -0.010235 | 56 | 20.3 | 70 | 0 | 1.0362 | Cogen | -1 | 0.27232 | 0 | 0 |  |  |  |  | -0.27232 | 0
48794 | PSA_GT4_8145 | 4 | Houston | YES | -0.010235 | 52.8 | 20.3 | 66 | 0 | 1.0362 | Cogen | -1 | 0.27232 | 0 | 0 |  |  |  |  | -0.27232 | 0
48795 | PSA_GT5_8140 | 5 | Houston | YES | -0.010235 | 51.2 | 20.3 | 64 | 0 | 1.0362 | Cogen | -1 | 0.27232 | 0 | 0 |  |  |  |  | -0.27232 | 0
48796 | PSA_GN1_8165 | 1 | Houston | YES | -0.010235 | 83.2 | 43.1 | 104 | 0 | 1.0362 | Cogen | -1 | 0.27232 | 0 | 0 |  |  |  |  | -0.27232 | 0
48797 | PSA_GT6_8135 | 6 | Houston | YES | -0.010235 | 47.2 | 34.5 | 59 | 0 | 1.0362 | Cogen | -1 | 0.27232 | 0 | 0 |  |  |  |  | -0.27232 | 0
48815 | CVC_GT4_8005 | 4 | Houston | YES | -0.010254 | 165 | 91.8 | 165 |  | 1.0362 | Cogen | -1 | 0.27234 | 0 | 0 |  |  |  |  | -0.27234 | 0
48583 | CBY_GT4_1 | 1 | Houston | YES | -0.01026 | 172 | 0 | 172 | 0 | 1.026 | GSC | -1 | 0.27235 | 172 | 172 |  |  |  |  | -0.27235 | -46.8437
48584 | CBY_GT4_2 | 2 | Houston | YES | -0.01026 | 172 | 0 | 172 | 0 | 1.026 | CC | -1 | 0.27235 | 172 | 172 |  |  |  |  | -0.27235 | -46.8437
48585 | CBY_ST4_1 | 3 | Houston | YES | -0.01026 | 172 | 0 | 172 | 0 | 1.026 | CC | -1 | 0.27235 | 172 | 172 |  |  |  |  | -0.27235 | -46.8437
48595 | BTE_GT2_8075 | 1 | Houston | YES | -0.010319 | 162.8 | 130 | 162.8 | 0 | 1.0261 | CC | -1 | 0.27241 | 162.8 | 162.8 |  |  |  |  | -0.27241 | -44.3477
48596 | BTE_GT3_8045 | 2 | Houston | YES | -0.010319 | 161.4 | 130 | 161.4 | 0 | 1.0261 | CC | -1 | 0.27241 | 161.4 | 161.4 |  |  |  |  | -0.27241 | -43.9664
48597 | BTE_GT4_8055 | 3 | Houston | YES | -0.010319 | 158.9 | 130 | 158.9 | 0 | 1.0261 | CC | -1 | 0.27241 | 158.9 | 158.9 |  |  |  |  | -0.27241 | -43.2853
48598 | BTE_ST1_8070 | 4 | Houston | YES | -0.010319 | 269.2 | 60 | 269.2 | 0 | 1.0261 | CC | -1 | 0.27241 | 269.2 | 269.2 |  |  |  |  | -0.27241 | -73.3317
48690 | GBY_GN5_5 | 5 | Houston | YES | -0.010342 | 318.4 | 81 | 398 |  | 1.0362 | GSC | -1 | 0.27243 | 398 | 398 |  |  |  |  | -0.27243 | -108.4268
48885 | THW_5152 | A | Houston | YES | -0.01037 | 46.4 | 5 | 58 |  | 1.0319 | GGT | -1 | 0.27246 | 58 | 58 |  |  |  |  | -0.27246 | -15.8025
48885 | THW_5152 | B | Houston | YES | -0.01037 | 47.2 | 5 | 59 |  | 1.0319 | GGT | -1 | 0.27246 | 59 | 59 |  |  |  |  | -0.27246 | -16.075
48886 | THW_5354 | D | Houston | YES | -0.01037 | 46.4 | 5 | 58 |  | 1.0319 | GGT | -1 | 0.27246 | 58 | 58 |  |  |  |  | -0.27246 | -15.8025
48886 | THW_5354 | C | Houston | YES | -0.01037 | 45.6 | 5 | 57 |  | 1.0319 | GGT | -1 | 0.27246 | 57 | 57 |  |  |  |  | -0.27246 | -15.5301
48887 | THW_5556 | F | Houston | YES | -0.01037 | 45.6 | 5 | 57 |  | 1.0319 | GGT | -1 | 0.27246 | 57 | 57 |  |  |  |  | -0.27246 | -15.5301
48887 | THW_5556 | E | Houston | YES | -0.01037 | 47.2 | 5 | 59 |  | 1.0319 | GGT | -1 | 0.27246 | 59 | 59 |  |  |  |  | -0.27246 | -16.075
48591 | CHE_GT2_5030 | 2 | Houston | YES | -0.01072 | 173 | 50 | 173 | 0 | 1.029 | Cogen | -1 | 0.27281 | 0 | 0 |  |  |  |  | -0.27281 | 0
48811 | CVC_GT3_5045 | 3 | Houston | YES | -0.01072 | 156 | 91.8 | 156 | 0 | 1.029 | Cogen | -1 | 0.27281 | 0 | 0 |  |  |  |  | -0.27281 | 0
48812 | CVC_GT2_5020 | 2 | Houston | YES | -0.01072 | 158 | 91.8 | 158 | 0 | 1.029 | Cogen | -1 | 0.27281 | 0 | 0 |  |  |  |  | -0.27281 | 0
48813 | CVC_GT1_5035 | 1 | Houston | YES | -0.01072 | 160 | 91.8 | 160 | 0 | 1.029 | Cogen | -1 | 0.27281 | 0 | 0 |  |  |  |  | -0.27281 | 0
48814 | CVC_ST5_5040 | 1 | Houston | YES | -0.01072 | 162 | 91.8 | 162 | 0 | 1.029 | Cogen | -1 | 0.27281 | 0 | 0 |  |  |  |  | -0.27281 | 0
251 | BOSQUESW803 | 2 | North | YES | -0.010855 | 150 | 0 | 150 |  | 1.032 | CC | -1 | 0.27294 | 150 | 150 |  |  | -1.6282 | 150 | -0.27294 | -40.9413
253 | BOSQUESW804 | 2 | North | YES | -0.010855 | 80 | 0 | 80 |  | 1.032 | CC | -1 | 0.27294 | 80 | 80 |  |  | -0.8684 | 80 | -0.27294 | -21.8354
244 | WHITNYDM01 | 1 | North | YES | -0.011334 | 15 | 0 | 15 | 0 | 1.035 | Hydro | -1 | 0.27342 | 0 | 0 |  |  | 0 | 0 | -0.27342 | 0
245 | WHITNYDM02 | 2 | North | YES | -0.011334 | 15 | 0 | 15 | 0 | 1.035 | Hydro | -1 | 0.27342 | 0 | 0 |  |  | 0 | 0 | -0.27342 | 0
238 | BOSQUESW505 | 1 | North | YES | -0.011828 | 255 | 0 | 255 | 0 | 1.02 | CC | -1 | 0.27392 | 255 | 255 |  |  | -3.0161 | 255 | -0.27392 | -69.8484
239 | BOSQUESW502 | 1 | North | YES | -0.011828 | 119.2 | 0 | 149 | 0 | 1.02 | GGT | -1 | 0.27392 | 149 | 149 |  |  | -1.7624 | 149 | -0.27392 | -40.8134
247 | BOSQUESW501 | 2 | North | YES | -0.011828 | 124.8 | 0 | 156 | 0 | 1.02 | GGT | -1 | 0.27392 | 156 | 156 |  |  | -1.8452 | 156 | -0.27392 | -42.7308
3416 | LAKE_CRK1_G | 1 | North | YES | -0.012246 | 60 | 33 | 75 |  | 1.029 | GST | -1 | 0.27433 | 75 | 75 |  |  | -0.91845 | 75 | -0.27433 | -20.575
3417 | LAKE_CRK2_G | 2 | North | YES | -0.012246 | 177.6 | 40 | 222 | 0 | 1.029 | GST | -1 | 0.27433 | 222 | 222 |  |  | -2.7186 | 222 | -0.27433 | -60.902
3403 | THOUSE_1G | 1 | North | YES | -0.013068 | 563 | 200 | 563 | 0 | 1.012 | GSC | -1 | 0.27516 | 563 | 563 |  |  | -7.3573 | 563 | -0.27516 | -154.9124
3404 | THOUSE_2G | 2 | North | YES | -0.013068 | 807 | 250 | 807 | 0 | 1.012 | GSC | -1 | 0.27516 | 807 | 807 |  |  | -10.5459 | 807 | -0.27516 | -222.0502
1898 | COMCHEPK_1G | 1 | North | YES | -0.013145 | 1159 | 1150 | 1159 | 0 | 1.032 | Nuc | -1 | 0.27523 | 0 | 0 |  |  | 0 | 0 | -0.27523 | 0
1899 | COMCHEPK_2G | 2 | North | YES | -0.013145 | 1159 | 1128 | 1159 | 0 | 1.032 | Nuc | -1 | 0.27523 | 0 | 0 |  |  | 0 | 0 | -0.27523 | 0
344 | MRSSHPRD | 1 | North | YES | -0.013841 | 12 | 0 | 12 |  | 1.03 | Hydro | -1 | 0.27593 | 0 | 0 |  |  | 0 | 0 | -0.27593 | 0
345 | MRSSHPRD01 | 2 | North | YES | -0.013841 | 12 | 0 | 12 |  | 1.03 | Hydro | -1 | 0.27593 | 0 | 0 |  |  | 0 | 0 | -0.27593 | 0
48671 | FTR_GT1_5105 | 1 | North | YES | -0.013865 | 154.2 | 0 | 154.2 | 0 | 1.0319 | CC | -1 | 0.27595 | 154.2 | 154.2 |  |  | -2.138 | 154.2 | -0.27595 | -42.5518
48672 | FTR_GT2_5110 | 2 | North | YES | -0.013865 | 159 | 0 | 159 | 0 | 1.0319 | CC | -1 | 0.27595 | 159 | 159 |  |  | -2.2045 | 159 | -0.27595 | -43.8764
48673 | FTR_GT3_5085 | 3 | North | YES | -0.013865 | 158 | 0 | 158 | 0 | 1.0319 | CC | -1 | 0.27595 | 158 | 158 |  |  | -2.1907 | 158 | -0.27595 | -43.6004
48674 | FTR_CN4_5095 | 4 | North | YES | -0.013865 | 380 | 0 | 380 | 0 | 1.0319 | CC | -1 | 0.27595 | 380 | 380 |  |  | -5.2687 | 380 | -0.27595 | -104.8618
32883 | BRYN_DNSBY3 | 1 | North | YES | -0.014269 | 0 | 2 | 48 |  | 1.015 | GST | -1 | 0.27636 | 48 | 48 |  |  | -0.68491 | 48 | -0.27636 | -13.2651
32884 | BRYN_DNSBY13 | 1 | North | YES | -0.014269 | 46 | 2 | 46 | 0 | 1.015 | GST | -1 | 0.27636 | 46 | 46 |  |  | -0.65637 | 46 | -0.27636 | -12.7124
32892 | BRYN_DNSBY14 | 1 | North | YES | -0.014269 | 84 | 25 | 105 | 0 | 1.035 | GST | -1 | 0.27636 | 105 | 105 |  |  | -1.4982 | 105 | -0.27636 | -29.0174
32886 | BRYN_ATKINS3 | MB | North | YES | -0.014293 | 0 | 5 | 12 |  | 1 | GST | -1 | 0.27638 | 0 | 0 |  |  | 0 | 0 | -0.27638 | 0
32887 | BRYN_ATKINS6 | MB | North | YES | -0.014293 | 0 | 12 | 51 |  | 1.028 | GST | -1 | 0.27638 | 0 | 0 |  |  | 0 | 0 | -0.27638 | 0
32888 | BRYN_ATKINS7 | 1 | North | YES | -0.014293 | 13.6 | 4 | 17 |  | 1.028 | GGT | -1 | 0.27638 | 17 | 17 |  |  | -0.24298 | 17 | -0.27638 | -4.6985
32890 | BRYN_ATKINS4 | MB | North | YES | -0.014293 | 0 | 5 | 22 |  | 1.031 | GST | -1 | 0.27638 | 0 | 0 |  |  | 0 | 0 | -0.27638 | 0
32891 | BRYN_ATKINS5 | MB | North | YES | -0.014293 | 0 | 5 | 25 |  | 1.031 | GST | -1 | 0.27638 | 0 | 0 |  |  | 0 | 0 | -0.27638 | 0
32798 | BRYN_TAMUGEN | 1 | North | YES | -0.014338 | 32 | 0 | 32 |  | 1.02 | GST | -1 | 0.27643 | 32 | 32 |  |  | -0.45882 | 32 | -0.27643 | -8.8456
990 | GIBN_CREK_G1 | 1 | North | YES | -0.014502 | 463 | 200 | 463 | 0 | 1.0275 | LIGCO | -1 | 0.27659 | 0 | 463 |  |  | 0 | 0 | -0.27659 | 0
1877 | WLFHOLW_1G | 1 | North | YES | -0.014506 | 217.3 | 89.2 | 217.3 | 0 | 1.032 | CC | -1 | 0.27659 | 217.3 | 217.3 |  |  | -3.1522 | 217.3 | -0.27659 | -60.1037
1878 | WLFHOLW_2G | 2 | North | YES | -0.014506 | 215.7 | 105 | 215.7 | 0 | 1.032 | CC | -1 | 0.27659 | 215.7 | 215.7 |  |  | -3.1289 | 215.7 | -0.27659 | -59.6611
1879 | WLFHOLW_3G | 3 | North | YES | -0.014506 | 272.4 | 89.2 | 272.4 | 0 | 1.032 | CC | -1 | 0.27659 | 272.4 | 272.4 |  |  | -3.9514 | 272.4 | -0.27659 | -75.344
366 | JNSNCNTY802 | 1 | North | YES | -0.015838 | 168 | 20 | 168 | 0 | 1.02 | Cogen | -1 | 0.27793 | 0 | 0 |  |  | 0 | 0 | -0.27793 | 0
367 | JNSNCNTY802 | 2 | North | YES | -0.015838 | 90 | 20 | 90 | 0 | 1.02 | Cogen | -1 | 0.27793 | 0 | 0 |  |  | 0 | 0 | -0.27793 | 0
1892 | DECRDOVA_2G | A | North | YES | -0.015933 | 65 | 65 | 70 | 0 | 1.025 | GGT | -1 | 0.27802 | 70 | 70 |  |  | -1.1153 | 70 | -0.27802 | -19.4614
1893 | DECRDOVA_3G | B | North | YES | -0.015933 | 65 | 65 | 69 | 0 | 1.025 | GGT | -1 | 0.27802 | 69 | 69 |  |  | -1.0994 | 69 | -0.27802 | -19.1834
1894 | DECRDOVA_4G | C | North | YES | -0.015933 | 65 | 65 | 69 | 0 | 1.025 | GGT | -1 | 0.27802 | 69 | 69 |  |  | -1.0994 | 69 | -0.27802 | -19.1834
1895 | DECRDOVA_5G | D | North | YES | -0.015933 | 65 | 65 | 68 | 0 | 1.025 | GGT | -1 | 0.27802 | 68 | 68 |  |  | -1.0834 | 68 | -0.27802 | -18.9054
39960 | TNTNPONE_18 | 1 | North | YES | -0.016601 | 152.3 | 30 | 152.3 |  | 1.04 | LIGCO | -1 | 0.27869 | 0 | 152.3 |  |  | 0 | 0 | -0.27869 | 0
39970 | TNTNPONE_28 | 1 | North | YES | -0.016601 | 153 | 30 | 153 |  | 1.04 | LIGCO | -1 | 0.27869 | 0 | 153 |  |  | 0 | 0 | -0.27869 | 0
48721 | LEG_1___1 | 1 | North | YES | -0.017465 | 827 | 357 | 827 | 0 | 1.0348 | LIGCO | -1 | 0.27955 | 0 | 827 |  |  | 0 | 0 | -0.27955 | 0
48722 | LEG_2___2 | 2 | North | YES | -0.017465 | 819 | 357 | 819 | 0 | 1.0348 | LIGCO | -1 | 0.27955 | 0 | 819 |  |  | 0 | 0 | -0.27955 | 0
1479 | WFCOGEN_1G | 2 | North | YES | -0.018986 | 16 | 12 | 20 | 0 | 1 | Cogen | -1 | 0.28107 | 0 | 0 |  |  | 0 | 0 | -0.28107 | 0
1479 | WFCOGEN_1G | 1 | North | YES | -0.018986 | 16 | 12 | 20 | 0 | 1 | Cogen | -1 | 0.28107 | 0 | 0 |  |  | 0 | 0 | -0.28107 | 0
1482 | WFCOGEN_2G | 2 | North | YES | -0.018986 | 13.6 | 12 | 17 | 0 | 1 | Cogen | -1 | 0.28107 | 0 | 0 |  |  | 0 | 0 | -0.28107 | 0
1482 | WFCOGEN_2G | 1 | North | YES | -0.018986 | 16 | 12 | 20 | 0 | 1 | Cogen | -1 | 0.28107 | 0 | 0 |  |  | 0 | 0 | -0.28107 | 0
3381 | BBRN_1G | 1 | North | YES | -0.019436 | 618 | 225 | 618 | 0 | 1.03 | LIGCO | -1 | 0.28152 | 0 | 618 |  |  | 0 | 0 | -0.28152 | 0
3382 | BBRN_2G | 2 | North | YES | -0.019436 | 589 | 225 | 589 | 0 | 1.03 | LIGCO | -1 | 0.28152 | 0 | 589 |  |  | 0 | 0 | -0.28152 | 0
1889 | DECRDOVA_1G | 1 | North | YES | -0.019645 | 779 | 255 | 779 | 0 | 1.02 | GSC | -1 | 0.28173 | 779 | 779 |  |  | -15.3035 | 779 | -0.28173 | -219.4694
13131 | CALFREST_1G | 1 | North | YES | -0.019765 | 150.7 | 40 | 150.7 | 0 | 1.031 | CC | -1 | 0.28185 | 150.7 | 150.7 |  |  | -2.9786 | 150.7 | -0.28185 | -42.4751
13132 | CALFREST_2G | 2 | North | YES | -0.019765 | 151 | 57 | 151 | 0 | 1.031 | CC | -1 | 0.28185 | 151 | 151 |  |  | -2.9845 | 151 | -0.28185 | -42.5597
13133 | CALFREST_3G | 3 | North | YES | -0.019765 | 177.4 | 40 | 177.4 | 0 | 1.031 | CC | -1 | 0.28185 | 177.4 | 177.4 |  |  | -3.5063 | 177.4 | -0.28185 | -50.0006
13134 | CALFREST_4G | 4 | North | YES | -0.019839 | 151.5 | 40 | 151.5 | 0 | 1.031 | CC | -1 | 0.28193 | 151.5 | 151.5 |  |  | -3.0056 | 151.5 | -0.28193 | -42.7118
13135 | CALFREST_5G | 5 | North | YES | -0.019839 | 152.3 | 57 | 152.3 | 0 | 1.031 | CC | -1 | 0.28193 | 152.3 | 152.3 |  |  | -3.0215 | 152.3 | -0.28193 | -42.9374
13136 | CALFREST_6G | 6 | North | YES | -0.019839 | 177.5 | 40 | 177.5 | 0 | 1.031 | CC | -1 | 0.28193 | 177.5 | 177.5 |  |  | -3.5214 | 177.5 | -0.28193 | -50.0419
1937 | MDLTHELP_5G | 5 | North | YES | -0.020422 | 224 | 74 | 224 | 0 | 1 | CC | -1 | 0.28251 | 224 | 224 |  |  | -4.5745 | 224 | -0.28251 | -63.2821
1938 | MDLTHELP_6G | 6 | North | YES | -0.020422 | 226 | 74 | 226 | 0 | 1 | CC | -1 | 0.28251 | 226 | 226 |  |  | -4.6154 | 226 | -0.28251 | -63.8471
1943 | MDLTHELP_3G | 3 | North | YES | -0.020422 | 212 | 74 | 212 | 0 | 1 | CC | -1 | 0.28251 | 212 | 212 |  |  | -4.3295 | 212 | -0.28251 | -59.8919
1944 | MDLTHELP_4G | 4 | North | YES | -0.020422 | 211 | 74 | 211 | 0 | 1 | CC | -1 | 0.28251 | 211 | 211 |  |  | -4.309 | 211 | -0.28251 | -59.6094
3126 | TRINIDAD_6G | 1 | North | YES | -0.020544 | 179.2 | 46 | 224 | 0 | 1 | GST | -1 | 0.28263 | 224 | 224 |  |  | -4.6019 | 224 | -0.28263 | -63.3094
503 | NTHTEXAS01 | 1 | North | YES | -0.02062 | 0 | 5 | 18 |  | 1.015 | GST | -1 | 0.28271 | 18 | 18 |  |  | -0.37116 | 18 | -0.28271 | -5.0887
504 | NTHTEXAS02 | 2 | North | YES | -0.02062 | 14.4 | 5 | 18 |  | 1.015 | GST | -1 | 0.28271 | 18 | 18 |  |  | -0.37116 | 18 | -0.28271 | -5.0887
505 | NTHTEXAS03 | 3 | North | YES | -0.02062 | 30.4 | 15 | 38 |  | 1.015 | GST | -1 | 0.28271 | 38 | 38 |  |  | -0.78356 | 38 | -0.28271 | -10.7429
12322 | ENNSTRAC_1G | 1 | North | YES | -0.020853 | 196 | 130 | 196 | 0 | 1.036 | CC | -1 | 0.28294 | 196 | 196 |  |  | -4.0872 | 196 | -0.28294 | -55.4563
12323 | ENNSTRAC_2G | 2 | North | YES | -0.020853 | 116 | 100 | 116 | 0 | 1.036 | CC | -1 | 0.28294 | 116 | 116 |  |  | -2.4189 | 116 | -0.28294 | -32.8211
1941 | MDLTHELP_1G | 1 | North | YES | -0.021347 | 216.4 | 74 | 216.4 | 0 | 1 | CC | -1 | 0.28343 | 216.4 | 216.4 |  |  | -4.6195 | 216.4 | -0.28343 | -61.3352
1942 | MDLTHELP_2G | 2 | North | YES | -0.021347 | 216.1 | 74 | 216.1 | 0 | 1 | CC | -1 | 0.28343 | 216.1 | 216.1 |  |  | -4.6131 | 216.1 | -0.28343 | -61.2501
3107 | STRYKER_1G | 1 | North | YES | -0.021484 | 145.6 | 45 | 182 | 0 | 1.029 | GST | -1 | 0.28357 | 182 | 182 |  |  | -3.9101 | 182 | -0.28357 | -51.61
3108 | STRYKER_2G | 2 | North | YES | -0.021484 | 484 | 75 | 484 | 0 | 1.029 | GST | -1 | 0.28357 | 484 | 484 |  |  | -10.3983 | 484 | -0.28357 | -137.2484
3113 | LUFKINWB_1G | 1 | North | YES | -0.021532 | 0 | 0 | 50 |  | 1.01 | #N/A | -1 | 0.28362 | 50 | 50 |  |  | -1.0766 | 50 | -0.28362 | -14.181
3348 | CHAMPION_1G | MB | North | YES | -0.021551 | 0 | 42 | 42 |  | 1 | Cogen | -1 | 0.28364 | 0 | 0 |  |  | 0 | 0 | -0.28364 | 0
13116 | TGATEWAY_1G | 1 | North | YES | -0.021732 | 151 | 30 | 151 | 0 | 1.0232 | CC | -1 | 0.28382 | 151 | 151 |  |  | -3.2815 | 151 | -0.28382 | -42.8567
13117 | TGATEWAY_2G | 2 | North | YES | -0.021732 | 130 | 30 | 130 | 0 | 1.0232 | CC | -1 | 0.28382 | 130 | 130 |  |  | -2.8252 | 130 | -0.28382 | -36.8965
13118 | TGATEWAY_3G | 3 | North | YES | -0.021732 | 148 | 30 | 148 | 0 | 1.0232 | CC | -1 | 0.28382 | 148 | 148 |  |  | -3.2163 | 148 | -0.28382 | -42.0052
13119 | TGATEWAY_4G | 4 | North | YES | -0.021732 | 399 | 65 | 399 | 0 | 1.0232 | CC | -1 | 0.28382 | 399 | 399 |  |  | -8.6711 | 399 | -0.28382 | -113.2438
3097 | MARTLAKE_1G | 1 | North | YES | -0.021937 | 790 | 500 | 790 | 0 | 1.017 | LIGCO | -1 | 0.28402 | 0 | 790 |  |  | 0 | 0 | -0.28402 | 0
3098 | MARTLAKE_2G | 2 | North | YES | -0.021937 | 795 | 461 | 795 | 0 | 1.017 | LIGCO | -1 | 0.28402 | 0 | 795 |  |  | 0 | 0 | -0.28402 | 0
3099 | MARTLAKE_3G | 3 | North | YES | -0.021937 | 804 | 500 | 804 | 0 | 1.017 | LIGCO | -1 | 0.28402 | 0 | 804 |  |  | 0 | 0 | -0.28402 | 0
2413 | MTCK6_G | 6 | North | YES | -0.02304 | 0 | 30 | 118 |  | 1.022 | GST | -1 | 0.28513 | 118 | 118 |  |  | -2.7187 | 118 | -0.28513 | -33.645
2414 | MTCK7_G | 7 | North | YES | -0.02304 | 0 | 30 | 115 |  | 1.022 | GST | -1 | 0.28513 | 115 | 115 |  |  | -2.6496 | 115 | -0.28513 | -32.7896
2417 | MTCK8_G | 8 | North | YES | -0.02304 | 444.8 | 60 | 556 | 0 | 1.022 | GSC | -1 | 0.28513 | 556 | 556 |  |  | -12.8102 | 556 | -0.28513 | -158.5307
2418 | MTCK2_G | 2 | North | YES | -0.023059 | 0 | 10 | 23 |  | 0.971 | #N/A | -1 | 0.28515 | 23 | 23 |  |  | -0.53036 | 23 | -0.28515 | -6.5584
2419 | MTCK3_G | MB | North | YES | -0.023059 | 0 | 10 | 63 |  | 0.971 | #N/A | -1 | 0.28515 | 63 | 63 |  |  | -1.4527 | 63 | -0.28515 | -17.9642
12440 | PARKD_1SVC8 | 1 | North | YES | -0.023389 | 0 | 0 | 0 | 0 | 1.007 | GST | -1 | 0.28548 | 0 | 0 |  |  | 0 | 0 | -0.28548 | 0
12449 | PARKD_2SVC8 | 1 | North | YES | -0.023389 | 0 | 0 | 0 | 0 | 1.007 | GST | -1 | 0.28548 | 0 | 0 |  |  | 0 | 0 | -0.28548 | 0
580 | JCKCNTY801 | 1 | North | YES | -0.023393 | 288 | 0 | 288 | 0 | 1.022 | CC | -1 | 0.28548 | 288 | 288 |  |  | -6.7372 | 288 | -0.28548 | -82.2183
581 | JCKCNTY802 | 2 | North | YES | -0.023393 | 147 | 0 | 147 | 0 | 1.022 | CC | -1 | 0.28548 | 147 | 147 |  |  | -3.4388 | 147 | -0.28548 | -41.9656
582 | JCKCNTY803 | 3 | North | YES | -0.023393 | 147 | 0 | 147 | 0 | 1.022 | CC | -1 | 0.28548 | 147 | 147 |  |  | -3.4388 | 147 | -0.28548 | -41.9656
1600 | BARTNWND_1G | 1 | North | YES | -0.023462 | 12 | 0 | 120 | 0 | 1.022 | Wind | -1 | 0.28555 | 0 | 120 |  |  | 0 | 0 | -0.28555 | 0
12411 | FPLEFR1A_G | 1 | North | YES | -0.023466 | 161 | 72 | 161 | 0 | 1 | CC | -1 | 0.28555 | 161 | 161 |  |  | -3.778 | 161 | -0.28555 | -45.9741
12412 | FPLEFR1B_G | 2 | North | YES | -0.023466 | 164 | 72 | 164 | 0 | 1 | CC | -1 | 0.28555 | 164 | 164 |  |  | -3.8484 | 164 | -0.28555 | -46.8307
12413 | FPLEFR1C_G | 3 | North | YES | -0.023466 | 164 | 72 | 164 | 0 | 1 | CC | -1 | 0.28555 | 164 | 164 |  |  | -3.8484 | 164 | -0.28555 | -46.8307
12414 | FPLEFR1S_G | 4 | North | YES | -0.023466 | 414 | 191 | 414 | 0 | 1 | CC | -1 | 0.28555 | 414 | 414 |  |  | -9.7149 | 414 | -0.28555 | -118.219
12421 | FPLEFR2A_G | 1 | North | YES | -0.023466 | 162 | 72 | 162 | 0 | 1 | CC | -1 | 0.28555 | 162 | 162 |  |  | -3.8015 | 162 | -0.28555 | -46.2596
12422 | FPLEFR2B_G | 2 | North | YES | -0.023466 | 161 | 72 | 161 | 0 | 1 | CC | -1 | 0.28555 | 161 | 161 |  |  | -3.778 | 161 | -0.28555 | -45.9741
12423 | FPLEFR2C_G | 3 | North | YES | -0.023466 | 163 | 72 | 163 | 0 | 1 | CC | -1 | 0.28555 | 163 | 163 |  |  | -3.825 | 163 | -0.28555 | -46.5452
12424 | FPLEFR2S_G | 4 | North | YES | -0.023466 | 415 | 191 | 415 | 0 | 1 | CC | -1 | 0.28555 | 415 | 415 |  |  | -9.7384 | 415 | -0.28555 | -118.5046
2451 | LKHB1_G | 1 | North | YES | -0.023571 | 0 | 80 | 391 |  | 1.022 | GST | -1 | 0.28566 | 391 | 391 |  |  | -9.2163 | 391 | -0.28566 | -111.6923
2452 | LKHB2_G | 2 | North | YES | -0.023571 | 516 | 80 | 516 | 0 | 1.022 | GST | -1 | 0.28566 | 516 | 516 |  |  | -12.1626 | 516 | -0.28566 | -147.3996
837 | NEWMAN_G5 | 1 | North | YES | -0.024075 | 0 | 15 | 40 |  | 1.01 | GST | -1 | 0.28616 | 40 | 40 |  |  | -0.963 | 40 | -0.28616 | -11.4465
948 | STEAM1 | 1 | North | YES | -0.024082 | 0 | 12 | 20 |  | 1.02 | GST | -1 | 0.28617 | 20 | 20 |  |  | -0.48164 | 20 | -0.28617 | -5.7234
949 | STEAM2 | 1 | North | YES | -0.024082 | 26 | 8 | 26 | 0 | 0.99 | GST | -1 | 0.28617 | 26 | 26 |  |  | -0.62613 | 26 | -0.28617 | -7.4404
950 | STEAM3 | 1 | North | YES | -0.024082 | 41 | 13 | 42 | 0 | 1.02 | GST | -1 | 0.28617 | 42 | 42 |  |  | -1.0114 | 42 | -0.28617 | -12.0191
842 | OLINGER_G1 | 1 | North | YES | -0.024187 | 55.4 | 20 | 79 | 0 | 1.03 | GST | -1 | 0.28627 | 79 | 79 |  |  | -1.9108 | 79 | -0.28627 | -22.6157
843 | OLINGER_G2 | 1 | North | YES | -0.024187 | 76.2 | 25 | 110 | 0 | 1.03 | GST | -1 | 0.28627 | 110 | 110 |  |  | -2.6606 | 110 | -0.28627 | -31.4902
844 | OLINGER_G3 | 1 | North | YES | -0.024187 | 103.9 | 45 | 150 | 0 | 1.03 | GST | -1 | 0.28627 | 150 | 150 |  |  | -3.628 | 150 | -0.28627 | -42.9411
845 | OLINGER_G4 | 1 | North | YES | -0.024187 | 51.9 | 0 | 76 | 0 | 1.03 | GGT | -1 | 0.28627 | 76 | 76 |  |  | -1.8382 | 76 | -0.28627 | -21.7568
1701 | MOSES_1G | 1 | North | YES | -0.024613 | 558 | 175 | 558 | 0 | 1.023 | LIGCO | -1 | 0.2867 | 0 | 558 |  |  | 0 | 0 | -0.2867 | 0
1702 | MOSES_2G | 2 | North | YES | -0.024613 | 579 | 175 | 579 | 0 | 1.023 | LIGCO | -1 | 0.2867 | 0 | 579 |  |  | 0 | 0 | -0.2867 | 0
1703 | MOSES_3G | 3 | North | YES | -0.024613 | 808 | 463 | 808 | 0 | 1.023 | LIGCO | -1 | 0.2867 | 0 | 808 |  |  | 0 | 0 | -0.2867 | 0
5925 | DCEAST | EQ | North | YES | -0.024613 | 400.3 | -600 | 600 | 0 | 1.025 | DCTie | -1 | 0.2867 | 0 | 0 |  |  | 0 | 0 | -0.2867 | 0
1675 | PEC_1G | 1 | North | YES | -0.024733 | 76.7 | 35 | 76.7 | 0 | 1.022 | Cogen | -1 | 0.28682 | 0 | 0 |  |  | 0 | 0 | -0.28682 | 0
1676 | PEC_2G | 2 | North | YES | -0.024733 | 79.6 | 35 | 79.6 | 0 | 1.022 | Cogen | -1 | 0.28682 | 0 | 0 |  |  | 0 | 0 | -0.28682 | 0
1677 | PEC_3G | 3 | North | YES | -0.024733 | 88.4 | 35 | 88.4 | 0 | 1.022 | Cogen | -1 | 0.28682 | 0 | 0 |  |  | 0 | 0 | -0.28682 | 0
1948 | HANDLEY_4G | 4 | North | YES | -0.024771 | 348 | 150 | 435 | 0 | 1.022 | GST | -1 | 0.28686 | 435 | 435 |  |  | -10.7754 | 435 | -0.28686 | -124.7833
1678 | LAMARPWR_1G | 1 | North | YES | -0.024788 | 160 | 67.7 | 160 | 0 | 1.038 | CC | -1 | 0.28688 | 160 | 160 |  |  | -3.9661 | 160 | -0.28688 | -45.9
1679 | LAMARPWR_2G | 2 | North | YES | -0.024788 | 156 | 67.7 | 156 | 0 | 1.038 | CC | -1 | 0.28688 | 156 | 156 |  |  | -3.8669 | 156 | -0.28688 | -44.7525
1680 | LAMARPWR_3G | 3 | North | YES | -0.024788 | 196 | 129.1 | 196 | 0 | 1.038 | CC | -1 | 0.28688 | 196 | 196 |  |  | -4.8584 | 196 | -0.28688 | -56.2275
1681 | LAMARPWR_4G | 4 | North | YES | -0.024788 | 156 | 67.7 | 156 | 0 | 1.038 | CC | -1 | 0.28688 | 156 | 156 |  |  | -3.8669 | 156 | -0.28688 | -44.7525
1682 | LAMARPWR_5G | 5 | North | YES | -0.024788 | 157 | 67.7 | 157 | 0 | 1.038 | CC | -1 | 0.28688 | 157 | 157 |  |  | -3.8917 | 157 | -0.28688 | -45.0394
1683 | LAMARPWR_6G | 6 | North | YES | -0.024788 | 198 | 129.1 | 198 | 0 | 1.038 | CC | -1 | 0.28688 | 198 | 198 |  |  | -4.908 | 198 | -0.28688 | -56.8013
1947 | HANDLEY_3G | 3 | North | YES | -0.024863 | 316 | 100 | 395 | 0 | 1.022 | GST | -1 | 0.28695 | 395 | 395 |  |  | -9.8209 | 395 | -0.28695 | -113.3453
1949 | HANDLEY_5G | 5 | North | YES | -0.024863 | 348 | 150 | 435 | 0 | 1.022 | GST | -1 | 0.28695 | 435 | 435 |  |  | -10.8154 | 435 | -0.28695 | -124.8233
1689 | VALLEY_3G | 3 | North | YES | -0.024881 | 0 | 25 | 375 |  | 1.003 | GST | -1 | 0.28697 | 375 | 375 |  |  | -9.3304 | 375 | -0.28697 | -107.6131
11691 | KMICHICT1_G | 1 | North | YES | -0.024881 | 144 | 80 | 144 | 0 | 1.026 | CC | -1 | 0.28697 | 144 | 144 |  |  | -3.5829 | 144 | -0.28697 | -41.3234
11692 | KMICHICT2_G | 2 | North | YES | -0.024881 | 146 | 80 | 146 | 0 | 1.026 | CC | -1 | 0.28697 | 146 | 146 |  |  | -3.6326 | 146 | -0.28697 | -41.8974
11693 | KMICHIST3_G | 3 | North | YES | -0.024881 | 312 | 60 | 312 | 0 | 1.026 | CC | -1 | 0.28697 | 312 | 312 |  |  | -7.7629 | 312 | -0.28697 | -89.5341
11694 | KMICHICT4_G | 4 | North | YES | -0.024881 | 144 | 80 | 144 | 0 | 1.026 | CC | -1 | 0.28697 | 144 | 144 |  |  | -3.5829 | 144 | -0.28697 | -41.3234
11695 | KMICHICT5_G | 5 | North | YES | -0.024881 | 148 | 80 | 148 | 0 | 1.026 | CC | -1 | 0.28697 | 148 | 148 |  |  | -3.6824 | 148 | -0.28697 | -42.4713
11696 | KMICHIST6_G | 6 | North | YES | -0.024881 | 310 | 60 | 310 | 0 | 1.026 | CC | -1 | 0.28697 | 310 | 310 |  |  | -7.7131 | 310 | -0.28697 | -88.9601
2381 | NTHLK1_G | 1 | North | YES | -0.025087 | 0 | 35 | 156 |  | 1.022 | GST | -1 | 0.28717 | 156 | 156 |  |  | -3.9136 | 156 | -0.28717 | -44.7992
2382 | NTHLK2_G | 2 | North | YES | -0.025087 | 0 | 35 | 181 |  | 1.022 | GST | -1 | 0.28717 | 181 | 181 |  |  | -4.5407 | 181 | -0.28717 | -51.9785
2383 | NTHLK3_G | 3 | North | YES | -0.025087 | 0 | 50 | 329 |  | 1.022 | GST | -1 | 0.28717 | 329 | 329 |  |  | -8.2536 | 329 | -0.28717 | -94.4803
1687 | VALLEY_1G | 1 | North | YES | -0.025106 | 136 | 15 | 170 | 0 | 1.029 | GST | -1 | 0.28719 | 170 | 170 |  |  | -4.268 | 170 | -0.28719 | -48.8228
1688 | VALLEY_2G | 2 | North | YES | -0.025106 | 527 | 90 | 527 | 0 | 1.029 | GSC | -1 | 0.28719 | 527 | 527 |  |  | -13.2309 | 527 | -0.28719 | -151.3508
6948 | DENISNDM | 2 | North | YES | -0.025279 | 31 | 5 | 40 | 0 | 1.015 | Hydro | -1 | 0.28737 | 0 | 0 |  |  | 0 | 0 | -0.28737 | 0
6948 | DENISNDM | 1 | North | YES | -0.025279 | 40 | 5 | 40 | 0 | 1.015 | Hydro | -1 | 0.28737 | 0 | 0 |  |  | 0 | 0 | -0.28737 | 0
1945 | HANDLEY_1G | MB | North | YES | -0.025327 | 0 | 25 | 36 |  | 0.986 | #N/A | -1 | 0.28741 | 36 | 36 |  |  | -0.91177 | 36 | -0.28741 | -10.3469
1946 | HANDLEY_2G | MB | North | YES | -0.025327 | 0 | 30 | 68 |  | 0.986 | #N/A | -1 | 0.28741 | 68 | 68 |  |  | -1.7222 | 68 | -0.28741 | -19.5442
728 | WOLFRIDGE801 | 1 | North | YES | -0.025404 | 11.2 | 0 | 112.5 | 0 | 0.99 | Wind | -1 | 0.28749 | 0 | 112.5 |  |  | 0 | 0 | -0.28749 | 0
2371 | COLLIN_1G | MB | North | YES | -0.025992 | 0 | 40 | 138 |  | 1.022 | GST | -1 | 0.28808 | 0 | 0 |  |  | 0 | 0 | -0.28808 | 0
1433 | GRHAMSES_1G | 1 | North | YES | -0.02785 | 242 | 60 | 242 | 0 | 1.038 | GST | -1 | 0.28994 | 242 | 242 |  |  | -6.7397 | 242 | -0.28994 | -70.1648
1861 | EAGLEMNT_1G | MB | North | YES | -0.0291 | 0 | 30 | 112 |  | 1.022 | GST | -1 | 0.29119 | 0 | 0 |  |  | 0 | 0 | -0.29119 | 0
1862 | EAGLEMNT_2G | MB | North | YES | -0.0291 | 0 | 40 | 100 |  | 1.022 | GST | -1 | 0.29119 | 0 | 0 |  |  | 0 | 0 | -0.29119 | 0
1863 | EAGLEMNT_3G | MB | North | YES | -0.0291 | 0 | 50 | 378 |  | 1.022 | GST | -1 | 0.29119 | 0 | 0 |  |  | 0 | 0 | -0.29119 | 0
923 | SPENCER_G4 | 1 | North | YES | -0.031008 | 48 | 20 | 61 | 0 | 1.03 | GST | -1 | 0.2931 | 61 | 61 |  |  | -1.8915 | 61 | -0.2931 | -17.8788
924 | SPENCER_G5 | 1 | North | YES | -0.031008 | 52 | 20 | 66 | 0 | 1.03 | GST | -1 | 0.2931 | 66 | 66 |  |  | -2.0465 | 66 | -0.2931 | -19.3443
1453 | WCPWRCO_1G | 1 | North | YES | -0.046676 | 204 | 50 | 204 |  | 1.02 | CC | -1 | 0.30876 | 204 | 204 |  |  | -9.5219 | 204 | -0.30876 | -62.9877
1454 | WCPWRCO_2G | 2 | North | YES | -0.046676 | 204 | 50 | 204 |  | 1.02 | CC | -1 | 0.30876 | 204 | 204 |  |  | -9.5219 | 204 | -0.30876 | -62.9877
1455 | WCPWRCO_3G | 3 | North | YES | -0.046676 | 242 | 50 | 242 |  | 1.02 | CC | -1 | 0.30876 | 242 | 242 |  |  | -11.2956 | 242 | -0.30876 | -74.7207
1432 | GRHAMSES_2G | 2 | North | YES | -0.090451 | 294.9 | 90 | 366 |  | 1.014 | GST | -1 | 0.35254 | 366 | 366 |  |  | -33.1051 | 366 | -0.35254 | -129.029
Note on AL4: Zonal Cap - Zonal Impact

## Distributed Slack - Inc
Number of Bus | Name of Bus | ID | Area Name of Gen | AGC | P Sensitivity of Bus | Gen MW | Min MW | Max MW | V Sensitivity of Bus | Set Volt | Tech Type | Zone Impact | Zone Correlation | Inc Max | Dec Max | Souce S.F. Weighting | Souce Capacity | Sink S.F. Weighting | Sink Capacity | PTDF Calc | PTDF Weighting | Cumulative Concentrated Capacity | Cumulative Concentrated Impact
1432 | GRHAMSES_2G | 2 | North | YES | -0.090451 | 294.9 | 90 | 366 |  | 1.014 | GST | -1 | 0.35254 | 366 | 366 |  |  | -33.1051 | 366 | -0.35254 | -129.029 | 366 | 129.029
1453 | WCPWRCO_1G | 1 | North | YES | -0.046676 | 204 | 50 | 204 |  | 1.02 | CC | -1 | 0.30876 | 204 | 204 |  |  | -9.5219 | 204 | -0.30876 | -62.9877 | 570 | 192.0167
1454 | WCPWRCO_2G | 2 | North | YES | -0.046676 | 204 | 50 | 204 |  | 1.02 | CC | -1 | 0.30876 | 204 | 204 |  |  | -9.5219 | 204 | -0.30876 | -62.9877 | 774 | 255.0043
1455 | WCPWRCO_3G | 3 | North | YES | -0.046676 | 242 | 50 | 242 |  | 1.02 | CC | -1 | 0.30876 | 242 | 242 |  |  | -11.2956 | 242 | -0.30876 | -74.7207 | 1016 | 329.725 | Weighted Shift Factors
923 | SPENCER_G4 | 1 | North | YES | -0.031008 | 48 | 20 | 61 | 0 | 1.03 | GST | -1 | 0.2931 | 61 | 61 |  |  | -1.8915 | 61 | -0.2931 | -17.8788 | 1077 | 347.6038 | West | 0.26209
924 | SPENCER_G5 | 1 | North | YES | -0.031008 | 52 | 20 | 66 | 0 | 1.03 | GST | -1 | 0.2931 | 66 | 66 |  |  | -2.0465 | 66 | -0.2931 | -19.3443 | 1143 | 366.9481 | North | -0.022433
1861 | EAGLEMNT_1G | MB | North | YES | -0.0291 | 0 | 30 | 112 |  | 1.022 | GST | -1 | 0.29119 | 0 | 0 |  |  | 0 | 0 | -0.29119 | 0 | 1143 | 366.9481 |  | 0.28452
1862 | EAGLEMNT_2G | MB | North | YES | -0.0291 | 0 | 40 | 100 |  | 1.022 | GST | -1 | 0.29119 | 0 | 0 |  |  | 0 | 0 | -0.29119 | 0 | 1143 | 366.9481
1863 | EAGLEMNT_3G | MB | North | YES | -0.0291 | 0 | 50 | 378 |  | 1.022 | GST | -1 | 0.29119 | 0 | 0 |  |  | 0 | 0 | -0.29119 | 0 | 1143 | 366.9481 | Line Cap | 1072
1433 | GRHAMSES_1G | 1 | North | YES | -0.02785 | 242 | 60 | 242 | 0 | 1.038 | GST | -1 | 0.28994 | 242 | 242 |  |  | -6.7397 | 242 | -0.28994 | -70.1648 | 1385 | 437.1129 | Conc Gen | 2186
2371 | COLLIN_1G | MB | North | YES | -0.025992 | 0 | 40 | 138 |  | 1.022 | GST | -1 | 0.28808 | 0 | 0 |  |  | 0 | 0 | -0.28808 | 0 | 1385 | 437.1129 | Weighted Imp. | 667.1776
728 | WOLFRIDGE801 | 1 | North | YES | -0.025404 | 11.2 | 0 | 112.5 | 0 | 0.99 | Wind | -1 | 0.28749 | 0 | 112.5 |  |  | 0 | 0 | -0.28749 | 0 | 1385 | 437.1129 | PTDF | 0.3052
1945 | HANDLEY_1G | MB | North | YES | -0.025327 | 0 | 25 | 36 |  | 0.986 | #N/A | -1 | 0.28741 | 36 | 36 |  |  | -0.91177 | 36 | -0.28741 | -10.3469 | 1421 | 447.4598
1946 | HANDLEY_2G | MB | North | YES | -0.025327 | 0 | 30 | 68 |  | 0.986 | #N/A | -1 | 0.28741 | 68 | 68 |  |  | -1.7222 | 68 | -0.28741 | -19.5442 | 1489 | 467.004 | Concentration | 1.0727
6948 | DENISNDM | 2 | North | YES | -0.025279 | 31 | 5 | 40 | 0 | 1.015 | Hydro | -1 | 0.28737 | 0 | 0 |  |  | 0 | 0 | -0.28737 | 0 | 1489 | 467.004
6948 | DENISNDM | 1 | North | YES | -0.025279 | 40 | 5 | 40 | 0 | 1.015 | Hydro | -1 | 0.28737 | 0 | 0 |  |  | 0 | 0 | -0.28737 | 0 | 1489 | 467.004 |  | Pass
1687 | VALLEY_1G | 1 | North | YES | -0.025106 | 136 | 15 | 170 | 0 | 1.029 | GST | -1 | 0.28719 | 170 | 170 |  |  | -4.268 | 170 | -0.28719 | -48.8228 | 1659 | 515.8268
1688 | VALLEY_2G | 2 | North | YES | -0.025106 | 527 | 90 | 527 | 0 | 1.029 | GSC | -1 | 0.28719 | 527 | 527 |  |  | -13.2309 | 527 | -0.28719 | -151.3508 | 2186 | 667.1776
2381 | NTHLK1_G | 1 | North | YES | -0.025087 | 0 | 35 | 156 |  | 1.022 | GST | -1 | 0.28717 | 156 | 156 |  |  | -3.9136 | 156 | -0.28717 | -44.7992
2382 | NTHLK2_G | 2 | North | YES | -0.025087 | 0 | 35 | 181 |  | 1.022 | GST | -1 | 0.28717 | 181 | 181 |  |  | -4.5407 | 181 | -0.28717 | -51.9785
2383 | NTHLK3_G | 3 | North | YES | -0.025087 | 0 | 50 | 329 |  | 1.022 | GST | -1 | 0.28717 | 329 | 329 |  |  | -8.2536 | 329 | -0.28717 | -94.4803
1689 | VALLEY_3G | 3 | North | YES | -0.024881 | 0 | 25 | 375 |  | 1.003 | GST | -1 | 0.28697 | 375 | 375 |  |  | -9.3304 | 375 | -0.28697 | -107.6131
11691 | KMICHICT1_G | 1 | North | YES | -0.024881 | 144 | 80 | 144 | 0 | 1.026 | CC | -1 | 0.28697 | 144 | 144 |  |  | -3.5829 | 144 | -0.28697 | -41.3234
11692 | KMICHICT2_G | 2 | North | YES | -0.024881 | 146 | 80 | 146 | 0 | 1.026 | CC | -1 | 0.28697 | 146 | 146 |  |  | -3.6326 | 146 | -0.28697 | -41.8974
11693 | KMICHIST3_G | 3 | North | YES | -0.024881 | 312 | 60 | 312 | 0 | 1.026 | CC | -1 | 0.28697 | 312 | 312 |  |  | -7.7629 | 312 | -0.28697 | -89.5341
11694 | KMICHICT4_G | 4 | North | YES | -0.024881 | 144 | 80 | 144 | 0 | 1.026 | CC | -1 | 0.28697 | 144 | 144 |  |  | -3.5829 | 144 | -0.28697 | -41.3234
11695 | KMICHICT5_G | 5 | North | YES | -0.024881 | 148 | 80 | 148 | 0 | 1.026 | CC | -1 | 0.28697 | 148 | 148 |  |  | -3.6824 | 148 | -0.28697 | -42.4713
11696 | KMICHIST6_G | 6 | North | YES | -0.024881 | 310 | 60 | 310 | 0 | 1.026 | CC | -1 | 0.28697 | 310 | 310 |  |  | -7.7131 | 310 | -0.28697 | -88.9601
1947 | HANDLEY_3G | 3 | North | YES | -0.024863 | 316 | 100 | 395 | 0 | 1.022 | GST | -1 | 0.28695 | 395 | 395 |  |  | -9.8209 | 395 | -0.28695 | -113.3453
1949 | HANDLEY_5G | 5 | North | YES | -0.024863 | 348 | 150 | 435 | 0 | 1.022 | GST | -1 | 0.28695 | 435 | 435 |  |  | -10.8154 | 435 | -0.28695 | -124.8233
1678 | LAMARPWR_1G | 1 | North | YES | -0.024788 | 160 | 67.7 | 160 | 0 | 1.038 | CC | -1 | 0.28688 | 160 | 160 |  |  | -3.9661 | 160 | -0.28688 | -45.9
1679 | LAMARPWR_2G | 2 | North | YES | -0.024788 | 156 | 67.7 | 156 | 0 | 1.038 | CC | -1 | 0.28688 | 156 | 156 |  |  | -3.8669 | 156 | -0.28688 | -44.7525
1680 | LAMARPWR_3G | 3 | North | YES | -0.024788 | 196 | 129.1 | 196 | 0 | 1.038 | CC | -1 | 0.28688 | 196 | 196 |  |  | -4.8584 | 196 | -0.28688 | -56.2275
1681 | LAMARPWR_4G | 4 | North | YES | -0.024788 | 156 | 67.7 | 156 | 0 | 1.038 | CC | -1 | 0.28688 | 156 | 156 |  |  | -3.8669 | 156 | -0.28688 | -44.7525
1682 | LAMARPWR_5G | 5 | North | YES | -0.024788 | 157 | 67.7 | 157 | 0 | 1.038 | CC | -1 | 0.28688 | 157 | 157 |  |  | -3.8917 | 157 | -0.28688 | -45.0394
1683 | LAMARPWR_6G | 6 | North | YES | -0.024788 | 198 | 129.1 | 198 | 0 | 1.038 | CC | -1 | 0.28688 | 198 | 198 |  |  | -4.908 | 198 | -0.28688 | -56.8013
1948 | HANDLEY_4G | 4 | North | YES | -0.024771 | 348 | 150 | 435 | 0 | 1.022 | GST | -1 | 0.28686 | 435 | 435 |  |  | -10.7754 | 435 | -0.28686 | -124.7833
1675 | PEC_1G | 1 | North | YES | -0.024733 | 76.7 | 35 | 76.7 | 0 | 1.022 | Cogen | -1 | 0.28682 | 0 | 0 |  |  | 0 | 0 | -0.28682 | 0
1676 | PEC_2G | 2 | North | YES | -0.024733 | 79.6 | 35 | 79.6 | 0 | 1.022 | Cogen | -1 | 0.28682 | 0 | 0 |  |  | 0 | 0 | -0.28682 | 0
1677 | PEC_3G | 3 | North | YES | -0.024733 | 88.4 | 35 | 88.4 | 0 | 1.022 | Cogen | -1 | 0.28682 | 0 | 0 |  |  | 0 | 0 | -0.28682 | 0
1701 | MOSES_1G | 1 | North | YES | -0.024613 | 558 | 175 | 558 | 0 | 1.023 | LIGCO | -1 | 0.2867 | 0 | 558 |  |  | 0 | 0 | -0.2867 | 0
1702 | MOSES_2G | 2 | North | YES | -0.024613 | 579 | 175 | 579 | 0 | 1.023 | LIGCO | -1 | 0.2867 | 0 | 579 |  |  | 0 | 0 | -0.2867 | 0
1703 | MOSES_3G | 3 | North | YES | -0.024613 | 808 | 463 | 808 | 0 | 1.023 | LIGCO | -1 | 0.2867 | 0 | 808 |  |  | 0 | 0 | -0.2867 | 0
5925 | DCEAST | EQ | North | YES | -0.024613 | 400.3 | -600 | 600 | 0 | 1.025 | DCTie | -1 | 0.2867 | 0 | 0 |  |  | 0 | 0 | -0.2867 | 0
842 | OLINGER_G1 | 1 | North | YES | -0.024187 | 55.4 | 20 | 79 | 0 | 1.03 | GST | -1 | 0.28627 | 79 | 79 |  |  | -1.9108 | 79 | -0.28627 | -22.6157
843 | OLINGER_G2 | 1 | North | YES | -0.024187 | 76.2 | 25 | 110 | 0 | 1.03 | GST | -1 | 0.28627 | 110 | 110 |  |  | -2.6606 | 110 | -0.28627 | -31.4902
844 | OLINGER_G3 | 1 | North | YES | -0.024187 | 103.9 | 45 | 150 | 0 | 1.03 | GST | -1 | 0.28627 | 150 | 150 |  |  | -3.628 | 150 | -0.28627 | -42.9411
845 | OLINGER_G4 | 1 | North | YES | -0.024187 | 51.9 | 0 | 76 | 0 | 1.03 | GGT | -1 | 0.28627 | 76 | 76 |  |  | -1.8382 | 76 | -0.28627 | -21.7568
948 | STEAM1 | 1 | North | YES | -0.024082 | 0 | 12 | 20 |  | 1.02 | GST | -1 | 0.28617 | 20 | 20 |  |  | -0.48164 | 20 | -0.28617 | -5.7234
949 | STEAM2 | 1 | North | YES | -0.024082 | 26 | 8 | 26 | 0 | 0.99 | GST | -1 | 0.28617 | 26 | 26 |  |  | -0.62613 | 26 | -0.28617 | -7.4404
950 | STEAM3 | 1 | North | YES | -0.024082 | 41 | 13 | 42 | 0 | 1.02 | GST | -1 | 0.28617 | 42 | 42 |  |  | -1.0114 | 42 | -0.28617 | -12.0191
837 | NEWMAN_G5 | 1 | North | YES | -0.024075 | 0 | 15 | 40 |  | 1.01 | GST | -1 | 0.28616 | 40 | 40 |  |  | -0.963 | 40 | -0.28616 | -11.4465
2451 | LKHB1_G | 1 | North | YES | -0.023571 | 0 | 80 | 391 |  | 1.022 | GST | -1 | 0.28566 | 391 | 391 |  |  | -9.2163 | 391 | -0.28566 | -111.6923
2452 | LKHB2_G | 2 | North | YES | -0.023571 | 516 | 80 | 516 | 0 | 1.022 | GST | -1 | 0.28566 | 516 | 516 |  |  | -12.1626 | 516 | -0.28566 | -147.3996
12411 | FPLEFR1A_G | 1 | North | YES | -0.023466 | 161 | 72 | 161 | 0 | 1 | CC | -1 | 0.28555 | 161 | 161 |  |  | -3.778 | 161 | -0.28555 | -45.9741
12412 | FPLEFR1B_G | 2 | North | YES | -0.023466 | 164 | 72 | 164 | 0 | 1 | CC | -1 | 0.28555 | 164 | 164 |  |  | -3.8484 | 164 | -0.28555 | -46.8307
12413 | FPLEFR1C_G | 3 | North | YES | -0.023466 | 164 | 72 | 164 | 0 | 1 | CC | -1 | 0.28555 | 164 | 164 |  |  | -3.8484 | 164 | -0.28555 | -46.8307
12414 | FPLEFR1S_G | 4 | North | YES | -0.023466 | 414 | 191 | 414 | 0 | 1 | CC | -1 | 0.28555 | 414 | 414 |  |  | -9.7149 | 414 | -0.28555 | -118.219
12421 | FPLEFR2A_G | 1 | North | YES | -0.023466 | 162 | 72 | 162 | 0 | 1 | CC | -1 | 0.28555 | 162 | 162 |  |  | -3.8015 | 162 | -0.28555 | -46.2596
12422 | FPLEFR2B_G | 2 | North | YES | -0.023466 | 161 | 72 | 161 | 0 | 1 | CC | -1 | 0.28555 | 161 | 161 |  |  | -3.778 | 161 | -0.28555 | -45.9741
12423 | FPLEFR2C_G | 3 | North | YES | -0.023466 | 163 | 72 | 163 | 0 | 1 | CC | -1 | 0.28555 | 163 | 163 |  |  | -3.825 | 163 | -0.28555 | -46.5452
12424 | FPLEFR2S_G | 4 | North | YES | -0.023466 | 415 | 191 | 415 | 0 | 1 | CC | -1 | 0.28555 | 415 | 415 |  |  | -9.7384 | 415 | -0.28555 | -118.5046
1600 | BARTNWND_1G | 1 | North | YES | -0.023462 | 12 | 0 | 120 | 0 | 1.022 | Wind | -1 | 0.28555 | 0 | 120 |  |  | 0 | 0 | -0.28555 | 0
580 | JCKCNTY801 | 1 | North | YES | -0.023393 | 288 | 0 | 288 | 0 | 1.022 | CC | -1 | 0.28548 | 288 | 288 |  |  | -6.7372 | 288 | -0.28548 | -82.2183
581 | JCKCNTY802 | 2 | North | YES | -0.023393 | 147 | 0 | 147 | 0 | 1.022 | CC | -1 | 0.28548 | 147 | 147 |  |  | -3.4388 | 147 | -0.28548 | -41.9656
582 | JCKCNTY803 | 3 | North | YES | -0.023393 | 147 | 0 | 147 | 0 | 1.022 | CC | -1 | 0.28548 | 147 | 147 |  |  | -3.4388 | 147 | -0.28548 | -41.9656
12440 | PARKD_1SVC8 | 1 | North | YES | -0.023389 | 0 | 0 | 0 | 0 | 1.007 | GST | -1 | 0.28548 | 0 | 0 |  |  | 0 | 0 | -0.28548 | 0
12449 | PARKD_2SVC8 | 1 | North | YES | -0.023389 | 0 | 0 | 0 | 0 | 1.007 | GST | -1 | 0.28548 | 0 | 0 |  |  | 0 | 0 | -0.28548 | 0
2418 | MTCK2_G | 2 | North | YES | -0.023059 | 0 | 10 | 23 |  | 0.971 | #N/A | -1 | 0.28515 | 23 | 23 |  |  | -0.53036 | 23 | -0.28515 | -6.5584
2419 | MTCK3_G | MB | North | YES | -0.023059 | 0 | 10 | 63 |  | 0.971 | #N/A | -1 | 0.28515 | 63 | 63 |  |  | -1.4527 | 63 | -0.28515 | -17.9642
2413 | MTCK6_G | 6 | North | YES | -0.02304 | 0 | 30 | 118 |  | 1.022 | GST | -1 | 0.28513 | 118 | 118 |  |  | -2.7187 | 118 | -0.28513 | -33.645
2414 | MTCK7_G | 7 | North | YES | -0.02304 | 0 | 30 | 115 |  | 1.022 | GST | -1 | 0.28513 | 115 | 115 |  |  | -2.6496 | 115 | -0.28513 | -32.7896
2417 | MTCK8_G | 8 | North | YES | -0.02304 | 444.8 | 60 | 556 | 0 | 1.022 | GSC | -1 | 0.28513 | 556 | 556 |  |  | -12.8102 | 556 | -0.28513 | -158.5307
3097 | MARTLAKE_1G | 1 | North | YES | -0.021937 | 790 | 500 | 790 | 0 | 1.017 | LIGCO | -1 | 0.28402 | 0 | 790 |  |  | 0 | 0 | -0.28402 | 0
3098 | MARTLAKE_2G | 2 | North | YES | -0.021937 | 795 | 461 | 795 | 0 | 1.017 | LIGCO | -1 | 0.28402 | 0 | 795 |  |  | 0 | 0 | -0.28402 | 0
3099 | MARTLAKE_3G | 3 | North | YES | -0.021937 | 804 | 500 | 804 | 0 | 1.017 | LIGCO | -1 | 0.28402 | 0 | 804 |  |  | 0 | 0 | -0.28402 | 0
13116 | TGATEWAY_1G | 1 | North | YES | -0.021732 | 151 | 30 | 151 | 0 | 1.0232 | CC | -1 | 0.28382 | 151 | 151 |  |  | -3.2815 | 151 | -0.28382 | -42.8567
13117 | TGATEWAY_2G | 2 | North | YES | -0.021732 | 130 | 30 | 130 | 0 | 1.0232 | CC | -1 | 0.28382 | 130 | 130 |  |  | -2.8252 | 130 | -0.28382 | -36.8965
13118 | TGATEWAY_3G | 3 | North | YES | -0.021732 | 148 | 30 | 148 | 0 | 1.0232 | CC | -1 | 0.28382 | 148 | 148 |  |  | -3.2163 | 148 | -0.28382 | -42.0052
13119 | TGATEWAY_4G | 4 | North | YES | -0.021732 | 399 | 65 | 399 | 0 | 1.0232 | CC | -1 | 0.28382 | 399 | 399 |  |  | -8.6711 | 399 | -0.28382 | -113.2438
3348 | CHAMPION_1G | MB | North | YES | -0.021551 | 0 | 42 | 42 |  | 1 | Cogen | -1 | 0.28364 | 0 | 0 |  |  | 0 | 0 | -0.28364 | 0
3113 | LUFKINWB_1G | 1 | North | YES | -0.021532 | 0 | 0 | 50 |  | 1.01 | #N/A | -1 | 0.28362 | 50 | 50 |  |  | -1.0766 | 50 | -0.28362 | -14.181
3107 | STRYKER_1G | 1 | North | YES | -0.021484 | 145.6 | 45 | 182 | 0 | 1.029 | GST | -1 | 0.28357 | 182 | 182 |  |  | -3.9101 | 182 | -0.28357 | -51.61
3108 | STRYKER_2G | 2 | North | YES | -0.021484 | 484 | 75 | 484 | 0 | 1.029 | GST | -1 | 0.28357 | 484 | 484 |  |  | -10.3983 | 484 | -0.28357 | -137.2484
1941 | MDLTHELP_1G | 1 | North | YES | -0.021347 | 216.4 | 74 | 216.4 | 0 | 1 | CC | -1 | 0.28343 | 216.4 | 216.4 |  |  | -4.6195 | 216.4 | -0.28343 | -61.3352
1942 | MDLTHELP_2G | 2 | North | YES | -0.021347 | 216.1 | 74 | 216.1 | 0 | 1 | CC | -1 | 0.28343 | 216.1 | 216.1 |  |  | -4.6131 | 216.1 | -0.28343 | -61.2501
12322 | ENNSTRAC_1G | 1 | North | YES | -0.020853 | 196 | 130 | 196 | 0 | 1.036 | CC | -1 | 0.28294 | 196 | 196 |  |  | -4.0872 | 196 | -0.28294 | -55.4563
12323 | ENNSTRAC_2G | 2 | North | YES | -0.020853 | 116 | 100 | 116 | 0 | 1.036 | CC | -1 | 0.28294 | 116 | 116 |  |  | -2.4189 | 116 | -0.28294 | -32.8211
503 | NTHTEXAS01 | 1 | North | YES | -0.02062 | 0 | 5 | 18 |  | 1.015 | GST | -1 | 0.28271 | 18 | 18 |  |  | -0.37116 | 18 | -0.28271 | -5.0887
504 | NTHTEXAS02 | 2 | North | YES | -0.02062 | 14.4 | 5 | 18 |  | 1.015 | GST | -1 | 0.28271 | 18 | 18 |  |  | -0.37116 | 18 | -0.28271 | -5.0887
505 | NTHTEXAS03 | 3 | North | YES | -0.02062 | 30.4 | 15 | 38 |  | 1.015 | GST | -1 | 0.28271 | 38 | 38 |  |  | -0.78356 | 38 | -0.28271 | -10.7429
3126 | TRINIDAD_6G | 1 | North | YES | -0.020544 | 179.2 | 46 | 224 | 0 | 1 | GST | -1 | 0.28263 | 224 | 224 |  |  | -4.6019 | 224 | -0.28263 | -63.3094
1937 | MDLTHELP_5G | 5 | North | YES | -0.020422 | 224 | 74 | 224 | 0 | 1 | CC | -1 | 0.28251 | 224 | 224 |  |  | -4.5745 | 224 | -0.28251 | -63.2821
1938 | MDLTHELP_6G | 6 | North | YES | -0.020422 | 226 | 74 | 226 | 0 | 1 | CC | -1 | 0.28251 | 226 | 226 |  |  | -4.6154 | 226 | -0.28251 | -63.8471
1943 | MDLTHELP_3G | 3 | North | YES | -0.020422 | 212 | 74 | 212 | 0 | 1 | CC | -1 | 0.28251 | 212 | 212 |  |  | -4.3295 | 212 | -0.28251 | -59.8919
1944 | MDLTHELP_4G | 4 | North | YES | -0.020422 | 211 | 74 | 211 | 0 | 1 | CC | -1 | 0.28251 | 211 | 211 |  |  | -4.309 | 211 | -0.28251 | -59.6094
13134 | CALFREST_4G | 4 | North | YES | -0.019839 | 151.5 | 40 | 151.5 | 0 | 1.031 | CC | -1 | 0.28193 | 151.5 | 151.5 |  |  | -3.0056 | 151.5 | -0.28193 | -42.7118
13135 | CALFREST_5G | 5 | North | YES | -0.019839 | 152.3 | 57 | 152.3 | 0 | 1.031 | CC | -1 | 0.28193 | 152.3 | 152.3 |  |  | -3.0215 | 152.3 | -0.28193 | -42.9374
13136 | CALFREST_6G | 6 | North | YES | -0.019839 | 177.5 | 40 | 177.5 | 0 | 1.031 | CC | -1 | 0.28193 | 177.5 | 177.5 |  |  | -3.5214 | 177.5 | -0.28193 | -50.0419
13131 | CALFREST_1G | 1 | North | YES | -0.019765 | 150.7 | 40 | 150.7 | 0 | 1.031 | CC | -1 | 0.28185 | 150.7 | 150.7 |  |  | -2.9786 | 150.7 | -0.28185 | -42.4751
13132 | CALFREST_2G | 2 | North | YES | -0.019765 | 151 | 57 | 151 | 0 | 1.031 | CC | -1 | 0.28185 | 151 | 151 |  |  | -2.9845 | 151 | -0.28185 | -42.5597
13133 | CALFREST_3G | 3 | North | YES | -0.019765 | 177.4 | 40 | 177.4 | 0 | 1.031 | CC | -1 | 0.28185 | 177.4 | 177.4 |  |  | -3.5063 | 177.4 | -0.28185 | -50.0006
1889 | DECRDOVA_1G | 1 | North | YES | -0.019645 | 779 | 255 | 779 | 0 | 1.02 | GSC | -1 | 0.28173 | 779 | 779 |  |  | -15.3035 | 779 | -0.28173 | -219.4694
3381 | BBRN_1G | 1 | North | YES | -0.019436 | 618 | 225 | 618 | 0 | 1.03 | LIGCO | -1 | 0.28152 | 0 | 618 |  |  | 0 | 0 | -0.28152 | 0
3382 | BBRN_2G | 2 | North | YES | -0.019436 | 589 | 225 | 589 | 0 | 1.03 | LIGCO | -1 | 0.28152 | 0 | 589 |  |  | 0 | 0 | -0.28152 | 0
1479 | WFCOGEN_1G | 2 | North | YES | -0.018986 | 16 | 12 | 20 | 0 | 1 | Cogen | -1 | 0.28107 | 0 | 0 |  |  | 0 | 0 | -0.28107 | 0
1479 | WFCOGEN_1G | 1 | North | YES | -0.018986 | 16 | 12 | 20 | 0 | 1 | Cogen | -1 | 0.28107 | 0 | 0 |  |  | 0 | 0 | -0.28107 | 0
1482 | WFCOGEN_2G | 2 | North | YES | -0.018986 | 13.6 | 12 | 17 | 0 | 1 | Cogen | -1 | 0.28107 | 0 | 0 |  |  | 0 | 0 | -0.28107 | 0
1482 | WFCOGEN_2G | 1 | North | YES | -0.018986 | 16 | 12 | 20 | 0 | 1 | Cogen | -1 | 0.28107 | 0 | 0 |  |  | 0 | 0 | -0.28107 | 0
48721 | LEG_1___1 | 1 | North | YES | -0.017465 | 827 | 357 | 827 | 0 | 1.0348 | LIGCO | -1 | 0.27955 | 0 | 827 |  |  | 0 | 0 | -0.27955 | 0
48722 | LEG_2___2 | 2 | North | YES | -0.017465 | 819 | 357 | 819 | 0 | 1.0348 | LIGCO | -1 | 0.27955 | 0 | 819 |  |  | 0 | 0 | -0.27955 | 0
39960 | TNTNPONE_18 | 1 | North | YES | -0.016601 | 152.3 | 30 | 152.3 |  | 1.04 | LIGCO | -1 | 0.27869 | 0 | 152.3 |  |  | 0 | 0 | -0.27869 | 0
39970 | TNTNPONE_28 | 1 | North | YES | -0.016601 | 153 | 30 | 153 |  | 1.04 | LIGCO | -1 | 0.27869 | 0 | 153 |  |  | 0 | 0 | -0.27869 | 0
1892 | DECRDOVA_2G | A | North | YES | -0.015933 | 65 | 65 | 70 | 0 | 1.025 | GGT | -1 | 0.27802 | 70 | 70 |  |  | -1.1153 | 70 | -0.27802 | -19.4614
1893 | DECRDOVA_3G | B | North | YES | -0.015933 | 65 | 65 | 69 | 0 | 1.025 | GGT | -1 | 0.27802 | 69 | 69 |  |  | -1.0994 | 69 | -0.27802 | -19.1834
1894 | DECRDOVA_4G | C | North | YES | -0.015933 | 65 | 65 | 69 | 0 | 1.025 | GGT | -1 | 0.27802 | 69 | 69 |  |  | -1.0994 | 69 | -0.27802 | -19.1834
1895 | DECRDOVA_5G | D | North | YES | -0.015933 | 65 | 65 | 68 | 0 | 1.025 | GGT | -1 | 0.27802 | 68 | 68 |  |  | -1.0834 | 68 | -0.27802 | -18.9054
366 | JNSNCNTY802 | 1 | North | YES | -0.015838 | 168 | 20 | 168 | 0 | 1.02 | Cogen | -1 | 0.27793 | 0 | 0 |  |  | 0 | 0 | -0.27793 | 0
367 | JNSNCNTY802 | 2 | North | YES | -0.015838 | 90 | 20 | 90 | 0 | 1.02 | Cogen | -1 | 0.27793 | 0 | 0 |  |  | 0 | 0 | -0.27793 | 0
1877 | WLFHOLW_1G | 1 | North | YES | -0.014506 | 217.3 | 89.2 | 217.3 | 0 | 1.032 | CC | -1 | 0.27659 | 217.3 | 217.3 |  |  | -3.1522 | 217.3 | -0.27659 | -60.1037
1878 | WLFHOLW_2G | 2 | North | YES | -0.014506 | 215.7 | 105 | 215.7 | 0 | 1.032 | CC | -1 | 0.27659 | 215.7 | 215.7 |  |  | -3.1289 | 215.7 | -0.27659 | -59.6611
1879 | WLFHOLW_3G | 3 | North | YES | -0.014506 | 272.4 | 89.2 | 272.4 | 0 | 1.032 | CC | -1 | 0.27659 | 272.4 | 272.4 |  |  | -3.9514 | 272.4 | -0.27659 | -75.344
990 | GIBN_CREK_G1 | 1 | North | YES | -0.014502 | 463 | 200 | 463 | 0 | 1.0275 | LIGCO | -1 | 0.27659 | 0 | 463 |  |  | 0 | 0 | -0.27659 | 0
32798 | BRYN_TAMUGEN | 1 | North | YES | -0.014338 | 32 | 0 | 32 |  | 1.02 | GST | -1 | 0.27643 | 32 | 32 |  |  | -0.45882 | 32 | -0.27643 | -8.8456
32886 | BRYN_ATKINS3 | MB | North | YES | -0.014293 | 0 | 5 | 12 |  | 1 | GST | -1 | 0.27638 | 0 | 0 |  |  | 0 | 0 | -0.27638 | 0
32887 | BRYN_ATKINS6 | MB | North | YES | -0.014293 | 0 | 12 | 51 |  | 1.028 | GST | -1 | 0.27638 | 0 | 0 |  |  | 0 | 0 | -0.27638 | 0
32888 | BRYN_ATKINS7 | 1 | North | YES | -0.014293 | 13.6 | 4 | 17 |  | 1.028 | GGT | -1 | 0.27638 | 17 | 17 |  |  | -0.24298 | 17 | -0.27638 | -4.6985
32890 | BRYN_ATKINS4 | MB | North | YES | -0.014293 | 0 | 5 | 22 |  | 1.031 | GST | -1 | 0.27638 | 0 | 0 |  |  | 0 | 0 | -0.27638 | 0
32891 | BRYN_ATKINS5 | MB | North | YES | -0.014293 | 0 | 5 | 25 |  | 1.031 | GST | -1 | 0.27638 | 0 | 0 |  |  | 0 | 0 | -0.27638 | 0
32883 | BRYN_DNSBY3 | 1 | North | YES | -0.014269 | 0 | 2 | 48 |  | 1.015 | GST | -1 | 0.27636 | 48 | 48 |  |  | -0.68491 | 48 | -0.27636 | -13.2651
32884 | BRYN_DNSBY13 | 1 | North | YES | -0.014269 | 46 | 2 | 46 | 0 | 1.015 | GST | -1 | 0.27636 | 46 | 46 |  |  | -0.65637 | 46 | -0.27636 | -12.7124
32892 | BRYN_DNSBY14 | 1 | North | YES | -0.014269 | 84 | 25 | 105 | 0 | 1.035 | GST | -1 | 0.27636 | 105 | 105 |  |  | -1.4982 | 105 | -0.27636 | -29.0174
48671 | FTR_GT1_5105 | 1 | North | YES | -0.013865 | 154.2 | 0 | 154.2 | 0 | 1.0319 | CC | -1 | 0.27595 | 154.2 | 154.2 |  |  | -2.138 | 154.2 | -0.27595 | -42.5518
48672 | FTR_GT2_5110 | 2 | North | YES | -0.013865 | 159 | 0 | 159 | 0 | 1.0319 | CC | -1 | 0.27595 | 159 | 159 |  |  | -2.2045 | 159 | -0.27595 | -43.8764
48673 | FTR_GT3_5085 | 3 | North | YES | -0.013865 | 158 | 0 | 158 | 0 | 1.0319 | CC | -1 | 0.27595 | 158 | 158 |  |  | -2.1907 | 158 | -0.27595 | -43.6004
48674 | FTR_CN4_5095 | 4 | North | YES | -0.013865 | 380 | 0 | 380 | 0 | 1.0319 | CC | -1 | 0.27595 | 380 | 380 |  |  | -5.2687 | 380 | -0.27595 | -104.8618
344 | MRSSHPRD | 1 | North | YES | -0.013841 | 12 | 0 | 12 |  | 1.03 | Hydro | -1 | 0.27593 | 0 | 0 |  |  | 0 | 0 | -0.27593 | 0
345 | MRSSHPRD01 | 2 | North | YES | -0.013841 | 12 | 0 | 12 |  | 1.03 | Hydro | -1 | 0.27593 | 0 | 0 |  |  | 0 | 0 | -0.27593 | 0
1898 | COMCHEPK_1G | 1 | North | YES | -0.013145 | 1159 | 1150 | 1159 | 0 | 1.032 | Nuc | -1 | 0.27523 | 0 | 0 |  |  | 0 | 0 | -0.27523 | 0
1899 | COMCHEPK_2G | 2 | North | YES | -0.013145 | 1159 | 1128 | 1159 | 0 | 1.032 | Nuc | -1 | 0.27523 | 0 | 0 |  |  | 0 | 0 | -0.27523 | 0
3403 | THOUSE_1G | 1 | North | YES | -0.013068 | 563 | 200 | 563 | 0 | 1.012 | GSC | -1 | 0.27516 | 563 | 563 |  |  | -7.3573 | 563 | -0.27516 | -154.9124
3404 | THOUSE_2G | 2 | North | YES | -0.013068 | 807 | 250 | 807 | 0 | 1.012 | GSC | -1 | 0.27516 | 807 | 807 |  |  | -10.5459 | 807 | -0.27516 | -222.0502
3416 | LAKE_CRK1_G | 1 | North | YES | -0.012246 | 60 | 33 | 75 |  | 1.029 | GST | -1 | 0.27433 | 75 | 75 |  |  | -0.91845 | 75 | -0.27433 | -20.575
3417 | LAKE_CRK2_G | 2 | North | YES | -0.012246 | 177.6 | 40 | 222 | 0 | 1.029 | GST | -1 | 0.27433 | 222 | 222 |  |  | -2.7186 | 222 | -0.27433 | -60.902
238 | BOSQUESW505 | 1 | North | YES | -0.011828 | 255 | 0 | 255 | 0 | 1.02 | CC | -1 | 0.27392 | 255 | 255 |  |  | -3.0161 | 255 | -0.27392 | -69.8484
239 | BOSQUESW502 | 1 | North | YES | -0.011828 | 119.2 | 0 | 149 | 0 | 1.02 | GGT | -1 | 0.27392 | 149 | 149 |  |  | -1.7624 | 149 | -0.27392 | -40.8134
247 | BOSQUESW501 | 2 | North | YES | -0.011828 | 124.8 | 0 | 156 | 0 | 1.02 | GGT | -1 | 0.27392 | 156 | 156 |  |  | -1.8452 | 156 | -0.27392 | -42.7308
244 | WHITNYDM01 | 1 | North | YES | -0.011334 | 15 | 0 | 15 | 0 | 1.035 | Hydro | -1 | 0.27342 | 0 | 0 |  |  | 0 | 0 | -0.27342 | 0
245 | WHITNYDM02 | 2 | North | YES | -0.011334 | 15 | 0 | 15 | 0 | 1.035 | Hydro | -1 | 0.27342 | 0 | 0 |  |  | 0 | 0 | -0.27342 | 0
251 | BOSQUESW803 | 2 | North | YES | -0.010855 | 150 | 0 | 150 |  | 1.032 | CC | -1 | 0.27294 | 150 | 150 |  |  | -1.6282 | 150 | -0.27294 | -40.9413
253 | BOSQUESW804 | 2 | North | YES | -0.010855 | 80 | 0 | 80 |  | 1.032 | CC | -1 | 0.27294 | 80 | 80 |  |  | -0.8684 | 80 | -0.27294 | -21.8354
48591 | CHE_GT2_5030 | 2 | Houston | YES | -0.01072 | 173 | 50 | 173 | 0 | 1.029 | Cogen | -1 | 0.27281 | 0 | 0 |  |  |  |  | -0.27281 | 0
48811 | CVC_GT3_5045 | 3 | Houston | YES | -0.01072 | 156 | 91.8 | 156 | 0 | 1.029 | Cogen | -1 | 0.27281 | 0 | 0 |  |  |  |  | -0.27281 | 0
48812 | CVC_GT2_5020 | 2 | Houston | YES | -0.01072 | 158 | 91.8 | 158 | 0 | 1.029 | Cogen | -1 | 0.27281 | 0 | 0 |  |  |  |  | -0.27281 | 0
48813 | CVC_GT1_5035 | 1 | Houston | YES | -0.01072 | 160 | 91.8 | 160 | 0 | 1.029 | Cogen | -1 | 0.27281 | 0 | 0 |  |  |  |  | -0.27281 | 0
48814 | CVC_ST5_5040 | 1 | Houston | YES | -0.01072 | 162 | 91.8 | 162 | 0 | 1.029 | Cogen | -1 | 0.27281 | 0 | 0 |  |  |  |  | -0.27281 | 0
48885 | THW_5152 | A | Houston | YES | -0.01037 | 46.4 | 5 | 58 |  | 1.0319 | GGT | -1 | 0.27246 | 58 | 58 |  |  |  |  | -0.27246 | -15.8025
48885 | THW_5152 | B | Houston | YES | -0.01037 | 47.2 | 5 | 59 |  | 1.0319 | GGT | -1 | 0.27246 | 59 | 59 |  |  |  |  | -0.27246 | -16.075
48886 | THW_5354 | D | Houston | YES | -0.01037 | 46.4 | 5 | 58 |  | 1.0319 | GGT | -1 | 0.27246 | 58 | 58 |  |  |  |  | -0.27246 | -15.8025
48886 | THW_5354 | C | Houston | YES | -0.01037 | 45.6 | 5 | 57 |  | 1.0319 | GGT | -1 | 0.27246 | 57 | 57 |  |  |  |  | -0.27246 | -15.5301
48887 | THW_5556 | F | Houston | YES | -0.01037 | 45.6 | 5 | 57 |  | 1.0319 | GGT | -1 | 0.27246 | 57 | 57 |  |  |  |  | -0.27246 | -15.5301
48887 | THW_5556 | E | Houston | YES | -0.01037 | 47.2 | 5 | 59 |  | 1.0319 | GGT | -1 | 0.27246 | 59 | 59 |  |  |  |  | -0.27246 | -16.075
48690 | GBY_GN5_5 | 5 | Houston | YES | -0.010342 | 318.4 | 81 | 398 |  | 1.0362 | GSC | -1 | 0.27243 | 398 | 398 |  |  |  |  | -0.27243 | -108.4268
48595 | BTE_GT2_8075 | 1 | Houston | YES | -0.010319 | 162.8 | 130 | 162.8 | 0 | 1.0261 | CC | -1 | 0.27241 | 162.8 | 162.8 |  |  |  |  | -0.27241 | -44.3477
48596 | BTE_GT3_8045 | 2 | Houston | YES | -0.010319 | 161.4 | 130 | 161.4 | 0 | 1.0261 | CC | -1 | 0.27241 | 161.4 | 161.4 |  |  |  |  | -0.27241 | -43.9664
48597 | BTE_GT4_8055 | 3 | Houston | YES | -0.010319 | 158.9 | 130 | 158.9 | 0 | 1.0261 | CC | -1 | 0.27241 | 158.9 | 158.9 |  |  |  |  | -0.27241 | -43.2853
48598 | BTE_ST1_8070 | 4 | Houston | YES | -0.010319 | 269.2 | 60 | 269.2 | 0 | 1.0261 | CC | -1 | 0.27241 | 269.2 | 269.2 |  |  |  |  | -0.27241 | -73.3317
48583 | CBY_GT4_1 | 1 | Houston | YES | -0.01026 | 172 | 0 | 172 | 0 | 1.026 | GSC | -1 | 0.27235 | 172 | 172 |  |  |  |  | -0.27235 | -46.8437
48584 | CBY_GT4_2 | 2 | Houston | YES | -0.01026 | 172 | 0 | 172 | 0 | 1.026 | CC | -1 | 0.27235 | 172 | 172 |  |  |  |  | -0.27235 | -46.8437
48585 | CBY_ST4_1 | 3 | Houston | YES | -0.01026 | 172 | 0 | 172 | 0 | 1.026 | CC | -1 | 0.27235 | 172 | 172 |  |  |  |  | -0.27235 | -46.8437
48815 | CVC_GT4_8005 | 4 | Houston | YES | -0.010254 | 165 | 91.8 | 165 |  | 1.0362 | Cogen | -1 | 0.27234 | 0 | 0 |  |  |  |  | -0.27234 | 0
48581 | CBY_GN1_1 | 1 | Houston | YES | -0.010235 | 595.2 | 108 | 744 | 0 | 1.0435 | GSC | -1 | 0.27232 | 744 | 744 |  |  |  |  | -0.27232 | -202.6077
48791 | PSA_GT1_8160 | 1 | Houston | YES | -0.010235 | 52 | 20.8 | 65 | 0 | 1.0362 | Cogen | -1 | 0.27232 | 0 | 0 |  |  |  |  | -0.27232 | 0
48792 | PSA_GT2_8155 | 2 | Houston | YES | -0.010235 | 52.8 | 20.3 | 66 | 0 | 1.0362 | Cogen | -1 | 0.27232 | 0 | 0 |  |  |  |  | -0.27232 | 0
48793 | PSA_GT3_8150 | 3 | Houston | YES | -0.010235 | 56 | 20.3 | 70 | 0 | 1.0362 | Cogen | -1 | 0.27232 | 0 | 0 |  |  |  |  | -0.27232 | 0
48794 | PSA_GT4_8145 | 4 | Houston | YES | -0.010235 | 52.8 | 20.3 | 66 | 0 | 1.0362 | Cogen | -1 | 0.27232 | 0 | 0 |  |  |  |  | -0.27232 | 0
48795 | PSA_GT5_8140 | 5 | Houston | YES | -0.010235 | 51.2 | 20.3 | 64 | 0 | 1.0362 | Cogen | -1 | 0.27232 | 0 | 0 |  |  |  |  | -0.27232 | 0
48796 | PSA_GN1_8165 | 1 | Houston | YES | -0.010235 | 83.2 | 43.1 | 104 | 0 | 1.0362 | Cogen | -1 | 0.27232 | 0 | 0 |  |  |  |  | -0.27232 | 0
48797 | PSA_GT6_8135 | 6 | Houston | YES | -0.010235 | 47.2 | 34.5 | 59 | 0 | 1.0362 | Cogen | -1 | 0.27232 | 0 | 0 |  |  |  |  | -0.27232 | 0
48651 | EP_1_2 | 2 | Houston | YES | -0.010233 | 17.7 | 10 | 21 | 0 | 1.0362 | Cogen | -1 | 0.27232 | 0 | 0 |  |  |  |  | -0.27232 | 0
48651 | EP_1_2 | 1 | Houston | YES | -0.010233 | 4 | 0 | 5 | 0 | 1.0362 | Cogen | -1 | 0.27232 | 0 | 0 |  |  |  |  | -0.27232 | 0
48883 | THW_GT1_GT_1 | B2 | Houston | YES | -0.010198 | 0 | 0 | 12 |  | 1.043 | GGT | -1 | 0.27229 | 12 | 12 |  |  |  |  | -0.27229 | -3.2674
49803 | EXN_15GT | 1 | Houston | YES | -0.010176 | 33 | 8.3 | 34 |  | 1.0326 | Cogen | -1 | 0.27226 | 0 | 0 |  |  |  |  | -0.27226 | 0
49804 | EXN_16GT | 2 | Houston | YES | -0.010176 | 32 | 8.3 | 34.7 |  | 1.0326 | Cogen | -1 | 0.27226 | 0 | 0 |  |  |  |  | -0.27226 | 0
49805 | EXN_17GT | 3 | Houston | YES | -0.010176 | 31 | 8.3 | 32.7 |  | 1.0326 | Cogen | -1 | 0.27226 | 0 | 0 |  |  |  |  | -0.27226 | 0
49826 | EXN938GT | 5 | Houston | YES | -0.010176 | 43 | 9.2 | 45.9 | 0 | 1.0326 | Cogen | -1 | 0.27226 | 0 | 0 |  |  |  |  | -0.27226 | 0
49828 | EXN941GT | 10 | Houston | YES | -0.010176 | 17.7 | 5.4 | 17.7 | 0 | 1.0326 | Cogen | -1 | 0.27226 | 0 | 0 |  |  |  |  | -0.27226 | 0
49829 | EXN942GT | 11 | Houston | YES | -0.010176 | 20 | 5.4 | 20.4 | 0 | 1.0326 | Cogen | -1 | 0.27226 | 0 | 0 |  |  |  |  | -0.27226 | 0
49830 | EXN943GT | 12 | Houston | YES | -0.010176 | 19 | 5.4 | 19.9 | 0 | 1.0326 | Cogen | -1 | 0.27226 | 0 | 0 |  |  |  |  | -0.27226 | 0
49831 | EXN944GT | 13 | Houston | YES | -0.010176 | 33 | 5.4 | 35 | 0 | 1.0326 | Cogen | -1 | 0.27226 | 0 | 0 |  |  |  |  | -0.27226 | 0
49832 | EXN945GT | 9 | Houston | YES | -0.010176 | 18.5 | 9.2 | 18.5 | 0 | 1.0326 | Cogen | -1 | 0.27226 | 0 | 0 |  |  |  |  | -0.27226 | 0
49837 | EXN_GT | 4 | Houston | YES | -0.010176 | 81 | 21.3 | 85.4 | 0 | 1.0326 | Cogen | -1 | 0.27226 | 0 | 0 |  |  |  |  | -0.27226 | 0
49838 | EXN_14GT | 14 | Houston | YES | -0.010176 | 140 | 0 | 148 |  | 1.0326 | Cogen | -1 | 0.27226 | 0 | 0 |  |  |  |  | -0.27226 | 0
48582 | CBY_GN2_2 | 2 | Houston | YES | -0.010155 | 596.8 | 110 | 746 | 0 | 1.0435 | GSC | -1 | 0.27224 | 746 | 746 |  |  |  |  | -0.27224 | -203.0927
48873 | THW_ST3_ST_3 | 3 | Houston | YES | -0.010122 | 107 | 19 | 107 | 0 | 1.0435 | CC | -1 | 0.27221 | 107 | 107 |  |  |  |  | -0.27221 | -29.1264
48874 | THW_ST4_ST_4 | 4 | Houston | YES | -0.010122 | 108 | 19 | 108 | 0 | 1.0435 | CC | -1 | 0.27221 | 108 | 108 |  |  |  |  | -0.27221 | -29.3986
48875 | THW_3132 | B | Houston | YES | -0.010122 | 53 | 5 | 53 | 0 | 1.0435 | CC | -1 | 0.27221 | 53 | 53 |  |  |  |  | -0.27221 | -14.4271
48875 | THW_3132 | A | Houston | YES | -0.010122 | 55 | 5 | 55 | 0 | 1.0435 | CC | -1 | 0.27221 | 55 | 55 |  |  |  |  | -0.27221 | -14.9715
48877 | THW_3334 | C | Houston | YES | -0.010122 | 55 | 5 | 55 | 0 | 1.0435 | CC | -1 | 0.27221 | 55 | 55 |  |  |  |  | -0.27221 | -14.9715
48877 | THW_3334 | D | Houston | YES | -0.010122 | 57 | 5 | 57 | 0 | 1.0435 | CC | -1 | 0.27221 | 57 | 57 |  |  |  |  | -0.27221 | -15.5159
48879 | THW_4142 | E | Houston | YES | -0.010122 | 56 | 5 | 56 | 0 | 1.0435 | CC | -1 | 0.27221 | 56 | 56 |  |  |  |  | -0.27221 | -15.2437
48879 | THW_4142 | F | Houston | YES | -0.010122 | 55 | 5 | 55 | 0 | 1.0435 | CC | -1 | 0.27221 | 55 | 55 |  |  |  |  | -0.27221 | -14.9715
48881 | THW_4344 | G | Houston | YES | -0.010122 | 58 | 5 | 58 | 0 | 1.0435 | CC | -1 | 0.27221 | 58 | 58 |  |  |  |  | -0.27221 | -15.7881
48881 | THW_4344 | H | Houston | YES | -0.010122 | 58 | 5 | 58 | 0 | 1.0435 | CC | -1 | 0.27221 | 58 | 58 |  |  |  |  | -0.27221 | -15.7881
48593 | CHE_GT1_8015 | 1 | Houston | YES | -0.01005 | 173 | 50 | 173 | 0 | 1.0362 | Cogen | -1 | 0.27214 | 0 | 0 |  |  |  |  | -0.27214 | 0
48594 | CHE_GN4_8025 | 4 | Houston | YES | -0.01005 | 142 | 60 | 142 | 0 | 1.0362 | Cogen | -1 | 0.27214 | 0 | 0 |  |  |  |  | -0.27214 | 0
48511 | LPE_GT1_8070 | 1 | Houston | YES | -0.010036 | 42 | 0 | 42 | 0 | 1.0362 | GGT | -1 | 0.27212 | 42 | 42 |  |  |  |  | -0.27212 | -11.4292
48512 | LPE_GT2_8075 | 2 | Houston | YES | -0.010036 | 42 | 0 | 42 | 0 | 1.0362 | GGT | -1 | 0.27212 | 42 | 42 |  |  |  |  | -0.27212 | -11.4292
48513 | LPE_GT3_8080 | 3 | Houston | YES | -0.010036 | 39 | 0 | 39 | 0 | 1.0362 | GGT | -1 | 0.27212 | 39 | 39 |  |  |  |  | -0.27212 | -10.6128
48514 | LPE_GT4_8085 | 4 | Houston | YES | -0.010036 | 39 | 0 | 39 | 0 | 1.0362 | GGT | -1 | 0.27212 | 39 | 39 |  |  |  |  | -0.27212 | -10.6128
48500 | APD_GT1_8005 | 1 | Houston | YES | -0.010033 | 137.6 | 54.6 | 137.6 |  | 1.0362 | Cogen | -1 | 0.27212 | 0 | 0 |  |  |  |  | -0.27212 | 0
48820 | SHELLG1_3015 | 1 | Houston | YES | -0.009984 | 71 | 34.5 | 71 |  | 1.029 | Cogen | -1 | 0.27207 | 0 | 0 |  |  |  |  | -0.27207 | 0
48821 | SHELLG2 | 2 | Houston | YES | -0.009984 | 72 | 34.5 | 72 |  | 1.029 | Cogen | -1 | 0.27207 | 0 | 0 |  |  |  |  | -0.27207 | 0
48822 | SHELLG3_3020 | 2 | Houston | YES | -0.009984 | 30 | 0 | 30 |  | 1.029 | Cogen | -1 | 0.27207 | 0 | 0 |  |  |  |  | -0.27207 | 0
48822 | SHELLG3_3020 | 1 | Houston | YES | -0.009984 | 39 | 0 | 39 |  | 1.029 | Cogen | -1 | 0.27207 | 0 | 0 |  |  |  |  | -0.27207 | 0
48740 | PSG_GN2_8050 | 1 | Houston | YES | -0.009953 | 182 | 60 | 182 | 0 | 1.0326 | Cogen | -1 | 0.27204 | 0 | 0 |  |  |  |  | -0.27204 | 0
48741 | PSG_GT2_8040 | 1 | Houston | YES | -0.009953 | 158.6 | 50 | 158.6 | 0 | 1.0326 | Cogen | -1 | 0.27204 | 0 | 0 |  |  |  |  | -0.27204 | 0
48742 | PSG_GT3_8060 | 1 | Houston | YES | -0.009953 | 157 | 50 | 157 | 0 | 1.0326 | Cogen | -1 | 0.27204 | 0 | 0 |  |  |  |  | -0.27204 | 0
48611 | DIB_GT1_8080 | 1 | Houston | YES | -0.009952 | 64 | 0 | 64 | 0 | 1.0326 | Cogen | -1 | 0.27204 | 0 | 0 |  |  |  |  | -0.27204 | 0
48612 | DIB_GT2_8075 | 2 | Houston | YES | -0.009952 | 63.2 | 0 | 63.2 | 0 | 1.0326 | Cogen | -1 | 0.27204 | 0 | 0 |  |  |  |  | -0.27204 | 0
48613 | DIB_ST1_8085 | 3 | Houston | YES | -0.009952 | 67.9 | 30 | 82.6 | 0 | 1.0326 | Cogen | -1 | 0.27204 | 0 | 0 |  |  |  |  | -0.27204 | 0
48614 | DIB_GT3_8090 | 4 | Houston | YES | -0.009952 | 73.6 | 15 | 73.6 | 0 | 1.0326 | Cogen | -1 | 0.27204 | 0 | 0 |  |  |  |  | -0.27204 | 0
48854 | SRB_GN4_4 | 4 | Houston | YES | -0.009952 | 182.4 | 35 | 228 | 0 | 1.0326 | GST | -1 | 0.27204 | 228 | 228 |  |  |  |  | -0.27204 | -62.0249
48845 | SOL_GT1 | 1 | Houston | YES | -0.009951 | 16.2 | 15.4 | 16.2 |  | 1.0326 | Solar | -1 | 0.27204 | 16.2 | 16.2 |  |  |  |  | -0.27204 | -4.407
48853 | SRB_GN3_3 | 3 | Houston | YES | -0.009951 | 170.4 | 35 | 213 |  | 1.0326 | GST | -1 | 0.27204 | 213 | 213 |  |  |  |  | -0.27204 | -57.9441
48551 | CAL_GT1_8045 | 1 | Houston | YES | -0.009946 | 149 | 0 | 149 | 0 | 1.0326 | Cogen | -1 | 0.27203 | 0 | 0 |  |  |  |  | -0.27203 | 0
48552 | CAL_ST1_8000 | 2 | Houston | YES | -0.009946 | 65.1 | 0 | 65.1 | 0 | 1.0326 | Cogen | -1 | 0.27203 | 0 | 0 |  |  |  |  | -0.27203 | 0
48851 | SRB_GN1_1 | 1 | Houston | YES | -0.009945 | 132 | 26 | 165 | 0 | 1.0217 | GST | -1 | 0.27203 | 165 | 165 |  |  |  |  | -0.27203 | -44.8853
48852 | SRB_GN2_2 | 2 | Houston | YES | -0.009943 | 140.8 | 26 | 176 | 0 | 1.0217 | GST | -1 | 0.27203 | 176 | 176 |  |  |  |  | -0.27203 | -47.8773
48855 | SRB_GT211035 | B1 | Houston | YES | -0.009942 | 0 | 0 | 18 |  | 1.014 | GGT | -1 | 0.27203 | 18 | 18 |  |  |  |  | -0.27203 | -4.8965
48855 | SRB_GT211035 | B2 | Houston | YES | -0.009942 | 0 | 0 | 12 |  | 1.014 | GGT | -1 | 0.27203 | 12 | 12 |  |  |  |  | -0.27203 | -3.2643
48761 | PR_GT1__9040 | 1 | Houston | YES | -0.009921 | 26 | 0 | 35 |  | 1 | Cogen | -1 | 0.27201 | 0 | 0 |  |  |  |  | -0.27201 | 0
48641 | DPEC_GT15040 | 1 | Houston | YES | -0.009894 | 163.2 | 98 | 163.2 | 0 | 1.0319 | CC | -1 | 0.27198 | 163.2 | 163.2 |  |  |  |  | -0.27198 | -44.3873
48642 | DPEC_GT25025 | 2 | Houston | YES | -0.009894 | 157.1 | 98 | 157.1 | 0 | 1.0319 | CC | -1 | 0.27198 | 157.1 | 157.1 |  |  |  |  | -0.27198 | -42.7282
48643 | DPEC_GT35010 | 3 | Houston | YES | -0.009894 | 157.5 | 98 | 157.5 | 0 | 1.0319 | CC | -1 | 0.27198 | 157.5 | 157.5 |  |  |  |  | -0.27198 | -42.837
48644 | DPEC_GT45070 | 4 | Houston | YES | -0.009894 | 157 | 98 | 157 | 0 | 1.0319 | CC | -1 | 0.27198 | 157 | 157 |  |  |  |  | -0.27198 | -42.701
48645 | DPEC_ST55065 | 5 | Houston | YES | -0.009894 | 282 | 0 | 282 | 0 | 1.0319 | CC | -1 | 0.27198 | 282 | 282 |  |  |  |  | -0.27198 | -76.6987
48841 | SJS_GT1_GT1 | 1 | Houston | YES | -0.009874 | 62.4 | 49 | 78 | 0 | 1.0362 | Cogen | -1 | 0.27196 | 0 | 0 |  |  |  |  | -0.27196 | 0
48842 | SJS_GT2_GT2 | 2 | Houston | YES | -0.009874 | 64.8 | 49 | 81 | 0 | 1.0362 | Cogen | -1 | 0.27196 | 0 | 0 |  |  |  |  | -0.27196 | 0
48691 | GBY_73741085 | A | Houston | YES | -0.009857 | 37.6 | 20 | 47 | 0 | 1.0362 | GGT | -1 | 0.27194 | 47 | 47 |  |  |  |  | -0.27194 | -12.7814
48691 | GBY_73741085 | B | Houston | YES | -0.009857 | 37.6 | 20 | 47 | 0 | 1.0362 | GGT | -1 | 0.27194 | 47 | 47 |  |  |  |  | -0.27194 | -12.7814
48692 | GBY_81821075 | C | Houston | YES | -0.009857 | 37.6 | 20 | 47 | 0 | 1.0362 | GGT | -1 | 0.27194 | 47 | 47 |  |  |  |  | -0.27194 | -12.7814
48692 | GBY_81821075 | D | Houston | YES | -0.009857 | 44 | 20 | 55 | 0 | 1.0362 | GGT | -1 | 0.27194 | 55 | 55 |  |  |  |  | -0.27194 | -14.9569
48693 | GBY_83841065 | E | Houston | YES | -0.009857 | 45.6 | 20 | 57 | 0 | 1.0362 | GGT | -1 | 0.27194 | 57 | 57 |  |  |  |  | -0.27194 | -15.5008
48693 | GBY_83841065 | F | Houston | YES | -0.009857 | 43.2 | 20 | 54 | 0 | 1.0362 | GGT | -1 | 0.27194 | 54 | 54 |  |  |  |  | -0.27194 | -14.685
48531 | BYU_GT1_8075 | 1 | Houston | YES | -0.009783 | 65 | 0 | 65 |  | 1.0362 | Cogen | -1 | 0.27187 | 0 | 0 |  |  |  |  | -0.27187 | 0
48532 | BYU_GT2_8055 | 2 | Houston | YES | -0.009783 | 62 | 0 | 62 |  | 1.0362 | Cogen | -1 | 0.27187 | 0 | 0 |  |  |  |  | -0.27187 | 0
48533 | BYU_GT3_8060 | 3 | Houston | YES | -0.009783 | 67 | 0 | 67 |  | 1.0362 | Cogen | -1 | 0.27187 | 0 | 0 |  |  |  |  | -0.27187 | 0
48534 | BYU_GT4_8065 | 4 | Houston | YES | -0.009783 | 65 | 0 | 65 |  | 1.0362 | Cogen | -1 | 0.27187 | 0 | 0 |  |  |  |  | -0.27187 | 0
48561 | CTL_GT2_8130 | 1 | Houston | YES | -0.009735 | 73.5 | 30.3 | 91.9 |  | 1.0362 | Cogen | -1 | 0.27182 | 0 | 0 |  |  |  |  | -0.27182 | 0
48562 | CTL_GT3_8135 | 2 | Houston | YES | -0.009735 | 70.1 | 30.3 | 87.6 |  | 1.0362 | Cogen | -1 | 0.27182 | 0 | 0 |  |  |  |  | -0.27182 | 0
48563 | CTL_GT4_8140 | 3 | Houston | YES | -0.009735 | 69.6 | 30.3 | 87 |  | 1.0362 | Cogen | -1 | 0.27182 | 0 | 0 |  |  |  |  | -0.27182 | 0
48564 | CTL_GN1_8145 | 4 | Houston | YES | -0.009735 | 43.6 | 12.9 | 54.5 |  | 1.0362 | Cogen | -1 | 0.27182 | 0 | 0 |  |  |  |  | -0.27182 | 0
48565 | CTL_GN2_8155 | 5 | Houston | YES | -0.009735 | 9.8 | 3.4 | 12.2 |  | 1.0362 | Cogen | -1 | 0.27182 | 0 | 0 |  |  |  |  | -0.27182 | 0
48772 | PHR_GN2_2 | MB | Houston | YES | -0.009607 | 0 | 72 | 459 |  | 1.0362 | GSC | -1 | 0.27169 | 0 | 0 |  |  |  |  | -0.27169 | 0
38580 | TNBP_CGN1_8 | 1 | Houston | YES | -0.009426 | 70.8 | 0 | 70.8 | 0 | 1.005 | Cogen | -1 | 0.27151 | 0 | 0 |  |  |  |  | -0.27151 | 0
38590 | TNBP_CGN2_8 | 2 | Houston | YES | -0.009426 | 66.7 | 0 | 66.7 | 0 | 1.005 | Cogen | -1 | 0.27151 | 0 | 0 |  |  |  |  | -0.27151 | 0
38600 | TNBP_CGN3_8 | 5 | Houston | YES | -0.009426 | 53 | 0 | 53 | 0 | 1.005 | Cogen | -1 | 0.27151 | 0 | 0 |  |  |  |  | -0.27151 | 0
38611 | TNBPAMCG1_8 | 1 | Houston | YES | -0.009426 | 153.2 | 0 | 153.2 | 0 | 1.005 | Cogen | -1 | 0.27151 | 0 | 0 |  |  |  |  | -0.27151 | 0
38612 | TNBPAMCG2_8 | 2 | Houston | YES | -0.009426 | 153.5 | 0 | 153.5 | 0 | 1.005 | Cogen | -1 | 0.27151 | 0 | 0 |  |  |  |  | -0.27151 | 0
38613 | TNBPAMCG3_8 | 3 | Houston | YES | -0.009426 | 152.3 | 0 | 152.3 | 0 | 1.005 | Cogen | -1 | 0.27151 | 0 | 0 |  |  |  |  | -0.27151 | 0
38614 | TNBPAMCG4_8 | 4 | Houston | YES | -0.009426 | 96 | 0 | 96 |  | 1.005 | Cogen | -1 | 0.27151 | 0 | 0 |  |  |  |  | -0.27151 | 0
38615 | TNBPAMCG5_8 | 1 | Houston | YES | -0.009426 | 244 | 0 | 244 | 0 | 1.005 | Cogen | -1 | 0.27151 | 0 | 0 |  |  |  |  | -0.27151 | 0
38690 | TNBP_CGN4_8 | 3 | Houston | YES | -0.009426 | 40 | 0 | 40 |  | 1.005 | Cogen | -1 | 0.27151 | 0 | 0 |  |  |  |  | -0.27151 | 0
38711 | TNTXCTY1CG8 | 1 | Houston | YES | -0.009426 | 100.3 | 59 | 100.3 | 0 | 1 | Cogen | -1 | 0.27151 | 0 | 0 |  |  |  |  | -0.27151 | 0
38712 | TNTXCTY2CG8 | 1 | Houston | YES | -0.009426 | 92.9 | 59 | 92.9 | 0 | 1 | Cogen | -1 | 0.27151 | 0 | 0 |  |  |  |  | -0.27151 | 0
38713 | TNTXCTY3CG8 | 1 | Houston | YES | -0.009426 | 102.7 | 59 | 102.7 | 0 | 1 | Cogen | -1 | 0.27151 | 0 | 0 |  |  |  |  | -0.27151 | 0
38714 | TNTXCTY4CG8 | 1 | Houston | YES | -0.009426 | 103 | 59 | 103 | 0 | 1 | Cogen | -1 | 0.27151 | 0 | 0 |  |  |  |  | -0.27151 | 0
39470 | TNDOWCGNSG8 | 1 | Houston | YES | -0.009426 | 32 | 10 | 32 | 0 | 0.985 | Cogen | -1 | 0.27151 | 0 | 0 |  |  |  |  | -0.27151 | 0
39480 | TNDOWCGNGG8 | 1 | Houston | YES | -0.009426 | 30 | 10 | 30 | 0 | 0.985 | Cogen | -1 | 0.27151 | 0 | 0 |  |  |  |  | -0.27151 | 0
48921 | WAP_GN1_1 | 1 | Houston | YES | -0.009046 | 132.8 | 37 | 166 | 0 | 1.0362 | GST | -1 | 0.27113 | 166 | 166 |  |  |  |  | -0.27113 | -45.0081
48922 | WAP_GN2_2 | 2 | Houston | YES | -0.009046 | 132.8 | 37 | 166 | 0 | 1.0362 | GST | -1 | 0.27113 | 166 | 166 |  |  |  |  | -0.27113 | -45.0081
48923 | WAP_GN3_3 | 3 | Houston | YES | -0.009046 | 198.4 | 93 | 248 | 0 | 1.0362 | GST | -1 | 0.27113 | 248 | 248 |  |  |  |  | -0.27113 | -67.241
48924 | WAP_GN4_4 | 4 | Houston | YES | -0.009046 | 546 | 217 | 546 | 0 | 1.0362 | GSC | -1 | 0.27113 | 546 | 546 |  |  |  |  | -0.27113 | -148.0387
48925 | WAP_GN5_5 | 5 | Houston | YES | -0.009046 | 596.7 | 278 | 654 | 0 | 0.985 | LIGCO | -1 | 0.27113 | 0 | 654 |  |  |  |  | -0.27113 | 0
48929 | WAPGT21_GT1 | B1 | Houston | YES | -0.009046 | 0 | 0 | 13 |  | 1.05 | GGT | -1 | 0.27113 | 13 | 13 |  |  |  |  | -0.27113 | -3.5247
48510 | AK_GT1__8040 | 1 | Houston | YES | -0.008974 | 33.4 | 8.1 | 34 |  | 1.029 | Cogen | -1 | 0.27106 | 0 | 0 |  |  |  |  | -0.27106 | 0
48521 | BVE_GT1_GT1 | 1 | Houston | YES | -0.008921 | 167.7 | 0 | 167.7 |  | 1.035 | CC | -1 | 0.27101 | 167.7 | 167.7 |  |  |  |  | -0.27101 | -45.4481
48522 | BVE_GT2_5035 | 2 | Houston | YES | -0.008921 | 166.4 | 0 | 166.4 |  | 1.035 | CC | -1 | 0.27101 | 166.4 | 166.4 |  |  |  |  | -0.27101 | -45.0958
48523 | BVE_ST1_GN1 | 3 | Houston | YES | -0.008921 | 252.4 | 0 | 252.4 |  | 1.035 | CC | -1 | 0.27101 | 252.4 | 252.4 |  |  |  |  | -0.27101 | -68.4025
48926 | WAP_GN6_6 | 6 | Houston | YES | -0.008915 | 651 | 280 | 651 |  | 1.035 | LIGCO | -1 | 0.271 | 0 | 651 |  |  |  |  | -0.271 | 0
48927 | WAP_GN7_7 | 7 | Houston | YES | -0.008915 | 564 | 277 | 564 |  | 1.035 | LIGCO | -1 | 0.271 | 0 | 564 |  |  |  |  | -0.271 | 0
48928 | WAP_GN8_8 | 8 | Houston | YES | -0.008915 | 603 | 275 | 603 |  | 1.035 | LIGCO | -1 | 0.271 | 0 | 603 |  |  |  |  | -0.271 | 0
48730 | MNS_GT | 1 | Houston | YES | -0.008872 | 43 | 0 | 46.1 |  | 1.029 | Cogen | -1 | 0.27096 | 0 | 0 |  |  |  |  | -0.27096 | 0
39760 | TNSCLP1___8 | 1 | Houston | YES | -0.008191 | 93.4 | 20 | 116.8 | 0 | 1.04 | Cogen | -1 | 0.27028 | 0 | 0 |  |  |  |  | -0.27028 | 0
39770 | TNSCLP2___8 | 1 | Houston | YES | -0.008191 | 91.6 | 20 | 114.5 | 0 | 1.04 | Cogen | -1 | 0.27028 | 0 | 0 |  |  |  |  | -0.27028 | 0
39775 | TNSCLP4___8 | 1 | Houston | YES | -0.008191 | 95.2 | 20 | 119 | 0 | 1.04 | Cogen | -1 | 0.27028 | 0 | 0 |  |  |  |  | -0.27028 | 0
39790 | TNSCLP3___8 | 1 | Houston | YES | -0.008191 | 87.6 | 20 | 109.5 | 0 | 1.027 | Cogen | -1 | 0.27028 | 0 | 0 |  |  |  |  | -0.27028 | 0
48520 | BSF_GT1_8070 | 2 | Houston | YES | -0.007985 | 10 | 0 | 10 | 0 | 1.0326 | Cogen | -1 | 0.27007 | 0 | 0 |  |  |  |  | -0.27007 | 0
48520 | BSF_GT1_8070 | 1 | Houston | YES | -0.007985 | 72 | 0 | 72 | 0 | 1.0326 | Cogen | -1 | 0.27007 | 0 | 0 |  |  |  |  | -0.27007 | 0
49851 | DOW17000 | 37 | Houston | YES | -0.007737 | 39 | 0 | 62 | 0 | 1 | Cogen | -1 | 0.26982 | 0 | 0 |  |  |  |  | -0.26982 | 0
49858 | DOW38100 | 31 | Houston | YES | -0.007737 | 45 | 0 | 71.4 |  | 1 | Cogen | -1 | 0.26982 | 0 | 0 |  |  |  |  | -0.26982 | 0
49859 | DOW38200 | 33 | Houston | YES | -0.007737 | 28 | 0 | 45 | 0 | 1 | Cogen | -1 | 0.26982 | 0 | 0 |  |  |  |  | -0.26982 | 0
49860 | DOW38300 | 32 | Houston | YES | -0.007737 | 63 | 0 | 101 |  | 1 | Cogen | -1 | 0.26982 | 0 | 0 |  |  |  |  | -0.26982 | 0
49862 | DOW39100 | 36 | Houston | YES | -0.007737 | 54 | 0 | 86 | 0 | 1 | Cogen | -1 | 0.26982 | 0 | 0 |  |  |  |  | -0.26982 | 0
49863 | DOW39200 | 35 | Houston | YES | -0.007737 | 55 | 0 | 88 | 0 | 1 | Cogen | -1 | 0.26982 | 0 | 0 |  |  |  |  | -0.26982 | 0
49865 | DOW41000 | 41 | Houston | YES | -0.007737 | 31 | 0 | 50 |  | 1 | Cogen | -1 | 0.26982 | 0 | 0 |  |  |  |  | -0.26982 | 0
49866 | DOW42000 | 42 | Houston | YES | -0.007737 | 11 | 0 | 18 |  | 1 | Cogen | -1 | 0.26982 | 0 | 0 |  |  |  |  | -0.26982 | 0
49869 | DOW49000 | 45 | Houston | YES | -0.007737 | 59 | 0 | 94 |  | 1 | Cogen | -1 | 0.26982 | 0 | 0 |  |  |  |  | -0.26982 | 0
49870 | DOW61000 | 61 | Houston | YES | -0.007737 | 44 | 0 | 70 | 0 | 1 | Cogen | -1 | 0.26982 | 0 | 0 |  |  |  |  | -0.26982 | 0
49871 | DOW62000 | 62 | Houston | YES | -0.007737 | 40 | 0 | 63 | 0 | 1 | Cogen | -1 | 0.26982 | 0 | 0 |  |  |  |  | -0.26982 | 0
49872 | DOW63000 | 63 | Houston | YES | -0.007737 | 45 | 0 | 72 | 0 | 1 | Cogen | -1 | 0.26982 | 0 | 0 |  |  |  |  | -0.26982 | 0
49873 | DOW64000 | 64 | Houston | YES | -0.007737 | 41 | 0 | 64.8 | 0 | 1 | Cogen | -1 | 0.26982 | 0 | 0 |  |  |  |  | -0.26982 | 0
49876 | DOW65000 | 65 | Houston | YES | -0.007737 | 63 | 0 | 101 | 0 | 1 | Cogen | -1 | 0.26982 | 0 | 0 |  |  |  |  | -0.26982 | 0
49877 | DOW66000 | 66 | Houston | YES | -0.007737 | 61 | 0 | 97 | 0 | 1 | Cogen | -1 | 0.26982 | 0 | 0 |  |  |  |  | -0.26982 | 0
49878 | DOW67000 | 67 | Houston | YES | -0.007737 | 65 | 0 | 103 | 0 | 1 | Cogen | -1 | 0.26982 | 0 | 0 |  |  |  |  | -0.26982 | 0
49882 | DOW81000 | 81 | Houston | YES | -0.007737 | 47 | 0 | 76 | 0 | 1 | Cogen | -1 | 0.26982 | 0 | 0 |  |  |  |  | -0.26982 | 0
49884 | DOW82000 | 82 | Houston | YES | -0.007737 | 51 | 0 | 80 | 0 | 1 | Cogen | -1 | 0.26982 | 0 | 0 |  |  |  |  | -0.26982 | 0
49885 | DOW83000 | 83 | Houston | YES | -0.007737 | 51 | 0 | 80 | 0 | 1 | Cogen | -1 | 0.26982 | 0 | 0 |  |  |  |  | -0.26982 | 0
49886 | DOW84000 | 84 | Houston | YES | -0.007737 | 107 | 0 | 171 | 0 | 0.98 | Cogen | -1 | 0.26982 | 0 | 0 |  |  |  |  | -0.26982 | 0
48911 | TGF_GT1_8000 | 1 | Houston | YES | -0.00673 | 69.2 | 0 | 69.2 |  | 1.029 | Cogen | -1 | 0.26882 | 0 | 0 |  |  |  |  | -0.26882 | 0
48731 | CBE_GT1 | 1 | Houston | YES | -0.006558 | 76 | 0 | 76 | 0 | 1.029 | CC | -1 | 0.26865 | 76 | 76 |  |  |  |  | -0.26865 | -20.417
48732 | CBE_GT2 | 1 | Houston | YES | -0.006558 | 76 | 0 | 76 | 0 | 1.029 | CC | -1 | 0.26865 | 76 | 76 |  |  |  |  | -0.26865 | -20.417
48733 | CBE_ST12 | 1 | Houston | YES | -0.006558 | 105 | 0 | 105 | 0 | 1.029 | CC | -1 | 0.26865 | 105 | 105 |  |  |  |  | -0.26865 | -28.2077
48734 | CBE_GT3 | 1 | Houston | YES | -0.006558 | 76 | 0 | 76 | 0 | 1.029 | CC | -1 | 0.26865 | 76 | 76 |  |  |  |  | -0.26865 | -20.417
48735 | CBE_GT4 | 1 | Houston | YES | -0.006558 | 76 | 0 | 76 | 0 | 1.029 | CC | -1 | 0.26865 | 76 | 76 |  |  |  |  | -0.26865 | -20.417
48736 | CBE_ST34 | 1 | Houston | YES | -0.006558 | 105 | 0 | 105 | 0 | 1.029 | CC | -1 | 0.26865 | 105 | 105 |  |  |  |  | -0.26865 | -28.2077
5911 | STP_GN1___1 | 1 | Houston | YES | -0.006388 | 1333 | 1249 | 1333 | 0 | 1.0406 | Nuc | -1 | 0.26848 | 0 | 0 |  |  |  |  | -0.26848 | 0
5912 | STP_GN2___2 | 2 | Houston | YES | -0.006388 | 1332 | 1249 | 1332 | 0 | 1.0406 | Nuc | -1 | 0.26848 | 0 | 0 |  |  |  |  | -0.26848 | 0
3432 | SANDOW_4G | 4 | South | YES | -0.00608 | 580 | 225 | 580 | 0 | 1.029 | LIGCO | -1 | 0.26817 | 0 | 580 |  |  |  |  | -0.26817 | 0
13432 | SANDOW_5G | 5 | South | YES | -0.00608 | 581 | 225 | 581 | 0 | 1.029 | LIGCO | -1 | 0.26817 | 0 | 581 |  |  |  |  | -0.26817 | 0
332 | RWMILLER01 | 1 | North | YES | -0.00447 | 58.4 | 18.5 | 73 | 0 | 1.04 | GST | -1 | 0.26656 | 73 | 73 |  |  | -0.32631 | 73 | -0.26656 | -19.4587
333 | RWMILLER02 | 2 | North | YES | -0.00447 | 95.2 | 37 | 119 | 0 | 1.04 | GST | -1 | 0.26656 | 119 | 119 |  |  | -0.53193 | 119 | -0.26656 | -31.7203
334 | RWMILLER03 | 3 | North | YES | -0.00447 | 166.4 | 65 | 208 | 0 | 1.04 | GST | -1 | 0.26656 | 208 | 208 |  |  | -0.92976 | 208 | -0.26656 | -55.4439
335 | RWMILLER04 | 4 | North | YES | -0.00447 | 81.6 | 0 | 102 | 0 | 1.04 | GST | -1 | 0.26656 | 102 | 102 |  |  | -0.45594 | 102 | -0.26656 | -27.1888
336 | RWMILLER05 | 5 | North | YES | -0.00447 | 80.8 | 0 | 101 | 0 | 1.04 | GST | -1 | 0.26656 | 101 | 101 |  |  | -0.45147 | 101 | -0.26656 | -26.9223
7010 | L_FPPYD11_1Y | 1 | South | YES | -0.003802 | 547.4 | 200 | 606 | 0 | 1.02 | LIGCO | -1 | 0.26589 | 0 | 606 |  |  |  |  | -0.26589 | 0
7011 | L_FPPYD11_2Y | 2 | South | YES | -0.003802 | 552.2 | 200 | 598 | 0 | 1.02 | LIGCO | -1 | 0.26589 | 0 | 598 |  |  |  |  | -0.26589 | 0
7012 | L_FPPYD21_3Y | 3 | South | YES | -0.0038 | 427.5 | 200 | 436 | 0 | 1.02 | LIGCO | -1 | 0.26589 | 0 | 436 |  |  |  |  | -0.26589 | 0
7007 | L_LOSTPI1_1Y | 1 | South | YES | -0.003672 | 158.6 | 110 | 158 | 0 | 1 | CC | -1 | 0.26576 | 158 | 158 |  |  |  |  | -0.26576 | -41.9899
7008 | L_LOSTPI1_2Y | 2 | South | YES | -0.003672 | 157.7 | 107 | 160 | 0 | 1 | CC | -1 | 0.26576 | 160 | 160 |  |  |  |  | -0.26576 | -42.5215
7009 | L_LOSTPI1_3Y | 3 | South | YES | -0.003672 | 173.9 | 72 | 175 | 0 | 1 | CC | -1 | 0.26576 | 175 | 175 |  |  |  |  | -0.26576 | -46.5079
7303 | L_WPPGS12_1Y | 1 | South | YES | -0.003311 | 50 | 0 | 50 | 0 | 1.025 | GGT | -1 | 0.2654 | 50 | 50 |  |  |  |  | -0.2654 | -13.2699
7303 | L_WPPGS12_1Y | 2 | South | YES | -0.003311 | 50 | 0 | 50 | 0 | 1.025 | GGT | -1 | 0.2654 | 50 | 50 |  |  |  |  | -0.2654 | -13.2699
7305 | L_WPPGS34_1Y | 3 | South | YES | -0.003311 | 50 | 0 | 50 | 0 | 1.025 | GGT | -1 | 0.2654 | 50 | 50 |  |  |  |  | -0.2654 | -13.2699
7305 | L_WPPGS34_1Y | 4 | South | YES | -0.003311 | 50 | 0 | 50 | 0 | 1.025 | GGT | -1 | 0.2654 | 50 | 50 |  |  |  |  | -0.2654 | -13.2699
7807 | L_BASTEN1_1Y | 1 | South | YES | -0.003099 | 152.5 | 83.5 | 152.5 | 0 | 1.004 | CC | -1 | 0.26519 | 152.5 | 152.5 |  |  |  |  | -0.26519 | -40.4409
7808 | L_BASTEN1_2Y | 1 | South | YES | -0.003099 | 149.5 | 83.5 | 149.5 | 0 | 1.004 | CC | -1 | 0.26519 | 149.5 | 149.5 |  |  |  |  | -0.26519 | -39.6453
7809 | L_BASTEN1_3Y | 1 | South | YES | -0.003099 | 232.6 | 42 | 232.6 | 0 | 1.004 | CC | -1 | 0.26519 | 232.6 | 232.6 |  |  |  |  | -0.26519 | -61.6823
7004 | L_SIMGID1_1Y | 1 | South | YES | -0.002639 | 132 | 40 | 132 | 0 | 1.02 | GST | -1 | 0.26473 | 132 | 132 |  |  |  |  | -0.26473 | -34.9439
7005 | L_SIMGID1_2Y | 2 | South | YES | -0.002639 | 133 | 32 | 139 | 0 | 1.02 | GST | -1 | 0.26473 | 139 | 139 |  |  |  |  | -0.26473 | -36.7969
7006 | L_SIMGID1_3Y | 3 | South | YES | -0.002639 | 324.9 | 60 | 329 | 0 | 1.02 | GST | -1 | 0.26473 | 329 | 329 |  |  |  |  | -0.26473 | -87.0949
8134 | FOR #1 | 1 | South | YES | -0.002452 | 54.1 | 45 | 79 | 0 | 1.03 | Cogen | -1 | 0.26454 | 0 | 0 |  |  |  |  | -0.26454 | 0
8138 | FOR #2 | 2 | South | YES | -0.002452 | 63.1 | 45 | 81 | 0 | 1.03 | Cogen | -1 | 0.26454 | 0 | 0 |  |  |  |  | -0.26454 | 0
8153 | FOR #3 | 3 | South | YES | -0.002452 | 63.1 | 45 | 79.9 | 0 | 1.03 | Cogen | -1 | 0.26454 | 0 | 0 |  |  |  |  | -0.26454 | 0
8154 | FOR #4 | 4 | South | YES | -0.002452 | 63.1 | 60 | 80 | 0 | 1.03 | Cogen | -1 | 0.26454 | 0 | 0 |  |  |  |  | -0.26454 | 0
8155 | FOR #5 | 5 | South | YES | -0.002452 | 63.1 | 60 | 78.4 | 0 | 1.03 | Cogen | -1 | 0.26454 | 0 | 0 |  |  |  |  | -0.26454 | 0
8156 | FOR #6 | 6 | South | YES | -0.002452 | 24.9 | 5 | 25 | 0 | 1.03 | Cogen | -1 | 0.26454 | 0 | 0 |  |  |  |  | -0.26454 | 0
8157 | FOR #7 | 7 | South | YES | -0.002452 | 28.8 | 5 | 46 | 0 | 1.03 | Cogen | -1 | 0.26454 | 0 | 0 |  |  |  |  | -0.26454 | 0
80051 | FOR #8 | 8 | South | YES | -0.002452 | 28 | 28 | 28 | 0 | 1.016 | Cogen | -1 | 0.26454 | 0 | 0 |  |  |  |  | -0.26454 | 0
80052 | FOR #9 | 9 | South | YES | -0.002452 | 29.7 | 5 | 43.6 | 0 | 1.03 | Cogen | -1 | 0.26454 | 0 | 0 |  |  |  |  | -0.26454 | 0
80053 | FOR #10 | 10 | South | YES | -0.002452 | 68.4 | 45 | 75 | 0 | 1.03 | Cogen | -1 | 0.26454 | 0 | 0 |  |  |  |  | -0.26454 | 0
80226 | ALCOA G | 1 | South | YES | -0.002334 | 32.3 | 5 | 48 | 0 | 1.015 | Cogen | -1 | 0.26442 | 0 | 0 |  |  |  |  | -0.26442 | 0
9002 | DECKR_G3 | 3 | South | YES | -0.002028 | 0 | 24 | 42 |  | 1.015 | GGT | -1 | 0.26412 | 42 | 42 |  |  |  |  | -0.26412 | -11.0928
9003 | DECKR_G4 | 4 | South | YES | -0.002028 | 44 | 24 | 44 | 0 | 1.015 | GGT | -1 | 0.26412 | 44 | 44 |  |  |  |  | -0.26412 | -11.6211
9004 | DECKR_G5 | 5 | South | YES | -0.002028 | 44 | 24 | 44 | 0 | 1.015 | GGT | -1 | 0.26412 | 44 | 44 |  |  |  |  | -0.26412 | -11.6211
9005 | DECKR_G6 | 6 | South | YES | -0.002028 | 44 | 24 | 47 | 0 | 1.015 | GGT | -1 | 0.26412 | 47 | 47 |  |  |  |  | -0.26412 | -12.4134
8147 | UCAR #2 | 10 | South | YES | -0.001899 | 18.2 | 0 | 28 |  | 1 | Cogen | -1 | 0.26399 | 0 | 0 |  |  |  |  | -0.26399 | 0
8148 | UCAR #1 | 2 | South | YES | -0.001899 | 6.1 | 0 | 7 | 0 | 1.009 | Cogen | -1 | 0.26399 | 0 | 0 |  |  |  |  | -0.26399 | 0
80137 | CSDR89 | 9 | South | YES | -0.001899 | 0 | 0 | 15 |  | 1.003 | DCTie | -1 | 0.26399 | 0 | 0 |  |  |  |  | -0.26399 | 0
80137 | CSDR89 | 8 | South | YES | -0.001899 | 33.9 | 0 | 39 |  | 1.003 | DCTie | -1 | 0.26399 | 0 | 0 |  |  |  |  | -0.26399 | 0
80138 | CSDR7 | 7 | South | YES | -0.001899 | 6.1 | 0 | 7 | 0 | 1.014 | DCTie | -1 | 0.26399 | 0 | 0 |  |  |  |  | -0.26399 | 0
80139 | CSDR56 | 6 | South | YES | -0.001899 | 0 | 0 | 39 |  | 1.0033 | DCTie | -1 | 0.26399 | 0 | 0 |  |  |  |  | -0.26399 | 0
80139 | CSDR56 | 5 | South | YES | -0.001899 | 15 | 0 | 15 |  | 1.0033 | DCTie | -1 | 0.26399 | 0 | 0 |  |  |  |  | -0.26399 | 0
80140 | CSDR11 | 11 | South | YES | -0.001899 | 33.9 | 0 | 39 | 0 | 1.03 | DCTie | -1 | 0.26399 | 0 | 0 |  |  |  |  | -0.26399 | 0
9000 | DECKR_G1 | 1 | South | YES | -0.001808 | 280 | 50 | 321 | 0 | 1.015 | GST | -1 | 0.2639 | 321 | 321 |  |  |  |  | -0.2639 | -84.7103
9001 | DECKR_G2 | 2 | South | YES | -0.001808 | 400 | 50 | 426 | 0 | 1.015 | GST | -1 | 0.2639 | 426 | 426 |  |  |  |  | -0.2639 | -112.4193
80227 | AIRCO G | 1 | South | YES | -0.001804 | 7.2 | 0 | 8 | 0 | 1.0104 | Cogen | -1 | 0.26389 | 0 | 0 |  |  |  |  | -0.26389 | 0
9016 | SANDH_G1 | 1 | South | YES | -0.001799 | 45 | 2 | 49 | 0 | 1.0175 | GGT | -1 | 0.26389 | 49 | 49 |  |  |  |  | -0.26389 | -12.9304
9017 | SANDH_G2 | 2 | South | YES | -0.001799 | 45 | 2 | 46 | 0 | 1.0175 | GGT | -1 | 0.26389 | 46 | 46 |  |  |  |  | -0.26389 | -12.1388
9018 | SANDH_G3 | 3 | South | YES | -0.001799 | 45 | 2 | 46 | 0 | 1.0175 | GGT | -1 | 0.26389 | 46 | 46 |  |  |  |  | -0.26389 | -12.1388
9019 | SANDH_G4 | 4 | South | YES | -0.001799 | 0 | 2 | 47 |  | 1.0175 | GGT | -1 | 0.26389 | 47 | 47 |  |  |  |  | -0.26389 | -12.4026
9020 | SANDHG5A | 5A | South | YES | -0.001799 | 150 | 84 | 155 | 0 | 1.0175 | CC | -1 | 0.26389 | 155 | 155 |  |  |  |  | -0.26389 | -40.9024
9021 | SANDHG5C | 5C | South | YES | -0.001799 | 140 | 0 | 148 | 0 | 1.0175 | CC | -1 | 0.26389 | 148 | 148 |  |  |  |  | -0.26389 | -39.0552
80224 | VISTRONG1 | 1 | South | YES | -0.001777 | 13.1 | 0 | 15 | 0 | 1.01 | Cogen | -1 | 0.26386 | 0 | 0 |  |  |  |  | -0.26386 | 0
80225 | VISTRONG2 | 2 | South | YES | -0.001777 | 20.2 | 0 | 23 | 0 | 1.01 | Cogen | -1 | 0.26386 | 0 | 0 |  |  |  |  | -0.26386 | 0
8066 | DUP1V#1 | 1 | South | YES | -0.00163 | 52.3 | 0 | 73 | 0 | 1.01 | Cogen | -1 | 0.26372 | 0 | 0 |  |  |  |  | -0.26372 | 0
8173 | VICEC51A | 5 | South | YES | -0.001515 | 144 | 18 | 144 | 0 | 1.025 | CC | -1 | 0.2636 | 144 | 144 |  |  |  |  | -0.2636 | -37.9587
8174 | VICEC61A | 6 | South | YES | -0.001515 | 188 | 42 | 188 | 0 | 1.025 | CC | -1 | 0.2636 | 188 | 188 |  |  |  |  | -0.2636 | -49.5572
5508 | RAYBURNCC9 | 1 | South | YES | -0.001498 | 47.7 | 18.2 | 47.7 | 0 | 1.0296 | CC | -1 | 0.26359 | 47.7 | 47.7 |  |  |  |  | -0.26359 | -12.573
5509 | RAYBURNCC10 | 1 | South | YES | -0.001498 | 37.3 | 5.2 | 37.3 | 0 | 1.0296 | CC | -1 | 0.26359 | 37.3 | 37.3 |  |  |  |  | -0.26359 | -9.8317
5511 | RAYBURNCC7 | 1 | South | YES | -0.001498 | 47.5 | 18.2 | 47.5 | 0 | 1.0296 | CC | -1 | 0.26359 | 47.5 | 47.5 |  |  |  |  | -0.26359 | -12.5203
5512 | RAYBURNCC8 | 1 | South | YES | -0.001498 | 49.3 | 18.2 | 49.3 | 0 | 1.0296 | CC | -1 | 0.26359 | 49.3 | 49.3 |  |  |  |  | -0.26359 | -12.9947
7020 | L_AUSTPL1_1Y | 2 | South | YES | -0.001491 | 0 | 0 | 8 |  | 1 | Hydro | -1 | 0.26358 | 0 | 0 |  |  |  |  | -0.26358 | 0
7020 | L_AUSTPL1_1Y | 1 | South | YES | -0.001491 | 0 | 0 | 8 |  | 1 | Hydro | -1 | 0.26358 | 0 | 0 |  |  |  |  | -0.26358 | 0
5503 | RAYBURNGEN3 | 1 | South | YES | -0.001303 | 17.6 | 6 | 22 | 0 | 1.0223 | GST | -1 | 0.26339 | 22 | 22 |  |  |  |  | -0.26339 | -5.7946
5505 | RAYBURNGEN1 | 1 | South | YES | -0.001303 | 0 | 1 | 11 |  | 1.0223 | GGT | -1 | 0.26339 | 11 | 11 |  |  |  |  | -0.26339 | -2.8973
5506 | RAYBURNGEN2 | 1 | South | YES | -0.001303 | 0 | 1 | 11 |  | 1.0223 | GGT | -1 | 0.26339 | 11 | 11 |  |  |  |  | -0.26339 | -2.8973
8189 | CUECPL2A | 1 | South | YES | -0.001042 | 12 | 0 | 12 | 0 | 1.02 | Cogen | -1 | 0.26313 | 0 | 0 |  |  |  |  | -0.26313 | 0
7014 | L_HAYSEN1_1Y | 1 | South | YES | -0.000936 | 223.9 | 74 | 223.9 | 0 | 1.008 | CC | -1 | 0.26302 | 223.9 | 223.9 |  |  |  |  | -0.26302 | -58.8909
7015 | L_HAYSEN1_2Y | 2 | South | YES | -0.000936 | 225 | 74 | 225 | 0 | 1.008 | CC | -1 | 0.26302 | 225 | 225 |  |  |  |  | -0.26302 | -59.1802
7016 | L_HAYSEN1_3Y | 3 | South | YES | -0.000936 | 224.6 | 74 | 224.6 | 0 | 1.008 | CC | -1 | 0.26302 | 224.6 | 224.6 |  |  |  |  | -0.26302 | -59.075
7017 | L_HAYSEN1_4Y | 4 | South | YES | -0.000936 | 226.7 | 74 | 226.7 | 0 | 1.008 | CC | -1 | 0.26302 | 226.7 | 226.7 |  |  |  |  | -0.26302 | -59.6274
7624 | L_LAKEWO9_1Y | 1 | South | YES | -0.000935 | 0 | 0 | 2.4 |  | 1 | Hydro | -1 | 0.26302 | 0 | 0 |  |  |  |  | -0.26302 | 0
7624 | L_LAKEWO9_1Y | 2 | South | YES | -0.000935 | 0 | 0 | 2.4 |  | 1 | Hydro | -1 | 0.26302 | 0 | 0 |  |  |  |  | -0.26302 | 0
7810 | L_RIONOG1G1Y | 1 | South | YES | -0.0007 | 148 | 0 | 148 | 0 | 1.02 | CC | -1 | 0.26279 | 148 | 148 |  |  |  |  | -0.26279 | -38.8925
7811 | L_RIONOG1G2Y | 2 | South | YES | -0.0007 | 148 | 0 | 148 | 0 | 1.02 | CC | -1 | 0.26279 | 148 | 148 |  |  |  |  | -0.26279 | -38.8925
7812 | L_RIONOG1G3Y | 3 | South | YES | -0.0007 | 154 | 0 | 154 | 0 | 1.02 | CC | -1 | 0.26279 | 154 | 154 |  |  |  |  | -0.26279 | -40.4692
7813 | L_RIONOG1S1Y | 4 | South | YES | -0.0007 | 293 | 0 | 293 | 0 | 1.02 | CC | -1 | 0.26279 | 293 | 293 |  |  |  |  | -0.26279 | -76.9966
8926 | LGE_GT10A | 1 | South | YES | -0.00057 | 158 | 0 | 158 | 0 | 1.03 | Cogen | -1 | 0.26266 | 0 | 0 |  |  |  |  | -0.26266 | 0
8927 | LGE_GT20A | 2 | South | YES | -0.00057 | 153 | 0 | 153 | 0 | 1.03 | Cogen | -1 | 0.26266 | 0 | 0 |  |  |  |  | -0.26266 | 0
8928 | LGE_STG0A | 3 | South | YES | -0.00057 | 100 | 0 | 100 | 0 | 1.03 | Cogen | -1 | 0.26266 | 0 | 0 |  |  |  |  | -0.26266 | 0
8930 | ICPGN10A | 1 | South | YES | -0.00057 | 149 | 0 | 149 | 0 | 1.03 | Cogen | -1 | 0.26266 | 0 | 0 |  |  |  |  | -0.26266 | 0
8931 | ICPGN20A | 2 | South | YES | -0.00057 | 150 | 0 | 150 | 0 | 1.03 | Cogen | -1 | 0.26266 | 0 | 0 |  |  |  |  | -0.26266 | 0
8932 | ICPGN30A | 3 | South | YES | -0.00057 | 127 | 0 | 127 | 0 | 1.03 | Cogen | -1 | 0.26266 | 0 | 0 |  |  |  |  | -0.26266 | 0
80223 | REYSHR G | 1 | South | YES | -0.00057 | 12 | 0 | 12 | 0 | 1.032 | Cogen | -1 | 0.26266 | 0 | 0 |  |  |  |  | -0.26266 | 0
7605 | L_MCQUEE9_1Y | 2 | South | YES | -0.000547 | 0 | 0 | 2.4 |  | 1.025 | Hydro | -1 | 0.26263 | 0 | 0 |  |  |  |  | -0.26263 | 0
7605 | L_MCQUEE9_1Y | 1 | South | YES | -0.000547 | 0 | 0 | 2.4 |  | 1.025 | Hydro | -1 | 0.26263 | 0 | 0 |  |  |  |  | -0.26263 | 0
7605 | L_MCQUEE9_1Y | 3 | South | YES | -0.000547 | 0 | 0 | 2.8 |  | 1.025 | Hydro | -1 | 0.26263 | 0 | 0 |  |  |  |  | -0.26263 | 0
8161 | COLETO0A | 1 | South | YES | -0.000545 | 633 | 200 | 633 | 0 | 1.03 | LIGCO | -1 | 0.26263 | 0 | 633 |  |  |  |  | -0.26263 | 0
7800 | L_GUADGE1_1Y | 1 | South | YES | -0.000458 | 147 | 30 | 147 | 0 | 1.02 | CC | -1 | 0.26255 | 147 | 147 |  |  |  |  | -0.26255 | -38.5941
7801 | L_GUADGE1_2Y | 2 | South | YES | -0.000458 | 138 | 30 | 138 | 0 | 1.02 | CC | -1 | 0.26255 | 138 | 138 |  |  |  |  | -0.26255 | -36.2312
7802 | L_GUADGE1_3Y | 3 | South | YES | -0.000458 | 146 | 30 | 146 | 0 | 1.02 | CC | -1 | 0.26255 | 146 | 146 |  |  |  |  | -0.26255 | -38.3316
7803 | L_GUADGE1_4Y | 4 | South | YES | -0.000458 | 149 | 30 | 149 | 0 | 1.02 | CC | -1 | 0.26255 | 149 | 149 |  |  |  |  | -0.26255 | -39.1192
7804 | L_GUADGE1_5Y | 5 | South | YES | -0.000458 | 182 | 30 | 182 | 0 | 1.02 | CC | -1 | 0.26255 | 182 | 182 |  |  |  |  | -0.26255 | -47.7832
7805 | L_GUADGE1_6Y | 6 | South | YES | -0.000458 | 203 | 30 | 203 | 0 | 1.02 | CC | -1 | 0.26255 | 203 | 203 |  |  |  |  | -0.26255 | -53.2967
8560 | CNOPGT1 | 1 | South | YES | -0.000312 | 148.3 | 0 | 148.3 | 0 | 1.03 | Cogen | -1 | 0.2624 | 0 | 0 |  |  |  |  | -0.2624 | 0
8561 | CNOPGT2 | 2 | South | YES | -0.000312 | 148.6 | 0 | 148.6 | 0 | 1.03 | Cogen | -1 | 0.2624 | 0 | 0 |  |  |  |  | -0.2624 | 0
8562 | CNOPST1 | 3 | South | YES | -0.000312 | 153 | 0 | 153 | 0 | 1.03 | Cogen | -1 | 0.2624 | 0 | 0 |  |  |  |  | -0.2624 | 0
8456 | COSW#1 | 1 | South | YES | -0.000299 | 20 | 0 | 20 | 0 | 1.027 | Cogen | -1 | 0.26239 | 0 | 0 |  |  |  |  | -0.26239 | 0
8457 | COSW#2 | 2 | South | YES | -0.000299 | 14 | 0 | 14 | 0 | 1.027 | Cogen | -1 | 0.26239 | 0 | 0 |  |  |  |  | -0.26239 | 0
8459 | B_DAVIS0B | MB | South | YES | -0.000265 | 0 | 50 | 339 |  | 1.03 | GSC | -1 | 0.26235 | 0 | 0 |  |  |  |  | -0.26235 | 0
8460 | B_DAVIS0A | MB | South | YES | -0.000265 | 0 | 50 | 340 |  | 1.03 | GSC | -1 | 0.26235 | 0 | 0 |  |  |  |  | -0.26235 | 0
8506 | VAL #1 | 1 | South | YES | -0.000232 | 20.9 | 0 | 25 | 0 | 1.0055 | Cogen | -1 | 0.26232 | 0 | 0 |  |  |  |  | -0.26232 | 0
8507 | VAL #2 | 2 | South | YES | -0.000232 | 20.9 | 0 | 25 | 0 | 1.0055 | Cogen | -1 | 0.26232 | 0 | 0 |  |  |  |  | -0.26232 | 0
8511 | OXY_CC0A | 1 | South | YES | -0.000231 | 30.3 | 0 | 38 |  | 1.027 | Cogen | -1 | 0.26232 | 0 | 0 |  |  |  |  | -0.26232 | 0
8461 | KOCH_UP0A | 1 | South | YES | -0.000197 | 38 | 0 | 38 | 0 | 1.012 | Cogen | -1 | 0.26228 | 0 | 0 |  |  |  |  | -0.26228 | 0
7609 | L_SCHUMA8_1Y | 1 | South | YES | -0.000166 | 0 | 0 | 4 |  | 1 | Hydro | -1 | 0.26225 | 0 | 0 |  |  |  |  | -0.26225 | 0
5934 | SI_RAY5 | 5 | South | YES | 0 | 0 | 10 | 15 |  | 1.035 | GST | -1 | 0.26209 | 15 | 15 |  |  |  |  | -0.26209 | -3.9313
8139 | JOS #1 | MB | South | YES | 0 | 0 | 45 | 255 |  | 1.02 | GST | -1 | 0.26209 | 0 | 0 |  |  |  |  | -0.26209 | 0
8285 | LAR #1 | MB | South | YES | 0 | 0 | 9 | 32 |  | 1.0497 | GST | -1 | 0.26209 | 0 | 0 |  |  |  |  | -0.26209 | 0
8287 | LAR #2 | MB | South | YES | 0 | 0 | 9 | 32 |  | 1.04 | GST | -1 | 0.26209 | 0 | 0 |  |  |  |  | -0.26209 | 0
8288 | LAR #3 | MB | South | YES | 0 | 0 | 25 | 105 |  | 1.04 | GST | -1 | 0.26209 | 0 | 0 |  |  |  |  | -0.26209 | 0
8388 | BATES0A | MB | South | YES | 0 | 0 | 21 | 71 |  | 1.033 | GST | -1 | 0.26209 | 0 | 0 |  |  |  |  | -0.26209 | 0
8393 | BATES0B | MB | South | YES | 0 | 0 | 25 | 110 |  | 1.03 | GST | -1 | 0.26209 | 0 | 0 |  |  |  |  | -0.26209 | 0
8437 | NUECES_B0C | MB | South | YES | 0 | 0 | 7 | 30 |  | 1.03 | GST | -1 | 0.26209 | 0 | 0 |  |  |  |  | -0.26209 | 0
8438 | NUECES_B0B | MB | South | YES | 0 | 0 | 26 | 169 |  | 1.03 | GST | -1 | 0.26209 | 0 | 0 |  |  |  |  | -0.26209 | 0
8442 | NUECES_B0A | MB | South | YES | 0 | 0 | 81 | 367 |  | 1.03 | GST | -1 | 0.26209 | 0 | 0 |  |  |  |  | -0.26209 | 0
39190 | TNSLCGN1__8 | 1 | Houston | YES | 0 | 0 | 10 | 30 |  | 1.03 | Cogen | -1 | 0.26209 | 0 | 0 |  |  |  |  | -0.26209 | 0
7487 | L_CANYHY8_1Y | 1 | South | YES | 2e-06 | 0 | 0 | 6 |  | 1 | Hydro | -1 | 0.26209 | 0 | 0 |  |  |  |  | -0.26209 | 0
8517 | CELANEBI0A | 1 | South | YES | 2e-06 | 29 | 0 | 29 | 0 | 1.02 | Cogen | -1 | 0.26209 | 0 | 0 |  |  |  |  | -0.26209 | 0
80080 | GWINDT11A | 2 | South | YES | 0.000154 | 17.7 | 0 | 41 | 0 | 1.025 | Wind | -1 | 0.26193 | 0 | 41 |  |  |  |  | -0.26193 | 0
80080 | GWINDT11A | 4 | South | YES | 0.000154 | 8.2 | 0 | 19 | 0 | 1.025 | Wind | -1 | 0.26193 | 0 | 19 |  |  |  |  | -0.26193 | 0
80080 | GWINDT11A | 1 | South | YES | 0.000154 | 40.6 | 0 | 94 | 0 | 1.025 | Wind | -1 | 0.26193 | 0 | 94 |  |  |  |  | -0.26193 | 0
80080 | GWINDT11A | 3 | South | YES | 0.000154 | 16.4 | 0 | 38 | 0 | 1.025 | Wind | -1 | 0.26193 | 0 | 38 |  |  |  |  | -0.26193 | 0
80081 | GWINDT21A | 1 | South | YES | 0.000154 | 40.6 | 0 | 94 | 0 | 1.025 | Wind | -1 | 0.26193 | 0 | 94 |  |  |  |  | -0.26193 | 0
80081 | GWINDT21A | 4 | South | YES | 0.000154 | 9.5 | 0 | 22 | 0 | 1.025 | Wind | -1 | 0.26193 | 0 | 22 |  |  |  |  | -0.26193 | 0
80081 | GWINDT21A | 2 | South | YES | 0.000154 | 15.5 | 0 | 36 | 0 | 1.025 | Wind | -1 | 0.26193 | 0 | 36 |  |  |  |  | -0.26193 | 0
80081 | GWINDT21A | 3 | South | YES | 0.000154 | 18.6 | 0 | 43 | 0 | 1.025 | Wind | -1 | 0.26193 | 0 | 43 |  |  |  |  | -0.26193 | 0
80180 | PNSCALT11A | 1 | South | YES | 0.000154 | 63 | 0 | 146 | 0 | 1.025 | Wind | -1 | 0.26193 | 0 | 146 |  |  |  |  | -0.26193 | 0
80180 | PNSCALT11A | 2 | South | YES | 0.000154 | 21.6 | 0 | 50 | 0 | 1.025 | Wind | -1 | 0.26193 | 0 | 50 |  |  |  |  | -0.26193 | 0
80181 | PNSCALT21A | 2 | South | YES | 0.000154 | 21.6 | 0 | 50 | 0 | 1.025 | Wind | -1 | 0.26193 | 0 | 50 |  |  |  |  | -0.26193 | 0
80181 | PNSCALT21A | 1 | South | YES | 0.000154 | 23.7 | 0 | 55 | 0 | 1.025 | Wind | -1 | 0.26193 | 0 | 55 |  |  |  |  | -0.26193 | 0
5401 | CALAVER_JKS1 | 1 | South | YES | 0.00032 | 562 | 100 | 562 | 0 | 1.018 | LIGCO | -1 | 0.26177 | 0 | 562 |  |  |  |  | -0.26177 | 0
5932 | SI_RAY9 | 9 | South | YES | 0.000359 | 32 | 32 | 38 | 0 | 1.035 | CC | -1 | 0.26173 | 38 | 38 |  |  |  |  | -0.26173 | -9.9457
5933 | SI_RAY6 | 6 | South | YES | 0.000359 | 15.4 | 10 | 19.3 | 0 | 1.035 | GST | -1 | 0.26173 | 19.3 | 19.3 |  |  |  |  | -0.26173 | -5.0514
5935 | SI_RAY10 | 10 | South | YES | 0.000359 | 47 | 10 | 47 | 0 | 1.03 | CC | -1 | 0.26173 | 47 | 47 |  |  |  |  | -0.26173 | -12.3012
80003 | MILHWYS | F | South | YES | 0.000359 | 0 | 0 | 0 | 0 | 1.0168 | AVR | -1 | 0.26173 | 0 | 0 |  |  |  |  | -0.26173 | 0
5476 | BRA_AVR1_CT1 | 1 | South | YES | 0.00051 | 155 | 90 | 155 | 0 | 1.017 | CC | -1 | 0.26158 | 155 | 155 |  |  |  |  | -0.26158 | -40.5445
5477 | BRA_AVR1_ST1 | 1 | South | YES | 0.00051 | 174 | 138 | 174 | 0 | 1.017 | CC | -1 | 0.26158 | 174 | 174 |  |  |  |  | -0.26158 | -45.5144
5478 | BRA_AVR1_CT2 | 1 | South | YES | 0.00051 | 155 | 90 | 155 | 0 | 1.017 | CC | -1 | 0.26158 | 155 | 155 |  |  |  |  | -0.26158 | -40.5445
5436 | TUTTL_WBT1G1 | 1 | South | YES | 0.000723 | 48.8 | 20 | 61 | 0 | 1.012 | GST | -1 | 0.26136 | 61 | 61 |  |  |  |  | -0.26136 | -15.9432
5438 | TUTTL_WBT3G3 | 3 | South | YES | 0.000723 | 95 | 25 | 95 | 0 | 1.012 | GST | -1 | 0.26136 | 95 | 95 |  |  |  |  | -0.26136 | -24.8296
5439 | TUTTL_WBT4G4 | 4 | South | YES | 0.000723 | 120.8 | 40 | 151 | 0 | 1.012 | GST | -1 | 0.26136 | 151 | 151 |  |  |  |  | -0.26136 | -39.466
8981 | HECN1 | 1 | South | YES | 0.000727 | 144.8 | 0 | 144.8 | 0 | 1.0304 | CC | -1 | 0.26136 | 144.8 | 144.8 |  |  |  |  | -0.26136 | -37.845
8982 | HECN2 | 2 | South | YES | 0.000727 | 144.1 | 0 | 144.1 | 0 | 1.0304 | CC | -1 | 0.26136 | 144.1 | 144.1 |  |  |  |  | -0.26136 | -37.662
8983 | HECN3 | 3 | South | YES | 0.000727 | 171.9 | 0 | 171.9 | 0 | 1.0304 | CC | -1 | 0.26136 | 171.9 | 171.9 |  |  |  |  | -0.26136 | -44.9278
8936 | MVGN#1 | 1 | South | YES | 0.000729 | 216.6 | 0 | 216.6 | 0 | 1.0304 | CC | -1 | 0.26136 | 216.6 | 216.6 |  |  |  |  | -0.26136 | -56.6102
8937 | MVGN#2 | 2 | South | YES | 0.000729 | 216.7 | 0 | 216.7 | 0 | 1.0304 | CC | -1 | 0.26136 | 216.7 | 216.7 |  |  |  |  | -0.26136 | -56.6363
8938 | MVGN#3 | 3 | South | YES | 0.000729 | 250.9 | 0 | 250.9 | 0 | 1.0304 | CC | -1 | 0.26136 | 250.9 | 250.9 |  |  |  |  | -0.26136 | -65.5748
88198 | BEEVILLE | F | South | YES | 0.000757 | 0 | 0 | 0 | 0 | 1.02 | AVR | -1 | 0.26133 | 0 | 0 |  |  |  |  | -0.26133 | 0
5903 | SANMIGUELGEN | 1 | South | YES | 0.00078 | 396.3 | 180 | 396.3 | 0 | 1.0331 | LIGCO | -1 | 0.26131 | 0 | 396.3 |  |  |  |  | -0.26131 | 0
5111 | CALAVER_JTD1 | 1 | South | YES | 0.001044 | 430 | 80 | 430 | 0 | 1.0138 | LIGCO | -1 | 0.26104 | 0 | 430 |  |  |  |  | -0.26104 | 0
5112 | CALAVER_JTD2 | 2 | South | YES | 0.001044 | 430 | 80 | 430 | 0 | 1.0138 | LIGCO | -1 | 0.26104 | 0 | 430 |  |  |  |  | -0.26104 | 0
5396 | CALAVER_OWS1 | 1 | South | YES | 0.00113 | 418 | 80 | 418 | 0 | 1.0192 | GST | -1 | 0.26096 | 418 | 418 |  |  |  |  | -0.26096 | -109.0801
5397 | CALAVER_OWS2 | 2 | South | YES | 0.00113 | 400 | 80 | 400 | 0 | 1.0192 | GST | -1 | 0.26096 | 400 | 400 |  |  |  |  | -0.26096 | -104.3829
5026 | BRAUNIG_VHB1 | 1 | South | YES | 0.001136 | 215 | 40 | 215 | 0 | 1.0192 | GST | -1 | 0.26095 | 215 | 215 |  |  |  |  | -0.26095 | -56.1045
5027 | BRAUNIG_VHB2 | 2 | South | YES | 0.001136 | 172.8 | 40 | 216 | 0 | 1.0192 | GST | -1 | 0.26095 | 216 | 216 |  |  |  |  | -0.26095 | -56.3655
5031 | BRA_VHBCT1 | 1 | South | YES | 0.001136 | 44 | 24 | 44 | 0 | 1.0192 | #N/A | -1 | 0.26095 | 44 | 44 |  |  |  |  | -0.26095 | -11.4819
5032 | BRA_VHBCT2 | 2 | South | YES | 0.001136 | 44 | 24 | 44 | 0 | 1.0192 | #N/A | -1 | 0.26095 | 44 | 44 |  |  |  |  | -0.26095 | -11.4819
5033 | BRA_VHBCT3 | 3 | South | YES | 0.001136 | 43 | 24 | 43 | 0 | 1.0192 | #N/A | -1 | 0.26095 | 43 | 43 |  |  |  |  | -0.26095 | -11.2209
5034 | BRA_VHBCT4 | 4 | South | YES | 0.001136 | 45 | 24 | 45 | 0 | 1.0192 | #N/A | -1 | 0.26095 | 45 | 45 |  |  |  |  | -0.26095 | -11.7428
8933 | FGNTS001 | 1 | South | YES | 0.001221 | 146.5 | 0 | 146.5 | 0 | 1.03 | CC | -1 | 0.26087 | 146.5 | 146.5 |  |  |  |  | -0.26087 | -38.2169
8934 | FGNTS101 | 2 | South | YES | 0.001221 | 147.9 | 0 | 147.9 | 0 | 1.03 | CC | -1 | 0.26087 | 147.9 | 147.9 |  |  |  |  | -0.26087 | -38.5821
8935 | FGNTS201 | 3 | South | YES | 0.001221 | 173 | 0 | 173 | 0 | 1.03 | CC | -1 | 0.26087 | 173 | 173 |  |  |  |  | -0.26087 | -45.1298
5028 | BRAUNIG_VHB3 | 3 | South | YES | 0.001292 | 407 | 60 | 407 | 0 | 1.0138 | GST | -1 | 0.2608 | 407 | 407 |  |  |  |  | -0.2608 | -106.1436
7031 | L_MARSFO1G1Y | 1 | South | YES | 0.001484 | 0 | 0 | 36 |  | 1 | Hydro | -1 | 0.2606 | 0 | 0 |  |  |  |  | -0.2606 | 0
7032 | L_MARSFO1G2Y | 2 | South | YES | 0.001484 | 0 | 0 | 35 |  | 1 | Hydro | -1 | 0.2606 | 0 | 0 |  |  |  |  | -0.2606 | 0
7033 | L_MARSFO1G3Y | 3 | South | YES | 0.001484 | 0 | 0 | 36 |  | 1 | Hydro | -1 | 0.2606 | 0 | 0 |  |  |  |  | -0.2606 | 0
5264 | LEON_LCP3G3 | 3 | South | YES | 0.001778 | 0 | 20 | 58 |  | 1.0197 | GST | -1 | 0.26031 | 58 | 58 |  |  |  |  | -0.26031 | -15.0979
5265 | LEON_LCP4G4 | 4 | South | YES | 0.001778 | 71.2 | 25 | 89 | 0 | 1.0197 | GST | -1 | 0.26031 | 89 | 89 |  |  |  |  | -0.26031 | -23.1675
5266 | LEON_LCPCT1 | 1 | South | YES | 0.001778 | 44 | 24 | 44 | 0 | 1.0197 | GGT | -1 | 0.26031 | 44 | 44 |  |  |  |  | -0.26031 | -11.4536
5267 | LEON_LCPCT2 | 2 | South | YES | 0.001778 | 44 | 24 | 44 | 0 | 1.0197 | GGT | -1 | 0.26031 | 44 | 44 |  |  |  |  | -0.26031 | -11.4536
5268 | LEON_LCPCT3 | 3 | South | YES | 0.001778 | 43 | 24 | 43 | 0 | 1.0197 | GGT | -1 | 0.26031 | 43 | 43 |  |  |  |  | -0.26031 | -11.1933
5269 | LEON_LCPCT4 | 4 | South | YES | 0.001778 | 45 | 24 | 45 | 0 | 1.0197 | GGT | -1 | 0.26031 | 45 | 45 |  |  |  |  | -0.26031 | -11.7139
88508 | FALFURRI | F | South | YES | 0.002567 | 0 | 0 | 0 | 0 | 1 | AVR | -1 | 0.25952 | 0 | 0 |  |  |  |  | -0.25952 | 0
5728 | FALCONHYDRO2 | 2 | South | YES | 0.004235 | 12 | 0 | 12 | 0 | 1.0227 | Hydro | -1 | 0.25785 | 0 | 0 |  |  |  |  | -0.25785 | 0
5729 | FALCONHYDRO3 | 3 | South | YES | 0.004235 | 11 | 0 | 11 | 0 | 1.0227 | Hydro | -1 | 0.25785 | 0 | 0 |  |  |  |  | -0.25785 | 0
8048 | FALCONHYDRO1 | 1 | South | YES | 0.004235 | 12 | 0 | 12 | 0 | 1.0227 | Hydro | -1 | 0.25785 | 0 | 0 |  |  |  |  | -0.25785 | 0
88299 | ZAPATA | F | South | YES | 0.007118 | 0 | 0 | 0 | 0 | 1.02 | BLT | -1 | 0.25497 | 0 | 0 |  |  |  |  | -0.25497 | 0
7028 | L_MARBFA1_1Y | 1 | South | YES | 0.008101 | 0 | 0 | 18 |  | 1 | Hydro | -1 | 0.25399 | 0 | 0 |  |  |  |  | -0.25399 | 0
7029 | L_MARBFA1_2Y | 2 | South | YES | 0.008101 | 0 | 0 | 18 |  | 1 | Hydro | -1 | 0.25399 | 0 | 0 |  |  |  |  | -0.25399 | 0
7035 | L_WIRTZ_1G1Y | 1 | South | YES | 0.01025 | 0 | 0 | 29 |  | 1 | Hydro | -1 | 0.25184 | 0 | 0 |  |  |  |  | -0.25184 | 0
7036 | L_WIRTZ_1G2Y | 2 | South | YES | 0.01025 | 23 | 0 | 29.8 |  | 1 | Hydro | -1 | 0.25184 | 0 | 0 |  |  |  |  | -0.25184 | 0
5890 | PEARSALLGEN1 | 1 | South | YES | 0.010919 | 19.2 | 6 | 24 | 0 | 1.0161 | GST | -1 | 0.25117 | 24 | 24 |  |  |  |  | -0.25117 | -6.028
5891 | PEARSALLGEN2 | 1 | South | YES | 0.010919 | 19.4 | 6 | 24.3 | 0 | 1.0161 | GST | -1 | 0.25117 | 24.3 | 24.3 |  |  |  |  | -0.25117 | -6.1034
5892 | PEARSALLGEN3 | 1 | South | YES | 0.010919 | 19.1 | 6 | 23.9 | 0 | 1.0161 | GST | -1 | 0.25117 | 23.9 | 23.9 |  |  |  |  | -0.25117 | -6.0029
7022 | L_BUCHAN1_1Y | 1 | South | YES | 0.011015 | 0 | 0 | 18 |  | 1 | Hydro | -1 | 0.25107 | 0 | 0 |  |  |  |  | -0.25107 | 0
7023 | L_BUCHAN1_2Y | 2 | South | YES | 0.011015 | 0 | 0 | 18 |  | 1 | Hydro | -1 | 0.25107 | 0 | 0 |  |  |  |  | -0.25107 | 0
7024 | L_BUCHAN1_3Y | 3 | South | YES | 0.011015 | 0 | 0 | 15 |  | 1 | Hydro | -1 | 0.25107 | 0 | 0 |  |  |  |  | -0.25107 | 0
7000 | L_FERGUS1_1Y | 1 | South | YES | 0.011018 | 400 | 65 | 423.3 | 0 | 1.015 | GSC | -1 | 0.25107 | 423.3 | 423.3 |  |  |  |  | -0.25107 | -106.2776
80012 | LAR | F | South | YES | 0.011302 | 0 | 0 | 0 | 0 | 1.04 | DCTie | -1 | 0.25079 | 0 | 0 |  |  |  |  | -0.25079 | 0
80265 | LARECU40A | 4 | South | YES | 0.011303 | 80 | 0 | 100 |  | 1.039 | GGT | -1 | 0.25078 | 100 | 100 |  |  |  |  | -0.25078 | -25.0784
80266 | LARECU50A | 5 | South | YES | 0.011303 | 80 | 0 | 100 |  | 1.039 | GGT | -1 | 0.25078 | 100 | 100 |  |  |  |  | -0.25078 | -25.0784
7026 | L_INKSDA1_1Y | 1 | South | YES | 0.015633 | 0 | 0 | 13.7 |  | 1 | Hydro | -1 | 0.24645 | 0 | 0 |  |  |  |  | -0.24645 | 0
1643 | SLSTR1PP_1G | 1 | North | YES | 0.029908 | 6 | 0 | 60 | 0 | 1.022 | Wind | -1 | 0.23218 | 0 | 60 |  |  | 0 | 0 | -0.23218 | 0
80010 | EPLVT1 | F | South | YES | 0.053188 | 0 | 0 | 0 |  | 1.0376 | #N/A | -1 | 0.2089 | 0 | 0 |  |  |  |  | -0.2089 | 0
8262 | ELPS | 1 | South | YES | 0.058166 | 6 | 6 | 6 | 0 | 1.15 | Hydro | -1 | 0.20392 | 0 | 0 |  |  |  |  | -0.20392 | 0
8032 | AMISTADHYD1 | 1 | South | YES | 0.079567 | 33 | 13 | 33 | 0 | 1.0375 | Hydro | -1 | 0.18252 | 0 | 0 |  |  |  |  | -0.18252 | 0
8033 | AMISTADHYD2 | 2 | South | YES | 0.079567 | 25 | 13 | 25 | 0 | 1.0375 | Hydro | -1 | 0.18252 | 0 | 0 |  |  |  |  | -0.18252 | 0
88253 | HAMILTON | F | South | YES | 0.079567 | 0 | 0 | 0 | 0 | 1.04 | BLT | -1 | 0.18252 | 0 | 0 |  |  |  |  | -0.18252 | 0
6100 | OKLA7A | EQ | West | YES | 0.11505 | 50 | -220 | 220 | 0 | 1.035 | DCTie | 1 | 0.13749 | 0 | 0 | 0 | 0 |  |  | 0.13749 | 0
6752 | OKLA0A | 1 | West | YES | 0.11505 | 649.7 | 175 | 649.7 | 0 | 1.035 | LIGCO | 1 | 0.13749 | 0 | 649.7 | 74.7506 | 649.7 |  |  | 0.13749 | 89.3252
60052 | WILDHRS11A | 1 | West | YES | 0.16836 | 25.3 | 0 | 126.5 | 0 | 1.005 | #N/A | 1 | 0.19079 | 126.5 | 126.5 | 21.2969 | 126.5 |  |  | 0.19079 | 24.1347
60053 | WILDHRS21A | 1 | West | YES | 0.16836 | 7.8 | 0 | 39 | 0 | 1.025 | #N/A | 1 | 0.19079 | 39 | 39 | 6.5658 | 39 |  |  | 0.19079 | 7.4407
1437 | MESQUITW_1G | 1 | North | YES | 0.46999 | 40 | 0 | 400 | 0 | 1.023 | Wind | -1 | -0.2079 | 0 | 400 |  |  | 0 | 0 | 0.2079 | 0
1438 | MESQUITW_2G | 1 | North | YES | 0.47109 | 23.6 | 0 | 236 |  | 1.017 | Wind | -1 | -0.209 | 0 | 236 |  |  | 0 | 0 | 0.209 | 0
60081 | WHRLWIND1A | 1 | West | YES | 0.19079 | 12 | 0 | 60 | 0 | 1.03 | Wind | 1 | 0.21322 | 0 | 60 | 11.4472 | 60 |  |  | 0.21322 | 12.7932
6144 | MCADOO1A | 1 | West | YES | 0.22446 | 15 | 0 | 150 | 0 | 1.025 | Wind | 1 | 0.2469 | 0 | 150 | 33.6696 | 150 |  |  | 0.2469 | 37.0345
6407 | TURKTRAK1A | 1 | West | YES | 0.2269 | 33.9 | 0 | 169.5 | 0 | 1.025 | Wind | 1 | 0.24933 | 0 | 169.5 | 38.4592 | 169.5 |  |  | 0.24933 | 42.2616
60202 | FRNDDRCS | F | West | YES | 0.22726 | 0 | 0 | 0 | 0 | 0.9985 | AVR | 1 | 0.24969 | 0 | 0 | 0 | 0 |  |  | 0.24969 | 0
1049 | ROSCOEWI_5 | 1 | West | YES | 0.23149 | 41.8 | 0 | 209 |  | 1.01 | #N/A | 1 | 0.25392 | 209 | 209 | 48.3814 | 209 |  |  | 0.25392 | 53.0699
1057 | ROSCOEWI_5 | 2 | West | YES | 0.23149 | 25.3 | 0 | 126.5 |  | 1.01 | #N/A | 1 | 0.25392 | 126.5 | 126.5 | 29.2835 | 126.5 |  |  | 0.25392 | 32.1212
1060 | ROSCOEWI_5 | 3 | West | YES | 0.23149 | 39.4 | 0 | 197 | 0 | 1.01 | #N/A | 1 | 0.25392 | 197 | 197 | 45.6035 | 197 |  |  | 0.25392 | 50.0228
1072 | ROSCOEWI_5 | 4 | West | YES | 0.23149 | 63.6 | 0 | 318 | 0 | 1.01 | #N/A | 1 | 0.25392 | 318 | 318 | 73.6138 | 318 |  |  | 0.25392 | 80.7475
60057 | CALLAHAN1A | 1 | West | YES | 0.2421 | 22.8 | 0 | 114 | 0 | 1.04 | Wind | 1 | 0.26454 | 0 | 114 | 27.6 | 114 |  |  | 0.26454 | 30.1573
1343 | TRENTIPP_8 | 1 | West | YES | 0.24918 | 30 | 0 | 150 |  | 1.014 | Wind | 1 | 0.27162 | 0 | 150 | 37.3777 | 150 |  |  | 0.27162 | 40.7427
1354 | AEPWIND_8 | 1 | West | YES | 0.24918 | 20.2 | 0 | 101 |  | 1 | Wind | 1 | 0.27162 | 0 | 101 | 25.1677 | 101 |  |  | 0.27162 | 27.4334
60018 | DSKY1 | 1 | West | YES | 0.25053 | 21 | 0 | 84 | 0 | 1.023 | Wind | 1 | 0.27296 | 0 | 84 | 21.0444 | 84 |  |  | 0.27296 | 22.9287
60017 | ORNNWP1 | 1 | West | YES | 0.25165 | 20 | 0 | 80 |  | 1.027 | Wind | 1 | 0.27409 | 0 | 80 | 20.1322 | 80 |  |  | 0.27409 | 21.9269
60000 | DSKY2 | 1 | West | YES | 0.25259 | 19.1 | 0 | 76.5 |  | 1.039 | Wind | 1 | 0.27502 | 0 | 76.5 | 19.3233 | 76.5 |  |  | 0.27502 | 21.0394
36998 | RDCNYNG1 | 1 | West | YES | 0.25392 | 16.8 | 0 | 84 |  | 1.01 | Wind | 1 | 0.27635 | 0 | 84 | 21.329 | 84 |  |  | 0.27635 | 23.2134
6016 | SWMESA | 1 | West | YES | 0.2544 | 18.8 | 0 | 75 |  | 1.03 | Wind | 1 | 0.27684 | 0 | 75 | 19.0804 | 75 |  |  | 0.27684 | 20.7628
60003 | KING_NE1A | 1 | West | YES | 0.2544 | 20 | 0 | 80 |  | 1.03 | Wind | 1 | 0.27684 | 0 | 80 | 20.3524 | 80 |  |  | 0.27684 | 22.147
60005 | KING_SE1A | 1 | West | YES | 0.2544 | 10 | 0 | 40 |  | 1.035 | Wind | 1 | 0.27684 | 0 | 40 | 10.1762 | 40 |  |  | 0.27684 | 11.0735
38437 | TNSRBNMESA9 | 1 | West | YES | 0.25503 | 37.5 | 0 | 150 |  | 1.02 | Wind | 1 | 0.27746 | 0 | 150 | 38.2542 | 150 |  |  | 0.27746 | 41.6191
38332 | TNWDWRDU2_8 | 1 | West | YES | 0.25514 | 20 | 0 | 80 | 0 | 1.0232 | Wind | 1 | 0.27757 | 0 | 80 | 20.4113 | 80 |  |  | 0.27757 | 22.2059
60016 | WOODWRD11A | 1 | West | YES | 0.25518 | 20 | 0 | 80 |  | 1.033 | Wind | 1 | 0.27761 | 0 | 80 | 20.4141 | 80 |  |  | 0.27761 | 22.2087
60201 | RIO DRCS | F | West | YES | 0.25529 | 0 | 0 | 0 | 0 | 1.025 | AVR | 1 | 0.27772 | 0 | 0 | 0 | 0 |  |  | 0.27772 | 0
60007 | KING_SW1A | 1 | West | YES | 0.25647 | 20 | 0 | 80 |  | 1.03 | Wind | 1 | 0.2789 | 0 | 80 | 20.5173 | 80 |  |  | 0.2789 | 22.3119
60019 | KING_NW1A | 1 | West | YES | 0.25647 | 20 | 0 | 80 |  | 1.03 | Wind | 1 | 0.2789 | 0 | 80 | 20.5173 | 80 |  |  | 0.2789 | 22.3119
1061 | CIELOGEN_1G | 1 | West | YES | 0.26063 | 19.8 | 0 | 99 |  | 1 | Wind | 1 | 0.28306 | 0 | 99 | 25.8026 | 99 |  |  | 0.28306 | 28.0234
1062 | CIELOGEN_2G | 1 | West | YES | 0.26063 | 12.2 | 0 | 61 |  | 1 | Wind | 1 | 0.28306 | 0 | 61 | 15.8986 | 61 |  |  | 0.28306 | 17.267
1069 | KINDERMG_1G | 1 | West | YES | 0.26063 | 25 | 5 | 25 | 0 | 1.017 | Cogen | 1 | 0.28306 | 0 | 0 | 0 | 0 |  |  | 0.28306 | 0
1070 | KINDERMG_2G | 1 | West | YES | 0.26063 | 45.7 | 12 | 45.7 | 0 | 1.017 | Cogen | 1 | 0.28306 | 0 | 0 | 0 | 0 |  |  | 0.28306 | 0
1071 | KINDERMG_3G | 1 | West | YES | 0.26063 | 45.7 | 12 | 45.7 | 0 | 1.017 | Cogen | 1 | 0.28306 | 0 | 0 | 0 | 0 |  |  | 0.28306 | 0
1068 | SCURRYCW_1G | 1 | West | YES | 0.26081 | 28.2 | 1.3 | 141 |  | 1.01 | Wind | 1 | 0.28324 | 0 | 141 | 36.7738 | 141 |  |  | 0.28324 | 39.9368
1073 | SCURRYCW_2G | 2 | West | YES | 0.26081 | 24 | 0 | 120 | 0 | 1.017 | Wind | 1 | 0.28324 | 0 | 120 | 31.2968 | 120 |  |  | 0.28324 | 33.9888
1349 | WESTXWIN_1G | 1 | West | YES | 0.26228 | 1.3 | 0 | 6.6 |  | 1.014 | Wind | 1 | 0.28471 | 0 | 6.6 | 1.7311 | 6.6 |  |  | 0.28471 | 1.8791
1350 | NWPWRG1_1G | 1 | West | YES | 0.26228 | 6.9 | 1 | 34.3 |  | 1.014 | Wind | 1 | 0.28471 | 0 | 34.3 | 8.9963 | 34.3 |  |  | 0.28471 | 9.7657
76091 | L_DIVIDE1_1N | W1 | West | YES | 0.26261 | 110 | 0 | 550 | 0 | 1.02 | Wind | 1 | 0.28504 | 0 | 550 | 144.4333 | 550 |  |  | 0.28504 | 156.7714
6637 | SNYDERW1A | 1 | West | YES | 0.2631 | 12.6 | 0 | 63 | 0 | 1.025 | Wind | 1 | 0.28553 | 0 | 63 | 16.5753 | 63 |  |  | 0.28553 | 17.9886
1301 | BULLCREK_8 | 1 | West | YES | 0.26428 | 36 | 0 | 180 | 0 | 1.017 | #N/A | 1 | 0.28672 | 180 | 180 | 47.5711 | 180 |  |  | 0.28672 | 51.609
76031 | L_GASCCR1_1N | W1 | West | YES | 0.26538 | 30 | 0 | 150 | 0 | 1.02 | Wind | 1 | 0.28781 | 0 | 150 | 39.8072 | 150 |  |  | 0.28781 | 43.1721
1302 | COYOTEWG_8 | 1 | West | YES | 0.26566 | 45 | 0 | 225 |  | 1.01 | #N/A | 1 | 0.28809 | 225 | 225 | 59.7737 | 225 |  |  | 0.28809 | 64.8211
1320 | BSP 1 | 1 | West | YES | 0.26708 | 25.5 | 2.9 | 25.8 | 0 | 1 | Cogen | 1 | 0.28951 | 0 | 0 | 0 | 0 |  |  | 0.28951 | 0
1360 | GUNSIGHT_8 | 1 | West | YES | 0.26745 | 24 | 0 | 120 | 0 | 1.01 | Wind | 1 | 0.28989 | 0 | 120 | 32.0945 | 120 |  |  | 0.28989 | 34.7864
1170 | AIRLAMESA_1G | 1 | West | YES | 0.26758 | 0 | 0 | 180 |  | 1 | #N/A | 1 | 0.29001 | 180 | 180 | 48.1644 | 180 |  |  | 0.29001 | 52.2023
1327 | WILDHRSE_1G | 1 | West | YES | 0.2682 | 24 | 0 | 120 |  | 1 | Wind | 1 | 0.29063 | 0 | 120 | 32.1842 | 120 |  |  | 0.29063 | 34.8762
1326 | STANTONW_8 | 1 | West | YES | 0.27157 | 20.1 | 0 | 100.5 |  | 1.01 | Wind | 1 | 0.294 | 0 | 100.5 | 27.293 | 100.5 |  |  | 0.294 | 29.5475
1328 | OCOTILLO_1G | 1 | West | YES | 0.27163 | 11.6 | 0 | 58 |  | 1.01 | Wind | 1 | 0.29407 | 0 | 58 | 15.7547 | 58 |  |  | 0.29407 | 17.0558
1333 | MCDDONAL_8 | 1 | West | YES | 0.27174 | 42.8 | 0 | 214.2 |  | 1.01 | Wind | 1 | 0.29417 | 0 | 214.2 | 58.2056 | 214.2 |  |  | 0.29417 | 63.0108
1146 | NOTREES_1G | 1 | West | YES | 0.27186 | 29.8 | 0 | 149 | 0 | 1.017 | #N/A | 1 | 0.29429 | 149 | 149 | 40.5073 | 149 |  |  | 0.29429 | 43.8498
7038 | L_DELAWA1_1Y | 1 | West | YES | 0.27201 | 3.5 | 0 | 35 | 0 | 1 | Wind | 1 | 0.29445 | 0 | 35 | 9.5205 | 35 |  |  | 0.29445 | 10.3056
7038 | L_DELAWA1_1Y | 2 | West | YES | 0.27201 | 3 | 0 | 30 | 0 | 1 | Wind | 1 | 0.29445 | 0 | 30 | 8.1604 | 30 |  |  | 0.29445 | 8.8334
1002 | PBCTAGE_1G | A | West | YES | 0.27206 | 64 | 64 | 66 | 0 | 1.036 | GGT | 1 | 0.29449 | 66 | 66 | 17.956 | 66 |  |  | 0.29449 | 19.4366
1003 | PBCTBGE_2G | B | West | YES | 0.27206 | 65 | 65 | 66 | 0 | 1.036 | GGT | 1 | 0.29449 | 66 | 66 | 17.956 | 66 |  |  | 0.29449 | 19.4366
1004 | PBCTCGE_3G | C | West | YES | 0.27206 | 62 | 62 | 67 | 0 | 1.036 | GGT | 1 | 0.29449 | 67 | 67 | 18.2281 | 67 |  |  | 0.29449 | 19.7311
1005 | PBCTDGE_4G | D | West | YES | 0.27206 | 65 | 65 | 68 | 0 | 1.036 | GGT | 1 | 0.29449 | 68 | 68 | 18.5001 | 68 |  |  | 0.29449 | 20.0256
1006 | PBCTEGE_5G | E | West | YES | 0.27206 | 65 | 65 | 67 | 0 | 1.036 | GGT | 1 | 0.29449 | 67 | 67 | 18.2281 | 67 |  |  | 0.29449 | 19.7311
1007 | PB5GEN_6G | 5 | West | YES | 0.27206 | 91.2 | 40 | 114 | 0 | 1.036 | GST | 1 | 0.29449 | 114 | 114 | 31.015 | 114 |  |  | 0.29449 | 33.5723
1008 | PB6GEN_7G | 6 | West | YES | 0.27206 | 515 | 130 | 515 | 0 | 1.036 | GST | 1 | 0.29449 | 515 | 515 | 140.1114 | 515 |  |  | 0.29449 | 151.6643
1037 | MORGAN5G_5G | 5 | West | YES | 0.27236 | 109.6 | 40 | 137 | 0 | 1.029 | GST | 1 | 0.29479 | 137 | 137 | 37.3136 | 137 |  |  | 0.29479 | 40.3869
1039 | MRGNAG_1G | A | West | YES | 0.27236 | 69 | 69 | 69 | 0 | 1.029 | GGT | 1 | 0.29479 | 69 | 69 | 18.793 | 69 |  |  | 0.29479 | 20.3408
1040 | MRGNBG_2G | B | West | YES | 0.27236 | 70 | 70 | 71 | 0 | 1.029 | GGT | 1 | 0.29479 | 71 | 71 | 19.3377 | 71 |  |  | 0.29479 | 20.9304
1041 | MRGNCG_3G | C | West | YES | 0.27236 | 69 | 69 | 70 | 0 | 1.029 | GGT | 1 | 0.29479 | 70 | 70 | 19.0653 | 70 |  |  | 0.29479 | 20.6356
1042 | MRGNDG_4G | D | West | YES | 0.27236 | 68 | 68 | 68 | 0 | 1.029 | GGT | 1 | 0.29479 | 68 | 68 | 18.5206 | 68 |  |  | 0.29479 | 20.0461
1043 | MRGNEG_5G | E | West | YES | 0.27236 | 68 | 68 | 70 | 0 | 1.029 | GGT | 1 | 0.29479 | 70 | 70 | 19.0653 | 70 |  |  | 0.29479 | 20.6356
1044 | MRGNFG_6G | F | West | YES | 0.27236 | 66 | 66 | 66 | 0 | 1.029 | GGT | 1 | 0.29479 | 66 | 66 | 17.9759 | 66 |  |  | 0.29479 | 19.4565
11020 | TIEHVSG_1G | 1 | West | YES | 0.27536 | 208.2 | 63 | 208.2 | 0 | 1.012 | CC | 1 | 0.2978 | 208.2 | 208.2 | 57.3308 | 208.2 |  |  | 0.2978 | 62.0013
11021 | TIEHVCG_1G | 1 | West | YES | 0.27536 | 142.1 | 103 | 142.1 | 0 | 1.012 | CC | 1 | 0.2978 | 142.1 | 142.1 | 39.1292 | 142.1 |  |  | 0.2978 | 42.3169
11022 | TIEHVCG_2G | 1 | West | YES | 0.27536 | 132.4 | 103 | 132.4 | 0 | 1.012 | CC | 1 | 0.2978 | 132.4 | 132.4 | 36.4582 | 132.4 |  |  | 0.2978 | 39.4283
11023 | TIEHVCG_3G | 1 | West | YES | 0.27536 | 137.4 | 103 | 137.4 | 0 | 1.012 | CC | 1 | 0.2978 | 137.4 | 137.4 | 37.835 | 137.4 |  |  | 0.2978 | 40.9173
11024 | TIEHVCG_4G | 1 | West | YES | 0.27536 | 147 | 103 | 147 | 0 | 1.012 | CC | 1 | 0.2978 | 147 | 147 | 40.4785 | 147 |  |  | 0.2978 | 43.7761
11025 | TIEHVSG_2G | 1 | West | YES | 0.27536 | 213.2 | 63 | 213.2 | 0 | 1.012 | CC | 1 | 0.2978 | 213.2 | 213.2 | 58.7076 | 213.2 |  |  | 0.2978 | 63.4903
11001 | NAV1CT | 1 | West | YES | 0.27541 | 70.4 | 18 | 70.4 | 0 | 1.029 | CC | 1 | 0.29784 | 70.4 | 70.4 | 19.3885 | 70.4 |  |  | 0.29784 | 20.9678
11009 | NAV2CT | 1 | West | YES | 0.27541 | 71.4 | 18 | 71.4 | 0 | 1.029 | CC | 1 | 0.29784 | 71.4 | 71.4 | 19.6639 | 71.4 |  |  | 0.29784 | 21.2656
11011 | NAV3ST | 1 | West | YES | 0.27541 | 92.8 | 40 | 92.8 | 0 | 1.029 | CC | 1 | 0.29784 | 92.8 | 92.8 | 25.5576 | 92.8 |  |  | 0.29784 | 27.6394
11012 | NAV4CT | 1 | West | YES | 0.27541 | 80 | 18 | 80 | 0 | 1.029 | CC | 1 | 0.29784 | 80 | 80 | 22.0324 | 80 |  |  | 0.29784 | 23.827
11013 | NAV5CT | 1 | West | YES | 0.27541 | 80 | 18 | 80 | 0 | 1.029 | CC | 1 | 0.29784 | 80 | 80 | 22.0324 | 80 |  |  | 0.29784 | 23.827
11014 | NAV6ST | 1 | West | YES | 0.27541 | 115 | 40 | 115 | 0 | 1.029 | CC | 1 | 0.29784 | 115 | 115 | 31.6716 | 115 |  |  | 0.29784 | 34.2514
1045 | CALENG1G_1G | 1 | West | YES | 0.27799 | 73.4 | 27 | 73.4 | 0 | 1.014 | Cogen | 1 | 0.30042 | 0 | 0 | 0 | 0 |  |  | 0.30042 | 0
1046 | CALENG2G_2G | 2 | West | YES | 0.27799 | 73.4 | 27 | 73.4 | 0 | 1.014 | Cogen | 1 | 0.30042 | 0 | 0 | 0 | 0 |  |  | 0.30042 | 0
1047 | CALENG3G_3G | 3 | West | YES | 0.27799 | 70.4 | 27 | 70.4 | 0 | 1.014 | Cogen | 1 | 0.30042 | 0 | 0 | 0 | 0 |  |  | 0.30042 | 0
1058 | LONGSHORE_5 | 1 | West | YES | 0.27873 | 30 | 0 | 150 |  | 1.01 | Wind | 1 | 0.30116 | 0 | 150 | 41.8089 | 150 |  |  | 0.30116 | 45.1738
1058 | LONGSHORE_5 | 2 | West | YES | 0.27873 | 44 | 0 | 220 |  | 1.01 | Wind | 1 | 0.30116 | 0 | 220 | 61.3197 | 220 |  |  | 0.30116 | 66.2549
1058 | LONGSHORE_5 | 3 | West | YES | 0.27873 | 23.4 | 0 | 117 |  | 1.01 | Wind | 1 | 0.30116 | 0 | 117 | 32.6109 | 117 |  |  | 0.30116 | 35.2356
1442 | COKFIELD_5 | 1 | North | YES | 0.57631 | 16.5 | 0 | 165 |  | 1.029 | Wind | -1 | -0.31422 | 0 | 165 |  |  | 0 | 0 | 0.31422 | 0
60058 | BUFF_GAP1A | 1 | West | YES | 0.31355 | 24 | 0 | 120 |  | 1 | Wind | 1 | 0.33599 | 0 | 120 | 37.6265 | 120 |  |  | 0.33599 | 40.3184
60060 | CIRELLO | 1 | West | YES | 0.31355 | 46.6 | 0 | 233 | 0 | 1 | Wind | 1 | 0.33599 | 0 | 233 | 73.0581 | 233 |  |  | 0.33599 | 78.2849
60063 | BUFF_GAP1B | 1 | West | YES | 0.31355 | 34 | 0 | 170.2 | 0 | 1.02 | Wind | 1 | 0.33599 | 0 | 170.2 | 53.3669 | 170.2 |  |  | 0.33599 | 57.185
60066 | H_HOLLOW1A | 1 | West | YES | 0.31355 | 44.4 | 0 | 222 | 0 | 1.005 | Wind | 1 | 0.33599 | 0 | 222 | 69.609 | 222 |  |  | 0.33599 | 74.5891
60068 | HHOLLOW21A | 1 | West | YES | 0.31355 | 36.8 | 0 | 184 | 0 | 1.025 | Wind | 1 | 0.33599 | 0 | 184 | 57.6939 | 184 |  |  | 0.33599 | 61.8216
60070 | HHOLLOW31A | 1 | West | YES | 0.31355 | 44.8 | 0 | 224 | 0 | 1.025 | Wind | 1 | 0.33599 | 0 | 224 | 70.2361 | 224 |  |  | 0.33599 | 75.2611
60072 | HHOLLOW41A | 1 | West | YES | 0.31355 | 23 | 0 | 115 | 0 | 1.025 | Wind | 1 | 0.33599 | 0 | 115 | 36.0587 | 115 |  |  | 0.33599 | 38.6385
71051 | L_BITTCR1_1N | W1 | West | YES | 0.31553 | 7.5 | 0 | 37.5 |  | 1.02 | Wind | 1 | 0.33797 | 0 | 37.5 | 11.8325 | 37.5 |  |  | 0.33797 | 12.6737
71054 | L_SWEETW1_1N | W1 | West | YES | 0.31553 | 21.5 | 0 | 107.5 |  | 1.02 | Wind | 1 | 0.33797 | 0 | 107.5 | 33.9198 | 107.5 |  |  | 0.33797 | 36.3313
71057 | L_SWEETW1_2N | W1 | West | YES | 0.31553 | 27 | 0 | 135 |  | 1.02 | Wind | 1 | 0.33797 | 0 | 135 | 42.597 | 135 |  |  | 0.33797 | 45.6254
71059 | L_SWEETW1_3N | W1 | West | YES | 0.31553 | 23.8 | 0 | 119 | 0 | 1.02 | Wind | 1 | 0.33797 | 0 | 119 | 37.5484 | 119 |  |  | 0.33797 | 40.2179
71060 | L_SWEETW1_4N | W1 | West | YES | 0.31553 | 21 | 0 | 105 | 0 | 1.02 | Wind | 1 | 0.33797 | 0 | 105 | 33.131 | 105 |  |  | 0.33797 | 35.4864
1416 | SWETWATR_1G | 1 | West | YES | 0.35449 | 30 | 18 | 30 | 0 | 1.026 | CC | 1 | 0.37692 | 30 | 30 | 10.6347 | 30 |  |  | 0.37692 | 11.3077
1417 | SWETWATR_2G | 2 | West | YES | 0.35449 | 72 | 36 | 72 | 0 | 1.026 | CC | 1 | 0.37692 | 72 | 72 | 25.5233 | 72 |  |  | 0.37692 | 27.1384
1418 | SWETWATR_3G | 3 | West | YES | 0.35449 | 68 | 36 | 68 | 0 | 1.026 | CC | 1 | 0.37692 | 68 | 68 | 24.1053 | 68 |  |  | 0.37692 | 25.6308
1419 | SWETWATR_4G | 4 | West | YES | 0.35449 | 61 | 36 | 61 | 0 | 1.026 | CC | 1 | 0.37692 | 61 | 61 | 21.6239 | 61 |  |  | 0.37692 | 22.9923
Note on AL4: Zonal Cap - Zonal Impact

## Distributed Slack - Bound Gen
Number of Bus | Name of Bus | ID | Area Name of Gen | AGC | P Sensitivity of Bus | Gen MW | Min MW | Max MW | V Sensitivity of Bus | Set Volt | Tech Type | Zone Impact | Zone Correlation | Inc Max | Dec Max | Souce S.F. Weighting | Souce Capacity | Sink S.F. Weighting | Sink Capacity | PTDF Calc | PTDF Weighting | max of zone correlation | -0.31225 |  |  | Neg PTDF weight | Pos PTDF weight
1442 | COKFIELD_5 | 1 | North | YES | 0.57604 | 16.5 | 0 | 165 |  | 1.029 | Wind | -1 | -0.31225 | 0 | 165 |  |  | 0 | 0 | 0.31225 | 0 |  |  |  |  | 0 | 0
1438 | MESQUITW_2G | 1 | North | YES | 0.4708 | 23.6 | 0 | 236 |  | 1.017 | Wind | -1 | -0.20701 | 0 | 236 |  |  | 0 | 0 | 0.20701 | 0 |  |  |  |  | 0 | 0
1437 | MESQUITW_1G | 1 | North | YES | 0.46971 | 40 | 0 | 400 | 0 | 1.023 | Wind | -1 | -0.20592 | 0 | 400 |  |  | 0 | 0 | 0.20592 | 0 |  |  |  |  | 0 | 0
6100 | OKLA7A | EQ | West | YES | 0.11488 | 50 | -220 | 220 | 0 | 1.035 | DCTie | 1 | 0.13799 | 0 | 0 | 0 | 0 |  |  | 0.13799 | 0 |  |  | Weighted Shift Factors |  | 0 | 0
6752 | OKLA0A | 1 | West | YES | 0.11488 | 649.7 | 175 | 649.7 | 0 | 1.035 | LIGCO | 1 | 0.13799 | 0 | 649.7 | 74.6401 | 649.7 |  |  | 0.13799 | 89.6515 |  |  | West | 0.26379 | 0 | 0
8032 | AMISTADHYD1 | 1 | South | YES | 0.078399 | 33 | 13 | 33 | 0 | 1.03 | Hydro | -1 | 0.18539 | 0 | 0 |  |  |  |  | -0.18539 | 0 |  |  | North | -0.023105 | 0 | 0
8033 | AMISTADHYD2 | 2 | South | YES | 0.078399 | 25 | 13 | 25 | 0 | 1.03 | Hydro | -1 | 0.18539 | 0 | 0 |  |  |  |  | -0.18539 | 0 |  |  |  |  | 0 | 0
88253 | HAMILTON | F | South | YES | 0.078399 | 0 | 0 | 0 | 0 | 1.04 | BLT | -1 | 0.18539 | 0 | 0 |  |  |  |  | -0.18539 | 0 | North |  |  |  | 0 | 0
8262 | ELPS | 1 | South | YES | 0.057182 | 6 | 6 | 6 | 0 | 1.15 | Hydro | -1 | 0.20661 | 0 | 0 |  |  |  |  | -0.20661 | 0 | Line Rating |  | 1072 |  | 0 | 0
60081 | WHRLWIND1A | 1 | West | YES | 0.19093 | 12 | 0 | 60 | 0 | 1.03 | Wind | 1 | 0.21404 | 0 | 60 | 11.4561 | 60 |  |  | 0.21404 | 12.8424 | Impact Counter to Zone: |  | 0 |  | 0 | 0
1643 | SLSTR1PP_1G | 1 | North | YES | 0.029634 | 6 | 0 | 60 | 0 | 1.022 | Wind | -1 | 0.23416 | 0 | 60 |  |  | 0 | 0 | -0.23416 | 0 |  |  | -0% |  | 0 | 0
60202 | FRNDDRCS | F | West | YES | 0.22335 | 0 | 0 | 0 | 0 | 0.9985 | AVR | 1 | 0.24646 | 0 | 0 | 0 | 0 |  |  | 0.24646 | 0 |  |  |  |  | 0 | 0
6144 | MCADOO1A | 1 | West | YES | 0.22457 | 15 | 0 | 150 | 0 | 1.025 | Wind | 1 | 0.24768 | 0 | 150 | 33.6859 | 150 |  |  | 0.24768 | 37.1517 | West |  |  |  | 0 | 0
7026 | L_INKSDA1_1Y | 1 | South | YES | 0.015019 | 0 | 0 | 13.7 |  | 1 | Hydro | -1 | 0.24877 | 0 | 0 |  |  |  |  | -0.24877 | 0 | Line Rating |  | 1072 |  | 0 | 0
58909 | PEARSALLSCG1 | 1 | South | YES | 0.013192 | 0 | 0 | 8.4 |  | 1.027 | Diesel | -1 | 0.2506 | 8.4 | 8.4 |  |  |  |  | -0.2506 | -2.105 | Impact Counter to Zone: |  | 0 |  | 0 | 0
58909 | PEARSALLSCG1 | 2 | South | YES | 0.013192 | 0 | 0 | 8.4 |  | 1.027 | Diesel | -1 | 0.2506 | 8.4 | 8.4 |  |  |  |  | -0.2506 | -2.105 |  |  | 0% |  | 0 | 0
58909 | PEARSALLSCG1 | 3 | South | YES | 0.013192 | 0 | 0 | 8.4 |  | 1.027 | Diesel | -1 | 0.2506 | 8.4 | 8.4 |  |  |  |  | -0.2506 | -2.105 |  |  |  |  | 0 | 0
58909 | PEARSALLSCG1 | 4 | South | YES | 0.013192 | 0 | 0 | 8.4 |  | 1.027 | Diesel | -1 | 0.2506 | 8.4 | 8.4 |  |  |  |  | -0.2506 | -2.105 |  |  |  |  | 0 | 0
58909 | PEARSALLSCG1 | 5 | South | YES | 0.013192 | 0 | 0 | 8.4 |  | 1.027 | Diesel | -1 | 0.2506 | 8.4 | 8.4 |  |  |  |  | -0.2506 | -2.105 |  |  |  |  | 0 | 0
58909 | PEARSALLSCG1 | 6 | South | YES | 0.013192 | 0 | 0 | 8.4 |  | 1.027 | Diesel | -1 | 0.2506 | 8.4 | 8.4 |  |  |  |  | -0.2506 | -2.105 |  |  |  |  | 0 | 0
58919 | PEARSALLSCG2 | 1 | South | YES | 0.013192 | 0 | 0 | 8.4 |  | 1.027 | Diesel | -1 | 0.2506 | 8.4 | 8.4 |  |  |  |  | -0.2506 | -2.105 |  |  |  |  | 0 | 0
58919 | PEARSALLSCG2 | 2 | South | YES | 0.013192 | 0 | 0 | 8.4 |  | 1.027 | Diesel | -1 | 0.2506 | 8.4 | 8.4 |  |  |  |  | -0.2506 | -2.105 |  |  |  |  | 0 | 0
58919 | PEARSALLSCG2 | 3 | South | YES | 0.013192 | 0 | 0 | 8.4 |  | 1.027 | Diesel | -1 | 0.2506 | 8.4 | 8.4 |  |  |  |  | -0.2506 | -2.105 |  |  |  |  | 0 | 0
58919 | PEARSALLSCG2 | 4 | South | YES | 0.013192 | 0 | 0 | 8.4 |  | 1.027 | Diesel | -1 | 0.2506 | 8.4 | 8.4 |  |  |  |  | -0.2506 | -2.105 |  |  |  |  | 0 | 0
58919 | PEARSALLSCG2 | 5 | South | YES | 0.013192 | 0 | 0 | 8.4 |  | 1.027 | Diesel | -1 | 0.2506 | 8.4 | 8.4 |  |  |  |  | -0.2506 | -2.105 |  |  |  |  | 0 | 0
58919 | PEARSALLSCG2 | 6 | South | YES | 0.013192 | 0 | 0 | 8.4 |  | 1.027 | Diesel | -1 | 0.2506 | 8.4 | 8.4 |  |  |  |  | -0.2506 | -2.105 |  |  |  |  | 0 | 0
58929 | PEARSALLSCG3 | 1 | South | YES | 0.013192 | 0 | 0 | 8.4 |  | 1.027 | Diesel | -1 | 0.2506 | 8.4 | 8.4 |  |  |  |  | -0.2506 | -2.105 |  |  |  |  | 0 | 0
58929 | PEARSALLSCG3 | 2 | South | YES | 0.013192 | 0 | 0 | 8.4 |  | 1.027 | Diesel | -1 | 0.2506 | 8.4 | 8.4 |  |  |  |  | -0.2506 | -2.105 |  |  |  |  | 0 | 0
58929 | PEARSALLSCG3 | 3 | South | YES | 0.013192 | 0 | 0 | 8.4 |  | 1.027 | Diesel | -1 | 0.2506 | 8.4 | 8.4 |  |  |  |  | -0.2506 | -2.105 |  |  |  |  | 0 | 0
58929 | PEARSALLSCG3 | 4 | South | YES | 0.013192 | 0 | 0 | 8.4 |  | 1.027 | Diesel | -1 | 0.2506 | 8.4 | 8.4 |  |  |  |  | -0.2506 | -2.105 |  |  |  |  | 0 | 0
58929 | PEARSALLSCG3 | 5 | South | YES | 0.013192 | 0 | 0 | 8.4 |  | 1.027 | Diesel | -1 | 0.2506 | 8.4 | 8.4 |  |  |  |  | -0.2506 | -2.105 |  |  |  |  | 0 | 0
58929 | PEARSALLSCG3 | 6 | South | YES | 0.013192 | 0 | 0 | 8.4 |  | 1.027 | Diesel | -1 | 0.2506 | 8.4 | 8.4 |  |  |  |  | -0.2506 | -2.105 |  |  |  |  | 0 | 0
58949 | PEARSALLSCG4 | 1 | South | YES | 0.013192 | 0 | 0 | 8.4 |  | 1.027 | Diesel | -1 | 0.2506 | 8.4 | 8.4 |  |  |  |  | -0.2506 | -2.105 |  |  |  |  | 0 | 0
58949 | PEARSALLSCG4 | 2 | South | YES | 0.013192 | 0 | 0 | 8.4 |  | 1.027 | Diesel | -1 | 0.2506 | 8.4 | 8.4 |  |  |  |  | -0.2506 | -2.105 |  |  |  |  | 0 | 0
58949 | PEARSALLSCG4 | 3 | South | YES | 0.013192 | 0 | 0 | 8.4 |  | 1.027 | Diesel | -1 | 0.2506 | 8.4 | 8.4 |  |  |  |  | -0.2506 | -2.105 |  |  |  |  | 0 | 0
58949 | PEARSALLSCG4 | 4 | South | YES | 0.013192 | 0 | 0 | 8.4 |  | 1.027 | Diesel | -1 | 0.2506 | 8.4 | 8.4 |  |  |  |  | -0.2506 | -2.105 |  |  |  |  | 0 | 0
58949 | PEARSALLSCG4 | 5 | South | YES | 0.013192 | 0 | 0 | 8.4 |  | 1.027 | Diesel | -1 | 0.2506 | 8.4 | 8.4 |  |  |  |  | -0.2506 | -2.105 |  |  |  |  | 0 | 0
58949 | PEARSALLSCG4 | 6 | South | YES | 0.013192 | 0 | 0 | 8.4 |  | 1.027 | Diesel | -1 | 0.2506 | 8.4 | 8.4 |  |  |  |  | -0.2506 | -2.105 |  |  |  |  | 0 | 0
80265 | LARECU40A | 4 | South | YES | 0.010899 | 80 | 0 | 100 |  | 1.039 | GGT | -1 | 0.25289 | 100 | 100 |  |  |  |  | -0.25289 | -25.2891 |  |  |  |  | 0 | 0
80266 | LARECU50A | 5 | South | YES | 0.010899 | 80 | 0 | 100 |  | 1.039 | GGT | -1 | 0.25289 | 100 | 100 |  |  |  |  | -0.25289 | -25.2891 |  |  |  |  | 0 | 0
80012 | LAR | F | South | YES | 0.010897 | 0 | 0 | 0 | 0 | 1.04 | DCTie | -1 | 0.25289 | 0 | 0 |  |  |  |  | -0.25289 | 0 |  |  |  |  | 0 | 0
7022 | L_BUCHAN1_1Y | 1 | South | YES | 0.01034 | 0 | 0 | 18 |  | 1 | Hydro | -1 | 0.25345 | 0 | 0 |  |  |  |  | -0.25345 | 0 |  |  |  |  | 0 | 0
7023 | L_BUCHAN1_2Y | 2 | South | YES | 0.01034 | 0 | 0 | 18 |  | 1 | Hydro | -1 | 0.25345 | 0 | 0 |  |  |  |  | -0.25345 | 0 |  |  |  |  | 0 | 0
7024 | L_BUCHAN1_3Y | 3 | South | YES | 0.01034 | 0 | 0 | 15 |  | 1 | Hydro | -1 | 0.25345 | 0 | 0 |  |  |  |  | -0.25345 | 0 |  |  |  |  | 0 | 0
5891 | PEARSALLGEN2 | 1 | South | YES | 0.010286 | 19.4 | 6 | 24.3 | 0 | 1.0226 | GST | -1 | 0.2535 | 24.3 | 24.3 |  |  |  |  | -0.2535 | -6.1601 |  |  |  |  | 0 | 0
5890 | PEARSALLGEN1 | 1 | South | YES | 0.010286 | 19.2 | 6 | 24 | 0 | 1.0226 | GST | -1 | 0.2535 | 24 | 24 |  |  |  |  | -0.2535 | -6.0841 |  |  |  |  | 0 | 0
5892 | PEARSALLGEN3 | 1 | South | YES | 0.010286 | 19.1 | 6 | 23.9 | 0 | 1.0226 | GST | -1 | 0.2535 | 23.9 | 23.9 |  |  |  |  | -0.2535 | -6.0587 |  |  |  |  | 0 | 0
7000 | L_FERGUS1_1Y | 1 | South | YES | 0.01021 | 400 | 65 | 423.3 | 0 | 1.015 | GSC | -1 | 0.25358 | 423.3 | 423.3 |  |  |  |  | -0.25358 | -107.3403 |  |  |  |  | 0 | 0
11057 | CHAMPION_1G | 1 | West | YES | 0.2311 | 25.3 | 0 | 126.5 |  | 1 | Wind | 1 | 0.25421 | 0 | 126.5 | 29.2344 | 126.5 |  |  | 0.25421 | 32.1572 |  |  |  |  | 0 | 0
11059 | INADALE_1G | 1 | West | YES | 0.2311 | 39.4 | 0 | 197 |  | 1 | Wind | 1 | 0.25421 | 0 | 197 | 45.5271 | 197 |  |  | 0.25421 | 50.0788 |  |  |  |  | 0 | 0
11056 | ROSCOE_1G | 1 | West | YES | 0.2311 | 41.8 | 0 | 209 |  | 1 | Wind | 1 | 0.25421 | 0 | 209 | 48.3003 | 209 |  |  | 0.25421 | 53.1293 |  |  |  |  | 0 | 0
11058 | PYRON_1G | 1 | West | YES | 0.2311 | 49.8 | 0 | 249 |  | 1 | Wind | 1 | 0.25421 | 0 | 249 | 57.5444 | 249 |  |  | 0.25421 | 63.2976 |  |  |  |  | 0 | 0
7035 | L_WIRTZ_1G1Y | 1 | South | YES | 0.009443 | 0 | 0 | 29 |  | 1 | Hydro | -1 | 0.25435 | 0 | 0 |  |  |  |  | -0.25435 | 0 |  |  |  |  | 0 | 0
7036 | L_WIRTZ_1G2Y | 2 | South | YES | 0.009443 | 0 | 0 | 29.7 |  | 1 | Hydro | -1 | 0.25435 | 0 | 0 |  |  |  |  | -0.25435 | 0 |  |  |  |  | 0 | 0
7028 | L_MARBFA1_1Y | 1 | South | YES | 0.007101 | 0 | 0 | 18 |  | 1 | Hydro | -1 | 0.25669 | 0 | 0 |  |  |  |  | -0.25669 | 0 |  |  |  |  | 0 | 0
7029 | L_MARBFA1_2Y | 2 | South | YES | 0.007101 | 0 | 0 | 18 |  | 1 | Hydro | -1 | 0.25669 | 0 | 0 |  |  |  |  | -0.25669 | 0 |  |  |  |  | 0 | 0
88299 | ZAPATA | F | South | YES | 0.006387 | 0 | 0 | 0 | 0 | 1.02 | BLT | -1 | 0.2574 | 0 | 0 |  |  |  |  | -0.2574 | 0 |  |  |  |  | 0 | 0
5728 | FALCONHYDRO2 | 2 | South | YES | 0.003329 | 12 | 0 | 12 | 0 | 1.0234 | Hydro | -1 | 0.26046 | 0 | 0 |  |  |  |  | -0.26046 | 0 |  |  |  |  | 0 | 0
5729 | FALCONHYDRO3 | 3 | South | YES | 0.003329 | 11 | 0 | 11 | 0 | 1.0234 | Hydro | -1 | 0.26046 | 0 | 0 |  |  |  |  | -0.26046 | 0 |  |  |  |  | 0 | 0
8048 | FALCONHYDRO1 | 1 | South | YES | 0.003329 | 12 | 0 | 12 | 0 | 1.0234 | Hydro | -1 | 0.26046 | 0 | 0 |  |  |  |  | -0.26046 | 0 |  |  |  |  | 0 | 0
88508 | FALFURRI | F | South | YES | 0.00284 | 0 | 0 | 0 | 0 | 1 | AVR | -1 | 0.26095 | 0 | 0 |  |  |  |  | -0.26095 | 0 |  |  |  |  | 0 | 0
6407 | TURKTRAK1A | 1 | West | YES | 0.2387 | 33.9 | 0 | 169.5 | 0 | 1.025 | Wind | 1 | 0.2618 | 0 | 169.5 | 40.4593 | 169.5 |  |  | 0.2618 | 44.3756 |  |  |  |  | 0 | 0
5265 | LEON_LCP4G4 | 4 | South | YES | 0.000924 | 89 | 25 | 89 | 0 | 1.0197 | GST | -1 | 0.26287 | 89 | 89 |  |  |  |  | -0.26287 | -23.395 |  |  |  |  | 0 | 0
5264 | LEON_LCP3G3 | 3 | South | YES | 0.000924 | 0 | 20 | 58 |  | 1.0197 | GST | -1 | 0.26287 | 58 | 58 |  |  |  |  | -0.26287 | -15.2462 |  |  |  |  | 0 | 0
5269 | LEON_LCPCT4 | 4 | South | YES | 0.000924 | 45 | 24 | 45 | 0 | 1.0197 | GGT | -1 | 0.26287 | 45 | 45 |  |  |  |  | -0.26287 | -11.829 |  |  |  |  | 0 | 0
5266 | LEON_LCPCT1 | 1 | South | YES | 0.000924 | 44 | 24 | 44 | 0 | 1.0197 | GGT | -1 | 0.26287 | 44 | 44 |  |  |  |  | -0.26287 | -11.5661 |  |  |  |  | 0 | 0
5267 | LEON_LCPCT2 | 2 | South | YES | 0.000924 | 44 | 24 | 44 | 0 | 1.0197 | GGT | -1 | 0.26287 | 44 | 44 |  |  |  |  | -0.26287 | -11.5661 |  |  |  |  | 0 | 0
5268 | LEON_LCPCT3 | 3 | South | YES | 0.000924 | 43 | 24 | 43 | 0 | 1.0197 | GGT | -1 | 0.26287 | 43 | 43 |  |  |  |  | -0.26287 | -11.3032 |  |  |  |  | 0 | 0
7031 | L_MARSFO1G1Y | 1 | South | YES | 0.00067 | 0 | 0 | 36 |  | 1 | Hydro | -1 | 0.26312 | 0 | 0 |  |  |  |  | -0.26312 | 0 |  |  |  |  | 0 | 0
7032 | L_MARSFO1G2Y | 2 | South | YES | 0.00067 | 0 | 0 | 35 |  | 1 | Hydro | -1 | 0.26312 | 0 | 0 |  |  |  |  | -0.26312 | 0 |  |  |  |  | 0 | 0
7033 | L_MARSFO1G3Y | 3 | South | YES | 0.00067 | 0 | 0 | 36 |  | 1 | Hydro | -1 | 0.26312 | 0 | 0 |  |  |  |  | -0.26312 | 0 |  |  |  |  | 0 | 0
5028 | BRAUNIG_VHB3 | 3 | South | YES | 0.000425 | 407 | 60 | 407 | 0 | 1.0138 | GST | -1 | 0.26336 | 407 | 407 |  |  |  |  | -0.26336 | -107.1894 |  |  |  |  | 0 | 0
5027 | BRAUNIG_VHB2 | 2 | South | YES | 0.00027 | 216 | 40 | 216 | 0 | 1.0192 | GST | -1 | 0.26352 | 216 | 216 |  |  |  |  | -0.26352 | -56.9203 |  |  |  |  | 0 | 0
5026 | BRAUNIG_VHB1 | 1 | South | YES | 0.00027 | 215 | 40 | 215 | 0 | 1.0192 | GST | -1 | 0.26352 | 215 | 215 |  |  |  |  | -0.26352 | -56.6567 |  |  |  |  | 0 | 0
5396 | CALAVER_OWS1 | 1 | South | YES | 0.000262 | 418 | 80 | 418 | 0 | 1.0192 | GST | -1 | 0.26353 | 418 | 418 |  |  |  |  | -0.26353 | -110.1546 |  |  |  |  | 0 | 0
5397 | CALAVER_OWS2 | 2 | South | YES | 0.000262 | 400 | 80 | 400 | 0 | 1.0192 | GST | -1 | 0.26353 | 400 | 400 |  |  |  |  | -0.26353 | -105.4111 |  |  |  |  | 0 | 0
5111 | CALAVER_JTD1 | 1 | South | YES | 0.00017 | 430 | 80 | 430 | 0 | 1.0138 | LIGCO | -1 | 0.26362 | 0 | 430 |  |  |  |  | -0.26362 | 0 |  |  |  |  | 0 | 0
5112 | CALAVER_JTD2 | 2 | South | YES | 0.00017 | 430 | 80 | 430 | 0 | 1.0138 | LIGCO | -1 | 0.26362 | 0 | 430 |  |  |  |  | -0.26362 | 0 |  |  |  |  | 0 | 0
8935 | FGNTS201 | 3 | South | YES | 0.000133 | 173 | 0 | 173 | 0 | 1.03 | CC | -1 | 0.26366 | 173 | 173 |  |  |  |  | -0.26366 | -45.6126 |  |  |  |  | 0 | 0
8934 | FGNTS101 | 2 | South | YES | 0.000133 | 147.9 | 0 | 147.9 | 0 | 1.03 | CC | -1 | 0.26366 | 147.9 | 147.9 |  |  |  |  | -0.26366 | -38.9948 |  |  |  |  | 0 | 0
8933 | FGNTS001 | 1 | South | YES | 0.000133 | 146.5 | 0 | 146.5 | 0 | 1.03 | CC | -1 | 0.26366 | 146.5 | 146.5 |  |  |  |  | -0.26366 | -38.6257 |  |  |  |  | 0 | 0
88198 | BEEVILLE | F | South | YES | 0.000123 | 0 | 0 | 0 | 0 | 1.02 | AVR | -1 | 0.26367 | 0 | 0 |  |  |  |  | -0.26367 | 0 |  |  |  |  | 0 | 0
5934 | SI_RAY5 | 5 | South | YES | 0 | 0 | 10 | 15 |  | 1.035 | GST | -1 | 0.26379 | 15 | 15 |  |  |  |  | -0.26379 | -3.9568 |  |  |  |  | 0 | 0
8139 | JOS #1 | MB | South | YES | 0 | 0 | 45 | 255 |  | 1.02 | GST | -1 | 0.26379 | 0 | 0 |  |  |  |  | -0.26379 | 0 |  |  |  |  | 0 | 0
8285 | LAR #1 | MB | South | YES | 0 | 0 | 9 | 32 |  | 1.0497 | GST | -1 | 0.26379 | 0 | 0 |  |  |  |  | -0.26379 | 0 |  |  |  |  | 0 | 0
8287 | LAR #2 | MB | South | YES | 0 | 0 | 9 | 32 |  | 1.04 | GST | -1 | 0.26379 | 0 | 0 |  |  |  |  | -0.26379 | 0 |  |  |  |  | 0 | 0
8288 | LAR #3 | MB | South | YES | 0 | 0 | 25 | 105 |  | 1.04 | GST | -1 | 0.26379 | 0 | 0 |  |  |  |  | -0.26379 | 0 |  |  |  |  | 0 | 0
8388 | BATES0A | MB | South | YES | 0 | 0 | 21 | 71 |  | 1.033 | GST | -1 | 0.26379 | 0 | 0 |  |  |  |  | -0.26379 | 0 |  |  |  |  | 0 | 0
8393 | BATES0B | MB | South | YES | 0 | 0 | 25 | 110 |  | 1.03 | GST | -1 | 0.26379 | 0 | 0 |  |  |  |  | -0.26379 | 0 |  |  |  |  | 0 | 0
8437 | NUECES_B0C | MB | South | YES | 0 | 0 | 7 | 30 |  | 1.03 | GST | -1 | 0.26379 | 0 | 0 |  |  |  |  | -0.26379 | 0 |  |  |  |  | 0 | 0
8438 | NUECES_B0B | MB | South | YES | 0 | 0 | 26 | 169 |  | 1.03 | GST | -1 | 0.26379 | 0 | 0 |  |  |  |  | -0.26379 | 0 |  |  |  |  | 0 | 0
39190 | TNSLCGN1__8 | 1 | Houston | YES | 0 | 0 | 10 | 30 |  | 1.03 | Cogen | -1 | 0.26379 | 0 | 0 |  |  |  |  | -0.26379 | 0 |  |  |  |  | 0 | 0
5903 | SANMIGUELGEN | 1 | South | YES | -0.000144 | 396.3 | 180 | 396.3 | 0 | 1.0336 | LIGCO | -1 | 0.26393 | 0 | 396.3 |  |  |  |  | -0.26393 | 0 |  |  |  |  | 0 | 0
5439 | TUTTL_WBT4G4 | 4 | South | YES | -0.000161 | 151 | 40 | 151 | 0 | 1.012 | GST | -1 | 0.26395 | 151 | 151 |  |  |  |  | -0.26395 | -39.8566 |  |  |  |  | 0 | 0
5438 | TUTTL_WBT3G3 | 3 | South | YES | -0.000161 | 95 | 25 | 95 | 0 | 1.012 | GST | -1 | 0.26395 | 95 | 95 |  |  |  |  | -0.26395 | -25.0753 |  |  |  |  | 0 | 0
5436 | TUTTL_WBT1G1 | 1 | South | YES | -0.000161 | 48.8 | 20 | 61 | 0 | 1.012 | GST | -1 | 0.26395 | 61 | 61 |  |  |  |  | -0.26395 | -16.101 |  |  |  |  | 0 | 0
5477 | BRA_AVR1_ST | 1 | South | YES | -0.000289 | 174 | 138 | 174 | 0 | 1.025 | CC | -1 | 0.26408 | 174 | 174 |  |  |  |  | -0.26408 | -45.9497 |  |  |  |  | 0 | 0
5476 | BRA_AVR1_CT1 | 1 | South | YES | -0.000289 | 155 | 90 | 155 | 0 | 1.025 | CC | -1 | 0.26408 | 155 | 155 |  |  |  |  | -0.26408 | -40.9322 |  |  |  |  | 0 | 0
5478 | BRA_AVR1_CT2 | 1 | South | YES | -0.000289 | 155 | 90 | 155 | 0 | 1.025 | CC | -1 | 0.26408 | 155 | 155 |  |  |  |  | -0.26408 | -40.9322 |  |  |  |  | 0 | 0
8983 | HECN3 | 3 | South | YES | -0.000405 | 171.9 | 0 | 171.9 | 0 | 1.0304 | CC | -1 | 0.26419 | 171.9 | 171.9 |  |  |  |  | -0.26419 | -45.4151 |  |  |  |  | 0 | 0
8981 | HECN1 | 1 | South | YES | -0.000405 | 144.8 | 0 | 144.8 | 0 | 1.0304 | CC | -1 | 0.26419 | 144.8 | 144.8 |  |  |  |  | -0.26419 | -38.2554 |  |  |  |  | 0 | 0
8982 | HECN2 | 2 | South | YES | -0.000405 | 144.1 | 0 | 144.1 | 0 | 1.0304 | CC | -1 | 0.26419 | 144.1 | 144.1 |  |  |  |  | -0.26419 | -38.0705 |  |  |  |  | 0 | 0
8938 | MVGN#3 | 3 | South | YES | -0.000406 | 250.9 | 0 | 250.9 | 0 | 1.0304 | CC | -1 | 0.2642 | 250.9 | 250.9 |  |  |  |  | -0.2642 | -66.2867 |  |  |  |  | 0 | 0
8937 | MVGN#2 | 2 | South | YES | -0.000406 | 216.7 | 0 | 216.7 | 0 | 1.0304 | CC | -1 | 0.2642 | 216.7 | 216.7 |  |  |  |  | -0.2642 | -57.2512 |  |  |  |  | 0 | 0
8936 | MVGN#1 | 1 | South | YES | -0.000406 | 216.6 | 0 | 216.6 | 0 | 1.0304 | CC | -1 | 0.2642 | 216.6 | 216.6 |  |  |  |  | -0.2642 | -57.2248 |  |  |  |  | 0 | 0
5401 | CALAVER_JKS1 | 1 | South | YES | -0.000451 | 562 | 100 | 562 | 0 | 1.026 | LIGCO | -1 | 0.26424 | 0 | 562 |  |  |  |  | -0.26424 | 0 |  |  |  |  | 0 | 0
60057 | CALLAHAN1A | 1 | West | YES | 0.24125 | 22.8 | 0 | 114 | 0 | 1.04 | Wind | 1 | 0.26435 | 0 | 114 | 27.502 | 114 |  |  | 0.26435 | 30.136 |  |  |  |  | 0 | 0
5935 | SI_RAY10 | 10 | South | YES | -0.000634 | 47 | 10 | 47 | 0 | 1.03 | CC | -1 | 0.26442 | 47 | 47 |  |  |  |  | -0.26442 | -12.4279 |  |  |  |  | 0 | 0
5932 | SI_RAY9 | 9 | South | YES | -0.000634 | 32 | 32 | 38 | 0 | 1.035 | CC | -1 | 0.26442 | 38 | 38 |  |  |  |  | -0.26442 | -10.0481 |  |  |  |  | 0 | 0
5933 | SI_RAY6 | 6 | South | YES | -0.000634 | 15.4 | 10 | 19.3 | 0 | 1.035 | GST | -1 | 0.26442 | 19.3 | 19.3 |  |  |  |  | -0.26442 | -5.1034 |  |  |  |  | 0 | 0
80003 | MILHWYS | F | South | YES | -0.000634 | 0 | 0 | 0 | 0 | 1.0168 | AVR | -1 | 0.26442 | 0 | 0 |  |  |  |  | -0.26442 | 0 |  |  |  |  | 0 | 0
8517 | CELANEBI0A | 1 | South | YES | -0.000755 | 29 | 0 | 29 | 0 | 1.02 | Cogen | -1 | 0.26454 | 0 | 0 |  |  |  |  | -0.26454 | 0 |  |  |  |  | 0 | 0
80080 | GWINDT11A | 1 | South | YES | -0.000776 | 28.2 | 0 | 94 | 0 | 1.025 | Wind | -1 | 0.26457 | 0 | 94 |  |  |  |  | -0.26457 | 0 |  |  |  |  | 0 | 0
80080 | GWINDT11A | 2 | South | YES | -0.000776 | 0 | 0 | 41 | 0 | 1.025 | Wind | -1 | 0.26457 | 0 | 41 |  |  |  |  | -0.26457 | 0 |  |  |  |  | 0 | 0
80080 | GWINDT11A | 3 | South | YES | -0.000776 | 0 | 0 | 38 | 0 | 1.025 | Wind | -1 | 0.26457 | 0 | 38 |  |  |  |  | -0.26457 | 0 |  |  |  |  | 0 | 0
80080 | GWINDT11A | 4 | South | YES | -0.000776 | 3.8 | 0 | 19 | 0 | 1.025 | Wind | -1 | 0.26457 | 0 | 19 |  |  |  |  | -0.26457 | 0 |  |  |  |  | 0 | 0
80081 | GWINDT21A | 1 | South | YES | -0.000776 | 28.2 | 0 | 94 | 0 | 1.025 | Wind | -1 | 0.26457 | 0 | 94 |  |  |  |  | -0.26457 | 0 |  |  |  |  | 0 | 0
80081 | GWINDT21A | 2 | South | YES | -0.000776 | 7.2 | 0 | 36 | 0 | 1.025 | Wind | -1 | 0.26457 | 0 | 36 |  |  |  |  | -0.26457 | 0 |  |  |  |  | 0 | 0
80081 | GWINDT21A | 3 | South | YES | -0.000776 | 8.6 | 0 | 43 | 0 | 1.025 | Wind | -1 | 0.26457 | 0 | 43 |  |  |  |  | -0.26457 | 0 |  |  |  |  | 0 | 0
80081 | GWINDT21A | 4 | South | YES | -0.000776 | 4.4 | 0 | 22 | 0 | 1.025 | Wind | -1 | 0.26457 | 0 | 22 |  |  |  |  | -0.26457 | 0 |  |  |  |  | 0 | 0
80180 | PNSCALT11A | 1 | South | YES | -0.000776 | 43.8 | 0 | 148 | 0 | 1.025 | Wind | -1 | 0.26457 | 0 | 148 |  |  |  |  | -0.26457 | 0 |  |  |  |  | 0 | 0
80180 | PNSCALT11A | 2 | South | YES | -0.000776 | 10 | 0 | 50 | 0 | 1.025 | Wind | -1 | 0.26457 | 0 | 50 |  |  |  |  | -0.26457 | 0 |  |  |  |  | 0 | 0
80181 | PNSCALT21A | 1 | South | YES | -0.000776 | 16.5 | 0 | 55 | 0 | 1.025 | Wind | -1 | 0.26457 | 0 | 55 |  |  |  |  | -0.26457 | 0 |  |  |  |  | 0 | 0
80181 | PNSCALT21A | 2 | South | YES | -0.000776 | 10 | 0 | 50 | 0 | 1.025 | Wind | -1 | 0.26457 | 0 | 50 |  |  |  |  | -0.26457 | 0 |  |  |  |  | 0 | 0
8461 | KOCH_UP0A | 1 | South | YES | -0.000868 | 38 | 0 | 38 | 0 | 1.012 | Cogen | -1 | 0.26466 | 0 | 0 |  |  |  |  | -0.26466 | 0 |  |  |  |  | 0 | 0
7487 | L_CANYHY8_1Y | 1 | South | YES | -0.000901 | 0 | 0 | 6 |  | 1 | Hydro | -1 | 0.26469 | 0 | 0 |  |  |  |  | -0.26469 | 0 |  |  |  |  | 0 | 0
8511 | OXY_CC0A | 1 | South | YES | -0.000905 | 30.3 | 0 | 38 | 0 | 1.027 | Cogen | -1 | 0.26469 | 0 | 0 |  |  |  |  | -0.26469 | 0 |  |  |  |  | 0 | 0
8506 | VAL #1 | 1 | South | YES | -0.000906 | 20.9 | 0 | 25 | 0 | 1.0055 | Cogen | -1 | 0.2647 | 0 | 0 |  |  |  |  | -0.2647 | 0 |  |  |  |  | 0 | 0
8507 | VAL #2 | 2 | South | YES | -0.000906 | 20.9 | 0 | 25 | 0 | 1.0055 | Cogen | -1 | 0.2647 | 0 | 0 |  |  |  |  | -0.2647 | 0 |  |  |  |  | 0 | 0
80263 | B_DAVIS31A | 3 | South | YES | -0.000964 | 0 | 0 | 180 |  | 1.0366 | CC | -1 | 0.26475 | 180 | 180 |  |  |  |  | -0.26475 | -47.6557 |  |  |  |  | 0 | 0
80264 | B_DAVIS41A | 4 | South | YES | -0.000964 | 0 | 0 | 180 |  | 1.0366 | CC | -1 | 0.26475 | 180 | 180 |  |  |  |  | -0.26475 | -47.6557 |  |  |  |  | 0 | 0
8459 | B_DAVIS0B | MB | South | YES | -0.000964 | 0 | 50 | 339 |  | 1.03 | GSC | -1 | 0.26475 | 0 | 0 |  |  |  |  | -0.26475 | 0 |  |  |  |  | 0 | 0
8460 | B_DAVIS0A | MB | South | YES | -0.000964 | 0 | 50 | 340 |  | 1.03 | GSC | -1 | 0.26475 | 0 | 0 |  |  |  |  | -0.26475 | 0 |  |  |  |  | 0 | 0
8456 | COSW#1 | 1 | South | YES | -0.00098 | 20 | 0 | 20 | 0 | 1.027 | Cogen | -1 | 0.26477 | 0 | 0 |  |  |  |  | -0.26477 | 0 |  |  |  |  | 0 | 0
8457 | COSW#2 | 2 | South | YES | -0.00098 | 14 | 0 | 14 | 0 | 1.027 | Cogen | -1 | 0.26477 | 0 | 0 |  |  |  |  | -0.26477 | 0 |  |  |  |  | 0 | 0
8560 | CNOPGT1 | 1 | South | YES | -0.000994 | 148.3 | 0 | 148.3 | 0 | 1.03 | Cogen | -1 | 0.26478 | 0 | 0 |  |  |  |  | -0.26478 | 0 |  |  |  |  | 0 | 0
8561 | CNOPGT2 | 2 | South | YES | -0.000994 | 148.6 | 0 | 148.6 | 0 | 1.03 | Cogen | -1 | 0.26478 | 0 | 0 |  |  |  |  | -0.26478 | 0 |  |  |  |  | 0 | 0
8562 | CNOPST1 | 3 | South | YES | -0.000994 | 153 | 0 | 153 | 0 | 1.03 | Cogen | -1 | 0.26478 | 0 | 0 |  |  |  |  | -0.26478 | 0 |  |  |  |  | 0 | 0
8442 | NBEC7 | 7 | South | YES | -0.000996 | 0 | 81 | 367 |  | 1.0298 | GST | -1 | 0.26479 | 367 | 367 |  |  |  |  | -0.26479 | -97.1763 |  |  |  |  | 0 | 0
8442 | NBEC7 | MB | South | YES | -0.000996 | 0 | 81 | 367 |  | 1.0298 | GST | -1 | 0.26479 | 0 | 0 |  |  |  |  | -0.26479 | 0 |  |  |  |  | 0 | 0
7609 | L_SCHUMA8_1Y | 1 | South | YES | -0.001064 | 0 | 0 | 4 |  | 1 | Hydro | -1 | 0.26485 | 0 | 0 |  |  |  |  | -0.26485 | 0 |  |  |  |  | 0 | 0
8926 | LGE_GT10A | 1 | South | YES | -0.00126 | 158 | 0 | 158 | 0 | 1.03 | Cogen | -1 | 0.26505 | 0 | 0 |  |  |  |  | -0.26505 | 0 |  |  |  |  | 0 | 0
8927 | LGE_GT20A | 2 | South | YES | -0.00126 | 153 | 0 | 153 | 0 | 1.03 | Cogen | -1 | 0.26505 | 0 | 0 |  |  |  |  | -0.26505 | 0 |  |  |  |  | 0 | 0
8928 | LGE_STG0A | 3 | South | YES | -0.00126 | 100 | 0 | 100 | 0 | 1.03 | Cogen | -1 | 0.26505 | 0 | 0 |  |  |  |  | -0.26505 | 0 |  |  |  |  | 0 | 0
8930 | ICPGN10A | 1 | South | YES | -0.00126 | 149 | 0 | 149 | 0 | 1.03 | Cogen | -1 | 0.26505 | 0 | 0 |  |  |  |  | -0.26505 | 0 |  |  |  |  | 0 | 0
8931 | ICPGN20A | 2 | South | YES | -0.00126 | 150 | 0 | 150 | 0 | 1.03 | Cogen | -1 | 0.26505 | 0 | 0 |  |  |  |  | -0.26505 | 0 |  |  |  |  | 0 | 0
8932 | ICPGN30A | 3 | South | YES | -0.00126 | 127 | 0 | 127 | 0 | 1.03 | Cogen | -1 | 0.26505 | 0 | 0 |  |  |  |  | -0.26505 | 0 |  |  |  |  | 0 | 0
80223 | REYSHR G | 1 | South | YES | -0.00126 | 12 | 0 | 12 | 0 | 1.032 | Cogen | -1 | 0.26505 | 0 | 0 |  |  |  |  | -0.26505 | 0 |  |  |  |  | 0 | 0
8161 | COLETO0A | 1 | South | YES | -0.001296 | 633 | 200 | 633 | 0 | 1.03 | LIGCO | -1 | 0.26509 | 0 | 633 |  |  |  |  | -0.26509 | 0 |  |  |  |  | 0 | 0
7805 | L_GUADGE1_6Y | 6 | South | YES | -0.001361 | 203 | 30 | 203 | 0 | 1.02 | CC | -1 | 0.26515 | 203 | 203 |  |  |  |  | -0.26515 | -53.8256 |  |  |  |  | 0 | 0
7804 | L_GUADGE1_5Y | 5 | South | YES | -0.001361 | 182 | 30 | 182 | 0 | 1.02 | CC | -1 | 0.26515 | 182 | 182 |  |  |  |  | -0.26515 | -48.2574 |  |  |  |  | 0 | 0
7803 | L_GUADGE1_4Y | 4 | South | YES | -0.001361 | 149 | 30 | 149 | 0 | 1.02 | CC | -1 | 0.26515 | 149 | 149 |  |  |  |  | -0.26515 | -39.5075 |  |  |  |  | 0 | 0
7800 | L_GUADGE1_1Y | 1 | South | YES | -0.001361 | 147 | 30 | 147 | 0 | 1.02 | CC | -1 | 0.26515 | 147 | 147 |  |  |  |  | -0.26515 | -38.9771 |  |  |  |  | 0 | 0
7802 | L_GUADGE1_3Y | 3 | South | YES | -0.001361 | 146 | 30 | 146 | 0 | 1.02 | CC | -1 | 0.26515 | 146 | 146 |  |  |  |  | -0.26515 | -38.712 |  |  |  |  | 0 | 0
7801 | L_GUADGE1_2Y | 2 | South | YES | -0.001361 | 138 | 30 | 138 | 0 | 1.02 | CC | -1 | 0.26515 | 138 | 138 |  |  |  |  | -0.26515 | -36.5908 |  |  |  |  | 0 | 0
7605 | L_MCQUEE9_1Y | 1 | South | YES | -0.001434 | 0 | 0 | 2.4 |  | 1.025 | Hydro | -1 | 0.26522 | 0 | 0 |  |  |  |  | -0.26522 | 0 |  |  |  |  | 0 | 0
7605 | L_MCQUEE9_1Y | 2 | South | YES | -0.001434 | 0 | 0 | 2.4 |  | 1.025 | Hydro | -1 | 0.26522 | 0 | 0 |  |  |  |  | -0.26522 | 0 |  |  |  |  | 0 | 0
7605 | L_MCQUEE9_1Y | 3 | South | YES | -0.001434 | 0 | 0 | 2.8 |  | 1.025 | Hydro | -1 | 0.26522 | 0 | 0 |  |  |  |  | -0.26522 | 0 |  |  |  |  | 0 | 0
7813 | L_RIONOG1S1Y | 4 | South | YES | -0.001614 | 293 | 0 | 293 | 0 | 1.02 | CC | -1 | 0.2654 | 293 | 293 |  |  |  |  | -0.2654 | -77.7633 |  |  |  |  | 0 | 0
7812 | L_RIONOG1G3Y | 3 | South | YES | -0.001614 | 154 | 0 | 154 | 0 | 1.02 | CC | -1 | 0.2654 | 154 | 154 |  |  |  |  | -0.2654 | -40.8722 |  |  |  |  | 0 | 0
7810 | L_RIONOG1G1Y | 1 | South | YES | -0.001614 | 148 | 0 | 148 | 0 | 1.02 | CC | -1 | 0.2654 | 148 | 148 |  |  |  |  | -0.2654 | -39.2797 |  |  |  |  | 0 | 0
7811 | L_RIONOG1G2Y | 2 | South | YES | -0.001614 | 148 | 0 | 148 | 0 | 1.02 | CC | -1 | 0.2654 | 148 | 148 |  |  |  |  | -0.2654 | -39.2797 |  |  |  |  | 0 | 0
7624 | L_LAKEWO9_1Y | 1 | South | YES | -0.001786 | 0 | 0 | 2.4 |  | 1 | Hydro | -1 | 0.26558 | 0 | 0 |  |  |  |  | -0.26558 | 0 |  |  |  |  | 0 | 0
7624 | L_LAKEWO9_1Y | 2 | South | YES | -0.001786 | 0 | 0 | 2.4 |  | 1 | Hydro | -1 | 0.26558 | 0 | 0 |  |  |  |  | -0.26558 | 0 |  |  |  |  | 0 | 0
8189 | CUECPL2A | 1 | South | YES | -0.001847 | 12 | 0 | 12 | 0 | 1.02 | Cogen | -1 | 0.26564 | 0 | 0 |  |  |  |  | -0.26564 | 0 |  |  |  |  | 0 | 0
7017 | L_HAYSEN1_4Y | 4 | South | YES | -0.001862 | 226.7 | 74 | 226.7 | 0 | 1.008 | CC | -1 | 0.26565 | 226.7 | 226.7 |  |  |  |  | -0.26565 | -60.2232 |  |  |  |  | 0 | 0
7015 | L_HAYSEN1_2Y | 2 | South | YES | -0.001862 | 225 | 74 | 225 | 0 | 1.008 | CC | -1 | 0.26565 | 225 | 225 |  |  |  |  | -0.26565 | -59.7716 |  |  |  |  | 0 | 0
7016 | L_HAYSEN1_3Y | 3 | South | YES | -0.001862 | 224.6 | 74 | 224.6 | 0 | 1.008 | CC | -1 | 0.26565 | 224.6 | 224.6 |  |  |  |  | -0.26565 | -59.6654 |  |  |  |  | 0 | 0
7014 | L_HAYSEN1_1Y | 1 | South | YES | -0.001862 | 223.9 | 74 | 223.9 | 0 | 1.008 | CC | -1 | 0.26565 | 223.9 | 223.9 |  |  |  |  | -0.26565 | -59.4794 |  |  |  |  | 0 | 0
5503 | RAYBURNGEN3 | 1 | South | YES | -0.00196 | 17.6 | 6 | 22 | 0 | 1.0224 | GST | -1 | 0.26575 | 22 | 22 |  |  |  |  | -0.26575 | -5.8465 |  |  |  |  | 0 | 0
5505 | RAYBURNGEN1 | 1 | South | YES | -0.00196 | 0 | 1 | 11 |  | 1.0223 | GGT | -1 | 0.26575 | 11 | 11 |  |  |  |  | -0.26575 | -2.9232 |  |  |  |  | 0 | 0
5506 | RAYBURNGEN2 | 1 | South | YES | -0.00196 | 0 | 1 | 11 |  | 1.0223 | GGT | -1 | 0.26575 | 11 | 11 |  |  |  |  | -0.26575 | -2.9232 |  |  |  |  | 0 | 0
5512 | RAYBURNCC8 | 1 | South | YES | -0.00218 | 49.3 | 18.2 | 49.3 | 0 | 1.0296 | CC | -1 | 0.26597 | 49.3 | 49.3 |  |  |  |  | -0.26597 | -13.1123 |  |  |  |  | 0 | 0
5508 | RAYBURNCC9 | 1 | South | YES | -0.00218 | 47.7 | 18.2 | 47.7 | 0 | 1.0296 | CC | -1 | 0.26597 | 47.7 | 47.7 |  |  |  |  | -0.26597 | -12.6868 |  |  |  |  | 0 | 0
5511 | RAYBURNCC7 | 1 | South | YES | -0.00218 | 47.5 | 18.2 | 47.5 | 0 | 1.0296 | CC | -1 | 0.26597 | 47.5 | 47.5 |  |  |  |  | -0.26597 | -12.6336 |  |  |  |  | 0 | 0
5509 | RAYBURNCC10 | 1 | South | YES | -0.00218 | 37.3 | 5.2 | 37.3 | 0 | 1.0296 | CC | -1 | 0.26597 | 37.3 | 37.3 |  |  |  |  | -0.26597 | -9.9207 |  |  |  |  | 0 | 0
8174 | VICEC61A | 6 | South | YES | -0.002225 | 188 | 42 | 188 | 0 | 1.025 | CC | -1 | 0.26601 | 188 | 188 |  |  |  |  | -0.26601 | -50.0108 |  |  |  |  | 0 | 0
8173 | VICEC51A | 5 | South | YES | -0.002225 | 144 | 18 | 144 | 0 | 1.025 | CC | -1 | 0.26601 | 144 | 144 |  |  |  |  | -0.26601 | -38.3061 |  |  |  |  | 0 | 0
8066 | DUP1V#1 | 1 | South | YES | -0.002335 | 52.3 | 0 | 73 | 0 | 1.01 | Cogen | -1 | 0.26612 | 0 | 0 |  |  |  |  | -0.26612 | 0 |  |  |  |  | 0 | 0
7020 | L_AUSTPL1_1Y | 1 | South | YES | -0.002397 | 0 | 0 | 8 |  | 1 | Hydro | -1 | 0.26619 | 0 | 0 |  |  |  |  | -0.26619 | 0 |  |  |  |  | 0 | 0
7020 | L_AUSTPL1_1Y | 2 | South | YES | -0.002397 | 0 | 0 | 8 |  | 1 | Hydro | -1 | 0.26619 | 0 | 0 |  |  |  |  | -0.26619 | 0 |  |  |  |  | 0 | 0
80224 | VISTRONG1 | 1 | South | YES | -0.002471 | 13.1 | 0 | 15 | 0 | 1.01 | Cogen | -1 | 0.26626 | 0 | 0 |  |  |  |  | -0.26626 | 0 |  |  |  |  | 0 | 0
80225 | VISTRONG2 | 2 | South | YES | -0.002471 | 20.2 | 0 | 23 | 0 | 1.01 | Cogen | -1 | 0.26626 | 0 | 0 |  |  |  |  | -0.26626 | 0 |  |  |  |  | 0 | 0
80227 | AIRCO G | 1 | South | YES | -0.002494 | 7.2 | 0 | 8 | 0 | 1.0104 | Cogen | -1 | 0.26628 | 0 | 0 |  |  |  |  | -0.26628 | 0 |  |  |  |  | 0 | 0
8147 | UCAR #2 | 10 | South | YES | -0.002585 | 18.2 | 0 | 28 |  | 1 | Cogen | -1 | 0.26637 | 0 | 0 |  |  |  |  | -0.26637 | 0 |  |  |  |  | 0 | 0
8148 | UCAR #1 | 2 | South | YES | -0.002585 | 6.1 | 0 | 7 | 0 | 1.009 | Cogen | -1 | 0.26637 | 0 | 0 |  |  |  |  | -0.26637 | 0 |  |  |  |  | 0 | 0
80137 | CSDR89 | 8 | South | YES | -0.002585 | 33.9 | 0 | 39 | 0 | 1.003 | DCTie | -1 | 0.26637 | 0 | 0 |  |  |  |  | -0.26637 | 0 |  |  |  |  | 0 | 0
80137 | CSDR89 | 9 | South | YES | -0.002585 | 15 | 0 | 15 | 0 | 1.003 | DCTie | -1 | 0.26637 | 0 | 0 |  |  |  |  | -0.26637 | 0 |  |  |  |  | 0 | 0
80138 | CSDR7 | 7 | South | YES | -0.002585 | 6.1 | 0 | 7 | 0 | 1.014 | DCTie | -1 | 0.26637 | 0 | 0 |  |  |  |  | -0.26637 | 0 |  |  |  |  | 0 | 0
80139 | CSDR56 | 5 | South | YES | -0.002585 | 15 | 0 | 15 |  | 1.0033 | DCTie | -1 | 0.26637 | 0 | 0 |  |  |  |  | -0.26637 | 0 |  |  |  |  | 0 | 0
80139 | CSDR56 | 6 | South | YES | -0.002585 | 0 | 0 | 39 |  | 1.0033 | DCTie | -1 | 0.26637 | 0 | 0 |  |  |  |  | -0.26637 | 0 |  |  |  |  | 0 | 0
80140 | CSDR11 | 11 | South | YES | -0.002585 | 33.9 | 0 | 39 | 0 | 1.03 | DCTie | -1 | 0.26637 | 0 | 0 |  |  |  |  | -0.26637 | 0 |  |  |  |  | 0 | 0
9020 | SANDHG5A | 5A | South | YES | -0.002723 | 150 | 84 | 155 | 0 | 1.0175 | CC | -1 | 0.26651 | 155 | 155 |  |  |  |  | -0.26651 | -41.3095 |  |  |  |  | 0 | 0
9021 | SANDHG5C | 5C | South | YES | -0.002723 | 140 | 0 | 148 | 0 | 1.0175 | CC | -1 | 0.26651 | 148 | 148 |  |  |  |  | -0.26651 | -39.4439 |  |  |  |  | 0 | 0
9016 | SANDH_G1 | 1 | South | YES | -0.002723 | 45 | 2 | 49 | 0 | 1.0175 | GGT | -1 | 0.26651 | 49 | 49 |  |  |  |  | -0.26651 | -13.0591 |  |  |  |  | 0 | 0
9019 | SANDH_G4 | 4 | South | YES | -0.002723 | 0 | 2 | 47 |  | 1.0175 | GGT | -1 | 0.26651 | 47 | 47 |  |  |  |  | -0.26651 | -12.5261 |  |  |  |  | 0 | 0
9017 | SANDH_G2 | 2 | South | YES | -0.002723 | 45 | 2 | 46 | 0 | 1.0175 | GGT | -1 | 0.26651 | 46 | 46 |  |  |  |  | -0.26651 | -12.2596 |  |  |  |  | 0 | 0
9018 | SANDH_G3 | 3 | South | YES | -0.002723 | 45 | 2 | 46 | 0 | 1.0175 | GGT | -1 | 0.26651 | 46 | 46 |  |  |  |  | -0.26651 | -12.2596 |  |  |  |  | 0 | 0
9001 | DECKR_G2 | 2 | South | YES | -0.002728 | 400 | 50 | 426 | 0 | 1.015 | GST | -1 | 0.26652 | 426 | 426 |  |  |  |  | -0.26652 | -113.5365 |  |  |  |  | 0 | 0
9000 | DECKR_G1 | 1 | South | YES | -0.002728 | 280 | 50 | 321 | 0 | 1.015 | GST | -1 | 0.26652 | 321 | 321 |  |  |  |  | -0.26652 | -85.5522 |  |  |  |  | 0 | 0
9005 | DECKR_G6 | 6 | South | YES | -0.002955 | 44 | 24 | 47 | 0 | 1.015 | GGT | -1 | 0.26674 | 47 | 47 |  |  |  |  | -0.26674 | -12.537 |  |  |  |  | 0 | 0
9003 | DECKR_G4 | 4 | South | YES | -0.002955 | 44 | 24 | 44 | 0 | 1.015 | GGT | -1 | 0.26674 | 44 | 44 |  |  |  |  | -0.26674 | -11.7368 |  |  |  |  | 0 | 0
9004 | DECKR_G5 | 5 | South | YES | -0.002955 | 44 | 24 | 44 | 0 | 1.015 | GGT | -1 | 0.26674 | 44 | 44 |  |  |  |  | -0.26674 | -11.7368 |  |  |  |  | 0 | 0
9002 | DECKR_G3 | 3 | South | YES | -0.002955 | 0 | 24 | 42 |  | 1.015 | GGT | -1 | 0.26674 | 42 | 42 |  |  |  |  | -0.26674 | -11.2033 |  |  |  |  | 0 | 0
80226 | ALCOA G | 1 | South | YES | -0.003014 | 32.3 | 5 | 48 | 0 | 1.015 | Cogen | -1 | 0.2668 | 0 | 0 |  |  |  |  | -0.2668 | 0 |  |  |  |  | 0 | 0
8134 | FOR #1 | 1 | South | YES | -0.003129 | 54.1 | 45 | 79 | 0 | 1 | Cogen | -1 | 0.26692 | 0 | 0 |  |  |  |  | -0.26692 | 0 |  |  |  |  | 0 | 0
8138 | FOR #2 | 2 | South | YES | -0.003129 | 63.1 | 45 | 81 | 0 | 1 | Cogen | -1 | 0.26692 | 0 | 0 |  |  |  |  | -0.26692 | 0 |  |  |  |  | 0 | 0
8153 | FOR #3 | 3 | South | YES | -0.003129 | 63.1 | 45 | 79.9 | 0 | 1 | Cogen | -1 | 0.26692 | 0 | 0 |  |  |  |  | -0.26692 | 0 |  |  |  |  | 0 | 0
8154 | FOR #4 | 4 | South | YES | -0.003129 | 63.1 | 60 | 80 | 0 | 1 | Cogen | -1 | 0.26692 | 0 | 0 |  |  |  |  | -0.26692 | 0 |  |  |  |  | 0 | 0
8155 | FOR #5 | 5 | South | YES | -0.003129 | 63.1 | 60 | 78.4 | 0 | 1 | Cogen | -1 | 0.26692 | 0 | 0 |  |  |  |  | -0.26692 | 0 |  |  |  |  | 0 | 0
8156 | FOR #6 | 6 | South | YES | -0.003129 | 24.9 | 5 | 25 | 0 | 1 | Cogen | -1 | 0.26692 | 0 | 0 |  |  |  |  | -0.26692 | 0 |  |  |  |  | 0 | 0
8157 | FOR #7 | 7 | South | YES | -0.003129 | 28.8 | 5 | 46 | 0 | 1 | Cogen | -1 | 0.26692 | 0 | 0 |  |  |  |  | -0.26692 | 0 |  |  |  |  | 0 | 0
80051 | FOR #8 | 8 | South | YES | -0.003129 | 28 | 28 | 28 |  | 1 | Cogen | -1 | 0.26692 | 0 | 0 |  |  |  |  | -0.26692 | 0 |  |  |  |  | 0 | 0
80052 | FOR #9 | 9 | South | YES | -0.003129 | 29.7 | 5 | 43.6 | 0 | 1 | Cogen | -1 | 0.26692 | 0 | 0 |  |  |  |  | -0.26692 | 0 |  |  |  |  | 0 | 0
80053 | FOR #10 | 10 | South | YES | -0.003129 | 68.4 | 45 | 75 | 0 | 1 | Cogen | -1 | 0.26692 | 0 | 0 |  |  |  |  | -0.26692 | 0 |  |  |  |  | 0 | 0
7006 | L_SIMGID1_3Y | 3 | South | YES | -0.003533 | 324.9 | 60 | 329 | 0 | 1.02 | GST | -1 | 0.26732 | 329 | 329 |  |  |  |  | -0.26732 | -87.9492 |  |  |  |  | 0 | 0
7005 | L_SIMGID1_2Y | 2 | South | YES | -0.003533 | 133 | 32 | 139 | 0 | 1.02 | GST | -1 | 0.26732 | 139 | 139 |  |  |  |  | -0.26732 | -37.1579 |  |  |  |  | 0 | 0
7004 | L_SIMGID1_1Y | 1 | South | YES | -0.003533 | 132 | 40 | 132 | 0 | 1.02 | GST | -1 | 0.26732 | 132 | 132 |  |  |  |  | -0.26732 | -35.2866 |  |  |  |  | 0 | 0
7809 | L_BASTEN1_3Y | 1 | South | YES | -0.004099 | 232.6 | 42 | 232.6 | 0 | 1.004 | CC | -1 | 0.26789 | 232.6 | 232.6 |  |  |  |  | -0.26789 | -62.3109 |  |  |  |  | 0 | 0
7807 | L_BASTEN1_1Y | 1 | South | YES | -0.004099 | 152.5 | 83.5 | 152.5 | 0 | 1.004 | CC | -1 | 0.26789 | 152.5 | 152.5 |  |  |  |  | -0.26789 | -40.853 |  |  |  |  | 0 | 0
7808 | L_BASTEN1_2Y | 1 | South | YES | -0.004099 | 149.5 | 83.5 | 149.5 | 0 | 1.004 | CC | -1 | 0.26789 | 149.5 | 149.5 |  |  |  |  | -0.26789 | -40.0494 |  |  |  |  | 0 | 0
7303 | L_WPPGS12_1Y | 1 | South | YES | -0.004183 | 50 | 0 | 50 | 0 | 1.025 | GGT | -1 | 0.26797 | 50 | 50 |  |  |  |  | -0.26797 | -13.3986 |  |  |  |  | 0 | 0
7303 | L_WPPGS12_1Y | 2 | South | YES | -0.004183 | 50 | 0 | 50 | 0 | 1.025 | GGT | -1 | 0.26797 | 50 | 50 |  |  |  |  | -0.26797 | -13.3986 |  |  |  |  | 0 | 0
7305 | L_WPPGS34_1Y | 3 | South | YES | -0.004183 | 50 | 0 | 50 | 0 | 1.025 | GGT | -1 | 0.26797 | 50 | 50 |  |  |  |  | -0.26797 | -13.3986 |  |  |  |  | 0 | 0
7305 | L_WPPGS34_1Y | 4 | South | YES | -0.004183 | 50 | 0 | 50 | 0 | 1.025 | GGT | -1 | 0.26797 | 50 | 50 |  |  |  |  | -0.26797 | -13.3986 |  |  |  |  | 0 | 0
7009 | L_LOSTPI1_3Y | 3 | South | YES | -0.004674 | 173.9 | 72 | 175 | 0 | 1 | CC | -1 | 0.26846 | 175 | 175 |  |  |  |  | -0.26846 | -46.9811 |  |  |  |  | 0 | 0
7008 | L_LOSTPI1_2Y | 2 | South | YES | -0.004674 | 157.7 | 107 | 160 | 0 | 1 | CC | -1 | 0.26846 | 160 | 160 |  |  |  |  | -0.26846 | -42.9542 |  |  |  |  | 0 | 0
7007 | L_LOSTPI1_1Y | 1 | South | YES | -0.004674 | 158.6 | 110 | 158 | 0 | 1 | CC | -1 | 0.26846 | 158 | 158 |  |  |  |  | -0.26846 | -42.4173 |  |  |  |  | 0 | 0
7012 | L_FPPYD21_3Y | 3 | South | YES | -0.004714 | 427.5 | 200 | 436 | 0 | 1.02 | LIGCO | -1 | 0.2685 | 0 | 436 |  |  |  |  | -0.2685 | 0 |  |  |  |  | 0 | 0
7010 | L_FPPYD11_1Y | 1 | South | YES | -0.004716 | 547.4 | 200 | 606 | 0 | 1.02 | LIGCO | -1 | 0.26851 | 0 | 606 |  |  |  |  | -0.26851 | 0 |  |  |  |  | 0 | 0
7011 | L_FPPYD11_2Y | 2 | South | YES | -0.004716 | 552.2 | 200 | 598 | 0 | 1.02 | LIGCO | -1 | 0.26851 | 0 | 598 |  |  |  |  | -0.26851 | 0 |  |  |  |  | 0 | 0
3432 | SANDOW_4G | 4 | South | YES | -0.006594 | 580 | 225 | 580 |  | 1.029 | LIGCO | -1 | 0.27038 | 0 | 580 |  |  |  |  | -0.27038 | 0 |  |  |  |  | 0 | 0
5911 | STP_GN1___1 | 1 | Houston | YES | -0.00696 | 1333 | 1249 | 1333 | 0 | 1.0406 | Nuc | -1 | 0.27075 | 0 | 0 |  |  |  |  | -0.27075 | 0 |  |  |  |  | 0 | 0
5912 | STP_GN2___2 | 2 | Houston | YES | -0.00696 | 1332 | 1249 | 1332 | 0 | 1.0406 | Nuc | -1 | 0.27075 | 0 | 0 |  |  |  |  | -0.27075 | 0 |  |  |  |  | 0 | 0
48733 | CBE_ST12 | 1 | Houston | YES | -0.007113 | 105 | 0 | 105 | 0 | 1.029 | CC | -1 | 0.2709 | 105 | 105 |  |  |  |  | -0.2709 | -28.4448 |  |  |  |  | 0 | 0
48736 | CBE_ST34 | 1 | Houston | YES | -0.007113 | 105 | 0 | 105 | 0 | 1.029 | CC | -1 | 0.2709 | 105 | 105 |  |  |  |  | -0.2709 | -28.4448 |  |  |  |  | 0 | 0
48731 | CBE_GT1 | 1 | Houston | YES | -0.007113 | 76 | 0 | 76 | 0 | 1.029 | CC | -1 | 0.2709 | 76 | 76 |  |  |  |  | -0.2709 | -20.5886 |  |  |  |  | 0 | 0
48732 | CBE_GT2 | 1 | Houston | YES | -0.007113 | 76 | 0 | 76 | 0 | 1.029 | CC | -1 | 0.2709 | 76 | 76 |  |  |  |  | -0.2709 | -20.5886 |  |  |  |  | 0 | 0
48734 | CBE_GT3 | 1 | Houston | YES | -0.007113 | 76 | 0 | 76 | 0 | 1.029 | CC | -1 | 0.2709 | 76 | 76 |  |  |  |  | -0.2709 | -20.5886 |  |  |  |  | 0 | 0
48735 | CBE_GT4 | 1 | Houston | YES | -0.007113 | 76 | 0 | 76 | 0 | 1.029 | CC | -1 | 0.2709 | 76 | 76 |  |  |  |  | -0.2709 | -20.5886 |  |  |  |  | 0 | 0
48911 | TGF_GT1_8000 | 1 | Houston | YES | -0.00727 | 69.2 | 0 | 69.2 |  | 1.029 | Cogen | -1 | 0.27106 | 0 | 0 |  |  |  |  | -0.27106 | 0 |  |  |  |  | 0 | 0
60000 | DSKY2 | 1 | West | YES | 0.24856 | 19.1 | 0 | 76.5 |  | 1.039 | Wind | 1 | 0.27166 | 0 | 76.5 | 19.0148 | 76.5 |  |  | 0.27166 | 20.7823 |  |  |  |  | 0 | 0
60018 | DSKY1 | 1 | West | YES | 0.24863 | 21 | 0 | 84 | 0 | 1.023 | Wind | 1 | 0.27173 | 0 | 84 | 20.8848 | 84 |  |  | 0.27173 | 22.8257 |  |  |  |  | 0 | 0
13432 | SANDOW_5G | 5 | South | YES | -0.008162 | 581 | 225 | 581 |  | 1.029 | LIGCO | -1 | 0.27195 | 0 | 581 |  |  |  |  | -0.27195 | 0 |  |  |  |  | 0 | 0
49851 | DOW17000 | 37 | Houston | YES | -0.008234 | 39 | 0 | 62 | 0 | 1 | Cogen | -1 | 0.27202 | 0 | 0 |  |  |  |  | -0.27202 | 0 |  |  |  |  | 0 | 0
49858 | DOW38100 | 31 | Houston | YES | -0.008234 | 45 | 0 | 71.4 |  | 1 | Cogen | -1 | 0.27202 | 0 | 0 |  |  |  |  | -0.27202 | 0 |  |  |  |  | 0 | 0
49859 | DOW38200 | 33 | Houston | YES | -0.008234 | 28 | 0 | 45 | 0 | 1 | Cogen | -1 | 0.27202 | 0 | 0 |  |  |  |  | -0.27202 | 0 |  |  |  |  | 0 | 0
49860 | DOW38300 | 32 | Houston | YES | -0.008234 | 63 | 0 | 101 |  | 1 | Cogen | -1 | 0.27202 | 0 | 0 |  |  |  |  | -0.27202 | 0 |  |  |  |  | 0 | 0
49862 | DOW39100 | 36 | Houston | YES | -0.008234 | 54 | 0 | 86 | 0 | 1 | Cogen | -1 | 0.27202 | 0 | 0 |  |  |  |  | -0.27202 | 0 |  |  |  |  | 0 | 0
49863 | DOW39200 | 35 | Houston | YES | -0.008234 | 55 | 0 | 88 | 0 | 1 | Cogen | -1 | 0.27202 | 0 | 0 |  |  |  |  | -0.27202 | 0 |  |  |  |  | 0 | 0
49865 | DOW41000 | 41 | Houston | YES | -0.008234 | 31 | 0 | 50 |  | 1 | Cogen | -1 | 0.27202 | 0 | 0 |  |  |  |  | -0.27202 | 0 |  |  |  |  | 0 | 0
49866 | DOW42000 | 42 | Houston | YES | -0.008234 | 11 | 0 | 18 |  | 1 | Cogen | -1 | 0.27202 | 0 | 0 |  |  |  |  | -0.27202 | 0 |  |  |  |  | 0 | 0
49869 | DOW49000 | 45 | Houston | YES | -0.008234 | 59 | 0 | 94 |  | 1 | Cogen | -1 | 0.27202 | 0 | 0 |  |  |  |  | -0.27202 | 0 |  |  |  |  | 0 | 0
49870 | DOW61000 | 61 | Houston | YES | -0.008234 | 44 | 0 | 70 | 0 | 1 | Cogen | -1 | 0.27202 | 0 | 0 |  |  |  |  | -0.27202 | 0 |  |  |  |  | 0 | 0
49871 | DOW62000 | 62 | Houston | YES | -0.008234 | 40 | 0 | 63 | 0 | 1 | Cogen | -1 | 0.27202 | 0 | 0 |  |  |  |  | -0.27202 | 0 |  |  |  |  | 0 | 0
49872 | DOW63000 | 63 | Houston | YES | -0.008234 | 45 | 0 | 72 | 0 | 1 | Cogen | -1 | 0.27202 | 0 | 0 |  |  |  |  | -0.27202 | 0 |  |  |  |  | 0 | 0
49873 | DOW64000 | 64 | Houston | YES | -0.008234 | 41 | 0 | 64.8 | 0 | 1 | Cogen | -1 | 0.27202 | 0 | 0 |  |  |  |  | -0.27202 | 0 |  |  |  |  | 0 | 0
49876 | DOW65000 | 65 | Houston | YES | -0.008234 | 63 | 0 | 101 | 0 | 1 | Cogen | -1 | 0.27202 | 0 | 0 |  |  |  |  | -0.27202 | 0 |  |  |  |  | 0 | 0
49877 | DOW66000 | 66 | Houston | YES | -0.008234 | 61 | 0 | 97 | 0 | 1 | Cogen | -1 | 0.27202 | 0 | 0 |  |  |  |  | -0.27202 | 0 |  |  |  |  | 0 | 0
49878 | DOW67000 | 67 | Houston | YES | -0.008234 | 65 | 0 | 103 | 0 | 1 | Cogen | -1 | 0.27202 | 0 | 0 |  |  |  |  | -0.27202 | 0 |  |  |  |  | 0 | 0
49882 | DOW81000 | 81 | Houston | YES | -0.008234 | 47 | 0 | 76 | 0 | 1 | Cogen | -1 | 0.27202 | 0 | 0 |  |  |  |  | -0.27202 | 0 |  |  |  |  | 0 | 0
49884 | DOW82000 | 82 | Houston | YES | -0.008234 | 51 | 0 | 80 | 0 | 1 | Cogen | -1 | 0.27202 | 0 | 0 |  |  |  |  | -0.27202 | 0 |  |  |  |  | 0 | 0
49885 | DOW83000 | 83 | Houston | YES | -0.008234 | 51 | 0 | 80 | 0 | 1 | Cogen | -1 | 0.27202 | 0 | 0 |  |  |  |  | -0.27202 | 0 |  |  |  |  | 0 | 0
49886 | DOW84000 | 84 | Houston | YES | -0.008234 | 107 | 0 | 171 | 0 | 0.98 | Cogen | -1 | 0.27202 | 0 | 0 |  |  |  |  | -0.27202 | 0 |  |  |  |  | 0 | 0
48520 | BSF_GT1_8070 | 1 | Houston | YES | -0.008466 | 72 | 0 | 72 | 0 | 1.0326 | Cogen | -1 | 0.27226 | 0 | 0 |  |  |  |  | -0.27226 | 0 |  |  |  |  | 0 | 0
48520 | BSF_GT1_8070 | 2 | Houston | YES | -0.008466 | 10 | 0 | 10 | 0 | 1.0326 | Cogen | -1 | 0.27226 | 0 | 0 |  |  |  |  | -0.27226 | 0 |  |  |  |  | 0 | 0
39760 | TNSCLP1___8 | 1 | Houston | YES | -0.008661 | 93.4 | 20 | 116.8 | 0 | 1.04 | Cogen | -1 | 0.27245 | 0 | 0 |  |  |  |  | -0.27245 | 0 |  |  |  |  | 0 | 0
39770 | TNSCLP2___8 | 1 | Houston | YES | -0.008661 | 91.6 | 20 | 114.5 | 0 | 1.04 | Cogen | -1 | 0.27245 | 0 | 0 |  |  |  |  | -0.27245 | 0 |  |  |  |  | 0 | 0
39775 | TNSCLP4___8 | 1 | Houston | YES | -0.008661 | 95.2 | 20 | 119 | 0 | 1.04 | Cogen | -1 | 0.27245 | 0 | 0 |  |  |  |  | -0.27245 | 0 |  |  |  |  | 0 | 0
39790 | TNSCLP3___8 | 1 | Houston | YES | -0.008661 | 87.6 | 20 | 109.5 | 0 | 1.027 | Cogen | -1 | 0.27245 | 0 | 0 |  |  |  |  | -0.27245 | 0 |  |  |  |  | 0 | 0
48730 | MNS_GT | 1 | Houston | YES | -0.009304 | 43 | 0 | 46.1 |  | 1.029 | Cogen | -1 | 0.27309 | 0 | 0 |  |  |  |  | -0.27309 | 0 |  |  |  |  | 0 | 0
48926 | WAP_GN6_6 | 6 | Houston | YES | -0.009348 | 651 | 280 | 651 |  | 1.035 | LIGCO | -1 | 0.27314 | 0 | 651 |  |  |  |  | -0.27314 | 0 |  |  |  |  | 0 | 0
48927 | WAP_GN7_7 | 7 | Houston | YES | -0.009348 | 564 | 277 | 564 |  | 1.035 | LIGCO | -1 | 0.27314 | 0 | 564 |  |  |  |  | -0.27314 | 0 |  |  |  |  | 0 | 0
48928 | WAP_GN8_8 | 8 | Houston | YES | -0.009348 | 603 | 275 | 603 |  | 1.035 | LIGCO | -1 | 0.27314 | 0 | 603 |  |  |  |  | -0.27314 | 0 |  |  |  |  | 0 | 0
48523 | BVE_ST1_GN1 | 3 | Houston | YES | -0.009353 | 252.4 | 0 | 252.4 |  | 1.035 | CC | -1 | 0.27314 | 252.4 | 252.4 |  |  |  |  | -0.27314 | -68.9412 |  |  |  |  | 0 | 0
48521 | BVE_GT1_GT1 | 1 | Houston | YES | -0.009353 | 167.7 | 0 | 167.7 |  | 1.035 | CC | -1 | 0.27314 | 167.7 | 167.7 |  |  |  |  | -0.27314 | -45.806 |  |  |  |  | 0 | 0
48522 | BVE_GT2_5035 | 2 | Houston | YES | -0.009353 | 166.4 | 0 | 166.4 |  | 1.035 | CC | -1 | 0.27314 | 166.4 | 166.4 |  |  |  |  | -0.27314 | -45.4509 |  |  |  |  | 0 | 0
48510 | AK_GT1__8040 | 1 | Houston | YES | -0.0094 | 33.4 | 8.1 | 34 |  | 1.029 | Cogen | -1 | 0.27319 | 0 | 0 |  |  |  |  | -0.27319 | 0 |  |  |  |  | 0 | 0
48924 | WAP_GN4_4 | 4 | Houston | YES | -0.009473 | 546 | 217 | 546 | 0 | 1.0362 | GSC | -1 | 0.27326 | 546 | 546 |  |  |  |  | -0.27326 | -149.2014 |  |  |  |  | 0 | 0
48923 | WAP_GN3_3 | 3 | Houston | YES | -0.009473 | 198.4 | 93 | 248 | 0 | 1.0362 | GST | -1 | 0.27326 | 248 | 248 |  |  |  |  | -0.27326 | -67.7691 |  |  |  |  | 0 | 0
48921 | WAP_GN1_1 | 1 | Houston | YES | -0.009473 | 132.8 | 37 | 166 | 0 | 1.0362 | GST | -1 | 0.27326 | 166 | 166 |  |  |  |  | -0.27326 | -45.3616 |  |  |  |  | 0 | 0
48922 | WAP_GN2_2 | 2 | Houston | YES | -0.009473 | 132.8 | 37 | 166 | 0 | 1.0362 | GST | -1 | 0.27326 | 166 | 166 |  |  |  |  | -0.27326 | -45.3616 |  |  |  |  | 0 | 0
48929 | WAPGT21_GT1 | B1 | Houston | YES | -0.009473 | 0 | 0 | 13 |  | 1.05 | GGT | -1 | 0.27326 | 13 | 13 |  |  |  |  | -0.27326 | -3.5524 |  |  |  |  | 0 | 0
48925 | WAP_GN5_5 | 5 | Houston | YES | -0.009473 | 585.6 | 278 | 654 | 0 | 0.985 | LIGCO | -1 | 0.27326 | 0 | 654 |  |  |  |  | -0.27326 | 0 |  |  |  |  | 0 | 0
60017 | ORNNWP1 | 1 | West | YES | 0.25029 | 20 | 0 | 80 |  | 1.027 | Wind | 1 | 0.2734 | 0 | 80 | 20.0232 | 80 |  |  | 0.2734 | 21.8716 |  |  |  |  | 0 | 0
334 | RWMILLER03 | 3 | North | YES | -0.009659 | 166.4 | 65 | 208 | 0 | 1.04 | GST | -1 | 0.27345 | 208 | 208 |  |  | -2.0091 | 208 | -0.27345 | -56.8773 |  |  |  |  | 0 | 0
333 | RWMILLER02 | 2 | North | YES | -0.009659 | 95.2 | 37 | 119 | 0 | 1.04 | GST | -1 | 0.27345 | 119 | 119 |  |  | -1.1494 | 119 | -0.27345 | -32.5404 |  |  |  |  | 0 | 0
335 | RWMILLER04 | 4 | North | YES | -0.009659 | 81.6 | 0 | 102 | 0 | 1.04 | GST | -1 | 0.27345 | 102 | 102 |  |  | -0.98522 | 102 | -0.27345 | -27.8918 |  |  |  |  | 0 | 0
336 | RWMILLER05 | 5 | North | YES | -0.009659 | 80.8 | 0 | 101 | 0 | 1.04 | GST | -1 | 0.27345 | 101 | 101 |  |  | -0.97556 | 101 | -0.27345 | -27.6183 |  |  |  |  | 0 | 0
332 | RWMILLER01 | 1 | North | YES | -0.009659 | 58.4 | 18.5 | 73 | 0 | 1.04 | GST | -1 | 0.27345 | 73 | 73 |  |  | -0.70511 | 73 | -0.27345 | -19.9618 |  |  |  |  | 0 | 0
1354 | AEPWIND_8 | 1 | West | YES | 0.25036 | 20.2 | 0 | 101 |  | 1 | Wind | 1 | 0.27346 | 0 | 101 | 25.2863 | 101 |  |  | 0.27346 | 27.6199 |  |  |  |  | 0 | 0
1343 | TRENTIPP_8 | 1 | West | YES | 0.25036 | 30 | 0 | 150 |  | 1.014 | Wind | 1 | 0.27346 | 0 | 150 | 37.5538 | 150 |  |  | 0.27346 | 41.0196 |  |  |  |  | 0 | 0
38580 | TNBP_CGN1_8 | 1 | Houston | YES | -0.009827 | 70.8 | 0 | 70.8 | 0 | 1.005 | Cogen | -1 | 0.27362 | 0 | 0 |  |  |  |  | -0.27362 | 0 |  |  |  |  | 0 | 0
38590 | TNBP_CGN2_8 | 2 | Houston | YES | -0.009827 | 66.7 | 0 | 66.7 | 0 | 1.005 | Cogen | -1 | 0.27362 | 0 | 0 |  |  |  |  | -0.27362 | 0 |  |  |  |  | 0 | 0
38600 | TNBP_CGN3_8 | 5 | Houston | YES | -0.009827 | 53 | 0 | 53 | 0 | 1.005 | Cogen | -1 | 0.27362 | 0 | 0 |  |  |  |  | -0.27362 | 0 |  |  |  |  | 0 | 0
38611 | TNBPAMCG1_8 | 1 | Houston | YES | -0.009827 | 153.2 | 0 | 153.2 | 0 | 1.005 | Cogen | -1 | 0.27362 | 0 | 0 |  |  |  |  | -0.27362 | 0 |  |  |  |  | 0 | 0
38612 | TNBPAMCG2_8 | 2 | Houston | YES | -0.009827 | 153.5 | 0 | 153.5 | 0 | 1.005 | Cogen | -1 | 0.27362 | 0 | 0 |  |  |  |  | -0.27362 | 0 |  |  |  |  | 0 | 0
38613 | TNBPAMCG3_8 | 3 | Houston | YES | -0.009827 | 152.3 | 0 | 152.3 | 0 | 1.005 | Cogen | -1 | 0.27362 | 0 | 0 |  |  |  |  | -0.27362 | 0 |  |  |  |  | 0 | 0
38614 | TNBPAMCG4_8 | 4 | Houston | YES | -0.009827 | 96 | 0 | 96 |  | 1.005 | Cogen | -1 | 0.27362 | 0 | 0 |  |  |  |  | -0.27362 | 0 |  |  |  |  | 0 | 0
38615 | TNBPAMCG5_8 | 1 | Houston | YES | -0.009827 | 244 | 0 | 244 | 0 | 1.005 | Cogen | -1 | 0.27362 | 0 | 0 |  |  |  |  | -0.27362 | 0 |  |  |  |  | 0 | 0
38690 | TNBP_CGN4_8 | 3 | Houston | YES | -0.009827 | 40 | 0 | 40 |  | 1.005 | Cogen | -1 | 0.27362 | 0 | 0 |  |  |  |  | -0.27362 | 0 |  |  |  |  | 0 | 0
38711 | TNTXCTY1CG8 | 1 | Houston | YES | -0.009827 | 100.3 | 59 | 100.3 | 0 | 1 | Cogen | -1 | 0.27362 | 0 | 0 |  |  |  |  | -0.27362 | 0 |  |  |  |  | 0 | 0
38712 | TNTXCTY2CG8 | 1 | Houston | YES | -0.009827 | 92.9 | 59 | 92.9 | 0 | 1 | Cogen | -1 | 0.27362 | 0 | 0 |  |  |  |  | -0.27362 | 0 |  |  |  |  | 0 | 0
38713 | TNTXCTY3CG8 | 1 | Houston | YES | -0.009827 | 102.7 | 59 | 102.7 | 0 | 1 | Cogen | -1 | 0.27362 | 0 | 0 |  |  |  |  | -0.27362 | 0 |  |  |  |  | 0 | 0
38714 | TNTXCTY4CG8 | 1 | Houston | YES | -0.009827 | 103 | 59 | 103 | 0 | 1 | Cogen | -1 | 0.27362 | 0 | 0 |  |  |  |  | -0.27362 | 0 |  |  |  |  | 0 | 0
39470 | TNDOWCGNSG8 | 1 | Houston | YES | -0.009827 | 32 | 10 | 32 | 0 | 0.985 | Cogen | -1 | 0.27362 | 0 | 0 |  |  |  |  | -0.27362 | 0 |  |  |  |  | 0 | 0
39480 | TNDOWCGNGG8 | 1 | Houston | YES | -0.009827 | 30 | 10 | 30 | 0 | 0.985 | Cogen | -1 | 0.27362 | 0 | 0 |  |  |  |  | -0.27362 | 0 |  |  |  |  | 0 | 0
48772 | PHR_GN2_2 | MB | Houston | YES | -0.009998 | 0 | 72 | 459 |  | 1.0362 | GSC | -1 | 0.27379 | 0 | 0 |  |  |  |  | -0.27379 | 0 |  |  |  |  | 0 | 0
48561 | CTL_GT2_8130 | 1 | Houston | YES | -0.010118 | 73.5 | 30.3 | 91.9 |  | 1.0362 | Cogen | -1 | 0.27391 | 0 | 0 |  |  |  |  | -0.27391 | 0 |  |  |  |  | 0 | 0
48562 | CTL_GT3_8135 | 2 | Houston | YES | -0.010118 | 70.1 | 30.3 | 87.6 |  | 1.0362 | Cogen | -1 | 0.27391 | 0 | 0 |  |  |  |  | -0.27391 | 0 |  |  |  |  | 0 | 0
48563 | CTL_GT4_8140 | 3 | Houston | YES | -0.010118 | 69.6 | 30.3 | 87 |  | 1.0362 | Cogen | -1 | 0.27391 | 0 | 0 |  |  |  |  | -0.27391 | 0 |  |  |  |  | 0 | 0
48564 | CTL_GN1_8145 | 4 | Houston | YES | -0.010118 | 43.6 | 12.9 | 54.5 |  | 1.0362 | Cogen | -1 | 0.27391 | 0 | 0 |  |  |  |  | -0.27391 | 0 |  |  |  |  | 0 | 0
48565 | CTL_GN2_8155 | 5 | Houston | YES | -0.010118 | 9.8 | 3.4 | 12.2 |  | 1.0362 | Cogen | -1 | 0.27391 | 0 | 0 |  |  |  |  | -0.27391 | 0 |  |  |  |  | 0 | 0
48531 | BYU_GT1_8075 | 1 | Houston | YES | -0.010163 | 65 | 0 | 65 |  | 1.0362 | Cogen | -1 | 0.27395 | 0 | 0 |  |  |  |  | -0.27395 | 0 |  |  |  |  | 0 | 0
48532 | BYU_GT2_8055 | 2 | Houston | YES | -0.010163 | 62 | 0 | 62 |  | 1.0362 | Cogen | -1 | 0.27395 | 0 | 0 |  |  |  |  | -0.27395 | 0 |  |  |  |  | 0 | 0
48533 | BYU_GT3_8060 | 3 | Houston | YES | -0.010163 | 67 | 0 | 67 |  | 1.0362 | Cogen | -1 | 0.27395 | 0 | 0 |  |  |  |  | -0.27395 | 0 |  |  |  |  | 0 | 0
48534 | BYU_GT4_8065 | 4 | Houston | YES | -0.010163 | 65 | 0 | 65 |  | 1.0362 | Cogen | -1 | 0.27395 | 0 | 0 |  |  |  |  | -0.27395 | 0 |  |  |  |  | 0 | 0
48693 | GBY_83841065 | E | Houston | YES | -0.010234 | 45.6 | 20 | 57 | 0 | 1.0362 | GGT | -1 | 0.27402 | 57 | 57 |  |  |  |  | -0.27402 | -15.6193 |  |  |  |  | 0 | 0
48692 | GBY_81821075 | D | Houston | YES | -0.010234 | 44 | 20 | 55 | 0 | 1.0362 | GGT | -1 | 0.27402 | 55 | 55 |  |  |  |  | -0.27402 | -15.0713 |  |  |  |  | 0 | 0
48693 | GBY_83841065 | F | Houston | YES | -0.010234 | 43.2 | 20 | 54 | 0 | 1.0362 | GGT | -1 | 0.27402 | 54 | 54 |  |  |  |  | -0.27402 | -14.7973 |  |  |  |  | 0 | 0
48691 | GBY_73741085 | A | Houston | YES | -0.010234 | 37.6 | 20 | 47 | 0 | 1.0362 | GGT | -1 | 0.27402 | 47 | 47 |  |  |  |  | -0.27402 | -12.8791 |  |  |  |  | 0 | 0
48691 | GBY_73741085 | B | Houston | YES | -0.010234 | 37.6 | 20 | 47 | 0 | 1.0362 | GGT | -1 | 0.27402 | 47 | 47 |  |  |  |  | -0.27402 | -12.8791 |  |  |  |  | 0 | 0
48692 | GBY_81821075 | C | Houston | YES | -0.010234 | 37.6 | 20 | 47 | 0 | 1.0362 | GGT | -1 | 0.27402 | 47 | 47 |  |  |  |  | -0.27402 | -12.8791 |  |  |  |  | 0 | 0
48841 | SJS_GT1_GT1 | 1 | Houston | YES | -0.010249 | 62.4 | 49 | 78 | 0 | 1.0362 | Cogen | -1 | 0.27404 | 0 | 0 |  |  |  |  | -0.27404 | 0 |  |  |  |  | 0 | 0
48842 | SJS_GT2_GT2 | 2 | Houston | YES | -0.010249 | 64.8 | 49 | 81 | 0 | 1.0362 | Cogen | -1 | 0.27404 | 0 | 0 |  |  |  |  | -0.27404 | 0 |  |  |  |  | 0 | 0
48645 | DPEC_ST55065 | 5 | Houston | YES | -0.010267 | 282 | 0 | 282 | 0 | 1.0319 | CC | -1 | 0.27406 | 282 | 282 |  |  |  |  | -0.27406 | -77.284 |  |  |  |  | 0 | 0
48641 | DPEC_GT15040 | 1 | Houston | YES | -0.010267 | 163.2 | 98 | 163.2 | 0 | 1.0319 | CC | -1 | 0.27406 | 163.2 | 163.2 |  |  |  |  | -0.27406 | -44.7261 |  |  |  |  | 0 | 0
48643 | DPEC_GT35010 | 3 | Houston | YES | -0.010267 | 157.5 | 98 | 157.5 | 0 | 1.0319 | CC | -1 | 0.27406 | 157.5 | 157.5 |  |  |  |  | -0.27406 | -43.1639 |  |  |  |  | 0 | 0
48642 | DPEC_GT25025 | 2 | Houston | YES | -0.010267 | 157.1 | 98 | 157.1 | 0 | 1.0319 | CC | -1 | 0.27406 | 157.1 | 157.1 |  |  |  |  | -0.27406 | -43.0543 |  |  |  |  | 0 | 0
48644 | DPEC_GT45070 | 4 | Houston | YES | -0.010267 | 157 | 98 | 157 | 0 | 1.0319 | CC | -1 | 0.27406 | 157 | 157 |  |  |  |  | -0.27406 | -43.0269 |  |  |  |  | 0 | 0
48761 | PR_GT1__9040 | 1 | Houston | YES | -0.010294 | 26 | 0 | 35 |  | 1 | Cogen | -1 | 0.27408 | 0 | 0 |  |  |  |  | -0.27408 | 0 |  |  |  |  | 0 | 0
48855 | SRB_GT211035 | B1 | Houston | YES | -0.010314 | 0 | 0 | 18 |  | 1.014 | GGT | -1 | 0.2741 | 18 | 18 |  |  |  |  | -0.2741 | -4.9339 |  |  |  |  | 0 | 0
48855 | SRB_GT211035 | B2 | Houston | YES | -0.010314 | 0 | 0 | 12 |  | 1.014 | GGT | -1 | 0.2741 | 12 | 12 |  |  |  |  | -0.2741 | -3.2892 |  |  |  |  | 0 | 0
48852 | SRB_GN2_2 | 2 | Houston | YES | -0.010316 | 140.8 | 26 | 176 | 0 | 1.0217 | GST | -1 | 0.27411 | 176 | 176 |  |  |  |  | -0.27411 | -48.2426 |  |  |  |  | 0 | 0
48851 | SRB_GN1_1 | 1 | Houston | YES | -0.010317 | 132 | 26 | 165 | 0 | 1.0217 | GST | -1 | 0.27411 | 165 | 165 |  |  |  |  | -0.27411 | -45.2276 |  |  |  |  | 0 | 0
48551 | CAL_GT1_8045 | 1 | Houston | YES | -0.010318 | 149 | 0 | 149 | 0 | 1.0326 | Cogen | -1 | 0.27411 | 0 | 0 |  |  |  |  | -0.27411 | 0 |  |  |  |  | 0 | 0
48552 | CAL_ST1_8000 | 2 | Houston | YES | -0.010318 | 65.1 | 0 | 65.1 | 0 | 1.0326 | Cogen | -1 | 0.27411 | 0 | 0 |  |  |  |  | -0.27411 | 0 |  |  |  |  | 0 | 0
48853 | SRB_GN3_3 | 3 | Houston | YES | -0.010323 | 170.4 | 35 | 213 |  | 1.0326 | GST | -1 | 0.27411 | 213 | 213 |  |  |  |  | -0.27411 | -58.386 |  |  |  |  | 0 | 0
48845 | SOL_GT1 | 1 | Houston | YES | -0.010323 | 16.2 | 15.4 | 16.2 |  | 1.0326 | Solar | -1 | 0.27411 | 16.2 | 16.2 |  |  |  |  | -0.27411 | -4.4406 |  |  |  |  | 0 | 0
48611 | DIB_GT1_8080 | 1 | Houston | YES | -0.010323 | 64 | 0 | 64 | 0 | 1.0326 | Cogen | -1 | 0.27411 | 0 | 0 |  |  |  |  | -0.27411 | 0 |  |  |  |  | 0 | 0
48612 | DIB_GT2_8075 | 2 | Houston | YES | -0.010323 | 63.2 | 0 | 63.2 | 0 | 1.0326 | Cogen | -1 | 0.27411 | 0 | 0 |  |  |  |  | -0.27411 | 0 |  |  |  |  | 0 | 0
48613 | DIB_ST1_8085 | 3 | Houston | YES | -0.010323 | 67.9 | 30 | 82.6 | 0 | 1.0326 | Cogen | -1 | 0.27411 | 0 | 0 |  |  |  |  | -0.27411 | 0 |  |  |  |  | 0 | 0
48614 | DIB_GT3_8090 | 4 | Houston | YES | -0.010323 | 73.6 | 15 | 73.6 | 0 | 1.0326 | Cogen | -1 | 0.27411 | 0 | 0 |  |  |  |  | -0.27411 | 0 |  |  |  |  | 0 | 0
48854 | SRB_GN4_4 | 4 | Houston | YES | -0.010324 | 182.4 | 35 | 228 | 0 | 1.0326 | GST | -1 | 0.27411 | 228 | 228 |  |  |  |  | -0.27411 | -62.4979 |  |  |  |  | 0 | 0
48740 | PSG_GN2_8050 | 1 | Houston | YES | -0.010325 | 182 | 60 | 182 | 0 | 1.0326 | Cogen | -1 | 0.27411 | 0 | 0 |  |  |  |  | -0.27411 | 0 |  |  |  |  | 0 | 0
48741 | PSG_GT2_8040 | 1 | Houston | YES | -0.010325 | 158.6 | 50 | 158.6 | 0 | 1.0326 | Cogen | -1 | 0.27411 | 0 | 0 |  |  |  |  | -0.27411 | 0 |  |  |  |  | 0 | 0
48742 | PSG_GT3_8060 | 1 | Houston | YES | -0.010325 | 157 | 50 | 157 | 0 | 1.0326 | Cogen | -1 | 0.27411 | 0 | 0 |  |  |  |  | -0.27411 | 0 |  |  |  |  | 0 | 0
48820 | SHELLG1_3015 | 1 | Houston | YES | -0.010354 | 71 | 34.5 | 71 |  | 1.029 | Cogen | -1 | 0.27414 | 0 | 0 |  |  |  |  | -0.27414 | 0 |  |  |  |  | 0 | 0
48821 | SHELLG2 | 2 | Houston | YES | -0.010354 | 72 | 34.5 | 72 |  | 1.029 | Cogen | -1 | 0.27414 | 0 | 0 |  |  |  |  | -0.27414 | 0 |  |  |  |  | 0 | 0
48822 | SHELLG3_3020 | 1 | Houston | YES | -0.010354 | 39 | 0 | 39 |  | 1.029 | Cogen | -1 | 0.27414 | 0 | 0 |  |  |  |  | -0.27414 | 0 |  |  |  |  | 0 | 0
48822 | SHELLG3_3020 | 2 | Houston | YES | -0.010354 | 30 | 0 | 30 |  | 1.029 | Cogen | -1 | 0.27414 | 0 | 0 |  |  |  |  | -0.27414 | 0 |  |  |  |  | 0 | 0
48500 | APD_GT1_8005 | 1 | Houston | YES | -0.0104 | 137.6 | 54.6 | 137.6 | 0 | 1.0362 | Cogen | -1 | 0.27419 | 0 | 0 |  |  |  |  | -0.27419 | 0 |  |  |  |  | 0 | 0
48511 | LPE_GT1_8070 | 1 | Houston | YES | -0.010404 | 42 | 0 | 42 | 0 | 1.0362 | GGT | -1 | 0.27419 | 42 | 42 |  |  |  |  | -0.27419 | -11.5161 |  |  |  |  | 0 | 0
48512 | LPE_GT2_8075 | 2 | Houston | YES | -0.010404 | 42 | 0 | 42 | 0 | 1.0362 | GGT | -1 | 0.27419 | 42 | 42 |  |  |  |  | -0.27419 | -11.5161 |  |  |  |  | 0 | 0
48513 | LPE_GT3_8080 | 3 | Houston | YES | -0.010404 | 39 | 0 | 39 | 0 | 1.0362 | GGT | -1 | 0.27419 | 39 | 39 |  |  |  |  | -0.27419 | -10.6936 |  |  |  |  | 0 | 0
48514 | LPE_GT4_8085 | 4 | Houston | YES | -0.010404 | 39 | 0 | 39 | 0 | 1.0362 | GGT | -1 | 0.27419 | 39 | 39 |  |  |  |  | -0.27419 | -10.6936 |  |  |  |  | 0 | 0
48593 | CHE_GT1_8015 | 1 | Houston | YES | -0.010415 | 173 | 50 | 173 | 0 | 1.0362 | Cogen | -1 | 0.2742 | 0 | 0 |  |  |  |  | -0.2742 | 0 |  |  |  |  | 0 | 0
48594 | CHE_GN4_8025 | 4 | Houston | YES | -0.010415 | 142 | 60 | 142 | 0 | 1.0362 | Cogen | -1 | 0.2742 | 0 | 0 |  |  |  |  | -0.2742 | 0 |  |  |  |  | 0 | 0
48874 | THW_ST4_ST_4 | 4 | Houston | YES | -0.010484 | 108 | 19 | 108 | 0 | 1.0435 | CC | -1 | 0.27427 | 108 | 108 |  |  |  |  | -0.27427 | -29.6216 |  |  |  |  | 0 | 0
48873 | THW_ST3_ST_3 | 3 | Houston | YES | -0.010484 | 107 | 19 | 107 | 0 | 1.0435 | CC | -1 | 0.27427 | 107 | 107 |  |  |  |  | -0.27427 | -29.3473 |  |  |  |  | 0 | 0
48881 | THW_4344 | G | Houston | YES | -0.010484 | 58 | 5 | 58 | 0 | 1.0435 | CC | -1 | 0.27427 | 58 | 58 |  |  |  |  | -0.27427 | -15.9079 |  |  |  |  | 0 | 0
48881 | THW_4344 | H | Houston | YES | -0.010484 | 58 | 5 | 58 | 0 | 1.0435 | CC | -1 | 0.27427 | 58 | 58 |  |  |  |  | -0.27427 | -15.9079 |  |  |  |  | 0 | 0
48877 | THW_3334 | D | Houston | YES | -0.010484 | 57 | 5 | 57 | 0 | 1.0435 | CC | -1 | 0.27427 | 57 | 57 |  |  |  |  | -0.27427 | -15.6336 |  |  |  |  | 0 | 0
48879 | THW_4142 | E | Houston | YES | -0.010484 | 56 | 5 | 56 | 0 | 1.0435 | CC | -1 | 0.27427 | 56 | 56 |  |  |  |  | -0.27427 | -15.3593 |  |  |  |  | 0 | 0
48875 | THW_3132 | A | Houston | YES | -0.010484 | 55 | 5 | 55 | 0 | 1.0435 | CC | -1 | 0.27427 | 55 | 55 |  |  |  |  | -0.27427 | -15.0851 |  |  |  |  | 0 | 0
48877 | THW_3334 | C | Houston | YES | -0.010484 | 55 | 5 | 55 | 0 | 1.0435 | CC | -1 | 0.27427 | 55 | 55 |  |  |  |  | -0.27427 | -15.0851 |  |  |  |  | 0 | 0
48879 | THW_4142 | F | Houston | YES | -0.010484 | 55 | 5 | 55 | 0 | 1.0435 | CC | -1 | 0.27427 | 55 | 55 |  |  |  |  | -0.27427 | -15.0851 |  |  |  |  | 0 | 0
48875 | THW_3132 | B | Houston | YES | -0.010484 | 53 | 5 | 53 | 0 | 1.0435 | CC | -1 | 0.27427 | 53 | 53 |  |  |  |  | -0.27427 | -14.5365 |  |  |  |  | 0 | 0
48582 | CBY_GN2_2 | 2 | Houston | YES | -0.010518 | 596.8 | 110 | 746 | 0 | 1.0435 | GSC | -1 | 0.27431 | 746 | 746 |  |  |  |  | -0.27431 | -204.6335 |  |  |  |  | 0 | 0
49803 | EXN_15GT | 1 | Houston | YES | -0.010552 | 33 | 8.3 | 34 |  | 1.0326 | Cogen | -1 | 0.27434 | 0 | 0 |  |  |  |  | -0.27434 | 0 |  |  |  |  | 0 | 0
49804 | EXN_16GT | 2 | Houston | YES | -0.010552 | 32 | 8.3 | 34.7 |  | 1.0326 | Cogen | -1 | 0.27434 | 0 | 0 |  |  |  |  | -0.27434 | 0 |  |  |  |  | 0 | 0
49805 | EXN_17GT | 3 | Houston | YES | -0.010552 | 31 | 8.3 | 32.7 |  | 1.0326 | Cogen | -1 | 0.27434 | 0 | 0 |  |  |  |  | -0.27434 | 0 |  |  |  |  | 0 | 0
49826 | EXN938GT | 5 | Houston | YES | -0.010552 | 43 | 9.2 | 45.9 |  | 1.0326 | Cogen | -1 | 0.27434 | 0 | 0 |  |  |  |  | -0.27434 | 0 |  |  |  |  | 0 | 0
49828 | EXN941GT | 10 | Houston | YES | -0.010552 | 17.7 | 5.4 | 17.7 | 0 | 1.0326 | Cogen | -1 | 0.27434 | 0 | 0 |  |  |  |  | -0.27434 | 0 |  |  |  |  | 0 | 0
49829 | EXN942GT | 11 | Houston | YES | -0.010552 | 20 | 5.4 | 20.4 | 0 | 1.0326 | Cogen | -1 | 0.27434 | 0 | 0 |  |  |  |  | -0.27434 | 0 |  |  |  |  | 0 | 0
49830 | EXN943GT | 12 | Houston | YES | -0.010552 | 19 | 5.4 | 19.9 | 0 | 1.0326 | Cogen | -1 | 0.27434 | 0 | 0 |  |  |  |  | -0.27434 | 0 |  |  |  |  | 0 | 0
49831 | EXN944GT | 13 | Houston | YES | -0.010552 | 33 | 5.4 | 35 | 0 | 1.0326 | Cogen | -1 | 0.27434 | 0 | 0 |  |  |  |  | -0.27434 | 0 |  |  |  |  | 0 | 0
49832 | EXN945GT | 9 | Houston | YES | -0.010552 | 18.5 | 9.2 | 18.5 |  | 1.0326 | Cogen | -1 | 0.27434 | 0 | 0 |  |  |  |  | -0.27434 | 0 |  |  |  |  | 0 | 0
49837 | EXN_GT | 4 | Houston | YES | -0.010552 | 81 | 21.3 | 85.4 |  | 1.0326 | Cogen | -1 | 0.27434 | 0 | 0 |  |  |  |  | -0.27434 | 0 |  |  |  |  | 0 | 0
49838 | EXN_14GT | 14 | Houston | YES | -0.010552 | 140 | 0 | 148 |  | 1.0326 | Cogen | -1 | 0.27434 | 0 | 0 |  |  |  |  | -0.27434 | 0 |  |  |  |  | 0 | 0
48883 | THW_GT1_GT_1 | B2 | Houston | YES | -0.010555 | 0 | 0 | 12 |  | 1.043 | GGT | -1 | 0.27434 | 12 | 12 |  |  |  |  | -0.27434 | -3.2921 |  |  |  |  | 0 | 0
48581 | CBY_GN1_1 | 1 | Houston | YES | -0.010585 | 595.2 | 108 | 744 | 0 | 1.0435 | GSC | -1 | 0.27437 | 744 | 744 |  |  |  |  | -0.27437 | -204.1348 |  |  |  |  | 0 | 0
48651 | EP_1_2 | 1 | Houston | YES | -0.010585 | 4 | 0 | 5 | 0 | 1.0362 | Cogen | -1 | 0.27437 | 0 | 0 |  |  |  |  | -0.27437 | 0 |  |  |  |  | 0 | 0
48651 | EP_1_2 | 2 | Houston | YES | -0.010585 | 17.7 | 10 | 21 | 0 | 1.0362 | Cogen | -1 | 0.27437 | 0 | 0 |  |  |  |  | -0.27437 | 0 |  |  |  |  | 0 | 0
48940 | WARVUE_GT1 | G1 | Houston | YES | -0.010585 | 15 | 0 | 15 |  | 1.021 | Cogen | -1 | 0.27437 | 0 | 0 |  |  |  |  | -0.27437 | 0 |  |  |  |  | 0 | 0
48791 | PSA_GT1_8160 | 1 | Houston | YES | -0.010589 | 52 | 20.8 | 65 | 0 | 1.0362 | Cogen | -1 | 0.27438 | 0 | 0 |  |  |  |  | -0.27438 | 0 |  |  |  |  | 0 | 0
48792 | PSA_GT2_8155 | 2 | Houston | YES | -0.010589 | 52.8 | 20.3 | 66 | 0 | 1.0362 | Cogen | -1 | 0.27438 | 0 | 0 |  |  |  |  | -0.27438 | 0 |  |  |  |  | 0 | 0
48793 | PSA_GT3_8150 | 3 | Houston | YES | -0.010589 | 56 | 20.3 | 70 | 0 | 1.0362 | Cogen | -1 | 0.27438 | 0 | 0 |  |  |  |  | -0.27438 | 0 |  |  |  |  | 0 | 0
48794 | PSA_GT4_8145 | 4 | Houston | YES | -0.010589 | 52.8 | 20.3 | 66 | 0 | 1.0362 | Cogen | -1 | 0.27438 | 0 | 0 |  |  |  |  | -0.27438 | 0 |  |  |  |  | 0 | 0
48795 | PSA_GT5_8140 | 5 | Houston | YES | -0.010589 | 51.2 | 20.3 | 64 | 0 | 1.0362 | Cogen | -1 | 0.27438 | 0 | 0 |  |  |  |  | -0.27438 | 0 |  |  |  |  | 0 | 0
48796 | PSA_GN1_8165 | 1 | Houston | YES | -0.010589 | 83.2 | 43.1 | 104 | 0 | 1.0362 | Cogen | -1 | 0.27438 | 0 | 0 |  |  |  |  | -0.27438 | 0 |  |  |  |  | 0 | 0
48797 | PSA_GT6_8135 | 6 | Houston | YES | -0.010589 | 47.2 | 34.5 | 59 | 0 | 1.0362 | Cogen | -1 | 0.27438 | 0 | 0 |  |  |  |  | -0.27438 | 0 |  |  |  |  | 0 | 0
48815 | CVC_GT4_8005 | 4 | Houston | YES | -0.010607 | 165 | 91.8 | 165 |  | 1.0362 | Cogen | -1 | 0.2744 | 0 | 0 |  |  |  |  | -0.2744 | 0 |  |  |  |  | 0 | 0
48583 | CBY_GT4_1 | 1 | Houston | YES | -0.010612 | 172 | 0 | 172 | 0 | 1.027 | GSC | -1 | 0.2744 | 172 | 172 |  |  |  |  | -0.2744 | -47.1971 |  |  |  |  | 0 | 0
48584 | CBY_GT4_2 | 2 | Houston | YES | -0.010612 | 172 | 0 | 172 | 0 | 1.027 | CC | -1 | 0.2744 | 172 | 172 |  |  |  |  | -0.2744 | -47.1971 |  |  |  |  | 0 | 0
48585 | CBY_ST4_1 | 3 | Houston | YES | -0.010612 | 172 | 0 | 172 | 0 | 1.027 | CC | -1 | 0.2744 | 172 | 172 |  |  |  |  | -0.2744 | -47.1971 |  |  |  |  | 0 | 0
48598 | BTE_ST1_8070 | 4 | Houston | YES | -0.010667 | 269.2 | 60 | 269.2 | 0 | 1.0261 | CC | -1 | 0.27446 | 269.2 | 269.2 |  |  |  |  | -0.27446 | -73.8837 |  |  |  |  | 0 | 0
48595 | BTE_GT2_8075 | 1 | Houston | YES | -0.010667 | 162.8 | 130 | 162.8 | 0 | 1.0261 | CC | -1 | 0.27446 | 162.8 | 162.8 |  |  |  |  | -0.27446 | -44.6815 |  |  |  |  | 0 | 0
48596 | BTE_GT3_8045 | 2 | Houston | YES | -0.010667 | 161.4 | 130 | 161.4 | 0 | 1.0261 | CC | -1 | 0.27446 | 161.4 | 161.4 |  |  |  |  | -0.27446 | -44.2973 |  |  |  |  | 0 | 0
48597 | BTE_GT4_8055 | 3 | Houston | YES | -0.010667 | 158.9 | 130 | 158.9 | 0 | 1.0261 | CC | -1 | 0.27446 | 158.9 | 158.9 |  |  |  |  | -0.27446 | -43.6112 |  |  |  |  | 0 | 0
48690 | GBY_GN5_5 | 5 | Houston | YES | -0.01069 | 318.4 | 81 | 398 |  | 1.0362 | GSC | -1 | 0.27448 | 398 | 398 |  |  |  |  | -0.27448 | -109.2429 |  |  |  |  | 0 | 0
48885 | THW_5152 | B | Houston | YES | -0.010716 | 47.2 | 5 | 59 |  | 1.0319 | GGT | -1 | 0.27451 | 59 | 59 |  |  |  |  | -0.27451 | -16.1958 |  |  |  |  | 0 | 0
48887 | THW_5556 | E | Houston | YES | -0.010716 | 47.2 | 5 | 59 |  | 1.0319 | GGT | -1 | 0.27451 | 59 | 59 |  |  |  |  | -0.27451 | -16.1958 |  |  |  |  | 0 | 0
48885 | THW_5152 | A | Houston | YES | -0.010716 | 46.4 | 5 | 58 |  | 1.0319 | GGT | -1 | 0.27451 | 58 | 58 |  |  |  |  | -0.27451 | -15.9213 |  |  |  |  | 0 | 0
48886 | THW_5354 | D | Houston | YES | -0.010716 | 46.4 | 5 | 58 |  | 1.0319 | GGT | -1 | 0.27451 | 58 | 58 |  |  |  |  | -0.27451 | -15.9213 |  |  |  |  | 0 | 0
48886 | THW_5354 | C | Houston | YES | -0.010716 | 45.6 | 5 | 57 |  | 1.0319 | GGT | -1 | 0.27451 | 57 | 57 |  |  |  |  | -0.27451 | -15.6468 |  |  |  |  | 0 | 0
48887 | THW_5556 | F | Houston | YES | -0.010716 | 45.6 | 5 | 57 |  | 1.0319 | GGT | -1 | 0.27451 | 57 | 57 |  |  |  |  | -0.27451 | -15.6468 |  |  |  |  | 0 | 0
48591 | CHE_GT2_5030 | 2 | Houston | YES | -0.011046 | 173 | 50 | 173 | 0 | 1.029 | Cogen | -1 | 0.27484 | 0 | 0 |  |  |  |  | -0.27484 | 0 |  |  |  |  | 0 | 0
48811 | CVC_GT3_5045 | 3 | Houston | YES | -0.011046 | 156 | 91.8 | 156 | 0 | 1.029 | Cogen | -1 | 0.27484 | 0 | 0 |  |  |  |  | -0.27484 | 0 |  |  |  |  | 0 | 0
48812 | CVC_GT2_5020 | 2 | Houston | YES | -0.011046 | 158 | 91.8 | 158 | 0 | 1.029 | Cogen | -1 | 0.27484 | 0 | 0 |  |  |  |  | -0.27484 | 0 |  |  |  |  | 0 | 0
48813 | CVC_GT1_5035 | 1 | Houston | YES | -0.011046 | 160 | 91.8 | 160 | 0 | 1.029 | Cogen | -1 | 0.27484 | 0 | 0 |  |  |  |  | -0.27484 | 0 |  |  |  |  | 0 | 0
48814 | CVC_ST5_5040 | 1 | Houston | YES | -0.011046 | 162 | 91.8 | 162 | 0 | 1.029 | Cogen | -1 | 0.27484 | 0 | 0 |  |  |  |  | -0.27484 | 0 |  |  |  |  | 0 | 0
251 | BOSQUESW803 | 2 | North | YES | -0.011986 | 150 | 0 | 150 | 0 | 1.032 | CC | -1 | 0.27578 | 150 | 150 |  |  | -1.7979 | 150 | -0.27578 | -41.3664 |  |  |  |  | 0 | 0
253 | BOSQUESW804 | 2 | North | YES | -0.011986 | 80 | 0 | 80 | 0 | 1.032 | CC | -1 | 0.27578 | 80 | 80 |  |  | -0.95888 | 80 | -0.27578 | -22.0621 |  |  |  |  | 0 | 0
244 | WHITNYDM01 | 1 | North | YES | -0.012541 | 15 | 0 | 15 | 0 | 1.035 | Hydro | -1 | 0.27633 | 0 | 0 |  |  | 0 | 0 | -0.27633 | 0 |  |  |  |  | 0 | 0
245 | WHITNYDM02 | 2 | North | YES | -0.012541 | 15 | 0 | 15 | 0 | 1.035 | Hydro | -1 | 0.27633 | 0 | 0 |  |  | 0 | 0 | -0.27633 | 0 |  |  |  |  | 0 | 0
36998 | RDCNYNG1 | 1 | West | YES | 0.25379 | 16.8 | 0 | 84 |  | 1.01 | Wind | 1 | 0.2769 | 0 | 84 | 21.3188 | 84 |  |  | 0.2769 | 23.2596 |  |  |  |  | 0 | 0
344 | MRSSHPRD | 1 | North | YES | -0.013113 | 0 | 0 | 12 |  | 1.03 | Hydro | -1 | 0.2769 | 0 | 0 |  |  | 0 | 0 | -0.2769 | 0 |  |  |  |  | 0 | 0
345 | MRSSHPRD01 | 2 | North | YES | -0.013113 | 0 | 0 | 12 |  | 1.03 | Hydro | -1 | 0.2769 | 0 | 0 |  |  | 0 | 0 | -0.2769 | 0 |  |  |  |  | 0 | 0
238 | BOSQUESW505 | 1 | North | YES | -0.013626 | 255 | 0 | 255 | 0 | 1.02 | CC | -1 | 0.27742 | 255 | 255 |  |  | -3.4746 | 255 | -0.27742 | -70.741 |  |  |  |  | 0 | 0
247 | BOSQUESW501 | 2 | North | YES | -0.013626 | 124.8 | 0 | 156 | 0 | 1.02 | GGT | -1 | 0.27742 | 156 | 156 |  |  | -2.1257 | 156 | -0.27742 | -43.2768 |  |  |  |  | 0 | 0
239 | BOSQUESW502 | 1 | North | YES | -0.013626 | 119.2 | 0 | 149 | 0 | 1.02 | GGT | -1 | 0.27742 | 149 | 149 |  |  | -2.0303 | 149 | -0.27742 | -41.3349 |  |  |  |  | 0 | 0
1898 | COMCHEPK_1G | 1 | North | YES | -0.013773 | 1217 | 1150 | 1217 | 0 | 1.032 | Nuc | -1 | 0.27756 | 0 | 0 |  |  | 0 | 0 | -0.27756 | 0 |  |  |  |  | 0 | 0
1899 | COMCHEPK_2G | 2 | North | YES | -0.013773 | 1159 | 1128 | 1159 | 0 | 1.032 | Nuc | -1 | 0.27756 | 0 | 0 |  |  | 0 | 0 | -0.27756 | 0 |  |  |  |  | 0 | 0
3417 | LAKE_CRK2_G | 2 | North | YES | -0.013908 | 177.6 | 40 | 222 | 0 | 1.029 | GST | -1 | 0.2777 | 222 | 222 |  |  | -3.0876 | 222 | -0.2777 | -61.6489 |  |  |  |  | 0 | 0
3416 | LAKE_CRK1_G | 1 | North | YES | -0.013908 | 60 | 33 | 75 |  | 1.029 | GST | -1 | 0.2777 | 75 | 75 |  |  | -1.0431 | 75 | -0.2777 | -20.8273 |  |  |  |  | 0 | 0
48674 | FTR_CN4_5095 | 4 | North | YES | -0.014001 | 380 | 0 | 380 | 0 | 1.0319 | CC | -1 | 0.27779 | 380 | 380 |  |  | -5.3204 | 380 | -0.27779 | -105.5605 |  |  |  |  | 0 | 0
48672 | FTR_GT2_5110 | 2 | North | YES | -0.014001 | 159 | 0 | 159 | 0 | 1.0319 | CC | -1 | 0.27779 | 159 | 159 |  |  | -2.2262 | 159 | -0.27779 | -44.1687 |  |  |  |  | 0 | 0
48673 | FTR_GT3_5085 | 3 | North | YES | -0.014001 | 158 | 0 | 158 | 0 | 1.0319 | CC | -1 | 0.27779 | 158 | 158 |  |  | -2.2122 | 158 | -0.27779 | -43.8909 |  |  |  |  | 0 | 0
48671 | FTR_GT1_5105 | 1 | North | YES | -0.014001 | 154.2 | 0 | 154.2 | 0 | 1.0319 | CC | -1 | 0.27779 | 154.2 | 154.2 |  |  | -2.159 | 154.2 | -0.27779 | -42.8353 |  |  |  |  | 0 | 0
32892 | BRYN_DNSBY14 | 1 | North | YES | -0.014515 | 84 | 25 | 105 | 0 | 1.035 | GST | -1 | 0.2783 | 105 | 105 |  |  | -1.5241 | 105 | -0.2783 | -29.222 |  |  |  |  | 0 | 0
32883 | BRYN_DNSBY3 | 1 | North | YES | -0.014515 | 0 | 2 | 48 |  | 1.015 | GST | -1 | 0.2783 | 48 | 48 |  |  | -0.69672 | 48 | -0.2783 | -13.3586 |  |  |  |  | 0 | 0
32884 | BRYN_DNSBY13 | 1 | North | YES | -0.014515 | 46 | 2 | 46 | 0 | 1.015 | GST | -1 | 0.2783 | 46 | 46 |  |  | -0.66769 | 46 | -0.2783 | -12.802 |  |  |  |  | 0 | 0
38437 | TNSRBNMESA9 | 1 | West | YES | 0.25521 | 37.5 | 0 | 150 | 0 | 1.02 | Wind | 1 | 0.27832 | 0 | 150 | 38.2816 | 150 |  |  | 0.27832 | 41.7474 |  |  |  |  | 0 | 0
32888 | BRYN_ATKINS7 | 1 | North | YES | -0.014568 | 13.6 | 4 | 17 |  | 1.028 | GGT | -1 | 0.27836 | 17 | 17 |  |  | -0.24766 | 17 | -0.27836 | -4.7321 |  |  |  |  | 0 | 0
32886 | BRYN_ATKINS3 | MB | North | YES | -0.014568 | 0 | 5 | 12 |  | 1 | GST | -1 | 0.27836 | 0 | 0 |  |  | 0 | 0 | -0.27836 | 0 |  |  |  |  | 0 | 0
32887 | BRYN_ATKINS6 | MB | North | YES | -0.014568 | 0 | 12 | 51 |  | 1.028 | GST | -1 | 0.27836 | 0 | 0 |  |  | 0 | 0 | -0.27836 | 0 |  |  |  |  | 0 | 0
32890 | BRYN_ATKINS4 | MB | North | YES | -0.014568 | 0 | 5 | 22 |  | 1.031 | GST | -1 | 0.27836 | 0 | 0 |  |  | 0 | 0 | -0.27836 | 0 |  |  |  |  | 0 | 0
32891 | BRYN_ATKINS5 | MB | North | YES | -0.014568 | 0 | 5 | 25 |  | 1.031 | GST | -1 | 0.27836 | 0 | 0 |  |  | 0 | 0 | -0.27836 | 0 |  |  |  |  | 0 | 0
32798 | BRYN_TAMUGEN | 1 | North | YES | -0.014588 | 32 | 0 | 32 |  | 1.02 | GST | -1 | 0.27838 | 32 | 32 |  |  | -0.46682 | 32 | -0.27838 | -8.9081 |  |  |  |  | 0 | 0
990 | GIBN_CREK_G1 | 1 | North | YES | -0.014615 | 463 | 200 | 463 | 0 | 1.0275 | LIGCO | -1 | 0.2784 | 0 | 463 |  |  | 0 | 0 | -0.2784 | 0 |  |  |  |  | 0 | 0
38332 | TNWDWRDU2_8 | 1 | West | YES | 0.25536 | 20 | 0 | 80 | 0 | 1.0232 | Wind | 1 | 0.27847 | 0 | 80 | 20.4288 | 80 |  |  | 0.27847 | 22.2772 |  |  |  |  | 0 | 0
60016 | WOODWRD11A | 1 | West | YES | 0.25539 | 20 | 0 | 80 |  | 1.033 | Wind | 1 | 0.2785 | 0 | 80 | 20.4315 | 80 |  |  | 0.2785 | 22.2799 |  |  |  |  | 0 | 0
3404 | THOUSE_2G | 2 | North | YES | -0.014752 | 807 | 250 | 807 | 0 | 1.012 | GSC | -1 | 0.27854 | 807 | 807 |  |  | -11.9049 | 807 | -0.27854 | -224.7831 |  |  |  |  | 0 | 0
3403 | THOUSE_1G | 1 | North | YES | -0.014752 | 563 | 200 | 563 | 0 | 1.012 | GSC | -1 | 0.27854 | 563 | 563 |  |  | -8.3054 | 563 | -0.27854 | -156.819 |  |  |  |  | 0 | 0
60005 | KING_SE1A | 1 | West | YES | 0.25555 | 10 | 0 | 40 |  | 1.035 | Wind | 1 | 0.27865 | 0 | 40 | 10.2218 | 40 |  |  | 0.27865 | 11.146 |  |  |  |  | 0 | 0
6016 | SWMESA | 1 | West | YES | 0.25555 | 18.8 | 0 | 75 |  | 1.03 | Wind | 1 | 0.27865 | 0 | 75 | 19.1659 | 75 |  |  | 0.27865 | 20.8988 |  |  |  |  | 0 | 0
60003 | KING_NE1A | 1 | West | YES | 0.25555 | 20 | 0 | 80 |  | 1.03 | Wind | 1 | 0.27865 | 0 | 80 | 20.4436 | 80 |  |  | 0.27865 | 22.292 |  |  |  |  | 0 | 0
1879 | WLFHOLW_3G | 3 | North | YES | -0.015128 | 272.4 | 89.2 | 272.4 | 0 | 1.032 | CC | -1 | 0.27892 | 272.4 | 272.4 |  |  | -4.1209 | 272.4 | -0.27892 | -75.9772 |  |  |  |  | 0 | 0
1877 | WLFHOLW_1G | 1 | North | YES | -0.015128 | 217.3 | 89.2 | 217.3 | 0 | 1.032 | CC | -1 | 0.27892 | 217.3 | 217.3 |  |  | -3.2873 | 217.3 | -0.27892 | -60.6088 |  |  |  |  | 0 | 0
1878 | WLFHOLW_2G | 2 | North | YES | -0.015128 | 215.7 | 105 | 215.7 | 0 | 1.032 | CC | -1 | 0.27892 | 215.7 | 215.7 |  |  | -3.2631 | 215.7 | -0.27892 | -60.1625 |  |  |  |  | 0 | 0
60201 | RIO DRCS | F | West | YES | 0.25586 | 0 | 0 | 0 | 0 | 1.025 | AVR | 1 | 0.27896 | 0 | 0 | 0 | 0 |  |  | 0.27896 | 0 |  |  |  |  | 0 | 0
60007 | KING_SW1A | 1 | West | YES | 0.25644 | 20 | 0 | 80 |  | 1.03 | Wind | 1 | 0.27955 | 0 | 80 | 20.5153 | 80 |  |  | 0.27955 | 22.3637 |  |  |  |  | 0 | 0
60019 | KING_NW1A | 1 | West | YES | 0.25644 | 20 | 0 | 80 |  | 1.03 | Wind | 1 | 0.27955 | 0 | 80 | 20.5153 | 80 |  |  | 0.27955 | 22.3637 |  |  |  |  | 0 | 0
366 | JNSNCNTY802 | 1 | North | YES | -0.01652 | 168 | 20 | 168 | 0 | 1.02 | Cogen | -1 | 0.28031 | 0 | 0 |  |  | 0 | 0 | -0.28031 | 0 |  |  |  |  | 0 | 0
367 | JNSNCNTY802 | 2 | North | YES | -0.01652 | 90 | 20 | 90 | 0 | 1.02 | Cogen | -1 | 0.28031 | 0 | 0 |  |  | 0 | 0 | -0.28031 | 0 |  |  |  |  | 0 | 0
39960 | TNTNPONE_18 | 1 | North | YES | -0.016603 | 152.3 | 30 | 152.3 |  | 1.04 | LIGCO | -1 | 0.28039 | 0 | 152.3 |  |  | 0 | 0 | -0.28039 | 0 |  |  |  |  | 0 | 0
39970 | TNTNPONE_28 | 1 | North | YES | -0.016603 | 153 | 30 | 153 |  | 1.04 | LIGCO | -1 | 0.28039 | 0 | 153 |  |  | 0 | 0 | -0.28039 | 0 |  |  |  |  | 0 | 0
1892 | DECRDOVA_2G | A | North | YES | -0.01661 | 65 | 65 | 70 | 0 | 1.025 | GGT | -1 | 0.2804 | 70 | 70 |  |  | -1.1627 | 70 | -0.2804 | -19.628 |  |  |  |  | 0 | 0
1893 | DECRDOVA_3G | B | North | YES | -0.01661 | 65 | 65 | 69 | 0 | 1.025 | GGT | -1 | 0.2804 | 69 | 69 |  |  | -1.1461 | 69 | -0.2804 | -19.3476 |  |  |  |  | 0 | 0
1894 | DECRDOVA_4G | C | North | YES | -0.01661 | 65 | 65 | 69 | 0 | 1.025 | GGT | -1 | 0.2804 | 69 | 69 |  |  | -1.1461 | 69 | -0.2804 | -19.3476 |  |  |  |  | 0 | 0
1895 | DECRDOVA_5G | D | North | YES | -0.01661 | 65 | 65 | 68 | 0 | 1.025 | GGT | -1 | 0.2804 | 68 | 68 |  |  | -1.1295 | 68 | -0.2804 | -19.0672 |  |  |  |  | 0 | 0
48721 | LEG_1___1 | 1 | North | YES | -0.017399 | 827 | 357 | 827 | 0 | 1.0348 | LIGCO | -1 | 0.28119 | 0 | 827 |  |  | 0 | 0 | -0.28119 | 0 |  |  |  |  | 0 | 0
48722 | LEG_2___2 | 2 | North | YES | -0.017399 | 819 | 357 | 819 | 0 | 1.0348 | LIGCO | -1 | 0.28119 | 0 | 819 |  |  | 0 | 0 | -0.28119 | 0 |  |  |  |  | 0 | 0
1479 | WFCOGEN_1G | 1 | North | YES | -0.019027 | 16 | 12 | 20 | 0 | 1 | Cogen | -1 | 0.28282 | 0 | 0 |  |  | 0 | 0 | -0.28282 | 0 |  |  |  |  | 0 | 0
1479 | WFCOGEN_1G | 2 | North | YES | -0.019027 | 16 | 12 | 20 | 0 | 1 | Cogen | -1 | 0.28282 | 0 | 0 |  |  | 0 | 0 | -0.28282 | 0 |  |  |  |  | 0 | 0
1482 | WFCOGEN_2G | 1 | North | YES | -0.019027 | 16 | 12 | 20 | 0 | 1 | Cogen | -1 | 0.28282 | 0 | 0 |  |  | 0 | 0 | -0.28282 | 0 |  |  |  |  | 0 | 0
1482 | WFCOGEN_2G | 2 | North | YES | -0.019027 | 13.6 | 12 | 17 | 0 | 1 | Cogen | -1 | 0.28282 | 0 | 0 |  |  | 0 | 0 | -0.28282 | 0 |  |  |  |  | 0 | 0
505 | NTHTEXAS03 | 3 | North | YES | -0.019114 | 30.4 | 15 | 38 |  | 1.015 | GST | -1 | 0.2829 | 38 | 38 |  |  | -0.72633 | 38 | -0.2829 | -10.7503 |  |  |  |  | 0 | 0
503 | NTHTEXAS01 | 1 | North | YES | -0.019114 | 0 | 5 | 18 |  | 1.015 | GST | -1 | 0.2829 | 18 | 18 |  |  | -0.34405 | 18 | -0.2829 | -5.0923 |  |  |  |  | 0 | 0
504 | NTHTEXAS02 | 2 | North | YES | -0.019114 | 14.4 | 5 | 18 |  | 1.015 | GST | -1 | 0.2829 | 18 | 18 |  |  | -0.34405 | 18 | -0.2829 | -5.0923 |  |  |  |  | 0 | 0
3381 | BBRN_1G | 1 | North | YES | -0.01961 | 618 | 225 | 618 | 0 | 1.03 | LIGCO | -1 | 0.2834 | 0 | 618 |  |  | 0 | 0 | -0.2834 | 0 |  |  |  |  | 0 | 0
3382 | BBRN_2G | 2 | North | YES | -0.01961 | 589 | 225 | 589 | 0 | 1.03 | LIGCO | -1 | 0.2834 | 0 | 589 |  |  | 0 | 0 | -0.2834 | 0 |  |  |  |  | 0 | 0
1069 | KINDERMG_1G | 1 | West | YES | 0.26046 | 25 | 5 | 25 | 0 | 1.017 | Cogen | 1 | 0.28356 | 0 | 0 | 0 | 0 |  |  | 0.28356 | 0 |  |  |  |  | 0 | 0
1070 | KINDERMG_2G | 1 | West | YES | 0.26046 | 45.7 | 12 | 45.7 | 0 | 1.017 | Cogen | 1 | 0.28356 | 0 | 0 | 0 | 0 |  |  | 0.28356 | 0 |  |  |  |  | 0 | 0
1071 | KINDERMG_3G | 1 | West | YES | 0.26046 | 45.7 | 12 | 45.7 | 0 | 1.017 | Cogen | 1 | 0.28356 | 0 | 0 | 0 | 0 |  |  | 0.28356 | 0 |  |  |  |  | 0 | 0
1062 | CIELOGEN_2G | 1 | West | YES | 0.26046 | 12.2 | 0 | 61 |  | 1 | Wind | 1 | 0.28356 | 0 | 61 | 15.8879 | 61 |  |  | 0.28356 | 17.2973 |  |  |  |  | 0 | 0
1061 | CIELOGEN_1G | 1 | West | YES | 0.26046 | 19.8 | 0 | 99 |  | 1 | Wind | 1 | 0.28356 | 0 | 99 | 25.7852 | 99 |  |  | 0.28356 | 28.0726 |  |  |  |  | 0 | 0
1073 | SCURRYCW_2G | 2 | West | YES | 0.26063 | 24 | 0 | 120 | 0 | 1.0217 | Wind | 1 | 0.28374 | 0 | 120 | 31.2756 | 120 |  |  | 0.28374 | 34.0482 |  |  |  |  | 0 | 0
1068 | SCURRYCW_1G | 1 | West | YES | 0.26063 | 28.2 | 1.3 | 141 | 0 | 1.0217 | Wind | 1 | 0.28374 | 0 | 141 | 36.7488 | 141 |  |  | 0.28374 | 40.0067 |  |  |  |  | 0 | 0
13133 | CALFREST_3G | 3 | North | YES | -0.019968 | 177.4 | 40 | 177.4 | 0 | 1.031 | CC | -1 | 0.28376 | 177.4 | 177.4 |  |  | -3.5423 | 177.4 | -0.28376 | -50.3386 |  |  |  |  | 0 | 0
13132 | CALFREST_2G | 2 | North | YES | -0.019968 | 151 | 57 | 151 | 0 | 1.031 | CC | -1 | 0.28376 | 151 | 151 |  |  | -3.0152 | 151 | -0.28376 | -42.8474 |  |  |  |  | 0 | 0
13131 | CALFREST_1G | 1 | North | YES | -0.019968 | 150.7 | 40 | 150.7 | 0 | 1.031 | CC | -1 | 0.28376 | 150.7 | 150.7 |  |  | -3.0092 | 150.7 | -0.28376 | -42.7623 |  |  |  |  | 0 | 0
13136 | CALFREST_6G | 6 | North | YES | -0.020047 | 177.5 | 40 | 177.5 | 0 | 1.031 | CC | -1 | 0.28384 | 177.5 | 177.5 |  |  | -3.5583 | 177.5 | -0.28384 | -50.381 |  |  |  |  | 0 | 0
13135 | CALFREST_5G | 5 | North | YES | -0.020047 | 152.3 | 57 | 152.3 | 0 | 1.031 | CC | -1 | 0.28384 | 152.3 | 152.3 |  |  | -3.0532 | 152.3 | -0.28384 | -43.2283 |  |  |  |  | 0 | 0
13134 | CALFREST_4G | 4 | North | YES | -0.020047 | 151.5 | 40 | 151.5 | 0 | 1.031 | CC | -1 | 0.28384 | 151.5 | 151.5 |  |  | -3.0371 | 151.5 | -0.28384 | -43.0013 |  |  |  |  | 0 | 0
1889 | DECRDOVA_1G | 1 | North | YES | -0.020248 | 779 | 255 | 779 | 0 | 1.02 | GSC | -1 | 0.28404 | 779 | 779 |  |  | -15.7732 | 779 | -0.28404 | -221.2654 |  |  |  |  | 0 | 0
1349 | WESTXWIN_1G | 1 | West | YES | 0.26144 | 1.3 | 0 | 6.6 |  | 1.014 | Wind | 1 | 0.28455 | 0 | 6.6 | 1.7255 | 6.6 |  |  | 0.28455 | 1.878 |  |  |  |  | 0 | 0
1350 | NWPWRG1_1G | 1 | West | YES | 0.26144 | 6.9 | 1 | 34.3 |  | 1.014 | Wind | 1 | 0.28455 | 0 | 34.3 | 8.9675 | 34.3 |  |  | 0.28455 | 9.76 |  |  |  |  | 0 | 0
3126 | TRINIDAD_6G | 1 | North | YES | -0.021003 | 179.2 | 46 | 224 | 0 | 1 | GST | -1 | 0.28479 | 224 | 224 |  |  | -4.7047 | 224 | -0.28479 | -63.7936 |  |  |  |  | 0 | 0
1938 | MDLTHELP_6G | 6 | North | YES | -0.021075 | 226 | 74 | 226 | 0 | 1 | CC | -1 | 0.28486 | 226 | 226 |  |  | -4.763 | 226 | -0.28486 | -64.3794 |  |  |  |  | 0 | 0
1937 | MDLTHELP_5G | 5 | North | YES | -0.021075 | 224 | 74 | 224 | 0 | 1 | CC | -1 | 0.28486 | 224 | 224 |  |  | -4.7208 | 224 | -0.28486 | -63.8097 |  |  |  |  | 0 | 0
1943 | MDLTHELP_3G | 3 | North | YES | -0.021075 | 212 | 74 | 212 | 0 | 1 | CC | -1 | 0.28486 | 212 | 212 |  |  | -4.4679 | 212 | -0.28486 | -60.3913 |  |  |  |  | 0 | 0
1944 | MDLTHELP_4G | 4 | North | YES | -0.021075 | 211 | 74 | 211 | 0 | 1 | CC | -1 | 0.28486 | 211 | 211 |  |  | -4.4468 | 211 | -0.28486 | -60.1064 |  |  |  |  | 0 | 0
76091 | L_DIVIDE1_1N | W1 | West | YES | 0.26192 | 22.5 | 0 | 112.5 |  | 1.02 | Wind | 1 | 0.28503 | 0 | 112.5 | 29.466 | 112.5 |  |  | 0.28503 | 32.0653 |  |  |  |  | 0 | 0
76095 | L_CAPRSI1_1N | W1 | West | YES | 0.26192 | 29.9 | 0 | 149.5 | 0 | 1.02 | Wind | 1 | 0.28503 | 0 | 149.5 | 39.157 | 149.5 |  |  | 0.28503 | 42.6113 |  |  |  |  | 0 | 0
76096 | L_CAPRSI1_2N | W1 | West | YES | 0.26192 | 37.2 | 0 | 186 | 0 | 1.02 | Wind | 1 | 0.28503 | 0 | 186 | 48.7171 | 186 |  |  | 0.28503 | 53.0147 |  |  |  |  | 0 | 0
76097 | L_CAPRGE1_1N | W1 | West | YES | 0.26192 | 42.9 | 0 | 214.5 | 0 | 1.02 | Wind | 1 | 0.28503 | 0 | 214.5 | 56.1818 | 214.5 |  |  | 0.28503 | 61.1379 |  |  |  |  | 0 | 0
1600 | BARTNWND_1G | 1 | North | YES | -0.021239 | 12 | 0 | 120 | 0 | 1.022 | Wind | -1 | 0.28503 | 0 | 120 |  |  | 0 | 0 | -0.28503 | 0 |  |  |  |  | 0 | 0
12322 | ENNSTRAC_1G | 1 | North | YES | -0.021379 | 196 | 130 | 196 | 0 | 1.036 | CC | -1 | 0.28517 | 196 | 196 |  |  | -4.1903 | 196 | -0.28517 | -55.8931 |  |  |  |  | 0 | 0
12323 | ENNSTRAC_2G | 2 | North | YES | -0.021379 | 116 | 100 | 116 | 0 | 1.036 | CC | -1 | 0.28517 | 116 | 116 |  |  | -2.48 | 116 | -0.28517 | -33.0796 |  |  |  |  | 0 | 0
3108 | STRYKER_2G | 2 | North | YES | -0.02183 | 484 | 75 | 484 | 0 | 1.029 | GST | -1 | 0.28562 | 484 | 484 |  |  | -10.5657 | 484 | -0.28562 | -138.2399 |  |  |  |  | 0 | 0
3107 | STRYKER_1G | 1 | North | YES | -0.02183 | 145.6 | 45 | 182 | 0 | 1.029 | GST | -1 | 0.28562 | 182 | 182 |  |  | -3.9731 | 182 | -0.28562 | -51.9828 |  |  |  |  | 0 | 0
3309 | ASPN_G | 1 | North | YES | -0.021869 | 50 | 0 | 50 |  | 1 | Bio | -1 | 0.28566 | 50 | 50 |  |  | -1.0935 | 50 | -0.28566 | -14.2829 |  |  |  |  | 0 | 0
3348 | CHAMPION_1G | MB | North | YES | -0.021889 | 0 | 42 | 42 |  | 1 | Cogen | -1 | 0.28568 | 0 | 0 |  |  | 0 | 0 | -0.28568 | 0 |  |  |  |  | 0 | 0
1941 | MDLTHELP_1G | 1 | North | YES | -0.021983 | 216.4 | 74 | 216.4 | 0 | 1 | CC | -1 | 0.28577 | 216.4 | 216.4 |  |  | -4.7571 | 216.4 | -0.28577 | -61.8412 |  |  |  |  | 0 | 0
1942 | MDLTHELP_2G | 2 | North | YES | -0.021983 | 216.1 | 74 | 216.1 | 0 | 1 | CC | -1 | 0.28577 | 216.1 | 216.1 |  |  | -4.7505 | 216.1 | -0.28577 | -61.7555 |  |  |  |  | 0 | 0
13119 | TGATEWAY_4G | 4 | North | YES | -0.022074 | 399 | 65 | 399 | 0 | 1.0232 | CC | -1 | 0.28586 | 399 | 399 |  |  | -8.8075 | 399 | -0.28586 | -114.0596 |  |  |  |  | 0 | 0
13116 | TGATEWAY_1G | 1 | North | YES | -0.022074 | 151 | 30 | 151 | 0 | 1.0232 | CC | -1 | 0.28586 | 151 | 151 |  |  | -3.3332 | 151 | -0.28586 | -43.1654 |  |  |  |  | 0 | 0
13118 | TGATEWAY_3G | 3 | North | YES | -0.022074 | 148 | 30 | 148 | 0 | 1.0232 | CC | -1 | 0.28586 | 148 | 148 |  |  | -3.267 | 148 | -0.28586 | -42.3078 |  |  |  |  | 0 | 0
13117 | TGATEWAY_2G | 2 | North | YES | -0.022074 | 130 | 30 | 130 | 0 | 1.0232 | CC | -1 | 0.28586 | 130 | 130 |  |  | -2.8696 | 130 | -0.28586 | -37.1623 |  |  |  |  | 0 | 0
6637 | SNYDERW1A | 1 | West | YES | 0.26293 | 12.6 | 0 | 63 | 0 | 1.025 | Wind | 1 | 0.28603 | 0 | 63 | 16.5643 | 63 |  |  | 0.28603 | 18.02 |  |  |  |  | 0 | 0
3097 | MARTLAKE_1G | 1 | North | YES | -0.02229 | 790 | 500 | 790 | 0 | 1.017 | LIGCO | -1 | 0.28608 | 0 | 790 |  |  | 0 | 0 | -0.28608 | 0 |  |  |  |  | 0 | 0
3098 | MARTLAKE_2G | 2 | North | YES | -0.02229 | 795 | 461 | 795 | 0 | 1.017 | LIGCO | -1 | 0.28608 | 0 | 795 |  |  | 0 | 0 | -0.28608 | 0 |  |  |  |  | 0 | 0
3099 | MARTLAKE_3G | 3 | North | YES | -0.02229 | 804 | 500 | 804 | 0 | 1.017 | LIGCO | -1 | 0.28608 | 0 | 804 |  |  | 0 | 0 | -0.28608 | 0 |  |  |  |  | 0 | 0
2417 | MTCK8_G | 8 | North | YES | -0.023513 | 444.8 | 60 | 556 | 0 | 1.022 | GSC | -1 | 0.2873 | 556 | 556 |  |  | -13.0732 | 556 | -0.2873 | -159.7403 |  |  |  |  | 0 | 0
2413 | MTCK6_G | 6 | North | YES | -0.023513 | 0 | 30 | 118 |  | 1.022 | GST | -1 | 0.2873 | 118 | 118 |  |  | -2.7745 | 118 | -0.2873 | -33.9017 |  |  |  |  | 0 | 0
2414 | MTCK7_G | 7 | North | YES | -0.023513 | 0 | 30 | 115 |  | 1.022 | GST | -1 | 0.2873 | 115 | 115 |  |  | -2.704 | 115 | -0.2873 | -33.0398 |  |  |  |  | 0 | 0
580 | JCKCNTY801 | 1 | North | YES | -0.023773 | 288 | 0 | 288 | 0 | 1.022 | CC | -1 | 0.28756 | 288 | 288 |  |  | -6.8466 | 288 | -0.28756 | -82.8181 |  |  |  |  | 0 | 0
581 | JCKCNTY802 | 2 | North | YES | -0.023773 | 147 | 0 | 147 | 0 | 1.022 | CC | -1 | 0.28756 | 147 | 147 |  |  | -3.4946 | 147 | -0.28756 | -42.2717 |  |  |  |  | 0 | 0
582 | JCKCNTY803 | 3 | North | YES | -0.023773 | 147 | 0 | 147 | 0 | 1.022 | CC | -1 | 0.28756 | 147 | 147 |  |  | -3.4946 | 147 | -0.28756 | -42.2717 |  |  |  |  | 0 | 0
12440 | PARKD_1SVC8 | 1 | North | YES | -0.023825 | 0 | 0 | 0 | 0 | 1.007 | GST | -1 | 0.28761 | 0 | 0 |  |  | 0 | 0 | -0.28761 | 0 |  |  |  |  | 0 | 0
12449 | PARKD_2SVC8 | 1 | North | YES | -0.023825 | 0 | 0 | 0 | 0 | 1.007 | GST | -1 | 0.28761 | 0 | 0 |  |  | 0 | 0 | -0.28761 | 0 |  |  |  |  | 0 | 0
12424 | FPLEFR2S_G | 4 | North | YES | -0.023888 | 415 | 191 | 415 | 0 | 1 | CC | -1 | 0.28768 | 415 | 415 |  |  | -9.9135 | 415 | -0.28768 | -119.3862 |  |  |  |  | 0 | 0
12414 | FPLEFR1S_G | 4 | North | YES | -0.023888 | 414 | 191 | 414 | 0 | 1 | CC | -1 | 0.28768 | 414 | 414 |  |  | -9.8896 | 414 | -0.28768 | -119.0986 |  |  |  |  | 0 | 0
12412 | FPLEFR1B_G | 2 | North | YES | -0.023888 | 164 | 72 | 164 | 0 | 1 | CC | -1 | 0.28768 | 164 | 164 |  |  | -3.9176 | 164 | -0.28768 | -47.1791 |  |  |  |  | 0 | 0
12413 | FPLEFR1C_G | 3 | North | YES | -0.023888 | 164 | 72 | 164 | 0 | 1 | CC | -1 | 0.28768 | 164 | 164 |  |  | -3.9176 | 164 | -0.28768 | -47.1791 |  |  |  |  | 0 | 0
12423 | FPLEFR2C_G | 3 | North | YES | -0.023888 | 163 | 72 | 163 | 0 | 1 | CC | -1 | 0.28768 | 163 | 163 |  |  | -3.8937 | 163 | -0.28768 | -46.8915 |  |  |  |  | 0 | 0
12421 | FPLEFR2A_G | 1 | North | YES | -0.023888 | 162 | 72 | 162 | 0 | 1 | CC | -1 | 0.28768 | 162 | 162 |  |  | -3.8699 | 162 | -0.28768 | -46.6038 |  |  |  |  | 0 | 0
12411 | FPLEFR1A_G | 1 | North | YES | -0.023888 | 161 | 72 | 161 | 0 | 1 | CC | -1 | 0.28768 | 161 | 161 |  |  | -3.846 | 161 | -0.28768 | -46.3161 |  |  |  |  | 0 | 0
12422 | FPLEFR2B_G | 2 | North | YES | -0.023888 | 161 | 72 | 161 | 0 | 1 | CC | -1 | 0.28768 | 161 | 161 |  |  | -3.846 | 161 | -0.28768 | -46.3161 |  |  |  |  | 0 | 0
2452 | LKHB2_G | 2 | North | YES | -0.024004 | 516 | 80 | 516 | 0 | 1.022 | GST | -1 | 0.28779 | 516 | 516 |  |  | -12.3861 | 516 | -0.28779 | -148.5015 |  |  |  |  | 0 | 0
2451 | LKHB1_G | 1 | North | YES | -0.024004 | 0 | 80 | 391 |  | 1.022 | GST | -1 | 0.28779 | 391 | 391 |  |  | -9.3856 | 391 | -0.28779 | -112.5273 |  |  |  |  | 0 | 0
76031 | L_GASCCR1_1N | W1 | West | YES | 0.26474 | 30 | 0 | 150 | 0 | 1.02 | Wind | 1 | 0.28785 | 0 | 150 | 39.711 | 150 |  |  | 0.28785 | 43.1768 |  |  |  |  | 0 | 0
11309 | BULLCREK_2G | 1 | West | YES | 0.26499 | 20.9 | 0 | 180 |  | 1 | Wind | 1 | 0.2881 | 0 | 180 | 47.6984 | 180 |  |  | 0.2881 | 51.8573 |  |  |  |  | 0 | 0
11310 | BULLCREK_1G | 1 | West | YES | 0.26499 | 15.1 | 0 | 180 |  | 1 | Wind | 1 | 0.2881 | 0 | 180 | 47.6984 | 180 |  |  | 0.2881 | 51.8573 |  |  |  |  | 0 | 0
948 | STEAM1 | 1 | North | YES | -0.024527 | 0 | 12 | 20 |  | 1.02 | GST | -1 | 0.28832 | 20 | 20 |  |  | -0.49054 | 20 | -0.28832 | -5.7663 |  |  |  |  | 0 | 0
950 | STEAM3 | 1 | North | YES | -0.024528 | 41 | 13 | 42 | 0 | 1.02 | GST | -1 | 0.28832 | 42 | 42 |  |  | -1.0302 | 42 | -0.28832 | -12.1093 |  |  |  |  | 0 | 0
949 | STEAM2 | 1 | North | YES | -0.024528 | 26 | 8 | 26 | 0 | 0.99 | GST | -1 | 0.28832 | 26 | 26 |  |  | -0.63773 | 26 | -0.28832 | -7.4963 |  |  |  |  | 0 | 0
837 | NEWMAN_G5 | 1 | North | YES | -0.02455 | 0 | 15 | 40 |  | 1.01 | GST | -1 | 0.28834 | 40 | 40 |  |  | -0.982 | 40 | -0.28834 | -11.5336 |  |  |  |  | 0 | 0
11320 | COYOTE_1G | 1 | West | YES | 0.26529 | 22.5 | 0 | 225 |  | 1 | Wind | 1 | 0.2884 | 0 | 225 | 59.6905 | 225 |  |  | 0.2884 | 64.8891 |  |  |  |  | 0 | 0
844 | OLINGER_G3 | 1 | North | YES | -0.02464 | 103.9 | 45 | 150 | 0 | 1.03 | GST | -1 | 0.28843 | 150 | 150 |  |  | -3.696 | 150 | -0.28843 | -43.2645 |  |  |  |  | 0 | 0
843 | OLINGER_G2 | 1 | North | YES | -0.02464 | 76.2 | 25 | 110 | 0 | 1.03 | GST | -1 | 0.28843 | 110 | 110 |  |  | -2.7104 | 110 | -0.28843 | -31.7273 |  |  |  |  | 0 | 0
842 | OLINGER_G1 | 1 | North | YES | -0.02464 | 55.4 | 20 | 79 | 0 | 1.03 | GST | -1 | 0.28843 | 79 | 79 |  |  | -1.9466 | 79 | -0.28843 | -22.7859 |  |  |  |  | 0 | 0
845 | OLINGER_G4 | 1 | North | YES | -0.02464 | 51.9 | 0 | 76 | 0 | 1.03 | GGT | -1 | 0.28843 | 76 | 76 |  |  | -1.8726 | 76 | -0.28843 | -21.9207 |  |  |  |  | 0 | 0
1701 | MOSES_1G | 1 | North | YES | -0.025054 | 558 | 175 | 558 | 0 | 1.023 | LIGCO | -1 | 0.28884 | 0 | 558 |  |  | 0 | 0 | -0.28884 | 0 |  |  |  |  | 0 | 0
1702 | MOSES_2G | 2 | North | YES | -0.025054 | 579 | 175 | 579 | 0 | 1.023 | LIGCO | -1 | 0.28884 | 0 | 579 |  |  | 0 | 0 | -0.28884 | 0 |  |  |  |  | 0 | 0
1703 | MOSES_3G | 3 | North | YES | -0.025054 | 808 | 463 | 808 | 0 | 1.023 | LIGCO | -1 | 0.28884 | 0 | 808 |  |  | 0 | 0 | -0.28884 | 0 |  |  |  |  | 0 | 0
5925 | DCEAST | EQ | North | YES | -0.025054 | 400.3 | -600 | 600 | 0 | 1.025 | DCTie | -1 | 0.28884 | 0 | 0 |  |  | 0 | 0 | -0.28884 | 0 |  |  |  |  | 0 | 0
1675 | PEC_1G | 1 | North | YES | -0.025172 | 76.7 | 35 | 76.7 | 0 | 1.022 | Cogen | -1 | 0.28896 | 0 | 0 |  |  | 0 | 0 | -0.28896 | 0 |  |  |  |  | 0 | 0
1676 | PEC_2G | 2 | North | YES | -0.025172 | 79.6 | 35 | 79.6 | 0 | 1.022 | Cogen | -1 | 0.28896 | 0 | 0 |  |  | 0 | 0 | -0.28896 | 0 |  |  |  |  | 0 | 0
1677 | PEC_3G | 3 | North | YES | -0.025172 | 88.4 | 35 | 88.4 | 0 | 1.022 | Cogen | -1 | 0.28896 | 0 | 0 |  |  | 0 | 0 | -0.28896 | 0 |  |  |  |  | 0 | 0
1683 | LAMARPWR_6G | 6 | North | YES | -0.025229 | 198 | 129.1 | 198 | 0 | 1.038 | CC | -1 | 0.28902 | 198 | 198 |  |  | -4.9953 | 198 | -0.28902 | -57.2257 |  |  |  |  | 0 | 0
1680 | LAMARPWR_3G | 3 | North | YES | -0.025229 | 196 | 129.1 | 196 | 0 | 1.038 | CC | -1 | 0.28902 | 196 | 196 |  |  | -4.9449 | 196 | -0.28902 | -56.6477 |  |  |  |  | 0 | 0
1678 | LAMARPWR_1G | 1 | North | YES | -0.025229 | 160 | 67.7 | 160 | 0 | 1.038 | CC | -1 | 0.28902 | 160 | 160 |  |  | -4.0366 | 160 | -0.28902 | -46.243 |  |  |  |  | 0 | 0
1682 | LAMARPWR_5G | 5 | North | YES | -0.025229 | 157 | 67.7 | 157 | 0 | 1.038 | CC | -1 | 0.28902 | 157 | 157 |  |  | -3.961 | 157 | -0.28902 | -45.3759 |  |  |  |  | 0 | 0
1679 | LAMARPWR_2G | 2 | North | YES | -0.025229 | 156 | 67.7 | 156 | 0 | 1.038 | CC | -1 | 0.28902 | 156 | 156 |  |  | -3.9357 | 156 | -0.28902 | -45.0869 |  |  |  |  | 0 | 0
1681 | LAMARPWR_4G | 4 | North | YES | -0.025229 | 156 | 67.7 | 156 | 0 | 1.038 | CC | -1 | 0.28902 | 156 | 156 |  |  | -3.9357 | 156 | -0.28902 | -45.0869 |  |  |  |  | 0 | 0
1948 | HANDLEY_4G | 4 | North | YES | -0.025312 | 348 | 150 | 435 | 0 | 1.022 | GST | -1 | 0.2891 | 435 | 435 |  |  | -11.0107 | 435 | -0.2891 | -125.7592 |  |  |  |  | 0 | 0
1689 | VALLEY_3G | 3 | North | YES | -0.025324 | 0 | 25 | 375 |  | 1.003 | GST | -1 | 0.28911 | 375 | 375 |  |  | -9.4965 | 375 | -0.28911 | -108.4176 |  |  |  |  | 0 | 0
11693 | KMICHIST3_G | 3 | North | YES | -0.025324 | 312 | 60 | 312 | 0 | 1.026 | CC | -1 | 0.28911 | 312 | 312 |  |  | -7.9011 | 312 | -0.28911 | -90.2035 |  |  |  |  | 0 | 0
11696 | KMICHIST6_G | 6 | North | YES | -0.025324 | 310 | 60 | 310 | 0 | 1.026 | CC | -1 | 0.28911 | 310 | 310 |  |  | -7.8504 | 310 | -0.28911 | -89.6252 |  |  |  |  | 0 | 0
11695 | KMICHICT5_G | 5 | North | YES | -0.025324 | 148 | 80 | 148 | 0 | 1.026 | CC | -1 | 0.28911 | 148 | 148 |  |  | -3.748 | 148 | -0.28911 | -42.7888 |  |  |  |  | 0 | 0
11692 | KMICHICT2_G | 2 | North | YES | -0.025324 | 146 | 80 | 146 | 0 | 1.026 | CC | -1 | 0.28911 | 146 | 146 |  |  | -3.6973 | 146 | -0.28911 | -42.2106 |  |  |  |  | 0 | 0
11691 | KMICHICT1_G | 1 | North | YES | -0.025324 | 144 | 80 | 144 | 0 | 1.026 | CC | -1 | 0.28911 | 144 | 144 |  |  | -3.6467 | 144 | -0.28911 | -41.6324 |  |  |  |  | 0 | 0
11694 | KMICHICT4_G | 4 | North | YES | -0.025324 | 144 | 80 | 144 | 0 | 1.026 | CC | -1 | 0.28911 | 144 | 144 |  |  | -3.6467 | 144 | -0.28911 | -41.6324 |  |  |  |  | 0 | 0
1949 | HANDLEY_5G | 5 | North | YES | -0.025407 | 348 | 150 | 435 | 0 | 1.022 | GST | -1 | 0.2892 | 435 | 435 |  |  | -11.052 | 435 | -0.2892 | -125.8006 |  |  |  |  | 0 | 0
1947 | HANDLEY_3G | 3 | North | YES | -0.025407 | 316 | 100 | 395 | 0 | 1.022 | GST | -1 | 0.2892 | 395 | 395 |  |  | -10.0358 | 395 | -0.2892 | -114.2327 |  |  |  |  | 0 | 0
1688 | VALLEY_2G | 2 | North | YES | -0.025543 | 527 | 90 | 527 | 0 | 1.029 | GSC | -1 | 0.28933 | 527 | 527 |  |  | -13.4612 | 527 | -0.28933 | -152.4783 |  |  |  |  | 0 | 0
1687 | VALLEY_1G | 1 | North | YES | -0.025543 | 136 | 15 | 170 | 0 | 1.029 | GST | -1 | 0.28933 | 170 | 170 |  |  | -4.3423 | 170 | -0.28933 | -49.1866 |  |  |  |  | 0 | 0
2383 | NTHLK3_G | 3 | North | YES | -0.025559 | 0 | 50 | 329 |  | 1.022 | GST | -1 | 0.28935 | 329 | 329 |  |  | -8.4089 | 329 | -0.28935 | -95.1957 |  |  |  |  | 0 | 0
2382 | NTHLK2_G | 2 | North | YES | -0.025559 | 0 | 35 | 181 |  | 1.022 | GST | -1 | 0.28935 | 181 | 181 |  |  | -4.6262 | 181 | -0.28935 | -52.3721 |  |  |  |  | 0 | 0
2381 | NTHLK1_G | 1 | North | YES | -0.025559 | 0 | 35 | 156 |  | 1.022 | GST | -1 | 0.28935 | 156 | 156 |  |  | -3.9872 | 156 | -0.28935 | -45.1384 |  |  |  |  | 0 | 0
6948 | DENISNDM | 1 | North | YES | -0.025714 | 40 | 5 | 40 |  | 1.015 | Hydro | -1 | 0.2895 | 0 | 0 |  |  | 0 | 0 | -0.2895 | 0 |  |  |  |  | 0 | 0
6948 | DENISNDM | 2 | North | YES | -0.025714 | 31 | 5 | 40 |  | 1.015 | Hydro | -1 | 0.2895 | 0 | 0 |  |  | 0 | 0 | -0.2895 | 0 |  |  |  |  | 0 | 0
1320 | BSP 1 | 1 | West | YES | 0.26645 | 25.5 | 2.9 | 25.8 | 0 | 1 | Cogen | 1 | 0.28956 | 0 | 0 | 0 | 0 |  |  | 0.28956 | 0 |  |  |  |  | 0 | 0
728 | WOLFRIDGE801 | 1 | North | YES | -0.025952 | 11.2 | 0 | 112.5 | 0 | 0.99 | Wind | -1 | 0.28974 | 0 | 112.5 |  |  | 0 | 0 | -0.28974 | 0 |  |  |  |  | 0 | 0
2371 | COLLIN_1G | MB | North | YES | -0.026449 | 0 | 40 | 138 |  | 1.022 | GST | -1 | 0.29024 | 0 | 0 |  |  | 0 | 0 | -0.29024 | 0 |  |  |  |  | 0 | 0
1360 | GUNSIGHT_8 | 1 | West | YES | 0.26732 | 0 | 0 | 120 |  | 1.01 | Wind | 1 | 0.29043 | 0 | 120 | 32.0785 | 120 |  |  | 0.29043 | 34.8511 |  |  |  |  | 0 | 0
1433 | GRHAMSES_1G | 1 | North | YES | -0.027157 | 242 | 60 | 242 | 0 | 1.038 | GST | -1 | 0.29095 | 242 | 242 |  |  | -6.572 | 242 | -0.29095 | -70.4091 |  |  |  |  | 0 | 0
1327 | WILDHRSE_1G | 1 | West | YES | 0.26821 | 0 | 0 | 120 |  | 1 | Wind | 1 | 0.29131 | 0 | 120 | 32.1848 | 120 |  |  | 0.29131 | 34.9575 |  |  |  |  | 0 | 0
1333 | MCDDONAL_8 | 1 | West | YES | 0.27013 | 42.8 | 0 | 214.2 |  | 1.01 | Wind | 1 | 0.29323 | 0 | 214.2 | 57.8608 | 214.2 |  |  | 0.29323 | 62.8099 |  |  |  |  | 0 | 0
1328 | OCOTILLO_1G | 1 | West | YES | 0.27015 | 11.6 | 0 | 58 |  | 1.01 | Wind | 1 | 0.29326 | 0 | 58 | 15.6688 | 58 |  |  | 0.29326 | 17.0089 |  |  |  |  | 0 | 0
1861 | EAGLEMNT_1G | MB | North | YES | -0.02955 | 0 | 30 | 112 |  | 1.022 | GST | -1 | 0.29334 | 0 | 0 |  |  | 0 | 0 | -0.29334 | 0 |  |  |  |  | 0 | 0
1862 | EAGLEMNT_2G | MB | North | YES | -0.02955 | 0 | 40 | 100 |  | 1.022 | GST | -1 | 0.29334 | 0 | 0 |  |  | 0 | 0 | -0.29334 | 0 |  |  |  |  | 0 | 0
1863 | EAGLEMNT_3G | MB | North | YES | -0.02955 | 0 | 50 | 378 |  | 1.022 | GST | -1 | 0.29334 | 0 | 0 |  |  | 0 | 0 | -0.29334 | 0 |  |  |  |  | 0 | 0
1326 | STANTONW_8 | 1 | West | YES | 0.27138 | 20.1 | 0 | 100.5 |  | 1.01 | Wind | 1 | 0.29449 | 0 | 100.5 | 27.274 | 100.5 |  |  | 0.29449 | 29.5961 |  |  |  |  | 0 | 0
11147 | NOTREES_1G | 1 | West | YES | 0.27147 | 29.8 | 0 | 149 | 0 | 1.017 | Wind | 1 | 0.29458 | 0 | 149 | 40.4492 | 149 |  |  | 0.29458 | 43.8918 |  |  |  |  | 0 | 0
7038 | L_DELAWA1_1Y | 2 | West | YES | 0.27163 | 3 | 0 | 30 | 0 | 1 | Wind | 1 | 0.29473 | 0 | 30 | 8.1488 | 30 |  |  | 0.29473 | 8.8419 |  |  |  |  | 0 | 0
7038 | L_DELAWA1_1Y | 1 | West | YES | 0.27163 | 3.5 | 0 | 35 | 0 | 1 | Wind | 1 | 0.29473 | 0 | 35 | 9.5069 | 35 |  |  | 0.29473 | 10.3156 |  |  |  |  | 0 | 0
1002 | PBCTAGE_1G | A | West | YES | 0.27168 | 64 | 64 | 66 | 0 | 1.036 | GGT | 1 | 0.29478 | 66 | 66 | 17.9306 | 66 |  |  | 0.29478 | 19.4556 |  |  |  |  | 0 | 0
1003 | PBCTBGE_2G | B | West | YES | 0.27168 | 65 | 65 | 66 | 0 | 1.036 | GGT | 1 | 0.29478 | 66 | 66 | 17.9306 | 66 |  |  | 0.29478 | 19.4556 |  |  |  |  | 0 | 0
1004 | PBCTCGE_3G | C | West | YES | 0.27168 | 62 | 62 | 67 | 0 | 1.036 | GGT | 1 | 0.29478 | 67 | 67 | 18.2023 | 67 |  |  | 0.29478 | 19.7503 |  |  |  |  | 0 | 0
1006 | PBCTEGE_5G | E | West | YES | 0.27168 | 65 | 65 | 67 | 0 | 1.036 | GGT | 1 | 0.29478 | 67 | 67 | 18.2023 | 67 |  |  | 0.29478 | 19.7503 |  |  |  |  | 0 | 0
1005 | PBCTDGE_4G | D | West | YES | 0.27168 | 65 | 65 | 68 | 0 | 1.036 | GGT | 1 | 0.29478 | 68 | 68 | 18.474 | 68 |  |  | 0.29478 | 20.0451 |  |  |  |  | 0 | 0
1007 | PB5GEN_6G | 5 | West | YES | 0.27168 | 91.2 | 40 | 114 | 0 | 1.036 | GST | 1 | 0.29478 | 114 | 114 | 30.9711 | 114 |  |  | 0.29478 | 33.605 |  |  |  |  | 0 | 0
1008 | PB6GEN_7G | 6 | West | YES | 0.27168 | 515 | 130 | 515 | 0 | 1.036 | GST | 1 | 0.29478 | 515 | 515 | 139.9131 | 515 |  |  | 0.29478 | 151.8123 |  |  |  |  | 0 | 0
1044 | MRGNFG_6G | F | West | YES | 0.27205 | 66 | 66 | 66 | 0 | 1.029 | GGT | 1 | 0.29515 | 66 | 66 | 17.9551 | 66 |  |  | 0.29515 | 19.48 |  |  |  |  | 0 | 0
1042 | MRGNDG_4G | D | West | YES | 0.27205 | 68 | 68 | 68 | 0 | 1.029 | GGT | 1 | 0.29515 | 68 | 68 | 18.4992 | 68 |  |  | 0.29515 | 20.0703 |  |  |  |  | 0 | 0
1039 | MRGNAG_1G | A | West | YES | 0.27205 | 69 | 69 | 69 | 0 | 1.029 | GGT | 1 | 0.29515 | 69 | 69 | 18.7712 | 69 |  |  | 0.29515 | 20.3655 |  |  |  |  | 0 | 0
1041 | MRGNCG_3G | C | West | YES | 0.27205 | 69 | 69 | 70 | 0 | 1.029 | GGT | 1 | 0.29515 | 70 | 70 | 19.0433 | 70 |  |  | 0.29515 | 20.6606 |  |  |  |  | 0 | 0
1043 | MRGNEG_5G | E | West | YES | 0.27205 | 68 | 68 | 70 | 0 | 1.029 | GGT | 1 | 0.29515 | 70 | 70 | 19.0433 | 70 |  |  | 0.29515 | 20.6606 |  |  |  |  | 0 | 0
1040 | MRGNBG_2G | B | West | YES | 0.27205 | 70 | 70 | 71 | 0 | 1.029 | GGT | 1 | 0.29515 | 71 | 71 | 19.3153 | 71 |  |  | 0.29515 | 20.9558 |  |  |  |  | 0 | 0
1037 | MORGAN5G_5G | 5 | West | YES | 0.27205 | 109.6 | 40 | 137 | 0 | 1.029 | GST | 1 | 0.29515 | 137 | 137 | 37.2704 | 137 |  |  | 0.29515 | 40.4358 |  |  |  |  | 0 | 0
924 | SPENCER_G5 | 1 | North | YES | -0.031463 | 52 | 20 | 66 | 0 | 1.03 | GST | -1 | 0.29525 | 66 | 66 |  |  | -2.0766 | 66 | -0.29525 | -19.4867 |  |  |  |  | 0 | 0
923 | SPENCER_G4 | 1 | North | YES | -0.031463 | 48 | 20 | 61 | 0 | 1.03 | GST | -1 | 0.29525 | 61 | 61 |  |  | -1.9192 | 61 | -0.29525 | -18.0104 |  |  |  |  | 0 | 0
11022 | TIEHVCG_2G | 1 | West | YES | 0.27492 | 132.4 | 103 | 132.4 | 0 | 1.012 | CC | 1 | 0.29803 | 132.4 | 132.4 | 36.3998 | 132.4 |  |  | 0.29803 | 39.4589 |  |  |  |  | 0 | 0
11023 | TIEHVCG_3G | 1 | West | YES | 0.27492 | 137.4 | 103 | 137.4 | 0 | 1.012 | CC | 1 | 0.29803 | 137.4 | 137.4 | 37.7744 | 137.4 |  |  | 0.29803 | 40.9491 |  |  |  |  | 0 | 0
11021 | TIEHVCG_1G | 1 | West | YES | 0.27492 | 142.1 | 103 | 142.1 | 0 | 1.012 | CC | 1 | 0.29803 | 142.1 | 142.1 | 39.0666 | 142.1 |  |  | 0.29803 | 42.3498 |  |  |  |  | 0 | 0
11024 | TIEHVCG_4G | 1 | West | YES | 0.27492 | 147 | 103 | 147 | 0 | 1.012 | CC | 1 | 0.29803 | 147 | 147 | 40.4137 | 147 |  |  | 0.29803 | 43.8101 |  |  |  |  | 0 | 0
11020 | TIEHVSG_1G | 1 | West | YES | 0.27492 | 208.2 | 63 | 208.2 | 0 | 1.012 | CC | 1 | 0.29803 | 208.2 | 208.2 | 57.239 | 208.2 |  |  | 0.29803 | 62.0495 |  |  |  |  | 0 | 0
11025 | TIEHVSG_2G | 1 | West | YES | 0.27492 | 213.2 | 63 | 213.2 | 0 | 1.012 | CC | 1 | 0.29803 | 213.2 | 213.2 | 58.6136 | 213.2 |  |  | 0.29803 | 63.5396 |  |  |  |  | 0 | 0
11001 | NAV1CT | 1 | West | YES | 0.27496 | 70.4 | 18 | 70.4 | 0 | 1.029 | CC | 1 | 0.29807 | 70.4 | 70.4 | 19.3572 | 70.4 |  |  | 0.29807 | 20.9838 |  |  |  |  | 0 | 0
11009 | NAV2CT | 1 | West | YES | 0.27496 | 71.4 | 18 | 71.4 | 0 | 1.029 | CC | 1 | 0.29807 | 71.4 | 71.4 | 19.6321 | 71.4 |  |  | 0.29807 | 21.2818 |  |  |  |  | 0 | 0
11012 | NAV4CT | 1 | West | YES | 0.27496 | 80 | 18 | 80 | 0 | 1.029 | CC | 1 | 0.29807 | 80 | 80 | 21.9968 | 80 |  |  | 0.29807 | 23.8452 |  |  |  |  | 0 | 0
11013 | NAV5CT | 1 | West | YES | 0.27496 | 80 | 18 | 80 | 0 | 1.029 | CC | 1 | 0.29807 | 80 | 80 | 21.9968 | 80 |  |  | 0.29807 | 23.8452 |  |  |  |  | 0 | 0
11011 | NAV3ST | 1 | West | YES | 0.27496 | 92.8 | 40 | 92.8 | 0 | 1.029 | CC | 1 | 0.29807 | 92.8 | 92.8 | 25.5163 | 92.8 |  |  | 0.29807 | 27.6604 |  |  |  |  | 0 | 0
11014 | NAV6ST | 1 | West | YES | 0.27496 | 115 | 40 | 115 | 0 | 1.029 | CC | 1 | 0.29807 | 115 | 115 | 31.6204 | 115 |  |  | 0.29807 | 34.2775 |  |  |  |  | 0 | 0
1045 | CALENG1G_1G | 1 | West | YES | 0.27757 | 73.4 | 27 | 73.4 | 0 | 1.014 | Cogen | 1 | 0.30067 | 0 | 0 | 0 | 0 |  |  | 0.30067 | 0 |  |  |  |  | 0 | 0
1046 | CALENG2G_2G | 2 | West | YES | 0.27757 | 73.4 | 27 | 73.4 | 0 | 1.014 | Cogen | 1 | 0.30067 | 0 | 0 | 0 | 0 |  |  | 0.30067 | 0 |  |  |  |  | 0 | 0
1047 | CALENG3G_3G | 3 | West | YES | 0.27757 | 70.4 | 27 | 70.4 | 0 | 1.014 | Cogen | 1 | 0.30067 | 0 | 0 | 0 | 0 |  |  | 0.30067 | 0 |  |  |  |  | 0 | 0
11065 | ELBOWCK_1G | 1 | West | YES | 0.27831 | 23.4 | 0 | 121.9 | 0 | 1 | Wind | 1 | 0.30141 | 0 | 121.9 | 33.9256 | 121.9 |  |  | 0.30141 | 36.7421 |  |  |  |  | 0 | 0
1058 | LONGSHORE_5 | 1 | West | YES | 0.27831 | 30 | 0 | 150 |  | 1.01 | Wind | 1 | 0.30141 | 0 | 150 | 41.746 | 150 |  |  | 0.30141 | 45.2118 |  |  |  |  | 0 | 0
1058 | LONGSHORE_5 | 2 | West | YES | 0.27831 | 44 | 0 | 220 |  | 1.01 | Wind | 1 | 0.30141 | 0 | 220 | 61.2275 | 220 |  |  | 0.30141 | 66.3107 |  |  |  |  | 0 | 0
1455 | WCPWRCO_3G | 3 | North | YES | -0.047049 | 242 | 50 | 242 |  | 1.02 | CC | -1 | 0.31084 | 242 | 242 |  |  | -11.3859 | 242 | -0.31084 | -75.223 |  |  |  |  | 0 | 0
1453 | WCPWRCO_1G | 1 | North | YES | -0.047049 | 204 | 50 | 204 | 0 | 1.02 | CC | -1 | 0.31084 | 204 | 204 |  |  | -9.598 | 204 | -0.31084 | -63.4111 |  |  |  |  | 0 | 0
1454 | WCPWRCO_2G | 2 | North | YES | -0.047049 | 204 | 50 | 204 | 0 | 1.02 | CC | -1 | 0.31084 | 204 | 204 |  |  | -9.598 | 204 | -0.31084 | -63.4111 |  |  |  |  | 0 | 0
60072 | HHOLLOW41A | 1 | West | YES | 0.31303 | 23 | 0 | 115 | 0 | 1.025 | Wind | 1 | 0.33614 | 0 | 115 | 35.9984 | 115 |  |  | 0.33614 | 38.6555 |  |  |  |  | 0 | 0
60058 | BUFF_GAP1A | 1 | West | YES | 0.31303 | 24 | 0 | 120 |  | 1 | Wind | 1 | 0.33614 | 0 | 120 | 37.5636 | 120 |  |  | 0.33614 | 40.3362 |  |  |  |  | 0 | 0
60063 | BUFF_GAP1B | 1 | West | YES | 0.31303 | 34 | 0 | 170.2 | 0 | 1.02 | Wind | 1 | 0.33614 | 0 | 170.2 | 53.2777 | 170.2 |  |  | 0.33614 | 57.2102 |  |  |  |  | 0 | 0
60068 | HHOLLOW21A | 1 | West | YES | 0.31303 | 36.8 | 0 | 184 | 0 | 1.025 | Wind | 1 | 0.33614 | 0 | 184 | 57.5975 | 184 |  |  | 0.33614 | 61.8489 |  |  |  |  | 0 | 0
60066 | H_HOLLOW1A | 1 | West | YES | 0.31303 | 44.4 | 0 | 222 | 0 | 1.005 | Wind | 1 | 0.33614 | 0 | 222 | 69.4927 | 222 |  |  | 0.33614 | 74.622 |  |  |  |  | 0 | 0
60070 | HHOLLOW31A | 1 | West | YES | 0.31303 | 44.8 | 0 | 224 | 0 | 1.025 | Wind | 1 | 0.33614 | 0 | 224 | 70.1187 | 224 |  |  | 0.33614 | 75.2943 |  |  |  |  | 0 | 0
60060 | CIRELLO | 1 | West | YES | 0.31303 | 46.6 | 0 | 233 | 0 | 1 | Wind | 1 | 0.33614 | 0 | 233 | 72.936 | 233 |  |  | 0.33614 | 78.3195 |  |  |  |  | 0 | 0
71051 | L_BITTCR1_1N | W1 | West | YES | 0.31519 | 7.5 | 0 | 37.5 |  | 1.02 | Wind | 1 | 0.33829 | 0 | 37.5 | 11.8196 | 37.5 |  |  | 0.33829 | 12.686 |  |  |  |  | 0 | 0
71061 | L_SWEETW1_5N | W1 | West | YES | 0.31519 | 16.1 | 0 | 80.5 | 0 | 1.02 | Wind | 1 | 0.33829 | 0 | 80.5 | 25.3727 | 80.5 |  |  | 0.33829 | 27.2327 |  |  |  |  | 0 | 0
71060 | L_SWEETW1_4N | W1 | West | YES | 0.31519 | 21 | 0 | 105 | 0 | 1.02 | Wind | 1 | 0.33829 | 0 | 105 | 33.0948 | 105 |  |  | 0.33829 | 35.5209 |  |  |  |  | 0 | 0
71054 | L_SWEETW1_1N | W1 | West | YES | 0.31519 | 21.5 | 0 | 107.5 |  | 1.02 | Wind | 1 | 0.33829 | 0 | 107.5 | 33.8828 | 107.5 |  |  | 0.33829 | 36.3666 |  |  |  |  | 0 | 0
71059 | L_SWEETW1_3N | W1 | West | YES | 0.31519 | 23.8 | 0 | 119 | 0 | 1.02 | Wind | 1 | 0.33829 | 0 | 119 | 37.5075 | 119 |  |  | 0.33829 | 40.257 |  |  |  |  | 0 | 0
71057 | L_SWEETW1_2N | W1 | West | YES | 0.31519 | 27 | 0 | 135 |  | 1.02 | Wind | 1 | 0.33829 | 0 | 135 | 42.5505 | 135 |  |  | 0.33829 | 45.6697 |  |  |  |  | 0 | 0
1432 | GRHAMSES_2G | 2 | North | YES | -0.09067 | 294.9 | 90 | 366 | 0 | 1.014 | GST | -1 | 0.35446 | 366 | 366 |  |  | -33.1852 | 366 | -0.35446 | -129.7322 |  |  |  |  | 0 | 0
1416 | SWETWATR_1G | 1 | West | YES | 0.35413 | 30 | 18 | 30 | 0 | 1.026 | CC | 1 | 0.37723 | 30 | 30 | 10.6238 | 30 |  |  | 0.37723 | 11.317 |  |  |  |  | 0 | 0
1419 | SWETWATR_4G | 4 | West | YES | 0.35413 | 61 | 36 | 61 | 0 | 1.026 | CC | 1 | 0.37723 | 61 | 61 | 21.6017 | 61 |  |  | 0.37723 | 23.0112 |  |  |  |  | 0 | 0
1418 | SWETWATR_3G | 3 | West | YES | 0.35413 | 68 | 36 | 68 | 0 | 1.026 | CC | 1 | 0.37723 | 68 | 68 | 24.0806 | 68 |  |  | 0.37723 | 25.6518 |  |  |  |  | 0 | 0
1417 | SWETWATR_2G | 2 | West | YES | 0.35413 | 72 | 36 | 72 | 0 | 1.026 | CC | 1 | 0.37723 | 72 | 72 | 25.4971 | 72 |  |  | 0.37723 | 27.1607 |  |  |  |  | 0 | 0
[26 empty] | 0 | 0
[26 empty] | 0 | 0
[26 empty] | 0 | 0
[26 empty] | 0 | 0
[26 empty] | 0 | 0
[26 empty] | 0 | 0
[26 empty] | 0 | 0
[26 empty] | 0 | 0
[26 empty] | 0 | 0
[26 empty] | 0 | 0
[26 empty] | 0 | 0
[26 empty] | 0 | 0
[26 empty] | 0 | 0
[26 empty] | 0 | 0
[26 empty] | 0 | 0
[26 empty] | 0 | 0
[26 empty] | 0 | 0
[26 empty] | 0 | 0
[26 empty] | 0 | 0
[26 empty] | 0 | 0
[26 empty] | 0 | 0
[26 empty] | 0 | 0
[26 empty] | 0 | 0
[26 empty] | 0 | 0
[26 empty] | 0 | 0
[26 empty] | 0 | 0
[26 empty] | 0 | 0
[26 empty] | 0 | 0
[26 empty] | 0 | 0
[26 empty] | 0 | 0
[26 empty] | 0 | 0
[26 empty] | 0 | 0
[26 empty] | 0 | 0
[26 empty] | 0 | 0
[26 empty] | 0 | 0
[26 empty] | 0 | 0
[26 empty] | 0 | 0
[26 empty] | 0 | 0
[26 empty] | 0 | 0
[26 empty] | 0 | 0
[26 empty] | 0 | 0
[26 empty] | 0 | 0
[26 empty] | 0 | 0
[26 empty] | 0 | 0
[26 empty] | 0 | 0
[26 empty] | 0 | 0
[26 empty] | 0 | 0
[26 empty] | 0 | 0
[26 empty] | 0 | 0
[26 empty] | 0 | 0
[26 empty] | 0 | 0
[26 empty] | 0 | 0
[26 empty] | 0 | 0
[26 empty] | 0 | 0
[26 empty] | 0 | 0
[26 empty] | 0 | 0
[26 empty] | 0 | 0
[26 empty] | 0 | 0
[26 empty] | 0 | 0
[26 empty] | 0 | 0
[26 empty] | 0 | 0
[26 empty] | 0 | 0
[26 empty] | 0 | 0
[26 empty] | 0 | 0
[26 empty] | 0 | 0
[26 empty] | 0 | 0
[26 empty] | 0 | 0
[26 empty] | 0 | 0
[26 empty] | 0 | 0
[26 empty] | 0 | 0
[26 empty] | 0 | 0
[26 empty] | 0 | 0
[26 empty] | 0 | 0
[26 empty] | 0 | 0
[26 empty] | 0 | 0
[26 empty] | 0 | 0
[26 empty] | 0 | 0
[26 empty] | 0 | 0
[26 empty] | 0 | 0
[26 empty] | 0 | 0
[26 empty] | 0 | 0
[26 empty] | 0 | 0
[26 empty] | 0 | 0
[26 empty] | 0 | 0
[26 empty] | 0 | 0
[26 empty] | 0 | 0
[26 empty] | 0 | 0
[26 empty] | 0 | 0
[26 empty] | 0 | 0
[26 empty] | 0 | 0
[26 empty] | 0 | 0
[26 empty] | 0 | 0
[26 empty] | 0 | 0
[26 empty] | 0 | 0
[26 empty] | 0 | 0
[26 empty] | 0 | 0
[26 empty] | 0 | 0
[26 empty] | 0 | 0
[26 empty] | 0 | 0
[26 empty] | 0 | 0
[26 empty] | 0 | 0
[26 empty] | 0 | 0
[26 empty] | 0 | 0
[26 empty] | 0 | 0
[26 empty] | 0 | 0
[26 empty] | 0 | 0
[26 empty] | 0 | 0
[26 empty] | 0 | 0
[26 empty] | 0 | 0
[26 empty] | 0 | 0
[26 empty] | 0 | 0
[26 empty] | 0 | 0
[26 empty] | 0 | 0
[26 empty] | 0 | 0
[26 empty] | 0 | 0
[26 empty] | 0 | 0
[26 empty] | 0 | 0
[26 empty] | 0 | 0
[26 empty] | 0 | 0
[26 empty] | 0 | 0
[26 empty] | 0 | 0
[26 empty] | 0 | 0
[26 empty] | 0 | 0
[26 empty] | 0 | 0
[26 empty] | 0 | 0
[26 empty] | 0 | 0
[26 empty] | 0 | 0
[26 empty] | 0 | 0
[26 empty] | 0 | 0
[26 empty] | 0 | 0
[26 empty] | 0 | 0
[26 empty] | 0 | 0
[26 empty] | 0 | 0
[26 empty] | 0 | 0
[26 empty] | 0 | 0
[26 empty] | 0 | 0
[26 empty] | 0 | 0
[26 empty] | 0 | 0
[26 empty] | 0 | 0
[26 empty] | 0 | 0
[26 empty] | 0 | 0
[26 empty] | 0 | 0
[26 empty] | 0 | 0
[26 empty] | 0 | 0
[26 empty] | 0 | 0
[26 empty] | 0 | 0
[26 empty] | 0 | 0
[26 empty] | 0 | 0
[26 empty] | 0 | 0
[26 empty] | 0 | 0
[26 empty] | 0 | 0
[26 empty] | 0 | 0
[26 empty] | 0 | 0
[26 empty] | 0 | 0
[26 empty] | 0 | 0
[26 empty] | 0 | 0
[26 empty] | 0 | 0
[26 empty] | 0 | 0
[26 empty] | 0 | 0
[26 empty] | 0 | 0
[26 empty] | 0 | 0
[26 empty] | 0 | 0
[26 empty] | 0 | 0
[26 empty] | 0 | 0
[26 empty] | 0 | 0
[26 empty] | 0 | 0
[26 empty] | 0 | 0
[26 empty] | 0 | 0
[26 empty] | 0 | 0
[26 empty] | 0 | 0
[26 empty] | 0 | 0
[26 empty] | 0 | 0
[26 empty] | 0 | 0
[26 empty] | 0 | 0
[26 empty] | 0 | 0
[26 empty] | 0 | 0
[26 empty] | 0 | 0
[26 empty] | 0 | 0
[26 empty] | 0 | 0
[26 empty] | 0 | 0
[26 empty] | 0 | 0
[26 empty] | 0 | 0
[26 empty] | 0 | 0
[26 empty] | 0 | 0
[26 empty] | 0 | 0
[26 empty] | 0 | 0
[26 empty] | 0 | 0
[26 empty] | 0 | 0
[26 empty] | 0 | 0
[26 empty] | 0 | 0
[26 empty] | 0 | 0
[26 empty] | 0 | 0
[26 empty] | 0 | 0
[26 empty] | 0 | 0
[26 empty] | 0 | 0
[26 empty] | 0 | 0
[26 empty] | 0 | 0
[26 empty] | 0 | 0
[26 empty] | 0 | 0
[26 empty] | 0 | 0
[26 empty] | 0 | 0
[26 empty] | 0 | 0
[26 empty] | 0 | 0
[26 empty] | 0 | 0
[26 empty] | 0 | 0
[26 empty] | 0 | 0
[26 empty] | 0 | 0
[26 empty] | 0 | 0
[26 empty] | 0 | 0
[26 empty] | 0 | 0
[26 empty] | 0 | 0
[26 empty] | 0 | 0
[26 empty] | 0 | 0
[26 empty] | 0 | 0
[26 empty] | 0 | 0
[26 empty] | 0 | 0
[26 empty] | 0 | 0
[26 empty] | 0 | 0
[26 empty] | 0 | 0
[26 empty] | 0 | 0
[26 empty] | 0 | 0
[26 empty] | 0 | 0
[26 empty] | 0 | 0
[26 empty] | 0 | 0
[26 empty] | 0 | 0
[26 empty] | 0 | 0
[26 empty] | 0 | 0
[26 empty] | 0 | 0
[26 empty] | 0 | 0
[26 empty] | 0 | 0
[26 empty] | 0 | 0
[26 empty] | 0 | 0
[26 empty] | 0 | 0
[26 empty] | 0 | 0
[26 empty] | 0 | 0
[26 empty] | 0 | 0
[26 empty] | 0 | 0
[26 empty] | 0 | 0
[26 empty] | 0 | 0
[26 empty] | 0 | 0
[26 empty] | 0 | 0
[26 empty] | 0 | 0
[26 empty] | 0 | 0
[26 empty] | 0 | 0
[26 empty] | 0 | 0
[26 empty] | 0 | 0
[26 empty] | 0 | 0
[26 empty] | 0 | 0
[26 empty] | 0 | 0
[26 empty] | 0 | 0
[26 empty] | 0 | 0
[26 empty] | 0 | 0
[26 empty] | 0 | 0
[26 empty] | 0 | 0
[26 empty] | 0 | 0
[26 empty] | 0 | 0
[26 empty] | 0 | 0
[26 empty] | 0 | 0
[26 empty] | 0 | 0
[26 empty] | 0 | 0
[26 empty] | 0 | 0
[26 empty] | 0 | 0
[26 empty] | 0 | 0
[26 empty] | 0 | 0
[26 empty] | 0 | 0
[26 empty] | 0 | 0
[26 empty] | 0 | 0
[26 empty] | 0 | 0
[26 empty] | 0 | 0
[26 empty] | 0 | 0
[26 empty] | 0 | 0
[26 empty] | 0 | 0
[26 empty] | 0 | 0
[26 empty] | 0 | 0
[26 empty] | 0 | 0
[26 empty] | 0 | 0
[26 empty] | 0 | 0
[26 empty] | 0 | 0
[26 empty] | 0 | 0
[26 empty] | 0 | 0
[26 empty] | 0 | 0
[26 empty] | 0 | 0
[26 empty] | 0 | 0
[26 empty] | 0 | 0
[26 empty] | 0 | 0
[26 empty] | 0 | 0
[26 empty] | 0 | 0
[26 empty] | 0 | 0
[26 empty] | 0 | 0
[26 empty] | 0 | 0
[26 empty] | 0 | 0
[26 empty] | 0 | 0
[26 empty] | 0 | 0
[26 empty] | 0 | 0
[26 empty] | 0 | 0
[26 empty] | 0 | 0
[26 empty] | 0 | 0
[26 empty] | 0 | 0
[26 empty] | 0 | 0
[26 empty] | 0 | 0
[26 empty] | 0 | 0
[26 empty] | 0 | 0
[26 empty] | 0 | 0
[26 empty] | 0 | 0
[26 empty] | 0 | 0
[26 empty] | 0 | 0
[26 empty] | 0 | 0
[26 empty] | 0 | 0
[26 empty] | 0 | 0
[26 empty] | 0 | 0
[26 empty] | 0 | 0
[26 empty] | 0 | 0
[26 empty] | 0 | 0
[26 empty] | 0 | 0
[26 empty] | 0 | 0
[26 empty] | 0 | 0
[26 empty] | 0 | 0
[26 empty] | 0 | 0
[26 empty] | 0 | 0
[26 empty] | 0 | 0
[26 empty] | 0 | 0
[26 empty] | 0 | 0
[26 empty] | 0 | 0
[26 empty] | 0 | 0
[26 empty] | 0 | 0
[26 empty] | 0 | 0
[26 empty] | 0 | 0
[26 empty] | 0 | 0
[26 empty] | 0 | 0
[26 empty] | 0 | 0
[26 empty] | 0 | 0
[26 empty] | 0 | 0
[26 empty] | 0 | 0
[26 empty] | 0 | 0
[26 empty] | 0 | 0
[26 empty] | 0 | 0
[26 empty] | 0 | 0
[26 empty] | 0 | 0
[26 empty] | 0 | 0
[26 empty] | 0 | 0
[26 empty] | 0 | 0
[26 empty] | 0 | 0
[26 empty] | 0 | 0
[26 empty] | 0 | 0
[26 empty] | 0 | 0
[26 empty] | 0 | 0
[26 empty] | 0 | 0
[26 empty] | 0 | 0
[26 empty] | 0 | 0
[26 empty] | 0 | 0
[26 empty] | 0 | 0
[26 empty] | 0 | 0
[26 empty] | 0 | 0
[26 empty] | 0 | 0
[26 empty] | 0 | 0
[26 empty] | 0 | 0
[26 empty] | 0 | 0
[26 empty] | 0 | 0
[26 empty] | 0 | 0
[26 empty] | 0 | 0
[26 empty] | 0 | 0
[26 empty] | 0 | 0
[26 empty] | 0 | 0
[26 empty] | 0 | 0
[26 empty] | 0 | 0
[26 empty] | 0 | 0
[26 empty] | 0 | 0
[26 empty] | 0 | 0
[26 empty] | 0 | 0
[26 empty] | 0 | 0
[26 empty] | 0 | 0
[26 empty] | 0 | 0
[26 empty] | 0 | 0
[26 empty] | 0 | 0
[26 empty] | 0 | 0
[26 empty] | 0 | 0
[26 empty] | 0 | 0
[26 empty] | 0 | 0
[26 empty] | 0 | 0
[26 empty] | 0 | 0
[26 empty] | 0 | 0
[26 empty] | 0 | 0
[26 empty] | 0 | 0
[26 empty] | 0 | 0
[26 empty] | 0 | 0
[26 empty] | 0 | 0
[26 empty] | 0 | 0
[26 empty] | 0 | 0
[26 empty] | 0 | 0
[26 empty] | 0 | 0
[26 empty] | 0 | 0
[26 empty] | 0 | 0
[26 empty] | 0 | 0
[26 empty] | 0 | 0
[26 empty] | 0 | 0
[26 empty] | 0 | 0
[26 empty] | 0 | 0
[26 empty] | 0 | 0
[26 empty] | 0 | 0
[26 empty] | 0 | 0
[26 empty] | 0 | 0
[26 empty] | 0 | 0
[26 empty] | 0 | 0
[26 empty] | 0 | 0
[26 empty] | 0 | 0
[26 empty] | 0 | 0
[26 empty] | 0 | 0
[26 empty] | 0 | 0
[26 empty] | 0 | 0
[26 empty] | 0 | 0
[26 empty] | 0 | 0
[26 empty] | 0 | 0
[26 empty] | 0 | 0
[26 empty] | 0 | 0
[26 empty] | 0 | 0
[26 empty] | 0 | 0
[26 empty] | 0 | 0
[26 empty] | 0 | 0
[26 empty] | 0 | 0
[26 empty] | 0 | 0
[26 empty] | 0 | 0
[26 empty] | 0 | 0
[26 empty] | 0 | 0
[26 empty] | 0 | 0
[26 empty] | 0 | 0
[26 empty] | 0 | 0
[26 empty] | 0 | 0
[26 empty] | 0 | 0
[26 empty] | 0 | 0
[26 empty] | 0 | 0
[26 empty] | 0 | 0
[26 empty] | 0 | 0
[26 empty] | 0 | 0
[26 empty] | 0 | 0
[26 empty] | 0 | 0
[26 empty] | 0 | 0
[26 empty] | 0 | 0
[26 empty] | 0 | 0
[26 empty] | 0 | 0
[26 empty] | 0 | 0
[26 empty] | 0 | 0
[26 empty] | 0 | 0
[26 empty] | 0 | 0
[26 empty] | 0 | 0
[26 empty] | 0 | 0
[26 empty] | 0 | 0
[26 empty] | 0 | 0
[26 empty] | 0 | 0
[26 empty] | 0 | 0
[26 empty] | 0 | 0
[26 empty] | 0 | 0
[26 empty] | 0 | 0
[26 empty] | 0 | 0
[26 empty] | 0 | 0
[26 empty] | 0 | 0
[26 empty] | 0 | 0
[26 empty] | 0 | 0
[26 empty] | 0 | 0
[26 empty] | 0 | 0
[26 empty] | 0 | 0
[26 empty] | 0 | 0
[26 empty] | 0 | 0
[26 empty] | 0 | 0
[26 empty] | 0 | 0
[26 empty] | 0 | 0
[26 empty] | 0 | 0
[26 empty] | 0 | 0
[26 empty] | 0 | 0
[26 empty] | 0 | 0
[26 empty] | 0 | 0
[26 empty] | 0 | 0
[26 empty] | 0 | 0
[26 empty] | 0 | 0
[26 empty] | 0 | 0
[26 empty] | 0 | 0
[26 empty] | 0 | 0
[26 empty] | 0 | 0
[26 empty] | 0 | 0
[26 empty] | 0 | 0
[26 empty] | 0 | 0
[26 empty] | 0 | 0
[26 empty] | 0 | 0
[26 empty] | 0 | 0
[26 empty] | 0 | 0
[26 empty] | 0 | 0
[26 empty] | 0 | 0
[26 empty] | 0 | 0
[26 empty] | 0 | 0
[26 empty] | 0 | 0
[26 empty] | 0 | 0
[26 empty] | 0 | 0
[26 empty] | 0 | 0
[26 empty] | 0 | 0
[26 empty] | 0 | 0
[26 empty] | 0 | 0
[26 empty] | 0 | 0
[26 empty] | 0 | 0
[26 empty] | 0 | 0
[26 empty] | 0 | 0
[26 empty] | 0 | 0
[26 empty] | 0 | 0
[26 empty] | 0 | 0
[26 empty] | 0 | 0
[26 empty] | 0 | 0
[26 empty] | 0 | 0
[26 empty] | 0 | 0
[26 empty] | 0 | 0
[26 empty] | 0 | 0
[26 empty] | 0 | 0
[26 empty] | 0 | 0
[26 empty] | 0 | 0
[26 empty] | 0 | 0
[26 empty] | 0 | 0
[26 empty] | 0 | 0
[26 empty] | 0 | 0
[26 empty] | 0 | 0
[26 empty] | 0 | 0
[26 empty] | 0 | 0
[26 empty] | 0 | 0
[26 empty] | 0 | 0
[26 empty] | 0 | 0
[26 empty] | 0 | 0
[26 empty] | 0 | 0
[26 empty] | 0 | 0
[26 empty] | 0 | 0
[26 empty] | 0 | 0
[26 empty] | 0 | 0
[26 empty] | 0 | 0
[26 empty] | 0 | 0
[26 empty] | 0 | 0
[26 empty] | 0 | 0
[26 empty] | 0 | 0
[26 empty] | 0 | 0
[26 empty] | 0 | 0
[26 empty] | 0 | 0
[26 empty] | 0 | 0
[26 empty] | 0 | 0
[26 empty] | 0 | 0
[26 empty] | 0 | 0
[26 empty] | 0 | 0
[26 empty] | 0 | 0
[26 empty] | 0 | 0
[26 empty] | 0 | 0
[26 empty] | 0 | 0
[26 empty] | 0 | 0
[26 empty] | 0 | 0
[26 empty] | 0 | 0
[26 empty] | 0 | 0
[26 empty] | 0 | 0
[26 empty] | 0 | 0
[26 empty] | 0 | 0
[26 empty] | 0 | 0
[26 empty] | 0 | 0
[26 empty] | 0 | 0
[26 empty] | 0 | 0
[26 empty] | 0 | 0
[26 empty] | 0 | 0
[26 empty] | 0 | 0
[26 empty] | 0 | 0
[26 empty] | 0 | 0
[26 empty] | 0 | 0
[26 empty] | 0 | 0
[26 empty] | 0 | 0
[26 empty] | 0 | 0
[26 empty] | 0 | 0
[26 empty] | 0 | 0
[26 empty] | 0 | 0
[26 empty] | 0 | 0
[26 empty] | 0 | 0
[26 empty] | 0 | 0
[26 empty] | 0 | 0
[26 empty] | 0 | 0
[26 empty] | 0 | 0
[26 empty] | 0 | 0
[26 empty] | 0 | 0
[26 empty] | 0 | 0
[26 empty] | 0 | 0
[26 empty] | 0 | 0
[26 empty] | 0 | 0
[26 empty] | 0 | 0
[26 empty] | 0 | 0
[26 empty] | 0 | 0
[26 empty] | 0 | 0
[26 empty] | 0 | 0
[26 empty] | 0 | 0
[26 empty] | 0 | 0
[26 empty] | 0 | 0
[26 empty] | 0 | 0
[26 empty] | 0 | 0
[26 empty] | 0 | 0
[26 empty] | 0 | 0
[26 empty] | 0 | 0
[26 empty] | 0 | 0
[26 empty] | 0 | 0
[26 empty] | 0 | 0
[26 empty] | 0 | 0
[26 empty] | 0 | 0
[26 empty] | 0 | 0
[26 empty] | 0 | 0
[26 empty] | 0 | 0
[26 empty] | 0 | 0
[26 empty] | 0 | 0
[26 empty] | 0 | 0
[26 empty] | 0 | 0
[26 empty] | 0 | 0
[26 empty] | 0 | 0
[26 empty] | 0 | 0
[26 empty] | 0 | 0
[26 empty] | 0 | 0
[26 empty] | 0 | 0
[26 empty] | 0 | 0
[26 empty] | 0 | 0
[26 empty] | 0 | 0
[26 empty] | 0 | 0
[26 empty] | 0 | 0
[26 empty] | 0 | 0
[26 empty] | 0 | 0
[26 empty] | 0 | 0
[26 empty] | 0 | 0
[26 empty] | 0 | 0
[26 empty] | 0 | 0
[26 empty] | 0 | 0
[26 empty] | 0 | 0
[26 empty] | 0 | 0
[26 empty] | 0 | 0
[26 empty] | 0 | 0
[26 empty] | 0 | 0
[26 empty] | 0 | 0
[26 empty] | 0 | 0
[26 empty] | 0 | 0
[26 empty] | 0 | 0
[26 empty] | 0 | 0
[26 empty] | 0 | 0
[26 empty] | 0 | 0
[26 empty] | 0 | 0
[26 empty] | 0 | 0
[26 empty] | 0 | 0
[26 empty] | 0 | 0
[26 empty] | 0 | 0
[26 empty] | 0 | 0
[26 empty] | 0 | 0
[26 empty] | 0 | 0
[26 empty] | 0 | 0
[26 empty] | 0 | 0
[26 empty] | 0 | 0
[26 empty] | 0 | 0
[26 empty] | 0 | 0
[26 empty] | 0 | 0
[26 empty] | 0 | 0
[26 empty] | 0 | 0
[26 empty] | 0 | 0
[26 empty] | 0 | 0
[26 empty] | 0 | 0
[26 empty] | 0 | 0
[26 empty] | 0 | 0
[26 empty] | 0 | 0
[26 empty] | 0 | 0
[26 empty] | 0 | 0
[26 empty] | 0 | 0
[26 empty] | 0 | 0
[26 empty] | 0 | 0
[26 empty] | 0 | 0
[26 empty] | 0 | 0
[26 empty] | 0 | 0
[26 empty] | 0 | 0
[26 empty] | 0 | 0
[26 empty] | 0 | 0
[26 empty] | 0 | 0
[26 empty] | 0 | 0
[26 empty] | 0 | 0
[26 empty] | 0 | 0
[26 empty] | 0 | 0
[26 empty] | 0 | 0
[26 empty] | 0 | 0
[26 empty] | 0 | 0
[26 empty] | 0 | 0
[26 empty] | 0 | 0
[26 empty] | 0 | 0
[26 empty] | 0 | 0
[26 empty] | 0 | 0
[26 empty] | 0 | 0
[26 empty] | 0 | 0
[26 empty] | 0 | 0
[26 empty] | 0 | 0
[26 empty] | 0 | 0
[26 empty] | 0 | 0
[26 empty] | 0 | 0
[26 empty] | 0 | 0
[26 empty] | 0 | 0
[26 empty] | 0 | 0
[26 empty] | 0 | 0
[26 empty] | 0 | 0
[26 empty] | 0 | 0
[26 empty] | 0 | 0
[26 empty] | 0 | 0
[26 empty] | 0 | 0
[26 empty] | 0 | 0
[26 empty] | 0 | 0
[26 empty] | 0 | 0
[26 empty] | 0 | 0
[26 empty] | 0 | 0
[26 empty] | 0 | 0
[26 empty] | 0 | 0
[26 empty] | 0 | 0
[26 empty] | 0 | 0
[26 empty] | 0 | 0
[26 empty] | 0 | 0
[26 empty] | 0 | 0
[26 empty] | 0 | 0
[26 empty] | 0 | 0
[26 empty] | 0 | 0
[26 empty] | 0 | 0
[26 empty] | 0 | 0
[26 empty] | 0 | 0
[26 empty] | 0 | 0
[26 empty] | 0 | 0
[26 empty] | 0 | 0
[26 empty] | 0 | 0
[26 empty] | 0 | 0
[26 empty] | 0 | 0
[26 empty] | 0 | 0
[26 empty] | 0 | 0
[26 empty] | 0 | 0
[26 empty] | 0 | 0
[26 empty] | 0 | 0
[26 empty] | 0 | 0
[26 empty] | 0 | 0
[26 empty] | 0 | 0
[26 empty] | 0 | 0
[26 empty] | 0 | 0
[26 empty] | 0 | 0
[26 empty] | 0 | 0
[26 empty] | 0 | 0
[26 empty] | 0 | 0
[26 empty] | 0 | 0
[26 empty] | 0 | 0
[26 empty] | 0 | 0
[26 empty] | 0 | 0
[26 empty] | 0 | 0
[26 empty] | 0 | 0
[26 empty] | 0 | 0
[26 empty] | 0 | 0
[26 empty] | 0 | 0
[26 empty] | 0 | 0
[26 empty] | 0 | 0
[26 empty] | 0 | 0
[26 empty] | 0 | 0
[26 empty] | 0 | 0
[26 empty] | 0 | 0
[26 empty] | 0 | 0
[26 empty] | 0 | 0
[26 empty] | 0 | 0
[26 empty] | 0 | 0
[26 empty] | 0 | 0
[26 empty] | 0 | 0
[26 empty] | 0 | 0
[26 empty] | 0 | 0
[26 empty] | 0 | 0
[26 empty] | 0 | 0
[26 empty] | 0 | 0
[26 empty] | 0 | 0
[26 empty] | 0 | 0
[26 empty] | 0 | 0
[26 empty] | 0 | 0
[26 empty] | 0 | 0
[26 empty] | 0 | 0
[26 empty] | 0 | 0
[26 empty] | 0 | 0
[26 empty] | 0 | 0
[26 empty] | 0 | 0
[26 empty] | 0 | 0
[26 empty] | 0 | 0
[26 empty] | 0 | 0
[26 empty] | 0 | 0
[26 empty] | 0 | 0
[26 empty] | 0 | 0
[26 empty] | 0 | 0
[26 empty] | 0 | 0
[26 empty] | 0 | 0
[26 empty] | 0 | 0
[26 empty] | 0 | 0
[26 empty] | 0 | 0
[26 empty] | 0 | 0
[26 empty] | 0 | 0
[26 empty] | 0 | 0
[26 empty] | 0 | 0
[26 empty] | 0 | 0
[26 empty] | 0 | 0
[26 empty] | 0 | 0
[26 empty] | 0 | 0
[26 empty] | 0 | 0
[26 empty] | 0 | 0
[26 empty] | 0 | 0
[26 empty] | 0 | 0
[26 empty] | 0 | 0
[26 empty] | 0 | 0
[26 empty] | 0 | 0
[26 empty] | 0 | 0
[26 empty] | 0 | 0
[26 empty] | 0 | 0
[26 empty] | 0 | 0
[26 empty] | 0 | 0
[26 empty] | 0 | 0
[26 empty] | 0 | 0
[26 empty] | 0 | 0
[26 empty] | 0 | 0
[26 empty] | 0 | 0
[26 empty] | 0 | 0
[26 empty] | 0 | 0
[26 empty] | 0 | 0
[26 empty] | 0 | 0
[26 empty] | 0 | 0
[26 empty] | 0 | 0
[26 empty] | 0 | 0
[26 empty] | 0 | 0
[26 empty] | 0 | 0
[26 empty] | 0 | 0
[26 empty] | 0 | 0
[26 empty] | 0 | 0
[26 empty] | 0 | 0
[26 empty] | 0 | 0
[26 empty] | 0 | 0
[26 empty] | 0 | 0
[26 empty] | 0 | 0
[26 empty] | 0 | 0
[26 empty] | 0 | 0
[26 empty] | 0 | 0
[26 empty] | 0 | 0
[26 empty] | 0 | 0
[26 empty] | 0 | 0
[26 empty] | 0 | 0
[26 empty] | 0 | 0
[26 empty] | 0 | 0
[26 empty] | 0 | 0
[26 empty] | 0 | 0
[26 empty] | 0 | 0
[26 empty] | 0 | 0
[26 empty] | 0 | 0
[26 empty] | 0 | 0
[26 empty] | 0 | 0
[26 empty] | 0 | 0
[26 empty] | 0 | 0
[26 empty] | 0 | 0
[26 empty] | 0 | 0
[26 empty] | 0 | 0
[26 empty] | 0 | 0
[26 empty] | 0 | 0
[26 empty] | 0 | 0
[26 empty] | 0 | 0
[26 empty] | 0 | 0
[26 empty] | 0 | 0
[26 empty] | 0 | 0
[26 empty] | 0 | 0
[26 empty] | 0 | 0
[26 empty] | 0 | 0
[26 empty] | 0 | 0
[26 empty] | 0 | 0
[26 empty] | 0 | 0
[26 empty] | 0 | 0
[26 empty] | 0 | 0
[26 empty] | 0 | 0
[26 empty] | 0 | 0
[26 empty] | 0 | 0
[26 empty] | 0 | 0
[26 empty] | 0 | 0
[26 empty] | 0 | 0
[26 empty] | 0 | 0
[26 empty] | 0 | 0
[26 empty] | 0 | 0
[26 empty] | 0 | 0
[26 empty] | 0 | 0
[26 empty] | 0 | 0
[26 empty] | 0 | 0
[26 empty] | 0 | 0
[26 empty] | 0 | 0
[26 empty] | 0 | 0
[26 empty] | 0 | 0
[26 empty] | 0 | 0
[26 empty] | 0 | 0
[26 empty] | 0 | 0
[26 empty] | 0 | 0
[26 empty] | 0 | 0
[26 empty] | 0 | 0
[26 empty] | 0 | 0
[26 empty] | 0 | 0
[26 empty] | 0 | 0
[26 empty] | 0 | 0
[26 empty] | 0 | 0
[26 empty] | 0 | 0
[26 empty] | 0 | 0
[26 empty] | 0 | 0
[26 empty] | 0 | 0
[26 empty] | 0 | 0
[26 empty] | 0 | 0
[26 empty] | 0 | 0
[26 empty] | 0 | 0
[26 empty] | 0 | 0
[26 empty] | 0 | 0
[26 empty] | 0 | 0
[26 empty] | 0 | 0
[26 empty] | 0 | 0
[26 empty] | 0 | 0
[26 empty] | 0 | 0
[26 empty] | 0 | 0
[26 empty] | 0 | 0
[26 empty] | 0 | 0
[26 empty] | 0 | 0
[26 empty] | 0 | 0
[26 empty] | 0 | 0
[26 empty] | 0 | 0
[26 empty] | 0 | 0
[26 empty] | 0 | 0
[26 empty] | 0 | 0
[26 empty] | 0 | 0
[26 empty] | 0 | 0
[26 empty] | 0 | 0
[26 empty] | 0 | 0
[26 empty] | 0 | 0
[26 empty] | 0 | 0
[26 empty] | 0 | 0
[26 empty] | 0 | 0
[26 empty] | 0 | 0
[26 empty] | 0 | 0
[26 empty] | 0 | 0
[26 empty] | 0 | 0
[26 empty] | 0 | 0
[26 empty] | 0 | 0
[26 empty] | 0 | 0
[26 empty] | 0 | 0
[26 empty] | 0 | 0
[26 empty] | 0 | 0
[26 empty] | 0 | 0
[26 empty] | 0 | 0
[26 empty] | 0 | 0
[26 empty] | 0 | 0
[26 empty] | 0 | 0
[26 empty] | 0 | 0
[26 empty] | 0 | 0
[26 empty] | 0 | 0
[26 empty] | 0 | 0
[26 empty] | 0 | 0
[26 empty] | 0 | 0
[26 empty] | 0 | 0
[26 empty] | 0 | 0
[26 empty] | 0 | 0
[26 empty] | 0 | 0
[26 empty] | 0 | 0
[26 empty] | 0 | 0
[26 empty] | 0 | 0
[26 empty] | 0 | 0
[26 empty] | 0 | 0
[26 empty] | 0 | 0
[26 empty] | 0 | 0
[26 empty] | 0 | 0
[26 empty] | 0 | 0
[26 empty] | 0 | 0
[26 empty] | 0 | 0
[26 empty] | 0 | 0
[26 empty] | 0 | 0
[26 empty] | 0 | 0
[26 empty] | 0 | 0
[26 empty] | 0 | 0
[26 empty] | 0 | 0
[26 empty] | 0 | 0
[26 empty] | 0 | 0
[26 empty] | 0 | 0
[26 empty] | 0 | 0
[26 empty] | 0 | 0
[26 empty] | 0 | 0
[26 empty] | 0 | 0
[26 empty] | 0 | 0
[26 empty] | 0 | 0
[26 empty] | 0 | 0
[26 empty] | 0 | 0
[26 empty] | 0 | 0
[26 empty] | 0 | 0
[26 empty] | 0 | 0
[26 empty] | 0 | 0
[26 empty] | 0 | 0
[26 empty] | 0 | 0
[26 empty] | 0 | 0
[26 empty] | 0 | 0
[26 empty] | 0 | 0
[26 empty] | 0 | 0
[26 empty] | 0 | 0
[26 empty] | 0 | 0
[26 empty] | 0 | 0
[26 empty] | 0 | 0
[26 empty] | 0 | 0
[26 empty] | 0 | 0
[26 empty] | 0 | 0
[26 empty] | 0 | 0
[26 empty] | 0 | 0
[26 empty] | 0 | 0
[26 empty] | 0 | 0
[26 empty] | 0 | 0
[26 empty] | 0 | 0
[26 empty] | 0 | 0
[26 empty] | 0 | 0
[26 empty] | 0 | 0
[26 empty] | 0 | 0
[26 empty] | 0 | 0
[26 empty] | 0 | 0
[26 empty] | 0 | 0
[26 empty] | 0 | 0
[26 empty] | 0 | 0
[26 empty] | 0 | 0
[26 empty] | 0 | 0
[26 empty] | 0 | 0
[26 empty] | 0 | 0
[26 empty] | 0 | 0
[26 empty] | 0 | 0
[26 empty] | 0 | 0
[26 empty] | 0 | 0
[26 empty] | 0 | 0
[26 empty] | 0 | 0
[26 empty] | 0 | 0
[26 empty] | 0 | 0
[26 empty] | 0 | 0
[26 empty] | 0 | 0
[26 empty] | 0 | 0
[26 empty] | 0 | 0
[26 empty] | 0 | 0
[26 empty] | 0 | 0
[26 empty] | 0 | 0
[26 empty] | 0 | 0
[26 empty] | 0 | 0
[26 empty] | 0 | 0
[26 empty] | 0 | 0
[26 empty] | 0 | 0
[26 empty] | 0 | 0
[26 empty] | 0 | 0
[26 empty] | 0 | 0
[26 empty] | 0 | 0
[26 empty] | 0 | 0
[26 empty] | 0 | 0
[26 empty] | 0 | 0
[26 empty] | 0 | 0
[26 empty] | 0 | 0
[26 empty] | 0 | 0
[26 empty] | 0 | 0
[26 empty] | 0 | 0
[26 empty] | 0 | 0
[26 empty] | 0 | 0
[26 empty] | 0 | 0
[26 empty] | 0 | 0
[26 empty] | 0 | 0
[26 empty] | 0 | 0
[26 empty] | 0 | 0
[26 empty] | 0 | 0
[26 empty] | 0 | 0
[26 empty] | 0 | 0
[26 empty] | 0 | 0
[26 empty] | 0 | 0
[26 empty] | 0 | 0
[26 empty] | 0 | 0
[26 empty] | 0 | 0
[26 empty] | 0 | 0
[26 empty] | 0 | 0
[26 empty] | 0 | 0
[26 empty] | 0 | 0
[26 empty] | 0 | 0
[26 empty] | 0 | 0
[26 empty] | 0 | 0
[26 empty] | 0 | 0
[26 empty] | 0 | 0
[26 empty] | 0 | 0
[26 empty] | 0 | 0
[26 empty] | 0 | 0
[26 empty] | 0 | 0
[26 empty] | 0 | 0
[26 empty] | 0 | 0
[26 empty] | 0 | 0
[26 empty] | 0 | 0
[26 empty] | 0 | 0
[26 empty] | 0 | 0
[26 empty] | 0 | 0
[26 empty] | 0 | 0
[26 empty] | 0 | 0
[26 empty] | 0 | 0
[26 empty] | 0 | 0
[26 empty] | 0 | 0
[26 empty] | 0 | 0
[26 empty] | 0 | 0
[26 empty] | 0 | 0
[26 empty] | 0 | 0
[26 empty] | 0 | 0
[26 empty] | 0 | 0
[26 empty] | 0 | 0
[26 empty] | 0 | 0
[26 empty] | 0 | 0
[26 empty] | 0 | 0
[26 empty] | 0 | 0
[26 empty] | 0 | 0
[26 empty] | 0 | 0
[26 empty] | 0 | 0
[26 empty] | 0 | 0
[26 empty] | 0 | 0
[26 empty] | 0 | 0
[26 empty] | 0 | 0
[26 empty] | 0 | 0
[26 empty] | 0 | 0
[26 empty] | 0 | 0
[26 empty] | 0 | 0
[26 empty] | 0 | 0
[26 empty] | 0 | 0
[26 empty] | 0 | 0
[26 empty] | 0 | 0
[26 empty] | 0 | 0
[26 empty] | 0 | 0
[26 empty] | 0 | 0
[26 empty] | 0 | 0
[26 empty] | 0 | 0
[26 empty] | 0 | 0
[26 empty] | 0 | 0
[26 empty] | 0 | 0
[26 empty] | 0 | 0
[26 empty] | 0 | 0
[26 empty] | 0 | 0
[26 empty] | 0 | 0
[26 empty] | 0 | 0
[26 empty] | 0 | 0
[26 empty] | 0 | 0
[26 empty] | 0 | 0
[26 empty] | 0 | 0
[26 empty] | 0 | 0
[26 empty] | 0 | 0
[26 empty] | 0 | 0
[26 empty] | 0 | 0
[26 empty] | 0 | 0
[26 empty] | 0 | 0
[26 empty] | 0 | 0
[26 empty] | 0 | 0
[26 empty] | 0 | 0
[26 empty] | 0 | 0
[26 empty] | 0 | 0
[26 empty] | 0 | 0
[26 empty] | 0 | 0
[26 empty] | 0 | 0
[26 empty] | 0 | 0
[26 empty] | 0 | 0
[26 empty] | 0 | 0
[26 empty] | 0 | 0
[26 empty] | 0 | 0
[26 empty] | 0 | 0
[26 empty] | 0 | 0
[26 empty] | 0 | 0
[26 empty] | 0 | 0
[26 empty] | 0 | 0
[26 empty] | 0 | 0
[26 empty] | 0 | 0
[26 empty] | 0 | 0
[26 empty] | 0 | 0
[26 empty] | 0 | 0
[26 empty] | 0 | 0
[26 empty] | 0 | 0
[26 empty] | 0 | 0
[26 empty] | 0 | 0
[26 empty] | 0 | 0
[26 empty] | 0 | 0
[26 empty] | 0 | 0
[26 empty] | 0 | 0
[26 empty] | 0 | 0
[26 empty] | 0 | 0
[26 empty] | 0 | 0
[26 empty] | 0 | 0
[26 empty] | 0 | 0
[26 empty] | 0 | 0
[26 empty] | 0 | 0
[26 empty] | 0 | 0
[26 empty] | 0 | 0
[26 empty] | 0 | 0
[26 empty] | 0 | 0
[26 empty] | 0 | 0
[26 empty] | 0 | 0
[26 empty] | 0 | 0
[26 empty] | 0 | 0
[26 empty] | 0 | 0
[26 empty] | 0 | 0
[26 empty] | 0 | 0
[26 empty] | 0 | 0
[26 empty] | 0 | 0
[26 empty] | 0 | 0
[26 empty] | 0 | 0
[26 empty] | 0 | 0
[26 empty] | 0 | 0
[26 empty] | 0 | 0
[26 empty] | 0 | 0
[26 empty] | 0 | 0
[26 empty] | 0 | 0
[26 empty] | 0 | 0
[26 empty] | 0 | 0
[26 empty] | 0 | 0
[26 empty] | 0 | 0
[26 empty] | 0 | 0
[26 empty] | 0 | 0
[26 empty] | 0 | 0
[26 empty] | 0 | 0
[26 empty] | 0 | 0
[26 empty] | 0 | 0
[26 empty] | 0 | 0
[26 empty] | 0 | 0
[26 empty] | 0 | 0
[26 empty] | 0 | 0
[26 empty] | 0 | 0
[26 empty] | 0 | 0
[26 empty] | 0 | 0
[26 empty] | 0 | 0
[26 empty] | 0 | 0
[26 empty] | 0 | 0
[26 empty] | 0 | 0
[26 empty] | 0 | 0
[26 empty] | 0 | 0
[26 empty] | 0 | 0
[26 empty] | 0 | 0
[26 empty] | 0 | 0
[26 empty] | 0 | 0
[26 empty] | 0 | 0
[26 empty] | 0 | 0
[26 empty] | 0 | 0
[26 empty] | 0 | 0
[26 empty] | 0 | 0
[26 empty] | 0 | 0
[26 empty] | 0 | 0
[26 empty] | 0 | 0
[26 empty] | 0 | 0
[26 empty] | 0 | 0
[26 empty] | 0 | 0
[26 empty] | 0 | 0
[26 empty] | 0 | 0
[26 empty] | 0 | 0
[26 empty] | 0 | 0
[26 empty] | 0 | 0
[26 empty] | 0 | 0
[26 empty] | 0 | 0
[26 empty] | 0 | 0
[26 empty] | 0 | 0
[26 empty] | 0 | 0
[26 empty] | 0 | 0
[26 empty] | 0 | 0
[26 empty] | 0 | 0
[26 empty] | 0 | 0
[26 empty] | 0 | 0
[26 empty] | 0 | 0
[26 empty] | 0 | 0
[26 empty] | 0 | 0
[26 empty] | 0 | 0
[26 empty] | 0 | 0
[26 empty] | 0 | 0
[26 empty] | 0 | 0
[26 empty] | 0 | 0
[26 empty] | 0 | 0
[26 empty] | 0 | 0
[26 empty] | 0 | 0
[26 empty] | 0 | 0
[26 empty] | 0 | 0
[26 empty] | 0 | 0
[26 empty] | 0 | 0
[26 empty] | 0 | 0
[26 empty] | 0 | 0
[26 empty] | 0 | 0
[26 empty] | 0 | 0
[26 empty] | 0 | 0
[26 empty] | 0 | 0
[26 empty] | 0 | 0
[26 empty] | 0 | 0
[26 empty] | 0 | 0
[26 empty] | 0 | 0
[26 empty] | 0 | 0
[26 empty] | 0 | 0
[26 empty] | 0 | 0
[26 empty] | 0 | 0
[26 empty] | 0 | 0
[26 empty] | 0 | 0
[26 empty] | 0 | 0
[26 empty] | 0 | 0
[26 empty] | 0 | 0
[26 empty] | 0 | 0
[26 empty] | 0 | 0
[26 empty] | 0 | 0
[26 empty] | 0 | 0
[26 empty] | 0 | 0
[26 empty] | 0 | 0
[26 empty] | 0 | 0
[26 empty] | 0 | 0
[26 empty] | 0 | 0
[26 empty] | 0 | 0
[26 empty] | 0 | 0
[26 empty] | 0 | 0

## Zones
Houston | -1
North | -1
South | -1
West | 1
SET UP AREA, copy & paste values to cell B1
Source | West |  | N to H | N to W | N to S | W to N | S to N | W to S
Sink | North | Houston | -1 | 1 | -1 | -1 | 1 | -1
|  | North | 1 | 1 | 1 | -1 | -1 | -1
|  | South | -1 | 1 | -1 | -1 | 1 | -1
|  | West | 1 | -1 | 1 | 1 | -1 | 1
|  | Source | North | North | North | West | South | West
|  | Sink | Houston | West | South | North | North | South

## Tech
Number of Bus | Name of Bus | Tech Type
238 | BOSQUESW505 | CC
239 | BOSQUESW502 | GGT
244 | WHITNYDM01 | Hydro
245 | WHITNYDM02 | Hydro
247 | BOSQUESW501 | GGT
251 | BOSQUESW803 | CC
253 | BOSQUESW804 | CC
332 | RWMILLER01 | GST
333 | RWMILLER02 | GST
334 | RWMILLER03 | GST
335 | RWMILLER04 | GST
336 | RWMILLER05 | GST
344 | MRSSHPRD | Hydro
345 | MRSSHPRD01 | Hydro
366 | JNSNCNTY802 | Cogen
367 | JNSNCNTY802 | Cogen
503 | NTHTEXAS01 | GST
504 | NTHTEXAS02 | GST
505 | NTHTEXAS03 | GST
580 | JCKCNTY801 | CC
581 | JCKCNTY802 | CC
582 | JCKCNTY803 | CC
728 | WOLFRIDGE801 | Wind
837 | NEWMAN_G5 | GST
842 | OLINGER_G1 | GST
843 | OLINGER_G2 | GST
844 | OLINGER_G3 | GST
845 | OLINGER_G4 | GGT
923 | SPENCER_G4 | GST
924 | SPENCER_G5 | GST
948 | STEAM1 | GST
949 | STEAM2 | GST
950 | STEAM3 | GST
990 | GIBN_CREK_G1 | LIGCO
1002 | PBCTAGE_1G | GGT
1003 | PBCTBGE_2G | GGT
1004 | PBCTCGE_3G | GGT
1005 | PBCTDGE_4G | GGT
1006 | PBCTEGE_5G | GGT
1007 | PB5GEN_6G | GST
1008 | PB6GEN_7G | GST
1037 | MORGAN5G_5G | GST
1039 | MRGNAG_1G | GGT
1040 | MRGNBG_2G | GGT
1041 | MRGNCG_3G | GGT
1042 | MRGNDG_4G | GGT
1043 | MRGNEG_5G | GGT
1044 | MRGNFG_6G | GGT
1045 | CALENG1G_1G | Cogen
1046 | CALENG2G_2G | Cogen
1047 | CALENG3G_3G | Cogen
1058 | LONGSHORE_5 | Wind
1058 | LONGSHORE_5 | Wind
1061 | CIELOGEN_1G | Wind
1062 | CIELOGEN_2G | Wind
1068 | SCURRYCW_1G | Wind
1069 | KINDERMG_1G | Cogen
1070 | KINDERMG_2G | Cogen
1071 | KINDERMG_3G | Cogen
1073 | SCURRYCW_2G | Wind
1320 | BSP 1 | Cogen
1326 | STANTONW_8 | Wind
1327 | WILDHRSE_1G | Wind
1328 | OCOTILLO_1G | Wind
1333 | MCDDONAL_8 | Wind
1343 | TRENTIPP_8 | Wind
1349 | WESTXWIN_1G | Wind
1350 | NWPWRG1_1G | Wind
1354 | AEPWIND_8 | Wind
1360 | GUNSIGHT_8 | Wind
1416 | SWETWATR_1G | CC
1417 | SWETWATR_2G | CC
1418 | SWETWATR_3G | CC
1419 | SWETWATR_4G | CC
1432 | GRHAMSES_2G | GST
1433 | GRHAMSES_1G | GST
1437 | MESQUITW_1G | Wind
1438 | MESQUITW_2G | Wind
1442 | COKFIELD_5 | Wind
1453 | WCPWRCO_1G | CC
1454 | WCPWRCO_2G | CC
1455 | WCPWRCO_3G | CC
1479 | WFCOGEN_1G | Cogen
1479 | WFCOGEN_1G | Cogen
1482 | WFCOGEN_2G | Cogen
1482 | WFCOGEN_2G | Cogen
1600 | BARTNWND_1G | Wind
1643 | SLSTR1PP_1G | Wind
1675 | PEC_1G | Cogen
1676 | PEC_2G | Cogen
1677 | PEC_3G | Cogen
1678 | LAMARPWR_1G | CC
1679 | LAMARPWR_2G | CC
1680 | LAMARPWR_3G | CC
1681 | LAMARPWR_4G | CC
1682 | LAMARPWR_5G | CC
1683 | LAMARPWR_6G | CC
1687 | VALLEY_1G | GST
1688 | VALLEY_2G | GSC
1689 | VALLEY_3G | GST
1701 | MOSES_1G | LIGCO
1702 | MOSES_2G | LIGCO
1703 | MOSES_3G | LIGCO
1861 | EAGLEMNT_1G | GST
1862 | EAGLEMNT_2G | GST
1863 | EAGLEMNT_3G | GST
1877 | WLFHOLW_1G | CC
1878 | WLFHOLW_2G | CC
1879 | WLFHOLW_3G | CC
1889 | DECRDOVA_1G | GSC
1892 | DECRDOVA_2G | GGT
1893 | DECRDOVA_3G | GGT
1894 | DECRDOVA_4G | GGT
1895 | DECRDOVA_5G | GGT
1898 | COMCHEPK_1G | Nuc
1899 | COMCHEPK_2G | Nuc
1937 | MDLTHELP_5G | CC
1938 | MDLTHELP_6G | CC
1941 | MDLTHELP_1G | CC
1942 | MDLTHELP_2G | CC
1943 | MDLTHELP_3G | CC
1944 | MDLTHELP_4G | CC
1947 | HANDLEY_3G | GST
1948 | HANDLEY_4G | GST
1949 | HANDLEY_5G | GST
2371 | COLLIN_1G | GST
2381 | NTHLK1_G | GST
2382 | NTHLK2_G | GST
2383 | NTHLK3_G | GST
2413 | MTCK6_G | GST
2414 | MTCK7_G | GST
2417 | MTCK8_G | GSC
2451 | LKHB1_G | GST
2452 | LKHB2_G | GST
3097 | MARTLAKE_1G | LIGCO
3098 | MARTLAKE_2G | LIGCO
3099 | MARTLAKE_3G | LIGCO
3107 | STRYKER_1G | GST
3108 | STRYKER_2G | GST
3126 | TRINIDAD_6G | GST
3309 | ASPN_G | Bio
3348 | CHAMPION_1G | Cogen
3381 | BBRN_1G | LIGCO
3382 | BBRN_2G | LIGCO
3403 | THOUSE_1G | GSC
3404 | THOUSE_2G | GSC
3416 | LAKE_CRK1_G | GST
3417 | LAKE_CRK2_G | GST
3432 | SANDOW_4G | LIGCO
5026 | BRAUNIG_VHB1 | GST
5027 | BRAUNIG_VHB2 | GST
5028 | BRAUNIG_VHB3 | GST
5111 | CALAVER_JTD1 | LIGCO
5112 | CALAVER_JTD2 | LIGCO
5264 | LEON_LCP3G3 | GST
5265 | LEON_LCP4G4 | GST
5266 | LEON_LCPCT1 | GGT
5267 | LEON_LCPCT2 | GGT
5268 | LEON_LCPCT3 | GGT
5269 | LEON_LCPCT4 | GGT
5396 | CALAVER_OWS1 | GST
5397 | CALAVER_OWS2 | GST
5401 | CALAVER_JKS1 | LIGCO
5436 | TUTTL_WBT1G1 | GST
5438 | TUTTL_WBT3G3 | GST
5439 | TUTTL_WBT4G4 | GST
5476 | BRA_AVR1_CT1 | CC
5477 | BRA_AVR1_ST | CC
5478 | BRA_AVR1_CT2 | CC
5503 | RAYBURNGEN3 | GST
5505 | RAYBURNGEN1 | GGT
5506 | RAYBURNGEN2 | GGT
5508 | RAYBURNCC9 | CC
5509 | RAYBURNCC10 | CC
5511 | RAYBURNCC7 | CC
5512 | RAYBURNCC8 | CC
5728 | FALCONHYDRO2 | Hydro
5729 | FALCONHYDRO3 | Hydro
5890 | PEARSALLGEN1 | GST
5891 | PEARSALLGEN2 | GST
5892 | PEARSALLGEN3 | GST
5903 | SANMIGUELGEN | LIGCO
5911 | STP_GN1___1 | Nuc
5912 | STP_GN2___2 | Nuc
5920 | WELSHDC1 | DCTie
5925 | DCEAST | DCTie
5932 | SI_RAY9 | CC
5933 | SI_RAY6 | GST
5934 | SI_RAY5 | GST
5935 | SI_RAY10 | CC
6016 | SWMESA | Wind
6096 | NORTHDC7 | DCTie
6100 | OKLA7A | DCTie
6144 | MCADOO1A | Wind
6407 | TURKTRAK1A | Wind
6637 | SNYDERW1A | Wind
6752 | OKLA0A | LIGCO
6948 | DENISNDM | Hydro
6948 | DENISNDM | Hydro
7000 | L_FERGUS1_1Y | GSC
7004 | L_SIMGID1_1Y | GST
7005 | L_SIMGID1_2Y | GST
7006 | L_SIMGID1_3Y | GST
7007 | L_LOSTPI1_1Y | CC
7008 | L_LOSTPI1_2Y | CC
7009 | L_LOSTPI1_3Y | CC
7010 | L_FPPYD11_1Y | LIGCO
7011 | L_FPPYD11_2Y | LIGCO
7012 | L_FPPYD21_3Y | LIGCO
7014 | L_HAYSEN1_1Y | CC
7015 | L_HAYSEN1_2Y | CC
7016 | L_HAYSEN1_3Y | CC
7017 | L_HAYSEN1_4Y | CC
7020 | L_AUSTPL1_1Y | Hydro
7020 | L_AUSTPL1_1Y | Hydro
7022 | L_BUCHAN1_1Y | Hydro
7023 | L_BUCHAN1_2Y | Hydro
7024 | L_BUCHAN1_3Y | Hydro
7026 | L_INKSDA1_1Y | Hydro
7028 | L_MARBFA1_1Y | Hydro
7029 | L_MARBFA1_2Y | Hydro
7031 | L_MARSFO1G1Y | Hydro
7032 | L_MARSFO1G2Y | Hydro
7033 | L_MARSFO1G3Y | Hydro
7035 | L_WIRTZ_1G1Y | Hydro
7036 | L_WIRTZ_1G2Y | Hydro
7038 | L_DELAWA1_1Y | Wind
7038 | L_DELAWA1_1Y | Wind
7303 | L_WPPGS12_1Y | GGT
7303 | L_WPPGS12_1Y | GGT
7305 | L_WPPGS34_1Y | GGT
7305 | L_WPPGS34_1Y | GGT
7487 | L_CANYHY8_1Y | Hydro
7605 | L_MCQUEE9_1Y | Hydro
7605 | L_MCQUEE9_1Y | Hydro
7605 | L_MCQUEE9_1Y | Hydro
7609 | L_SCHUMA8_1Y | Hydro
7624 | L_LAKEWO9_1Y | Hydro
7624 | L_LAKEWO9_1Y | Hydro
7800 | L_GUADGE1_1Y | CC
7801 | L_GUADGE1_2Y | CC
7802 | L_GUADGE1_3Y | CC
7803 | L_GUADGE1_4Y | CC
7804 | L_GUADGE1_5Y | CC
7805 | L_GUADGE1_6Y | CC
7807 | L_BASTEN1_1Y | CC
7808 | L_BASTEN1_2Y | CC
7809 | L_BASTEN1_3Y | CC
7810 | L_RIONOG1G1Y | CC
7811 | L_RIONOG1G2Y | CC
7812 | L_RIONOG1G3Y | CC
7813 | L_RIONOG1S1Y | CC
8032 | AMISTADHYD1 | Hydro
8033 | AMISTADHYD2 | Hydro
8048 | FALCONHYDRO1 | Hydro
8066 | DUP1V#1 | Cogen
8134 | FOR #1 | Cogen
8138 | FOR #2 | Cogen
8139 | JOS #1 | GST
8147 | UCAR #2 | Cogen
8148 | UCAR #1 | Cogen
8153 | FOR #3 | Cogen
8154 | FOR #4 | Cogen
8155 | FOR #5 | Cogen
8156 | FOR #6 | Cogen
8157 | FOR #7 | Cogen
8161 | COLETO0A | LIGCO
8173 | VICEC51A | CC
8174 | VICEC61A | CC
8189 | CUECPL2A | Cogen
8262 | ELPS | Hydro
8285 | LAR #1 | GST
8287 | LAR #2 | GST
8288 | LAR #3 | GST
8388 | BATES0A | GST
8393 | BATES0B | GST
8437 | NUECES_B0C | GST
8438 | NUECES_B0B | GST
8442 | NBEC7 | GST
8442 | NBEC7 | GST
8456 | COSW#1 | Cogen
8457 | COSW#2 | Cogen
8459 | B_DAVIS0B | GSC
8460 | B_DAVIS0A | GSC
8461 | KOCH_UP0A | Cogen
8506 | VAL #1 | Cogen
8507 | VAL #2 | Cogen
8511 | OXY_CC0A | Cogen
8517 | CELANEBI0A | Cogen
8560 | CNOPGT1 | Cogen
8561 | CNOPGT2 | Cogen
8562 | CNOPST1 | Cogen
8926 | LGE_GT10A | Cogen
8927 | LGE_GT20A | Cogen
8928 | LGE_STG0A | Cogen
8930 | ICPGN10A | Cogen
8931 | ICPGN20A | Cogen
8932 | ICPGN30A | Cogen
8933 | FGNTS001 | CC
8934 | FGNTS101 | CC
8935 | FGNTS201 | CC
8936 | MVGN#1 | CC
8937 | MVGN#2 | CC
8938 | MVGN#3 | CC
8981 | HECN1 | CC
8982 | HECN2 | CC
8983 | HECN3 | CC
9000 | DECKR_G1 | GST
9001 | DECKR_G2 | GST
9002 | DECKR_G3 | GGT
9003 | DECKR_G4 | GGT
9004 | DECKR_G5 | GGT
9005 | DECKR_G6 | GGT
9016 | SANDH_G1 | GGT
9017 | SANDH_G2 | GGT
9018 | SANDH_G3 | GGT
9019 | SANDH_G4 | GGT
9020 | SANDHG5A | CC
9021 | SANDHG5C | CC
11001 | NAV1CT | CC
11009 | NAV2CT | CC
11011 | NAV3ST | CC
11012 | NAV4CT | CC
11013 | NAV5CT | CC
11014 | NAV6ST | CC
11020 | TIEHVSG_1G | CC
11021 | TIEHVCG_1G | CC
11022 | TIEHVCG_2G | CC
11023 | TIEHVCG_3G | CC
11024 | TIEHVCG_4G | CC
11025 | TIEHVSG_2G | CC
11056 | ROSCOE_1G | Wind
11057 | CHAMPION_1G | Wind
11058 | PYRON_1G | Wind
11059 | INADALE_1G | Wind
11065 | ELBOWCK_1G | Wind
11147 | NOTREES_1G | Wind
11309 | BULLCREK_2G | Wind
11310 | BULLCREK_1G | Wind
11320 | COYOTE_1G | Wind
11691 | KMICHICT1_G | CC
11692 | KMICHICT2_G | CC
11693 | KMICHIST3_G | CC
11694 | KMICHICT4_G | CC
11695 | KMICHICT5_G | CC
11696 | KMICHIST6_G | CC
12322 | ENNSTRAC_1G | CC
12323 | ENNSTRAC_2G | CC
12411 | FPLEFR1A_G | CC
12412 | FPLEFR1B_G | CC
12413 | FPLEFR1C_G | CC
12414 | FPLEFR1S_G | CC
12421 | FPLEFR2A_G | CC
12422 | FPLEFR2B_G | CC
12423 | FPLEFR2C_G | CC
12424 | FPLEFR2S_G | CC
12440 | PARKD_1SVC8 | GST
12449 | PARKD_2SVC8 | GST
13116 | TGATEWAY_1G | CC
13117 | TGATEWAY_2G | CC
13118 | TGATEWAY_3G | CC
13119 | TGATEWAY_4G | CC
13131 | CALFREST_1G | CC
13132 | CALFREST_2G | CC
13133 | CALFREST_3G | CC
13134 | CALFREST_4G | CC
13135 | CALFREST_5G | CC
13136 | CALFREST_6G | CC
13432 | SANDOW_5G | LIGCO
32798 | BRYN_TAMUGEN | GST
32883 | BRYN_DNSBY3 | GST
32884 | BRYN_DNSBY13 | GST
32886 | BRYN_ATKINS3 | GST
32887 | BRYN_ATKINS6 | GST
32888 | BRYN_ATKINS7 | GGT
32890 | BRYN_ATKINS4 | GST
32891 | BRYN_ATKINS5 | GST
32892 | BRYN_DNSBY14 | GST
36998 | RDCNYNG1 | Wind
38332 | TNWDWRDU2_8 | Wind
38437 | TNSRBNMESA9 | Wind
38580 | TNBP_CGN1_8 | Cogen
38590 | TNBP_CGN2_8 | Cogen
38600 | TNBP_CGN3_8 | Cogen
38611 | TNBPAMCG1_8 | Cogen
38612 | TNBPAMCG2_8 | Cogen
38613 | TNBPAMCG3_8 | Cogen
38614 | TNBPAMCG4_8 | Cogen
38615 | TNBPAMCG5_8 | Cogen
38690 | TNBP_CGN4_8 | Cogen
38711 | TNTXCTY1CG8 | Cogen
38712 | TNTXCTY2CG8 | Cogen
38713 | TNTXCTY3CG8 | Cogen
38714 | TNTXCTY4CG8 | Cogen
39190 | TNSLCGN1__8 | Cogen
39470 | TNDOWCGNSG8 | Cogen
39480 | TNDOWCGNGG8 | Cogen
39760 | TNSCLP1___8 | Cogen
39770 | TNSCLP2___8 | Cogen
39775 | TNSCLP4___8 | Cogen
39790 | TNSCLP3___8 | Cogen
39960 | TNTNPONE_18 | LIGCO
39970 | TNTNPONE_28 | LIGCO
48500 | APD_GT1_8005 | Cogen
48510 | AK_GT1__8040 | Cogen
48511 | LPE_GT1_8070 | GGT
48512 | LPE_GT2_8075 | GGT
48513 | LPE_GT3_8080 | GGT
48514 | LPE_GT4_8085 | GGT
48520 | BSF_GT1_8070 | Cogen
48520 | BSF_GT1_8070 | Cogen
48521 | BVE_GT1_GT1 | CC
48522 | BVE_GT2_5035 | CC
48523 | BVE_ST1_GN1 | CC
48531 | BYU_GT1_8075 | Cogen
48532 | BYU_GT2_8055 | Cogen
48533 | BYU_GT3_8060 | Cogen
48534 | BYU_GT4_8065 | Cogen
48551 | CAL_GT1_8045 | Cogen
48552 | CAL_ST1_8000 | Cogen
48561 | CTL_GT2_8130 | Cogen
48562 | CTL_GT3_8135 | Cogen
48563 | CTL_GT4_8140 | Cogen
48564 | CTL_GN1_8145 | Cogen
48565 | CTL_GN2_8155 | Cogen
48581 | CBY_GN1_1 | GSC
48582 | CBY_GN2_2 | GSC
48583 | CBY_GT4_1 | GSC
48584 | CBY_GT4_2 | CC
48585 | CBY_ST4_1 | CC
48591 | CHE_GT2_5030 | Cogen
48593 | CHE_GT1_8015 | Cogen
48594 | CHE_GN4_8025 | Cogen
48595 | BTE_GT2_8075 | CC
48596 | BTE_GT3_8045 | CC
48597 | BTE_GT4_8055 | CC
48598 | BTE_ST1_8070 | CC
48611 | DIB_GT1_8080 | Cogen
48612 | DIB_GT2_8075 | Cogen
48613 | DIB_ST1_8085 | Cogen
48614 | DIB_GT3_8090 | Cogen
48641 | DPEC_GT15040 | CC
48642 | DPEC_GT25025 | CC
48643 | DPEC_GT35010 | CC
48644 | DPEC_GT45070 | CC
48645 | DPEC_ST55065 | CC
48651 | EP_1_2 | Cogen
48651 | EP_1_2 | Cogen
48671 | FTR_GT1_5105 | CC
48672 | FTR_GT2_5110 | CC
48673 | FTR_GT3_5085 | CC
48674 | FTR_CN4_5095 | CC
48690 | GBY_GN5_5 | GSC
48691 | GBY_73741085 | GGT
48691 | GBY_73741085 | GGT
48692 | GBY_81821075 | GGT
48692 | GBY_81821075 | GGT
48693 | GBY_83841065 | GGT
48693 | GBY_83841065 | GGT
48721 | LEG_1___1 | LIGCO
48722 | LEG_2___2 | LIGCO
48730 | MNS_GT | Cogen
48731 | CBE_GT1 | CC
48732 | CBE_GT2 | CC
48733 | CBE_ST12 | CC
48734 | CBE_GT3 | CC
48735 | CBE_GT4 | CC
48736 | CBE_ST34 | CC
48740 | PSG_GN2_8050 | Cogen
48741 | PSG_GT2_8040 | Cogen
48742 | PSG_GT3_8060 | Cogen
48761 | PR_GT1__9040 | Cogen
48772 | PHR_GN2_2 | GSC
48791 | PSA_GT1_8160 | Cogen
48792 | PSA_GT2_8155 | Cogen
48793 | PSA_GT3_8150 | Cogen
48794 | PSA_GT4_8145 | Cogen
48795 | PSA_GT5_8140 | Cogen
48796 | PSA_GN1_8165 | Cogen
48797 | PSA_GT6_8135 | Cogen
48811 | CVC_GT3_5045 | Cogen
48812 | CVC_GT2_5020 | Cogen
48813 | CVC_GT1_5035 | Cogen
48814 | CVC_ST5_5040 | Cogen
48815 | CVC_GT4_8005 | Cogen
48820 | SHELLG1_3015 | Cogen
48821 | SHELLG2 | Cogen
48822 | SHELLG3_3020 | Cogen
48822 | SHELLG3_3020 | Cogen
48841 | SJS_GT1_GT1 | Cogen
48842 | SJS_GT2_GT2 | Cogen
48845 | SOL_GT1 | Solar
48851 | SRB_GN1_1 | GST
48852 | SRB_GN2_2 | GST
48853 | SRB_GN3_3 | GST
48854 | SRB_GN4_4 | GST
48855 | SRB_GT211035 | GGT
48855 | SRB_GT211035 | GGT
48873 | THW_ST3_ST_3 | CC
48874 | THW_ST4_ST_4 | CC
48875 | THW_3132 | CC
48875 | THW_3132 | CC
48877 | THW_3334 | CC
48877 | THW_3334 | CC
48879 | THW_4142 | CC
48879 | THW_4142 | CC
48881 | THW_4344 | CC
48881 | THW_4344 | CC
48883 | THW_GT1_GT_1 | GGT
48885 | THW_5152 | GGT
48885 | THW_5152 | GGT
48886 | THW_5354 | GGT
48886 | THW_5354 | GGT
48887 | THW_5556 | GGT
48887 | THW_5556 | GGT
48911 | TGF_GT1_8000 | Cogen
48921 | WAP_GN1_1 | GST
48922 | WAP_GN2_2 | GST
48923 | WAP_GN3_3 | GST
48924 | WAP_GN4_4 | GSC
48925 | WAP_GN5_5 | LIGCO
48926 | WAP_GN6_6 | LIGCO
48927 | WAP_GN7_7 | LIGCO
48928 | WAP_GN8_8 | LIGCO
48929 | WAPGT21_GT1 | GGT
48940 | WARVUE_GT1 | Cogen
49803 | EXN_15GT | Cogen
49804 | EXN_16GT | Cogen
49805 | EXN_17GT | Cogen
49826 | EXN938GT | Cogen
49828 | EXN941GT | Cogen
49829 | EXN942GT | Cogen
49830 | EXN943GT | Cogen
49831 | EXN944GT | Cogen
49832 | EXN945GT | Cogen
49837 | EXN_GT | Cogen
49838 | EXN_14GT | Cogen
49851 | DOW17000 | Cogen
49858 | DOW38100 | Cogen
49859 | DOW38200 | Cogen
49860 | DOW38300 | Cogen
49862 | DOW39100 | Cogen
49863 | DOW39200 | Cogen
49865 | DOW41000 | Cogen
49866 | DOW42000 | Cogen
49869 | DOW49000 | Cogen
49870 | DOW61000 | Cogen
49871 | DOW62000 | Cogen
49872 | DOW63000 | Cogen
49873 | DOW64000 | Cogen
49876 | DOW65000 | Cogen
49877 | DOW66000 | Cogen
49878 | DOW67000 | Cogen
49882 | DOW81000 | Cogen
49884 | DOW82000 | Cogen
49885 | DOW83000 | Cogen
49886 | DOW84000 | Cogen
58909 | PEARSALLSCG1 | Diesel
58909 | PEARSALLSCG1 | Diesel
58909 | PEARSALLSCG1 | Diesel
58909 | PEARSALLSCG1 | Diesel
58909 | PEARSALLSCG1 | Diesel
58909 | PEARSALLSCG1 | Diesel
58919 | PEARSALLSCG2 | Diesel
58919 | PEARSALLSCG2 | Diesel
58919 | PEARSALLSCG2 | Diesel
58919 | PEARSALLSCG2 | Diesel
58919 | PEARSALLSCG2 | Diesel
58919 | PEARSALLSCG2 | Diesel
58929 | PEARSALLSCG3 | Diesel
58929 | PEARSALLSCG3 | Diesel
58929 | PEARSALLSCG3 | Diesel
58929 | PEARSALLSCG3 | Diesel
58929 | PEARSALLSCG3 | Diesel
58929 | PEARSALLSCG3 | Diesel
58949 | PEARSALLSCG4 | Diesel
58949 | PEARSALLSCG4 | Diesel
58949 | PEARSALLSCG4 | Diesel
58949 | PEARSALLSCG4 | Diesel
58949 | PEARSALLSCG4 | Diesel
58949 | PEARSALLSCG4 | Diesel
60000 | DSKY2 | Wind
60003 | KING_NE1A | Wind
60005 | KING_SE1A | Wind
60007 | KING_SW1A | Wind
60016 | WOODWRD11A | Wind
60017 | ORNNWP1 | Wind
60018 | DSKY1 | Wind
60019 | KING_NW1A | Wind
60057 | CALLAHAN1A | Wind
60058 | BUFF_GAP1A | Wind
60060 | CIRELLO | Wind
60063 | BUFF_GAP1B | Wind
60066 | H_HOLLOW1A | Wind
60068 | HHOLLOW21A | Wind
60070 | HHOLLOW31A | Wind
60072 | HHOLLOW41A | Wind
60081 | WHRLWIND1A | Wind
60201 | RIO DRCS | AVR
60202 | FRNDDRCS | AVR
71051 | L_BITTCR1_1N | Wind
71054 | L_SWEETW1_1N | Wind
71057 | L_SWEETW1_2N | Wind
71059 | L_SWEETW1_3N | Wind
71060 | L_SWEETW1_4N | Wind
71061 | L_SWEETW1_5N | Wind
76031 | L_GASCCR1_1N | Wind
76091 | L_DIVIDE1_1N | Wind
76095 | L_CAPRSI1_1N | Wind
76096 | L_CAPRSI1_2N | Wind
76097 | L_CAPRGE1_1N | Wind
80003 | MILHWYS | AVR
80012 | LAR | DCTie
80051 | FOR #8 | Cogen
80052 | FOR #9 | Cogen
80053 | FOR #10 | Cogen
80080 | GWINDT11A | Wind
80080 | GWINDT11A | Wind
80080 | GWINDT11A | Wind
80080 | GWINDT11A | Wind
80081 | GWINDT21A | Wind
80081 | GWINDT21A | Wind
80081 | GWINDT21A | Wind
80081 | GWINDT21A | Wind
80137 | CSDR89 | DCTie
80137 | CSDR89 | DCTie
80138 | CSDR7 | DCTie
80139 | CSDR56 | DCTie
80139 | CSDR56 | DCTie
80140 | CSDR11 | DCTie
80180 | PNSCALT11A | Wind
80180 | PNSCALT11A | Wind
80181 | PNSCALT21A | Wind
80181 | PNSCALT21A | Wind
80223 | REYSHR G | Cogen
80224 | VISTRONG1 | Cogen
80225 | VISTRONG2 | Cogen
80226 | ALCOA G | Cogen
80227 | AIRCO G | Cogen
80263 | B_DAVIS31A | CC
80264 | B_DAVIS41A | CC
80265 | LARECU40A | GGT
80266 | LARECU50A | GGT
86104 | CID-138 | DCTie
86105 | CID-230 | DCTie
86106 | CUF-230 | DCTie
86107 | CUF-138 | DCTie
88198 | BEEVILLE | AVR
88253 | HAMILTON | BLT
88299 | ZAPATA | BLT
88508 | FALFURRI | AVR