## Set up
Step 1 | Go to the Zones worksheet in this workbook. Make sure that the source and sink zones are set correctly and the "1"s and "-1"s are correct |  | Summary of Key Data points | Value
File Description:
Step 2 | Open Dennis' file that needs to have the data transferred, same file that is listed in cell K27 |  | Number of units | 0
|  |  | Dec PTDF cutoff point | 0
Step 3 | Copy columns J:X from an old Dennis' Sheet to the new sheet (if first round of a new alaysis) |  | Dec PTDF cutoff unit | Name of Bus
|  |  | Dec 10% unit | Name of Bus
Step 4 | Mark the contingencies and monitored element set by a "y" in column K of Dennis' sheet, if there are a match on the filename use something to make unique |  | Dec max cumltv zone impact - cumltv zone share | 0
|  |  | Dec max cumltv zone impact - cumltv zone share pt | 0
Step 5 | Enter Dennis' file name into cell K27 |  | Dec max cumltv zone impact - cumltv zone share unit | 0
|  |  | West Zonal weighted AWGSF | 0.047161
Step 6 | click the step one button |  | North Zonal weighted AWGSF | 0.0095994
|  |  | Inc PTDF cutoff point | 0
Step 7 | Enter the line ratings in Dennis' workbook, the Input worksheet, in the cells |  | Inc PTDF cutoff unit | Name of Bus
| X6:X30, or to the end of the selected list. |  | Inc 10% unit | Name of Bus
|  |  | Inc max cumltv zone impact - cumltv zone share | 0
Step 8 | Check to see that the number of generators in Dennis' file matches the length |  | Inc max cumltv zone impact - cumltv zone share pt | 0
| of the formulas in columns L:V (Distributed Slack - Dec) have been copied through to the apporpriate number of rows |  | Inc max cumltv zone impact - cumltv zone share unit | 0
| If Dennis' sheet data is less than this file then clear any old unit data in columns A:K of this workbook to match the correct leng |  | West Zonal weighted AWGSF | 0.047161
| It is only necessary to match the Distributed Slack - Dec worksheet. |  | North Zonal weighted AWGSF | 0.0095994
|  |  | Min of zone correlation | 0.010297
Step 9 | Click the step 2 button |  | Bounary gen in North Zone | 0
| The last file saved will still be open, yopu will need to close this file. |  | Bounary gen in soucre zone as % of line | 0%
| This sheet willno longer be open. |  | Bounary gen in West Zone | 0
|  |  | Bounary gen in soucre zone as % of line | 0
|  |  | OL element line rating | 100
|  |  | West Zonal weighted AWGSF | 0.047883
|  | WN_043009automation.xls | North Zonal weighted AWGSF | 0.010013
Copy Dennis' data step 1
Copy Dennis' Data Step 2

## Distributed Slack - Dec
Number of Bus | Name of Bus | ID | Area Name of Gen | AGC | P Sensitivity of Bus | Gen MW | Min MW | Max MW | V Sensitivity of Bus | Set Volt | Tech Type | Zone Impact | Zone Correlation | Inc Max | Dec Max | Souce S.F. Weighting | Souce Capacity | Sink S.F. Weighting | Sink Capacity | PTDF Calc | PTDF Weighting | Cumulative Concentrated Capacity | Cumulative Concentrated Impact
60202 | FRNDDRCS | F | West | YES | 0.064057 | 0 | 0 | 0 | 0 | 0.9985 | AVR | 1 | 0.054458 | 0 | 0 | 0 | 0 |  |  | 0.054458 | 0 | 0 | 0
60018 | DSKY1 | 1 | West | YES | 0.056698 | 21 | 0 | 84 | 0 | 1.023 | Wind | 1 | 0.047099 | 0 | 84 | 4.7626 | 84 |  |  | 0.047099 | 3.9563 | 84 | 3.9563
60017 | ORNNWP1 | 1 | West | YES | 0.056377 | 20 | 0 | 80 |  | 1.027 | Wind | 1 | 0.046778 | 0 | 80 | 4.5102 | 80 |  |  | 0.046778 | 3.7422 | 164 | 7.6985
60000 | DSKY2 | 1 | West | YES | 0.056215 | 19.1 | 0 | 76.5 |  | 1.039 | Wind | 1 | 0.046616 | 0 | 76.5 | 4.3004 | 76.5 |  |  | 0.046616 | 3.5661 | 240.5 | 11.2646 | Weighted Shift Factors
6016 | SWMESA | 1 | West | YES | 0.055754 | 18.8 | 0 | 75 |  | 1.03 | Wind | 1 | 0.046155 | 0 | 75 | 4.1815 | 75 |  |  | 0.046155 | 3.4616 |  |  | West | 0.047161
60003 | KING_NE1A | 1 | West | YES | 0.055754 | 20 | 0 | 80 |  | 1.03 | Wind | 1 | 0.046155 | 0 | 80 | 4.4603 | 80 |  |  | 0.046155 | 3.6924 |  |  | North | 0.0095994
60005 | KING_SE1A | 1 | West | YES | 0.055754 | 10 | 0 | 40 |  | 1.035 | Wind | 1 | 0.046155 | 0 | 40 | 2.2302 | 40 |  |  | 0.046155 | 1.8462 |  |  |  | 0.037561
76091 | L_DIVIDE1_1N | W1 | West | YES | 0.05573 | 110 | 0 | 550 |  | 1.02 | Wind | 1 | 0.046131 | 0 | 550 | 30.6515 | 550 |  |  | 0.046131 | 25.3718
38437 | TNSRBNMESA9 | 1 | West | YES | 0.055411 | 37.5 | 0 | 150 |  | 1.02 | Wind | 1 | 0.045812 | 0 | 150 | 8.3117 | 150 |  |  | 0.045812 | 6.8717 |  |  | Line Cap | 100
38332 | TNWDWRDU2_8 | 1 | West | YES | 0.055366 | 20 | 0 | 80 | 0 | 1.0232 | Wind | 1 | 0.045767 | 0 | 80 | 4.4293 | 80 |  |  | 0.045767 | 3.6613 |  |  | Conc Gen | 240.5
60016 | WOODWRD11A | 1 | West | YES | 0.055352 | 20 | 0 | 80 |  | 1.033 | Wind | 1 | 0.045753 | 0 | 80 | 4.4282 | 80 |  |  | 0.045753 | 3.6602 |  |  | Weighted Imp. | 11.2646
60201 | RIO DRCS | F | West | YES | 0.055307 | 0 | 0 | 0 | 0 | 1.025 | AVR | 1 | 0.045708 | 0 | 0 | 0 | 0 |  |  | 0.045708 | 0 |  |  | PTDF | 0.046838
60007 | KING_SW1A | 1 | West | YES | 0.054922 | 20 | 0 | 80 |  | 1.03 | Wind | 1 | 0.045323 | 0 | 80 | 4.3938 | 80 |  |  | 0.045323 | 3.6258
60019 | KING_NW1A | 1 | West | YES | 0.054922 | 20 | 0 | 80 |  | 1.03 | Wind | 1 | 0.045323 | 0 | 80 | 4.3938 | 80 |  |  | 0.045323 | 3.6258 |  |  | Concentration | 1.247
76031 | L_GASCCR1_1N | W1 | West | YES | 0.054231 | 30 | 0 | 150 | 0 | 1.02 | Wind | 1 | 0.044632 | 0 | 150 | 8.1347 | 150 |  |  | 0.044632 | 6.6947
1349 | WESTXWIN_1G | 1 | West | YES | 0.050975 | 1.3 | 0 | 6.6 |  | 1.014 | Wind | 1 | 0.041376 | 0 | 6.6 | 0.33643 | 6.6 |  |  | 0.041376 | 0.27308 |  |  |  | Pass
1350 | NWPWRG1_1G | 1 | West | YES | 0.050975 | 6.9 | 1 | 34.3 |  | 1.014 | Wind | 1 | 0.041376 | 0 | 34.3 | 1.7484 | 34.3 |  |  | 0.041376 | 1.4192
60058 | BUFF_GAP1A | 1 | West | YES | 0.050331 | 24 | 0 | 120 |  | 1 | Wind | 1 | 0.040732 | 0 | 120 | 6.0397 | 120 |  |  | 0.040732 | 4.8878
60060 | CIRELLO | 1 | West | YES | 0.050331 | 46.6 | 0 | 233 | 0 | 1 | Wind | 1 | 0.040732 | 0 | 233 | 11.7271 | 233 |  |  | 0.040732 | 9.4905
60063 | BUFF_GAP1B | 1 | West | YES | 0.050331 | 34 | 0 | 170.2 | 0 | 1.02 | Wind | 1 | 0.040732 | 0 | 170.2 | 8.5663 | 170.2 |  |  | 0.040732 | 6.9325
60066 | H_HOLLOW1A | 1 | West | YES | 0.050331 | 44.4 | 0 | 222 | 0 | 1.005 | Wind | 1 | 0.040732 | 0 | 222 | 11.1735 | 222 |  |  | 0.040732 | 9.0424
60068 | HHOLLOW21A | 1 | West | YES | 0.050331 | 36.8 | 0 | 184 | 0 | 1.025 | Wind | 1 | 0.040732 | 0 | 184 | 9.2609 | 184 |  |  | 0.040732 | 7.4946
60070 | HHOLLOW31A | 1 | West | YES | 0.050331 | 44.8 | 0 | 224 | 0 | 1.025 | Wind | 1 | 0.040732 | 0 | 224 | 11.2741 | 224 |  |  | 0.040732 | 9.1239
60072 | HHOLLOW41A | 1 | West | YES | 0.050331 | 23 | 0 | 115 | 0 | 1.025 | Wind | 1 | 0.040732 | 0 | 115 | 5.7881 | 115 |  |  | 0.040732 | 4.6841
6407 | TURKTRAK1A | 1 | West | YES | 0.048952 | 33.9 | 0 | 169.5 | 0 | 1.025 | Wind | 1 | 0.039353 | 0 | 169.5 | 8.2974 | 169.5 |  |  | 0.039353 | 6.6703
1002 | PBCTAGE_1G | A | West | YES | 0.048648 | 64 | 64 | 66 | 0 | 1.036 | GGT | 1 | 0.039049 | 66 | 66 | 3.2108 | 66 |  |  | 0.039049 | 2.5772
1003 | PBCTBGE_2G | B | West | YES | 0.048648 | 65 | 65 | 66 | 0 | 1.036 | GGT | 1 | 0.039049 | 66 | 66 | 3.2108 | 66 |  |  | 0.039049 | 2.5772
1004 | PBCTCGE_3G | C | West | YES | 0.048648 | 62 | 62 | 67 | 0 | 1.036 | GGT | 1 | 0.039049 | 67 | 67 | 3.2594 | 67 |  |  | 0.039049 | 2.6163
1005 | PBCTDGE_4G | D | West | YES | 0.048648 | 65 | 65 | 68 | 0 | 1.036 | GGT | 1 | 0.039049 | 68 | 68 | 3.3081 | 68 |  |  | 0.039049 | 2.6553
1006 | PBCTEGE_5G | E | West | YES | 0.048648 | 65 | 65 | 67 | 0 | 1.036 | GGT | 1 | 0.039049 | 67 | 67 | 3.2594 | 67 |  |  | 0.039049 | 2.6163
1007 | PB5GEN_6G | 5 | West | YES | 0.048648 | 91.2 | 40 | 114 | 0 | 1.036 | GST | 1 | 0.039049 | 114 | 114 | 5.5459 | 114 |  |  | 0.039049 | 4.4515
1008 | PB6GEN_7G | 6 | West | YES | 0.048648 | 515 | 130 | 515 | 0 | 1.036 | GST | 1 | 0.039049 | 515 | 515 | 25.0537 | 515 |  |  | 0.039049 | 20.11
7038 | L_DELAWA1_1Y | 1 | West | YES | 0.048572 | 3.5 | 0 | 35 | 0 | 1 | Wind | 1 | 0.038973 | 0 | 35 | 1.7 | 35 |  |  | 0.038973 | 1.364
7038 | L_DELAWA1_1Y | 2 | West | YES | 0.048572 | 3 | 0 | 30 | 0 | 1 | Wind | 1 | 0.038973 | 0 | 30 | 1.4572 | 30 |  |  | 0.038973 | 1.1692
1146 | NOTREES_1G | 1 | West | YES | 0.048425 | 29.8 | 0 | 149 | 0 | 1.017 | #N/A | 1 | 0.038826 | 149 | 149 | 7.2153 | 149 |  |  | 0.038826 | 5.785
1320 | BSP 1 | 1 | West | YES | 0.048129 | 25.5 | 2.9 | 25.8 | 0 | 1 | Cogen | 1 | 0.03853 | 0 | 0 | 0 | 0 |  |  | 0.03853 | 0
11020 | TIEHVSG_1G | 1 | West | YES | 0.047745 | 208.2 | 63 | 208.2 | 0 | 1.012 | CC | 1 | 0.038146 | 208.2 | 208.2 | 9.9405 | 208.2 |  |  | 0.038146 | 7.9419
11021 | TIEHVCG_1G | 1 | West | YES | 0.047745 | 142.1 | 103 | 142.1 | 0 | 1.012 | CC | 1 | 0.038146 | 142.1 | 142.1 | 6.7846 | 142.1 |  |  | 0.038146 | 5.4205
11022 | TIEHVCG_2G | 1 | West | YES | 0.047745 | 132.4 | 103 | 132.4 | 0 | 1.012 | CC | 1 | 0.038146 | 132.4 | 132.4 | 6.3214 | 132.4 |  |  | 0.038146 | 5.0505
11023 | TIEHVCG_3G | 1 | West | YES | 0.047745 | 137.4 | 103 | 137.4 | 0 | 1.012 | CC | 1 | 0.038146 | 137.4 | 137.4 | 6.5602 | 137.4 |  |  | 0.038146 | 5.2412
11024 | TIEHVCG_4G | 1 | West | YES | 0.047745 | 147 | 103 | 147 | 0 | 1.012 | CC | 1 | 0.038146 | 147 | 147 | 7.0185 | 147 |  |  | 0.038146 | 5.6074
11025 | TIEHVSG_2G | 1 | West | YES | 0.047745 | 213.2 | 63 | 213.2 | 0 | 1.012 | CC | 1 | 0.038146 | 213.2 | 213.2 | 10.1792 | 213.2 |  |  | 0.038146 | 8.1326
11001 | NAV1CT | 1 | West | YES | 0.047733 | 70.4 | 18 | 70.4 | 0 | 1.029 | CC | 1 | 0.038134 | 70.4 | 70.4 | 3.3604 | 70.4 |  |  | 0.038134 | 2.6846
11009 | NAV2CT | 1 | West | YES | 0.047733 | 71.4 | 18 | 71.4 | 0 | 1.029 | CC | 1 | 0.038134 | 71.4 | 71.4 | 3.4081 | 71.4 |  |  | 0.038134 | 2.7227
11011 | NAV3ST | 1 | West | YES | 0.047733 | 92.8 | 40 | 92.8 | 0 | 1.029 | CC | 1 | 0.038134 | 92.8 | 92.8 | 4.4296 | 92.8 |  |  | 0.038134 | 3.5388
11012 | NAV4CT | 1 | West | YES | 0.047733 | 80 | 18 | 80 | 0 | 1.029 | CC | 1 | 0.038134 | 80 | 80 | 3.8186 | 80 |  |  | 0.038134 | 3.0507
11013 | NAV5CT | 1 | West | YES | 0.047733 | 80 | 18 | 80 | 0 | 1.029 | CC | 1 | 0.038134 | 80 | 80 | 3.8186 | 80 |  |  | 0.038134 | 3.0507
11014 | NAV6ST | 1 | West | YES | 0.047733 | 115 | 40 | 115 | 0 | 1.029 | CC | 1 | 0.038134 | 115 | 115 | 5.4893 | 115 |  |  | 0.038134 | 4.3854
1326 | STANTONW_8 | 1 | West | YES | 0.047704 | 20.1 | 0 | 100.5 |  | 1.01 | Wind | 1 | 0.038105 | 0 | 100.5 | 4.7943 | 100.5 |  |  | 0.038105 | 3.8295
1328 | OCOTILLO_1G | 1 | West | YES | 0.047604 | 11.6 | 0 | 58 |  | 1.01 | Wind | 1 | 0.038005 | 0 | 58 | 2.761 | 58 |  |  | 0.038005 | 2.2043
1333 | MCDDONAL_8 | 1 | West | YES | 0.047421 | 42.8 | 0 | 214.2 |  | 1.01 | Wind | 1 | 0.037822 | 0 | 214.2 | 10.1576 | 214.2 |  |  | 0.037822 | 8.1014
1327 | WILDHRSE_1G | 1 | West | YES | 0.047034 | 24 | 0 | 120 |  | 1 | Wind | 1 | 0.037435 | 0 | 120 | 5.6441 | 120 |  |  | 0.037435 | 4.4922
1170 | AIRLAMESA_1G | 1 | West | YES | 0.046981 | 0 | 0 | 180 |  | 1 | #N/A | 1 | 0.037382 | 180 | 180 | 8.4566 | 180 |  |  | 0.037382 | 6.7287
1045 | CALENG1G_1G | 1 | West | YES | 0.046973 | 73.4 | 27 | 73.4 | 0 | 1.014 | Cogen | 1 | 0.037374 | 0 | 0 | 0 | 0 |  |  | 0.037374 | 0
1046 | CALENG2G_2G | 2 | West | YES | 0.046973 | 73.4 | 27 | 73.4 | 0 | 1.014 | Cogen | 1 | 0.037374 | 0 | 0 | 0 | 0 |  |  | 0.037374 | 0
1047 | CALENG3G_3G | 3 | West | YES | 0.046973 | 70.4 | 27 | 70.4 | 0 | 1.014 | Cogen | 1 | 0.037374 | 0 | 0 | 0 | 0 |  |  | 0.037374 | 0
1360 | GUNSIGHT_8 | 1 | West | YES | 0.046957 | 24 | 0 | 120 | 0 | 1.01 | Wind | 1 | 0.037358 | 0 | 120 | 5.6348 | 120 |  |  | 0.037358 | 4.4829
1058 | LONGSHORE_5 | 1 | West | YES | 0.046795 | 30 | 0 | 150 |  | 1.01 | Wind | 1 | 0.037196 | 0 | 150 | 7.0193 | 150 |  |  | 0.037196 | 5.5793
1058 | LONGSHORE_5 | 2 | West | YES | 0.046795 | 44 | 0 | 220 |  | 1.01 | Wind | 1 | 0.037196 | 0 | 220 | 10.2949 | 220 |  |  | 0.037196 | 8.183
1058 | LONGSHORE_5 | 3 | West | YES | 0.046795 | 23.4 | 0 | 117 |  | 1.01 | Wind | 1 | 0.037196 | 0 | 117 | 5.475 | 117 |  |  | 0.037196 | 4.3519
1302 | COYOTEWG_8 | 1 | West | YES | 0.046404 | 45 | 0 | 225 |  | 1.01 | #N/A | 1 | 0.036805 | 225 | 225 | 10.4409 | 225 |  |  | 0.036805 | 8.281
1037 | MORGAN5G_5G | 5 | West | YES | 0.046292 | 109.6 | 40 | 137 | 0 | 1.029 | GST | 1 | 0.036693 | 137 | 137 | 6.342 | 137 |  |  | 0.036693 | 5.0269
1039 | MRGNAG_1G | A | West | YES | 0.046292 | 69 | 69 | 69 | 0 | 1.029 | GGT | 1 | 0.036693 | 69 | 69 | 3.1941 | 69 |  |  | 0.036693 | 2.5318
1040 | MRGNBG_2G | B | West | YES | 0.046292 | 70 | 70 | 71 | 0 | 1.029 | GGT | 1 | 0.036693 | 71 | 71 | 3.2867 | 71 |  |  | 0.036693 | 2.6052
1041 | MRGNCG_3G | C | West | YES | 0.046292 | 69 | 69 | 70 | 0 | 1.029 | GGT | 1 | 0.036693 | 70 | 70 | 3.2404 | 70 |  |  | 0.036693 | 2.5685
1042 | MRGNDG_4G | D | West | YES | 0.046292 | 68 | 68 | 68 | 0 | 1.029 | GGT | 1 | 0.036693 | 68 | 68 | 3.1479 | 68 |  |  | 0.036693 | 2.4951
1043 | MRGNEG_5G | E | West | YES | 0.046292 | 68 | 68 | 70 | 0 | 1.029 | GGT | 1 | 0.036693 | 70 | 70 | 3.2404 | 70 |  |  | 0.036693 | 2.5685
1044 | MRGNFG_6G | F | West | YES | 0.046292 | 66 | 66 | 66 | 0 | 1.029 | GGT | 1 | 0.036693 | 66 | 66 | 3.0553 | 66 |  |  | 0.036693 | 2.4217
1301 | BULLCREK_8 | 1 | West | YES | 0.04599 | 36 | 0 | 180 | 0 | 1.017 | #N/A | 1 | 0.036391 | 180 | 180 | 8.2782 | 180 |  |  | 0.036391 | 6.5503
6637 | SNYDERW1A | 1 | West | YES | 0.045707 | 12.6 | 0 | 63 | 0 | 1.025 | Wind | 1 | 0.036108 | 0 | 63 | 2.8795 | 63 |  |  | 0.036108 | 2.2748
1068 | SCURRYCW_1G | 1 | West | YES | 0.045503 | 28.2 | 1.3 | 141 |  | 1.01 | Wind | 1 | 0.035904 | 0 | 141 | 6.4159 | 141 |  |  | 0.035904 | 5.0624
1073 | SCURRYCW_2G | 2 | West | YES | 0.045503 | 24 | 0 | 120 | 0 | 1.017 | Wind | 1 | 0.035904 | 0 | 120 | 5.4604 | 120 |  |  | 0.035904 | 4.3084
1061 | CIELOGEN_1G | 1 | West | YES | 0.045481 | 19.8 | 0 | 99 |  | 1 | Wind | 1 | 0.035882 | 0 | 99 | 4.5026 | 99 |  |  | 0.035882 | 3.5523
1062 | CIELOGEN_2G | 1 | West | YES | 0.045481 | 12.2 | 0 | 61 |  | 1 | Wind | 1 | 0.035882 | 0 | 61 | 2.7743 | 61 |  |  | 0.035882 | 2.1888
1069 | KINDERMG_1G | 1 | West | YES | 0.045481 | 25 | 5 | 25 | 0 | 1.017 | Cogen | 1 | 0.035882 | 0 | 0 | 0 | 0 |  |  | 0.035882 | 0
1070 | KINDERMG_2G | 1 | West | YES | 0.045481 | 45.7 | 12 | 45.7 | 0 | 1.017 | Cogen | 1 | 0.035882 | 0 | 0 | 0 | 0 |  |  | 0.035882 | 0
1071 | KINDERMG_3G | 1 | West | YES | 0.045481 | 45.7 | 12 | 45.7 | 0 | 1.017 | Cogen | 1 | 0.035882 | 0 | 0 | 0 | 0 |  |  | 0.035882 | 0
60057 | CALLAHAN1A | 1 | West | YES | 0.045127 | 22.8 | 0 | 114 | 0 | 1.04 | Wind | 1 | 0.035528 | 0 | 114 | 5.1445 | 114 |  |  | 0.035528 | 4.0501
36998 | RDCNYNG1 | 1 | West | YES | 0.044887 | 16.8 | 0 | 84 |  | 1.01 | Wind | 1 | 0.035288 | 0 | 84 | 3.7705 | 84 |  |  | 0.035288 | 2.9642
71051 | L_BITTCR1_1N | W1 | West | YES | 0.04456 | 7.5 | 0 | 37.5 |  | 1.02 | Wind | 1 | 0.034961 | 0 | 37.5 | 1.671 | 37.5 |  |  | 0.034961 | 1.311
71054 | L_SWEETW1_1N | W1 | West | YES | 0.04456 | 21.5 | 0 | 107.5 |  | 1.02 | Wind | 1 | 0.034961 | 0 | 107.5 | 4.7902 | 107.5 |  |  | 0.034961 | 3.7583
71057 | L_SWEETW1_2N | W1 | West | YES | 0.04456 | 27 | 0 | 135 |  | 1.02 | Wind | 1 | 0.034961 | 0 | 135 | 6.0156 | 135 |  |  | 0.034961 | 4.7197
71059 | L_SWEETW1_3N | W1 | West | YES | 0.04456 | 23.8 | 0 | 119 | 0 | 1.02 | Wind | 1 | 0.034961 | 0 | 119 | 5.3026 | 119 |  |  | 0.034961 | 4.1603
71060 | L_SWEETW1_4N | W1 | West | YES | 0.04456 | 21 | 0 | 105 | 0 | 1.02 | Wind | 1 | 0.034961 | 0 | 105 | 4.6788 | 105 |  |  | 0.034961 | 3.6709
1049 | ROSCOEWI_5 | 1 | West | YES | 0.043918 | 41.8 | 0 | 209 |  | 1.01 | #N/A | 1 | 0.034319 | 209 | 209 | 9.1789 | 209 |  |  | 0.034319 | 7.1726
1057 | ROSCOEWI_5 | 2 | West | YES | 0.043918 | 25.3 | 0 | 126.5 |  | 1.01 | #N/A | 1 | 0.034319 | 126.5 | 126.5 | 5.5556 | 126.5 |  |  | 0.034319 | 4.3413
1060 | ROSCOEWI_5 | 3 | West | YES | 0.043918 | 39.4 | 0 | 197 | 0 | 1.01 | #N/A | 1 | 0.034319 | 197 | 197 | 8.6518 | 197 |  |  | 0.034319 | 6.7608
1072 | ROSCOEWI_5 | 4 | West | YES | 0.043918 | 63.6 | 0 | 318 | 0 | 1.01 | #N/A | 1 | 0.034319 | 318 | 318 | 13.9659 | 318 |  |  | 0.034319 | 10.9133
1343 | TRENTIPP_8 | 1 | West | YES | 0.043826 | 30 | 0 | 150 |  | 1.014 | Wind | 1 | 0.034227 | 0 | 150 | 6.5739 | 150 |  |  | 0.034227 | 5.134
1354 | AEPWIND_8 | 1 | West | YES | 0.043826 | 20.2 | 0 | 101 |  | 1 | Wind | 1 | 0.034227 | 0 | 101 | 4.4264 | 101 |  |  | 0.034227 | 3.4569
1416 | SWETWATR_1G | 1 | West | YES | 0.042796 | 30 | 18 | 30 | 0 | 1.026 | CC | 1 | 0.033197 | 30 | 30 | 1.2839 | 30 |  |  | 0.033197 | 0.9959
1417 | SWETWATR_2G | 2 | West | YES | 0.042796 | 72 | 36 | 72 | 0 | 1.026 | CC | 1 | 0.033197 | 72 | 72 | 3.0813 | 72 |  |  | 0.033197 | 2.3902
1418 | SWETWATR_3G | 3 | West | YES | 0.042796 | 68 | 36 | 68 | 0 | 1.026 | CC | 1 | 0.033197 | 68 | 68 | 2.9101 | 68 |  |  | 0.033197 | 2.2574
1419 | SWETWATR_4G | 4 | West | YES | 0.042796 | 61 | 36 | 61 | 0 | 1.026 | CC | 1 | 0.033197 | 61 | 61 | 2.6106 | 61 |  |  | 0.033197 | 2.025
6144 | MCADOO1A | 1 | West | YES | 0.042284 | 15 | 0 | 150 | 0 | 1.025 | Wind | 1 | 0.032685 | 0 | 150 | 6.3426 | 150 |  |  | 0.032685 | 4.9027
60081 | WHRLWIND1A | 1 | West | YES | 0.039345 | 12 | 0 | 60 | 0 | 1.03 | Wind | 1 | 0.029746 | 0 | 60 | 2.3607 | 60 |  |  | 0.029746 | 1.7847
60052 | WILDHRS11A | 1 | West | YES | 0.037422 | 25.3 | 0 | 126.5 | 0 | 1.005 | #N/A | 1 | 0.027823 | 126.5 | 126.5 | 4.7339 | 126.5 |  |  | 0.027823 | 3.5196
60053 | WILDHRS21A | 1 | West | YES | 0.037422 | 7.8 | 0 | 39 | 0 | 1.025 | #N/A | 1 | 0.027823 | 39 | 39 | 1.4595 | 39 |  |  | 0.027823 | 1.0851
6100 | OKLA7A | EQ | West | YES | 0.032365 | 50 | -220 | 220 | 0 | 1.035 | DCTie | 1 | 0.022766 | 0 | 0 | 0 | 0 |  |  | 0.022766 | 0
6752 | OKLA0A | 1 | West | YES | 0.032365 | 649.7 | 175 | 649.7 | 0 | 1.035 | LIGCO | 1 | 0.022766 | 0 | 649.7 | 21.0275 | 649.7 |  |  | 0.022766 | 14.7908
1437 | MESQUITW_1G | 1 | North | YES | 0.036979 | 40 | 0 | 400 | 0 | 1.023 | Wind | -1 | 0.010182 | 0 | 400 |  |  | 0 | 0 | -0.010182 | 0
1438 | MESQUITW_2G | 1 | North | YES | 0.036963 | 23.6 | 0 | 236 |  | 1.017 | Wind | -1 | 0.010198 | 0 | 236 |  |  | 0 | 0 | -0.010198 | 0
1442 | COKFIELD_5 | 1 | North | YES | 0.03442 | 16.5 | 0 | 165 |  | 1.029 | Wind | -1 | 0.012741 | 0 | 165 |  |  | 0 | 0 | -0.012741 | 0
1432 | GRHAMSES_2G | 2 | North | YES | 0.026368 | 294.9 | 90 | 366 | 0 | 1.014 | GST | -1 | 0.020793 | 366 | 366 |  |  | 9.6507 | 366 | -0.020793 | -7.6101
1433 | GRHAMSES_1G | 1 | North | YES | 0.025998 | 242 | 60 | 242 | 0 | 1.038 | GST | -1 | 0.021163 | 242 | 242 |  |  | 6.2915 | 242 | -0.021163 | -5.1214
1479 | WFCOGEN_1G | 1 | North | YES | 0.025846 | 16 | 12 | 20 | 0 | 1 | Cogen | -1 | 0.021315 | 0 | 0 |  |  | 0 | 0 | -0.021315 | 0
1479 | WFCOGEN_1G | 2 | North | YES | 0.025846 | 16 | 12 | 20 | 0 | 1 | Cogen | -1 | 0.021315 | 0 | 0 |  |  | 0 | 0 | -0.021315 | 0
1482 | WFCOGEN_2G | 1 | North | YES | 0.025846 | 16 | 12 | 20 | 0 | 1 | Cogen | -1 | 0.021315 | 0 | 0 |  |  | 0 | 0 | -0.021315 | 0
1482 | WFCOGEN_2G | 2 | North | YES | 0.025846 | 13.6 | 12 | 17 | 0 | 1 | Cogen | -1 | 0.021315 | 0 | 0 |  |  | 0 | 0 | -0.021315 | 0
1600 | BARTNWND_1G | 1 | North | YES | 0.021119 | 12 | 0 | 120 | 0 | 1.022 | Wind | -1 | 0.026042 | 0 | 120 |  |  | 0 | 0 | -0.026042 | 0
344 | MRSSHPRD | 1 | North | YES | 0.02052 | 12 | 0 | 12 |  | 1.03 | Hydro | -1 | 0.026641 | 0 | 0 |  |  | 0 | 0 | -0.026641 | 0
345 | MRSSHPRD01 | 2 | North | YES | 0.02052 | 12 | 0 | 12 |  | 1.03 | Hydro | -1 | 0.026641 | 0 | 0 |  |  | 0 | 0 | -0.026641 | 0
1453 | WCPWRCO_1G | 1 | North | YES | 0.01932 | 204 | 50 | 204 |  | 1.02 | CC | -1 | 0.027841 | 204 | 204 |  |  | 3.9413 | 204 | -0.027841 | -5.6795
1454 | WCPWRCO_2G | 2 | North | YES | 0.01932 | 204 | 50 | 204 |  | 1.02 | CC | -1 | 0.027841 | 204 | 204 |  |  | 3.9413 | 204 | -0.027841 | -5.6795
1455 | WCPWRCO_3G | 3 | North | YES | 0.01932 | 242 | 50 | 242 |  | 1.02 | CC | -1 | 0.027841 | 242 | 242 |  |  | 4.6754 | 242 | -0.027841 | -6.7375
1643 | SLSTR1PP_1G | 1 | North | YES | 0.018338 | 6 | 0 | 60 | 0 | 1.022 | Wind | -1 | 0.028823 | 0 | 60 |  |  | 0 | 0 | -0.028823 | 0
8032 | AMISTADHYD1 | 1 | South | YES | 0.016762 | 33 | 13 | 33 | 0 | 1.0375 | Hydro | -1 | 0.030399 | 0 | 0 |  |  |  |  | -0.030399 | 0
8033 | AMISTADHYD2 | 2 | South | YES | 0.016762 | 25 | 13 | 25 | 0 | 1.0375 | Hydro | -1 | 0.030399 | 0 | 0 |  |  |  |  | -0.030399 | 0
88253 | HAMILTON | F | South | YES | 0.016762 | 0 | 0 | 0 | 0 | 1.04 | BLT | -1 | 0.030399 | 0 | 0 |  |  |  |  | -0.030399 | 0
580 | JCKCNTY801 | 1 | North | YES | 0.015966 | 288 | 0 | 288 | 0 | 1.022 | CC | -1 | 0.031195 | 288 | 288 |  |  | 4.5982 | 288 | -0.031195 | -8.9841
581 | JCKCNTY802 | 2 | North | YES | 0.015966 | 147 | 0 | 147 | 0 | 1.022 | CC | -1 | 0.031195 | 147 | 147 |  |  | 2.347 | 147 | -0.031195 | -4.5856
582 | JCKCNTY803 | 3 | North | YES | 0.015966 | 147 | 0 | 147 | 0 | 1.022 | CC | -1 | 0.031195 | 147 | 147 |  |  | 2.347 | 147 | -0.031195 | -4.5856
503 | NTHTEXAS01 | 1 | North | YES | 0.015872 | 0 | 5 | 18 |  | 1.015 | GST | -1 | 0.031289 | 18 | 18 |  |  | 0.2857 | 18 | -0.031289 | -0.5632
504 | NTHTEXAS02 | 2 | North | YES | 0.015872 | 14.4 | 5 | 18 |  | 1.015 | GST | -1 | 0.031289 | 18 | 18 |  |  | 0.2857 | 18 | -0.031289 | -0.5632
505 | NTHTEXAS03 | 3 | North | YES | 0.015872 | 30.4 | 15 | 38 |  | 1.015 | GST | -1 | 0.031289 | 38 | 38 |  |  | 0.60314 | 38 | -0.031289 | -1.189
728 | WOLFRIDGE801 | 1 | North | YES | 0.015315 | 11.2 | 0 | 112.5 | 0 | 0.99 | Wind | -1 | 0.031846 | 0 | 112.5 |  |  | 0 | 0 | -0.031846 | 0
332 | RWMILLER01 | 1 | North | YES | 0.014377 | 58.4 | 18.5 | 73 | 0 | 1.04 | GST | -1 | 0.032784 | 73 | 73 |  |  | 1.0495 | 73 | -0.032784 | -2.3932
333 | RWMILLER02 | 2 | North | YES | 0.014377 | 95.2 | 37 | 119 | 0 | 1.04 | GST | -1 | 0.032784 | 119 | 119 |  |  | 1.7109 | 119 | -0.032784 | -3.9013
334 | RWMILLER03 | 3 | North | YES | 0.014377 | 166.4 | 65 | 208 | 0 | 1.04 | GST | -1 | 0.032784 | 208 | 208 |  |  | 2.9904 | 208 | -0.032784 | -6.819
335 | RWMILLER04 | 4 | North | YES | 0.014377 | 81.6 | 0 | 102 | 0 | 1.04 | GST | -1 | 0.032784 | 102 | 102 |  |  | 1.4665 | 102 | -0.032784 | -3.3439
336 | RWMILLER05 | 5 | North | YES | 0.014377 | 80.8 | 0 | 101 | 0 | 1.04 | GST | -1 | 0.032784 | 101 | 101 |  |  | 1.4521 | 101 | -0.032784 | -3.3112
1861 | EAGLEMNT_1G | MB | North | YES | 0.013832 | 0 | 30 | 112 |  | 1.022 | GST | -1 | 0.033329 | 0 | 0 |  |  | 0 | 0 | -0.033329 | 0
1862 | EAGLEMNT_2G | MB | North | YES | 0.013832 | 0 | 40 | 100 |  | 1.022 | GST | -1 | 0.033329 | 0 | 0 |  |  | 0 | 0 | -0.033329 | 0
1863 | EAGLEMNT_3G | MB | North | YES | 0.013832 | 0 | 50 | 378 |  | 1.022 | GST | -1 | 0.033329 | 0 | 0 |  |  | 0 | 0 | -0.033329 | 0
923 | SPENCER_G4 | 1 | North | YES | 0.013716 | 48 | 20 | 61 | 0 | 1.03 | GST | -1 | 0.033445 | 61 | 61 |  |  | 0.83668 | 61 | -0.033445 | -2.0401
924 | SPENCER_G5 | 1 | North | YES | 0.013716 | 52 | 20 | 66 | 0 | 1.03 | GST | -1 | 0.033445 | 66 | 66 |  |  | 0.90526 | 66 | -0.033445 | -2.2074
1889 | DECRDOVA_1G | 1 | North | YES | 0.012776 | 779 | 255 | 779 | 0 | 1.02 | GSC | -1 | 0.034385 | 779 | 779 |  |  | 9.9525 | 779 | -0.034385 | -26.7857
1898 | COMCHEPK_1G | 1 | North | YES | 0.012746 | 1159 | 1150 | 1159 | 0 | 1.032 | Nuc | -1 | 0.034415 | 0 | 0 |  |  | 0 | 0 | -0.034415 | 0
1899 | COMCHEPK_2G | 2 | North | YES | 0.012746 | 1159 | 1128 | 1159 | 0 | 1.032 | Nuc | -1 | 0.034415 | 0 | 0 |  |  | 0 | 0 | -0.034415 | 0
1877 | WLFHOLW_1G | 1 | North | YES | 0.012507 | 217.3 | 89.2 | 217.3 | 0 | 1.032 | CC | -1 | 0.034654 | 217.3 | 217.3 |  |  | 2.7178 | 217.3 | -0.034654 | -7.5303
1878 | WLFHOLW_2G | 2 | North | YES | 0.012507 | 215.7 | 105 | 215.7 | 0 | 1.032 | CC | -1 | 0.034654 | 215.7 | 215.7 |  |  | 2.6978 | 215.7 | -0.034654 | -7.4748
1879 | WLFHOLW_3G | 3 | North | YES | 0.012507 | 272.4 | 89.2 | 272.4 | 0 | 1.032 | CC | -1 | 0.034654 | 272.4 | 272.4 |  |  | 3.4069 | 272.4 | -0.034654 | -9.4397
1892 | DECRDOVA_2G | A | North | YES | 0.012429 | 65 | 65 | 70 | 0 | 1.025 | GGT | -1 | 0.034732 | 70 | 70 |  |  | 0.87003 | 70 | -0.034732 | -2.4312
1893 | DECRDOVA_3G | B | North | YES | 0.012429 | 65 | 65 | 69 | 0 | 1.025 | GGT | -1 | 0.034732 | 69 | 69 |  |  | 0.8576 | 69 | -0.034732 | -2.3965
1894 | DECRDOVA_4G | C | North | YES | 0.012429 | 65 | 65 | 69 | 0 | 1.025 | GGT | -1 | 0.034732 | 69 | 69 |  |  | 0.8576 | 69 | -0.034732 | -2.3965
1895 | DECRDOVA_5G | D | North | YES | 0.012429 | 65 | 65 | 68 | 0 | 1.025 | GGT | -1 | 0.034732 | 68 | 68 |  |  | 0.84517 | 68 | -0.034732 | -2.3618
1945 | HANDLEY_1G | MB | North | YES | 0.011824 | 0 | 25 | 36 |  | 0.986 | #N/A | -1 | 0.035337 | 36 | 36 |  |  | 0.42566 | 36 | -0.035337 | -1.2721
1946 | HANDLEY_2G | MB | North | YES | 0.011824 | 0 | 30 | 68 |  | 0.986 | #N/A | -1 | 0.035337 | 68 | 68 |  |  | 0.80403 | 68 | -0.035337 | -2.4029
1947 | HANDLEY_3G | 3 | North | YES | 0.011622 | 316 | 100 | 395 | 0 | 1.022 | GST | -1 | 0.035539 | 395 | 395 |  |  | 4.5907 | 395 | -0.035539 | -14.0378
1949 | HANDLEY_5G | 5 | North | YES | 0.011622 | 348 | 150 | 435 | 0 | 1.022 | GST | -1 | 0.035539 | 435 | 435 |  |  | 5.0556 | 435 | -0.035539 | -15.4593
1948 | HANDLEY_4G | 4 | North | YES | 0.011514 | 348 | 150 | 435 | 0 | 1.022 | GST | -1 | 0.035647 | 435 | 435 |  |  | 5.0086 | 435 | -0.035647 | -15.5063
2371 | COLLIN_1G | MB | North | YES | 0.011186 | 0 | 40 | 138 |  | 1.022 | GST | -1 | 0.035975 | 0 | 0 |  |  | 0 | 0 | -0.035975 | 0
6948 | DENISNDM | 1 | North | YES | 0.010929 | 40 | 5 | 40 | 0 | 1.015 | Hydro | -1 | 0.036232 | 0 | 0 |  |  | 0 | 0 | -0.036232 | 0
6948 | DENISNDM | 2 | North | YES | 0.010929 | 31 | 5 | 40 | 0 | 1.015 | Hydro | -1 | 0.036232 | 0 | 0 |  |  | 0 | 0 | -0.036232 | 0
2381 | NTHLK1_G | 1 | North | YES | 0.010824 | 0 | 35 | 156 |  | 1.022 | GST | -1 | 0.036337 | 156 | 156 |  |  | 1.6885 | 156 | -0.036337 | -5.6685
2382 | NTHLK2_G | 2 | North | YES | 0.010824 | 0 | 35 | 181 |  | 1.022 | GST | -1 | 0.036337 | 181 | 181 |  |  | 1.9591 | 181 | -0.036337 | -6.5769
2383 | NTHLK3_G | 3 | North | YES | 0.010824 | 0 | 50 | 329 |  | 1.022 | GST | -1 | 0.036337 | 329 | 329 |  |  | 3.5611 | 329 | -0.036337 | -11.9548
1687 | VALLEY_1G | 1 | North | YES | 0.010772 | 136 | 15 | 170 | 0 | 1.029 | GST | -1 | 0.036389 | 170 | 170 |  |  | 1.8312 | 170 | -0.036389 | -6.1861
1688 | VALLEY_2G | 2 | North | YES | 0.010772 | 527 | 90 | 527 | 0 | 1.029 | GSC | -1 | 0.036389 | 527 | 527 |  |  | 5.6768 | 527 | -0.036389 | -19.1769
366 | JNSNCNTY802 | 1 | North | YES | 0.010756 | 168 | 20 | 168 | 0 | 1.02 | Cogen | -1 | 0.036405 | 0 | 0 |  |  | 0 | 0 | -0.036405 | 0
367 | JNSNCNTY802 | 2 | North | YES | 0.010756 | 90 | 20 | 90 | 0 | 1.02 | Cogen | -1 | 0.036405 | 0 | 0 |  |  | 0 | 0 | -0.036405 | 0
1689 | VALLEY_3G | 3 | North | YES | 0.010555 | 0 | 25 | 375 |  | 1.003 | GST | -1 | 0.036606 | 375 | 375 |  |  | 3.9581 | 375 | -0.036606 | -13.7271
11691 | KMICHICT1_G | 1 | North | YES | 0.010555 | 144 | 80 | 144 | 0 | 1.026 | CC | -1 | 0.036606 | 144 | 144 |  |  | 1.5199 | 144 | -0.036606 | -5.2712
11692 | KMICHICT2_G | 2 | North | YES | 0.010555 | 146 | 80 | 146 | 0 | 1.026 | CC | -1 | 0.036606 | 146 | 146 |  |  | 1.541 | 146 | -0.036606 | -5.3444
11693 | KMICHIST3_G | 3 | North | YES | 0.010555 | 312 | 60 | 312 | 0 | 1.026 | CC | -1 | 0.036606 | 312 | 312 |  |  | 3.2932 | 312 | -0.036606 | -11.421
11694 | KMICHICT4_G | 4 | North | YES | 0.010555 | 144 | 80 | 144 | 0 | 1.026 | CC | -1 | 0.036606 | 144 | 144 |  |  | 1.5199 | 144 | -0.036606 | -5.2712
11695 | KMICHICT5_G | 5 | North | YES | 0.010555 | 148 | 80 | 148 | 0 | 1.026 | CC | -1 | 0.036606 | 148 | 148 |  |  | 1.5621 | 148 | -0.036606 | -5.4176
11696 | KMICHIST6_G | 6 | North | YES | 0.010555 | 310 | 60 | 310 | 0 | 1.026 | CC | -1 | 0.036606 | 310 | 310 |  |  | 3.2721 | 310 | -0.036606 | -11.3478
1678 | LAMARPWR_1G | 1 | North | YES | 0.010493 | 160 | 67.7 | 160 | 0 | 1.038 | CC | -1 | 0.036668 | 160 | 160 |  |  | 1.6789 | 160 | -0.036668 | -5.8668
1679 | LAMARPWR_2G | 2 | North | YES | 0.010493 | 156 | 67.7 | 156 | 0 | 1.038 | CC | -1 | 0.036668 | 156 | 156 |  |  | 1.6369 | 156 | -0.036668 | -5.7202
1680 | LAMARPWR_3G | 3 | North | YES | 0.010493 | 196 | 129.1 | 196 | 0 | 1.038 | CC | -1 | 0.036668 | 196 | 196 |  |  | 2.0566 | 196 | -0.036668 | -7.1869
1681 | LAMARPWR_4G | 4 | North | YES | 0.010493 | 156 | 67.7 | 156 | 0 | 1.038 | CC | -1 | 0.036668 | 156 | 156 |  |  | 1.6369 | 156 | -0.036668 | -5.7202
1682 | LAMARPWR_5G | 5 | North | YES | 0.010493 | 157 | 67.7 | 157 | 0 | 1.038 | CC | -1 | 0.036668 | 157 | 157 |  |  | 1.6474 | 157 | -0.036668 | -5.7568
1683 | LAMARPWR_6G | 6 | North | YES | 0.010493 | 198 | 129.1 | 198 | 0 | 1.038 | CC | -1 | 0.036668 | 198 | 198 |  |  | 2.0776 | 198 | -0.036668 | -7.2602
1675 | PEC_1G | 1 | North | YES | 0.010465 | 76.7 | 35 | 76.7 | 0 | 1.022 | Cogen | -1 | 0.036696 | 0 | 0 |  |  | 0 | 0 | -0.036696 | 0
1676 | PEC_2G | 2 | North | YES | 0.010465 | 79.6 | 35 | 79.6 | 0 | 1.022 | Cogen | -1 | 0.036696 | 0 | 0 |  |  | 0 | 0 | -0.036696 | 0
1677 | PEC_3G | 3 | North | YES | 0.010465 | 88.4 | 35 | 88.4 | 0 | 1.022 | Cogen | -1 | 0.036696 | 0 | 0 |  |  | 0 | 0 | -0.036696 | 0
1701 | MOSES_1G | 1 | North | YES | 0.010367 | 558 | 175 | 558 | 0 | 1.023 | LIGCO | -1 | 0.036794 | 0 | 558 |  |  | 0 | 0 | -0.036794 | 0
1702 | MOSES_2G | 2 | North | YES | 0.010367 | 579 | 175 | 579 | 0 | 1.023 | LIGCO | -1 | 0.036794 | 0 | 579 |  |  | 0 | 0 | -0.036794 | 0
1703 | MOSES_3G | 3 | North | YES | 0.010367 | 808 | 463 | 808 | 0 | 1.023 | LIGCO | -1 | 0.036794 | 0 | 808 |  |  | 0 | 0 | -0.036794 | 0
5925 | DCEAST | EQ | North | YES | 0.010367 | 400.3 | -600 | 600 | 0 | 1.025 | DCTie | -1 | 0.036794 | 0 | 0 |  |  | 0 | 0 | -0.036794 | 0
842 | OLINGER_G1 | 1 | North | YES | 0.010131 | 55.4 | 20 | 79 | 0 | 1.03 | GST | -1 | 0.03703 | 79 | 79 |  |  | 0.80035 | 79 | -0.03703 | -2.9253
843 | OLINGER_G2 | 1 | North | YES | 0.010131 | 76.2 | 25 | 110 | 0 | 1.03 | GST | -1 | 0.03703 | 110 | 110 |  |  | 1.1144 | 110 | -0.03703 | -4.0733
844 | OLINGER_G3 | 1 | North | YES | 0.010131 | 103.9 | 45 | 150 | 0 | 1.03 | GST | -1 | 0.03703 | 150 | 150 |  |  | 1.5196 | 150 | -0.03703 | -5.5545
845 | OLINGER_G4 | 1 | North | YES | 0.010131 | 51.9 | 0 | 76 | 0 | 1.03 | GGT | -1 | 0.03703 | 76 | 76 |  |  | 0.76996 | 76 | -0.03703 | -2.8143
837 | NEWMAN_G5 | 1 | North | YES | 0.010074 | 0 | 15 | 40 |  | 1.01 | GST | -1 | 0.037087 | 40 | 40 |  |  | 0.40296 | 40 | -0.037087 | -1.4835
949 | STEAM2 | 1 | North | YES | 0.010062 | 26 | 8 | 26 | 0 | 0.99 | GST | -1 | 0.037099 | 26 | 26 |  |  | 0.26161 | 26 | -0.037099 | -0.96457
950 | STEAM3 | 1 | North | YES | 0.010062 | 41 | 13 | 42 | 0 | 1.02 | GST | -1 | 0.037099 | 42 | 42 |  |  | 0.4226 | 42 | -0.037099 | -1.5581
948 | STEAM1 | 1 | North | YES | 0.010061 | 0 | 12 | 20 |  | 1.02 | GST | -1 | 0.0371 | 20 | 20 |  |  | 0.20122 | 20 | -0.0371 | -0.74199
2418 | MTCK2_G | 2 | North | YES | 0.009986 | 0 | 10 | 23 |  | 0.971 | #N/A | -1 | 0.037175 | 23 | 23 |  |  | 0.22968 | 23 | -0.037175 | -0.85502
2419 | MTCK3_G | MB | North | YES | 0.009986 | 0 | 10 | 63 |  | 0.971 | #N/A | -1 | 0.037175 | 63 | 63 |  |  | 0.62912 | 63 | -0.037175 | -2.342
2413 | MTCK6_G | 6 | North | YES | 0.009833 | 0 | 30 | 118 |  | 1.022 | GST | -1 | 0.037328 | 118 | 118 |  |  | 1.1603 | 118 | -0.037328 | -4.4047
2414 | MTCK7_G | 7 | North | YES | 0.009833 | 0 | 30 | 115 |  | 1.022 | GST | -1 | 0.037328 | 115 | 115 |  |  | 1.1308 | 115 | -0.037328 | -4.2927
2417 | MTCK8_G | 8 | North | YES | 0.009833 | 444.8 | 60 | 556 | 0 | 1.022 | GSC | -1 | 0.037328 | 556 | 556 |  |  | 5.4671 | 556 | -0.037328 | -20.7542
2451 | LKHB1_G | 1 | North | YES | 0.009806 | 0 | 80 | 391 |  | 1.022 | GST | -1 | 0.037355 | 391 | 391 |  |  | 3.8341 | 391 | -0.037355 | -14.6057
2452 | LKHB2_G | 2 | North | YES | 0.009806 | 516 | 80 | 516 | 0 | 1.022 | GST | -1 | 0.037355 | 516 | 516 |  |  | 5.0599 | 516 | -0.037355 | -19.275
12440 | PARKD_1SVC8 | 1 | North | YES | 0.009747 | 0 | 0 | 0 | 0 | 1.007 | GST | -1 | 0.037414 | 0 | 0 |  |  | 0 | 0 | -0.037414 | 0
12449 | PARKD_2SVC8 | 1 | North | YES | 0.009747 | 0 | 0 | 0 | 0 | 1.007 | GST | -1 | 0.037414 | 0 | 0 |  |  | 0 | 0 | -0.037414 | 0
12411 | FPLEFR1A_G | 1 | North | YES | 0.009661 | 161 | 72 | 161 | 0 | 1 | CC | -1 | 0.0375 | 161 | 161 |  |  | 1.5554 | 161 | -0.0375 | -6.0375
12412 | FPLEFR1B_G | 2 | North | YES | 0.009661 | 164 | 72 | 164 | 0 | 1 | CC | -1 | 0.0375 | 164 | 164 |  |  | 1.5844 | 164 | -0.0375 | -6.15
12413 | FPLEFR1C_G | 3 | North | YES | 0.009661 | 164 | 72 | 164 | 0 | 1 | CC | -1 | 0.0375 | 164 | 164 |  |  | 1.5844 | 164 | -0.0375 | -6.15
12414 | FPLEFR1S_G | 4 | North | YES | 0.009661 | 414 | 191 | 414 | 0 | 1 | CC | -1 | 0.0375 | 414 | 414 |  |  | 3.9997 | 414 | -0.0375 | -15.5249
12421 | FPLEFR2A_G | 1 | North | YES | 0.009661 | 162 | 72 | 162 | 0 | 1 | CC | -1 | 0.0375 | 162 | 162 |  |  | 1.5651 | 162 | -0.0375 | -6.075
12422 | FPLEFR2B_G | 2 | North | YES | 0.009661 | 161 | 72 | 161 | 0 | 1 | CC | -1 | 0.0375 | 161 | 161 |  |  | 1.5554 | 161 | -0.0375 | -6.0375
12423 | FPLEFR2C_G | 3 | North | YES | 0.009661 | 163 | 72 | 163 | 0 | 1 | CC | -1 | 0.0375 | 163 | 163 |  |  | 1.5747 | 163 | -0.0375 | -6.1125
12424 | FPLEFR2S_G | 4 | North | YES | 0.009661 | 415 | 191 | 415 | 0 | 1 | CC | -1 | 0.0375 | 415 | 415 |  |  | 4.0093 | 415 | -0.0375 | -15.5624
1937 | MDLTHELP_5G | 5 | North | YES | 0.009654 | 224 | 74 | 224 | 0 | 1 | CC | -1 | 0.037507 | 224 | 224 |  |  | 2.1625 | 224 | -0.037507 | -8.4015
1938 | MDLTHELP_6G | 6 | North | YES | 0.009654 | 226 | 74 | 226 | 0 | 1 | CC | -1 | 0.037507 | 226 | 226 |  |  | 2.1818 | 226 | -0.037507 | -8.4765
1943 | MDLTHELP_3G | 3 | North | YES | 0.009654 | 212 | 74 | 212 | 0 | 1 | CC | -1 | 0.037507 | 212 | 212 |  |  | 2.0466 | 212 | -0.037507 | -7.9514
1944 | MDLTHELP_4G | 4 | North | YES | 0.009654 | 211 | 74 | 211 | 0 | 1 | CC | -1 | 0.037507 | 211 | 211 |  |  | 2.037 | 211 | -0.037507 | -7.9139
1941 | MDLTHELP_1G | 1 | North | YES | 0.009021 | 216.4 | 74 | 216.4 | 0 | 1 | CC | -1 | 0.03814 | 216.4 | 216.4 |  |  | 1.9521 | 216.4 | -0.03814 | -8.2534
1942 | MDLTHELP_2G | 2 | North | YES | 0.009021 | 216.1 | 74 | 216.1 | 0 | 1 | CC | -1 | 0.03814 | 216.1 | 216.1 |  |  | 1.9494 | 216.1 | -0.03814 | -8.242
12322 | ENNSTRAC_1G | 1 | North | YES | 0.008864 | 196 | 130 | 196 | 0 | 1.036 | CC | -1 | 0.038297 | 196 | 196 |  |  | 1.7373 | 196 | -0.038297 | -7.5062
12323 | ENNSTRAC_2G | 2 | North | YES | 0.008864 | 116 | 100 | 116 | 0 | 1.036 | CC | -1 | 0.038297 | 116 | 116 |  |  | 1.0282 | 116 | -0.038297 | -4.4424
3097 | MARTLAKE_1G | 1 | North | YES | 0.00847 | 790 | 500 | 790 | 0 | 1.017 | LIGCO | -1 | 0.038691 | 0 | 790 |  |  | 0 | 0 | -0.038691 | 0
3098 | MARTLAKE_2G | 2 | North | YES | 0.00847 | 795 | 461 | 795 | 0 | 1.017 | LIGCO | -1 | 0.038691 | 0 | 795 |  |  | 0 | 0 | -0.038691 | 0
3099 | MARTLAKE_3G | 3 | North | YES | 0.00847 | 804 | 500 | 804 | 0 | 1.017 | LIGCO | -1 | 0.038691 | 0 | 804 |  |  | 0 | 0 | -0.038691 | 0
13116 | TGATEWAY_1G | 1 | North | YES | 0.008309 | 151 | 30 | 151 | 0 | 1.0232 | CC | -1 | 0.038852 | 151 | 151 |  |  | 1.2547 | 151 | -0.038852 | -5.8666
13117 | TGATEWAY_2G | 2 | North | YES | 0.008309 | 130 | 30 | 130 | 0 | 1.0232 | CC | -1 | 0.038852 | 130 | 130 |  |  | 1.0802 | 130 | -0.038852 | -5.0507
13118 | TGATEWAY_3G | 3 | North | YES | 0.008309 | 148 | 30 | 148 | 0 | 1.0232 | CC | -1 | 0.038852 | 148 | 148 |  |  | 1.2297 | 148 | -0.038852 | -5.7501
13119 | TGATEWAY_4G | 4 | North | YES | 0.008309 | 399 | 65 | 399 | 0 | 1.0232 | CC | -1 | 0.038852 | 399 | 399 |  |  | 3.3153 | 399 | -0.038852 | -15.5018
3348 | CHAMPION_1G | MB | North | YES | 0.008153 | 0 | 42 | 42 |  | 1 | Cogen | -1 | 0.039008 | 0 | 0 |  |  | 0 | 0 | -0.039008 | 0
3113 | LUFKINWB_1G | 1 | North | YES | 0.008139 | 0 | 0 | 50 |  | 1.01 | #N/A | -1 | 0.039022 | 50 | 50 |  |  | 0.40695 | 50 | -0.039022 | -1.9511
3107 | STRYKER_1G | 1 | North | YES | 0.008072 | 145.6 | 45 | 182 | 0 | 1.029 | GST | -1 | 0.039089 | 182 | 182 |  |  | 1.4691 | 182 | -0.039089 | -7.1141
3108 | STRYKER_2G | 2 | North | YES | 0.008072 | 484 | 75 | 484 | 0 | 1.029 | GST | -1 | 0.039089 | 484 | 484 |  |  | 3.9068 | 484 | -0.039089 | -18.9189
3126 | TRINIDAD_6G | 1 | North | YES | 0.007889 | 179.2 | 46 | 224 | 0 | 1 | GST | -1 | 0.039272 | 224 | 224 |  |  | 1.7671 | 224 | -0.039272 | -8.7969
8262 | ELPS | 1 | South | YES | 0.007869 | 6 | 6 | 6 | 0 | 1.15 | Hydro | -1 | 0.039292 | 0 | 0 |  |  |  |  | -0.039292 | 0
13134 | CALFREST_4G | 4 | North | YES | 0.006724 | 151.5 | 40 | 151.5 | 0 | 1.031 | CC | -1 | 0.040437 | 151.5 | 151.5 |  |  | 1.0187 | 151.5 | -0.040437 | -6.1262
13135 | CALFREST_5G | 5 | North | YES | 0.006724 | 152.3 | 57 | 152.3 | 0 | 1.031 | CC | -1 | 0.040437 | 152.3 | 152.3 |  |  | 1.0241 | 152.3 | -0.040437 | -6.1585
13136 | CALFREST_6G | 6 | North | YES | 0.006724 | 177.5 | 40 | 177.5 | 0 | 1.031 | CC | -1 | 0.040437 | 177.5 | 177.5 |  |  | 1.1935 | 177.5 | -0.040437 | -7.1775
13131 | CALFREST_1G | 1 | North | YES | 0.006667 | 150.7 | 40 | 150.7 | 0 | 1.031 | CC | -1 | 0.040494 | 150.7 | 150.7 |  |  | 1.0047 | 150.7 | -0.040494 | -6.1024
13132 | CALFREST_2G | 2 | North | YES | 0.006667 | 151 | 57 | 151 | 0 | 1.031 | CC | -1 | 0.040494 | 151 | 151 |  |  | 1.0067 | 151 | -0.040494 | -6.1146
13133 | CALFREST_3G | 3 | North | YES | 0.006667 | 177.4 | 40 | 177.4 | 0 | 1.031 | CC | -1 | 0.040494 | 177.4 | 177.4 |  |  | 1.1827 | 177.4 | -0.040494 | -7.1836
3381 | BBRN_1G | 1 | North | YES | 0.006361 | 618 | 225 | 618 | 0 | 1.03 | LIGCO | -1 | 0.0408 | 0 | 618 |  |  | 0 | 0 | -0.0408 | 0
3382 | BBRN_2G | 2 | North | YES | 0.006361 | 589 | 225 | 589 | 0 | 1.03 | LIGCO | -1 | 0.0408 | 0 | 589 |  |  | 0 | 0 | -0.0408 | 0
80010 | EPLVT1 | F | South | YES | 0.0058 | 0 | 0 | 0 |  | 1.0376 | #N/A | -1 | 0.041361 | 0 | 0 |  |  |  |  | -0.041361 | 0
244 | WHITNYDM01 | 1 | North | YES | 0.004604 | 15 | 0 | 15 | 0 | 1.035 | Hydro | -1 | 0.042557 | 0 | 0 |  |  | 0 | 0 | -0.042557 | 0
245 | WHITNYDM02 | 2 | North | YES | 0.004604 | 15 | 0 | 15 | 0 | 1.035 | Hydro | -1 | 0.042557 | 0 | 0 |  |  | 0 | 0 | -0.042557 | 0
48721 | LEG_1___1 | 1 | North | YES | 0.003862 | 827 | 357 | 827 | 0 | 1.0348 | LIGCO | -1 | 0.043299 | 0 | 827 |  |  | 0 | 0 | -0.043299 | 0
48722 | LEG_2___2 | 2 | North | YES | 0.003862 | 819 | 357 | 819 | 0 | 1.0348 | LIGCO | -1 | 0.043299 | 0 | 819 |  |  | 0 | 0 | -0.043299 | 0
251 | BOSQUESW803 | 2 | North | YES | 0.003196 | 150 | 0 | 150 |  | 1.032 | CC | -1 | 0.043965 | 150 | 150 |  |  | 0.4794 | 150 | -0.043965 | -6.5947
253 | BOSQUESW804 | 2 | North | YES | 0.003196 | 80 | 0 | 80 |  | 1.032 | CC | -1 | 0.043965 | 80 | 80 |  |  | 0.25568 | 80 | -0.043965 | -3.5172
39960 | TNTNPONE_18 | 1 | North | YES | 0.002846 | 152.3 | 30 | 152.3 |  | 1.04 | LIGCO | -1 | 0.044315 | 0 | 152.3 |  |  | 0 | 0 | -0.044315 | 0
39970 | TNTNPONE_28 | 1 | North | YES | 0.002846 | 153 | 30 | 153 |  | 1.04 | LIGCO | -1 | 0.044315 | 0 | 153 |  |  | 0 | 0 | -0.044315 | 0
238 | BOSQUESW505 | 1 | North | YES | 0.002176 | 255 | 0 | 255 | 0 | 1.02 | CC | -1 | 0.044985 | 255 | 255 |  |  | 0.55488 | 255 | -0.044985 | -11.4711
239 | BOSQUESW502 | 1 | North | YES | 0.002176 | 119.2 | 0 | 149 | 0 | 1.02 | GGT | -1 | 0.044985 | 149 | 149 |  |  | 0.32422 | 149 | -0.044985 | -6.7027
247 | BOSQUESW501 | 2 | North | YES | 0.002176 | 124.8 | 0 | 156 | 0 | 1.02 | GGT | -1 | 0.044985 | 156 | 156 |  |  | 0.33946 | 156 | -0.044985 | -7.0176
3403 | THOUSE_1G | 1 | North | YES | 0.000982 | 563 | 200 | 563 | 0 | 1.012 | GSC | -1 | 0.046179 | 563 | 563 |  |  | 0.55287 | 563 | -0.046179 | -25.9986
3404 | THOUSE_2G | 2 | North | YES | 0.000982 | 807 | 250 | 807 | 0 | 1.012 | GSC | -1 | 0.046179 | 807 | 807 |  |  | 0.79247 | 807 | -0.046179 | -37.2662
990 | GIBN_CREK_G1 | 1 | North | YES | 0.000348 | 463 | 200 | 463 | 0 | 1.0275 | LIGCO | -1 | 0.046813 | 0 | 463 |  |  | 0 | 0 | -0.046813 | 0
32798 | BRYN_TAMUGEN | 1 | North | YES | 0.000205 | 32 | 0 | 32 |  | 1.02 | GST | -1 | 0.046956 | 32 | 32 |  |  | 0.00656 | 32 | -0.046956 | -1.5026
32886 | BRYN_ATKINS3 | MB | North | YES | 0.000184 | 0 | 5 | 12 |  | 1 | GST | -1 | 0.046977 | 0 | 0 |  |  | 0 | 0 | -0.046977 | 0
32887 | BRYN_ATKINS6 | MB | North | YES | 0.000184 | 0 | 12 | 51 |  | 1.028 | GST | -1 | 0.046977 | 0 | 0 |  |  | 0 | 0 | -0.046977 | 0
32888 | BRYN_ATKINS7 | 1 | North | YES | 0.000184 | 13.6 | 4 | 17 |  | 1.028 | GGT | -1 | 0.046977 | 17 | 17 |  |  | 0.003128 | 17 | -0.046977 | -0.7986
32890 | BRYN_ATKINS4 | MB | North | YES | 0.000184 | 0 | 5 | 22 |  | 1.031 | GST | -1 | 0.046977 | 0 | 0 |  |  | 0 | 0 | -0.046977 | 0
32891 | BRYN_ATKINS5 | MB | North | YES | 0.000184 | 0 | 5 | 25 |  | 1.031 | GST | -1 | 0.046977 | 0 | 0 |  |  | 0 | 0 | -0.046977 | 0
32883 | BRYN_DNSBY3 | 1 | North | YES | 0.000138 | 0 | 2 | 48 |  | 1.015 | GST | -1 | 0.047023 | 48 | 48 |  |  | 0.006624 | 48 | -0.047023 | -2.2571
32884 | BRYN_DNSBY13 | 1 | North | YES | 0.000138 | 46 | 2 | 46 | 0 | 1.015 | GST | -1 | 0.047023 | 46 | 46 |  |  | 0.006348 | 46 | -0.047023 | -2.163
32892 | BRYN_DNSBY14 | 1 | North | YES | 0.000138 | 84 | 25 | 105 | 0 | 1.035 | GST | -1 | 0.047023 | 105 | 105 |  |  | 0.01449 | 105 | -0.047023 | -4.9374
3416 | LAKE_CRK1_G | 1 | North | YES | 7.2e-05 | 60 | 33 | 75 |  | 1.029 | GST | -1 | 0.047089 | 75 | 75 |  |  | 0.0054 | 75 | -0.047089 | -3.5317
3417 | LAKE_CRK2_G | 2 | North | YES | 7.2e-05 | 177.6 | 40 | 222 | 0 | 1.029 | GST | -1 | 0.047089 | 222 | 222 |  |  | 0.015984 | 222 | -0.047089 | -10.4537
5934 | SI_RAY5 | 5 | South | YES | 0 | 0 | 10 | 15 |  | 1.035 | GST | -1 | 0.047161 | 15 | 15 |  |  |  |  | -0.047161 | -0.70741
8139 | JOS #1 | MB | South | YES | 0 | 0 | 45 | 255 |  | 1.02 | GST | -1 | 0.047161 | 0 | 0 |  |  |  |  | -0.047161 | 0
8285 | LAR #1 | MB | South | YES | 0 | 0 | 9 | 32 |  | 1.0497 | GST | -1 | 0.047161 | 0 | 0 |  |  |  |  | -0.047161 | 0
8287 | LAR #2 | MB | South | YES | 0 | 0 | 9 | 32 |  | 1.04 | GST | -1 | 0.047161 | 0 | 0 |  |  |  |  | -0.047161 | 0
8288 | LAR #3 | MB | South | YES | 0 | 0 | 25 | 105 |  | 1.04 | GST | -1 | 0.047161 | 0 | 0 |  |  |  |  | -0.047161 | 0
8388 | BATES0A | MB | South | YES | 0 | 0 | 21 | 71 |  | 1.033 | GST | -1 | 0.047161 | 0 | 0 |  |  |  |  | -0.047161 | 0
8393 | BATES0B | MB | South | YES | 0 | 0 | 25 | 110 |  | 1.03 | GST | -1 | 0.047161 | 0 | 0 |  |  |  |  | -0.047161 | 0
8437 | NUECES_B0C | MB | South | YES | 0 | 0 | 7 | 30 |  | 1.03 | GST | -1 | 0.047161 | 0 | 0 |  |  |  |  | -0.047161 | 0
8438 | NUECES_B0B | MB | South | YES | 0 | 0 | 26 | 169 |  | 1.03 | GST | -1 | 0.047161 | 0 | 0 |  |  |  |  | -0.047161 | 0
8442 | NUECES_B0A | MB | South | YES | 0 | 0 | 81 | 367 |  | 1.03 | GST | -1 | 0.047161 | 0 | 0 |  |  |  |  | -0.047161 | 0
39190 | TNSLCGN1__8 | 1 | Houston | YES | 0 | 0 | 10 | 30 |  | 1.03 | Cogen | -1 | 0.047161 | 0 | 0 |  |  |  |  | -0.047161 | 0
48671 | FTR_GT1_5105 | 1 | North | YES | -0.000419 | 154.2 | 0 | 154.2 | 0 | 1.0319 | CC | -1 | 0.04758 | 154.2 | 154.2 |  |  | -0.06461 | 154.2 | -0.04758 | -7.3368
48672 | FTR_GT2_5110 | 2 | North | YES | -0.000419 | 159 | 0 | 159 | 0 | 1.0319 | CC | -1 | 0.04758 | 159 | 159 |  |  | -0.066621 | 159 | -0.04758 | -7.5652
48673 | FTR_GT3_5085 | 3 | North | YES | -0.000419 | 158 | 0 | 158 | 0 | 1.0319 | CC | -1 | 0.04758 | 158 | 158 |  |  | -0.066202 | 158 | -0.04758 | -7.5176
48674 | FTR_CN4_5095 | 4 | North | YES | -0.000419 | 380 | 0 | 380 | 0 | 1.0319 | CC | -1 | 0.04758 | 380 | 380 |  |  | -0.15922 | 380 | -0.04758 | -18.0803
48591 | CHE_GT2_5030 | 2 | Houston | YES | -0.004198 | 173 | 50 | 173 | 0 | 1.029 | Cogen | -1 | 0.051359 | 0 | 0 |  |  |  |  | -0.051359 | 0
48811 | CVC_GT3_5045 | 3 | Houston | YES | -0.004198 | 156 | 91.8 | 156 | 0 | 1.029 | Cogen | -1 | 0.051359 | 0 | 0 |  |  |  |  | -0.051359 | 0
48812 | CVC_GT2_5020 | 2 | Houston | YES | -0.004198 | 158 | 91.8 | 158 | 0 | 1.029 | Cogen | -1 | 0.051359 | 0 | 0 |  |  |  |  | -0.051359 | 0
48813 | CVC_GT1_5035 | 1 | Houston | YES | -0.004198 | 160 | 91.8 | 160 | 0 | 1.029 | Cogen | -1 | 0.051359 | 0 | 0 |  |  |  |  | -0.051359 | 0
48814 | CVC_ST5_5040 | 1 | Houston | YES | -0.004198 | 162 | 91.8 | 162 | 0 | 1.029 | Cogen | -1 | 0.051359 | 0 | 0 |  |  |  |  | -0.051359 | 0
48885 | THW_5152 | A | Houston | YES | -0.004618 | 46.4 | 5 | 58 |  | 1.0319 | GGT | -1 | 0.051779 | 58 | 58 |  |  |  |  | -0.051779 | -3.0032
48885 | THW_5152 | B | Houston | YES | -0.004618 | 47.2 | 5 | 59 |  | 1.0319 | GGT | -1 | 0.051779 | 59 | 59 |  |  |  |  | -0.051779 | -3.0549
48886 | THW_5354 | C | Houston | YES | -0.004618 | 45.6 | 5 | 57 |  | 1.0319 | GGT | -1 | 0.051779 | 57 | 57 |  |  |  |  | -0.051779 | -2.9514
48886 | THW_5354 | D | Houston | YES | -0.004618 | 46.4 | 5 | 58 |  | 1.0319 | GGT | -1 | 0.051779 | 58 | 58 |  |  |  |  | -0.051779 | -3.0032
48887 | THW_5556 | E | Houston | YES | -0.004618 | 47.2 | 5 | 59 |  | 1.0319 | GGT | -1 | 0.051779 | 59 | 59 |  |  |  |  | -0.051779 | -3.0549
48887 | THW_5556 | F | Houston | YES | -0.004618 | 45.6 | 5 | 57 |  | 1.0319 | GGT | -1 | 0.051779 | 57 | 57 |  |  |  |  | -0.051779 | -2.9514
48690 | GBY_GN5_5 | 5 | Houston | YES | -0.00465 | 318.4 | 81 | 398 |  | 1.0362 | GSC | -1 | 0.051811 | 398 | 398 |  |  |  |  | -0.051811 | -20.6207
48595 | BTE_GT2_8075 | 1 | Houston | YES | -0.004676 | 162.8 | 130 | 162.8 | 0 | 1.0261 | CC | -1 | 0.051837 | 162.8 | 162.8 |  |  |  |  | -0.051837 | -8.439
48596 | BTE_GT3_8045 | 2 | Houston | YES | -0.004676 | 161.4 | 130 | 161.4 | 0 | 1.0261 | CC | -1 | 0.051837 | 161.4 | 161.4 |  |  |  |  | -0.051837 | -8.3664
48597 | BTE_GT4_8055 | 3 | Houston | YES | -0.004676 | 158.9 | 130 | 158.9 | 0 | 1.0261 | CC | -1 | 0.051837 | 158.9 | 158.9 |  |  |  |  | -0.051837 | -8.2369
48598 | BTE_ST1_8070 | 4 | Houston | YES | -0.004676 | 269.2 | 60 | 269.2 | 0 | 1.0261 | CC | -1 | 0.051837 | 269.2 | 269.2 |  |  |  |  | -0.051837 | -13.9544
48583 | CBY_GT4_1 | 1 | Houston | YES | -0.004746 | 172 | 0 | 172 | 0 | 1.026 | GSC | -1 | 0.051907 | 172 | 172 |  |  |  |  | -0.051907 | -8.928
48584 | CBY_GT4_2 | 2 | Houston | YES | -0.004746 | 172 | 0 | 172 | 0 | 1.026 | CC | -1 | 0.051907 | 172 | 172 |  |  |  |  | -0.051907 | -8.928
48585 | CBY_ST4_1 | 3 | Houston | YES | -0.004746 | 172 | 0 | 172 | 0 | 1.026 | CC | -1 | 0.051907 | 172 | 172 |  |  |  |  | -0.051907 | -8.928
48815 | CVC_GT4_8005 | 4 | Houston | YES | -0.004755 | 165 | 91.8 | 165 |  | 1.0362 | Cogen | -1 | 0.051916 | 0 | 0 |  |  |  |  | -0.051916 | 0
48581 | CBY_GN1_1 | 1 | Houston | YES | -0.004776 | 595.2 | 108 | 744 | 0 | 1.0435 | GSC | -1 | 0.051937 | 744 | 744 |  |  |  |  | -0.051937 | -38.6409
48791 | PSA_GT1_8160 | 1 | Houston | YES | -0.004777 | 52 | 20.8 | 65 | 0 | 1.0362 | Cogen | -1 | 0.051938 | 0 | 0 |  |  |  |  | -0.051938 | 0
48792 | PSA_GT2_8155 | 2 | Houston | YES | -0.004777 | 52.8 | 20.3 | 66 | 0 | 1.0362 | Cogen | -1 | 0.051938 | 0 | 0 |  |  |  |  | -0.051938 | 0
48793 | PSA_GT3_8150 | 3 | Houston | YES | -0.004777 | 56 | 20.3 | 70 | 0 | 1.0362 | Cogen | -1 | 0.051938 | 0 | 0 |  |  |  |  | -0.051938 | 0
48794 | PSA_GT4_8145 | 4 | Houston | YES | -0.004777 | 52.8 | 20.3 | 66 | 0 | 1.0362 | Cogen | -1 | 0.051938 | 0 | 0 |  |  |  |  | -0.051938 | 0
48795 | PSA_GT5_8140 | 5 | Houston | YES | -0.004777 | 51.2 | 20.3 | 64 | 0 | 1.0362 | Cogen | -1 | 0.051938 | 0 | 0 |  |  |  |  | -0.051938 | 0
48796 | PSA_GN1_8165 | 1 | Houston | YES | -0.004777 | 83.2 | 43.1 | 104 | 0 | 1.0362 | Cogen | -1 | 0.051938 | 0 | 0 |  |  |  |  | -0.051938 | 0
48797 | PSA_GT6_8135 | 6 | Houston | YES | -0.004777 | 47.2 | 34.5 | 59 | 0 | 1.0362 | Cogen | -1 | 0.051938 | 0 | 0 |  |  |  |  | -0.051938 | 0
48651 | EP_1_2 | 1 | Houston | YES | -0.00478 | 4 | 0 | 5 | 0 | 1.0362 | Cogen | -1 | 0.051941 | 0 | 0 |  |  |  |  | -0.051941 | 0
48651 | EP_1_2 | 2 | Houston | YES | -0.00478 | 17.7 | 10 | 21 | 0 | 1.0362 | Cogen | -1 | 0.051941 | 0 | 0 |  |  |  |  | -0.051941 | 0
48883 | THW_GT1_GT_1 | B2 | Houston | YES | -0.004825 | 0 | 0 | 12 |  | 1.043 | GGT | -1 | 0.051986 | 12 | 12 |  |  |  |  | -0.051986 | -0.62383
49803 | EXN_15GT | 1 | Houston | YES | -0.004846 | 33 | 8.3 | 34 |  | 1.0326 | Cogen | -1 | 0.052007 | 0 | 0 |  |  |  |  | -0.052007 | 0
49804 | EXN_16GT | 2 | Houston | YES | -0.004846 | 32 | 8.3 | 34.7 |  | 1.0326 | Cogen | -1 | 0.052007 | 0 | 0 |  |  |  |  | -0.052007 | 0
49805 | EXN_17GT | 3 | Houston | YES | -0.004846 | 31 | 8.3 | 32.7 |  | 1.0326 | Cogen | -1 | 0.052007 | 0 | 0 |  |  |  |  | -0.052007 | 0
49826 | EXN938GT | 5 | Houston | YES | -0.004846 | 43 | 9.2 | 45.9 | 0 | 1.0326 | Cogen | -1 | 0.052007 | 0 | 0 |  |  |  |  | -0.052007 | 0
49828 | EXN941GT | 10 | Houston | YES | -0.004846 | 17.7 | 5.4 | 17.7 | 0 | 1.0326 | Cogen | -1 | 0.052007 | 0 | 0 |  |  |  |  | -0.052007 | 0
49829 | EXN942GT | 11 | Houston | YES | -0.004846 | 20 | 5.4 | 20.4 | 0 | 1.0326 | Cogen | -1 | 0.052007 | 0 | 0 |  |  |  |  | -0.052007 | 0
49830 | EXN943GT | 12 | Houston | YES | -0.004846 | 19 | 5.4 | 19.9 | 0 | 1.0326 | Cogen | -1 | 0.052007 | 0 | 0 |  |  |  |  | -0.052007 | 0
49831 | EXN944GT | 13 | Houston | YES | -0.004846 | 33 | 5.4 | 35 | 0 | 1.0326 | Cogen | -1 | 0.052007 | 0 | 0 |  |  |  |  | -0.052007 | 0
49832 | EXN945GT | 9 | Houston | YES | -0.004846 | 18.5 | 9.2 | 18.5 | 0 | 1.0326 | Cogen | -1 | 0.052007 | 0 | 0 |  |  |  |  | -0.052007 | 0
49837 | EXN_GT | 4 | Houston | YES | -0.004846 | 81 | 21.3 | 85.4 | 0 | 1.0326 | Cogen | -1 | 0.052007 | 0 | 0 |  |  |  |  | -0.052007 | 0
49838 | EXN_14GT | 14 | Houston | YES | -0.004846 | 140 | 0 | 148 |  | 1.0326 | Cogen | -1 | 0.052007 | 0 | 0 |  |  |  |  | -0.052007 | 0
48582 | CBY_GN2_2 | 2 | Houston | YES | -0.004871 | 596.8 | 110 | 746 | 0 | 1.0435 | GSC | -1 | 0.052032 | 746 | 746 |  |  |  |  | -0.052032 | -38.8157
48873 | THW_ST3_ST_3 | 3 | Houston | YES | -0.004916 | 107 | 19 | 107 | 0 | 1.0435 | CC | -1 | 0.052077 | 107 | 107 |  |  |  |  | -0.052077 | -5.5722
48874 | THW_ST4_ST_4 | 4 | Houston | YES | -0.004916 | 108 | 19 | 108 | 0 | 1.0435 | CC | -1 | 0.052077 | 108 | 108 |  |  |  |  | -0.052077 | -5.6243
48875 | THW_3132 | A | Houston | YES | -0.004916 | 55 | 5 | 55 | 0 | 1.0435 | CC | -1 | 0.052077 | 55 | 55 |  |  |  |  | -0.052077 | -2.8642
48875 | THW_3132 | B | Houston | YES | -0.004916 | 53 | 5 | 53 | 0 | 1.0435 | CC | -1 | 0.052077 | 53 | 53 |  |  |  |  | -0.052077 | -2.7601
48877 | THW_3334 | C | Houston | YES | -0.004916 | 55 | 5 | 55 | 0 | 1.0435 | CC | -1 | 0.052077 | 55 | 55 |  |  |  |  | -0.052077 | -2.8642
48877 | THW_3334 | D | Houston | YES | -0.004916 | 57 | 5 | 57 | 0 | 1.0435 | CC | -1 | 0.052077 | 57 | 57 |  |  |  |  | -0.052077 | -2.9684
48879 | THW_4142 | E | Houston | YES | -0.004916 | 56 | 5 | 56 | 0 | 1.0435 | CC | -1 | 0.052077 | 56 | 56 |  |  |  |  | -0.052077 | -2.9163
48879 | THW_4142 | F | Houston | YES | -0.004916 | 55 | 5 | 55 | 0 | 1.0435 | CC | -1 | 0.052077 | 55 | 55 |  |  |  |  | -0.052077 | -2.8642
48881 | THW_4344 | G | Houston | YES | -0.004916 | 58 | 5 | 58 | 0 | 1.0435 | CC | -1 | 0.052077 | 58 | 58 |  |  |  |  | -0.052077 | -3.0204
48881 | THW_4344 | H | Houston | YES | -0.004916 | 58 | 5 | 58 | 0 | 1.0435 | CC | -1 | 0.052077 | 58 | 58 |  |  |  |  | -0.052077 | -3.0204
48593 | CHE_GT1_8015 | 1 | Houston | YES | -0.004999 | 173 | 50 | 173 | 0 | 1.0362 | Cogen | -1 | 0.05216 | 0 | 0 |  |  |  |  | -0.05216 | 0
48594 | CHE_GN4_8025 | 4 | Houston | YES | -0.004999 | 142 | 60 | 142 | 0 | 1.0362 | Cogen | -1 | 0.05216 | 0 | 0 |  |  |  |  | -0.05216 | 0
48511 | LPE_GT1_8070 | 1 | Houston | YES | -0.005014 | 42 | 0 | 42 | 0 | 1.0362 | GGT | -1 | 0.052175 | 42 | 42 |  |  |  |  | -0.052175 | -2.1913
48512 | LPE_GT2_8075 | 2 | Houston | YES | -0.005014 | 42 | 0 | 42 | 0 | 1.0362 | GGT | -1 | 0.052175 | 42 | 42 |  |  |  |  | -0.052175 | -2.1913
48513 | LPE_GT3_8080 | 3 | Houston | YES | -0.005014 | 39 | 0 | 39 | 0 | 1.0362 | GGT | -1 | 0.052175 | 39 | 39 |  |  |  |  | -0.052175 | -2.0348
48514 | LPE_GT4_8085 | 4 | Houston | YES | -0.005014 | 39 | 0 | 39 | 0 | 1.0362 | GGT | -1 | 0.052175 | 39 | 39 |  |  |  |  | -0.052175 | -2.0348
48500 | APD_GT1_8005 | 1 | Houston | YES | -0.005018 | 137.6 | 54.6 | 137.6 |  | 1.0362 | Cogen | -1 | 0.052179 | 0 | 0 |  |  |  |  | -0.052179 | 0
48820 | SHELLG1_3015 | 1 | Houston | YES | -0.005076 | 71 | 34.5 | 71 |  | 1.029 | Cogen | -1 | 0.052237 | 0 | 0 |  |  |  |  | -0.052237 | 0
48821 | SHELLG2 | 2 | Houston | YES | -0.005076 | 72 | 34.5 | 72 |  | 1.029 | Cogen | -1 | 0.052237 | 0 | 0 |  |  |  |  | -0.052237 | 0
48822 | SHELLG3_3020 | 1 | Houston | YES | -0.005076 | 39 | 0 | 39 |  | 1.029 | Cogen | -1 | 0.052237 | 0 | 0 |  |  |  |  | -0.052237 | 0
48822 | SHELLG3_3020 | 2 | Houston | YES | -0.005076 | 30 | 0 | 30 |  | 1.029 | Cogen | -1 | 0.052237 | 0 | 0 |  |  |  |  | -0.052237 | 0
48740 | PSG_GN2_8050 | 1 | Houston | YES | -0.005112 | 182 | 60 | 182 | 0 | 1.0326 | Cogen | -1 | 0.052273 | 0 | 0 |  |  |  |  | -0.052273 | 0
48741 | PSG_GT2_8040 | 1 | Houston | YES | -0.005112 | 158.6 | 50 | 158.6 | 0 | 1.0326 | Cogen | -1 | 0.052273 | 0 | 0 |  |  |  |  | -0.052273 | 0
48742 | PSG_GT3_8060 | 1 | Houston | YES | -0.005112 | 157 | 50 | 157 | 0 | 1.0326 | Cogen | -1 | 0.052273 | 0 | 0 |  |  |  |  | -0.052273 | 0
48854 | SRB_GN4_4 | 4 | Houston | YES | -0.005113 | 182.4 | 35 | 228 | 0 | 1.0326 | GST | -1 | 0.052274 | 228 | 228 |  |  |  |  | -0.052274 | -11.9184
48611 | DIB_GT1_8080 | 1 | Houston | YES | -0.005114 | 64 | 0 | 64 | 0 | 1.0326 | Cogen | -1 | 0.052275 | 0 | 0 |  |  |  |  | -0.052275 | 0
48612 | DIB_GT2_8075 | 2 | Houston | YES | -0.005114 | 63.2 | 0 | 63.2 | 0 | 1.0326 | Cogen | -1 | 0.052275 | 0 | 0 |  |  |  |  | -0.052275 | 0
48613 | DIB_ST1_8085 | 3 | Houston | YES | -0.005114 | 67.9 | 30 | 82.6 | 0 | 1.0326 | Cogen | -1 | 0.052275 | 0 | 0 |  |  |  |  | -0.052275 | 0
48614 | DIB_GT3_8090 | 4 | Houston | YES | -0.005114 | 73.6 | 15 | 73.6 | 0 | 1.0326 | Cogen | -1 | 0.052275 | 0 | 0 |  |  |  |  | -0.052275 | 0
48845 | SOL_GT1 | 1 | Houston | YES | -0.005114 | 16.2 | 15.4 | 16.2 |  | 1.0326 | Solar | -1 | 0.052275 | 16.2 | 16.2 |  |  |  |  | -0.052275 | -0.84685
48853 | SRB_GN3_3 | 3 | Houston | YES | -0.005115 | 170.4 | 35 | 213 |  | 1.0326 | GST | -1 | 0.052276 | 213 | 213 |  |  |  |  | -0.052276 | -11.1347
48551 | CAL_GT1_8045 | 1 | Houston | YES | -0.00512 | 149 | 0 | 149 | 0 | 1.0326 | Cogen | -1 | 0.052281 | 0 | 0 |  |  |  |  | -0.052281 | 0
48552 | CAL_ST1_8000 | 2 | Houston | YES | -0.00512 | 65.1 | 0 | 65.1 | 0 | 1.0326 | Cogen | -1 | 0.052281 | 0 | 0 |  |  |  |  | -0.052281 | 0
48851 | SRB_GN1_1 | 1 | Houston | YES | -0.005121 | 132 | 26 | 165 | 0 | 1.0217 | GST | -1 | 0.052282 | 165 | 165 |  |  |  |  | -0.052282 | -8.6265
48852 | SRB_GN2_2 | 2 | Houston | YES | -0.005123 | 140.8 | 26 | 176 | 0 | 1.0217 | GST | -1 | 0.052284 | 176 | 176 |  |  |  |  | -0.052284 | -9.2019
48855 | SRB_GT211035 | B1 | Houston | YES | -0.005125 | 0 | 0 | 18 |  | 1.014 | GGT | -1 | 0.052286 | 18 | 18 |  |  |  |  | -0.052286 | -0.94114
48855 | SRB_GT211035 | B2 | Houston | YES | -0.005125 | 0 | 0 | 12 |  | 1.014 | GGT | -1 | 0.052286 | 12 | 12 |  |  |  |  | -0.052286 | -0.62743
48761 | PR_GT1__9040 | 1 | Houston | YES | -0.00515 | 26 | 0 | 35 |  | 1 | Cogen | -1 | 0.052311 | 0 | 0 |  |  |  |  | -0.052311 | 0
48641 | DPEC_GT15040 | 1 | Houston | YES | -0.005181 | 163.2 | 98 | 163.2 | 0 | 1.0319 | CC | -1 | 0.052342 | 163.2 | 163.2 |  |  |  |  | -0.052342 | -8.5422
48642 | DPEC_GT25025 | 2 | Houston | YES | -0.005181 | 157.1 | 98 | 157.1 | 0 | 1.0319 | CC | -1 | 0.052342 | 157.1 | 157.1 |  |  |  |  | -0.052342 | -8.2229
48643 | DPEC_GT35010 | 3 | Houston | YES | -0.005181 | 157.5 | 98 | 157.5 | 0 | 1.0319 | CC | -1 | 0.052342 | 157.5 | 157.5 |  |  |  |  | -0.052342 | -8.2438
48644 | DPEC_GT45070 | 4 | Houston | YES | -0.005181 | 157 | 98 | 157 | 0 | 1.0319 | CC | -1 | 0.052342 | 157 | 157 |  |  |  |  | -0.052342 | -8.2176
48645 | DPEC_ST55065 | 5 | Houston | YES | -0.005181 | 282 | 0 | 282 | 0 | 1.0319 | CC | -1 | 0.052342 | 282 | 282 |  |  |  |  | -0.052342 | -14.7604
48841 | SJS_GT1_GT1 | 1 | Houston | YES | -0.005206 | 62.4 | 49 | 78 | 0 | 1.0362 | Cogen | -1 | 0.052367 | 0 | 0 |  |  |  |  | -0.052367 | 0
48842 | SJS_GT2_GT2 | 2 | Houston | YES | -0.005206 | 64.8 | 49 | 81 | 0 | 1.0362 | Cogen | -1 | 0.052367 | 0 | 0 |  |  |  |  | -0.052367 | 0
48691 | GBY_73741085 | A | Houston | YES | -0.00523 | 37.6 | 20 | 47 | 0 | 1.0362 | GGT | -1 | 0.052391 | 47 | 47 |  |  |  |  | -0.052391 | -2.4624
48691 | GBY_73741085 | B | Houston | YES | -0.00523 | 37.6 | 20 | 47 | 0 | 1.0362 | GGT | -1 | 0.052391 | 47 | 47 |  |  |  |  | -0.052391 | -2.4624
48692 | GBY_81821075 | C | Houston | YES | -0.00523 | 37.6 | 20 | 47 | 0 | 1.0362 | GGT | -1 | 0.052391 | 47 | 47 |  |  |  |  | -0.052391 | -2.4624
48692 | GBY_81821075 | D | Houston | YES | -0.00523 | 44 | 20 | 55 | 0 | 1.0362 | GGT | -1 | 0.052391 | 55 | 55 |  |  |  |  | -0.052391 | -2.8815
48693 | GBY_83841065 | E | Houston | YES | -0.00523 | 45.6 | 20 | 57 | 0 | 1.0362 | GGT | -1 | 0.052391 | 57 | 57 |  |  |  |  | -0.052391 | -2.9863
48693 | GBY_83841065 | F | Houston | YES | -0.00523 | 43.2 | 20 | 54 | 0 | 1.0362 | GGT | -1 | 0.052391 | 54 | 54 |  |  |  |  | -0.052391 | -2.8291
48531 | BYU_GT1_8075 | 1 | Houston | YES | -0.005314 | 65 | 0 | 65 |  | 1.0362 | Cogen | -1 | 0.052475 | 0 | 0 |  |  |  |  | -0.052475 | 0
48532 | BYU_GT2_8055 | 2 | Houston | YES | -0.005314 | 62 | 0 | 62 |  | 1.0362 | Cogen | -1 | 0.052475 | 0 | 0 |  |  |  |  | -0.052475 | 0
48533 | BYU_GT3_8060 | 3 | Houston | YES | -0.005314 | 67 | 0 | 67 |  | 1.0362 | Cogen | -1 | 0.052475 | 0 | 0 |  |  |  |  | -0.052475 | 0
48534 | BYU_GT4_8065 | 4 | Houston | YES | -0.005314 | 65 | 0 | 65 |  | 1.0362 | Cogen | -1 | 0.052475 | 0 | 0 |  |  |  |  | -0.052475 | 0
48561 | CTL_GT2_8130 | 1 | Houston | YES | -0.005371 | 73.5 | 30.3 | 91.9 |  | 1.0362 | Cogen | -1 | 0.052532 | 0 | 0 |  |  |  |  | -0.052532 | 0
48562 | CTL_GT3_8135 | 2 | Houston | YES | -0.005371 | 70.1 | 30.3 | 87.6 |  | 1.0362 | Cogen | -1 | 0.052532 | 0 | 0 |  |  |  |  | -0.052532 | 0
48563 | CTL_GT4_8140 | 3 | Houston | YES | -0.005371 | 69.6 | 30.3 | 87 |  | 1.0362 | Cogen | -1 | 0.052532 | 0 | 0 |  |  |  |  | -0.052532 | 0
48564 | CTL_GN1_8145 | 4 | Houston | YES | -0.005371 | 43.6 | 12.9 | 54.5 |  | 1.0362 | Cogen | -1 | 0.052532 | 0 | 0 |  |  |  |  | -0.052532 | 0
48565 | CTL_GN2_8155 | 5 | Houston | YES | -0.005371 | 9.8 | 3.4 | 12.2 |  | 1.0362 | Cogen | -1 | 0.052532 | 0 | 0 |  |  |  |  | -0.052532 | 0
48772 | PHR_GN2_2 | MB | Houston | YES | -0.005522 | 0 | 72 | 459 |  | 1.0362 | GSC | -1 | 0.052683 | 0 | 0 |  |  |  |  | -0.052683 | 0
38580 | TNBP_CGN1_8 | 1 | Houston | YES | -0.005738 | 70.8 | 0 | 70.8 | 0 | 1.005 | Cogen | -1 | 0.052899 | 0 | 0 |  |  |  |  | -0.052899 | 0
38590 | TNBP_CGN2_8 | 2 | Houston | YES | -0.005738 | 66.7 | 0 | 66.7 | 0 | 1.005 | Cogen | -1 | 0.052899 | 0 | 0 |  |  |  |  | -0.052899 | 0
38600 | TNBP_CGN3_8 | 5 | Houston | YES | -0.005738 | 53 | 0 | 53 | 0 | 1.005 | Cogen | -1 | 0.052899 | 0 | 0 |  |  |  |  | -0.052899 | 0
38611 | TNBPAMCG1_8 | 1 | Houston | YES | -0.005738 | 153.2 | 0 | 153.2 | 0 | 1.005 | Cogen | -1 | 0.052899 | 0 | 0 |  |  |  |  | -0.052899 | 0
38612 | TNBPAMCG2_8 | 2 | Houston | YES | -0.005738 | 153.5 | 0 | 153.5 | 0 | 1.005 | Cogen | -1 | 0.052899 | 0 | 0 |  |  |  |  | -0.052899 | 0
38613 | TNBPAMCG3_8 | 3 | Houston | YES | -0.005738 | 152.3 | 0 | 152.3 | 0 | 1.005 | Cogen | -1 | 0.052899 | 0 | 0 |  |  |  |  | -0.052899 | 0
38614 | TNBPAMCG4_8 | 4 | Houston | YES | -0.005738 | 96 | 0 | 96 |  | 1.005 | Cogen | -1 | 0.052899 | 0 | 0 |  |  |  |  | -0.052899 | 0
38615 | TNBPAMCG5_8 | 1 | Houston | YES | -0.005738 | 244 | 0 | 244 | 0 | 1.005 | Cogen | -1 | 0.052899 | 0 | 0 |  |  |  |  | -0.052899 | 0
38690 | TNBP_CGN4_8 | 3 | Houston | YES | -0.005738 | 40 | 0 | 40 |  | 1.005 | Cogen | -1 | 0.052899 | 0 | 0 |  |  |  |  | -0.052899 | 0
38711 | TNTXCTY1CG8 | 1 | Houston | YES | -0.005738 | 100.3 | 59 | 100.3 | 0 | 1 | Cogen | -1 | 0.052899 | 0 | 0 |  |  |  |  | -0.052899 | 0
38712 | TNTXCTY2CG8 | 1 | Houston | YES | -0.005738 | 92.9 | 59 | 92.9 | 0 | 1 | Cogen | -1 | 0.052899 | 0 | 0 |  |  |  |  | -0.052899 | 0
38713 | TNTXCTY3CG8 | 1 | Houston | YES | -0.005738 | 102.7 | 59 | 102.7 | 0 | 1 | Cogen | -1 | 0.052899 | 0 | 0 |  |  |  |  | -0.052899 | 0
38714 | TNTXCTY4CG8 | 1 | Houston | YES | -0.005738 | 103 | 59 | 103 | 0 | 1 | Cogen | -1 | 0.052899 | 0 | 0 |  |  |  |  | -0.052899 | 0
39470 | TNDOWCGNSG8 | 1 | Houston | YES | -0.005738 | 32 | 10 | 32 | 0 | 0.985 | Cogen | -1 | 0.052899 | 0 | 0 |  |  |  |  | -0.052899 | 0
39480 | TNDOWCGNGG8 | 1 | Houston | YES | -0.005738 | 30 | 10 | 30 | 0 | 0.985 | Cogen | -1 | 0.052899 | 0 | 0 |  |  |  |  | -0.052899 | 0
48921 | WAP_GN1_1 | 1 | Houston | YES | -0.006196 | 132.8 | 37 | 166 | 0 | 1.0362 | GST | -1 | 0.053357 | 166 | 166 |  |  |  |  | -0.053357 | -8.8572
48922 | WAP_GN2_2 | 2 | Houston | YES | -0.006196 | 132.8 | 37 | 166 | 0 | 1.0362 | GST | -1 | 0.053357 | 166 | 166 |  |  |  |  | -0.053357 | -8.8572
48923 | WAP_GN3_3 | 3 | Houston | YES | -0.006196 | 198.4 | 93 | 248 | 0 | 1.0362 | GST | -1 | 0.053357 | 248 | 248 |  |  |  |  | -0.053357 | -13.2325
48924 | WAP_GN4_4 | 4 | Houston | YES | -0.006196 | 546 | 217 | 546 | 0 | 1.0362 | GSC | -1 | 0.053357 | 546 | 546 |  |  |  |  | -0.053357 | -29.1328
48925 | WAP_GN5_5 | 5 | Houston | YES | -0.006196 | 604.3 | 278 | 654 | 0 | 0.985 | LIGCO | -1 | 0.053357 | 0 | 654 |  |  |  |  | -0.053357 | 0
48929 | WAPGT21_GT1 | B1 | Houston | YES | -0.006196 | 0 | 0 | 13 |  | 1.05 | GGT | -1 | 0.053357 | 13 | 13 |  |  |  |  | -0.053357 | -0.69364
48510 | AK_GT1__8040 | 1 | Houston | YES | -0.006261 | 33.4 | 8.1 | 34 |  | 1.029 | Cogen | -1 | 0.053422 | 0 | 0 |  |  |  |  | -0.053422 | 0
48521 | BVE_GT1_GT1 | 1 | Houston | YES | -0.006349 | 167.7 | 0 | 167.7 |  | 1.035 | CC | -1 | 0.05351 | 167.7 | 167.7 |  |  |  |  | -0.05351 | -8.9736
48522 | BVE_GT2_5035 | 2 | Houston | YES | -0.006349 | 166.4 | 0 | 166.4 |  | 1.035 | CC | -1 | 0.05351 | 166.4 | 166.4 |  |  |  |  | -0.05351 | -8.904
48523 | BVE_ST1_GN1 | 3 | Houston | YES | -0.006349 | 252.4 | 0 | 252.4 |  | 1.035 | CC | -1 | 0.05351 | 252.4 | 252.4 |  |  |  |  | -0.05351 | -13.5059
48926 | WAP_GN6_6 | 6 | Houston | YES | -0.006356 | 651 | 280 | 651 |  | 1.035 | LIGCO | -1 | 0.053517 | 0 | 651 |  |  |  |  | -0.053517 | 0
48927 | WAP_GN7_7 | 7 | Houston | YES | -0.006356 | 564 | 277 | 564 |  | 1.035 | LIGCO | -1 | 0.053517 | 0 | 564 |  |  |  |  | -0.053517 | 0
48928 | WAP_GN8_8 | 8 | Houston | YES | -0.006356 | 603 | 275 | 603 |  | 1.035 | LIGCO | -1 | 0.053517 | 0 | 603 |  |  |  |  | -0.053517 | 0
48730 | MNS_GT | 1 | Houston | YES | -0.00638 | 43 | 0 | 46.1 |  | 1.029 | Cogen | -1 | 0.053541 | 0 | 0 |  |  |  |  | -0.053541 | 0
39760 | TNSCLP1___8 | 1 | Houston | YES | -0.007157 | 93.4 | 20 | 116.8 | 0 | 1.04 | Cogen | -1 | 0.054318 | 0 | 0 |  |  |  |  | -0.054318 | 0
39770 | TNSCLP2___8 | 1 | Houston | YES | -0.007157 | 91.6 | 20 | 114.5 | 0 | 1.04 | Cogen | -1 | 0.054318 | 0 | 0 |  |  |  |  | -0.054318 | 0
39775 | TNSCLP4___8 | 1 | Houston | YES | -0.007157 | 95.2 | 20 | 119 | 0 | 1.04 | Cogen | -1 | 0.054318 | 0 | 0 |  |  |  |  | -0.054318 | 0
39790 | TNSCLP3___8 | 1 | Houston | YES | -0.007157 | 87.6 | 20 | 109.5 | 0 | 1.027 | Cogen | -1 | 0.054318 | 0 | 0 |  |  |  |  | -0.054318 | 0
48520 | BSF_GT1_8070 | 1 | Houston | YES | -0.007411 | 72 | 0 | 72 | 0 | 1.0326 | Cogen | -1 | 0.054572 | 0 | 0 |  |  |  |  | -0.054572 | 0
48520 | BSF_GT1_8070 | 2 | Houston | YES | -0.007411 | 10 | 0 | 10 | 0 | 1.0326 | Cogen | -1 | 0.054572 | 0 | 0 |  |  |  |  | -0.054572 | 0
49851 | DOW17000 | 37 | Houston | YES | -0.007718 | 39 | 0 | 62 | 0 | 1 | Cogen | -1 | 0.054879 | 0 | 0 |  |  |  |  | -0.054879 | 0
49858 | DOW38100 | 31 | Houston | YES | -0.007718 | 45 | 0 | 71.4 |  | 1 | Cogen | -1 | 0.054879 | 0 | 0 |  |  |  |  | -0.054879 | 0
49859 | DOW38200 | 33 | Houston | YES | -0.007718 | 28 | 0 | 45 | 0 | 1 | Cogen | -1 | 0.054879 | 0 | 0 |  |  |  |  | -0.054879 | 0
49860 | DOW38300 | 32 | Houston | YES | -0.007718 | 63 | 0 | 101 |  | 1 | Cogen | -1 | 0.054879 | 0 | 0 |  |  |  |  | -0.054879 | 0
49862 | DOW39100 | 36 | Houston | YES | -0.007718 | 54 | 0 | 86 | 0 | 1 | Cogen | -1 | 0.054879 | 0 | 0 |  |  |  |  | -0.054879 | 0
49863 | DOW39200 | 35 | Houston | YES | -0.007718 | 55 | 0 | 88 | 0 | 1 | Cogen | -1 | 0.054879 | 0 | 0 |  |  |  |  | -0.054879 | 0
49865 | DOW41000 | 41 | Houston | YES | -0.007718 | 31 | 0 | 50 |  | 1 | Cogen | -1 | 0.054879 | 0 | 0 |  |  |  |  | -0.054879 | 0
49866 | DOW42000 | 42 | Houston | YES | -0.007718 | 11 | 0 | 18 |  | 1 | Cogen | -1 | 0.054879 | 0 | 0 |  |  |  |  | -0.054879 | 0
49869 | DOW49000 | 45 | Houston | YES | -0.007718 | 59 | 0 | 94 |  | 1 | Cogen | -1 | 0.054879 | 0 | 0 |  |  |  |  | -0.054879 | 0
49870 | DOW61000 | 61 | Houston | YES | -0.007718 | 44 | 0 | 70 | 0 | 1 | Cogen | -1 | 0.054879 | 0 | 0 |  |  |  |  | -0.054879 | 0
49871 | DOW62000 | 62 | Houston | YES | -0.007718 | 40 | 0 | 63 | 0 | 1 | Cogen | -1 | 0.054879 | 0 | 0 |  |  |  |  | -0.054879 | 0
49872 | DOW63000 | 63 | Houston | YES | -0.007718 | 45 | 0 | 72 | 0 | 1 | Cogen | -1 | 0.054879 | 0 | 0 |  |  |  |  | -0.054879 | 0
49873 | DOW64000 | 64 | Houston | YES | -0.007718 | 41 | 0 | 64.8 | 0 | 1 | Cogen | -1 | 0.054879 | 0 | 0 |  |  |  |  | -0.054879 | 0
49876 | DOW65000 | 65 | Houston | YES | -0.007718 | 63 | 0 | 101 | 0 | 1 | Cogen | -1 | 0.054879 | 0 | 0 |  |  |  |  | -0.054879 | 0
49877 | DOW66000 | 66 | Houston | YES | -0.007718 | 61 | 0 | 97 | 0 | 1 | Cogen | -1 | 0.054879 | 0 | 0 |  |  |  |  | -0.054879 | 0
49878 | DOW67000 | 67 | Houston | YES | -0.007718 | 65 | 0 | 103 | 0 | 1 | Cogen | -1 | 0.054879 | 0 | 0 |  |  |  |  | -0.054879 | 0
49882 | DOW81000 | 81 | Houston | YES | -0.007718 | 47 | 0 | 76 | 0 | 1 | Cogen | -1 | 0.054879 | 0 | 0 |  |  |  |  | -0.054879 | 0
49884 | DOW82000 | 82 | Houston | YES | -0.007718 | 51 | 0 | 80 | 0 | 1 | Cogen | -1 | 0.054879 | 0 | 0 |  |  |  |  | -0.054879 | 0
49885 | DOW83000 | 83 | Houston | YES | -0.007718 | 51 | 0 | 80 | 0 | 1 | Cogen | -1 | 0.054879 | 0 | 0 |  |  |  |  | -0.054879 | 0
49886 | DOW84000 | 84 | Houston | YES | -0.007718 | 107 | 0 | 171 | 0 | 0.98 | Cogen | -1 | 0.054879 | 0 | 0 |  |  |  |  | -0.054879 | 0
48911 | TGF_GT1_8000 | 1 | Houston | YES | -0.008743 | 69.2 | 0 | 69.2 |  | 1.029 | Cogen | -1 | 0.055904 | 0 | 0 |  |  |  |  | -0.055904 | 0
48731 | CBE_GT1 | 1 | Houston | YES | -0.008989 | 76 | 0 | 76 | 0 | 1.029 | CC | -1 | 0.05615 | 76 | 76 |  |  |  |  | -0.05615 | -4.2674
48732 | CBE_GT2 | 1 | Houston | YES | -0.008989 | 76 | 0 | 76 | 0 | 1.029 | CC | -1 | 0.05615 | 76 | 76 |  |  |  |  | -0.05615 | -4.2674
48733 | CBE_ST12 | 1 | Houston | YES | -0.008989 | 105 | 0 | 105 | 0 | 1.029 | CC | -1 | 0.05615 | 105 | 105 |  |  |  |  | -0.05615 | -5.8957
48734 | CBE_GT3 | 1 | Houston | YES | -0.008989 | 76 | 0 | 76 | 0 | 1.029 | CC | -1 | 0.05615 | 76 | 76 |  |  |  |  | -0.05615 | -4.2674
48735 | CBE_GT4 | 1 | Houston | YES | -0.008989 | 76 | 0 | 76 | 0 | 1.029 | CC | -1 | 0.05615 | 76 | 76 |  |  |  |  | -0.05615 | -4.2674
48736 | CBE_ST34 | 1 | Houston | YES | -0.008989 | 105 | 0 | 105 | 0 | 1.029 | CC | -1 | 0.05615 | 105 | 105 |  |  |  |  | -0.05615 | -5.8957
5911 | STP_GN1___1 | 1 | Houston | YES | -0.009296 | 1333 | 1249 | 1333 | 0 | 1.0406 | Nuc | -1 | 0.056457 | 0 | 0 |  |  |  |  | -0.056457 | 0
5912 | STP_GN2___2 | 2 | Houston | YES | -0.009296 | 1332 | 1249 | 1332 | 0 | 1.0406 | Nuc | -1 | 0.056457 | 0 | 0 |  |  |  |  | -0.056457 | 0
3432 | SANDOW_4G | 4 | South | YES | -0.010028 | 580 | 225 | 580 | 0 | 1.029 | LIGCO | -1 | 0.057189 | 0 | 580 |  |  |  |  | -0.057189 | 0
13432 | SANDOW_5G | 5 | South | YES | -0.010028 | 581 | 225 | 581 | 0 | 1.029 | LIGCO | -1 | 0.057189 | 0 | 581 |  |  |  |  | -0.057189 | 0
80012 | LAR | F | South | YES | -0.010432 | 0 | 0 | 0 | 0 | 1.04 | DCTie | -1 | 0.057593 | 0 | 0 |  |  |  |  | -0.057593 | 0
80265 | LARECU40A | 4 | South | YES | -0.010432 | 80 | 0 | 100 |  | 1.039 | GGT | -1 | 0.057593 | 100 | 100 |  |  |  |  | -0.057593 | -5.7593
80266 | LARECU50A | 5 | South | YES | -0.010432 | 80 | 0 | 100 |  | 1.039 | GGT | -1 | 0.057593 | 100 | 100 |  |  |  |  | -0.057593 | -5.7593
88299 | ZAPATA | F | South | YES | -0.011676 | 0 | 0 | 0 | 0 | 1.02 | BLT | -1 | 0.058837 | 0 | 0 |  |  |  |  | -0.058837 | 0
5890 | PEARSALLGEN1 | 1 | South | YES | -0.012465 | 19.2 | 6 | 24 | 0 | 1.0161 | GST | -1 | 0.059626 | 24 | 24 |  |  |  |  | -0.059626 | -1.431
5891 | PEARSALLGEN2 | 1 | South | YES | -0.012465 | 19.4 | 6 | 24.3 | 0 | 1.0161 | GST | -1 | 0.059626 | 24.3 | 24.3 |  |  |  |  | -0.059626 | -1.4489
5892 | PEARSALLGEN3 | 1 | South | YES | -0.012465 | 19.1 | 6 | 23.9 | 0 | 1.0161 | GST | -1 | 0.059626 | 23.9 | 23.9 |  |  |  |  | -0.059626 | -1.4251
5728 | FALCONHYDRO2 | 2 | South | YES | -0.012533 | 12 | 0 | 12 | 0 | 1.0227 | Hydro | -1 | 0.059694 | 0 | 0 |  |  |  |  | -0.059694 | 0
5729 | FALCONHYDRO3 | 3 | South | YES | -0.012533 | 11 | 0 | 11 | 0 | 1.0227 | Hydro | -1 | 0.059694 | 0 | 0 |  |  |  |  | -0.059694 | 0
8048 | FALCONHYDRO1 | 1 | South | YES | -0.012533 | 12 | 0 | 12 | 0 | 1.0227 | Hydro | -1 | 0.059694 | 0 | 0 |  |  |  |  | -0.059694 | 0
8134 | FOR #1 | 1 | South | YES | -0.012731 | 54.1 | 45 | 79 | 0 | 1.03 | Cogen | -1 | 0.059892 | 0 | 0 |  |  |  |  | -0.059892 | 0
8138 | FOR #2 | 2 | South | YES | -0.012731 | 63.1 | 45 | 81 | 0 | 1.03 | Cogen | -1 | 0.059892 | 0 | 0 |  |  |  |  | -0.059892 | 0
8153 | FOR #3 | 3 | South | YES | -0.012731 | 63.1 | 45 | 79.9 | 0 | 1.03 | Cogen | -1 | 0.059892 | 0 | 0 |  |  |  |  | -0.059892 | 0
8154 | FOR #4 | 4 | South | YES | -0.012731 | 63.1 | 60 | 80 | 0 | 1.03 | Cogen | -1 | 0.059892 | 0 | 0 |  |  |  |  | -0.059892 | 0
8155 | FOR #5 | 5 | South | YES | -0.012731 | 63.1 | 60 | 78.4 | 0 | 1.03 | Cogen | -1 | 0.059892 | 0 | 0 |  |  |  |  | -0.059892 | 0
8156 | FOR #6 | 6 | South | YES | -0.012731 | 24.9 | 5 | 25 | 0 | 1.03 | Cogen | -1 | 0.059892 | 0 | 0 |  |  |  |  | -0.059892 | 0
8157 | FOR #7 | 7 | South | YES | -0.012731 | 28.8 | 5 | 46 | 0 | 1.03 | Cogen | -1 | 0.059892 | 0 | 0 |  |  |  |  | -0.059892 | 0
80051 | FOR #8 | 8 | South | YES | -0.012731 | 28 | 28 | 28 | 0 | 1.016 | Cogen | -1 | 0.059892 | 0 | 0 |  |  |  |  | -0.059892 | 0
80052 | FOR #9 | 9 | South | YES | -0.012731 | 29.7 | 5 | 43.6 | 0 | 1.03 | Cogen | -1 | 0.059892 | 0 | 0 |  |  |  |  | -0.059892 | 0
80053 | FOR #10 | 10 | South | YES | -0.012731 | 68.4 | 45 | 75 | 0 | 1.03 | Cogen | -1 | 0.059892 | 0 | 0 |  |  |  |  | -0.059892 | 0
80226 | ALCOA G | 1 | South | YES | -0.01283 | 32.3 | 5 | 48 | 0 | 1.015 | Cogen | -1 | 0.059991 | 0 | 0 |  |  |  |  | -0.059991 | 0
88508 | FALFURRI | F | South | YES | -0.013012 | 0 | 0 | 0 | 0 | 1 | AVR | -1 | 0.060173 | 0 | 0 |  |  |  |  | -0.060173 | 0
8147 | UCAR #2 | 10 | South | YES | -0.013154 | 18.2 | 0 | 28 |  | 1 | Cogen | -1 | 0.060315 | 0 | 0 |  |  |  |  | -0.060315 | 0
8148 | UCAR #1 | 2 | South | YES | -0.013154 | 6.1 | 0 | 7 | 0 | 1.009 | Cogen | -1 | 0.060315 | 0 | 0 |  |  |  |  | -0.060315 | 0
80137 | CSDR89 | 8 | South | YES | -0.013154 | 33.9 | 0 | 39 |  | 1.003 | DCTie | -1 | 0.060315 | 0 | 0 |  |  |  |  | -0.060315 | 0
80137 | CSDR89 | 9 | South | YES | -0.013154 | 0 | 0 | 15 |  | 1.003 | DCTie | -1 | 0.060315 | 0 | 0 |  |  |  |  | -0.060315 | 0
80138 | CSDR7 | 7 | South | YES | -0.013154 | 6.1 | 0 | 7 | 0 | 1.014 | DCTie | -1 | 0.060315 | 0 | 0 |  |  |  |  | -0.060315 | 0
80139 | CSDR56 | 5 | South | YES | -0.013154 | 15 | 0 | 15 |  | 1.0033 | DCTie | -1 | 0.060315 | 0 | 0 |  |  |  |  | -0.060315 | 0
80139 | CSDR56 | 6 | South | YES | -0.013154 | 0 | 0 | 39 |  | 1.0033 | DCTie | -1 | 0.060315 | 0 | 0 |  |  |  |  | -0.060315 | 0
80140 | CSDR11 | 11 | South | YES | -0.013154 | 33.9 | 0 | 39 | 0 | 1.03 | DCTie | -1 | 0.060315 | 0 | 0 |  |  |  |  | -0.060315 | 0
80227 | AIRCO G | 1 | South | YES | -0.013203 | 7.2 | 0 | 8 | 0 | 1.0104 | Cogen | -1 | 0.060364 | 0 | 0 |  |  |  |  | -0.060364 | 0
80224 | VISTRONG1 | 1 | South | YES | -0.013288 | 13.1 | 0 | 15 | 0 | 1.01 | Cogen | -1 | 0.060449 | 0 | 0 |  |  |  |  | -0.060449 | 0
80225 | VISTRONG2 | 2 | South | YES | -0.013288 | 20.2 | 0 | 23 | 0 | 1.01 | Cogen | -1 | 0.060449 | 0 | 0 |  |  |  |  | -0.060449 | 0
5503 | RAYBURNGEN3 | 1 | South | YES | -0.013367 | 17.6 | 6 | 22 | 0 | 1.0223 | GST | -1 | 0.060528 | 22 | 22 |  |  |  |  | -0.060528 | -1.3316
5505 | RAYBURNGEN1 | 1 | South | YES | -0.013367 | 0 | 1 | 11 |  | 1.0223 | GGT | -1 | 0.060528 | 11 | 11 |  |  |  |  | -0.060528 | -0.6658
5506 | RAYBURNGEN2 | 1 | South | YES | -0.013367 | 0 | 1 | 11 |  | 1.0223 | GGT | -1 | 0.060528 | 11 | 11 |  |  |  |  | -0.060528 | -0.6658
8933 | FGNTS001 | 1 | South | YES | -0.013429 | 146.5 | 0 | 146.5 | 0 | 1.03 | CC | -1 | 0.06059 | 146.5 | 146.5 |  |  |  |  | -0.06059 | -8.8764
8934 | FGNTS101 | 2 | South | YES | -0.013429 | 147.9 | 0 | 147.9 | 0 | 1.03 | CC | -1 | 0.06059 | 147.9 | 147.9 |  |  |  |  | -0.06059 | -8.9612
8935 | FGNTS201 | 3 | South | YES | -0.013429 | 173 | 0 | 173 | 0 | 1.03 | CC | -1 | 0.06059 | 173 | 173 |  |  |  |  | -0.06059 | -10.482
8066 | DUP1V#1 | 1 | South | YES | -0.013521 | 52.3 | 0 | 73 | 0 | 1.01 | Cogen | -1 | 0.060682 | 0 | 0 |  |  |  |  | -0.060682 | 0
5508 | RAYBURNCC9 | 1 | South | YES | -0.013542 | 47.7 | 18.2 | 47.7 | 0 | 1.0296 | CC | -1 | 0.060703 | 47.7 | 47.7 |  |  |  |  | -0.060703 | -2.8955
5509 | RAYBURNCC10 | 1 | South | YES | -0.013542 | 37.3 | 5.2 | 37.3 | 0 | 1.0296 | CC | -1 | 0.060703 | 37.3 | 37.3 |  |  |  |  | -0.060703 | -2.2642
5511 | RAYBURNCC7 | 1 | South | YES | -0.013542 | 47.5 | 18.2 | 47.5 | 0 | 1.0296 | CC | -1 | 0.060703 | 47.5 | 47.5 |  |  |  |  | -0.060703 | -2.8834
5512 | RAYBURNCC8 | 1 | South | YES | -0.013542 | 49.3 | 18.2 | 49.3 | 0 | 1.0296 | CC | -1 | 0.060703 | 49.3 | 49.3 |  |  |  |  | -0.060703 | -2.9926
7010 | L_FPPYD11_1Y | 1 | South | YES | -0.01357 | 547.4 | 200 | 606 | 0 | 1.02 | LIGCO | -1 | 0.060731 | 0 | 606 |  |  |  |  | -0.060731 | 0
7011 | L_FPPYD11_2Y | 2 | South | YES | -0.01357 | 552.2 | 200 | 598 | 0 | 1.02 | LIGCO | -1 | 0.060731 | 0 | 598 |  |  |  |  | -0.060731 | 0
7012 | L_FPPYD21_3Y | 3 | South | YES | -0.013572 | 427.5 | 200 | 436 | 0 | 1.02 | LIGCO | -1 | 0.060733 | 0 | 436 |  |  |  |  | -0.060733 | 0
8936 | MVGN#1 | 1 | South | YES | -0.013576 | 216.6 | 0 | 216.6 | 0 | 1.0304 | CC | -1 | 0.060737 | 216.6 | 216.6 |  |  |  |  | -0.060737 | -13.1556
8937 | MVGN#2 | 2 | South | YES | -0.013576 | 216.7 | 0 | 216.7 | 0 | 1.0304 | CC | -1 | 0.060737 | 216.7 | 216.7 |  |  |  |  | -0.060737 | -13.1616
8938 | MVGN#3 | 3 | South | YES | -0.013576 | 250.9 | 0 | 250.9 | 0 | 1.0304 | CC | -1 | 0.060737 | 250.9 | 250.9 |  |  |  |  | -0.060737 | -15.2388
8981 | HECN1 | 1 | South | YES | -0.013576 | 144.8 | 0 | 144.8 | 0 | 1.0304 | CC | -1 | 0.060737 | 144.8 | 144.8 |  |  |  |  | -0.060737 | -8.7947
8982 | HECN2 | 2 | South | YES | -0.013576 | 144.1 | 0 | 144.1 | 0 | 1.0304 | CC | -1 | 0.060737 | 144.1 | 144.1 |  |  |  |  | -0.060737 | -8.7522
8983 | HECN3 | 3 | South | YES | -0.013576 | 171.9 | 0 | 171.9 | 0 | 1.0304 | CC | -1 | 0.060737 | 171.9 | 171.9 |  |  |  |  | -0.060737 | -10.4406
8926 | LGE_GT10A | 1 | South | YES | -0.013614 | 158 | 0 | 158 | 0 | 1.03 | Cogen | -1 | 0.060775 | 0 | 0 |  |  |  |  | -0.060775 | 0
8927 | LGE_GT20A | 2 | South | YES | -0.013614 | 153 | 0 | 153 | 0 | 1.03 | Cogen | -1 | 0.060775 | 0 | 0 |  |  |  |  | -0.060775 | 0
8928 | LGE_STG0A | 3 | South | YES | -0.013614 | 100 | 0 | 100 | 0 | 1.03 | Cogen | -1 | 0.060775 | 0 | 0 |  |  |  |  | -0.060775 | 0
8930 | ICPGN10A | 1 | South | YES | -0.013614 | 149 | 0 | 149 | 0 | 1.03 | Cogen | -1 | 0.060775 | 0 | 0 |  |  |  |  | -0.060775 | 0
8931 | ICPGN20A | 2 | South | YES | -0.013614 | 150 | 0 | 150 | 0 | 1.03 | Cogen | -1 | 0.060775 | 0 | 0 |  |  |  |  | -0.060775 | 0
8932 | ICPGN30A | 3 | South | YES | -0.013614 | 127 | 0 | 127 | 0 | 1.03 | Cogen | -1 | 0.060775 | 0 | 0 |  |  |  |  | -0.060775 | 0
80223 | REYSHR G | 1 | South | YES | -0.013614 | 12 | 0 | 12 | 0 | 1.032 | Cogen | -1 | 0.060775 | 0 | 0 |  |  |  |  | -0.060775 | 0
8173 | VICEC51A | 5 | South | YES | -0.013655 | 144 | 18 | 144 | 0 | 1.025 | CC | -1 | 0.060816 | 144 | 144 |  |  |  |  | -0.060816 | -8.7575
8174 | VICEC61A | 6 | South | YES | -0.013655 | 188 | 42 | 188 | 0 | 1.025 | CC | -1 | 0.060816 | 188 | 188 |  |  |  |  | -0.060816 | -11.4334
5932 | SI_RAY9 | 9 | South | YES | -0.013685 | 32 | 32 | 38 | 0 | 1.035 | CC | -1 | 0.060846 | 38 | 38 |  |  |  |  | -0.060846 | -2.3121
5933 | SI_RAY6 | 6 | South | YES | -0.013685 | 15.4 | 10 | 19.3 | 0 | 1.035 | GST | -1 | 0.060846 | 19.3 | 19.3 |  |  |  |  | -0.060846 | -1.1743
5935 | SI_RAY10 | 10 | South | YES | -0.013685 | 47 | 10 | 47 | 0 | 1.03 | CC | -1 | 0.060846 | 47 | 47 |  |  |  |  | -0.060846 | -2.8597
80003 | MILHWYS | F | South | YES | -0.013685 | 0 | 0 | 0 | 0 | 1.0168 | AVR | -1 | 0.060846 | 0 | 0 |  |  |  |  | -0.060846 | 0
8560 | CNOPGT1 | 1 | South | YES | -0.013719 | 148.3 | 0 | 148.3 | 0 | 1.03 | Cogen | -1 | 0.06088 | 0 | 0 |  |  |  |  | -0.06088 | 0
8561 | CNOPGT2 | 2 | South | YES | -0.013719 | 148.6 | 0 | 148.6 | 0 | 1.03 | Cogen | -1 | 0.06088 | 0 | 0 |  |  |  |  | -0.06088 | 0
8562 | CNOPST1 | 3 | South | YES | -0.013719 | 153 | 0 | 153 | 0 | 1.03 | Cogen | -1 | 0.06088 | 0 | 0 |  |  |  |  | -0.06088 | 0
8456 | COSW#1 | 1 | South | YES | -0.013725 | 20 | 0 | 20 | 0 | 1.027 | Cogen | -1 | 0.060886 | 0 | 0 |  |  |  |  | -0.060886 | 0
8457 | COSW#2 | 2 | South | YES | -0.013725 | 14 | 0 | 14 | 0 | 1.027 | Cogen | -1 | 0.060886 | 0 | 0 |  |  |  |  | -0.060886 | 0
8506 | VAL #1 | 1 | South | YES | -0.013734 | 20.9 | 0 | 25 | 0 | 1.0055 | Cogen | -1 | 0.060895 | 0 | 0 |  |  |  |  | -0.060895 | 0
8507 | VAL #2 | 2 | South | YES | -0.013734 | 20.9 | 0 | 25 | 0 | 1.0055 | Cogen | -1 | 0.060895 | 0 | 0 |  |  |  |  | -0.060895 | 0
8459 | B_DAVIS0B | MB | South | YES | -0.013739 | 0 | 50 | 339 |  | 1.03 | GSC | -1 | 0.0609 | 0 | 0 |  |  |  |  | -0.0609 | 0
8460 | B_DAVIS0A | MB | South | YES | -0.013739 | 0 | 50 | 340 |  | 1.03 | GSC | -1 | 0.0609 | 0 | 0 |  |  |  |  | -0.0609 | 0
8461 | KOCH_UP0A | 1 | South | YES | -0.01374 | 38 | 0 | 38 | 0 | 1.012 | Cogen | -1 | 0.060901 | 0 | 0 |  |  |  |  | -0.060901 | 0
80080 | GWINDT11A | 1 | South | YES | -0.013746 | 40.6 | 0 | 94 | 0 | 1.025 | Wind | -1 | 0.060907 | 0 | 94 |  |  |  |  | -0.060907 | 0
80080 | GWINDT11A | 2 | South | YES | -0.013746 | 17.7 | 0 | 41 | 0 | 1.025 | Wind | -1 | 0.060907 | 0 | 41 |  |  |  |  | -0.060907 | 0
80080 | GWINDT11A | 3 | South | YES | -0.013746 | 16.4 | 0 | 38 | 0 | 1.025 | Wind | -1 | 0.060907 | 0 | 38 |  |  |  |  | -0.060907 | 0
80080 | GWINDT11A | 4 | South | YES | -0.013746 | 8.2 | 0 | 19 | 0 | 1.025 | Wind | -1 | 0.060907 | 0 | 19 |  |  |  |  | -0.060907 | 0
80081 | GWINDT21A | 1 | South | YES | -0.013746 | 40.6 | 0 | 94 | 0 | 1.025 | Wind | -1 | 0.060907 | 0 | 94 |  |  |  |  | -0.060907 | 0
80081 | GWINDT21A | 2 | South | YES | -0.013746 | 15.5 | 0 | 36 | 0 | 1.025 | Wind | -1 | 0.060907 | 0 | 36 |  |  |  |  | -0.060907 | 0
80081 | GWINDT21A | 3 | South | YES | -0.013746 | 18.6 | 0 | 43 | 0 | 1.025 | Wind | -1 | 0.060907 | 0 | 43 |  |  |  |  | -0.060907 | 0
80081 | GWINDT21A | 4 | South | YES | -0.013746 | 9.5 | 0 | 22 | 0 | 1.025 | Wind | -1 | 0.060907 | 0 | 22 |  |  |  |  | -0.060907 | 0
80180 | PNSCALT11A | 1 | South | YES | -0.013746 | 63 | 0 | 146 | 0 | 1.025 | Wind | -1 | 0.060907 | 0 | 146 |  |  |  |  | -0.060907 | 0
80180 | PNSCALT11A | 2 | South | YES | -0.013746 | 21.6 | 0 | 50 | 0 | 1.025 | Wind | -1 | 0.060907 | 0 | 50 |  |  |  |  | -0.060907 | 0
80181 | PNSCALT21A | 1 | South | YES | -0.013746 | 23.7 | 0 | 55 | 0 | 1.025 | Wind | -1 | 0.060907 | 0 | 55 |  |  |  |  | -0.060907 | 0
80181 | PNSCALT21A | 2 | South | YES | -0.013746 | 21.6 | 0 | 50 | 0 | 1.025 | Wind | -1 | 0.060907 | 0 | 50 |  |  |  |  | -0.060907 | 0
8511 | OXY_CC0A | 1 | South | YES | -0.013755 | 30.3 | 0 | 38 |  | 1.027 | Cogen | -1 | 0.060916 | 0 | 0 |  |  |  |  | -0.060916 | 0
7007 | L_LOSTPI1_1Y | 1 | South | YES | -0.013757 | 158.6 | 110 | 158 | 0 | 1 | CC | -1 | 0.060918 | 158 | 158 |  |  |  |  | -0.060918 | -9.625
7008 | L_LOSTPI1_2Y | 2 | South | YES | -0.013757 | 157.7 | 107 | 160 | 0 | 1 | CC | -1 | 0.060918 | 160 | 160 |  |  |  |  | -0.060918 | -9.7468
7009 | L_LOSTPI1_3Y | 3 | South | YES | -0.013757 | 173.9 | 72 | 175 | 0 | 1 | CC | -1 | 0.060918 | 175 | 175 |  |  |  |  | -0.060918 | -10.6606
8517 | CELANEBI0A | 1 | South | YES | -0.013767 | 29 | 0 | 29 | 0 | 1.02 | Cogen | -1 | 0.060928 | 0 | 0 |  |  |  |  | -0.060928 | 0
88198 | BEEVILLE | F | South | YES | -0.014349 | 0 | 0 | 0 | 0 | 1.02 | AVR | -1 | 0.06151 | 0 | 0 |  |  |  |  | -0.06151 | 0
7303 | L_WPPGS12_1Y | 1 | South | YES | -0.014469 | 50 | 0 | 50 | 0 | 1.025 | GGT | -1 | 0.06163 | 50 | 50 |  |  |  |  | -0.06163 | -3.0815
7303 | L_WPPGS12_1Y | 2 | South | YES | -0.014469 | 50 | 0 | 50 | 0 | 1.025 | GGT | -1 | 0.06163 | 50 | 50 |  |  |  |  | -0.06163 | -3.0815
7305 | L_WPPGS34_1Y | 3 | South | YES | -0.014469 | 50 | 0 | 50 | 0 | 1.025 | GGT | -1 | 0.06163 | 50 | 50 |  |  |  |  | -0.06163 | -3.0815
7305 | L_WPPGS34_1Y | 4 | South | YES | -0.014469 | 50 | 0 | 50 | 0 | 1.025 | GGT | -1 | 0.06163 | 50 | 50 |  |  |  |  | -0.06163 | -3.0815
8161 | COLETO0A | 1 | South | YES | -0.01448 | 633 | 200 | 633 | 0 | 1.03 | LIGCO | -1 | 0.061641 | 0 | 633 |  |  |  |  | -0.061641 | 0
7807 | L_BASTEN1_1Y | 1 | South | YES | -0.014685 | 152.5 | 83.5 | 152.5 | 0 | 1.004 | CC | -1 | 0.061846 | 152.5 | 152.5 |  |  |  |  | -0.061846 | -9.4315
7808 | L_BASTEN1_2Y | 1 | South | YES | -0.014685 | 149.5 | 83.5 | 149.5 | 0 | 1.004 | CC | -1 | 0.061846 | 149.5 | 149.5 |  |  |  |  | -0.061846 | -9.2459
7809 | L_BASTEN1_3Y | 1 | South | YES | -0.014685 | 232.6 | 42 | 232.6 | 0 | 1.004 | CC | -1 | 0.061846 | 232.6 | 232.6 |  |  |  |  | -0.061846 | -14.3853
8189 | CUECPL2A | 1 | South | YES | -0.015427 | 12 | 0 | 12 | 0 | 1.02 | Cogen | -1 | 0.062588 | 0 | 0 |  |  |  |  | -0.062588 | 0
7004 | L_SIMGID1_1Y | 1 | South | YES | -0.015814 | 132 | 40 | 132 | 0 | 1.02 | GST | -1 | 0.062975 | 132 | 132 |  |  |  |  | -0.062975 | -8.3127
7005 | L_SIMGID1_2Y | 2 | South | YES | -0.015814 | 133 | 32 | 139 | 0 | 1.02 | GST | -1 | 0.062975 | 139 | 139 |  |  |  |  | -0.062975 | -8.7535
7006 | L_SIMGID1_3Y | 3 | South | YES | -0.015814 | 324.9 | 60 | 329 | 0 | 1.02 | GST | -1 | 0.062975 | 329 | 329 |  |  |  |  | -0.062975 | -20.7187
5903 | SANMIGUELGEN | 1 | South | YES | -0.01584 | 396.3 | 180 | 396.3 | 0 | 1.0331 | LIGCO | -1 | 0.063001 | 0 | 396.3 |  |  |  |  | -0.063001 | 0
7624 | L_LAKEWO9_1Y | 1 | South | YES | -0.016557 | 0 | 0 | 2.4 |  | 1 | Hydro | -1 | 0.063718 | 0 | 0 |  |  |  |  | -0.063718 | 0
7624 | L_LAKEWO9_1Y | 2 | South | YES | -0.016557 | 0 | 0 | 2.4 |  | 1 | Hydro | -1 | 0.063718 | 0 | 0 |  |  |  |  | -0.063718 | 0
9002 | DECKR_G3 | 3 | South | YES | -0.017139 | 0 | 24 | 42 |  | 1.015 | GGT | -1 | 0.0643 | 42 | 42 |  |  |  |  | -0.0643 | -2.7006
9003 | DECKR_G4 | 4 | South | YES | -0.017139 | 44 | 24 | 44 | 0 | 1.015 | GGT | -1 | 0.0643 | 44 | 44 |  |  |  |  | -0.0643 | -2.8292
9004 | DECKR_G5 | 5 | South | YES | -0.017139 | 44 | 24 | 44 | 0 | 1.015 | GGT | -1 | 0.0643 | 44 | 44 |  |  |  |  | -0.0643 | -2.8292
9005 | DECKR_G6 | 6 | South | YES | -0.017139 | 44 | 24 | 47 | 0 | 1.015 | GGT | -1 | 0.0643 | 47 | 47 |  |  |  |  | -0.0643 | -3.0221
7800 | L_GUADGE1_1Y | 1 | South | YES | -0.017252 | 147 | 30 | 147 | 0 | 1.02 | CC | -1 | 0.064413 | 147 | 147 |  |  |  |  | -0.064413 | -9.4687
7801 | L_GUADGE1_2Y | 2 | South | YES | -0.017252 | 138 | 30 | 138 | 0 | 1.02 | CC | -1 | 0.064413 | 138 | 138 |  |  |  |  | -0.064413 | -8.889
7802 | L_GUADGE1_3Y | 3 | South | YES | -0.017252 | 146 | 30 | 146 | 0 | 1.02 | CC | -1 | 0.064413 | 146 | 146 |  |  |  |  | -0.064413 | -9.4043
7803 | L_GUADGE1_4Y | 4 | South | YES | -0.017252 | 149 | 30 | 149 | 0 | 1.02 | CC | -1 | 0.064413 | 149 | 149 |  |  |  |  | -0.064413 | -9.5975
7804 | L_GUADGE1_5Y | 5 | South | YES | -0.017252 | 182 | 30 | 182 | 0 | 1.02 | CC | -1 | 0.064413 | 182 | 182 |  |  |  |  | -0.064413 | -11.7231
7805 | L_GUADGE1_6Y | 6 | South | YES | -0.017252 | 203 | 30 | 203 | 0 | 1.02 | CC | -1 | 0.064413 | 203 | 203 |  |  |  |  | -0.064413 | -13.0758
7810 | L_RIONOG1G1Y | 1 | South | YES | -0.017322 | 148 | 0 | 148 | 0 | 1.02 | CC | -1 | 0.064483 | 148 | 148 |  |  |  |  | -0.064483 | -9.5434
7811 | L_RIONOG1G2Y | 2 | South | YES | -0.017322 | 148 | 0 | 148 | 0 | 1.02 | CC | -1 | 0.064483 | 148 | 148 |  |  |  |  | -0.064483 | -9.5434
7812 | L_RIONOG1G3Y | 3 | South | YES | -0.017322 | 154 | 0 | 154 | 0 | 1.02 | CC | -1 | 0.064483 | 154 | 154 |  |  |  |  | -0.064483 | -9.9303
7813 | L_RIONOG1S1Y | 4 | South | YES | -0.017322 | 293 | 0 | 293 | 0 | 1.02 | CC | -1 | 0.064483 | 293 | 293 |  |  |  |  | -0.064483 | -18.8934
7014 | L_HAYSEN1_1Y | 1 | South | YES | -0.017494 | 223.9 | 74 | 223.9 | 0 | 1.008 | CC | -1 | 0.064655 | 223.9 | 223.9 |  |  |  |  | -0.064655 | -14.4762
7015 | L_HAYSEN1_2Y | 2 | South | YES | -0.017494 | 225 | 74 | 225 | 0 | 1.008 | CC | -1 | 0.064655 | 225 | 225 |  |  |  |  | -0.064655 | -14.5473
7016 | L_HAYSEN1_3Y | 3 | South | YES | -0.017494 | 224.6 | 74 | 224.6 | 0 | 1.008 | CC | -1 | 0.064655 | 224.6 | 224.6 |  |  |  |  | -0.064655 | -14.5214
7017 | L_HAYSEN1_4Y | 4 | South | YES | -0.017494 | 226.7 | 74 | 226.7 | 0 | 1.008 | CC | -1 | 0.064655 | 226.7 | 226.7 |  |  |  |  | -0.064655 | -14.6572
9016 | SANDH_G1 | 1 | South | YES | -0.017505 | 45 | 2 | 49 | 0 | 1.0175 | GGT | -1 | 0.064666 | 49 | 49 |  |  |  |  | -0.064666 | -3.1686
9017 | SANDH_G2 | 2 | South | YES | -0.017505 | 45 | 2 | 46 | 0 | 1.0175 | GGT | -1 | 0.064666 | 46 | 46 |  |  |  |  | -0.064666 | -2.9746
9018 | SANDH_G3 | 3 | South | YES | -0.017505 | 45 | 2 | 46 | 0 | 1.0175 | GGT | -1 | 0.064666 | 46 | 46 |  |  |  |  | -0.064666 | -2.9746
9019 | SANDH_G4 | 4 | South | YES | -0.017505 | 0 | 2 | 47 |  | 1.0175 | GGT | -1 | 0.064666 | 47 | 47 |  |  |  |  | -0.064666 | -3.0393
9020 | SANDHG5A | 5A | South | YES | -0.017505 | 150 | 84 | 155 | 0 | 1.0175 | CC | -1 | 0.064666 | 155 | 155 |  |  |  |  | -0.064666 | -10.0232
9021 | SANDHG5C | 5C | South | YES | -0.017505 | 140 | 0 | 148 | 0 | 1.0175 | CC | -1 | 0.064666 | 148 | 148 |  |  |  |  | -0.064666 | -9.5705
9000 | DECKR_G1 | 1 | South | YES | -0.01754 | 280 | 50 | 321 | 0 | 1.015 | GST | -1 | 0.064701 | 321 | 321 |  |  |  |  | -0.064701 | -20.7689
9001 | DECKR_G2 | 2 | South | YES | -0.01754 | 400 | 50 | 426 | 0 | 1.015 | GST | -1 | 0.064701 | 426 | 426 |  |  |  |  | -0.064701 | -27.5625
7605 | L_MCQUEE9_1Y | 1 | South | YES | -0.017593 | 0 | 0 | 2.4 |  | 1.025 | Hydro | -1 | 0.064754 | 0 | 0 |  |  |  |  | -0.064754 | 0
7605 | L_MCQUEE9_1Y | 2 | South | YES | -0.017593 | 0 | 0 | 2.4 |  | 1.025 | Hydro | -1 | 0.064754 | 0 | 0 |  |  |  |  | -0.064754 | 0
7605 | L_MCQUEE9_1Y | 3 | South | YES | -0.017593 | 0 | 0 | 2.8 |  | 1.025 | Hydro | -1 | 0.064754 | 0 | 0 |  |  |  |  | -0.064754 | 0
5401 | CALAVER_JKS1 | 1 | South | YES | -0.017838 | 562 | 100 | 562 | 0 | 1.018 | LIGCO | -1 | 0.064999 | 0 | 562 |  |  |  |  | -0.064999 | 0
7609 | L_SCHUMA8_1Y | 1 | South | YES | -0.017922 | 0 | 0 | 4 |  | 1 | Hydro | -1 | 0.065083 | 0 | 0 |  |  |  |  | -0.065083 | 0
5026 | BRAUNIG_VHB1 | 1 | South | YES | -0.017978 | 215 | 40 | 215 | 0 | 1.0192 | GST | -1 | 0.065139 | 215 | 215 |  |  |  |  | -0.065139 | -14.0048
5027 | BRAUNIG_VHB2 | 2 | South | YES | -0.017978 | 172.8 | 40 | 216 | 0 | 1.0192 | GST | -1 | 0.065139 | 216 | 216 |  |  |  |  | -0.065139 | -14.07
5031 | BRA_VHBCT1 | 1 | South | YES | -0.017978 | 44 | 24 | 44 | 0 | 1.0192 | #N/A | -1 | 0.065139 | 44 | 44 |  |  |  |  | -0.065139 | -2.8661
5032 | BRA_VHBCT2 | 2 | South | YES | -0.017978 | 44 | 24 | 44 | 0 | 1.0192 | #N/A | -1 | 0.065139 | 44 | 44 |  |  |  |  | -0.065139 | -2.8661
5033 | BRA_VHBCT3 | 3 | South | YES | -0.017978 | 43 | 24 | 43 | 0 | 1.0192 | #N/A | -1 | 0.065139 | 43 | 43 |  |  |  |  | -0.065139 | -2.801
5034 | BRA_VHBCT4 | 4 | South | YES | -0.017978 | 45 | 24 | 45 | 0 | 1.0192 | #N/A | -1 | 0.065139 | 45 | 45 |  |  |  |  | -0.065139 | -2.9312
5264 | LEON_LCP3G3 | 3 | South | YES | -0.017978 | 0 | 20 | 58 |  | 1.0197 | GST | -1 | 0.065139 | 58 | 58 |  |  |  |  | -0.065139 | -3.778
5265 | LEON_LCP4G4 | 4 | South | YES | -0.017978 | 71.2 | 25 | 89 | 0 | 1.0197 | GST | -1 | 0.065139 | 89 | 89 |  |  |  |  | -0.065139 | -5.7973
5266 | LEON_LCPCT1 | 1 | South | YES | -0.017978 | 44 | 24 | 44 | 0 | 1.0197 | GGT | -1 | 0.065139 | 44 | 44 |  |  |  |  | -0.065139 | -2.8661
5267 | LEON_LCPCT2 | 2 | South | YES | -0.017978 | 44 | 24 | 44 | 0 | 1.0197 | GGT | -1 | 0.065139 | 44 | 44 |  |  |  |  | -0.065139 | -2.8661
5268 | LEON_LCPCT3 | 3 | South | YES | -0.017978 | 43 | 24 | 43 | 0 | 1.0197 | GGT | -1 | 0.065139 | 43 | 43 |  |  |  |  | -0.065139 | -2.801
5269 | LEON_LCPCT4 | 4 | South | YES | -0.017978 | 45 | 24 | 45 | 0 | 1.0197 | GGT | -1 | 0.065139 | 45 | 45 |  |  |  |  | -0.065139 | -2.9312
5396 | CALAVER_OWS1 | 1 | South | YES | -0.018059 | 418 | 80 | 418 | 0 | 1.0192 | GST | -1 | 0.06522 | 418 | 418 |  |  |  |  | -0.06522 | -27.2618
5397 | CALAVER_OWS2 | 2 | South | YES | -0.018059 | 400 | 80 | 400 | 0 | 1.0192 | GST | -1 | 0.06522 | 400 | 400 |  |  |  |  | -0.06522 | -26.0879
5436 | TUTTL_WBT1G1 | 1 | South | YES | -0.018093 | 48.8 | 20 | 61 | 0 | 1.012 | GST | -1 | 0.065254 | 61 | 61 |  |  |  |  | -0.065254 | -3.9805
5438 | TUTTL_WBT3G3 | 3 | South | YES | -0.018093 | 95 | 25 | 95 | 0 | 1.012 | GST | -1 | 0.065254 | 95 | 95 |  |  |  |  | -0.065254 | -6.1991
5439 | TUTTL_WBT4G4 | 4 | South | YES | -0.018093 | 120.8 | 40 | 151 | 0 | 1.012 | GST | -1 | 0.065254 | 151 | 151 |  |  |  |  | -0.065254 | -9.8533
5028 | BRAUNIG_VHB3 | 3 | South | YES | -0.01817 | 407 | 60 | 407 | 0 | 1.0138 | GST | -1 | 0.065331 | 407 | 407 |  |  |  |  | -0.065331 | -26.5896
7020 | L_AUSTPL1_1Y | 1 | South | YES | -0.018182 | 0 | 0 | 8 |  | 1 | Hydro | -1 | 0.065343 | 0 | 0 |  |  |  |  | -0.065343 | 0
7020 | L_AUSTPL1_1Y | 2 | South | YES | -0.018182 | 0 | 0 | 8 |  | 1 | Hydro | -1 | 0.065343 | 0 | 0 |  |  |  |  | -0.065343 | 0
5111 | CALAVER_JTD1 | 1 | South | YES | -0.018192 | 430 | 80 | 430 | 0 | 1.0138 | LIGCO | -1 | 0.065353 | 0 | 430 |  |  |  |  | -0.065353 | 0
5112 | CALAVER_JTD2 | 2 | South | YES | -0.018192 | 430 | 80 | 430 | 0 | 1.0138 | LIGCO | -1 | 0.065353 | 0 | 430 |  |  |  |  | -0.065353 | 0
5476 | BRA_AVR1_CT1 | 1 | South | YES | -0.018317 | 155 | 90 | 155 | 0 | 1.017 | CC | -1 | 0.065478 | 155 | 155 |  |  |  |  | -0.065478 | -10.149
5477 | BRA_AVR1_ST1 | 1 | South | YES | -0.018317 | 174 | 138 | 174 | 0 | 1.017 | CC | -1 | 0.065478 | 174 | 174 |  |  |  |  | -0.065478 | -11.3931
5478 | BRA_AVR1_CT2 | 1 | South | YES | -0.018317 | 155 | 90 | 155 | 0 | 1.017 | CC | -1 | 0.065478 | 155 | 155 |  |  |  |  | -0.065478 | -10.149
7487 | L_CANYHY8_1Y | 1 | South | YES | -0.020364 | 0 | 0 | 6 |  | 1 | Hydro | -1 | 0.067525 | 0 | 0 |  |  |  |  | -0.067525 | 0
7031 | L_MARSFO1G1Y | 1 | South | YES | -0.024654 | 0 | 0 | 36 |  | 1 | Hydro | -1 | 0.071815 | 0 | 0 |  |  |  |  | -0.071815 | 0
7032 | L_MARSFO1G2Y | 2 | South | YES | -0.024654 | 0 | 0 | 35 |  | 1 | Hydro | -1 | 0.071815 | 0 | 0 |  |  |  |  | -0.071815 | 0
7033 | L_MARSFO1G3Y | 3 | South | YES | -0.024654 | 0 | 0 | 36 |  | 1 | Hydro | -1 | 0.071815 | 0 | 0 |  |  |  |  | -0.071815 | 0
7022 | L_BUCHAN1_1Y | 1 | South | YES | -0.038421 | 0 | 0 | 18 |  | 1 | Hydro | -1 | 0.085582 | 0 | 0 |  |  |  |  | -0.085582 | 0
7023 | L_BUCHAN1_2Y | 2 | South | YES | -0.038421 | 0 | 0 | 18 |  | 1 | Hydro | -1 | 0.085582 | 0 | 0 |  |  |  |  | -0.085582 | 0
7024 | L_BUCHAN1_3Y | 3 | South | YES | -0.038421 | 0 | 0 | 15 |  | 1 | Hydro | -1 | 0.085582 | 0 | 0 |  |  |  |  | -0.085582 | 0
7028 | L_MARBFA1_1Y | 1 | South | YES | -0.040956 | 0 | 0 | 18 |  | 1 | Hydro | -1 | 0.088117 | 0 | 0 |  |  |  |  | -0.088117 | 0
7029 | L_MARBFA1_2Y | 2 | South | YES | -0.040956 | 0 | 0 | 18 |  | 1 | Hydro | -1 | 0.088117 | 0 | 0 |  |  |  |  | -0.088117 | 0
7035 | L_WIRTZ_1G1Y | 1 | South | YES | -0.045019 | 0 | 0 | 29 |  | 1 | Hydro | -1 | 0.09218 | 0 | 0 |  |  |  |  | -0.09218 | 0
7036 | L_WIRTZ_1G2Y | 2 | South | YES | -0.045019 | 23 | 0 | 29.8 |  | 1 | Hydro | -1 | 0.09218 | 0 | 0 |  |  |  |  | -0.09218 | 0
7000 | L_FERGUS1_1Y | 1 | South | YES | -0.048145 | 400 | 65 | 423.3 | 0 | 1.015 | GSC | -1 | 0.095306 | 423.3 | 423.3 |  |  |  |  | -0.095306 | -40.3429
7026 | L_INKSDA1_1Y | 1 | South | YES | -0.059168 | 0 | 0 | 13.7 |  | 1 | Hydro | -1 | 0.10633 | 0 | 0 |  |  |  |  | -0.10633 | 0
Note on AL4: Zonal Cap - Zonal Impact

## Distributed Slack - Inc
Number of Bus | Name of Bus | ID | Area Name of Gen | AGC | P Sensitivity of Bus | Gen MW | Min MW | Max MW | V Sensitivity of Bus | Set Volt | Tech Type | Zone Impact | Zone Correlation | Inc Max | Dec Max | Souce S.F. Weighting | Souce Capacity | Sink S.F. Weighting | Sink Capacity | PTDF Calc | PTDF Weighting | Cumulative Concentrated Capacity | Cumulative Concentrated Impact
7026 | L_INKSDA1_1Y | 1 | South | YES | -0.059168 | 0 | 0 | 13.7 |  | 1 | Hydro | -1 | 0.10633 | 0 | 0 |  |  |  |  | -0.10633 | 0 | 0 | 0
7000 | L_FERGUS1_1Y | 1 | South | YES | -0.048145 | 400 | 65 | 423.3 | 0 | 1.015 | GSC | -1 | 0.095306 | 423.3 | 423.3 |  |  |  |  | -0.095306 | -40.3429 | 423.3 | 40.3429
7035 | L_WIRTZ_1G1Y | 1 | South | YES | -0.045019 | 0 | 0 | 29 |  | 1 | Hydro | -1 | 0.09218 | 0 | 0 |  |  |  |  | -0.09218 | 0
7036 | L_WIRTZ_1G2Y | 2 | South | YES | -0.045019 | 23 | 0 | 29.8 |  | 1 | Hydro | -1 | 0.09218 | 0 | 0 |  |  |  |  | -0.09218 | 0 |  |  | Weighted Shift Factors
7028 | L_MARBFA1_1Y | 1 | South | YES | -0.040956 | 0 | 0 | 18 |  | 1 | Hydro | -1 | 0.088117 | 0 | 0 |  |  |  |  | -0.088117 | 0 |  |  | West | 0.047161
7029 | L_MARBFA1_2Y | 2 | South | YES | -0.040956 | 0 | 0 | 18 |  | 1 | Hydro | -1 | 0.088117 | 0 | 0 |  |  |  |  | -0.088117 | 0 |  |  | North | 0.0095994
7022 | L_BUCHAN1_1Y | 1 | South | YES | -0.038421 | 0 | 0 | 18 |  | 1 | Hydro | -1 | 0.085582 | 0 | 0 |  |  |  |  | -0.085582 | 0 |  |  |  | 0.037561
7023 | L_BUCHAN1_2Y | 2 | South | YES | -0.038421 | 0 | 0 | 18 |  | 1 | Hydro | -1 | 0.085582 | 0 | 0 |  |  |  |  | -0.085582 | 0
7024 | L_BUCHAN1_3Y | 3 | South | YES | -0.038421 | 0 | 0 | 15 |  | 1 | Hydro | -1 | 0.085582 | 0 | 0 |  |  |  |  | -0.085582 | 0 |  |  | Line Cap | 100
7031 | L_MARSFO1G1Y | 1 | South | YES | -0.024654 | 0 | 0 | 36 |  | 1 | Hydro | -1 | 0.071815 | 0 | 0 |  |  |  |  | -0.071815 | 0 |  |  | Conc Gen | 423.3
7032 | L_MARSFO1G2Y | 2 | South | YES | -0.024654 | 0 | 0 | 35 |  | 1 | Hydro | -1 | 0.071815 | 0 | 0 |  |  |  |  | -0.071815 | 0 |  |  | Weighted Imp. | 40.3429
7033 | L_MARSFO1G3Y | 3 | South | YES | -0.024654 | 0 | 0 | 36 |  | 1 | Hydro | -1 | 0.071815 | 0 | 0 |  |  |  |  | -0.071815 | 0 |  |  | PTDF | 0.095306
7487 | L_CANYHY8_1Y | 1 | South | YES | -0.020364 | 0 | 0 | 6 |  | 1 | Hydro | -1 | 0.067525 | 0 | 0 |  |  |  |  | -0.067525 | 0
5476 | BRA_AVR1_CT1 | 1 | South | YES | -0.018317 | 155 | 90 | 155 | 0 | 1.017 | CC | -1 | 0.065478 | 155 | 155 |  |  |  |  | -0.065478 | -10.149 |  |  | Concentration | 2.5373
5477 | BRA_AVR1_ST1 | 1 | South | YES | -0.018317 | 174 | 138 | 174 | 0 | 1.017 | CC | -1 | 0.065478 | 174 | 174 |  |  |  |  | -0.065478 | -11.3931
5478 | BRA_AVR1_CT2 | 1 | South | YES | -0.018317 | 155 | 90 | 155 | 0 | 1.017 | CC | -1 | 0.065478 | 155 | 155 |  |  |  |  | -0.065478 | -10.149 |  |  |  | Fail
5111 | CALAVER_JTD1 | 1 | South | YES | -0.018192 | 430 | 80 | 430 | 0 | 1.0138 | LIGCO | -1 | 0.065353 | 0 | 430 |  |  |  |  | -0.065353 | 0
5112 | CALAVER_JTD2 | 2 | South | YES | -0.018192 | 430 | 80 | 430 | 0 | 1.0138 | LIGCO | -1 | 0.065353 | 0 | 430 |  |  |  |  | -0.065353 | 0
7020 | L_AUSTPL1_1Y | 1 | South | YES | -0.018182 | 0 | 0 | 8 |  | 1 | Hydro | -1 | 0.065343 | 0 | 0 |  |  |  |  | -0.065343 | 0
7020 | L_AUSTPL1_1Y | 2 | South | YES | -0.018182 | 0 | 0 | 8 |  | 1 | Hydro | -1 | 0.065343 | 0 | 0 |  |  |  |  | -0.065343 | 0
5028 | BRAUNIG_VHB3 | 3 | South | YES | -0.01817 | 407 | 60 | 407 | 0 | 1.0138 | GST | -1 | 0.065331 | 407 | 407 |  |  |  |  | -0.065331 | -26.5896
5436 | TUTTL_WBT1G1 | 1 | South | YES | -0.018093 | 48.8 | 20 | 61 | 0 | 1.012 | GST | -1 | 0.065254 | 61 | 61 |  |  |  |  | -0.065254 | -3.9805
5438 | TUTTL_WBT3G3 | 3 | South | YES | -0.018093 | 95 | 25 | 95 | 0 | 1.012 | GST | -1 | 0.065254 | 95 | 95 |  |  |  |  | -0.065254 | -6.1991
5439 | TUTTL_WBT4G4 | 4 | South | YES | -0.018093 | 120.8 | 40 | 151 | 0 | 1.012 | GST | -1 | 0.065254 | 151 | 151 |  |  |  |  | -0.065254 | -9.8533
5396 | CALAVER_OWS1 | 1 | South | YES | -0.018059 | 418 | 80 | 418 | 0 | 1.0192 | GST | -1 | 0.06522 | 418 | 418 |  |  |  |  | -0.06522 | -27.2618
5397 | CALAVER_OWS2 | 2 | South | YES | -0.018059 | 400 | 80 | 400 | 0 | 1.0192 | GST | -1 | 0.06522 | 400 | 400 |  |  |  |  | -0.06522 | -26.0879
5026 | BRAUNIG_VHB1 | 1 | South | YES | -0.017978 | 215 | 40 | 215 | 0 | 1.0192 | GST | -1 | 0.065139 | 215 | 215 |  |  |  |  | -0.065139 | -14.0048
5027 | BRAUNIG_VHB2 | 2 | South | YES | -0.017978 | 172.8 | 40 | 216 | 0 | 1.0192 | GST | -1 | 0.065139 | 216 | 216 |  |  |  |  | -0.065139 | -14.07
5031 | BRA_VHBCT1 | 1 | South | YES | -0.017978 | 44 | 24 | 44 | 0 | 1.0192 | #N/A | -1 | 0.065139 | 44 | 44 |  |  |  |  | -0.065139 | -2.8661
5032 | BRA_VHBCT2 | 2 | South | YES | -0.017978 | 44 | 24 | 44 | 0 | 1.0192 | #N/A | -1 | 0.065139 | 44 | 44 |  |  |  |  | -0.065139 | -2.8661
5033 | BRA_VHBCT3 | 3 | South | YES | -0.017978 | 43 | 24 | 43 | 0 | 1.0192 | #N/A | -1 | 0.065139 | 43 | 43 |  |  |  |  | -0.065139 | -2.801
5034 | BRA_VHBCT4 | 4 | South | YES | -0.017978 | 45 | 24 | 45 | 0 | 1.0192 | #N/A | -1 | 0.065139 | 45 | 45 |  |  |  |  | -0.065139 | -2.9312
5264 | LEON_LCP3G3 | 3 | South | YES | -0.017978 | 0 | 20 | 58 |  | 1.0197 | GST | -1 | 0.065139 | 58 | 58 |  |  |  |  | -0.065139 | -3.778
5265 | LEON_LCP4G4 | 4 | South | YES | -0.017978 | 71.2 | 25 | 89 | 0 | 1.0197 | GST | -1 | 0.065139 | 89 | 89 |  |  |  |  | -0.065139 | -5.7973
5266 | LEON_LCPCT1 | 1 | South | YES | -0.017978 | 44 | 24 | 44 | 0 | 1.0197 | GGT | -1 | 0.065139 | 44 | 44 |  |  |  |  | -0.065139 | -2.8661
5267 | LEON_LCPCT2 | 2 | South | YES | -0.017978 | 44 | 24 | 44 | 0 | 1.0197 | GGT | -1 | 0.065139 | 44 | 44 |  |  |  |  | -0.065139 | -2.8661
5268 | LEON_LCPCT3 | 3 | South | YES | -0.017978 | 43 | 24 | 43 | 0 | 1.0197 | GGT | -1 | 0.065139 | 43 | 43 |  |  |  |  | -0.065139 | -2.801
5269 | LEON_LCPCT4 | 4 | South | YES | -0.017978 | 45 | 24 | 45 | 0 | 1.0197 | GGT | -1 | 0.065139 | 45 | 45 |  |  |  |  | -0.065139 | -2.9312
7609 | L_SCHUMA8_1Y | 1 | South | YES | -0.017922 | 0 | 0 | 4 |  | 1 | Hydro | -1 | 0.065083 | 0 | 0 |  |  |  |  | -0.065083 | 0
5401 | CALAVER_JKS1 | 1 | South | YES | -0.017838 | 562 | 100 | 562 | 0 | 1.018 | LIGCO | -1 | 0.064999 | 0 | 562 |  |  |  |  | -0.064999 | 0
7605 | L_MCQUEE9_1Y | 1 | South | YES | -0.017593 | 0 | 0 | 2.4 |  | 1.025 | Hydro | -1 | 0.064754 | 0 | 0 |  |  |  |  | -0.064754 | 0
7605 | L_MCQUEE9_1Y | 2 | South | YES | -0.017593 | 0 | 0 | 2.4 |  | 1.025 | Hydro | -1 | 0.064754 | 0 | 0 |  |  |  |  | -0.064754 | 0
7605 | L_MCQUEE9_1Y | 3 | South | YES | -0.017593 | 0 | 0 | 2.8 |  | 1.025 | Hydro | -1 | 0.064754 | 0 | 0 |  |  |  |  | -0.064754 | 0
9000 | DECKR_G1 | 1 | South | YES | -0.01754 | 280 | 50 | 321 | 0 | 1.015 | GST | -1 | 0.064701 | 321 | 321 |  |  |  |  | -0.064701 | -20.7689
9001 | DECKR_G2 | 2 | South | YES | -0.01754 | 400 | 50 | 426 | 0 | 1.015 | GST | -1 | 0.064701 | 426 | 426 |  |  |  |  | -0.064701 | -27.5625
9016 | SANDH_G1 | 1 | South | YES | -0.017505 | 45 | 2 | 49 | 0 | 1.0175 | GGT | -1 | 0.064666 | 49 | 49 |  |  |  |  | -0.064666 | -3.1686
9017 | SANDH_G2 | 2 | South | YES | -0.017505 | 45 | 2 | 46 | 0 | 1.0175 | GGT | -1 | 0.064666 | 46 | 46 |  |  |  |  | -0.064666 | -2.9746
9018 | SANDH_G3 | 3 | South | YES | -0.017505 | 45 | 2 | 46 | 0 | 1.0175 | GGT | -1 | 0.064666 | 46 | 46 |  |  |  |  | -0.064666 | -2.9746
9019 | SANDH_G4 | 4 | South | YES | -0.017505 | 0 | 2 | 47 |  | 1.0175 | GGT | -1 | 0.064666 | 47 | 47 |  |  |  |  | -0.064666 | -3.0393
9020 | SANDHG5A | 5A | South | YES | -0.017505 | 150 | 84 | 155 | 0 | 1.0175 | CC | -1 | 0.064666 | 155 | 155 |  |  |  |  | -0.064666 | -10.0232
9021 | SANDHG5C | 5C | South | YES | -0.017505 | 140 | 0 | 148 | 0 | 1.0175 | CC | -1 | 0.064666 | 148 | 148 |  |  |  |  | -0.064666 | -9.5705
7014 | L_HAYSEN1_1Y | 1 | South | YES | -0.017494 | 223.9 | 74 | 223.9 | 0 | 1.008 | CC | -1 | 0.064655 | 223.9 | 223.9 |  |  |  |  | -0.064655 | -14.4762
7015 | L_HAYSEN1_2Y | 2 | South | YES | -0.017494 | 225 | 74 | 225 | 0 | 1.008 | CC | -1 | 0.064655 | 225 | 225 |  |  |  |  | -0.064655 | -14.5473
7016 | L_HAYSEN1_3Y | 3 | South | YES | -0.017494 | 224.6 | 74 | 224.6 | 0 | 1.008 | CC | -1 | 0.064655 | 224.6 | 224.6 |  |  |  |  | -0.064655 | -14.5214
7017 | L_HAYSEN1_4Y | 4 | South | YES | -0.017494 | 226.7 | 74 | 226.7 | 0 | 1.008 | CC | -1 | 0.064655 | 226.7 | 226.7 |  |  |  |  | -0.064655 | -14.6572
7810 | L_RIONOG1G1Y | 1 | South | YES | -0.017322 | 148 | 0 | 148 | 0 | 1.02 | CC | -1 | 0.064483 | 148 | 148 |  |  |  |  | -0.064483 | -9.5434
7811 | L_RIONOG1G2Y | 2 | South | YES | -0.017322 | 148 | 0 | 148 | 0 | 1.02 | CC | -1 | 0.064483 | 148 | 148 |  |  |  |  | -0.064483 | -9.5434
7812 | L_RIONOG1G3Y | 3 | South | YES | -0.017322 | 154 | 0 | 154 | 0 | 1.02 | CC | -1 | 0.064483 | 154 | 154 |  |  |  |  | -0.064483 | -9.9303
7813 | L_RIONOG1S1Y | 4 | South | YES | -0.017322 | 293 | 0 | 293 | 0 | 1.02 | CC | -1 | 0.064483 | 293 | 293 |  |  |  |  | -0.064483 | -18.8934
7800 | L_GUADGE1_1Y | 1 | South | YES | -0.017252 | 147 | 30 | 147 | 0 | 1.02 | CC | -1 | 0.064413 | 147 | 147 |  |  |  |  | -0.064413 | -9.4687
7801 | L_GUADGE1_2Y | 2 | South | YES | -0.017252 | 138 | 30 | 138 | 0 | 1.02 | CC | -1 | 0.064413 | 138 | 138 |  |  |  |  | -0.064413 | -8.889
7802 | L_GUADGE1_3Y | 3 | South | YES | -0.017252 | 146 | 30 | 146 | 0 | 1.02 | CC | -1 | 0.064413 | 146 | 146 |  |  |  |  | -0.064413 | -9.4043
7803 | L_GUADGE1_4Y | 4 | South | YES | -0.017252 | 149 | 30 | 149 | 0 | 1.02 | CC | -1 | 0.064413 | 149 | 149 |  |  |  |  | -0.064413 | -9.5975
7804 | L_GUADGE1_5Y | 5 | South | YES | -0.017252 | 182 | 30 | 182 | 0 | 1.02 | CC | -1 | 0.064413 | 182 | 182 |  |  |  |  | -0.064413 | -11.7231
7805 | L_GUADGE1_6Y | 6 | South | YES | -0.017252 | 203 | 30 | 203 | 0 | 1.02 | CC | -1 | 0.064413 | 203 | 203 |  |  |  |  | -0.064413 | -13.0758
9002 | DECKR_G3 | 3 | South | YES | -0.017139 | 0 | 24 | 42 |  | 1.015 | GGT | -1 | 0.0643 | 42 | 42 |  |  |  |  | -0.0643 | -2.7006
9003 | DECKR_G4 | 4 | South | YES | -0.017139 | 44 | 24 | 44 | 0 | 1.015 | GGT | -1 | 0.0643 | 44 | 44 |  |  |  |  | -0.0643 | -2.8292
9004 | DECKR_G5 | 5 | South | YES | -0.017139 | 44 | 24 | 44 | 0 | 1.015 | GGT | -1 | 0.0643 | 44 | 44 |  |  |  |  | -0.0643 | -2.8292
9005 | DECKR_G6 | 6 | South | YES | -0.017139 | 44 | 24 | 47 | 0 | 1.015 | GGT | -1 | 0.0643 | 47 | 47 |  |  |  |  | -0.0643 | -3.0221
7624 | L_LAKEWO9_1Y | 1 | South | YES | -0.016557 | 0 | 0 | 2.4 |  | 1 | Hydro | -1 | 0.063718 | 0 | 0 |  |  |  |  | -0.063718 | 0
7624 | L_LAKEWO9_1Y | 2 | South | YES | -0.016557 | 0 | 0 | 2.4 |  | 1 | Hydro | -1 | 0.063718 | 0 | 0 |  |  |  |  | -0.063718 | 0
5903 | SANMIGUELGEN | 1 | South | YES | -0.01584 | 396.3 | 180 | 396.3 | 0 | 1.0331 | LIGCO | -1 | 0.063001 | 0 | 396.3 |  |  |  |  | -0.063001 | 0
7004 | L_SIMGID1_1Y | 1 | South | YES | -0.015814 | 132 | 40 | 132 | 0 | 1.02 | GST | -1 | 0.062975 | 132 | 132 |  |  |  |  | -0.062975 | -8.3127
7005 | L_SIMGID1_2Y | 2 | South | YES | -0.015814 | 133 | 32 | 139 | 0 | 1.02 | GST | -1 | 0.062975 | 139 | 139 |  |  |  |  | -0.062975 | -8.7535
7006 | L_SIMGID1_3Y | 3 | South | YES | -0.015814 | 324.9 | 60 | 329 | 0 | 1.02 | GST | -1 | 0.062975 | 329 | 329 |  |  |  |  | -0.062975 | -20.7187
8189 | CUECPL2A | 1 | South | YES | -0.015427 | 12 | 0 | 12 | 0 | 1.02 | Cogen | -1 | 0.062588 | 0 | 0 |  |  |  |  | -0.062588 | 0
7807 | L_BASTEN1_1Y | 1 | South | YES | -0.014685 | 152.5 | 83.5 | 152.5 | 0 | 1.004 | CC | -1 | 0.061846 | 152.5 | 152.5 |  |  |  |  | -0.061846 | -9.4315
7808 | L_BASTEN1_2Y | 1 | South | YES | -0.014685 | 149.5 | 83.5 | 149.5 | 0 | 1.004 | CC | -1 | 0.061846 | 149.5 | 149.5 |  |  |  |  | -0.061846 | -9.2459
7809 | L_BASTEN1_3Y | 1 | South | YES | -0.014685 | 232.6 | 42 | 232.6 | 0 | 1.004 | CC | -1 | 0.061846 | 232.6 | 232.6 |  |  |  |  | -0.061846 | -14.3853
8161 | COLETO0A | 1 | South | YES | -0.01448 | 633 | 200 | 633 | 0 | 1.03 | LIGCO | -1 | 0.061641 | 0 | 633 |  |  |  |  | -0.061641 | 0
7303 | L_WPPGS12_1Y | 1 | South | YES | -0.014469 | 50 | 0 | 50 | 0 | 1.025 | GGT | -1 | 0.06163 | 50 | 50 |  |  |  |  | -0.06163 | -3.0815
7303 | L_WPPGS12_1Y | 2 | South | YES | -0.014469 | 50 | 0 | 50 | 0 | 1.025 | GGT | -1 | 0.06163 | 50 | 50 |  |  |  |  | -0.06163 | -3.0815
7305 | L_WPPGS34_1Y | 3 | South | YES | -0.014469 | 50 | 0 | 50 | 0 | 1.025 | GGT | -1 | 0.06163 | 50 | 50 |  |  |  |  | -0.06163 | -3.0815
7305 | L_WPPGS34_1Y | 4 | South | YES | -0.014469 | 50 | 0 | 50 | 0 | 1.025 | GGT | -1 | 0.06163 | 50 | 50 |  |  |  |  | -0.06163 | -3.0815
88198 | BEEVILLE | F | South | YES | -0.014349 | 0 | 0 | 0 | 0 | 1.02 | AVR | -1 | 0.06151 | 0 | 0 |  |  |  |  | -0.06151 | 0
8517 | CELANEBI0A | 1 | South | YES | -0.013767 | 29 | 0 | 29 | 0 | 1.02 | Cogen | -1 | 0.060928 | 0 | 0 |  |  |  |  | -0.060928 | 0
7007 | L_LOSTPI1_1Y | 1 | South | YES | -0.013757 | 158.6 | 110 | 158 | 0 | 1 | CC | -1 | 0.060918 | 158 | 158 |  |  |  |  | -0.060918 | -9.625
7008 | L_LOSTPI1_2Y | 2 | South | YES | -0.013757 | 157.7 | 107 | 160 | 0 | 1 | CC | -1 | 0.060918 | 160 | 160 |  |  |  |  | -0.060918 | -9.7468
7009 | L_LOSTPI1_3Y | 3 | South | YES | -0.013757 | 173.9 | 72 | 175 | 0 | 1 | CC | -1 | 0.060918 | 175 | 175 |  |  |  |  | -0.060918 | -10.6606
8511 | OXY_CC0A | 1 | South | YES | -0.013755 | 30.3 | 0 | 38 |  | 1.027 | Cogen | -1 | 0.060916 | 0 | 0 |  |  |  |  | -0.060916 | 0
80080 | GWINDT11A | 1 | South | YES | -0.013746 | 40.6 | 0 | 94 | 0 | 1.025 | Wind | -1 | 0.060907 | 0 | 94 |  |  |  |  | -0.060907 | 0
80080 | GWINDT11A | 2 | South | YES | -0.013746 | 17.7 | 0 | 41 | 0 | 1.025 | Wind | -1 | 0.060907 | 0 | 41 |  |  |  |  | -0.060907 | 0
80080 | GWINDT11A | 3 | South | YES | -0.013746 | 16.4 | 0 | 38 | 0 | 1.025 | Wind | -1 | 0.060907 | 0 | 38 |  |  |  |  | -0.060907 | 0
80080 | GWINDT11A | 4 | South | YES | -0.013746 | 8.2 | 0 | 19 | 0 | 1.025 | Wind | -1 | 0.060907 | 0 | 19 |  |  |  |  | -0.060907 | 0
80081 | GWINDT21A | 1 | South | YES | -0.013746 | 40.6 | 0 | 94 | 0 | 1.025 | Wind | -1 | 0.060907 | 0 | 94 |  |  |  |  | -0.060907 | 0
80081 | GWINDT21A | 2 | South | YES | -0.013746 | 15.5 | 0 | 36 | 0 | 1.025 | Wind | -1 | 0.060907 | 0 | 36 |  |  |  |  | -0.060907 | 0
80081 | GWINDT21A | 3 | South | YES | -0.013746 | 18.6 | 0 | 43 | 0 | 1.025 | Wind | -1 | 0.060907 | 0 | 43 |  |  |  |  | -0.060907 | 0
80081 | GWINDT21A | 4 | South | YES | -0.013746 | 9.5 | 0 | 22 | 0 | 1.025 | Wind | -1 | 0.060907 | 0 | 22 |  |  |  |  | -0.060907 | 0
80180 | PNSCALT11A | 1 | South | YES | -0.013746 | 63 | 0 | 146 | 0 | 1.025 | Wind | -1 | 0.060907 | 0 | 146 |  |  |  |  | -0.060907 | 0
80180 | PNSCALT11A | 2 | South | YES | -0.013746 | 21.6 | 0 | 50 | 0 | 1.025 | Wind | -1 | 0.060907 | 0 | 50 |  |  |  |  | -0.060907 | 0
80181 | PNSCALT21A | 1 | South | YES | -0.013746 | 23.7 | 0 | 55 | 0 | 1.025 | Wind | -1 | 0.060907 | 0 | 55 |  |  |  |  | -0.060907 | 0
80181 | PNSCALT21A | 2 | South | YES | -0.013746 | 21.6 | 0 | 50 | 0 | 1.025 | Wind | -1 | 0.060907 | 0 | 50 |  |  |  |  | -0.060907 | 0
8461 | KOCH_UP0A | 1 | South | YES | -0.01374 | 38 | 0 | 38 | 0 | 1.012 | Cogen | -1 | 0.060901 | 0 | 0 |  |  |  |  | -0.060901 | 0
8459 | B_DAVIS0B | MB | South | YES | -0.013739 | 0 | 50 | 339 |  | 1.03 | GSC | -1 | 0.0609 | 0 | 0 |  |  |  |  | -0.0609 | 0
8460 | B_DAVIS0A | MB | South | YES | -0.013739 | 0 | 50 | 340 |  | 1.03 | GSC | -1 | 0.0609 | 0 | 0 |  |  |  |  | -0.0609 | 0
8506 | VAL #1 | 1 | South | YES | -0.013734 | 20.9 | 0 | 25 | 0 | 1.0055 | Cogen | -1 | 0.060895 | 0 | 0 |  |  |  |  | -0.060895 | 0
8507 | VAL #2 | 2 | South | YES | -0.013734 | 20.9 | 0 | 25 | 0 | 1.0055 | Cogen | -1 | 0.060895 | 0 | 0 |  |  |  |  | -0.060895 | 0
8456 | COSW#1 | 1 | South | YES | -0.013725 | 20 | 0 | 20 | 0 | 1.027 | Cogen | -1 | 0.060886 | 0 | 0 |  |  |  |  | -0.060886 | 0
8457 | COSW#2 | 2 | South | YES | -0.013725 | 14 | 0 | 14 | 0 | 1.027 | Cogen | -1 | 0.060886 | 0 | 0 |  |  |  |  | -0.060886 | 0
8560 | CNOPGT1 | 1 | South | YES | -0.013719 | 148.3 | 0 | 148.3 | 0 | 1.03 | Cogen | -1 | 0.06088 | 0 | 0 |  |  |  |  | -0.06088 | 0
8561 | CNOPGT2 | 2 | South | YES | -0.013719 | 148.6 | 0 | 148.6 | 0 | 1.03 | Cogen | -1 | 0.06088 | 0 | 0 |  |  |  |  | -0.06088 | 0
8562 | CNOPST1 | 3 | South | YES | -0.013719 | 153 | 0 | 153 | 0 | 1.03 | Cogen | -1 | 0.06088 | 0 | 0 |  |  |  |  | -0.06088 | 0
5932 | SI_RAY9 | 9 | South | YES | -0.013685 | 32 | 32 | 38 | 0 | 1.035 | CC | -1 | 0.060846 | 38 | 38 |  |  |  |  | -0.060846 | -2.3121
5933 | SI_RAY6 | 6 | South | YES | -0.013685 | 15.4 | 10 | 19.3 | 0 | 1.035 | GST | -1 | 0.060846 | 19.3 | 19.3 |  |  |  |  | -0.060846 | -1.1743
5935 | SI_RAY10 | 10 | South | YES | -0.013685 | 47 | 10 | 47 | 0 | 1.03 | CC | -1 | 0.060846 | 47 | 47 |  |  |  |  | -0.060846 | -2.8597
80003 | MILHWYS | F | South | YES | -0.013685 | 0 | 0 | 0 | 0 | 1.0168 | AVR | -1 | 0.060846 | 0 | 0 |  |  |  |  | -0.060846 | 0
8173 | VICEC51A | 5 | South | YES | -0.013655 | 144 | 18 | 144 | 0 | 1.025 | CC | -1 | 0.060816 | 144 | 144 |  |  |  |  | -0.060816 | -8.7575
8174 | VICEC61A | 6 | South | YES | -0.013655 | 188 | 42 | 188 | 0 | 1.025 | CC | -1 | 0.060816 | 188 | 188 |  |  |  |  | -0.060816 | -11.4334
8926 | LGE_GT10A | 1 | South | YES | -0.013614 | 158 | 0 | 158 | 0 | 1.03 | Cogen | -1 | 0.060775 | 0 | 0 |  |  |  |  | -0.060775 | 0
8927 | LGE_GT20A | 2 | South | YES | -0.013614 | 153 | 0 | 153 | 0 | 1.03 | Cogen | -1 | 0.060775 | 0 | 0 |  |  |  |  | -0.060775 | 0
8928 | LGE_STG0A | 3 | South | YES | -0.013614 | 100 | 0 | 100 | 0 | 1.03 | Cogen | -1 | 0.060775 | 0 | 0 |  |  |  |  | -0.060775 | 0
8930 | ICPGN10A | 1 | South | YES | -0.013614 | 149 | 0 | 149 | 0 | 1.03 | Cogen | -1 | 0.060775 | 0 | 0 |  |  |  |  | -0.060775 | 0
8931 | ICPGN20A | 2 | South | YES | -0.013614 | 150 | 0 | 150 | 0 | 1.03 | Cogen | -1 | 0.060775 | 0 | 0 |  |  |  |  | -0.060775 | 0
8932 | ICPGN30A | 3 | South | YES | -0.013614 | 127 | 0 | 127 | 0 | 1.03 | Cogen | -1 | 0.060775 | 0 | 0 |  |  |  |  | -0.060775 | 0
80223 | REYSHR G | 1 | South | YES | -0.013614 | 12 | 0 | 12 | 0 | 1.032 | Cogen | -1 | 0.060775 | 0 | 0 |  |  |  |  | -0.060775 | 0
8936 | MVGN#1 | 1 | South | YES | -0.013576 | 216.6 | 0 | 216.6 | 0 | 1.0304 | CC | -1 | 0.060737 | 216.6 | 216.6 |  |  |  |  | -0.060737 | -13.1556
8937 | MVGN#2 | 2 | South | YES | -0.013576 | 216.7 | 0 | 216.7 | 0 | 1.0304 | CC | -1 | 0.060737 | 216.7 | 216.7 |  |  |  |  | -0.060737 | -13.1616
8938 | MVGN#3 | 3 | South | YES | -0.013576 | 250.9 | 0 | 250.9 | 0 | 1.0304 | CC | -1 | 0.060737 | 250.9 | 250.9 |  |  |  |  | -0.060737 | -15.2388
8981 | HECN1 | 1 | South | YES | -0.013576 | 144.8 | 0 | 144.8 | 0 | 1.0304 | CC | -1 | 0.060737 | 144.8 | 144.8 |  |  |  |  | -0.060737 | -8.7947
8982 | HECN2 | 2 | South | YES | -0.013576 | 144.1 | 0 | 144.1 | 0 | 1.0304 | CC | -1 | 0.060737 | 144.1 | 144.1 |  |  |  |  | -0.060737 | -8.7522
8983 | HECN3 | 3 | South | YES | -0.013576 | 171.9 | 0 | 171.9 | 0 | 1.0304 | CC | -1 | 0.060737 | 171.9 | 171.9 |  |  |  |  | -0.060737 | -10.4406
7012 | L_FPPYD21_3Y | 3 | South | YES | -0.013572 | 427.5 | 200 | 436 | 0 | 1.02 | LIGCO | -1 | 0.060733 | 0 | 436 |  |  |  |  | -0.060733 | 0
7010 | L_FPPYD11_1Y | 1 | South | YES | -0.01357 | 547.4 | 200 | 606 | 0 | 1.02 | LIGCO | -1 | 0.060731 | 0 | 606 |  |  |  |  | -0.060731 | 0
7011 | L_FPPYD11_2Y | 2 | South | YES | -0.01357 | 552.2 | 200 | 598 | 0 | 1.02 | LIGCO | -1 | 0.060731 | 0 | 598 |  |  |  |  | -0.060731 | 0
5508 | RAYBURNCC9 | 1 | South | YES | -0.013542 | 47.7 | 18.2 | 47.7 | 0 | 1.0296 | CC | -1 | 0.060703 | 47.7 | 47.7 |  |  |  |  | -0.060703 | -2.8955
5509 | RAYBURNCC10 | 1 | South | YES | -0.013542 | 37.3 | 5.2 | 37.3 | 0 | 1.0296 | CC | -1 | 0.060703 | 37.3 | 37.3 |  |  |  |  | -0.060703 | -2.2642
5511 | RAYBURNCC7 | 1 | South | YES | -0.013542 | 47.5 | 18.2 | 47.5 | 0 | 1.0296 | CC | -1 | 0.060703 | 47.5 | 47.5 |  |  |  |  | -0.060703 | -2.8834
5512 | RAYBURNCC8 | 1 | South | YES | -0.013542 | 49.3 | 18.2 | 49.3 | 0 | 1.0296 | CC | -1 | 0.060703 | 49.3 | 49.3 |  |  |  |  | -0.060703 | -2.9926
8066 | DUP1V#1 | 1 | South | YES | -0.013521 | 52.3 | 0 | 73 | 0 | 1.01 | Cogen | -1 | 0.060682 | 0 | 0 |  |  |  |  | -0.060682 | 0
8933 | FGNTS001 | 1 | South | YES | -0.013429 | 146.5 | 0 | 146.5 | 0 | 1.03 | CC | -1 | 0.06059 | 146.5 | 146.5 |  |  |  |  | -0.06059 | -8.8764
8934 | FGNTS101 | 2 | South | YES | -0.013429 | 147.9 | 0 | 147.9 | 0 | 1.03 | CC | -1 | 0.06059 | 147.9 | 147.9 |  |  |  |  | -0.06059 | -8.9612
8935 | FGNTS201 | 3 | South | YES | -0.013429 | 173 | 0 | 173 | 0 | 1.03 | CC | -1 | 0.06059 | 173 | 173 |  |  |  |  | -0.06059 | -10.482
5503 | RAYBURNGEN3 | 1 | South | YES | -0.013367 | 17.6 | 6 | 22 | 0 | 1.0223 | GST | -1 | 0.060528 | 22 | 22 |  |  |  |  | -0.060528 | -1.3316
5505 | RAYBURNGEN1 | 1 | South | YES | -0.013367 | 0 | 1 | 11 |  | 1.0223 | GGT | -1 | 0.060528 | 11 | 11 |  |  |  |  | -0.060528 | -0.6658
5506 | RAYBURNGEN2 | 1 | South | YES | -0.013367 | 0 | 1 | 11 |  | 1.0223 | GGT | -1 | 0.060528 | 11 | 11 |  |  |  |  | -0.060528 | -0.6658
80224 | VISTRONG1 | 1 | South | YES | -0.013288 | 13.1 | 0 | 15 | 0 | 1.01 | Cogen | -1 | 0.060449 | 0 | 0 |  |  |  |  | -0.060449 | 0
80225 | VISTRONG2 | 2 | South | YES | -0.013288 | 20.2 | 0 | 23 | 0 | 1.01 | Cogen | -1 | 0.060449 | 0 | 0 |  |  |  |  | -0.060449 | 0
80227 | AIRCO G | 1 | South | YES | -0.013203 | 7.2 | 0 | 8 | 0 | 1.0104 | Cogen | -1 | 0.060364 | 0 | 0 |  |  |  |  | -0.060364 | 0
8147 | UCAR #2 | 10 | South | YES | -0.013154 | 18.2 | 0 | 28 |  | 1 | Cogen | -1 | 0.060315 | 0 | 0 |  |  |  |  | -0.060315 | 0
8148 | UCAR #1 | 2 | South | YES | -0.013154 | 6.1 | 0 | 7 | 0 | 1.009 | Cogen | -1 | 0.060315 | 0 | 0 |  |  |  |  | -0.060315 | 0
80137 | CSDR89 | 8 | South | YES | -0.013154 | 33.9 | 0 | 39 |  | 1.003 | DCTie | -1 | 0.060315 | 0 | 0 |  |  |  |  | -0.060315 | 0
80137 | CSDR89 | 9 | South | YES | -0.013154 | 0 | 0 | 15 |  | 1.003 | DCTie | -1 | 0.060315 | 0 | 0 |  |  |  |  | -0.060315 | 0
80138 | CSDR7 | 7 | South | YES | -0.013154 | 6.1 | 0 | 7 | 0 | 1.014 | DCTie | -1 | 0.060315 | 0 | 0 |  |  |  |  | -0.060315 | 0
80139 | CSDR56 | 5 | South | YES | -0.013154 | 15 | 0 | 15 |  | 1.0033 | DCTie | -1 | 0.060315 | 0 | 0 |  |  |  |  | -0.060315 | 0
80139 | CSDR56 | 6 | South | YES | -0.013154 | 0 | 0 | 39 |  | 1.0033 | DCTie | -1 | 0.060315 | 0 | 0 |  |  |  |  | -0.060315 | 0
80140 | CSDR11 | 11 | South | YES | -0.013154 | 33.9 | 0 | 39 | 0 | 1.03 | DCTie | -1 | 0.060315 | 0 | 0 |  |  |  |  | -0.060315 | 0
88508 | FALFURRI | F | South | YES | -0.013012 | 0 | 0 | 0 | 0 | 1 | AVR | -1 | 0.060173 | 0 | 0 |  |  |  |  | -0.060173 | 0
80226 | ALCOA G | 1 | South | YES | -0.01283 | 32.3 | 5 | 48 | 0 | 1.015 | Cogen | -1 | 0.059991 | 0 | 0 |  |  |  |  | -0.059991 | 0
8134 | FOR #1 | 1 | South | YES | -0.012731 | 54.1 | 45 | 79 | 0 | 1.03 | Cogen | -1 | 0.059892 | 0 | 0 |  |  |  |  | -0.059892 | 0
8138 | FOR #2 | 2 | South | YES | -0.012731 | 63.1 | 45 | 81 | 0 | 1.03 | Cogen | -1 | 0.059892 | 0 | 0 |  |  |  |  | -0.059892 | 0
8153 | FOR #3 | 3 | South | YES | -0.012731 | 63.1 | 45 | 79.9 | 0 | 1.03 | Cogen | -1 | 0.059892 | 0 | 0 |  |  |  |  | -0.059892 | 0
8154 | FOR #4 | 4 | South | YES | -0.012731 | 63.1 | 60 | 80 | 0 | 1.03 | Cogen | -1 | 0.059892 | 0 | 0 |  |  |  |  | -0.059892 | 0
8155 | FOR #5 | 5 | South | YES | -0.012731 | 63.1 | 60 | 78.4 | 0 | 1.03 | Cogen | -1 | 0.059892 | 0 | 0 |  |  |  |  | -0.059892 | 0
8156 | FOR #6 | 6 | South | YES | -0.012731 | 24.9 | 5 | 25 | 0 | 1.03 | Cogen | -1 | 0.059892 | 0 | 0 |  |  |  |  | -0.059892 | 0
8157 | FOR #7 | 7 | South | YES | -0.012731 | 28.8 | 5 | 46 | 0 | 1.03 | Cogen | -1 | 0.059892 | 0 | 0 |  |  |  |  | -0.059892 | 0
80051 | FOR #8 | 8 | South | YES | -0.012731 | 28 | 28 | 28 | 0 | 1.016 | Cogen | -1 | 0.059892 | 0 | 0 |  |  |  |  | -0.059892 | 0
80052 | FOR #9 | 9 | South | YES | -0.012731 | 29.7 | 5 | 43.6 | 0 | 1.03 | Cogen | -1 | 0.059892 | 0 | 0 |  |  |  |  | -0.059892 | 0
80053 | FOR #10 | 10 | South | YES | -0.012731 | 68.4 | 45 | 75 | 0 | 1.03 | Cogen | -1 | 0.059892 | 0 | 0 |  |  |  |  | -0.059892 | 0
5728 | FALCONHYDRO2 | 2 | South | YES | -0.012533 | 12 | 0 | 12 | 0 | 1.0227 | Hydro | -1 | 0.059694 | 0 | 0 |  |  |  |  | -0.059694 | 0
5729 | FALCONHYDRO3 | 3 | South | YES | -0.012533 | 11 | 0 | 11 | 0 | 1.0227 | Hydro | -1 | 0.059694 | 0 | 0 |  |  |  |  | -0.059694 | 0
8048 | FALCONHYDRO1 | 1 | South | YES | -0.012533 | 12 | 0 | 12 | 0 | 1.0227 | Hydro | -1 | 0.059694 | 0 | 0 |  |  |  |  | -0.059694 | 0
5890 | PEARSALLGEN1 | 1 | South | YES | -0.012465 | 19.2 | 6 | 24 | 0 | 1.0161 | GST | -1 | 0.059626 | 24 | 24 |  |  |  |  | -0.059626 | -1.431
5891 | PEARSALLGEN2 | 1 | South | YES | -0.012465 | 19.4 | 6 | 24.3 | 0 | 1.0161 | GST | -1 | 0.059626 | 24.3 | 24.3 |  |  |  |  | -0.059626 | -1.4489
5892 | PEARSALLGEN3 | 1 | South | YES | -0.012465 | 19.1 | 6 | 23.9 | 0 | 1.0161 | GST | -1 | 0.059626 | 23.9 | 23.9 |  |  |  |  | -0.059626 | -1.4251
88299 | ZAPATA | F | South | YES | -0.011676 | 0 | 0 | 0 | 0 | 1.02 | BLT | -1 | 0.058837 | 0 | 0 |  |  |  |  | -0.058837 | 0
80012 | LAR | F | South | YES | -0.010432 | 0 | 0 | 0 | 0 | 1.04 | DCTie | -1 | 0.057593 | 0 | 0 |  |  |  |  | -0.057593 | 0
80265 | LARECU40A | 4 | South | YES | -0.010432 | 80 | 0 | 100 |  | 1.039 | GGT | -1 | 0.057593 | 100 | 100 |  |  |  |  | -0.057593 | -5.7593
80266 | LARECU50A | 5 | South | YES | -0.010432 | 80 | 0 | 100 |  | 1.039 | GGT | -1 | 0.057593 | 100 | 100 |  |  |  |  | -0.057593 | -5.7593
3432 | SANDOW_4G | 4 | South | YES | -0.010028 | 580 | 225 | 580 | 0 | 1.029 | LIGCO | -1 | 0.057189 | 0 | 580 |  |  |  |  | -0.057189 | 0
13432 | SANDOW_5G | 5 | South | YES | -0.010028 | 581 | 225 | 581 | 0 | 1.029 | LIGCO | -1 | 0.057189 | 0 | 581 |  |  |  |  | -0.057189 | 0
5911 | STP_GN1___1 | 1 | Houston | YES | -0.009296 | 1333 | 1249 | 1333 | 0 | 1.0406 | Nuc | -1 | 0.056457 | 0 | 0 |  |  |  |  | -0.056457 | 0
5912 | STP_GN2___2 | 2 | Houston | YES | -0.009296 | 1332 | 1249 | 1332 | 0 | 1.0406 | Nuc | -1 | 0.056457 | 0 | 0 |  |  |  |  | -0.056457 | 0
48731 | CBE_GT1 | 1 | Houston | YES | -0.008989 | 76 | 0 | 76 | 0 | 1.029 | CC | -1 | 0.05615 | 76 | 76 |  |  |  |  | -0.05615 | -4.2674
48732 | CBE_GT2 | 1 | Houston | YES | -0.008989 | 76 | 0 | 76 | 0 | 1.029 | CC | -1 | 0.05615 | 76 | 76 |  |  |  |  | -0.05615 | -4.2674
48733 | CBE_ST12 | 1 | Houston | YES | -0.008989 | 105 | 0 | 105 | 0 | 1.029 | CC | -1 | 0.05615 | 105 | 105 |  |  |  |  | -0.05615 | -5.8957
48734 | CBE_GT3 | 1 | Houston | YES | -0.008989 | 76 | 0 | 76 | 0 | 1.029 | CC | -1 | 0.05615 | 76 | 76 |  |  |  |  | -0.05615 | -4.2674
48735 | CBE_GT4 | 1 | Houston | YES | -0.008989 | 76 | 0 | 76 | 0 | 1.029 | CC | -1 | 0.05615 | 76 | 76 |  |  |  |  | -0.05615 | -4.2674
48736 | CBE_ST34 | 1 | Houston | YES | -0.008989 | 105 | 0 | 105 | 0 | 1.029 | CC | -1 | 0.05615 | 105 | 105 |  |  |  |  | -0.05615 | -5.8957
48911 | TGF_GT1_8000 | 1 | Houston | YES | -0.008743 | 69.2 | 0 | 69.2 |  | 1.029 | Cogen | -1 | 0.055904 | 0 | 0 |  |  |  |  | -0.055904 | 0
49851 | DOW17000 | 37 | Houston | YES | -0.007718 | 39 | 0 | 62 | 0 | 1 | Cogen | -1 | 0.054879 | 0 | 0 |  |  |  |  | -0.054879 | 0
49858 | DOW38100 | 31 | Houston | YES | -0.007718 | 45 | 0 | 71.4 |  | 1 | Cogen | -1 | 0.054879 | 0 | 0 |  |  |  |  | -0.054879 | 0
49859 | DOW38200 | 33 | Houston | YES | -0.007718 | 28 | 0 | 45 | 0 | 1 | Cogen | -1 | 0.054879 | 0 | 0 |  |  |  |  | -0.054879 | 0
49860 | DOW38300 | 32 | Houston | YES | -0.007718 | 63 | 0 | 101 |  | 1 | Cogen | -1 | 0.054879 | 0 | 0 |  |  |  |  | -0.054879 | 0
49862 | DOW39100 | 36 | Houston | YES | -0.007718 | 54 | 0 | 86 | 0 | 1 | Cogen | -1 | 0.054879 | 0 | 0 |  |  |  |  | -0.054879 | 0
49863 | DOW39200 | 35 | Houston | YES | -0.007718 | 55 | 0 | 88 | 0 | 1 | Cogen | -1 | 0.054879 | 0 | 0 |  |  |  |  | -0.054879 | 0
49865 | DOW41000 | 41 | Houston | YES | -0.007718 | 31 | 0 | 50 |  | 1 | Cogen | -1 | 0.054879 | 0 | 0 |  |  |  |  | -0.054879 | 0
49866 | DOW42000 | 42 | Houston | YES | -0.007718 | 11 | 0 | 18 |  | 1 | Cogen | -1 | 0.054879 | 0 | 0 |  |  |  |  | -0.054879 | 0
49869 | DOW49000 | 45 | Houston | YES | -0.007718 | 59 | 0 | 94 |  | 1 | Cogen | -1 | 0.054879 | 0 | 0 |  |  |  |  | -0.054879 | 0
49870 | DOW61000 | 61 | Houston | YES | -0.007718 | 44 | 0 | 70 | 0 | 1 | Cogen | -1 | 0.054879 | 0 | 0 |  |  |  |  | -0.054879 | 0
49871 | DOW62000 | 62 | Houston | YES | -0.007718 | 40 | 0 | 63 | 0 | 1 | Cogen | -1 | 0.054879 | 0 | 0 |  |  |  |  | -0.054879 | 0
49872 | DOW63000 | 63 | Houston | YES | -0.007718 | 45 | 0 | 72 | 0 | 1 | Cogen | -1 | 0.054879 | 0 | 0 |  |  |  |  | -0.054879 | 0
49873 | DOW64000 | 64 | Houston | YES | -0.007718 | 41 | 0 | 64.8 | 0 | 1 | Cogen | -1 | 0.054879 | 0 | 0 |  |  |  |  | -0.054879 | 0
49876 | DOW65000 | 65 | Houston | YES | -0.007718 | 63 | 0 | 101 | 0 | 1 | Cogen | -1 | 0.054879 | 0 | 0 |  |  |  |  | -0.054879 | 0
49877 | DOW66000 | 66 | Houston | YES | -0.007718 | 61 | 0 | 97 | 0 | 1 | Cogen | -1 | 0.054879 | 0 | 0 |  |  |  |  | -0.054879 | 0
49878 | DOW67000 | 67 | Houston | YES | -0.007718 | 65 | 0 | 103 | 0 | 1 | Cogen | -1 | 0.054879 | 0 | 0 |  |  |  |  | -0.054879 | 0
49882 | DOW81000 | 81 | Houston | YES | -0.007718 | 47 | 0 | 76 | 0 | 1 | Cogen | -1 | 0.054879 | 0 | 0 |  |  |  |  | -0.054879 | 0
49884 | DOW82000 | 82 | Houston | YES | -0.007718 | 51 | 0 | 80 | 0 | 1 | Cogen | -1 | 0.054879 | 0 | 0 |  |  |  |  | -0.054879 | 0
49885 | DOW83000 | 83 | Houston | YES | -0.007718 | 51 | 0 | 80 | 0 | 1 | Cogen | -1 | 0.054879 | 0 | 0 |  |  |  |  | -0.054879 | 0
49886 | DOW84000 | 84 | Houston | YES | -0.007718 | 107 | 0 | 171 | 0 | 0.98 | Cogen | -1 | 0.054879 | 0 | 0 |  |  |  |  | -0.054879 | 0
48520 | BSF_GT1_8070 | 1 | Houston | YES | -0.007411 | 72 | 0 | 72 | 0 | 1.0326 | Cogen | -1 | 0.054572 | 0 | 0 |  |  |  |  | -0.054572 | 0
48520 | BSF_GT1_8070 | 2 | Houston | YES | -0.007411 | 10 | 0 | 10 | 0 | 1.0326 | Cogen | -1 | 0.054572 | 0 | 0 |  |  |  |  | -0.054572 | 0
39760 | TNSCLP1___8 | 1 | Houston | YES | -0.007157 | 93.4 | 20 | 116.8 | 0 | 1.04 | Cogen | -1 | 0.054318 | 0 | 0 |  |  |  |  | -0.054318 | 0
39770 | TNSCLP2___8 | 1 | Houston | YES | -0.007157 | 91.6 | 20 | 114.5 | 0 | 1.04 | Cogen | -1 | 0.054318 | 0 | 0 |  |  |  |  | -0.054318 | 0
39775 | TNSCLP4___8 | 1 | Houston | YES | -0.007157 | 95.2 | 20 | 119 | 0 | 1.04 | Cogen | -1 | 0.054318 | 0 | 0 |  |  |  |  | -0.054318 | 0
39790 | TNSCLP3___8 | 1 | Houston | YES | -0.007157 | 87.6 | 20 | 109.5 | 0 | 1.027 | Cogen | -1 | 0.054318 | 0 | 0 |  |  |  |  | -0.054318 | 0
48730 | MNS_GT | 1 | Houston | YES | -0.00638 | 43 | 0 | 46.1 |  | 1.029 | Cogen | -1 | 0.053541 | 0 | 0 |  |  |  |  | -0.053541 | 0
48926 | WAP_GN6_6 | 6 | Houston | YES | -0.006356 | 651 | 280 | 651 |  | 1.035 | LIGCO | -1 | 0.053517 | 0 | 651 |  |  |  |  | -0.053517 | 0
48927 | WAP_GN7_7 | 7 | Houston | YES | -0.006356 | 564 | 277 | 564 |  | 1.035 | LIGCO | -1 | 0.053517 | 0 | 564 |  |  |  |  | -0.053517 | 0
48928 | WAP_GN8_8 | 8 | Houston | YES | -0.006356 | 603 | 275 | 603 |  | 1.035 | LIGCO | -1 | 0.053517 | 0 | 603 |  |  |  |  | -0.053517 | 0
48521 | BVE_GT1_GT1 | 1 | Houston | YES | -0.006349 | 167.7 | 0 | 167.7 |  | 1.035 | CC | -1 | 0.05351 | 167.7 | 167.7 |  |  |  |  | -0.05351 | -8.9736
48522 | BVE_GT2_5035 | 2 | Houston | YES | -0.006349 | 166.4 | 0 | 166.4 |  | 1.035 | CC | -1 | 0.05351 | 166.4 | 166.4 |  |  |  |  | -0.05351 | -8.904
48523 | BVE_ST1_GN1 | 3 | Houston | YES | -0.006349 | 252.4 | 0 | 252.4 |  | 1.035 | CC | -1 | 0.05351 | 252.4 | 252.4 |  |  |  |  | -0.05351 | -13.5059
48510 | AK_GT1__8040 | 1 | Houston | YES | -0.006261 | 33.4 | 8.1 | 34 |  | 1.029 | Cogen | -1 | 0.053422 | 0 | 0 |  |  |  |  | -0.053422 | 0
48921 | WAP_GN1_1 | 1 | Houston | YES | -0.006196 | 132.8 | 37 | 166 | 0 | 1.0362 | GST | -1 | 0.053357 | 166 | 166 |  |  |  |  | -0.053357 | -8.8572
48922 | WAP_GN2_2 | 2 | Houston | YES | -0.006196 | 132.8 | 37 | 166 | 0 | 1.0362 | GST | -1 | 0.053357 | 166 | 166 |  |  |  |  | -0.053357 | -8.8572
48923 | WAP_GN3_3 | 3 | Houston | YES | -0.006196 | 198.4 | 93 | 248 | 0 | 1.0362 | GST | -1 | 0.053357 | 248 | 248 |  |  |  |  | -0.053357 | -13.2325
48924 | WAP_GN4_4 | 4 | Houston | YES | -0.006196 | 546 | 217 | 546 | 0 | 1.0362 | GSC | -1 | 0.053357 | 546 | 546 |  |  |  |  | -0.053357 | -29.1328
48925 | WAP_GN5_5 | 5 | Houston | YES | -0.006196 | 604.3 | 278 | 654 | 0 | 0.985 | LIGCO | -1 | 0.053357 | 0 | 654 |  |  |  |  | -0.053357 | 0
48929 | WAPGT21_GT1 | B1 | Houston | YES | -0.006196 | 0 | 0 | 13 |  | 1.05 | GGT | -1 | 0.053357 | 13 | 13 |  |  |  |  | -0.053357 | -0.69364
38580 | TNBP_CGN1_8 | 1 | Houston | YES | -0.005738 | 70.8 | 0 | 70.8 | 0 | 1.005 | Cogen | -1 | 0.052899 | 0 | 0 |  |  |  |  | -0.052899 | 0
38590 | TNBP_CGN2_8 | 2 | Houston | YES | -0.005738 | 66.7 | 0 | 66.7 | 0 | 1.005 | Cogen | -1 | 0.052899 | 0 | 0 |  |  |  |  | -0.052899 | 0
38600 | TNBP_CGN3_8 | 5 | Houston | YES | -0.005738 | 53 | 0 | 53 | 0 | 1.005 | Cogen | -1 | 0.052899 | 0 | 0 |  |  |  |  | -0.052899 | 0
38611 | TNBPAMCG1_8 | 1 | Houston | YES | -0.005738 | 153.2 | 0 | 153.2 | 0 | 1.005 | Cogen | -1 | 0.052899 | 0 | 0 |  |  |  |  | -0.052899 | 0
38612 | TNBPAMCG2_8 | 2 | Houston | YES | -0.005738 | 153.5 | 0 | 153.5 | 0 | 1.005 | Cogen | -1 | 0.052899 | 0 | 0 |  |  |  |  | -0.052899 | 0
38613 | TNBPAMCG3_8 | 3 | Houston | YES | -0.005738 | 152.3 | 0 | 152.3 | 0 | 1.005 | Cogen | -1 | 0.052899 | 0 | 0 |  |  |  |  | -0.052899 | 0
38614 | TNBPAMCG4_8 | 4 | Houston | YES | -0.005738 | 96 | 0 | 96 |  | 1.005 | Cogen | -1 | 0.052899 | 0 | 0 |  |  |  |  | -0.052899 | 0
38615 | TNBPAMCG5_8 | 1 | Houston | YES | -0.005738 | 244 | 0 | 244 | 0 | 1.005 | Cogen | -1 | 0.052899 | 0 | 0 |  |  |  |  | -0.052899 | 0
38690 | TNBP_CGN4_8 | 3 | Houston | YES | -0.005738 | 40 | 0 | 40 |  | 1.005 | Cogen | -1 | 0.052899 | 0 | 0 |  |  |  |  | -0.052899 | 0
38711 | TNTXCTY1CG8 | 1 | Houston | YES | -0.005738 | 100.3 | 59 | 100.3 | 0 | 1 | Cogen | -1 | 0.052899 | 0 | 0 |  |  |  |  | -0.052899 | 0
38712 | TNTXCTY2CG8 | 1 | Houston | YES | -0.005738 | 92.9 | 59 | 92.9 | 0 | 1 | Cogen | -1 | 0.052899 | 0 | 0 |  |  |  |  | -0.052899 | 0
38713 | TNTXCTY3CG8 | 1 | Houston | YES | -0.005738 | 102.7 | 59 | 102.7 | 0 | 1 | Cogen | -1 | 0.052899 | 0 | 0 |  |  |  |  | -0.052899 | 0
38714 | TNTXCTY4CG8 | 1 | Houston | YES | -0.005738 | 103 | 59 | 103 | 0 | 1 | Cogen | -1 | 0.052899 | 0 | 0 |  |  |  |  | -0.052899 | 0
39470 | TNDOWCGNSG8 | 1 | Houston | YES | -0.005738 | 32 | 10 | 32 | 0 | 0.985 | Cogen | -1 | 0.052899 | 0 | 0 |  |  |  |  | -0.052899 | 0
39480 | TNDOWCGNGG8 | 1 | Houston | YES | -0.005738 | 30 | 10 | 30 | 0 | 0.985 | Cogen | -1 | 0.052899 | 0 | 0 |  |  |  |  | -0.052899 | 0
48772 | PHR_GN2_2 | MB | Houston | YES | -0.005522 | 0 | 72 | 459 |  | 1.0362 | GSC | -1 | 0.052683 | 0 | 0 |  |  |  |  | -0.052683 | 0
48561 | CTL_GT2_8130 | 1 | Houston | YES | -0.005371 | 73.5 | 30.3 | 91.9 |  | 1.0362 | Cogen | -1 | 0.052532 | 0 | 0 |  |  |  |  | -0.052532 | 0
48562 | CTL_GT3_8135 | 2 | Houston | YES | -0.005371 | 70.1 | 30.3 | 87.6 |  | 1.0362 | Cogen | -1 | 0.052532 | 0 | 0 |  |  |  |  | -0.052532 | 0
48563 | CTL_GT4_8140 | 3 | Houston | YES | -0.005371 | 69.6 | 30.3 | 87 |  | 1.0362 | Cogen | -1 | 0.052532 | 0 | 0 |  |  |  |  | -0.052532 | 0
48564 | CTL_GN1_8145 | 4 | Houston | YES | -0.005371 | 43.6 | 12.9 | 54.5 |  | 1.0362 | Cogen | -1 | 0.052532 | 0 | 0 |  |  |  |  | -0.052532 | 0
48565 | CTL_GN2_8155 | 5 | Houston | YES | -0.005371 | 9.8 | 3.4 | 12.2 |  | 1.0362 | Cogen | -1 | 0.052532 | 0 | 0 |  |  |  |  | -0.052532 | 0
48531 | BYU_GT1_8075 | 1 | Houston | YES | -0.005314 | 65 | 0 | 65 |  | 1.0362 | Cogen | -1 | 0.052475 | 0 | 0 |  |  |  |  | -0.052475 | 0
48532 | BYU_GT2_8055 | 2 | Houston | YES | -0.005314 | 62 | 0 | 62 |  | 1.0362 | Cogen | -1 | 0.052475 | 0 | 0 |  |  |  |  | -0.052475 | 0
48533 | BYU_GT3_8060 | 3 | Houston | YES | -0.005314 | 67 | 0 | 67 |  | 1.0362 | Cogen | -1 | 0.052475 | 0 | 0 |  |  |  |  | -0.052475 | 0
48534 | BYU_GT4_8065 | 4 | Houston | YES | -0.005314 | 65 | 0 | 65 |  | 1.0362 | Cogen | -1 | 0.052475 | 0 | 0 |  |  |  |  | -0.052475 | 0
48691 | GBY_73741085 | A | Houston | YES | -0.00523 | 37.6 | 20 | 47 | 0 | 1.0362 | GGT | -1 | 0.052391 | 47 | 47 |  |  |  |  | -0.052391 | -2.4624
48691 | GBY_73741085 | B | Houston | YES | -0.00523 | 37.6 | 20 | 47 | 0 | 1.0362 | GGT | -1 | 0.052391 | 47 | 47 |  |  |  |  | -0.052391 | -2.4624
48692 | GBY_81821075 | C | Houston | YES | -0.00523 | 37.6 | 20 | 47 | 0 | 1.0362 | GGT | -1 | 0.052391 | 47 | 47 |  |  |  |  | -0.052391 | -2.4624
48692 | GBY_81821075 | D | Houston | YES | -0.00523 | 44 | 20 | 55 | 0 | 1.0362 | GGT | -1 | 0.052391 | 55 | 55 |  |  |  |  | -0.052391 | -2.8815
48693 | GBY_83841065 | E | Houston | YES | -0.00523 | 45.6 | 20 | 57 | 0 | 1.0362 | GGT | -1 | 0.052391 | 57 | 57 |  |  |  |  | -0.052391 | -2.9863
48693 | GBY_83841065 | F | Houston | YES | -0.00523 | 43.2 | 20 | 54 | 0 | 1.0362 | GGT | -1 | 0.052391 | 54 | 54 |  |  |  |  | -0.052391 | -2.8291
48841 | SJS_GT1_GT1 | 1 | Houston | YES | -0.005206 | 62.4 | 49 | 78 | 0 | 1.0362 | Cogen | -1 | 0.052367 | 0 | 0 |  |  |  |  | -0.052367 | 0
48842 | SJS_GT2_GT2 | 2 | Houston | YES | -0.005206 | 64.8 | 49 | 81 | 0 | 1.0362 | Cogen | -1 | 0.052367 | 0 | 0 |  |  |  |  | -0.052367 | 0
48641 | DPEC_GT15040 | 1 | Houston | YES | -0.005181 | 163.2 | 98 | 163.2 | 0 | 1.0319 | CC | -1 | 0.052342 | 163.2 | 163.2 |  |  |  |  | -0.052342 | -8.5422
48642 | DPEC_GT25025 | 2 | Houston | YES | -0.005181 | 157.1 | 98 | 157.1 | 0 | 1.0319 | CC | -1 | 0.052342 | 157.1 | 157.1 |  |  |  |  | -0.052342 | -8.2229
48643 | DPEC_GT35010 | 3 | Houston | YES | -0.005181 | 157.5 | 98 | 157.5 | 0 | 1.0319 | CC | -1 | 0.052342 | 157.5 | 157.5 |  |  |  |  | -0.052342 | -8.2438
48644 | DPEC_GT45070 | 4 | Houston | YES | -0.005181 | 157 | 98 | 157 | 0 | 1.0319 | CC | -1 | 0.052342 | 157 | 157 |  |  |  |  | -0.052342 | -8.2176
48645 | DPEC_ST55065 | 5 | Houston | YES | -0.005181 | 282 | 0 | 282 | 0 | 1.0319 | CC | -1 | 0.052342 | 282 | 282 |  |  |  |  | -0.052342 | -14.7604
48761 | PR_GT1__9040 | 1 | Houston | YES | -0.00515 | 26 | 0 | 35 |  | 1 | Cogen | -1 | 0.052311 | 0 | 0 |  |  |  |  | -0.052311 | 0
48855 | SRB_GT211035 | B1 | Houston | YES | -0.005125 | 0 | 0 | 18 |  | 1.014 | GGT | -1 | 0.052286 | 18 | 18 |  |  |  |  | -0.052286 | -0.94114
48855 | SRB_GT211035 | B2 | Houston | YES | -0.005125 | 0 | 0 | 12 |  | 1.014 | GGT | -1 | 0.052286 | 12 | 12 |  |  |  |  | -0.052286 | -0.62743
48852 | SRB_GN2_2 | 2 | Houston | YES | -0.005123 | 140.8 | 26 | 176 | 0 | 1.0217 | GST | -1 | 0.052284 | 176 | 176 |  |  |  |  | -0.052284 | -9.2019
48851 | SRB_GN1_1 | 1 | Houston | YES | -0.005121 | 132 | 26 | 165 | 0 | 1.0217 | GST | -1 | 0.052282 | 165 | 165 |  |  |  |  | -0.052282 | -8.6265
48551 | CAL_GT1_8045 | 1 | Houston | YES | -0.00512 | 149 | 0 | 149 | 0 | 1.0326 | Cogen | -1 | 0.052281 | 0 | 0 |  |  |  |  | -0.052281 | 0
48552 | CAL_ST1_8000 | 2 | Houston | YES | -0.00512 | 65.1 | 0 | 65.1 | 0 | 1.0326 | Cogen | -1 | 0.052281 | 0 | 0 |  |  |  |  | -0.052281 | 0
48853 | SRB_GN3_3 | 3 | Houston | YES | -0.005115 | 170.4 | 35 | 213 |  | 1.0326 | GST | -1 | 0.052276 | 213 | 213 |  |  |  |  | -0.052276 | -11.1347
48611 | DIB_GT1_8080 | 1 | Houston | YES | -0.005114 | 64 | 0 | 64 | 0 | 1.0326 | Cogen | -1 | 0.052275 | 0 | 0 |  |  |  |  | -0.052275 | 0
48612 | DIB_GT2_8075 | 2 | Houston | YES | -0.005114 | 63.2 | 0 | 63.2 | 0 | 1.0326 | Cogen | -1 | 0.052275 | 0 | 0 |  |  |  |  | -0.052275 | 0
48613 | DIB_ST1_8085 | 3 | Houston | YES | -0.005114 | 67.9 | 30 | 82.6 | 0 | 1.0326 | Cogen | -1 | 0.052275 | 0 | 0 |  |  |  |  | -0.052275 | 0
48614 | DIB_GT3_8090 | 4 | Houston | YES | -0.005114 | 73.6 | 15 | 73.6 | 0 | 1.0326 | Cogen | -1 | 0.052275 | 0 | 0 |  |  |  |  | -0.052275 | 0
48845 | SOL_GT1 | 1 | Houston | YES | -0.005114 | 16.2 | 15.4 | 16.2 |  | 1.0326 | Solar | -1 | 0.052275 | 16.2 | 16.2 |  |  |  |  | -0.052275 | -0.84685
48854 | SRB_GN4_4 | 4 | Houston | YES | -0.005113 | 182.4 | 35 | 228 | 0 | 1.0326 | GST | -1 | 0.052274 | 228 | 228 |  |  |  |  | -0.052274 | -11.9184
48740 | PSG_GN2_8050 | 1 | Houston | YES | -0.005112 | 182 | 60 | 182 | 0 | 1.0326 | Cogen | -1 | 0.052273 | 0 | 0 |  |  |  |  | -0.052273 | 0
48741 | PSG_GT2_8040 | 1 | Houston | YES | -0.005112 | 158.6 | 50 | 158.6 | 0 | 1.0326 | Cogen | -1 | 0.052273 | 0 | 0 |  |  |  |  | -0.052273 | 0
48742 | PSG_GT3_8060 | 1 | Houston | YES | -0.005112 | 157 | 50 | 157 | 0 | 1.0326 | Cogen | -1 | 0.052273 | 0 | 0 |  |  |  |  | -0.052273 | 0
48820 | SHELLG1_3015 | 1 | Houston | YES | -0.005076 | 71 | 34.5 | 71 |  | 1.029 | Cogen | -1 | 0.052237 | 0 | 0 |  |  |  |  | -0.052237 | 0
48821 | SHELLG2 | 2 | Houston | YES | -0.005076 | 72 | 34.5 | 72 |  | 1.029 | Cogen | -1 | 0.052237 | 0 | 0 |  |  |  |  | -0.052237 | 0
48822 | SHELLG3_3020 | 1 | Houston | YES | -0.005076 | 39 | 0 | 39 |  | 1.029 | Cogen | -1 | 0.052237 | 0 | 0 |  |  |  |  | -0.052237 | 0
48822 | SHELLG3_3020 | 2 | Houston | YES | -0.005076 | 30 | 0 | 30 |  | 1.029 | Cogen | -1 | 0.052237 | 0 | 0 |  |  |  |  | -0.052237 | 0
48500 | APD_GT1_8005 | 1 | Houston | YES | -0.005018 | 137.6 | 54.6 | 137.6 |  | 1.0362 | Cogen | -1 | 0.052179 | 0 | 0 |  |  |  |  | -0.052179 | 0
48511 | LPE_GT1_8070 | 1 | Houston | YES | -0.005014 | 42 | 0 | 42 | 0 | 1.0362 | GGT | -1 | 0.052175 | 42 | 42 |  |  |  |  | -0.052175 | -2.1913
48512 | LPE_GT2_8075 | 2 | Houston | YES | -0.005014 | 42 | 0 | 42 | 0 | 1.0362 | GGT | -1 | 0.052175 | 42 | 42 |  |  |  |  | -0.052175 | -2.1913
48513 | LPE_GT3_8080 | 3 | Houston | YES | -0.005014 | 39 | 0 | 39 | 0 | 1.0362 | GGT | -1 | 0.052175 | 39 | 39 |  |  |  |  | -0.052175 | -2.0348
48514 | LPE_GT4_8085 | 4 | Houston | YES | -0.005014 | 39 | 0 | 39 | 0 | 1.0362 | GGT | -1 | 0.052175 | 39 | 39 |  |  |  |  | -0.052175 | -2.0348
48593 | CHE_GT1_8015 | 1 | Houston | YES | -0.004999 | 173 | 50 | 173 | 0 | 1.0362 | Cogen | -1 | 0.05216 | 0 | 0 |  |  |  |  | -0.05216 | 0
48594 | CHE_GN4_8025 | 4 | Houston | YES | -0.004999 | 142 | 60 | 142 | 0 | 1.0362 | Cogen | -1 | 0.05216 | 0 | 0 |  |  |  |  | -0.05216 | 0
48873 | THW_ST3_ST_3 | 3 | Houston | YES | -0.004916 | 107 | 19 | 107 | 0 | 1.0435 | CC | -1 | 0.052077 | 107 | 107 |  |  |  |  | -0.052077 | -5.5722
48874 | THW_ST4_ST_4 | 4 | Houston | YES | -0.004916 | 108 | 19 | 108 | 0 | 1.0435 | CC | -1 | 0.052077 | 108 | 108 |  |  |  |  | -0.052077 | -5.6243
48875 | THW_3132 | A | Houston | YES | -0.004916 | 55 | 5 | 55 | 0 | 1.0435 | CC | -1 | 0.052077 | 55 | 55 |  |  |  |  | -0.052077 | -2.8642
48875 | THW_3132 | B | Houston | YES | -0.004916 | 53 | 5 | 53 | 0 | 1.0435 | CC | -1 | 0.052077 | 53 | 53 |  |  |  |  | -0.052077 | -2.7601
48877 | THW_3334 | C | Houston | YES | -0.004916 | 55 | 5 | 55 | 0 | 1.0435 | CC | -1 | 0.052077 | 55 | 55 |  |  |  |  | -0.052077 | -2.8642
48877 | THW_3334 | D | Houston | YES | -0.004916 | 57 | 5 | 57 | 0 | 1.0435 | CC | -1 | 0.052077 | 57 | 57 |  |  |  |  | -0.052077 | -2.9684
48879 | THW_4142 | E | Houston | YES | -0.004916 | 56 | 5 | 56 | 0 | 1.0435 | CC | -1 | 0.052077 | 56 | 56 |  |  |  |  | -0.052077 | -2.9163
48879 | THW_4142 | F | Houston | YES | -0.004916 | 55 | 5 | 55 | 0 | 1.0435 | CC | -1 | 0.052077 | 55 | 55 |  |  |  |  | -0.052077 | -2.8642
48881 | THW_4344 | G | Houston | YES | -0.004916 | 58 | 5 | 58 | 0 | 1.0435 | CC | -1 | 0.052077 | 58 | 58 |  |  |  |  | -0.052077 | -3.0204
48881 | THW_4344 | H | Houston | YES | -0.004916 | 58 | 5 | 58 | 0 | 1.0435 | CC | -1 | 0.052077 | 58 | 58 |  |  |  |  | -0.052077 | -3.0204
48582 | CBY_GN2_2 | 2 | Houston | YES | -0.004871 | 596.8 | 110 | 746 | 0 | 1.0435 | GSC | -1 | 0.052032 | 746 | 746 |  |  |  |  | -0.052032 | -38.8157
49803 | EXN_15GT | 1 | Houston | YES | -0.004846 | 33 | 8.3 | 34 |  | 1.0326 | Cogen | -1 | 0.052007 | 0 | 0 |  |  |  |  | -0.052007 | 0
49804 | EXN_16GT | 2 | Houston | YES | -0.004846 | 32 | 8.3 | 34.7 |  | 1.0326 | Cogen | -1 | 0.052007 | 0 | 0 |  |  |  |  | -0.052007 | 0
49805 | EXN_17GT | 3 | Houston | YES | -0.004846 | 31 | 8.3 | 32.7 |  | 1.0326 | Cogen | -1 | 0.052007 | 0 | 0 |  |  |  |  | -0.052007 | 0
49826 | EXN938GT | 5 | Houston | YES | -0.004846 | 43 | 9.2 | 45.9 | 0 | 1.0326 | Cogen | -1 | 0.052007 | 0 | 0 |  |  |  |  | -0.052007 | 0
49828 | EXN941GT | 10 | Houston | YES | -0.004846 | 17.7 | 5.4 | 17.7 | 0 | 1.0326 | Cogen | -1 | 0.052007 | 0 | 0 |  |  |  |  | -0.052007 | 0
49829 | EXN942GT | 11 | Houston | YES | -0.004846 | 20 | 5.4 | 20.4 | 0 | 1.0326 | Cogen | -1 | 0.052007 | 0 | 0 |  |  |  |  | -0.052007 | 0
49830 | EXN943GT | 12 | Houston | YES | -0.004846 | 19 | 5.4 | 19.9 | 0 | 1.0326 | Cogen | -1 | 0.052007 | 0 | 0 |  |  |  |  | -0.052007 | 0
49831 | EXN944GT | 13 | Houston | YES | -0.004846 | 33 | 5.4 | 35 | 0 | 1.0326 | Cogen | -1 | 0.052007 | 0 | 0 |  |  |  |  | -0.052007 | 0
49832 | EXN945GT | 9 | Houston | YES | -0.004846 | 18.5 | 9.2 | 18.5 | 0 | 1.0326 | Cogen | -1 | 0.052007 | 0 | 0 |  |  |  |  | -0.052007 | 0
49837 | EXN_GT | 4 | Houston | YES | -0.004846 | 81 | 21.3 | 85.4 | 0 | 1.0326 | Cogen | -1 | 0.052007 | 0 | 0 |  |  |  |  | -0.052007 | 0
49838 | EXN_14GT | 14 | Houston | YES | -0.004846 | 140 | 0 | 148 |  | 1.0326 | Cogen | -1 | 0.052007 | 0 | 0 |  |  |  |  | -0.052007 | 0
48883 | THW_GT1_GT_1 | B2 | Houston | YES | -0.004825 | 0 | 0 | 12 |  | 1.043 | GGT | -1 | 0.051986 | 12 | 12 |  |  |  |  | -0.051986 | -0.62383
48651 | EP_1_2 | 1 | Houston | YES | -0.00478 | 4 | 0 | 5 | 0 | 1.0362 | Cogen | -1 | 0.051941 | 0 | 0 |  |  |  |  | -0.051941 | 0
48651 | EP_1_2 | 2 | Houston | YES | -0.00478 | 17.7 | 10 | 21 | 0 | 1.0362 | Cogen | -1 | 0.051941 | 0 | 0 |  |  |  |  | -0.051941 | 0
48791 | PSA_GT1_8160 | 1 | Houston | YES | -0.004777 | 52 | 20.8 | 65 | 0 | 1.0362 | Cogen | -1 | 0.051938 | 0 | 0 |  |  |  |  | -0.051938 | 0
48792 | PSA_GT2_8155 | 2 | Houston | YES | -0.004777 | 52.8 | 20.3 | 66 | 0 | 1.0362 | Cogen | -1 | 0.051938 | 0 | 0 |  |  |  |  | -0.051938 | 0
48793 | PSA_GT3_8150 | 3 | Houston | YES | -0.004777 | 56 | 20.3 | 70 | 0 | 1.0362 | Cogen | -1 | 0.051938 | 0 | 0 |  |  |  |  | -0.051938 | 0
48794 | PSA_GT4_8145 | 4 | Houston | YES | -0.004777 | 52.8 | 20.3 | 66 | 0 | 1.0362 | Cogen | -1 | 0.051938 | 0 | 0 |  |  |  |  | -0.051938 | 0
48795 | PSA_GT5_8140 | 5 | Houston | YES | -0.004777 | 51.2 | 20.3 | 64 | 0 | 1.0362 | Cogen | -1 | 0.051938 | 0 | 0 |  |  |  |  | -0.051938 | 0
48796 | PSA_GN1_8165 | 1 | Houston | YES | -0.004777 | 83.2 | 43.1 | 104 | 0 | 1.0362 | Cogen | -1 | 0.051938 | 0 | 0 |  |  |  |  | -0.051938 | 0
48797 | PSA_GT6_8135 | 6 | Houston | YES | -0.004777 | 47.2 | 34.5 | 59 | 0 | 1.0362 | Cogen | -1 | 0.051938 | 0 | 0 |  |  |  |  | -0.051938 | 0
48581 | CBY_GN1_1 | 1 | Houston | YES | -0.004776 | 595.2 | 108 | 744 | 0 | 1.0435 | GSC | -1 | 0.051937 | 744 | 744 |  |  |  |  | -0.051937 | -38.6409
48815 | CVC_GT4_8005 | 4 | Houston | YES | -0.004755 | 165 | 91.8 | 165 |  | 1.0362 | Cogen | -1 | 0.051916 | 0 | 0 |  |  |  |  | -0.051916 | 0
48583 | CBY_GT4_1 | 1 | Houston | YES | -0.004746 | 172 | 0 | 172 | 0 | 1.026 | GSC | -1 | 0.051907 | 172 | 172 |  |  |  |  | -0.051907 | -8.928
48584 | CBY_GT4_2 | 2 | Houston | YES | -0.004746 | 172 | 0 | 172 | 0 | 1.026 | CC | -1 | 0.051907 | 172 | 172 |  |  |  |  | -0.051907 | -8.928
48585 | CBY_ST4_1 | 3 | Houston | YES | -0.004746 | 172 | 0 | 172 | 0 | 1.026 | CC | -1 | 0.051907 | 172 | 172 |  |  |  |  | -0.051907 | -8.928
48595 | BTE_GT2_8075 | 1 | Houston | YES | -0.004676 | 162.8 | 130 | 162.8 | 0 | 1.0261 | CC | -1 | 0.051837 | 162.8 | 162.8 |  |  |  |  | -0.051837 | -8.439
48596 | BTE_GT3_8045 | 2 | Houston | YES | -0.004676 | 161.4 | 130 | 161.4 | 0 | 1.0261 | CC | -1 | 0.051837 | 161.4 | 161.4 |  |  |  |  | -0.051837 | -8.3664
48597 | BTE_GT4_8055 | 3 | Houston | YES | -0.004676 | 158.9 | 130 | 158.9 | 0 | 1.0261 | CC | -1 | 0.051837 | 158.9 | 158.9 |  |  |  |  | -0.051837 | -8.2369
48598 | BTE_ST1_8070 | 4 | Houston | YES | -0.004676 | 269.2 | 60 | 269.2 | 0 | 1.0261 | CC | -1 | 0.051837 | 269.2 | 269.2 |  |  |  |  | -0.051837 | -13.9544
48690 | GBY_GN5_5 | 5 | Houston | YES | -0.00465 | 318.4 | 81 | 398 |  | 1.0362 | GSC | -1 | 0.051811 | 398 | 398 |  |  |  |  | -0.051811 | -20.6207
48885 | THW_5152 | A | Houston | YES | -0.004618 | 46.4 | 5 | 58 |  | 1.0319 | GGT | -1 | 0.051779 | 58 | 58 |  |  |  |  | -0.051779 | -3.0032
48885 | THW_5152 | B | Houston | YES | -0.004618 | 47.2 | 5 | 59 |  | 1.0319 | GGT | -1 | 0.051779 | 59 | 59 |  |  |  |  | -0.051779 | -3.0549
48886 | THW_5354 | C | Houston | YES | -0.004618 | 45.6 | 5 | 57 |  | 1.0319 | GGT | -1 | 0.051779 | 57 | 57 |  |  |  |  | -0.051779 | -2.9514
48886 | THW_5354 | D | Houston | YES | -0.004618 | 46.4 | 5 | 58 |  | 1.0319 | GGT | -1 | 0.051779 | 58 | 58 |  |  |  |  | -0.051779 | -3.0032
48887 | THW_5556 | E | Houston | YES | -0.004618 | 47.2 | 5 | 59 |  | 1.0319 | GGT | -1 | 0.051779 | 59 | 59 |  |  |  |  | -0.051779 | -3.0549
48887 | THW_5556 | F | Houston | YES | -0.004618 | 45.6 | 5 | 57 |  | 1.0319 | GGT | -1 | 0.051779 | 57 | 57 |  |  |  |  | -0.051779 | -2.9514
48591 | CHE_GT2_5030 | 2 | Houston | YES | -0.004198 | 173 | 50 | 173 | 0 | 1.029 | Cogen | -1 | 0.051359 | 0 | 0 |  |  |  |  | -0.051359 | 0
48811 | CVC_GT3_5045 | 3 | Houston | YES | -0.004198 | 156 | 91.8 | 156 | 0 | 1.029 | Cogen | -1 | 0.051359 | 0 | 0 |  |  |  |  | -0.051359 | 0
48812 | CVC_GT2_5020 | 2 | Houston | YES | -0.004198 | 158 | 91.8 | 158 | 0 | 1.029 | Cogen | -1 | 0.051359 | 0 | 0 |  |  |  |  | -0.051359 | 0
48813 | CVC_GT1_5035 | 1 | Houston | YES | -0.004198 | 160 | 91.8 | 160 | 0 | 1.029 | Cogen | -1 | 0.051359 | 0 | 0 |  |  |  |  | -0.051359 | 0
48814 | CVC_ST5_5040 | 1 | Houston | YES | -0.004198 | 162 | 91.8 | 162 | 0 | 1.029 | Cogen | -1 | 0.051359 | 0 | 0 |  |  |  |  | -0.051359 | 0
48671 | FTR_GT1_5105 | 1 | North | YES | -0.000419 | 154.2 | 0 | 154.2 | 0 | 1.0319 | CC | -1 | 0.04758 | 154.2 | 154.2 |  |  | -0.06461 | 154.2 | -0.04758 | -7.3368
48672 | FTR_GT2_5110 | 2 | North | YES | -0.000419 | 159 | 0 | 159 | 0 | 1.0319 | CC | -1 | 0.04758 | 159 | 159 |  |  | -0.066621 | 159 | -0.04758 | -7.5652
48673 | FTR_GT3_5085 | 3 | North | YES | -0.000419 | 158 | 0 | 158 | 0 | 1.0319 | CC | -1 | 0.04758 | 158 | 158 |  |  | -0.066202 | 158 | -0.04758 | -7.5176
48674 | FTR_CN4_5095 | 4 | North | YES | -0.000419 | 380 | 0 | 380 | 0 | 1.0319 | CC | -1 | 0.04758 | 380 | 380 |  |  | -0.15922 | 380 | -0.04758 | -18.0803
5934 | SI_RAY5 | 5 | South | YES | 0 | 0 | 10 | 15 |  | 1.035 | GST | -1 | 0.047161 | 15 | 15 |  |  |  |  | -0.047161 | -0.70741
8139 | JOS #1 | MB | South | YES | 0 | 0 | 45 | 255 |  | 1.02 | GST | -1 | 0.047161 | 0 | 0 |  |  |  |  | -0.047161 | 0
8285 | LAR #1 | MB | South | YES | 0 | 0 | 9 | 32 |  | 1.0497 | GST | -1 | 0.047161 | 0 | 0 |  |  |  |  | -0.047161 | 0
8287 | LAR #2 | MB | South | YES | 0 | 0 | 9 | 32 |  | 1.04 | GST | -1 | 0.047161 | 0 | 0 |  |  |  |  | -0.047161 | 0
8288 | LAR #3 | MB | South | YES | 0 | 0 | 25 | 105 |  | 1.04 | GST | -1 | 0.047161 | 0 | 0 |  |  |  |  | -0.047161 | 0
8388 | BATES0A | MB | South | YES | 0 | 0 | 21 | 71 |  | 1.033 | GST | -1 | 0.047161 | 0 | 0 |  |  |  |  | -0.047161 | 0
8393 | BATES0B | MB | South | YES | 0 | 0 | 25 | 110 |  | 1.03 | GST | -1 | 0.047161 | 0 | 0 |  |  |  |  | -0.047161 | 0
8437 | NUECES_B0C | MB | South | YES | 0 | 0 | 7 | 30 |  | 1.03 | GST | -1 | 0.047161 | 0 | 0 |  |  |  |  | -0.047161 | 0
8438 | NUECES_B0B | MB | South | YES | 0 | 0 | 26 | 169 |  | 1.03 | GST | -1 | 0.047161 | 0 | 0 |  |  |  |  | -0.047161 | 0
8442 | NUECES_B0A | MB | South | YES | 0 | 0 | 81 | 367 |  | 1.03 | GST | -1 | 0.047161 | 0 | 0 |  |  |  |  | -0.047161 | 0
39190 | TNSLCGN1__8 | 1 | Houston | YES | 0 | 0 | 10 | 30 |  | 1.03 | Cogen | -1 | 0.047161 | 0 | 0 |  |  |  |  | -0.047161 | 0
3416 | LAKE_CRK1_G | 1 | North | YES | 7.2e-05 | 60 | 33 | 75 |  | 1.029 | GST | -1 | 0.047089 | 75 | 75 |  |  | 0.0054 | 75 | -0.047089 | -3.5317
3417 | LAKE_CRK2_G | 2 | North | YES | 7.2e-05 | 177.6 | 40 | 222 | 0 | 1.029 | GST | -1 | 0.047089 | 222 | 222 |  |  | 0.015984 | 222 | -0.047089 | -10.4537
32883 | BRYN_DNSBY3 | 1 | North | YES | 0.000138 | 0 | 2 | 48 |  | 1.015 | GST | -1 | 0.047023 | 48 | 48 |  |  | 0.006624 | 48 | -0.047023 | -2.2571
32884 | BRYN_DNSBY13 | 1 | North | YES | 0.000138 | 46 | 2 | 46 | 0 | 1.015 | GST | -1 | 0.047023 | 46 | 46 |  |  | 0.006348 | 46 | -0.047023 | -2.163
32892 | BRYN_DNSBY14 | 1 | North | YES | 0.000138 | 84 | 25 | 105 | 0 | 1.035 | GST | -1 | 0.047023 | 105 | 105 |  |  | 0.01449 | 105 | -0.047023 | -4.9374
32886 | BRYN_ATKINS3 | MB | North | YES | 0.000184 | 0 | 5 | 12 |  | 1 | GST | -1 | 0.046977 | 0 | 0 |  |  | 0 | 0 | -0.046977 | 0
32887 | BRYN_ATKINS6 | MB | North | YES | 0.000184 | 0 | 12 | 51 |  | 1.028 | GST | -1 | 0.046977 | 0 | 0 |  |  | 0 | 0 | -0.046977 | 0
32888 | BRYN_ATKINS7 | 1 | North | YES | 0.000184 | 13.6 | 4 | 17 |  | 1.028 | GGT | -1 | 0.046977 | 17 | 17 |  |  | 0.003128 | 17 | -0.046977 | -0.7986
32890 | BRYN_ATKINS4 | MB | North | YES | 0.000184 | 0 | 5 | 22 |  | 1.031 | GST | -1 | 0.046977 | 0 | 0 |  |  | 0 | 0 | -0.046977 | 0
32891 | BRYN_ATKINS5 | MB | North | YES | 0.000184 | 0 | 5 | 25 |  | 1.031 | GST | -1 | 0.046977 | 0 | 0 |  |  | 0 | 0 | -0.046977 | 0
32798 | BRYN_TAMUGEN | 1 | North | YES | 0.000205 | 32 | 0 | 32 |  | 1.02 | GST | -1 | 0.046956 | 32 | 32 |  |  | 0.00656 | 32 | -0.046956 | -1.5026
990 | GIBN_CREK_G1 | 1 | North | YES | 0.000348 | 463 | 200 | 463 | 0 | 1.0275 | LIGCO | -1 | 0.046813 | 0 | 463 |  |  | 0 | 0 | -0.046813 | 0
3403 | THOUSE_1G | 1 | North | YES | 0.000982 | 563 | 200 | 563 | 0 | 1.012 | GSC | -1 | 0.046179 | 563 | 563 |  |  | 0.55287 | 563 | -0.046179 | -25.9986
3404 | THOUSE_2G | 2 | North | YES | 0.000982 | 807 | 250 | 807 | 0 | 1.012 | GSC | -1 | 0.046179 | 807 | 807 |  |  | 0.79247 | 807 | -0.046179 | -37.2662
238 | BOSQUESW505 | 1 | North | YES | 0.002176 | 255 | 0 | 255 | 0 | 1.02 | CC | -1 | 0.044985 | 255 | 255 |  |  | 0.55488 | 255 | -0.044985 | -11.4711
239 | BOSQUESW502 | 1 | North | YES | 0.002176 | 119.2 | 0 | 149 | 0 | 1.02 | GGT | -1 | 0.044985 | 149 | 149 |  |  | 0.32422 | 149 | -0.044985 | -6.7027
247 | BOSQUESW501 | 2 | North | YES | 0.002176 | 124.8 | 0 | 156 | 0 | 1.02 | GGT | -1 | 0.044985 | 156 | 156 |  |  | 0.33946 | 156 | -0.044985 | -7.0176
39960 | TNTNPONE_18 | 1 | North | YES | 0.002846 | 152.3 | 30 | 152.3 |  | 1.04 | LIGCO | -1 | 0.044315 | 0 | 152.3 |  |  | 0 | 0 | -0.044315 | 0
39970 | TNTNPONE_28 | 1 | North | YES | 0.002846 | 153 | 30 | 153 |  | 1.04 | LIGCO | -1 | 0.044315 | 0 | 153 |  |  | 0 | 0 | -0.044315 | 0
251 | BOSQUESW803 | 2 | North | YES | 0.003196 | 150 | 0 | 150 |  | 1.032 | CC | -1 | 0.043965 | 150 | 150 |  |  | 0.4794 | 150 | -0.043965 | -6.5947
253 | BOSQUESW804 | 2 | North | YES | 0.003196 | 80 | 0 | 80 |  | 1.032 | CC | -1 | 0.043965 | 80 | 80 |  |  | 0.25568 | 80 | -0.043965 | -3.5172
48721 | LEG_1___1 | 1 | North | YES | 0.003862 | 827 | 357 | 827 | 0 | 1.0348 | LIGCO | -1 | 0.043299 | 0 | 827 |  |  | 0 | 0 | -0.043299 | 0
48722 | LEG_2___2 | 2 | North | YES | 0.003862 | 819 | 357 | 819 | 0 | 1.0348 | LIGCO | -1 | 0.043299 | 0 | 819 |  |  | 0 | 0 | -0.043299 | 0
244 | WHITNYDM01 | 1 | North | YES | 0.004604 | 15 | 0 | 15 | 0 | 1.035 | Hydro | -1 | 0.042557 | 0 | 0 |  |  | 0 | 0 | -0.042557 | 0
245 | WHITNYDM02 | 2 | North | YES | 0.004604 | 15 | 0 | 15 | 0 | 1.035 | Hydro | -1 | 0.042557 | 0 | 0 |  |  | 0 | 0 | -0.042557 | 0
80010 | EPLVT1 | F | South | YES | 0.0058 | 0 | 0 | 0 |  | 1.0376 | #N/A | -1 | 0.041361 | 0 | 0 |  |  |  |  | -0.041361 | 0
3381 | BBRN_1G | 1 | North | YES | 0.006361 | 618 | 225 | 618 | 0 | 1.03 | LIGCO | -1 | 0.0408 | 0 | 618 |  |  | 0 | 0 | -0.0408 | 0
3382 | BBRN_2G | 2 | North | YES | 0.006361 | 589 | 225 | 589 | 0 | 1.03 | LIGCO | -1 | 0.0408 | 0 | 589 |  |  | 0 | 0 | -0.0408 | 0
13131 | CALFREST_1G | 1 | North | YES | 0.006667 | 150.7 | 40 | 150.7 | 0 | 1.031 | CC | -1 | 0.040494 | 150.7 | 150.7 |  |  | 1.0047 | 150.7 | -0.040494 | -6.1024
13132 | CALFREST_2G | 2 | North | YES | 0.006667 | 151 | 57 | 151 | 0 | 1.031 | CC | -1 | 0.040494 | 151 | 151 |  |  | 1.0067 | 151 | -0.040494 | -6.1146
13133 | CALFREST_3G | 3 | North | YES | 0.006667 | 177.4 | 40 | 177.4 | 0 | 1.031 | CC | -1 | 0.040494 | 177.4 | 177.4 |  |  | 1.1827 | 177.4 | -0.040494 | -7.1836
13134 | CALFREST_4G | 4 | North | YES | 0.006724 | 151.5 | 40 | 151.5 | 0 | 1.031 | CC | -1 | 0.040437 | 151.5 | 151.5 |  |  | 1.0187 | 151.5 | -0.040437 | -6.1262
13135 | CALFREST_5G | 5 | North | YES | 0.006724 | 152.3 | 57 | 152.3 | 0 | 1.031 | CC | -1 | 0.040437 | 152.3 | 152.3 |  |  | 1.0241 | 152.3 | -0.040437 | -6.1585
13136 | CALFREST_6G | 6 | North | YES | 0.006724 | 177.5 | 40 | 177.5 | 0 | 1.031 | CC | -1 | 0.040437 | 177.5 | 177.5 |  |  | 1.1935 | 177.5 | -0.040437 | -7.1775
8262 | ELPS | 1 | South | YES | 0.007869 | 6 | 6 | 6 | 0 | 1.15 | Hydro | -1 | 0.039292 | 0 | 0 |  |  |  |  | -0.039292 | 0
3126 | TRINIDAD_6G | 1 | North | YES | 0.007889 | 179.2 | 46 | 224 | 0 | 1 | GST | -1 | 0.039272 | 224 | 224 |  |  | 1.7671 | 224 | -0.039272 | -8.7969
3107 | STRYKER_1G | 1 | North | YES | 0.008072 | 145.6 | 45 | 182 | 0 | 1.029 | GST | -1 | 0.039089 | 182 | 182 |  |  | 1.4691 | 182 | -0.039089 | -7.1141
3108 | STRYKER_2G | 2 | North | YES | 0.008072 | 484 | 75 | 484 | 0 | 1.029 | GST | -1 | 0.039089 | 484 | 484 |  |  | 3.9068 | 484 | -0.039089 | -18.9189
3113 | LUFKINWB_1G | 1 | North | YES | 0.008139 | 0 | 0 | 50 |  | 1.01 | #N/A | -1 | 0.039022 | 50 | 50 |  |  | 0.40695 | 50 | -0.039022 | -1.9511
3348 | CHAMPION_1G | MB | North | YES | 0.008153 | 0 | 42 | 42 |  | 1 | Cogen | -1 | 0.039008 | 0 | 0 |  |  | 0 | 0 | -0.039008 | 0
13116 | TGATEWAY_1G | 1 | North | YES | 0.008309 | 151 | 30 | 151 | 0 | 1.0232 | CC | -1 | 0.038852 | 151 | 151 |  |  | 1.2547 | 151 | -0.038852 | -5.8666
13117 | TGATEWAY_2G | 2 | North | YES | 0.008309 | 130 | 30 | 130 | 0 | 1.0232 | CC | -1 | 0.038852 | 130 | 130 |  |  | 1.0802 | 130 | -0.038852 | -5.0507
13118 | TGATEWAY_3G | 3 | North | YES | 0.008309 | 148 | 30 | 148 | 0 | 1.0232 | CC | -1 | 0.038852 | 148 | 148 |  |  | 1.2297 | 148 | -0.038852 | -5.7501
13119 | TGATEWAY_4G | 4 | North | YES | 0.008309 | 399 | 65 | 399 | 0 | 1.0232 | CC | -1 | 0.038852 | 399 | 399 |  |  | 3.3153 | 399 | -0.038852 | -15.5018
3097 | MARTLAKE_1G | 1 | North | YES | 0.00847 | 790 | 500 | 790 | 0 | 1.017 | LIGCO | -1 | 0.038691 | 0 | 790 |  |  | 0 | 0 | -0.038691 | 0
3098 | MARTLAKE_2G | 2 | North | YES | 0.00847 | 795 | 461 | 795 | 0 | 1.017 | LIGCO | -1 | 0.038691 | 0 | 795 |  |  | 0 | 0 | -0.038691 | 0
3099 | MARTLAKE_3G | 3 | North | YES | 0.00847 | 804 | 500 | 804 | 0 | 1.017 | LIGCO | -1 | 0.038691 | 0 | 804 |  |  | 0 | 0 | -0.038691 | 0
12322 | ENNSTRAC_1G | 1 | North | YES | 0.008864 | 196 | 130 | 196 | 0 | 1.036 | CC | -1 | 0.038297 | 196 | 196 |  |  | 1.7373 | 196 | -0.038297 | -7.5062
12323 | ENNSTRAC_2G | 2 | North | YES | 0.008864 | 116 | 100 | 116 | 0 | 1.036 | CC | -1 | 0.038297 | 116 | 116 |  |  | 1.0282 | 116 | -0.038297 | -4.4424
1941 | MDLTHELP_1G | 1 | North | YES | 0.009021 | 216.4 | 74 | 216.4 | 0 | 1 | CC | -1 | 0.03814 | 216.4 | 216.4 |  |  | 1.9521 | 216.4 | -0.03814 | -8.2534
1942 | MDLTHELP_2G | 2 | North | YES | 0.009021 | 216.1 | 74 | 216.1 | 0 | 1 | CC | -1 | 0.03814 | 216.1 | 216.1 |  |  | 1.9494 | 216.1 | -0.03814 | -8.242
1937 | MDLTHELP_5G | 5 | North | YES | 0.009654 | 224 | 74 | 224 | 0 | 1 | CC | -1 | 0.037507 | 224 | 224 |  |  | 2.1625 | 224 | -0.037507 | -8.4015
1938 | MDLTHELP_6G | 6 | North | YES | 0.009654 | 226 | 74 | 226 | 0 | 1 | CC | -1 | 0.037507 | 226 | 226 |  |  | 2.1818 | 226 | -0.037507 | -8.4765
1943 | MDLTHELP_3G | 3 | North | YES | 0.009654 | 212 | 74 | 212 | 0 | 1 | CC | -1 | 0.037507 | 212 | 212 |  |  | 2.0466 | 212 | -0.037507 | -7.9514
1944 | MDLTHELP_4G | 4 | North | YES | 0.009654 | 211 | 74 | 211 | 0 | 1 | CC | -1 | 0.037507 | 211 | 211 |  |  | 2.037 | 211 | -0.037507 | -7.9139
12411 | FPLEFR1A_G | 1 | North | YES | 0.009661 | 161 | 72 | 161 | 0 | 1 | CC | -1 | 0.0375 | 161 | 161 |  |  | 1.5554 | 161 | -0.0375 | -6.0375
12412 | FPLEFR1B_G | 2 | North | YES | 0.009661 | 164 | 72 | 164 | 0 | 1 | CC | -1 | 0.0375 | 164 | 164 |  |  | 1.5844 | 164 | -0.0375 | -6.15
12413 | FPLEFR1C_G | 3 | North | YES | 0.009661 | 164 | 72 | 164 | 0 | 1 | CC | -1 | 0.0375 | 164 | 164 |  |  | 1.5844 | 164 | -0.0375 | -6.15
12414 | FPLEFR1S_G | 4 | North | YES | 0.009661 | 414 | 191 | 414 | 0 | 1 | CC | -1 | 0.0375 | 414 | 414 |  |  | 3.9997 | 414 | -0.0375 | -15.5249
12421 | FPLEFR2A_G | 1 | North | YES | 0.009661 | 162 | 72 | 162 | 0 | 1 | CC | -1 | 0.0375 | 162 | 162 |  |  | 1.5651 | 162 | -0.0375 | -6.075
12422 | FPLEFR2B_G | 2 | North | YES | 0.009661 | 161 | 72 | 161 | 0 | 1 | CC | -1 | 0.0375 | 161 | 161 |  |  | 1.5554 | 161 | -0.0375 | -6.0375
12423 | FPLEFR2C_G | 3 | North | YES | 0.009661 | 163 | 72 | 163 | 0 | 1 | CC | -1 | 0.0375 | 163 | 163 |  |  | 1.5747 | 163 | -0.0375 | -6.1125
12424 | FPLEFR2S_G | 4 | North | YES | 0.009661 | 415 | 191 | 415 | 0 | 1 | CC | -1 | 0.0375 | 415 | 415 |  |  | 4.0093 | 415 | -0.0375 | -15.5624
12440 | PARKD_1SVC8 | 1 | North | YES | 0.009747 | 0 | 0 | 0 | 0 | 1.007 | GST | -1 | 0.037414 | 0 | 0 |  |  | 0 | 0 | -0.037414 | 0
12449 | PARKD_2SVC8 | 1 | North | YES | 0.009747 | 0 | 0 | 0 | 0 | 1.007 | GST | -1 | 0.037414 | 0 | 0 |  |  | 0 | 0 | -0.037414 | 0
2451 | LKHB1_G | 1 | North | YES | 0.009806 | 0 | 80 | 391 |  | 1.022 | GST | -1 | 0.037355 | 391 | 391 |  |  | 3.8341 | 391 | -0.037355 | -14.6057
2452 | LKHB2_G | 2 | North | YES | 0.009806 | 516 | 80 | 516 | 0 | 1.022 | GST | -1 | 0.037355 | 516 | 516 |  |  | 5.0599 | 516 | -0.037355 | -19.275
2413 | MTCK6_G | 6 | North | YES | 0.009833 | 0 | 30 | 118 |  | 1.022 | GST | -1 | 0.037328 | 118 | 118 |  |  | 1.1603 | 118 | -0.037328 | -4.4047
2414 | MTCK7_G | 7 | North | YES | 0.009833 | 0 | 30 | 115 |  | 1.022 | GST | -1 | 0.037328 | 115 | 115 |  |  | 1.1308 | 115 | -0.037328 | -4.2927
2417 | MTCK8_G | 8 | North | YES | 0.009833 | 444.8 | 60 | 556 | 0 | 1.022 | GSC | -1 | 0.037328 | 556 | 556 |  |  | 5.4671 | 556 | -0.037328 | -20.7542
2418 | MTCK2_G | 2 | North | YES | 0.009986 | 0 | 10 | 23 |  | 0.971 | #N/A | -1 | 0.037175 | 23 | 23 |  |  | 0.22968 | 23 | -0.037175 | -0.85502
2419 | MTCK3_G | MB | North | YES | 0.009986 | 0 | 10 | 63 |  | 0.971 | #N/A | -1 | 0.037175 | 63 | 63 |  |  | 0.62912 | 63 | -0.037175 | -2.342
948 | STEAM1 | 1 | North | YES | 0.010061 | 0 | 12 | 20 |  | 1.02 | GST | -1 | 0.0371 | 20 | 20 |  |  | 0.20122 | 20 | -0.0371 | -0.74199
949 | STEAM2 | 1 | North | YES | 0.010062 | 26 | 8 | 26 | 0 | 0.99 | GST | -1 | 0.037099 | 26 | 26 |  |  | 0.26161 | 26 | -0.037099 | -0.96457
950 | STEAM3 | 1 | North | YES | 0.010062 | 41 | 13 | 42 | 0 | 1.02 | GST | -1 | 0.037099 | 42 | 42 |  |  | 0.4226 | 42 | -0.037099 | -1.5581
837 | NEWMAN_G5 | 1 | North | YES | 0.010074 | 0 | 15 | 40 |  | 1.01 | GST | -1 | 0.037087 | 40 | 40 |  |  | 0.40296 | 40 | -0.037087 | -1.4835
842 | OLINGER_G1 | 1 | North | YES | 0.010131 | 55.4 | 20 | 79 | 0 | 1.03 | GST | -1 | 0.03703 | 79 | 79 |  |  | 0.80035 | 79 | -0.03703 | -2.9253
843 | OLINGER_G2 | 1 | North | YES | 0.010131 | 76.2 | 25 | 110 | 0 | 1.03 | GST | -1 | 0.03703 | 110 | 110 |  |  | 1.1144 | 110 | -0.03703 | -4.0733
844 | OLINGER_G3 | 1 | North | YES | 0.010131 | 103.9 | 45 | 150 | 0 | 1.03 | GST | -1 | 0.03703 | 150 | 150 |  |  | 1.5196 | 150 | -0.03703 | -5.5545
845 | OLINGER_G4 | 1 | North | YES | 0.010131 | 51.9 | 0 | 76 | 0 | 1.03 | GGT | -1 | 0.03703 | 76 | 76 |  |  | 0.76996 | 76 | -0.03703 | -2.8143
1701 | MOSES_1G | 1 | North | YES | 0.010367 | 558 | 175 | 558 | 0 | 1.023 | LIGCO | -1 | 0.036794 | 0 | 558 |  |  | 0 | 0 | -0.036794 | 0
1702 | MOSES_2G | 2 | North | YES | 0.010367 | 579 | 175 | 579 | 0 | 1.023 | LIGCO | -1 | 0.036794 | 0 | 579 |  |  | 0 | 0 | -0.036794 | 0
1703 | MOSES_3G | 3 | North | YES | 0.010367 | 808 | 463 | 808 | 0 | 1.023 | LIGCO | -1 | 0.036794 | 0 | 808 |  |  | 0 | 0 | -0.036794 | 0
5925 | DCEAST | EQ | North | YES | 0.010367 | 400.3 | -600 | 600 | 0 | 1.025 | DCTie | -1 | 0.036794 | 0 | 0 |  |  | 0 | 0 | -0.036794 | 0
1675 | PEC_1G | 1 | North | YES | 0.010465 | 76.7 | 35 | 76.7 | 0 | 1.022 | Cogen | -1 | 0.036696 | 0 | 0 |  |  | 0 | 0 | -0.036696 | 0
1676 | PEC_2G | 2 | North | YES | 0.010465 | 79.6 | 35 | 79.6 | 0 | 1.022 | Cogen | -1 | 0.036696 | 0 | 0 |  |  | 0 | 0 | -0.036696 | 0
1677 | PEC_3G | 3 | North | YES | 0.010465 | 88.4 | 35 | 88.4 | 0 | 1.022 | Cogen | -1 | 0.036696 | 0 | 0 |  |  | 0 | 0 | -0.036696 | 0
1678 | LAMARPWR_1G | 1 | North | YES | 0.010493 | 160 | 67.7 | 160 | 0 | 1.038 | CC | -1 | 0.036668 | 160 | 160 |  |  | 1.6789 | 160 | -0.036668 | -5.8668
1679 | LAMARPWR_2G | 2 | North | YES | 0.010493 | 156 | 67.7 | 156 | 0 | 1.038 | CC | -1 | 0.036668 | 156 | 156 |  |  | 1.6369 | 156 | -0.036668 | -5.7202
1680 | LAMARPWR_3G | 3 | North | YES | 0.010493 | 196 | 129.1 | 196 | 0 | 1.038 | CC | -1 | 0.036668 | 196 | 196 |  |  | 2.0566 | 196 | -0.036668 | -7.1869
1681 | LAMARPWR_4G | 4 | North | YES | 0.010493 | 156 | 67.7 | 156 | 0 | 1.038 | CC | -1 | 0.036668 | 156 | 156 |  |  | 1.6369 | 156 | -0.036668 | -5.7202
1682 | LAMARPWR_5G | 5 | North | YES | 0.010493 | 157 | 67.7 | 157 | 0 | 1.038 | CC | -1 | 0.036668 | 157 | 157 |  |  | 1.6474 | 157 | -0.036668 | -5.7568
1683 | LAMARPWR_6G | 6 | North | YES | 0.010493 | 198 | 129.1 | 198 | 0 | 1.038 | CC | -1 | 0.036668 | 198 | 198 |  |  | 2.0776 | 198 | -0.036668 | -7.2602
1689 | VALLEY_3G | 3 | North | YES | 0.010555 | 0 | 25 | 375 |  | 1.003 | GST | -1 | 0.036606 | 375 | 375 |  |  | 3.9581 | 375 | -0.036606 | -13.7271
11691 | KMICHICT1_G | 1 | North | YES | 0.010555 | 144 | 80 | 144 | 0 | 1.026 | CC | -1 | 0.036606 | 144 | 144 |  |  | 1.5199 | 144 | -0.036606 | -5.2712
11692 | KMICHICT2_G | 2 | North | YES | 0.010555 | 146 | 80 | 146 | 0 | 1.026 | CC | -1 | 0.036606 | 146 | 146 |  |  | 1.541 | 146 | -0.036606 | -5.3444
11693 | KMICHIST3_G | 3 | North | YES | 0.010555 | 312 | 60 | 312 | 0 | 1.026 | CC | -1 | 0.036606 | 312 | 312 |  |  | 3.2932 | 312 | -0.036606 | -11.421
11694 | KMICHICT4_G | 4 | North | YES | 0.010555 | 144 | 80 | 144 | 0 | 1.026 | CC | -1 | 0.036606 | 144 | 144 |  |  | 1.5199 | 144 | -0.036606 | -5.2712
11695 | KMICHICT5_G | 5 | North | YES | 0.010555 | 148 | 80 | 148 | 0 | 1.026 | CC | -1 | 0.036606 | 148 | 148 |  |  | 1.5621 | 148 | -0.036606 | -5.4176
11696 | KMICHIST6_G | 6 | North | YES | 0.010555 | 310 | 60 | 310 | 0 | 1.026 | CC | -1 | 0.036606 | 310 | 310 |  |  | 3.2721 | 310 | -0.036606 | -11.3478
366 | JNSNCNTY802 | 1 | North | YES | 0.010756 | 168 | 20 | 168 | 0 | 1.02 | Cogen | -1 | 0.036405 | 0 | 0 |  |  | 0 | 0 | -0.036405 | 0
367 | JNSNCNTY802 | 2 | North | YES | 0.010756 | 90 | 20 | 90 | 0 | 1.02 | Cogen | -1 | 0.036405 | 0 | 0 |  |  | 0 | 0 | -0.036405 | 0
1687 | VALLEY_1G | 1 | North | YES | 0.010772 | 136 | 15 | 170 | 0 | 1.029 | GST | -1 | 0.036389 | 170 | 170 |  |  | 1.8312 | 170 | -0.036389 | -6.1861
1688 | VALLEY_2G | 2 | North | YES | 0.010772 | 527 | 90 | 527 | 0 | 1.029 | GSC | -1 | 0.036389 | 527 | 527 |  |  | 5.6768 | 527 | -0.036389 | -19.1769
2381 | NTHLK1_G | 1 | North | YES | 0.010824 | 0 | 35 | 156 |  | 1.022 | GST | -1 | 0.036337 | 156 | 156 |  |  | 1.6885 | 156 | -0.036337 | -5.6685
2382 | NTHLK2_G | 2 | North | YES | 0.010824 | 0 | 35 | 181 |  | 1.022 | GST | -1 | 0.036337 | 181 | 181 |  |  | 1.9591 | 181 | -0.036337 | -6.5769
2383 | NTHLK3_G | 3 | North | YES | 0.010824 | 0 | 50 | 329 |  | 1.022 | GST | -1 | 0.036337 | 329 | 329 |  |  | 3.5611 | 329 | -0.036337 | -11.9548
6948 | DENISNDM | 1 | North | YES | 0.010929 | 40 | 5 | 40 | 0 | 1.015 | Hydro | -1 | 0.036232 | 0 | 0 |  |  | 0 | 0 | -0.036232 | 0
6948 | DENISNDM | 2 | North | YES | 0.010929 | 31 | 5 | 40 | 0 | 1.015 | Hydro | -1 | 0.036232 | 0 | 0 |  |  | 0 | 0 | -0.036232 | 0
2371 | COLLIN_1G | MB | North | YES | 0.011186 | 0 | 40 | 138 |  | 1.022 | GST | -1 | 0.035975 | 0 | 0 |  |  | 0 | 0 | -0.035975 | 0
1948 | HANDLEY_4G | 4 | North | YES | 0.011514 | 348 | 150 | 435 | 0 | 1.022 | GST | -1 | 0.035647 | 435 | 435 |  |  | 5.0086 | 435 | -0.035647 | -15.5063
1947 | HANDLEY_3G | 3 | North | YES | 0.011622 | 316 | 100 | 395 | 0 | 1.022 | GST | -1 | 0.035539 | 395 | 395 |  |  | 4.5907 | 395 | -0.035539 | -14.0378
1949 | HANDLEY_5G | 5 | North | YES | 0.011622 | 348 | 150 | 435 | 0 | 1.022 | GST | -1 | 0.035539 | 435 | 435 |  |  | 5.0556 | 435 | -0.035539 | -15.4593
1945 | HANDLEY_1G | MB | North | YES | 0.011824 | 0 | 25 | 36 |  | 0.986 | #N/A | -1 | 0.035337 | 36 | 36 |  |  | 0.42566 | 36 | -0.035337 | -1.2721
1946 | HANDLEY_2G | MB | North | YES | 0.011824 | 0 | 30 | 68 |  | 0.986 | #N/A | -1 | 0.035337 | 68 | 68 |  |  | 0.80403 | 68 | -0.035337 | -2.4029
1892 | DECRDOVA_2G | A | North | YES | 0.012429 | 65 | 65 | 70 | 0 | 1.025 | GGT | -1 | 0.034732 | 70 | 70 |  |  | 0.87003 | 70 | -0.034732 | -2.4312
1893 | DECRDOVA_3G | B | North | YES | 0.012429 | 65 | 65 | 69 | 0 | 1.025 | GGT | -1 | 0.034732 | 69 | 69 |  |  | 0.8576 | 69 | -0.034732 | -2.3965
1894 | DECRDOVA_4G | C | North | YES | 0.012429 | 65 | 65 | 69 | 0 | 1.025 | GGT | -1 | 0.034732 | 69 | 69 |  |  | 0.8576 | 69 | -0.034732 | -2.3965
1895 | DECRDOVA_5G | D | North | YES | 0.012429 | 65 | 65 | 68 | 0 | 1.025 | GGT | -1 | 0.034732 | 68 | 68 |  |  | 0.84517 | 68 | -0.034732 | -2.3618
1877 | WLFHOLW_1G | 1 | North | YES | 0.012507 | 217.3 | 89.2 | 217.3 | 0 | 1.032 | CC | -1 | 0.034654 | 217.3 | 217.3 |  |  | 2.7178 | 217.3 | -0.034654 | -7.5303
1878 | WLFHOLW_2G | 2 | North | YES | 0.012507 | 215.7 | 105 | 215.7 | 0 | 1.032 | CC | -1 | 0.034654 | 215.7 | 215.7 |  |  | 2.6978 | 215.7 | -0.034654 | -7.4748
1879 | WLFHOLW_3G | 3 | North | YES | 0.012507 | 272.4 | 89.2 | 272.4 | 0 | 1.032 | CC | -1 | 0.034654 | 272.4 | 272.4 |  |  | 3.4069 | 272.4 | -0.034654 | -9.4397
1898 | COMCHEPK_1G | 1 | North | YES | 0.012746 | 1159 | 1150 | 1159 | 0 | 1.032 | Nuc | -1 | 0.034415 | 0 | 0 |  |  | 0 | 0 | -0.034415 | 0
1899 | COMCHEPK_2G | 2 | North | YES | 0.012746 | 1159 | 1128 | 1159 | 0 | 1.032 | Nuc | -1 | 0.034415 | 0 | 0 |  |  | 0 | 0 | -0.034415 | 0
1889 | DECRDOVA_1G | 1 | North | YES | 0.012776 | 779 | 255 | 779 | 0 | 1.02 | GSC | -1 | 0.034385 | 779 | 779 |  |  | 9.9525 | 779 | -0.034385 | -26.7857
923 | SPENCER_G4 | 1 | North | YES | 0.013716 | 48 | 20 | 61 | 0 | 1.03 | GST | -1 | 0.033445 | 61 | 61 |  |  | 0.83668 | 61 | -0.033445 | -2.0401
924 | SPENCER_G5 | 1 | North | YES | 0.013716 | 52 | 20 | 66 | 0 | 1.03 | GST | -1 | 0.033445 | 66 | 66 |  |  | 0.90526 | 66 | -0.033445 | -2.2074
1861 | EAGLEMNT_1G | MB | North | YES | 0.013832 | 0 | 30 | 112 |  | 1.022 | GST | -1 | 0.033329 | 0 | 0 |  |  | 0 | 0 | -0.033329 | 0
1862 | EAGLEMNT_2G | MB | North | YES | 0.013832 | 0 | 40 | 100 |  | 1.022 | GST | -1 | 0.033329 | 0 | 0 |  |  | 0 | 0 | -0.033329 | 0
1863 | EAGLEMNT_3G | MB | North | YES | 0.013832 | 0 | 50 | 378 |  | 1.022 | GST | -1 | 0.033329 | 0 | 0 |  |  | 0 | 0 | -0.033329 | 0
332 | RWMILLER01 | 1 | North | YES | 0.014377 | 58.4 | 18.5 | 73 | 0 | 1.04 | GST | -1 | 0.032784 | 73 | 73 |  |  | 1.0495 | 73 | -0.032784 | -2.3932
333 | RWMILLER02 | 2 | North | YES | 0.014377 | 95.2 | 37 | 119 | 0 | 1.04 | GST | -1 | 0.032784 | 119 | 119 |  |  | 1.7109 | 119 | -0.032784 | -3.9013
334 | RWMILLER03 | 3 | North | YES | 0.014377 | 166.4 | 65 | 208 | 0 | 1.04 | GST | -1 | 0.032784 | 208 | 208 |  |  | 2.9904 | 208 | -0.032784 | -6.819
335 | RWMILLER04 | 4 | North | YES | 0.014377 | 81.6 | 0 | 102 | 0 | 1.04 | GST | -1 | 0.032784 | 102 | 102 |  |  | 1.4665 | 102 | -0.032784 | -3.3439
336 | RWMILLER05 | 5 | North | YES | 0.014377 | 80.8 | 0 | 101 | 0 | 1.04 | GST | -1 | 0.032784 | 101 | 101 |  |  | 1.4521 | 101 | -0.032784 | -3.3112
728 | WOLFRIDGE801 | 1 | North | YES | 0.015315 | 11.2 | 0 | 112.5 | 0 | 0.99 | Wind | -1 | 0.031846 | 0 | 112.5 |  |  | 0 | 0 | -0.031846 | 0
503 | NTHTEXAS01 | 1 | North | YES | 0.015872 | 0 | 5 | 18 |  | 1.015 | GST | -1 | 0.031289 | 18 | 18 |  |  | 0.2857 | 18 | -0.031289 | -0.5632
504 | NTHTEXAS02 | 2 | North | YES | 0.015872 | 14.4 | 5 | 18 |  | 1.015 | GST | -1 | 0.031289 | 18 | 18 |  |  | 0.2857 | 18 | -0.031289 | -0.5632
505 | NTHTEXAS03 | 3 | North | YES | 0.015872 | 30.4 | 15 | 38 |  | 1.015 | GST | -1 | 0.031289 | 38 | 38 |  |  | 0.60314 | 38 | -0.031289 | -1.189
580 | JCKCNTY801 | 1 | North | YES | 0.015966 | 288 | 0 | 288 | 0 | 1.022 | CC | -1 | 0.031195 | 288 | 288 |  |  | 4.5982 | 288 | -0.031195 | -8.9841
581 | JCKCNTY802 | 2 | North | YES | 0.015966 | 147 | 0 | 147 | 0 | 1.022 | CC | -1 | 0.031195 | 147 | 147 |  |  | 2.347 | 147 | -0.031195 | -4.5856
582 | JCKCNTY803 | 3 | North | YES | 0.015966 | 147 | 0 | 147 | 0 | 1.022 | CC | -1 | 0.031195 | 147 | 147 |  |  | 2.347 | 147 | -0.031195 | -4.5856
8032 | AMISTADHYD1 | 1 | South | YES | 0.016762 | 33 | 13 | 33 | 0 | 1.0375 | Hydro | -1 | 0.030399 | 0 | 0 |  |  |  |  | -0.030399 | 0
8033 | AMISTADHYD2 | 2 | South | YES | 0.016762 | 25 | 13 | 25 | 0 | 1.0375 | Hydro | -1 | 0.030399 | 0 | 0 |  |  |  |  | -0.030399 | 0
88253 | HAMILTON | F | South | YES | 0.016762 | 0 | 0 | 0 | 0 | 1.04 | BLT | -1 | 0.030399 | 0 | 0 |  |  |  |  | -0.030399 | 0
1643 | SLSTR1PP_1G | 1 | North | YES | 0.018338 | 6 | 0 | 60 | 0 | 1.022 | Wind | -1 | 0.028823 | 0 | 60 |  |  | 0 | 0 | -0.028823 | 0
1453 | WCPWRCO_1G | 1 | North | YES | 0.01932 | 204 | 50 | 204 |  | 1.02 | CC | -1 | 0.027841 | 204 | 204 |  |  | 3.9413 | 204 | -0.027841 | -5.6795
1454 | WCPWRCO_2G | 2 | North | YES | 0.01932 | 204 | 50 | 204 |  | 1.02 | CC | -1 | 0.027841 | 204 | 204 |  |  | 3.9413 | 204 | -0.027841 | -5.6795
1455 | WCPWRCO_3G | 3 | North | YES | 0.01932 | 242 | 50 | 242 |  | 1.02 | CC | -1 | 0.027841 | 242 | 242 |  |  | 4.6754 | 242 | -0.027841 | -6.7375
344 | MRSSHPRD | 1 | North | YES | 0.02052 | 12 | 0 | 12 |  | 1.03 | Hydro | -1 | 0.026641 | 0 | 0 |  |  | 0 | 0 | -0.026641 | 0
345 | MRSSHPRD01 | 2 | North | YES | 0.02052 | 12 | 0 | 12 |  | 1.03 | Hydro | -1 | 0.026641 | 0 | 0 |  |  | 0 | 0 | -0.026641 | 0
1600 | BARTNWND_1G | 1 | North | YES | 0.021119 | 12 | 0 | 120 | 0 | 1.022 | Wind | -1 | 0.026042 | 0 | 120 |  |  | 0 | 0 | -0.026042 | 0
1479 | WFCOGEN_1G | 1 | North | YES | 0.025846 | 16 | 12 | 20 | 0 | 1 | Cogen | -1 | 0.021315 | 0 | 0 |  |  | 0 | 0 | -0.021315 | 0
1479 | WFCOGEN_1G | 2 | North | YES | 0.025846 | 16 | 12 | 20 | 0 | 1 | Cogen | -1 | 0.021315 | 0 | 0 |  |  | 0 | 0 | -0.021315 | 0
1482 | WFCOGEN_2G | 1 | North | YES | 0.025846 | 16 | 12 | 20 | 0 | 1 | Cogen | -1 | 0.021315 | 0 | 0 |  |  | 0 | 0 | -0.021315 | 0
1482 | WFCOGEN_2G | 2 | North | YES | 0.025846 | 13.6 | 12 | 17 | 0 | 1 | Cogen | -1 | 0.021315 | 0 | 0 |  |  | 0 | 0 | -0.021315 | 0
1433 | GRHAMSES_1G | 1 | North | YES | 0.025998 | 242 | 60 | 242 | 0 | 1.038 | GST | -1 | 0.021163 | 242 | 242 |  |  | 6.2915 | 242 | -0.021163 | -5.1214
1432 | GRHAMSES_2G | 2 | North | YES | 0.026368 | 294.9 | 90 | 366 | 0 | 1.014 | GST | -1 | 0.020793 | 366 | 366 |  |  | 9.6507 | 366 | -0.020793 | -7.6101
1442 | COKFIELD_5 | 1 | North | YES | 0.03442 | 16.5 | 0 | 165 |  | 1.029 | Wind | -1 | 0.012741 | 0 | 165 |  |  | 0 | 0 | -0.012741 | 0
1438 | MESQUITW_2G | 1 | North | YES | 0.036963 | 23.6 | 0 | 236 |  | 1.017 | Wind | -1 | 0.010198 | 0 | 236 |  |  | 0 | 0 | -0.010198 | 0
1437 | MESQUITW_1G | 1 | North | YES | 0.036979 | 40 | 0 | 400 | 0 | 1.023 | Wind | -1 | 0.010182 | 0 | 400 |  |  | 0 | 0 | -0.010182 | 0
6100 | OKLA7A | EQ | West | YES | 0.032365 | 50 | -220 | 220 | 0 | 1.035 | DCTie | 1 | 0.022766 | 0 | 0 | 0 | 0 |  |  | 0.022766 | 0
6752 | OKLA0A | 1 | West | YES | 0.032365 | 649.7 | 175 | 649.7 | 0 | 1.035 | LIGCO | 1 | 0.022766 | 0 | 649.7 | 21.0275 | 649.7 |  |  | 0.022766 | 14.7908
60052 | WILDHRS11A | 1 | West | YES | 0.037422 | 25.3 | 0 | 126.5 | 0 | 1.005 | #N/A | 1 | 0.027823 | 126.5 | 126.5 | 4.7339 | 126.5 |  |  | 0.027823 | 3.5196
60053 | WILDHRS21A | 1 | West | YES | 0.037422 | 7.8 | 0 | 39 | 0 | 1.025 | #N/A | 1 | 0.027823 | 39 | 39 | 1.4595 | 39 |  |  | 0.027823 | 1.0851
60081 | WHRLWIND1A | 1 | West | YES | 0.039345 | 12 | 0 | 60 | 0 | 1.03 | Wind | 1 | 0.029746 | 0 | 60 | 2.3607 | 60 |  |  | 0.029746 | 1.7847
6144 | MCADOO1A | 1 | West | YES | 0.042284 | 15 | 0 | 150 | 0 | 1.025 | Wind | 1 | 0.032685 | 0 | 150 | 6.3426 | 150 |  |  | 0.032685 | 4.9027
1416 | SWETWATR_1G | 1 | West | YES | 0.042796 | 30 | 18 | 30 | 0 | 1.026 | CC | 1 | 0.033197 | 30 | 30 | 1.2839 | 30 |  |  | 0.033197 | 0.9959
1417 | SWETWATR_2G | 2 | West | YES | 0.042796 | 72 | 36 | 72 | 0 | 1.026 | CC | 1 | 0.033197 | 72 | 72 | 3.0813 | 72 |  |  | 0.033197 | 2.3902
1418 | SWETWATR_3G | 3 | West | YES | 0.042796 | 68 | 36 | 68 | 0 | 1.026 | CC | 1 | 0.033197 | 68 | 68 | 2.9101 | 68 |  |  | 0.033197 | 2.2574
1419 | SWETWATR_4G | 4 | West | YES | 0.042796 | 61 | 36 | 61 | 0 | 1.026 | CC | 1 | 0.033197 | 61 | 61 | 2.6106 | 61 |  |  | 0.033197 | 2.025
1343 | TRENTIPP_8 | 1 | West | YES | 0.043826 | 30 | 0 | 150 |  | 1.014 | Wind | 1 | 0.034227 | 0 | 150 | 6.5739 | 150 |  |  | 0.034227 | 5.134
1354 | AEPWIND_8 | 1 | West | YES | 0.043826 | 20.2 | 0 | 101 |  | 1 | Wind | 1 | 0.034227 | 0 | 101 | 4.4264 | 101 |  |  | 0.034227 | 3.4569
1049 | ROSCOEWI_5 | 1 | West | YES | 0.043918 | 41.8 | 0 | 209 |  | 1.01 | #N/A | 1 | 0.034319 | 209 | 209 | 9.1789 | 209 |  |  | 0.034319 | 7.1726
1057 | ROSCOEWI_5 | 2 | West | YES | 0.043918 | 25.3 | 0 | 126.5 |  | 1.01 | #N/A | 1 | 0.034319 | 126.5 | 126.5 | 5.5556 | 126.5 |  |  | 0.034319 | 4.3413
1060 | ROSCOEWI_5 | 3 | West | YES | 0.043918 | 39.4 | 0 | 197 | 0 | 1.01 | #N/A | 1 | 0.034319 | 197 | 197 | 8.6518 | 197 |  |  | 0.034319 | 6.7608
1072 | ROSCOEWI_5 | 4 | West | YES | 0.043918 | 63.6 | 0 | 318 | 0 | 1.01 | #N/A | 1 | 0.034319 | 318 | 318 | 13.9659 | 318 |  |  | 0.034319 | 10.9133
71051 | L_BITTCR1_1N | W1 | West | YES | 0.04456 | 7.5 | 0 | 37.5 |  | 1.02 | Wind | 1 | 0.034961 | 0 | 37.5 | 1.671 | 37.5 |  |  | 0.034961 | 1.311
71054 | L_SWEETW1_1N | W1 | West | YES | 0.04456 | 21.5 | 0 | 107.5 |  | 1.02 | Wind | 1 | 0.034961 | 0 | 107.5 | 4.7902 | 107.5 |  |  | 0.034961 | 3.7583
71057 | L_SWEETW1_2N | W1 | West | YES | 0.04456 | 27 | 0 | 135 |  | 1.02 | Wind | 1 | 0.034961 | 0 | 135 | 6.0156 | 135 |  |  | 0.034961 | 4.7197
71059 | L_SWEETW1_3N | W1 | West | YES | 0.04456 | 23.8 | 0 | 119 | 0 | 1.02 | Wind | 1 | 0.034961 | 0 | 119 | 5.3026 | 119 |  |  | 0.034961 | 4.1603
71060 | L_SWEETW1_4N | W1 | West | YES | 0.04456 | 21 | 0 | 105 | 0 | 1.02 | Wind | 1 | 0.034961 | 0 | 105 | 4.6788 | 105 |  |  | 0.034961 | 3.6709
36998 | RDCNYNG1 | 1 | West | YES | 0.044887 | 16.8 | 0 | 84 |  | 1.01 | Wind | 1 | 0.035288 | 0 | 84 | 3.7705 | 84 |  |  | 0.035288 | 2.9642
60057 | CALLAHAN1A | 1 | West | YES | 0.045127 | 22.8 | 0 | 114 | 0 | 1.04 | Wind | 1 | 0.035528 | 0 | 114 | 5.1445 | 114 |  |  | 0.035528 | 4.0501
1061 | CIELOGEN_1G | 1 | West | YES | 0.045481 | 19.8 | 0 | 99 |  | 1 | Wind | 1 | 0.035882 | 0 | 99 | 4.5026 | 99 |  |  | 0.035882 | 3.5523
1062 | CIELOGEN_2G | 1 | West | YES | 0.045481 | 12.2 | 0 | 61 |  | 1 | Wind | 1 | 0.035882 | 0 | 61 | 2.7743 | 61 |  |  | 0.035882 | 2.1888
1069 | KINDERMG_1G | 1 | West | YES | 0.045481 | 25 | 5 | 25 | 0 | 1.017 | Cogen | 1 | 0.035882 | 0 | 0 | 0 | 0 |  |  | 0.035882 | 0
1070 | KINDERMG_2G | 1 | West | YES | 0.045481 | 45.7 | 12 | 45.7 | 0 | 1.017 | Cogen | 1 | 0.035882 | 0 | 0 | 0 | 0 |  |  | 0.035882 | 0
1071 | KINDERMG_3G | 1 | West | YES | 0.045481 | 45.7 | 12 | 45.7 | 0 | 1.017 | Cogen | 1 | 0.035882 | 0 | 0 | 0 | 0 |  |  | 0.035882 | 0
1068 | SCURRYCW_1G | 1 | West | YES | 0.045503 | 28.2 | 1.3 | 141 |  | 1.01 | Wind | 1 | 0.035904 | 0 | 141 | 6.4159 | 141 |  |  | 0.035904 | 5.0624
1073 | SCURRYCW_2G | 2 | West | YES | 0.045503 | 24 | 0 | 120 | 0 | 1.017 | Wind | 1 | 0.035904 | 0 | 120 | 5.4604 | 120 |  |  | 0.035904 | 4.3084
6637 | SNYDERW1A | 1 | West | YES | 0.045707 | 12.6 | 0 | 63 | 0 | 1.025 | Wind | 1 | 0.036108 | 0 | 63 | 2.8795 | 63 |  |  | 0.036108 | 2.2748
1301 | BULLCREK_8 | 1 | West | YES | 0.04599 | 36 | 0 | 180 | 0 | 1.017 | #N/A | 1 | 0.036391 | 180 | 180 | 8.2782 | 180 |  |  | 0.036391 | 6.5503
1037 | MORGAN5G_5G | 5 | West | YES | 0.046292 | 109.6 | 40 | 137 | 0 | 1.029 | GST | 1 | 0.036693 | 137 | 137 | 6.342 | 137 |  |  | 0.036693 | 5.0269
1039 | MRGNAG_1G | A | West | YES | 0.046292 | 69 | 69 | 69 | 0 | 1.029 | GGT | 1 | 0.036693 | 69 | 69 | 3.1941 | 69 |  |  | 0.036693 | 2.5318
1040 | MRGNBG_2G | B | West | YES | 0.046292 | 70 | 70 | 71 | 0 | 1.029 | GGT | 1 | 0.036693 | 71 | 71 | 3.2867 | 71 |  |  | 0.036693 | 2.6052
1041 | MRGNCG_3G | C | West | YES | 0.046292 | 69 | 69 | 70 | 0 | 1.029 | GGT | 1 | 0.036693 | 70 | 70 | 3.2404 | 70 |  |  | 0.036693 | 2.5685
1042 | MRGNDG_4G | D | West | YES | 0.046292 | 68 | 68 | 68 | 0 | 1.029 | GGT | 1 | 0.036693 | 68 | 68 | 3.1479 | 68 |  |  | 0.036693 | 2.4951
1043 | MRGNEG_5G | E | West | YES | 0.046292 | 68 | 68 | 70 | 0 | 1.029 | GGT | 1 | 0.036693 | 70 | 70 | 3.2404 | 70 |  |  | 0.036693 | 2.5685
1044 | MRGNFG_6G | F | West | YES | 0.046292 | 66 | 66 | 66 | 0 | 1.029 | GGT | 1 | 0.036693 | 66 | 66 | 3.0553 | 66 |  |  | 0.036693 | 2.4217
1302 | COYOTEWG_8 | 1 | West | YES | 0.046404 | 45 | 0 | 225 |  | 1.01 | #N/A | 1 | 0.036805 | 225 | 225 | 10.4409 | 225 |  |  | 0.036805 | 8.281
1058 | LONGSHORE_5 | 1 | West | YES | 0.046795 | 30 | 0 | 150 |  | 1.01 | Wind | 1 | 0.037196 | 0 | 150 | 7.0193 | 150 |  |  | 0.037196 | 5.5793
1058 | LONGSHORE_5 | 2 | West | YES | 0.046795 | 44 | 0 | 220 |  | 1.01 | Wind | 1 | 0.037196 | 0 | 220 | 10.2949 | 220 |  |  | 0.037196 | 8.183
1058 | LONGSHORE_5 | 3 | West | YES | 0.046795 | 23.4 | 0 | 117 |  | 1.01 | Wind | 1 | 0.037196 | 0 | 117 | 5.475 | 117 |  |  | 0.037196 | 4.3519
1360 | GUNSIGHT_8 | 1 | West | YES | 0.046957 | 24 | 0 | 120 | 0 | 1.01 | Wind | 1 | 0.037358 | 0 | 120 | 5.6348 | 120 |  |  | 0.037358 | 4.4829
1045 | CALENG1G_1G | 1 | West | YES | 0.046973 | 73.4 | 27 | 73.4 | 0 | 1.014 | Cogen | 1 | 0.037374 | 0 | 0 | 0 | 0 |  |  | 0.037374 | 0
1046 | CALENG2G_2G | 2 | West | YES | 0.046973 | 73.4 | 27 | 73.4 | 0 | 1.014 | Cogen | 1 | 0.037374 | 0 | 0 | 0 | 0 |  |  | 0.037374 | 0
1047 | CALENG3G_3G | 3 | West | YES | 0.046973 | 70.4 | 27 | 70.4 | 0 | 1.014 | Cogen | 1 | 0.037374 | 0 | 0 | 0 | 0 |  |  | 0.037374 | 0
1170 | AIRLAMESA_1G | 1 | West | YES | 0.046981 | 0 | 0 | 180 |  | 1 | #N/A | 1 | 0.037382 | 180 | 180 | 8.4566 | 180 |  |  | 0.037382 | 6.7287
1327 | WILDHRSE_1G | 1 | West | YES | 0.047034 | 24 | 0 | 120 |  | 1 | Wind | 1 | 0.037435 | 0 | 120 | 5.6441 | 120 |  |  | 0.037435 | 4.4922
1333 | MCDDONAL_8 | 1 | West | YES | 0.047421 | 42.8 | 0 | 214.2 |  | 1.01 | Wind | 1 | 0.037822 | 0 | 214.2 | 10.1576 | 214.2 |  |  | 0.037822 | 8.1014
1328 | OCOTILLO_1G | 1 | West | YES | 0.047604 | 11.6 | 0 | 58 |  | 1.01 | Wind | 1 | 0.038005 | 0 | 58 | 2.761 | 58 |  |  | 0.038005 | 2.2043
1326 | STANTONW_8 | 1 | West | YES | 0.047704 | 20.1 | 0 | 100.5 |  | 1.01 | Wind | 1 | 0.038105 | 0 | 100.5 | 4.7943 | 100.5 |  |  | 0.038105 | 3.8295
11001 | NAV1CT | 1 | West | YES | 0.047733 | 70.4 | 18 | 70.4 | 0 | 1.029 | CC | 1 | 0.038134 | 70.4 | 70.4 | 3.3604 | 70.4 |  |  | 0.038134 | 2.6846
11009 | NAV2CT | 1 | West | YES | 0.047733 | 71.4 | 18 | 71.4 | 0 | 1.029 | CC | 1 | 0.038134 | 71.4 | 71.4 | 3.4081 | 71.4 |  |  | 0.038134 | 2.7227
11011 | NAV3ST | 1 | West | YES | 0.047733 | 92.8 | 40 | 92.8 | 0 | 1.029 | CC | 1 | 0.038134 | 92.8 | 92.8 | 4.4296 | 92.8 |  |  | 0.038134 | 3.5388
11012 | NAV4CT | 1 | West | YES | 0.047733 | 80 | 18 | 80 | 0 | 1.029 | CC | 1 | 0.038134 | 80 | 80 | 3.8186 | 80 |  |  | 0.038134 | 3.0507
11013 | NAV5CT | 1 | West | YES | 0.047733 | 80 | 18 | 80 | 0 | 1.029 | CC | 1 | 0.038134 | 80 | 80 | 3.8186 | 80 |  |  | 0.038134 | 3.0507
11014 | NAV6ST | 1 | West | YES | 0.047733 | 115 | 40 | 115 | 0 | 1.029 | CC | 1 | 0.038134 | 115 | 115 | 5.4893 | 115 |  |  | 0.038134 | 4.3854
11020 | TIEHVSG_1G | 1 | West | YES | 0.047745 | 208.2 | 63 | 208.2 | 0 | 1.012 | CC | 1 | 0.038146 | 208.2 | 208.2 | 9.9405 | 208.2 |  |  | 0.038146 | 7.9419
11021 | TIEHVCG_1G | 1 | West | YES | 0.047745 | 142.1 | 103 | 142.1 | 0 | 1.012 | CC | 1 | 0.038146 | 142.1 | 142.1 | 6.7846 | 142.1 |  |  | 0.038146 | 5.4205
11022 | TIEHVCG_2G | 1 | West | YES | 0.047745 | 132.4 | 103 | 132.4 | 0 | 1.012 | CC | 1 | 0.038146 | 132.4 | 132.4 | 6.3214 | 132.4 |  |  | 0.038146 | 5.0505
11023 | TIEHVCG_3G | 1 | West | YES | 0.047745 | 137.4 | 103 | 137.4 | 0 | 1.012 | CC | 1 | 0.038146 | 137.4 | 137.4 | 6.5602 | 137.4 |  |  | 0.038146 | 5.2412
11024 | TIEHVCG_4G | 1 | West | YES | 0.047745 | 147 | 103 | 147 | 0 | 1.012 | CC | 1 | 0.038146 | 147 | 147 | 7.0185 | 147 |  |  | 0.038146 | 5.6074
11025 | TIEHVSG_2G | 1 | West | YES | 0.047745 | 213.2 | 63 | 213.2 | 0 | 1.012 | CC | 1 | 0.038146 | 213.2 | 213.2 | 10.1792 | 213.2 |  |  | 0.038146 | 8.1326
1320 | BSP 1 | 1 | West | YES | 0.048129 | 25.5 | 2.9 | 25.8 | 0 | 1 | Cogen | 1 | 0.03853 | 0 | 0 | 0 | 0 |  |  | 0.03853 | 0
1146 | NOTREES_1G | 1 | West | YES | 0.048425 | 29.8 | 0 | 149 | 0 | 1.017 | #N/A | 1 | 0.038826 | 149 | 149 | 7.2153 | 149 |  |  | 0.038826 | 5.785
7038 | L_DELAWA1_1Y | 1 | West | YES | 0.048572 | 3.5 | 0 | 35 | 0 | 1 | Wind | 1 | 0.038973 | 0 | 35 | 1.7 | 35 |  |  | 0.038973 | 1.364
7038 | L_DELAWA1_1Y | 2 | West | YES | 0.048572 | 3 | 0 | 30 | 0 | 1 | Wind | 1 | 0.038973 | 0 | 30 | 1.4572 | 30 |  |  | 0.038973 | 1.1692
1002 | PBCTAGE_1G | A | West | YES | 0.048648 | 64 | 64 | 66 | 0 | 1.036 | GGT | 1 | 0.039049 | 66 | 66 | 3.2108 | 66 |  |  | 0.039049 | 2.5772
1003 | PBCTBGE_2G | B | West | YES | 0.048648 | 65 | 65 | 66 | 0 | 1.036 | GGT | 1 | 0.039049 | 66 | 66 | 3.2108 | 66 |  |  | 0.039049 | 2.5772
1004 | PBCTCGE_3G | C | West | YES | 0.048648 | 62 | 62 | 67 | 0 | 1.036 | GGT | 1 | 0.039049 | 67 | 67 | 3.2594 | 67 |  |  | 0.039049 | 2.6163
1005 | PBCTDGE_4G | D | West | YES | 0.048648 | 65 | 65 | 68 | 0 | 1.036 | GGT | 1 | 0.039049 | 68 | 68 | 3.3081 | 68 |  |  | 0.039049 | 2.6553
1006 | PBCTEGE_5G | E | West | YES | 0.048648 | 65 | 65 | 67 | 0 | 1.036 | GGT | 1 | 0.039049 | 67 | 67 | 3.2594 | 67 |  |  | 0.039049 | 2.6163
1007 | PB5GEN_6G | 5 | West | YES | 0.048648 | 91.2 | 40 | 114 | 0 | 1.036 | GST | 1 | 0.039049 | 114 | 114 | 5.5459 | 114 |  |  | 0.039049 | 4.4515
1008 | PB6GEN_7G | 6 | West | YES | 0.048648 | 515 | 130 | 515 | 0 | 1.036 | GST | 1 | 0.039049 | 515 | 515 | 25.0537 | 515 |  |  | 0.039049 | 20.11
6407 | TURKTRAK1A | 1 | West | YES | 0.048952 | 33.9 | 0 | 169.5 | 0 | 1.025 | Wind | 1 | 0.039353 | 0 | 169.5 | 8.2974 | 169.5 |  |  | 0.039353 | 6.6703
60058 | BUFF_GAP1A | 1 | West | YES | 0.050331 | 24 | 0 | 120 |  | 1 | Wind | 1 | 0.040732 | 0 | 120 | 6.0397 | 120 |  |  | 0.040732 | 4.8878
60060 | CIRELLO | 1 | West | YES | 0.050331 | 46.6 | 0 | 233 | 0 | 1 | Wind | 1 | 0.040732 | 0 | 233 | 11.7271 | 233 |  |  | 0.040732 | 9.4905
60063 | BUFF_GAP1B | 1 | West | YES | 0.050331 | 34 | 0 | 170.2 | 0 | 1.02 | Wind | 1 | 0.040732 | 0 | 170.2 | 8.5663 | 170.2 |  |  | 0.040732 | 6.9325
60066 | H_HOLLOW1A | 1 | West | YES | 0.050331 | 44.4 | 0 | 222 | 0 | 1.005 | Wind | 1 | 0.040732 | 0 | 222 | 11.1735 | 222 |  |  | 0.040732 | 9.0424
60068 | HHOLLOW21A | 1 | West | YES | 0.050331 | 36.8 | 0 | 184 | 0 | 1.025 | Wind | 1 | 0.040732 | 0 | 184 | 9.2609 | 184 |  |  | 0.040732 | 7.4946
60070 | HHOLLOW31A | 1 | West | YES | 0.050331 | 44.8 | 0 | 224 | 0 | 1.025 | Wind | 1 | 0.040732 | 0 | 224 | 11.2741 | 224 |  |  | 0.040732 | 9.1239
60072 | HHOLLOW41A | 1 | West | YES | 0.050331 | 23 | 0 | 115 | 0 | 1.025 | Wind | 1 | 0.040732 | 0 | 115 | 5.7881 | 115 |  |  | 0.040732 | 4.6841
1349 | WESTXWIN_1G | 1 | West | YES | 0.050975 | 1.3 | 0 | 6.6 |  | 1.014 | Wind | 1 | 0.041376 | 0 | 6.6 | 0.33643 | 6.6 |  |  | 0.041376 | 0.27308
1350 | NWPWRG1_1G | 1 | West | YES | 0.050975 | 6.9 | 1 | 34.3 |  | 1.014 | Wind | 1 | 0.041376 | 0 | 34.3 | 1.7484 | 34.3 |  |  | 0.041376 | 1.4192
76031 | L_GASCCR1_1N | W1 | West | YES | 0.054231 | 30 | 0 | 150 | 0 | 1.02 | Wind | 1 | 0.044632 | 0 | 150 | 8.1347 | 150 |  |  | 0.044632 | 6.6947
60007 | KING_SW1A | 1 | West | YES | 0.054922 | 20 | 0 | 80 |  | 1.03 | Wind | 1 | 0.045323 | 0 | 80 | 4.3938 | 80 |  |  | 0.045323 | 3.6258
60019 | KING_NW1A | 1 | West | YES | 0.054922 | 20 | 0 | 80 |  | 1.03 | Wind | 1 | 0.045323 | 0 | 80 | 4.3938 | 80 |  |  | 0.045323 | 3.6258
60201 | RIO DRCS | F | West | YES | 0.055307 | 0 | 0 | 0 | 0 | 1.025 | AVR | 1 | 0.045708 | 0 | 0 | 0 | 0 |  |  | 0.045708 | 0
60016 | WOODWRD11A | 1 | West | YES | 0.055352 | 20 | 0 | 80 |  | 1.033 | Wind | 1 | 0.045753 | 0 | 80 | 4.4282 | 80 |  |  | 0.045753 | 3.6602
38332 | TNWDWRDU2_8 | 1 | West | YES | 0.055366 | 20 | 0 | 80 | 0 | 1.0232 | Wind | 1 | 0.045767 | 0 | 80 | 4.4293 | 80 |  |  | 0.045767 | 3.6613
38437 | TNSRBNMESA9 | 1 | West | YES | 0.055411 | 37.5 | 0 | 150 |  | 1.02 | Wind | 1 | 0.045812 | 0 | 150 | 8.3117 | 150 |  |  | 0.045812 | 6.8717
76091 | L_DIVIDE1_1N | W1 | West | YES | 0.05573 | 110 | 0 | 550 |  | 1.02 | Wind | 1 | 0.046131 | 0 | 550 | 30.6515 | 550 |  |  | 0.046131 | 25.3718
6016 | SWMESA | 1 | West | YES | 0.055754 | 18.8 | 0 | 75 |  | 1.03 | Wind | 1 | 0.046155 | 0 | 75 | 4.1815 | 75 |  |  | 0.046155 | 3.4616
60003 | KING_NE1A | 1 | West | YES | 0.055754 | 20 | 0 | 80 |  | 1.03 | Wind | 1 | 0.046155 | 0 | 80 | 4.4603 | 80 |  |  | 0.046155 | 3.6924
60005 | KING_SE1A | 1 | West | YES | 0.055754 | 10 | 0 | 40 |  | 1.035 | Wind | 1 | 0.046155 | 0 | 40 | 2.2302 | 40 |  |  | 0.046155 | 1.8462
60000 | DSKY2 | 1 | West | YES | 0.056215 | 19.1 | 0 | 76.5 |  | 1.039 | Wind | 1 | 0.046616 | 0 | 76.5 | 4.3004 | 76.5 |  |  | 0.046616 | 3.5661
60017 | ORNNWP1 | 1 | West | YES | 0.056377 | 20 | 0 | 80 |  | 1.027 | Wind | 1 | 0.046778 | 0 | 80 | 4.5102 | 80 |  |  | 0.046778 | 3.7422
60018 | DSKY1 | 1 | West | YES | 0.056698 | 21 | 0 | 84 | 0 | 1.023 | Wind | 1 | 0.047099 | 0 | 84 | 4.7626 | 84 |  |  | 0.047099 | 3.9563
60202 | FRNDDRCS | F | West | YES | 0.064057 | 0 | 0 | 0 | 0 | 0.9985 | AVR | 1 | 0.054458 | 0 | 0 | 0 | 0 |  |  | 0.054458 | 0
Note on AL4: Zonal Cap - Zonal Impact

## Distributed Slack - Bound Gen
Number of Bus | Name of Bus | ID | Area Name of Gen | AGC | P Sensitivity of Bus | Gen MW | Min MW | Max MW | V Sensitivity of Bus | Set Volt | Tech Type | Zone Impact | Zone Correlation | Inc Max | Dec Max | Souce S.F. Weighting | Souce Capacity | Sink S.F. Weighting | Sink Capacity | PTDF Calc | PTDF Weighting | max of zone correlation | 0.010297 |  |  | Neg PTDF weight | Pos PTDF weight
1437 | MESQUITW_1G | 1 | North | YES | 0.037586 | 40 | 0 | 400 | 0 | 1.023 | Wind | -1 | 0.010297 | 0 | 400 |  |  | 0 | 0 | -0.010297 | 0 |  |  |  |  | 0 | 0
1438 | MESQUITW_2G | 1 | North | YES | 0.03757 | 23.6 | 0 | 236 |  | 1.017 | Wind | -1 | 0.010313 | 0 | 236 |  |  | 0 | 0 | -0.010313 | 0 |  |  |  |  | 0 | 0
1442 | COKFIELD_5 | 1 | North | YES | 0.035016 | 16.5 | 0 | 165 |  | 1.029 | Wind | -1 | 0.012867 | 0 | 165 |  |  | 0 | 0 | -0.012867 | 0 |  |  |  |  | 0 | 0
1432 | GRHAMSES_2G | 2 | North | YES | 0.026927 | 294.9 | 90 | 366 | 0 | 1.014 | GST | -1 | 0.020956 | 366 | 366 |  |  | 9.8553 | 366 | -0.020956 | -7.6697 |  |  | Weighted Shift Factors |  | 0 | 0
1433 | GRHAMSES_1G | 1 | North | YES | 0.02668 | 242 | 60 | 242 | 0 | 1.038 | GST | -1 | 0.021203 | 242 | 242 |  |  | 6.4566 | 242 | -0.021203 | -5.131 |  |  | West | 0.047883 | 0 | 0
1479 | WFCOGEN_1G | 1 | North | YES | 0.026446 | 16 | 12 | 20 | 0 | 1 | Cogen | -1 | 0.021437 | 0 | 0 |  |  | 0 | 0 | -0.021437 | 0 |  |  | North | 0.010013 | 0 | 0
1479 | WFCOGEN_1G | 2 | North | YES | 0.026446 | 16 | 12 | 20 | 0 | 1 | Cogen | -1 | 0.021437 | 0 | 0 |  |  | 0 | 0 | -0.021437 | 0 |  |  |  |  | 0 | 0
1482 | WFCOGEN_2G | 2 | North | YES | 0.026446 | 13.6 | 12 | 17 | 0 | 1 | Cogen | -1 | 0.021437 | 0 | 0 |  |  | 0 | 0 | -0.021437 | 0 | North |  |  |  | 0 | 0
1482 | WFCOGEN_2G | 1 | North | YES | 0.026446 | 16 | 12 | 20 | 0 | 1 | Cogen | -1 | 0.021437 | 0 | 0 |  |  | 0 | 0 | -0.021437 | 0 | Line Rating |  | 100 |  | 0 | 0
6100 | OKLA7A | EQ | West | YES | 0.032999 | 50 | -220 | 220 | 0 | 1.035 | DCTie | 1 | 0.022986 | 0 | 0 | 0 | 0 |  |  | 0.022986 | 0 | Impact Counter to Zone: |  | 0 |  | 0 | 0
6752 | OKLA0A | 1 | West | YES | 0.032999 | 649.7 | 175 | 649.7 | 0 | 1.035 | LIGCO | 1 | 0.022986 | 0 | 649.7 | 21.4395 | 649.7 |  |  | 0.022986 | 14.9343 |  |  | 0% |  | 0 | 0
1600 | BARTNWND_1G | 1 | North | YES | 0.021436 | 12 | 0 | 120 | 0 | 1.022 | Wind | -1 | 0.026447 | 0 | 120 |  |  | 0 | 0 | -0.026447 | 0 |  |  |  |  | 0 | 0
344 | MRSSHPRD | 1 | North | YES | 0.021243 | 0 | 0 | 12 |  | 1.03 | Hydro | -1 | 0.02664 | 0 | 0 |  |  | 0 | 0 | -0.02664 | 0 | West |  |  |  | 0 | 0
345 | MRSSHPRD01 | 2 | North | YES | 0.021243 | 0 | 0 | 12 |  | 1.03 | Hydro | -1 | 0.02664 | 0 | 0 |  |  | 0 | 0 | -0.02664 | 0 | Line Rating |  | 100 |  | 0 | 0
1455 | WCPWRCO_3G | 3 | North | YES | 0.019822 | 242 | 50 | 242 |  | 1.02 | CC | -1 | 0.028061 | 242 | 242 |  |  | 4.7969 | 242 | -0.028061 | -6.7906 | Impact Counter to Zone: |  | 0 |  | 0 | 0
1453 | WCPWRCO_1G | 1 | North | YES | 0.019822 | 204 | 50 | 204 | 0 | 1.02 | CC | -1 | 0.028061 | 204 | 204 |  |  | 4.0437 | 204 | -0.028061 | -5.7243 |  |  | 0% |  | 0 | 0
1454 | WCPWRCO_2G | 2 | North | YES | 0.019822 | 204 | 50 | 204 | 0 | 1.02 | CC | -1 | 0.028061 | 204 | 204 |  |  | 4.0437 | 204 | -0.028061 | -5.7243 |  |  |  |  | 0 | 0
1643 | SLSTR1PP_1G | 1 | North | YES | 0.019555 | 6 | 0 | 60 | 0 | 1.022 | Wind | -1 | 0.028328 | 0 | 60 |  |  | 0 | 0 | -0.028328 | 0 |  |  |  |  | 0 | 0
60081 | WHRLWIND1A | 1 | West | YES | 0.040295 | 12 | 0 | 60 | 0 | 1.03 | Wind | 1 | 0.030282 | 0 | 60 | 2.4177 | 60 |  |  | 0.030282 | 1.8169 |  |  |  |  | 0 | 0
580 | JCKCNTY801 | 1 | North | YES | 0.016623 | 288 | 0 | 288 | 0 | 1.022 | CC | -1 | 0.03126 | 288 | 288 |  |  | 4.7874 | 288 | -0.03126 | -9.0027 |  |  |  |  | 0 | 0
581 | JCKCNTY802 | 2 | North | YES | 0.016623 | 147 | 0 | 147 | 0 | 1.022 | CC | -1 | 0.03126 | 147 | 147 |  |  | 2.4436 | 147 | -0.03126 | -4.5951 |  |  |  |  | 0 | 0
582 | JCKCNTY803 | 3 | North | YES | 0.016623 | 147 | 0 | 147 | 0 | 1.022 | CC | -1 | 0.03126 | 147 | 147 |  |  | 2.4436 | 147 | -0.03126 | -4.5951 |  |  |  |  | 0 | 0
8032 | AMISTADHYD1 | 1 | South | YES | 0.016471 | 33 | 13 | 33 | 0 | 1.03 | Hydro | -1 | 0.031412 | 0 | 0 |  |  |  |  | -0.031412 | 0 |  |  |  |  | 0 | 0
8033 | AMISTADHYD2 | 2 | South | YES | 0.016471 | 25 | 13 | 25 | 0 | 1.03 | Hydro | -1 | 0.031412 | 0 | 0 |  |  |  |  | -0.031412 | 0 |  |  |  |  | 0 | 0
88253 | HAMILTON | F | South | YES | 0.016471 | 0 | 0 | 0 | 0 | 1.04 | BLT | -1 | 0.031412 | 0 | 0 |  |  |  |  | -0.031412 | 0 |  |  |  |  | 0 | 0
505 | NTHTEXAS03 | 3 | North | YES | 0.016215 | 30.4 | 15 | 38 |  | 1.015 | GST | -1 | 0.031668 | 38 | 38 |  |  | 0.61617 | 38 | -0.031668 | -1.2034 |  |  |  |  | 0 | 0
503 | NTHTEXAS01 | 1 | North | YES | 0.016215 | 0 | 5 | 18 |  | 1.015 | GST | -1 | 0.031668 | 18 | 18 |  |  | 0.29187 | 18 | -0.031668 | -0.57002 |  |  |  |  | 0 | 0
504 | NTHTEXAS02 | 2 | North | YES | 0.016215 | 14.4 | 5 | 18 |  | 1.015 | GST | -1 | 0.031668 | 18 | 18 |  |  | 0.29187 | 18 | -0.031668 | -0.57002 |  |  |  |  | 0 | 0
334 | RWMILLER03 | 3 | North | YES | 0.016072 | 166.4 | 65 | 208 | 0 | 1.04 | GST | -1 | 0.031811 | 208 | 208 |  |  | 3.343 | 208 | -0.031811 | -6.6166 |  |  |  |  | 0 | 0
333 | RWMILLER02 | 2 | North | YES | 0.016072 | 95.2 | 37 | 119 | 0 | 1.04 | GST | -1 | 0.031811 | 119 | 119 |  |  | 1.9126 | 119 | -0.031811 | -3.7855 |  |  |  |  | 0 | 0
335 | RWMILLER04 | 4 | North | YES | 0.016072 | 81.6 | 0 | 102 | 0 | 1.04 | GST | -1 | 0.031811 | 102 | 102 |  |  | 1.6393 | 102 | -0.031811 | -3.2447 |  |  |  |  | 0 | 0
336 | RWMILLER05 | 5 | North | YES | 0.016072 | 80.8 | 0 | 101 | 0 | 1.04 | GST | -1 | 0.031811 | 101 | 101 |  |  | 1.6233 | 101 | -0.031811 | -3.2129 |  |  |  |  | 0 | 0
332 | RWMILLER01 | 1 | North | YES | 0.016072 | 58.4 | 18.5 | 73 | 0 | 1.04 | GST | -1 | 0.031811 | 73 | 73 |  |  | 1.1733 | 73 | -0.031811 | -2.3222 |  |  |  |  | 0 | 0
728 | WOLFRIDGE801 | 1 | North | YES | 0.015737 | 11.2 | 0 | 112.5 | 0 | 0.99 | Wind | -1 | 0.032146 | 0 | 112.5 |  |  | 0 | 0 | -0.032146 | 0 |  |  |  |  | 0 | 0
6407 | TURKTRAK1A | 1 | West | YES | 0.04313 | 33.9 | 0 | 169.5 | 0 | 1.025 | Wind | 1 | 0.033117 | 0 | 169.5 | 7.3105 | 169.5 |  |  | 0.033117 | 5.6134 |  |  |  |  | 0 | 0
6144 | MCADOO1A | 1 | West | YES | 0.043194 | 15 | 0 | 150 | 0 | 1.025 | Wind | 1 | 0.033181 | 0 | 150 | 6.4791 | 150 |  |  | 0.033181 | 4.9772 |  |  |  |  | 0 | 0
1416 | SWETWATR_1G | 1 | West | YES | 0.043383 | 30 | 18 | 30 | 0 | 1.026 | CC | 1 | 0.03337 | 30 | 30 | 1.3015 | 30 |  |  | 0.03337 | 1.0011 |  |  |  |  | 0 | 0
1419 | SWETWATR_4G | 4 | West | YES | 0.043383 | 61 | 36 | 61 | 0 | 1.026 | CC | 1 | 0.03337 | 61 | 61 | 2.6464 | 61 |  |  | 0.03337 | 2.0356 |  |  |  |  | 0 | 0
1418 | SWETWATR_3G | 3 | West | YES | 0.043383 | 68 | 36 | 68 | 0 | 1.026 | CC | 1 | 0.03337 | 68 | 68 | 2.95 | 68 |  |  | 0.03337 | 2.2692 |  |  |  |  | 0 | 0
1417 | SWETWATR_2G | 2 | West | YES | 0.043383 | 72 | 36 | 72 | 0 | 1.026 | CC | 1 | 0.03337 | 72 | 72 | 3.1236 | 72 |  |  | 0.03337 | 2.4027 |  |  |  |  | 0 | 0
1861 | EAGLEMNT_1G | MB | North | YES | 0.014292 | 0 | 30 | 112 |  | 1.022 | GST | -1 | 0.033591 | 0 | 0 |  |  | 0 | 0 | -0.033591 | 0 |  |  |  |  | 0 | 0
1862 | EAGLEMNT_2G | MB | North | YES | 0.014292 | 0 | 40 | 100 |  | 1.022 | GST | -1 | 0.033591 | 0 | 0 |  |  | 0 | 0 | -0.033591 | 0 |  |  |  |  | 0 | 0
1863 | EAGLEMNT_3G | MB | North | YES | 0.014292 | 0 | 50 | 378 |  | 1.022 | GST | -1 | 0.033591 | 0 | 0 |  |  | 0 | 0 | -0.033591 | 0 |  |  |  |  | 0 | 0
924 | SPENCER_G5 | 1 | North | YES | 0.014135 | 52 | 20 | 66 | 0 | 1.03 | GST | -1 | 0.033748 | 66 | 66 |  |  | 0.93291 | 66 | -0.033748 | -2.2273 |  |  |  |  | 0 | 0
923 | SPENCER_G4 | 1 | North | YES | 0.014135 | 48 | 20 | 61 | 0 | 1.03 | GST | -1 | 0.033748 | 61 | 61 |  |  | 0.86223 | 61 | -0.033748 | -2.0586 |  |  |  |  | 0 | 0
11057 | CHAMPION_1G | 1 | West | YES | 0.04449 | 25.3 | 0 | 126.5 |  | 1 | Wind | 1 | 0.034477 | 0 | 126.5 | 5.628 | 126.5 |  |  | 0.034477 | 4.3614 |  |  |  |  | 0 | 0
11059 | INADALE_1G | 1 | West | YES | 0.04449 | 39.4 | 0 | 197 |  | 1 | Wind | 1 | 0.034477 | 0 | 197 | 8.7645 | 197 |  |  | 0.034477 | 6.792 |  |  |  |  | 0 | 0
11056 | ROSCOE_1G | 1 | West | YES | 0.04449 | 41.8 | 0 | 209 |  | 1 | Wind | 1 | 0.034477 | 0 | 209 | 9.2984 | 209 |  |  | 0.034477 | 7.2058 |  |  |  |  | 0 | 0
11058 | PYRON_1G | 1 | West | YES | 0.04449 | 49.8 | 0 | 249 |  | 1 | Wind | 1 | 0.034477 | 0 | 249 | 11.078 | 249 |  |  | 0.034477 | 8.5849 |  |  |  |  | 0 | 0
1354 | AEPWIND_8 | 1 | West | YES | 0.044594 | 20.2 | 0 | 101 |  | 1 | Wind | 1 | 0.034581 | 0 | 101 | 4.504 | 101 |  |  | 0.034581 | 3.4927 |  |  |  |  | 0 | 0
1343 | TRENTIPP_8 | 1 | West | YES | 0.044594 | 30 | 0 | 150 |  | 1.014 | Wind | 1 | 0.034581 | 0 | 150 | 6.6891 | 150 |  |  | 0.034581 | 5.1872 |  |  |  |  | 0 | 0
1889 | DECRDOVA_1G | 1 | North | YES | 0.013252 | 779 | 255 | 779 | 0 | 1.02 | GSC | -1 | 0.034631 | 779 | 779 |  |  | 10.3233 | 779 | -0.034631 | -26.9772 |  |  |  |  | 0 | 0
1898 | COMCHEPK_1G | 1 | North | YES | 0.013239 | 1217 | 1150 | 1217 | 0 | 1.032 | Nuc | -1 | 0.034644 | 0 | 0 |  |  | 0 | 0 | -0.034644 | 0 |  |  |  |  | 0 | 0
1899 | COMCHEPK_2G | 2 | North | YES | 0.013239 | 1159 | 1128 | 1159 | 0 | 1.032 | Nuc | -1 | 0.034644 | 0 | 0 |  |  | 0 | 0 | -0.034644 | 0 |  |  |  |  | 0 | 0
1879 | WLFHOLW_3G | 3 | North | YES | 0.012991 | 272.4 | 89.2 | 272.4 | 0 | 1.032 | CC | -1 | 0.034892 | 272.4 | 272.4 |  |  | 3.5387 | 272.4 | -0.034892 | -9.5044 |  |  |  |  | 0 | 0
1877 | WLFHOLW_1G | 1 | North | YES | 0.012991 | 217.3 | 89.2 | 217.3 | 0 | 1.032 | CC | -1 | 0.034892 | 217.3 | 217.3 |  |  | 2.8229 | 217.3 | -0.034892 | -7.5819 |  |  |  |  | 0 | 0
1878 | WLFHOLW_2G | 2 | North | YES | 0.012991 | 215.7 | 105 | 215.7 | 0 | 1.032 | CC | -1 | 0.034892 | 215.7 | 215.7 |  |  | 2.8022 | 215.7 | -0.034892 | -7.5261 |  |  |  |  | 0 | 0
1892 | DECRDOVA_2G | A | North | YES | 0.012922 | 65 | 65 | 70 | 0 | 1.025 | GGT | -1 | 0.034961 | 70 | 70 |  |  | 0.90454 | 70 | -0.034961 | -2.4472 |  |  |  |  | 0 | 0
1893 | DECRDOVA_3G | B | North | YES | 0.012922 | 65 | 65 | 69 | 0 | 1.025 | GGT | -1 | 0.034961 | 69 | 69 |  |  | 0.89162 | 69 | -0.034961 | -2.4123 |  |  |  |  | 0 | 0
1894 | DECRDOVA_4G | C | North | YES | 0.012922 | 65 | 65 | 69 | 0 | 1.025 | GGT | -1 | 0.034961 | 69 | 69 |  |  | 0.89162 | 69 | -0.034961 | -2.4123 |  |  |  |  | 0 | 0
1895 | DECRDOVA_5G | D | North | YES | 0.012922 | 65 | 65 | 68 | 0 | 1.025 | GGT | -1 | 0.034961 | 68 | 68 |  |  | 0.8787 | 68 | -0.034961 | -2.3773 |  |  |  |  | 0 | 0
71051 | L_BITTCR1_1N | W1 | West | YES | 0.045172 | 7.5 | 0 | 37.5 |  | 1.02 | Wind | 1 | 0.035159 | 0 | 37.5 | 1.694 | 37.5 |  |  | 0.035159 | 1.3185 |  |  |  |  | 0 | 0
71061 | L_SWEETW1_5N | W1 | West | YES | 0.045172 | 16.1 | 0 | 80.5 | 0 | 1.02 | Wind | 1 | 0.035159 | 0 | 80.5 | 3.6363 | 80.5 |  |  | 0.035159 | 2.8303 |  |  |  |  | 0 | 0
71060 | L_SWEETW1_4N | W1 | West | YES | 0.045172 | 21 | 0 | 105 | 0 | 1.02 | Wind | 1 | 0.035159 | 0 | 105 | 4.7431 | 105 |  |  | 0.035159 | 3.6917 |  |  |  |  | 0 | 0
71054 | L_SWEETW1_1N | W1 | West | YES | 0.045172 | 21.5 | 0 | 107.5 |  | 1.02 | Wind | 1 | 0.035159 | 0 | 107.5 | 4.856 | 107.5 |  |  | 0.035159 | 3.7796 |  |  |  |  | 0 | 0
71059 | L_SWEETW1_3N | W1 | West | YES | 0.045172 | 23.8 | 0 | 119 | 0 | 1.02 | Wind | 1 | 0.035159 | 0 | 119 | 5.3755 | 119 |  |  | 0.035159 | 4.184 |  |  |  |  | 0 | 0
71057 | L_SWEETW1_2N | W1 | West | YES | 0.045172 | 27 | 0 | 135 |  | 1.02 | Wind | 1 | 0.035159 | 0 | 135 | 6.0982 | 135 |  |  | 0.035159 | 4.7465 |  |  |  |  | 0 | 0
36998 | RDCNYNG1 | 1 | West | YES | 0.045672 | 16.8 | 0 | 84 |  | 1.01 | Wind | 1 | 0.035659 | 0 | 84 | 3.8364 | 84 |  |  | 0.035659 | 2.9954 |  |  |  |  | 0 | 0
1949 | HANDLEY_5G | 5 | North | YES | 0.01205 | 348 | 150 | 435 | 0 | 1.022 | GST | -1 | 0.035833 | 435 | 435 |  |  | 5.2417 | 435 | -0.035833 | -15.5871 |  |  |  |  | 0 | 0
1947 | HANDLEY_3G | 3 | North | YES | 0.01205 | 316 | 100 | 395 | 0 | 1.022 | GST | -1 | 0.035833 | 395 | 395 |  |  | 4.7598 | 395 | -0.035833 | -14.1538 |  |  |  |  | 0 | 0
1948 | HANDLEY_4G | 4 | North | YES | 0.011937 | 348 | 150 | 435 | 0 | 1.022 | GST | -1 | 0.035946 | 435 | 435 |  |  | 5.1926 | 435 | -0.035946 | -15.6363 |  |  |  |  | 0 | 0
1069 | KINDERMG_1G | 1 | West | YES | 0.046237 | 25 | 5 | 25 | 0 | 1.017 | Cogen | 1 | 0.036224 | 0 | 0 | 0 | 0 |  |  | 0.036224 | 0 |  |  |  |  | 0 | 0
1070 | KINDERMG_2G | 1 | West | YES | 0.046237 | 45.7 | 12 | 45.7 | 0 | 1.017 | Cogen | 1 | 0.036224 | 0 | 0 | 0 | 0 |  |  | 0.036224 | 0 |  |  |  |  | 0 | 0
1071 | KINDERMG_3G | 1 | West | YES | 0.046237 | 45.7 | 12 | 45.7 | 0 | 1.017 | Cogen | 1 | 0.036224 | 0 | 0 | 0 | 0 |  |  | 0.036224 | 0 |  |  |  |  | 0 | 0
1062 | CIELOGEN_2G | 1 | West | YES | 0.046237 | 12.2 | 0 | 61 |  | 1 | Wind | 1 | 0.036224 | 0 | 61 | 2.8205 | 61 |  |  | 0.036224 | 2.2097 |  |  |  |  | 0 | 0
1061 | CIELOGEN_1G | 1 | West | YES | 0.046237 | 19.8 | 0 | 99 |  | 1 | Wind | 1 | 0.036224 | 0 | 99 | 4.5775 | 99 |  |  | 0.036224 | 3.5862 |  |  |  |  | 0 | 0
1073 | SCURRYCW_2G | 2 | West | YES | 0.046259 | 24 | 0 | 120 | 0 | 1.0217 | Wind | 1 | 0.036246 | 0 | 120 | 5.5511 | 120 |  |  | 0.036246 | 4.3496 |  |  |  |  | 0 | 0
1068 | SCURRYCW_1G | 1 | West | YES | 0.046259 | 28.2 | 1.3 | 141 | 0 | 1.0217 | Wind | 1 | 0.036246 | 0 | 141 | 6.5225 | 141 |  |  | 0.036246 | 5.1107 |  |  |  |  | 0 | 0
2371 | COLLIN_1G | MB | North | YES | 0.011534 | 0 | 40 | 138 |  | 1.022 | GST | -1 | 0.036349 | 0 | 0 |  |  | 0 | 0 | -0.036349 | 0 |  |  |  |  | 0 | 0
6637 | SNYDERW1A | 1 | West | YES | 0.046466 | 12.6 | 0 | 63 | 0 | 1.025 | Wind | 1 | 0.036453 | 0 | 63 | 2.9274 | 63 |  |  | 0.036453 | 2.2966 |  |  |  |  | 0 | 0
366 | JNSNCNTY802 | 1 | North | YES | 0.01126 | 168 | 20 | 168 | 0 | 1.02 | Cogen | -1 | 0.036623 | 0 | 0 |  |  | 0 | 0 | -0.036623 | 0 |  |  |  |  | 0 | 0
367 | JNSNCNTY802 | 2 | North | YES | 0.01126 | 90 | 20 | 90 | 0 | 1.02 | Cogen | -1 | 0.036623 | 0 | 0 |  |  | 0 | 0 | -0.036623 | 0 |  |  |  |  | 0 | 0
6948 | DENISNDM | 1 | North | YES | 0.011248 | 40 | 5 | 40 |  | 1.015 | Hydro | -1 | 0.036635 | 0 | 0 |  |  | 0 | 0 | -0.036635 | 0 |  |  |  |  | 0 | 0
6948 | DENISNDM | 2 | North | YES | 0.011248 | 31 | 5 | 40 |  | 1.015 | Hydro | -1 | 0.036635 | 0 | 0 |  |  | 0 | 0 | -0.036635 | 0 |  |  |  |  | 0 | 0
2383 | NTHLK3_G | 3 | North | YES | 0.011175 | 0 | 50 | 329 |  | 1.022 | GST | -1 | 0.036708 | 329 | 329 |  |  | 3.6766 | 329 | -0.036708 | -12.0768 |  |  |  |  | 0 | 0
2382 | NTHLK2_G | 2 | North | YES | 0.011175 | 0 | 35 | 181 |  | 1.022 | GST | -1 | 0.036708 | 181 | 181 |  |  | 2.0227 | 181 | -0.036708 | -6.6441 |  |  |  |  | 0 | 0
2381 | NTHLK1_G | 1 | North | YES | 0.011175 | 0 | 35 | 156 |  | 1.022 | GST | -1 | 0.036708 | 156 | 156 |  |  | 1.7433 | 156 | -0.036708 | -5.7264 |  |  |  |  | 0 | 0
1688 | VALLEY_2G | 2 | North | YES | 0.01109 | 527 | 90 | 527 | 0 | 1.029 | GSC | -1 | 0.036793 | 527 | 527 |  |  | 5.8444 | 527 | -0.036793 | -19.3897 |  |  |  |  | 0 | 0
1687 | VALLEY_1G | 1 | North | YES | 0.01109 | 136 | 15 | 170 | 0 | 1.029 | GST | -1 | 0.036793 | 170 | 170 |  |  | 1.8853 | 170 | -0.036793 | -6.2547 |  |  |  |  | 0 | 0
1044 | MRGNFG_6G | F | West | YES | 0.046964 | 66 | 66 | 66 | 0 | 1.029 | GGT | 1 | 0.036951 | 66 | 66 | 3.0996 | 66 |  |  | 0.036951 | 2.4388 |  |  |  |  | 0 | 0
1042 | MRGNDG_4G | D | West | YES | 0.046964 | 68 | 68 | 68 | 0 | 1.029 | GGT | 1 | 0.036951 | 68 | 68 | 3.1936 | 68 |  |  | 0.036951 | 2.5127 |  |  |  |  | 0 | 0
1039 | MRGNAG_1G | A | West | YES | 0.046964 | 69 | 69 | 69 | 0 | 1.029 | GGT | 1 | 0.036951 | 69 | 69 | 3.2405 | 69 |  |  | 0.036951 | 2.5496 |  |  |  |  | 0 | 0
1041 | MRGNCG_3G | C | West | YES | 0.046964 | 69 | 69 | 70 | 0 | 1.029 | GGT | 1 | 0.036951 | 70 | 70 | 3.2875 | 70 |  |  | 0.036951 | 2.5866 |  |  |  |  | 0 | 0
1043 | MRGNEG_5G | E | West | YES | 0.046964 | 68 | 68 | 70 | 0 | 1.029 | GGT | 1 | 0.036951 | 70 | 70 | 3.2875 | 70 |  |  | 0.036951 | 2.5866 |  |  |  |  | 0 | 0
1040 | MRGNBG_2G | B | West | YES | 0.046964 | 70 | 70 | 71 | 0 | 1.029 | GGT | 1 | 0.036951 | 71 | 71 | 3.3344 | 71 |  |  | 0.036951 | 2.6235 |  |  |  |  | 0 | 0
1037 | MORGAN5G_5G | 5 | West | YES | 0.046964 | 109.6 | 40 | 137 | 0 | 1.029 | GST | 1 | 0.036951 | 137 | 137 | 6.4341 | 137 |  |  | 0.036951 | 5.0623 |  |  |  |  | 0 | 0
11309 | BULLCREK_2G | 1 | West | YES | 0.047005 | 20.9 | 0 | 180 |  | 1 | Wind | 1 | 0.036992 | 0 | 180 | 8.4609 | 180 |  |  | 0.036992 | 6.6586 |  |  |  |  | 0 | 0
11310 | BULLCREK_1G | 1 | West | YES | 0.047005 | 15.1 | 0 | 180 |  | 1 | Wind | 1 | 0.036992 | 0 | 180 | 8.4609 | 180 |  |  | 0.036992 | 6.6586 |  |  |  |  | 0 | 0
1689 | VALLEY_3G | 3 | North | YES | 0.010876 | 0 | 25 | 375 |  | 1.003 | GST | -1 | 0.037007 | 375 | 375 |  |  | 4.0785 | 375 | -0.037007 | -13.8774 |  |  |  |  | 0 | 0
11693 | KMICHIST3_G | 3 | North | YES | 0.010876 | 312 | 60 | 312 | 0 | 1.026 | CC | -1 | 0.037007 | 312 | 312 |  |  | 3.3933 | 312 | -0.037007 | -11.546 |  |  |  |  | 0 | 0
11696 | KMICHIST6_G | 6 | North | YES | 0.010876 | 310 | 60 | 310 | 0 | 1.026 | CC | -1 | 0.037007 | 310 | 310 |  |  | 3.3716 | 310 | -0.037007 | -11.472 |  |  |  |  | 0 | 0
11695 | KMICHICT5_G | 5 | North | YES | 0.010876 | 148 | 80 | 148 | 0 | 1.026 | CC | -1 | 0.037007 | 148 | 148 |  |  | 1.6096 | 148 | -0.037007 | -5.477 |  |  |  |  | 0 | 0
11692 | KMICHICT2_G | 2 | North | YES | 0.010876 | 146 | 80 | 146 | 0 | 1.026 | CC | -1 | 0.037007 | 146 | 146 |  |  | 1.5879 | 146 | -0.037007 | -5.403 |  |  |  |  | 0 | 0
11691 | KMICHICT1_G | 1 | North | YES | 0.010876 | 144 | 80 | 144 | 0 | 1.026 | CC | -1 | 0.037007 | 144 | 144 |  |  | 1.5661 | 144 | -0.037007 | -5.3289 |  |  |  |  | 0 | 0
11694 | KMICHICT4_G | 4 | North | YES | 0.010876 | 144 | 80 | 144 | 0 | 1.026 | CC | -1 | 0.037007 | 144 | 144 |  |  | 1.5661 | 144 | -0.037007 | -5.3289 |  |  |  |  | 0 | 0
1683 | LAMARPWR_6G | 6 | North | YES | 0.010811 | 198 | 129.1 | 198 | 0 | 1.038 | CC | -1 | 0.037072 | 198 | 198 |  |  | 2.1406 | 198 | -0.037072 | -7.3402 |  |  |  |  | 0 | 0
1680 | LAMARPWR_3G | 3 | North | YES | 0.010811 | 196 | 129.1 | 196 | 0 | 1.038 | CC | -1 | 0.037072 | 196 | 196 |  |  | 2.119 | 196 | -0.037072 | -7.266 |  |  |  |  | 0 | 0
1678 | LAMARPWR_1G | 1 | North | YES | 0.010811 | 160 | 67.7 | 160 | 0 | 1.038 | CC | -1 | 0.037072 | 160 | 160 |  |  | 1.7298 | 160 | -0.037072 | -5.9314 |  |  |  |  | 0 | 0
1682 | LAMARPWR_5G | 5 | North | YES | 0.010811 | 157 | 67.7 | 157 | 0 | 1.038 | CC | -1 | 0.037072 | 157 | 157 |  |  | 1.6973 | 157 | -0.037072 | -5.8202 |  |  |  |  | 0 | 0
1679 | LAMARPWR_2G | 2 | North | YES | 0.010811 | 156 | 67.7 | 156 | 0 | 1.038 | CC | -1 | 0.037072 | 156 | 156 |  |  | 1.6865 | 156 | -0.037072 | -5.7832 |  |  |  |  | 0 | 0
1681 | LAMARPWR_4G | 4 | North | YES | 0.010811 | 156 | 67.7 | 156 | 0 | 1.038 | CC | -1 | 0.037072 | 156 | 156 |  |  | 1.6865 | 156 | -0.037072 | -5.7832 |  |  |  |  | 0 | 0
11320 | COYOTE_1G | 1 | West | YES | 0.047094 | 22.5 | 0 | 225 |  | 1 | Wind | 1 | 0.037081 | 0 | 225 | 10.5961 | 225 |  |  | 0.037081 | 8.3433 |  |  |  |  | 0 | 0
1675 | PEC_1G | 1 | North | YES | 0.01078 | 76.7 | 35 | 76.7 | 0 | 1.022 | Cogen | -1 | 0.037103 | 0 | 0 |  |  | 0 | 0 | -0.037103 | 0 |  |  |  |  | 0 | 0
1676 | PEC_2G | 2 | North | YES | 0.01078 | 79.6 | 35 | 79.6 | 0 | 1.022 | Cogen | -1 | 0.037103 | 0 | 0 |  |  | 0 | 0 | -0.037103 | 0 |  |  |  |  | 0 | 0
1677 | PEC_3G | 3 | North | YES | 0.01078 | 88.4 | 35 | 88.4 | 0 | 1.022 | Cogen | -1 | 0.037103 | 0 | 0 |  |  | 0 | 0 | -0.037103 | 0 |  |  |  |  | 0 | 0
1701 | MOSES_1G | 1 | North | YES | 0.010683 | 558 | 175 | 558 | 0 | 1.023 | LIGCO | -1 | 0.0372 | 0 | 558 |  |  | 0 | 0 | -0.0372 | 0 |  |  |  |  | 0 | 0
1702 | MOSES_2G | 2 | North | YES | 0.010683 | 579 | 175 | 579 | 0 | 1.023 | LIGCO | -1 | 0.0372 | 0 | 579 |  |  | 0 | 0 | -0.0372 | 0 |  |  |  |  | 0 | 0
1703 | MOSES_3G | 3 | North | YES | 0.010683 | 808 | 463 | 808 | 0 | 1.023 | LIGCO | -1 | 0.0372 | 0 | 808 |  |  | 0 | 0 | -0.0372 | 0 |  |  |  |  | 0 | 0
5925 | DCEAST | EQ | North | YES | 0.010683 | 400.3 | -600 | 600 | 0 | 1.025 | DCTie | -1 | 0.0372 | 0 | 0 |  |  | 0 | 0 | -0.0372 | 0 |  |  |  |  | 0 | 0
11065 | ELBOWCK_1G | 1 | West | YES | 0.047359 | 23.4 | 0 | 121.9 | 0 | 1 | Wind | 1 | 0.037346 | 0 | 121.9 | 5.7731 | 121.9 |  |  | 0.037346 | 4.5525 |  |  |  |  | 0 | 0
1058 | LONGSHORE_5 | 1 | West | YES | 0.047359 | 30 | 0 | 150 |  | 1.01 | Wind | 1 | 0.037346 | 0 | 150 | 7.1039 | 150 |  |  | 0.037346 | 5.602 |  |  |  |  | 0 | 0
1058 | LONGSHORE_5 | 2 | West | YES | 0.047359 | 44 | 0 | 220 |  | 1.01 | Wind | 1 | 0.037346 | 0 | 220 | 10.419 | 220 |  |  | 0.037346 | 8.2162 |  |  |  |  | 0 | 0
844 | OLINGER_G3 | 1 | North | YES | 0.010449 | 103.9 | 45 | 150 | 0 | 1.03 | GST | -1 | 0.037434 | 150 | 150 |  |  | 1.5674 | 150 | -0.037434 | -5.615 |  |  |  |  | 0 | 0
843 | OLINGER_G2 | 1 | North | YES | 0.010449 | 76.2 | 25 | 110 | 0 | 1.03 | GST | -1 | 0.037434 | 110 | 110 |  |  | 1.1494 | 110 | -0.037434 | -4.1177 |  |  |  |  | 0 | 0
842 | OLINGER_G1 | 1 | North | YES | 0.010449 | 55.4 | 20 | 79 | 0 | 1.03 | GST | -1 | 0.037434 | 79 | 79 |  |  | 0.82547 | 79 | -0.037434 | -2.9572 |  |  |  |  | 0 | 0
845 | OLINGER_G4 | 1 | North | YES | 0.010449 | 51.9 | 0 | 76 | 0 | 1.03 | GGT | -1 | 0.037434 | 76 | 76 |  |  | 0.79412 | 76 | -0.037434 | -2.8449 |  |  |  |  | 0 | 0
837 | NEWMAN_G5 | 1 | North | YES | 0.010403 | 0 | 15 | 40 |  | 1.01 | GST | -1 | 0.03748 | 40 | 40 |  |  | 0.41612 | 40 | -0.03748 | -1.4992 |  |  |  |  | 0 | 0
950 | STEAM3 | 1 | North | YES | 0.010373 | 41 | 13 | 42 | 0 | 1.02 | GST | -1 | 0.03751 | 42 | 42 |  |  | 0.43567 | 42 | -0.03751 | -1.5754 |  |  |  |  | 0 | 0
949 | STEAM2 | 1 | North | YES | 0.010373 | 26 | 8 | 26 | 0 | 0.99 | GST | -1 | 0.03751 | 26 | 26 |  |  | 0.2697 | 26 | -0.03751 | -0.97525 |  |  |  |  | 0 | 0
948 | STEAM1 | 1 | North | YES | 0.010373 | 0 | 12 | 20 |  | 1.02 | GST | -1 | 0.03751 | 20 | 20 |  |  | 0.20746 | 20 | -0.03751 | -0.75019 |  |  |  |  | 0 | 0
1045 | CALENG1G_1G | 1 | West | YES | 0.047536 | 73.4 | 27 | 73.4 | 0 | 1.014 | Cogen | 1 | 0.037523 | 0 | 0 | 0 | 0 |  |  | 0.037523 | 0 |  |  |  |  | 0 | 0
1046 | CALENG2G_2G | 2 | West | YES | 0.047536 | 73.4 | 27 | 73.4 | 0 | 1.014 | Cogen | 1 | 0.037523 | 0 | 0 | 0 | 0 |  |  | 0.037523 | 0 |  |  |  |  | 0 | 0
1047 | CALENG3G_3G | 3 | West | YES | 0.047536 | 70.4 | 27 | 70.4 | 0 | 1.014 | Cogen | 1 | 0.037523 | 0 | 0 | 0 | 0 |  |  | 0.037523 | 0 |  |  |  |  | 0 | 0
2417 | MTCK8_G | 8 | North | YES | 0.010157 | 444.8 | 60 | 556 | 0 | 1.022 | GSC | -1 | 0.037726 | 556 | 556 |  |  | 5.6473 | 556 | -0.037726 | -20.9754 |  |  |  |  | 0 | 0
2413 | MTCK6_G | 6 | North | YES | 0.010157 | 0 | 30 | 118 |  | 1.022 | GST | -1 | 0.037726 | 118 | 118 |  |  | 1.1985 | 118 | -0.037726 | -4.4516 |  |  |  |  | 0 | 0
2414 | MTCK7_G | 7 | North | YES | 0.010157 | 0 | 30 | 115 |  | 1.022 | GST | -1 | 0.037726 | 115 | 115 |  |  | 1.1681 | 115 | -0.037726 | -4.3384 |  |  |  |  | 0 | 0
2452 | LKHB2_G | 2 | North | YES | 0.010101 | 516 | 80 | 516 | 0 | 1.022 | GST | -1 | 0.037782 | 516 | 516 |  |  | 5.2121 | 516 | -0.037782 | -19.4953 |  |  |  |  | 0 | 0
2451 | LKHB1_G | 1 | North | YES | 0.010101 | 0 | 80 | 391 |  | 1.022 | GST | -1 | 0.037782 | 391 | 391 |  |  | 3.9495 | 391 | -0.037782 | -14.7726 |  |  |  |  | 0 | 0
1938 | MDLTHELP_6G | 6 | North | YES | 0.010095 | 226 | 74 | 226 | 0 | 1 | CC | -1 | 0.037788 | 226 | 226 |  |  | 2.2815 | 226 | -0.037788 | -8.54 |  |  |  |  | 0 | 0
1937 | MDLTHELP_5G | 5 | North | YES | 0.010095 | 224 | 74 | 224 | 0 | 1 | CC | -1 | 0.037788 | 224 | 224 |  |  | 2.2613 | 224 | -0.037788 | -8.4644 |  |  |  |  | 0 | 0
1943 | MDLTHELP_3G | 3 | North | YES | 0.010095 | 212 | 74 | 212 | 0 | 1 | CC | -1 | 0.037788 | 212 | 212 |  |  | 2.1401 | 212 | -0.037788 | -8.011 |  |  |  |  | 0 | 0
1944 | MDLTHELP_4G | 4 | North | YES | 0.010095 | 211 | 74 | 211 | 0 | 1 | CC | -1 | 0.037788 | 211 | 211 |  |  | 2.13 | 211 | -0.037788 | -7.9732 |  |  |  |  | 0 | 0
12440 | PARKD_1SVC8 | 1 | North | YES | 0.010042 | 0 | 0 | 0 | 0 | 1.007 | GST | -1 | 0.037841 | 0 | 0 |  |  | 0 | 0 | -0.037841 | 0 |  |  |  |  | 0 | 0
12449 | PARKD_2SVC8 | 1 | North | YES | 0.010042 | 0 | 0 | 0 | 0 | 1.007 | GST | -1 | 0.037841 | 0 | 0 |  |  | 0 | 0 | -0.037841 | 0 |  |  |  |  | 0 | 0
1360 | GUNSIGHT_8 | 1 | West | YES | 0.047874 | 0 | 0 | 120 |  | 1.01 | Wind | 1 | 0.037861 | 0 | 120 | 5.7449 | 120 |  |  | 0.037861 | 4.5434 |  |  |  |  | 0 | 0
1327 | WILDHRSE_1G | 1 | West | YES | 0.047943 | 0 | 0 | 120 |  | 1 | Wind | 1 | 0.03793 | 0 | 120 | 5.7532 | 120 |  |  | 0.03793 | 4.5516 |  |  |  |  | 0 | 0
12424 | FPLEFR2S_G | 4 | North | YES | 0.009945 | 415 | 191 | 415 | 0 | 1 | CC | -1 | 0.037938 | 415 | 415 |  |  | 4.1272 | 415 | -0.037938 | -15.7441 |  |  |  |  | 0 | 0
12414 | FPLEFR1S_G | 4 | North | YES | 0.009945 | 414 | 191 | 414 | 0 | 1 | CC | -1 | 0.037938 | 414 | 414 |  |  | 4.1172 | 414 | -0.037938 | -15.7061 |  |  |  |  | 0 | 0
12412 | FPLEFR1B_G | 2 | North | YES | 0.009945 | 164 | 72 | 164 | 0 | 1 | CC | -1 | 0.037938 | 164 | 164 |  |  | 1.631 | 164 | -0.037938 | -6.2218 |  |  |  |  | 0 | 0
12413 | FPLEFR1C_G | 3 | North | YES | 0.009945 | 164 | 72 | 164 | 0 | 1 | CC | -1 | 0.037938 | 164 | 164 |  |  | 1.631 | 164 | -0.037938 | -6.2218 |  |  |  |  | 0 | 0
12423 | FPLEFR2C_G | 3 | North | YES | 0.009945 | 163 | 72 | 163 | 0 | 1 | CC | -1 | 0.037938 | 163 | 163 |  |  | 1.621 | 163 | -0.037938 | -6.1838 |  |  |  |  | 0 | 0
12421 | FPLEFR2A_G | 1 | North | YES | 0.009945 | 162 | 72 | 162 | 0 | 1 | CC | -1 | 0.037938 | 162 | 162 |  |  | 1.6111 | 162 | -0.037938 | -6.1459 |  |  |  |  | 0 | 0
12411 | FPLEFR1A_G | 1 | North | YES | 0.009945 | 161 | 72 | 161 | 0 | 1 | CC | -1 | 0.037938 | 161 | 161 |  |  | 1.6011 | 161 | -0.037938 | -6.1079 |  |  |  |  | 0 | 0
12422 | FPLEFR2B_G | 2 | North | YES | 0.009945 | 161 | 72 | 161 | 0 | 1 | CC | -1 | 0.037938 | 161 | 161 |  |  | 1.6011 | 161 | -0.037938 | -6.1079 |  |  |  |  | 0 | 0
1333 | MCDDONAL_8 | 1 | West | YES | 0.04811 | 42.8 | 0 | 214.2 |  | 1.01 | Wind | 1 | 0.038097 | 0 | 214.2 | 10.3052 | 214.2 |  |  | 0.038097 | 8.1605 |  |  |  |  | 0 | 0
11001 | NAV1CT | 1 | West | YES | 0.048264 | 70.4 | 18 | 70.4 | 0 | 1.029 | CC | 1 | 0.038251 | 70.4 | 70.4 | 3.3978 | 70.4 |  |  | 0.038251 | 2.6929 |  |  |  |  | 0 | 0
11009 | NAV2CT | 1 | West | YES | 0.048264 | 71.4 | 18 | 71.4 | 0 | 1.029 | CC | 1 | 0.038251 | 71.4 | 71.4 | 3.446 | 71.4 |  |  | 0.038251 | 2.7311 |  |  |  |  | 0 | 0
11012 | NAV4CT | 1 | West | YES | 0.048264 | 80 | 18 | 80 | 0 | 1.029 | CC | 1 | 0.038251 | 80 | 80 | 3.8611 | 80 |  |  | 0.038251 | 3.0601 |  |  |  |  | 0 | 0
11013 | NAV5CT | 1 | West | YES | 0.048264 | 80 | 18 | 80 | 0 | 1.029 | CC | 1 | 0.038251 | 80 | 80 | 3.8611 | 80 |  |  | 0.038251 | 3.0601 |  |  |  |  | 0 | 0
11011 | NAV3ST | 1 | West | YES | 0.048264 | 92.8 | 40 | 92.8 | 0 | 1.029 | CC | 1 | 0.038251 | 92.8 | 92.8 | 4.4789 | 92.8 |  |  | 0.038251 | 3.5497 |  |  |  |  | 0 | 0
11014 | NAV6ST | 1 | West | YES | 0.048264 | 115 | 40 | 115 | 0 | 1.029 | CC | 1 | 0.038251 | 115 | 115 | 5.5504 | 115 |  |  | 0.038251 | 4.3989 |  |  |  |  | 0 | 0
1328 | OCOTILLO_1G | 1 | West | YES | 0.048274 | 11.6 | 0 | 58 |  | 1.01 | Wind | 1 | 0.038261 | 0 | 58 | 2.7999 | 58 |  |  | 0.038261 | 2.2192 |  |  |  |  | 0 | 0
11022 | TIEHVCG_2G | 1 | West | YES | 0.048274 | 132.4 | 103 | 132.4 | 0 | 1.012 | CC | 1 | 0.038261 | 132.4 | 132.4 | 6.3915 | 132.4 |  |  | 0.038261 | 5.0658 |  |  |  |  | 0 | 0
11023 | TIEHVCG_3G | 1 | West | YES | 0.048274 | 137.4 | 103 | 137.4 | 0 | 1.012 | CC | 1 | 0.038261 | 137.4 | 137.4 | 6.6328 | 137.4 |  |  | 0.038261 | 5.2571 |  |  |  |  | 0 | 0
11021 | TIEHVCG_1G | 1 | West | YES | 0.048274 | 142.1 | 103 | 142.1 | 0 | 1.012 | CC | 1 | 0.038261 | 142.1 | 142.1 | 6.8597 | 142.1 |  |  | 0.038261 | 5.4369 |  |  |  |  | 0 | 0
11024 | TIEHVCG_4G | 1 | West | YES | 0.048274 | 147 | 103 | 147 | 0 | 1.012 | CC | 1 | 0.038261 | 147 | 147 | 7.0963 | 147 |  |  | 0.038261 | 5.6244 |  |  |  |  | 0 | 0
11020 | TIEHVSG_1G | 1 | West | YES | 0.048274 | 208.2 | 63 | 208.2 | 0 | 1.012 | CC | 1 | 0.038261 | 208.2 | 208.2 | 10.0506 | 208.2 |  |  | 0.038261 | 7.966 |  |  |  |  | 0 | 0
11025 | TIEHVSG_2G | 1 | West | YES | 0.048274 | 213.2 | 63 | 213.2 | 0 | 1.012 | CC | 1 | 0.038261 | 213.2 | 213.2 | 10.292 | 213.2 |  |  | 0.038261 | 8.1573 |  |  |  |  | 0 | 0
1326 | STANTONW_8 | 1 | West | YES | 0.048428 | 20.1 | 0 | 100.5 |  | 1.01 | Wind | 1 | 0.038415 | 0 | 100.5 | 4.867 | 100.5 |  |  | 0.038415 | 3.8607 |  |  |  |  | 0 | 0
1941 | MDLTHELP_1G | 1 | North | YES | 0.009433 | 216.4 | 74 | 216.4 | 0 | 1 | CC | -1 | 0.03845 | 216.4 | 216.4 |  |  | 2.0413 | 216.4 | -0.03845 | -8.3205 |  |  |  |  | 0 | 0
1942 | MDLTHELP_2G | 2 | North | YES | 0.009433 | 216.1 | 74 | 216.1 | 0 | 1 | CC | -1 | 0.03845 | 216.1 | 216.1 |  |  | 2.0385 | 216.1 | -0.03845 | -8.3089 |  |  |  |  | 0 | 0
12322 | ENNSTRAC_1G | 1 | North | YES | 0.009227 | 196 | 130 | 196 | 0 | 1.036 | CC | -1 | 0.038656 | 196 | 196 |  |  | 1.8085 | 196 | -0.038656 | -7.5765 |  |  |  |  | 0 | 0
12323 | ENNSTRAC_2G | 2 | North | YES | 0.009227 | 116 | 100 | 116 | 0 | 1.036 | CC | -1 | 0.038656 | 116 | 116 |  |  | 1.0703 | 116 | -0.038656 | -4.484 |  |  |  |  | 0 | 0
11147 | NOTREES_1G | 1 | West | YES | 0.048907 | 29.8 | 0 | 149 | 0 | 1.017 | Wind | 1 | 0.038894 | 0 | 149 | 7.2871 | 149 |  |  | 0.038894 | 5.7953 |  |  |  |  | 0 | 0
7038 | L_DELAWA1_1Y | 2 | West | YES | 0.049035 | 3 | 0 | 30 | 0 | 1 | Wind | 1 | 0.039022 | 0 | 30 | 1.471 | 30 |  |  | 0.039022 | 1.1707 |  |  |  |  | 0 | 0
7038 | L_DELAWA1_1Y | 1 | West | YES | 0.049035 | 3.5 | 0 | 35 | 0 | 1 | Wind | 1 | 0.039022 | 0 | 35 | 1.7162 | 35 |  |  | 0.039022 | 1.3658 |  |  |  |  | 0 | 0
1002 | PBCTAGE_1G | A | West | YES | 0.0491 | 64 | 64 | 66 | 0 | 1.036 | GGT | 1 | 0.039087 | 66 | 66 | 3.2406 | 66 |  |  | 0.039087 | 2.5798 |  |  |  |  | 0 | 0
1003 | PBCTBGE_2G | B | West | YES | 0.0491 | 65 | 65 | 66 | 0 | 1.036 | GGT | 1 | 0.039087 | 66 | 66 | 3.2406 | 66 |  |  | 0.039087 | 2.5798 |  |  |  |  | 0 | 0
1004 | PBCTCGE_3G | C | West | YES | 0.0491 | 62 | 62 | 67 | 0 | 1.036 | GGT | 1 | 0.039087 | 67 | 67 | 3.2897 | 67 |  |  | 0.039087 | 2.6189 |  |  |  |  | 0 | 0
1006 | PBCTEGE_5G | E | West | YES | 0.0491 | 65 | 65 | 67 | 0 | 1.036 | GGT | 1 | 0.039087 | 67 | 67 | 3.2897 | 67 |  |  | 0.039087 | 2.6189 |  |  |  |  | 0 | 0
1005 | PBCTDGE_4G | D | West | YES | 0.0491 | 65 | 65 | 68 | 0 | 1.036 | GGT | 1 | 0.039087 | 68 | 68 | 3.3388 | 68 |  |  | 0.039087 | 2.6579 |  |  |  |  | 0 | 0
1007 | PB5GEN_6G | 5 | West | YES | 0.0491 | 91.2 | 40 | 114 | 0 | 1.036 | GST | 1 | 0.039087 | 114 | 114 | 5.5974 | 114 |  |  | 0.039087 | 4.456 |  |  |  |  | 0 | 0
1008 | PB6GEN_7G | 6 | West | YES | 0.0491 | 515 | 130 | 515 | 0 | 1.036 | GST | 1 | 0.039087 | 515 | 515 | 25.2865 | 515 |  |  | 0.039087 | 20.13 |  |  |  |  | 0 | 0
3097 | MARTLAKE_1G | 1 | North | YES | 0.008672 | 790 | 500 | 790 | 0 | 1.017 | LIGCO | -1 | 0.039211 | 0 | 790 |  |  | 0 | 0 | -0.039211 | 0 |  |  |  |  | 0 | 0
3098 | MARTLAKE_2G | 2 | North | YES | 0.008672 | 795 | 461 | 795 | 0 | 1.017 | LIGCO | -1 | 0.039211 | 0 | 795 |  |  | 0 | 0 | -0.039211 | 0 |  |  |  |  | 0 | 0
3099 | MARTLAKE_3G | 3 | North | YES | 0.008672 | 804 | 500 | 804 | 0 | 1.017 | LIGCO | -1 | 0.039211 | 0 | 804 |  |  | 0 | 0 | -0.039211 | 0 |  |  |  |  | 0 | 0
13119 | TGATEWAY_4G | 4 | North | YES | 0.008499 | 399 | 65 | 399 | 0 | 1.0232 | CC | -1 | 0.039384 | 399 | 399 |  |  | 3.3911 | 399 | -0.039384 | -15.714 |  |  |  |  | 0 | 0
13116 | TGATEWAY_1G | 1 | North | YES | 0.008499 | 151 | 30 | 151 | 0 | 1.0232 | CC | -1 | 0.039384 | 151 | 151 |  |  | 1.2833 | 151 | -0.039384 | -5.9469 |  |  |  |  | 0 | 0
13118 | TGATEWAY_3G | 3 | North | YES | 0.008499 | 148 | 30 | 148 | 0 | 1.0232 | CC | -1 | 0.039384 | 148 | 148 |  |  | 1.2579 | 148 | -0.039384 | -5.8288 |  |  |  |  | 0 | 0
13117 | TGATEWAY_2G | 2 | North | YES | 0.008499 | 130 | 30 | 130 | 0 | 1.0232 | CC | -1 | 0.039384 | 130 | 130 |  |  | 1.1049 | 130 | -0.039384 | -5.1199 |  |  |  |  | 0 | 0
1320 | BSP 1 | 1 | West | YES | 0.049538 | 25.5 | 2.9 | 25.8 | 0 | 1 | Cogen | 1 | 0.039525 | 0 | 0 | 0 | 0 |  |  | 0.039525 | 0 |  |  |  |  | 0 | 0
3348 | CHAMPION_1G | MB | North | YES | 0.00834 | 0 | 42 | 42 |  | 1 | Cogen | -1 | 0.039543 | 0 | 0 |  |  | 0 | 0 | -0.039543 | 0 |  |  |  |  | 0 | 0
3309 | ASPN_G | 1 | North | YES | 0.008324 | 50 | 0 | 50 |  | 1 | Bio | -1 | 0.039559 | 50 | 50 |  |  | 0.4162 | 50 | -0.039559 | -1.9779 |  |  |  |  | 0 | 0
3108 | STRYKER_2G | 2 | North | YES | 0.00827 | 484 | 75 | 484 | 0 | 1.029 | GST | -1 | 0.039613 | 484 | 484 |  |  | 4.0027 | 484 | -0.039613 | -19.1725 |  |  |  |  | 0 | 0
3107 | STRYKER_1G | 1 | North | YES | 0.00827 | 145.6 | 45 | 182 | 0 | 1.029 | GST | -1 | 0.039613 | 182 | 182 |  |  | 1.5051 | 182 | -0.039613 | -7.2095 |  |  |  |  | 0 | 0
3126 | TRINIDAD_6G | 1 | North | YES | 0.008192 | 179.2 | 46 | 224 | 0 | 1 | GST | -1 | 0.039691 | 224 | 224 |  |  | 1.835 | 224 | -0.039691 | -8.8907 |  |  |  |  | 0 | 0
8262 | ELPS | 1 | South | YES | 0.007677 | 6 | 6 | 6 | 0 | 1.15 | Hydro | -1 | 0.040206 | 0 | 0 |  |  |  |  | -0.040206 | 0 |  |  |  |  | 0 | 0
60072 | HHOLLOW41A | 1 | West | YES | 0.050834 | 23 | 0 | 115 | 0 | 1.025 | Wind | 1 | 0.040821 | 0 | 115 | 5.8459 | 115 |  |  | 0.040821 | 4.6945 |  |  |  |  | 0 | 0
60058 | BUFF_GAP1A | 1 | West | YES | 0.050834 | 24 | 0 | 120 |  | 1 | Wind | 1 | 0.040821 | 0 | 120 | 6.1001 | 120 |  |  | 0.040821 | 4.8986 |  |  |  |  | 0 | 0
60063 | BUFF_GAP1B | 1 | West | YES | 0.050834 | 34 | 0 | 170.2 | 0 | 1.02 | Wind | 1 | 0.040821 | 0 | 170.2 | 8.6519 | 170.2 |  |  | 0.040821 | 6.9478 |  |  |  |  | 0 | 0
60068 | HHOLLOW21A | 1 | West | YES | 0.050834 | 36.8 | 0 | 184 | 0 | 1.025 | Wind | 1 | 0.040821 | 0 | 184 | 9.3535 | 184 |  |  | 0.040821 | 7.5111 |  |  |  |  | 0 | 0
60066 | H_HOLLOW1A | 1 | West | YES | 0.050834 | 44.4 | 0 | 222 | 0 | 1.005 | Wind | 1 | 0.040821 | 0 | 222 | 11.2851 | 222 |  |  | 0.040821 | 9.0623 |  |  |  |  | 0 | 0
60070 | HHOLLOW31A | 1 | West | YES | 0.050834 | 44.8 | 0 | 224 | 0 | 1.025 | Wind | 1 | 0.040821 | 0 | 224 | 11.3868 | 224 |  |  | 0.040821 | 9.144 |  |  |  |  | 0 | 0
60060 | CIRELLO | 1 | West | YES | 0.050834 | 46.6 | 0 | 233 | 0 | 1 | Wind | 1 | 0.040821 | 0 | 233 | 11.8443 | 233 |  |  | 0.040821 | 9.5114 |  |  |  |  | 0 | 0
13136 | CALFREST_6G | 6 | North | YES | 0.006772 | 177.5 | 40 | 177.5 | 0 | 1.031 | CC | -1 | 0.041111 | 177.5 | 177.5 |  |  | 1.202 | 177.5 | -0.041111 | -7.2971 |  |  |  |  | 0 | 0
13135 | CALFREST_5G | 5 | North | YES | 0.006772 | 152.3 | 57 | 152.3 | 0 | 1.031 | CC | -1 | 0.041111 | 152.3 | 152.3 |  |  | 1.0314 | 152.3 | -0.041111 | -6.2611 |  |  |  |  | 0 | 0
13134 | CALFREST_4G | 4 | North | YES | 0.006772 | 151.5 | 40 | 151.5 | 0 | 1.031 | CC | -1 | 0.041111 | 151.5 | 151.5 |  |  | 1.026 | 151.5 | -0.041111 | -6.2282 |  |  |  |  | 0 | 0
13133 | CALFREST_3G | 3 | North | YES | 0.006709 | 177.4 | 40 | 177.4 | 0 | 1.031 | CC | -1 | 0.041174 | 177.4 | 177.4 |  |  | 1.1902 | 177.4 | -0.041174 | -7.3042 |  |  |  |  | 0 | 0
13132 | CALFREST_2G | 2 | North | YES | 0.006709 | 151 | 57 | 151 | 0 | 1.031 | CC | -1 | 0.041174 | 151 | 151 |  |  | 1.0131 | 151 | -0.041174 | -6.2172 |  |  |  |  | 0 | 0
13131 | CALFREST_1G | 1 | North | YES | 0.006709 | 150.7 | 40 | 150.7 | 0 | 1.031 | CC | -1 | 0.041174 | 150.7 | 150.7 |  |  | 1.011 | 150.7 | -0.041174 | -6.2048 |  |  |  |  | 0 | 0
3381 | BBRN_1G | 1 | North | YES | 0.006373 | 618 | 225 | 618 | 0 | 1.03 | LIGCO | -1 | 0.04151 | 0 | 618 |  |  | 0 | 0 | -0.04151 | 0 |  |  |  |  | 0 | 0
3382 | BBRN_2G | 2 | North | YES | 0.006373 | 589 | 225 | 589 | 0 | 1.03 | LIGCO | -1 | 0.04151 | 0 | 589 |  |  | 0 | 0 | -0.04151 | 0 |  |  |  |  | 0 | 0
60057 | CALLAHAN1A | 1 | West | YES | 0.052077 | 22.8 | 0 | 114 | 0 | 1.04 | Wind | 1 | 0.042064 | 0 | 114 | 5.9368 | 114 |  |  | 0.042064 | 4.7953 |  |  |  |  | 0 | 0
244 | WHITNYDM01 | 1 | North | YES | 0.005718 | 15 | 0 | 15 | 0 | 1.035 | Hydro | -1 | 0.042165 | 0 | 0 |  |  | 0 | 0 | -0.042165 | 0 |  |  |  |  | 0 | 0
245 | WHITNYDM02 | 2 | North | YES | 0.005718 | 15 | 0 | 15 | 0 | 1.035 | Hydro | -1 | 0.042165 | 0 | 0 |  |  | 0 | 0 | -0.042165 | 0 |  |  |  |  | 0 | 0
1349 | WESTXWIN_1G | 1 | West | YES | 0.052979 | 1.3 | 0 | 6.6 |  | 1.014 | Wind | 1 | 0.042966 | 0 | 6.6 | 0.34966 | 6.6 |  |  | 0.042966 | 0.28358 |  |  |  |  | 0 | 0
1350 | NWPWRG1_1G | 1 | West | YES | 0.052979 | 6.9 | 1 | 34.3 |  | 1.014 | Wind | 1 | 0.042966 | 0 | 34.3 | 1.8172 | 34.3 |  |  | 0.042966 | 1.4737 |  |  |  |  | 0 | 0
251 | BOSQUESW803 | 2 | North | YES | 0.00439 | 150 | 0 | 150 | 0 | 1.032 | CC | -1 | 0.043493 | 150 | 150 |  |  | 0.6585 | 150 | -0.043493 | -6.5239 |  |  |  |  | 0 | 0
253 | BOSQUESW804 | 2 | North | YES | 0.00439 | 80 | 0 | 80 | 0 | 1.032 | CC | -1 | 0.043493 | 80 | 80 |  |  | 0.3512 | 80 | -0.043493 | -3.4794 |  |  |  |  | 0 | 0
48721 | LEG_1___1 | 1 | North | YES | 0.003636 | 827 | 357 | 827 | 0 | 1.0348 | LIGCO | -1 | 0.044247 | 0 | 827 |  |  | 0 | 0 | -0.044247 | 0 |  |  |  |  | 0 | 0
48722 | LEG_2___2 | 2 | North | YES | 0.003636 | 819 | 357 | 819 | 0 | 1.0348 | LIGCO | -1 | 0.044247 | 0 | 819 |  |  | 0 | 0 | -0.044247 | 0 |  |  |  |  | 0 | 0
76031 | L_GASCCR1_1N | W1 | West | YES | 0.054692 | 30 | 0 | 150 | 0 | 1.02 | Wind | 1 | 0.044679 | 0 | 150 | 8.2038 | 150 |  |  | 0.044679 | 6.7019 |  |  |  |  | 0 | 0
60007 | KING_SW1A | 1 | West | YES | 0.054717 | 20 | 0 | 80 |  | 1.03 | Wind | 1 | 0.044704 | 0 | 80 | 4.3774 | 80 |  |  | 0.044704 | 3.5764 |  |  |  |  | 0 | 0
60019 | KING_NW1A | 1 | West | YES | 0.054717 | 20 | 0 | 80 |  | 1.03 | Wind | 1 | 0.044704 | 0 | 80 | 4.3774 | 80 |  |  | 0.044704 | 3.5764 |  |  |  |  | 0 | 0
60201 | RIO DRCS | F | West | YES | 0.05482 | 0 | 0 | 0 | 0 | 1.025 | AVR | 1 | 0.044807 | 0 | 0 | 0 | 0 |  |  | 0.044807 | 0 |  |  |  |  | 0 | 0
60005 | KING_SE1A | 1 | West | YES | 0.054962 | 10 | 0 | 40 |  | 1.035 | Wind | 1 | 0.044949 | 0 | 40 | 2.1985 | 40 |  |  | 0.044949 | 1.798 |  |  |  |  | 0 | 0
6016 | SWMESA | 1 | West | YES | 0.054962 | 18.8 | 0 | 75 |  | 1.03 | Wind | 1 | 0.044949 | 0 | 75 | 4.1222 | 75 |  |  | 0.044949 | 3.3712 |  |  |  |  | 0 | 0
60003 | KING_NE1A | 1 | West | YES | 0.054962 | 20 | 0 | 80 |  | 1.03 | Wind | 1 | 0.044949 | 0 | 80 | 4.397 | 80 |  |  | 0.044949 | 3.596 |  |  |  |  | 0 | 0
60016 | WOODWRD11A | 1 | West | YES | 0.054988 | 20 | 0 | 80 |  | 1.033 | Wind | 1 | 0.044975 | 0 | 80 | 4.399 | 80 |  |  | 0.044975 | 3.598 |  |  |  |  | 0 | 0
38332 | TNWDWRDU2_8 | 1 | West | YES | 0.055 | 20 | 0 | 80 | 0 | 1.0232 | Wind | 1 | 0.044987 | 0 | 80 | 4.4 | 80 |  |  | 0.044987 | 3.599 |  |  |  |  | 0 | 0
38437 | TNSRBNMESA9 | 1 | West | YES | 0.055054 | 37.5 | 0 | 150 | 0 | 1.02 | Wind | 1 | 0.045041 | 0 | 150 | 8.2581 | 150 |  |  | 0.045041 | 6.7562 |  |  |  |  | 0 | 0
238 | BOSQUESW505 | 1 | North | YES | 0.002832 | 255 | 0 | 255 | 0 | 1.02 | CC | -1 | 0.045051 | 255 | 255 |  |  | 0.72216 | 255 | -0.045051 | -11.4879 |  |  |  |  | 0 | 0
247 | BOSQUESW501 | 2 | North | YES | 0.002832 | 124.8 | 0 | 156 | 0 | 1.02 | GGT | -1 | 0.045051 | 156 | 156 |  |  | 0.44179 | 156 | -0.045051 | -7.0279 |  |  |  |  | 0 | 0
239 | BOSQUESW502 | 1 | North | YES | 0.002832 | 119.2 | 0 | 149 | 0 | 1.02 | GGT | -1 | 0.045051 | 149 | 149 |  |  | 0.42197 | 149 | -0.045051 | -6.7125 |  |  |  |  | 0 | 0
39960 | TNTNPONE_18 | 1 | North | YES | 0.002653 | 152.3 | 30 | 152.3 |  | 1.04 | LIGCO | -1 | 0.04523 | 0 | 152.3 |  |  | 0 | 0 | -0.04523 | 0 |  |  |  |  | 0 | 0
39970 | TNTNPONE_28 | 1 | North | YES | 0.002653 | 153 | 30 | 153 |  | 1.04 | LIGCO | -1 | 0.04523 | 0 | 153 |  |  | 0 | 0 | -0.04523 | 0 |  |  |  |  | 0 | 0
3404 | THOUSE_2G | 2 | North | YES | 0.001902 | 807 | 250 | 807 | 0 | 1.012 | GSC | -1 | 0.045981 | 807 | 807 |  |  | 1.5349 | 807 | -0.045981 | -37.1063 |  |  |  |  | 0 | 0
3403 | THOUSE_1G | 1 | North | YES | 0.001902 | 563 | 200 | 563 | 0 | 1.012 | GSC | -1 | 0.045981 | 563 | 563 |  |  | 1.0708 | 563 | -0.045981 | -25.887 |  |  |  |  | 0 | 0
76091 | L_DIVIDE1_1N | W1 | West | YES | 0.056168 | 22.5 | 0 | 112.5 |  | 1.02 | Wind | 1 | 0.046155 | 0 | 112.5 | 6.3189 | 112.5 |  |  | 0.046155 | 5.1925 |  |  |  |  | 0 | 0
76095 | L_CAPRSI1_1N | W1 | West | YES | 0.056168 | 29.9 | 0 | 149.5 | 0 | 1.02 | Wind | 1 | 0.046155 | 0 | 149.5 | 8.3971 | 149.5 |  |  | 0.046155 | 6.9002 |  |  |  |  | 0 | 0
76096 | L_CAPRSI1_2N | W1 | West | YES | 0.056168 | 37.2 | 0 | 186 | 0 | 1.02 | Wind | 1 | 0.046155 | 0 | 186 | 10.4472 | 186 |  |  | 0.046155 | 8.5849 |  |  |  |  | 0 | 0
76097 | L_CAPRGE1_1N | W1 | West | YES | 0.056168 | 42.9 | 0 | 214.5 | 0 | 1.02 | Wind | 1 | 0.046155 | 0 | 214.5 | 12.048 | 214.5 |  |  | 0.046155 | 9.9003 |  |  |  |  | 0 | 0
60017 | ORNNWP1 | 1 | West | YES | 0.056568 | 20 | 0 | 80 |  | 1.027 | Wind | 1 | 0.046555 | 0 | 80 | 4.5254 | 80 |  |  | 0.046555 | 3.7244 |  |  |  |  | 0 | 0
3417 | LAKE_CRK2_G | 2 | North | YES | 0.000998 | 177.6 | 40 | 222 | 0 | 1.029 | GST | -1 | 0.046885 | 222 | 222 |  |  | 0.22156 | 222 | -0.046885 | -10.4084 |  |  |  |  | 0 | 0
3416 | LAKE_CRK1_G | 1 | North | YES | 0.000998 | 60 | 33 | 75 |  | 1.029 | GST | -1 | 0.046885 | 75 | 75 |  |  | 0.07485 | 75 | -0.046885 | -3.5163 |  |  |  |  | 0 | 0
60018 | DSKY1 | 1 | West | YES | 0.057079 | 21 | 0 | 84 | 0 | 1.023 | Wind | 1 | 0.047066 | 0 | 84 | 4.7946 | 84 |  |  | 0.047066 | 3.9536 |  |  |  |  | 0 | 0
60000 | DSKY2 | 1 | West | YES | 0.05765 | 19.1 | 0 | 76.5 |  | 1.039 | Wind | 1 | 0.047637 | 0 | 76.5 | 4.4102 | 76.5 |  |  | 0.047637 | 3.6443 |  |  |  |  | 0 | 0
990 | GIBN_CREK_G1 | 1 | North | YES | 0.000186 | 463 | 200 | 463 | 0 | 1.0275 | LIGCO | -1 | 0.047697 | 0 | 463 |  |  | 0 | 0 | -0.047697 | 0 |  |  |  |  | 0 | 0
32798 | BRYN_TAMUGEN | 1 | North | YES | 0.000185 | 32 | 0 | 32 |  | 1.02 | GST | -1 | 0.047698 | 32 | 32 |  |  | 0.00592 | 32 | -0.047698 | -1.5263 |  |  |  |  | 0 | 0
32888 | BRYN_ATKINS7 | 1 | North | YES | 0.000174 | 13.6 | 4 | 17 |  | 1.028 | GGT | -1 | 0.047709 | 17 | 17 |  |  | 0.002958 | 17 | -0.047709 | -0.81104 |  |  |  |  | 0 | 0
32886 | BRYN_ATKINS3 | MB | North | YES | 0.000174 | 0 | 5 | 12 |  | 1 | GST | -1 | 0.047709 | 0 | 0 |  |  | 0 | 0 | -0.047709 | 0 |  |  |  |  | 0 | 0
32887 | BRYN_ATKINS6 | MB | North | YES | 0.000174 | 0 | 12 | 51 |  | 1.028 | GST | -1 | 0.047709 | 0 | 0 |  |  | 0 | 0 | -0.047709 | 0 |  |  |  |  | 0 | 0
32890 | BRYN_ATKINS4 | MB | North | YES | 0.000174 | 0 | 5 | 22 |  | 1.031 | GST | -1 | 0.047709 | 0 | 0 |  |  | 0 | 0 | -0.047709 | 0 |  |  |  |  | 0 | 0
32891 | BRYN_ATKINS5 | MB | North | YES | 0.000174 | 0 | 5 | 25 |  | 1.031 | GST | -1 | 0.047709 | 0 | 0 |  |  | 0 | 0 | -0.047709 | 0 |  |  |  |  | 0 | 0
32892 | BRYN_DNSBY14 | 1 | North | YES | 0.000115 | 84 | 25 | 105 | 0 | 1.035 | GST | -1 | 0.047768 | 105 | 105 |  |  | 0.012075 | 105 | -0.047768 | -5.0156 |  |  |  |  | 0 | 0
32883 | BRYN_DNSBY3 | 1 | North | YES | 0.000115 | 0 | 2 | 48 |  | 1.015 | GST | -1 | 0.047768 | 48 | 48 |  |  | 0.00552 | 48 | -0.047768 | -2.2928 |  |  |  |  | 0 | 0
32884 | BRYN_DNSBY13 | 1 | North | YES | 0.000115 | 46 | 2 | 46 | 0 | 1.015 | GST | -1 | 0.047768 | 46 | 46 |  |  | 0.00529 | 46 | -0.047768 | -2.1973 |  |  |  |  | 0 | 0
5934 | SI_RAY5 | 5 | South | YES | 0 | 0 | 10 | 15 |  | 1.035 | GST | -1 | 0.047883 | 15 | 15 |  |  |  |  | -0.047883 | -0.71824 |  |  |  |  | 0 | 0
8139 | JOS #1 | MB | South | YES | 0 | 0 | 45 | 255 |  | 1.02 | GST | -1 | 0.047883 | 0 | 0 |  |  |  |  | -0.047883 | 0 |  |  |  |  | 0 | 0
8285 | LAR #1 | MB | South | YES | 0 | 0 | 9 | 32 |  | 1.0497 | GST | -1 | 0.047883 | 0 | 0 |  |  |  |  | -0.047883 | 0 |  |  |  |  | 0 | 0
8287 | LAR #2 | MB | South | YES | 0 | 0 | 9 | 32 |  | 1.04 | GST | -1 | 0.047883 | 0 | 0 |  |  |  |  | -0.047883 | 0 |  |  |  |  | 0 | 0
8288 | LAR #3 | MB | South | YES | 0 | 0 | 25 | 105 |  | 1.04 | GST | -1 | 0.047883 | 0 | 0 |  |  |  |  | -0.047883 | 0 |  |  |  |  | 0 | 0
8388 | BATES0A | MB | South | YES | 0 | 0 | 21 | 71 |  | 1.033 | GST | -1 | 0.047883 | 0 | 0 |  |  |  |  | -0.047883 | 0 |  |  |  |  | 0 | 0
8393 | BATES0B | MB | South | YES | 0 | 0 | 25 | 110 |  | 1.03 | GST | -1 | 0.047883 | 0 | 0 |  |  |  |  | -0.047883 | 0 |  |  |  |  | 0 | 0
8437 | NUECES_B0C | MB | South | YES | 0 | 0 | 7 | 30 |  | 1.03 | GST | -1 | 0.047883 | 0 | 0 |  |  |  |  | -0.047883 | 0 |  |  |  |  | 0 | 0
8438 | NUECES_B0B | MB | South | YES | 0 | 0 | 26 | 169 |  | 1.03 | GST | -1 | 0.047883 | 0 | 0 |  |  |  |  | -0.047883 | 0 |  |  |  |  | 0 | 0
39190 | TNSLCGN1__8 | 1 | Houston | YES | 0 | 0 | 10 | 30 |  | 1.03 | Cogen | -1 | 0.047883 | 0 | 0 |  |  |  |  | -0.047883 | 0 |  |  |  |  | 0 | 0
48674 | FTR_CN4_5095 | 4 | North | YES | -0.000582 | 380 | 0 | 380 | 0 | 1.0319 | CC | -1 | 0.048465 | 380 | 380 |  |  | -0.22116 | 380 | -0.048465 | -18.4165 |  |  |  |  | 0 | 0
48672 | FTR_GT2_5110 | 2 | North | YES | -0.000582 | 159 | 0 | 159 | 0 | 1.0319 | CC | -1 | 0.048465 | 159 | 159 |  |  | -0.092538 | 159 | -0.048465 | -7.7059 |  |  |  |  | 0 | 0
48673 | FTR_GT3_5085 | 3 | North | YES | -0.000582 | 158 | 0 | 158 | 0 | 1.0319 | CC | -1 | 0.048465 | 158 | 158 |  |  | -0.091956 | 158 | -0.048465 | -7.6574 |  |  |  |  | 0 | 0
48671 | FTR_GT1_5105 | 1 | North | YES | -0.000582 | 154.2 | 0 | 154.2 | 0 | 1.0319 | CC | -1 | 0.048465 | 154.2 | 154.2 |  |  | -0.089744 | 154.2 | -0.048465 | -7.4732 |  |  |  |  | 0 | 0
48591 | CHE_GT2_5030 | 2 | Houston | YES | -0.004305 | 173 | 50 | 173 | 0 | 1.029 | Cogen | -1 | 0.052188 | 0 | 0 |  |  |  |  | -0.052188 | 0 |  |  |  |  | 0 | 0
48811 | CVC_GT3_5045 | 3 | Houston | YES | -0.004305 | 156 | 91.8 | 156 | 0 | 1.029 | Cogen | -1 | 0.052188 | 0 | 0 |  |  |  |  | -0.052188 | 0 |  |  |  |  | 0 | 0
48812 | CVC_GT2_5020 | 2 | Houston | YES | -0.004305 | 158 | 91.8 | 158 | 0 | 1.029 | Cogen | -1 | 0.052188 | 0 | 0 |  |  |  |  | -0.052188 | 0 |  |  |  |  | 0 | 0
48813 | CVC_GT1_5035 | 1 | Houston | YES | -0.004305 | 160 | 91.8 | 160 | 0 | 1.029 | Cogen | -1 | 0.052188 | 0 | 0 |  |  |  |  | -0.052188 | 0 |  |  |  |  | 0 | 0
48814 | CVC_ST5_5040 | 1 | Houston | YES | -0.004305 | 162 | 91.8 | 162 | 0 | 1.029 | Cogen | -1 | 0.052188 | 0 | 0 |  |  |  |  | -0.052188 | 0 |  |  |  |  | 0 | 0
48885 | THW_5152 | B | Houston | YES | -0.004719 | 47.2 | 5 | 59 |  | 1.0319 | GGT | -1 | 0.052602 | 59 | 59 |  |  |  |  | -0.052602 | -3.1035 |  |  |  |  | 0 | 0
48887 | THW_5556 | E | Houston | YES | -0.004719 | 47.2 | 5 | 59 |  | 1.0319 | GGT | -1 | 0.052602 | 59 | 59 |  |  |  |  | -0.052602 | -3.1035 |  |  |  |  | 0 | 0
48885 | THW_5152 | A | Houston | YES | -0.004719 | 46.4 | 5 | 58 |  | 1.0319 | GGT | -1 | 0.052602 | 58 | 58 |  |  |  |  | -0.052602 | -3.0509 |  |  |  |  | 0 | 0
48886 | THW_5354 | D | Houston | YES | -0.004719 | 46.4 | 5 | 58 |  | 1.0319 | GGT | -1 | 0.052602 | 58 | 58 |  |  |  |  | -0.052602 | -3.0509 |  |  |  |  | 0 | 0
48886 | THW_5354 | C | Houston | YES | -0.004719 | 45.6 | 5 | 57 |  | 1.0319 | GGT | -1 | 0.052602 | 57 | 57 |  |  |  |  | -0.052602 | -2.9983 |  |  |  |  | 0 | 0
48887 | THW_5556 | F | Houston | YES | -0.004719 | 45.6 | 5 | 57 |  | 1.0319 | GGT | -1 | 0.052602 | 57 | 57 |  |  |  |  | -0.052602 | -2.9983 |  |  |  |  | 0 | 0
48690 | GBY_GN5_5 | 5 | Houston | YES | -0.00475 | 318.4 | 81 | 398 |  | 1.0362 | GSC | -1 | 0.052633 | 398 | 398 |  |  |  |  | -0.052633 | -20.9477 |  |  |  |  | 0 | 0
48598 | BTE_ST1_8070 | 4 | Houston | YES | -0.004777 | 269.2 | 60 | 269.2 | 0 | 1.0261 | CC | -1 | 0.05266 | 269.2 | 269.2 |  |  |  |  | -0.05266 | -14.1759 |  |  |  |  | 0 | 0
48595 | BTE_GT2_8075 | 1 | Houston | YES | -0.004777 | 162.8 | 130 | 162.8 | 0 | 1.0261 | CC | -1 | 0.05266 | 162.8 | 162.8 |  |  |  |  | -0.05266 | -8.573 |  |  |  |  | 0 | 0
48596 | BTE_GT3_8045 | 2 | Houston | YES | -0.004777 | 161.4 | 130 | 161.4 | 0 | 1.0261 | CC | -1 | 0.05266 | 161.4 | 161.4 |  |  |  |  | -0.05266 | -8.4992 |  |  |  |  | 0 | 0
48597 | BTE_GT4_8055 | 3 | Houston | YES | -0.004777 | 158.9 | 130 | 158.9 | 0 | 1.0261 | CC | -1 | 0.05266 | 158.9 | 158.9 |  |  |  |  | -0.05266 | -8.3676 |  |  |  |  | 0 | 0
48583 | CBY_GT4_1 | 1 | Houston | YES | -0.004846 | 172 | 0 | 172 | 0 | 1.027 | GSC | -1 | 0.052729 | 172 | 172 |  |  |  |  | -0.052729 | -9.0693 |  |  |  |  | 0 | 0
48584 | CBY_GT4_2 | 2 | Houston | YES | -0.004846 | 172 | 0 | 172 | 0 | 1.027 | CC | -1 | 0.052729 | 172 | 172 |  |  |  |  | -0.052729 | -9.0693 |  |  |  |  | 0 | 0
48585 | CBY_ST4_1 | 3 | Houston | YES | -0.004846 | 172 | 0 | 172 | 0 | 1.027 | CC | -1 | 0.052729 | 172 | 172 |  |  |  |  | -0.052729 | -9.0693 |  |  |  |  | 0 | 0
48815 | CVC_GT4_8005 | 4 | Houston | YES | -0.004853 | 165 | 91.8 | 165 |  | 1.0362 | Cogen | -1 | 0.052736 | 0 | 0 |  |  |  |  | -0.052736 | 0 |  |  |  |  | 0 | 0
48791 | PSA_GT1_8160 | 1 | Houston | YES | -0.004875 | 52 | 20.8 | 65 | 0 | 1.0362 | Cogen | -1 | 0.052758 | 0 | 0 |  |  |  |  | -0.052758 | 0 |  |  |  |  | 0 | 0
48792 | PSA_GT2_8155 | 2 | Houston | YES | -0.004875 | 52.8 | 20.3 | 66 | 0 | 1.0362 | Cogen | -1 | 0.052758 | 0 | 0 |  |  |  |  | -0.052758 | 0 |  |  |  |  | 0 | 0
48793 | PSA_GT3_8150 | 3 | Houston | YES | -0.004875 | 56 | 20.3 | 70 | 0 | 1.0362 | Cogen | -1 | 0.052758 | 0 | 0 |  |  |  |  | -0.052758 | 0 |  |  |  |  | 0 | 0
48794 | PSA_GT4_8145 | 4 | Houston | YES | -0.004875 | 52.8 | 20.3 | 66 | 0 | 1.0362 | Cogen | -1 | 0.052758 | 0 | 0 |  |  |  |  | -0.052758 | 0 |  |  |  |  | 0 | 0
48795 | PSA_GT5_8140 | 5 | Houston | YES | -0.004875 | 51.2 | 20.3 | 64 | 0 | 1.0362 | Cogen | -1 | 0.052758 | 0 | 0 |  |  |  |  | -0.052758 | 0 |  |  |  |  | 0 | 0
48796 | PSA_GN1_8165 | 1 | Houston | YES | -0.004875 | 83.2 | 43.1 | 104 | 0 | 1.0362 | Cogen | -1 | 0.052758 | 0 | 0 |  |  |  |  | -0.052758 | 0 |  |  |  |  | 0 | 0
48797 | PSA_GT6_8135 | 6 | Houston | YES | -0.004875 | 47.2 | 34.5 | 59 | 0 | 1.0362 | Cogen | -1 | 0.052758 | 0 | 0 |  |  |  |  | -0.052758 | 0 |  |  |  |  | 0 | 0
48581 | CBY_GN1_1 | 1 | Houston | YES | -0.00488 | 595.2 | 108 | 744 | 0 | 1.0435 | GSC | -1 | 0.052763 | 744 | 744 |  |  |  |  | -0.052763 | -39.2553 |  |  |  |  | 0 | 0
48651 | EP_1_2 | 1 | Houston | YES | -0.004881 | 4 | 0 | 5 | 0 | 1.0362 | Cogen | -1 | 0.052764 | 0 | 0 |  |  |  |  | -0.052764 | 0 |  |  |  |  | 0 | 0
48651 | EP_1_2 | 2 | Houston | YES | -0.004881 | 17.7 | 10 | 21 | 0 | 1.0362 | Cogen | -1 | 0.052764 | 0 | 0 |  |  |  |  | -0.052764 | 0 |  |  |  |  | 0 | 0
48940 | WARVUE_GT1 | G1 | Houston | YES | -0.004881 | 15 | 0 | 15 |  | 1.021 | Cogen | -1 | 0.052764 | 0 | 0 |  |  |  |  | -0.052764 | 0 |  |  |  |  | 0 | 0
49803 | EXN_15GT | 1 | Houston | YES | -0.004921 | 33 | 8.3 | 34 |  | 1.0326 | Cogen | -1 | 0.052804 | 0 | 0 |  |  |  |  | -0.052804 | 0 |  |  |  |  | 0 | 0
49804 | EXN_16GT | 2 | Houston | YES | -0.004921 | 32 | 8.3 | 34.7 |  | 1.0326 | Cogen | -1 | 0.052804 | 0 | 0 |  |  |  |  | -0.052804 | 0 |  |  |  |  | 0 | 0
49805 | EXN_17GT | 3 | Houston | YES | -0.004921 | 31 | 8.3 | 32.7 |  | 1.0326 | Cogen | -1 | 0.052804 | 0 | 0 |  |  |  |  | -0.052804 | 0 |  |  |  |  | 0 | 0
49826 | EXN938GT | 5 | Houston | YES | -0.004921 | 43 | 9.2 | 45.9 |  | 1.0326 | Cogen | -1 | 0.052804 | 0 | 0 |  |  |  |  | -0.052804 | 0 |  |  |  |  | 0 | 0
49828 | EXN941GT | 10 | Houston | YES | -0.004921 | 17.7 | 5.4 | 17.7 | 0 | 1.0326 | Cogen | -1 | 0.052804 | 0 | 0 |  |  |  |  | -0.052804 | 0 |  |  |  |  | 0 | 0
49829 | EXN942GT | 11 | Houston | YES | -0.004921 | 20 | 5.4 | 20.4 | 0 | 1.0326 | Cogen | -1 | 0.052804 | 0 | 0 |  |  |  |  | -0.052804 | 0 |  |  |  |  | 0 | 0
49830 | EXN943GT | 12 | Houston | YES | -0.004921 | 19 | 5.4 | 19.9 | 0 | 1.0326 | Cogen | -1 | 0.052804 | 0 | 0 |  |  |  |  | -0.052804 | 0 |  |  |  |  | 0 | 0
49831 | EXN944GT | 13 | Houston | YES | -0.004921 | 33 | 5.4 | 35 | 0 | 1.0326 | Cogen | -1 | 0.052804 | 0 | 0 |  |  |  |  | -0.052804 | 0 |  |  |  |  | 0 | 0
49832 | EXN945GT | 9 | Houston | YES | -0.004921 | 18.5 | 9.2 | 18.5 |  | 1.0326 | Cogen | -1 | 0.052804 | 0 | 0 |  |  |  |  | -0.052804 | 0 |  |  |  |  | 0 | 0
49837 | EXN_GT | 4 | Houston | YES | -0.004921 | 81 | 21.3 | 85.4 |  | 1.0326 | Cogen | -1 | 0.052804 | 0 | 0 |  |  |  |  | -0.052804 | 0 |  |  |  |  | 0 | 0
49838 | EXN_14GT | 14 | Houston | YES | -0.004921 | 140 | 0 | 148 |  | 1.0326 | Cogen | -1 | 0.052804 | 0 | 0 |  |  |  |  | -0.052804 | 0 |  |  |  |  | 0 | 0
48883 | THW_GT1_GT_1 | B2 | Houston | YES | -0.004922 | 0 | 0 | 12 |  | 1.043 | GGT | -1 | 0.052805 | 12 | 12 |  |  |  |  | -0.052805 | -0.63365 |  |  |  |  | 0 | 0
48582 | CBY_GN2_2 | 2 | Houston | YES | -0.004963 | 596.8 | 110 | 746 | 0 | 1.0435 | GSC | -1 | 0.052846 | 746 | 746 |  |  |  |  | -0.052846 | -39.4227 |  |  |  |  | 0 | 0
48874 | THW_ST4_ST_4 | 4 | Houston | YES | -0.005012 | 108 | 19 | 108 | 0 | 1.0435 | CC | -1 | 0.052895 | 108 | 108 |  |  |  |  | -0.052895 | -5.7126 |  |  |  |  | 0 | 0
48873 | THW_ST3_ST_3 | 3 | Houston | YES | -0.005012 | 107 | 19 | 107 | 0 | 1.0435 | CC | -1 | 0.052895 | 107 | 107 |  |  |  |  | -0.052895 | -5.6597 |  |  |  |  | 0 | 0
48881 | THW_4344 | G | Houston | YES | -0.005012 | 58 | 5 | 58 | 0 | 1.0435 | CC | -1 | 0.052895 | 58 | 58 |  |  |  |  | -0.052895 | -3.0679 |  |  |  |  | 0 | 0
48881 | THW_4344 | H | Houston | YES | -0.005012 | 58 | 5 | 58 | 0 | 1.0435 | CC | -1 | 0.052895 | 58 | 58 |  |  |  |  | -0.052895 | -3.0679 |  |  |  |  | 0 | 0
48877 | THW_3334 | D | Houston | YES | -0.005012 | 57 | 5 | 57 | 0 | 1.0435 | CC | -1 | 0.052895 | 57 | 57 |  |  |  |  | -0.052895 | -3.015 |  |  |  |  | 0 | 0
48879 | THW_4142 | E | Houston | YES | -0.005012 | 56 | 5 | 56 | 0 | 1.0435 | CC | -1 | 0.052895 | 56 | 56 |  |  |  |  | -0.052895 | -2.9621 |  |  |  |  | 0 | 0
48875 | THW_3132 | A | Houston | YES | -0.005012 | 55 | 5 | 55 | 0 | 1.0435 | CC | -1 | 0.052895 | 55 | 55 |  |  |  |  | -0.052895 | -2.9092 |  |  |  |  | 0 | 0
48877 | THW_3334 | C | Houston | YES | -0.005012 | 55 | 5 | 55 | 0 | 1.0435 | CC | -1 | 0.052895 | 55 | 55 |  |  |  |  | -0.052895 | -2.9092 |  |  |  |  | 0 | 0
48879 | THW_4142 | F | Houston | YES | -0.005012 | 55 | 5 | 55 | 0 | 1.0435 | CC | -1 | 0.052895 | 55 | 55 |  |  |  |  | -0.052895 | -2.9092 |  |  |  |  | 0 | 0
48875 | THW_3132 | B | Houston | YES | -0.005012 | 53 | 5 | 53 | 0 | 1.0435 | CC | -1 | 0.052895 | 53 | 53 |  |  |  |  | -0.052895 | -2.8034 |  |  |  |  | 0 | 0
48593 | CHE_GT1_8015 | 1 | Houston | YES | -0.005094 | 173 | 50 | 173 | 0 | 1.0362 | Cogen | -1 | 0.052977 | 0 | 0 |  |  |  |  | -0.052977 | 0 |  |  |  |  | 0 | 0
48594 | CHE_GN4_8025 | 4 | Houston | YES | -0.005094 | 142 | 60 | 142 | 0 | 1.0362 | Cogen | -1 | 0.052977 | 0 | 0 |  |  |  |  | -0.052977 | 0 |  |  |  |  | 0 | 0
48511 | LPE_GT1_8070 | 1 | Houston | YES | -0.005106 | 42 | 0 | 42 | 0 | 1.0362 | GGT | -1 | 0.052989 | 42 | 42 |  |  |  |  | -0.052989 | -2.2255 |  |  |  |  | 0 | 0
48512 | LPE_GT2_8075 | 2 | Houston | YES | -0.005106 | 42 | 0 | 42 | 0 | 1.0362 | GGT | -1 | 0.052989 | 42 | 42 |  |  |  |  | -0.052989 | -2.2255 |  |  |  |  | 0 | 0
48513 | LPE_GT3_8080 | 3 | Houston | YES | -0.005106 | 39 | 0 | 39 | 0 | 1.0362 | GGT | -1 | 0.052989 | 39 | 39 |  |  |  |  | -0.052989 | -2.0666 |  |  |  |  | 0 | 0
48514 | LPE_GT4_8085 | 4 | Houston | YES | -0.005106 | 39 | 0 | 39 | 0 | 1.0362 | GGT | -1 | 0.052989 | 39 | 39 |  |  |  |  | -0.052989 | -2.0666 |  |  |  |  | 0 | 0
48500 | APD_GT1_8005 | 1 | Houston | YES | -0.005113 | 137.6 | 54.6 | 137.6 | 0 | 1.0362 | Cogen | -1 | 0.052996 | 0 | 0 |  |  |  |  | -0.052996 | 0 |  |  |  |  | 0 | 0
48820 | SHELLG1_3015 | 1 | Houston | YES | -0.005168 | 71 | 34.5 | 71 |  | 1.029 | Cogen | -1 | 0.053051 | 0 | 0 |  |  |  |  | -0.053051 | 0 |  |  |  |  | 0 | 0
48821 | SHELLG2 | 2 | Houston | YES | -0.005168 | 72 | 34.5 | 72 |  | 1.029 | Cogen | -1 | 0.053051 | 0 | 0 |  |  |  |  | -0.053051 | 0 |  |  |  |  | 0 | 0
48822 | SHELLG3_3020 | 2 | Houston | YES | -0.005168 | 30 | 0 | 30 |  | 1.029 | Cogen | -1 | 0.053051 | 0 | 0 |  |  |  |  | -0.053051 | 0 |  |  |  |  | 0 | 0
48822 | SHELLG3_3020 | 1 | Houston | YES | -0.005168 | 39 | 0 | 39 |  | 1.029 | Cogen | -1 | 0.053051 | 0 | 0 |  |  |  |  | -0.053051 | 0 |  |  |  |  | 0 | 0
48854 | SRB_GN4_4 | 4 | Houston | YES | -0.005205 | 182.4 | 35 | 228 | 0 | 1.0326 | GST | -1 | 0.053088 | 228 | 228 |  |  |  |  | -0.053088 | -12.104 |  |  |  |  | 0 | 0
48740 | PSG_GN2_8050 | 1 | Houston | YES | -0.005205 | 182 | 60 | 182 | 0 | 1.0326 | Cogen | -1 | 0.053088 | 0 | 0 |  |  |  |  | -0.053088 | 0 |  |  |  |  | 0 | 0
48741 | PSG_GT2_8040 | 1 | Houston | YES | -0.005205 | 158.6 | 50 | 158.6 | 0 | 1.0326 | Cogen | -1 | 0.053088 | 0 | 0 |  |  |  |  | -0.053088 | 0 |  |  |  |  | 0 | 0
48742 | PSG_GT3_8060 | 1 | Houston | YES | -0.005205 | 157 | 50 | 157 | 0 | 1.0326 | Cogen | -1 | 0.053088 | 0 | 0 |  |  |  |  | -0.053088 | 0 |  |  |  |  | 0 | 0
48611 | DIB_GT1_8080 | 1 | Houston | YES | -0.005206 | 64 | 0 | 64 | 0 | 1.0326 | Cogen | -1 | 0.053089 | 0 | 0 |  |  |  |  | -0.053089 | 0 |  |  |  |  | 0 | 0
48612 | DIB_GT2_8075 | 2 | Houston | YES | -0.005206 | 63.2 | 0 | 63.2 | 0 | 1.0326 | Cogen | -1 | 0.053089 | 0 | 0 |  |  |  |  | -0.053089 | 0 |  |  |  |  | 0 | 0
48613 | DIB_ST1_8085 | 3 | Houston | YES | -0.005206 | 67.9 | 30 | 82.6 | 0 | 1.0326 | Cogen | -1 | 0.053089 | 0 | 0 |  |  |  |  | -0.053089 | 0 |  |  |  |  | 0 | 0
48614 | DIB_GT3_8090 | 4 | Houston | YES | -0.005206 | 73.6 | 15 | 73.6 | 0 | 1.0326 | Cogen | -1 | 0.053089 | 0 | 0 |  |  |  |  | -0.053089 | 0 |  |  |  |  | 0 | 0
48853 | SRB_GN3_3 | 3 | Houston | YES | -0.005207 | 170.4 | 35 | 213 |  | 1.0326 | GST | -1 | 0.05309 | 213 | 213 |  |  |  |  | -0.05309 | -11.3081 |  |  |  |  | 0 | 0
48845 | SOL_GT1 | 1 | Houston | YES | -0.005207 | 16.2 | 15.4 | 16.2 |  | 1.0326 | Solar | -1 | 0.05309 | 16.2 | 16.2 |  |  |  |  | -0.05309 | -0.86005 |  |  |  |  | 0 | 0
48551 | CAL_GT1_8045 | 1 | Houston | YES | -0.005213 | 149 | 0 | 149 | 0 | 1.0326 | Cogen | -1 | 0.053096 | 0 | 0 |  |  |  |  | -0.053096 | 0 |  |  |  |  | 0 | 0
48552 | CAL_ST1_8000 | 2 | Houston | YES | -0.005213 | 65.1 | 0 | 65.1 | 0 | 1.0326 | Cogen | -1 | 0.053096 | 0 | 0 |  |  |  |  | -0.053096 | 0 |  |  |  |  | 0 | 0
48851 | SRB_GN1_1 | 1 | Houston | YES | -0.005214 | 132 | 26 | 165 | 0 | 1.0217 | GST | -1 | 0.053097 | 165 | 165 |  |  |  |  | -0.053097 | -8.7609 |  |  |  |  | 0 | 0
48852 | SRB_GN2_2 | 2 | Houston | YES | -0.005216 | 140.8 | 26 | 176 | 0 | 1.0217 | GST | -1 | 0.053099 | 176 | 176 |  |  |  |  | -0.053099 | -9.3453 |  |  |  |  | 0 | 0
48855 | SRB_GT211035 | B1 | Houston | YES | -0.005217 | 0 | 0 | 18 |  | 1.014 | GGT | -1 | 0.0531 | 18 | 18 |  |  |  |  | -0.0531 | -0.95579 |  |  |  |  | 0 | 0
48855 | SRB_GT211035 | B2 | Houston | YES | -0.005217 | 0 | 0 | 12 |  | 1.014 | GGT | -1 | 0.0531 | 12 | 12 |  |  |  |  | -0.0531 | -0.63719 |  |  |  |  | 0 | 0
48761 | PR_GT1__9040 | 1 | Houston | YES | -0.005243 | 26 | 0 | 35 |  | 1 | Cogen | -1 | 0.053126 | 0 | 0 |  |  |  |  | -0.053126 | 0 |  |  |  |  | 0 | 0
48645 | DPEC_ST55065 | 5 | Houston | YES | -0.005275 | 282 | 0 | 282 | 0 | 1.0319 | CC | -1 | 0.053158 | 282 | 282 |  |  |  |  | -0.053158 | -14.9904 |  |  |  |  | 0 | 0
48641 | DPEC_GT15040 | 1 | Houston | YES | -0.005275 | 163.2 | 98 | 163.2 | 0 | 1.0319 | CC | -1 | 0.053158 | 163.2 | 163.2 |  |  |  |  | -0.053158 | -8.6753 |  |  |  |  | 0 | 0
48643 | DPEC_GT35010 | 3 | Houston | YES | -0.005275 | 157.5 | 98 | 157.5 | 0 | 1.0319 | CC | -1 | 0.053158 | 157.5 | 157.5 |  |  |  |  | -0.053158 | -8.3723 |  |  |  |  | 0 | 0
48642 | DPEC_GT25025 | 2 | Houston | YES | -0.005275 | 157.1 | 98 | 157.1 | 0 | 1.0319 | CC | -1 | 0.053158 | 157.1 | 157.1 |  |  |  |  | -0.053158 | -8.351 |  |  |  |  | 0 | 0
48644 | DPEC_GT45070 | 4 | Houston | YES | -0.005275 | 157 | 98 | 157 | 0 | 1.0319 | CC | -1 | 0.053158 | 157 | 157 |  |  |  |  | -0.053158 | -8.3457 |  |  |  |  | 0 | 0
48841 | SJS_GT1_GT1 | 1 | Houston | YES | -0.005298 | 62.4 | 49 | 78 | 0 | 1.0362 | Cogen | -1 | 0.053181 | 0 | 0 |  |  |  |  | -0.053181 | 0 |  |  |  |  | 0 | 0
48842 | SJS_GT2_GT2 | 2 | Houston | YES | -0.005298 | 64.8 | 49 | 81 | 0 | 1.0362 | Cogen | -1 | 0.053181 | 0 | 0 |  |  |  |  | -0.053181 | 0 |  |  |  |  | 0 | 0
48693 | GBY_83841065 | E | Houston | YES | -0.005322 | 45.6 | 20 | 57 | 0 | 1.0362 | GGT | -1 | 0.053205 | 57 | 57 |  |  |  |  | -0.053205 | -3.0327 |  |  |  |  | 0 | 0
48692 | GBY_81821075 | D | Houston | YES | -0.005322 | 44 | 20 | 55 | 0 | 1.0362 | GGT | -1 | 0.053205 | 55 | 55 |  |  |  |  | -0.053205 | -2.9262 |  |  |  |  | 0 | 0
48693 | GBY_83841065 | F | Houston | YES | -0.005322 | 43.2 | 20 | 54 | 0 | 1.0362 | GGT | -1 | 0.053205 | 54 | 54 |  |  |  |  | -0.053205 | -2.873 |  |  |  |  | 0 | 0
48691 | GBY_73741085 | B | Houston | YES | -0.005322 | 37.6 | 20 | 47 | 0 | 1.0362 | GGT | -1 | 0.053205 | 47 | 47 |  |  |  |  | -0.053205 | -2.5006 |  |  |  |  | 0 | 0
48691 | GBY_73741085 | A | Houston | YES | -0.005322 | 37.6 | 20 | 47 | 0 | 1.0362 | GGT | -1 | 0.053205 | 47 | 47 |  |  |  |  | -0.053205 | -2.5006 |  |  |  |  | 0 | 0
48692 | GBY_81821075 | C | Houston | YES | -0.005322 | 37.6 | 20 | 47 | 0 | 1.0362 | GGT | -1 | 0.053205 | 47 | 47 |  |  |  |  | -0.053205 | -2.5006 |  |  |  |  | 0 | 0
48531 | BYU_GT1_8075 | 1 | Houston | YES | -0.005405 | 65 | 0 | 65 |  | 1.0362 | Cogen | -1 | 0.053288 | 0 | 0 |  |  |  |  | -0.053288 | 0 |  |  |  |  | 0 | 0
48532 | BYU_GT2_8055 | 2 | Houston | YES | -0.005405 | 62 | 0 | 62 |  | 1.0362 | Cogen | -1 | 0.053288 | 0 | 0 |  |  |  |  | -0.053288 | 0 |  |  |  |  | 0 | 0
48533 | BYU_GT3_8060 | 3 | Houston | YES | -0.005405 | 67 | 0 | 67 |  | 1.0362 | Cogen | -1 | 0.053288 | 0 | 0 |  |  |  |  | -0.053288 | 0 |  |  |  |  | 0 | 0
48534 | BYU_GT4_8065 | 4 | Houston | YES | -0.005405 | 65 | 0 | 65 |  | 1.0362 | Cogen | -1 | 0.053288 | 0 | 0 |  |  |  |  | -0.053288 | 0 |  |  |  |  | 0 | 0
48561 | CTL_GT2_8130 | 1 | Houston | YES | -0.005461 | 73.5 | 30.3 | 91.9 |  | 1.0362 | Cogen | -1 | 0.053344 | 0 | 0 |  |  |  |  | -0.053344 | 0 |  |  |  |  | 0 | 0
48562 | CTL_GT3_8135 | 2 | Houston | YES | -0.005461 | 70.1 | 30.3 | 87.6 |  | 1.0362 | Cogen | -1 | 0.053344 | 0 | 0 |  |  |  |  | -0.053344 | 0 |  |  |  |  | 0 | 0
48563 | CTL_GT4_8140 | 3 | Houston | YES | -0.005461 | 69.6 | 30.3 | 87 |  | 1.0362 | Cogen | -1 | 0.053344 | 0 | 0 |  |  |  |  | -0.053344 | 0 |  |  |  |  | 0 | 0
48564 | CTL_GN1_8145 | 4 | Houston | YES | -0.005461 | 43.6 | 12.9 | 54.5 |  | 1.0362 | Cogen | -1 | 0.053344 | 0 | 0 |  |  |  |  | -0.053344 | 0 |  |  |  |  | 0 | 0
48565 | CTL_GN2_8155 | 5 | Houston | YES | -0.005461 | 9.8 | 3.4 | 12.2 |  | 1.0362 | Cogen | -1 | 0.053344 | 0 | 0 |  |  |  |  | -0.053344 | 0 |  |  |  |  | 0 | 0
48772 | PHR_GN2_2 | MB | Houston | YES | -0.005611 | 0 | 72 | 459 |  | 1.0362 | GSC | -1 | 0.053494 | 0 | 0 |  |  |  |  | -0.053494 | 0 |  |  |  |  | 0 | 0
38580 | TNBP_CGN1_8 | 1 | Houston | YES | -0.005823 | 70.8 | 0 | 70.8 | 0 | 1.005 | Cogen | -1 | 0.053706 | 0 | 0 |  |  |  |  | -0.053706 | 0 |  |  |  |  | 0 | 0
38590 | TNBP_CGN2_8 | 2 | Houston | YES | -0.005823 | 66.7 | 0 | 66.7 | 0 | 1.005 | Cogen | -1 | 0.053706 | 0 | 0 |  |  |  |  | -0.053706 | 0 |  |  |  |  | 0 | 0
38600 | TNBP_CGN3_8 | 5 | Houston | YES | -0.005823 | 53 | 0 | 53 | 0 | 1.005 | Cogen | -1 | 0.053706 | 0 | 0 |  |  |  |  | -0.053706 | 0 |  |  |  |  | 0 | 0
38611 | TNBPAMCG1_8 | 1 | Houston | YES | -0.005823 | 153.2 | 0 | 153.2 | 0 | 1.005 | Cogen | -1 | 0.053706 | 0 | 0 |  |  |  |  | -0.053706 | 0 |  |  |  |  | 0 | 0
38612 | TNBPAMCG2_8 | 2 | Houston | YES | -0.005823 | 153.5 | 0 | 153.5 | 0 | 1.005 | Cogen | -1 | 0.053706 | 0 | 0 |  |  |  |  | -0.053706 | 0 |  |  |  |  | 0 | 0
38613 | TNBPAMCG3_8 | 3 | Houston | YES | -0.005823 | 152.3 | 0 | 152.3 | 0 | 1.005 | Cogen | -1 | 0.053706 | 0 | 0 |  |  |  |  | -0.053706 | 0 |  |  |  |  | 0 | 0
38614 | TNBPAMCG4_8 | 4 | Houston | YES | -0.005823 | 96 | 0 | 96 |  | 1.005 | Cogen | -1 | 0.053706 | 0 | 0 |  |  |  |  | -0.053706 | 0 |  |  |  |  | 0 | 0
38615 | TNBPAMCG5_8 | 1 | Houston | YES | -0.005823 | 244 | 0 | 244 | 0 | 1.005 | Cogen | -1 | 0.053706 | 0 | 0 |  |  |  |  | -0.053706 | 0 |  |  |  |  | 0 | 0
38690 | TNBP_CGN4_8 | 3 | Houston | YES | -0.005823 | 40 | 0 | 40 |  | 1.005 | Cogen | -1 | 0.053706 | 0 | 0 |  |  |  |  | -0.053706 | 0 |  |  |  |  | 0 | 0
38711 | TNTXCTY1CG8 | 1 | Houston | YES | -0.005823 | 100.3 | 59 | 100.3 | 0 | 1 | Cogen | -1 | 0.053706 | 0 | 0 |  |  |  |  | -0.053706 | 0 |  |  |  |  | 0 | 0
38712 | TNTXCTY2CG8 | 1 | Houston | YES | -0.005823 | 92.9 | 59 | 92.9 | 0 | 1 | Cogen | -1 | 0.053706 | 0 | 0 |  |  |  |  | -0.053706 | 0 |  |  |  |  | 0 | 0
38713 | TNTXCTY3CG8 | 1 | Houston | YES | -0.005823 | 102.7 | 59 | 102.7 | 0 | 1 | Cogen | -1 | 0.053706 | 0 | 0 |  |  |  |  | -0.053706 | 0 |  |  |  |  | 0 | 0
38714 | TNTXCTY4CG8 | 1 | Houston | YES | -0.005823 | 103 | 59 | 103 | 0 | 1 | Cogen | -1 | 0.053706 | 0 | 0 |  |  |  |  | -0.053706 | 0 |  |  |  |  | 0 | 0
39470 | TNDOWCGNSG8 | 1 | Houston | YES | -0.005823 | 32 | 10 | 32 | 0 | 0.985 | Cogen | -1 | 0.053706 | 0 | 0 |  |  |  |  | -0.053706 | 0 |  |  |  |  | 0 | 0
39480 | TNDOWCGNGG8 | 1 | Houston | YES | -0.005823 | 30 | 10 | 30 | 0 | 0.985 | Cogen | -1 | 0.053706 | 0 | 0 |  |  |  |  | -0.053706 | 0 |  |  |  |  | 0 | 0
48924 | WAP_GN4_4 | 4 | Houston | YES | -0.006271 | 546 | 217 | 546 | 0 | 1.0362 | GSC | -1 | 0.054154 | 546 | 546 |  |  |  |  | -0.054154 | -29.5678 |  |  |  |  | 0 | 0
48923 | WAP_GN3_3 | 3 | Houston | YES | -0.006271 | 198.4 | 93 | 248 | 0 | 1.0362 | GST | -1 | 0.054154 | 248 | 248 |  |  |  |  | -0.054154 | -13.4301 |  |  |  |  | 0 | 0
48921 | WAP_GN1_1 | 1 | Houston | YES | -0.006271 | 132.8 | 37 | 166 | 0 | 1.0362 | GST | -1 | 0.054154 | 166 | 166 |  |  |  |  | -0.054154 | -8.9895 |  |  |  |  | 0 | 0
48922 | WAP_GN2_2 | 2 | Houston | YES | -0.006271 | 132.8 | 37 | 166 | 0 | 1.0362 | GST | -1 | 0.054154 | 166 | 166 |  |  |  |  | -0.054154 | -8.9895 |  |  |  |  | 0 | 0
48929 | WAPGT21_GT1 | B1 | Houston | YES | -0.006271 | 0 | 0 | 13 |  | 1.05 | GGT | -1 | 0.054154 | 13 | 13 |  |  |  |  | -0.054154 | -0.704 |  |  |  |  | 0 | 0
48925 | WAP_GN5_5 | 5 | Houston | YES | -0.006271 | 591.7 | 278 | 654 | 0 | 0.985 | LIGCO | -1 | 0.054154 | 0 | 654 |  |  |  |  | -0.054154 | 0 |  |  |  |  | 0 | 0
48510 | AK_GT1__8040 | 1 | Houston | YES | -0.006339 | 33.4 | 8.1 | 34 |  | 1.029 | Cogen | -1 | 0.054222 | 0 | 0 |  |  |  |  | -0.054222 | 0 |  |  |  |  | 0 | 0
48523 | BVE_ST1_GN1 | 3 | Houston | YES | -0.006425 | 252.4 | 0 | 252.4 |  | 1.035 | CC | -1 | 0.054308 | 252.4 | 252.4 |  |  |  |  | -0.054308 | -13.7072 |  |  |  |  | 0 | 0
48521 | BVE_GT1_GT1 | 1 | Houston | YES | -0.006425 | 167.7 | 0 | 167.7 |  | 1.035 | CC | -1 | 0.054308 | 167.7 | 167.7 |  |  |  |  | -0.054308 | -9.1074 |  |  |  |  | 0 | 0
48522 | BVE_GT2_5035 | 2 | Houston | YES | -0.006425 | 166.4 | 0 | 166.4 |  | 1.035 | CC | -1 | 0.054308 | 166.4 | 166.4 |  |  |  |  | -0.054308 | -9.0368 |  |  |  |  | 0 | 0
48926 | WAP_GN6_6 | 6 | Houston | YES | -0.006431 | 651 | 280 | 651 |  | 1.035 | LIGCO | -1 | 0.054314 | 0 | 651 |  |  |  |  | -0.054314 | 0 |  |  |  |  | 0 | 0
48927 | WAP_GN7_7 | 7 | Houston | YES | -0.006431 | 564 | 277 | 564 |  | 1.035 | LIGCO | -1 | 0.054314 | 0 | 564 |  |  |  |  | -0.054314 | 0 |  |  |  |  | 0 | 0
48928 | WAP_GN8_8 | 8 | Houston | YES | -0.006431 | 603 | 275 | 603 |  | 1.035 | LIGCO | -1 | 0.054314 | 0 | 603 |  |  |  |  | -0.054314 | 0 |  |  |  |  | 0 | 0
48730 | MNS_GT | 1 | Houston | YES | -0.006456 | 43 | 0 | 46.1 |  | 1.029 | Cogen | -1 | 0.054339 | 0 | 0 |  |  |  |  | -0.054339 | 0 |  |  |  |  | 0 | 0
60202 | FRNDDRCS | F | West | YES | 0.064392 | 0 | 0 | 0 | 0 | 0.9985 | AVR | 1 | 0.054379 | 0 | 0 | 0 | 0 |  |  | 0.054379 | 0 |  |  |  |  | 0 | 0
39760 | TNSCLP1___8 | 1 | Houston | YES | -0.007221 | 93.4 | 20 | 116.8 | 0 | 1.04 | Cogen | -1 | 0.055104 | 0 | 0 |  |  |  |  | -0.055104 | 0 |  |  |  |  | 0 | 0
39770 | TNSCLP2___8 | 1 | Houston | YES | -0.007221 | 91.6 | 20 | 114.5 | 0 | 1.04 | Cogen | -1 | 0.055104 | 0 | 0 |  |  |  |  | -0.055104 | 0 |  |  |  |  | 0 | 0
39775 | TNSCLP4___8 | 1 | Houston | YES | -0.007221 | 95.2 | 20 | 119 | 0 | 1.04 | Cogen | -1 | 0.055104 | 0 | 0 |  |  |  |  | -0.055104 | 0 |  |  |  |  | 0 | 0
39790 | TNSCLP3___8 | 1 | Houston | YES | -0.007221 | 87.6 | 20 | 109.5 | 0 | 1.027 | Cogen | -1 | 0.055104 | 0 | 0 |  |  |  |  | -0.055104 | 0 |  |  |  |  | 0 | 0
48520 | BSF_GT1_8070 | 1 | Houston | YES | -0.007473 | 72 | 0 | 72 | 0 | 1.0326 | Cogen | -1 | 0.055356 | 0 | 0 |  |  |  |  | -0.055356 | 0 |  |  |  |  | 0 | 0
48520 | BSF_GT1_8070 | 2 | Houston | YES | -0.007473 | 10 | 0 | 10 | 0 | 1.0326 | Cogen | -1 | 0.055356 | 0 | 0 |  |  |  |  | -0.055356 | 0 |  |  |  |  | 0 | 0
49851 | DOW17000 | 37 | Houston | YES | -0.007777 | 39 | 0 | 62 | 0 | 1 | Cogen | -1 | 0.05566 | 0 | 0 |  |  |  |  | -0.05566 | 0 |  |  |  |  | 0 | 0
49858 | DOW38100 | 31 | Houston | YES | -0.007777 | 45 | 0 | 71.4 |  | 1 | Cogen | -1 | 0.05566 | 0 | 0 |  |  |  |  | -0.05566 | 0 |  |  |  |  | 0 | 0
49859 | DOW38200 | 33 | Houston | YES | -0.007777 | 28 | 0 | 45 | 0 | 1 | Cogen | -1 | 0.05566 | 0 | 0 |  |  |  |  | -0.05566 | 0 |  |  |  |  | 0 | 0
49860 | DOW38300 | 32 | Houston | YES | -0.007777 | 63 | 0 | 101 |  | 1 | Cogen | -1 | 0.05566 | 0 | 0 |  |  |  |  | -0.05566 | 0 |  |  |  |  | 0 | 0
49862 | DOW39100 | 36 | Houston | YES | -0.007777 | 54 | 0 | 86 | 0 | 1 | Cogen | -1 | 0.05566 | 0 | 0 |  |  |  |  | -0.05566 | 0 |  |  |  |  | 0 | 0
49863 | DOW39200 | 35 | Houston | YES | -0.007777 | 55 | 0 | 88 | 0 | 1 | Cogen | -1 | 0.05566 | 0 | 0 |  |  |  |  | -0.05566 | 0 |  |  |  |  | 0 | 0
49865 | DOW41000 | 41 | Houston | YES | -0.007777 | 31 | 0 | 50 |  | 1 | Cogen | -1 | 0.05566 | 0 | 0 |  |  |  |  | -0.05566 | 0 |  |  |  |  | 0 | 0
49866 | DOW42000 | 42 | Houston | YES | -0.007777 | 11 | 0 | 18 |  | 1 | Cogen | -1 | 0.05566 | 0 | 0 |  |  |  |  | -0.05566 | 0 |  |  |  |  | 0 | 0
49869 | DOW49000 | 45 | Houston | YES | -0.007777 | 59 | 0 | 94 |  | 1 | Cogen | -1 | 0.05566 | 0 | 0 |  |  |  |  | -0.05566 | 0 |  |  |  |  | 0 | 0
49870 | DOW61000 | 61 | Houston | YES | -0.007777 | 44 | 0 | 70 | 0 | 1 | Cogen | -1 | 0.05566 | 0 | 0 |  |  |  |  | -0.05566 | 0 |  |  |  |  | 0 | 0
49871 | DOW62000 | 62 | Houston | YES | -0.007777 | 40 | 0 | 63 | 0 | 1 | Cogen | -1 | 0.05566 | 0 | 0 |  |  |  |  | -0.05566 | 0 |  |  |  |  | 0 | 0
49872 | DOW63000 | 63 | Houston | YES | -0.007777 | 45 | 0 | 72 | 0 | 1 | Cogen | -1 | 0.05566 | 0 | 0 |  |  |  |  | -0.05566 | 0 |  |  |  |  | 0 | 0
49873 | DOW64000 | 64 | Houston | YES | -0.007777 | 41 | 0 | 64.8 | 0 | 1 | Cogen | -1 | 0.05566 | 0 | 0 |  |  |  |  | -0.05566 | 0 |  |  |  |  | 0 | 0
49876 | DOW65000 | 65 | Houston | YES | -0.007777 | 63 | 0 | 101 | 0 | 1 | Cogen | -1 | 0.05566 | 0 | 0 |  |  |  |  | -0.05566 | 0 |  |  |  |  | 0 | 0
49877 | DOW66000 | 66 | Houston | YES | -0.007777 | 61 | 0 | 97 | 0 | 1 | Cogen | -1 | 0.05566 | 0 | 0 |  |  |  |  | -0.05566 | 0 |  |  |  |  | 0 | 0
49878 | DOW67000 | 67 | Houston | YES | -0.007777 | 65 | 0 | 103 | 0 | 1 | Cogen | -1 | 0.05566 | 0 | 0 |  |  |  |  | -0.05566 | 0 |  |  |  |  | 0 | 0
49882 | DOW81000 | 81 | Houston | YES | -0.007777 | 47 | 0 | 76 | 0 | 1 | Cogen | -1 | 0.05566 | 0 | 0 |  |  |  |  | -0.05566 | 0 |  |  |  |  | 0 | 0
49884 | DOW82000 | 82 | Houston | YES | -0.007777 | 51 | 0 | 80 | 0 | 1 | Cogen | -1 | 0.05566 | 0 | 0 |  |  |  |  | -0.05566 | 0 |  |  |  |  | 0 | 0
49885 | DOW83000 | 83 | Houston | YES | -0.007777 | 51 | 0 | 80 | 0 | 1 | Cogen | -1 | 0.05566 | 0 | 0 |  |  |  |  | -0.05566 | 0 |  |  |  |  | 0 | 0
49886 | DOW84000 | 84 | Houston | YES | -0.007777 | 107 | 0 | 171 | 0 | 0.98 | Cogen | -1 | 0.05566 | 0 | 0 |  |  |  |  | -0.05566 | 0 |  |  |  |  | 0 | 0
13432 | SANDOW_5G | 5 | South | YES | -0.008239 | 581 | 225 | 581 |  | 1.029 | LIGCO | -1 | 0.056122 | 0 | 581 |  |  |  |  | -0.056122 | 0 |  |  |  |  | 0 | 0
48911 | TGF_GT1_8000 | 1 | Houston | YES | -0.008788 | 69.2 | 0 | 69.2 |  | 1.029 | Cogen | -1 | 0.056671 | 0 | 0 |  |  |  |  | -0.056671 | 0 |  |  |  |  | 0 | 0
48733 | CBE_ST12 | 1 | Houston | YES | -0.009029 | 105 | 0 | 105 | 0 | 1.029 | CC | -1 | 0.056912 | 105 | 105 |  |  |  |  | -0.056912 | -5.9757 |  |  |  |  | 0 | 0
48736 | CBE_ST34 | 1 | Houston | YES | -0.009029 | 105 | 0 | 105 | 0 | 1.029 | CC | -1 | 0.056912 | 105 | 105 |  |  |  |  | -0.056912 | -5.9757 |  |  |  |  | 0 | 0
48731 | CBE_GT1 | 1 | Houston | YES | -0.009029 | 76 | 0 | 76 | 0 | 1.029 | CC | -1 | 0.056912 | 76 | 76 |  |  |  |  | -0.056912 | -4.3253 |  |  |  |  | 0 | 0
48732 | CBE_GT2 | 1 | Houston | YES | -0.009029 | 76 | 0 | 76 | 0 | 1.029 | CC | -1 | 0.056912 | 76 | 76 |  |  |  |  | -0.056912 | -4.3253 |  |  |  |  | 0 | 0
48734 | CBE_GT3 | 1 | Houston | YES | -0.009029 | 76 | 0 | 76 | 0 | 1.029 | CC | -1 | 0.056912 | 76 | 76 |  |  |  |  | -0.056912 | -4.3253 |  |  |  |  | 0 | 0
48735 | CBE_GT4 | 1 | Houston | YES | -0.009029 | 76 | 0 | 76 | 0 | 1.029 | CC | -1 | 0.056912 | 76 | 76 |  |  |  |  | -0.056912 | -4.3253 |  |  |  |  | 0 | 0
5911 | STP_GN1___1 | 1 | Houston | YES | -0.009335 | 1333 | 1249 | 1333 | 0 | 1.0406 | Nuc | -1 | 0.057218 | 0 | 0 |  |  |  |  | -0.057218 | 0 |  |  |  |  | 0 | 0
5912 | STP_GN2___2 | 2 | Houston | YES | -0.009335 | 1332 | 1249 | 1332 | 0 | 1.0406 | Nuc | -1 | 0.057218 | 0 | 0 |  |  |  |  | -0.057218 | 0 |  |  |  |  | 0 | 0
80265 | LARECU40A | 4 | South | YES | -0.010354 | 80 | 0 | 100 |  | 1.039 | GGT | -1 | 0.058237 | 100 | 100 |  |  |  |  | -0.058237 | -5.8237 |  |  |  |  | 0 | 0
80266 | LARECU50A | 5 | South | YES | -0.010354 | 80 | 0 | 100 |  | 1.039 | GGT | -1 | 0.058237 | 100 | 100 |  |  |  |  | -0.058237 | -5.8237 |  |  |  |  | 0 | 0
80012 | LAR | F | South | YES | -0.010355 | 0 | 0 | 0 | 0 | 1.04 | DCTie | -1 | 0.058238 | 0 | 0 |  |  |  |  | -0.058238 | 0 |  |  |  |  | 0 | 0
3432 | SANDOW_4G | 4 | South | YES | -0.010682 | 580 | 225 | 580 |  | 1.029 | LIGCO | -1 | 0.058565 | 0 | 580 |  |  |  |  | -0.058565 | 0 |  |  |  |  | 0 | 0
58909 | PEARSALLSCG1 | 3 | South | YES | -0.011238 | 0 | 0 | 8.4 |  | 1.027 | Diesel | -1 | 0.059121 | 8.4 | 8.4 |  |  |  |  | -0.059121 | -0.49661 |  |  |  |  | 0 | 0
58909 | PEARSALLSCG1 | 4 | South | YES | -0.011238 | 0 | 0 | 8.4 |  | 1.027 | Diesel | -1 | 0.059121 | 8.4 | 8.4 |  |  |  |  | -0.059121 | -0.49661 |  |  |  |  | 0 | 0
58909 | PEARSALLSCG1 | 6 | South | YES | -0.011238 | 0 | 0 | 8.4 |  | 1.027 | Diesel | -1 | 0.059121 | 8.4 | 8.4 |  |  |  |  | -0.059121 | -0.49661 |  |  |  |  | 0 | 0
58909 | PEARSALLSCG1 | 5 | South | YES | -0.011238 | 0 | 0 | 8.4 |  | 1.027 | Diesel | -1 | 0.059121 | 8.4 | 8.4 |  |  |  |  | -0.059121 | -0.49661 |  |  |  |  | 0 | 0
58909 | PEARSALLSCG1 | 1 | South | YES | -0.011238 | 0 | 0 | 8.4 |  | 1.027 | Diesel | -1 | 0.059121 | 8.4 | 8.4 |  |  |  |  | -0.059121 | -0.49661 |  |  |  |  | 0 | 0
58909 | PEARSALLSCG1 | 2 | South | YES | -0.011238 | 0 | 0 | 8.4 |  | 1.027 | Diesel | -1 | 0.059121 | 8.4 | 8.4 |  |  |  |  | -0.059121 | -0.49661 |  |  |  |  | 0 | 0
58919 | PEARSALLSCG2 | 5 | South | YES | -0.011238 | 0 | 0 | 8.4 |  | 1.027 | Diesel | -1 | 0.059121 | 8.4 | 8.4 |  |  |  |  | -0.059121 | -0.49661 |  |  |  |  | 0 | 0
58919 | PEARSALLSCG2 | 6 | South | YES | -0.011238 | 0 | 0 | 8.4 |  | 1.027 | Diesel | -1 | 0.059121 | 8.4 | 8.4 |  |  |  |  | -0.059121 | -0.49661 |  |  |  |  | 0 | 0
58919 | PEARSALLSCG2 | 1 | South | YES | -0.011238 | 0 | 0 | 8.4 |  | 1.027 | Diesel | -1 | 0.059121 | 8.4 | 8.4 |  |  |  |  | -0.059121 | -0.49661 |  |  |  |  | 0 | 0
58919 | PEARSALLSCG2 | 2 | South | YES | -0.011238 | 0 | 0 | 8.4 |  | 1.027 | Diesel | -1 | 0.059121 | 8.4 | 8.4 |  |  |  |  | -0.059121 | -0.49661 |  |  |  |  | 0 | 0
58919 | PEARSALLSCG2 | 4 | South | YES | -0.011238 | 0 | 0 | 8.4 |  | 1.027 | Diesel | -1 | 0.059121 | 8.4 | 8.4 |  |  |  |  | -0.059121 | -0.49661 |  |  |  |  | 0 | 0
58919 | PEARSALLSCG2 | 3 | South | YES | -0.011238 | 0 | 0 | 8.4 |  | 1.027 | Diesel | -1 | 0.059121 | 8.4 | 8.4 |  |  |  |  | -0.059121 | -0.49661 |  |  |  |  | 0 | 0
58929 | PEARSALLSCG3 | 4 | South | YES | -0.011238 | 0 | 0 | 8.4 |  | 1.027 | Diesel | -1 | 0.059121 | 8.4 | 8.4 |  |  |  |  | -0.059121 | -0.49661 |  |  |  |  | 0 | 0
58929 | PEARSALLSCG3 | 6 | South | YES | -0.011238 | 0 | 0 | 8.4 |  | 1.027 | Diesel | -1 | 0.059121 | 8.4 | 8.4 |  |  |  |  | -0.059121 | -0.49661 |  |  |  |  | 0 | 0
58929 | PEARSALLSCG3 | 2 | South | YES | -0.011238 | 0 | 0 | 8.4 |  | 1.027 | Diesel | -1 | 0.059121 | 8.4 | 8.4 |  |  |  |  | -0.059121 | -0.49661 |  |  |  |  | 0 | 0
58929 | PEARSALLSCG3 | 5 | South | YES | -0.011238 | 0 | 0 | 8.4 |  | 1.027 | Diesel | -1 | 0.059121 | 8.4 | 8.4 |  |  |  |  | -0.059121 | -0.49661 |  |  |  |  | 0 | 0
58929 | PEARSALLSCG3 | 1 | South | YES | -0.011238 | 0 | 0 | 8.4 |  | 1.027 | Diesel | -1 | 0.059121 | 8.4 | 8.4 |  |  |  |  | -0.059121 | -0.49661 |  |  |  |  | 0 | 0
58929 | PEARSALLSCG3 | 3 | South | YES | -0.011238 | 0 | 0 | 8.4 |  | 1.027 | Diesel | -1 | 0.059121 | 8.4 | 8.4 |  |  |  |  | -0.059121 | -0.49661 |  |  |  |  | 0 | 0
58949 | PEARSALLSCG4 | 3 | South | YES | -0.011238 | 0 | 0 | 8.4 |  | 1.027 | Diesel | -1 | 0.059121 | 8.4 | 8.4 |  |  |  |  | -0.059121 | -0.49661 |  |  |  |  | 0 | 0
58949 | PEARSALLSCG4 | 2 | South | YES | -0.011238 | 0 | 0 | 8.4 |  | 1.027 | Diesel | -1 | 0.059121 | 8.4 | 8.4 |  |  |  |  | -0.059121 | -0.49661 |  |  |  |  | 0 | 0
58949 | PEARSALLSCG4 | 1 | South | YES | -0.011238 | 0 | 0 | 8.4 |  | 1.027 | Diesel | -1 | 0.059121 | 8.4 | 8.4 |  |  |  |  | -0.059121 | -0.49661 |  |  |  |  | 0 | 0
58949 | PEARSALLSCG4 | 4 | South | YES | -0.011238 | 0 | 0 | 8.4 |  | 1.027 | Diesel | -1 | 0.059121 | 8.4 | 8.4 |  |  |  |  | -0.059121 | -0.49661 |  |  |  |  | 0 | 0
58949 | PEARSALLSCG4 | 6 | South | YES | -0.011238 | 0 | 0 | 8.4 |  | 1.027 | Diesel | -1 | 0.059121 | 8.4 | 8.4 |  |  |  |  | -0.059121 | -0.49661 |  |  |  |  | 0 | 0
58949 | PEARSALLSCG4 | 5 | South | YES | -0.011238 | 0 | 0 | 8.4 |  | 1.027 | Diesel | -1 | 0.059121 | 8.4 | 8.4 |  |  |  |  | -0.059121 | -0.49661 |  |  |  |  | 0 | 0
88299 | ZAPATA | F | South | YES | -0.011701 | 0 | 0 | 0 | 0 | 1.02 | BLT | -1 | 0.059584 | 0 | 0 |  |  |  |  | -0.059584 | 0 |  |  |  |  | 0 | 0
5891 | PEARSALLGEN2 | 1 | South | YES | -0.012422 | 19.4 | 6 | 24.3 | 0 | 1.0226 | GST | -1 | 0.060305 | 24.3 | 24.3 |  |  |  |  | -0.060305 | -1.4654 |  |  |  |  | 0 | 0
5890 | PEARSALLGEN1 | 1 | South | YES | -0.012422 | 19.2 | 6 | 24 | 0 | 1.0226 | GST | -1 | 0.060305 | 24 | 24 |  |  |  |  | -0.060305 | -1.4473 |  |  |  |  | 0 | 0
5892 | PEARSALLGEN3 | 1 | South | YES | -0.012422 | 19.1 | 6 | 23.9 | 0 | 1.0226 | GST | -1 | 0.060305 | 23.9 | 23.9 |  |  |  |  | -0.060305 | -1.4413 |  |  |  |  | 0 | 0
5728 | FALCONHYDRO2 | 2 | South | YES | -0.012612 | 12 | 0 | 12 | 0 | 1.0234 | Hydro | -1 | 0.060495 | 0 | 0 |  |  |  |  | -0.060495 | 0 |  |  |  |  | 0 | 0
5729 | FALCONHYDRO3 | 3 | South | YES | -0.012612 | 11 | 0 | 11 | 0 | 1.0234 | Hydro | -1 | 0.060495 | 0 | 0 |  |  |  |  | -0.060495 | 0 |  |  |  |  | 0 | 0
8048 | FALCONHYDRO1 | 1 | South | YES | -0.012612 | 12 | 0 | 12 | 0 | 1.0234 | Hydro | -1 | 0.060495 | 0 | 0 |  |  |  |  | -0.060495 | 0 |  |  |  |  | 0 | 0
88508 | FALFURRI | F | South | YES | -0.012722 | 0 | 0 | 0 | 0 | 1 | AVR | -1 | 0.060605 | 0 | 0 |  |  |  |  | -0.060605 | 0 |  |  |  |  | 0 | 0
8134 | FOR #1 | 1 | South | YES | -0.012748 | 54.1 | 45 | 79 | 0 | 1 | Cogen | -1 | 0.060631 | 0 | 0 |  |  |  |  | -0.060631 | 0 |  |  |  |  | 0 | 0
8138 | FOR #2 | 2 | South | YES | -0.012748 | 63.1 | 45 | 81 | 0 | 1 | Cogen | -1 | 0.060631 | 0 | 0 |  |  |  |  | -0.060631 | 0 |  |  |  |  | 0 | 0
8153 | FOR #3 | 3 | South | YES | -0.012748 | 63.1 | 45 | 79.9 | 0 | 1 | Cogen | -1 | 0.060631 | 0 | 0 |  |  |  |  | -0.060631 | 0 |  |  |  |  | 0 | 0
8154 | FOR #4 | 4 | South | YES | -0.012748 | 63.1 | 60 | 80 | 0 | 1 | Cogen | -1 | 0.060631 | 0 | 0 |  |  |  |  | -0.060631 | 0 |  |  |  |  | 0 | 0
8155 | FOR #5 | 5 | South | YES | -0.012748 | 63.1 | 60 | 78.4 | 0 | 1 | Cogen | -1 | 0.060631 | 0 | 0 |  |  |  |  | -0.060631 | 0 |  |  |  |  | 0 | 0
8156 | FOR #6 | 6 | South | YES | -0.012748 | 24.9 | 5 | 25 | 0 | 1 | Cogen | -1 | 0.060631 | 0 | 0 |  |  |  |  | -0.060631 | 0 |  |  |  |  | 0 | 0
8157 | FOR #7 | 7 | South | YES | -0.012748 | 28.8 | 5 | 46 | 0 | 1 | Cogen | -1 | 0.060631 | 0 | 0 |  |  |  |  | -0.060631 | 0 |  |  |  |  | 0 | 0
80051 | FOR #8 | 8 | South | YES | -0.012748 | 28 | 28 | 28 |  | 1 | Cogen | -1 | 0.060631 | 0 | 0 |  |  |  |  | -0.060631 | 0 |  |  |  |  | 0 | 0
80052 | FOR #9 | 9 | South | YES | -0.012748 | 29.7 | 5 | 43.6 | 0 | 1 | Cogen | -1 | 0.060631 | 0 | 0 |  |  |  |  | -0.060631 | 0 |  |  |  |  | 0 | 0
80053 | FOR #10 | 10 | South | YES | -0.012748 | 68.4 | 45 | 75 | 0 | 1 | Cogen | -1 | 0.060631 | 0 | 0 |  |  |  |  | -0.060631 | 0 |  |  |  |  | 0 | 0
80226 | ALCOA G | 1 | South | YES | -0.012846 | 32.3 | 5 | 48 | 0 | 1.015 | Cogen | -1 | 0.060729 | 0 | 0 |  |  |  |  | -0.060729 | 0 |  |  |  |  | 0 | 0
8147 | UCAR #2 | 10 | South | YES | -0.013159 | 18.2 | 0 | 28 |  | 1 | Cogen | -1 | 0.061042 | 0 | 0 |  |  |  |  | -0.061042 | 0 |  |  |  |  | 0 | 0
8148 | UCAR #1 | 2 | South | YES | -0.013159 | 6.1 | 0 | 7 | 0 | 1.009 | Cogen | -1 | 0.061042 | 0 | 0 |  |  |  |  | -0.061042 | 0 |  |  |  |  | 0 | 0
80137 | CSDR89 | 9 | South | YES | -0.013159 | 15 | 0 | 15 | 0 | 1.003 | DCTie | -1 | 0.061042 | 0 | 0 |  |  |  |  | -0.061042 | 0 |  |  |  |  | 0 | 0
80137 | CSDR89 | 8 | South | YES | -0.013159 | 33.9 | 0 | 39 | 0 | 1.003 | DCTie | -1 | 0.061042 | 0 | 0 |  |  |  |  | -0.061042 | 0 |  |  |  |  | 0 | 0
80138 | CSDR7 | 7 | South | YES | -0.013159 | 6.1 | 0 | 7 | 0 | 1.014 | DCTie | -1 | 0.061042 | 0 | 0 |  |  |  |  | -0.061042 | 0 |  |  |  |  | 0 | 0
80139 | CSDR56 | 6 | South | YES | -0.013159 | 0 | 0 | 39 |  | 1.0033 | DCTie | -1 | 0.061042 | 0 | 0 |  |  |  |  | -0.061042 | 0 |  |  |  |  | 0 | 0
80139 | CSDR56 | 5 | South | YES | -0.013159 | 15 | 0 | 15 |  | 1.0033 | DCTie | -1 | 0.061042 | 0 | 0 |  |  |  |  | -0.061042 | 0 |  |  |  |  | 0 | 0
80140 | CSDR11 | 11 | South | YES | -0.013159 | 33.9 | 0 | 39 | 0 | 1.03 | DCTie | -1 | 0.061042 | 0 | 0 |  |  |  |  | -0.061042 | 0 |  |  |  |  | 0 | 0
80227 | AIRCO G | 1 | South | YES | -0.013214 | 7.2 | 0 | 8 | 0 | 1.0104 | Cogen | -1 | 0.061097 | 0 | 0 |  |  |  |  | -0.061097 | 0 |  |  |  |  | 0 | 0
80224 | VISTRONG1 | 1 | South | YES | -0.013299 | 13.1 | 0 | 15 | 0 | 1.01 | Cogen | -1 | 0.061182 | 0 | 0 |  |  |  |  | -0.061182 | 0 |  |  |  |  | 0 | 0
80225 | VISTRONG2 | 2 | South | YES | -0.013299 | 20.2 | 0 | 23 | 0 | 1.01 | Cogen | -1 | 0.061182 | 0 | 0 |  |  |  |  | -0.061182 | 0 |  |  |  |  | 0 | 0
5503 | RAYBURNGEN3 | 1 | South | YES | -0.013361 | 17.6 | 6 | 22 | 0 | 1.0224 | GST | -1 | 0.061244 | 22 | 22 |  |  |  |  | -0.061244 | -1.3474 |  |  |  |  | 0 | 0
5505 | RAYBURNGEN1 | 1 | South | YES | -0.013361 | 0 | 1 | 11 |  | 1.0223 | GGT | -1 | 0.061244 | 11 | 11 |  |  |  |  | -0.061244 | -0.67368 |  |  |  |  | 0 | 0
5506 | RAYBURNGEN2 | 1 | South | YES | -0.013361 | 0 | 1 | 11 |  | 1.0223 | GGT | -1 | 0.061244 | 11 | 11 |  |  |  |  | -0.061244 | -0.67368 |  |  |  |  | 0 | 0
7010 | L_FPPYD11_1Y | 1 | South | YES | -0.013445 | 547.4 | 200 | 606 | 0 | 1.02 | LIGCO | -1 | 0.061328 | 0 | 606 |  |  |  |  | -0.061328 | 0 |  |  |  |  | 0 | 0
7011 | L_FPPYD11_2Y | 2 | South | YES | -0.013445 | 552.2 | 200 | 598 | 0 | 1.02 | LIGCO | -1 | 0.061328 | 0 | 598 |  |  |  |  | -0.061328 | 0 |  |  |  |  | 0 | 0
7012 | L_FPPYD21_3Y | 3 | South | YES | -0.013447 | 427.5 | 200 | 436 | 0 | 1.02 | LIGCO | -1 | 0.06133 | 0 | 436 |  |  |  |  | -0.06133 | 0 |  |  |  |  | 0 | 0
8066 | DUP1V#1 | 1 | South | YES | -0.013536 | 52.3 | 0 | 73 | 0 | 1.01 | Cogen | -1 | 0.061419 | 0 | 0 |  |  |  |  | -0.061419 | 0 |  |  |  |  | 0 | 0
5512 | RAYBURNCC8 | 1 | South | YES | -0.013547 | 49.3 | 18.2 | 49.3 | 0 | 1.0296 | CC | -1 | 0.06143 | 49.3 | 49.3 |  |  |  |  | -0.06143 | -3.0285 |  |  |  |  | 0 | 0
5508 | RAYBURNCC9 | 1 | South | YES | -0.013547 | 47.7 | 18.2 | 47.7 | 0 | 1.0296 | CC | -1 | 0.06143 | 47.7 | 47.7 |  |  |  |  | -0.06143 | -2.9302 |  |  |  |  | 0 | 0
5511 | RAYBURNCC7 | 1 | South | YES | -0.013547 | 47.5 | 18.2 | 47.5 | 0 | 1.0296 | CC | -1 | 0.06143 | 47.5 | 47.5 |  |  |  |  | -0.06143 | -2.9179 |  |  |  |  | 0 | 0
5509 | RAYBURNCC10 | 1 | South | YES | -0.013547 | 37.3 | 5.2 | 37.3 | 0 | 1.0296 | CC | -1 | 0.06143 | 37.3 | 37.3 |  |  |  |  | -0.06143 | -2.2913 |  |  |  |  | 0 | 0
8935 | FGNTS201 | 3 | South | YES | -0.013565 | 173 | 0 | 173 | 0 | 1.03 | CC | -1 | 0.061448 | 173 | 173 |  |  |  |  | -0.061448 | -10.6304 |  |  |  |  | 0 | 0
8934 | FGNTS101 | 2 | South | YES | -0.013565 | 147.9 | 0 | 147.9 | 0 | 1.03 | CC | -1 | 0.061448 | 147.9 | 147.9 |  |  |  |  | -0.061448 | -9.0881 |  |  |  |  | 0 | 0
8933 | FGNTS001 | 1 | South | YES | -0.013565 | 146.5 | 0 | 146.5 | 0 | 1.03 | CC | -1 | 0.061448 | 146.5 | 146.5 |  |  |  |  | -0.061448 | -9.0021 |  |  |  |  | 0 | 0
7009 | L_LOSTPI1_3Y | 3 | South | YES | -0.013566 | 173.9 | 72 | 175 | 0 | 1 | CC | -1 | 0.061449 | 175 | 175 |  |  |  |  | -0.061449 | -10.7535 |  |  |  |  | 0 | 0
7008 | L_LOSTPI1_2Y | 2 | South | YES | -0.013566 | 157.7 | 107 | 160 | 0 | 1 | CC | -1 | 0.061449 | 160 | 160 |  |  |  |  | -0.061449 | -9.8318 |  |  |  |  | 0 | 0
7007 | L_LOSTPI1_1Y | 1 | South | YES | -0.013566 | 158.6 | 110 | 158 | 0 | 1 | CC | -1 | 0.061449 | 158 | 158 |  |  |  |  | -0.061449 | -9.7089 |  |  |  |  | 0 | 0
8926 | LGE_GT10A | 1 | South | YES | -0.013626 | 158 | 0 | 158 | 0 | 1.03 | Cogen | -1 | 0.061509 | 0 | 0 |  |  |  |  | -0.061509 | 0 |  |  |  |  | 0 | 0
8927 | LGE_GT20A | 2 | South | YES | -0.013626 | 153 | 0 | 153 | 0 | 1.03 | Cogen | -1 | 0.061509 | 0 | 0 |  |  |  |  | -0.061509 | 0 |  |  |  |  | 0 | 0
8928 | LGE_STG0A | 3 | South | YES | -0.013626 | 100 | 0 | 100 | 0 | 1.03 | Cogen | -1 | 0.061509 | 0 | 0 |  |  |  |  | -0.061509 | 0 |  |  |  |  | 0 | 0
8930 | ICPGN10A | 1 | South | YES | -0.013626 | 149 | 0 | 149 | 0 | 1.03 | Cogen | -1 | 0.061509 | 0 | 0 |  |  |  |  | -0.061509 | 0 |  |  |  |  | 0 | 0
8931 | ICPGN20A | 2 | South | YES | -0.013626 | 150 | 0 | 150 | 0 | 1.03 | Cogen | -1 | 0.061509 | 0 | 0 |  |  |  |  | -0.061509 | 0 |  |  |  |  | 0 | 0
8932 | ICPGN30A | 3 | South | YES | -0.013626 | 127 | 0 | 127 | 0 | 1.03 | Cogen | -1 | 0.061509 | 0 | 0 |  |  |  |  | -0.061509 | 0 |  |  |  |  | 0 | 0
80223 | REYSHR G | 1 | South | YES | -0.013626 | 12 | 0 | 12 | 0 | 1.032 | Cogen | -1 | 0.061509 | 0 | 0 |  |  |  |  | -0.061509 | 0 |  |  |  |  | 0 | 0
8174 | VICEC61A | 6 | South | YES | -0.013671 | 188 | 42 | 188 | 0 | 1.025 | CC | -1 | 0.061554 | 188 | 188 |  |  |  |  | -0.061554 | -11.5721 |  |  |  |  | 0 | 0
8173 | VICEC51A | 5 | South | YES | -0.013671 | 144 | 18 | 144 | 0 | 1.025 | CC | -1 | 0.061554 | 144 | 144 |  |  |  |  | -0.061554 | -8.8637 |  |  |  |  | 0 | 0
8442 | NBEC7 | 7 | South | YES | -0.013725 | 0 | 81 | 367 |  | 1.0298 | GST | -1 | 0.061608 | 367 | 367 |  |  |  |  | -0.061608 | -22.61 |  |  |  |  | 0 | 0
8442 | NBEC7 | MB | South | YES | -0.013725 | 0 | 81 | 367 |  | 1.0298 | GST | -1 | 0.061608 | 0 | 0 |  |  |  |  | -0.061608 | 0 |  |  |  |  | 0 | 0
8938 | MVGN#3 | 3 | South | YES | -0.013726 | 250.9 | 0 | 250.9 | 0 | 1.0304 | CC | -1 | 0.061609 | 250.9 | 250.9 |  |  |  |  | -0.061609 | -15.4576 |  |  |  |  | 0 | 0
8937 | MVGN#2 | 2 | South | YES | -0.013726 | 216.7 | 0 | 216.7 | 0 | 1.0304 | CC | -1 | 0.061609 | 216.7 | 216.7 |  |  |  |  | -0.061609 | -13.3506 |  |  |  |  | 0 | 0
8936 | MVGN#1 | 1 | South | YES | -0.013726 | 216.6 | 0 | 216.6 | 0 | 1.0304 | CC | -1 | 0.061609 | 216.6 | 216.6 |  |  |  |  | -0.061609 | -13.3444 |  |  |  |  | 0 | 0
8983 | HECN3 | 3 | South | YES | -0.013726 | 171.9 | 0 | 171.9 | 0 | 1.0304 | CC | -1 | 0.061609 | 171.9 | 171.9 |  |  |  |  | -0.061609 | -10.5905 |  |  |  |  | 0 | 0
8981 | HECN1 | 1 | South | YES | -0.013726 | 144.8 | 0 | 144.8 | 0 | 1.0304 | CC | -1 | 0.061609 | 144.8 | 144.8 |  |  |  |  | -0.061609 | -8.9209 |  |  |  |  | 0 | 0
8982 | HECN2 | 2 | South | YES | -0.013726 | 144.1 | 0 | 144.1 | 0 | 1.0304 | CC | -1 | 0.061609 | 144.1 | 144.1 |  |  |  |  | -0.061609 | -8.8778 |  |  |  |  | 0 | 0
8560 | CNOPGT1 | 1 | South | YES | -0.013726 | 148.3 | 0 | 148.3 | 0 | 1.03 | Cogen | -1 | 0.061609 | 0 | 0 |  |  |  |  | -0.061609 | 0 |  |  |  |  | 0 | 0
8561 | CNOPGT2 | 2 | South | YES | -0.013726 | 148.6 | 0 | 148.6 | 0 | 1.03 | Cogen | -1 | 0.061609 | 0 | 0 |  |  |  |  | -0.061609 | 0 |  |  |  |  | 0 | 0
8562 | CNOPST1 | 3 | South | YES | -0.013726 | 153 | 0 | 153 | 0 | 1.03 | Cogen | -1 | 0.061609 | 0 | 0 |  |  |  |  | -0.061609 | 0 |  |  |  |  | 0 | 0
8456 | COSW#1 | 1 | South | YES | -0.013732 | 20 | 0 | 20 | 0 | 1.027 | Cogen | -1 | 0.061615 | 0 | 0 |  |  |  |  | -0.061615 | 0 |  |  |  |  | 0 | 0
8457 | COSW#2 | 2 | South | YES | -0.013732 | 14 | 0 | 14 | 0 | 1.027 | Cogen | -1 | 0.061615 | 0 | 0 |  |  |  |  | -0.061615 | 0 |  |  |  |  | 0 | 0
8506 | VAL #1 | 1 | South | YES | -0.013738 | 20.9 | 0 | 25 | 0 | 1.0055 | Cogen | -1 | 0.061621 | 0 | 0 |  |  |  |  | -0.061621 | 0 |  |  |  |  | 0 | 0
8507 | VAL #2 | 2 | South | YES | -0.013738 | 20.9 | 0 | 25 | 0 | 1.0055 | Cogen | -1 | 0.061621 | 0 | 0 |  |  |  |  | -0.061621 | 0 |  |  |  |  | 0 | 0
8461 | KOCH_UP0A | 1 | South | YES | -0.013743 | 38 | 0 | 38 | 0 | 1.012 | Cogen | -1 | 0.061626 | 0 | 0 |  |  |  |  | -0.061626 | 0 |  |  |  |  | 0 | 0
80263 | B_DAVIS31A | 3 | South | YES | -0.013753 | 0 | 0 | 180 |  | 1.0366 | CC | -1 | 0.061636 | 180 | 180 |  |  |  |  | -0.061636 | -11.0944 |  |  |  |  | 0 | 0
80264 | B_DAVIS41A | 4 | South | YES | -0.013753 | 0 | 0 | 180 |  | 1.0366 | CC | -1 | 0.061636 | 180 | 180 |  |  |  |  | -0.061636 | -11.0944 |  |  |  |  | 0 | 0
8459 | B_DAVIS0B | MB | South | YES | -0.013753 | 0 | 50 | 339 |  | 1.03 | GSC | -1 | 0.061636 | 0 | 0 |  |  |  |  | -0.061636 | 0 |  |  |  |  | 0 | 0
8460 | B_DAVIS0A | MB | South | YES | -0.013753 | 0 | 50 | 340 |  | 1.03 | GSC | -1 | 0.061636 | 0 | 0 |  |  |  |  | -0.061636 | 0 |  |  |  |  | 0 | 0
8511 | OXY_CC0A | 1 | South | YES | -0.01376 | 30.3 | 0 | 38 | 0 | 1.027 | Cogen | -1 | 0.061643 | 0 | 0 |  |  |  |  | -0.061643 | 0 |  |  |  |  | 0 | 0
5935 | SI_RAY10 | 10 | South | YES | -0.013792 | 47 | 10 | 47 | 0 | 1.03 | CC | -1 | 0.061675 | 47 | 47 |  |  |  |  | -0.061675 | -2.8987 |  |  |  |  | 0 | 0
5932 | SI_RAY9 | 9 | South | YES | -0.013792 | 32 | 32 | 38 | 0 | 1.035 | CC | -1 | 0.061675 | 38 | 38 |  |  |  |  | -0.061675 | -2.3436 |  |  |  |  | 0 | 0
5933 | SI_RAY6 | 6 | South | YES | -0.013792 | 15.4 | 10 | 19.3 | 0 | 1.035 | GST | -1 | 0.061675 | 19.3 | 19.3 |  |  |  |  | -0.061675 | -1.1903 |  |  |  |  | 0 | 0
80003 | MILHWYS | F | South | YES | -0.013792 | 0 | 0 | 0 | 0 | 1.0168 | AVR | -1 | 0.061675 | 0 | 0 |  |  |  |  | -0.061675 | 0 |  |  |  |  | 0 | 0
8517 | CELANEBI0A | 1 | South | YES | -0.013799 | 29 | 0 | 29 | 0 | 1.02 | Cogen | -1 | 0.061682 | 0 | 0 |  |  |  |  | -0.061682 | 0 |  |  |  |  | 0 | 0
80080 | GWINDT11A | 3 | South | YES | -0.013834 | 0 | 0 | 38 | 0 | 1.025 | Wind | -1 | 0.061717 | 0 | 38 |  |  |  |  | -0.061717 | 0 |  |  |  |  | 0 | 0
80080 | GWINDT11A | 4 | South | YES | -0.013834 | 3.8 | 0 | 19 | 0 | 1.025 | Wind | -1 | 0.061717 | 0 | 19 |  |  |  |  | -0.061717 | 0 |  |  |  |  | 0 | 0
80080 | GWINDT11A | 2 | South | YES | -0.013834 | 0 | 0 | 41 | 0 | 1.025 | Wind | -1 | 0.061717 | 0 | 41 |  |  |  |  | -0.061717 | 0 |  |  |  |  | 0 | 0
80080 | GWINDT11A | 1 | South | YES | -0.013834 | 28.2 | 0 | 94 | 0 | 1.025 | Wind | -1 | 0.061717 | 0 | 94 |  |  |  |  | -0.061717 | 0 |  |  |  |  | 0 | 0
80081 | GWINDT21A | 4 | South | YES | -0.013834 | 4.4 | 0 | 22 | 0 | 1.025 | Wind | -1 | 0.061717 | 0 | 22 |  |  |  |  | -0.061717 | 0 |  |  |  |  | 0 | 0
80081 | GWINDT21A | 1 | South | YES | -0.013834 | 28.2 | 0 | 94 | 0 | 1.025 | Wind | -1 | 0.061717 | 0 | 94 |  |  |  |  | -0.061717 | 0 |  |  |  |  | 0 | 0
80081 | GWINDT21A | 3 | South | YES | -0.013834 | 8.6 | 0 | 43 | 0 | 1.025 | Wind | -1 | 0.061717 | 0 | 43 |  |  |  |  | -0.061717 | 0 |  |  |  |  | 0 | 0
80081 | GWINDT21A | 2 | South | YES | -0.013834 | 7.2 | 0 | 36 | 0 | 1.025 | Wind | -1 | 0.061717 | 0 | 36 |  |  |  |  | -0.061717 | 0 |  |  |  |  | 0 | 0
80180 | PNSCALT11A | 2 | South | YES | -0.013834 | 10 | 0 | 50 | 0 | 1.025 | Wind | -1 | 0.061717 | 0 | 50 |  |  |  |  | -0.061717 | 0 |  |  |  |  | 0 | 0
80180 | PNSCALT11A | 1 | South | YES | -0.013834 | 43.8 | 0 | 148 | 0 | 1.025 | Wind | -1 | 0.061717 | 0 | 148 |  |  |  |  | -0.061717 | 0 |  |  |  |  | 0 | 0
80181 | PNSCALT21A | 2 | South | YES | -0.013834 | 10 | 0 | 50 | 0 | 1.025 | Wind | -1 | 0.061717 | 0 | 50 |  |  |  |  | -0.061717 | 0 |  |  |  |  | 0 | 0
80181 | PNSCALT21A | 1 | South | YES | -0.013834 | 16.5 | 0 | 55 | 0 | 1.025 | Wind | -1 | 0.061717 | 0 | 55 |  |  |  |  | -0.061717 | 0 |  |  |  |  | 0 | 0
88198 | BEEVILLE | F | South | YES | -0.014304 | 0 | 0 | 0 | 0 | 1.02 | AVR | -1 | 0.062187 | 0 | 0 |  |  |  |  | -0.062187 | 0 |  |  |  |  | 0 | 0
7303 | L_WPPGS12_1Y | 1 | South | YES | -0.014415 | 50 | 0 | 50 | 0 | 1.025 | GGT | -1 | 0.062298 | 50 | 50 |  |  |  |  | -0.062298 | -3.1149 |  |  |  |  | 0 | 0
7303 | L_WPPGS12_1Y | 2 | South | YES | -0.014415 | 50 | 0 | 50 | 0 | 1.025 | GGT | -1 | 0.062298 | 50 | 50 |  |  |  |  | -0.062298 | -3.1149 |  |  |  |  | 0 | 0
7305 | L_WPPGS34_1Y | 3 | South | YES | -0.014415 | 50 | 0 | 50 | 0 | 1.025 | GGT | -1 | 0.062298 | 50 | 50 |  |  |  |  | -0.062298 | -3.1149 |  |  |  |  | 0 | 0
7305 | L_WPPGS34_1Y | 4 | South | YES | -0.014415 | 50 | 0 | 50 | 0 | 1.025 | GGT | -1 | 0.062298 | 50 | 50 |  |  |  |  | -0.062298 | -3.1149 |  |  |  |  | 0 | 0
8161 | COLETO0A | 1 | South | YES | -0.014505 | 633 | 200 | 633 | 0 | 1.03 | LIGCO | -1 | 0.062388 | 0 | 633 |  |  |  |  | -0.062388 | 0 |  |  |  |  | 0 | 0
7809 | L_BASTEN1_3Y | 1 | South | YES | -0.014517 | 232.6 | 42 | 232.6 | 0 | 1.004 | CC | -1 | 0.0624 | 232.6 | 232.6 |  |  |  |  | -0.0624 | -14.5141 |  |  |  |  | 0 | 0
7807 | L_BASTEN1_1Y | 1 | South | YES | -0.014517 | 152.5 | 83.5 | 152.5 | 0 | 1.004 | CC | -1 | 0.0624 | 152.5 | 152.5 |  |  |  |  | -0.0624 | -9.5159 |  |  |  |  | 0 | 0
7808 | L_BASTEN1_2Y | 1 | South | YES | -0.014517 | 149.5 | 83.5 | 149.5 | 0 | 1.004 | CC | -1 | 0.0624 | 149.5 | 149.5 |  |  |  |  | -0.0624 | -9.3287 |  |  |  |  | 0 | 0
8189 | CUECPL2A | 1 | South | YES | -0.015422 | 12 | 0 | 12 | 0 | 1.02 | Cogen | -1 | 0.063305 | 0 | 0 |  |  |  |  | -0.063305 | 0 |  |  |  |  | 0 | 0
7006 | L_SIMGID1_3Y | 3 | South | YES | -0.015795 | 324.9 | 60 | 329 | 0 | 1.02 | GST | -1 | 0.063678 | 329 | 329 |  |  |  |  | -0.063678 | -20.9499 |  |  |  |  | 0 | 0
7005 | L_SIMGID1_2Y | 2 | South | YES | -0.015795 | 133 | 32 | 139 | 0 | 1.02 | GST | -1 | 0.063678 | 139 | 139 |  |  |  |  | -0.063678 | -8.8512 |  |  |  |  | 0 | 0
7004 | L_SIMGID1_1Y | 1 | South | YES | -0.015795 | 132 | 40 | 132 | 0 | 1.02 | GST | -1 | 0.063678 | 132 | 132 |  |  |  |  | -0.063678 | -8.4054 |  |  |  |  | 0 | 0
5903 | SANMIGUELGEN | 1 | South | YES | -0.015891 | 396.3 | 180 | 396.3 | 0 | 1.0336 | LIGCO | -1 | 0.063774 | 0 | 396.3 |  |  |  |  | -0.063774 | 0 |  |  |  |  | 0 | 0
7624 | L_LAKEWO9_1Y | 1 | South | YES | -0.016539 | 0 | 0 | 2.4 |  | 1 | Hydro | -1 | 0.064422 | 0 | 0 |  |  |  |  | -0.064422 | 0 |  |  |  |  | 0 | 0
7624 | L_LAKEWO9_1Y | 2 | South | YES | -0.016539 | 0 | 0 | 2.4 |  | 1 | Hydro | -1 | 0.064422 | 0 | 0 |  |  |  |  | -0.064422 | 0 |  |  |  |  | 0 | 0
9005 | DECKR_G6 | 6 | South | YES | -0.017114 | 44 | 24 | 47 | 0 | 1.015 | GGT | -1 | 0.064997 | 47 | 47 |  |  |  |  | -0.064997 | -3.0548 |  |  |  |  | 0 | 0
9003 | DECKR_G4 | 4 | South | YES | -0.017114 | 44 | 24 | 44 | 0 | 1.015 | GGT | -1 | 0.064997 | 44 | 44 |  |  |  |  | -0.064997 | -2.8598 |  |  |  |  | 0 | 0
9004 | DECKR_G5 | 5 | South | YES | -0.017114 | 44 | 24 | 44 | 0 | 1.015 | GGT | -1 | 0.064997 | 44 | 44 |  |  |  |  | -0.064997 | -2.8598 |  |  |  |  | 0 | 0
9002 | DECKR_G3 | 3 | South | YES | -0.017114 | 0 | 24 | 42 |  | 1.015 | GGT | -1 | 0.064997 | 42 | 42 |  |  |  |  | -0.064997 | -2.7299 |  |  |  |  | 0 | 0
7805 | L_GUADGE1_6Y | 6 | South | YES | -0.01722 | 203 | 30 | 203 | 0 | 1.02 | CC | -1 | 0.065103 | 203 | 203 |  |  |  |  | -0.065103 | -13.2158 |  |  |  |  | 0 | 0
7804 | L_GUADGE1_5Y | 5 | South | YES | -0.01722 | 182 | 30 | 182 | 0 | 1.02 | CC | -1 | 0.065103 | 182 | 182 |  |  |  |  | -0.065103 | -11.8487 |  |  |  |  | 0 | 0
7803 | L_GUADGE1_4Y | 4 | South | YES | -0.01722 | 149 | 30 | 149 | 0 | 1.02 | CC | -1 | 0.065103 | 149 | 149 |  |  |  |  | -0.065103 | -9.7003 |  |  |  |  | 0 | 0
7800 | L_GUADGE1_1Y | 1 | South | YES | -0.01722 | 147 | 30 | 147 | 0 | 1.02 | CC | -1 | 0.065103 | 147 | 147 |  |  |  |  | -0.065103 | -9.5701 |  |  |  |  | 0 | 0
7802 | L_GUADGE1_3Y | 3 | South | YES | -0.01722 | 146 | 30 | 146 | 0 | 1.02 | CC | -1 | 0.065103 | 146 | 146 |  |  |  |  | -0.065103 | -9.505 |  |  |  |  | 0 | 0
7801 | L_GUADGE1_2Y | 2 | South | YES | -0.01722 | 138 | 30 | 138 | 0 | 1.02 | CC | -1 | 0.065103 | 138 | 138 |  |  |  |  | -0.065103 | -8.9841 |  |  |  |  | 0 | 0
7813 | L_RIONOG1S1Y | 4 | South | YES | -0.017275 | 293 | 0 | 293 | 0 | 1.02 | CC | -1 | 0.065158 | 293 | 293 |  |  |  |  | -0.065158 | -19.0911 |  |  |  |  | 0 | 0
7812 | L_RIONOG1G3Y | 3 | South | YES | -0.017275 | 154 | 0 | 154 | 0 | 1.02 | CC | -1 | 0.065158 | 154 | 154 |  |  |  |  | -0.065158 | -10.0343 |  |  |  |  | 0 | 0
7810 | L_RIONOG1G1Y | 1 | South | YES | -0.017275 | 148 | 0 | 148 | 0 | 1.02 | CC | -1 | 0.065158 | 148 | 148 |  |  |  |  | -0.065158 | -9.6433 |  |  |  |  | 0 | 0
7811 | L_RIONOG1G2Y | 2 | South | YES | -0.017275 | 148 | 0 | 148 | 0 | 1.02 | CC | -1 | 0.065158 | 148 | 148 |  |  |  |  | -0.065158 | -9.6433 |  |  |  |  | 0 | 0
7017 | L_HAYSEN1_4Y | 4 | South | YES | -0.017432 | 226.7 | 74 | 226.7 | 0 | 1.008 | CC | -1 | 0.065315 | 226.7 | 226.7 |  |  |  |  | -0.065315 | -14.8068 |  |  |  |  | 0 | 0
7015 | L_HAYSEN1_2Y | 2 | South | YES | -0.017432 | 225 | 74 | 225 | 0 | 1.008 | CC | -1 | 0.065315 | 225 | 225 |  |  |  |  | -0.065315 | -14.6958 |  |  |  |  | 0 | 0
7016 | L_HAYSEN1_3Y | 3 | South | YES | -0.017432 | 224.6 | 74 | 224.6 | 0 | 1.008 | CC | -1 | 0.065315 | 224.6 | 224.6 |  |  |  |  | -0.065315 | -14.6696 |  |  |  |  | 0 | 0
7014 | L_HAYSEN1_1Y | 1 | South | YES | -0.017432 | 223.9 | 74 | 223.9 | 0 | 1.008 | CC | -1 | 0.065315 | 223.9 | 223.9 |  |  |  |  | -0.065315 | -14.6239 |  |  |  |  | 0 | 0
9020 | SANDHG5A | 5A | South | YES | -0.01748 | 150 | 84 | 155 | 0 | 1.0175 | CC | -1 | 0.065363 | 155 | 155 |  |  |  |  | -0.065363 | -10.1312 |  |  |  |  | 0 | 0
9021 | SANDHG5C | 5C | South | YES | -0.01748 | 140 | 0 | 148 | 0 | 1.0175 | CC | -1 | 0.065363 | 148 | 148 |  |  |  |  | -0.065363 | -9.6737 |  |  |  |  | 0 | 0
9016 | SANDH_G1 | 1 | South | YES | -0.01748 | 45 | 2 | 49 | 0 | 1.0175 | GGT | -1 | 0.065363 | 49 | 49 |  |  |  |  | -0.065363 | -3.2028 |  |  |  |  | 0 | 0
9019 | SANDH_G4 | 4 | South | YES | -0.01748 | 0 | 2 | 47 |  | 1.0175 | GGT | -1 | 0.065363 | 47 | 47 |  |  |  |  | -0.065363 | -3.072 |  |  |  |  | 0 | 0
9017 | SANDH_G2 | 2 | South | YES | -0.01748 | 45 | 2 | 46 | 0 | 1.0175 | GGT | -1 | 0.065363 | 46 | 46 |  |  |  |  | -0.065363 | -3.0067 |  |  |  |  | 0 | 0
9018 | SANDH_G3 | 3 | South | YES | -0.01748 | 45 | 2 | 46 | 0 | 1.0175 | GGT | -1 | 0.065363 | 46 | 46 |  |  |  |  | -0.065363 | -3.0067 |  |  |  |  | 0 | 0
9001 | DECKR_G2 | 2 | South | YES | -0.017525 | 400 | 50 | 426 | 0 | 1.015 | GST | -1 | 0.065408 | 426 | 426 |  |  |  |  | -0.065408 | -27.8636 |  |  |  |  | 0 | 0
9000 | DECKR_G1 | 1 | South | YES | -0.017525 | 280 | 50 | 321 | 0 | 1.015 | GST | -1 | 0.065408 | 321 | 321 |  |  |  |  | -0.065408 | -20.9958 |  |  |  |  | 0 | 0
7605 | L_MCQUEE9_1Y | 1 | South | YES | -0.017565 | 0 | 0 | 2.4 |  | 1.025 | Hydro | -1 | 0.065448 | 0 | 0 |  |  |  |  | -0.065448 | 0 |  |  |  |  | 0 | 0
7605 | L_MCQUEE9_1Y | 2 | South | YES | -0.017565 | 0 | 0 | 2.4 |  | 1.025 | Hydro | -1 | 0.065448 | 0 | 0 |  |  |  |  | -0.065448 | 0 |  |  |  |  | 0 | 0
7605 | L_MCQUEE9_1Y | 3 | South | YES | -0.017565 | 0 | 0 | 2.8 |  | 1.025 | Hydro | -1 | 0.065448 | 0 | 0 |  |  |  |  | -0.065448 | 0 |  |  |  |  | 0 | 0
7609 | L_SCHUMA8_1Y | 1 | South | YES | -0.017895 | 0 | 0 | 4 |  | 1 | Hydro | -1 | 0.065778 | 0 | 0 |  |  |  |  | -0.065778 | 0 |  |  |  |  | 0 | 0
5401 | CALAVER_JKS1 | 1 | South | YES | -0.017908 | 562 | 100 | 562 | 0 | 1.026 | LIGCO | -1 | 0.065791 | 0 | 562 |  |  |  |  | -0.065791 | 0 |  |  |  |  | 0 | 0
5027 | BRAUNIG_VHB2 | 2 | South | YES | -0.017973 | 216 | 40 | 216 | 0 | 1.0192 | GST | -1 | 0.065856 | 216 | 216 |  |  |  |  | -0.065856 | -14.2248 |  |  |  |  | 0 | 0
5026 | BRAUNIG_VHB1 | 1 | South | YES | -0.017973 | 215 | 40 | 215 | 0 | 1.0192 | GST | -1 | 0.065856 | 215 | 215 |  |  |  |  | -0.065856 | -14.1589 |  |  |  |  | 0 | 0
5265 | LEON_LCP4G4 | 4 | South | YES | -0.01798 | 89 | 25 | 89 | 0 | 1.0197 | GST | -1 | 0.065863 | 89 | 89 |  |  |  |  | -0.065863 | -5.8618 |  |  |  |  | 0 | 0
5264 | LEON_LCP3G3 | 3 | South | YES | -0.01798 | 0 | 20 | 58 |  | 1.0197 | GST | -1 | 0.065863 | 58 | 58 |  |  |  |  | -0.065863 | -3.82 |  |  |  |  | 0 | 0
5269 | LEON_LCPCT4 | 4 | South | YES | -0.01798 | 45 | 24 | 45 | 0 | 1.0197 | GGT | -1 | 0.065863 | 45 | 45 |  |  |  |  | -0.065863 | -2.9638 |  |  |  |  | 0 | 0
5266 | LEON_LCPCT1 | 1 | South | YES | -0.01798 | 44 | 24 | 44 | 0 | 1.0197 | GGT | -1 | 0.065863 | 44 | 44 |  |  |  |  | -0.065863 | -2.898 |  |  |  |  | 0 | 0
5267 | LEON_LCPCT2 | 2 | South | YES | -0.01798 | 44 | 24 | 44 | 0 | 1.0197 | GGT | -1 | 0.065863 | 44 | 44 |  |  |  |  | -0.065863 | -2.898 |  |  |  |  | 0 | 0
5268 | LEON_LCPCT3 | 3 | South | YES | -0.01798 | 43 | 24 | 43 | 0 | 1.0197 | GGT | -1 | 0.065863 | 43 | 43 |  |  |  |  | -0.065863 | -2.8321 |  |  |  |  | 0 | 0
5396 | CALAVER_OWS1 | 1 | South | YES | -0.018055 | 418 | 80 | 418 | 0 | 1.0192 | GST | -1 | 0.065938 | 418 | 418 |  |  |  |  | -0.065938 | -27.5619 |  |  |  |  | 0 | 0
5397 | CALAVER_OWS2 | 2 | South | YES | -0.018055 | 400 | 80 | 400 | 0 | 1.0192 | GST | -1 | 0.065938 | 400 | 400 |  |  |  |  | -0.065938 | -26.375 |  |  |  |  | 0 | 0
5439 | TUTTL_WBT4G4 | 4 | South | YES | -0.018082 | 151 | 40 | 151 | 0 | 1.012 | GST | -1 | 0.065965 | 151 | 151 |  |  |  |  | -0.065965 | -9.9606 |  |  |  |  | 0 | 0
5438 | TUTTL_WBT3G3 | 3 | South | YES | -0.018082 | 95 | 25 | 95 | 0 | 1.012 | GST | -1 | 0.065965 | 95 | 95 |  |  |  |  | -0.065965 | -6.2666 |  |  |  |  | 0 | 0
5436 | TUTTL_WBT1G1 | 1 | South | YES | -0.018082 | 48.8 | 20 | 61 | 0 | 1.012 | GST | -1 | 0.065965 | 61 | 61 |  |  |  |  | -0.065965 | -4.0238 |  |  |  |  | 0 | 0
5028 | BRAUNIG_VHB3 | 3 | South | YES | -0.018169 | 407 | 60 | 407 | 0 | 1.0138 | GST | -1 | 0.066052 | 407 | 407 |  |  |  |  | -0.066052 | -26.883 |  |  |  |  | 0 | 0
5111 | CALAVER_JTD1 | 1 | South | YES | -0.018187 | 430 | 80 | 430 | 0 | 1.0138 | LIGCO | -1 | 0.06607 | 0 | 430 |  |  |  |  | -0.06607 | 0 |  |  |  |  | 0 | 0
5112 | CALAVER_JTD2 | 2 | South | YES | -0.018187 | 430 | 80 | 430 | 0 | 1.0138 | LIGCO | -1 | 0.06607 | 0 | 430 |  |  |  |  | -0.06607 | 0 |  |  |  |  | 0 | 0
7020 | L_AUSTPL1_1Y | 1 | South | YES | -0.018192 | 0 | 0 | 8 |  | 1 | Hydro | -1 | 0.066075 | 0 | 0 |  |  |  |  | -0.066075 | 0 |  |  |  |  | 0 | 0
7020 | L_AUSTPL1_1Y | 2 | South | YES | -0.018192 | 0 | 0 | 8 |  | 1 | Hydro | -1 | 0.066075 | 0 | 0 |  |  |  |  | -0.066075 | 0 |  |  |  |  | 0 | 0
5477 | BRA_AVR1_ST | 1 | South | YES | -0.01837 | 174 | 138 | 174 | 0 | 1.025 | CC | -1 | 0.066253 | 174 | 174 |  |  |  |  | -0.066253 | -11.5279 |  |  |  |  | 0 | 0
5476 | BRA_AVR1_CT1 | 1 | South | YES | -0.01837 | 155 | 90 | 155 | 0 | 1.025 | CC | -1 | 0.066253 | 155 | 155 |  |  |  |  | -0.066253 | -10.2691 |  |  |  |  | 0 | 0
5478 | BRA_AVR1_CT2 | 1 | South | YES | -0.01837 | 155 | 90 | 155 | 0 | 1.025 | CC | -1 | 0.066253 | 155 | 155 |  |  |  |  | -0.066253 | -10.2691 |  |  |  |  | 0 | 0
7487 | L_CANYHY8_1Y | 1 | South | YES | -0.020352 | 0 | 0 | 6 |  | 1 | Hydro | -1 | 0.068235 | 0 | 0 |  |  |  |  | -0.068235 | 0 |  |  |  |  | 0 | 0
7031 | L_MARSFO1G1Y | 1 | South | YES | -0.024859 | 0 | 0 | 36 |  | 1 | Hydro | -1 | 0.072742 | 0 | 0 |  |  |  |  | -0.072742 | 0 |  |  |  |  | 0 | 0
7032 | L_MARSFO1G2Y | 2 | South | YES | -0.024859 | 0 | 0 | 35 |  | 1 | Hydro | -1 | 0.072742 | 0 | 0 |  |  |  |  | -0.072742 | 0 |  |  |  |  | 0 | 0
7033 | L_MARSFO1G3Y | 3 | South | YES | -0.024859 | 0 | 0 | 36 |  | 1 | Hydro | -1 | 0.072742 | 0 | 0 |  |  |  |  | -0.072742 | 0 |  |  |  |  | 0 | 0
7022 | L_BUCHAN1_1Y | 1 | South | YES | -0.038716 | 0 | 0 | 18 |  | 1 | Hydro | -1 | 0.086599 | 0 | 0 |  |  |  |  | -0.086599 | 0 |  |  |  |  | 0 | 0
7023 | L_BUCHAN1_2Y | 2 | South | YES | -0.038716 | 0 | 0 | 18 |  | 1 | Hydro | -1 | 0.086599 | 0 | 0 |  |  |  |  | -0.086599 | 0 |  |  |  |  | 0 | 0
7024 | L_BUCHAN1_3Y | 3 | South | YES | -0.038716 | 0 | 0 | 15 |  | 1 | Hydro | -1 | 0.086599 | 0 | 0 |  |  |  |  | -0.086599 | 0 |  |  |  |  | 0 | 0
7028 | L_MARBFA1_1Y | 1 | South | YES | -0.040673 | 0 | 0 | 18 |  | 1 | Hydro | -1 | 0.088556 | 0 | 0 |  |  |  |  | -0.088556 | 0 |  |  |  |  | 0 | 0
7029 | L_MARBFA1_2Y | 2 | South | YES | -0.040673 | 0 | 0 | 18 |  | 1 | Hydro | -1 | 0.088556 | 0 | 0 |  |  |  |  | -0.088556 | 0 |  |  |  |  | 0 | 0
7035 | L_WIRTZ_1G1Y | 1 | South | YES | -0.045172 | 0 | 0 | 29 |  | 1 | Hydro | -1 | 0.093055 | 0 | 0 |  |  |  |  | -0.093055 | 0 |  |  |  |  | 0 | 0
7036 | L_WIRTZ_1G2Y | 2 | South | YES | -0.045172 | 0 | 0 | 29.7 |  | 1 | Hydro | -1 | 0.093055 | 0 | 0 |  |  |  |  | -0.093055 | 0 |  |  |  |  | 0 | 0
7000 | L_FERGUS1_1Y | 1 | South | YES | -0.048317 | 400 | 65 | 423.3 | 0 | 1.015 | GSC | -1 | 0.0962 | 423.3 | 423.3 |  |  |  |  | -0.0962 | -40.7213 |  |  |  |  | 0 | 0
7026 | L_INKSDA1_1Y | 1 | South | YES | -0.059855 | 0 | 0 | 13.7 |  | 1 | Hydro | -1 | 0.10774 | 0 | 0 |  |  |  |  | -0.10774 | 0 |  |  |  |  | 0 | 0
[26 empty] | 0 | 0
[26 empty] | 0 | 0
[26 empty] | 0 | 0
[26 empty] | 0 | 0
[26 empty] | 0 | 0
[26 empty] | 0 | 0
[26 empty] | 0 | 0
[26 empty] | 0 | 0
[26 empty] | 0 | 0
[26 empty] | 0 | 0
[26 empty] | 0 | 0
[26 empty] | 0 | 0
[26 empty] | 0 | 0
[26 empty] | 0 | 0
[26 empty] | 0 | 0
[26 empty] | 0 | 0
[26 empty] | 0 | 0
[26 empty] | 0 | 0
[26 empty] | 0 | 0
[26 empty] | 0 | 0
[26 empty] | 0 | 0
[26 empty] | 0 | 0
[26 empty] | 0 | 0
[26 empty] | 0 | 0
[26 empty] | 0 | 0
[26 empty] | 0 | 0
[26 empty] | 0 | 0
[26 empty] | 0 | 0
[26 empty] | 0 | 0
[26 empty] | 0 | 0
[26 empty] | 0 | 0
[26 empty] | 0 | 0
[26 empty] | 0 | 0
[26 empty] | 0 | 0
[26 empty] | 0 | 0
[26 empty] | 0 | 0
[26 empty] | 0 | 0
[26 empty] | 0 | 0
[26 empty] | 0 | 0
[26 empty] | 0 | 0
[26 empty] | 0 | 0
[26 empty] | 0 | 0
[26 empty] | 0 | 0
[26 empty] | 0 | 0
[26 empty] | 0 | 0
[26 empty] | 0 | 0
[26 empty] | 0 | 0
[26 empty] | 0 | 0
[26 empty] | 0 | 0
[26 empty] | 0 | 0
[26 empty] | 0 | 0
[26 empty] | 0 | 0
[26 empty] | 0 | 0
[26 empty] | 0 | 0
[26 empty] | 0 | 0
[26 empty] | 0 | 0
[26 empty] | 0 | 0
[26 empty] | 0 | 0
[26 empty] | 0 | 0
[26 empty] | 0 | 0
[26 empty] | 0 | 0
[26 empty] | 0 | 0
[26 empty] | 0 | 0
[26 empty] | 0 | 0
[26 empty] | 0 | 0
[26 empty] | 0 | 0
[26 empty] | 0 | 0
[26 empty] | 0 | 0
[26 empty] | 0 | 0
[26 empty] | 0 | 0
[26 empty] | 0 | 0
[26 empty] | 0 | 0
[26 empty] | 0 | 0
[26 empty] | 0 | 0
[26 empty] | 0 | 0
[26 empty] | 0 | 0
[26 empty] | 0 | 0
[26 empty] | 0 | 0
[26 empty] | 0 | 0
[26 empty] | 0 | 0
[26 empty] | 0 | 0
[26 empty] | 0 | 0
[26 empty] | 0 | 0
[26 empty] | 0 | 0
[26 empty] | 0 | 0
[26 empty] | 0 | 0
[26 empty] | 0 | 0
[26 empty] | 0 | 0
[26 empty] | 0 | 0
[26 empty] | 0 | 0
[26 empty] | 0 | 0
[26 empty] | 0 | 0
[26 empty] | 0 | 0
[26 empty] | 0 | 0
[26 empty] | 0 | 0
[26 empty] | 0 | 0
[26 empty] | 0 | 0
[26 empty] | 0 | 0
[26 empty] | 0 | 0
[26 empty] | 0 | 0
[26 empty] | 0 | 0
[26 empty] | 0 | 0
[26 empty] | 0 | 0
[26 empty] | 0 | 0
[26 empty] | 0 | 0
[26 empty] | 0 | 0
[26 empty] | 0 | 0
[26 empty] | 0 | 0
[26 empty] | 0 | 0
[26 empty] | 0 | 0
[26 empty] | 0 | 0
[26 empty] | 0 | 0
[26 empty] | 0 | 0
[26 empty] | 0 | 0
[26 empty] | 0 | 0
[26 empty] | 0 | 0
[26 empty] | 0 | 0
[26 empty] | 0 | 0
[26 empty] | 0 | 0
[26 empty] | 0 | 0
[26 empty] | 0 | 0
[26 empty] | 0 | 0
[26 empty] | 0 | 0
[26 empty] | 0 | 0
[26 empty] | 0 | 0
[26 empty] | 0 | 0
[26 empty] | 0 | 0
[26 empty] | 0 | 0
[26 empty] | 0 | 0
[26 empty] | 0 | 0
[26 empty] | 0 | 0
[26 empty] | 0 | 0
[26 empty] | 0 | 0
[26 empty] | 0 | 0
[26 empty] | 0 | 0
[26 empty] | 0 | 0
[26 empty] | 0 | 0
[26 empty] | 0 | 0
[26 empty] | 0 | 0
[26 empty] | 0 | 0
[26 empty] | 0 | 0
[26 empty] | 0 | 0
[26 empty] | 0 | 0
[26 empty] | 0 | 0
[26 empty] | 0 | 0
[26 empty] | 0 | 0
[26 empty] | 0 | 0
[26 empty] | 0 | 0
[26 empty] | 0 | 0
[26 empty] | 0 | 0
[26 empty] | 0 | 0
[26 empty] | 0 | 0
[26 empty] | 0 | 0
[26 empty] | 0 | 0
[26 empty] | 0 | 0
[26 empty] | 0 | 0
[26 empty] | 0 | 0
[26 empty] | 0 | 0
[26 empty] | 0 | 0
[26 empty] | 0 | 0
[26 empty] | 0 | 0
[26 empty] | 0 | 0
[26 empty] | 0 | 0
[26 empty] | 0 | 0
[26 empty] | 0 | 0
[26 empty] | 0 | 0
[26 empty] | 0 | 0
[26 empty] | 0 | 0
[26 empty] | 0 | 0
[26 empty] | 0 | 0
[26 empty] | 0 | 0
[26 empty] | 0 | 0
[26 empty] | 0 | 0
[26 empty] | 0 | 0
[26 empty] | 0 | 0
[26 empty] | 0 | 0
[26 empty] | 0 | 0
[26 empty] | 0 | 0
[26 empty] | 0 | 0
[26 empty] | 0 | 0
[26 empty] | 0 | 0
[26 empty] | 0 | 0
[26 empty] | 0 | 0
[26 empty] | 0 | 0
[26 empty] | 0 | 0
[26 empty] | 0 | 0
[26 empty] | 0 | 0
[26 empty] | 0 | 0
[26 empty] | 0 | 0
[26 empty] | 0 | 0
[26 empty] | 0 | 0
[26 empty] | 0 | 0
[26 empty] | 0 | 0
[26 empty] | 0 | 0
[26 empty] | 0 | 0
[26 empty] | 0 | 0
[26 empty] | 0 | 0
[26 empty] | 0 | 0
[26 empty] | 0 | 0
[26 empty] | 0 | 0
[26 empty] | 0 | 0
[26 empty] | 0 | 0
[26 empty] | 0 | 0
[26 empty] | 0 | 0
[26 empty] | 0 | 0
[26 empty] | 0 | 0
[26 empty] | 0 | 0
[26 empty] | 0 | 0
[26 empty] | 0 | 0
[26 empty] | 0 | 0
[26 empty] | 0 | 0
[26 empty] | 0 | 0
[26 empty] | 0 | 0
[26 empty] | 0 | 0
[26 empty] | 0 | 0
[26 empty] | 0 | 0
[26 empty] | 0 | 0
[26 empty] | 0 | 0
[26 empty] | 0 | 0
[26 empty] | 0 | 0
[26 empty] | 0 | 0
[26 empty] | 0 | 0
[26 empty] | 0 | 0
[26 empty] | 0 | 0
[26 empty] | 0 | 0
[26 empty] | 0 | 0
[26 empty] | 0 | 0
[26 empty] | 0 | 0
[26 empty] | 0 | 0
[26 empty] | 0 | 0
[26 empty] | 0 | 0
[26 empty] | 0 | 0
[26 empty] | 0 | 0
[26 empty] | 0 | 0
[26 empty] | 0 | 0
[26 empty] | 0 | 0
[26 empty] | 0 | 0
[26 empty] | 0 | 0
[26 empty] | 0 | 0
[26 empty] | 0 | 0
[26 empty] | 0 | 0
[26 empty] | 0 | 0
[26 empty] | 0 | 0
[26 empty] | 0 | 0
[26 empty] | 0 | 0
[26 empty] | 0 | 0
[26 empty] | 0 | 0
[26 empty] | 0 | 0
[26 empty] | 0 | 0
[26 empty] | 0 | 0
[26 empty] | 0 | 0
[26 empty] | 0 | 0
[26 empty] | 0 | 0
[26 empty] | 0 | 0
[26 empty] | 0 | 0
[26 empty] | 0 | 0
[26 empty] | 0 | 0
[26 empty] | 0 | 0
[26 empty] | 0 | 0
[26 empty] | 0 | 0
[26 empty] | 0 | 0
[26 empty] | 0 | 0
[26 empty] | 0 | 0
[26 empty] | 0 | 0
[26 empty] | 0 | 0
[26 empty] | 0 | 0
[26 empty] | 0 | 0
[26 empty] | 0 | 0
[26 empty] | 0 | 0
[26 empty] | 0 | 0
[26 empty] | 0 | 0
[26 empty] | 0 | 0
[26 empty] | 0 | 0
[26 empty] | 0 | 0
[26 empty] | 0 | 0
[26 empty] | 0 | 0
[26 empty] | 0 | 0
[26 empty] | 0 | 0
[26 empty] | 0 | 0
[26 empty] | 0 | 0
[26 empty] | 0 | 0
[26 empty] | 0 | 0
[26 empty] | 0 | 0
[26 empty] | 0 | 0
[26 empty] | 0 | 0
[26 empty] | 0 | 0
[26 empty] | 0 | 0
[26 empty] | 0 | 0
[26 empty] | 0 | 0
[26 empty] | 0 | 0
[26 empty] | 0 | 0
[26 empty] | 0 | 0
[26 empty] | 0 | 0
[26 empty] | 0 | 0
[26 empty] | 0 | 0
[26 empty] | 0 | 0
[26 empty] | 0 | 0
[26 empty] | 0 | 0
[26 empty] | 0 | 0
[26 empty] | 0 | 0
[26 empty] | 0 | 0
[26 empty] | 0 | 0
[26 empty] | 0 | 0
[26 empty] | 0 | 0
[26 empty] | 0 | 0
[26 empty] | 0 | 0
[26 empty] | 0 | 0
[26 empty] | 0 | 0
[26 empty] | 0 | 0
[26 empty] | 0 | 0
[26 empty] | 0 | 0
[26 empty] | 0 | 0
[26 empty] | 0 | 0
[26 empty] | 0 | 0
[26 empty] | 0 | 0
[26 empty] | 0 | 0
[26 empty] | 0 | 0
[26 empty] | 0 | 0
[26 empty] | 0 | 0
[26 empty] | 0 | 0
[26 empty] | 0 | 0
[26 empty] | 0 | 0
[26 empty] | 0 | 0
[26 empty] | 0 | 0
[26 empty] | 0 | 0
[26 empty] | 0 | 0
[26 empty] | 0 | 0
[26 empty] | 0 | 0
[26 empty] | 0 | 0
[26 empty] | 0 | 0
[26 empty] | 0 | 0
[26 empty] | 0 | 0
[26 empty] | 0 | 0
[26 empty] | 0 | 0
[26 empty] | 0 | 0
[26 empty] | 0 | 0
[26 empty] | 0 | 0
[26 empty] | 0 | 0
[26 empty] | 0 | 0
[26 empty] | 0 | 0
[26 empty] | 0 | 0
[26 empty] | 0 | 0
[26 empty] | 0 | 0
[26 empty] | 0 | 0
[26 empty] | 0 | 0
[26 empty] | 0 | 0
[26 empty] | 0 | 0
[26 empty] | 0 | 0
[26 empty] | 0 | 0
[26 empty] | 0 | 0
[26 empty] | 0 | 0
[26 empty] | 0 | 0
[26 empty] | 0 | 0
[26 empty] | 0 | 0
[26 empty] | 0 | 0
[26 empty] | 0 | 0
[26 empty] | 0 | 0
[26 empty] | 0 | 0
[26 empty] | 0 | 0
[26 empty] | 0 | 0
[26 empty] | 0 | 0
[26 empty] | 0 | 0
[26 empty] | 0 | 0
[26 empty] | 0 | 0
[26 empty] | 0 | 0
[26 empty] | 0 | 0
[26 empty] | 0 | 0
[26 empty] | 0 | 0
[26 empty] | 0 | 0
[26 empty] | 0 | 0
[26 empty] | 0 | 0
[26 empty] | 0 | 0
[26 empty] | 0 | 0
[26 empty] | 0 | 0
[26 empty] | 0 | 0
[26 empty] | 0 | 0
[26 empty] | 0 | 0
[26 empty] | 0 | 0
[26 empty] | 0 | 0
[26 empty] | 0 | 0
[26 empty] | 0 | 0
[26 empty] | 0 | 0
[26 empty] | 0 | 0
[26 empty] | 0 | 0
[26 empty] | 0 | 0
[26 empty] | 0 | 0
[26 empty] | 0 | 0
[26 empty] | 0 | 0
[26 empty] | 0 | 0
[26 empty] | 0 | 0
[26 empty] | 0 | 0
[26 empty] | 0 | 0
[26 empty] | 0 | 0
[26 empty] | 0 | 0
[26 empty] | 0 | 0
[26 empty] | 0 | 0
[26 empty] | 0 | 0
[26 empty] | 0 | 0
[26 empty] | 0 | 0
[26 empty] | 0 | 0
[26 empty] | 0 | 0
[26 empty] | 0 | 0
[26 empty] | 0 | 0
[26 empty] | 0 | 0
[26 empty] | 0 | 0
[26 empty] | 0 | 0
[26 empty] | 0 | 0
[26 empty] | 0 | 0
[26 empty] | 0 | 0
[26 empty] | 0 | 0
[26 empty] | 0 | 0
[26 empty] | 0 | 0
[26 empty] | 0 | 0
[26 empty] | 0 | 0
[26 empty] | 0 | 0
[26 empty] | 0 | 0
[26 empty] | 0 | 0
[26 empty] | 0 | 0
[26 empty] | 0 | 0
[26 empty] | 0 | 0
[26 empty] | 0 | 0
[26 empty] | 0 | 0
[26 empty] | 0 | 0
[26 empty] | 0 | 0
[26 empty] | 0 | 0
[26 empty] | 0 | 0
[26 empty] | 0 | 0
[26 empty] | 0 | 0
[26 empty] | 0 | 0
[26 empty] | 0 | 0
[26 empty] | 0 | 0
[26 empty] | 0 | 0
[26 empty] | 0 | 0
[26 empty] | 0 | 0
[26 empty] | 0 | 0
[26 empty] | 0 | 0
[26 empty] | 0 | 0
[26 empty] | 0 | 0
[26 empty] | 0 | 0
[26 empty] | 0 | 0
[26 empty] | 0 | 0
[26 empty] | 0 | 0
[26 empty] | 0 | 0
[26 empty] | 0 | 0
[26 empty] | 0 | 0
[26 empty] | 0 | 0
[26 empty] | 0 | 0
[26 empty] | 0 | 0
[26 empty] | 0 | 0
[26 empty] | 0 | 0
[26 empty] | 0 | 0
[26 empty] | 0 | 0
[26 empty] | 0 | 0
[26 empty] | 0 | 0
[26 empty] | 0 | 0
[26 empty] | 0 | 0
[26 empty] | 0 | 0
[26 empty] | 0 | 0
[26 empty] | 0 | 0
[26 empty] | 0 | 0
[26 empty] | 0 | 0
[26 empty] | 0 | 0
[26 empty] | 0 | 0
[26 empty] | 0 | 0
[26 empty] | 0 | 0
[26 empty] | 0 | 0
[26 empty] | 0 | 0
[26 empty] | 0 | 0
[26 empty] | 0 | 0
[26 empty] | 0 | 0
[26 empty] | 0 | 0
[26 empty] | 0 | 0
[26 empty] | 0 | 0
[26 empty] | 0 | 0
[26 empty] | 0 | 0
[26 empty] | 0 | 0
[26 empty] | 0 | 0
[26 empty] | 0 | 0
[26 empty] | 0 | 0
[26 empty] | 0 | 0
[26 empty] | 0 | 0
[26 empty] | 0 | 0
[26 empty] | 0 | 0
[26 empty] | 0 | 0
[26 empty] | 0 | 0
[26 empty] | 0 | 0
[26 empty] | 0 | 0
[26 empty] | 0 | 0
[26 empty] | 0 | 0
[26 empty] | 0 | 0
[26 empty] | 0 | 0
[26 empty] | 0 | 0
[26 empty] | 0 | 0
[26 empty] | 0 | 0
[26 empty] | 0 | 0
[26 empty] | 0 | 0
[26 empty] | 0 | 0
[26 empty] | 0 | 0
[26 empty] | 0 | 0
[26 empty] | 0 | 0
[26 empty] | 0 | 0
[26 empty] | 0 | 0
[26 empty] | 0 | 0
[26 empty] | 0 | 0
[26 empty] | 0 | 0
[26 empty] | 0 | 0
[26 empty] | 0 | 0
[26 empty] | 0 | 0
[26 empty] | 0 | 0
[26 empty] | 0 | 0
[26 empty] | 0 | 0
[26 empty] | 0 | 0
[26 empty] | 0 | 0
[26 empty] | 0 | 0
[26 empty] | 0 | 0
[26 empty] | 0 | 0
[26 empty] | 0 | 0
[26 empty] | 0 | 0
[26 empty] | 0 | 0
[26 empty] | 0 | 0
[26 empty] | 0 | 0
[26 empty] | 0 | 0
[26 empty] | 0 | 0
[26 empty] | 0 | 0
[26 empty] | 0 | 0
[26 empty] | 0 | 0
[26 empty] | 0 | 0
[26 empty] | 0 | 0
[26 empty] | 0 | 0
[26 empty] | 0 | 0
[26 empty] | 0 | 0
[26 empty] | 0 | 0
[26 empty] | 0 | 0
[26 empty] | 0 | 0
[26 empty] | 0 | 0
[26 empty] | 0 | 0
[26 empty] | 0 | 0
[26 empty] | 0 | 0
[26 empty] | 0 | 0
[26 empty] | 0 | 0
[26 empty] | 0 | 0
[26 empty] | 0 | 0
[26 empty] | 0 | 0
[26 empty] | 0 | 0
[26 empty] | 0 | 0
[26 empty] | 0 | 0
[26 empty] | 0 | 0
[26 empty] | 0 | 0
[26 empty] | 0 | 0
[26 empty] | 0 | 0
[26 empty] | 0 | 0
[26 empty] | 0 | 0
[26 empty] | 0 | 0
[26 empty] | 0 | 0
[26 empty] | 0 | 0
[26 empty] | 0 | 0
[26 empty] | 0 | 0
[26 empty] | 0 | 0
[26 empty] | 0 | 0
[26 empty] | 0 | 0
[26 empty] | 0 | 0
[26 empty] | 0 | 0
[26 empty] | 0 | 0
[26 empty] | 0 | 0
[26 empty] | 0 | 0
[26 empty] | 0 | 0
[26 empty] | 0 | 0
[26 empty] | 0 | 0
[26 empty] | 0 | 0
[26 empty] | 0 | 0
[26 empty] | 0 | 0
[26 empty] | 0 | 0
[26 empty] | 0 | 0
[26 empty] | 0 | 0
[26 empty] | 0 | 0
[26 empty] | 0 | 0
[26 empty] | 0 | 0
[26 empty] | 0 | 0
[26 empty] | 0 | 0
[26 empty] | 0 | 0
[26 empty] | 0 | 0
[26 empty] | 0 | 0
[26 empty] | 0 | 0
[26 empty] | 0 | 0
[26 empty] | 0 | 0
[26 empty] | 0 | 0
[26 empty] | 0 | 0
[26 empty] | 0 | 0
[26 empty] | 0 | 0
[26 empty] | 0 | 0
[26 empty] | 0 | 0
[26 empty] | 0 | 0
[26 empty] | 0 | 0
[26 empty] | 0 | 0
[26 empty] | 0 | 0
[26 empty] | 0 | 0
[26 empty] | 0 | 0
[26 empty] | 0 | 0
[26 empty] | 0 | 0
[26 empty] | 0 | 0
[26 empty] | 0 | 0
[26 empty] | 0 | 0
[26 empty] | 0 | 0
[26 empty] | 0 | 0
[26 empty] | 0 | 0
[26 empty] | 0 | 0
[26 empty] | 0 | 0
[26 empty] | 0 | 0
[26 empty] | 0 | 0
[26 empty] | 0 | 0
[26 empty] | 0 | 0
[26 empty] | 0 | 0
[26 empty] | 0 | 0
[26 empty] | 0 | 0
[26 empty] | 0 | 0
[26 empty] | 0 | 0
[26 empty] | 0 | 0
[26 empty] | 0 | 0
[26 empty] | 0 | 0
[26 empty] | 0 | 0
[26 empty] | 0 | 0
[26 empty] | 0 | 0
[26 empty] | 0 | 0
[26 empty] | 0 | 0
[26 empty] | 0 | 0
[26 empty] | 0 | 0
[26 empty] | 0 | 0
[26 empty] | 0 | 0
[26 empty] | 0 | 0
[26 empty] | 0 | 0
[26 empty] | 0 | 0
[26 empty] | 0 | 0
[26 empty] | 0 | 0
[26 empty] | 0 | 0
[26 empty] | 0 | 0
[26 empty] | 0 | 0
[26 empty] | 0 | 0
[26 empty] | 0 | 0
[26 empty] | 0 | 0
[26 empty] | 0 | 0
[26 empty] | 0 | 0
[26 empty] | 0 | 0
[26 empty] | 0 | 0
[26 empty] | 0 | 0
[26 empty] | 0 | 0
[26 empty] | 0 | 0
[26 empty] | 0 | 0
[26 empty] | 0 | 0
[26 empty] | 0 | 0
[26 empty] | 0 | 0
[26 empty] | 0 | 0
[26 empty] | 0 | 0
[26 empty] | 0 | 0
[26 empty] | 0 | 0
[26 empty] | 0 | 0
[26 empty] | 0 | 0
[26 empty] | 0 | 0
[26 empty] | 0 | 0
[26 empty] | 0 | 0
[26 empty] | 0 | 0
[26 empty] | 0 | 0
[26 empty] | 0 | 0
[26 empty] | 0 | 0
[26 empty] | 0 | 0
[26 empty] | 0 | 0
[26 empty] | 0 | 0
[26 empty] | 0 | 0
[26 empty] | 0 | 0
[26 empty] | 0 | 0
[26 empty] | 0 | 0
[26 empty] | 0 | 0
[26 empty] | 0 | 0
[26 empty] | 0 | 0
[26 empty] | 0 | 0
[26 empty] | 0 | 0
[26 empty] | 0 | 0
[26 empty] | 0 | 0
[26 empty] | 0 | 0
[26 empty] | 0 | 0
[26 empty] | 0 | 0
[26 empty] | 0 | 0
[26 empty] | 0 | 0
[26 empty] | 0 | 0
[26 empty] | 0 | 0
[26 empty] | 0 | 0
[26 empty] | 0 | 0
[26 empty] | 0 | 0
[26 empty] | 0 | 0
[26 empty] | 0 | 0
[26 empty] | 0 | 0
[26 empty] | 0 | 0
[26 empty] | 0 | 0
[26 empty] | 0 | 0
[26 empty] | 0 | 0
[26 empty] | 0 | 0
[26 empty] | 0 | 0
[26 empty] | 0 | 0
[26 empty] | 0 | 0
[26 empty] | 0 | 0
[26 empty] | 0 | 0
[26 empty] | 0 | 0
[26 empty] | 0 | 0
[26 empty] | 0 | 0
[26 empty] | 0 | 0
[26 empty] | 0 | 0
[26 empty] | 0 | 0
[26 empty] | 0 | 0
[26 empty] | 0 | 0
[26 empty] | 0 | 0
[26 empty] | 0 | 0
[26 empty] | 0 | 0
[26 empty] | 0 | 0
[26 empty] | 0 | 0
[26 empty] | 0 | 0
[26 empty] | 0 | 0
[26 empty] | 0 | 0
[26 empty] | 0 | 0
[26 empty] | 0 | 0
[26 empty] | 0 | 0
[26 empty] | 0 | 0
[26 empty] | 0 | 0
[26 empty] | 0 | 0
[26 empty] | 0 | 0
[26 empty] | 0 | 0
[26 empty] | 0 | 0
[26 empty] | 0 | 0
[26 empty] | 0 | 0
[26 empty] | 0 | 0
[26 empty] | 0 | 0
[26 empty] | 0 | 0
[26 empty] | 0 | 0
[26 empty] | 0 | 0
[26 empty] | 0 | 0
[26 empty] | 0 | 0
[26 empty] | 0 | 0
[26 empty] | 0 | 0
[26 empty] | 0 | 0
[26 empty] | 0 | 0
[26 empty] | 0 | 0
[26 empty] | 0 | 0
[26 empty] | 0 | 0
[26 empty] | 0 | 0
[26 empty] | 0 | 0
[26 empty] | 0 | 0
[26 empty] | 0 | 0
[26 empty] | 0 | 0
[26 empty] | 0 | 0
[26 empty] | 0 | 0
[26 empty] | 0 | 0
[26 empty] | 0 | 0
[26 empty] | 0 | 0
[26 empty] | 0 | 0
[26 empty] | 0 | 0
[26 empty] | 0 | 0
[26 empty] | 0 | 0
[26 empty] | 0 | 0
[26 empty] | 0 | 0
[26 empty] | 0 | 0
[26 empty] | 0 | 0
[26 empty] | 0 | 0
[26 empty] | 0 | 0
[26 empty] | 0 | 0
[26 empty] | 0 | 0
[26 empty] | 0 | 0
[26 empty] | 0 | 0
[26 empty] | 0 | 0
[26 empty] | 0 | 0
[26 empty] | 0 | 0
[26 empty] | 0 | 0
[26 empty] | 0 | 0
[26 empty] | 0 | 0
[26 empty] | 0 | 0
[26 empty] | 0 | 0
[26 empty] | 0 | 0
[26 empty] | 0 | 0
[26 empty] | 0 | 0
[26 empty] | 0 | 0
[26 empty] | 0 | 0
[26 empty] | 0 | 0
[26 empty] | 0 | 0
[26 empty] | 0 | 0
[26 empty] | 0 | 0
[26 empty] | 0 | 0
[26 empty] | 0 | 0
[26 empty] | 0 | 0
[26 empty] | 0 | 0
[26 empty] | 0 | 0
[26 empty] | 0 | 0
[26 empty] | 0 | 0
[26 empty] | 0 | 0
[26 empty] | 0 | 0
[26 empty] | 0 | 0
[26 empty] | 0 | 0
[26 empty] | 0 | 0
[26 empty] | 0 | 0
[26 empty] | 0 | 0
[26 empty] | 0 | 0
[26 empty] | 0 | 0
[26 empty] | 0 | 0
[26 empty] | 0 | 0
[26 empty] | 0 | 0
[26 empty] | 0 | 0
[26 empty] | 0 | 0
[26 empty] | 0 | 0
[26 empty] | 0 | 0
[26 empty] | 0 | 0
[26 empty] | 0 | 0
[26 empty] | 0 | 0
[26 empty] | 0 | 0
[26 empty] | 0 | 0
[26 empty] | 0 | 0
[26 empty] | 0 | 0
[26 empty] | 0 | 0
[26 empty] | 0 | 0
[26 empty] | 0 | 0
[26 empty] | 0 | 0
[26 empty] | 0 | 0
[26 empty] | 0 | 0
[26 empty] | 0 | 0
[26 empty] | 0 | 0
[26 empty] | 0 | 0
[26 empty] | 0 | 0
[26 empty] | 0 | 0
[26 empty] | 0 | 0
[26 empty] | 0 | 0
[26 empty] | 0 | 0
[26 empty] | 0 | 0
[26 empty] | 0 | 0
[26 empty] | 0 | 0
[26 empty] | 0 | 0
[26 empty] | 0 | 0
[26 empty] | 0 | 0
[26 empty] | 0 | 0
[26 empty] | 0 | 0
[26 empty] | 0 | 0
[26 empty] | 0 | 0
[26 empty] | 0 | 0
[26 empty] | 0 | 0
[26 empty] | 0 | 0
[26 empty] | 0 | 0
[26 empty] | 0 | 0
[26 empty] | 0 | 0
[26 empty] | 0 | 0
[26 empty] | 0 | 0
[26 empty] | 0 | 0
[26 empty] | 0 | 0
[26 empty] | 0 | 0
[26 empty] | 0 | 0
[26 empty] | 0 | 0
[26 empty] | 0 | 0
[26 empty] | 0 | 0
[26 empty] | 0 | 0
[26 empty] | 0 | 0
[26 empty] | 0 | 0
[26 empty] | 0 | 0
[26 empty] | 0 | 0
[26 empty] | 0 | 0
[26 empty] | 0 | 0
[26 empty] | 0 | 0
[26 empty] | 0 | 0
[26 empty] | 0 | 0
[26 empty] | 0 | 0
[26 empty] | 0 | 0
[26 empty] | 0 | 0
[26 empty] | 0 | 0
[26 empty] | 0 | 0
[26 empty] | 0 | 0
[26 empty] | 0 | 0
[26 empty] | 0 | 0
[26 empty] | 0 | 0
[26 empty] | 0 | 0
[26 empty] | 0 | 0
[26 empty] | 0 | 0
[26 empty] | 0 | 0
[26 empty] | 0 | 0
[26 empty] | 0 | 0
[26 empty] | 0 | 0
[26 empty] | 0 | 0
[26 empty] | 0 | 0
[26 empty] | 0 | 0
[26 empty] | 0 | 0
[26 empty] | 0 | 0
[26 empty] | 0 | 0
[26 empty] | 0 | 0
[26 empty] | 0 | 0
[26 empty] | 0 | 0
[26 empty] | 0 | 0
[26 empty] | 0 | 0
[26 empty] | 0 | 0
[26 empty] | 0 | 0
[26 empty] | 0 | 0
[26 empty] | 0 | 0
[26 empty] | 0 | 0
[26 empty] | 0 | 0
[26 empty] | 0 | 0
[26 empty] | 0 | 0
[26 empty] | 0 | 0
[26 empty] | 0 | 0
[26 empty] | 0 | 0
[26 empty] | 0 | 0
[26 empty] | 0 | 0
[26 empty] | 0 | 0
[26 empty] | 0 | 0
[26 empty] | 0 | 0
[26 empty] | 0 | 0
[26 empty] | 0 | 0
[26 empty] | 0 | 0
[26 empty] | 0 | 0
[26 empty] | 0 | 0
[26 empty] | 0 | 0
[26 empty] | 0 | 0
[26 empty] | 0 | 0
[26 empty] | 0 | 0
[26 empty] | 0 | 0
[26 empty] | 0 | 0
[26 empty] | 0 | 0
[26 empty] | 0 | 0
[26 empty] | 0 | 0
[26 empty] | 0 | 0
[26 empty] | 0 | 0
[26 empty] | 0 | 0
[26 empty] | 0 | 0
[26 empty] | 0 | 0
[26 empty] | 0 | 0
[26 empty] | 0 | 0
[26 empty] | 0 | 0
[26 empty] | 0 | 0
[26 empty] | 0 | 0
[26 empty] | 0 | 0
[26 empty] | 0 | 0
[26 empty] | 0 | 0
[26 empty] | 0 | 0
[26 empty] | 0 | 0
[26 empty] | 0 | 0
[26 empty] | 0 | 0
[26 empty] | 0 | 0
[26 empty] | 0 | 0
[26 empty] | 0 | 0
[26 empty] | 0 | 0
[26 empty] | 0 | 0
[26 empty] | 0 | 0
[26 empty] | 0 | 0
[26 empty] | 0 | 0
[26 empty] | 0 | 0
[26 empty] | 0 | 0
[26 empty] | 0 | 0
[26 empty] | 0 | 0
[26 empty] | 0 | 0
[26 empty] | 0 | 0
[26 empty] | 0 | 0
[26 empty] | 0 | 0
[26 empty] | 0 | 0
[26 empty] | 0 | 0
[26 empty] | 0 | 0
[26 empty] | 0 | 0
[26 empty] | 0 | 0
[26 empty] | 0 | 0
[26 empty] | 0 | 0
[26 empty] | 0 | 0
[26 empty] | 0 | 0
[26 empty] | 0 | 0
[26 empty] | 0 | 0
[26 empty] | 0 | 0
[26 empty] | 0 | 0
[26 empty] | 0 | 0
[26 empty] | 0 | 0
[26 empty] | 0 | 0
[26 empty] | 0 | 0
[26 empty] | 0 | 0
[26 empty] | 0 | 0
[26 empty] | 0 | 0
[26 empty] | 0 | 0
[26 empty] | 0 | 0
[26 empty] | 0 | 0
[26 empty] | 0 | 0
[26 empty] | 0 | 0
[26 empty] | 0 | 0
[26 empty] | 0 | 0
[26 empty] | 0 | 0
[26 empty] | 0 | 0
[26 empty] | 0 | 0
[26 empty] | 0 | 0
[26 empty] | 0 | 0
[26 empty] | 0 | 0
[26 empty] | 0 | 0
[26 empty] | 0 | 0
[26 empty] | 0 | 0
[26 empty] | 0 | 0
[26 empty] | 0 | 0
[26 empty] | 0 | 0
[26 empty] | 0 | 0
[26 empty] | 0 | 0
[26 empty] | 0 | 0
[26 empty] | 0 | 0
[26 empty] | 0 | 0
[26 empty] | 0 | 0
[26 empty] | 0 | 0
[26 empty] | 0 | 0
[26 empty] | 0 | 0
[26 empty] | 0 | 0
[26 empty] | 0 | 0
[26 empty] | 0 | 0
[26 empty] | 0 | 0
[26 empty] | 0 | 0
[26 empty] | 0 | 0
[26 empty] | 0 | 0
[26 empty] | 0 | 0
[26 empty] | 0 | 0
[26 empty] | 0 | 0
[26 empty] | 0 | 0
[26 empty] | 0 | 0
[26 empty] | 0 | 0
[26 empty] | 0 | 0
[26 empty] | 0 | 0
[26 empty] | 0 | 0
[26 empty] | 0 | 0
[26 empty] | 0 | 0
[26 empty] | 0 | 0
[26 empty] | 0 | 0
[26 empty] | 0 | 0
[26 empty] | 0 | 0
[26 empty] | 0 | 0
[26 empty] | 0 | 0
[26 empty] | 0 | 0
[26 empty] | 0 | 0
[26 empty] | 0 | 0
[26 empty] | 0 | 0
[26 empty] | 0 | 0
[26 empty] | 0 | 0
[26 empty] | 0 | 0
[26 empty] | 0 | 0
[26 empty] | 0 | 0
[26 empty] | 0 | 0
[26 empty] | 0 | 0
[26 empty] | 0 | 0
[26 empty] | 0 | 0
[26 empty] | 0 | 0
[26 empty] | 0 | 0
[26 empty] | 0 | 0
[26 empty] | 0 | 0
[26 empty] | 0 | 0
[26 empty] | 0 | 0
[26 empty] | 0 | 0
[26 empty] | 0 | 0
[26 empty] | 0 | 0
[26 empty] | 0 | 0
[26 empty] | 0 | 0
[26 empty] | 0 | 0
[26 empty] | 0 | 0
[26 empty] | 0 | 0
[26 empty] | 0 | 0
[26 empty] | 0 | 0
[26 empty] | 0 | 0
[26 empty] | 0 | 0
[26 empty] | 0 | 0
[26 empty] | 0 | 0
[26 empty] | 0 | 0
[26 empty] | 0 | 0
[26 empty] | 0 | 0
[26 empty] | 0 | 0
[26 empty] | 0 | 0
[26 empty] | 0 | 0
[26 empty] | 0 | 0
[26 empty] | 0 | 0
[26 empty] | 0 | 0
[26 empty] | 0 | 0
[26 empty] | 0 | 0
[26 empty] | 0 | 0
[26 empty] | 0 | 0
[26 empty] | 0 | 0
[26 empty] | 0 | 0
[26 empty] | 0 | 0
[26 empty] | 0 | 0
[26 empty] | 0 | 0
[26 empty] | 0 | 0
[26 empty] | 0 | 0
[26 empty] | 0 | 0
[26 empty] | 0 | 0
[26 empty] | 0 | 0
[26 empty] | 0 | 0
[26 empty] | 0 | 0
[26 empty] | 0 | 0
[26 empty] | 0 | 0
[26 empty] | 0 | 0
[26 empty] | 0 | 0
[26 empty] | 0 | 0
[26 empty] | 0 | 0
[26 empty] | 0 | 0
[26 empty] | 0 | 0
[26 empty] | 0 | 0
[26 empty] | 0 | 0
[26 empty] | 0 | 0
[26 empty] | 0 | 0
[26 empty] | 0 | 0
[26 empty] | 0 | 0
[26 empty] | 0 | 0
[26 empty] | 0 | 0
[26 empty] | 0 | 0
[26 empty] | 0 | 0
[26 empty] | 0 | 0
[26 empty] | 0 | 0
[26 empty] | 0 | 0
[26 empty] | 0 | 0
[26 empty] | 0 | 0
[26 empty] | 0 | 0
[26 empty] | 0 | 0
[26 empty] | 0 | 0
[26 empty] | 0 | 0
[26 empty] | 0 | 0
[26 empty] | 0 | 0
[26 empty] | 0 | 0
[26 empty] | 0 | 0
[26 empty] | 0 | 0
[26 empty] | 0 | 0
[26 empty] | 0 | 0
[26 empty] | 0 | 0
[26 empty] | 0 | 0
[26 empty] | 0 | 0
[26 empty] | 0 | 0
[26 empty] | 0 | 0
[26 empty] | 0 | 0
[26 empty] | 0 | 0
[26 empty] | 0 | 0
[26 empty] | 0 | 0
[26 empty] | 0 | 0
[26 empty] | 0 | 0
[26 empty] | 0 | 0
[26 empty] | 0 | 0
[26 empty] | 0 | 0
[26 empty] | 0 | 0
[26 empty] | 0 | 0
[26 empty] | 0 | 0
[26 empty] | 0 | 0
[26 empty] | 0 | 0
[26 empty] | 0 | 0
[26 empty] | 0 | 0
[26 empty] | 0 | 0
[26 empty] | 0 | 0
[26 empty] | 0 | 0
[26 empty] | 0 | 0
[26 empty] | 0 | 0
[26 empty] | 0 | 0
[26 empty] | 0 | 0
[26 empty] | 0 | 0
[26 empty] | 0 | 0
[26 empty] | 0 | 0
[26 empty] | 0 | 0
[26 empty] | 0 | 0
[26 empty] | 0 | 0
[26 empty] | 0 | 0
[26 empty] | 0 | 0
[26 empty] | 0 | 0
[26 empty] | 0 | 0
[26 empty] | 0 | 0
[26 empty] | 0 | 0
[26 empty] | 0 | 0
[26 empty] | 0 | 0
[26 empty] | 0 | 0
[26 empty] | 0 | 0
[26 empty] | 0 | 0
[26 empty] | 0 | 0
[26 empty] | 0 | 0
[26 empty] | 0 | 0
[26 empty] | 0 | 0
[26 empty] | 0 | 0
[26 empty] | 0 | 0
[26 empty] | 0 | 0
[26 empty] | 0 | 0
[26 empty] | 0 | 0
[26 empty] | 0 | 0
[26 empty] | 0 | 0
[26 empty] | 0 | 0
[26 empty] | 0 | 0
[26 empty] | 0 | 0
[26 empty] | 0 | 0
[26 empty] | 0 | 0
[26 empty] | 0 | 0
[26 empty] | 0 | 0
[26 empty] | 0 | 0
[26 empty] | 0 | 0
[26 empty] | 0 | 0
[26 empty] | 0 | 0
[26 empty] | 0 | 0
[26 empty] | 0 | 0
[26 empty] | 0 | 0
[26 empty] | 0 | 0
[26 empty] | 0 | 0
[26 empty] | 0 | 0
[26 empty] | 0 | 0
[26 empty] | 0 | 0
[26 empty] | 0 | 0
[26 empty] | 0 | 0
[26 empty] | 0 | 0
[26 empty] | 0 | 0
[26 empty] | 0 | 0
[26 empty] | 0 | 0
[26 empty] | 0 | 0
[26 empty] | 0 | 0
[26 empty] | 0 | 0
[26 empty] | 0 | 0
[26 empty] | 0 | 0
[26 empty] | 0 | 0
[26 empty] | 0 | 0
[26 empty] | 0 | 0
[26 empty] | 0 | 0
[26 empty] | 0 | 0
[26 empty] | 0 | 0
[26 empty] | 0 | 0
[26 empty] | 0 | 0
[26 empty] | 0 | 0
[26 empty] | 0 | 0
[26 empty] | 0 | 0
[26 empty] | 0 | 0
[26 empty] | 0 | 0
[26 empty] | 0 | 0
[26 empty] | 0 | 0
[26 empty] | 0 | 0
[26 empty] | 0 | 0
[26 empty] | 0 | 0
[26 empty] | 0 | 0
[26 empty] | 0 | 0
[26 empty] | 0 | 0
[26 empty] | 0 | 0
[26 empty] | 0 | 0
[26 empty] | 0 | 0
[26 empty] | 0 | 0
[26 empty] | 0 | 0
[26 empty] | 0 | 0
[26 empty] | 0 | 0
[26 empty] | 0 | 0
[26 empty] | 0 | 0
[26 empty] | 0 | 0
[26 empty] | 0 | 0
[26 empty] | 0 | 0
[26 empty] | 0 | 0
[26 empty] | 0 | 0
[26 empty] | 0 | 0
[26 empty] | 0 | 0
[26 empty] | 0 | 0
[26 empty] | 0 | 0
[26 empty] | 0 | 0
[26 empty] | 0 | 0
[26 empty] | 0 | 0
[26 empty] | 0 | 0
[26 empty] | 0 | 0
[26 empty] | 0 | 0
[26 empty] | 0 | 0
[26 empty] | 0 | 0
[26 empty] | 0 | 0
[26 empty] | 0 | 0
[26 empty] | 0 | 0
[26 empty] | 0 | 0
[26 empty] | 0 | 0
[26 empty] | 0 | 0
[26 empty] | 0 | 0
[26 empty] | 0 | 0
[26 empty] | 0 | 0
[26 empty] | 0 | 0
[26 empty] | 0 | 0
[26 empty] | 0 | 0
[26 empty] | 0 | 0
[26 empty] | 0 | 0
[26 empty] | 0 | 0
[26 empty] | 0 | 0
[26 empty] | 0 | 0
[26 empty] | 0 | 0
[26 empty] | 0 | 0
[26 empty] | 0 | 0
[26 empty] | 0 | 0
[26 empty] | 0 | 0
[26 empty] | 0 | 0
[26 empty] | 0 | 0
[26 empty] | 0 | 0
[26 empty] | 0 | 0
[26 empty] | 0 | 0
[26 empty] | 0 | 0
[26 empty] | 0 | 0
[26 empty] | 0 | 0
[26 empty] | 0 | 0
[26 empty] | 0 | 0
[26 empty] | 0 | 0
[26 empty] | 0 | 0
[26 empty] | 0 | 0
[26 empty] | 0 | 0
[26 empty] | 0 | 0
[26 empty] | 0 | 0
[26 empty] | 0 | 0
[26 empty] | 0 | 0
[26 empty] | 0 | 0

## Zones
Houston | -1
North | -1
South | -1
West | 1
SET UP AREA, copy & paste values to cell B1
Source | West |  | N to H | N to W | N to S | W to N | S to N | W to S
Sink | North | Houston | -1 | 1 | -1 | -1 | 1 | -1
|  | North | 1 | 1 | 1 | -1 | -1 | -1
|  | South | -1 | 1 | -1 | -1 | 1 | -1
|  | West | 1 | -1 | 1 | 1 | -1 | 1
|  | Source | North | North | North | West | South | West
|  | Sink | Houston | West | South | North | North | South

## Tech
Number of Bus | Name of Bus | Tech Type
238 | BOSQUESW505 | CC
239 | BOSQUESW502 | GGT
244 | WHITNYDM01 | Hydro
245 | WHITNYDM02 | Hydro
247 | BOSQUESW501 | GGT
251 | BOSQUESW803 | CC
253 | BOSQUESW804 | CC
332 | RWMILLER01 | GST
333 | RWMILLER02 | GST
334 | RWMILLER03 | GST
335 | RWMILLER04 | GST
336 | RWMILLER05 | GST
344 | MRSSHPRD | Hydro
345 | MRSSHPRD01 | Hydro
366 | JNSNCNTY802 | Cogen
367 | JNSNCNTY802 | Cogen
503 | NTHTEXAS01 | GST
504 | NTHTEXAS02 | GST
505 | NTHTEXAS03 | GST
580 | JCKCNTY801 | CC
581 | JCKCNTY802 | CC
582 | JCKCNTY803 | CC
728 | WOLFRIDGE801 | Wind
837 | NEWMAN_G5 | GST
842 | OLINGER_G1 | GST
843 | OLINGER_G2 | GST
844 | OLINGER_G3 | GST
845 | OLINGER_G4 | GGT
923 | SPENCER_G4 | GST
924 | SPENCER_G5 | GST
948 | STEAM1 | GST
949 | STEAM2 | GST
950 | STEAM3 | GST
990 | GIBN_CREK_G1 | LIGCO
1002 | PBCTAGE_1G | GGT
1003 | PBCTBGE_2G | GGT
1004 | PBCTCGE_3G | GGT
1005 | PBCTDGE_4G | GGT
1006 | PBCTEGE_5G | GGT
1007 | PB5GEN_6G | GST
1008 | PB6GEN_7G | GST
1037 | MORGAN5G_5G | GST
1039 | MRGNAG_1G | GGT
1040 | MRGNBG_2G | GGT
1041 | MRGNCG_3G | GGT
1042 | MRGNDG_4G | GGT
1043 | MRGNEG_5G | GGT
1044 | MRGNFG_6G | GGT
1045 | CALENG1G_1G | Cogen
1046 | CALENG2G_2G | Cogen
1047 | CALENG3G_3G | Cogen
1058 | LONGSHORE_5 | Wind
1058 | LONGSHORE_5 | Wind
1061 | CIELOGEN_1G | Wind
1062 | CIELOGEN_2G | Wind
1068 | SCURRYCW_1G | Wind
1069 | KINDERMG_1G | Cogen
1070 | KINDERMG_2G | Cogen
1071 | KINDERMG_3G | Cogen
1073 | SCURRYCW_2G | Wind
1320 | BSP 1 | Cogen
1326 | STANTONW_8 | Wind
1327 | WILDHRSE_1G | Wind
1328 | OCOTILLO_1G | Wind
1333 | MCDDONAL_8 | Wind
1343 | TRENTIPP_8 | Wind
1349 | WESTXWIN_1G | Wind
1350 | NWPWRG1_1G | Wind
1354 | AEPWIND_8 | Wind
1360 | GUNSIGHT_8 | Wind
1416 | SWETWATR_1G | CC
1417 | SWETWATR_2G | CC
1418 | SWETWATR_3G | CC
1419 | SWETWATR_4G | CC
1432 | GRHAMSES_2G | GST
1433 | GRHAMSES_1G | GST
1437 | MESQUITW_1G | Wind
1438 | MESQUITW_2G | Wind
1442 | COKFIELD_5 | Wind
1453 | WCPWRCO_1G | CC
1454 | WCPWRCO_2G | CC
1455 | WCPWRCO_3G | CC
1479 | WFCOGEN_1G | Cogen
1479 | WFCOGEN_1G | Cogen
1482 | WFCOGEN_2G | Cogen
1482 | WFCOGEN_2G | Cogen
1600 | BARTNWND_1G | Wind
1643 | SLSTR1PP_1G | Wind
1675 | PEC_1G | Cogen
1676 | PEC_2G | Cogen
1677 | PEC_3G | Cogen
1678 | LAMARPWR_1G | CC
1679 | LAMARPWR_2G | CC
1680 | LAMARPWR_3G | CC
1681 | LAMARPWR_4G | CC
1682 | LAMARPWR_5G | CC
1683 | LAMARPWR_6G | CC
1687 | VALLEY_1G | GST
1688 | VALLEY_2G | GSC
1689 | VALLEY_3G | GST
1701 | MOSES_1G | LIGCO
1702 | MOSES_2G | LIGCO
1703 | MOSES_3G | LIGCO
1861 | EAGLEMNT_1G | GST
1862 | EAGLEMNT_2G | GST
1863 | EAGLEMNT_3G | GST
1877 | WLFHOLW_1G | CC
1878 | WLFHOLW_2G | CC
1879 | WLFHOLW_3G | CC
1889 | DECRDOVA_1G | GSC
1892 | DECRDOVA_2G | GGT
1893 | DECRDOVA_3G | GGT
1894 | DECRDOVA_4G | GGT
1895 | DECRDOVA_5G | GGT
1898 | COMCHEPK_1G | Nuc
1899 | COMCHEPK_2G | Nuc
1937 | MDLTHELP_5G | CC
1938 | MDLTHELP_6G | CC
1941 | MDLTHELP_1G | CC
1942 | MDLTHELP_2G | CC
1943 | MDLTHELP_3G | CC
1944 | MDLTHELP_4G | CC
1947 | HANDLEY_3G | GST
1948 | HANDLEY_4G | GST
1949 | HANDLEY_5G | GST
2371 | COLLIN_1G | GST
2381 | NTHLK1_G | GST
2382 | NTHLK2_G | GST
2383 | NTHLK3_G | GST
2413 | MTCK6_G | GST
2414 | MTCK7_G | GST
2417 | MTCK8_G | GSC
2451 | LKHB1_G | GST
2452 | LKHB2_G | GST
3097 | MARTLAKE_1G | LIGCO
3098 | MARTLAKE_2G | LIGCO
3099 | MARTLAKE_3G | LIGCO
3107 | STRYKER_1G | GST
3108 | STRYKER_2G | GST
3126 | TRINIDAD_6G | GST
3309 | ASPN_G | Bio
3348 | CHAMPION_1G | Cogen
3381 | BBRN_1G | LIGCO
3382 | BBRN_2G | LIGCO
3403 | THOUSE_1G | GSC
3404 | THOUSE_2G | GSC
3416 | LAKE_CRK1_G | GST
3417 | LAKE_CRK2_G | GST
3432 | SANDOW_4G | LIGCO
5026 | BRAUNIG_VHB1 | GST
5027 | BRAUNIG_VHB2 | GST
5028 | BRAUNIG_VHB3 | GST
5111 | CALAVER_JTD1 | LIGCO
5112 | CALAVER_JTD2 | LIGCO
5264 | LEON_LCP3G3 | GST
5265 | LEON_LCP4G4 | GST
5266 | LEON_LCPCT1 | GGT
5267 | LEON_LCPCT2 | GGT
5268 | LEON_LCPCT3 | GGT
5269 | LEON_LCPCT4 | GGT
5396 | CALAVER_OWS1 | GST
5397 | CALAVER_OWS2 | GST
5401 | CALAVER_JKS1 | LIGCO
5436 | TUTTL_WBT1G1 | GST
5438 | TUTTL_WBT3G3 | GST
5439 | TUTTL_WBT4G4 | GST
5476 | BRA_AVR1_CT1 | CC
5477 | BRA_AVR1_ST | CC
5478 | BRA_AVR1_CT2 | CC
5503 | RAYBURNGEN3 | GST
5505 | RAYBURNGEN1 | GGT
5506 | RAYBURNGEN2 | GGT
5508 | RAYBURNCC9 | CC
5509 | RAYBURNCC10 | CC
5511 | RAYBURNCC7 | CC
5512 | RAYBURNCC8 | CC
5728 | FALCONHYDRO2 | Hydro
5729 | FALCONHYDRO3 | Hydro
5890 | PEARSALLGEN1 | GST
5891 | PEARSALLGEN2 | GST
5892 | PEARSALLGEN3 | GST
5903 | SANMIGUELGEN | LIGCO
5911 | STP_GN1___1 | Nuc
5912 | STP_GN2___2 | Nuc
5920 | WELSHDC1 | DCTie
5925 | DCEAST | DCTie
5932 | SI_RAY9 | CC
5933 | SI_RAY6 | GST
5934 | SI_RAY5 | GST
5935 | SI_RAY10 | CC
6016 | SWMESA | Wind
6096 | NORTHDC7 | DCTie
6100 | OKLA7A | DCTie
6144 | MCADOO1A | Wind
6407 | TURKTRAK1A | Wind
6637 | SNYDERW1A | Wind
6752 | OKLA0A | LIGCO
6948 | DENISNDM | Hydro
6948 | DENISNDM | Hydro
7000 | L_FERGUS1_1Y | GSC
7004 | L_SIMGID1_1Y | GST
7005 | L_SIMGID1_2Y | GST
7006 | L_SIMGID1_3Y | GST
7007 | L_LOSTPI1_1Y | CC
7008 | L_LOSTPI1_2Y | CC
7009 | L_LOSTPI1_3Y | CC
7010 | L_FPPYD11_1Y | LIGCO
7011 | L_FPPYD11_2Y | LIGCO
7012 | L_FPPYD21_3Y | LIGCO
7014 | L_HAYSEN1_1Y | CC
7015 | L_HAYSEN1_2Y | CC
7016 | L_HAYSEN1_3Y | CC
7017 | L_HAYSEN1_4Y | CC
7020 | L_AUSTPL1_1Y | Hydro
7020 | L_AUSTPL1_1Y | Hydro
7022 | L_BUCHAN1_1Y | Hydro
7023 | L_BUCHAN1_2Y | Hydro
7024 | L_BUCHAN1_3Y | Hydro
7026 | L_INKSDA1_1Y | Hydro
7028 | L_MARBFA1_1Y | Hydro
7029 | L_MARBFA1_2Y | Hydro
7031 | L_MARSFO1G1Y | Hydro
7032 | L_MARSFO1G2Y | Hydro
7033 | L_MARSFO1G3Y | Hydro
7035 | L_WIRTZ_1G1Y | Hydro
7036 | L_WIRTZ_1G2Y | Hydro
7038 | L_DELAWA1_1Y | Wind
7038 | L_DELAWA1_1Y | Wind
7303 | L_WPPGS12_1Y | GGT
7303 | L_WPPGS12_1Y | GGT
7305 | L_WPPGS34_1Y | GGT
7305 | L_WPPGS34_1Y | GGT
7487 | L_CANYHY8_1Y | Hydro
7605 | L_MCQUEE9_1Y | Hydro
7605 | L_MCQUEE9_1Y | Hydro
7605 | L_MCQUEE9_1Y | Hydro
7609 | L_SCHUMA8_1Y | Hydro
7624 | L_LAKEWO9_1Y | Hydro
7624 | L_LAKEWO9_1Y | Hydro
7800 | L_GUADGE1_1Y | CC
7801 | L_GUADGE1_2Y | CC
7802 | L_GUADGE1_3Y | CC
7803 | L_GUADGE1_4Y | CC
7804 | L_GUADGE1_5Y | CC
7805 | L_GUADGE1_6Y | CC
7807 | L_BASTEN1_1Y | CC
7808 | L_BASTEN1_2Y | CC
7809 | L_BASTEN1_3Y | CC
7810 | L_RIONOG1G1Y | CC
7811 | L_RIONOG1G2Y | CC
7812 | L_RIONOG1G3Y | CC
7813 | L_RIONOG1S1Y | CC
8032 | AMISTADHYD1 | Hydro
8033 | AMISTADHYD2 | Hydro
8048 | FALCONHYDRO1 | Hydro
8066 | DUP1V#1 | Cogen
8134 | FOR #1 | Cogen
8138 | FOR #2 | Cogen
8139 | JOS #1 | GST
8147 | UCAR #2 | Cogen
8148 | UCAR #1 | Cogen
8153 | FOR #3 | Cogen
8154 | FOR #4 | Cogen
8155 | FOR #5 | Cogen
8156 | FOR #6 | Cogen
8157 | FOR #7 | Cogen
8161 | COLETO0A | LIGCO
8173 | VICEC51A | CC
8174 | VICEC61A | CC
8189 | CUECPL2A | Cogen
8262 | ELPS | Hydro
8285 | LAR #1 | GST
8287 | LAR #2 | GST
8288 | LAR #3 | GST
8388 | BATES0A | GST
8393 | BATES0B | GST
8437 | NUECES_B0C | GST
8438 | NUECES_B0B | GST
8442 | NBEC7 | GST
8442 | NBEC7 | GST
8456 | COSW#1 | Cogen
8457 | COSW#2 | Cogen
8459 | B_DAVIS0B | GSC
8460 | B_DAVIS0A | GSC
8461 | KOCH_UP0A | Cogen
8506 | VAL #1 | Cogen
8507 | VAL #2 | Cogen
8511 | OXY_CC0A | Cogen
8517 | CELANEBI0A | Cogen
8560 | CNOPGT1 | Cogen
8561 | CNOPGT2 | Cogen
8562 | CNOPST1 | Cogen
8926 | LGE_GT10A | Cogen
8927 | LGE_GT20A | Cogen
8928 | LGE_STG0A | Cogen
8930 | ICPGN10A | Cogen
8931 | ICPGN20A | Cogen
8932 | ICPGN30A | Cogen
8933 | FGNTS001 | CC
8934 | FGNTS101 | CC
8935 | FGNTS201 | CC
8936 | MVGN#1 | CC
8937 | MVGN#2 | CC
8938 | MVGN#3 | CC
8981 | HECN1 | CC
8982 | HECN2 | CC
8983 | HECN3 | CC
9000 | DECKR_G1 | GST
9001 | DECKR_G2 | GST
9002 | DECKR_G3 | GGT
9003 | DECKR_G4 | GGT
9004 | DECKR_G5 | GGT
9005 | DECKR_G6 | GGT
9016 | SANDH_G1 | GGT
9017 | SANDH_G2 | GGT
9018 | SANDH_G3 | GGT
9019 | SANDH_G4 | GGT
9020 | SANDHG5A | CC
9021 | SANDHG5C | CC
11001 | NAV1CT | CC
11009 | NAV2CT | CC
11011 | NAV3ST | CC
11012 | NAV4CT | CC
11013 | NAV5CT | CC
11014 | NAV6ST | CC
11020 | TIEHVSG_1G | CC
11021 | TIEHVCG_1G | CC
11022 | TIEHVCG_2G | CC
11023 | TIEHVCG_3G | CC
11024 | TIEHVCG_4G | CC
11025 | TIEHVSG_2G | CC
11056 | ROSCOE_1G | Wind
11057 | CHAMPION_1G | Wind
11058 | PYRON_1G | Wind
11059 | INADALE_1G | Wind
11065 | ELBOWCK_1G | Wind
11147 | NOTREES_1G | Wind
11309 | BULLCREK_2G | Wind
11310 | BULLCREK_1G | Wind
11320 | COYOTE_1G | Wind
11691 | KMICHICT1_G | CC
11692 | KMICHICT2_G | CC
11693 | KMICHIST3_G | CC
11694 | KMICHICT4_G | CC
11695 | KMICHICT5_G | CC
11696 | KMICHIST6_G | CC
12322 | ENNSTRAC_1G | CC
12323 | ENNSTRAC_2G | CC
12411 | FPLEFR1A_G | CC
12412 | FPLEFR1B_G | CC
12413 | FPLEFR1C_G | CC
12414 | FPLEFR1S_G | CC
12421 | FPLEFR2A_G | CC
12422 | FPLEFR2B_G | CC
12423 | FPLEFR2C_G | CC
12424 | FPLEFR2S_G | CC
12440 | PARKD_1SVC8 | GST
12449 | PARKD_2SVC8 | GST
13116 | TGATEWAY_1G | CC
13117 | TGATEWAY_2G | CC
13118 | TGATEWAY_3G | CC
13119 | TGATEWAY_4G | CC
13131 | CALFREST_1G | CC
13132 | CALFREST_2G | CC
13133 | CALFREST_3G | CC
13134 | CALFREST_4G | CC
13135 | CALFREST_5G | CC
13136 | CALFREST_6G | CC
13432 | SANDOW_5G | LIGCO
32798 | BRYN_TAMUGEN | GST
32883 | BRYN_DNSBY3 | GST
32884 | BRYN_DNSBY13 | GST
32886 | BRYN_ATKINS3 | GST
32887 | BRYN_ATKINS6 | GST
32888 | BRYN_ATKINS7 | GGT
32890 | BRYN_ATKINS4 | GST
32891 | BRYN_ATKINS5 | GST
32892 | BRYN_DNSBY14 | GST
36998 | RDCNYNG1 | Wind
38332 | TNWDWRDU2_8 | Wind
38437 | TNSRBNMESA9 | Wind
38580 | TNBP_CGN1_8 | Cogen
38590 | TNBP_CGN2_8 | Cogen
38600 | TNBP_CGN3_8 | Cogen
38611 | TNBPAMCG1_8 | Cogen
38612 | TNBPAMCG2_8 | Cogen
38613 | TNBPAMCG3_8 | Cogen
38614 | TNBPAMCG4_8 | Cogen
38615 | TNBPAMCG5_8 | Cogen
38690 | TNBP_CGN4_8 | Cogen
38711 | TNTXCTY1CG8 | Cogen
38712 | TNTXCTY2CG8 | Cogen
38713 | TNTXCTY3CG8 | Cogen
38714 | TNTXCTY4CG8 | Cogen
39190 | TNSLCGN1__8 | Cogen
39470 | TNDOWCGNSG8 | Cogen
39480 | TNDOWCGNGG8 | Cogen
39760 | TNSCLP1___8 | Cogen
39770 | TNSCLP2___8 | Cogen
39775 | TNSCLP4___8 | Cogen
39790 | TNSCLP3___8 | Cogen
39960 | TNTNPONE_18 | LIGCO
39970 | TNTNPONE_28 | LIGCO
48500 | APD_GT1_8005 | Cogen
48510 | AK_GT1__8040 | Cogen
48511 | LPE_GT1_8070 | GGT
48512 | LPE_GT2_8075 | GGT
48513 | LPE_GT3_8080 | GGT
48514 | LPE_GT4_8085 | GGT
48520 | BSF_GT1_8070 | Cogen
48520 | BSF_GT1_8070 | Cogen
48521 | BVE_GT1_GT1 | CC
48522 | BVE_GT2_5035 | CC
48523 | BVE_ST1_GN1 | CC
48531 | BYU_GT1_8075 | Cogen
48532 | BYU_GT2_8055 | Cogen
48533 | BYU_GT3_8060 | Cogen
48534 | BYU_GT4_8065 | Cogen
48551 | CAL_GT1_8045 | Cogen
48552 | CAL_ST1_8000 | Cogen
48561 | CTL_GT2_8130 | Cogen
48562 | CTL_GT3_8135 | Cogen
48563 | CTL_GT4_8140 | Cogen
48564 | CTL_GN1_8145 | Cogen
48565 | CTL_GN2_8155 | Cogen
48581 | CBY_GN1_1 | GSC
48582 | CBY_GN2_2 | GSC
48583 | CBY_GT4_1 | GSC
48584 | CBY_GT4_2 | CC
48585 | CBY_ST4_1 | CC
48591 | CHE_GT2_5030 | Cogen
48593 | CHE_GT1_8015 | Cogen
48594 | CHE_GN4_8025 | Cogen
48595 | BTE_GT2_8075 | CC
48596 | BTE_GT3_8045 | CC
48597 | BTE_GT4_8055 | CC
48598 | BTE_ST1_8070 | CC
48611 | DIB_GT1_8080 | Cogen
48612 | DIB_GT2_8075 | Cogen
48613 | DIB_ST1_8085 | Cogen
48614 | DIB_GT3_8090 | Cogen
48641 | DPEC_GT15040 | CC
48642 | DPEC_GT25025 | CC
48643 | DPEC_GT35010 | CC
48644 | DPEC_GT45070 | CC
48645 | DPEC_ST55065 | CC
48651 | EP_1_2 | Cogen
48651 | EP_1_2 | Cogen
48671 | FTR_GT1_5105 | CC
48672 | FTR_GT2_5110 | CC
48673 | FTR_GT3_5085 | CC
48674 | FTR_CN4_5095 | CC
48690 | GBY_GN5_5 | GSC
48691 | GBY_73741085 | GGT
48691 | GBY_73741085 | GGT
48692 | GBY_81821075 | GGT
48692 | GBY_81821075 | GGT
48693 | GBY_83841065 | GGT
48693 | GBY_83841065 | GGT
48721 | LEG_1___1 | LIGCO
48722 | LEG_2___2 | LIGCO
48730 | MNS_GT | Cogen
48731 | CBE_GT1 | CC
48732 | CBE_GT2 | CC
48733 | CBE_ST12 | CC
48734 | CBE_GT3 | CC
48735 | CBE_GT4 | CC
48736 | CBE_ST34 | CC
48740 | PSG_GN2_8050 | Cogen
48741 | PSG_GT2_8040 | Cogen
48742 | PSG_GT3_8060 | Cogen
48761 | PR_GT1__9040 | Cogen
48772 | PHR_GN2_2 | GSC
48791 | PSA_GT1_8160 | Cogen
48792 | PSA_GT2_8155 | Cogen
48793 | PSA_GT3_8150 | Cogen
48794 | PSA_GT4_8145 | Cogen
48795 | PSA_GT5_8140 | Cogen
48796 | PSA_GN1_8165 | Cogen
48797 | PSA_GT6_8135 | Cogen
48811 | CVC_GT3_5045 | Cogen
48812 | CVC_GT2_5020 | Cogen
48813 | CVC_GT1_5035 | Cogen
48814 | CVC_ST5_5040 | Cogen
48815 | CVC_GT4_8005 | Cogen
48820 | SHELLG1_3015 | Cogen
48821 | SHELLG2 | Cogen
48822 | SHELLG3_3020 | Cogen
48822 | SHELLG3_3020 | Cogen
48841 | SJS_GT1_GT1 | Cogen
48842 | SJS_GT2_GT2 | Cogen
48845 | SOL_GT1 | Solar
48851 | SRB_GN1_1 | GST
48852 | SRB_GN2_2 | GST
48853 | SRB_GN3_3 | GST
48854 | SRB_GN4_4 | GST
48855 | SRB_GT211035 | GGT
48855 | SRB_GT211035 | GGT
48873 | THW_ST3_ST_3 | CC
48874 | THW_ST4_ST_4 | CC
48875 | THW_3132 | CC
48875 | THW_3132 | CC
48877 | THW_3334 | CC
48877 | THW_3334 | CC
48879 | THW_4142 | CC
48879 | THW_4142 | CC
48881 | THW_4344 | CC
48881 | THW_4344 | CC
48883 | THW_GT1_GT_1 | GGT
48885 | THW_5152 | GGT
48885 | THW_5152 | GGT
48886 | THW_5354 | GGT
48886 | THW_5354 | GGT
48887 | THW_5556 | GGT
48887 | THW_5556 | GGT
48911 | TGF_GT1_8000 | Cogen
48921 | WAP_GN1_1 | GST
48922 | WAP_GN2_2 | GST
48923 | WAP_GN3_3 | GST
48924 | WAP_GN4_4 | GSC
48925 | WAP_GN5_5 | LIGCO
48926 | WAP_GN6_6 | LIGCO
48927 | WAP_GN7_7 | LIGCO
48928 | WAP_GN8_8 | LIGCO
48929 | WAPGT21_GT1 | GGT
48940 | WARVUE_GT1 | Cogen
49803 | EXN_15GT | Cogen
49804 | EXN_16GT | Cogen
49805 | EXN_17GT | Cogen
49826 | EXN938GT | Cogen
49828 | EXN941GT | Cogen
49829 | EXN942GT | Cogen
49830 | EXN943GT | Cogen
49831 | EXN944GT | Cogen
49832 | EXN945GT | Cogen
49837 | EXN_GT | Cogen
49838 | EXN_14GT | Cogen
49851 | DOW17000 | Cogen
49858 | DOW38100 | Cogen
49859 | DOW38200 | Cogen
49860 | DOW38300 | Cogen
49862 | DOW39100 | Cogen
49863 | DOW39200 | Cogen
49865 | DOW41000 | Cogen
49866 | DOW42000 | Cogen
49869 | DOW49000 | Cogen
49870 | DOW61000 | Cogen
49871 | DOW62000 | Cogen
49872 | DOW63000 | Cogen
49873 | DOW64000 | Cogen
49876 | DOW65000 | Cogen
49877 | DOW66000 | Cogen
49878 | DOW67000 | Cogen
49882 | DOW81000 | Cogen
49884 | DOW82000 | Cogen
49885 | DOW83000 | Cogen
49886 | DOW84000 | Cogen
58909 | PEARSALLSCG1 | Diesel
58909 | PEARSALLSCG1 | Diesel
58909 | PEARSALLSCG1 | Diesel
58909 | PEARSALLSCG1 | Diesel
58909 | PEARSALLSCG1 | Diesel
58909 | PEARSALLSCG1 | Diesel
58919 | PEARSALLSCG2 | Diesel
58919 | PEARSALLSCG2 | Diesel
58919 | PEARSALLSCG2 | Diesel
58919 | PEARSALLSCG2 | Diesel
58919 | PEARSALLSCG2 | Diesel
58919 | PEARSALLSCG2 | Diesel
58929 | PEARSALLSCG3 | Diesel
58929 | PEARSALLSCG3 | Diesel
58929 | PEARSALLSCG3 | Diesel
58929 | PEARSALLSCG3 | Diesel
58929 | PEARSALLSCG3 | Diesel
58929 | PEARSALLSCG3 | Diesel
58949 | PEARSALLSCG4 | Diesel
58949 | PEARSALLSCG4 | Diesel
58949 | PEARSALLSCG4 | Diesel
58949 | PEARSALLSCG4 | Diesel
58949 | PEARSALLSCG4 | Diesel
58949 | PEARSALLSCG4 | Diesel
60000 | DSKY2 | Wind
60003 | KING_NE1A | Wind
60005 | KING_SE1A | Wind
60007 | KING_SW1A | Wind
60016 | WOODWRD11A | Wind
60017 | ORNNWP1 | Wind
60018 | DSKY1 | Wind
60019 | KING_NW1A | Wind
60057 | CALLAHAN1A | Wind
60058 | BUFF_GAP1A | Wind
60060 | CIRELLO | Wind
60063 | BUFF_GAP1B | Wind
60066 | H_HOLLOW1A | Wind
60068 | HHOLLOW21A | Wind
60070 | HHOLLOW31A | Wind
60072 | HHOLLOW41A | Wind
60081 | WHRLWIND1A | Wind
60201 | RIO DRCS | AVR
60202 | FRNDDRCS | AVR
71051 | L_BITTCR1_1N | Wind
71054 | L_SWEETW1_1N | Wind
71057 | L_SWEETW1_2N | Wind
71059 | L_SWEETW1_3N | Wind
71060 | L_SWEETW1_4N | Wind
71061 | L_SWEETW1_5N | Wind
76031 | L_GASCCR1_1N | Wind
76091 | L_DIVIDE1_1N | Wind
76095 | L_CAPRSI1_1N | Wind
76096 | L_CAPRSI1_2N | Wind
76097 | L_CAPRGE1_1N | Wind
80003 | MILHWYS | AVR
80012 | LAR | DCTie
80051 | FOR #8 | Cogen
80052 | FOR #9 | Cogen
80053 | FOR #10 | Cogen
80080 | GWINDT11A | Wind
80080 | GWINDT11A | Wind
80080 | GWINDT11A | Wind
80080 | GWINDT11A | Wind
80081 | GWINDT21A | Wind
80081 | GWINDT21A | Wind
80081 | GWINDT21A | Wind
80081 | GWINDT21A | Wind
80137 | CSDR89 | DCTie
80137 | CSDR89 | DCTie
80138 | CSDR7 | DCTie
80139 | CSDR56 | DCTie
80139 | CSDR56 | DCTie
80140 | CSDR11 | DCTie
80180 | PNSCALT11A | Wind
80180 | PNSCALT11A | Wind
80181 | PNSCALT21A | Wind
80181 | PNSCALT21A | Wind
80223 | REYSHR G | Cogen
80224 | VISTRONG1 | Cogen
80225 | VISTRONG2 | Cogen
80226 | ALCOA G | Cogen
80227 | AIRCO G | Cogen
80263 | B_DAVIS31A | CC
80264 | B_DAVIS41A | CC
80265 | LARECU40A | GGT
80266 | LARECU50A | GGT
86104 | CID-138 | DCTie
86105 | CID-230 | DCTie
86106 | CUF-230 | DCTie
86107 | CUF-138 | DCTie
88198 | BEEVILLE | AVR
88253 | HAMILTON | BLT
88299 | ZAPATA | BLT
88508 | FALFURRI | AVR