## Set up
Step 1 | Go to the Zones worksheet in this workbook. Make sure that the source and sink zones are set correctly and the "1"s and "-1"s are correct |  | Summary of Key Data points | Value
File Description:
Step 2 | Open Dennis' file that needs to have the data transferred, same file that is listed in cell K27 |  | Number of units | 0
|  |  | Dec PTDF cutoff point | 0
Step 3 | Copy columns J:X from an old Dennis' Sheet to the new sheet (if first round of a new alaysis) |  | Dec PTDF cutoff unit | Name of Bus
|  |  | Dec 10% unit | Name of Bus
Step 4 | Mark the contingencies and monitored element set by a "y" in column K of Dennis' sheet, if there are a match on the filename use something to make unique |  | Dec max cumltv zone impact - cumltv zone share | 0
|  |  | Dec max cumltv zone impact - cumltv zone share pt | 0
Step 5 | Enter Dennis' file name into cell K27 |  | Dec max cumltv zone impact - cumltv zone share unit | 0
|  |  | West Zonal weighted AWGSF | 0.048329
Step 6 | click the step one button |  | North Zonal weighted AWGSF | 0.009353
|  |  | Inc PTDF cutoff point | 0
Step 7 | Enter the line ratings in Dennis' workbook, the Input worksheet, in the cells |  | Inc PTDF cutoff unit | Name of Bus
| X6:X30, or to the end of the selected list. |  | Inc 10% unit | Name of Bus
|  |  | Inc max cumltv zone impact - cumltv zone share | 0
Step 8 | Check to see that the number of generators in Dennis' file matches the length |  | Inc max cumltv zone impact - cumltv zone share pt | 0
| of the formulas in columns L:V (Distributed Slack - Dec) have been copied through to the apporpriate number of rows |  | Inc max cumltv zone impact - cumltv zone share unit | 0
| If Dennis' sheet data is less than this file then clear any old unit data in columns A:K of this workbook to match the correct leng |  | West Zonal weighted AWGSF | 0.048329
| It is only necessary to match the Distributed Slack - Dec worksheet. |  | North Zonal weighted AWGSF | 0.009353
|  |  | Min of zone correlation | 0.022873
Step 9 | Click the step 2 button |  | Bounary gen in North Zone | 0
| The last file saved will still be open, yopu will need to close this file. |  | Bounary gen in soucre zone as % of line | 0%
| This sheet willno longer be open. |  | Bounary gen in West Zone | 0
|  |  | Bounary gen in soucre zone as % of line | 0
|  |  | OL element line rating | 100
|  |  | West Zonal weighted AWGSF | 0.049218
|  | WN_043009automation.xls | North Zonal weighted AWGSF | 0.0097284
Copy Dennis' data step 1
Copy Dennis' Data Step 2

## Distributed Slack - Dec
Number of Bus | Name of Bus | ID | Area Name of Gen | AGC | P Sensitivity of Bus | Gen MW | Min MW | Max MW | V Sensitivity of Bus | Set Volt | Tech Type | Zone Impact | Zone Correlation | Inc Max | Dec Max | Souce S.F. Weighting | Souce Capacity | Sink S.F. Weighting | Sink Capacity | PTDF Calc | PTDF Weighting | Cumulative Concentrated Capacity | Cumulative Concentrated Impact
60202 | FRNDDRCS | F | West | YES | 0.062736 | 0 | 0 | 0 | 0 | 0.9985 | AVR | 1 | 0.053383 | 0 | 0 | 0 | 0 |  |  | 0.053383 | 0 | 0 | 0
60018 | DSKY1 | 1 | West | YES | 0.056691 | 21 | 0 | 84 | 0 | 1.023 | Wind | 1 | 0.047338 | 0 | 84 | 4.762 | 84 |  |  | 0.047338 | 3.9764 | 84 | 3.9764
60017 | ORNNWP1 | 1 | West | YES | 0.056429 | 20 | 0 | 80 |  | 1.027 | Wind | 1 | 0.047076 | 0 | 80 | 4.5143 | 80 |  |  | 0.047076 | 3.7661 | 164 | 7.7425
60000 | DSKY2 | 1 | West | YES | 0.056303 | 19.1 | 0 | 76.5 |  | 1.039 | Wind | 1 | 0.04695 | 0 | 76.5 | 4.3072 | 76.5 |  |  | 0.04695 | 3.5917 | 240.5 | 11.3341 | Weighted Shift Factors
6016 | SWMESA | 1 | West | YES | 0.055931 | 18.8 | 0 | 75 |  | 1.03 | Wind | 1 | 0.046578 | 0 | 75 | 4.1948 | 75 |  |  | 0.046578 | 3.4934 |  |  | West | 0.048329
60003 | KING_NE1A | 1 | West | YES | 0.055931 | 20 | 0 | 80 |  | 1.03 | Wind | 1 | 0.046578 | 0 | 80 | 4.4745 | 80 |  |  | 0.046578 | 3.7262 |  |  | North | 0.009353
60005 | KING_SE1A | 1 | West | YES | 0.055931 | 10 | 0 | 40 |  | 1.035 | Wind | 1 | 0.046578 | 0 | 40 | 2.2372 | 40 |  |  | 0.046578 | 1.8631 |  |  |  | 0.038976
38437 | TNSRBNMESA9 | 1 | West | YES | 0.055642 | 37.5 | 0 | 150 |  | 1.02 | Wind | 1 | 0.046289 | 0 | 150 | 8.3463 | 150 |  |  | 0.046289 | 6.9434
38332 | TNWDWRDU2_8 | 1 | West | YES | 0.055604 | 20 | 0 | 80 | 0 | 1.0232 | Wind | 1 | 0.046251 | 0 | 80 | 4.4483 | 80 |  |  | 0.046251 | 3.7001 |  |  | Line Cap | 100
60016 | WOODWRD11A | 1 | West | YES | 0.055593 | 20 | 0 | 80 |  | 1.033 | Wind | 1 | 0.04624 | 0 | 80 | 4.4474 | 80 |  |  | 0.04624 | 3.6992 |  |  | Conc Gen | 240.5
60201 | RIO DRCS | F | West | YES | 0.055555 | 0 | 0 | 0 | 0 | 1.025 | AVR | 1 | 0.046202 | 0 | 0 | 0 | 0 |  |  | 0.046202 | 0 |  |  | Weighted Imp. | 11.3341
60007 | KING_SW1A | 1 | West | YES | 0.05524 | 20 | 0 | 80 |  | 1.03 | Wind | 1 | 0.045887 | 0 | 80 | 4.4192 | 80 |  |  | 0.045887 | 3.671 |  |  | PTDF | 0.047127
60019 | KING_NW1A | 1 | West | YES | 0.05524 | 20 | 0 | 80 |  | 1.03 | Wind | 1 | 0.045887 | 0 | 80 | 4.4192 | 80 |  |  | 0.045887 | 3.671
76091 | L_DIVIDE1_1N | W1 | West | YES | 0.054187 | 110 | 0 | 550 |  | 1.02 | Wind | 1 | 0.044834 | 0 | 550 | 29.8028 | 550 |  |  | 0.044834 | 24.6587 |  |  | Concentration | 1.2091
76031 | L_GASCCR1_1N | W1 | West | YES | 0.053229 | 30 | 0 | 150 |  | 1.02 | Wind | 1 | 0.043876 | 0 | 150 | 7.9844 | 150 |  |  | 0.043876 | 6.5814
1349 | WESTXWIN_1G | 1 | West | YES | 0.052053 | 1.3 | 0 | 6.6 |  | 1.014 | Wind | 1 | 0.0427 | 0 | 6.6 | 0.34355 | 6.6 |  |  | 0.0427 | 0.28182 |  |  |  | Pass
1350 | NWPWRG1_1G | 1 | West | YES | 0.052053 | 6.9 | 1 | 34.3 |  | 1.014 | Wind | 1 | 0.0427 | 0 | 34.3 | 1.7854 | 34.3 |  |  | 0.0427 | 1.4646
60058 | BUFF_GAP1A | 1 | West | YES | 0.051387 | 24 | 0 | 120 |  | 1 | Wind | 1 | 0.042034 | 0 | 120 | 6.1664 | 120 |  |  | 0.042034 | 5.0441
60060 | CIRELLO | 1 | West | YES | 0.051387 | 46.6 | 0 | 233 | 0 | 1 | Wind | 1 | 0.042034 | 0 | 233 | 11.9732 | 233 |  |  | 0.042034 | 9.7939
60063 | BUFF_GAP1B | 1 | West | YES | 0.051387 | 34 | 0 | 170.2 | 0 | 1.02 | Wind | 1 | 0.042034 | 0 | 170.2 | 8.7461 | 170.2 |  |  | 0.042034 | 7.1542
60066 | H_HOLLOW1A | 1 | West | YES | 0.051387 | 44.4 | 0 | 222 | 0 | 1.005 | Wind | 1 | 0.042034 | 0 | 222 | 11.4079 | 222 |  |  | 0.042034 | 9.3315
60068 | HHOLLOW21A | 1 | West | YES | 0.051387 | 36.8 | 0 | 184 | 0 | 1.025 | Wind | 1 | 0.042034 | 0 | 184 | 9.4552 | 184 |  |  | 0.042034 | 7.7343
60070 | HHOLLOW31A | 1 | West | YES | 0.051387 | 44.8 | 0 | 224 | 0 | 1.025 | Wind | 1 | 0.042034 | 0 | 224 | 11.5107 | 224 |  |  | 0.042034 | 9.4156
60072 | HHOLLOW41A | 1 | West | YES | 0.051387 | 23 | 0 | 115 | 0 | 1.025 | Wind | 1 | 0.042034 | 0 | 115 | 5.9095 | 115 |  |  | 0.042034 | 4.8339
6407 | TURKTRAK1A | 1 | West | YES | 0.05015 | 33.9 | 0 | 169.5 | 0 | 1.025 | Wind | 1 | 0.040797 | 0 | 169.5 | 8.5004 | 169.5 |  |  | 0.040797 | 6.9151
1002 | PBCTAGE_1G | A | West | YES | 0.050027 | 64 | 64 | 66 | 0 | 1.036 | GGT | 1 | 0.040674 | 66 | 66 | 3.3018 | 66 |  |  | 0.040674 | 2.6845
1003 | PBCTBGE_2G | B | West | YES | 0.050027 | 65 | 65 | 66 | 0 | 1.036 | GGT | 1 | 0.040674 | 66 | 66 | 3.3018 | 66 |  |  | 0.040674 | 2.6845
1004 | PBCTCGE_3G | C | West | YES | 0.050027 | 62 | 62 | 67 | 0 | 1.036 | GGT | 1 | 0.040674 | 67 | 67 | 3.3518 | 67 |  |  | 0.040674 | 2.7252
1005 | PBCTDGE_4G | D | West | YES | 0.050027 | 65 | 65 | 68 | 0 | 1.036 | GGT | 1 | 0.040674 | 68 | 68 | 3.4018 | 68 |  |  | 0.040674 | 2.7658
1006 | PBCTEGE_5G | E | West | YES | 0.050027 | 65 | 65 | 67 | 0 | 1.036 | GGT | 1 | 0.040674 | 67 | 67 | 3.3518 | 67 |  |  | 0.040674 | 2.7252
1007 | PB5GEN_6G | 5 | West | YES | 0.050027 | 91.2 | 40 | 114 | 0 | 1.036 | GST | 1 | 0.040674 | 114 | 114 | 5.7031 | 114 |  |  | 0.040674 | 4.6368
1008 | PB6GEN_7G | 6 | West | YES | 0.050027 | 515 | 130 | 515 | 0 | 1.036 | GST | 1 | 0.040674 | 515 | 515 | 25.7639 | 515 |  |  | 0.040674 | 20.9471
7038 | L_DELAWA1_1Y | 1 | West | YES | 0.04996 | 3.5 | 0 | 35 | 0 | 1 | Wind | 1 | 0.040607 | 0 | 35 | 1.7486 | 35 |  |  | 0.040607 | 1.4212
7038 | L_DELAWA1_1Y | 2 | West | YES | 0.04996 | 3 | 0 | 30 | 0 | 1 | Wind | 1 | 0.040607 | 0 | 30 | 1.4988 | 30 |  |  | 0.040607 | 1.2182
1146 | NOTREES_1G | 1 | West | YES | 0.049828 | 29.8 | 0 | 149 | 0 | 1.017 | #N/A | 1 | 0.040475 | 149 | 149 | 7.4244 | 149 |  |  | 0.040475 | 6.0308
1320 | BSP 1 | 1 | West | YES | 0.049548 | 25.5 | 2.9 | 25.8 | 0 | 1 | Cogen | 1 | 0.040195 | 0 | 0 | 0 | 0 |  |  | 0.040195 | 0
11020 | TIEHVSG_1G | 1 | West | YES | 0.049293 | 208.2 | 63 | 208.2 | 0 | 1.012 | CC | 1 | 0.03994 | 208.2 | 208.2 | 10.2628 | 208.2 |  |  | 0.03994 | 8.3155
11021 | TIEHVCG_1G | 1 | West | YES | 0.049293 | 142.1 | 103 | 142.1 | 0 | 1.012 | CC | 1 | 0.03994 | 142.1 | 142.1 | 7.0045 | 142.1 |  |  | 0.03994 | 5.6755
11022 | TIEHVCG_2G | 1 | West | YES | 0.049293 | 132.4 | 103 | 132.4 | 0 | 1.012 | CC | 1 | 0.03994 | 132.4 | 132.4 | 6.5264 | 132.4 |  |  | 0.03994 | 5.2881
11023 | TIEHVCG_3G | 1 | West | YES | 0.049293 | 137.4 | 103 | 137.4 | 0 | 1.012 | CC | 1 | 0.03994 | 137.4 | 137.4 | 6.7729 | 137.4 |  |  | 0.03994 | 5.4878
11024 | TIEHVCG_4G | 1 | West | YES | 0.049293 | 147 | 103 | 147 | 0 | 1.012 | CC | 1 | 0.03994 | 147 | 147 | 7.2461 | 147 |  |  | 0.03994 | 5.8712
11025 | TIEHVSG_2G | 1 | West | YES | 0.049293 | 213.2 | 63 | 213.2 | 0 | 1.012 | CC | 1 | 0.03994 | 213.2 | 213.2 | 10.5093 | 213.2 |  |  | 0.03994 | 8.5152
11001 | NAV1CT | 1 | West | YES | 0.049283 | 70.4 | 18 | 70.4 | 0 | 1.029 | CC | 1 | 0.03993 | 70.4 | 70.4 | 3.4695 | 70.4 |  |  | 0.03993 | 2.8111
11009 | NAV2CT | 1 | West | YES | 0.049283 | 71.4 | 18 | 71.4 | 0 | 1.029 | CC | 1 | 0.03993 | 71.4 | 71.4 | 3.5188 | 71.4 |  |  | 0.03993 | 2.851
11011 | NAV3ST | 1 | West | YES | 0.049283 | 92.8 | 40 | 92.8 | 0 | 1.029 | CC | 1 | 0.03993 | 92.8 | 92.8 | 4.5735 | 92.8 |  |  | 0.03993 | 3.7055
11012 | NAV4CT | 1 | West | YES | 0.049283 | 80 | 18 | 80 | 0 | 1.029 | CC | 1 | 0.03993 | 80 | 80 | 3.9426 | 80 |  |  | 0.03993 | 3.1944
11013 | NAV5CT | 1 | West | YES | 0.049283 | 80 | 18 | 80 | 0 | 1.029 | CC | 1 | 0.03993 | 80 | 80 | 3.9426 | 80 |  |  | 0.03993 | 3.1944
11014 | NAV6ST | 1 | West | YES | 0.049283 | 115 | 40 | 115 | 0 | 1.029 | CC | 1 | 0.03993 | 115 | 115 | 5.6675 | 115 |  |  | 0.03993 | 4.592
1326 | STANTONW_8 | 1 | West | YES | 0.049207 | 20.1 | 0 | 100.5 |  | 1.01 | Wind | 1 | 0.039854 | 0 | 100.5 | 4.9453 | 100.5 |  |  | 0.039854 | 4.0053
1328 | OCOTILLO_1G | 1 | West | YES | 0.049117 | 11.6 | 0 | 58 |  | 1.01 | Wind | 1 | 0.039764 | 0 | 58 | 2.8488 | 58 |  |  | 0.039764 | 2.3063
1333 | MCDDONAL_8 | 1 | West | YES | 0.048958 | 42.8 | 0 | 214.2 |  | 1.01 | Wind | 1 | 0.039605 | 0 | 214.2 | 10.4868 | 214.2 |  |  | 0.039605 | 8.4834
1045 | CALENG1G_1G | 1 | West | YES | 0.048662 | 73.4 | 27 | 73.4 | 0 | 1.014 | Cogen | 1 | 0.039309 | 0 | 0 | 0 | 0 |  |  | 0.039309 | 0
1046 | CALENG2G_2G | 2 | West | YES | 0.048662 | 73.4 | 27 | 73.4 | 0 | 1.014 | Cogen | 1 | 0.039309 | 0 | 0 | 0 | 0 |  |  | 0.039309 | 0
1047 | CALENG3G_3G | 3 | West | YES | 0.048662 | 70.4 | 27 | 70.4 | 0 | 1.014 | Cogen | 1 | 0.039309 | 0 | 0 | 0 | 0 |  |  | 0.039309 | 0
1327 | WILDHRSE_1G | 1 | West | YES | 0.048569 | 24 | 0 | 120 |  | 1 | Wind | 1 | 0.039216 | 0 | 120 | 5.8283 | 120 |  |  | 0.039216 | 4.7059
1058 | LONGSHORE_5 | 1 | West | YES | 0.048517 | 30 | 0 | 150 |  | 1.01 | Wind | 1 | 0.039164 | 0 | 150 | 7.2775 | 150 |  |  | 0.039164 | 5.8746
1058 | LONGSHORE_5 | 2 | West | YES | 0.048517 | 44 | 0 | 220 |  | 1.01 | Wind | 1 | 0.039164 | 0 | 220 | 10.6737 | 220 |  |  | 0.039164 | 8.6161
1058 | LONGSHORE_5 | 3 | West | YES | 0.048517 | 23.4 | 0 | 117 |  | 1.01 | Wind | 1 | 0.039164 | 0 | 117 | 5.6765 | 117 |  |  | 0.039164 | 4.5822
1170 | AIRLAMESA_1G | 1 | West | YES | 0.048491 | 0 | 0 | 180 |  | 1 | #N/A | 1 | 0.039138 | 180 | 180 | 8.7284 | 180 |  |  | 0.039138 | 7.0448
1360 | GUNSIGHT_8 | 1 | West | YES | 0.048487 | 24 | 0 | 120 | 0 | 1.01 | Wind | 1 | 0.039134 | 0 | 120 | 5.8184 | 120 |  |  | 0.039134 | 4.6961
1416 | SWETWATR_1G | 1 | West | YES | 0.048311 | 30 | 18 | 30 | 0 | 1.026 | CC | 1 | 0.038958 | 30 | 30 | 1.4493 | 30 |  |  | 0.038958 | 1.1687
1417 | SWETWATR_2G | 2 | West | YES | 0.048311 | 72 | 36 | 72 | 0 | 1.026 | CC | 1 | 0.038958 | 72 | 72 | 3.4784 | 72 |  |  | 0.038958 | 2.805
1418 | SWETWATR_3G | 3 | West | YES | 0.048311 | 68 | 36 | 68 | 0 | 1.026 | CC | 1 | 0.038958 | 68 | 68 | 3.2851 | 68 |  |  | 0.038958 | 2.6491
1419 | SWETWATR_4G | 4 | West | YES | 0.048311 | 61 | 36 | 61 | 0 | 1.026 | CC | 1 | 0.038958 | 61 | 61 | 2.947 | 61 |  |  | 0.038958 | 2.3764
1037 | MORGAN5G_5G | 5 | West | YES | 0.047982 | 109.6 | 40 | 137 | 0 | 1.029 | GST | 1 | 0.038629 | 137 | 137 | 6.5735 | 137 |  |  | 0.038629 | 5.2922
1039 | MRGNAG_1G | A | West | YES | 0.047982 | 69 | 69 | 69 | 0 | 1.029 | GGT | 1 | 0.038629 | 69 | 69 | 3.3108 | 69 |  |  | 0.038629 | 2.6654
1040 | MRGNBG_2G | B | West | YES | 0.047982 | 70 | 70 | 71 | 0 | 1.029 | GGT | 1 | 0.038629 | 71 | 71 | 3.4067 | 71 |  |  | 0.038629 | 2.7427
1041 | MRGNCG_3G | C | West | YES | 0.047982 | 69 | 69 | 70 | 0 | 1.029 | GGT | 1 | 0.038629 | 70 | 70 | 3.3587 | 70 |  |  | 0.038629 | 2.704
1042 | MRGNDG_4G | D | West | YES | 0.047982 | 68 | 68 | 68 | 0 | 1.029 | GGT | 1 | 0.038629 | 68 | 68 | 3.2628 | 68 |  |  | 0.038629 | 2.6268
1043 | MRGNEG_5G | E | West | YES | 0.047982 | 68 | 68 | 70 | 0 | 1.029 | GGT | 1 | 0.038629 | 70 | 70 | 3.3587 | 70 |  |  | 0.038629 | 2.704
1044 | MRGNFG_6G | F | West | YES | 0.047982 | 66 | 66 | 66 | 0 | 1.029 | GGT | 1 | 0.038629 | 66 | 66 | 3.1668 | 66 |  |  | 0.038629 | 2.5495
1302 | COYOTEWG_8 | 1 | West | YES | 0.047947 | 45 | 0 | 225 |  | 1.01 | #N/A | 1 | 0.038594 | 225 | 225 | 10.7881 | 225 |  |  | 0.038594 | 8.6837
71051 | L_BITTCR1_1N | W1 | West | YES | 0.047891 | 7.5 | 0 | 37.5 |  | 1.02 | Wind | 1 | 0.038538 | 0 | 37.5 | 1.7959 | 37.5 |  |  | 0.038538 | 1.4452
71054 | L_SWEETW1_1N | W1 | West | YES | 0.047891 | 21.5 | 0 | 107.5 |  | 1.02 | Wind | 1 | 0.038538 | 0 | 107.5 | 5.1483 | 107.5 |  |  | 0.038538 | 4.1428
71057 | L_SWEETW1_2N | W1 | West | YES | 0.047891 | 27 | 0 | 135 |  | 1.02 | Wind | 1 | 0.038538 | 0 | 135 | 6.4653 | 135 |  |  | 0.038538 | 5.2026
71059 | L_SWEETW1_3N | W1 | West | YES | 0.047891 | 23.8 | 0 | 119 | 0 | 1.02 | Wind | 1 | 0.038538 | 0 | 119 | 5.699 | 119 |  |  | 0.038538 | 4.586
71060 | L_SWEETW1_4N | W1 | West | YES | 0.047891 | 21 | 0 | 105 | 0 | 1.02 | Wind | 1 | 0.038538 | 0 | 105 | 5.0286 | 105 |  |  | 0.038538 | 4.0465
1301 | BULLCREK_8 | 1 | West | YES | 0.047558 | 36 | 0 | 180 | 0 | 1.017 | #N/A | 1 | 0.038205 | 180 | 180 | 8.5604 | 180 |  |  | 0.038205 | 6.8769
6637 | SNYDERW1A | 1 | West | YES | 0.047293 | 12.6 | 0 | 63 | 0 | 1.025 | Wind | 1 | 0.03794 | 0 | 63 | 2.9795 | 63 |  |  | 0.03794 | 2.3902
1068 | SCURRYCW_1G | 1 | West | YES | 0.047058 | 28.2 | 1.3 | 141 |  | 1.01 | Wind | 1 | 0.037705 | 0 | 141 | 6.6352 | 141 |  |  | 0.037705 | 5.3164
1073 | SCURRYCW_2G | 2 | West | YES | 0.047058 | 24 | 0 | 120 | 0 | 1.017 | Wind | 1 | 0.037705 | 0 | 120 | 5.647 | 120 |  |  | 0.037705 | 4.5246
60057 | CALLAHAN1A | 1 | West | YES | 0.047036 | 22.8 | 0 | 114 | 0 | 1.04 | Wind | 1 | 0.037683 | 0 | 114 | 5.3621 | 114 |  |  | 0.037683 | 4.2959
1061 | CIELOGEN_1G | 1 | West | YES | 0.047035 | 19.8 | 0 | 99 |  | 1 | Wind | 1 | 0.037682 | 0 | 99 | 4.6565 | 99 |  |  | 0.037682 | 3.7305
1062 | CIELOGEN_2G | 1 | West | YES | 0.047035 | 12.2 | 0 | 61 |  | 1 | Wind | 1 | 0.037682 | 0 | 61 | 2.8691 | 61 |  |  | 0.037682 | 2.2986
1069 | KINDERMG_1G | 1 | West | YES | 0.047035 | 25 | 5 | 25 | 0 | 1.017 | Cogen | 1 | 0.037682 | 0 | 0 | 0 | 0 |  |  | 0.037682 | 0
1070 | KINDERMG_2G | 1 | West | YES | 0.047035 | 45.7 | 12 | 45.7 | 0 | 1.017 | Cogen | 1 | 0.037682 | 0 | 0 | 0 | 0 |  |  | 0.037682 | 0
1071 | KINDERMG_3G | 1 | West | YES | 0.047035 | 45.7 | 12 | 45.7 | 0 | 1.017 | Cogen | 1 | 0.037682 | 0 | 0 | 0 | 0 |  |  | 0.037682 | 0
36998 | RDCNYNG1 | 1 | West | YES | 0.046375 | 16.8 | 0 | 84 |  | 1.01 | Wind | 1 | 0.037022 | 0 | 84 | 3.8955 | 84 |  |  | 0.037022 | 3.1098
1343 | TRENTIPP_8 | 1 | West | YES | 0.045691 | 30 | 0 | 150 |  | 1.014 | Wind | 1 | 0.036338 | 0 | 150 | 6.8537 | 150 |  |  | 0.036338 | 5.4507
1354 | AEPWIND_8 | 1 | West | YES | 0.045691 | 20.2 | 0 | 101 |  | 1 | Wind | 1 | 0.036338 | 0 | 101 | 4.6148 | 101 |  |  | 0.036338 | 3.6701
1049 | ROSCOEWI_5 | 1 | West | YES | 0.04468 | 41.8 | 0 | 209 |  | 1.01 | #N/A | 1 | 0.035327 | 209 | 209 | 9.3381 | 209 |  |  | 0.035327 | 7.3833
1057 | ROSCOEWI_5 | 2 | West | YES | 0.04468 | 25.3 | 0 | 126.5 |  | 1.01 | #N/A | 1 | 0.035327 | 126.5 | 126.5 | 5.652 | 126.5 |  |  | 0.035327 | 4.4689
1060 | ROSCOEWI_5 | 3 | West | YES | 0.04468 | 39.4 | 0 | 197 | 0 | 1.01 | #N/A | 1 | 0.035327 | 197 | 197 | 8.802 | 197 |  |  | 0.035327 | 6.9594
1072 | ROSCOEWI_5 | 4 | West | YES | 0.04468 | 63.6 | 0 | 318 | 0 | 1.01 | #N/A | 1 | 0.035327 | 318 | 318 | 14.2082 | 318 |  |  | 0.035327 | 11.234
6144 | MCADOO1A | 1 | West | YES | 0.043478 | 15 | 0 | 150 | 0 | 1.025 | Wind | 1 | 0.034125 | 0 | 150 | 6.5217 | 150 |  |  | 0.034125 | 5.1188
60081 | WHRLWIND1A | 1 | West | YES | 0.040113 | 12 | 0 | 60 | 0 | 1.03 | Wind | 1 | 0.03076 | 0 | 60 | 2.4068 | 60 |  |  | 0.03076 | 1.8456
60052 | WILDHRS11A | 1 | West | YES | 0.037904 | 25.3 | 0 | 126.5 | 0 | 1.005 | #N/A | 1 | 0.028551 | 126.5 | 126.5 | 4.7949 | 126.5 |  |  | 0.028551 | 3.6117
60053 | WILDHRS21A | 1 | West | YES | 0.037904 | 7.8 | 0 | 39 | 0 | 1.025 | #N/A | 1 | 0.028551 | 39 | 39 | 1.4783 | 39 |  |  | 0.028551 | 1.1135
6100 | OKLA7A | EQ | West | YES | 0.031901 | 50 | -220 | 220 | 0 | 1.035 | DCTie | 1 | 0.022548 | 0 | 0 | 0 | 0 |  |  | 0.022548 | 0
6752 | OKLA0A | 1 | West | YES | 0.031901 | 649.7 | 175 | 649.7 | 0 | 1.035 | LIGCO | 1 | 0.022548 | 0 | 649.7 | 20.7261 | 649.7 |  |  | 0.022548 | 14.6494
1479 | WFCOGEN_1G | 1 | North | YES | 0.022501 | 16 | 12 | 20 | 0 | 1 | Cogen | -1 | 0.025828 | 0 | 0 |  |  | 0 | 0 | -0.025828 | 0
1479 | WFCOGEN_1G | 2 | North | YES | 0.022501 | 16 | 12 | 20 | 0 | 1 | Cogen | -1 | 0.025828 | 0 | 0 |  |  | 0 | 0 | -0.025828 | 0
1482 | WFCOGEN_2G | 1 | North | YES | 0.022501 | 16 | 12 | 20 | 0 | 1 | Cogen | -1 | 0.025828 | 0 | 0 |  |  | 0 | 0 | -0.025828 | 0
1482 | WFCOGEN_2G | 2 | North | YES | 0.022501 | 13.6 | 12 | 17 | 0 | 1 | Cogen | -1 | 0.025828 | 0 | 0 |  |  | 0 | 0 | -0.025828 | 0
1433 | GRHAMSES_1G | 1 | North | YES | 0.022468 | 242 | 60 | 242 | 0 | 1.038 | GST | -1 | 0.025861 | 242 | 242 |  |  | 5.4373 | 242 | -0.025861 | -6.2583
1432 | GRHAMSES_2G | 2 | North | YES | 0.02039 | 294.9 | 90 | 366 | 0 | 1.014 | GST | -1 | 0.027939 | 366 | 366 |  |  | 7.4627 | 366 | -0.027939 | -10.2256
1437 | MESQUITW_1G | 1 | North | YES | 0.02039 | 40 | 0 | 400 | 0 | 1.023 | Wind | -1 | 0.027939 | 0 | 400 |  |  | 0 | 0 | -0.027939 | 0
1438 | MESQUITW_2G | 1 | North | YES | 0.02039 | 23.6 | 0 | 236 |  | 1.017 | Wind | -1 | 0.027939 | 0 | 236 |  |  | 0 | 0 | -0.027939 | 0
1442 | COKFIELD_5 | 1 | North | YES | 0.02039 | 16.5 | 0 | 165 |  | 1.029 | Wind | -1 | 0.027939 | 0 | 165 |  |  | 0 | 0 | -0.027939 | 0
1643 | SLSTR1PP_1G | 1 | North | YES | 0.020046 | 6 | 0 | 60 | 0 | 1.022 | Wind | -1 | 0.028283 | 0 | 60 |  |  | 0 | 0 | -0.028283 | 0
1600 | BARTNWND_1G | 1 | North | YES | 0.018982 | 12 | 0 | 120 | 0 | 1.022 | Wind | -1 | 0.029347 | 0 | 120 |  |  | 0 | 0 | -0.029347 | 0
344 | MRSSHPRD | 1 | North | YES | 0.018859 | 12 | 0 | 12 |  | 1.03 | Hydro | -1 | 0.02947 | 0 | 0 |  |  | 0 | 0 | -0.02947 | 0
345 | MRSSHPRD01 | 2 | North | YES | 0.018859 | 12 | 0 | 12 |  | 1.03 | Hydro | -1 | 0.02947 | 0 | 0 |  |  | 0 | 0 | -0.02947 | 0
1453 | WCPWRCO_1G | 1 | North | YES | 0.016772 | 204 | 50 | 204 | 0 | 1.02 | CC | -1 | 0.031557 | 204 | 204 |  |  | 3.4215 | 204 | -0.031557 | -6.4376
1454 | WCPWRCO_2G | 2 | North | YES | 0.016772 | 204 | 50 | 204 | 0 | 1.02 | CC | -1 | 0.031557 | 204 | 204 |  |  | 3.4215 | 204 | -0.031557 | -6.4376
1455 | WCPWRCO_3G | 3 | North | YES | 0.016772 | 242 | 50 | 242 |  | 1.02 | CC | -1 | 0.031557 | 242 | 242 |  |  | 4.0588 | 242 | -0.031557 | -7.6367
8032 | AMISTADHYD1 | 1 | South | YES | 0.016018 | 33 | 13 | 33 | 0 | 1.0375 | Hydro | -1 | 0.032311 | 0 | 0 |  |  |  |  | -0.032311 | 0
8033 | AMISTADHYD2 | 2 | South | YES | 0.016018 | 25 | 13 | 25 | 0 | 1.0375 | Hydro | -1 | 0.032311 | 0 | 0 |  |  |  |  | -0.032311 | 0
88253 | HAMILTON | F | South | YES | 0.016018 | 0 | 0 | 0 | 0 | 1.04 | BLT | -1 | 0.032311 | 0 | 0 |  |  |  |  | -0.032311 | 0
332 | RWMILLER01 | 1 | North | YES | 0.015257 | 58.4 | 18.5 | 73 | 0 | 1.04 | GST | -1 | 0.033072 | 73 | 73 |  |  | 1.1138 | 73 | -0.033072 | -2.4142
333 | RWMILLER02 | 2 | North | YES | 0.015257 | 95.2 | 37 | 119 | 0 | 1.04 | GST | -1 | 0.033072 | 119 | 119 |  |  | 1.8156 | 119 | -0.033072 | -3.9355
334 | RWMILLER03 | 3 | North | YES | 0.015257 | 166.4 | 65 | 208 | 0 | 1.04 | GST | -1 | 0.033072 | 208 | 208 |  |  | 3.1735 | 208 | -0.033072 | -6.8789
335 | RWMILLER04 | 4 | North | YES | 0.015257 | 81.6 | 0 | 102 | 0 | 1.04 | GST | -1 | 0.033072 | 102 | 102 |  |  | 1.5562 | 102 | -0.033072 | -3.3733
336 | RWMILLER05 | 5 | North | YES | 0.015257 | 80.8 | 0 | 101 | 0 | 1.04 | GST | -1 | 0.033072 | 101 | 101 |  |  | 1.541 | 101 | -0.033072 | -3.3402
503 | NTHTEXAS01 | 1 | North | YES | 0.015158 | 0 | 5 | 18 |  | 1.015 | GST | -1 | 0.033171 | 18 | 18 |  |  | 0.27284 | 18 | -0.033171 | -0.59707
504 | NTHTEXAS02 | 2 | North | YES | 0.015158 | 14.4 | 5 | 18 |  | 1.015 | GST | -1 | 0.033171 | 18 | 18 |  |  | 0.27284 | 18 | -0.033171 | -0.59707
505 | NTHTEXAS03 | 3 | North | YES | 0.015158 | 30.4 | 15 | 38 |  | 1.015 | GST | -1 | 0.033171 | 38 | 38 |  |  | 0.576 | 38 | -0.033171 | -1.2605
580 | JCKCNTY801 | 1 | North | YES | 0.014965 | 288 | 0 | 288 | 0 | 1.022 | CC | -1 | 0.033364 | 288 | 288 |  |  | 4.3099 | 288 | -0.033364 | -9.6087
581 | JCKCNTY802 | 2 | North | YES | 0.014965 | 147 | 0 | 147 | 0 | 1.022 | CC | -1 | 0.033364 | 147 | 147 |  |  | 2.1999 | 147 | -0.033364 | -4.9045
582 | JCKCNTY803 | 3 | North | YES | 0.014965 | 147 | 0 | 147 | 0 | 1.022 | CC | -1 | 0.033364 | 147 | 147 |  |  | 2.1999 | 147 | -0.033364 | -4.9045
1898 | COMCHEPK_1G | 1 | North | YES | 0.014401 | 1159 | 1150 | 1159 | 0 | 1.032 | Nuc | -1 | 0.033928 | 0 | 0 |  |  | 0 | 0 | -0.033928 | 0
1899 | COMCHEPK_2G | 2 | North | YES | 0.014401 | 1159 | 1128 | 1159 | 0 | 1.032 | Nuc | -1 | 0.033928 | 0 | 0 |  |  | 0 | 0 | -0.033928 | 0
728 | WOLFRIDGE801 | 1 | North | YES | 0.014183 | 11.2 | 0 | 112.5 | 0 | 0.99 | Wind | -1 | 0.034146 | 0 | 112.5 |  |  | 0 | 0 | -0.034146 | 0
1877 | WLFHOLW_1G | 1 | North | YES | 0.013937 | 217.3 | 89.2 | 217.3 | 0 | 1.032 | CC | -1 | 0.034392 | 217.3 | 217.3 |  |  | 3.0285 | 217.3 | -0.034392 | -7.4733
1878 | WLFHOLW_2G | 2 | North | YES | 0.013937 | 215.7 | 105 | 215.7 | 0 | 1.032 | CC | -1 | 0.034392 | 215.7 | 215.7 |  |  | 3.0062 | 215.7 | -0.034392 | -7.4183
1879 | WLFHOLW_3G | 3 | North | YES | 0.013937 | 272.4 | 89.2 | 272.4 | 0 | 1.032 | CC | -1 | 0.034392 | 272.4 | 272.4 |  |  | 3.7964 | 272.4 | -0.034392 | -9.3683
1889 | DECRDOVA_1G | 1 | North | YES | 0.013463 | 779 | 255 | 779 | 0 | 1.02 | GSC | -1 | 0.034866 | 779 | 779 |  |  | 10.4877 | 779 | -0.034866 | -27.1604
1892 | DECRDOVA_2G | A | North | YES | 0.013177 | 65 | 65 | 70 | 0 | 1.025 | GGT | -1 | 0.035152 | 70 | 70 |  |  | 0.92239 | 70 | -0.035152 | -2.4606
1893 | DECRDOVA_3G | B | North | YES | 0.013177 | 65 | 65 | 69 | 0 | 1.025 | GGT | -1 | 0.035152 | 69 | 69 |  |  | 0.90921 | 69 | -0.035152 | -2.4255
1894 | DECRDOVA_4G | C | North | YES | 0.013177 | 65 | 65 | 69 | 0 | 1.025 | GGT | -1 | 0.035152 | 69 | 69 |  |  | 0.90921 | 69 | -0.035152 | -2.4255
1895 | DECRDOVA_5G | D | North | YES | 0.013177 | 65 | 65 | 68 | 0 | 1.025 | GGT | -1 | 0.035152 | 68 | 68 |  |  | 0.89604 | 68 | -0.035152 | -2.3903
1861 | EAGLEMNT_1G | MB | North | YES | 0.013073 | 0 | 30 | 112 |  | 1.022 | GST | -1 | 0.035256 | 0 | 0 |  |  | 0 | 0 | -0.035256 | 0
1862 | EAGLEMNT_2G | MB | North | YES | 0.013073 | 0 | 40 | 100 |  | 1.022 | GST | -1 | 0.035256 | 0 | 0 |  |  | 0 | 0 | -0.035256 | 0
1863 | EAGLEMNT_3G | MB | North | YES | 0.013073 | 0 | 50 | 378 |  | 1.022 | GST | -1 | 0.035256 | 0 | 0 |  |  | 0 | 0 | -0.035256 | 0
923 | SPENCER_G4 | 1 | North | YES | 0.012692 | 48 | 20 | 61 | 0 | 1.03 | GST | -1 | 0.035637 | 61 | 61 |  |  | 0.77421 | 61 | -0.035637 | -2.1738
924 | SPENCER_G5 | 1 | North | YES | 0.012692 | 52 | 20 | 66 | 0 | 1.03 | GST | -1 | 0.035637 | 66 | 66 |  |  | 0.83767 | 66 | -0.035637 | -2.352
1945 | HANDLEY_1G | MB | North | YES | 0.011548 | 0 | 25 | 36 |  | 0.986 | #N/A | -1 | 0.036781 | 36 | 36 |  |  | 0.41573 | 36 | -0.036781 | -1.3241
1946 | HANDLEY_2G | MB | North | YES | 0.011548 | 0 | 30 | 68 |  | 0.986 | #N/A | -1 | 0.036781 | 68 | 68 |  |  | 0.78526 | 68 | -0.036781 | -2.5011
366 | JNSNCNTY802 | 1 | North | YES | 0.011534 | 168 | 20 | 168 | 0 | 1.02 | Cogen | -1 | 0.036795 | 0 | 0 |  |  | 0 | 0 | -0.036795 | 0
367 | JNSNCNTY802 | 2 | North | YES | 0.011534 | 90 | 20 | 90 | 0 | 1.02 | Cogen | -1 | 0.036795 | 0 | 0 |  |  | 0 | 0 | -0.036795 | 0
1947 | HANDLEY_3G | 3 | North | YES | 0.011408 | 316 | 100 | 395 | 0 | 1.022 | GST | -1 | 0.036921 | 395 | 395 |  |  | 4.5062 | 395 | -0.036921 | -14.5837
1949 | HANDLEY_5G | 5 | North | YES | 0.011408 | 348 | 150 | 435 | 0 | 1.022 | GST | -1 | 0.036921 | 435 | 435 |  |  | 4.9625 | 435 | -0.036921 | -16.0605
1948 | HANDLEY_4G | 4 | North | YES | 0.011292 | 348 | 150 | 435 | 0 | 1.022 | GST | -1 | 0.037037 | 435 | 435 |  |  | 4.912 | 435 | -0.037037 | -16.111
2371 | COLLIN_1G | MB | North | YES | 0.010698 | 0 | 40 | 138 |  | 1.022 | GST | -1 | 0.037631 | 0 | 0 |  |  | 0 | 0 | -0.037631 | 0
6948 | DENISNDM | 1 | North | YES | 0.010479 | 40 | 5 | 40 | 0 | 1.015 | Hydro | -1 | 0.03785 | 0 | 0 |  |  | 0 | 0 | -0.03785 | 0
6948 | DENISNDM | 2 | North | YES | 0.010479 | 31 | 5 | 40 | 0 | 1.015 | Hydro | -1 | 0.03785 | 0 | 0 |  |  | 0 | 0 | -0.03785 | 0
2381 | NTHLK1_G | 1 | North | YES | 0.010449 | 0 | 35 | 156 |  | 1.022 | GST | -1 | 0.03788 | 156 | 156 |  |  | 1.63 | 156 | -0.03788 | -5.9092
2382 | NTHLK2_G | 2 | North | YES | 0.010449 | 0 | 35 | 181 |  | 1.022 | GST | -1 | 0.03788 | 181 | 181 |  |  | 1.8913 | 181 | -0.03788 | -6.8562
2383 | NTHLK3_G | 3 | North | YES | 0.010449 | 0 | 50 | 329 |  | 1.022 | GST | -1 | 0.03788 | 329 | 329 |  |  | 3.4377 | 329 | -0.03788 | -12.4624
1687 | VALLEY_1G | 1 | North | YES | 0.010347 | 136 | 15 | 170 | 0 | 1.029 | GST | -1 | 0.037982 | 170 | 170 |  |  | 1.759 | 170 | -0.037982 | -6.4569
1688 | VALLEY_2G | 2 | North | YES | 0.010347 | 527 | 90 | 527 | 0 | 1.029 | GSC | -1 | 0.037982 | 527 | 527 |  |  | 5.4529 | 527 | -0.037982 | -20.0163
1689 | VALLEY_3G | 3 | North | YES | 0.010166 | 0 | 25 | 375 |  | 1.003 | GST | -1 | 0.038163 | 375 | 375 |  |  | 3.8123 | 375 | -0.038163 | -14.311
11691 | KMICHICT1_G | 1 | North | YES | 0.010166 | 144 | 80 | 144 | 0 | 1.026 | CC | -1 | 0.038163 | 144 | 144 |  |  | 1.4639 | 144 | -0.038163 | -5.4954
11692 | KMICHICT2_G | 2 | North | YES | 0.010166 | 146 | 80 | 146 | 0 | 1.026 | CC | -1 | 0.038163 | 146 | 146 |  |  | 1.4842 | 146 | -0.038163 | -5.5718
11693 | KMICHIST3_G | 3 | North | YES | 0.010166 | 312 | 60 | 312 | 0 | 1.026 | CC | -1 | 0.038163 | 312 | 312 |  |  | 3.1718 | 312 | -0.038163 | -11.9068
11694 | KMICHICT4_G | 4 | North | YES | 0.010166 | 144 | 80 | 144 | 0 | 1.026 | CC | -1 | 0.038163 | 144 | 144 |  |  | 1.4639 | 144 | -0.038163 | -5.4954
11695 | KMICHICT5_G | 5 | North | YES | 0.010166 | 148 | 80 | 148 | 0 | 1.026 | CC | -1 | 0.038163 | 148 | 148 |  |  | 1.5046 | 148 | -0.038163 | -5.6481
11696 | KMICHIST6_G | 6 | North | YES | 0.010166 | 310 | 60 | 310 | 0 | 1.026 | CC | -1 | 0.038163 | 310 | 310 |  |  | 3.1515 | 310 | -0.038163 | -11.8304
1678 | LAMARPWR_1G | 1 | North | YES | 0.010112 | 160 | 67.7 | 160 | 0 | 1.038 | CC | -1 | 0.038217 | 160 | 160 |  |  | 1.6179 | 160 | -0.038217 | -6.1147
1679 | LAMARPWR_2G | 2 | North | YES | 0.010112 | 156 | 67.7 | 156 | 0 | 1.038 | CC | -1 | 0.038217 | 156 | 156 |  |  | 1.5775 | 156 | -0.038217 | -5.9618
1680 | LAMARPWR_3G | 3 | North | YES | 0.010112 | 196 | 129.1 | 196 | 0 | 1.038 | CC | -1 | 0.038217 | 196 | 196 |  |  | 1.982 | 196 | -0.038217 | -7.4905
1681 | LAMARPWR_4G | 4 | North | YES | 0.010112 | 156 | 67.7 | 156 | 0 | 1.038 | CC | -1 | 0.038217 | 156 | 156 |  |  | 1.5775 | 156 | -0.038217 | -5.9618
1682 | LAMARPWR_5G | 5 | North | YES | 0.010112 | 157 | 67.7 | 157 | 0 | 1.038 | CC | -1 | 0.038217 | 157 | 157 |  |  | 1.5876 | 157 | -0.038217 | -6
1683 | LAMARPWR_6G | 6 | North | YES | 0.010112 | 198 | 129.1 | 198 | 0 | 1.038 | CC | -1 | 0.038217 | 198 | 198 |  |  | 2.0022 | 198 | -0.038217 | -7.5669
1675 | PEC_1G | 1 | North | YES | 0.010086 | 76.7 | 35 | 76.7 | 0 | 1.022 | Cogen | -1 | 0.038243 | 0 | 0 |  |  | 0 | 0 | -0.038243 | 0
1676 | PEC_2G | 2 | North | YES | 0.010086 | 79.6 | 35 | 79.6 | 0 | 1.022 | Cogen | -1 | 0.038243 | 0 | 0 |  |  | 0 | 0 | -0.038243 | 0
1677 | PEC_3G | 3 | North | YES | 0.010086 | 88.4 | 35 | 88.4 | 0 | 1.022 | Cogen | -1 | 0.038243 | 0 | 0 |  |  | 0 | 0 | -0.038243 | 0
1701 | MOSES_1G | 1 | North | YES | 0.010005 | 558 | 175 | 558 | 0 | 1.023 | LIGCO | -1 | 0.038324 | 0 | 558 |  |  | 0 | 0 | -0.038324 | 0
1702 | MOSES_2G | 2 | North | YES | 0.010005 | 579 | 175 | 579 | 0 | 1.023 | LIGCO | -1 | 0.038324 | 0 | 579 |  |  | 0 | 0 | -0.038324 | 0
1703 | MOSES_3G | 3 | North | YES | 0.010005 | 808 | 463 | 808 | 0 | 1.023 | LIGCO | -1 | 0.038324 | 0 | 808 |  |  | 0 | 0 | -0.038324 | 0
5925 | DCEAST | EQ | North | YES | 0.010005 | 400.3 | -600 | 600 | 0 | 1.025 | DCTie | -1 | 0.038324 | 0 | 0 |  |  | 0 | 0 | -0.038324 | 0
1937 | MDLTHELP_5G | 5 | North | YES | 0.009857 | 224 | 74 | 224 | 0 | 1 | CC | -1 | 0.038472 | 224 | 224 |  |  | 2.208 | 224 | -0.038472 | -8.6177
1938 | MDLTHELP_6G | 6 | North | YES | 0.009857 | 226 | 74 | 226 | 0 | 1 | CC | -1 | 0.038472 | 226 | 226 |  |  | 2.2277 | 226 | -0.038472 | -8.6946
1943 | MDLTHELP_3G | 3 | North | YES | 0.009857 | 212 | 74 | 212 | 0 | 1 | CC | -1 | 0.038472 | 212 | 212 |  |  | 2.0897 | 212 | -0.038472 | -8.156
1944 | MDLTHELP_4G | 4 | North | YES | 0.009857 | 211 | 74 | 211 | 0 | 1 | CC | -1 | 0.038472 | 211 | 211 |  |  | 2.0798 | 211 | -0.038472 | -8.1175
2418 | MTCK2_G | 2 | North | YES | 0.009832 | 0 | 10 | 23 |  | 0.971 | #N/A | -1 | 0.038497 | 23 | 23 |  |  | 0.22614 | 23 | -0.038497 | -0.88542
2419 | MTCK3_G | MB | North | YES | 0.009832 | 0 | 10 | 63 |  | 0.971 | #N/A | -1 | 0.038497 | 63 | 63 |  |  | 0.61942 | 63 | -0.038497 | -2.4253
842 | OLINGER_G1 | 1 | North | YES | 0.00981 | 55.4 | 20 | 79 | 0 | 1.03 | GST | -1 | 0.038519 | 79 | 79 |  |  | 0.77499 | 79 | -0.038519 | -3.043
843 | OLINGER_G2 | 1 | North | YES | 0.00981 | 76.2 | 25 | 110 | 0 | 1.03 | GST | -1 | 0.038519 | 110 | 110 |  |  | 1.0791 | 110 | -0.038519 | -4.2371
844 | OLINGER_G3 | 1 | North | YES | 0.00981 | 103.9 | 45 | 150 | 0 | 1.03 | GST | -1 | 0.038519 | 150 | 150 |  |  | 1.4715 | 150 | -0.038519 | -5.7778
845 | OLINGER_G4 | 1 | North | YES | 0.00981 | 51.9 | 0 | 76 | 0 | 1.03 | GGT | -1 | 0.038519 | 76 | 76 |  |  | 0.74556 | 76 | -0.038519 | -2.9274
837 | NEWMAN_G5 | 1 | North | YES | 0.009763 | 0 | 15 | 40 |  | 1.01 | GST | -1 | 0.038566 | 40 | 40 |  |  | 0.39052 | 40 | -0.038566 | -1.5426
948 | STEAM1 | 1 | North | YES | 0.009748 | 0 | 12 | 20 |  | 1.02 | GST | -1 | 0.038581 | 20 | 20 |  |  | 0.19496 | 20 | -0.038581 | -0.77161
949 | STEAM2 | 1 | North | YES | 0.009748 | 26 | 8 | 26 | 0 | 0.99 | GST | -1 | 0.038581 | 26 | 26 |  |  | 0.25345 | 26 | -0.038581 | -1.0031
950 | STEAM3 | 1 | North | YES | 0.009748 | 41 | 13 | 42 | 0 | 1.02 | GST | -1 | 0.038581 | 42 | 42 |  |  | 0.40942 | 42 | -0.038581 | -1.6204
2413 | MTCK6_G | 6 | North | YES | 0.009661 | 0 | 30 | 118 |  | 1.022 | GST | -1 | 0.038668 | 118 | 118 |  |  | 1.14 | 118 | -0.038668 | -4.5628
2414 | MTCK7_G | 7 | North | YES | 0.009661 | 0 | 30 | 115 |  | 1.022 | GST | -1 | 0.038668 | 115 | 115 |  |  | 1.111 | 115 | -0.038668 | -4.4468
2417 | MTCK8_G | 8 | North | YES | 0.009661 | 444.8 | 60 | 556 | 0 | 1.022 | GSC | -1 | 0.038668 | 556 | 556 |  |  | 5.3715 | 556 | -0.038668 | -21.4992
2451 | LKHB1_G | 1 | North | YES | 0.009544 | 0 | 80 | 391 |  | 1.022 | GST | -1 | 0.038785 | 391 | 391 |  |  | 3.7317 | 391 | -0.038785 | -15.1648
2452 | LKHB2_G | 2 | North | YES | 0.009544 | 516 | 80 | 516 | 0 | 1.022 | GST | -1 | 0.038785 | 516 | 516 |  |  | 4.9247 | 516 | -0.038785 | -20.0129
12440 | PARKD_1SVC8 | 1 | North | YES | 0.009508 | 0 | 0 | 0 | 0 | 1.007 | GST | -1 | 0.038821 | 0 | 0 |  |  | 0 | 0 | -0.038821 | 0
12449 | PARKD_2SVC8 | 1 | North | YES | 0.009508 | 0 | 0 | 0 | 0 | 1.007 | GST | -1 | 0.038821 | 0 | 0 |  |  | 0 | 0 | -0.038821 | 0
12411 | FPLEFR1A_G | 1 | North | YES | 0.009397 | 161 | 72 | 161 | 0 | 1 | CC | -1 | 0.038932 | 161 | 161 |  |  | 1.5129 | 161 | -0.038932 | -6.268
12412 | FPLEFR1B_G | 2 | North | YES | 0.009397 | 164 | 72 | 164 | 0 | 1 | CC | -1 | 0.038932 | 164 | 164 |  |  | 1.5411 | 164 | -0.038932 | -6.3848
12413 | FPLEFR1C_G | 3 | North | YES | 0.009397 | 164 | 72 | 164 | 0 | 1 | CC | -1 | 0.038932 | 164 | 164 |  |  | 1.5411 | 164 | -0.038932 | -6.3848
12414 | FPLEFR1S_G | 4 | North | YES | 0.009397 | 414 | 191 | 414 | 0 | 1 | CC | -1 | 0.038932 | 414 | 414 |  |  | 3.8904 | 414 | -0.038932 | -16.1177
12421 | FPLEFR2A_G | 1 | North | YES | 0.009397 | 162 | 72 | 162 | 0 | 1 | CC | -1 | 0.038932 | 162 | 162 |  |  | 1.5223 | 162 | -0.038932 | -6.3069
12422 | FPLEFR2B_G | 2 | North | YES | 0.009397 | 161 | 72 | 161 | 0 | 1 | CC | -1 | 0.038932 | 161 | 161 |  |  | 1.5129 | 161 | -0.038932 | -6.268
12423 | FPLEFR2C_G | 3 | North | YES | 0.009397 | 163 | 72 | 163 | 0 | 1 | CC | -1 | 0.038932 | 163 | 163 |  |  | 1.5317 | 163 | -0.038932 | -6.3459
12424 | FPLEFR2S_G | 4 | North | YES | 0.009397 | 415 | 191 | 415 | 0 | 1 | CC | -1 | 0.038932 | 415 | 415 |  |  | 3.8998 | 415 | -0.038932 | -16.1566
1941 | MDLTHELP_1G | 1 | North | YES | 0.009025 | 216.4 | 74 | 216.4 | 0 | 1 | CC | -1 | 0.039304 | 216.4 | 216.4 |  |  | 1.953 | 216.4 | -0.039304 | -8.5053
1942 | MDLTHELP_2G | 2 | North | YES | 0.009025 | 216.1 | 74 | 216.1 | 0 | 1 | CC | -1 | 0.039304 | 216.1 | 216.1 |  |  | 1.9503 | 216.1 | -0.039304 | -8.4935
12322 | ENNSTRAC_1G | 1 | North | YES | 0.00887 | 196 | 130 | 196 | 0 | 1.036 | CC | -1 | 0.039459 | 196 | 196 |  |  | 1.7385 | 196 | -0.039459 | -7.7339
12323 | ENNSTRAC_2G | 2 | North | YES | 0.00887 | 116 | 100 | 116 | 0 | 1.036 | CC | -1 | 0.039459 | 116 | 116 |  |  | 1.0289 | 116 | -0.039459 | -4.5772
3097 | MARTLAKE_1G | 1 | North | YES | 0.008301 | 790 | 500 | 790 | 0 | 1.017 | LIGCO | -1 | 0.040028 | 0 | 790 |  |  | 0 | 0 | -0.040028 | 0
3098 | MARTLAKE_2G | 2 | North | YES | 0.008301 | 795 | 461 | 795 | 0 | 1.017 | LIGCO | -1 | 0.040028 | 0 | 795 |  |  | 0 | 0 | -0.040028 | 0
3099 | MARTLAKE_3G | 3 | North | YES | 0.008301 | 804 | 500 | 804 | 0 | 1.017 | LIGCO | -1 | 0.040028 | 0 | 804 |  |  | 0 | 0 | -0.040028 | 0
13116 | TGATEWAY_1G | 1 | North | YES | 0.008152 | 151 | 30 | 151 | 0 | 1.0232 | CC | -1 | 0.040177 | 151 | 151 |  |  | 1.231 | 151 | -0.040177 | -6.0667
13117 | TGATEWAY_2G | 2 | North | YES | 0.008152 | 130 | 30 | 130 | 0 | 1.0232 | CC | -1 | 0.040177 | 130 | 130 |  |  | 1.0598 | 130 | -0.040177 | -5.223
13118 | TGATEWAY_3G | 3 | North | YES | 0.008152 | 148 | 30 | 148 | 0 | 1.0232 | CC | -1 | 0.040177 | 148 | 148 |  |  | 1.2065 | 148 | -0.040177 | -5.9461
13119 | TGATEWAY_4G | 4 | North | YES | 0.008152 | 399 | 65 | 399 | 0 | 1.0232 | CC | -1 | 0.040177 | 399 | 399 |  |  | 3.2526 | 399 | -0.040177 | -16.0305
3348 | CHAMPION_1G | MB | North | YES | 0.008006 | 0 | 42 | 42 |  | 1 | Cogen | -1 | 0.040323 | 0 | 0 |  |  | 0 | 0 | -0.040323 | 0
3113 | LUFKINWB_1G | 1 | North | YES | 0.007993 | 0 | 0 | 50 |  | 1.01 | #N/A | -1 | 0.040336 | 50 | 50 |  |  | 0.39965 | 50 | -0.040336 | -2.0168
3107 | STRYKER_1G | 1 | North | YES | 0.007925 | 145.6 | 45 | 182 | 0 | 1.029 | GST | -1 | 0.040404 | 182 | 182 |  |  | 1.4424 | 182 | -0.040404 | -7.3535
3108 | STRYKER_2G | 2 | North | YES | 0.007925 | 484 | 75 | 484 | 0 | 1.029 | GST | -1 | 0.040404 | 484 | 484 |  |  | 3.8357 | 484 | -0.040404 | -19.5554
3126 | TRINIDAD_6G | 1 | North | YES | 0.00783 | 179.2 | 46 | 224 | 0 | 1 | GST | -1 | 0.040499 | 224 | 224 |  |  | 1.7539 | 224 | -0.040499 | -9.0717
8262 | ELPS | 1 | South | YES | 0.00736 | 6 | 6 | 6 | 0 | 1.15 | Hydro | -1 | 0.040969 | 0 | 0 |  |  |  |  | -0.040969 | 0
13134 | CALFREST_4G | 4 | North | YES | 0.006674 | 151.5 | 40 | 151.5 | 0 | 1.031 | CC | -1 | 0.041655 | 151.5 | 151.5 |  |  | 1.0111 | 151.5 | -0.041655 | -6.3107
13135 | CALFREST_5G | 5 | North | YES | 0.006674 | 152.3 | 57 | 152.3 | 0 | 1.031 | CC | -1 | 0.041655 | 152.3 | 152.3 |  |  | 1.0165 | 152.3 | -0.041655 | -6.344
13136 | CALFREST_6G | 6 | North | YES | 0.006674 | 177.5 | 40 | 177.5 | 0 | 1.031 | CC | -1 | 0.041655 | 177.5 | 177.5 |  |  | 1.1846 | 177.5 | -0.041655 | -7.3937
13131 | CALFREST_1G | 1 | North | YES | 0.006623 | 150.7 | 40 | 150.7 | 0 | 1.031 | CC | -1 | 0.041706 | 150.7 | 150.7 |  |  | 0.99809 | 150.7 | -0.041706 | -6.285
13132 | CALFREST_2G | 2 | North | YES | 0.006623 | 151 | 57 | 151 | 0 | 1.031 | CC | -1 | 0.041706 | 151 | 151 |  |  | 1.0001 | 151 | -0.041706 | -6.2976
13133 | CALFREST_3G | 3 | North | YES | 0.006623 | 177.4 | 40 | 177.4 | 0 | 1.031 | CC | -1 | 0.041706 | 177.4 | 177.4 |  |  | 1.1749 | 177.4 | -0.041706 | -7.3986
3381 | BBRN_1G | 1 | North | YES | 0.006332 | 618 | 225 | 618 | 0 | 1.03 | LIGCO | -1 | 0.041997 | 0 | 618 |  |  | 0 | 0 | -0.041997 | 0
3382 | BBRN_2G | 2 | North | YES | 0.006332 | 589 | 225 | 589 | 0 | 1.03 | LIGCO | -1 | 0.041997 | 0 | 589 |  |  | 0 | 0 | -0.041997 | 0
80010 | EPLVT1 | F | South | YES | 0.005347 | 0 | 0 | 0 |  | 1.0376 | #N/A | -1 | 0.042982 | 0 | 0 |  |  |  |  | -0.042982 | 0
244 | WHITNYDM01 | 1 | North | YES | 0.005124 | 15 | 0 | 15 | 0 | 1.035 | Hydro | -1 | 0.043205 | 0 | 0 |  |  | 0 | 0 | -0.043205 | 0
245 | WHITNYDM02 | 2 | North | YES | 0.005124 | 15 | 0 | 15 | 0 | 1.035 | Hydro | -1 | 0.043205 | 0 | 0 |  |  | 0 | 0 | -0.043205 | 0
48721 | LEG_1___1 | 1 | North | YES | 0.003841 | 827 | 357 | 827 | 0 | 1.0348 | LIGCO | -1 | 0.044488 | 0 | 827 |  |  | 0 | 0 | -0.044488 | 0
48722 | LEG_2___2 | 2 | North | YES | 0.003841 | 819 | 357 | 819 | 0 | 1.0348 | LIGCO | -1 | 0.044488 | 0 | 819 |  |  | 0 | 0 | -0.044488 | 0
251 | BOSQUESW803 | 2 | North | YES | 0.00371 | 150 | 0 | 150 |  | 1.032 | CC | -1 | 0.044619 | 150 | 150 |  |  | 0.5565 | 150 | -0.044619 | -6.6928
253 | BOSQUESW804 | 2 | North | YES | 0.00371 | 80 | 0 | 80 |  | 1.032 | CC | -1 | 0.044619 | 80 | 80 |  |  | 0.2968 | 80 | -0.044619 | -3.5695
39960 | TNTNPONE_18 | 1 | North | YES | 0.002838 | 152.3 | 30 | 152.3 |  | 1.04 | LIGCO | -1 | 0.045491 | 0 | 152.3 |  |  | 0 | 0 | -0.045491 | 0
39970 | TNTNPONE_28 | 1 | North | YES | 0.002838 | 153 | 30 | 153 |  | 1.04 | LIGCO | -1 | 0.045491 | 0 | 153 |  |  | 0 | 0 | -0.045491 | 0
238 | BOSQUESW505 | 1 | North | YES | 0.002578 | 255 | 0 | 255 | 0 | 1.02 | CC | -1 | 0.045751 | 255 | 255 |  |  | 0.65739 | 255 | -0.045751 | -11.6664
239 | BOSQUESW502 | 1 | North | YES | 0.002578 | 119.2 | 0 | 149 | 0 | 1.02 | GGT | -1 | 0.045751 | 149 | 149 |  |  | 0.38412 | 149 | -0.045751 | -6.8169
247 | BOSQUESW501 | 2 | North | YES | 0.002578 | 124.8 | 0 | 156 | 0 | 1.02 | GGT | -1 | 0.045751 | 156 | 156 |  |  | 0.40217 | 156 | -0.045751 | -7.1371
3403 | THOUSE_1G | 1 | North | YES | 0.001247 | 563 | 200 | 563 | 0 | 1.012 | GSC | -1 | 0.047082 | 563 | 563 |  |  | 0.70206 | 563 | -0.047082 | -26.507
3404 | THOUSE_2G | 2 | North | YES | 0.001247 | 807 | 250 | 807 | 0 | 1.012 | GSC | -1 | 0.047082 | 807 | 807 |  |  | 1.0063 | 807 | -0.047082 | -37.9949
990 | GIBN_CREK_G1 | 1 | North | YES | 0.000368 | 463 | 200 | 463 | 0 | 1.0275 | LIGCO | -1 | 0.047961 | 0 | 463 |  |  | 0 | 0 | -0.047961 | 0
3416 | LAKE_CRK1_G | 1 | North | YES | 0.000349 | 60 | 33 | 75 |  | 1.029 | GST | -1 | 0.04798 | 75 | 75 |  |  | 0.026175 | 75 | -0.04798 | -3.5985
3417 | LAKE_CRK2_G | 2 | North | YES | 0.000349 | 177.6 | 40 | 222 | 0 | 1.029 | GST | -1 | 0.04798 | 222 | 222 |  |  | 0.077478 | 222 | -0.04798 | -10.6515
32798 | BRYN_TAMUGEN | 1 | North | YES | 0.000239 | 32 | 0 | 32 |  | 1.02 | GST | -1 | 0.04809 | 32 | 32 |  |  | 0.007648 | 32 | -0.04809 | -1.5389
32886 | BRYN_ATKINS3 | MB | North | YES | 0.000222 | 0 | 5 | 12 |  | 1 | GST | -1 | 0.048107 | 0 | 0 |  |  | 0 | 0 | -0.048107 | 0
32887 | BRYN_ATKINS6 | MB | North | YES | 0.000222 | 0 | 12 | 51 |  | 1.028 | GST | -1 | 0.048107 | 0 | 0 |  |  | 0 | 0 | -0.048107 | 0
32888 | BRYN_ATKINS7 | 1 | North | YES | 0.000222 | 13.6 | 4 | 17 |  | 1.028 | GGT | -1 | 0.048107 | 17 | 17 |  |  | 0.003774 | 17 | -0.048107 | -0.81781
32890 | BRYN_ATKINS4 | MB | North | YES | 0.000222 | 0 | 5 | 22 |  | 1.031 | GST | -1 | 0.048107 | 0 | 0 |  |  | 0 | 0 | -0.048107 | 0
32891 | BRYN_ATKINS5 | MB | North | YES | 0.000222 | 0 | 5 | 25 |  | 1.031 | GST | -1 | 0.048107 | 0 | 0 |  |  | 0 | 0 | -0.048107 | 0
32883 | BRYN_DNSBY3 | 1 | North | YES | 0.000178 | 0 | 2 | 48 |  | 1.015 | GST | -1 | 0.048151 | 48 | 48 |  |  | 0.008544 | 48 | -0.048151 | -2.3112
32884 | BRYN_DNSBY13 | 1 | North | YES | 0.000178 | 46 | 2 | 46 | 0 | 1.015 | GST | -1 | 0.048151 | 46 | 46 |  |  | 0.008188 | 46 | -0.048151 | -2.2149
32892 | BRYN_DNSBY14 | 1 | North | YES | 0.000178 | 84 | 25 | 105 | 0 | 1.035 | GST | -1 | 0.048151 | 105 | 105 |  |  | 0.01869 | 105 | -0.048151 | -5.0558
5934 | SI_RAY5 | 5 | South | YES | 0 | 0 | 10 | 15 |  | 1.035 | GST | -1 | 0.048329 | 15 | 15 |  |  |  |  | -0.048329 | -0.72493
8139 | JOS #1 | MB | South | YES | 0 | 0 | 45 | 255 |  | 1.02 | GST | -1 | 0.048329 | 0 | 0 |  |  |  |  | -0.048329 | 0
8285 | LAR #1 | MB | South | YES | 0 | 0 | 9 | 32 |  | 1.0497 | GST | -1 | 0.048329 | 0 | 0 |  |  |  |  | -0.048329 | 0
8287 | LAR #2 | MB | South | YES | 0 | 0 | 9 | 32 |  | 1.04 | GST | -1 | 0.048329 | 0 | 0 |  |  |  |  | -0.048329 | 0
8288 | LAR #3 | MB | South | YES | 0 | 0 | 25 | 105 |  | 1.04 | GST | -1 | 0.048329 | 0 | 0 |  |  |  |  | -0.048329 | 0
8388 | BATES0A | MB | South | YES | 0 | 0 | 21 | 71 |  | 1.033 | GST | -1 | 0.048329 | 0 | 0 |  |  |  |  | -0.048329 | 0
8393 | BATES0B | MB | South | YES | 0 | 0 | 25 | 110 |  | 1.03 | GST | -1 | 0.048329 | 0 | 0 |  |  |  |  | -0.048329 | 0
8437 | NUECES_B0C | MB | South | YES | 0 | 0 | 7 | 30 |  | 1.03 | GST | -1 | 0.048329 | 0 | 0 |  |  |  |  | -0.048329 | 0
8438 | NUECES_B0B | MB | South | YES | 0 | 0 | 26 | 169 |  | 1.03 | GST | -1 | 0.048329 | 0 | 0 |  |  |  |  | -0.048329 | 0
8442 | NUECES_B0A | MB | South | YES | 0 | 0 | 81 | 367 |  | 1.03 | GST | -1 | 0.048329 | 0 | 0 |  |  |  |  | -0.048329 | 0
39190 | TNSLCGN1__8 | 1 | Houston | YES | 0 | 0 | 10 | 30 |  | 1.03 | Cogen | -1 | 0.048329 | 0 | 0 |  |  |  |  | -0.048329 | 0
48671 | FTR_GT1_5105 | 1 | North | YES | -0.000393 | 154.2 | 0 | 154.2 | 0 | 1.0319 | CC | -1 | 0.048722 | 154.2 | 154.2 |  |  | -0.060601 | 154.2 | -0.048722 | -7.5129
48672 | FTR_GT2_5110 | 2 | North | YES | -0.000393 | 159 | 0 | 159 | 0 | 1.0319 | CC | -1 | 0.048722 | 159 | 159 |  |  | -0.062487 | 159 | -0.048722 | -7.7467
48673 | FTR_GT3_5085 | 3 | North | YES | -0.000393 | 158 | 0 | 158 | 0 | 1.0319 | CC | -1 | 0.048722 | 158 | 158 |  |  | -0.062094 | 158 | -0.048722 | -7.698
48674 | FTR_CN4_5095 | 4 | North | YES | -0.000393 | 380 | 0 | 380 | 0 | 1.0319 | CC | -1 | 0.048722 | 380 | 380 |  |  | -0.14934 | 380 | -0.048722 | -18.5142
48591 | CHE_GT2_5030 | 2 | Houston | YES | -0.004136 | 173 | 50 | 173 | 0 | 1.029 | Cogen | -1 | 0.052465 | 0 | 0 |  |  |  |  | -0.052465 | 0
48811 | CVC_GT3_5045 | 3 | Houston | YES | -0.004136 | 156 | 91.8 | 156 | 0 | 1.029 | Cogen | -1 | 0.052465 | 0 | 0 |  |  |  |  | -0.052465 | 0
48812 | CVC_GT2_5020 | 2 | Houston | YES | -0.004136 | 158 | 91.8 | 158 | 0 | 1.029 | Cogen | -1 | 0.052465 | 0 | 0 |  |  |  |  | -0.052465 | 0
48813 | CVC_GT1_5035 | 1 | Houston | YES | -0.004136 | 160 | 91.8 | 160 | 0 | 1.029 | Cogen | -1 | 0.052465 | 0 | 0 |  |  |  |  | -0.052465 | 0
48814 | CVC_ST5_5040 | 1 | Houston | YES | -0.004136 | 162 | 91.8 | 162 | 0 | 1.029 | Cogen | -1 | 0.052465 | 0 | 0 |  |  |  |  | -0.052465 | 0
48885 | THW_5152 | A | Houston | YES | -0.004552 | 46.4 | 5 | 58 |  | 1.0319 | GGT | -1 | 0.052881 | 58 | 58 |  |  |  |  | -0.052881 | -3.0671
48885 | THW_5152 | B | Houston | YES | -0.004552 | 47.2 | 5 | 59 |  | 1.0319 | GGT | -1 | 0.052881 | 59 | 59 |  |  |  |  | -0.052881 | -3.12
48886 | THW_5354 | C | Houston | YES | -0.004552 | 45.6 | 5 | 57 |  | 1.0319 | GGT | -1 | 0.052881 | 57 | 57 |  |  |  |  | -0.052881 | -3.0142
48886 | THW_5354 | D | Houston | YES | -0.004552 | 46.4 | 5 | 58 |  | 1.0319 | GGT | -1 | 0.052881 | 58 | 58 |  |  |  |  | -0.052881 | -3.0671
48887 | THW_5556 | E | Houston | YES | -0.004552 | 47.2 | 5 | 59 |  | 1.0319 | GGT | -1 | 0.052881 | 59 | 59 |  |  |  |  | -0.052881 | -3.12
48887 | THW_5556 | F | Houston | YES | -0.004552 | 45.6 | 5 | 57 |  | 1.0319 | GGT | -1 | 0.052881 | 57 | 57 |  |  |  |  | -0.052881 | -3.0142
48690 | GBY_GN5_5 | 5 | Houston | YES | -0.004583 | 318.4 | 81 | 398 |  | 1.0362 | GSC | -1 | 0.052912 | 398 | 398 |  |  |  |  | -0.052912 | -21.0588
48595 | BTE_GT2_8075 | 1 | Houston | YES | -0.004609 | 162.8 | 130 | 162.8 | 0 | 1.0261 | CC | -1 | 0.052938 | 162.8 | 162.8 |  |  |  |  | -0.052938 | -8.6183
48596 | BTE_GT3_8045 | 2 | Houston | YES | -0.004609 | 161.4 | 130 | 161.4 | 0 | 1.0261 | CC | -1 | 0.052938 | 161.4 | 161.4 |  |  |  |  | -0.052938 | -8.5441
48597 | BTE_GT4_8055 | 3 | Houston | YES | -0.004609 | 158.9 | 130 | 158.9 | 0 | 1.0261 | CC | -1 | 0.052938 | 158.9 | 158.9 |  |  |  |  | -0.052938 | -8.4118
48598 | BTE_ST1_8070 | 4 | Houston | YES | -0.004609 | 269.2 | 60 | 269.2 | 0 | 1.0261 | CC | -1 | 0.052938 | 269.2 | 269.2 |  |  |  |  | -0.052938 | -14.2508
48583 | CBY_GT4_1 | 1 | Houston | YES | -0.004678 | 172 | 0 | 172 | 0 | 1.026 | GSC | -1 | 0.053007 | 172 | 172 |  |  |  |  | -0.053007 | -9.1171
48584 | CBY_GT4_2 | 2 | Houston | YES | -0.004678 | 172 | 0 | 172 | 0 | 1.026 | CC | -1 | 0.053007 | 172 | 172 |  |  |  |  | -0.053007 | -9.1171
48585 | CBY_ST4_1 | 3 | Houston | YES | -0.004678 | 172 | 0 | 172 | 0 | 1.026 | CC | -1 | 0.053007 | 172 | 172 |  |  |  |  | -0.053007 | -9.1171
48815 | CVC_GT4_8005 | 4 | Houston | YES | -0.004687 | 165 | 91.8 | 165 |  | 1.0362 | Cogen | -1 | 0.053016 | 0 | 0 |  |  |  |  | -0.053016 | 0
48581 | CBY_GN1_1 | 1 | Houston | YES | -0.004708 | 595.2 | 108 | 744 | 0 | 1.0435 | GSC | -1 | 0.053037 | 744 | 744 |  |  |  |  | -0.053037 | -39.4593
48791 | PSA_GT1_8160 | 1 | Houston | YES | -0.004709 | 52 | 20.8 | 65 | 0 | 1.0362 | Cogen | -1 | 0.053038 | 0 | 0 |  |  |  |  | -0.053038 | 0
48792 | PSA_GT2_8155 | 2 | Houston | YES | -0.004709 | 52.8 | 20.3 | 66 | 0 | 1.0362 | Cogen | -1 | 0.053038 | 0 | 0 |  |  |  |  | -0.053038 | 0
48793 | PSA_GT3_8150 | 3 | Houston | YES | -0.004709 | 56 | 20.3 | 70 | 0 | 1.0362 | Cogen | -1 | 0.053038 | 0 | 0 |  |  |  |  | -0.053038 | 0
48794 | PSA_GT4_8145 | 4 | Houston | YES | -0.004709 | 52.8 | 20.3 | 66 | 0 | 1.0362 | Cogen | -1 | 0.053038 | 0 | 0 |  |  |  |  | -0.053038 | 0
48795 | PSA_GT5_8140 | 5 | Houston | YES | -0.004709 | 51.2 | 20.3 | 64 | 0 | 1.0362 | Cogen | -1 | 0.053038 | 0 | 0 |  |  |  |  | -0.053038 | 0
48796 | PSA_GN1_8165 | 1 | Houston | YES | -0.004709 | 83.2 | 43.1 | 104 | 0 | 1.0362 | Cogen | -1 | 0.053038 | 0 | 0 |  |  |  |  | -0.053038 | 0
48797 | PSA_GT6_8135 | 6 | Houston | YES | -0.004709 | 47.2 | 34.5 | 59 | 0 | 1.0362 | Cogen | -1 | 0.053038 | 0 | 0 |  |  |  |  | -0.053038 | 0
48651 | EP_1_2 | 1 | Houston | YES | -0.004712 | 4 | 0 | 5 | 0 | 1.0362 | Cogen | -1 | 0.053041 | 0 | 0 |  |  |  |  | -0.053041 | 0
48651 | EP_1_2 | 2 | Houston | YES | -0.004712 | 17.7 | 10 | 21 | 0 | 1.0362 | Cogen | -1 | 0.053041 | 0 | 0 |  |  |  |  | -0.053041 | 0
48883 | THW_GT1_GT_1 | B2 | Houston | YES | -0.004756 | 0 | 0 | 12 |  | 1.043 | GGT | -1 | 0.053085 | 12 | 12 |  |  |  |  | -0.053085 | -0.63702
49803 | EXN_15GT | 1 | Houston | YES | -0.004778 | 33 | 8.3 | 34 |  | 1.0326 | Cogen | -1 | 0.053107 | 0 | 0 |  |  |  |  | -0.053107 | 0
49804 | EXN_16GT | 2 | Houston | YES | -0.004778 | 32 | 8.3 | 34.7 |  | 1.0326 | Cogen | -1 | 0.053107 | 0 | 0 |  |  |  |  | -0.053107 | 0
49805 | EXN_17GT | 3 | Houston | YES | -0.004778 | 31 | 8.3 | 32.7 |  | 1.0326 | Cogen | -1 | 0.053107 | 0 | 0 |  |  |  |  | -0.053107 | 0
49826 | EXN938GT | 5 | Houston | YES | -0.004778 | 43 | 9.2 | 45.9 | 0 | 1.0326 | Cogen | -1 | 0.053107 | 0 | 0 |  |  |  |  | -0.053107 | 0
49828 | EXN941GT | 10 | Houston | YES | -0.004778 | 17.7 | 5.4 | 17.7 | 0 | 1.0326 | Cogen | -1 | 0.053107 | 0 | 0 |  |  |  |  | -0.053107 | 0
49829 | EXN942GT | 11 | Houston | YES | -0.004778 | 20 | 5.4 | 20.4 | 0 | 1.0326 | Cogen | -1 | 0.053107 | 0 | 0 |  |  |  |  | -0.053107 | 0
49830 | EXN943GT | 12 | Houston | YES | -0.004778 | 19 | 5.4 | 19.9 | 0 | 1.0326 | Cogen | -1 | 0.053107 | 0 | 0 |  |  |  |  | -0.053107 | 0
49831 | EXN944GT | 13 | Houston | YES | -0.004778 | 33 | 5.4 | 35 | 0 | 1.0326 | Cogen | -1 | 0.053107 | 0 | 0 |  |  |  |  | -0.053107 | 0
49832 | EXN945GT | 9 | Houston | YES | -0.004778 | 18.5 | 9.2 | 18.5 | 0 | 1.0326 | Cogen | -1 | 0.053107 | 0 | 0 |  |  |  |  | -0.053107 | 0
49837 | EXN_GT | 4 | Houston | YES | -0.004778 | 81 | 21.3 | 85.4 | 0 | 1.0326 | Cogen | -1 | 0.053107 | 0 | 0 |  |  |  |  | -0.053107 | 0
49838 | EXN_14GT | 14 | Houston | YES | -0.004778 | 140 | 0 | 148 |  | 1.0326 | Cogen | -1 | 0.053107 | 0 | 0 |  |  |  |  | -0.053107 | 0
48582 | CBY_GN2_2 | 2 | Houston | YES | -0.004803 | 596.8 | 110 | 746 | 0 | 1.0435 | GSC | -1 | 0.053132 | 746 | 746 |  |  |  |  | -0.053132 | -39.6362
48873 | THW_ST3_ST_3 | 3 | Houston | YES | -0.004847 | 107 | 19 | 107 | 0 | 1.0435 | CC | -1 | 0.053176 | 107 | 107 |  |  |  |  | -0.053176 | -5.6898
48874 | THW_ST4_ST_4 | 4 | Houston | YES | -0.004847 | 108 | 19 | 108 | 0 | 1.0435 | CC | -1 | 0.053176 | 108 | 108 |  |  |  |  | -0.053176 | -5.743
48875 | THW_3132 | A | Houston | YES | -0.004847 | 55 | 5 | 55 | 0 | 1.0435 | CC | -1 | 0.053176 | 55 | 55 |  |  |  |  | -0.053176 | -2.9247
48875 | THW_3132 | B | Houston | YES | -0.004847 | 53 | 5 | 53 | 0 | 1.0435 | CC | -1 | 0.053176 | 53 | 53 |  |  |  |  | -0.053176 | -2.8183
48877 | THW_3334 | C | Houston | YES | -0.004847 | 55 | 5 | 55 | 0 | 1.0435 | CC | -1 | 0.053176 | 55 | 55 |  |  |  |  | -0.053176 | -2.9247
48877 | THW_3334 | D | Houston | YES | -0.004847 | 57 | 5 | 57 | 0 | 1.0435 | CC | -1 | 0.053176 | 57 | 57 |  |  |  |  | -0.053176 | -3.031
48879 | THW_4142 | E | Houston | YES | -0.004847 | 56 | 5 | 56 | 0 | 1.0435 | CC | -1 | 0.053176 | 56 | 56 |  |  |  |  | -0.053176 | -2.9778
48879 | THW_4142 | F | Houston | YES | -0.004847 | 55 | 5 | 55 | 0 | 1.0435 | CC | -1 | 0.053176 | 55 | 55 |  |  |  |  | -0.053176 | -2.9247
48881 | THW_4344 | G | Houston | YES | -0.004847 | 58 | 5 | 58 | 0 | 1.0435 | CC | -1 | 0.053176 | 58 | 58 |  |  |  |  | -0.053176 | -3.0842
48881 | THW_4344 | H | Houston | YES | -0.004847 | 58 | 5 | 58 | 0 | 1.0435 | CC | -1 | 0.053176 | 58 | 58 |  |  |  |  | -0.053176 | -3.0842
48593 | CHE_GT1_8015 | 1 | Houston | YES | -0.004929 | 173 | 50 | 173 | 0 | 1.0362 | Cogen | -1 | 0.053258 | 0 | 0 |  |  |  |  | -0.053258 | 0
48594 | CHE_GN4_8025 | 4 | Houston | YES | -0.004929 | 142 | 60 | 142 | 0 | 1.0362 | Cogen | -1 | 0.053258 | 0 | 0 |  |  |  |  | -0.053258 | 0
48511 | LPE_GT1_8070 | 1 | Houston | YES | -0.004944 | 42 | 0 | 42 | 0 | 1.0362 | GGT | -1 | 0.053273 | 42 | 42 |  |  |  |  | -0.053273 | -2.2375
48512 | LPE_GT2_8075 | 2 | Houston | YES | -0.004944 | 42 | 0 | 42 | 0 | 1.0362 | GGT | -1 | 0.053273 | 42 | 42 |  |  |  |  | -0.053273 | -2.2375
48513 | LPE_GT3_8080 | 3 | Houston | YES | -0.004944 | 39 | 0 | 39 | 0 | 1.0362 | GGT | -1 | 0.053273 | 39 | 39 |  |  |  |  | -0.053273 | -2.0776
48514 | LPE_GT4_8085 | 4 | Houston | YES | -0.004944 | 39 | 0 | 39 | 0 | 1.0362 | GGT | -1 | 0.053273 | 39 | 39 |  |  |  |  | -0.053273 | -2.0776
48500 | APD_GT1_8005 | 1 | Houston | YES | -0.004948 | 137.6 | 54.6 | 137.6 |  | 1.0362 | Cogen | -1 | 0.053277 | 0 | 0 |  |  |  |  | -0.053277 | 0
48820 | SHELLG1_3015 | 1 | Houston | YES | -0.005005 | 71 | 34.5 | 71 |  | 1.029 | Cogen | -1 | 0.053334 | 0 | 0 |  |  |  |  | -0.053334 | 0
48821 | SHELLG2 | 2 | Houston | YES | -0.005005 | 72 | 34.5 | 72 |  | 1.029 | Cogen | -1 | 0.053334 | 0 | 0 |  |  |  |  | -0.053334 | 0
48822 | SHELLG3_3020 | 1 | Houston | YES | -0.005005 | 39 | 0 | 39 |  | 1.029 | Cogen | -1 | 0.053334 | 0 | 0 |  |  |  |  | -0.053334 | 0
48822 | SHELLG3_3020 | 2 | Houston | YES | -0.005005 | 30 | 0 | 30 |  | 1.029 | Cogen | -1 | 0.053334 | 0 | 0 |  |  |  |  | -0.053334 | 0
48740 | PSG_GN2_8050 | 1 | Houston | YES | -0.005041 | 182 | 60 | 182 | 0 | 1.0326 | Cogen | -1 | 0.05337 | 0 | 0 |  |  |  |  | -0.05337 | 0
48741 | PSG_GT2_8040 | 1 | Houston | YES | -0.005041 | 158.6 | 50 | 158.6 | 0 | 1.0326 | Cogen | -1 | 0.05337 | 0 | 0 |  |  |  |  | -0.05337 | 0
48742 | PSG_GT3_8060 | 1 | Houston | YES | -0.005041 | 157 | 50 | 157 | 0 | 1.0326 | Cogen | -1 | 0.05337 | 0 | 0 |  |  |  |  | -0.05337 | 0
48854 | SRB_GN4_4 | 4 | Houston | YES | -0.005042 | 182.4 | 35 | 228 | 0 | 1.0326 | GST | -1 | 0.053371 | 228 | 228 |  |  |  |  | -0.053371 | -12.1685
48611 | DIB_GT1_8080 | 1 | Houston | YES | -0.005043 | 64 | 0 | 64 | 0 | 1.0326 | Cogen | -1 | 0.053372 | 0 | 0 |  |  |  |  | -0.053372 | 0
48612 | DIB_GT2_8075 | 2 | Houston | YES | -0.005043 | 63.2 | 0 | 63.2 | 0 | 1.0326 | Cogen | -1 | 0.053372 | 0 | 0 |  |  |  |  | -0.053372 | 0
48613 | DIB_ST1_8085 | 3 | Houston | YES | -0.005043 | 67.9 | 30 | 82.6 | 0 | 1.0326 | Cogen | -1 | 0.053372 | 0 | 0 |  |  |  |  | -0.053372 | 0
48614 | DIB_GT3_8090 | 4 | Houston | YES | -0.005043 | 73.6 | 15 | 73.6 | 0 | 1.0326 | Cogen | -1 | 0.053372 | 0 | 0 |  |  |  |  | -0.053372 | 0
48845 | SOL_GT1 | 1 | Houston | YES | -0.005043 | 16.2 | 15.4 | 16.2 |  | 1.0326 | Solar | -1 | 0.053372 | 16.2 | 16.2 |  |  |  |  | -0.053372 | -0.86462
48853 | SRB_GN3_3 | 3 | Houston | YES | -0.005044 | 170.4 | 35 | 213 |  | 1.0326 | GST | -1 | 0.053373 | 213 | 213 |  |  |  |  | -0.053373 | -11.3684
48551 | CAL_GT1_8045 | 1 | Houston | YES | -0.00505 | 149 | 0 | 149 | 0 | 1.0326 | Cogen | -1 | 0.053379 | 0 | 0 |  |  |  |  | -0.053379 | 0
48552 | CAL_ST1_8000 | 2 | Houston | YES | -0.00505 | 65.1 | 0 | 65.1 | 0 | 1.0326 | Cogen | -1 | 0.053379 | 0 | 0 |  |  |  |  | -0.053379 | 0
48851 | SRB_GN1_1 | 1 | Houston | YES | -0.005051 | 132 | 26 | 165 | 0 | 1.0217 | GST | -1 | 0.05338 | 165 | 165 |  |  |  |  | -0.05338 | -8.8076
48852 | SRB_GN2_2 | 2 | Houston | YES | -0.005053 | 140.8 | 26 | 176 | 0 | 1.0217 | GST | -1 | 0.053382 | 176 | 176 |  |  |  |  | -0.053382 | -9.3952
48855 | SRB_GT211035 | B1 | Houston | YES | -0.005054 | 0 | 0 | 18 |  | 1.014 | GGT | -1 | 0.053383 | 18 | 18 |  |  |  |  | -0.053383 | -0.96089
48855 | SRB_GT211035 | B2 | Houston | YES | -0.005054 | 0 | 0 | 12 |  | 1.014 | GGT | -1 | 0.053383 | 12 | 12 |  |  |  |  | -0.053383 | -0.64059
48761 | PR_GT1__9040 | 1 | Houston | YES | -0.005079 | 26 | 0 | 35 |  | 1 | Cogen | -1 | 0.053408 | 0 | 0 |  |  |  |  | -0.053408 | 0
48641 | DPEC_GT15040 | 1 | Houston | YES | -0.00511 | 163.2 | 98 | 163.2 | 0 | 1.0319 | CC | -1 | 0.053439 | 163.2 | 163.2 |  |  |  |  | -0.053439 | -8.7212
48642 | DPEC_GT25025 | 2 | Houston | YES | -0.00511 | 157.1 | 98 | 157.1 | 0 | 1.0319 | CC | -1 | 0.053439 | 157.1 | 157.1 |  |  |  |  | -0.053439 | -8.3952
48643 | DPEC_GT35010 | 3 | Houston | YES | -0.00511 | 157.5 | 98 | 157.5 | 0 | 1.0319 | CC | -1 | 0.053439 | 157.5 | 157.5 |  |  |  |  | -0.053439 | -8.4166
48644 | DPEC_GT45070 | 4 | Houston | YES | -0.00511 | 157 | 98 | 157 | 0 | 1.0319 | CC | -1 | 0.053439 | 157 | 157 |  |  |  |  | -0.053439 | -8.3899
48645 | DPEC_ST55065 | 5 | Houston | YES | -0.00511 | 282 | 0 | 282 | 0 | 1.0319 | CC | -1 | 0.053439 | 282 | 282 |  |  |  |  | -0.053439 | -15.0697
48841 | SJS_GT1_GT1 | 1 | Houston | YES | -0.005135 | 62.4 | 49 | 78 | 0 | 1.0362 | Cogen | -1 | 0.053464 | 0 | 0 |  |  |  |  | -0.053464 | 0
48842 | SJS_GT2_GT2 | 2 | Houston | YES | -0.005135 | 64.8 | 49 | 81 | 0 | 1.0362 | Cogen | -1 | 0.053464 | 0 | 0 |  |  |  |  | -0.053464 | 0
48691 | GBY_73741085 | A | Houston | YES | -0.005159 | 37.6 | 20 | 47 | 0 | 1.0362 | GGT | -1 | 0.053488 | 47 | 47 |  |  |  |  | -0.053488 | -2.5139
48691 | GBY_73741085 | B | Houston | YES | -0.005159 | 37.6 | 20 | 47 | 0 | 1.0362 | GGT | -1 | 0.053488 | 47 | 47 |  |  |  |  | -0.053488 | -2.5139
48692 | GBY_81821075 | C | Houston | YES | -0.005159 | 37.6 | 20 | 47 | 0 | 1.0362 | GGT | -1 | 0.053488 | 47 | 47 |  |  |  |  | -0.053488 | -2.5139
48692 | GBY_81821075 | D | Houston | YES | -0.005159 | 44 | 20 | 55 | 0 | 1.0362 | GGT | -1 | 0.053488 | 55 | 55 |  |  |  |  | -0.053488 | -2.9418
48693 | GBY_83841065 | E | Houston | YES | -0.005159 | 45.6 | 20 | 57 | 0 | 1.0362 | GGT | -1 | 0.053488 | 57 | 57 |  |  |  |  | -0.053488 | -3.0488
48693 | GBY_83841065 | F | Houston | YES | -0.005159 | 43.2 | 20 | 54 | 0 | 1.0362 | GGT | -1 | 0.053488 | 54 | 54 |  |  |  |  | -0.053488 | -2.8883
48531 | BYU_GT1_8075 | 1 | Houston | YES | -0.005242 | 65 | 0 | 65 |  | 1.0362 | Cogen | -1 | 0.053571 | 0 | 0 |  |  |  |  | -0.053571 | 0
48532 | BYU_GT2_8055 | 2 | Houston | YES | -0.005242 | 62 | 0 | 62 |  | 1.0362 | Cogen | -1 | 0.053571 | 0 | 0 |  |  |  |  | -0.053571 | 0
48533 | BYU_GT3_8060 | 3 | Houston | YES | -0.005242 | 67 | 0 | 67 |  | 1.0362 | Cogen | -1 | 0.053571 | 0 | 0 |  |  |  |  | -0.053571 | 0
48534 | BYU_GT4_8065 | 4 | Houston | YES | -0.005242 | 65 | 0 | 65 |  | 1.0362 | Cogen | -1 | 0.053571 | 0 | 0 |  |  |  |  | -0.053571 | 0
48561 | CTL_GT2_8130 | 1 | Houston | YES | -0.005298 | 73.5 | 30.3 | 91.9 |  | 1.0362 | Cogen | -1 | 0.053627 | 0 | 0 |  |  |  |  | -0.053627 | 0
48562 | CTL_GT3_8135 | 2 | Houston | YES | -0.005298 | 70.1 | 30.3 | 87.6 |  | 1.0362 | Cogen | -1 | 0.053627 | 0 | 0 |  |  |  |  | -0.053627 | 0
48563 | CTL_GT4_8140 | 3 | Houston | YES | -0.005298 | 69.6 | 30.3 | 87 |  | 1.0362 | Cogen | -1 | 0.053627 | 0 | 0 |  |  |  |  | -0.053627 | 0
48564 | CTL_GN1_8145 | 4 | Houston | YES | -0.005298 | 43.6 | 12.9 | 54.5 |  | 1.0362 | Cogen | -1 | 0.053627 | 0 | 0 |  |  |  |  | -0.053627 | 0
48565 | CTL_GN2_8155 | 5 | Houston | YES | -0.005298 | 9.8 | 3.4 | 12.2 |  | 1.0362 | Cogen | -1 | 0.053627 | 0 | 0 |  |  |  |  | -0.053627 | 0
48772 | PHR_GN2_2 | MB | Houston | YES | -0.005448 | 0 | 72 | 459 |  | 1.0362 | GSC | -1 | 0.053777 | 0 | 0 |  |  |  |  | -0.053777 | 0
38580 | TNBP_CGN1_8 | 1 | Houston | YES | -0.005662 | 70.8 | 0 | 70.8 | 0 | 1.005 | Cogen | -1 | 0.053991 | 0 | 0 |  |  |  |  | -0.053991 | 0
38590 | TNBP_CGN2_8 | 2 | Houston | YES | -0.005662 | 66.7 | 0 | 66.7 | 0 | 1.005 | Cogen | -1 | 0.053991 | 0 | 0 |  |  |  |  | -0.053991 | 0
38600 | TNBP_CGN3_8 | 5 | Houston | YES | -0.005662 | 53 | 0 | 53 | 0 | 1.005 | Cogen | -1 | 0.053991 | 0 | 0 |  |  |  |  | -0.053991 | 0
38611 | TNBPAMCG1_8 | 1 | Houston | YES | -0.005662 | 153.2 | 0 | 153.2 | 0 | 1.005 | Cogen | -1 | 0.053991 | 0 | 0 |  |  |  |  | -0.053991 | 0
38612 | TNBPAMCG2_8 | 2 | Houston | YES | -0.005662 | 153.5 | 0 | 153.5 | 0 | 1.005 | Cogen | -1 | 0.053991 | 0 | 0 |  |  |  |  | -0.053991 | 0
38613 | TNBPAMCG3_8 | 3 | Houston | YES | -0.005662 | 152.3 | 0 | 152.3 | 0 | 1.005 | Cogen | -1 | 0.053991 | 0 | 0 |  |  |  |  | -0.053991 | 0
38614 | TNBPAMCG4_8 | 4 | Houston | YES | -0.005662 | 96 | 0 | 96 |  | 1.005 | Cogen | -1 | 0.053991 | 0 | 0 |  |  |  |  | -0.053991 | 0
38615 | TNBPAMCG5_8 | 1 | Houston | YES | -0.005662 | 244 | 0 | 244 | 0 | 1.005 | Cogen | -1 | 0.053991 | 0 | 0 |  |  |  |  | -0.053991 | 0
38690 | TNBP_CGN4_8 | 3 | Houston | YES | -0.005662 | 40 | 0 | 40 |  | 1.005 | Cogen | -1 | 0.053991 | 0 | 0 |  |  |  |  | -0.053991 | 0
38711 | TNTXCTY1CG8 | 1 | Houston | YES | -0.005662 | 100.3 | 59 | 100.3 | 0 | 1 | Cogen | -1 | 0.053991 | 0 | 0 |  |  |  |  | -0.053991 | 0
38712 | TNTXCTY2CG8 | 1 | Houston | YES | -0.005662 | 92.9 | 59 | 92.9 | 0 | 1 | Cogen | -1 | 0.053991 | 0 | 0 |  |  |  |  | -0.053991 | 0
38713 | TNTXCTY3CG8 | 1 | Houston | YES | -0.005662 | 102.7 | 59 | 102.7 | 0 | 1 | Cogen | -1 | 0.053991 | 0 | 0 |  |  |  |  | -0.053991 | 0
38714 | TNTXCTY4CG8 | 1 | Houston | YES | -0.005662 | 103 | 59 | 103 | 0 | 1 | Cogen | -1 | 0.053991 | 0 | 0 |  |  |  |  | -0.053991 | 0
39470 | TNDOWCGNSG8 | 1 | Houston | YES | -0.005662 | 32 | 10 | 32 | 0 | 0.985 | Cogen | -1 | 0.053991 | 0 | 0 |  |  |  |  | -0.053991 | 0
39480 | TNDOWCGNGG8 | 1 | Houston | YES | -0.005662 | 30 | 10 | 30 | 0 | 0.985 | Cogen | -1 | 0.053991 | 0 | 0 |  |  |  |  | -0.053991 | 0
48921 | WAP_GN1_1 | 1 | Houston | YES | -0.006115 | 132.8 | 37 | 166 | 0 | 1.0362 | GST | -1 | 0.054444 | 166 | 166 |  |  |  |  | -0.054444 | -9.0377
48922 | WAP_GN2_2 | 2 | Houston | YES | -0.006115 | 132.8 | 37 | 166 | 0 | 1.0362 | GST | -1 | 0.054444 | 166 | 166 |  |  |  |  | -0.054444 | -9.0377
48923 | WAP_GN3_3 | 3 | Houston | YES | -0.006115 | 198.4 | 93 | 248 | 0 | 1.0362 | GST | -1 | 0.054444 | 248 | 248 |  |  |  |  | -0.054444 | -13.502
48924 | WAP_GN4_4 | 4 | Houston | YES | -0.006115 | 546 | 217 | 546 | 0 | 1.0362 | GSC | -1 | 0.054444 | 546 | 546 |  |  |  |  | -0.054444 | -29.7262
48925 | WAP_GN5_5 | 5 | Houston | YES | -0.006115 | 633.7 | 278 | 654 | 0 | 0.985 | LIGCO | -1 | 0.054444 | 0 | 654 |  |  |  |  | -0.054444 | 0
48929 | WAPGT21_GT1 | B1 | Houston | YES | -0.006115 | 0 | 0 | 13 |  | 1.05 | GGT | -1 | 0.054444 | 13 | 13 |  |  |  |  | -0.054444 | -0.70777
48510 | AK_GT1__8040 | 1 | Houston | YES | -0.00618 | 33.4 | 8.1 | 34 |  | 1.029 | Cogen | -1 | 0.054509 | 0 | 0 |  |  |  |  | -0.054509 | 0
48521 | BVE_GT1_GT1 | 1 | Houston | YES | -0.006267 | 167.7 | 0 | 167.7 |  | 1.035 | CC | -1 | 0.054596 | 167.7 | 167.7 |  |  |  |  | -0.054596 | -9.1557
48522 | BVE_GT2_5035 | 2 | Houston | YES | -0.006267 | 166.4 | 0 | 166.4 |  | 1.035 | CC | -1 | 0.054596 | 166.4 | 166.4 |  |  |  |  | -0.054596 | -9.0847
48523 | BVE_ST1_GN1 | 3 | Houston | YES | -0.006267 | 252.4 | 0 | 252.4 |  | 1.035 | CC | -1 | 0.054596 | 252.4 | 252.4 |  |  |  |  | -0.054596 | -13.7799
48926 | WAP_GN6_6 | 6 | Houston | YES | -0.006274 | 651 | 280 | 651 |  | 1.035 | LIGCO | -1 | 0.054603 | 0 | 651 |  |  |  |  | -0.054603 | 0
48927 | WAP_GN7_7 | 7 | Houston | YES | -0.006274 | 564 | 277 | 564 |  | 1.035 | LIGCO | -1 | 0.054603 | 0 | 564 |  |  |  |  | -0.054603 | 0
48928 | WAP_GN8_8 | 8 | Houston | YES | -0.006274 | 603 | 275 | 603 |  | 1.035 | LIGCO | -1 | 0.054603 | 0 | 603 |  |  |  |  | -0.054603 | 0
48730 | MNS_GT | 1 | Houston | YES | -0.006298 | 43 | 0 | 46.1 |  | 1.029 | Cogen | -1 | 0.054627 | 0 | 0 |  |  |  |  | -0.054627 | 0
39760 | TNSCLP1___8 | 1 | Houston | YES | -0.007068 | 93.4 | 20 | 116.8 | 0 | 1.04 | Cogen | -1 | 0.055397 | 0 | 0 |  |  |  |  | -0.055397 | 0
39770 | TNSCLP2___8 | 1 | Houston | YES | -0.007068 | 91.6 | 20 | 114.5 | 0 | 1.04 | Cogen | -1 | 0.055397 | 0 | 0 |  |  |  |  | -0.055397 | 0
39775 | TNSCLP4___8 | 1 | Houston | YES | -0.007068 | 95.2 | 20 | 119 | 0 | 1.04 | Cogen | -1 | 0.055397 | 0 | 0 |  |  |  |  | -0.055397 | 0
39790 | TNSCLP3___8 | 1 | Houston | YES | -0.007068 | 87.6 | 20 | 109.5 | 0 | 1.027 | Cogen | -1 | 0.055397 | 0 | 0 |  |  |  |  | -0.055397 | 0
48520 | BSF_GT1_8070 | 1 | Houston | YES | -0.007321 | 72 | 0 | 72 | 0 | 1.0326 | Cogen | -1 | 0.05565 | 0 | 0 |  |  |  |  | -0.05565 | 0
48520 | BSF_GT1_8070 | 2 | Houston | YES | -0.007321 | 10 | 0 | 10 | 0 | 1.0326 | Cogen | -1 | 0.05565 | 0 | 0 |  |  |  |  | -0.05565 | 0
49851 | DOW17000 | 37 | Houston | YES | -0.007625 | 39 | 0 | 62 | 0 | 1 | Cogen | -1 | 0.055954 | 0 | 0 |  |  |  |  | -0.055954 | 0
49858 | DOW38100 | 31 | Houston | YES | -0.007625 | 45 | 0 | 71.4 |  | 1 | Cogen | -1 | 0.055954 | 0 | 0 |  |  |  |  | -0.055954 | 0
49859 | DOW38200 | 33 | Houston | YES | -0.007625 | 28 | 0 | 45 | 0 | 1 | Cogen | -1 | 0.055954 | 0 | 0 |  |  |  |  | -0.055954 | 0
49860 | DOW38300 | 32 | Houston | YES | -0.007625 | 63 | 0 | 101 |  | 1 | Cogen | -1 | 0.055954 | 0 | 0 |  |  |  |  | -0.055954 | 0
49862 | DOW39100 | 36 | Houston | YES | -0.007625 | 54 | 0 | 86 | 0 | 1 | Cogen | -1 | 0.055954 | 0 | 0 |  |  |  |  | -0.055954 | 0
49863 | DOW39200 | 35 | Houston | YES | -0.007625 | 55 | 0 | 88 | 0 | 1 | Cogen | -1 | 0.055954 | 0 | 0 |  |  |  |  | -0.055954 | 0
49865 | DOW41000 | 41 | Houston | YES | -0.007625 | 31 | 0 | 50 |  | 1 | Cogen | -1 | 0.055954 | 0 | 0 |  |  |  |  | -0.055954 | 0
49866 | DOW42000 | 42 | Houston | YES | -0.007625 | 11 | 0 | 18 |  | 1 | Cogen | -1 | 0.055954 | 0 | 0 |  |  |  |  | -0.055954 | 0
49869 | DOW49000 | 45 | Houston | YES | -0.007625 | 59 | 0 | 94 |  | 1 | Cogen | -1 | 0.055954 | 0 | 0 |  |  |  |  | -0.055954 | 0
49870 | DOW61000 | 61 | Houston | YES | -0.007625 | 44 | 0 | 70 | 0 | 1 | Cogen | -1 | 0.055954 | 0 | 0 |  |  |  |  | -0.055954 | 0
49871 | DOW62000 | 62 | Houston | YES | -0.007625 | 40 | 0 | 63 | 0 | 1 | Cogen | -1 | 0.055954 | 0 | 0 |  |  |  |  | -0.055954 | 0
49872 | DOW63000 | 63 | Houston | YES | -0.007625 | 45 | 0 | 72 | 0 | 1 | Cogen | -1 | 0.055954 | 0 | 0 |  |  |  |  | -0.055954 | 0
49873 | DOW64000 | 64 | Houston | YES | -0.007625 | 41 | 0 | 64.8 | 0 | 1 | Cogen | -1 | 0.055954 | 0 | 0 |  |  |  |  | -0.055954 | 0
49876 | DOW65000 | 65 | Houston | YES | -0.007625 | 63 | 0 | 101 | 0 | 1 | Cogen | -1 | 0.055954 | 0 | 0 |  |  |  |  | -0.055954 | 0
49877 | DOW66000 | 66 | Houston | YES | -0.007625 | 61 | 0 | 97 | 0 | 1 | Cogen | -1 | 0.055954 | 0 | 0 |  |  |  |  | -0.055954 | 0
49878 | DOW67000 | 67 | Houston | YES | -0.007625 | 65 | 0 | 103 | 0 | 1 | Cogen | -1 | 0.055954 | 0 | 0 |  |  |  |  | -0.055954 | 0
49882 | DOW81000 | 81 | Houston | YES | -0.007625 | 47 | 0 | 76 | 0 | 1 | Cogen | -1 | 0.055954 | 0 | 0 |  |  |  |  | -0.055954 | 0
49884 | DOW82000 | 82 | Houston | YES | -0.007625 | 51 | 0 | 80 | 0 | 1 | Cogen | -1 | 0.055954 | 0 | 0 |  |  |  |  | -0.055954 | 0
49885 | DOW83000 | 83 | Houston | YES | -0.007625 | 51 | 0 | 80 | 0 | 1 | Cogen | -1 | 0.055954 | 0 | 0 |  |  |  |  | -0.055954 | 0
49886 | DOW84000 | 84 | Houston | YES | -0.007625 | 107 | 0 | 171 | 0 | 0.98 | Cogen | -1 | 0.055954 | 0 | 0 |  |  |  |  | -0.055954 | 0
48911 | TGF_GT1_8000 | 1 | Houston | YES | -0.008641 | 69.2 | 0 | 69.2 |  | 1.029 | Cogen | -1 | 0.05697 | 0 | 0 |  |  |  |  | -0.05697 | 0
48731 | CBE_GT1 | 1 | Houston | YES | -0.008884 | 76 | 0 | 76 | 0 | 1.029 | CC | -1 | 0.057213 | 76 | 76 |  |  |  |  | -0.057213 | -4.3482
48732 | CBE_GT2 | 1 | Houston | YES | -0.008884 | 76 | 0 | 76 | 0 | 1.029 | CC | -1 | 0.057213 | 76 | 76 |  |  |  |  | -0.057213 | -4.3482
48733 | CBE_ST12 | 1 | Houston | YES | -0.008884 | 105 | 0 | 105 | 0 | 1.029 | CC | -1 | 0.057213 | 105 | 105 |  |  |  |  | -0.057213 | -6.0073
48734 | CBE_GT3 | 1 | Houston | YES | -0.008884 | 76 | 0 | 76 | 0 | 1.029 | CC | -1 | 0.057213 | 76 | 76 |  |  |  |  | -0.057213 | -4.3482
48735 | CBE_GT4 | 1 | Houston | YES | -0.008884 | 76 | 0 | 76 | 0 | 1.029 | CC | -1 | 0.057213 | 76 | 76 |  |  |  |  | -0.057213 | -4.3482
48736 | CBE_ST34 | 1 | Houston | YES | -0.008884 | 105 | 0 | 105 | 0 | 1.029 | CC | -1 | 0.057213 | 105 | 105 |  |  |  |  | -0.057213 | -6.0073
5911 | STP_GN1___1 | 1 | Houston | YES | -0.009191 | 1333 | 1249 | 1333 | 0 | 1.0406 | Nuc | -1 | 0.05752 | 0 | 0 |  |  |  |  | -0.05752 | 0
5912 | STP_GN2___2 | 2 | Houston | YES | -0.009191 | 1332 | 1249 | 1332 | 0 | 1.0406 | Nuc | -1 | 0.05752 | 0 | 0 |  |  |  |  | -0.05752 | 0
3432 | SANDOW_4G | 4 | South | YES | -0.009781 | 580 | 225 | 580 | 0 | 1.029 | LIGCO | -1 | 0.05811 | 0 | 580 |  |  |  |  | -0.05811 | 0
13432 | SANDOW_5G | 5 | South | YES | -0.009781 | 581 | 225 | 581 | 0 | 1.029 | LIGCO | -1 | 0.05811 | 0 | 581 |  |  |  |  | -0.05811 | 0
80265 | LARECU40A | 4 | South | YES | -0.010434 | 80 | 0 | 100 |  | 1.039 | GGT | -1 | 0.058763 | 100 | 100 |  |  |  |  | -0.058763 | -5.8763
80266 | LARECU50A | 5 | South | YES | -0.010434 | 80 | 0 | 100 |  | 1.039 | GGT | -1 | 0.058763 | 100 | 100 |  |  |  |  | -0.058763 | -5.8763
80012 | LAR | F | South | YES | -0.010435 | 0 | 0 | 0 | 0 | 1.04 | DCTie | -1 | 0.058764 | 0 | 0 |  |  |  |  | -0.058764 | 0
88299 | ZAPATA | F | South | YES | -0.011637 | 0 | 0 | 0 | 0 | 1.02 | BLT | -1 | 0.059966 | 0 | 0 |  |  |  |  | -0.059966 | 0
5890 | PEARSALLGEN1 | 1 | South | YES | -0.012447 | 19.2 | 6 | 24 | 0 | 1.0161 | GST | -1 | 0.060776 | 24 | 24 |  |  |  |  | -0.060776 | -1.4586
5891 | PEARSALLGEN2 | 1 | South | YES | -0.012447 | 19.4 | 6 | 24.3 | 0 | 1.0161 | GST | -1 | 0.060776 | 24.3 | 24.3 |  |  |  |  | -0.060776 | -1.4768
5892 | PEARSALLGEN3 | 1 | South | YES | -0.012447 | 19.1 | 6 | 23.9 | 0 | 1.0161 | GST | -1 | 0.060776 | 23.9 | 23.9 |  |  |  |  | -0.060776 | -1.4525
5728 | FALCONHYDRO2 | 2 | South | YES | -0.012465 | 12 | 0 | 12 | 0 | 1.0227 | Hydro | -1 | 0.060794 | 0 | 0 |  |  |  |  | -0.060794 | 0
5729 | FALCONHYDRO3 | 3 | South | YES | -0.012465 | 11 | 0 | 11 | 0 | 1.0227 | Hydro | -1 | 0.060794 | 0 | 0 |  |  |  |  | -0.060794 | 0
8048 | FALCONHYDRO1 | 1 | South | YES | -0.012465 | 12 | 0 | 12 | 0 | 1.0227 | Hydro | -1 | 0.060794 | 0 | 0 |  |  |  |  | -0.060794 | 0
8134 | FOR #1 | 1 | South | YES | -0.012612 | 54.1 | 45 | 79 | 0 | 1.03 | Cogen | -1 | 0.060941 | 0 | 0 |  |  |  |  | -0.060941 | 0
8138 | FOR #2 | 2 | South | YES | -0.012612 | 63.1 | 45 | 81 | 0 | 1.03 | Cogen | -1 | 0.060941 | 0 | 0 |  |  |  |  | -0.060941 | 0
8153 | FOR #3 | 3 | South | YES | -0.012612 | 63.1 | 45 | 79.9 | 0 | 1.03 | Cogen | -1 | 0.060941 | 0 | 0 |  |  |  |  | -0.060941 | 0
8154 | FOR #4 | 4 | South | YES | -0.012612 | 63.1 | 60 | 80 | 0 | 1.03 | Cogen | -1 | 0.060941 | 0 | 0 |  |  |  |  | -0.060941 | 0
8155 | FOR #5 | 5 | South | YES | -0.012612 | 63.1 | 60 | 78.4 | 0 | 1.03 | Cogen | -1 | 0.060941 | 0 | 0 |  |  |  |  | -0.060941 | 0
8156 | FOR #6 | 6 | South | YES | -0.012612 | 24.9 | 5 | 25 | 0 | 1.03 | Cogen | -1 | 0.060941 | 0 | 0 |  |  |  |  | -0.060941 | 0
8157 | FOR #7 | 7 | South | YES | -0.012612 | 28.8 | 5 | 46 | 0 | 1.03 | Cogen | -1 | 0.060941 | 0 | 0 |  |  |  |  | -0.060941 | 0
80051 | FOR #8 | 8 | South | YES | -0.012612 | 28 | 28 | 28 | 0 | 1.016 | Cogen | -1 | 0.060941 | 0 | 0 |  |  |  |  | -0.060941 | 0
80052 | FOR #9 | 9 | South | YES | -0.012612 | 29.7 | 5 | 43.6 | 0 | 1.03 | Cogen | -1 | 0.060941 | 0 | 0 |  |  |  |  | -0.060941 | 0
80053 | FOR #10 | 10 | South | YES | -0.012612 | 68.4 | 45 | 75 | 0 | 1.03 | Cogen | -1 | 0.060941 | 0 | 0 |  |  |  |  | -0.060941 | 0
80226 | ALCOA G | 1 | South | YES | -0.012711 | 32.3 | 5 | 48 | 0 | 1.015 | Cogen | -1 | 0.06104 | 0 | 0 |  |  |  |  | -0.06104 | 0
88508 | FALFURRI | F | South | YES | -0.012927 | 0 | 0 | 0 | 0 | 1 | AVR | -1 | 0.061256 | 0 | 0 |  |  |  |  | -0.061256 | 0
8147 | UCAR #2 | 10 | South | YES | -0.013034 | 18.2 | 0 | 28 |  | 1 | Cogen | -1 | 0.061363 | 0 | 0 |  |  |  |  | -0.061363 | 0
8148 | UCAR #1 | 2 | South | YES | -0.013034 | 6.1 | 0 | 7 | 0 | 1.009 | Cogen | -1 | 0.061363 | 0 | 0 |  |  |  |  | -0.061363 | 0
80137 | CSDR89 | 8 | South | YES | -0.013034 | 33.9 | 0 | 39 |  | 1.003 | DCTie | -1 | 0.061363 | 0 | 0 |  |  |  |  | -0.061363 | 0
80137 | CSDR89 | 9 | South | YES | -0.013034 | 0 | 0 | 15 |  | 1.003 | DCTie | -1 | 0.061363 | 0 | 0 |  |  |  |  | -0.061363 | 0
80138 | CSDR7 | 7 | South | YES | -0.013034 | 6.1 | 0 | 7 | 0 | 1.014 | DCTie | -1 | 0.061363 | 0 | 0 |  |  |  |  | -0.061363 | 0
80139 | CSDR56 | 5 | South | YES | -0.013034 | 15 | 0 | 15 |  | 1.0033 | DCTie | -1 | 0.061363 | 0 | 0 |  |  |  |  | -0.061363 | 0
80139 | CSDR56 | 6 | South | YES | -0.013034 | 0 | 0 | 39 |  | 1.0033 | DCTie | -1 | 0.061363 | 0 | 0 |  |  |  |  | -0.061363 | 0
80140 | CSDR11 | 11 | South | YES | -0.013034 | 33.9 | 0 | 39 | 0 | 1.03 | DCTie | -1 | 0.061363 | 0 | 0 |  |  |  |  | -0.061363 | 0
80227 | AIRCO G | 1 | South | YES | -0.013083 | 7.2 | 0 | 8 | 0 | 1.0104 | Cogen | -1 | 0.061412 | 0 | 0 |  |  |  |  | -0.061412 | 0
80224 | VISTRONG1 | 1 | South | YES | -0.013167 | 13.1 | 0 | 15 | 0 | 1.01 | Cogen | -1 | 0.061496 | 0 | 0 |  |  |  |  | -0.061496 | 0
80225 | VISTRONG2 | 2 | South | YES | -0.013167 | 20.2 | 0 | 23 | 0 | 1.01 | Cogen | -1 | 0.061496 | 0 | 0 |  |  |  |  | -0.061496 | 0
5503 | RAYBURNGEN3 | 1 | South | YES | -0.013249 | 17.6 | 6 | 22 | 0 | 1.0223 | GST | -1 | 0.061578 | 22 | 22 |  |  |  |  | -0.061578 | -1.3547
5505 | RAYBURNGEN1 | 1 | South | YES | -0.013249 | 0 | 1 | 11 |  | 1.0223 | GGT | -1 | 0.061578 | 11 | 11 |  |  |  |  | -0.061578 | -0.67735
5506 | RAYBURNGEN2 | 1 | South | YES | -0.013249 | 0 | 1 | 11 |  | 1.0223 | GGT | -1 | 0.061578 | 11 | 11 |  |  |  |  | -0.061578 | -0.67735
8933 | FGNTS001 | 1 | South | YES | -0.013331 | 146.5 | 0 | 146.5 | 0 | 1.03 | CC | -1 | 0.06166 | 146.5 | 146.5 |  |  |  |  | -0.06166 | -9.0331
8934 | FGNTS101 | 2 | South | YES | -0.013331 | 147.9 | 0 | 147.9 | 0 | 1.03 | CC | -1 | 0.06166 | 147.9 | 147.9 |  |  |  |  | -0.06166 | -9.1195
8935 | FGNTS201 | 3 | South | YES | -0.013331 | 173 | 0 | 173 | 0 | 1.03 | CC | -1 | 0.06166 | 173 | 173 |  |  |  |  | -0.06166 | -10.6671
7010 | L_FPPYD11_1Y | 1 | South | YES | -0.013377 | 547.4 | 200 | 606 | 0 | 1.02 | LIGCO | -1 | 0.061706 | 0 | 606 |  |  |  |  | -0.061706 | 0
7011 | L_FPPYD11_2Y | 2 | South | YES | -0.013377 | 552.2 | 200 | 598 | 0 | 1.02 | LIGCO | -1 | 0.061706 | 0 | 598 |  |  |  |  | -0.061706 | 0
7012 | L_FPPYD21_3Y | 3 | South | YES | -0.013379 | 427.5 | 200 | 436 | 0 | 1.02 | LIGCO | -1 | 0.061708 | 0 | 436 |  |  |  |  | -0.061708 | 0
8066 | DUP1V#1 | 1 | South | YES | -0.013398 | 52.3 | 0 | 73 | 0 | 1.01 | Cogen | -1 | 0.061727 | 0 | 0 |  |  |  |  | -0.061727 | 0
5508 | RAYBURNCC9 | 1 | South | YES | -0.01342 | 47.7 | 18.2 | 47.7 | 0 | 1.0296 | CC | -1 | 0.061749 | 47.7 | 47.7 |  |  |  |  | -0.061749 | -2.9454
5509 | RAYBURNCC10 | 1 | South | YES | -0.01342 | 37.3 | 5.2 | 37.3 | 0 | 1.0296 | CC | -1 | 0.061749 | 37.3 | 37.3 |  |  |  |  | -0.061749 | -2.3032
5511 | RAYBURNCC7 | 1 | South | YES | -0.01342 | 47.5 | 18.2 | 47.5 | 0 | 1.0296 | CC | -1 | 0.061749 | 47.5 | 47.5 |  |  |  |  | -0.061749 | -2.9331
5512 | RAYBURNCC8 | 1 | South | YES | -0.01342 | 49.3 | 18.2 | 49.3 | 0 | 1.0296 | CC | -1 | 0.061749 | 49.3 | 49.3 |  |  |  |  | -0.061749 | -3.0442
8936 | MVGN#1 | 1 | South | YES | -0.013472 | 216.6 | 0 | 216.6 | 0 | 1.0304 | CC | -1 | 0.061801 | 216.6 | 216.6 |  |  |  |  | -0.061801 | -13.386
8937 | MVGN#2 | 2 | South | YES | -0.013472 | 216.7 | 0 | 216.7 | 0 | 1.0304 | CC | -1 | 0.061801 | 216.7 | 216.7 |  |  |  |  | -0.061801 | -13.3922
8938 | MVGN#3 | 3 | South | YES | -0.013472 | 250.9 | 0 | 250.9 | 0 | 1.0304 | CC | -1 | 0.061801 | 250.9 | 250.9 |  |  |  |  | -0.061801 | -15.5058
8981 | HECN1 | 1 | South | YES | -0.013473 | 144.8 | 0 | 144.8 | 0 | 1.0304 | CC | -1 | 0.061802 | 144.8 | 144.8 |  |  |  |  | -0.061802 | -8.9489
8982 | HECN2 | 2 | South | YES | -0.013473 | 144.1 | 0 | 144.1 | 0 | 1.0304 | CC | -1 | 0.061802 | 144.1 | 144.1 |  |  |  |  | -0.061802 | -8.9056
8983 | HECN3 | 3 | South | YES | -0.013473 | 171.9 | 0 | 171.9 | 0 | 1.0304 | CC | -1 | 0.061802 | 171.9 | 171.9 |  |  |  |  | -0.061802 | -10.6237
8926 | LGE_GT10A | 1 | South | YES | -0.013501 | 158 | 0 | 158 | 0 | 1.03 | Cogen | -1 | 0.06183 | 0 | 0 |  |  |  |  | -0.06183 | 0
8927 | LGE_GT20A | 2 | South | YES | -0.013501 | 153 | 0 | 153 | 0 | 1.03 | Cogen | -1 | 0.06183 | 0 | 0 |  |  |  |  | -0.06183 | 0
8928 | LGE_STG0A | 3 | South | YES | -0.013501 | 100 | 0 | 100 | 0 | 1.03 | Cogen | -1 | 0.06183 | 0 | 0 |  |  |  |  | -0.06183 | 0
8930 | ICPGN10A | 1 | South | YES | -0.013501 | 149 | 0 | 149 | 0 | 1.03 | Cogen | -1 | 0.06183 | 0 | 0 |  |  |  |  | -0.06183 | 0
8931 | ICPGN20A | 2 | South | YES | -0.013501 | 150 | 0 | 150 | 0 | 1.03 | Cogen | -1 | 0.06183 | 0 | 0 |  |  |  |  | -0.06183 | 0
8932 | ICPGN30A | 3 | South | YES | -0.013501 | 127 | 0 | 127 | 0 | 1.03 | Cogen | -1 | 0.06183 | 0 | 0 |  |  |  |  | -0.06183 | 0
80223 | REYSHR G | 1 | South | YES | -0.013501 | 12 | 0 | 12 | 0 | 1.032 | Cogen | -1 | 0.06183 | 0 | 0 |  |  |  |  | -0.06183 | 0
8173 | VICEC51A | 5 | South | YES | -0.013531 | 144 | 18 | 144 | 0 | 1.025 | CC | -1 | 0.06186 | 144 | 144 |  |  |  |  | -0.06186 | -8.9078
8174 | VICEC61A | 6 | South | YES | -0.013531 | 188 | 42 | 188 | 0 | 1.025 | CC | -1 | 0.06186 | 188 | 188 |  |  |  |  | -0.06186 | -11.6296
7007 | L_LOSTPI1_1Y | 1 | South | YES | -0.013546 | 158.6 | 110 | 158 | 0 | 1 | CC | -1 | 0.061875 | 158 | 158 |  |  |  |  | -0.061875 | -9.7762
7008 | L_LOSTPI1_2Y | 2 | South | YES | -0.013546 | 157.7 | 107 | 160 | 0 | 1 | CC | -1 | 0.061875 | 160 | 160 |  |  |  |  | -0.061875 | -9.8999
7009 | L_LOSTPI1_3Y | 3 | South | YES | -0.013546 | 173.9 | 72 | 175 | 0 | 1 | CC | -1 | 0.061875 | 175 | 175 |  |  |  |  | -0.061875 | -10.8281
5932 | SI_RAY9 | 9 | South | YES | -0.013578 | 32 | 32 | 38 | 0 | 1.035 | CC | -1 | 0.061907 | 38 | 38 |  |  |  |  | -0.061907 | -2.3525
5933 | SI_RAY6 | 6 | South | YES | -0.013578 | 15.4 | 10 | 19.3 | 0 | 1.035 | GST | -1 | 0.061907 | 19.3 | 19.3 |  |  |  |  | -0.061907 | -1.1948
5935 | SI_RAY10 | 10 | South | YES | -0.013578 | 47 | 10 | 47 | 0 | 1.03 | CC | -1 | 0.061907 | 47 | 47 |  |  |  |  | -0.061907 | -2.9096
80003 | MILHWYS | F | South | YES | -0.013578 | 0 | 0 | 0 | 0 | 1.0168 | AVR | -1 | 0.061907 | 0 | 0 |  |  |  |  | -0.061907 | 0
8560 | CNOPGT1 | 1 | South | YES | -0.013606 | 148.3 | 0 | 148.3 | 0 | 1.03 | Cogen | -1 | 0.061935 | 0 | 0 |  |  |  |  | -0.061935 | 0
8561 | CNOPGT2 | 2 | South | YES | -0.013606 | 148.6 | 0 | 148.6 | 0 | 1.03 | Cogen | -1 | 0.061935 | 0 | 0 |  |  |  |  | -0.061935 | 0
8562 | CNOPST1 | 3 | South | YES | -0.013606 | 153 | 0 | 153 | 0 | 1.03 | Cogen | -1 | 0.061935 | 0 | 0 |  |  |  |  | -0.061935 | 0
8456 | COSW#1 | 1 | South | YES | -0.013612 | 20 | 0 | 20 | 0 | 1.027 | Cogen | -1 | 0.061941 | 0 | 0 |  |  |  |  | -0.061941 | 0
8457 | COSW#2 | 2 | South | YES | -0.013612 | 14 | 0 | 14 | 0 | 1.027 | Cogen | -1 | 0.061941 | 0 | 0 |  |  |  |  | -0.061941 | 0
8506 | VAL #1 | 1 | South | YES | -0.013622 | 20.9 | 0 | 25 | 0 | 1.0055 | Cogen | -1 | 0.061951 | 0 | 0 |  |  |  |  | -0.061951 | 0
8507 | VAL #2 | 2 | South | YES | -0.013622 | 20.9 | 0 | 25 | 0 | 1.0055 | Cogen | -1 | 0.061951 | 0 | 0 |  |  |  |  | -0.061951 | 0
8459 | B_DAVIS0B | MB | South | YES | -0.013627 | 0 | 50 | 339 |  | 1.03 | GSC | -1 | 0.061956 | 0 | 0 |  |  |  |  | -0.061956 | 0
8460 | B_DAVIS0A | MB | South | YES | -0.013627 | 0 | 50 | 340 |  | 1.03 | GSC | -1 | 0.061956 | 0 | 0 |  |  |  |  | -0.061956 | 0
8461 | KOCH_UP0A | 1 | South | YES | -0.013629 | 38 | 0 | 38 | 0 | 1.012 | Cogen | -1 | 0.061958 | 0 | 0 |  |  |  |  | -0.061958 | 0
80080 | GWINDT11A | 1 | South | YES | -0.013637 | 40.6 | 0 | 94 | 0 | 1.025 | Wind | -1 | 0.061966 | 0 | 94 |  |  |  |  | -0.061966 | 0
80080 | GWINDT11A | 2 | South | YES | -0.013637 | 17.7 | 0 | 41 | 0 | 1.025 | Wind | -1 | 0.061966 | 0 | 41 |  |  |  |  | -0.061966 | 0
80080 | GWINDT11A | 3 | South | YES | -0.013637 | 16.4 | 0 | 38 | 0 | 1.025 | Wind | -1 | 0.061966 | 0 | 38 |  |  |  |  | -0.061966 | 0
80080 | GWINDT11A | 4 | South | YES | -0.013637 | 8.2 | 0 | 19 | 0 | 1.025 | Wind | -1 | 0.061966 | 0 | 19 |  |  |  |  | -0.061966 | 0
80081 | GWINDT21A | 1 | South | YES | -0.013637 | 40.6 | 0 | 94 | 0 | 1.025 | Wind | -1 | 0.061966 | 0 | 94 |  |  |  |  | -0.061966 | 0
80081 | GWINDT21A | 2 | South | YES | -0.013637 | 15.5 | 0 | 36 | 0 | 1.025 | Wind | -1 | 0.061966 | 0 | 36 |  |  |  |  | -0.061966 | 0
80081 | GWINDT21A | 3 | South | YES | -0.013637 | 18.6 | 0 | 43 | 0 | 1.025 | Wind | -1 | 0.061966 | 0 | 43 |  |  |  |  | -0.061966 | 0
80081 | GWINDT21A | 4 | South | YES | -0.013637 | 9.5 | 0 | 22 | 0 | 1.025 | Wind | -1 | 0.061966 | 0 | 22 |  |  |  |  | -0.061966 | 0
80180 | PNSCALT11A | 1 | South | YES | -0.013637 | 63 | 0 | 146 | 0 | 1.025 | Wind | -1 | 0.061966 | 0 | 146 |  |  |  |  | -0.061966 | 0
80180 | PNSCALT11A | 2 | South | YES | -0.013637 | 21.6 | 0 | 50 | 0 | 1.025 | Wind | -1 | 0.061966 | 0 | 50 |  |  |  |  | -0.061966 | 0
80181 | PNSCALT21A | 1 | South | YES | -0.013637 | 23.7 | 0 | 55 | 0 | 1.025 | Wind | -1 | 0.061966 | 0 | 55 |  |  |  |  | -0.061966 | 0
80181 | PNSCALT21A | 2 | South | YES | -0.013637 | 21.6 | 0 | 50 | 0 | 1.025 | Wind | -1 | 0.061966 | 0 | 50 |  |  |  |  | -0.061966 | 0
8511 | OXY_CC0A | 1 | South | YES | -0.013643 | 30.3 | 0 | 38 |  | 1.027 | Cogen | -1 | 0.061972 | 0 | 0 |  |  |  |  | -0.061972 | 0
8517 | CELANEBI0A | 1 | South | YES | -0.013656 | 29 | 0 | 29 | 0 | 1.02 | Cogen | -1 | 0.061985 | 0 | 0 |  |  |  |  | -0.061985 | 0
88198 | BEEVILLE | F | South | YES | -0.014236 | 0 | 0 | 0 | 0 | 1.02 | AVR | -1 | 0.062565 | 0 | 0 |  |  |  |  | -0.062565 | 0
7303 | L_WPPGS12_1Y | 1 | South | YES | -0.014266 | 50 | 0 | 50 | 0 | 1.025 | GGT | -1 | 0.062595 | 50 | 50 |  |  |  |  | -0.062595 | -3.1297
7303 | L_WPPGS12_1Y | 2 | South | YES | -0.014266 | 50 | 0 | 50 | 0 | 1.025 | GGT | -1 | 0.062595 | 50 | 50 |  |  |  |  | -0.062595 | -3.1297
7305 | L_WPPGS34_1Y | 3 | South | YES | -0.014266 | 50 | 0 | 50 | 0 | 1.025 | GGT | -1 | 0.062595 | 50 | 50 |  |  |  |  | -0.062595 | -3.1297
7305 | L_WPPGS34_1Y | 4 | South | YES | -0.014266 | 50 | 0 | 50 | 0 | 1.025 | GGT | -1 | 0.062595 | 50 | 50 |  |  |  |  | -0.062595 | -3.1297
8161 | COLETO0A | 1 | South | YES | -0.014357 | 633 | 200 | 633 | 0 | 1.03 | LIGCO | -1 | 0.062686 | 0 | 633 |  |  |  |  | -0.062686 | 0
7807 | L_BASTEN1_1Y | 1 | South | YES | -0.01447 | 152.5 | 83.5 | 152.5 | 0 | 1.004 | CC | -1 | 0.062799 | 152.5 | 152.5 |  |  |  |  | -0.062799 | -9.5768
7808 | L_BASTEN1_2Y | 1 | South | YES | -0.01447 | 149.5 | 83.5 | 149.5 | 0 | 1.004 | CC | -1 | 0.062799 | 149.5 | 149.5 |  |  |  |  | -0.062799 | -9.3884
7809 | L_BASTEN1_3Y | 1 | South | YES | -0.01447 | 232.6 | 42 | 232.6 | 0 | 1.004 | CC | -1 | 0.062799 | 232.6 | 232.6 |  |  |  |  | -0.062799 | -14.607
8189 | CUECPL2A | 1 | South | YES | -0.015269 | 12 | 0 | 12 | 0 | 1.02 | Cogen | -1 | 0.063598 | 0 | 0 |  |  |  |  | -0.063598 | 0
7004 | L_SIMGID1_1Y | 1 | South | YES | -0.015587 | 132 | 40 | 132 | 0 | 1.02 | GST | -1 | 0.063916 | 132 | 132 |  |  |  |  | -0.063916 | -8.4369
7005 | L_SIMGID1_2Y | 2 | South | YES | -0.015587 | 133 | 32 | 139 | 0 | 1.02 | GST | -1 | 0.063916 | 139 | 139 |  |  |  |  | -0.063916 | -8.8843
7006 | L_SIMGID1_3Y | 3 | South | YES | -0.015587 | 324.9 | 60 | 329 | 0 | 1.02 | GST | -1 | 0.063916 | 329 | 329 |  |  |  |  | -0.063916 | -21.0283
5903 | SANMIGUELGEN | 1 | South | YES | -0.015712 | 396.3 | 180 | 396.3 | 0 | 1.0331 | LIGCO | -1 | 0.064041 | 0 | 396.3 |  |  |  |  | -0.064041 | 0
7624 | L_LAKEWO9_1Y | 1 | South | YES | -0.016384 | 0 | 0 | 2.4 |  | 1 | Hydro | -1 | 0.064713 | 0 | 0 |  |  |  |  | -0.064713 | 0
7624 | L_LAKEWO9_1Y | 2 | South | YES | -0.016384 | 0 | 0 | 2.4 |  | 1 | Hydro | -1 | 0.064713 | 0 | 0 |  |  |  |  | -0.064713 | 0
9002 | DECKR_G3 | 3 | South | YES | -0.016887 | 0 | 24 | 42 |  | 1.015 | GGT | -1 | 0.065216 | 42 | 42 |  |  |  |  | -0.065216 | -2.7391
9003 | DECKR_G4 | 4 | South | YES | -0.016887 | 44 | 24 | 44 | 0 | 1.015 | GGT | -1 | 0.065216 | 44 | 44 |  |  |  |  | -0.065216 | -2.8695
9004 | DECKR_G5 | 5 | South | YES | -0.016887 | 44 | 24 | 44 | 0 | 1.015 | GGT | -1 | 0.065216 | 44 | 44 |  |  |  |  | -0.065216 | -2.8695
9005 | DECKR_G6 | 6 | South | YES | -0.016887 | 44 | 24 | 47 | 0 | 1.015 | GGT | -1 | 0.065216 | 47 | 47 |  |  |  |  | -0.065216 | -3.0651
7800 | L_GUADGE1_1Y | 1 | South | YES | -0.017095 | 147 | 30 | 147 | 0 | 1.02 | CC | -1 | 0.065424 | 147 | 147 |  |  |  |  | -0.065424 | -9.6173
7801 | L_GUADGE1_2Y | 2 | South | YES | -0.017095 | 138 | 30 | 138 | 0 | 1.02 | CC | -1 | 0.065424 | 138 | 138 |  |  |  |  | -0.065424 | -9.0285
7802 | L_GUADGE1_3Y | 3 | South | YES | -0.017095 | 146 | 30 | 146 | 0 | 1.02 | CC | -1 | 0.065424 | 146 | 146 |  |  |  |  | -0.065424 | -9.5519
7803 | L_GUADGE1_4Y | 4 | South | YES | -0.017095 | 149 | 30 | 149 | 0 | 1.02 | CC | -1 | 0.065424 | 149 | 149 |  |  |  |  | -0.065424 | -9.7481
7804 | L_GUADGE1_5Y | 5 | South | YES | -0.017095 | 182 | 30 | 182 | 0 | 1.02 | CC | -1 | 0.065424 | 182 | 182 |  |  |  |  | -0.065424 | -11.9071
7805 | L_GUADGE1_6Y | 6 | South | YES | -0.017095 | 203 | 30 | 203 | 0 | 1.02 | CC | -1 | 0.065424 | 203 | 203 |  |  |  |  | -0.065424 | -13.281
7810 | L_RIONOG1G1Y | 1 | South | YES | -0.017155 | 148 | 0 | 148 | 0 | 1.02 | CC | -1 | 0.065484 | 148 | 148 |  |  |  |  | -0.065484 | -9.6916
7811 | L_RIONOG1G2Y | 2 | South | YES | -0.017155 | 148 | 0 | 148 | 0 | 1.02 | CC | -1 | 0.065484 | 148 | 148 |  |  |  |  | -0.065484 | -9.6916
7812 | L_RIONOG1G3Y | 3 | South | YES | -0.017155 | 154 | 0 | 154 | 0 | 1.02 | CC | -1 | 0.065484 | 154 | 154 |  |  |  |  | -0.065484 | -10.0845
7813 | L_RIONOG1S1Y | 4 | South | YES | -0.017155 | 293 | 0 | 293 | 0 | 1.02 | CC | -1 | 0.065484 | 293 | 293 |  |  |  |  | -0.065484 | -19.1867
9016 | SANDH_G1 | 1 | South | YES | -0.017256 | 45 | 2 | 49 | 0 | 1.0175 | GGT | -1 | 0.065585 | 49 | 49 |  |  |  |  | -0.065585 | -3.2136
9017 | SANDH_G2 | 2 | South | YES | -0.017256 | 45 | 2 | 46 | 0 | 1.0175 | GGT | -1 | 0.065585 | 46 | 46 |  |  |  |  | -0.065585 | -3.0169
9018 | SANDH_G3 | 3 | South | YES | -0.017256 | 45 | 2 | 46 | 0 | 1.0175 | GGT | -1 | 0.065585 | 46 | 46 |  |  |  |  | -0.065585 | -3.0169
9019 | SANDH_G4 | 4 | South | YES | -0.017256 | 0 | 2 | 47 |  | 1.0175 | GGT | -1 | 0.065585 | 47 | 47 |  |  |  |  | -0.065585 | -3.0825
9020 | SANDHG5A | 5A | South | YES | -0.017256 | 150 | 84 | 155 | 0 | 1.0175 | CC | -1 | 0.065585 | 155 | 155 |  |  |  |  | -0.065585 | -10.1656
9021 | SANDHG5C | 5C | South | YES | -0.017256 | 140 | 0 | 148 | 0 | 1.0175 | CC | -1 | 0.065585 | 148 | 148 |  |  |  |  | -0.065585 | -9.7065
9000 | DECKR_G1 | 1 | South | YES | -0.017287 | 280 | 50 | 321 | 0 | 1.015 | GST | -1 | 0.065616 | 321 | 321 |  |  |  |  | -0.065616 | -21.0626
9001 | DECKR_G2 | 2 | South | YES | -0.017287 | 400 | 50 | 426 | 0 | 1.015 | GST | -1 | 0.065616 | 426 | 426 |  |  |  |  | -0.065616 | -27.9523
7014 | L_HAYSEN1_1Y | 1 | South | YES | -0.017318 | 223.9 | 74 | 223.9 | 0 | 1.008 | CC | -1 | 0.065647 | 223.9 | 223.9 |  |  |  |  | -0.065647 | -14.6983
7015 | L_HAYSEN1_2Y | 2 | South | YES | -0.017318 | 225 | 74 | 225 | 0 | 1.008 | CC | -1 | 0.065647 | 225 | 225 |  |  |  |  | -0.065647 | -14.7705
7016 | L_HAYSEN1_3Y | 3 | South | YES | -0.017318 | 224.6 | 74 | 224.6 | 0 | 1.008 | CC | -1 | 0.065647 | 224.6 | 224.6 |  |  |  |  | -0.065647 | -14.7442
7017 | L_HAYSEN1_4Y | 4 | South | YES | -0.017318 | 226.7 | 74 | 226.7 | 0 | 1.008 | CC | -1 | 0.065647 | 226.7 | 226.7 |  |  |  |  | -0.065647 | -14.8821
7605 | L_MCQUEE9_1Y | 1 | South | YES | -0.017421 | 0 | 0 | 2.4 |  | 1.025 | Hydro | -1 | 0.06575 | 0 | 0 |  |  |  |  | -0.06575 | 0
7605 | L_MCQUEE9_1Y | 2 | South | YES | -0.017421 | 0 | 0 | 2.4 |  | 1.025 | Hydro | -1 | 0.06575 | 0 | 0 |  |  |  |  | -0.06575 | 0
7605 | L_MCQUEE9_1Y | 3 | South | YES | -0.017421 | 0 | 0 | 2.8 |  | 1.025 | Hydro | -1 | 0.06575 | 0 | 0 |  |  |  |  | -0.06575 | 0
5401 | CALAVER_JKS1 | 1 | South | YES | -0.017693 | 562 | 100 | 562 | 0 | 1.018 | LIGCO | -1 | 0.066022 | 0 | 562 |  |  |  |  | -0.066022 | 0
7609 | L_SCHUMA8_1Y | 1 | South | YES | -0.017758 | 0 | 0 | 4 |  | 1 | Hydro | -1 | 0.066087 | 0 | 0 |  |  |  |  | -0.066087 | 0
5026 | BRAUNIG_VHB1 | 1 | South | YES | -0.017839 | 215 | 40 | 215 | 0 | 1.0192 | GST | -1 | 0.066168 | 215 | 215 |  |  |  |  | -0.066168 | -14.2261
5027 | BRAUNIG_VHB2 | 2 | South | YES | -0.017839 | 172.8 | 40 | 216 | 0 | 1.0192 | GST | -1 | 0.066168 | 216 | 216 |  |  |  |  | -0.066168 | -14.2922
5031 | BRA_VHBCT1 | 1 | South | YES | -0.017839 | 44 | 24 | 44 | 0 | 1.0192 | #N/A | -1 | 0.066168 | 44 | 44 |  |  |  |  | -0.066168 | -2.9114
5032 | BRA_VHBCT2 | 2 | South | YES | -0.017839 | 44 | 24 | 44 | 0 | 1.0192 | #N/A | -1 | 0.066168 | 44 | 44 |  |  |  |  | -0.066168 | -2.9114
5033 | BRA_VHBCT3 | 3 | South | YES | -0.017839 | 43 | 24 | 43 | 0 | 1.0192 | #N/A | -1 | 0.066168 | 43 | 43 |  |  |  |  | -0.066168 | -2.8452
5034 | BRA_VHBCT4 | 4 | South | YES | -0.017839 | 45 | 24 | 45 | 0 | 1.0192 | #N/A | -1 | 0.066168 | 45 | 45 |  |  |  |  | -0.066168 | -2.9775
5264 | LEON_LCP3G3 | 3 | South | YES | -0.017845 | 0 | 20 | 58 |  | 1.0197 | GST | -1 | 0.066174 | 58 | 58 |  |  |  |  | -0.066174 | -3.8381
5265 | LEON_LCP4G4 | 4 | South | YES | -0.017845 | 71.2 | 25 | 89 | 0 | 1.0197 | GST | -1 | 0.066174 | 89 | 89 |  |  |  |  | -0.066174 | -5.8895
5266 | LEON_LCPCT1 | 1 | South | YES | -0.017845 | 44 | 24 | 44 | 0 | 1.0197 | GGT | -1 | 0.066174 | 44 | 44 |  |  |  |  | -0.066174 | -2.9116
5267 | LEON_LCPCT2 | 2 | South | YES | -0.017845 | 44 | 24 | 44 | 0 | 1.0197 | GGT | -1 | 0.066174 | 44 | 44 |  |  |  |  | -0.066174 | -2.9116
5268 | LEON_LCPCT3 | 3 | South | YES | -0.017845 | 43 | 24 | 43 | 0 | 1.0197 | GGT | -1 | 0.066174 | 43 | 43 |  |  |  |  | -0.066174 | -2.8455
5269 | LEON_LCPCT4 | 4 | South | YES | -0.017845 | 45 | 24 | 45 | 0 | 1.0197 | GGT | -1 | 0.066174 | 45 | 45 |  |  |  |  | -0.066174 | -2.9778
5396 | CALAVER_OWS1 | 1 | South | YES | -0.017919 | 418 | 80 | 418 | 0 | 1.0192 | GST | -1 | 0.066248 | 418 | 418 |  |  |  |  | -0.066248 | -27.6915
5397 | CALAVER_OWS2 | 2 | South | YES | -0.017919 | 400 | 80 | 400 | 0 | 1.0192 | GST | -1 | 0.066248 | 400 | 400 |  |  |  |  | -0.066248 | -26.4991
7020 | L_AUSTPL1_1Y | 1 | South | YES | -0.017925 | 0 | 0 | 8 |  | 1 | Hydro | -1 | 0.066254 | 0 | 0 |  |  |  |  | -0.066254 | 0
7020 | L_AUSTPL1_1Y | 2 | South | YES | -0.017925 | 0 | 0 | 8 |  | 1 | Hydro | -1 | 0.066254 | 0 | 0 |  |  |  |  | -0.066254 | 0
5436 | TUTTL_WBT1G1 | 1 | South | YES | -0.017949 | 48.8 | 20 | 61 | 0 | 1.012 | GST | -1 | 0.066278 | 61 | 61 |  |  |  |  | -0.066278 | -4.0429
5438 | TUTTL_WBT3G3 | 3 | South | YES | -0.017949 | 95 | 25 | 95 | 0 | 1.012 | GST | -1 | 0.066278 | 95 | 95 |  |  |  |  | -0.066278 | -6.2964
5439 | TUTTL_WBT4G4 | 4 | South | YES | -0.017949 | 120.8 | 40 | 151 | 0 | 1.012 | GST | -1 | 0.066278 | 151 | 151 |  |  |  |  | -0.066278 | -10.0079
5028 | BRAUNIG_VHB3 | 3 | South | YES | -0.018032 | 407 | 60 | 407 | 0 | 1.0138 | GST | -1 | 0.066361 | 407 | 407 |  |  |  |  | -0.066361 | -27.0088
5111 | CALAVER_JTD1 | 1 | South | YES | -0.018051 | 430 | 80 | 430 | 0 | 1.0138 | LIGCO | -1 | 0.06638 | 0 | 430 |  |  |  |  | -0.06638 | 0
5112 | CALAVER_JTD2 | 2 | South | YES | -0.018051 | 430 | 80 | 430 | 0 | 1.0138 | LIGCO | -1 | 0.06638 | 0 | 430 |  |  |  |  | -0.06638 | 0
5476 | BRA_AVR1_CT1 | 1 | South | YES | -0.018172 | 155 | 90 | 155 | 0 | 1.017 | CC | -1 | 0.066501 | 155 | 155 |  |  |  |  | -0.066501 | -10.3076
5477 | BRA_AVR1_ST1 | 1 | South | YES | -0.018172 | 174 | 138 | 174 | 0 | 1.017 | CC | -1 | 0.066501 | 174 | 174 |  |  |  |  | -0.066501 | -11.5711
5478 | BRA_AVR1_CT2 | 1 | South | YES | -0.018172 | 155 | 90 | 155 | 0 | 1.017 | CC | -1 | 0.066501 | 155 | 155 |  |  |  |  | -0.066501 | -10.3076
7487 | L_CANYHY8_1Y | 1 | South | YES | -0.02017 | 0 | 0 | 6 |  | 1 | Hydro | -1 | 0.068499 | 0 | 0 |  |  |  |  | -0.068499 | 0
7031 | L_MARSFO1G1Y | 1 | South | YES | -0.024335 | 0 | 0 | 36 |  | 1 | Hydro | -1 | 0.072664 | 0 | 0 |  |  |  |  | -0.072664 | 0
7032 | L_MARSFO1G2Y | 2 | South | YES | -0.024335 | 0 | 0 | 35 |  | 1 | Hydro | -1 | 0.072664 | 0 | 0 |  |  |  |  | -0.072664 | 0
7033 | L_MARSFO1G3Y | 3 | South | YES | -0.024335 | 0 | 0 | 36 |  | 1 | Hydro | -1 | 0.072664 | 0 | 0 |  |  |  |  | -0.072664 | 0
7022 | L_BUCHAN1_1Y | 1 | South | YES | -0.037677 | 0 | 0 | 18 |  | 1 | Hydro | -1 | 0.086006 | 0 | 0 |  |  |  |  | -0.086006 | 0
7023 | L_BUCHAN1_2Y | 2 | South | YES | -0.037677 | 0 | 0 | 18 |  | 1 | Hydro | -1 | 0.086006 | 0 | 0 |  |  |  |  | -0.086006 | 0
7024 | L_BUCHAN1_3Y | 3 | South | YES | -0.037677 | 0 | 0 | 15 |  | 1 | Hydro | -1 | 0.086006 | 0 | 0 |  |  |  |  | -0.086006 | 0
7028 | L_MARBFA1_1Y | 1 | South | YES | -0.040541 | 0 | 0 | 18 |  | 1 | Hydro | -1 | 0.08887 | 0 | 0 |  |  |  |  | -0.08887 | 0
7029 | L_MARBFA1_2Y | 2 | South | YES | -0.040541 | 0 | 0 | 18 |  | 1 | Hydro | -1 | 0.08887 | 0 | 0 |  |  |  |  | -0.08887 | 0
7035 | L_WIRTZ_1G1Y | 1 | South | YES | -0.044538 | 0 | 0 | 29 |  | 1 | Hydro | -1 | 0.092867 | 0 | 0 |  |  |  |  | -0.092867 | 0
7036 | L_WIRTZ_1G2Y | 2 | South | YES | -0.044538 | 23 | 0 | 29.8 |  | 1 | Hydro | -1 | 0.092867 | 0 | 0 |  |  |  |  | -0.092867 | 0
7000 | L_FERGUS1_1Y | 1 | South | YES | -0.047687 | 400 | 65 | 423.3 | 0 | 1.015 | GSC | -1 | 0.096016 | 423.3 | 423.3 |  |  |  |  | -0.096016 | -40.6434
7026 | L_INKSDA1_1Y | 1 | South | YES | -0.058594 | 0 | 0 | 13.7 |  | 1 | Hydro | -1 | 0.10692 | 0 | 0 |  |  |  |  | -0.10692 | 0
Note on AL4: Zonal Cap - Zonal Impact

## Distributed Slack - Inc
Number of Bus | Name of Bus | ID | Area Name of Gen | AGC | P Sensitivity of Bus | Gen MW | Min MW | Max MW | V Sensitivity of Bus | Set Volt | Tech Type | Zone Impact | Zone Correlation | Inc Max | Dec Max | Souce S.F. Weighting | Souce Capacity | Sink S.F. Weighting | Sink Capacity | PTDF Calc | PTDF Weighting | Cumulative Concentrated Capacity | Cumulative Concentrated Impact
7026 | L_INKSDA1_1Y | 1 | South | YES | -0.058594 | 0 | 0 | 13.7 |  | 1 | Hydro | -1 | 0.10692 | 0 | 0 |  |  |  |  | -0.10692 | 0 | 0 | 0
7000 | L_FERGUS1_1Y | 1 | South | YES | -0.047687 | 400 | 65 | 423.3 | 0 | 1.015 | GSC | -1 | 0.096016 | 423.3 | 423.3 |  |  |  |  | -0.096016 | -40.6434 | 423.3 | 40.6434
7035 | L_WIRTZ_1G1Y | 1 | South | YES | -0.044538 | 0 | 0 | 29 |  | 1 | Hydro | -1 | 0.092867 | 0 | 0 |  |  |  |  | -0.092867 | 0
7036 | L_WIRTZ_1G2Y | 2 | South | YES | -0.044538 | 23 | 0 | 29.8 |  | 1 | Hydro | -1 | 0.092867 | 0 | 0 |  |  |  |  | -0.092867 | 0 |  |  | Weighted Shift Factors
7028 | L_MARBFA1_1Y | 1 | South | YES | -0.040541 | 0 | 0 | 18 |  | 1 | Hydro | -1 | 0.08887 | 0 | 0 |  |  |  |  | -0.08887 | 0 |  |  | West | 0.048329
7029 | L_MARBFA1_2Y | 2 | South | YES | -0.040541 | 0 | 0 | 18 |  | 1 | Hydro | -1 | 0.08887 | 0 | 0 |  |  |  |  | -0.08887 | 0 |  |  | North | 0.009353
7022 | L_BUCHAN1_1Y | 1 | South | YES | -0.037677 | 0 | 0 | 18 |  | 1 | Hydro | -1 | 0.086006 | 0 | 0 |  |  |  |  | -0.086006 | 0 |  |  |  | 0.038976
7023 | L_BUCHAN1_2Y | 2 | South | YES | -0.037677 | 0 | 0 | 18 |  | 1 | Hydro | -1 | 0.086006 | 0 | 0 |  |  |  |  | -0.086006 | 0
7024 | L_BUCHAN1_3Y | 3 | South | YES | -0.037677 | 0 | 0 | 15 |  | 1 | Hydro | -1 | 0.086006 | 0 | 0 |  |  |  |  | -0.086006 | 0 |  |  | Line Cap | 100
7031 | L_MARSFO1G1Y | 1 | South | YES | -0.024335 | 0 | 0 | 36 |  | 1 | Hydro | -1 | 0.072664 | 0 | 0 |  |  |  |  | -0.072664 | 0 |  |  | Conc Gen | 423.3
7032 | L_MARSFO1G2Y | 2 | South | YES | -0.024335 | 0 | 0 | 35 |  | 1 | Hydro | -1 | 0.072664 | 0 | 0 |  |  |  |  | -0.072664 | 0 |  |  | Weighted Imp. | 40.6434
7033 | L_MARSFO1G3Y | 3 | South | YES | -0.024335 | 0 | 0 | 36 |  | 1 | Hydro | -1 | 0.072664 | 0 | 0 |  |  |  |  | -0.072664 | 0 |  |  | PTDF | 0.096016
7487 | L_CANYHY8_1Y | 1 | South | YES | -0.02017 | 0 | 0 | 6 |  | 1 | Hydro | -1 | 0.068499 | 0 | 0 |  |  |  |  | -0.068499 | 0
5476 | BRA_AVR1_CT1 | 1 | South | YES | -0.018172 | 155 | 90 | 155 | 0 | 1.017 | CC | -1 | 0.066501 | 155 | 155 |  |  |  |  | -0.066501 | -10.3076 |  |  | Concentration | 2.4635
5477 | BRA_AVR1_ST1 | 1 | South | YES | -0.018172 | 174 | 138 | 174 | 0 | 1.017 | CC | -1 | 0.066501 | 174 | 174 |  |  |  |  | -0.066501 | -11.5711
5478 | BRA_AVR1_CT2 | 1 | South | YES | -0.018172 | 155 | 90 | 155 | 0 | 1.017 | CC | -1 | 0.066501 | 155 | 155 |  |  |  |  | -0.066501 | -10.3076 |  |  |  | Fail
5111 | CALAVER_JTD1 | 1 | South | YES | -0.018051 | 430 | 80 | 430 | 0 | 1.0138 | LIGCO | -1 | 0.06638 | 0 | 430 |  |  |  |  | -0.06638 | 0
5112 | CALAVER_JTD2 | 2 | South | YES | -0.018051 | 430 | 80 | 430 | 0 | 1.0138 | LIGCO | -1 | 0.06638 | 0 | 430 |  |  |  |  | -0.06638 | 0
5028 | BRAUNIG_VHB3 | 3 | South | YES | -0.018032 | 407 | 60 | 407 | 0 | 1.0138 | GST | -1 | 0.066361 | 407 | 407 |  |  |  |  | -0.066361 | -27.0088
5436 | TUTTL_WBT1G1 | 1 | South | YES | -0.017949 | 48.8 | 20 | 61 | 0 | 1.012 | GST | -1 | 0.066278 | 61 | 61 |  |  |  |  | -0.066278 | -4.0429
5438 | TUTTL_WBT3G3 | 3 | South | YES | -0.017949 | 95 | 25 | 95 | 0 | 1.012 | GST | -1 | 0.066278 | 95 | 95 |  |  |  |  | -0.066278 | -6.2964
5439 | TUTTL_WBT4G4 | 4 | South | YES | -0.017949 | 120.8 | 40 | 151 | 0 | 1.012 | GST | -1 | 0.066278 | 151 | 151 |  |  |  |  | -0.066278 | -10.0079
7020 | L_AUSTPL1_1Y | 1 | South | YES | -0.017925 | 0 | 0 | 8 |  | 1 | Hydro | -1 | 0.066254 | 0 | 0 |  |  |  |  | -0.066254 | 0
7020 | L_AUSTPL1_1Y | 2 | South | YES | -0.017925 | 0 | 0 | 8 |  | 1 | Hydro | -1 | 0.066254 | 0 | 0 |  |  |  |  | -0.066254 | 0
5396 | CALAVER_OWS1 | 1 | South | YES | -0.017919 | 418 | 80 | 418 | 0 | 1.0192 | GST | -1 | 0.066248 | 418 | 418 |  |  |  |  | -0.066248 | -27.6915
5397 | CALAVER_OWS2 | 2 | South | YES | -0.017919 | 400 | 80 | 400 | 0 | 1.0192 | GST | -1 | 0.066248 | 400 | 400 |  |  |  |  | -0.066248 | -26.4991
5264 | LEON_LCP3G3 | 3 | South | YES | -0.017845 | 0 | 20 | 58 |  | 1.0197 | GST | -1 | 0.066174 | 58 | 58 |  |  |  |  | -0.066174 | -3.8381
5265 | LEON_LCP4G4 | 4 | South | YES | -0.017845 | 71.2 | 25 | 89 | 0 | 1.0197 | GST | -1 | 0.066174 | 89 | 89 |  |  |  |  | -0.066174 | -5.8895
5266 | LEON_LCPCT1 | 1 | South | YES | -0.017845 | 44 | 24 | 44 | 0 | 1.0197 | GGT | -1 | 0.066174 | 44 | 44 |  |  |  |  | -0.066174 | -2.9116
5267 | LEON_LCPCT2 | 2 | South | YES | -0.017845 | 44 | 24 | 44 | 0 | 1.0197 | GGT | -1 | 0.066174 | 44 | 44 |  |  |  |  | -0.066174 | -2.9116
5268 | LEON_LCPCT3 | 3 | South | YES | -0.017845 | 43 | 24 | 43 | 0 | 1.0197 | GGT | -1 | 0.066174 | 43 | 43 |  |  |  |  | -0.066174 | -2.8455
5269 | LEON_LCPCT4 | 4 | South | YES | -0.017845 | 45 | 24 | 45 | 0 | 1.0197 | GGT | -1 | 0.066174 | 45 | 45 |  |  |  |  | -0.066174 | -2.9778
5026 | BRAUNIG_VHB1 | 1 | South | YES | -0.017839 | 215 | 40 | 215 | 0 | 1.0192 | GST | -1 | 0.066168 | 215 | 215 |  |  |  |  | -0.066168 | -14.2261
5027 | BRAUNIG_VHB2 | 2 | South | YES | -0.017839 | 172.8 | 40 | 216 | 0 | 1.0192 | GST | -1 | 0.066168 | 216 | 216 |  |  |  |  | -0.066168 | -14.2922
5031 | BRA_VHBCT1 | 1 | South | YES | -0.017839 | 44 | 24 | 44 | 0 | 1.0192 | #N/A | -1 | 0.066168 | 44 | 44 |  |  |  |  | -0.066168 | -2.9114
5032 | BRA_VHBCT2 | 2 | South | YES | -0.017839 | 44 | 24 | 44 | 0 | 1.0192 | #N/A | -1 | 0.066168 | 44 | 44 |  |  |  |  | -0.066168 | -2.9114
5033 | BRA_VHBCT3 | 3 | South | YES | -0.017839 | 43 | 24 | 43 | 0 | 1.0192 | #N/A | -1 | 0.066168 | 43 | 43 |  |  |  |  | -0.066168 | -2.8452
5034 | BRA_VHBCT4 | 4 | South | YES | -0.017839 | 45 | 24 | 45 | 0 | 1.0192 | #N/A | -1 | 0.066168 | 45 | 45 |  |  |  |  | -0.066168 | -2.9775
7609 | L_SCHUMA8_1Y | 1 | South | YES | -0.017758 | 0 | 0 | 4 |  | 1 | Hydro | -1 | 0.066087 | 0 | 0 |  |  |  |  | -0.066087 | 0
5401 | CALAVER_JKS1 | 1 | South | YES | -0.017693 | 562 | 100 | 562 | 0 | 1.018 | LIGCO | -1 | 0.066022 | 0 | 562 |  |  |  |  | -0.066022 | 0
7605 | L_MCQUEE9_1Y | 1 | South | YES | -0.017421 | 0 | 0 | 2.4 |  | 1.025 | Hydro | -1 | 0.06575 | 0 | 0 |  |  |  |  | -0.06575 | 0
7605 | L_MCQUEE9_1Y | 2 | South | YES | -0.017421 | 0 | 0 | 2.4 |  | 1.025 | Hydro | -1 | 0.06575 | 0 | 0 |  |  |  |  | -0.06575 | 0
7605 | L_MCQUEE9_1Y | 3 | South | YES | -0.017421 | 0 | 0 | 2.8 |  | 1.025 | Hydro | -1 | 0.06575 | 0 | 0 |  |  |  |  | -0.06575 | 0
7014 | L_HAYSEN1_1Y | 1 | South | YES | -0.017318 | 223.9 | 74 | 223.9 | 0 | 1.008 | CC | -1 | 0.065647 | 223.9 | 223.9 |  |  |  |  | -0.065647 | -14.6983
7015 | L_HAYSEN1_2Y | 2 | South | YES | -0.017318 | 225 | 74 | 225 | 0 | 1.008 | CC | -1 | 0.065647 | 225 | 225 |  |  |  |  | -0.065647 | -14.7705
7016 | L_HAYSEN1_3Y | 3 | South | YES | -0.017318 | 224.6 | 74 | 224.6 | 0 | 1.008 | CC | -1 | 0.065647 | 224.6 | 224.6 |  |  |  |  | -0.065647 | -14.7442
7017 | L_HAYSEN1_4Y | 4 | South | YES | -0.017318 | 226.7 | 74 | 226.7 | 0 | 1.008 | CC | -1 | 0.065647 | 226.7 | 226.7 |  |  |  |  | -0.065647 | -14.8821
9000 | DECKR_G1 | 1 | South | YES | -0.017287 | 280 | 50 | 321 | 0 | 1.015 | GST | -1 | 0.065616 | 321 | 321 |  |  |  |  | -0.065616 | -21.0626
9001 | DECKR_G2 | 2 | South | YES | -0.017287 | 400 | 50 | 426 | 0 | 1.015 | GST | -1 | 0.065616 | 426 | 426 |  |  |  |  | -0.065616 | -27.9523
9016 | SANDH_G1 | 1 | South | YES | -0.017256 | 45 | 2 | 49 | 0 | 1.0175 | GGT | -1 | 0.065585 | 49 | 49 |  |  |  |  | -0.065585 | -3.2136
9017 | SANDH_G2 | 2 | South | YES | -0.017256 | 45 | 2 | 46 | 0 | 1.0175 | GGT | -1 | 0.065585 | 46 | 46 |  |  |  |  | -0.065585 | -3.0169
9018 | SANDH_G3 | 3 | South | YES | -0.017256 | 45 | 2 | 46 | 0 | 1.0175 | GGT | -1 | 0.065585 | 46 | 46 |  |  |  |  | -0.065585 | -3.0169
9019 | SANDH_G4 | 4 | South | YES | -0.017256 | 0 | 2 | 47 |  | 1.0175 | GGT | -1 | 0.065585 | 47 | 47 |  |  |  |  | -0.065585 | -3.0825
9020 | SANDHG5A | 5A | South | YES | -0.017256 | 150 | 84 | 155 | 0 | 1.0175 | CC | -1 | 0.065585 | 155 | 155 |  |  |  |  | -0.065585 | -10.1656
9021 | SANDHG5C | 5C | South | YES | -0.017256 | 140 | 0 | 148 | 0 | 1.0175 | CC | -1 | 0.065585 | 148 | 148 |  |  |  |  | -0.065585 | -9.7065
7810 | L_RIONOG1G1Y | 1 | South | YES | -0.017155 | 148 | 0 | 148 | 0 | 1.02 | CC | -1 | 0.065484 | 148 | 148 |  |  |  |  | -0.065484 | -9.6916
7811 | L_RIONOG1G2Y | 2 | South | YES | -0.017155 | 148 | 0 | 148 | 0 | 1.02 | CC | -1 | 0.065484 | 148 | 148 |  |  |  |  | -0.065484 | -9.6916
7812 | L_RIONOG1G3Y | 3 | South | YES | -0.017155 | 154 | 0 | 154 | 0 | 1.02 | CC | -1 | 0.065484 | 154 | 154 |  |  |  |  | -0.065484 | -10.0845
7813 | L_RIONOG1S1Y | 4 | South | YES | -0.017155 | 293 | 0 | 293 | 0 | 1.02 | CC | -1 | 0.065484 | 293 | 293 |  |  |  |  | -0.065484 | -19.1867
7800 | L_GUADGE1_1Y | 1 | South | YES | -0.017095 | 147 | 30 | 147 | 0 | 1.02 | CC | -1 | 0.065424 | 147 | 147 |  |  |  |  | -0.065424 | -9.6173
7801 | L_GUADGE1_2Y | 2 | South | YES | -0.017095 | 138 | 30 | 138 | 0 | 1.02 | CC | -1 | 0.065424 | 138 | 138 |  |  |  |  | -0.065424 | -9.0285
7802 | L_GUADGE1_3Y | 3 | South | YES | -0.017095 | 146 | 30 | 146 | 0 | 1.02 | CC | -1 | 0.065424 | 146 | 146 |  |  |  |  | -0.065424 | -9.5519
7803 | L_GUADGE1_4Y | 4 | South | YES | -0.017095 | 149 | 30 | 149 | 0 | 1.02 | CC | -1 | 0.065424 | 149 | 149 |  |  |  |  | -0.065424 | -9.7481
7804 | L_GUADGE1_5Y | 5 | South | YES | -0.017095 | 182 | 30 | 182 | 0 | 1.02 | CC | -1 | 0.065424 | 182 | 182 |  |  |  |  | -0.065424 | -11.9071
7805 | L_GUADGE1_6Y | 6 | South | YES | -0.017095 | 203 | 30 | 203 | 0 | 1.02 | CC | -1 | 0.065424 | 203 | 203 |  |  |  |  | -0.065424 | -13.281
9002 | DECKR_G3 | 3 | South | YES | -0.016887 | 0 | 24 | 42 |  | 1.015 | GGT | -1 | 0.065216 | 42 | 42 |  |  |  |  | -0.065216 | -2.7391
9003 | DECKR_G4 | 4 | South | YES | -0.016887 | 44 | 24 | 44 | 0 | 1.015 | GGT | -1 | 0.065216 | 44 | 44 |  |  |  |  | -0.065216 | -2.8695
9004 | DECKR_G5 | 5 | South | YES | -0.016887 | 44 | 24 | 44 | 0 | 1.015 | GGT | -1 | 0.065216 | 44 | 44 |  |  |  |  | -0.065216 | -2.8695
9005 | DECKR_G6 | 6 | South | YES | -0.016887 | 44 | 24 | 47 | 0 | 1.015 | GGT | -1 | 0.065216 | 47 | 47 |  |  |  |  | -0.065216 | -3.0651
7624 | L_LAKEWO9_1Y | 1 | South | YES | -0.016384 | 0 | 0 | 2.4 |  | 1 | Hydro | -1 | 0.064713 | 0 | 0 |  |  |  |  | -0.064713 | 0
7624 | L_LAKEWO9_1Y | 2 | South | YES | -0.016384 | 0 | 0 | 2.4 |  | 1 | Hydro | -1 | 0.064713 | 0 | 0 |  |  |  |  | -0.064713 | 0
5903 | SANMIGUELGEN | 1 | South | YES | -0.015712 | 396.3 | 180 | 396.3 | 0 | 1.0331 | LIGCO | -1 | 0.064041 | 0 | 396.3 |  |  |  |  | -0.064041 | 0
7004 | L_SIMGID1_1Y | 1 | South | YES | -0.015587 | 132 | 40 | 132 | 0 | 1.02 | GST | -1 | 0.063916 | 132 | 132 |  |  |  |  | -0.063916 | -8.4369
7005 | L_SIMGID1_2Y | 2 | South | YES | -0.015587 | 133 | 32 | 139 | 0 | 1.02 | GST | -1 | 0.063916 | 139 | 139 |  |  |  |  | -0.063916 | -8.8843
7006 | L_SIMGID1_3Y | 3 | South | YES | -0.015587 | 324.9 | 60 | 329 | 0 | 1.02 | GST | -1 | 0.063916 | 329 | 329 |  |  |  |  | -0.063916 | -21.0283
8189 | CUECPL2A | 1 | South | YES | -0.015269 | 12 | 0 | 12 | 0 | 1.02 | Cogen | -1 | 0.063598 | 0 | 0 |  |  |  |  | -0.063598 | 0
7807 | L_BASTEN1_1Y | 1 | South | YES | -0.01447 | 152.5 | 83.5 | 152.5 | 0 | 1.004 | CC | -1 | 0.062799 | 152.5 | 152.5 |  |  |  |  | -0.062799 | -9.5768
7808 | L_BASTEN1_2Y | 1 | South | YES | -0.01447 | 149.5 | 83.5 | 149.5 | 0 | 1.004 | CC | -1 | 0.062799 | 149.5 | 149.5 |  |  |  |  | -0.062799 | -9.3884
7809 | L_BASTEN1_3Y | 1 | South | YES | -0.01447 | 232.6 | 42 | 232.6 | 0 | 1.004 | CC | -1 | 0.062799 | 232.6 | 232.6 |  |  |  |  | -0.062799 | -14.607
8161 | COLETO0A | 1 | South | YES | -0.014357 | 633 | 200 | 633 | 0 | 1.03 | LIGCO | -1 | 0.062686 | 0 | 633 |  |  |  |  | -0.062686 | 0
7303 | L_WPPGS12_1Y | 1 | South | YES | -0.014266 | 50 | 0 | 50 | 0 | 1.025 | GGT | -1 | 0.062595 | 50 | 50 |  |  |  |  | -0.062595 | -3.1297
7303 | L_WPPGS12_1Y | 2 | South | YES | -0.014266 | 50 | 0 | 50 | 0 | 1.025 | GGT | -1 | 0.062595 | 50 | 50 |  |  |  |  | -0.062595 | -3.1297
7305 | L_WPPGS34_1Y | 3 | South | YES | -0.014266 | 50 | 0 | 50 | 0 | 1.025 | GGT | -1 | 0.062595 | 50 | 50 |  |  |  |  | -0.062595 | -3.1297
7305 | L_WPPGS34_1Y | 4 | South | YES | -0.014266 | 50 | 0 | 50 | 0 | 1.025 | GGT | -1 | 0.062595 | 50 | 50 |  |  |  |  | -0.062595 | -3.1297
88198 | BEEVILLE | F | South | YES | -0.014236 | 0 | 0 | 0 | 0 | 1.02 | AVR | -1 | 0.062565 | 0 | 0 |  |  |  |  | -0.062565 | 0
8517 | CELANEBI0A | 1 | South | YES | -0.013656 | 29 | 0 | 29 | 0 | 1.02 | Cogen | -1 | 0.061985 | 0 | 0 |  |  |  |  | -0.061985 | 0
8511 | OXY_CC0A | 1 | South | YES | -0.013643 | 30.3 | 0 | 38 |  | 1.027 | Cogen | -1 | 0.061972 | 0 | 0 |  |  |  |  | -0.061972 | 0
80080 | GWINDT11A | 1 | South | YES | -0.013637 | 40.6 | 0 | 94 | 0 | 1.025 | Wind | -1 | 0.061966 | 0 | 94 |  |  |  |  | -0.061966 | 0
80080 | GWINDT11A | 2 | South | YES | -0.013637 | 17.7 | 0 | 41 | 0 | 1.025 | Wind | -1 | 0.061966 | 0 | 41 |  |  |  |  | -0.061966 | 0
80080 | GWINDT11A | 3 | South | YES | -0.013637 | 16.4 | 0 | 38 | 0 | 1.025 | Wind | -1 | 0.061966 | 0 | 38 |  |  |  |  | -0.061966 | 0
80080 | GWINDT11A | 4 | South | YES | -0.013637 | 8.2 | 0 | 19 | 0 | 1.025 | Wind | -1 | 0.061966 | 0 | 19 |  |  |  |  | -0.061966 | 0
80081 | GWINDT21A | 1 | South | YES | -0.013637 | 40.6 | 0 | 94 | 0 | 1.025 | Wind | -1 | 0.061966 | 0 | 94 |  |  |  |  | -0.061966 | 0
80081 | GWINDT21A | 2 | South | YES | -0.013637 | 15.5 | 0 | 36 | 0 | 1.025 | Wind | -1 | 0.061966 | 0 | 36 |  |  |  |  | -0.061966 | 0
80081 | GWINDT21A | 3 | South | YES | -0.013637 | 18.6 | 0 | 43 | 0 | 1.025 | Wind | -1 | 0.061966 | 0 | 43 |  |  |  |  | -0.061966 | 0
80081 | GWINDT21A | 4 | South | YES | -0.013637 | 9.5 | 0 | 22 | 0 | 1.025 | Wind | -1 | 0.061966 | 0 | 22 |  |  |  |  | -0.061966 | 0
80180 | PNSCALT11A | 1 | South | YES | -0.013637 | 63 | 0 | 146 | 0 | 1.025 | Wind | -1 | 0.061966 | 0 | 146 |  |  |  |  | -0.061966 | 0
80180 | PNSCALT11A | 2 | South | YES | -0.013637 | 21.6 | 0 | 50 | 0 | 1.025 | Wind | -1 | 0.061966 | 0 | 50 |  |  |  |  | -0.061966 | 0
80181 | PNSCALT21A | 1 | South | YES | -0.013637 | 23.7 | 0 | 55 | 0 | 1.025 | Wind | -1 | 0.061966 | 0 | 55 |  |  |  |  | -0.061966 | 0
80181 | PNSCALT21A | 2 | South | YES | -0.013637 | 21.6 | 0 | 50 | 0 | 1.025 | Wind | -1 | 0.061966 | 0 | 50 |  |  |  |  | -0.061966 | 0
8461 | KOCH_UP0A | 1 | South | YES | -0.013629 | 38 | 0 | 38 | 0 | 1.012 | Cogen | -1 | 0.061958 | 0 | 0 |  |  |  |  | -0.061958 | 0
8459 | B_DAVIS0B | MB | South | YES | -0.013627 | 0 | 50 | 339 |  | 1.03 | GSC | -1 | 0.061956 | 0 | 0 |  |  |  |  | -0.061956 | 0
8460 | B_DAVIS0A | MB | South | YES | -0.013627 | 0 | 50 | 340 |  | 1.03 | GSC | -1 | 0.061956 | 0 | 0 |  |  |  |  | -0.061956 | 0
8506 | VAL #1 | 1 | South | YES | -0.013622 | 20.9 | 0 | 25 | 0 | 1.0055 | Cogen | -1 | 0.061951 | 0 | 0 |  |  |  |  | -0.061951 | 0
8507 | VAL #2 | 2 | South | YES | -0.013622 | 20.9 | 0 | 25 | 0 | 1.0055 | Cogen | -1 | 0.061951 | 0 | 0 |  |  |  |  | -0.061951 | 0
8456 | COSW#1 | 1 | South | YES | -0.013612 | 20 | 0 | 20 | 0 | 1.027 | Cogen | -1 | 0.061941 | 0 | 0 |  |  |  |  | -0.061941 | 0
8457 | COSW#2 | 2 | South | YES | -0.013612 | 14 | 0 | 14 | 0 | 1.027 | Cogen | -1 | 0.061941 | 0 | 0 |  |  |  |  | -0.061941 | 0
8560 | CNOPGT1 | 1 | South | YES | -0.013606 | 148.3 | 0 | 148.3 | 0 | 1.03 | Cogen | -1 | 0.061935 | 0 | 0 |  |  |  |  | -0.061935 | 0
8561 | CNOPGT2 | 2 | South | YES | -0.013606 | 148.6 | 0 | 148.6 | 0 | 1.03 | Cogen | -1 | 0.061935 | 0 | 0 |  |  |  |  | -0.061935 | 0
8562 | CNOPST1 | 3 | South | YES | -0.013606 | 153 | 0 | 153 | 0 | 1.03 | Cogen | -1 | 0.061935 | 0 | 0 |  |  |  |  | -0.061935 | 0
5932 | SI_RAY9 | 9 | South | YES | -0.013578 | 32 | 32 | 38 | 0 | 1.035 | CC | -1 | 0.061907 | 38 | 38 |  |  |  |  | -0.061907 | -2.3525
5933 | SI_RAY6 | 6 | South | YES | -0.013578 | 15.4 | 10 | 19.3 | 0 | 1.035 | GST | -1 | 0.061907 | 19.3 | 19.3 |  |  |  |  | -0.061907 | -1.1948
5935 | SI_RAY10 | 10 | South | YES | -0.013578 | 47 | 10 | 47 | 0 | 1.03 | CC | -1 | 0.061907 | 47 | 47 |  |  |  |  | -0.061907 | -2.9096
80003 | MILHWYS | F | South | YES | -0.013578 | 0 | 0 | 0 | 0 | 1.0168 | AVR | -1 | 0.061907 | 0 | 0 |  |  |  |  | -0.061907 | 0
7007 | L_LOSTPI1_1Y | 1 | South | YES | -0.013546 | 158.6 | 110 | 158 | 0 | 1 | CC | -1 | 0.061875 | 158 | 158 |  |  |  |  | -0.061875 | -9.7762
7008 | L_LOSTPI1_2Y | 2 | South | YES | -0.013546 | 157.7 | 107 | 160 | 0 | 1 | CC | -1 | 0.061875 | 160 | 160 |  |  |  |  | -0.061875 | -9.8999
7009 | L_LOSTPI1_3Y | 3 | South | YES | -0.013546 | 173.9 | 72 | 175 | 0 | 1 | CC | -1 | 0.061875 | 175 | 175 |  |  |  |  | -0.061875 | -10.8281
8173 | VICEC51A | 5 | South | YES | -0.013531 | 144 | 18 | 144 | 0 | 1.025 | CC | -1 | 0.06186 | 144 | 144 |  |  |  |  | -0.06186 | -8.9078
8174 | VICEC61A | 6 | South | YES | -0.013531 | 188 | 42 | 188 | 0 | 1.025 | CC | -1 | 0.06186 | 188 | 188 |  |  |  |  | -0.06186 | -11.6296
8926 | LGE_GT10A | 1 | South | YES | -0.013501 | 158 | 0 | 158 | 0 | 1.03 | Cogen | -1 | 0.06183 | 0 | 0 |  |  |  |  | -0.06183 | 0
8927 | LGE_GT20A | 2 | South | YES | -0.013501 | 153 | 0 | 153 | 0 | 1.03 | Cogen | -1 | 0.06183 | 0 | 0 |  |  |  |  | -0.06183 | 0
8928 | LGE_STG0A | 3 | South | YES | -0.013501 | 100 | 0 | 100 | 0 | 1.03 | Cogen | -1 | 0.06183 | 0 | 0 |  |  |  |  | -0.06183 | 0
8930 | ICPGN10A | 1 | South | YES | -0.013501 | 149 | 0 | 149 | 0 | 1.03 | Cogen | -1 | 0.06183 | 0 | 0 |  |  |  |  | -0.06183 | 0
8931 | ICPGN20A | 2 | South | YES | -0.013501 | 150 | 0 | 150 | 0 | 1.03 | Cogen | -1 | 0.06183 | 0 | 0 |  |  |  |  | -0.06183 | 0
8932 | ICPGN30A | 3 | South | YES | -0.013501 | 127 | 0 | 127 | 0 | 1.03 | Cogen | -1 | 0.06183 | 0 | 0 |  |  |  |  | -0.06183 | 0
80223 | REYSHR G | 1 | South | YES | -0.013501 | 12 | 0 | 12 | 0 | 1.032 | Cogen | -1 | 0.06183 | 0 | 0 |  |  |  |  | -0.06183 | 0
8981 | HECN1 | 1 | South | YES | -0.013473 | 144.8 | 0 | 144.8 | 0 | 1.0304 | CC | -1 | 0.061802 | 144.8 | 144.8 |  |  |  |  | -0.061802 | -8.9489
8982 | HECN2 | 2 | South | YES | -0.013473 | 144.1 | 0 | 144.1 | 0 | 1.0304 | CC | -1 | 0.061802 | 144.1 | 144.1 |  |  |  |  | -0.061802 | -8.9056
8983 | HECN3 | 3 | South | YES | -0.013473 | 171.9 | 0 | 171.9 | 0 | 1.0304 | CC | -1 | 0.061802 | 171.9 | 171.9 |  |  |  |  | -0.061802 | -10.6237
8936 | MVGN#1 | 1 | South | YES | -0.013472 | 216.6 | 0 | 216.6 | 0 | 1.0304 | CC | -1 | 0.061801 | 216.6 | 216.6 |  |  |  |  | -0.061801 | -13.386
8937 | MVGN#2 | 2 | South | YES | -0.013472 | 216.7 | 0 | 216.7 | 0 | 1.0304 | CC | -1 | 0.061801 | 216.7 | 216.7 |  |  |  |  | -0.061801 | -13.3922
8938 | MVGN#3 | 3 | South | YES | -0.013472 | 250.9 | 0 | 250.9 | 0 | 1.0304 | CC | -1 | 0.061801 | 250.9 | 250.9 |  |  |  |  | -0.061801 | -15.5058
5508 | RAYBURNCC9 | 1 | South | YES | -0.01342 | 47.7 | 18.2 | 47.7 | 0 | 1.0296 | CC | -1 | 0.061749 | 47.7 | 47.7 |  |  |  |  | -0.061749 | -2.9454
5509 | RAYBURNCC10 | 1 | South | YES | -0.01342 | 37.3 | 5.2 | 37.3 | 0 | 1.0296 | CC | -1 | 0.061749 | 37.3 | 37.3 |  |  |  |  | -0.061749 | -2.3032
5511 | RAYBURNCC7 | 1 | South | YES | -0.01342 | 47.5 | 18.2 | 47.5 | 0 | 1.0296 | CC | -1 | 0.061749 | 47.5 | 47.5 |  |  |  |  | -0.061749 | -2.9331
5512 | RAYBURNCC8 | 1 | South | YES | -0.01342 | 49.3 | 18.2 | 49.3 | 0 | 1.0296 | CC | -1 | 0.061749 | 49.3 | 49.3 |  |  |  |  | -0.061749 | -3.0442
8066 | DUP1V#1 | 1 | South | YES | -0.013398 | 52.3 | 0 | 73 | 0 | 1.01 | Cogen | -1 | 0.061727 | 0 | 0 |  |  |  |  | -0.061727 | 0
7012 | L_FPPYD21_3Y | 3 | South | YES | -0.013379 | 427.5 | 200 | 436 | 0 | 1.02 | LIGCO | -1 | 0.061708 | 0 | 436 |  |  |  |  | -0.061708 | 0
7010 | L_FPPYD11_1Y | 1 | South | YES | -0.013377 | 547.4 | 200 | 606 | 0 | 1.02 | LIGCO | -1 | 0.061706 | 0 | 606 |  |  |  |  | -0.061706 | 0
7011 | L_FPPYD11_2Y | 2 | South | YES | -0.013377 | 552.2 | 200 | 598 | 0 | 1.02 | LIGCO | -1 | 0.061706 | 0 | 598 |  |  |  |  | -0.061706 | 0
8933 | FGNTS001 | 1 | South | YES | -0.013331 | 146.5 | 0 | 146.5 | 0 | 1.03 | CC | -1 | 0.06166 | 146.5 | 146.5 |  |  |  |  | -0.06166 | -9.0331
8934 | FGNTS101 | 2 | South | YES | -0.013331 | 147.9 | 0 | 147.9 | 0 | 1.03 | CC | -1 | 0.06166 | 147.9 | 147.9 |  |  |  |  | -0.06166 | -9.1195
8935 | FGNTS201 | 3 | South | YES | -0.013331 | 173 | 0 | 173 | 0 | 1.03 | CC | -1 | 0.06166 | 173 | 173 |  |  |  |  | -0.06166 | -10.6671
5503 | RAYBURNGEN3 | 1 | South | YES | -0.013249 | 17.6 | 6 | 22 | 0 | 1.0223 | GST | -1 | 0.061578 | 22 | 22 |  |  |  |  | -0.061578 | -1.3547
5505 | RAYBURNGEN1 | 1 | South | YES | -0.013249 | 0 | 1 | 11 |  | 1.0223 | GGT | -1 | 0.061578 | 11 | 11 |  |  |  |  | -0.061578 | -0.67735
5506 | RAYBURNGEN2 | 1 | South | YES | -0.013249 | 0 | 1 | 11 |  | 1.0223 | GGT | -1 | 0.061578 | 11 | 11 |  |  |  |  | -0.061578 | -0.67735
80224 | VISTRONG1 | 1 | South | YES | -0.013167 | 13.1 | 0 | 15 | 0 | 1.01 | Cogen | -1 | 0.061496 | 0 | 0 |  |  |  |  | -0.061496 | 0
80225 | VISTRONG2 | 2 | South | YES | -0.013167 | 20.2 | 0 | 23 | 0 | 1.01 | Cogen | -1 | 0.061496 | 0 | 0 |  |  |  |  | -0.061496 | 0
80227 | AIRCO G | 1 | South | YES | -0.013083 | 7.2 | 0 | 8 | 0 | 1.0104 | Cogen | -1 | 0.061412 | 0 | 0 |  |  |  |  | -0.061412 | 0
8147 | UCAR #2 | 10 | South | YES | -0.013034 | 18.2 | 0 | 28 |  | 1 | Cogen | -1 | 0.061363 | 0 | 0 |  |  |  |  | -0.061363 | 0
8148 | UCAR #1 | 2 | South | YES | -0.013034 | 6.1 | 0 | 7 | 0 | 1.009 | Cogen | -1 | 0.061363 | 0 | 0 |  |  |  |  | -0.061363 | 0
80137 | CSDR89 | 8 | South | YES | -0.013034 | 33.9 | 0 | 39 |  | 1.003 | DCTie | -1 | 0.061363 | 0 | 0 |  |  |  |  | -0.061363 | 0
80137 | CSDR89 | 9 | South | YES | -0.013034 | 0 | 0 | 15 |  | 1.003 | DCTie | -1 | 0.061363 | 0 | 0 |  |  |  |  | -0.061363 | 0
80138 | CSDR7 | 7 | South | YES | -0.013034 | 6.1 | 0 | 7 | 0 | 1.014 | DCTie | -1 | 0.061363 | 0 | 0 |  |  |  |  | -0.061363 | 0
80139 | CSDR56 | 5 | South | YES | -0.013034 | 15 | 0 | 15 |  | 1.0033 | DCTie | -1 | 0.061363 | 0 | 0 |  |  |  |  | -0.061363 | 0
80139 | CSDR56 | 6 | South | YES | -0.013034 | 0 | 0 | 39 |  | 1.0033 | DCTie | -1 | 0.061363 | 0 | 0 |  |  |  |  | -0.061363 | 0
80140 | CSDR11 | 11 | South | YES | -0.013034 | 33.9 | 0 | 39 | 0 | 1.03 | DCTie | -1 | 0.061363 | 0 | 0 |  |  |  |  | -0.061363 | 0
88508 | FALFURRI | F | South | YES | -0.012927 | 0 | 0 | 0 | 0 | 1 | AVR | -1 | 0.061256 | 0 | 0 |  |  |  |  | -0.061256 | 0
80226 | ALCOA G | 1 | South | YES | -0.012711 | 32.3 | 5 | 48 | 0 | 1.015 | Cogen | -1 | 0.06104 | 0 | 0 |  |  |  |  | -0.06104 | 0
8134 | FOR #1 | 1 | South | YES | -0.012612 | 54.1 | 45 | 79 | 0 | 1.03 | Cogen | -1 | 0.060941 | 0 | 0 |  |  |  |  | -0.060941 | 0
8138 | FOR #2 | 2 | South | YES | -0.012612 | 63.1 | 45 | 81 | 0 | 1.03 | Cogen | -1 | 0.060941 | 0 | 0 |  |  |  |  | -0.060941 | 0
8153 | FOR #3 | 3 | South | YES | -0.012612 | 63.1 | 45 | 79.9 | 0 | 1.03 | Cogen | -1 | 0.060941 | 0 | 0 |  |  |  |  | -0.060941 | 0
8154 | FOR #4 | 4 | South | YES | -0.012612 | 63.1 | 60 | 80 | 0 | 1.03 | Cogen | -1 | 0.060941 | 0 | 0 |  |  |  |  | -0.060941 | 0
8155 | FOR #5 | 5 | South | YES | -0.012612 | 63.1 | 60 | 78.4 | 0 | 1.03 | Cogen | -1 | 0.060941 | 0 | 0 |  |  |  |  | -0.060941 | 0
8156 | FOR #6 | 6 | South | YES | -0.012612 | 24.9 | 5 | 25 | 0 | 1.03 | Cogen | -1 | 0.060941 | 0 | 0 |  |  |  |  | -0.060941 | 0
8157 | FOR #7 | 7 | South | YES | -0.012612 | 28.8 | 5 | 46 | 0 | 1.03 | Cogen | -1 | 0.060941 | 0 | 0 |  |  |  |  | -0.060941 | 0
80051 | FOR #8 | 8 | South | YES | -0.012612 | 28 | 28 | 28 | 0 | 1.016 | Cogen | -1 | 0.060941 | 0 | 0 |  |  |  |  | -0.060941 | 0
80052 | FOR #9 | 9 | South | YES | -0.012612 | 29.7 | 5 | 43.6 | 0 | 1.03 | Cogen | -1 | 0.060941 | 0 | 0 |  |  |  |  | -0.060941 | 0
80053 | FOR #10 | 10 | South | YES | -0.012612 | 68.4 | 45 | 75 | 0 | 1.03 | Cogen | -1 | 0.060941 | 0 | 0 |  |  |  |  | -0.060941 | 0
5728 | FALCONHYDRO2 | 2 | South | YES | -0.012465 | 12 | 0 | 12 | 0 | 1.0227 | Hydro | -1 | 0.060794 | 0 | 0 |  |  |  |  | -0.060794 | 0
5729 | FALCONHYDRO3 | 3 | South | YES | -0.012465 | 11 | 0 | 11 | 0 | 1.0227 | Hydro | -1 | 0.060794 | 0 | 0 |  |  |  |  | -0.060794 | 0
8048 | FALCONHYDRO1 | 1 | South | YES | -0.012465 | 12 | 0 | 12 | 0 | 1.0227 | Hydro | -1 | 0.060794 | 0 | 0 |  |  |  |  | -0.060794 | 0
5890 | PEARSALLGEN1 | 1 | South | YES | -0.012447 | 19.2 | 6 | 24 | 0 | 1.0161 | GST | -1 | 0.060776 | 24 | 24 |  |  |  |  | -0.060776 | -1.4586
5891 | PEARSALLGEN2 | 1 | South | YES | -0.012447 | 19.4 | 6 | 24.3 | 0 | 1.0161 | GST | -1 | 0.060776 | 24.3 | 24.3 |  |  |  |  | -0.060776 | -1.4768
5892 | PEARSALLGEN3 | 1 | South | YES | -0.012447 | 19.1 | 6 | 23.9 | 0 | 1.0161 | GST | -1 | 0.060776 | 23.9 | 23.9 |  |  |  |  | -0.060776 | -1.4525
88299 | ZAPATA | F | South | YES | -0.011637 | 0 | 0 | 0 | 0 | 1.02 | BLT | -1 | 0.059966 | 0 | 0 |  |  |  |  | -0.059966 | 0
80012 | LAR | F | South | YES | -0.010435 | 0 | 0 | 0 | 0 | 1.04 | DCTie | -1 | 0.058764 | 0 | 0 |  |  |  |  | -0.058764 | 0
80265 | LARECU40A | 4 | South | YES | -0.010434 | 80 | 0 | 100 |  | 1.039 | GGT | -1 | 0.058763 | 100 | 100 |  |  |  |  | -0.058763 | -5.8763
80266 | LARECU50A | 5 | South | YES | -0.010434 | 80 | 0 | 100 |  | 1.039 | GGT | -1 | 0.058763 | 100 | 100 |  |  |  |  | -0.058763 | -5.8763
3432 | SANDOW_4G | 4 | South | YES | -0.009781 | 580 | 225 | 580 | 0 | 1.029 | LIGCO | -1 | 0.05811 | 0 | 580 |  |  |  |  | -0.05811 | 0
13432 | SANDOW_5G | 5 | South | YES | -0.009781 | 581 | 225 | 581 | 0 | 1.029 | LIGCO | -1 | 0.05811 | 0 | 581 |  |  |  |  | -0.05811 | 0
5911 | STP_GN1___1 | 1 | Houston | YES | -0.009191 | 1333 | 1249 | 1333 | 0 | 1.0406 | Nuc | -1 | 0.05752 | 0 | 0 |  |  |  |  | -0.05752 | 0
5912 | STP_GN2___2 | 2 | Houston | YES | -0.009191 | 1332 | 1249 | 1332 | 0 | 1.0406 | Nuc | -1 | 0.05752 | 0 | 0 |  |  |  |  | -0.05752 | 0
48731 | CBE_GT1 | 1 | Houston | YES | -0.008884 | 76 | 0 | 76 | 0 | 1.029 | CC | -1 | 0.057213 | 76 | 76 |  |  |  |  | -0.057213 | -4.3482
48732 | CBE_GT2 | 1 | Houston | YES | -0.008884 | 76 | 0 | 76 | 0 | 1.029 | CC | -1 | 0.057213 | 76 | 76 |  |  |  |  | -0.057213 | -4.3482
48733 | CBE_ST12 | 1 | Houston | YES | -0.008884 | 105 | 0 | 105 | 0 | 1.029 | CC | -1 | 0.057213 | 105 | 105 |  |  |  |  | -0.057213 | -6.0073
48734 | CBE_GT3 | 1 | Houston | YES | -0.008884 | 76 | 0 | 76 | 0 | 1.029 | CC | -1 | 0.057213 | 76 | 76 |  |  |  |  | -0.057213 | -4.3482
48735 | CBE_GT4 | 1 | Houston | YES | -0.008884 | 76 | 0 | 76 | 0 | 1.029 | CC | -1 | 0.057213 | 76 | 76 |  |  |  |  | -0.057213 | -4.3482
48736 | CBE_ST34 | 1 | Houston | YES | -0.008884 | 105 | 0 | 105 | 0 | 1.029 | CC | -1 | 0.057213 | 105 | 105 |  |  |  |  | -0.057213 | -6.0073
48911 | TGF_GT1_8000 | 1 | Houston | YES | -0.008641 | 69.2 | 0 | 69.2 |  | 1.029 | Cogen | -1 | 0.05697 | 0 | 0 |  |  |  |  | -0.05697 | 0
49851 | DOW17000 | 37 | Houston | YES | -0.007625 | 39 | 0 | 62 | 0 | 1 | Cogen | -1 | 0.055954 | 0 | 0 |  |  |  |  | -0.055954 | 0
49858 | DOW38100 | 31 | Houston | YES | -0.007625 | 45 | 0 | 71.4 |  | 1 | Cogen | -1 | 0.055954 | 0 | 0 |  |  |  |  | -0.055954 | 0
49859 | DOW38200 | 33 | Houston | YES | -0.007625 | 28 | 0 | 45 | 0 | 1 | Cogen | -1 | 0.055954 | 0 | 0 |  |  |  |  | -0.055954 | 0
49860 | DOW38300 | 32 | Houston | YES | -0.007625 | 63 | 0 | 101 |  | 1 | Cogen | -1 | 0.055954 | 0 | 0 |  |  |  |  | -0.055954 | 0
49862 | DOW39100 | 36 | Houston | YES | -0.007625 | 54 | 0 | 86 | 0 | 1 | Cogen | -1 | 0.055954 | 0 | 0 |  |  |  |  | -0.055954 | 0
49863 | DOW39200 | 35 | Houston | YES | -0.007625 | 55 | 0 | 88 | 0 | 1 | Cogen | -1 | 0.055954 | 0 | 0 |  |  |  |  | -0.055954 | 0
49865 | DOW41000 | 41 | Houston | YES | -0.007625 | 31 | 0 | 50 |  | 1 | Cogen | -1 | 0.055954 | 0 | 0 |  |  |  |  | -0.055954 | 0
49866 | DOW42000 | 42 | Houston | YES | -0.007625 | 11 | 0 | 18 |  | 1 | Cogen | -1 | 0.055954 | 0 | 0 |  |  |  |  | -0.055954 | 0
49869 | DOW49000 | 45 | Houston | YES | -0.007625 | 59 | 0 | 94 |  | 1 | Cogen | -1 | 0.055954 | 0 | 0 |  |  |  |  | -0.055954 | 0
49870 | DOW61000 | 61 | Houston | YES | -0.007625 | 44 | 0 | 70 | 0 | 1 | Cogen | -1 | 0.055954 | 0 | 0 |  |  |  |  | -0.055954 | 0
49871 | DOW62000 | 62 | Houston | YES | -0.007625 | 40 | 0 | 63 | 0 | 1 | Cogen | -1 | 0.055954 | 0 | 0 |  |  |  |  | -0.055954 | 0
49872 | DOW63000 | 63 | Houston | YES | -0.007625 | 45 | 0 | 72 | 0 | 1 | Cogen | -1 | 0.055954 | 0 | 0 |  |  |  |  | -0.055954 | 0
49873 | DOW64000 | 64 | Houston | YES | -0.007625 | 41 | 0 | 64.8 | 0 | 1 | Cogen | -1 | 0.055954 | 0 | 0 |  |  |  |  | -0.055954 | 0
49876 | DOW65000 | 65 | Houston | YES | -0.007625 | 63 | 0 | 101 | 0 | 1 | Cogen | -1 | 0.055954 | 0 | 0 |  |  |  |  | -0.055954 | 0
49877 | DOW66000 | 66 | Houston | YES | -0.007625 | 61 | 0 | 97 | 0 | 1 | Cogen | -1 | 0.055954 | 0 | 0 |  |  |  |  | -0.055954 | 0
49878 | DOW67000 | 67 | Houston | YES | -0.007625 | 65 | 0 | 103 | 0 | 1 | Cogen | -1 | 0.055954 | 0 | 0 |  |  |  |  | -0.055954 | 0
49882 | DOW81000 | 81 | Houston | YES | -0.007625 | 47 | 0 | 76 | 0 | 1 | Cogen | -1 | 0.055954 | 0 | 0 |  |  |  |  | -0.055954 | 0
49884 | DOW82000 | 82 | Houston | YES | -0.007625 | 51 | 0 | 80 | 0 | 1 | Cogen | -1 | 0.055954 | 0 | 0 |  |  |  |  | -0.055954 | 0
49885 | DOW83000 | 83 | Houston | YES | -0.007625 | 51 | 0 | 80 | 0 | 1 | Cogen | -1 | 0.055954 | 0 | 0 |  |  |  |  | -0.055954 | 0
49886 | DOW84000 | 84 | Houston | YES | -0.007625 | 107 | 0 | 171 | 0 | 0.98 | Cogen | -1 | 0.055954 | 0 | 0 |  |  |  |  | -0.055954 | 0
48520 | BSF_GT1_8070 | 1 | Houston | YES | -0.007321 | 72 | 0 | 72 | 0 | 1.0326 | Cogen | -1 | 0.05565 | 0 | 0 |  |  |  |  | -0.05565 | 0
48520 | BSF_GT1_8070 | 2 | Houston | YES | -0.007321 | 10 | 0 | 10 | 0 | 1.0326 | Cogen | -1 | 0.05565 | 0 | 0 |  |  |  |  | -0.05565 | 0
39760 | TNSCLP1___8 | 1 | Houston | YES | -0.007068 | 93.4 | 20 | 116.8 | 0 | 1.04 | Cogen | -1 | 0.055397 | 0 | 0 |  |  |  |  | -0.055397 | 0
39770 | TNSCLP2___8 | 1 | Houston | YES | -0.007068 | 91.6 | 20 | 114.5 | 0 | 1.04 | Cogen | -1 | 0.055397 | 0 | 0 |  |  |  |  | -0.055397 | 0
39775 | TNSCLP4___8 | 1 | Houston | YES | -0.007068 | 95.2 | 20 | 119 | 0 | 1.04 | Cogen | -1 | 0.055397 | 0 | 0 |  |  |  |  | -0.055397 | 0
39790 | TNSCLP3___8 | 1 | Houston | YES | -0.007068 | 87.6 | 20 | 109.5 | 0 | 1.027 | Cogen | -1 | 0.055397 | 0 | 0 |  |  |  |  | -0.055397 | 0
48730 | MNS_GT | 1 | Houston | YES | -0.006298 | 43 | 0 | 46.1 |  | 1.029 | Cogen | -1 | 0.054627 | 0 | 0 |  |  |  |  | -0.054627 | 0
48926 | WAP_GN6_6 | 6 | Houston | YES | -0.006274 | 651 | 280 | 651 |  | 1.035 | LIGCO | -1 | 0.054603 | 0 | 651 |  |  |  |  | -0.054603 | 0
48927 | WAP_GN7_7 | 7 | Houston | YES | -0.006274 | 564 | 277 | 564 |  | 1.035 | LIGCO | -1 | 0.054603 | 0 | 564 |  |  |  |  | -0.054603 | 0
48928 | WAP_GN8_8 | 8 | Houston | YES | -0.006274 | 603 | 275 | 603 |  | 1.035 | LIGCO | -1 | 0.054603 | 0 | 603 |  |  |  |  | -0.054603 | 0
48521 | BVE_GT1_GT1 | 1 | Houston | YES | -0.006267 | 167.7 | 0 | 167.7 |  | 1.035 | CC | -1 | 0.054596 | 167.7 | 167.7 |  |  |  |  | -0.054596 | -9.1557
48522 | BVE_GT2_5035 | 2 | Houston | YES | -0.006267 | 166.4 | 0 | 166.4 |  | 1.035 | CC | -1 | 0.054596 | 166.4 | 166.4 |  |  |  |  | -0.054596 | -9.0847
48523 | BVE_ST1_GN1 | 3 | Houston | YES | -0.006267 | 252.4 | 0 | 252.4 |  | 1.035 | CC | -1 | 0.054596 | 252.4 | 252.4 |  |  |  |  | -0.054596 | -13.7799
48510 | AK_GT1__8040 | 1 | Houston | YES | -0.00618 | 33.4 | 8.1 | 34 |  | 1.029 | Cogen | -1 | 0.054509 | 0 | 0 |  |  |  |  | -0.054509 | 0
48921 | WAP_GN1_1 | 1 | Houston | YES | -0.006115 | 132.8 | 37 | 166 | 0 | 1.0362 | GST | -1 | 0.054444 | 166 | 166 |  |  |  |  | -0.054444 | -9.0377
48922 | WAP_GN2_2 | 2 | Houston | YES | -0.006115 | 132.8 | 37 | 166 | 0 | 1.0362 | GST | -1 | 0.054444 | 166 | 166 |  |  |  |  | -0.054444 | -9.0377
48923 | WAP_GN3_3 | 3 | Houston | YES | -0.006115 | 198.4 | 93 | 248 | 0 | 1.0362 | GST | -1 | 0.054444 | 248 | 248 |  |  |  |  | -0.054444 | -13.502
48924 | WAP_GN4_4 | 4 | Houston | YES | -0.006115 | 546 | 217 | 546 | 0 | 1.0362 | GSC | -1 | 0.054444 | 546 | 546 |  |  |  |  | -0.054444 | -29.7262
48925 | WAP_GN5_5 | 5 | Houston | YES | -0.006115 | 633.7 | 278 | 654 | 0 | 0.985 | LIGCO | -1 | 0.054444 | 0 | 654 |  |  |  |  | -0.054444 | 0
48929 | WAPGT21_GT1 | B1 | Houston | YES | -0.006115 | 0 | 0 | 13 |  | 1.05 | GGT | -1 | 0.054444 | 13 | 13 |  |  |  |  | -0.054444 | -0.70777
38580 | TNBP_CGN1_8 | 1 | Houston | YES | -0.005662 | 70.8 | 0 | 70.8 | 0 | 1.005 | Cogen | -1 | 0.053991 | 0 | 0 |  |  |  |  | -0.053991 | 0
38590 | TNBP_CGN2_8 | 2 | Houston | YES | -0.005662 | 66.7 | 0 | 66.7 | 0 | 1.005 | Cogen | -1 | 0.053991 | 0 | 0 |  |  |  |  | -0.053991 | 0
38600 | TNBP_CGN3_8 | 5 | Houston | YES | -0.005662 | 53 | 0 | 53 | 0 | 1.005 | Cogen | -1 | 0.053991 | 0 | 0 |  |  |  |  | -0.053991 | 0
38611 | TNBPAMCG1_8 | 1 | Houston | YES | -0.005662 | 153.2 | 0 | 153.2 | 0 | 1.005 | Cogen | -1 | 0.053991 | 0 | 0 |  |  |  |  | -0.053991 | 0
38612 | TNBPAMCG2_8 | 2 | Houston | YES | -0.005662 | 153.5 | 0 | 153.5 | 0 | 1.005 | Cogen | -1 | 0.053991 | 0 | 0 |  |  |  |  | -0.053991 | 0
38613 | TNBPAMCG3_8 | 3 | Houston | YES | -0.005662 | 152.3 | 0 | 152.3 | 0 | 1.005 | Cogen | -1 | 0.053991 | 0 | 0 |  |  |  |  | -0.053991 | 0
38614 | TNBPAMCG4_8 | 4 | Houston | YES | -0.005662 | 96 | 0 | 96 |  | 1.005 | Cogen | -1 | 0.053991 | 0 | 0 |  |  |  |  | -0.053991 | 0
38615 | TNBPAMCG5_8 | 1 | Houston | YES | -0.005662 | 244 | 0 | 244 | 0 | 1.005 | Cogen | -1 | 0.053991 | 0 | 0 |  |  |  |  | -0.053991 | 0
38690 | TNBP_CGN4_8 | 3 | Houston | YES | -0.005662 | 40 | 0 | 40 |  | 1.005 | Cogen | -1 | 0.053991 | 0 | 0 |  |  |  |  | -0.053991 | 0
38711 | TNTXCTY1CG8 | 1 | Houston | YES | -0.005662 | 100.3 | 59 | 100.3 | 0 | 1 | Cogen | -1 | 0.053991 | 0 | 0 |  |  |  |  | -0.053991 | 0
38712 | TNTXCTY2CG8 | 1 | Houston | YES | -0.005662 | 92.9 | 59 | 92.9 | 0 | 1 | Cogen | -1 | 0.053991 | 0 | 0 |  |  |  |  | -0.053991 | 0
38713 | TNTXCTY3CG8 | 1 | Houston | YES | -0.005662 | 102.7 | 59 | 102.7 | 0 | 1 | Cogen | -1 | 0.053991 | 0 | 0 |  |  |  |  | -0.053991 | 0
38714 | TNTXCTY4CG8 | 1 | Houston | YES | -0.005662 | 103 | 59 | 103 | 0 | 1 | Cogen | -1 | 0.053991 | 0 | 0 |  |  |  |  | -0.053991 | 0
39470 | TNDOWCGNSG8 | 1 | Houston | YES | -0.005662 | 32 | 10 | 32 | 0 | 0.985 | Cogen | -1 | 0.053991 | 0 | 0 |  |  |  |  | -0.053991 | 0
39480 | TNDOWCGNGG8 | 1 | Houston | YES | -0.005662 | 30 | 10 | 30 | 0 | 0.985 | Cogen | -1 | 0.053991 | 0 | 0 |  |  |  |  | -0.053991 | 0
48772 | PHR_GN2_2 | MB | Houston | YES | -0.005448 | 0 | 72 | 459 |  | 1.0362 | GSC | -1 | 0.053777 | 0 | 0 |  |  |  |  | -0.053777 | 0
48561 | CTL_GT2_8130 | 1 | Houston | YES | -0.005298 | 73.5 | 30.3 | 91.9 |  | 1.0362 | Cogen | -1 | 0.053627 | 0 | 0 |  |  |  |  | -0.053627 | 0
48562 | CTL_GT3_8135 | 2 | Houston | YES | -0.005298 | 70.1 | 30.3 | 87.6 |  | 1.0362 | Cogen | -1 | 0.053627 | 0 | 0 |  |  |  |  | -0.053627 | 0
48563 | CTL_GT4_8140 | 3 | Houston | YES | -0.005298 | 69.6 | 30.3 | 87 |  | 1.0362 | Cogen | -1 | 0.053627 | 0 | 0 |  |  |  |  | -0.053627 | 0
48564 | CTL_GN1_8145 | 4 | Houston | YES | -0.005298 | 43.6 | 12.9 | 54.5 |  | 1.0362 | Cogen | -1 | 0.053627 | 0 | 0 |  |  |  |  | -0.053627 | 0
48565 | CTL_GN2_8155 | 5 | Houston | YES | -0.005298 | 9.8 | 3.4 | 12.2 |  | 1.0362 | Cogen | -1 | 0.053627 | 0 | 0 |  |  |  |  | -0.053627 | 0
48531 | BYU_GT1_8075 | 1 | Houston | YES | -0.005242 | 65 | 0 | 65 |  | 1.0362 | Cogen | -1 | 0.053571 | 0 | 0 |  |  |  |  | -0.053571 | 0
48532 | BYU_GT2_8055 | 2 | Houston | YES | -0.005242 | 62 | 0 | 62 |  | 1.0362 | Cogen | -1 | 0.053571 | 0 | 0 |  |  |  |  | -0.053571 | 0
48533 | BYU_GT3_8060 | 3 | Houston | YES | -0.005242 | 67 | 0 | 67 |  | 1.0362 | Cogen | -1 | 0.053571 | 0 | 0 |  |  |  |  | -0.053571 | 0
48534 | BYU_GT4_8065 | 4 | Houston | YES | -0.005242 | 65 | 0 | 65 |  | 1.0362 | Cogen | -1 | 0.053571 | 0 | 0 |  |  |  |  | -0.053571 | 0
48691 | GBY_73741085 | A | Houston | YES | -0.005159 | 37.6 | 20 | 47 | 0 | 1.0362 | GGT | -1 | 0.053488 | 47 | 47 |  |  |  |  | -0.053488 | -2.5139
48691 | GBY_73741085 | B | Houston | YES | -0.005159 | 37.6 | 20 | 47 | 0 | 1.0362 | GGT | -1 | 0.053488 | 47 | 47 |  |  |  |  | -0.053488 | -2.5139
48692 | GBY_81821075 | C | Houston | YES | -0.005159 | 37.6 | 20 | 47 | 0 | 1.0362 | GGT | -1 | 0.053488 | 47 | 47 |  |  |  |  | -0.053488 | -2.5139
48692 | GBY_81821075 | D | Houston | YES | -0.005159 | 44 | 20 | 55 | 0 | 1.0362 | GGT | -1 | 0.053488 | 55 | 55 |  |  |  |  | -0.053488 | -2.9418
48693 | GBY_83841065 | E | Houston | YES | -0.005159 | 45.6 | 20 | 57 | 0 | 1.0362 | GGT | -1 | 0.053488 | 57 | 57 |  |  |  |  | -0.053488 | -3.0488
48693 | GBY_83841065 | F | Houston | YES | -0.005159 | 43.2 | 20 | 54 | 0 | 1.0362 | GGT | -1 | 0.053488 | 54 | 54 |  |  |  |  | -0.053488 | -2.8883
48841 | SJS_GT1_GT1 | 1 | Houston | YES | -0.005135 | 62.4 | 49 | 78 | 0 | 1.0362 | Cogen | -1 | 0.053464 | 0 | 0 |  |  |  |  | -0.053464 | 0
48842 | SJS_GT2_GT2 | 2 | Houston | YES | -0.005135 | 64.8 | 49 | 81 | 0 | 1.0362 | Cogen | -1 | 0.053464 | 0 | 0 |  |  |  |  | -0.053464 | 0
48641 | DPEC_GT15040 | 1 | Houston | YES | -0.00511 | 163.2 | 98 | 163.2 | 0 | 1.0319 | CC | -1 | 0.053439 | 163.2 | 163.2 |  |  |  |  | -0.053439 | -8.7212
48642 | DPEC_GT25025 | 2 | Houston | YES | -0.00511 | 157.1 | 98 | 157.1 | 0 | 1.0319 | CC | -1 | 0.053439 | 157.1 | 157.1 |  |  |  |  | -0.053439 | -8.3952
48643 | DPEC_GT35010 | 3 | Houston | YES | -0.00511 | 157.5 | 98 | 157.5 | 0 | 1.0319 | CC | -1 | 0.053439 | 157.5 | 157.5 |  |  |  |  | -0.053439 | -8.4166
48644 | DPEC_GT45070 | 4 | Houston | YES | -0.00511 | 157 | 98 | 157 | 0 | 1.0319 | CC | -1 | 0.053439 | 157 | 157 |  |  |  |  | -0.053439 | -8.3899
48645 | DPEC_ST55065 | 5 | Houston | YES | -0.00511 | 282 | 0 | 282 | 0 | 1.0319 | CC | -1 | 0.053439 | 282 | 282 |  |  |  |  | -0.053439 | -15.0697
48761 | PR_GT1__9040 | 1 | Houston | YES | -0.005079 | 26 | 0 | 35 |  | 1 | Cogen | -1 | 0.053408 | 0 | 0 |  |  |  |  | -0.053408 | 0
48855 | SRB_GT211035 | B1 | Houston | YES | -0.005054 | 0 | 0 | 18 |  | 1.014 | GGT | -1 | 0.053383 | 18 | 18 |  |  |  |  | -0.053383 | -0.96089
48855 | SRB_GT211035 | B2 | Houston | YES | -0.005054 | 0 | 0 | 12 |  | 1.014 | GGT | -1 | 0.053383 | 12 | 12 |  |  |  |  | -0.053383 | -0.64059
48852 | SRB_GN2_2 | 2 | Houston | YES | -0.005053 | 140.8 | 26 | 176 | 0 | 1.0217 | GST | -1 | 0.053382 | 176 | 176 |  |  |  |  | -0.053382 | -9.3952
48851 | SRB_GN1_1 | 1 | Houston | YES | -0.005051 | 132 | 26 | 165 | 0 | 1.0217 | GST | -1 | 0.05338 | 165 | 165 |  |  |  |  | -0.05338 | -8.8076
48551 | CAL_GT1_8045 | 1 | Houston | YES | -0.00505 | 149 | 0 | 149 | 0 | 1.0326 | Cogen | -1 | 0.053379 | 0 | 0 |  |  |  |  | -0.053379 | 0
48552 | CAL_ST1_8000 | 2 | Houston | YES | -0.00505 | 65.1 | 0 | 65.1 | 0 | 1.0326 | Cogen | -1 | 0.053379 | 0 | 0 |  |  |  |  | -0.053379 | 0
48853 | SRB_GN3_3 | 3 | Houston | YES | -0.005044 | 170.4 | 35 | 213 |  | 1.0326 | GST | -1 | 0.053373 | 213 | 213 |  |  |  |  | -0.053373 | -11.3684
48611 | DIB_GT1_8080 | 1 | Houston | YES | -0.005043 | 64 | 0 | 64 | 0 | 1.0326 | Cogen | -1 | 0.053372 | 0 | 0 |  |  |  |  | -0.053372 | 0
48612 | DIB_GT2_8075 | 2 | Houston | YES | -0.005043 | 63.2 | 0 | 63.2 | 0 | 1.0326 | Cogen | -1 | 0.053372 | 0 | 0 |  |  |  |  | -0.053372 | 0
48613 | DIB_ST1_8085 | 3 | Houston | YES | -0.005043 | 67.9 | 30 | 82.6 | 0 | 1.0326 | Cogen | -1 | 0.053372 | 0 | 0 |  |  |  |  | -0.053372 | 0
48614 | DIB_GT3_8090 | 4 | Houston | YES | -0.005043 | 73.6 | 15 | 73.6 | 0 | 1.0326 | Cogen | -1 | 0.053372 | 0 | 0 |  |  |  |  | -0.053372 | 0
48845 | SOL_GT1 | 1 | Houston | YES | -0.005043 | 16.2 | 15.4 | 16.2 |  | 1.0326 | Solar | -1 | 0.053372 | 16.2 | 16.2 |  |  |  |  | -0.053372 | -0.86462
48854 | SRB_GN4_4 | 4 | Houston | YES | -0.005042 | 182.4 | 35 | 228 | 0 | 1.0326 | GST | -1 | 0.053371 | 228 | 228 |  |  |  |  | -0.053371 | -12.1685
48740 | PSG_GN2_8050 | 1 | Houston | YES | -0.005041 | 182 | 60 | 182 | 0 | 1.0326 | Cogen | -1 | 0.05337 | 0 | 0 |  |  |  |  | -0.05337 | 0
48741 | PSG_GT2_8040 | 1 | Houston | YES | -0.005041 | 158.6 | 50 | 158.6 | 0 | 1.0326 | Cogen | -1 | 0.05337 | 0 | 0 |  |  |  |  | -0.05337 | 0
48742 | PSG_GT3_8060 | 1 | Houston | YES | -0.005041 | 157 | 50 | 157 | 0 | 1.0326 | Cogen | -1 | 0.05337 | 0 | 0 |  |  |  |  | -0.05337 | 0
48820 | SHELLG1_3015 | 1 | Houston | YES | -0.005005 | 71 | 34.5 | 71 |  | 1.029 | Cogen | -1 | 0.053334 | 0 | 0 |  |  |  |  | -0.053334 | 0
48821 | SHELLG2 | 2 | Houston | YES | -0.005005 | 72 | 34.5 | 72 |  | 1.029 | Cogen | -1 | 0.053334 | 0 | 0 |  |  |  |  | -0.053334 | 0
48822 | SHELLG3_3020 | 1 | Houston | YES | -0.005005 | 39 | 0 | 39 |  | 1.029 | Cogen | -1 | 0.053334 | 0 | 0 |  |  |  |  | -0.053334 | 0
48822 | SHELLG3_3020 | 2 | Houston | YES | -0.005005 | 30 | 0 | 30 |  | 1.029 | Cogen | -1 | 0.053334 | 0 | 0 |  |  |  |  | -0.053334 | 0
48500 | APD_GT1_8005 | 1 | Houston | YES | -0.004948 | 137.6 | 54.6 | 137.6 |  | 1.0362 | Cogen | -1 | 0.053277 | 0 | 0 |  |  |  |  | -0.053277 | 0
48511 | LPE_GT1_8070 | 1 | Houston | YES | -0.004944 | 42 | 0 | 42 | 0 | 1.0362 | GGT | -1 | 0.053273 | 42 | 42 |  |  |  |  | -0.053273 | -2.2375
48512 | LPE_GT2_8075 | 2 | Houston | YES | -0.004944 | 42 | 0 | 42 | 0 | 1.0362 | GGT | -1 | 0.053273 | 42 | 42 |  |  |  |  | -0.053273 | -2.2375
48513 | LPE_GT3_8080 | 3 | Houston | YES | -0.004944 | 39 | 0 | 39 | 0 | 1.0362 | GGT | -1 | 0.053273 | 39 | 39 |  |  |  |  | -0.053273 | -2.0776
48514 | LPE_GT4_8085 | 4 | Houston | YES | -0.004944 | 39 | 0 | 39 | 0 | 1.0362 | GGT | -1 | 0.053273 | 39 | 39 |  |  |  |  | -0.053273 | -2.0776
48593 | CHE_GT1_8015 | 1 | Houston | YES | -0.004929 | 173 | 50 | 173 | 0 | 1.0362 | Cogen | -1 | 0.053258 | 0 | 0 |  |  |  |  | -0.053258 | 0
48594 | CHE_GN4_8025 | 4 | Houston | YES | -0.004929 | 142 | 60 | 142 | 0 | 1.0362 | Cogen | -1 | 0.053258 | 0 | 0 |  |  |  |  | -0.053258 | 0
48873 | THW_ST3_ST_3 | 3 | Houston | YES | -0.004847 | 107 | 19 | 107 | 0 | 1.0435 | CC | -1 | 0.053176 | 107 | 107 |  |  |  |  | -0.053176 | -5.6898
48874 | THW_ST4_ST_4 | 4 | Houston | YES | -0.004847 | 108 | 19 | 108 | 0 | 1.0435 | CC | -1 | 0.053176 | 108 | 108 |  |  |  |  | -0.053176 | -5.743
48875 | THW_3132 | A | Houston | YES | -0.004847 | 55 | 5 | 55 | 0 | 1.0435 | CC | -1 | 0.053176 | 55 | 55 |  |  |  |  | -0.053176 | -2.9247
48875 | THW_3132 | B | Houston | YES | -0.004847 | 53 | 5 | 53 | 0 | 1.0435 | CC | -1 | 0.053176 | 53 | 53 |  |  |  |  | -0.053176 | -2.8183
48877 | THW_3334 | C | Houston | YES | -0.004847 | 55 | 5 | 55 | 0 | 1.0435 | CC | -1 | 0.053176 | 55 | 55 |  |  |  |  | -0.053176 | -2.9247
48877 | THW_3334 | D | Houston | YES | -0.004847 | 57 | 5 | 57 | 0 | 1.0435 | CC | -1 | 0.053176 | 57 | 57 |  |  |  |  | -0.053176 | -3.031
48879 | THW_4142 | E | Houston | YES | -0.004847 | 56 | 5 | 56 | 0 | 1.0435 | CC | -1 | 0.053176 | 56 | 56 |  |  |  |  | -0.053176 | -2.9778
48879 | THW_4142 | F | Houston | YES | -0.004847 | 55 | 5 | 55 | 0 | 1.0435 | CC | -1 | 0.053176 | 55 | 55 |  |  |  |  | -0.053176 | -2.9247
48881 | THW_4344 | G | Houston | YES | -0.004847 | 58 | 5 | 58 | 0 | 1.0435 | CC | -1 | 0.053176 | 58 | 58 |  |  |  |  | -0.053176 | -3.0842
48881 | THW_4344 | H | Houston | YES | -0.004847 | 58 | 5 | 58 | 0 | 1.0435 | CC | -1 | 0.053176 | 58 | 58 |  |  |  |  | -0.053176 | -3.0842
48582 | CBY_GN2_2 | 2 | Houston | YES | -0.004803 | 596.8 | 110 | 746 | 0 | 1.0435 | GSC | -1 | 0.053132 | 746 | 746 |  |  |  |  | -0.053132 | -39.6362
49803 | EXN_15GT | 1 | Houston | YES | -0.004778 | 33 | 8.3 | 34 |  | 1.0326 | Cogen | -1 | 0.053107 | 0 | 0 |  |  |  |  | -0.053107 | 0
49804 | EXN_16GT | 2 | Houston | YES | -0.004778 | 32 | 8.3 | 34.7 |  | 1.0326 | Cogen | -1 | 0.053107 | 0 | 0 |  |  |  |  | -0.053107 | 0
49805 | EXN_17GT | 3 | Houston | YES | -0.004778 | 31 | 8.3 | 32.7 |  | 1.0326 | Cogen | -1 | 0.053107 | 0 | 0 |  |  |  |  | -0.053107 | 0
49826 | EXN938GT | 5 | Houston | YES | -0.004778 | 43 | 9.2 | 45.9 | 0 | 1.0326 | Cogen | -1 | 0.053107 | 0 | 0 |  |  |  |  | -0.053107 | 0
49828 | EXN941GT | 10 | Houston | YES | -0.004778 | 17.7 | 5.4 | 17.7 | 0 | 1.0326 | Cogen | -1 | 0.053107 | 0 | 0 |  |  |  |  | -0.053107 | 0
49829 | EXN942GT | 11 | Houston | YES | -0.004778 | 20 | 5.4 | 20.4 | 0 | 1.0326 | Cogen | -1 | 0.053107 | 0 | 0 |  |  |  |  | -0.053107 | 0
49830 | EXN943GT | 12 | Houston | YES | -0.004778 | 19 | 5.4 | 19.9 | 0 | 1.0326 | Cogen | -1 | 0.053107 | 0 | 0 |  |  |  |  | -0.053107 | 0
49831 | EXN944GT | 13 | Houston | YES | -0.004778 | 33 | 5.4 | 35 | 0 | 1.0326 | Cogen | -1 | 0.053107 | 0 | 0 |  |  |  |  | -0.053107 | 0
49832 | EXN945GT | 9 | Houston | YES | -0.004778 | 18.5 | 9.2 | 18.5 | 0 | 1.0326 | Cogen | -1 | 0.053107 | 0 | 0 |  |  |  |  | -0.053107 | 0
49837 | EXN_GT | 4 | Houston | YES | -0.004778 | 81 | 21.3 | 85.4 | 0 | 1.0326 | Cogen | -1 | 0.053107 | 0 | 0 |  |  |  |  | -0.053107 | 0
49838 | EXN_14GT | 14 | Houston | YES | -0.004778 | 140 | 0 | 148 |  | 1.0326 | Cogen | -1 | 0.053107 | 0 | 0 |  |  |  |  | -0.053107 | 0
48883 | THW_GT1_GT_1 | B2 | Houston | YES | -0.004756 | 0 | 0 | 12 |  | 1.043 | GGT | -1 | 0.053085 | 12 | 12 |  |  |  |  | -0.053085 | -0.63702
48651 | EP_1_2 | 1 | Houston | YES | -0.004712 | 4 | 0 | 5 | 0 | 1.0362 | Cogen | -1 | 0.053041 | 0 | 0 |  |  |  |  | -0.053041 | 0
48651 | EP_1_2 | 2 | Houston | YES | -0.004712 | 17.7 | 10 | 21 | 0 | 1.0362 | Cogen | -1 | 0.053041 | 0 | 0 |  |  |  |  | -0.053041 | 0
48791 | PSA_GT1_8160 | 1 | Houston | YES | -0.004709 | 52 | 20.8 | 65 | 0 | 1.0362 | Cogen | -1 | 0.053038 | 0 | 0 |  |  |  |  | -0.053038 | 0
48792 | PSA_GT2_8155 | 2 | Houston | YES | -0.004709 | 52.8 | 20.3 | 66 | 0 | 1.0362 | Cogen | -1 | 0.053038 | 0 | 0 |  |  |  |  | -0.053038 | 0
48793 | PSA_GT3_8150 | 3 | Houston | YES | -0.004709 | 56 | 20.3 | 70 | 0 | 1.0362 | Cogen | -1 | 0.053038 | 0 | 0 |  |  |  |  | -0.053038 | 0
48794 | PSA_GT4_8145 | 4 | Houston | YES | -0.004709 | 52.8 | 20.3 | 66 | 0 | 1.0362 | Cogen | -1 | 0.053038 | 0 | 0 |  |  |  |  | -0.053038 | 0
48795 | PSA_GT5_8140 | 5 | Houston | YES | -0.004709 | 51.2 | 20.3 | 64 | 0 | 1.0362 | Cogen | -1 | 0.053038 | 0 | 0 |  |  |  |  | -0.053038 | 0
48796 | PSA_GN1_8165 | 1 | Houston | YES | -0.004709 | 83.2 | 43.1 | 104 | 0 | 1.0362 | Cogen | -1 | 0.053038 | 0 | 0 |  |  |  |  | -0.053038 | 0
48797 | PSA_GT6_8135 | 6 | Houston | YES | -0.004709 | 47.2 | 34.5 | 59 | 0 | 1.0362 | Cogen | -1 | 0.053038 | 0 | 0 |  |  |  |  | -0.053038 | 0
48581 | CBY_GN1_1 | 1 | Houston | YES | -0.004708 | 595.2 | 108 | 744 | 0 | 1.0435 | GSC | -1 | 0.053037 | 744 | 744 |  |  |  |  | -0.053037 | -39.4593
48815 | CVC_GT4_8005 | 4 | Houston | YES | -0.004687 | 165 | 91.8 | 165 |  | 1.0362 | Cogen | -1 | 0.053016 | 0 | 0 |  |  |  |  | -0.053016 | 0
48583 | CBY_GT4_1 | 1 | Houston | YES | -0.004678 | 172 | 0 | 172 | 0 | 1.026 | GSC | -1 | 0.053007 | 172 | 172 |  |  |  |  | -0.053007 | -9.1171
48584 | CBY_GT4_2 | 2 | Houston | YES | -0.004678 | 172 | 0 | 172 | 0 | 1.026 | CC | -1 | 0.053007 | 172 | 172 |  |  |  |  | -0.053007 | -9.1171
48585 | CBY_ST4_1 | 3 | Houston | YES | -0.004678 | 172 | 0 | 172 | 0 | 1.026 | CC | -1 | 0.053007 | 172 | 172 |  |  |  |  | -0.053007 | -9.1171
48595 | BTE_GT2_8075 | 1 | Houston | YES | -0.004609 | 162.8 | 130 | 162.8 | 0 | 1.0261 | CC | -1 | 0.052938 | 162.8 | 162.8 |  |  |  |  | -0.052938 | -8.6183
48596 | BTE_GT3_8045 | 2 | Houston | YES | -0.004609 | 161.4 | 130 | 161.4 | 0 | 1.0261 | CC | -1 | 0.052938 | 161.4 | 161.4 |  |  |  |  | -0.052938 | -8.5441
48597 | BTE_GT4_8055 | 3 | Houston | YES | -0.004609 | 158.9 | 130 | 158.9 | 0 | 1.0261 | CC | -1 | 0.052938 | 158.9 | 158.9 |  |  |  |  | -0.052938 | -8.4118
48598 | BTE_ST1_8070 | 4 | Houston | YES | -0.004609 | 269.2 | 60 | 269.2 | 0 | 1.0261 | CC | -1 | 0.052938 | 269.2 | 269.2 |  |  |  |  | -0.052938 | -14.2508
48690 | GBY_GN5_5 | 5 | Houston | YES | -0.004583 | 318.4 | 81 | 398 |  | 1.0362 | GSC | -1 | 0.052912 | 398 | 398 |  |  |  |  | -0.052912 | -21.0588
48885 | THW_5152 | A | Houston | YES | -0.004552 | 46.4 | 5 | 58 |  | 1.0319 | GGT | -1 | 0.052881 | 58 | 58 |  |  |  |  | -0.052881 | -3.0671
48885 | THW_5152 | B | Houston | YES | -0.004552 | 47.2 | 5 | 59 |  | 1.0319 | GGT | -1 | 0.052881 | 59 | 59 |  |  |  |  | -0.052881 | -3.12
48886 | THW_5354 | C | Houston | YES | -0.004552 | 45.6 | 5 | 57 |  | 1.0319 | GGT | -1 | 0.052881 | 57 | 57 |  |  |  |  | -0.052881 | -3.0142
48886 | THW_5354 | D | Houston | YES | -0.004552 | 46.4 | 5 | 58 |  | 1.0319 | GGT | -1 | 0.052881 | 58 | 58 |  |  |  |  | -0.052881 | -3.0671
48887 | THW_5556 | E | Houston | YES | -0.004552 | 47.2 | 5 | 59 |  | 1.0319 | GGT | -1 | 0.052881 | 59 | 59 |  |  |  |  | -0.052881 | -3.12
48887 | THW_5556 | F | Houston | YES | -0.004552 | 45.6 | 5 | 57 |  | 1.0319 | GGT | -1 | 0.052881 | 57 | 57 |  |  |  |  | -0.052881 | -3.0142
48591 | CHE_GT2_5030 | 2 | Houston | YES | -0.004136 | 173 | 50 | 173 | 0 | 1.029 | Cogen | -1 | 0.052465 | 0 | 0 |  |  |  |  | -0.052465 | 0
48811 | CVC_GT3_5045 | 3 | Houston | YES | -0.004136 | 156 | 91.8 | 156 | 0 | 1.029 | Cogen | -1 | 0.052465 | 0 | 0 |  |  |  |  | -0.052465 | 0
48812 | CVC_GT2_5020 | 2 | Houston | YES | -0.004136 | 158 | 91.8 | 158 | 0 | 1.029 | Cogen | -1 | 0.052465 | 0 | 0 |  |  |  |  | -0.052465 | 0
48813 | CVC_GT1_5035 | 1 | Houston | YES | -0.004136 | 160 | 91.8 | 160 | 0 | 1.029 | Cogen | -1 | 0.052465 | 0 | 0 |  |  |  |  | -0.052465 | 0
48814 | CVC_ST5_5040 | 1 | Houston | YES | -0.004136 | 162 | 91.8 | 162 | 0 | 1.029 | Cogen | -1 | 0.052465 | 0 | 0 |  |  |  |  | -0.052465 | 0
48671 | FTR_GT1_5105 | 1 | North | YES | -0.000393 | 154.2 | 0 | 154.2 | 0 | 1.0319 | CC | -1 | 0.048722 | 154.2 | 154.2 |  |  | -0.060601 | 154.2 | -0.048722 | -7.5129
48672 | FTR_GT2_5110 | 2 | North | YES | -0.000393 | 159 | 0 | 159 | 0 | 1.0319 | CC | -1 | 0.048722 | 159 | 159 |  |  | -0.062487 | 159 | -0.048722 | -7.7467
48673 | FTR_GT3_5085 | 3 | North | YES | -0.000393 | 158 | 0 | 158 | 0 | 1.0319 | CC | -1 | 0.048722 | 158 | 158 |  |  | -0.062094 | 158 | -0.048722 | -7.698
48674 | FTR_CN4_5095 | 4 | North | YES | -0.000393 | 380 | 0 | 380 | 0 | 1.0319 | CC | -1 | 0.048722 | 380 | 380 |  |  | -0.14934 | 380 | -0.048722 | -18.5142
5934 | SI_RAY5 | 5 | South | YES | 0 | 0 | 10 | 15 |  | 1.035 | GST | -1 | 0.048329 | 15 | 15 |  |  |  |  | -0.048329 | -0.72493
8139 | JOS #1 | MB | South | YES | 0 | 0 | 45 | 255 |  | 1.02 | GST | -1 | 0.048329 | 0 | 0 |  |  |  |  | -0.048329 | 0
8285 | LAR #1 | MB | South | YES | 0 | 0 | 9 | 32 |  | 1.0497 | GST | -1 | 0.048329 | 0 | 0 |  |  |  |  | -0.048329 | 0
8287 | LAR #2 | MB | South | YES | 0 | 0 | 9 | 32 |  | 1.04 | GST | -1 | 0.048329 | 0 | 0 |  |  |  |  | -0.048329 | 0
8288 | LAR #3 | MB | South | YES | 0 | 0 | 25 | 105 |  | 1.04 | GST | -1 | 0.048329 | 0 | 0 |  |  |  |  | -0.048329 | 0
8388 | BATES0A | MB | South | YES | 0 | 0 | 21 | 71 |  | 1.033 | GST | -1 | 0.048329 | 0 | 0 |  |  |  |  | -0.048329 | 0
8393 | BATES0B | MB | South | YES | 0 | 0 | 25 | 110 |  | 1.03 | GST | -1 | 0.048329 | 0 | 0 |  |  |  |  | -0.048329 | 0
8437 | NUECES_B0C | MB | South | YES | 0 | 0 | 7 | 30 |  | 1.03 | GST | -1 | 0.048329 | 0 | 0 |  |  |  |  | -0.048329 | 0
8438 | NUECES_B0B | MB | South | YES | 0 | 0 | 26 | 169 |  | 1.03 | GST | -1 | 0.048329 | 0 | 0 |  |  |  |  | -0.048329 | 0
8442 | NUECES_B0A | MB | South | YES | 0 | 0 | 81 | 367 |  | 1.03 | GST | -1 | 0.048329 | 0 | 0 |  |  |  |  | -0.048329 | 0
39190 | TNSLCGN1__8 | 1 | Houston | YES | 0 | 0 | 10 | 30 |  | 1.03 | Cogen | -1 | 0.048329 | 0 | 0 |  |  |  |  | -0.048329 | 0
32883 | BRYN_DNSBY3 | 1 | North | YES | 0.000178 | 0 | 2 | 48 |  | 1.015 | GST | -1 | 0.048151 | 48 | 48 |  |  | 0.008544 | 48 | -0.048151 | -2.3112
32884 | BRYN_DNSBY13 | 1 | North | YES | 0.000178 | 46 | 2 | 46 | 0 | 1.015 | GST | -1 | 0.048151 | 46 | 46 |  |  | 0.008188 | 46 | -0.048151 | -2.2149
32892 | BRYN_DNSBY14 | 1 | North | YES | 0.000178 | 84 | 25 | 105 | 0 | 1.035 | GST | -1 | 0.048151 | 105 | 105 |  |  | 0.01869 | 105 | -0.048151 | -5.0558
32886 | BRYN_ATKINS3 | MB | North | YES | 0.000222 | 0 | 5 | 12 |  | 1 | GST | -1 | 0.048107 | 0 | 0 |  |  | 0 | 0 | -0.048107 | 0
32887 | BRYN_ATKINS6 | MB | North | YES | 0.000222 | 0 | 12 | 51 |  | 1.028 | GST | -1 | 0.048107 | 0 | 0 |  |  | 0 | 0 | -0.048107 | 0
32888 | BRYN_ATKINS7 | 1 | North | YES | 0.000222 | 13.6 | 4 | 17 |  | 1.028 | GGT | -1 | 0.048107 | 17 | 17 |  |  | 0.003774 | 17 | -0.048107 | -0.81781
32890 | BRYN_ATKINS4 | MB | North | YES | 0.000222 | 0 | 5 | 22 |  | 1.031 | GST | -1 | 0.048107 | 0 | 0 |  |  | 0 | 0 | -0.048107 | 0
32891 | BRYN_ATKINS5 | MB | North | YES | 0.000222 | 0 | 5 | 25 |  | 1.031 | GST | -1 | 0.048107 | 0 | 0 |  |  | 0 | 0 | -0.048107 | 0
32798 | BRYN_TAMUGEN | 1 | North | YES | 0.000239 | 32 | 0 | 32 |  | 1.02 | GST | -1 | 0.04809 | 32 | 32 |  |  | 0.007648 | 32 | -0.04809 | -1.5389
3416 | LAKE_CRK1_G | 1 | North | YES | 0.000349 | 60 | 33 | 75 |  | 1.029 | GST | -1 | 0.04798 | 75 | 75 |  |  | 0.026175 | 75 | -0.04798 | -3.5985
3417 | LAKE_CRK2_G | 2 | North | YES | 0.000349 | 177.6 | 40 | 222 | 0 | 1.029 | GST | -1 | 0.04798 | 222 | 222 |  |  | 0.077478 | 222 | -0.04798 | -10.6515
990 | GIBN_CREK_G1 | 1 | North | YES | 0.000368 | 463 | 200 | 463 | 0 | 1.0275 | LIGCO | -1 | 0.047961 | 0 | 463 |  |  | 0 | 0 | -0.047961 | 0
3403 | THOUSE_1G | 1 | North | YES | 0.001247 | 563 | 200 | 563 | 0 | 1.012 | GSC | -1 | 0.047082 | 563 | 563 |  |  | 0.70206 | 563 | -0.047082 | -26.507
3404 | THOUSE_2G | 2 | North | YES | 0.001247 | 807 | 250 | 807 | 0 | 1.012 | GSC | -1 | 0.047082 | 807 | 807 |  |  | 1.0063 | 807 | -0.047082 | -37.9949
238 | BOSQUESW505 | 1 | North | YES | 0.002578 | 255 | 0 | 255 | 0 | 1.02 | CC | -1 | 0.045751 | 255 | 255 |  |  | 0.65739 | 255 | -0.045751 | -11.6664
239 | BOSQUESW502 | 1 | North | YES | 0.002578 | 119.2 | 0 | 149 | 0 | 1.02 | GGT | -1 | 0.045751 | 149 | 149 |  |  | 0.38412 | 149 | -0.045751 | -6.8169
247 | BOSQUESW501 | 2 | North | YES | 0.002578 | 124.8 | 0 | 156 | 0 | 1.02 | GGT | -1 | 0.045751 | 156 | 156 |  |  | 0.40217 | 156 | -0.045751 | -7.1371
39960 | TNTNPONE_18 | 1 | North | YES | 0.002838 | 152.3 | 30 | 152.3 |  | 1.04 | LIGCO | -1 | 0.045491 | 0 | 152.3 |  |  | 0 | 0 | -0.045491 | 0
39970 | TNTNPONE_28 | 1 | North | YES | 0.002838 | 153 | 30 | 153 |  | 1.04 | LIGCO | -1 | 0.045491 | 0 | 153 |  |  | 0 | 0 | -0.045491 | 0
251 | BOSQUESW803 | 2 | North | YES | 0.00371 | 150 | 0 | 150 |  | 1.032 | CC | -1 | 0.044619 | 150 | 150 |  |  | 0.5565 | 150 | -0.044619 | -6.6928
253 | BOSQUESW804 | 2 | North | YES | 0.00371 | 80 | 0 | 80 |  | 1.032 | CC | -1 | 0.044619 | 80 | 80 |  |  | 0.2968 | 80 | -0.044619 | -3.5695
48721 | LEG_1___1 | 1 | North | YES | 0.003841 | 827 | 357 | 827 | 0 | 1.0348 | LIGCO | -1 | 0.044488 | 0 | 827 |  |  | 0 | 0 | -0.044488 | 0
48722 | LEG_2___2 | 2 | North | YES | 0.003841 | 819 | 357 | 819 | 0 | 1.0348 | LIGCO | -1 | 0.044488 | 0 | 819 |  |  | 0 | 0 | -0.044488 | 0
244 | WHITNYDM01 | 1 | North | YES | 0.005124 | 15 | 0 | 15 | 0 | 1.035 | Hydro | -1 | 0.043205 | 0 | 0 |  |  | 0 | 0 | -0.043205 | 0
245 | WHITNYDM02 | 2 | North | YES | 0.005124 | 15 | 0 | 15 | 0 | 1.035 | Hydro | -1 | 0.043205 | 0 | 0 |  |  | 0 | 0 | -0.043205 | 0
80010 | EPLVT1 | F | South | YES | 0.005347 | 0 | 0 | 0 |  | 1.0376 | #N/A | -1 | 0.042982 | 0 | 0 |  |  |  |  | -0.042982 | 0
3381 | BBRN_1G | 1 | North | YES | 0.006332 | 618 | 225 | 618 | 0 | 1.03 | LIGCO | -1 | 0.041997 | 0 | 618 |  |  | 0 | 0 | -0.041997 | 0
3382 | BBRN_2G | 2 | North | YES | 0.006332 | 589 | 225 | 589 | 0 | 1.03 | LIGCO | -1 | 0.041997 | 0 | 589 |  |  | 0 | 0 | -0.041997 | 0
13131 | CALFREST_1G | 1 | North | YES | 0.006623 | 150.7 | 40 | 150.7 | 0 | 1.031 | CC | -1 | 0.041706 | 150.7 | 150.7 |  |  | 0.99809 | 150.7 | -0.041706 | -6.285
13132 | CALFREST_2G | 2 | North | YES | 0.006623 | 151 | 57 | 151 | 0 | 1.031 | CC | -1 | 0.041706 | 151 | 151 |  |  | 1.0001 | 151 | -0.041706 | -6.2976
13133 | CALFREST_3G | 3 | North | YES | 0.006623 | 177.4 | 40 | 177.4 | 0 | 1.031 | CC | -1 | 0.041706 | 177.4 | 177.4 |  |  | 1.1749 | 177.4 | -0.041706 | -7.3986
13134 | CALFREST_4G | 4 | North | YES | 0.006674 | 151.5 | 40 | 151.5 | 0 | 1.031 | CC | -1 | 0.041655 | 151.5 | 151.5 |  |  | 1.0111 | 151.5 | -0.041655 | -6.3107
13135 | CALFREST_5G | 5 | North | YES | 0.006674 | 152.3 | 57 | 152.3 | 0 | 1.031 | CC | -1 | 0.041655 | 152.3 | 152.3 |  |  | 1.0165 | 152.3 | -0.041655 | -6.344
13136 | CALFREST_6G | 6 | North | YES | 0.006674 | 177.5 | 40 | 177.5 | 0 | 1.031 | CC | -1 | 0.041655 | 177.5 | 177.5 |  |  | 1.1846 | 177.5 | -0.041655 | -7.3937
8262 | ELPS | 1 | South | YES | 0.00736 | 6 | 6 | 6 | 0 | 1.15 | Hydro | -1 | 0.040969 | 0 | 0 |  |  |  |  | -0.040969 | 0
3126 | TRINIDAD_6G | 1 | North | YES | 0.00783 | 179.2 | 46 | 224 | 0 | 1 | GST | -1 | 0.040499 | 224 | 224 |  |  | 1.7539 | 224 | -0.040499 | -9.0717
3107 | STRYKER_1G | 1 | North | YES | 0.007925 | 145.6 | 45 | 182 | 0 | 1.029 | GST | -1 | 0.040404 | 182 | 182 |  |  | 1.4424 | 182 | -0.040404 | -7.3535
3108 | STRYKER_2G | 2 | North | YES | 0.007925 | 484 | 75 | 484 | 0 | 1.029 | GST | -1 | 0.040404 | 484 | 484 |  |  | 3.8357 | 484 | -0.040404 | -19.5554
3113 | LUFKINWB_1G | 1 | North | YES | 0.007993 | 0 | 0 | 50 |  | 1.01 | #N/A | -1 | 0.040336 | 50 | 50 |  |  | 0.39965 | 50 | -0.040336 | -2.0168
3348 | CHAMPION_1G | MB | North | YES | 0.008006 | 0 | 42 | 42 |  | 1 | Cogen | -1 | 0.040323 | 0 | 0 |  |  | 0 | 0 | -0.040323 | 0
13116 | TGATEWAY_1G | 1 | North | YES | 0.008152 | 151 | 30 | 151 | 0 | 1.0232 | CC | -1 | 0.040177 | 151 | 151 |  |  | 1.231 | 151 | -0.040177 | -6.0667
13117 | TGATEWAY_2G | 2 | North | YES | 0.008152 | 130 | 30 | 130 | 0 | 1.0232 | CC | -1 | 0.040177 | 130 | 130 |  |  | 1.0598 | 130 | -0.040177 | -5.223
13118 | TGATEWAY_3G | 3 | North | YES | 0.008152 | 148 | 30 | 148 | 0 | 1.0232 | CC | -1 | 0.040177 | 148 | 148 |  |  | 1.2065 | 148 | -0.040177 | -5.9461
13119 | TGATEWAY_4G | 4 | North | YES | 0.008152 | 399 | 65 | 399 | 0 | 1.0232 | CC | -1 | 0.040177 | 399 | 399 |  |  | 3.2526 | 399 | -0.040177 | -16.0305
3097 | MARTLAKE_1G | 1 | North | YES | 0.008301 | 790 | 500 | 790 | 0 | 1.017 | LIGCO | -1 | 0.040028 | 0 | 790 |  |  | 0 | 0 | -0.040028 | 0
3098 | MARTLAKE_2G | 2 | North | YES | 0.008301 | 795 | 461 | 795 | 0 | 1.017 | LIGCO | -1 | 0.040028 | 0 | 795 |  |  | 0 | 0 | -0.040028 | 0
3099 | MARTLAKE_3G | 3 | North | YES | 0.008301 | 804 | 500 | 804 | 0 | 1.017 | LIGCO | -1 | 0.040028 | 0 | 804 |  |  | 0 | 0 | -0.040028 | 0
12322 | ENNSTRAC_1G | 1 | North | YES | 0.00887 | 196 | 130 | 196 | 0 | 1.036 | CC | -1 | 0.039459 | 196 | 196 |  |  | 1.7385 | 196 | -0.039459 | -7.7339
12323 | ENNSTRAC_2G | 2 | North | YES | 0.00887 | 116 | 100 | 116 | 0 | 1.036 | CC | -1 | 0.039459 | 116 | 116 |  |  | 1.0289 | 116 | -0.039459 | -4.5772
1941 | MDLTHELP_1G | 1 | North | YES | 0.009025 | 216.4 | 74 | 216.4 | 0 | 1 | CC | -1 | 0.039304 | 216.4 | 216.4 |  |  | 1.953 | 216.4 | -0.039304 | -8.5053
1942 | MDLTHELP_2G | 2 | North | YES | 0.009025 | 216.1 | 74 | 216.1 | 0 | 1 | CC | -1 | 0.039304 | 216.1 | 216.1 |  |  | 1.9503 | 216.1 | -0.039304 | -8.4935
12411 | FPLEFR1A_G | 1 | North | YES | 0.009397 | 161 | 72 | 161 | 0 | 1 | CC | -1 | 0.038932 | 161 | 161 |  |  | 1.5129 | 161 | -0.038932 | -6.268
12412 | FPLEFR1B_G | 2 | North | YES | 0.009397 | 164 | 72 | 164 | 0 | 1 | CC | -1 | 0.038932 | 164 | 164 |  |  | 1.5411 | 164 | -0.038932 | -6.3848
12413 | FPLEFR1C_G | 3 | North | YES | 0.009397 | 164 | 72 | 164 | 0 | 1 | CC | -1 | 0.038932 | 164 | 164 |  |  | 1.5411 | 164 | -0.038932 | -6.3848
12414 | FPLEFR1S_G | 4 | North | YES | 0.009397 | 414 | 191 | 414 | 0 | 1 | CC | -1 | 0.038932 | 414 | 414 |  |  | 3.8904 | 414 | -0.038932 | -16.1177
12421 | FPLEFR2A_G | 1 | North | YES | 0.009397 | 162 | 72 | 162 | 0 | 1 | CC | -1 | 0.038932 | 162 | 162 |  |  | 1.5223 | 162 | -0.038932 | -6.3069
12422 | FPLEFR2B_G | 2 | North | YES | 0.009397 | 161 | 72 | 161 | 0 | 1 | CC | -1 | 0.038932 | 161 | 161 |  |  | 1.5129 | 161 | -0.038932 | -6.268
12423 | FPLEFR2C_G | 3 | North | YES | 0.009397 | 163 | 72 | 163 | 0 | 1 | CC | -1 | 0.038932 | 163 | 163 |  |  | 1.5317 | 163 | -0.038932 | -6.3459
12424 | FPLEFR2S_G | 4 | North | YES | 0.009397 | 415 | 191 | 415 | 0 | 1 | CC | -1 | 0.038932 | 415 | 415 |  |  | 3.8998 | 415 | -0.038932 | -16.1566
12440 | PARKD_1SVC8 | 1 | North | YES | 0.009508 | 0 | 0 | 0 | 0 | 1.007 | GST | -1 | 0.038821 | 0 | 0 |  |  | 0 | 0 | -0.038821 | 0
12449 | PARKD_2SVC8 | 1 | North | YES | 0.009508 | 0 | 0 | 0 | 0 | 1.007 | GST | -1 | 0.038821 | 0 | 0 |  |  | 0 | 0 | -0.038821 | 0
2451 | LKHB1_G | 1 | North | YES | 0.009544 | 0 | 80 | 391 |  | 1.022 | GST | -1 | 0.038785 | 391 | 391 |  |  | 3.7317 | 391 | -0.038785 | -15.1648
2452 | LKHB2_G | 2 | North | YES | 0.009544 | 516 | 80 | 516 | 0 | 1.022 | GST | -1 | 0.038785 | 516 | 516 |  |  | 4.9247 | 516 | -0.038785 | -20.0129
2413 | MTCK6_G | 6 | North | YES | 0.009661 | 0 | 30 | 118 |  | 1.022 | GST | -1 | 0.038668 | 118 | 118 |  |  | 1.14 | 118 | -0.038668 | -4.5628
2414 | MTCK7_G | 7 | North | YES | 0.009661 | 0 | 30 | 115 |  | 1.022 | GST | -1 | 0.038668 | 115 | 115 |  |  | 1.111 | 115 | -0.038668 | -4.4468
2417 | MTCK8_G | 8 | North | YES | 0.009661 | 444.8 | 60 | 556 | 0 | 1.022 | GSC | -1 | 0.038668 | 556 | 556 |  |  | 5.3715 | 556 | -0.038668 | -21.4992
948 | STEAM1 | 1 | North | YES | 0.009748 | 0 | 12 | 20 |  | 1.02 | GST | -1 | 0.038581 | 20 | 20 |  |  | 0.19496 | 20 | -0.038581 | -0.77161
949 | STEAM2 | 1 | North | YES | 0.009748 | 26 | 8 | 26 | 0 | 0.99 | GST | -1 | 0.038581 | 26 | 26 |  |  | 0.25345 | 26 | -0.038581 | -1.0031
950 | STEAM3 | 1 | North | YES | 0.009748 | 41 | 13 | 42 | 0 | 1.02 | GST | -1 | 0.038581 | 42 | 42 |  |  | 0.40942 | 42 | -0.038581 | -1.6204
837 | NEWMAN_G5 | 1 | North | YES | 0.009763 | 0 | 15 | 40 |  | 1.01 | GST | -1 | 0.038566 | 40 | 40 |  |  | 0.39052 | 40 | -0.038566 | -1.5426
842 | OLINGER_G1 | 1 | North | YES | 0.00981 | 55.4 | 20 | 79 | 0 | 1.03 | GST | -1 | 0.038519 | 79 | 79 |  |  | 0.77499 | 79 | -0.038519 | -3.043
843 | OLINGER_G2 | 1 | North | YES | 0.00981 | 76.2 | 25 | 110 | 0 | 1.03 | GST | -1 | 0.038519 | 110 | 110 |  |  | 1.0791 | 110 | -0.038519 | -4.2371
844 | OLINGER_G3 | 1 | North | YES | 0.00981 | 103.9 | 45 | 150 | 0 | 1.03 | GST | -1 | 0.038519 | 150 | 150 |  |  | 1.4715 | 150 | -0.038519 | -5.7778
845 | OLINGER_G4 | 1 | North | YES | 0.00981 | 51.9 | 0 | 76 | 0 | 1.03 | GGT | -1 | 0.038519 | 76 | 76 |  |  | 0.74556 | 76 | -0.038519 | -2.9274
2418 | MTCK2_G | 2 | North | YES | 0.009832 | 0 | 10 | 23 |  | 0.971 | #N/A | -1 | 0.038497 | 23 | 23 |  |  | 0.22614 | 23 | -0.038497 | -0.88542
2419 | MTCK3_G | MB | North | YES | 0.009832 | 0 | 10 | 63 |  | 0.971 | #N/A | -1 | 0.038497 | 63 | 63 |  |  | 0.61942 | 63 | -0.038497 | -2.4253
1937 | MDLTHELP_5G | 5 | North | YES | 0.009857 | 224 | 74 | 224 | 0 | 1 | CC | -1 | 0.038472 | 224 | 224 |  |  | 2.208 | 224 | -0.038472 | -8.6177
1938 | MDLTHELP_6G | 6 | North | YES | 0.009857 | 226 | 74 | 226 | 0 | 1 | CC | -1 | 0.038472 | 226 | 226 |  |  | 2.2277 | 226 | -0.038472 | -8.6946
1943 | MDLTHELP_3G | 3 | North | YES | 0.009857 | 212 | 74 | 212 | 0 | 1 | CC | -1 | 0.038472 | 212 | 212 |  |  | 2.0897 | 212 | -0.038472 | -8.156
1944 | MDLTHELP_4G | 4 | North | YES | 0.009857 | 211 | 74 | 211 | 0 | 1 | CC | -1 | 0.038472 | 211 | 211 |  |  | 2.0798 | 211 | -0.038472 | -8.1175
1701 | MOSES_1G | 1 | North | YES | 0.010005 | 558 | 175 | 558 | 0 | 1.023 | LIGCO | -1 | 0.038324 | 0 | 558 |  |  | 0 | 0 | -0.038324 | 0
1702 | MOSES_2G | 2 | North | YES | 0.010005 | 579 | 175 | 579 | 0 | 1.023 | LIGCO | -1 | 0.038324 | 0 | 579 |  |  | 0 | 0 | -0.038324 | 0
1703 | MOSES_3G | 3 | North | YES | 0.010005 | 808 | 463 | 808 | 0 | 1.023 | LIGCO | -1 | 0.038324 | 0 | 808 |  |  | 0 | 0 | -0.038324 | 0
5925 | DCEAST | EQ | North | YES | 0.010005 | 400.3 | -600 | 600 | 0 | 1.025 | DCTie | -1 | 0.038324 | 0 | 0 |  |  | 0 | 0 | -0.038324 | 0
1675 | PEC_1G | 1 | North | YES | 0.010086 | 76.7 | 35 | 76.7 | 0 | 1.022 | Cogen | -1 | 0.038243 | 0 | 0 |  |  | 0 | 0 | -0.038243 | 0
1676 | PEC_2G | 2 | North | YES | 0.010086 | 79.6 | 35 | 79.6 | 0 | 1.022 | Cogen | -1 | 0.038243 | 0 | 0 |  |  | 0 | 0 | -0.038243 | 0
1677 | PEC_3G | 3 | North | YES | 0.010086 | 88.4 | 35 | 88.4 | 0 | 1.022 | Cogen | -1 | 0.038243 | 0 | 0 |  |  | 0 | 0 | -0.038243 | 0
1678 | LAMARPWR_1G | 1 | North | YES | 0.010112 | 160 | 67.7 | 160 | 0 | 1.038 | CC | -1 | 0.038217 | 160 | 160 |  |  | 1.6179 | 160 | -0.038217 | -6.1147
1679 | LAMARPWR_2G | 2 | North | YES | 0.010112 | 156 | 67.7 | 156 | 0 | 1.038 | CC | -1 | 0.038217 | 156 | 156 |  |  | 1.5775 | 156 | -0.038217 | -5.9618
1680 | LAMARPWR_3G | 3 | North | YES | 0.010112 | 196 | 129.1 | 196 | 0 | 1.038 | CC | -1 | 0.038217 | 196 | 196 |  |  | 1.982 | 196 | -0.038217 | -7.4905
1681 | LAMARPWR_4G | 4 | North | YES | 0.010112 | 156 | 67.7 | 156 | 0 | 1.038 | CC | -1 | 0.038217 | 156 | 156 |  |  | 1.5775 | 156 | -0.038217 | -5.9618
1682 | LAMARPWR_5G | 5 | North | YES | 0.010112 | 157 | 67.7 | 157 | 0 | 1.038 | CC | -1 | 0.038217 | 157 | 157 |  |  | 1.5876 | 157 | -0.038217 | -6
1683 | LAMARPWR_6G | 6 | North | YES | 0.010112 | 198 | 129.1 | 198 | 0 | 1.038 | CC | -1 | 0.038217 | 198 | 198 |  |  | 2.0022 | 198 | -0.038217 | -7.5669
1689 | VALLEY_3G | 3 | North | YES | 0.010166 | 0 | 25 | 375 |  | 1.003 | GST | -1 | 0.038163 | 375 | 375 |  |  | 3.8123 | 375 | -0.038163 | -14.311
11691 | KMICHICT1_G | 1 | North | YES | 0.010166 | 144 | 80 | 144 | 0 | 1.026 | CC | -1 | 0.038163 | 144 | 144 |  |  | 1.4639 | 144 | -0.038163 | -5.4954
11692 | KMICHICT2_G | 2 | North | YES | 0.010166 | 146 | 80 | 146 | 0 | 1.026 | CC | -1 | 0.038163 | 146 | 146 |  |  | 1.4842 | 146 | -0.038163 | -5.5718
11693 | KMICHIST3_G | 3 | North | YES | 0.010166 | 312 | 60 | 312 | 0 | 1.026 | CC | -1 | 0.038163 | 312 | 312 |  |  | 3.1718 | 312 | -0.038163 | -11.9068
11694 | KMICHICT4_G | 4 | North | YES | 0.010166 | 144 | 80 | 144 | 0 | 1.026 | CC | -1 | 0.038163 | 144 | 144 |  |  | 1.4639 | 144 | -0.038163 | -5.4954
11695 | KMICHICT5_G | 5 | North | YES | 0.010166 | 148 | 80 | 148 | 0 | 1.026 | CC | -1 | 0.038163 | 148 | 148 |  |  | 1.5046 | 148 | -0.038163 | -5.6481
11696 | KMICHIST6_G | 6 | North | YES | 0.010166 | 310 | 60 | 310 | 0 | 1.026 | CC | -1 | 0.038163 | 310 | 310 |  |  | 3.1515 | 310 | -0.038163 | -11.8304
1687 | VALLEY_1G | 1 | North | YES | 0.010347 | 136 | 15 | 170 | 0 | 1.029 | GST | -1 | 0.037982 | 170 | 170 |  |  | 1.759 | 170 | -0.037982 | -6.4569
1688 | VALLEY_2G | 2 | North | YES | 0.010347 | 527 | 90 | 527 | 0 | 1.029 | GSC | -1 | 0.037982 | 527 | 527 |  |  | 5.4529 | 527 | -0.037982 | -20.0163
2381 | NTHLK1_G | 1 | North | YES | 0.010449 | 0 | 35 | 156 |  | 1.022 | GST | -1 | 0.03788 | 156 | 156 |  |  | 1.63 | 156 | -0.03788 | -5.9092
2382 | NTHLK2_G | 2 | North | YES | 0.010449 | 0 | 35 | 181 |  | 1.022 | GST | -1 | 0.03788 | 181 | 181 |  |  | 1.8913 | 181 | -0.03788 | -6.8562
2383 | NTHLK3_G | 3 | North | YES | 0.010449 | 0 | 50 | 329 |  | 1.022 | GST | -1 | 0.03788 | 329 | 329 |  |  | 3.4377 | 329 | -0.03788 | -12.4624
6948 | DENISNDM | 1 | North | YES | 0.010479 | 40 | 5 | 40 | 0 | 1.015 | Hydro | -1 | 0.03785 | 0 | 0 |  |  | 0 | 0 | -0.03785 | 0
6948 | DENISNDM | 2 | North | YES | 0.010479 | 31 | 5 | 40 | 0 | 1.015 | Hydro | -1 | 0.03785 | 0 | 0 |  |  | 0 | 0 | -0.03785 | 0
2371 | COLLIN_1G | MB | North | YES | 0.010698 | 0 | 40 | 138 |  | 1.022 | GST | -1 | 0.037631 | 0 | 0 |  |  | 0 | 0 | -0.037631 | 0
1948 | HANDLEY_4G | 4 | North | YES | 0.011292 | 348 | 150 | 435 | 0 | 1.022 | GST | -1 | 0.037037 | 435 | 435 |  |  | 4.912 | 435 | -0.037037 | -16.111
1947 | HANDLEY_3G | 3 | North | YES | 0.011408 | 316 | 100 | 395 | 0 | 1.022 | GST | -1 | 0.036921 | 395 | 395 |  |  | 4.5062 | 395 | -0.036921 | -14.5837
1949 | HANDLEY_5G | 5 | North | YES | 0.011408 | 348 | 150 | 435 | 0 | 1.022 | GST | -1 | 0.036921 | 435 | 435 |  |  | 4.9625 | 435 | -0.036921 | -16.0605
366 | JNSNCNTY802 | 1 | North | YES | 0.011534 | 168 | 20 | 168 | 0 | 1.02 | Cogen | -1 | 0.036795 | 0 | 0 |  |  | 0 | 0 | -0.036795 | 0
367 | JNSNCNTY802 | 2 | North | YES | 0.011534 | 90 | 20 | 90 | 0 | 1.02 | Cogen | -1 | 0.036795 | 0 | 0 |  |  | 0 | 0 | -0.036795 | 0
1945 | HANDLEY_1G | MB | North | YES | 0.011548 | 0 | 25 | 36 |  | 0.986 | #N/A | -1 | 0.036781 | 36 | 36 |  |  | 0.41573 | 36 | -0.036781 | -1.3241
1946 | HANDLEY_2G | MB | North | YES | 0.011548 | 0 | 30 | 68 |  | 0.986 | #N/A | -1 | 0.036781 | 68 | 68 |  |  | 0.78526 | 68 | -0.036781 | -2.5011
923 | SPENCER_G4 | 1 | North | YES | 0.012692 | 48 | 20 | 61 | 0 | 1.03 | GST | -1 | 0.035637 | 61 | 61 |  |  | 0.77421 | 61 | -0.035637 | -2.1738
924 | SPENCER_G5 | 1 | North | YES | 0.012692 | 52 | 20 | 66 | 0 | 1.03 | GST | -1 | 0.035637 | 66 | 66 |  |  | 0.83767 | 66 | -0.035637 | -2.352
1861 | EAGLEMNT_1G | MB | North | YES | 0.013073 | 0 | 30 | 112 |  | 1.022 | GST | -1 | 0.035256 | 0 | 0 |  |  | 0 | 0 | -0.035256 | 0
1862 | EAGLEMNT_2G | MB | North | YES | 0.013073 | 0 | 40 | 100 |  | 1.022 | GST | -1 | 0.035256 | 0 | 0 |  |  | 0 | 0 | -0.035256 | 0
1863 | EAGLEMNT_3G | MB | North | YES | 0.013073 | 0 | 50 | 378 |  | 1.022 | GST | -1 | 0.035256 | 0 | 0 |  |  | 0 | 0 | -0.035256 | 0
1892 | DECRDOVA_2G | A | North | YES | 0.013177 | 65 | 65 | 70 | 0 | 1.025 | GGT | -1 | 0.035152 | 70 | 70 |  |  | 0.92239 | 70 | -0.035152 | -2.4606
1893 | DECRDOVA_3G | B | North | YES | 0.013177 | 65 | 65 | 69 | 0 | 1.025 | GGT | -1 | 0.035152 | 69 | 69 |  |  | 0.90921 | 69 | -0.035152 | -2.4255
1894 | DECRDOVA_4G | C | North | YES | 0.013177 | 65 | 65 | 69 | 0 | 1.025 | GGT | -1 | 0.035152 | 69 | 69 |  |  | 0.90921 | 69 | -0.035152 | -2.4255
1895 | DECRDOVA_5G | D | North | YES | 0.013177 | 65 | 65 | 68 | 0 | 1.025 | GGT | -1 | 0.035152 | 68 | 68 |  |  | 0.89604 | 68 | -0.035152 | -2.3903
1889 | DECRDOVA_1G | 1 | North | YES | 0.013463 | 779 | 255 | 779 | 0 | 1.02 | GSC | -1 | 0.034866 | 779 | 779 |  |  | 10.4877 | 779 | -0.034866 | -27.1604
1877 | WLFHOLW_1G | 1 | North | YES | 0.013937 | 217.3 | 89.2 | 217.3 | 0 | 1.032 | CC | -1 | 0.034392 | 217.3 | 217.3 |  |  | 3.0285 | 217.3 | -0.034392 | -7.4733
1878 | WLFHOLW_2G | 2 | North | YES | 0.013937 | 215.7 | 105 | 215.7 | 0 | 1.032 | CC | -1 | 0.034392 | 215.7 | 215.7 |  |  | 3.0062 | 215.7 | -0.034392 | -7.4183
1879 | WLFHOLW_3G | 3 | North | YES | 0.013937 | 272.4 | 89.2 | 272.4 | 0 | 1.032 | CC | -1 | 0.034392 | 272.4 | 272.4 |  |  | 3.7964 | 272.4 | -0.034392 | -9.3683
728 | WOLFRIDGE801 | 1 | North | YES | 0.014183 | 11.2 | 0 | 112.5 | 0 | 0.99 | Wind | -1 | 0.034146 | 0 | 112.5 |  |  | 0 | 0 | -0.034146 | 0
1898 | COMCHEPK_1G | 1 | North | YES | 0.014401 | 1159 | 1150 | 1159 | 0 | 1.032 | Nuc | -1 | 0.033928 | 0 | 0 |  |  | 0 | 0 | -0.033928 | 0
1899 | COMCHEPK_2G | 2 | North | YES | 0.014401 | 1159 | 1128 | 1159 | 0 | 1.032 | Nuc | -1 | 0.033928 | 0 | 0 |  |  | 0 | 0 | -0.033928 | 0
580 | JCKCNTY801 | 1 | North | YES | 0.014965 | 288 | 0 | 288 | 0 | 1.022 | CC | -1 | 0.033364 | 288 | 288 |  |  | 4.3099 | 288 | -0.033364 | -9.6087
581 | JCKCNTY802 | 2 | North | YES | 0.014965 | 147 | 0 | 147 | 0 | 1.022 | CC | -1 | 0.033364 | 147 | 147 |  |  | 2.1999 | 147 | -0.033364 | -4.9045
582 | JCKCNTY803 | 3 | North | YES | 0.014965 | 147 | 0 | 147 | 0 | 1.022 | CC | -1 | 0.033364 | 147 | 147 |  |  | 2.1999 | 147 | -0.033364 | -4.9045
503 | NTHTEXAS01 | 1 | North | YES | 0.015158 | 0 | 5 | 18 |  | 1.015 | GST | -1 | 0.033171 | 18 | 18 |  |  | 0.27284 | 18 | -0.033171 | -0.59707
504 | NTHTEXAS02 | 2 | North | YES | 0.015158 | 14.4 | 5 | 18 |  | 1.015 | GST | -1 | 0.033171 | 18 | 18 |  |  | 0.27284 | 18 | -0.033171 | -0.59707
505 | NTHTEXAS03 | 3 | North | YES | 0.015158 | 30.4 | 15 | 38 |  | 1.015 | GST | -1 | 0.033171 | 38 | 38 |  |  | 0.576 | 38 | -0.033171 | -1.2605
332 | RWMILLER01 | 1 | North | YES | 0.015257 | 58.4 | 18.5 | 73 | 0 | 1.04 | GST | -1 | 0.033072 | 73 | 73 |  |  | 1.1138 | 73 | -0.033072 | -2.4142
333 | RWMILLER02 | 2 | North | YES | 0.015257 | 95.2 | 37 | 119 | 0 | 1.04 | GST | -1 | 0.033072 | 119 | 119 |  |  | 1.8156 | 119 | -0.033072 | -3.9355
334 | RWMILLER03 | 3 | North | YES | 0.015257 | 166.4 | 65 | 208 | 0 | 1.04 | GST | -1 | 0.033072 | 208 | 208 |  |  | 3.1735 | 208 | -0.033072 | -6.8789
335 | RWMILLER04 | 4 | North | YES | 0.015257 | 81.6 | 0 | 102 | 0 | 1.04 | GST | -1 | 0.033072 | 102 | 102 |  |  | 1.5562 | 102 | -0.033072 | -3.3733
336 | RWMILLER05 | 5 | North | YES | 0.015257 | 80.8 | 0 | 101 | 0 | 1.04 | GST | -1 | 0.033072 | 101 | 101 |  |  | 1.541 | 101 | -0.033072 | -3.3402
8032 | AMISTADHYD1 | 1 | South | YES | 0.016018 | 33 | 13 | 33 | 0 | 1.0375 | Hydro | -1 | 0.032311 | 0 | 0 |  |  |  |  | -0.032311 | 0
8033 | AMISTADHYD2 | 2 | South | YES | 0.016018 | 25 | 13 | 25 | 0 | 1.0375 | Hydro | -1 | 0.032311 | 0 | 0 |  |  |  |  | -0.032311 | 0
88253 | HAMILTON | F | South | YES | 0.016018 | 0 | 0 | 0 | 0 | 1.04 | BLT | -1 | 0.032311 | 0 | 0 |  |  |  |  | -0.032311 | 0
1453 | WCPWRCO_1G | 1 | North | YES | 0.016772 | 204 | 50 | 204 | 0 | 1.02 | CC | -1 | 0.031557 | 204 | 204 |  |  | 3.4215 | 204 | -0.031557 | -6.4376
1454 | WCPWRCO_2G | 2 | North | YES | 0.016772 | 204 | 50 | 204 | 0 | 1.02 | CC | -1 | 0.031557 | 204 | 204 |  |  | 3.4215 | 204 | -0.031557 | -6.4376
1455 | WCPWRCO_3G | 3 | North | YES | 0.016772 | 242 | 50 | 242 |  | 1.02 | CC | -1 | 0.031557 | 242 | 242 |  |  | 4.0588 | 242 | -0.031557 | -7.6367
344 | MRSSHPRD | 1 | North | YES | 0.018859 | 12 | 0 | 12 |  | 1.03 | Hydro | -1 | 0.02947 | 0 | 0 |  |  | 0 | 0 | -0.02947 | 0
345 | MRSSHPRD01 | 2 | North | YES | 0.018859 | 12 | 0 | 12 |  | 1.03 | Hydro | -1 | 0.02947 | 0 | 0 |  |  | 0 | 0 | -0.02947 | 0
1600 | BARTNWND_1G | 1 | North | YES | 0.018982 | 12 | 0 | 120 | 0 | 1.022 | Wind | -1 | 0.029347 | 0 | 120 |  |  | 0 | 0 | -0.029347 | 0
1643 | SLSTR1PP_1G | 1 | North | YES | 0.020046 | 6 | 0 | 60 | 0 | 1.022 | Wind | -1 | 0.028283 | 0 | 60 |  |  | 0 | 0 | -0.028283 | 0
1432 | GRHAMSES_2G | 2 | North | YES | 0.02039 | 294.9 | 90 | 366 | 0 | 1.014 | GST | -1 | 0.027939 | 366 | 366 |  |  | 7.4627 | 366 | -0.027939 | -10.2256
1437 | MESQUITW_1G | 1 | North | YES | 0.02039 | 40 | 0 | 400 | 0 | 1.023 | Wind | -1 | 0.027939 | 0 | 400 |  |  | 0 | 0 | -0.027939 | 0
1438 | MESQUITW_2G | 1 | North | YES | 0.02039 | 23.6 | 0 | 236 |  | 1.017 | Wind | -1 | 0.027939 | 0 | 236 |  |  | 0 | 0 | -0.027939 | 0
1442 | COKFIELD_5 | 1 | North | YES | 0.02039 | 16.5 | 0 | 165 |  | 1.029 | Wind | -1 | 0.027939 | 0 | 165 |  |  | 0 | 0 | -0.027939 | 0
1433 | GRHAMSES_1G | 1 | North | YES | 0.022468 | 242 | 60 | 242 | 0 | 1.038 | GST | -1 | 0.025861 | 242 | 242 |  |  | 5.4373 | 242 | -0.025861 | -6.2583
1479 | WFCOGEN_1G | 1 | North | YES | 0.022501 | 16 | 12 | 20 | 0 | 1 | Cogen | -1 | 0.025828 | 0 | 0 |  |  | 0 | 0 | -0.025828 | 0
1479 | WFCOGEN_1G | 2 | North | YES | 0.022501 | 16 | 12 | 20 | 0 | 1 | Cogen | -1 | 0.025828 | 0 | 0 |  |  | 0 | 0 | -0.025828 | 0
1482 | WFCOGEN_2G | 1 | North | YES | 0.022501 | 16 | 12 | 20 | 0 | 1 | Cogen | -1 | 0.025828 | 0 | 0 |  |  | 0 | 0 | -0.025828 | 0
1482 | WFCOGEN_2G | 2 | North | YES | 0.022501 | 13.6 | 12 | 17 | 0 | 1 | Cogen | -1 | 0.025828 | 0 | 0 |  |  | 0 | 0 | -0.025828 | 0
6100 | OKLA7A | EQ | West | YES | 0.031901 | 50 | -220 | 220 | 0 | 1.035 | DCTie | 1 | 0.022548 | 0 | 0 | 0 | 0 |  |  | 0.022548 | 0
6752 | OKLA0A | 1 | West | YES | 0.031901 | 649.7 | 175 | 649.7 | 0 | 1.035 | LIGCO | 1 | 0.022548 | 0 | 649.7 | 20.7261 | 649.7 |  |  | 0.022548 | 14.6494
60052 | WILDHRS11A | 1 | West | YES | 0.037904 | 25.3 | 0 | 126.5 | 0 | 1.005 | #N/A | 1 | 0.028551 | 126.5 | 126.5 | 4.7949 | 126.5 |  |  | 0.028551 | 3.6117
60053 | WILDHRS21A | 1 | West | YES | 0.037904 | 7.8 | 0 | 39 | 0 | 1.025 | #N/A | 1 | 0.028551 | 39 | 39 | 1.4783 | 39 |  |  | 0.028551 | 1.1135
60081 | WHRLWIND1A | 1 | West | YES | 0.040113 | 12 | 0 | 60 | 0 | 1.03 | Wind | 1 | 0.03076 | 0 | 60 | 2.4068 | 60 |  |  | 0.03076 | 1.8456
6144 | MCADOO1A | 1 | West | YES | 0.043478 | 15 | 0 | 150 | 0 | 1.025 | Wind | 1 | 0.034125 | 0 | 150 | 6.5217 | 150 |  |  | 0.034125 | 5.1188
1049 | ROSCOEWI_5 | 1 | West | YES | 0.04468 | 41.8 | 0 | 209 |  | 1.01 | #N/A | 1 | 0.035327 | 209 | 209 | 9.3381 | 209 |  |  | 0.035327 | 7.3833
1057 | ROSCOEWI_5 | 2 | West | YES | 0.04468 | 25.3 | 0 | 126.5 |  | 1.01 | #N/A | 1 | 0.035327 | 126.5 | 126.5 | 5.652 | 126.5 |  |  | 0.035327 | 4.4689
1060 | ROSCOEWI_5 | 3 | West | YES | 0.04468 | 39.4 | 0 | 197 | 0 | 1.01 | #N/A | 1 | 0.035327 | 197 | 197 | 8.802 | 197 |  |  | 0.035327 | 6.9594
1072 | ROSCOEWI_5 | 4 | West | YES | 0.04468 | 63.6 | 0 | 318 | 0 | 1.01 | #N/A | 1 | 0.035327 | 318 | 318 | 14.2082 | 318 |  |  | 0.035327 | 11.234
1343 | TRENTIPP_8 | 1 | West | YES | 0.045691 | 30 | 0 | 150 |  | 1.014 | Wind | 1 | 0.036338 | 0 | 150 | 6.8537 | 150 |  |  | 0.036338 | 5.4507
1354 | AEPWIND_8 | 1 | West | YES | 0.045691 | 20.2 | 0 | 101 |  | 1 | Wind | 1 | 0.036338 | 0 | 101 | 4.6148 | 101 |  |  | 0.036338 | 3.6701
36998 | RDCNYNG1 | 1 | West | YES | 0.046375 | 16.8 | 0 | 84 |  | 1.01 | Wind | 1 | 0.037022 | 0 | 84 | 3.8955 | 84 |  |  | 0.037022 | 3.1098
1061 | CIELOGEN_1G | 1 | West | YES | 0.047035 | 19.8 | 0 | 99 |  | 1 | Wind | 1 | 0.037682 | 0 | 99 | 4.6565 | 99 |  |  | 0.037682 | 3.7305
1062 | CIELOGEN_2G | 1 | West | YES | 0.047035 | 12.2 | 0 | 61 |  | 1 | Wind | 1 | 0.037682 | 0 | 61 | 2.8691 | 61 |  |  | 0.037682 | 2.2986
1069 | KINDERMG_1G | 1 | West | YES | 0.047035 | 25 | 5 | 25 | 0 | 1.017 | Cogen | 1 | 0.037682 | 0 | 0 | 0 | 0 |  |  | 0.037682 | 0
1070 | KINDERMG_2G | 1 | West | YES | 0.047035 | 45.7 | 12 | 45.7 | 0 | 1.017 | Cogen | 1 | 0.037682 | 0 | 0 | 0 | 0 |  |  | 0.037682 | 0
1071 | KINDERMG_3G | 1 | West | YES | 0.047035 | 45.7 | 12 | 45.7 | 0 | 1.017 | Cogen | 1 | 0.037682 | 0 | 0 | 0 | 0 |  |  | 0.037682 | 0
60057 | CALLAHAN1A | 1 | West | YES | 0.047036 | 22.8 | 0 | 114 | 0 | 1.04 | Wind | 1 | 0.037683 | 0 | 114 | 5.3621 | 114 |  |  | 0.037683 | 4.2959
1068 | SCURRYCW_1G | 1 | West | YES | 0.047058 | 28.2 | 1.3 | 141 |  | 1.01 | Wind | 1 | 0.037705 | 0 | 141 | 6.6352 | 141 |  |  | 0.037705 | 5.3164
1073 | SCURRYCW_2G | 2 | West | YES | 0.047058 | 24 | 0 | 120 | 0 | 1.017 | Wind | 1 | 0.037705 | 0 | 120 | 5.647 | 120 |  |  | 0.037705 | 4.5246
6637 | SNYDERW1A | 1 | West | YES | 0.047293 | 12.6 | 0 | 63 | 0 | 1.025 | Wind | 1 | 0.03794 | 0 | 63 | 2.9795 | 63 |  |  | 0.03794 | 2.3902
1301 | BULLCREK_8 | 1 | West | YES | 0.047558 | 36 | 0 | 180 | 0 | 1.017 | #N/A | 1 | 0.038205 | 180 | 180 | 8.5604 | 180 |  |  | 0.038205 | 6.8769
71051 | L_BITTCR1_1N | W1 | West | YES | 0.047891 | 7.5 | 0 | 37.5 |  | 1.02 | Wind | 1 | 0.038538 | 0 | 37.5 | 1.7959 | 37.5 |  |  | 0.038538 | 1.4452
71054 | L_SWEETW1_1N | W1 | West | YES | 0.047891 | 21.5 | 0 | 107.5 |  | 1.02 | Wind | 1 | 0.038538 | 0 | 107.5 | 5.1483 | 107.5 |  |  | 0.038538 | 4.1428
71057 | L_SWEETW1_2N | W1 | West | YES | 0.047891 | 27 | 0 | 135 |  | 1.02 | Wind | 1 | 0.038538 | 0 | 135 | 6.4653 | 135 |  |  | 0.038538 | 5.2026
71059 | L_SWEETW1_3N | W1 | West | YES | 0.047891 | 23.8 | 0 | 119 | 0 | 1.02 | Wind | 1 | 0.038538 | 0 | 119 | 5.699 | 119 |  |  | 0.038538 | 4.586
71060 | L_SWEETW1_4N | W1 | West | YES | 0.047891 | 21 | 0 | 105 | 0 | 1.02 | Wind | 1 | 0.038538 | 0 | 105 | 5.0286 | 105 |  |  | 0.038538 | 4.0465
1302 | COYOTEWG_8 | 1 | West | YES | 0.047947 | 45 | 0 | 225 |  | 1.01 | #N/A | 1 | 0.038594 | 225 | 225 | 10.7881 | 225 |  |  | 0.038594 | 8.6837
1037 | MORGAN5G_5G | 5 | West | YES | 0.047982 | 109.6 | 40 | 137 | 0 | 1.029 | GST | 1 | 0.038629 | 137 | 137 | 6.5735 | 137 |  |  | 0.038629 | 5.2922
1039 | MRGNAG_1G | A | West | YES | 0.047982 | 69 | 69 | 69 | 0 | 1.029 | GGT | 1 | 0.038629 | 69 | 69 | 3.3108 | 69 |  |  | 0.038629 | 2.6654
1040 | MRGNBG_2G | B | West | YES | 0.047982 | 70 | 70 | 71 | 0 | 1.029 | GGT | 1 | 0.038629 | 71 | 71 | 3.4067 | 71 |  |  | 0.038629 | 2.7427
1041 | MRGNCG_3G | C | West | YES | 0.047982 | 69 | 69 | 70 | 0 | 1.029 | GGT | 1 | 0.038629 | 70 | 70 | 3.3587 | 70 |  |  | 0.038629 | 2.704
1042 | MRGNDG_4G | D | West | YES | 0.047982 | 68 | 68 | 68 | 0 | 1.029 | GGT | 1 | 0.038629 | 68 | 68 | 3.2628 | 68 |  |  | 0.038629 | 2.6268
1043 | MRGNEG_5G | E | West | YES | 0.047982 | 68 | 68 | 70 | 0 | 1.029 | GGT | 1 | 0.038629 | 70 | 70 | 3.3587 | 70 |  |  | 0.038629 | 2.704
1044 | MRGNFG_6G | F | West | YES | 0.047982 | 66 | 66 | 66 | 0 | 1.029 | GGT | 1 | 0.038629 | 66 | 66 | 3.1668 | 66 |  |  | 0.038629 | 2.5495
1416 | SWETWATR_1G | 1 | West | YES | 0.048311 | 30 | 18 | 30 | 0 | 1.026 | CC | 1 | 0.038958 | 30 | 30 | 1.4493 | 30 |  |  | 0.038958 | 1.1687
1417 | SWETWATR_2G | 2 | West | YES | 0.048311 | 72 | 36 | 72 | 0 | 1.026 | CC | 1 | 0.038958 | 72 | 72 | 3.4784 | 72 |  |  | 0.038958 | 2.805
1418 | SWETWATR_3G | 3 | West | YES | 0.048311 | 68 | 36 | 68 | 0 | 1.026 | CC | 1 | 0.038958 | 68 | 68 | 3.2851 | 68 |  |  | 0.038958 | 2.6491
1419 | SWETWATR_4G | 4 | West | YES | 0.048311 | 61 | 36 | 61 | 0 | 1.026 | CC | 1 | 0.038958 | 61 | 61 | 2.947 | 61 |  |  | 0.038958 | 2.3764
1360 | GUNSIGHT_8 | 1 | West | YES | 0.048487 | 24 | 0 | 120 | 0 | 1.01 | Wind | 1 | 0.039134 | 0 | 120 | 5.8184 | 120 |  |  | 0.039134 | 4.6961
1170 | AIRLAMESA_1G | 1 | West | YES | 0.048491 | 0 | 0 | 180 |  | 1 | #N/A | 1 | 0.039138 | 180 | 180 | 8.7284 | 180 |  |  | 0.039138 | 7.0448
1058 | LONGSHORE_5 | 1 | West | YES | 0.048517 | 30 | 0 | 150 |  | 1.01 | Wind | 1 | 0.039164 | 0 | 150 | 7.2775 | 150 |  |  | 0.039164 | 5.8746
1058 | LONGSHORE_5 | 2 | West | YES | 0.048517 | 44 | 0 | 220 |  | 1.01 | Wind | 1 | 0.039164 | 0 | 220 | 10.6737 | 220 |  |  | 0.039164 | 8.6161
1058 | LONGSHORE_5 | 3 | West | YES | 0.048517 | 23.4 | 0 | 117 |  | 1.01 | Wind | 1 | 0.039164 | 0 | 117 | 5.6765 | 117 |  |  | 0.039164 | 4.5822
1327 | WILDHRSE_1G | 1 | West | YES | 0.048569 | 24 | 0 | 120 |  | 1 | Wind | 1 | 0.039216 | 0 | 120 | 5.8283 | 120 |  |  | 0.039216 | 4.7059
1045 | CALENG1G_1G | 1 | West | YES | 0.048662 | 73.4 | 27 | 73.4 | 0 | 1.014 | Cogen | 1 | 0.039309 | 0 | 0 | 0 | 0 |  |  | 0.039309 | 0
1046 | CALENG2G_2G | 2 | West | YES | 0.048662 | 73.4 | 27 | 73.4 | 0 | 1.014 | Cogen | 1 | 0.039309 | 0 | 0 | 0 | 0 |  |  | 0.039309 | 0
1047 | CALENG3G_3G | 3 | West | YES | 0.048662 | 70.4 | 27 | 70.4 | 0 | 1.014 | Cogen | 1 | 0.039309 | 0 | 0 | 0 | 0 |  |  | 0.039309 | 0
1333 | MCDDONAL_8 | 1 | West | YES | 0.048958 | 42.8 | 0 | 214.2 |  | 1.01 | Wind | 1 | 0.039605 | 0 | 214.2 | 10.4868 | 214.2 |  |  | 0.039605 | 8.4834
1328 | OCOTILLO_1G | 1 | West | YES | 0.049117 | 11.6 | 0 | 58 |  | 1.01 | Wind | 1 | 0.039764 | 0 | 58 | 2.8488 | 58 |  |  | 0.039764 | 2.3063
1326 | STANTONW_8 | 1 | West | YES | 0.049207 | 20.1 | 0 | 100.5 |  | 1.01 | Wind | 1 | 0.039854 | 0 | 100.5 | 4.9453 | 100.5 |  |  | 0.039854 | 4.0053
11001 | NAV1CT | 1 | West | YES | 0.049283 | 70.4 | 18 | 70.4 | 0 | 1.029 | CC | 1 | 0.03993 | 70.4 | 70.4 | 3.4695 | 70.4 |  |  | 0.03993 | 2.8111
11009 | NAV2CT | 1 | West | YES | 0.049283 | 71.4 | 18 | 71.4 | 0 | 1.029 | CC | 1 | 0.03993 | 71.4 | 71.4 | 3.5188 | 71.4 |  |  | 0.03993 | 2.851
11011 | NAV3ST | 1 | West | YES | 0.049283 | 92.8 | 40 | 92.8 | 0 | 1.029 | CC | 1 | 0.03993 | 92.8 | 92.8 | 4.5735 | 92.8 |  |  | 0.03993 | 3.7055
11012 | NAV4CT | 1 | West | YES | 0.049283 | 80 | 18 | 80 | 0 | 1.029 | CC | 1 | 0.03993 | 80 | 80 | 3.9426 | 80 |  |  | 0.03993 | 3.1944
11013 | NAV5CT | 1 | West | YES | 0.049283 | 80 | 18 | 80 | 0 | 1.029 | CC | 1 | 0.03993 | 80 | 80 | 3.9426 | 80 |  |  | 0.03993 | 3.1944
11014 | NAV6ST | 1 | West | YES | 0.049283 | 115 | 40 | 115 | 0 | 1.029 | CC | 1 | 0.03993 | 115 | 115 | 5.6675 | 115 |  |  | 0.03993 | 4.592
11020 | TIEHVSG_1G | 1 | West | YES | 0.049293 | 208.2 | 63 | 208.2 | 0 | 1.012 | CC | 1 | 0.03994 | 208.2 | 208.2 | 10.2628 | 208.2 |  |  | 0.03994 | 8.3155
11021 | TIEHVCG_1G | 1 | West | YES | 0.049293 | 142.1 | 103 | 142.1 | 0 | 1.012 | CC | 1 | 0.03994 | 142.1 | 142.1 | 7.0045 | 142.1 |  |  | 0.03994 | 5.6755
11022 | TIEHVCG_2G | 1 | West | YES | 0.049293 | 132.4 | 103 | 132.4 | 0 | 1.012 | CC | 1 | 0.03994 | 132.4 | 132.4 | 6.5264 | 132.4 |  |  | 0.03994 | 5.2881
11023 | TIEHVCG_3G | 1 | West | YES | 0.049293 | 137.4 | 103 | 137.4 | 0 | 1.012 | CC | 1 | 0.03994 | 137.4 | 137.4 | 6.7729 | 137.4 |  |  | 0.03994 | 5.4878
11024 | TIEHVCG_4G | 1 | West | YES | 0.049293 | 147 | 103 | 147 | 0 | 1.012 | CC | 1 | 0.03994 | 147 | 147 | 7.2461 | 147 |  |  | 0.03994 | 5.8712
11025 | TIEHVSG_2G | 1 | West | YES | 0.049293 | 213.2 | 63 | 213.2 | 0 | 1.012 | CC | 1 | 0.03994 | 213.2 | 213.2 | 10.5093 | 213.2 |  |  | 0.03994 | 8.5152
1320 | BSP 1 | 1 | West | YES | 0.049548 | 25.5 | 2.9 | 25.8 | 0 | 1 | Cogen | 1 | 0.040195 | 0 | 0 | 0 | 0 |  |  | 0.040195 | 0
1146 | NOTREES_1G | 1 | West | YES | 0.049828 | 29.8 | 0 | 149 | 0 | 1.017 | #N/A | 1 | 0.040475 | 149 | 149 | 7.4244 | 149 |  |  | 0.040475 | 6.0308
7038 | L_DELAWA1_1Y | 1 | West | YES | 0.04996 | 3.5 | 0 | 35 | 0 | 1 | Wind | 1 | 0.040607 | 0 | 35 | 1.7486 | 35 |  |  | 0.040607 | 1.4212
7038 | L_DELAWA1_1Y | 2 | West | YES | 0.04996 | 3 | 0 | 30 | 0 | 1 | Wind | 1 | 0.040607 | 0 | 30 | 1.4988 | 30 |  |  | 0.040607 | 1.2182
1002 | PBCTAGE_1G | A | West | YES | 0.050027 | 64 | 64 | 66 | 0 | 1.036 | GGT | 1 | 0.040674 | 66 | 66 | 3.3018 | 66 |  |  | 0.040674 | 2.6845
1003 | PBCTBGE_2G | B | West | YES | 0.050027 | 65 | 65 | 66 | 0 | 1.036 | GGT | 1 | 0.040674 | 66 | 66 | 3.3018 | 66 |  |  | 0.040674 | 2.6845
1004 | PBCTCGE_3G | C | West | YES | 0.050027 | 62 | 62 | 67 | 0 | 1.036 | GGT | 1 | 0.040674 | 67 | 67 | 3.3518 | 67 |  |  | 0.040674 | 2.7252
1005 | PBCTDGE_4G | D | West | YES | 0.050027 | 65 | 65 | 68 | 0 | 1.036 | GGT | 1 | 0.040674 | 68 | 68 | 3.4018 | 68 |  |  | 0.040674 | 2.7658
1006 | PBCTEGE_5G | E | West | YES | 0.050027 | 65 | 65 | 67 | 0 | 1.036 | GGT | 1 | 0.040674 | 67 | 67 | 3.3518 | 67 |  |  | 0.040674 | 2.7252
1007 | PB5GEN_6G | 5 | West | YES | 0.050027 | 91.2 | 40 | 114 | 0 | 1.036 | GST | 1 | 0.040674 | 114 | 114 | 5.7031 | 114 |  |  | 0.040674 | 4.6368
1008 | PB6GEN_7G | 6 | West | YES | 0.050027 | 515 | 130 | 515 | 0 | 1.036 | GST | 1 | 0.040674 | 515 | 515 | 25.7639 | 515 |  |  | 0.040674 | 20.9471
6407 | TURKTRAK1A | 1 | West | YES | 0.05015 | 33.9 | 0 | 169.5 | 0 | 1.025 | Wind | 1 | 0.040797 | 0 | 169.5 | 8.5004 | 169.5 |  |  | 0.040797 | 6.9151
60058 | BUFF_GAP1A | 1 | West | YES | 0.051387 | 24 | 0 | 120 |  | 1 | Wind | 1 | 0.042034 | 0 | 120 | 6.1664 | 120 |  |  | 0.042034 | 5.0441
60060 | CIRELLO | 1 | West | YES | 0.051387 | 46.6 | 0 | 233 | 0 | 1 | Wind | 1 | 0.042034 | 0 | 233 | 11.9732 | 233 |  |  | 0.042034 | 9.7939
60063 | BUFF_GAP1B | 1 | West | YES | 0.051387 | 34 | 0 | 170.2 | 0 | 1.02 | Wind | 1 | 0.042034 | 0 | 170.2 | 8.7461 | 170.2 |  |  | 0.042034 | 7.1542
60066 | H_HOLLOW1A | 1 | West | YES | 0.051387 | 44.4 | 0 | 222 | 0 | 1.005 | Wind | 1 | 0.042034 | 0 | 222 | 11.4079 | 222 |  |  | 0.042034 | 9.3315
60068 | HHOLLOW21A | 1 | West | YES | 0.051387 | 36.8 | 0 | 184 | 0 | 1.025 | Wind | 1 | 0.042034 | 0 | 184 | 9.4552 | 184 |  |  | 0.042034 | 7.7343
60070 | HHOLLOW31A | 1 | West | YES | 0.051387 | 44.8 | 0 | 224 | 0 | 1.025 | Wind | 1 | 0.042034 | 0 | 224 | 11.5107 | 224 |  |  | 0.042034 | 9.4156
60072 | HHOLLOW41A | 1 | West | YES | 0.051387 | 23 | 0 | 115 | 0 | 1.025 | Wind | 1 | 0.042034 | 0 | 115 | 5.9095 | 115 |  |  | 0.042034 | 4.8339
1349 | WESTXWIN_1G | 1 | West | YES | 0.052053 | 1.3 | 0 | 6.6 |  | 1.014 | Wind | 1 | 0.0427 | 0 | 6.6 | 0.34355 | 6.6 |  |  | 0.0427 | 0.28182
1350 | NWPWRG1_1G | 1 | West | YES | 0.052053 | 6.9 | 1 | 34.3 |  | 1.014 | Wind | 1 | 0.0427 | 0 | 34.3 | 1.7854 | 34.3 |  |  | 0.0427 | 1.4646
76031 | L_GASCCR1_1N | W1 | West | YES | 0.053229 | 30 | 0 | 150 |  | 1.02 | Wind | 1 | 0.043876 | 0 | 150 | 7.9844 | 150 |  |  | 0.043876 | 6.5814
76091 | L_DIVIDE1_1N | W1 | West | YES | 0.054187 | 110 | 0 | 550 |  | 1.02 | Wind | 1 | 0.044834 | 0 | 550 | 29.8028 | 550 |  |  | 0.044834 | 24.6587
60007 | KING_SW1A | 1 | West | YES | 0.05524 | 20 | 0 | 80 |  | 1.03 | Wind | 1 | 0.045887 | 0 | 80 | 4.4192 | 80 |  |  | 0.045887 | 3.671
60019 | KING_NW1A | 1 | West | YES | 0.05524 | 20 | 0 | 80 |  | 1.03 | Wind | 1 | 0.045887 | 0 | 80 | 4.4192 | 80 |  |  | 0.045887 | 3.671
60201 | RIO DRCS | F | West | YES | 0.055555 | 0 | 0 | 0 | 0 | 1.025 | AVR | 1 | 0.046202 | 0 | 0 | 0 | 0 |  |  | 0.046202 | 0
60016 | WOODWRD11A | 1 | West | YES | 0.055593 | 20 | 0 | 80 |  | 1.033 | Wind | 1 | 0.04624 | 0 | 80 | 4.4474 | 80 |  |  | 0.04624 | 3.6992
38332 | TNWDWRDU2_8 | 1 | West | YES | 0.055604 | 20 | 0 | 80 | 0 | 1.0232 | Wind | 1 | 0.046251 | 0 | 80 | 4.4483 | 80 |  |  | 0.046251 | 3.7001
38437 | TNSRBNMESA9 | 1 | West | YES | 0.055642 | 37.5 | 0 | 150 |  | 1.02 | Wind | 1 | 0.046289 | 0 | 150 | 8.3463 | 150 |  |  | 0.046289 | 6.9434
6016 | SWMESA | 1 | West | YES | 0.055931 | 18.8 | 0 | 75 |  | 1.03 | Wind | 1 | 0.046578 | 0 | 75 | 4.1948 | 75 |  |  | 0.046578 | 3.4934
60003 | KING_NE1A | 1 | West | YES | 0.055931 | 20 | 0 | 80 |  | 1.03 | Wind | 1 | 0.046578 | 0 | 80 | 4.4745 | 80 |  |  | 0.046578 | 3.7262
60005 | KING_SE1A | 1 | West | YES | 0.055931 | 10 | 0 | 40 |  | 1.035 | Wind | 1 | 0.046578 | 0 | 40 | 2.2372 | 40 |  |  | 0.046578 | 1.8631
60000 | DSKY2 | 1 | West | YES | 0.056303 | 19.1 | 0 | 76.5 |  | 1.039 | Wind | 1 | 0.04695 | 0 | 76.5 | 4.3072 | 76.5 |  |  | 0.04695 | 3.5917
60017 | ORNNWP1 | 1 | West | YES | 0.056429 | 20 | 0 | 80 |  | 1.027 | Wind | 1 | 0.047076 | 0 | 80 | 4.5143 | 80 |  |  | 0.047076 | 3.7661
60018 | DSKY1 | 1 | West | YES | 0.056691 | 21 | 0 | 84 | 0 | 1.023 | Wind | 1 | 0.047338 | 0 | 84 | 4.762 | 84 |  |  | 0.047338 | 3.9764
60202 | FRNDDRCS | F | West | YES | 0.062736 | 0 | 0 | 0 | 0 | 0.9985 | AVR | 1 | 0.053383 | 0 | 0 | 0 | 0 |  |  | 0.053383 | 0
Note on AL4: Zonal Cap - Zonal Impact

## Distributed Slack - Bound Gen
Number of Bus | Name of Bus | ID | Area Name of Gen | AGC | P Sensitivity of Bus | Gen MW | Min MW | Max MW | V Sensitivity of Bus | Set Volt | Tech Type | Zone Impact | Zone Correlation | Inc Max | Dec Max | Souce S.F. Weighting | Souce Capacity | Sink S.F. Weighting | Sink Capacity | PTDF Calc | PTDF Weighting | max of zone correlation | 0.022873 |  |  | Neg PTDF weight | Pos PTDF weight
6100 | OKLA7A | EQ | West | YES | 0.032601 | 50 | -220 | 220 | 0 | 1.035 | DCTie | 1 | 0.022873 | 0 | 0 | 0 | 0 |  |  | 0.022873 | 0 |  |  |  |  | 0 | 0
6752 | OKLA0A | 1 | West | YES | 0.032601 | 649.7 | 175 | 649.7 | 0 | 1.035 | LIGCO | 1 | 0.022873 | 0 | 649.7 | 21.1809 | 649.7 |  |  | 0.022873 | 14.8603 |  |  |  |  | 0 | 0
1433 | GRHAMSES_1G | 1 | North | YES | 0.023159 | 242 | 60 | 242 | 0 | 1.038 | GST | -1 | 0.026059 | 242 | 242 |  |  | 5.6045 | 242 | -0.026059 | -6.3064 |  |  |  |  | 0 | 0
1479 | WFCOGEN_1G | 1 | North | YES | 0.023109 | 16 | 12 | 20 | 0 | 1 | Cogen | -1 | 0.026109 | 0 | 0 |  |  | 0 | 0 | -0.026109 | 0 |  |  | Weighted Shift Factors |  | 0 | 0
1479 | WFCOGEN_1G | 2 | North | YES | 0.023109 | 16 | 12 | 20 | 0 | 1 | Cogen | -1 | 0.026109 | 0 | 0 |  |  | 0 | 0 | -0.026109 | 0 |  |  | West | 0.049218 | 0 | 0
1482 | WFCOGEN_2G | 2 | North | YES | 0.023109 | 13.6 | 12 | 17 | 0 | 1 | Cogen | -1 | 0.026109 | 0 | 0 |  |  | 0 | 0 | -0.026109 | 0 |  |  | North | 0.0097284 | 0 | 0
1482 | WFCOGEN_2G | 1 | North | YES | 0.023109 | 16 | 12 | 20 | 0 | 1 | Cogen | -1 | 0.026109 | 0 | 0 |  |  | 0 | 0 | -0.026109 | 0 |  |  |  |  | 0 | 0
1643 | SLSTR1PP_1G | 1 | North | YES | 0.02108 | 6 | 0 | 60 | 0 | 1.022 | Wind | -1 | 0.028138 | 0 | 60 |  |  | 0 | 0 | -0.028138 | 0 | North |  |  |  | 0 | 0
1432 | GRHAMSES_2G | 2 | North | YES | 0.020938 | 294.9 | 90 | 366 | 0 | 1.014 | GST | -1 | 0.02828 | 366 | 366 |  |  | 7.6633 | 366 | -0.02828 | -10.3506 | Line Rating |  | 100 |  | 0 | 0
1437 | MESQUITW_1G | 1 | North | YES | 0.020938 | 40 | 0 | 400 | 0 | 1.023 | Wind | -1 | 0.02828 | 0 | 400 |  |  | 0 | 0 | -0.02828 | 0 | Impact Counter to Zone: |  | 0 |  | 0 | 0
1438 | MESQUITW_2G | 1 | North | YES | 0.020938 | 23.6 | 0 | 236 |  | 1.017 | Wind | -1 | 0.02828 | 0 | 236 |  |  | 0 | 0 | -0.02828 | 0 |  |  | 0% |  | 0 | 0
1442 | COKFIELD_5 | 1 | North | YES | 0.020938 | 16.5 | 0 | 165 |  | 1.029 | Wind | -1 | 0.02828 | 0 | 165 |  |  | 0 | 0 | -0.02828 | 0 |  |  |  |  | 0 | 0
344 | MRSSHPRD | 1 | North | YES | 0.01964 | 0 | 0 | 12 |  | 1.03 | Hydro | -1 | 0.029578 | 0 | 0 |  |  | 0 | 0 | -0.029578 | 0 | West |  |  |  | 0 | 0
345 | MRSSHPRD01 | 2 | North | YES | 0.01964 | 0 | 0 | 12 |  | 1.03 | Hydro | -1 | 0.029578 | 0 | 0 |  |  | 0 | 0 | -0.029578 | 0 | Line Rating |  | 100 |  | 0 | 0
1600 | BARTNWND_1G | 1 | North | YES | 0.019522 | 12 | 0 | 120 | 0 | 1.022 | Wind | -1 | 0.029696 | 0 | 120 |  |  | 0 | 0 | -0.029696 | 0 | Impact Counter to Zone: |  | 0 |  | 0 | 0
60081 | WHRLWIND1A | 1 | West | YES | 0.041089 | 12 | 0 | 60 | 0 | 1.03 | Wind | 1 | 0.031361 | 0 | 60 | 2.4653 | 60 |  |  | 0.031361 | 1.8816 |  |  | 0% |  | 0 | 0
1455 | WCPWRCO_3G | 3 | North | YES | 0.017262 | 242 | 50 | 242 |  | 1.02 | CC | -1 | 0.031956 | 242 | 242 |  |  | 4.1774 | 242 | -0.031956 | -7.7334 |  |  |  |  | 0 | 0
1453 | WCPWRCO_1G | 1 | North | YES | 0.017262 | 204 | 50 | 204 | 0 | 1.02 | CC | -1 | 0.031956 | 204 | 204 |  |  | 3.5214 | 204 | -0.031956 | -6.5191 |  |  |  |  | 0 | 0
1454 | WCPWRCO_2G | 2 | North | YES | 0.017262 | 204 | 50 | 204 | 0 | 1.02 | CC | -1 | 0.031956 | 204 | 204 |  |  | 3.5214 | 204 | -0.031956 | -6.5191 |  |  |  |  | 0 | 0
334 | RWMILLER03 | 3 | North | YES | 0.016322 | 166.4 | 65 | 208 | 0 | 1.04 | GST | -1 | 0.032896 | 208 | 208 |  |  | 3.395 | 208 | -0.032896 | -6.8424 |  |  |  |  | 0 | 0
333 | RWMILLER02 | 2 | North | YES | 0.016322 | 95.2 | 37 | 119 | 0 | 1.04 | GST | -1 | 0.032896 | 119 | 119 |  |  | 1.9423 | 119 | -0.032896 | -3.9147 |  |  |  |  | 0 | 0
335 | RWMILLER04 | 4 | North | YES | 0.016322 | 81.6 | 0 | 102 | 0 | 1.04 | GST | -1 | 0.032896 | 102 | 102 |  |  | 1.6648 | 102 | -0.032896 | -3.3554 |  |  |  |  | 0 | 0
336 | RWMILLER05 | 5 | North | YES | 0.016322 | 80.8 | 0 | 101 | 0 | 1.04 | GST | -1 | 0.032896 | 101 | 101 |  |  | 1.6485 | 101 | -0.032896 | -3.3225 |  |  |  |  | 0 | 0
332 | RWMILLER01 | 1 | North | YES | 0.016322 | 58.4 | 18.5 | 73 | 0 | 1.04 | GST | -1 | 0.032896 | 73 | 73 |  |  | 1.1915 | 73 | -0.032896 | -2.4014 |  |  |  |  | 0 | 0
8032 | AMISTADHYD1 | 1 | South | YES | 0.015836 | 33 | 13 | 33 | 0 | 1.03 | Hydro | -1 | 0.033382 | 0 | 0 |  |  |  |  | -0.033382 | 0 |  |  |  |  | 0 | 0
8033 | AMISTADHYD2 | 2 | South | YES | 0.015836 | 25 | 13 | 25 | 0 | 1.03 | Hydro | -1 | 0.033382 | 0 | 0 |  |  |  |  | -0.033382 | 0 |  |  |  |  | 0 | 0
88253 | HAMILTON | F | South | YES | 0.015836 | 0 | 0 | 0 | 0 | 1.04 | BLT | -1 | 0.033382 | 0 | 0 |  |  |  |  | -0.033382 | 0 |  |  |  |  | 0 | 0
505 | NTHTEXAS03 | 3 | North | YES | 0.015665 | 30.4 | 15 | 38 |  | 1.015 | GST | -1 | 0.033553 | 38 | 38 |  |  | 0.59527 | 38 | -0.033553 | -1.275 |  |  |  |  | 0 | 0
503 | NTHTEXAS01 | 1 | North | YES | 0.015665 | 0 | 5 | 18 |  | 1.015 | GST | -1 | 0.033553 | 18 | 18 |  |  | 0.28197 | 18 | -0.033553 | -0.60396 |  |  |  |  | 0 | 0
504 | NTHTEXAS02 | 2 | North | YES | 0.015665 | 14.4 | 5 | 18 |  | 1.015 | GST | -1 | 0.033553 | 18 | 18 |  |  | 0.28197 | 18 | -0.033553 | -0.60396 |  |  |  |  | 0 | 0
580 | JCKCNTY801 | 1 | North | YES | 0.015564 | 288 | 0 | 288 | 0 | 1.022 | CC | -1 | 0.033654 | 288 | 288 |  |  | 4.4824 | 288 | -0.033654 | -9.6925 |  |  |  |  | 0 | 0
581 | JCKCNTY802 | 2 | North | YES | 0.015564 | 147 | 0 | 147 | 0 | 1.022 | CC | -1 | 0.033654 | 147 | 147 |  |  | 2.2879 | 147 | -0.033654 | -4.9472 |  |  |  |  | 0 | 0
582 | JCKCNTY803 | 3 | North | YES | 0.015564 | 147 | 0 | 147 | 0 | 1.022 | CC | -1 | 0.033654 | 147 | 147 |  |  | 2.2879 | 147 | -0.033654 | -4.9472 |  |  |  |  | 0 | 0
1898 | COMCHEPK_1G | 1 | North | YES | 0.014868 | 1217 | 1150 | 1217 | 0 | 1.032 | Nuc | -1 | 0.03435 | 0 | 0 |  |  | 0 | 0 | -0.03435 | 0 |  |  |  |  | 0 | 0
1899 | COMCHEPK_2G | 2 | North | YES | 0.014868 | 1159 | 1128 | 1159 | 0 | 1.032 | Nuc | -1 | 0.03435 | 0 | 0 |  |  | 0 | 0 | -0.03435 | 0 |  |  |  |  | 0 | 0
728 | WOLFRIDGE801 | 1 | North | YES | 0.014589 | 11.2 | 0 | 112.5 | 0 | 0.99 | Wind | -1 | 0.034629 | 0 | 112.5 |  |  | 0 | 0 | -0.034629 | 0 |  |  |  |  | 0 | 0
6144 | MCADOO1A | 1 | West | YES | 0.044444 | 15 | 0 | 150 | 0 | 1.025 | Wind | 1 | 0.034716 | 0 | 150 | 6.6666 | 150 |  |  | 0.034716 | 5.2073 |  |  |  |  | 0 | 0
1879 | WLFHOLW_3G | 3 | North | YES | 0.014395 | 272.4 | 89.2 | 272.4 | 0 | 1.032 | CC | -1 | 0.034823 | 272.4 | 272.4 |  |  | 3.9212 | 272.4 | -0.034823 | -9.4859 |  |  |  |  | 0 | 0
1877 | WLFHOLW_1G | 1 | North | YES | 0.014395 | 217.3 | 89.2 | 217.3 | 0 | 1.032 | CC | -1 | 0.034823 | 217.3 | 217.3 |  |  | 3.128 | 217.3 | -0.034823 | -7.5671 |  |  |  |  | 0 | 0
1878 | WLFHOLW_2G | 2 | North | YES | 0.014395 | 215.7 | 105 | 215.7 | 0 | 1.032 | CC | -1 | 0.034823 | 215.7 | 215.7 |  |  | 3.105 | 215.7 | -0.034823 | -7.5114 |  |  |  |  | 0 | 0
1889 | DECRDOVA_1G | 1 | North | YES | 0.013917 | 779 | 255 | 779 | 0 | 1.02 | GSC | -1 | 0.035301 | 779 | 779 |  |  | 10.8413 | 779 | -0.035301 | -27.4997 |  |  |  |  | 0 | 0
6407 | TURKTRAK1A | 1 | West | YES | 0.045198 | 33.9 | 0 | 169.5 | 0 | 1.025 | Wind | 1 | 0.03547 | 0 | 169.5 | 7.6611 | 169.5 |  |  | 0.03547 | 6.0121 |  |  |  |  | 0 | 0
1892 | DECRDOVA_2G | A | North | YES | 0.013654 | 65 | 65 | 70 | 0 | 1.025 | GGT | -1 | 0.035564 | 70 | 70 |  |  | 0.95578 | 70 | -0.035564 | -2.4895 |  |  |  |  | 0 | 0
1893 | DECRDOVA_3G | B | North | YES | 0.013654 | 65 | 65 | 69 | 0 | 1.025 | GGT | -1 | 0.035564 | 69 | 69 |  |  | 0.94213 | 69 | -0.035564 | -2.4539 |  |  |  |  | 0 | 0
1894 | DECRDOVA_4G | C | North | YES | 0.013654 | 65 | 65 | 69 | 0 | 1.025 | GGT | -1 | 0.035564 | 69 | 69 |  |  | 0.94213 | 69 | -0.035564 | -2.4539 |  |  |  |  | 0 | 0
1895 | DECRDOVA_5G | D | North | YES | 0.013654 | 65 | 65 | 68 | 0 | 1.025 | GGT | -1 | 0.035564 | 68 | 68 |  |  | 0.92847 | 68 | -0.035564 | -2.4184 |  |  |  |  | 0 | 0
11057 | CHAMPION_1G | 1 | West | YES | 0.045393 | 25.3 | 0 | 126.5 |  | 1 | Wind | 1 | 0.035665 | 0 | 126.5 | 5.7422 | 126.5 |  |  | 0.035665 | 4.5116 |  |  |  |  | 0 | 0
11059 | INADALE_1G | 1 | West | YES | 0.045393 | 39.4 | 0 | 197 |  | 1 | Wind | 1 | 0.035665 | 0 | 197 | 8.9424 | 197 |  |  | 0.035665 | 7.0259 |  |  |  |  | 0 | 0
11056 | ROSCOE_1G | 1 | West | YES | 0.045393 | 41.8 | 0 | 209 |  | 1 | Wind | 1 | 0.035665 | 0 | 209 | 9.4871 | 209 |  |  | 0.035665 | 7.4539 |  |  |  |  | 0 | 0
11058 | PYRON_1G | 1 | West | YES | 0.045393 | 49.8 | 0 | 249 |  | 1 | Wind | 1 | 0.035665 | 0 | 249 | 11.3029 | 249 |  |  | 0.035665 | 8.8805 |  |  |  |  | 0 | 0
1861 | EAGLEMNT_1G | MB | North | YES | 0.013514 | 0 | 30 | 112 |  | 1.022 | GST | -1 | 0.035704 | 0 | 0 |  |  | 0 | 0 | -0.035704 | 0 |  |  |  |  | 0 | 0
1862 | EAGLEMNT_2G | MB | North | YES | 0.013514 | 0 | 40 | 100 |  | 1.022 | GST | -1 | 0.035704 | 0 | 0 |  |  | 0 | 0 | -0.035704 | 0 |  |  |  |  | 0 | 0
1863 | EAGLEMNT_3G | MB | North | YES | 0.013514 | 0 | 50 | 378 |  | 1.022 | GST | -1 | 0.035704 | 0 | 0 |  |  | 0 | 0 | -0.035704 | 0 |  |  |  |  | 0 | 0
924 | SPENCER_G5 | 1 | North | YES | 0.013094 | 52 | 20 | 66 | 0 | 1.03 | GST | -1 | 0.036124 | 66 | 66 |  |  | 0.8642 | 66 | -0.036124 | -2.3842 |  |  |  |  | 0 | 0
923 | SPENCER_G4 | 1 | North | YES | 0.013094 | 48 | 20 | 61 | 0 | 1.03 | GST | -1 | 0.036124 | 61 | 61 |  |  | 0.79873 | 61 | -0.036124 | -2.2036 |  |  |  |  | 0 | 0
1354 | AEPWIND_8 | 1 | West | YES | 0.046524 | 20.2 | 0 | 101 |  | 1 | Wind | 1 | 0.036796 | 0 | 101 | 4.6989 | 101 |  |  | 0.036796 | 3.7164 |  |  |  |  | 0 | 0
1343 | TRENTIPP_8 | 1 | West | YES | 0.046524 | 30 | 0 | 150 |  | 1.014 | Wind | 1 | 0.036796 | 0 | 150 | 6.9786 | 150 |  |  | 0.036796 | 5.5193 |  |  |  |  | 0 | 0
366 | JNSNCNTY802 | 1 | North | YES | 0.012026 | 168 | 20 | 168 | 0 | 1.02 | Cogen | -1 | 0.037192 | 0 | 0 |  |  | 0 | 0 | -0.037192 | 0 |  |  |  |  | 0 | 0
367 | JNSNCNTY802 | 2 | North | YES | 0.012026 | 90 | 20 | 90 | 0 | 1.02 | Cogen | -1 | 0.037192 | 0 | 0 |  |  | 0 | 0 | -0.037192 | 0 |  |  |  |  | 0 | 0
1949 | HANDLEY_5G | 5 | North | YES | 0.011815 | 348 | 150 | 435 | 0 | 1.022 | GST | -1 | 0.037403 | 435 | 435 |  |  | 5.1395 | 435 | -0.037403 | -16.2705 |  |  |  |  | 0 | 0
1947 | HANDLEY_3G | 3 | North | YES | 0.011815 | 316 | 100 | 395 | 0 | 1.022 | GST | -1 | 0.037403 | 395 | 395 |  |  | 4.6669 | 395 | -0.037403 | -14.7743 |  |  |  |  | 0 | 0
1948 | HANDLEY_4G | 4 | North | YES | 0.011695 | 348 | 150 | 435 | 0 | 1.022 | GST | -1 | 0.037523 | 435 | 435 |  |  | 5.0873 | 435 | -0.037523 | -16.3227 |  |  |  |  | 0 | 0
36998 | RDCNYNG1 | 1 | West | YES | 0.047265 | 16.8 | 0 | 84 |  | 1.01 | Wind | 1 | 0.037537 | 0 | 84 | 3.9703 | 84 |  |  | 0.037537 | 3.1531 |  |  |  |  | 0 | 0
1069 | KINDERMG_1G | 1 | West | YES | 0.047908 | 25 | 5 | 25 | 0 | 1.017 | Cogen | 1 | 0.03818 | 0 | 0 | 0 | 0 |  |  | 0.03818 | 0 |  |  |  |  | 0 | 0
1070 | KINDERMG_2G | 1 | West | YES | 0.047908 | 45.7 | 12 | 45.7 | 0 | 1.017 | Cogen | 1 | 0.03818 | 0 | 0 | 0 | 0 |  |  | 0.03818 | 0 |  |  |  |  | 0 | 0
1071 | KINDERMG_3G | 1 | West | YES | 0.047908 | 45.7 | 12 | 45.7 | 0 | 1.017 | Cogen | 1 | 0.03818 | 0 | 0 | 0 | 0 |  |  | 0.03818 | 0 |  |  |  |  | 0 | 0
1062 | CIELOGEN_2G | 1 | West | YES | 0.047908 | 12.2 | 0 | 61 |  | 1 | Wind | 1 | 0.03818 | 0 | 61 | 2.9224 | 61 |  |  | 0.03818 | 2.329 |  |  |  |  | 0 | 0
1061 | CIELOGEN_1G | 1 | West | YES | 0.047908 | 19.8 | 0 | 99 |  | 1 | Wind | 1 | 0.03818 | 0 | 99 | 4.7429 | 99 |  |  | 0.03818 | 3.7798 |  |  |  |  | 0 | 0
2371 | COLLIN_1G | MB | North | YES | 0.011033 | 0 | 40 | 138 |  | 1.022 | GST | -1 | 0.038185 | 0 | 0 |  |  | 0 | 0 | -0.038185 | 0 |  |  |  |  | 0 | 0
1073 | SCURRYCW_2G | 2 | West | YES | 0.047931 | 24 | 0 | 120 | 0 | 1.0217 | Wind | 1 | 0.038203 | 0 | 120 | 5.7517 | 120 |  |  | 0.038203 | 4.5843 |  |  |  |  | 0 | 0
1068 | SCURRYCW_1G | 1 | West | YES | 0.047931 | 28.2 | 1.3 | 141 | 0 | 1.0217 | Wind | 1 | 0.038203 | 0 | 141 | 6.7583 | 141 |  |  | 0.038203 | 5.3866 |  |  |  |  | 0 | 0
6948 | DENISNDM | 1 | North | YES | 0.010788 | 40 | 5 | 40 |  | 1.015 | Hydro | -1 | 0.03843 | 0 | 0 |  |  | 0 | 0 | -0.03843 | 0 |  |  |  |  | 0 | 0
6948 | DENISNDM | 2 | North | YES | 0.010788 | 31 | 5 | 40 |  | 1.015 | Hydro | -1 | 0.03843 | 0 | 0 |  |  | 0 | 0 | -0.03843 | 0 |  |  |  |  | 0 | 0
2383 | NTHLK3_G | 3 | North | YES | 0.010784 | 0 | 50 | 329 |  | 1.022 | GST | -1 | 0.038434 | 329 | 329 |  |  | 3.5479 | 329 | -0.038434 | -12.6449 |  |  |  |  | 0 | 0
2382 | NTHLK2_G | 2 | North | YES | 0.010784 | 0 | 35 | 181 |  | 1.022 | GST | -1 | 0.038434 | 181 | 181 |  |  | 1.9519 | 181 | -0.038434 | -6.9566 |  |  |  |  | 0 | 0
2381 | NTHLK1_G | 1 | North | YES | 0.010784 | 0 | 35 | 156 |  | 1.022 | GST | -1 | 0.038434 | 156 | 156 |  |  | 1.6823 | 156 | -0.038434 | -5.9958 |  |  |  |  | 0 | 0
6637 | SNYDERW1A | 1 | West | YES | 0.048171 | 12.6 | 0 | 63 | 0 | 1.025 | Wind | 1 | 0.038443 | 0 | 63 | 3.0348 | 63 |  |  | 0.038443 | 2.4219 |  |  |  |  | 0 | 0
1688 | VALLEY_2G | 2 | North | YES | 0.010654 | 527 | 90 | 527 | 0 | 1.029 | GSC | -1 | 0.038564 | 527 | 527 |  |  | 5.6147 | 527 | -0.038564 | -20.3234 |  |  |  |  | 0 | 0
1687 | VALLEY_1G | 1 | North | YES | 0.010654 | 136 | 15 | 170 | 0 | 1.029 | GST | -1 | 0.038564 | 170 | 170 |  |  | 1.8112 | 170 | -0.038564 | -6.5559 |  |  |  |  | 0 | 0
1689 | VALLEY_3G | 3 | North | YES | 0.010474 | 0 | 25 | 375 |  | 1.003 | GST | -1 | 0.038744 | 375 | 375 |  |  | 3.9278 | 375 | -0.038744 | -14.5291 |  |  |  |  | 0 | 0
11693 | KMICHIST3_G | 3 | North | YES | 0.010474 | 312 | 60 | 312 | 0 | 1.026 | CC | -1 | 0.038744 | 312 | 312 |  |  | 3.2679 | 312 | -0.038744 | -12.0882 |  |  |  |  | 0 | 0
11696 | KMICHIST6_G | 6 | North | YES | 0.010474 | 310 | 60 | 310 | 0 | 1.026 | CC | -1 | 0.038744 | 310 | 310 |  |  | 3.2469 | 310 | -0.038744 | -12.0107 |  |  |  |  | 0 | 0
11695 | KMICHICT5_G | 5 | North | YES | 0.010474 | 148 | 80 | 148 | 0 | 1.026 | CC | -1 | 0.038744 | 148 | 148 |  |  | 1.5502 | 148 | -0.038744 | -5.7342 |  |  |  |  | 0 | 0
11692 | KMICHICT2_G | 2 | North | YES | 0.010474 | 146 | 80 | 146 | 0 | 1.026 | CC | -1 | 0.038744 | 146 | 146 |  |  | 1.5292 | 146 | -0.038744 | -5.6567 |  |  |  |  | 0 | 0
11691 | KMICHICT1_G | 1 | North | YES | 0.010474 | 144 | 80 | 144 | 0 | 1.026 | CC | -1 | 0.038744 | 144 | 144 |  |  | 1.5083 | 144 | -0.038744 | -5.5792 |  |  |  |  | 0 | 0
11694 | KMICHICT4_G | 4 | North | YES | 0.010474 | 144 | 80 | 144 | 0 | 1.026 | CC | -1 | 0.038744 | 144 | 144 |  |  | 1.5083 | 144 | -0.038744 | -5.5792 |  |  |  |  | 0 | 0
1683 | LAMARPWR_6G | 6 | North | YES | 0.010418 | 198 | 129.1 | 198 | 0 | 1.038 | CC | -1 | 0.0388 | 198 | 198 |  |  | 2.0628 | 198 | -0.0388 | -7.6825 |  |  |  |  | 0 | 0
1680 | LAMARPWR_3G | 3 | North | YES | 0.010418 | 196 | 129.1 | 196 | 0 | 1.038 | CC | -1 | 0.0388 | 196 | 196 |  |  | 2.0419 | 196 | -0.0388 | -7.6049 |  |  |  |  | 0 | 0
1678 | LAMARPWR_1G | 1 | North | YES | 0.010418 | 160 | 67.7 | 160 | 0 | 1.038 | CC | -1 | 0.0388 | 160 | 160 |  |  | 1.6669 | 160 | -0.0388 | -6.2081 |  |  |  |  | 0 | 0
1682 | LAMARPWR_5G | 5 | North | YES | 0.010418 | 157 | 67.7 | 157 | 0 | 1.038 | CC | -1 | 0.0388 | 157 | 157 |  |  | 1.6356 | 157 | -0.0388 | -6.0917 |  |  |  |  | 0 | 0
1679 | LAMARPWR_2G | 2 | North | YES | 0.010418 | 156 | 67.7 | 156 | 0 | 1.038 | CC | -1 | 0.0388 | 156 | 156 |  |  | 1.6252 | 156 | -0.0388 | -6.0529 |  |  |  |  | 0 | 0
1681 | LAMARPWR_4G | 4 | North | YES | 0.010418 | 156 | 67.7 | 156 | 0 | 1.038 | CC | -1 | 0.0388 | 156 | 156 |  |  | 1.6252 | 156 | -0.0388 | -6.0529 |  |  |  |  | 0 | 0
1675 | PEC_1G | 1 | North | YES | 0.01039 | 76.7 | 35 | 76.7 | 0 | 1.022 | Cogen | -1 | 0.038828 | 0 | 0 |  |  | 0 | 0 | -0.038828 | 0 |  |  |  |  | 0 | 0
1676 | PEC_2G | 2 | North | YES | 0.01039 | 79.6 | 35 | 79.6 | 0 | 1.022 | Cogen | -1 | 0.038828 | 0 | 0 |  |  | 0 | 0 | -0.038828 | 0 |  |  |  |  | 0 | 0
1677 | PEC_3G | 3 | North | YES | 0.01039 | 88.4 | 35 | 88.4 | 0 | 1.022 | Cogen | -1 | 0.038828 | 0 | 0 |  |  | 0 | 0 | -0.038828 | 0 |  |  |  |  | 0 | 0
1701 | MOSES_1G | 1 | North | YES | 0.010308 | 558 | 175 | 558 | 0 | 1.023 | LIGCO | -1 | 0.03891 | 0 | 558 |  |  | 0 | 0 | -0.03891 | 0 |  |  |  |  | 0 | 0
1702 | MOSES_2G | 2 | North | YES | 0.010308 | 579 | 175 | 579 | 0 | 1.023 | LIGCO | -1 | 0.03891 | 0 | 579 |  |  | 0 | 0 | -0.03891 | 0 |  |  |  |  | 0 | 0
1703 | MOSES_3G | 3 | North | YES | 0.010308 | 808 | 463 | 808 | 0 | 1.023 | LIGCO | -1 | 0.03891 | 0 | 808 |  |  | 0 | 0 | -0.03891 | 0 |  |  |  |  | 0 | 0
5925 | DCEAST | EQ | North | YES | 0.010308 | 400.3 | -600 | 600 | 0 | 1.025 | DCTie | -1 | 0.03891 | 0 | 0 |  |  | 0 | 0 | -0.03891 | 0 |  |  |  |  | 0 | 0
1938 | MDLTHELP_6G | 6 | North | YES | 0.010274 | 226 | 74 | 226 | 0 | 1 | CC | -1 | 0.038944 | 226 | 226 |  |  | 2.3219 | 226 | -0.038944 | -8.8014 |  |  |  |  | 0 | 0
1937 | MDLTHELP_5G | 5 | North | YES | 0.010274 | 224 | 74 | 224 | 0 | 1 | CC | -1 | 0.038944 | 224 | 224 |  |  | 2.3014 | 224 | -0.038944 | -8.7235 |  |  |  |  | 0 | 0
1943 | MDLTHELP_3G | 3 | North | YES | 0.010274 | 212 | 74 | 212 | 0 | 1 | CC | -1 | 0.038944 | 212 | 212 |  |  | 2.1781 | 212 | -0.038944 | -8.2562 |  |  |  |  | 0 | 0
1944 | MDLTHELP_4G | 4 | North | YES | 0.010274 | 211 | 74 | 211 | 0 | 1 | CC | -1 | 0.038944 | 211 | 211 |  |  | 2.1678 | 211 | -0.038944 | -8.2173 |  |  |  |  | 0 | 0
71051 | L_BITTCR1_1N | W1 | West | YES | 0.048677 | 7.5 | 0 | 37.5 |  | 1.02 | Wind | 1 | 0.038949 | 0 | 37.5 | 1.8254 | 37.5 |  |  | 0.038949 | 1.4606 |  |  |  |  | 0 | 0
71061 | L_SWEETW1_5N | W1 | West | YES | 0.048677 | 16.1 | 0 | 80.5 | 0 | 1.02 | Wind | 1 | 0.038949 | 0 | 80.5 | 3.9185 | 80.5 |  |  | 0.038949 | 3.1354 |  |  |  |  | 0 | 0
71060 | L_SWEETW1_4N | W1 | West | YES | 0.048677 | 21 | 0 | 105 | 0 | 1.02 | Wind | 1 | 0.038949 | 0 | 105 | 5.1111 | 105 |  |  | 0.038949 | 4.0896 |  |  |  |  | 0 | 0
71054 | L_SWEETW1_1N | W1 | West | YES | 0.048677 | 21.5 | 0 | 107.5 |  | 1.02 | Wind | 1 | 0.038949 | 0 | 107.5 | 5.2328 | 107.5 |  |  | 0.038949 | 4.187 |  |  |  |  | 0 | 0
71059 | L_SWEETW1_3N | W1 | West | YES | 0.048677 | 23.8 | 0 | 119 | 0 | 1.02 | Wind | 1 | 0.038949 | 0 | 119 | 5.7926 | 119 |  |  | 0.038949 | 4.6349 |  |  |  |  | 0 | 0
71057 | L_SWEETW1_2N | W1 | West | YES | 0.048677 | 27 | 0 | 135 |  | 1.02 | Wind | 1 | 0.038949 | 0 | 135 | 6.5714 | 135 |  |  | 0.038949 | 5.2581 |  |  |  |  | 0 | 0
11309 | BULLCREK_2G | 1 | West | YES | 0.048683 | 20.9 | 0 | 180 |  | 1 | Wind | 1 | 0.038955 | 0 | 180 | 8.7629 | 180 |  |  | 0.038955 | 7.0118 |  |  |  |  | 0 | 0
11310 | BULLCREK_1G | 1 | West | YES | 0.048683 | 15.1 | 0 | 180 |  | 1 | Wind | 1 | 0.038955 | 0 | 180 | 8.7629 | 180 |  |  | 0.038955 | 7.0118 |  |  |  |  | 0 | 0
11320 | COYOTE_1G | 1 | West | YES | 0.048767 | 22.5 | 0 | 225 |  | 1 | Wind | 1 | 0.039039 | 0 | 225 | 10.9726 | 225 |  |  | 0.039039 | 8.7837 |  |  |  |  | 0 | 0
1044 | MRGNFG_6G | F | West | YES | 0.048793 | 66 | 66 | 66 | 0 | 1.029 | GGT | 1 | 0.039065 | 66 | 66 | 3.2203 | 66 |  |  | 0.039065 | 2.5783 |  |  |  |  | 0 | 0
1042 | MRGNDG_4G | D | West | YES | 0.048793 | 68 | 68 | 68 | 0 | 1.029 | GGT | 1 | 0.039065 | 68 | 68 | 3.3179 | 68 |  |  | 0.039065 | 2.6564 |  |  |  |  | 0 | 0
1039 | MRGNAG_1G | A | West | YES | 0.048793 | 69 | 69 | 69 | 0 | 1.029 | GGT | 1 | 0.039065 | 69 | 69 | 3.3667 | 69 |  |  | 0.039065 | 2.6955 |  |  |  |  | 0 | 0
1041 | MRGNCG_3G | C | West | YES | 0.048793 | 69 | 69 | 70 | 0 | 1.029 | GGT | 1 | 0.039065 | 70 | 70 | 3.4155 | 70 |  |  | 0.039065 | 2.7345 |  |  |  |  | 0 | 0
1043 | MRGNEG_5G | E | West | YES | 0.048793 | 68 | 68 | 70 | 0 | 1.029 | GGT | 1 | 0.039065 | 70 | 70 | 3.4155 | 70 |  |  | 0.039065 | 2.7345 |  |  |  |  | 0 | 0
1040 | MRGNBG_2G | B | West | YES | 0.048793 | 70 | 70 | 71 | 0 | 1.029 | GGT | 1 | 0.039065 | 71 | 71 | 3.4643 | 71 |  |  | 0.039065 | 2.7736 |  |  |  |  | 0 | 0
1037 | MORGAN5G_5G | 5 | West | YES | 0.048793 | 109.6 | 40 | 137 | 0 | 1.029 | GST | 1 | 0.039065 | 137 | 137 | 6.6846 | 137 |  |  | 0.039065 | 5.3518 |  |  |  |  | 0 | 0
844 | OLINGER_G3 | 1 | North | YES | 0.010115 | 103.9 | 45 | 150 | 0 | 1.03 | GST | -1 | 0.039103 | 150 | 150 |  |  | 1.5172 | 150 | -0.039103 | -5.8655 |  |  |  |  | 0 | 0
843 | OLINGER_G2 | 1 | North | YES | 0.010115 | 76.2 | 25 | 110 | 0 | 1.03 | GST | -1 | 0.039103 | 110 | 110 |  |  | 1.1126 | 110 | -0.039103 | -4.3014 |  |  |  |  | 0 | 0
842 | OLINGER_G1 | 1 | North | YES | 0.010115 | 55.4 | 20 | 79 | 0 | 1.03 | GST | -1 | 0.039103 | 79 | 79 |  |  | 0.79909 | 79 | -0.039103 | -3.0892 |  |  |  |  | 0 | 0
845 | OLINGER_G4 | 1 | North | YES | 0.010115 | 51.9 | 0 | 76 | 0 | 1.03 | GGT | -1 | 0.039103 | 76 | 76 |  |  | 0.76874 | 76 | -0.039103 | -2.9719 |  |  |  |  | 0 | 0
837 | NEWMAN_G5 | 1 | North | YES | 0.010077 | 0 | 15 | 40 |  | 1.01 | GST | -1 | 0.039141 | 40 | 40 |  |  | 0.40308 | 40 | -0.039141 | -1.5657 |  |  |  |  | 0 | 0
950 | STEAM3 | 1 | North | YES | 0.010048 | 41 | 13 | 42 | 0 | 1.02 | GST | -1 | 0.03917 | 42 | 42 |  |  | 0.42202 | 42 | -0.03917 | -1.6452 |  |  |  |  | 0 | 0
949 | STEAM2 | 1 | North | YES | 0.010048 | 26 | 8 | 26 | 0 | 0.99 | GST | -1 | 0.03917 | 26 | 26 |  |  | 0.26125 | 26 | -0.03917 | -1.0184 |  |  |  |  | 0 | 0
948 | STEAM1 | 1 | North | YES | 0.010048 | 0 | 12 | 20 |  | 1.02 | GST | -1 | 0.03917 | 20 | 20 |  |  | 0.20096 | 20 | -0.03917 | -0.78341 |  |  |  |  | 0 | 0
2417 | MTCK8_G | 8 | North | YES | 0.009971 | 444.8 | 60 | 556 | 0 | 1.022 | GSC | -1 | 0.039247 | 556 | 556 |  |  | 5.5439 | 556 | -0.039247 | -21.8215 |  |  |  |  | 0 | 0
2413 | MTCK6_G | 6 | North | YES | 0.009971 | 0 | 30 | 118 |  | 1.022 | GST | -1 | 0.039247 | 118 | 118 |  |  | 1.1766 | 118 | -0.039247 | -4.6312 |  |  |  |  | 0 | 0
2414 | MTCK7_G | 7 | North | YES | 0.009971 | 0 | 30 | 115 |  | 1.022 | GST | -1 | 0.039247 | 115 | 115 |  |  | 1.1467 | 115 | -0.039247 | -4.5134 |  |  |  |  | 0 | 0
1416 | SWETWATR_1G | 1 | West | YES | 0.049049 | 30 | 18 | 30 | 0 | 1.026 | CC | 1 | 0.039321 | 30 | 30 | 1.4715 | 30 |  |  | 0.039321 | 1.1796 |  |  |  |  | 0 | 0
1419 | SWETWATR_4G | 4 | West | YES | 0.049049 | 61 | 36 | 61 | 0 | 1.026 | CC | 1 | 0.039321 | 61 | 61 | 2.992 | 61 |  |  | 0.039321 | 2.3986 |  |  |  |  | 0 | 0
1418 | SWETWATR_3G | 3 | West | YES | 0.049049 | 68 | 36 | 68 | 0 | 1.026 | CC | 1 | 0.039321 | 68 | 68 | 3.3353 | 68 |  |  | 0.039321 | 2.6738 |  |  |  |  | 0 | 0
1417 | SWETWATR_2G | 2 | West | YES | 0.049049 | 72 | 36 | 72 | 0 | 1.026 | CC | 1 | 0.039321 | 72 | 72 | 3.5315 | 72 |  |  | 0.039321 | 2.8311 |  |  |  |  | 0 | 0
2452 | LKHB2_G | 2 | North | YES | 0.009827 | 516 | 80 | 516 | 0 | 1.022 | GST | -1 | 0.039391 | 516 | 516 |  |  | 5.0707 | 516 | -0.039391 | -20.3259 |  |  |  |  | 0 | 0
2451 | LKHB1_G | 1 | North | YES | 0.009827 | 0 | 80 | 391 |  | 1.022 | GST | -1 | 0.039391 | 391 | 391 |  |  | 3.8424 | 391 | -0.039391 | -15.402 |  |  |  |  | 0 | 0
12440 | PARKD_1SVC8 | 1 | North | YES | 0.009791 | 0 | 0 | 0 | 0 | 1.007 | GST | -1 | 0.039427 | 0 | 0 |  |  | 0 | 0 | -0.039427 | 0 |  |  |  |  | 0 | 0
12449 | PARKD_2SVC8 | 1 | North | YES | 0.009791 | 0 | 0 | 0 | 0 | 1.007 | GST | -1 | 0.039427 | 0 | 0 |  |  | 0 | 0 | -0.039427 | 0 |  |  |  |  | 0 | 0
11065 | ELBOWCK_1G | 1 | West | YES | 0.049247 | 23.4 | 0 | 121.9 | 0 | 1 | Wind | 1 | 0.039519 | 0 | 121.9 | 6.0032 | 121.9 |  |  | 0.039519 | 4.8173 |  |  |  |  | 0 | 0
1058 | LONGSHORE_5 | 1 | West | YES | 0.049247 | 30 | 0 | 150 |  | 1.01 | Wind | 1 | 0.039519 | 0 | 150 | 7.3871 | 150 |  |  | 0.039519 | 5.9278 |  |  |  |  | 0 | 0
1058 | LONGSHORE_5 | 2 | West | YES | 0.049247 | 44 | 0 | 220 |  | 1.01 | Wind | 1 | 0.039519 | 0 | 220 | 10.8343 | 220 |  |  | 0.039519 | 8.6941 |  |  |  |  | 0 | 0
12424 | FPLEFR2S_G | 4 | North | YES | 0.00967 | 415 | 191 | 415 | 0 | 1 | CC | -1 | 0.039548 | 415 | 415 |  |  | 4.013 | 415 | -0.039548 | -16.4126 |  |  |  |  | 0 | 0
12414 | FPLEFR1S_G | 4 | North | YES | 0.00967 | 414 | 191 | 414 | 0 | 1 | CC | -1 | 0.039548 | 414 | 414 |  |  | 4.0034 | 414 | -0.039548 | -16.373 |  |  |  |  | 0 | 0
12412 | FPLEFR1B_G | 2 | North | YES | 0.00967 | 164 | 72 | 164 | 0 | 1 | CC | -1 | 0.039548 | 164 | 164 |  |  | 1.5859 | 164 | -0.039548 | -6.4859 |  |  |  |  | 0 | 0
12413 | FPLEFR1C_G | 3 | North | YES | 0.00967 | 164 | 72 | 164 | 0 | 1 | CC | -1 | 0.039548 | 164 | 164 |  |  | 1.5859 | 164 | -0.039548 | -6.4859 |  |  |  |  | 0 | 0
12423 | FPLEFR2C_G | 3 | North | YES | 0.00967 | 163 | 72 | 163 | 0 | 1 | CC | -1 | 0.039548 | 163 | 163 |  |  | 1.5762 | 163 | -0.039548 | -6.4464 |  |  |  |  | 0 | 0
12421 | FPLEFR2A_G | 1 | North | YES | 0.00967 | 162 | 72 | 162 | 0 | 1 | CC | -1 | 0.039548 | 162 | 162 |  |  | 1.5665 | 162 | -0.039548 | -6.4068 |  |  |  |  | 0 | 0
12411 | FPLEFR1A_G | 1 | North | YES | 0.00967 | 161 | 72 | 161 | 0 | 1 | CC | -1 | 0.039548 | 161 | 161 |  |  | 1.5569 | 161 | -0.039548 | -6.3673 |  |  |  |  | 0 | 0
12422 | FPLEFR2B_G | 2 | North | YES | 0.00967 | 161 | 72 | 161 | 0 | 1 | CC | -1 | 0.039548 | 161 | 161 |  |  | 1.5569 | 161 | -0.039548 | -6.3673 |  |  |  |  | 0 | 0
1045 | CALENG1G_1G | 1 | West | YES | 0.04939 | 73.4 | 27 | 73.4 | 0 | 1.014 | Cogen | 1 | 0.039662 | 0 | 0 | 0 | 0 |  |  | 0.039662 | 0 |  |  |  |  | 0 | 0
1046 | CALENG2G_2G | 2 | West | YES | 0.04939 | 73.4 | 27 | 73.4 | 0 | 1.014 | Cogen | 1 | 0.039662 | 0 | 0 | 0 | 0 |  |  | 0.039662 | 0 |  |  |  |  | 0 | 0
1047 | CALENG3G_3G | 3 | West | YES | 0.04939 | 70.4 | 27 | 70.4 | 0 | 1.014 | Cogen | 1 | 0.039662 | 0 | 0 | 0 | 0 |  |  | 0.039662 | 0 |  |  |  |  | 0 | 0
1360 | GUNSIGHT_8 | 1 | West | YES | 0.049513 | 0 | 0 | 120 |  | 1.01 | Wind | 1 | 0.039785 | 0 | 120 | 5.9416 | 120 |  |  | 0.039785 | 4.7742 |  |  |  |  | 0 | 0
1941 | MDLTHELP_1G | 1 | North | YES | 0.009413 | 216.4 | 74 | 216.4 | 0 | 1 | CC | -1 | 0.039805 | 216.4 | 216.4 |  |  | 2.037 | 216.4 | -0.039805 | -8.6139 |  |  |  |  | 0 | 0
1942 | MDLTHELP_2G | 2 | North | YES | 0.009413 | 216.1 | 74 | 216.1 | 0 | 1 | CC | -1 | 0.039805 | 216.1 | 216.1 |  |  | 2.0341 | 216.1 | -0.039805 | -8.6019 |  |  |  |  | 0 | 0
1327 | WILDHRSE_1G | 1 | West | YES | 0.049591 | 0 | 0 | 120 |  | 1 | Wind | 1 | 0.039863 | 0 | 120 | 5.9509 | 120 |  |  | 0.039863 | 4.7835 |  |  |  |  | 0 | 0
12322 | ENNSTRAC_1G | 1 | North | YES | 0.009218 | 196 | 130 | 196 | 0 | 1.036 | CC | -1 | 0.04 | 196 | 196 |  |  | 1.8067 | 196 | -0.04 | -7.8401 |  |  |  |  | 0 | 0
12323 | ENNSTRAC_2G | 2 | North | YES | 0.009218 | 116 | 100 | 116 | 0 | 1.036 | CC | -1 | 0.04 | 116 | 116 |  |  | 1.0693 | 116 | -0.04 | -4.64 |  |  |  |  | 0 | 0
1333 | MCDDONAL_8 | 1 | West | YES | 0.049772 | 42.8 | 0 | 214.2 |  | 1.01 | Wind | 1 | 0.040044 | 0 | 214.2 | 10.6612 | 214.2 |  |  | 0.040044 | 8.5773 |  |  |  |  | 0 | 0
1328 | OCOTILLO_1G | 1 | West | YES | 0.049916 | 11.6 | 0 | 58 |  | 1.01 | Wind | 1 | 0.040188 | 0 | 58 | 2.8951 | 58 |  |  | 0.040188 | 2.3309 |  |  |  |  | 0 | 0
11001 | NAV1CT | 1 | West | YES | 0.049983 | 70.4 | 18 | 70.4 | 0 | 1.029 | CC | 1 | 0.040255 | 70.4 | 70.4 | 3.5188 | 70.4 |  |  | 0.040255 | 2.8339 |  |  |  |  | 0 | 0
11009 | NAV2CT | 1 | West | YES | 0.049983 | 71.4 | 18 | 71.4 | 0 | 1.029 | CC | 1 | 0.040255 | 71.4 | 71.4 | 3.5688 | 71.4 |  |  | 0.040255 | 2.8742 |  |  |  |  | 0 | 0
11012 | NAV4CT | 1 | West | YES | 0.049983 | 80 | 18 | 80 | 0 | 1.029 | CC | 1 | 0.040255 | 80 | 80 | 3.9986 | 80 |  |  | 0.040255 | 3.2204 |  |  |  |  | 0 | 0
11013 | NAV5CT | 1 | West | YES | 0.049983 | 80 | 18 | 80 | 0 | 1.029 | CC | 1 | 0.040255 | 80 | 80 | 3.9986 | 80 |  |  | 0.040255 | 3.2204 |  |  |  |  | 0 | 0
11011 | NAV3ST | 1 | West | YES | 0.049983 | 92.8 | 40 | 92.8 | 0 | 1.029 | CC | 1 | 0.040255 | 92.8 | 92.8 | 4.6384 | 92.8 |  |  | 0.040255 | 3.7356 |  |  |  |  | 0 | 0
11014 | NAV6ST | 1 | West | YES | 0.049983 | 115 | 40 | 115 | 0 | 1.029 | CC | 1 | 0.040255 | 115 | 115 | 5.748 | 115 |  |  | 0.040255 | 4.6293 |  |  |  |  | 0 | 0
11022 | TIEHVCG_2G | 1 | West | YES | 0.049991 | 132.4 | 103 | 132.4 | 0 | 1.012 | CC | 1 | 0.040263 | 132.4 | 132.4 | 6.6188 | 132.4 |  |  | 0.040263 | 5.3308 |  |  |  |  | 0 | 0
11023 | TIEHVCG_3G | 1 | West | YES | 0.049991 | 137.4 | 103 | 137.4 | 0 | 1.012 | CC | 1 | 0.040263 | 137.4 | 137.4 | 6.8688 | 137.4 |  |  | 0.040263 | 5.5321 |  |  |  |  | 0 | 0
11021 | TIEHVCG_1G | 1 | West | YES | 0.049991 | 142.1 | 103 | 142.1 | 0 | 1.012 | CC | 1 | 0.040263 | 142.1 | 142.1 | 7.1037 | 142.1 |  |  | 0.040263 | 5.7213 |  |  |  |  | 0 | 0
11024 | TIEHVCG_4G | 1 | West | YES | 0.049991 | 147 | 103 | 147 | 0 | 1.012 | CC | 1 | 0.040263 | 147 | 147 | 7.3487 | 147 |  |  | 0.040263 | 5.9186 |  |  |  |  | 0 | 0
11020 | TIEHVSG_1G | 1 | West | YES | 0.049991 | 208.2 | 63 | 208.2 | 0 | 1.012 | CC | 1 | 0.040263 | 208.2 | 208.2 | 10.4081 | 208.2 |  |  | 0.040263 | 8.3827 |  |  |  |  | 0 | 0
11025 | TIEHVSG_2G | 1 | West | YES | 0.049991 | 213.2 | 63 | 213.2 | 0 | 1.012 | CC | 1 | 0.040263 | 213.2 | 213.2 | 10.6581 | 213.2 |  |  | 0.040263 | 8.584 |  |  |  |  | 0 | 0
1326 | STANTONW_8 | 1 | West | YES | 0.050071 | 20.1 | 0 | 100.5 |  | 1.01 | Wind | 1 | 0.040343 | 0 | 100.5 | 5.0321 | 100.5 |  |  | 0.040343 | 4.0544 |  |  |  |  | 0 | 0
3097 | MARTLAKE_1G | 1 | North | YES | 0.008497 | 790 | 500 | 790 | 0 | 1.017 | LIGCO | -1 | 0.040721 | 0 | 790 |  |  | 0 | 0 | -0.040721 | 0 |  |  |  |  | 0 | 0
3098 | MARTLAKE_2G | 2 | North | YES | 0.008497 | 795 | 461 | 795 | 0 | 1.017 | LIGCO | -1 | 0.040721 | 0 | 795 |  |  | 0 | 0 | -0.040721 | 0 |  |  |  |  | 0 | 0
3099 | MARTLAKE_3G | 3 | North | YES | 0.008497 | 804 | 500 | 804 | 0 | 1.017 | LIGCO | -1 | 0.040721 | 0 | 804 |  |  | 0 | 0 | -0.040721 | 0 |  |  |  |  | 0 | 0
11147 | NOTREES_1G | 1 | West | YES | 0.050485 | 29.8 | 0 | 149 | 0 | 1.017 | Wind | 1 | 0.040757 | 0 | 149 | 7.5223 | 149 |  |  | 0.040757 | 6.0727 |  |  |  |  | 0 | 0
7038 | L_DELAWA1_1Y | 2 | West | YES | 0.0506 | 3 | 0 | 30 | 0 | 1 | Wind | 1 | 0.040872 | 0 | 30 | 1.518 | 30 |  |  | 0.040872 | 1.2261 |  |  |  |  | 0 | 0
7038 | L_DELAWA1_1Y | 1 | West | YES | 0.0506 | 3.5 | 0 | 35 | 0 | 1 | Wind | 1 | 0.040872 | 0 | 35 | 1.771 | 35 |  |  | 0.040872 | 1.4305 |  |  |  |  | 0 | 0
13119 | TGATEWAY_4G | 4 | North | YES | 0.008337 | 399 | 65 | 399 | 0 | 1.0232 | CC | -1 | 0.040881 | 399 | 399 |  |  | 3.3265 | 399 | -0.040881 | -16.3117 |  |  |  |  | 0 | 0
13116 | TGATEWAY_1G | 1 | North | YES | 0.008337 | 151 | 30 | 151 | 0 | 1.0232 | CC | -1 | 0.040881 | 151 | 151 |  |  | 1.2589 | 151 | -0.040881 | -6.1731 |  |  |  |  | 0 | 0
13118 | TGATEWAY_3G | 3 | North | YES | 0.008337 | 148 | 30 | 148 | 0 | 1.0232 | CC | -1 | 0.040881 | 148 | 148 |  |  | 1.2339 | 148 | -0.040881 | -6.0504 |  |  |  |  | 0 | 0
13117 | TGATEWAY_2G | 2 | North | YES | 0.008337 | 130 | 30 | 130 | 0 | 1.0232 | CC | -1 | 0.040881 | 130 | 130 |  |  | 1.0838 | 130 | -0.040881 | -5.3146 |  |  |  |  | 0 | 0
1002 | PBCTAGE_1G | A | West | YES | 0.050658 | 64 | 64 | 66 | 0 | 1.036 | GGT | 1 | 0.04093 | 66 | 66 | 3.3434 | 66 |  |  | 0.04093 | 2.7014 |  |  |  |  | 0 | 0
1003 | PBCTBGE_2G | B | West | YES | 0.050658 | 65 | 65 | 66 | 0 | 1.036 | GGT | 1 | 0.04093 | 66 | 66 | 3.3434 | 66 |  |  | 0.04093 | 2.7014 |  |  |  |  | 0 | 0
1004 | PBCTCGE_3G | C | West | YES | 0.050658 | 62 | 62 | 67 | 0 | 1.036 | GGT | 1 | 0.04093 | 67 | 67 | 3.3941 | 67 |  |  | 0.04093 | 2.7423 |  |  |  |  | 0 | 0
1006 | PBCTEGE_5G | E | West | YES | 0.050658 | 65 | 65 | 67 | 0 | 1.036 | GGT | 1 | 0.04093 | 67 | 67 | 3.3941 | 67 |  |  | 0.04093 | 2.7423 |  |  |  |  | 0 | 0
1005 | PBCTDGE_4G | D | West | YES | 0.050658 | 65 | 65 | 68 | 0 | 1.036 | GGT | 1 | 0.04093 | 68 | 68 | 3.4447 | 68 |  |  | 0.04093 | 2.7832 |  |  |  |  | 0 | 0
1007 | PB5GEN_6G | 5 | West | YES | 0.050658 | 91.2 | 40 | 114 | 0 | 1.036 | GST | 1 | 0.04093 | 114 | 114 | 5.775 | 114 |  |  | 0.04093 | 4.666 |  |  |  |  | 0 | 0
1008 | PB6GEN_7G | 6 | West | YES | 0.050658 | 515 | 130 | 515 | 0 | 1.036 | GST | 1 | 0.04093 | 515 | 515 | 26.0889 | 515 |  |  | 0.04093 | 21.0787 |  |  |  |  | 0 | 0
3348 | CHAMPION_1G | MB | North | YES | 0.008189 | 0 | 42 | 42 |  | 1 | Cogen | -1 | 0.041029 | 0 | 0 |  |  | 0 | 0 | -0.041029 | 0 |  |  |  |  | 0 | 0
3309 | ASPN_G | 1 | North | YES | 0.008174 | 50 | 0 | 50 |  | 1 | Bio | -1 | 0.041044 | 50 | 50 |  |  | 0.4087 | 50 | -0.041044 | -2.0522 |  |  |  |  | 0 | 0
3126 | TRINIDAD_6G | 1 | North | YES | 0.008123 | 179.2 | 46 | 224 | 0 | 1 | GST | -1 | 0.041095 | 224 | 224 |  |  | 1.8196 | 224 | -0.041095 | -9.2054 |  |  |  |  | 0 | 0
3108 | STRYKER_2G | 2 | North | YES | 0.00812 | 484 | 75 | 484 | 0 | 1.029 | GST | -1 | 0.041098 | 484 | 484 |  |  | 3.9301 | 484 | -0.041098 | -19.8916 |  |  |  |  | 0 | 0
3107 | STRYKER_1G | 1 | North | YES | 0.00812 | 145.6 | 45 | 182 | 0 | 1.029 | GST | -1 | 0.041098 | 182 | 182 |  |  | 1.4778 | 182 | -0.041098 | -7.4799 |  |  |  |  | 0 | 0
1320 | BSP 1 | 1 | West | YES | 0.050998 | 25.5 | 2.9 | 25.8 | 0 | 1 | Cogen | 1 | 0.04127 | 0 | 0 | 0 | 0 |  |  | 0.04127 | 0 |  |  |  |  | 0 | 0
8262 | ELPS | 1 | South | YES | 0.007244 | 6 | 6 | 6 | 0 | 1.15 | Hydro | -1 | 0.041974 | 0 | 0 |  |  |  |  | -0.041974 | 0 |  |  |  |  | 0 | 0
60072 | HHOLLOW41A | 1 | West | YES | 0.052121 | 23 | 0 | 115 | 0 | 1.025 | Wind | 1 | 0.042393 | 0 | 115 | 5.9939 | 115 |  |  | 0.042393 | 4.8751 |  |  |  |  | 0 | 0
60058 | BUFF_GAP1A | 1 | West | YES | 0.052121 | 24 | 0 | 120 |  | 1 | Wind | 1 | 0.042393 | 0 | 120 | 6.2545 | 120 |  |  | 0.042393 | 5.0871 |  |  |  |  | 0 | 0
60063 | BUFF_GAP1B | 1 | West | YES | 0.052121 | 34 | 0 | 170.2 | 0 | 1.02 | Wind | 1 | 0.042393 | 0 | 170.2 | 8.871 | 170.2 |  |  | 0.042393 | 7.2152 |  |  |  |  | 0 | 0
60068 | HHOLLOW21A | 1 | West | YES | 0.052121 | 36.8 | 0 | 184 | 0 | 1.025 | Wind | 1 | 0.042393 | 0 | 184 | 9.5903 | 184 |  |  | 0.042393 | 7.8002 |  |  |  |  | 0 | 0
60066 | H_HOLLOW1A | 1 | West | YES | 0.052121 | 44.4 | 0 | 222 | 0 | 1.005 | Wind | 1 | 0.042393 | 0 | 222 | 11.5709 | 222 |  |  | 0.042393 | 9.4112 |  |  |  |  | 0 | 0
60070 | HHOLLOW31A | 1 | West | YES | 0.052121 | 44.8 | 0 | 224 | 0 | 1.025 | Wind | 1 | 0.042393 | 0 | 224 | 11.6751 | 224 |  |  | 0.042393 | 9.4959 |  |  |  |  | 0 | 0
60060 | CIRELLO | 1 | West | YES | 0.052121 | 46.6 | 0 | 233 | 0 | 1 | Wind | 1 | 0.042393 | 0 | 233 | 12.1442 | 233 |  |  | 0.042393 | 9.8775 |  |  |  |  | 0 | 0
13136 | CALFREST_6G | 6 | North | YES | 0.006726 | 177.5 | 40 | 177.5 | 0 | 1.031 | CC | -1 | 0.042492 | 177.5 | 177.5 |  |  | 1.1939 | 177.5 | -0.042492 | -7.5424 |  |  |  |  | 0 | 0
13135 | CALFREST_5G | 5 | North | YES | 0.006726 | 152.3 | 57 | 152.3 | 0 | 1.031 | CC | -1 | 0.042492 | 152.3 | 152.3 |  |  | 1.0244 | 152.3 | -0.042492 | -6.4716 |  |  |  |  | 0 | 0
13134 | CALFREST_4G | 4 | North | YES | 0.006726 | 151.5 | 40 | 151.5 | 0 | 1.031 | CC | -1 | 0.042492 | 151.5 | 151.5 |  |  | 1.019 | 151.5 | -0.042492 | -6.4376 |  |  |  |  | 0 | 0
13133 | CALFREST_3G | 3 | North | YES | 0.00667 | 177.4 | 40 | 177.4 | 0 | 1.031 | CC | -1 | 0.042548 | 177.4 | 177.4 |  |  | 1.1833 | 177.4 | -0.042548 | -7.5481 |  |  |  |  | 0 | 0
13132 | CALFREST_2G | 2 | North | YES | 0.00667 | 151 | 57 | 151 | 0 | 1.031 | CC | -1 | 0.042548 | 151 | 151 |  |  | 1.0072 | 151 | -0.042548 | -6.4248 |  |  |  |  | 0 | 0
13131 | CALFREST_1G | 1 | North | YES | 0.00667 | 150.7 | 40 | 150.7 | 0 | 1.031 | CC | -1 | 0.042548 | 150.7 | 150.7 |  |  | 1.0052 | 150.7 | -0.042548 | -6.412 |  |  |  |  | 0 | 0
3381 | BBRN_1G | 1 | North | YES | 0.00635 | 618 | 225 | 618 | 0 | 1.03 | LIGCO | -1 | 0.042868 | 0 | 618 |  |  | 0 | 0 | -0.042868 | 0 |  |  |  |  | 0 | 0
3382 | BBRN_2G | 2 | North | YES | 0.00635 | 589 | 225 | 589 | 0 | 1.03 | LIGCO | -1 | 0.042868 | 0 | 589 |  |  | 0 | 0 | -0.042868 | 0 |  |  |  |  | 0 | 0
244 | WHITNYDM01 | 1 | North | YES | 0.006187 | 15 | 0 | 15 | 0 | 1.035 | Hydro | -1 | 0.043031 | 0 | 0 |  |  | 0 | 0 | -0.043031 | 0 |  |  |  |  | 0 | 0
245 | WHITNYDM02 | 2 | North | YES | 0.006187 | 15 | 0 | 15 | 0 | 1.035 | Hydro | -1 | 0.043031 | 0 | 0 |  |  | 0 | 0 | -0.043031 | 0 |  |  |  |  | 0 | 0
60057 | CALLAHAN1A | 1 | West | YES | 0.053035 | 22.8 | 0 | 114 |  | 1.04 | Wind | 1 | 0.043307 | 0 | 114 | 6.046 | 114 |  |  | 0.043307 | 4.937 |  |  |  |  | 0 | 0
76031 | L_GASCCR1_1N | W1 | West | YES | 0.053909 | 30 | 0 | 150 |  | 1.02 | Wind | 1 | 0.044181 | 0 | 150 | 8.0863 | 150 |  |  | 0.044181 | 6.6271 |  |  |  |  | 0 | 0
1349 | WESTXWIN_1G | 1 | West | YES | 0.054005 | 1.3 | 0 | 6.6 |  | 1.014 | Wind | 1 | 0.044277 | 0 | 6.6 | 0.35643 | 6.6 |  |  | 0.044277 | 0.29223 |  |  |  |  | 0 | 0
1350 | NWPWRG1_1G | 1 | West | YES | 0.054005 | 6.9 | 1 | 34.3 |  | 1.014 | Wind | 1 | 0.044277 | 0 | 34.3 | 1.8524 | 34.3 |  |  | 0.044277 | 1.5187 |  |  |  |  | 0 | 0
251 | BOSQUESW803 | 2 | North | YES | 0.004868 | 150 | 0 | 150 | 0 | 1.032 | CC | -1 | 0.04435 | 150 | 150 |  |  | 0.7302 | 150 | -0.04435 | -6.6526 |  |  |  |  | 0 | 0
253 | BOSQUESW804 | 2 | North | YES | 0.004868 | 80 | 0 | 80 | 0 | 1.032 | CC | -1 | 0.04435 | 80 | 80 |  |  | 0.38944 | 80 | -0.04435 | -3.548 |  |  |  |  | 0 | 0
76091 | L_DIVIDE1_1N | W1 | West | YES | 0.054856 | 22.5 | 0 | 112.5 |  | 1.02 | Wind | 1 | 0.045128 | 0 | 112.5 | 6.1713 | 112.5 |  |  | 0.045128 | 5.0769 |  |  |  |  | 0 | 0
76095 | L_CAPRSI1_1N | W1 | West | YES | 0.054856 | 29.9 | 0 | 149.5 | 0 | 1.02 | Wind | 1 | 0.045128 | 0 | 149.5 | 8.201 | 149.5 |  |  | 0.045128 | 6.7466 |  |  |  |  | 0 | 0
76096 | L_CAPRSI1_2N | W1 | West | YES | 0.054856 | 37.2 | 0 | 186 | 0 | 1.02 | Wind | 1 | 0.045128 | 0 | 186 | 10.2032 | 186 |  |  | 0.045128 | 8.3937 |  |  |  |  | 0 | 0
76097 | L_CAPRGE1_1N | W1 | West | YES | 0.054856 | 42.9 | 0 | 214.5 | 0 | 1.02 | Wind | 1 | 0.045128 | 0 | 214.5 | 11.7666 | 214.5 |  |  | 0.045128 | 9.6799 |  |  |  |  | 0 | 0
48721 | LEG_1___1 | 1 | North | YES | 0.003638 | 827 | 357 | 827 | 0 | 1.0348 | LIGCO | -1 | 0.04558 | 0 | 827 |  |  | 0 | 0 | -0.04558 | 0 |  |  |  |  | 0 | 0
48722 | LEG_2___2 | 2 | North | YES | 0.003638 | 819 | 357 | 819 | 0 | 1.0348 | LIGCO | -1 | 0.04558 | 0 | 819 |  |  | 0 | 0 | -0.04558 | 0 |  |  |  |  | 0 | 0
60007 | KING_SW1A | 1 | West | YES | 0.055315 | 20 | 0 | 80 |  | 1.03 | Wind | 1 | 0.045587 | 0 | 80 | 4.4252 | 80 |  |  | 0.045587 | 3.6469 |  |  |  |  | 0 | 0
60019 | KING_NW1A | 1 | West | YES | 0.055315 | 20 | 0 | 80 |  | 1.03 | Wind | 1 | 0.045587 | 0 | 80 | 4.4252 | 80 |  |  | 0.045587 | 3.6469 |  |  |  |  | 0 | 0
60201 | RIO DRCS | F | West | YES | 0.055395 | 0 | 0 | 0 | 0 | 1.025 | AVR | 1 | 0.045667 | 0 | 0 | 0 | 0 |  |  | 0.045667 | 0 |  |  |  |  | 0 | 0
60005 | KING_SE1A | 1 | West | YES | 0.055514 | 10 | 0 | 40 |  | 1.035 | Wind | 1 | 0.045786 | 0 | 40 | 2.2206 | 40 |  |  | 0.045786 | 1.8314 |  |  |  |  | 0 | 0
6016 | SWMESA | 1 | West | YES | 0.055514 | 18.8 | 0 | 75 |  | 1.03 | Wind | 1 | 0.045786 | 0 | 75 | 4.1635 | 75 |  |  | 0.045786 | 3.4339 |  |  |  |  | 0 | 0
60003 | KING_NE1A | 1 | West | YES | 0.055514 | 20 | 0 | 80 |  | 1.03 | Wind | 1 | 0.045786 | 0 | 80 | 4.4411 | 80 |  |  | 0.045786 | 3.6628 |  |  |  |  | 0 | 0
60016 | WOODWRD11A | 1 | West | YES | 0.055534 | 20 | 0 | 80 |  | 1.033 | Wind | 1 | 0.045806 | 0 | 80 | 4.4427 | 80 |  |  | 0.045806 | 3.6644 |  |  |  |  | 0 | 0
38332 | TNWDWRDU2_8 | 1 | West | YES | 0.055544 | 20 | 0 | 80 | 0 | 1.0232 | Wind | 1 | 0.045816 | 0 | 80 | 4.4435 | 80 |  |  | 0.045816 | 3.6652 |  |  |  |  | 0 | 0
38437 | TNSRBNMESA9 | 1 | West | YES | 0.055589 | 37.5 | 0 | 150 | 0 | 1.02 | Wind | 1 | 0.045861 | 0 | 150 | 8.3384 | 150 |  |  | 0.045861 | 6.8791 |  |  |  |  | 0 | 0
238 | BOSQUESW505 | 1 | North | YES | 0.003131 | 255 | 0 | 255 | 0 | 1.02 | CC | -1 | 0.046087 | 255 | 255 |  |  | 0.79841 | 255 | -0.046087 | -11.7523 |  |  |  |  | 0 | 0
247 | BOSQUESW501 | 2 | North | YES | 0.003131 | 124.8 | 0 | 156 | 0 | 1.02 | GGT | -1 | 0.046087 | 156 | 156 |  |  | 0.48844 | 156 | -0.046087 | -7.1896 |  |  |  |  | 0 | 0
239 | BOSQUESW502 | 1 | North | YES | 0.003131 | 119.2 | 0 | 149 | 0 | 1.02 | GGT | -1 | 0.046087 | 149 | 149 |  |  | 0.46652 | 149 | -0.046087 | -6.867 |  |  |  |  | 0 | 0
39960 | TNTNPONE_18 | 1 | North | YES | 0.002664 | 152.3 | 30 | 152.3 |  | 1.04 | LIGCO | -1 | 0.046554 | 0 | 152.3 |  |  | 0 | 0 | -0.046554 | 0 |  |  |  |  | 0 | 0
39970 | TNTNPONE_28 | 1 | North | YES | 0.002664 | 153 | 30 | 153 |  | 1.04 | LIGCO | -1 | 0.046554 | 0 | 153 |  |  | 0 | 0 | -0.046554 | 0 |  |  |  |  | 0 | 0
60017 | ORNNWP1 | 1 | West | YES | 0.05683 | 20 | 0 | 80 |  | 1.027 | Wind | 1 | 0.047102 | 0 | 80 | 4.5464 | 80 |  |  | 0.047102 | 3.7681 |  |  |  |  | 0 | 0
3404 | THOUSE_2G | 2 | North | YES | 0.002083 | 807 | 250 | 807 | 0 | 1.012 | GSC | -1 | 0.047135 | 807 | 807 |  |  | 1.681 | 807 | -0.047135 | -38.0382 |  |  |  |  | 0 | 0
3403 | THOUSE_1G | 1 | North | YES | 0.002083 | 563 | 200 | 563 | 0 | 1.012 | GSC | -1 | 0.047135 | 563 | 563 |  |  | 1.1727 | 563 | -0.047135 | -26.5372 |  |  |  |  | 0 | 0
60018 | DSKY1 | 1 | West | YES | 0.057249 | 21 | 0 | 84 | 0 | 1.023 | Wind | 1 | 0.047521 | 0 | 84 | 4.8089 | 84 |  |  | 0.047521 | 3.9917 |  |  |  |  | 0 | 0
60000 | DSKY2 | 1 | West | YES | 0.057745 | 19.1 | 0 | 76.5 |  | 1.039 | Wind | 1 | 0.048017 | 0 | 76.5 | 4.4175 | 76.5 |  |  | 0.048017 | 3.6733 |  |  |  |  | 0 | 0
3417 | LAKE_CRK2_G | 2 | North | YES | 0.001194 | 177.6 | 40 | 222 | 0 | 1.029 | GST | -1 | 0.048024 | 222 | 222 |  |  | 0.26507 | 222 | -0.048024 | -10.6614 |  |  |  |  | 0 | 0
3416 | LAKE_CRK1_G | 1 | North | YES | 0.001194 | 60 | 33 | 75 |  | 1.029 | GST | -1 | 0.048024 | 75 | 75 |  |  | 0.08955 | 75 | -0.048024 | -3.6018 |  |  |  |  | 0 | 0
32798 | BRYN_TAMUGEN | 1 | North | YES | 0.000228 | 32 | 0 | 32 |  | 1.02 | GST | -1 | 0.04899 | 32 | 32 |  |  | 0.007296 | 32 | -0.04899 | -1.5677 |  |  |  |  | 0 | 0
990 | GIBN_CREK_G1 | 1 | North | YES | 0.000221 | 463 | 200 | 463 | 0 | 1.0275 | LIGCO | -1 | 0.048997 | 0 | 463 |  |  | 0 | 0 | -0.048997 | 0 |  |  |  |  | 0 | 0
32888 | BRYN_ATKINS7 | 1 | North | YES | 0.00022 | 13.6 | 4 | 17 |  | 1.028 | GGT | -1 | 0.048998 | 17 | 17 |  |  | 0.00374 | 17 | -0.048998 | -0.83297 |  |  |  |  | 0 | 0
32886 | BRYN_ATKINS3 | MB | North | YES | 0.00022 | 0 | 5 | 12 |  | 1 | GST | -1 | 0.048998 | 0 | 0 |  |  | 0 | 0 | -0.048998 | 0 |  |  |  |  | 0 | 0
32887 | BRYN_ATKINS6 | MB | North | YES | 0.00022 | 0 | 12 | 51 |  | 1.028 | GST | -1 | 0.048998 | 0 | 0 |  |  | 0 | 0 | -0.048998 | 0 |  |  |  |  | 0 | 0
32890 | BRYN_ATKINS4 | MB | North | YES | 0.00022 | 0 | 5 | 22 |  | 1.031 | GST | -1 | 0.048998 | 0 | 0 |  |  | 0 | 0 | -0.048998 | 0 |  |  |  |  | 0 | 0
32891 | BRYN_ATKINS5 | MB | North | YES | 0.00022 | 0 | 5 | 25 |  | 1.031 | GST | -1 | 0.048998 | 0 | 0 |  |  | 0 | 0 | -0.048998 | 0 |  |  |  |  | 0 | 0
32892 | BRYN_DNSBY14 | 1 | North | YES | 0.000163 | 84 | 25 | 105 | 0 | 1.035 | GST | -1 | 0.049055 | 105 | 105 |  |  | 0.017115 | 105 | -0.049055 | -5.1508 |  |  |  |  | 0 | 0
32883 | BRYN_DNSBY3 | 1 | North | YES | 0.000163 | 0 | 2 | 48 |  | 1.015 | GST | -1 | 0.049055 | 48 | 48 |  |  | 0.007824 | 48 | -0.049055 | -2.3547 |  |  |  |  | 0 | 0
32884 | BRYN_DNSBY13 | 1 | North | YES | 0.000163 | 46 | 2 | 46 | 0 | 1.015 | GST | -1 | 0.049055 | 46 | 46 |  |  | 0.007498 | 46 | -0.049055 | -2.2565 |  |  |  |  | 0 | 0
5934 | SI_RAY5 | 5 | South | YES | 0 | 0 | 10 | 15 |  | 1.035 | GST | -1 | 0.049218 | 15 | 15 |  |  |  |  | -0.049218 | -0.73828 |  |  |  |  | 0 | 0
8139 | JOS #1 | MB | South | YES | 0 | 0 | 45 | 255 |  | 1.02 | GST | -1 | 0.049218 | 0 | 0 |  |  |  |  | -0.049218 | 0 |  |  |  |  | 0 | 0
8285 | LAR #1 | MB | South | YES | 0 | 0 | 9 | 32 |  | 1.0497 | GST | -1 | 0.049218 | 0 | 0 |  |  |  |  | -0.049218 | 0 |  |  |  |  | 0 | 0
8287 | LAR #2 | MB | South | YES | 0 | 0 | 9 | 32 |  | 1.04 | GST | -1 | 0.049218 | 0 | 0 |  |  |  |  | -0.049218 | 0 |  |  |  |  | 0 | 0
8288 | LAR #3 | MB | South | YES | 0 | 0 | 25 | 105 |  | 1.04 | GST | -1 | 0.049218 | 0 | 0 |  |  |  |  | -0.049218 | 0 |  |  |  |  | 0 | 0
8388 | BATES0A | MB | South | YES | 0 | 0 | 21 | 71 |  | 1.033 | GST | -1 | 0.049218 | 0 | 0 |  |  |  |  | -0.049218 | 0 |  |  |  |  | 0 | 0
8393 | BATES0B | MB | South | YES | 0 | 0 | 25 | 110 |  | 1.03 | GST | -1 | 0.049218 | 0 | 0 |  |  |  |  | -0.049218 | 0 |  |  |  |  | 0 | 0
8437 | NUECES_B0C | MB | South | YES | 0 | 0 | 7 | 30 |  | 1.03 | GST | -1 | 0.049218 | 0 | 0 |  |  |  |  | -0.049218 | 0 |  |  |  |  | 0 | 0
8438 | NUECES_B0B | MB | South | YES | 0 | 0 | 26 | 169 |  | 1.03 | GST | -1 | 0.049218 | 0 | 0 |  |  |  |  | -0.049218 | 0 |  |  |  |  | 0 | 0
39190 | TNSLCGN1__8 | 1 | Houston | YES | 0 | 0 | 10 | 30 |  | 1.03 | Cogen | -1 | 0.049218 | 0 | 0 |  |  |  |  | -0.049218 | 0 |  |  |  |  | 0 | 0
48674 | FTR_CN4_5095 | 4 | North | YES | -0.000542 | 380 | 0 | 380 | 0 | 1.0319 | CC | -1 | 0.04976 | 380 | 380 |  |  | -0.20596 | 380 | -0.04976 | -18.9089 |  |  |  |  | 0 | 0
48672 | FTR_GT2_5110 | 2 | North | YES | -0.000542 | 159 | 0 | 159 | 0 | 1.0319 | CC | -1 | 0.04976 | 159 | 159 |  |  | -0.086178 | 159 | -0.04976 | -7.9119 |  |  |  |  | 0 | 0
48673 | FTR_GT3_5085 | 3 | North | YES | -0.000542 | 158 | 0 | 158 | 0 | 1.0319 | CC | -1 | 0.04976 | 158 | 158 |  |  | -0.085636 | 158 | -0.04976 | -7.8621 |  |  |  |  | 0 | 0
48671 | FTR_GT1_5105 | 1 | North | YES | -0.000542 | 154.2 | 0 | 154.2 | 0 | 1.0319 | CC | -1 | 0.04976 | 154.2 | 154.2 |  |  | -0.083576 | 154.2 | -0.04976 | -7.673 |  |  |  |  | 0 | 0
48591 | CHE_GT2_5030 | 2 | Houston | YES | -0.004237 | 173 | 50 | 173 | 0 | 1.029 | Cogen | -1 | 0.053455 | 0 | 0 |  |  |  |  | -0.053455 | 0 |  |  |  |  | 0 | 0
48811 | CVC_GT3_5045 | 3 | Houston | YES | -0.004237 | 156 | 91.8 | 156 | 0 | 1.029 | Cogen | -1 | 0.053455 | 0 | 0 |  |  |  |  | -0.053455 | 0 |  |  |  |  | 0 | 0
48812 | CVC_GT2_5020 | 2 | Houston | YES | -0.004237 | 158 | 91.8 | 158 | 0 | 1.029 | Cogen | -1 | 0.053455 | 0 | 0 |  |  |  |  | -0.053455 | 0 |  |  |  |  | 0 | 0
48813 | CVC_GT1_5035 | 1 | Houston | YES | -0.004237 | 160 | 91.8 | 160 | 0 | 1.029 | Cogen | -1 | 0.053455 | 0 | 0 |  |  |  |  | -0.053455 | 0 |  |  |  |  | 0 | 0
48814 | CVC_ST5_5040 | 1 | Houston | YES | -0.004237 | 162 | 91.8 | 162 | 0 | 1.029 | Cogen | -1 | 0.053455 | 0 | 0 |  |  |  |  | -0.053455 | 0 |  |  |  |  | 0 | 0
60202 | FRNDDRCS | F | West | YES | 0.063229 | 0 | 0 | 0 | 0 | 0.9985 | AVR | 1 | 0.053501 | 0 | 0 | 0 | 0 |  |  | 0.053501 | 0 |  |  |  |  | 0 | 0
48885 | THW_5152 | B | Houston | YES | -0.004648 | 47.2 | 5 | 59 |  | 1.0319 | GGT | -1 | 0.053866 | 59 | 59 |  |  |  |  | -0.053866 | -3.1781 |  |  |  |  | 0 | 0
48887 | THW_5556 | E | Houston | YES | -0.004648 | 47.2 | 5 | 59 |  | 1.0319 | GGT | -1 | 0.053866 | 59 | 59 |  |  |  |  | -0.053866 | -3.1781 |  |  |  |  | 0 | 0
48885 | THW_5152 | A | Houston | YES | -0.004648 | 46.4 | 5 | 58 |  | 1.0319 | GGT | -1 | 0.053866 | 58 | 58 |  |  |  |  | -0.053866 | -3.1242 |  |  |  |  | 0 | 0
48886 | THW_5354 | D | Houston | YES | -0.004648 | 46.4 | 5 | 58 |  | 1.0319 | GGT | -1 | 0.053866 | 58 | 58 |  |  |  |  | -0.053866 | -3.1242 |  |  |  |  | 0 | 0
48886 | THW_5354 | C | Houston | YES | -0.004648 | 45.6 | 5 | 57 |  | 1.0319 | GGT | -1 | 0.053866 | 57 | 57 |  |  |  |  | -0.053866 | -3.0704 |  |  |  |  | 0 | 0
48887 | THW_5556 | F | Houston | YES | -0.004648 | 45.6 | 5 | 57 |  | 1.0319 | GGT | -1 | 0.053866 | 57 | 57 |  |  |  |  | -0.053866 | -3.0704 |  |  |  |  | 0 | 0
48690 | GBY_GN5_5 | 5 | Houston | YES | -0.004679 | 318.4 | 81 | 398 |  | 1.0362 | GSC | -1 | 0.053897 | 398 | 398 |  |  |  |  | -0.053897 | -21.4511 |  |  |  |  | 0 | 0
48598 | BTE_ST1_8070 | 4 | Houston | YES | -0.004706 | 269.2 | 60 | 269.2 | 0 | 1.0261 | CC | -1 | 0.053924 | 269.2 | 269.2 |  |  |  |  | -0.053924 | -14.5164 |  |  |  |  | 0 | 0
48595 | BTE_GT2_8075 | 1 | Houston | YES | -0.004706 | 162.8 | 130 | 162.8 | 0 | 1.0261 | CC | -1 | 0.053924 | 162.8 | 162.8 |  |  |  |  | -0.053924 | -8.7789 |  |  |  |  | 0 | 0
48596 | BTE_GT3_8045 | 2 | Houston | YES | -0.004706 | 161.4 | 130 | 161.4 | 0 | 1.0261 | CC | -1 | 0.053924 | 161.4 | 161.4 |  |  |  |  | -0.053924 | -8.7034 |  |  |  |  | 0 | 0
48597 | BTE_GT4_8055 | 3 | Houston | YES | -0.004706 | 158.9 | 130 | 158.9 | 0 | 1.0261 | CC | -1 | 0.053924 | 158.9 | 158.9 |  |  |  |  | -0.053924 | -8.5686 |  |  |  |  | 0 | 0
48583 | CBY_GT4_1 | 1 | Houston | YES | -0.004774 | 172 | 0 | 172 | 0 | 1.027 | GSC | -1 | 0.053992 | 172 | 172 |  |  |  |  | -0.053992 | -9.2867 |  |  |  |  | 0 | 0
48584 | CBY_GT4_2 | 2 | Houston | YES | -0.004774 | 172 | 0 | 172 | 0 | 1.027 | CC | -1 | 0.053992 | 172 | 172 |  |  |  |  | -0.053992 | -9.2867 |  |  |  |  | 0 | 0
48585 | CBY_ST4_1 | 3 | Houston | YES | -0.004774 | 172 | 0 | 172 | 0 | 1.027 | CC | -1 | 0.053992 | 172 | 172 |  |  |  |  | -0.053992 | -9.2867 |  |  |  |  | 0 | 0
48815 | CVC_GT4_8005 | 4 | Houston | YES | -0.004782 | 165 | 91.8 | 165 |  | 1.0362 | Cogen | -1 | 0.054 | 0 | 0 |  |  |  |  | -0.054 | 0 |  |  |  |  | 0 | 0
48791 | PSA_GT1_8160 | 1 | Houston | YES | -0.004804 | 52 | 20.8 | 65 | 0 | 1.0362 | Cogen | -1 | 0.054022 | 0 | 0 |  |  |  |  | -0.054022 | 0 |  |  |  |  | 0 | 0
48792 | PSA_GT2_8155 | 2 | Houston | YES | -0.004804 | 52.8 | 20.3 | 66 | 0 | 1.0362 | Cogen | -1 | 0.054022 | 0 | 0 |  |  |  |  | -0.054022 | 0 |  |  |  |  | 0 | 0
48793 | PSA_GT3_8150 | 3 | Houston | YES | -0.004804 | 56 | 20.3 | 70 | 0 | 1.0362 | Cogen | -1 | 0.054022 | 0 | 0 |  |  |  |  | -0.054022 | 0 |  |  |  |  | 0 | 0
48794 | PSA_GT4_8145 | 4 | Houston | YES | -0.004804 | 52.8 | 20.3 | 66 | 0 | 1.0362 | Cogen | -1 | 0.054022 | 0 | 0 |  |  |  |  | -0.054022 | 0 |  |  |  |  | 0 | 0
48795 | PSA_GT5_8140 | 5 | Houston | YES | -0.004804 | 51.2 | 20.3 | 64 | 0 | 1.0362 | Cogen | -1 | 0.054022 | 0 | 0 |  |  |  |  | -0.054022 | 0 |  |  |  |  | 0 | 0
48796 | PSA_GN1_8165 | 1 | Houston | YES | -0.004804 | 83.2 | 43.1 | 104 | 0 | 1.0362 | Cogen | -1 | 0.054022 | 0 | 0 |  |  |  |  | -0.054022 | 0 |  |  |  |  | 0 | 0
48797 | PSA_GT6_8135 | 6 | Houston | YES | -0.004804 | 47.2 | 34.5 | 59 | 0 | 1.0362 | Cogen | -1 | 0.054022 | 0 | 0 |  |  |  |  | -0.054022 | 0 |  |  |  |  | 0 | 0
48581 | CBY_GN1_1 | 1 | Houston | YES | -0.004808 | 595.2 | 108 | 744 | 0 | 1.0435 | GSC | -1 | 0.054026 | 744 | 744 |  |  |  |  | -0.054026 | -40.1956 |  |  |  |  | 0 | 0
48651 | EP_1_2 | 1 | Houston | YES | -0.004809 | 4 | 0 | 5 | 0 | 1.0362 | Cogen | -1 | 0.054027 | 0 | 0 |  |  |  |  | -0.054027 | 0 |  |  |  |  | 0 | 0
48651 | EP_1_2 | 2 | Houston | YES | -0.004809 | 17.7 | 10 | 21 | 0 | 1.0362 | Cogen | -1 | 0.054027 | 0 | 0 |  |  |  |  | -0.054027 | 0 |  |  |  |  | 0 | 0
48940 | WARVUE_GT1 | G1 | Houston | YES | -0.004809 | 15 | 0 | 15 |  | 1.021 | Cogen | -1 | 0.054027 | 0 | 0 |  |  |  |  | -0.054027 | 0 |  |  |  |  | 0 | 0
49803 | EXN_15GT | 1 | Houston | YES | -0.004849 | 33 | 8.3 | 34 |  | 1.0326 | Cogen | -1 | 0.054067 | 0 | 0 |  |  |  |  | -0.054067 | 0 |  |  |  |  | 0 | 0
49804 | EXN_16GT | 2 | Houston | YES | -0.004849 | 32 | 8.3 | 34.7 |  | 1.0326 | Cogen | -1 | 0.054067 | 0 | 0 |  |  |  |  | -0.054067 | 0 |  |  |  |  | 0 | 0
49805 | EXN_17GT | 3 | Houston | YES | -0.004849 | 31 | 8.3 | 32.7 |  | 1.0326 | Cogen | -1 | 0.054067 | 0 | 0 |  |  |  |  | -0.054067 | 0 |  |  |  |  | 0 | 0
49826 | EXN938GT | 5 | Houston | YES | -0.004849 | 43 | 9.2 | 45.9 |  | 1.0326 | Cogen | -1 | 0.054067 | 0 | 0 |  |  |  |  | -0.054067 | 0 |  |  |  |  | 0 | 0
49828 | EXN941GT | 10 | Houston | YES | -0.004849 | 17.7 | 5.4 | 17.7 | 0 | 1.0326 | Cogen | -1 | 0.054067 | 0 | 0 |  |  |  |  | -0.054067 | 0 |  |  |  |  | 0 | 0
49829 | EXN942GT | 11 | Houston | YES | -0.004849 | 20 | 5.4 | 20.4 | 0 | 1.0326 | Cogen | -1 | 0.054067 | 0 | 0 |  |  |  |  | -0.054067 | 0 |  |  |  |  | 0 | 0
49830 | EXN943GT | 12 | Houston | YES | -0.004849 | 19 | 5.4 | 19.9 | 0 | 1.0326 | Cogen | -1 | 0.054067 | 0 | 0 |  |  |  |  | -0.054067 | 0 |  |  |  |  | 0 | 0
49831 | EXN944GT | 13 | Houston | YES | -0.004849 | 33 | 5.4 | 35 | 0 | 1.0326 | Cogen | -1 | 0.054067 | 0 | 0 |  |  |  |  | -0.054067 | 0 |  |  |  |  | 0 | 0
49832 | EXN945GT | 9 | Houston | YES | -0.004849 | 18.5 | 9.2 | 18.5 |  | 1.0326 | Cogen | -1 | 0.054067 | 0 | 0 |  |  |  |  | -0.054067 | 0 |  |  |  |  | 0 | 0
49837 | EXN_GT | 4 | Houston | YES | -0.004849 | 81 | 21.3 | 85.4 |  | 1.0326 | Cogen | -1 | 0.054067 | 0 | 0 |  |  |  |  | -0.054067 | 0 |  |  |  |  | 0 | 0
49838 | EXN_14GT | 14 | Houston | YES | -0.004849 | 140 | 0 | 148 |  | 1.0326 | Cogen | -1 | 0.054067 | 0 | 0 |  |  |  |  | -0.054067 | 0 |  |  |  |  | 0 | 0
48883 | THW_GT1_GT_1 | B2 | Houston | YES | -0.00485 | 0 | 0 | 12 |  | 1.043 | GGT | -1 | 0.054068 | 12 | 12 |  |  |  |  | -0.054068 | -0.64882 |  |  |  |  | 0 | 0
48582 | CBY_GN2_2 | 2 | Houston | YES | -0.00489 | 596.8 | 110 | 746 | 0 | 1.0435 | GSC | -1 | 0.054108 | 746 | 746 |  |  |  |  | -0.054108 | -40.3648 |  |  |  |  | 0 | 0
48874 | THW_ST4_ST_4 | 4 | Houston | YES | -0.004938 | 108 | 19 | 108 | 0 | 1.0435 | CC | -1 | 0.054156 | 108 | 108 |  |  |  |  | -0.054156 | -5.8489 |  |  |  |  | 0 | 0
48873 | THW_ST3_ST_3 | 3 | Houston | YES | -0.004938 | 107 | 19 | 107 | 0 | 1.0435 | CC | -1 | 0.054156 | 107 | 107 |  |  |  |  | -0.054156 | -5.7947 |  |  |  |  | 0 | 0
48881 | THW_4344 | G | Houston | YES | -0.004938 | 58 | 5 | 58 | 0 | 1.0435 | CC | -1 | 0.054156 | 58 | 58 |  |  |  |  | -0.054156 | -3.1411 |  |  |  |  | 0 | 0
48881 | THW_4344 | H | Houston | YES | -0.004938 | 58 | 5 | 58 | 0 | 1.0435 | CC | -1 | 0.054156 | 58 | 58 |  |  |  |  | -0.054156 | -3.1411 |  |  |  |  | 0 | 0
48877 | THW_3334 | D | Houston | YES | -0.004938 | 57 | 5 | 57 | 0 | 1.0435 | CC | -1 | 0.054156 | 57 | 57 |  |  |  |  | -0.054156 | -3.0869 |  |  |  |  | 0 | 0
48879 | THW_4142 | E | Houston | YES | -0.004938 | 56 | 5 | 56 | 0 | 1.0435 | CC | -1 | 0.054156 | 56 | 56 |  |  |  |  | -0.054156 | -3.0328 |  |  |  |  | 0 | 0
48875 | THW_3132 | A | Houston | YES | -0.004938 | 55 | 5 | 55 | 0 | 1.0435 | CC | -1 | 0.054156 | 55 | 55 |  |  |  |  | -0.054156 | -2.9786 |  |  |  |  | 0 | 0
48877 | THW_3334 | C | Houston | YES | -0.004938 | 55 | 5 | 55 | 0 | 1.0435 | CC | -1 | 0.054156 | 55 | 55 |  |  |  |  | -0.054156 | -2.9786 |  |  |  |  | 0 | 0
48879 | THW_4142 | F | Houston | YES | -0.004938 | 55 | 5 | 55 | 0 | 1.0435 | CC | -1 | 0.054156 | 55 | 55 |  |  |  |  | -0.054156 | -2.9786 |  |  |  |  | 0 | 0
48875 | THW_3132 | B | Houston | YES | -0.004938 | 53 | 5 | 53 | 0 | 1.0435 | CC | -1 | 0.054156 | 53 | 53 |  |  |  |  | -0.054156 | -2.8703 |  |  |  |  | 0 | 0
48593 | CHE_GT1_8015 | 1 | Houston | YES | -0.00502 | 173 | 50 | 173 | 0 | 1.0362 | Cogen | -1 | 0.054238 | 0 | 0 |  |  |  |  | -0.054238 | 0 |  |  |  |  | 0 | 0
48594 | CHE_GN4_8025 | 4 | Houston | YES | -0.00502 | 142 | 60 | 142 | 0 | 1.0362 | Cogen | -1 | 0.054238 | 0 | 0 |  |  |  |  | -0.054238 | 0 |  |  |  |  | 0 | 0
48511 | LPE_GT1_8070 | 1 | Houston | YES | -0.005032 | 42 | 0 | 42 | 0 | 1.0362 | GGT | -1 | 0.05425 | 42 | 42 |  |  |  |  | -0.05425 | -2.2785 |  |  |  |  | 0 | 0
48512 | LPE_GT2_8075 | 2 | Houston | YES | -0.005032 | 42 | 0 | 42 | 0 | 1.0362 | GGT | -1 | 0.05425 | 42 | 42 |  |  |  |  | -0.05425 | -2.2785 |  |  |  |  | 0 | 0
48513 | LPE_GT3_8080 | 3 | Houston | YES | -0.005032 | 39 | 0 | 39 | 0 | 1.0362 | GGT | -1 | 0.05425 | 39 | 39 |  |  |  |  | -0.05425 | -2.1158 |  |  |  |  | 0 | 0
48514 | LPE_GT4_8085 | 4 | Houston | YES | -0.005032 | 39 | 0 | 39 | 0 | 1.0362 | GGT | -1 | 0.05425 | 39 | 39 |  |  |  |  | -0.05425 | -2.1158 |  |  |  |  | 0 | 0
48500 | APD_GT1_8005 | 1 | Houston | YES | -0.005039 | 137.6 | 54.6 | 137.6 | 0 | 1.0362 | Cogen | -1 | 0.054257 | 0 | 0 |  |  |  |  | -0.054257 | 0 |  |  |  |  | 0 | 0
48820 | SHELLG1_3015 | 1 | Houston | YES | -0.005094 | 71 | 34.5 | 71 |  | 1.029 | Cogen | -1 | 0.054312 | 0 | 0 |  |  |  |  | -0.054312 | 0 |  |  |  |  | 0 | 0
48821 | SHELLG2 | 2 | Houston | YES | -0.005094 | 72 | 34.5 | 72 |  | 1.029 | Cogen | -1 | 0.054312 | 0 | 0 |  |  |  |  | -0.054312 | 0 |  |  |  |  | 0 | 0
48822 | SHELLG3_3020 | 2 | Houston | YES | -0.005094 | 30 | 0 | 30 |  | 1.029 | Cogen | -1 | 0.054312 | 0 | 0 |  |  |  |  | -0.054312 | 0 |  |  |  |  | 0 | 0
48822 | SHELLG3_3020 | 1 | Houston | YES | -0.005094 | 39 | 0 | 39 |  | 1.029 | Cogen | -1 | 0.054312 | 0 | 0 |  |  |  |  | -0.054312 | 0 |  |  |  |  | 0 | 0
48740 | PSG_GN2_8050 | 1 | Houston | YES | -0.00513 | 182 | 60 | 182 | 0 | 1.0326 | Cogen | -1 | 0.054348 | 0 | 0 |  |  |  |  | -0.054348 | 0 |  |  |  |  | 0 | 0
48741 | PSG_GT2_8040 | 1 | Houston | YES | -0.00513 | 158.6 | 50 | 158.6 | 0 | 1.0326 | Cogen | -1 | 0.054348 | 0 | 0 |  |  |  |  | -0.054348 | 0 |  |  |  |  | 0 | 0
48742 | PSG_GT3_8060 | 1 | Houston | YES | -0.00513 | 157 | 50 | 157 | 0 | 1.0326 | Cogen | -1 | 0.054348 | 0 | 0 |  |  |  |  | -0.054348 | 0 |  |  |  |  | 0 | 0
48854 | SRB_GN4_4 | 4 | Houston | YES | -0.005131 | 182.4 | 35 | 228 | 0 | 1.0326 | GST | -1 | 0.054349 | 228 | 228 |  |  |  |  | -0.054349 | -12.3917 |  |  |  |  | 0 | 0
48845 | SOL_GT1 | 1 | Houston | YES | -0.005132 | 16.2 | 15.4 | 16.2 |  | 1.0326 | Solar | -1 | 0.05435 | 16.2 | 16.2 |  |  |  |  | -0.05435 | -0.88048 |  |  |  |  | 0 | 0
48611 | DIB_GT1_8080 | 1 | Houston | YES | -0.005132 | 64 | 0 | 64 | 0 | 1.0326 | Cogen | -1 | 0.05435 | 0 | 0 |  |  |  |  | -0.05435 | 0 |  |  |  |  | 0 | 0
48612 | DIB_GT2_8075 | 2 | Houston | YES | -0.005132 | 63.2 | 0 | 63.2 | 0 | 1.0326 | Cogen | -1 | 0.05435 | 0 | 0 |  |  |  |  | -0.05435 | 0 |  |  |  |  | 0 | 0
48613 | DIB_ST1_8085 | 3 | Houston | YES | -0.005132 | 67.9 | 30 | 82.6 | 0 | 1.0326 | Cogen | -1 | 0.05435 | 0 | 0 |  |  |  |  | -0.05435 | 0 |  |  |  |  | 0 | 0
48614 | DIB_GT3_8090 | 4 | Houston | YES | -0.005132 | 73.6 | 15 | 73.6 | 0 | 1.0326 | Cogen | -1 | 0.05435 | 0 | 0 |  |  |  |  | -0.05435 | 0 |  |  |  |  | 0 | 0
48853 | SRB_GN3_3 | 3 | Houston | YES | -0.005133 | 170.4 | 35 | 213 |  | 1.0326 | GST | -1 | 0.054351 | 213 | 213 |  |  |  |  | -0.054351 | -11.5768 |  |  |  |  | 0 | 0
48551 | CAL_GT1_8045 | 1 | Houston | YES | -0.005139 | 149 | 0 | 149 | 0 | 1.0326 | Cogen | -1 | 0.054357 | 0 | 0 |  |  |  |  | -0.054357 | 0 |  |  |  |  | 0 | 0
48552 | CAL_ST1_8000 | 2 | Houston | YES | -0.005139 | 65.1 | 0 | 65.1 | 0 | 1.0326 | Cogen | -1 | 0.054357 | 0 | 0 |  |  |  |  | -0.054357 | 0 |  |  |  |  | 0 | 0
48851 | SRB_GN1_1 | 1 | Houston | YES | -0.00514 | 132 | 26 | 165 | 0 | 1.0217 | GST | -1 | 0.054358 | 165 | 165 |  |  |  |  | -0.054358 | -8.9691 |  |  |  |  | 0 | 0
48852 | SRB_GN2_2 | 2 | Houston | YES | -0.005142 | 140.8 | 26 | 176 | 0 | 1.0217 | GST | -1 | 0.05436 | 176 | 176 |  |  |  |  | -0.05436 | -9.5674 |  |  |  |  | 0 | 0
48855 | SRB_GT211035 | B1 | Houston | YES | -0.005143 | 0 | 0 | 18 |  | 1.014 | GGT | -1 | 0.054361 | 18 | 18 |  |  |  |  | -0.054361 | -0.9785 |  |  |  |  | 0 | 0
48855 | SRB_GT211035 | B2 | Houston | YES | -0.005143 | 0 | 0 | 12 |  | 1.014 | GGT | -1 | 0.054361 | 12 | 12 |  |  |  |  | -0.054361 | -0.65234 |  |  |  |  | 0 | 0
48761 | PR_GT1__9040 | 1 | Houston | YES | -0.005168 | 26 | 0 | 35 |  | 1 | Cogen | -1 | 0.054386 | 0 | 0 |  |  |  |  | -0.054386 | 0 |  |  |  |  | 0 | 0
48645 | DPEC_ST55065 | 5 | Houston | YES | -0.005201 | 282 | 0 | 282 | 0 | 1.0319 | CC | -1 | 0.054419 | 282 | 282 |  |  |  |  | -0.054419 | -15.3463 |  |  |  |  | 0 | 0
48641 | DPEC_GT15040 | 1 | Houston | YES | -0.005201 | 163.2 | 98 | 163.2 | 0 | 1.0319 | CC | -1 | 0.054419 | 163.2 | 163.2 |  |  |  |  | -0.054419 | -8.8812 |  |  |  |  | 0 | 0
48643 | DPEC_GT35010 | 3 | Houston | YES | -0.005201 | 157.5 | 98 | 157.5 | 0 | 1.0319 | CC | -1 | 0.054419 | 157.5 | 157.5 |  |  |  |  | -0.054419 | -8.571 |  |  |  |  | 0 | 0
48642 | DPEC_GT25025 | 2 | Houston | YES | -0.005201 | 157.1 | 98 | 157.1 | 0 | 1.0319 | CC | -1 | 0.054419 | 157.1 | 157.1 |  |  |  |  | -0.054419 | -8.5493 |  |  |  |  | 0 | 0
48644 | DPEC_GT45070 | 4 | Houston | YES | -0.005201 | 157 | 98 | 157 | 0 | 1.0319 | CC | -1 | 0.054419 | 157 | 157 |  |  |  |  | -0.054419 | -8.5438 |  |  |  |  | 0 | 0
48841 | SJS_GT1_GT1 | 1 | Houston | YES | -0.005223 | 62.4 | 49 | 78 | 0 | 1.0362 | Cogen | -1 | 0.054441 | 0 | 0 |  |  |  |  | -0.054441 | 0 |  |  |  |  | 0 | 0
48842 | SJS_GT2_GT2 | 2 | Houston | YES | -0.005223 | 64.8 | 49 | 81 | 0 | 1.0362 | Cogen | -1 | 0.054441 | 0 | 0 |  |  |  |  | -0.054441 | 0 |  |  |  |  | 0 | 0
48693 | GBY_83841065 | E | Houston | YES | -0.005247 | 45.6 | 20 | 57 | 0 | 1.0362 | GGT | -1 | 0.054465 | 57 | 57 |  |  |  |  | -0.054465 | -3.1045 |  |  |  |  | 0 | 0
48692 | GBY_81821075 | D | Houston | YES | -0.005247 | 44 | 20 | 55 | 0 | 1.0362 | GGT | -1 | 0.054465 | 55 | 55 |  |  |  |  | -0.054465 | -2.9956 |  |  |  |  | 0 | 0
48693 | GBY_83841065 | F | Houston | YES | -0.005247 | 43.2 | 20 | 54 | 0 | 1.0362 | GGT | -1 | 0.054465 | 54 | 54 |  |  |  |  | -0.054465 | -2.9411 |  |  |  |  | 0 | 0
48691 | GBY_73741085 | B | Houston | YES | -0.005247 | 37.6 | 20 | 47 | 0 | 1.0362 | GGT | -1 | 0.054465 | 47 | 47 |  |  |  |  | -0.054465 | -2.5599 |  |  |  |  | 0 | 0
48691 | GBY_73741085 | A | Houston | YES | -0.005247 | 37.6 | 20 | 47 | 0 | 1.0362 | GGT | -1 | 0.054465 | 47 | 47 |  |  |  |  | -0.054465 | -2.5599 |  |  |  |  | 0 | 0
48692 | GBY_81821075 | C | Houston | YES | -0.005247 | 37.6 | 20 | 47 | 0 | 1.0362 | GGT | -1 | 0.054465 | 47 | 47 |  |  |  |  | -0.054465 | -2.5599 |  |  |  |  | 0 | 0
48531 | BYU_GT1_8075 | 1 | Houston | YES | -0.005329 | 65 | 0 | 65 |  | 1.0362 | Cogen | -1 | 0.054547 | 0 | 0 |  |  |  |  | -0.054547 | 0 |  |  |  |  | 0 | 0
48532 | BYU_GT2_8055 | 2 | Houston | YES | -0.005329 | 62 | 0 | 62 |  | 1.0362 | Cogen | -1 | 0.054547 | 0 | 0 |  |  |  |  | -0.054547 | 0 |  |  |  |  | 0 | 0
48533 | BYU_GT3_8060 | 3 | Houston | YES | -0.005329 | 67 | 0 | 67 |  | 1.0362 | Cogen | -1 | 0.054547 | 0 | 0 |  |  |  |  | -0.054547 | 0 |  |  |  |  | 0 | 0
48534 | BYU_GT4_8065 | 4 | Houston | YES | -0.005329 | 65 | 0 | 65 |  | 1.0362 | Cogen | -1 | 0.054547 | 0 | 0 |  |  |  |  | -0.054547 | 0 |  |  |  |  | 0 | 0
48561 | CTL_GT2_8130 | 1 | Houston | YES | -0.005385 | 73.5 | 30.3 | 91.9 |  | 1.0362 | Cogen | -1 | 0.054603 | 0 | 0 |  |  |  |  | -0.054603 | 0 |  |  |  |  | 0 | 0
48562 | CTL_GT3_8135 | 2 | Houston | YES | -0.005385 | 70.1 | 30.3 | 87.6 |  | 1.0362 | Cogen | -1 | 0.054603 | 0 | 0 |  |  |  |  | -0.054603 | 0 |  |  |  |  | 0 | 0
48563 | CTL_GT4_8140 | 3 | Houston | YES | -0.005385 | 69.6 | 30.3 | 87 |  | 1.0362 | Cogen | -1 | 0.054603 | 0 | 0 |  |  |  |  | -0.054603 | 0 |  |  |  |  | 0 | 0
48564 | CTL_GN1_8145 | 4 | Houston | YES | -0.005385 | 43.6 | 12.9 | 54.5 |  | 1.0362 | Cogen | -1 | 0.054603 | 0 | 0 |  |  |  |  | -0.054603 | 0 |  |  |  |  | 0 | 0
48565 | CTL_GN2_8155 | 5 | Houston | YES | -0.005385 | 9.8 | 3.4 | 12.2 |  | 1.0362 | Cogen | -1 | 0.054603 | 0 | 0 |  |  |  |  | -0.054603 | 0 |  |  |  |  | 0 | 0
48772 | PHR_GN2_2 | MB | Houston | YES | -0.005534 | 0 | 72 | 459 |  | 1.0362 | GSC | -1 | 0.054752 | 0 | 0 |  |  |  |  | -0.054752 | 0 |  |  |  |  | 0 | 0
38580 | TNBP_CGN1_8 | 1 | Houston | YES | -0.005745 | 70.8 | 0 | 70.8 | 0 | 1.005 | Cogen | -1 | 0.054963 | 0 | 0 |  |  |  |  | -0.054963 | 0 |  |  |  |  | 0 | 0
38590 | TNBP_CGN2_8 | 2 | Houston | YES | -0.005745 | 66.7 | 0 | 66.7 | 0 | 1.005 | Cogen | -1 | 0.054963 | 0 | 0 |  |  |  |  | -0.054963 | 0 |  |  |  |  | 0 | 0
38600 | TNBP_CGN3_8 | 5 | Houston | YES | -0.005745 | 53 | 0 | 53 | 0 | 1.005 | Cogen | -1 | 0.054963 | 0 | 0 |  |  |  |  | -0.054963 | 0 |  |  |  |  | 0 | 0
38611 | TNBPAMCG1_8 | 1 | Houston | YES | -0.005745 | 153.2 | 0 | 153.2 | 0 | 1.005 | Cogen | -1 | 0.054963 | 0 | 0 |  |  |  |  | -0.054963 | 0 |  |  |  |  | 0 | 0
38612 | TNBPAMCG2_8 | 2 | Houston | YES | -0.005745 | 153.5 | 0 | 153.5 | 0 | 1.005 | Cogen | -1 | 0.054963 | 0 | 0 |  |  |  |  | -0.054963 | 0 |  |  |  |  | 0 | 0
38613 | TNBPAMCG3_8 | 3 | Houston | YES | -0.005745 | 152.3 | 0 | 152.3 | 0 | 1.005 | Cogen | -1 | 0.054963 | 0 | 0 |  |  |  |  | -0.054963 | 0 |  |  |  |  | 0 | 0
38614 | TNBPAMCG4_8 | 4 | Houston | YES | -0.005745 | 96 | 0 | 96 |  | 1.005 | Cogen | -1 | 0.054963 | 0 | 0 |  |  |  |  | -0.054963 | 0 |  |  |  |  | 0 | 0
38615 | TNBPAMCG5_8 | 1 | Houston | YES | -0.005745 | 244 | 0 | 244 | 0 | 1.005 | Cogen | -1 | 0.054963 | 0 | 0 |  |  |  |  | -0.054963 | 0 |  |  |  |  | 0 | 0
38690 | TNBP_CGN4_8 | 3 | Houston | YES | -0.005745 | 40 | 0 | 40 |  | 1.005 | Cogen | -1 | 0.054963 | 0 | 0 |  |  |  |  | -0.054963 | 0 |  |  |  |  | 0 | 0
38711 | TNTXCTY1CG8 | 1 | Houston | YES | -0.005745 | 100.3 | 59 | 100.3 | 0 | 1 | Cogen | -1 | 0.054963 | 0 | 0 |  |  |  |  | -0.054963 | 0 |  |  |  |  | 0 | 0
38712 | TNTXCTY2CG8 | 1 | Houston | YES | -0.005745 | 92.9 | 59 | 92.9 | 0 | 1 | Cogen | -1 | 0.054963 | 0 | 0 |  |  |  |  | -0.054963 | 0 |  |  |  |  | 0 | 0
38713 | TNTXCTY3CG8 | 1 | Houston | YES | -0.005745 | 102.7 | 59 | 102.7 | 0 | 1 | Cogen | -1 | 0.054963 | 0 | 0 |  |  |  |  | -0.054963 | 0 |  |  |  |  | 0 | 0
38714 | TNTXCTY4CG8 | 1 | Houston | YES | -0.005745 | 103 | 59 | 103 | 0 | 1 | Cogen | -1 | 0.054963 | 0 | 0 |  |  |  |  | -0.054963 | 0 |  |  |  |  | 0 | 0
39470 | TNDOWCGNSG8 | 1 | Houston | YES | -0.005745 | 32 | 10 | 32 | 0 | 0.985 | Cogen | -1 | 0.054963 | 0 | 0 |  |  |  |  | -0.054963 | 0 |  |  |  |  | 0 | 0
39480 | TNDOWCGNGG8 | 1 | Houston | YES | -0.005745 | 30 | 10 | 30 | 0 | 0.985 | Cogen | -1 | 0.054963 | 0 | 0 |  |  |  |  | -0.054963 | 0 |  |  |  |  | 0 | 0
48924 | WAP_GN4_4 | 4 | Houston | YES | -0.006189 | 546 | 217 | 546 | 0 | 1.0362 | GSC | -1 | 0.055407 | 546 | 546 |  |  |  |  | -0.055407 | -30.2524 |  |  |  |  | 0 | 0
48923 | WAP_GN3_3 | 3 | Houston | YES | -0.006189 | 198.4 | 93 | 248 | 0 | 1.0362 | GST | -1 | 0.055407 | 248 | 248 |  |  |  |  | -0.055407 | -13.741 |  |  |  |  | 0 | 0
48921 | WAP_GN1_1 | 1 | Houston | YES | -0.006189 | 132.8 | 37 | 166 | 0 | 1.0362 | GST | -1 | 0.055407 | 166 | 166 |  |  |  |  | -0.055407 | -9.1976 |  |  |  |  | 0 | 0
48922 | WAP_GN2_2 | 2 | Houston | YES | -0.006189 | 132.8 | 37 | 166 | 0 | 1.0362 | GST | -1 | 0.055407 | 166 | 166 |  |  |  |  | -0.055407 | -9.1976 |  |  |  |  | 0 | 0
48929 | WAPGT21_GT1 | B1 | Houston | YES | -0.006189 | 0 | 0 | 13 |  | 1.05 | GGT | -1 | 0.055407 | 13 | 13 |  |  |  |  | -0.055407 | -0.7203 |  |  |  |  | 0 | 0
48925 | WAP_GN5_5 | 5 | Houston | YES | -0.006189 | 618.2 | 278 | 654 | 0 | 0.985 | LIGCO | -1 | 0.055407 | 0 | 654 |  |  |  |  | -0.055407 | 0 |  |  |  |  | 0 | 0
48510 | AK_GT1__8040 | 1 | Houston | YES | -0.006257 | 33.4 | 8.1 | 34 |  | 1.029 | Cogen | -1 | 0.055475 | 0 | 0 |  |  |  |  | -0.055475 | 0 |  |  |  |  | 0 | 0
48523 | BVE_ST1_GN1 | 3 | Houston | YES | -0.006342 | 252.4 | 0 | 252.4 |  | 1.035 | CC | -1 | 0.05556 | 252.4 | 252.4 |  |  |  |  | -0.05556 | -14.0234 |  |  |  |  | 0 | 0
48521 | BVE_GT1_GT1 | 1 | Houston | YES | -0.006342 | 167.7 | 0 | 167.7 |  | 1.035 | CC | -1 | 0.05556 | 167.7 | 167.7 |  |  |  |  | -0.05556 | -9.3175 |  |  |  |  | 0 | 0
48522 | BVE_GT2_5035 | 2 | Houston | YES | -0.006342 | 166.4 | 0 | 166.4 |  | 1.035 | CC | -1 | 0.05556 | 166.4 | 166.4 |  |  |  |  | -0.05556 | -9.2452 |  |  |  |  | 0 | 0
48926 | WAP_GN6_6 | 6 | Houston | YES | -0.006348 | 651 | 280 | 651 |  | 1.035 | LIGCO | -1 | 0.055566 | 0 | 651 |  |  |  |  | -0.055566 | 0 |  |  |  |  | 0 | 0
48927 | WAP_GN7_7 | 7 | Houston | YES | -0.006348 | 564 | 277 | 564 |  | 1.035 | LIGCO | -1 | 0.055566 | 0 | 564 |  |  |  |  | -0.055566 | 0 |  |  |  |  | 0 | 0
48928 | WAP_GN8_8 | 8 | Houston | YES | -0.006348 | 603 | 275 | 603 |  | 1.035 | LIGCO | -1 | 0.055566 | 0 | 603 |  |  |  |  | -0.055566 | 0 |  |  |  |  | 0 | 0
48730 | MNS_GT | 1 | Houston | YES | -0.006374 | 43 | 0 | 46.1 |  | 1.029 | Cogen | -1 | 0.055592 | 0 | 0 |  |  |  |  | -0.055592 | 0 |  |  |  |  | 0 | 0
39760 | TNSCLP1___8 | 1 | Houston | YES | -0.007133 | 93.4 | 20 | 116.8 | 0 | 1.04 | Cogen | -1 | 0.056351 | 0 | 0 |  |  |  |  | -0.056351 | 0 |  |  |  |  | 0 | 0
39770 | TNSCLP2___8 | 1 | Houston | YES | -0.007133 | 91.6 | 20 | 114.5 | 0 | 1.04 | Cogen | -1 | 0.056351 | 0 | 0 |  |  |  |  | -0.056351 | 0 |  |  |  |  | 0 | 0
39775 | TNSCLP4___8 | 1 | Houston | YES | -0.007133 | 95.2 | 20 | 119 | 0 | 1.04 | Cogen | -1 | 0.056351 | 0 | 0 |  |  |  |  | -0.056351 | 0 |  |  |  |  | 0 | 0
39790 | TNSCLP3___8 | 1 | Houston | YES | -0.007133 | 87.6 | 20 | 109.5 | 0 | 1.027 | Cogen | -1 | 0.056351 | 0 | 0 |  |  |  |  | -0.056351 | 0 |  |  |  |  | 0 | 0
48520 | BSF_GT1_8070 | 1 | Houston | YES | -0.007384 | 72 | 0 | 72 | 0 | 1.0326 | Cogen | -1 | 0.056602 | 0 | 0 |  |  |  |  | -0.056602 | 0 |  |  |  |  | 0 | 0
48520 | BSF_GT1_8070 | 2 | Houston | YES | -0.007384 | 10 | 0 | 10 | 0 | 1.0326 | Cogen | -1 | 0.056602 | 0 | 0 |  |  |  |  | -0.056602 | 0 |  |  |  |  | 0 | 0
49851 | DOW17000 | 37 | Houston | YES | -0.007686 | 39 | 0 | 62 | 0 | 1 | Cogen | -1 | 0.056904 | 0 | 0 |  |  |  |  | -0.056904 | 0 |  |  |  |  | 0 | 0
49858 | DOW38100 | 31 | Houston | YES | -0.007686 | 45 | 0 | 71.4 |  | 1 | Cogen | -1 | 0.056904 | 0 | 0 |  |  |  |  | -0.056904 | 0 |  |  |  |  | 0 | 0
49859 | DOW38200 | 33 | Houston | YES | -0.007686 | 28 | 0 | 45 | 0 | 1 | Cogen | -1 | 0.056904 | 0 | 0 |  |  |  |  | -0.056904 | 0 |  |  |  |  | 0 | 0
49860 | DOW38300 | 32 | Houston | YES | -0.007686 | 63 | 0 | 101 |  | 1 | Cogen | -1 | 0.056904 | 0 | 0 |  |  |  |  | -0.056904 | 0 |  |  |  |  | 0 | 0
49862 | DOW39100 | 36 | Houston | YES | -0.007686 | 54 | 0 | 86 | 0 | 1 | Cogen | -1 | 0.056904 | 0 | 0 |  |  |  |  | -0.056904 | 0 |  |  |  |  | 0 | 0
49863 | DOW39200 | 35 | Houston | YES | -0.007686 | 55 | 0 | 88 | 0 | 1 | Cogen | -1 | 0.056904 | 0 | 0 |  |  |  |  | -0.056904 | 0 |  |  |  |  | 0 | 0
49865 | DOW41000 | 41 | Houston | YES | -0.007686 | 31 | 0 | 50 |  | 1 | Cogen | -1 | 0.056904 | 0 | 0 |  |  |  |  | -0.056904 | 0 |  |  |  |  | 0 | 0
49866 | DOW42000 | 42 | Houston | YES | -0.007686 | 11 | 0 | 18 |  | 1 | Cogen | -1 | 0.056904 | 0 | 0 |  |  |  |  | -0.056904 | 0 |  |  |  |  | 0 | 0
49869 | DOW49000 | 45 | Houston | YES | -0.007686 | 59 | 0 | 94 |  | 1 | Cogen | -1 | 0.056904 | 0 | 0 |  |  |  |  | -0.056904 | 0 |  |  |  |  | 0 | 0
49870 | DOW61000 | 61 | Houston | YES | -0.007686 | 44 | 0 | 70 | 0 | 1 | Cogen | -1 | 0.056904 | 0 | 0 |  |  |  |  | -0.056904 | 0 |  |  |  |  | 0 | 0
49871 | DOW62000 | 62 | Houston | YES | -0.007686 | 40 | 0 | 63 | 0 | 1 | Cogen | -1 | 0.056904 | 0 | 0 |  |  |  |  | -0.056904 | 0 |  |  |  |  | 0 | 0
49872 | DOW63000 | 63 | Houston | YES | -0.007686 | 45 | 0 | 72 | 0 | 1 | Cogen | -1 | 0.056904 | 0 | 0 |  |  |  |  | -0.056904 | 0 |  |  |  |  | 0 | 0
49873 | DOW64000 | 64 | Houston | YES | -0.007686 | 41 | 0 | 64.8 | 0 | 1 | Cogen | -1 | 0.056904 | 0 | 0 |  |  |  |  | -0.056904 | 0 |  |  |  |  | 0 | 0
49876 | DOW65000 | 65 | Houston | YES | -0.007686 | 63 | 0 | 101 | 0 | 1 | Cogen | -1 | 0.056904 | 0 | 0 |  |  |  |  | -0.056904 | 0 |  |  |  |  | 0 | 0
49877 | DOW66000 | 66 | Houston | YES | -0.007686 | 61 | 0 | 97 | 0 | 1 | Cogen | -1 | 0.056904 | 0 | 0 |  |  |  |  | -0.056904 | 0 |  |  |  |  | 0 | 0
49878 | DOW67000 | 67 | Houston | YES | -0.007686 | 65 | 0 | 103 | 0 | 1 | Cogen | -1 | 0.056904 | 0 | 0 |  |  |  |  | -0.056904 | 0 |  |  |  |  | 0 | 0
49882 | DOW81000 | 81 | Houston | YES | -0.007686 | 47 | 0 | 76 | 0 | 1 | Cogen | -1 | 0.056904 | 0 | 0 |  |  |  |  | -0.056904 | 0 |  |  |  |  | 0 | 0
49884 | DOW82000 | 82 | Houston | YES | -0.007686 | 51 | 0 | 80 | 0 | 1 | Cogen | -1 | 0.056904 | 0 | 0 |  |  |  |  | -0.056904 | 0 |  |  |  |  | 0 | 0
49885 | DOW83000 | 83 | Houston | YES | -0.007686 | 51 | 0 | 80 | 0 | 1 | Cogen | -1 | 0.056904 | 0 | 0 |  |  |  |  | -0.056904 | 0 |  |  |  |  | 0 | 0
49886 | DOW84000 | 84 | Houston | YES | -0.007686 | 107 | 0 | 171 | 0 | 0.98 | Cogen | -1 | 0.056904 | 0 | 0 |  |  |  |  | -0.056904 | 0 |  |  |  |  | 0 | 0
13432 | SANDOW_5G | 5 | South | YES | -0.008054 | 581 | 225 | 581 |  | 1.029 | LIGCO | -1 | 0.057272 | 0 | 581 |  |  |  |  | -0.057272 | 0 |  |  |  |  | 0 | 0
48911 | TGF_GT1_8000 | 1 | Houston | YES | -0.008691 | 69.2 | 0 | 69.2 |  | 1.029 | Cogen | -1 | 0.057909 | 0 | 0 |  |  |  |  | -0.057909 | 0 |  |  |  |  | 0 | 0
48733 | CBE_ST12 | 1 | Houston | YES | -0.008928 | 105 | 0 | 105 | 0 | 1.029 | CC | -1 | 0.058146 | 105 | 105 |  |  |  |  | -0.058146 | -6.1054 |  |  |  |  | 0 | 0
48736 | CBE_ST34 | 1 | Houston | YES | -0.008928 | 105 | 0 | 105 | 0 | 1.029 | CC | -1 | 0.058146 | 105 | 105 |  |  |  |  | -0.058146 | -6.1054 |  |  |  |  | 0 | 0
48731 | CBE_GT1 | 1 | Houston | YES | -0.008928 | 76 | 0 | 76 | 0 | 1.029 | CC | -1 | 0.058146 | 76 | 76 |  |  |  |  | -0.058146 | -4.4191 |  |  |  |  | 0 | 0
48732 | CBE_GT2 | 1 | Houston | YES | -0.008928 | 76 | 0 | 76 | 0 | 1.029 | CC | -1 | 0.058146 | 76 | 76 |  |  |  |  | -0.058146 | -4.4191 |  |  |  |  | 0 | 0
48734 | CBE_GT3 | 1 | Houston | YES | -0.008928 | 76 | 0 | 76 | 0 | 1.029 | CC | -1 | 0.058146 | 76 | 76 |  |  |  |  | -0.058146 | -4.4191 |  |  |  |  | 0 | 0
48735 | CBE_GT4 | 1 | Houston | YES | -0.008928 | 76 | 0 | 76 | 0 | 1.029 | CC | -1 | 0.058146 | 76 | 76 |  |  |  |  | -0.058146 | -4.4191 |  |  |  |  | 0 | 0
5911 | STP_GN1___1 | 1 | Houston | YES | -0.009235 | 1333 | 1249 | 1333 | 0 | 1.0406 | Nuc | -1 | 0.058453 | 0 | 0 |  |  |  |  | -0.058453 | 0 |  |  |  |  | 0 | 0
5912 | STP_GN2___2 | 2 | Houston | YES | -0.009235 | 1332 | 1249 | 1332 | 0 | 1.0406 | Nuc | -1 | 0.058453 | 0 | 0 |  |  |  |  | -0.058453 | 0 |  |  |  |  | 0 | 0
80265 | LARECU40A | 4 | South | YES | -0.010353 | 80 | 0 | 100 |  | 1.039 | GGT | -1 | 0.059571 | 100 | 100 |  |  |  |  | -0.059571 | -5.9571 |  |  |  |  | 0 | 0
80266 | LARECU50A | 5 | South | YES | -0.010353 | 80 | 0 | 100 |  | 1.039 | GGT | -1 | 0.059571 | 100 | 100 |  |  |  |  | -0.059571 | -5.9571 |  |  |  |  | 0 | 0
80012 | LAR | F | South | YES | -0.010353 | 0 | 0 | 0 | 0 | 1.04 | DCTie | -1 | 0.059571 | 0 | 0 |  |  |  |  | -0.059571 | 0 |  |  |  |  | 0 | 0
3432 | SANDOW_4G | 4 | South | YES | -0.010468 | 580 | 225 | 580 |  | 1.029 | LIGCO | -1 | 0.059686 | 0 | 580 |  |  |  |  | -0.059686 | 0 |  |  |  |  | 0 | 0
58909 | PEARSALLSCG1 | 3 | South | YES | -0.011246 | 0 | 0 | 8.4 |  | 1.027 | Diesel | -1 | 0.060464 | 8.4 | 8.4 |  |  |  |  | -0.060464 | -0.5079 |  |  |  |  | 0 | 0
58909 | PEARSALLSCG1 | 4 | South | YES | -0.011246 | 0 | 0 | 8.4 |  | 1.027 | Diesel | -1 | 0.060464 | 8.4 | 8.4 |  |  |  |  | -0.060464 | -0.5079 |  |  |  |  | 0 | 0
58909 | PEARSALLSCG1 | 6 | South | YES | -0.011246 | 0 | 0 | 8.4 |  | 1.027 | Diesel | -1 | 0.060464 | 8.4 | 8.4 |  |  |  |  | -0.060464 | -0.5079 |  |  |  |  | 0 | 0
58909 | PEARSALLSCG1 | 5 | South | YES | -0.011246 | 0 | 0 | 8.4 |  | 1.027 | Diesel | -1 | 0.060464 | 8.4 | 8.4 |  |  |  |  | -0.060464 | -0.5079 |  |  |  |  | 0 | 0
58909 | PEARSALLSCG1 | 1 | South | YES | -0.011246 | 0 | 0 | 8.4 |  | 1.027 | Diesel | -1 | 0.060464 | 8.4 | 8.4 |  |  |  |  | -0.060464 | -0.5079 |  |  |  |  | 0 | 0
58909 | PEARSALLSCG1 | 2 | South | YES | -0.011246 | 0 | 0 | 8.4 |  | 1.027 | Diesel | -1 | 0.060464 | 8.4 | 8.4 |  |  |  |  | -0.060464 | -0.5079 |  |  |  |  | 0 | 0
58919 | PEARSALLSCG2 | 5 | South | YES | -0.011246 | 0 | 0 | 8.4 |  | 1.027 | Diesel | -1 | 0.060464 | 8.4 | 8.4 |  |  |  |  | -0.060464 | -0.5079 |  |  |  |  | 0 | 0
58919 | PEARSALLSCG2 | 6 | South | YES | -0.011246 | 0 | 0 | 8.4 |  | 1.027 | Diesel | -1 | 0.060464 | 8.4 | 8.4 |  |  |  |  | -0.060464 | -0.5079 |  |  |  |  | 0 | 0
58919 | PEARSALLSCG2 | 1 | South | YES | -0.011246 | 0 | 0 | 8.4 |  | 1.027 | Diesel | -1 | 0.060464 | 8.4 | 8.4 |  |  |  |  | -0.060464 | -0.5079 |  |  |  |  | 0 | 0
58919 | PEARSALLSCG2 | 2 | South | YES | -0.011246 | 0 | 0 | 8.4 |  | 1.027 | Diesel | -1 | 0.060464 | 8.4 | 8.4 |  |  |  |  | -0.060464 | -0.5079 |  |  |  |  | 0 | 0
58919 | PEARSALLSCG2 | 4 | South | YES | -0.011246 | 0 | 0 | 8.4 |  | 1.027 | Diesel | -1 | 0.060464 | 8.4 | 8.4 |  |  |  |  | -0.060464 | -0.5079 |  |  |  |  | 0 | 0
58919 | PEARSALLSCG2 | 3 | South | YES | -0.011246 | 0 | 0 | 8.4 |  | 1.027 | Diesel | -1 | 0.060464 | 8.4 | 8.4 |  |  |  |  | -0.060464 | -0.5079 |  |  |  |  | 0 | 0
58929 | PEARSALLSCG3 | 4 | South | YES | -0.011246 | 0 | 0 | 8.4 |  | 1.027 | Diesel | -1 | 0.060464 | 8.4 | 8.4 |  |  |  |  | -0.060464 | -0.5079 |  |  |  |  | 0 | 0
58929 | PEARSALLSCG3 | 6 | South | YES | -0.011246 | 0 | 0 | 8.4 |  | 1.027 | Diesel | -1 | 0.060464 | 8.4 | 8.4 |  |  |  |  | -0.060464 | -0.5079 |  |  |  |  | 0 | 0
58929 | PEARSALLSCG3 | 2 | South | YES | -0.011246 | 0 | 0 | 8.4 |  | 1.027 | Diesel | -1 | 0.060464 | 8.4 | 8.4 |  |  |  |  | -0.060464 | -0.5079 |  |  |  |  | 0 | 0
58929 | PEARSALLSCG3 | 5 | South | YES | -0.011246 | 0 | 0 | 8.4 |  | 1.027 | Diesel | -1 | 0.060464 | 8.4 | 8.4 |  |  |  |  | -0.060464 | -0.5079 |  |  |  |  | 0 | 0
58929 | PEARSALLSCG3 | 1 | South | YES | -0.011246 | 0 | 0 | 8.4 |  | 1.027 | Diesel | -1 | 0.060464 | 8.4 | 8.4 |  |  |  |  | -0.060464 | -0.5079 |  |  |  |  | 0 | 0
58929 | PEARSALLSCG3 | 3 | South | YES | -0.011246 | 0 | 0 | 8.4 |  | 1.027 | Diesel | -1 | 0.060464 | 8.4 | 8.4 |  |  |  |  | -0.060464 | -0.5079 |  |  |  |  | 0 | 0
58949 | PEARSALLSCG4 | 3 | South | YES | -0.011246 | 0 | 0 | 8.4 |  | 1.027 | Diesel | -1 | 0.060464 | 8.4 | 8.4 |  |  |  |  | -0.060464 | -0.5079 |  |  |  |  | 0 | 0
58949 | PEARSALLSCG4 | 2 | South | YES | -0.011246 | 0 | 0 | 8.4 |  | 1.027 | Diesel | -1 | 0.060464 | 8.4 | 8.4 |  |  |  |  | -0.060464 | -0.5079 |  |  |  |  | 0 | 0
58949 | PEARSALLSCG4 | 1 | South | YES | -0.011246 | 0 | 0 | 8.4 |  | 1.027 | Diesel | -1 | 0.060464 | 8.4 | 8.4 |  |  |  |  | -0.060464 | -0.5079 |  |  |  |  | 0 | 0
58949 | PEARSALLSCG4 | 4 | South | YES | -0.011246 | 0 | 0 | 8.4 |  | 1.027 | Diesel | -1 | 0.060464 | 8.4 | 8.4 |  |  |  |  | -0.060464 | -0.5079 |  |  |  |  | 0 | 0
58949 | PEARSALLSCG4 | 6 | South | YES | -0.011246 | 0 | 0 | 8.4 |  | 1.027 | Diesel | -1 | 0.060464 | 8.4 | 8.4 |  |  |  |  | -0.060464 | -0.5079 |  |  |  |  | 0 | 0
58949 | PEARSALLSCG4 | 5 | South | YES | -0.011246 | 0 | 0 | 8.4 |  | 1.027 | Diesel | -1 | 0.060464 | 8.4 | 8.4 |  |  |  |  | -0.060464 | -0.5079 |  |  |  |  | 0 | 0
88299 | ZAPATA | F | South | YES | -0.01166 | 0 | 0 | 0 | 0 | 1.02 | BLT | -1 | 0.060878 | 0 | 0 |  |  |  |  | -0.060878 | 0 |  |  |  |  | 0 | 0
5891 | PEARSALLGEN2 | 1 | South | YES | -0.012401 | 19.4 | 6 | 24.3 | 0 | 1.0226 | GST | -1 | 0.061619 | 24.3 | 24.3 |  |  |  |  | -0.061619 | -1.4974 |  |  |  |  | 0 | 0
5890 | PEARSALLGEN1 | 1 | South | YES | -0.012401 | 19.2 | 6 | 24 | 0 | 1.0226 | GST | -1 | 0.061619 | 24 | 24 |  |  |  |  | -0.061619 | -1.4789 |  |  |  |  | 0 | 0
5892 | PEARSALLGEN3 | 1 | South | YES | -0.012401 | 19.1 | 6 | 23.9 | 0 | 1.0226 | GST | -1 | 0.061619 | 23.9 | 23.9 |  |  |  |  | -0.061619 | -1.4727 |  |  |  |  | 0 | 0
5728 | FALCONHYDRO2 | 2 | South | YES | -0.012545 | 12 | 0 | 12 | 0 | 1.0234 | Hydro | -1 | 0.061763 | 0 | 0 |  |  |  |  | -0.061763 | 0 |  |  |  |  | 0 | 0
5729 | FALCONHYDRO3 | 3 | South | YES | -0.012545 | 11 | 0 | 11 | 0 | 1.0234 | Hydro | -1 | 0.061763 | 0 | 0 |  |  |  |  | -0.061763 | 0 |  |  |  |  | 0 | 0
8048 | FALCONHYDRO1 | 1 | South | YES | -0.012545 | 12 | 0 | 12 | 0 | 1.0234 | Hydro | -1 | 0.061763 | 0 | 0 |  |  |  |  | -0.061763 | 0 |  |  |  |  | 0 | 0
8134 | FOR #1 | 1 | South | YES | -0.012637 | 54.1 | 45 | 79 | 0 | 1 | Cogen | -1 | 0.061855 | 0 | 0 |  |  |  |  | -0.061855 | 0 |  |  |  |  | 0 | 0
8138 | FOR #2 | 2 | South | YES | -0.012637 | 63.1 | 45 | 81 | 0 | 1 | Cogen | -1 | 0.061855 | 0 | 0 |  |  |  |  | -0.061855 | 0 |  |  |  |  | 0 | 0
8153 | FOR #3 | 3 | South | YES | -0.012637 | 63.1 | 45 | 79.9 | 0 | 1 | Cogen | -1 | 0.061855 | 0 | 0 |  |  |  |  | -0.061855 | 0 |  |  |  |  | 0 | 0
8154 | FOR #4 | 4 | South | YES | -0.012637 | 63.1 | 60 | 80 | 0 | 1 | Cogen | -1 | 0.061855 | 0 | 0 |  |  |  |  | -0.061855 | 0 |  |  |  |  | 0 | 0
8155 | FOR #5 | 5 | South | YES | -0.012637 | 63.1 | 60 | 78.4 | 0 | 1 | Cogen | -1 | 0.061855 | 0 | 0 |  |  |  |  | -0.061855 | 0 |  |  |  |  | 0 | 0
8156 | FOR #6 | 6 | South | YES | -0.012637 | 24.9 | 5 | 25 | 0 | 1 | Cogen | -1 | 0.061855 | 0 | 0 |  |  |  |  | -0.061855 | 0 |  |  |  |  | 0 | 0
8157 | FOR #7 | 7 | South | YES | -0.012637 | 28.8 | 5 | 46 | 0 | 1 | Cogen | -1 | 0.061855 | 0 | 0 |  |  |  |  | -0.061855 | 0 |  |  |  |  | 0 | 0
80051 | FOR #8 | 8 | South | YES | -0.012637 | 28 | 28 | 28 |  | 1 | Cogen | -1 | 0.061855 | 0 | 0 |  |  |  |  | -0.061855 | 0 |  |  |  |  | 0 | 0
80052 | FOR #9 | 9 | South | YES | -0.012637 | 29.7 | 5 | 43.6 | 0 | 1 | Cogen | -1 | 0.061855 | 0 | 0 |  |  |  |  | -0.061855 | 0 |  |  |  |  | 0 | 0
80053 | FOR #10 | 10 | South | YES | -0.012637 | 68.4 | 45 | 75 | 0 | 1 | Cogen | -1 | 0.061855 | 0 | 0 |  |  |  |  | -0.061855 | 0 |  |  |  |  | 0 | 0
88508 | FALFURRI | F | South | YES | -0.012651 | 0 | 0 | 0 | 0 | 1 | AVR | -1 | 0.061869 | 0 | 0 |  |  |  |  | -0.061869 | 0 |  |  |  |  | 0 | 0
80226 | ALCOA G | 1 | South | YES | -0.012735 | 32.3 | 5 | 48 | 0 | 1.015 | Cogen | -1 | 0.061953 | 0 | 0 |  |  |  |  | -0.061953 | 0 |  |  |  |  | 0 | 0
8147 | UCAR #2 | 10 | South | YES | -0.013048 | 18.2 | 0 | 28 |  | 1 | Cogen | -1 | 0.062266 | 0 | 0 |  |  |  |  | -0.062266 | 0 |  |  |  |  | 0 | 0
8148 | UCAR #1 | 2 | South | YES | -0.013048 | 6.1 | 0 | 7 | 0 | 1.009 | Cogen | -1 | 0.062266 | 0 | 0 |  |  |  |  | -0.062266 | 0 |  |  |  |  | 0 | 0
80137 | CSDR89 | 9 | South | YES | -0.013048 | 15 | 0 | 15 | 0 | 1.003 | DCTie | -1 | 0.062266 | 0 | 0 |  |  |  |  | -0.062266 | 0 |  |  |  |  | 0 | 0
80137 | CSDR89 | 8 | South | YES | -0.013048 | 33.9 | 0 | 39 | 0 | 1.003 | DCTie | -1 | 0.062266 | 0 | 0 |  |  |  |  | -0.062266 | 0 |  |  |  |  | 0 | 0
80138 | CSDR7 | 7 | South | YES | -0.013048 | 6.1 | 0 | 7 | 0 | 1.014 | DCTie | -1 | 0.062266 | 0 | 0 |  |  |  |  | -0.062266 | 0 |  |  |  |  | 0 | 0
80139 | CSDR56 | 6 | South | YES | -0.013048 | 0 | 0 | 39 |  | 1.0033 | DCTie | -1 | 0.062266 | 0 | 0 |  |  |  |  | -0.062266 | 0 |  |  |  |  | 0 | 0
80139 | CSDR56 | 5 | South | YES | -0.013048 | 15 | 0 | 15 |  | 1.0033 | DCTie | -1 | 0.062266 | 0 | 0 |  |  |  |  | -0.062266 | 0 |  |  |  |  | 0 | 0
80140 | CSDR11 | 11 | South | YES | -0.013048 | 33.9 | 0 | 39 | 0 | 1.03 | DCTie | -1 | 0.062266 | 0 | 0 |  |  |  |  | -0.062266 | 0 |  |  |  |  | 0 | 0
80227 | AIRCO G | 1 | South | YES | -0.013103 | 7.2 | 0 | 8 | 0 | 1.0104 | Cogen | -1 | 0.062321 | 0 | 0 |  |  |  |  | -0.062321 | 0 |  |  |  |  | 0 | 0
80224 | VISTRONG1 | 1 | South | YES | -0.013188 | 13.1 | 0 | 15 | 0 | 1.01 | Cogen | -1 | 0.062406 | 0 | 0 |  |  |  |  | -0.062406 | 0 |  |  |  |  | 0 | 0
80225 | VISTRONG2 | 2 | South | YES | -0.013188 | 20.2 | 0 | 23 | 0 | 1.01 | Cogen | -1 | 0.062406 | 0 | 0 |  |  |  |  | -0.062406 | 0 |  |  |  |  | 0 | 0
5503 | RAYBURNGEN3 | 1 | South | YES | -0.013252 | 17.6 | 6 | 22 | 0 | 1.0224 | GST | -1 | 0.06247 | 22 | 22 |  |  |  |  | -0.06247 | -1.3743 |  |  |  |  | 0 | 0
5505 | RAYBURNGEN1 | 1 | South | YES | -0.013252 | 0 | 1 | 11 |  | 1.0223 | GGT | -1 | 0.06247 | 11 | 11 |  |  |  |  | -0.06247 | -0.68717 |  |  |  |  | 0 | 0
5506 | RAYBURNGEN2 | 1 | South | YES | -0.013252 | 0 | 1 | 11 |  | 1.0223 | GGT | -1 | 0.06247 | 11 | 11 |  |  |  |  | -0.06247 | -0.68717 |  |  |  |  | 0 | 0
7010 | L_FPPYD11_1Y | 1 | South | YES | -0.013276 | 547.4 | 200 | 606 | 0 | 1.02 | LIGCO | -1 | 0.062494 | 0 | 606 |  |  |  |  | -0.062494 | 0 |  |  |  |  | 0 | 0
7011 | L_FPPYD11_2Y | 2 | South | YES | -0.013276 | 552.2 | 200 | 598 | 0 | 1.02 | LIGCO | -1 | 0.062494 | 0 | 598 |  |  |  |  | -0.062494 | 0 |  |  |  |  | 0 | 0
7012 | L_FPPYD21_3Y | 3 | South | YES | -0.013278 | 427.5 | 200 | 436 | 0 | 1.02 | LIGCO | -1 | 0.062496 | 0 | 436 |  |  |  |  | -0.062496 | 0 |  |  |  |  | 0 | 0
7009 | L_LOSTPI1_3Y | 3 | South | YES | -0.013385 | 173.9 | 72 | 175 | 0 | 1 | CC | -1 | 0.062603 | 175 | 175 |  |  |  |  | -0.062603 | -10.9556 |  |  |  |  | 0 | 0
7008 | L_LOSTPI1_2Y | 2 | South | YES | -0.013385 | 157.7 | 107 | 160 | 0 | 1 | CC | -1 | 0.062603 | 160 | 160 |  |  |  |  | -0.062603 | -10.0165 |  |  |  |  | 0 | 0
7007 | L_LOSTPI1_1Y | 1 | South | YES | -0.013385 | 158.6 | 110 | 158 | 0 | 1 | CC | -1 | 0.062603 | 158 | 158 |  |  |  |  | -0.062603 | -9.8913 |  |  |  |  | 0 | 0
8066 | DUP1V#1 | 1 | South | YES | -0.013422 | 52.3 | 0 | 73 | 0 | 1.01 | Cogen | -1 | 0.06264 | 0 | 0 |  |  |  |  | -0.06264 | 0 |  |  |  |  | 0 | 0
5512 | RAYBURNCC8 | 1 | South | YES | -0.013435 | 49.3 | 18.2 | 49.3 | 0 | 1.0296 | CC | -1 | 0.062653 | 49.3 | 49.3 |  |  |  |  | -0.062653 | -3.0888 |  |  |  |  | 0 | 0
5508 | RAYBURNCC9 | 1 | South | YES | -0.013435 | 47.7 | 18.2 | 47.7 | 0 | 1.0296 | CC | -1 | 0.062653 | 47.7 | 47.7 |  |  |  |  | -0.062653 | -2.9886 |  |  |  |  | 0 | 0
5511 | RAYBURNCC7 | 1 | South | YES | -0.013435 | 47.5 | 18.2 | 47.5 | 0 | 1.0296 | CC | -1 | 0.062653 | 47.5 | 47.5 |  |  |  |  | -0.062653 | -2.976 |  |  |  |  | 0 | 0
5509 | RAYBURNCC10 | 1 | South | YES | -0.013435 | 37.3 | 5.2 | 37.3 | 0 | 1.0296 | CC | -1 | 0.062653 | 37.3 | 37.3 |  |  |  |  | -0.062653 | -2.337 |  |  |  |  | 0 | 0
8935 | FGNTS201 | 3 | South | YES | -0.013471 | 173 | 0 | 173 | 0 | 1.03 | CC | -1 | 0.062689 | 173 | 173 |  |  |  |  | -0.062689 | -10.8453 |  |  |  |  | 0 | 0
8934 | FGNTS101 | 2 | South | YES | -0.013471 | 147.9 | 0 | 147.9 | 0 | 1.03 | CC | -1 | 0.062689 | 147.9 | 147.9 |  |  |  |  | -0.062689 | -9.2718 |  |  |  |  | 0 | 0
8933 | FGNTS001 | 1 | South | YES | -0.013471 | 146.5 | 0 | 146.5 | 0 | 1.03 | CC | -1 | 0.062689 | 146.5 | 146.5 |  |  |  |  | -0.062689 | -9.184 |  |  |  |  | 0 | 0
8926 | LGE_GT10A | 1 | South | YES | -0.013522 | 158 | 0 | 158 | 0 | 1.03 | Cogen | -1 | 0.06274 | 0 | 0 |  |  |  |  | -0.06274 | 0 |  |  |  |  | 0 | 0
8927 | LGE_GT20A | 2 | South | YES | -0.013522 | 153 | 0 | 153 | 0 | 1.03 | Cogen | -1 | 0.06274 | 0 | 0 |  |  |  |  | -0.06274 | 0 |  |  |  |  | 0 | 0
8928 | LGE_STG0A | 3 | South | YES | -0.013522 | 100 | 0 | 100 | 0 | 1.03 | Cogen | -1 | 0.06274 | 0 | 0 |  |  |  |  | -0.06274 | 0 |  |  |  |  | 0 | 0
8930 | ICPGN10A | 1 | South | YES | -0.013522 | 149 | 0 | 149 | 0 | 1.03 | Cogen | -1 | 0.06274 | 0 | 0 |  |  |  |  | -0.06274 | 0 |  |  |  |  | 0 | 0
8931 | ICPGN20A | 2 | South | YES | -0.013522 | 150 | 0 | 150 | 0 | 1.03 | Cogen | -1 | 0.06274 | 0 | 0 |  |  |  |  | -0.06274 | 0 |  |  |  |  | 0 | 0
8932 | ICPGN30A | 3 | South | YES | -0.013522 | 127 | 0 | 127 | 0 | 1.03 | Cogen | -1 | 0.06274 | 0 | 0 |  |  |  |  | -0.06274 | 0 |  |  |  |  | 0 | 0
80223 | REYSHR G | 1 | South | YES | -0.013522 | 12 | 0 | 12 | 0 | 1.032 | Cogen | -1 | 0.06274 | 0 | 0 |  |  |  |  | -0.06274 | 0 |  |  |  |  | 0 | 0
8174 | VICEC61A | 6 | South | YES | -0.013557 | 188 | 42 | 188 | 0 | 1.025 | CC | -1 | 0.062775 | 188 | 188 |  |  |  |  | -0.062775 | -11.8018 |  |  |  |  | 0 | 0
8173 | VICEC51A | 5 | South | YES | -0.013557 | 144 | 18 | 144 | 0 | 1.025 | CC | -1 | 0.062775 | 144 | 144 |  |  |  |  | -0.062775 | -9.0396 |  |  |  |  | 0 | 0
8442 | NBEC7 | 7 | South | YES | -0.013622 | 0 | 81 | 367 |  | 1.0298 | GST | -1 | 0.06284 | 367 | 367 |  |  |  |  | -0.06284 | -23.0624 |  |  |  |  | 0 | 0
8442 | NBEC7 | MB | South | YES | -0.013622 | 0 | 81 | 367 |  | 1.0298 | GST | -1 | 0.06284 | 0 | 0 |  |  |  |  | -0.06284 | 0 |  |  |  |  | 0 | 0
8560 | CNOPGT1 | 1 | South | YES | -0.013623 | 148.3 | 0 | 148.3 | 0 | 1.03 | Cogen | -1 | 0.062841 | 0 | 0 |  |  |  |  | -0.062841 | 0 |  |  |  |  | 0 | 0
8561 | CNOPGT2 | 2 | South | YES | -0.013623 | 148.6 | 0 | 148.6 | 0 | 1.03 | Cogen | -1 | 0.062841 | 0 | 0 |  |  |  |  | -0.062841 | 0 |  |  |  |  | 0 | 0
8562 | CNOPST1 | 3 | South | YES | -0.013623 | 153 | 0 | 153 | 0 | 1.03 | Cogen | -1 | 0.062841 | 0 | 0 |  |  |  |  | -0.062841 | 0 |  |  |  |  | 0 | 0
8983 | HECN3 | 3 | South | YES | -0.013626 | 171.9 | 0 | 171.9 | 0 | 1.0304 | CC | -1 | 0.062844 | 171.9 | 171.9 |  |  |  |  | -0.062844 | -10.8029 |  |  |  |  | 0 | 0
8981 | HECN1 | 1 | South | YES | -0.013626 | 144.8 | 0 | 144.8 | 0 | 1.0304 | CC | -1 | 0.062844 | 144.8 | 144.8 |  |  |  |  | -0.062844 | -9.0999 |  |  |  |  | 0 | 0
8982 | HECN2 | 2 | South | YES | -0.013626 | 144.1 | 0 | 144.1 | 0 | 1.0304 | CC | -1 | 0.062844 | 144.1 | 144.1 |  |  |  |  | -0.062844 | -9.0559 |  |  |  |  | 0 | 0
8938 | MVGN#3 | 3 | South | YES | -0.013627 | 250.9 | 0 | 250.9 | 0 | 1.0304 | CC | -1 | 0.062845 | 250.9 | 250.9 |  |  |  |  | -0.062845 | -15.7679 |  |  |  |  | 0 | 0
8937 | MVGN#2 | 2 | South | YES | -0.013627 | 216.7 | 0 | 216.7 | 0 | 1.0304 | CC | -1 | 0.062845 | 216.7 | 216.7 |  |  |  |  | -0.062845 | -13.6186 |  |  |  |  | 0 | 0
8936 | MVGN#1 | 1 | South | YES | -0.013627 | 216.6 | 0 | 216.6 | 0 | 1.0304 | CC | -1 | 0.062845 | 216.6 | 216.6 |  |  |  |  | -0.062845 | -13.6123 |  |  |  |  | 0 | 0
8456 | COSW#1 | 1 | South | YES | -0.013629 | 20 | 0 | 20 | 0 | 1.027 | Cogen | -1 | 0.062847 | 0 | 0 |  |  |  |  | -0.062847 | 0 |  |  |  |  | 0 | 0
8457 | COSW#2 | 2 | South | YES | -0.013629 | 14 | 0 | 14 | 0 | 1.027 | Cogen | -1 | 0.062847 | 0 | 0 |  |  |  |  | -0.062847 | 0 |  |  |  |  | 0 | 0
8506 | VAL #1 | 1 | South | YES | -0.013636 | 20.9 | 0 | 25 | 0 | 1.0055 | Cogen | -1 | 0.062854 | 0 | 0 |  |  |  |  | -0.062854 | 0 |  |  |  |  | 0 | 0
8507 | VAL #2 | 2 | South | YES | -0.013636 | 20.9 | 0 | 25 | 0 | 1.0055 | Cogen | -1 | 0.062854 | 0 | 0 |  |  |  |  | -0.062854 | 0 |  |  |  |  | 0 | 0
8461 | KOCH_UP0A | 1 | South | YES | -0.01364 | 38 | 0 | 38 | 0 | 1.012 | Cogen | -1 | 0.062858 | 0 | 0 |  |  |  |  | -0.062858 | 0 |  |  |  |  | 0 | 0
80263 | B_DAVIS31A | 3 | South | YES | -0.01365 | 0 | 0 | 180 |  | 1.0366 | CC | -1 | 0.062868 | 180 | 180 |  |  |  |  | -0.062868 | -11.3163 |  |  |  |  | 0 | 0
80264 | B_DAVIS41A | 4 | South | YES | -0.01365 | 0 | 0 | 180 |  | 1.0366 | CC | -1 | 0.062868 | 180 | 180 |  |  |  |  | -0.062868 | -11.3163 |  |  |  |  | 0 | 0
8459 | B_DAVIS0B | MB | South | YES | -0.01365 | 0 | 50 | 339 |  | 1.03 | GSC | -1 | 0.062868 | 0 | 0 |  |  |  |  | -0.062868 | 0 |  |  |  |  | 0 | 0
8460 | B_DAVIS0A | MB | South | YES | -0.01365 | 0 | 50 | 340 |  | 1.03 | GSC | -1 | 0.062868 | 0 | 0 |  |  |  |  | -0.062868 | 0 |  |  |  |  | 0 | 0
8511 | OXY_CC0A | 1 | South | YES | -0.013657 | 30.3 | 0 | 38 | 0 | 1.027 | Cogen | -1 | 0.062875 | 0 | 0 |  |  |  |  | -0.062875 | 0 |  |  |  |  | 0 | 0
5935 | SI_RAY10 | 10 | South | YES | -0.013691 | 47 | 10 | 47 | 0 | 1.03 | CC | -1 | 0.062909 | 47 | 47 |  |  |  |  | -0.062909 | -2.9567 |  |  |  |  | 0 | 0
5932 | SI_RAY9 | 9 | South | YES | -0.013691 | 32 | 32 | 38 | 0 | 1.035 | CC | -1 | 0.062909 | 38 | 38 |  |  |  |  | -0.062909 | -2.3906 |  |  |  |  | 0 | 0
5933 | SI_RAY6 | 6 | South | YES | -0.013691 | 15.4 | 10 | 19.3 | 0 | 1.035 | GST | -1 | 0.062909 | 19.3 | 19.3 |  |  |  |  | -0.062909 | -1.2142 |  |  |  |  | 0 | 0
80003 | MILHWYS | F | South | YES | -0.013691 | 0 | 0 | 0 | 0 | 1.0168 | AVR | -1 | 0.062909 | 0 | 0 |  |  |  |  | -0.062909 | 0 |  |  |  |  | 0 | 0
8517 | CELANEBI0A | 1 | South | YES | -0.013696 | 29 | 0 | 29 | 0 | 1.02 | Cogen | -1 | 0.062914 | 0 | 0 |  |  |  |  | -0.062914 | 0 |  |  |  |  | 0 | 0
80080 | GWINDT11A | 3 | South | YES | -0.013731 | 0 | 0 | 38 | 0 | 1.025 | Wind | -1 | 0.062949 | 0 | 38 |  |  |  |  | -0.062949 | 0 |  |  |  |  | 0 | 0
80080 | GWINDT11A | 4 | South | YES | -0.013731 | 3.8 | 0 | 19 | 0 | 1.025 | Wind | -1 | 0.062949 | 0 | 19 |  |  |  |  | -0.062949 | 0 |  |  |  |  | 0 | 0
80080 | GWINDT11A | 2 | South | YES | -0.013731 | 0 | 0 | 41 | 0 | 1.025 | Wind | -1 | 0.062949 | 0 | 41 |  |  |  |  | -0.062949 | 0 |  |  |  |  | 0 | 0
80080 | GWINDT11A | 1 | South | YES | -0.013731 | 28.2 | 0 | 94 | 0 | 1.025 | Wind | -1 | 0.062949 | 0 | 94 |  |  |  |  | -0.062949 | 0 |  |  |  |  | 0 | 0
80081 | GWINDT21A | 4 | South | YES | -0.013731 | 4.4 | 0 | 22 | 0 | 1.025 | Wind | -1 | 0.062949 | 0 | 22 |  |  |  |  | -0.062949 | 0 |  |  |  |  | 0 | 0
80081 | GWINDT21A | 1 | South | YES | -0.013731 | 28.2 | 0 | 94 | 0 | 1.025 | Wind | -1 | 0.062949 | 0 | 94 |  |  |  |  | -0.062949 | 0 |  |  |  |  | 0 | 0
80081 | GWINDT21A | 3 | South | YES | -0.013731 | 8.6 | 0 | 43 | 0 | 1.025 | Wind | -1 | 0.062949 | 0 | 43 |  |  |  |  | -0.062949 | 0 |  |  |  |  | 0 | 0
80081 | GWINDT21A | 2 | South | YES | -0.013731 | 7.2 | 0 | 36 | 0 | 1.025 | Wind | -1 | 0.062949 | 0 | 36 |  |  |  |  | -0.062949 | 0 |  |  |  |  | 0 | 0
80180 | PNSCALT11A | 2 | South | YES | -0.013731 | 10 | 0 | 50 | 0 | 1.025 | Wind | -1 | 0.062949 | 0 | 50 |  |  |  |  | -0.062949 | 0 |  |  |  |  | 0 | 0
80180 | PNSCALT11A | 1 | South | YES | -0.013731 | 43.8 | 0 | 148 | 0 | 1.025 | Wind | -1 | 0.062949 | 0 | 148 |  |  |  |  | -0.062949 | 0 |  |  |  |  | 0 | 0
80181 | PNSCALT21A | 2 | South | YES | -0.013731 | 10 | 0 | 50 | 0 | 1.025 | Wind | -1 | 0.062949 | 0 | 50 |  |  |  |  | -0.062949 | 0 |  |  |  |  | 0 | 0
80181 | PNSCALT21A | 1 | South | YES | -0.013731 | 16.5 | 0 | 55 | 0 | 1.025 | Wind | -1 | 0.062949 | 0 | 55 |  |  |  |  | -0.062949 | 0 |  |  |  |  | 0 | 0
88198 | BEEVILLE | F | South | YES | -0.014201 | 0 | 0 | 0 | 0 | 1.02 | AVR | -1 | 0.063419 | 0 | 0 |  |  |  |  | -0.063419 | 0 |  |  |  |  | 0 | 0
7303 | L_WPPGS12_1Y | 1 | South | YES | -0.014236 | 50 | 0 | 50 | 0 | 1.025 | GGT | -1 | 0.063454 | 50 | 50 |  |  |  |  | -0.063454 | -3.1727 |  |  |  |  | 0 | 0
7303 | L_WPPGS12_1Y | 2 | South | YES | -0.014236 | 50 | 0 | 50 | 0 | 1.025 | GGT | -1 | 0.063454 | 50 | 50 |  |  |  |  | -0.063454 | -3.1727 |  |  |  |  | 0 | 0
7305 | L_WPPGS34_1Y | 3 | South | YES | -0.014236 | 50 | 0 | 50 | 0 | 1.025 | GGT | -1 | 0.063454 | 50 | 50 |  |  |  |  | -0.063454 | -3.1727 |  |  |  |  | 0 | 0
7305 | L_WPPGS34_1Y | 4 | South | YES | -0.014236 | 50 | 0 | 50 | 0 | 1.025 | GGT | -1 | 0.063454 | 50 | 50 |  |  |  |  | -0.063454 | -3.1727 |  |  |  |  | 0 | 0
7809 | L_BASTEN1_3Y | 1 | South | YES | -0.014332 | 232.6 | 42 | 232.6 | 0 | 1.004 | CC | -1 | 0.06355 | 232.6 | 232.6 |  |  |  |  | -0.06355 | -14.7818 |  |  |  |  | 0 | 0
7807 | L_BASTEN1_1Y | 1 | South | YES | -0.014332 | 152.5 | 83.5 | 152.5 | 0 | 1.004 | CC | -1 | 0.06355 | 152.5 | 152.5 |  |  |  |  | -0.06355 | -9.6914 |  |  |  |  | 0 | 0
7808 | L_BASTEN1_2Y | 1 | South | YES | -0.014332 | 149.5 | 83.5 | 149.5 | 0 | 1.004 | CC | -1 | 0.06355 | 149.5 | 149.5 |  |  |  |  | -0.06355 | -9.5008 |  |  |  |  | 0 | 0
8161 | COLETO0A | 1 | South | YES | -0.014392 | 633 | 200 | 633 | 0 | 1.03 | LIGCO | -1 | 0.06361 | 0 | 633 |  |  |  |  | -0.06361 | 0 |  |  |  |  | 0 | 0
8189 | CUECPL2A | 1 | South | YES | -0.015279 | 12 | 0 | 12 | 0 | 1.02 | Cogen | -1 | 0.064497 | 0 | 0 |  |  |  |  | -0.064497 | 0 |  |  |  |  | 0 | 0
7006 | L_SIMGID1_3Y | 3 | South | YES | -0.015594 | 324.9 | 60 | 329 | 0 | 1.02 | GST | -1 | 0.064812 | 329 | 329 |  |  |  |  | -0.064812 | -21.3233 |  |  |  |  | 0 | 0
7005 | L_SIMGID1_2Y | 2 | South | YES | -0.015594 | 133 | 32 | 139 | 0 | 1.02 | GST | -1 | 0.064812 | 139 | 139 |  |  |  |  | -0.064812 | -9.0089 |  |  |  |  | 0 | 0
7004 | L_SIMGID1_1Y | 1 | South | YES | -0.015594 | 132 | 40 | 132 | 0 | 1.02 | GST | -1 | 0.064812 | 132 | 132 |  |  |  |  | -0.064812 | -8.5552 |  |  |  |  | 0 | 0
5903 | SANMIGUELGEN | 1 | South | YES | -0.015773 | 396.3 | 180 | 396.3 | 0 | 1.0336 | LIGCO | -1 | 0.064991 | 0 | 396.3 |  |  |  |  | -0.064991 | 0 |  |  |  |  | 0 | 0
7624 | L_LAKEWO9_1Y | 1 | South | YES | -0.016384 | 0 | 0 | 2.4 |  | 1 | Hydro | -1 | 0.065602 | 0 | 0 |  |  |  |  | -0.065602 | 0 |  |  |  |  | 0 | 0
7624 | L_LAKEWO9_1Y | 2 | South | YES | -0.016384 | 0 | 0 | 2.4 |  | 1 | Hydro | -1 | 0.065602 | 0 | 0 |  |  |  |  | -0.065602 | 0 |  |  |  |  | 0 | 0
9005 | DECKR_G6 | 6 | South | YES | -0.016891 | 44 | 24 | 47 | 0 | 1.015 | GGT | -1 | 0.066109 | 47 | 47 |  |  |  |  | -0.066109 | -3.1071 |  |  |  |  | 0 | 0
9003 | DECKR_G4 | 4 | South | YES | -0.016891 | 44 | 24 | 44 | 0 | 1.015 | GGT | -1 | 0.066109 | 44 | 44 |  |  |  |  | -0.066109 | -2.9088 |  |  |  |  | 0 | 0
9004 | DECKR_G5 | 5 | South | YES | -0.016891 | 44 | 24 | 44 | 0 | 1.015 | GGT | -1 | 0.066109 | 44 | 44 |  |  |  |  | -0.066109 | -2.9088 |  |  |  |  | 0 | 0
9002 | DECKR_G3 | 3 | South | YES | -0.016891 | 0 | 24 | 42 |  | 1.015 | GGT | -1 | 0.066109 | 42 | 42 |  |  |  |  | -0.066109 | -2.7766 |  |  |  |  | 0 | 0
7805 | L_GUADGE1_6Y | 6 | South | YES | -0.017079 | 203 | 30 | 203 | 0 | 1.02 | CC | -1 | 0.066297 | 203 | 203 |  |  |  |  | -0.066297 | -13.4584 |  |  |  |  | 0 | 0
7804 | L_GUADGE1_5Y | 5 | South | YES | -0.017079 | 182 | 30 | 182 | 0 | 1.02 | CC | -1 | 0.066297 | 182 | 182 |  |  |  |  | -0.066297 | -12.0661 |  |  |  |  | 0 | 0
7803 | L_GUADGE1_4Y | 4 | South | YES | -0.017079 | 149 | 30 | 149 | 0 | 1.02 | CC | -1 | 0.066297 | 149 | 149 |  |  |  |  | -0.066297 | -9.8783 |  |  |  |  | 0 | 0
7800 | L_GUADGE1_1Y | 1 | South | YES | -0.017079 | 147 | 30 | 147 | 0 | 1.02 | CC | -1 | 0.066297 | 147 | 147 |  |  |  |  | -0.066297 | -9.7457 |  |  |  |  | 0 | 0
7802 | L_GUADGE1_3Y | 3 | South | YES | -0.017079 | 146 | 30 | 146 | 0 | 1.02 | CC | -1 | 0.066297 | 146 | 146 |  |  |  |  | -0.066297 | -9.6794 |  |  |  |  | 0 | 0
7801 | L_GUADGE1_2Y | 2 | South | YES | -0.017079 | 138 | 30 | 138 | 0 | 1.02 | CC | -1 | 0.066297 | 138 | 138 |  |  |  |  | -0.066297 | -9.149 |  |  |  |  | 0 | 0
7813 | L_RIONOG1S1Y | 4 | South | YES | -0.017127 | 293 | 0 | 293 | 0 | 1.02 | CC | -1 | 0.066345 | 293 | 293 |  |  |  |  | -0.066345 | -19.4392 |  |  |  |  | 0 | 0
7812 | L_RIONOG1G3Y | 3 | South | YES | -0.017127 | 154 | 0 | 154 | 0 | 1.02 | CC | -1 | 0.066345 | 154 | 154 |  |  |  |  | -0.066345 | -10.2172 |  |  |  |  | 0 | 0
7810 | L_RIONOG1G1Y | 1 | South | YES | -0.017127 | 148 | 0 | 148 | 0 | 1.02 | CC | -1 | 0.066345 | 148 | 148 |  |  |  |  | -0.066345 | -9.8191 |  |  |  |  | 0 | 0
7811 | L_RIONOG1G2Y | 2 | South | YES | -0.017127 | 148 | 0 | 148 | 0 | 1.02 | CC | -1 | 0.066345 | 148 | 148 |  |  |  |  | -0.066345 | -9.8191 |  |  |  |  | 0 | 0
9020 | SANDHG5A | 5A | South | YES | -0.01726 | 150 | 84 | 155 | 0 | 1.0175 | CC | -1 | 0.066478 | 155 | 155 |  |  |  |  | -0.066478 | -10.3041 |  |  |  |  | 0 | 0
9021 | SANDHG5C | 5C | South | YES | -0.01726 | 140 | 0 | 148 | 0 | 1.0175 | CC | -1 | 0.066478 | 148 | 148 |  |  |  |  | -0.066478 | -9.8388 |  |  |  |  | 0 | 0
9016 | SANDH_G1 | 1 | South | YES | -0.01726 | 45 | 2 | 49 | 0 | 1.0175 | GGT | -1 | 0.066478 | 49 | 49 |  |  |  |  | -0.066478 | -3.2574 |  |  |  |  | 0 | 0
9019 | SANDH_G4 | 4 | South | YES | -0.01726 | 0 | 2 | 47 |  | 1.0175 | GGT | -1 | 0.066478 | 47 | 47 |  |  |  |  | -0.066478 | -3.1245 |  |  |  |  | 0 | 0
9017 | SANDH_G2 | 2 | South | YES | -0.01726 | 45 | 2 | 46 | 0 | 1.0175 | GGT | -1 | 0.066478 | 46 | 46 |  |  |  |  | -0.066478 | -3.058 |  |  |  |  | 0 | 0
9018 | SANDH_G3 | 3 | South | YES | -0.01726 | 45 | 2 | 46 | 0 | 1.0175 | GGT | -1 | 0.066478 | 46 | 46 |  |  |  |  | -0.066478 | -3.058 |  |  |  |  | 0 | 0
7017 | L_HAYSEN1_4Y | 4 | South | YES | -0.017277 | 226.7 | 74 | 226.7 | 0 | 1.008 | CC | -1 | 0.066495 | 226.7 | 226.7 |  |  |  |  | -0.066495 | -15.0745 |  |  |  |  | 0 | 0
7015 | L_HAYSEN1_2Y | 2 | South | YES | -0.017277 | 225 | 74 | 225 | 0 | 1.008 | CC | -1 | 0.066495 | 225 | 225 |  |  |  |  | -0.066495 | -14.9615 |  |  |  |  | 0 | 0
7016 | L_HAYSEN1_3Y | 3 | South | YES | -0.017277 | 224.6 | 74 | 224.6 | 0 | 1.008 | CC | -1 | 0.066495 | 224.6 | 224.6 |  |  |  |  | -0.066495 | -14.9349 |  |  |  |  | 0 | 0
7014 | L_HAYSEN1_1Y | 1 | South | YES | -0.017277 | 223.9 | 74 | 223.9 | 0 | 1.008 | CC | -1 | 0.066495 | 223.9 | 223.9 |  |  |  |  | -0.066495 | -14.8883 |  |  |  |  | 0 | 0
9001 | DECKR_G2 | 2 | South | YES | -0.017301 | 400 | 50 | 426 | 0 | 1.015 | GST | -1 | 0.066519 | 426 | 426 |  |  |  |  | -0.066519 | -28.3372 |  |  |  |  | 0 | 0
9000 | DECKR_G1 | 1 | South | YES | -0.017301 | 280 | 50 | 321 | 0 | 1.015 | GST | -1 | 0.066519 | 321 | 321 |  |  |  |  | -0.066519 | -21.3527 |  |  |  |  | 0 | 0
7605 | L_MCQUEE9_1Y | 1 | South | YES | -0.017411 | 0 | 0 | 2.4 |  | 1.025 | Hydro | -1 | 0.066629 | 0 | 0 |  |  |  |  | -0.066629 | 0 |  |  |  |  | 0 | 0
7605 | L_MCQUEE9_1Y | 2 | South | YES | -0.017411 | 0 | 0 | 2.4 |  | 1.025 | Hydro | -1 | 0.066629 | 0 | 0 |  |  |  |  | -0.066629 | 0 |  |  |  |  | 0 | 0
7605 | L_MCQUEE9_1Y | 3 | South | YES | -0.017411 | 0 | 0 | 2.8 |  | 1.025 | Hydro | -1 | 0.066629 | 0 | 0 |  |  |  |  | -0.066629 | 0 |  |  |  |  | 0 | 0
7609 | L_SCHUMA8_1Y | 1 | South | YES | -0.017747 | 0 | 0 | 4 |  | 1 | Hydro | -1 | 0.066965 | 0 | 0 |  |  |  |  | -0.066965 | 0 |  |  |  |  | 0 | 0
5401 | CALAVER_JKS1 | 1 | South | YES | -0.017778 | 562 | 100 | 562 | 0 | 1.026 | LIGCO | -1 | 0.066996 | 0 | 562 |  |  |  |  | -0.066996 | 0 |  |  |  |  | 0 | 0
5027 | BRAUNIG_VHB2 | 2 | South | YES | -0.017847 | 216 | 40 | 216 | 0 | 1.0192 | GST | -1 | 0.067065 | 216 | 216 |  |  |  |  | -0.067065 | -14.4861 |  |  |  |  | 0 | 0
5026 | BRAUNIG_VHB1 | 1 | South | YES | -0.017847 | 215 | 40 | 215 | 0 | 1.0192 | GST | -1 | 0.067065 | 215 | 215 |  |  |  |  | -0.067065 | -14.419 |  |  |  |  | 0 | 0
5265 | LEON_LCP4G4 | 4 | South | YES | -0.01786 | 89 | 25 | 89 | 0 | 1.0197 | GST | -1 | 0.067078 | 89 | 89 |  |  |  |  | -0.067078 | -5.97 |  |  |  |  | 0 | 0
5264 | LEON_LCP3G3 | 3 | South | YES | -0.01786 | 0 | 20 | 58 |  | 1.0197 | GST | -1 | 0.067078 | 58 | 58 |  |  |  |  | -0.067078 | -3.8905 |  |  |  |  | 0 | 0
5269 | LEON_LCPCT4 | 4 | South | YES | -0.01786 | 45 | 24 | 45 | 0 | 1.0197 | GGT | -1 | 0.067078 | 45 | 45 |  |  |  |  | -0.067078 | -3.0185 |  |  |  |  | 0 | 0
5266 | LEON_LCPCT1 | 1 | South | YES | -0.01786 | 44 | 24 | 44 | 0 | 1.0197 | GGT | -1 | 0.067078 | 44 | 44 |  |  |  |  | -0.067078 | -2.9514 |  |  |  |  | 0 | 0
5267 | LEON_LCPCT2 | 2 | South | YES | -0.01786 | 44 | 24 | 44 | 0 | 1.0197 | GGT | -1 | 0.067078 | 44 | 44 |  |  |  |  | -0.067078 | -2.9514 |  |  |  |  | 0 | 0
5268 | LEON_LCPCT3 | 3 | South | YES | -0.01786 | 43 | 24 | 43 | 0 | 1.0197 | GGT | -1 | 0.067078 | 43 | 43 |  |  |  |  | -0.067078 | -2.8844 |  |  |  |  | 0 | 0
5396 | CALAVER_OWS1 | 1 | South | YES | -0.017928 | 418 | 80 | 418 | 0 | 1.0192 | GST | -1 | 0.067146 | 418 | 418 |  |  |  |  | -0.067146 | -28.0672 |  |  |  |  | 0 | 0
5397 | CALAVER_OWS2 | 2 | South | YES | -0.017928 | 400 | 80 | 400 | 0 | 1.0192 | GST | -1 | 0.067146 | 400 | 400 |  |  |  |  | -0.067146 | -26.8585 |  |  |  |  | 0 | 0
5439 | TUTTL_WBT4G4 | 4 | South | YES | -0.017952 | 151 | 40 | 151 | 0 | 1.012 | GST | -1 | 0.06717 | 151 | 151 |  |  |  |  | -0.06717 | -10.1427 |  |  |  |  | 0 | 0
5438 | TUTTL_WBT3G3 | 3 | South | YES | -0.017952 | 95 | 25 | 95 | 0 | 1.012 | GST | -1 | 0.06717 | 95 | 95 |  |  |  |  | -0.06717 | -6.3812 |  |  |  |  | 0 | 0
5436 | TUTTL_WBT1G1 | 1 | South | YES | -0.017952 | 48.8 | 20 | 61 | 0 | 1.012 | GST | -1 | 0.06717 | 61 | 61 |  |  |  |  | -0.06717 | -4.0974 |  |  |  |  | 0 | 0
7020 | L_AUSTPL1_1Y | 1 | South | YES | -0.017962 | 0 | 0 | 8 |  | 1 | Hydro | -1 | 0.06718 | 0 | 0 |  |  |  |  | -0.06718 | 0 |  |  |  |  | 0 | 0
7020 | L_AUSTPL1_1Y | 2 | South | YES | -0.017962 | 0 | 0 | 8 |  | 1 | Hydro | -1 | 0.06718 | 0 | 0 |  |  |  |  | -0.06718 | 0 |  |  |  |  | 0 | 0
5028 | BRAUNIG_VHB3 | 3 | South | YES | -0.018044 | 407 | 60 | 407 | 0 | 1.0138 | GST | -1 | 0.067262 | 407 | 407 |  |  |  |  | -0.067262 | -27.3758 |  |  |  |  | 0 | 0
5111 | CALAVER_JTD1 | 1 | South | YES | -0.01806 | 430 | 80 | 430 | 0 | 1.0138 | LIGCO | -1 | 0.067278 | 0 | 430 |  |  |  |  | -0.067278 | 0 |  |  |  |  | 0 | 0
5112 | CALAVER_JTD2 | 2 | South | YES | -0.01806 | 430 | 80 | 430 | 0 | 1.0138 | LIGCO | -1 | 0.067278 | 0 | 430 |  |  |  |  | -0.067278 | 0 |  |  |  |  | 0 | 0
5477 | BRA_AVR1_ST | 1 | South | YES | -0.01824 | 174 | 138 | 174 | 0 | 1.025 | CC | -1 | 0.067458 | 174 | 174 |  |  |  |  | -0.067458 | -11.7378 |  |  |  |  | 0 | 0
5476 | BRA_AVR1_CT1 | 1 | South | YES | -0.01824 | 155 | 90 | 155 | 0 | 1.025 | CC | -1 | 0.067458 | 155 | 155 |  |  |  |  | -0.067458 | -10.456 |  |  |  |  | 0 | 0
5478 | BRA_AVR1_CT2 | 1 | South | YES | -0.01824 | 155 | 90 | 155 | 0 | 1.025 | CC | -1 | 0.067458 | 155 | 155 |  |  |  |  | -0.067458 | -10.456 |  |  |  |  | 0 | 0
7487 | L_CANYHY8_1Y | 1 | South | YES | -0.020178 | 0 | 0 | 6 |  | 1 | Hydro | -1 | 0.069396 | 0 | 0 |  |  |  |  | -0.069396 | 0 |  |  |  |  | 0 | 0
7031 | L_MARSFO1G1Y | 1 | South | YES | -0.024563 | 0 | 0 | 36 |  | 1 | Hydro | -1 | 0.073781 | 0 | 0 |  |  |  |  | -0.073781 | 0 |  |  |  |  | 0 | 0
7032 | L_MARSFO1G2Y | 2 | South | YES | -0.024563 | 0 | 0 | 35 |  | 1 | Hydro | -1 | 0.073781 | 0 | 0 |  |  |  |  | -0.073781 | 0 |  |  |  |  | 0 | 0
7033 | L_MARSFO1G3Y | 3 | South | YES | -0.024563 | 0 | 0 | 36 |  | 1 | Hydro | -1 | 0.073781 | 0 | 0 |  |  |  |  | -0.073781 | 0 |  |  |  |  | 0 | 0
7022 | L_BUCHAN1_1Y | 1 | South | YES | -0.037989 | 0 | 0 | 18 |  | 1 | Hydro | -1 | 0.087207 | 0 | 0 |  |  |  |  | -0.087207 | 0 |  |  |  |  | 0 | 0
7023 | L_BUCHAN1_2Y | 2 | South | YES | -0.037989 | 0 | 0 | 18 |  | 1 | Hydro | -1 | 0.087207 | 0 | 0 |  |  |  |  | -0.087207 | 0 |  |  |  |  | 0 | 0
7024 | L_BUCHAN1_3Y | 3 | South | YES | -0.037989 | 0 | 0 | 15 |  | 1 | Hydro | -1 | 0.087207 | 0 | 0 |  |  |  |  | -0.087207 | 0 |  |  |  |  | 0 | 0
7028 | L_MARBFA1_1Y | 1 | South | YES | -0.040277 | 0 | 0 | 18 |  | 1 | Hydro | -1 | 0.089495 | 0 | 0 |  |  |  |  | -0.089495 | 0 |  |  |  |  | 0 | 0
7029 | L_MARBFA1_2Y | 2 | South | YES | -0.040277 | 0 | 0 | 18 |  | 1 | Hydro | -1 | 0.089495 | 0 | 0 |  |  |  |  | -0.089495 | 0 |  |  |  |  | 0 | 0
7035 | L_WIRTZ_1G1Y | 1 | South | YES | -0.044707 | 0 | 0 | 29 |  | 1 | Hydro | -1 | 0.093925 | 0 | 0 |  |  |  |  | -0.093925 | 0 |  |  |  |  | 0 | 0
7036 | L_WIRTZ_1G2Y | 2 | South | YES | -0.044707 | 0 | 0 | 29.7 |  | 1 | Hydro | -1 | 0.093925 | 0 | 0 |  |  |  |  | -0.093925 | 0 |  |  |  |  | 0 | 0
7000 | L_FERGUS1_1Y | 1 | South | YES | -0.047873 | 400 | 65 | 423.3 | 0 | 1.015 | GSC | -1 | 0.097091 | 423.3 | 423.3 |  |  |  |  | -0.097091 | -41.0988 |  |  |  |  | 0 | 0
7026 | L_INKSDA1_1Y | 1 | South | YES | -0.059292 | 0 | 0 | 13.7 |  | 1 | Hydro | -1 | 0.10851 | 0 | 0 |  |  |  |  | -0.10851 | 0 |  |  |  |  | 0 | 0
[26 empty] | 0 | 0
[26 empty] | 0 | 0
[26 empty] | 0 | 0
[26 empty] | 0 | 0
[26 empty] | 0 | 0
[26 empty] | 0 | 0
[26 empty] | 0 | 0
[26 empty] | 0 | 0
[26 empty] | 0 | 0
[26 empty] | 0 | 0
[26 empty] | 0 | 0
[26 empty] | 0 | 0
[26 empty] | 0 | 0
[26 empty] | 0 | 0
[26 empty] | 0 | 0
[26 empty] | 0 | 0
[26 empty] | 0 | 0
[26 empty] | 0 | 0
[26 empty] | 0 | 0
[26 empty] | 0 | 0
[26 empty] | 0 | 0
[26 empty] | 0 | 0
[26 empty] | 0 | 0
[26 empty] | 0 | 0
[26 empty] | 0 | 0
[26 empty] | 0 | 0
[26 empty] | 0 | 0
[26 empty] | 0 | 0
[26 empty] | 0 | 0
[26 empty] | 0 | 0
[26 empty] | 0 | 0
[26 empty] | 0 | 0
[26 empty] | 0 | 0
[26 empty] | 0 | 0
[26 empty] | 0 | 0
[26 empty] | 0 | 0
[26 empty] | 0 | 0
[26 empty] | 0 | 0
[26 empty] | 0 | 0
[26 empty] | 0 | 0
[26 empty] | 0 | 0
[26 empty] | 0 | 0
[26 empty] | 0 | 0
[26 empty] | 0 | 0
[26 empty] | 0 | 0
[26 empty] | 0 | 0
[26 empty] | 0 | 0
[26 empty] | 0 | 0
[26 empty] | 0 | 0
[26 empty] | 0 | 0
[26 empty] | 0 | 0
[26 empty] | 0 | 0
[26 empty] | 0 | 0
[26 empty] | 0 | 0
[26 empty] | 0 | 0
[26 empty] | 0 | 0
[26 empty] | 0 | 0
[26 empty] | 0 | 0
[26 empty] | 0 | 0
[26 empty] | 0 | 0
[26 empty] | 0 | 0
[26 empty] | 0 | 0
[26 empty] | 0 | 0
[26 empty] | 0 | 0
[26 empty] | 0 | 0
[26 empty] | 0 | 0
[26 empty] | 0 | 0
[26 empty] | 0 | 0
[26 empty] | 0 | 0
[26 empty] | 0 | 0
[26 empty] | 0 | 0
[26 empty] | 0 | 0
[26 empty] | 0 | 0
[26 empty] | 0 | 0
[26 empty] | 0 | 0
[26 empty] | 0 | 0
[26 empty] | 0 | 0
[26 empty] | 0 | 0
[26 empty] | 0 | 0
[26 empty] | 0 | 0
[26 empty] | 0 | 0
[26 empty] | 0 | 0
[26 empty] | 0 | 0
[26 empty] | 0 | 0
[26 empty] | 0 | 0
[26 empty] | 0 | 0
[26 empty] | 0 | 0
[26 empty] | 0 | 0
[26 empty] | 0 | 0
[26 empty] | 0 | 0
[26 empty] | 0 | 0
[26 empty] | 0 | 0
[26 empty] | 0 | 0
[26 empty] | 0 | 0
[26 empty] | 0 | 0
[26 empty] | 0 | 0
[26 empty] | 0 | 0
[26 empty] | 0 | 0
[26 empty] | 0 | 0
[26 empty] | 0 | 0
[26 empty] | 0 | 0
[26 empty] | 0 | 0
[26 empty] | 0 | 0
[26 empty] | 0 | 0
[26 empty] | 0 | 0
[26 empty] | 0 | 0
[26 empty] | 0 | 0
[26 empty] | 0 | 0
[26 empty] | 0 | 0
[26 empty] | 0 | 0
[26 empty] | 0 | 0
[26 empty] | 0 | 0
[26 empty] | 0 | 0
[26 empty] | 0 | 0
[26 empty] | 0 | 0
[26 empty] | 0 | 0
[26 empty] | 0 | 0
[26 empty] | 0 | 0
[26 empty] | 0 | 0
[26 empty] | 0 | 0
[26 empty] | 0 | 0
[26 empty] | 0 | 0
[26 empty] | 0 | 0
[26 empty] | 0 | 0
[26 empty] | 0 | 0
[26 empty] | 0 | 0
[26 empty] | 0 | 0
[26 empty] | 0 | 0
[26 empty] | 0 | 0
[26 empty] | 0 | 0
[26 empty] | 0 | 0
[26 empty] | 0 | 0
[26 empty] | 0 | 0
[26 empty] | 0 | 0
[26 empty] | 0 | 0
[26 empty] | 0 | 0
[26 empty] | 0 | 0
[26 empty] | 0 | 0
[26 empty] | 0 | 0
[26 empty] | 0 | 0
[26 empty] | 0 | 0
[26 empty] | 0 | 0
[26 empty] | 0 | 0
[26 empty] | 0 | 0
[26 empty] | 0 | 0
[26 empty] | 0 | 0
[26 empty] | 0 | 0
[26 empty] | 0 | 0
[26 empty] | 0 | 0
[26 empty] | 0 | 0
[26 empty] | 0 | 0
[26 empty] | 0 | 0
[26 empty] | 0 | 0
[26 empty] | 0 | 0
[26 empty] | 0 | 0
[26 empty] | 0 | 0
[26 empty] | 0 | 0
[26 empty] | 0 | 0
[26 empty] | 0 | 0
[26 empty] | 0 | 0
[26 empty] | 0 | 0
[26 empty] | 0 | 0
[26 empty] | 0 | 0
[26 empty] | 0 | 0
[26 empty] | 0 | 0
[26 empty] | 0 | 0
[26 empty] | 0 | 0
[26 empty] | 0 | 0
[26 empty] | 0 | 0
[26 empty] | 0 | 0
[26 empty] | 0 | 0
[26 empty] | 0 | 0
[26 empty] | 0 | 0
[26 empty] | 0 | 0
[26 empty] | 0 | 0
[26 empty] | 0 | 0
[26 empty] | 0 | 0
[26 empty] | 0 | 0
[26 empty] | 0 | 0
[26 empty] | 0 | 0
[26 empty] | 0 | 0
[26 empty] | 0 | 0
[26 empty] | 0 | 0
[26 empty] | 0 | 0
[26 empty] | 0 | 0
[26 empty] | 0 | 0
[26 empty] | 0 | 0
[26 empty] | 0 | 0
[26 empty] | 0 | 0
[26 empty] | 0 | 0
[26 empty] | 0 | 0
[26 empty] | 0 | 0
[26 empty] | 0 | 0
[26 empty] | 0 | 0
[26 empty] | 0 | 0
[26 empty] | 0 | 0
[26 empty] | 0 | 0
[26 empty] | 0 | 0
[26 empty] | 0 | 0
[26 empty] | 0 | 0
[26 empty] | 0 | 0
[26 empty] | 0 | 0
[26 empty] | 0 | 0
[26 empty] | 0 | 0
[26 empty] | 0 | 0
[26 empty] | 0 | 0
[26 empty] | 0 | 0
[26 empty] | 0 | 0
[26 empty] | 0 | 0
[26 empty] | 0 | 0
[26 empty] | 0 | 0
[26 empty] | 0 | 0
[26 empty] | 0 | 0
[26 empty] | 0 | 0
[26 empty] | 0 | 0
[26 empty] | 0 | 0
[26 empty] | 0 | 0
[26 empty] | 0 | 0
[26 empty] | 0 | 0
[26 empty] | 0 | 0
[26 empty] | 0 | 0
[26 empty] | 0 | 0
[26 empty] | 0 | 0
[26 empty] | 0 | 0
[26 empty] | 0 | 0
[26 empty] | 0 | 0
[26 empty] | 0 | 0
[26 empty] | 0 | 0
[26 empty] | 0 | 0
[26 empty] | 0 | 0
[26 empty] | 0 | 0
[26 empty] | 0 | 0
[26 empty] | 0 | 0
[26 empty] | 0 | 0
[26 empty] | 0 | 0
[26 empty] | 0 | 0
[26 empty] | 0 | 0
[26 empty] | 0 | 0
[26 empty] | 0 | 0
[26 empty] | 0 | 0
[26 empty] | 0 | 0
[26 empty] | 0 | 0
[26 empty] | 0 | 0
[26 empty] | 0 | 0
[26 empty] | 0 | 0
[26 empty] | 0 | 0
[26 empty] | 0 | 0
[26 empty] | 0 | 0
[26 empty] | 0 | 0
[26 empty] | 0 | 0
[26 empty] | 0 | 0
[26 empty] | 0 | 0
[26 empty] | 0 | 0
[26 empty] | 0 | 0
[26 empty] | 0 | 0
[26 empty] | 0 | 0
[26 empty] | 0 | 0
[26 empty] | 0 | 0
[26 empty] | 0 | 0
[26 empty] | 0 | 0
[26 empty] | 0 | 0
[26 empty] | 0 | 0
[26 empty] | 0 | 0
[26 empty] | 0 | 0
[26 empty] | 0 | 0
[26 empty] | 0 | 0
[26 empty] | 0 | 0
[26 empty] | 0 | 0
[26 empty] | 0 | 0
[26 empty] | 0 | 0
[26 empty] | 0 | 0
[26 empty] | 0 | 0
[26 empty] | 0 | 0
[26 empty] | 0 | 0
[26 empty] | 0 | 0
[26 empty] | 0 | 0
[26 empty] | 0 | 0
[26 empty] | 0 | 0
[26 empty] | 0 | 0
[26 empty] | 0 | 0
[26 empty] | 0 | 0
[26 empty] | 0 | 0
[26 empty] | 0 | 0
[26 empty] | 0 | 0
[26 empty] | 0 | 0
[26 empty] | 0 | 0
[26 empty] | 0 | 0
[26 empty] | 0 | 0
[26 empty] | 0 | 0
[26 empty] | 0 | 0
[26 empty] | 0 | 0
[26 empty] | 0 | 0
[26 empty] | 0 | 0
[26 empty] | 0 | 0
[26 empty] | 0 | 0
[26 empty] | 0 | 0
[26 empty] | 0 | 0
[26 empty] | 0 | 0
[26 empty] | 0 | 0
[26 empty] | 0 | 0
[26 empty] | 0 | 0
[26 empty] | 0 | 0
[26 empty] | 0 | 0
[26 empty] | 0 | 0
[26 empty] | 0 | 0
[26 empty] | 0 | 0
[26 empty] | 0 | 0
[26 empty] | 0 | 0
[26 empty] | 0 | 0
[26 empty] | 0 | 0
[26 empty] | 0 | 0
[26 empty] | 0 | 0
[26 empty] | 0 | 0
[26 empty] | 0 | 0
[26 empty] | 0 | 0
[26 empty] | 0 | 0
[26 empty] | 0 | 0
[26 empty] | 0 | 0
[26 empty] | 0 | 0
[26 empty] | 0 | 0
[26 empty] | 0 | 0
[26 empty] | 0 | 0
[26 empty] | 0 | 0
[26 empty] | 0 | 0
[26 empty] | 0 | 0
[26 empty] | 0 | 0
[26 empty] | 0 | 0
[26 empty] | 0 | 0
[26 empty] | 0 | 0
[26 empty] | 0 | 0
[26 empty] | 0 | 0
[26 empty] | 0 | 0
[26 empty] | 0 | 0
[26 empty] | 0 | 0
[26 empty] | 0 | 0
[26 empty] | 0 | 0
[26 empty] | 0 | 0
[26 empty] | 0 | 0
[26 empty] | 0 | 0
[26 empty] | 0 | 0
[26 empty] | 0 | 0
[26 empty] | 0 | 0
[26 empty] | 0 | 0
[26 empty] | 0 | 0
[26 empty] | 0 | 0
[26 empty] | 0 | 0
[26 empty] | 0 | 0
[26 empty] | 0 | 0
[26 empty] | 0 | 0
[26 empty] | 0 | 0
[26 empty] | 0 | 0
[26 empty] | 0 | 0
[26 empty] | 0 | 0
[26 empty] | 0 | 0
[26 empty] | 0 | 0
[26 empty] | 0 | 0
[26 empty] | 0 | 0
[26 empty] | 0 | 0
[26 empty] | 0 | 0
[26 empty] | 0 | 0
[26 empty] | 0 | 0
[26 empty] | 0 | 0
[26 empty] | 0 | 0
[26 empty] | 0 | 0
[26 empty] | 0 | 0
[26 empty] | 0 | 0
[26 empty] | 0 | 0
[26 empty] | 0 | 0
[26 empty] | 0 | 0
[26 empty] | 0 | 0
[26 empty] | 0 | 0
[26 empty] | 0 | 0
[26 empty] | 0 | 0
[26 empty] | 0 | 0
[26 empty] | 0 | 0
[26 empty] | 0 | 0
[26 empty] | 0 | 0
[26 empty] | 0 | 0
[26 empty] | 0 | 0
[26 empty] | 0 | 0
[26 empty] | 0 | 0
[26 empty] | 0 | 0
[26 empty] | 0 | 0
[26 empty] | 0 | 0
[26 empty] | 0 | 0
[26 empty] | 0 | 0
[26 empty] | 0 | 0
[26 empty] | 0 | 0
[26 empty] | 0 | 0
[26 empty] | 0 | 0
[26 empty] | 0 | 0
[26 empty] | 0 | 0
[26 empty] | 0 | 0
[26 empty] | 0 | 0
[26 empty] | 0 | 0
[26 empty] | 0 | 0
[26 empty] | 0 | 0
[26 empty] | 0 | 0
[26 empty] | 0 | 0
[26 empty] | 0 | 0
[26 empty] | 0 | 0
[26 empty] | 0 | 0
[26 empty] | 0 | 0
[26 empty] | 0 | 0
[26 empty] | 0 | 0
[26 empty] | 0 | 0
[26 empty] | 0 | 0
[26 empty] | 0 | 0
[26 empty] | 0 | 0
[26 empty] | 0 | 0
[26 empty] | 0 | 0
[26 empty] | 0 | 0
[26 empty] | 0 | 0
[26 empty] | 0 | 0
[26 empty] | 0 | 0
[26 empty] | 0 | 0
[26 empty] | 0 | 0
[26 empty] | 0 | 0
[26 empty] | 0 | 0
[26 empty] | 0 | 0
[26 empty] | 0 | 0
[26 empty] | 0 | 0
[26 empty] | 0 | 0
[26 empty] | 0 | 0
[26 empty] | 0 | 0
[26 empty] | 0 | 0
[26 empty] | 0 | 0
[26 empty] | 0 | 0
[26 empty] | 0 | 0
[26 empty] | 0 | 0
[26 empty] | 0 | 0
[26 empty] | 0 | 0
[26 empty] | 0 | 0
[26 empty] | 0 | 0
[26 empty] | 0 | 0
[26 empty] | 0 | 0
[26 empty] | 0 | 0
[26 empty] | 0 | 0
[26 empty] | 0 | 0
[26 empty] | 0 | 0
[26 empty] | 0 | 0
[26 empty] | 0 | 0
[26 empty] | 0 | 0
[26 empty] | 0 | 0
[26 empty] | 0 | 0
[26 empty] | 0 | 0
[26 empty] | 0 | 0
[26 empty] | 0 | 0
[26 empty] | 0 | 0
[26 empty] | 0 | 0
[26 empty] | 0 | 0
[26 empty] | 0 | 0
[26 empty] | 0 | 0
[26 empty] | 0 | 0
[26 empty] | 0 | 0
[26 empty] | 0 | 0
[26 empty] | 0 | 0
[26 empty] | 0 | 0
[26 empty] | 0 | 0
[26 empty] | 0 | 0
[26 empty] | 0 | 0
[26 empty] | 0 | 0
[26 empty] | 0 | 0
[26 empty] | 0 | 0
[26 empty] | 0 | 0
[26 empty] | 0 | 0
[26 empty] | 0 | 0
[26 empty] | 0 | 0
[26 empty] | 0 | 0
[26 empty] | 0 | 0
[26 empty] | 0 | 0
[26 empty] | 0 | 0
[26 empty] | 0 | 0
[26 empty] | 0 | 0
[26 empty] | 0 | 0
[26 empty] | 0 | 0
[26 empty] | 0 | 0
[26 empty] | 0 | 0
[26 empty] | 0 | 0
[26 empty] | 0 | 0
[26 empty] | 0 | 0
[26 empty] | 0 | 0
[26 empty] | 0 | 0
[26 empty] | 0 | 0
[26 empty] | 0 | 0
[26 empty] | 0 | 0
[26 empty] | 0 | 0
[26 empty] | 0 | 0
[26 empty] | 0 | 0
[26 empty] | 0 | 0
[26 empty] | 0 | 0
[26 empty] | 0 | 0
[26 empty] | 0 | 0
[26 empty] | 0 | 0
[26 empty] | 0 | 0
[26 empty] | 0 | 0
[26 empty] | 0 | 0
[26 empty] | 0 | 0
[26 empty] | 0 | 0
[26 empty] | 0 | 0
[26 empty] | 0 | 0
[26 empty] | 0 | 0
[26 empty] | 0 | 0
[26 empty] | 0 | 0
[26 empty] | 0 | 0
[26 empty] | 0 | 0
[26 empty] | 0 | 0
[26 empty] | 0 | 0
[26 empty] | 0 | 0
[26 empty] | 0 | 0
[26 empty] | 0 | 0
[26 empty] | 0 | 0
[26 empty] | 0 | 0
[26 empty] | 0 | 0
[26 empty] | 0 | 0
[26 empty] | 0 | 0
[26 empty] | 0 | 0
[26 empty] | 0 | 0
[26 empty] | 0 | 0
[26 empty] | 0 | 0
[26 empty] | 0 | 0
[26 empty] | 0 | 0
[26 empty] | 0 | 0
[26 empty] | 0 | 0
[26 empty] | 0 | 0
[26 empty] | 0 | 0
[26 empty] | 0 | 0
[26 empty] | 0 | 0
[26 empty] | 0 | 0
[26 empty] | 0 | 0
[26 empty] | 0 | 0
[26 empty] | 0 | 0
[26 empty] | 0 | 0
[26 empty] | 0 | 0
[26 empty] | 0 | 0
[26 empty] | 0 | 0
[26 empty] | 0 | 0
[26 empty] | 0 | 0
[26 empty] | 0 | 0
[26 empty] | 0 | 0
[26 empty] | 0 | 0
[26 empty] | 0 | 0
[26 empty] | 0 | 0
[26 empty] | 0 | 0
[26 empty] | 0 | 0
[26 empty] | 0 | 0
[26 empty] | 0 | 0
[26 empty] | 0 | 0
[26 empty] | 0 | 0
[26 empty] | 0 | 0
[26 empty] | 0 | 0
[26 empty] | 0 | 0
[26 empty] | 0 | 0
[26 empty] | 0 | 0
[26 empty] | 0 | 0
[26 empty] | 0 | 0
[26 empty] | 0 | 0
[26 empty] | 0 | 0
[26 empty] | 0 | 0
[26 empty] | 0 | 0
[26 empty] | 0 | 0
[26 empty] | 0 | 0
[26 empty] | 0 | 0
[26 empty] | 0 | 0
[26 empty] | 0 | 0
[26 empty] | 0 | 0
[26 empty] | 0 | 0
[26 empty] | 0 | 0
[26 empty] | 0 | 0
[26 empty] | 0 | 0
[26 empty] | 0 | 0
[26 empty] | 0 | 0
[26 empty] | 0 | 0
[26 empty] | 0 | 0
[26 empty] | 0 | 0
[26 empty] | 0 | 0
[26 empty] | 0 | 0
[26 empty] | 0 | 0
[26 empty] | 0 | 0
[26 empty] | 0 | 0
[26 empty] | 0 | 0
[26 empty] | 0 | 0
[26 empty] | 0 | 0
[26 empty] | 0 | 0
[26 empty] | 0 | 0
[26 empty] | 0 | 0
[26 empty] | 0 | 0
[26 empty] | 0 | 0
[26 empty] | 0 | 0
[26 empty] | 0 | 0
[26 empty] | 0 | 0
[26 empty] | 0 | 0
[26 empty] | 0 | 0
[26 empty] | 0 | 0
[26 empty] | 0 | 0
[26 empty] | 0 | 0
[26 empty] | 0 | 0
[26 empty] | 0 | 0
[26 empty] | 0 | 0
[26 empty] | 0 | 0
[26 empty] | 0 | 0
[26 empty] | 0 | 0
[26 empty] | 0 | 0
[26 empty] | 0 | 0
[26 empty] | 0 | 0
[26 empty] | 0 | 0
[26 empty] | 0 | 0
[26 empty] | 0 | 0
[26 empty] | 0 | 0
[26 empty] | 0 | 0
[26 empty] | 0 | 0
[26 empty] | 0 | 0
[26 empty] | 0 | 0
[26 empty] | 0 | 0
[26 empty] | 0 | 0
[26 empty] | 0 | 0
[26 empty] | 0 | 0
[26 empty] | 0 | 0
[26 empty] | 0 | 0
[26 empty] | 0 | 0
[26 empty] | 0 | 0
[26 empty] | 0 | 0
[26 empty] | 0 | 0
[26 empty] | 0 | 0
[26 empty] | 0 | 0
[26 empty] | 0 | 0
[26 empty] | 0 | 0
[26 empty] | 0 | 0
[26 empty] | 0 | 0
[26 empty] | 0 | 0
[26 empty] | 0 | 0
[26 empty] | 0 | 0
[26 empty] | 0 | 0
[26 empty] | 0 | 0
[26 empty] | 0 | 0
[26 empty] | 0 | 0
[26 empty] | 0 | 0
[26 empty] | 0 | 0
[26 empty] | 0 | 0
[26 empty] | 0 | 0
[26 empty] | 0 | 0
[26 empty] | 0 | 0
[26 empty] | 0 | 0
[26 empty] | 0 | 0
[26 empty] | 0 | 0
[26 empty] | 0 | 0
[26 empty] | 0 | 0
[26 empty] | 0 | 0
[26 empty] | 0 | 0
[26 empty] | 0 | 0
[26 empty] | 0 | 0
[26 empty] | 0 | 0
[26 empty] | 0 | 0
[26 empty] | 0 | 0
[26 empty] | 0 | 0
[26 empty] | 0 | 0
[26 empty] | 0 | 0
[26 empty] | 0 | 0
[26 empty] | 0 | 0
[26 empty] | 0 | 0
[26 empty] | 0 | 0
[26 empty] | 0 | 0
[26 empty] | 0 | 0
[26 empty] | 0 | 0
[26 empty] | 0 | 0
[26 empty] | 0 | 0
[26 empty] | 0 | 0
[26 empty] | 0 | 0
[26 empty] | 0 | 0
[26 empty] | 0 | 0
[26 empty] | 0 | 0
[26 empty] | 0 | 0
[26 empty] | 0 | 0
[26 empty] | 0 | 0
[26 empty] | 0 | 0
[26 empty] | 0 | 0
[26 empty] | 0 | 0
[26 empty] | 0 | 0
[26 empty] | 0 | 0
[26 empty] | 0 | 0
[26 empty] | 0 | 0
[26 empty] | 0 | 0
[26 empty] | 0 | 0
[26 empty] | 0 | 0
[26 empty] | 0 | 0
[26 empty] | 0 | 0
[26 empty] | 0 | 0
[26 empty] | 0 | 0
[26 empty] | 0 | 0
[26 empty] | 0 | 0
[26 empty] | 0 | 0
[26 empty] | 0 | 0
[26 empty] | 0 | 0
[26 empty] | 0 | 0
[26 empty] | 0 | 0
[26 empty] | 0 | 0
[26 empty] | 0 | 0
[26 empty] | 0 | 0
[26 empty] | 0 | 0
[26 empty] | 0 | 0
[26 empty] | 0 | 0
[26 empty] | 0 | 0
[26 empty] | 0 | 0
[26 empty] | 0 | 0
[26 empty] | 0 | 0
[26 empty] | 0 | 0
[26 empty] | 0 | 0
[26 empty] | 0 | 0
[26 empty] | 0 | 0
[26 empty] | 0 | 0
[26 empty] | 0 | 0
[26 empty] | 0 | 0
[26 empty] | 0 | 0
[26 empty] | 0 | 0
[26 empty] | 0 | 0
[26 empty] | 0 | 0
[26 empty] | 0 | 0
[26 empty] | 0 | 0
[26 empty] | 0 | 0
[26 empty] | 0 | 0
[26 empty] | 0 | 0
[26 empty] | 0 | 0
[26 empty] | 0 | 0
[26 empty] | 0 | 0
[26 empty] | 0 | 0
[26 empty] | 0 | 0
[26 empty] | 0 | 0
[26 empty] | 0 | 0
[26 empty] | 0 | 0
[26 empty] | 0 | 0
[26 empty] | 0 | 0
[26 empty] | 0 | 0
[26 empty] | 0 | 0
[26 empty] | 0 | 0
[26 empty] | 0 | 0
[26 empty] | 0 | 0
[26 empty] | 0 | 0
[26 empty] | 0 | 0
[26 empty] | 0 | 0
[26 empty] | 0 | 0
[26 empty] | 0 | 0
[26 empty] | 0 | 0
[26 empty] | 0 | 0
[26 empty] | 0 | 0
[26 empty] | 0 | 0
[26 empty] | 0 | 0
[26 empty] | 0 | 0
[26 empty] | 0 | 0
[26 empty] | 0 | 0
[26 empty] | 0 | 0
[26 empty] | 0 | 0
[26 empty] | 0 | 0
[26 empty] | 0 | 0
[26 empty] | 0 | 0
[26 empty] | 0 | 0
[26 empty] | 0 | 0
[26 empty] | 0 | 0
[26 empty] | 0 | 0
[26 empty] | 0 | 0
[26 empty] | 0 | 0
[26 empty] | 0 | 0
[26 empty] | 0 | 0
[26 empty] | 0 | 0
[26 empty] | 0 | 0
[26 empty] | 0 | 0
[26 empty] | 0 | 0
[26 empty] | 0 | 0
[26 empty] | 0 | 0
[26 empty] | 0 | 0
[26 empty] | 0 | 0
[26 empty] | 0 | 0
[26 empty] | 0 | 0
[26 empty] | 0 | 0
[26 empty] | 0 | 0
[26 empty] | 0 | 0
[26 empty] | 0 | 0
[26 empty] | 0 | 0
[26 empty] | 0 | 0
[26 empty] | 0 | 0
[26 empty] | 0 | 0
[26 empty] | 0 | 0
[26 empty] | 0 | 0
[26 empty] | 0 | 0
[26 empty] | 0 | 0
[26 empty] | 0 | 0
[26 empty] | 0 | 0
[26 empty] | 0 | 0
[26 empty] | 0 | 0
[26 empty] | 0 | 0
[26 empty] | 0 | 0
[26 empty] | 0 | 0
[26 empty] | 0 | 0
[26 empty] | 0 | 0
[26 empty] | 0 | 0
[26 empty] | 0 | 0
[26 empty] | 0 | 0
[26 empty] | 0 | 0
[26 empty] | 0 | 0
[26 empty] | 0 | 0
[26 empty] | 0 | 0
[26 empty] | 0 | 0
[26 empty] | 0 | 0
[26 empty] | 0 | 0
[26 empty] | 0 | 0
[26 empty] | 0 | 0
[26 empty] | 0 | 0
[26 empty] | 0 | 0
[26 empty] | 0 | 0
[26 empty] | 0 | 0
[26 empty] | 0 | 0
[26 empty] | 0 | 0
[26 empty] | 0 | 0
[26 empty] | 0 | 0
[26 empty] | 0 | 0
[26 empty] | 0 | 0
[26 empty] | 0 | 0
[26 empty] | 0 | 0
[26 empty] | 0 | 0
[26 empty] | 0 | 0
[26 empty] | 0 | 0
[26 empty] | 0 | 0
[26 empty] | 0 | 0
[26 empty] | 0 | 0
[26 empty] | 0 | 0
[26 empty] | 0 | 0
[26 empty] | 0 | 0
[26 empty] | 0 | 0
[26 empty] | 0 | 0
[26 empty] | 0 | 0
[26 empty] | 0 | 0
[26 empty] | 0 | 0
[26 empty] | 0 | 0
[26 empty] | 0 | 0
[26 empty] | 0 | 0
[26 empty] | 0 | 0
[26 empty] | 0 | 0
[26 empty] | 0 | 0
[26 empty] | 0 | 0
[26 empty] | 0 | 0
[26 empty] | 0 | 0
[26 empty] | 0 | 0
[26 empty] | 0 | 0
[26 empty] | 0 | 0
[26 empty] | 0 | 0
[26 empty] | 0 | 0
[26 empty] | 0 | 0
[26 empty] | 0 | 0
[26 empty] | 0 | 0
[26 empty] | 0 | 0
[26 empty] | 0 | 0
[26 empty] | 0 | 0
[26 empty] | 0 | 0
[26 empty] | 0 | 0
[26 empty] | 0 | 0
[26 empty] | 0 | 0
[26 empty] | 0 | 0
[26 empty] | 0 | 0
[26 empty] | 0 | 0
[26 empty] | 0 | 0
[26 empty] | 0 | 0
[26 empty] | 0 | 0
[26 empty] | 0 | 0
[26 empty] | 0 | 0
[26 empty] | 0 | 0
[26 empty] | 0 | 0
[26 empty] | 0 | 0
[26 empty] | 0 | 0
[26 empty] | 0 | 0
[26 empty] | 0 | 0
[26 empty] | 0 | 0
[26 empty] | 0 | 0
[26 empty] | 0 | 0
[26 empty] | 0 | 0
[26 empty] | 0 | 0
[26 empty] | 0 | 0
[26 empty] | 0 | 0
[26 empty] | 0 | 0
[26 empty] | 0 | 0
[26 empty] | 0 | 0
[26 empty] | 0 | 0
[26 empty] | 0 | 0
[26 empty] | 0 | 0
[26 empty] | 0 | 0
[26 empty] | 0 | 0
[26 empty] | 0 | 0
[26 empty] | 0 | 0
[26 empty] | 0 | 0
[26 empty] | 0 | 0
[26 empty] | 0 | 0
[26 empty] | 0 | 0
[26 empty] | 0 | 0
[26 empty] | 0 | 0
[26 empty] | 0 | 0
[26 empty] | 0 | 0
[26 empty] | 0 | 0
[26 empty] | 0 | 0
[26 empty] | 0 | 0
[26 empty] | 0 | 0
[26 empty] | 0 | 0
[26 empty] | 0 | 0
[26 empty] | 0 | 0
[26 empty] | 0 | 0
[26 empty] | 0 | 0
[26 empty] | 0 | 0
[26 empty] | 0 | 0
[26 empty] | 0 | 0
[26 empty] | 0 | 0
[26 empty] | 0 | 0
[26 empty] | 0 | 0
[26 empty] | 0 | 0
[26 empty] | 0 | 0
[26 empty] | 0 | 0
[26 empty] | 0 | 0
[26 empty] | 0 | 0
[26 empty] | 0 | 0
[26 empty] | 0 | 0
[26 empty] | 0 | 0
[26 empty] | 0 | 0
[26 empty] | 0 | 0
[26 empty] | 0 | 0
[26 empty] | 0 | 0
[26 empty] | 0 | 0
[26 empty] | 0 | 0
[26 empty] | 0 | 0
[26 empty] | 0 | 0
[26 empty] | 0 | 0
[26 empty] | 0 | 0
[26 empty] | 0 | 0
[26 empty] | 0 | 0
[26 empty] | 0 | 0
[26 empty] | 0 | 0
[26 empty] | 0 | 0
[26 empty] | 0 | 0
[26 empty] | 0 | 0
[26 empty] | 0 | 0
[26 empty] | 0 | 0
[26 empty] | 0 | 0
[26 empty] | 0 | 0
[26 empty] | 0 | 0
[26 empty] | 0 | 0
[26 empty] | 0 | 0
[26 empty] | 0 | 0
[26 empty] | 0 | 0
[26 empty] | 0 | 0
[26 empty] | 0 | 0
[26 empty] | 0 | 0
[26 empty] | 0 | 0
[26 empty] | 0 | 0
[26 empty] | 0 | 0
[26 empty] | 0 | 0
[26 empty] | 0 | 0
[26 empty] | 0 | 0
[26 empty] | 0 | 0
[26 empty] | 0 | 0
[26 empty] | 0 | 0
[26 empty] | 0 | 0
[26 empty] | 0 | 0
[26 empty] | 0 | 0
[26 empty] | 0 | 0
[26 empty] | 0 | 0
[26 empty] | 0 | 0
[26 empty] | 0 | 0
[26 empty] | 0 | 0
[26 empty] | 0 | 0
[26 empty] | 0 | 0
[26 empty] | 0 | 0
[26 empty] | 0 | 0
[26 empty] | 0 | 0
[26 empty] | 0 | 0
[26 empty] | 0 | 0
[26 empty] | 0 | 0
[26 empty] | 0 | 0
[26 empty] | 0 | 0
[26 empty] | 0 | 0
[26 empty] | 0 | 0
[26 empty] | 0 | 0
[26 empty] | 0 | 0
[26 empty] | 0 | 0
[26 empty] | 0 | 0
[26 empty] | 0 | 0
[26 empty] | 0 | 0
[26 empty] | 0 | 0
[26 empty] | 0 | 0
[26 empty] | 0 | 0
[26 empty] | 0 | 0
[26 empty] | 0 | 0
[26 empty] | 0 | 0
[26 empty] | 0 | 0
[26 empty] | 0 | 0
[26 empty] | 0 | 0
[26 empty] | 0 | 0
[26 empty] | 0 | 0
[26 empty] | 0 | 0
[26 empty] | 0 | 0
[26 empty] | 0 | 0
[26 empty] | 0 | 0
[26 empty] | 0 | 0
[26 empty] | 0 | 0
[26 empty] | 0 | 0
[26 empty] | 0 | 0
[26 empty] | 0 | 0
[26 empty] | 0 | 0
[26 empty] | 0 | 0
[26 empty] | 0 | 0
[26 empty] | 0 | 0
[26 empty] | 0 | 0
[26 empty] | 0 | 0
[26 empty] | 0 | 0
[26 empty] | 0 | 0
[26 empty] | 0 | 0
[26 empty] | 0 | 0
[26 empty] | 0 | 0
[26 empty] | 0 | 0
[26 empty] | 0 | 0
[26 empty] | 0 | 0
[26 empty] | 0 | 0
[26 empty] | 0 | 0
[26 empty] | 0 | 0
[26 empty] | 0 | 0
[26 empty] | 0 | 0
[26 empty] | 0 | 0
[26 empty] | 0 | 0
[26 empty] | 0 | 0
[26 empty] | 0 | 0
[26 empty] | 0 | 0
[26 empty] | 0 | 0
[26 empty] | 0 | 0
[26 empty] | 0 | 0
[26 empty] | 0 | 0
[26 empty] | 0 | 0
[26 empty] | 0 | 0
[26 empty] | 0 | 0
[26 empty] | 0 | 0
[26 empty] | 0 | 0
[26 empty] | 0 | 0
[26 empty] | 0 | 0
[26 empty] | 0 | 0
[26 empty] | 0 | 0
[26 empty] | 0 | 0
[26 empty] | 0 | 0
[26 empty] | 0 | 0
[26 empty] | 0 | 0
[26 empty] | 0 | 0
[26 empty] | 0 | 0
[26 empty] | 0 | 0
[26 empty] | 0 | 0
[26 empty] | 0 | 0
[26 empty] | 0 | 0
[26 empty] | 0 | 0
[26 empty] | 0 | 0
[26 empty] | 0 | 0
[26 empty] | 0 | 0
[26 empty] | 0 | 0
[26 empty] | 0 | 0
[26 empty] | 0 | 0
[26 empty] | 0 | 0
[26 empty] | 0 | 0
[26 empty] | 0 | 0
[26 empty] | 0 | 0
[26 empty] | 0 | 0
[26 empty] | 0 | 0
[26 empty] | 0 | 0
[26 empty] | 0 | 0
[26 empty] | 0 | 0
[26 empty] | 0 | 0
[26 empty] | 0 | 0
[26 empty] | 0 | 0
[26 empty] | 0 | 0
[26 empty] | 0 | 0
[26 empty] | 0 | 0
[26 empty] | 0 | 0
[26 empty] | 0 | 0
[26 empty] | 0 | 0
[26 empty] | 0 | 0
[26 empty] | 0 | 0
[26 empty] | 0 | 0
[26 empty] | 0 | 0
[26 empty] | 0 | 0
[26 empty] | 0 | 0
[26 empty] | 0 | 0
[26 empty] | 0 | 0
[26 empty] | 0 | 0
[26 empty] | 0 | 0
[26 empty] | 0 | 0
[26 empty] | 0 | 0
[26 empty] | 0 | 0
[26 empty] | 0 | 0
[26 empty] | 0 | 0
[26 empty] | 0 | 0
[26 empty] | 0 | 0
[26 empty] | 0 | 0
[26 empty] | 0 | 0
[26 empty] | 0 | 0
[26 empty] | 0 | 0
[26 empty] | 0 | 0
[26 empty] | 0 | 0
[26 empty] | 0 | 0
[26 empty] | 0 | 0
[26 empty] | 0 | 0
[26 empty] | 0 | 0
[26 empty] | 0 | 0
[26 empty] | 0 | 0
[26 empty] | 0 | 0
[26 empty] | 0 | 0
[26 empty] | 0 | 0
[26 empty] | 0 | 0
[26 empty] | 0 | 0
[26 empty] | 0 | 0
[26 empty] | 0 | 0
[26 empty] | 0 | 0
[26 empty] | 0 | 0
[26 empty] | 0 | 0
[26 empty] | 0 | 0
[26 empty] | 0 | 0
[26 empty] | 0 | 0
[26 empty] | 0 | 0
[26 empty] | 0 | 0
[26 empty] | 0 | 0
[26 empty] | 0 | 0
[26 empty] | 0 | 0
[26 empty] | 0 | 0
[26 empty] | 0 | 0
[26 empty] | 0 | 0
[26 empty] | 0 | 0
[26 empty] | 0 | 0
[26 empty] | 0 | 0
[26 empty] | 0 | 0
[26 empty] | 0 | 0
[26 empty] | 0 | 0
[26 empty] | 0 | 0
[26 empty] | 0 | 0
[26 empty] | 0 | 0
[26 empty] | 0 | 0
[26 empty] | 0 | 0
[26 empty] | 0 | 0
[26 empty] | 0 | 0
[26 empty] | 0 | 0
[26 empty] | 0 | 0
[26 empty] | 0 | 0
[26 empty] | 0 | 0
[26 empty] | 0 | 0
[26 empty] | 0 | 0
[26 empty] | 0 | 0
[26 empty] | 0 | 0
[26 empty] | 0 | 0
[26 empty] | 0 | 0
[26 empty] | 0 | 0
[26 empty] | 0 | 0
[26 empty] | 0 | 0
[26 empty] | 0 | 0
[26 empty] | 0 | 0
[26 empty] | 0 | 0
[26 empty] | 0 | 0
[26 empty] | 0 | 0
[26 empty] | 0 | 0
[26 empty] | 0 | 0
[26 empty] | 0 | 0
[26 empty] | 0 | 0
[26 empty] | 0 | 0
[26 empty] | 0 | 0
[26 empty] | 0 | 0
[26 empty] | 0 | 0
[26 empty] | 0 | 0
[26 empty] | 0 | 0
[26 empty] | 0 | 0
[26 empty] | 0 | 0
[26 empty] | 0 | 0
[26 empty] | 0 | 0
[26 empty] | 0 | 0
[26 empty] | 0 | 0
[26 empty] | 0 | 0
[26 empty] | 0 | 0
[26 empty] | 0 | 0
[26 empty] | 0 | 0
[26 empty] | 0 | 0
[26 empty] | 0 | 0
[26 empty] | 0 | 0
[26 empty] | 0 | 0
[26 empty] | 0 | 0
[26 empty] | 0 | 0
[26 empty] | 0 | 0
[26 empty] | 0 | 0
[26 empty] | 0 | 0
[26 empty] | 0 | 0
[26 empty] | 0 | 0
[26 empty] | 0 | 0
[26 empty] | 0 | 0
[26 empty] | 0 | 0
[26 empty] | 0 | 0
[26 empty] | 0 | 0
[26 empty] | 0 | 0
[26 empty] | 0 | 0
[26 empty] | 0 | 0
[26 empty] | 0 | 0
[26 empty] | 0 | 0
[26 empty] | 0 | 0
[26 empty] | 0 | 0
[26 empty] | 0 | 0
[26 empty] | 0 | 0
[26 empty] | 0 | 0
[26 empty] | 0 | 0
[26 empty] | 0 | 0
[26 empty] | 0 | 0
[26 empty] | 0 | 0
[26 empty] | 0 | 0
[26 empty] | 0 | 0
[26 empty] | 0 | 0
[26 empty] | 0 | 0
[26 empty] | 0 | 0
[26 empty] | 0 | 0
[26 empty] | 0 | 0
[26 empty] | 0 | 0
[26 empty] | 0 | 0
[26 empty] | 0 | 0
[26 empty] | 0 | 0
[26 empty] | 0 | 0
[26 empty] | 0 | 0
[26 empty] | 0 | 0
[26 empty] | 0 | 0
[26 empty] | 0 | 0
[26 empty] | 0 | 0
[26 empty] | 0 | 0
[26 empty] | 0 | 0
[26 empty] | 0 | 0
[26 empty] | 0 | 0
[26 empty] | 0 | 0
[26 empty] | 0 | 0
[26 empty] | 0 | 0
[26 empty] | 0 | 0
[26 empty] | 0 | 0
[26 empty] | 0 | 0
[26 empty] | 0 | 0
[26 empty] | 0 | 0
[26 empty] | 0 | 0
[26 empty] | 0 | 0
[26 empty] | 0 | 0
[26 empty] | 0 | 0
[26 empty] | 0 | 0
[26 empty] | 0 | 0
[26 empty] | 0 | 0
[26 empty] | 0 | 0
[26 empty] | 0 | 0
[26 empty] | 0 | 0
[26 empty] | 0 | 0
[26 empty] | 0 | 0
[26 empty] | 0 | 0
[26 empty] | 0 | 0
[26 empty] | 0 | 0
[26 empty] | 0 | 0
[26 empty] | 0 | 0
[26 empty] | 0 | 0
[26 empty] | 0 | 0
[26 empty] | 0 | 0
[26 empty] | 0 | 0
[26 empty] | 0 | 0
[26 empty] | 0 | 0
[26 empty] | 0 | 0
[26 empty] | 0 | 0
[26 empty] | 0 | 0
[26 empty] | 0 | 0
[26 empty] | 0 | 0
[26 empty] | 0 | 0
[26 empty] | 0 | 0
[26 empty] | 0 | 0
[26 empty] | 0 | 0
[26 empty] | 0 | 0
[26 empty] | 0 | 0
[26 empty] | 0 | 0
[26 empty] | 0 | 0
[26 empty] | 0 | 0
[26 empty] | 0 | 0
[26 empty] | 0 | 0
[26 empty] | 0 | 0
[26 empty] | 0 | 0
[26 empty] | 0 | 0
[26 empty] | 0 | 0
[26 empty] | 0 | 0
[26 empty] | 0 | 0
[26 empty] | 0 | 0
[26 empty] | 0 | 0
[26 empty] | 0 | 0
[26 empty] | 0 | 0
[26 empty] | 0 | 0
[26 empty] | 0 | 0
[26 empty] | 0 | 0
[26 empty] | 0 | 0
[26 empty] | 0 | 0
[26 empty] | 0 | 0
[26 empty] | 0 | 0

## Zones
Houston | -1
North | -1
South | -1
West | 1
SET UP AREA, copy & paste values to cell B1
Source | West |  | N to H | N to W | N to S | W to N | S to N | W to S
Sink | North | Houston | -1 | 1 | -1 | -1 | 1 | -1
|  | North | 1 | 1 | 1 | -1 | -1 | -1
|  | South | -1 | 1 | -1 | -1 | 1 | -1
|  | West | 1 | -1 | 1 | 1 | -1 | 1
|  | Source | North | North | North | West | South | West
|  | Sink | Houston | West | South | North | North | South

## Tech
Number of Bus | Name of Bus | Tech Type
238 | BOSQUESW505 | CC
239 | BOSQUESW502 | GGT
244 | WHITNYDM01 | Hydro
245 | WHITNYDM02 | Hydro
247 | BOSQUESW501 | GGT
251 | BOSQUESW803 | CC
253 | BOSQUESW804 | CC
332 | RWMILLER01 | GST
333 | RWMILLER02 | GST
334 | RWMILLER03 | GST
335 | RWMILLER04 | GST
336 | RWMILLER05 | GST
344 | MRSSHPRD | Hydro
345 | MRSSHPRD01 | Hydro
366 | JNSNCNTY802 | Cogen
367 | JNSNCNTY802 | Cogen
503 | NTHTEXAS01 | GST
504 | NTHTEXAS02 | GST
505 | NTHTEXAS03 | GST
580 | JCKCNTY801 | CC
581 | JCKCNTY802 | CC
582 | JCKCNTY803 | CC
728 | WOLFRIDGE801 | Wind
837 | NEWMAN_G5 | GST
842 | OLINGER_G1 | GST
843 | OLINGER_G2 | GST
844 | OLINGER_G3 | GST
845 | OLINGER_G4 | GGT
923 | SPENCER_G4 | GST
924 | SPENCER_G5 | GST
948 | STEAM1 | GST
949 | STEAM2 | GST
950 | STEAM3 | GST
990 | GIBN_CREK_G1 | LIGCO
1002 | PBCTAGE_1G | GGT
1003 | PBCTBGE_2G | GGT
1004 | PBCTCGE_3G | GGT
1005 | PBCTDGE_4G | GGT
1006 | PBCTEGE_5G | GGT
1007 | PB5GEN_6G | GST
1008 | PB6GEN_7G | GST
1037 | MORGAN5G_5G | GST
1039 | MRGNAG_1G | GGT
1040 | MRGNBG_2G | GGT
1041 | MRGNCG_3G | GGT
1042 | MRGNDG_4G | GGT
1043 | MRGNEG_5G | GGT
1044 | MRGNFG_6G | GGT
1045 | CALENG1G_1G | Cogen
1046 | CALENG2G_2G | Cogen
1047 | CALENG3G_3G | Cogen
1058 | LONGSHORE_5 | Wind
1058 | LONGSHORE_5 | Wind
1061 | CIELOGEN_1G | Wind
1062 | CIELOGEN_2G | Wind
1068 | SCURRYCW_1G | Wind
1069 | KINDERMG_1G | Cogen
1070 | KINDERMG_2G | Cogen
1071 | KINDERMG_3G | Cogen
1073 | SCURRYCW_2G | Wind
1320 | BSP 1 | Cogen
1326 | STANTONW_8 | Wind
1327 | WILDHRSE_1G | Wind
1328 | OCOTILLO_1G | Wind
1333 | MCDDONAL_8 | Wind
1343 | TRENTIPP_8 | Wind
1349 | WESTXWIN_1G | Wind
1350 | NWPWRG1_1G | Wind
1354 | AEPWIND_8 | Wind
1360 | GUNSIGHT_8 | Wind
1416 | SWETWATR_1G | CC
1417 | SWETWATR_2G | CC
1418 | SWETWATR_3G | CC
1419 | SWETWATR_4G | CC
1432 | GRHAMSES_2G | GST
1433 | GRHAMSES_1G | GST
1437 | MESQUITW_1G | Wind
1438 | MESQUITW_2G | Wind
1442 | COKFIELD_5 | Wind
1453 | WCPWRCO_1G | CC
1454 | WCPWRCO_2G | CC
1455 | WCPWRCO_3G | CC
1479 | WFCOGEN_1G | Cogen
1479 | WFCOGEN_1G | Cogen
1482 | WFCOGEN_2G | Cogen
1482 | WFCOGEN_2G | Cogen
1600 | BARTNWND_1G | Wind
1643 | SLSTR1PP_1G | Wind
1675 | PEC_1G | Cogen
1676 | PEC_2G | Cogen
1677 | PEC_3G | Cogen
1678 | LAMARPWR_1G | CC
1679 | LAMARPWR_2G | CC
1680 | LAMARPWR_3G | CC
1681 | LAMARPWR_4G | CC
1682 | LAMARPWR_5G | CC
1683 | LAMARPWR_6G | CC
1687 | VALLEY_1G | GST
1688 | VALLEY_2G | GSC
1689 | VALLEY_3G | GST
1701 | MOSES_1G | LIGCO
1702 | MOSES_2G | LIGCO
1703 | MOSES_3G | LIGCO
1861 | EAGLEMNT_1G | GST
1862 | EAGLEMNT_2G | GST
1863 | EAGLEMNT_3G | GST
1877 | WLFHOLW_1G | CC
1878 | WLFHOLW_2G | CC
1879 | WLFHOLW_3G | CC
1889 | DECRDOVA_1G | GSC
1892 | DECRDOVA_2G | GGT
1893 | DECRDOVA_3G | GGT
1894 | DECRDOVA_4G | GGT
1895 | DECRDOVA_5G | GGT
1898 | COMCHEPK_1G | Nuc
1899 | COMCHEPK_2G | Nuc
1937 | MDLTHELP_5G | CC
1938 | MDLTHELP_6G | CC
1941 | MDLTHELP_1G | CC
1942 | MDLTHELP_2G | CC
1943 | MDLTHELP_3G | CC
1944 | MDLTHELP_4G | CC
1947 | HANDLEY_3G | GST
1948 | HANDLEY_4G | GST
1949 | HANDLEY_5G | GST
2371 | COLLIN_1G | GST
2381 | NTHLK1_G | GST
2382 | NTHLK2_G | GST
2383 | NTHLK3_G | GST
2413 | MTCK6_G | GST
2414 | MTCK7_G | GST
2417 | MTCK8_G | GSC
2451 | LKHB1_G | GST
2452 | LKHB2_G | GST
3097 | MARTLAKE_1G | LIGCO
3098 | MARTLAKE_2G | LIGCO
3099 | MARTLAKE_3G | LIGCO
3107 | STRYKER_1G | GST
3108 | STRYKER_2G | GST
3126 | TRINIDAD_6G | GST
3309 | ASPN_G | Bio
3348 | CHAMPION_1G | Cogen
3381 | BBRN_1G | LIGCO
3382 | BBRN_2G | LIGCO
3403 | THOUSE_1G | GSC
3404 | THOUSE_2G | GSC
3416 | LAKE_CRK1_G | GST
3417 | LAKE_CRK2_G | GST
3432 | SANDOW_4G | LIGCO
5026 | BRAUNIG_VHB1 | GST
5027 | BRAUNIG_VHB2 | GST
5028 | BRAUNIG_VHB3 | GST
5111 | CALAVER_JTD1 | LIGCO
5112 | CALAVER_JTD2 | LIGCO
5264 | LEON_LCP3G3 | GST
5265 | LEON_LCP4G4 | GST
5266 | LEON_LCPCT1 | GGT
5267 | LEON_LCPCT2 | GGT
5268 | LEON_LCPCT3 | GGT
5269 | LEON_LCPCT4 | GGT
5396 | CALAVER_OWS1 | GST
5397 | CALAVER_OWS2 | GST
5401 | CALAVER_JKS1 | LIGCO
5436 | TUTTL_WBT1G1 | GST
5438 | TUTTL_WBT3G3 | GST
5439 | TUTTL_WBT4G4 | GST
5476 | BRA_AVR1_CT1 | CC
5477 | BRA_AVR1_ST | CC
5478 | BRA_AVR1_CT2 | CC
5503 | RAYBURNGEN3 | GST
5505 | RAYBURNGEN1 | GGT
5506 | RAYBURNGEN2 | GGT
5508 | RAYBURNCC9 | CC
5509 | RAYBURNCC10 | CC
5511 | RAYBURNCC7 | CC
5512 | RAYBURNCC8 | CC
5728 | FALCONHYDRO2 | Hydro
5729 | FALCONHYDRO3 | Hydro
5890 | PEARSALLGEN1 | GST
5891 | PEARSALLGEN2 | GST
5892 | PEARSALLGEN3 | GST
5903 | SANMIGUELGEN | LIGCO
5911 | STP_GN1___1 | Nuc
5912 | STP_GN2___2 | Nuc
5920 | WELSHDC1 | DCTie
5925 | DCEAST | DCTie
5932 | SI_RAY9 | CC
5933 | SI_RAY6 | GST
5934 | SI_RAY5 | GST
5935 | SI_RAY10 | CC
6016 | SWMESA | Wind
6096 | NORTHDC7 | DCTie
6100 | OKLA7A | DCTie
6144 | MCADOO1A | Wind
6407 | TURKTRAK1A | Wind
6637 | SNYDERW1A | Wind
6752 | OKLA0A | LIGCO
6948 | DENISNDM | Hydro
6948 | DENISNDM | Hydro
7000 | L_FERGUS1_1Y | GSC
7004 | L_SIMGID1_1Y | GST
7005 | L_SIMGID1_2Y | GST
7006 | L_SIMGID1_3Y | GST
7007 | L_LOSTPI1_1Y | CC
7008 | L_LOSTPI1_2Y | CC
7009 | L_LOSTPI1_3Y | CC
7010 | L_FPPYD11_1Y | LIGCO
7011 | L_FPPYD11_2Y | LIGCO
7012 | L_FPPYD21_3Y | LIGCO
7014 | L_HAYSEN1_1Y | CC
7015 | L_HAYSEN1_2Y | CC
7016 | L_HAYSEN1_3Y | CC
7017 | L_HAYSEN1_4Y | CC
7020 | L_AUSTPL1_1Y | Hydro
7020 | L_AUSTPL1_1Y | Hydro
7022 | L_BUCHAN1_1Y | Hydro
7023 | L_BUCHAN1_2Y | Hydro
7024 | L_BUCHAN1_3Y | Hydro
7026 | L_INKSDA1_1Y | Hydro
7028 | L_MARBFA1_1Y | Hydro
7029 | L_MARBFA1_2Y | Hydro
7031 | L_MARSFO1G1Y | Hydro
7032 | L_MARSFO1G2Y | Hydro
7033 | L_MARSFO1G3Y | Hydro
7035 | L_WIRTZ_1G1Y | Hydro
7036 | L_WIRTZ_1G2Y | Hydro
7038 | L_DELAWA1_1Y | Wind
7038 | L_DELAWA1_1Y | Wind
7303 | L_WPPGS12_1Y | GGT
7303 | L_WPPGS12_1Y | GGT
7305 | L_WPPGS34_1Y | GGT
7305 | L_WPPGS34_1Y | GGT
7487 | L_CANYHY8_1Y | Hydro
7605 | L_MCQUEE9_1Y | Hydro
7605 | L_MCQUEE9_1Y | Hydro
7605 | L_MCQUEE9_1Y | Hydro
7609 | L_SCHUMA8_1Y | Hydro
7624 | L_LAKEWO9_1Y | Hydro
7624 | L_LAKEWO9_1Y | Hydro
7800 | L_GUADGE1_1Y | CC
7801 | L_GUADGE1_2Y | CC
7802 | L_GUADGE1_3Y | CC
7803 | L_GUADGE1_4Y | CC
7804 | L_GUADGE1_5Y | CC
7805 | L_GUADGE1_6Y | CC
7807 | L_BASTEN1_1Y | CC
7808 | L_BASTEN1_2Y | CC
7809 | L_BASTEN1_3Y | CC
7810 | L_RIONOG1G1Y | CC
7811 | L_RIONOG1G2Y | CC
7812 | L_RIONOG1G3Y | CC
7813 | L_RIONOG1S1Y | CC
8032 | AMISTADHYD1 | Hydro
8033 | AMISTADHYD2 | Hydro
8048 | FALCONHYDRO1 | Hydro
8066 | DUP1V#1 | Cogen
8134 | FOR #1 | Cogen
8138 | FOR #2 | Cogen
8139 | JOS #1 | GST
8147 | UCAR #2 | Cogen
8148 | UCAR #1 | Cogen
8153 | FOR #3 | Cogen
8154 | FOR #4 | Cogen
8155 | FOR #5 | Cogen
8156 | FOR #6 | Cogen
8157 | FOR #7 | Cogen
8161 | COLETO0A | LIGCO
8173 | VICEC51A | CC
8174 | VICEC61A | CC
8189 | CUECPL2A | Cogen
8262 | ELPS | Hydro
8285 | LAR #1 | GST
8287 | LAR #2 | GST
8288 | LAR #3 | GST
8388 | BATES0A | GST
8393 | BATES0B | GST
8437 | NUECES_B0C | GST
8438 | NUECES_B0B | GST
8442 | NBEC7 | GST
8442 | NBEC7 | GST
8456 | COSW#1 | Cogen
8457 | COSW#2 | Cogen
8459 | B_DAVIS0B | GSC
8460 | B_DAVIS0A | GSC
8461 | KOCH_UP0A | Cogen
8506 | VAL #1 | Cogen
8507 | VAL #2 | Cogen
8511 | OXY_CC0A | Cogen
8517 | CELANEBI0A | Cogen
8560 | CNOPGT1 | Cogen
8561 | CNOPGT2 | Cogen
8562 | CNOPST1 | Cogen
8926 | LGE_GT10A | Cogen
8927 | LGE_GT20A | Cogen
8928 | LGE_STG0A | Cogen
8930 | ICPGN10A | Cogen
8931 | ICPGN20A | Cogen
8932 | ICPGN30A | Cogen
8933 | FGNTS001 | CC
8934 | FGNTS101 | CC
8935 | FGNTS201 | CC
8936 | MVGN#1 | CC
8937 | MVGN#2 | CC
8938 | MVGN#3 | CC
8981 | HECN1 | CC
8982 | HECN2 | CC
8983 | HECN3 | CC
9000 | DECKR_G1 | GST
9001 | DECKR_G2 | GST
9002 | DECKR_G3 | GGT
9003 | DECKR_G4 | GGT
9004 | DECKR_G5 | GGT
9005 | DECKR_G6 | GGT
9016 | SANDH_G1 | GGT
9017 | SANDH_G2 | GGT
9018 | SANDH_G3 | GGT
9019 | SANDH_G4 | GGT
9020 | SANDHG5A | CC
9021 | SANDHG5C | CC
11001 | NAV1CT | CC
11009 | NAV2CT | CC
11011 | NAV3ST | CC
11012 | NAV4CT | CC
11013 | NAV5CT | CC
11014 | NAV6ST | CC
11020 | TIEHVSG_1G | CC
11021 | TIEHVCG_1G | CC
11022 | TIEHVCG_2G | CC
11023 | TIEHVCG_3G | CC
11024 | TIEHVCG_4G | CC
11025 | TIEHVSG_2G | CC
11056 | ROSCOE_1G | Wind
11057 | CHAMPION_1G | Wind
11058 | PYRON_1G | Wind
11059 | INADALE_1G | Wind
11065 | ELBOWCK_1G | Wind
11147 | NOTREES_1G | Wind
11309 | BULLCREK_2G | Wind
11310 | BULLCREK_1G | Wind
11320 | COYOTE_1G | Wind
11691 | KMICHICT1_G | CC
11692 | KMICHICT2_G | CC
11693 | KMICHIST3_G | CC
11694 | KMICHICT4_G | CC
11695 | KMICHICT5_G | CC
11696 | KMICHIST6_G | CC
12322 | ENNSTRAC_1G | CC
12323 | ENNSTRAC_2G | CC
12411 | FPLEFR1A_G | CC
12412 | FPLEFR1B_G | CC
12413 | FPLEFR1C_G | CC
12414 | FPLEFR1S_G | CC
12421 | FPLEFR2A_G | CC
12422 | FPLEFR2B_G | CC
12423 | FPLEFR2C_G | CC
12424 | FPLEFR2S_G | CC
12440 | PARKD_1SVC8 | GST
12449 | PARKD_2SVC8 | GST
13116 | TGATEWAY_1G | CC
13117 | TGATEWAY_2G | CC
13118 | TGATEWAY_3G | CC
13119 | TGATEWAY_4G | CC
13131 | CALFREST_1G | CC
13132 | CALFREST_2G | CC
13133 | CALFREST_3G | CC
13134 | CALFREST_4G | CC
13135 | CALFREST_5G | CC
13136 | CALFREST_6G | CC
13432 | SANDOW_5G | LIGCO
32798 | BRYN_TAMUGEN | GST
32883 | BRYN_DNSBY3 | GST
32884 | BRYN_DNSBY13 | GST
32886 | BRYN_ATKINS3 | GST
32887 | BRYN_ATKINS6 | GST
32888 | BRYN_ATKINS7 | GGT
32890 | BRYN_ATKINS4 | GST
32891 | BRYN_ATKINS5 | GST
32892 | BRYN_DNSBY14 | GST
36998 | RDCNYNG1 | Wind
38332 | TNWDWRDU2_8 | Wind
38437 | TNSRBNMESA9 | Wind
38580 | TNBP_CGN1_8 | Cogen
38590 | TNBP_CGN2_8 | Cogen
38600 | TNBP_CGN3_8 | Cogen
38611 | TNBPAMCG1_8 | Cogen
38612 | TNBPAMCG2_8 | Cogen
38613 | TNBPAMCG3_8 | Cogen
38614 | TNBPAMCG4_8 | Cogen
38615 | TNBPAMCG5_8 | Cogen
38690 | TNBP_CGN4_8 | Cogen
38711 | TNTXCTY1CG8 | Cogen
38712 | TNTXCTY2CG8 | Cogen
38713 | TNTXCTY3CG8 | Cogen
38714 | TNTXCTY4CG8 | Cogen
39190 | TNSLCGN1__8 | Cogen
39470 | TNDOWCGNSG8 | Cogen
39480 | TNDOWCGNGG8 | Cogen
39760 | TNSCLP1___8 | Cogen
39770 | TNSCLP2___8 | Cogen
39775 | TNSCLP4___8 | Cogen
39790 | TNSCLP3___8 | Cogen
39960 | TNTNPONE_18 | LIGCO
39970 | TNTNPONE_28 | LIGCO
48500 | APD_GT1_8005 | Cogen
48510 | AK_GT1__8040 | Cogen
48511 | LPE_GT1_8070 | GGT
48512 | LPE_GT2_8075 | GGT
48513 | LPE_GT3_8080 | GGT
48514 | LPE_GT4_8085 | GGT
48520 | BSF_GT1_8070 | Cogen
48520 | BSF_GT1_8070 | Cogen
48521 | BVE_GT1_GT1 | CC
48522 | BVE_GT2_5035 | CC
48523 | BVE_ST1_GN1 | CC
48531 | BYU_GT1_8075 | Cogen
48532 | BYU_GT2_8055 | Cogen
48533 | BYU_GT3_8060 | Cogen
48534 | BYU_GT4_8065 | Cogen
48551 | CAL_GT1_8045 | Cogen
48552 | CAL_ST1_8000 | Cogen
48561 | CTL_GT2_8130 | Cogen
48562 | CTL_GT3_8135 | Cogen
48563 | CTL_GT4_8140 | Cogen
48564 | CTL_GN1_8145 | Cogen
48565 | CTL_GN2_8155 | Cogen
48581 | CBY_GN1_1 | GSC
48582 | CBY_GN2_2 | GSC
48583 | CBY_GT4_1 | GSC
48584 | CBY_GT4_2 | CC
48585 | CBY_ST4_1 | CC
48591 | CHE_GT2_5030 | Cogen
48593 | CHE_GT1_8015 | Cogen
48594 | CHE_GN4_8025 | Cogen
48595 | BTE_GT2_8075 | CC
48596 | BTE_GT3_8045 | CC
48597 | BTE_GT4_8055 | CC
48598 | BTE_ST1_8070 | CC
48611 | DIB_GT1_8080 | Cogen
48612 | DIB_GT2_8075 | Cogen
48613 | DIB_ST1_8085 | Cogen
48614 | DIB_GT3_8090 | Cogen
48641 | DPEC_GT15040 | CC
48642 | DPEC_GT25025 | CC
48643 | DPEC_GT35010 | CC
48644 | DPEC_GT45070 | CC
48645 | DPEC_ST55065 | CC
48651 | EP_1_2 | Cogen
48651 | EP_1_2 | Cogen
48671 | FTR_GT1_5105 | CC
48672 | FTR_GT2_5110 | CC
48673 | FTR_GT3_5085 | CC
48674 | FTR_CN4_5095 | CC
48690 | GBY_GN5_5 | GSC
48691 | GBY_73741085 | GGT
48691 | GBY_73741085 | GGT
48692 | GBY_81821075 | GGT
48692 | GBY_81821075 | GGT
48693 | GBY_83841065 | GGT
48693 | GBY_83841065 | GGT
48721 | LEG_1___1 | LIGCO
48722 | LEG_2___2 | LIGCO
48730 | MNS_GT | Cogen
48731 | CBE_GT1 | CC
48732 | CBE_GT2 | CC
48733 | CBE_ST12 | CC
48734 | CBE_GT3 | CC
48735 | CBE_GT4 | CC
48736 | CBE_ST34 | CC
48740 | PSG_GN2_8050 | Cogen
48741 | PSG_GT2_8040 | Cogen
48742 | PSG_GT3_8060 | Cogen
48761 | PR_GT1__9040 | Cogen
48772 | PHR_GN2_2 | GSC
48791 | PSA_GT1_8160 | Cogen
48792 | PSA_GT2_8155 | Cogen
48793 | PSA_GT3_8150 | Cogen
48794 | PSA_GT4_8145 | Cogen
48795 | PSA_GT5_8140 | Cogen
48796 | PSA_GN1_8165 | Cogen
48797 | PSA_GT6_8135 | Cogen
48811 | CVC_GT3_5045 | Cogen
48812 | CVC_GT2_5020 | Cogen
48813 | CVC_GT1_5035 | Cogen
48814 | CVC_ST5_5040 | Cogen
48815 | CVC_GT4_8005 | Cogen
48820 | SHELLG1_3015 | Cogen
48821 | SHELLG2 | Cogen
48822 | SHELLG3_3020 | Cogen
48822 | SHELLG3_3020 | Cogen
48841 | SJS_GT1_GT1 | Cogen
48842 | SJS_GT2_GT2 | Cogen
48845 | SOL_GT1 | Solar
48851 | SRB_GN1_1 | GST
48852 | SRB_GN2_2 | GST
48853 | SRB_GN3_3 | GST
48854 | SRB_GN4_4 | GST
48855 | SRB_GT211035 | GGT
48855 | SRB_GT211035 | GGT
48873 | THW_ST3_ST_3 | CC
48874 | THW_ST4_ST_4 | CC
48875 | THW_3132 | CC
48875 | THW_3132 | CC
48877 | THW_3334 | CC
48877 | THW_3334 | CC
48879 | THW_4142 | CC
48879 | THW_4142 | CC
48881 | THW_4344 | CC
48881 | THW_4344 | CC
48883 | THW_GT1_GT_1 | GGT
48885 | THW_5152 | GGT
48885 | THW_5152 | GGT
48886 | THW_5354 | GGT
48886 | THW_5354 | GGT
48887 | THW_5556 | GGT
48887 | THW_5556 | GGT
48911 | TGF_GT1_8000 | Cogen
48921 | WAP_GN1_1 | GST
48922 | WAP_GN2_2 | GST
48923 | WAP_GN3_3 | GST
48924 | WAP_GN4_4 | GSC
48925 | WAP_GN5_5 | LIGCO
48926 | WAP_GN6_6 | LIGCO
48927 | WAP_GN7_7 | LIGCO
48928 | WAP_GN8_8 | LIGCO
48929 | WAPGT21_GT1 | GGT
48940 | WARVUE_GT1 | Cogen
49803 | EXN_15GT | Cogen
49804 | EXN_16GT | Cogen
49805 | EXN_17GT | Cogen
49826 | EXN938GT | Cogen
49828 | EXN941GT | Cogen
49829 | EXN942GT | Cogen
49830 | EXN943GT | Cogen
49831 | EXN944GT | Cogen
49832 | EXN945GT | Cogen
49837 | EXN_GT | Cogen
49838 | EXN_14GT | Cogen
49851 | DOW17000 | Cogen
49858 | DOW38100 | Cogen
49859 | DOW38200 | Cogen
49860 | DOW38300 | Cogen
49862 | DOW39100 | Cogen
49863 | DOW39200 | Cogen
49865 | DOW41000 | Cogen
49866 | DOW42000 | Cogen
49869 | DOW49000 | Cogen
49870 | DOW61000 | Cogen
49871 | DOW62000 | Cogen
49872 | DOW63000 | Cogen
49873 | DOW64000 | Cogen
49876 | DOW65000 | Cogen
49877 | DOW66000 | Cogen
49878 | DOW67000 | Cogen
49882 | DOW81000 | Cogen
49884 | DOW82000 | Cogen
49885 | DOW83000 | Cogen
49886 | DOW84000 | Cogen
58909 | PEARSALLSCG1 | Diesel
58909 | PEARSALLSCG1 | Diesel
58909 | PEARSALLSCG1 | Diesel
58909 | PEARSALLSCG1 | Diesel
58909 | PEARSALLSCG1 | Diesel
58909 | PEARSALLSCG1 | Diesel
58919 | PEARSALLSCG2 | Diesel
58919 | PEARSALLSCG2 | Diesel
58919 | PEARSALLSCG2 | Diesel
58919 | PEARSALLSCG2 | Diesel
58919 | PEARSALLSCG2 | Diesel
58919 | PEARSALLSCG2 | Diesel
58929 | PEARSALLSCG3 | Diesel
58929 | PEARSALLSCG3 | Diesel
58929 | PEARSALLSCG3 | Diesel
58929 | PEARSALLSCG3 | Diesel
58929 | PEARSALLSCG3 | Diesel
58929 | PEARSALLSCG3 | Diesel
58949 | PEARSALLSCG4 | Diesel
58949 | PEARSALLSCG4 | Diesel
58949 | PEARSALLSCG4 | Diesel
58949 | PEARSALLSCG4 | Diesel
58949 | PEARSALLSCG4 | Diesel
58949 | PEARSALLSCG4 | Diesel
60000 | DSKY2 | Wind
60003 | KING_NE1A | Wind
60005 | KING_SE1A | Wind
60007 | KING_SW1A | Wind
60016 | WOODWRD11A | Wind
60017 | ORNNWP1 | Wind
60018 | DSKY1 | Wind
60019 | KING_NW1A | Wind
60057 | CALLAHAN1A | Wind
60058 | BUFF_GAP1A | Wind
60060 | CIRELLO | Wind
60063 | BUFF_GAP1B | Wind
60066 | H_HOLLOW1A | Wind
60068 | HHOLLOW21A | Wind
60070 | HHOLLOW31A | Wind
60072 | HHOLLOW41A | Wind
60081 | WHRLWIND1A | Wind
60201 | RIO DRCS | AVR
60202 | FRNDDRCS | AVR
71051 | L_BITTCR1_1N | Wind
71054 | L_SWEETW1_1N | Wind
71057 | L_SWEETW1_2N | Wind
71059 | L_SWEETW1_3N | Wind
71060 | L_SWEETW1_4N | Wind
71061 | L_SWEETW1_5N | Wind
76031 | L_GASCCR1_1N | Wind
76091 | L_DIVIDE1_1N | Wind
76095 | L_CAPRSI1_1N | Wind
76096 | L_CAPRSI1_2N | Wind
76097 | L_CAPRGE1_1N | Wind
80003 | MILHWYS | AVR
80012 | LAR | DCTie
80051 | FOR #8 | Cogen
80052 | FOR #9 | Cogen
80053 | FOR #10 | Cogen
80080 | GWINDT11A | Wind
80080 | GWINDT11A | Wind
80080 | GWINDT11A | Wind
80080 | GWINDT11A | Wind
80081 | GWINDT21A | Wind
80081 | GWINDT21A | Wind
80081 | GWINDT21A | Wind
80081 | GWINDT21A | Wind
80137 | CSDR89 | DCTie
80137 | CSDR89 | DCTie
80138 | CSDR7 | DCTie
80139 | CSDR56 | DCTie
80139 | CSDR56 | DCTie
80140 | CSDR11 | DCTie
80180 | PNSCALT11A | Wind
80180 | PNSCALT11A | Wind
80181 | PNSCALT21A | Wind
80181 | PNSCALT21A | Wind
80223 | REYSHR G | Cogen
80224 | VISTRONG1 | Cogen
80225 | VISTRONG2 | Cogen
80226 | ALCOA G | Cogen
80227 | AIRCO G | Cogen
80263 | B_DAVIS31A | CC
80264 | B_DAVIS41A | CC
80265 | LARECU40A | GGT
80266 | LARECU50A | GGT
86104 | CID-138 | DCTie
86105 | CID-230 | DCTie
86106 | CUF-230 | DCTie
86107 | CUF-138 | DCTie
88198 | BEEVILLE | AVR
88253 | HAMILTON | BLT
88299 | ZAPATA | BLT
88508 | FALFURRI | AVR