## Set up
Step 1 | Go to the Zones worksheet in this workbook. Make sure that the source and sink zones are set correctly and the "1"s and "-1"s are correct |  | Summary of Key Data points | Value
File Description:
Step 2 | Open Dennis' file that needs to have the data transferred, same file that is listed in cell K27 |  | Number of units | 0
|  |  | Dec PTDF cutoff point | 0
Step 3 | Copy columns J:X from an old Dennis' Sheet to the new sheet (if first round of a new alaysis) |  | Dec PTDF cutoff unit | Name of Bus
|  |  | Dec 10% unit | Name of Bus
Step 4 | Mark the contingencies and monitored element set by a "y" in column K of Dennis' sheet, if there are a match on the filename use something to make unique |  | Dec max cumltv zone impact - cumltv zone share | 0
|  |  | Dec max cumltv zone impact - cumltv zone share pt | 0
Step 5 | Enter Dennis' file name into cell K27 |  | Dec max cumltv zone impact - cumltv zone share unit | 0
|  |  | West Zonal weighted AWGSF | 0.26143
Step 6 | click the step one button |  | North Zonal weighted AWGSF | -0.02073
|  |  | Inc PTDF cutoff point | 0
Step 7 | Enter the line ratings in Dennis' workbook, the Input worksheet, in the cells |  | Inc PTDF cutoff unit | Name of Bus
| X6:X30, or to the end of the selected list. |  | Inc 10% unit | Name of Bus
|  |  | Inc max cumltv zone impact - cumltv zone share | 0
Step 8 | Check to see that the number of generators in Dennis' file matches the length |  | Inc max cumltv zone impact - cumltv zone share pt | 0
| of the formulas in columns L:V (Distributed Slack - Dec) have been copied through to the apporpriate number of rows |  | Inc max cumltv zone impact - cumltv zone share unit | 0
| If Dennis' sheet data is less than this file then clear any old unit data in columns A:K of this workbook to match the correct leng |  | West Zonal weighted AWGSF | 0.26143
| It is only necessary to match the Distributed Slack - Dec worksheet. |  | North Zonal weighted AWGSF | -0.02073
|  |  | Min of zone correlation | 0.081202
Step 9 | Click the step 2 button |  | Bounary gen in North Zone | 0
| The last file saved will still be open, yopu will need to close this file. |  | Bounary gen in soucre zone as % of line | 0%
| This sheet willno longer be open. |  | Bounary gen in West Zone | 0
|  |  | Bounary gen in soucre zone as % of line | 0
|  |  | OL element line rating | 1072
|  |  | West Zonal weighted AWGSF | 0.26205
|  | WN_043009automation.xls | North Zonal weighted AWGSF | -0.021395
Copy Dennis' data step 1
Copy Dennis' Data Step 2

## Distributed Slack - Dec
Number of Bus | Name of Bus | ID | Area Name of Gen | AGC | P Sensitivity of Bus | Gen MW | Min MW | Max MW | V Sensitivity of Bus | Set Volt | Tech Type | Zone Impact | Zone Correlation | Inc Max | Dec Max | Souce S.F. Weighting | Souce Capacity | Sink S.F. Weighting | Sink Capacity | PTDF Calc | PTDF Weighting | Cumulative Concentrated Capacity | Cumulative Concentrated Impact
1049 | ROSCOEWI_5 | 1 | West | YES | 0.38728 | 41.8 | 0 | 209 |  | 1.01 | #N/A | 1 | 0.40801 | 209 | 209 | 80.9424 | 209 |  |  | 0.40801 | 85.275 | 209 | 85.275
1057 | ROSCOEWI_5 | 2 | West | YES | 0.38728 | 25.3 | 0 | 126.5 |  | 1.01 | #N/A | 1 | 0.40801 | 126.5 | 126.5 | 48.9914 | 126.5 |  |  | 0.40801 | 51.6138 | 335.5 | 136.8888
1060 | ROSCOEWI_5 | 3 | West | YES | 0.38728 | 39.4 | 0 | 197 | 0 | 1.01 | #N/A | 1 | 0.40801 | 197 | 197 | 76.2949 | 197 |  |  | 0.40801 | 80.3788 | 532.5 | 217.2676
1072 | ROSCOEWI_5 | 4 | West | YES | 0.38728 | 63.6 | 0 | 318 | 0 | 1.01 | #N/A | 1 | 0.40801 | 318 | 318 | 123.1563 | 318 |  |  | 0.40801 | 129.7486 | 850.5 | 347.0162 | Weighted Shift Factors
1416 | SWETWATR_1G | 1 | West | YES | 0.30685 | 30 | 18 | 30 | 0 | 1.026 | CC | 1 | 0.32758 | 30 | 30 | 9.2056 | 30 |  |  | 0.32758 | 9.8275 | 880.5 | 356.8437 | West | 0.26143
1417 | SWETWATR_2G | 2 | West | YES | 0.30685 | 72 | 36 | 72 | 0 | 1.026 | CC | 1 | 0.32758 | 72 | 72 | 22.0934 | 72 |  |  | 0.32758 | 23.586 | 952.5 | 380.4297 | North | -0.02073
1418 | SWETWATR_3G | 3 | West | YES | 0.30685 | 68 | 36 | 68 | 0 | 1.026 | CC | 1 | 0.32758 | 68 | 68 | 20.866 | 68 |  |  | 0.32758 | 22.2757 | 1020.5 | 402.7054 |  | 0.28216
1419 | SWETWATR_4G | 4 | West | YES | 0.30685 | 61 | 36 | 61 | 0 | 1.026 | CC | 1 | 0.32758 | 61 | 61 | 18.718 | 61 |  |  | 0.32758 | 19.9826 | 1081.5 | 422.688
1058 | LONGSHORE_5 | 1 | West | YES | 0.30522 | 30 | 0 | 150 |  | 1.01 | Wind | 1 | 0.32595 | 0 | 150 | 45.7822 | 150 |  |  | 0.32595 | 48.8918 | 1231.5 | 471.5798 | Line Cap | 1072
1058 | LONGSHORE_5 | 2 | West | YES | 0.30522 | 44 | 0 | 220 |  | 1.01 | Wind | 1 | 0.32595 | 0 | 220 | 67.1473 | 220 |  |  | 0.32595 | 71.708 | 1451.5 | 543.2878 | Conc Gen | 2286.3
1058 | LONGSHORE_5 | 3 | West | YES | 0.30522 | 23.4 | 0 | 117 |  | 1.01 | Wind | 1 | 0.32595 | 0 | 117 | 35.7102 | 117 |  |  | 0.32595 | 38.1356 | 1568.5 | 581.4234 | Weighted Imp. | 811.0057
1045 | CALENG1G_1G | 1 | West | YES | 0.30383 | 73.4 | 27 | 73.4 | 0 | 1.014 | Cogen | 1 | 0.32456 | 0 | 0 | 0 | 0 |  |  | 0.32456 | 0 | 1568.5 | 581.4234 | PTDF | 0.35472
1046 | CALENG2G_2G | 2 | West | YES | 0.30383 | 73.4 | 27 | 73.4 | 0 | 1.014 | Cogen | 1 | 0.32456 | 0 | 0 | 0 | 0 |  |  | 0.32456 | 0 | 1568.5 | 581.4234
1047 | CALENG3G_3G | 3 | West | YES | 0.30383 | 70.4 | 27 | 70.4 | 0 | 1.014 | Cogen | 1 | 0.32456 | 0 | 0 | 0 | 0 |  |  | 0.32456 | 0 | 1568.5 | 581.4234 | Concentration | 1.2572
11001 | NAV1CT | 1 | West | YES | 0.29913 | 70.4 | 18 | 70.4 | 0 | 1.029 | CC | 1 | 0.31986 | 70.4 | 70.4 | 21.059 | 70.4 |  |  | 0.31986 | 22.5184 | 1638.9 | 603.9417
11009 | NAV2CT | 1 | West | YES | 0.29913 | 71.4 | 18 | 71.4 | 0 | 1.029 | CC | 1 | 0.31986 | 71.4 | 71.4 | 21.3581 | 71.4 |  |  | 0.31986 | 22.8382 | 1710.3 | 626.78 |  | Pass
11011 | NAV3ST | 1 | West | YES | 0.29913 | 92.8 | 40 | 92.8 | 0 | 1.029 | CC | 1 | 0.31986 | 92.8 | 92.8 | 27.7595 | 92.8 |  |  | 0.31986 | 29.6833 | 1803.1 | 656.4633
11012 | NAV4CT | 1 | West | YES | 0.29913 | 80 | 18 | 80 | 0 | 1.029 | CC | 1 | 0.31986 | 80 | 80 | 23.9306 | 80 |  |  | 0.31986 | 25.5891 | 1883.1 | 682.0524
11013 | NAV5CT | 1 | West | YES | 0.29913 | 80 | 18 | 80 | 0 | 1.029 | CC | 1 | 0.31986 | 80 | 80 | 23.9306 | 80 |  |  | 0.31986 | 25.5891 | 1963.1 | 707.6414
11014 | NAV6ST | 1 | West | YES | 0.29913 | 115 | 40 | 115 | 0 | 1.029 | CC | 1 | 0.31986 | 115 | 115 | 34.4003 | 115 |  |  | 0.31986 | 36.7843 | 2078.1 | 744.4257
11020 | TIEHVSG_1G | 1 | West | YES | 0.29906 | 208.2 | 63 | 208.2 | 0 | 1.012 | CC | 1 | 0.31979 | 208.2 | 208.2 | 62.2639 | 208.2 |  |  | 0.31979 | 66.5799 | 2286.3 | 811.0057
11021 | TIEHVCG_1G | 1 | West | YES | 0.29906 | 142.1 | 103 | 142.1 | 0 | 1.012 | CC | 1 | 0.31979 | 142.1 | 142.1 | 42.4961 | 142.1 |  |  | 0.31979 | 45.4419
11022 | TIEHVCG_2G | 1 | West | YES | 0.29906 | 132.4 | 103 | 132.4 | 0 | 1.012 | CC | 1 | 0.31979 | 132.4 | 132.4 | 39.5953 | 132.4 |  |  | 0.31979 | 42.34
11023 | TIEHVCG_3G | 1 | West | YES | 0.29906 | 137.4 | 103 | 137.4 | 0 | 1.012 | CC | 1 | 0.31979 | 137.4 | 137.4 | 41.0906 | 137.4 |  |  | 0.31979 | 43.9389
11024 | TIEHVCG_4G | 1 | West | YES | 0.29906 | 147 | 103 | 147 | 0 | 1.012 | CC | 1 | 0.31979 | 147 | 147 | 43.9615 | 147 |  |  | 0.31979 | 47.0089
11025 | TIEHVSG_2G | 1 | West | YES | 0.29906 | 213.2 | 63 | 213.2 | 0 | 1.012 | CC | 1 | 0.31979 | 213.2 | 213.2 | 63.7592 | 213.2 |  |  | 0.31979 | 68.1789
1002 | PBCTAGE_1G | A | West | YES | 0.2931 | 64 | 64 | 66 | 0 | 1.036 | GGT | 1 | 0.31383 | 66 | 66 | 19.3445 | 66 |  |  | 0.31383 | 20.7127
1003 | PBCTBGE_2G | B | West | YES | 0.2931 | 65 | 65 | 66 | 0 | 1.036 | GGT | 1 | 0.31383 | 66 | 66 | 19.3445 | 66 |  |  | 0.31383 | 20.7127
1004 | PBCTCGE_3G | C | West | YES | 0.2931 | 62 | 62 | 67 | 0 | 1.036 | GGT | 1 | 0.31383 | 67 | 67 | 19.6376 | 67 |  |  | 0.31383 | 21.0266
1005 | PBCTDGE_4G | D | West | YES | 0.2931 | 65 | 65 | 68 | 0 | 1.036 | GGT | 1 | 0.31383 | 68 | 68 | 19.9307 | 68 |  |  | 0.31383 | 21.3404
1006 | PBCTEGE_5G | E | West | YES | 0.2931 | 65 | 65 | 67 | 0 | 1.036 | GGT | 1 | 0.31383 | 67 | 67 | 19.6376 | 67 |  |  | 0.31383 | 21.0266
1007 | PB5GEN_6G | 5 | West | YES | 0.2931 | 91.2 | 40 | 114 | 0 | 1.036 | GST | 1 | 0.31383 | 114 | 114 | 33.4133 | 114 |  |  | 0.31383 | 35.7765
1008 | PB6GEN_7G | 6 | West | YES | 0.2931 | 515 | 130 | 515 | 0 | 1.036 | GST | 1 | 0.31383 | 515 | 515 | 150.946 | 515 |  |  | 0.31383 | 161.6221
7038 | L_DELAWA1_1Y | 1 | West | YES | 0.29297 | 3.5 | 0 | 35 | 0 | 1 | Wind | 1 | 0.3137 | 0 | 35 | 10.2539 | 35 |  |  | 0.3137 | 10.9795
7038 | L_DELAWA1_1Y | 2 | West | YES | 0.29297 | 3 | 0 | 30 | 0 | 1 | Wind | 1 | 0.3137 | 0 | 30 | 8.7891 | 30 |  |  | 0.3137 | 9.411
1146 | NOTREES_1G | 1 | West | YES | 0.2926 | 29.8 | 0 | 149 | 0 | 1.017 | #N/A | 1 | 0.31333 | 149 | 149 | 43.5973 | 149 |  |  | 0.31333 | 46.6861
1037 | MORGAN5G_5G | 5 | West | YES | 0.29131 | 109.6 | 40 | 137 | 0 | 1.029 | GST | 1 | 0.31204 | 137 | 137 | 39.9091 | 137 |  |  | 0.31204 | 42.7491
1039 | MRGNAG_1G | A | West | YES | 0.29131 | 69 | 69 | 69 | 0 | 1.029 | GGT | 1 | 0.31204 | 69 | 69 | 20.1002 | 69 |  |  | 0.31204 | 21.5306
1040 | MRGNBG_2G | B | West | YES | 0.29131 | 70 | 70 | 71 | 0 | 1.029 | GGT | 1 | 0.31204 | 71 | 71 | 20.6828 | 71 |  |  | 0.31204 | 22.1547
1041 | MRGNCG_3G | C | West | YES | 0.29131 | 69 | 69 | 70 | 0 | 1.029 | GGT | 1 | 0.31204 | 70 | 70 | 20.3915 | 70 |  |  | 0.31204 | 21.8426
1042 | MRGNDG_4G | D | West | YES | 0.29131 | 68 | 68 | 68 | 0 | 1.029 | GGT | 1 | 0.31204 | 68 | 68 | 19.8089 | 68 |  |  | 0.31204 | 21.2185
1043 | MRGNEG_5G | E | West | YES | 0.29131 | 68 | 68 | 70 | 0 | 1.029 | GGT | 1 | 0.31204 | 70 | 70 | 20.3915 | 70 |  |  | 0.31204 | 21.8426
1044 | MRGNFG_6G | F | West | YES | 0.29131 | 66 | 66 | 66 | 0 | 1.029 | GGT | 1 | 0.31204 | 66 | 66 | 19.2263 | 66 |  |  | 0.31204 | 20.5945
1326 | STANTONW_8 | 1 | West | YES | 0.291 | 20.1 | 0 | 100.5 |  | 1.01 | Wind | 1 | 0.31173 | 0 | 100.5 | 29.2458 | 100.5 |  |  | 0.31173 | 31.3292
1333 | MCDDONAL_8 | 1 | West | YES | 0.29096 | 42.8 | 0 | 214.2 |  | 1.01 | Wind | 1 | 0.31169 | 0 | 214.2 | 62.3241 | 214.2 |  |  | 0.31169 | 66.7645
1328 | OCOTILLO_1G | 1 | West | YES | 0.29091 | 11.6 | 0 | 58 |  | 1.01 | Wind | 1 | 0.31164 | 0 | 58 | 16.8725 | 58 |  |  | 0.31164 | 18.0749
1327 | WILDHRSE_1G | 1 | West | YES | 0.28378 | 24 | 0 | 120 |  | 1 | Wind | 1 | 0.30451 | 0 | 120 | 34.0536 | 120 |  |  | 0.30451 | 36.5412
1170 | AIRLAMESA_1G | 1 | West | YES | 0.28367 | 0 | 0 | 180 |  | 1 | #N/A | 1 | 0.3044 | 180 | 180 | 51.061 | 180 |  |  | 0.3044 | 54.7924
1360 | GUNSIGHT_8 | 1 | West | YES | 0.28245 | 24 | 0 | 120 | 0 | 1.01 | Wind | 1 | 0.30318 | 0 | 120 | 33.8935 | 120 |  |  | 0.30318 | 36.3812
1320 | BSP 1 | 1 | West | YES | 0.28059 | 25.5 | 2.9 | 25.8 | 0 | 1 | Cogen | 1 | 0.30132 | 0 | 0 | 0 | 0 |  |  | 0.30132 | 0
1302 | COYOTEWG_8 | 1 | West | YES | 0.27994 | 45 | 0 | 225 |  | 1.01 | #N/A | 1 | 0.30067 | 225 | 225 | 62.987 | 225 |  |  | 0.30067 | 67.6513
1301 | BULLCREK_8 | 1 | West | YES | 0.27727 | 36 | 0 | 180 | 0 | 1.017 | #N/A | 1 | 0.298 | 180 | 180 | 49.9081 | 180 |  |  | 0.298 | 53.6395
6637 | SNYDERW1A | 1 | West | YES | 0.27439 | 12.6 | 0 | 63 | 0 | 1.025 | Wind | 1 | 0.29512 | 0 | 63 | 17.2865 | 63 |  |  | 0.29512 | 18.5925
1068 | SCURRYCW_1G | 1 | West | YES | 0.27134 | 28.2 | 1.3 | 141 |  | 1.01 | Wind | 1 | 0.29207 | 0 | 141 | 38.2594 | 141 |  |  | 0.29207 | 41.1823
1073 | SCURRYCW_2G | 2 | West | YES | 0.27134 | 24 | 0 | 120 | 0 | 1.017 | Wind | 1 | 0.29207 | 0 | 120 | 32.5612 | 120 |  |  | 0.29207 | 35.0488
1061 | CIELOGEN_1G | 1 | West | YES | 0.27105 | 19.8 | 0 | 99 |  | 1 | Wind | 1 | 0.29178 | 0 | 99 | 26.8342 | 99 |  |  | 0.29178 | 28.8866
1062 | CIELOGEN_2G | 1 | West | YES | 0.27105 | 12.2 | 0 | 61 |  | 1 | Wind | 1 | 0.29178 | 0 | 61 | 16.5342 | 61 |  |  | 0.29178 | 17.7988
1069 | KINDERMG_1G | 1 | West | YES | 0.27105 | 25 | 5 | 25 | 0 | 1.017 | Cogen | 1 | 0.29178 | 0 | 0 | 0 | 0 |  |  | 0.29178 | 0
1070 | KINDERMG_2G | 1 | West | YES | 0.27105 | 45.7 | 12 | 45.7 | 0 | 1.017 | Cogen | 1 | 0.29178 | 0 | 0 | 0 | 0 |  |  | 0.29178 | 0
1071 | KINDERMG_3G | 1 | West | YES | 0.27105 | 45.7 | 12 | 45.7 | 0 | 1.017 | Cogen | 1 | 0.29178 | 0 | 0 | 0 | 0 |  |  | 0.29178 | 0
1349 | WESTXWIN_1G | 1 | West | YES | 0.26972 | 1.3 | 0 | 6.6 |  | 1.014 | Wind | 1 | 0.29045 | 0 | 6.6 | 1.7802 | 6.6 |  |  | 0.29045 | 1.917
1350 | NWPWRG1_1G | 1 | West | YES | 0.26972 | 6.9 | 1 | 34.3 |  | 1.014 | Wind | 1 | 0.29045 | 0 | 34.3 | 9.2515 | 34.3 |  |  | 0.29045 | 9.9625
76031 | L_GASCCR1_1N | W1 | West | YES | 0.26641 | 30 | 0 | 150 |  | 1.02 | Wind | 1 | 0.28714 | 0 | 150 | 39.9607 | 150 |  |  | 0.28714 | 43.0703
60007 | KING_SW1A | 1 | West | YES | 0.26618 | 20 | 0 | 80 |  | 1.03 | Wind | 1 | 0.28691 | 0 | 80 | 21.2944 | 80 |  |  | 0.28691 | 22.9528
60019 | KING_NW1A | 1 | West | YES | 0.26618 | 20 | 0 | 80 |  | 1.03 | Wind | 1 | 0.28691 | 0 | 80 | 21.2944 | 80 |  |  | 0.28691 | 22.9528
60201 | RIO DRCS | F | West | YES | 0.26429 | 0 | 0 | 0 | 0 | 1.025 | AVR | 1 | 0.28502 | 0 | 0 | 0 | 0 |  |  | 0.28502 | 0
60016 | WOODWRD11A | 1 | West | YES | 0.26409 | 20 | 0 | 80 |  | 1.033 | Wind | 1 | 0.28482 | 0 | 80 | 21.1274 | 80 |  |  | 0.28482 | 22.7859
38332 | TNWDWRDU2_8 | 1 | West | YES | 0.26403 | 20 | 0 | 80 | 0 | 1.0232 | Wind | 1 | 0.28476 | 0 | 80 | 21.1226 | 80 |  |  | 0.28476 | 22.781
38437 | TNSRBNMESA9 | 1 | West | YES | 0.26384 | 37.5 | 0 | 150 |  | 1.02 | Wind | 1 | 0.28457 | 0 | 150 | 39.5757 | 150 |  |  | 0.28457 | 42.6853
6016 | SWMESA | 1 | West | YES | 0.26265 | 18.8 | 0 | 75 |  | 1.03 | Wind | 1 | 0.28338 | 0 | 75 | 19.6986 | 75 |  |  | 0.28338 | 21.2534
60003 | KING_NE1A | 1 | West | YES | 0.26265 | 20 | 0 | 80 |  | 1.03 | Wind | 1 | 0.28338 | 0 | 80 | 21.0118 | 80 |  |  | 0.28338 | 22.6703
60005 | KING_SE1A | 1 | West | YES | 0.26265 | 10 | 0 | 40 |  | 1.035 | Wind | 1 | 0.28338 | 0 | 40 | 10.5059 | 40 |  |  | 0.28338 | 11.3351
60000 | DSKY2 | 1 | West | YES | 0.25988 | 19.1 | 0 | 76.5 |  | 1.039 | Wind | 1 | 0.28061 | 0 | 76.5 | 19.881 | 76.5 |  |  | 0.28061 | 21.4669
36998 | RDCNYNG1 | 1 | West | YES | 0.25984 | 16.8 | 0 | 84 |  | 1.01 | Wind | 1 | 0.28057 | 0 | 84 | 21.8268 | 84 |  |  | 0.28057 | 23.5682
60017 | ORNNWP1 | 1 | West | YES | 0.25855 | 20 | 0 | 80 |  | 1.027 | Wind | 1 | 0.27928 | 0 | 80 | 20.684 | 80 |  |  | 0.27928 | 22.3424
76091 | L_DIVIDE1_1N | W1 | West | YES | 0.25852 | 110 | 0 | 550 |  | 1.02 | Wind | 1 | 0.27925 | 0 | 550 | 142.1871 | 550 |  |  | 0.27925 | 153.5888
60018 | DSKY1 | 1 | West | YES | 0.25679 | 21 | 0 | 84 | 0 | 1.023 | Wind | 1 | 0.27752 | 0 | 84 | 21.5703 | 84 |  |  | 0.27752 | 23.3116
71051 | L_BITTCR1_1N | W1 | West | YES | 0.25605 | 7.5 | 0 | 37.5 |  | 1.02 | Wind | 1 | 0.27678 | 0 | 37.5 | 9.6018 | 37.5 |  |  | 0.27678 | 10.3792
71054 | L_SWEETW1_1N | W1 | West | YES | 0.25605 | 21.5 | 0 | 107.5 |  | 1.02 | Wind | 1 | 0.27678 | 0 | 107.5 | 27.5252 | 107.5 |  |  | 0.27678 | 29.7537
71057 | L_SWEETW1_2N | W1 | West | YES | 0.25605 | 27 | 0 | 135 |  | 1.02 | Wind | 1 | 0.27678 | 0 | 135 | 34.5665 | 135 |  |  | 0.27678 | 37.3651
71059 | L_SWEETW1_3N | W1 | West | YES | 0.25605 | 23.8 | 0 | 119 | 0 | 1.02 | Wind | 1 | 0.27678 | 0 | 119 | 30.4697 | 119 |  |  | 0.27678 | 32.9366
71060 | L_SWEETW1_4N | W1 | West | YES | 0.25605 | 21 | 0 | 105 | 0 | 1.02 | Wind | 1 | 0.27678 | 0 | 105 | 26.885 | 105 |  |  | 0.27678 | 29.0617
60202 | FRNDDRCS | F | West | YES | 0.21952 | 0 | 0 | 0 | 0 | 0.9985 | AVR | 1 | 0.24025 | 0 | 0 | 0 | 0 |  |  | 0.24025 | 0
1343 | TRENTIPP_8 | 1 | West | YES | 0.21843 | 30 | 0 | 150 |  | 1.014 | Wind | 1 | 0.23916 | 0 | 150 | 32.7645 | 150 |  |  | 0.23916 | 35.8741
1354 | AEPWIND_8 | 1 | West | YES | 0.21843 | 20.2 | 0 | 101 |  | 1 | Wind | 1 | 0.23916 | 0 | 101 | 22.0614 | 101 |  |  | 0.23916 | 24.1552
6144 | MCADOO1A | 1 | West | YES | 0.21067 | 15 | 0 | 150 | 0 | 1.025 | Wind | 1 | 0.2314 | 0 | 150 | 31.6007 | 150 |  |  | 0.2314 | 34.7102
60058 | BUFF_GAP1A | 1 | West | YES | 0.20177 | 24 | 0 | 120 |  | 1 | Wind | 1 | 0.2225 | 0 | 120 | 24.2126 | 120 |  |  | 0.2225 | 26.7003
60060 | CIRELLO | 1 | West | YES | 0.20177 | 46.6 | 0 | 233 | 0 | 1 | Wind | 1 | 0.2225 | 0 | 233 | 47.0129 | 233 |  |  | 0.2225 | 51.843
60063 | BUFF_GAP1B | 1 | West | YES | 0.20177 | 34 | 0 | 170.2 | 0 | 1.02 | Wind | 1 | 0.2225 | 0 | 170.2 | 34.3416 | 170.2 |  |  | 0.2225 | 37.8699
60066 | H_HOLLOW1A | 1 | West | YES | 0.20177 | 44.4 | 0 | 222 | 0 | 1.005 | Wind | 1 | 0.2225 | 0 | 222 | 44.7934 | 222 |  |  | 0.2225 | 49.3955
60068 | HHOLLOW21A | 1 | West | YES | 0.20177 | 36.8 | 0 | 184 | 0 | 1.025 | Wind | 1 | 0.2225 | 0 | 184 | 37.126 | 184 |  |  | 0.2225 | 40.9404
60070 | HHOLLOW31A | 1 | West | YES | 0.20177 | 44.8 | 0 | 224 | 0 | 1.025 | Wind | 1 | 0.2225 | 0 | 224 | 45.1969 | 224 |  |  | 0.2225 | 49.8405
60072 | HHOLLOW41A | 1 | West | YES | 0.20177 | 23 | 0 | 115 | 0 | 1.025 | Wind | 1 | 0.2225 | 0 | 115 | 23.2038 | 115 |  |  | 0.2225 | 25.5878
60057 | CALLAHAN1A | 1 | West | YES | 0.17313 | 22.8 | 0 | 114 | 0 | 1.04 | Wind | 1 | 0.19386 | 0 | 114 | 19.7365 | 114 |  |  | 0.19386 | 22.0997
6407 | TURKTRAK1A | 1 | West | YES | 0.16997 | 33.9 | 0 | 169.5 | 0 | 1.025 | Wind | 1 | 0.1907 | 0 | 169.5 | 28.8091 | 169.5 |  |  | 0.1907 | 32.3229
60081 | WHRLWIND1A | 1 | West | YES | 0.16106 | 12 | 0 | 60 | 0 | 1.03 | Wind | 1 | 0.18179 | 0 | 60 | 9.6635 | 60 |  |  | 0.18179 | 10.9074
60052 | WILDHRS11A | 1 | West | YES | 0.12825 | 25.3 | 0 | 126.5 | 0 | 1.005 | #N/A | 1 | 0.14898 | 126.5 | 126.5 | 16.2238 | 126.5 |  |  | 0.14898 | 18.8461
60053 | WILDHRS21A | 1 | West | YES | 0.12825 | 7.8 | 0 | 39 | 0 | 1.025 | #N/A | 1 | 0.14898 | 39 | 39 | 5.0018 | 39 |  |  | 0.14898 | 5.8103
6100 | OKLA7A | EQ | West | YES | 0.060151 | 50 | -220 | 220 | 0 | 1.035 | DCTie | 1 | 0.080881 | 0 | 0 | 0 | 0 |  |  | 0.080881 | 0
6752 | OKLA0A | 1 | West | YES | 0.060151 | 649.7 | 175 | 649.7 | 0 | 1.035 | LIGCO | 1 | 0.080881 | 0 | 649.7 | 39.0801 | 649.7 |  |  | 0.080881 | 52.5486
8032 | AMISTADHYD1 | 1 | South | YES | 0.072135 | 33 | 13 | 33 | 0 | 1.0375 | Hydro | -1 | 0.18929 | 0 | 0 |  |  |  |  | -0.18929 | 0
8033 | AMISTADHYD2 | 2 | South | YES | 0.072135 | 25 | 13 | 25 | 0 | 1.0375 | Hydro | -1 | 0.18929 | 0 | 0 |  |  |  |  | -0.18929 | 0
88253 | HAMILTON | F | South | YES | 0.072135 | 0 | 0 | 0 | 0 | 1.04 | BLT | -1 | 0.18929 | 0 | 0 |  |  |  |  | -0.18929 | 0
8262 | ELPS | 1 | South | YES | 0.052391 | 6 | 6 | 6 | 0 | 1.15 | Hydro | -1 | 0.20904 | 0 | 0 |  |  |  |  | -0.20904 | 0
80010 | EPLVT1 | F | South | YES | 0.047799 | 0 | 0 | 0 |  | 1.0376 | #N/A | -1 | 0.21363 | 0 | 0 |  |  |  |  | -0.21363 | 0
1643 | SLSTR1PP_1G | 1 | North | YES | 0.019145 | 6 | 0 | 60 | 0 | 1.022 | Wind | -1 | 0.24228 | 0 | 60 |  |  | 0 | 0 | -0.24228 | 0
7026 | L_INKSDA1_1Y | 1 | South | YES | 0.011463 | 0 | 0 | 13.7 |  | 1 | Hydro | -1 | 0.24997 | 0 | 0 |  |  |  |  | -0.24997 | 0
80265 | LARECU40A | 4 | South | YES | 0.00921 | 80 | 0 | 100 |  | 1.039 | GGT | -1 | 0.25222 | 100 | 100 |  |  |  |  | -0.25222 | -25.222
80266 | LARECU50A | 5 | South | YES | 0.00921 | 80 | 0 | 100 |  | 1.039 | GGT | -1 | 0.25222 | 100 | 100 |  |  |  |  | -0.25222 | -25.222
80012 | LAR | F | South | YES | 0.009208 | 0 | 0 | 0 | 0 | 1.04 | DCTie | -1 | 0.25222 | 0 | 0 |  |  |  |  | -0.25222 | 0
5890 | PEARSALLGEN1 | 1 | South | YES | 0.008797 | 19.2 | 6 | 24 | 0 | 1.0161 | GST | -1 | 0.25263 | 24 | 24 |  |  |  |  | -0.25263 | -6.0632
5891 | PEARSALLGEN2 | 1 | South | YES | 0.008797 | 19.4 | 6 | 24.3 | 0 | 1.0161 | GST | -1 | 0.25263 | 24.3 | 24.3 |  |  |  |  | -0.25263 | -6.139
5892 | PEARSALLGEN3 | 1 | South | YES | 0.008797 | 19.1 | 6 | 23.9 | 0 | 1.0161 | GST | -1 | 0.25263 | 23.9 | 23.9 |  |  |  |  | -0.25263 | -6.0379
7000 | L_FERGUS1_1Y | 1 | South | YES | 0.007666 | 400 | 65 | 423.3 | 0 | 1.015 | GSC | -1 | 0.25376 | 423.3 | 423.3 |  |  |  |  | -0.25376 | -107.4181
7022 | L_BUCHAN1_1Y | 1 | South | YES | 0.007481 | 0 | 0 | 18 |  | 1 | Hydro | -1 | 0.25395 | 0 | 0 |  |  |  |  | -0.25395 | 0
7023 | L_BUCHAN1_2Y | 2 | South | YES | 0.007481 | 0 | 0 | 18 |  | 1 | Hydro | -1 | 0.25395 | 0 | 0 |  |  |  |  | -0.25395 | 0
7024 | L_BUCHAN1_3Y | 3 | South | YES | 0.007481 | 0 | 0 | 15 |  | 1 | Hydro | -1 | 0.25395 | 0 | 0 |  |  |  |  | -0.25395 | 0
7035 | L_WIRTZ_1G1Y | 1 | South | YES | 0.007005 | 0 | 0 | 29 |  | 1 | Hydro | -1 | 0.25442 | 0 | 0 |  |  |  |  | -0.25442 | 0
7036 | L_WIRTZ_1G2Y | 2 | South | YES | 0.007005 | 23 | 0 | 29.8 |  | 1 | Hydro | -1 | 0.25442 | 0 | 0 |  |  |  |  | -0.25442 | 0
88299 | ZAPATA | F | South | YES | 0.005369 | 0 | 0 | 0 | 0 | 1.02 | BLT | -1 | 0.25606 | 0 | 0 |  |  |  |  | -0.25606 | 0
7028 | L_MARBFA1_1Y | 1 | South | YES | 0.005232 | 0 | 0 | 18 |  | 1 | Hydro | -1 | 0.2562 | 0 | 0 |  |  |  |  | -0.2562 | 0
7029 | L_MARBFA1_2Y | 2 | South | YES | 0.005232 | 0 | 0 | 18 |  | 1 | Hydro | -1 | 0.2562 | 0 | 0 |  |  |  |  | -0.2562 | 0
5728 | FALCONHYDRO2 | 2 | South | YES | 0.002723 | 12 | 0 | 12 | 0 | 1.0227 | Hydro | -1 | 0.25871 | 0 | 0 |  |  |  |  | -0.25871 | 0
5729 | FALCONHYDRO3 | 3 | South | YES | 0.002723 | 11 | 0 | 11 | 0 | 1.0227 | Hydro | -1 | 0.25871 | 0 | 0 |  |  |  |  | -0.25871 | 0
8048 | FALCONHYDRO1 | 1 | South | YES | 0.002723 | 12 | 0 | 12 | 0 | 1.0227 | Hydro | -1 | 0.25871 | 0 | 0 |  |  |  |  | -0.25871 | 0
88508 | FALFURRI | F | South | YES | 0.001192 | 0 | 0 | 0 | 0 | 1 | AVR | -1 | 0.26024 | 0 | 0 |  |  |  |  | -0.26024 | 0
5264 | LEON_LCP3G3 | 3 | South | YES | 0.000331 | 0 | 20 | 58 |  | 1.0197 | GST | -1 | 0.2611 | 58 | 58 |  |  |  |  | -0.2611 | -15.1437
5265 | LEON_LCP4G4 | 4 | South | YES | 0.000331 | 71.2 | 25 | 89 | 0 | 1.0197 | GST | -1 | 0.2611 | 89 | 89 |  |  |  |  | -0.2611 | -23.2378
5266 | LEON_LCPCT1 | 1 | South | YES | 0.000331 | 44 | 24 | 44 | 0 | 1.0197 | GGT | -1 | 0.2611 | 44 | 44 |  |  |  |  | -0.2611 | -11.4883
5267 | LEON_LCPCT2 | 2 | South | YES | 0.000331 | 44 | 24 | 44 | 0 | 1.0197 | GGT | -1 | 0.2611 | 44 | 44 |  |  |  |  | -0.2611 | -11.4883
5268 | LEON_LCPCT3 | 3 | South | YES | 0.000331 | 43 | 24 | 43 | 0 | 1.0197 | GGT | -1 | 0.2611 | 43 | 43 |  |  |  |  | -0.2611 | -11.2272
5269 | LEON_LCPCT4 | 4 | South | YES | 0.000331 | 45 | 24 | 45 | 0 | 1.0197 | GGT | -1 | 0.2611 | 45 | 45 |  |  |  |  | -0.2611 | -11.7494
5934 | SI_RAY5 | 5 | South | YES | 0 | 0 | 10 | 15 |  | 1.035 | GST | -1 | 0.26143 | 15 | 15 |  |  |  |  | -0.26143 | -3.9214
8139 | JOS #1 | MB | South | YES | 0 | 0 | 45 | 255 |  | 1.02 | GST | -1 | 0.26143 | 0 | 0 |  |  |  |  | -0.26143 | 0
8285 | LAR #1 | MB | South | YES | 0 | 0 | 9 | 32 |  | 1.0497 | GST | -1 | 0.26143 | 0 | 0 |  |  |  |  | -0.26143 | 0
8287 | LAR #2 | MB | South | YES | 0 | 0 | 9 | 32 |  | 1.04 | GST | -1 | 0.26143 | 0 | 0 |  |  |  |  | -0.26143 | 0
8288 | LAR #3 | MB | South | YES | 0 | 0 | 25 | 105 |  | 1.04 | GST | -1 | 0.26143 | 0 | 0 |  |  |  |  | -0.26143 | 0
8388 | BATES0A | MB | South | YES | 0 | 0 | 21 | 71 |  | 1.033 | GST | -1 | 0.26143 | 0 | 0 |  |  |  |  | -0.26143 | 0
8393 | BATES0B | MB | South | YES | 0 | 0 | 25 | 110 |  | 1.03 | GST | -1 | 0.26143 | 0 | 0 |  |  |  |  | -0.26143 | 0
8437 | NUECES_B0C | MB | South | YES | 0 | 0 | 7 | 30 |  | 1.03 | GST | -1 | 0.26143 | 0 | 0 |  |  |  |  | -0.26143 | 0
8438 | NUECES_B0B | MB | South | YES | 0 | 0 | 26 | 169 |  | 1.03 | GST | -1 | 0.26143 | 0 | 0 |  |  |  |  | -0.26143 | 0
8442 | NUECES_B0A | MB | South | YES | 0 | 0 | 81 | 367 |  | 1.03 | GST | -1 | 0.26143 | 0 | 0 |  |  |  |  | -0.26143 | 0
39190 | TNSLCGN1__8 | 1 | Houston | YES | 0 | 0 | 10 | 30 |  | 1.03 | Cogen | -1 | 0.26143 | 0 | 0 |  |  |  |  | -0.26143 | 0
8933 | FGNTS001 | 1 | South | YES | -4.3e-05 | 146.5 | 0 | 146.5 | 0 | 1.03 | CC | -1 | 0.26147 | 146.5 | 146.5 |  |  |  |  | -0.26147 | -38.3057
8934 | FGNTS101 | 2 | South | YES | -4.3e-05 | 147.9 | 0 | 147.9 | 0 | 1.03 | CC | -1 | 0.26147 | 147.9 | 147.9 |  |  |  |  | -0.26147 | -38.6718
8935 | FGNTS201 | 3 | South | YES | -4.3e-05 | 173 | 0 | 173 | 0 | 1.03 | CC | -1 | 0.26147 | 173 | 173 |  |  |  |  | -0.26147 | -45.2348
5028 | BRAUNIG_VHB3 | 3 | South | YES | -0.000117 | 407 | 60 | 407 | 0 | 1.0138 | GST | -1 | 0.26155 | 407 | 407 |  |  |  |  | -0.26155 | -106.4495
5026 | BRAUNIG_VHB1 | 1 | South | YES | -0.000255 | 215 | 40 | 215 | 0 | 1.0192 | GST | -1 | 0.26168 | 215 | 215 |  |  |  |  | -0.26168 | -56.2622
5027 | BRAUNIG_VHB2 | 2 | South | YES | -0.000255 | 172.8 | 40 | 216 | 0 | 1.0192 | GST | -1 | 0.26168 | 216 | 216 |  |  |  |  | -0.26168 | -56.5239
5031 | BRA_VHBCT1 | 1 | South | YES | -0.000255 | 44 | 24 | 44 | 0 | 1.0192 | #N/A | -1 | 0.26168 | 44 | 44 |  |  |  |  | -0.26168 | -11.5141
5032 | BRA_VHBCT2 | 2 | South | YES | -0.000255 | 44 | 24 | 44 | 0 | 1.0192 | #N/A | -1 | 0.26168 | 44 | 44 |  |  |  |  | -0.26168 | -11.5141
5033 | BRA_VHBCT3 | 3 | South | YES | -0.000255 | 43 | 24 | 43 | 0 | 1.0192 | #N/A | -1 | 0.26168 | 43 | 43 |  |  |  |  | -0.26168 | -11.2524
5034 | BRA_VHBCT4 | 4 | South | YES | -0.000255 | 45 | 24 | 45 | 0 | 1.0192 | #N/A | -1 | 0.26168 | 45 | 45 |  |  |  |  | -0.26168 | -11.7758
5396 | CALAVER_OWS1 | 1 | South | YES | -0.000263 | 418 | 80 | 418 | 0 | 1.0192 | GST | -1 | 0.26169 | 418 | 418 |  |  |  |  | -0.26169 | -109.3875
5397 | CALAVER_OWS2 | 2 | South | YES | -0.000263 | 400 | 80 | 400 | 0 | 1.0192 | GST | -1 | 0.26169 | 400 | 400 |  |  |  |  | -0.26169 | -104.677
7031 | L_MARSFO1G1Y | 1 | South | YES | -0.000289 | 0 | 0 | 36 |  | 1 | Hydro | -1 | 0.26172 | 0 | 0 |  |  |  |  | -0.26172 | 0
7032 | L_MARSFO1G2Y | 2 | South | YES | -0.000289 | 0 | 0 | 35 |  | 1 | Hydro | -1 | 0.26172 | 0 | 0 |  |  |  |  | -0.26172 | 0
7033 | L_MARSFO1G3Y | 3 | South | YES | -0.000289 | 0 | 0 | 36 |  | 1 | Hydro | -1 | 0.26172 | 0 | 0 |  |  |  |  | -0.26172 | 0
5111 | CALAVER_JTD1 | 1 | South | YES | -0.000344 | 430 | 80 | 430 | 0 | 1.0138 | LIGCO | -1 | 0.26177 | 0 | 430 |  |  |  |  | -0.26177 | 0
5112 | CALAVER_JTD2 | 2 | South | YES | -0.000344 | 430 | 80 | 430 | 0 | 1.0138 | LIGCO | -1 | 0.26177 | 0 | 430 |  |  |  |  | -0.26177 | 0
8936 | MVGN#1 | 1 | South | YES | -0.000495 | 216.6 | 0 | 216.6 | 0 | 1.0304 | CC | -1 | 0.26192 | 216.6 | 216.6 |  |  |  |  | -0.26192 | -56.7329
8937 | MVGN#2 | 2 | South | YES | -0.000495 | 216.7 | 0 | 216.7 | 0 | 1.0304 | CC | -1 | 0.26192 | 216.7 | 216.7 |  |  |  |  | -0.26192 | -56.7591
8938 | MVGN#3 | 3 | South | YES | -0.000495 | 250.9 | 0 | 250.9 | 0 | 1.0304 | CC | -1 | 0.26192 | 250.9 | 250.9 |  |  |  |  | -0.26192 | -65.7169
88198 | BEEVILLE | F | South | YES | -0.000496 | 0 | 0 | 0 | 0 | 1.02 | AVR | -1 | 0.26193 | 0 | 0 |  |  |  |  | -0.26193 | 0
8981 | HECN1 | 1 | South | YES | -0.000497 | 144.8 | 0 | 144.8 | 0 | 1.0304 | CC | -1 | 0.26193 | 144.8 | 144.8 |  |  |  |  | -0.26193 | -37.927
8982 | HECN2 | 2 | South | YES | -0.000497 | 144.1 | 0 | 144.1 | 0 | 1.0304 | CC | -1 | 0.26193 | 144.1 | 144.1 |  |  |  |  | -0.26193 | -37.7436
8983 | HECN3 | 3 | South | YES | -0.000497 | 171.9 | 0 | 171.9 | 0 | 1.0304 | CC | -1 | 0.26193 | 171.9 | 171.9 |  |  |  |  | -0.26193 | -45.0252
5903 | SANMIGUELGEN | 1 | South | YES | -0.000521 | 396.3 | 180 | 396.3 | 0 | 1.0331 | LIGCO | -1 | 0.26195 | 0 | 396.3 |  |  |  |  | -0.26195 | 0
5436 | TUTTL_WBT1G1 | 1 | South | YES | -0.000635 | 48.8 | 20 | 61 | 0 | 1.012 | GST | -1 | 0.26206 | 61 | 61 |  |  |  |  | -0.26206 | -15.9859
5438 | TUTTL_WBT3G3 | 3 | South | YES | -0.000635 | 95 | 25 | 95 | 0 | 1.012 | GST | -1 | 0.26206 | 95 | 95 |  |  |  |  | -0.26206 | -24.8961
5439 | TUTTL_WBT4G4 | 4 | South | YES | -0.000635 | 120.8 | 40 | 151 | 0 | 1.012 | GST | -1 | 0.26206 | 151 | 151 |  |  |  |  | -0.26206 | -39.5717
5476 | BRA_AVR1_CT1 | 1 | South | YES | -0.000832 | 155 | 90 | 155 | 0 | 1.017 | CC | -1 | 0.26226 | 155 | 155 |  |  |  |  | -0.26226 | -40.6505
5477 | BRA_AVR1_ST1 | 1 | South | YES | -0.000832 | 174 | 138 | 174 | 0 | 1.017 | CC | -1 | 0.26226 | 174 | 174 |  |  |  |  | -0.26226 | -45.6335
5478 | BRA_AVR1_CT2 | 1 | South | YES | -0.000832 | 155 | 90 | 155 | 0 | 1.017 | CC | -1 | 0.26226 | 155 | 155 |  |  |  |  | -0.26226 | -40.6505
80003 | MILHWYS | F | South | YES | -0.000834 | 0 | 0 | 0 | 0 | 1.0168 | AVR | -1 | 0.26226 | 0 | 0 |  |  |  |  | -0.26226 | 0
5932 | SI_RAY9 | 9 | South | YES | -0.000835 | 32 | 32 | 38 | 0 | 1.035 | CC | -1 | 0.26226 | 38 | 38 |  |  |  |  | -0.26226 | -9.9661
5933 | SI_RAY6 | 6 | South | YES | -0.000835 | 15.4 | 10 | 19.3 | 0 | 1.035 | GST | -1 | 0.26226 | 19.3 | 19.3 |  |  |  |  | -0.26226 | -5.0617
5935 | SI_RAY10 | 10 | South | YES | -0.000835 | 47 | 10 | 47 | 0 | 1.03 | CC | -1 | 0.26226 | 47 | 47 |  |  |  |  | -0.26226 | -12.3264
5401 | CALAVER_JKS1 | 1 | South | YES | -0.000994 | 562 | 100 | 562 | 0 | 1.018 | LIGCO | -1 | 0.26242 | 0 | 562 |  |  |  |  | -0.26242 | 0
80080 | GWINDT11A | 2 | South | YES | -0.001022 | 17.7 | 0 | 41 | 0 | 1.025 | Wind | -1 | 0.26245 | 0 | 41 |  |  |  |  | -0.26245 | 0
80080 | GWINDT11A | 4 | South | YES | -0.001022 | 8.2 | 0 | 19 | 0 | 1.025 | Wind | -1 | 0.26245 | 0 | 19 |  |  |  |  | -0.26245 | 0
80080 | GWINDT11A | 1 | South | YES | -0.001022 | 40.6 | 0 | 94 | 0 | 1.025 | Wind | -1 | 0.26245 | 0 | 94 |  |  |  |  | -0.26245 | 0
80080 | GWINDT11A | 3 | South | YES | -0.001022 | 16.4 | 0 | 38 | 0 | 1.025 | Wind | -1 | 0.26245 | 0 | 38 |  |  |  |  | -0.26245 | 0
80081 | GWINDT21A | 1 | South | YES | -0.001022 | 40.6 | 0 | 94 | 0 | 1.025 | Wind | -1 | 0.26245 | 0 | 94 |  |  |  |  | -0.26245 | 0
80081 | GWINDT21A | 4 | South | YES | -0.001022 | 9.5 | 0 | 22 | 0 | 1.025 | Wind | -1 | 0.26245 | 0 | 22 |  |  |  |  | -0.26245 | 0
80081 | GWINDT21A | 2 | South | YES | -0.001022 | 15.5 | 0 | 36 | 0 | 1.025 | Wind | -1 | 0.26245 | 0 | 36 |  |  |  |  | -0.26245 | 0
80081 | GWINDT21A | 3 | South | YES | -0.001022 | 18.6 | 0 | 43 | 0 | 1.025 | Wind | -1 | 0.26245 | 0 | 43 |  |  |  |  | -0.26245 | 0
80180 | PNSCALT11A | 1 | South | YES | -0.001022 | 63 | 0 | 146 | 0 | 1.025 | Wind | -1 | 0.26245 | 0 | 146 |  |  |  |  | -0.26245 | 0
80180 | PNSCALT11A | 2 | South | YES | -0.001022 | 21.6 | 0 | 50 | 0 | 1.025 | Wind | -1 | 0.26245 | 0 | 50 |  |  |  |  | -0.26245 | 0
80181 | PNSCALT21A | 2 | South | YES | -0.001022 | 21.6 | 0 | 50 | 0 | 1.025 | Wind | -1 | 0.26245 | 0 | 50 |  |  |  |  | -0.26245 | 0
80181 | PNSCALT21A | 1 | South | YES | -0.001022 | 23.7 | 0 | 55 | 0 | 1.025 | Wind | -1 | 0.26245 | 0 | 55 |  |  |  |  | -0.26245 | 0
8517 | CELANEBI0A | 1 | South | YES | -0.001162 | 29 | 0 | 29 | 0 | 1.02 | Cogen | -1 | 0.26259 | 0 | 0 |  |  |  |  | -0.26259 | 0
8461 | KOCH_UP0A | 1 | South | YES | -0.001342 | 38 | 0 | 38 | 0 | 1.012 | Cogen | -1 | 0.26277 | 0 | 0 |  |  |  |  | -0.26277 | 0
8506 | VAL #1 | 1 | South | YES | -0.001373 | 20.9 | 0 | 25 | 0 | 1.0055 | Cogen | -1 | 0.2628 | 0 | 0 |  |  |  |  | -0.2628 | 0
8507 | VAL #2 | 2 | South | YES | -0.001373 | 20.9 | 0 | 25 | 0 | 1.0055 | Cogen | -1 | 0.2628 | 0 | 0 |  |  |  |  | -0.2628 | 0
8511 | OXY_CC0A | 1 | South | YES | -0.001373 | 30.3 | 0 | 38 |  | 1.027 | Cogen | -1 | 0.2628 | 0 | 0 |  |  |  |  | -0.2628 | 0
7487 | L_CANYHY8_1Y | 1 | South | YES | -0.001386 | 0 | 0 | 6 |  | 1 | Hydro | -1 | 0.26282 | 0 | 0 |  |  |  |  | -0.26282 | 0
8459 | B_DAVIS0B | MB | South | YES | -0.001403 | 0 | 50 | 339 |  | 1.03 | GSC | -1 | 0.26283 | 0 | 0 |  |  |  |  | -0.26283 | 0
8460 | B_DAVIS0A | MB | South | YES | -0.001403 | 0 | 50 | 340 |  | 1.03 | GSC | -1 | 0.26283 | 0 | 0 |  |  |  |  | -0.26283 | 0
8456 | COSW#1 | 1 | South | YES | -0.001434 | 20 | 0 | 20 | 0 | 1.027 | Cogen | -1 | 0.26286 | 0 | 0 |  |  |  |  | -0.26286 | 0
8457 | COSW#2 | 2 | South | YES | -0.001434 | 14 | 0 | 14 | 0 | 1.027 | Cogen | -1 | 0.26286 | 0 | 0 |  |  |  |  | -0.26286 | 0
8560 | CNOPGT1 | 1 | South | YES | -0.001445 | 148.3 | 0 | 148.3 | 0 | 1.03 | Cogen | -1 | 0.26287 | 0 | 0 |  |  |  |  | -0.26287 | 0
8561 | CNOPGT2 | 2 | South | YES | -0.001445 | 148.6 | 0 | 148.6 | 0 | 1.03 | Cogen | -1 | 0.26287 | 0 | 0 |  |  |  |  | -0.26287 | 0
8562 | CNOPST1 | 3 | South | YES | -0.001445 | 153 | 0 | 153 | 0 | 1.03 | Cogen | -1 | 0.26287 | 0 | 0 |  |  |  |  | -0.26287 | 0
7609 | L_SCHUMA8_1Y | 1 | South | YES | -0.001455 | 0 | 0 | 4 |  | 1 | Hydro | -1 | 0.26288 | 0 | 0 |  |  |  |  | -0.26288 | 0
8926 | LGE_GT10A | 1 | South | YES | -0.001676 | 158 | 0 | 158 | 0 | 1.03 | Cogen | -1 | 0.26311 | 0 | 0 |  |  |  |  | -0.26311 | 0
8927 | LGE_GT20A | 2 | South | YES | -0.001676 | 153 | 0 | 153 | 0 | 1.03 | Cogen | -1 | 0.26311 | 0 | 0 |  |  |  |  | -0.26311 | 0
8928 | LGE_STG0A | 3 | South | YES | -0.001676 | 100 | 0 | 100 | 0 | 1.03 | Cogen | -1 | 0.26311 | 0 | 0 |  |  |  |  | -0.26311 | 0
8930 | ICPGN10A | 1 | South | YES | -0.001676 | 149 | 0 | 149 | 0 | 1.03 | Cogen | -1 | 0.26311 | 0 | 0 |  |  |  |  | -0.26311 | 0
8931 | ICPGN20A | 2 | South | YES | -0.001676 | 150 | 0 | 150 | 0 | 1.03 | Cogen | -1 | 0.26311 | 0 | 0 |  |  |  |  | -0.26311 | 0
8932 | ICPGN30A | 3 | South | YES | -0.001676 | 127 | 0 | 127 | 0 | 1.03 | Cogen | -1 | 0.26311 | 0 | 0 |  |  |  |  | -0.26311 | 0
80223 | REYSHR G | 1 | South | YES | -0.001676 | 12 | 0 | 12 | 0 | 1.032 | Cogen | -1 | 0.26311 | 0 | 0 |  |  |  |  | -0.26311 | 0
8161 | COLETO0A | 1 | South | YES | -0.001683 | 633 | 200 | 633 | 0 | 1.03 | LIGCO | -1 | 0.26311 | 0 | 633 |  |  |  |  | -0.26311 | 0
7800 | L_GUADGE1_1Y | 1 | South | YES | -0.001696 | 147 | 30 | 147 | 0 | 1.02 | CC | -1 | 0.26313 | 147 | 147 |  |  |  |  | -0.26313 | -38.6795
7801 | L_GUADGE1_2Y | 2 | South | YES | -0.001696 | 138 | 30 | 138 | 0 | 1.02 | CC | -1 | 0.26313 | 138 | 138 |  |  |  |  | -0.26313 | -36.3113
7802 | L_GUADGE1_3Y | 3 | South | YES | -0.001696 | 146 | 30 | 146 | 0 | 1.02 | CC | -1 | 0.26313 | 146 | 146 |  |  |  |  | -0.26313 | -38.4163
7803 | L_GUADGE1_4Y | 4 | South | YES | -0.001696 | 149 | 30 | 149 | 0 | 1.02 | CC | -1 | 0.26313 | 149 | 149 |  |  |  |  | -0.26313 | -39.2057
7804 | L_GUADGE1_5Y | 5 | South | YES | -0.001696 | 182 | 30 | 182 | 0 | 1.02 | CC | -1 | 0.26313 | 182 | 182 |  |  |  |  | -0.26313 | -47.8889
7805 | L_GUADGE1_6Y | 6 | South | YES | -0.001696 | 203 | 30 | 203 | 0 | 1.02 | CC | -1 | 0.26313 | 203 | 203 |  |  |  |  | -0.26313 | -53.4145
7605 | L_MCQUEE9_1Y | 2 | South | YES | -0.001801 | 0 | 0 | 2.4 |  | 1.025 | Hydro | -1 | 0.26323 | 0 | 0 |  |  |  |  | -0.26323 | 0
7605 | L_MCQUEE9_1Y | 1 | South | YES | -0.001801 | 0 | 0 | 2.4 |  | 1.025 | Hydro | -1 | 0.26323 | 0 | 0 |  |  |  |  | -0.26323 | 0
7605 | L_MCQUEE9_1Y | 3 | South | YES | -0.001801 | 0 | 0 | 2.8 |  | 1.025 | Hydro | -1 | 0.26323 | 0 | 0 |  |  |  |  | -0.26323 | 0
7810 | L_RIONOG1G1Y | 1 | South | YES | -0.001926 | 148 | 0 | 148 | 0 | 1.02 | CC | -1 | 0.26336 | 148 | 148 |  |  |  |  | -0.26336 | -38.9766
7811 | L_RIONOG1G2Y | 2 | South | YES | -0.001926 | 148 | 0 | 148 | 0 | 1.02 | CC | -1 | 0.26336 | 148 | 148 |  |  |  |  | -0.26336 | -38.9766
7812 | L_RIONOG1G3Y | 3 | South | YES | -0.001926 | 154 | 0 | 154 | 0 | 1.02 | CC | -1 | 0.26336 | 154 | 154 |  |  |  |  | -0.26336 | -40.5568
7813 | L_RIONOG1S1Y | 4 | South | YES | -0.001926 | 293 | 0 | 293 | 0 | 1.02 | CC | -1 | 0.26336 | 293 | 293 |  |  |  |  | -0.26336 | -77.1632
7624 | L_LAKEWO9_1Y | 1 | South | YES | -0.002131 | 0 | 0 | 2.4 |  | 1 | Hydro | -1 | 0.26356 | 0 | 0 |  |  |  |  | -0.26356 | 0
7624 | L_LAKEWO9_1Y | 2 | South | YES | -0.002131 | 0 | 0 | 2.4 |  | 1 | Hydro | -1 | 0.26356 | 0 | 0 |  |  |  |  | -0.26356 | 0
7014 | L_HAYSEN1_1Y | 1 | South | YES | -0.002152 | 223.9 | 74 | 223.9 | 0 | 1.008 | CC | -1 | 0.26358 | 223.9 | 223.9 |  |  |  |  | -0.26358 | -59.0159
7015 | L_HAYSEN1_2Y | 2 | South | YES | -0.002152 | 225 | 74 | 225 | 0 | 1.008 | CC | -1 | 0.26358 | 225 | 225 |  |  |  |  | -0.26358 | -59.3059
7016 | L_HAYSEN1_3Y | 3 | South | YES | -0.002152 | 224.6 | 74 | 224.6 | 0 | 1.008 | CC | -1 | 0.26358 | 224.6 | 224.6 |  |  |  |  | -0.26358 | -59.2004
7017 | L_HAYSEN1_4Y | 4 | South | YES | -0.002152 | 226.7 | 74 | 226.7 | 0 | 1.008 | CC | -1 | 0.26358 | 226.7 | 226.7 |  |  |  |  | -0.26358 | -59.7539
8189 | CUECPL2A | 1 | South | YES | -0.002189 | 12 | 0 | 12 | 0 | 1.02 | Cogen | -1 | 0.26362 | 0 | 0 |  |  |  |  | -0.26362 | 0
5503 | RAYBURNGEN3 | 1 | South | YES | -0.002337 | 17.6 | 6 | 22 | 0 | 1.0223 | GST | -1 | 0.26377 | 22 | 22 |  |  |  |  | -0.26377 | -5.8029
5505 | RAYBURNGEN1 | 1 | South | YES | -0.002337 | 0 | 1 | 11 |  | 1.0223 | GGT | -1 | 0.26377 | 11 | 11 |  |  |  |  | -0.26377 | -2.9014
5506 | RAYBURNGEN2 | 1 | South | YES | -0.002337 | 0 | 1 | 11 |  | 1.0223 | GGT | -1 | 0.26377 | 11 | 11 |  |  |  |  | -0.26377 | -2.9014
5508 | RAYBURNCC9 | 1 | South | YES | -0.002521 | 47.7 | 18.2 | 47.7 | 0 | 1.0296 | CC | -1 | 0.26395 | 47.7 | 47.7 |  |  |  |  | -0.26395 | -12.5904
5509 | RAYBURNCC10 | 1 | South | YES | -0.002521 | 37.3 | 5.2 | 37.3 | 0 | 1.0296 | CC | -1 | 0.26395 | 37.3 | 37.3 |  |  |  |  | -0.26395 | -9.8454
5511 | RAYBURNCC7 | 1 | South | YES | -0.002521 | 47.5 | 18.2 | 47.5 | 0 | 1.0296 | CC | -1 | 0.26395 | 47.5 | 47.5 |  |  |  |  | -0.26395 | -12.5377
5512 | RAYBURNCC8 | 1 | South | YES | -0.002521 | 49.3 | 18.2 | 49.3 | 0 | 1.0296 | CC | -1 | 0.26395 | 49.3 | 49.3 |  |  |  |  | -0.26395 | -13.0128
8173 | VICEC51A | 5 | South | YES | -0.00254 | 144 | 18 | 144 | 0 | 1.025 | CC | -1 | 0.26397 | 144 | 144 |  |  |  |  | -0.26397 | -38.0116
8174 | VICEC61A | 6 | South | YES | -0.00254 | 188 | 42 | 188 | 0 | 1.025 | CC | -1 | 0.26397 | 188 | 188 |  |  |  |  | -0.26397 | -49.6263
8066 | DUP1V#1 | 1 | South | YES | -0.002641 | 52.3 | 0 | 73 | 0 | 1.01 | Cogen | -1 | 0.26407 | 0 | 0 |  |  |  |  | -0.26407 | 0
7020 | L_AUSTPL1_1Y | 2 | South | YES | -0.002763 | 0 | 0 | 8 |  | 1 | Hydro | -1 | 0.26419 | 0 | 0 |  |  |  |  | -0.26419 | 0
7020 | L_AUSTPL1_1Y | 1 | South | YES | -0.002763 | 0 | 0 | 8 |  | 1 | Hydro | -1 | 0.26419 | 0 | 0 |  |  |  |  | -0.26419 | 0
80224 | VISTRONG1 | 1 | South | YES | -0.002766 | 13.1 | 0 | 15 | 0 | 1.01 | Cogen | -1 | 0.2642 | 0 | 0 |  |  |  |  | -0.2642 | 0
80225 | VISTRONG2 | 2 | South | YES | -0.002766 | 20.2 | 0 | 23 | 0 | 1.01 | Cogen | -1 | 0.2642 | 0 | 0 |  |  |  |  | -0.2642 | 0
80227 | AIRCO G | 1 | South | YES | -0.002788 | 7.2 | 0 | 8 | 0 | 1.0104 | Cogen | -1 | 0.26422 | 0 | 0 |  |  |  |  | -0.26422 | 0
8147 | UCAR #2 | 10 | South | YES | -0.002872 | 18.2 | 0 | 28 |  | 1 | Cogen | -1 | 0.2643 | 0 | 0 |  |  |  |  | -0.2643 | 0
8148 | UCAR #1 | 2 | South | YES | -0.002872 | 6.1 | 0 | 7 | 0 | 1.009 | Cogen | -1 | 0.2643 | 0 | 0 |  |  |  |  | -0.2643 | 0
80137 | CSDR89 | 9 | South | YES | -0.002872 | 0 | 0 | 15 |  | 1.003 | DCTie | -1 | 0.2643 | 0 | 0 |  |  |  |  | -0.2643 | 0
80137 | CSDR89 | 8 | South | YES | -0.002872 | 33.9 | 0 | 39 |  | 1.003 | DCTie | -1 | 0.2643 | 0 | 0 |  |  |  |  | -0.2643 | 0
80138 | CSDR7 | 7 | South | YES | -0.002872 | 6.1 | 0 | 7 | 0 | 1.014 | DCTie | -1 | 0.2643 | 0 | 0 |  |  |  |  | -0.2643 | 0
80139 | CSDR56 | 6 | South | YES | -0.002872 | 0 | 0 | 39 |  | 1.0033 | DCTie | -1 | 0.2643 | 0 | 0 |  |  |  |  | -0.2643 | 0
80139 | CSDR56 | 5 | South | YES | -0.002872 | 15 | 0 | 15 |  | 1.0033 | DCTie | -1 | 0.2643 | 0 | 0 |  |  |  |  | -0.2643 | 0
80140 | CSDR11 | 11 | South | YES | -0.002872 | 33.9 | 0 | 39 | 0 | 1.03 | DCTie | -1 | 0.2643 | 0 | 0 |  |  |  |  | -0.2643 | 0
9016 | SANDH_G1 | 1 | South | YES | -0.003016 | 45 | 2 | 49 | 0 | 1.0175 | GGT | -1 | 0.26445 | 49 | 49 |  |  |  |  | -0.26445 | -12.9578
9017 | SANDH_G2 | 2 | South | YES | -0.003016 | 45 | 2 | 46 | 0 | 1.0175 | GGT | -1 | 0.26445 | 46 | 46 |  |  |  |  | -0.26445 | -12.1645
9018 | SANDH_G3 | 3 | South | YES | -0.003016 | 45 | 2 | 46 | 0 | 1.0175 | GGT | -1 | 0.26445 | 46 | 46 |  |  |  |  | -0.26445 | -12.1645
9019 | SANDH_G4 | 4 | South | YES | -0.003016 | 0 | 2 | 47 |  | 1.0175 | GGT | -1 | 0.26445 | 47 | 47 |  |  |  |  | -0.26445 | -12.4289
9020 | SANDHG5A | 5A | South | YES | -0.003016 | 150 | 84 | 155 | 0 | 1.0175 | CC | -1 | 0.26445 | 155 | 155 |  |  |  |  | -0.26445 | -40.9891
9021 | SANDHG5C | 5C | South | YES | -0.003016 | 140 | 0 | 148 | 0 | 1.0175 | CC | -1 | 0.26445 | 148 | 148 |  |  |  |  | -0.26445 | -39.1379
9000 | DECKR_G1 | 1 | South | YES | -0.00303 | 280 | 50 | 321 | 0 | 1.015 | GST | -1 | 0.26446 | 321 | 321 |  |  |  |  | -0.26446 | -84.8915
9001 | DECKR_G2 | 2 | South | YES | -0.00303 | 400 | 50 | 426 | 0 | 1.015 | GST | -1 | 0.26446 | 426 | 426 |  |  |  |  | -0.26446 | -112.6598
9002 | DECKR_G3 | 3 | South | YES | -0.00322 | 0 | 24 | 42 |  | 1.015 | GGT | -1 | 0.26465 | 42 | 42 |  |  |  |  | -0.26465 | -11.1153
9003 | DECKR_G4 | 4 | South | YES | -0.00322 | 44 | 24 | 44 | 0 | 1.015 | GGT | -1 | 0.26465 | 44 | 44 |  |  |  |  | -0.26465 | -11.6446
9004 | DECKR_G5 | 5 | South | YES | -0.00322 | 44 | 24 | 44 | 0 | 1.015 | GGT | -1 | 0.26465 | 44 | 44 |  |  |  |  | -0.26465 | -11.6446
9005 | DECKR_G6 | 6 | South | YES | -0.00322 | 44 | 24 | 47 | 0 | 1.015 | GGT | -1 | 0.26465 | 47 | 47 |  |  |  |  | -0.26465 | -12.4385
80226 | ALCOA G | 1 | South | YES | -0.003257 | 32.3 | 5 | 48 | 0 | 1.015 | Cogen | -1 | 0.26469 | 0 | 0 |  |  |  |  | -0.26469 | 0
8134 | FOR #1 | 1 | South | YES | -0.003361 | 54.1 | 45 | 79 | 0 | 1.03 | Cogen | -1 | 0.26479 | 0 | 0 |  |  |  |  | -0.26479 | 0
8138 | FOR #2 | 2 | South | YES | -0.003361 | 63.1 | 45 | 81 | 0 | 1.03 | Cogen | -1 | 0.26479 | 0 | 0 |  |  |  |  | -0.26479 | 0
8153 | FOR #3 | 3 | South | YES | -0.003361 | 63.1 | 45 | 79.9 | 0 | 1.03 | Cogen | -1 | 0.26479 | 0 | 0 |  |  |  |  | -0.26479 | 0
8154 | FOR #4 | 4 | South | YES | -0.003361 | 63.1 | 60 | 80 | 0 | 1.03 | Cogen | -1 | 0.26479 | 0 | 0 |  |  |  |  | -0.26479 | 0
8155 | FOR #5 | 5 | South | YES | -0.003361 | 63.1 | 60 | 78.4 | 0 | 1.03 | Cogen | -1 | 0.26479 | 0 | 0 |  |  |  |  | -0.26479 | 0
8156 | FOR #6 | 6 | South | YES | -0.003361 | 24.9 | 5 | 25 | 0 | 1.03 | Cogen | -1 | 0.26479 | 0 | 0 |  |  |  |  | -0.26479 | 0
8157 | FOR #7 | 7 | South | YES | -0.003361 | 28.8 | 5 | 46 | 0 | 1.03 | Cogen | -1 | 0.26479 | 0 | 0 |  |  |  |  | -0.26479 | 0
80051 | FOR #8 | 8 | South | YES | -0.003361 | 28 | 28 | 28 | 0 | 1.016 | Cogen | -1 | 0.26479 | 0 | 0 |  |  |  |  | -0.26479 | 0
80052 | FOR #9 | 9 | South | YES | -0.003361 | 29.7 | 5 | 43.6 | 0 | 1.03 | Cogen | -1 | 0.26479 | 0 | 0 |  |  |  |  | -0.26479 | 0
80053 | FOR #10 | 10 | South | YES | -0.003361 | 68.4 | 45 | 75 | 0 | 1.03 | Cogen | -1 | 0.26479 | 0 | 0 |  |  |  |  | -0.26479 | 0
7004 | L_SIMGID1_1Y | 1 | South | YES | -0.003714 | 132 | 40 | 132 | 0 | 1.02 | GST | -1 | 0.26514 | 132 | 132 |  |  |  |  | -0.26514 | -34.999
7005 | L_SIMGID1_2Y | 2 | South | YES | -0.003714 | 133 | 32 | 139 | 0 | 1.02 | GST | -1 | 0.26514 | 139 | 139 |  |  |  |  | -0.26514 | -36.855
7006 | L_SIMGID1_3Y | 3 | South | YES | -0.003714 | 324.9 | 60 | 329 | 0 | 1.02 | GST | -1 | 0.26514 | 329 | 329 |  |  |  |  | -0.26514 | -87.2322
7807 | L_BASTEN1_1Y | 1 | South | YES | -0.00409 | 152.5 | 83.5 | 152.5 | 0 | 1.004 | CC | -1 | 0.26552 | 152.5 | 152.5 |  |  |  |  | -0.26552 | -40.4917
7808 | L_BASTEN1_2Y | 1 | South | YES | -0.00409 | 149.5 | 83.5 | 149.5 | 0 | 1.004 | CC | -1 | 0.26552 | 149.5 | 149.5 |  |  |  |  | -0.26552 | -39.6952
7809 | L_BASTEN1_3Y | 1 | South | YES | -0.00409 | 232.6 | 42 | 232.6 | 0 | 1.004 | CC | -1 | 0.26552 | 232.6 | 232.6 |  |  |  |  | -0.26552 | -61.7599
7303 | L_WPPGS12_1Y | 1 | South | YES | -0.004265 | 50 | 0 | 50 | 0 | 1.025 | GGT | -1 | 0.26569 | 50 | 50 |  |  |  |  | -0.26569 | -13.2847
7303 | L_WPPGS12_1Y | 2 | South | YES | -0.004265 | 50 | 0 | 50 | 0 | 1.025 | GGT | -1 | 0.26569 | 50 | 50 |  |  |  |  | -0.26569 | -13.2847
7305 | L_WPPGS34_1Y | 3 | South | YES | -0.004265 | 50 | 0 | 50 | 0 | 1.025 | GGT | -1 | 0.26569 | 50 | 50 |  |  |  |  | -0.26569 | -13.2847
7305 | L_WPPGS34_1Y | 4 | South | YES | -0.004265 | 50 | 0 | 50 | 0 | 1.025 | GGT | -1 | 0.26569 | 50 | 50 |  |  |  |  | -0.26569 | -13.2847
7007 | L_LOSTPI1_1Y | 1 | South | YES | -0.004583 | 158.6 | 110 | 158 | 0 | 1 | CC | -1 | 0.26601 | 158 | 158 |  |  |  |  | -0.26601 | -42.03
7008 | L_LOSTPI1_2Y | 2 | South | YES | -0.004583 | 157.7 | 107 | 160 | 0 | 1 | CC | -1 | 0.26601 | 160 | 160 |  |  |  |  | -0.26601 | -42.562
7009 | L_LOSTPI1_3Y | 3 | South | YES | -0.004583 | 173.9 | 72 | 175 | 0 | 1 | CC | -1 | 0.26601 | 175 | 175 |  |  |  |  | -0.26601 | -46.5522
7012 | L_FPPYD21_3Y | 3 | South | YES | -0.004675 | 427.5 | 200 | 436 | 0 | 1.02 | LIGCO | -1 | 0.2661 | 0 | 436 |  |  |  |  | -0.2661 | 0
7010 | L_FPPYD11_1Y | 1 | South | YES | -0.004677 | 547.4 | 200 | 606 | 0 | 1.02 | LIGCO | -1 | 0.26611 | 0 | 606 |  |  |  |  | -0.26611 | 0
7011 | L_FPPYD11_2Y | 2 | South | YES | -0.004677 | 552.2 | 200 | 598 | 0 | 1.02 | LIGCO | -1 | 0.26611 | 0 | 598 |  |  |  |  | -0.26611 | 0
3432 | SANDOW_4G | 4 | South | YES | -0.006718 | 580 | 225 | 580 | 0 | 1.029 | LIGCO | -1 | 0.26815 | 0 | 580 |  |  |  |  | -0.26815 | 0
13432 | SANDOW_5G | 5 | South | YES | -0.006718 | 581 | 225 | 581 | 0 | 1.029 | LIGCO | -1 | 0.26815 | 0 | 581 |  |  |  |  | -0.26815 | 0
5911 | STP_GN1___1 | 1 | Houston | YES | -0.006822 | 1333 | 1249 | 1333 | 0 | 1.0406 | Nuc | -1 | 0.26825 | 0 | 0 |  |  |  |  | -0.26825 | 0
5912 | STP_GN2___2 | 2 | Houston | YES | -0.006822 | 1332 | 1249 | 1332 | 0 | 1.0406 | Nuc | -1 | 0.26825 | 0 | 0 |  |  |  |  | -0.26825 | 0
48731 | CBE_GT1 | 1 | Houston | YES | -0.00697 | 76 | 0 | 76 | 0 | 1.029 | CC | -1 | 0.2684 | 76 | 76 |  |  |  |  | -0.2684 | -20.3984
48732 | CBE_GT2 | 1 | Houston | YES | -0.00697 | 76 | 0 | 76 | 0 | 1.029 | CC | -1 | 0.2684 | 76 | 76 |  |  |  |  | -0.2684 | -20.3984
48733 | CBE_ST12 | 1 | Houston | YES | -0.00697 | 105 | 0 | 105 | 0 | 1.029 | CC | -1 | 0.2684 | 105 | 105 |  |  |  |  | -0.2684 | -28.182
48734 | CBE_GT3 | 1 | Houston | YES | -0.00697 | 76 | 0 | 76 | 0 | 1.029 | CC | -1 | 0.2684 | 76 | 76 |  |  |  |  | -0.2684 | -20.3984
48735 | CBE_GT4 | 1 | Houston | YES | -0.00697 | 76 | 0 | 76 | 0 | 1.029 | CC | -1 | 0.2684 | 76 | 76 |  |  |  |  | -0.2684 | -20.3984
48736 | CBE_ST34 | 1 | Houston | YES | -0.00697 | 105 | 0 | 105 | 0 | 1.029 | CC | -1 | 0.2684 | 105 | 105 |  |  |  |  | -0.2684 | -28.182
332 | RWMILLER01 | 1 | North | YES | -0.007014 | 58.4 | 18.5 | 73 | 0 | 1.04 | GST | -1 | 0.26844 | 73 | 73 |  |  | -0.51202 | 73 | -0.26844 | -19.5964
333 | RWMILLER02 | 2 | North | YES | -0.007014 | 95.2 | 37 | 119 | 0 | 1.04 | GST | -1 | 0.26844 | 119 | 119 |  |  | -0.83467 | 119 | -0.26844 | -31.9448
334 | RWMILLER03 | 3 | North | YES | -0.007014 | 166.4 | 65 | 208 | 0 | 1.04 | GST | -1 | 0.26844 | 208 | 208 |  |  | -1.4589 | 208 | -0.26844 | -55.8363
335 | RWMILLER04 | 4 | North | YES | -0.007014 | 81.6 | 0 | 102 | 0 | 1.04 | GST | -1 | 0.26844 | 102 | 102 |  |  | -0.71543 | 102 | -0.26844 | -27.3812
336 | RWMILLER05 | 5 | North | YES | -0.007014 | 80.8 | 0 | 101 | 0 | 1.04 | GST | -1 | 0.26844 | 101 | 101 |  |  | -0.70841 | 101 | -0.26844 | -27.1128
48911 | TGF_GT1_8000 | 1 | Houston | YES | -0.007115 | 69.2 | 0 | 69.2 |  | 1.029 | Cogen | -1 | 0.26854 | 0 | 0 |  |  |  |  | -0.26854 | 0
49851 | DOW17000 | 37 | Houston | YES | -0.007992 | 39 | 0 | 62 | 0 | 1 | Cogen | -1 | 0.26942 | 0 | 0 |  |  |  |  | -0.26942 | 0
49858 | DOW38100 | 31 | Houston | YES | -0.007992 | 45 | 0 | 71.4 |  | 1 | Cogen | -1 | 0.26942 | 0 | 0 |  |  |  |  | -0.26942 | 0
49859 | DOW38200 | 33 | Houston | YES | -0.007992 | 28 | 0 | 45 | 0 | 1 | Cogen | -1 | 0.26942 | 0 | 0 |  |  |  |  | -0.26942 | 0
49860 | DOW38300 | 32 | Houston | YES | -0.007992 | 63 | 0 | 101 |  | 1 | Cogen | -1 | 0.26942 | 0 | 0 |  |  |  |  | -0.26942 | 0
49862 | DOW39100 | 36 | Houston | YES | -0.007992 | 54 | 0 | 86 | 0 | 1 | Cogen | -1 | 0.26942 | 0 | 0 |  |  |  |  | -0.26942 | 0
49863 | DOW39200 | 35 | Houston | YES | -0.007992 | 55 | 0 | 88 | 0 | 1 | Cogen | -1 | 0.26942 | 0 | 0 |  |  |  |  | -0.26942 | 0
49865 | DOW41000 | 41 | Houston | YES | -0.007992 | 31 | 0 | 50 |  | 1 | Cogen | -1 | 0.26942 | 0 | 0 |  |  |  |  | -0.26942 | 0
49866 | DOW42000 | 42 | Houston | YES | -0.007992 | 11 | 0 | 18 |  | 1 | Cogen | -1 | 0.26942 | 0 | 0 |  |  |  |  | -0.26942 | 0
49869 | DOW49000 | 45 | Houston | YES | -0.007992 | 59 | 0 | 94 |  | 1 | Cogen | -1 | 0.26942 | 0 | 0 |  |  |  |  | -0.26942 | 0
49870 | DOW61000 | 61 | Houston | YES | -0.007992 | 44 | 0 | 70 | 0 | 1 | Cogen | -1 | 0.26942 | 0 | 0 |  |  |  |  | -0.26942 | 0
49871 | DOW62000 | 62 | Houston | YES | -0.007992 | 40 | 0 | 63 | 0 | 1 | Cogen | -1 | 0.26942 | 0 | 0 |  |  |  |  | -0.26942 | 0
49872 | DOW63000 | 63 | Houston | YES | -0.007992 | 45 | 0 | 72 | 0 | 1 | Cogen | -1 | 0.26942 | 0 | 0 |  |  |  |  | -0.26942 | 0
49873 | DOW64000 | 64 | Houston | YES | -0.007992 | 41 | 0 | 64.8 | 0 | 1 | Cogen | -1 | 0.26942 | 0 | 0 |  |  |  |  | -0.26942 | 0
49876 | DOW65000 | 65 | Houston | YES | -0.007992 | 63 | 0 | 101 | 0 | 1 | Cogen | -1 | 0.26942 | 0 | 0 |  |  |  |  | -0.26942 | 0
49877 | DOW66000 | 66 | Houston | YES | -0.007992 | 61 | 0 | 97 | 0 | 1 | Cogen | -1 | 0.26942 | 0 | 0 |  |  |  |  | -0.26942 | 0
49878 | DOW67000 | 67 | Houston | YES | -0.007992 | 65 | 0 | 103 | 0 | 1 | Cogen | -1 | 0.26942 | 0 | 0 |  |  |  |  | -0.26942 | 0
49882 | DOW81000 | 81 | Houston | YES | -0.007992 | 47 | 0 | 76 | 0 | 1 | Cogen | -1 | 0.26942 | 0 | 0 |  |  |  |  | -0.26942 | 0
49884 | DOW82000 | 82 | Houston | YES | -0.007992 | 51 | 0 | 80 | 0 | 1 | Cogen | -1 | 0.26942 | 0 | 0 |  |  |  |  | -0.26942 | 0
49885 | DOW83000 | 83 | Houston | YES | -0.007992 | 51 | 0 | 80 | 0 | 1 | Cogen | -1 | 0.26942 | 0 | 0 |  |  |  |  | -0.26942 | 0
49886 | DOW84000 | 84 | Houston | YES | -0.007992 | 107 | 0 | 171 | 0 | 0.98 | Cogen | -1 | 0.26942 | 0 | 0 |  |  |  |  | -0.26942 | 0
48520 | BSF_GT1_8070 | 2 | Houston | YES | -0.008206 | 10 | 0 | 10 | 0 | 1.0326 | Cogen | -1 | 0.26964 | 0 | 0 |  |  |  |  | -0.26964 | 0
48520 | BSF_GT1_8070 | 1 | Houston | YES | -0.008206 | 72 | 0 | 72 | 0 | 1.0326 | Cogen | -1 | 0.26964 | 0 | 0 |  |  |  |  | -0.26964 | 0
39760 | TNSCLP1___8 | 1 | Houston | YES | -0.008385 | 93.4 | 20 | 116.8 | 0 | 1.04 | Cogen | -1 | 0.26981 | 0 | 0 |  |  |  |  | -0.26981 | 0
39770 | TNSCLP2___8 | 1 | Houston | YES | -0.008385 | 91.6 | 20 | 114.5 | 0 | 1.04 | Cogen | -1 | 0.26981 | 0 | 0 |  |  |  |  | -0.26981 | 0
39775 | TNSCLP4___8 | 1 | Houston | YES | -0.008385 | 95.2 | 20 | 119 | 0 | 1.04 | Cogen | -1 | 0.26981 | 0 | 0 |  |  |  |  | -0.26981 | 0
39790 | TNSCLP3___8 | 1 | Houston | YES | -0.008385 | 87.6 | 20 | 109.5 | 0 | 1.027 | Cogen | -1 | 0.26981 | 0 | 0 |  |  |  |  | -0.26981 | 0
48730 | MNS_GT | 1 | Houston | YES | -0.008975 | 43 | 0 | 46.1 |  | 1.029 | Cogen | -1 | 0.2704 | 0 | 0 |  |  |  |  | -0.2704 | 0
48926 | WAP_GN6_6 | 6 | Houston | YES | -0.009014 | 651 | 280 | 651 |  | 1.035 | LIGCO | -1 | 0.27044 | 0 | 651 |  |  |  |  | -0.27044 | 0
48927 | WAP_GN7_7 | 7 | Houston | YES | -0.009014 | 564 | 277 | 564 |  | 1.035 | LIGCO | -1 | 0.27044 | 0 | 564 |  |  |  |  | -0.27044 | 0
48928 | WAP_GN8_8 | 8 | Houston | YES | -0.009014 | 603 | 275 | 603 |  | 1.035 | LIGCO | -1 | 0.27044 | 0 | 603 |  |  |  |  | -0.27044 | 0
48521 | BVE_GT1_GT1 | 1 | Houston | YES | -0.009019 | 167.7 | 0 | 167.7 |  | 1.035 | CC | -1 | 0.27045 | 167.7 | 167.7 |  |  |  |  | -0.27045 | -45.3542
48522 | BVE_GT2_5035 | 2 | Houston | YES | -0.009019 | 166.4 | 0 | 166.4 |  | 1.035 | CC | -1 | 0.27045 | 166.4 | 166.4 |  |  |  |  | -0.27045 | -45.0026
48523 | BVE_ST1_GN1 | 3 | Houston | YES | -0.009019 | 252.4 | 0 | 252.4 |  | 1.035 | CC | -1 | 0.27045 | 252.4 | 252.4 |  |  |  |  | -0.27045 | -68.2612
48510 | AK_GT1__8040 | 1 | Houston | YES | -0.009063 | 33.4 | 8.1 | 34 |  | 1.029 | Cogen | -1 | 0.27049 | 0 | 0 |  |  |  |  | -0.27049 | 0
48921 | WAP_GN1_1 | 1 | Houston | YES | -0.009127 | 132.8 | 37 | 166 | 0 | 1.0362 | GST | -1 | 0.27056 | 166 | 166 |  |  |  |  | -0.27056 | -44.9124
48922 | WAP_GN2_2 | 2 | Houston | YES | -0.009127 | 132.8 | 37 | 166 | 0 | 1.0362 | GST | -1 | 0.27056 | 166 | 166 |  |  |  |  | -0.27056 | -44.9124
48923 | WAP_GN3_3 | 3 | Houston | YES | -0.009127 | 198.4 | 93 | 248 | 0 | 1.0362 | GST | -1 | 0.27056 | 248 | 248 |  |  |  |  | -0.27056 | -67.098
48924 | WAP_GN4_4 | 4 | Houston | YES | -0.009127 | 546 | 217 | 546 | 0 | 1.0362 | GSC | -1 | 0.27056 | 546 | 546 |  |  |  |  | -0.27056 | -147.7239
48925 | WAP_GN5_5 | 5 | Houston | YES | -0.009127 | 633.7 | 278 | 654 | 0 | 0.985 | LIGCO | -1 | 0.27056 | 0 | 654 |  |  |  |  | -0.27056 | 0
48929 | WAPGT21_GT1 | B1 | Houston | YES | -0.009127 | 0 | 0 | 13 |  | 1.05 | GGT | -1 | 0.27056 | 13 | 13 |  |  |  |  | -0.27056 | -3.5172
38580 | TNBP_CGN1_8 | 1 | Houston | YES | -0.009455 | 70.8 | 0 | 70.8 | 0 | 1.005 | Cogen | -1 | 0.27088 | 0 | 0 |  |  |  |  | -0.27088 | 0
38590 | TNBP_CGN2_8 | 2 | Houston | YES | -0.009455 | 66.7 | 0 | 66.7 | 0 | 1.005 | Cogen | -1 | 0.27088 | 0 | 0 |  |  |  |  | -0.27088 | 0
38600 | TNBP_CGN3_8 | 5 | Houston | YES | -0.009455 | 53 | 0 | 53 | 0 | 1.005 | Cogen | -1 | 0.27088 | 0 | 0 |  |  |  |  | -0.27088 | 0
38611 | TNBPAMCG1_8 | 1 | Houston | YES | -0.009455 | 153.2 | 0 | 153.2 | 0 | 1.005 | Cogen | -1 | 0.27088 | 0 | 0 |  |  |  |  | -0.27088 | 0
38612 | TNBPAMCG2_8 | 2 | Houston | YES | -0.009455 | 153.5 | 0 | 153.5 | 0 | 1.005 | Cogen | -1 | 0.27088 | 0 | 0 |  |  |  |  | -0.27088 | 0
38613 | TNBPAMCG3_8 | 3 | Houston | YES | -0.009455 | 152.3 | 0 | 152.3 | 0 | 1.005 | Cogen | -1 | 0.27088 | 0 | 0 |  |  |  |  | -0.27088 | 0
38614 | TNBPAMCG4_8 | 4 | Houston | YES | -0.009455 | 96 | 0 | 96 |  | 1.005 | Cogen | -1 | 0.27088 | 0 | 0 |  |  |  |  | -0.27088 | 0
38615 | TNBPAMCG5_8 | 1 | Houston | YES | -0.009455 | 244 | 0 | 244 | 0 | 1.005 | Cogen | -1 | 0.27088 | 0 | 0 |  |  |  |  | -0.27088 | 0
38690 | TNBP_CGN4_8 | 3 | Houston | YES | -0.009455 | 40 | 0 | 40 |  | 1.005 | Cogen | -1 | 0.27088 | 0 | 0 |  |  |  |  | -0.27088 | 0
38711 | TNTXCTY1CG8 | 1 | Houston | YES | -0.009455 | 100.3 | 59 | 100.3 | 0 | 1 | Cogen | -1 | 0.27088 | 0 | 0 |  |  |  |  | -0.27088 | 0
38712 | TNTXCTY2CG8 | 1 | Houston | YES | -0.009455 | 92.9 | 59 | 92.9 | 0 | 1 | Cogen | -1 | 0.27088 | 0 | 0 |  |  |  |  | -0.27088 | 0
38713 | TNTXCTY3CG8 | 1 | Houston | YES | -0.009455 | 102.7 | 59 | 102.7 | 0 | 1 | Cogen | -1 | 0.27088 | 0 | 0 |  |  |  |  | -0.27088 | 0
38714 | TNTXCTY4CG8 | 1 | Houston | YES | -0.009455 | 103 | 59 | 103 | 0 | 1 | Cogen | -1 | 0.27088 | 0 | 0 |  |  |  |  | -0.27088 | 0
39470 | TNDOWCGNSG8 | 1 | Houston | YES | -0.009455 | 32 | 10 | 32 | 0 | 0.985 | Cogen | -1 | 0.27088 | 0 | 0 |  |  |  |  | -0.27088 | 0
39480 | TNDOWCGNGG8 | 1 | Houston | YES | -0.009455 | 30 | 10 | 30 | 0 | 0.985 | Cogen | -1 | 0.27088 | 0 | 0 |  |  |  |  | -0.27088 | 0
48772 | PHR_GN2_2 | MB | Houston | YES | -0.009612 | 0 | 72 | 459 |  | 1.0362 | GSC | -1 | 0.27104 | 0 | 0 |  |  |  |  | -0.27104 | 0
48561 | CTL_GT2_8130 | 1 | Houston | YES | -0.009722 | 73.5 | 30.3 | 91.9 |  | 1.0362 | Cogen | -1 | 0.27115 | 0 | 0 |  |  |  |  | -0.27115 | 0
48562 | CTL_GT3_8135 | 2 | Houston | YES | -0.009722 | 70.1 | 30.3 | 87.6 |  | 1.0362 | Cogen | -1 | 0.27115 | 0 | 0 |  |  |  |  | -0.27115 | 0
48563 | CTL_GT4_8140 | 3 | Houston | YES | -0.009722 | 69.6 | 30.3 | 87 |  | 1.0362 | Cogen | -1 | 0.27115 | 0 | 0 |  |  |  |  | -0.27115 | 0
48564 | CTL_GN1_8145 | 4 | Houston | YES | -0.009722 | 43.6 | 12.9 | 54.5 |  | 1.0362 | Cogen | -1 | 0.27115 | 0 | 0 |  |  |  |  | -0.27115 | 0
48565 | CTL_GN2_8155 | 5 | Houston | YES | -0.009722 | 9.8 | 3.4 | 12.2 |  | 1.0362 | Cogen | -1 | 0.27115 | 0 | 0 |  |  |  |  | -0.27115 | 0
48531 | BYU_GT1_8075 | 1 | Houston | YES | -0.009764 | 65 | 0 | 65 |  | 1.0362 | Cogen | -1 | 0.27119 | 0 | 0 |  |  |  |  | -0.27119 | 0
48532 | BYU_GT2_8055 | 2 | Houston | YES | -0.009764 | 62 | 0 | 62 |  | 1.0362 | Cogen | -1 | 0.27119 | 0 | 0 |  |  |  |  | -0.27119 | 0
48533 | BYU_GT3_8060 | 3 | Houston | YES | -0.009764 | 67 | 0 | 67 |  | 1.0362 | Cogen | -1 | 0.27119 | 0 | 0 |  |  |  |  | -0.27119 | 0
48534 | BYU_GT4_8065 | 4 | Houston | YES | -0.009764 | 65 | 0 | 65 |  | 1.0362 | Cogen | -1 | 0.27119 | 0 | 0 |  |  |  |  | -0.27119 | 0
48691 | GBY_73741085 | A | Houston | YES | -0.009828 | 37.6 | 20 | 47 | 0 | 1.0362 | GGT | -1 | 0.27126 | 47 | 47 |  |  |  |  | -0.27126 | -12.7491
48691 | GBY_73741085 | B | Houston | YES | -0.009828 | 37.6 | 20 | 47 | 0 | 1.0362 | GGT | -1 | 0.27126 | 47 | 47 |  |  |  |  | -0.27126 | -12.7491
48692 | GBY_81821075 | C | Houston | YES | -0.009828 | 37.6 | 20 | 47 | 0 | 1.0362 | GGT | -1 | 0.27126 | 47 | 47 |  |  |  |  | -0.27126 | -12.7491
48692 | GBY_81821075 | D | Houston | YES | -0.009828 | 44 | 20 | 55 | 0 | 1.0362 | GGT | -1 | 0.27126 | 55 | 55 |  |  |  |  | -0.27126 | -14.9192
48693 | GBY_83841065 | E | Houston | YES | -0.009828 | 45.6 | 20 | 57 | 0 | 1.0362 | GGT | -1 | 0.27126 | 57 | 57 |  |  |  |  | -0.27126 | -15.4617
48693 | GBY_83841065 | F | Houston | YES | -0.009828 | 43.2 | 20 | 54 | 0 | 1.0362 | GGT | -1 | 0.27126 | 54 | 54 |  |  |  |  | -0.27126 | -14.6479
48841 | SJS_GT1_GT1 | 1 | Houston | YES | -0.009842 | 62.4 | 49 | 78 | 0 | 1.0362 | Cogen | -1 | 0.27127 | 0 | 0 |  |  |  |  | -0.27127 | 0
48842 | SJS_GT2_GT2 | 2 | Houston | YES | -0.009842 | 64.8 | 49 | 81 | 0 | 1.0362 | Cogen | -1 | 0.27127 | 0 | 0 |  |  |  |  | -0.27127 | 0
48641 | DPEC_GT15040 | 1 | Houston | YES | -0.009859 | 163.2 | 98 | 163.2 | 0 | 1.0319 | CC | -1 | 0.27129 | 163.2 | 163.2 |  |  |  |  | -0.27129 | -44.2743
48642 | DPEC_GT25025 | 2 | Houston | YES | -0.009859 | 157.1 | 98 | 157.1 | 0 | 1.0319 | CC | -1 | 0.27129 | 157.1 | 157.1 |  |  |  |  | -0.27129 | -42.6194
48643 | DPEC_GT35010 | 3 | Houston | YES | -0.009859 | 157.5 | 98 | 157.5 | 0 | 1.0319 | CC | -1 | 0.27129 | 157.5 | 157.5 |  |  |  |  | -0.27129 | -42.7279
48644 | DPEC_GT45070 | 4 | Houston | YES | -0.009859 | 157 | 98 | 157 | 0 | 1.0319 | CC | -1 | 0.27129 | 157 | 157 |  |  |  |  | -0.27129 | -42.5923
48645 | DPEC_ST55065 | 5 | Houston | YES | -0.009859 | 282 | 0 | 282 | 0 | 1.0319 | CC | -1 | 0.27129 | 282 | 282 |  |  |  |  | -0.27129 | -76.5034
48761 | PR_GT1__9040 | 1 | Houston | YES | -0.009883 | 26 | 0 | 35 |  | 1 | Cogen | -1 | 0.27131 | 0 | 0 |  |  |  |  | -0.27131 | 0
48855 | SRB_GT211035 | B1 | Houston | YES | -0.009902 | 0 | 0 | 18 |  | 1.014 | GGT | -1 | 0.27133 | 18 | 18 |  |  |  |  | -0.27133 | -4.884
48855 | SRB_GT211035 | B2 | Houston | YES | -0.009902 | 0 | 0 | 12 |  | 1.014 | GGT | -1 | 0.27133 | 12 | 12 |  |  |  |  | -0.27133 | -3.256
48852 | SRB_GN2_2 | 2 | Houston | YES | -0.009903 | 140.8 | 26 | 176 | 0 | 1.0217 | GST | -1 | 0.27133 | 176 | 176 |  |  |  |  | -0.27133 | -47.7545
48851 | SRB_GN1_1 | 1 | Houston | YES | -0.009904 | 132 | 26 | 165 | 0 | 1.0217 | GST | -1 | 0.27133 | 165 | 165 |  |  |  |  | -0.27133 | -44.77
48551 | CAL_GT1_8045 | 1 | Houston | YES | -0.009905 | 149 | 0 | 149 | 0 | 1.0326 | Cogen | -1 | 0.27133 | 0 | 0 |  |  |  |  | -0.27133 | 0
48552 | CAL_ST1_8000 | 2 | Houston | YES | -0.009905 | 65.1 | 0 | 65.1 | 0 | 1.0326 | Cogen | -1 | 0.27133 | 0 | 0 |  |  |  |  | -0.27133 | 0
48845 | SOL_GT1 | 1 | Houston | YES | -0.009909 | 16.2 | 15.4 | 16.2 |  | 1.0326 | Solar | -1 | 0.27134 | 16.2 | 16.2 |  |  |  |  | -0.27134 | -4.3957
48853 | SRB_GN3_3 | 3 | Houston | YES | -0.009909 | 170.4 | 35 | 213 |  | 1.0326 | GST | -1 | 0.27134 | 213 | 213 |  |  |  |  | -0.27134 | -57.7951
48611 | DIB_GT1_8080 | 1 | Houston | YES | -0.00991 | 64 | 0 | 64 | 0 | 1.0326 | Cogen | -1 | 0.27134 | 0 | 0 |  |  |  |  | -0.27134 | 0
48612 | DIB_GT2_8075 | 2 | Houston | YES | -0.00991 | 63.2 | 0 | 63.2 | 0 | 1.0326 | Cogen | -1 | 0.27134 | 0 | 0 |  |  |  |  | -0.27134 | 0
48613 | DIB_ST1_8085 | 3 | Houston | YES | -0.00991 | 67.9 | 30 | 82.6 | 0 | 1.0326 | Cogen | -1 | 0.27134 | 0 | 0 |  |  |  |  | -0.27134 | 0
48614 | DIB_GT3_8090 | 4 | Houston | YES | -0.00991 | 73.6 | 15 | 73.6 | 0 | 1.0326 | Cogen | -1 | 0.27134 | 0 | 0 |  |  |  |  | -0.27134 | 0
48854 | SRB_GN4_4 | 4 | Houston | YES | -0.00991 | 182.4 | 35 | 228 | 0 | 1.0326 | GST | -1 | 0.27134 | 228 | 228 |  |  |  |  | -0.27134 | -61.8654
48740 | PSG_GN2_8050 | 1 | Houston | YES | -0.009911 | 182 | 60 | 182 | 0 | 1.0326 | Cogen | -1 | 0.27134 | 0 | 0 |  |  |  |  | -0.27134 | 0
48741 | PSG_GT2_8040 | 1 | Houston | YES | -0.009911 | 158.6 | 50 | 158.6 | 0 | 1.0326 | Cogen | -1 | 0.27134 | 0 | 0 |  |  |  |  | -0.27134 | 0
48742 | PSG_GT3_8060 | 1 | Houston | YES | -0.009911 | 157 | 50 | 157 | 0 | 1.0326 | Cogen | -1 | 0.27134 | 0 | 0 |  |  |  |  | -0.27134 | 0
48820 | SHELLG1_3015 | 1 | Houston | YES | -0.009937 | 71 | 34.5 | 71 |  | 1.029 | Cogen | -1 | 0.27137 | 0 | 0 |  |  |  |  | -0.27137 | 0
48821 | SHELLG2 | 2 | Houston | YES | -0.009937 | 72 | 34.5 | 72 |  | 1.029 | Cogen | -1 | 0.27137 | 0 | 0 |  |  |  |  | -0.27137 | 0
48822 | SHELLG3_3020 | 2 | Houston | YES | -0.009937 | 30 | 0 | 30 |  | 1.029 | Cogen | -1 | 0.27137 | 0 | 0 |  |  |  |  | -0.27137 | 0
48822 | SHELLG3_3020 | 1 | Houston | YES | -0.009937 | 39 | 0 | 39 |  | 1.029 | Cogen | -1 | 0.27137 | 0 | 0 |  |  |  |  | -0.27137 | 0
48500 | APD_GT1_8005 | 1 | Houston | YES | -0.009981 | 137.6 | 54.6 | 137.6 |  | 1.0362 | Cogen | -1 | 0.27141 | 0 | 0 |  |  |  |  | -0.27141 | 0
48511 | LPE_GT1_8070 | 1 | Houston | YES | -0.009983 | 42 | 0 | 42 | 0 | 1.0362 | GGT | -1 | 0.27141 | 42 | 42 |  |  |  |  | -0.27141 | -11.3993
48512 | LPE_GT2_8075 | 2 | Houston | YES | -0.009983 | 42 | 0 | 42 | 0 | 1.0362 | GGT | -1 | 0.27141 | 42 | 42 |  |  |  |  | -0.27141 | -11.3993
48513 | LPE_GT3_8080 | 3 | Houston | YES | -0.009983 | 39 | 0 | 39 | 0 | 1.0362 | GGT | -1 | 0.27141 | 39 | 39 |  |  |  |  | -0.27141 | -10.5851
48514 | LPE_GT4_8085 | 4 | Houston | YES | -0.009983 | 39 | 0 | 39 | 0 | 1.0362 | GGT | -1 | 0.27141 | 39 | 39 |  |  |  |  | -0.27141 | -10.5851
48593 | CHE_GT1_8015 | 1 | Houston | YES | -0.009995 | 173 | 50 | 173 | 0 | 1.0362 | Cogen | -1 | 0.27142 | 0 | 0 |  |  |  |  | -0.27142 | 0
48594 | CHE_GN4_8025 | 4 | Houston | YES | -0.009995 | 142 | 60 | 142 | 0 | 1.0362 | Cogen | -1 | 0.27142 | 0 | 0 |  |  |  |  | -0.27142 | 0
48873 | THW_ST3_ST_3 | 3 | Houston | YES | -0.010058 | 107 | 19 | 107 | 0 | 1.0435 | CC | -1 | 0.27149 | 107 | 107 |  |  |  |  | -0.27149 | -29.0492
48874 | THW_ST4_ST_4 | 4 | Houston | YES | -0.010058 | 108 | 19 | 108 | 0 | 1.0435 | CC | -1 | 0.27149 | 108 | 108 |  |  |  |  | -0.27149 | -29.3207
48875 | THW_3132 | B | Houston | YES | -0.010058 | 53 | 5 | 53 | 0 | 1.0435 | CC | -1 | 0.27149 | 53 | 53 |  |  |  |  | -0.27149 | -14.3888
48875 | THW_3132 | A | Houston | YES | -0.010058 | 55 | 5 | 55 | 0 | 1.0435 | CC | -1 | 0.27149 | 55 | 55 |  |  |  |  | -0.27149 | -14.9318
48877 | THW_3334 | C | Houston | YES | -0.010058 | 55 | 5 | 55 | 0 | 1.0435 | CC | -1 | 0.27149 | 55 | 55 |  |  |  |  | -0.27149 | -14.9318
48877 | THW_3334 | D | Houston | YES | -0.010058 | 57 | 5 | 57 | 0 | 1.0435 | CC | -1 | 0.27149 | 57 | 57 |  |  |  |  | -0.27149 | -15.4748
48879 | THW_4142 | E | Houston | YES | -0.010058 | 56 | 5 | 56 | 0 | 1.0435 | CC | -1 | 0.27149 | 56 | 56 |  |  |  |  | -0.27149 | -15.2033
48879 | THW_4142 | F | Houston | YES | -0.010058 | 55 | 5 | 55 | 0 | 1.0435 | CC | -1 | 0.27149 | 55 | 55 |  |  |  |  | -0.27149 | -14.9318
48881 | THW_4344 | G | Houston | YES | -0.010058 | 58 | 5 | 58 | 0 | 1.0435 | CC | -1 | 0.27149 | 58 | 58 |  |  |  |  | -0.27149 | -15.7463
48881 | THW_4344 | H | Houston | YES | -0.010058 | 58 | 5 | 58 | 0 | 1.0435 | CC | -1 | 0.27149 | 58 | 58 |  |  |  |  | -0.27149 | -15.7463
48582 | CBY_GN2_2 | 2 | Houston | YES | -0.010086 | 596.8 | 110 | 746 | 0 | 1.0435 | GSC | -1 | 0.27152 | 746 | 746 |  |  |  |  | -0.27152 | -202.5506
49803 | EXN_15GT | 1 | Houston | YES | -0.010104 | 33 | 8.3 | 34 |  | 1.0326 | Cogen | -1 | 0.27153 | 0 | 0 |  |  |  |  | -0.27153 | 0
49804 | EXN_16GT | 2 | Houston | YES | -0.010104 | 32 | 8.3 | 34.7 |  | 1.0326 | Cogen | -1 | 0.27153 | 0 | 0 |  |  |  |  | -0.27153 | 0
49805 | EXN_17GT | 3 | Houston | YES | -0.010104 | 31 | 8.3 | 32.7 |  | 1.0326 | Cogen | -1 | 0.27153 | 0 | 0 |  |  |  |  | -0.27153 | 0
49826 | EXN938GT | 5 | Houston | YES | -0.010104 | 43 | 9.2 | 45.9 | 0 | 1.0326 | Cogen | -1 | 0.27153 | 0 | 0 |  |  |  |  | -0.27153 | 0
49828 | EXN941GT | 10 | Houston | YES | -0.010104 | 17.7 | 5.4 | 17.7 | 0 | 1.0326 | Cogen | -1 | 0.27153 | 0 | 0 |  |  |  |  | -0.27153 | 0
49829 | EXN942GT | 11 | Houston | YES | -0.010104 | 20 | 5.4 | 20.4 | 0 | 1.0326 | Cogen | -1 | 0.27153 | 0 | 0 |  |  |  |  | -0.27153 | 0
49830 | EXN943GT | 12 | Houston | YES | -0.010104 | 19 | 5.4 | 19.9 | 0 | 1.0326 | Cogen | -1 | 0.27153 | 0 | 0 |  |  |  |  | -0.27153 | 0
49831 | EXN944GT | 13 | Houston | YES | -0.010104 | 33 | 5.4 | 35 | 0 | 1.0326 | Cogen | -1 | 0.27153 | 0 | 0 |  |  |  |  | -0.27153 | 0
49832 | EXN945GT | 9 | Houston | YES | -0.010104 | 18.5 | 9.2 | 18.5 | 0 | 1.0326 | Cogen | -1 | 0.27153 | 0 | 0 |  |  |  |  | -0.27153 | 0
49837 | EXN_GT | 4 | Houston | YES | -0.010104 | 81 | 21.3 | 85.4 | 0 | 1.0326 | Cogen | -1 | 0.27153 | 0 | 0 |  |  |  |  | -0.27153 | 0
49838 | EXN_14GT | 14 | Houston | YES | -0.010104 | 140 | 0 | 148 |  | 1.0326 | Cogen | -1 | 0.27153 | 0 | 0 |  |  |  |  | -0.27153 | 0
48883 | THW_GT1_GT_1 | B2 | Houston | YES | -0.010123 | 0 | 0 | 12 |  | 1.043 | GGT | -1 | 0.27155 | 12 | 12 |  |  |  |  | -0.27155 | -3.2586
48651 | EP_1_2 | 2 | Houston | YES | -0.010153 | 17.7 | 10 | 21 | 0 | 1.0362 | Cogen | -1 | 0.27158 | 0 | 0 |  |  |  |  | -0.27158 | 0
48651 | EP_1_2 | 1 | Houston | YES | -0.010153 | 4 | 0 | 5 | 0 | 1.0362 | Cogen | -1 | 0.27158 | 0 | 0 |  |  |  |  | -0.27158 | 0
48581 | CBY_GN1_1 | 1 | Houston | YES | -0.010155 | 595.2 | 108 | 744 | 0 | 1.0435 | GSC | -1 | 0.27158 | 744 | 744 |  |  |  |  | -0.27158 | -202.0589
48791 | PSA_GT1_8160 | 1 | Houston | YES | -0.010155 | 52 | 20.8 | 65 | 0 | 1.0362 | Cogen | -1 | 0.27158 | 0 | 0 |  |  |  |  | -0.27158 | 0
48792 | PSA_GT2_8155 | 2 | Houston | YES | -0.010155 | 52.8 | 20.3 | 66 | 0 | 1.0362 | Cogen | -1 | 0.27158 | 0 | 0 |  |  |  |  | -0.27158 | 0
48793 | PSA_GT3_8150 | 3 | Houston | YES | -0.010155 | 56 | 20.3 | 70 | 0 | 1.0362 | Cogen | -1 | 0.27158 | 0 | 0 |  |  |  |  | -0.27158 | 0
48794 | PSA_GT4_8145 | 4 | Houston | YES | -0.010155 | 52.8 | 20.3 | 66 | 0 | 1.0362 | Cogen | -1 | 0.27158 | 0 | 0 |  |  |  |  | -0.27158 | 0
48795 | PSA_GT5_8140 | 5 | Houston | YES | -0.010155 | 51.2 | 20.3 | 64 | 0 | 1.0362 | Cogen | -1 | 0.27158 | 0 | 0 |  |  |  |  | -0.27158 | 0
48796 | PSA_GN1_8165 | 1 | Houston | YES | -0.010155 | 83.2 | 43.1 | 104 | 0 | 1.0362 | Cogen | -1 | 0.27158 | 0 | 0 |  |  |  |  | -0.27158 | 0
48797 | PSA_GT6_8135 | 6 | Houston | YES | -0.010155 | 47.2 | 34.5 | 59 | 0 | 1.0362 | Cogen | -1 | 0.27158 | 0 | 0 |  |  |  |  | -0.27158 | 0
48815 | CVC_GT4_8005 | 4 | Houston | YES | -0.010171 | 165 | 91.8 | 165 |  | 1.0362 | Cogen | -1 | 0.2716 | 0 | 0 |  |  |  |  | -0.2716 | 0
48583 | CBY_GT4_1 | 1 | Houston | YES | -0.010177 | 172 | 0 | 172 | 0 | 1.026 | GSC | -1 | 0.27161 | 172 | 172 |  |  |  |  | -0.27161 | -46.7163
48584 | CBY_GT4_2 | 2 | Houston | YES | -0.010177 | 172 | 0 | 172 | 0 | 1.026 | CC | -1 | 0.27161 | 172 | 172 |  |  |  |  | -0.27161 | -46.7163
48585 | CBY_ST4_1 | 3 | Houston | YES | -0.010177 | 172 | 0 | 172 | 0 | 1.026 | CC | -1 | 0.27161 | 172 | 172 |  |  |  |  | -0.27161 | -46.7163
48595 | BTE_GT2_8075 | 1 | Houston | YES | -0.010227 | 162.8 | 130 | 162.8 | 0 | 1.0261 | CC | -1 | 0.27166 | 162.8 | 162.8 |  |  |  |  | -0.27166 | -44.2257
48596 | BTE_GT3_8045 | 2 | Houston | YES | -0.010227 | 161.4 | 130 | 161.4 | 0 | 1.0261 | CC | -1 | 0.27166 | 161.4 | 161.4 |  |  |  |  | -0.27166 | -43.8454
48597 | BTE_GT4_8055 | 3 | Houston | YES | -0.010227 | 158.9 | 130 | 158.9 | 0 | 1.0261 | CC | -1 | 0.27166 | 158.9 | 158.9 |  |  |  |  | -0.27166 | -43.1662
48598 | BTE_ST1_8070 | 4 | Houston | YES | -0.010227 | 269.2 | 60 | 269.2 | 0 | 1.0261 | CC | -1 | 0.27166 | 269.2 | 269.2 |  |  |  |  | -0.27166 | -73.1299
48690 | GBY_GN5_5 | 5 | Houston | YES | -0.010248 | 318.4 | 81 | 398 |  | 1.0362 | GSC | -1 | 0.27168 | 398 | 398 |  |  |  |  | -0.27168 | -108.1277
48885 | THW_5152 | A | Houston | YES | -0.010272 | 46.4 | 5 | 58 |  | 1.0319 | GGT | -1 | 0.2717 | 58 | 58 |  |  |  |  | -0.2717 | -15.7587
48885 | THW_5152 | B | Houston | YES | -0.010272 | 47.2 | 5 | 59 |  | 1.0319 | GGT | -1 | 0.2717 | 59 | 59 |  |  |  |  | -0.2717 | -16.0304
48886 | THW_5354 | D | Houston | YES | -0.010272 | 46.4 | 5 | 58 |  | 1.0319 | GGT | -1 | 0.2717 | 58 | 58 |  |  |  |  | -0.2717 | -15.7587
48886 | THW_5354 | C | Houston | YES | -0.010272 | 45.6 | 5 | 57 |  | 1.0319 | GGT | -1 | 0.2717 | 57 | 57 |  |  |  |  | -0.2717 | -15.487
48887 | THW_5556 | F | Houston | YES | -0.010272 | 45.6 | 5 | 57 |  | 1.0319 | GGT | -1 | 0.2717 | 57 | 57 |  |  |  |  | -0.2717 | -15.487
48887 | THW_5556 | E | Houston | YES | -0.010272 | 47.2 | 5 | 59 |  | 1.0319 | GGT | -1 | 0.2717 | 59 | 59 |  |  |  |  | -0.2717 | -16.0304
48591 | CHE_GT2_5030 | 2 | Houston | YES | -0.010574 | 173 | 50 | 173 | 0 | 1.029 | Cogen | -1 | 0.272 | 0 | 0 |  |  |  |  | -0.272 | 0
48811 | CVC_GT3_5045 | 3 | Houston | YES | -0.010574 | 156 | 91.8 | 156 | 0 | 1.029 | Cogen | -1 | 0.272 | 0 | 0 |  |  |  |  | -0.272 | 0
48812 | CVC_GT2_5020 | 2 | Houston | YES | -0.010574 | 158 | 91.8 | 158 | 0 | 1.029 | Cogen | -1 | 0.272 | 0 | 0 |  |  |  |  | -0.272 | 0
48813 | CVC_GT1_5035 | 1 | Houston | YES | -0.010574 | 160 | 91.8 | 160 | 0 | 1.029 | Cogen | -1 | 0.272 | 0 | 0 |  |  |  |  | -0.272 | 0
48814 | CVC_ST5_5040 | 1 | Houston | YES | -0.010574 | 162 | 91.8 | 162 | 0 | 1.029 | Cogen | -1 | 0.272 | 0 | 0 |  |  |  |  | -0.272 | 0
251 | BOSQUESW803 | 2 | North | YES | -0.011165 | 150 | 0 | 150 |  | 1.032 | CC | -1 | 0.27259 | 150 | 150 |  |  | -1.6747 | 150 | -0.27259 | -40.8892
253 | BOSQUESW804 | 2 | North | YES | -0.011165 | 80 | 0 | 80 |  | 1.032 | CC | -1 | 0.27259 | 80 | 80 |  |  | -0.8932 | 80 | -0.27259 | -21.8076
244 | WHITNYDM01 | 1 | North | YES | -0.011628 | 15 | 0 | 15 | 0 | 1.035 | Hydro | -1 | 0.27306 | 0 | 0 |  |  | 0 | 0 | -0.27306 | 0
245 | WHITNYDM02 | 2 | North | YES | -0.011628 | 15 | 0 | 15 | 0 | 1.035 | Hydro | -1 | 0.27306 | 0 | 0 |  |  | 0 | 0 | -0.27306 | 0
238 | BOSQUESW505 | 1 | North | YES | -0.011879 | 255 | 0 | 255 | 0 | 1.02 | CC | -1 | 0.27331 | 255 | 255 |  |  | -3.0291 | 255 | -0.27331 | -69.6937
239 | BOSQUESW502 | 1 | North | YES | -0.011879 | 119.2 | 0 | 149 | 0 | 1.02 | GGT | -1 | 0.27331 | 149 | 149 |  |  | -1.77 | 149 | -0.27331 | -40.723
247 | BOSQUESW501 | 2 | North | YES | -0.011879 | 124.8 | 0 | 156 | 0 | 1.02 | GGT | -1 | 0.27331 | 156 | 156 |  |  | -1.8531 | 156 | -0.27331 | -42.6361
3416 | LAKE_CRK1_G | 1 | North | YES | -0.0121 | 60 | 33 | 75 |  | 1.029 | GST | -1 | 0.27353 | 75 | 75 |  |  | -0.9075 | 75 | -0.27353 | -20.5147
3417 | LAKE_CRK2_G | 2 | North | YES | -0.0121 | 177.6 | 40 | 222 | 0 | 1.029 | GST | -1 | 0.27353 | 222 | 222 |  |  | -2.6862 | 222 | -0.27353 | -60.7236
3403 | THOUSE_1G | 1 | North | YES | -0.012793 | 563 | 200 | 563 | 0 | 1.012 | GSC | -1 | 0.27422 | 563 | 563 |  |  | -7.2025 | 563 | -0.27422 | -154.3873
3404 | THOUSE_2G | 2 | North | YES | -0.012793 | 807 | 250 | 807 | 0 | 1.012 | GSC | -1 | 0.27422 | 807 | 807 |  |  | -10.324 | 807 | -0.27422 | -221.2976
1898 | COMCHEPK_1G | 1 | North | YES | -0.013147 | 1159 | 1150 | 1159 | 0 | 1.032 | Nuc | -1 | 0.27458 | 0 | 0 |  |  | 0 | 0 | -0.27458 | 0
1899 | COMCHEPK_2G | 2 | North | YES | -0.013147 | 1159 | 1128 | 1159 | 0 | 1.032 | Nuc | -1 | 0.27458 | 0 | 0 |  |  | 0 | 0 | -0.27458 | 0
48671 | FTR_GT1_5105 | 1 | North | YES | -0.013292 | 154.2 | 0 | 154.2 | 0 | 1.0319 | CC | -1 | 0.27472 | 154.2 | 154.2 |  |  | -2.0496 | 154.2 | -0.27472 | -42.3621
48672 | FTR_GT2_5110 | 2 | North | YES | -0.013292 | 159 | 0 | 159 | 0 | 1.0319 | CC | -1 | 0.27472 | 159 | 159 |  |  | -2.1134 | 159 | -0.27472 | -43.6807
48673 | FTR_GT3_5085 | 3 | North | YES | -0.013292 | 158 | 0 | 158 | 0 | 1.0319 | CC | -1 | 0.27472 | 158 | 158 |  |  | -2.1001 | 158 | -0.27472 | -43.406
48674 | FTR_CN4_5095 | 4 | North | YES | -0.013292 | 380 | 0 | 380 | 0 | 1.0319 | CC | -1 | 0.27472 | 380 | 380 |  |  | -5.051 | 380 | -0.27472 | -104.3942
32883 | BRYN_DNSBY3 | 1 | North | YES | -0.01366 | 0 | 2 | 48 |  | 1.015 | GST | -1 | 0.27509 | 48 | 48 |  |  | -0.65568 | 48 | -0.27509 | -13.2043
32884 | BRYN_DNSBY13 | 1 | North | YES | -0.01366 | 46 | 2 | 46 | 0 | 1.015 | GST | -1 | 0.27509 | 46 | 46 |  |  | -0.62836 | 46 | -0.27509 | -12.6541
32892 | BRYN_DNSBY14 | 1 | North | YES | -0.01366 | 84 | 25 | 105 | 0 | 1.035 | GST | -1 | 0.27509 | 105 | 105 |  |  | -1.4343 | 105 | -0.27509 | -28.8844
32886 | BRYN_ATKINS3 | MB | North | YES | -0.01368 | 0 | 5 | 12 |  | 1 | GST | -1 | 0.27511 | 0 | 0 |  |  | 0 | 0 | -0.27511 | 0
32887 | BRYN_ATKINS6 | MB | North | YES | -0.01368 | 0 | 12 | 51 |  | 1.028 | GST | -1 | 0.27511 | 0 | 0 |  |  | 0 | 0 | -0.27511 | 0
32888 | BRYN_ATKINS7 | 1 | North | YES | -0.01368 | 13.6 | 4 | 17 |  | 1.028 | GGT | -1 | 0.27511 | 17 | 17 |  |  | -0.23256 | 17 | -0.27511 | -4.6769
32890 | BRYN_ATKINS4 | MB | North | YES | -0.01368 | 0 | 5 | 22 |  | 1.031 | GST | -1 | 0.27511 | 0 | 0 |  |  | 0 | 0 | -0.27511 | 0
32891 | BRYN_ATKINS5 | MB | North | YES | -0.01368 | 0 | 5 | 25 |  | 1.031 | GST | -1 | 0.27511 | 0 | 0 |  |  | 0 | 0 | -0.27511 | 0
32798 | BRYN_TAMUGEN | 1 | North | YES | -0.013715 | 32 | 0 | 32 |  | 1.02 | GST | -1 | 0.27514 | 32 | 32 |  |  | -0.43888 | 32 | -0.27514 | -8.8046
990 | GIBN_CREK_G1 | 1 | North | YES | -0.013844 | 463 | 200 | 463 | 0 | 1.0275 | LIGCO | -1 | 0.27527 | 0 | 463 |  |  | 0 | 0 | -0.27527 | 0
1877 | WLFHOLW_1G | 1 | North | YES | -0.014249 | 217.3 | 89.2 | 217.3 | 0 | 1.032 | CC | -1 | 0.27568 | 217.3 | 217.3 |  |  | -3.0963 | 217.3 | -0.27568 | -59.905
1878 | WLFHOLW_2G | 2 | North | YES | -0.014249 | 215.7 | 105 | 215.7 | 0 | 1.032 | CC | -1 | 0.27568 | 215.7 | 215.7 |  |  | -3.0735 | 215.7 | -0.27568 | -59.4639
1879 | WLFHOLW_3G | 3 | North | YES | -0.014249 | 272.4 | 89.2 | 272.4 | 0 | 1.032 | CC | -1 | 0.27568 | 272.4 | 272.4 |  |  | -3.8814 | 272.4 | -0.27568 | -75.0948
366 | JNSNCNTY802 | 1 | North | YES | -0.015393 | 168 | 20 | 168 | 0 | 1.02 | Cogen | -1 | 0.27682 | 0 | 0 |  |  | 0 | 0 | -0.27682 | 0
367 | JNSNCNTY802 | 2 | North | YES | -0.015393 | 90 | 20 | 90 | 0 | 1.02 | Cogen | -1 | 0.27682 | 0 | 0 |  |  | 0 | 0 | -0.27682 | 0
1892 | DECRDOVA_2G | A | North | YES | -0.015577 | 65 | 65 | 70 | 0 | 1.025 | GGT | -1 | 0.27701 | 70 | 70 |  |  | -1.0904 | 70 | -0.27701 | -19.3905
1893 | DECRDOVA_3G | B | North | YES | -0.015577 | 65 | 65 | 69 | 0 | 1.025 | GGT | -1 | 0.27701 | 69 | 69 |  |  | -1.0748 | 69 | -0.27701 | -19.1135
1894 | DECRDOVA_4G | C | North | YES | -0.015577 | 65 | 65 | 69 | 0 | 1.025 | GGT | -1 | 0.27701 | 69 | 69 |  |  | -1.0748 | 69 | -0.27701 | -19.1135
1895 | DECRDOVA_5G | D | North | YES | -0.015577 | 65 | 65 | 68 | 0 | 1.025 | GGT | -1 | 0.27701 | 68 | 68 |  |  | -1.0592 | 68 | -0.27701 | -18.8364
39960 | TNTNPONE_18 | 1 | North | YES | -0.015653 | 152.3 | 30 | 152.3 |  | 1.04 | LIGCO | -1 | 0.27708 | 0 | 152.3 |  |  | 0 | 0 | -0.27708 | 0
39970 | TNTNPONE_28 | 1 | North | YES | -0.015653 | 153 | 30 | 153 |  | 1.04 | LIGCO | -1 | 0.27708 | 0 | 153 |  |  | 0 | 0 | -0.27708 | 0
344 | MRSSHPRD | 1 | North | YES | -0.015691 | 12 | 0 | 12 |  | 1.03 | Hydro | -1 | 0.27712 | 0 | 0 |  |  | 0 | 0 | -0.27712 | 0
345 | MRSSHPRD01 | 2 | North | YES | -0.015691 | 12 | 0 | 12 |  | 1.03 | Hydro | -1 | 0.27712 | 0 | 0 |  |  | 0 | 0 | -0.27712 | 0
48721 | LEG_1___1 | 1 | North | YES | -0.016398 | 827 | 357 | 827 | 0 | 1.0348 | LIGCO | -1 | 0.27783 | 0 | 827 |  |  | 0 | 0 | -0.27783 | 0
48722 | LEG_2___2 | 2 | North | YES | -0.016398 | 819 | 357 | 819 | 0 | 1.0348 | LIGCO | -1 | 0.27783 | 0 | 819 |  |  | 0 | 0 | -0.27783 | 0
3381 | BBRN_1G | 1 | North | YES | -0.0181 | 618 | 225 | 618 | 0 | 1.03 | LIGCO | -1 | 0.27953 | 0 | 618 |  |  | 0 | 0 | -0.27953 | 0
3382 | BBRN_2G | 2 | North | YES | -0.0181 | 589 | 225 | 589 | 0 | 1.03 | LIGCO | -1 | 0.27953 | 0 | 589 |  |  | 0 | 0 | -0.27953 | 0
13131 | CALFREST_1G | 1 | North | YES | -0.018381 | 150.7 | 40 | 150.7 | 0 | 1.031 | CC | -1 | 0.27981 | 150.7 | 150.7 |  |  | -2.77 | 150.7 | -0.27981 | -42.1675
13132 | CALFREST_2G | 2 | North | YES | -0.018381 | 151 | 57 | 151 | 0 | 1.031 | CC | -1 | 0.27981 | 151 | 151 |  |  | -2.7755 | 151 | -0.27981 | -42.2514
13133 | CALFREST_3G | 3 | North | YES | -0.018381 | 177.4 | 40 | 177.4 | 0 | 1.031 | CC | -1 | 0.27981 | 177.4 | 177.4 |  |  | -3.2608 | 177.4 | -0.27981 | -49.6384
1889 | DECRDOVA_1G | 1 | North | YES | -0.018433 | 779 | 255 | 779 | 0 | 1.02 | GSC | -1 | 0.27986 | 779 | 779 |  |  | -14.3593 | 779 | -0.27986 | -218.0129
13134 | CALFREST_4G | 4 | North | YES | -0.018444 | 151.5 | 40 | 151.5 | 0 | 1.031 | CC | -1 | 0.27987 | 151.5 | 151.5 |  |  | -2.7943 | 151.5 | -0.27987 | -42.4008
13135 | CALFREST_5G | 5 | North | YES | -0.018444 | 152.3 | 57 | 152.3 | 0 | 1.031 | CC | -1 | 0.27987 | 152.3 | 152.3 |  |  | -2.809 | 152.3 | -0.27987 | -42.6247
13136 | CALFREST_6G | 6 | North | YES | -0.018444 | 177.5 | 40 | 177.5 | 0 | 1.031 | CC | -1 | 0.27987 | 177.5 | 177.5 |  |  | -3.2738 | 177.5 | -0.27987 | -49.6776
1937 | MDLTHELP_5G | 5 | North | YES | -0.019011 | 224 | 74 | 224 | 0 | 1 | CC | -1 | 0.28044 | 224 | 224 |  |  | -4.2585 | 224 | -0.28044 | -62.8187
1938 | MDLTHELP_6G | 6 | North | YES | -0.019011 | 226 | 74 | 226 | 0 | 1 | CC | -1 | 0.28044 | 226 | 226 |  |  | -4.2965 | 226 | -0.28044 | -63.3796
1943 | MDLTHELP_3G | 3 | North | YES | -0.019011 | 212 | 74 | 212 | 0 | 1 | CC | -1 | 0.28044 | 212 | 212 |  |  | -4.0303 | 212 | -0.28044 | -59.4534
1944 | MDLTHELP_4G | 4 | North | YES | -0.019011 | 211 | 74 | 211 | 0 | 1 | CC | -1 | 0.28044 | 211 | 211 |  |  | -4.0113 | 211 | -0.28044 | -59.173
3126 | TRINIDAD_6G | 1 | North | YES | -0.019086 | 179.2 | 46 | 224 | 0 | 1 | GST | -1 | 0.28052 | 224 | 224 |  |  | -4.2753 | 224 | -0.28052 | -62.8355
12322 | ENNSTRAC_1G | 1 | North | YES | -0.019366 | 196 | 130 | 196 | 0 | 1.036 | CC | -1 | 0.2808 | 196 | 196 |  |  | -3.7957 | 196 | -0.2808 | -55.0359
12323 | ENNSTRAC_2G | 2 | North | YES | -0.019366 | 116 | 100 | 116 | 0 | 1.036 | CC | -1 | 0.2808 | 116 | 116 |  |  | -2.2465 | 116 | -0.2808 | -32.5723
1941 | MDLTHELP_1G | 1 | North | YES | -0.019749 | 216.4 | 74 | 216.4 | 0 | 1 | CC | -1 | 0.28118 | 216.4 | 216.4 |  |  | -4.2737 | 216.4 | -0.28118 | -60.847
1942 | MDLTHELP_2G | 2 | North | YES | -0.019749 | 216.1 | 74 | 216.1 | 0 | 1 | CC | -1 | 0.28118 | 216.1 | 216.1 |  |  | -4.2678 | 216.1 | -0.28118 | -60.7627
3107 | STRYKER_1G | 1 | North | YES | -0.019847 | 145.6 | 45 | 182 | 0 | 1.029 | GST | -1 | 0.28128 | 182 | 182 |  |  | -3.6122 | 182 | -0.28128 | -51.1923
3108 | STRYKER_2G | 2 | North | YES | -0.019847 | 484 | 75 | 484 | 0 | 1.029 | GST | -1 | 0.28128 | 484 | 484 |  |  | -9.6059 | 484 | -0.28128 | -136.1379
3113 | LUFKINWB_1G | 1 | North | YES | -0.019888 | 0 | 0 | 50 |  | 1.01 | #N/A | -1 | 0.28132 | 50 | 50 |  |  | -0.9944 | 50 | -0.28132 | -14.0659
3348 | CHAMPION_1G | MB | North | YES | -0.019904 | 0 | 42 | 42 |  | 1 | Cogen | -1 | 0.28133 | 0 | 0 |  |  | 0 | 0 | -0.28133 | 0
13116 | TGATEWAY_1G | 1 | North | YES | -0.020058 | 151 | 30 | 151 | 0 | 1.0232 | CC | -1 | 0.28149 | 151 | 151 |  |  | -3.0288 | 151 | -0.28149 | -42.5046
13117 | TGATEWAY_2G | 2 | North | YES | -0.020058 | 130 | 30 | 130 | 0 | 1.0232 | CC | -1 | 0.28149 | 130 | 130 |  |  | -2.6075 | 130 | -0.28149 | -36.5934
13118 | TGATEWAY_3G | 3 | North | YES | -0.020058 | 148 | 30 | 148 | 0 | 1.0232 | CC | -1 | 0.28149 | 148 | 148 |  |  | -2.9686 | 148 | -0.28149 | -41.6602
13119 | TGATEWAY_4G | 4 | North | YES | -0.020058 | 399 | 65 | 399 | 0 | 1.0232 | CC | -1 | 0.28149 | 399 | 399 |  |  | -8.0031 | 399 | -0.28149 | -112.3135
503 | NTHTEXAS01 | 1 | North | YES | -0.020183 | 0 | 5 | 18 |  | 1.015 | GST | -1 | 0.28161 | 18 | 18 |  |  | -0.36329 | 18 | -0.28161 | -5.069
504 | NTHTEXAS02 | 2 | North | YES | -0.020183 | 14.4 | 5 | 18 |  | 1.015 | GST | -1 | 0.28161 | 18 | 18 |  |  | -0.36329 | 18 | -0.28161 | -5.069
505 | NTHTEXAS03 | 3 | North | YES | -0.020183 | 30.4 | 15 | 38 |  | 1.015 | GST | -1 | 0.28161 | 38 | 38 |  |  | -0.76695 | 38 | -0.28161 | -10.7013
3097 | MARTLAKE_1G | 1 | North | YES | -0.020233 | 790 | 500 | 790 | 0 | 1.017 | LIGCO | -1 | 0.28166 | 0 | 790 |  |  | 0 | 0 | -0.28166 | 0
3098 | MARTLAKE_2G | 2 | North | YES | -0.020233 | 795 | 461 | 795 | 0 | 1.017 | LIGCO | -1 | 0.28166 | 0 | 795 |  |  | 0 | 0 | -0.28166 | 0
3099 | MARTLAKE_3G | 3 | North | YES | -0.020233 | 804 | 500 | 804 | 0 | 1.017 | LIGCO | -1 | 0.28166 | 0 | 804 |  |  | 0 | 0 | -0.28166 | 0
2413 | MTCK6_G | 6 | North | YES | -0.021176 | 0 | 30 | 118 |  | 1.022 | GST | -1 | 0.28261 | 118 | 118 |  |  | -2.4988 | 118 | -0.28261 | -33.3475
2414 | MTCK7_G | 7 | North | YES | -0.021176 | 0 | 30 | 115 |  | 1.022 | GST | -1 | 0.28261 | 115 | 115 |  |  | -2.4352 | 115 | -0.28261 | -32.4996
2417 | MTCK8_G | 8 | North | YES | -0.021176 | 444.8 | 60 | 556 | 0 | 1.022 | GSC | -1 | 0.28261 | 556 | 556 |  |  | -11.7739 | 556 | -0.28261 | -157.1287
2418 | MTCK2_G | 2 | North | YES | -0.021192 | 0 | 10 | 23 |  | 0.971 | #N/A | -1 | 0.28262 | 23 | 23 |  |  | -0.48742 | 23 | -0.28262 | -6.5003
2419 | MTCK3_G | MB | North | YES | -0.021192 | 0 | 10 | 63 |  | 0.971 | #N/A | -1 | 0.28262 | 63 | 63 |  |  | -1.3351 | 63 | -0.28262 | -17.8052
12440 | PARKD_1SVC8 | 1 | North | YES | -0.021469 | 0 | 0 | 0 | 0 | 1.007 | GST | -1 | 0.2829 | 0 | 0 |  |  | 0 | 0 | -0.2829 | 0
12449 | PARKD_2SVC8 | 1 | North | YES | -0.021469 | 0 | 0 | 0 | 0 | 1.007 | GST | -1 | 0.2829 | 0 | 0 |  |  | 0 | 0 | -0.2829 | 0
12411 | FPLEFR1A_G | 1 | North | YES | -0.021533 | 161 | 72 | 161 | 0 | 1 | CC | -1 | 0.28296 | 161 | 161 |  |  | -3.4668 | 161 | -0.28296 | -45.557
12412 | FPLEFR1B_G | 2 | North | YES | -0.021533 | 164 | 72 | 164 | 0 | 1 | CC | -1 | 0.28296 | 164 | 164 |  |  | -3.5314 | 164 | -0.28296 | -46.4059
12413 | FPLEFR1C_G | 3 | North | YES | -0.021533 | 164 | 72 | 164 | 0 | 1 | CC | -1 | 0.28296 | 164 | 164 |  |  | -3.5314 | 164 | -0.28296 | -46.4059
12414 | FPLEFR1S_G | 4 | North | YES | -0.021533 | 414 | 191 | 414 | 0 | 1 | CC | -1 | 0.28296 | 414 | 414 |  |  | -8.9147 | 414 | -0.28296 | -117.1465
12421 | FPLEFR2A_G | 1 | North | YES | -0.021533 | 162 | 72 | 162 | 0 | 1 | CC | -1 | 0.28296 | 162 | 162 |  |  | -3.4883 | 162 | -0.28296 | -45.8399
12422 | FPLEFR2B_G | 2 | North | YES | -0.021533 | 161 | 72 | 161 | 0 | 1 | CC | -1 | 0.28296 | 161 | 161 |  |  | -3.4668 | 161 | -0.28296 | -45.557
12423 | FPLEFR2C_G | 3 | North | YES | -0.021533 | 163 | 72 | 163 | 0 | 1 | CC | -1 | 0.28296 | 163 | 163 |  |  | -3.5099 | 163 | -0.28296 | -46.1229
12424 | FPLEFR2S_G | 4 | North | YES | -0.021533 | 415 | 191 | 415 | 0 | 1 | CC | -1 | 0.28296 | 415 | 415 |  |  | -8.9362 | 415 | -0.28296 | -117.4295
2451 | LKHB1_G | 1 | North | YES | -0.021623 | 0 | 80 | 391 |  | 1.022 | GST | -1 | 0.28305 | 391 | 391 |  |  | -8.4546 | 391 | -0.28305 | -110.6736
2452 | LKHB2_G | 2 | North | YES | -0.021623 | 516 | 80 | 516 | 0 | 1.022 | GST | -1 | 0.28305 | 516 | 516 |  |  | -11.1575 | 516 | -0.28305 | -146.0551
837 | NEWMAN_G5 | 1 | North | YES | -0.022051 | 0 | 15 | 40 |  | 1.01 | GST | -1 | 0.28348 | 40 | 40 |  |  | -0.88204 | 40 | -0.28348 | -11.3392
948 | STEAM1 | 1 | North | YES | -0.022056 | 0 | 12 | 20 |  | 1.02 | GST | -1 | 0.28349 | 20 | 20 |  |  | -0.44112 | 20 | -0.28349 | -5.6697
949 | STEAM2 | 1 | North | YES | -0.022056 | 26 | 8 | 26 | 0 | 0.99 | GST | -1 | 0.28349 | 26 | 26 |  |  | -0.57346 | 26 | -0.28349 | -7.3706
950 | STEAM3 | 1 | North | YES | -0.022056 | 41 | 13 | 42 | 0 | 1.02 | GST | -1 | 0.28349 | 42 | 42 |  |  | -0.92635 | 42 | -0.28349 | -11.9064
842 | OLINGER_G1 | 1 | North | YES | -0.022145 | 55.4 | 20 | 79 | 0 | 1.03 | GST | -1 | 0.28357 | 79 | 79 |  |  | -1.7495 | 79 | -0.28357 | -22.4024
843 | OLINGER_G2 | 1 | North | YES | -0.022145 | 76.2 | 25 | 110 | 0 | 1.03 | GST | -1 | 0.28357 | 110 | 110 |  |  | -2.436 | 110 | -0.28357 | -31.1932
844 | OLINGER_G3 | 1 | North | YES | -0.022145 | 103.9 | 45 | 150 | 0 | 1.03 | GST | -1 | 0.28357 | 150 | 150 |  |  | -3.3218 | 150 | -0.28357 | -42.5362
845 | OLINGER_G4 | 1 | North | YES | -0.022145 | 51.9 | 0 | 76 | 0 | 1.03 | GGT | -1 | 0.28357 | 76 | 76 |  |  | -1.683 | 76 | -0.28357 | -21.5517
1701 | MOSES_1G | 1 | North | YES | -0.022508 | 558 | 175 | 558 | 0 | 1.023 | LIGCO | -1 | 0.28394 | 0 | 558 |  |  | 0 | 0 | -0.28394 | 0
1702 | MOSES_2G | 2 | North | YES | -0.022508 | 579 | 175 | 579 | 0 | 1.023 | LIGCO | -1 | 0.28394 | 0 | 579 |  |  | 0 | 0 | -0.28394 | 0
1703 | MOSES_3G | 3 | North | YES | -0.022508 | 808 | 463 | 808 | 0 | 1.023 | LIGCO | -1 | 0.28394 | 0 | 808 |  |  | 0 | 0 | -0.28394 | 0
5925 | DCEAST | EQ | North | YES | -0.022508 | 400.3 | -600 | 600 | 0 | 1.025 | DCTie | -1 | 0.28394 | 0 | 0 |  |  | 0 | 0 | -0.28394 | 0
1675 | PEC_1G | 1 | North | YES | -0.022619 | 76.7 | 35 | 76.7 | 0 | 1.022 | Cogen | -1 | 0.28405 | 0 | 0 |  |  | 0 | 0 | -0.28405 | 0
1676 | PEC_2G | 2 | North | YES | -0.022619 | 79.6 | 35 | 79.6 | 0 | 1.022 | Cogen | -1 | 0.28405 | 0 | 0 |  |  | 0 | 0 | -0.28405 | 0
1677 | PEC_3G | 3 | North | YES | -0.022619 | 88.4 | 35 | 88.4 | 0 | 1.022 | Cogen | -1 | 0.28405 | 0 | 0 |  |  | 0 | 0 | -0.28405 | 0
1948 | HANDLEY_4G | 4 | North | YES | -0.022625 | 348 | 150 | 435 | 0 | 1.022 | GST | -1 | 0.28405 | 435 | 435 |  |  | -9.8419 | 435 | -0.28405 | -123.5637
1678 | LAMARPWR_1G | 1 | North | YES | -0.022663 | 160 | 67.7 | 160 | 0 | 1.038 | CC | -1 | 0.28409 | 160 | 160 |  |  | -3.6261 | 160 | -0.28409 | -45.4548
1679 | LAMARPWR_2G | 2 | North | YES | -0.022663 | 156 | 67.7 | 156 | 0 | 1.038 | CC | -1 | 0.28409 | 156 | 156 |  |  | -3.5354 | 156 | -0.28409 | -44.3184
1680 | LAMARPWR_3G | 3 | North | YES | -0.022663 | 196 | 129.1 | 196 | 0 | 1.038 | CC | -1 | 0.28409 | 196 | 196 |  |  | -4.4419 | 196 | -0.28409 | -55.6821
1681 | LAMARPWR_4G | 4 | North | YES | -0.022663 | 156 | 67.7 | 156 | 0 | 1.038 | CC | -1 | 0.28409 | 156 | 156 |  |  | -3.5354 | 156 | -0.28409 | -44.3184
1682 | LAMARPWR_5G | 5 | North | YES | -0.022663 | 157 | 67.7 | 157 | 0 | 1.038 | CC | -1 | 0.28409 | 157 | 157 |  |  | -3.5581 | 157 | -0.28409 | -44.6025
1683 | LAMARPWR_6G | 6 | North | YES | -0.022663 | 198 | 129.1 | 198 | 0 | 1.038 | CC | -1 | 0.28409 | 198 | 198 |  |  | -4.4873 | 198 | -0.28409 | -56.2503
1947 | HANDLEY_3G | 3 | North | YES | -0.022695 | 316 | 100 | 395 | 0 | 1.022 | GST | -1 | 0.28412 | 395 | 395 |  |  | -8.9645 | 395 | -0.28412 | -112.2292
1949 | HANDLEY_5G | 5 | North | YES | -0.022695 | 348 | 150 | 435 | 0 | 1.022 | GST | -1 | 0.28412 | 435 | 435 |  |  | -9.8723 | 435 | -0.28412 | -123.5942
1689 | VALLEY_3G | 3 | North | YES | -0.022744 | 0 | 25 | 375 |  | 1.003 | GST | -1 | 0.28417 | 375 | 375 |  |  | -8.529 | 375 | -0.28417 | -106.5651
11691 | KMICHICT1_G | 1 | North | YES | -0.022744 | 144 | 80 | 144 | 0 | 1.026 | CC | -1 | 0.28417 | 144 | 144 |  |  | -3.2751 | 144 | -0.28417 | -40.921
11692 | KMICHICT2_G | 2 | North | YES | -0.022744 | 146 | 80 | 146 | 0 | 1.026 | CC | -1 | 0.28417 | 146 | 146 |  |  | -3.3206 | 146 | -0.28417 | -41.4893
11693 | KMICHIST3_G | 3 | North | YES | -0.022744 | 312 | 60 | 312 | 0 | 1.026 | CC | -1 | 0.28417 | 312 | 312 |  |  | -7.0961 | 312 | -0.28417 | -88.6622
11694 | KMICHICT4_G | 4 | North | YES | -0.022744 | 144 | 80 | 144 | 0 | 1.026 | CC | -1 | 0.28417 | 144 | 144 |  |  | -3.2751 | 144 | -0.28417 | -40.921
11695 | KMICHICT5_G | 5 | North | YES | -0.022744 | 148 | 80 | 148 | 0 | 1.026 | CC | -1 | 0.28417 | 148 | 148 |  |  | -3.3661 | 148 | -0.28417 | -42.0577
11696 | KMICHIST6_G | 6 | North | YES | -0.022744 | 310 | 60 | 310 | 0 | 1.026 | CC | -1 | 0.28417 | 310 | 310 |  |  | -7.0506 | 310 | -0.28417 | -88.0938
580 | JCKCNTY801 | 1 | North | YES | -0.022784 | 288 | 0 | 288 | 0 | 1.022 | CC | -1 | 0.28421 | 288 | 288 |  |  | -6.5618 | 288 | -0.28421 | -81.8535
581 | JCKCNTY802 | 2 | North | YES | -0.022784 | 147 | 0 | 147 | 0 | 1.022 | CC | -1 | 0.28421 | 147 | 147 |  |  | -3.3492 | 147 | -0.28421 | -41.7794
582 | JCKCNTY803 | 3 | North | YES | -0.022784 | 147 | 0 | 147 | 0 | 1.022 | CC | -1 | 0.28421 | 147 | 147 |  |  | -3.3492 | 147 | -0.28421 | -41.7794
2381 | NTHLK1_G | 1 | North | YES | -0.022907 | 0 | 35 | 156 |  | 1.022 | GST | -1 | 0.28434 | 156 | 156 |  |  | -3.5735 | 156 | -0.28434 | -44.3565
2382 | NTHLK2_G | 2 | North | YES | -0.022907 | 0 | 35 | 181 |  | 1.022 | GST | -1 | 0.28434 | 181 | 181 |  |  | -4.1462 | 181 | -0.28434 | -51.4649
2383 | NTHLK3_G | 3 | North | YES | -0.022907 | 0 | 50 | 329 |  | 1.022 | GST | -1 | 0.28434 | 329 | 329 |  |  | -7.5364 | 329 | -0.28434 | -93.5467
1687 | VALLEY_1G | 1 | North | YES | -0.022959 | 136 | 15 | 170 | 0 | 1.029 | GST | -1 | 0.28439 | 170 | 170 |  |  | -3.903 | 170 | -0.28439 | -48.3461
1688 | VALLEY_2G | 2 | North | YES | -0.022959 | 527 | 90 | 527 | 0 | 1.029 | GSC | -1 | 0.28439 | 527 | 527 |  |  | -12.0994 | 527 | -0.28439 | -149.8728
1945 | HANDLEY_1G | MB | North | YES | -0.023096 | 0 | 25 | 36 |  | 0.986 | #N/A | -1 | 0.28453 | 36 | 36 |  |  | -0.83146 | 36 | -0.28453 | -10.2429
1946 | HANDLEY_2G | MB | North | YES | -0.023096 | 0 | 30 | 68 |  | 0.986 | #N/A | -1 | 0.28453 | 68 | 68 |  |  | -1.5705 | 68 | -0.28453 | -19.3477
1600 | BARTNWND_1G | 1 | North | YES | -0.023106 | 12 | 0 | 120 | 0 | 1.022 | Wind | -1 | 0.28454 | 0 | 120 |  |  | 0 | 0 | -0.28454 | 0
6948 | DENISNDM | 2 | North | YES | -0.023122 | 31 | 5 | 40 | 0 | 1.015 | Hydro | -1 | 0.28455 | 0 | 0 |  |  | 0 | 0 | -0.28455 | 0
6948 | DENISNDM | 1 | North | YES | -0.023122 | 40 | 5 | 40 | 0 | 1.015 | Hydro | -1 | 0.28455 | 0 | 0 |  |  | 0 | 0 | -0.28455 | 0
2371 | COLLIN_1G | MB | North | YES | -0.023685 | 0 | 40 | 138 |  | 1.022 | GST | -1 | 0.28511 | 0 | 0 |  |  | 0 | 0 | -0.28511 | 0
728 | WOLFRIDGE801 | 1 | North | YES | -0.024447 | 11.2 | 0 | 112.5 | 0 | 0.99 | Wind | -1 | 0.28588 | 0 | 112.5 |  |  | 0 | 0 | -0.28588 | 0
1479 | WFCOGEN_1G | 2 | North | YES | -0.02491 | 16 | 12 | 20 | 0 | 1 | Cogen | -1 | 0.28634 | 0 | 0 |  |  | 0 | 0 | -0.28634 | 0
1479 | WFCOGEN_1G | 1 | North | YES | -0.02491 | 16 | 12 | 20 | 0 | 1 | Cogen | -1 | 0.28634 | 0 | 0 |  |  | 0 | 0 | -0.28634 | 0
1482 | WFCOGEN_2G | 2 | North | YES | -0.02491 | 13.6 | 12 | 17 | 0 | 1 | Cogen | -1 | 0.28634 | 0 | 0 |  |  | 0 | 0 | -0.28634 | 0
1482 | WFCOGEN_2G | 1 | North | YES | -0.02491 | 16 | 12 | 20 | 0 | 1 | Cogen | -1 | 0.28634 | 0 | 0 |  |  | 0 | 0 | -0.28634 | 0
1861 | EAGLEMNT_1G | MB | North | YES | -0.026366 | 0 | 30 | 112 |  | 1.022 | GST | -1 | 0.2878 | 0 | 0 |  |  | 0 | 0 | -0.2878 | 0
1862 | EAGLEMNT_2G | MB | North | YES | -0.026366 | 0 | 40 | 100 |  | 1.022 | GST | -1 | 0.2878 | 0 | 0 |  |  | 0 | 0 | -0.2878 | 0
1863 | EAGLEMNT_3G | MB | North | YES | -0.026366 | 0 | 50 | 378 |  | 1.022 | GST | -1 | 0.2878 | 0 | 0 |  |  | 0 | 0 | -0.2878 | 0
1433 | GRHAMSES_1G | 1 | North | YES | -0.02711 | 242 | 60 | 242 | 0 | 1.038 | GST | -1 | 0.28854 | 242 | 242 |  |  | -6.5606 | 242 | -0.28854 | -69.8266
923 | SPENCER_G4 | 1 | North | YES | -0.027991 | 48 | 20 | 61 | 0 | 1.03 | GST | -1 | 0.28942 | 61 | 61 |  |  | -1.7075 | 61 | -0.28942 | -17.6547
924 | SPENCER_G5 | 1 | North | YES | -0.027991 | 52 | 20 | 66 | 0 | 1.03 | GST | -1 | 0.28942 | 66 | 66 |  |  | -1.8474 | 66 | -0.28942 | -19.1018
1453 | WCPWRCO_1G | 1 | North | YES | -0.041067 | 204 | 50 | 204 | 0 | 1.02 | CC | -1 | 0.3025 | 204 | 204 |  |  | -8.3777 | 204 | -0.3025 | -61.7093
1454 | WCPWRCO_2G | 2 | North | YES | -0.041067 | 204 | 50 | 204 | 0 | 1.02 | CC | -1 | 0.3025 | 204 | 204 |  |  | -8.3777 | 204 | -0.3025 | -61.7093
1455 | WCPWRCO_3G | 3 | North | YES | -0.041067 | 242 | 50 | 242 |  | 1.02 | CC | -1 | 0.3025 | 242 | 242 |  |  | -9.9382 | 242 | -0.3025 | -73.2042
1432 | GRHAMSES_2G | 2 | North | YES | -0.074717 | 294.9 | 90 | 366 | 0 | 1.014 | GST | -1 | 0.33615 | 366 | 366 |  |  | -27.3464 | 366 | -0.33615 | -123.0296
1437 | MESQUITW_1G | 1 | North | YES | -0.074717 | 40 | 0 | 400 | 0 | 1.023 | Wind | -1 | 0.33615 | 0 | 400 |  |  | 0 | 0 | -0.33615 | 0
1438 | MESQUITW_2G | 1 | North | YES | -0.074717 | 23.6 | 0 | 236 |  | 1.017 | Wind | -1 | 0.33615 | 0 | 236 |  |  | 0 | 0 | -0.33615 | 0
1442 | COKFIELD_5 | 1 | North | YES | -0.074717 | 16.5 | 0 | 165 |  | 1.029 | Wind | -1 | 0.33615 | 0 | 165 |  |  | 0 | 0 | -0.33615 | 0
Note on AL4: Zonal Cap - Zonal Impact

## Distributed Slack - Inc
Number of Bus | Name of Bus | ID | Area Name of Gen | AGC | P Sensitivity of Bus | Gen MW | Min MW | Max MW | V Sensitivity of Bus | Set Volt | Tech Type | Zone Impact | Zone Correlation | Inc Max | Dec Max | Souce S.F. Weighting | Souce Capacity | Sink S.F. Weighting | Sink Capacity | PTDF Calc | PTDF Weighting | Cumulative Concentrated Capacity | Cumulative Concentrated Impact
1432 | GRHAMSES_2G | 2 | North | YES | -0.074717 | 294.9 | 90 | 366 | 0 | 1.014 | GST | -1 | 0.33615 | 366 | 366 |  |  | -27.3464 | 366 | -0.33615 | -123.0296 | 366 | 123.0296
1437 | MESQUITW_1G | 1 | North | YES | -0.074717 | 40 | 0 | 400 | 0 | 1.023 | Wind | -1 | 0.33615 | 0 | 400 |  |  | 0 | 0 | -0.33615 | 0 | 366 | 123.0296
1438 | MESQUITW_2G | 1 | North | YES | -0.074717 | 23.6 | 0 | 236 |  | 1.017 | Wind | -1 | 0.33615 | 0 | 236 |  |  | 0 | 0 | -0.33615 | 0 | 366 | 123.0296
1442 | COKFIELD_5 | 1 | North | YES | -0.074717 | 16.5 | 0 | 165 |  | 1.029 | Wind | -1 | 0.33615 | 0 | 165 |  |  | 0 | 0 | -0.33615 | 0 | 366 | 123.0296 | Weighted Shift Factors
1453 | WCPWRCO_1G | 1 | North | YES | -0.041067 | 204 | 50 | 204 | 0 | 1.02 | CC | -1 | 0.3025 | 204 | 204 |  |  | -8.3777 | 204 | -0.3025 | -61.7093 | 570 | 184.7389 | West | 0.26143
1454 | WCPWRCO_2G | 2 | North | YES | -0.041067 | 204 | 50 | 204 | 0 | 1.02 | CC | -1 | 0.3025 | 204 | 204 |  |  | -8.3777 | 204 | -0.3025 | -61.7093 | 774 | 246.4482 | North | -0.02073
1455 | WCPWRCO_3G | 3 | North | YES | -0.041067 | 242 | 50 | 242 |  | 1.02 | CC | -1 | 0.3025 | 242 | 242 |  |  | -9.9382 | 242 | -0.3025 | -73.2042 | 1016 | 319.6524 |  | 0.28216
923 | SPENCER_G4 | 1 | North | YES | -0.027991 | 48 | 20 | 61 | 0 | 1.03 | GST | -1 | 0.28942 | 61 | 61 |  |  | -1.7075 | 61 | -0.28942 | -17.6547 | 1077 | 337.3071
924 | SPENCER_G5 | 1 | North | YES | -0.027991 | 52 | 20 | 66 | 0 | 1.03 | GST | -1 | 0.28942 | 66 | 66 |  |  | -1.8474 | 66 | -0.28942 | -19.1018 | 1143 | 356.4088 | Line Cap | 1072
1433 | GRHAMSES_1G | 1 | North | YES | -0.02711 | 242 | 60 | 242 | 0 | 1.038 | GST | -1 | 0.28854 | 242 | 242 |  |  | -6.5606 | 242 | -0.28854 | -69.8266 | 1385 | 426.2354 | Conc Gen | 2186
1861 | EAGLEMNT_1G | MB | North | YES | -0.026366 | 0 | 30 | 112 |  | 1.022 | GST | -1 | 0.2878 | 0 | 0 |  |  | 0 | 0 | -0.2878 | 0 | 1385 | 426.2354 | Weighted Imp. | 654.0449
1862 | EAGLEMNT_2G | MB | North | YES | -0.026366 | 0 | 40 | 100 |  | 1.022 | GST | -1 | 0.2878 | 0 | 0 |  |  | 0 | 0 | -0.2878 | 0 | 1385 | 426.2354 | PTDF | 0.2992
1863 | EAGLEMNT_3G | MB | North | YES | -0.026366 | 0 | 50 | 378 |  | 1.022 | GST | -1 | 0.2878 | 0 | 0 |  |  | 0 | 0 | -0.2878 | 0 | 1385 | 426.2354
1479 | WFCOGEN_1G | 2 | North | YES | -0.02491 | 16 | 12 | 20 | 0 | 1 | Cogen | -1 | 0.28634 | 0 | 0 |  |  | 0 | 0 | -0.28634 | 0 | 1385 | 426.2354 | Concentration | 1.0604
1479 | WFCOGEN_1G | 1 | North | YES | -0.02491 | 16 | 12 | 20 | 0 | 1 | Cogen | -1 | 0.28634 | 0 | 0 |  |  | 0 | 0 | -0.28634 | 0 | 1385 | 426.2354
1482 | WFCOGEN_2G | 2 | North | YES | -0.02491 | 13.6 | 12 | 17 | 0 | 1 | Cogen | -1 | 0.28634 | 0 | 0 |  |  | 0 | 0 | -0.28634 | 0 | 1385 | 426.2354 |  | Pass
1482 | WFCOGEN_2G | 1 | North | YES | -0.02491 | 16 | 12 | 20 | 0 | 1 | Cogen | -1 | 0.28634 | 0 | 0 |  |  | 0 | 0 | -0.28634 | 0 | 1385 | 426.2354
728 | WOLFRIDGE801 | 1 | North | YES | -0.024447 | 11.2 | 0 | 112.5 | 0 | 0.99 | Wind | -1 | 0.28588 | 0 | 112.5 |  |  | 0 | 0 | -0.28588 | 0 | 1385 | 426.2354
2371 | COLLIN_1G | MB | North | YES | -0.023685 | 0 | 40 | 138 |  | 1.022 | GST | -1 | 0.28511 | 0 | 0 |  |  | 0 | 0 | -0.28511 | 0 | 1385 | 426.2354
6948 | DENISNDM | 2 | North | YES | -0.023122 | 31 | 5 | 40 | 0 | 1.015 | Hydro | -1 | 0.28455 | 0 | 0 |  |  | 0 | 0 | -0.28455 | 0 | 1385 | 426.2354
6948 | DENISNDM | 1 | North | YES | -0.023122 | 40 | 5 | 40 | 0 | 1.015 | Hydro | -1 | 0.28455 | 0 | 0 |  |  | 0 | 0 | -0.28455 | 0 | 1385 | 426.2354
1600 | BARTNWND_1G | 1 | North | YES | -0.023106 | 12 | 0 | 120 | 0 | 1.022 | Wind | -1 | 0.28454 | 0 | 120 |  |  | 0 | 0 | -0.28454 | 0 | 1385 | 426.2354
1945 | HANDLEY_1G | MB | North | YES | -0.023096 | 0 | 25 | 36 |  | 0.986 | #N/A | -1 | 0.28453 | 36 | 36 |  |  | -0.83146 | 36 | -0.28453 | -10.2429 | 1421 | 436.4783
1946 | HANDLEY_2G | MB | North | YES | -0.023096 | 0 | 30 | 68 |  | 0.986 | #N/A | -1 | 0.28453 | 68 | 68 |  |  | -1.5705 | 68 | -0.28453 | -19.3477 | 1489 | 455.8261
1687 | VALLEY_1G | 1 | North | YES | -0.022959 | 136 | 15 | 170 | 0 | 1.029 | GST | -1 | 0.28439 | 170 | 170 |  |  | -3.903 | 170 | -0.28439 | -48.3461 | 1659 | 504.1721
1688 | VALLEY_2G | 2 | North | YES | -0.022959 | 527 | 90 | 527 | 0 | 1.029 | GSC | -1 | 0.28439 | 527 | 527 |  |  | -12.0994 | 527 | -0.28439 | -149.8728 | 2186 | 654.0449
2381 | NTHLK1_G | 1 | North | YES | -0.022907 | 0 | 35 | 156 |  | 1.022 | GST | -1 | 0.28434 | 156 | 156 |  |  | -3.5735 | 156 | -0.28434 | -44.3565
2382 | NTHLK2_G | 2 | North | YES | -0.022907 | 0 | 35 | 181 |  | 1.022 | GST | -1 | 0.28434 | 181 | 181 |  |  | -4.1462 | 181 | -0.28434 | -51.4649
2383 | NTHLK3_G | 3 | North | YES | -0.022907 | 0 | 50 | 329 |  | 1.022 | GST | -1 | 0.28434 | 329 | 329 |  |  | -7.5364 | 329 | -0.28434 | -93.5467
580 | JCKCNTY801 | 1 | North | YES | -0.022784 | 288 | 0 | 288 | 0 | 1.022 | CC | -1 | 0.28421 | 288 | 288 |  |  | -6.5618 | 288 | -0.28421 | -81.8535
581 | JCKCNTY802 | 2 | North | YES | -0.022784 | 147 | 0 | 147 | 0 | 1.022 | CC | -1 | 0.28421 | 147 | 147 |  |  | -3.3492 | 147 | -0.28421 | -41.7794
582 | JCKCNTY803 | 3 | North | YES | -0.022784 | 147 | 0 | 147 | 0 | 1.022 | CC | -1 | 0.28421 | 147 | 147 |  |  | -3.3492 | 147 | -0.28421 | -41.7794
1689 | VALLEY_3G | 3 | North | YES | -0.022744 | 0 | 25 | 375 |  | 1.003 | GST | -1 | 0.28417 | 375 | 375 |  |  | -8.529 | 375 | -0.28417 | -106.5651
11691 | KMICHICT1_G | 1 | North | YES | -0.022744 | 144 | 80 | 144 | 0 | 1.026 | CC | -1 | 0.28417 | 144 | 144 |  |  | -3.2751 | 144 | -0.28417 | -40.921
11692 | KMICHICT2_G | 2 | North | YES | -0.022744 | 146 | 80 | 146 | 0 | 1.026 | CC | -1 | 0.28417 | 146 | 146 |  |  | -3.3206 | 146 | -0.28417 | -41.4893
11693 | KMICHIST3_G | 3 | North | YES | -0.022744 | 312 | 60 | 312 | 0 | 1.026 | CC | -1 | 0.28417 | 312 | 312 |  |  | -7.0961 | 312 | -0.28417 | -88.6622
11694 | KMICHICT4_G | 4 | North | YES | -0.022744 | 144 | 80 | 144 | 0 | 1.026 | CC | -1 | 0.28417 | 144 | 144 |  |  | -3.2751 | 144 | -0.28417 | -40.921
11695 | KMICHICT5_G | 5 | North | YES | -0.022744 | 148 | 80 | 148 | 0 | 1.026 | CC | -1 | 0.28417 | 148 | 148 |  |  | -3.3661 | 148 | -0.28417 | -42.0577
11696 | KMICHIST6_G | 6 | North | YES | -0.022744 | 310 | 60 | 310 | 0 | 1.026 | CC | -1 | 0.28417 | 310 | 310 |  |  | -7.0506 | 310 | -0.28417 | -88.0938
1947 | HANDLEY_3G | 3 | North | YES | -0.022695 | 316 | 100 | 395 | 0 | 1.022 | GST | -1 | 0.28412 | 395 | 395 |  |  | -8.9645 | 395 | -0.28412 | -112.2292
1949 | HANDLEY_5G | 5 | North | YES | -0.022695 | 348 | 150 | 435 | 0 | 1.022 | GST | -1 | 0.28412 | 435 | 435 |  |  | -9.8723 | 435 | -0.28412 | -123.5942
1678 | LAMARPWR_1G | 1 | North | YES | -0.022663 | 160 | 67.7 | 160 | 0 | 1.038 | CC | -1 | 0.28409 | 160 | 160 |  |  | -3.6261 | 160 | -0.28409 | -45.4548
1679 | LAMARPWR_2G | 2 | North | YES | -0.022663 | 156 | 67.7 | 156 | 0 | 1.038 | CC | -1 | 0.28409 | 156 | 156 |  |  | -3.5354 | 156 | -0.28409 | -44.3184
1680 | LAMARPWR_3G | 3 | North | YES | -0.022663 | 196 | 129.1 | 196 | 0 | 1.038 | CC | -1 | 0.28409 | 196 | 196 |  |  | -4.4419 | 196 | -0.28409 | -55.6821
1681 | LAMARPWR_4G | 4 | North | YES | -0.022663 | 156 | 67.7 | 156 | 0 | 1.038 | CC | -1 | 0.28409 | 156 | 156 |  |  | -3.5354 | 156 | -0.28409 | -44.3184
1682 | LAMARPWR_5G | 5 | North | YES | -0.022663 | 157 | 67.7 | 157 | 0 | 1.038 | CC | -1 | 0.28409 | 157 | 157 |  |  | -3.5581 | 157 | -0.28409 | -44.6025
1683 | LAMARPWR_6G | 6 | North | YES | -0.022663 | 198 | 129.1 | 198 | 0 | 1.038 | CC | -1 | 0.28409 | 198 | 198 |  |  | -4.4873 | 198 | -0.28409 | -56.2503
1948 | HANDLEY_4G | 4 | North | YES | -0.022625 | 348 | 150 | 435 | 0 | 1.022 | GST | -1 | 0.28405 | 435 | 435 |  |  | -9.8419 | 435 | -0.28405 | -123.5637
1675 | PEC_1G | 1 | North | YES | -0.022619 | 76.7 | 35 | 76.7 | 0 | 1.022 | Cogen | -1 | 0.28405 | 0 | 0 |  |  | 0 | 0 | -0.28405 | 0
1676 | PEC_2G | 2 | North | YES | -0.022619 | 79.6 | 35 | 79.6 | 0 | 1.022 | Cogen | -1 | 0.28405 | 0 | 0 |  |  | 0 | 0 | -0.28405 | 0
1677 | PEC_3G | 3 | North | YES | -0.022619 | 88.4 | 35 | 88.4 | 0 | 1.022 | Cogen | -1 | 0.28405 | 0 | 0 |  |  | 0 | 0 | -0.28405 | 0
1701 | MOSES_1G | 1 | North | YES | -0.022508 | 558 | 175 | 558 | 0 | 1.023 | LIGCO | -1 | 0.28394 | 0 | 558 |  |  | 0 | 0 | -0.28394 | 0
1702 | MOSES_2G | 2 | North | YES | -0.022508 | 579 | 175 | 579 | 0 | 1.023 | LIGCO | -1 | 0.28394 | 0 | 579 |  |  | 0 | 0 | -0.28394 | 0
1703 | MOSES_3G | 3 | North | YES | -0.022508 | 808 | 463 | 808 | 0 | 1.023 | LIGCO | -1 | 0.28394 | 0 | 808 |  |  | 0 | 0 | -0.28394 | 0
5925 | DCEAST | EQ | North | YES | -0.022508 | 400.3 | -600 | 600 | 0 | 1.025 | DCTie | -1 | 0.28394 | 0 | 0 |  |  | 0 | 0 | -0.28394 | 0
842 | OLINGER_G1 | 1 | North | YES | -0.022145 | 55.4 | 20 | 79 | 0 | 1.03 | GST | -1 | 0.28357 | 79 | 79 |  |  | -1.7495 | 79 | -0.28357 | -22.4024
843 | OLINGER_G2 | 1 | North | YES | -0.022145 | 76.2 | 25 | 110 | 0 | 1.03 | GST | -1 | 0.28357 | 110 | 110 |  |  | -2.436 | 110 | -0.28357 | -31.1932
844 | OLINGER_G3 | 1 | North | YES | -0.022145 | 103.9 | 45 | 150 | 0 | 1.03 | GST | -1 | 0.28357 | 150 | 150 |  |  | -3.3218 | 150 | -0.28357 | -42.5362
845 | OLINGER_G4 | 1 | North | YES | -0.022145 | 51.9 | 0 | 76 | 0 | 1.03 | GGT | -1 | 0.28357 | 76 | 76 |  |  | -1.683 | 76 | -0.28357 | -21.5517
948 | STEAM1 | 1 | North | YES | -0.022056 | 0 | 12 | 20 |  | 1.02 | GST | -1 | 0.28349 | 20 | 20 |  |  | -0.44112 | 20 | -0.28349 | -5.6697
949 | STEAM2 | 1 | North | YES | -0.022056 | 26 | 8 | 26 | 0 | 0.99 | GST | -1 | 0.28349 | 26 | 26 |  |  | -0.57346 | 26 | -0.28349 | -7.3706
950 | STEAM3 | 1 | North | YES | -0.022056 | 41 | 13 | 42 | 0 | 1.02 | GST | -1 | 0.28349 | 42 | 42 |  |  | -0.92635 | 42 | -0.28349 | -11.9064
837 | NEWMAN_G5 | 1 | North | YES | -0.022051 | 0 | 15 | 40 |  | 1.01 | GST | -1 | 0.28348 | 40 | 40 |  |  | -0.88204 | 40 | -0.28348 | -11.3392
2451 | LKHB1_G | 1 | North | YES | -0.021623 | 0 | 80 | 391 |  | 1.022 | GST | -1 | 0.28305 | 391 | 391 |  |  | -8.4546 | 391 | -0.28305 | -110.6736
2452 | LKHB2_G | 2 | North | YES | -0.021623 | 516 | 80 | 516 | 0 | 1.022 | GST | -1 | 0.28305 | 516 | 516 |  |  | -11.1575 | 516 | -0.28305 | -146.0551
12411 | FPLEFR1A_G | 1 | North | YES | -0.021533 | 161 | 72 | 161 | 0 | 1 | CC | -1 | 0.28296 | 161 | 161 |  |  | -3.4668 | 161 | -0.28296 | -45.557
12412 | FPLEFR1B_G | 2 | North | YES | -0.021533 | 164 | 72 | 164 | 0 | 1 | CC | -1 | 0.28296 | 164 | 164 |  |  | -3.5314 | 164 | -0.28296 | -46.4059
12413 | FPLEFR1C_G | 3 | North | YES | -0.021533 | 164 | 72 | 164 | 0 | 1 | CC | -1 | 0.28296 | 164 | 164 |  |  | -3.5314 | 164 | -0.28296 | -46.4059
12414 | FPLEFR1S_G | 4 | North | YES | -0.021533 | 414 | 191 | 414 | 0 | 1 | CC | -1 | 0.28296 | 414 | 414 |  |  | -8.9147 | 414 | -0.28296 | -117.1465
12421 | FPLEFR2A_G | 1 | North | YES | -0.021533 | 162 | 72 | 162 | 0 | 1 | CC | -1 | 0.28296 | 162 | 162 |  |  | -3.4883 | 162 | -0.28296 | -45.8399
12422 | FPLEFR2B_G | 2 | North | YES | -0.021533 | 161 | 72 | 161 | 0 | 1 | CC | -1 | 0.28296 | 161 | 161 |  |  | -3.4668 | 161 | -0.28296 | -45.557
12423 | FPLEFR2C_G | 3 | North | YES | -0.021533 | 163 | 72 | 163 | 0 | 1 | CC | -1 | 0.28296 | 163 | 163 |  |  | -3.5099 | 163 | -0.28296 | -46.1229
12424 | FPLEFR2S_G | 4 | North | YES | -0.021533 | 415 | 191 | 415 | 0 | 1 | CC | -1 | 0.28296 | 415 | 415 |  |  | -8.9362 | 415 | -0.28296 | -117.4295
12440 | PARKD_1SVC8 | 1 | North | YES | -0.021469 | 0 | 0 | 0 | 0 | 1.007 | GST | -1 | 0.2829 | 0 | 0 |  |  | 0 | 0 | -0.2829 | 0
12449 | PARKD_2SVC8 | 1 | North | YES | -0.021469 | 0 | 0 | 0 | 0 | 1.007 | GST | -1 | 0.2829 | 0 | 0 |  |  | 0 | 0 | -0.2829 | 0
2418 | MTCK2_G | 2 | North | YES | -0.021192 | 0 | 10 | 23 |  | 0.971 | #N/A | -1 | 0.28262 | 23 | 23 |  |  | -0.48742 | 23 | -0.28262 | -6.5003
2419 | MTCK3_G | MB | North | YES | -0.021192 | 0 | 10 | 63 |  | 0.971 | #N/A | -1 | 0.28262 | 63 | 63 |  |  | -1.3351 | 63 | -0.28262 | -17.8052
2413 | MTCK6_G | 6 | North | YES | -0.021176 | 0 | 30 | 118 |  | 1.022 | GST | -1 | 0.28261 | 118 | 118 |  |  | -2.4988 | 118 | -0.28261 | -33.3475
2414 | MTCK7_G | 7 | North | YES | -0.021176 | 0 | 30 | 115 |  | 1.022 | GST | -1 | 0.28261 | 115 | 115 |  |  | -2.4352 | 115 | -0.28261 | -32.4996
2417 | MTCK8_G | 8 | North | YES | -0.021176 | 444.8 | 60 | 556 | 0 | 1.022 | GSC | -1 | 0.28261 | 556 | 556 |  |  | -11.7739 | 556 | -0.28261 | -157.1287
3097 | MARTLAKE_1G | 1 | North | YES | -0.020233 | 790 | 500 | 790 | 0 | 1.017 | LIGCO | -1 | 0.28166 | 0 | 790 |  |  | 0 | 0 | -0.28166 | 0
3098 | MARTLAKE_2G | 2 | North | YES | -0.020233 | 795 | 461 | 795 | 0 | 1.017 | LIGCO | -1 | 0.28166 | 0 | 795 |  |  | 0 | 0 | -0.28166 | 0
3099 | MARTLAKE_3G | 3 | North | YES | -0.020233 | 804 | 500 | 804 | 0 | 1.017 | LIGCO | -1 | 0.28166 | 0 | 804 |  |  | 0 | 0 | -0.28166 | 0
503 | NTHTEXAS01 | 1 | North | YES | -0.020183 | 0 | 5 | 18 |  | 1.015 | GST | -1 | 0.28161 | 18 | 18 |  |  | -0.36329 | 18 | -0.28161 | -5.069
504 | NTHTEXAS02 | 2 | North | YES | -0.020183 | 14.4 | 5 | 18 |  | 1.015 | GST | -1 | 0.28161 | 18 | 18 |  |  | -0.36329 | 18 | -0.28161 | -5.069
505 | NTHTEXAS03 | 3 | North | YES | -0.020183 | 30.4 | 15 | 38 |  | 1.015 | GST | -1 | 0.28161 | 38 | 38 |  |  | -0.76695 | 38 | -0.28161 | -10.7013
13116 | TGATEWAY_1G | 1 | North | YES | -0.020058 | 151 | 30 | 151 | 0 | 1.0232 | CC | -1 | 0.28149 | 151 | 151 |  |  | -3.0288 | 151 | -0.28149 | -42.5046
13117 | TGATEWAY_2G | 2 | North | YES | -0.020058 | 130 | 30 | 130 | 0 | 1.0232 | CC | -1 | 0.28149 | 130 | 130 |  |  | -2.6075 | 130 | -0.28149 | -36.5934
13118 | TGATEWAY_3G | 3 | North | YES | -0.020058 | 148 | 30 | 148 | 0 | 1.0232 | CC | -1 | 0.28149 | 148 | 148 |  |  | -2.9686 | 148 | -0.28149 | -41.6602
13119 | TGATEWAY_4G | 4 | North | YES | -0.020058 | 399 | 65 | 399 | 0 | 1.0232 | CC | -1 | 0.28149 | 399 | 399 |  |  | -8.0031 | 399 | -0.28149 | -112.3135
3348 | CHAMPION_1G | MB | North | YES | -0.019904 | 0 | 42 | 42 |  | 1 | Cogen | -1 | 0.28133 | 0 | 0 |  |  | 0 | 0 | -0.28133 | 0
3113 | LUFKINWB_1G | 1 | North | YES | -0.019888 | 0 | 0 | 50 |  | 1.01 | #N/A | -1 | 0.28132 | 50 | 50 |  |  | -0.9944 | 50 | -0.28132 | -14.0659
3107 | STRYKER_1G | 1 | North | YES | -0.019847 | 145.6 | 45 | 182 | 0 | 1.029 | GST | -1 | 0.28128 | 182 | 182 |  |  | -3.6122 | 182 | -0.28128 | -51.1923
3108 | STRYKER_2G | 2 | North | YES | -0.019847 | 484 | 75 | 484 | 0 | 1.029 | GST | -1 | 0.28128 | 484 | 484 |  |  | -9.6059 | 484 | -0.28128 | -136.1379
1941 | MDLTHELP_1G | 1 | North | YES | -0.019749 | 216.4 | 74 | 216.4 | 0 | 1 | CC | -1 | 0.28118 | 216.4 | 216.4 |  |  | -4.2737 | 216.4 | -0.28118 | -60.847
1942 | MDLTHELP_2G | 2 | North | YES | -0.019749 | 216.1 | 74 | 216.1 | 0 | 1 | CC | -1 | 0.28118 | 216.1 | 216.1 |  |  | -4.2678 | 216.1 | -0.28118 | -60.7627
12322 | ENNSTRAC_1G | 1 | North | YES | -0.019366 | 196 | 130 | 196 | 0 | 1.036 | CC | -1 | 0.2808 | 196 | 196 |  |  | -3.7957 | 196 | -0.2808 | -55.0359
12323 | ENNSTRAC_2G | 2 | North | YES | -0.019366 | 116 | 100 | 116 | 0 | 1.036 | CC | -1 | 0.2808 | 116 | 116 |  |  | -2.2465 | 116 | -0.2808 | -32.5723
3126 | TRINIDAD_6G | 1 | North | YES | -0.019086 | 179.2 | 46 | 224 | 0 | 1 | GST | -1 | 0.28052 | 224 | 224 |  |  | -4.2753 | 224 | -0.28052 | -62.8355
1937 | MDLTHELP_5G | 5 | North | YES | -0.019011 | 224 | 74 | 224 | 0 | 1 | CC | -1 | 0.28044 | 224 | 224 |  |  | -4.2585 | 224 | -0.28044 | -62.8187
1938 | MDLTHELP_6G | 6 | North | YES | -0.019011 | 226 | 74 | 226 | 0 | 1 | CC | -1 | 0.28044 | 226 | 226 |  |  | -4.2965 | 226 | -0.28044 | -63.3796
1943 | MDLTHELP_3G | 3 | North | YES | -0.019011 | 212 | 74 | 212 | 0 | 1 | CC | -1 | 0.28044 | 212 | 212 |  |  | -4.0303 | 212 | -0.28044 | -59.4534
1944 | MDLTHELP_4G | 4 | North | YES | -0.019011 | 211 | 74 | 211 | 0 | 1 | CC | -1 | 0.28044 | 211 | 211 |  |  | -4.0113 | 211 | -0.28044 | -59.173
13134 | CALFREST_4G | 4 | North | YES | -0.018444 | 151.5 | 40 | 151.5 | 0 | 1.031 | CC | -1 | 0.27987 | 151.5 | 151.5 |  |  | -2.7943 | 151.5 | -0.27987 | -42.4008
13135 | CALFREST_5G | 5 | North | YES | -0.018444 | 152.3 | 57 | 152.3 | 0 | 1.031 | CC | -1 | 0.27987 | 152.3 | 152.3 |  |  | -2.809 | 152.3 | -0.27987 | -42.6247
13136 | CALFREST_6G | 6 | North | YES | -0.018444 | 177.5 | 40 | 177.5 | 0 | 1.031 | CC | -1 | 0.27987 | 177.5 | 177.5 |  |  | -3.2738 | 177.5 | -0.27987 | -49.6776
1889 | DECRDOVA_1G | 1 | North | YES | -0.018433 | 779 | 255 | 779 | 0 | 1.02 | GSC | -1 | 0.27986 | 779 | 779 |  |  | -14.3593 | 779 | -0.27986 | -218.0129
13131 | CALFREST_1G | 1 | North | YES | -0.018381 | 150.7 | 40 | 150.7 | 0 | 1.031 | CC | -1 | 0.27981 | 150.7 | 150.7 |  |  | -2.77 | 150.7 | -0.27981 | -42.1675
13132 | CALFREST_2G | 2 | North | YES | -0.018381 | 151 | 57 | 151 | 0 | 1.031 | CC | -1 | 0.27981 | 151 | 151 |  |  | -2.7755 | 151 | -0.27981 | -42.2514
13133 | CALFREST_3G | 3 | North | YES | -0.018381 | 177.4 | 40 | 177.4 | 0 | 1.031 | CC | -1 | 0.27981 | 177.4 | 177.4 |  |  | -3.2608 | 177.4 | -0.27981 | -49.6384
3381 | BBRN_1G | 1 | North | YES | -0.0181 | 618 | 225 | 618 | 0 | 1.03 | LIGCO | -1 | 0.27953 | 0 | 618 |  |  | 0 | 0 | -0.27953 | 0
3382 | BBRN_2G | 2 | North | YES | -0.0181 | 589 | 225 | 589 | 0 | 1.03 | LIGCO | -1 | 0.27953 | 0 | 589 |  |  | 0 | 0 | -0.27953 | 0
48721 | LEG_1___1 | 1 | North | YES | -0.016398 | 827 | 357 | 827 | 0 | 1.0348 | LIGCO | -1 | 0.27783 | 0 | 827 |  |  | 0 | 0 | -0.27783 | 0
48722 | LEG_2___2 | 2 | North | YES | -0.016398 | 819 | 357 | 819 | 0 | 1.0348 | LIGCO | -1 | 0.27783 | 0 | 819 |  |  | 0 | 0 | -0.27783 | 0
344 | MRSSHPRD | 1 | North | YES | -0.015691 | 12 | 0 | 12 |  | 1.03 | Hydro | -1 | 0.27712 | 0 | 0 |  |  | 0 | 0 | -0.27712 | 0
345 | MRSSHPRD01 | 2 | North | YES | -0.015691 | 12 | 0 | 12 |  | 1.03 | Hydro | -1 | 0.27712 | 0 | 0 |  |  | 0 | 0 | -0.27712 | 0
39960 | TNTNPONE_18 | 1 | North | YES | -0.015653 | 152.3 | 30 | 152.3 |  | 1.04 | LIGCO | -1 | 0.27708 | 0 | 152.3 |  |  | 0 | 0 | -0.27708 | 0
39970 | TNTNPONE_28 | 1 | North | YES | -0.015653 | 153 | 30 | 153 |  | 1.04 | LIGCO | -1 | 0.27708 | 0 | 153 |  |  | 0 | 0 | -0.27708 | 0
1892 | DECRDOVA_2G | A | North | YES | -0.015577 | 65 | 65 | 70 | 0 | 1.025 | GGT | -1 | 0.27701 | 70 | 70 |  |  | -1.0904 | 70 | -0.27701 | -19.3905
1893 | DECRDOVA_3G | B | North | YES | -0.015577 | 65 | 65 | 69 | 0 | 1.025 | GGT | -1 | 0.27701 | 69 | 69 |  |  | -1.0748 | 69 | -0.27701 | -19.1135
1894 | DECRDOVA_4G | C | North | YES | -0.015577 | 65 | 65 | 69 | 0 | 1.025 | GGT | -1 | 0.27701 | 69 | 69 |  |  | -1.0748 | 69 | -0.27701 | -19.1135
1895 | DECRDOVA_5G | D | North | YES | -0.015577 | 65 | 65 | 68 | 0 | 1.025 | GGT | -1 | 0.27701 | 68 | 68 |  |  | -1.0592 | 68 | -0.27701 | -18.8364
366 | JNSNCNTY802 | 1 | North | YES | -0.015393 | 168 | 20 | 168 | 0 | 1.02 | Cogen | -1 | 0.27682 | 0 | 0 |  |  | 0 | 0 | -0.27682 | 0
367 | JNSNCNTY802 | 2 | North | YES | -0.015393 | 90 | 20 | 90 | 0 | 1.02 | Cogen | -1 | 0.27682 | 0 | 0 |  |  | 0 | 0 | -0.27682 | 0
1877 | WLFHOLW_1G | 1 | North | YES | -0.014249 | 217.3 | 89.2 | 217.3 | 0 | 1.032 | CC | -1 | 0.27568 | 217.3 | 217.3 |  |  | -3.0963 | 217.3 | -0.27568 | -59.905
1878 | WLFHOLW_2G | 2 | North | YES | -0.014249 | 215.7 | 105 | 215.7 | 0 | 1.032 | CC | -1 | 0.27568 | 215.7 | 215.7 |  |  | -3.0735 | 215.7 | -0.27568 | -59.4639
1879 | WLFHOLW_3G | 3 | North | YES | -0.014249 | 272.4 | 89.2 | 272.4 | 0 | 1.032 | CC | -1 | 0.27568 | 272.4 | 272.4 |  |  | -3.8814 | 272.4 | -0.27568 | -75.0948
990 | GIBN_CREK_G1 | 1 | North | YES | -0.013844 | 463 | 200 | 463 | 0 | 1.0275 | LIGCO | -1 | 0.27527 | 0 | 463 |  |  | 0 | 0 | -0.27527 | 0
32798 | BRYN_TAMUGEN | 1 | North | YES | -0.013715 | 32 | 0 | 32 |  | 1.02 | GST | -1 | 0.27514 | 32 | 32 |  |  | -0.43888 | 32 | -0.27514 | -8.8046
32886 | BRYN_ATKINS3 | MB | North | YES | -0.01368 | 0 | 5 | 12 |  | 1 | GST | -1 | 0.27511 | 0 | 0 |  |  | 0 | 0 | -0.27511 | 0
32887 | BRYN_ATKINS6 | MB | North | YES | -0.01368 | 0 | 12 | 51 |  | 1.028 | GST | -1 | 0.27511 | 0 | 0 |  |  | 0 | 0 | -0.27511 | 0
32888 | BRYN_ATKINS7 | 1 | North | YES | -0.01368 | 13.6 | 4 | 17 |  | 1.028 | GGT | -1 | 0.27511 | 17 | 17 |  |  | -0.23256 | 17 | -0.27511 | -4.6769
32890 | BRYN_ATKINS4 | MB | North | YES | -0.01368 | 0 | 5 | 22 |  | 1.031 | GST | -1 | 0.27511 | 0 | 0 |  |  | 0 | 0 | -0.27511 | 0
32891 | BRYN_ATKINS5 | MB | North | YES | -0.01368 | 0 | 5 | 25 |  | 1.031 | GST | -1 | 0.27511 | 0 | 0 |  |  | 0 | 0 | -0.27511 | 0
32883 | BRYN_DNSBY3 | 1 | North | YES | -0.01366 | 0 | 2 | 48 |  | 1.015 | GST | -1 | 0.27509 | 48 | 48 |  |  | -0.65568 | 48 | -0.27509 | -13.2043
32884 | BRYN_DNSBY13 | 1 | North | YES | -0.01366 | 46 | 2 | 46 | 0 | 1.015 | GST | -1 | 0.27509 | 46 | 46 |  |  | -0.62836 | 46 | -0.27509 | -12.6541
32892 | BRYN_DNSBY14 | 1 | North | YES | -0.01366 | 84 | 25 | 105 | 0 | 1.035 | GST | -1 | 0.27509 | 105 | 105 |  |  | -1.4343 | 105 | -0.27509 | -28.8844
48671 | FTR_GT1_5105 | 1 | North | YES | -0.013292 | 154.2 | 0 | 154.2 | 0 | 1.0319 | CC | -1 | 0.27472 | 154.2 | 154.2 |  |  | -2.0496 | 154.2 | -0.27472 | -42.3621
48672 | FTR_GT2_5110 | 2 | North | YES | -0.013292 | 159 | 0 | 159 | 0 | 1.0319 | CC | -1 | 0.27472 | 159 | 159 |  |  | -2.1134 | 159 | -0.27472 | -43.6807
48673 | FTR_GT3_5085 | 3 | North | YES | -0.013292 | 158 | 0 | 158 | 0 | 1.0319 | CC | -1 | 0.27472 | 158 | 158 |  |  | -2.1001 | 158 | -0.27472 | -43.406
48674 | FTR_CN4_5095 | 4 | North | YES | -0.013292 | 380 | 0 | 380 | 0 | 1.0319 | CC | -1 | 0.27472 | 380 | 380 |  |  | -5.051 | 380 | -0.27472 | -104.3942
1898 | COMCHEPK_1G | 1 | North | YES | -0.013147 | 1159 | 1150 | 1159 | 0 | 1.032 | Nuc | -1 | 0.27458 | 0 | 0 |  |  | 0 | 0 | -0.27458 | 0
1899 | COMCHEPK_2G | 2 | North | YES | -0.013147 | 1159 | 1128 | 1159 | 0 | 1.032 | Nuc | -1 | 0.27458 | 0 | 0 |  |  | 0 | 0 | -0.27458 | 0
3403 | THOUSE_1G | 1 | North | YES | -0.012793 | 563 | 200 | 563 | 0 | 1.012 | GSC | -1 | 0.27422 | 563 | 563 |  |  | -7.2025 | 563 | -0.27422 | -154.3873
3404 | THOUSE_2G | 2 | North | YES | -0.012793 | 807 | 250 | 807 | 0 | 1.012 | GSC | -1 | 0.27422 | 807 | 807 |  |  | -10.324 | 807 | -0.27422 | -221.2976
3416 | LAKE_CRK1_G | 1 | North | YES | -0.0121 | 60 | 33 | 75 |  | 1.029 | GST | -1 | 0.27353 | 75 | 75 |  |  | -0.9075 | 75 | -0.27353 | -20.5147
3417 | LAKE_CRK2_G | 2 | North | YES | -0.0121 | 177.6 | 40 | 222 | 0 | 1.029 | GST | -1 | 0.27353 | 222 | 222 |  |  | -2.6862 | 222 | -0.27353 | -60.7236
238 | BOSQUESW505 | 1 | North | YES | -0.011879 | 255 | 0 | 255 | 0 | 1.02 | CC | -1 | 0.27331 | 255 | 255 |  |  | -3.0291 | 255 | -0.27331 | -69.6937
239 | BOSQUESW502 | 1 | North | YES | -0.011879 | 119.2 | 0 | 149 | 0 | 1.02 | GGT | -1 | 0.27331 | 149 | 149 |  |  | -1.77 | 149 | -0.27331 | -40.723
247 | BOSQUESW501 | 2 | North | YES | -0.011879 | 124.8 | 0 | 156 | 0 | 1.02 | GGT | -1 | 0.27331 | 156 | 156 |  |  | -1.8531 | 156 | -0.27331 | -42.6361
244 | WHITNYDM01 | 1 | North | YES | -0.011628 | 15 | 0 | 15 | 0 | 1.035 | Hydro | -1 | 0.27306 | 0 | 0 |  |  | 0 | 0 | -0.27306 | 0
245 | WHITNYDM02 | 2 | North | YES | -0.011628 | 15 | 0 | 15 | 0 | 1.035 | Hydro | -1 | 0.27306 | 0 | 0 |  |  | 0 | 0 | -0.27306 | 0
251 | BOSQUESW803 | 2 | North | YES | -0.011165 | 150 | 0 | 150 |  | 1.032 | CC | -1 | 0.27259 | 150 | 150 |  |  | -1.6747 | 150 | -0.27259 | -40.8892
253 | BOSQUESW804 | 2 | North | YES | -0.011165 | 80 | 0 | 80 |  | 1.032 | CC | -1 | 0.27259 | 80 | 80 |  |  | -0.8932 | 80 | -0.27259 | -21.8076
48591 | CHE_GT2_5030 | 2 | Houston | YES | -0.010574 | 173 | 50 | 173 | 0 | 1.029 | Cogen | -1 | 0.272 | 0 | 0 |  |  |  |  | -0.272 | 0
48811 | CVC_GT3_5045 | 3 | Houston | YES | -0.010574 | 156 | 91.8 | 156 | 0 | 1.029 | Cogen | -1 | 0.272 | 0 | 0 |  |  |  |  | -0.272 | 0
48812 | CVC_GT2_5020 | 2 | Houston | YES | -0.010574 | 158 | 91.8 | 158 | 0 | 1.029 | Cogen | -1 | 0.272 | 0 | 0 |  |  |  |  | -0.272 | 0
48813 | CVC_GT1_5035 | 1 | Houston | YES | -0.010574 | 160 | 91.8 | 160 | 0 | 1.029 | Cogen | -1 | 0.272 | 0 | 0 |  |  |  |  | -0.272 | 0
48814 | CVC_ST5_5040 | 1 | Houston | YES | -0.010574 | 162 | 91.8 | 162 | 0 | 1.029 | Cogen | -1 | 0.272 | 0 | 0 |  |  |  |  | -0.272 | 0
48885 | THW_5152 | A | Houston | YES | -0.010272 | 46.4 | 5 | 58 |  | 1.0319 | GGT | -1 | 0.2717 | 58 | 58 |  |  |  |  | -0.2717 | -15.7587
48885 | THW_5152 | B | Houston | YES | -0.010272 | 47.2 | 5 | 59 |  | 1.0319 | GGT | -1 | 0.2717 | 59 | 59 |  |  |  |  | -0.2717 | -16.0304
48886 | THW_5354 | D | Houston | YES | -0.010272 | 46.4 | 5 | 58 |  | 1.0319 | GGT | -1 | 0.2717 | 58 | 58 |  |  |  |  | -0.2717 | -15.7587
48886 | THW_5354 | C | Houston | YES | -0.010272 | 45.6 | 5 | 57 |  | 1.0319 | GGT | -1 | 0.2717 | 57 | 57 |  |  |  |  | -0.2717 | -15.487
48887 | THW_5556 | F | Houston | YES | -0.010272 | 45.6 | 5 | 57 |  | 1.0319 | GGT | -1 | 0.2717 | 57 | 57 |  |  |  |  | -0.2717 | -15.487
48887 | THW_5556 | E | Houston | YES | -0.010272 | 47.2 | 5 | 59 |  | 1.0319 | GGT | -1 | 0.2717 | 59 | 59 |  |  |  |  | -0.2717 | -16.0304
48690 | GBY_GN5_5 | 5 | Houston | YES | -0.010248 | 318.4 | 81 | 398 |  | 1.0362 | GSC | -1 | 0.27168 | 398 | 398 |  |  |  |  | -0.27168 | -108.1277
48595 | BTE_GT2_8075 | 1 | Houston | YES | -0.010227 | 162.8 | 130 | 162.8 | 0 | 1.0261 | CC | -1 | 0.27166 | 162.8 | 162.8 |  |  |  |  | -0.27166 | -44.2257
48596 | BTE_GT3_8045 | 2 | Houston | YES | -0.010227 | 161.4 | 130 | 161.4 | 0 | 1.0261 | CC | -1 | 0.27166 | 161.4 | 161.4 |  |  |  |  | -0.27166 | -43.8454
48597 | BTE_GT4_8055 | 3 | Houston | YES | -0.010227 | 158.9 | 130 | 158.9 | 0 | 1.0261 | CC | -1 | 0.27166 | 158.9 | 158.9 |  |  |  |  | -0.27166 | -43.1662
48598 | BTE_ST1_8070 | 4 | Houston | YES | -0.010227 | 269.2 | 60 | 269.2 | 0 | 1.0261 | CC | -1 | 0.27166 | 269.2 | 269.2 |  |  |  |  | -0.27166 | -73.1299
48583 | CBY_GT4_1 | 1 | Houston | YES | -0.010177 | 172 | 0 | 172 | 0 | 1.026 | GSC | -1 | 0.27161 | 172 | 172 |  |  |  |  | -0.27161 | -46.7163
48584 | CBY_GT4_2 | 2 | Houston | YES | -0.010177 | 172 | 0 | 172 | 0 | 1.026 | CC | -1 | 0.27161 | 172 | 172 |  |  |  |  | -0.27161 | -46.7163
48585 | CBY_ST4_1 | 3 | Houston | YES | -0.010177 | 172 | 0 | 172 | 0 | 1.026 | CC | -1 | 0.27161 | 172 | 172 |  |  |  |  | -0.27161 | -46.7163
48815 | CVC_GT4_8005 | 4 | Houston | YES | -0.010171 | 165 | 91.8 | 165 |  | 1.0362 | Cogen | -1 | 0.2716 | 0 | 0 |  |  |  |  | -0.2716 | 0
48581 | CBY_GN1_1 | 1 | Houston | YES | -0.010155 | 595.2 | 108 | 744 | 0 | 1.0435 | GSC | -1 | 0.27158 | 744 | 744 |  |  |  |  | -0.27158 | -202.0589
48791 | PSA_GT1_8160 | 1 | Houston | YES | -0.010155 | 52 | 20.8 | 65 | 0 | 1.0362 | Cogen | -1 | 0.27158 | 0 | 0 |  |  |  |  | -0.27158 | 0
48792 | PSA_GT2_8155 | 2 | Houston | YES | -0.010155 | 52.8 | 20.3 | 66 | 0 | 1.0362 | Cogen | -1 | 0.27158 | 0 | 0 |  |  |  |  | -0.27158 | 0
48793 | PSA_GT3_8150 | 3 | Houston | YES | -0.010155 | 56 | 20.3 | 70 | 0 | 1.0362 | Cogen | -1 | 0.27158 | 0 | 0 |  |  |  |  | -0.27158 | 0
48794 | PSA_GT4_8145 | 4 | Houston | YES | -0.010155 | 52.8 | 20.3 | 66 | 0 | 1.0362 | Cogen | -1 | 0.27158 | 0 | 0 |  |  |  |  | -0.27158 | 0
48795 | PSA_GT5_8140 | 5 | Houston | YES | -0.010155 | 51.2 | 20.3 | 64 | 0 | 1.0362 | Cogen | -1 | 0.27158 | 0 | 0 |  |  |  |  | -0.27158 | 0
48796 | PSA_GN1_8165 | 1 | Houston | YES | -0.010155 | 83.2 | 43.1 | 104 | 0 | 1.0362 | Cogen | -1 | 0.27158 | 0 | 0 |  |  |  |  | -0.27158 | 0
48797 | PSA_GT6_8135 | 6 | Houston | YES | -0.010155 | 47.2 | 34.5 | 59 | 0 | 1.0362 | Cogen | -1 | 0.27158 | 0 | 0 |  |  |  |  | -0.27158 | 0
48651 | EP_1_2 | 2 | Houston | YES | -0.010153 | 17.7 | 10 | 21 | 0 | 1.0362 | Cogen | -1 | 0.27158 | 0 | 0 |  |  |  |  | -0.27158 | 0
48651 | EP_1_2 | 1 | Houston | YES | -0.010153 | 4 | 0 | 5 | 0 | 1.0362 | Cogen | -1 | 0.27158 | 0 | 0 |  |  |  |  | -0.27158 | 0
48883 | THW_GT1_GT_1 | B2 | Houston | YES | -0.010123 | 0 | 0 | 12 |  | 1.043 | GGT | -1 | 0.27155 | 12 | 12 |  |  |  |  | -0.27155 | -3.2586
49803 | EXN_15GT | 1 | Houston | YES | -0.010104 | 33 | 8.3 | 34 |  | 1.0326 | Cogen | -1 | 0.27153 | 0 | 0 |  |  |  |  | -0.27153 | 0
49804 | EXN_16GT | 2 | Houston | YES | -0.010104 | 32 | 8.3 | 34.7 |  | 1.0326 | Cogen | -1 | 0.27153 | 0 | 0 |  |  |  |  | -0.27153 | 0
49805 | EXN_17GT | 3 | Houston | YES | -0.010104 | 31 | 8.3 | 32.7 |  | 1.0326 | Cogen | -1 | 0.27153 | 0 | 0 |  |  |  |  | -0.27153 | 0
49826 | EXN938GT | 5 | Houston | YES | -0.010104 | 43 | 9.2 | 45.9 | 0 | 1.0326 | Cogen | -1 | 0.27153 | 0 | 0 |  |  |  |  | -0.27153 | 0
49828 | EXN941GT | 10 | Houston | YES | -0.010104 | 17.7 | 5.4 | 17.7 | 0 | 1.0326 | Cogen | -1 | 0.27153 | 0 | 0 |  |  |  |  | -0.27153 | 0
49829 | EXN942GT | 11 | Houston | YES | -0.010104 | 20 | 5.4 | 20.4 | 0 | 1.0326 | Cogen | -1 | 0.27153 | 0 | 0 |  |  |  |  | -0.27153 | 0
49830 | EXN943GT | 12 | Houston | YES | -0.010104 | 19 | 5.4 | 19.9 | 0 | 1.0326 | Cogen | -1 | 0.27153 | 0 | 0 |  |  |  |  | -0.27153 | 0
49831 | EXN944GT | 13 | Houston | YES | -0.010104 | 33 | 5.4 | 35 | 0 | 1.0326 | Cogen | -1 | 0.27153 | 0 | 0 |  |  |  |  | -0.27153 | 0
49832 | EXN945GT | 9 | Houston | YES | -0.010104 | 18.5 | 9.2 | 18.5 | 0 | 1.0326 | Cogen | -1 | 0.27153 | 0 | 0 |  |  |  |  | -0.27153 | 0
49837 | EXN_GT | 4 | Houston | YES | -0.010104 | 81 | 21.3 | 85.4 | 0 | 1.0326 | Cogen | -1 | 0.27153 | 0 | 0 |  |  |  |  | -0.27153 | 0
49838 | EXN_14GT | 14 | Houston | YES | -0.010104 | 140 | 0 | 148 |  | 1.0326 | Cogen | -1 | 0.27153 | 0 | 0 |  |  |  |  | -0.27153 | 0
48582 | CBY_GN2_2 | 2 | Houston | YES | -0.010086 | 596.8 | 110 | 746 | 0 | 1.0435 | GSC | -1 | 0.27152 | 746 | 746 |  |  |  |  | -0.27152 | -202.5506
48873 | THW_ST3_ST_3 | 3 | Houston | YES | -0.010058 | 107 | 19 | 107 | 0 | 1.0435 | CC | -1 | 0.27149 | 107 | 107 |  |  |  |  | -0.27149 | -29.0492
48874 | THW_ST4_ST_4 | 4 | Houston | YES | -0.010058 | 108 | 19 | 108 | 0 | 1.0435 | CC | -1 | 0.27149 | 108 | 108 |  |  |  |  | -0.27149 | -29.3207
48875 | THW_3132 | B | Houston | YES | -0.010058 | 53 | 5 | 53 | 0 | 1.0435 | CC | -1 | 0.27149 | 53 | 53 |  |  |  |  | -0.27149 | -14.3888
48875 | THW_3132 | A | Houston | YES | -0.010058 | 55 | 5 | 55 | 0 | 1.0435 | CC | -1 | 0.27149 | 55 | 55 |  |  |  |  | -0.27149 | -14.9318
48877 | THW_3334 | C | Houston | YES | -0.010058 | 55 | 5 | 55 | 0 | 1.0435 | CC | -1 | 0.27149 | 55 | 55 |  |  |  |  | -0.27149 | -14.9318
48877 | THW_3334 | D | Houston | YES | -0.010058 | 57 | 5 | 57 | 0 | 1.0435 | CC | -1 | 0.27149 | 57 | 57 |  |  |  |  | -0.27149 | -15.4748
48879 | THW_4142 | E | Houston | YES | -0.010058 | 56 | 5 | 56 | 0 | 1.0435 | CC | -1 | 0.27149 | 56 | 56 |  |  |  |  | -0.27149 | -15.2033
48879 | THW_4142 | F | Houston | YES | -0.010058 | 55 | 5 | 55 | 0 | 1.0435 | CC | -1 | 0.27149 | 55 | 55 |  |  |  |  | -0.27149 | -14.9318
48881 | THW_4344 | G | Houston | YES | -0.010058 | 58 | 5 | 58 | 0 | 1.0435 | CC | -1 | 0.27149 | 58 | 58 |  |  |  |  | -0.27149 | -15.7463
48881 | THW_4344 | H | Houston | YES | -0.010058 | 58 | 5 | 58 | 0 | 1.0435 | CC | -1 | 0.27149 | 58 | 58 |  |  |  |  | -0.27149 | -15.7463
48593 | CHE_GT1_8015 | 1 | Houston | YES | -0.009995 | 173 | 50 | 173 | 0 | 1.0362 | Cogen | -1 | 0.27142 | 0 | 0 |  |  |  |  | -0.27142 | 0
48594 | CHE_GN4_8025 | 4 | Houston | YES | -0.009995 | 142 | 60 | 142 | 0 | 1.0362 | Cogen | -1 | 0.27142 | 0 | 0 |  |  |  |  | -0.27142 | 0
48511 | LPE_GT1_8070 | 1 | Houston | YES | -0.009983 | 42 | 0 | 42 | 0 | 1.0362 | GGT | -1 | 0.27141 | 42 | 42 |  |  |  |  | -0.27141 | -11.3993
48512 | LPE_GT2_8075 | 2 | Houston | YES | -0.009983 | 42 | 0 | 42 | 0 | 1.0362 | GGT | -1 | 0.27141 | 42 | 42 |  |  |  |  | -0.27141 | -11.3993
48513 | LPE_GT3_8080 | 3 | Houston | YES | -0.009983 | 39 | 0 | 39 | 0 | 1.0362 | GGT | -1 | 0.27141 | 39 | 39 |  |  |  |  | -0.27141 | -10.5851
48514 | LPE_GT4_8085 | 4 | Houston | YES | -0.009983 | 39 | 0 | 39 | 0 | 1.0362 | GGT | -1 | 0.27141 | 39 | 39 |  |  |  |  | -0.27141 | -10.5851
48500 | APD_GT1_8005 | 1 | Houston | YES | -0.009981 | 137.6 | 54.6 | 137.6 |  | 1.0362 | Cogen | -1 | 0.27141 | 0 | 0 |  |  |  |  | -0.27141 | 0
48820 | SHELLG1_3015 | 1 | Houston | YES | -0.009937 | 71 | 34.5 | 71 |  | 1.029 | Cogen | -1 | 0.27137 | 0 | 0 |  |  |  |  | -0.27137 | 0
48821 | SHELLG2 | 2 | Houston | YES | -0.009937 | 72 | 34.5 | 72 |  | 1.029 | Cogen | -1 | 0.27137 | 0 | 0 |  |  |  |  | -0.27137 | 0
48822 | SHELLG3_3020 | 2 | Houston | YES | -0.009937 | 30 | 0 | 30 |  | 1.029 | Cogen | -1 | 0.27137 | 0 | 0 |  |  |  |  | -0.27137 | 0
48822 | SHELLG3_3020 | 1 | Houston | YES | -0.009937 | 39 | 0 | 39 |  | 1.029 | Cogen | -1 | 0.27137 | 0 | 0 |  |  |  |  | -0.27137 | 0
48740 | PSG_GN2_8050 | 1 | Houston | YES | -0.009911 | 182 | 60 | 182 | 0 | 1.0326 | Cogen | -1 | 0.27134 | 0 | 0 |  |  |  |  | -0.27134 | 0
48741 | PSG_GT2_8040 | 1 | Houston | YES | -0.009911 | 158.6 | 50 | 158.6 | 0 | 1.0326 | Cogen | -1 | 0.27134 | 0 | 0 |  |  |  |  | -0.27134 | 0
48742 | PSG_GT3_8060 | 1 | Houston | YES | -0.009911 | 157 | 50 | 157 | 0 | 1.0326 | Cogen | -1 | 0.27134 | 0 | 0 |  |  |  |  | -0.27134 | 0
48611 | DIB_GT1_8080 | 1 | Houston | YES | -0.00991 | 64 | 0 | 64 | 0 | 1.0326 | Cogen | -1 | 0.27134 | 0 | 0 |  |  |  |  | -0.27134 | 0
48612 | DIB_GT2_8075 | 2 | Houston | YES | -0.00991 | 63.2 | 0 | 63.2 | 0 | 1.0326 | Cogen | -1 | 0.27134 | 0 | 0 |  |  |  |  | -0.27134 | 0
48613 | DIB_ST1_8085 | 3 | Houston | YES | -0.00991 | 67.9 | 30 | 82.6 | 0 | 1.0326 | Cogen | -1 | 0.27134 | 0 | 0 |  |  |  |  | -0.27134 | 0
48614 | DIB_GT3_8090 | 4 | Houston | YES | -0.00991 | 73.6 | 15 | 73.6 | 0 | 1.0326 | Cogen | -1 | 0.27134 | 0 | 0 |  |  |  |  | -0.27134 | 0
48854 | SRB_GN4_4 | 4 | Houston | YES | -0.00991 | 182.4 | 35 | 228 | 0 | 1.0326 | GST | -1 | 0.27134 | 228 | 228 |  |  |  |  | -0.27134 | -61.8654
48845 | SOL_GT1 | 1 | Houston | YES | -0.009909 | 16.2 | 15.4 | 16.2 |  | 1.0326 | Solar | -1 | 0.27134 | 16.2 | 16.2 |  |  |  |  | -0.27134 | -4.3957
48853 | SRB_GN3_3 | 3 | Houston | YES | -0.009909 | 170.4 | 35 | 213 |  | 1.0326 | GST | -1 | 0.27134 | 213 | 213 |  |  |  |  | -0.27134 | -57.7951
48551 | CAL_GT1_8045 | 1 | Houston | YES | -0.009905 | 149 | 0 | 149 | 0 | 1.0326 | Cogen | -1 | 0.27133 | 0 | 0 |  |  |  |  | -0.27133 | 0
48552 | CAL_ST1_8000 | 2 | Houston | YES | -0.009905 | 65.1 | 0 | 65.1 | 0 | 1.0326 | Cogen | -1 | 0.27133 | 0 | 0 |  |  |  |  | -0.27133 | 0
48851 | SRB_GN1_1 | 1 | Houston | YES | -0.009904 | 132 | 26 | 165 | 0 | 1.0217 | GST | -1 | 0.27133 | 165 | 165 |  |  |  |  | -0.27133 | -44.77
48852 | SRB_GN2_2 | 2 | Houston | YES | -0.009903 | 140.8 | 26 | 176 | 0 | 1.0217 | GST | -1 | 0.27133 | 176 | 176 |  |  |  |  | -0.27133 | -47.7545
48855 | SRB_GT211035 | B1 | Houston | YES | -0.009902 | 0 | 0 | 18 |  | 1.014 | GGT | -1 | 0.27133 | 18 | 18 |  |  |  |  | -0.27133 | -4.884
48855 | SRB_GT211035 | B2 | Houston | YES | -0.009902 | 0 | 0 | 12 |  | 1.014 | GGT | -1 | 0.27133 | 12 | 12 |  |  |  |  | -0.27133 | -3.256
48761 | PR_GT1__9040 | 1 | Houston | YES | -0.009883 | 26 | 0 | 35 |  | 1 | Cogen | -1 | 0.27131 | 0 | 0 |  |  |  |  | -0.27131 | 0
48641 | DPEC_GT15040 | 1 | Houston | YES | -0.009859 | 163.2 | 98 | 163.2 | 0 | 1.0319 | CC | -1 | 0.27129 | 163.2 | 163.2 |  |  |  |  | -0.27129 | -44.2743
48642 | DPEC_GT25025 | 2 | Houston | YES | -0.009859 | 157.1 | 98 | 157.1 | 0 | 1.0319 | CC | -1 | 0.27129 | 157.1 | 157.1 |  |  |  |  | -0.27129 | -42.6194
48643 | DPEC_GT35010 | 3 | Houston | YES | -0.009859 | 157.5 | 98 | 157.5 | 0 | 1.0319 | CC | -1 | 0.27129 | 157.5 | 157.5 |  |  |  |  | -0.27129 | -42.7279
48644 | DPEC_GT45070 | 4 | Houston | YES | -0.009859 | 157 | 98 | 157 | 0 | 1.0319 | CC | -1 | 0.27129 | 157 | 157 |  |  |  |  | -0.27129 | -42.5923
48645 | DPEC_ST55065 | 5 | Houston | YES | -0.009859 | 282 | 0 | 282 | 0 | 1.0319 | CC | -1 | 0.27129 | 282 | 282 |  |  |  |  | -0.27129 | -76.5034
48841 | SJS_GT1_GT1 | 1 | Houston | YES | -0.009842 | 62.4 | 49 | 78 | 0 | 1.0362 | Cogen | -1 | 0.27127 | 0 | 0 |  |  |  |  | -0.27127 | 0
48842 | SJS_GT2_GT2 | 2 | Houston | YES | -0.009842 | 64.8 | 49 | 81 | 0 | 1.0362 | Cogen | -1 | 0.27127 | 0 | 0 |  |  |  |  | -0.27127 | 0
48691 | GBY_73741085 | A | Houston | YES | -0.009828 | 37.6 | 20 | 47 | 0 | 1.0362 | GGT | -1 | 0.27126 | 47 | 47 |  |  |  |  | -0.27126 | -12.7491
48691 | GBY_73741085 | B | Houston | YES | -0.009828 | 37.6 | 20 | 47 | 0 | 1.0362 | GGT | -1 | 0.27126 | 47 | 47 |  |  |  |  | -0.27126 | -12.7491
48692 | GBY_81821075 | C | Houston | YES | -0.009828 | 37.6 | 20 | 47 | 0 | 1.0362 | GGT | -1 | 0.27126 | 47 | 47 |  |  |  |  | -0.27126 | -12.7491
48692 | GBY_81821075 | D | Houston | YES | -0.009828 | 44 | 20 | 55 | 0 | 1.0362 | GGT | -1 | 0.27126 | 55 | 55 |  |  |  |  | -0.27126 | -14.9192
48693 | GBY_83841065 | E | Houston | YES | -0.009828 | 45.6 | 20 | 57 | 0 | 1.0362 | GGT | -1 | 0.27126 | 57 | 57 |  |  |  |  | -0.27126 | -15.4617
48693 | GBY_83841065 | F | Houston | YES | -0.009828 | 43.2 | 20 | 54 | 0 | 1.0362 | GGT | -1 | 0.27126 | 54 | 54 |  |  |  |  | -0.27126 | -14.6479
48531 | BYU_GT1_8075 | 1 | Houston | YES | -0.009764 | 65 | 0 | 65 |  | 1.0362 | Cogen | -1 | 0.27119 | 0 | 0 |  |  |  |  | -0.27119 | 0
48532 | BYU_GT2_8055 | 2 | Houston | YES | -0.009764 | 62 | 0 | 62 |  | 1.0362 | Cogen | -1 | 0.27119 | 0 | 0 |  |  |  |  | -0.27119 | 0
48533 | BYU_GT3_8060 | 3 | Houston | YES | -0.009764 | 67 | 0 | 67 |  | 1.0362 | Cogen | -1 | 0.27119 | 0 | 0 |  |  |  |  | -0.27119 | 0
48534 | BYU_GT4_8065 | 4 | Houston | YES | -0.009764 | 65 | 0 | 65 |  | 1.0362 | Cogen | -1 | 0.27119 | 0 | 0 |  |  |  |  | -0.27119 | 0
48561 | CTL_GT2_8130 | 1 | Houston | YES | -0.009722 | 73.5 | 30.3 | 91.9 |  | 1.0362 | Cogen | -1 | 0.27115 | 0 | 0 |  |  |  |  | -0.27115 | 0
48562 | CTL_GT3_8135 | 2 | Houston | YES | -0.009722 | 70.1 | 30.3 | 87.6 |  | 1.0362 | Cogen | -1 | 0.27115 | 0 | 0 |  |  |  |  | -0.27115 | 0
48563 | CTL_GT4_8140 | 3 | Houston | YES | -0.009722 | 69.6 | 30.3 | 87 |  | 1.0362 | Cogen | -1 | 0.27115 | 0 | 0 |  |  |  |  | -0.27115 | 0
48564 | CTL_GN1_8145 | 4 | Houston | YES | -0.009722 | 43.6 | 12.9 | 54.5 |  | 1.0362 | Cogen | -1 | 0.27115 | 0 | 0 |  |  |  |  | -0.27115 | 0
48565 | CTL_GN2_8155 | 5 | Houston | YES | -0.009722 | 9.8 | 3.4 | 12.2 |  | 1.0362 | Cogen | -1 | 0.27115 | 0 | 0 |  |  |  |  | -0.27115 | 0
48772 | PHR_GN2_2 | MB | Houston | YES | -0.009612 | 0 | 72 | 459 |  | 1.0362 | GSC | -1 | 0.27104 | 0 | 0 |  |  |  |  | -0.27104 | 0
38580 | TNBP_CGN1_8 | 1 | Houston | YES | -0.009455 | 70.8 | 0 | 70.8 | 0 | 1.005 | Cogen | -1 | 0.27088 | 0 | 0 |  |  |  |  | -0.27088 | 0
38590 | TNBP_CGN2_8 | 2 | Houston | YES | -0.009455 | 66.7 | 0 | 66.7 | 0 | 1.005 | Cogen | -1 | 0.27088 | 0 | 0 |  |  |  |  | -0.27088 | 0
38600 | TNBP_CGN3_8 | 5 | Houston | YES | -0.009455 | 53 | 0 | 53 | 0 | 1.005 | Cogen | -1 | 0.27088 | 0 | 0 |  |  |  |  | -0.27088 | 0
38611 | TNBPAMCG1_8 | 1 | Houston | YES | -0.009455 | 153.2 | 0 | 153.2 | 0 | 1.005 | Cogen | -1 | 0.27088 | 0 | 0 |  |  |  |  | -0.27088 | 0
38612 | TNBPAMCG2_8 | 2 | Houston | YES | -0.009455 | 153.5 | 0 | 153.5 | 0 | 1.005 | Cogen | -1 | 0.27088 | 0 | 0 |  |  |  |  | -0.27088 | 0
38613 | TNBPAMCG3_8 | 3 | Houston | YES | -0.009455 | 152.3 | 0 | 152.3 | 0 | 1.005 | Cogen | -1 | 0.27088 | 0 | 0 |  |  |  |  | -0.27088 | 0
38614 | TNBPAMCG4_8 | 4 | Houston | YES | -0.009455 | 96 | 0 | 96 |  | 1.005 | Cogen | -1 | 0.27088 | 0 | 0 |  |  |  |  | -0.27088 | 0
38615 | TNBPAMCG5_8 | 1 | Houston | YES | -0.009455 | 244 | 0 | 244 | 0 | 1.005 | Cogen | -1 | 0.27088 | 0 | 0 |  |  |  |  | -0.27088 | 0
38690 | TNBP_CGN4_8 | 3 | Houston | YES | -0.009455 | 40 | 0 | 40 |  | 1.005 | Cogen | -1 | 0.27088 | 0 | 0 |  |  |  |  | -0.27088 | 0
38711 | TNTXCTY1CG8 | 1 | Houston | YES | -0.009455 | 100.3 | 59 | 100.3 | 0 | 1 | Cogen | -1 | 0.27088 | 0 | 0 |  |  |  |  | -0.27088 | 0
38712 | TNTXCTY2CG8 | 1 | Houston | YES | -0.009455 | 92.9 | 59 | 92.9 | 0 | 1 | Cogen | -1 | 0.27088 | 0 | 0 |  |  |  |  | -0.27088 | 0
38713 | TNTXCTY3CG8 | 1 | Houston | YES | -0.009455 | 102.7 | 59 | 102.7 | 0 | 1 | Cogen | -1 | 0.27088 | 0 | 0 |  |  |  |  | -0.27088 | 0
38714 | TNTXCTY4CG8 | 1 | Houston | YES | -0.009455 | 103 | 59 | 103 | 0 | 1 | Cogen | -1 | 0.27088 | 0 | 0 |  |  |  |  | -0.27088 | 0
39470 | TNDOWCGNSG8 | 1 | Houston | YES | -0.009455 | 32 | 10 | 32 | 0 | 0.985 | Cogen | -1 | 0.27088 | 0 | 0 |  |  |  |  | -0.27088 | 0
39480 | TNDOWCGNGG8 | 1 | Houston | YES | -0.009455 | 30 | 10 | 30 | 0 | 0.985 | Cogen | -1 | 0.27088 | 0 | 0 |  |  |  |  | -0.27088 | 0
48921 | WAP_GN1_1 | 1 | Houston | YES | -0.009127 | 132.8 | 37 | 166 | 0 | 1.0362 | GST | -1 | 0.27056 | 166 | 166 |  |  |  |  | -0.27056 | -44.9124
48922 | WAP_GN2_2 | 2 | Houston | YES | -0.009127 | 132.8 | 37 | 166 | 0 | 1.0362 | GST | -1 | 0.27056 | 166 | 166 |  |  |  |  | -0.27056 | -44.9124
48923 | WAP_GN3_3 | 3 | Houston | YES | -0.009127 | 198.4 | 93 | 248 | 0 | 1.0362 | GST | -1 | 0.27056 | 248 | 248 |  |  |  |  | -0.27056 | -67.098
48924 | WAP_GN4_4 | 4 | Houston | YES | -0.009127 | 546 | 217 | 546 | 0 | 1.0362 | GSC | -1 | 0.27056 | 546 | 546 |  |  |  |  | -0.27056 | -147.7239
48925 | WAP_GN5_5 | 5 | Houston | YES | -0.009127 | 633.7 | 278 | 654 | 0 | 0.985 | LIGCO | -1 | 0.27056 | 0 | 654 |  |  |  |  | -0.27056 | 0
48929 | WAPGT21_GT1 | B1 | Houston | YES | -0.009127 | 0 | 0 | 13 |  | 1.05 | GGT | -1 | 0.27056 | 13 | 13 |  |  |  |  | -0.27056 | -3.5172
48510 | AK_GT1__8040 | 1 | Houston | YES | -0.009063 | 33.4 | 8.1 | 34 |  | 1.029 | Cogen | -1 | 0.27049 | 0 | 0 |  |  |  |  | -0.27049 | 0
48521 | BVE_GT1_GT1 | 1 | Houston | YES | -0.009019 | 167.7 | 0 | 167.7 |  | 1.035 | CC | -1 | 0.27045 | 167.7 | 167.7 |  |  |  |  | -0.27045 | -45.3542
48522 | BVE_GT2_5035 | 2 | Houston | YES | -0.009019 | 166.4 | 0 | 166.4 |  | 1.035 | CC | -1 | 0.27045 | 166.4 | 166.4 |  |  |  |  | -0.27045 | -45.0026
48523 | BVE_ST1_GN1 | 3 | Houston | YES | -0.009019 | 252.4 | 0 | 252.4 |  | 1.035 | CC | -1 | 0.27045 | 252.4 | 252.4 |  |  |  |  | -0.27045 | -68.2612
48926 | WAP_GN6_6 | 6 | Houston | YES | -0.009014 | 651 | 280 | 651 |  | 1.035 | LIGCO | -1 | 0.27044 | 0 | 651 |  |  |  |  | -0.27044 | 0
48927 | WAP_GN7_7 | 7 | Houston | YES | -0.009014 | 564 | 277 | 564 |  | 1.035 | LIGCO | -1 | 0.27044 | 0 | 564 |  |  |  |  | -0.27044 | 0
48928 | WAP_GN8_8 | 8 | Houston | YES | -0.009014 | 603 | 275 | 603 |  | 1.035 | LIGCO | -1 | 0.27044 | 0 | 603 |  |  |  |  | -0.27044 | 0
48730 | MNS_GT | 1 | Houston | YES | -0.008975 | 43 | 0 | 46.1 |  | 1.029 | Cogen | -1 | 0.2704 | 0 | 0 |  |  |  |  | -0.2704 | 0
39760 | TNSCLP1___8 | 1 | Houston | YES | -0.008385 | 93.4 | 20 | 116.8 | 0 | 1.04 | Cogen | -1 | 0.26981 | 0 | 0 |  |  |  |  | -0.26981 | 0
39770 | TNSCLP2___8 | 1 | Houston | YES | -0.008385 | 91.6 | 20 | 114.5 | 0 | 1.04 | Cogen | -1 | 0.26981 | 0 | 0 |  |  |  |  | -0.26981 | 0
39775 | TNSCLP4___8 | 1 | Houston | YES | -0.008385 | 95.2 | 20 | 119 | 0 | 1.04 | Cogen | -1 | 0.26981 | 0 | 0 |  |  |  |  | -0.26981 | 0
39790 | TNSCLP3___8 | 1 | Houston | YES | -0.008385 | 87.6 | 20 | 109.5 | 0 | 1.027 | Cogen | -1 | 0.26981 | 0 | 0 |  |  |  |  | -0.26981 | 0
48520 | BSF_GT1_8070 | 2 | Houston | YES | -0.008206 | 10 | 0 | 10 | 0 | 1.0326 | Cogen | -1 | 0.26964 | 0 | 0 |  |  |  |  | -0.26964 | 0
48520 | BSF_GT1_8070 | 1 | Houston | YES | -0.008206 | 72 | 0 | 72 | 0 | 1.0326 | Cogen | -1 | 0.26964 | 0 | 0 |  |  |  |  | -0.26964 | 0
49851 | DOW17000 | 37 | Houston | YES | -0.007992 | 39 | 0 | 62 | 0 | 1 | Cogen | -1 | 0.26942 | 0 | 0 |  |  |  |  | -0.26942 | 0
49858 | DOW38100 | 31 | Houston | YES | -0.007992 | 45 | 0 | 71.4 |  | 1 | Cogen | -1 | 0.26942 | 0 | 0 |  |  |  |  | -0.26942 | 0
49859 | DOW38200 | 33 | Houston | YES | -0.007992 | 28 | 0 | 45 | 0 | 1 | Cogen | -1 | 0.26942 | 0 | 0 |  |  |  |  | -0.26942 | 0
49860 | DOW38300 | 32 | Houston | YES | -0.007992 | 63 | 0 | 101 |  | 1 | Cogen | -1 | 0.26942 | 0 | 0 |  |  |  |  | -0.26942 | 0
49862 | DOW39100 | 36 | Houston | YES | -0.007992 | 54 | 0 | 86 | 0 | 1 | Cogen | -1 | 0.26942 | 0 | 0 |  |  |  |  | -0.26942 | 0
49863 | DOW39200 | 35 | Houston | YES | -0.007992 | 55 | 0 | 88 | 0 | 1 | Cogen | -1 | 0.26942 | 0 | 0 |  |  |  |  | -0.26942 | 0
49865 | DOW41000 | 41 | Houston | YES | -0.007992 | 31 | 0 | 50 |  | 1 | Cogen | -1 | 0.26942 | 0 | 0 |  |  |  |  | -0.26942 | 0
49866 | DOW42000 | 42 | Houston | YES | -0.007992 | 11 | 0 | 18 |  | 1 | Cogen | -1 | 0.26942 | 0 | 0 |  |  |  |  | -0.26942 | 0
49869 | DOW49000 | 45 | Houston | YES | -0.007992 | 59 | 0 | 94 |  | 1 | Cogen | -1 | 0.26942 | 0 | 0 |  |  |  |  | -0.26942 | 0
49870 | DOW61000 | 61 | Houston | YES | -0.007992 | 44 | 0 | 70 | 0 | 1 | Cogen | -1 | 0.26942 | 0 | 0 |  |  |  |  | -0.26942 | 0
49871 | DOW62000 | 62 | Houston | YES | -0.007992 | 40 | 0 | 63 | 0 | 1 | Cogen | -1 | 0.26942 | 0 | 0 |  |  |  |  | -0.26942 | 0
49872 | DOW63000 | 63 | Houston | YES | -0.007992 | 45 | 0 | 72 | 0 | 1 | Cogen | -1 | 0.26942 | 0 | 0 |  |  |  |  | -0.26942 | 0
49873 | DOW64000 | 64 | Houston | YES | -0.007992 | 41 | 0 | 64.8 | 0 | 1 | Cogen | -1 | 0.26942 | 0 | 0 |  |  |  |  | -0.26942 | 0
49876 | DOW65000 | 65 | Houston | YES | -0.007992 | 63 | 0 | 101 | 0 | 1 | Cogen | -1 | 0.26942 | 0 | 0 |  |  |  |  | -0.26942 | 0
49877 | DOW66000 | 66 | Houston | YES | -0.007992 | 61 | 0 | 97 | 0 | 1 | Cogen | -1 | 0.26942 | 0 | 0 |  |  |  |  | -0.26942 | 0
49878 | DOW67000 | 67 | Houston | YES | -0.007992 | 65 | 0 | 103 | 0 | 1 | Cogen | -1 | 0.26942 | 0 | 0 |  |  |  |  | -0.26942 | 0
49882 | DOW81000 | 81 | Houston | YES | -0.007992 | 47 | 0 | 76 | 0 | 1 | Cogen | -1 | 0.26942 | 0 | 0 |  |  |  |  | -0.26942 | 0
49884 | DOW82000 | 82 | Houston | YES | -0.007992 | 51 | 0 | 80 | 0 | 1 | Cogen | -1 | 0.26942 | 0 | 0 |  |  |  |  | -0.26942 | 0
49885 | DOW83000 | 83 | Houston | YES | -0.007992 | 51 | 0 | 80 | 0 | 1 | Cogen | -1 | 0.26942 | 0 | 0 |  |  |  |  | -0.26942 | 0
49886 | DOW84000 | 84 | Houston | YES | -0.007992 | 107 | 0 | 171 | 0 | 0.98 | Cogen | -1 | 0.26942 | 0 | 0 |  |  |  |  | -0.26942 | 0
48911 | TGF_GT1_8000 | 1 | Houston | YES | -0.007115 | 69.2 | 0 | 69.2 |  | 1.029 | Cogen | -1 | 0.26854 | 0 | 0 |  |  |  |  | -0.26854 | 0
332 | RWMILLER01 | 1 | North | YES | -0.007014 | 58.4 | 18.5 | 73 | 0 | 1.04 | GST | -1 | 0.26844 | 73 | 73 |  |  | -0.51202 | 73 | -0.26844 | -19.5964
333 | RWMILLER02 | 2 | North | YES | -0.007014 | 95.2 | 37 | 119 | 0 | 1.04 | GST | -1 | 0.26844 | 119 | 119 |  |  | -0.83467 | 119 | -0.26844 | -31.9448
334 | RWMILLER03 | 3 | North | YES | -0.007014 | 166.4 | 65 | 208 | 0 | 1.04 | GST | -1 | 0.26844 | 208 | 208 |  |  | -1.4589 | 208 | -0.26844 | -55.8363
335 | RWMILLER04 | 4 | North | YES | -0.007014 | 81.6 | 0 | 102 | 0 | 1.04 | GST | -1 | 0.26844 | 102 | 102 |  |  | -0.71543 | 102 | -0.26844 | -27.3812
336 | RWMILLER05 | 5 | North | YES | -0.007014 | 80.8 | 0 | 101 | 0 | 1.04 | GST | -1 | 0.26844 | 101 | 101 |  |  | -0.70841 | 101 | -0.26844 | -27.1128
48731 | CBE_GT1 | 1 | Houston | YES | -0.00697 | 76 | 0 | 76 | 0 | 1.029 | CC | -1 | 0.2684 | 76 | 76 |  |  |  |  | -0.2684 | -20.3984
48732 | CBE_GT2 | 1 | Houston | YES | -0.00697 | 76 | 0 | 76 | 0 | 1.029 | CC | -1 | 0.2684 | 76 | 76 |  |  |  |  | -0.2684 | -20.3984
48733 | CBE_ST12 | 1 | Houston | YES | -0.00697 | 105 | 0 | 105 | 0 | 1.029 | CC | -1 | 0.2684 | 105 | 105 |  |  |  |  | -0.2684 | -28.182
48734 | CBE_GT3 | 1 | Houston | YES | -0.00697 | 76 | 0 | 76 | 0 | 1.029 | CC | -1 | 0.2684 | 76 | 76 |  |  |  |  | -0.2684 | -20.3984
48735 | CBE_GT4 | 1 | Houston | YES | -0.00697 | 76 | 0 | 76 | 0 | 1.029 | CC | -1 | 0.2684 | 76 | 76 |  |  |  |  | -0.2684 | -20.3984
48736 | CBE_ST34 | 1 | Houston | YES | -0.00697 | 105 | 0 | 105 | 0 | 1.029 | CC | -1 | 0.2684 | 105 | 105 |  |  |  |  | -0.2684 | -28.182
5911 | STP_GN1___1 | 1 | Houston | YES | -0.006822 | 1333 | 1249 | 1333 | 0 | 1.0406 | Nuc | -1 | 0.26825 | 0 | 0 |  |  |  |  | -0.26825 | 0
5912 | STP_GN2___2 | 2 | Houston | YES | -0.006822 | 1332 | 1249 | 1332 | 0 | 1.0406 | Nuc | -1 | 0.26825 | 0 | 0 |  |  |  |  | -0.26825 | 0
3432 | SANDOW_4G | 4 | South | YES | -0.006718 | 580 | 225 | 580 | 0 | 1.029 | LIGCO | -1 | 0.26815 | 0 | 580 |  |  |  |  | -0.26815 | 0
13432 | SANDOW_5G | 5 | South | YES | -0.006718 | 581 | 225 | 581 | 0 | 1.029 | LIGCO | -1 | 0.26815 | 0 | 581 |  |  |  |  | -0.26815 | 0
7010 | L_FPPYD11_1Y | 1 | South | YES | -0.004677 | 547.4 | 200 | 606 | 0 | 1.02 | LIGCO | -1 | 0.26611 | 0 | 606 |  |  |  |  | -0.26611 | 0
7011 | L_FPPYD11_2Y | 2 | South | YES | -0.004677 | 552.2 | 200 | 598 | 0 | 1.02 | LIGCO | -1 | 0.26611 | 0 | 598 |  |  |  |  | -0.26611 | 0
7012 | L_FPPYD21_3Y | 3 | South | YES | -0.004675 | 427.5 | 200 | 436 | 0 | 1.02 | LIGCO | -1 | 0.2661 | 0 | 436 |  |  |  |  | -0.2661 | 0
7007 | L_LOSTPI1_1Y | 1 | South | YES | -0.004583 | 158.6 | 110 | 158 | 0 | 1 | CC | -1 | 0.26601 | 158 | 158 |  |  |  |  | -0.26601 | -42.03
7008 | L_LOSTPI1_2Y | 2 | South | YES | -0.004583 | 157.7 | 107 | 160 | 0 | 1 | CC | -1 | 0.26601 | 160 | 160 |  |  |  |  | -0.26601 | -42.562
7009 | L_LOSTPI1_3Y | 3 | South | YES | -0.004583 | 173.9 | 72 | 175 | 0 | 1 | CC | -1 | 0.26601 | 175 | 175 |  |  |  |  | -0.26601 | -46.5522
7303 | L_WPPGS12_1Y | 1 | South | YES | -0.004265 | 50 | 0 | 50 | 0 | 1.025 | GGT | -1 | 0.26569 | 50 | 50 |  |  |  |  | -0.26569 | -13.2847
7303 | L_WPPGS12_1Y | 2 | South | YES | -0.004265 | 50 | 0 | 50 | 0 | 1.025 | GGT | -1 | 0.26569 | 50 | 50 |  |  |  |  | -0.26569 | -13.2847
7305 | L_WPPGS34_1Y | 3 | South | YES | -0.004265 | 50 | 0 | 50 | 0 | 1.025 | GGT | -1 | 0.26569 | 50 | 50 |  |  |  |  | -0.26569 | -13.2847
7305 | L_WPPGS34_1Y | 4 | South | YES | -0.004265 | 50 | 0 | 50 | 0 | 1.025 | GGT | -1 | 0.26569 | 50 | 50 |  |  |  |  | -0.26569 | -13.2847
7807 | L_BASTEN1_1Y | 1 | South | YES | -0.00409 | 152.5 | 83.5 | 152.5 | 0 | 1.004 | CC | -1 | 0.26552 | 152.5 | 152.5 |  |  |  |  | -0.26552 | -40.4917
7808 | L_BASTEN1_2Y | 1 | South | YES | -0.00409 | 149.5 | 83.5 | 149.5 | 0 | 1.004 | CC | -1 | 0.26552 | 149.5 | 149.5 |  |  |  |  | -0.26552 | -39.6952
7809 | L_BASTEN1_3Y | 1 | South | YES | -0.00409 | 232.6 | 42 | 232.6 | 0 | 1.004 | CC | -1 | 0.26552 | 232.6 | 232.6 |  |  |  |  | -0.26552 | -61.7599
7004 | L_SIMGID1_1Y | 1 | South | YES | -0.003714 | 132 | 40 | 132 | 0 | 1.02 | GST | -1 | 0.26514 | 132 | 132 |  |  |  |  | -0.26514 | -34.999
7005 | L_SIMGID1_2Y | 2 | South | YES | -0.003714 | 133 | 32 | 139 | 0 | 1.02 | GST | -1 | 0.26514 | 139 | 139 |  |  |  |  | -0.26514 | -36.855
7006 | L_SIMGID1_3Y | 3 | South | YES | -0.003714 | 324.9 | 60 | 329 | 0 | 1.02 | GST | -1 | 0.26514 | 329 | 329 |  |  |  |  | -0.26514 | -87.2322
8134 | FOR #1 | 1 | South | YES | -0.003361 | 54.1 | 45 | 79 | 0 | 1.03 | Cogen | -1 | 0.26479 | 0 | 0 |  |  |  |  | -0.26479 | 0
8138 | FOR #2 | 2 | South | YES | -0.003361 | 63.1 | 45 | 81 | 0 | 1.03 | Cogen | -1 | 0.26479 | 0 | 0 |  |  |  |  | -0.26479 | 0
8153 | FOR #3 | 3 | South | YES | -0.003361 | 63.1 | 45 | 79.9 | 0 | 1.03 | Cogen | -1 | 0.26479 | 0 | 0 |  |  |  |  | -0.26479 | 0
8154 | FOR #4 | 4 | South | YES | -0.003361 | 63.1 | 60 | 80 | 0 | 1.03 | Cogen | -1 | 0.26479 | 0 | 0 |  |  |  |  | -0.26479 | 0
8155 | FOR #5 | 5 | South | YES | -0.003361 | 63.1 | 60 | 78.4 | 0 | 1.03 | Cogen | -1 | 0.26479 | 0 | 0 |  |  |  |  | -0.26479 | 0
8156 | FOR #6 | 6 | South | YES | -0.003361 | 24.9 | 5 | 25 | 0 | 1.03 | Cogen | -1 | 0.26479 | 0 | 0 |  |  |  |  | -0.26479 | 0
8157 | FOR #7 | 7 | South | YES | -0.003361 | 28.8 | 5 | 46 | 0 | 1.03 | Cogen | -1 | 0.26479 | 0 | 0 |  |  |  |  | -0.26479 | 0
80051 | FOR #8 | 8 | South | YES | -0.003361 | 28 | 28 | 28 | 0 | 1.016 | Cogen | -1 | 0.26479 | 0 | 0 |  |  |  |  | -0.26479 | 0
80052 | FOR #9 | 9 | South | YES | -0.003361 | 29.7 | 5 | 43.6 | 0 | 1.03 | Cogen | -1 | 0.26479 | 0 | 0 |  |  |  |  | -0.26479 | 0
80053 | FOR #10 | 10 | South | YES | -0.003361 | 68.4 | 45 | 75 | 0 | 1.03 | Cogen | -1 | 0.26479 | 0 | 0 |  |  |  |  | -0.26479 | 0
80226 | ALCOA G | 1 | South | YES | -0.003257 | 32.3 | 5 | 48 | 0 | 1.015 | Cogen | -1 | 0.26469 | 0 | 0 |  |  |  |  | -0.26469 | 0
9002 | DECKR_G3 | 3 | South | YES | -0.00322 | 0 | 24 | 42 |  | 1.015 | GGT | -1 | 0.26465 | 42 | 42 |  |  |  |  | -0.26465 | -11.1153
9003 | DECKR_G4 | 4 | South | YES | -0.00322 | 44 | 24 | 44 | 0 | 1.015 | GGT | -1 | 0.26465 | 44 | 44 |  |  |  |  | -0.26465 | -11.6446
9004 | DECKR_G5 | 5 | South | YES | -0.00322 | 44 | 24 | 44 | 0 | 1.015 | GGT | -1 | 0.26465 | 44 | 44 |  |  |  |  | -0.26465 | -11.6446
9005 | DECKR_G6 | 6 | South | YES | -0.00322 | 44 | 24 | 47 | 0 | 1.015 | GGT | -1 | 0.26465 | 47 | 47 |  |  |  |  | -0.26465 | -12.4385
9000 | DECKR_G1 | 1 | South | YES | -0.00303 | 280 | 50 | 321 | 0 | 1.015 | GST | -1 | 0.26446 | 321 | 321 |  |  |  |  | -0.26446 | -84.8915
9001 | DECKR_G2 | 2 | South | YES | -0.00303 | 400 | 50 | 426 | 0 | 1.015 | GST | -1 | 0.26446 | 426 | 426 |  |  |  |  | -0.26446 | -112.6598
9016 | SANDH_G1 | 1 | South | YES | -0.003016 | 45 | 2 | 49 | 0 | 1.0175 | GGT | -1 | 0.26445 | 49 | 49 |  |  |  |  | -0.26445 | -12.9578
9017 | SANDH_G2 | 2 | South | YES | -0.003016 | 45 | 2 | 46 | 0 | 1.0175 | GGT | -1 | 0.26445 | 46 | 46 |  |  |  |  | -0.26445 | -12.1645
9018 | SANDH_G3 | 3 | South | YES | -0.003016 | 45 | 2 | 46 | 0 | 1.0175 | GGT | -1 | 0.26445 | 46 | 46 |  |  |  |  | -0.26445 | -12.1645
9019 | SANDH_G4 | 4 | South | YES | -0.003016 | 0 | 2 | 47 |  | 1.0175 | GGT | -1 | 0.26445 | 47 | 47 |  |  |  |  | -0.26445 | -12.4289
9020 | SANDHG5A | 5A | South | YES | -0.003016 | 150 | 84 | 155 | 0 | 1.0175 | CC | -1 | 0.26445 | 155 | 155 |  |  |  |  | -0.26445 | -40.9891
9021 | SANDHG5C | 5C | South | YES | -0.003016 | 140 | 0 | 148 | 0 | 1.0175 | CC | -1 | 0.26445 | 148 | 148 |  |  |  |  | -0.26445 | -39.1379
8147 | UCAR #2 | 10 | South | YES | -0.002872 | 18.2 | 0 | 28 |  | 1 | Cogen | -1 | 0.2643 | 0 | 0 |  |  |  |  | -0.2643 | 0
8148 | UCAR #1 | 2 | South | YES | -0.002872 | 6.1 | 0 | 7 | 0 | 1.009 | Cogen | -1 | 0.2643 | 0 | 0 |  |  |  |  | -0.2643 | 0
80137 | CSDR89 | 9 | South | YES | -0.002872 | 0 | 0 | 15 |  | 1.003 | DCTie | -1 | 0.2643 | 0 | 0 |  |  |  |  | -0.2643 | 0
80137 | CSDR89 | 8 | South | YES | -0.002872 | 33.9 | 0 | 39 |  | 1.003 | DCTie | -1 | 0.2643 | 0 | 0 |  |  |  |  | -0.2643 | 0
80138 | CSDR7 | 7 | South | YES | -0.002872 | 6.1 | 0 | 7 | 0 | 1.014 | DCTie | -1 | 0.2643 | 0 | 0 |  |  |  |  | -0.2643 | 0
80139 | CSDR56 | 6 | South | YES | -0.002872 | 0 | 0 | 39 |  | 1.0033 | DCTie | -1 | 0.2643 | 0 | 0 |  |  |  |  | -0.2643 | 0
80139 | CSDR56 | 5 | South | YES | -0.002872 | 15 | 0 | 15 |  | 1.0033 | DCTie | -1 | 0.2643 | 0 | 0 |  |  |  |  | -0.2643 | 0
80140 | CSDR11 | 11 | South | YES | -0.002872 | 33.9 | 0 | 39 | 0 | 1.03 | DCTie | -1 | 0.2643 | 0 | 0 |  |  |  |  | -0.2643 | 0
80227 | AIRCO G | 1 | South | YES | -0.002788 | 7.2 | 0 | 8 | 0 | 1.0104 | Cogen | -1 | 0.26422 | 0 | 0 |  |  |  |  | -0.26422 | 0
80224 | VISTRONG1 | 1 | South | YES | -0.002766 | 13.1 | 0 | 15 | 0 | 1.01 | Cogen | -1 | 0.2642 | 0 | 0 |  |  |  |  | -0.2642 | 0
80225 | VISTRONG2 | 2 | South | YES | -0.002766 | 20.2 | 0 | 23 | 0 | 1.01 | Cogen | -1 | 0.2642 | 0 | 0 |  |  |  |  | -0.2642 | 0
7020 | L_AUSTPL1_1Y | 2 | South | YES | -0.002763 | 0 | 0 | 8 |  | 1 | Hydro | -1 | 0.26419 | 0 | 0 |  |  |  |  | -0.26419 | 0
7020 | L_AUSTPL1_1Y | 1 | South | YES | -0.002763 | 0 | 0 | 8 |  | 1 | Hydro | -1 | 0.26419 | 0 | 0 |  |  |  |  | -0.26419 | 0
8066 | DUP1V#1 | 1 | South | YES | -0.002641 | 52.3 | 0 | 73 | 0 | 1.01 | Cogen | -1 | 0.26407 | 0 | 0 |  |  |  |  | -0.26407 | 0
8173 | VICEC51A | 5 | South | YES | -0.00254 | 144 | 18 | 144 | 0 | 1.025 | CC | -1 | 0.26397 | 144 | 144 |  |  |  |  | -0.26397 | -38.0116
8174 | VICEC61A | 6 | South | YES | -0.00254 | 188 | 42 | 188 | 0 | 1.025 | CC | -1 | 0.26397 | 188 | 188 |  |  |  |  | -0.26397 | -49.6263
5508 | RAYBURNCC9 | 1 | South | YES | -0.002521 | 47.7 | 18.2 | 47.7 | 0 | 1.0296 | CC | -1 | 0.26395 | 47.7 | 47.7 |  |  |  |  | -0.26395 | -12.5904
5509 | RAYBURNCC10 | 1 | South | YES | -0.002521 | 37.3 | 5.2 | 37.3 | 0 | 1.0296 | CC | -1 | 0.26395 | 37.3 | 37.3 |  |  |  |  | -0.26395 | -9.8454
5511 | RAYBURNCC7 | 1 | South | YES | -0.002521 | 47.5 | 18.2 | 47.5 | 0 | 1.0296 | CC | -1 | 0.26395 | 47.5 | 47.5 |  |  |  |  | -0.26395 | -12.5377
5512 | RAYBURNCC8 | 1 | South | YES | -0.002521 | 49.3 | 18.2 | 49.3 | 0 | 1.0296 | CC | -1 | 0.26395 | 49.3 | 49.3 |  |  |  |  | -0.26395 | -13.0128
5503 | RAYBURNGEN3 | 1 | South | YES | -0.002337 | 17.6 | 6 | 22 | 0 | 1.0223 | GST | -1 | 0.26377 | 22 | 22 |  |  |  |  | -0.26377 | -5.8029
5505 | RAYBURNGEN1 | 1 | South | YES | -0.002337 | 0 | 1 | 11 |  | 1.0223 | GGT | -1 | 0.26377 | 11 | 11 |  |  |  |  | -0.26377 | -2.9014
5506 | RAYBURNGEN2 | 1 | South | YES | -0.002337 | 0 | 1 | 11 |  | 1.0223 | GGT | -1 | 0.26377 | 11 | 11 |  |  |  |  | -0.26377 | -2.9014
8189 | CUECPL2A | 1 | South | YES | -0.002189 | 12 | 0 | 12 | 0 | 1.02 | Cogen | -1 | 0.26362 | 0 | 0 |  |  |  |  | -0.26362 | 0
7014 | L_HAYSEN1_1Y | 1 | South | YES | -0.002152 | 223.9 | 74 | 223.9 | 0 | 1.008 | CC | -1 | 0.26358 | 223.9 | 223.9 |  |  |  |  | -0.26358 | -59.0159
7015 | L_HAYSEN1_2Y | 2 | South | YES | -0.002152 | 225 | 74 | 225 | 0 | 1.008 | CC | -1 | 0.26358 | 225 | 225 |  |  |  |  | -0.26358 | -59.3059
7016 | L_HAYSEN1_3Y | 3 | South | YES | -0.002152 | 224.6 | 74 | 224.6 | 0 | 1.008 | CC | -1 | 0.26358 | 224.6 | 224.6 |  |  |  |  | -0.26358 | -59.2004
7017 | L_HAYSEN1_4Y | 4 | South | YES | -0.002152 | 226.7 | 74 | 226.7 | 0 | 1.008 | CC | -1 | 0.26358 | 226.7 | 226.7 |  |  |  |  | -0.26358 | -59.7539
7624 | L_LAKEWO9_1Y | 1 | South | YES | -0.002131 | 0 | 0 | 2.4 |  | 1 | Hydro | -1 | 0.26356 | 0 | 0 |  |  |  |  | -0.26356 | 0
7624 | L_LAKEWO9_1Y | 2 | South | YES | -0.002131 | 0 | 0 | 2.4 |  | 1 | Hydro | -1 | 0.26356 | 0 | 0 |  |  |  |  | -0.26356 | 0
7810 | L_RIONOG1G1Y | 1 | South | YES | -0.001926 | 148 | 0 | 148 | 0 | 1.02 | CC | -1 | 0.26336 | 148 | 148 |  |  |  |  | -0.26336 | -38.9766
7811 | L_RIONOG1G2Y | 2 | South | YES | -0.001926 | 148 | 0 | 148 | 0 | 1.02 | CC | -1 | 0.26336 | 148 | 148 |  |  |  |  | -0.26336 | -38.9766
7812 | L_RIONOG1G3Y | 3 | South | YES | -0.001926 | 154 | 0 | 154 | 0 | 1.02 | CC | -1 | 0.26336 | 154 | 154 |  |  |  |  | -0.26336 | -40.5568
7813 | L_RIONOG1S1Y | 4 | South | YES | -0.001926 | 293 | 0 | 293 | 0 | 1.02 | CC | -1 | 0.26336 | 293 | 293 |  |  |  |  | -0.26336 | -77.1632
7605 | L_MCQUEE9_1Y | 2 | South | YES | -0.001801 | 0 | 0 | 2.4 |  | 1.025 | Hydro | -1 | 0.26323 | 0 | 0 |  |  |  |  | -0.26323 | 0
7605 | L_MCQUEE9_1Y | 1 | South | YES | -0.001801 | 0 | 0 | 2.4 |  | 1.025 | Hydro | -1 | 0.26323 | 0 | 0 |  |  |  |  | -0.26323 | 0
7605 | L_MCQUEE9_1Y | 3 | South | YES | -0.001801 | 0 | 0 | 2.8 |  | 1.025 | Hydro | -1 | 0.26323 | 0 | 0 |  |  |  |  | -0.26323 | 0
7800 | L_GUADGE1_1Y | 1 | South | YES | -0.001696 | 147 | 30 | 147 | 0 | 1.02 | CC | -1 | 0.26313 | 147 | 147 |  |  |  |  | -0.26313 | -38.6795
7801 | L_GUADGE1_2Y | 2 | South | YES | -0.001696 | 138 | 30 | 138 | 0 | 1.02 | CC | -1 | 0.26313 | 138 | 138 |  |  |  |  | -0.26313 | -36.3113
7802 | L_GUADGE1_3Y | 3 | South | YES | -0.001696 | 146 | 30 | 146 | 0 | 1.02 | CC | -1 | 0.26313 | 146 | 146 |  |  |  |  | -0.26313 | -38.4163
7803 | L_GUADGE1_4Y | 4 | South | YES | -0.001696 | 149 | 30 | 149 | 0 | 1.02 | CC | -1 | 0.26313 | 149 | 149 |  |  |  |  | -0.26313 | -39.2057
7804 | L_GUADGE1_5Y | 5 | South | YES | -0.001696 | 182 | 30 | 182 | 0 | 1.02 | CC | -1 | 0.26313 | 182 | 182 |  |  |  |  | -0.26313 | -47.8889
7805 | L_GUADGE1_6Y | 6 | South | YES | -0.001696 | 203 | 30 | 203 | 0 | 1.02 | CC | -1 | 0.26313 | 203 | 203 |  |  |  |  | -0.26313 | -53.4145
8161 | COLETO0A | 1 | South | YES | -0.001683 | 633 | 200 | 633 | 0 | 1.03 | LIGCO | -1 | 0.26311 | 0 | 633 |  |  |  |  | -0.26311 | 0
8926 | LGE_GT10A | 1 | South | YES | -0.001676 | 158 | 0 | 158 | 0 | 1.03 | Cogen | -1 | 0.26311 | 0 | 0 |  |  |  |  | -0.26311 | 0
8927 | LGE_GT20A | 2 | South | YES | -0.001676 | 153 | 0 | 153 | 0 | 1.03 | Cogen | -1 | 0.26311 | 0 | 0 |  |  |  |  | -0.26311 | 0
8928 | LGE_STG0A | 3 | South | YES | -0.001676 | 100 | 0 | 100 | 0 | 1.03 | Cogen | -1 | 0.26311 | 0 | 0 |  |  |  |  | -0.26311 | 0
8930 | ICPGN10A | 1 | South | YES | -0.001676 | 149 | 0 | 149 | 0 | 1.03 | Cogen | -1 | 0.26311 | 0 | 0 |  |  |  |  | -0.26311 | 0
8931 | ICPGN20A | 2 | South | YES | -0.001676 | 150 | 0 | 150 | 0 | 1.03 | Cogen | -1 | 0.26311 | 0 | 0 |  |  |  |  | -0.26311 | 0
8932 | ICPGN30A | 3 | South | YES | -0.001676 | 127 | 0 | 127 | 0 | 1.03 | Cogen | -1 | 0.26311 | 0 | 0 |  |  |  |  | -0.26311 | 0
80223 | REYSHR G | 1 | South | YES | -0.001676 | 12 | 0 | 12 | 0 | 1.032 | Cogen | -1 | 0.26311 | 0 | 0 |  |  |  |  | -0.26311 | 0
7609 | L_SCHUMA8_1Y | 1 | South | YES | -0.001455 | 0 | 0 | 4 |  | 1 | Hydro | -1 | 0.26288 | 0 | 0 |  |  |  |  | -0.26288 | 0
8560 | CNOPGT1 | 1 | South | YES | -0.001445 | 148.3 | 0 | 148.3 | 0 | 1.03 | Cogen | -1 | 0.26287 | 0 | 0 |  |  |  |  | -0.26287 | 0
8561 | CNOPGT2 | 2 | South | YES | -0.001445 | 148.6 | 0 | 148.6 | 0 | 1.03 | Cogen | -1 | 0.26287 | 0 | 0 |  |  |  |  | -0.26287 | 0
8562 | CNOPST1 | 3 | South | YES | -0.001445 | 153 | 0 | 153 | 0 | 1.03 | Cogen | -1 | 0.26287 | 0 | 0 |  |  |  |  | -0.26287 | 0
8456 | COSW#1 | 1 | South | YES | -0.001434 | 20 | 0 | 20 | 0 | 1.027 | Cogen | -1 | 0.26286 | 0 | 0 |  |  |  |  | -0.26286 | 0
8457 | COSW#2 | 2 | South | YES | -0.001434 | 14 | 0 | 14 | 0 | 1.027 | Cogen | -1 | 0.26286 | 0 | 0 |  |  |  |  | -0.26286 | 0
8459 | B_DAVIS0B | MB | South | YES | -0.001403 | 0 | 50 | 339 |  | 1.03 | GSC | -1 | 0.26283 | 0 | 0 |  |  |  |  | -0.26283 | 0
8460 | B_DAVIS0A | MB | South | YES | -0.001403 | 0 | 50 | 340 |  | 1.03 | GSC | -1 | 0.26283 | 0 | 0 |  |  |  |  | -0.26283 | 0
7487 | L_CANYHY8_1Y | 1 | South | YES | -0.001386 | 0 | 0 | 6 |  | 1 | Hydro | -1 | 0.26282 | 0 | 0 |  |  |  |  | -0.26282 | 0
8506 | VAL #1 | 1 | South | YES | -0.001373 | 20.9 | 0 | 25 | 0 | 1.0055 | Cogen | -1 | 0.2628 | 0 | 0 |  |  |  |  | -0.2628 | 0
8507 | VAL #2 | 2 | South | YES | -0.001373 | 20.9 | 0 | 25 | 0 | 1.0055 | Cogen | -1 | 0.2628 | 0 | 0 |  |  |  |  | -0.2628 | 0
8511 | OXY_CC0A | 1 | South | YES | -0.001373 | 30.3 | 0 | 38 |  | 1.027 | Cogen | -1 | 0.2628 | 0 | 0 |  |  |  |  | -0.2628 | 0
8461 | KOCH_UP0A | 1 | South | YES | -0.001342 | 38 | 0 | 38 | 0 | 1.012 | Cogen | -1 | 0.26277 | 0 | 0 |  |  |  |  | -0.26277 | 0
8517 | CELANEBI0A | 1 | South | YES | -0.001162 | 29 | 0 | 29 | 0 | 1.02 | Cogen | -1 | 0.26259 | 0 | 0 |  |  |  |  | -0.26259 | 0
80080 | GWINDT11A | 2 | South | YES | -0.001022 | 17.7 | 0 | 41 | 0 | 1.025 | Wind | -1 | 0.26245 | 0 | 41 |  |  |  |  | -0.26245 | 0
80080 | GWINDT11A | 4 | South | YES | -0.001022 | 8.2 | 0 | 19 | 0 | 1.025 | Wind | -1 | 0.26245 | 0 | 19 |  |  |  |  | -0.26245 | 0
80080 | GWINDT11A | 1 | South | YES | -0.001022 | 40.6 | 0 | 94 | 0 | 1.025 | Wind | -1 | 0.26245 | 0 | 94 |  |  |  |  | -0.26245 | 0
80080 | GWINDT11A | 3 | South | YES | -0.001022 | 16.4 | 0 | 38 | 0 | 1.025 | Wind | -1 | 0.26245 | 0 | 38 |  |  |  |  | -0.26245 | 0
80081 | GWINDT21A | 1 | South | YES | -0.001022 | 40.6 | 0 | 94 | 0 | 1.025 | Wind | -1 | 0.26245 | 0 | 94 |  |  |  |  | -0.26245 | 0
80081 | GWINDT21A | 4 | South | YES | -0.001022 | 9.5 | 0 | 22 | 0 | 1.025 | Wind | -1 | 0.26245 | 0 | 22 |  |  |  |  | -0.26245 | 0
80081 | GWINDT21A | 2 | South | YES | -0.001022 | 15.5 | 0 | 36 | 0 | 1.025 | Wind | -1 | 0.26245 | 0 | 36 |  |  |  |  | -0.26245 | 0
80081 | GWINDT21A | 3 | South | YES | -0.001022 | 18.6 | 0 | 43 | 0 | 1.025 | Wind | -1 | 0.26245 | 0 | 43 |  |  |  |  | -0.26245 | 0
80180 | PNSCALT11A | 1 | South | YES | -0.001022 | 63 | 0 | 146 | 0 | 1.025 | Wind | -1 | 0.26245 | 0 | 146 |  |  |  |  | -0.26245 | 0
80180 | PNSCALT11A | 2 | South | YES | -0.001022 | 21.6 | 0 | 50 | 0 | 1.025 | Wind | -1 | 0.26245 | 0 | 50 |  |  |  |  | -0.26245 | 0
80181 | PNSCALT21A | 2 | South | YES | -0.001022 | 21.6 | 0 | 50 | 0 | 1.025 | Wind | -1 | 0.26245 | 0 | 50 |  |  |  |  | -0.26245 | 0
80181 | PNSCALT21A | 1 | South | YES | -0.001022 | 23.7 | 0 | 55 | 0 | 1.025 | Wind | -1 | 0.26245 | 0 | 55 |  |  |  |  | -0.26245 | 0
5401 | CALAVER_JKS1 | 1 | South | YES | -0.000994 | 562 | 100 | 562 | 0 | 1.018 | LIGCO | -1 | 0.26242 | 0 | 562 |  |  |  |  | -0.26242 | 0
5932 | SI_RAY9 | 9 | South | YES | -0.000835 | 32 | 32 | 38 | 0 | 1.035 | CC | -1 | 0.26226 | 38 | 38 |  |  |  |  | -0.26226 | -9.9661
5933 | SI_RAY6 | 6 | South | YES | -0.000835 | 15.4 | 10 | 19.3 | 0 | 1.035 | GST | -1 | 0.26226 | 19.3 | 19.3 |  |  |  |  | -0.26226 | -5.0617
5935 | SI_RAY10 | 10 | South | YES | -0.000835 | 47 | 10 | 47 | 0 | 1.03 | CC | -1 | 0.26226 | 47 | 47 |  |  |  |  | -0.26226 | -12.3264
80003 | MILHWYS | F | South | YES | -0.000834 | 0 | 0 | 0 | 0 | 1.0168 | AVR | -1 | 0.26226 | 0 | 0 |  |  |  |  | -0.26226 | 0
5476 | BRA_AVR1_CT1 | 1 | South | YES | -0.000832 | 155 | 90 | 155 | 0 | 1.017 | CC | -1 | 0.26226 | 155 | 155 |  |  |  |  | -0.26226 | -40.6505
5477 | BRA_AVR1_ST1 | 1 | South | YES | -0.000832 | 174 | 138 | 174 | 0 | 1.017 | CC | -1 | 0.26226 | 174 | 174 |  |  |  |  | -0.26226 | -45.6335
5478 | BRA_AVR1_CT2 | 1 | South | YES | -0.000832 | 155 | 90 | 155 | 0 | 1.017 | CC | -1 | 0.26226 | 155 | 155 |  |  |  |  | -0.26226 | -40.6505
5436 | TUTTL_WBT1G1 | 1 | South | YES | -0.000635 | 48.8 | 20 | 61 | 0 | 1.012 | GST | -1 | 0.26206 | 61 | 61 |  |  |  |  | -0.26206 | -15.9859
5438 | TUTTL_WBT3G3 | 3 | South | YES | -0.000635 | 95 | 25 | 95 | 0 | 1.012 | GST | -1 | 0.26206 | 95 | 95 |  |  |  |  | -0.26206 | -24.8961
5439 | TUTTL_WBT4G4 | 4 | South | YES | -0.000635 | 120.8 | 40 | 151 | 0 | 1.012 | GST | -1 | 0.26206 | 151 | 151 |  |  |  |  | -0.26206 | -39.5717
5903 | SANMIGUELGEN | 1 | South | YES | -0.000521 | 396.3 | 180 | 396.3 | 0 | 1.0331 | LIGCO | -1 | 0.26195 | 0 | 396.3 |  |  |  |  | -0.26195 | 0
8981 | HECN1 | 1 | South | YES | -0.000497 | 144.8 | 0 | 144.8 | 0 | 1.0304 | CC | -1 | 0.26193 | 144.8 | 144.8 |  |  |  |  | -0.26193 | -37.927
8982 | HECN2 | 2 | South | YES | -0.000497 | 144.1 | 0 | 144.1 | 0 | 1.0304 | CC | -1 | 0.26193 | 144.1 | 144.1 |  |  |  |  | -0.26193 | -37.7436
8983 | HECN3 | 3 | South | YES | -0.000497 | 171.9 | 0 | 171.9 | 0 | 1.0304 | CC | -1 | 0.26193 | 171.9 | 171.9 |  |  |  |  | -0.26193 | -45.0252
88198 | BEEVILLE | F | South | YES | -0.000496 | 0 | 0 | 0 | 0 | 1.02 | AVR | -1 | 0.26193 | 0 | 0 |  |  |  |  | -0.26193 | 0
8936 | MVGN#1 | 1 | South | YES | -0.000495 | 216.6 | 0 | 216.6 | 0 | 1.0304 | CC | -1 | 0.26192 | 216.6 | 216.6 |  |  |  |  | -0.26192 | -56.7329
8937 | MVGN#2 | 2 | South | YES | -0.000495 | 216.7 | 0 | 216.7 | 0 | 1.0304 | CC | -1 | 0.26192 | 216.7 | 216.7 |  |  |  |  | -0.26192 | -56.7591
8938 | MVGN#3 | 3 | South | YES | -0.000495 | 250.9 | 0 | 250.9 | 0 | 1.0304 | CC | -1 | 0.26192 | 250.9 | 250.9 |  |  |  |  | -0.26192 | -65.7169
5111 | CALAVER_JTD1 | 1 | South | YES | -0.000344 | 430 | 80 | 430 | 0 | 1.0138 | LIGCO | -1 | 0.26177 | 0 | 430 |  |  |  |  | -0.26177 | 0
5112 | CALAVER_JTD2 | 2 | South | YES | -0.000344 | 430 | 80 | 430 | 0 | 1.0138 | LIGCO | -1 | 0.26177 | 0 | 430 |  |  |  |  | -0.26177 | 0
7031 | L_MARSFO1G1Y | 1 | South | YES | -0.000289 | 0 | 0 | 36 |  | 1 | Hydro | -1 | 0.26172 | 0 | 0 |  |  |  |  | -0.26172 | 0
7032 | L_MARSFO1G2Y | 2 | South | YES | -0.000289 | 0 | 0 | 35 |  | 1 | Hydro | -1 | 0.26172 | 0 | 0 |  |  |  |  | -0.26172 | 0
7033 | L_MARSFO1G3Y | 3 | South | YES | -0.000289 | 0 | 0 | 36 |  | 1 | Hydro | -1 | 0.26172 | 0 | 0 |  |  |  |  | -0.26172 | 0
5396 | CALAVER_OWS1 | 1 | South | YES | -0.000263 | 418 | 80 | 418 | 0 | 1.0192 | GST | -1 | 0.26169 | 418 | 418 |  |  |  |  | -0.26169 | -109.3875
5397 | CALAVER_OWS2 | 2 | South | YES | -0.000263 | 400 | 80 | 400 | 0 | 1.0192 | GST | -1 | 0.26169 | 400 | 400 |  |  |  |  | -0.26169 | -104.677
5026 | BRAUNIG_VHB1 | 1 | South | YES | -0.000255 | 215 | 40 | 215 | 0 | 1.0192 | GST | -1 | 0.26168 | 215 | 215 |  |  |  |  | -0.26168 | -56.2622
5027 | BRAUNIG_VHB2 | 2 | South | YES | -0.000255 | 172.8 | 40 | 216 | 0 | 1.0192 | GST | -1 | 0.26168 | 216 | 216 |  |  |  |  | -0.26168 | -56.5239
5031 | BRA_VHBCT1 | 1 | South | YES | -0.000255 | 44 | 24 | 44 | 0 | 1.0192 | #N/A | -1 | 0.26168 | 44 | 44 |  |  |  |  | -0.26168 | -11.5141
5032 | BRA_VHBCT2 | 2 | South | YES | -0.000255 | 44 | 24 | 44 | 0 | 1.0192 | #N/A | -1 | 0.26168 | 44 | 44 |  |  |  |  | -0.26168 | -11.5141
5033 | BRA_VHBCT3 | 3 | South | YES | -0.000255 | 43 | 24 | 43 | 0 | 1.0192 | #N/A | -1 | 0.26168 | 43 | 43 |  |  |  |  | -0.26168 | -11.2524
5034 | BRA_VHBCT4 | 4 | South | YES | -0.000255 | 45 | 24 | 45 | 0 | 1.0192 | #N/A | -1 | 0.26168 | 45 | 45 |  |  |  |  | -0.26168 | -11.7758
5028 | BRAUNIG_VHB3 | 3 | South | YES | -0.000117 | 407 | 60 | 407 | 0 | 1.0138 | GST | -1 | 0.26155 | 407 | 407 |  |  |  |  | -0.26155 | -106.4495
8933 | FGNTS001 | 1 | South | YES | -4.3e-05 | 146.5 | 0 | 146.5 | 0 | 1.03 | CC | -1 | 0.26147 | 146.5 | 146.5 |  |  |  |  | -0.26147 | -38.3057
8934 | FGNTS101 | 2 | South | YES | -4.3e-05 | 147.9 | 0 | 147.9 | 0 | 1.03 | CC | -1 | 0.26147 | 147.9 | 147.9 |  |  |  |  | -0.26147 | -38.6718
8935 | FGNTS201 | 3 | South | YES | -4.3e-05 | 173 | 0 | 173 | 0 | 1.03 | CC | -1 | 0.26147 | 173 | 173 |  |  |  |  | -0.26147 | -45.2348
5934 | SI_RAY5 | 5 | South | YES | 0 | 0 | 10 | 15 |  | 1.035 | GST | -1 | 0.26143 | 15 | 15 |  |  |  |  | -0.26143 | -3.9214
8139 | JOS #1 | MB | South | YES | 0 | 0 | 45 | 255 |  | 1.02 | GST | -1 | 0.26143 | 0 | 0 |  |  |  |  | -0.26143 | 0
8285 | LAR #1 | MB | South | YES | 0 | 0 | 9 | 32 |  | 1.0497 | GST | -1 | 0.26143 | 0 | 0 |  |  |  |  | -0.26143 | 0
8287 | LAR #2 | MB | South | YES | 0 | 0 | 9 | 32 |  | 1.04 | GST | -1 | 0.26143 | 0 | 0 |  |  |  |  | -0.26143 | 0
8288 | LAR #3 | MB | South | YES | 0 | 0 | 25 | 105 |  | 1.04 | GST | -1 | 0.26143 | 0 | 0 |  |  |  |  | -0.26143 | 0
8388 | BATES0A | MB | South | YES | 0 | 0 | 21 | 71 |  | 1.033 | GST | -1 | 0.26143 | 0 | 0 |  |  |  |  | -0.26143 | 0
8393 | BATES0B | MB | South | YES | 0 | 0 | 25 | 110 |  | 1.03 | GST | -1 | 0.26143 | 0 | 0 |  |  |  |  | -0.26143 | 0
8437 | NUECES_B0C | MB | South | YES | 0 | 0 | 7 | 30 |  | 1.03 | GST | -1 | 0.26143 | 0 | 0 |  |  |  |  | -0.26143 | 0
8438 | NUECES_B0B | MB | South | YES | 0 | 0 | 26 | 169 |  | 1.03 | GST | -1 | 0.26143 | 0 | 0 |  |  |  |  | -0.26143 | 0
8442 | NUECES_B0A | MB | South | YES | 0 | 0 | 81 | 367 |  | 1.03 | GST | -1 | 0.26143 | 0 | 0 |  |  |  |  | -0.26143 | 0
39190 | TNSLCGN1__8 | 1 | Houston | YES | 0 | 0 | 10 | 30 |  | 1.03 | Cogen | -1 | 0.26143 | 0 | 0 |  |  |  |  | -0.26143 | 0
5264 | LEON_LCP3G3 | 3 | South | YES | 0.000331 | 0 | 20 | 58 |  | 1.0197 | GST | -1 | 0.2611 | 58 | 58 |  |  |  |  | -0.2611 | -15.1437
5265 | LEON_LCP4G4 | 4 | South | YES | 0.000331 | 71.2 | 25 | 89 | 0 | 1.0197 | GST | -1 | 0.2611 | 89 | 89 |  |  |  |  | -0.2611 | -23.2378
5266 | LEON_LCPCT1 | 1 | South | YES | 0.000331 | 44 | 24 | 44 | 0 | 1.0197 | GGT | -1 | 0.2611 | 44 | 44 |  |  |  |  | -0.2611 | -11.4883
5267 | LEON_LCPCT2 | 2 | South | YES | 0.000331 | 44 | 24 | 44 | 0 | 1.0197 | GGT | -1 | 0.2611 | 44 | 44 |  |  |  |  | -0.2611 | -11.4883
5268 | LEON_LCPCT3 | 3 | South | YES | 0.000331 | 43 | 24 | 43 | 0 | 1.0197 | GGT | -1 | 0.2611 | 43 | 43 |  |  |  |  | -0.2611 | -11.2272
5269 | LEON_LCPCT4 | 4 | South | YES | 0.000331 | 45 | 24 | 45 | 0 | 1.0197 | GGT | -1 | 0.2611 | 45 | 45 |  |  |  |  | -0.2611 | -11.7494
88508 | FALFURRI | F | South | YES | 0.001192 | 0 | 0 | 0 | 0 | 1 | AVR | -1 | 0.26024 | 0 | 0 |  |  |  |  | -0.26024 | 0
5728 | FALCONHYDRO2 | 2 | South | YES | 0.002723 | 12 | 0 | 12 | 0 | 1.0227 | Hydro | -1 | 0.25871 | 0 | 0 |  |  |  |  | -0.25871 | 0
5729 | FALCONHYDRO3 | 3 | South | YES | 0.002723 | 11 | 0 | 11 | 0 | 1.0227 | Hydro | -1 | 0.25871 | 0 | 0 |  |  |  |  | -0.25871 | 0
8048 | FALCONHYDRO1 | 1 | South | YES | 0.002723 | 12 | 0 | 12 | 0 | 1.0227 | Hydro | -1 | 0.25871 | 0 | 0 |  |  |  |  | -0.25871 | 0
7028 | L_MARBFA1_1Y | 1 | South | YES | 0.005232 | 0 | 0 | 18 |  | 1 | Hydro | -1 | 0.2562 | 0 | 0 |  |  |  |  | -0.2562 | 0
7029 | L_MARBFA1_2Y | 2 | South | YES | 0.005232 | 0 | 0 | 18 |  | 1 | Hydro | -1 | 0.2562 | 0 | 0 |  |  |  |  | -0.2562 | 0
88299 | ZAPATA | F | South | YES | 0.005369 | 0 | 0 | 0 | 0 | 1.02 | BLT | -1 | 0.25606 | 0 | 0 |  |  |  |  | -0.25606 | 0
7035 | L_WIRTZ_1G1Y | 1 | South | YES | 0.007005 | 0 | 0 | 29 |  | 1 | Hydro | -1 | 0.25442 | 0 | 0 |  |  |  |  | -0.25442 | 0
7036 | L_WIRTZ_1G2Y | 2 | South | YES | 0.007005 | 23 | 0 | 29.8 |  | 1 | Hydro | -1 | 0.25442 | 0 | 0 |  |  |  |  | -0.25442 | 0
7022 | L_BUCHAN1_1Y | 1 | South | YES | 0.007481 | 0 | 0 | 18 |  | 1 | Hydro | -1 | 0.25395 | 0 | 0 |  |  |  |  | -0.25395 | 0
7023 | L_BUCHAN1_2Y | 2 | South | YES | 0.007481 | 0 | 0 | 18 |  | 1 | Hydro | -1 | 0.25395 | 0 | 0 |  |  |  |  | -0.25395 | 0
7024 | L_BUCHAN1_3Y | 3 | South | YES | 0.007481 | 0 | 0 | 15 |  | 1 | Hydro | -1 | 0.25395 | 0 | 0 |  |  |  |  | -0.25395 | 0
7000 | L_FERGUS1_1Y | 1 | South | YES | 0.007666 | 400 | 65 | 423.3 | 0 | 1.015 | GSC | -1 | 0.25376 | 423.3 | 423.3 |  |  |  |  | -0.25376 | -107.4181
5890 | PEARSALLGEN1 | 1 | South | YES | 0.008797 | 19.2 | 6 | 24 | 0 | 1.0161 | GST | -1 | 0.25263 | 24 | 24 |  |  |  |  | -0.25263 | -6.0632
5891 | PEARSALLGEN2 | 1 | South | YES | 0.008797 | 19.4 | 6 | 24.3 | 0 | 1.0161 | GST | -1 | 0.25263 | 24.3 | 24.3 |  |  |  |  | -0.25263 | -6.139
5892 | PEARSALLGEN3 | 1 | South | YES | 0.008797 | 19.1 | 6 | 23.9 | 0 | 1.0161 | GST | -1 | 0.25263 | 23.9 | 23.9 |  |  |  |  | -0.25263 | -6.0379
80012 | LAR | F | South | YES | 0.009208 | 0 | 0 | 0 | 0 | 1.04 | DCTie | -1 | 0.25222 | 0 | 0 |  |  |  |  | -0.25222 | 0
80265 | LARECU40A | 4 | South | YES | 0.00921 | 80 | 0 | 100 |  | 1.039 | GGT | -1 | 0.25222 | 100 | 100 |  |  |  |  | -0.25222 | -25.222
80266 | LARECU50A | 5 | South | YES | 0.00921 | 80 | 0 | 100 |  | 1.039 | GGT | -1 | 0.25222 | 100 | 100 |  |  |  |  | -0.25222 | -25.222
7026 | L_INKSDA1_1Y | 1 | South | YES | 0.011463 | 0 | 0 | 13.7 |  | 1 | Hydro | -1 | 0.24997 | 0 | 0 |  |  |  |  | -0.24997 | 0
1643 | SLSTR1PP_1G | 1 | North | YES | 0.019145 | 6 | 0 | 60 | 0 | 1.022 | Wind | -1 | 0.24228 | 0 | 60 |  |  | 0 | 0 | -0.24228 | 0
80010 | EPLVT1 | F | South | YES | 0.047799 | 0 | 0 | 0 |  | 1.0376 | #N/A | -1 | 0.21363 | 0 | 0 |  |  |  |  | -0.21363 | 0
8262 | ELPS | 1 | South | YES | 0.052391 | 6 | 6 | 6 | 0 | 1.15 | Hydro | -1 | 0.20904 | 0 | 0 |  |  |  |  | -0.20904 | 0
8032 | AMISTADHYD1 | 1 | South | YES | 0.072135 | 33 | 13 | 33 | 0 | 1.0375 | Hydro | -1 | 0.18929 | 0 | 0 |  |  |  |  | -0.18929 | 0
8033 | AMISTADHYD2 | 2 | South | YES | 0.072135 | 25 | 13 | 25 | 0 | 1.0375 | Hydro | -1 | 0.18929 | 0 | 0 |  |  |  |  | -0.18929 | 0
88253 | HAMILTON | F | South | YES | 0.072135 | 0 | 0 | 0 | 0 | 1.04 | BLT | -1 | 0.18929 | 0 | 0 |  |  |  |  | -0.18929 | 0
6100 | OKLA7A | EQ | West | YES | 0.060151 | 50 | -220 | 220 | 0 | 1.035 | DCTie | 1 | 0.080881 | 0 | 0 | 0 | 0 |  |  | 0.080881 | 0
6752 | OKLA0A | 1 | West | YES | 0.060151 | 649.7 | 175 | 649.7 | 0 | 1.035 | LIGCO | 1 | 0.080881 | 0 | 649.7 | 39.0801 | 649.7 |  |  | 0.080881 | 52.5486
60052 | WILDHRS11A | 1 | West | YES | 0.12825 | 25.3 | 0 | 126.5 | 0 | 1.005 | #N/A | 1 | 0.14898 | 126.5 | 126.5 | 16.2238 | 126.5 |  |  | 0.14898 | 18.8461
60053 | WILDHRS21A | 1 | West | YES | 0.12825 | 7.8 | 0 | 39 | 0 | 1.025 | #N/A | 1 | 0.14898 | 39 | 39 | 5.0018 | 39 |  |  | 0.14898 | 5.8103
60081 | WHRLWIND1A | 1 | West | YES | 0.16106 | 12 | 0 | 60 | 0 | 1.03 | Wind | 1 | 0.18179 | 0 | 60 | 9.6635 | 60 |  |  | 0.18179 | 10.9074
6407 | TURKTRAK1A | 1 | West | YES | 0.16997 | 33.9 | 0 | 169.5 | 0 | 1.025 | Wind | 1 | 0.1907 | 0 | 169.5 | 28.8091 | 169.5 |  |  | 0.1907 | 32.3229
60057 | CALLAHAN1A | 1 | West | YES | 0.17313 | 22.8 | 0 | 114 | 0 | 1.04 | Wind | 1 | 0.19386 | 0 | 114 | 19.7365 | 114 |  |  | 0.19386 | 22.0997
60058 | BUFF_GAP1A | 1 | West | YES | 0.20177 | 24 | 0 | 120 |  | 1 | Wind | 1 | 0.2225 | 0 | 120 | 24.2126 | 120 |  |  | 0.2225 | 26.7003
60060 | CIRELLO | 1 | West | YES | 0.20177 | 46.6 | 0 | 233 | 0 | 1 | Wind | 1 | 0.2225 | 0 | 233 | 47.0129 | 233 |  |  | 0.2225 | 51.843
60063 | BUFF_GAP1B | 1 | West | YES | 0.20177 | 34 | 0 | 170.2 | 0 | 1.02 | Wind | 1 | 0.2225 | 0 | 170.2 | 34.3416 | 170.2 |  |  | 0.2225 | 37.8699
60066 | H_HOLLOW1A | 1 | West | YES | 0.20177 | 44.4 | 0 | 222 | 0 | 1.005 | Wind | 1 | 0.2225 | 0 | 222 | 44.7934 | 222 |  |  | 0.2225 | 49.3955
60068 | HHOLLOW21A | 1 | West | YES | 0.20177 | 36.8 | 0 | 184 | 0 | 1.025 | Wind | 1 | 0.2225 | 0 | 184 | 37.126 | 184 |  |  | 0.2225 | 40.9404
60070 | HHOLLOW31A | 1 | West | YES | 0.20177 | 44.8 | 0 | 224 | 0 | 1.025 | Wind | 1 | 0.2225 | 0 | 224 | 45.1969 | 224 |  |  | 0.2225 | 49.8405
60072 | HHOLLOW41A | 1 | West | YES | 0.20177 | 23 | 0 | 115 | 0 | 1.025 | Wind | 1 | 0.2225 | 0 | 115 | 23.2038 | 115 |  |  | 0.2225 | 25.5878
6144 | MCADOO1A | 1 | West | YES | 0.21067 | 15 | 0 | 150 | 0 | 1.025 | Wind | 1 | 0.2314 | 0 | 150 | 31.6007 | 150 |  |  | 0.2314 | 34.7102
1343 | TRENTIPP_8 | 1 | West | YES | 0.21843 | 30 | 0 | 150 |  | 1.014 | Wind | 1 | 0.23916 | 0 | 150 | 32.7645 | 150 |  |  | 0.23916 | 35.8741
1354 | AEPWIND_8 | 1 | West | YES | 0.21843 | 20.2 | 0 | 101 |  | 1 | Wind | 1 | 0.23916 | 0 | 101 | 22.0614 | 101 |  |  | 0.23916 | 24.1552
60202 | FRNDDRCS | F | West | YES | 0.21952 | 0 | 0 | 0 | 0 | 0.9985 | AVR | 1 | 0.24025 | 0 | 0 | 0 | 0 |  |  | 0.24025 | 0
71051 | L_BITTCR1_1N | W1 | West | YES | 0.25605 | 7.5 | 0 | 37.5 |  | 1.02 | Wind | 1 | 0.27678 | 0 | 37.5 | 9.6018 | 37.5 |  |  | 0.27678 | 10.3792
71054 | L_SWEETW1_1N | W1 | West | YES | 0.25605 | 21.5 | 0 | 107.5 |  | 1.02 | Wind | 1 | 0.27678 | 0 | 107.5 | 27.5252 | 107.5 |  |  | 0.27678 | 29.7537
71057 | L_SWEETW1_2N | W1 | West | YES | 0.25605 | 27 | 0 | 135 |  | 1.02 | Wind | 1 | 0.27678 | 0 | 135 | 34.5665 | 135 |  |  | 0.27678 | 37.3651
71059 | L_SWEETW1_3N | W1 | West | YES | 0.25605 | 23.8 | 0 | 119 | 0 | 1.02 | Wind | 1 | 0.27678 | 0 | 119 | 30.4697 | 119 |  |  | 0.27678 | 32.9366
71060 | L_SWEETW1_4N | W1 | West | YES | 0.25605 | 21 | 0 | 105 | 0 | 1.02 | Wind | 1 | 0.27678 | 0 | 105 | 26.885 | 105 |  |  | 0.27678 | 29.0617
60018 | DSKY1 | 1 | West | YES | 0.25679 | 21 | 0 | 84 | 0 | 1.023 | Wind | 1 | 0.27752 | 0 | 84 | 21.5703 | 84 |  |  | 0.27752 | 23.3116
76091 | L_DIVIDE1_1N | W1 | West | YES | 0.25852 | 110 | 0 | 550 |  | 1.02 | Wind | 1 | 0.27925 | 0 | 550 | 142.1871 | 550 |  |  | 0.27925 | 153.5888
60017 | ORNNWP1 | 1 | West | YES | 0.25855 | 20 | 0 | 80 |  | 1.027 | Wind | 1 | 0.27928 | 0 | 80 | 20.684 | 80 |  |  | 0.27928 | 22.3424
36998 | RDCNYNG1 | 1 | West | YES | 0.25984 | 16.8 | 0 | 84 |  | 1.01 | Wind | 1 | 0.28057 | 0 | 84 | 21.8268 | 84 |  |  | 0.28057 | 23.5682
60000 | DSKY2 | 1 | West | YES | 0.25988 | 19.1 | 0 | 76.5 |  | 1.039 | Wind | 1 | 0.28061 | 0 | 76.5 | 19.881 | 76.5 |  |  | 0.28061 | 21.4669
6016 | SWMESA | 1 | West | YES | 0.26265 | 18.8 | 0 | 75 |  | 1.03 | Wind | 1 | 0.28338 | 0 | 75 | 19.6986 | 75 |  |  | 0.28338 | 21.2534
60003 | KING_NE1A | 1 | West | YES | 0.26265 | 20 | 0 | 80 |  | 1.03 | Wind | 1 | 0.28338 | 0 | 80 | 21.0118 | 80 |  |  | 0.28338 | 22.6703
60005 | KING_SE1A | 1 | West | YES | 0.26265 | 10 | 0 | 40 |  | 1.035 | Wind | 1 | 0.28338 | 0 | 40 | 10.5059 | 40 |  |  | 0.28338 | 11.3351
38437 | TNSRBNMESA9 | 1 | West | YES | 0.26384 | 37.5 | 0 | 150 |  | 1.02 | Wind | 1 | 0.28457 | 0 | 150 | 39.5757 | 150 |  |  | 0.28457 | 42.6853
38332 | TNWDWRDU2_8 | 1 | West | YES | 0.26403 | 20 | 0 | 80 | 0 | 1.0232 | Wind | 1 | 0.28476 | 0 | 80 | 21.1226 | 80 |  |  | 0.28476 | 22.781
60016 | WOODWRD11A | 1 | West | YES | 0.26409 | 20 | 0 | 80 |  | 1.033 | Wind | 1 | 0.28482 | 0 | 80 | 21.1274 | 80 |  |  | 0.28482 | 22.7859
60201 | RIO DRCS | F | West | YES | 0.26429 | 0 | 0 | 0 | 0 | 1.025 | AVR | 1 | 0.28502 | 0 | 0 | 0 | 0 |  |  | 0.28502 | 0
60007 | KING_SW1A | 1 | West | YES | 0.26618 | 20 | 0 | 80 |  | 1.03 | Wind | 1 | 0.28691 | 0 | 80 | 21.2944 | 80 |  |  | 0.28691 | 22.9528
60019 | KING_NW1A | 1 | West | YES | 0.26618 | 20 | 0 | 80 |  | 1.03 | Wind | 1 | 0.28691 | 0 | 80 | 21.2944 | 80 |  |  | 0.28691 | 22.9528
76031 | L_GASCCR1_1N | W1 | West | YES | 0.26641 | 30 | 0 | 150 |  | 1.02 | Wind | 1 | 0.28714 | 0 | 150 | 39.9607 | 150 |  |  | 0.28714 | 43.0703
1349 | WESTXWIN_1G | 1 | West | YES | 0.26972 | 1.3 | 0 | 6.6 |  | 1.014 | Wind | 1 | 0.29045 | 0 | 6.6 | 1.7802 | 6.6 |  |  | 0.29045 | 1.917
1350 | NWPWRG1_1G | 1 | West | YES | 0.26972 | 6.9 | 1 | 34.3 |  | 1.014 | Wind | 1 | 0.29045 | 0 | 34.3 | 9.2515 | 34.3 |  |  | 0.29045 | 9.9625
1061 | CIELOGEN_1G | 1 | West | YES | 0.27105 | 19.8 | 0 | 99 |  | 1 | Wind | 1 | 0.29178 | 0 | 99 | 26.8342 | 99 |  |  | 0.29178 | 28.8866
1062 | CIELOGEN_2G | 1 | West | YES | 0.27105 | 12.2 | 0 | 61 |  | 1 | Wind | 1 | 0.29178 | 0 | 61 | 16.5342 | 61 |  |  | 0.29178 | 17.7988
1069 | KINDERMG_1G | 1 | West | YES | 0.27105 | 25 | 5 | 25 | 0 | 1.017 | Cogen | 1 | 0.29178 | 0 | 0 | 0 | 0 |  |  | 0.29178 | 0
1070 | KINDERMG_2G | 1 | West | YES | 0.27105 | 45.7 | 12 | 45.7 | 0 | 1.017 | Cogen | 1 | 0.29178 | 0 | 0 | 0 | 0 |  |  | 0.29178 | 0
1071 | KINDERMG_3G | 1 | West | YES | 0.27105 | 45.7 | 12 | 45.7 | 0 | 1.017 | Cogen | 1 | 0.29178 | 0 | 0 | 0 | 0 |  |  | 0.29178 | 0
1068 | SCURRYCW_1G | 1 | West | YES | 0.27134 | 28.2 | 1.3 | 141 |  | 1.01 | Wind | 1 | 0.29207 | 0 | 141 | 38.2594 | 141 |  |  | 0.29207 | 41.1823
1073 | SCURRYCW_2G | 2 | West | YES | 0.27134 | 24 | 0 | 120 | 0 | 1.017 | Wind | 1 | 0.29207 | 0 | 120 | 32.5612 | 120 |  |  | 0.29207 | 35.0488
6637 | SNYDERW1A | 1 | West | YES | 0.27439 | 12.6 | 0 | 63 | 0 | 1.025 | Wind | 1 | 0.29512 | 0 | 63 | 17.2865 | 63 |  |  | 0.29512 | 18.5925
1301 | BULLCREK_8 | 1 | West | YES | 0.27727 | 36 | 0 | 180 | 0 | 1.017 | #N/A | 1 | 0.298 | 180 | 180 | 49.9081 | 180 |  |  | 0.298 | 53.6395
1302 | COYOTEWG_8 | 1 | West | YES | 0.27994 | 45 | 0 | 225 |  | 1.01 | #N/A | 1 | 0.30067 | 225 | 225 | 62.987 | 225 |  |  | 0.30067 | 67.6513
1320 | BSP 1 | 1 | West | YES | 0.28059 | 25.5 | 2.9 | 25.8 | 0 | 1 | Cogen | 1 | 0.30132 | 0 | 0 | 0 | 0 |  |  | 0.30132 | 0
1360 | GUNSIGHT_8 | 1 | West | YES | 0.28245 | 24 | 0 | 120 | 0 | 1.01 | Wind | 1 | 0.30318 | 0 | 120 | 33.8935 | 120 |  |  | 0.30318 | 36.3812
1170 | AIRLAMESA_1G | 1 | West | YES | 0.28367 | 0 | 0 | 180 |  | 1 | #N/A | 1 | 0.3044 | 180 | 180 | 51.061 | 180 |  |  | 0.3044 | 54.7924
1327 | WILDHRSE_1G | 1 | West | YES | 0.28378 | 24 | 0 | 120 |  | 1 | Wind | 1 | 0.30451 | 0 | 120 | 34.0536 | 120 |  |  | 0.30451 | 36.5412
1328 | OCOTILLO_1G | 1 | West | YES | 0.29091 | 11.6 | 0 | 58 |  | 1.01 | Wind | 1 | 0.31164 | 0 | 58 | 16.8725 | 58 |  |  | 0.31164 | 18.0749
1333 | MCDDONAL_8 | 1 | West | YES | 0.29096 | 42.8 | 0 | 214.2 |  | 1.01 | Wind | 1 | 0.31169 | 0 | 214.2 | 62.3241 | 214.2 |  |  | 0.31169 | 66.7645
1326 | STANTONW_8 | 1 | West | YES | 0.291 | 20.1 | 0 | 100.5 |  | 1.01 | Wind | 1 | 0.31173 | 0 | 100.5 | 29.2458 | 100.5 |  |  | 0.31173 | 31.3292
1037 | MORGAN5G_5G | 5 | West | YES | 0.29131 | 109.6 | 40 | 137 | 0 | 1.029 | GST | 1 | 0.31204 | 137 | 137 | 39.9091 | 137 |  |  | 0.31204 | 42.7491
1039 | MRGNAG_1G | A | West | YES | 0.29131 | 69 | 69 | 69 | 0 | 1.029 | GGT | 1 | 0.31204 | 69 | 69 | 20.1002 | 69 |  |  | 0.31204 | 21.5306
1040 | MRGNBG_2G | B | West | YES | 0.29131 | 70 | 70 | 71 | 0 | 1.029 | GGT | 1 | 0.31204 | 71 | 71 | 20.6828 | 71 |  |  | 0.31204 | 22.1547
1041 | MRGNCG_3G | C | West | YES | 0.29131 | 69 | 69 | 70 | 0 | 1.029 | GGT | 1 | 0.31204 | 70 | 70 | 20.3915 | 70 |  |  | 0.31204 | 21.8426
1042 | MRGNDG_4G | D | West | YES | 0.29131 | 68 | 68 | 68 | 0 | 1.029 | GGT | 1 | 0.31204 | 68 | 68 | 19.8089 | 68 |  |  | 0.31204 | 21.2185
1043 | MRGNEG_5G | E | West | YES | 0.29131 | 68 | 68 | 70 | 0 | 1.029 | GGT | 1 | 0.31204 | 70 | 70 | 20.3915 | 70 |  |  | 0.31204 | 21.8426
1044 | MRGNFG_6G | F | West | YES | 0.29131 | 66 | 66 | 66 | 0 | 1.029 | GGT | 1 | 0.31204 | 66 | 66 | 19.2263 | 66 |  |  | 0.31204 | 20.5945
1146 | NOTREES_1G | 1 | West | YES | 0.2926 | 29.8 | 0 | 149 | 0 | 1.017 | #N/A | 1 | 0.31333 | 149 | 149 | 43.5973 | 149 |  |  | 0.31333 | 46.6861
7038 | L_DELAWA1_1Y | 1 | West | YES | 0.29297 | 3.5 | 0 | 35 | 0 | 1 | Wind | 1 | 0.3137 | 0 | 35 | 10.2539 | 35 |  |  | 0.3137 | 10.9795
7038 | L_DELAWA1_1Y | 2 | West | YES | 0.29297 | 3 | 0 | 30 | 0 | 1 | Wind | 1 | 0.3137 | 0 | 30 | 8.7891 | 30 |  |  | 0.3137 | 9.411
1002 | PBCTAGE_1G | A | West | YES | 0.2931 | 64 | 64 | 66 | 0 | 1.036 | GGT | 1 | 0.31383 | 66 | 66 | 19.3445 | 66 |  |  | 0.31383 | 20.7127
1003 | PBCTBGE_2G | B | West | YES | 0.2931 | 65 | 65 | 66 | 0 | 1.036 | GGT | 1 | 0.31383 | 66 | 66 | 19.3445 | 66 |  |  | 0.31383 | 20.7127
1004 | PBCTCGE_3G | C | West | YES | 0.2931 | 62 | 62 | 67 | 0 | 1.036 | GGT | 1 | 0.31383 | 67 | 67 | 19.6376 | 67 |  |  | 0.31383 | 21.0266
1005 | PBCTDGE_4G | D | West | YES | 0.2931 | 65 | 65 | 68 | 0 | 1.036 | GGT | 1 | 0.31383 | 68 | 68 | 19.9307 | 68 |  |  | 0.31383 | 21.3404
1006 | PBCTEGE_5G | E | West | YES | 0.2931 | 65 | 65 | 67 | 0 | 1.036 | GGT | 1 | 0.31383 | 67 | 67 | 19.6376 | 67 |  |  | 0.31383 | 21.0266
1007 | PB5GEN_6G | 5 | West | YES | 0.2931 | 91.2 | 40 | 114 | 0 | 1.036 | GST | 1 | 0.31383 | 114 | 114 | 33.4133 | 114 |  |  | 0.31383 | 35.7765
1008 | PB6GEN_7G | 6 | West | YES | 0.2931 | 515 | 130 | 515 | 0 | 1.036 | GST | 1 | 0.31383 | 515 | 515 | 150.946 | 515 |  |  | 0.31383 | 161.6221
11020 | TIEHVSG_1G | 1 | West | YES | 0.29906 | 208.2 | 63 | 208.2 | 0 | 1.012 | CC | 1 | 0.31979 | 208.2 | 208.2 | 62.2639 | 208.2 |  |  | 0.31979 | 66.5799
11021 | TIEHVCG_1G | 1 | West | YES | 0.29906 | 142.1 | 103 | 142.1 | 0 | 1.012 | CC | 1 | 0.31979 | 142.1 | 142.1 | 42.4961 | 142.1 |  |  | 0.31979 | 45.4419
11022 | TIEHVCG_2G | 1 | West | YES | 0.29906 | 132.4 | 103 | 132.4 | 0 | 1.012 | CC | 1 | 0.31979 | 132.4 | 132.4 | 39.5953 | 132.4 |  |  | 0.31979 | 42.34
11023 | TIEHVCG_3G | 1 | West | YES | 0.29906 | 137.4 | 103 | 137.4 | 0 | 1.012 | CC | 1 | 0.31979 | 137.4 | 137.4 | 41.0906 | 137.4 |  |  | 0.31979 | 43.9389
11024 | TIEHVCG_4G | 1 | West | YES | 0.29906 | 147 | 103 | 147 | 0 | 1.012 | CC | 1 | 0.31979 | 147 | 147 | 43.9615 | 147 |  |  | 0.31979 | 47.0089
11025 | TIEHVSG_2G | 1 | West | YES | 0.29906 | 213.2 | 63 | 213.2 | 0 | 1.012 | CC | 1 | 0.31979 | 213.2 | 213.2 | 63.7592 | 213.2 |  |  | 0.31979 | 68.1789
11001 | NAV1CT | 1 | West | YES | 0.29913 | 70.4 | 18 | 70.4 | 0 | 1.029 | CC | 1 | 0.31986 | 70.4 | 70.4 | 21.059 | 70.4 |  |  | 0.31986 | 22.5184
11009 | NAV2CT | 1 | West | YES | 0.29913 | 71.4 | 18 | 71.4 | 0 | 1.029 | CC | 1 | 0.31986 | 71.4 | 71.4 | 21.3581 | 71.4 |  |  | 0.31986 | 22.8382
11011 | NAV3ST | 1 | West | YES | 0.29913 | 92.8 | 40 | 92.8 | 0 | 1.029 | CC | 1 | 0.31986 | 92.8 | 92.8 | 27.7595 | 92.8 |  |  | 0.31986 | 29.6833
11012 | NAV4CT | 1 | West | YES | 0.29913 | 80 | 18 | 80 | 0 | 1.029 | CC | 1 | 0.31986 | 80 | 80 | 23.9306 | 80 |  |  | 0.31986 | 25.5891
11013 | NAV5CT | 1 | West | YES | 0.29913 | 80 | 18 | 80 | 0 | 1.029 | CC | 1 | 0.31986 | 80 | 80 | 23.9306 | 80 |  |  | 0.31986 | 25.5891
11014 | NAV6ST | 1 | West | YES | 0.29913 | 115 | 40 | 115 | 0 | 1.029 | CC | 1 | 0.31986 | 115 | 115 | 34.4003 | 115 |  |  | 0.31986 | 36.7843
1045 | CALENG1G_1G | 1 | West | YES | 0.30383 | 73.4 | 27 | 73.4 | 0 | 1.014 | Cogen | 1 | 0.32456 | 0 | 0 | 0 | 0 |  |  | 0.32456 | 0
1046 | CALENG2G_2G | 2 | West | YES | 0.30383 | 73.4 | 27 | 73.4 | 0 | 1.014 | Cogen | 1 | 0.32456 | 0 | 0 | 0 | 0 |  |  | 0.32456 | 0
1047 | CALENG3G_3G | 3 | West | YES | 0.30383 | 70.4 | 27 | 70.4 | 0 | 1.014 | Cogen | 1 | 0.32456 | 0 | 0 | 0 | 0 |  |  | 0.32456 | 0
1058 | LONGSHORE_5 | 1 | West | YES | 0.30522 | 30 | 0 | 150 |  | 1.01 | Wind | 1 | 0.32595 | 0 | 150 | 45.7822 | 150 |  |  | 0.32595 | 48.8918
1058 | LONGSHORE_5 | 2 | West | YES | 0.30522 | 44 | 0 | 220 |  | 1.01 | Wind | 1 | 0.32595 | 0 | 220 | 67.1473 | 220 |  |  | 0.32595 | 71.708
1058 | LONGSHORE_5 | 3 | West | YES | 0.30522 | 23.4 | 0 | 117 |  | 1.01 | Wind | 1 | 0.32595 | 0 | 117 | 35.7102 | 117 |  |  | 0.32595 | 38.1356
1416 | SWETWATR_1G | 1 | West | YES | 0.30685 | 30 | 18 | 30 | 0 | 1.026 | CC | 1 | 0.32758 | 30 | 30 | 9.2056 | 30 |  |  | 0.32758 | 9.8275
1417 | SWETWATR_2G | 2 | West | YES | 0.30685 | 72 | 36 | 72 | 0 | 1.026 | CC | 1 | 0.32758 | 72 | 72 | 22.0934 | 72 |  |  | 0.32758 | 23.586
1418 | SWETWATR_3G | 3 | West | YES | 0.30685 | 68 | 36 | 68 | 0 | 1.026 | CC | 1 | 0.32758 | 68 | 68 | 20.866 | 68 |  |  | 0.32758 | 22.2757
1419 | SWETWATR_4G | 4 | West | YES | 0.30685 | 61 | 36 | 61 | 0 | 1.026 | CC | 1 | 0.32758 | 61 | 61 | 18.718 | 61 |  |  | 0.32758 | 19.9826
1049 | ROSCOEWI_5 | 1 | West | YES | 0.38728 | 41.8 | 0 | 209 |  | 1.01 | #N/A | 1 | 0.40801 | 209 | 209 | 80.9424 | 209 |  |  | 0.40801 | 85.275
1057 | ROSCOEWI_5 | 2 | West | YES | 0.38728 | 25.3 | 0 | 126.5 |  | 1.01 | #N/A | 1 | 0.40801 | 126.5 | 126.5 | 48.9914 | 126.5 |  |  | 0.40801 | 51.6138
1060 | ROSCOEWI_5 | 3 | West | YES | 0.38728 | 39.4 | 0 | 197 | 0 | 1.01 | #N/A | 1 | 0.40801 | 197 | 197 | 76.2949 | 197 |  |  | 0.40801 | 80.3788
1072 | ROSCOEWI_5 | 4 | West | YES | 0.38728 | 63.6 | 0 | 318 | 0 | 1.01 | #N/A | 1 | 0.40801 | 318 | 318 | 123.1563 | 318 |  |  | 0.40801 | 129.7486
Note on AL4: Zonal Cap - Zonal Impact

## Distributed Slack - Bound Gen
Number of Bus | Name of Bus | ID | Area Name of Gen | AGC | P Sensitivity of Bus | Gen MW | Min MW | Max MW | V Sensitivity of Bus | Set Volt | Tech Type | Zone Impact | Zone Correlation | Inc Max | Dec Max | Souce S.F. Weighting | Souce Capacity | Sink S.F. Weighting | Sink Capacity | PTDF Calc | PTDF Weighting | max of zone correlation | 0.081202 |  |  | Neg PTDF weight | Pos PTDF weight
6100 | OKLA7A | EQ | West | YES | 0.059807 | 50 | -220 | 220 | 0 | 1.035 | DCTie | 1 | 0.081202 | 0 | 0 | 0 | 0 |  |  | 0.081202 | 0 |  |  |  |  | 0 | 0
6752 | OKLA0A | 1 | West | YES | 0.059807 | 649.7 | 175 | 649.7 | 0 | 1.035 | LIGCO | 1 | 0.081202 | 0 | 649.7 | 38.8566 | 649.7 |  |  | 0.081202 | 52.7572 |  |  |  |  | 0 | 0
60081 | WHRLWIND1A | 1 | West | YES | 0.16098 | 12 | 0 | 60 | 0 | 1.03 | Wind | 1 | 0.18238 | 0 | 60 | 9.659 | 60 |  |  | 0.18238 | 10.9427 |  |  |  |  | 0 | 0
8032 | AMISTADHYD1 | 1 | South | YES | 0.071176 | 33 | 13 | 33 | 0 | 1.03 | Hydro | -1 | 0.19087 | 0 | 0 |  |  |  |  | -0.19087 | 0 |  |  | Weighted Shift Factors |  | 0 | 0
8033 | AMISTADHYD2 | 2 | South | YES | 0.071176 | 25 | 13 | 25 | 0 | 1.03 | Hydro | -1 | 0.19087 | 0 | 0 |  |  |  |  | -0.19087 | 0 |  |  | West | 0.26205 | 0 | 0
88253 | HAMILTON | F | South | YES | 0.071176 | 0 | 0 | 0 | 0 | 1.04 | BLT | -1 | 0.19087 | 0 | 0 |  |  |  |  | -0.19087 | 0 |  |  | North | -0.021395 | 0 | 0
6407 | TURKTRAK1A | 1 | West | YES | 0.17364 | 33.9 | 0 | 169.5 | 0 | 1.025 | Wind | 1 | 0.19503 | 0 | 169.5 | 29.4313 | 169.5 |  |  | 0.19503 | 33.0578 |  |  |  |  | 0 | 0
60057 | CALLAHAN1A | 1 | West | YES | 0.17563 | 22.8 | 0 | 114 |  | 1.04 | Wind | 1 | 0.19702 | 0 | 114 | 20.0216 | 114 |  |  | 0.19702 | 22.4607 | North |  |  |  | 0 | 0
8262 | ELPS | 1 | South | YES | 0.05158 | 6 | 6 | 6 | 0 | 1.15 | Hydro | -1 | 0.21047 | 0 | 0 |  |  |  |  | -0.21047 | 0 | Line Rating |  | 1072 |  | 0 | 0
60072 | HHOLLOW41A | 1 | West | YES | 0.20099 | 23 | 0 | 115 | 0 | 1.025 | Wind | 1 | 0.22238 | 0 | 115 | 23.1136 | 115 |  |  | 0.22238 | 25.5741 | Impact Counter to Zone: |  | 0 |  | 0 | 0
60058 | BUFF_GAP1A | 1 | West | YES | 0.20099 | 24 | 0 | 120 |  | 1 | Wind | 1 | 0.22238 | 0 | 120 | 24.1186 | 120 |  |  | 0.22238 | 26.686 |  |  | 0% |  | 0 | 0
60063 | BUFF_GAP1B | 1 | West | YES | 0.20099 | 34 | 0 | 170.2 | 0 | 1.02 | Wind | 1 | 0.22238 | 0 | 170.2 | 34.2082 | 170.2 |  |  | 0.22238 | 37.8496 |  |  |  |  | 0 | 0
60068 | HHOLLOW21A | 1 | West | YES | 0.20099 | 36.8 | 0 | 184 | 0 | 1.025 | Wind | 1 | 0.22238 | 0 | 184 | 36.9818 | 184 |  |  | 0.22238 | 40.9185 | West |  |  |  | 0 | 0
60066 | H_HOLLOW1A | 1 | West | YES | 0.20099 | 44.4 | 0 | 222 | 0 | 1.005 | Wind | 1 | 0.22238 | 0 | 222 | 44.6193 | 222 |  |  | 0.22238 | 49.3691 | Line Rating |  | 1072 |  | 0 | 0
60070 | HHOLLOW31A | 1 | West | YES | 0.20099 | 44.8 | 0 | 224 | 0 | 1.025 | Wind | 1 | 0.22238 | 0 | 224 | 45.0213 | 224 |  |  | 0.22238 | 49.8139 | Impact Counter to Zone: |  | 0 |  | 0 | 0
60060 | CIRELLO | 1 | West | YES | 0.20099 | 46.6 | 0 | 233 | 0 | 1 | Wind | 1 | 0.22238 | 0 | 233 | 46.8302 | 233 |  |  | 0.22238 | 51.8153 |  |  | 0% |  | 0 | 0
6144 | MCADOO1A | 1 | West | YES | 0.21053 | 15 | 0 | 150 | 0 | 1.025 | Wind | 1 | 0.23193 | 0 | 150 | 31.5798 | 150 |  |  | 0.23193 | 34.7891 |  |  |  |  | 0 | 0
60202 | FRNDDRCS | F | West | YES | 0.21466 | 0 | 0 | 0 | 0 | 0.9985 | AVR | 1 | 0.23606 | 0 | 0 | 0 | 0 |  |  | 0.23606 | 0 |  |  |  |  | 0 | 0
1354 | AEPWIND_8 | 1 | West | YES | 0.21888 | 20.2 | 0 | 101 |  | 1 | Wind | 1 | 0.24027 | 0 | 101 | 22.1065 | 101 |  |  | 0.24027 | 24.2674 |  |  |  |  | 0 | 0
1343 | TRENTIPP_8 | 1 | West | YES | 0.21888 | 30 | 0 | 150 |  | 1.014 | Wind | 1 | 0.24027 | 0 | 150 | 32.8314 | 150 |  |  | 0.24027 | 36.0407 |  |  |  |  | 0 | 0
1643 | SLSTR1PP_1G | 1 | North | YES | 0.018709 | 6 | 0 | 60 | 0 | 1.022 | Wind | -1 | 0.24334 | 0 | 60 |  |  | 0 | 0 | -0.24334 | 0 |  |  |  |  | 0 | 0
58909 | PEARSALLSCG1 | 3 | South | YES | 0.010929 | 0 | 0 | 8.4 |  | 1.027 | Diesel | -1 | 0.25112 | 8.4 | 8.4 |  |  |  |  | -0.25112 | -2.1094 |  |  |  |  | 0 | 0
58909 | PEARSALLSCG1 | 4 | South | YES | 0.010929 | 0 | 0 | 8.4 |  | 1.027 | Diesel | -1 | 0.25112 | 8.4 | 8.4 |  |  |  |  | -0.25112 | -2.1094 |  |  |  |  | 0 | 0
58909 | PEARSALLSCG1 | 6 | South | YES | 0.010929 | 0 | 0 | 8.4 |  | 1.027 | Diesel | -1 | 0.25112 | 8.4 | 8.4 |  |  |  |  | -0.25112 | -2.1094 |  |  |  |  | 0 | 0
58909 | PEARSALLSCG1 | 5 | South | YES | 0.010929 | 0 | 0 | 8.4 |  | 1.027 | Diesel | -1 | 0.25112 | 8.4 | 8.4 |  |  |  |  | -0.25112 | -2.1094 |  |  |  |  | 0 | 0
58909 | PEARSALLSCG1 | 1 | South | YES | 0.010929 | 0 | 0 | 8.4 |  | 1.027 | Diesel | -1 | 0.25112 | 8.4 | 8.4 |  |  |  |  | -0.25112 | -2.1094 |  |  |  |  | 0 | 0
58909 | PEARSALLSCG1 | 2 | South | YES | 0.010929 | 0 | 0 | 8.4 |  | 1.027 | Diesel | -1 | 0.25112 | 8.4 | 8.4 |  |  |  |  | -0.25112 | -2.1094 |  |  |  |  | 0 | 0
58919 | PEARSALLSCG2 | 5 | South | YES | 0.010929 | 0 | 0 | 8.4 |  | 1.027 | Diesel | -1 | 0.25112 | 8.4 | 8.4 |  |  |  |  | -0.25112 | -2.1094 |  |  |  |  | 0 | 0
58919 | PEARSALLSCG2 | 6 | South | YES | 0.010929 | 0 | 0 | 8.4 |  | 1.027 | Diesel | -1 | 0.25112 | 8.4 | 8.4 |  |  |  |  | -0.25112 | -2.1094 |  |  |  |  | 0 | 0
58919 | PEARSALLSCG2 | 1 | South | YES | 0.010929 | 0 | 0 | 8.4 |  | 1.027 | Diesel | -1 | 0.25112 | 8.4 | 8.4 |  |  |  |  | -0.25112 | -2.1094 |  |  |  |  | 0 | 0
58919 | PEARSALLSCG2 | 2 | South | YES | 0.010929 | 0 | 0 | 8.4 |  | 1.027 | Diesel | -1 | 0.25112 | 8.4 | 8.4 |  |  |  |  | -0.25112 | -2.1094 |  |  |  |  | 0 | 0
58919 | PEARSALLSCG2 | 4 | South | YES | 0.010929 | 0 | 0 | 8.4 |  | 1.027 | Diesel | -1 | 0.25112 | 8.4 | 8.4 |  |  |  |  | -0.25112 | -2.1094 |  |  |  |  | 0 | 0
58919 | PEARSALLSCG2 | 3 | South | YES | 0.010929 | 0 | 0 | 8.4 |  | 1.027 | Diesel | -1 | 0.25112 | 8.4 | 8.4 |  |  |  |  | -0.25112 | -2.1094 |  |  |  |  | 0 | 0
58929 | PEARSALLSCG3 | 4 | South | YES | 0.010929 | 0 | 0 | 8.4 |  | 1.027 | Diesel | -1 | 0.25112 | 8.4 | 8.4 |  |  |  |  | -0.25112 | -2.1094 |  |  |  |  | 0 | 0
58929 | PEARSALLSCG3 | 6 | South | YES | 0.010929 | 0 | 0 | 8.4 |  | 1.027 | Diesel | -1 | 0.25112 | 8.4 | 8.4 |  |  |  |  | -0.25112 | -2.1094 |  |  |  |  | 0 | 0
58929 | PEARSALLSCG3 | 2 | South | YES | 0.010929 | 0 | 0 | 8.4 |  | 1.027 | Diesel | -1 | 0.25112 | 8.4 | 8.4 |  |  |  |  | -0.25112 | -2.1094 |  |  |  |  | 0 | 0
58929 | PEARSALLSCG3 | 5 | South | YES | 0.010929 | 0 | 0 | 8.4 |  | 1.027 | Diesel | -1 | 0.25112 | 8.4 | 8.4 |  |  |  |  | -0.25112 | -2.1094 |  |  |  |  | 0 | 0
58929 | PEARSALLSCG3 | 1 | South | YES | 0.010929 | 0 | 0 | 8.4 |  | 1.027 | Diesel | -1 | 0.25112 | 8.4 | 8.4 |  |  |  |  | -0.25112 | -2.1094 |  |  |  |  | 0 | 0
58929 | PEARSALLSCG3 | 3 | South | YES | 0.010929 | 0 | 0 | 8.4 |  | 1.027 | Diesel | -1 | 0.25112 | 8.4 | 8.4 |  |  |  |  | -0.25112 | -2.1094 |  |  |  |  | 0 | 0
58949 | PEARSALLSCG4 | 3 | South | YES | 0.010929 | 0 | 0 | 8.4 |  | 1.027 | Diesel | -1 | 0.25112 | 8.4 | 8.4 |  |  |  |  | -0.25112 | -2.1094 |  |  |  |  | 0 | 0
58949 | PEARSALLSCG4 | 2 | South | YES | 0.010929 | 0 | 0 | 8.4 |  | 1.027 | Diesel | -1 | 0.25112 | 8.4 | 8.4 |  |  |  |  | -0.25112 | -2.1094 |  |  |  |  | 0 | 0
58949 | PEARSALLSCG4 | 1 | South | YES | 0.010929 | 0 | 0 | 8.4 |  | 1.027 | Diesel | -1 | 0.25112 | 8.4 | 8.4 |  |  |  |  | -0.25112 | -2.1094 |  |  |  |  | 0 | 0
58949 | PEARSALLSCG4 | 4 | South | YES | 0.010929 | 0 | 0 | 8.4 |  | 1.027 | Diesel | -1 | 0.25112 | 8.4 | 8.4 |  |  |  |  | -0.25112 | -2.1094 |  |  |  |  | 0 | 0
58949 | PEARSALLSCG4 | 6 | South | YES | 0.010929 | 0 | 0 | 8.4 |  | 1.027 | Diesel | -1 | 0.25112 | 8.4 | 8.4 |  |  |  |  | -0.25112 | -2.1094 |  |  |  |  | 0 | 0
58949 | PEARSALLSCG4 | 5 | South | YES | 0.010929 | 0 | 0 | 8.4 |  | 1.027 | Diesel | -1 | 0.25112 | 8.4 | 8.4 |  |  |  |  | -0.25112 | -2.1094 |  |  |  |  | 0 | 0
7026 | L_INKSDA1_1Y | 1 | South | YES | 0.010896 | 0 | 0 | 13.7 |  | 1 | Hydro | -1 | 0.25115 | 0 | 0 |  |  |  |  | -0.25115 | 0 |  |  |  |  | 0 | 0
80265 | LARECU40A | 4 | South | YES | 0.008864 | 80 | 0 | 100 |  | 1.039 | GGT | -1 | 0.25318 | 100 | 100 |  |  |  |  | -0.25318 | -25.3185 |  |  |  |  | 0 | 0
80266 | LARECU50A | 5 | South | YES | 0.008864 | 80 | 0 | 100 |  | 1.039 | GGT | -1 | 0.25318 | 100 | 100 |  |  |  |  | -0.25318 | -25.3185 |  |  |  |  | 0 | 0
80012 | LAR | F | South | YES | 0.008861 | 0 | 0 | 0 | 0 | 1.04 | DCTie | -1 | 0.25319 | 0 | 0 |  |  |  |  | -0.25319 | 0 |  |  |  |  | 0 | 0
5891 | PEARSALLGEN2 | 1 | South | YES | 0.008246 | 19.4 | 6 | 24.3 | 0 | 1.0226 | GST | -1 | 0.2538 | 24.3 | 24.3 |  |  |  |  | -0.2538 | -6.1674 |  |  |  |  | 0 | 0
5890 | PEARSALLGEN1 | 1 | South | YES | 0.008246 | 19.2 | 6 | 24 | 0 | 1.0226 | GST | -1 | 0.2538 | 24 | 24 |  |  |  |  | -0.2538 | -6.0913 |  |  |  |  | 0 | 0
5892 | PEARSALLGEN3 | 1 | South | YES | 0.008246 | 19.1 | 6 | 23.9 | 0 | 1.0226 | GST | -1 | 0.2538 | 23.9 | 23.9 |  |  |  |  | -0.2538 | -6.0659 |  |  |  |  | 0 | 0
7000 | L_FERGUS1_1Y | 1 | South | YES | 0.006931 | 400 | 65 | 423.3 | 0 | 1.015 | GSC | -1 | 0.25512 | 423.3 | 423.3 |  |  |  |  | -0.25512 | -107.9912 |  |  |  |  | 0 | 0
7022 | L_BUCHAN1_1Y | 1 | South | YES | 0.006878 | 0 | 0 | 18 |  | 1 | Hydro | -1 | 0.25517 | 0 | 0 |  |  |  |  | -0.25517 | 0 |  |  |  |  | 0 | 0
7023 | L_BUCHAN1_2Y | 2 | South | YES | 0.006878 | 0 | 0 | 18 |  | 1 | Hydro | -1 | 0.25517 | 0 | 0 |  |  |  |  | -0.25517 | 0 |  |  |  |  | 0 | 0
7024 | L_BUCHAN1_3Y | 3 | South | YES | 0.006878 | 0 | 0 | 15 |  | 1 | Hydro | -1 | 0.25517 | 0 | 0 |  |  |  |  | -0.25517 | 0 |  |  |  |  | 0 | 0
7035 | L_WIRTZ_1G1Y | 1 | South | YES | 0.006273 | 0 | 0 | 29 |  | 1 | Hydro | -1 | 0.25578 | 0 | 0 |  |  |  |  | -0.25578 | 0 |  |  |  |  | 0 | 0
7036 | L_WIRTZ_1G2Y | 2 | South | YES | 0.006273 | 0 | 0 | 29.7 |  | 1 | Hydro | -1 | 0.25578 | 0 | 0 |  |  |  |  | -0.25578 | 0 |  |  |  |  | 0 | 0
88299 | ZAPATA | F | South | YES | 0.004711 | 0 | 0 | 0 | 0 | 1.02 | BLT | -1 | 0.25734 | 0 | 0 |  |  |  |  | -0.25734 | 0 |  |  |  |  | 0 | 0
7028 | L_MARBFA1_1Y | 1 | South | YES | 0.004336 | 0 | 0 | 18 |  | 1 | Hydro | -1 | 0.25771 | 0 | 0 |  |  |  |  | -0.25771 | 0 |  |  |  |  | 0 | 0
7029 | L_MARBFA1_2Y | 2 | South | YES | 0.004336 | 0 | 0 | 18 |  | 1 | Hydro | -1 | 0.25771 | 0 | 0 |  |  |  |  | -0.25771 | 0 |  |  |  |  | 0 | 0
5728 | FALCONHYDRO2 | 2 | South | YES | 0.001897 | 12 | 0 | 12 | 0 | 1.0234 | Hydro | -1 | 0.26015 | 0 | 0 |  |  |  |  | -0.26015 | 0 |  |  |  |  | 0 | 0
5729 | FALCONHYDRO3 | 3 | South | YES | 0.001897 | 11 | 0 | 11 | 0 | 1.0234 | Hydro | -1 | 0.26015 | 0 | 0 |  |  |  |  | -0.26015 | 0 |  |  |  |  | 0 | 0
8048 | FALCONHYDRO1 | 1 | South | YES | 0.001897 | 12 | 0 | 12 | 0 | 1.0234 | Hydro | -1 | 0.26015 | 0 | 0 |  |  |  |  | -0.26015 | 0 |  |  |  |  | 0 | 0
88508 | FALFURRI | F | South | YES | 0.001447 | 0 | 0 | 0 | 0 | 1 | AVR | -1 | 0.2606 | 0 | 0 |  |  |  |  | -0.2606 | 0 |  |  |  |  | 0 | 0
5934 | SI_RAY5 | 5 | South | YES | 0 | 0 | 10 | 15 |  | 1.035 | GST | -1 | 0.26205 | 15 | 15 |  |  |  |  | -0.26205 | -3.9307 |  |  |  |  | 0 | 0
8139 | JOS #1 | MB | South | YES | 0 | 0 | 45 | 255 |  | 1.02 | GST | -1 | 0.26205 | 0 | 0 |  |  |  |  | -0.26205 | 0 |  |  |  |  | 0 | 0
8285 | LAR #1 | MB | South | YES | 0 | 0 | 9 | 32 |  | 1.0497 | GST | -1 | 0.26205 | 0 | 0 |  |  |  |  | -0.26205 | 0 |  |  |  |  | 0 | 0
8287 | LAR #2 | MB | South | YES | 0 | 0 | 9 | 32 |  | 1.04 | GST | -1 | 0.26205 | 0 | 0 |  |  |  |  | -0.26205 | 0 |  |  |  |  | 0 | 0
8288 | LAR #3 | MB | South | YES | 0 | 0 | 25 | 105 |  | 1.04 | GST | -1 | 0.26205 | 0 | 0 |  |  |  |  | -0.26205 | 0 |  |  |  |  | 0 | 0
8388 | BATES0A | MB | South | YES | 0 | 0 | 21 | 71 |  | 1.033 | GST | -1 | 0.26205 | 0 | 0 |  |  |  |  | -0.26205 | 0 |  |  |  |  | 0 | 0
8393 | BATES0B | MB | South | YES | 0 | 0 | 25 | 110 |  | 1.03 | GST | -1 | 0.26205 | 0 | 0 |  |  |  |  | -0.26205 | 0 |  |  |  |  | 0 | 0
8437 | NUECES_B0C | MB | South | YES | 0 | 0 | 7 | 30 |  | 1.03 | GST | -1 | 0.26205 | 0 | 0 |  |  |  |  | -0.26205 | 0 |  |  |  |  | 0 | 0
8438 | NUECES_B0B | MB | South | YES | 0 | 0 | 26 | 169 |  | 1.03 | GST | -1 | 0.26205 | 0 | 0 |  |  |  |  | -0.26205 | 0 |  |  |  |  | 0 | 0
39190 | TNSLCGN1__8 | 1 | Houston | YES | 0 | 0 | 10 | 30 |  | 1.03 | Cogen | -1 | 0.26205 | 0 | 0 |  |  |  |  | -0.26205 | 0 |  |  |  |  | 0 | 0
5265 | LEON_LCP4G4 | 4 | South | YES | -0.000447 | 89 | 25 | 89 | 0 | 1.0197 | GST | -1 | 0.2625 | 89 | 89 |  |  |  |  | -0.2625 | -23.3621 |  |  |  |  | 0 | 0
5264 | LEON_LCP3G3 | 3 | South | YES | -0.000447 | 0 | 20 | 58 |  | 1.0197 | GST | -1 | 0.2625 | 58 | 58 |  |  |  |  | -0.2625 | -15.2247 |  |  |  |  | 0 | 0
5269 | LEON_LCPCT4 | 4 | South | YES | -0.000447 | 45 | 24 | 45 | 0 | 1.0197 | GGT | -1 | 0.2625 | 45 | 45 |  |  |  |  | -0.2625 | -11.8123 |  |  |  |  | 0 | 0
5266 | LEON_LCPCT1 | 1 | South | YES | -0.000447 | 44 | 24 | 44 | 0 | 1.0197 | GGT | -1 | 0.2625 | 44 | 44 |  |  |  |  | -0.2625 | -11.5498 |  |  |  |  | 0 | 0
5267 | LEON_LCPCT2 | 2 | South | YES | -0.000447 | 44 | 24 | 44 | 0 | 1.0197 | GGT | -1 | 0.2625 | 44 | 44 |  |  |  |  | -0.2625 | -11.5498 |  |  |  |  | 0 | 0
5268 | LEON_LCPCT3 | 3 | South | YES | -0.000447 | 43 | 24 | 43 | 0 | 1.0197 | GGT | -1 | 0.2625 | 43 | 43 |  |  |  |  | -0.2625 | -11.2873 |  |  |  |  | 0 | 0
5028 | BRAUNIG_VHB3 | 3 | South | YES | -0.000908 | 407 | 60 | 407 | 0 | 1.0138 | GST | -1 | 0.26296 | 407 | 407 |  |  |  |  | -0.26296 | -107.0233 |  |  |  |  | 0 | 0
7031 | L_MARSFO1G1Y | 1 | South | YES | -0.001034 | 0 | 0 | 36 |  | 1 | Hydro | -1 | 0.26308 | 0 | 0 |  |  |  |  | -0.26308 | 0 |  |  |  |  | 0 | 0
7032 | L_MARSFO1G2Y | 2 | South | YES | -0.001034 | 0 | 0 | 35 |  | 1 | Hydro | -1 | 0.26308 | 0 | 0 |  |  |  |  | -0.26308 | 0 |  |  |  |  | 0 | 0
7033 | L_MARSFO1G3Y | 3 | South | YES | -0.001034 | 0 | 0 | 36 |  | 1 | Hydro | -1 | 0.26308 | 0 | 0 |  |  |  |  | -0.26308 | 0 |  |  |  |  | 0 | 0
8935 | FGNTS201 | 3 | South | YES | -0.001044 | 173 | 0 | 173 | 0 | 1.03 | CC | -1 | 0.26309 | 173 | 173 |  |  |  |  | -0.26309 | -45.515 |  |  |  |  | 0 | 0
8934 | FGNTS101 | 2 | South | YES | -0.001044 | 147.9 | 0 | 147.9 | 0 | 1.03 | CC | -1 | 0.26309 | 147.9 | 147.9 |  |  |  |  | -0.26309 | -38.9114 |  |  |  |  | 0 | 0
8933 | FGNTS001 | 1 | South | YES | -0.001044 | 146.5 | 0 | 146.5 | 0 | 1.03 | CC | -1 | 0.26309 | 146.5 | 146.5 |  |  |  |  | -0.26309 | -38.5431 |  |  |  |  | 0 | 0
5027 | BRAUNIG_VHB2 | 2 | South | YES | -0.001046 | 216 | 40 | 216 | 0 | 1.0192 | GST | -1 | 0.26309 | 216 | 216 |  |  |  |  | -0.26309 | -56.8284 |  |  |  |  | 0 | 0
5026 | BRAUNIG_VHB1 | 1 | South | YES | -0.001046 | 215 | 40 | 215 | 0 | 1.0192 | GST | -1 | 0.26309 | 215 | 215 |  |  |  |  | -0.26309 | -56.5653 |  |  |  |  | 0 | 0
5396 | CALAVER_OWS1 | 1 | South | YES | -0.001055 | 418 | 80 | 418 | 0 | 1.0192 | GST | -1 | 0.2631 | 418 | 418 |  |  |  |  | -0.2631 | -109.9773 |  |  |  |  | 0 | 0
5397 | CALAVER_OWS2 | 2 | South | YES | -0.001055 | 400 | 80 | 400 | 0 | 1.0192 | GST | -1 | 0.2631 | 400 | 400 |  |  |  |  | -0.2631 | -105.2414 |  |  |  |  | 0 | 0
88198 | BEEVILLE | F | South | YES | -0.001078 | 0 | 0 | 0 | 0 | 1.02 | AVR | -1 | 0.26313 | 0 | 0 |  |  |  |  | -0.26313 | 0 |  |  |  |  | 0 | 0
5111 | CALAVER_JTD1 | 1 | South | YES | -0.001142 | 430 | 80 | 430 | 0 | 1.0138 | LIGCO | -1 | 0.26319 | 0 | 430 |  |  |  |  | -0.26319 | 0 |  |  |  |  | 0 | 0
5112 | CALAVER_JTD2 | 2 | South | YES | -0.001142 | 430 | 80 | 430 | 0 | 1.0138 | LIGCO | -1 | 0.26319 | 0 | 430 |  |  |  |  | -0.26319 | 0 |  |  |  |  | 0 | 0
5903 | SANMIGUELGEN | 1 | South | YES | -0.001368 | 396.3 | 180 | 396.3 | 0 | 1.0336 | LIGCO | -1 | 0.26342 | 0 | 396.3 |  |  |  |  | -0.26342 | 0 |  |  |  |  | 0 | 0
5439 | TUTTL_WBT4G4 | 4 | South | YES | -0.001443 | 151 | 40 | 151 | 0 | 1.012 | GST | -1 | 0.26349 | 151 | 151 |  |  |  |  | -0.26349 | -39.7872 |  |  |  |  | 0 | 0
5438 | TUTTL_WBT3G3 | 3 | South | YES | -0.001443 | 95 | 25 | 95 | 0 | 1.012 | GST | -1 | 0.26349 | 95 | 95 |  |  |  |  | -0.26349 | -25.0317 |  |  |  |  | 0 | 0
5436 | TUTTL_WBT1G1 | 1 | South | YES | -0.001443 | 48.8 | 20 | 61 | 0 | 1.012 | GST | -1 | 0.26349 | 61 | 61 |  |  |  |  | -0.26349 | -16.073 |  |  |  |  | 0 | 0
8983 | HECN3 | 3 | South | YES | -0.001539 | 171.9 | 0 | 171.9 | 0 | 1.0304 | CC | -1 | 0.26359 | 171.9 | 171.9 |  |  |  |  | -0.26359 | -45.3107 |  |  |  |  | 0 | 0
8981 | HECN1 | 1 | South | YES | -0.001539 | 144.8 | 0 | 144.8 | 0 | 1.0304 | CC | -1 | 0.26359 | 144.8 | 144.8 |  |  |  |  | -0.26359 | -38.1675 |  |  |  |  | 0 | 0
8982 | HECN2 | 2 | South | YES | -0.001539 | 144.1 | 0 | 144.1 | 0 | 1.0304 | CC | -1 | 0.26359 | 144.1 | 144.1 |  |  |  |  | -0.26359 | -37.983 |  |  |  |  | 0 | 0
8938 | MVGN#3 | 3 | South | YES | -0.00154 | 250.9 | 0 | 250.9 | 0 | 1.0304 | CC | -1 | 0.26359 | 250.9 | 250.9 |  |  |  |  | -0.26359 | -66.1344 |  |  |  |  | 0 | 0
8937 | MVGN#2 | 2 | South | YES | -0.00154 | 216.7 | 0 | 216.7 | 0 | 1.0304 | CC | -1 | 0.26359 | 216.7 | 216.7 |  |  |  |  | -0.26359 | -57.1196 |  |  |  |  | 0 | 0
8936 | MVGN#1 | 1 | South | YES | -0.00154 | 216.6 | 0 | 216.6 | 0 | 1.0304 | CC | -1 | 0.26359 | 216.6 | 216.6 |  |  |  |  | -0.26359 | -57.0933 |  |  |  |  | 0 | 0
5477 | BRA_AVR1_ST | 1 | South | YES | -0.001564 | 174 | 138 | 174 | 0 | 1.025 | CC | -1 | 0.26361 | 174 | 174 |  |  |  |  | -0.26361 | -45.8686 |  |  |  |  | 0 | 0
5476 | BRA_AVR1_CT1 | 1 | South | YES | -0.001564 | 155 | 90 | 155 | 0 | 1.025 | CC | -1 | 0.26361 | 155 | 155 |  |  |  |  | -0.26361 | -40.8599 |  |  |  |  | 0 | 0
5478 | BRA_AVR1_CT2 | 1 | South | YES | -0.001564 | 155 | 90 | 155 | 0 | 1.025 | CC | -1 | 0.26361 | 155 | 155 |  |  |  |  | -0.26361 | -40.8599 |  |  |  |  | 0 | 0
5401 | CALAVER_JKS1 | 1 | South | YES | -0.001701 | 562 | 100 | 562 | 0 | 1.026 | LIGCO | -1 | 0.26375 | 0 | 562 |  |  |  |  | -0.26375 | 0 |  |  |  |  | 0 | 0
5935 | SI_RAY10 | 10 | South | YES | -0.00175 | 47 | 10 | 47 | 0 | 1.03 | CC | -1 | 0.2638 | 47 | 47 |  |  |  |  | -0.2638 | -12.3985 |  |  |  |  | 0 | 0
5932 | SI_RAY9 | 9 | South | YES | -0.00175 | 32 | 32 | 38 | 0 | 1.035 | CC | -1 | 0.2638 | 38 | 38 |  |  |  |  | -0.2638 | -10.0243 |  |  |  |  | 0 | 0
5933 | SI_RAY6 | 6 | South | YES | -0.00175 | 15.4 | 10 | 19.3 | 0 | 1.035 | GST | -1 | 0.2638 | 19.3 | 19.3 |  |  |  |  | -0.2638 | -5.0913 |  |  |  |  | 0 | 0
80003 | MILHWYS | F | South | YES | -0.00175 | 0 | 0 | 0 | 0 | 1.0168 | AVR | -1 | 0.2638 | 0 | 0 |  |  |  |  | -0.2638 | 0 |  |  |  |  | 0 | 0
8517 | CELANEBI0A | 1 | South | YES | -0.001861 | 29 | 0 | 29 | 0 | 1.02 | Cogen | -1 | 0.26391 | 0 | 0 |  |  |  |  | -0.26391 | 0 |  |  |  |  | 0 | 0
80080 | GWINDT11A | 3 | South | YES | -0.001881 | 0 | 0 | 38 | 0 | 1.025 | Wind | -1 | 0.26393 | 0 | 38 |  |  |  |  | -0.26393 | 0 |  |  |  |  | 0 | 0
80080 | GWINDT11A | 4 | South | YES | -0.001881 | 3.8 | 0 | 19 | 0 | 1.025 | Wind | -1 | 0.26393 | 0 | 19 |  |  |  |  | -0.26393 | 0 |  |  |  |  | 0 | 0
80080 | GWINDT11A | 2 | South | YES | -0.001881 | 0 | 0 | 41 | 0 | 1.025 | Wind | -1 | 0.26393 | 0 | 41 |  |  |  |  | -0.26393 | 0 |  |  |  |  | 0 | 0
80080 | GWINDT11A | 1 | South | YES | -0.001881 | 28.2 | 0 | 94 | 0 | 1.025 | Wind | -1 | 0.26393 | 0 | 94 |  |  |  |  | -0.26393 | 0 |  |  |  |  | 0 | 0
80081 | GWINDT21A | 4 | South | YES | -0.001881 | 4.4 | 0 | 22 | 0 | 1.025 | Wind | -1 | 0.26393 | 0 | 22 |  |  |  |  | -0.26393 | 0 |  |  |  |  | 0 | 0
80081 | GWINDT21A | 1 | South | YES | -0.001881 | 28.2 | 0 | 94 | 0 | 1.025 | Wind | -1 | 0.26393 | 0 | 94 |  |  |  |  | -0.26393 | 0 |  |  |  |  | 0 | 0
80081 | GWINDT21A | 3 | South | YES | -0.001881 | 8.6 | 0 | 43 | 0 | 1.025 | Wind | -1 | 0.26393 | 0 | 43 |  |  |  |  | -0.26393 | 0 |  |  |  |  | 0 | 0
80081 | GWINDT21A | 2 | South | YES | -0.001881 | 7.2 | 0 | 36 | 0 | 1.025 | Wind | -1 | 0.26393 | 0 | 36 |  |  |  |  | -0.26393 | 0 |  |  |  |  | 0 | 0
80180 | PNSCALT11A | 2 | South | YES | -0.001881 | 10 | 0 | 50 | 0 | 1.025 | Wind | -1 | 0.26393 | 0 | 50 |  |  |  |  | -0.26393 | 0 |  |  |  |  | 0 | 0
80180 | PNSCALT11A | 1 | South | YES | -0.001881 | 43.8 | 0 | 148 | 0 | 1.025 | Wind | -1 | 0.26393 | 0 | 148 |  |  |  |  | -0.26393 | 0 |  |  |  |  | 0 | 0
80181 | PNSCALT21A | 2 | South | YES | -0.001881 | 10 | 0 | 50 | 0 | 1.025 | Wind | -1 | 0.26393 | 0 | 50 |  |  |  |  | -0.26393 | 0 |  |  |  |  | 0 | 0
80181 | PNSCALT21A | 1 | South | YES | -0.001881 | 16.5 | 0 | 55 | 0 | 1.025 | Wind | -1 | 0.26393 | 0 | 55 |  |  |  |  | -0.26393 | 0 |  |  |  |  | 0 | 0
8461 | KOCH_UP0A | 1 | South | YES | -0.001963 | 38 | 0 | 38 | 0 | 1.012 | Cogen | -1 | 0.26401 | 0 | 0 |  |  |  |  | -0.26401 | 0 |  |  |  |  | 0 | 0
8506 | VAL #1 | 1 | South | YES | -0.001997 | 20.9 | 0 | 25 | 0 | 1.0055 | Cogen | -1 | 0.26405 | 0 | 0 |  |  |  |  | -0.26405 | 0 |  |  |  |  | 0 | 0
8507 | VAL #2 | 2 | South | YES | -0.001997 | 20.9 | 0 | 25 | 0 | 1.0055 | Cogen | -1 | 0.26405 | 0 | 0 |  |  |  |  | -0.26405 | 0 |  |  |  |  | 0 | 0
8511 | OXY_CC0A | 1 | South | YES | -0.001997 | 30.3 | 0 | 38 | 0 | 1.027 | Cogen | -1 | 0.26405 | 0 | 0 |  |  |  |  | -0.26405 | 0 |  |  |  |  | 0 | 0
80263 | B_DAVIS31A | 3 | South | YES | -0.00205 | 0 | 0 | 180 |  | 1.0366 | CC | -1 | 0.2641 | 180 | 180 |  |  |  |  | -0.2641 | -47.5377 |  |  |  |  | 0 | 0
80264 | B_DAVIS41A | 4 | South | YES | -0.00205 | 0 | 0 | 180 |  | 1.0366 | CC | -1 | 0.2641 | 180 | 180 |  |  |  |  | -0.2641 | -47.5377 |  |  |  |  | 0 | 0
8459 | B_DAVIS0B | MB | South | YES | -0.00205 | 0 | 50 | 339 |  | 1.03 | GSC | -1 | 0.2641 | 0 | 0 |  |  |  |  | -0.2641 | 0 |  |  |  |  | 0 | 0
8460 | B_DAVIS0A | MB | South | YES | -0.00205 | 0 | 50 | 340 |  | 1.03 | GSC | -1 | 0.2641 | 0 | 0 |  |  |  |  | -0.2641 | 0 |  |  |  |  | 0 | 0
8456 | COSW#1 | 1 | South | YES | -0.002064 | 20 | 0 | 20 | 0 | 1.027 | Cogen | -1 | 0.26411 | 0 | 0 |  |  |  |  | -0.26411 | 0 |  |  |  |  | 0 | 0
8457 | COSW#2 | 2 | South | YES | -0.002064 | 14 | 0 | 14 | 0 | 1.027 | Cogen | -1 | 0.26411 | 0 | 0 |  |  |  |  | -0.26411 | 0 |  |  |  |  | 0 | 0
8560 | CNOPGT1 | 1 | South | YES | -0.002076 | 148.3 | 0 | 148.3 | 0 | 1.03 | Cogen | -1 | 0.26412 | 0 | 0 |  |  |  |  | -0.26412 | 0 |  |  |  |  | 0 | 0
8561 | CNOPGT2 | 2 | South | YES | -0.002076 | 148.6 | 0 | 148.6 | 0 | 1.03 | Cogen | -1 | 0.26412 | 0 | 0 |  |  |  |  | -0.26412 | 0 |  |  |  |  | 0 | 0
8562 | CNOPST1 | 3 | South | YES | -0.002076 | 153 | 0 | 153 | 0 | 1.03 | Cogen | -1 | 0.26412 | 0 | 0 |  |  |  |  | -0.26412 | 0 |  |  |  |  | 0 | 0
8442 | NBEC7 | 7 | South | YES | -0.002079 | 0 | 81 | 367 |  | 1.0298 | GST | -1 | 0.26413 | 367 | 367 |  |  |  |  | -0.26413 | -96.9348 |  |  |  |  | 0 | 0
8442 | NBEC7 | MB | South | YES | -0.002079 | 0 | 81 | 367 |  | 1.0298 | GST | -1 | 0.26413 | 0 | 0 |  |  |  |  | -0.26413 | 0 |  |  |  |  | 0 | 0
7487 | L_CANYHY8_1Y | 1 | South | YES | -0.00221 | 0 | 0 | 6 |  | 1 | Hydro | -1 | 0.26426 | 0 | 0 |  |  |  |  | -0.26426 | 0 |  |  |  |  | 0 | 0
7609 | L_SCHUMA8_1Y | 1 | South | YES | -0.002275 | 0 | 0 | 4 |  | 1 | Hydro | -1 | 0.26432 | 0 | 0 |  |  |  |  | -0.26432 | 0 |  |  |  |  | 0 | 0
8926 | LGE_GT10A | 1 | South | YES | -0.002316 | 158 | 0 | 158 | 0 | 1.03 | Cogen | -1 | 0.26436 | 0 | 0 |  |  |  |  | -0.26436 | 0 |  |  |  |  | 0 | 0
8927 | LGE_GT20A | 2 | South | YES | -0.002316 | 153 | 0 | 153 | 0 | 1.03 | Cogen | -1 | 0.26436 | 0 | 0 |  |  |  |  | -0.26436 | 0 |  |  |  |  | 0 | 0
8928 | LGE_STG0A | 3 | South | YES | -0.002316 | 100 | 0 | 100 | 0 | 1.03 | Cogen | -1 | 0.26436 | 0 | 0 |  |  |  |  | -0.26436 | 0 |  |  |  |  | 0 | 0
8930 | ICPGN10A | 1 | South | YES | -0.002316 | 149 | 0 | 149 | 0 | 1.03 | Cogen | -1 | 0.26436 | 0 | 0 |  |  |  |  | -0.26436 | 0 |  |  |  |  | 0 | 0
8931 | ICPGN20A | 2 | South | YES | -0.002316 | 150 | 0 | 150 | 0 | 1.03 | Cogen | -1 | 0.26436 | 0 | 0 |  |  |  |  | -0.26436 | 0 |  |  |  |  | 0 | 0
8932 | ICPGN30A | 3 | South | YES | -0.002316 | 127 | 0 | 127 | 0 | 1.03 | Cogen | -1 | 0.26436 | 0 | 0 |  |  |  |  | -0.26436 | 0 |  |  |  |  | 0 | 0
80223 | REYSHR G | 1 | South | YES | -0.002316 | 12 | 0 | 12 | 0 | 1.032 | Cogen | -1 | 0.26436 | 0 | 0 |  |  |  |  | -0.26436 | 0 |  |  |  |  | 0 | 0
8161 | COLETO0A | 1 | South | YES | -0.002377 | 633 | 200 | 633 | 0 | 1.03 | LIGCO | -1 | 0.26443 | 0 | 633 |  |  |  |  | -0.26443 | 0 |  |  |  |  | 0 | 0
7805 | L_GUADGE1_6Y | 6 | South | YES | -0.002523 | 203 | 30 | 203 | 0 | 1.02 | CC | -1 | 0.26457 | 203 | 203 |  |  |  |  | -0.26457 | -53.708 |  |  |  |  | 0 | 0
7804 | L_GUADGE1_5Y | 5 | South | YES | -0.002523 | 182 | 30 | 182 | 0 | 1.02 | CC | -1 | 0.26457 | 182 | 182 |  |  |  |  | -0.26457 | -48.152 |  |  |  |  | 0 | 0
7803 | L_GUADGE1_4Y | 4 | South | YES | -0.002523 | 149 | 30 | 149 | 0 | 1.02 | CC | -1 | 0.26457 | 149 | 149 |  |  |  |  | -0.26457 | -39.4212 |  |  |  |  | 0 | 0
7800 | L_GUADGE1_1Y | 1 | South | YES | -0.002523 | 147 | 30 | 147 | 0 | 1.02 | CC | -1 | 0.26457 | 147 | 147 |  |  |  |  | -0.26457 | -38.892 |  |  |  |  | 0 | 0
7802 | L_GUADGE1_3Y | 3 | South | YES | -0.002523 | 146 | 30 | 146 | 0 | 1.02 | CC | -1 | 0.26457 | 146 | 146 |  |  |  |  | -0.26457 | -38.6274 |  |  |  |  | 0 | 0
7801 | L_GUADGE1_2Y | 2 | South | YES | -0.002523 | 138 | 30 | 138 | 0 | 1.02 | CC | -1 | 0.26457 | 138 | 138 |  |  |  |  | -0.26457 | -36.5109 |  |  |  |  | 0 | 0
7605 | L_MCQUEE9_1Y | 1 | South | YES | -0.002612 | 0 | 0 | 2.4 |  | 1.025 | Hydro | -1 | 0.26466 | 0 | 0 |  |  |  |  | -0.26466 | 0 |  |  |  |  | 0 | 0
7605 | L_MCQUEE9_1Y | 2 | South | YES | -0.002612 | 0 | 0 | 2.4 |  | 1.025 | Hydro | -1 | 0.26466 | 0 | 0 |  |  |  |  | -0.26466 | 0 |  |  |  |  | 0 | 0
7605 | L_MCQUEE9_1Y | 3 | South | YES | -0.002612 | 0 | 0 | 2.8 |  | 1.025 | Hydro | -1 | 0.26466 | 0 | 0 |  |  |  |  | -0.26466 | 0 |  |  |  |  | 0 | 0
7813 | L_RIONOG1S1Y | 4 | South | YES | -0.002761 | 293 | 0 | 293 | 0 | 1.02 | CC | -1 | 0.26481 | 293 | 293 |  |  |  |  | -0.26481 | -77.5892 |  |  |  |  | 0 | 0
7812 | L_RIONOG1G3Y | 3 | South | YES | -0.002761 | 154 | 0 | 154 | 0 | 1.02 | CC | -1 | 0.26481 | 154 | 154 |  |  |  |  | -0.26481 | -40.7807 |  |  |  |  | 0 | 0
7810 | L_RIONOG1G1Y | 1 | South | YES | -0.002761 | 148 | 0 | 148 | 0 | 1.02 | CC | -1 | 0.26481 | 148 | 148 |  |  |  |  | -0.26481 | -39.1918 |  |  |  |  | 0 | 0
7811 | L_RIONOG1G2Y | 2 | South | YES | -0.002761 | 148 | 0 | 148 | 0 | 1.02 | CC | -1 | 0.26481 | 148 | 148 |  |  |  |  | -0.26481 | -39.1918 |  |  |  |  | 0 | 0
7624 | L_LAKEWO9_1Y | 1 | South | YES | -0.002911 | 0 | 0 | 2.4 |  | 1 | Hydro | -1 | 0.26496 | 0 | 0 |  |  |  |  | -0.26496 | 0 |  |  |  |  | 0 | 0
7624 | L_LAKEWO9_1Y | 2 | South | YES | -0.002911 | 0 | 0 | 2.4 |  | 1 | Hydro | -1 | 0.26496 | 0 | 0 |  |  |  |  | -0.26496 | 0 |  |  |  |  | 0 | 0
8189 | CUECPL2A | 1 | South | YES | -0.002928 | 12 | 0 | 12 | 0 | 1.02 | Cogen | -1 | 0.26498 | 0 | 0 |  |  |  |  | -0.26498 | 0 |  |  |  |  | 0 | 0
5503 | RAYBURNGEN3 | 1 | South | YES | -0.002949 | 17.6 | 6 | 22 | 0 | 1.0224 | GST | -1 | 0.265 | 22 | 22 |  |  |  |  | -0.265 | -5.8299 |  |  |  |  | 0 | 0
5505 | RAYBURNGEN1 | 1 | South | YES | -0.002949 | 0 | 1 | 11 |  | 1.0223 | GGT | -1 | 0.265 | 11 | 11 |  |  |  |  | -0.265 | -2.915 |  |  |  |  | 0 | 0
5506 | RAYBURNGEN2 | 1 | South | YES | -0.002949 | 0 | 1 | 11 |  | 1.0223 | GGT | -1 | 0.265 | 11 | 11 |  |  |  |  | -0.265 | -2.915 |  |  |  |  | 0 | 0
7017 | L_HAYSEN1_4Y | 4 | South | YES | -0.002997 | 226.7 | 74 | 226.7 | 0 | 1.008 | CC | -1 | 0.26505 | 226.7 | 226.7 |  |  |  |  | -0.26505 | -60.0858 |  |  |  |  | 0 | 0
7015 | L_HAYSEN1_2Y | 2 | South | YES | -0.002997 | 225 | 74 | 225 | 0 | 1.008 | CC | -1 | 0.26505 | 225 | 225 |  |  |  |  | -0.26505 | -59.6352 |  |  |  |  | 0 | 0
7016 | L_HAYSEN1_3Y | 3 | South | YES | -0.002997 | 224.6 | 74 | 224.6 | 0 | 1.008 | CC | -1 | 0.26505 | 224.6 | 224.6 |  |  |  |  | -0.26505 | -59.5292 |  |  |  |  | 0 | 0
7014 | L_HAYSEN1_1Y | 1 | South | YES | -0.002997 | 223.9 | 74 | 223.9 | 0 | 1.008 | CC | -1 | 0.26505 | 223.9 | 223.9 |  |  |  |  | -0.26505 | -59.3437 |  |  |  |  | 0 | 0
5512 | RAYBURNCC8 | 1 | South | YES | -0.003156 | 49.3 | 18.2 | 49.3 | 0 | 1.0296 | CC | -1 | 0.2652 | 49.3 | 49.3 |  |  |  |  | -0.2652 | -13.0746 |  |  |  |  | 0 | 0
5508 | RAYBURNCC9 | 1 | South | YES | -0.003156 | 47.7 | 18.2 | 47.7 | 0 | 1.0296 | CC | -1 | 0.2652 | 47.7 | 47.7 |  |  |  |  | -0.2652 | -12.6503 |  |  |  |  | 0 | 0
5511 | RAYBURNCC7 | 1 | South | YES | -0.003156 | 47.5 | 18.2 | 47.5 | 0 | 1.0296 | CC | -1 | 0.2652 | 47.5 | 47.5 |  |  |  |  | -0.2652 | -12.5972 |  |  |  |  | 0 | 0
5509 | RAYBURNCC10 | 1 | South | YES | -0.003156 | 37.3 | 5.2 | 37.3 | 0 | 1.0296 | CC | -1 | 0.2652 | 37.3 | 37.3 |  |  |  |  | -0.2652 | -9.8921 |  |  |  |  | 0 | 0
8174 | VICEC61A | 6 | South | YES | -0.003201 | 188 | 42 | 188 | 0 | 1.025 | CC | -1 | 0.26525 | 188 | 188 |  |  |  |  | -0.26525 | -49.8669 |  |  |  |  | 0 | 0
8173 | VICEC51A | 5 | South | YES | -0.003201 | 144 | 18 | 144 | 0 | 1.025 | CC | -1 | 0.26525 | 144 | 144 |  |  |  |  | -0.26525 | -38.1959 |  |  |  |  | 0 | 0
8066 | DUP1V#1 | 1 | South | YES | -0.003297 | 52.3 | 0 | 73 | 0 | 1.01 | Cogen | -1 | 0.26535 | 0 | 0 |  |  |  |  | -0.26535 | 0 |  |  |  |  | 0 | 0
80224 | VISTRONG1 | 1 | South | YES | -0.003413 | 13.1 | 0 | 15 | 0 | 1.01 | Cogen | -1 | 0.26546 | 0 | 0 |  |  |  |  | -0.26546 | 0 |  |  |  |  | 0 | 0
80225 | VISTRONG2 | 2 | South | YES | -0.003413 | 20.2 | 0 | 23 | 0 | 1.01 | Cogen | -1 | 0.26546 | 0 | 0 |  |  |  |  | -0.26546 | 0 |  |  |  |  | 0 | 0
80227 | AIRCO G | 1 | South | YES | -0.003431 | 7.2 | 0 | 8 | 0 | 1.0104 | Cogen | -1 | 0.26548 | 0 | 0 |  |  |  |  | -0.26548 | 0 |  |  |  |  | 0 | 0
8147 | UCAR #2 | 10 | South | YES | -0.003513 | 18.2 | 0 | 28 |  | 1 | Cogen | -1 | 0.26556 | 0 | 0 |  |  |  |  | -0.26556 | 0 |  |  |  |  | 0 | 0
8148 | UCAR #1 | 2 | South | YES | -0.003513 | 6.1 | 0 | 7 | 0 | 1.009 | Cogen | -1 | 0.26556 | 0 | 0 |  |  |  |  | -0.26556 | 0 |  |  |  |  | 0 | 0
80137 | CSDR89 | 9 | South | YES | -0.003513 | 15 | 0 | 15 | 0 | 1.003 | DCTie | -1 | 0.26556 | 0 | 0 |  |  |  |  | -0.26556 | 0 |  |  |  |  | 0 | 0
80137 | CSDR89 | 8 | South | YES | -0.003513 | 33.9 | 0 | 39 | 0 | 1.003 | DCTie | -1 | 0.26556 | 0 | 0 |  |  |  |  | -0.26556 | 0 |  |  |  |  | 0 | 0
80138 | CSDR7 | 7 | South | YES | -0.003513 | 6.1 | 0 | 7 | 0 | 1.014 | DCTie | -1 | 0.26556 | 0 | 0 |  |  |  |  | -0.26556 | 0 |  |  |  |  | 0 | 0
80139 | CSDR56 | 6 | South | YES | -0.003513 | 0 | 0 | 39 |  | 1.0033 | DCTie | -1 | 0.26556 | 0 | 0 |  |  |  |  | -0.26556 | 0 |  |  |  |  | 0 | 0
80139 | CSDR56 | 5 | South | YES | -0.003513 | 15 | 0 | 15 |  | 1.0033 | DCTie | -1 | 0.26556 | 0 | 0 |  |  |  |  | -0.26556 | 0 |  |  |  |  | 0 | 0
80140 | CSDR11 | 11 | South | YES | -0.003513 | 33.9 | 0 | 39 | 0 | 1.03 | DCTie | -1 | 0.26556 | 0 | 0 |  |  |  |  | -0.26556 | 0 |  |  |  |  | 0 | 0
7020 | L_AUSTPL1_1Y | 1 | South | YES | -0.003589 | 0 | 0 | 8 |  | 1 | Hydro | -1 | 0.26564 | 0 | 0 |  |  |  |  | -0.26564 | 0 |  |  |  |  | 0 | 0
7020 | L_AUSTPL1_1Y | 2 | South | YES | -0.003589 | 0 | 0 | 8 |  | 1 | Hydro | -1 | 0.26564 | 0 | 0 |  |  |  |  | -0.26564 | 0 |  |  |  |  | 0 | 0
9020 | SANDHG5A | 5A | South | YES | -0.003857 | 150 | 84 | 155 | 0 | 1.0175 | CC | -1 | 0.26591 | 155 | 155 |  |  |  |  | -0.26591 | -41.2154 |  |  |  |  | 0 | 0
9021 | SANDHG5C | 5C | South | YES | -0.003857 | 140 | 0 | 148 | 0 | 1.0175 | CC | -1 | 0.26591 | 148 | 148 |  |  |  |  | -0.26591 | -39.354 |  |  |  |  | 0 | 0
9016 | SANDH_G1 | 1 | South | YES | -0.003857 | 45 | 2 | 49 | 0 | 1.0175 | GGT | -1 | 0.26591 | 49 | 49 |  |  |  |  | -0.26591 | -13.0294 |  |  |  |  | 0 | 0
9019 | SANDH_G4 | 4 | South | YES | -0.003857 | 0 | 2 | 47 |  | 1.0175 | GGT | -1 | 0.26591 | 47 | 47 |  |  |  |  | -0.26591 | -12.4976 |  |  |  |  | 0 | 0
9017 | SANDH_G2 | 2 | South | YES | -0.003857 | 45 | 2 | 46 | 0 | 1.0175 | GGT | -1 | 0.26591 | 46 | 46 |  |  |  |  | -0.26591 | -12.2317 |  |  |  |  | 0 | 0
9018 | SANDH_G3 | 3 | South | YES | -0.003857 | 45 | 2 | 46 | 0 | 1.0175 | GGT | -1 | 0.26591 | 46 | 46 |  |  |  |  | -0.26591 | -12.2317 |  |  |  |  | 0 | 0
9001 | DECKR_G2 | 2 | South | YES | -0.003867 | 400 | 50 | 426 | 0 | 1.015 | GST | -1 | 0.26592 | 426 | 426 |  |  |  |  | -0.26592 | -113.28 |  |  |  |  | 0 | 0
9000 | DECKR_G1 | 1 | South | YES | -0.003867 | 280 | 50 | 321 | 0 | 1.015 | GST | -1 | 0.26592 | 321 | 321 |  |  |  |  | -0.26592 | -85.3589 |  |  |  |  | 0 | 0
80226 | ALCOA G | 1 | South | YES | -0.003895 | 32.3 | 5 | 48 | 0 | 1.015 | Cogen | -1 | 0.26594 | 0 | 0 |  |  |  |  | -0.26594 | 0 |  |  |  |  | 0 | 0
8134 | FOR #1 | 1 | South | YES | -0.003996 | 54.1 | 45 | 79 | 0 | 1 | Cogen | -1 | 0.26604 | 0 | 0 |  |  |  |  | -0.26604 | 0 |  |  |  |  | 0 | 0
8138 | FOR #2 | 2 | South | YES | -0.003996 | 63.1 | 45 | 81 | 0 | 1 | Cogen | -1 | 0.26604 | 0 | 0 |  |  |  |  | -0.26604 | 0 |  |  |  |  | 0 | 0
8153 | FOR #3 | 3 | South | YES | -0.003996 | 63.1 | 45 | 79.9 | 0 | 1 | Cogen | -1 | 0.26604 | 0 | 0 |  |  |  |  | -0.26604 | 0 |  |  |  |  | 0 | 0
8154 | FOR #4 | 4 | South | YES | -0.003996 | 63.1 | 60 | 80 | 0 | 1 | Cogen | -1 | 0.26604 | 0 | 0 |  |  |  |  | -0.26604 | 0 |  |  |  |  | 0 | 0
8155 | FOR #5 | 5 | South | YES | -0.003996 | 63.1 | 60 | 78.4 | 0 | 1 | Cogen | -1 | 0.26604 | 0 | 0 |  |  |  |  | -0.26604 | 0 |  |  |  |  | 0 | 0
8156 | FOR #6 | 6 | South | YES | -0.003996 | 24.9 | 5 | 25 | 0 | 1 | Cogen | -1 | 0.26604 | 0 | 0 |  |  |  |  | -0.26604 | 0 |  |  |  |  | 0 | 0
8157 | FOR #7 | 7 | South | YES | -0.003996 | 28.8 | 5 | 46 | 0 | 1 | Cogen | -1 | 0.26604 | 0 | 0 |  |  |  |  | -0.26604 | 0 |  |  |  |  | 0 | 0
80051 | FOR #8 | 8 | South | YES | -0.003996 | 28 | 28 | 28 |  | 1 | Cogen | -1 | 0.26604 | 0 | 0 |  |  |  |  | -0.26604 | 0 |  |  |  |  | 0 | 0
80052 | FOR #9 | 9 | South | YES | -0.003996 | 29.7 | 5 | 43.6 | 0 | 1 | Cogen | -1 | 0.26604 | 0 | 0 |  |  |  |  | -0.26604 | 0 |  |  |  |  | 0 | 0
80053 | FOR #10 | 10 | South | YES | -0.003996 | 68.4 | 45 | 75 | 0 | 1 | Cogen | -1 | 0.26604 | 0 | 0 |  |  |  |  | -0.26604 | 0 |  |  |  |  | 0 | 0
9005 | DECKR_G6 | 6 | South | YES | -0.004063 | 44 | 24 | 47 | 0 | 1.015 | GGT | -1 | 0.26611 | 47 | 47 |  |  |  |  | -0.26611 | -12.5072 |  |  |  |  | 0 | 0
9003 | DECKR_G4 | 4 | South | YES | -0.004063 | 44 | 24 | 44 | 0 | 1.015 | GGT | -1 | 0.26611 | 44 | 44 |  |  |  |  | -0.26611 | -11.7089 |  |  |  |  | 0 | 0
9004 | DECKR_G5 | 5 | South | YES | -0.004063 | 44 | 24 | 44 | 0 | 1.015 | GGT | -1 | 0.26611 | 44 | 44 |  |  |  |  | -0.26611 | -11.7089 |  |  |  |  | 0 | 0
9002 | DECKR_G3 | 3 | South | YES | -0.004063 | 0 | 24 | 42 |  | 1.015 | GGT | -1 | 0.26611 | 42 | 42 |  |  |  |  | -0.26611 | -11.1767 |  |  |  |  | 0 | 0
7006 | L_SIMGID1_3Y | 3 | South | YES | -0.00453 | 324.9 | 60 | 329 | 0 | 1.02 | GST | -1 | 0.26658 | 329 | 329 |  |  |  |  | -0.26658 | -87.7043 |  |  |  |  | 0 | 0
7005 | L_SIMGID1_2Y | 2 | South | YES | -0.00453 | 133 | 32 | 139 | 0 | 1.02 | GST | -1 | 0.26658 | 139 | 139 |  |  |  |  | -0.26658 | -37.0544 |  |  |  |  | 0 | 0
7004 | L_SIMGID1_1Y | 1 | South | YES | -0.00453 | 132 | 40 | 132 | 0 | 1.02 | GST | -1 | 0.26658 | 132 | 132 |  |  |  |  | -0.26658 | -35.1884 |  |  |  |  | 0 | 0
7809 | L_BASTEN1_3Y | 1 | South | YES | -0.004997 | 232.6 | 42 | 232.6 | 0 | 1.004 | CC | -1 | 0.26705 | 232.6 | 232.6 |  |  |  |  | -0.26705 | -62.1148 |  |  |  |  | 0 | 0
7807 | L_BASTEN1_1Y | 1 | South | YES | -0.004997 | 152.5 | 83.5 | 152.5 | 0 | 1.004 | CC | -1 | 0.26705 | 152.5 | 152.5 |  |  |  |  | -0.26705 | -40.7244 |  |  |  |  | 0 | 0
7808 | L_BASTEN1_2Y | 1 | South | YES | -0.004997 | 149.5 | 83.5 | 149.5 | 0 | 1.004 | CC | -1 | 0.26705 | 149.5 | 149.5 |  |  |  |  | -0.26705 | -39.9233 |  |  |  |  | 0 | 0
7303 | L_WPPGS12_1Y | 1 | South | YES | -0.005064 | 50 | 0 | 50 | 0 | 1.025 | GGT | -1 | 0.26711 | 50 | 50 |  |  |  |  | -0.26711 | -13.3556 |  |  |  |  | 0 | 0
7303 | L_WPPGS12_1Y | 2 | South | YES | -0.005064 | 50 | 0 | 50 | 0 | 1.025 | GGT | -1 | 0.26711 | 50 | 50 |  |  |  |  | -0.26711 | -13.3556 |  |  |  |  | 0 | 0
7305 | L_WPPGS34_1Y | 3 | South | YES | -0.005064 | 50 | 0 | 50 | 0 | 1.025 | GGT | -1 | 0.26711 | 50 | 50 |  |  |  |  | -0.26711 | -13.3556 |  |  |  |  | 0 | 0
7305 | L_WPPGS34_1Y | 4 | South | YES | -0.005064 | 50 | 0 | 50 | 0 | 1.025 | GGT | -1 | 0.26711 | 50 | 50 |  |  |  |  | -0.26711 | -13.3556 |  |  |  |  | 0 | 0
7009 | L_LOSTPI1_3Y | 3 | South | YES | -0.005492 | 173.9 | 72 | 175 | 0 | 1 | CC | -1 | 0.26754 | 175 | 175 |  |  |  |  | -0.26754 | -46.8196 |  |  |  |  | 0 | 0
7008 | L_LOSTPI1_2Y | 2 | South | YES | -0.005492 | 157.7 | 107 | 160 | 0 | 1 | CC | -1 | 0.26754 | 160 | 160 |  |  |  |  | -0.26754 | -42.8065 |  |  |  |  | 0 | 0
7007 | L_LOSTPI1_1Y | 1 | South | YES | -0.005492 | 158.6 | 110 | 158 | 0 | 1 | CC | -1 | 0.26754 | 158 | 158 |  |  |  |  | -0.26754 | -42.2714 |  |  |  |  | 0 | 0
7012 | L_FPPYD21_3Y | 3 | South | YES | -0.005511 | 427.5 | 200 | 436 | 0 | 1.02 | LIGCO | -1 | 0.26756 | 0 | 436 |  |  |  |  | -0.26756 | 0 |  |  |  |  | 0 | 0
7010 | L_FPPYD11_1Y | 1 | South | YES | -0.005513 | 547.4 | 200 | 606 | 0 | 1.02 | LIGCO | -1 | 0.26756 | 0 | 606 |  |  |  |  | -0.26756 | 0 |  |  |  |  | 0 | 0
7011 | L_FPPYD11_2Y | 2 | South | YES | -0.005513 | 552.2 | 200 | 598 | 0 | 1.02 | LIGCO | -1 | 0.26756 | 0 | 598 |  |  |  |  | -0.26756 | 0 |  |  |  |  | 0 | 0
3432 | SANDOW_4G | 4 | South | YES | -0.007208 | 580 | 225 | 580 |  | 1.029 | LIGCO | -1 | 0.26926 | 0 | 580 |  |  |  |  | -0.26926 | 0 |  |  |  |  | 0 | 0
5911 | STP_GN1___1 | 1 | Houston | YES | -0.007379 | 1333 | 1249 | 1333 | 0 | 1.0406 | Nuc | -1 | 0.26943 | 0 | 0 |  |  |  |  | -0.26943 | 0 |  |  |  |  | 0 | 0
5912 | STP_GN2___2 | 2 | Houston | YES | -0.007379 | 1332 | 1249 | 1332 | 0 | 1.0406 | Nuc | -1 | 0.26943 | 0 | 0 |  |  |  |  | -0.26943 | 0 |  |  |  |  | 0 | 0
48733 | CBE_ST12 | 1 | Houston | YES | -0.007513 | 105 | 0 | 105 | 0 | 1.029 | CC | -1 | 0.26956 | 105 | 105 |  |  |  |  | -0.26956 | -28.304 |  |  |  |  | 0 | 0
48736 | CBE_ST34 | 1 | Houston | YES | -0.007513 | 105 | 0 | 105 | 0 | 1.029 | CC | -1 | 0.26956 | 105 | 105 |  |  |  |  | -0.26956 | -28.304 |  |  |  |  | 0 | 0
48731 | CBE_GT1 | 1 | Houston | YES | -0.007513 | 76 | 0 | 76 | 0 | 1.029 | CC | -1 | 0.26956 | 76 | 76 |  |  |  |  | -0.26956 | -20.4867 |  |  |  |  | 0 | 0
48732 | CBE_GT2 | 1 | Houston | YES | -0.007513 | 76 | 0 | 76 | 0 | 1.029 | CC | -1 | 0.26956 | 76 | 76 |  |  |  |  | -0.26956 | -20.4867 |  |  |  |  | 0 | 0
48734 | CBE_GT3 | 1 | Houston | YES | -0.007513 | 76 | 0 | 76 | 0 | 1.029 | CC | -1 | 0.26956 | 76 | 76 |  |  |  |  | -0.26956 | -20.4867 |  |  |  |  | 0 | 0
48735 | CBE_GT4 | 1 | Houston | YES | -0.007513 | 76 | 0 | 76 | 0 | 1.029 | CC | -1 | 0.26956 | 76 | 76 |  |  |  |  | -0.26956 | -20.4867 |  |  |  |  | 0 | 0
48911 | TGF_GT1_8000 | 1 | Houston | YES | -0.007646 | 69.2 | 0 | 69.2 |  | 1.029 | Cogen | -1 | 0.26969 | 0 | 0 |  |  |  |  | -0.26969 | 0 |  |  |  |  | 0 | 0
49851 | DOW17000 | 37 | Houston | YES | -0.008489 | 39 | 0 | 62 | 0 | 1 | Cogen | -1 | 0.27054 | 0 | 0 |  |  |  |  | -0.27054 | 0 |  |  |  |  | 0 | 0
49858 | DOW38100 | 31 | Houston | YES | -0.008489 | 45 | 0 | 71.4 |  | 1 | Cogen | -1 | 0.27054 | 0 | 0 |  |  |  |  | -0.27054 | 0 |  |  |  |  | 0 | 0
49859 | DOW38200 | 33 | Houston | YES | -0.008489 | 28 | 0 | 45 | 0 | 1 | Cogen | -1 | 0.27054 | 0 | 0 |  |  |  |  | -0.27054 | 0 |  |  |  |  | 0 | 0
49860 | DOW38300 | 32 | Houston | YES | -0.008489 | 63 | 0 | 101 |  | 1 | Cogen | -1 | 0.27054 | 0 | 0 |  |  |  |  | -0.27054 | 0 |  |  |  |  | 0 | 0
49862 | DOW39100 | 36 | Houston | YES | -0.008489 | 54 | 0 | 86 | 0 | 1 | Cogen | -1 | 0.27054 | 0 | 0 |  |  |  |  | -0.27054 | 0 |  |  |  |  | 0 | 0
49863 | DOW39200 | 35 | Houston | YES | -0.008489 | 55 | 0 | 88 | 0 | 1 | Cogen | -1 | 0.27054 | 0 | 0 |  |  |  |  | -0.27054 | 0 |  |  |  |  | 0 | 0
49865 | DOW41000 | 41 | Houston | YES | -0.008489 | 31 | 0 | 50 |  | 1 | Cogen | -1 | 0.27054 | 0 | 0 |  |  |  |  | -0.27054 | 0 |  |  |  |  | 0 | 0
49866 | DOW42000 | 42 | Houston | YES | -0.008489 | 11 | 0 | 18 |  | 1 | Cogen | -1 | 0.27054 | 0 | 0 |  |  |  |  | -0.27054 | 0 |  |  |  |  | 0 | 0
49869 | DOW49000 | 45 | Houston | YES | -0.008489 | 59 | 0 | 94 |  | 1 | Cogen | -1 | 0.27054 | 0 | 0 |  |  |  |  | -0.27054 | 0 |  |  |  |  | 0 | 0
49870 | DOW61000 | 61 | Houston | YES | -0.008489 | 44 | 0 | 70 | 0 | 1 | Cogen | -1 | 0.27054 | 0 | 0 |  |  |  |  | -0.27054 | 0 |  |  |  |  | 0 | 0
49871 | DOW62000 | 62 | Houston | YES | -0.008489 | 40 | 0 | 63 | 0 | 1 | Cogen | -1 | 0.27054 | 0 | 0 |  |  |  |  | -0.27054 | 0 |  |  |  |  | 0 | 0
49872 | DOW63000 | 63 | Houston | YES | -0.008489 | 45 | 0 | 72 | 0 | 1 | Cogen | -1 | 0.27054 | 0 | 0 |  |  |  |  | -0.27054 | 0 |  |  |  |  | 0 | 0
49873 | DOW64000 | 64 | Houston | YES | -0.008489 | 41 | 0 | 64.8 | 0 | 1 | Cogen | -1 | 0.27054 | 0 | 0 |  |  |  |  | -0.27054 | 0 |  |  |  |  | 0 | 0
49876 | DOW65000 | 65 | Houston | YES | -0.008489 | 63 | 0 | 101 | 0 | 1 | Cogen | -1 | 0.27054 | 0 | 0 |  |  |  |  | -0.27054 | 0 |  |  |  |  | 0 | 0
49877 | DOW66000 | 66 | Houston | YES | -0.008489 | 61 | 0 | 97 | 0 | 1 | Cogen | -1 | 0.27054 | 0 | 0 |  |  |  |  | -0.27054 | 0 |  |  |  |  | 0 | 0
49878 | DOW67000 | 67 | Houston | YES | -0.008489 | 65 | 0 | 103 | 0 | 1 | Cogen | -1 | 0.27054 | 0 | 0 |  |  |  |  | -0.27054 | 0 |  |  |  |  | 0 | 0
49882 | DOW81000 | 81 | Houston | YES | -0.008489 | 47 | 0 | 76 | 0 | 1 | Cogen | -1 | 0.27054 | 0 | 0 |  |  |  |  | -0.27054 | 0 |  |  |  |  | 0 | 0
49884 | DOW82000 | 82 | Houston | YES | -0.008489 | 51 | 0 | 80 | 0 | 1 | Cogen | -1 | 0.27054 | 0 | 0 |  |  |  |  | -0.27054 | 0 |  |  |  |  | 0 | 0
49885 | DOW83000 | 83 | Houston | YES | -0.008489 | 51 | 0 | 80 | 0 | 1 | Cogen | -1 | 0.27054 | 0 | 0 |  |  |  |  | -0.27054 | 0 |  |  |  |  | 0 | 0
49886 | DOW84000 | 84 | Houston | YES | -0.008489 | 107 | 0 | 171 | 0 | 0.98 | Cogen | -1 | 0.27054 | 0 | 0 |  |  |  |  | -0.27054 | 0 |  |  |  |  | 0 | 0
13432 | SANDOW_5G | 5 | South | YES | -0.008541 | 581 | 225 | 581 |  | 1.029 | LIGCO | -1 | 0.27059 | 0 | 581 |  |  |  |  | -0.27059 | 0 |  |  |  |  | 0 | 0
48520 | BSF_GT1_8070 | 1 | Houston | YES | -0.008691 | 72 | 0 | 72 | 0 | 1.0326 | Cogen | -1 | 0.27074 | 0 | 0 |  |  |  |  | -0.27074 | 0 |  |  |  |  | 0 | 0
48520 | BSF_GT1_8070 | 2 | Houston | YES | -0.008691 | 10 | 0 | 10 | 0 | 1.0326 | Cogen | -1 | 0.27074 | 0 | 0 |  |  |  |  | -0.27074 | 0 |  |  |  |  | 0 | 0
39760 | TNSCLP1___8 | 1 | Houston | YES | -0.00886 | 93.4 | 20 | 116.8 | 0 | 1.04 | Cogen | -1 | 0.27091 | 0 | 0 |  |  |  |  | -0.27091 | 0 |  |  |  |  | 0 | 0
39770 | TNSCLP2___8 | 1 | Houston | YES | -0.00886 | 91.6 | 20 | 114.5 | 0 | 1.04 | Cogen | -1 | 0.27091 | 0 | 0 |  |  |  |  | -0.27091 | 0 |  |  |  |  | 0 | 0
39775 | TNSCLP4___8 | 1 | Houston | YES | -0.00886 | 95.2 | 20 | 119 | 0 | 1.04 | Cogen | -1 | 0.27091 | 0 | 0 |  |  |  |  | -0.27091 | 0 |  |  |  |  | 0 | 0
39790 | TNSCLP3___8 | 1 | Houston | YES | -0.00886 | 87.6 | 20 | 109.5 | 0 | 1.027 | Cogen | -1 | 0.27091 | 0 | 0 |  |  |  |  | -0.27091 | 0 |  |  |  |  | 0 | 0
48730 | MNS_GT | 1 | Houston | YES | -0.00942 | 43 | 0 | 46.1 |  | 1.029 | Cogen | -1 | 0.27147 | 0 | 0 |  |  |  |  | -0.27147 | 0 |  |  |  |  | 0 | 0
48926 | WAP_GN6_6 | 6 | Houston | YES | -0.00946 | 651 | 280 | 651 |  | 1.035 | LIGCO | -1 | 0.27151 | 0 | 651 |  |  |  |  | -0.27151 | 0 |  |  |  |  | 0 | 0
48927 | WAP_GN7_7 | 7 | Houston | YES | -0.00946 | 564 | 277 | 564 |  | 1.035 | LIGCO | -1 | 0.27151 | 0 | 564 |  |  |  |  | -0.27151 | 0 |  |  |  |  | 0 | 0
48928 | WAP_GN8_8 | 8 | Houston | YES | -0.00946 | 603 | 275 | 603 |  | 1.035 | LIGCO | -1 | 0.27151 | 0 | 603 |  |  |  |  | -0.27151 | 0 |  |  |  |  | 0 | 0
48523 | BVE_ST1_GN1 | 3 | Houston | YES | -0.009464 | 252.4 | 0 | 252.4 |  | 1.035 | CC | -1 | 0.27151 | 252.4 | 252.4 |  |  |  |  | -0.27151 | -68.5298 |  |  |  |  | 0 | 0
48521 | BVE_GT1_GT1 | 1 | Houston | YES | -0.009464 | 167.7 | 0 | 167.7 |  | 1.035 | CC | -1 | 0.27151 | 167.7 | 167.7 |  |  |  |  | -0.27151 | -45.5327 |  |  |  |  | 0 | 0
48522 | BVE_GT2_5035 | 2 | Houston | YES | -0.009464 | 166.4 | 0 | 166.4 |  | 1.035 | CC | -1 | 0.27151 | 166.4 | 166.4 |  |  |  |  | -0.27151 | -45.1797 |  |  |  |  | 0 | 0
48510 | AK_GT1__8040 | 1 | Houston | YES | -0.009503 | 33.4 | 8.1 | 34 |  | 1.029 | Cogen | -1 | 0.27155 | 0 | 0 |  |  |  |  | -0.27155 | 0 |  |  |  |  | 0 | 0
48924 | WAP_GN4_4 | 4 | Houston | YES | -0.009568 | 546 | 217 | 546 | 0 | 1.0362 | GSC | -1 | 0.27162 | 546 | 546 |  |  |  |  | -0.27162 | -148.3026 |  |  |  |  | 0 | 0
48923 | WAP_GN3_3 | 3 | Houston | YES | -0.009568 | 198.4 | 93 | 248 | 0 | 1.0362 | GST | -1 | 0.27162 | 248 | 248 |  |  |  |  | -0.27162 | -67.3609 |  |  |  |  | 0 | 0
48921 | WAP_GN1_1 | 1 | Houston | YES | -0.009568 | 132.8 | 37 | 166 | 0 | 1.0362 | GST | -1 | 0.27162 | 166 | 166 |  |  |  |  | -0.27162 | -45.0883 |  |  |  |  | 0 | 0
48922 | WAP_GN2_2 | 2 | Houston | YES | -0.009568 | 132.8 | 37 | 166 | 0 | 1.0362 | GST | -1 | 0.27162 | 166 | 166 |  |  |  |  | -0.27162 | -45.0883 |  |  |  |  | 0 | 0
48929 | WAPGT21_GT1 | B1 | Houston | YES | -0.009568 | 0 | 0 | 13 |  | 1.05 | GGT | -1 | 0.27162 | 13 | 13 |  |  |  |  | -0.27162 | -3.531 |  |  |  |  | 0 | 0
48925 | WAP_GN5_5 | 5 | Houston | YES | -0.009568 | 618.2 | 278 | 654 | 0 | 0.985 | LIGCO | -1 | 0.27162 | 0 | 654 |  |  |  |  | -0.27162 | 0 |  |  |  |  | 0 | 0
38580 | TNBP_CGN1_8 | 1 | Houston | YES | -0.009875 | 70.8 | 0 | 70.8 | 0 | 1.005 | Cogen | -1 | 0.27192 | 0 | 0 |  |  |  |  | -0.27192 | 0 |  |  |  |  | 0 | 0
38590 | TNBP_CGN2_8 | 2 | Houston | YES | -0.009875 | 66.7 | 0 | 66.7 | 0 | 1.005 | Cogen | -1 | 0.27192 | 0 | 0 |  |  |  |  | -0.27192 | 0 |  |  |  |  | 0 | 0
38600 | TNBP_CGN3_8 | 5 | Houston | YES | -0.009875 | 53 | 0 | 53 | 0 | 1.005 | Cogen | -1 | 0.27192 | 0 | 0 |  |  |  |  | -0.27192 | 0 |  |  |  |  | 0 | 0
38611 | TNBPAMCG1_8 | 1 | Houston | YES | -0.009875 | 153.2 | 0 | 153.2 | 0 | 1.005 | Cogen | -1 | 0.27192 | 0 | 0 |  |  |  |  | -0.27192 | 0 |  |  |  |  | 0 | 0
38612 | TNBPAMCG2_8 | 2 | Houston | YES | -0.009875 | 153.5 | 0 | 153.5 | 0 | 1.005 | Cogen | -1 | 0.27192 | 0 | 0 |  |  |  |  | -0.27192 | 0 |  |  |  |  | 0 | 0
38613 | TNBPAMCG3_8 | 3 | Houston | YES | -0.009875 | 152.3 | 0 | 152.3 | 0 | 1.005 | Cogen | -1 | 0.27192 | 0 | 0 |  |  |  |  | -0.27192 | 0 |  |  |  |  | 0 | 0
38614 | TNBPAMCG4_8 | 4 | Houston | YES | -0.009875 | 96 | 0 | 96 |  | 1.005 | Cogen | -1 | 0.27192 | 0 | 0 |  |  |  |  | -0.27192 | 0 |  |  |  |  | 0 | 0
38615 | TNBPAMCG5_8 | 1 | Houston | YES | -0.009875 | 244 | 0 | 244 | 0 | 1.005 | Cogen | -1 | 0.27192 | 0 | 0 |  |  |  |  | -0.27192 | 0 |  |  |  |  | 0 | 0
38690 | TNBP_CGN4_8 | 3 | Houston | YES | -0.009875 | 40 | 0 | 40 |  | 1.005 | Cogen | -1 | 0.27192 | 0 | 0 |  |  |  |  | -0.27192 | 0 |  |  |  |  | 0 | 0
38711 | TNTXCTY1CG8 | 1 | Houston | YES | -0.009875 | 100.3 | 59 | 100.3 | 0 | 1 | Cogen | -1 | 0.27192 | 0 | 0 |  |  |  |  | -0.27192 | 0 |  |  |  |  | 0 | 0
38712 | TNTXCTY2CG8 | 1 | Houston | YES | -0.009875 | 92.9 | 59 | 92.9 | 0 | 1 | Cogen | -1 | 0.27192 | 0 | 0 |  |  |  |  | -0.27192 | 0 |  |  |  |  | 0 | 0
38713 | TNTXCTY3CG8 | 1 | Houston | YES | -0.009875 | 102.7 | 59 | 102.7 | 0 | 1 | Cogen | -1 | 0.27192 | 0 | 0 |  |  |  |  | -0.27192 | 0 |  |  |  |  | 0 | 0
38714 | TNTXCTY4CG8 | 1 | Houston | YES | -0.009875 | 103 | 59 | 103 | 0 | 1 | Cogen | -1 | 0.27192 | 0 | 0 |  |  |  |  | -0.27192 | 0 |  |  |  |  | 0 | 0
39470 | TNDOWCGNSG8 | 1 | Houston | YES | -0.009875 | 32 | 10 | 32 | 0 | 0.985 | Cogen | -1 | 0.27192 | 0 | 0 |  |  |  |  | -0.27192 | 0 |  |  |  |  | 0 | 0
39480 | TNDOWCGNGG8 | 1 | Houston | YES | -0.009875 | 30 | 10 | 30 | 0 | 0.985 | Cogen | -1 | 0.27192 | 0 | 0 |  |  |  |  | -0.27192 | 0 |  |  |  |  | 0 | 0
48772 | PHR_GN2_2 | MB | Houston | YES | -0.010023 | 0 | 72 | 459 |  | 1.0362 | GSC | -1 | 0.27207 | 0 | 0 |  |  |  |  | -0.27207 | 0 |  |  |  |  | 0 | 0
48561 | CTL_GT2_8130 | 1 | Houston | YES | -0.010128 | 73.5 | 30.3 | 91.9 |  | 1.0362 | Cogen | -1 | 0.27218 | 0 | 0 |  |  |  |  | -0.27218 | 0 |  |  |  |  | 0 | 0
48562 | CTL_GT3_8135 | 2 | Houston | YES | -0.010128 | 70.1 | 30.3 | 87.6 |  | 1.0362 | Cogen | -1 | 0.27218 | 0 | 0 |  |  |  |  | -0.27218 | 0 |  |  |  |  | 0 | 0
48563 | CTL_GT4_8140 | 3 | Houston | YES | -0.010128 | 69.6 | 30.3 | 87 |  | 1.0362 | Cogen | -1 | 0.27218 | 0 | 0 |  |  |  |  | -0.27218 | 0 |  |  |  |  | 0 | 0
48564 | CTL_GN1_8145 | 4 | Houston | YES | -0.010128 | 43.6 | 12.9 | 54.5 |  | 1.0362 | Cogen | -1 | 0.27218 | 0 | 0 |  |  |  |  | -0.27218 | 0 |  |  |  |  | 0 | 0
48565 | CTL_GN2_8155 | 5 | Houston | YES | -0.010128 | 9.8 | 3.4 | 12.2 |  | 1.0362 | Cogen | -1 | 0.27218 | 0 | 0 |  |  |  |  | -0.27218 | 0 |  |  |  |  | 0 | 0
48531 | BYU_GT1_8075 | 1 | Houston | YES | -0.010167 | 65 | 0 | 65 |  | 1.0362 | Cogen | -1 | 0.27222 | 0 | 0 |  |  |  |  | -0.27222 | 0 |  |  |  |  | 0 | 0
48532 | BYU_GT2_8055 | 2 | Houston | YES | -0.010167 | 62 | 0 | 62 |  | 1.0362 | Cogen | -1 | 0.27222 | 0 | 0 |  |  |  |  | -0.27222 | 0 |  |  |  |  | 0 | 0
48533 | BYU_GT3_8060 | 3 | Houston | YES | -0.010167 | 67 | 0 | 67 |  | 1.0362 | Cogen | -1 | 0.27222 | 0 | 0 |  |  |  |  | -0.27222 | 0 |  |  |  |  | 0 | 0
48534 | BYU_GT4_8065 | 4 | Houston | YES | -0.010167 | 65 | 0 | 65 |  | 1.0362 | Cogen | -1 | 0.27222 | 0 | 0 |  |  |  |  | -0.27222 | 0 |  |  |  |  | 0 | 0
48693 | GBY_83841065 | E | Houston | YES | -0.010229 | 45.6 | 20 | 57 | 0 | 1.0362 | GGT | -1 | 0.27228 | 57 | 57 |  |  |  |  | -0.27228 | -15.5198 |  |  |  |  | 0 | 0
48692 | GBY_81821075 | D | Houston | YES | -0.010229 | 44 | 20 | 55 | 0 | 1.0362 | GGT | -1 | 0.27228 | 55 | 55 |  |  |  |  | -0.27228 | -14.9753 |  |  |  |  | 0 | 0
48693 | GBY_83841065 | F | Houston | YES | -0.010229 | 43.2 | 20 | 54 | 0 | 1.0362 | GGT | -1 | 0.27228 | 54 | 54 |  |  |  |  | -0.27228 | -14.703 |  |  |  |  | 0 | 0
48691 | GBY_73741085 | B | Houston | YES | -0.010229 | 37.6 | 20 | 47 | 0 | 1.0362 | GGT | -1 | 0.27228 | 47 | 47 |  |  |  |  | -0.27228 | -12.797 |  |  |  |  | 0 | 0
48691 | GBY_73741085 | A | Houston | YES | -0.010229 | 37.6 | 20 | 47 | 0 | 1.0362 | GGT | -1 | 0.27228 | 47 | 47 |  |  |  |  | -0.27228 | -12.797 |  |  |  |  | 0 | 0
48692 | GBY_81821075 | C | Houston | YES | -0.010229 | 37.6 | 20 | 47 | 0 | 1.0362 | GGT | -1 | 0.27228 | 47 | 47 |  |  |  |  | -0.27228 | -12.797 |  |  |  |  | 0 | 0
48841 | SJS_GT1_GT1 | 1 | Houston | YES | -0.010242 | 62.4 | 49 | 78 | 0 | 1.0362 | Cogen | -1 | 0.27229 | 0 | 0 |  |  |  |  | -0.27229 | 0 |  |  |  |  | 0 | 0
48842 | SJS_GT2_GT2 | 2 | Houston | YES | -0.010242 | 64.8 | 49 | 81 | 0 | 1.0362 | Cogen | -1 | 0.27229 | 0 | 0 |  |  |  |  | -0.27229 | 0 |  |  |  |  | 0 | 0
48645 | DPEC_ST55065 | 5 | Houston | YES | -0.010257 | 282 | 0 | 282 | 0 | 1.0319 | CC | -1 | 0.27231 | 282 | 282 |  |  |  |  | -0.27231 | -76.7902 |  |  |  |  | 0 | 0
48641 | DPEC_GT15040 | 1 | Houston | YES | -0.010257 | 163.2 | 98 | 163.2 | 0 | 1.0319 | CC | -1 | 0.27231 | 163.2 | 163.2 |  |  |  |  | -0.27231 | -44.4403 |  |  |  |  | 0 | 0
48643 | DPEC_GT35010 | 3 | Houston | YES | -0.010257 | 157.5 | 98 | 157.5 | 0 | 1.0319 | CC | -1 | 0.27231 | 157.5 | 157.5 |  |  |  |  | -0.27231 | -42.8881 |  |  |  |  | 0 | 0
48642 | DPEC_GT25025 | 2 | Houston | YES | -0.010257 | 157.1 | 98 | 157.1 | 0 | 1.0319 | CC | -1 | 0.27231 | 157.1 | 157.1 |  |  |  |  | -0.27231 | -42.7792 |  |  |  |  | 0 | 0
48644 | DPEC_GT45070 | 4 | Houston | YES | -0.010257 | 157 | 98 | 157 | 0 | 1.0319 | CC | -1 | 0.27231 | 157 | 157 |  |  |  |  | -0.27231 | -42.752 |  |  |  |  | 0 | 0
48761 | PR_GT1__9040 | 1 | Houston | YES | -0.010281 | 26 | 0 | 35 |  | 1 | Cogen | -1 | 0.27233 | 0 | 0 |  |  |  |  | -0.27233 | 0 |  |  |  |  | 0 | 0
48855 | SRB_GT211035 | B1 | Houston | YES | -0.010299 | 0 | 0 | 18 |  | 1.014 | GGT | -1 | 0.27235 | 18 | 18 |  |  |  |  | -0.27235 | -4.9023 |  |  |  |  | 0 | 0
48855 | SRB_GT211035 | B2 | Houston | YES | -0.010299 | 0 | 0 | 12 |  | 1.014 | GGT | -1 | 0.27235 | 12 | 12 |  |  |  |  | -0.27235 | -3.2682 |  |  |  |  | 0 | 0
48852 | SRB_GN2_2 | 2 | Houston | YES | -0.0103 | 140.8 | 26 | 176 | 0 | 1.0217 | GST | -1 | 0.27235 | 176 | 176 |  |  |  |  | -0.27235 | -47.9333 |  |  |  |  | 0 | 0
48851 | SRB_GN1_1 | 1 | Houston | YES | -0.010301 | 132 | 26 | 165 | 0 | 1.0217 | GST | -1 | 0.27235 | 165 | 165 |  |  |  |  | -0.27235 | -44.9377 |  |  |  |  | 0 | 0
48551 | CAL_GT1_8045 | 1 | Houston | YES | -0.010302 | 149 | 0 | 149 | 0 | 1.0326 | Cogen | -1 | 0.27235 | 0 | 0 |  |  |  |  | -0.27235 | 0 |  |  |  |  | 0 | 0
48552 | CAL_ST1_8000 | 2 | Houston | YES | -0.010302 | 65.1 | 0 | 65.1 | 0 | 1.0326 | Cogen | -1 | 0.27235 | 0 | 0 |  |  |  |  | -0.27235 | 0 |  |  |  |  | 0 | 0
48853 | SRB_GN3_3 | 3 | Houston | YES | -0.010306 | 170.4 | 35 | 213 |  | 1.0326 | GST | -1 | 0.27235 | 213 | 213 |  |  |  |  | -0.27235 | -58.0115 |  |  |  |  | 0 | 0
48845 | SOL_GT1 | 1 | Houston | YES | -0.010306 | 16.2 | 15.4 | 16.2 |  | 1.0326 | Solar | -1 | 0.27235 | 16.2 | 16.2 |  |  |  |  | -0.27235 | -4.4121 |  |  |  |  | 0 | 0
48854 | SRB_GN4_4 | 4 | Houston | YES | -0.010307 | 182.4 | 35 | 228 | 0 | 1.0326 | GST | -1 | 0.27236 | 228 | 228 |  |  |  |  | -0.27236 | -62.0971 |  |  |  |  | 0 | 0
48611 | DIB_GT1_8080 | 1 | Houston | YES | -0.010307 | 64 | 0 | 64 | 0 | 1.0326 | Cogen | -1 | 0.27236 | 0 | 0 |  |  |  |  | -0.27236 | 0 |  |  |  |  | 0 | 0
48612 | DIB_GT2_8075 | 2 | Houston | YES | -0.010307 | 63.2 | 0 | 63.2 | 0 | 1.0326 | Cogen | -1 | 0.27236 | 0 | 0 |  |  |  |  | -0.27236 | 0 |  |  |  |  | 0 | 0
48613 | DIB_ST1_8085 | 3 | Houston | YES | -0.010307 | 67.9 | 30 | 82.6 | 0 | 1.0326 | Cogen | -1 | 0.27236 | 0 | 0 |  |  |  |  | -0.27236 | 0 |  |  |  |  | 0 | 0
48614 | DIB_GT3_8090 | 4 | Houston | YES | -0.010307 | 73.6 | 15 | 73.6 | 0 | 1.0326 | Cogen | -1 | 0.27236 | 0 | 0 |  |  |  |  | -0.27236 | 0 |  |  |  |  | 0 | 0
48740 | PSG_GN2_8050 | 1 | Houston | YES | -0.010308 | 182 | 60 | 182 | 0 | 1.0326 | Cogen | -1 | 0.27236 | 0 | 0 |  |  |  |  | -0.27236 | 0 |  |  |  |  | 0 | 0
48741 | PSG_GT2_8040 | 1 | Houston | YES | -0.010308 | 158.6 | 50 | 158.6 | 0 | 1.0326 | Cogen | -1 | 0.27236 | 0 | 0 |  |  |  |  | -0.27236 | 0 |  |  |  |  | 0 | 0
48742 | PSG_GT3_8060 | 1 | Houston | YES | -0.010308 | 157 | 50 | 157 | 0 | 1.0326 | Cogen | -1 | 0.27236 | 0 | 0 |  |  |  |  | -0.27236 | 0 |  |  |  |  | 0 | 0
48820 | SHELLG1_3015 | 1 | Houston | YES | -0.010333 | 71 | 34.5 | 71 |  | 1.029 | Cogen | -1 | 0.27238 | 0 | 0 |  |  |  |  | -0.27238 | 0 |  |  |  |  | 0 | 0
48821 | SHELLG2 | 2 | Houston | YES | -0.010333 | 72 | 34.5 | 72 |  | 1.029 | Cogen | -1 | 0.27238 | 0 | 0 |  |  |  |  | -0.27238 | 0 |  |  |  |  | 0 | 0
48822 | SHELLG3_3020 | 2 | Houston | YES | -0.010333 | 30 | 0 | 30 |  | 1.029 | Cogen | -1 | 0.27238 | 0 | 0 |  |  |  |  | -0.27238 | 0 |  |  |  |  | 0 | 0
48822 | SHELLG3_3020 | 1 | Houston | YES | -0.010333 | 39 | 0 | 39 |  | 1.029 | Cogen | -1 | 0.27238 | 0 | 0 |  |  |  |  | -0.27238 | 0 |  |  |  |  | 0 | 0
48500 | APD_GT1_8005 | 1 | Houston | YES | -0.010373 | 137.6 | 54.6 | 137.6 | 0 | 1.0362 | Cogen | -1 | 0.27242 | 0 | 0 |  |  |  |  | -0.27242 | 0 |  |  |  |  | 0 | 0
48511 | LPE_GT1_8070 | 1 | Houston | YES | -0.010376 | 42 | 0 | 42 | 0 | 1.0362 | GGT | -1 | 0.27242 | 42 | 42 |  |  |  |  | -0.27242 | -11.4418 |  |  |  |  | 0 | 0
48512 | LPE_GT2_8075 | 2 | Houston | YES | -0.010376 | 42 | 0 | 42 | 0 | 1.0362 | GGT | -1 | 0.27242 | 42 | 42 |  |  |  |  | -0.27242 | -11.4418 |  |  |  |  | 0 | 0
48513 | LPE_GT3_8080 | 3 | Houston | YES | -0.010376 | 39 | 0 | 39 | 0 | 1.0362 | GGT | -1 | 0.27242 | 39 | 39 |  |  |  |  | -0.27242 | -10.6246 |  |  |  |  | 0 | 0
48514 | LPE_GT4_8085 | 4 | Houston | YES | -0.010376 | 39 | 0 | 39 | 0 | 1.0362 | GGT | -1 | 0.27242 | 39 | 39 |  |  |  |  | -0.27242 | -10.6246 |  |  |  |  | 0 | 0
48593 | CHE_GT1_8015 | 1 | Houston | YES | -0.010386 | 173 | 50 | 173 | 0 | 1.0362 | Cogen | -1 | 0.27243 | 0 | 0 |  |  |  |  | -0.27243 | 0 |  |  |  |  | 0 | 0
48594 | CHE_GN4_8025 | 4 | Houston | YES | -0.010386 | 142 | 60 | 142 | 0 | 1.0362 | Cogen | -1 | 0.27243 | 0 | 0 |  |  |  |  | -0.27243 | 0 |  |  |  |  | 0 | 0
48874 | THW_ST4_ST_4 | 4 | Houston | YES | -0.010447 | 108 | 19 | 108 | 0 | 1.0435 | CC | -1 | 0.2725 | 108 | 108 |  |  |  |  | -0.2725 | -29.4295 |  |  |  |  | 0 | 0
48873 | THW_ST3_ST_3 | 3 | Houston | YES | -0.010447 | 107 | 19 | 107 | 0 | 1.0435 | CC | -1 | 0.2725 | 107 | 107 |  |  |  |  | -0.2725 | -29.157 |  |  |  |  | 0 | 0
48881 | THW_4344 | G | Houston | YES | -0.010447 | 58 | 5 | 58 | 0 | 1.0435 | CC | -1 | 0.2725 | 58 | 58 |  |  |  |  | -0.2725 | -15.8047 |  |  |  |  | 0 | 0
48881 | THW_4344 | H | Houston | YES | -0.010447 | 58 | 5 | 58 | 0 | 1.0435 | CC | -1 | 0.2725 | 58 | 58 |  |  |  |  | -0.2725 | -15.8047 |  |  |  |  | 0 | 0
48877 | THW_3334 | D | Houston | YES | -0.010447 | 57 | 5 | 57 | 0 | 1.0435 | CC | -1 | 0.2725 | 57 | 57 |  |  |  |  | -0.2725 | -15.5322 |  |  |  |  | 0 | 0
48879 | THW_4142 | E | Houston | YES | -0.010447 | 56 | 5 | 56 | 0 | 1.0435 | CC | -1 | 0.2725 | 56 | 56 |  |  |  |  | -0.2725 | -15.2597 |  |  |  |  | 0 | 0
48875 | THW_3132 | A | Houston | YES | -0.010447 | 55 | 5 | 55 | 0 | 1.0435 | CC | -1 | 0.2725 | 55 | 55 |  |  |  |  | -0.2725 | -14.9873 |  |  |  |  | 0 | 0
48877 | THW_3334 | C | Houston | YES | -0.010447 | 55 | 5 | 55 | 0 | 1.0435 | CC | -1 | 0.2725 | 55 | 55 |  |  |  |  | -0.2725 | -14.9873 |  |  |  |  | 0 | 0
48879 | THW_4142 | F | Houston | YES | -0.010447 | 55 | 5 | 55 | 0 | 1.0435 | CC | -1 | 0.2725 | 55 | 55 |  |  |  |  | -0.2725 | -14.9873 |  |  |  |  | 0 | 0
48875 | THW_3132 | B | Houston | YES | -0.010447 | 53 | 5 | 53 | 0 | 1.0435 | CC | -1 | 0.2725 | 53 | 53 |  |  |  |  | -0.2725 | -14.4423 |  |  |  |  | 0 | 0
48582 | CBY_GN2_2 | 2 | Houston | YES | -0.010476 | 596.8 | 110 | 746 | 0 | 1.0435 | GSC | -1 | 0.27252 | 746 | 746 |  |  |  |  | -0.27252 | -203.3033 |  |  |  |  | 0 | 0
49803 | EXN_15GT | 1 | Houston | YES | -0.010505 | 33 | 8.3 | 34 |  | 1.0326 | Cogen | -1 | 0.27255 | 0 | 0 |  |  |  |  | -0.27255 | 0 |  |  |  |  | 0 | 0
49804 | EXN_16GT | 2 | Houston | YES | -0.010505 | 32 | 8.3 | 34.7 |  | 1.0326 | Cogen | -1 | 0.27255 | 0 | 0 |  |  |  |  | -0.27255 | 0 |  |  |  |  | 0 | 0
49805 | EXN_17GT | 3 | Houston | YES | -0.010505 | 31 | 8.3 | 32.7 |  | 1.0326 | Cogen | -1 | 0.27255 | 0 | 0 |  |  |  |  | -0.27255 | 0 |  |  |  |  | 0 | 0
49826 | EXN938GT | 5 | Houston | YES | -0.010505 | 43 | 9.2 | 45.9 |  | 1.0326 | Cogen | -1 | 0.27255 | 0 | 0 |  |  |  |  | -0.27255 | 0 |  |  |  |  | 0 | 0
49828 | EXN941GT | 10 | Houston | YES | -0.010505 | 17.7 | 5.4 | 17.7 | 0 | 1.0326 | Cogen | -1 | 0.27255 | 0 | 0 |  |  |  |  | -0.27255 | 0 |  |  |  |  | 0 | 0
49829 | EXN942GT | 11 | Houston | YES | -0.010505 | 20 | 5.4 | 20.4 | 0 | 1.0326 | Cogen | -1 | 0.27255 | 0 | 0 |  |  |  |  | -0.27255 | 0 |  |  |  |  | 0 | 0
49830 | EXN943GT | 12 | Houston | YES | -0.010505 | 19 | 5.4 | 19.9 | 0 | 1.0326 | Cogen | -1 | 0.27255 | 0 | 0 |  |  |  |  | -0.27255 | 0 |  |  |  |  | 0 | 0
49831 | EXN944GT | 13 | Houston | YES | -0.010505 | 33 | 5.4 | 35 | 0 | 1.0326 | Cogen | -1 | 0.27255 | 0 | 0 |  |  |  |  | -0.27255 | 0 |  |  |  |  | 0 | 0
49832 | EXN945GT | 9 | Houston | YES | -0.010505 | 18.5 | 9.2 | 18.5 |  | 1.0326 | Cogen | -1 | 0.27255 | 0 | 0 |  |  |  |  | -0.27255 | 0 |  |  |  |  | 0 | 0
49837 | EXN_GT | 4 | Houston | YES | -0.010505 | 81 | 21.3 | 85.4 |  | 1.0326 | Cogen | -1 | 0.27255 | 0 | 0 |  |  |  |  | -0.27255 | 0 |  |  |  |  | 0 | 0
49838 | EXN_14GT | 14 | Houston | YES | -0.010505 | 140 | 0 | 148 |  | 1.0326 | Cogen | -1 | 0.27255 | 0 | 0 |  |  |  |  | -0.27255 | 0 |  |  |  |  | 0 | 0
48883 | THW_GT1_GT_1 | B2 | Houston | YES | -0.010508 | 0 | 0 | 12 |  | 1.043 | GGT | -1 | 0.27256 | 12 | 12 |  |  |  |  | -0.27256 | -3.2707 |  |  |  |  | 0 | 0
48651 | EP_1_2 | 1 | Houston | YES | -0.010533 | 4 | 0 | 5 | 0 | 1.0362 | Cogen | -1 | 0.27258 | 0 | 0 |  |  |  |  | -0.27258 | 0 |  |  |  |  | 0 | 0
48651 | EP_1_2 | 2 | Houston | YES | -0.010533 | 17.7 | 10 | 21 | 0 | 1.0362 | Cogen | -1 | 0.27258 | 0 | 0 |  |  |  |  | -0.27258 | 0 |  |  |  |  | 0 | 0
48581 | CBY_GN1_1 | 1 | Houston | YES | -0.010534 | 595.2 | 108 | 744 | 0 | 1.0435 | GSC | -1 | 0.27258 | 744 | 744 |  |  |  |  | -0.27258 | -202.8014 |  |  |  |  | 0 | 0
48940 | WARVUE_GT1 | G1 | Houston | YES | -0.010534 | 15 | 0 | 15 |  | 1.021 | Cogen | -1 | 0.27258 | 0 | 0 |  |  |  |  | -0.27258 | 0 |  |  |  |  | 0 | 0
48791 | PSA_GT1_8160 | 1 | Houston | YES | -0.010538 | 52 | 20.8 | 65 | 0 | 1.0362 | Cogen | -1 | 0.27259 | 0 | 0 |  |  |  |  | -0.27259 | 0 |  |  |  |  | 0 | 0
48792 | PSA_GT2_8155 | 2 | Houston | YES | -0.010538 | 52.8 | 20.3 | 66 | 0 | 1.0362 | Cogen | -1 | 0.27259 | 0 | 0 |  |  |  |  | -0.27259 | 0 |  |  |  |  | 0 | 0
48793 | PSA_GT3_8150 | 3 | Houston | YES | -0.010538 | 56 | 20.3 | 70 | 0 | 1.0362 | Cogen | -1 | 0.27259 | 0 | 0 |  |  |  |  | -0.27259 | 0 |  |  |  |  | 0 | 0
48794 | PSA_GT4_8145 | 4 | Houston | YES | -0.010538 | 52.8 | 20.3 | 66 | 0 | 1.0362 | Cogen | -1 | 0.27259 | 0 | 0 |  |  |  |  | -0.27259 | 0 |  |  |  |  | 0 | 0
48795 | PSA_GT5_8140 | 5 | Houston | YES | -0.010538 | 51.2 | 20.3 | 64 | 0 | 1.0362 | Cogen | -1 | 0.27259 | 0 | 0 |  |  |  |  | -0.27259 | 0 |  |  |  |  | 0 | 0
48796 | PSA_GN1_8165 | 1 | Houston | YES | -0.010538 | 83.2 | 43.1 | 104 | 0 | 1.0362 | Cogen | -1 | 0.27259 | 0 | 0 |  |  |  |  | -0.27259 | 0 |  |  |  |  | 0 | 0
48797 | PSA_GT6_8135 | 6 | Houston | YES | -0.010538 | 47.2 | 34.5 | 59 | 0 | 1.0362 | Cogen | -1 | 0.27259 | 0 | 0 |  |  |  |  | -0.27259 | 0 |  |  |  |  | 0 | 0
48815 | CVC_GT4_8005 | 4 | Houston | YES | -0.010553 | 165 | 91.8 | 165 |  | 1.0362 | Cogen | -1 | 0.2726 | 0 | 0 |  |  |  |  | -0.2726 | 0 |  |  |  |  | 0 | 0
48583 | CBY_GT4_1 | 1 | Houston | YES | -0.010557 | 172 | 0 | 172 | 0 | 1.027 | GSC | -1 | 0.27261 | 172 | 172 |  |  |  |  | -0.27261 | -46.8881 |  |  |  |  | 0 | 0
48584 | CBY_GT4_2 | 2 | Houston | YES | -0.010557 | 172 | 0 | 172 | 0 | 1.027 | CC | -1 | 0.27261 | 172 | 172 |  |  |  |  | -0.27261 | -46.8881 |  |  |  |  | 0 | 0
48585 | CBY_ST4_1 | 3 | Houston | YES | -0.010557 | 172 | 0 | 172 | 0 | 1.027 | CC | -1 | 0.27261 | 172 | 172 |  |  |  |  | -0.27261 | -46.8881 |  |  |  |  | 0 | 0
48598 | BTE_ST1_8070 | 4 | Houston | YES | -0.010605 | 269.2 | 60 | 269.2 | 0 | 1.0261 | CC | -1 | 0.27265 | 269.2 | 269.2 |  |  |  |  | -0.27265 | -73.3983 |  |  |  |  | 0 | 0
48595 | BTE_GT2_8075 | 1 | Houston | YES | -0.010605 | 162.8 | 130 | 162.8 | 0 | 1.0261 | CC | -1 | 0.27265 | 162.8 | 162.8 |  |  |  |  | -0.27265 | -44.388 |  |  |  |  | 0 | 0
48596 | BTE_GT3_8045 | 2 | Houston | YES | -0.010605 | 161.4 | 130 | 161.4 | 0 | 1.0261 | CC | -1 | 0.27265 | 161.4 | 161.4 |  |  |  |  | -0.27265 | -44.0063 |  |  |  |  | 0 | 0
48597 | BTE_GT4_8055 | 3 | Houston | YES | -0.010605 | 158.9 | 130 | 158.9 | 0 | 1.0261 | CC | -1 | 0.27265 | 158.9 | 158.9 |  |  |  |  | -0.27265 | -43.3246 |  |  |  |  | 0 | 0
48690 | GBY_GN5_5 | 5 | Houston | YES | -0.010625 | 318.4 | 81 | 398 |  | 1.0362 | GSC | -1 | 0.27267 | 398 | 398 |  |  |  |  | -0.27267 | -108.5241 |  |  |  |  | 0 | 0
48885 | THW_5152 | B | Houston | YES | -0.010648 | 47.2 | 5 | 59 |  | 1.0319 | GGT | -1 | 0.2727 | 59 | 59 |  |  |  |  | -0.2727 | -16.0891 |  |  |  |  | 0 | 0
48887 | THW_5556 | E | Houston | YES | -0.010648 | 47.2 | 5 | 59 |  | 1.0319 | GGT | -1 | 0.2727 | 59 | 59 |  |  |  |  | -0.2727 | -16.0891 |  |  |  |  | 0 | 0
48885 | THW_5152 | A | Houston | YES | -0.010648 | 46.4 | 5 | 58 |  | 1.0319 | GGT | -1 | 0.2727 | 58 | 58 |  |  |  |  | -0.2727 | -15.8164 |  |  |  |  | 0 | 0
48886 | THW_5354 | D | Houston | YES | -0.010648 | 46.4 | 5 | 58 |  | 1.0319 | GGT | -1 | 0.2727 | 58 | 58 |  |  |  |  | -0.2727 | -15.8164 |  |  |  |  | 0 | 0
48886 | THW_5354 | C | Houston | YES | -0.010648 | 45.6 | 5 | 57 |  | 1.0319 | GGT | -1 | 0.2727 | 57 | 57 |  |  |  |  | -0.2727 | -15.5437 |  |  |  |  | 0 | 0
48887 | THW_5556 | F | Houston | YES | -0.010648 | 45.6 | 5 | 57 |  | 1.0319 | GGT | -1 | 0.2727 | 57 | 57 |  |  |  |  | -0.2727 | -15.5437 |  |  |  |  | 0 | 0
48591 | CHE_GT2_5030 | 2 | Houston | YES | -0.010934 | 173 | 50 | 173 | 0 | 1.029 | Cogen | -1 | 0.27298 | 0 | 0 |  |  |  |  | -0.27298 | 0 |  |  |  |  | 0 | 0
48811 | CVC_GT3_5045 | 3 | Houston | YES | -0.010934 | 156 | 91.8 | 156 | 0 | 1.029 | Cogen | -1 | 0.27298 | 0 | 0 |  |  |  |  | -0.27298 | 0 |  |  |  |  | 0 | 0
48812 | CVC_GT2_5020 | 2 | Houston | YES | -0.010934 | 158 | 91.8 | 158 | 0 | 1.029 | Cogen | -1 | 0.27298 | 0 | 0 |  |  |  |  | -0.27298 | 0 |  |  |  |  | 0 | 0
48813 | CVC_GT1_5035 | 1 | Houston | YES | -0.010934 | 160 | 91.8 | 160 | 0 | 1.029 | Cogen | -1 | 0.27298 | 0 | 0 |  |  |  |  | -0.27298 | 0 |  |  |  |  | 0 | 0
48814 | CVC_ST5_5040 | 1 | Houston | YES | -0.010934 | 162 | 91.8 | 162 | 0 | 1.029 | Cogen | -1 | 0.27298 | 0 | 0 |  |  |  |  | -0.27298 | 0 |  |  |  |  | 0 | 0
334 | RWMILLER03 | 3 | North | YES | -0.011435 | 166.4 | 65 | 208 | 0 | 1.04 | GST | -1 | 0.27348 | 208 | 208 |  |  | -2.3785 | 208 | -0.27348 | -56.8846 |  |  |  |  | 0 | 0
333 | RWMILLER02 | 2 | North | YES | -0.011435 | 95.2 | 37 | 119 | 0 | 1.04 | GST | -1 | 0.27348 | 119 | 119 |  |  | -1.3608 | 119 | -0.27348 | -32.5445 |  |  |  |  | 0 | 0
335 | RWMILLER04 | 4 | North | YES | -0.011435 | 81.6 | 0 | 102 | 0 | 1.04 | GST | -1 | 0.27348 | 102 | 102 |  |  | -1.1664 | 102 | -0.27348 | -27.8953 |  |  |  |  | 0 | 0
336 | RWMILLER05 | 5 | North | YES | -0.011435 | 80.8 | 0 | 101 | 0 | 1.04 | GST | -1 | 0.27348 | 101 | 101 |  |  | -1.1549 | 101 | -0.27348 | -27.6218 |  |  |  |  | 0 | 0
332 | RWMILLER01 | 1 | North | YES | -0.011435 | 58.4 | 18.5 | 73 | 0 | 1.04 | GST | -1 | 0.27348 | 73 | 73 |  |  | -0.83476 | 73 | -0.27348 | -19.9643 |  |  |  |  | 0 | 0
251 | BOSQUESW803 | 2 | North | YES | -0.012215 | 150 | 0 | 150 | 0 | 1.032 | CC | -1 | 0.27426 | 150 | 150 |  |  | -1.8322 | 150 | -0.27426 | -41.1395 |  |  |  |  | 0 | 0
253 | BOSQUESW804 | 2 | North | YES | -0.012215 | 80 | 0 | 80 | 0 | 1.032 | CC | -1 | 0.27426 | 80 | 80 |  |  | -0.9772 | 80 | -0.27426 | -21.9411 |  |  |  |  | 0 | 0
244 | WHITNYDM01 | 1 | North | YES | -0.012738 | 15 | 0 | 15 | 0 | 1.035 | Hydro | -1 | 0.27479 | 0 | 0 |  |  | 0 | 0 | -0.27479 | 0 |  |  |  |  | 0 | 0
245 | WHITNYDM02 | 2 | North | YES | -0.012738 | 15 | 0 | 15 | 0 | 1.035 | Hydro | -1 | 0.27479 | 0 | 0 |  |  | 0 | 0 | -0.27479 | 0 |  |  |  |  | 0 | 0
60000 | DSKY2 | 1 | West | YES | 0.25369 | 19.1 | 0 | 76.5 |  | 1.039 | Wind | 1 | 0.27509 | 0 | 76.5 | 19.4074 | 76.5 |  |  | 0.27509 | 21.0441 |  |  |  |  | 0 | 0
238 | BOSQUESW505 | 1 | North | YES | -0.01343 | 255 | 0 | 255 | 0 | 1.02 | CC | -1 | 0.27548 | 255 | 255 |  |  | -3.4247 | 255 | -0.27548 | -70.247 |  |  |  |  | 0 | 0
247 | BOSQUESW501 | 2 | North | YES | -0.01343 | 124.8 | 0 | 156 | 0 | 1.02 | GGT | -1 | 0.27548 | 156 | 156 |  |  | -2.0951 | 156 | -0.27548 | -42.9746 |  |  |  |  | 0 | 0
239 | BOSQUESW502 | 1 | North | YES | -0.01343 | 119.2 | 0 | 149 | 0 | 1.02 | GGT | -1 | 0.27548 | 149 | 149 |  |  | -2.0011 | 149 | -0.27548 | -41.0463 |  |  |  |  | 0 | 0
48674 | FTR_CN4_5095 | 4 | North | YES | -0.0135 | 380 | 0 | 380 | 0 | 1.0319 | CC | -1 | 0.27555 | 380 | 380 |  |  | -5.13 | 380 | -0.27555 | -104.7084 |  |  |  |  | 0 | 0
48672 | FTR_GT2_5110 | 2 | North | YES | -0.0135 | 159 | 0 | 159 | 0 | 1.0319 | CC | -1 | 0.27555 | 159 | 159 |  |  | -2.1465 | 159 | -0.27555 | -43.8122 |  |  |  |  | 0 | 0
48673 | FTR_GT3_5085 | 3 | North | YES | -0.0135 | 158 | 0 | 158 | 0 | 1.0319 | CC | -1 | 0.27555 | 158 | 158 |  |  | -2.133 | 158 | -0.27555 | -43.5367 |  |  |  |  | 0 | 0
48671 | FTR_GT1_5105 | 1 | North | YES | -0.0135 | 154.2 | 0 | 154.2 | 0 | 1.0319 | CC | -1 | 0.27555 | 154.2 | 154.2 |  |  | -2.0817 | 154.2 | -0.27555 | -42.4896 |  |  |  |  | 0 | 0
3417 | LAKE_CRK2_G | 2 | North | YES | -0.01356 | 177.6 | 40 | 222 | 0 | 1.029 | GST | -1 | 0.27561 | 222 | 222 |  |  | -3.0103 | 222 | -0.27561 | -61.1851 |  |  |  |  | 0 | 0
3416 | LAKE_CRK1_G | 1 | North | YES | -0.01356 | 60 | 33 | 75 |  | 1.029 | GST | -1 | 0.27561 | 75 | 75 |  |  | -1.017 | 75 | -0.27561 | -20.6706 |  |  |  |  | 0 | 0
1898 | COMCHEPK_1G | 1 | North | YES | -0.013771 | 1217 | 1150 | 1217 | 0 | 1.032 | Nuc | -1 | 0.27582 | 0 | 0 |  |  | 0 | 0 | -0.27582 | 0 |  |  |  |  | 0 | 0
1899 | COMCHEPK_2G | 2 | North | YES | -0.013771 | 1159 | 1128 | 1159 | 0 | 1.032 | Nuc | -1 | 0.27582 | 0 | 0 |  |  | 0 | 0 | -0.27582 | 0 |  |  |  |  | 0 | 0
60018 | DSKY1 | 1 | West | YES | 0.2545 | 21 | 0 | 84 | 0 | 1.023 | Wind | 1 | 0.27589 | 0 | 84 | 21.3777 | 84 |  |  | 0.27589 | 23.1749 |  |  |  |  | 0 | 0
32892 | BRYN_DNSBY14 | 1 | North | YES | -0.01396 | 84 | 25 | 105 | 0 | 1.035 | GST | -1 | 0.27601 | 105 | 105 |  |  | -1.4658 | 105 | -0.27601 | -28.9809 |  |  |  |  | 0 | 0
32883 | BRYN_DNSBY3 | 1 | North | YES | -0.01396 | 0 | 2 | 48 |  | 1.015 | GST | -1 | 0.27601 | 48 | 48 |  |  | -0.67008 | 48 | -0.27601 | -13.2484 |  |  |  |  | 0 | 0
32884 | BRYN_DNSBY13 | 1 | North | YES | -0.01396 | 46 | 2 | 46 | 0 | 1.015 | GST | -1 | 0.27601 | 46 | 46 |  |  | -0.64216 | 46 | -0.27601 | -12.6964 |  |  |  |  | 0 | 0
32888 | BRYN_ATKINS7 | 1 | North | YES | -0.014003 | 13.6 | 4 | 17 |  | 1.028 | GGT | -1 | 0.27605 | 17 | 17 |  |  | -0.23805 | 17 | -0.27605 | -4.6929 |  |  |  |  | 0 | 0
32886 | BRYN_ATKINS3 | MB | North | YES | -0.014003 | 0 | 5 | 12 |  | 1 | GST | -1 | 0.27605 | 0 | 0 |  |  | 0 | 0 | -0.27605 | 0 |  |  |  |  | 0 | 0
32887 | BRYN_ATKINS6 | MB | North | YES | -0.014003 | 0 | 12 | 51 |  | 1.028 | GST | -1 | 0.27605 | 0 | 0 |  |  | 0 | 0 | -0.27605 | 0 |  |  |  |  | 0 | 0
32890 | BRYN_ATKINS4 | MB | North | YES | -0.014003 | 0 | 5 | 22 |  | 1.031 | GST | -1 | 0.27605 | 0 | 0 |  |  | 0 | 0 | -0.27605 | 0 |  |  |  |  | 0 | 0
32891 | BRYN_ATKINS5 | MB | North | YES | -0.014003 | 0 | 5 | 25 |  | 1.031 | GST | -1 | 0.27605 | 0 | 0 |  |  | 0 | 0 | -0.27605 | 0 |  |  |  |  | 0 | 0
32798 | BRYN_TAMUGEN | 1 | North | YES | -0.014018 | 32 | 0 | 32 |  | 1.02 | GST | -1 | 0.27607 | 32 | 32 |  |  | -0.44858 | 32 | -0.27607 | -8.8341 |  |  |  |  | 0 | 0
990 | GIBN_CREK_G1 | 1 | North | YES | -0.014032 | 463 | 200 | 463 | 0 | 1.0275 | LIGCO | -1 | 0.27608 | 0 | 463 |  |  | 0 | 0 | -0.27608 | 0 |  |  |  |  | 0 | 0
3404 | THOUSE_2G | 2 | North | YES | -0.01427 | 807 | 250 | 807 | 0 | 1.012 | GSC | -1 | 0.27632 | 807 | 807 |  |  | -11.5159 | 807 | -0.27632 | -222.989 |  |  |  |  | 0 | 0
3403 | THOUSE_1G | 1 | North | YES | -0.01427 | 563 | 200 | 563 | 0 | 1.012 | GSC | -1 | 0.27632 | 563 | 563 |  |  | -8.034 | 563 | -0.27632 | -155.5673 |  |  |  |  | 0 | 0
71051 | L_BITTCR1_1N | W1 | West | YES | 0.25546 | 7.5 | 0 | 37.5 |  | 1.02 | Wind | 1 | 0.27685 | 0 | 37.5 | 9.5797 | 37.5 |  |  | 0.27685 | 10.382 |  |  |  |  | 0 | 0
71061 | L_SWEETW1_5N | W1 | West | YES | 0.25546 | 16.1 | 0 | 80.5 | 0 | 1.02 | Wind | 1 | 0.27685 | 0 | 80.5 | 20.5644 | 80.5 |  |  | 0.27685 | 22.2867 |  |  |  |  | 0 | 0
71060 | L_SWEETW1_4N | W1 | West | YES | 0.25546 | 21 | 0 | 105 | 0 | 1.02 | Wind | 1 | 0.27685 | 0 | 105 | 26.8231 | 105 |  |  | 0.27685 | 29.0696 |  |  |  |  | 0 | 0
71054 | L_SWEETW1_1N | W1 | West | YES | 0.25546 | 21.5 | 0 | 107.5 |  | 1.02 | Wind | 1 | 0.27685 | 0 | 107.5 | 27.4617 | 107.5 |  |  | 0.27685 | 29.7617 |  |  |  |  | 0 | 0
71059 | L_SWEETW1_3N | W1 | West | YES | 0.25546 | 23.8 | 0 | 119 | 0 | 1.02 | Wind | 1 | 0.27685 | 0 | 119 | 30.3995 | 119 |  |  | 0.27685 | 32.9455 |  |  |  |  | 0 | 0
71057 | L_SWEETW1_2N | W1 | West | YES | 0.25546 | 27 | 0 | 135 |  | 1.02 | Wind | 1 | 0.27685 | 0 | 135 | 34.4868 | 135 |  |  | 0.27685 | 37.3752 |  |  |  |  | 0 | 0
1879 | WLFHOLW_3G | 3 | North | YES | -0.014868 | 272.4 | 89.2 | 272.4 | 0 | 1.032 | CC | -1 | 0.27692 | 272.4 | 272.4 |  |  | -4.05 | 272.4 | -0.27692 | -75.4321 |  |  |  |  | 0 | 0
1877 | WLFHOLW_1G | 1 | North | YES | -0.014868 | 217.3 | 89.2 | 217.3 | 0 | 1.032 | CC | -1 | 0.27692 | 217.3 | 217.3 |  |  | -3.2308 | 217.3 | -0.27692 | -60.174 |  |  |  |  | 0 | 0
1878 | WLFHOLW_2G | 2 | North | YES | -0.014868 | 215.7 | 105 | 215.7 | 0 | 1.032 | CC | -1 | 0.27692 | 215.7 | 215.7 |  |  | -3.207 | 215.7 | -0.27692 | -59.7309 |  |  |  |  | 0 | 0
344 | MRSSHPRD | 1 | North | YES | -0.015295 | 0 | 0 | 12 |  | 1.03 | Hydro | -1 | 0.27734 | 0 | 0 |  |  | 0 | 0 | -0.27734 | 0 |  |  |  |  | 0 | 0
345 | MRSSHPRD01 | 2 | North | YES | -0.015295 | 0 | 0 | 12 |  | 1.03 | Hydro | -1 | 0.27734 | 0 | 0 |  |  | 0 | 0 | -0.27734 | 0 |  |  |  |  | 0 | 0
39960 | TNTNPONE_18 | 1 | North | YES | -0.015753 | 152.3 | 30 | 152.3 |  | 1.04 | LIGCO | -1 | 0.2778 | 0 | 152.3 |  |  | 0 | 0 | -0.2778 | 0 |  |  |  |  | 0 | 0
39970 | TNTNPONE_28 | 1 | North | YES | -0.015753 | 153 | 30 | 153 |  | 1.04 | LIGCO | -1 | 0.2778 | 0 | 153 |  |  | 0 | 0 | -0.2778 | 0 |  |  |  |  | 0 | 0
366 | JNSNCNTY802 | 1 | North | YES | -0.016047 | 168 | 20 | 168 | 0 | 1.02 | Cogen | -1 | 0.2781 | 0 | 0 |  |  | 0 | 0 | -0.2781 | 0 |  |  |  |  | 0 | 0
367 | JNSNCNTY802 | 2 | North | YES | -0.016047 | 90 | 20 | 90 | 0 | 1.02 | Cogen | -1 | 0.2781 | 0 | 0 |  |  | 0 | 0 | -0.2781 | 0 |  |  |  |  | 0 | 0
1892 | DECRDOVA_2G | A | North | YES | -0.016225 | 65 | 65 | 70 | 0 | 1.025 | GGT | -1 | 0.27827 | 70 | 70 |  |  | -1.1358 | 70 | -0.27827 | -19.4791 |  |  |  |  | 0 | 0
1893 | DECRDOVA_3G | B | North | YES | -0.016225 | 65 | 65 | 69 | 0 | 1.025 | GGT | -1 | 0.27827 | 69 | 69 |  |  | -1.1195 | 69 | -0.27827 | -19.2009 |  |  |  |  | 0 | 0
1894 | DECRDOVA_4G | C | North | YES | -0.016225 | 65 | 65 | 69 | 0 | 1.025 | GGT | -1 | 0.27827 | 69 | 69 |  |  | -1.1195 | 69 | -0.27827 | -19.2009 |  |  |  |  | 0 | 0
1895 | DECRDOVA_5G | D | North | YES | -0.016225 | 65 | 65 | 68 | 0 | 1.025 | GGT | -1 | 0.27827 | 68 | 68 |  |  | -1.1033 | 68 | -0.27827 | -18.9226 |  |  |  |  | 0 | 0
48721 | LEG_1___1 | 1 | North | YES | -0.016442 | 827 | 357 | 827 | 0 | 1.0348 | LIGCO | -1 | 0.27849 | 0 | 827 |  |  | 0 | 0 | -0.27849 | 0 |  |  |  |  | 0 | 0
48722 | LEG_2___2 | 2 | North | YES | -0.016442 | 819 | 357 | 819 | 0 | 1.0348 | LIGCO | -1 | 0.27849 | 0 | 819 |  |  | 0 | 0 | -0.27849 | 0 |  |  |  |  | 0 | 0
60017 | ORNNWP1 | 1 | West | YES | 0.25716 | 20 | 0 | 80 |  | 1.027 | Wind | 1 | 0.27855 | 0 | 80 | 20.5726 | 80 |  |  | 0.27855 | 22.2842 |  |  |  |  | 0 | 0
76091 | L_DIVIDE1_1N | W1 | West | YES | 0.25755 | 22.5 | 0 | 112.5 |  | 1.02 | Wind | 1 | 0.27894 | 0 | 112.5 | 28.9743 | 112.5 |  |  | 0.27894 | 31.3812 |  |  |  |  | 0 | 0
76095 | L_CAPRSI1_1N | W1 | West | YES | 0.25755 | 29.9 | 0 | 149.5 | 0 | 1.02 | Wind | 1 | 0.27894 | 0 | 149.5 | 38.5036 | 149.5 |  |  | 0.27894 | 41.7022 |  |  |  |  | 0 | 0
76096 | L_CAPRSI1_2N | W1 | West | YES | 0.25755 | 37.2 | 0 | 186 | 0 | 1.02 | Wind | 1 | 0.27894 | 0 | 186 | 47.9041 | 186 |  |  | 0.27894 | 51.8836 |  |  |  |  | 0 | 0
76097 | L_CAPRGE1_1N | W1 | West | YES | 0.25755 | 42.9 | 0 | 214.5 | 0 | 1.02 | Wind | 1 | 0.27894 | 0 | 214.5 | 55.2443 | 214.5 |  |  | 0.27894 | 59.8336 |  |  |  |  | 0 | 0
3381 | BBRN_1G | 1 | North | YES | -0.018346 | 618 | 225 | 618 | 0 | 1.03 | LIGCO | -1 | 0.28039 | 0 | 618 |  |  | 0 | 0 | -0.28039 | 0 |  |  |  |  | 0 | 0
3382 | BBRN_2G | 2 | North | YES | -0.018346 | 589 | 225 | 589 | 0 | 1.03 | LIGCO | -1 | 0.28039 | 0 | 589 |  |  | 0 | 0 | -0.28039 | 0 |  |  |  |  | 0 | 0
13133 | CALFREST_3G | 3 | North | YES | -0.018651 | 177.4 | 40 | 177.4 | 0 | 1.031 | CC | -1 | 0.2807 | 177.4 | 177.4 |  |  | -3.3087 | 177.4 | -0.2807 | -49.7961 |  |  |  |  | 0 | 0
13132 | CALFREST_2G | 2 | North | YES | -0.018651 | 151 | 57 | 151 | 0 | 1.031 | CC | -1 | 0.2807 | 151 | 151 |  |  | -2.8163 | 151 | -0.2807 | -42.3856 |  |  |  |  | 0 | 0
13131 | CALFREST_1G | 1 | North | YES | -0.018651 | 150.7 | 40 | 150.7 | 0 | 1.031 | CC | -1 | 0.2807 | 150.7 | 150.7 |  |  | -2.8107 | 150.7 | -0.2807 | -42.3014 |  |  |  |  | 0 | 0
13136 | CALFREST_6G | 6 | North | YES | -0.018719 | 177.5 | 40 | 177.5 | 0 | 1.031 | CC | -1 | 0.28077 | 177.5 | 177.5 |  |  | -3.3226 | 177.5 | -0.28077 | -49.8362 |  |  |  |  | 0 | 0
13135 | CALFREST_5G | 5 | North | YES | -0.018719 | 152.3 | 57 | 152.3 | 0 | 1.031 | CC | -1 | 0.28077 | 152.3 | 152.3 |  |  | -2.8509 | 152.3 | -0.28077 | -42.7609 |  |  |  |  | 0 | 0
13134 | CALFREST_4G | 4 | North | YES | -0.018719 | 151.5 | 40 | 151.5 | 0 | 1.031 | CC | -1 | 0.28077 | 151.5 | 151.5 |  |  | -2.8359 | 151.5 | -0.28077 | -42.5363 |  |  |  |  | 0 | 0
36998 | RDCNYNG1 | 1 | West | YES | 0.25948 | 16.8 | 0 | 84 |  | 1.01 | Wind | 1 | 0.28087 | 0 | 84 | 21.7962 | 84 |  |  | 0.28087 | 23.5934 |  |  |  |  | 0 | 0
1889 | DECRDOVA_1G | 1 | North | YES | -0.019037 | 779 | 255 | 779 | 0 | 1.02 | GSC | -1 | 0.28109 | 779 | 779 |  |  | -14.8298 | 779 | -0.28109 | -218.9656 |  |  |  |  | 0 | 0
505 | NTHTEXAS03 | 3 | North | YES | -0.019097 | 30.4 | 15 | 38 |  | 1.015 | GST | -1 | 0.28115 | 38 | 38 |  |  | -0.72569 | 38 | -0.28115 | -10.6835 |  |  |  |  | 0 | 0
503 | NTHTEXAS01 | 1 | North | YES | -0.019097 | 0 | 5 | 18 |  | 1.015 | GST | -1 | 0.28115 | 18 | 18 |  |  | -0.34375 | 18 | -0.28115 | -5.0606 |  |  |  |  | 0 | 0
504 | NTHTEXAS02 | 2 | North | YES | -0.019097 | 14.4 | 5 | 18 |  | 1.015 | GST | -1 | 0.28115 | 18 | 18 |  |  | -0.34375 | 18 | -0.28115 | -5.0606 |  |  |  |  | 0 | 0
3126 | TRINIDAD_6G | 1 | North | YES | -0.01957 | 179.2 | 46 | 224 | 0 | 1 | GST | -1 | 0.28162 | 224 | 224 |  |  | -4.3837 | 224 | -0.28162 | -63.0825 |  |  |  |  | 0 | 0
1938 | MDLTHELP_6G | 6 | North | YES | -0.019655 | 226 | 74 | 226 | 0 | 1 | CC | -1 | 0.2817 | 226 | 226 |  |  | -4.442 | 226 | -0.2817 | -63.665 |  |  |  |  | 0 | 0
1937 | MDLTHELP_5G | 5 | North | YES | -0.019655 | 224 | 74 | 224 | 0 | 1 | CC | -1 | 0.2817 | 224 | 224 |  |  | -4.4027 | 224 | -0.2817 | -63.1016 |  |  |  |  | 0 | 0
1943 | MDLTHELP_3G | 3 | North | YES | -0.019655 | 212 | 74 | 212 | 0 | 1 | CC | -1 | 0.2817 | 212 | 212 |  |  | -4.1669 | 212 | -0.2817 | -59.7211 |  |  |  |  | 0 | 0
1944 | MDLTHELP_4G | 4 | North | YES | -0.019655 | 211 | 74 | 211 | 0 | 1 | CC | -1 | 0.2817 | 211 | 211 |  |  | -4.1472 | 211 | -0.2817 | -59.4394 |  |  |  |  | 0 | 0
12322 | ENNSTRAC_1G | 1 | North | YES | -0.019906 | 196 | 130 | 196 | 0 | 1.036 | CC | -1 | 0.28195 | 196 | 196 |  |  | -3.9016 | 196 | -0.28195 | -55.2631 |  |  |  |  | 0 | 0
12323 | ENNSTRAC_2G | 2 | North | YES | -0.019906 | 116 | 100 | 116 | 0 | 1.036 | CC | -1 | 0.28195 | 116 | 116 |  |  | -2.3091 | 116 | -0.28195 | -32.7067 |  |  |  |  | 0 | 0
3108 | STRYKER_2G | 2 | North | YES | -0.020238 | 484 | 75 | 484 | 0 | 1.029 | GST | -1 | 0.28229 | 484 | 484 |  |  | -9.7952 | 484 | -0.28229 | -136.6267 |  |  |  |  | 0 | 0
3107 | STRYKER_1G | 1 | North | YES | -0.020238 | 145.6 | 45 | 182 | 0 | 1.029 | GST | -1 | 0.28229 | 182 | 182 |  |  | -3.6833 | 182 | -0.28229 | -51.3761 |  |  |  |  | 0 | 0
3309 | ASPN_G | 1 | North | YES | -0.020271 | 50 | 0 | 50 |  | 1 | Bio | -1 | 0.28232 | 50 | 50 |  |  | -1.0135 | 50 | -0.28232 | -14.116 |  |  |  |  | 0 | 0
3348 | CHAMPION_1G | MB | North | YES | -0.020289 | 0 | 42 | 42 |  | 1 | Cogen | -1 | 0.28234 | 0 | 0 |  |  | 0 | 0 | -0.28234 | 0 |  |  |  |  | 0 | 0
1941 | MDLTHELP_1G | 1 | North | YES | -0.020378 | 216.4 | 74 | 216.4 | 0 | 1 | CC | -1 | 0.28243 | 216.4 | 216.4 |  |  | -4.4098 | 216.4 | -0.28243 | -61.1171 |  |  |  |  | 0 | 0
1942 | MDLTHELP_2G | 2 | North | YES | -0.020378 | 216.1 | 74 | 216.1 | 0 | 1 | CC | -1 | 0.28243 | 216.1 | 216.1 |  |  | -4.4037 | 216.1 | -0.28243 | -61.0324 |  |  |  |  | 0 | 0
13119 | TGATEWAY_4G | 4 | North | YES | -0.020446 | 399 | 65 | 399 | 0 | 1.0232 | CC | -1 | 0.28249 | 399 | 399 |  |  | -8.158 | 399 | -0.28249 | -112.7153 |  |  |  |  | 0 | 0
13116 | TGATEWAY_1G | 1 | North | YES | -0.020446 | 151 | 30 | 151 | 0 | 1.0232 | CC | -1 | 0.28249 | 151 | 151 |  |  | -3.0873 | 151 | -0.28249 | -42.6567 |  |  |  |  | 0 | 0
13118 | TGATEWAY_3G | 3 | North | YES | -0.020446 | 148 | 30 | 148 | 0 | 1.0232 | CC | -1 | 0.28249 | 148 | 148 |  |  | -3.026 | 148 | -0.28249 | -41.8092 |  |  |  |  | 0 | 0
13117 | TGATEWAY_2G | 2 | North | YES | -0.020446 | 130 | 30 | 130 | 0 | 1.0232 | CC | -1 | 0.28249 | 130 | 130 |  |  | -2.658 | 130 | -0.28249 | -36.7243 |  |  |  |  | 0 | 0
3097 | MARTLAKE_1G | 1 | North | YES | -0.02063 | 790 | 500 | 790 | 0 | 1.017 | LIGCO | -1 | 0.28268 | 0 | 790 |  |  | 0 | 0 | -0.28268 | 0 |  |  |  |  | 0 | 0
3098 | MARTLAKE_2G | 2 | North | YES | -0.02063 | 795 | 461 | 795 | 0 | 1.017 | LIGCO | -1 | 0.28268 | 0 | 795 |  |  | 0 | 0 | -0.28268 | 0 |  |  |  |  | 0 | 0
3099 | MARTLAKE_3G | 3 | North | YES | -0.02063 | 804 | 500 | 804 | 0 | 1.017 | LIGCO | -1 | 0.28268 | 0 | 804 |  |  | 0 | 0 | -0.28268 | 0 |  |  |  |  | 0 | 0
1600 | BARTNWND_1G | 1 | North | YES | -0.021453 | 12 | 0 | 120 | 0 | 1.022 | Wind | -1 | 0.2835 | 0 | 120 |  |  | 0 | 0 | -0.2835 | 0 |  |  |  |  | 0 | 0
2417 | MTCK8_G | 8 | North | YES | -0.021674 | 444.8 | 60 | 556 | 0 | 1.022 | GSC | -1 | 0.28372 | 556 | 556 |  |  | -12.0507 | 556 | -0.28372 | -157.7497 |  |  |  |  | 0 | 0
2413 | MTCK6_G | 6 | North | YES | -0.021674 | 0 | 30 | 118 |  | 1.022 | GST | -1 | 0.28372 | 118 | 118 |  |  | -2.5575 | 118 | -0.28372 | -33.4793 |  |  |  |  | 0 | 0
2414 | MTCK7_G | 7 | North | YES | -0.021674 | 0 | 30 | 115 |  | 1.022 | GST | -1 | 0.28372 | 115 | 115 |  |  | -2.4925 | 115 | -0.28372 | -32.6281 |  |  |  |  | 0 | 0
12440 | PARKD_1SVC8 | 1 | North | YES | -0.021936 | 0 | 0 | 0 | 0 | 1.007 | GST | -1 | 0.28398 | 0 | 0 |  |  | 0 | 0 | -0.28398 | 0 |  |  |  |  | 0 | 0
12449 | PARKD_2SVC8 | 1 | North | YES | -0.021936 | 0 | 0 | 0 | 0 | 1.007 | GST | -1 | 0.28398 | 0 | 0 |  |  | 0 | 0 | -0.28398 | 0 |  |  |  |  | 0 | 0
12424 | FPLEFR2S_G | 4 | North | YES | -0.021989 | 415 | 191 | 415 | 0 | 1 | CC | -1 | 0.28404 | 415 | 415 |  |  | -9.1254 | 415 | -0.28404 | -117.8756 |  |  |  |  | 0 | 0
12414 | FPLEFR1S_G | 4 | North | YES | -0.021989 | 414 | 191 | 414 | 0 | 1 | CC | -1 | 0.28404 | 414 | 414 |  |  | -9.1034 | 414 | -0.28404 | -117.5915 |  |  |  |  | 0 | 0
12412 | FPLEFR1B_G | 2 | North | YES | -0.021989 | 164 | 72 | 164 | 0 | 1 | CC | -1 | 0.28404 | 164 | 164 |  |  | -3.6062 | 164 | -0.28404 | -46.5822 |  |  |  |  | 0 | 0
12413 | FPLEFR1C_G | 3 | North | YES | -0.021989 | 164 | 72 | 164 | 0 | 1 | CC | -1 | 0.28404 | 164 | 164 |  |  | -3.6062 | 164 | -0.28404 | -46.5822 |  |  |  |  | 0 | 0
12423 | FPLEFR2C_G | 3 | North | YES | -0.021989 | 163 | 72 | 163 | 0 | 1 | CC | -1 | 0.28404 | 163 | 163 |  |  | -3.5842 | 163 | -0.28404 | -46.2981 |  |  |  |  | 0 | 0
12421 | FPLEFR2A_G | 1 | North | YES | -0.021989 | 162 | 72 | 162 | 0 | 1 | CC | -1 | 0.28404 | 162 | 162 |  |  | -3.5622 | 162 | -0.28404 | -46.0141 |  |  |  |  | 0 | 0
12411 | FPLEFR1A_G | 1 | North | YES | -0.021989 | 161 | 72 | 161 | 0 | 1 | CC | -1 | 0.28404 | 161 | 161 |  |  | -3.5402 | 161 | -0.28404 | -45.73 |  |  |  |  | 0 | 0
12422 | FPLEFR2B_G | 2 | North | YES | -0.021989 | 161 | 72 | 161 | 0 | 1 | CC | -1 | 0.28404 | 161 | 161 |  |  | -3.5402 | 161 | -0.28404 | -45.73 |  |  |  |  | 0 | 0
2452 | LKHB2_G | 2 | North | YES | -0.022088 | 516 | 80 | 516 | 0 | 1.022 | GST | -1 | 0.28414 | 516 | 516 |  |  | -11.3974 | 516 | -0.28414 | -146.6144 |  |  |  |  | 0 | 0
2451 | LKHB1_G | 1 | North | YES | -0.022088 | 0 | 80 | 391 |  | 1.022 | GST | -1 | 0.28414 | 391 | 391 |  |  | -8.6364 | 391 | -0.28414 | -111.0974 |  |  |  |  | 0 | 0
948 | STEAM1 | 1 | North | YES | -0.022532 | 0 | 12 | 20 |  | 1.02 | GST | -1 | 0.28458 | 20 | 20 |  |  | -0.45064 | 20 | -0.28458 | -5.6916 |  |  |  |  | 0 | 0
950 | STEAM3 | 1 | North | YES | -0.022533 | 41 | 13 | 42 | 0 | 1.02 | GST | -1 | 0.28458 | 42 | 42 |  |  | -0.94639 | 42 | -0.28458 | -11.9524 |  |  |  |  | 0 | 0
949 | STEAM2 | 1 | North | YES | -0.022533 | 26 | 8 | 26 | 0 | 0.99 | GST | -1 | 0.28458 | 26 | 26 |  |  | -0.58586 | 26 | -0.28458 | -7.3991 |  |  |  |  | 0 | 0
837 | NEWMAN_G5 | 1 | North | YES | -0.022552 | 0 | 15 | 40 |  | 1.01 | GST | -1 | 0.2846 | 40 | 40 |  |  | -0.90208 | 40 | -0.2846 | -11.384 |  |  |  |  | 0 | 0
844 | OLINGER_G3 | 1 | North | YES | -0.022628 | 103.9 | 45 | 150 | 0 | 1.03 | GST | -1 | 0.28468 | 150 | 150 |  |  | -3.3942 | 150 | -0.28468 | -42.7015 |  |  |  |  | 0 | 0
843 | OLINGER_G2 | 1 | North | YES | -0.022628 | 76.2 | 25 | 110 | 0 | 1.03 | GST | -1 | 0.28468 | 110 | 110 |  |  | -2.4891 | 110 | -0.28468 | -31.3144 |  |  |  |  | 0 | 0
842 | OLINGER_G1 | 1 | North | YES | -0.022628 | 55.4 | 20 | 79 | 0 | 1.03 | GST | -1 | 0.28468 | 79 | 79 |  |  | -1.7876 | 79 | -0.28468 | -22.4894 |  |  |  |  | 0 | 0
845 | OLINGER_G4 | 1 | North | YES | -0.022628 | 51.9 | 0 | 76 | 0 | 1.03 | GGT | -1 | 0.28468 | 76 | 76 |  |  | -1.7197 | 76 | -0.28468 | -21.6354 |  |  |  |  | 0 | 0
1701 | MOSES_1G | 1 | North | YES | -0.022981 | 558 | 175 | 558 | 0 | 1.023 | LIGCO | -1 | 0.28503 | 0 | 558 |  |  | 0 | 0 | -0.28503 | 0 |  |  |  |  | 0 | 0
1702 | MOSES_2G | 2 | North | YES | -0.022981 | 579 | 175 | 579 | 0 | 1.023 | LIGCO | -1 | 0.28503 | 0 | 579 |  |  | 0 | 0 | -0.28503 | 0 |  |  |  |  | 0 | 0
1703 | MOSES_3G | 3 | North | YES | -0.022981 | 808 | 463 | 808 | 0 | 1.023 | LIGCO | -1 | 0.28503 | 0 | 808 |  |  | 0 | 0 | -0.28503 | 0 |  |  |  |  | 0 | 0
5925 | DCEAST | EQ | North | YES | -0.022981 | 400.3 | -600 | 600 | 0 | 1.025 | DCTie | -1 | 0.28503 | 0 | 0 |  |  | 0 | 0 | -0.28503 | 0 |  |  |  |  | 0 | 0
1675 | PEC_1G | 1 | North | YES | -0.02309 | 76.7 | 35 | 76.7 | 0 | 1.022 | Cogen | -1 | 0.28514 | 0 | 0 |  |  | 0 | 0 | -0.28514 | 0 |  |  |  |  | 0 | 0
1676 | PEC_2G | 2 | North | YES | -0.02309 | 79.6 | 35 | 79.6 | 0 | 1.022 | Cogen | -1 | 0.28514 | 0 | 0 |  |  | 0 | 0 | -0.28514 | 0 |  |  |  |  | 0 | 0
1677 | PEC_3G | 3 | North | YES | -0.02309 | 88.4 | 35 | 88.4 | 0 | 1.022 | Cogen | -1 | 0.28514 | 0 | 0 |  |  | 0 | 0 | -0.28514 | 0 |  |  |  |  | 0 | 0
1683 | LAMARPWR_6G | 6 | North | YES | -0.023136 | 198 | 129.1 | 198 | 0 | 1.038 | CC | -1 | 0.28518 | 198 | 198 |  |  | -4.5809 | 198 | -0.28518 | -56.4665 |  |  |  |  | 0 | 0
1680 | LAMARPWR_3G | 3 | North | YES | -0.023136 | 196 | 129.1 | 196 | 0 | 1.038 | CC | -1 | 0.28518 | 196 | 196 |  |  | -4.5347 | 196 | -0.28518 | -55.8962 |  |  |  |  | 0 | 0
1678 | LAMARPWR_1G | 1 | North | YES | -0.023136 | 160 | 67.7 | 160 | 0 | 1.038 | CC | -1 | 0.28518 | 160 | 160 |  |  | -3.7018 | 160 | -0.28518 | -45.6295 |  |  |  |  | 0 | 0
1682 | LAMARPWR_5G | 5 | North | YES | -0.023136 | 157 | 67.7 | 157 | 0 | 1.038 | CC | -1 | 0.28518 | 157 | 157 |  |  | -3.6324 | 157 | -0.28518 | -44.774 |  |  |  |  | 0 | 0
1679 | LAMARPWR_2G | 2 | North | YES | -0.023136 | 156 | 67.7 | 156 | 0 | 1.038 | CC | -1 | 0.28518 | 156 | 156 |  |  | -3.6092 | 156 | -0.28518 | -44.4888 |  |  |  |  | 0 | 0
1681 | LAMARPWR_4G | 4 | North | YES | -0.023136 | 156 | 67.7 | 156 | 0 | 1.038 | CC | -1 | 0.28518 | 156 | 156 |  |  | -3.6092 | 156 | -0.28518 | -44.4888 |  |  |  |  | 0 | 0
1948 | HANDLEY_4G | 4 | North | YES | -0.023183 | 348 | 150 | 435 | 0 | 1.022 | GST | -1 | 0.28523 | 435 | 435 |  |  | -10.0846 | 435 | -0.28523 | -124.0757 |  |  |  |  | 0 | 0
1689 | VALLEY_3G | 3 | North | YES | -0.023218 | 0 | 25 | 375 |  | 1.003 | GST | -1 | 0.28527 | 375 | 375 |  |  | -8.7067 | 375 | -0.28527 | -106.9749 |  |  |  |  | 0 | 0
11693 | KMICHIST3_G | 3 | North | YES | -0.023218 | 312 | 60 | 312 | 0 | 1.026 | CC | -1 | 0.28527 | 312 | 312 |  |  | -7.244 | 312 | -0.28527 | -89.0032 |  |  |  |  | 0 | 0
11696 | KMICHIST6_G | 6 | North | YES | -0.023218 | 310 | 60 | 310 | 0 | 1.026 | CC | -1 | 0.28527 | 310 | 310 |  |  | -7.1976 | 310 | -0.28527 | -88.4326 |  |  |  |  | 0 | 0
11695 | KMICHICT5_G | 5 | North | YES | -0.023218 | 148 | 80 | 148 | 0 | 1.026 | CC | -1 | 0.28527 | 148 | 148 |  |  | -3.4363 | 148 | -0.28527 | -42.2194 |  |  |  |  | 0 | 0
11692 | KMICHICT2_G | 2 | North | YES | -0.023218 | 146 | 80 | 146 | 0 | 1.026 | CC | -1 | 0.28527 | 146 | 146 |  |  | -3.3898 | 146 | -0.28527 | -41.6489 |  |  |  |  | 0 | 0
11691 | KMICHICT1_G | 1 | North | YES | -0.023218 | 144 | 80 | 144 | 0 | 1.026 | CC | -1 | 0.28527 | 144 | 144 |  |  | -3.3434 | 144 | -0.28527 | -41.0784 |  |  |  |  | 0 | 0
11694 | KMICHICT4_G | 4 | North | YES | -0.023218 | 144 | 80 | 144 | 0 | 1.026 | CC | -1 | 0.28527 | 144 | 144 |  |  | -3.3434 | 144 | -0.28527 | -41.0784 |  |  |  |  | 0 | 0
1949 | HANDLEY_5G | 5 | North | YES | -0.023256 | 348 | 150 | 435 | 0 | 1.022 | GST | -1 | 0.2853 | 435 | 435 |  |  | -10.1164 | 435 | -0.2853 | -124.1075 |  |  |  |  | 0 | 0
1947 | HANDLEY_3G | 3 | North | YES | -0.023256 | 316 | 100 | 395 | 0 | 1.022 | GST | -1 | 0.2853 | 395 | 395 |  |  | -9.1861 | 395 | -0.2853 | -112.6953 |  |  |  |  | 0 | 0
580 | JCKCNTY801 | 1 | North | YES | -0.023284 | 288 | 0 | 288 | 0 | 1.022 | CC | -1 | 0.28533 | 288 | 288 |  |  | -6.7058 | 288 | -0.28533 | -82.1758 |  |  |  |  | 0 | 0
581 | JCKCNTY802 | 2 | North | YES | -0.023284 | 147 | 0 | 147 | 0 | 1.022 | CC | -1 | 0.28533 | 147 | 147 |  |  | -3.4227 | 147 | -0.28533 | -41.9439 |  |  |  |  | 0 | 0
582 | JCKCNTY803 | 3 | North | YES | -0.023284 | 147 | 0 | 147 | 0 | 1.022 | CC | -1 | 0.28533 | 147 | 147 |  |  | -3.4227 | 147 | -0.28533 | -41.9439 |  |  |  |  | 0 | 0
2383 | NTHLK3_G | 3 | North | YES | -0.023407 | 0 | 50 | 329 |  | 1.022 | GST | -1 | 0.28546 | 329 | 329 |  |  | -7.7009 | 329 | -0.28546 | -93.9149 |  |  |  |  | 0 | 0
2382 | NTHLK2_G | 2 | North | YES | -0.023407 | 0 | 35 | 181 |  | 1.022 | GST | -1 | 0.28546 | 181 | 181 |  |  | -4.2367 | 181 | -0.28546 | -51.6674 |  |  |  |  | 0 | 0
2381 | NTHLK1_G | 1 | North | YES | -0.023407 | 0 | 35 | 156 |  | 1.022 | GST | -1 | 0.28546 | 156 | 156 |  |  | -3.6515 | 156 | -0.28546 | -44.5311 |  |  |  |  | 0 | 0
1688 | VALLEY_2G | 2 | North | YES | -0.023427 | 527 | 90 | 527 | 0 | 1.029 | GSC | -1 | 0.28548 | 527 | 527 |  |  | -12.346 | 527 | -0.28548 | -150.4456 |  |  |  |  | 0 | 0
1687 | VALLEY_1G | 1 | North | YES | -0.023427 | 136 | 15 | 170 | 0 | 1.029 | GST | -1 | 0.28548 | 170 | 170 |  |  | -3.9826 | 170 | -0.28548 | -48.5308 |  |  |  |  | 0 | 0
6948 | DENISNDM | 1 | North | YES | -0.023589 | 40 | 5 | 40 |  | 1.015 | Hydro | -1 | 0.28564 | 0 | 0 |  |  | 0 | 0 | -0.28564 | 0 |  |  |  |  | 0 | 0
6948 | DENISNDM | 2 | North | YES | -0.023589 | 31 | 5 | 40 |  | 1.015 | Hydro | -1 | 0.28564 | 0 | 0 |  |  | 0 | 0 | -0.28564 | 0 |  |  |  |  | 0 | 0
2371 | COLLIN_1G | MB | North | YES | -0.024174 | 0 | 40 | 138 |  | 1.022 | GST | -1 | 0.28622 | 0 | 0 |  |  | 0 | 0 | -0.28622 | 0 |  |  |  |  | 0 | 0
38437 | TNSRBNMESA9 | 1 | West | YES | 0.26504 | 37.5 | 0 | 150 | 0 | 1.02 | Wind | 1 | 0.28644 | 0 | 150 | 39.7561 | 150 |  |  | 0.28644 | 42.9655 |  |  |  |  | 0 | 0
38332 | TNWDWRDU2_8 | 1 | West | YES | 0.26529 | 20 | 0 | 80 | 0 | 1.0232 | Wind | 1 | 0.28669 | 0 | 80 | 21.2234 | 80 |  |  | 0.28669 | 22.935 |  |  |  |  | 0 | 0
60016 | WOODWRD11A | 1 | West | YES | 0.26535 | 20 | 0 | 80 |  | 1.033 | Wind | 1 | 0.28674 | 0 | 80 | 21.2279 | 80 |  |  | 0.28674 | 22.9395 |  |  |  |  | 0 | 0
76031 | L_GASCCR1_1N | W1 | West | YES | 0.26548 | 30 | 0 | 150 |  | 1.02 | Wind | 1 | 0.28688 | 0 | 150 | 39.8222 | 150 |  |  | 0.28688 | 43.0315 |  |  |  |  | 0 | 0
60005 | KING_SE1A | 1 | West | YES | 0.26556 | 10 | 0 | 40 |  | 1.035 | Wind | 1 | 0.28696 | 0 | 40 | 10.6224 | 40 |  |  | 0.28696 | 11.4783 |  |  |  |  | 0 | 0
6016 | SWMESA | 1 | West | YES | 0.26556 | 18.8 | 0 | 75 |  | 1.03 | Wind | 1 | 0.28696 | 0 | 75 | 19.9171 | 75 |  |  | 0.28696 | 21.5217 |  |  |  |  | 0 | 0
60003 | KING_NE1A | 1 | West | YES | 0.26556 | 20 | 0 | 80 |  | 1.03 | Wind | 1 | 0.28696 | 0 | 80 | 21.2449 | 80 |  |  | 0.28696 | 22.9565 |  |  |  |  | 0 | 0
728 | WOLFRIDGE801 | 1 | North | YES | -0.025 | 11.2 | 0 | 112.5 | 0 | 0.99 | Wind | -1 | 0.28705 | 0 | 112.5 |  |  | 0 | 0 | -0.28705 | 0 |  |  |  |  | 0 | 0
1479 | WFCOGEN_1G | 1 | North | YES | -0.025117 | 16 | 12 | 20 | 0 | 1 | Cogen | -1 | 0.28717 | 0 | 0 |  |  | 0 | 0 | -0.28717 | 0 |  |  |  |  | 0 | 0
1479 | WFCOGEN_1G | 2 | North | YES | -0.025117 | 16 | 12 | 20 | 0 | 1 | Cogen | -1 | 0.28717 | 0 | 0 |  |  | 0 | 0 | -0.28717 | 0 |  |  |  |  | 0 | 0
1482 | WFCOGEN_2G | 2 | North | YES | -0.025117 | 13.6 | 12 | 17 | 0 | 1 | Cogen | -1 | 0.28717 | 0 | 0 |  |  | 0 | 0 | -0.28717 | 0 |  |  |  |  | 0 | 0
1482 | WFCOGEN_2G | 1 | North | YES | -0.025117 | 16 | 12 | 20 | 0 | 1 | Cogen | -1 | 0.28717 | 0 | 0 |  |  | 0 | 0 | -0.28717 | 0 |  |  |  |  | 0 | 0
60201 | RIO DRCS | F | West | YES | 0.26613 | 0 | 0 | 0 | 0 | 1.025 | AVR | 1 | 0.28752 | 0 | 0 | 0 | 0 |  |  | 0.28752 | 0 |  |  |  |  | 0 | 0
60007 | KING_SW1A | 1 | West | YES | 0.26695 | 20 | 0 | 80 |  | 1.03 | Wind | 1 | 0.28835 | 0 | 80 | 21.3563 | 80 |  |  | 0.28835 | 23.0679 |  |  |  |  | 0 | 0
60019 | KING_NW1A | 1 | West | YES | 0.26695 | 20 | 0 | 80 |  | 1.03 | Wind | 1 | 0.28835 | 0 | 80 | 21.3563 | 80 |  |  | 0.28835 | 23.0679 |  |  |  |  | 0 | 0
1433 | GRHAMSES_1G | 1 | North | YES | -0.026739 | 242 | 60 | 242 | 0 | 1.038 | GST | -1 | 0.28879 | 242 | 242 |  |  | -6.4708 | 242 | -0.28879 | -69.8866 |  |  |  |  | 0 | 0
1861 | EAGLEMNT_1G | MB | North | YES | -0.026861 | 0 | 30 | 112 |  | 1.022 | GST | -1 | 0.28891 | 0 | 0 |  |  | 0 | 0 | -0.28891 | 0 |  |  |  |  | 0 | 0
1862 | EAGLEMNT_2G | MB | North | YES | -0.026861 | 0 | 40 | 100 |  | 1.022 | GST | -1 | 0.28891 | 0 | 0 |  |  | 0 | 0 | -0.28891 | 0 |  |  |  |  | 0 | 0
1863 | EAGLEMNT_3G | MB | North | YES | -0.026861 | 0 | 50 | 378 |  | 1.022 | GST | -1 | 0.28891 | 0 | 0 |  |  | 0 | 0 | -0.28891 | 0 |  |  |  |  | 0 | 0
1349 | WESTXWIN_1G | 1 | West | YES | 0.26908 | 1.3 | 0 | 6.6 |  | 1.014 | Wind | 1 | 0.29048 | 0 | 6.6 | 1.7759 | 6.6 |  |  | 0.29048 | 1.9172 |  |  |  |  | 0 | 0
1350 | NWPWRG1_1G | 1 | West | YES | 0.26908 | 6.9 | 1 | 34.3 |  | 1.014 | Wind | 1 | 0.29048 | 0 | 34.3 | 9.2295 | 34.3 |  |  | 0.29048 | 9.9634 |  |  |  |  | 0 | 0
924 | SPENCER_G5 | 1 | North | YES | -0.028486 | 52 | 20 | 66 | 0 | 1.03 | GST | -1 | 0.29053 | 66 | 66 |  |  | -1.8801 | 66 | -0.29053 | -19.1753 |  |  |  |  | 0 | 0
923 | SPENCER_G4 | 1 | North | YES | -0.028486 | 48 | 20 | 61 | 0 | 1.03 | GST | -1 | 0.29053 | 61 | 61 |  |  | -1.7376 | 61 | -0.29053 | -17.7226 |  |  |  |  | 0 | 0
1069 | KINDERMG_1G | 1 | West | YES | 0.27064 | 25 | 5 | 25 | 0 | 1.017 | Cogen | 1 | 0.29203 | 0 | 0 | 0 | 0 |  |  | 0.29203 | 0 |  |  |  |  | 0 | 0
1070 | KINDERMG_2G | 1 | West | YES | 0.27064 | 45.7 | 12 | 45.7 | 0 | 1.017 | Cogen | 1 | 0.29203 | 0 | 0 | 0 | 0 |  |  | 0.29203 | 0 |  |  |  |  | 0 | 0
1071 | KINDERMG_3G | 1 | West | YES | 0.27064 | 45.7 | 12 | 45.7 | 0 | 1.017 | Cogen | 1 | 0.29203 | 0 | 0 | 0 | 0 |  |  | 0.29203 | 0 |  |  |  |  | 0 | 0
1062 | CIELOGEN_2G | 1 | West | YES | 0.27064 | 12.2 | 0 | 61 |  | 1 | Wind | 1 | 0.29203 | 0 | 61 | 16.5089 | 61 |  |  | 0.29203 | 17.814 |  |  |  |  | 0 | 0
1061 | CIELOGEN_1G | 1 | West | YES | 0.27064 | 19.8 | 0 | 99 |  | 1 | Wind | 1 | 0.29203 | 0 | 99 | 26.7931 | 99 |  |  | 0.29203 | 28.9112 |  |  |  |  | 0 | 0
1073 | SCURRYCW_2G | 2 | West | YES | 0.27093 | 24 | 0 | 120 | 0 | 1.0217 | Wind | 1 | 0.29232 | 0 | 120 | 32.5114 | 120 |  |  | 0.29232 | 35.0788 |  |  |  |  | 0 | 0
1068 | SCURRYCW_1G | 1 | West | YES | 0.27093 | 28.2 | 1.3 | 141 | 0 | 1.0217 | Wind | 1 | 0.29232 | 0 | 141 | 38.2008 | 141 |  |  | 0.29232 | 41.2176 |  |  |  |  | 0 | 0
6637 | SNYDERW1A | 1 | West | YES | 0.27397 | 12.6 | 0 | 63 | 0 | 1.025 | Wind | 1 | 0.29537 | 0 | 63 | 17.2604 | 63 |  |  | 0.29537 | 18.6083 |  |  |  |  | 0 | 0
11309 | BULLCREK_2G | 1 | West | YES | 0.27866 | 20.9 | 0 | 180 |  | 1 | Wind | 1 | 0.30006 | 0 | 180 | 50.1595 | 180 |  |  | 0.30006 | 54.0107 |  |  |  |  | 0 | 0
11310 | BULLCREK_1G | 1 | West | YES | 0.27866 | 15.1 | 0 | 180 |  | 1 | Wind | 1 | 0.30006 | 0 | 180 | 50.1595 | 180 |  |  | 0.30006 | 54.0107 |  |  |  |  | 0 | 0
11320 | COYOTE_1G | 1 | West | YES | 0.27926 | 22.5 | 0 | 225 |  | 1 | Wind | 1 | 0.30066 | 0 | 225 | 62.8337 | 225 |  |  | 0.30066 | 67.6477 |  |  |  |  | 0 | 0
1320 | BSP 1 | 1 | West | YES | 0.27969 | 25.5 | 2.9 | 25.8 | 0 | 1 | Cogen | 1 | 0.30109 | 0 | 0 | 0 | 0 |  |  | 0.30109 | 0 |  |  |  |  | 0 | 0
1455 | WCPWRCO_3G | 3 | North | YES | -0.041508 | 242 | 50 | 242 |  | 1.02 | CC | -1 | 0.30356 | 242 | 242 |  |  | -10.0449 | 242 | -0.30356 | -73.4607 |  |  |  |  | 0 | 0
1453 | WCPWRCO_1G | 1 | North | YES | -0.041508 | 204 | 50 | 204 | 0 | 1.02 | CC | -1 | 0.30356 | 204 | 204 |  |  | -8.4676 | 204 | -0.30356 | -61.9255 |  |  |  |  | 0 | 0
1454 | WCPWRCO_2G | 2 | North | YES | -0.041508 | 204 | 50 | 204 | 0 | 1.02 | CC | -1 | 0.30356 | 204 | 204 |  |  | -8.4676 | 204 | -0.30356 | -61.9255 |  |  |  |  | 0 | 0
1360 | GUNSIGHT_8 | 1 | West | YES | 0.28235 | 0 | 0 | 120 |  | 1.01 | Wind | 1 | 0.30375 | 0 | 120 | 33.8825 | 120 |  |  | 0.30375 | 36.4499 |  |  |  |  | 0 | 0
1327 | WILDHRSE_1G | 1 | West | YES | 0.28399 | 0 | 0 | 120 |  | 1 | Wind | 1 | 0.30538 | 0 | 120 | 34.0786 | 120 |  |  | 0.30538 | 36.646 |  |  |  |  | 0 | 0
1333 | MCDDONAL_8 | 1 | West | YES | 0.2878 | 42.8 | 0 | 214.2 |  | 1.01 | Wind | 1 | 0.3092 | 0 | 214.2 | 61.647 | 214.2 |  |  | 0.3092 | 66.2299 |  |  |  |  | 0 | 0
1328 | OCOTILLO_1G | 1 | West | YES | 0.28804 | 11.6 | 0 | 58 |  | 1.01 | Wind | 1 | 0.30944 | 0 | 58 | 16.7064 | 58 |  |  | 0.30944 | 17.9474 |  |  |  |  | 0 | 0
1044 | MRGNFG_6G | F | West | YES | 0.29069 | 66 | 66 | 66 | 0 | 1.029 | GGT | 1 | 0.31208 | 66 | 66 | 19.1853 | 66 |  |  | 0.31208 | 20.5974 |  |  |  |  | 0 | 0
1042 | MRGNDG_4G | D | West | YES | 0.29069 | 68 | 68 | 68 | 0 | 1.029 | GGT | 1 | 0.31208 | 68 | 68 | 19.7666 | 68 |  |  | 0.31208 | 21.2215 |  |  |  |  | 0 | 0
1039 | MRGNAG_1G | A | West | YES | 0.29069 | 69 | 69 | 69 | 0 | 1.029 | GGT | 1 | 0.31208 | 69 | 69 | 20.0573 | 69 |  |  | 0.31208 | 21.5336 |  |  |  |  | 0 | 0
1041 | MRGNCG_3G | C | West | YES | 0.29069 | 69 | 69 | 70 | 0 | 1.029 | GGT | 1 | 0.31208 | 70 | 70 | 20.348 | 70 |  |  | 0.31208 | 21.8457 |  |  |  |  | 0 | 0
1043 | MRGNEG_5G | E | West | YES | 0.29069 | 68 | 68 | 70 | 0 | 1.029 | GGT | 1 | 0.31208 | 70 | 70 | 20.348 | 70 |  |  | 0.31208 | 21.8457 |  |  |  |  | 0 | 0
1040 | MRGNBG_2G | B | West | YES | 0.29069 | 70 | 70 | 71 | 0 | 1.029 | GGT | 1 | 0.31208 | 71 | 71 | 20.6387 | 71 |  |  | 0.31208 | 22.1578 |  |  |  |  | 0 | 0
1037 | MORGAN5G_5G | 5 | West | YES | 0.29069 | 109.6 | 40 | 137 | 0 | 1.029 | GST | 1 | 0.31208 | 137 | 137 | 39.824 | 137 |  |  | 0.31208 | 42.7551 |  |  |  |  | 0 | 0
1326 | STANTONW_8 | 1 | West | YES | 0.29091 | 20.1 | 0 | 100.5 |  | 1.01 | Wind | 1 | 0.31231 | 0 | 100.5 | 29.237 | 100.5 |  |  | 0.31231 | 31.3872 |  |  |  |  | 0 | 0
11147 | NOTREES_1G | 1 | West | YES | 0.29213 | 29.8 | 0 | 149 | 0 | 1.017 | Wind | 1 | 0.31353 | 0 | 149 | 43.528 | 149 |  |  | 0.31353 | 46.7159 |  |  |  |  | 0 | 0
7038 | L_DELAWA1_1Y | 2 | West | YES | 0.29252 | 3 | 0 | 30 | 0 | 1 | Wind | 1 | 0.31392 | 0 | 30 | 8.7757 | 30 |  |  | 0.31392 | 9.4176 |  |  |  |  | 0 | 0
7038 | L_DELAWA1_1Y | 1 | West | YES | 0.29252 | 3.5 | 0 | 35 | 0 | 1 | Wind | 1 | 0.31392 | 0 | 35 | 10.2383 | 35 |  |  | 0.31392 | 10.9872 |  |  |  |  | 0 | 0
1002 | PBCTAGE_1G | A | West | YES | 0.29267 | 64 | 64 | 66 | 0 | 1.036 | GGT | 1 | 0.31406 | 66 | 66 | 19.316 | 66 |  |  | 0.31406 | 20.728 |  |  |  |  | 0 | 0
1003 | PBCTBGE_2G | B | West | YES | 0.29267 | 65 | 65 | 66 | 0 | 1.036 | GGT | 1 | 0.31406 | 66 | 66 | 19.316 | 66 |  |  | 0.31406 | 20.728 |  |  |  |  | 0 | 0
1004 | PBCTCGE_3G | C | West | YES | 0.29267 | 62 | 62 | 67 | 0 | 1.036 | GGT | 1 | 0.31406 | 67 | 67 | 19.6086 | 67 |  |  | 0.31406 | 21.0421 |  |  |  |  | 0 | 0
1006 | PBCTEGE_5G | E | West | YES | 0.29267 | 65 | 65 | 67 | 0 | 1.036 | GGT | 1 | 0.31406 | 67 | 67 | 19.6086 | 67 |  |  | 0.31406 | 21.0421 |  |  |  |  | 0 | 0
1005 | PBCTDGE_4G | D | West | YES | 0.29267 | 65 | 65 | 68 | 0 | 1.036 | GGT | 1 | 0.31406 | 68 | 68 | 19.9013 | 68 |  |  | 0.31406 | 21.3562 |  |  |  |  | 0 | 0
1007 | PB5GEN_6G | 5 | West | YES | 0.29267 | 91.2 | 40 | 114 | 0 | 1.036 | GST | 1 | 0.31406 | 114 | 114 | 33.3639 | 114 |  |  | 0.31406 | 35.803 |  |  |  |  | 0 | 0
1008 | PB6GEN_7G | 6 | West | YES | 0.29267 | 515 | 130 | 515 | 0 | 1.036 | GST | 1 | 0.31406 | 515 | 515 | 150.723 | 515 |  |  | 0.31406 | 161.7416 |  |  |  |  | 0 | 0
11022 | TIEHVCG_2G | 1 | West | YES | 0.29845 | 132.4 | 103 | 132.4 | 0 | 1.012 | CC | 1 | 0.31984 | 132.4 | 132.4 | 39.5143 | 132.4 |  |  | 0.31984 | 42.347 |  |  |  |  | 0 | 0
11023 | TIEHVCG_3G | 1 | West | YES | 0.29845 | 137.4 | 103 | 137.4 | 0 | 1.012 | CC | 1 | 0.31984 | 137.4 | 137.4 | 41.0065 | 137.4 |  |  | 0.31984 | 43.9462 |  |  |  |  | 0 | 0
11021 | TIEHVCG_1G | 1 | West | YES | 0.29845 | 142.1 | 103 | 142.1 | 0 | 1.012 | CC | 1 | 0.31984 | 142.1 | 142.1 | 42.4092 | 142.1 |  |  | 0.31984 | 45.4495 |  |  |  |  | 0 | 0
11024 | TIEHVCG_4G | 1 | West | YES | 0.29845 | 147 | 103 | 147 | 0 | 1.012 | CC | 1 | 0.31984 | 147 | 147 | 43.8716 | 147 |  |  | 0.31984 | 47.0167 |  |  |  |  | 0 | 0
11020 | TIEHVSG_1G | 1 | West | YES | 0.29845 | 208.2 | 63 | 208.2 | 0 | 1.012 | CC | 1 | 0.31984 | 208.2 | 208.2 | 62.1365 | 208.2 |  |  | 0.31984 | 66.591 |  |  |  |  | 0 | 0
11025 | TIEHVSG_2G | 1 | West | YES | 0.29845 | 213.2 | 63 | 213.2 | 0 | 1.012 | CC | 1 | 0.31984 | 213.2 | 213.2 | 63.6287 | 213.2 |  |  | 0.31984 | 68.1902 |  |  |  |  | 0 | 0
11001 | NAV1CT | 1 | West | YES | 0.29851 | 70.4 | 18 | 70.4 | 0 | 1.029 | CC | 1 | 0.31991 | 70.4 | 70.4 | 21.0153 | 70.4 |  |  | 0.31991 | 22.5215 |  |  |  |  | 0 | 0
11009 | NAV2CT | 1 | West | YES | 0.29851 | 71.4 | 18 | 71.4 | 0 | 1.029 | CC | 1 | 0.31991 | 71.4 | 71.4 | 21.3138 | 71.4 |  |  | 0.31991 | 22.8415 |  |  |  |  | 0 | 0
11012 | NAV4CT | 1 | West | YES | 0.29851 | 80 | 18 | 80 | 0 | 1.029 | CC | 1 | 0.31991 | 80 | 80 | 23.881 | 80 |  |  | 0.31991 | 25.5927 |  |  |  |  | 0 | 0
11013 | NAV5CT | 1 | West | YES | 0.29851 | 80 | 18 | 80 | 0 | 1.029 | CC | 1 | 0.31991 | 80 | 80 | 23.881 | 80 |  |  | 0.31991 | 25.5927 |  |  |  |  | 0 | 0
11011 | NAV3ST | 1 | West | YES | 0.29851 | 92.8 | 40 | 92.8 | 0 | 1.029 | CC | 1 | 0.31991 | 92.8 | 92.8 | 27.702 | 92.8 |  |  | 0.31991 | 29.6875 |  |  |  |  | 0 | 0
11014 | NAV6ST | 1 | West | YES | 0.29851 | 115 | 40 | 115 | 0 | 1.029 | CC | 1 | 0.31991 | 115 | 115 | 34.329 | 115 |  |  | 0.31991 | 36.7895 |  |  |  |  | 0 | 0
1045 | CALENG1G_1G | 1 | West | YES | 0.30318 | 73.4 | 27 | 73.4 | 0 | 1.014 | Cogen | 1 | 0.32458 | 0 | 0 | 0 | 0 |  |  | 0.32458 | 0 |  |  |  |  | 0 | 0
1046 | CALENG2G_2G | 2 | West | YES | 0.30318 | 73.4 | 27 | 73.4 | 0 | 1.014 | Cogen | 1 | 0.32458 | 0 | 0 | 0 | 0 |  |  | 0.32458 | 0 |  |  |  |  | 0 | 0
1047 | CALENG3G_3G | 3 | West | YES | 0.30318 | 70.4 | 27 | 70.4 | 0 | 1.014 | Cogen | 1 | 0.32458 | 0 | 0 | 0 | 0 |  |  | 0.32458 | 0 |  |  |  |  | 0 | 0
11065 | ELBOWCK_1G | 1 | West | YES | 0.30456 | 23.4 | 0 | 121.9 | 0 | 1 | Wind | 1 | 0.32595 | 0 | 121.9 | 37.1255 | 121.9 |  |  | 0.32595 | 39.7336 |  |  |  |  | 0 | 0
1058 | LONGSHORE_5 | 1 | West | YES | 0.30456 | 30 | 0 | 150 |  | 1.01 | Wind | 1 | 0.32595 | 0 | 150 | 45.6835 | 150 |  |  | 0.32595 | 48.8929 |  |  |  |  | 0 | 0
1058 | LONGSHORE_5 | 2 | West | YES | 0.30456 | 44 | 0 | 220 |  | 1.01 | Wind | 1 | 0.32595 | 0 | 220 | 67.0025 | 220 |  |  | 0.32595 | 71.7095 |  |  |  |  | 0 | 0
1416 | SWETWATR_1G | 1 | West | YES | 0.30618 | 30 | 18 | 30 | 0 | 1.026 | CC | 1 | 0.32758 | 30 | 30 | 9.1855 | 30 |  |  | 0.32758 | 9.8273 |  |  |  |  | 0 | 0
1419 | SWETWATR_4G | 4 | West | YES | 0.30618 | 61 | 36 | 61 | 0 | 1.026 | CC | 1 | 0.32758 | 61 | 61 | 18.6771 | 61 |  |  | 0.32758 | 19.9822 |  |  |  |  | 0 | 0
1418 | SWETWATR_3G | 3 | West | YES | 0.30618 | 68 | 36 | 68 | 0 | 1.026 | CC | 1 | 0.32758 | 68 | 68 | 20.8204 | 68 |  |  | 0.32758 | 22.2753 |  |  |  |  | 0 | 0
1417 | SWETWATR_2G | 2 | West | YES | 0.30618 | 72 | 36 | 72 | 0 | 1.026 | CC | 1 | 0.32758 | 72 | 72 | 22.0451 | 72 |  |  | 0.32758 | 23.5856 |  |  |  |  | 0 | 0
1432 | GRHAMSES_2G | 2 | North | YES | -0.075048 | 294.9 | 90 | 366 | 0 | 1.014 | GST | -1 | 0.3371 | 366 | 366 |  |  | -27.4676 | 366 | -0.3371 | -123.3773 |  |  |  |  | 0 | 0
1437 | MESQUITW_1G | 1 | North | YES | -0.075048 | 40 | 0 | 400 | 0 | 1.023 | Wind | -1 | 0.3371 | 0 | 400 |  |  | 0 | 0 | -0.3371 | 0 |  |  |  |  | 0 | 0
1438 | MESQUITW_2G | 1 | North | YES | -0.075048 | 23.6 | 0 | 236 |  | 1.017 | Wind | -1 | 0.3371 | 0 | 236 |  |  | 0 | 0 | -0.3371 | 0 |  |  |  |  | 0 | 0
1442 | COKFIELD_5 | 1 | North | YES | -0.075048 | 16.5 | 0 | 165 |  | 1.029 | Wind | -1 | 0.3371 | 0 | 165 |  |  | 0 | 0 | -0.3371 | 0 |  |  |  |  | 0 | 0
11057 | CHAMPION_1G | 1 | West | YES | 0.38666 | 25.3 | 0 | 126.5 |  | 1 | Wind | 1 | 0.40805 | 0 | 126.5 | 48.9121 | 126.5 |  |  | 0.40805 | 51.6186 |  |  |  |  | 0 | 0
11059 | INADALE_1G | 1 | West | YES | 0.38666 | 39.4 | 0 | 197 |  | 1 | Wind | 1 | 0.40805 | 0 | 197 | 76.1714 | 197 |  |  | 0.40805 | 80.3863 |  |  |  |  | 0 | 0
11056 | ROSCOE_1G | 1 | West | YES | 0.38666 | 41.8 | 0 | 209 |  | 1 | Wind | 1 | 0.40805 | 0 | 209 | 80.8113 | 209 |  |  | 0.40805 | 85.2829 |  |  |  |  | 0 | 0
11058 | PYRON_1G | 1 | West | YES | 0.38666 | 49.8 | 0 | 249 |  | 1 | Wind | 1 | 0.40805 | 0 | 249 | 96.2776 | 249 |  |  | 0.40805 | 101.605 |  |  |  |  | 0 | 0
[26 empty] | 0 | 0
[26 empty] | 0 | 0
[26 empty] | 0 | 0
[26 empty] | 0 | 0
[26 empty] | 0 | 0
[26 empty] | 0 | 0
[26 empty] | 0 | 0
[26 empty] | 0 | 0
[26 empty] | 0 | 0
[26 empty] | 0 | 0
[26 empty] | 0 | 0
[26 empty] | 0 | 0
[26 empty] | 0 | 0
[26 empty] | 0 | 0
[26 empty] | 0 | 0
[26 empty] | 0 | 0
[26 empty] | 0 | 0
[26 empty] | 0 | 0
[26 empty] | 0 | 0
[26 empty] | 0 | 0
[26 empty] | 0 | 0
[26 empty] | 0 | 0
[26 empty] | 0 | 0
[26 empty] | 0 | 0
[26 empty] | 0 | 0
[26 empty] | 0 | 0
[26 empty] | 0 | 0
[26 empty] | 0 | 0
[26 empty] | 0 | 0
[26 empty] | 0 | 0
[26 empty] | 0 | 0
[26 empty] | 0 | 0
[26 empty] | 0 | 0
[26 empty] | 0 | 0
[26 empty] | 0 | 0
[26 empty] | 0 | 0
[26 empty] | 0 | 0
[26 empty] | 0 | 0
[26 empty] | 0 | 0
[26 empty] | 0 | 0
[26 empty] | 0 | 0
[26 empty] | 0 | 0
[26 empty] | 0 | 0
[26 empty] | 0 | 0
[26 empty] | 0 | 0
[26 empty] | 0 | 0
[26 empty] | 0 | 0
[26 empty] | 0 | 0
[26 empty] | 0 | 0
[26 empty] | 0 | 0
[26 empty] | 0 | 0
[26 empty] | 0 | 0
[26 empty] | 0 | 0
[26 empty] | 0 | 0
[26 empty] | 0 | 0
[26 empty] | 0 | 0
[26 empty] | 0 | 0
[26 empty] | 0 | 0
[26 empty] | 0 | 0
[26 empty] | 0 | 0
[26 empty] | 0 | 0
[26 empty] | 0 | 0
[26 empty] | 0 | 0
[26 empty] | 0 | 0
[26 empty] | 0 | 0
[26 empty] | 0 | 0
[26 empty] | 0 | 0
[26 empty] | 0 | 0
[26 empty] | 0 | 0
[26 empty] | 0 | 0
[26 empty] | 0 | 0
[26 empty] | 0 | 0
[26 empty] | 0 | 0
[26 empty] | 0 | 0
[26 empty] | 0 | 0
[26 empty] | 0 | 0
[26 empty] | 0 | 0
[26 empty] | 0 | 0
[26 empty] | 0 | 0
[26 empty] | 0 | 0
[26 empty] | 0 | 0
[26 empty] | 0 | 0
[26 empty] | 0 | 0
[26 empty] | 0 | 0
[26 empty] | 0 | 0
[26 empty] | 0 | 0
[26 empty] | 0 | 0
[26 empty] | 0 | 0
[26 empty] | 0 | 0
[26 empty] | 0 | 0
[26 empty] | 0 | 0
[26 empty] | 0 | 0
[26 empty] | 0 | 0
[26 empty] | 0 | 0
[26 empty] | 0 | 0
[26 empty] | 0 | 0
[26 empty] | 0 | 0
[26 empty] | 0 | 0
[26 empty] | 0 | 0
[26 empty] | 0 | 0
[26 empty] | 0 | 0
[26 empty] | 0 | 0
[26 empty] | 0 | 0
[26 empty] | 0 | 0
[26 empty] | 0 | 0
[26 empty] | 0 | 0
[26 empty] | 0 | 0
[26 empty] | 0 | 0
[26 empty] | 0 | 0
[26 empty] | 0 | 0
[26 empty] | 0 | 0
[26 empty] | 0 | 0
[26 empty] | 0 | 0
[26 empty] | 0 | 0
[26 empty] | 0 | 0
[26 empty] | 0 | 0
[26 empty] | 0 | 0
[26 empty] | 0 | 0
[26 empty] | 0 | 0
[26 empty] | 0 | 0
[26 empty] | 0 | 0
[26 empty] | 0 | 0
[26 empty] | 0 | 0
[26 empty] | 0 | 0
[26 empty] | 0 | 0
[26 empty] | 0 | 0
[26 empty] | 0 | 0
[26 empty] | 0 | 0
[26 empty] | 0 | 0
[26 empty] | 0 | 0
[26 empty] | 0 | 0
[26 empty] | 0 | 0
[26 empty] | 0 | 0
[26 empty] | 0 | 0
[26 empty] | 0 | 0
[26 empty] | 0 | 0
[26 empty] | 0 | 0
[26 empty] | 0 | 0
[26 empty] | 0 | 0
[26 empty] | 0 | 0
[26 empty] | 0 | 0
[26 empty] | 0 | 0
[26 empty] | 0 | 0
[26 empty] | 0 | 0
[26 empty] | 0 | 0
[26 empty] | 0 | 0
[26 empty] | 0 | 0
[26 empty] | 0 | 0
[26 empty] | 0 | 0
[26 empty] | 0 | 0
[26 empty] | 0 | 0
[26 empty] | 0 | 0
[26 empty] | 0 | 0
[26 empty] | 0 | 0
[26 empty] | 0 | 0
[26 empty] | 0 | 0
[26 empty] | 0 | 0
[26 empty] | 0 | 0
[26 empty] | 0 | 0
[26 empty] | 0 | 0
[26 empty] | 0 | 0
[26 empty] | 0 | 0
[26 empty] | 0 | 0
[26 empty] | 0 | 0
[26 empty] | 0 | 0
[26 empty] | 0 | 0
[26 empty] | 0 | 0
[26 empty] | 0 | 0
[26 empty] | 0 | 0
[26 empty] | 0 | 0
[26 empty] | 0 | 0
[26 empty] | 0 | 0
[26 empty] | 0 | 0
[26 empty] | 0 | 0
[26 empty] | 0 | 0
[26 empty] | 0 | 0
[26 empty] | 0 | 0
[26 empty] | 0 | 0
[26 empty] | 0 | 0
[26 empty] | 0 | 0
[26 empty] | 0 | 0
[26 empty] | 0 | 0
[26 empty] | 0 | 0
[26 empty] | 0 | 0
[26 empty] | 0 | 0
[26 empty] | 0 | 0
[26 empty] | 0 | 0
[26 empty] | 0 | 0
[26 empty] | 0 | 0
[26 empty] | 0 | 0
[26 empty] | 0 | 0
[26 empty] | 0 | 0
[26 empty] | 0 | 0
[26 empty] | 0 | 0
[26 empty] | 0 | 0
[26 empty] | 0 | 0
[26 empty] | 0 | 0
[26 empty] | 0 | 0
[26 empty] | 0 | 0
[26 empty] | 0 | 0
[26 empty] | 0 | 0
[26 empty] | 0 | 0
[26 empty] | 0 | 0
[26 empty] | 0 | 0
[26 empty] | 0 | 0
[26 empty] | 0 | 0
[26 empty] | 0 | 0
[26 empty] | 0 | 0
[26 empty] | 0 | 0
[26 empty] | 0 | 0
[26 empty] | 0 | 0
[26 empty] | 0 | 0
[26 empty] | 0 | 0
[26 empty] | 0 | 0
[26 empty] | 0 | 0
[26 empty] | 0 | 0
[26 empty] | 0 | 0
[26 empty] | 0 | 0
[26 empty] | 0 | 0
[26 empty] | 0 | 0
[26 empty] | 0 | 0
[26 empty] | 0 | 0
[26 empty] | 0 | 0
[26 empty] | 0 | 0
[26 empty] | 0 | 0
[26 empty] | 0 | 0
[26 empty] | 0 | 0
[26 empty] | 0 | 0
[26 empty] | 0 | 0
[26 empty] | 0 | 0
[26 empty] | 0 | 0
[26 empty] | 0 | 0
[26 empty] | 0 | 0
[26 empty] | 0 | 0
[26 empty] | 0 | 0
[26 empty] | 0 | 0
[26 empty] | 0 | 0
[26 empty] | 0 | 0
[26 empty] | 0 | 0
[26 empty] | 0 | 0
[26 empty] | 0 | 0
[26 empty] | 0 | 0
[26 empty] | 0 | 0
[26 empty] | 0 | 0
[26 empty] | 0 | 0
[26 empty] | 0 | 0
[26 empty] | 0 | 0
[26 empty] | 0 | 0
[26 empty] | 0 | 0
[26 empty] | 0 | 0
[26 empty] | 0 | 0
[26 empty] | 0 | 0
[26 empty] | 0 | 0
[26 empty] | 0 | 0
[26 empty] | 0 | 0
[26 empty] | 0 | 0
[26 empty] | 0 | 0
[26 empty] | 0 | 0
[26 empty] | 0 | 0
[26 empty] | 0 | 0
[26 empty] | 0 | 0
[26 empty] | 0 | 0
[26 empty] | 0 | 0
[26 empty] | 0 | 0
[26 empty] | 0 | 0
[26 empty] | 0 | 0
[26 empty] | 0 | 0
[26 empty] | 0 | 0
[26 empty] | 0 | 0
[26 empty] | 0 | 0
[26 empty] | 0 | 0
[26 empty] | 0 | 0
[26 empty] | 0 | 0
[26 empty] | 0 | 0
[26 empty] | 0 | 0
[26 empty] | 0 | 0
[26 empty] | 0 | 0
[26 empty] | 0 | 0
[26 empty] | 0 | 0
[26 empty] | 0 | 0
[26 empty] | 0 | 0
[26 empty] | 0 | 0
[26 empty] | 0 | 0
[26 empty] | 0 | 0
[26 empty] | 0 | 0
[26 empty] | 0 | 0
[26 empty] | 0 | 0
[26 empty] | 0 | 0
[26 empty] | 0 | 0
[26 empty] | 0 | 0
[26 empty] | 0 | 0
[26 empty] | 0 | 0
[26 empty] | 0 | 0
[26 empty] | 0 | 0
[26 empty] | 0 | 0
[26 empty] | 0 | 0
[26 empty] | 0 | 0
[26 empty] | 0 | 0
[26 empty] | 0 | 0
[26 empty] | 0 | 0
[26 empty] | 0 | 0
[26 empty] | 0 | 0
[26 empty] | 0 | 0
[26 empty] | 0 | 0
[26 empty] | 0 | 0
[26 empty] | 0 | 0
[26 empty] | 0 | 0
[26 empty] | 0 | 0
[26 empty] | 0 | 0
[26 empty] | 0 | 0
[26 empty] | 0 | 0
[26 empty] | 0 | 0
[26 empty] | 0 | 0
[26 empty] | 0 | 0
[26 empty] | 0 | 0
[26 empty] | 0 | 0
[26 empty] | 0 | 0
[26 empty] | 0 | 0
[26 empty] | 0 | 0
[26 empty] | 0 | 0
[26 empty] | 0 | 0
[26 empty] | 0 | 0
[26 empty] | 0 | 0
[26 empty] | 0 | 0
[26 empty] | 0 | 0
[26 empty] | 0 | 0
[26 empty] | 0 | 0
[26 empty] | 0 | 0
[26 empty] | 0 | 0
[26 empty] | 0 | 0
[26 empty] | 0 | 0
[26 empty] | 0 | 0
[26 empty] | 0 | 0
[26 empty] | 0 | 0
[26 empty] | 0 | 0
[26 empty] | 0 | 0
[26 empty] | 0 | 0
[26 empty] | 0 | 0
[26 empty] | 0 | 0
[26 empty] | 0 | 0
[26 empty] | 0 | 0
[26 empty] | 0 | 0
[26 empty] | 0 | 0
[26 empty] | 0 | 0
[26 empty] | 0 | 0
[26 empty] | 0 | 0
[26 empty] | 0 | 0
[26 empty] | 0 | 0
[26 empty] | 0 | 0
[26 empty] | 0 | 0
[26 empty] | 0 | 0
[26 empty] | 0 | 0
[26 empty] | 0 | 0
[26 empty] | 0 | 0
[26 empty] | 0 | 0
[26 empty] | 0 | 0
[26 empty] | 0 | 0
[26 empty] | 0 | 0
[26 empty] | 0 | 0
[26 empty] | 0 | 0
[26 empty] | 0 | 0
[26 empty] | 0 | 0
[26 empty] | 0 | 0
[26 empty] | 0 | 0
[26 empty] | 0 | 0
[26 empty] | 0 | 0
[26 empty] | 0 | 0
[26 empty] | 0 | 0
[26 empty] | 0 | 0
[26 empty] | 0 | 0
[26 empty] | 0 | 0
[26 empty] | 0 | 0
[26 empty] | 0 | 0
[26 empty] | 0 | 0
[26 empty] | 0 | 0
[26 empty] | 0 | 0
[26 empty] | 0 | 0
[26 empty] | 0 | 0
[26 empty] | 0 | 0
[26 empty] | 0 | 0
[26 empty] | 0 | 0
[26 empty] | 0 | 0
[26 empty] | 0 | 0
[26 empty] | 0 | 0
[26 empty] | 0 | 0
[26 empty] | 0 | 0
[26 empty] | 0 | 0
[26 empty] | 0 | 0
[26 empty] | 0 | 0
[26 empty] | 0 | 0
[26 empty] | 0 | 0
[26 empty] | 0 | 0
[26 empty] | 0 | 0
[26 empty] | 0 | 0
[26 empty] | 0 | 0
[26 empty] | 0 | 0
[26 empty] | 0 | 0
[26 empty] | 0 | 0
[26 empty] | 0 | 0
[26 empty] | 0 | 0
[26 empty] | 0 | 0
[26 empty] | 0 | 0
[26 empty] | 0 | 0
[26 empty] | 0 | 0
[26 empty] | 0 | 0
[26 empty] | 0 | 0
[26 empty] | 0 | 0
[26 empty] | 0 | 0
[26 empty] | 0 | 0
[26 empty] | 0 | 0
[26 empty] | 0 | 0
[26 empty] | 0 | 0
[26 empty] | 0 | 0
[26 empty] | 0 | 0
[26 empty] | 0 | 0
[26 empty] | 0 | 0
[26 empty] | 0 | 0
[26 empty] | 0 | 0
[26 empty] | 0 | 0
[26 empty] | 0 | 0
[26 empty] | 0 | 0
[26 empty] | 0 | 0
[26 empty] | 0 | 0
[26 empty] | 0 | 0
[26 empty] | 0 | 0
[26 empty] | 0 | 0
[26 empty] | 0 | 0
[26 empty] | 0 | 0
[26 empty] | 0 | 0
[26 empty] | 0 | 0
[26 empty] | 0 | 0
[26 empty] | 0 | 0
[26 empty] | 0 | 0
[26 empty] | 0 | 0
[26 empty] | 0 | 0
[26 empty] | 0 | 0
[26 empty] | 0 | 0
[26 empty] | 0 | 0
[26 empty] | 0 | 0
[26 empty] | 0 | 0
[26 empty] | 0 | 0
[26 empty] | 0 | 0
[26 empty] | 0 | 0
[26 empty] | 0 | 0
[26 empty] | 0 | 0
[26 empty] | 0 | 0
[26 empty] | 0 | 0
[26 empty] | 0 | 0
[26 empty] | 0 | 0
[26 empty] | 0 | 0
[26 empty] | 0 | 0
[26 empty] | 0 | 0
[26 empty] | 0 | 0
[26 empty] | 0 | 0
[26 empty] | 0 | 0
[26 empty] | 0 | 0
[26 empty] | 0 | 0
[26 empty] | 0 | 0
[26 empty] | 0 | 0
[26 empty] | 0 | 0
[26 empty] | 0 | 0
[26 empty] | 0 | 0
[26 empty] | 0 | 0
[26 empty] | 0 | 0
[26 empty] | 0 | 0
[26 empty] | 0 | 0
[26 empty] | 0 | 0
[26 empty] | 0 | 0
[26 empty] | 0 | 0
[26 empty] | 0 | 0
[26 empty] | 0 | 0
[26 empty] | 0 | 0
[26 empty] | 0 | 0
[26 empty] | 0 | 0
[26 empty] | 0 | 0
[26 empty] | 0 | 0
[26 empty] | 0 | 0
[26 empty] | 0 | 0
[26 empty] | 0 | 0
[26 empty] | 0 | 0
[26 empty] | 0 | 0
[26 empty] | 0 | 0
[26 empty] | 0 | 0
[26 empty] | 0 | 0
[26 empty] | 0 | 0
[26 empty] | 0 | 0
[26 empty] | 0 | 0
[26 empty] | 0 | 0
[26 empty] | 0 | 0
[26 empty] | 0 | 0
[26 empty] | 0 | 0
[26 empty] | 0 | 0
[26 empty] | 0 | 0
[26 empty] | 0 | 0
[26 empty] | 0 | 0
[26 empty] | 0 | 0
[26 empty] | 0 | 0
[26 empty] | 0 | 0
[26 empty] | 0 | 0
[26 empty] | 0 | 0
[26 empty] | 0 | 0
[26 empty] | 0 | 0
[26 empty] | 0 | 0
[26 empty] | 0 | 0
[26 empty] | 0 | 0
[26 empty] | 0 | 0
[26 empty] | 0 | 0
[26 empty] | 0 | 0
[26 empty] | 0 | 0
[26 empty] | 0 | 0
[26 empty] | 0 | 0
[26 empty] | 0 | 0
[26 empty] | 0 | 0
[26 empty] | 0 | 0
[26 empty] | 0 | 0
[26 empty] | 0 | 0
[26 empty] | 0 | 0
[26 empty] | 0 | 0
[26 empty] | 0 | 0
[26 empty] | 0 | 0
[26 empty] | 0 | 0
[26 empty] | 0 | 0
[26 empty] | 0 | 0
[26 empty] | 0 | 0
[26 empty] | 0 | 0
[26 empty] | 0 | 0
[26 empty] | 0 | 0
[26 empty] | 0 | 0
[26 empty] | 0 | 0
[26 empty] | 0 | 0
[26 empty] | 0 | 0
[26 empty] | 0 | 0
[26 empty] | 0 | 0
[26 empty] | 0 | 0
[26 empty] | 0 | 0
[26 empty] | 0 | 0
[26 empty] | 0 | 0
[26 empty] | 0 | 0
[26 empty] | 0 | 0
[26 empty] | 0 | 0
[26 empty] | 0 | 0
[26 empty] | 0 | 0
[26 empty] | 0 | 0
[26 empty] | 0 | 0
[26 empty] | 0 | 0
[26 empty] | 0 | 0
[26 empty] | 0 | 0
[26 empty] | 0 | 0
[26 empty] | 0 | 0
[26 empty] | 0 | 0
[26 empty] | 0 | 0
[26 empty] | 0 | 0
[26 empty] | 0 | 0
[26 empty] | 0 | 0
[26 empty] | 0 | 0
[26 empty] | 0 | 0
[26 empty] | 0 | 0
[26 empty] | 0 | 0
[26 empty] | 0 | 0
[26 empty] | 0 | 0
[26 empty] | 0 | 0
[26 empty] | 0 | 0
[26 empty] | 0 | 0
[26 empty] | 0 | 0
[26 empty] | 0 | 0
[26 empty] | 0 | 0
[26 empty] | 0 | 0
[26 empty] | 0 | 0
[26 empty] | 0 | 0
[26 empty] | 0 | 0
[26 empty] | 0 | 0
[26 empty] | 0 | 0
[26 empty] | 0 | 0
[26 empty] | 0 | 0
[26 empty] | 0 | 0
[26 empty] | 0 | 0
[26 empty] | 0 | 0
[26 empty] | 0 | 0
[26 empty] | 0 | 0
[26 empty] | 0 | 0
[26 empty] | 0 | 0
[26 empty] | 0 | 0
[26 empty] | 0 | 0
[26 empty] | 0 | 0
[26 empty] | 0 | 0
[26 empty] | 0 | 0
[26 empty] | 0 | 0
[26 empty] | 0 | 0
[26 empty] | 0 | 0
[26 empty] | 0 | 0
[26 empty] | 0 | 0
[26 empty] | 0 | 0
[26 empty] | 0 | 0
[26 empty] | 0 | 0
[26 empty] | 0 | 0
[26 empty] | 0 | 0
[26 empty] | 0 | 0
[26 empty] | 0 | 0
[26 empty] | 0 | 0
[26 empty] | 0 | 0
[26 empty] | 0 | 0
[26 empty] | 0 | 0
[26 empty] | 0 | 0
[26 empty] | 0 | 0
[26 empty] | 0 | 0
[26 empty] | 0 | 0
[26 empty] | 0 | 0
[26 empty] | 0 | 0
[26 empty] | 0 | 0
[26 empty] | 0 | 0
[26 empty] | 0 | 0
[26 empty] | 0 | 0
[26 empty] | 0 | 0
[26 empty] | 0 | 0
[26 empty] | 0 | 0
[26 empty] | 0 | 0
[26 empty] | 0 | 0
[26 empty] | 0 | 0
[26 empty] | 0 | 0
[26 empty] | 0 | 0
[26 empty] | 0 | 0
[26 empty] | 0 | 0
[26 empty] | 0 | 0
[26 empty] | 0 | 0
[26 empty] | 0 | 0
[26 empty] | 0 | 0
[26 empty] | 0 | 0
[26 empty] | 0 | 0
[26 empty] | 0 | 0
[26 empty] | 0 | 0
[26 empty] | 0 | 0
[26 empty] | 0 | 0
[26 empty] | 0 | 0
[26 empty] | 0 | 0
[26 empty] | 0 | 0
[26 empty] | 0 | 0
[26 empty] | 0 | 0
[26 empty] | 0 | 0
[26 empty] | 0 | 0
[26 empty] | 0 | 0
[26 empty] | 0 | 0
[26 empty] | 0 | 0
[26 empty] | 0 | 0
[26 empty] | 0 | 0
[26 empty] | 0 | 0
[26 empty] | 0 | 0
[26 empty] | 0 | 0
[26 empty] | 0 | 0
[26 empty] | 0 | 0
[26 empty] | 0 | 0
[26 empty] | 0 | 0
[26 empty] | 0 | 0
[26 empty] | 0 | 0
[26 empty] | 0 | 0
[26 empty] | 0 | 0
[26 empty] | 0 | 0
[26 empty] | 0 | 0
[26 empty] | 0 | 0
[26 empty] | 0 | 0
[26 empty] | 0 | 0
[26 empty] | 0 | 0
[26 empty] | 0 | 0
[26 empty] | 0 | 0
[26 empty] | 0 | 0
[26 empty] | 0 | 0
[26 empty] | 0 | 0
[26 empty] | 0 | 0
[26 empty] | 0 | 0
[26 empty] | 0 | 0
[26 empty] | 0 | 0
[26 empty] | 0 | 0
[26 empty] | 0 | 0
[26 empty] | 0 | 0
[26 empty] | 0 | 0
[26 empty] | 0 | 0
[26 empty] | 0 | 0
[26 empty] | 0 | 0
[26 empty] | 0 | 0
[26 empty] | 0 | 0
[26 empty] | 0 | 0
[26 empty] | 0 | 0
[26 empty] | 0 | 0
[26 empty] | 0 | 0
[26 empty] | 0 | 0
[26 empty] | 0 | 0
[26 empty] | 0 | 0
[26 empty] | 0 | 0
[26 empty] | 0 | 0
[26 empty] | 0 | 0
[26 empty] | 0 | 0
[26 empty] | 0 | 0
[26 empty] | 0 | 0
[26 empty] | 0 | 0
[26 empty] | 0 | 0
[26 empty] | 0 | 0
[26 empty] | 0 | 0
[26 empty] | 0 | 0
[26 empty] | 0 | 0
[26 empty] | 0 | 0
[26 empty] | 0 | 0
[26 empty] | 0 | 0
[26 empty] | 0 | 0
[26 empty] | 0 | 0
[26 empty] | 0 | 0
[26 empty] | 0 | 0
[26 empty] | 0 | 0
[26 empty] | 0 | 0
[26 empty] | 0 | 0
[26 empty] | 0 | 0
[26 empty] | 0 | 0
[26 empty] | 0 | 0
[26 empty] | 0 | 0
[26 empty] | 0 | 0
[26 empty] | 0 | 0
[26 empty] | 0 | 0
[26 empty] | 0 | 0
[26 empty] | 0 | 0
[26 empty] | 0 | 0
[26 empty] | 0 | 0
[26 empty] | 0 | 0
[26 empty] | 0 | 0
[26 empty] | 0 | 0
[26 empty] | 0 | 0
[26 empty] | 0 | 0
[26 empty] | 0 | 0
[26 empty] | 0 | 0
[26 empty] | 0 | 0
[26 empty] | 0 | 0
[26 empty] | 0 | 0
[26 empty] | 0 | 0
[26 empty] | 0 | 0
[26 empty] | 0 | 0
[26 empty] | 0 | 0
[26 empty] | 0 | 0
[26 empty] | 0 | 0
[26 empty] | 0 | 0
[26 empty] | 0 | 0
[26 empty] | 0 | 0
[26 empty] | 0 | 0
[26 empty] | 0 | 0
[26 empty] | 0 | 0
[26 empty] | 0 | 0
[26 empty] | 0 | 0
[26 empty] | 0 | 0
[26 empty] | 0 | 0
[26 empty] | 0 | 0
[26 empty] | 0 | 0
[26 empty] | 0 | 0
[26 empty] | 0 | 0
[26 empty] | 0 | 0
[26 empty] | 0 | 0
[26 empty] | 0 | 0
[26 empty] | 0 | 0
[26 empty] | 0 | 0
[26 empty] | 0 | 0
[26 empty] | 0 | 0
[26 empty] | 0 | 0
[26 empty] | 0 | 0
[26 empty] | 0 | 0
[26 empty] | 0 | 0
[26 empty] | 0 | 0
[26 empty] | 0 | 0
[26 empty] | 0 | 0
[26 empty] | 0 | 0
[26 empty] | 0 | 0
[26 empty] | 0 | 0
[26 empty] | 0 | 0
[26 empty] | 0 | 0
[26 empty] | 0 | 0
[26 empty] | 0 | 0
[26 empty] | 0 | 0
[26 empty] | 0 | 0
[26 empty] | 0 | 0
[26 empty] | 0 | 0
[26 empty] | 0 | 0
[26 empty] | 0 | 0
[26 empty] | 0 | 0
[26 empty] | 0 | 0
[26 empty] | 0 | 0
[26 empty] | 0 | 0
[26 empty] | 0 | 0
[26 empty] | 0 | 0
[26 empty] | 0 | 0
[26 empty] | 0 | 0
[26 empty] | 0 | 0
[26 empty] | 0 | 0
[26 empty] | 0 | 0
[26 empty] | 0 | 0
[26 empty] | 0 | 0
[26 empty] | 0 | 0
[26 empty] | 0 | 0
[26 empty] | 0 | 0
[26 empty] | 0 | 0
[26 empty] | 0 | 0
[26 empty] | 0 | 0
[26 empty] | 0 | 0
[26 empty] | 0 | 0
[26 empty] | 0 | 0
[26 empty] | 0 | 0
[26 empty] | 0 | 0
[26 empty] | 0 | 0
[26 empty] | 0 | 0
[26 empty] | 0 | 0
[26 empty] | 0 | 0
[26 empty] | 0 | 0
[26 empty] | 0 | 0
[26 empty] | 0 | 0
[26 empty] | 0 | 0
[26 empty] | 0 | 0
[26 empty] | 0 | 0
[26 empty] | 0 | 0
[26 empty] | 0 | 0
[26 empty] | 0 | 0
[26 empty] | 0 | 0
[26 empty] | 0 | 0
[26 empty] | 0 | 0
[26 empty] | 0 | 0
[26 empty] | 0 | 0
[26 empty] | 0 | 0
[26 empty] | 0 | 0
[26 empty] | 0 | 0
[26 empty] | 0 | 0
[26 empty] | 0 | 0
[26 empty] | 0 | 0
[26 empty] | 0 | 0
[26 empty] | 0 | 0
[26 empty] | 0 | 0
[26 empty] | 0 | 0
[26 empty] | 0 | 0
[26 empty] | 0 | 0
[26 empty] | 0 | 0
[26 empty] | 0 | 0
[26 empty] | 0 | 0
[26 empty] | 0 | 0
[26 empty] | 0 | 0
[26 empty] | 0 | 0
[26 empty] | 0 | 0
[26 empty] | 0 | 0
[26 empty] | 0 | 0
[26 empty] | 0 | 0
[26 empty] | 0 | 0
[26 empty] | 0 | 0
[26 empty] | 0 | 0
[26 empty] | 0 | 0
[26 empty] | 0 | 0
[26 empty] | 0 | 0
[26 empty] | 0 | 0
[26 empty] | 0 | 0
[26 empty] | 0 | 0
[26 empty] | 0 | 0
[26 empty] | 0 | 0
[26 empty] | 0 | 0
[26 empty] | 0 | 0
[26 empty] | 0 | 0
[26 empty] | 0 | 0
[26 empty] | 0 | 0
[26 empty] | 0 | 0
[26 empty] | 0 | 0
[26 empty] | 0 | 0
[26 empty] | 0 | 0
[26 empty] | 0 | 0
[26 empty] | 0 | 0
[26 empty] | 0 | 0
[26 empty] | 0 | 0
[26 empty] | 0 | 0
[26 empty] | 0 | 0
[26 empty] | 0 | 0
[26 empty] | 0 | 0
[26 empty] | 0 | 0
[26 empty] | 0 | 0
[26 empty] | 0 | 0
[26 empty] | 0 | 0
[26 empty] | 0 | 0
[26 empty] | 0 | 0
[26 empty] | 0 | 0
[26 empty] | 0 | 0
[26 empty] | 0 | 0
[26 empty] | 0 | 0
[26 empty] | 0 | 0
[26 empty] | 0 | 0
[26 empty] | 0 | 0
[26 empty] | 0 | 0
[26 empty] | 0 | 0
[26 empty] | 0 | 0
[26 empty] | 0 | 0
[26 empty] | 0 | 0
[26 empty] | 0 | 0
[26 empty] | 0 | 0
[26 empty] | 0 | 0
[26 empty] | 0 | 0
[26 empty] | 0 | 0
[26 empty] | 0 | 0
[26 empty] | 0 | 0
[26 empty] | 0 | 0
[26 empty] | 0 | 0
[26 empty] | 0 | 0
[26 empty] | 0 | 0
[26 empty] | 0 | 0
[26 empty] | 0 | 0
[26 empty] | 0 | 0
[26 empty] | 0 | 0
[26 empty] | 0 | 0
[26 empty] | 0 | 0
[26 empty] | 0 | 0
[26 empty] | 0 | 0
[26 empty] | 0 | 0
[26 empty] | 0 | 0
[26 empty] | 0 | 0
[26 empty] | 0 | 0
[26 empty] | 0 | 0
[26 empty] | 0 | 0
[26 empty] | 0 | 0
[26 empty] | 0 | 0
[26 empty] | 0 | 0
[26 empty] | 0 | 0
[26 empty] | 0 | 0
[26 empty] | 0 | 0
[26 empty] | 0 | 0
[26 empty] | 0 | 0
[26 empty] | 0 | 0
[26 empty] | 0 | 0
[26 empty] | 0 | 0
[26 empty] | 0 | 0
[26 empty] | 0 | 0
[26 empty] | 0 | 0
[26 empty] | 0 | 0
[26 empty] | 0 | 0
[26 empty] | 0 | 0
[26 empty] | 0 | 0
[26 empty] | 0 | 0
[26 empty] | 0 | 0
[26 empty] | 0 | 0
[26 empty] | 0 | 0
[26 empty] | 0 | 0
[26 empty] | 0 | 0
[26 empty] | 0 | 0
[26 empty] | 0 | 0
[26 empty] | 0 | 0
[26 empty] | 0 | 0
[26 empty] | 0 | 0
[26 empty] | 0 | 0
[26 empty] | 0 | 0
[26 empty] | 0 | 0
[26 empty] | 0 | 0
[26 empty] | 0 | 0
[26 empty] | 0 | 0
[26 empty] | 0 | 0
[26 empty] | 0 | 0
[26 empty] | 0 | 0
[26 empty] | 0 | 0
[26 empty] | 0 | 0
[26 empty] | 0 | 0
[26 empty] | 0 | 0
[26 empty] | 0 | 0
[26 empty] | 0 | 0
[26 empty] | 0 | 0
[26 empty] | 0 | 0
[26 empty] | 0 | 0
[26 empty] | 0 | 0
[26 empty] | 0 | 0
[26 empty] | 0 | 0
[26 empty] | 0 | 0
[26 empty] | 0 | 0
[26 empty] | 0 | 0
[26 empty] | 0 | 0
[26 empty] | 0 | 0
[26 empty] | 0 | 0
[26 empty] | 0 | 0
[26 empty] | 0 | 0
[26 empty] | 0 | 0
[26 empty] | 0 | 0
[26 empty] | 0 | 0
[26 empty] | 0 | 0
[26 empty] | 0 | 0
[26 empty] | 0 | 0
[26 empty] | 0 | 0
[26 empty] | 0 | 0
[26 empty] | 0 | 0
[26 empty] | 0 | 0
[26 empty] | 0 | 0
[26 empty] | 0 | 0
[26 empty] | 0 | 0
[26 empty] | 0 | 0
[26 empty] | 0 | 0
[26 empty] | 0 | 0
[26 empty] | 0 | 0
[26 empty] | 0 | 0
[26 empty] | 0 | 0
[26 empty] | 0 | 0
[26 empty] | 0 | 0
[26 empty] | 0 | 0
[26 empty] | 0 | 0
[26 empty] | 0 | 0
[26 empty] | 0 | 0
[26 empty] | 0 | 0
[26 empty] | 0 | 0
[26 empty] | 0 | 0
[26 empty] | 0 | 0
[26 empty] | 0 | 0
[26 empty] | 0 | 0
[26 empty] | 0 | 0
[26 empty] | 0 | 0
[26 empty] | 0 | 0
[26 empty] | 0 | 0
[26 empty] | 0 | 0
[26 empty] | 0 | 0
[26 empty] | 0 | 0
[26 empty] | 0 | 0
[26 empty] | 0 | 0
[26 empty] | 0 | 0
[26 empty] | 0 | 0
[26 empty] | 0 | 0
[26 empty] | 0 | 0
[26 empty] | 0 | 0
[26 empty] | 0 | 0
[26 empty] | 0 | 0
[26 empty] | 0 | 0
[26 empty] | 0 | 0
[26 empty] | 0 | 0
[26 empty] | 0 | 0
[26 empty] | 0 | 0
[26 empty] | 0 | 0
[26 empty] | 0 | 0
[26 empty] | 0 | 0
[26 empty] | 0 | 0
[26 empty] | 0 | 0
[26 empty] | 0 | 0
[26 empty] | 0 | 0
[26 empty] | 0 | 0
[26 empty] | 0 | 0
[26 empty] | 0 | 0
[26 empty] | 0 | 0
[26 empty] | 0 | 0
[26 empty] | 0 | 0
[26 empty] | 0 | 0
[26 empty] | 0 | 0
[26 empty] | 0 | 0
[26 empty] | 0 | 0
[26 empty] | 0 | 0
[26 empty] | 0 | 0
[26 empty] | 0 | 0
[26 empty] | 0 | 0
[26 empty] | 0 | 0
[26 empty] | 0 | 0
[26 empty] | 0 | 0
[26 empty] | 0 | 0
[26 empty] | 0 | 0
[26 empty] | 0 | 0
[26 empty] | 0 | 0
[26 empty] | 0 | 0
[26 empty] | 0 | 0
[26 empty] | 0 | 0
[26 empty] | 0 | 0
[26 empty] | 0 | 0
[26 empty] | 0 | 0
[26 empty] | 0 | 0
[26 empty] | 0 | 0
[26 empty] | 0 | 0
[26 empty] | 0 | 0
[26 empty] | 0 | 0
[26 empty] | 0 | 0
[26 empty] | 0 | 0
[26 empty] | 0 | 0
[26 empty] | 0 | 0
[26 empty] | 0 | 0
[26 empty] | 0 | 0
[26 empty] | 0 | 0
[26 empty] | 0 | 0
[26 empty] | 0 | 0
[26 empty] | 0 | 0
[26 empty] | 0 | 0
[26 empty] | 0 | 0
[26 empty] | 0 | 0
[26 empty] | 0 | 0
[26 empty] | 0 | 0
[26 empty] | 0 | 0
[26 empty] | 0 | 0
[26 empty] | 0 | 0
[26 empty] | 0 | 0
[26 empty] | 0 | 0
[26 empty] | 0 | 0
[26 empty] | 0 | 0
[26 empty] | 0 | 0
[26 empty] | 0 | 0
[26 empty] | 0 | 0
[26 empty] | 0 | 0
[26 empty] | 0 | 0
[26 empty] | 0 | 0
[26 empty] | 0 | 0
[26 empty] | 0 | 0
[26 empty] | 0 | 0
[26 empty] | 0 | 0
[26 empty] | 0 | 0
[26 empty] | 0 | 0
[26 empty] | 0 | 0
[26 empty] | 0 | 0
[26 empty] | 0 | 0
[26 empty] | 0 | 0
[26 empty] | 0 | 0
[26 empty] | 0 | 0
[26 empty] | 0 | 0
[26 empty] | 0 | 0
[26 empty] | 0 | 0
[26 empty] | 0 | 0
[26 empty] | 0 | 0
[26 empty] | 0 | 0
[26 empty] | 0 | 0
[26 empty] | 0 | 0
[26 empty] | 0 | 0
[26 empty] | 0 | 0
[26 empty] | 0 | 0
[26 empty] | 0 | 0
[26 empty] | 0 | 0
[26 empty] | 0 | 0
[26 empty] | 0 | 0
[26 empty] | 0 | 0
[26 empty] | 0 | 0
[26 empty] | 0 | 0
[26 empty] | 0 | 0
[26 empty] | 0 | 0
[26 empty] | 0 | 0
[26 empty] | 0 | 0
[26 empty] | 0 | 0
[26 empty] | 0 | 0
[26 empty] | 0 | 0
[26 empty] | 0 | 0
[26 empty] | 0 | 0
[26 empty] | 0 | 0
[26 empty] | 0 | 0
[26 empty] | 0 | 0
[26 empty] | 0 | 0
[26 empty] | 0 | 0
[26 empty] | 0 | 0
[26 empty] | 0 | 0
[26 empty] | 0 | 0
[26 empty] | 0 | 0
[26 empty] | 0 | 0
[26 empty] | 0 | 0
[26 empty] | 0 | 0
[26 empty] | 0 | 0
[26 empty] | 0 | 0
[26 empty] | 0 | 0
[26 empty] | 0 | 0
[26 empty] | 0 | 0
[26 empty] | 0 | 0
[26 empty] | 0 | 0
[26 empty] | 0 | 0
[26 empty] | 0 | 0
[26 empty] | 0 | 0
[26 empty] | 0 | 0
[26 empty] | 0 | 0
[26 empty] | 0 | 0
[26 empty] | 0 | 0
[26 empty] | 0 | 0
[26 empty] | 0 | 0
[26 empty] | 0 | 0
[26 empty] | 0 | 0
[26 empty] | 0 | 0
[26 empty] | 0 | 0
[26 empty] | 0 | 0
[26 empty] | 0 | 0
[26 empty] | 0 | 0
[26 empty] | 0 | 0
[26 empty] | 0 | 0
[26 empty] | 0 | 0
[26 empty] | 0 | 0
[26 empty] | 0 | 0
[26 empty] | 0 | 0
[26 empty] | 0 | 0
[26 empty] | 0 | 0
[26 empty] | 0 | 0
[26 empty] | 0 | 0
[26 empty] | 0 | 0
[26 empty] | 0 | 0
[26 empty] | 0 | 0
[26 empty] | 0 | 0
[26 empty] | 0 | 0
[26 empty] | 0 | 0
[26 empty] | 0 | 0
[26 empty] | 0 | 0
[26 empty] | 0 | 0
[26 empty] | 0 | 0
[26 empty] | 0 | 0
[26 empty] | 0 | 0
[26 empty] | 0 | 0
[26 empty] | 0 | 0
[26 empty] | 0 | 0
[26 empty] | 0 | 0
[26 empty] | 0 | 0
[26 empty] | 0 | 0
[26 empty] | 0 | 0
[26 empty] | 0 | 0
[26 empty] | 0 | 0
[26 empty] | 0 | 0
[26 empty] | 0 | 0
[26 empty] | 0 | 0
[26 empty] | 0 | 0
[26 empty] | 0 | 0
[26 empty] | 0 | 0
[26 empty] | 0 | 0
[26 empty] | 0 | 0
[26 empty] | 0 | 0
[26 empty] | 0 | 0
[26 empty] | 0 | 0
[26 empty] | 0 | 0
[26 empty] | 0 | 0
[26 empty] | 0 | 0
[26 empty] | 0 | 0
[26 empty] | 0 | 0
[26 empty] | 0 | 0
[26 empty] | 0 | 0
[26 empty] | 0 | 0
[26 empty] | 0 | 0
[26 empty] | 0 | 0
[26 empty] | 0 | 0
[26 empty] | 0 | 0
[26 empty] | 0 | 0
[26 empty] | 0 | 0
[26 empty] | 0 | 0
[26 empty] | 0 | 0
[26 empty] | 0 | 0
[26 empty] | 0 | 0
[26 empty] | 0 | 0
[26 empty] | 0 | 0
[26 empty] | 0 | 0
[26 empty] | 0 | 0
[26 empty] | 0 | 0
[26 empty] | 0 | 0
[26 empty] | 0 | 0
[26 empty] | 0 | 0
[26 empty] | 0 | 0
[26 empty] | 0 | 0
[26 empty] | 0 | 0
[26 empty] | 0 | 0
[26 empty] | 0 | 0
[26 empty] | 0 | 0
[26 empty] | 0 | 0
[26 empty] | 0 | 0
[26 empty] | 0 | 0
[26 empty] | 0 | 0
[26 empty] | 0 | 0
[26 empty] | 0 | 0
[26 empty] | 0 | 0
[26 empty] | 0 | 0
[26 empty] | 0 | 0
[26 empty] | 0 | 0
[26 empty] | 0 | 0
[26 empty] | 0 | 0
[26 empty] | 0 | 0
[26 empty] | 0 | 0
[26 empty] | 0 | 0
[26 empty] | 0 | 0
[26 empty] | 0 | 0
[26 empty] | 0 | 0
[26 empty] | 0 | 0
[26 empty] | 0 | 0
[26 empty] | 0 | 0
[26 empty] | 0 | 0
[26 empty] | 0 | 0
[26 empty] | 0 | 0
[26 empty] | 0 | 0
[26 empty] | 0 | 0
[26 empty] | 0 | 0
[26 empty] | 0 | 0
[26 empty] | 0 | 0
[26 empty] | 0 | 0
[26 empty] | 0 | 0
[26 empty] | 0 | 0
[26 empty] | 0 | 0
[26 empty] | 0 | 0
[26 empty] | 0 | 0
[26 empty] | 0 | 0
[26 empty] | 0 | 0
[26 empty] | 0 | 0
[26 empty] | 0 | 0
[26 empty] | 0 | 0
[26 empty] | 0 | 0
[26 empty] | 0 | 0
[26 empty] | 0 | 0
[26 empty] | 0 | 0
[26 empty] | 0 | 0
[26 empty] | 0 | 0
[26 empty] | 0 | 0
[26 empty] | 0 | 0
[26 empty] | 0 | 0
[26 empty] | 0 | 0
[26 empty] | 0 | 0
[26 empty] | 0 | 0
[26 empty] | 0 | 0

## Zones
Houston | -1
North | -1
South | -1
West | 1
SET UP AREA, copy & paste values to cell B1
Source | West |  | N to H | N to W | N to S | W to N | S to N | W to S
Sink | North | Houston | -1 | 1 | -1 | -1 | 1 | -1
|  | North | 1 | 1 | 1 | -1 | -1 | -1
|  | South | -1 | 1 | -1 | -1 | 1 | -1
|  | West | 1 | -1 | 1 | 1 | -1 | 1
|  | Source | North | North | North | West | South | West
|  | Sink | Houston | West | South | North | North | South

## Tech
Number of Bus | Name of Bus | Tech Type
238 | BOSQUESW505 | CC
239 | BOSQUESW502 | GGT
244 | WHITNYDM01 | Hydro
245 | WHITNYDM02 | Hydro
247 | BOSQUESW501 | GGT
251 | BOSQUESW803 | CC
253 | BOSQUESW804 | CC
332 | RWMILLER01 | GST
333 | RWMILLER02 | GST
334 | RWMILLER03 | GST
335 | RWMILLER04 | GST
336 | RWMILLER05 | GST
344 | MRSSHPRD | Hydro
345 | MRSSHPRD01 | Hydro
366 | JNSNCNTY802 | Cogen
367 | JNSNCNTY802 | Cogen
503 | NTHTEXAS01 | GST
504 | NTHTEXAS02 | GST
505 | NTHTEXAS03 | GST
580 | JCKCNTY801 | CC
581 | JCKCNTY802 | CC
582 | JCKCNTY803 | CC
728 | WOLFRIDGE801 | Wind
837 | NEWMAN_G5 | GST
842 | OLINGER_G1 | GST
843 | OLINGER_G2 | GST
844 | OLINGER_G3 | GST
845 | OLINGER_G4 | GGT
923 | SPENCER_G4 | GST
924 | SPENCER_G5 | GST
948 | STEAM1 | GST
949 | STEAM2 | GST
950 | STEAM3 | GST
990 | GIBN_CREK_G1 | LIGCO
1002 | PBCTAGE_1G | GGT
1003 | PBCTBGE_2G | GGT
1004 | PBCTCGE_3G | GGT
1005 | PBCTDGE_4G | GGT
1006 | PBCTEGE_5G | GGT
1007 | PB5GEN_6G | GST
1008 | PB6GEN_7G | GST
1037 | MORGAN5G_5G | GST
1039 | MRGNAG_1G | GGT
1040 | MRGNBG_2G | GGT
1041 | MRGNCG_3G | GGT
1042 | MRGNDG_4G | GGT
1043 | MRGNEG_5G | GGT
1044 | MRGNFG_6G | GGT
1045 | CALENG1G_1G | Cogen
1046 | CALENG2G_2G | Cogen
1047 | CALENG3G_3G | Cogen
1058 | LONGSHORE_5 | Wind
1058 | LONGSHORE_5 | Wind
1061 | CIELOGEN_1G | Wind
1062 | CIELOGEN_2G | Wind
1068 | SCURRYCW_1G | Wind
1069 | KINDERMG_1G | Cogen
1070 | KINDERMG_2G | Cogen
1071 | KINDERMG_3G | Cogen
1073 | SCURRYCW_2G | Wind
1320 | BSP 1 | Cogen
1326 | STANTONW_8 | Wind
1327 | WILDHRSE_1G | Wind
1328 | OCOTILLO_1G | Wind
1333 | MCDDONAL_8 | Wind
1343 | TRENTIPP_8 | Wind
1349 | WESTXWIN_1G | Wind
1350 | NWPWRG1_1G | Wind
1354 | AEPWIND_8 | Wind
1360 | GUNSIGHT_8 | Wind
1416 | SWETWATR_1G | CC
1417 | SWETWATR_2G | CC
1418 | SWETWATR_3G | CC
1419 | SWETWATR_4G | CC
1432 | GRHAMSES_2G | GST
1433 | GRHAMSES_1G | GST
1437 | MESQUITW_1G | Wind
1438 | MESQUITW_2G | Wind
1442 | COKFIELD_5 | Wind
1453 | WCPWRCO_1G | CC
1454 | WCPWRCO_2G | CC
1455 | WCPWRCO_3G | CC
1479 | WFCOGEN_1G | Cogen
1479 | WFCOGEN_1G | Cogen
1482 | WFCOGEN_2G | Cogen
1482 | WFCOGEN_2G | Cogen
1600 | BARTNWND_1G | Wind
1643 | SLSTR1PP_1G | Wind
1675 | PEC_1G | Cogen
1676 | PEC_2G | Cogen
1677 | PEC_3G | Cogen
1678 | LAMARPWR_1G | CC
1679 | LAMARPWR_2G | CC
1680 | LAMARPWR_3G | CC
1681 | LAMARPWR_4G | CC
1682 | LAMARPWR_5G | CC
1683 | LAMARPWR_6G | CC
1687 | VALLEY_1G | GST
1688 | VALLEY_2G | GSC
1689 | VALLEY_3G | GST
1701 | MOSES_1G | LIGCO
1702 | MOSES_2G | LIGCO
1703 | MOSES_3G | LIGCO
1861 | EAGLEMNT_1G | GST
1862 | EAGLEMNT_2G | GST
1863 | EAGLEMNT_3G | GST
1877 | WLFHOLW_1G | CC
1878 | WLFHOLW_2G | CC
1879 | WLFHOLW_3G | CC
1889 | DECRDOVA_1G | GSC
1892 | DECRDOVA_2G | GGT
1893 | DECRDOVA_3G | GGT
1894 | DECRDOVA_4G | GGT
1895 | DECRDOVA_5G | GGT
1898 | COMCHEPK_1G | Nuc
1899 | COMCHEPK_2G | Nuc
1937 | MDLTHELP_5G | CC
1938 | MDLTHELP_6G | CC
1941 | MDLTHELP_1G | CC
1942 | MDLTHELP_2G | CC
1943 | MDLTHELP_3G | CC
1944 | MDLTHELP_4G | CC
1947 | HANDLEY_3G | GST
1948 | HANDLEY_4G | GST
1949 | HANDLEY_5G | GST
2371 | COLLIN_1G | GST
2381 | NTHLK1_G | GST
2382 | NTHLK2_G | GST
2383 | NTHLK3_G | GST
2413 | MTCK6_G | GST
2414 | MTCK7_G | GST
2417 | MTCK8_G | GSC
2451 | LKHB1_G | GST
2452 | LKHB2_G | GST
3097 | MARTLAKE_1G | LIGCO
3098 | MARTLAKE_2G | LIGCO
3099 | MARTLAKE_3G | LIGCO
3107 | STRYKER_1G | GST
3108 | STRYKER_2G | GST
3126 | TRINIDAD_6G | GST
3309 | ASPN_G | Bio
3348 | CHAMPION_1G | Cogen
3381 | BBRN_1G | LIGCO
3382 | BBRN_2G | LIGCO
3403 | THOUSE_1G | GSC
3404 | THOUSE_2G | GSC
3416 | LAKE_CRK1_G | GST
3417 | LAKE_CRK2_G | GST
3432 | SANDOW_4G | LIGCO
5026 | BRAUNIG_VHB1 | GST
5027 | BRAUNIG_VHB2 | GST
5028 | BRAUNIG_VHB3 | GST
5111 | CALAVER_JTD1 | LIGCO
5112 | CALAVER_JTD2 | LIGCO
5264 | LEON_LCP3G3 | GST
5265 | LEON_LCP4G4 | GST
5266 | LEON_LCPCT1 | GGT
5267 | LEON_LCPCT2 | GGT
5268 | LEON_LCPCT3 | GGT
5269 | LEON_LCPCT4 | GGT
5396 | CALAVER_OWS1 | GST
5397 | CALAVER_OWS2 | GST
5401 | CALAVER_JKS1 | LIGCO
5436 | TUTTL_WBT1G1 | GST
5438 | TUTTL_WBT3G3 | GST
5439 | TUTTL_WBT4G4 | GST
5476 | BRA_AVR1_CT1 | CC
5477 | BRA_AVR1_ST | CC
5478 | BRA_AVR1_CT2 | CC
5503 | RAYBURNGEN3 | GST
5505 | RAYBURNGEN1 | GGT
5506 | RAYBURNGEN2 | GGT
5508 | RAYBURNCC9 | CC
5509 | RAYBURNCC10 | CC
5511 | RAYBURNCC7 | CC
5512 | RAYBURNCC8 | CC
5728 | FALCONHYDRO2 | Hydro
5729 | FALCONHYDRO3 | Hydro
5890 | PEARSALLGEN1 | GST
5891 | PEARSALLGEN2 | GST
5892 | PEARSALLGEN3 | GST
5903 | SANMIGUELGEN | LIGCO
5911 | STP_GN1___1 | Nuc
5912 | STP_GN2___2 | Nuc
5920 | WELSHDC1 | DCTie
5925 | DCEAST | DCTie
5932 | SI_RAY9 | CC
5933 | SI_RAY6 | GST
5934 | SI_RAY5 | GST
5935 | SI_RAY10 | CC
6016 | SWMESA | Wind
6096 | NORTHDC7 | DCTie
6100 | OKLA7A | DCTie
6144 | MCADOO1A | Wind
6407 | TURKTRAK1A | Wind
6637 | SNYDERW1A | Wind
6752 | OKLA0A | LIGCO
6948 | DENISNDM | Hydro
6948 | DENISNDM | Hydro
7000 | L_FERGUS1_1Y | GSC
7004 | L_SIMGID1_1Y | GST
7005 | L_SIMGID1_2Y | GST
7006 | L_SIMGID1_3Y | GST
7007 | L_LOSTPI1_1Y | CC
7008 | L_LOSTPI1_2Y | CC
7009 | L_LOSTPI1_3Y | CC
7010 | L_FPPYD11_1Y | LIGCO
7011 | L_FPPYD11_2Y | LIGCO
7012 | L_FPPYD21_3Y | LIGCO
7014 | L_HAYSEN1_1Y | CC
7015 | L_HAYSEN1_2Y | CC
7016 | L_HAYSEN1_3Y | CC
7017 | L_HAYSEN1_4Y | CC
7020 | L_AUSTPL1_1Y | Hydro
7020 | L_AUSTPL1_1Y | Hydro
7022 | L_BUCHAN1_1Y | Hydro
7023 | L_BUCHAN1_2Y | Hydro
7024 | L_BUCHAN1_3Y | Hydro
7026 | L_INKSDA1_1Y | Hydro
7028 | L_MARBFA1_1Y | Hydro
7029 | L_MARBFA1_2Y | Hydro
7031 | L_MARSFO1G1Y | Hydro
7032 | L_MARSFO1G2Y | Hydro
7033 | L_MARSFO1G3Y | Hydro
7035 | L_WIRTZ_1G1Y | Hydro
7036 | L_WIRTZ_1G2Y | Hydro
7038 | L_DELAWA1_1Y | Wind
7038 | L_DELAWA1_1Y | Wind
7303 | L_WPPGS12_1Y | GGT
7303 | L_WPPGS12_1Y | GGT
7305 | L_WPPGS34_1Y | GGT
7305 | L_WPPGS34_1Y | GGT
7487 | L_CANYHY8_1Y | Hydro
7605 | L_MCQUEE9_1Y | Hydro
7605 | L_MCQUEE9_1Y | Hydro
7605 | L_MCQUEE9_1Y | Hydro
7609 | L_SCHUMA8_1Y | Hydro
7624 | L_LAKEWO9_1Y | Hydro
7624 | L_LAKEWO9_1Y | Hydro
7800 | L_GUADGE1_1Y | CC
7801 | L_GUADGE1_2Y | CC
7802 | L_GUADGE1_3Y | CC
7803 | L_GUADGE1_4Y | CC
7804 | L_GUADGE1_5Y | CC
7805 | L_GUADGE1_6Y | CC
7807 | L_BASTEN1_1Y | CC
7808 | L_BASTEN1_2Y | CC
7809 | L_BASTEN1_3Y | CC
7810 | L_RIONOG1G1Y | CC
7811 | L_RIONOG1G2Y | CC
7812 | L_RIONOG1G3Y | CC
7813 | L_RIONOG1S1Y | CC
8032 | AMISTADHYD1 | Hydro
8033 | AMISTADHYD2 | Hydro
8048 | FALCONHYDRO1 | Hydro
8066 | DUP1V#1 | Cogen
8134 | FOR #1 | Cogen
8138 | FOR #2 | Cogen
8139 | JOS #1 | GST
8147 | UCAR #2 | Cogen
8148 | UCAR #1 | Cogen
8153 | FOR #3 | Cogen
8154 | FOR #4 | Cogen
8155 | FOR #5 | Cogen
8156 | FOR #6 | Cogen
8157 | FOR #7 | Cogen
8161 | COLETO0A | LIGCO
8173 | VICEC51A | CC
8174 | VICEC61A | CC
8189 | CUECPL2A | Cogen
8262 | ELPS | Hydro
8285 | LAR #1 | GST
8287 | LAR #2 | GST
8288 | LAR #3 | GST
8388 | BATES0A | GST
8393 | BATES0B | GST
8437 | NUECES_B0C | GST
8438 | NUECES_B0B | GST
8442 | NBEC7 | GST
8442 | NBEC7 | GST
8456 | COSW#1 | Cogen
8457 | COSW#2 | Cogen
8459 | B_DAVIS0B | GSC
8460 | B_DAVIS0A | GSC
8461 | KOCH_UP0A | Cogen
8506 | VAL #1 | Cogen
8507 | VAL #2 | Cogen
8511 | OXY_CC0A | Cogen
8517 | CELANEBI0A | Cogen
8560 | CNOPGT1 | Cogen
8561 | CNOPGT2 | Cogen
8562 | CNOPST1 | Cogen
8926 | LGE_GT10A | Cogen
8927 | LGE_GT20A | Cogen
8928 | LGE_STG0A | Cogen
8930 | ICPGN10A | Cogen
8931 | ICPGN20A | Cogen
8932 | ICPGN30A | Cogen
8933 | FGNTS001 | CC
8934 | FGNTS101 | CC
8935 | FGNTS201 | CC
8936 | MVGN#1 | CC
8937 | MVGN#2 | CC
8938 | MVGN#3 | CC
8981 | HECN1 | CC
8982 | HECN2 | CC
8983 | HECN3 | CC
9000 | DECKR_G1 | GST
9001 | DECKR_G2 | GST
9002 | DECKR_G3 | GGT
9003 | DECKR_G4 | GGT
9004 | DECKR_G5 | GGT
9005 | DECKR_G6 | GGT
9016 | SANDH_G1 | GGT
9017 | SANDH_G2 | GGT
9018 | SANDH_G3 | GGT
9019 | SANDH_G4 | GGT
9020 | SANDHG5A | CC
9021 | SANDHG5C | CC
11001 | NAV1CT | CC
11009 | NAV2CT | CC
11011 | NAV3ST | CC
11012 | NAV4CT | CC
11013 | NAV5CT | CC
11014 | NAV6ST | CC
11020 | TIEHVSG_1G | CC
11021 | TIEHVCG_1G | CC
11022 | TIEHVCG_2G | CC
11023 | TIEHVCG_3G | CC
11024 | TIEHVCG_4G | CC
11025 | TIEHVSG_2G | CC
11056 | ROSCOE_1G | Wind
11057 | CHAMPION_1G | Wind
11058 | PYRON_1G | Wind
11059 | INADALE_1G | Wind
11065 | ELBOWCK_1G | Wind
11147 | NOTREES_1G | Wind
11309 | BULLCREK_2G | Wind
11310 | BULLCREK_1G | Wind
11320 | COYOTE_1G | Wind
11691 | KMICHICT1_G | CC
11692 | KMICHICT2_G | CC
11693 | KMICHIST3_G | CC
11694 | KMICHICT4_G | CC
11695 | KMICHICT5_G | CC
11696 | KMICHIST6_G | CC
12322 | ENNSTRAC_1G | CC
12323 | ENNSTRAC_2G | CC
12411 | FPLEFR1A_G | CC
12412 | FPLEFR1B_G | CC
12413 | FPLEFR1C_G | CC
12414 | FPLEFR1S_G | CC
12421 | FPLEFR2A_G | CC
12422 | FPLEFR2B_G | CC
12423 | FPLEFR2C_G | CC
12424 | FPLEFR2S_G | CC
12440 | PARKD_1SVC8 | GST
12449 | PARKD_2SVC8 | GST
13116 | TGATEWAY_1G | CC
13117 | TGATEWAY_2G | CC
13118 | TGATEWAY_3G | CC
13119 | TGATEWAY_4G | CC
13131 | CALFREST_1G | CC
13132 | CALFREST_2G | CC
13133 | CALFREST_3G | CC
13134 | CALFREST_4G | CC
13135 | CALFREST_5G | CC
13136 | CALFREST_6G | CC
13432 | SANDOW_5G | LIGCO
32798 | BRYN_TAMUGEN | GST
32883 | BRYN_DNSBY3 | GST
32884 | BRYN_DNSBY13 | GST
32886 | BRYN_ATKINS3 | GST
32887 | BRYN_ATKINS6 | GST
32888 | BRYN_ATKINS7 | GGT
32890 | BRYN_ATKINS4 | GST
32891 | BRYN_ATKINS5 | GST
32892 | BRYN_DNSBY14 | GST
36998 | RDCNYNG1 | Wind
38332 | TNWDWRDU2_8 | Wind
38437 | TNSRBNMESA9 | Wind
38580 | TNBP_CGN1_8 | Cogen
38590 | TNBP_CGN2_8 | Cogen
38600 | TNBP_CGN3_8 | Cogen
38611 | TNBPAMCG1_8 | Cogen
38612 | TNBPAMCG2_8 | Cogen
38613 | TNBPAMCG3_8 | Cogen
38614 | TNBPAMCG4_8 | Cogen
38615 | TNBPAMCG5_8 | Cogen
38690 | TNBP_CGN4_8 | Cogen
38711 | TNTXCTY1CG8 | Cogen
38712 | TNTXCTY2CG8 | Cogen
38713 | TNTXCTY3CG8 | Cogen
38714 | TNTXCTY4CG8 | Cogen
39190 | TNSLCGN1__8 | Cogen
39470 | TNDOWCGNSG8 | Cogen
39480 | TNDOWCGNGG8 | Cogen
39760 | TNSCLP1___8 | Cogen
39770 | TNSCLP2___8 | Cogen
39775 | TNSCLP4___8 | Cogen
39790 | TNSCLP3___8 | Cogen
39960 | TNTNPONE_18 | LIGCO
39970 | TNTNPONE_28 | LIGCO
48500 | APD_GT1_8005 | Cogen
48510 | AK_GT1__8040 | Cogen
48511 | LPE_GT1_8070 | GGT
48512 | LPE_GT2_8075 | GGT
48513 | LPE_GT3_8080 | GGT
48514 | LPE_GT4_8085 | GGT
48520 | BSF_GT1_8070 | Cogen
48520 | BSF_GT1_8070 | Cogen
48521 | BVE_GT1_GT1 | CC
48522 | BVE_GT2_5035 | CC
48523 | BVE_ST1_GN1 | CC
48531 | BYU_GT1_8075 | Cogen
48532 | BYU_GT2_8055 | Cogen
48533 | BYU_GT3_8060 | Cogen
48534 | BYU_GT4_8065 | Cogen
48551 | CAL_GT1_8045 | Cogen
48552 | CAL_ST1_8000 | Cogen
48561 | CTL_GT2_8130 | Cogen
48562 | CTL_GT3_8135 | Cogen
48563 | CTL_GT4_8140 | Cogen
48564 | CTL_GN1_8145 | Cogen
48565 | CTL_GN2_8155 | Cogen
48581 | CBY_GN1_1 | GSC
48582 | CBY_GN2_2 | GSC
48583 | CBY_GT4_1 | GSC
48584 | CBY_GT4_2 | CC
48585 | CBY_ST4_1 | CC
48591 | CHE_GT2_5030 | Cogen
48593 | CHE_GT1_8015 | Cogen
48594 | CHE_GN4_8025 | Cogen
48595 | BTE_GT2_8075 | CC
48596 | BTE_GT3_8045 | CC
48597 | BTE_GT4_8055 | CC
48598 | BTE_ST1_8070 | CC
48611 | DIB_GT1_8080 | Cogen
48612 | DIB_GT2_8075 | Cogen
48613 | DIB_ST1_8085 | Cogen
48614 | DIB_GT3_8090 | Cogen
48641 | DPEC_GT15040 | CC
48642 | DPEC_GT25025 | CC
48643 | DPEC_GT35010 | CC
48644 | DPEC_GT45070 | CC
48645 | DPEC_ST55065 | CC
48651 | EP_1_2 | Cogen
48651 | EP_1_2 | Cogen
48671 | FTR_GT1_5105 | CC
48672 | FTR_GT2_5110 | CC
48673 | FTR_GT3_5085 | CC
48674 | FTR_CN4_5095 | CC
48690 | GBY_GN5_5 | GSC
48691 | GBY_73741085 | GGT
48691 | GBY_73741085 | GGT
48692 | GBY_81821075 | GGT
48692 | GBY_81821075 | GGT
48693 | GBY_83841065 | GGT
48693 | GBY_83841065 | GGT
48721 | LEG_1___1 | LIGCO
48722 | LEG_2___2 | LIGCO
48730 | MNS_GT | Cogen
48731 | CBE_GT1 | CC
48732 | CBE_GT2 | CC
48733 | CBE_ST12 | CC
48734 | CBE_GT3 | CC
48735 | CBE_GT4 | CC
48736 | CBE_ST34 | CC
48740 | PSG_GN2_8050 | Cogen
48741 | PSG_GT2_8040 | Cogen
48742 | PSG_GT3_8060 | Cogen
48761 | PR_GT1__9040 | Cogen
48772 | PHR_GN2_2 | GSC
48791 | PSA_GT1_8160 | Cogen
48792 | PSA_GT2_8155 | Cogen
48793 | PSA_GT3_8150 | Cogen
48794 | PSA_GT4_8145 | Cogen
48795 | PSA_GT5_8140 | Cogen
48796 | PSA_GN1_8165 | Cogen
48797 | PSA_GT6_8135 | Cogen
48811 | CVC_GT3_5045 | Cogen
48812 | CVC_GT2_5020 | Cogen
48813 | CVC_GT1_5035 | Cogen
48814 | CVC_ST5_5040 | Cogen
48815 | CVC_GT4_8005 | Cogen
48820 | SHELLG1_3015 | Cogen
48821 | SHELLG2 | Cogen
48822 | SHELLG3_3020 | Cogen
48822 | SHELLG3_3020 | Cogen
48841 | SJS_GT1_GT1 | Cogen
48842 | SJS_GT2_GT2 | Cogen
48845 | SOL_GT1 | Solar
48851 | SRB_GN1_1 | GST
48852 | SRB_GN2_2 | GST
48853 | SRB_GN3_3 | GST
48854 | SRB_GN4_4 | GST
48855 | SRB_GT211035 | GGT
48855 | SRB_GT211035 | GGT
48873 | THW_ST3_ST_3 | CC
48874 | THW_ST4_ST_4 | CC
48875 | THW_3132 | CC
48875 | THW_3132 | CC
48877 | THW_3334 | CC
48877 | THW_3334 | CC
48879 | THW_4142 | CC
48879 | THW_4142 | CC
48881 | THW_4344 | CC
48881 | THW_4344 | CC
48883 | THW_GT1_GT_1 | GGT
48885 | THW_5152 | GGT
48885 | THW_5152 | GGT
48886 | THW_5354 | GGT
48886 | THW_5354 | GGT
48887 | THW_5556 | GGT
48887 | THW_5556 | GGT
48911 | TGF_GT1_8000 | Cogen
48921 | WAP_GN1_1 | GST
48922 | WAP_GN2_2 | GST
48923 | WAP_GN3_3 | GST
48924 | WAP_GN4_4 | GSC
48925 | WAP_GN5_5 | LIGCO
48926 | WAP_GN6_6 | LIGCO
48927 | WAP_GN7_7 | LIGCO
48928 | WAP_GN8_8 | LIGCO
48929 | WAPGT21_GT1 | GGT
48940 | WARVUE_GT1 | Cogen
49803 | EXN_15GT | Cogen
49804 | EXN_16GT | Cogen
49805 | EXN_17GT | Cogen
49826 | EXN938GT | Cogen
49828 | EXN941GT | Cogen
49829 | EXN942GT | Cogen
49830 | EXN943GT | Cogen
49831 | EXN944GT | Cogen
49832 | EXN945GT | Cogen
49837 | EXN_GT | Cogen
49838 | EXN_14GT | Cogen
49851 | DOW17000 | Cogen
49858 | DOW38100 | Cogen
49859 | DOW38200 | Cogen
49860 | DOW38300 | Cogen
49862 | DOW39100 | Cogen
49863 | DOW39200 | Cogen
49865 | DOW41000 | Cogen
49866 | DOW42000 | Cogen
49869 | DOW49000 | Cogen
49870 | DOW61000 | Cogen
49871 | DOW62000 | Cogen
49872 | DOW63000 | Cogen
49873 | DOW64000 | Cogen
49876 | DOW65000 | Cogen
49877 | DOW66000 | Cogen
49878 | DOW67000 | Cogen
49882 | DOW81000 | Cogen
49884 | DOW82000 | Cogen
49885 | DOW83000 | Cogen
49886 | DOW84000 | Cogen
58909 | PEARSALLSCG1 | Diesel
58909 | PEARSALLSCG1 | Diesel
58909 | PEARSALLSCG1 | Diesel
58909 | PEARSALLSCG1 | Diesel
58909 | PEARSALLSCG1 | Diesel
58909 | PEARSALLSCG1 | Diesel
58919 | PEARSALLSCG2 | Diesel
58919 | PEARSALLSCG2 | Diesel
58919 | PEARSALLSCG2 | Diesel
58919 | PEARSALLSCG2 | Diesel
58919 | PEARSALLSCG2 | Diesel
58919 | PEARSALLSCG2 | Diesel
58929 | PEARSALLSCG3 | Diesel
58929 | PEARSALLSCG3 | Diesel
58929 | PEARSALLSCG3 | Diesel
58929 | PEARSALLSCG3 | Diesel
58929 | PEARSALLSCG3 | Diesel
58929 | PEARSALLSCG3 | Diesel
58949 | PEARSALLSCG4 | Diesel
58949 | PEARSALLSCG4 | Diesel
58949 | PEARSALLSCG4 | Diesel
58949 | PEARSALLSCG4 | Diesel
58949 | PEARSALLSCG4 | Diesel
58949 | PEARSALLSCG4 | Diesel
60000 | DSKY2 | Wind
60003 | KING_NE1A | Wind
60005 | KING_SE1A | Wind
60007 | KING_SW1A | Wind
60016 | WOODWRD11A | Wind
60017 | ORNNWP1 | Wind
60018 | DSKY1 | Wind
60019 | KING_NW1A | Wind
60057 | CALLAHAN1A | Wind
60058 | BUFF_GAP1A | Wind
60060 | CIRELLO | Wind
60063 | BUFF_GAP1B | Wind
60066 | H_HOLLOW1A | Wind
60068 | HHOLLOW21A | Wind
60070 | HHOLLOW31A | Wind
60072 | HHOLLOW41A | Wind
60081 | WHRLWIND1A | Wind
60201 | RIO DRCS | AVR
60202 | FRNDDRCS | AVR
71051 | L_BITTCR1_1N | Wind
71054 | L_SWEETW1_1N | Wind
71057 | L_SWEETW1_2N | Wind
71059 | L_SWEETW1_3N | Wind
71060 | L_SWEETW1_4N | Wind
71061 | L_SWEETW1_5N | Wind
76031 | L_GASCCR1_1N | Wind
76091 | L_DIVIDE1_1N | Wind
76095 | L_CAPRSI1_1N | Wind
76096 | L_CAPRSI1_2N | Wind
76097 | L_CAPRGE1_1N | Wind
80003 | MILHWYS | AVR
80012 | LAR | DCTie
80051 | FOR #8 | Cogen
80052 | FOR #9 | Cogen
80053 | FOR #10 | Cogen
80080 | GWINDT11A | Wind
80080 | GWINDT11A | Wind
80080 | GWINDT11A | Wind
80080 | GWINDT11A | Wind
80081 | GWINDT21A | Wind
80081 | GWINDT21A | Wind
80081 | GWINDT21A | Wind
80081 | GWINDT21A | Wind
80137 | CSDR89 | DCTie
80137 | CSDR89 | DCTie
80138 | CSDR7 | DCTie
80139 | CSDR56 | DCTie
80139 | CSDR56 | DCTie
80140 | CSDR11 | DCTie
80180 | PNSCALT11A | Wind
80180 | PNSCALT11A | Wind
80181 | PNSCALT21A | Wind
80181 | PNSCALT21A | Wind
80223 | REYSHR G | Cogen
80224 | VISTRONG1 | Cogen
80225 | VISTRONG2 | Cogen
80226 | ALCOA G | Cogen
80227 | AIRCO G | Cogen
80263 | B_DAVIS31A | CC
80264 | B_DAVIS41A | CC
80265 | LARECU40A | GGT
80266 | LARECU50A | GGT
86104 | CID-138 | DCTie
86105 | CID-230 | DCTie
86106 | CUF-230 | DCTie
86107 | CUF-138 | DCTie
88198 | BEEVILLE | AVR
88253 | HAMILTON | BLT
88299 | ZAPATA | BLT
88508 | FALFURRI | AVR