## Set up
Step 1 | Go to the Zones worksheet in this workbook. Make sure that the source and sink zones are set correctly and the "1"s and "-1"s are correct |  | Summary of Key Data points | Value
File Description:
Step 2 | Open Dennis' file that needs to have the data transferred, same file that is listed in cell K27 |  | Number of units | 0
|  |  | Dec PTDF cutoff point | 0
Step 3 | Copy columns J:X from an old Dennis' Sheet to the new sheet (if first round of a new alaysis) |  | Dec PTDF cutoff unit | Name of Bus
|  |  | Dec 10% unit | Name of Bus
Step 4 | Mark the contingencies and monitored element set by a "y" in column K of Dennis' sheet, if there are a match on the filename use something to make unique |  | Dec max cumltv zone impact - cumltv zone share | 0
|  |  | Dec max cumltv zone impact - cumltv zone share pt | 0
Step 5 | Enter Dennis' file name into cell K27 |  | Dec max cumltv zone impact - cumltv zone share unit | 0
|  |  | West Zonal weighted AWGSF | 0.042031
Step 6 | click the step one button |  | North Zonal weighted AWGSF | 0.0099187
|  |  | Inc PTDF cutoff point | 0
Step 7 | Enter the line ratings in Dennis' workbook, the Input worksheet, in the cells |  | Inc PTDF cutoff unit | Name of Bus
| X6:X30, or to the end of the selected list. |  | Inc 10% unit | Name of Bus
|  |  | Inc max cumltv zone impact - cumltv zone share | 0
Step 8 | Check to see that the number of generators in Dennis' file matches the length |  | Inc max cumltv zone impact - cumltv zone share pt | 0
| of the formulas in columns L:V (Distributed Slack - Dec) have been copied through to the apporpriate number of rows |  | Inc max cumltv zone impact - cumltv zone share unit | 0
| If Dennis' sheet data is less than this file then clear any old unit data in columns A:K of this workbook to match the correct leng |  | West Zonal weighted AWGSF | 0.042031
| It is only necessary to match the Distributed Slack - Dec worksheet. |  | North Zonal weighted AWGSF | 0.0099187
|  |  | Min of zone correlation | 0.0099629
Step 9 | Click the step 2 button |  | Bounary gen in North Zone | 0
| The last file saved will still be open, yopu will need to close this file. |  | Bounary gen in soucre zone as % of line | 0%
| This sheet willno longer be open. |  | Bounary gen in West Zone | 0
|  |  | Bounary gen in soucre zone as % of line | 0
|  |  | OL element line rating | 100
|  |  | West Zonal weighted AWGSF | 0.042794
|  | WN_043009automation.xls | North Zonal weighted AWGSF | 0.010317
Copy Dennis' data step 1
Copy Dennis' Data Step 2

## Distributed Slack - Dec
Number of Bus | Name of Bus | ID | Area Name of Gen | AGC | P Sensitivity of Bus | Gen MW | Min MW | Max MW | V Sensitivity of Bus | Set Volt | Tech Type | Zone Impact | Zone Correlation | Inc Max | Dec Max | Souce S.F. Weighting | Souce Capacity | Sink S.F. Weighting | Sink Capacity | PTDF Calc | PTDF Weighting | Cumulative Concentrated Capacity | Cumulative Concentrated Impact
60202 | FRNDDRCS | F | West | YES | 0.057148 | 0 | 0 | 0 | 0 | 0.9985 | AVR | 1 | 0.047229 | 0 | 0 | 0 | 0 |  |  | 0.047229 | 0 | 0 | 0
60018 | DSKY1 | 1 | West | YES | 0.050755 | 21 | 0 | 84 | 0 | 1.023 | Wind | 1 | 0.040836 | 0 | 84 | 4.2634 | 84 |  |  | 0.040836 | 3.4302 | 84 | 3.4302
60017 | ORNNWP1 | 1 | West | YES | 0.050476 | 20 | 0 | 80 |  | 1.027 | Wind | 1 | 0.040557 | 0 | 80 | 4.0381 | 80 |  |  | 0.040557 | 3.2446 | 164 | 6.6748
60000 | DSKY2 | 1 | West | YES | 0.050333 | 19.1 | 0 | 76.5 |  | 1.039 | Wind | 1 | 0.040414 | 0 | 76.5 | 3.8505 | 76.5 |  |  | 0.040414 | 3.0917 | 240.5 | 9.7665 | Weighted Shift Factors
6016 | SWMESA | 1 | West | YES | 0.049932 | 18.8 | 0 | 75 |  | 1.03 | Wind | 1 | 0.040013 | 0 | 75 | 3.7449 | 75 |  |  | 0.040013 | 3.001 |  |  | West | 0.042031
60003 | KING_NE1A | 1 | West | YES | 0.049932 | 20 | 0 | 80 |  | 1.03 | Wind | 1 | 0.040013 | 0 | 80 | 3.9946 | 80 |  |  | 0.040013 | 3.2011 |  |  | North | 0.0099187
60005 | KING_SE1A | 1 | West | YES | 0.049932 | 10 | 0 | 40 |  | 1.035 | Wind | 1 | 0.040013 | 0 | 40 | 1.9973 | 40 |  |  | 0.040013 | 1.6005 |  |  |  | 0.032112
38437 | TNSRBNMESA9 | 1 | West | YES | 0.049636 | 37.5 | 0 | 150 |  | 1.02 | Wind | 1 | 0.039717 | 0 | 150 | 7.4454 | 150 |  |  | 0.039717 | 5.9576
38332 | TNWDWRDU2_8 | 1 | West | YES | 0.049598 | 20 | 0 | 80 | 0 | 1.0232 | Wind | 1 | 0.039679 | 0 | 80 | 3.9678 | 80 |  |  | 0.039679 | 3.1743 |  |  | Line Cap | 100
60016 | WOODWRD11A | 1 | West | YES | 0.049586 | 20 | 0 | 80 |  | 1.033 | Wind | 1 | 0.039667 | 0 | 80 | 3.9669 | 80 |  |  | 0.039667 | 3.1734 |  |  | Conc Gen | 240.5
60201 | RIO DRCS | F | West | YES | 0.049547 | 0 | 0 | 0 | 0 | 1.025 | AVR | 1 | 0.039628 | 0 | 0 | 0 | 0 |  |  | 0.039628 | 0 |  |  | Weighted Imp. | 9.7665
60007 | KING_SW1A | 1 | West | YES | 0.049214 | 20 | 0 | 80 |  | 1.03 | Wind | 1 | 0.039295 | 0 | 80 | 3.9371 | 80 |  |  | 0.039295 | 3.1436 |  |  | PTDF | 0.040609
60019 | KING_NW1A | 1 | West | YES | 0.049214 | 20 | 0 | 80 |  | 1.03 | Wind | 1 | 0.039295 | 0 | 80 | 3.9371 | 80 |  |  | 0.039295 | 3.1436
76091 | L_DIVIDE1_1N | W1 | West | YES | 0.047804 | 110 | 0 | 550 |  | 1.02 | Wind | 1 | 0.037885 | 0 | 550 | 26.2922 | 550 |  |  | 0.037885 | 20.8369 |  |  | Concentration | 1.2646
76031 | L_GASCCR1_1N | W1 | West | YES | 0.046856 | 30 | 0 | 150 | 0 | 1.02 | Wind | 1 | 0.036937 | 0 | 150 | 7.0284 | 150 |  |  | 0.036937 | 5.5406
1349 | WESTXWIN_1G | 1 | West | YES | 0.045853 | 1.3 | 0 | 6.6 |  | 1.014 | Wind | 1 | 0.035934 | 0 | 6.6 | 0.30263 | 6.6 |  |  | 0.035934 | 0.23717 |  |  |  | Pass
1350 | NWPWRG1_1G | 1 | West | YES | 0.045853 | 6.9 | 1 | 34.3 |  | 1.014 | Wind | 1 | 0.035934 | 0 | 34.3 | 1.5728 | 34.3 |  |  | 0.035934 | 1.2325
6407 | TURKTRAK1A | 1 | West | YES | 0.043826 | 33.9 | 0 | 169.5 | 0 | 1.025 | Wind | 1 | 0.033907 | 0 | 169.5 | 7.4285 | 169.5 |  |  | 0.033907 | 5.7473
1002 | PBCTAGE_1G | A | West | YES | 0.043797 | 64 | 64 | 66 | 0 | 1.036 | GGT | 1 | 0.033878 | 66 | 66 | 2.8906 | 66 |  |  | 0.033878 | 2.236
1003 | PBCTBGE_2G | B | West | YES | 0.043797 | 65 | 65 | 66 | 0 | 1.036 | GGT | 1 | 0.033878 | 66 | 66 | 2.8906 | 66 |  |  | 0.033878 | 2.236
1004 | PBCTCGE_3G | C | West | YES | 0.043797 | 62 | 62 | 67 | 0 | 1.036 | GGT | 1 | 0.033878 | 67 | 67 | 2.9344 | 67 |  |  | 0.033878 | 2.2698
1005 | PBCTDGE_4G | D | West | YES | 0.043797 | 65 | 65 | 68 | 0 | 1.036 | GGT | 1 | 0.033878 | 68 | 68 | 2.9782 | 68 |  |  | 0.033878 | 2.3037
1006 | PBCTEGE_5G | E | West | YES | 0.043797 | 65 | 65 | 67 | 0 | 1.036 | GGT | 1 | 0.033878 | 67 | 67 | 2.9344 | 67 |  |  | 0.033878 | 2.2698
1007 | PB5GEN_6G | 5 | West | YES | 0.043797 | 91.2 | 40 | 114 | 0 | 1.036 | GST | 1 | 0.033878 | 114 | 114 | 4.9929 | 114 |  |  | 0.033878 | 3.8621
1008 | PB6GEN_7G | 6 | West | YES | 0.043797 | 515 | 130 | 515 | 0 | 1.036 | GST | 1 | 0.033878 | 515 | 515 | 22.5555 | 515 |  |  | 0.033878 | 17.4473
7038 | L_DELAWA1_1Y | 1 | West | YES | 0.04373 | 3.5 | 0 | 35 | 0 | 1 | Wind | 1 | 0.033811 | 0 | 35 | 1.5306 | 35 |  |  | 0.033811 | 1.1834
7038 | L_DELAWA1_1Y | 2 | West | YES | 0.04373 | 3 | 0 | 30 | 0 | 1 | Wind | 1 | 0.033811 | 0 | 30 | 1.3119 | 30 |  |  | 0.033811 | 1.0143
1146 | NOTREES_1G | 1 | West | YES | 0.043598 | 29.8 | 0 | 149 | 0 | 1.017 | #N/A | 1 | 0.033679 | 149 | 149 | 6.4961 | 149 |  |  | 0.033679 | 5.0182
1320 | BSP 1 | 1 | West | YES | 0.043324 | 25.5 | 2.9 | 25.8 | 0 | 1 | Cogen | 1 | 0.033405 | 0 | 0 | 0 | 0 |  |  | 0.033405 | 0
11020 | TIEHVSG_1G | 1 | West | YES | 0.043024 | 208.2 | 63 | 208.2 | 0 | 1.012 | CC | 1 | 0.033105 | 208.2 | 208.2 | 8.9576 | 208.2 |  |  | 0.033105 | 6.8925
11021 | TIEHVCG_1G | 1 | West | YES | 0.043024 | 142.1 | 103 | 142.1 | 0 | 1.012 | CC | 1 | 0.033105 | 142.1 | 142.1 | 6.1137 | 142.1 |  |  | 0.033105 | 4.7043
11022 | TIEHVCG_2G | 1 | West | YES | 0.043024 | 132.4 | 103 | 132.4 | 0 | 1.012 | CC | 1 | 0.033105 | 132.4 | 132.4 | 5.6964 | 132.4 |  |  | 0.033105 | 4.3831
11023 | TIEHVCG_3G | 1 | West | YES | 0.043024 | 137.4 | 103 | 137.4 | 0 | 1.012 | CC | 1 | 0.033105 | 137.4 | 137.4 | 5.9115 | 137.4 |  |  | 0.033105 | 4.5487
11024 | TIEHVCG_4G | 1 | West | YES | 0.043024 | 147 | 103 | 147 | 0 | 1.012 | CC | 1 | 0.033105 | 147 | 147 | 6.3245 | 147 |  |  | 0.033105 | 4.8665
11025 | TIEHVSG_2G | 1 | West | YES | 0.043024 | 213.2 | 63 | 213.2 | 0 | 1.012 | CC | 1 | 0.033105 | 213.2 | 213.2 | 9.1727 | 213.2 |  |  | 0.033105 | 7.058
11001 | NAV1CT | 1 | West | YES | 0.043014 | 70.4 | 18 | 70.4 | 0 | 1.029 | CC | 1 | 0.033095 | 70.4 | 70.4 | 3.0282 | 70.4 |  |  | 0.033095 | 2.3299
11009 | NAV2CT | 1 | West | YES | 0.043014 | 71.4 | 18 | 71.4 | 0 | 1.029 | CC | 1 | 0.033095 | 71.4 | 71.4 | 3.0712 | 71.4 |  |  | 0.033095 | 2.363
11011 | NAV3ST | 1 | West | YES | 0.043014 | 92.8 | 40 | 92.8 | 0 | 1.029 | CC | 1 | 0.033095 | 92.8 | 92.8 | 3.9917 | 92.8 |  |  | 0.033095 | 3.0712
11012 | NAV4CT | 1 | West | YES | 0.043014 | 80 | 18 | 80 | 0 | 1.029 | CC | 1 | 0.033095 | 80 | 80 | 3.4411 | 80 |  |  | 0.033095 | 2.6476
11013 | NAV5CT | 1 | West | YES | 0.043014 | 80 | 18 | 80 | 0 | 1.029 | CC | 1 | 0.033095 | 80 | 80 | 3.4411 | 80 |  |  | 0.033095 | 2.6476
11014 | NAV6ST | 1 | West | YES | 0.043014 | 115 | 40 | 115 | 0 | 1.029 | CC | 1 | 0.033095 | 115 | 115 | 4.9466 | 115 |  |  | 0.033095 | 3.806
1326 | STANTONW_8 | 1 | West | YES | 0.042964 | 20.1 | 0 | 100.5 |  | 1.01 | Wind | 1 | 0.033045 | 0 | 100.5 | 4.3179 | 100.5 |  |  | 0.033045 | 3.3211
1328 | OCOTILLO_1G | 1 | West | YES | 0.042871 | 11.6 | 0 | 58 |  | 1.01 | Wind | 1 | 0.032952 | 0 | 58 | 2.4865 | 58 |  |  | 0.032952 | 1.9112
1333 | MCDDONAL_8 | 1 | West | YES | 0.042709 | 42.8 | 0 | 214.2 |  | 1.01 | Wind | 1 | 0.03279 | 0 | 214.2 | 9.1483 | 214.2 |  |  | 0.03279 | 7.0237
1045 | CALENG1G_1G | 1 | West | YES | 0.042362 | 73.4 | 27 | 73.4 | 0 | 1.014 | Cogen | 1 | 0.032443 | 0 | 0 | 0 | 0 |  |  | 0.032443 | 0
1046 | CALENG2G_2G | 2 | West | YES | 0.042362 | 73.4 | 27 | 73.4 | 0 | 1.014 | Cogen | 1 | 0.032443 | 0 | 0 | 0 | 0 |  |  | 0.032443 | 0
1047 | CALENG3G_3G | 3 | West | YES | 0.042362 | 70.4 | 27 | 70.4 | 0 | 1.014 | Cogen | 1 | 0.032443 | 0 | 0 | 0 | 0 |  |  | 0.032443 | 0
1327 | WILDHRSE_1G | 1 | West | YES | 0.042349 | 24 | 0 | 120 |  | 1 | Wind | 1 | 0.03243 | 0 | 120 | 5.0819 | 120 |  |  | 0.03243 | 3.8916
1170 | AIRLAMESA_1G | 1 | West | YES | 0.042294 | 0 | 0 | 180 |  | 1 | #N/A | 1 | 0.032375 | 180 | 180 | 7.6129 | 180 |  |  | 0.032375 | 5.8276
1360 | GUNSIGHT_8 | 1 | West | YES | 0.042276 | 24 | 0 | 120 | 0 | 1.01 | Wind | 1 | 0.032357 | 0 | 120 | 5.0731 | 120 |  |  | 0.032357 | 3.8829
1058 | LONGSHORE_5 | 1 | West | YES | 0.04221 | 30 | 0 | 150 |  | 1.01 | Wind | 1 | 0.032291 | 0 | 150 | 6.3315 | 150 |  |  | 0.032291 | 4.8437
1058 | LONGSHORE_5 | 2 | West | YES | 0.04221 | 44 | 0 | 220 |  | 1.01 | Wind | 1 | 0.032291 | 0 | 220 | 9.2862 | 220 |  |  | 0.032291 | 7.1041
1058 | LONGSHORE_5 | 3 | West | YES | 0.04221 | 23.4 | 0 | 117 |  | 1.01 | Wind | 1 | 0.032291 | 0 | 117 | 4.9386 | 117 |  |  | 0.032291 | 3.7781
60058 | BUFF_GAP1A | 1 | West | YES | 0.042146 | 24 | 0 | 120 |  | 1 | Wind | 1 | 0.032227 | 0 | 120 | 5.0575 | 120 |  |  | 0.032227 | 3.8673
60060 | CIRELLO | 1 | West | YES | 0.042146 | 46.6 | 0 | 233 | 0 | 1 | Wind | 1 | 0.032227 | 0 | 233 | 9.82 | 233 |  |  | 0.032227 | 7.509
60063 | BUFF_GAP1B | 1 | West | YES | 0.042146 | 34 | 0 | 170.2 | 0 | 1.02 | Wind | 1 | 0.032227 | 0 | 170.2 | 7.1732 | 170.2 |  |  | 0.032227 | 5.4851
60066 | H_HOLLOW1A | 1 | West | YES | 0.042146 | 44.4 | 0 | 222 | 0 | 1.005 | Wind | 1 | 0.032227 | 0 | 222 | 9.3564 | 222 |  |  | 0.032227 | 7.1545
60068 | HHOLLOW21A | 1 | West | YES | 0.042146 | 36.8 | 0 | 184 | 0 | 1.025 | Wind | 1 | 0.032227 | 0 | 184 | 7.7549 | 184 |  |  | 0.032227 | 5.9298
60070 | HHOLLOW31A | 1 | West | YES | 0.042146 | 44.8 | 0 | 224 | 0 | 1.025 | Wind | 1 | 0.032227 | 0 | 224 | 9.4407 | 224 |  |  | 0.032227 | 7.2189
60072 | HHOLLOW41A | 1 | West | YES | 0.042146 | 23 | 0 | 115 | 0 | 1.025 | Wind | 1 | 0.032227 | 0 | 115 | 4.8468 | 115 |  |  | 0.032227 | 3.7061
1049 | ROSCOEWI_5 | 1 | West | YES | 0.041993 | 41.8 | 0 | 209 |  | 1.01 | #N/A | 1 | 0.032074 | 209 | 209 | 8.7765 | 209 |  |  | 0.032074 | 6.7035
1057 | ROSCOEWI_5 | 2 | West | YES | 0.041993 | 25.3 | 0 | 126.5 |  | 1.01 | #N/A | 1 | 0.032074 | 126.5 | 126.5 | 5.3121 | 126.5 |  |  | 0.032074 | 4.0574
1060 | ROSCOEWI_5 | 3 | West | YES | 0.041993 | 39.4 | 0 | 197 | 0 | 1.01 | #N/A | 1 | 0.032074 | 197 | 197 | 8.2726 | 197 |  |  | 0.032074 | 6.3186
1072 | ROSCOEWI_5 | 4 | West | YES | 0.041993 | 63.6 | 0 | 318 | 0 | 1.01 | #N/A | 1 | 0.032074 | 318 | 318 | 13.3538 | 318 |  |  | 0.032074 | 10.1996
1302 | COYOTEWG_8 | 1 | West | YES | 0.041769 | 45 | 0 | 225 |  | 1.01 | #N/A | 1 | 0.03185 | 225 | 225 | 9.398 | 225 |  |  | 0.03185 | 7.1663
1037 | MORGAN5G_5G | 5 | West | YES | 0.041713 | 109.6 | 40 | 137 | 0 | 1.029 | GST | 1 | 0.031794 | 137 | 137 | 5.7147 | 137 |  |  | 0.031794 | 4.3558
1039 | MRGNAG_1G | A | West | YES | 0.041713 | 69 | 69 | 69 | 0 | 1.029 | GGT | 1 | 0.031794 | 69 | 69 | 2.8782 | 69 |  |  | 0.031794 | 2.1938
1040 | MRGNBG_2G | B | West | YES | 0.041713 | 70 | 70 | 71 | 0 | 1.029 | GGT | 1 | 0.031794 | 71 | 71 | 2.9616 | 71 |  |  | 0.031794 | 2.2574
1041 | MRGNCG_3G | C | West | YES | 0.041713 | 69 | 69 | 70 | 0 | 1.029 | GGT | 1 | 0.031794 | 70 | 70 | 2.9199 | 70 |  |  | 0.031794 | 2.2256
1042 | MRGNDG_4G | D | West | YES | 0.041713 | 68 | 68 | 68 | 0 | 1.029 | GGT | 1 | 0.031794 | 68 | 68 | 2.8365 | 68 |  |  | 0.031794 | 2.162
1043 | MRGNEG_5G | E | West | YES | 0.041713 | 68 | 68 | 70 | 0 | 1.029 | GGT | 1 | 0.031794 | 70 | 70 | 2.9199 | 70 |  |  | 0.031794 | 2.2256
1044 | MRGNFG_6G | F | West | YES | 0.041713 | 66 | 66 | 66 | 0 | 1.029 | GGT | 1 | 0.031794 | 66 | 66 | 2.7531 | 66 |  |  | 0.031794 | 2.0984
1301 | BULLCREK_8 | 1 | West | YES | 0.041393 | 36 | 0 | 180 | 0 | 1.017 | #N/A | 1 | 0.031474 | 180 | 180 | 7.4507 | 180 |  |  | 0.031474 | 5.6654
6637 | SNYDERW1A | 1 | West | YES | 0.041131 | 12.6 | 0 | 63 | 0 | 1.025 | Wind | 1 | 0.031212 | 0 | 63 | 2.5913 | 63 |  |  | 0.031212 | 1.9664
1068 | SCURRYCW_1G | 1 | West | YES | 0.04094 | 28.2 | 1.3 | 141 |  | 1.01 | Wind | 1 | 0.031021 | 0 | 141 | 5.7725 | 141 |  |  | 0.031021 | 4.374
1073 | SCURRYCW_2G | 2 | West | YES | 0.04094 | 24 | 0 | 120 | 0 | 1.017 | Wind | 1 | 0.031021 | 0 | 120 | 4.9128 | 120 |  |  | 0.031021 | 3.7226
1061 | CIELOGEN_1G | 1 | West | YES | 0.040919 | 19.8 | 0 | 99 |  | 1 | Wind | 1 | 0.031 | 0 | 99 | 4.051 | 99 |  |  | 0.031 | 3.069
1062 | CIELOGEN_2G | 1 | West | YES | 0.040919 | 12.2 | 0 | 61 |  | 1 | Wind | 1 | 0.031 | 0 | 61 | 2.4961 | 61 |  |  | 0.031 | 1.891
1069 | KINDERMG_1G | 1 | West | YES | 0.040919 | 25 | 5 | 25 | 0 | 1.017 | Cogen | 1 | 0.031 | 0 | 0 | 0 | 0 |  |  | 0.031 | 0
1070 | KINDERMG_2G | 1 | West | YES | 0.040919 | 45.7 | 12 | 45.7 | 0 | 1.017 | Cogen | 1 | 0.031 | 0 | 0 | 0 | 0 |  |  | 0.031 | 0
1071 | KINDERMG_3G | 1 | West | YES | 0.040919 | 45.7 | 12 | 45.7 | 0 | 1.017 | Cogen | 1 | 0.031 | 0 | 0 | 0 | 0 |  |  | 0.031 | 0
36998 | RDCNYNG1 | 1 | West | YES | 0.040352 | 16.8 | 0 | 84 |  | 1.01 | Wind | 1 | 0.030433 | 0 | 84 | 3.3896 | 84 |  |  | 0.030433 | 2.5564
60057 | CALLAHAN1A | 1 | West | YES | 0.040164 | 22.8 | 0 | 114 | 0 | 1.04 | Wind | 1 | 0.030245 | 0 | 114 | 4.5787 | 114 |  |  | 0.030245 | 3.448
71051 | L_BITTCR1_1N | W1 | West | YES | 0.039394 | 7.5 | 0 | 37.5 |  | 1.02 | Wind | 1 | 0.029475 | 0 | 37.5 | 1.4773 | 37.5 |  |  | 0.029475 | 1.1053
71054 | L_SWEETW1_1N | W1 | West | YES | 0.039394 | 21.5 | 0 | 107.5 |  | 1.02 | Wind | 1 | 0.029475 | 0 | 107.5 | 4.2349 | 107.5 |  |  | 0.029475 | 3.1686
71057 | L_SWEETW1_2N | W1 | West | YES | 0.039394 | 27 | 0 | 135 |  | 1.02 | Wind | 1 | 0.029475 | 0 | 135 | 5.3182 | 135 |  |  | 0.029475 | 3.9792
71059 | L_SWEETW1_3N | W1 | West | YES | 0.039394 | 23.8 | 0 | 119 | 0 | 1.02 | Wind | 1 | 0.029475 | 0 | 119 | 4.6879 | 119 |  |  | 0.029475 | 3.5076
71060 | L_SWEETW1_4N | W1 | West | YES | 0.039394 | 21 | 0 | 105 | 0 | 1.02 | Wind | 1 | 0.029475 | 0 | 105 | 4.1364 | 105 |  |  | 0.029475 | 3.0949
1343 | TRENTIPP_8 | 1 | West | YES | 0.039227 | 30 | 0 | 150 |  | 1.014 | Wind | 1 | 0.029308 | 0 | 150 | 5.8841 | 150 |  |  | 0.029308 | 4.3962
1354 | AEPWIND_8 | 1 | West | YES | 0.039227 | 20.2 | 0 | 101 |  | 1 | Wind | 1 | 0.029308 | 0 | 101 | 3.9619 | 101 |  |  | 0.029308 | 2.9601
1416 | SWETWATR_1G | 1 | West | YES | 0.038148 | 30 | 18 | 30 | 0 | 1.026 | CC | 1 | 0.028229 | 30 | 30 | 1.1444 | 30 |  |  | 0.028229 | 0.84688
1417 | SWETWATR_2G | 2 | West | YES | 0.038148 | 72 | 36 | 72 | 0 | 1.026 | CC | 1 | 0.028229 | 72 | 72 | 2.7467 | 72 |  |  | 0.028229 | 2.0325
1418 | SWETWATR_3G | 3 | West | YES | 0.038148 | 68 | 36 | 68 | 0 | 1.026 | CC | 1 | 0.028229 | 68 | 68 | 2.5941 | 68 |  |  | 0.028229 | 1.9196
1419 | SWETWATR_4G | 4 | West | YES | 0.038148 | 61 | 36 | 61 | 0 | 1.026 | CC | 1 | 0.028229 | 61 | 61 | 2.327 | 61 |  |  | 0.028229 | 1.722
6144 | MCADOO1A | 1 | West | YES | 0.037866 | 15 | 0 | 150 | 0 | 1.025 | Wind | 1 | 0.027947 | 0 | 150 | 5.6799 | 150 |  |  | 0.027947 | 4.1921
60081 | WHRLWIND1A | 1 | West | YES | 0.03507 | 12 | 0 | 60 | 0 | 1.03 | Wind | 1 | 0.025151 | 0 | 60 | 2.1042 | 60 |  |  | 0.025151 | 1.5091
60052 | WILDHRS11A | 1 | West | YES | 0.033243 | 25.3 | 0 | 126.5 | 0 | 1.005 | #N/A | 1 | 0.023324 | 126.5 | 126.5 | 4.2052 | 126.5 |  |  | 0.023324 | 2.9505
60053 | WILDHRS21A | 1 | West | YES | 0.033243 | 7.8 | 0 | 39 | 0 | 1.025 | #N/A | 1 | 0.023324 | 39 | 39 | 1.2965 | 39 |  |  | 0.023324 | 0.90965
6100 | OKLA7A | EQ | West | YES | 0.028299 | 50 | -220 | 220 | 0 | 1.035 | DCTie | 1 | 0.01838 | 0 | 0 | 0 | 0 |  |  | 0.01838 | 0
6752 | OKLA0A | 1 | West | YES | 0.028299 | 649.7 | 175 | 649.7 | 0 | 1.035 | LIGCO | 1 | 0.01838 | 0 | 649.7 | 18.3859 | 649.7 |  |  | 0.01838 | 11.9417
1437 | MESQUITW_1G | 1 | North | YES | 0.032171 | 40 | 0 | 400 |  | 1.023 | Wind | -1 | 0.0098596 | 0 | 400 |  |  | 0 | 0 | -0.0098596 | 0
1438 | MESQUITW_2G | 1 | North | YES | 0.03216 | 23.6 | 0 | 236 |  | 1.017 | Wind | -1 | 0.0098706 | 0 | 236 |  |  | 0 | 0 | -0.0098706 | 0
1442 | COKFIELD_5 | 1 | North | YES | 0.029915 | 16.5 | 0 | 165 |  | 1.029 | Wind | -1 | 0.012116 | 0 | 165 |  |  | 0 | 0 | -0.012116 | 0
1433 | GRHAMSES_1G | 1 | North | YES | 0.023149 | 242 | 60 | 242 | 0 | 1.038 | GST | -1 | 0.018882 | 242 | 242 |  |  | 5.6021 | 242 | -0.018882 | -4.5693
1479 | WFCOGEN_1G | 2 | North | YES | 0.022868 | 16 | 12 | 20 | 0 | 1 | Cogen | -1 | 0.019163 | 0 | 0 |  |  | 0 | 0 | -0.019163 | 0
1479 | WFCOGEN_1G | 1 | North | YES | 0.022868 | 16 | 12 | 20 | 0 | 1 | Cogen | -1 | 0.019163 | 0 | 0 |  |  | 0 | 0 | -0.019163 | 0
1482 | WFCOGEN_2G | 2 | North | YES | 0.022868 | 13.6 | 12 | 17 | 0 | 1 | Cogen | -1 | 0.019163 | 0 | 0 |  |  | 0 | 0 | -0.019163 | 0
1482 | WFCOGEN_2G | 1 | North | YES | 0.022868 | 16 | 12 | 20 | 0 | 1 | Cogen | -1 | 0.019163 | 0 | 0 |  |  | 0 | 0 | -0.019163 | 0
1432 | GRHAMSES_2G | 2 | North | YES | 0.022806 | 294.9 | 90 | 366 | 0 | 1.014 | GST | -1 | 0.019225 | 366 | 366 |  |  | 8.347 | 366 | -0.019225 | -7.0362
1600 | BARTNWND_1G | 1 | North | YES | 0.019552 | 12 | 0 | 120 | 0 | 1.022 | Wind | -1 | 0.022479 | 0 | 120 |  |  | 0 | 0 | -0.022479 | 0
344 | MRSSHPRD | 1 | North | YES | 0.019164 | 12 | 0 | 12 |  | 1.03 | Hydro | -1 | 0.022867 | 0 | 0 |  |  | 0 | 0 | -0.022867 | 0
345 | MRSSHPRD01 | 2 | North | YES | 0.019164 | 12 | 0 | 12 |  | 1.03 | Hydro | -1 | 0.022867 | 0 | 0 |  |  | 0 | 0 | -0.022867 | 0
1643 | SLSTR1PP_1G | 1 | North | YES | 0.019163 | 6 | 0 | 60 | 0 | 1.022 | Wind | -1 | 0.022868 | 0 | 60 |  |  | 0 | 0 | -0.022868 | 0
1453 | WCPWRCO_1G | 1 | North | YES | 0.017981 | 204 | 50 | 204 | 0 | 1.02 | CC | -1 | 0.02405 | 204 | 204 |  |  | 3.6681 | 204 | -0.02405 | -4.9061
1454 | WCPWRCO_2G | 2 | North | YES | 0.017981 | 204 | 50 | 204 | 0 | 1.02 | CC | -1 | 0.02405 | 204 | 204 |  |  | 3.6681 | 204 | -0.02405 | -4.9061
1455 | WCPWRCO_3G | 3 | North | YES | 0.017981 | 242 | 50 | 242 |  | 1.02 | CC | -1 | 0.02405 | 242 | 242 |  |  | 4.3514 | 242 | -0.02405 | -5.82
503 | NTHTEXAS01 | 1 | North | YES | 0.015661 | 0 | 5 | 18 |  | 1.015 | GST | -1 | 0.02637 | 18 | 18 |  |  | 0.2819 | 18 | -0.02637 | -0.47465
504 | NTHTEXAS02 | 2 | North | YES | 0.015661 | 14.4 | 5 | 18 |  | 1.015 | GST | -1 | 0.02637 | 18 | 18 |  |  | 0.2819 | 18 | -0.02637 | -0.47465
505 | NTHTEXAS03 | 3 | North | YES | 0.015661 | 30.4 | 15 | 38 |  | 1.015 | GST | -1 | 0.02637 | 38 | 38 |  |  | 0.59512 | 38 | -0.02637 | -1.002
580 | JCKCNTY801 | 1 | North | YES | 0.015537 | 288 | 0 | 288 | 0 | 1.022 | CC | -1 | 0.026494 | 288 | 288 |  |  | 4.4747 | 288 | -0.026494 | -7.6302
581 | JCKCNTY802 | 2 | North | YES | 0.015537 | 147 | 0 | 147 | 0 | 1.022 | CC | -1 | 0.026494 | 147 | 147 |  |  | 2.2839 | 147 | -0.026494 | -3.8946
582 | JCKCNTY803 | 3 | North | YES | 0.015537 | 147 | 0 | 147 | 0 | 1.022 | CC | -1 | 0.026494 | 147 | 147 |  |  | 2.2839 | 147 | -0.026494 | -3.8946
332 | RWMILLER01 | 1 | North | YES | 0.015326 | 58.4 | 18.5 | 73 | 0 | 1.04 | GST | -1 | 0.026705 | 73 | 73 |  |  | 1.1188 | 73 | -0.026705 | -1.9494
333 | RWMILLER02 | 2 | North | YES | 0.015326 | 95.2 | 37 | 119 | 0 | 1.04 | GST | -1 | 0.026705 | 119 | 119 |  |  | 1.8238 | 119 | -0.026705 | -3.1778
334 | RWMILLER03 | 3 | North | YES | 0.015326 | 166.4 | 65 | 208 | 0 | 1.04 | GST | -1 | 0.026705 | 208 | 208 |  |  | 3.1878 | 208 | -0.026705 | -5.5546
335 | RWMILLER04 | 4 | North | YES | 0.015326 | 81.6 | 0 | 102 | 0 | 1.04 | GST | -1 | 0.026705 | 102 | 102 |  |  | 1.5633 | 102 | -0.026705 | -2.7239
336 | RWMILLER05 | 5 | North | YES | 0.015326 | 80.8 | 0 | 101 | 0 | 1.04 | GST | -1 | 0.026705 | 101 | 101 |  |  | 1.5479 | 101 | -0.026705 | -2.6972
728 | WOLFRIDGE801 | 1 | North | YES | 0.014809 | 11.2 | 0 | 112.5 | 0 | 0.99 | Wind | -1 | 0.027222 | 0 | 112.5 |  |  | 0 | 0 | -0.027222 | 0
1898 | COMCHEPK_1G | 1 | North | YES | 0.014718 | 1159 | 1150 | 1159 | 0 | 1.032 | Nuc | -1 | 0.027313 | 0 | 0 |  |  | 0 | 0 | -0.027313 | 0
1899 | COMCHEPK_2G | 2 | North | YES | 0.014718 | 1159 | 1128 | 1159 | 0 | 1.032 | Nuc | -1 | 0.027313 | 0 | 0 |  |  | 0 | 0 | -0.027313 | 0
1877 | WLFHOLW_1G | 1 | North | YES | 0.01429 | 217.3 | 89.2 | 217.3 | 0 | 1.032 | CC | -1 | 0.027741 | 217.3 | 217.3 |  |  | 3.1052 | 217.3 | -0.027741 | -6.028
1878 | WLFHOLW_2G | 2 | North | YES | 0.01429 | 215.7 | 105 | 215.7 | 0 | 1.032 | CC | -1 | 0.027741 | 215.7 | 215.7 |  |  | 3.0824 | 215.7 | -0.027741 | -5.9836
1879 | WLFHOLW_3G | 3 | North | YES | 0.01429 | 272.4 | 89.2 | 272.4 | 0 | 1.032 | CC | -1 | 0.027741 | 272.4 | 272.4 |  |  | 3.8926 | 272.4 | -0.027741 | -7.5565
8032 | AMISTADHYD1 | 1 | South | YES | 0.01399 | 33 | 13 | 33 | 0 | 1.0375 | Hydro | -1 | 0.028041 | 0 | 0 |  |  |  |  | -0.028041 | 0
8033 | AMISTADHYD2 | 2 | South | YES | 0.01399 | 25 | 13 | 25 | 0 | 1.0375 | Hydro | -1 | 0.028041 | 0 | 0 |  |  |  |  | -0.028041 | 0
88253 | HAMILTON | F | South | YES | 0.01399 | 0 | 0 | 0 | 0 | 1.04 | BLT | -1 | 0.028041 | 0 | 0 |  |  |  |  | -0.028041 | 0
1889 | DECRDOVA_1G | 1 | North | YES | 0.013955 | 779 | 255 | 779 | 0 | 1.02 | GSC | -1 | 0.028076 | 779 | 779 |  |  | 10.8709 | 779 | -0.028076 | -21.8709
1861 | EAGLEMNT_1G | MB | North | YES | 0.013815 | 0 | 30 | 112 |  | 1.022 | GST | -1 | 0.028216 | 0 | 0 |  |  | 0 | 0 | -0.028216 | 0
1862 | EAGLEMNT_2G | MB | North | YES | 0.013815 | 0 | 40 | 100 |  | 1.022 | GST | -1 | 0.028216 | 0 | 0 |  |  | 0 | 0 | -0.028216 | 0
1863 | EAGLEMNT_3G | MB | North | YES | 0.013815 | 0 | 50 | 378 |  | 1.022 | GST | -1 | 0.028216 | 0 | 0 |  |  | 0 | 0 | -0.028216 | 0
1892 | DECRDOVA_2G | A | North | YES | 0.013566 | 65 | 65 | 70 | 0 | 1.025 | GGT | -1 | 0.028465 | 70 | 70 |  |  | 0.94962 | 70 | -0.028465 | -1.9925
1893 | DECRDOVA_3G | B | North | YES | 0.013566 | 65 | 65 | 69 | 0 | 1.025 | GGT | -1 | 0.028465 | 69 | 69 |  |  | 0.93605 | 69 | -0.028465 | -1.9641
1894 | DECRDOVA_4G | C | North | YES | 0.013566 | 65 | 65 | 69 | 0 | 1.025 | GGT | -1 | 0.028465 | 69 | 69 |  |  | 0.93605 | 69 | -0.028465 | -1.9641
1895 | DECRDOVA_5G | D | North | YES | 0.013566 | 65 | 65 | 68 | 0 | 1.025 | GGT | -1 | 0.028465 | 68 | 68 |  |  | 0.92249 | 68 | -0.028465 | -1.9356
923 | SPENCER_G4 | 1 | North | YES | 0.013484 | 48 | 20 | 61 | 0 | 1.03 | GST | -1 | 0.028547 | 61 | 61 |  |  | 0.82252 | 61 | -0.028547 | -1.7413
924 | SPENCER_G5 | 1 | North | YES | 0.013484 | 52 | 20 | 66 | 0 | 1.03 | GST | -1 | 0.028547 | 66 | 66 |  |  | 0.88994 | 66 | -0.028547 | -1.8841
1945 | HANDLEY_1G | MB | North | YES | 0.012191 | 0 | 25 | 36 |  | 0.986 | #N/A | -1 | 0.02984 | 36 | 36 |  |  | 0.43888 | 36 | -0.02984 | -1.0742
1946 | HANDLEY_2G | MB | North | YES | 0.012191 | 0 | 30 | 68 |  | 0.986 | #N/A | -1 | 0.02984 | 68 | 68 |  |  | 0.82899 | 68 | -0.02984 | -2.0291
1947 | HANDLEY_3G | 3 | North | YES | 0.012039 | 316 | 100 | 395 | 0 | 1.022 | GST | -1 | 0.029992 | 395 | 395 |  |  | 4.7554 | 395 | -0.029992 | -11.8467
1949 | HANDLEY_5G | 5 | North | YES | 0.012039 | 348 | 150 | 435 | 0 | 1.022 | GST | -1 | 0.029992 | 435 | 435 |  |  | 5.237 | 435 | -0.029992 | -13.0463
366 | JNSNCNTY802 | 1 | North | YES | 0.011922 | 168 | 20 | 168 | 0 | 1.02 | Cogen | -1 | 0.030109 | 0 | 0 |  |  | 0 | 0 | -0.030109 | 0
367 | JNSNCNTY802 | 2 | North | YES | 0.011922 | 90 | 20 | 90 | 0 | 1.02 | Cogen | -1 | 0.030109 | 0 | 0 |  |  | 0 | 0 | -0.030109 | 0
1948 | HANDLEY_4G | 4 | North | YES | 0.01192 | 348 | 150 | 435 | 0 | 1.022 | GST | -1 | 0.030111 | 435 | 435 |  |  | 5.1852 | 435 | -0.030111 | -13.0981
2371 | COLLIN_1G | MB | North | YES | 0.011358 | 0 | 40 | 138 |  | 1.022 | GST | -1 | 0.030673 | 0 | 0 |  |  | 0 | 0 | -0.030673 | 0
6948 | DENISNDM | 2 | North | YES | 0.01112 | 31 | 5 | 40 | 0 | 1.015 | Hydro | -1 | 0.030911 | 0 | 0 |  |  | 0 | 0 | -0.030911 | 0
6948 | DENISNDM | 1 | North | YES | 0.01112 | 40 | 5 | 40 | 0 | 1.015 | Hydro | -1 | 0.030911 | 0 | 0 |  |  | 0 | 0 | -0.030911 | 0
2381 | NTHLK1_G | 1 | North | YES | 0.011085 | 0 | 35 | 156 |  | 1.022 | GST | -1 | 0.030946 | 156 | 156 |  |  | 1.7293 | 156 | -0.030946 | -4.8275
2382 | NTHLK2_G | 2 | North | YES | 0.011085 | 0 | 35 | 181 |  | 1.022 | GST | -1 | 0.030946 | 181 | 181 |  |  | 2.0064 | 181 | -0.030946 | -5.6011
2383 | NTHLK3_G | 3 | North | YES | 0.011085 | 0 | 50 | 329 |  | 1.022 | GST | -1 | 0.030946 | 329 | 329 |  |  | 3.647 | 329 | -0.030946 | -10.1811
1687 | VALLEY_1G | 1 | North | YES | 0.010984 | 136 | 15 | 170 | 0 | 1.029 | GST | -1 | 0.031047 | 170 | 170 |  |  | 1.8673 | 170 | -0.031047 | -5.2779
1688 | VALLEY_2G | 2 | North | YES | 0.010984 | 527 | 90 | 527 | 0 | 1.029 | GSC | -1 | 0.031047 | 527 | 527 |  |  | 5.7886 | 527 | -0.031047 | -16.3615
1689 | VALLEY_3G | 3 | North | YES | 0.010797 | 0 | 25 | 375 |  | 1.003 | GST | -1 | 0.031234 | 375 | 375 |  |  | 4.0489 | 375 | -0.031234 | -11.7126
11691 | KMICHICT1_G | 1 | North | YES | 0.010797 | 144 | 80 | 144 | 0 | 1.026 | CC | -1 | 0.031234 | 144 | 144 |  |  | 1.5548 | 144 | -0.031234 | -4.4976
11692 | KMICHICT2_G | 2 | North | YES | 0.010797 | 146 | 80 | 146 | 0 | 1.026 | CC | -1 | 0.031234 | 146 | 146 |  |  | 1.5764 | 146 | -0.031234 | -4.5601
11693 | KMICHIST3_G | 3 | North | YES | 0.010797 | 312 | 60 | 312 | 0 | 1.026 | CC | -1 | 0.031234 | 312 | 312 |  |  | 3.3687 | 312 | -0.031234 | -9.7449
11694 | KMICHICT4_G | 4 | North | YES | 0.010797 | 144 | 80 | 144 | 0 | 1.026 | CC | -1 | 0.031234 | 144 | 144 |  |  | 1.5548 | 144 | -0.031234 | -4.4976
11695 | KMICHICT5_G | 5 | North | YES | 0.010797 | 148 | 80 | 148 | 0 | 1.026 | CC | -1 | 0.031234 | 148 | 148 |  |  | 1.598 | 148 | -0.031234 | -4.6226
11696 | KMICHIST6_G | 6 | North | YES | 0.010797 | 310 | 60 | 310 | 0 | 1.026 | CC | -1 | 0.031234 | 310 | 310 |  |  | 3.3471 | 310 | -0.031234 | -9.6824
1678 | LAMARPWR_1G | 1 | North | YES | 0.010741 | 160 | 67.7 | 160 | 0 | 1.038 | CC | -1 | 0.03129 | 160 | 160 |  |  | 1.7186 | 160 | -0.03129 | -5.0063
1679 | LAMARPWR_2G | 2 | North | YES | 0.010741 | 156 | 67.7 | 156 | 0 | 1.038 | CC | -1 | 0.03129 | 156 | 156 |  |  | 1.6756 | 156 | -0.03129 | -4.8812
1680 | LAMARPWR_3G | 3 | North | YES | 0.010741 | 196 | 129.1 | 196 | 0 | 1.038 | CC | -1 | 0.03129 | 196 | 196 |  |  | 2.1052 | 196 | -0.03129 | -6.1328
1681 | LAMARPWR_4G | 4 | North | YES | 0.010741 | 156 | 67.7 | 156 | 0 | 1.038 | CC | -1 | 0.03129 | 156 | 156 |  |  | 1.6756 | 156 | -0.03129 | -4.8812
1682 | LAMARPWR_5G | 5 | North | YES | 0.010741 | 157 | 67.7 | 157 | 0 | 1.038 | CC | -1 | 0.03129 | 157 | 157 |  |  | 1.6863 | 157 | -0.03129 | -4.9125
1683 | LAMARPWR_6G | 6 | North | YES | 0.010741 | 198 | 129.1 | 198 | 0 | 1.038 | CC | -1 | 0.03129 | 198 | 198 |  |  | 2.1267 | 198 | -0.03129 | -6.1953
1675 | PEC_1G | 1 | North | YES | 0.010714 | 76.7 | 35 | 76.7 | 0 | 1.022 | Cogen | -1 | 0.031317 | 0 | 0 |  |  | 0 | 0 | -0.031317 | 0
1676 | PEC_2G | 2 | North | YES | 0.010714 | 79.6 | 35 | 79.6 | 0 | 1.022 | Cogen | -1 | 0.031317 | 0 | 0 |  |  | 0 | 0 | -0.031317 | 0
1677 | PEC_3G | 3 | North | YES | 0.010714 | 88.4 | 35 | 88.4 | 0 | 1.022 | Cogen | -1 | 0.031317 | 0 | 0 |  |  | 0 | 0 | -0.031317 | 0
1701 | MOSES_1G | 1 | North | YES | 0.010629 | 558 | 175 | 558 | 0 | 1.023 | LIGCO | -1 | 0.031402 | 0 | 558 |  |  | 0 | 0 | -0.031402 | 0
1702 | MOSES_2G | 2 | North | YES | 0.010629 | 579 | 175 | 579 | 0 | 1.023 | LIGCO | -1 | 0.031402 | 0 | 579 |  |  | 0 | 0 | -0.031402 | 0
1703 | MOSES_3G | 3 | North | YES | 0.010629 | 808 | 463 | 808 | 0 | 1.023 | LIGCO | -1 | 0.031402 | 0 | 808 |  |  | 0 | 0 | -0.031402 | 0
5925 | DCEAST | EQ | North | YES | 0.010629 | 400.3 | -600 | 600 | 0 | 1.025 | DCTie | -1 | 0.031402 | 0 | 0 |  |  | 0 | 0 | -0.031402 | 0
842 | OLINGER_G1 | 1 | North | YES | 0.010423 | 55.4 | 20 | 79 | 0 | 1.03 | GST | -1 | 0.031608 | 79 | 79 |  |  | 0.82342 | 79 | -0.031608 | -2.497
843 | OLINGER_G2 | 1 | North | YES | 0.010423 | 76.2 | 25 | 110 | 0 | 1.03 | GST | -1 | 0.031608 | 110 | 110 |  |  | 1.1465 | 110 | -0.031608 | -3.4768
844 | OLINGER_G3 | 1 | North | YES | 0.010423 | 103.9 | 45 | 150 | 0 | 1.03 | GST | -1 | 0.031608 | 150 | 150 |  |  | 1.5635 | 150 | -0.031608 | -4.7411
845 | OLINGER_G4 | 1 | North | YES | 0.010423 | 51.9 | 0 | 76 | 0 | 1.03 | GGT | -1 | 0.031608 | 76 | 76 |  |  | 0.79215 | 76 | -0.031608 | -2.4022
2418 | MTCK2_G | 2 | North | YES | 0.010415 | 0 | 10 | 23 |  | 0.971 | #N/A | -1 | 0.031616 | 23 | 23 |  |  | 0.23955 | 23 | -0.031616 | -0.72716
2419 | MTCK3_G | MB | North | YES | 0.010415 | 0 | 10 | 63 |  | 0.971 | #N/A | -1 | 0.031616 | 63 | 63 |  |  | 0.65614 | 63 | -0.031616 | -1.9918
837 | NEWMAN_G5 | 1 | North | YES | 0.010373 | 0 | 15 | 40 |  | 1.01 | GST | -1 | 0.031658 | 40 | 40 |  |  | 0.41492 | 40 | -0.031658 | -1.2663
1937 | MDLTHELP_5G | 5 | North | YES | 0.01037 | 224 | 74 | 224 | 0 | 1 | CC | -1 | 0.031661 | 224 | 224 |  |  | 2.3229 | 224 | -0.031661 | -7.092
1938 | MDLTHELP_6G | 6 | North | YES | 0.01037 | 226 | 74 | 226 | 0 | 1 | CC | -1 | 0.031661 | 226 | 226 |  |  | 2.3436 | 226 | -0.031661 | -7.1553
1943 | MDLTHELP_3G | 3 | North | YES | 0.01037 | 212 | 74 | 212 | 0 | 1 | CC | -1 | 0.031661 | 212 | 212 |  |  | 2.1984 | 212 | -0.031661 | -6.712
1944 | MDLTHELP_4G | 4 | North | YES | 0.01037 | 211 | 74 | 211 | 0 | 1 | CC | -1 | 0.031661 | 211 | 211 |  |  | 2.1881 | 211 | -0.031661 | -6.6804
948 | STEAM1 | 1 | North | YES | 0.010359 | 0 | 12 | 20 |  | 1.02 | GST | -1 | 0.031672 | 20 | 20 |  |  | 0.20718 | 20 | -0.031672 | -0.63343
949 | STEAM2 | 1 | North | YES | 0.010359 | 26 | 8 | 26 | 0 | 0.99 | GST | -1 | 0.031672 | 26 | 26 |  |  | 0.26933 | 26 | -0.031672 | -0.82346
950 | STEAM3 | 1 | North | YES | 0.010359 | 41 | 13 | 42 | 0 | 1.02 | GST | -1 | 0.031672 | 42 | 42 |  |  | 0.43508 | 42 | -0.031672 | -1.3302
2413 | MTCK6_G | 6 | North | YES | 0.010244 | 0 | 30 | 118 |  | 1.022 | GST | -1 | 0.031787 | 118 | 118 |  |  | 1.2088 | 118 | -0.031787 | -3.7508
2414 | MTCK7_G | 7 | North | YES | 0.010244 | 0 | 30 | 115 |  | 1.022 | GST | -1 | 0.031787 | 115 | 115 |  |  | 1.1781 | 115 | -0.031787 | -3.6555
2417 | MTCK8_G | 8 | North | YES | 0.010244 | 444.8 | 60 | 556 | 0 | 1.022 | GSC | -1 | 0.031787 | 556 | 556 |  |  | 5.6957 | 556 | -0.031787 | -17.6733
2451 | LKHB1_G | 1 | North | YES | 0.01014 | 0 | 80 | 391 |  | 1.022 | GST | -1 | 0.031891 | 391 | 391 |  |  | 3.9647 | 391 | -0.031891 | -12.4692
2452 | LKHB2_G | 2 | North | YES | 0.01014 | 516 | 80 | 516 | 0 | 1.022 | GST | -1 | 0.031891 | 516 | 516 |  |  | 5.2322 | 516 | -0.031891 | -16.4555
12440 | PARKD_1SVC8 | 1 | North | YES | 0.0101 | 0 | 0 | 0 | 0 | 1.007 | GST | -1 | 0.031931 | 0 | 0 |  |  | 0 | 0 | -0.031931 | 0
12449 | PARKD_2SVC8 | 1 | North | YES | 0.0101 | 0 | 0 | 0 | 0 | 1.007 | GST | -1 | 0.031931 | 0 | 0 |  |  | 0 | 0 | -0.031931 | 0
12411 | FPLEFR1A_G | 1 | North | YES | 0.009991 | 161 | 72 | 161 | 0 | 1 | CC | -1 | 0.03204 | 161 | 161 |  |  | 1.6086 | 161 | -0.03204 | -5.1584
12412 | FPLEFR1B_G | 2 | North | YES | 0.009991 | 164 | 72 | 164 | 0 | 1 | CC | -1 | 0.03204 | 164 | 164 |  |  | 1.6385 | 164 | -0.03204 | -5.2545
12413 | FPLEFR1C_G | 3 | North | YES | 0.009991 | 164 | 72 | 164 | 0 | 1 | CC | -1 | 0.03204 | 164 | 164 |  |  | 1.6385 | 164 | -0.03204 | -5.2545
12414 | FPLEFR1S_G | 4 | North | YES | 0.009991 | 414 | 191 | 414 | 0 | 1 | CC | -1 | 0.03204 | 414 | 414 |  |  | 4.1363 | 414 | -0.03204 | -13.2644
12421 | FPLEFR2A_G | 1 | North | YES | 0.009991 | 162 | 72 | 162 | 0 | 1 | CC | -1 | 0.03204 | 162 | 162 |  |  | 1.6185 | 162 | -0.03204 | -5.1904
12422 | FPLEFR2B_G | 2 | North | YES | 0.009991 | 161 | 72 | 161 | 0 | 1 | CC | -1 | 0.03204 | 161 | 161 |  |  | 1.6086 | 161 | -0.03204 | -5.1584
12423 | FPLEFR2C_G | 3 | North | YES | 0.009991 | 163 | 72 | 163 | 0 | 1 | CC | -1 | 0.03204 | 163 | 163 |  |  | 1.6285 | 163 | -0.03204 | -5.2225
12424 | FPLEFR2S_G | 4 | North | YES | 0.009991 | 415 | 191 | 415 | 0 | 1 | CC | -1 | 0.03204 | 415 | 415 |  |  | 4.1463 | 415 | -0.03204 | -13.2964
1941 | MDLTHELP_1G | 1 | North | YES | 0.009563 | 216.4 | 74 | 216.4 | 0 | 1 | CC | -1 | 0.032468 | 216.4 | 216.4 |  |  | 2.0694 | 216.4 | -0.032468 | -7.026
1942 | MDLTHELP_2G | 2 | North | YES | 0.009563 | 216.1 | 74 | 216.1 | 0 | 1 | CC | -1 | 0.032468 | 216.1 | 216.1 |  |  | 2.0666 | 216.1 | -0.032468 | -7.0162
12322 | ENNSTRAC_1G | 1 | North | YES | 0.009395 | 196 | 130 | 196 | 0 | 1.036 | CC | -1 | 0.032636 | 196 | 196 |  |  | 1.8414 | 196 | -0.032636 | -6.3966
12323 | ENNSTRAC_2G | 2 | North | YES | 0.009395 | 116 | 100 | 116 | 0 | 1.036 | CC | -1 | 0.032636 | 116 | 116 |  |  | 1.0898 | 116 | -0.032636 | -3.7857
3097 | MARTLAKE_1G | 1 | North | YES | 0.008855 | 790 | 500 | 790 | 0 | 1.017 | LIGCO | -1 | 0.033176 | 0 | 790 |  |  | 0 | 0 | -0.033176 | 0
3098 | MARTLAKE_2G | 2 | North | YES | 0.008855 | 795 | 461 | 795 | 0 | 1.017 | LIGCO | -1 | 0.033176 | 0 | 795 |  |  | 0 | 0 | -0.033176 | 0
3099 | MARTLAKE_3G | 3 | North | YES | 0.008855 | 804 | 500 | 804 | 0 | 1.017 | LIGCO | -1 | 0.033176 | 0 | 804 |  |  | 0 | 0 | -0.033176 | 0
13116 | TGATEWAY_1G | 1 | North | YES | 0.0087 | 151 | 30 | 151 | 0 | 1.0232 | CC | -1 | 0.033331 | 151 | 151 |  |  | 1.3137 | 151 | -0.033331 | -5.0329
13117 | TGATEWAY_2G | 2 | North | YES | 0.0087 | 130 | 30 | 130 | 0 | 1.0232 | CC | -1 | 0.033331 | 130 | 130 |  |  | 1.131 | 130 | -0.033331 | -4.333
13118 | TGATEWAY_3G | 3 | North | YES | 0.0087 | 148 | 30 | 148 | 0 | 1.0232 | CC | -1 | 0.033331 | 148 | 148 |  |  | 1.2876 | 148 | -0.033331 | -4.9329
13119 | TGATEWAY_4G | 4 | North | YES | 0.0087 | 399 | 65 | 399 | 0 | 1.0232 | CC | -1 | 0.033331 | 399 | 399 |  |  | 3.4713 | 399 | -0.033331 | -13.2989
3348 | CHAMPION_1G | MB | North | YES | 0.00855 | 0 | 42 | 42 |  | 1 | Cogen | -1 | 0.033481 | 0 | 0 |  |  | 0 | 0 | -0.033481 | 0
3113 | LUFKINWB_1G | 1 | North | YES | 0.008536 | 0 | 0 | 50 |  | 1.01 | #N/A | -1 | 0.033495 | 50 | 50 |  |  | 0.4268 | 50 | -0.033495 | -1.6747
3107 | STRYKER_1G | 1 | North | YES | 0.008467 | 145.6 | 45 | 182 | 0 | 1.029 | GST | -1 | 0.033564 | 182 | 182 |  |  | 1.541 | 182 | -0.033564 | -6.1086
3108 | STRYKER_2G | 2 | North | YES | 0.008467 | 484 | 75 | 484 | 0 | 1.029 | GST | -1 | 0.033564 | 484 | 484 |  |  | 4.098 | 484 | -0.033564 | -16.2448
3126 | TRINIDAD_6G | 1 | North | YES | 0.008346 | 179.2 | 46 | 224 | 0 | 1 | GST | -1 | 0.033685 | 224 | 224 |  |  | 1.8695 | 224 | -0.033685 | -7.5453
13134 | CALFREST_4G | 4 | North | YES | 0.007173 | 151.5 | 40 | 151.5 | 0 | 1.031 | CC | -1 | 0.034858 | 151.5 | 151.5 |  |  | 1.0867 | 151.5 | -0.034858 | -5.2809
13135 | CALFREST_5G | 5 | North | YES | 0.007173 | 152.3 | 57 | 152.3 | 0 | 1.031 | CC | -1 | 0.034858 | 152.3 | 152.3 |  |  | 1.0924 | 152.3 | -0.034858 | -5.3088
13136 | CALFREST_6G | 6 | North | YES | 0.007173 | 177.5 | 40 | 177.5 | 0 | 1.031 | CC | -1 | 0.034858 | 177.5 | 177.5 |  |  | 1.2732 | 177.5 | -0.034858 | -6.1872
13131 | CALFREST_1G | 1 | North | YES | 0.00712 | 150.7 | 40 | 150.7 | 0 | 1.031 | CC | -1 | 0.034911 | 150.7 | 150.7 |  |  | 1.073 | 150.7 | -0.034911 | -5.261
13132 | CALFREST_2G | 2 | North | YES | 0.00712 | 151 | 57 | 151 | 0 | 1.031 | CC | -1 | 0.034911 | 151 | 151 |  |  | 1.0751 | 151 | -0.034911 | -5.2715
13133 | CALFREST_3G | 3 | North | YES | 0.00712 | 177.4 | 40 | 177.4 | 0 | 1.031 | CC | -1 | 0.034911 | 177.4 | 177.4 |  |  | 1.2631 | 177.4 | -0.034911 | -6.1931
3381 | BBRN_1G | 1 | North | YES | 0.00682 | 618 | 225 | 618 | 0 | 1.03 | LIGCO | -1 | 0.035211 | 0 | 618 |  |  | 0 | 0 | -0.035211 | 0
3382 | BBRN_2G | 2 | North | YES | 0.00682 | 589 | 225 | 589 | 0 | 1.03 | LIGCO | -1 | 0.035211 | 0 | 589 |  |  | 0 | 0 | -0.035211 | 0
8262 | ELPS | 1 | South | YES | 0.005873 | 6 | 6 | 6 | 0 | 1.15 | Hydro | -1 | 0.036158 | 0 | 0 |  |  |  |  | -0.036158 | 0
244 | WHITNYDM01 | 1 | North | YES | 0.005392 | 15 | 0 | 15 | 0 | 1.035 | Hydro | -1 | 0.036639 | 0 | 0 |  |  | 0 | 0 | -0.036639 | 0
245 | WHITNYDM02 | 2 | North | YES | 0.005392 | 15 | 0 | 15 | 0 | 1.035 | Hydro | -1 | 0.036639 | 0 | 0 |  |  | 0 | 0 | -0.036639 | 0
48721 | LEG_1___1 | 1 | North | YES | 0.004278 | 827 | 357 | 827 | 0 | 1.0348 | LIGCO | -1 | 0.037753 | 0 | 827 |  |  | 0 | 0 | -0.037753 | 0
48722 | LEG_2___2 | 2 | North | YES | 0.004278 | 819 | 357 | 819 | 0 | 1.0348 | LIGCO | -1 | 0.037753 | 0 | 819 |  |  | 0 | 0 | -0.037753 | 0
80010 | EPLVT1 | F | South | YES | 0.003985 | 0 | 0 | 0 |  | 1.0376 | #N/A | -1 | 0.038046 | 0 | 0 |  |  |  |  | -0.038046 | 0
251 | BOSQUESW803 | 2 | North | YES | 0.003966 | 150 | 0 | 150 |  | 1.032 | CC | -1 | 0.038065 | 150 | 150 |  |  | 0.5949 | 150 | -0.038065 | -5.7097
253 | BOSQUESW804 | 2 | North | YES | 0.003966 | 80 | 0 | 80 |  | 1.032 | CC | -1 | 0.038065 | 80 | 80 |  |  | 0.31728 | 80 | -0.038065 | -3.0452
39960 | TNTNPONE_18 | 1 | North | YES | 0.003252 | 152.3 | 30 | 152.3 |  | 1.04 | LIGCO | -1 | 0.038779 | 0 | 152.3 |  |  | 0 | 0 | -0.038779 | 0
39970 | TNTNPONE_28 | 1 | North | YES | 0.003252 | 153 | 30 | 153 |  | 1.04 | LIGCO | -1 | 0.038779 | 0 | 153 |  |  | 0 | 0 | -0.038779 | 0
238 | BOSQUESW505 | 1 | North | YES | 0.002862 | 255 | 0 | 255 | 0 | 1.02 | CC | -1 | 0.039169 | 255 | 255 |  |  | 0.72981 | 255 | -0.039169 | -9.988
239 | BOSQUESW502 | 1 | North | YES | 0.002862 | 119.2 | 0 | 149 | 0 | 1.02 | GGT | -1 | 0.039169 | 149 | 149 |  |  | 0.42644 | 149 | -0.039169 | -5.8361
247 | BOSQUESW501 | 2 | North | YES | 0.002862 | 124.8 | 0 | 156 | 0 | 1.02 | GGT | -1 | 0.039169 | 156 | 156 |  |  | 0.44647 | 156 | -0.039169 | -6.1103
3403 | THOUSE_1G | 1 | North | YES | 0.001566 | 563 | 200 | 563 | 0 | 1.012 | GSC | -1 | 0.040465 | 563 | 563 |  |  | 0.88166 | 563 | -0.040465 | -22.7816
3404 | THOUSE_2G | 2 | North | YES | 0.001566 | 807 | 250 | 807 | 0 | 1.012 | GSC | -1 | 0.040465 | 807 | 807 |  |  | 1.2638 | 807 | -0.040465 | -32.6549
990 | GIBN_CREK_G1 | 1 | North | YES | 0.000727 | 463 | 200 | 463 | 0 | 1.0275 | LIGCO | -1 | 0.041304 | 0 | 463 |  |  | 0 | 0 | -0.041304 | 0
3416 | LAKE_CRK1_G | 1 | North | YES | 0.000646 | 60 | 33 | 75 |  | 1.029 | GST | -1 | 0.041385 | 75 | 75 |  |  | 0.04845 | 75 | -0.041385 | -3.1038
3417 | LAKE_CRK2_G | 2 | North | YES | 0.000646 | 177.6 | 40 | 222 | 0 | 1.029 | GST | -1 | 0.041385 | 222 | 222 |  |  | 0.14341 | 222 | -0.041385 | -9.1874
32798 | BRYN_TAMUGEN | 1 | North | YES | 0.000594 | 32 | 0 | 32 |  | 1.02 | GST | -1 | 0.041437 | 32 | 32 |  |  | 0.019008 | 32 | -0.041437 | -1.326
32886 | BRYN_ATKINS3 | MB | North | YES | 0.000576 | 0 | 5 | 12 |  | 1 | GST | -1 | 0.041455 | 0 | 0 |  |  | 0 | 0 | -0.041455 | 0
32887 | BRYN_ATKINS6 | MB | North | YES | 0.000576 | 0 | 12 | 51 |  | 1.028 | GST | -1 | 0.041455 | 0 | 0 |  |  | 0 | 0 | -0.041455 | 0
32888 | BRYN_ATKINS7 | 1 | North | YES | 0.000576 | 13.6 | 4 | 17 |  | 1.028 | GGT | -1 | 0.041455 | 17 | 17 |  |  | 0.009792 | 17 | -0.041455 | -0.70473
32890 | BRYN_ATKINS4 | MB | North | YES | 0.000576 | 0 | 5 | 22 |  | 1.031 | GST | -1 | 0.041455 | 0 | 0 |  |  | 0 | 0 | -0.041455 | 0
32891 | BRYN_ATKINS5 | MB | North | YES | 0.000576 | 0 | 5 | 25 |  | 1.031 | GST | -1 | 0.041455 | 0 | 0 |  |  | 0 | 0 | -0.041455 | 0
32883 | BRYN_DNSBY3 | 1 | North | YES | 0.00053 | 0 | 2 | 48 |  | 1.015 | GST | -1 | 0.041501 | 48 | 48 |  |  | 0.02544 | 48 | -0.041501 | -1.992
32884 | BRYN_DNSBY13 | 1 | North | YES | 0.00053 | 46 | 2 | 46 | 0 | 1.015 | GST | -1 | 0.041501 | 46 | 46 |  |  | 0.02438 | 46 | -0.041501 | -1.909
32892 | BRYN_DNSBY14 | 1 | North | YES | 0.00053 | 84 | 25 | 105 | 0 | 1.035 | GST | -1 | 0.041501 | 105 | 105 |  |  | 0.05565 | 105 | -0.041501 | -4.3576
5934 | SI_RAY5 | 5 | South | YES | 0 | 0 | 10 | 15 |  | 1.035 | GST | -1 | 0.042031 | 15 | 15 |  |  |  |  | -0.042031 | -0.63046
8139 | JOS #1 | MB | South | YES | 0 | 0 | 45 | 255 |  | 1.02 | GST | -1 | 0.042031 | 0 | 0 |  |  |  |  | -0.042031 | 0
8285 | LAR #1 | MB | South | YES | 0 | 0 | 9 | 32 |  | 1.0497 | GST | -1 | 0.042031 | 0 | 0 |  |  |  |  | -0.042031 | 0
8287 | LAR #2 | MB | South | YES | 0 | 0 | 9 | 32 |  | 1.04 | GST | -1 | 0.042031 | 0 | 0 |  |  |  |  | -0.042031 | 0
8288 | LAR #3 | MB | South | YES | 0 | 0 | 25 | 105 |  | 1.04 | GST | -1 | 0.042031 | 0 | 0 |  |  |  |  | -0.042031 | 0
8388 | BATES0A | MB | South | YES | 0 | 0 | 21 | 71 |  | 1.033 | GST | -1 | 0.042031 | 0 | 0 |  |  |  |  | -0.042031 | 0
8393 | BATES0B | MB | South | YES | 0 | 0 | 25 | 110 |  | 1.03 | GST | -1 | 0.042031 | 0 | 0 |  |  |  |  | -0.042031 | 0
8437 | NUECES_B0C | MB | South | YES | 0 | 0 | 7 | 30 |  | 1.03 | GST | -1 | 0.042031 | 0 | 0 |  |  |  |  | -0.042031 | 0
8438 | NUECES_B0B | MB | South | YES | 0 | 0 | 26 | 169 |  | 1.03 | GST | -1 | 0.042031 | 0 | 0 |  |  |  |  | -0.042031 | 0
8442 | NUECES_B0A | MB | South | YES | 0 | 0 | 81 | 367 |  | 1.03 | GST | -1 | 0.042031 | 0 | 0 |  |  |  |  | -0.042031 | 0
39190 | TNSLCGN1__8 | 1 | Houston | YES | 0 | 0 | 10 | 30 |  | 1.03 | Cogen | -1 | 0.042031 | 0 | 0 |  |  |  |  | -0.042031 | 0
48671 | FTR_GT1_5105 | 1 | North | YES | -5e-05 | 154.2 | 0 | 154.2 | 0 | 1.0319 | CC | -1 | 0.042081 | 154.2 | 154.2 |  |  | -0.00771 | 154.2 | -0.042081 | -6.4888
48672 | FTR_GT2_5110 | 2 | North | YES | -5e-05 | 159 | 0 | 159 | 0 | 1.0319 | CC | -1 | 0.042081 | 159 | 159 |  |  | -0.00795 | 159 | -0.042081 | -6.6908
48673 | FTR_GT3_5085 | 3 | North | YES | -5e-05 | 158 | 0 | 158 | 0 | 1.0319 | CC | -1 | 0.042081 | 158 | 158 |  |  | -0.0079 | 158 | -0.042081 | -6.6487
48674 | FTR_CN4_5095 | 4 | North | YES | -5e-05 | 380 | 0 | 380 | 0 | 1.0319 | CC | -1 | 0.042081 | 380 | 380 |  |  | -0.019 | 380 | -0.042081 | -15.9906
48591 | CHE_GT2_5030 | 2 | Houston | YES | -0.003876 | 173 | 50 | 173 | 0 | 1.029 | Cogen | -1 | 0.045907 | 0 | 0 |  |  |  |  | -0.045907 | 0
48811 | CVC_GT3_5045 | 3 | Houston | YES | -0.003876 | 156 | 91.8 | 156 | 0 | 1.029 | Cogen | -1 | 0.045907 | 0 | 0 |  |  |  |  | -0.045907 | 0
48812 | CVC_GT2_5020 | 2 | Houston | YES | -0.003876 | 158 | 91.8 | 158 | 0 | 1.029 | Cogen | -1 | 0.045907 | 0 | 0 |  |  |  |  | -0.045907 | 0
48813 | CVC_GT1_5035 | 1 | Houston | YES | -0.003876 | 160 | 91.8 | 160 | 0 | 1.029 | Cogen | -1 | 0.045907 | 0 | 0 |  |  |  |  | -0.045907 | 0
48814 | CVC_ST5_5040 | 1 | Houston | YES | -0.003876 | 162 | 91.8 | 162 | 0 | 1.029 | Cogen | -1 | 0.045907 | 0 | 0 |  |  |  |  | -0.045907 | 0
48885 | THW_5152 | A | Houston | YES | -0.004301 | 46.4 | 5 | 58 |  | 1.0319 | GGT | -1 | 0.046332 | 58 | 58 |  |  |  |  | -0.046332 | -2.6872
48885 | THW_5152 | B | Houston | YES | -0.004301 | 47.2 | 5 | 59 |  | 1.0319 | GGT | -1 | 0.046332 | 59 | 59 |  |  |  |  | -0.046332 | -2.7336
48886 | THW_5354 | D | Houston | YES | -0.004301 | 46.4 | 5 | 58 |  | 1.0319 | GGT | -1 | 0.046332 | 58 | 58 |  |  |  |  | -0.046332 | -2.6872
48886 | THW_5354 | C | Houston | YES | -0.004301 | 45.6 | 5 | 57 |  | 1.0319 | GGT | -1 | 0.046332 | 57 | 57 |  |  |  |  | -0.046332 | -2.6409
48887 | THW_5556 | F | Houston | YES | -0.004301 | 45.6 | 5 | 57 |  | 1.0319 | GGT | -1 | 0.046332 | 57 | 57 |  |  |  |  | -0.046332 | -2.6409
48887 | THW_5556 | E | Houston | YES | -0.004301 | 47.2 | 5 | 59 |  | 1.0319 | GGT | -1 | 0.046332 | 59 | 59 |  |  |  |  | -0.046332 | -2.7336
48690 | GBY_GN5_5 | 5 | Houston | YES | -0.004333 | 318.4 | 81 | 398 |  | 1.0362 | GSC | -1 | 0.046364 | 398 | 398 |  |  |  |  | -0.046364 | -18.4527
48595 | BTE_GT2_8075 | 1 | Houston | YES | -0.00436 | 162.8 | 130 | 162.8 | 0 | 1.0261 | CC | -1 | 0.046391 | 162.8 | 162.8 |  |  |  |  | -0.046391 | -7.5524
48596 | BTE_GT3_8045 | 2 | Houston | YES | -0.00436 | 161.4 | 130 | 161.4 | 0 | 1.0261 | CC | -1 | 0.046391 | 161.4 | 161.4 |  |  |  |  | -0.046391 | -7.4874
48597 | BTE_GT4_8055 | 3 | Houston | YES | -0.00436 | 158.9 | 130 | 158.9 | 0 | 1.0261 | CC | -1 | 0.046391 | 158.9 | 158.9 |  |  |  |  | -0.046391 | -7.3715
48598 | BTE_ST1_8070 | 4 | Houston | YES | -0.00436 | 269.2 | 60 | 269.2 | 0 | 1.0261 | CC | -1 | 0.046391 | 269.2 | 269.2 |  |  |  |  | -0.046391 | -12.4883
48583 | CBY_GT4_1 | 1 | Houston | YES | -0.00443 | 172 | 0 | 172 | 0 | 1.026 | GSC | -1 | 0.046461 | 172 | 172 |  |  |  |  | -0.046461 | -7.9912
48584 | CBY_GT4_2 | 2 | Houston | YES | -0.00443 | 172 | 0 | 172 | 0 | 1.026 | CC | -1 | 0.046461 | 172 | 172 |  |  |  |  | -0.046461 | -7.9912
48585 | CBY_ST4_1 | 3 | Houston | YES | -0.00443 | 172 | 0 | 172 | 0 | 1.026 | CC | -1 | 0.046461 | 172 | 172 |  |  |  |  | -0.046461 | -7.9912
48815 | CVC_GT4_8005 | 4 | Houston | YES | -0.004439 | 165 | 91.8 | 165 |  | 1.0362 | Cogen | -1 | 0.04647 | 0 | 0 |  |  |  |  | -0.04647 | 0
48581 | CBY_GN1_1 | 1 | Houston | YES | -0.004461 | 595.2 | 108 | 744 | 0 | 1.0435 | GSC | -1 | 0.046492 | 744 | 744 |  |  |  |  | -0.046492 | -34.5897
48791 | PSA_GT1_8160 | 1 | Houston | YES | -0.004462 | 52 | 20.8 | 65 | 0 | 1.0362 | Cogen | -1 | 0.046493 | 0 | 0 |  |  |  |  | -0.046493 | 0
48792 | PSA_GT2_8155 | 2 | Houston | YES | -0.004462 | 52.8 | 20.3 | 66 | 0 | 1.0362 | Cogen | -1 | 0.046493 | 0 | 0 |  |  |  |  | -0.046493 | 0
48793 | PSA_GT3_8150 | 3 | Houston | YES | -0.004462 | 56 | 20.3 | 70 | 0 | 1.0362 | Cogen | -1 | 0.046493 | 0 | 0 |  |  |  |  | -0.046493 | 0
48794 | PSA_GT4_8145 | 4 | Houston | YES | -0.004462 | 52.8 | 20.3 | 66 | 0 | 1.0362 | Cogen | -1 | 0.046493 | 0 | 0 |  |  |  |  | -0.046493 | 0
48795 | PSA_GT5_8140 | 5 | Houston | YES | -0.004462 | 51.2 | 20.3 | 64 | 0 | 1.0362 | Cogen | -1 | 0.046493 | 0 | 0 |  |  |  |  | -0.046493 | 0
48796 | PSA_GN1_8165 | 1 | Houston | YES | -0.004462 | 83.2 | 43.1 | 104 | 0 | 1.0362 | Cogen | -1 | 0.046493 | 0 | 0 |  |  |  |  | -0.046493 | 0
48797 | PSA_GT6_8135 | 6 | Houston | YES | -0.004462 | 47.2 | 34.5 | 59 | 0 | 1.0362 | Cogen | -1 | 0.046493 | 0 | 0 |  |  |  |  | -0.046493 | 0
48651 | EP_1_2 | 2 | Houston | YES | -0.004465 | 17.7 | 10 | 21 | 0 | 1.0362 | Cogen | -1 | 0.046496 | 0 | 0 |  |  |  |  | -0.046496 | 0
48651 | EP_1_2 | 1 | Houston | YES | -0.004465 | 4 | 0 | 5 | 0 | 1.0362 | Cogen | -1 | 0.046496 | 0 | 0 |  |  |  |  | -0.046496 | 0
48883 | THW_GT1_GT_1 | B2 | Houston | YES | -0.00451 | 0 | 0 | 12 |  | 1.043 | GGT | -1 | 0.046541 | 12 | 12 |  |  |  |  | -0.046541 | -0.55849
49803 | EXN_15GT | 1 | Houston | YES | -0.004532 | 33 | 8.3 | 34 |  | 1.0326 | Cogen | -1 | 0.046563 | 0 | 0 |  |  |  |  | -0.046563 | 0
49804 | EXN_16GT | 2 | Houston | YES | -0.004532 | 32 | 8.3 | 34.7 |  | 1.0326 | Cogen | -1 | 0.046563 | 0 | 0 |  |  |  |  | -0.046563 | 0
49805 | EXN_17GT | 3 | Houston | YES | -0.004532 | 31 | 8.3 | 32.7 |  | 1.0326 | Cogen | -1 | 0.046563 | 0 | 0 |  |  |  |  | -0.046563 | 0
49826 | EXN938GT | 5 | Houston | YES | -0.004532 | 43 | 9.2 | 45.9 | 0 | 1.0326 | Cogen | -1 | 0.046563 | 0 | 0 |  |  |  |  | -0.046563 | 0
49828 | EXN941GT | 10 | Houston | YES | -0.004532 | 17.7 | 5.4 | 17.7 | 0 | 1.0326 | Cogen | -1 | 0.046563 | 0 | 0 |  |  |  |  | -0.046563 | 0
49829 | EXN942GT | 11 | Houston | YES | -0.004532 | 20 | 5.4 | 20.4 | 0 | 1.0326 | Cogen | -1 | 0.046563 | 0 | 0 |  |  |  |  | -0.046563 | 0
49830 | EXN943GT | 12 | Houston | YES | -0.004532 | 19 | 5.4 | 19.9 | 0 | 1.0326 | Cogen | -1 | 0.046563 | 0 | 0 |  |  |  |  | -0.046563 | 0
49831 | EXN944GT | 13 | Houston | YES | -0.004532 | 33 | 5.4 | 35 | 0 | 1.0326 | Cogen | -1 | 0.046563 | 0 | 0 |  |  |  |  | -0.046563 | 0
49832 | EXN945GT | 9 | Houston | YES | -0.004532 | 18.5 | 9.2 | 18.5 | 0 | 1.0326 | Cogen | -1 | 0.046563 | 0 | 0 |  |  |  |  | -0.046563 | 0
49837 | EXN_GT | 4 | Houston | YES | -0.004532 | 81 | 21.3 | 85.4 | 0 | 1.0326 | Cogen | -1 | 0.046563 | 0 | 0 |  |  |  |  | -0.046563 | 0
49838 | EXN_14GT | 14 | Houston | YES | -0.004532 | 140 | 0 | 148 |  | 1.0326 | Cogen | -1 | 0.046563 | 0 | 0 |  |  |  |  | -0.046563 | 0
48582 | CBY_GN2_2 | 2 | Houston | YES | -0.004557 | 596.8 | 110 | 746 | 0 | 1.0435 | GSC | -1 | 0.046588 | 746 | 746 |  |  |  |  | -0.046588 | -34.7543
48873 | THW_ST3_ST_3 | 3 | Houston | YES | -0.004602 | 107 | 19 | 107 | 0 | 1.0435 | CC | -1 | 0.046633 | 107 | 107 |  |  |  |  | -0.046633 | -4.9897
48874 | THW_ST4_ST_4 | 4 | Houston | YES | -0.004602 | 108 | 19 | 108 | 0 | 1.0435 | CC | -1 | 0.046633 | 108 | 108 |  |  |  |  | -0.046633 | -5.0363
48875 | THW_3132 | B | Houston | YES | -0.004602 | 53 | 5 | 53 | 0 | 1.0435 | CC | -1 | 0.046633 | 53 | 53 |  |  |  |  | -0.046633 | -2.4715
48875 | THW_3132 | A | Houston | YES | -0.004602 | 55 | 5 | 55 | 0 | 1.0435 | CC | -1 | 0.046633 | 55 | 55 |  |  |  |  | -0.046633 | -2.5648
48877 | THW_3334 | C | Houston | YES | -0.004602 | 55 | 5 | 55 | 0 | 1.0435 | CC | -1 | 0.046633 | 55 | 55 |  |  |  |  | -0.046633 | -2.5648
48877 | THW_3334 | D | Houston | YES | -0.004602 | 57 | 5 | 57 | 0 | 1.0435 | CC | -1 | 0.046633 | 57 | 57 |  |  |  |  | -0.046633 | -2.6581
48879 | THW_4142 | E | Houston | YES | -0.004602 | 56 | 5 | 56 | 0 | 1.0435 | CC | -1 | 0.046633 | 56 | 56 |  |  |  |  | -0.046633 | -2.6114
48879 | THW_4142 | F | Houston | YES | -0.004602 | 55 | 5 | 55 | 0 | 1.0435 | CC | -1 | 0.046633 | 55 | 55 |  |  |  |  | -0.046633 | -2.5648
48881 | THW_4344 | G | Houston | YES | -0.004602 | 58 | 5 | 58 | 0 | 1.0435 | CC | -1 | 0.046633 | 58 | 58 |  |  |  |  | -0.046633 | -2.7047
48881 | THW_4344 | H | Houston | YES | -0.004602 | 58 | 5 | 58 | 0 | 1.0435 | CC | -1 | 0.046633 | 58 | 58 |  |  |  |  | -0.046633 | -2.7047
48593 | CHE_GT1_8015 | 1 | Houston | YES | -0.004686 | 173 | 50 | 173 | 0 | 1.0362 | Cogen | -1 | 0.046717 | 0 | 0 |  |  |  |  | -0.046717 | 0
48594 | CHE_GN4_8025 | 4 | Houston | YES | -0.004686 | 142 | 60 | 142 | 0 | 1.0362 | Cogen | -1 | 0.046717 | 0 | 0 |  |  |  |  | -0.046717 | 0
48511 | LPE_GT1_8070 | 1 | Houston | YES | -0.004701 | 42 | 0 | 42 | 0 | 1.0362 | GGT | -1 | 0.046732 | 42 | 42 |  |  |  |  | -0.046732 | -1.9627
48512 | LPE_GT2_8075 | 2 | Houston | YES | -0.004701 | 42 | 0 | 42 | 0 | 1.0362 | GGT | -1 | 0.046732 | 42 | 42 |  |  |  |  | -0.046732 | -1.9627
48513 | LPE_GT3_8080 | 3 | Houston | YES | -0.004701 | 39 | 0 | 39 | 0 | 1.0362 | GGT | -1 | 0.046732 | 39 | 39 |  |  |  |  | -0.046732 | -1.8225
48514 | LPE_GT4_8085 | 4 | Houston | YES | -0.004701 | 39 | 0 | 39 | 0 | 1.0362 | GGT | -1 | 0.046732 | 39 | 39 |  |  |  |  | -0.046732 | -1.8225
48500 | APD_GT1_8005 | 1 | Houston | YES | -0.004706 | 137.6 | 54.6 | 137.6 |  | 1.0362 | Cogen | -1 | 0.046737 | 0 | 0 |  |  |  |  | -0.046737 | 0
48820 | SHELLG1_3015 | 1 | Houston | YES | -0.004764 | 71 | 34.5 | 71 |  | 1.029 | Cogen | -1 | 0.046795 | 0 | 0 |  |  |  |  | -0.046795 | 0
48821 | SHELLG2 | 2 | Houston | YES | -0.004764 | 72 | 34.5 | 72 |  | 1.029 | Cogen | -1 | 0.046795 | 0 | 0 |  |  |  |  | -0.046795 | 0
48822 | SHELLG3_3020 | 2 | Houston | YES | -0.004764 | 30 | 0 | 30 |  | 1.029 | Cogen | -1 | 0.046795 | 0 | 0 |  |  |  |  | -0.046795 | 0
48822 | SHELLG3_3020 | 1 | Houston | YES | -0.004764 | 39 | 0 | 39 |  | 1.029 | Cogen | -1 | 0.046795 | 0 | 0 |  |  |  |  | -0.046795 | 0
48740 | PSG_GN2_8050 | 1 | Houston | YES | -0.004801 | 182 | 60 | 182 | 0 | 1.0326 | Cogen | -1 | 0.046832 | 0 | 0 |  |  |  |  | -0.046832 | 0
48741 | PSG_GT2_8040 | 1 | Houston | YES | -0.004801 | 158.6 | 50 | 158.6 | 0 | 1.0326 | Cogen | -1 | 0.046832 | 0 | 0 |  |  |  |  | -0.046832 | 0
48742 | PSG_GT3_8060 | 1 | Houston | YES | -0.004801 | 157 | 50 | 157 | 0 | 1.0326 | Cogen | -1 | 0.046832 | 0 | 0 |  |  |  |  | -0.046832 | 0
48854 | SRB_GN4_4 | 4 | Houston | YES | -0.004802 | 182.4 | 35 | 228 | 0 | 1.0326 | GST | -1 | 0.046833 | 228 | 228 |  |  |  |  | -0.046833 | -10.6778
48611 | DIB_GT1_8080 | 1 | Houston | YES | -0.004803 | 64 | 0 | 64 | 0 | 1.0326 | Cogen | -1 | 0.046834 | 0 | 0 |  |  |  |  | -0.046834 | 0
48612 | DIB_GT2_8075 | 2 | Houston | YES | -0.004803 | 63.2 | 0 | 63.2 | 0 | 1.0326 | Cogen | -1 | 0.046834 | 0 | 0 |  |  |  |  | -0.046834 | 0
48613 | DIB_ST1_8085 | 3 | Houston | YES | -0.004803 | 67.9 | 30 | 82.6 | 0 | 1.0326 | Cogen | -1 | 0.046834 | 0 | 0 |  |  |  |  | -0.046834 | 0
48614 | DIB_GT3_8090 | 4 | Houston | YES | -0.004803 | 73.6 | 15 | 73.6 | 0 | 1.0326 | Cogen | -1 | 0.046834 | 0 | 0 |  |  |  |  | -0.046834 | 0
48845 | SOL_GT1 | 1 | Houston | YES | -0.004803 | 16.2 | 15.4 | 16.2 |  | 1.0326 | Solar | -1 | 0.046834 | 16.2 | 16.2 |  |  |  |  | -0.046834 | -0.7587
48853 | SRB_GN3_3 | 3 | Houston | YES | -0.004804 | 170.4 | 35 | 213 |  | 1.0326 | GST | -1 | 0.046835 | 213 | 213 |  |  |  |  | -0.046835 | -9.9758
48551 | CAL_GT1_8045 | 1 | Houston | YES | -0.00481 | 149 | 0 | 149 | 0 | 1.0326 | Cogen | -1 | 0.046841 | 0 | 0 |  |  |  |  | -0.046841 | 0
48552 | CAL_ST1_8000 | 2 | Houston | YES | -0.00481 | 65.1 | 0 | 65.1 | 0 | 1.0326 | Cogen | -1 | 0.046841 | 0 | 0 |  |  |  |  | -0.046841 | 0
48851 | SRB_GN1_1 | 1 | Houston | YES | -0.004811 | 132 | 26 | 165 | 0 | 1.0217 | GST | -1 | 0.046842 | 165 | 165 |  |  |  |  | -0.046842 | -7.7289
48852 | SRB_GN2_2 | 2 | Houston | YES | -0.004813 | 140.8 | 26 | 176 | 0 | 1.0217 | GST | -1 | 0.046844 | 176 | 176 |  |  |  |  | -0.046844 | -8.2445
48855 | SRB_GT211035 | B1 | Houston | YES | -0.004814 | 0 | 0 | 18 |  | 1.014 | GGT | -1 | 0.046845 | 18 | 18 |  |  |  |  | -0.046845 | -0.8432
48855 | SRB_GT211035 | B2 | Houston | YES | -0.004814 | 0 | 0 | 12 |  | 1.014 | GGT | -1 | 0.046845 | 12 | 12 |  |  |  |  | -0.046845 | -0.56213
48761 | PR_GT1__9040 | 1 | Houston | YES | -0.00484 | 26 | 0 | 35 |  | 1 | Cogen | -1 | 0.046871 | 0 | 0 |  |  |  |  | -0.046871 | 0
48641 | DPEC_GT15040 | 1 | Houston | YES | -0.004872 | 163.2 | 98 | 163.2 | 0 | 1.0319 | CC | -1 | 0.046903 | 163.2 | 163.2 |  |  |  |  | -0.046903 | -7.6545
48642 | DPEC_GT25025 | 2 | Houston | YES | -0.004872 | 157.1 | 98 | 157.1 | 0 | 1.0319 | CC | -1 | 0.046903 | 157.1 | 157.1 |  |  |  |  | -0.046903 | -7.3684
48643 | DPEC_GT35010 | 3 | Houston | YES | -0.004872 | 157.5 | 98 | 157.5 | 0 | 1.0319 | CC | -1 | 0.046903 | 157.5 | 157.5 |  |  |  |  | -0.046903 | -7.3872
48644 | DPEC_GT45070 | 4 | Houston | YES | -0.004872 | 157 | 98 | 157 | 0 | 1.0319 | CC | -1 | 0.046903 | 157 | 157 |  |  |  |  | -0.046903 | -7.3637
48645 | DPEC_ST55065 | 5 | Houston | YES | -0.004872 | 282 | 0 | 282 | 0 | 1.0319 | CC | -1 | 0.046903 | 282 | 282 |  |  |  |  | -0.046903 | -13.2265
48841 | SJS_GT1_GT1 | 1 | Houston | YES | -0.004896 | 62.4 | 49 | 78 | 0 | 1.0362 | Cogen | -1 | 0.046927 | 0 | 0 |  |  |  |  | -0.046927 | 0
48842 | SJS_GT2_GT2 | 2 | Houston | YES | -0.004896 | 64.8 | 49 | 81 | 0 | 1.0362 | Cogen | -1 | 0.046927 | 0 | 0 |  |  |  |  | -0.046927 | 0
48691 | GBY_73741085 | A | Houston | YES | -0.004921 | 37.6 | 20 | 47 | 0 | 1.0362 | GGT | -1 | 0.046952 | 47 | 47 |  |  |  |  | -0.046952 | -2.2067
48691 | GBY_73741085 | B | Houston | YES | -0.004921 | 37.6 | 20 | 47 | 0 | 1.0362 | GGT | -1 | 0.046952 | 47 | 47 |  |  |  |  | -0.046952 | -2.2067
48692 | GBY_81821075 | C | Houston | YES | -0.004921 | 37.6 | 20 | 47 | 0 | 1.0362 | GGT | -1 | 0.046952 | 47 | 47 |  |  |  |  | -0.046952 | -2.2067
48692 | GBY_81821075 | D | Houston | YES | -0.004921 | 44 | 20 | 55 | 0 | 1.0362 | GGT | -1 | 0.046952 | 55 | 55 |  |  |  |  | -0.046952 | -2.5823
48693 | GBY_83841065 | E | Houston | YES | -0.004921 | 45.6 | 20 | 57 | 0 | 1.0362 | GGT | -1 | 0.046952 | 57 | 57 |  |  |  |  | -0.046952 | -2.6762
48693 | GBY_83841065 | F | Houston | YES | -0.004921 | 43.2 | 20 | 54 | 0 | 1.0362 | GGT | -1 | 0.046952 | 54 | 54 |  |  |  |  | -0.046952 | -2.5354
48531 | BYU_GT1_8075 | 1 | Houston | YES | -0.005006 | 65 | 0 | 65 |  | 1.0362 | Cogen | -1 | 0.047037 | 0 | 0 |  |  |  |  | -0.047037 | 0
48532 | BYU_GT2_8055 | 2 | Houston | YES | -0.005006 | 62 | 0 | 62 |  | 1.0362 | Cogen | -1 | 0.047037 | 0 | 0 |  |  |  |  | -0.047037 | 0
48533 | BYU_GT3_8060 | 3 | Houston | YES | -0.005006 | 67 | 0 | 67 |  | 1.0362 | Cogen | -1 | 0.047037 | 0 | 0 |  |  |  |  | -0.047037 | 0
48534 | BYU_GT4_8065 | 4 | Houston | YES | -0.005006 | 65 | 0 | 65 |  | 1.0362 | Cogen | -1 | 0.047037 | 0 | 0 |  |  |  |  | -0.047037 | 0
48561 | CTL_GT2_8130 | 1 | Houston | YES | -0.005063 | 73.5 | 30.3 | 91.9 |  | 1.0362 | Cogen | -1 | 0.047094 | 0 | 0 |  |  |  |  | -0.047094 | 0
48562 | CTL_GT3_8135 | 2 | Houston | YES | -0.005063 | 70.1 | 30.3 | 87.6 |  | 1.0362 | Cogen | -1 | 0.047094 | 0 | 0 |  |  |  |  | -0.047094 | 0
48563 | CTL_GT4_8140 | 3 | Houston | YES | -0.005063 | 69.6 | 30.3 | 87 |  | 1.0362 | Cogen | -1 | 0.047094 | 0 | 0 |  |  |  |  | -0.047094 | 0
48564 | CTL_GN1_8145 | 4 | Houston | YES | -0.005063 | 43.6 | 12.9 | 54.5 |  | 1.0362 | Cogen | -1 | 0.047094 | 0 | 0 |  |  |  |  | -0.047094 | 0
48565 | CTL_GN2_8155 | 5 | Houston | YES | -0.005063 | 9.8 | 3.4 | 12.2 |  | 1.0362 | Cogen | -1 | 0.047094 | 0 | 0 |  |  |  |  | -0.047094 | 0
48772 | PHR_GN2_2 | MB | Houston | YES | -0.005217 | 0 | 72 | 459 |  | 1.0362 | GSC | -1 | 0.047248 | 0 | 0 |  |  |  |  | -0.047248 | 0
38580 | TNBP_CGN1_8 | 1 | Houston | YES | -0.005435 | 70.8 | 0 | 70.8 | 0 | 1.005 | Cogen | -1 | 0.047466 | 0 | 0 |  |  |  |  | -0.047466 | 0
38590 | TNBP_CGN2_8 | 2 | Houston | YES | -0.005435 | 66.7 | 0 | 66.7 | 0 | 1.005 | Cogen | -1 | 0.047466 | 0 | 0 |  |  |  |  | -0.047466 | 0
38600 | TNBP_CGN3_8 | 5 | Houston | YES | -0.005435 | 53 | 0 | 53 | 0 | 1.005 | Cogen | -1 | 0.047466 | 0 | 0 |  |  |  |  | -0.047466 | 0
38611 | TNBPAMCG1_8 | 1 | Houston | YES | -0.005435 | 153.2 | 0 | 153.2 | 0 | 1.005 | Cogen | -1 | 0.047466 | 0 | 0 |  |  |  |  | -0.047466 | 0
38612 | TNBPAMCG2_8 | 2 | Houston | YES | -0.005435 | 153.5 | 0 | 153.5 | 0 | 1.005 | Cogen | -1 | 0.047466 | 0 | 0 |  |  |  |  | -0.047466 | 0
38613 | TNBPAMCG3_8 | 3 | Houston | YES | -0.005435 | 152.3 | 0 | 152.3 | 0 | 1.005 | Cogen | -1 | 0.047466 | 0 | 0 |  |  |  |  | -0.047466 | 0
38614 | TNBPAMCG4_8 | 4 | Houston | YES | -0.005435 | 96 | 0 | 96 |  | 1.005 | Cogen | -1 | 0.047466 | 0 | 0 |  |  |  |  | -0.047466 | 0
38615 | TNBPAMCG5_8 | 1 | Houston | YES | -0.005435 | 244 | 0 | 244 | 0 | 1.005 | Cogen | -1 | 0.047466 | 0 | 0 |  |  |  |  | -0.047466 | 0
38690 | TNBP_CGN4_8 | 3 | Houston | YES | -0.005435 | 40 | 0 | 40 |  | 1.005 | Cogen | -1 | 0.047466 | 0 | 0 |  |  |  |  | -0.047466 | 0
38711 | TNTXCTY1CG8 | 1 | Houston | YES | -0.005435 | 100.3 | 59 | 100.3 | 0 | 1 | Cogen | -1 | 0.047466 | 0 | 0 |  |  |  |  | -0.047466 | 0
38712 | TNTXCTY2CG8 | 1 | Houston | YES | -0.005435 | 92.9 | 59 | 92.9 | 0 | 1 | Cogen | -1 | 0.047466 | 0 | 0 |  |  |  |  | -0.047466 | 0
38713 | TNTXCTY3CG8 | 1 | Houston | YES | -0.005435 | 102.7 | 59 | 102.7 | 0 | 1 | Cogen | -1 | 0.047466 | 0 | 0 |  |  |  |  | -0.047466 | 0
38714 | TNTXCTY4CG8 | 1 | Houston | YES | -0.005435 | 103 | 59 | 103 | 0 | 1 | Cogen | -1 | 0.047466 | 0 | 0 |  |  |  |  | -0.047466 | 0
39470 | TNDOWCGNSG8 | 1 | Houston | YES | -0.005435 | 32 | 10 | 32 | 0 | 0.985 | Cogen | -1 | 0.047466 | 0 | 0 |  |  |  |  | -0.047466 | 0
39480 | TNDOWCGNGG8 | 1 | Houston | YES | -0.005435 | 30 | 10 | 30 | 0 | 0.985 | Cogen | -1 | 0.047466 | 0 | 0 |  |  |  |  | -0.047466 | 0
48921 | WAP_GN1_1 | 1 | Houston | YES | -0.005898 | 132.8 | 37 | 166 | 0 | 1.0362 | GST | -1 | 0.047929 | 166 | 166 |  |  |  |  | -0.047929 | -7.9561
48922 | WAP_GN2_2 | 2 | Houston | YES | -0.005898 | 132.8 | 37 | 166 | 0 | 1.0362 | GST | -1 | 0.047929 | 166 | 166 |  |  |  |  | -0.047929 | -7.9561
48923 | WAP_GN3_3 | 3 | Houston | YES | -0.005898 | 198.4 | 93 | 248 | 0 | 1.0362 | GST | -1 | 0.047929 | 248 | 248 |  |  |  |  | -0.047929 | -11.8863
48924 | WAP_GN4_4 | 4 | Houston | YES | -0.005898 | 546 | 217 | 546 | 0 | 1.0362 | GSC | -1 | 0.047929 | 546 | 546 |  |  |  |  | -0.047929 | -26.169
48925 | WAP_GN5_5 | 5 | Houston | YES | -0.005898 | 607.4 | 278 | 654 | 0 | 0.985 | LIGCO | -1 | 0.047929 | 0 | 654 |  |  |  |  | -0.047929 | 0
48929 | WAPGT21_GT1 | B1 | Houston | YES | -0.005898 | 0 | 0 | 13 |  | 1.05 | GGT | -1 | 0.047929 | 13 | 13 |  |  |  |  | -0.047929 | -0.62307
48510 | AK_GT1__8040 | 1 | Houston | YES | -0.005966 | 33.4 | 8.1 | 34 |  | 1.029 | Cogen | -1 | 0.047997 | 0 | 0 |  |  |  |  | -0.047997 | 0
48521 | BVE_GT1_GT1 | 1 | Houston | YES | -0.006054 | 167.7 | 0 | 167.7 |  | 1.035 | CC | -1 | 0.048085 | 167.7 | 167.7 |  |  |  |  | -0.048085 | -8.0638
48522 | BVE_GT2_5035 | 2 | Houston | YES | -0.006054 | 166.4 | 0 | 166.4 |  | 1.035 | CC | -1 | 0.048085 | 166.4 | 166.4 |  |  |  |  | -0.048085 | -8.0013
48523 | BVE_ST1_GN1 | 3 | Houston | YES | -0.006054 | 252.4 | 0 | 252.4 |  | 1.035 | CC | -1 | 0.048085 | 252.4 | 252.4 |  |  |  |  | -0.048085 | -12.1365
48926 | WAP_GN6_6 | 6 | Houston | YES | -0.006061 | 651 | 280 | 651 |  | 1.035 | LIGCO | -1 | 0.048092 | 0 | 651 |  |  |  |  | -0.048092 | 0
48927 | WAP_GN7_7 | 7 | Houston | YES | -0.006061 | 564 | 277 | 564 |  | 1.035 | LIGCO | -1 | 0.048092 | 0 | 564 |  |  |  |  | -0.048092 | 0
48928 | WAP_GN8_8 | 8 | Houston | YES | -0.006061 | 603 | 275 | 603 |  | 1.035 | LIGCO | -1 | 0.048092 | 0 | 603 |  |  |  |  | -0.048092 | 0
48730 | MNS_GT | 1 | Houston | YES | -0.006086 | 43 | 0 | 46.1 |  | 1.029 | Cogen | -1 | 0.048117 | 0 | 0 |  |  |  |  | -0.048117 | 0
39760 | TNSCLP1___8 | 1 | Houston | YES | -0.006874 | 93.4 | 20 | 116.8 | 0 | 1.04 | Cogen | -1 | 0.048905 | 0 | 0 |  |  |  |  | -0.048905 | 0
39770 | TNSCLP2___8 | 1 | Houston | YES | -0.006874 | 91.6 | 20 | 114.5 | 0 | 1.04 | Cogen | -1 | 0.048905 | 0 | 0 |  |  |  |  | -0.048905 | 0
39775 | TNSCLP4___8 | 1 | Houston | YES | -0.006874 | 95.2 | 20 | 119 | 0 | 1.04 | Cogen | -1 | 0.048905 | 0 | 0 |  |  |  |  | -0.048905 | 0
39790 | TNSCLP3___8 | 1 | Houston | YES | -0.006874 | 87.6 | 20 | 109.5 | 0 | 1.027 | Cogen | -1 | 0.048905 | 0 | 0 |  |  |  |  | -0.048905 | 0
48520 | BSF_GT1_8070 | 2 | Houston | YES | -0.007132 | 10 | 0 | 10 | 0 | 1.0326 | Cogen | -1 | 0.049163 | 0 | 0 |  |  |  |  | -0.049163 | 0
48520 | BSF_GT1_8070 | 1 | Houston | YES | -0.007132 | 72 | 0 | 72 | 0 | 1.0326 | Cogen | -1 | 0.049163 | 0 | 0 |  |  |  |  | -0.049163 | 0
49851 | DOW17000 | 37 | Houston | YES | -0.007443 | 39 | 0 | 62 | 0 | 1 | Cogen | -1 | 0.049474 | 0 | 0 |  |  |  |  | -0.049474 | 0
49858 | DOW38100 | 31 | Houston | YES | -0.007443 | 45 | 0 | 71.4 |  | 1 | Cogen | -1 | 0.049474 | 0 | 0 |  |  |  |  | -0.049474 | 0
49859 | DOW38200 | 33 | Houston | YES | -0.007443 | 28 | 0 | 45 | 0 | 1 | Cogen | -1 | 0.049474 | 0 | 0 |  |  |  |  | -0.049474 | 0
49860 | DOW38300 | 32 | Houston | YES | -0.007443 | 63 | 0 | 101 |  | 1 | Cogen | -1 | 0.049474 | 0 | 0 |  |  |  |  | -0.049474 | 0
49862 | DOW39100 | 36 | Houston | YES | -0.007443 | 54 | 0 | 86 | 0 | 1 | Cogen | -1 | 0.049474 | 0 | 0 |  |  |  |  | -0.049474 | 0
49863 | DOW39200 | 35 | Houston | YES | -0.007443 | 55 | 0 | 88 | 0 | 1 | Cogen | -1 | 0.049474 | 0 | 0 |  |  |  |  | -0.049474 | 0
49865 | DOW41000 | 41 | Houston | YES | -0.007443 | 31 | 0 | 50 |  | 1 | Cogen | -1 | 0.049474 | 0 | 0 |  |  |  |  | -0.049474 | 0
49866 | DOW42000 | 42 | Houston | YES | -0.007443 | 11 | 0 | 18 |  | 1 | Cogen | -1 | 0.049474 | 0 | 0 |  |  |  |  | -0.049474 | 0
49869 | DOW49000 | 45 | Houston | YES | -0.007443 | 59 | 0 | 94 |  | 1 | Cogen | -1 | 0.049474 | 0 | 0 |  |  |  |  | -0.049474 | 0
49870 | DOW61000 | 61 | Houston | YES | -0.007443 | 44 | 0 | 70 | 0 | 1 | Cogen | -1 | 0.049474 | 0 | 0 |  |  |  |  | -0.049474 | 0
49871 | DOW62000 | 62 | Houston | YES | -0.007443 | 40 | 0 | 63 | 0 | 1 | Cogen | -1 | 0.049474 | 0 | 0 |  |  |  |  | -0.049474 | 0
49872 | DOW63000 | 63 | Houston | YES | -0.007443 | 45 | 0 | 72 | 0 | 1 | Cogen | -1 | 0.049474 | 0 | 0 |  |  |  |  | -0.049474 | 0
49873 | DOW64000 | 64 | Houston | YES | -0.007443 | 41 | 0 | 64.8 | 0 | 1 | Cogen | -1 | 0.049474 | 0 | 0 |  |  |  |  | -0.049474 | 0
49876 | DOW65000 | 65 | Houston | YES | -0.007443 | 63 | 0 | 101 | 0 | 1 | Cogen | -1 | 0.049474 | 0 | 0 |  |  |  |  | -0.049474 | 0
49877 | DOW66000 | 66 | Houston | YES | -0.007443 | 61 | 0 | 97 | 0 | 1 | Cogen | -1 | 0.049474 | 0 | 0 |  |  |  |  | -0.049474 | 0
49878 | DOW67000 | 67 | Houston | YES | -0.007443 | 65 | 0 | 103 | 0 | 1 | Cogen | -1 | 0.049474 | 0 | 0 |  |  |  |  | -0.049474 | 0
49882 | DOW81000 | 81 | Houston | YES | -0.007443 | 47 | 0 | 76 | 0 | 1 | Cogen | -1 | 0.049474 | 0 | 0 |  |  |  |  | -0.049474 | 0
49884 | DOW82000 | 82 | Houston | YES | -0.007443 | 51 | 0 | 80 | 0 | 1 | Cogen | -1 | 0.049474 | 0 | 0 |  |  |  |  | -0.049474 | 0
49885 | DOW83000 | 83 | Houston | YES | -0.007443 | 51 | 0 | 80 | 0 | 1 | Cogen | -1 | 0.049474 | 0 | 0 |  |  |  |  | -0.049474 | 0
49886 | DOW84000 | 84 | Houston | YES | -0.007443 | 107 | 0 | 171 | 0 | 0.98 | Cogen | -1 | 0.049474 | 0 | 0 |  |  |  |  | -0.049474 | 0
48911 | TGF_GT1_8000 | 1 | Houston | YES | -0.008485 | 69.2 | 0 | 69.2 |  | 1.029 | Cogen | -1 | 0.050516 | 0 | 0 |  |  |  |  | -0.050516 | 0
48731 | CBE_GT1 | 1 | Houston | YES | -0.008732 | 76 | 0 | 76 | 0 | 1.029 | CC | -1 | 0.050763 | 76 | 76 |  |  |  |  | -0.050763 | -3.858
48732 | CBE_GT2 | 1 | Houston | YES | -0.008732 | 76 | 0 | 76 | 0 | 1.029 | CC | -1 | 0.050763 | 76 | 76 |  |  |  |  | -0.050763 | -3.858
48733 | CBE_ST12 | 1 | Houston | YES | -0.008732 | 105 | 0 | 105 | 0 | 1.029 | CC | -1 | 0.050763 | 105 | 105 |  |  |  |  | -0.050763 | -5.3301
48734 | CBE_GT3 | 1 | Houston | YES | -0.008732 | 76 | 0 | 76 | 0 | 1.029 | CC | -1 | 0.050763 | 76 | 76 |  |  |  |  | -0.050763 | -3.858
48735 | CBE_GT4 | 1 | Houston | YES | -0.008732 | 76 | 0 | 76 | 0 | 1.029 | CC | -1 | 0.050763 | 76 | 76 |  |  |  |  | -0.050763 | -3.858
48736 | CBE_ST34 | 1 | Houston | YES | -0.008732 | 105 | 0 | 105 | 0 | 1.029 | CC | -1 | 0.050763 | 105 | 105 |  |  |  |  | -0.050763 | -5.3301
5911 | STP_GN1___1 | 1 | Houston | YES | -0.009044 | 1333 | 1249 | 1333 | 0 | 1.0406 | Nuc | -1 | 0.051075 | 0 | 0 |  |  |  |  | -0.051075 | 0
5912 | STP_GN2___2 | 2 | Houston | YES | -0.009044 | 1332 | 1249 | 1332 | 0 | 1.0406 | Nuc | -1 | 0.051075 | 0 | 0 |  |  |  |  | -0.051075 | 0
3432 | SANDOW_4G | 4 | South | YES | -0.009644 | 580 | 225 | 580 | 0 | 1.029 | LIGCO | -1 | 0.051675 | 0 | 580 |  |  |  |  | -0.051675 | 0
13432 | SANDOW_5G | 5 | South | YES | -0.009644 | 581 | 225 | 581 | 0 | 1.029 | LIGCO | -1 | 0.051675 | 0 | 581 |  |  |  |  | -0.051675 | 0
80012 | LAR | F | South | YES | -0.010738 | 0 | 0 | 0 | 0 | 1.04 | DCTie | -1 | 0.052769 | 0 | 0 |  |  |  |  | -0.052769 | 0
80265 | LARECU40A | 4 | South | YES | -0.010738 | 80 | 0 | 100 |  | 1.039 | GGT | -1 | 0.052769 | 100 | 100 |  |  |  |  | -0.052769 | -5.2769
80266 | LARECU50A | 5 | South | YES | -0.010738 | 80 | 0 | 100 |  | 1.039 | GGT | -1 | 0.052769 | 100 | 100 |  |  |  |  | -0.052769 | -5.2769
88299 | ZAPATA | F | South | YES | -0.011835 | 0 | 0 | 0 | 0 | 1.02 | BLT | -1 | 0.053866 | 0 | 0 |  |  |  |  | -0.053866 | 0
8134 | FOR #1 | 1 | South | YES | -0.012567 | 54.1 | 45 | 79 | 0 | 1.03 | Cogen | -1 | 0.054598 | 0 | 0 |  |  |  |  | -0.054598 | 0
8138 | FOR #2 | 2 | South | YES | -0.012567 | 63.1 | 45 | 81 | 0 | 1.03 | Cogen | -1 | 0.054598 | 0 | 0 |  |  |  |  | -0.054598 | 0
8153 | FOR #3 | 3 | South | YES | -0.012567 | 63.1 | 45 | 79.9 | 0 | 1.03 | Cogen | -1 | 0.054598 | 0 | 0 |  |  |  |  | -0.054598 | 0
8154 | FOR #4 | 4 | South | YES | -0.012567 | 63.1 | 60 | 80 | 0 | 1.03 | Cogen | -1 | 0.054598 | 0 | 0 |  |  |  |  | -0.054598 | 0
8155 | FOR #5 | 5 | South | YES | -0.012567 | 63.1 | 60 | 78.4 | 0 | 1.03 | Cogen | -1 | 0.054598 | 0 | 0 |  |  |  |  | -0.054598 | 0
8156 | FOR #6 | 6 | South | YES | -0.012567 | 24.9 | 5 | 25 | 0 | 1.03 | Cogen | -1 | 0.054598 | 0 | 0 |  |  |  |  | -0.054598 | 0
8157 | FOR #7 | 7 | South | YES | -0.012567 | 28.8 | 5 | 46 | 0 | 1.03 | Cogen | -1 | 0.054598 | 0 | 0 |  |  |  |  | -0.054598 | 0
80051 | FOR #8 | 8 | South | YES | -0.012567 | 28 | 28 | 28 | 0 | 1.016 | Cogen | -1 | 0.054598 | 0 | 0 |  |  |  |  | -0.054598 | 0
80052 | FOR #9 | 9 | South | YES | -0.012567 | 29.7 | 5 | 43.6 | 0 | 1.03 | Cogen | -1 | 0.054598 | 0 | 0 |  |  |  |  | -0.054598 | 0
80053 | FOR #10 | 10 | South | YES | -0.012567 | 68.4 | 45 | 75 | 0 | 1.03 | Cogen | -1 | 0.054598 | 0 | 0 |  |  |  |  | -0.054598 | 0
5728 | FALCONHYDRO2 | 2 | South | YES | -0.01259 | 12 | 0 | 12 | 0 | 1.0227 | Hydro | -1 | 0.054621 | 0 | 0 |  |  |  |  | -0.054621 | 0
5729 | FALCONHYDRO3 | 3 | South | YES | -0.01259 | 11 | 0 | 11 | 0 | 1.0227 | Hydro | -1 | 0.054621 | 0 | 0 |  |  |  |  | -0.054621 | 0
8048 | FALCONHYDRO1 | 1 | South | YES | -0.01259 | 12 | 0 | 12 | 0 | 1.0227 | Hydro | -1 | 0.054621 | 0 | 0 |  |  |  |  | -0.054621 | 0
80226 | ALCOA G | 1 | South | YES | -0.012669 | 32.3 | 5 | 48 | 0 | 1.015 | Cogen | -1 | 0.0547 | 0 | 0 |  |  |  |  | -0.0547 | 0
5890 | PEARSALLGEN1 | 1 | South | YES | -0.012742 | 19.2 | 6 | 24 | 0 | 1.0161 | GST | -1 | 0.054773 | 24 | 24 |  |  |  |  | -0.054773 | -1.3145
5891 | PEARSALLGEN2 | 1 | South | YES | -0.012742 | 19.4 | 6 | 24.3 | 0 | 1.0161 | GST | -1 | 0.054773 | 24.3 | 24.3 |  |  |  |  | -0.054773 | -1.331
5892 | PEARSALLGEN3 | 1 | South | YES | -0.012742 | 19.1 | 6 | 23.9 | 0 | 1.0161 | GST | -1 | 0.054773 | 23.9 | 23.9 |  |  |  |  | -0.054773 | -1.3091
8147 | UCAR #2 | 10 | South | YES | -0.013003 | 18.2 | 0 | 28 |  | 1 | Cogen | -1 | 0.055034 | 0 | 0 |  |  |  |  | -0.055034 | 0
8148 | UCAR #1 | 2 | South | YES | -0.013003 | 6.1 | 0 | 7 | 0 | 1.009 | Cogen | -1 | 0.055034 | 0 | 0 |  |  |  |  | -0.055034 | 0
80137 | CSDR89 | 9 | South | YES | -0.013003 | 0 | 0 | 15 |  | 1.003 | DCTie | -1 | 0.055034 | 0 | 0 |  |  |  |  | -0.055034 | 0
80137 | CSDR89 | 8 | South | YES | -0.013003 | 33.9 | 0 | 39 |  | 1.003 | DCTie | -1 | 0.055034 | 0 | 0 |  |  |  |  | -0.055034 | 0
80138 | CSDR7 | 7 | South | YES | -0.013003 | 6.1 | 0 | 7 | 0 | 1.014 | DCTie | -1 | 0.055034 | 0 | 0 |  |  |  |  | -0.055034 | 0
80139 | CSDR56 | 6 | South | YES | -0.013003 | 0 | 0 | 39 |  | 1.0033 | DCTie | -1 | 0.055034 | 0 | 0 |  |  |  |  | -0.055034 | 0
80139 | CSDR56 | 5 | South | YES | -0.013003 | 15 | 0 | 15 |  | 1.0033 | DCTie | -1 | 0.055034 | 0 | 0 |  |  |  |  | -0.055034 | 0
80140 | CSDR11 | 11 | South | YES | -0.013003 | 33.9 | 0 | 39 | 0 | 1.03 | DCTie | -1 | 0.055034 | 0 | 0 |  |  |  |  | -0.055034 | 0
88508 | FALFURRI | F | South | YES | -0.013009 | 0 | 0 | 0 | 0 | 1 | AVR | -1 | 0.05504 | 0 | 0 |  |  |  |  | -0.05504 | 0
80227 | AIRCO G | 1 | South | YES | -0.013055 | 7.2 | 0 | 8 | 0 | 1.0104 | Cogen | -1 | 0.055086 | 0 | 0 |  |  |  |  | -0.055086 | 0
80224 | VISTRONG1 | 1 | South | YES | -0.013139 | 13.1 | 0 | 15 | 0 | 1.01 | Cogen | -1 | 0.05517 | 0 | 0 |  |  |  |  | -0.05517 | 0
80225 | VISTRONG2 | 2 | South | YES | -0.013139 | 20.2 | 0 | 23 | 0 | 1.01 | Cogen | -1 | 0.05517 | 0 | 0 |  |  |  |  | -0.05517 | 0
5503 | RAYBURNGEN3 | 1 | South | YES | -0.013233 | 17.6 | 6 | 22 | 0 | 1.0223 | GST | -1 | 0.055264 | 22 | 22 |  |  |  |  | -0.055264 | -1.2158
5505 | RAYBURNGEN1 | 1 | South | YES | -0.013233 | 0 | 1 | 11 |  | 1.0223 | GGT | -1 | 0.055264 | 11 | 11 |  |  |  |  | -0.055264 | -0.6079
5506 | RAYBURNGEN2 | 1 | South | YES | -0.013233 | 0 | 1 | 11 |  | 1.0223 | GGT | -1 | 0.055264 | 11 | 11 |  |  |  |  | -0.055264 | -0.6079
7010 | L_FPPYD11_1Y | 1 | South | YES | -0.013299 | 547.4 | 200 | 606 | 0 | 1.02 | LIGCO | -1 | 0.05533 | 0 | 606 |  |  |  |  | -0.05533 | 0
7011 | L_FPPYD11_2Y | 2 | South | YES | -0.013299 | 552.2 | 200 | 598 | 0 | 1.02 | LIGCO | -1 | 0.05533 | 0 | 598 |  |  |  |  | -0.05533 | 0
7012 | L_FPPYD21_3Y | 3 | South | YES | -0.013301 | 427.5 | 200 | 436 | 0 | 1.02 | LIGCO | -1 | 0.055332 | 0 | 436 |  |  |  |  | -0.055332 | 0
8066 | DUP1V#1 | 1 | South | YES | -0.013374 | 52.3 | 0 | 73 | 0 | 1.01 | Cogen | -1 | 0.055405 | 0 | 0 |  |  |  |  | -0.055405 | 0
8933 | FGNTS001 | 1 | South | YES | -0.013379 | 146.5 | 0 | 146.5 | 0 | 1.03 | CC | -1 | 0.05541 | 146.5 | 146.5 |  |  |  |  | -0.05541 | -8.1175
8934 | FGNTS101 | 2 | South | YES | -0.013379 | 147.9 | 0 | 147.9 | 0 | 1.03 | CC | -1 | 0.05541 | 147.9 | 147.9 |  |  |  |  | -0.05541 | -8.1951
8935 | FGNTS201 | 3 | South | YES | -0.013379 | 173 | 0 | 173 | 0 | 1.03 | CC | -1 | 0.05541 | 173 | 173 |  |  |  |  | -0.05541 | -9.5859
5508 | RAYBURNCC9 | 1 | South | YES | -0.0134 | 47.7 | 18.2 | 47.7 | 0 | 1.0296 | CC | -1 | 0.055431 | 47.7 | 47.7 |  |  |  |  | -0.055431 | -2.644
5509 | RAYBURNCC10 | 1 | South | YES | -0.0134 | 37.3 | 5.2 | 37.3 | 0 | 1.0296 | CC | -1 | 0.055431 | 37.3 | 37.3 |  |  |  |  | -0.055431 | -2.0676
5511 | RAYBURNCC7 | 1 | South | YES | -0.0134 | 47.5 | 18.2 | 47.5 | 0 | 1.0296 | CC | -1 | 0.055431 | 47.5 | 47.5 |  |  |  |  | -0.055431 | -2.633
5512 | RAYBURNCC8 | 1 | South | YES | -0.0134 | 49.3 | 18.2 | 49.3 | 0 | 1.0296 | CC | -1 | 0.055431 | 49.3 | 49.3 |  |  |  |  | -0.055431 | -2.7327
7007 | L_LOSTPI1_1Y | 1 | South | YES | -0.013471 | 158.6 | 110 | 158 | 0 | 1 | CC | -1 | 0.055502 | 158 | 158 |  |  |  |  | -0.055502 | -8.7692
7008 | L_LOSTPI1_2Y | 2 | South | YES | -0.013471 | 157.7 | 107 | 160 | 0 | 1 | CC | -1 | 0.055502 | 160 | 160 |  |  |  |  | -0.055502 | -8.8803
7009 | L_LOSTPI1_3Y | 3 | South | YES | -0.013471 | 173.9 | 72 | 175 | 0 | 1 | CC | -1 | 0.055502 | 175 | 175 |  |  |  |  | -0.055502 | -9.7128
8926 | LGE_GT10A | 1 | South | YES | -0.013504 | 158 | 0 | 158 | 0 | 1.03 | Cogen | -1 | 0.055535 | 0 | 0 |  |  |  |  | -0.055535 | 0
8927 | LGE_GT20A | 2 | South | YES | -0.013504 | 153 | 0 | 153 | 0 | 1.03 | Cogen | -1 | 0.055535 | 0 | 0 |  |  |  |  | -0.055535 | 0
8928 | LGE_STG0A | 3 | South | YES | -0.013504 | 100 | 0 | 100 | 0 | 1.03 | Cogen | -1 | 0.055535 | 0 | 0 |  |  |  |  | -0.055535 | 0
8930 | ICPGN10A | 1 | South | YES | -0.013504 | 149 | 0 | 149 | 0 | 1.03 | Cogen | -1 | 0.055535 | 0 | 0 |  |  |  |  | -0.055535 | 0
8931 | ICPGN20A | 2 | South | YES | -0.013504 | 150 | 0 | 150 | 0 | 1.03 | Cogen | -1 | 0.055535 | 0 | 0 |  |  |  |  | -0.055535 | 0
8932 | ICPGN30A | 3 | South | YES | -0.013504 | 127 | 0 | 127 | 0 | 1.03 | Cogen | -1 | 0.055535 | 0 | 0 |  |  |  |  | -0.055535 | 0
80223 | REYSHR G | 1 | South | YES | -0.013504 | 12 | 0 | 12 | 0 | 1.032 | Cogen | -1 | 0.055535 | 0 | 0 |  |  |  |  | -0.055535 | 0
8936 | MVGN#1 | 1 | South | YES | -0.013508 | 216.6 | 0 | 216.6 | 0 | 1.0304 | CC | -1 | 0.055539 | 216.6 | 216.6 |  |  |  |  | -0.055539 | -12.0297
8937 | MVGN#2 | 2 | South | YES | -0.013508 | 216.7 | 0 | 216.7 | 0 | 1.0304 | CC | -1 | 0.055539 | 216.7 | 216.7 |  |  |  |  | -0.055539 | -12.0352
8938 | MVGN#3 | 3 | South | YES | -0.013508 | 250.9 | 0 | 250.9 | 0 | 1.0304 | CC | -1 | 0.055539 | 250.9 | 250.9 |  |  |  |  | -0.055539 | -13.9346
8981 | HECN1 | 1 | South | YES | -0.013509 | 144.8 | 0 | 144.8 | 0 | 1.0304 | CC | -1 | 0.05554 | 144.8 | 144.8 |  |  |  |  | -0.05554 | -8.0421
8982 | HECN2 | 2 | South | YES | -0.013509 | 144.1 | 0 | 144.1 | 0 | 1.0304 | CC | -1 | 0.05554 | 144.1 | 144.1 |  |  |  |  | -0.05554 | -8.0033
8983 | HECN3 | 3 | South | YES | -0.013509 | 171.9 | 0 | 171.9 | 0 | 1.0304 | CC | -1 | 0.05554 | 171.9 | 171.9 |  |  |  |  | -0.05554 | -9.5473
8173 | VICEC51A | 5 | South | YES | -0.01351 | 144 | 18 | 144 | 0 | 1.025 | CC | -1 | 0.055541 | 144 | 144 |  |  |  |  | -0.055541 | -7.9978
8174 | VICEC61A | 6 | South | YES | -0.01351 | 188 | 42 | 188 | 0 | 1.025 | CC | -1 | 0.055541 | 188 | 188 |  |  |  |  | -0.055541 | -10.4416
5932 | SI_RAY9 | 9 | South | YES | -0.013605 | 32 | 32 | 38 | 0 | 1.035 | CC | -1 | 0.055636 | 38 | 38 |  |  |  |  | -0.055636 | -2.1142
5933 | SI_RAY6 | 6 | South | YES | -0.013605 | 15.4 | 10 | 19.3 | 0 | 1.035 | GST | -1 | 0.055636 | 19.3 | 19.3 |  |  |  |  | -0.055636 | -1.0738
5935 | SI_RAY10 | 10 | South | YES | -0.013605 | 47 | 10 | 47 | 0 | 1.03 | CC | -1 | 0.055636 | 47 | 47 |  |  |  |  | -0.055636 | -2.6149
80003 | MILHWYS | F | South | YES | -0.013605 | 0 | 0 | 0 | 0 | 1.0168 | AVR | -1 | 0.055636 | 0 | 0 |  |  |  |  | -0.055636 | 0
8560 | CNOPGT1 | 1 | South | YES | -0.013616 | 148.3 | 0 | 148.3 | 0 | 1.03 | Cogen | -1 | 0.055647 | 0 | 0 |  |  |  |  | -0.055647 | 0
8561 | CNOPGT2 | 2 | South | YES | -0.013616 | 148.6 | 0 | 148.6 | 0 | 1.03 | Cogen | -1 | 0.055647 | 0 | 0 |  |  |  |  | -0.055647 | 0
8562 | CNOPST1 | 3 | South | YES | -0.013616 | 153 | 0 | 153 | 0 | 1.03 | Cogen | -1 | 0.055647 | 0 | 0 |  |  |  |  | -0.055647 | 0
8456 | COSW#1 | 1 | South | YES | -0.013622 | 20 | 0 | 20 | 0 | 1.027 | Cogen | -1 | 0.055653 | 0 | 0 |  |  |  |  | -0.055653 | 0
8457 | COSW#2 | 2 | South | YES | -0.013622 | 14 | 0 | 14 | 0 | 1.027 | Cogen | -1 | 0.055653 | 0 | 0 |  |  |  |  | -0.055653 | 0
8506 | VAL #1 | 1 | South | YES | -0.013634 | 20.9 | 0 | 25 | 0 | 1.0055 | Cogen | -1 | 0.055665 | 0 | 0 |  |  |  |  | -0.055665 | 0
8507 | VAL #2 | 2 | South | YES | -0.013634 | 20.9 | 0 | 25 | 0 | 1.0055 | Cogen | -1 | 0.055665 | 0 | 0 |  |  |  |  | -0.055665 | 0
8459 | B_DAVIS0B | MB | South | YES | -0.013638 | 0 | 50 | 339 |  | 1.03 | GSC | -1 | 0.055669 | 0 | 0 |  |  |  |  | -0.055669 | 0
8460 | B_DAVIS0A | MB | South | YES | -0.013638 | 0 | 50 | 340 |  | 1.03 | GSC | -1 | 0.055669 | 0 | 0 |  |  |  |  | -0.055669 | 0
8461 | KOCH_UP0A | 1 | South | YES | -0.013641 | 38 | 0 | 38 | 0 | 1.012 | Cogen | -1 | 0.055672 | 0 | 0 |  |  |  |  | -0.055672 | 0
8511 | OXY_CC0A | 1 | South | YES | -0.013655 | 30.3 | 0 | 38 |  | 1.027 | Cogen | -1 | 0.055686 | 0 | 0 |  |  |  |  | -0.055686 | 0
80080 | GWINDT11A | 2 | South | YES | -0.013659 | 17.7 | 0 | 41 | 0 | 1.025 | Wind | -1 | 0.05569 | 0 | 41 |  |  |  |  | -0.05569 | 0
80080 | GWINDT11A | 4 | South | YES | -0.013659 | 8.2 | 0 | 19 | 0 | 1.025 | Wind | -1 | 0.05569 | 0 | 19 |  |  |  |  | -0.05569 | 0
80080 | GWINDT11A | 1 | South | YES | -0.013659 | 40.6 | 0 | 94 | 0 | 1.025 | Wind | -1 | 0.05569 | 0 | 94 |  |  |  |  | -0.05569 | 0
80080 | GWINDT11A | 3 | South | YES | -0.013659 | 16.4 | 0 | 38 | 0 | 1.025 | Wind | -1 | 0.05569 | 0 | 38 |  |  |  |  | -0.05569 | 0
80081 | GWINDT21A | 1 | South | YES | -0.013659 | 40.6 | 0 | 94 | 0 | 1.025 | Wind | -1 | 0.05569 | 0 | 94 |  |  |  |  | -0.05569 | 0
80081 | GWINDT21A | 4 | South | YES | -0.013659 | 9.5 | 0 | 22 | 0 | 1.025 | Wind | -1 | 0.05569 | 0 | 22 |  |  |  |  | -0.05569 | 0
80081 | GWINDT21A | 2 | South | YES | -0.013659 | 15.5 | 0 | 36 | 0 | 1.025 | Wind | -1 | 0.05569 | 0 | 36 |  |  |  |  | -0.05569 | 0
80081 | GWINDT21A | 3 | South | YES | -0.013659 | 18.6 | 0 | 43 | 0 | 1.025 | Wind | -1 | 0.05569 | 0 | 43 |  |  |  |  | -0.05569 | 0
80180 | PNSCALT11A | 1 | South | YES | -0.013659 | 63 | 0 | 146 | 0 | 1.025 | Wind | -1 | 0.05569 | 0 | 146 |  |  |  |  | -0.05569 | 0
80180 | PNSCALT11A | 2 | South | YES | -0.013659 | 21.6 | 0 | 50 | 0 | 1.025 | Wind | -1 | 0.05569 | 0 | 50 |  |  |  |  | -0.05569 | 0
80181 | PNSCALT21A | 2 | South | YES | -0.013659 | 21.6 | 0 | 50 | 0 | 1.025 | Wind | -1 | 0.05569 | 0 | 50 |  |  |  |  | -0.05569 | 0
80181 | PNSCALT21A | 1 | South | YES | -0.013659 | 23.7 | 0 | 55 | 0 | 1.025 | Wind | -1 | 0.05569 | 0 | 55 |  |  |  |  | -0.05569 | 0
8517 | CELANEBI0A | 1 | South | YES | -0.013674 | 29 | 0 | 29 | 0 | 1.02 | Cogen | -1 | 0.055705 | 0 | 0 |  |  |  |  | -0.055705 | 0
7303 | L_WPPGS12_1Y | 1 | South | YES | -0.014201 | 50 | 0 | 50 | 0 | 1.025 | GGT | -1 | 0.056232 | 50 | 50 |  |  |  |  | -0.056232 | -2.8116
7303 | L_WPPGS12_1Y | 2 | South | YES | -0.014201 | 50 | 0 | 50 | 0 | 1.025 | GGT | -1 | 0.056232 | 50 | 50 |  |  |  |  | -0.056232 | -2.8116
7305 | L_WPPGS34_1Y | 3 | South | YES | -0.014201 | 50 | 0 | 50 | 0 | 1.025 | GGT | -1 | 0.056232 | 50 | 50 |  |  |  |  | -0.056232 | -2.8116
7305 | L_WPPGS34_1Y | 4 | South | YES | -0.014201 | 50 | 0 | 50 | 0 | 1.025 | GGT | -1 | 0.056232 | 50 | 50 |  |  |  |  | -0.056232 | -2.8116
88198 | BEEVILLE | F | South | YES | -0.014273 | 0 | 0 | 0 | 0 | 1.02 | AVR | -1 | 0.056304 | 0 | 0 |  |  |  |  | -0.056304 | 0
8161 | COLETO0A | 1 | South | YES | -0.014361 | 633 | 200 | 633 | 0 | 1.03 | LIGCO | -1 | 0.056392 | 0 | 633 |  |  |  |  | -0.056392 | 0
7807 | L_BASTEN1_1Y | 1 | South | YES | -0.014411 | 152.5 | 83.5 | 152.5 | 0 | 1.004 | CC | -1 | 0.056442 | 152.5 | 152.5 |  |  |  |  | -0.056442 | -8.6073
7808 | L_BASTEN1_2Y | 1 | South | YES | -0.014411 | 149.5 | 83.5 | 149.5 | 0 | 1.004 | CC | -1 | 0.056442 | 149.5 | 149.5 |  |  |  |  | -0.056442 | -8.438
7809 | L_BASTEN1_3Y | 1 | South | YES | -0.014411 | 232.6 | 42 | 232.6 | 0 | 1.004 | CC | -1 | 0.056442 | 232.6 | 232.6 |  |  |  |  | -0.056442 | -13.1283
8189 | CUECPL2A | 1 | South | YES | -0.015262 | 12 | 0 | 12 | 0 | 1.02 | Cogen | -1 | 0.057293 | 0 | 0 |  |  |  |  | -0.057293 | 0
7004 | L_SIMGID1_1Y | 1 | South | YES | -0.01554 | 132 | 40 | 132 | 0 | 1.02 | GST | -1 | 0.057571 | 132 | 132 |  |  |  |  | -0.057571 | -7.5993
7005 | L_SIMGID1_2Y | 2 | South | YES | -0.01554 | 133 | 32 | 139 | 0 | 1.02 | GST | -1 | 0.057571 | 139 | 139 |  |  |  |  | -0.057571 | -8.0023
7006 | L_SIMGID1_3Y | 3 | South | YES | -0.01554 | 324.9 | 60 | 329 | 0 | 1.02 | GST | -1 | 0.057571 | 329 | 329 |  |  |  |  | -0.057571 | -18.9407
5903 | SANMIGUELGEN | 1 | South | YES | -0.01575 | 396.3 | 180 | 396.3 | 0 | 1.0331 | LIGCO | -1 | 0.057781 | 0 | 396.3 |  |  |  |  | -0.057781 | 0
7624 | L_LAKEWO9_1Y | 1 | South | YES | -0.01638 | 0 | 0 | 2.4 |  | 1 | Hydro | -1 | 0.058411 | 0 | 0 |  |  |  |  | -0.058411 | 0
7624 | L_LAKEWO9_1Y | 2 | South | YES | -0.01638 | 0 | 0 | 2.4 |  | 1 | Hydro | -1 | 0.058411 | 0 | 0 |  |  |  |  | -0.058411 | 0
9002 | DECKR_G3 | 3 | South | YES | -0.016856 | 0 | 24 | 42 |  | 1.015 | GGT | -1 | 0.058887 | 42 | 42 |  |  |  |  | -0.058887 | -2.4732
9003 | DECKR_G4 | 4 | South | YES | -0.016856 | 44 | 24 | 44 | 0 | 1.015 | GGT | -1 | 0.058887 | 44 | 44 |  |  |  |  | -0.058887 | -2.591
9004 | DECKR_G5 | 5 | South | YES | -0.016856 | 44 | 24 | 44 | 0 | 1.015 | GGT | -1 | 0.058887 | 44 | 44 |  |  |  |  | -0.058887 | -2.591
9005 | DECKR_G6 | 6 | South | YES | -0.016856 | 44 | 24 | 47 | 0 | 1.015 | GGT | -1 | 0.058887 | 47 | 47 |  |  |  |  | -0.058887 | -2.7677
7800 | L_GUADGE1_1Y | 1 | South | YES | -0.017103 | 147 | 30 | 147 | 0 | 1.02 | CC | -1 | 0.059134 | 147 | 147 |  |  |  |  | -0.059134 | -8.6926
7801 | L_GUADGE1_2Y | 2 | South | YES | -0.017103 | 138 | 30 | 138 | 0 | 1.02 | CC | -1 | 0.059134 | 138 | 138 |  |  |  |  | -0.059134 | -8.1604
7802 | L_GUADGE1_3Y | 3 | South | YES | -0.017103 | 146 | 30 | 146 | 0 | 1.02 | CC | -1 | 0.059134 | 146 | 146 |  |  |  |  | -0.059134 | -8.6335
7803 | L_GUADGE1_4Y | 4 | South | YES | -0.017103 | 149 | 30 | 149 | 0 | 1.02 | CC | -1 | 0.059134 | 149 | 149 |  |  |  |  | -0.059134 | -8.8109
7804 | L_GUADGE1_5Y | 5 | South | YES | -0.017103 | 182 | 30 | 182 | 0 | 1.02 | CC | -1 | 0.059134 | 182 | 182 |  |  |  |  | -0.059134 | -10.7623
7805 | L_GUADGE1_6Y | 6 | South | YES | -0.017103 | 203 | 30 | 203 | 0 | 1.02 | CC | -1 | 0.059134 | 203 | 203 |  |  |  |  | -0.059134 | -12.0041
7810 | L_RIONOG1G1Y | 1 | South | YES | -0.017157 | 148 | 0 | 148 | 0 | 1.02 | CC | -1 | 0.059188 | 148 | 148 |  |  |  |  | -0.059188 | -8.7598
7811 | L_RIONOG1G2Y | 2 | South | YES | -0.017157 | 148 | 0 | 148 | 0 | 1.02 | CC | -1 | 0.059188 | 148 | 148 |  |  |  |  | -0.059188 | -8.7598
7812 | L_RIONOG1G3Y | 3 | South | YES | -0.017157 | 154 | 0 | 154 | 0 | 1.02 | CC | -1 | 0.059188 | 154 | 154 |  |  |  |  | -0.059188 | -9.1149
7813 | L_RIONOG1S1Y | 4 | South | YES | -0.017157 | 293 | 0 | 293 | 0 | 1.02 | CC | -1 | 0.059188 | 293 | 293 |  |  |  |  | -0.059188 | -17.342
9016 | SANDH_G1 | 1 | South | YES | -0.017231 | 45 | 2 | 49 | 0 | 1.0175 | GGT | -1 | 0.059262 | 49 | 49 |  |  |  |  | -0.059262 | -2.9038
9017 | SANDH_G2 | 2 | South | YES | -0.017231 | 45 | 2 | 46 | 0 | 1.0175 | GGT | -1 | 0.059262 | 46 | 46 |  |  |  |  | -0.059262 | -2.726
9018 | SANDH_G3 | 3 | South | YES | -0.017231 | 45 | 2 | 46 | 0 | 1.0175 | GGT | -1 | 0.059262 | 46 | 46 |  |  |  |  | -0.059262 | -2.726
9019 | SANDH_G4 | 4 | South | YES | -0.017231 | 0 | 2 | 47 |  | 1.0175 | GGT | -1 | 0.059262 | 47 | 47 |  |  |  |  | -0.059262 | -2.7853
9020 | SANDHG5A | 5A | South | YES | -0.017231 | 150 | 84 | 155 | 0 | 1.0175 | CC | -1 | 0.059262 | 155 | 155 |  |  |  |  | -0.059262 | -9.1855
9021 | SANDHG5C | 5C | South | YES | -0.017231 | 140 | 0 | 148 | 0 | 1.0175 | CC | -1 | 0.059262 | 148 | 148 |  |  |  |  | -0.059262 | -8.7707
9000 | DECKR_G1 | 1 | South | YES | -0.017262 | 280 | 50 | 321 | 0 | 1.015 | GST | -1 | 0.059293 | 321 | 321 |  |  |  |  | -0.059293 | -19.0329
9001 | DECKR_G2 | 2 | South | YES | -0.017262 | 400 | 50 | 426 | 0 | 1.015 | GST | -1 | 0.059293 | 426 | 426 |  |  |  |  | -0.059293 | -25.2586
7014 | L_HAYSEN1_1Y | 1 | South | YES | -0.017314 | 223.9 | 74 | 223.9 | 0 | 1.008 | CC | -1 | 0.059345 | 223.9 | 223.9 |  |  |  |  | -0.059345 | -13.2873
7015 | L_HAYSEN1_2Y | 2 | South | YES | -0.017314 | 225 | 74 | 225 | 0 | 1.008 | CC | -1 | 0.059345 | 225 | 225 |  |  |  |  | -0.059345 | -13.3525
7016 | L_HAYSEN1_3Y | 3 | South | YES | -0.017314 | 224.6 | 74 | 224.6 | 0 | 1.008 | CC | -1 | 0.059345 | 224.6 | 224.6 |  |  |  |  | -0.059345 | -13.3288
7017 | L_HAYSEN1_4Y | 4 | South | YES | -0.017314 | 226.7 | 74 | 226.7 | 0 | 1.008 | CC | -1 | 0.059345 | 226.7 | 226.7 |  |  |  |  | -0.059345 | -13.4534
7605 | L_MCQUEE9_1Y | 2 | South | YES | -0.017427 | 0 | 0 | 2.4 |  | 1.025 | Hydro | -1 | 0.059458 | 0 | 0 |  |  |  |  | -0.059458 | 0
7605 | L_MCQUEE9_1Y | 1 | South | YES | -0.017427 | 0 | 0 | 2.4 |  | 1.025 | Hydro | -1 | 0.059458 | 0 | 0 |  |  |  |  | -0.059458 | 0
7605 | L_MCQUEE9_1Y | 3 | South | YES | -0.017427 | 0 | 0 | 2.8 |  | 1.025 | Hydro | -1 | 0.059458 | 0 | 0 |  |  |  |  | -0.059458 | 0
5401 | CALAVER_JKS1 | 1 | South | YES | -0.01772 | 562 | 100 | 562 | 0 | 1.018 | LIGCO | -1 | 0.059751 | 0 | 562 |  |  |  |  | -0.059751 | 0
7609 | L_SCHUMA8_1Y | 1 | South | YES | -0.017774 | 0 | 0 | 4 |  | 1 | Hydro | -1 | 0.059805 | 0 | 0 |  |  |  |  | -0.059805 | 0
5026 | BRAUNIG_VHB1 | 1 | South | YES | -0.017887 | 215 | 40 | 215 | 0 | 1.0192 | GST | -1 | 0.059918 | 215 | 215 |  |  |  |  | -0.059918 | -12.8823
5027 | BRAUNIG_VHB2 | 2 | South | YES | -0.017887 | 172.8 | 40 | 216 | 0 | 1.0192 | GST | -1 | 0.059918 | 216 | 216 |  |  |  |  | -0.059918 | -12.9422
5031 | BRA_VHBCT1 | 1 | South | YES | -0.017887 | 44 | 24 | 44 | 0 | 1.0192 | #N/A | -1 | 0.059918 | 44 | 44 |  |  |  |  | -0.059918 | -2.6364
5032 | BRA_VHBCT2 | 2 | South | YES | -0.017887 | 44 | 24 | 44 | 0 | 1.0192 | #N/A | -1 | 0.059918 | 44 | 44 |  |  |  |  | -0.059918 | -2.6364
5033 | BRA_VHBCT3 | 3 | South | YES | -0.017887 | 43 | 24 | 43 | 0 | 1.0192 | #N/A | -1 | 0.059918 | 43 | 43 |  |  |  |  | -0.059918 | -2.5765
5034 | BRA_VHBCT4 | 4 | South | YES | -0.017887 | 45 | 24 | 45 | 0 | 1.0192 | #N/A | -1 | 0.059918 | 45 | 45 |  |  |  |  | -0.059918 | -2.6963
7020 | L_AUSTPL1_1Y | 2 | South | YES | -0.017908 | 0 | 0 | 8 |  | 1 | Hydro | -1 | 0.059939 | 0 | 0 |  |  |  |  | -0.059939 | 0
7020 | L_AUSTPL1_1Y | 1 | South | YES | -0.017908 | 0 | 0 | 8 |  | 1 | Hydro | -1 | 0.059939 | 0 | 0 |  |  |  |  | -0.059939 | 0
5264 | LEON_LCP3G3 | 3 | South | YES | -0.01791 | 0 | 20 | 58 |  | 1.0197 | GST | -1 | 0.059941 | 58 | 58 |  |  |  |  | -0.059941 | -3.4766
5265 | LEON_LCP4G4 | 4 | South | YES | -0.01791 | 71.2 | 25 | 89 | 0 | 1.0197 | GST | -1 | 0.059941 | 89 | 89 |  |  |  |  | -0.059941 | -5.3347
5266 | LEON_LCPCT1 | 1 | South | YES | -0.01791 | 44 | 24 | 44 | 0 | 1.0197 | GGT | -1 | 0.059941 | 44 | 44 |  |  |  |  | -0.059941 | -2.6374
5267 | LEON_LCPCT2 | 2 | South | YES | -0.01791 | 44 | 24 | 44 | 0 | 1.0197 | GGT | -1 | 0.059941 | 44 | 44 |  |  |  |  | -0.059941 | -2.6374
5268 | LEON_LCPCT3 | 3 | South | YES | -0.01791 | 43 | 24 | 43 | 0 | 1.0197 | GGT | -1 | 0.059941 | 43 | 43 |  |  |  |  | -0.059941 | -2.5774
5269 | LEON_LCPCT4 | 4 | South | YES | -0.01791 | 45 | 24 | 45 | 0 | 1.0197 | GGT | -1 | 0.059941 | 45 | 45 |  |  |  |  | -0.059941 | -2.6973
5396 | CALAVER_OWS1 | 1 | South | YES | -0.017967 | 418 | 80 | 418 | 0 | 1.0192 | GST | -1 | 0.059998 | 418 | 418 |  |  |  |  | -0.059998 | -25.079
5397 | CALAVER_OWS2 | 2 | South | YES | -0.017967 | 400 | 80 | 400 | 0 | 1.0192 | GST | -1 | 0.059998 | 400 | 400 |  |  |  |  | -0.059998 | -23.999
5436 | TUTTL_WBT1G1 | 1 | South | YES | -0.017987 | 48.8 | 20 | 61 | 0 | 1.012 | GST | -1 | 0.060018 | 61 | 61 |  |  |  |  | -0.060018 | -3.6611
5438 | TUTTL_WBT3G3 | 3 | South | YES | -0.017987 | 95 | 25 | 95 | 0 | 1.012 | GST | -1 | 0.060018 | 95 | 95 |  |  |  |  | -0.060018 | -5.7017
5439 | TUTTL_WBT4G4 | 4 | South | YES | -0.017987 | 120.8 | 40 | 151 | 0 | 1.012 | GST | -1 | 0.060018 | 151 | 151 |  |  |  |  | -0.060018 | -9.0627
5028 | BRAUNIG_VHB3 | 3 | South | YES | -0.018085 | 407 | 60 | 407 | 0 | 1.0138 | GST | -1 | 0.060116 | 407 | 407 |  |  |  |  | -0.060116 | -24.467
5111 | CALAVER_JTD1 | 1 | South | YES | -0.018097 | 430 | 80 | 430 | 0 | 1.0138 | LIGCO | -1 | 0.060128 | 0 | 430 |  |  |  |  | -0.060128 | 0
5112 | CALAVER_JTD2 | 2 | South | YES | -0.018097 | 430 | 80 | 430 | 0 | 1.0138 | LIGCO | -1 | 0.060128 | 0 | 430 |  |  |  |  | -0.060128 | 0
5476 | BRA_AVR1_CT1 | 1 | South | YES | -0.018205 | 155 | 90 | 155 | 0 | 1.017 | CC | -1 | 0.060236 | 155 | 155 |  |  |  |  | -0.060236 | -9.3365
5477 | BRA_AVR1_ST1 | 1 | South | YES | -0.018205 | 174 | 138 | 174 | 0 | 1.017 | CC | -1 | 0.060236 | 174 | 174 |  |  |  |  | -0.060236 | -10.481
5478 | BRA_AVR1_CT2 | 1 | South | YES | -0.018205 | 155 | 90 | 155 | 0 | 1.017 | CC | -1 | 0.060236 | 155 | 155 |  |  |  |  | -0.060236 | -9.3365
7487 | L_CANYHY8_1Y | 1 | South | YES | -0.020191 | 0 | 0 | 6 |  | 1 | Hydro | -1 | 0.062222 | 0 | 0 |  |  |  |  | -0.062222 | 0
7031 | L_MARSFO1G1Y | 1 | South | YES | -0.024397 | 0 | 0 | 36 |  | 1 | Hydro | -1 | 0.066428 | 0 | 0 |  |  |  |  | -0.066428 | 0
7032 | L_MARSFO1G2Y | 2 | South | YES | -0.024397 | 0 | 0 | 35 |  | 1 | Hydro | -1 | 0.066428 | 0 | 0 |  |  |  |  | -0.066428 | 0
7033 | L_MARSFO1G3Y | 3 | South | YES | -0.024397 | 0 | 0 | 36 |  | 1 | Hydro | -1 | 0.066428 | 0 | 0 |  |  |  |  | -0.066428 | 0
7022 | L_BUCHAN1_1Y | 1 | South | YES | -0.037995 | 0 | 0 | 18 |  | 1 | Hydro | -1 | 0.080026 | 0 | 0 |  |  |  |  | -0.080026 | 0
7023 | L_BUCHAN1_2Y | 2 | South | YES | -0.037995 | 0 | 0 | 18 |  | 1 | Hydro | -1 | 0.080026 | 0 | 0 |  |  |  |  | -0.080026 | 0
7024 | L_BUCHAN1_3Y | 3 | South | YES | -0.037995 | 0 | 0 | 15 |  | 1 | Hydro | -1 | 0.080026 | 0 | 0 |  |  |  |  | -0.080026 | 0
7028 | L_MARBFA1_1Y | 1 | South | YES | -0.040779 | 0 | 0 | 18 |  | 1 | Hydro | -1 | 0.08281 | 0 | 0 |  |  |  |  | -0.08281 | 0
7029 | L_MARBFA1_2Y | 2 | South | YES | -0.040779 | 0 | 0 | 18 |  | 1 | Hydro | -1 | 0.08281 | 0 | 0 |  |  |  |  | -0.08281 | 0
7035 | L_WIRTZ_1G1Y | 1 | South | YES | -0.044833 | 0 | 0 | 29 |  | 1 | Hydro | -1 | 0.086864 | 0 | 0 |  |  |  |  | -0.086864 | 0
7036 | L_WIRTZ_1G2Y | 2 | South | YES | -0.044833 | 23 | 0 | 29.8 |  | 1 | Hydro | -1 | 0.086864 | 0 | 0 |  |  |  |  | -0.086864 | 0
7000 | L_FERGUS1_1Y | 1 | South | YES | -0.048003 | 400 | 65 | 423.3 | 0 | 1.015 | GSC | -1 | 0.090034 | 423.3 | 423.3 |  |  |  |  | -0.090034 | -38.1112
7026 | L_INKSDA1_1Y | 1 | South | YES | -0.059034 | 0 | 0 | 13.7 |  | 1 | Hydro | -1 | 0.10106 | 0 | 0 |  |  |  |  | -0.10106 | 0
Note on AL4: Zonal Cap - Zonal Impact

## Distributed Slack - Inc
Number of Bus | Name of Bus | ID | Area Name of Gen | AGC | P Sensitivity of Bus | Gen MW | Min MW | Max MW | V Sensitivity of Bus | Set Volt | Tech Type | Zone Impact | Zone Correlation | Inc Max | Dec Max | Souce S.F. Weighting | Souce Capacity | Sink S.F. Weighting | Sink Capacity | PTDF Calc | PTDF Weighting | Cumulative Concentrated Capacity | Cumulative Concentrated Impact
7026 | L_INKSDA1_1Y | 1 | South | YES | -0.059034 | 0 | 0 | 13.7 |  | 1 | Hydro | -1 | 0.10106 | 0 | 0 |  |  |  |  | -0.10106 | 0 | 0 | 0
7000 | L_FERGUS1_1Y | 1 | South | YES | -0.048003 | 400 | 65 | 423.3 | 0 | 1.015 | GSC | -1 | 0.090034 | 423.3 | 423.3 |  |  |  |  | -0.090034 | -38.1112 | 423.3 | 38.1112
7035 | L_WIRTZ_1G1Y | 1 | South | YES | -0.044833 | 0 | 0 | 29 |  | 1 | Hydro | -1 | 0.086864 | 0 | 0 |  |  |  |  | -0.086864 | 0
7036 | L_WIRTZ_1G2Y | 2 | South | YES | -0.044833 | 23 | 0 | 29.8 |  | 1 | Hydro | -1 | 0.086864 | 0 | 0 |  |  |  |  | -0.086864 | 0 |  |  | Weighted Shift Factors
7028 | L_MARBFA1_1Y | 1 | South | YES | -0.040779 | 0 | 0 | 18 |  | 1 | Hydro | -1 | 0.08281 | 0 | 0 |  |  |  |  | -0.08281 | 0 |  |  | West | 0.042031
7029 | L_MARBFA1_2Y | 2 | South | YES | -0.040779 | 0 | 0 | 18 |  | 1 | Hydro | -1 | 0.08281 | 0 | 0 |  |  |  |  | -0.08281 | 0 |  |  | North | 0.0099187
7022 | L_BUCHAN1_1Y | 1 | South | YES | -0.037995 | 0 | 0 | 18 |  | 1 | Hydro | -1 | 0.080026 | 0 | 0 |  |  |  |  | -0.080026 | 0 |  |  |  | 0.032112
7023 | L_BUCHAN1_2Y | 2 | South | YES | -0.037995 | 0 | 0 | 18 |  | 1 | Hydro | -1 | 0.080026 | 0 | 0 |  |  |  |  | -0.080026 | 0
7024 | L_BUCHAN1_3Y | 3 | South | YES | -0.037995 | 0 | 0 | 15 |  | 1 | Hydro | -1 | 0.080026 | 0 | 0 |  |  |  |  | -0.080026 | 0 |  |  | Line Cap | 100
7031 | L_MARSFO1G1Y | 1 | South | YES | -0.024397 | 0 | 0 | 36 |  | 1 | Hydro | -1 | 0.066428 | 0 | 0 |  |  |  |  | -0.066428 | 0 |  |  | Conc Gen | 423.3
7032 | L_MARSFO1G2Y | 2 | South | YES | -0.024397 | 0 | 0 | 35 |  | 1 | Hydro | -1 | 0.066428 | 0 | 0 |  |  |  |  | -0.066428 | 0 |  |  | Weighted Imp. | 38.1112
7033 | L_MARSFO1G3Y | 3 | South | YES | -0.024397 | 0 | 0 | 36 |  | 1 | Hydro | -1 | 0.066428 | 0 | 0 |  |  |  |  | -0.066428 | 0 |  |  | PTDF | 0.090034
7487 | L_CANYHY8_1Y | 1 | South | YES | -0.020191 | 0 | 0 | 6 |  | 1 | Hydro | -1 | 0.062222 | 0 | 0 |  |  |  |  | -0.062222 | 0
5476 | BRA_AVR1_CT1 | 1 | South | YES | -0.018205 | 155 | 90 | 155 | 0 | 1.017 | CC | -1 | 0.060236 | 155 | 155 |  |  |  |  | -0.060236 | -9.3365 |  |  | Concentration | 2.8037
5477 | BRA_AVR1_ST1 | 1 | South | YES | -0.018205 | 174 | 138 | 174 | 0 | 1.017 | CC | -1 | 0.060236 | 174 | 174 |  |  |  |  | -0.060236 | -10.481
5478 | BRA_AVR1_CT2 | 1 | South | YES | -0.018205 | 155 | 90 | 155 | 0 | 1.017 | CC | -1 | 0.060236 | 155 | 155 |  |  |  |  | -0.060236 | -9.3365 |  |  |  | Fail
5111 | CALAVER_JTD1 | 1 | South | YES | -0.018097 | 430 | 80 | 430 | 0 | 1.0138 | LIGCO | -1 | 0.060128 | 0 | 430 |  |  |  |  | -0.060128 | 0
5112 | CALAVER_JTD2 | 2 | South | YES | -0.018097 | 430 | 80 | 430 | 0 | 1.0138 | LIGCO | -1 | 0.060128 | 0 | 430 |  |  |  |  | -0.060128 | 0
5028 | BRAUNIG_VHB3 | 3 | South | YES | -0.018085 | 407 | 60 | 407 | 0 | 1.0138 | GST | -1 | 0.060116 | 407 | 407 |  |  |  |  | -0.060116 | -24.467
5436 | TUTTL_WBT1G1 | 1 | South | YES | -0.017987 | 48.8 | 20 | 61 | 0 | 1.012 | GST | -1 | 0.060018 | 61 | 61 |  |  |  |  | -0.060018 | -3.6611
5438 | TUTTL_WBT3G3 | 3 | South | YES | -0.017987 | 95 | 25 | 95 | 0 | 1.012 | GST | -1 | 0.060018 | 95 | 95 |  |  |  |  | -0.060018 | -5.7017
5439 | TUTTL_WBT4G4 | 4 | South | YES | -0.017987 | 120.8 | 40 | 151 | 0 | 1.012 | GST | -1 | 0.060018 | 151 | 151 |  |  |  |  | -0.060018 | -9.0627
5396 | CALAVER_OWS1 | 1 | South | YES | -0.017967 | 418 | 80 | 418 | 0 | 1.0192 | GST | -1 | 0.059998 | 418 | 418 |  |  |  |  | -0.059998 | -25.079
5397 | CALAVER_OWS2 | 2 | South | YES | -0.017967 | 400 | 80 | 400 | 0 | 1.0192 | GST | -1 | 0.059998 | 400 | 400 |  |  |  |  | -0.059998 | -23.999
5264 | LEON_LCP3G3 | 3 | South | YES | -0.01791 | 0 | 20 | 58 |  | 1.0197 | GST | -1 | 0.059941 | 58 | 58 |  |  |  |  | -0.059941 | -3.4766
5265 | LEON_LCP4G4 | 4 | South | YES | -0.01791 | 71.2 | 25 | 89 | 0 | 1.0197 | GST | -1 | 0.059941 | 89 | 89 |  |  |  |  | -0.059941 | -5.3347
5266 | LEON_LCPCT1 | 1 | South | YES | -0.01791 | 44 | 24 | 44 | 0 | 1.0197 | GGT | -1 | 0.059941 | 44 | 44 |  |  |  |  | -0.059941 | -2.6374
5267 | LEON_LCPCT2 | 2 | South | YES | -0.01791 | 44 | 24 | 44 | 0 | 1.0197 | GGT | -1 | 0.059941 | 44 | 44 |  |  |  |  | -0.059941 | -2.6374
5268 | LEON_LCPCT3 | 3 | South | YES | -0.01791 | 43 | 24 | 43 | 0 | 1.0197 | GGT | -1 | 0.059941 | 43 | 43 |  |  |  |  | -0.059941 | -2.5774
5269 | LEON_LCPCT4 | 4 | South | YES | -0.01791 | 45 | 24 | 45 | 0 | 1.0197 | GGT | -1 | 0.059941 | 45 | 45 |  |  |  |  | -0.059941 | -2.6973
7020 | L_AUSTPL1_1Y | 2 | South | YES | -0.017908 | 0 | 0 | 8 |  | 1 | Hydro | -1 | 0.059939 | 0 | 0 |  |  |  |  | -0.059939 | 0
7020 | L_AUSTPL1_1Y | 1 | South | YES | -0.017908 | 0 | 0 | 8 |  | 1 | Hydro | -1 | 0.059939 | 0 | 0 |  |  |  |  | -0.059939 | 0
5026 | BRAUNIG_VHB1 | 1 | South | YES | -0.017887 | 215 | 40 | 215 | 0 | 1.0192 | GST | -1 | 0.059918 | 215 | 215 |  |  |  |  | -0.059918 | -12.8823
5027 | BRAUNIG_VHB2 | 2 | South | YES | -0.017887 | 172.8 | 40 | 216 | 0 | 1.0192 | GST | -1 | 0.059918 | 216 | 216 |  |  |  |  | -0.059918 | -12.9422
5031 | BRA_VHBCT1 | 1 | South | YES | -0.017887 | 44 | 24 | 44 | 0 | 1.0192 | #N/A | -1 | 0.059918 | 44 | 44 |  |  |  |  | -0.059918 | -2.6364
5032 | BRA_VHBCT2 | 2 | South | YES | -0.017887 | 44 | 24 | 44 | 0 | 1.0192 | #N/A | -1 | 0.059918 | 44 | 44 |  |  |  |  | -0.059918 | -2.6364
5033 | BRA_VHBCT3 | 3 | South | YES | -0.017887 | 43 | 24 | 43 | 0 | 1.0192 | #N/A | -1 | 0.059918 | 43 | 43 |  |  |  |  | -0.059918 | -2.5765
5034 | BRA_VHBCT4 | 4 | South | YES | -0.017887 | 45 | 24 | 45 | 0 | 1.0192 | #N/A | -1 | 0.059918 | 45 | 45 |  |  |  |  | -0.059918 | -2.6963
7609 | L_SCHUMA8_1Y | 1 | South | YES | -0.017774 | 0 | 0 | 4 |  | 1 | Hydro | -1 | 0.059805 | 0 | 0 |  |  |  |  | -0.059805 | 0
5401 | CALAVER_JKS1 | 1 | South | YES | -0.01772 | 562 | 100 | 562 | 0 | 1.018 | LIGCO | -1 | 0.059751 | 0 | 562 |  |  |  |  | -0.059751 | 0
7605 | L_MCQUEE9_1Y | 2 | South | YES | -0.017427 | 0 | 0 | 2.4 |  | 1.025 | Hydro | -1 | 0.059458 | 0 | 0 |  |  |  |  | -0.059458 | 0
7605 | L_MCQUEE9_1Y | 1 | South | YES | -0.017427 | 0 | 0 | 2.4 |  | 1.025 | Hydro | -1 | 0.059458 | 0 | 0 |  |  |  |  | -0.059458 | 0
7605 | L_MCQUEE9_1Y | 3 | South | YES | -0.017427 | 0 | 0 | 2.8 |  | 1.025 | Hydro | -1 | 0.059458 | 0 | 0 |  |  |  |  | -0.059458 | 0
7014 | L_HAYSEN1_1Y | 1 | South | YES | -0.017314 | 223.9 | 74 | 223.9 | 0 | 1.008 | CC | -1 | 0.059345 | 223.9 | 223.9 |  |  |  |  | -0.059345 | -13.2873
7015 | L_HAYSEN1_2Y | 2 | South | YES | -0.017314 | 225 | 74 | 225 | 0 | 1.008 | CC | -1 | 0.059345 | 225 | 225 |  |  |  |  | -0.059345 | -13.3525
7016 | L_HAYSEN1_3Y | 3 | South | YES | -0.017314 | 224.6 | 74 | 224.6 | 0 | 1.008 | CC | -1 | 0.059345 | 224.6 | 224.6 |  |  |  |  | -0.059345 | -13.3288
7017 | L_HAYSEN1_4Y | 4 | South | YES | -0.017314 | 226.7 | 74 | 226.7 | 0 | 1.008 | CC | -1 | 0.059345 | 226.7 | 226.7 |  |  |  |  | -0.059345 | -13.4534
9000 | DECKR_G1 | 1 | South | YES | -0.017262 | 280 | 50 | 321 | 0 | 1.015 | GST | -1 | 0.059293 | 321 | 321 |  |  |  |  | -0.059293 | -19.0329
9001 | DECKR_G2 | 2 | South | YES | -0.017262 | 400 | 50 | 426 | 0 | 1.015 | GST | -1 | 0.059293 | 426 | 426 |  |  |  |  | -0.059293 | -25.2586
9016 | SANDH_G1 | 1 | South | YES | -0.017231 | 45 | 2 | 49 | 0 | 1.0175 | GGT | -1 | 0.059262 | 49 | 49 |  |  |  |  | -0.059262 | -2.9038
9017 | SANDH_G2 | 2 | South | YES | -0.017231 | 45 | 2 | 46 | 0 | 1.0175 | GGT | -1 | 0.059262 | 46 | 46 |  |  |  |  | -0.059262 | -2.726
9018 | SANDH_G3 | 3 | South | YES | -0.017231 | 45 | 2 | 46 | 0 | 1.0175 | GGT | -1 | 0.059262 | 46 | 46 |  |  |  |  | -0.059262 | -2.726
9019 | SANDH_G4 | 4 | South | YES | -0.017231 | 0 | 2 | 47 |  | 1.0175 | GGT | -1 | 0.059262 | 47 | 47 |  |  |  |  | -0.059262 | -2.7853
9020 | SANDHG5A | 5A | South | YES | -0.017231 | 150 | 84 | 155 | 0 | 1.0175 | CC | -1 | 0.059262 | 155 | 155 |  |  |  |  | -0.059262 | -9.1855
9021 | SANDHG5C | 5C | South | YES | -0.017231 | 140 | 0 | 148 | 0 | 1.0175 | CC | -1 | 0.059262 | 148 | 148 |  |  |  |  | -0.059262 | -8.7707
7810 | L_RIONOG1G1Y | 1 | South | YES | -0.017157 | 148 | 0 | 148 | 0 | 1.02 | CC | -1 | 0.059188 | 148 | 148 |  |  |  |  | -0.059188 | -8.7598
7811 | L_RIONOG1G2Y | 2 | South | YES | -0.017157 | 148 | 0 | 148 | 0 | 1.02 | CC | -1 | 0.059188 | 148 | 148 |  |  |  |  | -0.059188 | -8.7598
7812 | L_RIONOG1G3Y | 3 | South | YES | -0.017157 | 154 | 0 | 154 | 0 | 1.02 | CC | -1 | 0.059188 | 154 | 154 |  |  |  |  | -0.059188 | -9.1149
7813 | L_RIONOG1S1Y | 4 | South | YES | -0.017157 | 293 | 0 | 293 | 0 | 1.02 | CC | -1 | 0.059188 | 293 | 293 |  |  |  |  | -0.059188 | -17.342
7800 | L_GUADGE1_1Y | 1 | South | YES | -0.017103 | 147 | 30 | 147 | 0 | 1.02 | CC | -1 | 0.059134 | 147 | 147 |  |  |  |  | -0.059134 | -8.6926
7801 | L_GUADGE1_2Y | 2 | South | YES | -0.017103 | 138 | 30 | 138 | 0 | 1.02 | CC | -1 | 0.059134 | 138 | 138 |  |  |  |  | -0.059134 | -8.1604
7802 | L_GUADGE1_3Y | 3 | South | YES | -0.017103 | 146 | 30 | 146 | 0 | 1.02 | CC | -1 | 0.059134 | 146 | 146 |  |  |  |  | -0.059134 | -8.6335
7803 | L_GUADGE1_4Y | 4 | South | YES | -0.017103 | 149 | 30 | 149 | 0 | 1.02 | CC | -1 | 0.059134 | 149 | 149 |  |  |  |  | -0.059134 | -8.8109
7804 | L_GUADGE1_5Y | 5 | South | YES | -0.017103 | 182 | 30 | 182 | 0 | 1.02 | CC | -1 | 0.059134 | 182 | 182 |  |  |  |  | -0.059134 | -10.7623
7805 | L_GUADGE1_6Y | 6 | South | YES | -0.017103 | 203 | 30 | 203 | 0 | 1.02 | CC | -1 | 0.059134 | 203 | 203 |  |  |  |  | -0.059134 | -12.0041
9002 | DECKR_G3 | 3 | South | YES | -0.016856 | 0 | 24 | 42 |  | 1.015 | GGT | -1 | 0.058887 | 42 | 42 |  |  |  |  | -0.058887 | -2.4732
9003 | DECKR_G4 | 4 | South | YES | -0.016856 | 44 | 24 | 44 | 0 | 1.015 | GGT | -1 | 0.058887 | 44 | 44 |  |  |  |  | -0.058887 | -2.591
9004 | DECKR_G5 | 5 | South | YES | -0.016856 | 44 | 24 | 44 | 0 | 1.015 | GGT | -1 | 0.058887 | 44 | 44 |  |  |  |  | -0.058887 | -2.591
9005 | DECKR_G6 | 6 | South | YES | -0.016856 | 44 | 24 | 47 | 0 | 1.015 | GGT | -1 | 0.058887 | 47 | 47 |  |  |  |  | -0.058887 | -2.7677
7624 | L_LAKEWO9_1Y | 1 | South | YES | -0.01638 | 0 | 0 | 2.4 |  | 1 | Hydro | -1 | 0.058411 | 0 | 0 |  |  |  |  | -0.058411 | 0
7624 | L_LAKEWO9_1Y | 2 | South | YES | -0.01638 | 0 | 0 | 2.4 |  | 1 | Hydro | -1 | 0.058411 | 0 | 0 |  |  |  |  | -0.058411 | 0
5903 | SANMIGUELGEN | 1 | South | YES | -0.01575 | 396.3 | 180 | 396.3 | 0 | 1.0331 | LIGCO | -1 | 0.057781 | 0 | 396.3 |  |  |  |  | -0.057781 | 0
7004 | L_SIMGID1_1Y | 1 | South | YES | -0.01554 | 132 | 40 | 132 | 0 | 1.02 | GST | -1 | 0.057571 | 132 | 132 |  |  |  |  | -0.057571 | -7.5993
7005 | L_SIMGID1_2Y | 2 | South | YES | -0.01554 | 133 | 32 | 139 | 0 | 1.02 | GST | -1 | 0.057571 | 139 | 139 |  |  |  |  | -0.057571 | -8.0023
7006 | L_SIMGID1_3Y | 3 | South | YES | -0.01554 | 324.9 | 60 | 329 | 0 | 1.02 | GST | -1 | 0.057571 | 329 | 329 |  |  |  |  | -0.057571 | -18.9407
8189 | CUECPL2A | 1 | South | YES | -0.015262 | 12 | 0 | 12 | 0 | 1.02 | Cogen | -1 | 0.057293 | 0 | 0 |  |  |  |  | -0.057293 | 0
7807 | L_BASTEN1_1Y | 1 | South | YES | -0.014411 | 152.5 | 83.5 | 152.5 | 0 | 1.004 | CC | -1 | 0.056442 | 152.5 | 152.5 |  |  |  |  | -0.056442 | -8.6073
7808 | L_BASTEN1_2Y | 1 | South | YES | -0.014411 | 149.5 | 83.5 | 149.5 | 0 | 1.004 | CC | -1 | 0.056442 | 149.5 | 149.5 |  |  |  |  | -0.056442 | -8.438
7809 | L_BASTEN1_3Y | 1 | South | YES | -0.014411 | 232.6 | 42 | 232.6 | 0 | 1.004 | CC | -1 | 0.056442 | 232.6 | 232.6 |  |  |  |  | -0.056442 | -13.1283
8161 | COLETO0A | 1 | South | YES | -0.014361 | 633 | 200 | 633 | 0 | 1.03 | LIGCO | -1 | 0.056392 | 0 | 633 |  |  |  |  | -0.056392 | 0
88198 | BEEVILLE | F | South | YES | -0.014273 | 0 | 0 | 0 | 0 | 1.02 | AVR | -1 | 0.056304 | 0 | 0 |  |  |  |  | -0.056304 | 0
7303 | L_WPPGS12_1Y | 1 | South | YES | -0.014201 | 50 | 0 | 50 | 0 | 1.025 | GGT | -1 | 0.056232 | 50 | 50 |  |  |  |  | -0.056232 | -2.8116
7303 | L_WPPGS12_1Y | 2 | South | YES | -0.014201 | 50 | 0 | 50 | 0 | 1.025 | GGT | -1 | 0.056232 | 50 | 50 |  |  |  |  | -0.056232 | -2.8116
7305 | L_WPPGS34_1Y | 3 | South | YES | -0.014201 | 50 | 0 | 50 | 0 | 1.025 | GGT | -1 | 0.056232 | 50 | 50 |  |  |  |  | -0.056232 | -2.8116
7305 | L_WPPGS34_1Y | 4 | South | YES | -0.014201 | 50 | 0 | 50 | 0 | 1.025 | GGT | -1 | 0.056232 | 50 | 50 |  |  |  |  | -0.056232 | -2.8116
8517 | CELANEBI0A | 1 | South | YES | -0.013674 | 29 | 0 | 29 | 0 | 1.02 | Cogen | -1 | 0.055705 | 0 | 0 |  |  |  |  | -0.055705 | 0
80080 | GWINDT11A | 2 | South | YES | -0.013659 | 17.7 | 0 | 41 | 0 | 1.025 | Wind | -1 | 0.05569 | 0 | 41 |  |  |  |  | -0.05569 | 0
80080 | GWINDT11A | 4 | South | YES | -0.013659 | 8.2 | 0 | 19 | 0 | 1.025 | Wind | -1 | 0.05569 | 0 | 19 |  |  |  |  | -0.05569 | 0
80080 | GWINDT11A | 1 | South | YES | -0.013659 | 40.6 | 0 | 94 | 0 | 1.025 | Wind | -1 | 0.05569 | 0 | 94 |  |  |  |  | -0.05569 | 0
80080 | GWINDT11A | 3 | South | YES | -0.013659 | 16.4 | 0 | 38 | 0 | 1.025 | Wind | -1 | 0.05569 | 0 | 38 |  |  |  |  | -0.05569 | 0
80081 | GWINDT21A | 1 | South | YES | -0.013659 | 40.6 | 0 | 94 | 0 | 1.025 | Wind | -1 | 0.05569 | 0 | 94 |  |  |  |  | -0.05569 | 0
80081 | GWINDT21A | 4 | South | YES | -0.013659 | 9.5 | 0 | 22 | 0 | 1.025 | Wind | -1 | 0.05569 | 0 | 22 |  |  |  |  | -0.05569 | 0
80081 | GWINDT21A | 2 | South | YES | -0.013659 | 15.5 | 0 | 36 | 0 | 1.025 | Wind | -1 | 0.05569 | 0 | 36 |  |  |  |  | -0.05569 | 0
80081 | GWINDT21A | 3 | South | YES | -0.013659 | 18.6 | 0 | 43 | 0 | 1.025 | Wind | -1 | 0.05569 | 0 | 43 |  |  |  |  | -0.05569 | 0
80180 | PNSCALT11A | 1 | South | YES | -0.013659 | 63 | 0 | 146 | 0 | 1.025 | Wind | -1 | 0.05569 | 0 | 146 |  |  |  |  | -0.05569 | 0
80180 | PNSCALT11A | 2 | South | YES | -0.013659 | 21.6 | 0 | 50 | 0 | 1.025 | Wind | -1 | 0.05569 | 0 | 50 |  |  |  |  | -0.05569 | 0
80181 | PNSCALT21A | 2 | South | YES | -0.013659 | 21.6 | 0 | 50 | 0 | 1.025 | Wind | -1 | 0.05569 | 0 | 50 |  |  |  |  | -0.05569 | 0
80181 | PNSCALT21A | 1 | South | YES | -0.013659 | 23.7 | 0 | 55 | 0 | 1.025 | Wind | -1 | 0.05569 | 0 | 55 |  |  |  |  | -0.05569 | 0
8511 | OXY_CC0A | 1 | South | YES | -0.013655 | 30.3 | 0 | 38 |  | 1.027 | Cogen | -1 | 0.055686 | 0 | 0 |  |  |  |  | -0.055686 | 0
8461 | KOCH_UP0A | 1 | South | YES | -0.013641 | 38 | 0 | 38 | 0 | 1.012 | Cogen | -1 | 0.055672 | 0 | 0 |  |  |  |  | -0.055672 | 0
8459 | B_DAVIS0B | MB | South | YES | -0.013638 | 0 | 50 | 339 |  | 1.03 | GSC | -1 | 0.055669 | 0 | 0 |  |  |  |  | -0.055669 | 0
8460 | B_DAVIS0A | MB | South | YES | -0.013638 | 0 | 50 | 340 |  | 1.03 | GSC | -1 | 0.055669 | 0 | 0 |  |  |  |  | -0.055669 | 0
8506 | VAL #1 | 1 | South | YES | -0.013634 | 20.9 | 0 | 25 | 0 | 1.0055 | Cogen | -1 | 0.055665 | 0 | 0 |  |  |  |  | -0.055665 | 0
8507 | VAL #2 | 2 | South | YES | -0.013634 | 20.9 | 0 | 25 | 0 | 1.0055 | Cogen | -1 | 0.055665 | 0 | 0 |  |  |  |  | -0.055665 | 0
8456 | COSW#1 | 1 | South | YES | -0.013622 | 20 | 0 | 20 | 0 | 1.027 | Cogen | -1 | 0.055653 | 0 | 0 |  |  |  |  | -0.055653 | 0
8457 | COSW#2 | 2 | South | YES | -0.013622 | 14 | 0 | 14 | 0 | 1.027 | Cogen | -1 | 0.055653 | 0 | 0 |  |  |  |  | -0.055653 | 0
8560 | CNOPGT1 | 1 | South | YES | -0.013616 | 148.3 | 0 | 148.3 | 0 | 1.03 | Cogen | -1 | 0.055647 | 0 | 0 |  |  |  |  | -0.055647 | 0
8561 | CNOPGT2 | 2 | South | YES | -0.013616 | 148.6 | 0 | 148.6 | 0 | 1.03 | Cogen | -1 | 0.055647 | 0 | 0 |  |  |  |  | -0.055647 | 0
8562 | CNOPST1 | 3 | South | YES | -0.013616 | 153 | 0 | 153 | 0 | 1.03 | Cogen | -1 | 0.055647 | 0 | 0 |  |  |  |  | -0.055647 | 0
5932 | SI_RAY9 | 9 | South | YES | -0.013605 | 32 | 32 | 38 | 0 | 1.035 | CC | -1 | 0.055636 | 38 | 38 |  |  |  |  | -0.055636 | -2.1142
5933 | SI_RAY6 | 6 | South | YES | -0.013605 | 15.4 | 10 | 19.3 | 0 | 1.035 | GST | -1 | 0.055636 | 19.3 | 19.3 |  |  |  |  | -0.055636 | -1.0738
5935 | SI_RAY10 | 10 | South | YES | -0.013605 | 47 | 10 | 47 | 0 | 1.03 | CC | -1 | 0.055636 | 47 | 47 |  |  |  |  | -0.055636 | -2.6149
80003 | MILHWYS | F | South | YES | -0.013605 | 0 | 0 | 0 | 0 | 1.0168 | AVR | -1 | 0.055636 | 0 | 0 |  |  |  |  | -0.055636 | 0
8173 | VICEC51A | 5 | South | YES | -0.01351 | 144 | 18 | 144 | 0 | 1.025 | CC | -1 | 0.055541 | 144 | 144 |  |  |  |  | -0.055541 | -7.9978
8174 | VICEC61A | 6 | South | YES | -0.01351 | 188 | 42 | 188 | 0 | 1.025 | CC | -1 | 0.055541 | 188 | 188 |  |  |  |  | -0.055541 | -10.4416
8981 | HECN1 | 1 | South | YES | -0.013509 | 144.8 | 0 | 144.8 | 0 | 1.0304 | CC | -1 | 0.05554 | 144.8 | 144.8 |  |  |  |  | -0.05554 | -8.0421
8982 | HECN2 | 2 | South | YES | -0.013509 | 144.1 | 0 | 144.1 | 0 | 1.0304 | CC | -1 | 0.05554 | 144.1 | 144.1 |  |  |  |  | -0.05554 | -8.0033
8983 | HECN3 | 3 | South | YES | -0.013509 | 171.9 | 0 | 171.9 | 0 | 1.0304 | CC | -1 | 0.05554 | 171.9 | 171.9 |  |  |  |  | -0.05554 | -9.5473
8936 | MVGN#1 | 1 | South | YES | -0.013508 | 216.6 | 0 | 216.6 | 0 | 1.0304 | CC | -1 | 0.055539 | 216.6 | 216.6 |  |  |  |  | -0.055539 | -12.0297
8937 | MVGN#2 | 2 | South | YES | -0.013508 | 216.7 | 0 | 216.7 | 0 | 1.0304 | CC | -1 | 0.055539 | 216.7 | 216.7 |  |  |  |  | -0.055539 | -12.0352
8938 | MVGN#3 | 3 | South | YES | -0.013508 | 250.9 | 0 | 250.9 | 0 | 1.0304 | CC | -1 | 0.055539 | 250.9 | 250.9 |  |  |  |  | -0.055539 | -13.9346
8926 | LGE_GT10A | 1 | South | YES | -0.013504 | 158 | 0 | 158 | 0 | 1.03 | Cogen | -1 | 0.055535 | 0 | 0 |  |  |  |  | -0.055535 | 0
8927 | LGE_GT20A | 2 | South | YES | -0.013504 | 153 | 0 | 153 | 0 | 1.03 | Cogen | -1 | 0.055535 | 0 | 0 |  |  |  |  | -0.055535 | 0
8928 | LGE_STG0A | 3 | South | YES | -0.013504 | 100 | 0 | 100 | 0 | 1.03 | Cogen | -1 | 0.055535 | 0 | 0 |  |  |  |  | -0.055535 | 0
8930 | ICPGN10A | 1 | South | YES | -0.013504 | 149 | 0 | 149 | 0 | 1.03 | Cogen | -1 | 0.055535 | 0 | 0 |  |  |  |  | -0.055535 | 0
8931 | ICPGN20A | 2 | South | YES | -0.013504 | 150 | 0 | 150 | 0 | 1.03 | Cogen | -1 | 0.055535 | 0 | 0 |  |  |  |  | -0.055535 | 0
8932 | ICPGN30A | 3 | South | YES | -0.013504 | 127 | 0 | 127 | 0 | 1.03 | Cogen | -1 | 0.055535 | 0 | 0 |  |  |  |  | -0.055535 | 0
80223 | REYSHR G | 1 | South | YES | -0.013504 | 12 | 0 | 12 | 0 | 1.032 | Cogen | -1 | 0.055535 | 0 | 0 |  |  |  |  | -0.055535 | 0
7007 | L_LOSTPI1_1Y | 1 | South | YES | -0.013471 | 158.6 | 110 | 158 | 0 | 1 | CC | -1 | 0.055502 | 158 | 158 |  |  |  |  | -0.055502 | -8.7692
7008 | L_LOSTPI1_2Y | 2 | South | YES | -0.013471 | 157.7 | 107 | 160 | 0 | 1 | CC | -1 | 0.055502 | 160 | 160 |  |  |  |  | -0.055502 | -8.8803
7009 | L_LOSTPI1_3Y | 3 | South | YES | -0.013471 | 173.9 | 72 | 175 | 0 | 1 | CC | -1 | 0.055502 | 175 | 175 |  |  |  |  | -0.055502 | -9.7128
5508 | RAYBURNCC9 | 1 | South | YES | -0.0134 | 47.7 | 18.2 | 47.7 | 0 | 1.0296 | CC | -1 | 0.055431 | 47.7 | 47.7 |  |  |  |  | -0.055431 | -2.644
5509 | RAYBURNCC10 | 1 | South | YES | -0.0134 | 37.3 | 5.2 | 37.3 | 0 | 1.0296 | CC | -1 | 0.055431 | 37.3 | 37.3 |  |  |  |  | -0.055431 | -2.0676
5511 | RAYBURNCC7 | 1 | South | YES | -0.0134 | 47.5 | 18.2 | 47.5 | 0 | 1.0296 | CC | -1 | 0.055431 | 47.5 | 47.5 |  |  |  |  | -0.055431 | -2.633
5512 | RAYBURNCC8 | 1 | South | YES | -0.0134 | 49.3 | 18.2 | 49.3 | 0 | 1.0296 | CC | -1 | 0.055431 | 49.3 | 49.3 |  |  |  |  | -0.055431 | -2.7327
8933 | FGNTS001 | 1 | South | YES | -0.013379 | 146.5 | 0 | 146.5 | 0 | 1.03 | CC | -1 | 0.05541 | 146.5 | 146.5 |  |  |  |  | -0.05541 | -8.1175
8934 | FGNTS101 | 2 | South | YES | -0.013379 | 147.9 | 0 | 147.9 | 0 | 1.03 | CC | -1 | 0.05541 | 147.9 | 147.9 |  |  |  |  | -0.05541 | -8.1951
8935 | FGNTS201 | 3 | South | YES | -0.013379 | 173 | 0 | 173 | 0 | 1.03 | CC | -1 | 0.05541 | 173 | 173 |  |  |  |  | -0.05541 | -9.5859
8066 | DUP1V#1 | 1 | South | YES | -0.013374 | 52.3 | 0 | 73 | 0 | 1.01 | Cogen | -1 | 0.055405 | 0 | 0 |  |  |  |  | -0.055405 | 0
7012 | L_FPPYD21_3Y | 3 | South | YES | -0.013301 | 427.5 | 200 | 436 | 0 | 1.02 | LIGCO | -1 | 0.055332 | 0 | 436 |  |  |  |  | -0.055332 | 0
7010 | L_FPPYD11_1Y | 1 | South | YES | -0.013299 | 547.4 | 200 | 606 | 0 | 1.02 | LIGCO | -1 | 0.05533 | 0 | 606 |  |  |  |  | -0.05533 | 0
7011 | L_FPPYD11_2Y | 2 | South | YES | -0.013299 | 552.2 | 200 | 598 | 0 | 1.02 | LIGCO | -1 | 0.05533 | 0 | 598 |  |  |  |  | -0.05533 | 0
5503 | RAYBURNGEN3 | 1 | South | YES | -0.013233 | 17.6 | 6 | 22 | 0 | 1.0223 | GST | -1 | 0.055264 | 22 | 22 |  |  |  |  | -0.055264 | -1.2158
5505 | RAYBURNGEN1 | 1 | South | YES | -0.013233 | 0 | 1 | 11 |  | 1.0223 | GGT | -1 | 0.055264 | 11 | 11 |  |  |  |  | -0.055264 | -0.6079
5506 | RAYBURNGEN2 | 1 | South | YES | -0.013233 | 0 | 1 | 11 |  | 1.0223 | GGT | -1 | 0.055264 | 11 | 11 |  |  |  |  | -0.055264 | -0.6079
80224 | VISTRONG1 | 1 | South | YES | -0.013139 | 13.1 | 0 | 15 | 0 | 1.01 | Cogen | -1 | 0.05517 | 0 | 0 |  |  |  |  | -0.05517 | 0
80225 | VISTRONG2 | 2 | South | YES | -0.013139 | 20.2 | 0 | 23 | 0 | 1.01 | Cogen | -1 | 0.05517 | 0 | 0 |  |  |  |  | -0.05517 | 0
80227 | AIRCO G | 1 | South | YES | -0.013055 | 7.2 | 0 | 8 | 0 | 1.0104 | Cogen | -1 | 0.055086 | 0 | 0 |  |  |  |  | -0.055086 | 0
88508 | FALFURRI | F | South | YES | -0.013009 | 0 | 0 | 0 | 0 | 1 | AVR | -1 | 0.05504 | 0 | 0 |  |  |  |  | -0.05504 | 0
8147 | UCAR #2 | 10 | South | YES | -0.013003 | 18.2 | 0 | 28 |  | 1 | Cogen | -1 | 0.055034 | 0 | 0 |  |  |  |  | -0.055034 | 0
8148 | UCAR #1 | 2 | South | YES | -0.013003 | 6.1 | 0 | 7 | 0 | 1.009 | Cogen | -1 | 0.055034 | 0 | 0 |  |  |  |  | -0.055034 | 0
80137 | CSDR89 | 9 | South | YES | -0.013003 | 0 | 0 | 15 |  | 1.003 | DCTie | -1 | 0.055034 | 0 | 0 |  |  |  |  | -0.055034 | 0
80137 | CSDR89 | 8 | South | YES | -0.013003 | 33.9 | 0 | 39 |  | 1.003 | DCTie | -1 | 0.055034 | 0 | 0 |  |  |  |  | -0.055034 | 0
80138 | CSDR7 | 7 | South | YES | -0.013003 | 6.1 | 0 | 7 | 0 | 1.014 | DCTie | -1 | 0.055034 | 0 | 0 |  |  |  |  | -0.055034 | 0
80139 | CSDR56 | 6 | South | YES | -0.013003 | 0 | 0 | 39 |  | 1.0033 | DCTie | -1 | 0.055034 | 0 | 0 |  |  |  |  | -0.055034 | 0
80139 | CSDR56 | 5 | South | YES | -0.013003 | 15 | 0 | 15 |  | 1.0033 | DCTie | -1 | 0.055034 | 0 | 0 |  |  |  |  | -0.055034 | 0
80140 | CSDR11 | 11 | South | YES | -0.013003 | 33.9 | 0 | 39 | 0 | 1.03 | DCTie | -1 | 0.055034 | 0 | 0 |  |  |  |  | -0.055034 | 0
5890 | PEARSALLGEN1 | 1 | South | YES | -0.012742 | 19.2 | 6 | 24 | 0 | 1.0161 | GST | -1 | 0.054773 | 24 | 24 |  |  |  |  | -0.054773 | -1.3145
5891 | PEARSALLGEN2 | 1 | South | YES | -0.012742 | 19.4 | 6 | 24.3 | 0 | 1.0161 | GST | -1 | 0.054773 | 24.3 | 24.3 |  |  |  |  | -0.054773 | -1.331
5892 | PEARSALLGEN3 | 1 | South | YES | -0.012742 | 19.1 | 6 | 23.9 | 0 | 1.0161 | GST | -1 | 0.054773 | 23.9 | 23.9 |  |  |  |  | -0.054773 | -1.3091
80226 | ALCOA G | 1 | South | YES | -0.012669 | 32.3 | 5 | 48 | 0 | 1.015 | Cogen | -1 | 0.0547 | 0 | 0 |  |  |  |  | -0.0547 | 0
5728 | FALCONHYDRO2 | 2 | South | YES | -0.01259 | 12 | 0 | 12 | 0 | 1.0227 | Hydro | -1 | 0.054621 | 0 | 0 |  |  |  |  | -0.054621 | 0
5729 | FALCONHYDRO3 | 3 | South | YES | -0.01259 | 11 | 0 | 11 | 0 | 1.0227 | Hydro | -1 | 0.054621 | 0 | 0 |  |  |  |  | -0.054621 | 0
8048 | FALCONHYDRO1 | 1 | South | YES | -0.01259 | 12 | 0 | 12 | 0 | 1.0227 | Hydro | -1 | 0.054621 | 0 | 0 |  |  |  |  | -0.054621 | 0
8134 | FOR #1 | 1 | South | YES | -0.012567 | 54.1 | 45 | 79 | 0 | 1.03 | Cogen | -1 | 0.054598 | 0 | 0 |  |  |  |  | -0.054598 | 0
8138 | FOR #2 | 2 | South | YES | -0.012567 | 63.1 | 45 | 81 | 0 | 1.03 | Cogen | -1 | 0.054598 | 0 | 0 |  |  |  |  | -0.054598 | 0
8153 | FOR #3 | 3 | South | YES | -0.012567 | 63.1 | 45 | 79.9 | 0 | 1.03 | Cogen | -1 | 0.054598 | 0 | 0 |  |  |  |  | -0.054598 | 0
8154 | FOR #4 | 4 | South | YES | -0.012567 | 63.1 | 60 | 80 | 0 | 1.03 | Cogen | -1 | 0.054598 | 0 | 0 |  |  |  |  | -0.054598 | 0
8155 | FOR #5 | 5 | South | YES | -0.012567 | 63.1 | 60 | 78.4 | 0 | 1.03 | Cogen | -1 | 0.054598 | 0 | 0 |  |  |  |  | -0.054598 | 0
8156 | FOR #6 | 6 | South | YES | -0.012567 | 24.9 | 5 | 25 | 0 | 1.03 | Cogen | -1 | 0.054598 | 0 | 0 |  |  |  |  | -0.054598 | 0
8157 | FOR #7 | 7 | South | YES | -0.012567 | 28.8 | 5 | 46 | 0 | 1.03 | Cogen | -1 | 0.054598 | 0 | 0 |  |  |  |  | -0.054598 | 0
80051 | FOR #8 | 8 | South | YES | -0.012567 | 28 | 28 | 28 | 0 | 1.016 | Cogen | -1 | 0.054598 | 0 | 0 |  |  |  |  | -0.054598 | 0
80052 | FOR #9 | 9 | South | YES | -0.012567 | 29.7 | 5 | 43.6 | 0 | 1.03 | Cogen | -1 | 0.054598 | 0 | 0 |  |  |  |  | -0.054598 | 0
80053 | FOR #10 | 10 | South | YES | -0.012567 | 68.4 | 45 | 75 | 0 | 1.03 | Cogen | -1 | 0.054598 | 0 | 0 |  |  |  |  | -0.054598 | 0
88299 | ZAPATA | F | South | YES | -0.011835 | 0 | 0 | 0 | 0 | 1.02 | BLT | -1 | 0.053866 | 0 | 0 |  |  |  |  | -0.053866 | 0
80012 | LAR | F | South | YES | -0.010738 | 0 | 0 | 0 | 0 | 1.04 | DCTie | -1 | 0.052769 | 0 | 0 |  |  |  |  | -0.052769 | 0
80265 | LARECU40A | 4 | South | YES | -0.010738 | 80 | 0 | 100 |  | 1.039 | GGT | -1 | 0.052769 | 100 | 100 |  |  |  |  | -0.052769 | -5.2769
80266 | LARECU50A | 5 | South | YES | -0.010738 | 80 | 0 | 100 |  | 1.039 | GGT | -1 | 0.052769 | 100 | 100 |  |  |  |  | -0.052769 | -5.2769
3432 | SANDOW_4G | 4 | South | YES | -0.009644 | 580 | 225 | 580 | 0 | 1.029 | LIGCO | -1 | 0.051675 | 0 | 580 |  |  |  |  | -0.051675 | 0
13432 | SANDOW_5G | 5 | South | YES | -0.009644 | 581 | 225 | 581 | 0 | 1.029 | LIGCO | -1 | 0.051675 | 0 | 581 |  |  |  |  | -0.051675 | 0
5911 | STP_GN1___1 | 1 | Houston | YES | -0.009044 | 1333 | 1249 | 1333 | 0 | 1.0406 | Nuc | -1 | 0.051075 | 0 | 0 |  |  |  |  | -0.051075 | 0
5912 | STP_GN2___2 | 2 | Houston | YES | -0.009044 | 1332 | 1249 | 1332 | 0 | 1.0406 | Nuc | -1 | 0.051075 | 0 | 0 |  |  |  |  | -0.051075 | 0
48731 | CBE_GT1 | 1 | Houston | YES | -0.008732 | 76 | 0 | 76 | 0 | 1.029 | CC | -1 | 0.050763 | 76 | 76 |  |  |  |  | -0.050763 | -3.858
48732 | CBE_GT2 | 1 | Houston | YES | -0.008732 | 76 | 0 | 76 | 0 | 1.029 | CC | -1 | 0.050763 | 76 | 76 |  |  |  |  | -0.050763 | -3.858
48733 | CBE_ST12 | 1 | Houston | YES | -0.008732 | 105 | 0 | 105 | 0 | 1.029 | CC | -1 | 0.050763 | 105 | 105 |  |  |  |  | -0.050763 | -5.3301
48734 | CBE_GT3 | 1 | Houston | YES | -0.008732 | 76 | 0 | 76 | 0 | 1.029 | CC | -1 | 0.050763 | 76 | 76 |  |  |  |  | -0.050763 | -3.858
48735 | CBE_GT4 | 1 | Houston | YES | -0.008732 | 76 | 0 | 76 | 0 | 1.029 | CC | -1 | 0.050763 | 76 | 76 |  |  |  |  | -0.050763 | -3.858
48736 | CBE_ST34 | 1 | Houston | YES | -0.008732 | 105 | 0 | 105 | 0 | 1.029 | CC | -1 | 0.050763 | 105 | 105 |  |  |  |  | -0.050763 | -5.3301
48911 | TGF_GT1_8000 | 1 | Houston | YES | -0.008485 | 69.2 | 0 | 69.2 |  | 1.029 | Cogen | -1 | 0.050516 | 0 | 0 |  |  |  |  | -0.050516 | 0
49851 | DOW17000 | 37 | Houston | YES | -0.007443 | 39 | 0 | 62 | 0 | 1 | Cogen | -1 | 0.049474 | 0 | 0 |  |  |  |  | -0.049474 | 0
49858 | DOW38100 | 31 | Houston | YES | -0.007443 | 45 | 0 | 71.4 |  | 1 | Cogen | -1 | 0.049474 | 0 | 0 |  |  |  |  | -0.049474 | 0
49859 | DOW38200 | 33 | Houston | YES | -0.007443 | 28 | 0 | 45 | 0 | 1 | Cogen | -1 | 0.049474 | 0 | 0 |  |  |  |  | -0.049474 | 0
49860 | DOW38300 | 32 | Houston | YES | -0.007443 | 63 | 0 | 101 |  | 1 | Cogen | -1 | 0.049474 | 0 | 0 |  |  |  |  | -0.049474 | 0
49862 | DOW39100 | 36 | Houston | YES | -0.007443 | 54 | 0 | 86 | 0 | 1 | Cogen | -1 | 0.049474 | 0 | 0 |  |  |  |  | -0.049474 | 0
49863 | DOW39200 | 35 | Houston | YES | -0.007443 | 55 | 0 | 88 | 0 | 1 | Cogen | -1 | 0.049474 | 0 | 0 |  |  |  |  | -0.049474 | 0
49865 | DOW41000 | 41 | Houston | YES | -0.007443 | 31 | 0 | 50 |  | 1 | Cogen | -1 | 0.049474 | 0 | 0 |  |  |  |  | -0.049474 | 0
49866 | DOW42000 | 42 | Houston | YES | -0.007443 | 11 | 0 | 18 |  | 1 | Cogen | -1 | 0.049474 | 0 | 0 |  |  |  |  | -0.049474 | 0
49869 | DOW49000 | 45 | Houston | YES | -0.007443 | 59 | 0 | 94 |  | 1 | Cogen | -1 | 0.049474 | 0 | 0 |  |  |  |  | -0.049474 | 0
49870 | DOW61000 | 61 | Houston | YES | -0.007443 | 44 | 0 | 70 | 0 | 1 | Cogen | -1 | 0.049474 | 0 | 0 |  |  |  |  | -0.049474 | 0
49871 | DOW62000 | 62 | Houston | YES | -0.007443 | 40 | 0 | 63 | 0 | 1 | Cogen | -1 | 0.049474 | 0 | 0 |  |  |  |  | -0.049474 | 0
49872 | DOW63000 | 63 | Houston | YES | -0.007443 | 45 | 0 | 72 | 0 | 1 | Cogen | -1 | 0.049474 | 0 | 0 |  |  |  |  | -0.049474 | 0
49873 | DOW64000 | 64 | Houston | YES | -0.007443 | 41 | 0 | 64.8 | 0 | 1 | Cogen | -1 | 0.049474 | 0 | 0 |  |  |  |  | -0.049474 | 0
49876 | DOW65000 | 65 | Houston | YES | -0.007443 | 63 | 0 | 101 | 0 | 1 | Cogen | -1 | 0.049474 | 0 | 0 |  |  |  |  | -0.049474 | 0
49877 | DOW66000 | 66 | Houston | YES | -0.007443 | 61 | 0 | 97 | 0 | 1 | Cogen | -1 | 0.049474 | 0 | 0 |  |  |  |  | -0.049474 | 0
49878 | DOW67000 | 67 | Houston | YES | -0.007443 | 65 | 0 | 103 | 0 | 1 | Cogen | -1 | 0.049474 | 0 | 0 |  |  |  |  | -0.049474 | 0
49882 | DOW81000 | 81 | Houston | YES | -0.007443 | 47 | 0 | 76 | 0 | 1 | Cogen | -1 | 0.049474 | 0 | 0 |  |  |  |  | -0.049474 | 0
49884 | DOW82000 | 82 | Houston | YES | -0.007443 | 51 | 0 | 80 | 0 | 1 | Cogen | -1 | 0.049474 | 0 | 0 |  |  |  |  | -0.049474 | 0
49885 | DOW83000 | 83 | Houston | YES | -0.007443 | 51 | 0 | 80 | 0 | 1 | Cogen | -1 | 0.049474 | 0 | 0 |  |  |  |  | -0.049474 | 0
49886 | DOW84000 | 84 | Houston | YES | -0.007443 | 107 | 0 | 171 | 0 | 0.98 | Cogen | -1 | 0.049474 | 0 | 0 |  |  |  |  | -0.049474 | 0
48520 | BSF_GT1_8070 | 2 | Houston | YES | -0.007132 | 10 | 0 | 10 | 0 | 1.0326 | Cogen | -1 | 0.049163 | 0 | 0 |  |  |  |  | -0.049163 | 0
48520 | BSF_GT1_8070 | 1 | Houston | YES | -0.007132 | 72 | 0 | 72 | 0 | 1.0326 | Cogen | -1 | 0.049163 | 0 | 0 |  |  |  |  | -0.049163 | 0
39760 | TNSCLP1___8 | 1 | Houston | YES | -0.006874 | 93.4 | 20 | 116.8 | 0 | 1.04 | Cogen | -1 | 0.048905 | 0 | 0 |  |  |  |  | -0.048905 | 0
39770 | TNSCLP2___8 | 1 | Houston | YES | -0.006874 | 91.6 | 20 | 114.5 | 0 | 1.04 | Cogen | -1 | 0.048905 | 0 | 0 |  |  |  |  | -0.048905 | 0
39775 | TNSCLP4___8 | 1 | Houston | YES | -0.006874 | 95.2 | 20 | 119 | 0 | 1.04 | Cogen | -1 | 0.048905 | 0 | 0 |  |  |  |  | -0.048905 | 0
39790 | TNSCLP3___8 | 1 | Houston | YES | -0.006874 | 87.6 | 20 | 109.5 | 0 | 1.027 | Cogen | -1 | 0.048905 | 0 | 0 |  |  |  |  | -0.048905 | 0
48730 | MNS_GT | 1 | Houston | YES | -0.006086 | 43 | 0 | 46.1 |  | 1.029 | Cogen | -1 | 0.048117 | 0 | 0 |  |  |  |  | -0.048117 | 0
48926 | WAP_GN6_6 | 6 | Houston | YES | -0.006061 | 651 | 280 | 651 |  | 1.035 | LIGCO | -1 | 0.048092 | 0 | 651 |  |  |  |  | -0.048092 | 0
48927 | WAP_GN7_7 | 7 | Houston | YES | -0.006061 | 564 | 277 | 564 |  | 1.035 | LIGCO | -1 | 0.048092 | 0 | 564 |  |  |  |  | -0.048092 | 0
48928 | WAP_GN8_8 | 8 | Houston | YES | -0.006061 | 603 | 275 | 603 |  | 1.035 | LIGCO | -1 | 0.048092 | 0 | 603 |  |  |  |  | -0.048092 | 0
48521 | BVE_GT1_GT1 | 1 | Houston | YES | -0.006054 | 167.7 | 0 | 167.7 |  | 1.035 | CC | -1 | 0.048085 | 167.7 | 167.7 |  |  |  |  | -0.048085 | -8.0638
48522 | BVE_GT2_5035 | 2 | Houston | YES | -0.006054 | 166.4 | 0 | 166.4 |  | 1.035 | CC | -1 | 0.048085 | 166.4 | 166.4 |  |  |  |  | -0.048085 | -8.0013
48523 | BVE_ST1_GN1 | 3 | Houston | YES | -0.006054 | 252.4 | 0 | 252.4 |  | 1.035 | CC | -1 | 0.048085 | 252.4 | 252.4 |  |  |  |  | -0.048085 | -12.1365
48510 | AK_GT1__8040 | 1 | Houston | YES | -0.005966 | 33.4 | 8.1 | 34 |  | 1.029 | Cogen | -1 | 0.047997 | 0 | 0 |  |  |  |  | -0.047997 | 0
48921 | WAP_GN1_1 | 1 | Houston | YES | -0.005898 | 132.8 | 37 | 166 | 0 | 1.0362 | GST | -1 | 0.047929 | 166 | 166 |  |  |  |  | -0.047929 | -7.9561
48922 | WAP_GN2_2 | 2 | Houston | YES | -0.005898 | 132.8 | 37 | 166 | 0 | 1.0362 | GST | -1 | 0.047929 | 166 | 166 |  |  |  |  | -0.047929 | -7.9561
48923 | WAP_GN3_3 | 3 | Houston | YES | -0.005898 | 198.4 | 93 | 248 | 0 | 1.0362 | GST | -1 | 0.047929 | 248 | 248 |  |  |  |  | -0.047929 | -11.8863
48924 | WAP_GN4_4 | 4 | Houston | YES | -0.005898 | 546 | 217 | 546 | 0 | 1.0362 | GSC | -1 | 0.047929 | 546 | 546 |  |  |  |  | -0.047929 | -26.169
48925 | WAP_GN5_5 | 5 | Houston | YES | -0.005898 | 607.4 | 278 | 654 | 0 | 0.985 | LIGCO | -1 | 0.047929 | 0 | 654 |  |  |  |  | -0.047929 | 0
48929 | WAPGT21_GT1 | B1 | Houston | YES | -0.005898 | 0 | 0 | 13 |  | 1.05 | GGT | -1 | 0.047929 | 13 | 13 |  |  |  |  | -0.047929 | -0.62307
38580 | TNBP_CGN1_8 | 1 | Houston | YES | -0.005435 | 70.8 | 0 | 70.8 | 0 | 1.005 | Cogen | -1 | 0.047466 | 0 | 0 |  |  |  |  | -0.047466 | 0
38590 | TNBP_CGN2_8 | 2 | Houston | YES | -0.005435 | 66.7 | 0 | 66.7 | 0 | 1.005 | Cogen | -1 | 0.047466 | 0 | 0 |  |  |  |  | -0.047466 | 0
38600 | TNBP_CGN3_8 | 5 | Houston | YES | -0.005435 | 53 | 0 | 53 | 0 | 1.005 | Cogen | -1 | 0.047466 | 0 | 0 |  |  |  |  | -0.047466 | 0
38611 | TNBPAMCG1_8 | 1 | Houston | YES | -0.005435 | 153.2 | 0 | 153.2 | 0 | 1.005 | Cogen | -1 | 0.047466 | 0 | 0 |  |  |  |  | -0.047466 | 0
38612 | TNBPAMCG2_8 | 2 | Houston | YES | -0.005435 | 153.5 | 0 | 153.5 | 0 | 1.005 | Cogen | -1 | 0.047466 | 0 | 0 |  |  |  |  | -0.047466 | 0
38613 | TNBPAMCG3_8 | 3 | Houston | YES | -0.005435 | 152.3 | 0 | 152.3 | 0 | 1.005 | Cogen | -1 | 0.047466 | 0 | 0 |  |  |  |  | -0.047466 | 0
38614 | TNBPAMCG4_8 | 4 | Houston | YES | -0.005435 | 96 | 0 | 96 |  | 1.005 | Cogen | -1 | 0.047466 | 0 | 0 |  |  |  |  | -0.047466 | 0
38615 | TNBPAMCG5_8 | 1 | Houston | YES | -0.005435 | 244 | 0 | 244 | 0 | 1.005 | Cogen | -1 | 0.047466 | 0 | 0 |  |  |  |  | -0.047466 | 0
38690 | TNBP_CGN4_8 | 3 | Houston | YES | -0.005435 | 40 | 0 | 40 |  | 1.005 | Cogen | -1 | 0.047466 | 0 | 0 |  |  |  |  | -0.047466 | 0
38711 | TNTXCTY1CG8 | 1 | Houston | YES | -0.005435 | 100.3 | 59 | 100.3 | 0 | 1 | Cogen | -1 | 0.047466 | 0 | 0 |  |  |  |  | -0.047466 | 0
38712 | TNTXCTY2CG8 | 1 | Houston | YES | -0.005435 | 92.9 | 59 | 92.9 | 0 | 1 | Cogen | -1 | 0.047466 | 0 | 0 |  |  |  |  | -0.047466 | 0
38713 | TNTXCTY3CG8 | 1 | Houston | YES | -0.005435 | 102.7 | 59 | 102.7 | 0 | 1 | Cogen | -1 | 0.047466 | 0 | 0 |  |  |  |  | -0.047466 | 0
38714 | TNTXCTY4CG8 | 1 | Houston | YES | -0.005435 | 103 | 59 | 103 | 0 | 1 | Cogen | -1 | 0.047466 | 0 | 0 |  |  |  |  | -0.047466 | 0
39470 | TNDOWCGNSG8 | 1 | Houston | YES | -0.005435 | 32 | 10 | 32 | 0 | 0.985 | Cogen | -1 | 0.047466 | 0 | 0 |  |  |  |  | -0.047466 | 0
39480 | TNDOWCGNGG8 | 1 | Houston | YES | -0.005435 | 30 | 10 | 30 | 0 | 0.985 | Cogen | -1 | 0.047466 | 0 | 0 |  |  |  |  | -0.047466 | 0
48772 | PHR_GN2_2 | MB | Houston | YES | -0.005217 | 0 | 72 | 459 |  | 1.0362 | GSC | -1 | 0.047248 | 0 | 0 |  |  |  |  | -0.047248 | 0
48561 | CTL_GT2_8130 | 1 | Houston | YES | -0.005063 | 73.5 | 30.3 | 91.9 |  | 1.0362 | Cogen | -1 | 0.047094 | 0 | 0 |  |  |  |  | -0.047094 | 0
48562 | CTL_GT3_8135 | 2 | Houston | YES | -0.005063 | 70.1 | 30.3 | 87.6 |  | 1.0362 | Cogen | -1 | 0.047094 | 0 | 0 |  |  |  |  | -0.047094 | 0
48563 | CTL_GT4_8140 | 3 | Houston | YES | -0.005063 | 69.6 | 30.3 | 87 |  | 1.0362 | Cogen | -1 | 0.047094 | 0 | 0 |  |  |  |  | -0.047094 | 0
48564 | CTL_GN1_8145 | 4 | Houston | YES | -0.005063 | 43.6 | 12.9 | 54.5 |  | 1.0362 | Cogen | -1 | 0.047094 | 0 | 0 |  |  |  |  | -0.047094 | 0
48565 | CTL_GN2_8155 | 5 | Houston | YES | -0.005063 | 9.8 | 3.4 | 12.2 |  | 1.0362 | Cogen | -1 | 0.047094 | 0 | 0 |  |  |  |  | -0.047094 | 0
48531 | BYU_GT1_8075 | 1 | Houston | YES | -0.005006 | 65 | 0 | 65 |  | 1.0362 | Cogen | -1 | 0.047037 | 0 | 0 |  |  |  |  | -0.047037 | 0
48532 | BYU_GT2_8055 | 2 | Houston | YES | -0.005006 | 62 | 0 | 62 |  | 1.0362 | Cogen | -1 | 0.047037 | 0 | 0 |  |  |  |  | -0.047037 | 0
48533 | BYU_GT3_8060 | 3 | Houston | YES | -0.005006 | 67 | 0 | 67 |  | 1.0362 | Cogen | -1 | 0.047037 | 0 | 0 |  |  |  |  | -0.047037 | 0
48534 | BYU_GT4_8065 | 4 | Houston | YES | -0.005006 | 65 | 0 | 65 |  | 1.0362 | Cogen | -1 | 0.047037 | 0 | 0 |  |  |  |  | -0.047037 | 0
48691 | GBY_73741085 | A | Houston | YES | -0.004921 | 37.6 | 20 | 47 | 0 | 1.0362 | GGT | -1 | 0.046952 | 47 | 47 |  |  |  |  | -0.046952 | -2.2067
48691 | GBY_73741085 | B | Houston | YES | -0.004921 | 37.6 | 20 | 47 | 0 | 1.0362 | GGT | -1 | 0.046952 | 47 | 47 |  |  |  |  | -0.046952 | -2.2067
48692 | GBY_81821075 | C | Houston | YES | -0.004921 | 37.6 | 20 | 47 | 0 | 1.0362 | GGT | -1 | 0.046952 | 47 | 47 |  |  |  |  | -0.046952 | -2.2067
48692 | GBY_81821075 | D | Houston | YES | -0.004921 | 44 | 20 | 55 | 0 | 1.0362 | GGT | -1 | 0.046952 | 55 | 55 |  |  |  |  | -0.046952 | -2.5823
48693 | GBY_83841065 | E | Houston | YES | -0.004921 | 45.6 | 20 | 57 | 0 | 1.0362 | GGT | -1 | 0.046952 | 57 | 57 |  |  |  |  | -0.046952 | -2.6762
48693 | GBY_83841065 | F | Houston | YES | -0.004921 | 43.2 | 20 | 54 | 0 | 1.0362 | GGT | -1 | 0.046952 | 54 | 54 |  |  |  |  | -0.046952 | -2.5354
48841 | SJS_GT1_GT1 | 1 | Houston | YES | -0.004896 | 62.4 | 49 | 78 | 0 | 1.0362 | Cogen | -1 | 0.046927 | 0 | 0 |  |  |  |  | -0.046927 | 0
48842 | SJS_GT2_GT2 | 2 | Houston | YES | -0.004896 | 64.8 | 49 | 81 | 0 | 1.0362 | Cogen | -1 | 0.046927 | 0 | 0 |  |  |  |  | -0.046927 | 0
48641 | DPEC_GT15040 | 1 | Houston | YES | -0.004872 | 163.2 | 98 | 163.2 | 0 | 1.0319 | CC | -1 | 0.046903 | 163.2 | 163.2 |  |  |  |  | -0.046903 | -7.6545
48642 | DPEC_GT25025 | 2 | Houston | YES | -0.004872 | 157.1 | 98 | 157.1 | 0 | 1.0319 | CC | -1 | 0.046903 | 157.1 | 157.1 |  |  |  |  | -0.046903 | -7.3684
48643 | DPEC_GT35010 | 3 | Houston | YES | -0.004872 | 157.5 | 98 | 157.5 | 0 | 1.0319 | CC | -1 | 0.046903 | 157.5 | 157.5 |  |  |  |  | -0.046903 | -7.3872
48644 | DPEC_GT45070 | 4 | Houston | YES | -0.004872 | 157 | 98 | 157 | 0 | 1.0319 | CC | -1 | 0.046903 | 157 | 157 |  |  |  |  | -0.046903 | -7.3637
48645 | DPEC_ST55065 | 5 | Houston | YES | -0.004872 | 282 | 0 | 282 | 0 | 1.0319 | CC | -1 | 0.046903 | 282 | 282 |  |  |  |  | -0.046903 | -13.2265
48761 | PR_GT1__9040 | 1 | Houston | YES | -0.00484 | 26 | 0 | 35 |  | 1 | Cogen | -1 | 0.046871 | 0 | 0 |  |  |  |  | -0.046871 | 0
48855 | SRB_GT211035 | B1 | Houston | YES | -0.004814 | 0 | 0 | 18 |  | 1.014 | GGT | -1 | 0.046845 | 18 | 18 |  |  |  |  | -0.046845 | -0.8432
48855 | SRB_GT211035 | B2 | Houston | YES | -0.004814 | 0 | 0 | 12 |  | 1.014 | GGT | -1 | 0.046845 | 12 | 12 |  |  |  |  | -0.046845 | -0.56213
48852 | SRB_GN2_2 | 2 | Houston | YES | -0.004813 | 140.8 | 26 | 176 | 0 | 1.0217 | GST | -1 | 0.046844 | 176 | 176 |  |  |  |  | -0.046844 | -8.2445
48851 | SRB_GN1_1 | 1 | Houston | YES | -0.004811 | 132 | 26 | 165 | 0 | 1.0217 | GST | -1 | 0.046842 | 165 | 165 |  |  |  |  | -0.046842 | -7.7289
48551 | CAL_GT1_8045 | 1 | Houston | YES | -0.00481 | 149 | 0 | 149 | 0 | 1.0326 | Cogen | -1 | 0.046841 | 0 | 0 |  |  |  |  | -0.046841 | 0
48552 | CAL_ST1_8000 | 2 | Houston | YES | -0.00481 | 65.1 | 0 | 65.1 | 0 | 1.0326 | Cogen | -1 | 0.046841 | 0 | 0 |  |  |  |  | -0.046841 | 0
48853 | SRB_GN3_3 | 3 | Houston | YES | -0.004804 | 170.4 | 35 | 213 |  | 1.0326 | GST | -1 | 0.046835 | 213 | 213 |  |  |  |  | -0.046835 | -9.9758
48611 | DIB_GT1_8080 | 1 | Houston | YES | -0.004803 | 64 | 0 | 64 | 0 | 1.0326 | Cogen | -1 | 0.046834 | 0 | 0 |  |  |  |  | -0.046834 | 0
48612 | DIB_GT2_8075 | 2 | Houston | YES | -0.004803 | 63.2 | 0 | 63.2 | 0 | 1.0326 | Cogen | -1 | 0.046834 | 0 | 0 |  |  |  |  | -0.046834 | 0
48613 | DIB_ST1_8085 | 3 | Houston | YES | -0.004803 | 67.9 | 30 | 82.6 | 0 | 1.0326 | Cogen | -1 | 0.046834 | 0 | 0 |  |  |  |  | -0.046834 | 0
48614 | DIB_GT3_8090 | 4 | Houston | YES | -0.004803 | 73.6 | 15 | 73.6 | 0 | 1.0326 | Cogen | -1 | 0.046834 | 0 | 0 |  |  |  |  | -0.046834 | 0
48845 | SOL_GT1 | 1 | Houston | YES | -0.004803 | 16.2 | 15.4 | 16.2 |  | 1.0326 | Solar | -1 | 0.046834 | 16.2 | 16.2 |  |  |  |  | -0.046834 | -0.7587
48854 | SRB_GN4_4 | 4 | Houston | YES | -0.004802 | 182.4 | 35 | 228 | 0 | 1.0326 | GST | -1 | 0.046833 | 228 | 228 |  |  |  |  | -0.046833 | -10.6778
48740 | PSG_GN2_8050 | 1 | Houston | YES | -0.004801 | 182 | 60 | 182 | 0 | 1.0326 | Cogen | -1 | 0.046832 | 0 | 0 |  |  |  |  | -0.046832 | 0
48741 | PSG_GT2_8040 | 1 | Houston | YES | -0.004801 | 158.6 | 50 | 158.6 | 0 | 1.0326 | Cogen | -1 | 0.046832 | 0 | 0 |  |  |  |  | -0.046832 | 0
48742 | PSG_GT3_8060 | 1 | Houston | YES | -0.004801 | 157 | 50 | 157 | 0 | 1.0326 | Cogen | -1 | 0.046832 | 0 | 0 |  |  |  |  | -0.046832 | 0
48820 | SHELLG1_3015 | 1 | Houston | YES | -0.004764 | 71 | 34.5 | 71 |  | 1.029 | Cogen | -1 | 0.046795 | 0 | 0 |  |  |  |  | -0.046795 | 0
48821 | SHELLG2 | 2 | Houston | YES | -0.004764 | 72 | 34.5 | 72 |  | 1.029 | Cogen | -1 | 0.046795 | 0 | 0 |  |  |  |  | -0.046795 | 0
48822 | SHELLG3_3020 | 2 | Houston | YES | -0.004764 | 30 | 0 | 30 |  | 1.029 | Cogen | -1 | 0.046795 | 0 | 0 |  |  |  |  | -0.046795 | 0
48822 | SHELLG3_3020 | 1 | Houston | YES | -0.004764 | 39 | 0 | 39 |  | 1.029 | Cogen | -1 | 0.046795 | 0 | 0 |  |  |  |  | -0.046795 | 0
48500 | APD_GT1_8005 | 1 | Houston | YES | -0.004706 | 137.6 | 54.6 | 137.6 |  | 1.0362 | Cogen | -1 | 0.046737 | 0 | 0 |  |  |  |  | -0.046737 | 0
48511 | LPE_GT1_8070 | 1 | Houston | YES | -0.004701 | 42 | 0 | 42 | 0 | 1.0362 | GGT | -1 | 0.046732 | 42 | 42 |  |  |  |  | -0.046732 | -1.9627
48512 | LPE_GT2_8075 | 2 | Houston | YES | -0.004701 | 42 | 0 | 42 | 0 | 1.0362 | GGT | -1 | 0.046732 | 42 | 42 |  |  |  |  | -0.046732 | -1.9627
48513 | LPE_GT3_8080 | 3 | Houston | YES | -0.004701 | 39 | 0 | 39 | 0 | 1.0362 | GGT | -1 | 0.046732 | 39 | 39 |  |  |  |  | -0.046732 | -1.8225
48514 | LPE_GT4_8085 | 4 | Houston | YES | -0.004701 | 39 | 0 | 39 | 0 | 1.0362 | GGT | -1 | 0.046732 | 39 | 39 |  |  |  |  | -0.046732 | -1.8225
48593 | CHE_GT1_8015 | 1 | Houston | YES | -0.004686 | 173 | 50 | 173 | 0 | 1.0362 | Cogen | -1 | 0.046717 | 0 | 0 |  |  |  |  | -0.046717 | 0
48594 | CHE_GN4_8025 | 4 | Houston | YES | -0.004686 | 142 | 60 | 142 | 0 | 1.0362 | Cogen | -1 | 0.046717 | 0 | 0 |  |  |  |  | -0.046717 | 0
48873 | THW_ST3_ST_3 | 3 | Houston | YES | -0.004602 | 107 | 19 | 107 | 0 | 1.0435 | CC | -1 | 0.046633 | 107 | 107 |  |  |  |  | -0.046633 | -4.9897
48874 | THW_ST4_ST_4 | 4 | Houston | YES | -0.004602 | 108 | 19 | 108 | 0 | 1.0435 | CC | -1 | 0.046633 | 108 | 108 |  |  |  |  | -0.046633 | -5.0363
48875 | THW_3132 | B | Houston | YES | -0.004602 | 53 | 5 | 53 | 0 | 1.0435 | CC | -1 | 0.046633 | 53 | 53 |  |  |  |  | -0.046633 | -2.4715
48875 | THW_3132 | A | Houston | YES | -0.004602 | 55 | 5 | 55 | 0 | 1.0435 | CC | -1 | 0.046633 | 55 | 55 |  |  |  |  | -0.046633 | -2.5648
48877 | THW_3334 | C | Houston | YES | -0.004602 | 55 | 5 | 55 | 0 | 1.0435 | CC | -1 | 0.046633 | 55 | 55 |  |  |  |  | -0.046633 | -2.5648
48877 | THW_3334 | D | Houston | YES | -0.004602 | 57 | 5 | 57 | 0 | 1.0435 | CC | -1 | 0.046633 | 57 | 57 |  |  |  |  | -0.046633 | -2.6581
48879 | THW_4142 | E | Houston | YES | -0.004602 | 56 | 5 | 56 | 0 | 1.0435 | CC | -1 | 0.046633 | 56 | 56 |  |  |  |  | -0.046633 | -2.6114
48879 | THW_4142 | F | Houston | YES | -0.004602 | 55 | 5 | 55 | 0 | 1.0435 | CC | -1 | 0.046633 | 55 | 55 |  |  |  |  | -0.046633 | -2.5648
48881 | THW_4344 | G | Houston | YES | -0.004602 | 58 | 5 | 58 | 0 | 1.0435 | CC | -1 | 0.046633 | 58 | 58 |  |  |  |  | -0.046633 | -2.7047
48881 | THW_4344 | H | Houston | YES | -0.004602 | 58 | 5 | 58 | 0 | 1.0435 | CC | -1 | 0.046633 | 58 | 58 |  |  |  |  | -0.046633 | -2.7047
48582 | CBY_GN2_2 | 2 | Houston | YES | -0.004557 | 596.8 | 110 | 746 | 0 | 1.0435 | GSC | -1 | 0.046588 | 746 | 746 |  |  |  |  | -0.046588 | -34.7543
49803 | EXN_15GT | 1 | Houston | YES | -0.004532 | 33 | 8.3 | 34 |  | 1.0326 | Cogen | -1 | 0.046563 | 0 | 0 |  |  |  |  | -0.046563 | 0
49804 | EXN_16GT | 2 | Houston | YES | -0.004532 | 32 | 8.3 | 34.7 |  | 1.0326 | Cogen | -1 | 0.046563 | 0 | 0 |  |  |  |  | -0.046563 | 0
49805 | EXN_17GT | 3 | Houston | YES | -0.004532 | 31 | 8.3 | 32.7 |  | 1.0326 | Cogen | -1 | 0.046563 | 0 | 0 |  |  |  |  | -0.046563 | 0
49826 | EXN938GT | 5 | Houston | YES | -0.004532 | 43 | 9.2 | 45.9 | 0 | 1.0326 | Cogen | -1 | 0.046563 | 0 | 0 |  |  |  |  | -0.046563 | 0
49828 | EXN941GT | 10 | Houston | YES | -0.004532 | 17.7 | 5.4 | 17.7 | 0 | 1.0326 | Cogen | -1 | 0.046563 | 0 | 0 |  |  |  |  | -0.046563 | 0
49829 | EXN942GT | 11 | Houston | YES | -0.004532 | 20 | 5.4 | 20.4 | 0 | 1.0326 | Cogen | -1 | 0.046563 | 0 | 0 |  |  |  |  | -0.046563 | 0
49830 | EXN943GT | 12 | Houston | YES | -0.004532 | 19 | 5.4 | 19.9 | 0 | 1.0326 | Cogen | -1 | 0.046563 | 0 | 0 |  |  |  |  | -0.046563 | 0
49831 | EXN944GT | 13 | Houston | YES | -0.004532 | 33 | 5.4 | 35 | 0 | 1.0326 | Cogen | -1 | 0.046563 | 0 | 0 |  |  |  |  | -0.046563 | 0
49832 | EXN945GT | 9 | Houston | YES | -0.004532 | 18.5 | 9.2 | 18.5 | 0 | 1.0326 | Cogen | -1 | 0.046563 | 0 | 0 |  |  |  |  | -0.046563 | 0
49837 | EXN_GT | 4 | Houston | YES | -0.004532 | 81 | 21.3 | 85.4 | 0 | 1.0326 | Cogen | -1 | 0.046563 | 0 | 0 |  |  |  |  | -0.046563 | 0
49838 | EXN_14GT | 14 | Houston | YES | -0.004532 | 140 | 0 | 148 |  | 1.0326 | Cogen | -1 | 0.046563 | 0 | 0 |  |  |  |  | -0.046563 | 0
48883 | THW_GT1_GT_1 | B2 | Houston | YES | -0.00451 | 0 | 0 | 12 |  | 1.043 | GGT | -1 | 0.046541 | 12 | 12 |  |  |  |  | -0.046541 | -0.55849
48651 | EP_1_2 | 2 | Houston | YES | -0.004465 | 17.7 | 10 | 21 | 0 | 1.0362 | Cogen | -1 | 0.046496 | 0 | 0 |  |  |  |  | -0.046496 | 0
48651 | EP_1_2 | 1 | Houston | YES | -0.004465 | 4 | 0 | 5 | 0 | 1.0362 | Cogen | -1 | 0.046496 | 0 | 0 |  |  |  |  | -0.046496 | 0
48791 | PSA_GT1_8160 | 1 | Houston | YES | -0.004462 | 52 | 20.8 | 65 | 0 | 1.0362 | Cogen | -1 | 0.046493 | 0 | 0 |  |  |  |  | -0.046493 | 0
48792 | PSA_GT2_8155 | 2 | Houston | YES | -0.004462 | 52.8 | 20.3 | 66 | 0 | 1.0362 | Cogen | -1 | 0.046493 | 0 | 0 |  |  |  |  | -0.046493 | 0
48793 | PSA_GT3_8150 | 3 | Houston | YES | -0.004462 | 56 | 20.3 | 70 | 0 | 1.0362 | Cogen | -1 | 0.046493 | 0 | 0 |  |  |  |  | -0.046493 | 0
48794 | PSA_GT4_8145 | 4 | Houston | YES | -0.004462 | 52.8 | 20.3 | 66 | 0 | 1.0362 | Cogen | -1 | 0.046493 | 0 | 0 |  |  |  |  | -0.046493 | 0
48795 | PSA_GT5_8140 | 5 | Houston | YES | -0.004462 | 51.2 | 20.3 | 64 | 0 | 1.0362 | Cogen | -1 | 0.046493 | 0 | 0 |  |  |  |  | -0.046493 | 0
48796 | PSA_GN1_8165 | 1 | Houston | YES | -0.004462 | 83.2 | 43.1 | 104 | 0 | 1.0362 | Cogen | -1 | 0.046493 | 0 | 0 |  |  |  |  | -0.046493 | 0
48797 | PSA_GT6_8135 | 6 | Houston | YES | -0.004462 | 47.2 | 34.5 | 59 | 0 | 1.0362 | Cogen | -1 | 0.046493 | 0 | 0 |  |  |  |  | -0.046493 | 0
48581 | CBY_GN1_1 | 1 | Houston | YES | -0.004461 | 595.2 | 108 | 744 | 0 | 1.0435 | GSC | -1 | 0.046492 | 744 | 744 |  |  |  |  | -0.046492 | -34.5897
48815 | CVC_GT4_8005 | 4 | Houston | YES | -0.004439 | 165 | 91.8 | 165 |  | 1.0362 | Cogen | -1 | 0.04647 | 0 | 0 |  |  |  |  | -0.04647 | 0
48583 | CBY_GT4_1 | 1 | Houston | YES | -0.00443 | 172 | 0 | 172 | 0 | 1.026 | GSC | -1 | 0.046461 | 172 | 172 |  |  |  |  | -0.046461 | -7.9912
48584 | CBY_GT4_2 | 2 | Houston | YES | -0.00443 | 172 | 0 | 172 | 0 | 1.026 | CC | -1 | 0.046461 | 172 | 172 |  |  |  |  | -0.046461 | -7.9912
48585 | CBY_ST4_1 | 3 | Houston | YES | -0.00443 | 172 | 0 | 172 | 0 | 1.026 | CC | -1 | 0.046461 | 172 | 172 |  |  |  |  | -0.046461 | -7.9912
48595 | BTE_GT2_8075 | 1 | Houston | YES | -0.00436 | 162.8 | 130 | 162.8 | 0 | 1.0261 | CC | -1 | 0.046391 | 162.8 | 162.8 |  |  |  |  | -0.046391 | -7.5524
48596 | BTE_GT3_8045 | 2 | Houston | YES | -0.00436 | 161.4 | 130 | 161.4 | 0 | 1.0261 | CC | -1 | 0.046391 | 161.4 | 161.4 |  |  |  |  | -0.046391 | -7.4874
48597 | BTE_GT4_8055 | 3 | Houston | YES | -0.00436 | 158.9 | 130 | 158.9 | 0 | 1.0261 | CC | -1 | 0.046391 | 158.9 | 158.9 |  |  |  |  | -0.046391 | -7.3715
48598 | BTE_ST1_8070 | 4 | Houston | YES | -0.00436 | 269.2 | 60 | 269.2 | 0 | 1.0261 | CC | -1 | 0.046391 | 269.2 | 269.2 |  |  |  |  | -0.046391 | -12.4883
48690 | GBY_GN5_5 | 5 | Houston | YES | -0.004333 | 318.4 | 81 | 398 |  | 1.0362 | GSC | -1 | 0.046364 | 398 | 398 |  |  |  |  | -0.046364 | -18.4527
48885 | THW_5152 | A | Houston | YES | -0.004301 | 46.4 | 5 | 58 |  | 1.0319 | GGT | -1 | 0.046332 | 58 | 58 |  |  |  |  | -0.046332 | -2.6872
48885 | THW_5152 | B | Houston | YES | -0.004301 | 47.2 | 5 | 59 |  | 1.0319 | GGT | -1 | 0.046332 | 59 | 59 |  |  |  |  | -0.046332 | -2.7336
48886 | THW_5354 | D | Houston | YES | -0.004301 | 46.4 | 5 | 58 |  | 1.0319 | GGT | -1 | 0.046332 | 58 | 58 |  |  |  |  | -0.046332 | -2.6872
48886 | THW_5354 | C | Houston | YES | -0.004301 | 45.6 | 5 | 57 |  | 1.0319 | GGT | -1 | 0.046332 | 57 | 57 |  |  |  |  | -0.046332 | -2.6409
48887 | THW_5556 | F | Houston | YES | -0.004301 | 45.6 | 5 | 57 |  | 1.0319 | GGT | -1 | 0.046332 | 57 | 57 |  |  |  |  | -0.046332 | -2.6409
48887 | THW_5556 | E | Houston | YES | -0.004301 | 47.2 | 5 | 59 |  | 1.0319 | GGT | -1 | 0.046332 | 59 | 59 |  |  |  |  | -0.046332 | -2.7336
48591 | CHE_GT2_5030 | 2 | Houston | YES | -0.003876 | 173 | 50 | 173 | 0 | 1.029 | Cogen | -1 | 0.045907 | 0 | 0 |  |  |  |  | -0.045907 | 0
48811 | CVC_GT3_5045 | 3 | Houston | YES | -0.003876 | 156 | 91.8 | 156 | 0 | 1.029 | Cogen | -1 | 0.045907 | 0 | 0 |  |  |  |  | -0.045907 | 0
48812 | CVC_GT2_5020 | 2 | Houston | YES | -0.003876 | 158 | 91.8 | 158 | 0 | 1.029 | Cogen | -1 | 0.045907 | 0 | 0 |  |  |  |  | -0.045907 | 0
48813 | CVC_GT1_5035 | 1 | Houston | YES | -0.003876 | 160 | 91.8 | 160 | 0 | 1.029 | Cogen | -1 | 0.045907 | 0 | 0 |  |  |  |  | -0.045907 | 0
48814 | CVC_ST5_5040 | 1 | Houston | YES | -0.003876 | 162 | 91.8 | 162 | 0 | 1.029 | Cogen | -1 | 0.045907 | 0 | 0 |  |  |  |  | -0.045907 | 0
48671 | FTR_GT1_5105 | 1 | North | YES | -5e-05 | 154.2 | 0 | 154.2 | 0 | 1.0319 | CC | -1 | 0.042081 | 154.2 | 154.2 |  |  | -0.00771 | 154.2 | -0.042081 | -6.4888
48672 | FTR_GT2_5110 | 2 | North | YES | -5e-05 | 159 | 0 | 159 | 0 | 1.0319 | CC | -1 | 0.042081 | 159 | 159 |  |  | -0.00795 | 159 | -0.042081 | -6.6908
48673 | FTR_GT3_5085 | 3 | North | YES | -5e-05 | 158 | 0 | 158 | 0 | 1.0319 | CC | -1 | 0.042081 | 158 | 158 |  |  | -0.0079 | 158 | -0.042081 | -6.6487
48674 | FTR_CN4_5095 | 4 | North | YES | -5e-05 | 380 | 0 | 380 | 0 | 1.0319 | CC | -1 | 0.042081 | 380 | 380 |  |  | -0.019 | 380 | -0.042081 | -15.9906
5934 | SI_RAY5 | 5 | South | YES | 0 | 0 | 10 | 15 |  | 1.035 | GST | -1 | 0.042031 | 15 | 15 |  |  |  |  | -0.042031 | -0.63046
8139 | JOS #1 | MB | South | YES | 0 | 0 | 45 | 255 |  | 1.02 | GST | -1 | 0.042031 | 0 | 0 |  |  |  |  | -0.042031 | 0
8285 | LAR #1 | MB | South | YES | 0 | 0 | 9 | 32 |  | 1.0497 | GST | -1 | 0.042031 | 0 | 0 |  |  |  |  | -0.042031 | 0
8287 | LAR #2 | MB | South | YES | 0 | 0 | 9 | 32 |  | 1.04 | GST | -1 | 0.042031 | 0 | 0 |  |  |  |  | -0.042031 | 0
8288 | LAR #3 | MB | South | YES | 0 | 0 | 25 | 105 |  | 1.04 | GST | -1 | 0.042031 | 0 | 0 |  |  |  |  | -0.042031 | 0
8388 | BATES0A | MB | South | YES | 0 | 0 | 21 | 71 |  | 1.033 | GST | -1 | 0.042031 | 0 | 0 |  |  |  |  | -0.042031 | 0
8393 | BATES0B | MB | South | YES | 0 | 0 | 25 | 110 |  | 1.03 | GST | -1 | 0.042031 | 0 | 0 |  |  |  |  | -0.042031 | 0
8437 | NUECES_B0C | MB | South | YES | 0 | 0 | 7 | 30 |  | 1.03 | GST | -1 | 0.042031 | 0 | 0 |  |  |  |  | -0.042031 | 0
8438 | NUECES_B0B | MB | South | YES | 0 | 0 | 26 | 169 |  | 1.03 | GST | -1 | 0.042031 | 0 | 0 |  |  |  |  | -0.042031 | 0
8442 | NUECES_B0A | MB | South | YES | 0 | 0 | 81 | 367 |  | 1.03 | GST | -1 | 0.042031 | 0 | 0 |  |  |  |  | -0.042031 | 0
39190 | TNSLCGN1__8 | 1 | Houston | YES | 0 | 0 | 10 | 30 |  | 1.03 | Cogen | -1 | 0.042031 | 0 | 0 |  |  |  |  | -0.042031 | 0
32883 | BRYN_DNSBY3 | 1 | North | YES | 0.00053 | 0 | 2 | 48 |  | 1.015 | GST | -1 | 0.041501 | 48 | 48 |  |  | 0.02544 | 48 | -0.041501 | -1.992
32884 | BRYN_DNSBY13 | 1 | North | YES | 0.00053 | 46 | 2 | 46 | 0 | 1.015 | GST | -1 | 0.041501 | 46 | 46 |  |  | 0.02438 | 46 | -0.041501 | -1.909
32892 | BRYN_DNSBY14 | 1 | North | YES | 0.00053 | 84 | 25 | 105 | 0 | 1.035 | GST | -1 | 0.041501 | 105 | 105 |  |  | 0.05565 | 105 | -0.041501 | -4.3576
32886 | BRYN_ATKINS3 | MB | North | YES | 0.000576 | 0 | 5 | 12 |  | 1 | GST | -1 | 0.041455 | 0 | 0 |  |  | 0 | 0 | -0.041455 | 0
32887 | BRYN_ATKINS6 | MB | North | YES | 0.000576 | 0 | 12 | 51 |  | 1.028 | GST | -1 | 0.041455 | 0 | 0 |  |  | 0 | 0 | -0.041455 | 0
32888 | BRYN_ATKINS7 | 1 | North | YES | 0.000576 | 13.6 | 4 | 17 |  | 1.028 | GGT | -1 | 0.041455 | 17 | 17 |  |  | 0.009792 | 17 | -0.041455 | -0.70473
32890 | BRYN_ATKINS4 | MB | North | YES | 0.000576 | 0 | 5 | 22 |  | 1.031 | GST | -1 | 0.041455 | 0 | 0 |  |  | 0 | 0 | -0.041455 | 0
32891 | BRYN_ATKINS5 | MB | North | YES | 0.000576 | 0 | 5 | 25 |  | 1.031 | GST | -1 | 0.041455 | 0 | 0 |  |  | 0 | 0 | -0.041455 | 0
32798 | BRYN_TAMUGEN | 1 | North | YES | 0.000594 | 32 | 0 | 32 |  | 1.02 | GST | -1 | 0.041437 | 32 | 32 |  |  | 0.019008 | 32 | -0.041437 | -1.326
3416 | LAKE_CRK1_G | 1 | North | YES | 0.000646 | 60 | 33 | 75 |  | 1.029 | GST | -1 | 0.041385 | 75 | 75 |  |  | 0.04845 | 75 | -0.041385 | -3.1038
3417 | LAKE_CRK2_G | 2 | North | YES | 0.000646 | 177.6 | 40 | 222 | 0 | 1.029 | GST | -1 | 0.041385 | 222 | 222 |  |  | 0.14341 | 222 | -0.041385 | -9.1874
990 | GIBN_CREK_G1 | 1 | North | YES | 0.000727 | 463 | 200 | 463 | 0 | 1.0275 | LIGCO | -1 | 0.041304 | 0 | 463 |  |  | 0 | 0 | -0.041304 | 0
3403 | THOUSE_1G | 1 | North | YES | 0.001566 | 563 | 200 | 563 | 0 | 1.012 | GSC | -1 | 0.040465 | 563 | 563 |  |  | 0.88166 | 563 | -0.040465 | -22.7816
3404 | THOUSE_2G | 2 | North | YES | 0.001566 | 807 | 250 | 807 | 0 | 1.012 | GSC | -1 | 0.040465 | 807 | 807 |  |  | 1.2638 | 807 | -0.040465 | -32.6549
238 | BOSQUESW505 | 1 | North | YES | 0.002862 | 255 | 0 | 255 | 0 | 1.02 | CC | -1 | 0.039169 | 255 | 255 |  |  | 0.72981 | 255 | -0.039169 | -9.988
239 | BOSQUESW502 | 1 | North | YES | 0.002862 | 119.2 | 0 | 149 | 0 | 1.02 | GGT | -1 | 0.039169 | 149 | 149 |  |  | 0.42644 | 149 | -0.039169 | -5.8361
247 | BOSQUESW501 | 2 | North | YES | 0.002862 | 124.8 | 0 | 156 | 0 | 1.02 | GGT | -1 | 0.039169 | 156 | 156 |  |  | 0.44647 | 156 | -0.039169 | -6.1103
39960 | TNTNPONE_18 | 1 | North | YES | 0.003252 | 152.3 | 30 | 152.3 |  | 1.04 | LIGCO | -1 | 0.038779 | 0 | 152.3 |  |  | 0 | 0 | -0.038779 | 0
39970 | TNTNPONE_28 | 1 | North | YES | 0.003252 | 153 | 30 | 153 |  | 1.04 | LIGCO | -1 | 0.038779 | 0 | 153 |  |  | 0 | 0 | -0.038779 | 0
251 | BOSQUESW803 | 2 | North | YES | 0.003966 | 150 | 0 | 150 |  | 1.032 | CC | -1 | 0.038065 | 150 | 150 |  |  | 0.5949 | 150 | -0.038065 | -5.7097
253 | BOSQUESW804 | 2 | North | YES | 0.003966 | 80 | 0 | 80 |  | 1.032 | CC | -1 | 0.038065 | 80 | 80 |  |  | 0.31728 | 80 | -0.038065 | -3.0452
80010 | EPLVT1 | F | South | YES | 0.003985 | 0 | 0 | 0 |  | 1.0376 | #N/A | -1 | 0.038046 | 0 | 0 |  |  |  |  | -0.038046 | 0
48721 | LEG_1___1 | 1 | North | YES | 0.004278 | 827 | 357 | 827 | 0 | 1.0348 | LIGCO | -1 | 0.037753 | 0 | 827 |  |  | 0 | 0 | -0.037753 | 0
48722 | LEG_2___2 | 2 | North | YES | 0.004278 | 819 | 357 | 819 | 0 | 1.0348 | LIGCO | -1 | 0.037753 | 0 | 819 |  |  | 0 | 0 | -0.037753 | 0
244 | WHITNYDM01 | 1 | North | YES | 0.005392 | 15 | 0 | 15 | 0 | 1.035 | Hydro | -1 | 0.036639 | 0 | 0 |  |  | 0 | 0 | -0.036639 | 0
245 | WHITNYDM02 | 2 | North | YES | 0.005392 | 15 | 0 | 15 | 0 | 1.035 | Hydro | -1 | 0.036639 | 0 | 0 |  |  | 0 | 0 | -0.036639 | 0
8262 | ELPS | 1 | South | YES | 0.005873 | 6 | 6 | 6 | 0 | 1.15 | Hydro | -1 | 0.036158 | 0 | 0 |  |  |  |  | -0.036158 | 0
3381 | BBRN_1G | 1 | North | YES | 0.00682 | 618 | 225 | 618 | 0 | 1.03 | LIGCO | -1 | 0.035211 | 0 | 618 |  |  | 0 | 0 | -0.035211 | 0
3382 | BBRN_2G | 2 | North | YES | 0.00682 | 589 | 225 | 589 | 0 | 1.03 | LIGCO | -1 | 0.035211 | 0 | 589 |  |  | 0 | 0 | -0.035211 | 0
13131 | CALFREST_1G | 1 | North | YES | 0.00712 | 150.7 | 40 | 150.7 | 0 | 1.031 | CC | -1 | 0.034911 | 150.7 | 150.7 |  |  | 1.073 | 150.7 | -0.034911 | -5.261
13132 | CALFREST_2G | 2 | North | YES | 0.00712 | 151 | 57 | 151 | 0 | 1.031 | CC | -1 | 0.034911 | 151 | 151 |  |  | 1.0751 | 151 | -0.034911 | -5.2715
13133 | CALFREST_3G | 3 | North | YES | 0.00712 | 177.4 | 40 | 177.4 | 0 | 1.031 | CC | -1 | 0.034911 | 177.4 | 177.4 |  |  | 1.2631 | 177.4 | -0.034911 | -6.1931
13134 | CALFREST_4G | 4 | North | YES | 0.007173 | 151.5 | 40 | 151.5 | 0 | 1.031 | CC | -1 | 0.034858 | 151.5 | 151.5 |  |  | 1.0867 | 151.5 | -0.034858 | -5.2809
13135 | CALFREST_5G | 5 | North | YES | 0.007173 | 152.3 | 57 | 152.3 | 0 | 1.031 | CC | -1 | 0.034858 | 152.3 | 152.3 |  |  | 1.0924 | 152.3 | -0.034858 | -5.3088
13136 | CALFREST_6G | 6 | North | YES | 0.007173 | 177.5 | 40 | 177.5 | 0 | 1.031 | CC | -1 | 0.034858 | 177.5 | 177.5 |  |  | 1.2732 | 177.5 | -0.034858 | -6.1872
3126 | TRINIDAD_6G | 1 | North | YES | 0.008346 | 179.2 | 46 | 224 | 0 | 1 | GST | -1 | 0.033685 | 224 | 224 |  |  | 1.8695 | 224 | -0.033685 | -7.5453
3107 | STRYKER_1G | 1 | North | YES | 0.008467 | 145.6 | 45 | 182 | 0 | 1.029 | GST | -1 | 0.033564 | 182 | 182 |  |  | 1.541 | 182 | -0.033564 | -6.1086
3108 | STRYKER_2G | 2 | North | YES | 0.008467 | 484 | 75 | 484 | 0 | 1.029 | GST | -1 | 0.033564 | 484 | 484 |  |  | 4.098 | 484 | -0.033564 | -16.2448
3113 | LUFKINWB_1G | 1 | North | YES | 0.008536 | 0 | 0 | 50 |  | 1.01 | #N/A | -1 | 0.033495 | 50 | 50 |  |  | 0.4268 | 50 | -0.033495 | -1.6747
3348 | CHAMPION_1G | MB | North | YES | 0.00855 | 0 | 42 | 42 |  | 1 | Cogen | -1 | 0.033481 | 0 | 0 |  |  | 0 | 0 | -0.033481 | 0
13116 | TGATEWAY_1G | 1 | North | YES | 0.0087 | 151 | 30 | 151 | 0 | 1.0232 | CC | -1 | 0.033331 | 151 | 151 |  |  | 1.3137 | 151 | -0.033331 | -5.0329
13117 | TGATEWAY_2G | 2 | North | YES | 0.0087 | 130 | 30 | 130 | 0 | 1.0232 | CC | -1 | 0.033331 | 130 | 130 |  |  | 1.131 | 130 | -0.033331 | -4.333
13118 | TGATEWAY_3G | 3 | North | YES | 0.0087 | 148 | 30 | 148 | 0 | 1.0232 | CC | -1 | 0.033331 | 148 | 148 |  |  | 1.2876 | 148 | -0.033331 | -4.9329
13119 | TGATEWAY_4G | 4 | North | YES | 0.0087 | 399 | 65 | 399 | 0 | 1.0232 | CC | -1 | 0.033331 | 399 | 399 |  |  | 3.4713 | 399 | -0.033331 | -13.2989
3097 | MARTLAKE_1G | 1 | North | YES | 0.008855 | 790 | 500 | 790 | 0 | 1.017 | LIGCO | -1 | 0.033176 | 0 | 790 |  |  | 0 | 0 | -0.033176 | 0
3098 | MARTLAKE_2G | 2 | North | YES | 0.008855 | 795 | 461 | 795 | 0 | 1.017 | LIGCO | -1 | 0.033176 | 0 | 795 |  |  | 0 | 0 | -0.033176 | 0
3099 | MARTLAKE_3G | 3 | North | YES | 0.008855 | 804 | 500 | 804 | 0 | 1.017 | LIGCO | -1 | 0.033176 | 0 | 804 |  |  | 0 | 0 | -0.033176 | 0
12322 | ENNSTRAC_1G | 1 | North | YES | 0.009395 | 196 | 130 | 196 | 0 | 1.036 | CC | -1 | 0.032636 | 196 | 196 |  |  | 1.8414 | 196 | -0.032636 | -6.3966
12323 | ENNSTRAC_2G | 2 | North | YES | 0.009395 | 116 | 100 | 116 | 0 | 1.036 | CC | -1 | 0.032636 | 116 | 116 |  |  | 1.0898 | 116 | -0.032636 | -3.7857
1941 | MDLTHELP_1G | 1 | North | YES | 0.009563 | 216.4 | 74 | 216.4 | 0 | 1 | CC | -1 | 0.032468 | 216.4 | 216.4 |  |  | 2.0694 | 216.4 | -0.032468 | -7.026
1942 | MDLTHELP_2G | 2 | North | YES | 0.009563 | 216.1 | 74 | 216.1 | 0 | 1 | CC | -1 | 0.032468 | 216.1 | 216.1 |  |  | 2.0666 | 216.1 | -0.032468 | -7.0162
12411 | FPLEFR1A_G | 1 | North | YES | 0.009991 | 161 | 72 | 161 | 0 | 1 | CC | -1 | 0.03204 | 161 | 161 |  |  | 1.6086 | 161 | -0.03204 | -5.1584
12412 | FPLEFR1B_G | 2 | North | YES | 0.009991 | 164 | 72 | 164 | 0 | 1 | CC | -1 | 0.03204 | 164 | 164 |  |  | 1.6385 | 164 | -0.03204 | -5.2545
12413 | FPLEFR1C_G | 3 | North | YES | 0.009991 | 164 | 72 | 164 | 0 | 1 | CC | -1 | 0.03204 | 164 | 164 |  |  | 1.6385 | 164 | -0.03204 | -5.2545
12414 | FPLEFR1S_G | 4 | North | YES | 0.009991 | 414 | 191 | 414 | 0 | 1 | CC | -1 | 0.03204 | 414 | 414 |  |  | 4.1363 | 414 | -0.03204 | -13.2644
12421 | FPLEFR2A_G | 1 | North | YES | 0.009991 | 162 | 72 | 162 | 0 | 1 | CC | -1 | 0.03204 | 162 | 162 |  |  | 1.6185 | 162 | -0.03204 | -5.1904
12422 | FPLEFR2B_G | 2 | North | YES | 0.009991 | 161 | 72 | 161 | 0 | 1 | CC | -1 | 0.03204 | 161 | 161 |  |  | 1.6086 | 161 | -0.03204 | -5.1584
12423 | FPLEFR2C_G | 3 | North | YES | 0.009991 | 163 | 72 | 163 | 0 | 1 | CC | -1 | 0.03204 | 163 | 163 |  |  | 1.6285 | 163 | -0.03204 | -5.2225
12424 | FPLEFR2S_G | 4 | North | YES | 0.009991 | 415 | 191 | 415 | 0 | 1 | CC | -1 | 0.03204 | 415 | 415 |  |  | 4.1463 | 415 | -0.03204 | -13.2964
12440 | PARKD_1SVC8 | 1 | North | YES | 0.0101 | 0 | 0 | 0 | 0 | 1.007 | GST | -1 | 0.031931 | 0 | 0 |  |  | 0 | 0 | -0.031931 | 0
12449 | PARKD_2SVC8 | 1 | North | YES | 0.0101 | 0 | 0 | 0 | 0 | 1.007 | GST | -1 | 0.031931 | 0 | 0 |  |  | 0 | 0 | -0.031931 | 0
2451 | LKHB1_G | 1 | North | YES | 0.01014 | 0 | 80 | 391 |  | 1.022 | GST | -1 | 0.031891 | 391 | 391 |  |  | 3.9647 | 391 | -0.031891 | -12.4692
2452 | LKHB2_G | 2 | North | YES | 0.01014 | 516 | 80 | 516 | 0 | 1.022 | GST | -1 | 0.031891 | 516 | 516 |  |  | 5.2322 | 516 | -0.031891 | -16.4555
2413 | MTCK6_G | 6 | North | YES | 0.010244 | 0 | 30 | 118 |  | 1.022 | GST | -1 | 0.031787 | 118 | 118 |  |  | 1.2088 | 118 | -0.031787 | -3.7508
2414 | MTCK7_G | 7 | North | YES | 0.010244 | 0 | 30 | 115 |  | 1.022 | GST | -1 | 0.031787 | 115 | 115 |  |  | 1.1781 | 115 | -0.031787 | -3.6555
2417 | MTCK8_G | 8 | North | YES | 0.010244 | 444.8 | 60 | 556 | 0 | 1.022 | GSC | -1 | 0.031787 | 556 | 556 |  |  | 5.6957 | 556 | -0.031787 | -17.6733
948 | STEAM1 | 1 | North | YES | 0.010359 | 0 | 12 | 20 |  | 1.02 | GST | -1 | 0.031672 | 20 | 20 |  |  | 0.20718 | 20 | -0.031672 | -0.63343
949 | STEAM2 | 1 | North | YES | 0.010359 | 26 | 8 | 26 | 0 | 0.99 | GST | -1 | 0.031672 | 26 | 26 |  |  | 0.26933 | 26 | -0.031672 | -0.82346
950 | STEAM3 | 1 | North | YES | 0.010359 | 41 | 13 | 42 | 0 | 1.02 | GST | -1 | 0.031672 | 42 | 42 |  |  | 0.43508 | 42 | -0.031672 | -1.3302
1937 | MDLTHELP_5G | 5 | North | YES | 0.01037 | 224 | 74 | 224 | 0 | 1 | CC | -1 | 0.031661 | 224 | 224 |  |  | 2.3229 | 224 | -0.031661 | -7.092
1938 | MDLTHELP_6G | 6 | North | YES | 0.01037 | 226 | 74 | 226 | 0 | 1 | CC | -1 | 0.031661 | 226 | 226 |  |  | 2.3436 | 226 | -0.031661 | -7.1553
1943 | MDLTHELP_3G | 3 | North | YES | 0.01037 | 212 | 74 | 212 | 0 | 1 | CC | -1 | 0.031661 | 212 | 212 |  |  | 2.1984 | 212 | -0.031661 | -6.712
1944 | MDLTHELP_4G | 4 | North | YES | 0.01037 | 211 | 74 | 211 | 0 | 1 | CC | -1 | 0.031661 | 211 | 211 |  |  | 2.1881 | 211 | -0.031661 | -6.6804
837 | NEWMAN_G5 | 1 | North | YES | 0.010373 | 0 | 15 | 40 |  | 1.01 | GST | -1 | 0.031658 | 40 | 40 |  |  | 0.41492 | 40 | -0.031658 | -1.2663
2418 | MTCK2_G | 2 | North | YES | 0.010415 | 0 | 10 | 23 |  | 0.971 | #N/A | -1 | 0.031616 | 23 | 23 |  |  | 0.23955 | 23 | -0.031616 | -0.72716
2419 | MTCK3_G | MB | North | YES | 0.010415 | 0 | 10 | 63 |  | 0.971 | #N/A | -1 | 0.031616 | 63 | 63 |  |  | 0.65614 | 63 | -0.031616 | -1.9918
842 | OLINGER_G1 | 1 | North | YES | 0.010423 | 55.4 | 20 | 79 | 0 | 1.03 | GST | -1 | 0.031608 | 79 | 79 |  |  | 0.82342 | 79 | -0.031608 | -2.497
843 | OLINGER_G2 | 1 | North | YES | 0.010423 | 76.2 | 25 | 110 | 0 | 1.03 | GST | -1 | 0.031608 | 110 | 110 |  |  | 1.1465 | 110 | -0.031608 | -3.4768
844 | OLINGER_G3 | 1 | North | YES | 0.010423 | 103.9 | 45 | 150 | 0 | 1.03 | GST | -1 | 0.031608 | 150 | 150 |  |  | 1.5635 | 150 | -0.031608 | -4.7411
845 | OLINGER_G4 | 1 | North | YES | 0.010423 | 51.9 | 0 | 76 | 0 | 1.03 | GGT | -1 | 0.031608 | 76 | 76 |  |  | 0.79215 | 76 | -0.031608 | -2.4022
1701 | MOSES_1G | 1 | North | YES | 0.010629 | 558 | 175 | 558 | 0 | 1.023 | LIGCO | -1 | 0.031402 | 0 | 558 |  |  | 0 | 0 | -0.031402 | 0
1702 | MOSES_2G | 2 | North | YES | 0.010629 | 579 | 175 | 579 | 0 | 1.023 | LIGCO | -1 | 0.031402 | 0 | 579 |  |  | 0 | 0 | -0.031402 | 0
1703 | MOSES_3G | 3 | North | YES | 0.010629 | 808 | 463 | 808 | 0 | 1.023 | LIGCO | -1 | 0.031402 | 0 | 808 |  |  | 0 | 0 | -0.031402 | 0
5925 | DCEAST | EQ | North | YES | 0.010629 | 400.3 | -600 | 600 | 0 | 1.025 | DCTie | -1 | 0.031402 | 0 | 0 |  |  | 0 | 0 | -0.031402 | 0
1675 | PEC_1G | 1 | North | YES | 0.010714 | 76.7 | 35 | 76.7 | 0 | 1.022 | Cogen | -1 | 0.031317 | 0 | 0 |  |  | 0 | 0 | -0.031317 | 0
1676 | PEC_2G | 2 | North | YES | 0.010714 | 79.6 | 35 | 79.6 | 0 | 1.022 | Cogen | -1 | 0.031317 | 0 | 0 |  |  | 0 | 0 | -0.031317 | 0
1677 | PEC_3G | 3 | North | YES | 0.010714 | 88.4 | 35 | 88.4 | 0 | 1.022 | Cogen | -1 | 0.031317 | 0 | 0 |  |  | 0 | 0 | -0.031317 | 0
1678 | LAMARPWR_1G | 1 | North | YES | 0.010741 | 160 | 67.7 | 160 | 0 | 1.038 | CC | -1 | 0.03129 | 160 | 160 |  |  | 1.7186 | 160 | -0.03129 | -5.0063
1679 | LAMARPWR_2G | 2 | North | YES | 0.010741 | 156 | 67.7 | 156 | 0 | 1.038 | CC | -1 | 0.03129 | 156 | 156 |  |  | 1.6756 | 156 | -0.03129 | -4.8812
1680 | LAMARPWR_3G | 3 | North | YES | 0.010741 | 196 | 129.1 | 196 | 0 | 1.038 | CC | -1 | 0.03129 | 196 | 196 |  |  | 2.1052 | 196 | -0.03129 | -6.1328
1681 | LAMARPWR_4G | 4 | North | YES | 0.010741 | 156 | 67.7 | 156 | 0 | 1.038 | CC | -1 | 0.03129 | 156 | 156 |  |  | 1.6756 | 156 | -0.03129 | -4.8812
1682 | LAMARPWR_5G | 5 | North | YES | 0.010741 | 157 | 67.7 | 157 | 0 | 1.038 | CC | -1 | 0.03129 | 157 | 157 |  |  | 1.6863 | 157 | -0.03129 | -4.9125
1683 | LAMARPWR_6G | 6 | North | YES | 0.010741 | 198 | 129.1 | 198 | 0 | 1.038 | CC | -1 | 0.03129 | 198 | 198 |  |  | 2.1267 | 198 | -0.03129 | -6.1953
1689 | VALLEY_3G | 3 | North | YES | 0.010797 | 0 | 25 | 375 |  | 1.003 | GST | -1 | 0.031234 | 375 | 375 |  |  | 4.0489 | 375 | -0.031234 | -11.7126
11691 | KMICHICT1_G | 1 | North | YES | 0.010797 | 144 | 80 | 144 | 0 | 1.026 | CC | -1 | 0.031234 | 144 | 144 |  |  | 1.5548 | 144 | -0.031234 | -4.4976
11692 | KMICHICT2_G | 2 | North | YES | 0.010797 | 146 | 80 | 146 | 0 | 1.026 | CC | -1 | 0.031234 | 146 | 146 |  |  | 1.5764 | 146 | -0.031234 | -4.5601
11693 | KMICHIST3_G | 3 | North | YES | 0.010797 | 312 | 60 | 312 | 0 | 1.026 | CC | -1 | 0.031234 | 312 | 312 |  |  | 3.3687 | 312 | -0.031234 | -9.7449
11694 | KMICHICT4_G | 4 | North | YES | 0.010797 | 144 | 80 | 144 | 0 | 1.026 | CC | -1 | 0.031234 | 144 | 144 |  |  | 1.5548 | 144 | -0.031234 | -4.4976
11695 | KMICHICT5_G | 5 | North | YES | 0.010797 | 148 | 80 | 148 | 0 | 1.026 | CC | -1 | 0.031234 | 148 | 148 |  |  | 1.598 | 148 | -0.031234 | -4.6226
11696 | KMICHIST6_G | 6 | North | YES | 0.010797 | 310 | 60 | 310 | 0 | 1.026 | CC | -1 | 0.031234 | 310 | 310 |  |  | 3.3471 | 310 | -0.031234 | -9.6824
1687 | VALLEY_1G | 1 | North | YES | 0.010984 | 136 | 15 | 170 | 0 | 1.029 | GST | -1 | 0.031047 | 170 | 170 |  |  | 1.8673 | 170 | -0.031047 | -5.2779
1688 | VALLEY_2G | 2 | North | YES | 0.010984 | 527 | 90 | 527 | 0 | 1.029 | GSC | -1 | 0.031047 | 527 | 527 |  |  | 5.7886 | 527 | -0.031047 | -16.3615
2381 | NTHLK1_G | 1 | North | YES | 0.011085 | 0 | 35 | 156 |  | 1.022 | GST | -1 | 0.030946 | 156 | 156 |  |  | 1.7293 | 156 | -0.030946 | -4.8275
2382 | NTHLK2_G | 2 | North | YES | 0.011085 | 0 | 35 | 181 |  | 1.022 | GST | -1 | 0.030946 | 181 | 181 |  |  | 2.0064 | 181 | -0.030946 | -5.6011
2383 | NTHLK3_G | 3 | North | YES | 0.011085 | 0 | 50 | 329 |  | 1.022 | GST | -1 | 0.030946 | 329 | 329 |  |  | 3.647 | 329 | -0.030946 | -10.1811
6948 | DENISNDM | 2 | North | YES | 0.01112 | 31 | 5 | 40 | 0 | 1.015 | Hydro | -1 | 0.030911 | 0 | 0 |  |  | 0 | 0 | -0.030911 | 0
6948 | DENISNDM | 1 | North | YES | 0.01112 | 40 | 5 | 40 | 0 | 1.015 | Hydro | -1 | 0.030911 | 0 | 0 |  |  | 0 | 0 | -0.030911 | 0
2371 | COLLIN_1G | MB | North | YES | 0.011358 | 0 | 40 | 138 |  | 1.022 | GST | -1 | 0.030673 | 0 | 0 |  |  | 0 | 0 | -0.030673 | 0
1948 | HANDLEY_4G | 4 | North | YES | 0.01192 | 348 | 150 | 435 | 0 | 1.022 | GST | -1 | 0.030111 | 435 | 435 |  |  | 5.1852 | 435 | -0.030111 | -13.0981
366 | JNSNCNTY802 | 1 | North | YES | 0.011922 | 168 | 20 | 168 | 0 | 1.02 | Cogen | -1 | 0.030109 | 0 | 0 |  |  | 0 | 0 | -0.030109 | 0
367 | JNSNCNTY802 | 2 | North | YES | 0.011922 | 90 | 20 | 90 | 0 | 1.02 | Cogen | -1 | 0.030109 | 0 | 0 |  |  | 0 | 0 | -0.030109 | 0
1947 | HANDLEY_3G | 3 | North | YES | 0.012039 | 316 | 100 | 395 | 0 | 1.022 | GST | -1 | 0.029992 | 395 | 395 |  |  | 4.7554 | 395 | -0.029992 | -11.8467
1949 | HANDLEY_5G | 5 | North | YES | 0.012039 | 348 | 150 | 435 | 0 | 1.022 | GST | -1 | 0.029992 | 435 | 435 |  |  | 5.237 | 435 | -0.029992 | -13.0463
1945 | HANDLEY_1G | MB | North | YES | 0.012191 | 0 | 25 | 36 |  | 0.986 | #N/A | -1 | 0.02984 | 36 | 36 |  |  | 0.43888 | 36 | -0.02984 | -1.0742
1946 | HANDLEY_2G | MB | North | YES | 0.012191 | 0 | 30 | 68 |  | 0.986 | #N/A | -1 | 0.02984 | 68 | 68 |  |  | 0.82899 | 68 | -0.02984 | -2.0291
923 | SPENCER_G4 | 1 | North | YES | 0.013484 | 48 | 20 | 61 | 0 | 1.03 | GST | -1 | 0.028547 | 61 | 61 |  |  | 0.82252 | 61 | -0.028547 | -1.7413
924 | SPENCER_G5 | 1 | North | YES | 0.013484 | 52 | 20 | 66 | 0 | 1.03 | GST | -1 | 0.028547 | 66 | 66 |  |  | 0.88994 | 66 | -0.028547 | -1.8841
1892 | DECRDOVA_2G | A | North | YES | 0.013566 | 65 | 65 | 70 | 0 | 1.025 | GGT | -1 | 0.028465 | 70 | 70 |  |  | 0.94962 | 70 | -0.028465 | -1.9925
1893 | DECRDOVA_3G | B | North | YES | 0.013566 | 65 | 65 | 69 | 0 | 1.025 | GGT | -1 | 0.028465 | 69 | 69 |  |  | 0.93605 | 69 | -0.028465 | -1.9641
1894 | DECRDOVA_4G | C | North | YES | 0.013566 | 65 | 65 | 69 | 0 | 1.025 | GGT | -1 | 0.028465 | 69 | 69 |  |  | 0.93605 | 69 | -0.028465 | -1.9641
1895 | DECRDOVA_5G | D | North | YES | 0.013566 | 65 | 65 | 68 | 0 | 1.025 | GGT | -1 | 0.028465 | 68 | 68 |  |  | 0.92249 | 68 | -0.028465 | -1.9356
1861 | EAGLEMNT_1G | MB | North | YES | 0.013815 | 0 | 30 | 112 |  | 1.022 | GST | -1 | 0.028216 | 0 | 0 |  |  | 0 | 0 | -0.028216 | 0
1862 | EAGLEMNT_2G | MB | North | YES | 0.013815 | 0 | 40 | 100 |  | 1.022 | GST | -1 | 0.028216 | 0 | 0 |  |  | 0 | 0 | -0.028216 | 0
1863 | EAGLEMNT_3G | MB | North | YES | 0.013815 | 0 | 50 | 378 |  | 1.022 | GST | -1 | 0.028216 | 0 | 0 |  |  | 0 | 0 | -0.028216 | 0
1889 | DECRDOVA_1G | 1 | North | YES | 0.013955 | 779 | 255 | 779 | 0 | 1.02 | GSC | -1 | 0.028076 | 779 | 779 |  |  | 10.8709 | 779 | -0.028076 | -21.8709
8032 | AMISTADHYD1 | 1 | South | YES | 0.01399 | 33 | 13 | 33 | 0 | 1.0375 | Hydro | -1 | 0.028041 | 0 | 0 |  |  |  |  | -0.028041 | 0
8033 | AMISTADHYD2 | 2 | South | YES | 0.01399 | 25 | 13 | 25 | 0 | 1.0375 | Hydro | -1 | 0.028041 | 0 | 0 |  |  |  |  | -0.028041 | 0
88253 | HAMILTON | F | South | YES | 0.01399 | 0 | 0 | 0 | 0 | 1.04 | BLT | -1 | 0.028041 | 0 | 0 |  |  |  |  | -0.028041 | 0
1877 | WLFHOLW_1G | 1 | North | YES | 0.01429 | 217.3 | 89.2 | 217.3 | 0 | 1.032 | CC | -1 | 0.027741 | 217.3 | 217.3 |  |  | 3.1052 | 217.3 | -0.027741 | -6.028
1878 | WLFHOLW_2G | 2 | North | YES | 0.01429 | 215.7 | 105 | 215.7 | 0 | 1.032 | CC | -1 | 0.027741 | 215.7 | 215.7 |  |  | 3.0824 | 215.7 | -0.027741 | -5.9836
1879 | WLFHOLW_3G | 3 | North | YES | 0.01429 | 272.4 | 89.2 | 272.4 | 0 | 1.032 | CC | -1 | 0.027741 | 272.4 | 272.4 |  |  | 3.8926 | 272.4 | -0.027741 | -7.5565
1898 | COMCHEPK_1G | 1 | North | YES | 0.014718 | 1159 | 1150 | 1159 | 0 | 1.032 | Nuc | -1 | 0.027313 | 0 | 0 |  |  | 0 | 0 | -0.027313 | 0
1899 | COMCHEPK_2G | 2 | North | YES | 0.014718 | 1159 | 1128 | 1159 | 0 | 1.032 | Nuc | -1 | 0.027313 | 0 | 0 |  |  | 0 | 0 | -0.027313 | 0
728 | WOLFRIDGE801 | 1 | North | YES | 0.014809 | 11.2 | 0 | 112.5 | 0 | 0.99 | Wind | -1 | 0.027222 | 0 | 112.5 |  |  | 0 | 0 | -0.027222 | 0
332 | RWMILLER01 | 1 | North | YES | 0.015326 | 58.4 | 18.5 | 73 | 0 | 1.04 | GST | -1 | 0.026705 | 73 | 73 |  |  | 1.1188 | 73 | -0.026705 | -1.9494
333 | RWMILLER02 | 2 | North | YES | 0.015326 | 95.2 | 37 | 119 | 0 | 1.04 | GST | -1 | 0.026705 | 119 | 119 |  |  | 1.8238 | 119 | -0.026705 | -3.1778
334 | RWMILLER03 | 3 | North | YES | 0.015326 | 166.4 | 65 | 208 | 0 | 1.04 | GST | -1 | 0.026705 | 208 | 208 |  |  | 3.1878 | 208 | -0.026705 | -5.5546
335 | RWMILLER04 | 4 | North | YES | 0.015326 | 81.6 | 0 | 102 | 0 | 1.04 | GST | -1 | 0.026705 | 102 | 102 |  |  | 1.5633 | 102 | -0.026705 | -2.7239
336 | RWMILLER05 | 5 | North | YES | 0.015326 | 80.8 | 0 | 101 | 0 | 1.04 | GST | -1 | 0.026705 | 101 | 101 |  |  | 1.5479 | 101 | -0.026705 | -2.6972
580 | JCKCNTY801 | 1 | North | YES | 0.015537 | 288 | 0 | 288 | 0 | 1.022 | CC | -1 | 0.026494 | 288 | 288 |  |  | 4.4747 | 288 | -0.026494 | -7.6302
581 | JCKCNTY802 | 2 | North | YES | 0.015537 | 147 | 0 | 147 | 0 | 1.022 | CC | -1 | 0.026494 | 147 | 147 |  |  | 2.2839 | 147 | -0.026494 | -3.8946
582 | JCKCNTY803 | 3 | North | YES | 0.015537 | 147 | 0 | 147 | 0 | 1.022 | CC | -1 | 0.026494 | 147 | 147 |  |  | 2.2839 | 147 | -0.026494 | -3.8946
503 | NTHTEXAS01 | 1 | North | YES | 0.015661 | 0 | 5 | 18 |  | 1.015 | GST | -1 | 0.02637 | 18 | 18 |  |  | 0.2819 | 18 | -0.02637 | -0.47465
504 | NTHTEXAS02 | 2 | North | YES | 0.015661 | 14.4 | 5 | 18 |  | 1.015 | GST | -1 | 0.02637 | 18 | 18 |  |  | 0.2819 | 18 | -0.02637 | -0.47465
505 | NTHTEXAS03 | 3 | North | YES | 0.015661 | 30.4 | 15 | 38 |  | 1.015 | GST | -1 | 0.02637 | 38 | 38 |  |  | 0.59512 | 38 | -0.02637 | -1.002
1453 | WCPWRCO_1G | 1 | North | YES | 0.017981 | 204 | 50 | 204 | 0 | 1.02 | CC | -1 | 0.02405 | 204 | 204 |  |  | 3.6681 | 204 | -0.02405 | -4.9061
1454 | WCPWRCO_2G | 2 | North | YES | 0.017981 | 204 | 50 | 204 | 0 | 1.02 | CC | -1 | 0.02405 | 204 | 204 |  |  | 3.6681 | 204 | -0.02405 | -4.9061
1455 | WCPWRCO_3G | 3 | North | YES | 0.017981 | 242 | 50 | 242 |  | 1.02 | CC | -1 | 0.02405 | 242 | 242 |  |  | 4.3514 | 242 | -0.02405 | -5.82
1643 | SLSTR1PP_1G | 1 | North | YES | 0.019163 | 6 | 0 | 60 | 0 | 1.022 | Wind | -1 | 0.022868 | 0 | 60 |  |  | 0 | 0 | -0.022868 | 0
344 | MRSSHPRD | 1 | North | YES | 0.019164 | 12 | 0 | 12 |  | 1.03 | Hydro | -1 | 0.022867 | 0 | 0 |  |  | 0 | 0 | -0.022867 | 0
345 | MRSSHPRD01 | 2 | North | YES | 0.019164 | 12 | 0 | 12 |  | 1.03 | Hydro | -1 | 0.022867 | 0 | 0 |  |  | 0 | 0 | -0.022867 | 0
1600 | BARTNWND_1G | 1 | North | YES | 0.019552 | 12 | 0 | 120 | 0 | 1.022 | Wind | -1 | 0.022479 | 0 | 120 |  |  | 0 | 0 | -0.022479 | 0
1432 | GRHAMSES_2G | 2 | North | YES | 0.022806 | 294.9 | 90 | 366 | 0 | 1.014 | GST | -1 | 0.019225 | 366 | 366 |  |  | 8.347 | 366 | -0.019225 | -7.0362
1479 | WFCOGEN_1G | 2 | North | YES | 0.022868 | 16 | 12 | 20 | 0 | 1 | Cogen | -1 | 0.019163 | 0 | 0 |  |  | 0 | 0 | -0.019163 | 0
1479 | WFCOGEN_1G | 1 | North | YES | 0.022868 | 16 | 12 | 20 | 0 | 1 | Cogen | -1 | 0.019163 | 0 | 0 |  |  | 0 | 0 | -0.019163 | 0
1482 | WFCOGEN_2G | 2 | North | YES | 0.022868 | 13.6 | 12 | 17 | 0 | 1 | Cogen | -1 | 0.019163 | 0 | 0 |  |  | 0 | 0 | -0.019163 | 0
1482 | WFCOGEN_2G | 1 | North | YES | 0.022868 | 16 | 12 | 20 | 0 | 1 | Cogen | -1 | 0.019163 | 0 | 0 |  |  | 0 | 0 | -0.019163 | 0
1433 | GRHAMSES_1G | 1 | North | YES | 0.023149 | 242 | 60 | 242 | 0 | 1.038 | GST | -1 | 0.018882 | 242 | 242 |  |  | 5.6021 | 242 | -0.018882 | -4.5693
1442 | COKFIELD_5 | 1 | North | YES | 0.029915 | 16.5 | 0 | 165 |  | 1.029 | Wind | -1 | 0.012116 | 0 | 165 |  |  | 0 | 0 | -0.012116 | 0
1438 | MESQUITW_2G | 1 | North | YES | 0.03216 | 23.6 | 0 | 236 |  | 1.017 | Wind | -1 | 0.0098706 | 0 | 236 |  |  | 0 | 0 | -0.0098706 | 0
1437 | MESQUITW_1G | 1 | North | YES | 0.032171 | 40 | 0 | 400 |  | 1.023 | Wind | -1 | 0.0098596 | 0 | 400 |  |  | 0 | 0 | -0.0098596 | 0
6100 | OKLA7A | EQ | West | YES | 0.028299 | 50 | -220 | 220 | 0 | 1.035 | DCTie | 1 | 0.01838 | 0 | 0 | 0 | 0 |  |  | 0.01838 | 0
6752 | OKLA0A | 1 | West | YES | 0.028299 | 649.7 | 175 | 649.7 | 0 | 1.035 | LIGCO | 1 | 0.01838 | 0 | 649.7 | 18.3859 | 649.7 |  |  | 0.01838 | 11.9417
60052 | WILDHRS11A | 1 | West | YES | 0.033243 | 25.3 | 0 | 126.5 | 0 | 1.005 | #N/A | 1 | 0.023324 | 126.5 | 126.5 | 4.2052 | 126.5 |  |  | 0.023324 | 2.9505
60053 | WILDHRS21A | 1 | West | YES | 0.033243 | 7.8 | 0 | 39 | 0 | 1.025 | #N/A | 1 | 0.023324 | 39 | 39 | 1.2965 | 39 |  |  | 0.023324 | 0.90965
60081 | WHRLWIND1A | 1 | West | YES | 0.03507 | 12 | 0 | 60 | 0 | 1.03 | Wind | 1 | 0.025151 | 0 | 60 | 2.1042 | 60 |  |  | 0.025151 | 1.5091
6144 | MCADOO1A | 1 | West | YES | 0.037866 | 15 | 0 | 150 | 0 | 1.025 | Wind | 1 | 0.027947 | 0 | 150 | 5.6799 | 150 |  |  | 0.027947 | 4.1921
1416 | SWETWATR_1G | 1 | West | YES | 0.038148 | 30 | 18 | 30 | 0 | 1.026 | CC | 1 | 0.028229 | 30 | 30 | 1.1444 | 30 |  |  | 0.028229 | 0.84688
1417 | SWETWATR_2G | 2 | West | YES | 0.038148 | 72 | 36 | 72 | 0 | 1.026 | CC | 1 | 0.028229 | 72 | 72 | 2.7467 | 72 |  |  | 0.028229 | 2.0325
1418 | SWETWATR_3G | 3 | West | YES | 0.038148 | 68 | 36 | 68 | 0 | 1.026 | CC | 1 | 0.028229 | 68 | 68 | 2.5941 | 68 |  |  | 0.028229 | 1.9196
1419 | SWETWATR_4G | 4 | West | YES | 0.038148 | 61 | 36 | 61 | 0 | 1.026 | CC | 1 | 0.028229 | 61 | 61 | 2.327 | 61 |  |  | 0.028229 | 1.722
1343 | TRENTIPP_8 | 1 | West | YES | 0.039227 | 30 | 0 | 150 |  | 1.014 | Wind | 1 | 0.029308 | 0 | 150 | 5.8841 | 150 |  |  | 0.029308 | 4.3962
1354 | AEPWIND_8 | 1 | West | YES | 0.039227 | 20.2 | 0 | 101 |  | 1 | Wind | 1 | 0.029308 | 0 | 101 | 3.9619 | 101 |  |  | 0.029308 | 2.9601
71051 | L_BITTCR1_1N | W1 | West | YES | 0.039394 | 7.5 | 0 | 37.5 |  | 1.02 | Wind | 1 | 0.029475 | 0 | 37.5 | 1.4773 | 37.5 |  |  | 0.029475 | 1.1053
71054 | L_SWEETW1_1N | W1 | West | YES | 0.039394 | 21.5 | 0 | 107.5 |  | 1.02 | Wind | 1 | 0.029475 | 0 | 107.5 | 4.2349 | 107.5 |  |  | 0.029475 | 3.1686
71057 | L_SWEETW1_2N | W1 | West | YES | 0.039394 | 27 | 0 | 135 |  | 1.02 | Wind | 1 | 0.029475 | 0 | 135 | 5.3182 | 135 |  |  | 0.029475 | 3.9792
71059 | L_SWEETW1_3N | W1 | West | YES | 0.039394 | 23.8 | 0 | 119 | 0 | 1.02 | Wind | 1 | 0.029475 | 0 | 119 | 4.6879 | 119 |  |  | 0.029475 | 3.5076
71060 | L_SWEETW1_4N | W1 | West | YES | 0.039394 | 21 | 0 | 105 | 0 | 1.02 | Wind | 1 | 0.029475 | 0 | 105 | 4.1364 | 105 |  |  | 0.029475 | 3.0949
60057 | CALLAHAN1A | 1 | West | YES | 0.040164 | 22.8 | 0 | 114 | 0 | 1.04 | Wind | 1 | 0.030245 | 0 | 114 | 4.5787 | 114 |  |  | 0.030245 | 3.448
36998 | RDCNYNG1 | 1 | West | YES | 0.040352 | 16.8 | 0 | 84 |  | 1.01 | Wind | 1 | 0.030433 | 0 | 84 | 3.3896 | 84 |  |  | 0.030433 | 2.5564
1061 | CIELOGEN_1G | 1 | West | YES | 0.040919 | 19.8 | 0 | 99 |  | 1 | Wind | 1 | 0.031 | 0 | 99 | 4.051 | 99 |  |  | 0.031 | 3.069
1062 | CIELOGEN_2G | 1 | West | YES | 0.040919 | 12.2 | 0 | 61 |  | 1 | Wind | 1 | 0.031 | 0 | 61 | 2.4961 | 61 |  |  | 0.031 | 1.891
1069 | KINDERMG_1G | 1 | West | YES | 0.040919 | 25 | 5 | 25 | 0 | 1.017 | Cogen | 1 | 0.031 | 0 | 0 | 0 | 0 |  |  | 0.031 | 0
1070 | KINDERMG_2G | 1 | West | YES | 0.040919 | 45.7 | 12 | 45.7 | 0 | 1.017 | Cogen | 1 | 0.031 | 0 | 0 | 0 | 0 |  |  | 0.031 | 0
1071 | KINDERMG_3G | 1 | West | YES | 0.040919 | 45.7 | 12 | 45.7 | 0 | 1.017 | Cogen | 1 | 0.031 | 0 | 0 | 0 | 0 |  |  | 0.031 | 0
1068 | SCURRYCW_1G | 1 | West | YES | 0.04094 | 28.2 | 1.3 | 141 |  | 1.01 | Wind | 1 | 0.031021 | 0 | 141 | 5.7725 | 141 |  |  | 0.031021 | 4.374
1073 | SCURRYCW_2G | 2 | West | YES | 0.04094 | 24 | 0 | 120 | 0 | 1.017 | Wind | 1 | 0.031021 | 0 | 120 | 4.9128 | 120 |  |  | 0.031021 | 3.7226
6637 | SNYDERW1A | 1 | West | YES | 0.041131 | 12.6 | 0 | 63 | 0 | 1.025 | Wind | 1 | 0.031212 | 0 | 63 | 2.5913 | 63 |  |  | 0.031212 | 1.9664
1301 | BULLCREK_8 | 1 | West | YES | 0.041393 | 36 | 0 | 180 | 0 | 1.017 | #N/A | 1 | 0.031474 | 180 | 180 | 7.4507 | 180 |  |  | 0.031474 | 5.6654
1037 | MORGAN5G_5G | 5 | West | YES | 0.041713 | 109.6 | 40 | 137 | 0 | 1.029 | GST | 1 | 0.031794 | 137 | 137 | 5.7147 | 137 |  |  | 0.031794 | 4.3558
1039 | MRGNAG_1G | A | West | YES | 0.041713 | 69 | 69 | 69 | 0 | 1.029 | GGT | 1 | 0.031794 | 69 | 69 | 2.8782 | 69 |  |  | 0.031794 | 2.1938
1040 | MRGNBG_2G | B | West | YES | 0.041713 | 70 | 70 | 71 | 0 | 1.029 | GGT | 1 | 0.031794 | 71 | 71 | 2.9616 | 71 |  |  | 0.031794 | 2.2574
1041 | MRGNCG_3G | C | West | YES | 0.041713 | 69 | 69 | 70 | 0 | 1.029 | GGT | 1 | 0.031794 | 70 | 70 | 2.9199 | 70 |  |  | 0.031794 | 2.2256
1042 | MRGNDG_4G | D | West | YES | 0.041713 | 68 | 68 | 68 | 0 | 1.029 | GGT | 1 | 0.031794 | 68 | 68 | 2.8365 | 68 |  |  | 0.031794 | 2.162
1043 | MRGNEG_5G | E | West | YES | 0.041713 | 68 | 68 | 70 | 0 | 1.029 | GGT | 1 | 0.031794 | 70 | 70 | 2.9199 | 70 |  |  | 0.031794 | 2.2256
1044 | MRGNFG_6G | F | West | YES | 0.041713 | 66 | 66 | 66 | 0 | 1.029 | GGT | 1 | 0.031794 | 66 | 66 | 2.7531 | 66 |  |  | 0.031794 | 2.0984
1302 | COYOTEWG_8 | 1 | West | YES | 0.041769 | 45 | 0 | 225 |  | 1.01 | #N/A | 1 | 0.03185 | 225 | 225 | 9.398 | 225 |  |  | 0.03185 | 7.1663
1049 | ROSCOEWI_5 | 1 | West | YES | 0.041993 | 41.8 | 0 | 209 |  | 1.01 | #N/A | 1 | 0.032074 | 209 | 209 | 8.7765 | 209 |  |  | 0.032074 | 6.7035
1057 | ROSCOEWI_5 | 2 | West | YES | 0.041993 | 25.3 | 0 | 126.5 |  | 1.01 | #N/A | 1 | 0.032074 | 126.5 | 126.5 | 5.3121 | 126.5 |  |  | 0.032074 | 4.0574
1060 | ROSCOEWI_5 | 3 | West | YES | 0.041993 | 39.4 | 0 | 197 | 0 | 1.01 | #N/A | 1 | 0.032074 | 197 | 197 | 8.2726 | 197 |  |  | 0.032074 | 6.3186
1072 | ROSCOEWI_5 | 4 | West | YES | 0.041993 | 63.6 | 0 | 318 | 0 | 1.01 | #N/A | 1 | 0.032074 | 318 | 318 | 13.3538 | 318 |  |  | 0.032074 | 10.1996
60058 | BUFF_GAP1A | 1 | West | YES | 0.042146 | 24 | 0 | 120 |  | 1 | Wind | 1 | 0.032227 | 0 | 120 | 5.0575 | 120 |  |  | 0.032227 | 3.8673
60060 | CIRELLO | 1 | West | YES | 0.042146 | 46.6 | 0 | 233 | 0 | 1 | Wind | 1 | 0.032227 | 0 | 233 | 9.82 | 233 |  |  | 0.032227 | 7.509
60063 | BUFF_GAP1B | 1 | West | YES | 0.042146 | 34 | 0 | 170.2 | 0 | 1.02 | Wind | 1 | 0.032227 | 0 | 170.2 | 7.1732 | 170.2 |  |  | 0.032227 | 5.4851
60066 | H_HOLLOW1A | 1 | West | YES | 0.042146 | 44.4 | 0 | 222 | 0 | 1.005 | Wind | 1 | 0.032227 | 0 | 222 | 9.3564 | 222 |  |  | 0.032227 | 7.1545
60068 | HHOLLOW21A | 1 | West | YES | 0.042146 | 36.8 | 0 | 184 | 0 | 1.025 | Wind | 1 | 0.032227 | 0 | 184 | 7.7549 | 184 |  |  | 0.032227 | 5.9298
60070 | HHOLLOW31A | 1 | West | YES | 0.042146 | 44.8 | 0 | 224 | 0 | 1.025 | Wind | 1 | 0.032227 | 0 | 224 | 9.4407 | 224 |  |  | 0.032227 | 7.2189
60072 | HHOLLOW41A | 1 | West | YES | 0.042146 | 23 | 0 | 115 | 0 | 1.025 | Wind | 1 | 0.032227 | 0 | 115 | 4.8468 | 115 |  |  | 0.032227 | 3.7061
1058 | LONGSHORE_5 | 1 | West | YES | 0.04221 | 30 | 0 | 150 |  | 1.01 | Wind | 1 | 0.032291 | 0 | 150 | 6.3315 | 150 |  |  | 0.032291 | 4.8437
1058 | LONGSHORE_5 | 2 | West | YES | 0.04221 | 44 | 0 | 220 |  | 1.01 | Wind | 1 | 0.032291 | 0 | 220 | 9.2862 | 220 |  |  | 0.032291 | 7.1041
1058 | LONGSHORE_5 | 3 | West | YES | 0.04221 | 23.4 | 0 | 117 |  | 1.01 | Wind | 1 | 0.032291 | 0 | 117 | 4.9386 | 117 |  |  | 0.032291 | 3.7781
1360 | GUNSIGHT_8 | 1 | West | YES | 0.042276 | 24 | 0 | 120 | 0 | 1.01 | Wind | 1 | 0.032357 | 0 | 120 | 5.0731 | 120 |  |  | 0.032357 | 3.8829
1170 | AIRLAMESA_1G | 1 | West | YES | 0.042294 | 0 | 0 | 180 |  | 1 | #N/A | 1 | 0.032375 | 180 | 180 | 7.6129 | 180 |  |  | 0.032375 | 5.8276
1327 | WILDHRSE_1G | 1 | West | YES | 0.042349 | 24 | 0 | 120 |  | 1 | Wind | 1 | 0.03243 | 0 | 120 | 5.0819 | 120 |  |  | 0.03243 | 3.8916
1045 | CALENG1G_1G | 1 | West | YES | 0.042362 | 73.4 | 27 | 73.4 | 0 | 1.014 | Cogen | 1 | 0.032443 | 0 | 0 | 0 | 0 |  |  | 0.032443 | 0
1046 | CALENG2G_2G | 2 | West | YES | 0.042362 | 73.4 | 27 | 73.4 | 0 | 1.014 | Cogen | 1 | 0.032443 | 0 | 0 | 0 | 0 |  |  | 0.032443 | 0
1047 | CALENG3G_3G | 3 | West | YES | 0.042362 | 70.4 | 27 | 70.4 | 0 | 1.014 | Cogen | 1 | 0.032443 | 0 | 0 | 0 | 0 |  |  | 0.032443 | 0
1333 | MCDDONAL_8 | 1 | West | YES | 0.042709 | 42.8 | 0 | 214.2 |  | 1.01 | Wind | 1 | 0.03279 | 0 | 214.2 | 9.1483 | 214.2 |  |  | 0.03279 | 7.0237
1328 | OCOTILLO_1G | 1 | West | YES | 0.042871 | 11.6 | 0 | 58 |  | 1.01 | Wind | 1 | 0.032952 | 0 | 58 | 2.4865 | 58 |  |  | 0.032952 | 1.9112
1326 | STANTONW_8 | 1 | West | YES | 0.042964 | 20.1 | 0 | 100.5 |  | 1.01 | Wind | 1 | 0.033045 | 0 | 100.5 | 4.3179 | 100.5 |  |  | 0.033045 | 3.3211
11001 | NAV1CT | 1 | West | YES | 0.043014 | 70.4 | 18 | 70.4 | 0 | 1.029 | CC | 1 | 0.033095 | 70.4 | 70.4 | 3.0282 | 70.4 |  |  | 0.033095 | 2.3299
11009 | NAV2CT | 1 | West | YES | 0.043014 | 71.4 | 18 | 71.4 | 0 | 1.029 | CC | 1 | 0.033095 | 71.4 | 71.4 | 3.0712 | 71.4 |  |  | 0.033095 | 2.363
11011 | NAV3ST | 1 | West | YES | 0.043014 | 92.8 | 40 | 92.8 | 0 | 1.029 | CC | 1 | 0.033095 | 92.8 | 92.8 | 3.9917 | 92.8 |  |  | 0.033095 | 3.0712
11012 | NAV4CT | 1 | West | YES | 0.043014 | 80 | 18 | 80 | 0 | 1.029 | CC | 1 | 0.033095 | 80 | 80 | 3.4411 | 80 |  |  | 0.033095 | 2.6476
11013 | NAV5CT | 1 | West | YES | 0.043014 | 80 | 18 | 80 | 0 | 1.029 | CC | 1 | 0.033095 | 80 | 80 | 3.4411 | 80 |  |  | 0.033095 | 2.6476
11014 | NAV6ST | 1 | West | YES | 0.043014 | 115 | 40 | 115 | 0 | 1.029 | CC | 1 | 0.033095 | 115 | 115 | 4.9466 | 115 |  |  | 0.033095 | 3.806
11020 | TIEHVSG_1G | 1 | West | YES | 0.043024 | 208.2 | 63 | 208.2 | 0 | 1.012 | CC | 1 | 0.033105 | 208.2 | 208.2 | 8.9576 | 208.2 |  |  | 0.033105 | 6.8925
11021 | TIEHVCG_1G | 1 | West | YES | 0.043024 | 142.1 | 103 | 142.1 | 0 | 1.012 | CC | 1 | 0.033105 | 142.1 | 142.1 | 6.1137 | 142.1 |  |  | 0.033105 | 4.7043
11022 | TIEHVCG_2G | 1 | West | YES | 0.043024 | 132.4 | 103 | 132.4 | 0 | 1.012 | CC | 1 | 0.033105 | 132.4 | 132.4 | 5.6964 | 132.4 |  |  | 0.033105 | 4.3831
11023 | TIEHVCG_3G | 1 | West | YES | 0.043024 | 137.4 | 103 | 137.4 | 0 | 1.012 | CC | 1 | 0.033105 | 137.4 | 137.4 | 5.9115 | 137.4 |  |  | 0.033105 | 4.5487
11024 | TIEHVCG_4G | 1 | West | YES | 0.043024 | 147 | 103 | 147 | 0 | 1.012 | CC | 1 | 0.033105 | 147 | 147 | 6.3245 | 147 |  |  | 0.033105 | 4.8665
11025 | TIEHVSG_2G | 1 | West | YES | 0.043024 | 213.2 | 63 | 213.2 | 0 | 1.012 | CC | 1 | 0.033105 | 213.2 | 213.2 | 9.1727 | 213.2 |  |  | 0.033105 | 7.058
1320 | BSP 1 | 1 | West | YES | 0.043324 | 25.5 | 2.9 | 25.8 | 0 | 1 | Cogen | 1 | 0.033405 | 0 | 0 | 0 | 0 |  |  | 0.033405 | 0
1146 | NOTREES_1G | 1 | West | YES | 0.043598 | 29.8 | 0 | 149 | 0 | 1.017 | #N/A | 1 | 0.033679 | 149 | 149 | 6.4961 | 149 |  |  | 0.033679 | 5.0182
7038 | L_DELAWA1_1Y | 1 | West | YES | 0.04373 | 3.5 | 0 | 35 | 0 | 1 | Wind | 1 | 0.033811 | 0 | 35 | 1.5306 | 35 |  |  | 0.033811 | 1.1834
7038 | L_DELAWA1_1Y | 2 | West | YES | 0.04373 | 3 | 0 | 30 | 0 | 1 | Wind | 1 | 0.033811 | 0 | 30 | 1.3119 | 30 |  |  | 0.033811 | 1.0143
1002 | PBCTAGE_1G | A | West | YES | 0.043797 | 64 | 64 | 66 | 0 | 1.036 | GGT | 1 | 0.033878 | 66 | 66 | 2.8906 | 66 |  |  | 0.033878 | 2.236
1003 | PBCTBGE_2G | B | West | YES | 0.043797 | 65 | 65 | 66 | 0 | 1.036 | GGT | 1 | 0.033878 | 66 | 66 | 2.8906 | 66 |  |  | 0.033878 | 2.236
1004 | PBCTCGE_3G | C | West | YES | 0.043797 | 62 | 62 | 67 | 0 | 1.036 | GGT | 1 | 0.033878 | 67 | 67 | 2.9344 | 67 |  |  | 0.033878 | 2.2698
1005 | PBCTDGE_4G | D | West | YES | 0.043797 | 65 | 65 | 68 | 0 | 1.036 | GGT | 1 | 0.033878 | 68 | 68 | 2.9782 | 68 |  |  | 0.033878 | 2.3037
1006 | PBCTEGE_5G | E | West | YES | 0.043797 | 65 | 65 | 67 | 0 | 1.036 | GGT | 1 | 0.033878 | 67 | 67 | 2.9344 | 67 |  |  | 0.033878 | 2.2698
1007 | PB5GEN_6G | 5 | West | YES | 0.043797 | 91.2 | 40 | 114 | 0 | 1.036 | GST | 1 | 0.033878 | 114 | 114 | 4.9929 | 114 |  |  | 0.033878 | 3.8621
1008 | PB6GEN_7G | 6 | West | YES | 0.043797 | 515 | 130 | 515 | 0 | 1.036 | GST | 1 | 0.033878 | 515 | 515 | 22.5555 | 515 |  |  | 0.033878 | 17.4473
6407 | TURKTRAK1A | 1 | West | YES | 0.043826 | 33.9 | 0 | 169.5 | 0 | 1.025 | Wind | 1 | 0.033907 | 0 | 169.5 | 7.4285 | 169.5 |  |  | 0.033907 | 5.7473
1349 | WESTXWIN_1G | 1 | West | YES | 0.045853 | 1.3 | 0 | 6.6 |  | 1.014 | Wind | 1 | 0.035934 | 0 | 6.6 | 0.30263 | 6.6 |  |  | 0.035934 | 0.23717
1350 | NWPWRG1_1G | 1 | West | YES | 0.045853 | 6.9 | 1 | 34.3 |  | 1.014 | Wind | 1 | 0.035934 | 0 | 34.3 | 1.5728 | 34.3 |  |  | 0.035934 | 1.2325
76031 | L_GASCCR1_1N | W1 | West | YES | 0.046856 | 30 | 0 | 150 | 0 | 1.02 | Wind | 1 | 0.036937 | 0 | 150 | 7.0284 | 150 |  |  | 0.036937 | 5.5406
76091 | L_DIVIDE1_1N | W1 | West | YES | 0.047804 | 110 | 0 | 550 |  | 1.02 | Wind | 1 | 0.037885 | 0 | 550 | 26.2922 | 550 |  |  | 0.037885 | 20.8369
60007 | KING_SW1A | 1 | West | YES | 0.049214 | 20 | 0 | 80 |  | 1.03 | Wind | 1 | 0.039295 | 0 | 80 | 3.9371 | 80 |  |  | 0.039295 | 3.1436
60019 | KING_NW1A | 1 | West | YES | 0.049214 | 20 | 0 | 80 |  | 1.03 | Wind | 1 | 0.039295 | 0 | 80 | 3.9371 | 80 |  |  | 0.039295 | 3.1436
60201 | RIO DRCS | F | West | YES | 0.049547 | 0 | 0 | 0 | 0 | 1.025 | AVR | 1 | 0.039628 | 0 | 0 | 0 | 0 |  |  | 0.039628 | 0
60016 | WOODWRD11A | 1 | West | YES | 0.049586 | 20 | 0 | 80 |  | 1.033 | Wind | 1 | 0.039667 | 0 | 80 | 3.9669 | 80 |  |  | 0.039667 | 3.1734
38332 | TNWDWRDU2_8 | 1 | West | YES | 0.049598 | 20 | 0 | 80 | 0 | 1.0232 | Wind | 1 | 0.039679 | 0 | 80 | 3.9678 | 80 |  |  | 0.039679 | 3.1743
38437 | TNSRBNMESA9 | 1 | West | YES | 0.049636 | 37.5 | 0 | 150 |  | 1.02 | Wind | 1 | 0.039717 | 0 | 150 | 7.4454 | 150 |  |  | 0.039717 | 5.9576
6016 | SWMESA | 1 | West | YES | 0.049932 | 18.8 | 0 | 75 |  | 1.03 | Wind | 1 | 0.040013 | 0 | 75 | 3.7449 | 75 |  |  | 0.040013 | 3.001
60003 | KING_NE1A | 1 | West | YES | 0.049932 | 20 | 0 | 80 |  | 1.03 | Wind | 1 | 0.040013 | 0 | 80 | 3.9946 | 80 |  |  | 0.040013 | 3.2011
60005 | KING_SE1A | 1 | West | YES | 0.049932 | 10 | 0 | 40 |  | 1.035 | Wind | 1 | 0.040013 | 0 | 40 | 1.9973 | 40 |  |  | 0.040013 | 1.6005
60000 | DSKY2 | 1 | West | YES | 0.050333 | 19.1 | 0 | 76.5 |  | 1.039 | Wind | 1 | 0.040414 | 0 | 76.5 | 3.8505 | 76.5 |  |  | 0.040414 | 3.0917
60017 | ORNNWP1 | 1 | West | YES | 0.050476 | 20 | 0 | 80 |  | 1.027 | Wind | 1 | 0.040557 | 0 | 80 | 4.0381 | 80 |  |  | 0.040557 | 3.2446
60018 | DSKY1 | 1 | West | YES | 0.050755 | 21 | 0 | 84 | 0 | 1.023 | Wind | 1 | 0.040836 | 0 | 84 | 4.2634 | 84 |  |  | 0.040836 | 3.4302
60202 | FRNDDRCS | F | West | YES | 0.057148 | 0 | 0 | 0 | 0 | 0.9985 | AVR | 1 | 0.047229 | 0 | 0 | 0 | 0 |  |  | 0.047229 | 0
Note on AL4: Zonal Cap - Zonal Impact

## Distributed Slack - Bound Gen
Number of Bus | Name of Bus | ID | Area Name of Gen | AGC | P Sensitivity of Bus | Gen MW | Min MW | Max MW | V Sensitivity of Bus | Set Volt | Tech Type | Zone Impact | Zone Correlation | Inc Max | Dec Max | Souce S.F. Weighting | Souce Capacity | Sink S.F. Weighting | Sink Capacity | PTDF Calc | PTDF Weighting | max of zone correlation | 0.0099629 |  |  | Neg PTDF weight | Pos PTDF weight
1437 | MESQUITW_1G | 1 | North | YES | 0.032831 | 40 | 0 | 400 | 0 | 1.023 | Wind | -1 | 0.0099629 | 0 | 400 |  |  | 0 | 0 | -0.0099629 | 0 |  |  |  |  | 0 | 0
1438 | MESQUITW_2G | 1 | North | YES | 0.03282 | 23.6 | 0 | 236 |  | 1.017 | Wind | -1 | 0.0099739 | 0 | 236 |  |  | 0 | 0 | -0.0099739 | 0 |  |  |  |  | 0 | 0
1442 | COKFIELD_5 | 1 | North | YES | 0.030555 | 16.5 | 0 | 165 |  | 1.029 | Wind | -1 | 0.012239 | 0 | 165 |  |  | 0 | 0 | -0.012239 | 0 |  |  |  |  | 0 | 0
6100 | OKLA7A | EQ | West | YES | 0.02896 | 50 | -220 | 220 | 0 | 1.035 | DCTie | 1 | 0.018643 | 0 | 0 | 0 | 0 |  |  | 0.018643 | 0 |  |  | Weighted Shift Factors |  | 0 | 0
6752 | OKLA0A | 1 | West | YES | 0.02896 | 649.7 | 175 | 649.7 | 0 | 1.035 | LIGCO | 1 | 0.018643 | 0 | 649.7 | 18.8153 | 649.7 |  |  | 0.018643 | 12.1126 |  |  | West | 0.042794 | 0 | 0
1433 | GRHAMSES_1G | 1 | North | YES | 0.023826 | 242 | 60 | 242 | 0 | 1.038 | GST | -1 | 0.018968 | 242 | 242 |  |  | 5.7659 | 242 | -0.018968 | -4.5902 |  |  | North | 0.010317 | 0 | 0
1479 | WFCOGEN_1G | 1 | North | YES | 0.023478 | 16 | 12 | 20 | 0 | 1 | Cogen | -1 | 0.019316 | 0 | 0 |  |  | 0 | 0 | -0.019316 | 0 |  |  |  |  | 0 | 0
1479 | WFCOGEN_1G | 2 | North | YES | 0.023478 | 16 | 12 | 20 | 0 | 1 | Cogen | -1 | 0.019316 | 0 | 0 |  |  | 0 | 0 | -0.019316 | 0 | North |  |  |  | 0 | 0
1482 | WFCOGEN_2G | 2 | North | YES | 0.023478 | 13.6 | 12 | 17 | 0 | 1 | Cogen | -1 | 0.019316 | 0 | 0 |  |  | 0 | 0 | -0.019316 | 0 | Line Rating |  | 100 |  | 0 | 0
1482 | WFCOGEN_2G | 1 | North | YES | 0.023478 | 16 | 12 | 20 | 0 | 1 | Cogen | -1 | 0.019316 | 0 | 0 |  |  | 0 | 0 | -0.019316 | 0 | Impact Counter to Zone: |  | 0 |  | 0 | 0
1432 | GRHAMSES_2G | 2 | North | YES | 0.023383 | 294.9 | 90 | 366 | 0 | 1.014 | GST | -1 | 0.019411 | 366 | 366 |  |  | 8.5582 | 366 | -0.019411 | -7.1044 |  |  | 0% |  | 0 | 0
1643 | SLSTR1PP_1G | 1 | North | YES | 0.020191 | 6 | 0 | 60 | 0 | 1.022 | Wind | -1 | 0.022603 | 0 | 60 |  |  | 0 | 0 | -0.022603 | 0 |  |  |  |  | 0 | 0
1600 | BARTNWND_1G | 1 | North | YES | 0.020035 | 12 | 0 | 120 | 0 | 1.022 | Wind | -1 | 0.022759 | 0 | 120 |  |  | 0 | 0 | -0.022759 | 0 | West |  |  |  | 0 | 0
344 | MRSSHPRD | 1 | North | YES | 0.019925 | 0 | 0 | 12 |  | 1.03 | Hydro | -1 | 0.022869 | 0 | 0 |  |  | 0 | 0 | -0.022869 | 0 | Line Rating |  | 100 |  | 0 | 0
345 | MRSSHPRD01 | 2 | North | YES | 0.019925 | 0 | 0 | 12 |  | 1.03 | Hydro | -1 | 0.022869 | 0 | 0 |  |  | 0 | 0 | -0.022869 | 0 | Impact Counter to Zone: |  | 0 |  | 0 | 0
1455 | WCPWRCO_3G | 3 | North | YES | 0.018491 | 242 | 50 | 242 |  | 1.02 | CC | -1 | 0.024303 | 242 | 242 |  |  | 4.4748 | 242 | -0.024303 | -5.8813 |  |  | 0% |  | 0 | 0
1453 | WCPWRCO_1G | 1 | North | YES | 0.018491 | 204 | 50 | 204 | 0 | 1.02 | CC | -1 | 0.024303 | 204 | 204 |  |  | 3.7722 | 204 | -0.024303 | -4.9578 |  |  |  |  | 0 | 0
1454 | WCPWRCO_2G | 2 | North | YES | 0.018491 | 204 | 50 | 204 | 0 | 1.02 | CC | -1 | 0.024303 | 204 | 204 |  |  | 3.7722 | 204 | -0.024303 | -4.9578 |  |  |  |  | 0 | 0
60081 | WHRLWIND1A | 1 | West | YES | 0.035985 | 12 | 0 | 60 | 0 | 1.03 | Wind | 1 | 0.025668 | 0 | 60 | 2.1591 | 60 |  |  | 0.025668 | 1.5401 |  |  |  |  | 0 | 0
334 | RWMILLER03 | 3 | North | YES | 0.016529 | 166.4 | 65 | 208 | 0 | 1.04 | GST | -1 | 0.026265 | 208 | 208 |  |  | 3.438 | 208 | -0.026265 | -5.4631 |  |  |  |  | 0 | 0
333 | RWMILLER02 | 2 | North | YES | 0.016529 | 95.2 | 37 | 119 | 0 | 1.04 | GST | -1 | 0.026265 | 119 | 119 |  |  | 1.967 | 119 | -0.026265 | -3.1255 |  |  |  |  | 0 | 0
335 | RWMILLER04 | 4 | North | YES | 0.016529 | 81.6 | 0 | 102 | 0 | 1.04 | GST | -1 | 0.026265 | 102 | 102 |  |  | 1.686 | 102 | -0.026265 | -2.679 |  |  |  |  | 0 | 0
336 | RWMILLER05 | 5 | North | YES | 0.016529 | 80.8 | 0 | 101 | 0 | 1.04 | GST | -1 | 0.026265 | 101 | 101 |  |  | 1.6694 | 101 | -0.026265 | -2.6528 |  |  |  |  | 0 | 0
332 | RWMILLER01 | 1 | North | YES | 0.016529 | 58.4 | 18.5 | 73 | 0 | 1.04 | GST | -1 | 0.026265 | 73 | 73 |  |  | 1.2066 | 73 | -0.026265 | -1.9173 |  |  |  |  | 0 | 0
580 | JCKCNTY801 | 1 | North | YES | 0.016149 | 288 | 0 | 288 | 0 | 1.022 | CC | -1 | 0.026645 | 288 | 288 |  |  | 4.6509 | 288 | -0.026645 | -7.6737 |  |  |  |  | 0 | 0
581 | JCKCNTY802 | 2 | North | YES | 0.016149 | 147 | 0 | 147 | 0 | 1.022 | CC | -1 | 0.026645 | 147 | 147 |  |  | 2.3739 | 147 | -0.026645 | -3.9168 |  |  |  |  | 0 | 0
582 | JCKCNTY803 | 3 | North | YES | 0.016149 | 147 | 0 | 147 | 0 | 1.022 | CC | -1 | 0.026645 | 147 | 147 |  |  | 2.3739 | 147 | -0.026645 | -3.9168 |  |  |  |  | 0 | 0
505 | NTHTEXAS03 | 3 | North | YES | 0.01613 | 30.4 | 15 | 38 |  | 1.015 | GST | -1 | 0.026664 | 38 | 38 |  |  | 0.61294 | 38 | -0.026664 | -1.0132 |  |  |  |  | 0 | 0
503 | NTHTEXAS01 | 1 | North | YES | 0.01613 | 0 | 5 | 18 |  | 1.015 | GST | -1 | 0.026664 | 18 | 18 |  |  | 0.29034 | 18 | -0.026664 | -0.47995 |  |  |  |  | 0 | 0
504 | NTHTEXAS02 | 2 | North | YES | 0.01613 | 14.4 | 5 | 18 |  | 1.015 | GST | -1 | 0.026664 | 18 | 18 |  |  | 0.29034 | 18 | -0.026664 | -0.47995 |  |  |  |  | 0 | 0
728 | WOLFRIDGE801 | 1 | North | YES | 0.015235 | 11.2 | 0 | 112.5 | 0 | 0.99 | Wind | -1 | 0.027559 | 0 | 112.5 |  |  | 0 | 0 | -0.027559 | 0 |  |  |  |  | 0 | 0
1898 | COMCHEPK_1G | 1 | North | YES | 0.015203 | 1217 | 1150 | 1217 | 0 | 1.032 | Nuc | -1 | 0.027591 | 0 | 0 |  |  | 0 | 0 | -0.027591 | 0 |  |  |  |  | 0 | 0
1899 | COMCHEPK_2G | 2 | North | YES | 0.015203 | 1159 | 1128 | 1159 | 0 | 1.032 | Nuc | -1 | 0.027591 | 0 | 0 |  |  | 0 | 0 | -0.027591 | 0 |  |  |  |  | 0 | 0
1879 | WLFHOLW_3G | 3 | North | YES | 0.014767 | 272.4 | 89.2 | 272.4 | 0 | 1.032 | CC | -1 | 0.028027 | 272.4 | 272.4 |  |  | 4.0225 | 272.4 | -0.028027 | -7.6345 |  |  |  |  | 0 | 0
1877 | WLFHOLW_1G | 1 | North | YES | 0.014767 | 217.3 | 89.2 | 217.3 | 0 | 1.032 | CC | -1 | 0.028027 | 217.3 | 217.3 |  |  | 3.2089 | 217.3 | -0.028027 | -6.0903 |  |  |  |  | 0 | 0
1878 | WLFHOLW_2G | 2 | North | YES | 0.014767 | 215.7 | 105 | 215.7 | 0 | 1.032 | CC | -1 | 0.028027 | 215.7 | 215.7 |  |  | 3.1852 | 215.7 | -0.028027 | -6.0454 |  |  |  |  | 0 | 0
6407 | TURKTRAK1A | 1 | West | YES | 0.038392 | 33.9 | 0 | 169.5 | 0 | 1.025 | Wind | 1 | 0.028075 | 0 | 169.5 | 6.5074 | 169.5 |  |  | 0.028075 | 4.7588 |  |  |  |  | 0 | 0
1889 | DECRDOVA_1G | 1 | North | YES | 0.014428 | 779 | 255 | 779 | 0 | 1.02 | GSC | -1 | 0.028366 | 779 | 779 |  |  | 11.2394 | 779 | -0.028366 | -22.0971 |  |  |  |  | 0 | 0
6144 | MCADOO1A | 1 | West | YES | 0.038767 | 15 | 0 | 150 | 0 | 1.025 | Wind | 1 | 0.02845 | 0 | 150 | 5.8151 | 150 |  |  | 0.02845 | 4.2676 |  |  |  |  | 0 | 0
1416 | SWETWATR_1G | 1 | West | YES | 0.038821 | 30 | 18 | 30 | 0 | 1.026 | CC | 1 | 0.028504 | 30 | 30 | 1.1646 | 30 |  |  | 0.028504 | 0.85513 |  |  |  |  | 0 | 0
1419 | SWETWATR_4G | 4 | West | YES | 0.038821 | 61 | 36 | 61 | 0 | 1.026 | CC | 1 | 0.028504 | 61 | 61 | 2.3681 | 61 |  |  | 0.028504 | 1.7388 |  |  |  |  | 0 | 0
1418 | SWETWATR_3G | 3 | West | YES | 0.038821 | 68 | 36 | 68 | 0 | 1.026 | CC | 1 | 0.028504 | 68 | 68 | 2.6398 | 68 |  |  | 0.028504 | 1.9383 |  |  |  |  | 0 | 0
1417 | SWETWATR_2G | 2 | West | YES | 0.038821 | 72 | 36 | 72 | 0 | 1.026 | CC | 1 | 0.028504 | 72 | 72 | 2.7951 | 72 |  |  | 0.028504 | 2.0523 |  |  |  |  | 0 | 0
1861 | EAGLEMNT_1G | MB | North | YES | 0.014274 | 0 | 30 | 112 |  | 1.022 | GST | -1 | 0.02852 | 0 | 0 |  |  | 0 | 0 | -0.02852 | 0 |  |  |  |  | 0 | 0
1862 | EAGLEMNT_2G | MB | North | YES | 0.014274 | 0 | 40 | 100 |  | 1.022 | GST | -1 | 0.02852 | 0 | 0 |  |  | 0 | 0 | -0.02852 | 0 |  |  |  |  | 0 | 0
1863 | EAGLEMNT_3G | MB | North | YES | 0.014274 | 0 | 50 | 378 |  | 1.022 | GST | -1 | 0.02852 | 0 | 0 |  |  | 0 | 0 | -0.02852 | 0 |  |  |  |  | 0 | 0
1892 | DECRDOVA_2G | A | North | YES | 0.014064 | 65 | 65 | 70 | 0 | 1.025 | GGT | -1 | 0.02873 | 70 | 70 |  |  | 0.98448 | 70 | -0.02873 | -2.0111 |  |  |  |  | 0 | 0
1893 | DECRDOVA_3G | B | North | YES | 0.014064 | 65 | 65 | 69 | 0 | 1.025 | GGT | -1 | 0.02873 | 69 | 69 |  |  | 0.97042 | 69 | -0.02873 | -1.9824 |  |  |  |  | 0 | 0
1894 | DECRDOVA_4G | C | North | YES | 0.014064 | 65 | 65 | 69 | 0 | 1.025 | GGT | -1 | 0.02873 | 69 | 69 |  |  | 0.97042 | 69 | -0.02873 | -1.9824 |  |  |  |  | 0 | 0
1895 | DECRDOVA_5G | D | North | YES | 0.014064 | 65 | 65 | 68 | 0 | 1.025 | GGT | -1 | 0.02873 | 68 | 68 |  |  | 0.95635 | 68 | -0.02873 | -1.9536 |  |  |  |  | 0 | 0
924 | SPENCER_G5 | 1 | North | YES | 0.013905 | 52 | 20 | 66 | 0 | 1.03 | GST | -1 | 0.028889 | 66 | 66 |  |  | 0.91773 | 66 | -0.028889 | -1.9067 |  |  |  |  | 0 | 0
923 | SPENCER_G4 | 1 | North | YES | 0.013905 | 48 | 20 | 61 | 0 | 1.03 | GST | -1 | 0.028889 | 61 | 61 |  |  | 0.8482 | 61 | -0.028889 | -1.7622 |  |  |  |  | 0 | 0
8032 | AMISTADHYD1 | 1 | South | YES | 0.013819 | 33 | 13 | 33 | 0 | 1.03 | Hydro | -1 | 0.028975 | 0 | 0 |  |  |  |  | -0.028975 | 0 |  |  |  |  | 0 | 0
8033 | AMISTADHYD2 | 2 | South | YES | 0.013819 | 25 | 13 | 25 | 0 | 1.03 | Hydro | -1 | 0.028975 | 0 | 0 |  |  |  |  | -0.028975 | 0 |  |  |  |  | 0 | 0
88253 | HAMILTON | F | South | YES | 0.013819 | 0 | 0 | 0 | 0 | 1.04 | BLT | -1 | 0.028975 | 0 | 0 |  |  |  |  | -0.028975 | 0 |  |  |  |  | 0 | 0
1354 | AEPWIND_8 | 1 | West | YES | 0.039951 | 20.2 | 0 | 101 |  | 1 | Wind | 1 | 0.029634 | 0 | 101 | 4.0351 | 101 |  |  | 0.029634 | 2.9931 |  |  |  |  | 0 | 0
1343 | TRENTIPP_8 | 1 | West | YES | 0.039951 | 30 | 0 | 150 |  | 1.014 | Wind | 1 | 0.029634 | 0 | 150 | 5.9927 | 150 |  |  | 0.029634 | 4.4452 |  |  |  |  | 0 | 0
71051 | L_BITTCR1_1N | W1 | West | YES | 0.040094 | 7.5 | 0 | 37.5 |  | 1.02 | Wind | 1 | 0.029777 | 0 | 37.5 | 1.5035 | 37.5 |  |  | 0.029777 | 1.1167 |  |  |  |  | 0 | 0
71061 | L_SWEETW1_5N | W1 | West | YES | 0.040094 | 16.1 | 0 | 80.5 | 0 | 1.02 | Wind | 1 | 0.029777 | 0 | 80.5 | 3.2276 | 80.5 |  |  | 0.029777 | 2.3971 |  |  |  |  | 0 | 0
71060 | L_SWEETW1_4N | W1 | West | YES | 0.040094 | 21 | 0 | 105 | 0 | 1.02 | Wind | 1 | 0.029777 | 0 | 105 | 4.2099 | 105 |  |  | 0.029777 | 3.1266 |  |  |  |  | 0 | 0
71054 | L_SWEETW1_1N | W1 | West | YES | 0.040094 | 21.5 | 0 | 107.5 |  | 1.02 | Wind | 1 | 0.029777 | 0 | 107.5 | 4.3101 | 107.5 |  |  | 0.029777 | 3.2011 |  |  |  |  | 0 | 0
71059 | L_SWEETW1_3N | W1 | West | YES | 0.040094 | 23.8 | 0 | 119 | 0 | 1.02 | Wind | 1 | 0.029777 | 0 | 119 | 4.7712 | 119 |  |  | 0.029777 | 3.5435 |  |  |  |  | 0 | 0
71057 | L_SWEETW1_2N | W1 | West | YES | 0.040094 | 27 | 0 | 135 |  | 1.02 | Wind | 1 | 0.029777 | 0 | 135 | 5.4127 | 135 |  |  | 0.029777 | 4.02 |  |  |  |  | 0 | 0
1949 | HANDLEY_5G | 5 | North | YES | 0.012466 | 348 | 150 | 435 | 0 | 1.022 | GST | -1 | 0.030328 | 435 | 435 |  |  | 5.4227 | 435 | -0.030328 | -13.1927 |  |  |  |  | 0 | 0
1947 | HANDLEY_3G | 3 | North | YES | 0.012466 | 316 | 100 | 395 | 0 | 1.022 | GST | -1 | 0.030328 | 395 | 395 |  |  | 4.9241 | 395 | -0.030328 | -11.9795 |  |  |  |  | 0 | 0
366 | JNSNCNTY802 | 1 | North | YES | 0.012435 | 168 | 20 | 168 | 0 | 1.02 | Cogen | -1 | 0.030359 | 0 | 0 |  |  | 0 | 0 | -0.030359 | 0 |  |  |  |  | 0 | 0
367 | JNSNCNTY802 | 2 | North | YES | 0.012435 | 90 | 20 | 90 | 0 | 1.02 | Cogen | -1 | 0.030359 | 0 | 0 |  |  | 0 | 0 | -0.030359 | 0 |  |  |  |  | 0 | 0
1948 | HANDLEY_4G | 4 | North | YES | 0.012343 | 348 | 150 | 435 | 0 | 1.022 | GST | -1 | 0.030451 | 435 | 435 |  |  | 5.3692 | 435 | -0.030451 | -13.2462 |  |  |  |  | 0 | 0
36998 | RDCNYNG1 | 1 | West | YES | 0.041181 | 16.8 | 0 | 84 |  | 1.01 | Wind | 1 | 0.030864 | 0 | 84 | 3.4592 | 84 |  |  | 0.030864 | 2.5926 |  |  |  |  | 0 | 0
2371 | COLLIN_1G | MB | North | YES | 0.011711 | 0 | 40 | 138 |  | 1.022 | GST | -1 | 0.031083 | 0 | 0 |  |  | 0 | 0 | -0.031083 | 0 |  |  |  |  | 0 | 0
6948 | DENISNDM | 1 | North | YES | 0.011446 | 40 | 5 | 40 |  | 1.015 | Hydro | -1 | 0.031348 | 0 | 0 |  |  | 0 | 0 | -0.031348 | 0 |  |  |  |  | 0 | 0
6948 | DENISNDM | 2 | North | YES | 0.011446 | 31 | 5 | 40 |  | 1.015 | Hydro | -1 | 0.031348 | 0 | 0 |  |  | 0 | 0 | -0.031348 | 0 |  |  |  |  | 0 | 0
2383 | NTHLK3_G | 3 | North | YES | 0.011439 | 0 | 50 | 329 |  | 1.022 | GST | -1 | 0.031355 | 329 | 329 |  |  | 3.7634 | 329 | -0.031355 | -10.3158 |  |  |  |  | 0 | 0
2382 | NTHLK2_G | 2 | North | YES | 0.011439 | 0 | 35 | 181 |  | 1.022 | GST | -1 | 0.031355 | 181 | 181 |  |  | 2.0705 | 181 | -0.031355 | -5.6752 |  |  |  |  | 0 | 0
2381 | NTHLK1_G | 1 | North | YES | 0.011439 | 0 | 35 | 156 |  | 1.022 | GST | -1 | 0.031355 | 156 | 156 |  |  | 1.7845 | 156 | -0.031355 | -4.8914 |  |  |  |  | 0 | 0
1069 | KINDERMG_1G | 1 | West | YES | 0.041731 | 25 | 5 | 25 | 0 | 1.017 | Cogen | 1 | 0.031414 | 0 | 0 | 0 | 0 |  |  | 0.031414 | 0 |  |  |  |  | 0 | 0
1070 | KINDERMG_2G | 1 | West | YES | 0.041731 | 45.7 | 12 | 45.7 | 0 | 1.017 | Cogen | 1 | 0.031414 | 0 | 0 | 0 | 0 |  |  | 0.031414 | 0 |  |  |  |  | 0 | 0
1071 | KINDERMG_3G | 1 | West | YES | 0.041731 | 45.7 | 12 | 45.7 | 0 | 1.017 | Cogen | 1 | 0.031414 | 0 | 0 | 0 | 0 |  |  | 0.031414 | 0 |  |  |  |  | 0 | 0
1062 | CIELOGEN_2G | 1 | West | YES | 0.041731 | 12.2 | 0 | 61 |  | 1 | Wind | 1 | 0.031414 | 0 | 61 | 2.5456 | 61 |  |  | 0.031414 | 1.9163 |  |  |  |  | 0 | 0
1061 | CIELOGEN_1G | 1 | West | YES | 0.041731 | 19.8 | 0 | 99 |  | 1 | Wind | 1 | 0.031414 | 0 | 99 | 4.1314 | 99 |  |  | 0.031414 | 3.11 |  |  |  |  | 0 | 0
1073 | SCURRYCW_2G | 2 | West | YES | 0.041752 | 24 | 0 | 120 | 0 | 1.0217 | Wind | 1 | 0.031435 | 0 | 120 | 5.0102 | 120 |  |  | 0.031435 | 3.7723 |  |  |  |  | 0 | 0
1068 | SCURRYCW_1G | 1 | West | YES | 0.041752 | 28.2 | 1.3 | 141 | 0 | 1.0217 | Wind | 1 | 0.031435 | 0 | 141 | 5.887 | 141 |  |  | 0.031435 | 4.4324 |  |  |  |  | 0 | 0
1688 | VALLEY_2G | 2 | North | YES | 0.011308 | 527 | 90 | 527 | 0 | 1.029 | GSC | -1 | 0.031486 | 527 | 527 |  |  | 5.9593 | 527 | -0.031486 | -16.5931 |  |  |  |  | 0 | 0
1687 | VALLEY_1G | 1 | North | YES | 0.011308 | 136 | 15 | 170 | 0 | 1.029 | GST | -1 | 0.031486 | 170 | 170 |  |  | 1.9224 | 170 | -0.031486 | -5.3526 |  |  |  |  | 0 | 0
6637 | SNYDERW1A | 1 | West | YES | 0.041947 | 12.6 | 0 | 63 | 0 | 1.025 | Wind | 1 | 0.03163 | 0 | 63 | 2.6427 | 63 |  |  | 0.03163 | 1.9927 |  |  |  |  | 0 | 0
1689 | VALLEY_3G | 3 | North | YES | 0.011122 | 0 | 25 | 375 |  | 1.003 | GST | -1 | 0.031672 | 375 | 375 |  |  | 4.1707 | 375 | -0.031672 | -11.877 |  |  |  |  | 0 | 0
11693 | KMICHIST3_G | 3 | North | YES | 0.011122 | 312 | 60 | 312 | 0 | 1.026 | CC | -1 | 0.031672 | 312 | 312 |  |  | 3.4701 | 312 | -0.031672 | -9.8816 |  |  |  |  | 0 | 0
11696 | KMICHIST6_G | 6 | North | YES | 0.011122 | 310 | 60 | 310 | 0 | 1.026 | CC | -1 | 0.031672 | 310 | 310 |  |  | 3.4478 | 310 | -0.031672 | -9.8183 |  |  |  |  | 0 | 0
11695 | KMICHICT5_G | 5 | North | YES | 0.011122 | 148 | 80 | 148 | 0 | 1.026 | CC | -1 | 0.031672 | 148 | 148 |  |  | 1.6461 | 148 | -0.031672 | -4.6874 |  |  |  |  | 0 | 0
11692 | KMICHICT2_G | 2 | North | YES | 0.011122 | 146 | 80 | 146 | 0 | 1.026 | CC | -1 | 0.031672 | 146 | 146 |  |  | 1.6238 | 146 | -0.031672 | -4.6241 |  |  |  |  | 0 | 0
11691 | KMICHICT1_G | 1 | North | YES | 0.011122 | 144 | 80 | 144 | 0 | 1.026 | CC | -1 | 0.031672 | 144 | 144 |  |  | 1.6016 | 144 | -0.031672 | -4.5608 |  |  |  |  | 0 | 0
11694 | KMICHICT4_G | 4 | North | YES | 0.011122 | 144 | 80 | 144 | 0 | 1.026 | CC | -1 | 0.031672 | 144 | 144 |  |  | 1.6016 | 144 | -0.031672 | -4.5608 |  |  |  |  | 0 | 0
1683 | LAMARPWR_6G | 6 | North | YES | 0.011064 | 198 | 129.1 | 198 | 0 | 1.038 | CC | -1 | 0.03173 | 198 | 198 |  |  | 2.1907 | 198 | -0.03173 | -6.2825 |  |  |  |  | 0 | 0
1680 | LAMARPWR_3G | 3 | North | YES | 0.011064 | 196 | 129.1 | 196 | 0 | 1.038 | CC | -1 | 0.03173 | 196 | 196 |  |  | 2.1685 | 196 | -0.03173 | -6.2191 |  |  |  |  | 0 | 0
1678 | LAMARPWR_1G | 1 | North | YES | 0.011064 | 160 | 67.7 | 160 | 0 | 1.038 | CC | -1 | 0.03173 | 160 | 160 |  |  | 1.7702 | 160 | -0.03173 | -5.0768 |  |  |  |  | 0 | 0
1682 | LAMARPWR_5G | 5 | North | YES | 0.011064 | 157 | 67.7 | 157 | 0 | 1.038 | CC | -1 | 0.03173 | 157 | 157 |  |  | 1.737 | 157 | -0.03173 | -4.9816 |  |  |  |  | 0 | 0
1679 | LAMARPWR_2G | 2 | North | YES | 0.011064 | 156 | 67.7 | 156 | 0 | 1.038 | CC | -1 | 0.03173 | 156 | 156 |  |  | 1.726 | 156 | -0.03173 | -4.9499 |  |  |  |  | 0 | 0
1681 | LAMARPWR_4G | 4 | North | YES | 0.011064 | 156 | 67.7 | 156 | 0 | 1.038 | CC | -1 | 0.03173 | 156 | 156 |  |  | 1.726 | 156 | -0.03173 | -4.9499 |  |  |  |  | 0 | 0
1675 | PEC_1G | 1 | North | YES | 0.011034 | 76.7 | 35 | 76.7 | 0 | 1.022 | Cogen | -1 | 0.03176 | 0 | 0 |  |  | 0 | 0 | -0.03176 | 0 |  |  |  |  | 0 | 0
1676 | PEC_2G | 2 | North | YES | 0.011034 | 79.6 | 35 | 79.6 | 0 | 1.022 | Cogen | -1 | 0.03176 | 0 | 0 |  |  | 0 | 0 | -0.03176 | 0 |  |  |  |  | 0 | 0
1677 | PEC_3G | 3 | North | YES | 0.011034 | 88.4 | 35 | 88.4 | 0 | 1.022 | Cogen | -1 | 0.03176 | 0 | 0 |  |  | 0 | 0 | -0.03176 | 0 |  |  |  |  | 0 | 0
1701 | MOSES_1G | 1 | North | YES | 0.010949 | 558 | 175 | 558 | 0 | 1.023 | LIGCO | -1 | 0.031845 | 0 | 558 |  |  | 0 | 0 | -0.031845 | 0 |  |  |  |  | 0 | 0
1702 | MOSES_2G | 2 | North | YES | 0.010949 | 579 | 175 | 579 | 0 | 1.023 | LIGCO | -1 | 0.031845 | 0 | 579 |  |  | 0 | 0 | -0.031845 | 0 |  |  |  |  | 0 | 0
1703 | MOSES_3G | 3 | North | YES | 0.010949 | 808 | 463 | 808 | 0 | 1.023 | LIGCO | -1 | 0.031845 | 0 | 808 |  |  | 0 | 0 | -0.031845 | 0 |  |  |  |  | 0 | 0
5925 | DCEAST | EQ | North | YES | 0.010949 | 400.3 | -600 | 600 | 0 | 1.025 | DCTie | -1 | 0.031845 | 0 | 0 |  |  | 0 | 0 | -0.031845 | 0 |  |  |  |  | 0 | 0
1938 | MDLTHELP_6G | 6 | North | YES | 0.010808 | 226 | 74 | 226 | 0 | 1 | CC | -1 | 0.031986 | 226 | 226 |  |  | 2.4426 | 226 | -0.031986 | -7.2288 |  |  |  |  | 0 | 0
1937 | MDLTHELP_5G | 5 | North | YES | 0.010808 | 224 | 74 | 224 | 0 | 1 | CC | -1 | 0.031986 | 224 | 224 |  |  | 2.421 | 224 | -0.031986 | -7.1649 |  |  |  |  | 0 | 0
1943 | MDLTHELP_3G | 3 | North | YES | 0.010808 | 212 | 74 | 212 | 0 | 1 | CC | -1 | 0.031986 | 212 | 212 |  |  | 2.2913 | 212 | -0.031986 | -6.781 |  |  |  |  | 0 | 0
1944 | MDLTHELP_4G | 4 | North | YES | 0.010808 | 211 | 74 | 211 | 0 | 1 | CC | -1 | 0.031986 | 211 | 211 |  |  | 2.2805 | 211 | -0.031986 | -6.749 |  |  |  |  | 0 | 0
844 | OLINGER_G3 | 1 | North | YES | 0.010745 | 103.9 | 45 | 150 | 0 | 1.03 | GST | -1 | 0.032049 | 150 | 150 |  |  | 1.6118 | 150 | -0.032049 | -4.8073 |  |  |  |  | 0 | 0
843 | OLINGER_G2 | 1 | North | YES | 0.010745 | 76.2 | 25 | 110 | 0 | 1.03 | GST | -1 | 0.032049 | 110 | 110 |  |  | 1.182 | 110 | -0.032049 | -3.5254 |  |  |  |  | 0 | 0
842 | OLINGER_G1 | 1 | North | YES | 0.010745 | 55.4 | 20 | 79 | 0 | 1.03 | GST | -1 | 0.032049 | 79 | 79 |  |  | 0.84886 | 79 | -0.032049 | -2.5319 |  |  |  |  | 0 | 0
845 | OLINGER_G4 | 1 | North | YES | 0.010745 | 51.9 | 0 | 76 | 0 | 1.03 | GGT | -1 | 0.032049 | 76 | 76 |  |  | 0.81662 | 76 | -0.032049 | -2.4357 |  |  |  |  | 0 | 0
837 | NEWMAN_G5 | 1 | North | YES | 0.010705 | 0 | 15 | 40 |  | 1.01 | GST | -1 | 0.032089 | 40 | 40 |  |  | 0.4282 | 40 | -0.032089 | -1.2836 |  |  |  |  | 0 | 0
950 | STEAM3 | 1 | North | YES | 0.010675 | 41 | 13 | 42 | 0 | 1.02 | GST | -1 | 0.032119 | 42 | 42 |  |  | 0.44835 | 42 | -0.032119 | -1.349 |  |  |  |  | 0 | 0
949 | STEAM2 | 1 | North | YES | 0.010675 | 26 | 8 | 26 | 0 | 0.99 | GST | -1 | 0.032119 | 26 | 26 |  |  | 0.27755 | 26 | -0.032119 | -0.83509 |  |  |  |  | 0 | 0
948 | STEAM1 | 1 | North | YES | 0.010675 | 0 | 12 | 20 |  | 1.02 | GST | -1 | 0.032119 | 20 | 20 |  |  | 0.2135 | 20 | -0.032119 | -0.64238 |  |  |  |  | 0 | 0
11309 | BULLCREK_2G | 1 | West | YES | 0.042449 | 20.9 | 0 | 180 |  | 1 | Wind | 1 | 0.032132 | 0 | 180 | 7.6408 | 180 |  |  | 0.032132 | 5.7838 |  |  |  |  | 0 | 0
11310 | BULLCREK_1G | 1 | West | YES | 0.042449 | 15.1 | 0 | 180 |  | 1 | Wind | 1 | 0.032132 | 0 | 180 | 7.6408 | 180 |  |  | 0.032132 | 5.7838 |  |  |  |  | 0 | 0
1044 | MRGNFG_6G | F | West | YES | 0.042465 | 66 | 66 | 66 | 0 | 1.029 | GGT | 1 | 0.032148 | 66 | 66 | 2.8027 | 66 |  |  | 0.032148 | 2.1218 |  |  |  |  | 0 | 0
1042 | MRGNDG_4G | D | West | YES | 0.042465 | 68 | 68 | 68 | 0 | 1.029 | GGT | 1 | 0.032148 | 68 | 68 | 2.8876 | 68 |  |  | 0.032148 | 2.1861 |  |  |  |  | 0 | 0
1039 | MRGNAG_1G | A | West | YES | 0.042465 | 69 | 69 | 69 | 0 | 1.029 | GGT | 1 | 0.032148 | 69 | 69 | 2.9301 | 69 |  |  | 0.032148 | 2.2182 |  |  |  |  | 0 | 0
1041 | MRGNCG_3G | C | West | YES | 0.042465 | 69 | 69 | 70 | 0 | 1.029 | GGT | 1 | 0.032148 | 70 | 70 | 2.9726 | 70 |  |  | 0.032148 | 2.2504 |  |  |  |  | 0 | 0
1043 | MRGNEG_5G | E | West | YES | 0.042465 | 68 | 68 | 70 | 0 | 1.029 | GGT | 1 | 0.032148 | 70 | 70 | 2.9726 | 70 |  |  | 0.032148 | 2.2504 |  |  |  |  | 0 | 0
1040 | MRGNBG_2G | B | West | YES | 0.042465 | 70 | 70 | 71 | 0 | 1.029 | GGT | 1 | 0.032148 | 71 | 71 | 3.015 | 71 |  |  | 0.032148 | 2.2825 |  |  |  |  | 0 | 0
1037 | MORGAN5G_5G | 5 | West | YES | 0.042465 | 109.6 | 40 | 137 | 0 | 1.029 | GST | 1 | 0.032148 | 137 | 137 | 5.8177 | 137 |  |  | 0.032148 | 4.4043 |  |  |  |  | 0 | 0
11320 | COYOTE_1G | 1 | West | YES | 0.042531 | 22.5 | 0 | 225 |  | 1 | Wind | 1 | 0.032214 | 0 | 225 | 9.5695 | 225 |  |  | 0.032214 | 7.2482 |  |  |  |  | 0 | 0
2417 | MTCK8_G | 8 | North | YES | 0.010571 | 444.8 | 60 | 556 | 0 | 1.022 | GSC | -1 | 0.032223 | 556 | 556 |  |  | 5.8775 | 556 | -0.032223 | -17.916 |  |  |  |  | 0 | 0
2413 | MTCK6_G | 6 | North | YES | 0.010571 | 0 | 30 | 118 |  | 1.022 | GST | -1 | 0.032223 | 118 | 118 |  |  | 1.2474 | 118 | -0.032223 | -3.8023 |  |  |  |  | 0 | 0
2414 | MTCK7_G | 7 | North | YES | 0.010571 | 0 | 30 | 115 |  | 1.022 | GST | -1 | 0.032223 | 115 | 115 |  |  | 1.2157 | 115 | -0.032223 | -3.7056 |  |  |  |  | 0 | 0
2452 | LKHB2_G | 2 | North | YES | 0.010441 | 516 | 80 | 516 | 0 | 1.022 | GST | -1 | 0.032353 | 516 | 516 |  |  | 5.3876 | 516 | -0.032353 | -16.6941 |  |  |  |  | 0 | 0
2451 | LKHB1_G | 1 | North | YES | 0.010441 | 0 | 80 | 391 |  | 1.022 | GST | -1 | 0.032353 | 391 | 391 |  |  | 4.0824 | 391 | -0.032353 | -12.65 |  |  |  |  | 0 | 0
11057 | CHAMPION_1G | 1 | West | YES | 0.042675 | 25.3 | 0 | 126.5 |  | 1 | Wind | 1 | 0.032358 | 0 | 126.5 | 5.3984 | 126.5 |  |  | 0.032358 | 4.0933 |  |  |  |  | 0 | 0
11059 | INADALE_1G | 1 | West | YES | 0.042675 | 39.4 | 0 | 197 |  | 1 | Wind | 1 | 0.032358 | 0 | 197 | 8.407 | 197 |  |  | 0.032358 | 6.3746 |  |  |  |  | 0 | 0
11056 | ROSCOE_1G | 1 | West | YES | 0.042675 | 41.8 | 0 | 209 |  | 1 | Wind | 1 | 0.032358 | 0 | 209 | 8.9191 | 209 |  |  | 0.032358 | 6.7629 |  |  |  |  | 0 | 0
11058 | PYRON_1G | 1 | West | YES | 0.042675 | 49.8 | 0 | 249 |  | 1 | Wind | 1 | 0.032358 | 0 | 249 | 10.6261 | 249 |  |  | 0.032358 | 8.0572 |  |  |  |  | 0 | 0
12440 | PARKD_1SVC8 | 1 | North | YES | 0.010399 | 0 | 0 | 0 | 0 | 1.007 | GST | -1 | 0.032395 | 0 | 0 |  |  | 0 | 0 | -0.032395 | 0 |  |  |  |  | 0 | 0
12449 | PARKD_2SVC8 | 1 | North | YES | 0.010399 | 0 | 0 | 0 | 0 | 1.007 | GST | -1 | 0.032395 | 0 | 0 |  |  | 0 | 0 | -0.032395 | 0 |  |  |  |  | 0 | 0
60072 | HHOLLOW41A | 1 | West | YES | 0.042785 | 23 | 0 | 115 | 0 | 1.025 | Wind | 1 | 0.032468 | 0 | 115 | 4.9203 | 115 |  |  | 0.032468 | 3.7339 |  |  |  |  | 0 | 0
60058 | BUFF_GAP1A | 1 | West | YES | 0.042785 | 24 | 0 | 120 |  | 1 | Wind | 1 | 0.032468 | 0 | 120 | 5.1342 | 120 |  |  | 0.032468 | 3.8962 |  |  |  |  | 0 | 0
60063 | BUFF_GAP1B | 1 | West | YES | 0.042785 | 34 | 0 | 170.2 | 0 | 1.02 | Wind | 1 | 0.032468 | 0 | 170.2 | 7.282 | 170.2 |  |  | 0.032468 | 5.5261 |  |  |  |  | 0 | 0
60068 | HHOLLOW21A | 1 | West | YES | 0.042785 | 36.8 | 0 | 184 | 0 | 1.025 | Wind | 1 | 0.032468 | 0 | 184 | 7.8724 | 184 |  |  | 0.032468 | 5.9742 |  |  |  |  | 0 | 0
60066 | H_HOLLOW1A | 1 | West | YES | 0.042785 | 44.4 | 0 | 222 | 0 | 1.005 | Wind | 1 | 0.032468 | 0 | 222 | 9.4983 | 222 |  |  | 0.032468 | 7.208 |  |  |  |  | 0 | 0
60070 | HHOLLOW31A | 1 | West | YES | 0.042785 | 44.8 | 0 | 224 | 0 | 1.025 | Wind | 1 | 0.032468 | 0 | 224 | 9.5838 | 224 |  |  | 0.032468 | 7.2729 |  |  |  |  | 0 | 0
60060 | CIRELLO | 1 | West | YES | 0.042785 | 46.6 | 0 | 233 | 0 | 1 | Wind | 1 | 0.032468 | 0 | 233 | 9.9689 | 233 |  |  | 0.032468 | 7.5651 |  |  |  |  | 0 | 0
12424 | FPLEFR2S_G | 4 | North | YES | 0.01028 | 415 | 191 | 415 | 0 | 1 | CC | -1 | 0.032514 | 415 | 415 |  |  | 4.2662 | 415 | -0.032514 | -13.4933 |  |  |  |  | 0 | 0
12414 | FPLEFR1S_G | 4 | North | YES | 0.01028 | 414 | 191 | 414 | 0 | 1 | CC | -1 | 0.032514 | 414 | 414 |  |  | 4.2559 | 414 | -0.032514 | -13.4608 |  |  |  |  | 0 | 0
12412 | FPLEFR1B_G | 2 | North | YES | 0.01028 | 164 | 72 | 164 | 0 | 1 | CC | -1 | 0.032514 | 164 | 164 |  |  | 1.6859 | 164 | -0.032514 | -5.3323 |  |  |  |  | 0 | 0
12413 | FPLEFR1C_G | 3 | North | YES | 0.01028 | 164 | 72 | 164 | 0 | 1 | CC | -1 | 0.032514 | 164 | 164 |  |  | 1.6859 | 164 | -0.032514 | -5.3323 |  |  |  |  | 0 | 0
12423 | FPLEFR2C_G | 3 | North | YES | 0.01028 | 163 | 72 | 163 | 0 | 1 | CC | -1 | 0.032514 | 163 | 163 |  |  | 1.6756 | 163 | -0.032514 | -5.2998 |  |  |  |  | 0 | 0
12421 | FPLEFR2A_G | 1 | North | YES | 0.01028 | 162 | 72 | 162 | 0 | 1 | CC | -1 | 0.032514 | 162 | 162 |  |  | 1.6654 | 162 | -0.032514 | -5.2673 |  |  |  |  | 0 | 0
12411 | FPLEFR1A_G | 1 | North | YES | 0.01028 | 161 | 72 | 161 | 0 | 1 | CC | -1 | 0.032514 | 161 | 161 |  |  | 1.6551 | 161 | -0.032514 | -5.2347 |  |  |  |  | 0 | 0
12422 | FPLEFR2B_G | 2 | North | YES | 0.01028 | 161 | 72 | 161 | 0 | 1 | CC | -1 | 0.032514 | 161 | 161 |  |  | 1.6551 | 161 | -0.032514 | -5.2347 |  |  |  |  | 0 | 0
11065 | ELBOWCK_1G | 1 | West | YES | 0.042883 | 23.4 | 0 | 121.9 | 0 | 1 | Wind | 1 | 0.032566 | 0 | 121.9 | 5.2274 | 121.9 |  |  | 0.032566 | 3.9698 |  |  |  |  | 0 | 0
1058 | LONGSHORE_5 | 1 | West | YES | 0.042883 | 30 | 0 | 150 |  | 1.01 | Wind | 1 | 0.032566 | 0 | 150 | 6.4325 | 150 |  |  | 0.032566 | 4.885 |  |  |  |  | 0 | 0
1058 | LONGSHORE_5 | 2 | West | YES | 0.042883 | 44 | 0 | 220 |  | 1.01 | Wind | 1 | 0.032566 | 0 | 220 | 9.4343 | 220 |  |  | 0.032566 | 7.1646 |  |  |  |  | 0 | 0
1045 | CALENG1G_1G | 1 | West | YES | 0.043034 | 73.4 | 27 | 73.4 | 0 | 1.014 | Cogen | 1 | 0.032717 | 0 | 0 | 0 | 0 |  |  | 0.032717 | 0 |  |  |  |  | 0 | 0
1046 | CALENG2G_2G | 2 | West | YES | 0.043034 | 73.4 | 27 | 73.4 | 0 | 1.014 | Cogen | 1 | 0.032717 | 0 | 0 | 0 | 0 |  |  | 0.032717 | 0 |  |  |  |  | 0 | 0
1047 | CALENG3G_3G | 3 | West | YES | 0.043034 | 70.4 | 27 | 70.4 | 0 | 1.014 | Cogen | 1 | 0.032717 | 0 | 0 | 0 | 0 |  |  | 0.032717 | 0 |  |  |  |  | 0 | 0
1941 | MDLTHELP_1G | 1 | North | YES | 0.009972 | 216.4 | 74 | 216.4 | 0 | 1 | CC | -1 | 0.032822 | 216.4 | 216.4 |  |  | 2.1579 | 216.4 | -0.032822 | -7.1027 |  |  |  |  | 0 | 0
1942 | MDLTHELP_2G | 2 | North | YES | 0.009972 | 216.1 | 74 | 216.1 | 0 | 1 | CC | -1 | 0.032822 | 216.1 | 216.1 |  |  | 2.1549 | 216.1 | -0.032822 | -7.0928 |  |  |  |  | 0 | 0
1360 | GUNSIGHT_8 | 1 | West | YES | 0.043244 | 0 | 0 | 120 |  | 1.01 | Wind | 1 | 0.032927 | 0 | 120 | 5.1893 | 120 |  |  | 0.032927 | 3.9513 |  |  |  |  | 0 | 0
1327 | WILDHRSE_1G | 1 | West | YES | 0.043312 | 0 | 0 | 120 |  | 1 | Wind | 1 | 0.032995 | 0 | 120 | 5.1974 | 120 |  |  | 0.032995 | 3.9595 |  |  |  |  | 0 | 0
12322 | ENNSTRAC_1G | 1 | North | YES | 0.009761 | 196 | 130 | 196 | 0 | 1.036 | CC | -1 | 0.033033 | 196 | 196 |  |  | 1.9132 | 196 | -0.033033 | -6.4745 |  |  |  |  | 0 | 0
12323 | ENNSTRAC_2G | 2 | North | YES | 0.009761 | 116 | 100 | 116 | 0 | 1.036 | CC | -1 | 0.033033 | 116 | 116 |  |  | 1.1323 | 116 | -0.033033 | -3.8318 |  |  |  |  | 0 | 0
1333 | MCDDONAL_8 | 1 | West | YES | 0.043476 | 42.8 | 0 | 214.2 |  | 1.01 | Wind | 1 | 0.033159 | 0 | 214.2 | 9.3126 | 214.2 |  |  | 0.033159 | 7.1028 |  |  |  |  | 0 | 0
1328 | OCOTILLO_1G | 1 | West | YES | 0.043622 | 11.6 | 0 | 58 |  | 1.01 | Wind | 1 | 0.033305 | 0 | 58 | 2.5301 | 58 |  |  | 0.033305 | 1.9317 |  |  |  |  | 0 | 0
11001 | NAV1CT | 1 | West | YES | 0.043659 | 70.4 | 18 | 70.4 | 0 | 1.029 | CC | 1 | 0.033342 | 70.4 | 70.4 | 3.0736 | 70.4 |  |  | 0.033342 | 2.3473 |  |  |  |  | 0 | 0
11009 | NAV2CT | 1 | West | YES | 0.043659 | 71.4 | 18 | 71.4 | 0 | 1.029 | CC | 1 | 0.033342 | 71.4 | 71.4 | 3.1173 | 71.4 |  |  | 0.033342 | 2.3806 |  |  |  |  | 0 | 0
11012 | NAV4CT | 1 | West | YES | 0.043659 | 80 | 18 | 80 | 0 | 1.029 | CC | 1 | 0.033342 | 80 | 80 | 3.4927 | 80 |  |  | 0.033342 | 2.6674 |  |  |  |  | 0 | 0
11013 | NAV5CT | 1 | West | YES | 0.043659 | 80 | 18 | 80 | 0 | 1.029 | CC | 1 | 0.033342 | 80 | 80 | 3.4927 | 80 |  |  | 0.033342 | 2.6674 |  |  |  |  | 0 | 0
11011 | NAV3ST | 1 | West | YES | 0.043659 | 92.8 | 40 | 92.8 | 0 | 1.029 | CC | 1 | 0.033342 | 92.8 | 92.8 | 4.0516 | 92.8 |  |  | 0.033342 | 3.0942 |  |  |  |  | 0 | 0
11014 | NAV6ST | 1 | West | YES | 0.043659 | 115 | 40 | 115 | 0 | 1.029 | CC | 1 | 0.033342 | 115 | 115 | 5.0208 | 115 |  |  | 0.033342 | 3.8344 |  |  |  |  | 0 | 0
11022 | TIEHVCG_2G | 1 | West | YES | 0.043668 | 132.4 | 103 | 132.4 | 0 | 1.012 | CC | 1 | 0.033351 | 132.4 | 132.4 | 5.7816 | 132.4 |  |  | 0.033351 | 4.4157 |  |  |  |  | 0 | 0
11023 | TIEHVCG_3G | 1 | West | YES | 0.043668 | 137.4 | 103 | 137.4 | 0 | 1.012 | CC | 1 | 0.033351 | 137.4 | 137.4 | 6 | 137.4 |  |  | 0.033351 | 4.5825 |  |  |  |  | 0 | 0
11021 | TIEHVCG_1G | 1 | West | YES | 0.043668 | 142.1 | 103 | 142.1 | 0 | 1.012 | CC | 1 | 0.033351 | 142.1 | 142.1 | 6.2052 | 142.1 |  |  | 0.033351 | 4.7392 |  |  |  |  | 0 | 0
11024 | TIEHVCG_4G | 1 | West | YES | 0.043668 | 147 | 103 | 147 | 0 | 1.012 | CC | 1 | 0.033351 | 147 | 147 | 6.4192 | 147 |  |  | 0.033351 | 4.9027 |  |  |  |  | 0 | 0
11020 | TIEHVSG_1G | 1 | West | YES | 0.043668 | 208.2 | 63 | 208.2 | 0 | 1.012 | CC | 1 | 0.033351 | 208.2 | 208.2 | 9.0917 | 208.2 |  |  | 0.033351 | 6.9438 |  |  |  |  | 0 | 0
11025 | TIEHVSG_2G | 1 | West | YES | 0.043668 | 213.2 | 63 | 213.2 | 0 | 1.012 | CC | 1 | 0.033351 | 213.2 | 213.2 | 9.31 | 213.2 |  |  | 0.033351 | 7.1105 |  |  |  |  | 0 | 0
1326 | STANTONW_8 | 1 | West | YES | 0.043773 | 20.1 | 0 | 100.5 |  | 1.01 | Wind | 1 | 0.033456 | 0 | 100.5 | 4.3992 | 100.5 |  |  | 0.033456 | 3.3624 |  |  |  |  | 0 | 0
3097 | MARTLAKE_1G | 1 | North | YES | 0.009065 | 790 | 500 | 790 | 0 | 1.017 | LIGCO | -1 | 0.033729 | 0 | 790 |  |  | 0 | 0 | -0.033729 | 0 |  |  |  |  | 0 | 0
3098 | MARTLAKE_2G | 2 | North | YES | 0.009065 | 795 | 461 | 795 | 0 | 1.017 | LIGCO | -1 | 0.033729 | 0 | 795 |  |  | 0 | 0 | -0.033729 | 0 |  |  |  |  | 0 | 0
3099 | MARTLAKE_3G | 3 | North | YES | 0.009065 | 804 | 500 | 804 | 0 | 1.017 | LIGCO | -1 | 0.033729 | 0 | 804 |  |  | 0 | 0 | -0.033729 | 0 |  |  |  |  | 0 | 0
11147 | NOTREES_1G | 1 | West | YES | 0.044201 | 29.8 | 0 | 149 | 0 | 1.017 | Wind | 1 | 0.033884 | 0 | 149 | 6.5859 | 149 |  |  | 0.033884 | 5.0488 |  |  |  |  | 0 | 0
13119 | TGATEWAY_4G | 4 | North | YES | 0.008899 | 399 | 65 | 399 | 0 | 1.0232 | CC | -1 | 0.033895 | 399 | 399 |  |  | 3.5507 | 399 | -0.033895 | -13.5241 |  |  |  |  | 0 | 0
13116 | TGATEWAY_1G | 1 | North | YES | 0.008899 | 151 | 30 | 151 | 0 | 1.0232 | CC | -1 | 0.033895 | 151 | 151 |  |  | 1.3437 | 151 | -0.033895 | -5.1181 |  |  |  |  | 0 | 0
13118 | TGATEWAY_3G | 3 | North | YES | 0.008899 | 148 | 30 | 148 | 0 | 1.0232 | CC | -1 | 0.033895 | 148 | 148 |  |  | 1.3171 | 148 | -0.033895 | -5.0165 |  |  |  |  | 0 | 0
13117 | TGATEWAY_2G | 2 | North | YES | 0.008899 | 130 | 30 | 130 | 0 | 1.0232 | CC | -1 | 0.033895 | 130 | 130 |  |  | 1.1569 | 130 | -0.033895 | -4.4063 |  |  |  |  | 0 | 0
7038 | L_DELAWA1_1Y | 2 | West | YES | 0.044316 | 3 | 0 | 30 | 0 | 1 | Wind | 1 | 0.033999 | 0 | 30 | 1.3295 | 30 |  |  | 0.033999 | 1.02 |  |  |  |  | 0 | 0
7038 | L_DELAWA1_1Y | 1 | West | YES | 0.044316 | 3.5 | 0 | 35 | 0 | 1 | Wind | 1 | 0.033999 | 0 | 35 | 1.5511 | 35 |  |  | 0.033999 | 1.19 |  |  |  |  | 0 | 0
3348 | CHAMPION_1G | MB | North | YES | 0.008746 | 0 | 42 | 42 |  | 1 | Cogen | -1 | 0.034048 | 0 | 0 |  |  | 0 | 0 | -0.034048 | 0 |  |  |  |  | 0 | 0
1002 | PBCTAGE_1G | A | West | YES | 0.044375 | 64 | 64 | 66 | 0 | 1.036 | GGT | 1 | 0.034058 | 66 | 66 | 2.9287 | 66 |  |  | 0.034058 | 2.2479 |  |  |  |  | 0 | 0
1003 | PBCTBGE_2G | B | West | YES | 0.044375 | 65 | 65 | 66 | 0 | 1.036 | GGT | 1 | 0.034058 | 66 | 66 | 2.9287 | 66 |  |  | 0.034058 | 2.2479 |  |  |  |  | 0 | 0
1004 | PBCTCGE_3G | C | West | YES | 0.044375 | 62 | 62 | 67 | 0 | 1.036 | GGT | 1 | 0.034058 | 67 | 67 | 2.9731 | 67 |  |  | 0.034058 | 2.2819 |  |  |  |  | 0 | 0
1006 | PBCTEGE_5G | E | West | YES | 0.044375 | 65 | 65 | 67 | 0 | 1.036 | GGT | 1 | 0.034058 | 67 | 67 | 2.9731 | 67 |  |  | 0.034058 | 2.2819 |  |  |  |  | 0 | 0
1005 | PBCTDGE_4G | D | West | YES | 0.044375 | 65 | 65 | 68 | 0 | 1.036 | GGT | 1 | 0.034058 | 68 | 68 | 3.0175 | 68 |  |  | 0.034058 | 2.316 |  |  |  |  | 0 | 0
1007 | PB5GEN_6G | 5 | West | YES | 0.044375 | 91.2 | 40 | 114 | 0 | 1.036 | GST | 1 | 0.034058 | 114 | 114 | 5.0587 | 114 |  |  | 0.034058 | 3.8827 |  |  |  |  | 0 | 0
1008 | PB6GEN_7G | 6 | West | YES | 0.044375 | 515 | 130 | 515 | 0 | 1.036 | GST | 1 | 0.034058 | 515 | 515 | 22.8531 | 515 |  |  | 0.034058 | 17.5401 |  |  |  |  | 0 | 0
3309 | ASPN_G | 1 | North | YES | 0.008731 | 50 | 0 | 50 |  | 1 | Bio | -1 | 0.034063 | 50 | 50 |  |  | 0.43655 | 50 | -0.034063 | -1.7031 |  |  |  |  | 0 | 0
3108 | STRYKER_2G | 2 | North | YES | 0.008675 | 484 | 75 | 484 | 0 | 1.029 | GST | -1 | 0.034119 | 484 | 484 |  |  | 4.1987 | 484 | -0.034119 | -16.5136 |  |  |  |  | 0 | 0
3107 | STRYKER_1G | 1 | North | YES | 0.008675 | 145.6 | 45 | 182 | 0 | 1.029 | GST | -1 | 0.034119 | 182 | 182 |  |  | 1.5789 | 182 | -0.034119 | -6.2096 |  |  |  |  | 0 | 0
3126 | TRINIDAD_6G | 1 | North | YES | 0.008656 | 179.2 | 46 | 224 | 0 | 1 | GST | -1 | 0.034138 | 224 | 224 |  |  | 1.9389 | 224 | -0.034138 | -7.6469 |  |  |  |  | 0 | 0
1320 | BSP 1 | 1 | West | YES | 0.044723 | 25.5 | 2.9 | 25.8 | 0 | 1 | Cogen | 1 | 0.034406 | 0 | 0 | 0 | 0 |  |  | 0.034406 | 0 |  |  |  |  | 0 | 0
13136 | CALFREST_6G | 6 | North | YES | 0.007234 | 177.5 | 40 | 177.5 | 0 | 1.031 | CC | -1 | 0.03556 | 177.5 | 177.5 |  |  | 1.284 | 177.5 | -0.03556 | -6.3119 |  |  |  |  | 0 | 0
13135 | CALFREST_5G | 5 | North | YES | 0.007234 | 152.3 | 57 | 152.3 | 0 | 1.031 | CC | -1 | 0.03556 | 152.3 | 152.3 |  |  | 1.1017 | 152.3 | -0.03556 | -5.4158 |  |  |  |  | 0 | 0
13134 | CALFREST_4G | 4 | North | YES | 0.007234 | 151.5 | 40 | 151.5 | 0 | 1.031 | CC | -1 | 0.03556 | 151.5 | 151.5 |  |  | 1.096 | 151.5 | -0.03556 | -5.3873 |  |  |  |  | 0 | 0
13133 | CALFREST_3G | 3 | North | YES | 0.007175 | 177.4 | 40 | 177.4 | 0 | 1.031 | CC | -1 | 0.035619 | 177.4 | 177.4 |  |  | 1.2728 | 177.4 | -0.035619 | -6.3188 |  |  |  |  | 0 | 0
13132 | CALFREST_2G | 2 | North | YES | 0.007175 | 151 | 57 | 151 | 0 | 1.031 | CC | -1 | 0.035619 | 151 | 151 |  |  | 1.0834 | 151 | -0.035619 | -5.3785 |  |  |  |  | 0 | 0
13131 | CALFREST_1G | 1 | North | YES | 0.007175 | 150.7 | 40 | 150.7 | 0 | 1.031 | CC | -1 | 0.035619 | 150.7 | 150.7 |  |  | 1.0813 | 150.7 | -0.035619 | -5.3678 |  |  |  |  | 0 | 0
60057 | CALLAHAN1A | 1 | West | YES | 0.046158 | 22.8 | 0 | 114 | 0 | 1.04 | Wind | 1 | 0.035841 | 0 | 114 | 5.262 | 114 |  |  | 0.035841 | 4.0859 |  |  |  |  | 0 | 0
3381 | BBRN_1G | 1 | North | YES | 0.006846 | 618 | 225 | 618 | 0 | 1.03 | LIGCO | -1 | 0.035948 | 0 | 618 |  |  | 0 | 0 | -0.035948 | 0 |  |  |  |  | 0 | 0
3382 | BBRN_2G | 2 | North | YES | 0.006846 | 589 | 225 | 589 | 0 | 1.03 | LIGCO | -1 | 0.035948 | 0 | 589 |  |  | 0 | 0 | -0.035948 | 0 |  |  |  |  | 0 | 0
244 | WHITNYDM01 | 1 | North | YES | 0.006489 | 15 | 0 | 15 | 0 | 1.035 | Hydro | -1 | 0.036305 | 0 | 0 |  |  | 0 | 0 | -0.036305 | 0 |  |  |  |  | 0 | 0
245 | WHITNYDM02 | 2 | North | YES | 0.006489 | 15 | 0 | 15 | 0 | 1.035 | Hydro | -1 | 0.036305 | 0 | 0 |  |  | 0 | 0 | -0.036305 | 0 |  |  |  |  | 0 | 0
8262 | ELPS | 1 | South | YES | 0.005768 | 6 | 6 | 6 | 0 | 1.15 | Hydro | -1 | 0.037026 | 0 | 0 |  |  |  |  | -0.037026 | 0 |  |  |  |  | 0 | 0
76031 | L_GASCCR1_1N | W1 | West | YES | 0.047483 | 30 | 0 | 150 | 0 | 1.02 | Wind | 1 | 0.037166 | 0 | 150 | 7.1224 | 150 |  |  | 0.037166 | 5.575 |  |  |  |  | 0 | 0
1349 | WESTXWIN_1G | 1 | West | YES | 0.047765 | 1.3 | 0 | 6.6 |  | 1.014 | Wind | 1 | 0.037448 | 0 | 6.6 | 0.31525 | 6.6 |  |  | 0.037448 | 0.24716 |  |  |  |  | 0 | 0
1350 | NWPWRG1_1G | 1 | West | YES | 0.047765 | 6.9 | 1 | 34.3 |  | 1.014 | Wind | 1 | 0.037448 | 0 | 34.3 | 1.6383 | 34.3 |  |  | 0.037448 | 1.2845 |  |  |  |  | 0 | 0
251 | BOSQUESW803 | 2 | North | YES | 0.005156 | 150 | 0 | 150 | 0 | 1.032 | CC | -1 | 0.037638 | 150 | 150 |  |  | 0.7734 | 150 | -0.037638 | -5.6457 |  |  |  |  | 0 | 0
253 | BOSQUESW804 | 2 | North | YES | 0.005156 | 80 | 0 | 80 | 0 | 1.032 | CC | -1 | 0.037638 | 80 | 80 |  |  | 0.41248 | 80 | -0.037638 | -3.011 |  |  |  |  | 0 | 0
76091 | L_DIVIDE1_1N | W1 | West | YES | 0.04842 | 22.5 | 0 | 112.5 |  | 1.02 | Wind | 1 | 0.038103 | 0 | 112.5 | 5.4473 | 112.5 |  |  | 0.038103 | 4.2866 |  |  |  |  | 0 | 0
76095 | L_CAPRSI1_1N | W1 | West | YES | 0.04842 | 29.9 | 0 | 149.5 | 0 | 1.02 | Wind | 1 | 0.038103 | 0 | 149.5 | 7.2388 | 149.5 |  |  | 0.038103 | 5.6965 |  |  |  |  | 0 | 0
76096 | L_CAPRSI1_2N | W1 | West | YES | 0.04842 | 37.2 | 0 | 186 | 0 | 1.02 | Wind | 1 | 0.038103 | 0 | 186 | 9.0061 | 186 |  |  | 0.038103 | 7.0872 |  |  |  |  | 0 | 0
76097 | L_CAPRGE1_1N | W1 | West | YES | 0.04842 | 42.9 | 0 | 214.5 | 0 | 1.02 | Wind | 1 | 0.038103 | 0 | 214.5 | 10.3861 | 214.5 |  |  | 0.038103 | 8.1732 |  |  |  |  | 0 | 0
48721 | LEG_1___1 | 1 | North | YES | 0.004076 | 827 | 357 | 827 | 0 | 1.0348 | LIGCO | -1 | 0.038718 | 0 | 827 |  |  | 0 | 0 | -0.038718 | 0 |  |  |  |  | 0 | 0
48722 | LEG_2___2 | 2 | North | YES | 0.004076 | 819 | 357 | 819 | 0 | 1.0348 | LIGCO | -1 | 0.038718 | 0 | 819 |  |  | 0 | 0 | -0.038718 | 0 |  |  |  |  | 0 | 0
60007 | KING_SW1A | 1 | West | YES | 0.049241 | 20 | 0 | 80 |  | 1.03 | Wind | 1 | 0.038924 | 0 | 80 | 3.9393 | 80 |  |  | 0.038924 | 3.114 |  |  |  |  | 0 | 0
60019 | KING_NW1A | 1 | West | YES | 0.049241 | 20 | 0 | 80 |  | 1.03 | Wind | 1 | 0.038924 | 0 | 80 | 3.9393 | 80 |  |  | 0.038924 | 3.114 |  |  |  |  | 0 | 0
60201 | RIO DRCS | F | West | YES | 0.049332 | 0 | 0 | 0 | 0 | 1.025 | AVR | 1 | 0.039015 | 0 | 0 | 0 | 0 |  |  | 0.039015 | 0 |  |  |  |  | 0 | 0
60005 | KING_SE1A | 1 | West | YES | 0.049454 | 10 | 0 | 40 |  | 1.035 | Wind | 1 | 0.039137 | 0 | 40 | 1.9782 | 40 |  |  | 0.039137 | 1.5655 |  |  |  |  | 0 | 0
6016 | SWMESA | 1 | West | YES | 0.049454 | 18.8 | 0 | 75 |  | 1.03 | Wind | 1 | 0.039137 | 0 | 75 | 3.709 | 75 |  |  | 0.039137 | 2.9353 |  |  |  |  | 0 | 0
60003 | KING_NE1A | 1 | West | YES | 0.049454 | 20 | 0 | 80 |  | 1.03 | Wind | 1 | 0.039137 | 0 | 80 | 3.9563 | 80 |  |  | 0.039137 | 3.131 |  |  |  |  | 0 | 0
60016 | WOODWRD11A | 1 | West | YES | 0.049477 | 20 | 0 | 80 |  | 1.033 | Wind | 1 | 0.03916 | 0 | 80 | 3.9582 | 80 |  |  | 0.03916 | 3.1328 |  |  |  |  | 0 | 0
38332 | TNWDWRDU2_8 | 1 | West | YES | 0.049487 | 20 | 0 | 80 | 0 | 1.0232 | Wind | 1 | 0.03917 | 0 | 80 | 3.959 | 80 |  |  | 0.03917 | 3.1336 |  |  |  |  | 0 | 0
38437 | TNSRBNMESA9 | 1 | West | YES | 0.049534 | 37.5 | 0 | 150 | 0 | 1.02 | Wind | 1 | 0.039217 | 0 | 150 | 7.4301 | 150 |  |  | 0.039217 | 5.8826 |  |  |  |  | 0 | 0
238 | BOSQUESW505 | 1 | North | YES | 0.003465 | 255 | 0 | 255 | 0 | 1.02 | CC | -1 | 0.039329 | 255 | 255 |  |  | 0.88357 | 255 | -0.039329 | -10.0289 |  |  |  |  | 0 | 0
247 | BOSQUESW501 | 2 | North | YES | 0.003465 | 124.8 | 0 | 156 | 0 | 1.02 | GGT | -1 | 0.039329 | 156 | 156 |  |  | 0.54054 | 156 | -0.039329 | -6.1353 |  |  |  |  | 0 | 0
239 | BOSQUESW502 | 1 | North | YES | 0.003465 | 119.2 | 0 | 149 | 0 | 1.02 | GGT | -1 | 0.039329 | 149 | 149 |  |  | 0.51628 | 149 | -0.039329 | -5.86 |  |  |  |  | 0 | 0
39960 | TNTNPONE_18 | 1 | North | YES | 0.003081 | 152.3 | 30 | 152.3 |  | 1.04 | LIGCO | -1 | 0.039713 | 0 | 152.3 |  |  | 0 | 0 | -0.039713 | 0 |  |  |  |  | 0 | 0
39970 | TNTNPONE_28 | 1 | North | YES | 0.003081 | 153 | 30 | 153 |  | 1.04 | LIGCO | -1 | 0.039713 | 0 | 153 |  |  | 0 | 0 | -0.039713 | 0 |  |  |  |  | 0 | 0
3404 | THOUSE_2G | 2 | North | YES | 0.002449 | 807 | 250 | 807 | 0 | 1.012 | GSC | -1 | 0.040345 | 807 | 807 |  |  | 1.9763 | 807 | -0.040345 | -32.5584 |  |  |  |  | 0 | 0
3403 | THOUSE_1G | 1 | North | YES | 0.002449 | 563 | 200 | 563 | 0 | 1.012 | GSC | -1 | 0.040345 | 563 | 563 |  |  | 1.3788 | 563 | -0.040345 | -22.7142 |  |  |  |  | 0 | 0
60017 | ORNNWP1 | 1 | West | YES | 0.050849 | 20 | 0 | 80 |  | 1.027 | Wind | 1 | 0.040532 | 0 | 80 | 4.0679 | 80 |  |  | 0.040532 | 3.2426 |  |  |  |  | 0 | 0
60018 | DSKY1 | 1 | West | YES | 0.051293 | 21 | 0 | 84 | 0 | 1.023 | Wind | 1 | 0.040976 | 0 | 84 | 4.3086 | 84 |  |  | 0.040976 | 3.442 |  |  |  |  | 0 | 0
3417 | LAKE_CRK2_G | 2 | North | YES | 0.001538 | 177.6 | 40 | 222 | 0 | 1.029 | GST | -1 | 0.041256 | 222 | 222 |  |  | 0.34144 | 222 | -0.041256 | -9.1588 |  |  |  |  | 0 | 0
3416 | LAKE_CRK1_G | 1 | North | YES | 0.001538 | 60 | 33 | 75 |  | 1.029 | GST | -1 | 0.041256 | 75 | 75 |  |  | 0.11535 | 75 | -0.041256 | -3.0942 |  |  |  |  | 0 | 0
60000 | DSKY2 | 1 | West | YES | 0.05178 | 19.1 | 0 | 76.5 |  | 1.039 | Wind | 1 | 0.041463 | 0 | 76.5 | 3.9612 | 76.5 |  |  | 0.041463 | 3.172 |  |  |  |  | 0 | 0
32798 | BRYN_TAMUGEN | 1 | North | YES | 0.000591 | 32 | 0 | 32 |  | 1.02 | GST | -1 | 0.042203 | 32 | 32 |  |  | 0.018912 | 32 | -0.042203 | -1.3505 |  |  |  |  | 0 | 0
990 | GIBN_CREK_G1 | 1 | North | YES | 0.000586 | 463 | 200 | 463 | 0 | 1.0275 | LIGCO | -1 | 0.042208 | 0 | 463 |  |  | 0 | 0 | -0.042208 | 0 |  |  |  |  | 0 | 0
32888 | BRYN_ATKINS7 | 1 | North | YES | 0.000583 | 13.6 | 4 | 17 |  | 1.028 | GGT | -1 | 0.042211 | 17 | 17 |  |  | 0.009911 | 17 | -0.042211 | -0.71759 |  |  |  |  | 0 | 0
32886 | BRYN_ATKINS3 | MB | North | YES | 0.000583 | 0 | 5 | 12 |  | 1 | GST | -1 | 0.042211 | 0 | 0 |  |  | 0 | 0 | -0.042211 | 0 |  |  |  |  | 0 | 0
32887 | BRYN_ATKINS6 | MB | North | YES | 0.000583 | 0 | 12 | 51 |  | 1.028 | GST | -1 | 0.042211 | 0 | 0 |  |  | 0 | 0 | -0.042211 | 0 |  |  |  |  | 0 | 0
32890 | BRYN_ATKINS4 | MB | North | YES | 0.000583 | 0 | 5 | 22 |  | 1.031 | GST | -1 | 0.042211 | 0 | 0 |  |  | 0 | 0 | -0.042211 | 0 |  |  |  |  | 0 | 0
32891 | BRYN_ATKINS5 | MB | North | YES | 0.000583 | 0 | 5 | 25 |  | 1.031 | GST | -1 | 0.042211 | 0 | 0 |  |  | 0 | 0 | -0.042211 | 0 |  |  |  |  | 0 | 0
32892 | BRYN_DNSBY14 | 1 | North | YES | 0.000525 | 84 | 25 | 105 | 0 | 1.035 | GST | -1 | 0.042269 | 105 | 105 |  |  | 0.055125 | 105 | -0.042269 | -4.4382 |  |  |  |  | 0 | 0
32883 | BRYN_DNSBY3 | 1 | North | YES | 0.000525 | 0 | 2 | 48 |  | 1.015 | GST | -1 | 0.042269 | 48 | 48 |  |  | 0.0252 | 48 | -0.042269 | -2.0289 |  |  |  |  | 0 | 0
32884 | BRYN_DNSBY13 | 1 | North | YES | 0.000525 | 46 | 2 | 46 | 0 | 1.015 | GST | -1 | 0.042269 | 46 | 46 |  |  | 0.02415 | 46 | -0.042269 | -1.9444 |  |  |  |  | 0 | 0
5934 | SI_RAY5 | 5 | South | YES | 0 | 0 | 10 | 15 |  | 1.035 | GST | -1 | 0.042794 | 15 | 15 |  |  |  |  | -0.042794 | -0.64191 |  |  |  |  | 0 | 0
8139 | JOS #1 | MB | South | YES | 0 | 0 | 45 | 255 |  | 1.02 | GST | -1 | 0.042794 | 0 | 0 |  |  |  |  | -0.042794 | 0 |  |  |  |  | 0 | 0
8285 | LAR #1 | MB | South | YES | 0 | 0 | 9 | 32 |  | 1.0497 | GST | -1 | 0.042794 | 0 | 0 |  |  |  |  | -0.042794 | 0 |  |  |  |  | 0 | 0
8287 | LAR #2 | MB | South | YES | 0 | 0 | 9 | 32 |  | 1.04 | GST | -1 | 0.042794 | 0 | 0 |  |  |  |  | -0.042794 | 0 |  |  |  |  | 0 | 0
8288 | LAR #3 | MB | South | YES | 0 | 0 | 25 | 105 |  | 1.04 | GST | -1 | 0.042794 | 0 | 0 |  |  |  |  | -0.042794 | 0 |  |  |  |  | 0 | 0
8388 | BATES0A | MB | South | YES | 0 | 0 | 21 | 71 |  | 1.033 | GST | -1 | 0.042794 | 0 | 0 |  |  |  |  | -0.042794 | 0 |  |  |  |  | 0 | 0
8393 | BATES0B | MB | South | YES | 0 | 0 | 25 | 110 |  | 1.03 | GST | -1 | 0.042794 | 0 | 0 |  |  |  |  | -0.042794 | 0 |  |  |  |  | 0 | 0
8437 | NUECES_B0C | MB | South | YES | 0 | 0 | 7 | 30 |  | 1.03 | GST | -1 | 0.042794 | 0 | 0 |  |  |  |  | -0.042794 | 0 |  |  |  |  | 0 | 0
8438 | NUECES_B0B | MB | South | YES | 0 | 0 | 26 | 169 |  | 1.03 | GST | -1 | 0.042794 | 0 | 0 |  |  |  |  | -0.042794 | 0 |  |  |  |  | 0 | 0
39190 | TNSLCGN1__8 | 1 | Houston | YES | 0 | 0 | 10 | 30 |  | 1.03 | Cogen | -1 | 0.042794 | 0 | 0 |  |  |  |  | -0.042794 | 0 |  |  |  |  | 0 | 0
48674 | FTR_CN4_5095 | 4 | North | YES | -0.000193 | 380 | 0 | 380 | 0 | 1.0319 | CC | -1 | 0.042987 | 380 | 380 |  |  | -0.07334 | 380 | -0.042987 | -16.335 |  |  |  |  | 0 | 0
48672 | FTR_GT2_5110 | 2 | North | YES | -0.000193 | 159 | 0 | 159 | 0 | 1.0319 | CC | -1 | 0.042987 | 159 | 159 |  |  | -0.030687 | 159 | -0.042987 | -6.8349 |  |  |  |  | 0 | 0
48673 | FTR_GT3_5085 | 3 | North | YES | -0.000193 | 158 | 0 | 158 | 0 | 1.0319 | CC | -1 | 0.042987 | 158 | 158 |  |  | -0.030494 | 158 | -0.042987 | -6.7919 |  |  |  |  | 0 | 0
48671 | FTR_GT1_5105 | 1 | North | YES | -0.000193 | 154.2 | 0 | 154.2 | 0 | 1.0319 | CC | -1 | 0.042987 | 154.2 | 154.2 |  |  | -0.029761 | 154.2 | -0.042987 | -6.6286 |  |  |  |  | 0 | 0
48591 | CHE_GT2_5030 | 2 | Houston | YES | -0.003967 | 173 | 50 | 173 | 0 | 1.029 | Cogen | -1 | 0.046761 | 0 | 0 |  |  |  |  | -0.046761 | 0 |  |  |  |  | 0 | 0
48811 | CVC_GT3_5045 | 3 | Houston | YES | -0.003967 | 156 | 91.8 | 156 | 0 | 1.029 | Cogen | -1 | 0.046761 | 0 | 0 |  |  |  |  | -0.046761 | 0 |  |  |  |  | 0 | 0
48812 | CVC_GT2_5020 | 2 | Houston | YES | -0.003967 | 158 | 91.8 | 158 | 0 | 1.029 | Cogen | -1 | 0.046761 | 0 | 0 |  |  |  |  | -0.046761 | 0 |  |  |  |  | 0 | 0
48813 | CVC_GT1_5035 | 1 | Houston | YES | -0.003967 | 160 | 91.8 | 160 | 0 | 1.029 | Cogen | -1 | 0.046761 | 0 | 0 |  |  |  |  | -0.046761 | 0 |  |  |  |  | 0 | 0
48814 | CVC_ST5_5040 | 1 | Houston | YES | -0.003967 | 162 | 91.8 | 162 | 0 | 1.029 | Cogen | -1 | 0.046761 | 0 | 0 |  |  |  |  | -0.046761 | 0 |  |  |  |  | 0 | 0
48885 | THW_5152 | B | Houston | YES | -0.004386 | 47.2 | 5 | 59 |  | 1.0319 | GGT | -1 | 0.04718 | 59 | 59 |  |  |  |  | -0.04718 | -2.7836 |  |  |  |  | 0 | 0
48887 | THW_5556 | E | Houston | YES | -0.004386 | 47.2 | 5 | 59 |  | 1.0319 | GGT | -1 | 0.04718 | 59 | 59 |  |  |  |  | -0.04718 | -2.7836 |  |  |  |  | 0 | 0
48885 | THW_5152 | A | Houston | YES | -0.004386 | 46.4 | 5 | 58 |  | 1.0319 | GGT | -1 | 0.04718 | 58 | 58 |  |  |  |  | -0.04718 | -2.7364 |  |  |  |  | 0 | 0
48886 | THW_5354 | D | Houston | YES | -0.004386 | 46.4 | 5 | 58 |  | 1.0319 | GGT | -1 | 0.04718 | 58 | 58 |  |  |  |  | -0.04718 | -2.7364 |  |  |  |  | 0 | 0
48886 | THW_5354 | C | Houston | YES | -0.004386 | 45.6 | 5 | 57 |  | 1.0319 | GGT | -1 | 0.04718 | 57 | 57 |  |  |  |  | -0.04718 | -2.6893 |  |  |  |  | 0 | 0
48887 | THW_5556 | F | Houston | YES | -0.004386 | 45.6 | 5 | 57 |  | 1.0319 | GGT | -1 | 0.04718 | 57 | 57 |  |  |  |  | -0.04718 | -2.6893 |  |  |  |  | 0 | 0
48690 | GBY_GN5_5 | 5 | Houston | YES | -0.004418 | 318.4 | 81 | 398 |  | 1.0362 | GSC | -1 | 0.047212 | 398 | 398 |  |  |  |  | -0.047212 | -18.7904 |  |  |  |  | 0 | 0
48598 | BTE_ST1_8070 | 4 | Houston | YES | -0.004446 | 269.2 | 60 | 269.2 | 0 | 1.0261 | CC | -1 | 0.04724 | 269.2 | 269.2 |  |  |  |  | -0.04724 | -12.717 |  |  |  |  | 0 | 0
48595 | BTE_GT2_8075 | 1 | Houston | YES | -0.004446 | 162.8 | 130 | 162.8 | 0 | 1.0261 | CC | -1 | 0.04724 | 162.8 | 162.8 |  |  |  |  | -0.04724 | -7.6907 |  |  |  |  | 0 | 0
48596 | BTE_GT3_8045 | 2 | Houston | YES | -0.004446 | 161.4 | 130 | 161.4 | 0 | 1.0261 | CC | -1 | 0.04724 | 161.4 | 161.4 |  |  |  |  | -0.04724 | -7.6245 |  |  |  |  | 0 | 0
48597 | BTE_GT4_8055 | 3 | Houston | YES | -0.004446 | 158.9 | 130 | 158.9 | 0 | 1.0261 | CC | -1 | 0.04724 | 158.9 | 158.9 |  |  |  |  | -0.04724 | -7.5064 |  |  |  |  | 0 | 0
48583 | CBY_GT4_1 | 1 | Houston | YES | -0.004515 | 172 | 0 | 172 | 0 | 1.027 | GSC | -1 | 0.047309 | 172 | 172 |  |  |  |  | -0.047309 | -8.1371 |  |  |  |  | 0 | 0
48584 | CBY_GT4_2 | 2 | Houston | YES | -0.004515 | 172 | 0 | 172 | 0 | 1.027 | CC | -1 | 0.047309 | 172 | 172 |  |  |  |  | -0.047309 | -8.1371 |  |  |  |  | 0 | 0
48585 | CBY_ST4_1 | 3 | Houston | YES | -0.004515 | 172 | 0 | 172 | 0 | 1.027 | CC | -1 | 0.047309 | 172 | 172 |  |  |  |  | -0.047309 | -8.1371 |  |  |  |  | 0 | 0
48815 | CVC_GT4_8005 | 4 | Houston | YES | -0.004523 | 165 | 91.8 | 165 |  | 1.0362 | Cogen | -1 | 0.047317 | 0 | 0 |  |  |  |  | -0.047317 | 0 |  |  |  |  | 0 | 0
48791 | PSA_GT1_8160 | 1 | Houston | YES | -0.004545 | 52 | 20.8 | 65 | 0 | 1.0362 | Cogen | -1 | 0.047339 | 0 | 0 |  |  |  |  | -0.047339 | 0 |  |  |  |  | 0 | 0
48792 | PSA_GT2_8155 | 2 | Houston | YES | -0.004545 | 52.8 | 20.3 | 66 | 0 | 1.0362 | Cogen | -1 | 0.047339 | 0 | 0 |  |  |  |  | -0.047339 | 0 |  |  |  |  | 0 | 0
48793 | PSA_GT3_8150 | 3 | Houston | YES | -0.004545 | 56 | 20.3 | 70 | 0 | 1.0362 | Cogen | -1 | 0.047339 | 0 | 0 |  |  |  |  | -0.047339 | 0 |  |  |  |  | 0 | 0
48794 | PSA_GT4_8145 | 4 | Houston | YES | -0.004545 | 52.8 | 20.3 | 66 | 0 | 1.0362 | Cogen | -1 | 0.047339 | 0 | 0 |  |  |  |  | -0.047339 | 0 |  |  |  |  | 0 | 0
48795 | PSA_GT5_8140 | 5 | Houston | YES | -0.004545 | 51.2 | 20.3 | 64 | 0 | 1.0362 | Cogen | -1 | 0.047339 | 0 | 0 |  |  |  |  | -0.047339 | 0 |  |  |  |  | 0 | 0
48796 | PSA_GN1_8165 | 1 | Houston | YES | -0.004545 | 83.2 | 43.1 | 104 | 0 | 1.0362 | Cogen | -1 | 0.047339 | 0 | 0 |  |  |  |  | -0.047339 | 0 |  |  |  |  | 0 | 0
48797 | PSA_GT6_8135 | 6 | Houston | YES | -0.004545 | 47.2 | 34.5 | 59 | 0 | 1.0362 | Cogen | -1 | 0.047339 | 0 | 0 |  |  |  |  | -0.047339 | 0 |  |  |  |  | 0 | 0
48581 | CBY_GN1_1 | 1 | Houston | YES | -0.00455 | 595.2 | 108 | 744 | 0 | 1.0435 | GSC | -1 | 0.047344 | 744 | 744 |  |  |  |  | -0.047344 | -35.2239 |  |  |  |  | 0 | 0
48940 | WARVUE_GT1 | G1 | Houston | YES | -0.00455 | 15 | 0 | 15 |  | 1.021 | Cogen | -1 | 0.047344 | 0 | 0 |  |  |  |  | -0.047344 | 0 |  |  |  |  | 0 | 0
48651 | EP_1_2 | 1 | Houston | YES | -0.004551 | 4 | 0 | 5 | 0 | 1.0362 | Cogen | -1 | 0.047345 | 0 | 0 |  |  |  |  | -0.047345 | 0 |  |  |  |  | 0 | 0
48651 | EP_1_2 | 2 | Houston | YES | -0.004551 | 17.7 | 10 | 21 | 0 | 1.0362 | Cogen | -1 | 0.047345 | 0 | 0 |  |  |  |  | -0.047345 | 0 |  |  |  |  | 0 | 0
60202 | FRNDDRCS | F | West | YES | 0.057664 | 0 | 0 | 0 | 0 | 0.9985 | AVR | 1 | 0.047347 | 0 | 0 | 0 | 0 |  |  | 0.047347 | 0 |  |  |  |  | 0 | 0
48883 | THW_GT1_GT_1 | B2 | Houston | YES | -0.004592 | 0 | 0 | 12 |  | 1.043 | GGT | -1 | 0.047386 | 12 | 12 |  |  |  |  | -0.047386 | -0.56863 |  |  |  |  | 0 | 0
49803 | EXN_15GT | 1 | Houston | YES | -0.004592 | 33 | 8.3 | 34 |  | 1.0326 | Cogen | -1 | 0.047386 | 0 | 0 |  |  |  |  | -0.047386 | 0 |  |  |  |  | 0 | 0
49804 | EXN_16GT | 2 | Houston | YES | -0.004592 | 32 | 8.3 | 34.7 |  | 1.0326 | Cogen | -1 | 0.047386 | 0 | 0 |  |  |  |  | -0.047386 | 0 |  |  |  |  | 0 | 0
49805 | EXN_17GT | 3 | Houston | YES | -0.004592 | 31 | 8.3 | 32.7 |  | 1.0326 | Cogen | -1 | 0.047386 | 0 | 0 |  |  |  |  | -0.047386 | 0 |  |  |  |  | 0 | 0
49826 | EXN938GT | 5 | Houston | YES | -0.004592 | 43 | 9.2 | 45.9 |  | 1.0326 | Cogen | -1 | 0.047386 | 0 | 0 |  |  |  |  | -0.047386 | 0 |  |  |  |  | 0 | 0
49828 | EXN941GT | 10 | Houston | YES | -0.004592 | 17.7 | 5.4 | 17.7 | 0 | 1.0326 | Cogen | -1 | 0.047386 | 0 | 0 |  |  |  |  | -0.047386 | 0 |  |  |  |  | 0 | 0
49829 | EXN942GT | 11 | Houston | YES | -0.004592 | 20 | 5.4 | 20.4 | 0 | 1.0326 | Cogen | -1 | 0.047386 | 0 | 0 |  |  |  |  | -0.047386 | 0 |  |  |  |  | 0 | 0
49830 | EXN943GT | 12 | Houston | YES | -0.004592 | 19 | 5.4 | 19.9 | 0 | 1.0326 | Cogen | -1 | 0.047386 | 0 | 0 |  |  |  |  | -0.047386 | 0 |  |  |  |  | 0 | 0
49831 | EXN944GT | 13 | Houston | YES | -0.004592 | 33 | 5.4 | 35 | 0 | 1.0326 | Cogen | -1 | 0.047386 | 0 | 0 |  |  |  |  | -0.047386 | 0 |  |  |  |  | 0 | 0
49832 | EXN945GT | 9 | Houston | YES | -0.004592 | 18.5 | 9.2 | 18.5 |  | 1.0326 | Cogen | -1 | 0.047386 | 0 | 0 |  |  |  |  | -0.047386 | 0 |  |  |  |  | 0 | 0
49837 | EXN_GT | 4 | Houston | YES | -0.004592 | 81 | 21.3 | 85.4 |  | 1.0326 | Cogen | -1 | 0.047386 | 0 | 0 |  |  |  |  | -0.047386 | 0 |  |  |  |  | 0 | 0
49838 | EXN_14GT | 14 | Houston | YES | -0.004592 | 140 | 0 | 148 |  | 1.0326 | Cogen | -1 | 0.047386 | 0 | 0 |  |  |  |  | -0.047386 | 0 |  |  |  |  | 0 | 0
48582 | CBY_GN2_2 | 2 | Houston | YES | -0.004634 | 596.8 | 110 | 746 | 0 | 1.0435 | GSC | -1 | 0.047428 | 746 | 746 |  |  |  |  | -0.047428 | -35.3812 |  |  |  |  | 0 | 0
48874 | THW_ST4_ST_4 | 4 | Houston | YES | -0.004683 | 108 | 19 | 108 | 0 | 1.0435 | CC | -1 | 0.047477 | 108 | 108 |  |  |  |  | -0.047477 | -5.1275 |  |  |  |  | 0 | 0
48873 | THW_ST3_ST_3 | 3 | Houston | YES | -0.004683 | 107 | 19 | 107 | 0 | 1.0435 | CC | -1 | 0.047477 | 107 | 107 |  |  |  |  | -0.047477 | -5.08 |  |  |  |  | 0 | 0
48881 | THW_4344 | G | Houston | YES | -0.004683 | 58 | 5 | 58 | 0 | 1.0435 | CC | -1 | 0.047477 | 58 | 58 |  |  |  |  | -0.047477 | -2.7537 |  |  |  |  | 0 | 0
48881 | THW_4344 | H | Houston | YES | -0.004683 | 58 | 5 | 58 | 0 | 1.0435 | CC | -1 | 0.047477 | 58 | 58 |  |  |  |  | -0.047477 | -2.7537 |  |  |  |  | 0 | 0
48877 | THW_3334 | D | Houston | YES | -0.004683 | 57 | 5 | 57 | 0 | 1.0435 | CC | -1 | 0.047477 | 57 | 57 |  |  |  |  | -0.047477 | -2.7062 |  |  |  |  | 0 | 0
48879 | THW_4142 | E | Houston | YES | -0.004683 | 56 | 5 | 56 | 0 | 1.0435 | CC | -1 | 0.047477 | 56 | 56 |  |  |  |  | -0.047477 | -2.6587 |  |  |  |  | 0 | 0
48875 | THW_3132 | A | Houston | YES | -0.004683 | 55 | 5 | 55 | 0 | 1.0435 | CC | -1 | 0.047477 | 55 | 55 |  |  |  |  | -0.047477 | -2.6112 |  |  |  |  | 0 | 0
48877 | THW_3334 | C | Houston | YES | -0.004683 | 55 | 5 | 55 | 0 | 1.0435 | CC | -1 | 0.047477 | 55 | 55 |  |  |  |  | -0.047477 | -2.6112 |  |  |  |  | 0 | 0
48879 | THW_4142 | F | Houston | YES | -0.004683 | 55 | 5 | 55 | 0 | 1.0435 | CC | -1 | 0.047477 | 55 | 55 |  |  |  |  | -0.047477 | -2.6112 |  |  |  |  | 0 | 0
48875 | THW_3132 | B | Houston | YES | -0.004683 | 53 | 5 | 53 | 0 | 1.0435 | CC | -1 | 0.047477 | 53 | 53 |  |  |  |  | -0.047477 | -2.5163 |  |  |  |  | 0 | 0
48593 | CHE_GT1_8015 | 1 | Houston | YES | -0.004767 | 173 | 50 | 173 | 0 | 1.0362 | Cogen | -1 | 0.047561 | 0 | 0 |  |  |  |  | -0.047561 | 0 |  |  |  |  | 0 | 0
48594 | CHE_GN4_8025 | 4 | Houston | YES | -0.004767 | 142 | 60 | 142 | 0 | 1.0362 | Cogen | -1 | 0.047561 | 0 | 0 |  |  |  |  | -0.047561 | 0 |  |  |  |  | 0 | 0
48511 | LPE_GT1_8070 | 1 | Houston | YES | -0.004779 | 42 | 0 | 42 | 0 | 1.0362 | GGT | -1 | 0.047573 | 42 | 42 |  |  |  |  | -0.047573 | -1.9981 |  |  |  |  | 0 | 0
48512 | LPE_GT2_8075 | 2 | Houston | YES | -0.004779 | 42 | 0 | 42 | 0 | 1.0362 | GGT | -1 | 0.047573 | 42 | 42 |  |  |  |  | -0.047573 | -1.9981 |  |  |  |  | 0 | 0
48513 | LPE_GT3_8080 | 3 | Houston | YES | -0.004779 | 39 | 0 | 39 | 0 | 1.0362 | GGT | -1 | 0.047573 | 39 | 39 |  |  |  |  | -0.047573 | -1.8553 |  |  |  |  | 0 | 0
48514 | LPE_GT4_8085 | 4 | Houston | YES | -0.004779 | 39 | 0 | 39 | 0 | 1.0362 | GGT | -1 | 0.047573 | 39 | 39 |  |  |  |  | -0.047573 | -1.8553 |  |  |  |  | 0 | 0
48500 | APD_GT1_8005 | 1 | Houston | YES | -0.004786 | 137.6 | 54.6 | 137.6 | 0 | 1.0362 | Cogen | -1 | 0.04758 | 0 | 0 |  |  |  |  | -0.04758 | 0 |  |  |  |  | 0 | 0
48820 | SHELLG1_3015 | 1 | Houston | YES | -0.004842 | 71 | 34.5 | 71 |  | 1.029 | Cogen | -1 | 0.047636 | 0 | 0 |  |  |  |  | -0.047636 | 0 |  |  |  |  | 0 | 0
48821 | SHELLG2 | 2 | Houston | YES | -0.004842 | 72 | 34.5 | 72 |  | 1.029 | Cogen | -1 | 0.047636 | 0 | 0 |  |  |  |  | -0.047636 | 0 |  |  |  |  | 0 | 0
48822 | SHELLG3_3020 | 2 | Houston | YES | -0.004842 | 30 | 0 | 30 |  | 1.029 | Cogen | -1 | 0.047636 | 0 | 0 |  |  |  |  | -0.047636 | 0 |  |  |  |  | 0 | 0
48822 | SHELLG3_3020 | 1 | Houston | YES | -0.004842 | 39 | 0 | 39 |  | 1.029 | Cogen | -1 | 0.047636 | 0 | 0 |  |  |  |  | -0.047636 | 0 |  |  |  |  | 0 | 0
48740 | PSG_GN2_8050 | 1 | Houston | YES | -0.004879 | 182 | 60 | 182 | 0 | 1.0326 | Cogen | -1 | 0.047673 | 0 | 0 |  |  |  |  | -0.047673 | 0 |  |  |  |  | 0 | 0
48741 | PSG_GT2_8040 | 1 | Houston | YES | -0.004879 | 158.6 | 50 | 158.6 | 0 | 1.0326 | Cogen | -1 | 0.047673 | 0 | 0 |  |  |  |  | -0.047673 | 0 |  |  |  |  | 0 | 0
48742 | PSG_GT3_8060 | 1 | Houston | YES | -0.004879 | 157 | 50 | 157 | 0 | 1.0326 | Cogen | -1 | 0.047673 | 0 | 0 |  |  |  |  | -0.047673 | 0 |  |  |  |  | 0 | 0
48854 | SRB_GN4_4 | 4 | Houston | YES | -0.00488 | 182.4 | 35 | 228 | 0 | 1.0326 | GST | -1 | 0.047674 | 228 | 228 |  |  |  |  | -0.047674 | -10.8697 |  |  |  |  | 0 | 0
48845 | SOL_GT1 | 1 | Houston | YES | -0.004881 | 16.2 | 15.4 | 16.2 |  | 1.0326 | Solar | -1 | 0.047675 | 16.2 | 16.2 |  |  |  |  | -0.047675 | -0.77233 |  |  |  |  | 0 | 0
48611 | DIB_GT1_8080 | 1 | Houston | YES | -0.004881 | 64 | 0 | 64 | 0 | 1.0326 | Cogen | -1 | 0.047675 | 0 | 0 |  |  |  |  | -0.047675 | 0 |  |  |  |  | 0 | 0
48612 | DIB_GT2_8075 | 2 | Houston | YES | -0.004881 | 63.2 | 0 | 63.2 | 0 | 1.0326 | Cogen | -1 | 0.047675 | 0 | 0 |  |  |  |  | -0.047675 | 0 |  |  |  |  | 0 | 0
48613 | DIB_ST1_8085 | 3 | Houston | YES | -0.004881 | 67.9 | 30 | 82.6 | 0 | 1.0326 | Cogen | -1 | 0.047675 | 0 | 0 |  |  |  |  | -0.047675 | 0 |  |  |  |  | 0 | 0
48614 | DIB_GT3_8090 | 4 | Houston | YES | -0.004881 | 73.6 | 15 | 73.6 | 0 | 1.0326 | Cogen | -1 | 0.047675 | 0 | 0 |  |  |  |  | -0.047675 | 0 |  |  |  |  | 0 | 0
48853 | SRB_GN3_3 | 3 | Houston | YES | -0.004882 | 170.4 | 35 | 213 |  | 1.0326 | GST | -1 | 0.047676 | 213 | 213 |  |  |  |  | -0.047676 | -10.155 |  |  |  |  | 0 | 0
48551 | CAL_GT1_8045 | 1 | Houston | YES | -0.004887 | 149 | 0 | 149 | 0 | 1.0326 | Cogen | -1 | 0.047681 | 0 | 0 |  |  |  |  | -0.047681 | 0 |  |  |  |  | 0 | 0
48552 | CAL_ST1_8000 | 2 | Houston | YES | -0.004887 | 65.1 | 0 | 65.1 | 0 | 1.0326 | Cogen | -1 | 0.047681 | 0 | 0 |  |  |  |  | -0.047681 | 0 |  |  |  |  | 0 | 0
48851 | SRB_GN1_1 | 1 | Houston | YES | -0.004888 | 132 | 26 | 165 | 0 | 1.0217 | GST | -1 | 0.047682 | 165 | 165 |  |  |  |  | -0.047682 | -7.8675 |  |  |  |  | 0 | 0
48852 | SRB_GN2_2 | 2 | Houston | YES | -0.00489 | 140.8 | 26 | 176 | 0 | 1.0217 | GST | -1 | 0.047684 | 176 | 176 |  |  |  |  | -0.047684 | -8.3924 |  |  |  |  | 0 | 0
48855 | SRB_GT211035 | B1 | Houston | YES | -0.004892 | 0 | 0 | 18 |  | 1.014 | GGT | -1 | 0.047686 | 18 | 18 |  |  |  |  | -0.047686 | -0.85835 |  |  |  |  | 0 | 0
48855 | SRB_GT211035 | B2 | Houston | YES | -0.004892 | 0 | 0 | 12 |  | 1.014 | GGT | -1 | 0.047686 | 12 | 12 |  |  |  |  | -0.047686 | -0.57223 |  |  |  |  | 0 | 0
48761 | PR_GT1__9040 | 1 | Houston | YES | -0.004918 | 26 | 0 | 35 |  | 1 | Cogen | -1 | 0.047712 | 0 | 0 |  |  |  |  | -0.047712 | 0 |  |  |  |  | 0 | 0
48645 | DPEC_ST55065 | 5 | Houston | YES | -0.004951 | 282 | 0 | 282 | 0 | 1.0319 | CC | -1 | 0.047745 | 282 | 282 |  |  |  |  | -0.047745 | -13.4641 |  |  |  |  | 0 | 0
48641 | DPEC_GT15040 | 1 | Houston | YES | -0.004951 | 163.2 | 98 | 163.2 | 0 | 1.0319 | CC | -1 | 0.047745 | 163.2 | 163.2 |  |  |  |  | -0.047745 | -7.792 |  |  |  |  | 0 | 0
48643 | DPEC_GT35010 | 3 | Houston | YES | -0.004951 | 157.5 | 98 | 157.5 | 0 | 1.0319 | CC | -1 | 0.047745 | 157.5 | 157.5 |  |  |  |  | -0.047745 | -7.5198 |  |  |  |  | 0 | 0
48642 | DPEC_GT25025 | 2 | Houston | YES | -0.004951 | 157.1 | 98 | 157.1 | 0 | 1.0319 | CC | -1 | 0.047745 | 157.1 | 157.1 |  |  |  |  | -0.047745 | -7.5007 |  |  |  |  | 0 | 0
48644 | DPEC_GT45070 | 4 | Houston | YES | -0.004951 | 157 | 98 | 157 | 0 | 1.0319 | CC | -1 | 0.047745 | 157 | 157 |  |  |  |  | -0.047745 | -7.496 |  |  |  |  | 0 | 0
48841 | SJS_GT1_GT1 | 1 | Houston | YES | -0.004974 | 62.4 | 49 | 78 | 0 | 1.0362 | Cogen | -1 | 0.047768 | 0 | 0 |  |  |  |  | -0.047768 | 0 |  |  |  |  | 0 | 0
48842 | SJS_GT2_GT2 | 2 | Houston | YES | -0.004974 | 64.8 | 49 | 81 | 0 | 1.0362 | Cogen | -1 | 0.047768 | 0 | 0 |  |  |  |  | -0.047768 | 0 |  |  |  |  | 0 | 0
48693 | GBY_83841065 | E | Houston | YES | -0.004998 | 45.6 | 20 | 57 | 0 | 1.0362 | GGT | -1 | 0.047792 | 57 | 57 |  |  |  |  | -0.047792 | -2.7241 |  |  |  |  | 0 | 0
48692 | GBY_81821075 | D | Houston | YES | -0.004998 | 44 | 20 | 55 | 0 | 1.0362 | GGT | -1 | 0.047792 | 55 | 55 |  |  |  |  | -0.047792 | -2.6286 |  |  |  |  | 0 | 0
48693 | GBY_83841065 | F | Houston | YES | -0.004998 | 43.2 | 20 | 54 | 0 | 1.0362 | GGT | -1 | 0.047792 | 54 | 54 |  |  |  |  | -0.047792 | -2.5808 |  |  |  |  | 0 | 0
48691 | GBY_73741085 | B | Houston | YES | -0.004998 | 37.6 | 20 | 47 | 0 | 1.0362 | GGT | -1 | 0.047792 | 47 | 47 |  |  |  |  | -0.047792 | -2.2462 |  |  |  |  | 0 | 0
48691 | GBY_73741085 | A | Houston | YES | -0.004998 | 37.6 | 20 | 47 | 0 | 1.0362 | GGT | -1 | 0.047792 | 47 | 47 |  |  |  |  | -0.047792 | -2.2462 |  |  |  |  | 0 | 0
48692 | GBY_81821075 | C | Houston | YES | -0.004998 | 37.6 | 20 | 47 | 0 | 1.0362 | GGT | -1 | 0.047792 | 47 | 47 |  |  |  |  | -0.047792 | -2.2462 |  |  |  |  | 0 | 0
48531 | BYU_GT1_8075 | 1 | Houston | YES | -0.005082 | 65 | 0 | 65 |  | 1.0362 | Cogen | -1 | 0.047876 | 0 | 0 |  |  |  |  | -0.047876 | 0 |  |  |  |  | 0 | 0
48532 | BYU_GT2_8055 | 2 | Houston | YES | -0.005082 | 62 | 0 | 62 |  | 1.0362 | Cogen | -1 | 0.047876 | 0 | 0 |  |  |  |  | -0.047876 | 0 |  |  |  |  | 0 | 0
48533 | BYU_GT3_8060 | 3 | Houston | YES | -0.005082 | 67 | 0 | 67 |  | 1.0362 | Cogen | -1 | 0.047876 | 0 | 0 |  |  |  |  | -0.047876 | 0 |  |  |  |  | 0 | 0
48534 | BYU_GT4_8065 | 4 | Houston | YES | -0.005082 | 65 | 0 | 65 |  | 1.0362 | Cogen | -1 | 0.047876 | 0 | 0 |  |  |  |  | -0.047876 | 0 |  |  |  |  | 0 | 0
48561 | CTL_GT2_8130 | 1 | Houston | YES | -0.005139 | 73.5 | 30.3 | 91.9 |  | 1.0362 | Cogen | -1 | 0.047933 | 0 | 0 |  |  |  |  | -0.047933 | 0 |  |  |  |  | 0 | 0
48562 | CTL_GT3_8135 | 2 | Houston | YES | -0.005139 | 70.1 | 30.3 | 87.6 |  | 1.0362 | Cogen | -1 | 0.047933 | 0 | 0 |  |  |  |  | -0.047933 | 0 |  |  |  |  | 0 | 0
48563 | CTL_GT4_8140 | 3 | Houston | YES | -0.005139 | 69.6 | 30.3 | 87 |  | 1.0362 | Cogen | -1 | 0.047933 | 0 | 0 |  |  |  |  | -0.047933 | 0 |  |  |  |  | 0 | 0
48564 | CTL_GN1_8145 | 4 | Houston | YES | -0.005139 | 43.6 | 12.9 | 54.5 |  | 1.0362 | Cogen | -1 | 0.047933 | 0 | 0 |  |  |  |  | -0.047933 | 0 |  |  |  |  | 0 | 0
48565 | CTL_GN2_8155 | 5 | Houston | YES | -0.005139 | 9.8 | 3.4 | 12.2 |  | 1.0362 | Cogen | -1 | 0.047933 | 0 | 0 |  |  |  |  | -0.047933 | 0 |  |  |  |  | 0 | 0
48772 | PHR_GN2_2 | MB | Houston | YES | -0.005291 | 0 | 72 | 459 |  | 1.0362 | GSC | -1 | 0.048085 | 0 | 0 |  |  |  |  | -0.048085 | 0 |  |  |  |  | 0 | 0
38580 | TNBP_CGN1_8 | 1 | Houston | YES | -0.005506 | 70.8 | 0 | 70.8 | 0 | 1.005 | Cogen | -1 | 0.0483 | 0 | 0 |  |  |  |  | -0.0483 | 0 |  |  |  |  | 0 | 0
38590 | TNBP_CGN2_8 | 2 | Houston | YES | -0.005506 | 66.7 | 0 | 66.7 | 0 | 1.005 | Cogen | -1 | 0.0483 | 0 | 0 |  |  |  |  | -0.0483 | 0 |  |  |  |  | 0 | 0
38600 | TNBP_CGN3_8 | 5 | Houston | YES | -0.005506 | 53 | 0 | 53 | 0 | 1.005 | Cogen | -1 | 0.0483 | 0 | 0 |  |  |  |  | -0.0483 | 0 |  |  |  |  | 0 | 0
38611 | TNBPAMCG1_8 | 1 | Houston | YES | -0.005506 | 153.2 | 0 | 153.2 | 0 | 1.005 | Cogen | -1 | 0.0483 | 0 | 0 |  |  |  |  | -0.0483 | 0 |  |  |  |  | 0 | 0
38612 | TNBPAMCG2_8 | 2 | Houston | YES | -0.005506 | 153.5 | 0 | 153.5 | 0 | 1.005 | Cogen | -1 | 0.0483 | 0 | 0 |  |  |  |  | -0.0483 | 0 |  |  |  |  | 0 | 0
38613 | TNBPAMCG3_8 | 3 | Houston | YES | -0.005506 | 152.3 | 0 | 152.3 | 0 | 1.005 | Cogen | -1 | 0.0483 | 0 | 0 |  |  |  |  | -0.0483 | 0 |  |  |  |  | 0 | 0
38614 | TNBPAMCG4_8 | 4 | Houston | YES | -0.005506 | 96 | 0 | 96 |  | 1.005 | Cogen | -1 | 0.0483 | 0 | 0 |  |  |  |  | -0.0483 | 0 |  |  |  |  | 0 | 0
38615 | TNBPAMCG5_8 | 1 | Houston | YES | -0.005506 | 244 | 0 | 244 | 0 | 1.005 | Cogen | -1 | 0.0483 | 0 | 0 |  |  |  |  | -0.0483 | 0 |  |  |  |  | 0 | 0
38690 | TNBP_CGN4_8 | 3 | Houston | YES | -0.005506 | 40 | 0 | 40 |  | 1.005 | Cogen | -1 | 0.0483 | 0 | 0 |  |  |  |  | -0.0483 | 0 |  |  |  |  | 0 | 0
38711 | TNTXCTY1CG8 | 1 | Houston | YES | -0.005506 | 100.3 | 59 | 100.3 | 0 | 1 | Cogen | -1 | 0.0483 | 0 | 0 |  |  |  |  | -0.0483 | 0 |  |  |  |  | 0 | 0
38712 | TNTXCTY2CG8 | 1 | Houston | YES | -0.005506 | 92.9 | 59 | 92.9 | 0 | 1 | Cogen | -1 | 0.0483 | 0 | 0 |  |  |  |  | -0.0483 | 0 |  |  |  |  | 0 | 0
38713 | TNTXCTY3CG8 | 1 | Houston | YES | -0.005506 | 102.7 | 59 | 102.7 | 0 | 1 | Cogen | -1 | 0.0483 | 0 | 0 |  |  |  |  | -0.0483 | 0 |  |  |  |  | 0 | 0
38714 | TNTXCTY4CG8 | 1 | Houston | YES | -0.005506 | 103 | 59 | 103 | 0 | 1 | Cogen | -1 | 0.0483 | 0 | 0 |  |  |  |  | -0.0483 | 0 |  |  |  |  | 0 | 0
39470 | TNDOWCGNSG8 | 1 | Houston | YES | -0.005506 | 32 | 10 | 32 | 0 | 0.985 | Cogen | -1 | 0.0483 | 0 | 0 |  |  |  |  | -0.0483 | 0 |  |  |  |  | 0 | 0
39480 | TNDOWCGNGG8 | 1 | Houston | YES | -0.005506 | 30 | 10 | 30 | 0 | 0.985 | Cogen | -1 | 0.0483 | 0 | 0 |  |  |  |  | -0.0483 | 0 |  |  |  |  | 0 | 0
48924 | WAP_GN4_4 | 4 | Houston | YES | -0.00596 | 546 | 217 | 546 | 0 | 1.0362 | GSC | -1 | 0.048754 | 546 | 546 |  |  |  |  | -0.048754 | -26.6197 |  |  |  |  | 0 | 0
48923 | WAP_GN3_3 | 3 | Houston | YES | -0.00596 | 198.4 | 93 | 248 | 0 | 1.0362 | GST | -1 | 0.048754 | 248 | 248 |  |  |  |  | -0.048754 | -12.091 |  |  |  |  | 0 | 0
48921 | WAP_GN1_1 | 1 | Houston | YES | -0.00596 | 132.8 | 37 | 166 | 0 | 1.0362 | GST | -1 | 0.048754 | 166 | 166 |  |  |  |  | -0.048754 | -8.0932 |  |  |  |  | 0 | 0
48922 | WAP_GN2_2 | 2 | Houston | YES | -0.00596 | 132.8 | 37 | 166 | 0 | 1.0362 | GST | -1 | 0.048754 | 166 | 166 |  |  |  |  | -0.048754 | -8.0932 |  |  |  |  | 0 | 0
48929 | WAPGT21_GT1 | B1 | Houston | YES | -0.00596 | 0 | 0 | 13 |  | 1.05 | GGT | -1 | 0.048754 | 13 | 13 |  |  |  |  | -0.048754 | -0.6338 |  |  |  |  | 0 | 0
48925 | WAP_GN5_5 | 5 | Houston | YES | -0.00596 | 595 | 278 | 654 | 0 | 0.985 | LIGCO | -1 | 0.048754 | 0 | 654 |  |  |  |  | -0.048754 | 0 |  |  |  |  | 0 | 0
48510 | AK_GT1__8040 | 1 | Houston | YES | -0.00603 | 33.4 | 8.1 | 34 |  | 1.029 | Cogen | -1 | 0.048824 | 0 | 0 |  |  |  |  | -0.048824 | 0 |  |  |  |  | 0 | 0
48523 | BVE_ST1_GN1 | 3 | Houston | YES | -0.006116 | 252.4 | 0 | 252.4 |  | 1.035 | CC | -1 | 0.04891 | 252.4 | 252.4 |  |  |  |  | -0.04891 | -12.3449 |  |  |  |  | 0 | 0
48521 | BVE_GT1_GT1 | 1 | Houston | YES | -0.006116 | 167.7 | 0 | 167.7 |  | 1.035 | CC | -1 | 0.04891 | 167.7 | 167.7 |  |  |  |  | -0.04891 | -8.2022 |  |  |  |  | 0 | 0
48522 | BVE_GT2_5035 | 2 | Houston | YES | -0.006116 | 166.4 | 0 | 166.4 |  | 1.035 | CC | -1 | 0.04891 | 166.4 | 166.4 |  |  |  |  | -0.04891 | -8.1386 |  |  |  |  | 0 | 0
48926 | WAP_GN6_6 | 6 | Houston | YES | -0.006123 | 651 | 280 | 651 |  | 1.035 | LIGCO | -1 | 0.048917 | 0 | 651 |  |  |  |  | -0.048917 | 0 |  |  |  |  | 0 | 0
48927 | WAP_GN7_7 | 7 | Houston | YES | -0.006123 | 564 | 277 | 564 |  | 1.035 | LIGCO | -1 | 0.048917 | 0 | 564 |  |  |  |  | -0.048917 | 0 |  |  |  |  | 0 | 0
48928 | WAP_GN8_8 | 8 | Houston | YES | -0.006123 | 603 | 275 | 603 |  | 1.035 | LIGCO | -1 | 0.048917 | 0 | 603 |  |  |  |  | -0.048917 | 0 |  |  |  |  | 0 | 0
48730 | MNS_GT | 1 | Houston | YES | -0.006149 | 43 | 0 | 46.1 |  | 1.029 | Cogen | -1 | 0.048943 | 0 | 0 |  |  |  |  | -0.048943 | 0 |  |  |  |  | 0 | 0
39760 | TNSCLP1___8 | 1 | Houston | YES | -0.006926 | 93.4 | 20 | 116.8 | 0 | 1.04 | Cogen | -1 | 0.04972 | 0 | 0 |  |  |  |  | -0.04972 | 0 |  |  |  |  | 0 | 0
39770 | TNSCLP2___8 | 1 | Houston | YES | -0.006926 | 91.6 | 20 | 114.5 | 0 | 1.04 | Cogen | -1 | 0.04972 | 0 | 0 |  |  |  |  | -0.04972 | 0 |  |  |  |  | 0 | 0
39775 | TNSCLP4___8 | 1 | Houston | YES | -0.006926 | 95.2 | 20 | 119 | 0 | 1.04 | Cogen | -1 | 0.04972 | 0 | 0 |  |  |  |  | -0.04972 | 0 |  |  |  |  | 0 | 0
39790 | TNSCLP3___8 | 1 | Houston | YES | -0.006926 | 87.6 | 20 | 109.5 | 0 | 1.027 | Cogen | -1 | 0.04972 | 0 | 0 |  |  |  |  | -0.04972 | 0 |  |  |  |  | 0 | 0
48520 | BSF_GT1_8070 | 1 | Houston | YES | -0.007181 | 72 | 0 | 72 | 0 | 1.0326 | Cogen | -1 | 0.049975 | 0 | 0 |  |  |  |  | -0.049975 | 0 |  |  |  |  | 0 | 0
48520 | BSF_GT1_8070 | 2 | Houston | YES | -0.007181 | 10 | 0 | 10 | 0 | 1.0326 | Cogen | -1 | 0.049975 | 0 | 0 |  |  |  |  | -0.049975 | 0 |  |  |  |  | 0 | 0
49851 | DOW17000 | 37 | Houston | YES | -0.007489 | 39 | 0 | 62 | 0 | 1 | Cogen | -1 | 0.050283 | 0 | 0 |  |  |  |  | -0.050283 | 0 |  |  |  |  | 0 | 0
49858 | DOW38100 | 31 | Houston | YES | -0.007489 | 45 | 0 | 71.4 |  | 1 | Cogen | -1 | 0.050283 | 0 | 0 |  |  |  |  | -0.050283 | 0 |  |  |  |  | 0 | 0
49859 | DOW38200 | 33 | Houston | YES | -0.007489 | 28 | 0 | 45 | 0 | 1 | Cogen | -1 | 0.050283 | 0 | 0 |  |  |  |  | -0.050283 | 0 |  |  |  |  | 0 | 0
49860 | DOW38300 | 32 | Houston | YES | -0.007489 | 63 | 0 | 101 |  | 1 | Cogen | -1 | 0.050283 | 0 | 0 |  |  |  |  | -0.050283 | 0 |  |  |  |  | 0 | 0
49862 | DOW39100 | 36 | Houston | YES | -0.007489 | 54 | 0 | 86 | 0 | 1 | Cogen | -1 | 0.050283 | 0 | 0 |  |  |  |  | -0.050283 | 0 |  |  |  |  | 0 | 0
49863 | DOW39200 | 35 | Houston | YES | -0.007489 | 55 | 0 | 88 | 0 | 1 | Cogen | -1 | 0.050283 | 0 | 0 |  |  |  |  | -0.050283 | 0 |  |  |  |  | 0 | 0
49865 | DOW41000 | 41 | Houston | YES | -0.007489 | 31 | 0 | 50 |  | 1 | Cogen | -1 | 0.050283 | 0 | 0 |  |  |  |  | -0.050283 | 0 |  |  |  |  | 0 | 0
49866 | DOW42000 | 42 | Houston | YES | -0.007489 | 11 | 0 | 18 |  | 1 | Cogen | -1 | 0.050283 | 0 | 0 |  |  |  |  | -0.050283 | 0 |  |  |  |  | 0 | 0
49869 | DOW49000 | 45 | Houston | YES | -0.007489 | 59 | 0 | 94 |  | 1 | Cogen | -1 | 0.050283 | 0 | 0 |  |  |  |  | -0.050283 | 0 |  |  |  |  | 0 | 0
49870 | DOW61000 | 61 | Houston | YES | -0.007489 | 44 | 0 | 70 | 0 | 1 | Cogen | -1 | 0.050283 | 0 | 0 |  |  |  |  | -0.050283 | 0 |  |  |  |  | 0 | 0
49871 | DOW62000 | 62 | Houston | YES | -0.007489 | 40 | 0 | 63 | 0 | 1 | Cogen | -1 | 0.050283 | 0 | 0 |  |  |  |  | -0.050283 | 0 |  |  |  |  | 0 | 0
49872 | DOW63000 | 63 | Houston | YES | -0.007489 | 45 | 0 | 72 | 0 | 1 | Cogen | -1 | 0.050283 | 0 | 0 |  |  |  |  | -0.050283 | 0 |  |  |  |  | 0 | 0
49873 | DOW64000 | 64 | Houston | YES | -0.007489 | 41 | 0 | 64.8 | 0 | 1 | Cogen | -1 | 0.050283 | 0 | 0 |  |  |  |  | -0.050283 | 0 |  |  |  |  | 0 | 0
49876 | DOW65000 | 65 | Houston | YES | -0.007489 | 63 | 0 | 101 | 0 | 1 | Cogen | -1 | 0.050283 | 0 | 0 |  |  |  |  | -0.050283 | 0 |  |  |  |  | 0 | 0
49877 | DOW66000 | 66 | Houston | YES | -0.007489 | 61 | 0 | 97 | 0 | 1 | Cogen | -1 | 0.050283 | 0 | 0 |  |  |  |  | -0.050283 | 0 |  |  |  |  | 0 | 0
49878 | DOW67000 | 67 | Houston | YES | -0.007489 | 65 | 0 | 103 | 0 | 1 | Cogen | -1 | 0.050283 | 0 | 0 |  |  |  |  | -0.050283 | 0 |  |  |  |  | 0 | 0
49882 | DOW81000 | 81 | Houston | YES | -0.007489 | 47 | 0 | 76 | 0 | 1 | Cogen | -1 | 0.050283 | 0 | 0 |  |  |  |  | -0.050283 | 0 |  |  |  |  | 0 | 0
49884 | DOW82000 | 82 | Houston | YES | -0.007489 | 51 | 0 | 80 | 0 | 1 | Cogen | -1 | 0.050283 | 0 | 0 |  |  |  |  | -0.050283 | 0 |  |  |  |  | 0 | 0
49885 | DOW83000 | 83 | Houston | YES | -0.007489 | 51 | 0 | 80 | 0 | 1 | Cogen | -1 | 0.050283 | 0 | 0 |  |  |  |  | -0.050283 | 0 |  |  |  |  | 0 | 0
49886 | DOW84000 | 84 | Houston | YES | -0.007489 | 107 | 0 | 171 | 0 | 0.98 | Cogen | -1 | 0.050283 | 0 | 0 |  |  |  |  | -0.050283 | 0 |  |  |  |  | 0 | 0
13432 | SANDOW_5G | 5 | South | YES | -0.007861 | 581 | 225 | 581 |  | 1.029 | LIGCO | -1 | 0.050655 | 0 | 581 |  |  |  |  | -0.050655 | 0 |  |  |  |  | 0 | 0
48911 | TGF_GT1_8000 | 1 | Houston | YES | -0.00852 | 69.2 | 0 | 69.2 |  | 1.029 | Cogen | -1 | 0.051314 | 0 | 0 |  |  |  |  | -0.051314 | 0 |  |  |  |  | 0 | 0
48733 | CBE_ST12 | 1 | Houston | YES | -0.008761 | 105 | 0 | 105 | 0 | 1.029 | CC | -1 | 0.051555 | 105 | 105 |  |  |  |  | -0.051555 | -5.4133 |  |  |  |  | 0 | 0
48736 | CBE_ST34 | 1 | Houston | YES | -0.008761 | 105 | 0 | 105 | 0 | 1.029 | CC | -1 | 0.051555 | 105 | 105 |  |  |  |  | -0.051555 | -5.4133 |  |  |  |  | 0 | 0
48731 | CBE_GT1 | 1 | Houston | YES | -0.008761 | 76 | 0 | 76 | 0 | 1.029 | CC | -1 | 0.051555 | 76 | 76 |  |  |  |  | -0.051555 | -3.9182 |  |  |  |  | 0 | 0
48732 | CBE_GT2 | 1 | Houston | YES | -0.008761 | 76 | 0 | 76 | 0 | 1.029 | CC | -1 | 0.051555 | 76 | 76 |  |  |  |  | -0.051555 | -3.9182 |  |  |  |  | 0 | 0
48734 | CBE_GT3 | 1 | Houston | YES | -0.008761 | 76 | 0 | 76 | 0 | 1.029 | CC | -1 | 0.051555 | 76 | 76 |  |  |  |  | -0.051555 | -3.9182 |  |  |  |  | 0 | 0
48735 | CBE_GT4 | 1 | Houston | YES | -0.008761 | 76 | 0 | 76 | 0 | 1.029 | CC | -1 | 0.051555 | 76 | 76 |  |  |  |  | -0.051555 | -3.9182 |  |  |  |  | 0 | 0
5911 | STP_GN1___1 | 1 | Houston | YES | -0.009072 | 1333 | 1249 | 1333 | 0 | 1.0406 | Nuc | -1 | 0.051866 | 0 | 0 |  |  |  |  | -0.051866 | 0 |  |  |  |  | 0 | 0
5912 | STP_GN2___2 | 2 | Houston | YES | -0.009072 | 1332 | 1249 | 1332 | 0 | 1.0406 | Nuc | -1 | 0.051866 | 0 | 0 |  |  |  |  | -0.051866 | 0 |  |  |  |  | 0 | 0
3432 | SANDOW_4G | 4 | South | YES | -0.010317 | 580 | 225 | 580 |  | 1.029 | LIGCO | -1 | 0.053111 | 0 | 580 |  |  |  |  | -0.053111 | 0 |  |  |  |  | 0 | 0
80265 | LARECU40A | 4 | South | YES | -0.010649 | 80 | 0 | 100 |  | 1.039 | GGT | -1 | 0.053443 | 100 | 100 |  |  |  |  | -0.053443 | -5.3443 |  |  |  |  | 0 | 0
80266 | LARECU50A | 5 | South | YES | -0.010649 | 80 | 0 | 100 |  | 1.039 | GGT | -1 | 0.053443 | 100 | 100 |  |  |  |  | -0.053443 | -5.3443 |  |  |  |  | 0 | 0
80012 | LAR | F | South | YES | -0.01065 | 0 | 0 | 0 | 0 | 1.04 | DCTie | -1 | 0.053444 | 0 | 0 |  |  |  |  | -0.053444 | 0 |  |  |  |  | 0 | 0
58909 | PEARSALLSCG1 | 3 | South | YES | -0.011601 | 0 | 0 | 8.4 |  | 1.027 | Diesel | -1 | 0.054395 | 8.4 | 8.4 |  |  |  |  | -0.054395 | -0.45692 |  |  |  |  | 0 | 0
58909 | PEARSALLSCG1 | 4 | South | YES | -0.011601 | 0 | 0 | 8.4 |  | 1.027 | Diesel | -1 | 0.054395 | 8.4 | 8.4 |  |  |  |  | -0.054395 | -0.45692 |  |  |  |  | 0 | 0
58909 | PEARSALLSCG1 | 6 | South | YES | -0.011601 | 0 | 0 | 8.4 |  | 1.027 | Diesel | -1 | 0.054395 | 8.4 | 8.4 |  |  |  |  | -0.054395 | -0.45692 |  |  |  |  | 0 | 0
58909 | PEARSALLSCG1 | 5 | South | YES | -0.011601 | 0 | 0 | 8.4 |  | 1.027 | Diesel | -1 | 0.054395 | 8.4 | 8.4 |  |  |  |  | -0.054395 | -0.45692 |  |  |  |  | 0 | 0
58909 | PEARSALLSCG1 | 1 | South | YES | -0.011601 | 0 | 0 | 8.4 |  | 1.027 | Diesel | -1 | 0.054395 | 8.4 | 8.4 |  |  |  |  | -0.054395 | -0.45692 |  |  |  |  | 0 | 0
58909 | PEARSALLSCG1 | 2 | South | YES | -0.011601 | 0 | 0 | 8.4 |  | 1.027 | Diesel | -1 | 0.054395 | 8.4 | 8.4 |  |  |  |  | -0.054395 | -0.45692 |  |  |  |  | 0 | 0
58919 | PEARSALLSCG2 | 5 | South | YES | -0.011601 | 0 | 0 | 8.4 |  | 1.027 | Diesel | -1 | 0.054395 | 8.4 | 8.4 |  |  |  |  | -0.054395 | -0.45692 |  |  |  |  | 0 | 0
58919 | PEARSALLSCG2 | 6 | South | YES | -0.011601 | 0 | 0 | 8.4 |  | 1.027 | Diesel | -1 | 0.054395 | 8.4 | 8.4 |  |  |  |  | -0.054395 | -0.45692 |  |  |  |  | 0 | 0
58919 | PEARSALLSCG2 | 1 | South | YES | -0.011601 | 0 | 0 | 8.4 |  | 1.027 | Diesel | -1 | 0.054395 | 8.4 | 8.4 |  |  |  |  | -0.054395 | -0.45692 |  |  |  |  | 0 | 0
58919 | PEARSALLSCG2 | 2 | South | YES | -0.011601 | 0 | 0 | 8.4 |  | 1.027 | Diesel | -1 | 0.054395 | 8.4 | 8.4 |  |  |  |  | -0.054395 | -0.45692 |  |  |  |  | 0 | 0
58919 | PEARSALLSCG2 | 4 | South | YES | -0.011601 | 0 | 0 | 8.4 |  | 1.027 | Diesel | -1 | 0.054395 | 8.4 | 8.4 |  |  |  |  | -0.054395 | -0.45692 |  |  |  |  | 0 | 0
58919 | PEARSALLSCG2 | 3 | South | YES | -0.011601 | 0 | 0 | 8.4 |  | 1.027 | Diesel | -1 | 0.054395 | 8.4 | 8.4 |  |  |  |  | -0.054395 | -0.45692 |  |  |  |  | 0 | 0
58929 | PEARSALLSCG3 | 4 | South | YES | -0.011601 | 0 | 0 | 8.4 |  | 1.027 | Diesel | -1 | 0.054395 | 8.4 | 8.4 |  |  |  |  | -0.054395 | -0.45692 |  |  |  |  | 0 | 0
58929 | PEARSALLSCG3 | 6 | South | YES | -0.011601 | 0 | 0 | 8.4 |  | 1.027 | Diesel | -1 | 0.054395 | 8.4 | 8.4 |  |  |  |  | -0.054395 | -0.45692 |  |  |  |  | 0 | 0
58929 | PEARSALLSCG3 | 2 | South | YES | -0.011601 | 0 | 0 | 8.4 |  | 1.027 | Diesel | -1 | 0.054395 | 8.4 | 8.4 |  |  |  |  | -0.054395 | -0.45692 |  |  |  |  | 0 | 0
58929 | PEARSALLSCG3 | 5 | South | YES | -0.011601 | 0 | 0 | 8.4 |  | 1.027 | Diesel | -1 | 0.054395 | 8.4 | 8.4 |  |  |  |  | -0.054395 | -0.45692 |  |  |  |  | 0 | 0
58929 | PEARSALLSCG3 | 1 | South | YES | -0.011601 | 0 | 0 | 8.4 |  | 1.027 | Diesel | -1 | 0.054395 | 8.4 | 8.4 |  |  |  |  | -0.054395 | -0.45692 |  |  |  |  | 0 | 0
58929 | PEARSALLSCG3 | 3 | South | YES | -0.011601 | 0 | 0 | 8.4 |  | 1.027 | Diesel | -1 | 0.054395 | 8.4 | 8.4 |  |  |  |  | -0.054395 | -0.45692 |  |  |  |  | 0 | 0
58949 | PEARSALLSCG4 | 3 | South | YES | -0.011601 | 0 | 0 | 8.4 |  | 1.027 | Diesel | -1 | 0.054395 | 8.4 | 8.4 |  |  |  |  | -0.054395 | -0.45692 |  |  |  |  | 0 | 0
58949 | PEARSALLSCG4 | 2 | South | YES | -0.011601 | 0 | 0 | 8.4 |  | 1.027 | Diesel | -1 | 0.054395 | 8.4 | 8.4 |  |  |  |  | -0.054395 | -0.45692 |  |  |  |  | 0 | 0
58949 | PEARSALLSCG4 | 1 | South | YES | -0.011601 | 0 | 0 | 8.4 |  | 1.027 | Diesel | -1 | 0.054395 | 8.4 | 8.4 |  |  |  |  | -0.054395 | -0.45692 |  |  |  |  | 0 | 0
58949 | PEARSALLSCG4 | 4 | South | YES | -0.011601 | 0 | 0 | 8.4 |  | 1.027 | Diesel | -1 | 0.054395 | 8.4 | 8.4 |  |  |  |  | -0.054395 | -0.45692 |  |  |  |  | 0 | 0
58949 | PEARSALLSCG4 | 6 | South | YES | -0.011601 | 0 | 0 | 8.4 |  | 1.027 | Diesel | -1 | 0.054395 | 8.4 | 8.4 |  |  |  |  | -0.054395 | -0.45692 |  |  |  |  | 0 | 0
58949 | PEARSALLSCG4 | 5 | South | YES | -0.011601 | 0 | 0 | 8.4 |  | 1.027 | Diesel | -1 | 0.054395 | 8.4 | 8.4 |  |  |  |  | -0.054395 | -0.45692 |  |  |  |  | 0 | 0
88299 | ZAPATA | F | South | YES | -0.011841 | 0 | 0 | 0 | 0 | 1.02 | BLT | -1 | 0.054635 | 0 | 0 |  |  |  |  | -0.054635 | 0 |  |  |  |  | 0 | 0
8134 | FOR #1 | 1 | South | YES | -0.012575 | 54.1 | 45 | 79 | 0 | 1 | Cogen | -1 | 0.055369 | 0 | 0 |  |  |  |  | -0.055369 | 0 |  |  |  |  | 0 | 0
8138 | FOR #2 | 2 | South | YES | -0.012575 | 63.1 | 45 | 81 | 0 | 1 | Cogen | -1 | 0.055369 | 0 | 0 |  |  |  |  | -0.055369 | 0 |  |  |  |  | 0 | 0
8153 | FOR #3 | 3 | South | YES | -0.012575 | 63.1 | 45 | 79.9 | 0 | 1 | Cogen | -1 | 0.055369 | 0 | 0 |  |  |  |  | -0.055369 | 0 |  |  |  |  | 0 | 0
8154 | FOR #4 | 4 | South | YES | -0.012575 | 63.1 | 60 | 80 | 0 | 1 | Cogen | -1 | 0.055369 | 0 | 0 |  |  |  |  | -0.055369 | 0 |  |  |  |  | 0 | 0
8155 | FOR #5 | 5 | South | YES | -0.012575 | 63.1 | 60 | 78.4 | 0 | 1 | Cogen | -1 | 0.055369 | 0 | 0 |  |  |  |  | -0.055369 | 0 |  |  |  |  | 0 | 0
8156 | FOR #6 | 6 | South | YES | -0.012575 | 24.9 | 5 | 25 | 0 | 1 | Cogen | -1 | 0.055369 | 0 | 0 |  |  |  |  | -0.055369 | 0 |  |  |  |  | 0 | 0
8157 | FOR #7 | 7 | South | YES | -0.012575 | 28.8 | 5 | 46 | 0 | 1 | Cogen | -1 | 0.055369 | 0 | 0 |  |  |  |  | -0.055369 | 0 |  |  |  |  | 0 | 0
80051 | FOR #8 | 8 | South | YES | -0.012575 | 28 | 28 | 28 |  | 1 | Cogen | -1 | 0.055369 | 0 | 0 |  |  |  |  | -0.055369 | 0 |  |  |  |  | 0 | 0
80052 | FOR #9 | 9 | South | YES | -0.012575 | 29.7 | 5 | 43.6 | 0 | 1 | Cogen | -1 | 0.055369 | 0 | 0 |  |  |  |  | -0.055369 | 0 |  |  |  |  | 0 | 0
80053 | FOR #10 | 10 | South | YES | -0.012575 | 68.4 | 45 | 75 | 0 | 1 | Cogen | -1 | 0.055369 | 0 | 0 |  |  |  |  | -0.055369 | 0 |  |  |  |  | 0 | 0
5728 | FALCONHYDRO2 | 2 | South | YES | -0.012648 | 12 | 0 | 12 | 0 | 1.0234 | Hydro | -1 | 0.055442 | 0 | 0 |  |  |  |  | -0.055442 | 0 |  |  |  |  | 0 | 0
5729 | FALCONHYDRO3 | 3 | South | YES | -0.012648 | 11 | 0 | 11 | 0 | 1.0234 | Hydro | -1 | 0.055442 | 0 | 0 |  |  |  |  | -0.055442 | 0 |  |  |  |  | 0 | 0
8048 | FALCONHYDRO1 | 1 | South | YES | -0.012648 | 12 | 0 | 12 | 0 | 1.0234 | Hydro | -1 | 0.055442 | 0 | 0 |  |  |  |  | -0.055442 | 0 |  |  |  |  | 0 | 0
80226 | ALCOA G | 1 | South | YES | -0.012676 | 32.3 | 5 | 48 | 0 | 1.015 | Cogen | -1 | 0.05547 | 0 | 0 |  |  |  |  | -0.05547 | 0 |  |  |  |  | 0 | 0
5891 | PEARSALLGEN2 | 1 | South | YES | -0.012683 | 19.4 | 6 | 24.3 | 0 | 1.0226 | GST | -1 | 0.055477 | 24.3 | 24.3 |  |  |  |  | -0.055477 | -1.3481 |  |  |  |  | 0 | 0
5890 | PEARSALLGEN1 | 1 | South | YES | -0.012683 | 19.2 | 6 | 24 | 0 | 1.0226 | GST | -1 | 0.055477 | 24 | 24 |  |  |  |  | -0.055477 | -1.3314 |  |  |  |  | 0 | 0
5892 | PEARSALLGEN3 | 1 | South | YES | -0.012683 | 19.1 | 6 | 23.9 | 0 | 1.0226 | GST | -1 | 0.055477 | 23.9 | 23.9 |  |  |  |  | -0.055477 | -1.3259 |  |  |  |  | 0 | 0
88508 | FALFURRI | F | South | YES | -0.012741 | 0 | 0 | 0 | 0 | 1 | AVR | -1 | 0.055535 | 0 | 0 |  |  |  |  | -0.055535 | 0 |  |  |  |  | 0 | 0
8147 | UCAR #2 | 10 | South | YES | -0.013 | 18.2 | 0 | 28 |  | 1 | Cogen | -1 | 0.055794 | 0 | 0 |  |  |  |  | -0.055794 | 0 |  |  |  |  | 0 | 0
8148 | UCAR #1 | 2 | South | YES | -0.013 | 6.1 | 0 | 7 | 0 | 1.009 | Cogen | -1 | 0.055794 | 0 | 0 |  |  |  |  | -0.055794 | 0 |  |  |  |  | 0 | 0
80137 | CSDR89 | 9 | South | YES | -0.013 | 15 | 0 | 15 | 0 | 1.003 | DCTie | -1 | 0.055794 | 0 | 0 |  |  |  |  | -0.055794 | 0 |  |  |  |  | 0 | 0
80137 | CSDR89 | 8 | South | YES | -0.013 | 33.9 | 0 | 39 | 0 | 1.003 | DCTie | -1 | 0.055794 | 0 | 0 |  |  |  |  | -0.055794 | 0 |  |  |  |  | 0 | 0
80138 | CSDR7 | 7 | South | YES | -0.013 | 6.1 | 0 | 7 | 0 | 1.014 | DCTie | -1 | 0.055794 | 0 | 0 |  |  |  |  | -0.055794 | 0 |  |  |  |  | 0 | 0
80139 | CSDR56 | 6 | South | YES | -0.013 | 0 | 0 | 39 |  | 1.0033 | DCTie | -1 | 0.055794 | 0 | 0 |  |  |  |  | -0.055794 | 0 |  |  |  |  | 0 | 0
80139 | CSDR56 | 5 | South | YES | -0.013 | 15 | 0 | 15 |  | 1.0033 | DCTie | -1 | 0.055794 | 0 | 0 |  |  |  |  | -0.055794 | 0 |  |  |  |  | 0 | 0
80140 | CSDR11 | 11 | South | YES | -0.013 | 33.9 | 0 | 39 | 0 | 1.03 | DCTie | -1 | 0.055794 | 0 | 0 |  |  |  |  | -0.055794 | 0 |  |  |  |  | 0 | 0
80227 | AIRCO G | 1 | South | YES | -0.013057 | 7.2 | 0 | 8 | 0 | 1.0104 | Cogen | -1 | 0.055851 | 0 | 0 |  |  |  |  | -0.055851 | 0 |  |  |  |  | 0 | 0
80224 | VISTRONG1 | 1 | South | YES | -0.013142 | 13.1 | 0 | 15 | 0 | 1.01 | Cogen | -1 | 0.055936 | 0 | 0 |  |  |  |  | -0.055936 | 0 |  |  |  |  | 0 | 0
80225 | VISTRONG2 | 2 | South | YES | -0.013142 | 20.2 | 0 | 23 | 0 | 1.01 | Cogen | -1 | 0.055936 | 0 | 0 |  |  |  |  | -0.055936 | 0 |  |  |  |  | 0 | 0
7010 | L_FPPYD11_1Y | 1 | South | YES | -0.013174 | 547.4 | 200 | 606 | 0 | 1.02 | LIGCO | -1 | 0.055968 | 0 | 606 |  |  |  |  | -0.055968 | 0 |  |  |  |  | 0 | 0
7011 | L_FPPYD11_2Y | 2 | South | YES | -0.013174 | 552.2 | 200 | 598 | 0 | 1.02 | LIGCO | -1 | 0.055968 | 0 | 598 |  |  |  |  | -0.055968 | 0 |  |  |  |  | 0 | 0
7012 | L_FPPYD21_3Y | 3 | South | YES | -0.013176 | 427.5 | 200 | 436 | 0 | 1.02 | LIGCO | -1 | 0.05597 | 0 | 436 |  |  |  |  | -0.05597 | 0 |  |  |  |  | 0 | 0
5503 | RAYBURNGEN3 | 1 | South | YES | -0.01322 | 17.6 | 6 | 22 | 0 | 1.0224 | GST | -1 | 0.056014 | 22 | 22 |  |  |  |  | -0.056014 | -1.2323 |  |  |  |  | 0 | 0
5505 | RAYBURNGEN1 | 1 | South | YES | -0.01322 | 0 | 1 | 11 |  | 1.0223 | GGT | -1 | 0.056014 | 11 | 11 |  |  |  |  | -0.056014 | -0.61615 |  |  |  |  | 0 | 0
5506 | RAYBURNGEN2 | 1 | South | YES | -0.01322 | 0 | 1 | 11 |  | 1.0223 | GGT | -1 | 0.056014 | 11 | 11 |  |  |  |  | -0.056014 | -0.61615 |  |  |  |  | 0 | 0
7009 | L_LOSTPI1_3Y | 3 | South | YES | -0.013284 | 173.9 | 72 | 175 | 0 | 1 | CC | -1 | 0.056078 | 175 | 175 |  |  |  |  | -0.056078 | -9.8136 |  |  |  |  | 0 | 0
7008 | L_LOSTPI1_2Y | 2 | South | YES | -0.013284 | 157.7 | 107 | 160 | 0 | 1 | CC | -1 | 0.056078 | 160 | 160 |  |  |  |  | -0.056078 | -8.9725 |  |  |  |  | 0 | 0
7007 | L_LOSTPI1_1Y | 1 | South | YES | -0.013284 | 158.6 | 110 | 158 | 0 | 1 | CC | -1 | 0.056078 | 158 | 158 |  |  |  |  | -0.056078 | -8.8603 |  |  |  |  | 0 | 0
8066 | DUP1V#1 | 1 | South | YES | -0.01338 | 52.3 | 0 | 73 | 0 | 1.01 | Cogen | -1 | 0.056174 | 0 | 0 |  |  |  |  | -0.056174 | 0 |  |  |  |  | 0 | 0
5512 | RAYBURNCC8 | 1 | South | YES | -0.013397 | 49.3 | 18.2 | 49.3 | 0 | 1.0296 | CC | -1 | 0.056191 | 49.3 | 49.3 |  |  |  |  | -0.056191 | -2.7702 |  |  |  |  | 0 | 0
5508 | RAYBURNCC9 | 1 | South | YES | -0.013397 | 47.7 | 18.2 | 47.7 | 0 | 1.0296 | CC | -1 | 0.056191 | 47.7 | 47.7 |  |  |  |  | -0.056191 | -2.6803 |  |  |  |  | 0 | 0
5511 | RAYBURNCC7 | 1 | South | YES | -0.013397 | 47.5 | 18.2 | 47.5 | 0 | 1.0296 | CC | -1 | 0.056191 | 47.5 | 47.5 |  |  |  |  | -0.056191 | -2.6691 |  |  |  |  | 0 | 0
5509 | RAYBURNCC10 | 1 | South | YES | -0.013397 | 37.3 | 5.2 | 37.3 | 0 | 1.0296 | CC | -1 | 0.056191 | 37.3 | 37.3 |  |  |  |  | -0.056191 | -2.0959 |  |  |  |  | 0 | 0
8935 | FGNTS201 | 3 | South | YES | -0.013492 | 173 | 0 | 173 | 0 | 1.03 | CC | -1 | 0.056286 | 173 | 173 |  |  |  |  | -0.056286 | -9.7375 |  |  |  |  | 0 | 0
8934 | FGNTS101 | 2 | South | YES | -0.013492 | 147.9 | 0 | 147.9 | 0 | 1.03 | CC | -1 | 0.056286 | 147.9 | 147.9 |  |  |  |  | -0.056286 | -8.3247 |  |  |  |  | 0 | 0
8933 | FGNTS001 | 1 | South | YES | -0.013492 | 146.5 | 0 | 146.5 | 0 | 1.03 | CC | -1 | 0.056286 | 146.5 | 146.5 |  |  |  |  | -0.056286 | -8.2459 |  |  |  |  | 0 | 0
8926 | LGE_GT10A | 1 | South | YES | -0.013507 | 158 | 0 | 158 | 0 | 1.03 | Cogen | -1 | 0.056301 | 0 | 0 |  |  |  |  | -0.056301 | 0 |  |  |  |  | 0 | 0
8927 | LGE_GT20A | 2 | South | YES | -0.013507 | 153 | 0 | 153 | 0 | 1.03 | Cogen | -1 | 0.056301 | 0 | 0 |  |  |  |  | -0.056301 | 0 |  |  |  |  | 0 | 0
8928 | LGE_STG0A | 3 | South | YES | -0.013507 | 100 | 0 | 100 | 0 | 1.03 | Cogen | -1 | 0.056301 | 0 | 0 |  |  |  |  | -0.056301 | 0 |  |  |  |  | 0 | 0
8930 | ICPGN10A | 1 | South | YES | -0.013507 | 149 | 0 | 149 | 0 | 1.03 | Cogen | -1 | 0.056301 | 0 | 0 |  |  |  |  | -0.056301 | 0 |  |  |  |  | 0 | 0
8931 | ICPGN20A | 2 | South | YES | -0.013507 | 150 | 0 | 150 | 0 | 1.03 | Cogen | -1 | 0.056301 | 0 | 0 |  |  |  |  | -0.056301 | 0 |  |  |  |  | 0 | 0
8932 | ICPGN30A | 3 | South | YES | -0.013507 | 127 | 0 | 127 | 0 | 1.03 | Cogen | -1 | 0.056301 | 0 | 0 |  |  |  |  | -0.056301 | 0 |  |  |  |  | 0 | 0
80223 | REYSHR G | 1 | South | YES | -0.013507 | 12 | 0 | 12 | 0 | 1.032 | Cogen | -1 | 0.056301 | 0 | 0 |  |  |  |  | -0.056301 | 0 |  |  |  |  | 0 | 0
8174 | VICEC61A | 6 | South | YES | -0.013518 | 188 | 42 | 188 | 0 | 1.025 | CC | -1 | 0.056312 | 188 | 188 |  |  |  |  | -0.056312 | -10.5866 |  |  |  |  | 0 | 0
8173 | VICEC51A | 5 | South | YES | -0.013518 | 144 | 18 | 144 | 0 | 1.025 | CC | -1 | 0.056312 | 144 | 144 |  |  |  |  | -0.056312 | -8.1089 |  |  |  |  | 0 | 0
8442 | NBEC7 | 7 | South | YES | -0.013614 | 0 | 81 | 367 |  | 1.0298 | GST | -1 | 0.056408 | 367 | 367 |  |  |  |  | -0.056408 | -20.7017 |  |  |  |  | 0 | 0
8442 | NBEC7 | MB | South | YES | -0.013614 | 0 | 81 | 367 |  | 1.0298 | GST | -1 | 0.056408 | 0 | 0 |  |  |  |  | -0.056408 | 0 |  |  |  |  | 0 | 0
8560 | CNOPGT1 | 1 | South | YES | -0.013616 | 148.3 | 0 | 148.3 | 0 | 1.03 | Cogen | -1 | 0.05641 | 0 | 0 |  |  |  |  | -0.05641 | 0 |  |  |  |  | 0 | 0
8561 | CNOPGT2 | 2 | South | YES | -0.013616 | 148.6 | 0 | 148.6 | 0 | 1.03 | Cogen | -1 | 0.05641 | 0 | 0 |  |  |  |  | -0.05641 | 0 |  |  |  |  | 0 | 0
8562 | CNOPST1 | 3 | South | YES | -0.013616 | 153 | 0 | 153 | 0 | 1.03 | Cogen | -1 | 0.05641 | 0 | 0 |  |  |  |  | -0.05641 | 0 |  |  |  |  | 0 | 0
8456 | COSW#1 | 1 | South | YES | -0.013622 | 20 | 0 | 20 | 0 | 1.027 | Cogen | -1 | 0.056416 | 0 | 0 |  |  |  |  | -0.056416 | 0 |  |  |  |  | 0 | 0
8457 | COSW#2 | 2 | South | YES | -0.013622 | 14 | 0 | 14 | 0 | 1.027 | Cogen | -1 | 0.056416 | 0 | 0 |  |  |  |  | -0.056416 | 0 |  |  |  |  | 0 | 0
8506 | VAL #1 | 1 | South | YES | -0.01363 | 20.9 | 0 | 25 | 0 | 1.0055 | Cogen | -1 | 0.056424 | 0 | 0 |  |  |  |  | -0.056424 | 0 |  |  |  |  | 0 | 0
8507 | VAL #2 | 2 | South | YES | -0.01363 | 20.9 | 0 | 25 | 0 | 1.0055 | Cogen | -1 | 0.056424 | 0 | 0 |  |  |  |  | -0.056424 | 0 |  |  |  |  | 0 | 0
8938 | MVGN#3 | 3 | South | YES | -0.013634 | 250.9 | 0 | 250.9 | 0 | 1.0304 | CC | -1 | 0.056428 | 250.9 | 250.9 |  |  |  |  | -0.056428 | -14.1578 |  |  |  |  | 0 | 0
8937 | MVGN#2 | 2 | South | YES | -0.013634 | 216.7 | 0 | 216.7 | 0 | 1.0304 | CC | -1 | 0.056428 | 216.7 | 216.7 |  |  |  |  | -0.056428 | -12.2279 |  |  |  |  | 0 | 0
8936 | MVGN#1 | 1 | South | YES | -0.013634 | 216.6 | 0 | 216.6 | 0 | 1.0304 | CC | -1 | 0.056428 | 216.6 | 216.6 |  |  |  |  | -0.056428 | -12.2223 |  |  |  |  | 0 | 0
8983 | HECN3 | 3 | South | YES | -0.013634 | 171.9 | 0 | 171.9 | 0 | 1.0304 | CC | -1 | 0.056428 | 171.9 | 171.9 |  |  |  |  | -0.056428 | -9.7 |  |  |  |  | 0 | 0
8981 | HECN1 | 1 | South | YES | -0.013634 | 144.8 | 0 | 144.8 | 0 | 1.0304 | CC | -1 | 0.056428 | 144.8 | 144.8 |  |  |  |  | -0.056428 | -8.1708 |  |  |  |  | 0 | 0
8982 | HECN2 | 2 | South | YES | -0.013634 | 144.1 | 0 | 144.1 | 0 | 1.0304 | CC | -1 | 0.056428 | 144.1 | 144.1 |  |  |  |  | -0.056428 | -8.1313 |  |  |  |  | 0 | 0
8461 | KOCH_UP0A | 1 | South | YES | -0.013636 | 38 | 0 | 38 | 0 | 1.012 | Cogen | -1 | 0.05643 | 0 | 0 |  |  |  |  | -0.05643 | 0 |  |  |  |  | 0 | 0
80263 | B_DAVIS31A | 3 | South | YES | -0.013643 | 0 | 0 | 180 |  | 1.0366 | CC | -1 | 0.056437 | 180 | 180 |  |  |  |  | -0.056437 | -10.1587 |  |  |  |  | 0 | 0
80264 | B_DAVIS41A | 4 | South | YES | -0.013643 | 0 | 0 | 180 |  | 1.0366 | CC | -1 | 0.056437 | 180 | 180 |  |  |  |  | -0.056437 | -10.1587 |  |  |  |  | 0 | 0
8459 | B_DAVIS0B | MB | South | YES | -0.013643 | 0 | 50 | 339 |  | 1.03 | GSC | -1 | 0.056437 | 0 | 0 |  |  |  |  | -0.056437 | 0 |  |  |  |  | 0 | 0
8460 | B_DAVIS0A | MB | South | YES | -0.013643 | 0 | 50 | 340 |  | 1.03 | GSC | -1 | 0.056437 | 0 | 0 |  |  |  |  | -0.056437 | 0 |  |  |  |  | 0 | 0
8511 | OXY_CC0A | 1 | South | YES | -0.013652 | 30.3 | 0 | 38 | 0 | 1.027 | Cogen | -1 | 0.056446 | 0 | 0 |  |  |  |  | -0.056446 | 0 |  |  |  |  | 0 | 0
5935 | SI_RAY10 | 10 | South | YES | -0.013692 | 47 | 10 | 47 | 0 | 1.03 | CC | -1 | 0.056486 | 47 | 47 |  |  |  |  | -0.056486 | -2.6548 |  |  |  |  | 0 | 0
5932 | SI_RAY9 | 9 | South | YES | -0.013692 | 32 | 32 | 38 | 0 | 1.035 | CC | -1 | 0.056486 | 38 | 38 |  |  |  |  | -0.056486 | -2.1465 |  |  |  |  | 0 | 0
5933 | SI_RAY6 | 6 | South | YES | -0.013692 | 15.4 | 10 | 19.3 | 0 | 1.035 | GST | -1 | 0.056486 | 19.3 | 19.3 |  |  |  |  | -0.056486 | -1.0902 |  |  |  |  | 0 | 0
80003 | MILHWYS | F | South | YES | -0.013692 | 0 | 0 | 0 | 0 | 1.0168 | AVR | -1 | 0.056486 | 0 | 0 |  |  |  |  | -0.056486 | 0 |  |  |  |  | 0 | 0
8517 | CELANEBI0A | 1 | South | YES | -0.013695 | 29 | 0 | 29 | 0 | 1.02 | Cogen | -1 | 0.056489 | 0 | 0 |  |  |  |  | -0.056489 | 0 |  |  |  |  | 0 | 0
80080 | GWINDT11A | 3 | South | YES | -0.013729 | 0 | 0 | 38 | 0 | 1.025 | Wind | -1 | 0.056523 | 0 | 38 |  |  |  |  | -0.056523 | 0 |  |  |  |  | 0 | 0
80080 | GWINDT11A | 4 | South | YES | -0.013729 | 3.8 | 0 | 19 | 0 | 1.025 | Wind | -1 | 0.056523 | 0 | 19 |  |  |  |  | -0.056523 | 0 |  |  |  |  | 0 | 0
80080 | GWINDT11A | 2 | South | YES | -0.013729 | 0 | 0 | 41 | 0 | 1.025 | Wind | -1 | 0.056523 | 0 | 41 |  |  |  |  | -0.056523 | 0 |  |  |  |  | 0 | 0
80080 | GWINDT11A | 1 | South | YES | -0.013729 | 28.2 | 0 | 94 | 0 | 1.025 | Wind | -1 | 0.056523 | 0 | 94 |  |  |  |  | -0.056523 | 0 |  |  |  |  | 0 | 0
80081 | GWINDT21A | 4 | South | YES | -0.013729 | 4.4 | 0 | 22 | 0 | 1.025 | Wind | -1 | 0.056523 | 0 | 22 |  |  |  |  | -0.056523 | 0 |  |  |  |  | 0 | 0
80081 | GWINDT21A | 1 | South | YES | -0.013729 | 28.2 | 0 | 94 | 0 | 1.025 | Wind | -1 | 0.056523 | 0 | 94 |  |  |  |  | -0.056523 | 0 |  |  |  |  | 0 | 0
80081 | GWINDT21A | 3 | South | YES | -0.013729 | 8.6 | 0 | 43 | 0 | 1.025 | Wind | -1 | 0.056523 | 0 | 43 |  |  |  |  | -0.056523 | 0 |  |  |  |  | 0 | 0
80081 | GWINDT21A | 2 | South | YES | -0.013729 | 7.2 | 0 | 36 | 0 | 1.025 | Wind | -1 | 0.056523 | 0 | 36 |  |  |  |  | -0.056523 | 0 |  |  |  |  | 0 | 0
80180 | PNSCALT11A | 2 | South | YES | -0.013729 | 10 | 0 | 50 | 0 | 1.025 | Wind | -1 | 0.056523 | 0 | 50 |  |  |  |  | -0.056523 | 0 |  |  |  |  | 0 | 0
80180 | PNSCALT11A | 1 | South | YES | -0.013729 | 43.8 | 0 | 148 | 0 | 1.025 | Wind | -1 | 0.056523 | 0 | 148 |  |  |  |  | -0.056523 | 0 |  |  |  |  | 0 | 0
80181 | PNSCALT21A | 2 | South | YES | -0.013729 | 10 | 0 | 50 | 0 | 1.025 | Wind | -1 | 0.056523 | 0 | 50 |  |  |  |  | -0.056523 | 0 |  |  |  |  | 0 | 0
80181 | PNSCALT21A | 1 | South | YES | -0.013729 | 16.5 | 0 | 55 | 0 | 1.025 | Wind | -1 | 0.056523 | 0 | 55 |  |  |  |  | -0.056523 | 0 |  |  |  |  | 0 | 0
7303 | L_WPPGS12_1Y | 1 | South | YES | -0.014148 | 50 | 0 | 50 | 0 | 1.025 | GGT | -1 | 0.056942 | 50 | 50 |  |  |  |  | -0.056942 | -2.8471 |  |  |  |  | 0 | 0
7303 | L_WPPGS12_1Y | 2 | South | YES | -0.014148 | 50 | 0 | 50 | 0 | 1.025 | GGT | -1 | 0.056942 | 50 | 50 |  |  |  |  | -0.056942 | -2.8471 |  |  |  |  | 0 | 0
7305 | L_WPPGS34_1Y | 3 | South | YES | -0.014148 | 50 | 0 | 50 | 0 | 1.025 | GGT | -1 | 0.056942 | 50 | 50 |  |  |  |  | -0.056942 | -2.8471 |  |  |  |  | 0 | 0
7305 | L_WPPGS34_1Y | 4 | South | YES | -0.014148 | 50 | 0 | 50 | 0 | 1.025 | GGT | -1 | 0.056942 | 50 | 50 |  |  |  |  | -0.056942 | -2.8471 |  |  |  |  | 0 | 0
88198 | BEEVILLE | F | South | YES | -0.014223 | 0 | 0 | 0 | 0 | 1.02 | AVR | -1 | 0.057017 | 0 | 0 |  |  |  |  | -0.057017 | 0 |  |  |  |  | 0 | 0
7809 | L_BASTEN1_3Y | 1 | South | YES | -0.014246 | 232.6 | 42 | 232.6 | 0 | 1.004 | CC | -1 | 0.05704 | 232.6 | 232.6 |  |  |  |  | -0.05704 | -13.2675 |  |  |  |  | 0 | 0
7807 | L_BASTEN1_1Y | 1 | South | YES | -0.014246 | 152.5 | 83.5 | 152.5 | 0 | 1.004 | CC | -1 | 0.05704 | 152.5 | 152.5 |  |  |  |  | -0.05704 | -8.6986 |  |  |  |  | 0 | 0
7808 | L_BASTEN1_2Y | 1 | South | YES | -0.014246 | 149.5 | 83.5 | 149.5 | 0 | 1.004 | CC | -1 | 0.05704 | 149.5 | 149.5 |  |  |  |  | -0.05704 | -8.5275 |  |  |  |  | 0 | 0
8161 | COLETO0A | 1 | South | YES | -0.014377 | 633 | 200 | 633 | 0 | 1.03 | LIGCO | -1 | 0.057171 | 0 | 633 |  |  |  |  | -0.057171 | 0 |  |  |  |  | 0 | 0
8189 | CUECPL2A | 1 | South | YES | -0.015251 | 12 | 0 | 12 | 0 | 1.02 | Cogen | -1 | 0.058045 | 0 | 0 |  |  |  |  | -0.058045 | 0 |  |  |  |  | 0 | 0
7006 | L_SIMGID1_3Y | 3 | South | YES | -0.015524 | 324.9 | 60 | 329 | 0 | 1.02 | GST | -1 | 0.058318 | 329 | 329 |  |  |  |  | -0.058318 | -19.1866 |  |  |  |  | 0 | 0
7005 | L_SIMGID1_2Y | 2 | South | YES | -0.015524 | 133 | 32 | 139 | 0 | 1.02 | GST | -1 | 0.058318 | 139 | 139 |  |  |  |  | -0.058318 | -8.1062 |  |  |  |  | 0 | 0
7004 | L_SIMGID1_1Y | 1 | South | YES | -0.015524 | 132 | 40 | 132 | 0 | 1.02 | GST | -1 | 0.058318 | 132 | 132 |  |  |  |  | -0.058318 | -7.698 |  |  |  |  | 0 | 0
5903 | SANMIGUELGEN | 1 | South | YES | -0.015789 | 396.3 | 180 | 396.3 | 0 | 1.0336 | LIGCO | -1 | 0.058583 | 0 | 396.3 |  |  |  |  | -0.058583 | 0 |  |  |  |  | 0 | 0
7624 | L_LAKEWO9_1Y | 1 | South | YES | -0.016358 | 0 | 0 | 2.4 |  | 1 | Hydro | -1 | 0.059152 | 0 | 0 |  |  |  |  | -0.059152 | 0 |  |  |  |  | 0 | 0
7624 | L_LAKEWO9_1Y | 2 | South | YES | -0.016358 | 0 | 0 | 2.4 |  | 1 | Hydro | -1 | 0.059152 | 0 | 0 |  |  |  |  | -0.059152 | 0 |  |  |  |  | 0 | 0
9005 | DECKR_G6 | 6 | South | YES | -0.016836 | 44 | 24 | 47 | 0 | 1.015 | GGT | -1 | 0.05963 | 47 | 47 |  |  |  |  | -0.05963 | -2.8026 |  |  |  |  | 0 | 0
9003 | DECKR_G4 | 4 | South | YES | -0.016836 | 44 | 24 | 44 | 0 | 1.015 | GGT | -1 | 0.05963 | 44 | 44 |  |  |  |  | -0.05963 | -2.6237 |  |  |  |  | 0 | 0
9004 | DECKR_G5 | 5 | South | YES | -0.016836 | 44 | 24 | 44 | 0 | 1.015 | GGT | -1 | 0.05963 | 44 | 44 |  |  |  |  | -0.05963 | -2.6237 |  |  |  |  | 0 | 0
9002 | DECKR_G3 | 3 | South | YES | -0.016836 | 0 | 24 | 42 |  | 1.015 | GGT | -1 | 0.05963 | 42 | 42 |  |  |  |  | -0.05963 | -2.5045 |  |  |  |  | 0 | 0
7805 | L_GUADGE1_6Y | 6 | South | YES | -0.017063 | 203 | 30 | 203 | 0 | 1.02 | CC | -1 | 0.059857 | 203 | 203 |  |  |  |  | -0.059857 | -12.151 |  |  |  |  | 0 | 0
7804 | L_GUADGE1_5Y | 5 | South | YES | -0.017063 | 182 | 30 | 182 | 0 | 1.02 | CC | -1 | 0.059857 | 182 | 182 |  |  |  |  | -0.059857 | -10.894 |  |  |  |  | 0 | 0
7803 | L_GUADGE1_4Y | 4 | South | YES | -0.017063 | 149 | 30 | 149 | 0 | 1.02 | CC | -1 | 0.059857 | 149 | 149 |  |  |  |  | -0.059857 | -8.9187 |  |  |  |  | 0 | 0
7800 | L_GUADGE1_1Y | 1 | South | YES | -0.017063 | 147 | 30 | 147 | 0 | 1.02 | CC | -1 | 0.059857 | 147 | 147 |  |  |  |  | -0.059857 | -8.799 |  |  |  |  | 0 | 0
7802 | L_GUADGE1_3Y | 3 | South | YES | -0.017063 | 146 | 30 | 146 | 0 | 1.02 | CC | -1 | 0.059857 | 146 | 146 |  |  |  |  | -0.059857 | -8.7391 |  |  |  |  | 0 | 0
7801 | L_GUADGE1_2Y | 2 | South | YES | -0.017063 | 138 | 30 | 138 | 0 | 1.02 | CC | -1 | 0.059857 | 138 | 138 |  |  |  |  | -0.059857 | -8.2603 |  |  |  |  | 0 | 0
7813 | L_RIONOG1S1Y | 4 | South | YES | -0.017105 | 293 | 0 | 293 | 0 | 1.02 | CC | -1 | 0.059899 | 293 | 293 |  |  |  |  | -0.059899 | -17.5504 |  |  |  |  | 0 | 0
7812 | L_RIONOG1G3Y | 3 | South | YES | -0.017105 | 154 | 0 | 154 | 0 | 1.02 | CC | -1 | 0.059899 | 154 | 154 |  |  |  |  | -0.059899 | -9.2244 |  |  |  |  | 0 | 0
7810 | L_RIONOG1G1Y | 1 | South | YES | -0.017105 | 148 | 0 | 148 | 0 | 1.02 | CC | -1 | 0.059899 | 148 | 148 |  |  |  |  | -0.059899 | -8.865 |  |  |  |  | 0 | 0
7811 | L_RIONOG1G2Y | 2 | South | YES | -0.017105 | 148 | 0 | 148 | 0 | 1.02 | CC | -1 | 0.059899 | 148 | 148 |  |  |  |  | -0.059899 | -8.865 |  |  |  |  | 0 | 0
9020 | SANDHG5A | 5A | South | YES | -0.017211 | 150 | 84 | 155 | 0 | 1.0175 | CC | -1 | 0.060005 | 155 | 155 |  |  |  |  | -0.060005 | -9.3008 |  |  |  |  | 0 | 0
9021 | SANDHG5C | 5C | South | YES | -0.017211 | 140 | 0 | 148 | 0 | 1.0175 | CC | -1 | 0.060005 | 148 | 148 |  |  |  |  | -0.060005 | -8.8807 |  |  |  |  | 0 | 0
9016 | SANDH_G1 | 1 | South | YES | -0.017211 | 45 | 2 | 49 | 0 | 1.0175 | GGT | -1 | 0.060005 | 49 | 49 |  |  |  |  | -0.060005 | -2.9402 |  |  |  |  | 0 | 0
9019 | SANDH_G4 | 4 | South | YES | -0.017211 | 0 | 2 | 47 |  | 1.0175 | GGT | -1 | 0.060005 | 47 | 47 |  |  |  |  | -0.060005 | -2.8202 |  |  |  |  | 0 | 0
9017 | SANDH_G2 | 2 | South | YES | -0.017211 | 45 | 2 | 46 | 0 | 1.0175 | GGT | -1 | 0.060005 | 46 | 46 |  |  |  |  | -0.060005 | -2.7602 |  |  |  |  | 0 | 0
9018 | SANDH_G3 | 3 | South | YES | -0.017211 | 45 | 2 | 46 | 0 | 1.0175 | GGT | -1 | 0.060005 | 46 | 46 |  |  |  |  | -0.060005 | -2.7602 |  |  |  |  | 0 | 0
7017 | L_HAYSEN1_4Y | 4 | South | YES | -0.017249 | 226.7 | 74 | 226.7 | 0 | 1.008 | CC | -1 | 0.060043 | 226.7 | 226.7 |  |  |  |  | -0.060043 | -13.6117 |  |  |  |  | 0 | 0
7015 | L_HAYSEN1_2Y | 2 | South | YES | -0.017249 | 225 | 74 | 225 | 0 | 1.008 | CC | -1 | 0.060043 | 225 | 225 |  |  |  |  | -0.060043 | -13.5097 |  |  |  |  | 0 | 0
7016 | L_HAYSEN1_3Y | 3 | South | YES | -0.017249 | 224.6 | 74 | 224.6 | 0 | 1.008 | CC | -1 | 0.060043 | 224.6 | 224.6 |  |  |  |  | -0.060043 | -13.4856 |  |  |  |  | 0 | 0
7014 | L_HAYSEN1_1Y | 1 | South | YES | -0.017249 | 223.9 | 74 | 223.9 | 0 | 1.008 | CC | -1 | 0.060043 | 223.9 | 223.9 |  |  |  |  | -0.060043 | -13.4436 |  |  |  |  | 0 | 0
9001 | DECKR_G2 | 2 | South | YES | -0.017252 | 400 | 50 | 426 | 0 | 1.015 | GST | -1 | 0.060046 | 426 | 426 |  |  |  |  | -0.060046 | -25.5796 |  |  |  |  | 0 | 0
9000 | DECKR_G1 | 1 | South | YES | -0.017252 | 280 | 50 | 321 | 0 | 1.015 | GST | -1 | 0.060046 | 321 | 321 |  |  |  |  | -0.060046 | -19.2747 |  |  |  |  | 0 | 0
7605 | L_MCQUEE9_1Y | 1 | South | YES | -0.017394 | 0 | 0 | 2.4 |  | 1.025 | Hydro | -1 | 0.060188 | 0 | 0 |  |  |  |  | -0.060188 | 0 |  |  |  |  | 0 | 0
7605 | L_MCQUEE9_1Y | 2 | South | YES | -0.017394 | 0 | 0 | 2.4 |  | 1.025 | Hydro | -1 | 0.060188 | 0 | 0 |  |  |  |  | -0.060188 | 0 |  |  |  |  | 0 | 0
7605 | L_MCQUEE9_1Y | 3 | South | YES | -0.017394 | 0 | 0 | 2.8 |  | 1.025 | Hydro | -1 | 0.060188 | 0 | 0 |  |  |  |  | -0.060188 | 0 |  |  |  |  | 0 | 0
7609 | L_SCHUMA8_1Y | 1 | South | YES | -0.01774 | 0 | 0 | 4 |  | 1 | Hydro | -1 | 0.060534 | 0 | 0 |  |  |  |  | -0.060534 | 0 |  |  |  |  | 0 | 0
5401 | CALAVER_JKS1 | 1 | South | YES | -0.017786 | 562 | 100 | 562 | 0 | 1.026 | LIGCO | -1 | 0.06058 | 0 | 562 |  |  |  |  | -0.06058 | 0 |  |  |  |  | 0 | 0
5027 | BRAUNIG_VHB2 | 2 | South | YES | -0.017874 | 216 | 40 | 216 | 0 | 1.0192 | GST | -1 | 0.060668 | 216 | 216 |  |  |  |  | -0.060668 | -13.1043 |  |  |  |  | 0 | 0
5026 | BRAUNIG_VHB1 | 1 | South | YES | -0.017874 | 215 | 40 | 215 | 0 | 1.0192 | GST | -1 | 0.060668 | 215 | 215 |  |  |  |  | -0.060668 | -13.0436 |  |  |  |  | 0 | 0
5265 | LEON_LCP4G4 | 4 | South | YES | -0.017903 | 89 | 25 | 89 | 0 | 1.0197 | GST | -1 | 0.060697 | 89 | 89 |  |  |  |  | -0.060697 | -5.402 |  |  |  |  | 0 | 0
5264 | LEON_LCP3G3 | 3 | South | YES | -0.017903 | 0 | 20 | 58 |  | 1.0197 | GST | -1 | 0.060697 | 58 | 58 |  |  |  |  | -0.060697 | -3.5204 |  |  |  |  | 0 | 0
5269 | LEON_LCPCT4 | 4 | South | YES | -0.017903 | 45 | 24 | 45 | 0 | 1.0197 | GGT | -1 | 0.060697 | 45 | 45 |  |  |  |  | -0.060697 | -2.7314 |  |  |  |  | 0 | 0
5266 | LEON_LCPCT1 | 1 | South | YES | -0.017903 | 44 | 24 | 44 | 0 | 1.0197 | GGT | -1 | 0.060697 | 44 | 44 |  |  |  |  | -0.060697 | -2.6707 |  |  |  |  | 0 | 0
5267 | LEON_LCPCT2 | 2 | South | YES | -0.017903 | 44 | 24 | 44 | 0 | 1.0197 | GGT | -1 | 0.060697 | 44 | 44 |  |  |  |  | -0.060697 | -2.6707 |  |  |  |  | 0 | 0
5268 | LEON_LCPCT3 | 3 | South | YES | -0.017903 | 43 | 24 | 43 | 0 | 1.0197 | GGT | -1 | 0.060697 | 43 | 43 |  |  |  |  | -0.060697 | -2.61 |  |  |  |  | 0 | 0
7020 | L_AUSTPL1_1Y | 1 | South | YES | -0.017922 | 0 | 0 | 8 |  | 1 | Hydro | -1 | 0.060716 | 0 | 0 |  |  |  |  | -0.060716 | 0 |  |  |  |  | 0 | 0
7020 | L_AUSTPL1_1Y | 2 | South | YES | -0.017922 | 0 | 0 | 8 |  | 1 | Hydro | -1 | 0.060716 | 0 | 0 |  |  |  |  | -0.060716 | 0 |  |  |  |  | 0 | 0
5396 | CALAVER_OWS1 | 1 | South | YES | -0.017955 | 418 | 80 | 418 | 0 | 1.0192 | GST | -1 | 0.060749 | 418 | 418 |  |  |  |  | -0.060749 | -25.3931 |  |  |  |  | 0 | 0
5397 | CALAVER_OWS2 | 2 | South | YES | -0.017955 | 400 | 80 | 400 | 0 | 1.0192 | GST | -1 | 0.060749 | 400 | 400 |  |  |  |  | -0.060749 | -24.2996 |  |  |  |  | 0 | 0
5439 | TUTTL_WBT4G4 | 4 | South | YES | -0.017967 | 151 | 40 | 151 | 0 | 1.012 | GST | -1 | 0.060761 | 151 | 151 |  |  |  |  | -0.060761 | -9.1749 |  |  |  |  | 0 | 0
5438 | TUTTL_WBT3G3 | 3 | South | YES | -0.017967 | 95 | 25 | 95 | 0 | 1.012 | GST | -1 | 0.060761 | 95 | 95 |  |  |  |  | -0.060761 | -5.7723 |  |  |  |  | 0 | 0
5436 | TUTTL_WBT1G1 | 1 | South | YES | -0.017967 | 48.8 | 20 | 61 | 0 | 1.012 | GST | -1 | 0.060761 | 61 | 61 |  |  |  |  | -0.060761 | -3.7064 |  |  |  |  | 0 | 0
5028 | BRAUNIG_VHB3 | 3 | South | YES | -0.018075 | 407 | 60 | 407 | 0 | 1.0138 | GST | -1 | 0.060869 | 407 | 407 |  |  |  |  | -0.060869 | -24.7737 |  |  |  |  | 0 | 0
5111 | CALAVER_JTD1 | 1 | South | YES | -0.018084 | 430 | 80 | 430 | 0 | 1.0138 | LIGCO | -1 | 0.060878 | 0 | 430 |  |  |  |  | -0.060878 | 0 |  |  |  |  | 0 | 0
5112 | CALAVER_JTD2 | 2 | South | YES | -0.018084 | 430 | 80 | 430 | 0 | 1.0138 | LIGCO | -1 | 0.060878 | 0 | 430 |  |  |  |  | -0.060878 | 0 |  |  |  |  | 0 | 0
5477 | BRA_AVR1_ST | 1 | South | YES | -0.018252 | 174 | 138 | 174 | 0 | 1.025 | CC | -1 | 0.061046 | 174 | 174 |  |  |  |  | -0.061046 | -10.622 |  |  |  |  | 0 | 0
5476 | BRA_AVR1_CT1 | 1 | South | YES | -0.018252 | 155 | 90 | 155 | 0 | 1.025 | CC | -1 | 0.061046 | 155 | 155 |  |  |  |  | -0.061046 | -9.4621 |  |  |  |  | 0 | 0
5478 | BRA_AVR1_CT2 | 1 | South | YES | -0.018252 | 155 | 90 | 155 | 0 | 1.025 | CC | -1 | 0.061046 | 155 | 155 |  |  |  |  | -0.061046 | -9.4621 |  |  |  |  | 0 | 0
7487 | L_CANYHY8_1Y | 1 | South | YES | -0.020176 | 0 | 0 | 6 |  | 1 | Hydro | -1 | 0.06297 | 0 | 0 |  |  |  |  | -0.06297 | 0 |  |  |  |  | 0 | 0
7031 | L_MARSFO1G1Y | 1 | South | YES | -0.024606 | 0 | 0 | 36 |  | 1 | Hydro | -1 | 0.0674 | 0 | 0 |  |  |  |  | -0.0674 | 0 |  |  |  |  | 0 | 0
7032 | L_MARSFO1G2Y | 2 | South | YES | -0.024606 | 0 | 0 | 35 |  | 1 | Hydro | -1 | 0.0674 | 0 | 0 |  |  |  |  | -0.0674 | 0 |  |  |  |  | 0 | 0
7033 | L_MARSFO1G3Y | 3 | South | YES | -0.024606 | 0 | 0 | 36 |  | 1 | Hydro | -1 | 0.0674 | 0 | 0 |  |  |  |  | -0.0674 | 0 |  |  |  |  | 0 | 0
7022 | L_BUCHAN1_1Y | 1 | South | YES | -0.038294 | 0 | 0 | 18 |  | 1 | Hydro | -1 | 0.081088 | 0 | 0 |  |  |  |  | -0.081088 | 0 |  |  |  |  | 0 | 0
7023 | L_BUCHAN1_2Y | 2 | South | YES | -0.038294 | 0 | 0 | 18 |  | 1 | Hydro | -1 | 0.081088 | 0 | 0 |  |  |  |  | -0.081088 | 0 |  |  |  |  | 0 | 0
7024 | L_BUCHAN1_3Y | 3 | South | YES | -0.038294 | 0 | 0 | 15 |  | 1 | Hydro | -1 | 0.081088 | 0 | 0 |  |  |  |  | -0.081088 | 0 |  |  |  |  | 0 | 0
7028 | L_MARBFA1_1Y | 1 | South | YES | -0.040492 | 0 | 0 | 18 |  | 1 | Hydro | -1 | 0.083286 | 0 | 0 |  |  |  |  | -0.083286 | 0 |  |  |  |  | 0 | 0
7029 | L_MARBFA1_2Y | 2 | South | YES | -0.040492 | 0 | 0 | 18 |  | 1 | Hydro | -1 | 0.083286 | 0 | 0 |  |  |  |  | -0.083286 | 0 |  |  |  |  | 0 | 0
7035 | L_WIRTZ_1G1Y | 1 | South | YES | -0.044985 | 0 | 0 | 29 |  | 1 | Hydro | -1 | 0.087779 | 0 | 0 |  |  |  |  | -0.087779 | 0 |  |  |  |  | 0 | 0
7036 | L_WIRTZ_1G2Y | 2 | South | YES | -0.044985 | 0 | 0 | 29.7 |  | 1 | Hydro | -1 | 0.087779 | 0 | 0 |  |  |  |  | -0.087779 | 0 |  |  |  |  | 0 | 0
7000 | L_FERGUS1_1Y | 1 | South | YES | -0.048172 | 400 | 65 | 423.3 | 0 | 1.015 | GSC | -1 | 0.090966 | 423.3 | 423.3 |  |  |  |  | -0.090966 | -38.5059 |  |  |  |  | 0 | 0
7026 | L_INKSDA1_1Y | 1 | South | YES | -0.059721 | 0 | 0 | 13.7 |  | 1 | Hydro | -1 | 0.10251 | 0 | 0 |  |  |  |  | -0.10251 | 0 |  |  |  |  | 0 | 0
[26 empty] | 0 | 0
[26 empty] | 0 | 0
[26 empty] | 0 | 0
[26 empty] | 0 | 0
[26 empty] | 0 | 0
[26 empty] | 0 | 0
[26 empty] | 0 | 0
[26 empty] | 0 | 0
[26 empty] | 0 | 0
[26 empty] | 0 | 0
[26 empty] | 0 | 0
[26 empty] | 0 | 0
[26 empty] | 0 | 0
[26 empty] | 0 | 0
[26 empty] | 0 | 0
[26 empty] | 0 | 0
[26 empty] | 0 | 0
[26 empty] | 0 | 0
[26 empty] | 0 | 0
[26 empty] | 0 | 0
[26 empty] | 0 | 0
[26 empty] | 0 | 0
[26 empty] | 0 | 0
[26 empty] | 0 | 0
[26 empty] | 0 | 0
[26 empty] | 0 | 0
[26 empty] | 0 | 0
[26 empty] | 0 | 0
[26 empty] | 0 | 0
[26 empty] | 0 | 0
[26 empty] | 0 | 0
[26 empty] | 0 | 0
[26 empty] | 0 | 0
[26 empty] | 0 | 0
[26 empty] | 0 | 0
[26 empty] | 0 | 0
[26 empty] | 0 | 0
[26 empty] | 0 | 0
[26 empty] | 0 | 0
[26 empty] | 0 | 0
[26 empty] | 0 | 0
[26 empty] | 0 | 0
[26 empty] | 0 | 0
[26 empty] | 0 | 0
[26 empty] | 0 | 0
[26 empty] | 0 | 0
[26 empty] | 0 | 0
[26 empty] | 0 | 0
[26 empty] | 0 | 0
[26 empty] | 0 | 0
[26 empty] | 0 | 0
[26 empty] | 0 | 0
[26 empty] | 0 | 0
[26 empty] | 0 | 0
[26 empty] | 0 | 0
[26 empty] | 0 | 0
[26 empty] | 0 | 0
[26 empty] | 0 | 0
[26 empty] | 0 | 0
[26 empty] | 0 | 0
[26 empty] | 0 | 0
[26 empty] | 0 | 0
[26 empty] | 0 | 0
[26 empty] | 0 | 0
[26 empty] | 0 | 0
[26 empty] | 0 | 0
[26 empty] | 0 | 0
[26 empty] | 0 | 0
[26 empty] | 0 | 0
[26 empty] | 0 | 0
[26 empty] | 0 | 0
[26 empty] | 0 | 0
[26 empty] | 0 | 0
[26 empty] | 0 | 0
[26 empty] | 0 | 0
[26 empty] | 0 | 0
[26 empty] | 0 | 0
[26 empty] | 0 | 0
[26 empty] | 0 | 0
[26 empty] | 0 | 0
[26 empty] | 0 | 0
[26 empty] | 0 | 0
[26 empty] | 0 | 0
[26 empty] | 0 | 0
[26 empty] | 0 | 0
[26 empty] | 0 | 0
[26 empty] | 0 | 0
[26 empty] | 0 | 0
[26 empty] | 0 | 0
[26 empty] | 0 | 0
[26 empty] | 0 | 0
[26 empty] | 0 | 0
[26 empty] | 0 | 0
[26 empty] | 0 | 0
[26 empty] | 0 | 0
[26 empty] | 0 | 0
[26 empty] | 0 | 0
[26 empty] | 0 | 0
[26 empty] | 0 | 0
[26 empty] | 0 | 0
[26 empty] | 0 | 0
[26 empty] | 0 | 0
[26 empty] | 0 | 0
[26 empty] | 0 | 0
[26 empty] | 0 | 0
[26 empty] | 0 | 0
[26 empty] | 0 | 0
[26 empty] | 0 | 0
[26 empty] | 0 | 0
[26 empty] | 0 | 0
[26 empty] | 0 | 0
[26 empty] | 0 | 0
[26 empty] | 0 | 0
[26 empty] | 0 | 0
[26 empty] | 0 | 0
[26 empty] | 0 | 0
[26 empty] | 0 | 0
[26 empty] | 0 | 0
[26 empty] | 0 | 0
[26 empty] | 0 | 0
[26 empty] | 0 | 0
[26 empty] | 0 | 0
[26 empty] | 0 | 0
[26 empty] | 0 | 0
[26 empty] | 0 | 0
[26 empty] | 0 | 0
[26 empty] | 0 | 0
[26 empty] | 0 | 0
[26 empty] | 0 | 0
[26 empty] | 0 | 0
[26 empty] | 0 | 0
[26 empty] | 0 | 0
[26 empty] | 0 | 0
[26 empty] | 0 | 0
[26 empty] | 0 | 0
[26 empty] | 0 | 0
[26 empty] | 0 | 0
[26 empty] | 0 | 0
[26 empty] | 0 | 0
[26 empty] | 0 | 0
[26 empty] | 0 | 0
[26 empty] | 0 | 0
[26 empty] | 0 | 0
[26 empty] | 0 | 0
[26 empty] | 0 | 0
[26 empty] | 0 | 0
[26 empty] | 0 | 0
[26 empty] | 0 | 0
[26 empty] | 0 | 0
[26 empty] | 0 | 0
[26 empty] | 0 | 0
[26 empty] | 0 | 0
[26 empty] | 0 | 0
[26 empty] | 0 | 0
[26 empty] | 0 | 0
[26 empty] | 0 | 0
[26 empty] | 0 | 0
[26 empty] | 0 | 0
[26 empty] | 0 | 0
[26 empty] | 0 | 0
[26 empty] | 0 | 0
[26 empty] | 0 | 0
[26 empty] | 0 | 0
[26 empty] | 0 | 0
[26 empty] | 0 | 0
[26 empty] | 0 | 0
[26 empty] | 0 | 0
[26 empty] | 0 | 0
[26 empty] | 0 | 0
[26 empty] | 0 | 0
[26 empty] | 0 | 0
[26 empty] | 0 | 0
[26 empty] | 0 | 0
[26 empty] | 0 | 0
[26 empty] | 0 | 0
[26 empty] | 0 | 0
[26 empty] | 0 | 0
[26 empty] | 0 | 0
[26 empty] | 0 | 0
[26 empty] | 0 | 0
[26 empty] | 0 | 0
[26 empty] | 0 | 0
[26 empty] | 0 | 0
[26 empty] | 0 | 0
[26 empty] | 0 | 0
[26 empty] | 0 | 0
[26 empty] | 0 | 0
[26 empty] | 0 | 0
[26 empty] | 0 | 0
[26 empty] | 0 | 0
[26 empty] | 0 | 0
[26 empty] | 0 | 0
[26 empty] | 0 | 0
[26 empty] | 0 | 0
[26 empty] | 0 | 0
[26 empty] | 0 | 0
[26 empty] | 0 | 0
[26 empty] | 0 | 0
[26 empty] | 0 | 0
[26 empty] | 0 | 0
[26 empty] | 0 | 0
[26 empty] | 0 | 0
[26 empty] | 0 | 0
[26 empty] | 0 | 0
[26 empty] | 0 | 0
[26 empty] | 0 | 0
[26 empty] | 0 | 0
[26 empty] | 0 | 0
[26 empty] | 0 | 0
[26 empty] | 0 | 0
[26 empty] | 0 | 0
[26 empty] | 0 | 0
[26 empty] | 0 | 0
[26 empty] | 0 | 0
[26 empty] | 0 | 0
[26 empty] | 0 | 0
[26 empty] | 0 | 0
[26 empty] | 0 | 0
[26 empty] | 0 | 0
[26 empty] | 0 | 0
[26 empty] | 0 | 0
[26 empty] | 0 | 0
[26 empty] | 0 | 0
[26 empty] | 0 | 0
[26 empty] | 0 | 0
[26 empty] | 0 | 0
[26 empty] | 0 | 0
[26 empty] | 0 | 0
[26 empty] | 0 | 0
[26 empty] | 0 | 0
[26 empty] | 0 | 0
[26 empty] | 0 | 0
[26 empty] | 0 | 0
[26 empty] | 0 | 0
[26 empty] | 0 | 0
[26 empty] | 0 | 0
[26 empty] | 0 | 0
[26 empty] | 0 | 0
[26 empty] | 0 | 0
[26 empty] | 0 | 0
[26 empty] | 0 | 0
[26 empty] | 0 | 0
[26 empty] | 0 | 0
[26 empty] | 0 | 0
[26 empty] | 0 | 0
[26 empty] | 0 | 0
[26 empty] | 0 | 0
[26 empty] | 0 | 0
[26 empty] | 0 | 0
[26 empty] | 0 | 0
[26 empty] | 0 | 0
[26 empty] | 0 | 0
[26 empty] | 0 | 0
[26 empty] | 0 | 0
[26 empty] | 0 | 0
[26 empty] | 0 | 0
[26 empty] | 0 | 0
[26 empty] | 0 | 0
[26 empty] | 0 | 0
[26 empty] | 0 | 0
[26 empty] | 0 | 0
[26 empty] | 0 | 0
[26 empty] | 0 | 0
[26 empty] | 0 | 0
[26 empty] | 0 | 0
[26 empty] | 0 | 0
[26 empty] | 0 | 0
[26 empty] | 0 | 0
[26 empty] | 0 | 0
[26 empty] | 0 | 0
[26 empty] | 0 | 0
[26 empty] | 0 | 0
[26 empty] | 0 | 0
[26 empty] | 0 | 0
[26 empty] | 0 | 0
[26 empty] | 0 | 0
[26 empty] | 0 | 0
[26 empty] | 0 | 0
[26 empty] | 0 | 0
[26 empty] | 0 | 0
[26 empty] | 0 | 0
[26 empty] | 0 | 0
[26 empty] | 0 | 0
[26 empty] | 0 | 0
[26 empty] | 0 | 0
[26 empty] | 0 | 0
[26 empty] | 0 | 0
[26 empty] | 0 | 0
[26 empty] | 0 | 0
[26 empty] | 0 | 0
[26 empty] | 0 | 0
[26 empty] | 0 | 0
[26 empty] | 0 | 0
[26 empty] | 0 | 0
[26 empty] | 0 | 0
[26 empty] | 0 | 0
[26 empty] | 0 | 0
[26 empty] | 0 | 0
[26 empty] | 0 | 0
[26 empty] | 0 | 0
[26 empty] | 0 | 0
[26 empty] | 0 | 0
[26 empty] | 0 | 0
[26 empty] | 0 | 0
[26 empty] | 0 | 0
[26 empty] | 0 | 0
[26 empty] | 0 | 0
[26 empty] | 0 | 0
[26 empty] | 0 | 0
[26 empty] | 0 | 0
[26 empty] | 0 | 0
[26 empty] | 0 | 0
[26 empty] | 0 | 0
[26 empty] | 0 | 0
[26 empty] | 0 | 0
[26 empty] | 0 | 0
[26 empty] | 0 | 0
[26 empty] | 0 | 0
[26 empty] | 0 | 0
[26 empty] | 0 | 0
[26 empty] | 0 | 0
[26 empty] | 0 | 0
[26 empty] | 0 | 0
[26 empty] | 0 | 0
[26 empty] | 0 | 0
[26 empty] | 0 | 0
[26 empty] | 0 | 0
[26 empty] | 0 | 0
[26 empty] | 0 | 0
[26 empty] | 0 | 0
[26 empty] | 0 | 0
[26 empty] | 0 | 0
[26 empty] | 0 | 0
[26 empty] | 0 | 0
[26 empty] | 0 | 0
[26 empty] | 0 | 0
[26 empty] | 0 | 0
[26 empty] | 0 | 0
[26 empty] | 0 | 0
[26 empty] | 0 | 0
[26 empty] | 0 | 0
[26 empty] | 0 | 0
[26 empty] | 0 | 0
[26 empty] | 0 | 0
[26 empty] | 0 | 0
[26 empty] | 0 | 0
[26 empty] | 0 | 0
[26 empty] | 0 | 0
[26 empty] | 0 | 0
[26 empty] | 0 | 0
[26 empty] | 0 | 0
[26 empty] | 0 | 0
[26 empty] | 0 | 0
[26 empty] | 0 | 0
[26 empty] | 0 | 0
[26 empty] | 0 | 0
[26 empty] | 0 | 0
[26 empty] | 0 | 0
[26 empty] | 0 | 0
[26 empty] | 0 | 0
[26 empty] | 0 | 0
[26 empty] | 0 | 0
[26 empty] | 0 | 0
[26 empty] | 0 | 0
[26 empty] | 0 | 0
[26 empty] | 0 | 0
[26 empty] | 0 | 0
[26 empty] | 0 | 0
[26 empty] | 0 | 0
[26 empty] | 0 | 0
[26 empty] | 0 | 0
[26 empty] | 0 | 0
[26 empty] | 0 | 0
[26 empty] | 0 | 0
[26 empty] | 0 | 0
[26 empty] | 0 | 0
[26 empty] | 0 | 0
[26 empty] | 0 | 0
[26 empty] | 0 | 0
[26 empty] | 0 | 0
[26 empty] | 0 | 0
[26 empty] | 0 | 0
[26 empty] | 0 | 0
[26 empty] | 0 | 0
[26 empty] | 0 | 0
[26 empty] | 0 | 0
[26 empty] | 0 | 0
[26 empty] | 0 | 0
[26 empty] | 0 | 0
[26 empty] | 0 | 0
[26 empty] | 0 | 0
[26 empty] | 0 | 0
[26 empty] | 0 | 0
[26 empty] | 0 | 0
[26 empty] | 0 | 0
[26 empty] | 0 | 0
[26 empty] | 0 | 0
[26 empty] | 0 | 0
[26 empty] | 0 | 0
[26 empty] | 0 | 0
[26 empty] | 0 | 0
[26 empty] | 0 | 0
[26 empty] | 0 | 0
[26 empty] | 0 | 0
[26 empty] | 0 | 0
[26 empty] | 0 | 0
[26 empty] | 0 | 0
[26 empty] | 0 | 0
[26 empty] | 0 | 0
[26 empty] | 0 | 0
[26 empty] | 0 | 0
[26 empty] | 0 | 0
[26 empty] | 0 | 0
[26 empty] | 0 | 0
[26 empty] | 0 | 0
[26 empty] | 0 | 0
[26 empty] | 0 | 0
[26 empty] | 0 | 0
[26 empty] | 0 | 0
[26 empty] | 0 | 0
[26 empty] | 0 | 0
[26 empty] | 0 | 0
[26 empty] | 0 | 0
[26 empty] | 0 | 0
[26 empty] | 0 | 0
[26 empty] | 0 | 0
[26 empty] | 0 | 0
[26 empty] | 0 | 0
[26 empty] | 0 | 0
[26 empty] | 0 | 0
[26 empty] | 0 | 0
[26 empty] | 0 | 0
[26 empty] | 0 | 0
[26 empty] | 0 | 0
[26 empty] | 0 | 0
[26 empty] | 0 | 0
[26 empty] | 0 | 0
[26 empty] | 0 | 0
[26 empty] | 0 | 0
[26 empty] | 0 | 0
[26 empty] | 0 | 0
[26 empty] | 0 | 0
[26 empty] | 0 | 0
[26 empty] | 0 | 0
[26 empty] | 0 | 0
[26 empty] | 0 | 0
[26 empty] | 0 | 0
[26 empty] | 0 | 0
[26 empty] | 0 | 0
[26 empty] | 0 | 0
[26 empty] | 0 | 0
[26 empty] | 0 | 0
[26 empty] | 0 | 0
[26 empty] | 0 | 0
[26 empty] | 0 | 0
[26 empty] | 0 | 0
[26 empty] | 0 | 0
[26 empty] | 0 | 0
[26 empty] | 0 | 0
[26 empty] | 0 | 0
[26 empty] | 0 | 0
[26 empty] | 0 | 0
[26 empty] | 0 | 0
[26 empty] | 0 | 0
[26 empty] | 0 | 0
[26 empty] | 0 | 0
[26 empty] | 0 | 0
[26 empty] | 0 | 0
[26 empty] | 0 | 0
[26 empty] | 0 | 0
[26 empty] | 0 | 0
[26 empty] | 0 | 0
[26 empty] | 0 | 0
[26 empty] | 0 | 0
[26 empty] | 0 | 0
[26 empty] | 0 | 0
[26 empty] | 0 | 0
[26 empty] | 0 | 0
[26 empty] | 0 | 0
[26 empty] | 0 | 0
[26 empty] | 0 | 0
[26 empty] | 0 | 0
[26 empty] | 0 | 0
[26 empty] | 0 | 0
[26 empty] | 0 | 0
[26 empty] | 0 | 0
[26 empty] | 0 | 0
[26 empty] | 0 | 0
[26 empty] | 0 | 0
[26 empty] | 0 | 0
[26 empty] | 0 | 0
[26 empty] | 0 | 0
[26 empty] | 0 | 0
[26 empty] | 0 | 0
[26 empty] | 0 | 0
[26 empty] | 0 | 0
[26 empty] | 0 | 0
[26 empty] | 0 | 0
[26 empty] | 0 | 0
[26 empty] | 0 | 0
[26 empty] | 0 | 0
[26 empty] | 0 | 0
[26 empty] | 0 | 0
[26 empty] | 0 | 0
[26 empty] | 0 | 0
[26 empty] | 0 | 0
[26 empty] | 0 | 0
[26 empty] | 0 | 0
[26 empty] | 0 | 0
[26 empty] | 0 | 0
[26 empty] | 0 | 0
[26 empty] | 0 | 0
[26 empty] | 0 | 0
[26 empty] | 0 | 0
[26 empty] | 0 | 0
[26 empty] | 0 | 0
[26 empty] | 0 | 0
[26 empty] | 0 | 0
[26 empty] | 0 | 0
[26 empty] | 0 | 0
[26 empty] | 0 | 0
[26 empty] | 0 | 0
[26 empty] | 0 | 0
[26 empty] | 0 | 0
[26 empty] | 0 | 0
[26 empty] | 0 | 0
[26 empty] | 0 | 0
[26 empty] | 0 | 0
[26 empty] | 0 | 0
[26 empty] | 0 | 0
[26 empty] | 0 | 0
[26 empty] | 0 | 0
[26 empty] | 0 | 0
[26 empty] | 0 | 0
[26 empty] | 0 | 0
[26 empty] | 0 | 0
[26 empty] | 0 | 0
[26 empty] | 0 | 0
[26 empty] | 0 | 0
[26 empty] | 0 | 0
[26 empty] | 0 | 0
[26 empty] | 0 | 0
[26 empty] | 0 | 0
[26 empty] | 0 | 0
[26 empty] | 0 | 0
[26 empty] | 0 | 0
[26 empty] | 0 | 0
[26 empty] | 0 | 0
[26 empty] | 0 | 0
[26 empty] | 0 | 0
[26 empty] | 0 | 0
[26 empty] | 0 | 0
[26 empty] | 0 | 0
[26 empty] | 0 | 0
[26 empty] | 0 | 0
[26 empty] | 0 | 0
[26 empty] | 0 | 0
[26 empty] | 0 | 0
[26 empty] | 0 | 0
[26 empty] | 0 | 0
[26 empty] | 0 | 0
[26 empty] | 0 | 0
[26 empty] | 0 | 0
[26 empty] | 0 | 0
[26 empty] | 0 | 0
[26 empty] | 0 | 0
[26 empty] | 0 | 0
[26 empty] | 0 | 0
[26 empty] | 0 | 0
[26 empty] | 0 | 0
[26 empty] | 0 | 0
[26 empty] | 0 | 0
[26 empty] | 0 | 0
[26 empty] | 0 | 0
[26 empty] | 0 | 0
[26 empty] | 0 | 0
[26 empty] | 0 | 0
[26 empty] | 0 | 0
[26 empty] | 0 | 0
[26 empty] | 0 | 0
[26 empty] | 0 | 0
[26 empty] | 0 | 0
[26 empty] | 0 | 0
[26 empty] | 0 | 0
[26 empty] | 0 | 0
[26 empty] | 0 | 0
[26 empty] | 0 | 0
[26 empty] | 0 | 0
[26 empty] | 0 | 0
[26 empty] | 0 | 0
[26 empty] | 0 | 0
[26 empty] | 0 | 0
[26 empty] | 0 | 0
[26 empty] | 0 | 0
[26 empty] | 0 | 0
[26 empty] | 0 | 0
[26 empty] | 0 | 0
[26 empty] | 0 | 0
[26 empty] | 0 | 0
[26 empty] | 0 | 0
[26 empty] | 0 | 0
[26 empty] | 0 | 0
[26 empty] | 0 | 0
[26 empty] | 0 | 0
[26 empty] | 0 | 0
[26 empty] | 0 | 0
[26 empty] | 0 | 0
[26 empty] | 0 | 0
[26 empty] | 0 | 0
[26 empty] | 0 | 0
[26 empty] | 0 | 0
[26 empty] | 0 | 0
[26 empty] | 0 | 0
[26 empty] | 0 | 0
[26 empty] | 0 | 0
[26 empty] | 0 | 0
[26 empty] | 0 | 0
[26 empty] | 0 | 0
[26 empty] | 0 | 0
[26 empty] | 0 | 0
[26 empty] | 0 | 0
[26 empty] | 0 | 0
[26 empty] | 0 | 0
[26 empty] | 0 | 0
[26 empty] | 0 | 0
[26 empty] | 0 | 0
[26 empty] | 0 | 0
[26 empty] | 0 | 0
[26 empty] | 0 | 0
[26 empty] | 0 | 0
[26 empty] | 0 | 0
[26 empty] | 0 | 0
[26 empty] | 0 | 0
[26 empty] | 0 | 0
[26 empty] | 0 | 0
[26 empty] | 0 | 0
[26 empty] | 0 | 0
[26 empty] | 0 | 0
[26 empty] | 0 | 0
[26 empty] | 0 | 0
[26 empty] | 0 | 0
[26 empty] | 0 | 0
[26 empty] | 0 | 0
[26 empty] | 0 | 0
[26 empty] | 0 | 0
[26 empty] | 0 | 0
[26 empty] | 0 | 0
[26 empty] | 0 | 0
[26 empty] | 0 | 0
[26 empty] | 0 | 0
[26 empty] | 0 | 0
[26 empty] | 0 | 0
[26 empty] | 0 | 0
[26 empty] | 0 | 0
[26 empty] | 0 | 0
[26 empty] | 0 | 0
[26 empty] | 0 | 0
[26 empty] | 0 | 0
[26 empty] | 0 | 0
[26 empty] | 0 | 0
[26 empty] | 0 | 0
[26 empty] | 0 | 0
[26 empty] | 0 | 0
[26 empty] | 0 | 0
[26 empty] | 0 | 0
[26 empty] | 0 | 0
[26 empty] | 0 | 0
[26 empty] | 0 | 0
[26 empty] | 0 | 0
[26 empty] | 0 | 0
[26 empty] | 0 | 0
[26 empty] | 0 | 0
[26 empty] | 0 | 0
[26 empty] | 0 | 0
[26 empty] | 0 | 0
[26 empty] | 0 | 0
[26 empty] | 0 | 0
[26 empty] | 0 | 0
[26 empty] | 0 | 0
[26 empty] | 0 | 0
[26 empty] | 0 | 0
[26 empty] | 0 | 0
[26 empty] | 0 | 0
[26 empty] | 0 | 0
[26 empty] | 0 | 0
[26 empty] | 0 | 0
[26 empty] | 0 | 0
[26 empty] | 0 | 0
[26 empty] | 0 | 0
[26 empty] | 0 | 0
[26 empty] | 0 | 0
[26 empty] | 0 | 0
[26 empty] | 0 | 0
[26 empty] | 0 | 0
[26 empty] | 0 | 0
[26 empty] | 0 | 0
[26 empty] | 0 | 0
[26 empty] | 0 | 0
[26 empty] | 0 | 0
[26 empty] | 0 | 0
[26 empty] | 0 | 0
[26 empty] | 0 | 0
[26 empty] | 0 | 0
[26 empty] | 0 | 0
[26 empty] | 0 | 0
[26 empty] | 0 | 0
[26 empty] | 0 | 0
[26 empty] | 0 | 0
[26 empty] | 0 | 0
[26 empty] | 0 | 0
[26 empty] | 0 | 0
[26 empty] | 0 | 0
[26 empty] | 0 | 0
[26 empty] | 0 | 0
[26 empty] | 0 | 0
[26 empty] | 0 | 0
[26 empty] | 0 | 0
[26 empty] | 0 | 0
[26 empty] | 0 | 0
[26 empty] | 0 | 0
[26 empty] | 0 | 0
[26 empty] | 0 | 0
[26 empty] | 0 | 0
[26 empty] | 0 | 0
[26 empty] | 0 | 0
[26 empty] | 0 | 0
[26 empty] | 0 | 0
[26 empty] | 0 | 0
[26 empty] | 0 | 0
[26 empty] | 0 | 0
[26 empty] | 0 | 0
[26 empty] | 0 | 0
[26 empty] | 0 | 0
[26 empty] | 0 | 0
[26 empty] | 0 | 0
[26 empty] | 0 | 0
[26 empty] | 0 | 0
[26 empty] | 0 | 0
[26 empty] | 0 | 0
[26 empty] | 0 | 0
[26 empty] | 0 | 0
[26 empty] | 0 | 0
[26 empty] | 0 | 0
[26 empty] | 0 | 0
[26 empty] | 0 | 0
[26 empty] | 0 | 0
[26 empty] | 0 | 0
[26 empty] | 0 | 0
[26 empty] | 0 | 0
[26 empty] | 0 | 0
[26 empty] | 0 | 0
[26 empty] | 0 | 0
[26 empty] | 0 | 0
[26 empty] | 0 | 0
[26 empty] | 0 | 0
[26 empty] | 0 | 0
[26 empty] | 0 | 0
[26 empty] | 0 | 0
[26 empty] | 0 | 0
[26 empty] | 0 | 0
[26 empty] | 0 | 0
[26 empty] | 0 | 0
[26 empty] | 0 | 0
[26 empty] | 0 | 0
[26 empty] | 0 | 0
[26 empty] | 0 | 0
[26 empty] | 0 | 0
[26 empty] | 0 | 0
[26 empty] | 0 | 0
[26 empty] | 0 | 0
[26 empty] | 0 | 0
[26 empty] | 0 | 0
[26 empty] | 0 | 0
[26 empty] | 0 | 0
[26 empty] | 0 | 0
[26 empty] | 0 | 0
[26 empty] | 0 | 0
[26 empty] | 0 | 0
[26 empty] | 0 | 0
[26 empty] | 0 | 0
[26 empty] | 0 | 0
[26 empty] | 0 | 0
[26 empty] | 0 | 0
[26 empty] | 0 | 0
[26 empty] | 0 | 0
[26 empty] | 0 | 0
[26 empty] | 0 | 0
[26 empty] | 0 | 0
[26 empty] | 0 | 0
[26 empty] | 0 | 0
[26 empty] | 0 | 0
[26 empty] | 0 | 0
[26 empty] | 0 | 0
[26 empty] | 0 | 0
[26 empty] | 0 | 0
[26 empty] | 0 | 0
[26 empty] | 0 | 0
[26 empty] | 0 | 0
[26 empty] | 0 | 0
[26 empty] | 0 | 0
[26 empty] | 0 | 0
[26 empty] | 0 | 0
[26 empty] | 0 | 0
[26 empty] | 0 | 0
[26 empty] | 0 | 0
[26 empty] | 0 | 0
[26 empty] | 0 | 0
[26 empty] | 0 | 0
[26 empty] | 0 | 0
[26 empty] | 0 | 0
[26 empty] | 0 | 0
[26 empty] | 0 | 0
[26 empty] | 0 | 0
[26 empty] | 0 | 0
[26 empty] | 0 | 0
[26 empty] | 0 | 0
[26 empty] | 0 | 0
[26 empty] | 0 | 0
[26 empty] | 0 | 0
[26 empty] | 0 | 0
[26 empty] | 0 | 0
[26 empty] | 0 | 0
[26 empty] | 0 | 0
[26 empty] | 0 | 0
[26 empty] | 0 | 0
[26 empty] | 0 | 0
[26 empty] | 0 | 0
[26 empty] | 0 | 0
[26 empty] | 0 | 0
[26 empty] | 0 | 0
[26 empty] | 0 | 0
[26 empty] | 0 | 0
[26 empty] | 0 | 0
[26 empty] | 0 | 0
[26 empty] | 0 | 0
[26 empty] | 0 | 0
[26 empty] | 0 | 0
[26 empty] | 0 | 0
[26 empty] | 0 | 0
[26 empty] | 0 | 0
[26 empty] | 0 | 0
[26 empty] | 0 | 0
[26 empty] | 0 | 0
[26 empty] | 0 | 0
[26 empty] | 0 | 0
[26 empty] | 0 | 0
[26 empty] | 0 | 0
[26 empty] | 0 | 0
[26 empty] | 0 | 0
[26 empty] | 0 | 0
[26 empty] | 0 | 0
[26 empty] | 0 | 0
[26 empty] | 0 | 0
[26 empty] | 0 | 0
[26 empty] | 0 | 0
[26 empty] | 0 | 0
[26 empty] | 0 | 0
[26 empty] | 0 | 0
[26 empty] | 0 | 0
[26 empty] | 0 | 0
[26 empty] | 0 | 0
[26 empty] | 0 | 0
[26 empty] | 0 | 0
[26 empty] | 0 | 0
[26 empty] | 0 | 0
[26 empty] | 0 | 0
[26 empty] | 0 | 0
[26 empty] | 0 | 0
[26 empty] | 0 | 0
[26 empty] | 0 | 0
[26 empty] | 0 | 0
[26 empty] | 0 | 0
[26 empty] | 0 | 0
[26 empty] | 0 | 0
[26 empty] | 0 | 0
[26 empty] | 0 | 0
[26 empty] | 0 | 0
[26 empty] | 0 | 0
[26 empty] | 0 | 0
[26 empty] | 0 | 0
[26 empty] | 0 | 0
[26 empty] | 0 | 0
[26 empty] | 0 | 0
[26 empty] | 0 | 0
[26 empty] | 0 | 0
[26 empty] | 0 | 0
[26 empty] | 0 | 0
[26 empty] | 0 | 0
[26 empty] | 0 | 0
[26 empty] | 0 | 0
[26 empty] | 0 | 0
[26 empty] | 0 | 0
[26 empty] | 0 | 0
[26 empty] | 0 | 0
[26 empty] | 0 | 0
[26 empty] | 0 | 0
[26 empty] | 0 | 0
[26 empty] | 0 | 0
[26 empty] | 0 | 0
[26 empty] | 0 | 0
[26 empty] | 0 | 0
[26 empty] | 0 | 0
[26 empty] | 0 | 0
[26 empty] | 0 | 0
[26 empty] | 0 | 0
[26 empty] | 0 | 0
[26 empty] | 0 | 0
[26 empty] | 0 | 0
[26 empty] | 0 | 0
[26 empty] | 0 | 0
[26 empty] | 0 | 0
[26 empty] | 0 | 0
[26 empty] | 0 | 0
[26 empty] | 0 | 0
[26 empty] | 0 | 0
[26 empty] | 0 | 0
[26 empty] | 0 | 0
[26 empty] | 0 | 0
[26 empty] | 0 | 0
[26 empty] | 0 | 0
[26 empty] | 0 | 0
[26 empty] | 0 | 0
[26 empty] | 0 | 0
[26 empty] | 0 | 0
[26 empty] | 0 | 0
[26 empty] | 0 | 0
[26 empty] | 0 | 0
[26 empty] | 0 | 0
[26 empty] | 0 | 0
[26 empty] | 0 | 0
[26 empty] | 0 | 0
[26 empty] | 0 | 0
[26 empty] | 0 | 0
[26 empty] | 0 | 0
[26 empty] | 0 | 0
[26 empty] | 0 | 0
[26 empty] | 0 | 0
[26 empty] | 0 | 0
[26 empty] | 0 | 0
[26 empty] | 0 | 0
[26 empty] | 0 | 0
[26 empty] | 0 | 0
[26 empty] | 0 | 0
[26 empty] | 0 | 0
[26 empty] | 0 | 0
[26 empty] | 0 | 0
[26 empty] | 0 | 0
[26 empty] | 0 | 0
[26 empty] | 0 | 0
[26 empty] | 0 | 0
[26 empty] | 0 | 0
[26 empty] | 0 | 0
[26 empty] | 0 | 0
[26 empty] | 0 | 0
[26 empty] | 0 | 0
[26 empty] | 0 | 0
[26 empty] | 0 | 0
[26 empty] | 0 | 0
[26 empty] | 0 | 0
[26 empty] | 0 | 0
[26 empty] | 0 | 0
[26 empty] | 0 | 0
[26 empty] | 0 | 0
[26 empty] | 0 | 0
[26 empty] | 0 | 0
[26 empty] | 0 | 0
[26 empty] | 0 | 0
[26 empty] | 0 | 0
[26 empty] | 0 | 0
[26 empty] | 0 | 0
[26 empty] | 0 | 0
[26 empty] | 0 | 0
[26 empty] | 0 | 0
[26 empty] | 0 | 0
[26 empty] | 0 | 0
[26 empty] | 0 | 0
[26 empty] | 0 | 0
[26 empty] | 0 | 0
[26 empty] | 0 | 0
[26 empty] | 0 | 0
[26 empty] | 0 | 0
[26 empty] | 0 | 0
[26 empty] | 0 | 0
[26 empty] | 0 | 0
[26 empty] | 0 | 0
[26 empty] | 0 | 0
[26 empty] | 0 | 0
[26 empty] | 0 | 0
[26 empty] | 0 | 0
[26 empty] | 0 | 0
[26 empty] | 0 | 0
[26 empty] | 0 | 0
[26 empty] | 0 | 0
[26 empty] | 0 | 0
[26 empty] | 0 | 0
[26 empty] | 0 | 0
[26 empty] | 0 | 0
[26 empty] | 0 | 0
[26 empty] | 0 | 0
[26 empty] | 0 | 0
[26 empty] | 0 | 0
[26 empty] | 0 | 0
[26 empty] | 0 | 0
[26 empty] | 0 | 0
[26 empty] | 0 | 0
[26 empty] | 0 | 0
[26 empty] | 0 | 0
[26 empty] | 0 | 0
[26 empty] | 0 | 0
[26 empty] | 0 | 0
[26 empty] | 0 | 0
[26 empty] | 0 | 0
[26 empty] | 0 | 0
[26 empty] | 0 | 0
[26 empty] | 0 | 0
[26 empty] | 0 | 0
[26 empty] | 0 | 0
[26 empty] | 0 | 0
[26 empty] | 0 | 0
[26 empty] | 0 | 0
[26 empty] | 0 | 0
[26 empty] | 0 | 0
[26 empty] | 0 | 0
[26 empty] | 0 | 0
[26 empty] | 0 | 0
[26 empty] | 0 | 0
[26 empty] | 0 | 0
[26 empty] | 0 | 0
[26 empty] | 0 | 0
[26 empty] | 0 | 0
[26 empty] | 0 | 0
[26 empty] | 0 | 0
[26 empty] | 0 | 0
[26 empty] | 0 | 0
[26 empty] | 0 | 0
[26 empty] | 0 | 0
[26 empty] | 0 | 0
[26 empty] | 0 | 0
[26 empty] | 0 | 0
[26 empty] | 0 | 0
[26 empty] | 0 | 0
[26 empty] | 0 | 0
[26 empty] | 0 | 0
[26 empty] | 0 | 0
[26 empty] | 0 | 0
[26 empty] | 0 | 0
[26 empty] | 0 | 0
[26 empty] | 0 | 0
[26 empty] | 0 | 0
[26 empty] | 0 | 0
[26 empty] | 0 | 0
[26 empty] | 0 | 0
[26 empty] | 0 | 0
[26 empty] | 0 | 0
[26 empty] | 0 | 0
[26 empty] | 0 | 0
[26 empty] | 0 | 0
[26 empty] | 0 | 0
[26 empty] | 0 | 0
[26 empty] | 0 | 0
[26 empty] | 0 | 0
[26 empty] | 0 | 0
[26 empty] | 0 | 0
[26 empty] | 0 | 0
[26 empty] | 0 | 0
[26 empty] | 0 | 0
[26 empty] | 0 | 0
[26 empty] | 0 | 0
[26 empty] | 0 | 0
[26 empty] | 0 | 0
[26 empty] | 0 | 0
[26 empty] | 0 | 0
[26 empty] | 0 | 0
[26 empty] | 0 | 0
[26 empty] | 0 | 0
[26 empty] | 0 | 0
[26 empty] | 0 | 0
[26 empty] | 0 | 0
[26 empty] | 0 | 0
[26 empty] | 0 | 0
[26 empty] | 0 | 0
[26 empty] | 0 | 0
[26 empty] | 0 | 0
[26 empty] | 0 | 0
[26 empty] | 0 | 0
[26 empty] | 0 | 0
[26 empty] | 0 | 0
[26 empty] | 0 | 0
[26 empty] | 0 | 0
[26 empty] | 0 | 0
[26 empty] | 0 | 0
[26 empty] | 0 | 0
[26 empty] | 0 | 0
[26 empty] | 0 | 0
[26 empty] | 0 | 0
[26 empty] | 0 | 0
[26 empty] | 0 | 0
[26 empty] | 0 | 0
[26 empty] | 0 | 0
[26 empty] | 0 | 0
[26 empty] | 0 | 0
[26 empty] | 0 | 0
[26 empty] | 0 | 0
[26 empty] | 0 | 0
[26 empty] | 0 | 0
[26 empty] | 0 | 0
[26 empty] | 0 | 0
[26 empty] | 0 | 0
[26 empty] | 0 | 0
[26 empty] | 0 | 0
[26 empty] | 0 | 0
[26 empty] | 0 | 0
[26 empty] | 0 | 0
[26 empty] | 0 | 0
[26 empty] | 0 | 0
[26 empty] | 0 | 0
[26 empty] | 0 | 0
[26 empty] | 0 | 0
[26 empty] | 0 | 0
[26 empty] | 0 | 0
[26 empty] | 0 | 0
[26 empty] | 0 | 0
[26 empty] | 0 | 0
[26 empty] | 0 | 0
[26 empty] | 0 | 0
[26 empty] | 0 | 0
[26 empty] | 0 | 0
[26 empty] | 0 | 0
[26 empty] | 0 | 0
[26 empty] | 0 | 0
[26 empty] | 0 | 0
[26 empty] | 0 | 0
[26 empty] | 0 | 0
[26 empty] | 0 | 0
[26 empty] | 0 | 0
[26 empty] | 0 | 0
[26 empty] | 0 | 0
[26 empty] | 0 | 0
[26 empty] | 0 | 0
[26 empty] | 0 | 0
[26 empty] | 0 | 0
[26 empty] | 0 | 0
[26 empty] | 0 | 0
[26 empty] | 0 | 0
[26 empty] | 0 | 0
[26 empty] | 0 | 0
[26 empty] | 0 | 0
[26 empty] | 0 | 0
[26 empty] | 0 | 0
[26 empty] | 0 | 0
[26 empty] | 0 | 0
[26 empty] | 0 | 0
[26 empty] | 0 | 0
[26 empty] | 0 | 0
[26 empty] | 0 | 0
[26 empty] | 0 | 0
[26 empty] | 0 | 0
[26 empty] | 0 | 0
[26 empty] | 0 | 0
[26 empty] | 0 | 0
[26 empty] | 0 | 0
[26 empty] | 0 | 0
[26 empty] | 0 | 0
[26 empty] | 0 | 0
[26 empty] | 0 | 0
[26 empty] | 0 | 0
[26 empty] | 0 | 0
[26 empty] | 0 | 0
[26 empty] | 0 | 0
[26 empty] | 0 | 0
[26 empty] | 0 | 0
[26 empty] | 0 | 0
[26 empty] | 0 | 0
[26 empty] | 0 | 0
[26 empty] | 0 | 0
[26 empty] | 0 | 0
[26 empty] | 0 | 0
[26 empty] | 0 | 0
[26 empty] | 0 | 0
[26 empty] | 0 | 0
[26 empty] | 0 | 0
[26 empty] | 0 | 0
[26 empty] | 0 | 0
[26 empty] | 0 | 0
[26 empty] | 0 | 0
[26 empty] | 0 | 0
[26 empty] | 0 | 0
[26 empty] | 0 | 0
[26 empty] | 0 | 0
[26 empty] | 0 | 0
[26 empty] | 0 | 0
[26 empty] | 0 | 0
[26 empty] | 0 | 0
[26 empty] | 0 | 0
[26 empty] | 0 | 0
[26 empty] | 0 | 0
[26 empty] | 0 | 0
[26 empty] | 0 | 0
[26 empty] | 0 | 0
[26 empty] | 0 | 0
[26 empty] | 0 | 0
[26 empty] | 0 | 0
[26 empty] | 0 | 0
[26 empty] | 0 | 0
[26 empty] | 0 | 0
[26 empty] | 0 | 0
[26 empty] | 0 | 0
[26 empty] | 0 | 0
[26 empty] | 0 | 0
[26 empty] | 0 | 0
[26 empty] | 0 | 0
[26 empty] | 0 | 0
[26 empty] | 0 | 0
[26 empty] | 0 | 0
[26 empty] | 0 | 0
[26 empty] | 0 | 0
[26 empty] | 0 | 0
[26 empty] | 0 | 0
[26 empty] | 0 | 0
[26 empty] | 0 | 0
[26 empty] | 0 | 0
[26 empty] | 0 | 0
[26 empty] | 0 | 0
[26 empty] | 0 | 0
[26 empty] | 0 | 0
[26 empty] | 0 | 0
[26 empty] | 0 | 0
[26 empty] | 0 | 0
[26 empty] | 0 | 0
[26 empty] | 0 | 0
[26 empty] | 0 | 0
[26 empty] | 0 | 0
[26 empty] | 0 | 0
[26 empty] | 0 | 0
[26 empty] | 0 | 0
[26 empty] | 0 | 0
[26 empty] | 0 | 0
[26 empty] | 0 | 0
[26 empty] | 0 | 0
[26 empty] | 0 | 0
[26 empty] | 0 | 0
[26 empty] | 0 | 0
[26 empty] | 0 | 0
[26 empty] | 0 | 0
[26 empty] | 0 | 0
[26 empty] | 0 | 0
[26 empty] | 0 | 0
[26 empty] | 0 | 0
[26 empty] | 0 | 0
[26 empty] | 0 | 0
[26 empty] | 0 | 0
[26 empty] | 0 | 0
[26 empty] | 0 | 0
[26 empty] | 0 | 0
[26 empty] | 0 | 0
[26 empty] | 0 | 0
[26 empty] | 0 | 0
[26 empty] | 0 | 0
[26 empty] | 0 | 0
[26 empty] | 0 | 0
[26 empty] | 0 | 0
[26 empty] | 0 | 0
[26 empty] | 0 | 0
[26 empty] | 0 | 0
[26 empty] | 0 | 0
[26 empty] | 0 | 0
[26 empty] | 0 | 0
[26 empty] | 0 | 0
[26 empty] | 0 | 0
[26 empty] | 0 | 0
[26 empty] | 0 | 0
[26 empty] | 0 | 0
[26 empty] | 0 | 0
[26 empty] | 0 | 0
[26 empty] | 0 | 0
[26 empty] | 0 | 0
[26 empty] | 0 | 0
[26 empty] | 0 | 0
[26 empty] | 0 | 0
[26 empty] | 0 | 0
[26 empty] | 0 | 0
[26 empty] | 0 | 0
[26 empty] | 0 | 0
[26 empty] | 0 | 0
[26 empty] | 0 | 0
[26 empty] | 0 | 0
[26 empty] | 0 | 0
[26 empty] | 0 | 0
[26 empty] | 0 | 0

## Zones
Houston | -1
North | -1
South | -1
West | 1
SET UP AREA, copy & paste values to cell B1
Source | West |  | N to H | N to W | N to S | W to N | S to N | W to S
Sink | North | Houston | -1 | 1 | -1 | -1 | 1 | -1
|  | North | 1 | 1 | 1 | -1 | -1 | -1
|  | South | -1 | 1 | -1 | -1 | 1 | -1
|  | West | 1 | -1 | 1 | 1 | -1 | 1
|  | Source | North | North | North | West | South | West
|  | Sink | Houston | West | South | North | North | South

## Tech
Number of Bus | Name of Bus | Tech Type
238 | BOSQUESW505 | CC
239 | BOSQUESW502 | GGT
244 | WHITNYDM01 | Hydro
245 | WHITNYDM02 | Hydro
247 | BOSQUESW501 | GGT
251 | BOSQUESW803 | CC
253 | BOSQUESW804 | CC
332 | RWMILLER01 | GST
333 | RWMILLER02 | GST
334 | RWMILLER03 | GST
335 | RWMILLER04 | GST
336 | RWMILLER05 | GST
344 | MRSSHPRD | Hydro
345 | MRSSHPRD01 | Hydro
366 | JNSNCNTY802 | Cogen
367 | JNSNCNTY802 | Cogen
503 | NTHTEXAS01 | GST
504 | NTHTEXAS02 | GST
505 | NTHTEXAS03 | GST
580 | JCKCNTY801 | CC
581 | JCKCNTY802 | CC
582 | JCKCNTY803 | CC
728 | WOLFRIDGE801 | Wind
837 | NEWMAN_G5 | GST
842 | OLINGER_G1 | GST
843 | OLINGER_G2 | GST
844 | OLINGER_G3 | GST
845 | OLINGER_G4 | GGT
923 | SPENCER_G4 | GST
924 | SPENCER_G5 | GST
948 | STEAM1 | GST
949 | STEAM2 | GST
950 | STEAM3 | GST
990 | GIBN_CREK_G1 | LIGCO
1002 | PBCTAGE_1G | GGT
1003 | PBCTBGE_2G | GGT
1004 | PBCTCGE_3G | GGT
1005 | PBCTDGE_4G | GGT
1006 | PBCTEGE_5G | GGT
1007 | PB5GEN_6G | GST
1008 | PB6GEN_7G | GST
1037 | MORGAN5G_5G | GST
1039 | MRGNAG_1G | GGT
1040 | MRGNBG_2G | GGT
1041 | MRGNCG_3G | GGT
1042 | MRGNDG_4G | GGT
1043 | MRGNEG_5G | GGT
1044 | MRGNFG_6G | GGT
1045 | CALENG1G_1G | Cogen
1046 | CALENG2G_2G | Cogen
1047 | CALENG3G_3G | Cogen
1058 | LONGSHORE_5 | Wind
1058 | LONGSHORE_5 | Wind
1061 | CIELOGEN_1G | Wind
1062 | CIELOGEN_2G | Wind
1068 | SCURRYCW_1G | Wind
1069 | KINDERMG_1G | Cogen
1070 | KINDERMG_2G | Cogen
1071 | KINDERMG_3G | Cogen
1073 | SCURRYCW_2G | Wind
1320 | BSP 1 | Cogen
1326 | STANTONW_8 | Wind
1327 | WILDHRSE_1G | Wind
1328 | OCOTILLO_1G | Wind
1333 | MCDDONAL_8 | Wind
1343 | TRENTIPP_8 | Wind
1349 | WESTXWIN_1G | Wind
1350 | NWPWRG1_1G | Wind
1354 | AEPWIND_8 | Wind
1360 | GUNSIGHT_8 | Wind
1416 | SWETWATR_1G | CC
1417 | SWETWATR_2G | CC
1418 | SWETWATR_3G | CC
1419 | SWETWATR_4G | CC
1432 | GRHAMSES_2G | GST
1433 | GRHAMSES_1G | GST
1437 | MESQUITW_1G | Wind
1438 | MESQUITW_2G | Wind
1442 | COKFIELD_5 | Wind
1453 | WCPWRCO_1G | CC
1454 | WCPWRCO_2G | CC
1455 | WCPWRCO_3G | CC
1479 | WFCOGEN_1G | Cogen
1479 | WFCOGEN_1G | Cogen
1482 | WFCOGEN_2G | Cogen
1482 | WFCOGEN_2G | Cogen
1600 | BARTNWND_1G | Wind
1643 | SLSTR1PP_1G | Wind
1675 | PEC_1G | Cogen
1676 | PEC_2G | Cogen
1677 | PEC_3G | Cogen
1678 | LAMARPWR_1G | CC
1679 | LAMARPWR_2G | CC
1680 | LAMARPWR_3G | CC
1681 | LAMARPWR_4G | CC
1682 | LAMARPWR_5G | CC
1683 | LAMARPWR_6G | CC
1687 | VALLEY_1G | GST
1688 | VALLEY_2G | GSC
1689 | VALLEY_3G | GST
1701 | MOSES_1G | LIGCO
1702 | MOSES_2G | LIGCO
1703 | MOSES_3G | LIGCO
1861 | EAGLEMNT_1G | GST
1862 | EAGLEMNT_2G | GST
1863 | EAGLEMNT_3G | GST
1877 | WLFHOLW_1G | CC
1878 | WLFHOLW_2G | CC
1879 | WLFHOLW_3G | CC
1889 | DECRDOVA_1G | GSC
1892 | DECRDOVA_2G | GGT
1893 | DECRDOVA_3G | GGT
1894 | DECRDOVA_4G | GGT
1895 | DECRDOVA_5G | GGT
1898 | COMCHEPK_1G | Nuc
1899 | COMCHEPK_2G | Nuc
1937 | MDLTHELP_5G | CC
1938 | MDLTHELP_6G | CC
1941 | MDLTHELP_1G | CC
1942 | MDLTHELP_2G | CC
1943 | MDLTHELP_3G | CC
1944 | MDLTHELP_4G | CC
1947 | HANDLEY_3G | GST
1948 | HANDLEY_4G | GST
1949 | HANDLEY_5G | GST
2371 | COLLIN_1G | GST
2381 | NTHLK1_G | GST
2382 | NTHLK2_G | GST
2383 | NTHLK3_G | GST
2413 | MTCK6_G | GST
2414 | MTCK7_G | GST
2417 | MTCK8_G | GSC
2451 | LKHB1_G | GST
2452 | LKHB2_G | GST
3097 | MARTLAKE_1G | LIGCO
3098 | MARTLAKE_2G | LIGCO
3099 | MARTLAKE_3G | LIGCO
3107 | STRYKER_1G | GST
3108 | STRYKER_2G | GST
3126 | TRINIDAD_6G | GST
3309 | ASPN_G | Bio
3348 | CHAMPION_1G | Cogen
3381 | BBRN_1G | LIGCO
3382 | BBRN_2G | LIGCO
3403 | THOUSE_1G | GSC
3404 | THOUSE_2G | GSC
3416 | LAKE_CRK1_G | GST
3417 | LAKE_CRK2_G | GST
3432 | SANDOW_4G | LIGCO
5026 | BRAUNIG_VHB1 | GST
5027 | BRAUNIG_VHB2 | GST
5028 | BRAUNIG_VHB3 | GST
5111 | CALAVER_JTD1 | LIGCO
5112 | CALAVER_JTD2 | LIGCO
5264 | LEON_LCP3G3 | GST
5265 | LEON_LCP4G4 | GST
5266 | LEON_LCPCT1 | GGT
5267 | LEON_LCPCT2 | GGT
5268 | LEON_LCPCT3 | GGT
5269 | LEON_LCPCT4 | GGT
5396 | CALAVER_OWS1 | GST
5397 | CALAVER_OWS2 | GST
5401 | CALAVER_JKS1 | LIGCO
5436 | TUTTL_WBT1G1 | GST
5438 | TUTTL_WBT3G3 | GST
5439 | TUTTL_WBT4G4 | GST
5476 | BRA_AVR1_CT1 | CC
5477 | BRA_AVR1_ST | CC
5478 | BRA_AVR1_CT2 | CC
5503 | RAYBURNGEN3 | GST
5505 | RAYBURNGEN1 | GGT
5506 | RAYBURNGEN2 | GGT
5508 | RAYBURNCC9 | CC
5509 | RAYBURNCC10 | CC
5511 | RAYBURNCC7 | CC
5512 | RAYBURNCC8 | CC
5728 | FALCONHYDRO2 | Hydro
5729 | FALCONHYDRO3 | Hydro
5890 | PEARSALLGEN1 | GST
5891 | PEARSALLGEN2 | GST
5892 | PEARSALLGEN3 | GST
5903 | SANMIGUELGEN | LIGCO
5911 | STP_GN1___1 | Nuc
5912 | STP_GN2___2 | Nuc
5920 | WELSHDC1 | DCTie
5925 | DCEAST | DCTie
5932 | SI_RAY9 | CC
5933 | SI_RAY6 | GST
5934 | SI_RAY5 | GST
5935 | SI_RAY10 | CC
6016 | SWMESA | Wind
6096 | NORTHDC7 | DCTie
6100 | OKLA7A | DCTie
6144 | MCADOO1A | Wind
6407 | TURKTRAK1A | Wind
6637 | SNYDERW1A | Wind
6752 | OKLA0A | LIGCO
6948 | DENISNDM | Hydro
6948 | DENISNDM | Hydro
7000 | L_FERGUS1_1Y | GSC
7004 | L_SIMGID1_1Y | GST
7005 | L_SIMGID1_2Y | GST
7006 | L_SIMGID1_3Y | GST
7007 | L_LOSTPI1_1Y | CC
7008 | L_LOSTPI1_2Y | CC
7009 | L_LOSTPI1_3Y | CC
7010 | L_FPPYD11_1Y | LIGCO
7011 | L_FPPYD11_2Y | LIGCO
7012 | L_FPPYD21_3Y | LIGCO
7014 | L_HAYSEN1_1Y | CC
7015 | L_HAYSEN1_2Y | CC
7016 | L_HAYSEN1_3Y | CC
7017 | L_HAYSEN1_4Y | CC
7020 | L_AUSTPL1_1Y | Hydro
7020 | L_AUSTPL1_1Y | Hydro
7022 | L_BUCHAN1_1Y | Hydro
7023 | L_BUCHAN1_2Y | Hydro
7024 | L_BUCHAN1_3Y | Hydro
7026 | L_INKSDA1_1Y | Hydro
7028 | L_MARBFA1_1Y | Hydro
7029 | L_MARBFA1_2Y | Hydro
7031 | L_MARSFO1G1Y | Hydro
7032 | L_MARSFO1G2Y | Hydro
7033 | L_MARSFO1G3Y | Hydro
7035 | L_WIRTZ_1G1Y | Hydro
7036 | L_WIRTZ_1G2Y | Hydro
7038 | L_DELAWA1_1Y | Wind
7038 | L_DELAWA1_1Y | Wind
7303 | L_WPPGS12_1Y | GGT
7303 | L_WPPGS12_1Y | GGT
7305 | L_WPPGS34_1Y | GGT
7305 | L_WPPGS34_1Y | GGT
7487 | L_CANYHY8_1Y | Hydro
7605 | L_MCQUEE9_1Y | Hydro
7605 | L_MCQUEE9_1Y | Hydro
7605 | L_MCQUEE9_1Y | Hydro
7609 | L_SCHUMA8_1Y | Hydro
7624 | L_LAKEWO9_1Y | Hydro
7624 | L_LAKEWO9_1Y | Hydro
7800 | L_GUADGE1_1Y | CC
7801 | L_GUADGE1_2Y | CC
7802 | L_GUADGE1_3Y | CC
7803 | L_GUADGE1_4Y | CC
7804 | L_GUADGE1_5Y | CC
7805 | L_GUADGE1_6Y | CC
7807 | L_BASTEN1_1Y | CC
7808 | L_BASTEN1_2Y | CC
7809 | L_BASTEN1_3Y | CC
7810 | L_RIONOG1G1Y | CC
7811 | L_RIONOG1G2Y | CC
7812 | L_RIONOG1G3Y | CC
7813 | L_RIONOG1S1Y | CC
8032 | AMISTADHYD1 | Hydro
8033 | AMISTADHYD2 | Hydro
8048 | FALCONHYDRO1 | Hydro
8066 | DUP1V#1 | Cogen
8134 | FOR #1 | Cogen
8138 | FOR #2 | Cogen
8139 | JOS #1 | GST
8147 | UCAR #2 | Cogen
8148 | UCAR #1 | Cogen
8153 | FOR #3 | Cogen
8154 | FOR #4 | Cogen
8155 | FOR #5 | Cogen
8156 | FOR #6 | Cogen
8157 | FOR #7 | Cogen
8161 | COLETO0A | LIGCO
8173 | VICEC51A | CC
8174 | VICEC61A | CC
8189 | CUECPL2A | Cogen
8262 | ELPS | Hydro
8285 | LAR #1 | GST
8287 | LAR #2 | GST
8288 | LAR #3 | GST
8388 | BATES0A | GST
8393 | BATES0B | GST
8437 | NUECES_B0C | GST
8438 | NUECES_B0B | GST
8442 | NBEC7 | GST
8442 | NBEC7 | GST
8456 | COSW#1 | Cogen
8457 | COSW#2 | Cogen
8459 | B_DAVIS0B | GSC
8460 | B_DAVIS0A | GSC
8461 | KOCH_UP0A | Cogen
8506 | VAL #1 | Cogen
8507 | VAL #2 | Cogen
8511 | OXY_CC0A | Cogen
8517 | CELANEBI0A | Cogen
8560 | CNOPGT1 | Cogen
8561 | CNOPGT2 | Cogen
8562 | CNOPST1 | Cogen
8926 | LGE_GT10A | Cogen
8927 | LGE_GT20A | Cogen
8928 | LGE_STG0A | Cogen
8930 | ICPGN10A | Cogen
8931 | ICPGN20A | Cogen
8932 | ICPGN30A | Cogen
8933 | FGNTS001 | CC
8934 | FGNTS101 | CC
8935 | FGNTS201 | CC
8936 | MVGN#1 | CC
8937 | MVGN#2 | CC
8938 | MVGN#3 | CC
8981 | HECN1 | CC
8982 | HECN2 | CC
8983 | HECN3 | CC
9000 | DECKR_G1 | GST
9001 | DECKR_G2 | GST
9002 | DECKR_G3 | GGT
9003 | DECKR_G4 | GGT
9004 | DECKR_G5 | GGT
9005 | DECKR_G6 | GGT
9016 | SANDH_G1 | GGT
9017 | SANDH_G2 | GGT
9018 | SANDH_G3 | GGT
9019 | SANDH_G4 | GGT
9020 | SANDHG5A | CC
9021 | SANDHG5C | CC
11001 | NAV1CT | CC
11009 | NAV2CT | CC
11011 | NAV3ST | CC
11012 | NAV4CT | CC
11013 | NAV5CT | CC
11014 | NAV6ST | CC
11020 | TIEHVSG_1G | CC
11021 | TIEHVCG_1G | CC
11022 | TIEHVCG_2G | CC
11023 | TIEHVCG_3G | CC
11024 | TIEHVCG_4G | CC
11025 | TIEHVSG_2G | CC
11056 | ROSCOE_1G | Wind
11057 | CHAMPION_1G | Wind
11058 | PYRON_1G | Wind
11059 | INADALE_1G | Wind
11065 | ELBOWCK_1G | Wind
11147 | NOTREES_1G | Wind
11309 | BULLCREK_2G | Wind
11310 | BULLCREK_1G | Wind
11320 | COYOTE_1G | Wind
11691 | KMICHICT1_G | CC
11692 | KMICHICT2_G | CC
11693 | KMICHIST3_G | CC
11694 | KMICHICT4_G | CC
11695 | KMICHICT5_G | CC
11696 | KMICHIST6_G | CC
12322 | ENNSTRAC_1G | CC
12323 | ENNSTRAC_2G | CC
12411 | FPLEFR1A_G | CC
12412 | FPLEFR1B_G | CC
12413 | FPLEFR1C_G | CC
12414 | FPLEFR1S_G | CC
12421 | FPLEFR2A_G | CC
12422 | FPLEFR2B_G | CC
12423 | FPLEFR2C_G | CC
12424 | FPLEFR2S_G | CC
12440 | PARKD_1SVC8 | GST
12449 | PARKD_2SVC8 | GST
13116 | TGATEWAY_1G | CC
13117 | TGATEWAY_2G | CC
13118 | TGATEWAY_3G | CC
13119 | TGATEWAY_4G | CC
13131 | CALFREST_1G | CC
13132 | CALFREST_2G | CC
13133 | CALFREST_3G | CC
13134 | CALFREST_4G | CC
13135 | CALFREST_5G | CC
13136 | CALFREST_6G | CC
13432 | SANDOW_5G | LIGCO
32798 | BRYN_TAMUGEN | GST
32883 | BRYN_DNSBY3 | GST
32884 | BRYN_DNSBY13 | GST
32886 | BRYN_ATKINS3 | GST
32887 | BRYN_ATKINS6 | GST
32888 | BRYN_ATKINS7 | GGT
32890 | BRYN_ATKINS4 | GST
32891 | BRYN_ATKINS5 | GST
32892 | BRYN_DNSBY14 | GST
36998 | RDCNYNG1 | Wind
38332 | TNWDWRDU2_8 | Wind
38437 | TNSRBNMESA9 | Wind
38580 | TNBP_CGN1_8 | Cogen
38590 | TNBP_CGN2_8 | Cogen
38600 | TNBP_CGN3_8 | Cogen
38611 | TNBPAMCG1_8 | Cogen
38612 | TNBPAMCG2_8 | Cogen
38613 | TNBPAMCG3_8 | Cogen
38614 | TNBPAMCG4_8 | Cogen
38615 | TNBPAMCG5_8 | Cogen
38690 | TNBP_CGN4_8 | Cogen
38711 | TNTXCTY1CG8 | Cogen
38712 | TNTXCTY2CG8 | Cogen
38713 | TNTXCTY3CG8 | Cogen
38714 | TNTXCTY4CG8 | Cogen
39190 | TNSLCGN1__8 | Cogen
39470 | TNDOWCGNSG8 | Cogen
39480 | TNDOWCGNGG8 | Cogen
39760 | TNSCLP1___8 | Cogen
39770 | TNSCLP2___8 | Cogen
39775 | TNSCLP4___8 | Cogen
39790 | TNSCLP3___8 | Cogen
39960 | TNTNPONE_18 | LIGCO
39970 | TNTNPONE_28 | LIGCO
48500 | APD_GT1_8005 | Cogen
48510 | AK_GT1__8040 | Cogen
48511 | LPE_GT1_8070 | GGT
48512 | LPE_GT2_8075 | GGT
48513 | LPE_GT3_8080 | GGT
48514 | LPE_GT4_8085 | GGT
48520 | BSF_GT1_8070 | Cogen
48520 | BSF_GT1_8070 | Cogen
48521 | BVE_GT1_GT1 | CC
48522 | BVE_GT2_5035 | CC
48523 | BVE_ST1_GN1 | CC
48531 | BYU_GT1_8075 | Cogen
48532 | BYU_GT2_8055 | Cogen
48533 | BYU_GT3_8060 | Cogen
48534 | BYU_GT4_8065 | Cogen
48551 | CAL_GT1_8045 | Cogen
48552 | CAL_ST1_8000 | Cogen
48561 | CTL_GT2_8130 | Cogen
48562 | CTL_GT3_8135 | Cogen
48563 | CTL_GT4_8140 | Cogen
48564 | CTL_GN1_8145 | Cogen
48565 | CTL_GN2_8155 | Cogen
48581 | CBY_GN1_1 | GSC
48582 | CBY_GN2_2 | GSC
48583 | CBY_GT4_1 | GSC
48584 | CBY_GT4_2 | CC
48585 | CBY_ST4_1 | CC
48591 | CHE_GT2_5030 | Cogen
48593 | CHE_GT1_8015 | Cogen
48594 | CHE_GN4_8025 | Cogen
48595 | BTE_GT2_8075 | CC
48596 | BTE_GT3_8045 | CC
48597 | BTE_GT4_8055 | CC
48598 | BTE_ST1_8070 | CC
48611 | DIB_GT1_8080 | Cogen
48612 | DIB_GT2_8075 | Cogen
48613 | DIB_ST1_8085 | Cogen
48614 | DIB_GT3_8090 | Cogen
48641 | DPEC_GT15040 | CC
48642 | DPEC_GT25025 | CC
48643 | DPEC_GT35010 | CC
48644 | DPEC_GT45070 | CC
48645 | DPEC_ST55065 | CC
48651 | EP_1_2 | Cogen
48651 | EP_1_2 | Cogen
48671 | FTR_GT1_5105 | CC
48672 | FTR_GT2_5110 | CC
48673 | FTR_GT3_5085 | CC
48674 | FTR_CN4_5095 | CC
48690 | GBY_GN5_5 | GSC
48691 | GBY_73741085 | GGT
48691 | GBY_73741085 | GGT
48692 | GBY_81821075 | GGT
48692 | GBY_81821075 | GGT
48693 | GBY_83841065 | GGT
48693 | GBY_83841065 | GGT
48721 | LEG_1___1 | LIGCO
48722 | LEG_2___2 | LIGCO
48730 | MNS_GT | Cogen
48731 | CBE_GT1 | CC
48732 | CBE_GT2 | CC
48733 | CBE_ST12 | CC
48734 | CBE_GT3 | CC
48735 | CBE_GT4 | CC
48736 | CBE_ST34 | CC
48740 | PSG_GN2_8050 | Cogen
48741 | PSG_GT2_8040 | Cogen
48742 | PSG_GT3_8060 | Cogen
48761 | PR_GT1__9040 | Cogen
48772 | PHR_GN2_2 | GSC
48791 | PSA_GT1_8160 | Cogen
48792 | PSA_GT2_8155 | Cogen
48793 | PSA_GT3_8150 | Cogen
48794 | PSA_GT4_8145 | Cogen
48795 | PSA_GT5_8140 | Cogen
48796 | PSA_GN1_8165 | Cogen
48797 | PSA_GT6_8135 | Cogen
48811 | CVC_GT3_5045 | Cogen
48812 | CVC_GT2_5020 | Cogen
48813 | CVC_GT1_5035 | Cogen
48814 | CVC_ST5_5040 | Cogen
48815 | CVC_GT4_8005 | Cogen
48820 | SHELLG1_3015 | Cogen
48821 | SHELLG2 | Cogen
48822 | SHELLG3_3020 | Cogen
48822 | SHELLG3_3020 | Cogen
48841 | SJS_GT1_GT1 | Cogen
48842 | SJS_GT2_GT2 | Cogen
48845 | SOL_GT1 | Solar
48851 | SRB_GN1_1 | GST
48852 | SRB_GN2_2 | GST
48853 | SRB_GN3_3 | GST
48854 | SRB_GN4_4 | GST
48855 | SRB_GT211035 | GGT
48855 | SRB_GT211035 | GGT
48873 | THW_ST3_ST_3 | CC
48874 | THW_ST4_ST_4 | CC
48875 | THW_3132 | CC
48875 | THW_3132 | CC
48877 | THW_3334 | CC
48877 | THW_3334 | CC
48879 | THW_4142 | CC
48879 | THW_4142 | CC
48881 | THW_4344 | CC
48881 | THW_4344 | CC
48883 | THW_GT1_GT_1 | GGT
48885 | THW_5152 | GGT
48885 | THW_5152 | GGT
48886 | THW_5354 | GGT
48886 | THW_5354 | GGT
48887 | THW_5556 | GGT
48887 | THW_5556 | GGT
48911 | TGF_GT1_8000 | Cogen
48921 | WAP_GN1_1 | GST
48922 | WAP_GN2_2 | GST
48923 | WAP_GN3_3 | GST
48924 | WAP_GN4_4 | GSC
48925 | WAP_GN5_5 | LIGCO
48926 | WAP_GN6_6 | LIGCO
48927 | WAP_GN7_7 | LIGCO
48928 | WAP_GN8_8 | LIGCO
48929 | WAPGT21_GT1 | GGT
48940 | WARVUE_GT1 | Cogen
49803 | EXN_15GT | Cogen
49804 | EXN_16GT | Cogen
49805 | EXN_17GT | Cogen
49826 | EXN938GT | Cogen
49828 | EXN941GT | Cogen
49829 | EXN942GT | Cogen
49830 | EXN943GT | Cogen
49831 | EXN944GT | Cogen
49832 | EXN945GT | Cogen
49837 | EXN_GT | Cogen
49838 | EXN_14GT | Cogen
49851 | DOW17000 | Cogen
49858 | DOW38100 | Cogen
49859 | DOW38200 | Cogen
49860 | DOW38300 | Cogen
49862 | DOW39100 | Cogen
49863 | DOW39200 | Cogen
49865 | DOW41000 | Cogen
49866 | DOW42000 | Cogen
49869 | DOW49000 | Cogen
49870 | DOW61000 | Cogen
49871 | DOW62000 | Cogen
49872 | DOW63000 | Cogen
49873 | DOW64000 | Cogen
49876 | DOW65000 | Cogen
49877 | DOW66000 | Cogen
49878 | DOW67000 | Cogen
49882 | DOW81000 | Cogen
49884 | DOW82000 | Cogen
49885 | DOW83000 | Cogen
49886 | DOW84000 | Cogen
58909 | PEARSALLSCG1 | Diesel
58909 | PEARSALLSCG1 | Diesel
58909 | PEARSALLSCG1 | Diesel
58909 | PEARSALLSCG1 | Diesel
58909 | PEARSALLSCG1 | Diesel
58909 | PEARSALLSCG1 | Diesel
58919 | PEARSALLSCG2 | Diesel
58919 | PEARSALLSCG2 | Diesel
58919 | PEARSALLSCG2 | Diesel
58919 | PEARSALLSCG2 | Diesel
58919 | PEARSALLSCG2 | Diesel
58919 | PEARSALLSCG2 | Diesel
58929 | PEARSALLSCG3 | Diesel
58929 | PEARSALLSCG3 | Diesel
58929 | PEARSALLSCG3 | Diesel
58929 | PEARSALLSCG3 | Diesel
58929 | PEARSALLSCG3 | Diesel
58929 | PEARSALLSCG3 | Diesel
58949 | PEARSALLSCG4 | Diesel
58949 | PEARSALLSCG4 | Diesel
58949 | PEARSALLSCG4 | Diesel
58949 | PEARSALLSCG4 | Diesel
58949 | PEARSALLSCG4 | Diesel
58949 | PEARSALLSCG4 | Diesel
60000 | DSKY2 | Wind
60003 | KING_NE1A | Wind
60005 | KING_SE1A | Wind
60007 | KING_SW1A | Wind
60016 | WOODWRD11A | Wind
60017 | ORNNWP1 | Wind
60018 | DSKY1 | Wind
60019 | KING_NW1A | Wind
60057 | CALLAHAN1A | Wind
60058 | BUFF_GAP1A | Wind
60060 | CIRELLO | Wind
60063 | BUFF_GAP1B | Wind
60066 | H_HOLLOW1A | Wind
60068 | HHOLLOW21A | Wind
60070 | HHOLLOW31A | Wind
60072 | HHOLLOW41A | Wind
60081 | WHRLWIND1A | Wind
60201 | RIO DRCS | AVR
60202 | FRNDDRCS | AVR
71051 | L_BITTCR1_1N | Wind
71054 | L_SWEETW1_1N | Wind
71057 | L_SWEETW1_2N | Wind
71059 | L_SWEETW1_3N | Wind
71060 | L_SWEETW1_4N | Wind
71061 | L_SWEETW1_5N | Wind
76031 | L_GASCCR1_1N | Wind
76091 | L_DIVIDE1_1N | Wind
76095 | L_CAPRSI1_1N | Wind
76096 | L_CAPRSI1_2N | Wind
76097 | L_CAPRGE1_1N | Wind
80003 | MILHWYS | AVR
80012 | LAR | DCTie
80051 | FOR #8 | Cogen
80052 | FOR #9 | Cogen
80053 | FOR #10 | Cogen
80080 | GWINDT11A | Wind
80080 | GWINDT11A | Wind
80080 | GWINDT11A | Wind
80080 | GWINDT11A | Wind
80081 | GWINDT21A | Wind
80081 | GWINDT21A | Wind
80081 | GWINDT21A | Wind
80081 | GWINDT21A | Wind
80137 | CSDR89 | DCTie
80137 | CSDR89 | DCTie
80138 | CSDR7 | DCTie
80139 | CSDR56 | DCTie
80139 | CSDR56 | DCTie
80140 | CSDR11 | DCTie
80180 | PNSCALT11A | Wind
80180 | PNSCALT11A | Wind
80181 | PNSCALT21A | Wind
80181 | PNSCALT21A | Wind
80223 | REYSHR G | Cogen
80224 | VISTRONG1 | Cogen
80225 | VISTRONG2 | Cogen
80226 | ALCOA G | Cogen
80227 | AIRCO G | Cogen
80263 | B_DAVIS31A | CC
80264 | B_DAVIS41A | CC
80265 | LARECU40A | GGT
80266 | LARECU50A | GGT
86104 | CID-138 | DCTie
86105 | CID-230 | DCTie
86106 | CUF-230 | DCTie
86107 | CUF-138 | DCTie
88198 | BEEVILLE | AVR
88253 | HAMILTON | BLT
88299 | ZAPATA | BLT
88508 | FALFURRI | AVR