## Set up
Step 1 | Go to the Zones worksheet in this workbook. Make sure that the source and sink zones are set correctly and the "1"s and "-1"s are correct |  | Summary of Key Data points | Value
File Description:
Step 2 | Open Dennis' file that needs to have the data transferred, same file that is listed in cell K27 |  | Number of units | 0
|  |  | Dec PTDF cutoff point | 0
Step 3 | Copy columns J:X from an old Dennis' Sheet to the new sheet (if first round of a new alaysis) |  | Dec PTDF cutoff unit | Name of Bus
|  |  | Dec 10% unit | Name of Bus
Step 4 | Mark the contingencies and monitored element set by a "y" in column K of Dennis' sheet, if there are a match on the filename use something to make unique |  | Dec max cumltv zone impact - cumltv zone share | 0
|  |  | Dec max cumltv zone impact - cumltv zone share pt | 0
Step 5 | Enter Dennis' file name into cell K27 |  | Dec max cumltv zone impact - cumltv zone share unit | 0
|  |  | West Zonal weighted AWGSF | 0.21019
Step 6 | click the step one button |  | North Zonal weighted AWGSF | -0.015489
|  |  | Inc PTDF cutoff point | 0
Step 7 | Enter the line ratings in Dennis' workbook, the Input worksheet, in the cells |  | Inc PTDF cutoff unit | Name of Bus
| X6:X30, or to the end of the selected list. |  | Inc 10% unit | Name of Bus
|  |  | Inc max cumltv zone impact - cumltv zone share | 0
Step 8 | Check to see that the number of generators in Dennis' file matches the length |  | Inc max cumltv zone impact - cumltv zone share pt | 0
| of the formulas in columns L:V (Distributed Slack - Dec) have been copied through to the apporpriate number of rows |  | Inc max cumltv zone impact - cumltv zone share unit | 0
| If Dennis' sheet data is less than this file then clear any old unit data in columns A:K of this workbook to match the correct leng |  | West Zonal weighted AWGSF | 0.21019
| It is only necessary to match the Distributed Slack - Dec worksheet. |  | North Zonal weighted AWGSF | -0.015489
|  |  | Min of zone correlation | 0.15538
Step 9 | Click the step 2 button |  | Bounary gen in North Zone | 0
| The last file saved will still be open, yopu will need to close this file. |  | Bounary gen in soucre zone as % of line | 0%
| This sheet willno longer be open. |  | Bounary gen in West Zone | 0
|  |  | Bounary gen in soucre zone as % of line | 0
|  |  | OL element line rating | 1072
|  |  | West Zonal weighted AWGSF | 0.2094
|  | WN_043009automation.xls | North Zonal weighted AWGSF | -0.015998
Copy Dennis' data step 1
Copy Dennis' Data Step 2

## Distributed Slack - Dec
Number of Bus | Name of Bus | ID | Area Name of Gen | AGC | P Sensitivity of Bus | Gen MW | Min MW | Max MW | V Sensitivity of Bus | Set Volt | Tech Type | Zone Impact | Zone Correlation | Inc Max | Dec Max | Souce S.F. Weighting | Souce Capacity | Sink S.F. Weighting | Sink Capacity | PTDF Calc | PTDF Weighting | Cumulative Concentrated Capacity | Cumulative Concentrated Impact
6100 | OKLA7A | EQ | West | YES | 0.6348 | 50 | -220 | 220 | 0 | 1.035 | DCTie | 1 | 0.65029 | 0 | 0 | 0 | 0 |  |  | 0.65029 | 0 | 0 | 0
6752 | OKLA0A | 1 | West | YES | 0.6348 | 649.7 | 175 | 649.7 | 0 | 1.035 | LIGCO | 1 | 0.65029 | 0 | 649.7 | 412.4283 | 649.7 |  |  | 0.65029 | 422.4918 | 649.7 | 422.4918
60052 | WILDHRS11A | 1 | West | YES | 0.27044 | 25.3 | 0 | 126.5 | 0 | 1.005 | #N/A | 1 | 0.28593 | 126.5 | 126.5 | 34.2105 | 126.5 |  |  | 0.28593 | 36.1699 | 776.2 | 458.6617
60053 | WILDHRS21A | 1 | West | YES | 0.27044 | 7.8 | 0 | 39 | 0 | 1.025 | #N/A | 1 | 0.28593 | 39 | 39 | 10.5471 | 39 |  |  | 0.28593 | 11.1512 | 815.2 | 469.8129 | Weighted Shift Factors
60081 | WHRLWIND1A | 1 | West | YES | 0.24558 | 12 | 0 | 60 | 0 | 1.03 | Wind | 1 | 0.26107 | 0 | 60 | 14.735 | 60 |  |  | 0.26107 | 15.6644 | 875.2 | 485.4773 | West | 0.21019
60058 | BUFF_GAP1A | 1 | West | YES | 0.23247 | 24 | 0 | 120 |  | 1 | Wind | 1 | 0.24796 | 0 | 120 | 27.8963 | 120 |  |  | 0.24796 | 29.755 | 995.2 | 515.2323 | North | -0.015489
60060 | CIRELLO | 1 | West | YES | 0.23247 | 46.6 | 0 | 233 | 0 | 1 | Wind | 1 | 0.24796 | 0 | 233 | 54.1653 | 233 |  |  | 0.24796 | 57.7743 | 1228.2 | 573.0067 |  | 0.22568
60063 | BUFF_GAP1B | 1 | West | YES | 0.23247 | 34 | 0 | 170.2 | 0 | 1.02 | Wind | 1 | 0.24796 | 0 | 170.2 | 39.5662 | 170.2 |  |  | 0.24796 | 42.2025 | 1398.4 | 615.2092
60066 | H_HOLLOW1A | 1 | West | YES | 0.23247 | 44.4 | 0 | 222 | 0 | 1.005 | Wind | 1 | 0.24796 | 0 | 222 | 51.6081 | 222 |  |  | 0.24796 | 55.0468 | 1620.4 | 670.256 | Line Cap | 1072
60068 | HHOLLOW21A | 1 | West | YES | 0.23247 | 36.8 | 0 | 184 | 0 | 1.025 | Wind | 1 | 0.24796 | 0 | 184 | 42.7743 | 184 |  |  | 0.24796 | 45.6244 | 1804.4 | 715.8803 | Conc Gen | 2180.9
60070 | HHOLLOW31A | 1 | West | YES | 0.23247 | 44.8 | 0 | 224 | 0 | 1.025 | Wind | 1 | 0.24796 | 0 | 224 | 52.0731 | 224 |  |  | 0.24796 | 55.5427 | 2028.4 | 771.423 | Weighted Imp. | 808.8241
60072 | HHOLLOW41A | 1 | West | YES | 0.23247 | 23 | 0 | 115 | 0 | 1.025 | Wind | 1 | 0.24796 | 0 | 115 | 26.7339 | 115 |  |  | 0.24796 | 28.5152 | 2143.4 | 799.9382 | PTDF | 0.37087
71051 | L_BITTCR1_1N | W1 | West | YES | 0.22147 | 7.5 | 0 | 37.5 |  | 1.02 | Wind | 1 | 0.23696 | 0 | 37.5 | 8.305 | 37.5 |  |  | 0.23696 | 8.8859 | 2180.9 | 808.8241
71054 | L_SWEETW1_1N | W1 | West | YES | 0.22147 | 21.5 | 0 | 107.5 |  | 1.02 | Wind | 1 | 0.23696 | 0 | 107.5 | 23.8078 | 107.5 |  |  | 0.23696 | 25.4729 |  |  | Concentration | 1.6433
71057 | L_SWEETW1_2N | W1 | West | YES | 0.22147 | 27 | 0 | 135 |  | 1.02 | Wind | 1 | 0.23696 | 0 | 135 | 29.8982 | 135 |  |  | 0.23696 | 31.9893
71059 | L_SWEETW1_3N | W1 | West | YES | 0.22147 | 23.8 | 0 | 119 | 0 | 1.02 | Wind | 1 | 0.23696 | 0 | 119 | 26.3547 | 119 |  |  | 0.23696 | 28.1979 |  |  |  | Pass
71060 | L_SWEETW1_4N | W1 | West | YES | 0.22147 | 21 | 0 | 105 | 0 | 1.02 | Wind | 1 | 0.23696 | 0 | 105 | 23.2541 | 105 |  |  | 0.23696 | 24.8805
60057 | CALLAHAN1A | 1 | West | YES | 0.1951 | 22.8 | 0 | 114 | 0 | 1.04 | Wind | 1 | 0.21059 | 0 | 114 | 22.2415 | 114 |  |  | 0.21059 | 24.0073
6144 | MCADOO1A | 1 | West | YES | 0.19496 | 15 | 0 | 150 | 0 | 1.025 | Wind | 1 | 0.21045 | 0 | 150 | 29.2442 | 150 |  |  | 0.21045 | 31.5676
1343 | TRENTIPP_8 | 1 | West | YES | 0.18751 | 30 | 0 | 150 |  | 1.014 | Wind | 1 | 0.203 | 0 | 150 | 28.1267 | 150 |  |  | 0.203 | 30.4501
1354 | AEPWIND_8 | 1 | West | YES | 0.18751 | 20.2 | 0 | 101 |  | 1 | Wind | 1 | 0.203 | 0 | 101 | 18.9386 | 101 |  |  | 0.203 | 20.503
36998 | RDCNYNG1 | 1 | West | YES | 0.18449 | 16.8 | 0 | 84 |  | 1.01 | Wind | 1 | 0.19998 | 0 | 84 | 15.497 | 84 |  |  | 0.19998 | 16.7981
1061 | CIELOGEN_1G | 1 | West | YES | 0.1821 | 19.8 | 0 | 99 |  | 1 | Wind | 1 | 0.19759 | 0 | 99 | 18.0279 | 99 |  |  | 0.19759 | 19.5614
1062 | CIELOGEN_2G | 1 | West | YES | 0.1821 | 12.2 | 0 | 61 |  | 1 | Wind | 1 | 0.19759 | 0 | 61 | 11.1081 | 61 |  |  | 0.19759 | 12.053
1069 | KINDERMG_1G | 1 | West | YES | 0.1821 | 25 | 5 | 25 | 0 | 1.017 | Cogen | 1 | 0.19759 | 0 | 0 | 0 | 0 |  |  | 0.19759 | 0
1070 | KINDERMG_2G | 1 | West | YES | 0.1821 | 45.7 | 12 | 45.7 | 0 | 1.017 | Cogen | 1 | 0.19759 | 0 | 0 | 0 | 0 |  |  | 0.19759 | 0
1071 | KINDERMG_3G | 1 | West | YES | 0.1821 | 45.7 | 12 | 45.7 | 0 | 1.017 | Cogen | 1 | 0.19759 | 0 | 0 | 0 | 0 |  |  | 0.19759 | 0
1068 | SCURRYCW_1G | 1 | West | YES | 0.18202 | 28.2 | 1.3 | 141 |  | 1.01 | Wind | 1 | 0.19751 | 0 | 141 | 25.6652 | 141 |  |  | 0.19751 | 27.8493
1073 | SCURRYCW_2G | 2 | West | YES | 0.18202 | 24 | 0 | 120 | 0 | 1.017 | Wind | 1 | 0.19751 | 0 | 120 | 21.8428 | 120 |  |  | 0.19751 | 23.7015
6637 | SNYDERW1A | 1 | West | YES | 0.18117 | 12.6 | 0 | 63 | 0 | 1.025 | Wind | 1 | 0.19666 | 0 | 63 | 11.4137 | 63 |  |  | 0.19666 | 12.3895
1301 | BULLCREK_8 | 1 | West | YES | 0.18043 | 36 | 0 | 180 | 0 | 1.017 | #N/A | 1 | 0.19592 | 180 | 180 | 32.4776 | 180 |  |  | 0.19592 | 35.2657
1302 | COYOTEWG_8 | 1 | West | YES | 0.17958 | 45 | 0 | 225 |  | 1.01 | #N/A | 1 | 0.19507 | 225 | 225 | 40.4046 | 225 |  |  | 0.19507 | 43.8897
1360 | GUNSIGHT_8 | 1 | West | YES | 0.17866 | 24 | 0 | 120 | 0 | 1.01 | Wind | 1 | 0.19415 | 0 | 120 | 21.4391 | 120 |  |  | 0.19415 | 23.2978
1037 | MORGAN5G_5G | 5 | West | YES | 0.17864 | 109.6 | 40 | 137 | 0 | 1.029 | GST | 1 | 0.19413 | 137 | 137 | 24.4737 | 137 |  |  | 0.19413 | 26.5957
1039 | MRGNAG_1G | A | West | YES | 0.17864 | 69 | 69 | 69 | 0 | 1.029 | GGT | 1 | 0.19413 | 69 | 69 | 12.3262 | 69 |  |  | 0.19413 | 13.3949
1040 | MRGNBG_2G | B | West | YES | 0.17864 | 70 | 70 | 71 | 0 | 1.029 | GGT | 1 | 0.19413 | 71 | 71 | 12.6834 | 71 |  |  | 0.19413 | 13.7832
1041 | MRGNCG_3G | C | West | YES | 0.17864 | 69 | 69 | 70 | 0 | 1.029 | GGT | 1 | 0.19413 | 70 | 70 | 12.5048 | 70 |  |  | 0.19413 | 13.5891
1042 | MRGNDG_4G | D | West | YES | 0.17864 | 68 | 68 | 68 | 0 | 1.029 | GGT | 1 | 0.19413 | 68 | 68 | 12.1475 | 68 |  |  | 0.19413 | 13.2008
1043 | MRGNEG_5G | E | West | YES | 0.17864 | 68 | 68 | 70 | 0 | 1.029 | GGT | 1 | 0.19413 | 70 | 70 | 12.5048 | 70 |  |  | 0.19413 | 13.5891
1044 | MRGNFG_6G | F | West | YES | 0.17864 | 66 | 66 | 66 | 0 | 1.029 | GGT | 1 | 0.19413 | 66 | 66 | 11.7902 | 66 |  |  | 0.19413 | 12.8125
1327 | WILDHRSE_1G | 1 | West | YES | 0.17844 | 24 | 0 | 120 |  | 1 | Wind | 1 | 0.19393 | 0 | 120 | 21.4128 | 120 |  |  | 0.19393 | 23.2715
6407 | TURKTRAK1A | 1 | West | YES | 0.17842 | 33.9 | 0 | 169.5 | 0 | 1.025 | Wind | 1 | 0.19391 | 0 | 169.5 | 30.2422 | 169.5 |  |  | 0.19391 | 32.8677
1170 | AIRLAMESA_1G | 1 | West | YES | 0.17838 | 0 | 0 | 180 |  | 1 | #N/A | 1 | 0.19387 | 180 | 180 | 32.1089 | 180 |  |  | 0.19387 | 34.897
1320 | BSP 1 | 1 | West | YES | 0.17762 | 25.5 | 2.9 | 25.8 | 0 | 1 | Cogen | 1 | 0.19311 | 0 | 0 | 0 | 0 |  |  | 0.19311 | 0
1333 | MCDDONAL_8 | 1 | West | YES | 0.17701 | 42.8 | 0 | 214.2 |  | 1.01 | Wind | 1 | 0.1925 | 0 | 214.2 | 37.9155 | 214.2 |  |  | 0.1925 | 41.2334
1416 | SWETWATR_1G | 1 | West | YES | 0.17694 | 30 | 18 | 30 | 0 | 1.026 | CC | 1 | 0.19243 | 30 | 30 | 5.3082 | 30 |  |  | 0.19243 | 5.7729
1417 | SWETWATR_2G | 2 | West | YES | 0.17694 | 72 | 36 | 72 | 0 | 1.026 | CC | 1 | 0.19243 | 72 | 72 | 12.7397 | 72 |  |  | 0.19243 | 13.8549
1418 | SWETWATR_3G | 3 | West | YES | 0.17694 | 68 | 36 | 68 | 0 | 1.026 | CC | 1 | 0.19243 | 68 | 68 | 12.0319 | 68 |  |  | 0.19243 | 13.0852
1419 | SWETWATR_4G | 4 | West | YES | 0.17694 | 61 | 36 | 61 | 0 | 1.026 | CC | 1 | 0.19243 | 61 | 61 | 10.7933 | 61 |  |  | 0.19243 | 11.7382
1328 | OCOTILLO_1G | 1 | West | YES | 0.17675 | 11.6 | 0 | 58 |  | 1.01 | Wind | 1 | 0.19223 | 0 | 58 | 10.2512 | 58 |  |  | 0.19223 | 11.1496
1326 | STANTONW_8 | 1 | West | YES | 0.17671 | 20.1 | 0 | 100.5 |  | 1.01 | Wind | 1 | 0.1922 | 0 | 100.5 | 17.7591 | 100.5 |  |  | 0.1922 | 19.3157
1058 | LONGSHORE_5 | 1 | West | YES | 0.1767 | 30 | 0 | 150 |  | 1.01 | Wind | 1 | 0.19219 | 0 | 150 | 26.5045 | 150 |  |  | 0.19219 | 28.828
1058 | LONGSHORE_5 | 2 | West | YES | 0.1767 | 44 | 0 | 220 |  | 1.01 | Wind | 1 | 0.19219 | 0 | 220 | 38.8733 | 220 |  |  | 0.19219 | 42.281
1058 | LONGSHORE_5 | 3 | West | YES | 0.1767 | 23.4 | 0 | 117 |  | 1.01 | Wind | 1 | 0.19219 | 0 | 117 | 20.6735 | 117 |  |  | 0.19219 | 22.4858
1045 | CALENG1G_1G | 1 | West | YES | 0.17655 | 73.4 | 27 | 73.4 | 0 | 1.014 | Cogen | 1 | 0.19204 | 0 | 0 | 0 | 0 |  |  | 0.19204 | 0
1046 | CALENG2G_2G | 2 | West | YES | 0.17655 | 73.4 | 27 | 73.4 | 0 | 1.014 | Cogen | 1 | 0.19204 | 0 | 0 | 0 | 0 |  |  | 0.19204 | 0
1047 | CALENG3G_3G | 3 | West | YES | 0.17655 | 70.4 | 27 | 70.4 | 0 | 1.014 | Cogen | 1 | 0.19204 | 0 | 0 | 0 | 0 |  |  | 0.19204 | 0
1349 | WESTXWIN_1G | 1 | West | YES | 0.17581 | 1.3 | 0 | 6.6 |  | 1.014 | Wind | 1 | 0.1913 | 0 | 6.6 | 1.1603 | 6.6 |  |  | 0.1913 | 1.2625
1350 | NWPWRG1_1G | 1 | West | YES | 0.17581 | 6.9 | 1 | 34.3 |  | 1.014 | Wind | 1 | 0.1913 | 0 | 34.3 | 6.0301 | 34.3 |  |  | 0.1913 | 6.5614
11001 | NAV1CT | 1 | West | YES | 0.17579 | 70.4 | 18 | 70.4 | 0 | 1.029 | CC | 1 | 0.19128 | 70.4 | 70.4 | 12.3759 | 70.4 |  |  | 0.19128 | 13.4664
11009 | NAV2CT | 1 | West | YES | 0.17579 | 71.4 | 18 | 71.4 | 0 | 1.029 | CC | 1 | 0.19128 | 71.4 | 71.4 | 12.5517 | 71.4 |  |  | 0.19128 | 13.6576
11011 | NAV3ST | 1 | West | YES | 0.17579 | 92.8 | 40 | 92.8 | 0 | 1.029 | CC | 1 | 0.19128 | 92.8 | 92.8 | 16.3137 | 92.8 |  |  | 0.19128 | 17.7511
11012 | NAV4CT | 1 | West | YES | 0.17579 | 80 | 18 | 80 | 0 | 1.029 | CC | 1 | 0.19128 | 80 | 80 | 14.0635 | 80 |  |  | 0.19128 | 15.3027
11013 | NAV5CT | 1 | West | YES | 0.17579 | 80 | 18 | 80 | 0 | 1.029 | CC | 1 | 0.19128 | 80 | 80 | 14.0635 | 80 |  |  | 0.19128 | 15.3027
11014 | NAV6ST | 1 | West | YES | 0.17579 | 115 | 40 | 115 | 0 | 1.029 | CC | 1 | 0.19128 | 115 | 115 | 20.2163 | 115 |  |  | 0.19128 | 21.9976
11020 | TIEHVSG_1G | 1 | West | YES | 0.17578 | 208.2 | 63 | 208.2 | 0 | 1.012 | CC | 1 | 0.19127 | 208.2 | 208.2 | 36.598 | 208.2 |  |  | 0.19127 | 39.8229
11021 | TIEHVCG_1G | 1 | West | YES | 0.17578 | 142.1 | 103 | 142.1 | 0 | 1.012 | CC | 1 | 0.19127 | 142.1 | 142.1 | 24.9788 | 142.1 |  |  | 0.19127 | 27.1798
11022 | TIEHVCG_2G | 1 | West | YES | 0.17578 | 132.4 | 103 | 132.4 | 0 | 1.012 | CC | 1 | 0.19127 | 132.4 | 132.4 | 23.2737 | 132.4 |  |  | 0.19127 | 25.3245
11023 | TIEHVCG_3G | 1 | West | YES | 0.17578 | 137.4 | 103 | 137.4 | 0 | 1.012 | CC | 1 | 0.19127 | 137.4 | 137.4 | 24.1526 | 137.4 |  |  | 0.19127 | 26.2808
11024 | TIEHVCG_4G | 1 | West | YES | 0.17578 | 147 | 103 | 147 | 0 | 1.012 | CC | 1 | 0.19127 | 147 | 147 | 25.8401 | 147 |  |  | 0.19127 | 28.1171
11025 | TIEHVSG_2G | 1 | West | YES | 0.17578 | 213.2 | 63 | 213.2 | 0 | 1.012 | CC | 1 | 0.19127 | 213.2 | 213.2 | 37.4769 | 213.2 |  |  | 0.19127 | 40.7793
1146 | NOTREES_1G | 1 | West | YES | 0.17529 | 29.8 | 0 | 149 | 0 | 1.017 | #N/A | 1 | 0.19078 | 149 | 149 | 26.1185 | 149 |  |  | 0.19078 | 28.4264
7038 | L_DELAWA1_1Y | 1 | West | YES | 0.17502 | 3.5 | 0 | 35 | 0 | 1 | Wind | 1 | 0.19051 | 0 | 35 | 6.1258 | 35 |  |  | 0.19051 | 6.668
7038 | L_DELAWA1_1Y | 2 | West | YES | 0.17502 | 3 | 0 | 30 | 0 | 1 | Wind | 1 | 0.19051 | 0 | 30 | 5.2507 | 30 |  |  | 0.19051 | 5.7154
1002 | PBCTAGE_1G | A | West | YES | 0.17489 | 64 | 64 | 66 | 0 | 1.036 | GGT | 1 | 0.19038 | 66 | 66 | 11.5428 | 66 |  |  | 0.19038 | 12.5651
1003 | PBCTBGE_2G | B | West | YES | 0.17489 | 65 | 65 | 66 | 0 | 1.036 | GGT | 1 | 0.19038 | 66 | 66 | 11.5428 | 66 |  |  | 0.19038 | 12.5651
1004 | PBCTCGE_3G | C | West | YES | 0.17489 | 62 | 62 | 67 | 0 | 1.036 | GGT | 1 | 0.19038 | 67 | 67 | 11.7177 | 67 |  |  | 0.19038 | 12.7555
1005 | PBCTDGE_4G | D | West | YES | 0.17489 | 65 | 65 | 68 | 0 | 1.036 | GGT | 1 | 0.19038 | 68 | 68 | 11.8926 | 68 |  |  | 0.19038 | 12.9459
1006 | PBCTEGE_5G | E | West | YES | 0.17489 | 65 | 65 | 67 | 0 | 1.036 | GGT | 1 | 0.19038 | 67 | 67 | 11.7177 | 67 |  |  | 0.19038 | 12.7555
1007 | PB5GEN_6G | 5 | West | YES | 0.17489 | 91.2 | 40 | 114 | 0 | 1.036 | GST | 1 | 0.19038 | 114 | 114 | 19.9376 | 114 |  |  | 0.19038 | 21.7034
1008 | PB6GEN_7G | 6 | West | YES | 0.17489 | 515 | 130 | 515 | 0 | 1.036 | GST | 1 | 0.19038 | 515 | 515 | 90.0689 | 515 |  |  | 0.19038 | 98.0459
76031 | L_GASCCR1_1N | W1 | West | YES | 0.17425 | 30 | 0 | 150 |  | 1.02 | Wind | 1 | 0.18974 | 0 | 150 | 26.1382 | 150 |  |  | 0.18974 | 28.4617
76091 | L_DIVIDE1_1N | W1 | West | YES | 0.17373 | 110 | 0 | 550 |  | 1.02 | Wind | 1 | 0.18922 | 0 | 550 | 95.5526 | 550 |  |  | 0.18922 | 104.0718
60007 | KING_SW1A | 1 | West | YES | 0.1674 | 20 | 0 | 80 |  | 1.03 | Wind | 1 | 0.18289 | 0 | 80 | 13.3923 | 80 |  |  | 0.18289 | 14.6315
60019 | KING_NW1A | 1 | West | YES | 0.1674 | 20 | 0 | 80 |  | 1.03 | Wind | 1 | 0.18289 | 0 | 80 | 13.3923 | 80 |  |  | 0.18289 | 14.6315
60201 | RIO DRCS | F | West | YES | 0.16681 | 0 | 0 | 0 | 0 | 1.025 | AVR | 1 | 0.1823 | 0 | 0 | 0 | 0 |  |  | 0.1823 | 0
60016 | WOODWRD11A | 1 | West | YES | 0.16675 | 20 | 0 | 80 |  | 1.033 | Wind | 1 | 0.18224 | 0 | 80 | 13.3402 | 80 |  |  | 0.18224 | 14.5794
38332 | TNWDWRDU2_8 | 1 | West | YES | 0.16674 | 20 | 0 | 80 | 0 | 1.0232 | Wind | 1 | 0.18223 | 0 | 80 | 13.3389 | 80 |  |  | 0.18223 | 14.578
38437 | TNSRBNMESA9 | 1 | West | YES | 0.16668 | 37.5 | 0 | 150 |  | 1.02 | Wind | 1 | 0.18217 | 0 | 150 | 25.0023 | 150 |  |  | 0.18217 | 27.3257
6016 | SWMESA | 1 | West | YES | 0.16641 | 18.8 | 0 | 75 |  | 1.03 | Wind | 1 | 0.1819 | 0 | 75 | 12.4808 | 75 |  |  | 0.1819 | 13.6425
60003 | KING_NE1A | 1 | West | YES | 0.16641 | 20 | 0 | 80 |  | 1.03 | Wind | 1 | 0.1819 | 0 | 80 | 13.3129 | 80 |  |  | 0.1819 | 14.552
60005 | KING_SE1A | 1 | West | YES | 0.16641 | 10 | 0 | 40 |  | 1.035 | Wind | 1 | 0.1819 | 0 | 40 | 6.6564 | 40 |  |  | 0.1819 | 7.276
60000 | DSKY2 | 1 | West | YES | 0.16545 | 19.1 | 0 | 76.5 |  | 1.039 | Wind | 1 | 0.18094 | 0 | 76.5 | 12.6572 | 76.5 |  |  | 0.18094 | 13.8422
60017 | ORNNWP1 | 1 | West | YES | 0.16493 | 20 | 0 | 80 |  | 1.027 | Wind | 1 | 0.18042 | 0 | 80 | 13.1947 | 80 |  |  | 0.18042 | 14.4339
60018 | DSKY1 | 1 | West | YES | 0.16435 | 21 | 0 | 84 | 0 | 1.023 | Wind | 1 | 0.17984 | 0 | 84 | 13.8055 | 84 |  |  | 0.17984 | 15.1066
60202 | FRNDDRCS | F | West | YES | 0.15251 | 0 | 0 | 0 | 0 | 0.9985 | AVR | 1 | 0.168 | 0 | 0 | 0 | 0 |  |  | 0.168 | 0
1049 | ROSCOEWI_5 | 1 | West | YES | 0.14873 | 41.8 | 0 | 209 |  | 1.01 | #N/A | 1 | 0.16422 | 209 | 209 | 31.0848 | 209 |  |  | 0.16422 | 34.3221
1057 | ROSCOEWI_5 | 2 | West | YES | 0.14873 | 25.3 | 0 | 126.5 |  | 1.01 | #N/A | 1 | 0.16422 | 126.5 | 126.5 | 18.8145 | 126.5 |  |  | 0.16422 | 20.7739
1060 | ROSCOEWI_5 | 3 | West | YES | 0.14873 | 39.4 | 0 | 197 | 0 | 1.01 | #N/A | 1 | 0.16422 | 197 | 197 | 29.3 | 197 |  |  | 0.16422 | 32.3514
1072 | ROSCOEWI_5 | 4 | West | YES | 0.14873 | 63.6 | 0 | 318 | 0 | 1.01 | #N/A | 1 | 0.16422 | 318 | 318 | 47.2965 | 318 |  |  | 0.16422 | 52.2221
8032 | AMISTADHYD1 | 1 | South | YES | 0.054861 | 33 | 13 | 33 | 0 | 1.0375 | Hydro | -1 | 0.15533 | 0 | 0 |  |  |  |  | -0.15533 | 0
8033 | AMISTADHYD2 | 2 | South | YES | 0.054861 | 25 | 13 | 25 | 0 | 1.0375 | Hydro | -1 | 0.15533 | 0 | 0 |  |  |  |  | -0.15533 | 0
88253 | HAMILTON | F | South | YES | 0.054861 | 0 | 0 | 0 | 0 | 1.04 | BLT | -1 | 0.15533 | 0 | 0 |  |  |  |  | -0.15533 | 0
8262 | ELPS | 1 | South | YES | 0.040291 | 6 | 6 | 6 | 0 | 1.15 | Hydro | -1 | 0.1699 | 0 | 0 |  |  |  |  | -0.1699 | 0
80010 | EPLVT1 | F | South | YES | 0.036903 | 0 | 0 | 0 |  | 1.0376 | #N/A | -1 | 0.17329 | 0 | 0 |  |  |  |  | -0.17329 | 0
1643 | SLSTR1PP_1G | 1 | North | YES | 0.024377 | 6 | 0 | 60 | 0 | 1.022 | Wind | -1 | 0.18582 | 0 | 60 |  |  | 0 | 0 | -0.18582 | 0
7026 | L_INKSDA1_1Y | 1 | South | YES | 0.011935 | 0 | 0 | 13.7 |  | 1 | Hydro | -1 | 0.19826 | 0 | 0 |  |  |  |  | -0.19826 | 0
7022 | L_BUCHAN1_1Y | 1 | South | YES | 0.008741 | 0 | 0 | 18 |  | 1 | Hydro | -1 | 0.20145 | 0 | 0 |  |  |  |  | -0.20145 | 0
7023 | L_BUCHAN1_2Y | 2 | South | YES | 0.008741 | 0 | 0 | 18 |  | 1 | Hydro | -1 | 0.20145 | 0 | 0 |  |  |  |  | -0.20145 | 0
7024 | L_BUCHAN1_3Y | 3 | South | YES | 0.008741 | 0 | 0 | 15 |  | 1 | Hydro | -1 | 0.20145 | 0 | 0 |  |  |  |  | -0.20145 | 0
7000 | L_FERGUS1_1Y | 1 | South | YES | 0.008635 | 400 | 65 | 423.3 | 0 | 1.015 | GSC | -1 | 0.20156 | 423.3 | 423.3 |  |  |  |  | -0.20156 | -85.3192
80265 | LARECU40A | 4 | South | YES | 0.00837 | 80 | 0 | 100 |  | 1.039 | GGT | -1 | 0.20182 | 100 | 100 |  |  |  |  | -0.20182 | -20.1822
80266 | LARECU50A | 5 | South | YES | 0.00837 | 80 | 0 | 100 |  | 1.039 | GGT | -1 | 0.20182 | 100 | 100 |  |  |  |  | -0.20182 | -20.1822
80012 | LAR | F | South | YES | 0.008368 | 0 | 0 | 0 | 0 | 1.04 | DCTie | -1 | 0.20182 | 0 | 0 |  |  |  |  | -0.20182 | 0
5890 | PEARSALLGEN1 | 1 | South | YES | 0.008131 | 19.2 | 6 | 24 | 0 | 1.0161 | GST | -1 | 0.20206 | 24 | 24 |  |  |  |  | -0.20206 | -4.8495
5891 | PEARSALLGEN2 | 1 | South | YES | 0.008131 | 19.4 | 6 | 24.3 | 0 | 1.0161 | GST | -1 | 0.20206 | 24.3 | 24.3 |  |  |  |  | -0.20206 | -4.9101
5892 | PEARSALLGEN3 | 1 | South | YES | 0.008131 | 19.1 | 6 | 23.9 | 0 | 1.0161 | GST | -1 | 0.20206 | 23.9 | 23.9 |  |  |  |  | -0.20206 | -4.8293
7035 | L_WIRTZ_1G1Y | 1 | South | YES | 0.008102 | 0 | 0 | 29 |  | 1 | Hydro | -1 | 0.20209 | 0 | 0 |  |  |  |  | -0.20209 | 0
7036 | L_WIRTZ_1G2Y | 2 | South | YES | 0.008102 | 23 | 0 | 29.8 |  | 1 | Hydro | -1 | 0.20209 | 0 | 0 |  |  |  |  | -0.20209 | 0
7028 | L_MARBFA1_1Y | 1 | South | YES | 0.006564 | 0 | 0 | 18 |  | 1 | Hydro | -1 | 0.20363 | 0 | 0 |  |  |  |  | -0.20363 | 0
7029 | L_MARBFA1_2Y | 2 | South | YES | 0.006564 | 0 | 0 | 18 |  | 1 | Hydro | -1 | 0.20363 | 0 | 0 |  |  |  |  | -0.20363 | 0
88299 | ZAPATA | F | South | YES | 0.005513 | 0 | 0 | 0 | 0 | 1.02 | BLT | -1 | 0.20468 | 0 | 0 |  |  |  |  | -0.20468 | 0
5728 | FALCONHYDRO2 | 2 | South | YES | 0.003545 | 12 | 0 | 12 | 0 | 1.0227 | Hydro | -1 | 0.20665 | 0 | 0 |  |  |  |  | -0.20665 | 0
5729 | FALCONHYDRO3 | 3 | South | YES | 0.003545 | 11 | 0 | 11 | 0 | 1.0227 | Hydro | -1 | 0.20665 | 0 | 0 |  |  |  |  | -0.20665 | 0
8048 | FALCONHYDRO1 | 1 | South | YES | 0.003545 | 12 | 0 | 12 | 0 | 1.0227 | Hydro | -1 | 0.20665 | 0 | 0 |  |  |  |  | -0.20665 | 0
88508 | FALFURRI | F | South | YES | 0.002406 | 0 | 0 | 0 | 0 | 1 | AVR | -1 | 0.20779 | 0 | 0 |  |  |  |  | -0.20779 | 0
5264 | LEON_LCP3G3 | 3 | South | YES | 0.001923 | 0 | 20 | 58 |  | 1.0197 | GST | -1 | 0.20827 | 58 | 58 |  |  |  |  | -0.20827 | -12.0796
5265 | LEON_LCP4G4 | 4 | South | YES | 0.001923 | 71.2 | 25 | 89 | 0 | 1.0197 | GST | -1 | 0.20827 | 89 | 89 |  |  |  |  | -0.20827 | -18.536
5266 | LEON_LCPCT1 | 1 | South | YES | 0.001923 | 44 | 24 | 44 | 0 | 1.0197 | GGT | -1 | 0.20827 | 44 | 44 |  |  |  |  | -0.20827 | -9.1638
5267 | LEON_LCPCT2 | 2 | South | YES | 0.001923 | 44 | 24 | 44 | 0 | 1.0197 | GGT | -1 | 0.20827 | 44 | 44 |  |  |  |  | -0.20827 | -9.1638
5268 | LEON_LCPCT3 | 3 | South | YES | 0.001923 | 43 | 24 | 43 | 0 | 1.0197 | GGT | -1 | 0.20827 | 43 | 43 |  |  |  |  | -0.20827 | -8.9556
5269 | LEON_LCPCT4 | 4 | South | YES | 0.001923 | 45 | 24 | 45 | 0 | 1.0197 | GGT | -1 | 0.20827 | 45 | 45 |  |  |  |  | -0.20827 | -9.3721
7031 | L_MARSFO1G1Y | 1 | South | YES | 0.001869 | 0 | 0 | 36 |  | 1 | Hydro | -1 | 0.20832 | 0 | 0 |  |  |  |  | -0.20832 | 0
7032 | L_MARSFO1G2Y | 2 | South | YES | 0.001869 | 0 | 0 | 35 |  | 1 | Hydro | -1 | 0.20832 | 0 | 0 |  |  |  |  | -0.20832 | 0
7033 | L_MARSFO1G3Y | 3 | South | YES | 0.001869 | 0 | 0 | 36 |  | 1 | Hydro | -1 | 0.20832 | 0 | 0 |  |  |  |  | -0.20832 | 0
5028 | BRAUNIG_VHB3 | 3 | South | YES | 0.001592 | 407 | 60 | 407 | 0 | 1.0138 | GST | -1 | 0.2086 | 407 | 407 |  |  |  |  | -0.2086 | -84.9003
8933 | FGNTS001 | 1 | South | YES | 0.001488 | 146.5 | 0 | 146.5 | 0 | 1.03 | CC | -1 | 0.2087 | 146.5 | 146.5 |  |  |  |  | -0.2087 | -30.5752
8934 | FGNTS101 | 2 | South | YES | 0.001488 | 147.9 | 0 | 147.9 | 0 | 1.03 | CC | -1 | 0.2087 | 147.9 | 147.9 |  |  |  |  | -0.2087 | -30.8674
8935 | FGNTS201 | 3 | South | YES | 0.001488 | 173 | 0 | 173 | 0 | 1.03 | CC | -1 | 0.2087 | 173 | 173 |  |  |  |  | -0.2087 | -36.1058
5026 | BRAUNIG_VHB1 | 1 | South | YES | 0.001485 | 215 | 40 | 215 | 0 | 1.0192 | GST | -1 | 0.20871 | 215 | 215 |  |  |  |  | -0.20871 | -44.8721
5027 | BRAUNIG_VHB2 | 2 | South | YES | 0.001485 | 172.8 | 40 | 216 | 0 | 1.0192 | GST | -1 | 0.20871 | 216 | 216 |  |  |  |  | -0.20871 | -45.0808
5031 | BRA_VHBCT1 | 1 | South | YES | 0.001485 | 44 | 24 | 44 | 0 | 1.0192 | #N/A | -1 | 0.20871 | 44 | 44 |  |  |  |  | -0.20871 | -9.1831
5032 | BRA_VHBCT2 | 2 | South | YES | 0.001485 | 44 | 24 | 44 | 0 | 1.0192 | #N/A | -1 | 0.20871 | 44 | 44 |  |  |  |  | -0.20871 | -9.1831
5033 | BRA_VHBCT3 | 3 | South | YES | 0.001485 | 43 | 24 | 43 | 0 | 1.0192 | #N/A | -1 | 0.20871 | 43 | 43 |  |  |  |  | -0.20871 | -8.9744
5034 | BRA_VHBCT4 | 4 | South | YES | 0.001485 | 45 | 24 | 45 | 0 | 1.0192 | #N/A | -1 | 0.20871 | 45 | 45 |  |  |  |  | -0.20871 | -9.3918
5396 | CALAVER_OWS1 | 1 | South | YES | 0.001481 | 418 | 80 | 418 | 0 | 1.0192 | GST | -1 | 0.20871 | 418 | 418 |  |  |  |  | -0.20871 | -87.2413
5397 | CALAVER_OWS2 | 2 | South | YES | 0.001481 | 400 | 80 | 400 | 0 | 1.0192 | GST | -1 | 0.20871 | 400 | 400 |  |  |  |  | -0.20871 | -83.4845
5111 | CALAVER_JTD1 | 1 | South | YES | 0.001423 | 430 | 80 | 430 | 0 | 1.0138 | LIGCO | -1 | 0.20877 | 0 | 430 |  |  |  |  | -0.20877 | 0
5112 | CALAVER_JTD2 | 2 | South | YES | 0.001423 | 430 | 80 | 430 | 0 | 1.0138 | LIGCO | -1 | 0.20877 | 0 | 430 |  |  |  |  | -0.20877 | 0
5903 | SANMIGUELGEN | 1 | South | YES | 0.001218 | 396.3 | 180 | 396.3 | 0 | 1.0331 | LIGCO | -1 | 0.20897 | 0 | 396.3 |  |  |  |  | -0.20897 | 0
5436 | TUTTL_WBT1G1 | 1 | South | YES | 0.001203 | 48.8 | 20 | 61 | 0 | 1.012 | GST | -1 | 0.20899 | 61 | 61 |  |  |  |  | -0.20899 | -12.7483
5438 | TUTTL_WBT3G3 | 3 | South | YES | 0.001203 | 95 | 25 | 95 | 0 | 1.012 | GST | -1 | 0.20899 | 95 | 95 |  |  |  |  | -0.20899 | -19.854
5439 | TUTTL_WBT4G4 | 4 | South | YES | 0.001203 | 120.8 | 40 | 151 | 0 | 1.012 | GST | -1 | 0.20899 | 151 | 151 |  |  |  |  | -0.20899 | -31.5574
88198 | BEEVILLE | F | South | YES | 0.001183 | 0 | 0 | 0 | 0 | 1.02 | AVR | -1 | 0.20901 | 0 | 0 |  |  |  |  | -0.20901 | 0
8936 | MVGN#1 | 1 | South | YES | 0.001152 | 216.6 | 0 | 216.6 | 0 | 1.0304 | CC | -1 | 0.20904 | 216.6 | 216.6 |  |  |  |  | -0.20904 | -45.2781
8937 | MVGN#2 | 2 | South | YES | 0.001152 | 216.7 | 0 | 216.7 | 0 | 1.0304 | CC | -1 | 0.20904 | 216.7 | 216.7 |  |  |  |  | -0.20904 | -45.299
8938 | MVGN#3 | 3 | South | YES | 0.001152 | 250.9 | 0 | 250.9 | 0 | 1.0304 | CC | -1 | 0.20904 | 250.9 | 250.9 |  |  |  |  | -0.20904 | -52.4482
8981 | HECN1 | 1 | South | YES | 0.00115 | 144.8 | 0 | 144.8 | 0 | 1.0304 | CC | -1 | 0.20904 | 144.8 | 144.8 |  |  |  |  | -0.20904 | -30.2693
8982 | HECN2 | 2 | South | YES | 0.00115 | 144.1 | 0 | 144.1 | 0 | 1.0304 | CC | -1 | 0.20904 | 144.1 | 144.1 |  |  |  |  | -0.20904 | -30.123
8983 | HECN3 | 3 | South | YES | 0.00115 | 171.9 | 0 | 171.9 | 0 | 1.0304 | CC | -1 | 0.20904 | 171.9 | 171.9 |  |  |  |  | -0.20904 | -35.9344
5476 | BRA_AVR1_CT1 | 1 | South | YES | 0.001057 | 155 | 90 | 155 | 0 | 1.017 | CC | -1 | 0.20914 | 155 | 155 |  |  |  |  | -0.20914 | -32.416
5477 | BRA_AVR1_ST1 | 1 | South | YES | 0.001057 | 174 | 138 | 174 | 0 | 1.017 | CC | -1 | 0.20914 | 174 | 174 |  |  |  |  | -0.20914 | -36.3895
5478 | BRA_AVR1_CT2 | 1 | South | YES | 0.001057 | 155 | 90 | 155 | 0 | 1.017 | CC | -1 | 0.20914 | 155 | 155 |  |  |  |  | -0.20914 | -32.416
5401 | CALAVER_JKS1 | 1 | South | YES | 0.000923 | 562 | 100 | 562 | 0 | 1.018 | LIGCO | -1 | 0.20927 | 0 | 562 |  |  |  |  | -0.20927 | 0
5932 | SI_RAY9 | 9 | South | YES | 0.000899 | 32 | 32 | 38 | 0 | 1.035 | CC | -1 | 0.20929 | 38 | 38 |  |  |  |  | -0.20929 | -7.9531
5933 | SI_RAY6 | 6 | South | YES | 0.000899 | 15.4 | 10 | 19.3 | 0 | 1.035 | GST | -1 | 0.20929 | 19.3 | 19.3 |  |  |  |  | -0.20929 | -4.0394
5935 | SI_RAY10 | 10 | South | YES | 0.000899 | 47 | 10 | 47 | 0 | 1.03 | CC | -1 | 0.20929 | 47 | 47 |  |  |  |  | -0.20929 | -9.8368
80003 | MILHWYS | F | South | YES | 0.000899 | 0 | 0 | 0 | 0 | 1.0168 | AVR | -1 | 0.20929 | 0 | 0 |  |  |  |  | -0.20929 | 0
80080 | GWINDT11A | 1 | South | YES | 0.00076 | 40.6 | 0 | 94 | 0 | 1.025 | Wind | -1 | 0.20943 | 0 | 94 |  |  |  |  | -0.20943 | 0
80080 | GWINDT11A | 2 | South | YES | 0.00076 | 17.7 | 0 | 41 | 0 | 1.025 | Wind | -1 | 0.20943 | 0 | 41 |  |  |  |  | -0.20943 | 0
80080 | GWINDT11A | 3 | South | YES | 0.00076 | 16.4 | 0 | 38 | 0 | 1.025 | Wind | -1 | 0.20943 | 0 | 38 |  |  |  |  | -0.20943 | 0
80080 | GWINDT11A | 4 | South | YES | 0.00076 | 8.2 | 0 | 19 | 0 | 1.025 | Wind | -1 | 0.20943 | 0 | 19 |  |  |  |  | -0.20943 | 0
80081 | GWINDT21A | 1 | South | YES | 0.00076 | 40.6 | 0 | 94 | 0 | 1.025 | Wind | -1 | 0.20943 | 0 | 94 |  |  |  |  | -0.20943 | 0
80081 | GWINDT21A | 2 | South | YES | 0.00076 | 15.5 | 0 | 36 | 0 | 1.025 | Wind | -1 | 0.20943 | 0 | 36 |  |  |  |  | -0.20943 | 0
80081 | GWINDT21A | 3 | South | YES | 0.00076 | 18.6 | 0 | 43 | 0 | 1.025 | Wind | -1 | 0.20943 | 0 | 43 |  |  |  |  | -0.20943 | 0
80081 | GWINDT21A | 4 | South | YES | 0.00076 | 9.5 | 0 | 22 | 0 | 1.025 | Wind | -1 | 0.20943 | 0 | 22 |  |  |  |  | -0.20943 | 0
80180 | PNSCALT11A | 1 | South | YES | 0.00076 | 63 | 0 | 146 | 0 | 1.025 | Wind | -1 | 0.20943 | 0 | 146 |  |  |  |  | -0.20943 | 0
80180 | PNSCALT11A | 2 | South | YES | 0.00076 | 21.6 | 0 | 50 | 0 | 1.025 | Wind | -1 | 0.20943 | 0 | 50 |  |  |  |  | -0.20943 | 0
80181 | PNSCALT21A | 1 | South | YES | 0.00076 | 23.7 | 0 | 55 | 0 | 1.025 | Wind | -1 | 0.20943 | 0 | 55 |  |  |  |  | -0.20943 | 0
80181 | PNSCALT21A | 2 | South | YES | 0.00076 | 21.6 | 0 | 50 | 0 | 1.025 | Wind | -1 | 0.20943 | 0 | 50 |  |  |  |  | -0.20943 | 0
7487 | L_CANYHY8_1Y | 1 | South | YES | 0.00075 | 0 | 0 | 6 |  | 1 | Hydro | -1 | 0.20944 | 0 | 0 |  |  |  |  | -0.20944 | 0
8517 | CELANEBI0A | 1 | South | YES | 0.000655 | 29 | 0 | 29 | 0 | 1.02 | Cogen | -1 | 0.20954 | 0 | 0 |  |  |  |  | -0.20954 | 0
7609 | L_SCHUMA8_1Y | 1 | South | YES | 0.000602 | 0 | 0 | 4 |  | 1 | Hydro | -1 | 0.20959 | 0 | 0 |  |  |  |  | -0.20959 | 0
8461 | KOCH_UP0A | 1 | South | YES | 0.000518 | 38 | 0 | 38 | 0 | 1.012 | Cogen | -1 | 0.20967 | 0 | 0 |  |  |  |  | -0.20967 | 0
8506 | VAL #1 | 1 | South | YES | 0.000495 | 20.9 | 0 | 25 | 0 | 1.0055 | Cogen | -1 | 0.2097 | 0 | 0 |  |  |  |  | -0.2097 | 0
8507 | VAL #2 | 2 | South | YES | 0.000495 | 20.9 | 0 | 25 | 0 | 1.0055 | Cogen | -1 | 0.2097 | 0 | 0 |  |  |  |  | -0.2097 | 0
8511 | OXY_CC0A | 1 | South | YES | 0.000495 | 30.3 | 0 | 38 |  | 1.027 | Cogen | -1 | 0.2097 | 0 | 0 |  |  |  |  | -0.2097 | 0
8459 | B_DAVIS0B | MB | South | YES | 0.000472 | 0 | 50 | 339 |  | 1.03 | GSC | -1 | 0.20972 | 0 | 0 |  |  |  |  | -0.20972 | 0
8460 | B_DAVIS0A | MB | South | YES | 0.000472 | 0 | 50 | 340 |  | 1.03 | GSC | -1 | 0.20972 | 0 | 0 |  |  |  |  | -0.20972 | 0
8456 | COSW#1 | 1 | South | YES | 0.000448 | 20 | 0 | 20 | 0 | 1.027 | Cogen | -1 | 0.20974 | 0 | 0 |  |  |  |  | -0.20974 | 0
8457 | COSW#2 | 2 | South | YES | 0.000448 | 14 | 0 | 14 | 0 | 1.027 | Cogen | -1 | 0.20974 | 0 | 0 |  |  |  |  | -0.20974 | 0
8560 | CNOPGT1 | 1 | South | YES | 0.000439 | 148.3 | 0 | 148.3 | 0 | 1.03 | Cogen | -1 | 0.20975 | 0 | 0 |  |  |  |  | -0.20975 | 0
8561 | CNOPGT2 | 2 | South | YES | 0.000439 | 148.6 | 0 | 148.6 | 0 | 1.03 | Cogen | -1 | 0.20975 | 0 | 0 |  |  |  |  | -0.20975 | 0
8562 | CNOPST1 | 3 | South | YES | 0.000439 | 153 | 0 | 153 | 0 | 1.03 | Cogen | -1 | 0.20975 | 0 | 0 |  |  |  |  | -0.20975 | 0
7800 | L_GUADGE1_1Y | 1 | South | YES | 0.000393 | 147 | 30 | 147 | 0 | 1.02 | CC | -1 | 0.2098 | 147 | 147 |  |  |  |  | -0.2098 | -30.8405
7801 | L_GUADGE1_2Y | 2 | South | YES | 0.000393 | 138 | 30 | 138 | 0 | 1.02 | CC | -1 | 0.2098 | 138 | 138 |  |  |  |  | -0.2098 | -28.9523
7802 | L_GUADGE1_3Y | 3 | South | YES | 0.000393 | 146 | 30 | 146 | 0 | 1.02 | CC | -1 | 0.2098 | 146 | 146 |  |  |  |  | -0.2098 | -30.6307
7803 | L_GUADGE1_4Y | 4 | South | YES | 0.000393 | 149 | 30 | 149 | 0 | 1.02 | CC | -1 | 0.2098 | 149 | 149 |  |  |  |  | -0.2098 | -31.2601
7804 | L_GUADGE1_5Y | 5 | South | YES | 0.000393 | 182 | 30 | 182 | 0 | 1.02 | CC | -1 | 0.2098 | 182 | 182 |  |  |  |  | -0.2098 | -38.1835
7805 | L_GUADGE1_6Y | 6 | South | YES | 0.000393 | 203 | 30 | 203 | 0 | 1.02 | CC | -1 | 0.2098 | 203 | 203 |  |  |  |  | -0.2098 | -42.5892
7605 | L_MCQUEE9_1Y | 1 | South | YES | 0.000342 | 0 | 0 | 2.4 |  | 1.025 | Hydro | -1 | 0.20985 | 0 | 0 |  |  |  |  | -0.20985 | 0
7605 | L_MCQUEE9_1Y | 2 | South | YES | 0.000342 | 0 | 0 | 2.4 |  | 1.025 | Hydro | -1 | 0.20985 | 0 | 0 |  |  |  |  | -0.20985 | 0
7605 | L_MCQUEE9_1Y | 3 | South | YES | 0.000342 | 0 | 0 | 2.8 |  | 1.025 | Hydro | -1 | 0.20985 | 0 | 0 |  |  |  |  | -0.20985 | 0
8161 | COLETO0A | 1 | South | YES | 0.000291 | 633 | 200 | 633 | 0 | 1.03 | LIGCO | -1 | 0.2099 | 0 | 633 |  |  |  |  | -0.2099 | 0
8926 | LGE_GT10A | 1 | South | YES | 0.000261 | 158 | 0 | 158 | 0 | 1.03 | Cogen | -1 | 0.20993 | 0 | 0 |  |  |  |  | -0.20993 | 0
8927 | LGE_GT20A | 2 | South | YES | 0.000261 | 153 | 0 | 153 | 0 | 1.03 | Cogen | -1 | 0.20993 | 0 | 0 |  |  |  |  | -0.20993 | 0
8928 | LGE_STG0A | 3 | South | YES | 0.000261 | 100 | 0 | 100 | 0 | 1.03 | Cogen | -1 | 0.20993 | 0 | 0 |  |  |  |  | -0.20993 | 0
8930 | ICPGN10A | 1 | South | YES | 0.000261 | 149 | 0 | 149 | 0 | 1.03 | Cogen | -1 | 0.20993 | 0 | 0 |  |  |  |  | -0.20993 | 0
8931 | ICPGN20A | 2 | South | YES | 0.000261 | 150 | 0 | 150 | 0 | 1.03 | Cogen | -1 | 0.20993 | 0 | 0 |  |  |  |  | -0.20993 | 0
8932 | ICPGN30A | 3 | South | YES | 0.000261 | 127 | 0 | 127 | 0 | 1.03 | Cogen | -1 | 0.20993 | 0 | 0 |  |  |  |  | -0.20993 | 0
80223 | REYSHR G | 1 | South | YES | 0.000261 | 12 | 0 | 12 | 0 | 1.032 | Cogen | -1 | 0.20993 | 0 | 0 |  |  |  |  | -0.20993 | 0
7810 | L_RIONOG1G1Y | 1 | South | YES | 0.000233 | 148 | 0 | 148 | 0 | 1.02 | CC | -1 | 0.20996 | 148 | 148 |  |  |  |  | -0.20996 | -31.074
7811 | L_RIONOG1G2Y | 2 | South | YES | 0.000233 | 148 | 0 | 148 | 0 | 1.02 | CC | -1 | 0.20996 | 148 | 148 |  |  |  |  | -0.20996 | -31.074
7812 | L_RIONOG1G3Y | 3 | South | YES | 0.000233 | 154 | 0 | 154 | 0 | 1.02 | CC | -1 | 0.20996 | 154 | 154 |  |  |  |  | -0.20996 | -32.3337
7813 | L_RIONOG1S1Y | 4 | South | YES | 0.000233 | 293 | 0 | 293 | 0 | 1.02 | CC | -1 | 0.20996 | 293 | 293 |  |  |  |  | -0.20996 | -61.5181
7014 | L_HAYSEN1_1Y | 1 | South | YES | 7.8e-05 | 223.9 | 74 | 223.9 | 0 | 1.008 | CC | -1 | 0.21011 | 223.9 | 223.9 |  |  |  |  | -0.21011 | -47.0446
7015 | L_HAYSEN1_2Y | 2 | South | YES | 7.8e-05 | 225 | 74 | 225 | 0 | 1.008 | CC | -1 | 0.21011 | 225 | 225 |  |  |  |  | -0.21011 | -47.2757
7016 | L_HAYSEN1_3Y | 3 | South | YES | 7.8e-05 | 224.6 | 74 | 224.6 | 0 | 1.008 | CC | -1 | 0.21011 | 224.6 | 224.6 |  |  |  |  | -0.21011 | -47.1917
7017 | L_HAYSEN1_4Y | 4 | South | YES | 7.8e-05 | 226.7 | 74 | 226.7 | 0 | 1.008 | CC | -1 | 0.21011 | 226.7 | 226.7 |  |  |  |  | -0.21011 | -47.6329
7624 | L_LAKEWO9_1Y | 1 | South | YES | 6.9e-05 | 0 | 0 | 2.4 |  | 1 | Hydro | -1 | 0.21012 | 0 | 0 |  |  |  |  | -0.21012 | 0
7624 | L_LAKEWO9_1Y | 2 | South | YES | 6.9e-05 | 0 | 0 | 2.4 |  | 1 | Hydro | -1 | 0.21012 | 0 | 0 |  |  |  |  | -0.21012 | 0
5934 | SI_RAY5 | 5 | South | YES | 0 | 0 | 10 | 15 |  | 1.035 | GST | -1 | 0.21019 | 15 | 15 |  |  |  |  | -0.21019 | -3.1529
8139 | JOS #1 | MB | South | YES | 0 | 0 | 45 | 255 |  | 1.02 | GST | -1 | 0.21019 | 0 | 0 |  |  |  |  | -0.21019 | 0
8285 | LAR #1 | MB | South | YES | 0 | 0 | 9 | 32 |  | 1.0497 | GST | -1 | 0.21019 | 0 | 0 |  |  |  |  | -0.21019 | 0
8287 | LAR #2 | MB | South | YES | 0 | 0 | 9 | 32 |  | 1.04 | GST | -1 | 0.21019 | 0 | 0 |  |  |  |  | -0.21019 | 0
8288 | LAR #3 | MB | South | YES | 0 | 0 | 25 | 105 |  | 1.04 | GST | -1 | 0.21019 | 0 | 0 |  |  |  |  | -0.21019 | 0
8388 | BATES0A | MB | South | YES | 0 | 0 | 21 | 71 |  | 1.033 | GST | -1 | 0.21019 | 0 | 0 |  |  |  |  | -0.21019 | 0
8393 | BATES0B | MB | South | YES | 0 | 0 | 25 | 110 |  | 1.03 | GST | -1 | 0.21019 | 0 | 0 |  |  |  |  | -0.21019 | 0
8437 | NUECES_B0C | MB | South | YES | 0 | 0 | 7 | 30 |  | 1.03 | GST | -1 | 0.21019 | 0 | 0 |  |  |  |  | -0.21019 | 0
8438 | NUECES_B0B | MB | South | YES | 0 | 0 | 26 | 169 |  | 1.03 | GST | -1 | 0.21019 | 0 | 0 |  |  |  |  | -0.21019 | 0
8442 | NUECES_B0A | MB | South | YES | 0 | 0 | 81 | 367 |  | 1.03 | GST | -1 | 0.21019 | 0 | 0 |  |  |  |  | -0.21019 | 0
39190 | TNSLCGN1__8 | 1 | Houston | YES | 0 | 0 | 10 | 30 |  | 1.03 | Cogen | -1 | 0.21019 | 0 | 0 |  |  |  |  | -0.21019 | 0
8189 | CUECPL2A | 1 | South | YES | -2.2e-05 | 12 | 0 | 12 | 0 | 1.02 | Cogen | -1 | 0.21021 | 0 | 0 |  |  |  |  | -0.21021 | 0
5503 | RAYBURNGEN3 | 1 | South | YES | -0.000244 | 17.6 | 6 | 22 | 0 | 1.0223 | GST | -1 | 0.21044 | 22 | 22 |  |  |  |  | -0.21044 | -4.6296
5505 | RAYBURNGEN1 | 1 | South | YES | -0.000244 | 0 | 1 | 11 |  | 1.0223 | GGT | -1 | 0.21044 | 11 | 11 |  |  |  |  | -0.21044 | -2.3148
5506 | RAYBURNGEN2 | 1 | South | YES | -0.000244 | 0 | 1 | 11 |  | 1.0223 | GGT | -1 | 0.21044 | 11 | 11 |  |  |  |  | -0.21044 | -2.3148
7020 | L_AUSTPL1_1Y | 1 | South | YES | -0.000248 | 0 | 0 | 8 |  | 1 | Hydro | -1 | 0.21044 | 0 | 0 |  |  |  |  | -0.21044 | 0
7020 | L_AUSTPL1_1Y | 2 | South | YES | -0.000248 | 0 | 0 | 8 |  | 1 | Hydro | -1 | 0.21044 | 0 | 0 |  |  |  |  | -0.21044 | 0
5508 | RAYBURNCC9 | 1 | South | YES | -0.000375 | 47.7 | 18.2 | 47.7 | 0 | 1.0296 | CC | -1 | 0.21057 | 47.7 | 47.7 |  |  |  |  | -0.21057 | -10.0441
5509 | RAYBURNCC10 | 1 | South | YES | -0.000375 | 37.3 | 5.2 | 37.3 | 0 | 1.0296 | CC | -1 | 0.21057 | 37.3 | 37.3 |  |  |  |  | -0.21057 | -7.8542
5511 | RAYBURNCC7 | 1 | South | YES | -0.000375 | 47.5 | 18.2 | 47.5 | 0 | 1.0296 | CC | -1 | 0.21057 | 47.5 | 47.5 |  |  |  |  | -0.21057 | -10.0019
5512 | RAYBURNCC8 | 1 | South | YES | -0.000375 | 49.3 | 18.2 | 49.3 | 0 | 1.0296 | CC | -1 | 0.21057 | 49.3 | 49.3 |  |  |  |  | -0.21057 | -10.381
8173 | VICEC51A | 5 | South | YES | -0.000384 | 144 | 18 | 144 | 0 | 1.025 | CC | -1 | 0.21058 | 144 | 144 |  |  |  |  | -0.21058 | -30.323
8174 | VICEC61A | 6 | South | YES | -0.000384 | 188 | 42 | 188 | 0 | 1.025 | CC | -1 | 0.21058 | 188 | 188 |  |  |  |  | -0.21058 | -39.5883
8066 | DUP1V#1 | 1 | South | YES | -0.000465 | 52.3 | 0 | 73 | 0 | 1.01 | Cogen | -1 | 0.21066 | 0 | 0 |  |  |  |  | -0.21066 | 0
9016 | SANDH_G1 | 1 | South | YES | -0.000469 | 45 | 2 | 49 | 0 | 1.0175 | GGT | -1 | 0.21066 | 49 | 49 |  |  |  |  | -0.21066 | -10.3224
9017 | SANDH_G2 | 2 | South | YES | -0.000469 | 45 | 2 | 46 | 0 | 1.0175 | GGT | -1 | 0.21066 | 46 | 46 |  |  |  |  | -0.21066 | -9.6904
9018 | SANDH_G3 | 3 | South | YES | -0.000469 | 45 | 2 | 46 | 0 | 1.0175 | GGT | -1 | 0.21066 | 46 | 46 |  |  |  |  | -0.21066 | -9.6904
9019 | SANDH_G4 | 4 | South | YES | -0.000469 | 0 | 2 | 47 |  | 1.0175 | GGT | -1 | 0.21066 | 47 | 47 |  |  |  |  | -0.21066 | -9.9011
9020 | SANDHG5A | 5A | South | YES | -0.000469 | 150 | 84 | 155 | 0 | 1.0175 | CC | -1 | 0.21066 | 155 | 155 |  |  |  |  | -0.21066 | -32.6525
9021 | SANDHG5C | 5C | South | YES | -0.000469 | 140 | 0 | 148 | 0 | 1.0175 | CC | -1 | 0.21066 | 148 | 148 |  |  |  |  | -0.21066 | -31.1779
9000 | DECKR_G1 | 1 | South | YES | -0.000472 | 280 | 50 | 321 | 0 | 1.015 | GST | -1 | 0.21066 | 321 | 321 |  |  |  |  | -0.21066 | -67.6232
9001 | DECKR_G2 | 2 | South | YES | -0.000472 | 400 | 50 | 426 | 0 | 1.015 | GST | -1 | 0.21066 | 426 | 426 |  |  |  |  | -0.21066 | -89.743
80224 | VISTRONG1 | 1 | South | YES | -0.00057 | 13.1 | 0 | 15 | 0 | 1.01 | Cogen | -1 | 0.21076 | 0 | 0 |  |  |  |  | -0.21076 | 0
80225 | VISTRONG2 | 2 | South | YES | -0.00057 | 20.2 | 0 | 23 | 0 | 1.01 | Cogen | -1 | 0.21076 | 0 | 0 |  |  |  |  | -0.21076 | 0
80227 | AIRCO G | 1 | South | YES | -0.00059 | 7.2 | 0 | 8 | 0 | 1.0104 | Cogen | -1 | 0.21078 | 0 | 0 |  |  |  |  | -0.21078 | 0
9002 | DECKR_G3 | 3 | South | YES | -0.000626 | 0 | 24 | 42 |  | 1.015 | GGT | -1 | 0.21082 | 42 | 42 |  |  |  |  | -0.21082 | -8.8544
9003 | DECKR_G4 | 4 | South | YES | -0.000626 | 44 | 24 | 44 | 0 | 1.015 | GGT | -1 | 0.21082 | 44 | 44 |  |  |  |  | -0.21082 | -9.276
9004 | DECKR_G5 | 5 | South | YES | -0.000626 | 44 | 24 | 44 | 0 | 1.015 | GGT | -1 | 0.21082 | 44 | 44 |  |  |  |  | -0.21082 | -9.276
9005 | DECKR_G6 | 6 | South | YES | -0.000626 | 44 | 24 | 47 | 0 | 1.015 | GGT | -1 | 0.21082 | 47 | 47 |  |  |  |  | -0.21082 | -9.9085
8147 | UCAR #2 | 10 | South | YES | -0.000655 | 18.2 | 0 | 28 |  | 1 | Cogen | -1 | 0.21085 | 0 | 0 |  |  |  |  | -0.21085 | 0
8148 | UCAR #1 | 2 | South | YES | -0.000655 | 6.1 | 0 | 7 | 0 | 1.009 | Cogen | -1 | 0.21085 | 0 | 0 |  |  |  |  | -0.21085 | 0
80137 | CSDR89 | 8 | South | YES | -0.000655 | 33.9 | 0 | 39 |  | 1.003 | DCTie | -1 | 0.21085 | 0 | 0 |  |  |  |  | -0.21085 | 0
80137 | CSDR89 | 9 | South | YES | -0.000655 | 0 | 0 | 15 |  | 1.003 | DCTie | -1 | 0.21085 | 0 | 0 |  |  |  |  | -0.21085 | 0
80138 | CSDR7 | 7 | South | YES | -0.000655 | 6.1 | 0 | 7 | 0 | 1.014 | DCTie | -1 | 0.21085 | 0 | 0 |  |  |  |  | -0.21085 | 0
80139 | CSDR56 | 5 | South | YES | -0.000655 | 15 | 0 | 15 |  | 1.0033 | DCTie | -1 | 0.21085 | 0 | 0 |  |  |  |  | -0.21085 | 0
80139 | CSDR56 | 6 | South | YES | -0.000655 | 0 | 0 | 39 |  | 1.0033 | DCTie | -1 | 0.21085 | 0 | 0 |  |  |  |  | -0.21085 | 0
80140 | CSDR11 | 11 | South | YES | -0.000655 | 33.9 | 0 | 39 | 0 | 1.03 | DCTie | -1 | 0.21085 | 0 | 0 |  |  |  |  | -0.21085 | 0
80226 | ALCOA G | 1 | South | YES | -0.000959 | 32.3 | 5 | 48 | 0 | 1.015 | Cogen | -1 | 0.21115 | 0 | 0 |  |  |  |  | -0.21115 | 0
8134 | FOR #1 | 1 | South | YES | -0.001041 | 54.1 | 45 | 79 | 0 | 1.03 | Cogen | -1 | 0.21123 | 0 | 0 |  |  |  |  | -0.21123 | 0
8138 | FOR #2 | 2 | South | YES | -0.001041 | 63.1 | 45 | 81 | 0 | 1.03 | Cogen | -1 | 0.21123 | 0 | 0 |  |  |  |  | -0.21123 | 0
8153 | FOR #3 | 3 | South | YES | -0.001041 | 63.1 | 45 | 79.9 | 0 | 1.03 | Cogen | -1 | 0.21123 | 0 | 0 |  |  |  |  | -0.21123 | 0
8154 | FOR #4 | 4 | South | YES | -0.001041 | 63.1 | 60 | 80 | 0 | 1.03 | Cogen | -1 | 0.21123 | 0 | 0 |  |  |  |  | -0.21123 | 0
8155 | FOR #5 | 5 | South | YES | -0.001041 | 63.1 | 60 | 78.4 | 0 | 1.03 | Cogen | -1 | 0.21123 | 0 | 0 |  |  |  |  | -0.21123 | 0
8156 | FOR #6 | 6 | South | YES | -0.001041 | 24.9 | 5 | 25 | 0 | 1.03 | Cogen | -1 | 0.21123 | 0 | 0 |  |  |  |  | -0.21123 | 0
8157 | FOR #7 | 7 | South | YES | -0.001041 | 28.8 | 5 | 46 | 0 | 1.03 | Cogen | -1 | 0.21123 | 0 | 0 |  |  |  |  | -0.21123 | 0
80051 | FOR #8 | 8 | South | YES | -0.001041 | 28 | 28 | 28 | 0 | 1.016 | Cogen | -1 | 0.21123 | 0 | 0 |  |  |  |  | -0.21123 | 0
80052 | FOR #9 | 9 | South | YES | -0.001041 | 29.7 | 5 | 43.6 | 0 | 1.03 | Cogen | -1 | 0.21123 | 0 | 0 |  |  |  |  | -0.21123 | 0
80053 | FOR #10 | 10 | South | YES | -0.001041 | 68.4 | 45 | 75 | 0 | 1.03 | Cogen | -1 | 0.21123 | 0 | 0 |  |  |  |  | -0.21123 | 0
7004 | L_SIMGID1_1Y | 1 | South | YES | -0.001071 | 132 | 40 | 132 | 0 | 1.02 | GST | -1 | 0.21126 | 132 | 132 |  |  |  |  | -0.21126 | -27.8867
7005 | L_SIMGID1_2Y | 2 | South | YES | -0.001071 | 133 | 32 | 139 | 0 | 1.02 | GST | -1 | 0.21126 | 139 | 139 |  |  |  |  | -0.21126 | -29.3656
7006 | L_SIMGID1_3Y | 3 | South | YES | -0.001071 | 324.9 | 60 | 329 | 0 | 1.02 | GST | -1 | 0.21126 | 329 | 329 |  |  |  |  | -0.21126 | -69.5056
7807 | L_BASTEN1_1Y | 1 | South | YES | -0.001398 | 152.5 | 83.5 | 152.5 | 0 | 1.004 | CC | -1 | 0.21159 | 152.5 | 152.5 |  |  |  |  | -0.21159 | -32.2675
7808 | L_BASTEN1_2Y | 1 | South | YES | -0.001398 | 149.5 | 83.5 | 149.5 | 0 | 1.004 | CC | -1 | 0.21159 | 149.5 | 149.5 |  |  |  |  | -0.21159 | -31.6327
7809 | L_BASTEN1_3Y | 1 | South | YES | -0.001398 | 232.6 | 42 | 232.6 | 0 | 1.004 | CC | -1 | 0.21159 | 232.6 | 232.6 |  |  |  |  | -0.21159 | -49.2159
7303 | L_WPPGS12_1Y | 1 | South | YES | -0.00156 | 50 | 0 | 50 | 0 | 1.025 | GGT | -1 | 0.21175 | 50 | 50 |  |  |  |  | -0.21175 | -10.5876
7303 | L_WPPGS12_1Y | 2 | South | YES | -0.00156 | 50 | 0 | 50 | 0 | 1.025 | GGT | -1 | 0.21175 | 50 | 50 |  |  |  |  | -0.21175 | -10.5876
7305 | L_WPPGS34_1Y | 3 | South | YES | -0.00156 | 50 | 0 | 50 | 0 | 1.025 | GGT | -1 | 0.21175 | 50 | 50 |  |  |  |  | -0.21175 | -10.5876
7305 | L_WPPGS34_1Y | 4 | South | YES | -0.00156 | 50 | 0 | 50 | 0 | 1.025 | GGT | -1 | 0.21175 | 50 | 50 |  |  |  |  | -0.21175 | -10.5876
7007 | L_LOSTPI1_1Y | 1 | South | YES | -0.0018 | 158.6 | 110 | 158 | 0 | 1 | CC | -1 | 0.21199 | 158 | 158 |  |  |  |  | -0.21199 | -33.4948
7008 | L_LOSTPI1_2Y | 2 | South | YES | -0.0018 | 157.7 | 107 | 160 | 0 | 1 | CC | -1 | 0.21199 | 160 | 160 |  |  |  |  | -0.21199 | -33.9188
7009 | L_LOSTPI1_3Y | 3 | South | YES | -0.0018 | 173.9 | 72 | 175 | 0 | 1 | CC | -1 | 0.21199 | 175 | 175 |  |  |  |  | -0.21199 | -37.0986
7012 | L_FPPYD21_3Y | 3 | South | YES | -0.001907 | 427.5 | 200 | 436 | 0 | 1.02 | LIGCO | -1 | 0.2121 | 0 | 436 |  |  |  |  | -0.2121 | 0
7010 | L_FPPYD11_1Y | 1 | South | YES | -0.001908 | 547.4 | 200 | 606 | 0 | 1.02 | LIGCO | -1 | 0.2121 | 0 | 606 |  |  |  |  | -0.2121 | 0
7011 | L_FPPYD11_2Y | 2 | South | YES | -0.001908 | 552.2 | 200 | 598 | 0 | 1.02 | LIGCO | -1 | 0.2121 | 0 | 598 |  |  |  |  | -0.2121 | 0
3432 | SANDOW_4G | 4 | South | YES | -0.003444 | 580 | 225 | 580 | 0 | 1.029 | LIGCO | -1 | 0.21364 | 0 | 580 |  |  |  |  | -0.21364 | 0
13432 | SANDOW_5G | 5 | South | YES | -0.003444 | 581 | 225 | 581 | 0 | 1.029 | LIGCO | -1 | 0.21364 | 0 | 581 |  |  |  |  | -0.21364 | 0
332 | RWMILLER01 | 1 | North | YES | -0.003752 | 58.4 | 18.5 | 73 | 0 | 1.04 | GST | -1 | 0.21394 | 73 | 73 |  |  | -0.2739 | 73 | -0.21394 | -15.6179
333 | RWMILLER02 | 2 | North | YES | -0.003752 | 95.2 | 37 | 119 | 0 | 1.04 | GST | -1 | 0.21394 | 119 | 119 |  |  | -0.44649 | 119 | -0.21394 | -25.4594
334 | RWMILLER03 | 3 | North | YES | -0.003752 | 166.4 | 65 | 208 | 0 | 1.04 | GST | -1 | 0.21394 | 208 | 208 |  |  | -0.78042 | 208 | -0.21394 | -44.5004
335 | RWMILLER04 | 4 | North | YES | -0.003752 | 81.6 | 0 | 102 | 0 | 1.04 | GST | -1 | 0.21394 | 102 | 102 |  |  | -0.3827 | 102 | -0.21394 | -21.8223
336 | RWMILLER05 | 5 | North | YES | -0.003752 | 80.8 | 0 | 101 | 0 | 1.04 | GST | -1 | 0.21394 | 101 | 101 |  |  | -0.37895 | 101 | -0.21394 | -21.6084
5911 | STP_GN1___1 | 1 | Houston | YES | -0.003794 | 1333 | 1249 | 1333 | 0 | 1.0406 | Nuc | -1 | 0.21399 | 0 | 0 |  |  |  |  | -0.21399 | 0
5912 | STP_GN2___2 | 2 | Houston | YES | -0.003794 | 1332 | 1249 | 1332 | 0 | 1.0406 | Nuc | -1 | 0.21399 | 0 | 0 |  |  |  |  | -0.21399 | 0
48731 | CBE_GT1 | 1 | Houston | YES | -0.003913 | 76 | 0 | 76 | 0 | 1.029 | CC | -1 | 0.21411 | 76 | 76 |  |  |  |  | -0.21411 | -16.272
48732 | CBE_GT2 | 1 | Houston | YES | -0.003913 | 76 | 0 | 76 | 0 | 1.029 | CC | -1 | 0.21411 | 76 | 76 |  |  |  |  | -0.21411 | -16.272
48733 | CBE_ST12 | 1 | Houston | YES | -0.003913 | 105 | 0 | 105 | 0 | 1.029 | CC | -1 | 0.21411 | 105 | 105 |  |  |  |  | -0.21411 | -22.481
48734 | CBE_GT3 | 1 | Houston | YES | -0.003913 | 76 | 0 | 76 | 0 | 1.029 | CC | -1 | 0.21411 | 76 | 76 |  |  |  |  | -0.21411 | -16.272
48735 | CBE_GT4 | 1 | Houston | YES | -0.003913 | 76 | 0 | 76 | 0 | 1.029 | CC | -1 | 0.21411 | 76 | 76 |  |  |  |  | -0.21411 | -16.272
48736 | CBE_ST34 | 1 | Houston | YES | -0.003913 | 105 | 0 | 105 | 0 | 1.029 | CC | -1 | 0.21411 | 105 | 105 |  |  |  |  | -0.21411 | -22.481
48911 | TGF_GT1_8000 | 1 | Houston | YES | -0.004037 | 69.2 | 0 | 69.2 |  | 1.029 | Cogen | -1 | 0.21423 | 0 | 0 |  |  |  |  | -0.21423 | 0
49851 | DOW17000 | 37 | Houston | YES | -0.004746 | 39 | 0 | 62 | 0 | 1 | Cogen | -1 | 0.21494 | 0 | 0 |  |  |  |  | -0.21494 | 0
49858 | DOW38100 | 31 | Houston | YES | -0.004746 | 45 | 0 | 71.4 |  | 1 | Cogen | -1 | 0.21494 | 0 | 0 |  |  |  |  | -0.21494 | 0
49859 | DOW38200 | 33 | Houston | YES | -0.004746 | 28 | 0 | 45 | 0 | 1 | Cogen | -1 | 0.21494 | 0 | 0 |  |  |  |  | -0.21494 | 0
49860 | DOW38300 | 32 | Houston | YES | -0.004746 | 63 | 0 | 101 |  | 1 | Cogen | -1 | 0.21494 | 0 | 0 |  |  |  |  | -0.21494 | 0
49862 | DOW39100 | 36 | Houston | YES | -0.004746 | 54 | 0 | 86 | 0 | 1 | Cogen | -1 | 0.21494 | 0 | 0 |  |  |  |  | -0.21494 | 0
49863 | DOW39200 | 35 | Houston | YES | -0.004746 | 55 | 0 | 88 | 0 | 1 | Cogen | -1 | 0.21494 | 0 | 0 |  |  |  |  | -0.21494 | 0
49865 | DOW41000 | 41 | Houston | YES | -0.004746 | 31 | 0 | 50 |  | 1 | Cogen | -1 | 0.21494 | 0 | 0 |  |  |  |  | -0.21494 | 0
49866 | DOW42000 | 42 | Houston | YES | -0.004746 | 11 | 0 | 18 |  | 1 | Cogen | -1 | 0.21494 | 0 | 0 |  |  |  |  | -0.21494 | 0
49869 | DOW49000 | 45 | Houston | YES | -0.004746 | 59 | 0 | 94 |  | 1 | Cogen | -1 | 0.21494 | 0 | 0 |  |  |  |  | -0.21494 | 0
49870 | DOW61000 | 61 | Houston | YES | -0.004746 | 44 | 0 | 70 | 0 | 1 | Cogen | -1 | 0.21494 | 0 | 0 |  |  |  |  | -0.21494 | 0
49871 | DOW62000 | 62 | Houston | YES | -0.004746 | 40 | 0 | 63 | 0 | 1 | Cogen | -1 | 0.21494 | 0 | 0 |  |  |  |  | -0.21494 | 0
49872 | DOW63000 | 63 | Houston | YES | -0.004746 | 45 | 0 | 72 | 0 | 1 | Cogen | -1 | 0.21494 | 0 | 0 |  |  |  |  | -0.21494 | 0
49873 | DOW64000 | 64 | Houston | YES | -0.004746 | 41 | 0 | 64.8 | 0 | 1 | Cogen | -1 | 0.21494 | 0 | 0 |  |  |  |  | -0.21494 | 0
49876 | DOW65000 | 65 | Houston | YES | -0.004746 | 63 | 0 | 101 | 0 | 1 | Cogen | -1 | 0.21494 | 0 | 0 |  |  |  |  | -0.21494 | 0
49877 | DOW66000 | 66 | Houston | YES | -0.004746 | 61 | 0 | 97 | 0 | 1 | Cogen | -1 | 0.21494 | 0 | 0 |  |  |  |  | -0.21494 | 0
49878 | DOW67000 | 67 | Houston | YES | -0.004746 | 65 | 0 | 103 | 0 | 1 | Cogen | -1 | 0.21494 | 0 | 0 |  |  |  |  | -0.21494 | 0
49882 | DOW81000 | 81 | Houston | YES | -0.004746 | 47 | 0 | 76 | 0 | 1 | Cogen | -1 | 0.21494 | 0 | 0 |  |  |  |  | -0.21494 | 0
49884 | DOW82000 | 82 | Houston | YES | -0.004746 | 51 | 0 | 80 | 0 | 1 | Cogen | -1 | 0.21494 | 0 | 0 |  |  |  |  | -0.21494 | 0
49885 | DOW83000 | 83 | Houston | YES | -0.004746 | 51 | 0 | 80 | 0 | 1 | Cogen | -1 | 0.21494 | 0 | 0 |  |  |  |  | -0.21494 | 0
49886 | DOW84000 | 84 | Houston | YES | -0.004746 | 107 | 0 | 171 | 0 | 0.98 | Cogen | -1 | 0.21494 | 0 | 0 |  |  |  |  | -0.21494 | 0
48520 | BSF_GT1_8070 | 1 | Houston | YES | -0.004921 | 72 | 0 | 72 | 0 | 1.0326 | Cogen | -1 | 0.21511 | 0 | 0 |  |  |  |  | -0.21511 | 0
48520 | BSF_GT1_8070 | 2 | Houston | YES | -0.004921 | 10 | 0 | 10 | 0 | 1.0326 | Cogen | -1 | 0.21511 | 0 | 0 |  |  |  |  | -0.21511 | 0
39760 | TNSCLP1___8 | 1 | Houston | YES | -0.005066 | 93.4 | 20 | 116.8 | 0 | 1.04 | Cogen | -1 | 0.21526 | 0 | 0 |  |  |  |  | -0.21526 | 0
39770 | TNSCLP2___8 | 1 | Houston | YES | -0.005066 | 91.6 | 20 | 114.5 | 0 | 1.04 | Cogen | -1 | 0.21526 | 0 | 0 |  |  |  |  | -0.21526 | 0
39775 | TNSCLP4___8 | 1 | Houston | YES | -0.005066 | 95.2 | 20 | 119 | 0 | 1.04 | Cogen | -1 | 0.21526 | 0 | 0 |  |  |  |  | -0.21526 | 0
39790 | TNSCLP3___8 | 1 | Houston | YES | -0.005066 | 87.6 | 20 | 109.5 | 0 | 1.027 | Cogen | -1 | 0.21526 | 0 | 0 |  |  |  |  | -0.21526 | 0
48730 | MNS_GT | 1 | Houston | YES | -0.005547 | 43 | 0 | 46.1 |  | 1.029 | Cogen | -1 | 0.21574 | 0 | 0 |  |  |  |  | -0.21574 | 0
48926 | WAP_GN6_6 | 6 | Houston | YES | -0.005577 | 651 | 280 | 651 |  | 1.035 | LIGCO | -1 | 0.21577 | 0 | 651 |  |  |  |  | -0.21577 | 0
48927 | WAP_GN7_7 | 7 | Houston | YES | -0.005577 | 564 | 277 | 564 |  | 1.035 | LIGCO | -1 | 0.21577 | 0 | 564 |  |  |  |  | -0.21577 | 0
48928 | WAP_GN8_8 | 8 | Houston | YES | -0.005577 | 603 | 275 | 603 |  | 1.035 | LIGCO | -1 | 0.21577 | 0 | 603 |  |  |  |  | -0.21577 | 0
48521 | BVE_GT1_GT1 | 1 | Houston | YES | -0.005581 | 167.7 | 0 | 167.7 |  | 1.035 | CC | -1 | 0.21577 | 167.7 | 167.7 |  |  |  |  | -0.21577 | -36.1852
48522 | BVE_GT2_5035 | 2 | Houston | YES | -0.005581 | 166.4 | 0 | 166.4 |  | 1.035 | CC | -1 | 0.21577 | 166.4 | 166.4 |  |  |  |  | -0.21577 | -35.9047
48523 | BVE_ST1_GN1 | 3 | Houston | YES | -0.005581 | 252.4 | 0 | 252.4 |  | 1.035 | CC | -1 | 0.21577 | 252.4 | 252.4 |  |  |  |  | -0.21577 | -54.4612
48510 | AK_GT1__8040 | 1 | Houston | YES | -0.005619 | 33.4 | 8.1 | 34 |  | 1.029 | Cogen | -1 | 0.21581 | 0 | 0 |  |  |  |  | -0.21581 | 0
48921 | WAP_GN1_1 | 1 | Houston | YES | -0.005669 | 132.8 | 37 | 166 | 0 | 1.0362 | GST | -1 | 0.21586 | 166 | 166 |  |  |  |  | -0.21586 | -35.833
48922 | WAP_GN2_2 | 2 | Houston | YES | -0.005669 | 132.8 | 37 | 166 | 0 | 1.0362 | GST | -1 | 0.21586 | 166 | 166 |  |  |  |  | -0.21586 | -35.833
48923 | WAP_GN3_3 | 3 | Houston | YES | -0.005669 | 198.4 | 93 | 248 | 0 | 1.0362 | GST | -1 | 0.21586 | 248 | 248 |  |  |  |  | -0.21586 | -53.5336
48924 | WAP_GN4_4 | 4 | Houston | YES | -0.005669 | 546 | 217 | 546 | 0 | 1.0362 | GSC | -1 | 0.21586 | 546 | 546 |  |  |  |  | -0.21586 | -117.8602
48925 | WAP_GN5_5 | 5 | Houston | YES | -0.005669 | 633.7 | 278 | 654 | 0 | 0.985 | LIGCO | -1 | 0.21586 | 0 | 654 |  |  |  |  | -0.21586 | 0
48929 | WAPGT21_GT1 | B1 | Houston | YES | -0.005669 | 0 | 0 | 13 |  | 1.05 | GGT | -1 | 0.21586 | 13 | 13 |  |  |  |  | -0.21586 | -2.8062
38580 | TNBP_CGN1_8 | 1 | Houston | YES | -0.005938 | 70.8 | 0 | 70.8 | 0 | 1.005 | Cogen | -1 | 0.21613 | 0 | 0 |  |  |  |  | -0.21613 | 0
38590 | TNBP_CGN2_8 | 2 | Houston | YES | -0.005938 | 66.7 | 0 | 66.7 | 0 | 1.005 | Cogen | -1 | 0.21613 | 0 | 0 |  |  |  |  | -0.21613 | 0
38600 | TNBP_CGN3_8 | 5 | Houston | YES | -0.005938 | 53 | 0 | 53 | 0 | 1.005 | Cogen | -1 | 0.21613 | 0 | 0 |  |  |  |  | -0.21613 | 0
38611 | TNBPAMCG1_8 | 1 | Houston | YES | -0.005938 | 153.2 | 0 | 153.2 | 0 | 1.005 | Cogen | -1 | 0.21613 | 0 | 0 |  |  |  |  | -0.21613 | 0
38612 | TNBPAMCG2_8 | 2 | Houston | YES | -0.005938 | 153.5 | 0 | 153.5 | 0 | 1.005 | Cogen | -1 | 0.21613 | 0 | 0 |  |  |  |  | -0.21613 | 0
38613 | TNBPAMCG3_8 | 3 | Houston | YES | -0.005938 | 152.3 | 0 | 152.3 | 0 | 1.005 | Cogen | -1 | 0.21613 | 0 | 0 |  |  |  |  | -0.21613 | 0
38614 | TNBPAMCG4_8 | 4 | Houston | YES | -0.005938 | 96 | 0 | 96 |  | 1.005 | Cogen | -1 | 0.21613 | 0 | 0 |  |  |  |  | -0.21613 | 0
38615 | TNBPAMCG5_8 | 1 | Houston | YES | -0.005938 | 244 | 0 | 244 | 0 | 1.005 | Cogen | -1 | 0.21613 | 0 | 0 |  |  |  |  | -0.21613 | 0
38690 | TNBP_CGN4_8 | 3 | Houston | YES | -0.005938 | 40 | 0 | 40 |  | 1.005 | Cogen | -1 | 0.21613 | 0 | 0 |  |  |  |  | -0.21613 | 0
38711 | TNTXCTY1CG8 | 1 | Houston | YES | -0.005938 | 100.3 | 59 | 100.3 | 0 | 1 | Cogen | -1 | 0.21613 | 0 | 0 |  |  |  |  | -0.21613 | 0
38712 | TNTXCTY2CG8 | 1 | Houston | YES | -0.005938 | 92.9 | 59 | 92.9 | 0 | 1 | Cogen | -1 | 0.21613 | 0 | 0 |  |  |  |  | -0.21613 | 0
38713 | TNTXCTY3CG8 | 1 | Houston | YES | -0.005938 | 102.7 | 59 | 102.7 | 0 | 1 | Cogen | -1 | 0.21613 | 0 | 0 |  |  |  |  | -0.21613 | 0
38714 | TNTXCTY4CG8 | 1 | Houston | YES | -0.005938 | 103 | 59 | 103 | 0 | 1 | Cogen | -1 | 0.21613 | 0 | 0 |  |  |  |  | -0.21613 | 0
39470 | TNDOWCGNSG8 | 1 | Houston | YES | -0.005938 | 32 | 10 | 32 | 0 | 0.985 | Cogen | -1 | 0.21613 | 0 | 0 |  |  |  |  | -0.21613 | 0
39480 | TNDOWCGNGG8 | 1 | Houston | YES | -0.005938 | 30 | 10 | 30 | 0 | 0.985 | Cogen | -1 | 0.21613 | 0 | 0 |  |  |  |  | -0.21613 | 0
48772 | PHR_GN2_2 | MB | Houston | YES | -0.006066 | 0 | 72 | 459 |  | 1.0362 | GSC | -1 | 0.21626 | 0 | 0 |  |  |  |  | -0.21626 | 0
48561 | CTL_GT2_8130 | 1 | Houston | YES | -0.006157 | 73.5 | 30.3 | 91.9 |  | 1.0362 | Cogen | -1 | 0.21635 | 0 | 0 |  |  |  |  | -0.21635 | 0
48562 | CTL_GT3_8135 | 2 | Houston | YES | -0.006157 | 70.1 | 30.3 | 87.6 |  | 1.0362 | Cogen | -1 | 0.21635 | 0 | 0 |  |  |  |  | -0.21635 | 0
48563 | CTL_GT4_8140 | 3 | Houston | YES | -0.006157 | 69.6 | 30.3 | 87 |  | 1.0362 | Cogen | -1 | 0.21635 | 0 | 0 |  |  |  |  | -0.21635 | 0
48564 | CTL_GN1_8145 | 4 | Houston | YES | -0.006157 | 43.6 | 12.9 | 54.5 |  | 1.0362 | Cogen | -1 | 0.21635 | 0 | 0 |  |  |  |  | -0.21635 | 0
48565 | CTL_GN2_8155 | 5 | Houston | YES | -0.006157 | 9.8 | 3.4 | 12.2 |  | 1.0362 | Cogen | -1 | 0.21635 | 0 | 0 |  |  |  |  | -0.21635 | 0
48531 | BYU_GT1_8075 | 1 | Houston | YES | -0.00619 | 65 | 0 | 65 |  | 1.0362 | Cogen | -1 | 0.21638 | 0 | 0 |  |  |  |  | -0.21638 | 0
48532 | BYU_GT2_8055 | 2 | Houston | YES | -0.00619 | 62 | 0 | 62 |  | 1.0362 | Cogen | -1 | 0.21638 | 0 | 0 |  |  |  |  | -0.21638 | 0
48533 | BYU_GT3_8060 | 3 | Houston | YES | -0.00619 | 67 | 0 | 67 |  | 1.0362 | Cogen | -1 | 0.21638 | 0 | 0 |  |  |  |  | -0.21638 | 0
48534 | BYU_GT4_8065 | 4 | Houston | YES | -0.00619 | 65 | 0 | 65 |  | 1.0362 | Cogen | -1 | 0.21638 | 0 | 0 |  |  |  |  | -0.21638 | 0
48691 | GBY_73741085 | A | Houston | YES | -0.006243 | 37.6 | 20 | 47 | 0 | 1.0362 | GGT | -1 | 0.21644 | 47 | 47 |  |  |  |  | -0.21644 | -10.1725
48691 | GBY_73741085 | B | Houston | YES | -0.006243 | 37.6 | 20 | 47 | 0 | 1.0362 | GGT | -1 | 0.21644 | 47 | 47 |  |  |  |  | -0.21644 | -10.1725
48692 | GBY_81821075 | C | Houston | YES | -0.006243 | 37.6 | 20 | 47 | 0 | 1.0362 | GGT | -1 | 0.21644 | 47 | 47 |  |  |  |  | -0.21644 | -10.1725
48692 | GBY_81821075 | D | Houston | YES | -0.006243 | 44 | 20 | 55 | 0 | 1.0362 | GGT | -1 | 0.21644 | 55 | 55 |  |  |  |  | -0.21644 | -11.9039
48693 | GBY_83841065 | E | Houston | YES | -0.006243 | 45.6 | 20 | 57 | 0 | 1.0362 | GGT | -1 | 0.21644 | 57 | 57 |  |  |  |  | -0.21644 | -12.3368
48693 | GBY_83841065 | F | Houston | YES | -0.006243 | 43.2 | 20 | 54 | 0 | 1.0362 | GGT | -1 | 0.21644 | 54 | 54 |  |  |  |  | -0.21644 | -11.6875
48841 | SJS_GT1_GT1 | 1 | Houston | YES | -0.006255 | 62.4 | 49 | 78 | 0 | 1.0362 | Cogen | -1 | 0.21645 | 0 | 0 |  |  |  |  | -0.21645 | 0
48842 | SJS_GT2_GT2 | 2 | Houston | YES | -0.006255 | 64.8 | 49 | 81 | 0 | 1.0362 | Cogen | -1 | 0.21645 | 0 | 0 |  |  |  |  | -0.21645 | 0
48641 | DPEC_GT15040 | 1 | Houston | YES | -0.006269 | 163.2 | 98 | 163.2 | 0 | 1.0319 | CC | -1 | 0.21646 | 163.2 | 163.2 |  |  |  |  | -0.21646 | -35.3265
48642 | DPEC_GT25025 | 2 | Houston | YES | -0.006269 | 157.1 | 98 | 157.1 | 0 | 1.0319 | CC | -1 | 0.21646 | 157.1 | 157.1 |  |  |  |  | -0.21646 | -34.0061
48643 | DPEC_GT35010 | 3 | Houston | YES | -0.006269 | 157.5 | 98 | 157.5 | 0 | 1.0319 | CC | -1 | 0.21646 | 157.5 | 157.5 |  |  |  |  | -0.21646 | -34.0926
48644 | DPEC_GT45070 | 4 | Houston | YES | -0.006269 | 157 | 98 | 157 | 0 | 1.0319 | CC | -1 | 0.21646 | 157 | 157 |  |  |  |  | -0.21646 | -33.9844
48645 | DPEC_ST55065 | 5 | Houston | YES | -0.006269 | 282 | 0 | 282 | 0 | 1.0319 | CC | -1 | 0.21646 | 282 | 282 |  |  |  |  | -0.21646 | -61.0421
48761 | PR_GT1__9040 | 1 | Houston | YES | -0.006288 | 26 | 0 | 35 |  | 1 | Cogen | -1 | 0.21648 | 0 | 0 |  |  |  |  | -0.21648 | 0
48855 | SRB_GT211035 | B1 | Houston | YES | -0.006303 | 0 | 0 | 18 |  | 1.014 | GGT | -1 | 0.2165 | 18 | 18 |  |  |  |  | -0.2165 | -3.8969
48855 | SRB_GT211035 | B2 | Houston | YES | -0.006303 | 0 | 0 | 12 |  | 1.014 | GGT | -1 | 0.2165 | 12 | 12 |  |  |  |  | -0.2165 | -2.5979
48852 | SRB_GN2_2 | 2 | Houston | YES | -0.006304 | 140.8 | 26 | 176 | 0 | 1.0217 | GST | -1 | 0.2165 | 176 | 176 |  |  |  |  | -0.2165 | -38.1033
48851 | SRB_GN1_1 | 1 | Houston | YES | -0.006305 | 132 | 26 | 165 | 0 | 1.0217 | GST | -1 | 0.2165 | 165 | 165 |  |  |  |  | -0.2165 | -35.722
48551 | CAL_GT1_8045 | 1 | Houston | YES | -0.006306 | 149 | 0 | 149 | 0 | 1.0326 | Cogen | -1 | 0.2165 | 0 | 0 |  |  |  |  | -0.2165 | 0
48552 | CAL_ST1_8000 | 2 | Houston | YES | -0.006306 | 65.1 | 0 | 65.1 | 0 | 1.0326 | Cogen | -1 | 0.2165 | 0 | 0 |  |  |  |  | -0.2165 | 0
48845 | SOL_GT1 | 1 | Houston | YES | -0.006309 | 16.2 | 15.4 | 16.2 |  | 1.0326 | Solar | -1 | 0.2165 | 16.2 | 16.2 |  |  |  |  | -0.2165 | -3.5073
48853 | SRB_GN3_3 | 3 | Houston | YES | -0.006309 | 170.4 | 35 | 213 |  | 1.0326 | GST | -1 | 0.2165 | 213 | 213 |  |  |  |  | -0.2165 | -46.1148
48611 | DIB_GT1_8080 | 1 | Houston | YES | -0.00631 | 64 | 0 | 64 | 0 | 1.0326 | Cogen | -1 | 0.2165 | 0 | 0 |  |  |  |  | -0.2165 | 0
48612 | DIB_GT2_8075 | 2 | Houston | YES | -0.00631 | 63.2 | 0 | 63.2 | 0 | 1.0326 | Cogen | -1 | 0.2165 | 0 | 0 |  |  |  |  | -0.2165 | 0
48613 | DIB_ST1_8085 | 3 | Houston | YES | -0.00631 | 67.9 | 30 | 82.6 | 0 | 1.0326 | Cogen | -1 | 0.2165 | 0 | 0 |  |  |  |  | -0.2165 | 0
48614 | DIB_GT3_8090 | 4 | Houston | YES | -0.00631 | 73.6 | 15 | 73.6 | 0 | 1.0326 | Cogen | -1 | 0.2165 | 0 | 0 |  |  |  |  | -0.2165 | 0
48854 | SRB_GN4_4 | 4 | Houston | YES | -0.00631 | 182.4 | 35 | 228 | 0 | 1.0326 | GST | -1 | 0.2165 | 228 | 228 |  |  |  |  | -0.2165 | -49.3625
48740 | PSG_GN2_8050 | 1 | Houston | YES | -0.006311 | 182 | 60 | 182 | 0 | 1.0326 | Cogen | -1 | 0.2165 | 0 | 0 |  |  |  |  | -0.2165 | 0
48741 | PSG_GT2_8040 | 1 | Houston | YES | -0.006311 | 158.6 | 50 | 158.6 | 0 | 1.0326 | Cogen | -1 | 0.2165 | 0 | 0 |  |  |  |  | -0.2165 | 0
48742 | PSG_GT3_8060 | 1 | Houston | YES | -0.006311 | 157 | 50 | 157 | 0 | 1.0326 | Cogen | -1 | 0.2165 | 0 | 0 |  |  |  |  | -0.2165 | 0
48820 | SHELLG1_3015 | 1 | Houston | YES | -0.006332 | 71 | 34.5 | 71 |  | 1.029 | Cogen | -1 | 0.21652 | 0 | 0 |  |  |  |  | -0.21652 | 0
48821 | SHELLG2 | 2 | Houston | YES | -0.006332 | 72 | 34.5 | 72 |  | 1.029 | Cogen | -1 | 0.21652 | 0 | 0 |  |  |  |  | -0.21652 | 0
48822 | SHELLG3_3020 | 1 | Houston | YES | -0.006332 | 39 | 0 | 39 |  | 1.029 | Cogen | -1 | 0.21652 | 0 | 0 |  |  |  |  | -0.21652 | 0
48822 | SHELLG3_3020 | 2 | Houston | YES | -0.006332 | 30 | 0 | 30 |  | 1.029 | Cogen | -1 | 0.21652 | 0 | 0 |  |  |  |  | -0.21652 | 0
48500 | APD_GT1_8005 | 1 | Houston | YES | -0.006367 | 137.6 | 54.6 | 137.6 |  | 1.0362 | Cogen | -1 | 0.21656 | 0 | 0 |  |  |  |  | -0.21656 | 0
48511 | LPE_GT1_8070 | 1 | Houston | YES | -0.006369 | 42 | 0 | 42 | 0 | 1.0362 | GGT | -1 | 0.21656 | 42 | 42 |  |  |  |  | -0.21656 | -9.0956
48512 | LPE_GT2_8075 | 2 | Houston | YES | -0.006369 | 42 | 0 | 42 | 0 | 1.0362 | GGT | -1 | 0.21656 | 42 | 42 |  |  |  |  | -0.21656 | -9.0956
48513 | LPE_GT3_8080 | 3 | Houston | YES | -0.006369 | 39 | 0 | 39 | 0 | 1.0362 | GGT | -1 | 0.21656 | 39 | 39 |  |  |  |  | -0.21656 | -8.4459
48514 | LPE_GT4_8085 | 4 | Houston | YES | -0.006369 | 39 | 0 | 39 | 0 | 1.0362 | GGT | -1 | 0.21656 | 39 | 39 |  |  |  |  | -0.21656 | -8.4459
48593 | CHE_GT1_8015 | 1 | Houston | YES | -0.006379 | 173 | 50 | 173 | 0 | 1.0362 | Cogen | -1 | 0.21657 | 0 | 0 |  |  |  |  | -0.21657 | 0
48594 | CHE_GN4_8025 | 4 | Houston | YES | -0.006379 | 142 | 60 | 142 | 0 | 1.0362 | Cogen | -1 | 0.21657 | 0 | 0 |  |  |  |  | -0.21657 | 0
48873 | THW_ST3_ST_3 | 3 | Houston | YES | -0.00643 | 107 | 19 | 107 | 0 | 1.0435 | CC | -1 | 0.21662 | 107 | 107 |  |  |  |  | -0.21662 | -23.1786
48874 | THW_ST4_ST_4 | 4 | Houston | YES | -0.00643 | 108 | 19 | 108 | 0 | 1.0435 | CC | -1 | 0.21662 | 108 | 108 |  |  |  |  | -0.21662 | -23.3952
48875 | THW_3132 | A | Houston | YES | -0.00643 | 55 | 5 | 55 | 0 | 1.0435 | CC | -1 | 0.21662 | 55 | 55 |  |  |  |  | -0.21662 | -11.9142
48875 | THW_3132 | B | Houston | YES | -0.00643 | 53 | 5 | 53 | 0 | 1.0435 | CC | -1 | 0.21662 | 53 | 53 |  |  |  |  | -0.21662 | -11.481
48877 | THW_3334 | C | Houston | YES | -0.00643 | 55 | 5 | 55 | 0 | 1.0435 | CC | -1 | 0.21662 | 55 | 55 |  |  |  |  | -0.21662 | -11.9142
48877 | THW_3334 | D | Houston | YES | -0.00643 | 57 | 5 | 57 | 0 | 1.0435 | CC | -1 | 0.21662 | 57 | 57 |  |  |  |  | -0.21662 | -12.3475
48879 | THW_4142 | E | Houston | YES | -0.00643 | 56 | 5 | 56 | 0 | 1.0435 | CC | -1 | 0.21662 | 56 | 56 |  |  |  |  | -0.21662 | -12.1308
48879 | THW_4142 | F | Houston | YES | -0.00643 | 55 | 5 | 55 | 0 | 1.0435 | CC | -1 | 0.21662 | 55 | 55 |  |  |  |  | -0.21662 | -11.9142
48881 | THW_4344 | G | Houston | YES | -0.00643 | 58 | 5 | 58 | 0 | 1.0435 | CC | -1 | 0.21662 | 58 | 58 |  |  |  |  | -0.21662 | -12.5641
48881 | THW_4344 | H | Houston | YES | -0.00643 | 58 | 5 | 58 | 0 | 1.0435 | CC | -1 | 0.21662 | 58 | 58 |  |  |  |  | -0.21662 | -12.5641
48582 | CBY_GN2_2 | 2 | Houston | YES | -0.006454 | 596.8 | 110 | 746 | 0 | 1.0435 | GSC | -1 | 0.21665 | 746 | 746 |  |  |  |  | -0.21665 | -161.6181
49803 | EXN_15GT | 1 | Houston | YES | -0.006469 | 33 | 8.3 | 34 |  | 1.0326 | Cogen | -1 | 0.21666 | 0 | 0 |  |  |  |  | -0.21666 | 0
49804 | EXN_16GT | 2 | Houston | YES | -0.006469 | 32 | 8.3 | 34.7 |  | 1.0326 | Cogen | -1 | 0.21666 | 0 | 0 |  |  |  |  | -0.21666 | 0
49805 | EXN_17GT | 3 | Houston | YES | -0.006469 | 31 | 8.3 | 32.7 |  | 1.0326 | Cogen | -1 | 0.21666 | 0 | 0 |  |  |  |  | -0.21666 | 0
49826 | EXN938GT | 5 | Houston | YES | -0.006469 | 43 | 9.2 | 45.9 | 0 | 1.0326 | Cogen | -1 | 0.21666 | 0 | 0 |  |  |  |  | -0.21666 | 0
49828 | EXN941GT | 10 | Houston | YES | -0.006469 | 17.7 | 5.4 | 17.7 | 0 | 1.0326 | Cogen | -1 | 0.21666 | 0 | 0 |  |  |  |  | -0.21666 | 0
49829 | EXN942GT | 11 | Houston | YES | -0.006469 | 20 | 5.4 | 20.4 | 0 | 1.0326 | Cogen | -1 | 0.21666 | 0 | 0 |  |  |  |  | -0.21666 | 0
49830 | EXN943GT | 12 | Houston | YES | -0.006469 | 19 | 5.4 | 19.9 | 0 | 1.0326 | Cogen | -1 | 0.21666 | 0 | 0 |  |  |  |  | -0.21666 | 0
49831 | EXN944GT | 13 | Houston | YES | -0.006469 | 33 | 5.4 | 35 | 0 | 1.0326 | Cogen | -1 | 0.21666 | 0 | 0 |  |  |  |  | -0.21666 | 0
49832 | EXN945GT | 9 | Houston | YES | -0.006469 | 18.5 | 9.2 | 18.5 | 0 | 1.0326 | Cogen | -1 | 0.21666 | 0 | 0 |  |  |  |  | -0.21666 | 0
49837 | EXN_GT | 4 | Houston | YES | -0.006469 | 81 | 21.3 | 85.4 | 0 | 1.0326 | Cogen | -1 | 0.21666 | 0 | 0 |  |  |  |  | -0.21666 | 0
49838 | EXN_14GT | 14 | Houston | YES | -0.006469 | 140 | 0 | 148 |  | 1.0326 | Cogen | -1 | 0.21666 | 0 | 0 |  |  |  |  | -0.21666 | 0
48883 | THW_GT1_GT_1 | B2 | Houston | YES | -0.006484 | 0 | 0 | 12 |  | 1.043 | GGT | -1 | 0.21668 | 12 | 12 |  |  |  |  | -0.21668 | -2.6001
48651 | EP_1_2 | 1 | Houston | YES | -0.006508 | 4 | 0 | 5 | 0 | 1.0362 | Cogen | -1 | 0.2167 | 0 | 0 |  |  |  |  | -0.2167 | 0
48651 | EP_1_2 | 2 | Houston | YES | -0.006508 | 17.7 | 10 | 21 | 0 | 1.0362 | Cogen | -1 | 0.2167 | 0 | 0 |  |  |  |  | -0.2167 | 0
48581 | CBY_GN1_1 | 1 | Houston | YES | -0.00651 | 595.2 | 108 | 744 | 0 | 1.0435 | GSC | -1 | 0.2167 | 744 | 744 |  |  |  |  | -0.2167 | -161.2264
48791 | PSA_GT1_8160 | 1 | Houston | YES | -0.00651 | 52 | 20.8 | 65 | 0 | 1.0362 | Cogen | -1 | 0.2167 | 0 | 0 |  |  |  |  | -0.2167 | 0
48792 | PSA_GT2_8155 | 2 | Houston | YES | -0.00651 | 52.8 | 20.3 | 66 | 0 | 1.0362 | Cogen | -1 | 0.2167 | 0 | 0 |  |  |  |  | -0.2167 | 0
48793 | PSA_GT3_8150 | 3 | Houston | YES | -0.00651 | 56 | 20.3 | 70 | 0 | 1.0362 | Cogen | -1 | 0.2167 | 0 | 0 |  |  |  |  | -0.2167 | 0
48794 | PSA_GT4_8145 | 4 | Houston | YES | -0.00651 | 52.8 | 20.3 | 66 | 0 | 1.0362 | Cogen | -1 | 0.2167 | 0 | 0 |  |  |  |  | -0.2167 | 0
48795 | PSA_GT5_8140 | 5 | Houston | YES | -0.00651 | 51.2 | 20.3 | 64 | 0 | 1.0362 | Cogen | -1 | 0.2167 | 0 | 0 |  |  |  |  | -0.2167 | 0
48796 | PSA_GN1_8165 | 1 | Houston | YES | -0.00651 | 83.2 | 43.1 | 104 | 0 | 1.0362 | Cogen | -1 | 0.2167 | 0 | 0 |  |  |  |  | -0.2167 | 0
48797 | PSA_GT6_8135 | 6 | Houston | YES | -0.00651 | 47.2 | 34.5 | 59 | 0 | 1.0362 | Cogen | -1 | 0.2167 | 0 | 0 |  |  |  |  | -0.2167 | 0
48815 | CVC_GT4_8005 | 4 | Houston | YES | -0.006523 | 165 | 91.8 | 165 |  | 1.0362 | Cogen | -1 | 0.21672 | 0 | 0 |  |  |  |  | -0.21672 | 0
48583 | CBY_GT4_1 | 1 | Houston | YES | -0.006528 | 172 | 0 | 172 | 0 | 1.026 | GSC | -1 | 0.21672 | 172 | 172 |  |  |  |  | -0.21672 | -37.2759
48584 | CBY_GT4_2 | 2 | Houston | YES | -0.006528 | 172 | 0 | 172 | 0 | 1.026 | CC | -1 | 0.21672 | 172 | 172 |  |  |  |  | -0.21672 | -37.2759
48585 | CBY_ST4_1 | 3 | Houston | YES | -0.006528 | 172 | 0 | 172 | 0 | 1.026 | CC | -1 | 0.21672 | 172 | 172 |  |  |  |  | -0.21672 | -37.2759
48595 | BTE_GT2_8075 | 1 | Houston | YES | -0.006569 | 162.8 | 130 | 162.8 | 0 | 1.0261 | CC | -1 | 0.21676 | 162.8 | 162.8 |  |  |  |  | -0.21676 | -35.2887
48596 | BTE_GT3_8045 | 2 | Houston | YES | -0.006569 | 161.4 | 130 | 161.4 | 0 | 1.0261 | CC | -1 | 0.21676 | 161.4 | 161.4 |  |  |  |  | -0.21676 | -34.9853
48597 | BTE_GT4_8055 | 3 | Houston | YES | -0.006569 | 158.9 | 130 | 158.9 | 0 | 1.0261 | CC | -1 | 0.21676 | 158.9 | 158.9 |  |  |  |  | -0.21676 | -34.4434
48598 | BTE_ST1_8070 | 4 | Houston | YES | -0.006569 | 269.2 | 60 | 269.2 | 0 | 1.0261 | CC | -1 | 0.21676 | 269.2 | 269.2 |  |  |  |  | -0.21676 | -58.3521
48690 | GBY_GN5_5 | 5 | Houston | YES | -0.006586 | 318.4 | 81 | 398 |  | 1.0362 | GSC | -1 | 0.21678 | 398 | 398 |  |  |  |  | -0.21678 | -86.2777
48885 | THW_5152 | A | Houston | YES | -0.006605 | 46.4 | 5 | 58 |  | 1.0319 | GGT | -1 | 0.2168 | 58 | 58 |  |  |  |  | -0.2168 | -12.5742
48885 | THW_5152 | B | Houston | YES | -0.006605 | 47.2 | 5 | 59 |  | 1.0319 | GGT | -1 | 0.2168 | 59 | 59 |  |  |  |  | -0.2168 | -12.791
48886 | THW_5354 | C | Houston | YES | -0.006605 | 45.6 | 5 | 57 |  | 1.0319 | GGT | -1 | 0.2168 | 57 | 57 |  |  |  |  | -0.2168 | -12.3574
48886 | THW_5354 | D | Houston | YES | -0.006605 | 46.4 | 5 | 58 |  | 1.0319 | GGT | -1 | 0.2168 | 58 | 58 |  |  |  |  | -0.2168 | -12.5742
48887 | THW_5556 | E | Houston | YES | -0.006605 | 47.2 | 5 | 59 |  | 1.0319 | GGT | -1 | 0.2168 | 59 | 59 |  |  |  |  | -0.2168 | -12.791
48887 | THW_5556 | F | Houston | YES | -0.006605 | 45.6 | 5 | 57 |  | 1.0319 | GGT | -1 | 0.2168 | 57 | 57 |  |  |  |  | -0.2168 | -12.3574
251 | BOSQUESW803 | 2 | North | YES | -0.006621 | 150 | 0 | 150 |  | 1.032 | CC | -1 | 0.21681 | 150 | 150 |  |  | -0.99315 | 150 | -0.21681 | -32.522
253 | BOSQUESW804 | 2 | North | YES | -0.006621 | 80 | 0 | 80 |  | 1.032 | CC | -1 | 0.21681 | 80 | 80 |  |  | -0.52968 | 80 | -0.21681 | -17.3451
48591 | CHE_GT2_5030 | 2 | Houston | YES | -0.006853 | 173 | 50 | 173 | 0 | 1.029 | Cogen | -1 | 0.21705 | 0 | 0 |  |  |  |  | -0.21705 | 0
48811 | CVC_GT3_5045 | 3 | Houston | YES | -0.006853 | 156 | 91.8 | 156 | 0 | 1.029 | Cogen | -1 | 0.21705 | 0 | 0 |  |  |  |  | -0.21705 | 0
48812 | CVC_GT2_5020 | 2 | Houston | YES | -0.006853 | 158 | 91.8 | 158 | 0 | 1.029 | Cogen | -1 | 0.21705 | 0 | 0 |  |  |  |  | -0.21705 | 0
48813 | CVC_GT1_5035 | 1 | Houston | YES | -0.006853 | 160 | 91.8 | 160 | 0 | 1.029 | Cogen | -1 | 0.21705 | 0 | 0 |  |  |  |  | -0.21705 | 0
48814 | CVC_ST5_5040 | 1 | Houston | YES | -0.006853 | 162 | 91.8 | 162 | 0 | 1.029 | Cogen | -1 | 0.21705 | 0 | 0 |  |  |  |  | -0.21705 | 0
244 | WHITNYDM01 | 1 | North | YES | -0.007062 | 15 | 0 | 15 | 0 | 1.035 | Hydro | -1 | 0.21725 | 0 | 0 |  |  | 0 | 0 | -0.21725 | 0
245 | WHITNYDM02 | 2 | North | YES | -0.007062 | 15 | 0 | 15 | 0 | 1.035 | Hydro | -1 | 0.21725 | 0 | 0 |  |  | 0 | 0 | -0.21725 | 0
238 | BOSQUESW505 | 1 | North | YES | -0.007338 | 255 | 0 | 255 | 0 | 1.02 | CC | -1 | 0.21753 | 255 | 255 |  |  | -1.8712 | 255 | -0.21753 | -55.4702
239 | BOSQUESW502 | 1 | North | YES | -0.007338 | 119.2 | 0 | 149 | 0 | 1.02 | GGT | -1 | 0.21753 | 149 | 149 |  |  | -1.0934 | 149 | -0.21753 | -32.412
247 | BOSQUESW501 | 2 | North | YES | -0.007338 | 124.8 | 0 | 156 | 0 | 1.02 | GGT | -1 | 0.21753 | 156 | 156 |  |  | -1.1447 | 156 | -0.21753 | -33.9347
1898 | COMCHEPK_1G | 1 | North | YES | -0.007603 | 1159 | 1150 | 1159 | 0 | 1.032 | Nuc | -1 | 0.2178 | 0 | 0 |  |  | 0 | 0 | -0.2178 | 0
1899 | COMCHEPK_2G | 2 | North | YES | -0.007603 | 1159 | 1128 | 1159 | 0 | 1.032 | Nuc | -1 | 0.2178 | 0 | 0 |  |  | 0 | 0 | -0.2178 | 0
3416 | LAKE_CRK1_G | 1 | North | YES | -0.00769 | 60 | 33 | 75 |  | 1.029 | GST | -1 | 0.21788 | 75 | 75 |  |  | -0.57675 | 75 | -0.21788 | -16.3412
3417 | LAKE_CRK2_G | 2 | North | YES | -0.00769 | 177.6 | 40 | 222 | 0 | 1.029 | GST | -1 | 0.21788 | 222 | 222 |  |  | -1.7072 | 222 | -0.21788 | -48.3699
3403 | THOUSE_1G | 1 | North | YES | -0.008247 | 563 | 200 | 563 | 0 | 1.012 | GSC | -1 | 0.21844 | 563 | 563 |  |  | -4.6431 | 563 | -0.21844 | -122.9813
3404 | THOUSE_2G | 2 | North | YES | -0.008247 | 807 | 250 | 807 | 0 | 1.012 | GSC | -1 | 0.21844 | 807 | 807 |  |  | -6.6553 | 807 | -0.21844 | -176.2804
1877 | WLFHOLW_1G | 1 | North | YES | -0.0086 | 217.3 | 89.2 | 217.3 | 0 | 1.032 | CC | -1 | 0.21879 | 217.3 | 217.3 |  |  | -1.8688 | 217.3 | -0.21879 | -47.5435
1878 | WLFHOLW_2G | 2 | North | YES | -0.0086 | 215.7 | 105 | 215.7 | 0 | 1.032 | CC | -1 | 0.21879 | 215.7 | 215.7 |  |  | -1.855 | 215.7 | -0.21879 | -47.1935
1879 | WLFHOLW_3G | 3 | North | YES | -0.0086 | 272.4 | 89.2 | 272.4 | 0 | 1.032 | CC | -1 | 0.21879 | 272.4 | 272.4 |  |  | -2.3426 | 272.4 | -0.21879 | -59.599
48671 | FTR_GT1_5105 | 1 | North | YES | -0.009078 | 154.2 | 0 | 154.2 | 0 | 1.0319 | CC | -1 | 0.21927 | 154.2 | 154.2 |  |  | -1.3998 | 154.2 | -0.21927 | -33.8115
48672 | FTR_GT2_5110 | 2 | North | YES | -0.009078 | 159 | 0 | 159 | 0 | 1.0319 | CC | -1 | 0.21927 | 159 | 159 |  |  | -1.4434 | 159 | -0.21927 | -34.864
48673 | FTR_GT3_5085 | 3 | North | YES | -0.009078 | 158 | 0 | 158 | 0 | 1.0319 | CC | -1 | 0.21927 | 158 | 158 |  |  | -1.4343 | 158 | -0.21927 | -34.6447
48674 | FTR_CN4_5095 | 4 | North | YES | -0.009078 | 380 | 0 | 380 | 0 | 1.0319 | CC | -1 | 0.21927 | 380 | 380 |  |  | -3.4496 | 380 | -0.21927 | -83.3227
32883 | BRYN_DNSBY3 | 1 | North | YES | -0.009349 | 0 | 2 | 48 |  | 1.015 | GST | -1 | 0.21954 | 48 | 48 |  |  | -0.44875 | 48 | -0.21954 | -10.538
32884 | BRYN_DNSBY13 | 1 | North | YES | -0.009349 | 46 | 2 | 46 | 0 | 1.015 | GST | -1 | 0.21954 | 46 | 46 |  |  | -0.43005 | 46 | -0.21954 | -10.0989
32892 | BRYN_DNSBY14 | 1 | North | YES | -0.009349 | 84 | 25 | 105 | 0 | 1.035 | GST | -1 | 0.21954 | 105 | 105 |  |  | -0.98164 | 105 | -0.21954 | -23.0518
32886 | BRYN_ATKINS3 | MB | North | YES | -0.009367 | 0 | 5 | 12 |  | 1 | GST | -1 | 0.21956 | 0 | 0 |  |  | 0 | 0 | -0.21956 | 0
32887 | BRYN_ATKINS6 | MB | North | YES | -0.009367 | 0 | 12 | 51 |  | 1.028 | GST | -1 | 0.21956 | 0 | 0 |  |  | 0 | 0 | -0.21956 | 0
32888 | BRYN_ATKINS7 | 1 | North | YES | -0.009367 | 13.6 | 4 | 17 |  | 1.028 | GGT | -1 | 0.21956 | 17 | 17 |  |  | -0.15924 | 17 | -0.21956 | -3.7325
32890 | BRYN_ATKINS4 | MB | North | YES | -0.009367 | 0 | 5 | 22 |  | 1.031 | GST | -1 | 0.21956 | 0 | 0 |  |  | 0 | 0 | -0.21956 | 0
32891 | BRYN_ATKINS5 | MB | North | YES | -0.009367 | 0 | 5 | 25 |  | 1.031 | GST | -1 | 0.21956 | 0 | 0 |  |  | 0 | 0 | -0.21956 | 0
32798 | BRYN_TAMUGEN | 1 | North | YES | -0.009403 | 32 | 0 | 32 |  | 1.02 | GST | -1 | 0.2196 | 32 | 32 |  |  | -0.3009 | 32 | -0.2196 | -7.027
990 | GIBN_CREK_G1 | 1 | North | YES | -0.009529 | 463 | 200 | 463 | 0 | 1.0275 | LIGCO | -1 | 0.21972 | 0 | 463 |  |  | 0 | 0 | -0.21972 | 0
1892 | DECRDOVA_2G | A | North | YES | -0.009746 | 65 | 65 | 70 | 0 | 1.025 | GGT | -1 | 0.21994 | 70 | 70 |  |  | -0.68222 | 70 | -0.21994 | -15.3957
1893 | DECRDOVA_3G | B | North | YES | -0.009746 | 65 | 65 | 69 | 0 | 1.025 | GGT | -1 | 0.21994 | 69 | 69 |  |  | -0.67247 | 69 | -0.21994 | -15.1757
1894 | DECRDOVA_4G | C | North | YES | -0.009746 | 65 | 65 | 69 | 0 | 1.025 | GGT | -1 | 0.21994 | 69 | 69 |  |  | -0.67247 | 69 | -0.21994 | -15.1757
1895 | DECRDOVA_5G | D | North | YES | -0.009746 | 65 | 65 | 68 | 0 | 1.025 | GGT | -1 | 0.21994 | 68 | 68 |  |  | -0.66273 | 68 | -0.21994 | -14.9558
366 | JNSNCNTY802 | 1 | North | YES | -0.010063 | 168 | 20 | 168 | 0 | 1.02 | Cogen | -1 | 0.22026 | 0 | 0 |  |  | 0 | 0 | -0.22026 | 0
367 | JNSNCNTY802 | 2 | North | YES | -0.010063 | 90 | 20 | 90 | 0 | 1.02 | Cogen | -1 | 0.22026 | 0 | 0 |  |  | 0 | 0 | -0.22026 | 0
39960 | TNTNPONE_18 | 1 | North | YES | -0.011018 | 152.3 | 30 | 152.3 |  | 1.04 | LIGCO | -1 | 0.22121 | 0 | 152.3 |  |  | 0 | 0 | -0.22121 | 0
39970 | TNTNPONE_28 | 1 | North | YES | -0.011018 | 153 | 30 | 153 |  | 1.04 | LIGCO | -1 | 0.22121 | 0 | 153 |  |  | 0 | 0 | -0.22121 | 0
48721 | LEG_1___1 | 1 | North | YES | -0.011633 | 827 | 357 | 827 | 0 | 1.0348 | LIGCO | -1 | 0.22183 | 0 | 827 |  |  | 0 | 0 | -0.22183 | 0
48722 | LEG_2___2 | 2 | North | YES | -0.011633 | 819 | 357 | 819 | 0 | 1.0348 | LIGCO | -1 | 0.22183 | 0 | 819 |  |  | 0 | 0 | -0.22183 | 0
1889 | DECRDOVA_1G | 1 | North | YES | -0.011879 | 779 | 255 | 779 | 0 | 1.02 | GSC | -1 | 0.22207 | 779 | 779 |  |  | -9.2537 | 779 | -0.22207 | -172.9935
3381 | BBRN_1G | 1 | North | YES | -0.012998 | 618 | 225 | 618 | 0 | 1.03 | LIGCO | -1 | 0.22319 | 0 | 618 |  |  | 0 | 0 | -0.22319 | 0
3382 | BBRN_2G | 2 | North | YES | -0.012998 | 589 | 225 | 589 | 0 | 1.03 | LIGCO | -1 | 0.22319 | 0 | 589 |  |  | 0 | 0 | -0.22319 | 0
13131 | CALFREST_1G | 1 | North | YES | -0.013252 | 150.7 | 40 | 150.7 | 0 | 1.031 | CC | -1 | 0.22344 | 150.7 | 150.7 |  |  | -1.9971 | 150.7 | -0.22344 | -33.673
13132 | CALFREST_2G | 2 | North | YES | -0.013252 | 151 | 57 | 151 | 0 | 1.031 | CC | -1 | 0.22344 | 151 | 151 |  |  | -2.0011 | 151 | -0.22344 | -33.7401
13133 | CALFREST_3G | 3 | North | YES | -0.013252 | 177.4 | 40 | 177.4 | 0 | 1.031 | CC | -1 | 0.22344 | 177.4 | 177.4 |  |  | -2.3509 | 177.4 | -0.22344 | -39.639
1937 | MDLTHELP_5G | 5 | North | YES | -0.013281 | 224 | 74 | 224 | 0 | 1 | CC | -1 | 0.22347 | 224 | 224 |  |  | -2.9749 | 224 | -0.22347 | -50.058
1938 | MDLTHELP_6G | 6 | North | YES | -0.013281 | 226 | 74 | 226 | 0 | 1 | CC | -1 | 0.22347 | 226 | 226 |  |  | -3.0015 | 226 | -0.22347 | -50.5049
1943 | MDLTHELP_3G | 3 | North | YES | -0.013281 | 212 | 74 | 212 | 0 | 1 | CC | -1 | 0.22347 | 212 | 212 |  |  | -2.8156 | 212 | -0.22347 | -47.3763
1944 | MDLTHELP_4G | 4 | North | YES | -0.013281 | 211 | 74 | 211 | 0 | 1 | CC | -1 | 0.22347 | 211 | 211 |  |  | -2.8023 | 211 | -0.22347 | -47.1528
13134 | CALFREST_4G | 4 | North | YES | -0.01332 | 151.5 | 40 | 151.5 | 0 | 1.031 | CC | -1 | 0.22351 | 151.5 | 151.5 |  |  | -2.018 | 151.5 | -0.22351 | -33.8621
13135 | CALFREST_5G | 5 | North | YES | -0.01332 | 152.3 | 57 | 152.3 | 0 | 1.031 | CC | -1 | 0.22351 | 152.3 | 152.3 |  |  | -2.0286 | 152.3 | -0.22351 | -34.0409
13136 | CALFREST_6G | 6 | North | YES | -0.01332 | 177.5 | 40 | 177.5 | 0 | 1.031 | CC | -1 | 0.22351 | 177.5 | 177.5 |  |  | -2.3643 | 177.5 | -0.22351 | -39.6734
3126 | TRINIDAD_6G | 1 | North | YES | -0.013903 | 179.2 | 46 | 224 | 0 | 1 | GST | -1 | 0.2241 | 224 | 224 |  |  | -3.1143 | 224 | -0.2241 | -50.1973
12322 | ENNSTRAC_1G | 1 | North | YES | -0.013984 | 196 | 130 | 196 | 0 | 1.036 | CC | -1 | 0.22418 | 196 | 196 |  |  | -2.7409 | 196 | -0.22418 | -43.9385
12323 | ENNSTRAC_2G | 2 | North | YES | -0.013984 | 116 | 100 | 116 | 0 | 1.036 | CC | -1 | 0.22418 | 116 | 116 |  |  | -1.6221 | 116 | -0.22418 | -26.0044
1941 | MDLTHELP_1G | 1 | North | YES | -0.014096 | 216.4 | 74 | 216.4 | 0 | 1 | CC | -1 | 0.22429 | 216.4 | 216.4 |  |  | -3.0504 | 216.4 | -0.22429 | -48.536
1942 | MDLTHELP_2G | 2 | North | YES | -0.014096 | 216.1 | 74 | 216.1 | 0 | 1 | CC | -1 | 0.22429 | 216.1 | 216.1 |  |  | -3.0461 | 216.1 | -0.22429 | -48.4687
3107 | STRYKER_1G | 1 | North | YES | -0.014679 | 145.6 | 45 | 182 | 0 | 1.029 | GST | -1 | 0.22487 | 182 | 182 |  |  | -2.6716 | 182 | -0.22487 | -40.9266
3108 | STRYKER_2G | 2 | North | YES | -0.014679 | 484 | 75 | 484 | 0 | 1.029 | GST | -1 | 0.22487 | 484 | 484 |  |  | -7.1046 | 484 | -0.22487 | -108.8377
3113 | LUFKINWB_1G | 1 | North | YES | -0.014703 | 0 | 0 | 50 |  | 1.01 | #N/A | -1 | 0.2249 | 50 | 50 |  |  | -0.73515 | 50 | -0.2249 | -11.2448
3348 | CHAMPION_1G | MB | North | YES | -0.01472 | 0 | 42 | 42 |  | 1 | Cogen | -1 | 0.22491 | 0 | 0 |  |  | 0 | 0 | -0.22491 | 0
13116 | TGATEWAY_1G | 1 | North | YES | -0.014865 | 151 | 30 | 151 | 0 | 1.0232 | CC | -1 | 0.22506 | 151 | 151 |  |  | -2.2446 | 151 | -0.22506 | -33.9836
13117 | TGATEWAY_2G | 2 | North | YES | -0.014865 | 130 | 30 | 130 | 0 | 1.0232 | CC | -1 | 0.22506 | 130 | 130 |  |  | -1.9325 | 130 | -0.22506 | -29.2574
13118 | TGATEWAY_3G | 3 | North | YES | -0.014865 | 148 | 30 | 148 | 0 | 1.0232 | CC | -1 | 0.22506 | 148 | 148 |  |  | -2.2 | 148 | -0.22506 | -33.3085
13119 | TGATEWAY_4G | 4 | North | YES | -0.014865 | 399 | 65 | 399 | 0 | 1.0232 | CC | -1 | 0.22506 | 399 | 399 |  |  | -5.9311 | 399 | -0.22506 | -89.7978
3097 | MARTLAKE_1G | 1 | North | YES | -0.015036 | 790 | 500 | 790 | 0 | 1.017 | LIGCO | -1 | 0.22523 | 0 | 790 |  |  | 0 | 0 | -0.22523 | 0
3098 | MARTLAKE_2G | 2 | North | YES | -0.015036 | 795 | 461 | 795 | 0 | 1.017 | LIGCO | -1 | 0.22523 | 0 | 795 |  |  | 0 | 0 | -0.22523 | 0
3099 | MARTLAKE_3G | 3 | North | YES | -0.015036 | 804 | 500 | 804 | 0 | 1.017 | LIGCO | -1 | 0.22523 | 0 | 804 |  |  | 0 | 0 | -0.22523 | 0
2418 | MTCK2_G | 2 | North | YES | -0.01565 | 0 | 10 | 23 |  | 0.971 | #N/A | -1 | 0.22584 | 23 | 23 |  |  | -0.35995 | 23 | -0.22584 | -5.1944
2419 | MTCK3_G | MB | North | YES | -0.01565 | 0 | 10 | 63 |  | 0.971 | #N/A | -1 | 0.22584 | 63 | 63 |  |  | -0.98595 | 63 | -0.22584 | -14.2281
2413 | MTCK6_G | 6 | North | YES | -0.015717 | 0 | 30 | 118 |  | 1.022 | GST | -1 | 0.22591 | 118 | 118 |  |  | -1.8546 | 118 | -0.22591 | -26.6573
2414 | MTCK7_G | 7 | North | YES | -0.015717 | 0 | 30 | 115 |  | 1.022 | GST | -1 | 0.22591 | 115 | 115 |  |  | -1.8075 | 115 | -0.22591 | -25.9796
2417 | MTCK8_G | 8 | North | YES | -0.015717 | 444.8 | 60 | 556 | 0 | 1.022 | GSC | -1 | 0.22591 | 556 | 556 |  |  | -8.7387 | 556 | -0.22591 | -125.6055
12440 | PARKD_1SVC8 | 1 | North | YES | -0.01617 | 0 | 0 | 0 | 0 | 1.007 | GST | -1 | 0.22636 | 0 | 0 |  |  | 0 | 0 | -0.22636 | 0
12449 | PARKD_2SVC8 | 1 | North | YES | -0.01617 | 0 | 0 | 0 | 0 | 1.007 | GST | -1 | 0.22636 | 0 | 0 |  |  | 0 | 0 | -0.22636 | 0
12411 | FPLEFR1A_G | 1 | North | YES | -0.016312 | 161 | 72 | 161 | 0 | 1 | CC | -1 | 0.2265 | 161 | 161 |  |  | -2.6262 | 161 | -0.2265 | -36.4672
12412 | FPLEFR1B_G | 2 | North | YES | -0.016312 | 164 | 72 | 164 | 0 | 1 | CC | -1 | 0.2265 | 164 | 164 |  |  | -2.6752 | 164 | -0.2265 | -37.1467
12413 | FPLEFR1C_G | 3 | North | YES | -0.016312 | 164 | 72 | 164 | 0 | 1 | CC | -1 | 0.2265 | 164 | 164 |  |  | -2.6752 | 164 | -0.2265 | -37.1467
12414 | FPLEFR1S_G | 4 | North | YES | -0.016312 | 414 | 191 | 414 | 0 | 1 | CC | -1 | 0.2265 | 414 | 414 |  |  | -6.7532 | 414 | -0.2265 | -93.7727
12421 | FPLEFR2A_G | 1 | North | YES | -0.016312 | 162 | 72 | 162 | 0 | 1 | CC | -1 | 0.2265 | 162 | 162 |  |  | -2.6425 | 162 | -0.2265 | -36.6937
12422 | FPLEFR2B_G | 2 | North | YES | -0.016312 | 161 | 72 | 161 | 0 | 1 | CC | -1 | 0.2265 | 161 | 161 |  |  | -2.6262 | 161 | -0.2265 | -36.4672
12423 | FPLEFR2C_G | 3 | North | YES | -0.016312 | 163 | 72 | 163 | 0 | 1 | CC | -1 | 0.2265 | 163 | 163 |  |  | -2.6589 | 163 | -0.2265 | -36.9202
12424 | FPLEFR2S_G | 4 | North | YES | -0.016312 | 415 | 191 | 415 | 0 | 1 | CC | -1 | 0.2265 | 415 | 415 |  |  | -6.7695 | 415 | -0.2265 | -93.9992
2451 | LKHB1_G | 1 | North | YES | -0.016363 | 0 | 80 | 391 |  | 1.022 | GST | -1 | 0.22656 | 391 | 391 |  |  | -6.3979 | 391 | -0.22656 | -88.5831
2452 | LKHB2_G | 2 | North | YES | -0.016363 | 516 | 80 | 516 | 0 | 1.022 | GST | -1 | 0.22656 | 516 | 516 |  |  | -8.4433 | 516 | -0.22656 | -116.9025
1947 | HANDLEY_3G | 3 | North | YES | -0.016585 | 316 | 100 | 395 | 0 | 1.022 | GST | -1 | 0.22678 | 395 | 395 |  |  | -6.5511 | 395 | -0.22678 | -89.577
1949 | HANDLEY_5G | 5 | North | YES | -0.016585 | 348 | 150 | 435 | 0 | 1.022 | GST | -1 | 0.22678 | 435 | 435 |  |  | -7.2145 | 435 | -0.22678 | -98.6481
1948 | HANDLEY_4G | 4 | North | YES | -0.016633 | 348 | 150 | 435 | 0 | 1.022 | GST | -1 | 0.22683 | 435 | 435 |  |  | -7.2354 | 435 | -0.22683 | -98.669
837 | NEWMAN_G5 | 1 | North | YES | -0.016846 | 0 | 15 | 40 |  | 1.01 | GST | -1 | 0.22704 | 40 | 40 |  |  | -0.67384 | 40 | -0.22704 | -9.0815
948 | STEAM1 | 1 | North | YES | -0.01686 | 0 | 12 | 20 |  | 1.02 | GST | -1 | 0.22705 | 20 | 20 |  |  | -0.3372 | 20 | -0.22705 | -4.541
949 | STEAM2 | 1 | North | YES | -0.016861 | 26 | 8 | 26 | 0 | 0.99 | GST | -1 | 0.22705 | 26 | 26 |  |  | -0.43839 | 26 | -0.22705 | -5.9034
950 | STEAM3 | 1 | North | YES | -0.016861 | 41 | 13 | 42 | 0 | 1.02 | GST | -1 | 0.22705 | 42 | 42 |  |  | -0.70816 | 42 | -0.22705 | -9.5362
344 | MRSSHPRD | 1 | North | YES | -0.016906 | 12 | 0 | 12 |  | 1.03 | Hydro | -1 | 0.2271 | 0 | 0 |  |  | 0 | 0 | -0.2271 | 0
345 | MRSSHPRD01 | 2 | North | YES | -0.016906 | 12 | 0 | 12 |  | 1.03 | Hydro | -1 | 0.2271 | 0 | 0 |  |  | 0 | 0 | -0.2271 | 0
842 | OLINGER_G1 | 1 | North | YES | -0.016949 | 55.4 | 20 | 79 | 0 | 1.03 | GST | -1 | 0.22714 | 79 | 79 |  |  | -1.339 | 79 | -0.22714 | -17.9442
843 | OLINGER_G2 | 1 | North | YES | -0.016949 | 76.2 | 25 | 110 | 0 | 1.03 | GST | -1 | 0.22714 | 110 | 110 |  |  | -1.8644 | 110 | -0.22714 | -24.9855
844 | OLINGER_G3 | 1 | North | YES | -0.016949 | 103.9 | 45 | 150 | 0 | 1.03 | GST | -1 | 0.22714 | 150 | 150 |  |  | -2.5423 | 150 | -0.22714 | -34.0712
845 | OLINGER_G4 | 1 | North | YES | -0.016949 | 51.9 | 0 | 76 | 0 | 1.03 | GGT | -1 | 0.22714 | 76 | 76 |  |  | -1.2881 | 76 | -0.22714 | -17.2627
1945 | HANDLEY_1G | MB | North | YES | -0.017122 | 0 | 25 | 36 |  | 0.986 | #N/A | -1 | 0.22731 | 36 | 36 |  |  | -0.61639 | 36 | -0.22731 | -8.1833
1946 | HANDLEY_2G | MB | North | YES | -0.017122 | 0 | 30 | 68 |  | 0.986 | #N/A | -1 | 0.22731 | 68 | 68 |  |  | -1.1643 | 68 | -0.22731 | -15.4574
1701 | MOSES_1G | 1 | North | YES | -0.017384 | 558 | 175 | 558 | 0 | 1.023 | LIGCO | -1 | 0.22758 | 0 | 558 |  |  | 0 | 0 | -0.22758 | 0
1702 | MOSES_2G | 2 | North | YES | -0.017384 | 579 | 175 | 579 | 0 | 1.023 | LIGCO | -1 | 0.22758 | 0 | 579 |  |  | 0 | 0 | -0.22758 | 0
1703 | MOSES_3G | 3 | North | YES | -0.017384 | 808 | 463 | 808 | 0 | 1.023 | LIGCO | -1 | 0.22758 | 0 | 808 |  |  | 0 | 0 | -0.22758 | 0
5925 | DCEAST | EQ | North | YES | -0.017384 | 400.3 | -600 | 600 | 0 | 1.025 | DCTie | -1 | 0.22758 | 0 | 0 |  |  | 0 | 0 | -0.22758 | 0
1675 | PEC_1G | 1 | North | YES | -0.017595 | 76.7 | 35 | 76.7 | 0 | 1.022 | Cogen | -1 | 0.22779 | 0 | 0 |  |  | 0 | 0 | -0.22779 | 0
1676 | PEC_2G | 2 | North | YES | -0.017595 | 79.6 | 35 | 79.6 | 0 | 1.022 | Cogen | -1 | 0.22779 | 0 | 0 |  |  | 0 | 0 | -0.22779 | 0
1677 | PEC_3G | 3 | North | YES | -0.017595 | 88.4 | 35 | 88.4 | 0 | 1.022 | Cogen | -1 | 0.22779 | 0 | 0 |  |  | 0 | 0 | -0.22779 | 0
1678 | LAMARPWR_1G | 1 | North | YES | -0.017611 | 160 | 67.7 | 160 | 0 | 1.038 | CC | -1 | 0.2278 | 160 | 160 |  |  | -2.8178 | 160 | -0.2278 | -36.4485
1679 | LAMARPWR_2G | 2 | North | YES | -0.017611 | 156 | 67.7 | 156 | 0 | 1.038 | CC | -1 | 0.2278 | 156 | 156 |  |  | -2.7473 | 156 | -0.2278 | -35.5373
1680 | LAMARPWR_3G | 3 | North | YES | -0.017611 | 196 | 129.1 | 196 | 0 | 1.038 | CC | -1 | 0.2278 | 196 | 196 |  |  | -3.4518 | 196 | -0.2278 | -44.6494
1681 | LAMARPWR_4G | 4 | North | YES | -0.017611 | 156 | 67.7 | 156 | 0 | 1.038 | CC | -1 | 0.2278 | 156 | 156 |  |  | -2.7473 | 156 | -0.2278 | -35.5373
1682 | LAMARPWR_5G | 5 | North | YES | -0.017611 | 157 | 67.7 | 157 | 0 | 1.038 | CC | -1 | 0.2278 | 157 | 157 |  |  | -2.7649 | 157 | -0.2278 | -35.7651
1683 | LAMARPWR_6G | 6 | North | YES | -0.017611 | 198 | 129.1 | 198 | 0 | 1.038 | CC | -1 | 0.2278 | 198 | 198 |  |  | -3.487 | 198 | -0.2278 | -45.105
2381 | NTHLK1_G | 1 | North | YES | -0.017666 | 0 | 35 | 156 |  | 1.022 | GST | -1 | 0.22786 | 156 | 156 |  |  | -2.7559 | 156 | -0.22786 | -35.5459
2382 | NTHLK2_G | 2 | North | YES | -0.017666 | 0 | 35 | 181 |  | 1.022 | GST | -1 | 0.22786 | 181 | 181 |  |  | -3.1975 | 181 | -0.22786 | -41.2423
2383 | NTHLK3_G | 3 | North | YES | -0.017666 | 0 | 50 | 329 |  | 1.022 | GST | -1 | 0.22786 | 329 | 329 |  |  | -5.8121 | 329 | -0.22786 | -74.9654
1689 | VALLEY_3G | 3 | North | YES | -0.017712 | 0 | 25 | 375 |  | 1.003 | GST | -1 | 0.2279 | 375 | 375 |  |  | -6.642 | 375 | -0.2279 | -85.4641
11691 | KMICHICT1_G | 1 | North | YES | -0.017712 | 144 | 80 | 144 | 0 | 1.026 | CC | -1 | 0.2279 | 144 | 144 |  |  | -2.5505 | 144 | -0.2279 | -32.8182
11692 | KMICHICT2_G | 2 | North | YES | -0.017712 | 146 | 80 | 146 | 0 | 1.026 | CC | -1 | 0.2279 | 146 | 146 |  |  | -2.586 | 146 | -0.2279 | -33.274
11693 | KMICHIST3_G | 3 | North | YES | -0.017712 | 312 | 60 | 312 | 0 | 1.026 | CC | -1 | 0.2279 | 312 | 312 |  |  | -5.5261 | 312 | -0.2279 | -71.1061
11694 | KMICHICT4_G | 4 | North | YES | -0.017712 | 144 | 80 | 144 | 0 | 1.026 | CC | -1 | 0.2279 | 144 | 144 |  |  | -2.5505 | 144 | -0.2279 | -32.8182
11695 | KMICHICT5_G | 5 | North | YES | -0.017712 | 148 | 80 | 148 | 0 | 1.026 | CC | -1 | 0.2279 | 148 | 148 |  |  | -2.6214 | 148 | -0.2279 | -33.7298
11696 | KMICHIST6_G | 6 | North | YES | -0.017712 | 310 | 60 | 310 | 0 | 1.026 | CC | -1 | 0.2279 | 310 | 310 |  |  | -5.4907 | 310 | -0.2279 | -70.6503
1687 | VALLEY_1G | 1 | North | YES | -0.018199 | 136 | 15 | 170 | 0 | 1.029 | GST | -1 | 0.22839 | 170 | 170 |  |  | -3.0938 | 170 | -0.22839 | -38.8265
1688 | VALLEY_2G | 2 | North | YES | -0.018199 | 527 | 90 | 527 | 0 | 1.029 | GSC | -1 | 0.22839 | 527 | 527 |  |  | -9.5909 | 527 | -0.22839 | -120.3622
6948 | DENISNDM | 1 | North | YES | -0.018534 | 40 | 5 | 40 | 0 | 1.015 | Hydro | -1 | 0.22873 | 0 | 0 |  |  | 0 | 0 | -0.22873 | 0
6948 | DENISNDM | 2 | North | YES | -0.018534 | 31 | 5 | 40 | 0 | 1.015 | Hydro | -1 | 0.22873 | 0 | 0 |  |  | 0 | 0 | -0.22873 | 0
2371 | COLLIN_1G | MB | North | YES | -0.01876 | 0 | 40 | 138 |  | 1.022 | GST | -1 | 0.22895 | 0 | 0 |  |  | 0 | 0 | -0.22895 | 0
503 | NTHTEXAS01 | 1 | North | YES | -0.019335 | 0 | 5 | 18 |  | 1.015 | GST | -1 | 0.22953 | 18 | 18 |  |  | -0.34803 | 18 | -0.22953 | -4.1315
504 | NTHTEXAS02 | 2 | North | YES | -0.019335 | 14.4 | 5 | 18 |  | 1.015 | GST | -1 | 0.22953 | 18 | 18 |  |  | -0.34803 | 18 | -0.22953 | -4.1315
505 | NTHTEXAS03 | 3 | North | YES | -0.019335 | 30.4 | 15 | 38 |  | 1.015 | GST | -1 | 0.22953 | 38 | 38 |  |  | -0.73473 | 38 | -0.22953 | -8.722
1600 | BARTNWND_1G | 1 | North | YES | -0.02088 | 12 | 0 | 120 | 0 | 1.022 | Wind | -1 | 0.23107 | 0 | 120 |  |  | 0 | 0 | -0.23107 | 0
1861 | EAGLEMNT_1G | MB | North | YES | -0.021402 | 0 | 30 | 112 |  | 1.022 | GST | -1 | 0.23159 | 0 | 0 |  |  | 0 | 0 | -0.23159 | 0
1862 | EAGLEMNT_2G | MB | North | YES | -0.021402 | 0 | 40 | 100 |  | 1.022 | GST | -1 | 0.23159 | 0 | 0 |  |  | 0 | 0 | -0.23159 | 0
1863 | EAGLEMNT_3G | MB | North | YES | -0.021402 | 0 | 50 | 378 |  | 1.022 | GST | -1 | 0.23159 | 0 | 0 |  |  | 0 | 0 | -0.23159 | 0
1433 | GRHAMSES_1G | 1 | North | YES | -0.022428 | 242 | 60 | 242 | 0 | 1.038 | GST | -1 | 0.23262 | 242 | 242 |  |  | -5.4276 | 242 | -0.23262 | -56.2941
923 | SPENCER_G4 | 1 | North | YES | -0.024416 | 48 | 20 | 61 | 0 | 1.03 | GST | -1 | 0.23461 | 61 | 61 |  |  | -1.4894 | 61 | -0.23461 | -14.3111
924 | SPENCER_G5 | 1 | North | YES | -0.024416 | 52 | 20 | 66 | 0 | 1.03 | GST | -1 | 0.23461 | 66 | 66 |  |  | -1.6115 | 66 | -0.23461 | -15.4841
580 | JCKCNTY801 | 1 | North | YES | -0.028618 | 288 | 0 | 288 | 0 | 1.022 | CC | -1 | 0.23881 | 288 | 288 |  |  | -8.242 | 288 | -0.23881 | -68.7773
581 | JCKCNTY802 | 2 | North | YES | -0.028618 | 147 | 0 | 147 | 0 | 1.022 | CC | -1 | 0.23881 | 147 | 147 |  |  | -4.2068 | 147 | -0.23881 | -35.1051
582 | JCKCNTY803 | 3 | North | YES | -0.028618 | 147 | 0 | 147 | 0 | 1.022 | CC | -1 | 0.23881 | 147 | 147 |  |  | -4.2068 | 147 | -0.23881 | -35.1051
728 | WOLFRIDGE801 | 1 | North | YES | -0.032423 | 11.2 | 0 | 112.5 | 0 | 0.99 | Wind | -1 | 0.24262 | 0 | 112.5 |  |  | 0 | 0 | -0.24262 | 0
1453 | WCPWRCO_1G | 1 | North | YES | -0.038853 | 204 | 50 | 204 | 0 | 1.02 | CC | -1 | 0.24905 | 204 | 204 |  |  | -7.926 | 204 | -0.24905 | -50.8052
1454 | WCPWRCO_2G | 2 | North | YES | -0.038853 | 204 | 50 | 204 | 0 | 1.02 | CC | -1 | 0.24905 | 204 | 204 |  |  | -7.926 | 204 | -0.24905 | -50.8052
1455 | WCPWRCO_3G | 3 | North | YES | -0.038853 | 242 | 50 | 242 |  | 1.02 | CC | -1 | 0.24905 | 242 | 242 |  |  | -9.4024 | 242 | -0.24905 | -60.2689
1432 | GRHAMSES_2G | 2 | North | YES | -0.039958 | 294.9 | 90 | 366 | 0 | 1.014 | GST | -1 | 0.25015 | 366 | 366 |  |  | -14.6246 | 366 | -0.25015 | -91.555
1437 | MESQUITW_1G | 1 | North | YES | -0.039958 | 40 | 0 | 400 | 0 | 1.023 | Wind | -1 | 0.25015 | 0 | 400 |  |  | 0 | 0 | -0.25015 | 0
1438 | MESQUITW_2G | 1 | North | YES | -0.039958 | 23.6 | 0 | 236 |  | 1.017 | Wind | -1 | 0.25015 | 0 | 236 |  |  | 0 | 0 | -0.25015 | 0
1442 | COKFIELD_5 | 1 | North | YES | -0.039958 | 16.5 | 0 | 165 |  | 1.029 | Wind | -1 | 0.25015 | 0 | 165 |  |  | 0 | 0 | -0.25015 | 0
1479 | WFCOGEN_1G | 1 | North | YES | -0.10503 | 16 | 12 | 20 | 0 | 1 | Cogen | -1 | 0.31522 | 0 | 0 |  |  | 0 | 0 | -0.31522 | 0
1479 | WFCOGEN_1G | 2 | North | YES | -0.10503 | 16 | 12 | 20 | 0 | 1 | Cogen | -1 | 0.31522 | 0 | 0 |  |  | 0 | 0 | -0.31522 | 0
1482 | WFCOGEN_2G | 1 | North | YES | -0.10503 | 16 | 12 | 20 | 0 | 1 | Cogen | -1 | 0.31522 | 0 | 0 |  |  | 0 | 0 | -0.31522 | 0
1482 | WFCOGEN_2G | 2 | North | YES | -0.10503 | 13.6 | 12 | 17 | 0 | 1 | Cogen | -1 | 0.31522 | 0 | 0 |  |  | 0 | 0 | -0.31522 | 0
Note on AL4: Zonal Cap - Zonal Impact

## Distributed Slack - Inc
Number of Bus | Name of Bus | ID | Area Name of Gen | AGC | P Sensitivity of Bus | Gen MW | Min MW | Max MW | V Sensitivity of Bus | Set Volt | Tech Type | Zone Impact | Zone Correlation | Inc Max | Dec Max | Souce S.F. Weighting | Souce Capacity | Sink S.F. Weighting | Sink Capacity | PTDF Calc | PTDF Weighting | Cumulative Concentrated Capacity | Cumulative Concentrated Impact
1479 | WFCOGEN_1G | 1 | North | YES | -0.10503 | 16 | 12 | 20 | 0 | 1 | Cogen | -1 | 0.31522 | 0 | 0 |  |  | 0 | 0 | -0.31522 | 0 | 0 | 0
1479 | WFCOGEN_1G | 2 | North | YES | -0.10503 | 16 | 12 | 20 | 0 | 1 | Cogen | -1 | 0.31522 | 0 | 0 |  |  | 0 | 0 | -0.31522 | 0 | 0 | 0
1482 | WFCOGEN_2G | 1 | North | YES | -0.10503 | 16 | 12 | 20 | 0 | 1 | Cogen | -1 | 0.31522 | 0 | 0 |  |  | 0 | 0 | -0.31522 | 0 | 0 | 0
1482 | WFCOGEN_2G | 2 | North | YES | -0.10503 | 13.6 | 12 | 17 | 0 | 1 | Cogen | -1 | 0.31522 | 0 | 0 |  |  | 0 | 0 | -0.31522 | 0 | 0 | 0 | Weighted Shift Factors
1432 | GRHAMSES_2G | 2 | North | YES | -0.039958 | 294.9 | 90 | 366 | 0 | 1.014 | GST | -1 | 0.25015 | 366 | 366 |  |  | -14.6246 | 366 | -0.25015 | -91.555 | 366 | 91.555 | West | 0.21019
1437 | MESQUITW_1G | 1 | North | YES | -0.039958 | 40 | 0 | 400 | 0 | 1.023 | Wind | -1 | 0.25015 | 0 | 400 |  |  | 0 | 0 | -0.25015 | 0 | 366 | 91.555 | North | -0.015489
1438 | MESQUITW_2G | 1 | North | YES | -0.039958 | 23.6 | 0 | 236 |  | 1.017 | Wind | -1 | 0.25015 | 0 | 236 |  |  | 0 | 0 | -0.25015 | 0 | 366 | 91.555 |  | 0.22568
1442 | COKFIELD_5 | 1 | North | YES | -0.039958 | 16.5 | 0 | 165 |  | 1.029 | Wind | -1 | 0.25015 | 0 | 165 |  |  | 0 | 0 | -0.25015 | 0 | 366 | 91.555
1453 | WCPWRCO_1G | 1 | North | YES | -0.038853 | 204 | 50 | 204 | 0 | 1.02 | CC | -1 | 0.24905 | 204 | 204 |  |  | -7.926 | 204 | -0.24905 | -50.8052 | 570 | 142.3602 | Line Cap | 1072
1454 | WCPWRCO_2G | 2 | North | YES | -0.038853 | 204 | 50 | 204 | 0 | 1.02 | CC | -1 | 0.24905 | 204 | 204 |  |  | -7.926 | 204 | -0.24905 | -50.8052 | 774 | 193.1654 | Conc Gen | 2211
1455 | WCPWRCO_3G | 3 | North | YES | -0.038853 | 242 | 50 | 242 |  | 1.02 | CC | -1 | 0.24905 | 242 | 242 |  |  | -9.4024 | 242 | -0.24905 | -60.2689 | 1016 | 253.4344 | Weighted Imp. | 534.3228
728 | WOLFRIDGE801 | 1 | North | YES | -0.032423 | 11.2 | 0 | 112.5 | 0 | 0.99 | Wind | -1 | 0.24262 | 0 | 112.5 |  |  | 0 | 0 | -0.24262 | 0 | 1016 | 253.4344 | PTDF | 0.24167
580 | JCKCNTY801 | 1 | North | YES | -0.028618 | 288 | 0 | 288 | 0 | 1.022 | CC | -1 | 0.23881 | 288 | 288 |  |  | -8.242 | 288 | -0.23881 | -68.7773 | 1304 | 322.2117
581 | JCKCNTY802 | 2 | North | YES | -0.028618 | 147 | 0 | 147 | 0 | 1.022 | CC | -1 | 0.23881 | 147 | 147 |  |  | -4.2068 | 147 | -0.23881 | -35.1051 | 1451 | 357.3168 | Concentration | 1.0708
582 | JCKCNTY803 | 3 | North | YES | -0.028618 | 147 | 0 | 147 | 0 | 1.022 | CC | -1 | 0.23881 | 147 | 147 |  |  | -4.2068 | 147 | -0.23881 | -35.1051 | 1598 | 392.4219
923 | SPENCER_G4 | 1 | North | YES | -0.024416 | 48 | 20 | 61 | 0 | 1.03 | GST | -1 | 0.23461 | 61 | 61 |  |  | -1.4894 | 61 | -0.23461 | -14.3111 | 1659 | 406.733 |  | Pass
924 | SPENCER_G5 | 1 | North | YES | -0.024416 | 52 | 20 | 66 | 0 | 1.03 | GST | -1 | 0.23461 | 66 | 66 |  |  | -1.6115 | 66 | -0.23461 | -15.4841 | 1725 | 422.2172
1433 | GRHAMSES_1G | 1 | North | YES | -0.022428 | 242 | 60 | 242 | 0 | 1.038 | GST | -1 | 0.23262 | 242 | 242 |  |  | -5.4276 | 242 | -0.23262 | -56.2941 | 1967 | 478.5113
1861 | EAGLEMNT_1G | MB | North | YES | -0.021402 | 0 | 30 | 112 |  | 1.022 | GST | -1 | 0.23159 | 0 | 0 |  |  | 0 | 0 | -0.23159 | 0 | 1967 | 478.5113
1862 | EAGLEMNT_2G | MB | North | YES | -0.021402 | 0 | 40 | 100 |  | 1.022 | GST | -1 | 0.23159 | 0 | 0 |  |  | 0 | 0 | -0.23159 | 0 | 1967 | 478.5113
1863 | EAGLEMNT_3G | MB | North | YES | -0.021402 | 0 | 50 | 378 |  | 1.022 | GST | -1 | 0.23159 | 0 | 0 |  |  | 0 | 0 | -0.23159 | 0 | 1967 | 478.5113
1600 | BARTNWND_1G | 1 | North | YES | -0.02088 | 12 | 0 | 120 | 0 | 1.022 | Wind | -1 | 0.23107 | 0 | 120 |  |  | 0 | 0 | -0.23107 | 0 | 1967 | 478.5113
503 | NTHTEXAS01 | 1 | North | YES | -0.019335 | 0 | 5 | 18 |  | 1.015 | GST | -1 | 0.22953 | 18 | 18 |  |  | -0.34803 | 18 | -0.22953 | -4.1315 | 1985 | 482.6427
504 | NTHTEXAS02 | 2 | North | YES | -0.019335 | 14.4 | 5 | 18 |  | 1.015 | GST | -1 | 0.22953 | 18 | 18 |  |  | -0.34803 | 18 | -0.22953 | -4.1315 | 2003 | 486.7742
505 | NTHTEXAS03 | 3 | North | YES | -0.019335 | 30.4 | 15 | 38 |  | 1.015 | GST | -1 | 0.22953 | 38 | 38 |  |  | -0.73473 | 38 | -0.22953 | -8.722 | 2041 | 495.4963
2371 | COLLIN_1G | MB | North | YES | -0.01876 | 0 | 40 | 138 |  | 1.022 | GST | -1 | 0.22895 | 0 | 0 |  |  | 0 | 0 | -0.22895 | 0 | 2041 | 495.4963
6948 | DENISNDM | 1 | North | YES | -0.018534 | 40 | 5 | 40 | 0 | 1.015 | Hydro | -1 | 0.22873 | 0 | 0 |  |  | 0 | 0 | -0.22873 | 0 | 2041 | 495.4963
6948 | DENISNDM | 2 | North | YES | -0.018534 | 31 | 5 | 40 | 0 | 1.015 | Hydro | -1 | 0.22873 | 0 | 0 |  |  | 0 | 0 | -0.22873 | 0 | 2041 | 495.4963
1687 | VALLEY_1G | 1 | North | YES | -0.018199 | 136 | 15 | 170 | 0 | 1.029 | GST | -1 | 0.22839 | 170 | 170 |  |  | -3.0938 | 170 | -0.22839 | -38.8265 | 2211 | 534.3228
1688 | VALLEY_2G | 2 | North | YES | -0.018199 | 527 | 90 | 527 | 0 | 1.029 | GSC | -1 | 0.22839 | 527 | 527 |  |  | -9.5909 | 527 | -0.22839 | -120.3622
1689 | VALLEY_3G | 3 | North | YES | -0.017712 | 0 | 25 | 375 |  | 1.003 | GST | -1 | 0.2279 | 375 | 375 |  |  | -6.642 | 375 | -0.2279 | -85.4641
11691 | KMICHICT1_G | 1 | North | YES | -0.017712 | 144 | 80 | 144 | 0 | 1.026 | CC | -1 | 0.2279 | 144 | 144 |  |  | -2.5505 | 144 | -0.2279 | -32.8182
11692 | KMICHICT2_G | 2 | North | YES | -0.017712 | 146 | 80 | 146 | 0 | 1.026 | CC | -1 | 0.2279 | 146 | 146 |  |  | -2.586 | 146 | -0.2279 | -33.274
11693 | KMICHIST3_G | 3 | North | YES | -0.017712 | 312 | 60 | 312 | 0 | 1.026 | CC | -1 | 0.2279 | 312 | 312 |  |  | -5.5261 | 312 | -0.2279 | -71.1061
11694 | KMICHICT4_G | 4 | North | YES | -0.017712 | 144 | 80 | 144 | 0 | 1.026 | CC | -1 | 0.2279 | 144 | 144 |  |  | -2.5505 | 144 | -0.2279 | -32.8182
11695 | KMICHICT5_G | 5 | North | YES | -0.017712 | 148 | 80 | 148 | 0 | 1.026 | CC | -1 | 0.2279 | 148 | 148 |  |  | -2.6214 | 148 | -0.2279 | -33.7298
11696 | KMICHIST6_G | 6 | North | YES | -0.017712 | 310 | 60 | 310 | 0 | 1.026 | CC | -1 | 0.2279 | 310 | 310 |  |  | -5.4907 | 310 | -0.2279 | -70.6503
2381 | NTHLK1_G | 1 | North | YES | -0.017666 | 0 | 35 | 156 |  | 1.022 | GST | -1 | 0.22786 | 156 | 156 |  |  | -2.7559 | 156 | -0.22786 | -35.5459
2382 | NTHLK2_G | 2 | North | YES | -0.017666 | 0 | 35 | 181 |  | 1.022 | GST | -1 | 0.22786 | 181 | 181 |  |  | -3.1975 | 181 | -0.22786 | -41.2423
2383 | NTHLK3_G | 3 | North | YES | -0.017666 | 0 | 50 | 329 |  | 1.022 | GST | -1 | 0.22786 | 329 | 329 |  |  | -5.8121 | 329 | -0.22786 | -74.9654
1678 | LAMARPWR_1G | 1 | North | YES | -0.017611 | 160 | 67.7 | 160 | 0 | 1.038 | CC | -1 | 0.2278 | 160 | 160 |  |  | -2.8178 | 160 | -0.2278 | -36.4485
1679 | LAMARPWR_2G | 2 | North | YES | -0.017611 | 156 | 67.7 | 156 | 0 | 1.038 | CC | -1 | 0.2278 | 156 | 156 |  |  | -2.7473 | 156 | -0.2278 | -35.5373
1680 | LAMARPWR_3G | 3 | North | YES | -0.017611 | 196 | 129.1 | 196 | 0 | 1.038 | CC | -1 | 0.2278 | 196 | 196 |  |  | -3.4518 | 196 | -0.2278 | -44.6494
1681 | LAMARPWR_4G | 4 | North | YES | -0.017611 | 156 | 67.7 | 156 | 0 | 1.038 | CC | -1 | 0.2278 | 156 | 156 |  |  | -2.7473 | 156 | -0.2278 | -35.5373
1682 | LAMARPWR_5G | 5 | North | YES | -0.017611 | 157 | 67.7 | 157 | 0 | 1.038 | CC | -1 | 0.2278 | 157 | 157 |  |  | -2.7649 | 157 | -0.2278 | -35.7651
1683 | LAMARPWR_6G | 6 | North | YES | -0.017611 | 198 | 129.1 | 198 | 0 | 1.038 | CC | -1 | 0.2278 | 198 | 198 |  |  | -3.487 | 198 | -0.2278 | -45.105
1675 | PEC_1G | 1 | North | YES | -0.017595 | 76.7 | 35 | 76.7 | 0 | 1.022 | Cogen | -1 | 0.22779 | 0 | 0 |  |  | 0 | 0 | -0.22779 | 0
1676 | PEC_2G | 2 | North | YES | -0.017595 | 79.6 | 35 | 79.6 | 0 | 1.022 | Cogen | -1 | 0.22779 | 0 | 0 |  |  | 0 | 0 | -0.22779 | 0
1677 | PEC_3G | 3 | North | YES | -0.017595 | 88.4 | 35 | 88.4 | 0 | 1.022 | Cogen | -1 | 0.22779 | 0 | 0 |  |  | 0 | 0 | -0.22779 | 0
1701 | MOSES_1G | 1 | North | YES | -0.017384 | 558 | 175 | 558 | 0 | 1.023 | LIGCO | -1 | 0.22758 | 0 | 558 |  |  | 0 | 0 | -0.22758 | 0
1702 | MOSES_2G | 2 | North | YES | -0.017384 | 579 | 175 | 579 | 0 | 1.023 | LIGCO | -1 | 0.22758 | 0 | 579 |  |  | 0 | 0 | -0.22758 | 0
1703 | MOSES_3G | 3 | North | YES | -0.017384 | 808 | 463 | 808 | 0 | 1.023 | LIGCO | -1 | 0.22758 | 0 | 808 |  |  | 0 | 0 | -0.22758 | 0
5925 | DCEAST | EQ | North | YES | -0.017384 | 400.3 | -600 | 600 | 0 | 1.025 | DCTie | -1 | 0.22758 | 0 | 0 |  |  | 0 | 0 | -0.22758 | 0
1945 | HANDLEY_1G | MB | North | YES | -0.017122 | 0 | 25 | 36 |  | 0.986 | #N/A | -1 | 0.22731 | 36 | 36 |  |  | -0.61639 | 36 | -0.22731 | -8.1833
1946 | HANDLEY_2G | MB | North | YES | -0.017122 | 0 | 30 | 68 |  | 0.986 | #N/A | -1 | 0.22731 | 68 | 68 |  |  | -1.1643 | 68 | -0.22731 | -15.4574
842 | OLINGER_G1 | 1 | North | YES | -0.016949 | 55.4 | 20 | 79 | 0 | 1.03 | GST | -1 | 0.22714 | 79 | 79 |  |  | -1.339 | 79 | -0.22714 | -17.9442
843 | OLINGER_G2 | 1 | North | YES | -0.016949 | 76.2 | 25 | 110 | 0 | 1.03 | GST | -1 | 0.22714 | 110 | 110 |  |  | -1.8644 | 110 | -0.22714 | -24.9855
844 | OLINGER_G3 | 1 | North | YES | -0.016949 | 103.9 | 45 | 150 | 0 | 1.03 | GST | -1 | 0.22714 | 150 | 150 |  |  | -2.5423 | 150 | -0.22714 | -34.0712
845 | OLINGER_G4 | 1 | North | YES | -0.016949 | 51.9 | 0 | 76 | 0 | 1.03 | GGT | -1 | 0.22714 | 76 | 76 |  |  | -1.2881 | 76 | -0.22714 | -17.2627
344 | MRSSHPRD | 1 | North | YES | -0.016906 | 12 | 0 | 12 |  | 1.03 | Hydro | -1 | 0.2271 | 0 | 0 |  |  | 0 | 0 | -0.2271 | 0
345 | MRSSHPRD01 | 2 | North | YES | -0.016906 | 12 | 0 | 12 |  | 1.03 | Hydro | -1 | 0.2271 | 0 | 0 |  |  | 0 | 0 | -0.2271 | 0
949 | STEAM2 | 1 | North | YES | -0.016861 | 26 | 8 | 26 | 0 | 0.99 | GST | -1 | 0.22705 | 26 | 26 |  |  | -0.43839 | 26 | -0.22705 | -5.9034
950 | STEAM3 | 1 | North | YES | -0.016861 | 41 | 13 | 42 | 0 | 1.02 | GST | -1 | 0.22705 | 42 | 42 |  |  | -0.70816 | 42 | -0.22705 | -9.5362
948 | STEAM1 | 1 | North | YES | -0.01686 | 0 | 12 | 20 |  | 1.02 | GST | -1 | 0.22705 | 20 | 20 |  |  | -0.3372 | 20 | -0.22705 | -4.541
837 | NEWMAN_G5 | 1 | North | YES | -0.016846 | 0 | 15 | 40 |  | 1.01 | GST | -1 | 0.22704 | 40 | 40 |  |  | -0.67384 | 40 | -0.22704 | -9.0815
1948 | HANDLEY_4G | 4 | North | YES | -0.016633 | 348 | 150 | 435 | 0 | 1.022 | GST | -1 | 0.22683 | 435 | 435 |  |  | -7.2354 | 435 | -0.22683 | -98.669
1947 | HANDLEY_3G | 3 | North | YES | -0.016585 | 316 | 100 | 395 | 0 | 1.022 | GST | -1 | 0.22678 | 395 | 395 |  |  | -6.5511 | 395 | -0.22678 | -89.577
1949 | HANDLEY_5G | 5 | North | YES | -0.016585 | 348 | 150 | 435 | 0 | 1.022 | GST | -1 | 0.22678 | 435 | 435 |  |  | -7.2145 | 435 | -0.22678 | -98.6481
2451 | LKHB1_G | 1 | North | YES | -0.016363 | 0 | 80 | 391 |  | 1.022 | GST | -1 | 0.22656 | 391 | 391 |  |  | -6.3979 | 391 | -0.22656 | -88.5831
2452 | LKHB2_G | 2 | North | YES | -0.016363 | 516 | 80 | 516 | 0 | 1.022 | GST | -1 | 0.22656 | 516 | 516 |  |  | -8.4433 | 516 | -0.22656 | -116.9025
12411 | FPLEFR1A_G | 1 | North | YES | -0.016312 | 161 | 72 | 161 | 0 | 1 | CC | -1 | 0.2265 | 161 | 161 |  |  | -2.6262 | 161 | -0.2265 | -36.4672
12412 | FPLEFR1B_G | 2 | North | YES | -0.016312 | 164 | 72 | 164 | 0 | 1 | CC | -1 | 0.2265 | 164 | 164 |  |  | -2.6752 | 164 | -0.2265 | -37.1467
12413 | FPLEFR1C_G | 3 | North | YES | -0.016312 | 164 | 72 | 164 | 0 | 1 | CC | -1 | 0.2265 | 164 | 164 |  |  | -2.6752 | 164 | -0.2265 | -37.1467
12414 | FPLEFR1S_G | 4 | North | YES | -0.016312 | 414 | 191 | 414 | 0 | 1 | CC | -1 | 0.2265 | 414 | 414 |  |  | -6.7532 | 414 | -0.2265 | -93.7727
12421 | FPLEFR2A_G | 1 | North | YES | -0.016312 | 162 | 72 | 162 | 0 | 1 | CC | -1 | 0.2265 | 162 | 162 |  |  | -2.6425 | 162 | -0.2265 | -36.6937
12422 | FPLEFR2B_G | 2 | North | YES | -0.016312 | 161 | 72 | 161 | 0 | 1 | CC | -1 | 0.2265 | 161 | 161 |  |  | -2.6262 | 161 | -0.2265 | -36.4672
12423 | FPLEFR2C_G | 3 | North | YES | -0.016312 | 163 | 72 | 163 | 0 | 1 | CC | -1 | 0.2265 | 163 | 163 |  |  | -2.6589 | 163 | -0.2265 | -36.9202
12424 | FPLEFR2S_G | 4 | North | YES | -0.016312 | 415 | 191 | 415 | 0 | 1 | CC | -1 | 0.2265 | 415 | 415 |  |  | -6.7695 | 415 | -0.2265 | -93.9992
12440 | PARKD_1SVC8 | 1 | North | YES | -0.01617 | 0 | 0 | 0 | 0 | 1.007 | GST | -1 | 0.22636 | 0 | 0 |  |  | 0 | 0 | -0.22636 | 0
12449 | PARKD_2SVC8 | 1 | North | YES | -0.01617 | 0 | 0 | 0 | 0 | 1.007 | GST | -1 | 0.22636 | 0 | 0 |  |  | 0 | 0 | -0.22636 | 0
2413 | MTCK6_G | 6 | North | YES | -0.015717 | 0 | 30 | 118 |  | 1.022 | GST | -1 | 0.22591 | 118 | 118 |  |  | -1.8546 | 118 | -0.22591 | -26.6573
2414 | MTCK7_G | 7 | North | YES | -0.015717 | 0 | 30 | 115 |  | 1.022 | GST | -1 | 0.22591 | 115 | 115 |  |  | -1.8075 | 115 | -0.22591 | -25.9796
2417 | MTCK8_G | 8 | North | YES | -0.015717 | 444.8 | 60 | 556 | 0 | 1.022 | GSC | -1 | 0.22591 | 556 | 556 |  |  | -8.7387 | 556 | -0.22591 | -125.6055
2418 | MTCK2_G | 2 | North | YES | -0.01565 | 0 | 10 | 23 |  | 0.971 | #N/A | -1 | 0.22584 | 23 | 23 |  |  | -0.35995 | 23 | -0.22584 | -5.1944
2419 | MTCK3_G | MB | North | YES | -0.01565 | 0 | 10 | 63 |  | 0.971 | #N/A | -1 | 0.22584 | 63 | 63 |  |  | -0.98595 | 63 | -0.22584 | -14.2281
3097 | MARTLAKE_1G | 1 | North | YES | -0.015036 | 790 | 500 | 790 | 0 | 1.017 | LIGCO | -1 | 0.22523 | 0 | 790 |  |  | 0 | 0 | -0.22523 | 0
3098 | MARTLAKE_2G | 2 | North | YES | -0.015036 | 795 | 461 | 795 | 0 | 1.017 | LIGCO | -1 | 0.22523 | 0 | 795 |  |  | 0 | 0 | -0.22523 | 0
3099 | MARTLAKE_3G | 3 | North | YES | -0.015036 | 804 | 500 | 804 | 0 | 1.017 | LIGCO | -1 | 0.22523 | 0 | 804 |  |  | 0 | 0 | -0.22523 | 0
13116 | TGATEWAY_1G | 1 | North | YES | -0.014865 | 151 | 30 | 151 | 0 | 1.0232 | CC | -1 | 0.22506 | 151 | 151 |  |  | -2.2446 | 151 | -0.22506 | -33.9836
13117 | TGATEWAY_2G | 2 | North | YES | -0.014865 | 130 | 30 | 130 | 0 | 1.0232 | CC | -1 | 0.22506 | 130 | 130 |  |  | -1.9325 | 130 | -0.22506 | -29.2574
13118 | TGATEWAY_3G | 3 | North | YES | -0.014865 | 148 | 30 | 148 | 0 | 1.0232 | CC | -1 | 0.22506 | 148 | 148 |  |  | -2.2 | 148 | -0.22506 | -33.3085
13119 | TGATEWAY_4G | 4 | North | YES | -0.014865 | 399 | 65 | 399 | 0 | 1.0232 | CC | -1 | 0.22506 | 399 | 399 |  |  | -5.9311 | 399 | -0.22506 | -89.7978
3348 | CHAMPION_1G | MB | North | YES | -0.01472 | 0 | 42 | 42 |  | 1 | Cogen | -1 | 0.22491 | 0 | 0 |  |  | 0 | 0 | -0.22491 | 0
3113 | LUFKINWB_1G | 1 | North | YES | -0.014703 | 0 | 0 | 50 |  | 1.01 | #N/A | -1 | 0.2249 | 50 | 50 |  |  | -0.73515 | 50 | -0.2249 | -11.2448
3107 | STRYKER_1G | 1 | North | YES | -0.014679 | 145.6 | 45 | 182 | 0 | 1.029 | GST | -1 | 0.22487 | 182 | 182 |  |  | -2.6716 | 182 | -0.22487 | -40.9266
3108 | STRYKER_2G | 2 | North | YES | -0.014679 | 484 | 75 | 484 | 0 | 1.029 | GST | -1 | 0.22487 | 484 | 484 |  |  | -7.1046 | 484 | -0.22487 | -108.8377
1941 | MDLTHELP_1G | 1 | North | YES | -0.014096 | 216.4 | 74 | 216.4 | 0 | 1 | CC | -1 | 0.22429 | 216.4 | 216.4 |  |  | -3.0504 | 216.4 | -0.22429 | -48.536
1942 | MDLTHELP_2G | 2 | North | YES | -0.014096 | 216.1 | 74 | 216.1 | 0 | 1 | CC | -1 | 0.22429 | 216.1 | 216.1 |  |  | -3.0461 | 216.1 | -0.22429 | -48.4687
12322 | ENNSTRAC_1G | 1 | North | YES | -0.013984 | 196 | 130 | 196 | 0 | 1.036 | CC | -1 | 0.22418 | 196 | 196 |  |  | -2.7409 | 196 | -0.22418 | -43.9385
12323 | ENNSTRAC_2G | 2 | North | YES | -0.013984 | 116 | 100 | 116 | 0 | 1.036 | CC | -1 | 0.22418 | 116 | 116 |  |  | -1.6221 | 116 | -0.22418 | -26.0044
3126 | TRINIDAD_6G | 1 | North | YES | -0.013903 | 179.2 | 46 | 224 | 0 | 1 | GST | -1 | 0.2241 | 224 | 224 |  |  | -3.1143 | 224 | -0.2241 | -50.1973
13134 | CALFREST_4G | 4 | North | YES | -0.01332 | 151.5 | 40 | 151.5 | 0 | 1.031 | CC | -1 | 0.22351 | 151.5 | 151.5 |  |  | -2.018 | 151.5 | -0.22351 | -33.8621
13135 | CALFREST_5G | 5 | North | YES | -0.01332 | 152.3 | 57 | 152.3 | 0 | 1.031 | CC | -1 | 0.22351 | 152.3 | 152.3 |  |  | -2.0286 | 152.3 | -0.22351 | -34.0409
13136 | CALFREST_6G | 6 | North | YES | -0.01332 | 177.5 | 40 | 177.5 | 0 | 1.031 | CC | -1 | 0.22351 | 177.5 | 177.5 |  |  | -2.3643 | 177.5 | -0.22351 | -39.6734
1937 | MDLTHELP_5G | 5 | North | YES | -0.013281 | 224 | 74 | 224 | 0 | 1 | CC | -1 | 0.22347 | 224 | 224 |  |  | -2.9749 | 224 | -0.22347 | -50.058
1938 | MDLTHELP_6G | 6 | North | YES | -0.013281 | 226 | 74 | 226 | 0 | 1 | CC | -1 | 0.22347 | 226 | 226 |  |  | -3.0015 | 226 | -0.22347 | -50.5049
1943 | MDLTHELP_3G | 3 | North | YES | -0.013281 | 212 | 74 | 212 | 0 | 1 | CC | -1 | 0.22347 | 212 | 212 |  |  | -2.8156 | 212 | -0.22347 | -47.3763
1944 | MDLTHELP_4G | 4 | North | YES | -0.013281 | 211 | 74 | 211 | 0 | 1 | CC | -1 | 0.22347 | 211 | 211 |  |  | -2.8023 | 211 | -0.22347 | -47.1528
13131 | CALFREST_1G | 1 | North | YES | -0.013252 | 150.7 | 40 | 150.7 | 0 | 1.031 | CC | -1 | 0.22344 | 150.7 | 150.7 |  |  | -1.9971 | 150.7 | -0.22344 | -33.673
13132 | CALFREST_2G | 2 | North | YES | -0.013252 | 151 | 57 | 151 | 0 | 1.031 | CC | -1 | 0.22344 | 151 | 151 |  |  | -2.0011 | 151 | -0.22344 | -33.7401
13133 | CALFREST_3G | 3 | North | YES | -0.013252 | 177.4 | 40 | 177.4 | 0 | 1.031 | CC | -1 | 0.22344 | 177.4 | 177.4 |  |  | -2.3509 | 177.4 | -0.22344 | -39.639
3381 | BBRN_1G | 1 | North | YES | -0.012998 | 618 | 225 | 618 | 0 | 1.03 | LIGCO | -1 | 0.22319 | 0 | 618 |  |  | 0 | 0 | -0.22319 | 0
3382 | BBRN_2G | 2 | North | YES | -0.012998 | 589 | 225 | 589 | 0 | 1.03 | LIGCO | -1 | 0.22319 | 0 | 589 |  |  | 0 | 0 | -0.22319 | 0
1889 | DECRDOVA_1G | 1 | North | YES | -0.011879 | 779 | 255 | 779 | 0 | 1.02 | GSC | -1 | 0.22207 | 779 | 779 |  |  | -9.2537 | 779 | -0.22207 | -172.9935
48721 | LEG_1___1 | 1 | North | YES | -0.011633 | 827 | 357 | 827 | 0 | 1.0348 | LIGCO | -1 | 0.22183 | 0 | 827 |  |  | 0 | 0 | -0.22183 | 0
48722 | LEG_2___2 | 2 | North | YES | -0.011633 | 819 | 357 | 819 | 0 | 1.0348 | LIGCO | -1 | 0.22183 | 0 | 819 |  |  | 0 | 0 | -0.22183 | 0
39960 | TNTNPONE_18 | 1 | North | YES | -0.011018 | 152.3 | 30 | 152.3 |  | 1.04 | LIGCO | -1 | 0.22121 | 0 | 152.3 |  |  | 0 | 0 | -0.22121 | 0
39970 | TNTNPONE_28 | 1 | North | YES | -0.011018 | 153 | 30 | 153 |  | 1.04 | LIGCO | -1 | 0.22121 | 0 | 153 |  |  | 0 | 0 | -0.22121 | 0
366 | JNSNCNTY802 | 1 | North | YES | -0.010063 | 168 | 20 | 168 | 0 | 1.02 | Cogen | -1 | 0.22026 | 0 | 0 |  |  | 0 | 0 | -0.22026 | 0
367 | JNSNCNTY802 | 2 | North | YES | -0.010063 | 90 | 20 | 90 | 0 | 1.02 | Cogen | -1 | 0.22026 | 0 | 0 |  |  | 0 | 0 | -0.22026 | 0
1892 | DECRDOVA_2G | A | North | YES | -0.009746 | 65 | 65 | 70 | 0 | 1.025 | GGT | -1 | 0.21994 | 70 | 70 |  |  | -0.68222 | 70 | -0.21994 | -15.3957
1893 | DECRDOVA_3G | B | North | YES | -0.009746 | 65 | 65 | 69 | 0 | 1.025 | GGT | -1 | 0.21994 | 69 | 69 |  |  | -0.67247 | 69 | -0.21994 | -15.1757
1894 | DECRDOVA_4G | C | North | YES | -0.009746 | 65 | 65 | 69 | 0 | 1.025 | GGT | -1 | 0.21994 | 69 | 69 |  |  | -0.67247 | 69 | -0.21994 | -15.1757
1895 | DECRDOVA_5G | D | North | YES | -0.009746 | 65 | 65 | 68 | 0 | 1.025 | GGT | -1 | 0.21994 | 68 | 68 |  |  | -0.66273 | 68 | -0.21994 | -14.9558
990 | GIBN_CREK_G1 | 1 | North | YES | -0.009529 | 463 | 200 | 463 | 0 | 1.0275 | LIGCO | -1 | 0.21972 | 0 | 463 |  |  | 0 | 0 | -0.21972 | 0
32798 | BRYN_TAMUGEN | 1 | North | YES | -0.009403 | 32 | 0 | 32 |  | 1.02 | GST | -1 | 0.2196 | 32 | 32 |  |  | -0.3009 | 32 | -0.2196 | -7.027
32886 | BRYN_ATKINS3 | MB | North | YES | -0.009367 | 0 | 5 | 12 |  | 1 | GST | -1 | 0.21956 | 0 | 0 |  |  | 0 | 0 | -0.21956 | 0
32887 | BRYN_ATKINS6 | MB | North | YES | -0.009367 | 0 | 12 | 51 |  | 1.028 | GST | -1 | 0.21956 | 0 | 0 |  |  | 0 | 0 | -0.21956 | 0
32888 | BRYN_ATKINS7 | 1 | North | YES | -0.009367 | 13.6 | 4 | 17 |  | 1.028 | GGT | -1 | 0.21956 | 17 | 17 |  |  | -0.15924 | 17 | -0.21956 | -3.7325
32890 | BRYN_ATKINS4 | MB | North | YES | -0.009367 | 0 | 5 | 22 |  | 1.031 | GST | -1 | 0.21956 | 0 | 0 |  |  | 0 | 0 | -0.21956 | 0
32891 | BRYN_ATKINS5 | MB | North | YES | -0.009367 | 0 | 5 | 25 |  | 1.031 | GST | -1 | 0.21956 | 0 | 0 |  |  | 0 | 0 | -0.21956 | 0
32883 | BRYN_DNSBY3 | 1 | North | YES | -0.009349 | 0 | 2 | 48 |  | 1.015 | GST | -1 | 0.21954 | 48 | 48 |  |  | -0.44875 | 48 | -0.21954 | -10.538
32884 | BRYN_DNSBY13 | 1 | North | YES | -0.009349 | 46 | 2 | 46 | 0 | 1.015 | GST | -1 | 0.21954 | 46 | 46 |  |  | -0.43005 | 46 | -0.21954 | -10.0989
32892 | BRYN_DNSBY14 | 1 | North | YES | -0.009349 | 84 | 25 | 105 | 0 | 1.035 | GST | -1 | 0.21954 | 105 | 105 |  |  | -0.98164 | 105 | -0.21954 | -23.0518
48671 | FTR_GT1_5105 | 1 | North | YES | -0.009078 | 154.2 | 0 | 154.2 | 0 | 1.0319 | CC | -1 | 0.21927 | 154.2 | 154.2 |  |  | -1.3998 | 154.2 | -0.21927 | -33.8115
48672 | FTR_GT2_5110 | 2 | North | YES | -0.009078 | 159 | 0 | 159 | 0 | 1.0319 | CC | -1 | 0.21927 | 159 | 159 |  |  | -1.4434 | 159 | -0.21927 | -34.864
48673 | FTR_GT3_5085 | 3 | North | YES | -0.009078 | 158 | 0 | 158 | 0 | 1.0319 | CC | -1 | 0.21927 | 158 | 158 |  |  | -1.4343 | 158 | -0.21927 | -34.6447
48674 | FTR_CN4_5095 | 4 | North | YES | -0.009078 | 380 | 0 | 380 | 0 | 1.0319 | CC | -1 | 0.21927 | 380 | 380 |  |  | -3.4496 | 380 | -0.21927 | -83.3227
1877 | WLFHOLW_1G | 1 | North | YES | -0.0086 | 217.3 | 89.2 | 217.3 | 0 | 1.032 | CC | -1 | 0.21879 | 217.3 | 217.3 |  |  | -1.8688 | 217.3 | -0.21879 | -47.5435
1878 | WLFHOLW_2G | 2 | North | YES | -0.0086 | 215.7 | 105 | 215.7 | 0 | 1.032 | CC | -1 | 0.21879 | 215.7 | 215.7 |  |  | -1.855 | 215.7 | -0.21879 | -47.1935
1879 | WLFHOLW_3G | 3 | North | YES | -0.0086 | 272.4 | 89.2 | 272.4 | 0 | 1.032 | CC | -1 | 0.21879 | 272.4 | 272.4 |  |  | -2.3426 | 272.4 | -0.21879 | -59.599
3403 | THOUSE_1G | 1 | North | YES | -0.008247 | 563 | 200 | 563 | 0 | 1.012 | GSC | -1 | 0.21844 | 563 | 563 |  |  | -4.6431 | 563 | -0.21844 | -122.9813
3404 | THOUSE_2G | 2 | North | YES | -0.008247 | 807 | 250 | 807 | 0 | 1.012 | GSC | -1 | 0.21844 | 807 | 807 |  |  | -6.6553 | 807 | -0.21844 | -176.2804
3416 | LAKE_CRK1_G | 1 | North | YES | -0.00769 | 60 | 33 | 75 |  | 1.029 | GST | -1 | 0.21788 | 75 | 75 |  |  | -0.57675 | 75 | -0.21788 | -16.3412
3417 | LAKE_CRK2_G | 2 | North | YES | -0.00769 | 177.6 | 40 | 222 | 0 | 1.029 | GST | -1 | 0.21788 | 222 | 222 |  |  | -1.7072 | 222 | -0.21788 | -48.3699
1898 | COMCHEPK_1G | 1 | North | YES | -0.007603 | 1159 | 1150 | 1159 | 0 | 1.032 | Nuc | -1 | 0.2178 | 0 | 0 |  |  | 0 | 0 | -0.2178 | 0
1899 | COMCHEPK_2G | 2 | North | YES | -0.007603 | 1159 | 1128 | 1159 | 0 | 1.032 | Nuc | -1 | 0.2178 | 0 | 0 |  |  | 0 | 0 | -0.2178 | 0
238 | BOSQUESW505 | 1 | North | YES | -0.007338 | 255 | 0 | 255 | 0 | 1.02 | CC | -1 | 0.21753 | 255 | 255 |  |  | -1.8712 | 255 | -0.21753 | -55.4702
239 | BOSQUESW502 | 1 | North | YES | -0.007338 | 119.2 | 0 | 149 | 0 | 1.02 | GGT | -1 | 0.21753 | 149 | 149 |  |  | -1.0934 | 149 | -0.21753 | -32.412
247 | BOSQUESW501 | 2 | North | YES | -0.007338 | 124.8 | 0 | 156 | 0 | 1.02 | GGT | -1 | 0.21753 | 156 | 156 |  |  | -1.1447 | 156 | -0.21753 | -33.9347
244 | WHITNYDM01 | 1 | North | YES | -0.007062 | 15 | 0 | 15 | 0 | 1.035 | Hydro | -1 | 0.21725 | 0 | 0 |  |  | 0 | 0 | -0.21725 | 0
245 | WHITNYDM02 | 2 | North | YES | -0.007062 | 15 | 0 | 15 | 0 | 1.035 | Hydro | -1 | 0.21725 | 0 | 0 |  |  | 0 | 0 | -0.21725 | 0
48591 | CHE_GT2_5030 | 2 | Houston | YES | -0.006853 | 173 | 50 | 173 | 0 | 1.029 | Cogen | -1 | 0.21705 | 0 | 0 |  |  |  |  | -0.21705 | 0
48811 | CVC_GT3_5045 | 3 | Houston | YES | -0.006853 | 156 | 91.8 | 156 | 0 | 1.029 | Cogen | -1 | 0.21705 | 0 | 0 |  |  |  |  | -0.21705 | 0
48812 | CVC_GT2_5020 | 2 | Houston | YES | -0.006853 | 158 | 91.8 | 158 | 0 | 1.029 | Cogen | -1 | 0.21705 | 0 | 0 |  |  |  |  | -0.21705 | 0
48813 | CVC_GT1_5035 | 1 | Houston | YES | -0.006853 | 160 | 91.8 | 160 | 0 | 1.029 | Cogen | -1 | 0.21705 | 0 | 0 |  |  |  |  | -0.21705 | 0
48814 | CVC_ST5_5040 | 1 | Houston | YES | -0.006853 | 162 | 91.8 | 162 | 0 | 1.029 | Cogen | -1 | 0.21705 | 0 | 0 |  |  |  |  | -0.21705 | 0
251 | BOSQUESW803 | 2 | North | YES | -0.006621 | 150 | 0 | 150 |  | 1.032 | CC | -1 | 0.21681 | 150 | 150 |  |  | -0.99315 | 150 | -0.21681 | -32.522
253 | BOSQUESW804 | 2 | North | YES | -0.006621 | 80 | 0 | 80 |  | 1.032 | CC | -1 | 0.21681 | 80 | 80 |  |  | -0.52968 | 80 | -0.21681 | -17.3451
48885 | THW_5152 | A | Houston | YES | -0.006605 | 46.4 | 5 | 58 |  | 1.0319 | GGT | -1 | 0.2168 | 58 | 58 |  |  |  |  | -0.2168 | -12.5742
48885 | THW_5152 | B | Houston | YES | -0.006605 | 47.2 | 5 | 59 |  | 1.0319 | GGT | -1 | 0.2168 | 59 | 59 |  |  |  |  | -0.2168 | -12.791
48886 | THW_5354 | C | Houston | YES | -0.006605 | 45.6 | 5 | 57 |  | 1.0319 | GGT | -1 | 0.2168 | 57 | 57 |  |  |  |  | -0.2168 | -12.3574
48886 | THW_5354 | D | Houston | YES | -0.006605 | 46.4 | 5 | 58 |  | 1.0319 | GGT | -1 | 0.2168 | 58 | 58 |  |  |  |  | -0.2168 | -12.5742
48887 | THW_5556 | E | Houston | YES | -0.006605 | 47.2 | 5 | 59 |  | 1.0319 | GGT | -1 | 0.2168 | 59 | 59 |  |  |  |  | -0.2168 | -12.791
48887 | THW_5556 | F | Houston | YES | -0.006605 | 45.6 | 5 | 57 |  | 1.0319 | GGT | -1 | 0.2168 | 57 | 57 |  |  |  |  | -0.2168 | -12.3574
48690 | GBY_GN5_5 | 5 | Houston | YES | -0.006586 | 318.4 | 81 | 398 |  | 1.0362 | GSC | -1 | 0.21678 | 398 | 398 |  |  |  |  | -0.21678 | -86.2777
48595 | BTE_GT2_8075 | 1 | Houston | YES | -0.006569 | 162.8 | 130 | 162.8 | 0 | 1.0261 | CC | -1 | 0.21676 | 162.8 | 162.8 |  |  |  |  | -0.21676 | -35.2887
48596 | BTE_GT3_8045 | 2 | Houston | YES | -0.006569 | 161.4 | 130 | 161.4 | 0 | 1.0261 | CC | -1 | 0.21676 | 161.4 | 161.4 |  |  |  |  | -0.21676 | -34.9853
48597 | BTE_GT4_8055 | 3 | Houston | YES | -0.006569 | 158.9 | 130 | 158.9 | 0 | 1.0261 | CC | -1 | 0.21676 | 158.9 | 158.9 |  |  |  |  | -0.21676 | -34.4434
48598 | BTE_ST1_8070 | 4 | Houston | YES | -0.006569 | 269.2 | 60 | 269.2 | 0 | 1.0261 | CC | -1 | 0.21676 | 269.2 | 269.2 |  |  |  |  | -0.21676 | -58.3521
48583 | CBY_GT4_1 | 1 | Houston | YES | -0.006528 | 172 | 0 | 172 | 0 | 1.026 | GSC | -1 | 0.21672 | 172 | 172 |  |  |  |  | -0.21672 | -37.2759
48584 | CBY_GT4_2 | 2 | Houston | YES | -0.006528 | 172 | 0 | 172 | 0 | 1.026 | CC | -1 | 0.21672 | 172 | 172 |  |  |  |  | -0.21672 | -37.2759
48585 | CBY_ST4_1 | 3 | Houston | YES | -0.006528 | 172 | 0 | 172 | 0 | 1.026 | CC | -1 | 0.21672 | 172 | 172 |  |  |  |  | -0.21672 | -37.2759
48815 | CVC_GT4_8005 | 4 | Houston | YES | -0.006523 | 165 | 91.8 | 165 |  | 1.0362 | Cogen | -1 | 0.21672 | 0 | 0 |  |  |  |  | -0.21672 | 0
48581 | CBY_GN1_1 | 1 | Houston | YES | -0.00651 | 595.2 | 108 | 744 | 0 | 1.0435 | GSC | -1 | 0.2167 | 744 | 744 |  |  |  |  | -0.2167 | -161.2264
48791 | PSA_GT1_8160 | 1 | Houston | YES | -0.00651 | 52 | 20.8 | 65 | 0 | 1.0362 | Cogen | -1 | 0.2167 | 0 | 0 |  |  |  |  | -0.2167 | 0
48792 | PSA_GT2_8155 | 2 | Houston | YES | -0.00651 | 52.8 | 20.3 | 66 | 0 | 1.0362 | Cogen | -1 | 0.2167 | 0 | 0 |  |  |  |  | -0.2167 | 0
48793 | PSA_GT3_8150 | 3 | Houston | YES | -0.00651 | 56 | 20.3 | 70 | 0 | 1.0362 | Cogen | -1 | 0.2167 | 0 | 0 |  |  |  |  | -0.2167 | 0
48794 | PSA_GT4_8145 | 4 | Houston | YES | -0.00651 | 52.8 | 20.3 | 66 | 0 | 1.0362 | Cogen | -1 | 0.2167 | 0 | 0 |  |  |  |  | -0.2167 | 0
48795 | PSA_GT5_8140 | 5 | Houston | YES | -0.00651 | 51.2 | 20.3 | 64 | 0 | 1.0362 | Cogen | -1 | 0.2167 | 0 | 0 |  |  |  |  | -0.2167 | 0
48796 | PSA_GN1_8165 | 1 | Houston | YES | -0.00651 | 83.2 | 43.1 | 104 | 0 | 1.0362 | Cogen | -1 | 0.2167 | 0 | 0 |  |  |  |  | -0.2167 | 0
48797 | PSA_GT6_8135 | 6 | Houston | YES | -0.00651 | 47.2 | 34.5 | 59 | 0 | 1.0362 | Cogen | -1 | 0.2167 | 0 | 0 |  |  |  |  | -0.2167 | 0
48651 | EP_1_2 | 1 | Houston | YES | -0.006508 | 4 | 0 | 5 | 0 | 1.0362 | Cogen | -1 | 0.2167 | 0 | 0 |  |  |  |  | -0.2167 | 0
48651 | EP_1_2 | 2 | Houston | YES | -0.006508 | 17.7 | 10 | 21 | 0 | 1.0362 | Cogen | -1 | 0.2167 | 0 | 0 |  |  |  |  | -0.2167 | 0
48883 | THW_GT1_GT_1 | B2 | Houston | YES | -0.006484 | 0 | 0 | 12 |  | 1.043 | GGT | -1 | 0.21668 | 12 | 12 |  |  |  |  | -0.21668 | -2.6001
49803 | EXN_15GT | 1 | Houston | YES | -0.006469 | 33 | 8.3 | 34 |  | 1.0326 | Cogen | -1 | 0.21666 | 0 | 0 |  |  |  |  | -0.21666 | 0
49804 | EXN_16GT | 2 | Houston | YES | -0.006469 | 32 | 8.3 | 34.7 |  | 1.0326 | Cogen | -1 | 0.21666 | 0 | 0 |  |  |  |  | -0.21666 | 0
49805 | EXN_17GT | 3 | Houston | YES | -0.006469 | 31 | 8.3 | 32.7 |  | 1.0326 | Cogen | -1 | 0.21666 | 0 | 0 |  |  |  |  | -0.21666 | 0
49826 | EXN938GT | 5 | Houston | YES | -0.006469 | 43 | 9.2 | 45.9 | 0 | 1.0326 | Cogen | -1 | 0.21666 | 0 | 0 |  |  |  |  | -0.21666 | 0
49828 | EXN941GT | 10 | Houston | YES | -0.006469 | 17.7 | 5.4 | 17.7 | 0 | 1.0326 | Cogen | -1 | 0.21666 | 0 | 0 |  |  |  |  | -0.21666 | 0
49829 | EXN942GT | 11 | Houston | YES | -0.006469 | 20 | 5.4 | 20.4 | 0 | 1.0326 | Cogen | -1 | 0.21666 | 0 | 0 |  |  |  |  | -0.21666 | 0
49830 | EXN943GT | 12 | Houston | YES | -0.006469 | 19 | 5.4 | 19.9 | 0 | 1.0326 | Cogen | -1 | 0.21666 | 0 | 0 |  |  |  |  | -0.21666 | 0
49831 | EXN944GT | 13 | Houston | YES | -0.006469 | 33 | 5.4 | 35 | 0 | 1.0326 | Cogen | -1 | 0.21666 | 0 | 0 |  |  |  |  | -0.21666 | 0
49832 | EXN945GT | 9 | Houston | YES | -0.006469 | 18.5 | 9.2 | 18.5 | 0 | 1.0326 | Cogen | -1 | 0.21666 | 0 | 0 |  |  |  |  | -0.21666 | 0
49837 | EXN_GT | 4 | Houston | YES | -0.006469 | 81 | 21.3 | 85.4 | 0 | 1.0326 | Cogen | -1 | 0.21666 | 0 | 0 |  |  |  |  | -0.21666 | 0
49838 | EXN_14GT | 14 | Houston | YES | -0.006469 | 140 | 0 | 148 |  | 1.0326 | Cogen | -1 | 0.21666 | 0 | 0 |  |  |  |  | -0.21666 | 0
48582 | CBY_GN2_2 | 2 | Houston | YES | -0.006454 | 596.8 | 110 | 746 | 0 | 1.0435 | GSC | -1 | 0.21665 | 746 | 746 |  |  |  |  | -0.21665 | -161.6181
48873 | THW_ST3_ST_3 | 3 | Houston | YES | -0.00643 | 107 | 19 | 107 | 0 | 1.0435 | CC | -1 | 0.21662 | 107 | 107 |  |  |  |  | -0.21662 | -23.1786
48874 | THW_ST4_ST_4 | 4 | Houston | YES | -0.00643 | 108 | 19 | 108 | 0 | 1.0435 | CC | -1 | 0.21662 | 108 | 108 |  |  |  |  | -0.21662 | -23.3952
48875 | THW_3132 | A | Houston | YES | -0.00643 | 55 | 5 | 55 | 0 | 1.0435 | CC | -1 | 0.21662 | 55 | 55 |  |  |  |  | -0.21662 | -11.9142
48875 | THW_3132 | B | Houston | YES | -0.00643 | 53 | 5 | 53 | 0 | 1.0435 | CC | -1 | 0.21662 | 53 | 53 |  |  |  |  | -0.21662 | -11.481
48877 | THW_3334 | C | Houston | YES | -0.00643 | 55 | 5 | 55 | 0 | 1.0435 | CC | -1 | 0.21662 | 55 | 55 |  |  |  |  | -0.21662 | -11.9142
48877 | THW_3334 | D | Houston | YES | -0.00643 | 57 | 5 | 57 | 0 | 1.0435 | CC | -1 | 0.21662 | 57 | 57 |  |  |  |  | -0.21662 | -12.3475
48879 | THW_4142 | E | Houston | YES | -0.00643 | 56 | 5 | 56 | 0 | 1.0435 | CC | -1 | 0.21662 | 56 | 56 |  |  |  |  | -0.21662 | -12.1308
48879 | THW_4142 | F | Houston | YES | -0.00643 | 55 | 5 | 55 | 0 | 1.0435 | CC | -1 | 0.21662 | 55 | 55 |  |  |  |  | -0.21662 | -11.9142
48881 | THW_4344 | G | Houston | YES | -0.00643 | 58 | 5 | 58 | 0 | 1.0435 | CC | -1 | 0.21662 | 58 | 58 |  |  |  |  | -0.21662 | -12.5641
48881 | THW_4344 | H | Houston | YES | -0.00643 | 58 | 5 | 58 | 0 | 1.0435 | CC | -1 | 0.21662 | 58 | 58 |  |  |  |  | -0.21662 | -12.5641
48593 | CHE_GT1_8015 | 1 | Houston | YES | -0.006379 | 173 | 50 | 173 | 0 | 1.0362 | Cogen | -1 | 0.21657 | 0 | 0 |  |  |  |  | -0.21657 | 0
48594 | CHE_GN4_8025 | 4 | Houston | YES | -0.006379 | 142 | 60 | 142 | 0 | 1.0362 | Cogen | -1 | 0.21657 | 0 | 0 |  |  |  |  | -0.21657 | 0
48511 | LPE_GT1_8070 | 1 | Houston | YES | -0.006369 | 42 | 0 | 42 | 0 | 1.0362 | GGT | -1 | 0.21656 | 42 | 42 |  |  |  |  | -0.21656 | -9.0956
48512 | LPE_GT2_8075 | 2 | Houston | YES | -0.006369 | 42 | 0 | 42 | 0 | 1.0362 | GGT | -1 | 0.21656 | 42 | 42 |  |  |  |  | -0.21656 | -9.0956
48513 | LPE_GT3_8080 | 3 | Houston | YES | -0.006369 | 39 | 0 | 39 | 0 | 1.0362 | GGT | -1 | 0.21656 | 39 | 39 |  |  |  |  | -0.21656 | -8.4459
48514 | LPE_GT4_8085 | 4 | Houston | YES | -0.006369 | 39 | 0 | 39 | 0 | 1.0362 | GGT | -1 | 0.21656 | 39 | 39 |  |  |  |  | -0.21656 | -8.4459
48500 | APD_GT1_8005 | 1 | Houston | YES | -0.006367 | 137.6 | 54.6 | 137.6 |  | 1.0362 | Cogen | -1 | 0.21656 | 0 | 0 |  |  |  |  | -0.21656 | 0
48820 | SHELLG1_3015 | 1 | Houston | YES | -0.006332 | 71 | 34.5 | 71 |  | 1.029 | Cogen | -1 | 0.21652 | 0 | 0 |  |  |  |  | -0.21652 | 0
48821 | SHELLG2 | 2 | Houston | YES | -0.006332 | 72 | 34.5 | 72 |  | 1.029 | Cogen | -1 | 0.21652 | 0 | 0 |  |  |  |  | -0.21652 | 0
48822 | SHELLG3_3020 | 1 | Houston | YES | -0.006332 | 39 | 0 | 39 |  | 1.029 | Cogen | -1 | 0.21652 | 0 | 0 |  |  |  |  | -0.21652 | 0
48822 | SHELLG3_3020 | 2 | Houston | YES | -0.006332 | 30 | 0 | 30 |  | 1.029 | Cogen | -1 | 0.21652 | 0 | 0 |  |  |  |  | -0.21652 | 0
48740 | PSG_GN2_8050 | 1 | Houston | YES | -0.006311 | 182 | 60 | 182 | 0 | 1.0326 | Cogen | -1 | 0.2165 | 0 | 0 |  |  |  |  | -0.2165 | 0
48741 | PSG_GT2_8040 | 1 | Houston | YES | -0.006311 | 158.6 | 50 | 158.6 | 0 | 1.0326 | Cogen | -1 | 0.2165 | 0 | 0 |  |  |  |  | -0.2165 | 0
48742 | PSG_GT3_8060 | 1 | Houston | YES | -0.006311 | 157 | 50 | 157 | 0 | 1.0326 | Cogen | -1 | 0.2165 | 0 | 0 |  |  |  |  | -0.2165 | 0
48611 | DIB_GT1_8080 | 1 | Houston | YES | -0.00631 | 64 | 0 | 64 | 0 | 1.0326 | Cogen | -1 | 0.2165 | 0 | 0 |  |  |  |  | -0.2165 | 0
48612 | DIB_GT2_8075 | 2 | Houston | YES | -0.00631 | 63.2 | 0 | 63.2 | 0 | 1.0326 | Cogen | -1 | 0.2165 | 0 | 0 |  |  |  |  | -0.2165 | 0
48613 | DIB_ST1_8085 | 3 | Houston | YES | -0.00631 | 67.9 | 30 | 82.6 | 0 | 1.0326 | Cogen | -1 | 0.2165 | 0 | 0 |  |  |  |  | -0.2165 | 0
48614 | DIB_GT3_8090 | 4 | Houston | YES | -0.00631 | 73.6 | 15 | 73.6 | 0 | 1.0326 | Cogen | -1 | 0.2165 | 0 | 0 |  |  |  |  | -0.2165 | 0
48854 | SRB_GN4_4 | 4 | Houston | YES | -0.00631 | 182.4 | 35 | 228 | 0 | 1.0326 | GST | -1 | 0.2165 | 228 | 228 |  |  |  |  | -0.2165 | -49.3625
48845 | SOL_GT1 | 1 | Houston | YES | -0.006309 | 16.2 | 15.4 | 16.2 |  | 1.0326 | Solar | -1 | 0.2165 | 16.2 | 16.2 |  |  |  |  | -0.2165 | -3.5073
48853 | SRB_GN3_3 | 3 | Houston | YES | -0.006309 | 170.4 | 35 | 213 |  | 1.0326 | GST | -1 | 0.2165 | 213 | 213 |  |  |  |  | -0.2165 | -46.1148
48551 | CAL_GT1_8045 | 1 | Houston | YES | -0.006306 | 149 | 0 | 149 | 0 | 1.0326 | Cogen | -1 | 0.2165 | 0 | 0 |  |  |  |  | -0.2165 | 0
48552 | CAL_ST1_8000 | 2 | Houston | YES | -0.006306 | 65.1 | 0 | 65.1 | 0 | 1.0326 | Cogen | -1 | 0.2165 | 0 | 0 |  |  |  |  | -0.2165 | 0
48851 | SRB_GN1_1 | 1 | Houston | YES | -0.006305 | 132 | 26 | 165 | 0 | 1.0217 | GST | -1 | 0.2165 | 165 | 165 |  |  |  |  | -0.2165 | -35.722
48852 | SRB_GN2_2 | 2 | Houston | YES | -0.006304 | 140.8 | 26 | 176 | 0 | 1.0217 | GST | -1 | 0.2165 | 176 | 176 |  |  |  |  | -0.2165 | -38.1033
48855 | SRB_GT211035 | B1 | Houston | YES | -0.006303 | 0 | 0 | 18 |  | 1.014 | GGT | -1 | 0.2165 | 18 | 18 |  |  |  |  | -0.2165 | -3.8969
48855 | SRB_GT211035 | B2 | Houston | YES | -0.006303 | 0 | 0 | 12 |  | 1.014 | GGT | -1 | 0.2165 | 12 | 12 |  |  |  |  | -0.2165 | -2.5979
48761 | PR_GT1__9040 | 1 | Houston | YES | -0.006288 | 26 | 0 | 35 |  | 1 | Cogen | -1 | 0.21648 | 0 | 0 |  |  |  |  | -0.21648 | 0
48641 | DPEC_GT15040 | 1 | Houston | YES | -0.006269 | 163.2 | 98 | 163.2 | 0 | 1.0319 | CC | -1 | 0.21646 | 163.2 | 163.2 |  |  |  |  | -0.21646 | -35.3265
48642 | DPEC_GT25025 | 2 | Houston | YES | -0.006269 | 157.1 | 98 | 157.1 | 0 | 1.0319 | CC | -1 | 0.21646 | 157.1 | 157.1 |  |  |  |  | -0.21646 | -34.0061
48643 | DPEC_GT35010 | 3 | Houston | YES | -0.006269 | 157.5 | 98 | 157.5 | 0 | 1.0319 | CC | -1 | 0.21646 | 157.5 | 157.5 |  |  |  |  | -0.21646 | -34.0926
48644 | DPEC_GT45070 | 4 | Houston | YES | -0.006269 | 157 | 98 | 157 | 0 | 1.0319 | CC | -1 | 0.21646 | 157 | 157 |  |  |  |  | -0.21646 | -33.9844
48645 | DPEC_ST55065 | 5 | Houston | YES | -0.006269 | 282 | 0 | 282 | 0 | 1.0319 | CC | -1 | 0.21646 | 282 | 282 |  |  |  |  | -0.21646 | -61.0421
48841 | SJS_GT1_GT1 | 1 | Houston | YES | -0.006255 | 62.4 | 49 | 78 | 0 | 1.0362 | Cogen | -1 | 0.21645 | 0 | 0 |  |  |  |  | -0.21645 | 0
48842 | SJS_GT2_GT2 | 2 | Houston | YES | -0.006255 | 64.8 | 49 | 81 | 0 | 1.0362 | Cogen | -1 | 0.21645 | 0 | 0 |  |  |  |  | -0.21645 | 0
48691 | GBY_73741085 | A | Houston | YES | -0.006243 | 37.6 | 20 | 47 | 0 | 1.0362 | GGT | -1 | 0.21644 | 47 | 47 |  |  |  |  | -0.21644 | -10.1725
48691 | GBY_73741085 | B | Houston | YES | -0.006243 | 37.6 | 20 | 47 | 0 | 1.0362 | GGT | -1 | 0.21644 | 47 | 47 |  |  |  |  | -0.21644 | -10.1725
48692 | GBY_81821075 | C | Houston | YES | -0.006243 | 37.6 | 20 | 47 | 0 | 1.0362 | GGT | -1 | 0.21644 | 47 | 47 |  |  |  |  | -0.21644 | -10.1725
48692 | GBY_81821075 | D | Houston | YES | -0.006243 | 44 | 20 | 55 | 0 | 1.0362 | GGT | -1 | 0.21644 | 55 | 55 |  |  |  |  | -0.21644 | -11.9039
48693 | GBY_83841065 | E | Houston | YES | -0.006243 | 45.6 | 20 | 57 | 0 | 1.0362 | GGT | -1 | 0.21644 | 57 | 57 |  |  |  |  | -0.21644 | -12.3368
48693 | GBY_83841065 | F | Houston | YES | -0.006243 | 43.2 | 20 | 54 | 0 | 1.0362 | GGT | -1 | 0.21644 | 54 | 54 |  |  |  |  | -0.21644 | -11.6875
48531 | BYU_GT1_8075 | 1 | Houston | YES | -0.00619 | 65 | 0 | 65 |  | 1.0362 | Cogen | -1 | 0.21638 | 0 | 0 |  |  |  |  | -0.21638 | 0
48532 | BYU_GT2_8055 | 2 | Houston | YES | -0.00619 | 62 | 0 | 62 |  | 1.0362 | Cogen | -1 | 0.21638 | 0 | 0 |  |  |  |  | -0.21638 | 0
48533 | BYU_GT3_8060 | 3 | Houston | YES | -0.00619 | 67 | 0 | 67 |  | 1.0362 | Cogen | -1 | 0.21638 | 0 | 0 |  |  |  |  | -0.21638 | 0
48534 | BYU_GT4_8065 | 4 | Houston | YES | -0.00619 | 65 | 0 | 65 |  | 1.0362 | Cogen | -1 | 0.21638 | 0 | 0 |  |  |  |  | -0.21638 | 0
48561 | CTL_GT2_8130 | 1 | Houston | YES | -0.006157 | 73.5 | 30.3 | 91.9 |  | 1.0362 | Cogen | -1 | 0.21635 | 0 | 0 |  |  |  |  | -0.21635 | 0
48562 | CTL_GT3_8135 | 2 | Houston | YES | -0.006157 | 70.1 | 30.3 | 87.6 |  | 1.0362 | Cogen | -1 | 0.21635 | 0 | 0 |  |  |  |  | -0.21635 | 0
48563 | CTL_GT4_8140 | 3 | Houston | YES | -0.006157 | 69.6 | 30.3 | 87 |  | 1.0362 | Cogen | -1 | 0.21635 | 0 | 0 |  |  |  |  | -0.21635 | 0
48564 | CTL_GN1_8145 | 4 | Houston | YES | -0.006157 | 43.6 | 12.9 | 54.5 |  | 1.0362 | Cogen | -1 | 0.21635 | 0 | 0 |  |  |  |  | -0.21635 | 0
48565 | CTL_GN2_8155 | 5 | Houston | YES | -0.006157 | 9.8 | 3.4 | 12.2 |  | 1.0362 | Cogen | -1 | 0.21635 | 0 | 0 |  |  |  |  | -0.21635 | 0
48772 | PHR_GN2_2 | MB | Houston | YES | -0.006066 | 0 | 72 | 459 |  | 1.0362 | GSC | -1 | 0.21626 | 0 | 0 |  |  |  |  | -0.21626 | 0
38580 | TNBP_CGN1_8 | 1 | Houston | YES | -0.005938 | 70.8 | 0 | 70.8 | 0 | 1.005 | Cogen | -1 | 0.21613 | 0 | 0 |  |  |  |  | -0.21613 | 0
38590 | TNBP_CGN2_8 | 2 | Houston | YES | -0.005938 | 66.7 | 0 | 66.7 | 0 | 1.005 | Cogen | -1 | 0.21613 | 0 | 0 |  |  |  |  | -0.21613 | 0
38600 | TNBP_CGN3_8 | 5 | Houston | YES | -0.005938 | 53 | 0 | 53 | 0 | 1.005 | Cogen | -1 | 0.21613 | 0 | 0 |  |  |  |  | -0.21613 | 0
38611 | TNBPAMCG1_8 | 1 | Houston | YES | -0.005938 | 153.2 | 0 | 153.2 | 0 | 1.005 | Cogen | -1 | 0.21613 | 0 | 0 |  |  |  |  | -0.21613 | 0
38612 | TNBPAMCG2_8 | 2 | Houston | YES | -0.005938 | 153.5 | 0 | 153.5 | 0 | 1.005 | Cogen | -1 | 0.21613 | 0 | 0 |  |  |  |  | -0.21613 | 0
38613 | TNBPAMCG3_8 | 3 | Houston | YES | -0.005938 | 152.3 | 0 | 152.3 | 0 | 1.005 | Cogen | -1 | 0.21613 | 0 | 0 |  |  |  |  | -0.21613 | 0
38614 | TNBPAMCG4_8 | 4 | Houston | YES | -0.005938 | 96 | 0 | 96 |  | 1.005 | Cogen | -1 | 0.21613 | 0 | 0 |  |  |  |  | -0.21613 | 0
38615 | TNBPAMCG5_8 | 1 | Houston | YES | -0.005938 | 244 | 0 | 244 | 0 | 1.005 | Cogen | -1 | 0.21613 | 0 | 0 |  |  |  |  | -0.21613 | 0
38690 | TNBP_CGN4_8 | 3 | Houston | YES | -0.005938 | 40 | 0 | 40 |  | 1.005 | Cogen | -1 | 0.21613 | 0 | 0 |  |  |  |  | -0.21613 | 0
38711 | TNTXCTY1CG8 | 1 | Houston | YES | -0.005938 | 100.3 | 59 | 100.3 | 0 | 1 | Cogen | -1 | 0.21613 | 0 | 0 |  |  |  |  | -0.21613 | 0
38712 | TNTXCTY2CG8 | 1 | Houston | YES | -0.005938 | 92.9 | 59 | 92.9 | 0 | 1 | Cogen | -1 | 0.21613 | 0 | 0 |  |  |  |  | -0.21613 | 0
38713 | TNTXCTY3CG8 | 1 | Houston | YES | -0.005938 | 102.7 | 59 | 102.7 | 0 | 1 | Cogen | -1 | 0.21613 | 0 | 0 |  |  |  |  | -0.21613 | 0
38714 | TNTXCTY4CG8 | 1 | Houston | YES | -0.005938 | 103 | 59 | 103 | 0 | 1 | Cogen | -1 | 0.21613 | 0 | 0 |  |  |  |  | -0.21613 | 0
39470 | TNDOWCGNSG8 | 1 | Houston | YES | -0.005938 | 32 | 10 | 32 | 0 | 0.985 | Cogen | -1 | 0.21613 | 0 | 0 |  |  |  |  | -0.21613 | 0
39480 | TNDOWCGNGG8 | 1 | Houston | YES | -0.005938 | 30 | 10 | 30 | 0 | 0.985 | Cogen | -1 | 0.21613 | 0 | 0 |  |  |  |  | -0.21613 | 0
48921 | WAP_GN1_1 | 1 | Houston | YES | -0.005669 | 132.8 | 37 | 166 | 0 | 1.0362 | GST | -1 | 0.21586 | 166 | 166 |  |  |  |  | -0.21586 | -35.833
48922 | WAP_GN2_2 | 2 | Houston | YES | -0.005669 | 132.8 | 37 | 166 | 0 | 1.0362 | GST | -1 | 0.21586 | 166 | 166 |  |  |  |  | -0.21586 | -35.833
48923 | WAP_GN3_3 | 3 | Houston | YES | -0.005669 | 198.4 | 93 | 248 | 0 | 1.0362 | GST | -1 | 0.21586 | 248 | 248 |  |  |  |  | -0.21586 | -53.5336
48924 | WAP_GN4_4 | 4 | Houston | YES | -0.005669 | 546 | 217 | 546 | 0 | 1.0362 | GSC | -1 | 0.21586 | 546 | 546 |  |  |  |  | -0.21586 | -117.8602
48925 | WAP_GN5_5 | 5 | Houston | YES | -0.005669 | 633.7 | 278 | 654 | 0 | 0.985 | LIGCO | -1 | 0.21586 | 0 | 654 |  |  |  |  | -0.21586 | 0
48929 | WAPGT21_GT1 | B1 | Houston | YES | -0.005669 | 0 | 0 | 13 |  | 1.05 | GGT | -1 | 0.21586 | 13 | 13 |  |  |  |  | -0.21586 | -2.8062
48510 | AK_GT1__8040 | 1 | Houston | YES | -0.005619 | 33.4 | 8.1 | 34 |  | 1.029 | Cogen | -1 | 0.21581 | 0 | 0 |  |  |  |  | -0.21581 | 0
48521 | BVE_GT1_GT1 | 1 | Houston | YES | -0.005581 | 167.7 | 0 | 167.7 |  | 1.035 | CC | -1 | 0.21577 | 167.7 | 167.7 |  |  |  |  | -0.21577 | -36.1852
48522 | BVE_GT2_5035 | 2 | Houston | YES | -0.005581 | 166.4 | 0 | 166.4 |  | 1.035 | CC | -1 | 0.21577 | 166.4 | 166.4 |  |  |  |  | -0.21577 | -35.9047
48523 | BVE_ST1_GN1 | 3 | Houston | YES | -0.005581 | 252.4 | 0 | 252.4 |  | 1.035 | CC | -1 | 0.21577 | 252.4 | 252.4 |  |  |  |  | -0.21577 | -54.4612
48926 | WAP_GN6_6 | 6 | Houston | YES | -0.005577 | 651 | 280 | 651 |  | 1.035 | LIGCO | -1 | 0.21577 | 0 | 651 |  |  |  |  | -0.21577 | 0
48927 | WAP_GN7_7 | 7 | Houston | YES | -0.005577 | 564 | 277 | 564 |  | 1.035 | LIGCO | -1 | 0.21577 | 0 | 564 |  |  |  |  | -0.21577 | 0
48928 | WAP_GN8_8 | 8 | Houston | YES | -0.005577 | 603 | 275 | 603 |  | 1.035 | LIGCO | -1 | 0.21577 | 0 | 603 |  |  |  |  | -0.21577 | 0
48730 | MNS_GT | 1 | Houston | YES | -0.005547 | 43 | 0 | 46.1 |  | 1.029 | Cogen | -1 | 0.21574 | 0 | 0 |  |  |  |  | -0.21574 | 0
39760 | TNSCLP1___8 | 1 | Houston | YES | -0.005066 | 93.4 | 20 | 116.8 | 0 | 1.04 | Cogen | -1 | 0.21526 | 0 | 0 |  |  |  |  | -0.21526 | 0
39770 | TNSCLP2___8 | 1 | Houston | YES | -0.005066 | 91.6 | 20 | 114.5 | 0 | 1.04 | Cogen | -1 | 0.21526 | 0 | 0 |  |  |  |  | -0.21526 | 0
39775 | TNSCLP4___8 | 1 | Houston | YES | -0.005066 | 95.2 | 20 | 119 | 0 | 1.04 | Cogen | -1 | 0.21526 | 0 | 0 |  |  |  |  | -0.21526 | 0
39790 | TNSCLP3___8 | 1 | Houston | YES | -0.005066 | 87.6 | 20 | 109.5 | 0 | 1.027 | Cogen | -1 | 0.21526 | 0 | 0 |  |  |  |  | -0.21526 | 0
48520 | BSF_GT1_8070 | 1 | Houston | YES | -0.004921 | 72 | 0 | 72 | 0 | 1.0326 | Cogen | -1 | 0.21511 | 0 | 0 |  |  |  |  | -0.21511 | 0
48520 | BSF_GT1_8070 | 2 | Houston | YES | -0.004921 | 10 | 0 | 10 | 0 | 1.0326 | Cogen | -1 | 0.21511 | 0 | 0 |  |  |  |  | -0.21511 | 0
49851 | DOW17000 | 37 | Houston | YES | -0.004746 | 39 | 0 | 62 | 0 | 1 | Cogen | -1 | 0.21494 | 0 | 0 |  |  |  |  | -0.21494 | 0
49858 | DOW38100 | 31 | Houston | YES | -0.004746 | 45 | 0 | 71.4 |  | 1 | Cogen | -1 | 0.21494 | 0 | 0 |  |  |  |  | -0.21494 | 0
49859 | DOW38200 | 33 | Houston | YES | -0.004746 | 28 | 0 | 45 | 0 | 1 | Cogen | -1 | 0.21494 | 0 | 0 |  |  |  |  | -0.21494 | 0
49860 | DOW38300 | 32 | Houston | YES | -0.004746 | 63 | 0 | 101 |  | 1 | Cogen | -1 | 0.21494 | 0 | 0 |  |  |  |  | -0.21494 | 0
49862 | DOW39100 | 36 | Houston | YES | -0.004746 | 54 | 0 | 86 | 0 | 1 | Cogen | -1 | 0.21494 | 0 | 0 |  |  |  |  | -0.21494 | 0
49863 | DOW39200 | 35 | Houston | YES | -0.004746 | 55 | 0 | 88 | 0 | 1 | Cogen | -1 | 0.21494 | 0 | 0 |  |  |  |  | -0.21494 | 0
49865 | DOW41000 | 41 | Houston | YES | -0.004746 | 31 | 0 | 50 |  | 1 | Cogen | -1 | 0.21494 | 0 | 0 |  |  |  |  | -0.21494 | 0
49866 | DOW42000 | 42 | Houston | YES | -0.004746 | 11 | 0 | 18 |  | 1 | Cogen | -1 | 0.21494 | 0 | 0 |  |  |  |  | -0.21494 | 0
49869 | DOW49000 | 45 | Houston | YES | -0.004746 | 59 | 0 | 94 |  | 1 | Cogen | -1 | 0.21494 | 0 | 0 |  |  |  |  | -0.21494 | 0
49870 | DOW61000 | 61 | Houston | YES | -0.004746 | 44 | 0 | 70 | 0 | 1 | Cogen | -1 | 0.21494 | 0 | 0 |  |  |  |  | -0.21494 | 0
49871 | DOW62000 | 62 | Houston | YES | -0.004746 | 40 | 0 | 63 | 0 | 1 | Cogen | -1 | 0.21494 | 0 | 0 |  |  |  |  | -0.21494 | 0
49872 | DOW63000 | 63 | Houston | YES | -0.004746 | 45 | 0 | 72 | 0 | 1 | Cogen | -1 | 0.21494 | 0 | 0 |  |  |  |  | -0.21494 | 0
49873 | DOW64000 | 64 | Houston | YES | -0.004746 | 41 | 0 | 64.8 | 0 | 1 | Cogen | -1 | 0.21494 | 0 | 0 |  |  |  |  | -0.21494 | 0
49876 | DOW65000 | 65 | Houston | YES | -0.004746 | 63 | 0 | 101 | 0 | 1 | Cogen | -1 | 0.21494 | 0 | 0 |  |  |  |  | -0.21494 | 0
49877 | DOW66000 | 66 | Houston | YES | -0.004746 | 61 | 0 | 97 | 0 | 1 | Cogen | -1 | 0.21494 | 0 | 0 |  |  |  |  | -0.21494 | 0
49878 | DOW67000 | 67 | Houston | YES | -0.004746 | 65 | 0 | 103 | 0 | 1 | Cogen | -1 | 0.21494 | 0 | 0 |  |  |  |  | -0.21494 | 0
49882 | DOW81000 | 81 | Houston | YES | -0.004746 | 47 | 0 | 76 | 0 | 1 | Cogen | -1 | 0.21494 | 0 | 0 |  |  |  |  | -0.21494 | 0
49884 | DOW82000 | 82 | Houston | YES | -0.004746 | 51 | 0 | 80 | 0 | 1 | Cogen | -1 | 0.21494 | 0 | 0 |  |  |  |  | -0.21494 | 0
49885 | DOW83000 | 83 | Houston | YES | -0.004746 | 51 | 0 | 80 | 0 | 1 | Cogen | -1 | 0.21494 | 0 | 0 |  |  |  |  | -0.21494 | 0
49886 | DOW84000 | 84 | Houston | YES | -0.004746 | 107 | 0 | 171 | 0 | 0.98 | Cogen | -1 | 0.21494 | 0 | 0 |  |  |  |  | -0.21494 | 0
48911 | TGF_GT1_8000 | 1 | Houston | YES | -0.004037 | 69.2 | 0 | 69.2 |  | 1.029 | Cogen | -1 | 0.21423 | 0 | 0 |  |  |  |  | -0.21423 | 0
48731 | CBE_GT1 | 1 | Houston | YES | -0.003913 | 76 | 0 | 76 | 0 | 1.029 | CC | -1 | 0.21411 | 76 | 76 |  |  |  |  | -0.21411 | -16.272
48732 | CBE_GT2 | 1 | Houston | YES | -0.003913 | 76 | 0 | 76 | 0 | 1.029 | CC | -1 | 0.21411 | 76 | 76 |  |  |  |  | -0.21411 | -16.272
48733 | CBE_ST12 | 1 | Houston | YES | -0.003913 | 105 | 0 | 105 | 0 | 1.029 | CC | -1 | 0.21411 | 105 | 105 |  |  |  |  | -0.21411 | -22.481
48734 | CBE_GT3 | 1 | Houston | YES | -0.003913 | 76 | 0 | 76 | 0 | 1.029 | CC | -1 | 0.21411 | 76 | 76 |  |  |  |  | -0.21411 | -16.272
48735 | CBE_GT4 | 1 | Houston | YES | -0.003913 | 76 | 0 | 76 | 0 | 1.029 | CC | -1 | 0.21411 | 76 | 76 |  |  |  |  | -0.21411 | -16.272
48736 | CBE_ST34 | 1 | Houston | YES | -0.003913 | 105 | 0 | 105 | 0 | 1.029 | CC | -1 | 0.21411 | 105 | 105 |  |  |  |  | -0.21411 | -22.481
5911 | STP_GN1___1 | 1 | Houston | YES | -0.003794 | 1333 | 1249 | 1333 | 0 | 1.0406 | Nuc | -1 | 0.21399 | 0 | 0 |  |  |  |  | -0.21399 | 0
5912 | STP_GN2___2 | 2 | Houston | YES | -0.003794 | 1332 | 1249 | 1332 | 0 | 1.0406 | Nuc | -1 | 0.21399 | 0 | 0 |  |  |  |  | -0.21399 | 0
332 | RWMILLER01 | 1 | North | YES | -0.003752 | 58.4 | 18.5 | 73 | 0 | 1.04 | GST | -1 | 0.21394 | 73 | 73 |  |  | -0.2739 | 73 | -0.21394 | -15.6179
333 | RWMILLER02 | 2 | North | YES | -0.003752 | 95.2 | 37 | 119 | 0 | 1.04 | GST | -1 | 0.21394 | 119 | 119 |  |  | -0.44649 | 119 | -0.21394 | -25.4594
334 | RWMILLER03 | 3 | North | YES | -0.003752 | 166.4 | 65 | 208 | 0 | 1.04 | GST | -1 | 0.21394 | 208 | 208 |  |  | -0.78042 | 208 | -0.21394 | -44.5004
335 | RWMILLER04 | 4 | North | YES | -0.003752 | 81.6 | 0 | 102 | 0 | 1.04 | GST | -1 | 0.21394 | 102 | 102 |  |  | -0.3827 | 102 | -0.21394 | -21.8223
336 | RWMILLER05 | 5 | North | YES | -0.003752 | 80.8 | 0 | 101 | 0 | 1.04 | GST | -1 | 0.21394 | 101 | 101 |  |  | -0.37895 | 101 | -0.21394 | -21.6084
3432 | SANDOW_4G | 4 | South | YES | -0.003444 | 580 | 225 | 580 | 0 | 1.029 | LIGCO | -1 | 0.21364 | 0 | 580 |  |  |  |  | -0.21364 | 0
13432 | SANDOW_5G | 5 | South | YES | -0.003444 | 581 | 225 | 581 | 0 | 1.029 | LIGCO | -1 | 0.21364 | 0 | 581 |  |  |  |  | -0.21364 | 0
7010 | L_FPPYD11_1Y | 1 | South | YES | -0.001908 | 547.4 | 200 | 606 | 0 | 1.02 | LIGCO | -1 | 0.2121 | 0 | 606 |  |  |  |  | -0.2121 | 0
7011 | L_FPPYD11_2Y | 2 | South | YES | -0.001908 | 552.2 | 200 | 598 | 0 | 1.02 | LIGCO | -1 | 0.2121 | 0 | 598 |  |  |  |  | -0.2121 | 0
7012 | L_FPPYD21_3Y | 3 | South | YES | -0.001907 | 427.5 | 200 | 436 | 0 | 1.02 | LIGCO | -1 | 0.2121 | 0 | 436 |  |  |  |  | -0.2121 | 0
7007 | L_LOSTPI1_1Y | 1 | South | YES | -0.0018 | 158.6 | 110 | 158 | 0 | 1 | CC | -1 | 0.21199 | 158 | 158 |  |  |  |  | -0.21199 | -33.4948
7008 | L_LOSTPI1_2Y | 2 | South | YES | -0.0018 | 157.7 | 107 | 160 | 0 | 1 | CC | -1 | 0.21199 | 160 | 160 |  |  |  |  | -0.21199 | -33.9188
7009 | L_LOSTPI1_3Y | 3 | South | YES | -0.0018 | 173.9 | 72 | 175 | 0 | 1 | CC | -1 | 0.21199 | 175 | 175 |  |  |  |  | -0.21199 | -37.0986
7303 | L_WPPGS12_1Y | 1 | South | YES | -0.00156 | 50 | 0 | 50 | 0 | 1.025 | GGT | -1 | 0.21175 | 50 | 50 |  |  |  |  | -0.21175 | -10.5876
7303 | L_WPPGS12_1Y | 2 | South | YES | -0.00156 | 50 | 0 | 50 | 0 | 1.025 | GGT | -1 | 0.21175 | 50 | 50 |  |  |  |  | -0.21175 | -10.5876
7305 | L_WPPGS34_1Y | 3 | South | YES | -0.00156 | 50 | 0 | 50 | 0 | 1.025 | GGT | -1 | 0.21175 | 50 | 50 |  |  |  |  | -0.21175 | -10.5876
7305 | L_WPPGS34_1Y | 4 | South | YES | -0.00156 | 50 | 0 | 50 | 0 | 1.025 | GGT | -1 | 0.21175 | 50 | 50 |  |  |  |  | -0.21175 | -10.5876
7807 | L_BASTEN1_1Y | 1 | South | YES | -0.001398 | 152.5 | 83.5 | 152.5 | 0 | 1.004 | CC | -1 | 0.21159 | 152.5 | 152.5 |  |  |  |  | -0.21159 | -32.2675
7808 | L_BASTEN1_2Y | 1 | South | YES | -0.001398 | 149.5 | 83.5 | 149.5 | 0 | 1.004 | CC | -1 | 0.21159 | 149.5 | 149.5 |  |  |  |  | -0.21159 | -31.6327
7809 | L_BASTEN1_3Y | 1 | South | YES | -0.001398 | 232.6 | 42 | 232.6 | 0 | 1.004 | CC | -1 | 0.21159 | 232.6 | 232.6 |  |  |  |  | -0.21159 | -49.2159
7004 | L_SIMGID1_1Y | 1 | South | YES | -0.001071 | 132 | 40 | 132 | 0 | 1.02 | GST | -1 | 0.21126 | 132 | 132 |  |  |  |  | -0.21126 | -27.8867
7005 | L_SIMGID1_2Y | 2 | South | YES | -0.001071 | 133 | 32 | 139 | 0 | 1.02 | GST | -1 | 0.21126 | 139 | 139 |  |  |  |  | -0.21126 | -29.3656
7006 | L_SIMGID1_3Y | 3 | South | YES | -0.001071 | 324.9 | 60 | 329 | 0 | 1.02 | GST | -1 | 0.21126 | 329 | 329 |  |  |  |  | -0.21126 | -69.5056
8134 | FOR #1 | 1 | South | YES | -0.001041 | 54.1 | 45 | 79 | 0 | 1.03 | Cogen | -1 | 0.21123 | 0 | 0 |  |  |  |  | -0.21123 | 0
8138 | FOR #2 | 2 | South | YES | -0.001041 | 63.1 | 45 | 81 | 0 | 1.03 | Cogen | -1 | 0.21123 | 0 | 0 |  |  |  |  | -0.21123 | 0
8153 | FOR #3 | 3 | South | YES | -0.001041 | 63.1 | 45 | 79.9 | 0 | 1.03 | Cogen | -1 | 0.21123 | 0 | 0 |  |  |  |  | -0.21123 | 0
8154 | FOR #4 | 4 | South | YES | -0.001041 | 63.1 | 60 | 80 | 0 | 1.03 | Cogen | -1 | 0.21123 | 0 | 0 |  |  |  |  | -0.21123 | 0
8155 | FOR #5 | 5 | South | YES | -0.001041 | 63.1 | 60 | 78.4 | 0 | 1.03 | Cogen | -1 | 0.21123 | 0 | 0 |  |  |  |  | -0.21123 | 0
8156 | FOR #6 | 6 | South | YES | -0.001041 | 24.9 | 5 | 25 | 0 | 1.03 | Cogen | -1 | 0.21123 | 0 | 0 |  |  |  |  | -0.21123 | 0
8157 | FOR #7 | 7 | South | YES | -0.001041 | 28.8 | 5 | 46 | 0 | 1.03 | Cogen | -1 | 0.21123 | 0 | 0 |  |  |  |  | -0.21123 | 0
80051 | FOR #8 | 8 | South | YES | -0.001041 | 28 | 28 | 28 | 0 | 1.016 | Cogen | -1 | 0.21123 | 0 | 0 |  |  |  |  | -0.21123 | 0
80052 | FOR #9 | 9 | South | YES | -0.001041 | 29.7 | 5 | 43.6 | 0 | 1.03 | Cogen | -1 | 0.21123 | 0 | 0 |  |  |  |  | -0.21123 | 0
80053 | FOR #10 | 10 | South | YES | -0.001041 | 68.4 | 45 | 75 | 0 | 1.03 | Cogen | -1 | 0.21123 | 0 | 0 |  |  |  |  | -0.21123 | 0
80226 | ALCOA G | 1 | South | YES | -0.000959 | 32.3 | 5 | 48 | 0 | 1.015 | Cogen | -1 | 0.21115 | 0 | 0 |  |  |  |  | -0.21115 | 0
8147 | UCAR #2 | 10 | South | YES | -0.000655 | 18.2 | 0 | 28 |  | 1 | Cogen | -1 | 0.21085 | 0 | 0 |  |  |  |  | -0.21085 | 0
8148 | UCAR #1 | 2 | South | YES | -0.000655 | 6.1 | 0 | 7 | 0 | 1.009 | Cogen | -1 | 0.21085 | 0 | 0 |  |  |  |  | -0.21085 | 0
80137 | CSDR89 | 8 | South | YES | -0.000655 | 33.9 | 0 | 39 |  | 1.003 | DCTie | -1 | 0.21085 | 0 | 0 |  |  |  |  | -0.21085 | 0
80137 | CSDR89 | 9 | South | YES | -0.000655 | 0 | 0 | 15 |  | 1.003 | DCTie | -1 | 0.21085 | 0 | 0 |  |  |  |  | -0.21085 | 0
80138 | CSDR7 | 7 | South | YES | -0.000655 | 6.1 | 0 | 7 | 0 | 1.014 | DCTie | -1 | 0.21085 | 0 | 0 |  |  |  |  | -0.21085 | 0
80139 | CSDR56 | 5 | South | YES | -0.000655 | 15 | 0 | 15 |  | 1.0033 | DCTie | -1 | 0.21085 | 0 | 0 |  |  |  |  | -0.21085 | 0
80139 | CSDR56 | 6 | South | YES | -0.000655 | 0 | 0 | 39 |  | 1.0033 | DCTie | -1 | 0.21085 | 0 | 0 |  |  |  |  | -0.21085 | 0
80140 | CSDR11 | 11 | South | YES | -0.000655 | 33.9 | 0 | 39 | 0 | 1.03 | DCTie | -1 | 0.21085 | 0 | 0 |  |  |  |  | -0.21085 | 0
9002 | DECKR_G3 | 3 | South | YES | -0.000626 | 0 | 24 | 42 |  | 1.015 | GGT | -1 | 0.21082 | 42 | 42 |  |  |  |  | -0.21082 | -8.8544
9003 | DECKR_G4 | 4 | South | YES | -0.000626 | 44 | 24 | 44 | 0 | 1.015 | GGT | -1 | 0.21082 | 44 | 44 |  |  |  |  | -0.21082 | -9.276
9004 | DECKR_G5 | 5 | South | YES | -0.000626 | 44 | 24 | 44 | 0 | 1.015 | GGT | -1 | 0.21082 | 44 | 44 |  |  |  |  | -0.21082 | -9.276
9005 | DECKR_G6 | 6 | South | YES | -0.000626 | 44 | 24 | 47 | 0 | 1.015 | GGT | -1 | 0.21082 | 47 | 47 |  |  |  |  | -0.21082 | -9.9085
80227 | AIRCO G | 1 | South | YES | -0.00059 | 7.2 | 0 | 8 | 0 | 1.0104 | Cogen | -1 | 0.21078 | 0 | 0 |  |  |  |  | -0.21078 | 0
80224 | VISTRONG1 | 1 | South | YES | -0.00057 | 13.1 | 0 | 15 | 0 | 1.01 | Cogen | -1 | 0.21076 | 0 | 0 |  |  |  |  | -0.21076 | 0
80225 | VISTRONG2 | 2 | South | YES | -0.00057 | 20.2 | 0 | 23 | 0 | 1.01 | Cogen | -1 | 0.21076 | 0 | 0 |  |  |  |  | -0.21076 | 0
9000 | DECKR_G1 | 1 | South | YES | -0.000472 | 280 | 50 | 321 | 0 | 1.015 | GST | -1 | 0.21066 | 321 | 321 |  |  |  |  | -0.21066 | -67.6232
9001 | DECKR_G2 | 2 | South | YES | -0.000472 | 400 | 50 | 426 | 0 | 1.015 | GST | -1 | 0.21066 | 426 | 426 |  |  |  |  | -0.21066 | -89.743
9016 | SANDH_G1 | 1 | South | YES | -0.000469 | 45 | 2 | 49 | 0 | 1.0175 | GGT | -1 | 0.21066 | 49 | 49 |  |  |  |  | -0.21066 | -10.3224
9017 | SANDH_G2 | 2 | South | YES | -0.000469 | 45 | 2 | 46 | 0 | 1.0175 | GGT | -1 | 0.21066 | 46 | 46 |  |  |  |  | -0.21066 | -9.6904
9018 | SANDH_G3 | 3 | South | YES | -0.000469 | 45 | 2 | 46 | 0 | 1.0175 | GGT | -1 | 0.21066 | 46 | 46 |  |  |  |  | -0.21066 | -9.6904
9019 | SANDH_G4 | 4 | South | YES | -0.000469 | 0 | 2 | 47 |  | 1.0175 | GGT | -1 | 0.21066 | 47 | 47 |  |  |  |  | -0.21066 | -9.9011
9020 | SANDHG5A | 5A | South | YES | -0.000469 | 150 | 84 | 155 | 0 | 1.0175 | CC | -1 | 0.21066 | 155 | 155 |  |  |  |  | -0.21066 | -32.6525
9021 | SANDHG5C | 5C | South | YES | -0.000469 | 140 | 0 | 148 | 0 | 1.0175 | CC | -1 | 0.21066 | 148 | 148 |  |  |  |  | -0.21066 | -31.1779
8066 | DUP1V#1 | 1 | South | YES | -0.000465 | 52.3 | 0 | 73 | 0 | 1.01 | Cogen | -1 | 0.21066 | 0 | 0 |  |  |  |  | -0.21066 | 0
8173 | VICEC51A | 5 | South | YES | -0.000384 | 144 | 18 | 144 | 0 | 1.025 | CC | -1 | 0.21058 | 144 | 144 |  |  |  |  | -0.21058 | -30.323
8174 | VICEC61A | 6 | South | YES | -0.000384 | 188 | 42 | 188 | 0 | 1.025 | CC | -1 | 0.21058 | 188 | 188 |  |  |  |  | -0.21058 | -39.5883
5508 | RAYBURNCC9 | 1 | South | YES | -0.000375 | 47.7 | 18.2 | 47.7 | 0 | 1.0296 | CC | -1 | 0.21057 | 47.7 | 47.7 |  |  |  |  | -0.21057 | -10.0441
5509 | RAYBURNCC10 | 1 | South | YES | -0.000375 | 37.3 | 5.2 | 37.3 | 0 | 1.0296 | CC | -1 | 0.21057 | 37.3 | 37.3 |  |  |  |  | -0.21057 | -7.8542
5511 | RAYBURNCC7 | 1 | South | YES | -0.000375 | 47.5 | 18.2 | 47.5 | 0 | 1.0296 | CC | -1 | 0.21057 | 47.5 | 47.5 |  |  |  |  | -0.21057 | -10.0019
5512 | RAYBURNCC8 | 1 | South | YES | -0.000375 | 49.3 | 18.2 | 49.3 | 0 | 1.0296 | CC | -1 | 0.21057 | 49.3 | 49.3 |  |  |  |  | -0.21057 | -10.381
7020 | L_AUSTPL1_1Y | 1 | South | YES | -0.000248 | 0 | 0 | 8 |  | 1 | Hydro | -1 | 0.21044 | 0 | 0 |  |  |  |  | -0.21044 | 0
7020 | L_AUSTPL1_1Y | 2 | South | YES | -0.000248 | 0 | 0 | 8 |  | 1 | Hydro | -1 | 0.21044 | 0 | 0 |  |  |  |  | -0.21044 | 0
5503 | RAYBURNGEN3 | 1 | South | YES | -0.000244 | 17.6 | 6 | 22 | 0 | 1.0223 | GST | -1 | 0.21044 | 22 | 22 |  |  |  |  | -0.21044 | -4.6296
5505 | RAYBURNGEN1 | 1 | South | YES | -0.000244 | 0 | 1 | 11 |  | 1.0223 | GGT | -1 | 0.21044 | 11 | 11 |  |  |  |  | -0.21044 | -2.3148
5506 | RAYBURNGEN2 | 1 | South | YES | -0.000244 | 0 | 1 | 11 |  | 1.0223 | GGT | -1 | 0.21044 | 11 | 11 |  |  |  |  | -0.21044 | -2.3148
8189 | CUECPL2A | 1 | South | YES | -2.2e-05 | 12 | 0 | 12 | 0 | 1.02 | Cogen | -1 | 0.21021 | 0 | 0 |  |  |  |  | -0.21021 | 0
5934 | SI_RAY5 | 5 | South | YES | 0 | 0 | 10 | 15 |  | 1.035 | GST | -1 | 0.21019 | 15 | 15 |  |  |  |  | -0.21019 | -3.1529
8139 | JOS #1 | MB | South | YES | 0 | 0 | 45 | 255 |  | 1.02 | GST | -1 | 0.21019 | 0 | 0 |  |  |  |  | -0.21019 | 0
8285 | LAR #1 | MB | South | YES | 0 | 0 | 9 | 32 |  | 1.0497 | GST | -1 | 0.21019 | 0 | 0 |  |  |  |  | -0.21019 | 0
8287 | LAR #2 | MB | South | YES | 0 | 0 | 9 | 32 |  | 1.04 | GST | -1 | 0.21019 | 0 | 0 |  |  |  |  | -0.21019 | 0
8288 | LAR #3 | MB | South | YES | 0 | 0 | 25 | 105 |  | 1.04 | GST | -1 | 0.21019 | 0 | 0 |  |  |  |  | -0.21019 | 0
8388 | BATES0A | MB | South | YES | 0 | 0 | 21 | 71 |  | 1.033 | GST | -1 | 0.21019 | 0 | 0 |  |  |  |  | -0.21019 | 0
8393 | BATES0B | MB | South | YES | 0 | 0 | 25 | 110 |  | 1.03 | GST | -1 | 0.21019 | 0 | 0 |  |  |  |  | -0.21019 | 0
8437 | NUECES_B0C | MB | South | YES | 0 | 0 | 7 | 30 |  | 1.03 | GST | -1 | 0.21019 | 0 | 0 |  |  |  |  | -0.21019 | 0
8438 | NUECES_B0B | MB | South | YES | 0 | 0 | 26 | 169 |  | 1.03 | GST | -1 | 0.21019 | 0 | 0 |  |  |  |  | -0.21019 | 0
8442 | NUECES_B0A | MB | South | YES | 0 | 0 | 81 | 367 |  | 1.03 | GST | -1 | 0.21019 | 0 | 0 |  |  |  |  | -0.21019 | 0
39190 | TNSLCGN1__8 | 1 | Houston | YES | 0 | 0 | 10 | 30 |  | 1.03 | Cogen | -1 | 0.21019 | 0 | 0 |  |  |  |  | -0.21019 | 0
7624 | L_LAKEWO9_1Y | 1 | South | YES | 6.9e-05 | 0 | 0 | 2.4 |  | 1 | Hydro | -1 | 0.21012 | 0 | 0 |  |  |  |  | -0.21012 | 0
7624 | L_LAKEWO9_1Y | 2 | South | YES | 6.9e-05 | 0 | 0 | 2.4 |  | 1 | Hydro | -1 | 0.21012 | 0 | 0 |  |  |  |  | -0.21012 | 0
7014 | L_HAYSEN1_1Y | 1 | South | YES | 7.8e-05 | 223.9 | 74 | 223.9 | 0 | 1.008 | CC | -1 | 0.21011 | 223.9 | 223.9 |  |  |  |  | -0.21011 | -47.0446
7015 | L_HAYSEN1_2Y | 2 | South | YES | 7.8e-05 | 225 | 74 | 225 | 0 | 1.008 | CC | -1 | 0.21011 | 225 | 225 |  |  |  |  | -0.21011 | -47.2757
7016 | L_HAYSEN1_3Y | 3 | South | YES | 7.8e-05 | 224.6 | 74 | 224.6 | 0 | 1.008 | CC | -1 | 0.21011 | 224.6 | 224.6 |  |  |  |  | -0.21011 | -47.1917
7017 | L_HAYSEN1_4Y | 4 | South | YES | 7.8e-05 | 226.7 | 74 | 226.7 | 0 | 1.008 | CC | -1 | 0.21011 | 226.7 | 226.7 |  |  |  |  | -0.21011 | -47.6329
7810 | L_RIONOG1G1Y | 1 | South | YES | 0.000233 | 148 | 0 | 148 | 0 | 1.02 | CC | -1 | 0.20996 | 148 | 148 |  |  |  |  | -0.20996 | -31.074
7811 | L_RIONOG1G2Y | 2 | South | YES | 0.000233 | 148 | 0 | 148 | 0 | 1.02 | CC | -1 | 0.20996 | 148 | 148 |  |  |  |  | -0.20996 | -31.074
7812 | L_RIONOG1G3Y | 3 | South | YES | 0.000233 | 154 | 0 | 154 | 0 | 1.02 | CC | -1 | 0.20996 | 154 | 154 |  |  |  |  | -0.20996 | -32.3337
7813 | L_RIONOG1S1Y | 4 | South | YES | 0.000233 | 293 | 0 | 293 | 0 | 1.02 | CC | -1 | 0.20996 | 293 | 293 |  |  |  |  | -0.20996 | -61.5181
8926 | LGE_GT10A | 1 | South | YES | 0.000261 | 158 | 0 | 158 | 0 | 1.03 | Cogen | -1 | 0.20993 | 0 | 0 |  |  |  |  | -0.20993 | 0
8927 | LGE_GT20A | 2 | South | YES | 0.000261 | 153 | 0 | 153 | 0 | 1.03 | Cogen | -1 | 0.20993 | 0 | 0 |  |  |  |  | -0.20993 | 0
8928 | LGE_STG0A | 3 | South | YES | 0.000261 | 100 | 0 | 100 | 0 | 1.03 | Cogen | -1 | 0.20993 | 0 | 0 |  |  |  |  | -0.20993 | 0
8930 | ICPGN10A | 1 | South | YES | 0.000261 | 149 | 0 | 149 | 0 | 1.03 | Cogen | -1 | 0.20993 | 0 | 0 |  |  |  |  | -0.20993 | 0
8931 | ICPGN20A | 2 | South | YES | 0.000261 | 150 | 0 | 150 | 0 | 1.03 | Cogen | -1 | 0.20993 | 0 | 0 |  |  |  |  | -0.20993 | 0
8932 | ICPGN30A | 3 | South | YES | 0.000261 | 127 | 0 | 127 | 0 | 1.03 | Cogen | -1 | 0.20993 | 0 | 0 |  |  |  |  | -0.20993 | 0
80223 | REYSHR G | 1 | South | YES | 0.000261 | 12 | 0 | 12 | 0 | 1.032 | Cogen | -1 | 0.20993 | 0 | 0 |  |  |  |  | -0.20993 | 0
8161 | COLETO0A | 1 | South | YES | 0.000291 | 633 | 200 | 633 | 0 | 1.03 | LIGCO | -1 | 0.2099 | 0 | 633 |  |  |  |  | -0.2099 | 0
7605 | L_MCQUEE9_1Y | 1 | South | YES | 0.000342 | 0 | 0 | 2.4 |  | 1.025 | Hydro | -1 | 0.20985 | 0 | 0 |  |  |  |  | -0.20985 | 0
7605 | L_MCQUEE9_1Y | 2 | South | YES | 0.000342 | 0 | 0 | 2.4 |  | 1.025 | Hydro | -1 | 0.20985 | 0 | 0 |  |  |  |  | -0.20985 | 0
7605 | L_MCQUEE9_1Y | 3 | South | YES | 0.000342 | 0 | 0 | 2.8 |  | 1.025 | Hydro | -1 | 0.20985 | 0 | 0 |  |  |  |  | -0.20985 | 0
7800 | L_GUADGE1_1Y | 1 | South | YES | 0.000393 | 147 | 30 | 147 | 0 | 1.02 | CC | -1 | 0.2098 | 147 | 147 |  |  |  |  | -0.2098 | -30.8405
7801 | L_GUADGE1_2Y | 2 | South | YES | 0.000393 | 138 | 30 | 138 | 0 | 1.02 | CC | -1 | 0.2098 | 138 | 138 |  |  |  |  | -0.2098 | -28.9523
7802 | L_GUADGE1_3Y | 3 | South | YES | 0.000393 | 146 | 30 | 146 | 0 | 1.02 | CC | -1 | 0.2098 | 146 | 146 |  |  |  |  | -0.2098 | -30.6307
7803 | L_GUADGE1_4Y | 4 | South | YES | 0.000393 | 149 | 30 | 149 | 0 | 1.02 | CC | -1 | 0.2098 | 149 | 149 |  |  |  |  | -0.2098 | -31.2601
7804 | L_GUADGE1_5Y | 5 | South | YES | 0.000393 | 182 | 30 | 182 | 0 | 1.02 | CC | -1 | 0.2098 | 182 | 182 |  |  |  |  | -0.2098 | -38.1835
7805 | L_GUADGE1_6Y | 6 | South | YES | 0.000393 | 203 | 30 | 203 | 0 | 1.02 | CC | -1 | 0.2098 | 203 | 203 |  |  |  |  | -0.2098 | -42.5892
8560 | CNOPGT1 | 1 | South | YES | 0.000439 | 148.3 | 0 | 148.3 | 0 | 1.03 | Cogen | -1 | 0.20975 | 0 | 0 |  |  |  |  | -0.20975 | 0
8561 | CNOPGT2 | 2 | South | YES | 0.000439 | 148.6 | 0 | 148.6 | 0 | 1.03 | Cogen | -1 | 0.20975 | 0 | 0 |  |  |  |  | -0.20975 | 0
8562 | CNOPST1 | 3 | South | YES | 0.000439 | 153 | 0 | 153 | 0 | 1.03 | Cogen | -1 | 0.20975 | 0 | 0 |  |  |  |  | -0.20975 | 0
8456 | COSW#1 | 1 | South | YES | 0.000448 | 20 | 0 | 20 | 0 | 1.027 | Cogen | -1 | 0.20974 | 0 | 0 |  |  |  |  | -0.20974 | 0
8457 | COSW#2 | 2 | South | YES | 0.000448 | 14 | 0 | 14 | 0 | 1.027 | Cogen | -1 | 0.20974 | 0 | 0 |  |  |  |  | -0.20974 | 0
8459 | B_DAVIS0B | MB | South | YES | 0.000472 | 0 | 50 | 339 |  | 1.03 | GSC | -1 | 0.20972 | 0 | 0 |  |  |  |  | -0.20972 | 0
8460 | B_DAVIS0A | MB | South | YES | 0.000472 | 0 | 50 | 340 |  | 1.03 | GSC | -1 | 0.20972 | 0 | 0 |  |  |  |  | -0.20972 | 0
8506 | VAL #1 | 1 | South | YES | 0.000495 | 20.9 | 0 | 25 | 0 | 1.0055 | Cogen | -1 | 0.2097 | 0 | 0 |  |  |  |  | -0.2097 | 0
8507 | VAL #2 | 2 | South | YES | 0.000495 | 20.9 | 0 | 25 | 0 | 1.0055 | Cogen | -1 | 0.2097 | 0 | 0 |  |  |  |  | -0.2097 | 0
8511 | OXY_CC0A | 1 | South | YES | 0.000495 | 30.3 | 0 | 38 |  | 1.027 | Cogen | -1 | 0.2097 | 0 | 0 |  |  |  |  | -0.2097 | 0
8461 | KOCH_UP0A | 1 | South | YES | 0.000518 | 38 | 0 | 38 | 0 | 1.012 | Cogen | -1 | 0.20967 | 0 | 0 |  |  |  |  | -0.20967 | 0
7609 | L_SCHUMA8_1Y | 1 | South | YES | 0.000602 | 0 | 0 | 4 |  | 1 | Hydro | -1 | 0.20959 | 0 | 0 |  |  |  |  | -0.20959 | 0
8517 | CELANEBI0A | 1 | South | YES | 0.000655 | 29 | 0 | 29 | 0 | 1.02 | Cogen | -1 | 0.20954 | 0 | 0 |  |  |  |  | -0.20954 | 0
7487 | L_CANYHY8_1Y | 1 | South | YES | 0.00075 | 0 | 0 | 6 |  | 1 | Hydro | -1 | 0.20944 | 0 | 0 |  |  |  |  | -0.20944 | 0
80080 | GWINDT11A | 1 | South | YES | 0.00076 | 40.6 | 0 | 94 | 0 | 1.025 | Wind | -1 | 0.20943 | 0 | 94 |  |  |  |  | -0.20943 | 0
80080 | GWINDT11A | 2 | South | YES | 0.00076 | 17.7 | 0 | 41 | 0 | 1.025 | Wind | -1 | 0.20943 | 0 | 41 |  |  |  |  | -0.20943 | 0
80080 | GWINDT11A | 3 | South | YES | 0.00076 | 16.4 | 0 | 38 | 0 | 1.025 | Wind | -1 | 0.20943 | 0 | 38 |  |  |  |  | -0.20943 | 0
80080 | GWINDT11A | 4 | South | YES | 0.00076 | 8.2 | 0 | 19 | 0 | 1.025 | Wind | -1 | 0.20943 | 0 | 19 |  |  |  |  | -0.20943 | 0
80081 | GWINDT21A | 1 | South | YES | 0.00076 | 40.6 | 0 | 94 | 0 | 1.025 | Wind | -1 | 0.20943 | 0 | 94 |  |  |  |  | -0.20943 | 0
80081 | GWINDT21A | 2 | South | YES | 0.00076 | 15.5 | 0 | 36 | 0 | 1.025 | Wind | -1 | 0.20943 | 0 | 36 |  |  |  |  | -0.20943 | 0
80081 | GWINDT21A | 3 | South | YES | 0.00076 | 18.6 | 0 | 43 | 0 | 1.025 | Wind | -1 | 0.20943 | 0 | 43 |  |  |  |  | -0.20943 | 0
80081 | GWINDT21A | 4 | South | YES | 0.00076 | 9.5 | 0 | 22 | 0 | 1.025 | Wind | -1 | 0.20943 | 0 | 22 |  |  |  |  | -0.20943 | 0
80180 | PNSCALT11A | 1 | South | YES | 0.00076 | 63 | 0 | 146 | 0 | 1.025 | Wind | -1 | 0.20943 | 0 | 146 |  |  |  |  | -0.20943 | 0
80180 | PNSCALT11A | 2 | South | YES | 0.00076 | 21.6 | 0 | 50 | 0 | 1.025 | Wind | -1 | 0.20943 | 0 | 50 |  |  |  |  | -0.20943 | 0
80181 | PNSCALT21A | 1 | South | YES | 0.00076 | 23.7 | 0 | 55 | 0 | 1.025 | Wind | -1 | 0.20943 | 0 | 55 |  |  |  |  | -0.20943 | 0
80181 | PNSCALT21A | 2 | South | YES | 0.00076 | 21.6 | 0 | 50 | 0 | 1.025 | Wind | -1 | 0.20943 | 0 | 50 |  |  |  |  | -0.20943 | 0
5932 | SI_RAY9 | 9 | South | YES | 0.000899 | 32 | 32 | 38 | 0 | 1.035 | CC | -1 | 0.20929 | 38 | 38 |  |  |  |  | -0.20929 | -7.9531
5933 | SI_RAY6 | 6 | South | YES | 0.000899 | 15.4 | 10 | 19.3 | 0 | 1.035 | GST | -1 | 0.20929 | 19.3 | 19.3 |  |  |  |  | -0.20929 | -4.0394
5935 | SI_RAY10 | 10 | South | YES | 0.000899 | 47 | 10 | 47 | 0 | 1.03 | CC | -1 | 0.20929 | 47 | 47 |  |  |  |  | -0.20929 | -9.8368
80003 | MILHWYS | F | South | YES | 0.000899 | 0 | 0 | 0 | 0 | 1.0168 | AVR | -1 | 0.20929 | 0 | 0 |  |  |  |  | -0.20929 | 0
5401 | CALAVER_JKS1 | 1 | South | YES | 0.000923 | 562 | 100 | 562 | 0 | 1.018 | LIGCO | -1 | 0.20927 | 0 | 562 |  |  |  |  | -0.20927 | 0
5476 | BRA_AVR1_CT1 | 1 | South | YES | 0.001057 | 155 | 90 | 155 | 0 | 1.017 | CC | -1 | 0.20914 | 155 | 155 |  |  |  |  | -0.20914 | -32.416
5477 | BRA_AVR1_ST1 | 1 | South | YES | 0.001057 | 174 | 138 | 174 | 0 | 1.017 | CC | -1 | 0.20914 | 174 | 174 |  |  |  |  | -0.20914 | -36.3895
5478 | BRA_AVR1_CT2 | 1 | South | YES | 0.001057 | 155 | 90 | 155 | 0 | 1.017 | CC | -1 | 0.20914 | 155 | 155 |  |  |  |  | -0.20914 | -32.416
8981 | HECN1 | 1 | South | YES | 0.00115 | 144.8 | 0 | 144.8 | 0 | 1.0304 | CC | -1 | 0.20904 | 144.8 | 144.8 |  |  |  |  | -0.20904 | -30.2693
8982 | HECN2 | 2 | South | YES | 0.00115 | 144.1 | 0 | 144.1 | 0 | 1.0304 | CC | -1 | 0.20904 | 144.1 | 144.1 |  |  |  |  | -0.20904 | -30.123
8983 | HECN3 | 3 | South | YES | 0.00115 | 171.9 | 0 | 171.9 | 0 | 1.0304 | CC | -1 | 0.20904 | 171.9 | 171.9 |  |  |  |  | -0.20904 | -35.9344
8936 | MVGN#1 | 1 | South | YES | 0.001152 | 216.6 | 0 | 216.6 | 0 | 1.0304 | CC | -1 | 0.20904 | 216.6 | 216.6 |  |  |  |  | -0.20904 | -45.2781
8937 | MVGN#2 | 2 | South | YES | 0.001152 | 216.7 | 0 | 216.7 | 0 | 1.0304 | CC | -1 | 0.20904 | 216.7 | 216.7 |  |  |  |  | -0.20904 | -45.299
8938 | MVGN#3 | 3 | South | YES | 0.001152 | 250.9 | 0 | 250.9 | 0 | 1.0304 | CC | -1 | 0.20904 | 250.9 | 250.9 |  |  |  |  | -0.20904 | -52.4482
88198 | BEEVILLE | F | South | YES | 0.001183 | 0 | 0 | 0 | 0 | 1.02 | AVR | -1 | 0.20901 | 0 | 0 |  |  |  |  | -0.20901 | 0
5436 | TUTTL_WBT1G1 | 1 | South | YES | 0.001203 | 48.8 | 20 | 61 | 0 | 1.012 | GST | -1 | 0.20899 | 61 | 61 |  |  |  |  | -0.20899 | -12.7483
5438 | TUTTL_WBT3G3 | 3 | South | YES | 0.001203 | 95 | 25 | 95 | 0 | 1.012 | GST | -1 | 0.20899 | 95 | 95 |  |  |  |  | -0.20899 | -19.854
5439 | TUTTL_WBT4G4 | 4 | South | YES | 0.001203 | 120.8 | 40 | 151 | 0 | 1.012 | GST | -1 | 0.20899 | 151 | 151 |  |  |  |  | -0.20899 | -31.5574
5903 | SANMIGUELGEN | 1 | South | YES | 0.001218 | 396.3 | 180 | 396.3 | 0 | 1.0331 | LIGCO | -1 | 0.20897 | 0 | 396.3 |  |  |  |  | -0.20897 | 0
5111 | CALAVER_JTD1 | 1 | South | YES | 0.001423 | 430 | 80 | 430 | 0 | 1.0138 | LIGCO | -1 | 0.20877 | 0 | 430 |  |  |  |  | -0.20877 | 0
5112 | CALAVER_JTD2 | 2 | South | YES | 0.001423 | 430 | 80 | 430 | 0 | 1.0138 | LIGCO | -1 | 0.20877 | 0 | 430 |  |  |  |  | -0.20877 | 0
5396 | CALAVER_OWS1 | 1 | South | YES | 0.001481 | 418 | 80 | 418 | 0 | 1.0192 | GST | -1 | 0.20871 | 418 | 418 |  |  |  |  | -0.20871 | -87.2413
5397 | CALAVER_OWS2 | 2 | South | YES | 0.001481 | 400 | 80 | 400 | 0 | 1.0192 | GST | -1 | 0.20871 | 400 | 400 |  |  |  |  | -0.20871 | -83.4845
5026 | BRAUNIG_VHB1 | 1 | South | YES | 0.001485 | 215 | 40 | 215 | 0 | 1.0192 | GST | -1 | 0.20871 | 215 | 215 |  |  |  |  | -0.20871 | -44.8721
5027 | BRAUNIG_VHB2 | 2 | South | YES | 0.001485 | 172.8 | 40 | 216 | 0 | 1.0192 | GST | -1 | 0.20871 | 216 | 216 |  |  |  |  | -0.20871 | -45.0808
5031 | BRA_VHBCT1 | 1 | South | YES | 0.001485 | 44 | 24 | 44 | 0 | 1.0192 | #N/A | -1 | 0.20871 | 44 | 44 |  |  |  |  | -0.20871 | -9.1831
5032 | BRA_VHBCT2 | 2 | South | YES | 0.001485 | 44 | 24 | 44 | 0 | 1.0192 | #N/A | -1 | 0.20871 | 44 | 44 |  |  |  |  | -0.20871 | -9.1831
5033 | BRA_VHBCT3 | 3 | South | YES | 0.001485 | 43 | 24 | 43 | 0 | 1.0192 | #N/A | -1 | 0.20871 | 43 | 43 |  |  |  |  | -0.20871 | -8.9744
5034 | BRA_VHBCT4 | 4 | South | YES | 0.001485 | 45 | 24 | 45 | 0 | 1.0192 | #N/A | -1 | 0.20871 | 45 | 45 |  |  |  |  | -0.20871 | -9.3918
8933 | FGNTS001 | 1 | South | YES | 0.001488 | 146.5 | 0 | 146.5 | 0 | 1.03 | CC | -1 | 0.2087 | 146.5 | 146.5 |  |  |  |  | -0.2087 | -30.5752
8934 | FGNTS101 | 2 | South | YES | 0.001488 | 147.9 | 0 | 147.9 | 0 | 1.03 | CC | -1 | 0.2087 | 147.9 | 147.9 |  |  |  |  | -0.2087 | -30.8674
8935 | FGNTS201 | 3 | South | YES | 0.001488 | 173 | 0 | 173 | 0 | 1.03 | CC | -1 | 0.2087 | 173 | 173 |  |  |  |  | -0.2087 | -36.1058
5028 | BRAUNIG_VHB3 | 3 | South | YES | 0.001592 | 407 | 60 | 407 | 0 | 1.0138 | GST | -1 | 0.2086 | 407 | 407 |  |  |  |  | -0.2086 | -84.9003
7031 | L_MARSFO1G1Y | 1 | South | YES | 0.001869 | 0 | 0 | 36 |  | 1 | Hydro | -1 | 0.20832 | 0 | 0 |  |  |  |  | -0.20832 | 0
7032 | L_MARSFO1G2Y | 2 | South | YES | 0.001869 | 0 | 0 | 35 |  | 1 | Hydro | -1 | 0.20832 | 0 | 0 |  |  |  |  | -0.20832 | 0
7033 | L_MARSFO1G3Y | 3 | South | YES | 0.001869 | 0 | 0 | 36 |  | 1 | Hydro | -1 | 0.20832 | 0 | 0 |  |  |  |  | -0.20832 | 0
5264 | LEON_LCP3G3 | 3 | South | YES | 0.001923 | 0 | 20 | 58 |  | 1.0197 | GST | -1 | 0.20827 | 58 | 58 |  |  |  |  | -0.20827 | -12.0796
5265 | LEON_LCP4G4 | 4 | South | YES | 0.001923 | 71.2 | 25 | 89 | 0 | 1.0197 | GST | -1 | 0.20827 | 89 | 89 |  |  |  |  | -0.20827 | -18.536
5266 | LEON_LCPCT1 | 1 | South | YES | 0.001923 | 44 | 24 | 44 | 0 | 1.0197 | GGT | -1 | 0.20827 | 44 | 44 |  |  |  |  | -0.20827 | -9.1638
5267 | LEON_LCPCT2 | 2 | South | YES | 0.001923 | 44 | 24 | 44 | 0 | 1.0197 | GGT | -1 | 0.20827 | 44 | 44 |  |  |  |  | -0.20827 | -9.1638
5268 | LEON_LCPCT3 | 3 | South | YES | 0.001923 | 43 | 24 | 43 | 0 | 1.0197 | GGT | -1 | 0.20827 | 43 | 43 |  |  |  |  | -0.20827 | -8.9556
5269 | LEON_LCPCT4 | 4 | South | YES | 0.001923 | 45 | 24 | 45 | 0 | 1.0197 | GGT | -1 | 0.20827 | 45 | 45 |  |  |  |  | -0.20827 | -9.3721
88508 | FALFURRI | F | South | YES | 0.002406 | 0 | 0 | 0 | 0 | 1 | AVR | -1 | 0.20779 | 0 | 0 |  |  |  |  | -0.20779 | 0
5728 | FALCONHYDRO2 | 2 | South | YES | 0.003545 | 12 | 0 | 12 | 0 | 1.0227 | Hydro | -1 | 0.20665 | 0 | 0 |  |  |  |  | -0.20665 | 0
5729 | FALCONHYDRO3 | 3 | South | YES | 0.003545 | 11 | 0 | 11 | 0 | 1.0227 | Hydro | -1 | 0.20665 | 0 | 0 |  |  |  |  | -0.20665 | 0
8048 | FALCONHYDRO1 | 1 | South | YES | 0.003545 | 12 | 0 | 12 | 0 | 1.0227 | Hydro | -1 | 0.20665 | 0 | 0 |  |  |  |  | -0.20665 | 0
88299 | ZAPATA | F | South | YES | 0.005513 | 0 | 0 | 0 | 0 | 1.02 | BLT | -1 | 0.20468 | 0 | 0 |  |  |  |  | -0.20468 | 0
7028 | L_MARBFA1_1Y | 1 | South | YES | 0.006564 | 0 | 0 | 18 |  | 1 | Hydro | -1 | 0.20363 | 0 | 0 |  |  |  |  | -0.20363 | 0
7029 | L_MARBFA1_2Y | 2 | South | YES | 0.006564 | 0 | 0 | 18 |  | 1 | Hydro | -1 | 0.20363 | 0 | 0 |  |  |  |  | -0.20363 | 0
7035 | L_WIRTZ_1G1Y | 1 | South | YES | 0.008102 | 0 | 0 | 29 |  | 1 | Hydro | -1 | 0.20209 | 0 | 0 |  |  |  |  | -0.20209 | 0
7036 | L_WIRTZ_1G2Y | 2 | South | YES | 0.008102 | 23 | 0 | 29.8 |  | 1 | Hydro | -1 | 0.20209 | 0 | 0 |  |  |  |  | -0.20209 | 0
5890 | PEARSALLGEN1 | 1 | South | YES | 0.008131 | 19.2 | 6 | 24 | 0 | 1.0161 | GST | -1 | 0.20206 | 24 | 24 |  |  |  |  | -0.20206 | -4.8495
5891 | PEARSALLGEN2 | 1 | South | YES | 0.008131 | 19.4 | 6 | 24.3 | 0 | 1.0161 | GST | -1 | 0.20206 | 24.3 | 24.3 |  |  |  |  | -0.20206 | -4.9101
5892 | PEARSALLGEN3 | 1 | South | YES | 0.008131 | 19.1 | 6 | 23.9 | 0 | 1.0161 | GST | -1 | 0.20206 | 23.9 | 23.9 |  |  |  |  | -0.20206 | -4.8293
80012 | LAR | F | South | YES | 0.008368 | 0 | 0 | 0 | 0 | 1.04 | DCTie | -1 | 0.20182 | 0 | 0 |  |  |  |  | -0.20182 | 0
80265 | LARECU40A | 4 | South | YES | 0.00837 | 80 | 0 | 100 |  | 1.039 | GGT | -1 | 0.20182 | 100 | 100 |  |  |  |  | -0.20182 | -20.1822
80266 | LARECU50A | 5 | South | YES | 0.00837 | 80 | 0 | 100 |  | 1.039 | GGT | -1 | 0.20182 | 100 | 100 |  |  |  |  | -0.20182 | -20.1822
7000 | L_FERGUS1_1Y | 1 | South | YES | 0.008635 | 400 | 65 | 423.3 | 0 | 1.015 | GSC | -1 | 0.20156 | 423.3 | 423.3 |  |  |  |  | -0.20156 | -85.3192
7022 | L_BUCHAN1_1Y | 1 | South | YES | 0.008741 | 0 | 0 | 18 |  | 1 | Hydro | -1 | 0.20145 | 0 | 0 |  |  |  |  | -0.20145 | 0
7023 | L_BUCHAN1_2Y | 2 | South | YES | 0.008741 | 0 | 0 | 18 |  | 1 | Hydro | -1 | 0.20145 | 0 | 0 |  |  |  |  | -0.20145 | 0
7024 | L_BUCHAN1_3Y | 3 | South | YES | 0.008741 | 0 | 0 | 15 |  | 1 | Hydro | -1 | 0.20145 | 0 | 0 |  |  |  |  | -0.20145 | 0
7026 | L_INKSDA1_1Y | 1 | South | YES | 0.011935 | 0 | 0 | 13.7 |  | 1 | Hydro | -1 | 0.19826 | 0 | 0 |  |  |  |  | -0.19826 | 0
1643 | SLSTR1PP_1G | 1 | North | YES | 0.024377 | 6 | 0 | 60 | 0 | 1.022 | Wind | -1 | 0.18582 | 0 | 60 |  |  | 0 | 0 | -0.18582 | 0
80010 | EPLVT1 | F | South | YES | 0.036903 | 0 | 0 | 0 |  | 1.0376 | #N/A | -1 | 0.17329 | 0 | 0 |  |  |  |  | -0.17329 | 0
8262 | ELPS | 1 | South | YES | 0.040291 | 6 | 6 | 6 | 0 | 1.15 | Hydro | -1 | 0.1699 | 0 | 0 |  |  |  |  | -0.1699 | 0
8032 | AMISTADHYD1 | 1 | South | YES | 0.054861 | 33 | 13 | 33 | 0 | 1.0375 | Hydro | -1 | 0.15533 | 0 | 0 |  |  |  |  | -0.15533 | 0
8033 | AMISTADHYD2 | 2 | South | YES | 0.054861 | 25 | 13 | 25 | 0 | 1.0375 | Hydro | -1 | 0.15533 | 0 | 0 |  |  |  |  | -0.15533 | 0
88253 | HAMILTON | F | South | YES | 0.054861 | 0 | 0 | 0 | 0 | 1.04 | BLT | -1 | 0.15533 | 0 | 0 |  |  |  |  | -0.15533 | 0
1049 | ROSCOEWI_5 | 1 | West | YES | 0.14873 | 41.8 | 0 | 209 |  | 1.01 | #N/A | 1 | 0.16422 | 209 | 209 | 31.0848 | 209 |  |  | 0.16422 | 34.3221
1057 | ROSCOEWI_5 | 2 | West | YES | 0.14873 | 25.3 | 0 | 126.5 |  | 1.01 | #N/A | 1 | 0.16422 | 126.5 | 126.5 | 18.8145 | 126.5 |  |  | 0.16422 | 20.7739
1060 | ROSCOEWI_5 | 3 | West | YES | 0.14873 | 39.4 | 0 | 197 | 0 | 1.01 | #N/A | 1 | 0.16422 | 197 | 197 | 29.3 | 197 |  |  | 0.16422 | 32.3514
1072 | ROSCOEWI_5 | 4 | West | YES | 0.14873 | 63.6 | 0 | 318 | 0 | 1.01 | #N/A | 1 | 0.16422 | 318 | 318 | 47.2965 | 318 |  |  | 0.16422 | 52.2221
60202 | FRNDDRCS | F | West | YES | 0.15251 | 0 | 0 | 0 | 0 | 0.9985 | AVR | 1 | 0.168 | 0 | 0 | 0 | 0 |  |  | 0.168 | 0
60018 | DSKY1 | 1 | West | YES | 0.16435 | 21 | 0 | 84 | 0 | 1.023 | Wind | 1 | 0.17984 | 0 | 84 | 13.8055 | 84 |  |  | 0.17984 | 15.1066
60017 | ORNNWP1 | 1 | West | YES | 0.16493 | 20 | 0 | 80 |  | 1.027 | Wind | 1 | 0.18042 | 0 | 80 | 13.1947 | 80 |  |  | 0.18042 | 14.4339
60000 | DSKY2 | 1 | West | YES | 0.16545 | 19.1 | 0 | 76.5 |  | 1.039 | Wind | 1 | 0.18094 | 0 | 76.5 | 12.6572 | 76.5 |  |  | 0.18094 | 13.8422
6016 | SWMESA | 1 | West | YES | 0.16641 | 18.8 | 0 | 75 |  | 1.03 | Wind | 1 | 0.1819 | 0 | 75 | 12.4808 | 75 |  |  | 0.1819 | 13.6425
60003 | KING_NE1A | 1 | West | YES | 0.16641 | 20 | 0 | 80 |  | 1.03 | Wind | 1 | 0.1819 | 0 | 80 | 13.3129 | 80 |  |  | 0.1819 | 14.552
60005 | KING_SE1A | 1 | West | YES | 0.16641 | 10 | 0 | 40 |  | 1.035 | Wind | 1 | 0.1819 | 0 | 40 | 6.6564 | 40 |  |  | 0.1819 | 7.276
38437 | TNSRBNMESA9 | 1 | West | YES | 0.16668 | 37.5 | 0 | 150 |  | 1.02 | Wind | 1 | 0.18217 | 0 | 150 | 25.0023 | 150 |  |  | 0.18217 | 27.3257
38332 | TNWDWRDU2_8 | 1 | West | YES | 0.16674 | 20 | 0 | 80 | 0 | 1.0232 | Wind | 1 | 0.18223 | 0 | 80 | 13.3389 | 80 |  |  | 0.18223 | 14.578
60016 | WOODWRD11A | 1 | West | YES | 0.16675 | 20 | 0 | 80 |  | 1.033 | Wind | 1 | 0.18224 | 0 | 80 | 13.3402 | 80 |  |  | 0.18224 | 14.5794
60201 | RIO DRCS | F | West | YES | 0.16681 | 0 | 0 | 0 | 0 | 1.025 | AVR | 1 | 0.1823 | 0 | 0 | 0 | 0 |  |  | 0.1823 | 0
60007 | KING_SW1A | 1 | West | YES | 0.1674 | 20 | 0 | 80 |  | 1.03 | Wind | 1 | 0.18289 | 0 | 80 | 13.3923 | 80 |  |  | 0.18289 | 14.6315
60019 | KING_NW1A | 1 | West | YES | 0.1674 | 20 | 0 | 80 |  | 1.03 | Wind | 1 | 0.18289 | 0 | 80 | 13.3923 | 80 |  |  | 0.18289 | 14.6315
76091 | L_DIVIDE1_1N | W1 | West | YES | 0.17373 | 110 | 0 | 550 |  | 1.02 | Wind | 1 | 0.18922 | 0 | 550 | 95.5526 | 550 |  |  | 0.18922 | 104.0718
76031 | L_GASCCR1_1N | W1 | West | YES | 0.17425 | 30 | 0 | 150 |  | 1.02 | Wind | 1 | 0.18974 | 0 | 150 | 26.1382 | 150 |  |  | 0.18974 | 28.4617
1002 | PBCTAGE_1G | A | West | YES | 0.17489 | 64 | 64 | 66 | 0 | 1.036 | GGT | 1 | 0.19038 | 66 | 66 | 11.5428 | 66 |  |  | 0.19038 | 12.5651
1003 | PBCTBGE_2G | B | West | YES | 0.17489 | 65 | 65 | 66 | 0 | 1.036 | GGT | 1 | 0.19038 | 66 | 66 | 11.5428 | 66 |  |  | 0.19038 | 12.5651
1004 | PBCTCGE_3G | C | West | YES | 0.17489 | 62 | 62 | 67 | 0 | 1.036 | GGT | 1 | 0.19038 | 67 | 67 | 11.7177 | 67 |  |  | 0.19038 | 12.7555
1005 | PBCTDGE_4G | D | West | YES | 0.17489 | 65 | 65 | 68 | 0 | 1.036 | GGT | 1 | 0.19038 | 68 | 68 | 11.8926 | 68 |  |  | 0.19038 | 12.9459
1006 | PBCTEGE_5G | E | West | YES | 0.17489 | 65 | 65 | 67 | 0 | 1.036 | GGT | 1 | 0.19038 | 67 | 67 | 11.7177 | 67 |  |  | 0.19038 | 12.7555
1007 | PB5GEN_6G | 5 | West | YES | 0.17489 | 91.2 | 40 | 114 | 0 | 1.036 | GST | 1 | 0.19038 | 114 | 114 | 19.9376 | 114 |  |  | 0.19038 | 21.7034
1008 | PB6GEN_7G | 6 | West | YES | 0.17489 | 515 | 130 | 515 | 0 | 1.036 | GST | 1 | 0.19038 | 515 | 515 | 90.0689 | 515 |  |  | 0.19038 | 98.0459
7038 | L_DELAWA1_1Y | 1 | West | YES | 0.17502 | 3.5 | 0 | 35 | 0 | 1 | Wind | 1 | 0.19051 | 0 | 35 | 6.1258 | 35 |  |  | 0.19051 | 6.668
7038 | L_DELAWA1_1Y | 2 | West | YES | 0.17502 | 3 | 0 | 30 | 0 | 1 | Wind | 1 | 0.19051 | 0 | 30 | 5.2507 | 30 |  |  | 0.19051 | 5.7154
1146 | NOTREES_1G | 1 | West | YES | 0.17529 | 29.8 | 0 | 149 | 0 | 1.017 | #N/A | 1 | 0.19078 | 149 | 149 | 26.1185 | 149 |  |  | 0.19078 | 28.4264
11020 | TIEHVSG_1G | 1 | West | YES | 0.17578 | 208.2 | 63 | 208.2 | 0 | 1.012 | CC | 1 | 0.19127 | 208.2 | 208.2 | 36.598 | 208.2 |  |  | 0.19127 | 39.8229
11021 | TIEHVCG_1G | 1 | West | YES | 0.17578 | 142.1 | 103 | 142.1 | 0 | 1.012 | CC | 1 | 0.19127 | 142.1 | 142.1 | 24.9788 | 142.1 |  |  | 0.19127 | 27.1798
11022 | TIEHVCG_2G | 1 | West | YES | 0.17578 | 132.4 | 103 | 132.4 | 0 | 1.012 | CC | 1 | 0.19127 | 132.4 | 132.4 | 23.2737 | 132.4 |  |  | 0.19127 | 25.3245
11023 | TIEHVCG_3G | 1 | West | YES | 0.17578 | 137.4 | 103 | 137.4 | 0 | 1.012 | CC | 1 | 0.19127 | 137.4 | 137.4 | 24.1526 | 137.4 |  |  | 0.19127 | 26.2808
11024 | TIEHVCG_4G | 1 | West | YES | 0.17578 | 147 | 103 | 147 | 0 | 1.012 | CC | 1 | 0.19127 | 147 | 147 | 25.8401 | 147 |  |  | 0.19127 | 28.1171
11025 | TIEHVSG_2G | 1 | West | YES | 0.17578 | 213.2 | 63 | 213.2 | 0 | 1.012 | CC | 1 | 0.19127 | 213.2 | 213.2 | 37.4769 | 213.2 |  |  | 0.19127 | 40.7793
11001 | NAV1CT | 1 | West | YES | 0.17579 | 70.4 | 18 | 70.4 | 0 | 1.029 | CC | 1 | 0.19128 | 70.4 | 70.4 | 12.3759 | 70.4 |  |  | 0.19128 | 13.4664
11009 | NAV2CT | 1 | West | YES | 0.17579 | 71.4 | 18 | 71.4 | 0 | 1.029 | CC | 1 | 0.19128 | 71.4 | 71.4 | 12.5517 | 71.4 |  |  | 0.19128 | 13.6576
11011 | NAV3ST | 1 | West | YES | 0.17579 | 92.8 | 40 | 92.8 | 0 | 1.029 | CC | 1 | 0.19128 | 92.8 | 92.8 | 16.3137 | 92.8 |  |  | 0.19128 | 17.7511
11012 | NAV4CT | 1 | West | YES | 0.17579 | 80 | 18 | 80 | 0 | 1.029 | CC | 1 | 0.19128 | 80 | 80 | 14.0635 | 80 |  |  | 0.19128 | 15.3027
11013 | NAV5CT | 1 | West | YES | 0.17579 | 80 | 18 | 80 | 0 | 1.029 | CC | 1 | 0.19128 | 80 | 80 | 14.0635 | 80 |  |  | 0.19128 | 15.3027
11014 | NAV6ST | 1 | West | YES | 0.17579 | 115 | 40 | 115 | 0 | 1.029 | CC | 1 | 0.19128 | 115 | 115 | 20.2163 | 115 |  |  | 0.19128 | 21.9976
1349 | WESTXWIN_1G | 1 | West | YES | 0.17581 | 1.3 | 0 | 6.6 |  | 1.014 | Wind | 1 | 0.1913 | 0 | 6.6 | 1.1603 | 6.6 |  |  | 0.1913 | 1.2625
1350 | NWPWRG1_1G | 1 | West | YES | 0.17581 | 6.9 | 1 | 34.3 |  | 1.014 | Wind | 1 | 0.1913 | 0 | 34.3 | 6.0301 | 34.3 |  |  | 0.1913 | 6.5614
1045 | CALENG1G_1G | 1 | West | YES | 0.17655 | 73.4 | 27 | 73.4 | 0 | 1.014 | Cogen | 1 | 0.19204 | 0 | 0 | 0 | 0 |  |  | 0.19204 | 0
1046 | CALENG2G_2G | 2 | West | YES | 0.17655 | 73.4 | 27 | 73.4 | 0 | 1.014 | Cogen | 1 | 0.19204 | 0 | 0 | 0 | 0 |  |  | 0.19204 | 0
1047 | CALENG3G_3G | 3 | West | YES | 0.17655 | 70.4 | 27 | 70.4 | 0 | 1.014 | Cogen | 1 | 0.19204 | 0 | 0 | 0 | 0 |  |  | 0.19204 | 0
1058 | LONGSHORE_5 | 1 | West | YES | 0.1767 | 30 | 0 | 150 |  | 1.01 | Wind | 1 | 0.19219 | 0 | 150 | 26.5045 | 150 |  |  | 0.19219 | 28.828
1058 | LONGSHORE_5 | 2 | West | YES | 0.1767 | 44 | 0 | 220 |  | 1.01 | Wind | 1 | 0.19219 | 0 | 220 | 38.8733 | 220 |  |  | 0.19219 | 42.281
1058 | LONGSHORE_5 | 3 | West | YES | 0.1767 | 23.4 | 0 | 117 |  | 1.01 | Wind | 1 | 0.19219 | 0 | 117 | 20.6735 | 117 |  |  | 0.19219 | 22.4858
1326 | STANTONW_8 | 1 | West | YES | 0.17671 | 20.1 | 0 | 100.5 |  | 1.01 | Wind | 1 | 0.1922 | 0 | 100.5 | 17.7591 | 100.5 |  |  | 0.1922 | 19.3157
1328 | OCOTILLO_1G | 1 | West | YES | 0.17675 | 11.6 | 0 | 58 |  | 1.01 | Wind | 1 | 0.19223 | 0 | 58 | 10.2512 | 58 |  |  | 0.19223 | 11.1496
1416 | SWETWATR_1G | 1 | West | YES | 0.17694 | 30 | 18 | 30 | 0 | 1.026 | CC | 1 | 0.19243 | 30 | 30 | 5.3082 | 30 |  |  | 0.19243 | 5.7729
1417 | SWETWATR_2G | 2 | West | YES | 0.17694 | 72 | 36 | 72 | 0 | 1.026 | CC | 1 | 0.19243 | 72 | 72 | 12.7397 | 72 |  |  | 0.19243 | 13.8549
1418 | SWETWATR_3G | 3 | West | YES | 0.17694 | 68 | 36 | 68 | 0 | 1.026 | CC | 1 | 0.19243 | 68 | 68 | 12.0319 | 68 |  |  | 0.19243 | 13.0852
1419 | SWETWATR_4G | 4 | West | YES | 0.17694 | 61 | 36 | 61 | 0 | 1.026 | CC | 1 | 0.19243 | 61 | 61 | 10.7933 | 61 |  |  | 0.19243 | 11.7382
1333 | MCDDONAL_8 | 1 | West | YES | 0.17701 | 42.8 | 0 | 214.2 |  | 1.01 | Wind | 1 | 0.1925 | 0 | 214.2 | 37.9155 | 214.2 |  |  | 0.1925 | 41.2334
1320 | BSP 1 | 1 | West | YES | 0.17762 | 25.5 | 2.9 | 25.8 | 0 | 1 | Cogen | 1 | 0.19311 | 0 | 0 | 0 | 0 |  |  | 0.19311 | 0
1170 | AIRLAMESA_1G | 1 | West | YES | 0.17838 | 0 | 0 | 180 |  | 1 | #N/A | 1 | 0.19387 | 180 | 180 | 32.1089 | 180 |  |  | 0.19387 | 34.897
6407 | TURKTRAK1A | 1 | West | YES | 0.17842 | 33.9 | 0 | 169.5 | 0 | 1.025 | Wind | 1 | 0.19391 | 0 | 169.5 | 30.2422 | 169.5 |  |  | 0.19391 | 32.8677
1327 | WILDHRSE_1G | 1 | West | YES | 0.17844 | 24 | 0 | 120 |  | 1 | Wind | 1 | 0.19393 | 0 | 120 | 21.4128 | 120 |  |  | 0.19393 | 23.2715
1037 | MORGAN5G_5G | 5 | West | YES | 0.17864 | 109.6 | 40 | 137 | 0 | 1.029 | GST | 1 | 0.19413 | 137 | 137 | 24.4737 | 137 |  |  | 0.19413 | 26.5957
1039 | MRGNAG_1G | A | West | YES | 0.17864 | 69 | 69 | 69 | 0 | 1.029 | GGT | 1 | 0.19413 | 69 | 69 | 12.3262 | 69 |  |  | 0.19413 | 13.3949
1040 | MRGNBG_2G | B | West | YES | 0.17864 | 70 | 70 | 71 | 0 | 1.029 | GGT | 1 | 0.19413 | 71 | 71 | 12.6834 | 71 |  |  | 0.19413 | 13.7832
1041 | MRGNCG_3G | C | West | YES | 0.17864 | 69 | 69 | 70 | 0 | 1.029 | GGT | 1 | 0.19413 | 70 | 70 | 12.5048 | 70 |  |  | 0.19413 | 13.5891
1042 | MRGNDG_4G | D | West | YES | 0.17864 | 68 | 68 | 68 | 0 | 1.029 | GGT | 1 | 0.19413 | 68 | 68 | 12.1475 | 68 |  |  | 0.19413 | 13.2008
1043 | MRGNEG_5G | E | West | YES | 0.17864 | 68 | 68 | 70 | 0 | 1.029 | GGT | 1 | 0.19413 | 70 | 70 | 12.5048 | 70 |  |  | 0.19413 | 13.5891
1044 | MRGNFG_6G | F | West | YES | 0.17864 | 66 | 66 | 66 | 0 | 1.029 | GGT | 1 | 0.19413 | 66 | 66 | 11.7902 | 66 |  |  | 0.19413 | 12.8125
1360 | GUNSIGHT_8 | 1 | West | YES | 0.17866 | 24 | 0 | 120 | 0 | 1.01 | Wind | 1 | 0.19415 | 0 | 120 | 21.4391 | 120 |  |  | 0.19415 | 23.2978
1302 | COYOTEWG_8 | 1 | West | YES | 0.17958 | 45 | 0 | 225 |  | 1.01 | #N/A | 1 | 0.19507 | 225 | 225 | 40.4046 | 225 |  |  | 0.19507 | 43.8897
1301 | BULLCREK_8 | 1 | West | YES | 0.18043 | 36 | 0 | 180 | 0 | 1.017 | #N/A | 1 | 0.19592 | 180 | 180 | 32.4776 | 180 |  |  | 0.19592 | 35.2657
6637 | SNYDERW1A | 1 | West | YES | 0.18117 | 12.6 | 0 | 63 | 0 | 1.025 | Wind | 1 | 0.19666 | 0 | 63 | 11.4137 | 63 |  |  | 0.19666 | 12.3895
1068 | SCURRYCW_1G | 1 | West | YES | 0.18202 | 28.2 | 1.3 | 141 |  | 1.01 | Wind | 1 | 0.19751 | 0 | 141 | 25.6652 | 141 |  |  | 0.19751 | 27.8493
1073 | SCURRYCW_2G | 2 | West | YES | 0.18202 | 24 | 0 | 120 | 0 | 1.017 | Wind | 1 | 0.19751 | 0 | 120 | 21.8428 | 120 |  |  | 0.19751 | 23.7015
1061 | CIELOGEN_1G | 1 | West | YES | 0.1821 | 19.8 | 0 | 99 |  | 1 | Wind | 1 | 0.19759 | 0 | 99 | 18.0279 | 99 |  |  | 0.19759 | 19.5614
1062 | CIELOGEN_2G | 1 | West | YES | 0.1821 | 12.2 | 0 | 61 |  | 1 | Wind | 1 | 0.19759 | 0 | 61 | 11.1081 | 61 |  |  | 0.19759 | 12.053
1069 | KINDERMG_1G | 1 | West | YES | 0.1821 | 25 | 5 | 25 | 0 | 1.017 | Cogen | 1 | 0.19759 | 0 | 0 | 0 | 0 |  |  | 0.19759 | 0
1070 | KINDERMG_2G | 1 | West | YES | 0.1821 | 45.7 | 12 | 45.7 | 0 | 1.017 | Cogen | 1 | 0.19759 | 0 | 0 | 0 | 0 |  |  | 0.19759 | 0
1071 | KINDERMG_3G | 1 | West | YES | 0.1821 | 45.7 | 12 | 45.7 | 0 | 1.017 | Cogen | 1 | 0.19759 | 0 | 0 | 0 | 0 |  |  | 0.19759 | 0
36998 | RDCNYNG1 | 1 | West | YES | 0.18449 | 16.8 | 0 | 84 |  | 1.01 | Wind | 1 | 0.19998 | 0 | 84 | 15.497 | 84 |  |  | 0.19998 | 16.7981
1343 | TRENTIPP_8 | 1 | West | YES | 0.18751 | 30 | 0 | 150 |  | 1.014 | Wind | 1 | 0.203 | 0 | 150 | 28.1267 | 150 |  |  | 0.203 | 30.4501
1354 | AEPWIND_8 | 1 | West | YES | 0.18751 | 20.2 | 0 | 101 |  | 1 | Wind | 1 | 0.203 | 0 | 101 | 18.9386 | 101 |  |  | 0.203 | 20.503
6144 | MCADOO1A | 1 | West | YES | 0.19496 | 15 | 0 | 150 | 0 | 1.025 | Wind | 1 | 0.21045 | 0 | 150 | 29.2442 | 150 |  |  | 0.21045 | 31.5676
60057 | CALLAHAN1A | 1 | West | YES | 0.1951 | 22.8 | 0 | 114 | 0 | 1.04 | Wind | 1 | 0.21059 | 0 | 114 | 22.2415 | 114 |  |  | 0.21059 | 24.0073
71051 | L_BITTCR1_1N | W1 | West | YES | 0.22147 | 7.5 | 0 | 37.5 |  | 1.02 | Wind | 1 | 0.23696 | 0 | 37.5 | 8.305 | 37.5 |  |  | 0.23696 | 8.8859
71054 | L_SWEETW1_1N | W1 | West | YES | 0.22147 | 21.5 | 0 | 107.5 |  | 1.02 | Wind | 1 | 0.23696 | 0 | 107.5 | 23.8078 | 107.5 |  |  | 0.23696 | 25.4729
71057 | L_SWEETW1_2N | W1 | West | YES | 0.22147 | 27 | 0 | 135 |  | 1.02 | Wind | 1 | 0.23696 | 0 | 135 | 29.8982 | 135 |  |  | 0.23696 | 31.9893
71059 | L_SWEETW1_3N | W1 | West | YES | 0.22147 | 23.8 | 0 | 119 | 0 | 1.02 | Wind | 1 | 0.23696 | 0 | 119 | 26.3547 | 119 |  |  | 0.23696 | 28.1979
71060 | L_SWEETW1_4N | W1 | West | YES | 0.22147 | 21 | 0 | 105 | 0 | 1.02 | Wind | 1 | 0.23696 | 0 | 105 | 23.2541 | 105 |  |  | 0.23696 | 24.8805
60058 | BUFF_GAP1A | 1 | West | YES | 0.23247 | 24 | 0 | 120 |  | 1 | Wind | 1 | 0.24796 | 0 | 120 | 27.8963 | 120 |  |  | 0.24796 | 29.755
60060 | CIRELLO | 1 | West | YES | 0.23247 | 46.6 | 0 | 233 | 0 | 1 | Wind | 1 | 0.24796 | 0 | 233 | 54.1653 | 233 |  |  | 0.24796 | 57.7743
60063 | BUFF_GAP1B | 1 | West | YES | 0.23247 | 34 | 0 | 170.2 | 0 | 1.02 | Wind | 1 | 0.24796 | 0 | 170.2 | 39.5662 | 170.2 |  |  | 0.24796 | 42.2025
60066 | H_HOLLOW1A | 1 | West | YES | 0.23247 | 44.4 | 0 | 222 | 0 | 1.005 | Wind | 1 | 0.24796 | 0 | 222 | 51.6081 | 222 |  |  | 0.24796 | 55.0468
60068 | HHOLLOW21A | 1 | West | YES | 0.23247 | 36.8 | 0 | 184 | 0 | 1.025 | Wind | 1 | 0.24796 | 0 | 184 | 42.7743 | 184 |  |  | 0.24796 | 45.6244
60070 | HHOLLOW31A | 1 | West | YES | 0.23247 | 44.8 | 0 | 224 | 0 | 1.025 | Wind | 1 | 0.24796 | 0 | 224 | 52.0731 | 224 |  |  | 0.24796 | 55.5427
60072 | HHOLLOW41A | 1 | West | YES | 0.23247 | 23 | 0 | 115 | 0 | 1.025 | Wind | 1 | 0.24796 | 0 | 115 | 26.7339 | 115 |  |  | 0.24796 | 28.5152
60081 | WHRLWIND1A | 1 | West | YES | 0.24558 | 12 | 0 | 60 | 0 | 1.03 | Wind | 1 | 0.26107 | 0 | 60 | 14.735 | 60 |  |  | 0.26107 | 15.6644
60052 | WILDHRS11A | 1 | West | YES | 0.27044 | 25.3 | 0 | 126.5 | 0 | 1.005 | #N/A | 1 | 0.28593 | 126.5 | 126.5 | 34.2105 | 126.5 |  |  | 0.28593 | 36.1699
60053 | WILDHRS21A | 1 | West | YES | 0.27044 | 7.8 | 0 | 39 | 0 | 1.025 | #N/A | 1 | 0.28593 | 39 | 39 | 10.5471 | 39 |  |  | 0.28593 | 11.1512
6100 | OKLA7A | EQ | West | YES | 0.6348 | 50 | -220 | 220 | 0 | 1.035 | DCTie | 1 | 0.65029 | 0 | 0 | 0 | 0 |  |  | 0.65029 | 0
6752 | OKLA0A | 1 | West | YES | 0.6348 | 649.7 | 175 | 649.7 | 0 | 1.035 | LIGCO | 1 | 0.65029 | 0 | 649.7 | 412.4283 | 649.7 |  |  | 0.65029 | 422.4918
Note on AL4: Zonal Cap - Zonal Impact

## Distributed Slack - Bound Gen
Number of Bus | Name of Bus | ID | Area Name of Gen | AGC | P Sensitivity of Bus | Gen MW | Min MW | Max MW | V Sensitivity of Bus | Set Volt | Tech Type | Zone Impact | Zone Correlation | Inc Max | Dec Max | Souce S.F. Weighting | Souce Capacity | Sink S.F. Weighting | Sink Capacity | PTDF Calc | PTDF Weighting | max of zone correlation | 0.15538 |  |  | Neg PTDF weight | Pos PTDF weight
8032 | AMISTADHYD1 | 1 | South | YES | 0.054026 | 33 | 13 | 33 | 0 | 1.03 | Hydro | -1 | 0.15538 | 0 | 0 |  |  |  |  | -0.15538 | 0 |  |  |  |  | 0 | 0
8033 | AMISTADHYD2 | 2 | South | YES | 0.054026 | 25 | 13 | 25 | 0 | 1.03 | Hydro | -1 | 0.15538 | 0 | 0 |  |  |  |  | -0.15538 | 0 |  |  |  |  | 0 | 0
88253 | HAMILTON | F | South | YES | 0.054026 | 0 | 0 | 0 | 0 | 1.04 | BLT | -1 | 0.15538 | 0 | 0 |  |  |  |  | -0.15538 | 0 |  |  |  |  | 0 | 0
11057 | CHAMPION_1G | 1 | West | YES | 0.14852 | 25.3 | 0 | 126.5 |  | 1 | Wind | 1 | 0.16452 | 0 | 126.5 | 18.7878 | 126.5 |  |  | 0.16452 | 20.8115 |  |  | Weighted Shift Factors |  | 0 | 0
11059 | INADALE_1G | 1 | West | YES | 0.14852 | 39.4 | 0 | 197 |  | 1 | Wind | 1 | 0.16452 | 0 | 197 | 29.2584 | 197 |  |  | 0.16452 | 32.41 |  |  | West | 0.2094 | 0 | 0
11056 | ROSCOE_1G | 1 | West | YES | 0.14852 | 41.8 | 0 | 209 |  | 1 | Wind | 1 | 0.16452 | 0 | 209 | 31.0407 | 209 |  |  | 0.16452 | 34.3842 |  |  | North | -0.015998 | 0 | 0
11058 | PYRON_1G | 1 | West | YES | 0.14852 | 49.8 | 0 | 249 |  | 1 | Wind | 1 | 0.16452 | 0 | 249 | 36.9815 | 249 |  |  | 0.16452 | 40.9649 |  |  |  |  | 0 | 0
60202 | FRNDDRCS | F | West | YES | 0.15019 | 0 | 0 | 0 | 0 | 0.9985 | AVR | 1 | 0.16619 | 0 | 0 | 0 | 0 |  |  | 0.16619 | 0 | North |  |  |  | 0 | 0
8262 | ELPS | 1 | South | YES | 0.039581 | 6 | 6 | 6 | 0 | 1.15 | Hydro | -1 | 0.16982 | 0 | 0 |  |  |  |  | -0.16982 | 0 | Line Rating |  | 1072 |  | 0 | 0
60018 | DSKY1 | 1 | West | YES | 0.16321 | 21 | 0 | 84 | 0 | 1.023 | Wind | 1 | 0.17921 | 0 | 84 | 13.7095 | 84 |  |  | 0.17921 | 15.0533 | Impact Counter to Zone: |  | 0 |  | 0 | 0
60000 | DSKY2 | 1 | West | YES | 0.16334 | 19.1 | 0 | 76.5 |  | 1.039 | Wind | 1 | 0.17934 | 0 | 76.5 | 12.4957 | 76.5 |  |  | 0.17934 | 13.7196 |  |  | 0% |  | 0 | 0
60017 | ORNNWP1 | 1 | West | YES | 0.16405 | 20 | 0 | 80 |  | 1.027 | Wind | 1 | 0.18005 | 0 | 80 | 13.1242 | 80 |  |  | 0.18005 | 14.404 |  |  |  |  | 0 | 0
38437 | TNSRBNMESA9 | 1 | West | YES | 0.16656 | 37.5 | 0 | 150 | 0 | 1.02 | Wind | 1 | 0.18255 | 0 | 150 | 24.9836 | 150 |  |  | 0.18255 | 27.3832 | West |  |  |  | 0 | 0
38332 | TNWDWRDU2_8 | 1 | West | YES | 0.16663 | 20 | 0 | 80 | 0 | 1.0232 | Wind | 1 | 0.18263 | 0 | 80 | 13.3304 | 80 |  |  | 0.18263 | 14.6102 | Line Rating |  | 1072 |  | 0 | 0
60016 | WOODWRD11A | 1 | West | YES | 0.16665 | 20 | 0 | 80 |  | 1.033 | Wind | 1 | 0.18264 | 0 | 80 | 13.3318 | 80 |  |  | 0.18264 | 14.6116 | Impact Counter to Zone: |  | 0 |  | 0 | 0
60005 | KING_SE1A | 1 | West | YES | 0.16673 | 10 | 0 | 40 |  | 1.035 | Wind | 1 | 0.18273 | 0 | 40 | 6.6692 | 40 |  |  | 0.18273 | 7.3091 |  |  | 0% |  | 0 | 0
6016 | SWMESA | 1 | West | YES | 0.16673 | 18.8 | 0 | 75 |  | 1.03 | Wind | 1 | 0.18273 | 0 | 75 | 12.5048 | 75 |  |  | 0.18273 | 13.7046 |  |  |  |  | 0 | 0
60003 | KING_NE1A | 1 | West | YES | 0.16673 | 20 | 0 | 80 |  | 1.03 | Wind | 1 | 0.18273 | 0 | 80 | 13.3385 | 80 |  |  | 0.18273 | 14.6183 |  |  |  |  | 0 | 0
60201 | RIO DRCS | F | West | YES | 0.16687 | 0 | 0 | 0 | 0 | 1.025 | AVR | 1 | 0.18287 | 0 | 0 | 0 | 0 |  |  | 0.18287 | 0 |  |  |  |  | 0 | 0
60007 | KING_SW1A | 1 | West | YES | 0.1672 | 20 | 0 | 80 |  | 1.03 | Wind | 1 | 0.18319 | 0 | 80 | 13.3758 | 80 |  |  | 0.18319 | 14.6556 |  |  |  |  | 0 | 0
60019 | KING_NW1A | 1 | West | YES | 0.1672 | 20 | 0 | 80 |  | 1.03 | Wind | 1 | 0.18319 | 0 | 80 | 13.3758 | 80 |  |  | 0.18319 | 14.6556 |  |  |  |  | 0 | 0
1643 | SLSTR1PP_1G | 1 | North | YES | 0.024119 | 6 | 0 | 60 | 0 | 1.022 | Wind | -1 | 0.18528 | 0 | 60 |  |  | 0 | 0 | -0.18528 | 0 |  |  |  |  | 0 | 0
76091 | L_DIVIDE1_1N | W1 | West | YES | 0.17338 | 22.5 | 0 | 112.5 |  | 1.02 | Wind | 1 | 0.18938 | 0 | 112.5 | 19.5053 | 112.5 |  |  | 0.18938 | 21.305 |  |  |  |  | 0 | 0
76095 | L_CAPRSI1_1N | W1 | West | YES | 0.17338 | 29.9 | 0 | 149.5 | 0 | 1.02 | Wind | 1 | 0.18938 | 0 | 149.5 | 25.9203 | 149.5 |  |  | 0.18938 | 28.312 |  |  |  |  | 0 | 0
76096 | L_CAPRSI1_2N | W1 | West | YES | 0.17338 | 37.2 | 0 | 186 | 0 | 1.02 | Wind | 1 | 0.18938 | 0 | 186 | 32.2487 | 186 |  |  | 0.18938 | 35.2242 |  |  |  |  | 0 | 0
76097 | L_CAPRGE1_1N | W1 | West | YES | 0.17338 | 42.9 | 0 | 214.5 | 0 | 1.02 | Wind | 1 | 0.18938 | 0 | 214.5 | 37.19 | 214.5 |  |  | 0.18938 | 40.6215 |  |  |  |  | 0 | 0
76031 | L_GASCCR1_1N | W1 | West | YES | 0.17392 | 30 | 0 | 150 |  | 1.02 | Wind | 1 | 0.18992 | 0 | 150 | 26.0886 | 150 |  |  | 0.18992 | 28.4882 |  |  |  |  | 0 | 0
1349 | WESTXWIN_1G | 1 | West | YES | 0.17438 | 1.3 | 0 | 6.6 |  | 1.014 | Wind | 1 | 0.19038 | 0 | 6.6 | 1.1509 | 6.6 |  |  | 0.19038 | 1.2565 |  |  |  |  | 0 | 0
1350 | NWPWRG1_1G | 1 | West | YES | 0.17438 | 6.9 | 1 | 34.3 |  | 1.014 | Wind | 1 | 0.19038 | 0 | 34.3 | 5.9812 | 34.3 |  |  | 0.19038 | 6.5299 |  |  |  |  | 0 | 0
1002 | PBCTAGE_1G | A | West | YES | 0.17463 | 64 | 64 | 66 | 0 | 1.036 | GGT | 1 | 0.19063 | 66 | 66 | 11.5256 | 66 |  |  | 0.19063 | 12.5815 |  |  |  |  | 0 | 0
1003 | PBCTBGE_2G | B | West | YES | 0.17463 | 65 | 65 | 66 | 0 | 1.036 | GGT | 1 | 0.19063 | 66 | 66 | 11.5256 | 66 |  |  | 0.19063 | 12.5815 |  |  |  |  | 0 | 0
1004 | PBCTCGE_3G | C | West | YES | 0.17463 | 62 | 62 | 67 | 0 | 1.036 | GGT | 1 | 0.19063 | 67 | 67 | 11.7003 | 67 |  |  | 0.19063 | 12.7721 |  |  |  |  | 0 | 0
1006 | PBCTEGE_5G | E | West | YES | 0.17463 | 65 | 65 | 67 | 0 | 1.036 | GGT | 1 | 0.19063 | 67 | 67 | 11.7003 | 67 |  |  | 0.19063 | 12.7721 |  |  |  |  | 0 | 0
1005 | PBCTDGE_4G | D | West | YES | 0.17463 | 65 | 65 | 68 | 0 | 1.036 | GGT | 1 | 0.19063 | 68 | 68 | 11.8749 | 68 |  |  | 0.19063 | 12.9627 |  |  |  |  | 0 | 0
1007 | PB5GEN_6G | 5 | West | YES | 0.17463 | 91.2 | 40 | 114 | 0 | 1.036 | GST | 1 | 0.19063 | 114 | 114 | 19.9079 | 114 |  |  | 0.19063 | 21.7317 |  |  |  |  | 0 | 0
1008 | PB6GEN_7G | 6 | West | YES | 0.17463 | 515 | 130 | 515 | 0 | 1.036 | GST | 1 | 0.19063 | 515 | 515 | 89.935 | 515 |  |  | 0.19063 | 98.1737 |  |  |  |  | 0 | 0
7038 | L_DELAWA1_1Y | 2 | West | YES | 0.17476 | 3 | 0 | 30 | 0 | 1 | Wind | 1 | 0.19076 | 0 | 30 | 5.2429 | 30 |  |  | 0.19076 | 5.7228 |  |  |  |  | 0 | 0
7038 | L_DELAWA1_1Y | 1 | West | YES | 0.17476 | 3.5 | 0 | 35 | 0 | 1 | Wind | 1 | 0.19076 | 0 | 35 | 6.1167 | 35 |  |  | 0.19076 | 6.6767 |  |  |  |  | 0 | 0
11147 | NOTREES_1G | 1 | West | YES | 0.17503 | 29.8 | 0 | 149 | 0 | 1.017 | Wind | 1 | 0.19103 | 0 | 149 | 26.0798 | 149 |  |  | 0.19103 | 28.4634 |  |  |  |  | 0 | 0
11022 | TIEHVCG_2G | 1 | West | YES | 0.17552 | 132.4 | 103 | 132.4 | 0 | 1.012 | CC | 1 | 0.19151 | 132.4 | 132.4 | 23.2383 | 132.4 |  |  | 0.19151 | 25.3564 |  |  |  |  | 0 | 0
11023 | TIEHVCG_3G | 1 | West | YES | 0.17552 | 137.4 | 103 | 137.4 | 0 | 1.012 | CC | 1 | 0.19151 | 137.4 | 137.4 | 24.1159 | 137.4 |  |  | 0.19151 | 26.314 |  |  |  |  | 0 | 0
11021 | TIEHVCG_1G | 1 | West | YES | 0.17552 | 142.1 | 103 | 142.1 | 0 | 1.012 | CC | 1 | 0.19151 | 142.1 | 142.1 | 24.9408 | 142.1 |  |  | 0.19151 | 27.2141 |  |  |  |  | 0 | 0
11024 | TIEHVCG_4G | 1 | West | YES | 0.17552 | 147 | 103 | 147 | 0 | 1.012 | CC | 1 | 0.19151 | 147 | 147 | 25.8009 | 147 |  |  | 0.19151 | 28.1525 |  |  |  |  | 0 | 0
11020 | TIEHVSG_1G | 1 | West | YES | 0.17552 | 208.2 | 63 | 208.2 | 0 | 1.012 | CC | 1 | 0.19151 | 208.2 | 208.2 | 36.5424 | 208.2 |  |  | 0.19151 | 39.8731 |  |  |  |  | 0 | 0
11025 | TIEHVSG_2G | 1 | West | YES | 0.17552 | 213.2 | 63 | 213.2 | 0 | 1.012 | CC | 1 | 0.19151 | 213.2 | 213.2 | 37.42 | 213.2 |  |  | 0.19151 | 40.8307 |  |  |  |  | 0 | 0
11001 | NAV1CT | 1 | West | YES | 0.17553 | 70.4 | 18 | 70.4 | 0 | 1.029 | CC | 1 | 0.19152 | 70.4 | 70.4 | 12.357 | 70.4 |  |  | 0.19152 | 13.4833 |  |  |  |  | 0 | 0
11009 | NAV2CT | 1 | West | YES | 0.17553 | 71.4 | 18 | 71.4 | 0 | 1.029 | CC | 1 | 0.19152 | 71.4 | 71.4 | 12.5326 | 71.4 |  |  | 0.19152 | 13.6748 |  |  |  |  | 0 | 0
11012 | NAV4CT | 1 | West | YES | 0.17553 | 80 | 18 | 80 | 0 | 1.029 | CC | 1 | 0.19152 | 80 | 80 | 14.0421 | 80 |  |  | 0.19152 | 15.3219 |  |  |  |  | 0 | 0
11013 | NAV5CT | 1 | West | YES | 0.17553 | 80 | 18 | 80 | 0 | 1.029 | CC | 1 | 0.19152 | 80 | 80 | 14.0421 | 80 |  |  | 0.19152 | 15.3219 |  |  |  |  | 0 | 0
11011 | NAV3ST | 1 | West | YES | 0.17553 | 92.8 | 40 | 92.8 | 0 | 1.029 | CC | 1 | 0.19152 | 92.8 | 92.8 | 16.2888 | 92.8 |  |  | 0.19152 | 17.7734 |  |  |  |  | 0 | 0
11014 | NAV6ST | 1 | West | YES | 0.17553 | 115 | 40 | 115 | 0 | 1.029 | CC | 1 | 0.19152 | 115 | 115 | 20.1855 | 115 |  |  | 0.19152 | 22.0252 |  |  |  |  | 0 | 0
1326 | STANTONW_8 | 1 | West | YES | 0.17625 | 20.1 | 0 | 100.5 |  | 1.01 | Wind | 1 | 0.19225 | 0 | 100.5 | 17.7132 | 100.5 |  |  | 0.19225 | 19.321 |  |  |  |  | 0 | 0
1045 | CALENG1G_1G | 1 | West | YES | 0.17631 | 73.4 | 27 | 73.4 | 0 | 1.014 | Cogen | 1 | 0.1923 | 0 | 0 | 0 | 0 |  |  | 0.1923 | 0 |  |  |  |  | 0 | 0
1046 | CALENG2G_2G | 2 | West | YES | 0.17631 | 73.4 | 27 | 73.4 | 0 | 1.014 | Cogen | 1 | 0.1923 | 0 | 0 | 0 | 0 |  |  | 0.1923 | 0 |  |  |  |  | 0 | 0
1047 | CALENG3G_3G | 3 | West | YES | 0.17631 | 70.4 | 27 | 70.4 | 0 | 1.014 | Cogen | 1 | 0.1923 | 0 | 0 | 0 | 0 |  |  | 0.1923 | 0 |  |  |  |  | 0 | 0
11065 | ELBOWCK_1G | 1 | West | YES | 0.17646 | 23.4 | 0 | 121.9 | 0 | 1 | Wind | 1 | 0.19246 | 0 | 121.9 | 21.5106 | 121.9 |  |  | 0.19246 | 23.4607 |  |  |  |  | 0 | 0
1058 | LONGSHORE_5 | 1 | West | YES | 0.17646 | 30 | 0 | 150 |  | 1.01 | Wind | 1 | 0.19246 | 0 | 150 | 26.4691 | 150 |  |  | 0.19246 | 28.8688 |  |  |  |  | 0 | 0
1058 | LONGSHORE_5 | 2 | West | YES | 0.17646 | 44 | 0 | 220 |  | 1.01 | Wind | 1 | 0.19246 | 0 | 220 | 38.8214 | 220 |  |  | 0.19246 | 42.3409 |  |  |  |  | 0 | 0
1416 | SWETWATR_1G | 1 | West | YES | 0.17671 | 30 | 18 | 30 | 0 | 1.026 | CC | 1 | 0.19271 | 30 | 30 | 5.3014 | 30 |  |  | 0.19271 | 5.7813 |  |  |  |  | 0 | 0
1419 | SWETWATR_4G | 4 | West | YES | 0.17671 | 61 | 36 | 61 | 0 | 1.026 | CC | 1 | 0.19271 | 61 | 61 | 10.7795 | 61 |  |  | 0.19271 | 11.7553 |  |  |  |  | 0 | 0
1418 | SWETWATR_3G | 3 | West | YES | 0.17671 | 68 | 36 | 68 | 0 | 1.026 | CC | 1 | 0.19271 | 68 | 68 | 12.0165 | 68 |  |  | 0.19271 | 13.1043 |  |  |  |  | 0 | 0
1417 | SWETWATR_2G | 2 | West | YES | 0.17671 | 72 | 36 | 72 | 0 | 1.026 | CC | 1 | 0.19271 | 72 | 72 | 12.7233 | 72 |  |  | 0.19271 | 13.8752 |  |  |  |  | 0 | 0
1320 | BSP 1 | 1 | West | YES | 0.17672 | 25.5 | 2.9 | 25.8 | 0 | 1 | Cogen | 1 | 0.19272 | 0 | 0 | 0 | 0 |  |  | 0.19272 | 0 |  |  |  |  | 0 | 0
1328 | OCOTILLO_1G | 1 | West | YES | 0.17681 | 11.6 | 0 | 58 |  | 1.01 | Wind | 1 | 0.19281 | 0 | 58 | 10.255 | 58 |  |  | 0.19281 | 11.1829 |  |  |  |  | 0 | 0
1333 | MCDDONAL_8 | 1 | West | YES | 0.17713 | 42.8 | 0 | 214.2 |  | 1.01 | Wind | 1 | 0.19312 | 0 | 214.2 | 37.9404 | 214.2 |  |  | 0.19312 | 41.3671 |  |  |  |  | 0 | 0
1327 | WILDHRSE_1G | 1 | West | YES | 0.17789 | 0 | 0 | 120 |  | 1 | Wind | 1 | 0.19389 | 0 | 120 | 21.3466 | 120 |  |  | 0.19389 | 23.2663 |  |  |  |  | 0 | 0
1360 | GUNSIGHT_8 | 1 | West | YES | 0.17816 | 0 | 0 | 120 |  | 1.01 | Wind | 1 | 0.19416 | 0 | 120 | 21.3792 | 120 |  |  | 0.19416 | 23.2989 |  |  |  |  | 0 | 0
1044 | MRGNFG_6G | F | West | YES | 0.17848 | 66 | 66 | 66 | 0 | 1.029 | GGT | 1 | 0.19448 | 66 | 66 | 11.7798 | 66 |  |  | 0.19448 | 12.8357 |  |  |  |  | 0 | 0
1042 | MRGNDG_4G | D | West | YES | 0.17848 | 68 | 68 | 68 | 0 | 1.029 | GGT | 1 | 0.19448 | 68 | 68 | 12.1368 | 68 |  |  | 0.19448 | 13.2246 |  |  |  |  | 0 | 0
1039 | MRGNAG_1G | A | West | YES | 0.17848 | 69 | 69 | 69 | 0 | 1.029 | GGT | 1 | 0.19448 | 69 | 69 | 12.3153 | 69 |  |  | 0.19448 | 13.4191 |  |  |  |  | 0 | 0
1041 | MRGNCG_3G | C | West | YES | 0.17848 | 69 | 69 | 70 | 0 | 1.029 | GGT | 1 | 0.19448 | 70 | 70 | 12.4937 | 70 |  |  | 0.19448 | 13.6136 |  |  |  |  | 0 | 0
1043 | MRGNEG_5G | E | West | YES | 0.17848 | 68 | 68 | 70 | 0 | 1.029 | GGT | 1 | 0.19448 | 70 | 70 | 12.4937 | 70 |  |  | 0.19448 | 13.6136 |  |  |  |  | 0 | 0
1040 | MRGNBG_2G | B | West | YES | 0.17848 | 70 | 70 | 71 | 0 | 1.029 | GGT | 1 | 0.19448 | 71 | 71 | 12.6722 | 71 |  |  | 0.19448 | 13.8081 |  |  |  |  | 0 | 0
1037 | MORGAN5G_5G | 5 | West | YES | 0.17848 | 109.6 | 40 | 137 | 0 | 1.029 | GST | 1 | 0.19448 | 137 | 137 | 24.452 | 137 |  |  | 0.19448 | 26.6437 |  |  |  |  | 0 | 0
11320 | COYOTE_1G | 1 | West | YES | 0.17943 | 22.5 | 0 | 225 |  | 1 | Wind | 1 | 0.19543 | 0 | 225 | 40.372 | 225 |  |  | 0.19543 | 43.9714 |  |  |  |  | 0 | 0
11309 | BULLCREK_2G | 1 | West | YES | 0.17963 | 20.9 | 0 | 180 |  | 1 | Wind | 1 | 0.19563 | 0 | 180 | 32.3334 | 180 |  |  | 0.19563 | 35.213 |  |  |  |  | 0 | 0
11310 | BULLCREK_1G | 1 | West | YES | 0.17963 | 15.1 | 0 | 180 |  | 1 | Wind | 1 | 0.19563 | 0 | 180 | 32.3334 | 180 |  |  | 0.19563 | 35.213 |  |  |  |  | 0 | 0
6637 | SNYDERW1A | 1 | West | YES | 0.18102 | 12.6 | 0 | 63 | 0 | 1.025 | Wind | 1 | 0.19702 | 0 | 63 | 11.4042 | 63 |  |  | 0.19702 | 12.412 |  |  |  |  | 0 | 0
1073 | SCURRYCW_2G | 2 | West | YES | 0.18188 | 24 | 0 | 120 | 0 | 1.0217 | Wind | 1 | 0.19787 | 0 | 120 | 21.825 | 120 |  |  | 0.19787 | 23.7447 |  |  |  |  | 0 | 0
1068 | SCURRYCW_1G | 1 | West | YES | 0.18188 | 28.2 | 1.3 | 141 | 0 | 1.0217 | Wind | 1 | 0.19787 | 0 | 141 | 25.6444 | 141 |  |  | 0.19787 | 27.9 |  |  |  |  | 0 | 0
1069 | KINDERMG_1G | 1 | West | YES | 0.18196 | 25 | 5 | 25 | 0 | 1.017 | Cogen | 1 | 0.19795 | 0 | 0 | 0 | 0 |  |  | 0.19795 | 0 |  |  |  |  | 0 | 0
1070 | KINDERMG_2G | 1 | West | YES | 0.18196 | 45.7 | 12 | 45.7 | 0 | 1.017 | Cogen | 1 | 0.19795 | 0 | 0 | 0 | 0 |  |  | 0.19795 | 0 |  |  |  |  | 0 | 0
1071 | KINDERMG_3G | 1 | West | YES | 0.18196 | 45.7 | 12 | 45.7 | 0 | 1.017 | Cogen | 1 | 0.19795 | 0 | 0 | 0 | 0 |  |  | 0.19795 | 0 |  |  |  |  | 0 | 0
1062 | CIELOGEN_2G | 1 | West | YES | 0.18196 | 12.2 | 0 | 61 |  | 1 | Wind | 1 | 0.19795 | 0 | 61 | 11.0993 | 61 |  |  | 0.19795 | 12.0751 |  |  |  |  | 0 | 0
1061 | CIELOGEN_1G | 1 | West | YES | 0.18196 | 19.8 | 0 | 99 |  | 1 | Wind | 1 | 0.19795 | 0 | 99 | 18.0135 | 99 |  |  | 0.19795 | 19.5973 |  |  |  |  | 0 | 0
7026 | L_INKSDA1_1Y | 1 | South | YES | 0.011435 | 0 | 0 | 13.7 |  | 1 | Hydro | -1 | 0.19797 | 0 | 0 |  |  |  |  | -0.19797 | 0 |  |  |  |  | 0 | 0
58909 | PEARSALLSCG1 | 3 | South | YES | 0.009638 | 0 | 0 | 8.4 |  | 1.027 | Diesel | -1 | 0.19976 | 8.4 | 8.4 |  |  |  |  | -0.19976 | -1.678 |  |  |  |  | 0 | 0
58909 | PEARSALLSCG1 | 4 | South | YES | 0.009638 | 0 | 0 | 8.4 |  | 1.027 | Diesel | -1 | 0.19976 | 8.4 | 8.4 |  |  |  |  | -0.19976 | -1.678 |  |  |  |  | 0 | 0
58909 | PEARSALLSCG1 | 6 | South | YES | 0.009638 | 0 | 0 | 8.4 |  | 1.027 | Diesel | -1 | 0.19976 | 8.4 | 8.4 |  |  |  |  | -0.19976 | -1.678 |  |  |  |  | 0 | 0
58909 | PEARSALLSCG1 | 5 | South | YES | 0.009638 | 0 | 0 | 8.4 |  | 1.027 | Diesel | -1 | 0.19976 | 8.4 | 8.4 |  |  |  |  | -0.19976 | -1.678 |  |  |  |  | 0 | 0
58909 | PEARSALLSCG1 | 1 | South | YES | 0.009638 | 0 | 0 | 8.4 |  | 1.027 | Diesel | -1 | 0.19976 | 8.4 | 8.4 |  |  |  |  | -0.19976 | -1.678 |  |  |  |  | 0 | 0
58909 | PEARSALLSCG1 | 2 | South | YES | 0.009638 | 0 | 0 | 8.4 |  | 1.027 | Diesel | -1 | 0.19976 | 8.4 | 8.4 |  |  |  |  | -0.19976 | -1.678 |  |  |  |  | 0 | 0
58919 | PEARSALLSCG2 | 5 | South | YES | 0.009638 | 0 | 0 | 8.4 |  | 1.027 | Diesel | -1 | 0.19976 | 8.4 | 8.4 |  |  |  |  | -0.19976 | -1.678 |  |  |  |  | 0 | 0
58919 | PEARSALLSCG2 | 6 | South | YES | 0.009638 | 0 | 0 | 8.4 |  | 1.027 | Diesel | -1 | 0.19976 | 8.4 | 8.4 |  |  |  |  | -0.19976 | -1.678 |  |  |  |  | 0 | 0
58919 | PEARSALLSCG2 | 1 | South | YES | 0.009638 | 0 | 0 | 8.4 |  | 1.027 | Diesel | -1 | 0.19976 | 8.4 | 8.4 |  |  |  |  | -0.19976 | -1.678 |  |  |  |  | 0 | 0
58919 | PEARSALLSCG2 | 2 | South | YES | 0.009638 | 0 | 0 | 8.4 |  | 1.027 | Diesel | -1 | 0.19976 | 8.4 | 8.4 |  |  |  |  | -0.19976 | -1.678 |  |  |  |  | 0 | 0
58919 | PEARSALLSCG2 | 4 | South | YES | 0.009638 | 0 | 0 | 8.4 |  | 1.027 | Diesel | -1 | 0.19976 | 8.4 | 8.4 |  |  |  |  | -0.19976 | -1.678 |  |  |  |  | 0 | 0
58919 | PEARSALLSCG2 | 3 | South | YES | 0.009638 | 0 | 0 | 8.4 |  | 1.027 | Diesel | -1 | 0.19976 | 8.4 | 8.4 |  |  |  |  | -0.19976 | -1.678 |  |  |  |  | 0 | 0
58929 | PEARSALLSCG3 | 4 | South | YES | 0.009638 | 0 | 0 | 8.4 |  | 1.027 | Diesel | -1 | 0.19976 | 8.4 | 8.4 |  |  |  |  | -0.19976 | -1.678 |  |  |  |  | 0 | 0
58929 | PEARSALLSCG3 | 6 | South | YES | 0.009638 | 0 | 0 | 8.4 |  | 1.027 | Diesel | -1 | 0.19976 | 8.4 | 8.4 |  |  |  |  | -0.19976 | -1.678 |  |  |  |  | 0 | 0
58929 | PEARSALLSCG3 | 2 | South | YES | 0.009638 | 0 | 0 | 8.4 |  | 1.027 | Diesel | -1 | 0.19976 | 8.4 | 8.4 |  |  |  |  | -0.19976 | -1.678 |  |  |  |  | 0 | 0
58929 | PEARSALLSCG3 | 5 | South | YES | 0.009638 | 0 | 0 | 8.4 |  | 1.027 | Diesel | -1 | 0.19976 | 8.4 | 8.4 |  |  |  |  | -0.19976 | -1.678 |  |  |  |  | 0 | 0
58929 | PEARSALLSCG3 | 1 | South | YES | 0.009638 | 0 | 0 | 8.4 |  | 1.027 | Diesel | -1 | 0.19976 | 8.4 | 8.4 |  |  |  |  | -0.19976 | -1.678 |  |  |  |  | 0 | 0
58929 | PEARSALLSCG3 | 3 | South | YES | 0.009638 | 0 | 0 | 8.4 |  | 1.027 | Diesel | -1 | 0.19976 | 8.4 | 8.4 |  |  |  |  | -0.19976 | -1.678 |  |  |  |  | 0 | 0
58949 | PEARSALLSCG4 | 3 | South | YES | 0.009638 | 0 | 0 | 8.4 |  | 1.027 | Diesel | -1 | 0.19976 | 8.4 | 8.4 |  |  |  |  | -0.19976 | -1.678 |  |  |  |  | 0 | 0
58949 | PEARSALLSCG4 | 2 | South | YES | 0.009638 | 0 | 0 | 8.4 |  | 1.027 | Diesel | -1 | 0.19976 | 8.4 | 8.4 |  |  |  |  | -0.19976 | -1.678 |  |  |  |  | 0 | 0
58949 | PEARSALLSCG4 | 1 | South | YES | 0.009638 | 0 | 0 | 8.4 |  | 1.027 | Diesel | -1 | 0.19976 | 8.4 | 8.4 |  |  |  |  | -0.19976 | -1.678 |  |  |  |  | 0 | 0
58949 | PEARSALLSCG4 | 4 | South | YES | 0.009638 | 0 | 0 | 8.4 |  | 1.027 | Diesel | -1 | 0.19976 | 8.4 | 8.4 |  |  |  |  | -0.19976 | -1.678 |  |  |  |  | 0 | 0
58949 | PEARSALLSCG4 | 6 | South | YES | 0.009638 | 0 | 0 | 8.4 |  | 1.027 | Diesel | -1 | 0.19976 | 8.4 | 8.4 |  |  |  |  | -0.19976 | -1.678 |  |  |  |  | 0 | 0
58949 | PEARSALLSCG4 | 5 | South | YES | 0.009638 | 0 | 0 | 8.4 |  | 1.027 | Diesel | -1 | 0.19976 | 8.4 | 8.4 |  |  |  |  | -0.19976 | -1.678 |  |  |  |  | 0 | 0
36998 | RDCNYNG1 | 1 | West | YES | 0.18438 | 16.8 | 0 | 84 |  | 1.01 | Wind | 1 | 0.20038 | 0 | 84 | 15.4879 | 84 |  |  | 0.20038 | 16.8317 |  |  |  |  | 0 | 0
7022 | L_BUCHAN1_1Y | 1 | South | YES | 0.008184 | 0 | 0 | 18 |  | 1 | Hydro | -1 | 0.20122 | 0 | 0 |  |  |  |  | -0.20122 | 0 |  |  |  |  | 0 | 0
7023 | L_BUCHAN1_2Y | 2 | South | YES | 0.008184 | 0 | 0 | 18 |  | 1 | Hydro | -1 | 0.20122 | 0 | 0 |  |  |  |  | -0.20122 | 0 |  |  |  |  | 0 | 0
7024 | L_BUCHAN1_3Y | 3 | South | YES | 0.008184 | 0 | 0 | 15 |  | 1 | Hydro | -1 | 0.20122 | 0 | 0 |  |  |  |  | -0.20122 | 0 |  |  |  |  | 0 | 0
80265 | LARECU40A | 4 | South | YES | 0.008058 | 80 | 0 | 100 |  | 1.039 | GGT | -1 | 0.20134 | 100 | 100 |  |  |  |  | -0.20134 | -20.1343 |  |  |  |  | 0 | 0
80266 | LARECU50A | 5 | South | YES | 0.008058 | 80 | 0 | 100 |  | 1.039 | GGT | -1 | 0.20134 | 100 | 100 |  |  |  |  | -0.20134 | -20.1343 |  |  |  |  | 0 | 0
80012 | LAR | F | South | YES | 0.008057 | 0 | 0 | 0 | 0 | 1.04 | DCTie | -1 | 0.20134 | 0 | 0 |  |  |  |  | -0.20134 | 0 |  |  |  |  | 0 | 0
7000 | L_FERGUS1_1Y | 1 | South | YES | 0.00801 | 400 | 65 | 423.3 | 0 | 1.015 | GSC | -1 | 0.20139 | 423.3 | 423.3 |  |  |  |  | -0.20139 | -85.2489 |  |  |  |  | 0 | 0
5891 | PEARSALLGEN2 | 1 | South | YES | 0.007659 | 19.4 | 6 | 24.3 | 0 | 1.0226 | GST | -1 | 0.20174 | 24.3 | 24.3 |  |  |  |  | -0.20174 | -4.9023 |  |  |  |  | 0 | 0
5890 | PEARSALLGEN1 | 1 | South | YES | 0.007659 | 19.2 | 6 | 24 | 0 | 1.0226 | GST | -1 | 0.20174 | 24 | 24 |  |  |  |  | -0.20174 | -4.8418 |  |  |  |  | 0 | 0
5892 | PEARSALLGEN3 | 1 | South | YES | 0.007659 | 19.1 | 6 | 23.9 | 0 | 1.0226 | GST | -1 | 0.20174 | 23.9 | 23.9 |  |  |  |  | -0.20174 | -4.8216 |  |  |  |  | 0 | 0
7035 | L_WIRTZ_1G1Y | 1 | South | YES | 0.007477 | 0 | 0 | 29 |  | 1 | Hydro | -1 | 0.20192 | 0 | 0 |  |  |  |  | -0.20192 | 0 |  |  |  |  | 0 | 0
7036 | L_WIRTZ_1G2Y | 2 | South | YES | 0.007477 | 0 | 0 | 29.7 |  | 1 | Hydro | -1 | 0.20192 | 0 | 0 |  |  |  |  | -0.20192 | 0 |  |  |  |  | 0 | 0
7028 | L_MARBFA1_1Y | 1 | South | YES | 0.005809 | 0 | 0 | 18 |  | 1 | Hydro | -1 | 0.20359 | 0 | 0 |  |  |  |  | -0.20359 | 0 |  |  |  |  | 0 | 0
7029 | L_MARBFA1_2Y | 2 | South | YES | 0.005809 | 0 | 0 | 18 |  | 1 | Hydro | -1 | 0.20359 | 0 | 0 |  |  |  |  | -0.20359 | 0 |  |  |  |  | 0 | 0
88299 | ZAPATA | F | South | YES | 0.004981 | 0 | 0 | 0 | 0 | 1.02 | BLT | -1 | 0.20442 | 0 | 0 |  |  |  |  | -0.20442 | 0 |  |  |  |  | 0 | 0
1354 | AEPWIND_8 | 1 | West | YES | 0.18871 | 20.2 | 0 | 101 |  | 1 | Wind | 1 | 0.20471 | 0 | 101 | 19.0601 | 101 |  |  | 0.20471 | 20.6759 |  |  |  |  | 0 | 0
1343 | TRENTIPP_8 | 1 | West | YES | 0.18871 | 30 | 0 | 150 |  | 1.014 | Wind | 1 | 0.20471 | 0 | 150 | 28.3071 | 150 |  |  | 0.20471 | 30.7067 |  |  |  |  | 0 | 0
5728 | FALCONHYDRO2 | 2 | South | YES | 0.002895 | 12 | 0 | 12 | 0 | 1.0234 | Hydro | -1 | 0.20651 | 0 | 0 |  |  |  |  | -0.20651 | 0 |  |  |  |  | 0 | 0
5729 | FALCONHYDRO3 | 3 | South | YES | 0.002895 | 11 | 0 | 11 | 0 | 1.0234 | Hydro | -1 | 0.20651 | 0 | 0 |  |  |  |  | -0.20651 | 0 |  |  |  |  | 0 | 0
8048 | FALCONHYDRO1 | 1 | South | YES | 0.002895 | 12 | 0 | 12 | 0 | 1.0234 | Hydro | -1 | 0.20651 | 0 | 0 |  |  |  |  | -0.20651 | 0 |  |  |  |  | 0 | 0
60057 | CALLAHAN1A | 1 | West | YES | 0.19072 | 22.8 | 0 | 114 |  | 1.04 | Wind | 1 | 0.20672 | 0 | 114 | 21.7422 | 114 |  |  | 0.20672 | 23.5659 |  |  |  |  | 0 | 0
88508 | FALFURRI | F | South | YES | 0.002561 | 0 | 0 | 0 | 0 | 1 | AVR | -1 | 0.20684 | 0 | 0 |  |  |  |  | -0.20684 | 0 |  |  |  |  | 0 | 0
5265 | LEON_LCP4G4 | 4 | South | YES | 0.001301 | 89 | 25 | 89 | 0 | 1.0197 | GST | -1 | 0.2081 | 89 | 89 |  |  |  |  | -0.2081 | -18.5209 |  |  |  |  | 0 | 0
5264 | LEON_LCP3G3 | 3 | South | YES | 0.001301 | 0 | 20 | 58 |  | 1.0197 | GST | -1 | 0.2081 | 58 | 58 |  |  |  |  | -0.2081 | -12.0698 |  |  |  |  | 0 | 0
5269 | LEON_LCPCT4 | 4 | South | YES | 0.001301 | 45 | 24 | 45 | 0 | 1.0197 | GGT | -1 | 0.2081 | 45 | 45 |  |  |  |  | -0.2081 | -9.3645 |  |  |  |  | 0 | 0
5266 | LEON_LCPCT1 | 1 | South | YES | 0.001301 | 44 | 24 | 44 | 0 | 1.0197 | GGT | -1 | 0.2081 | 44 | 44 |  |  |  |  | -0.2081 | -9.1564 |  |  |  |  | 0 | 0
5267 | LEON_LCPCT2 | 2 | South | YES | 0.001301 | 44 | 24 | 44 | 0 | 1.0197 | GGT | -1 | 0.2081 | 44 | 44 |  |  |  |  | -0.2081 | -9.1564 |  |  |  |  | 0 | 0
5268 | LEON_LCPCT3 | 3 | South | YES | 0.001301 | 43 | 24 | 43 | 0 | 1.0197 | GGT | -1 | 0.2081 | 43 | 43 |  |  |  |  | -0.2081 | -8.9483 |  |  |  |  | 0 | 0
7031 | L_MARSFO1G1Y | 1 | South | YES | 0.001256 | 0 | 0 | 36 |  | 1 | Hydro | -1 | 0.20815 | 0 | 0 |  |  |  |  | -0.20815 | 0 |  |  |  |  | 0 | 0
7032 | L_MARSFO1G2Y | 2 | South | YES | 0.001256 | 0 | 0 | 35 |  | 1 | Hydro | -1 | 0.20815 | 0 | 0 |  |  |  |  | -0.20815 | 0 |  |  |  |  | 0 | 0
7033 | L_MARSFO1G3Y | 3 | South | YES | 0.001256 | 0 | 0 | 36 |  | 1 | Hydro | -1 | 0.20815 | 0 | 0 |  |  |  |  | -0.20815 | 0 |  |  |  |  | 0 | 0
5028 | BRAUNIG_VHB3 | 3 | South | YES | 0.000962 | 407 | 60 | 407 | 0 | 1.0138 | GST | -1 | 0.20844 | 407 | 407 |  |  |  |  | -0.20844 | -84.8348 |  |  |  |  | 0 | 0
5027 | BRAUNIG_VHB2 | 2 | South | YES | 0.000854 | 216 | 40 | 216 | 0 | 1.0192 | GST | -1 | 0.20855 | 216 | 216 |  |  |  |  | -0.20855 | -45.0462 |  |  |  |  | 0 | 0
5026 | BRAUNIG_VHB1 | 1 | South | YES | 0.000854 | 215 | 40 | 215 | 0 | 1.0192 | GST | -1 | 0.20855 | 215 | 215 |  |  |  |  | -0.20855 | -44.8377 |  |  |  |  | 0 | 0
5396 | CALAVER_OWS1 | 1 | South | YES | 0.00085 | 418 | 80 | 418 | 0 | 1.0192 | GST | -1 | 0.20855 | 418 | 418 |  |  |  |  | -0.20855 | -87.1745 |  |  |  |  | 0 | 0
5397 | CALAVER_OWS2 | 2 | South | YES | 0.00085 | 400 | 80 | 400 | 0 | 1.0192 | GST | -1 | 0.20855 | 400 | 400 |  |  |  |  | -0.20855 | -83.4205 |  |  |  |  | 0 | 0
5111 | CALAVER_JTD1 | 1 | South | YES | 0.000787 | 430 | 80 | 430 | 0 | 1.0138 | LIGCO | -1 | 0.20861 | 0 | 430 |  |  |  |  | -0.20861 | 0 |  |  |  |  | 0 | 0
5112 | CALAVER_JTD2 | 2 | South | YES | 0.000787 | 430 | 80 | 430 | 0 | 1.0138 | LIGCO | -1 | 0.20861 | 0 | 430 |  |  |  |  | -0.20861 | 0 |  |  |  |  | 0 | 0
88198 | BEEVILLE | F | South | YES | 0.000718 | 0 | 0 | 0 | 0 | 1.02 | AVR | -1 | 0.20868 | 0 | 0 |  |  |  |  | -0.20868 | 0 |  |  |  |  | 0 | 0
8935 | FGNTS201 | 3 | South | YES | 0.000715 | 173 | 0 | 173 | 0 | 1.03 | CC | -1 | 0.20869 | 173 | 173 |  |  |  |  | -0.20869 | -36.1027 |  |  |  |  | 0 | 0
8934 | FGNTS101 | 2 | South | YES | 0.000715 | 147.9 | 0 | 147.9 | 0 | 1.03 | CC | -1 | 0.20869 | 147.9 | 147.9 |  |  |  |  | -0.20869 | -30.8647 |  |  |  |  | 0 | 0
8933 | FGNTS001 | 1 | South | YES | 0.000715 | 146.5 | 0 | 146.5 | 0 | 1.03 | CC | -1 | 0.20869 | 146.5 | 146.5 |  |  |  |  | -0.20869 | -30.5725 |  |  |  |  | 0 | 0
5439 | TUTTL_WBT4G4 | 4 | South | YES | 0.000561 | 151 | 40 | 151 | 0 | 1.012 | GST | -1 | 0.20884 | 151 | 151 |  |  |  |  | -0.20884 | -31.5349 |  |  |  |  | 0 | 0
5438 | TUTTL_WBT3G3 | 3 | South | YES | 0.000561 | 95 | 25 | 95 | 0 | 1.012 | GST | -1 | 0.20884 | 95 | 95 |  |  |  |  | -0.20884 | -19.8398 |  |  |  |  | 0 | 0
5436 | TUTTL_WBT1G1 | 1 | South | YES | 0.000561 | 48.8 | 20 | 61 | 0 | 1.012 | GST | -1 | 0.20884 | 61 | 61 |  |  |  |  | -0.20884 | -12.7393 |  |  |  |  | 0 | 0
5903 | SANMIGUELGEN | 1 | South | YES | 0.000553 | 396.3 | 180 | 396.3 | 0 | 1.0336 | LIGCO | -1 | 0.20885 | 0 | 396.3 |  |  |  |  | -0.20885 | 0 |  |  |  |  | 0 | 0
5477 | BRA_AVR1_ST | 1 | South | YES | 0.000474 | 174 | 138 | 174 | 0 | 1.025 | CC | -1 | 0.20893 | 174 | 174 |  |  |  |  | -0.20893 | -36.3534 |  |  |  |  | 0 | 0
5476 | BRA_AVR1_CT1 | 1 | South | YES | 0.000474 | 155 | 90 | 155 | 0 | 1.025 | CC | -1 | 0.20893 | 155 | 155 |  |  |  |  | -0.20893 | -32.3837 |  |  |  |  | 0 | 0
5478 | BRA_AVR1_CT2 | 1 | South | YES | 0.000474 | 155 | 90 | 155 | 0 | 1.025 | CC | -1 | 0.20893 | 155 | 155 |  |  |  |  | -0.20893 | -32.3837 |  |  |  |  | 0 | 0
5401 | CALAVER_JKS1 | 1 | South | YES | 0.000359 | 562 | 100 | 562 | 0 | 1.026 | LIGCO | -1 | 0.20904 | 0 | 562 |  |  |  |  | -0.20904 | 0 |  |  |  |  | 0 | 0
8983 | HECN3 | 3 | South | YES | 0.000349 | 171.9 | 0 | 171.9 | 0 | 1.0304 | CC | -1 | 0.20905 | 171.9 | 171.9 |  |  |  |  | -0.20905 | -35.9361 |  |  |  |  | 0 | 0
8981 | HECN1 | 1 | South | YES | 0.000349 | 144.8 | 0 | 144.8 | 0 | 1.0304 | CC | -1 | 0.20905 | 144.8 | 144.8 |  |  |  |  | -0.20905 | -30.2708 |  |  |  |  | 0 | 0
8982 | HECN2 | 2 | South | YES | 0.000349 | 144.1 | 0 | 144.1 | 0 | 1.0304 | CC | -1 | 0.20905 | 144.1 | 144.1 |  |  |  |  | -0.20905 | -30.1244 |  |  |  |  | 0 | 0
8938 | MVGN#3 | 3 | South | YES | 0.000348 | 250.9 | 0 | 250.9 | 0 | 1.0304 | CC | -1 | 0.20905 | 250.9 | 250.9 |  |  |  |  | -0.20905 | -52.4515 |  |  |  |  | 0 | 0
8937 | MVGN#2 | 2 | South | YES | 0.000348 | 216.7 | 0 | 216.7 | 0 | 1.0304 | CC | -1 | 0.20905 | 216.7 | 216.7 |  |  |  |  | -0.20905 | -45.3019 |  |  |  |  | 0 | 0
8936 | MVGN#1 | 1 | South | YES | 0.000348 | 216.6 | 0 | 216.6 | 0 | 1.0304 | CC | -1 | 0.20905 | 216.6 | 216.6 |  |  |  |  | -0.20905 | -45.281 |  |  |  |  | 0 | 0
5935 | SI_RAY10 | 10 | South | YES | 0.000192 | 47 | 10 | 47 | 0 | 1.03 | CC | -1 | 0.20921 | 47 | 47 |  |  |  |  | -0.20921 | -9.8328 |  |  |  |  | 0 | 0
5932 | SI_RAY9 | 9 | South | YES | 0.000192 | 32 | 32 | 38 | 0 | 1.035 | CC | -1 | 0.20921 | 38 | 38 |  |  |  |  | -0.20921 | -7.95 |  |  |  |  | 0 | 0
5933 | SI_RAY6 | 6 | South | YES | 0.000192 | 15.4 | 10 | 19.3 | 0 | 1.035 | GST | -1 | 0.20921 | 19.3 | 19.3 |  |  |  |  | -0.20921 | -4.0377 |  |  |  |  | 0 | 0
80003 | MILHWYS | F | South | YES | 0.000192 | 0 | 0 | 0 | 0 | 1.0168 | AVR | -1 | 0.20921 | 0 | 0 |  |  |  |  | -0.20921 | 0 |  |  |  |  | 0 | 0
8517 | CELANEBI0A | 1 | South | YES | 0.000109 | 29 | 0 | 29 | 0 | 1.02 | Cogen | -1 | 0.20929 | 0 | 0 |  |  |  |  | -0.20929 | 0 |  |  |  |  | 0 | 0
80080 | GWINDT11A | 3 | South | YES | 9.5e-05 | 0 | 0 | 38 | 0 | 1.025 | Wind | -1 | 0.20931 | 0 | 38 |  |  |  |  | -0.20931 | 0 |  |  |  |  | 0 | 0
80080 | GWINDT11A | 4 | South | YES | 9.5e-05 | 3.8 | 0 | 19 | 0 | 1.025 | Wind | -1 | 0.20931 | 0 | 19 |  |  |  |  | -0.20931 | 0 |  |  |  |  | 0 | 0
80080 | GWINDT11A | 2 | South | YES | 9.5e-05 | 0 | 0 | 41 | 0 | 1.025 | Wind | -1 | 0.20931 | 0 | 41 |  |  |  |  | -0.20931 | 0 |  |  |  |  | 0 | 0
80080 | GWINDT11A | 1 | South | YES | 9.5e-05 | 28.2 | 0 | 94 | 0 | 1.025 | Wind | -1 | 0.20931 | 0 | 94 |  |  |  |  | -0.20931 | 0 |  |  |  |  | 0 | 0
80081 | GWINDT21A | 4 | South | YES | 9.5e-05 | 4.4 | 0 | 22 | 0 | 1.025 | Wind | -1 | 0.20931 | 0 | 22 |  |  |  |  | -0.20931 | 0 |  |  |  |  | 0 | 0
80081 | GWINDT21A | 1 | South | YES | 9.5e-05 | 28.2 | 0 | 94 | 0 | 1.025 | Wind | -1 | 0.20931 | 0 | 94 |  |  |  |  | -0.20931 | 0 |  |  |  |  | 0 | 0
80081 | GWINDT21A | 3 | South | YES | 9.5e-05 | 8.6 | 0 | 43 | 0 | 1.025 | Wind | -1 | 0.20931 | 0 | 43 |  |  |  |  | -0.20931 | 0 |  |  |  |  | 0 | 0
80081 | GWINDT21A | 2 | South | YES | 9.5e-05 | 7.2 | 0 | 36 | 0 | 1.025 | Wind | -1 | 0.20931 | 0 | 36 |  |  |  |  | -0.20931 | 0 |  |  |  |  | 0 | 0
80180 | PNSCALT11A | 2 | South | YES | 9.5e-05 | 10 | 0 | 50 | 0 | 1.025 | Wind | -1 | 0.20931 | 0 | 50 |  |  |  |  | -0.20931 | 0 |  |  |  |  | 0 | 0
80180 | PNSCALT11A | 1 | South | YES | 9.5e-05 | 43.8 | 0 | 148 | 0 | 1.025 | Wind | -1 | 0.20931 | 0 | 148 |  |  |  |  | -0.20931 | 0 |  |  |  |  | 0 | 0
80181 | PNSCALT21A | 2 | South | YES | 9.5e-05 | 10 | 0 | 50 | 0 | 1.025 | Wind | -1 | 0.20931 | 0 | 50 |  |  |  |  | -0.20931 | 0 |  |  |  |  | 0 | 0
80181 | PNSCALT21A | 1 | South | YES | 9.5e-05 | 16.5 | 0 | 55 | 0 | 1.025 | Wind | -1 | 0.20931 | 0 | 55 |  |  |  |  | -0.20931 | 0 |  |  |  |  | 0 | 0
7487 | L_CANYHY8_1Y | 1 | South | YES | 8.9e-05 | 0 | 0 | 6 |  | 1 | Hydro | -1 | 0.20931 | 0 | 0 |  |  |  |  | -0.20931 | 0 |  |  |  |  | 0 | 0
8461 | KOCH_UP0A | 1 | South | YES | 3.1e-05 | 38 | 0 | 38 | 0 | 1.012 | Cogen | -1 | 0.20937 | 0 | 0 |  |  |  |  | -0.20937 | 0 |  |  |  |  | 0 | 0
8511 | OXY_CC0A | 1 | South | YES | 6e-06 | 30.3 | 0 | 38 | 0 | 1.027 | Cogen | -1 | 0.2094 | 0 | 0 |  |  |  |  | -0.2094 | 0 |  |  |  |  | 0 | 0
8506 | VAL #1 | 1 | South | YES | 5e-06 | 20.9 | 0 | 25 | 0 | 1.0055 | Cogen | -1 | 0.2094 | 0 | 0 |  |  |  |  | -0.2094 | 0 |  |  |  |  | 0 | 0
8507 | VAL #2 | 2 | South | YES | 5e-06 | 20.9 | 0 | 25 | 0 | 1.0055 | Cogen | -1 | 0.2094 | 0 | 0 |  |  |  |  | -0.2094 | 0 |  |  |  |  | 0 | 0
5934 | SI_RAY5 | 5 | South | YES | 0 | 0 | 10 | 15 |  | 1.035 | GST | -1 | 0.2094 | 15 | 15 |  |  |  |  | -0.2094 | -3.141 |  |  |  |  | 0 | 0
8139 | JOS #1 | MB | South | YES | 0 | 0 | 45 | 255 |  | 1.02 | GST | -1 | 0.2094 | 0 | 0 |  |  |  |  | -0.2094 | 0 |  |  |  |  | 0 | 0
8285 | LAR #1 | MB | South | YES | 0 | 0 | 9 | 32 |  | 1.0497 | GST | -1 | 0.2094 | 0 | 0 |  |  |  |  | -0.2094 | 0 |  |  |  |  | 0 | 0
8287 | LAR #2 | MB | South | YES | 0 | 0 | 9 | 32 |  | 1.04 | GST | -1 | 0.2094 | 0 | 0 |  |  |  |  | -0.2094 | 0 |  |  |  |  | 0 | 0
8288 | LAR #3 | MB | South | YES | 0 | 0 | 25 | 105 |  | 1.04 | GST | -1 | 0.2094 | 0 | 0 |  |  |  |  | -0.2094 | 0 |  |  |  |  | 0 | 0
8388 | BATES0A | MB | South | YES | 0 | 0 | 21 | 71 |  | 1.033 | GST | -1 | 0.2094 | 0 | 0 |  |  |  |  | -0.2094 | 0 |  |  |  |  | 0 | 0
8393 | BATES0B | MB | South | YES | 0 | 0 | 25 | 110 |  | 1.03 | GST | -1 | 0.2094 | 0 | 0 |  |  |  |  | -0.2094 | 0 |  |  |  |  | 0 | 0
8437 | NUECES_B0C | MB | South | YES | 0 | 0 | 7 | 30 |  | 1.03 | GST | -1 | 0.2094 | 0 | 0 |  |  |  |  | -0.2094 | 0 |  |  |  |  | 0 | 0
8438 | NUECES_B0B | MB | South | YES | 0 | 0 | 26 | 169 |  | 1.03 | GST | -1 | 0.2094 | 0 | 0 |  |  |  |  | -0.2094 | 0 |  |  |  |  | 0 | 0
39190 | TNSLCGN1__8 | 1 | Houston | YES | 0 | 0 | 10 | 30 |  | 1.03 | Cogen | -1 | 0.2094 | 0 | 0 |  |  |  |  | -0.2094 | 0 |  |  |  |  | 0 | 0
80263 | B_DAVIS31A | 3 | South | YES | -3.4e-05 | 0 | 0 | 180 |  | 1.0366 | CC | -1 | 0.20944 | 180 | 180 |  |  |  |  | -0.20944 | -37.6984 |  |  |  |  | 0 | 0
80264 | B_DAVIS41A | 4 | South | YES | -3.4e-05 | 0 | 0 | 180 |  | 1.0366 | CC | -1 | 0.20944 | 180 | 180 |  |  |  |  | -0.20944 | -37.6984 |  |  |  |  | 0 | 0
8459 | B_DAVIS0B | MB | South | YES | -3.4e-05 | 0 | 50 | 339 |  | 1.03 | GSC | -1 | 0.20944 | 0 | 0 |  |  |  |  | -0.20944 | 0 |  |  |  |  | 0 | 0
8460 | B_DAVIS0A | MB | South | YES | -3.4e-05 | 0 | 50 | 340 |  | 1.03 | GSC | -1 | 0.20944 | 0 | 0 |  |  |  |  | -0.20944 | 0 |  |  |  |  | 0 | 0
8456 | COSW#1 | 1 | South | YES | -4.5e-05 | 20 | 0 | 20 | 0 | 1.027 | Cogen | -1 | 0.20945 | 0 | 0 |  |  |  |  | -0.20945 | 0 |  |  |  |  | 0 | 0
8457 | COSW#2 | 2 | South | YES | -4.5e-05 | 14 | 0 | 14 | 0 | 1.027 | Cogen | -1 | 0.20945 | 0 | 0 |  |  |  |  | -0.20945 | 0 |  |  |  |  | 0 | 0
7609 | L_SCHUMA8_1Y | 1 | South | YES | -5.2e-05 | 0 | 0 | 4 |  | 1 | Hydro | -1 | 0.20945 | 0 | 0 |  |  |  |  | -0.20945 | 0 |  |  |  |  | 0 | 0
8560 | CNOPGT1 | 1 | South | YES | -5.5e-05 | 148.3 | 0 | 148.3 | 0 | 1.03 | Cogen | -1 | 0.20946 | 0 | 0 |  |  |  |  | -0.20946 | 0 |  |  |  |  | 0 | 0
8561 | CNOPGT2 | 2 | South | YES | -5.5e-05 | 148.6 | 0 | 148.6 | 0 | 1.03 | Cogen | -1 | 0.20946 | 0 | 0 |  |  |  |  | -0.20946 | 0 |  |  |  |  | 0 | 0
8562 | CNOPST1 | 3 | South | YES | -5.5e-05 | 153 | 0 | 153 | 0 | 1.03 | Cogen | -1 | 0.20946 | 0 | 0 |  |  |  |  | -0.20946 | 0 |  |  |  |  | 0 | 0
8442 | NBEC7 | 7 | South | YES | -5.7e-05 | 0 | 81 | 367 |  | 1.0298 | GST | -1 | 0.20946 | 367 | 367 |  |  |  |  | -0.20946 | -76.8712 |  |  |  |  | 0 | 0
8442 | NBEC7 | MB | South | YES | -5.7e-05 | 0 | 81 | 367 |  | 1.0298 | GST | -1 | 0.20946 | 0 | 0 |  |  |  |  | -0.20946 | 0 |  |  |  |  | 0 | 0
8926 | LGE_GT10A | 1 | South | YES | -0.000238 | 158 | 0 | 158 | 0 | 1.03 | Cogen | -1 | 0.20964 | 0 | 0 |  |  |  |  | -0.20964 | 0 |  |  |  |  | 0 | 0
8927 | LGE_GT20A | 2 | South | YES | -0.000238 | 153 | 0 | 153 | 0 | 1.03 | Cogen | -1 | 0.20964 | 0 | 0 |  |  |  |  | -0.20964 | 0 |  |  |  |  | 0 | 0
8928 | LGE_STG0A | 3 | South | YES | -0.000238 | 100 | 0 | 100 | 0 | 1.03 | Cogen | -1 | 0.20964 | 0 | 0 |  |  |  |  | -0.20964 | 0 |  |  |  |  | 0 | 0
8930 | ICPGN10A | 1 | South | YES | -0.000238 | 149 | 0 | 149 | 0 | 1.03 | Cogen | -1 | 0.20964 | 0 | 0 |  |  |  |  | -0.20964 | 0 |  |  |  |  | 0 | 0
8931 | ICPGN20A | 2 | South | YES | -0.000238 | 150 | 0 | 150 | 0 | 1.03 | Cogen | -1 | 0.20964 | 0 | 0 |  |  |  |  | -0.20964 | 0 |  |  |  |  | 0 | 0
8932 | ICPGN30A | 3 | South | YES | -0.000238 | 127 | 0 | 127 | 0 | 1.03 | Cogen | -1 | 0.20964 | 0 | 0 |  |  |  |  | -0.20964 | 0 |  |  |  |  | 0 | 0
80223 | REYSHR G | 1 | South | YES | -0.000238 | 12 | 0 | 12 | 0 | 1.032 | Cogen | -1 | 0.20964 | 0 | 0 |  |  |  |  | -0.20964 | 0 |  |  |  |  | 0 | 0
8161 | COLETO0A | 1 | South | YES | -0.000253 | 633 | 200 | 633 | 0 | 1.03 | LIGCO | -1 | 0.20965 | 0 | 633 |  |  |  |  | -0.20965 | 0 |  |  |  |  | 0 | 0
7805 | L_GUADGE1_6Y | 6 | South | YES | -0.000263 | 203 | 30 | 203 | 0 | 1.02 | CC | -1 | 0.20966 | 203 | 203 |  |  |  |  | -0.20966 | -42.5619 |  |  |  |  | 0 | 0
7804 | L_GUADGE1_5Y | 5 | South | YES | -0.000263 | 182 | 30 | 182 | 0 | 1.02 | CC | -1 | 0.20966 | 182 | 182 |  |  |  |  | -0.20966 | -38.1589 |  |  |  |  | 0 | 0
7803 | L_GUADGE1_4Y | 4 | South | YES | -0.000263 | 149 | 30 | 149 | 0 | 1.02 | CC | -1 | 0.20966 | 149 | 149 |  |  |  |  | -0.20966 | -31.24 |  |  |  |  | 0 | 0
7800 | L_GUADGE1_1Y | 1 | South | YES | -0.000263 | 147 | 30 | 147 | 0 | 1.02 | CC | -1 | 0.20966 | 147 | 147 |  |  |  |  | -0.20966 | -30.8207 |  |  |  |  | 0 | 0
7802 | L_GUADGE1_3Y | 3 | South | YES | -0.000263 | 146 | 30 | 146 | 0 | 1.02 | CC | -1 | 0.20966 | 146 | 146 |  |  |  |  | -0.20966 | -30.611 |  |  |  |  | 0 | 0
7801 | L_GUADGE1_2Y | 2 | South | YES | -0.000263 | 138 | 30 | 138 | 0 | 1.02 | CC | -1 | 0.20966 | 138 | 138 |  |  |  |  | -0.20966 | -28.9337 |  |  |  |  | 0 | 0
7605 | L_MCQUEE9_1Y | 1 | South | YES | -0.000304 | 0 | 0 | 2.4 |  | 1.025 | Hydro | -1 | 0.20971 | 0 | 0 |  |  |  |  | -0.20971 | 0 |  |  |  |  | 0 | 0
7605 | L_MCQUEE9_1Y | 2 | South | YES | -0.000304 | 0 | 0 | 2.4 |  | 1.025 | Hydro | -1 | 0.20971 | 0 | 0 |  |  |  |  | -0.20971 | 0 |  |  |  |  | 0 | 0
7605 | L_MCQUEE9_1Y | 3 | South | YES | -0.000304 | 0 | 0 | 2.8 |  | 1.025 | Hydro | -1 | 0.20971 | 0 | 0 |  |  |  |  | -0.20971 | 0 |  |  |  |  | 0 | 0
7813 | L_RIONOG1S1Y | 4 | South | YES | -0.000432 | 293 | 0 | 293 | 0 | 1.02 | CC | -1 | 0.20983 | 293 | 293 |  |  |  |  | -0.20983 | -61.4812 |  |  |  |  | 0 | 0
7812 | L_RIONOG1G3Y | 3 | South | YES | -0.000432 | 154 | 0 | 154 | 0 | 1.02 | CC | -1 | 0.20983 | 154 | 154 |  |  |  |  | -0.20983 | -32.3143 |  |  |  |  | 0 | 0
7810 | L_RIONOG1G1Y | 1 | South | YES | -0.000432 | 148 | 0 | 148 | 0 | 1.02 | CC | -1 | 0.20983 | 148 | 148 |  |  |  |  | -0.20983 | -31.0553 |  |  |  |  | 0 | 0
7811 | L_RIONOG1G2Y | 2 | South | YES | -0.000432 | 148 | 0 | 148 | 0 | 1.02 | CC | -1 | 0.20983 | 148 | 148 |  |  |  |  | -0.20983 | -31.0553 |  |  |  |  | 0 | 0
7624 | L_LAKEWO9_1Y | 1 | South | YES | -0.000552 | 0 | 0 | 2.4 |  | 1 | Hydro | -1 | 0.20995 | 0 | 0 |  |  |  |  | -0.20995 | 0 |  |  |  |  | 0 | 0
7624 | L_LAKEWO9_1Y | 2 | South | YES | -0.000552 | 0 | 0 | 2.4 |  | 1 | Hydro | -1 | 0.20995 | 0 | 0 |  |  |  |  | -0.20995 | 0 |  |  |  |  | 0 | 0
7017 | L_HAYSEN1_4Y | 4 | South | YES | -0.000597 | 226.7 | 74 | 226.7 | 0 | 1.008 | CC | -1 | 0.21 | 226.7 | 226.7 |  |  |  |  | -0.21 | -47.6066 |  |  |  |  | 0 | 0
7015 | L_HAYSEN1_2Y | 2 | South | YES | -0.000597 | 225 | 74 | 225 | 0 | 1.008 | CC | -1 | 0.21 | 225 | 225 |  |  |  |  | -0.21 | -47.2496 |  |  |  |  | 0 | 0
7016 | L_HAYSEN1_3Y | 3 | South | YES | -0.000597 | 224.6 | 74 | 224.6 | 0 | 1.008 | CC | -1 | 0.21 | 224.6 | 224.6 |  |  |  |  | -0.21 | -47.1656 |  |  |  |  | 0 | 0
7014 | L_HAYSEN1_1Y | 1 | South | YES | -0.000597 | 223.9 | 74 | 223.9 | 0 | 1.008 | CC | -1 | 0.21 | 223.9 | 223.9 |  |  |  |  | -0.21 | -47.0186 |  |  |  |  | 0 | 0
8189 | CUECPL2A | 1 | South | YES | -0.000608 | 12 | 0 | 12 | 0 | 1.02 | Cogen | -1 | 0.21001 | 0 | 0 |  |  |  |  | -0.21001 | 0 |  |  |  |  | 0 | 0
6407 | TURKTRAK1A | 1 | West | YES | 0.19407 | 33.9 | 0 | 169.5 | 0 | 1.025 | Wind | 1 | 0.21006 | 0 | 169.5 | 32.8944 | 169.5 |  |  | 0.21006 | 35.6059 |  |  |  |  | 0 | 0
5503 | RAYBURNGEN3 | 1 | South | YES | -0.00072 | 17.6 | 6 | 22 | 0 | 1.0224 | GST | -1 | 0.21012 | 22 | 22 |  |  |  |  | -0.21012 | -4.6227 |  |  |  |  | 0 | 0
5505 | RAYBURNGEN1 | 1 | South | YES | -0.00072 | 0 | 1 | 11 |  | 1.0223 | GGT | -1 | 0.21012 | 11 | 11 |  |  |  |  | -0.21012 | -2.3113 |  |  |  |  | 0 | 0
5506 | RAYBURNGEN2 | 1 | South | YES | -0.00072 | 0 | 1 | 11 |  | 1.0223 | GGT | -1 | 0.21012 | 11 | 11 |  |  |  |  | -0.21012 | -2.3113 |  |  |  |  | 0 | 0
5512 | RAYBURNCC8 | 1 | South | YES | -0.000869 | 49.3 | 18.2 | 49.3 | 0 | 1.0296 | CC | -1 | 0.21027 | 49.3 | 49.3 |  |  |  |  | -0.21027 | -10.3663 |  |  |  |  | 0 | 0
5508 | RAYBURNCC9 | 1 | South | YES | -0.000869 | 47.7 | 18.2 | 47.7 | 0 | 1.0296 | CC | -1 | 0.21027 | 47.7 | 47.7 |  |  |  |  | -0.21027 | -10.0299 |  |  |  |  | 0 | 0
5511 | RAYBURNCC7 | 1 | South | YES | -0.000869 | 47.5 | 18.2 | 47.5 | 0 | 1.0296 | CC | -1 | 0.21027 | 47.5 | 47.5 |  |  |  |  | -0.21027 | -9.9878 |  |  |  |  | 0 | 0
5509 | RAYBURNCC10 | 1 | South | YES | -0.000869 | 37.3 | 5.2 | 37.3 | 0 | 1.0296 | CC | -1 | 0.21027 | 37.3 | 37.3 |  |  |  |  | -0.21027 | -7.8431 |  |  |  |  | 0 | 0
8174 | VICEC61A | 6 | South | YES | -0.000897 | 188 | 42 | 188 | 0 | 1.025 | CC | -1 | 0.2103 | 188 | 188 |  |  |  |  | -0.2103 | -39.5361 |  |  |  |  | 0 | 0
8173 | VICEC51A | 5 | South | YES | -0.000897 | 144 | 18 | 144 | 0 | 1.025 | CC | -1 | 0.2103 | 144 | 144 |  |  |  |  | -0.2103 | -30.283 |  |  |  |  | 0 | 0
7020 | L_AUSTPL1_1Y | 1 | South | YES | -0.000919 | 0 | 0 | 8 |  | 1 | Hydro | -1 | 0.21032 | 0 | 0 |  |  |  |  | -0.21032 | 0 |  |  |  |  | 0 | 0
7020 | L_AUSTPL1_1Y | 2 | South | YES | -0.000919 | 0 | 0 | 8 |  | 1 | Hydro | -1 | 0.21032 | 0 | 0 |  |  |  |  | -0.21032 | 0 |  |  |  |  | 0 | 0
8066 | DUP1V#1 | 1 | South | YES | -0.000974 | 52.3 | 0 | 73 | 0 | 1.01 | Cogen | -1 | 0.21038 | 0 | 0 |  |  |  |  | -0.21038 | 0 |  |  |  |  | 0 | 0
80224 | VISTRONG1 | 1 | South | YES | -0.00107 | 13.1 | 0 | 15 | 0 | 1.01 | Cogen | -1 | 0.21047 | 0 | 0 |  |  |  |  | -0.21047 | 0 |  |  |  |  | 0 | 0
80225 | VISTRONG2 | 2 | South | YES | -0.00107 | 20.2 | 0 | 23 | 0 | 1.01 | Cogen | -1 | 0.21047 | 0 | 0 |  |  |  |  | -0.21047 | 0 |  |  |  |  | 0 | 0
80227 | AIRCO G | 1 | South | YES | -0.001087 | 7.2 | 0 | 8 | 0 | 1.0104 | Cogen | -1 | 0.21049 | 0 | 0 |  |  |  |  | -0.21049 | 0 |  |  |  |  | 0 | 0
8147 | UCAR #2 | 10 | South | YES | -0.00115 | 18.2 | 0 | 28 |  | 1 | Cogen | -1 | 0.21055 | 0 | 0 |  |  |  |  | -0.21055 | 0 |  |  |  |  | 0 | 0
8148 | UCAR #1 | 2 | South | YES | -0.00115 | 6.1 | 0 | 7 | 0 | 1.009 | Cogen | -1 | 0.21055 | 0 | 0 |  |  |  |  | -0.21055 | 0 |  |  |  |  | 0 | 0
80137 | CSDR89 | 9 | South | YES | -0.00115 | 15 | 0 | 15 | 0 | 1.003 | DCTie | -1 | 0.21055 | 0 | 0 |  |  |  |  | -0.21055 | 0 |  |  |  |  | 0 | 0
80137 | CSDR89 | 8 | South | YES | -0.00115 | 33.9 | 0 | 39 | 0 | 1.003 | DCTie | -1 | 0.21055 | 0 | 0 |  |  |  |  | -0.21055 | 0 |  |  |  |  | 0 | 0
80138 | CSDR7 | 7 | South | YES | -0.00115 | 6.1 | 0 | 7 | 0 | 1.014 | DCTie | -1 | 0.21055 | 0 | 0 |  |  |  |  | -0.21055 | 0 |  |  |  |  | 0 | 0
80139 | CSDR56 | 6 | South | YES | -0.00115 | 0 | 0 | 39 |  | 1.0033 | DCTie | -1 | 0.21055 | 0 | 0 |  |  |  |  | -0.21055 | 0 |  |  |  |  | 0 | 0
80139 | CSDR56 | 5 | South | YES | -0.00115 | 15 | 0 | 15 |  | 1.0033 | DCTie | -1 | 0.21055 | 0 | 0 |  |  |  |  | -0.21055 | 0 |  |  |  |  | 0 | 0
80140 | CSDR11 | 11 | South | YES | -0.00115 | 33.9 | 0 | 39 | 0 | 1.03 | DCTie | -1 | 0.21055 | 0 | 0 |  |  |  |  | -0.21055 | 0 |  |  |  |  | 0 | 0
9001 | DECKR_G2 | 2 | South | YES | -0.001152 | 400 | 50 | 426 | 0 | 1.015 | GST | -1 | 0.21055 | 426 | 426 |  |  |  |  | -0.21055 | -89.6957 |  |  |  |  | 0 | 0
9000 | DECKR_G1 | 1 | South | YES | -0.001152 | 280 | 50 | 321 | 0 | 1.015 | GST | -1 | 0.21055 | 321 | 321 |  |  |  |  | -0.21055 | -67.5876 |  |  |  |  | 0 | 0
9020 | SANDHG5A | 5A | South | YES | -0.001152 | 150 | 84 | 155 | 0 | 1.0175 | CC | -1 | 0.21055 | 155 | 155 |  |  |  |  | -0.21055 | -32.6358 |  |  |  |  | 0 | 0
9021 | SANDHG5C | 5C | South | YES | -0.001152 | 140 | 0 | 148 | 0 | 1.0175 | CC | -1 | 0.21055 | 148 | 148 |  |  |  |  | -0.21055 | -31.1619 |  |  |  |  | 0 | 0
9016 | SANDH_G1 | 1 | South | YES | -0.001152 | 45 | 2 | 49 | 0 | 1.0175 | GGT | -1 | 0.21055 | 49 | 49 |  |  |  |  | -0.21055 | -10.3171 |  |  |  |  | 0 | 0
9019 | SANDH_G4 | 4 | South | YES | -0.001152 | 0 | 2 | 47 |  | 1.0175 | GGT | -1 | 0.21055 | 47 | 47 |  |  |  |  | -0.21055 | -9.896 |  |  |  |  | 0 | 0
9017 | SANDH_G2 | 2 | South | YES | -0.001152 | 45 | 2 | 46 | 0 | 1.0175 | GGT | -1 | 0.21055 | 46 | 46 |  |  |  |  | -0.21055 | -9.6855 |  |  |  |  | 0 | 0
9018 | SANDH_G3 | 3 | South | YES | -0.001152 | 45 | 2 | 46 | 0 | 1.0175 | GGT | -1 | 0.21055 | 46 | 46 |  |  |  |  | -0.21055 | -9.6855 |  |  |  |  | 0 | 0
9005 | DECKR_G6 | 6 | South | YES | -0.001311 | 44 | 24 | 47 | 0 | 1.015 | GGT | -1 | 0.21071 | 47 | 47 |  |  |  |  | -0.21071 | -9.9035 |  |  |  |  | 0 | 0
9003 | DECKR_G4 | 4 | South | YES | -0.001311 | 44 | 24 | 44 | 0 | 1.015 | GGT | -1 | 0.21071 | 44 | 44 |  |  |  |  | -0.21071 | -9.2713 |  |  |  |  | 0 | 0
9004 | DECKR_G5 | 5 | South | YES | -0.001311 | 44 | 24 | 44 | 0 | 1.015 | GGT | -1 | 0.21071 | 44 | 44 |  |  |  |  | -0.21071 | -9.2713 |  |  |  |  | 0 | 0
9002 | DECKR_G3 | 3 | South | YES | -0.001311 | 0 | 24 | 42 |  | 1.015 | GGT | -1 | 0.21071 | 42 | 42 |  |  |  |  | -0.21071 | -8.8499 |  |  |  |  | 0 | 0
80226 | ALCOA G | 1 | South | YES | -0.001448 | 32.3 | 5 | 48 | 0 | 1.015 | Cogen | -1 | 0.21085 | 0 | 0 |  |  |  |  | -0.21085 | 0 |  |  |  |  | 0 | 0
8134 | FOR #1 | 1 | South | YES | -0.001528 | 54.1 | 45 | 79 | 0 | 1 | Cogen | -1 | 0.21093 | 0 | 0 |  |  |  |  | -0.21093 | 0 |  |  |  |  | 0 | 0
8138 | FOR #2 | 2 | South | YES | -0.001528 | 63.1 | 45 | 81 | 0 | 1 | Cogen | -1 | 0.21093 | 0 | 0 |  |  |  |  | -0.21093 | 0 |  |  |  |  | 0 | 0
8153 | FOR #3 | 3 | South | YES | -0.001528 | 63.1 | 45 | 79.9 | 0 | 1 | Cogen | -1 | 0.21093 | 0 | 0 |  |  |  |  | -0.21093 | 0 |  |  |  |  | 0 | 0
8154 | FOR #4 | 4 | South | YES | -0.001528 | 63.1 | 60 | 80 | 0 | 1 | Cogen | -1 | 0.21093 | 0 | 0 |  |  |  |  | -0.21093 | 0 |  |  |  |  | 0 | 0
8155 | FOR #5 | 5 | South | YES | -0.001528 | 63.1 | 60 | 78.4 | 0 | 1 | Cogen | -1 | 0.21093 | 0 | 0 |  |  |  |  | -0.21093 | 0 |  |  |  |  | 0 | 0
8156 | FOR #6 | 6 | South | YES | -0.001528 | 24.9 | 5 | 25 | 0 | 1 | Cogen | -1 | 0.21093 | 0 | 0 |  |  |  |  | -0.21093 | 0 |  |  |  |  | 0 | 0
8157 | FOR #7 | 7 | South | YES | -0.001528 | 28.8 | 5 | 46 | 0 | 1 | Cogen | -1 | 0.21093 | 0 | 0 |  |  |  |  | -0.21093 | 0 |  |  |  |  | 0 | 0
80051 | FOR #8 | 8 | South | YES | -0.001528 | 28 | 28 | 28 |  | 1 | Cogen | -1 | 0.21093 | 0 | 0 |  |  |  |  | -0.21093 | 0 |  |  |  |  | 0 | 0
80052 | FOR #9 | 9 | South | YES | -0.001528 | 29.7 | 5 | 43.6 | 0 | 1 | Cogen | -1 | 0.21093 | 0 | 0 |  |  |  |  | -0.21093 | 0 |  |  |  |  | 0 | 0
80053 | FOR #10 | 10 | South | YES | -0.001528 | 68.4 | 45 | 75 | 0 | 1 | Cogen | -1 | 0.21093 | 0 | 0 |  |  |  |  | -0.21093 | 0 |  |  |  |  | 0 | 0
6144 | MCADOO1A | 1 | West | YES | 0.19501 | 15 | 0 | 150 | 0 | 1.025 | Wind | 1 | 0.21101 | 0 | 150 | 29.2523 | 150 |  |  | 0.21101 | 31.6519 |  |  |  |  | 0 | 0
7006 | L_SIMGID1_3Y | 3 | South | YES | -0.001728 | 324.9 | 60 | 329 | 0 | 1.02 | GST | -1 | 0.21113 | 329 | 329 |  |  |  |  | -0.21113 | -69.4615 |  |  |  |  | 0 | 0
7005 | L_SIMGID1_2Y | 2 | South | YES | -0.001728 | 133 | 32 | 139 | 0 | 1.02 | GST | -1 | 0.21113 | 139 | 139 |  |  |  |  | -0.21113 | -29.347 |  |  |  |  | 0 | 0
7004 | L_SIMGID1_1Y | 1 | South | YES | -0.001728 | 132 | 40 | 132 | 0 | 1.02 | GST | -1 | 0.21113 | 132 | 132 |  |  |  |  | -0.21113 | -27.8691 |  |  |  |  | 0 | 0
7809 | L_BASTEN1_3Y | 1 | South | YES | -0.002131 | 232.6 | 42 | 232.6 | 0 | 1.004 | CC | -1 | 0.21153 | 232.6 | 232.6 |  |  |  |  | -0.21153 | -49.2024 |  |  |  |  | 0 | 0
7807 | L_BASTEN1_1Y | 1 | South | YES | -0.002131 | 152.5 | 83.5 | 152.5 | 0 | 1.004 | CC | -1 | 0.21153 | 152.5 | 152.5 |  |  |  |  | -0.21153 | -32.2587 |  |  |  |  | 0 | 0
7808 | L_BASTEN1_2Y | 1 | South | YES | -0.002131 | 149.5 | 83.5 | 149.5 | 0 | 1.004 | CC | -1 | 0.21153 | 149.5 | 149.5 |  |  |  |  | -0.21153 | -31.6241 |  |  |  |  | 0 | 0
7303 | L_WPPGS12_1Y | 1 | South | YES | -0.002197 | 50 | 0 | 50 | 0 | 1.025 | GGT | -1 | 0.2116 | 50 | 50 |  |  |  |  | -0.2116 | -10.5799 |  |  |  |  | 0 | 0
7303 | L_WPPGS12_1Y | 2 | South | YES | -0.002197 | 50 | 0 | 50 | 0 | 1.025 | GGT | -1 | 0.2116 | 50 | 50 |  |  |  |  | -0.2116 | -10.5799 |  |  |  |  | 0 | 0
7305 | L_WPPGS34_1Y | 3 | South | YES | -0.002197 | 50 | 0 | 50 | 0 | 1.025 | GGT | -1 | 0.2116 | 50 | 50 |  |  |  |  | -0.2116 | -10.5799 |  |  |  |  | 0 | 0
7305 | L_WPPGS34_1Y | 4 | South | YES | -0.002197 | 50 | 0 | 50 | 0 | 1.025 | GGT | -1 | 0.2116 | 50 | 50 |  |  |  |  | -0.2116 | -10.5799 |  |  |  |  | 0 | 0
7009 | L_LOSTPI1_3Y | 3 | South | YES | -0.002534 | 173.9 | 72 | 175 | 0 | 1 | CC | -1 | 0.21194 | 175 | 175 |  |  |  |  | -0.21194 | -37.0887 |  |  |  |  | 0 | 0
7008 | L_LOSTPI1_2Y | 2 | South | YES | -0.002534 | 157.7 | 107 | 160 | 0 | 1 | CC | -1 | 0.21194 | 160 | 160 |  |  |  |  | -0.21194 | -33.9097 |  |  |  |  | 0 | 0
7007 | L_LOSTPI1_1Y | 1 | South | YES | -0.002534 | 158.6 | 110 | 158 | 0 | 1 | CC | -1 | 0.21194 | 158 | 158 |  |  |  |  | -0.21194 | -33.4858 |  |  |  |  | 0 | 0
7012 | L_FPPYD21_3Y | 3 | South | YES | -0.002573 | 427.5 | 200 | 436 | 0 | 1.02 | LIGCO | -1 | 0.21197 | 0 | 436 |  |  |  |  | -0.21197 | 0 |  |  |  |  | 0 | 0
7010 | L_FPPYD11_1Y | 1 | South | YES | -0.002574 | 547.4 | 200 | 606 | 0 | 1.02 | LIGCO | -1 | 0.21198 | 0 | 606 |  |  |  |  | -0.21198 | 0 |  |  |  |  | 0 | 0
7011 | L_FPPYD11_2Y | 2 | South | YES | -0.002574 | 552.2 | 200 | 598 | 0 | 1.02 | LIGCO | -1 | 0.21198 | 0 | 598 |  |  |  |  | -0.21198 | 0 |  |  |  |  | 0 | 0
3432 | SANDOW_4G | 4 | South | YES | -0.00384 | 580 | 225 | 580 |  | 1.029 | LIGCO | -1 | 0.21324 | 0 | 580 |  |  |  |  | -0.21324 | 0 |  |  |  |  | 0 | 0
5911 | STP_GN1___1 | 1 | Houston | YES | -0.004194 | 1333 | 1249 | 1333 | 0 | 1.0406 | Nuc | -1 | 0.2136 | 0 | 0 |  |  |  |  | -0.2136 | 0 |  |  |  |  | 0 | 0
5912 | STP_GN2___2 | 2 | Houston | YES | -0.004194 | 1332 | 1249 | 1332 | 0 | 1.0406 | Nuc | -1 | 0.2136 | 0 | 0 |  |  |  |  | -0.2136 | 0 |  |  |  |  | 0 | 0
48733 | CBE_ST12 | 1 | Houston | YES | -0.004302 | 105 | 0 | 105 | 0 | 1.029 | CC | -1 | 0.2137 | 105 | 105 |  |  |  |  | -0.2137 | -22.4388 |  |  |  |  | 0 | 0
48736 | CBE_ST34 | 1 | Houston | YES | -0.004302 | 105 | 0 | 105 | 0 | 1.029 | CC | -1 | 0.2137 | 105 | 105 |  |  |  |  | -0.2137 | -22.4388 |  |  |  |  | 0 | 0
48731 | CBE_GT1 | 1 | Houston | YES | -0.004302 | 76 | 0 | 76 | 0 | 1.029 | CC | -1 | 0.2137 | 76 | 76 |  |  |  |  | -0.2137 | -16.2415 |  |  |  |  | 0 | 0
48732 | CBE_GT2 | 1 | Houston | YES | -0.004302 | 76 | 0 | 76 | 0 | 1.029 | CC | -1 | 0.2137 | 76 | 76 |  |  |  |  | -0.2137 | -16.2415 |  |  |  |  | 0 | 0
48734 | CBE_GT3 | 1 | Houston | YES | -0.004302 | 76 | 0 | 76 | 0 | 1.029 | CC | -1 | 0.2137 | 76 | 76 |  |  |  |  | -0.2137 | -16.2415 |  |  |  |  | 0 | 0
48735 | CBE_GT4 | 1 | Houston | YES | -0.004302 | 76 | 0 | 76 | 0 | 1.029 | CC | -1 | 0.2137 | 76 | 76 |  |  |  |  | -0.2137 | -16.2415 |  |  |  |  | 0 | 0
48911 | TGF_GT1_8000 | 1 | Houston | YES | -0.004413 | 69.2 | 0 | 69.2 |  | 1.029 | Cogen | -1 | 0.21381 | 0 | 0 |  |  |  |  | -0.21381 | 0 |  |  |  |  | 0 | 0
13432 | SANDOW_5G | 5 | South | YES | -0.004951 | 581 | 225 | 581 |  | 1.029 | LIGCO | -1 | 0.21435 | 0 | 581 |  |  |  |  | -0.21435 | 0 |  |  |  |  | 0 | 0
49851 | DOW17000 | 37 | Houston | YES | -0.005088 | 39 | 0 | 62 | 0 | 1 | Cogen | -1 | 0.21449 | 0 | 0 |  |  |  |  | -0.21449 | 0 |  |  |  |  | 0 | 0
49858 | DOW38100 | 31 | Houston | YES | -0.005088 | 45 | 0 | 71.4 |  | 1 | Cogen | -1 | 0.21449 | 0 | 0 |  |  |  |  | -0.21449 | 0 |  |  |  |  | 0 | 0
49859 | DOW38200 | 33 | Houston | YES | -0.005088 | 28 | 0 | 45 | 0 | 1 | Cogen | -1 | 0.21449 | 0 | 0 |  |  |  |  | -0.21449 | 0 |  |  |  |  | 0 | 0
49860 | DOW38300 | 32 | Houston | YES | -0.005088 | 63 | 0 | 101 |  | 1 | Cogen | -1 | 0.21449 | 0 | 0 |  |  |  |  | -0.21449 | 0 |  |  |  |  | 0 | 0
49862 | DOW39100 | 36 | Houston | YES | -0.005088 | 54 | 0 | 86 | 0 | 1 | Cogen | -1 | 0.21449 | 0 | 0 |  |  |  |  | -0.21449 | 0 |  |  |  |  | 0 | 0
49863 | DOW39200 | 35 | Houston | YES | -0.005088 | 55 | 0 | 88 | 0 | 1 | Cogen | -1 | 0.21449 | 0 | 0 |  |  |  |  | -0.21449 | 0 |  |  |  |  | 0 | 0
49865 | DOW41000 | 41 | Houston | YES | -0.005088 | 31 | 0 | 50 |  | 1 | Cogen | -1 | 0.21449 | 0 | 0 |  |  |  |  | -0.21449 | 0 |  |  |  |  | 0 | 0
49866 | DOW42000 | 42 | Houston | YES | -0.005088 | 11 | 0 | 18 |  | 1 | Cogen | -1 | 0.21449 | 0 | 0 |  |  |  |  | -0.21449 | 0 |  |  |  |  | 0 | 0
49869 | DOW49000 | 45 | Houston | YES | -0.005088 | 59 | 0 | 94 |  | 1 | Cogen | -1 | 0.21449 | 0 | 0 |  |  |  |  | -0.21449 | 0 |  |  |  |  | 0 | 0
49870 | DOW61000 | 61 | Houston | YES | -0.005088 | 44 | 0 | 70 | 0 | 1 | Cogen | -1 | 0.21449 | 0 | 0 |  |  |  |  | -0.21449 | 0 |  |  |  |  | 0 | 0
49871 | DOW62000 | 62 | Houston | YES | -0.005088 | 40 | 0 | 63 | 0 | 1 | Cogen | -1 | 0.21449 | 0 | 0 |  |  |  |  | -0.21449 | 0 |  |  |  |  | 0 | 0
49872 | DOW63000 | 63 | Houston | YES | -0.005088 | 45 | 0 | 72 | 0 | 1 | Cogen | -1 | 0.21449 | 0 | 0 |  |  |  |  | -0.21449 | 0 |  |  |  |  | 0 | 0
49873 | DOW64000 | 64 | Houston | YES | -0.005088 | 41 | 0 | 64.8 | 0 | 1 | Cogen | -1 | 0.21449 | 0 | 0 |  |  |  |  | -0.21449 | 0 |  |  |  |  | 0 | 0
49876 | DOW65000 | 65 | Houston | YES | -0.005088 | 63 | 0 | 101 | 0 | 1 | Cogen | -1 | 0.21449 | 0 | 0 |  |  |  |  | -0.21449 | 0 |  |  |  |  | 0 | 0
49877 | DOW66000 | 66 | Houston | YES | -0.005088 | 61 | 0 | 97 | 0 | 1 | Cogen | -1 | 0.21449 | 0 | 0 |  |  |  |  | -0.21449 | 0 |  |  |  |  | 0 | 0
49878 | DOW67000 | 67 | Houston | YES | -0.005088 | 65 | 0 | 103 | 0 | 1 | Cogen | -1 | 0.21449 | 0 | 0 |  |  |  |  | -0.21449 | 0 |  |  |  |  | 0 | 0
49882 | DOW81000 | 81 | Houston | YES | -0.005088 | 47 | 0 | 76 | 0 | 1 | Cogen | -1 | 0.21449 | 0 | 0 |  |  |  |  | -0.21449 | 0 |  |  |  |  | 0 | 0
49884 | DOW82000 | 82 | Houston | YES | -0.005088 | 51 | 0 | 80 | 0 | 1 | Cogen | -1 | 0.21449 | 0 | 0 |  |  |  |  | -0.21449 | 0 |  |  |  |  | 0 | 0
49885 | DOW83000 | 83 | Houston | YES | -0.005088 | 51 | 0 | 80 | 0 | 1 | Cogen | -1 | 0.21449 | 0 | 0 |  |  |  |  | -0.21449 | 0 |  |  |  |  | 0 | 0
49886 | DOW84000 | 84 | Houston | YES | -0.005088 | 107 | 0 | 171 | 0 | 0.98 | Cogen | -1 | 0.21449 | 0 | 0 |  |  |  |  | -0.21449 | 0 |  |  |  |  | 0 | 0
48520 | BSF_GT1_8070 | 1 | Houston | YES | -0.005251 | 72 | 0 | 72 | 0 | 1.0326 | Cogen | -1 | 0.21465 | 0 | 0 |  |  |  |  | -0.21465 | 0 |  |  |  |  | 0 | 0
48520 | BSF_GT1_8070 | 2 | Houston | YES | -0.005251 | 10 | 0 | 10 | 0 | 1.0326 | Cogen | -1 | 0.21465 | 0 | 0 |  |  |  |  | -0.21465 | 0 |  |  |  |  | 0 | 0
39760 | TNSCLP1___8 | 1 | Houston | YES | -0.005388 | 93.4 | 20 | 116.8 | 0 | 1.04 | Cogen | -1 | 0.21479 | 0 | 0 |  |  |  |  | -0.21479 | 0 |  |  |  |  | 0 | 0
39770 | TNSCLP2___8 | 1 | Houston | YES | -0.005388 | 91.6 | 20 | 114.5 | 0 | 1.04 | Cogen | -1 | 0.21479 | 0 | 0 |  |  |  |  | -0.21479 | 0 |  |  |  |  | 0 | 0
39775 | TNSCLP4___8 | 1 | Houston | YES | -0.005388 | 95.2 | 20 | 119 | 0 | 1.04 | Cogen | -1 | 0.21479 | 0 | 0 |  |  |  |  | -0.21479 | 0 |  |  |  |  | 0 | 0
39790 | TNSCLP3___8 | 1 | Houston | YES | -0.005388 | 87.6 | 20 | 109.5 | 0 | 1.027 | Cogen | -1 | 0.21479 | 0 | 0 |  |  |  |  | -0.21479 | 0 |  |  |  |  | 0 | 0
48730 | MNS_GT | 1 | Houston | YES | -0.005839 | 43 | 0 | 46.1 |  | 1.029 | Cogen | -1 | 0.21524 | 0 | 0 |  |  |  |  | -0.21524 | 0 |  |  |  |  | 0 | 0
48926 | WAP_GN6_6 | 6 | Houston | YES | -0.005869 | 651 | 280 | 651 |  | 1.035 | LIGCO | -1 | 0.21527 | 0 | 651 |  |  |  |  | -0.21527 | 0 |  |  |  |  | 0 | 0
48927 | WAP_GN7_7 | 7 | Houston | YES | -0.005869 | 564 | 277 | 564 |  | 1.035 | LIGCO | -1 | 0.21527 | 0 | 564 |  |  |  |  | -0.21527 | 0 |  |  |  |  | 0 | 0
48928 | WAP_GN8_8 | 8 | Houston | YES | -0.005869 | 603 | 275 | 603 |  | 1.035 | LIGCO | -1 | 0.21527 | 0 | 603 |  |  |  |  | -0.21527 | 0 |  |  |  |  | 0 | 0
48523 | BVE_ST1_GN1 | 3 | Houston | YES | -0.005873 | 252.4 | 0 | 252.4 |  | 1.035 | CC | -1 | 0.21527 | 252.4 | 252.4 |  |  |  |  | -0.21527 | -54.3352 |  |  |  |  | 0 | 0
48521 | BVE_GT1_GT1 | 1 | Houston | YES | -0.005873 | 167.7 | 0 | 167.7 |  | 1.035 | CC | -1 | 0.21527 | 167.7 | 167.7 |  |  |  |  | -0.21527 | -36.1015 |  |  |  |  | 0 | 0
48522 | BVE_GT2_5035 | 2 | Houston | YES | -0.005873 | 166.4 | 0 | 166.4 |  | 1.035 | CC | -1 | 0.21527 | 166.4 | 166.4 |  |  |  |  | -0.21527 | -35.8216 |  |  |  |  | 0 | 0
48510 | AK_GT1__8040 | 1 | Houston | YES | -0.005906 | 33.4 | 8.1 | 34 |  | 1.029 | Cogen | -1 | 0.21531 | 0 | 0 |  |  |  |  | -0.21531 | 0 |  |  |  |  | 0 | 0
48924 | WAP_GN4_4 | 4 | Houston | YES | -0.005957 | 546 | 217 | 546 | 0 | 1.0362 | GSC | -1 | 0.21536 | 546 | 546 |  |  |  |  | -0.21536 | -117.5856 |  |  |  |  | 0 | 0
48923 | WAP_GN3_3 | 3 | Houston | YES | -0.005957 | 198.4 | 93 | 248 | 0 | 1.0362 | GST | -1 | 0.21536 | 248 | 248 |  |  |  |  | -0.21536 | -53.4089 |  |  |  |  | 0 | 0
48921 | WAP_GN1_1 | 1 | Houston | YES | -0.005957 | 132.8 | 37 | 166 | 0 | 1.0362 | GST | -1 | 0.21536 | 166 | 166 |  |  |  |  | -0.21536 | -35.7495 |  |  |  |  | 0 | 0
48922 | WAP_GN2_2 | 2 | Houston | YES | -0.005957 | 132.8 | 37 | 166 | 0 | 1.0362 | GST | -1 | 0.21536 | 166 | 166 |  |  |  |  | -0.21536 | -35.7495 |  |  |  |  | 0 | 0
48929 | WAPGT21_GT1 | B1 | Houston | YES | -0.005957 | 0 | 0 | 13 |  | 1.05 | GGT | -1 | 0.21536 | 13 | 13 |  |  |  |  | -0.21536 | -2.7997 |  |  |  |  | 0 | 0
48925 | WAP_GN5_5 | 5 | Houston | YES | -0.005957 | 618.2 | 278 | 654 | 0 | 0.985 | LIGCO | -1 | 0.21536 | 0 | 654 |  |  |  |  | -0.21536 | 0 |  |  |  |  | 0 | 0
38580 | TNBP_CGN1_8 | 1 | Houston | YES | -0.006206 | 70.8 | 0 | 70.8 | 0 | 1.005 | Cogen | -1 | 0.21561 | 0 | 0 |  |  |  |  | -0.21561 | 0 |  |  |  |  | 0 | 0
38590 | TNBP_CGN2_8 | 2 | Houston | YES | -0.006206 | 66.7 | 0 | 66.7 | 0 | 1.005 | Cogen | -1 | 0.21561 | 0 | 0 |  |  |  |  | -0.21561 | 0 |  |  |  |  | 0 | 0
38600 | TNBP_CGN3_8 | 5 | Houston | YES | -0.006206 | 53 | 0 | 53 | 0 | 1.005 | Cogen | -1 | 0.21561 | 0 | 0 |  |  |  |  | -0.21561 | 0 |  |  |  |  | 0 | 0
38611 | TNBPAMCG1_8 | 1 | Houston | YES | -0.006206 | 153.2 | 0 | 153.2 | 0 | 1.005 | Cogen | -1 | 0.21561 | 0 | 0 |  |  |  |  | -0.21561 | 0 |  |  |  |  | 0 | 0
38612 | TNBPAMCG2_8 | 2 | Houston | YES | -0.006206 | 153.5 | 0 | 153.5 | 0 | 1.005 | Cogen | -1 | 0.21561 | 0 | 0 |  |  |  |  | -0.21561 | 0 |  |  |  |  | 0 | 0
38613 | TNBPAMCG3_8 | 3 | Houston | YES | -0.006206 | 152.3 | 0 | 152.3 | 0 | 1.005 | Cogen | -1 | 0.21561 | 0 | 0 |  |  |  |  | -0.21561 | 0 |  |  |  |  | 0 | 0
38614 | TNBPAMCG4_8 | 4 | Houston | YES | -0.006206 | 96 | 0 | 96 |  | 1.005 | Cogen | -1 | 0.21561 | 0 | 0 |  |  |  |  | -0.21561 | 0 |  |  |  |  | 0 | 0
38615 | TNBPAMCG5_8 | 1 | Houston | YES | -0.006206 | 244 | 0 | 244 | 0 | 1.005 | Cogen | -1 | 0.21561 | 0 | 0 |  |  |  |  | -0.21561 | 0 |  |  |  |  | 0 | 0
38690 | TNBP_CGN4_8 | 3 | Houston | YES | -0.006206 | 40 | 0 | 40 |  | 1.005 | Cogen | -1 | 0.21561 | 0 | 0 |  |  |  |  | -0.21561 | 0 |  |  |  |  | 0 | 0
38711 | TNTXCTY1CG8 | 1 | Houston | YES | -0.006206 | 100.3 | 59 | 100.3 | 0 | 1 | Cogen | -1 | 0.21561 | 0 | 0 |  |  |  |  | -0.21561 | 0 |  |  |  |  | 0 | 0
38712 | TNTXCTY2CG8 | 1 | Houston | YES | -0.006206 | 92.9 | 59 | 92.9 | 0 | 1 | Cogen | -1 | 0.21561 | 0 | 0 |  |  |  |  | -0.21561 | 0 |  |  |  |  | 0 | 0
38713 | TNTXCTY3CG8 | 1 | Houston | YES | -0.006206 | 102.7 | 59 | 102.7 | 0 | 1 | Cogen | -1 | 0.21561 | 0 | 0 |  |  |  |  | -0.21561 | 0 |  |  |  |  | 0 | 0
38714 | TNTXCTY4CG8 | 1 | Houston | YES | -0.006206 | 103 | 59 | 103 | 0 | 1 | Cogen | -1 | 0.21561 | 0 | 0 |  |  |  |  | -0.21561 | 0 |  |  |  |  | 0 | 0
39470 | TNDOWCGNSG8 | 1 | Houston | YES | -0.006206 | 32 | 10 | 32 | 0 | 0.985 | Cogen | -1 | 0.21561 | 0 | 0 |  |  |  |  | -0.21561 | 0 |  |  |  |  | 0 | 0
39480 | TNDOWCGNGG8 | 1 | Houston | YES | -0.006206 | 30 | 10 | 30 | 0 | 0.985 | Cogen | -1 | 0.21561 | 0 | 0 |  |  |  |  | -0.21561 | 0 |  |  |  |  | 0 | 0
48772 | PHR_GN2_2 | MB | Houston | YES | -0.006326 | 0 | 72 | 459 |  | 1.0362 | GSC | -1 | 0.21573 | 0 | 0 |  |  |  |  | -0.21573 | 0 |  |  |  |  | 0 | 0
48561 | CTL_GT2_8130 | 1 | Houston | YES | -0.006411 | 73.5 | 30.3 | 91.9 |  | 1.0362 | Cogen | -1 | 0.21581 | 0 | 0 |  |  |  |  | -0.21581 | 0 |  |  |  |  | 0 | 0
48562 | CTL_GT3_8135 | 2 | Houston | YES | -0.006411 | 70.1 | 30.3 | 87.6 |  | 1.0362 | Cogen | -1 | 0.21581 | 0 | 0 |  |  |  |  | -0.21581 | 0 |  |  |  |  | 0 | 0
48563 | CTL_GT4_8140 | 3 | Houston | YES | -0.006411 | 69.6 | 30.3 | 87 |  | 1.0362 | Cogen | -1 | 0.21581 | 0 | 0 |  |  |  |  | -0.21581 | 0 |  |  |  |  | 0 | 0
48564 | CTL_GN1_8145 | 4 | Houston | YES | -0.006411 | 43.6 | 12.9 | 54.5 |  | 1.0362 | Cogen | -1 | 0.21581 | 0 | 0 |  |  |  |  | -0.21581 | 0 |  |  |  |  | 0 | 0
48565 | CTL_GN2_8155 | 5 | Houston | YES | -0.006411 | 9.8 | 3.4 | 12.2 |  | 1.0362 | Cogen | -1 | 0.21581 | 0 | 0 |  |  |  |  | -0.21581 | 0 |  |  |  |  | 0 | 0
48531 | BYU_GT1_8075 | 1 | Houston | YES | -0.006442 | 65 | 0 | 65 |  | 1.0362 | Cogen | -1 | 0.21584 | 0 | 0 |  |  |  |  | -0.21584 | 0 |  |  |  |  | 0 | 0
48532 | BYU_GT2_8055 | 2 | Houston | YES | -0.006442 | 62 | 0 | 62 |  | 1.0362 | Cogen | -1 | 0.21584 | 0 | 0 |  |  |  |  | -0.21584 | 0 |  |  |  |  | 0 | 0
48533 | BYU_GT3_8060 | 3 | Houston | YES | -0.006442 | 67 | 0 | 67 |  | 1.0362 | Cogen | -1 | 0.21584 | 0 | 0 |  |  |  |  | -0.21584 | 0 |  |  |  |  | 0 | 0
48534 | BYU_GT4_8065 | 4 | Houston | YES | -0.006442 | 65 | 0 | 65 |  | 1.0362 | Cogen | -1 | 0.21584 | 0 | 0 |  |  |  |  | -0.21584 | 0 |  |  |  |  | 0 | 0
48693 | GBY_83841065 | E | Houston | YES | -0.006492 | 45.6 | 20 | 57 | 0 | 1.0362 | GGT | -1 | 0.21589 | 57 | 57 |  |  |  |  | -0.21589 | -12.3059 |  |  |  |  | 0 | 0
48692 | GBY_81821075 | D | Houston | YES | -0.006492 | 44 | 20 | 55 | 0 | 1.0362 | GGT | -1 | 0.21589 | 55 | 55 |  |  |  |  | -0.21589 | -11.8741 |  |  |  |  | 0 | 0
48693 | GBY_83841065 | F | Houston | YES | -0.006492 | 43.2 | 20 | 54 | 0 | 1.0362 | GGT | -1 | 0.21589 | 54 | 54 |  |  |  |  | -0.21589 | -11.6582 |  |  |  |  | 0 | 0
48691 | GBY_73741085 | B | Houston | YES | -0.006492 | 37.6 | 20 | 47 | 0 | 1.0362 | GGT | -1 | 0.21589 | 47 | 47 |  |  |  |  | -0.21589 | -10.147 |  |  |  |  | 0 | 0
48691 | GBY_73741085 | A | Houston | YES | -0.006492 | 37.6 | 20 | 47 | 0 | 1.0362 | GGT | -1 | 0.21589 | 47 | 47 |  |  |  |  | -0.21589 | -10.147 |  |  |  |  | 0 | 0
48692 | GBY_81821075 | C | Houston | YES | -0.006492 | 37.6 | 20 | 47 | 0 | 1.0362 | GGT | -1 | 0.21589 | 47 | 47 |  |  |  |  | -0.21589 | -10.147 |  |  |  |  | 0 | 0
48841 | SJS_GT1_GT1 | 1 | Houston | YES | -0.006503 | 62.4 | 49 | 78 | 0 | 1.0362 | Cogen | -1 | 0.2159 | 0 | 0 |  |  |  |  | -0.2159 | 0 |  |  |  |  | 0 | 0
48842 | SJS_GT2_GT2 | 2 | Houston | YES | -0.006503 | 64.8 | 49 | 81 | 0 | 1.0362 | Cogen | -1 | 0.2159 | 0 | 0 |  |  |  |  | -0.2159 | 0 |  |  |  |  | 0 | 0
48645 | DPEC_ST55065 | 5 | Houston | YES | -0.006515 | 282 | 0 | 282 | 0 | 1.0319 | CC | -1 | 0.21592 | 282 | 282 |  |  |  |  | -0.21592 | -60.8884 |  |  |  |  | 0 | 0
48641 | DPEC_GT15040 | 1 | Houston | YES | -0.006515 | 163.2 | 98 | 163.2 | 0 | 1.0319 | CC | -1 | 0.21592 | 163.2 | 163.2 |  |  |  |  | -0.21592 | -35.2375 |  |  |  |  | 0 | 0
48643 | DPEC_GT35010 | 3 | Houston | YES | -0.006515 | 157.5 | 98 | 157.5 | 0 | 1.0319 | CC | -1 | 0.21592 | 157.5 | 157.5 |  |  |  |  | -0.21592 | -34.0068 |  |  |  |  | 0 | 0
48642 | DPEC_GT25025 | 2 | Houston | YES | -0.006515 | 157.1 | 98 | 157.1 | 0 | 1.0319 | CC | -1 | 0.21592 | 157.1 | 157.1 |  |  |  |  | -0.21592 | -33.9205 |  |  |  |  | 0 | 0
48644 | DPEC_GT45070 | 4 | Houston | YES | -0.006515 | 157 | 98 | 157 | 0 | 1.0319 | CC | -1 | 0.21592 | 157 | 157 |  |  |  |  | -0.21592 | -33.8989 |  |  |  |  | 0 | 0
48761 | PR_GT1__9040 | 1 | Houston | YES | -0.006534 | 26 | 0 | 35 |  | 1 | Cogen | -1 | 0.21594 | 0 | 0 |  |  |  |  | -0.21594 | 0 |  |  |  |  | 0 | 0
48855 | SRB_GT211035 | B1 | Houston | YES | -0.006548 | 0 | 0 | 18 |  | 1.014 | GGT | -1 | 0.21595 | 18 | 18 |  |  |  |  | -0.21595 | -3.8871 |  |  |  |  | 0 | 0
48855 | SRB_GT211035 | B2 | Houston | YES | -0.006548 | 0 | 0 | 12 |  | 1.014 | GGT | -1 | 0.21595 | 12 | 12 |  |  |  |  | -0.21595 | -2.5914 |  |  |  |  | 0 | 0
48852 | SRB_GN2_2 | 2 | Houston | YES | -0.006549 | 140.8 | 26 | 176 | 0 | 1.0217 | GST | -1 | 0.21595 | 176 | 176 |  |  |  |  | -0.21595 | -38.0073 |  |  |  |  | 0 | 0
48851 | SRB_GN1_1 | 1 | Houston | YES | -0.00655 | 132 | 26 | 165 | 0 | 1.0217 | GST | -1 | 0.21595 | 165 | 165 |  |  |  |  | -0.21595 | -35.632 |  |  |  |  | 0 | 0
48551 | CAL_GT1_8045 | 1 | Houston | YES | -0.006551 | 149 | 0 | 149 | 0 | 1.0326 | Cogen | -1 | 0.21595 | 0 | 0 |  |  |  |  | -0.21595 | 0 |  |  |  |  | 0 | 0
48552 | CAL_ST1_8000 | 2 | Houston | YES | -0.006551 | 65.1 | 0 | 65.1 | 0 | 1.0326 | Cogen | -1 | 0.21595 | 0 | 0 |  |  |  |  | -0.21595 | 0 |  |  |  |  | 0 | 0
48853 | SRB_GN3_3 | 3 | Houston | YES | -0.006554 | 170.4 | 35 | 213 |  | 1.0326 | GST | -1 | 0.21596 | 213 | 213 |  |  |  |  | -0.21596 | -45.9985 |  |  |  |  | 0 | 0
48854 | SRB_GN4_4 | 4 | Houston | YES | -0.006555 | 182.4 | 35 | 228 | 0 | 1.0326 | GST | -1 | 0.21596 | 228 | 228 |  |  |  |  | -0.21596 | -49.238 |  |  |  |  | 0 | 0
48845 | SOL_GT1 | 1 | Houston | YES | -0.006555 | 16.2 | 15.4 | 16.2 |  | 1.0326 | Solar | -1 | 0.21596 | 16.2 | 16.2 |  |  |  |  | -0.21596 | -3.4985 |  |  |  |  | 0 | 0
48611 | DIB_GT1_8080 | 1 | Houston | YES | -0.006555 | 64 | 0 | 64 | 0 | 1.0326 | Cogen | -1 | 0.21596 | 0 | 0 |  |  |  |  | -0.21596 | 0 |  |  |  |  | 0 | 0
48612 | DIB_GT2_8075 | 2 | Houston | YES | -0.006555 | 63.2 | 0 | 63.2 | 0 | 1.0326 | Cogen | -1 | 0.21596 | 0 | 0 |  |  |  |  | -0.21596 | 0 |  |  |  |  | 0 | 0
48613 | DIB_ST1_8085 | 3 | Houston | YES | -0.006555 | 67.9 | 30 | 82.6 | 0 | 1.0326 | Cogen | -1 | 0.21596 | 0 | 0 |  |  |  |  | -0.21596 | 0 |  |  |  |  | 0 | 0
48614 | DIB_GT3_8090 | 4 | Houston | YES | -0.006555 | 73.6 | 15 | 73.6 | 0 | 1.0326 | Cogen | -1 | 0.21596 | 0 | 0 |  |  |  |  | -0.21596 | 0 |  |  |  |  | 0 | 0
48740 | PSG_GN2_8050 | 1 | Houston | YES | -0.006556 | 182 | 60 | 182 | 0 | 1.0326 | Cogen | -1 | 0.21596 | 0 | 0 |  |  |  |  | -0.21596 | 0 |  |  |  |  | 0 | 0
48741 | PSG_GT2_8040 | 1 | Houston | YES | -0.006556 | 158.6 | 50 | 158.6 | 0 | 1.0326 | Cogen | -1 | 0.21596 | 0 | 0 |  |  |  |  | -0.21596 | 0 |  |  |  |  | 0 | 0
48742 | PSG_GT3_8060 | 1 | Houston | YES | -0.006556 | 157 | 50 | 157 | 0 | 1.0326 | Cogen | -1 | 0.21596 | 0 | 0 |  |  |  |  | -0.21596 | 0 |  |  |  |  | 0 | 0
48820 | SHELLG1_3015 | 1 | Houston | YES | -0.006576 | 71 | 34.5 | 71 |  | 1.029 | Cogen | -1 | 0.21598 | 0 | 0 |  |  |  |  | -0.21598 | 0 |  |  |  |  | 0 | 0
48821 | SHELLG2 | 2 | Houston | YES | -0.006576 | 72 | 34.5 | 72 |  | 1.029 | Cogen | -1 | 0.21598 | 0 | 0 |  |  |  |  | -0.21598 | 0 |  |  |  |  | 0 | 0
48822 | SHELLG3_3020 | 2 | Houston | YES | -0.006576 | 30 | 0 | 30 |  | 1.029 | Cogen | -1 | 0.21598 | 0 | 0 |  |  |  |  | -0.21598 | 0 |  |  |  |  | 0 | 0
48822 | SHELLG3_3020 | 1 | Houston | YES | -0.006576 | 39 | 0 | 39 |  | 1.029 | Cogen | -1 | 0.21598 | 0 | 0 |  |  |  |  | -0.21598 | 0 |  |  |  |  | 0 | 0
48500 | APD_GT1_8005 | 1 | Houston | YES | -0.006608 | 137.6 | 54.6 | 137.6 | 0 | 1.0362 | Cogen | -1 | 0.21601 | 0 | 0 |  |  |  |  | -0.21601 | 0 |  |  |  |  | 0 | 0
48511 | LPE_GT1_8070 | 1 | Houston | YES | -0.006611 | 42 | 0 | 42 | 0 | 1.0362 | GGT | -1 | 0.21601 | 42 | 42 |  |  |  |  | -0.21601 | -9.0725 |  |  |  |  | 0 | 0
48512 | LPE_GT2_8075 | 2 | Houston | YES | -0.006611 | 42 | 0 | 42 | 0 | 1.0362 | GGT | -1 | 0.21601 | 42 | 42 |  |  |  |  | -0.21601 | -9.0725 |  |  |  |  | 0 | 0
48513 | LPE_GT3_8080 | 3 | Houston | YES | -0.006611 | 39 | 0 | 39 | 0 | 1.0362 | GGT | -1 | 0.21601 | 39 | 39 |  |  |  |  | -0.21601 | -8.4245 |  |  |  |  | 0 | 0
48514 | LPE_GT4_8085 | 4 | Houston | YES | -0.006611 | 39 | 0 | 39 | 0 | 1.0362 | GGT | -1 | 0.21601 | 39 | 39 |  |  |  |  | -0.21601 | -8.4245 |  |  |  |  | 0 | 0
48593 | CHE_GT1_8015 | 1 | Houston | YES | -0.006619 | 173 | 50 | 173 | 0 | 1.0362 | Cogen | -1 | 0.21602 | 0 | 0 |  |  |  |  | -0.21602 | 0 |  |  |  |  | 0 | 0
48594 | CHE_GN4_8025 | 4 | Houston | YES | -0.006619 | 142 | 60 | 142 | 0 | 1.0362 | Cogen | -1 | 0.21602 | 0 | 0 |  |  |  |  | -0.21602 | 0 |  |  |  |  | 0 | 0
48874 | THW_ST4_ST_4 | 4 | Houston | YES | -0.006667 | 108 | 19 | 108 | 0 | 1.0435 | CC | -1 | 0.21607 | 108 | 108 |  |  |  |  | -0.21607 | -23.3354 |  |  |  |  | 0 | 0
48873 | THW_ST3_ST_3 | 3 | Houston | YES | -0.006667 | 107 | 19 | 107 | 0 | 1.0435 | CC | -1 | 0.21607 | 107 | 107 |  |  |  |  | -0.21607 | -23.1193 |  |  |  |  | 0 | 0
48881 | THW_4344 | G | Houston | YES | -0.006667 | 58 | 5 | 58 | 0 | 1.0435 | CC | -1 | 0.21607 | 58 | 58 |  |  |  |  | -0.21607 | -12.532 |  |  |  |  | 0 | 0
48881 | THW_4344 | H | Houston | YES | -0.006667 | 58 | 5 | 58 | 0 | 1.0435 | CC | -1 | 0.21607 | 58 | 58 |  |  |  |  | -0.21607 | -12.532 |  |  |  |  | 0 | 0
48877 | THW_3334 | D | Houston | YES | -0.006667 | 57 | 5 | 57 | 0 | 1.0435 | CC | -1 | 0.21607 | 57 | 57 |  |  |  |  | -0.21607 | -12.3159 |  |  |  |  | 0 | 0
48879 | THW_4142 | E | Houston | YES | -0.006667 | 56 | 5 | 56 | 0 | 1.0435 | CC | -1 | 0.21607 | 56 | 56 |  |  |  |  | -0.21607 | -12.0998 |  |  |  |  | 0 | 0
48875 | THW_3132 | A | Houston | YES | -0.006667 | 55 | 5 | 55 | 0 | 1.0435 | CC | -1 | 0.21607 | 55 | 55 |  |  |  |  | -0.21607 | -11.8838 |  |  |  |  | 0 | 0
48877 | THW_3334 | C | Houston | YES | -0.006667 | 55 | 5 | 55 | 0 | 1.0435 | CC | -1 | 0.21607 | 55 | 55 |  |  |  |  | -0.21607 | -11.8838 |  |  |  |  | 0 | 0
48879 | THW_4142 | F | Houston | YES | -0.006667 | 55 | 5 | 55 | 0 | 1.0435 | CC | -1 | 0.21607 | 55 | 55 |  |  |  |  | -0.21607 | -11.8838 |  |  |  |  | 0 | 0
48875 | THW_3132 | B | Houston | YES | -0.006667 | 53 | 5 | 53 | 0 | 1.0435 | CC | -1 | 0.21607 | 53 | 53 |  |  |  |  | -0.21607 | -11.4516 |  |  |  |  | 0 | 0
48582 | CBY_GN2_2 | 2 | Houston | YES | -0.006692 | 596.8 | 110 | 746 | 0 | 1.0435 | GSC | -1 | 0.21609 | 746 | 746 |  |  |  |  | -0.21609 | -161.2056 |  |  |  |  | 0 | 0
49803 | EXN_15GT | 1 | Houston | YES | -0.006715 | 33 | 8.3 | 34 |  | 1.0326 | Cogen | -1 | 0.21612 | 0 | 0 |  |  |  |  | -0.21612 | 0 |  |  |  |  | 0 | 0
49804 | EXN_16GT | 2 | Houston | YES | -0.006715 | 32 | 8.3 | 34.7 |  | 1.0326 | Cogen | -1 | 0.21612 | 0 | 0 |  |  |  |  | -0.21612 | 0 |  |  |  |  | 0 | 0
49805 | EXN_17GT | 3 | Houston | YES | -0.006715 | 31 | 8.3 | 32.7 |  | 1.0326 | Cogen | -1 | 0.21612 | 0 | 0 |  |  |  |  | -0.21612 | 0 |  |  |  |  | 0 | 0
49826 | EXN938GT | 5 | Houston | YES | -0.006715 | 43 | 9.2 | 45.9 |  | 1.0326 | Cogen | -1 | 0.21612 | 0 | 0 |  |  |  |  | -0.21612 | 0 |  |  |  |  | 0 | 0
49828 | EXN941GT | 10 | Houston | YES | -0.006715 | 17.7 | 5.4 | 17.7 | 0 | 1.0326 | Cogen | -1 | 0.21612 | 0 | 0 |  |  |  |  | -0.21612 | 0 |  |  |  |  | 0 | 0
49829 | EXN942GT | 11 | Houston | YES | -0.006715 | 20 | 5.4 | 20.4 | 0 | 1.0326 | Cogen | -1 | 0.21612 | 0 | 0 |  |  |  |  | -0.21612 | 0 |  |  |  |  | 0 | 0
49830 | EXN943GT | 12 | Houston | YES | -0.006715 | 19 | 5.4 | 19.9 | 0 | 1.0326 | Cogen | -1 | 0.21612 | 0 | 0 |  |  |  |  | -0.21612 | 0 |  |  |  |  | 0 | 0
49831 | EXN944GT | 13 | Houston | YES | -0.006715 | 33 | 5.4 | 35 | 0 | 1.0326 | Cogen | -1 | 0.21612 | 0 | 0 |  |  |  |  | -0.21612 | 0 |  |  |  |  | 0 | 0
49832 | EXN945GT | 9 | Houston | YES | -0.006715 | 18.5 | 9.2 | 18.5 |  | 1.0326 | Cogen | -1 | 0.21612 | 0 | 0 |  |  |  |  | -0.21612 | 0 |  |  |  |  | 0 | 0
49837 | EXN_GT | 4 | Houston | YES | -0.006715 | 81 | 21.3 | 85.4 |  | 1.0326 | Cogen | -1 | 0.21612 | 0 | 0 |  |  |  |  | -0.21612 | 0 |  |  |  |  | 0 | 0
49838 | EXN_14GT | 14 | Houston | YES | -0.006715 | 140 | 0 | 148 |  | 1.0326 | Cogen | -1 | 0.21612 | 0 | 0 |  |  |  |  | -0.21612 | 0 |  |  |  |  | 0 | 0
48883 | THW_GT1_GT_1 | B2 | Houston | YES | -0.006717 | 0 | 0 | 12 |  | 1.043 | GGT | -1 | 0.21612 | 12 | 12 |  |  |  |  | -0.21612 | -2.5934 |  |  |  |  | 0 | 0
48651 | EP_1_2 | 1 | Houston | YES | -0.006738 | 4 | 0 | 5 | 0 | 1.0362 | Cogen | -1 | 0.21614 | 0 | 0 |  |  |  |  | -0.21614 | 0 |  |  |  |  | 0 | 0
48651 | EP_1_2 | 2 | Houston | YES | -0.006738 | 17.7 | 10 | 21 | 0 | 1.0362 | Cogen | -1 | 0.21614 | 0 | 0 |  |  |  |  | -0.21614 | 0 |  |  |  |  | 0 | 0
48940 | WARVUE_GT1 | G1 | Houston | YES | -0.006738 | 15 | 0 | 15 |  | 1.021 | Cogen | -1 | 0.21614 | 0 | 0 |  |  |  |  | -0.21614 | 0 |  |  |  |  | 0 | 0
48581 | CBY_GN1_1 | 1 | Houston | YES | -0.006739 | 595.2 | 108 | 744 | 0 | 1.0435 | GSC | -1 | 0.21614 | 744 | 744 |  |  |  |  | -0.21614 | -160.8084 |  |  |  |  | 0 | 0
48791 | PSA_GT1_8160 | 1 | Houston | YES | -0.006742 | 52 | 20.8 | 65 | 0 | 1.0362 | Cogen | -1 | 0.21614 | 0 | 0 |  |  |  |  | -0.21614 | 0 |  |  |  |  | 0 | 0
48792 | PSA_GT2_8155 | 2 | Houston | YES | -0.006742 | 52.8 | 20.3 | 66 | 0 | 1.0362 | Cogen | -1 | 0.21614 | 0 | 0 |  |  |  |  | -0.21614 | 0 |  |  |  |  | 0 | 0
48793 | PSA_GT3_8150 | 3 | Houston | YES | -0.006742 | 56 | 20.3 | 70 | 0 | 1.0362 | Cogen | -1 | 0.21614 | 0 | 0 |  |  |  |  | -0.21614 | 0 |  |  |  |  | 0 | 0
48794 | PSA_GT4_8145 | 4 | Houston | YES | -0.006742 | 52.8 | 20.3 | 66 | 0 | 1.0362 | Cogen | -1 | 0.21614 | 0 | 0 |  |  |  |  | -0.21614 | 0 |  |  |  |  | 0 | 0
48795 | PSA_GT5_8140 | 5 | Houston | YES | -0.006742 | 51.2 | 20.3 | 64 | 0 | 1.0362 | Cogen | -1 | 0.21614 | 0 | 0 |  |  |  |  | -0.21614 | 0 |  |  |  |  | 0 | 0
48796 | PSA_GN1_8165 | 1 | Houston | YES | -0.006742 | 83.2 | 43.1 | 104 | 0 | 1.0362 | Cogen | -1 | 0.21614 | 0 | 0 |  |  |  |  | -0.21614 | 0 |  |  |  |  | 0 | 0
48797 | PSA_GT6_8135 | 6 | Houston | YES | -0.006742 | 47.2 | 34.5 | 59 | 0 | 1.0362 | Cogen | -1 | 0.21614 | 0 | 0 |  |  |  |  | -0.21614 | 0 |  |  |  |  | 0 | 0
48815 | CVC_GT4_8005 | 4 | Houston | YES | -0.006754 | 165 | 91.8 | 165 |  | 1.0362 | Cogen | -1 | 0.21616 | 0 | 0 |  |  |  |  | -0.21616 | 0 |  |  |  |  | 0 | 0
48583 | CBY_GT4_1 | 1 | Houston | YES | -0.006758 | 172 | 0 | 172 | 0 | 1.027 | GSC | -1 | 0.21616 | 172 | 172 |  |  |  |  | -0.21616 | -37.1794 |  |  |  |  | 0 | 0
48584 | CBY_GT4_2 | 2 | Houston | YES | -0.006758 | 172 | 0 | 172 | 0 | 1.027 | CC | -1 | 0.21616 | 172 | 172 |  |  |  |  | -0.21616 | -37.1794 |  |  |  |  | 0 | 0
48585 | CBY_ST4_1 | 3 | Houston | YES | -0.006758 | 172 | 0 | 172 | 0 | 1.027 | CC | -1 | 0.21616 | 172 | 172 |  |  |  |  | -0.21616 | -37.1794 |  |  |  |  | 0 | 0
48598 | BTE_ST1_8070 | 4 | Houston | YES | -0.006796 | 269.2 | 60 | 269.2 | 0 | 1.0261 | CC | -1 | 0.2162 | 269.2 | 269.2 |  |  |  |  | -0.2162 | -58.2003 |  |  |  |  | 0 | 0
48595 | BTE_GT2_8075 | 1 | Houston | YES | -0.006796 | 162.8 | 130 | 162.8 | 0 | 1.0261 | CC | -1 | 0.2162 | 162.8 | 162.8 |  |  |  |  | -0.2162 | -35.1969 |  |  |  |  | 0 | 0
48596 | BTE_GT3_8045 | 2 | Houston | YES | -0.006796 | 161.4 | 130 | 161.4 | 0 | 1.0261 | CC | -1 | 0.2162 | 161.4 | 161.4 |  |  |  |  | -0.2162 | -34.8942 |  |  |  |  | 0 | 0
48597 | BTE_GT4_8055 | 3 | Houston | YES | -0.006796 | 158.9 | 130 | 158.9 | 0 | 1.0261 | CC | -1 | 0.2162 | 158.9 | 158.9 |  |  |  |  | -0.2162 | -34.3538 |  |  |  |  | 0 | 0
48690 | GBY_GN5_5 | 5 | Houston | YES | -0.006813 | 318.4 | 81 | 398 |  | 1.0362 | GSC | -1 | 0.21621 | 398 | 398 |  |  |  |  | -0.21621 | -86.0533 |  |  |  |  | 0 | 0
48885 | THW_5152 | B | Houston | YES | -0.006831 | 47.2 | 5 | 59 |  | 1.0319 | GGT | -1 | 0.21623 | 59 | 59 |  |  |  |  | -0.21623 | -12.7577 |  |  |  |  | 0 | 0
48887 | THW_5556 | E | Houston | YES | -0.006831 | 47.2 | 5 | 59 |  | 1.0319 | GGT | -1 | 0.21623 | 59 | 59 |  |  |  |  | -0.21623 | -12.7577 |  |  |  |  | 0 | 0
48885 | THW_5152 | A | Houston | YES | -0.006831 | 46.4 | 5 | 58 |  | 1.0319 | GGT | -1 | 0.21623 | 58 | 58 |  |  |  |  | -0.21623 | -12.5415 |  |  |  |  | 0 | 0
48886 | THW_5354 | D | Houston | YES | -0.006831 | 46.4 | 5 | 58 |  | 1.0319 | GGT | -1 | 0.21623 | 58 | 58 |  |  |  |  | -0.21623 | -12.5415 |  |  |  |  | 0 | 0
48886 | THW_5354 | C | Houston | YES | -0.006831 | 45.6 | 5 | 57 |  | 1.0319 | GGT | -1 | 0.21623 | 57 | 57 |  |  |  |  | -0.21623 | -12.3252 |  |  |  |  | 0 | 0
48887 | THW_5556 | F | Houston | YES | -0.006831 | 45.6 | 5 | 57 |  | 1.0319 | GGT | -1 | 0.21623 | 57 | 57 |  |  |  |  | -0.21623 | -12.3252 |  |  |  |  | 0 | 0
48591 | CHE_GT2_5030 | 2 | Houston | YES | -0.007062 | 173 | 50 | 173 | 0 | 1.029 | Cogen | -1 | 0.21646 | 0 | 0 |  |  |  |  | -0.21646 | 0 |  |  |  |  | 0 | 0
48811 | CVC_GT3_5045 | 3 | Houston | YES | -0.007062 | 156 | 91.8 | 156 | 0 | 1.029 | Cogen | -1 | 0.21646 | 0 | 0 |  |  |  |  | -0.21646 | 0 |  |  |  |  | 0 | 0
48812 | CVC_GT2_5020 | 2 | Houston | YES | -0.007062 | 158 | 91.8 | 158 | 0 | 1.029 | Cogen | -1 | 0.21646 | 0 | 0 |  |  |  |  | -0.21646 | 0 |  |  |  |  | 0 | 0
48813 | CVC_GT1_5035 | 1 | Houston | YES | -0.007062 | 160 | 91.8 | 160 | 0 | 1.029 | Cogen | -1 | 0.21646 | 0 | 0 |  |  |  |  | -0.21646 | 0 |  |  |  |  | 0 | 0
48814 | CVC_ST5_5040 | 1 | Houston | YES | -0.007062 | 162 | 91.8 | 162 | 0 | 1.029 | Cogen | -1 | 0.21646 | 0 | 0 |  |  |  |  | -0.21646 | 0 |  |  |  |  | 0 | 0
251 | BOSQUESW803 | 2 | North | YES | -0.007466 | 150 | 0 | 150 | 0 | 1.032 | CC | -1 | 0.21687 | 150 | 150 |  |  | -1.1199 | 150 | -0.21687 | -32.5301 |  |  |  |  | 0 | 0
253 | BOSQUESW804 | 2 | North | YES | -0.007466 | 80 | 0 | 80 | 0 | 1.032 | CC | -1 | 0.21687 | 80 | 80 |  |  | -0.59728 | 80 | -0.21687 | -17.3494 |  |  |  |  | 0 | 0
244 | WHITNYDM01 | 1 | North | YES | -0.007985 | 15 | 0 | 15 | 0 | 1.035 | Hydro | -1 | 0.21739 | 0 | 0 |  |  | 0 | 0 | -0.21739 | 0 |  |  |  |  | 0 | 0
245 | WHITNYDM02 | 2 | North | YES | -0.007985 | 15 | 0 | 15 | 0 | 1.035 | Hydro | -1 | 0.21739 | 0 | 0 |  |  | 0 | 0 | -0.21739 | 0 |  |  |  |  | 0 | 0
1898 | COMCHEPK_1G | 1 | North | YES | -0.008025 | 1217 | 1150 | 1217 | 0 | 1.032 | Nuc | -1 | 0.21743 | 0 | 0 |  |  | 0 | 0 | -0.21743 | 0 |  |  |  |  | 0 | 0
1899 | COMCHEPK_2G | 2 | North | YES | -0.008025 | 1159 | 1128 | 1159 | 0 | 1.032 | Nuc | -1 | 0.21743 | 0 | 0 |  |  | 0 | 0 | -0.21743 | 0 |  |  |  |  | 0 | 0
334 | RWMILLER03 | 3 | North | YES | -0.008599 | 166.4 | 65 | 208 | 0 | 1.04 | GST | -1 | 0.218 | 208 | 208 |  |  | -1.7886 | 208 | -0.218 | -45.3441 |  |  |  |  | 0 | 0
333 | RWMILLER02 | 2 | North | YES | -0.008599 | 95.2 | 37 | 119 | 0 | 1.04 | GST | -1 | 0.218 | 119 | 119 |  |  | -1.0233 | 119 | -0.218 | -25.942 |  |  |  |  | 0 | 0
335 | RWMILLER04 | 4 | North | YES | -0.008599 | 81.6 | 0 | 102 | 0 | 1.04 | GST | -1 | 0.218 | 102 | 102 |  |  | -0.8771 | 102 | -0.218 | -22.236 |  |  |  |  | 0 | 0
336 | RWMILLER05 | 5 | North | YES | -0.008599 | 80.8 | 0 | 101 | 0 | 1.04 | GST | -1 | 0.218 | 101 | 101 |  |  | -0.8685 | 101 | -0.218 | -22.018 |  |  |  |  | 0 | 0
332 | RWMILLER01 | 1 | North | YES | -0.008599 | 58.4 | 18.5 | 73 | 0 | 1.04 | GST | -1 | 0.218 | 73 | 73 |  |  | -0.62773 | 73 | -0.218 | -15.914 |  |  |  |  | 0 | 0
238 | BOSQUESW505 | 1 | North | YES | -0.008667 | 255 | 0 | 255 | 0 | 1.02 | CC | -1 | 0.21807 | 255 | 255 |  |  | -2.2101 | 255 | -0.21807 | -55.6074 |  |  |  |  | 0 | 0
247 | BOSQUESW501 | 2 | North | YES | -0.008667 | 124.8 | 0 | 156 | 0 | 1.02 | GGT | -1 | 0.21807 | 156 | 156 |  |  | -1.3521 | 156 | -0.21807 | -34.0187 |  |  |  |  | 0 | 0
239 | BOSQUESW502 | 1 | North | YES | -0.008667 | 119.2 | 0 | 149 | 0 | 1.02 | GGT | -1 | 0.21807 | 149 | 149 |  |  | -1.2914 | 149 | -0.21807 | -32.4922 |  |  |  |  | 0 | 0
3417 | LAKE_CRK2_G | 2 | North | YES | -0.008916 | 177.6 | 40 | 222 | 0 | 1.029 | GST | -1 | 0.21832 | 222 | 222 |  |  | -1.9794 | 222 | -0.21832 | -48.4664 |  |  |  |  | 0 | 0
3416 | LAKE_CRK1_G | 1 | North | YES | -0.008916 | 60 | 33 | 75 |  | 1.029 | GST | -1 | 0.21832 | 75 | 75 |  |  | -0.6687 | 75 | -0.21832 | -16.3738 |  |  |  |  | 0 | 0
1879 | WLFHOLW_3G | 3 | North | YES | -0.009018 | 272.4 | 89.2 | 272.4 | 0 | 1.032 | CC | -1 | 0.21842 | 272.4 | 272.4 |  |  | -2.4565 | 272.4 | -0.21842 | -59.4974 |  |  |  |  | 0 | 0
1877 | WLFHOLW_1G | 1 | North | YES | -0.009018 | 217.3 | 89.2 | 217.3 | 0 | 1.032 | CC | -1 | 0.21842 | 217.3 | 217.3 |  |  | -1.9596 | 217.3 | -0.21842 | -47.4625 |  |  |  |  | 0 | 0
1878 | WLFHOLW_2G | 2 | North | YES | -0.009018 | 215.7 | 105 | 215.7 | 0 | 1.032 | CC | -1 | 0.21842 | 215.7 | 215.7 |  |  | -1.9452 | 215.7 | -0.21842 | -47.113 |  |  |  |  | 0 | 0
48674 | FTR_CN4_5095 | 4 | North | YES | -0.00914 | 380 | 0 | 380 | 0 | 1.0319 | CC | -1 | 0.21854 | 380 | 380 |  |  | -3.4732 | 380 | -0.21854 | -83.0457 |  |  |  |  | 0 | 0
48672 | FTR_GT2_5110 | 2 | North | YES | -0.00914 | 159 | 0 | 159 | 0 | 1.0319 | CC | -1 | 0.21854 | 159 | 159 |  |  | -1.4533 | 159 | -0.21854 | -34.7481 |  |  |  |  | 0 | 0
48673 | FTR_GT3_5085 | 3 | North | YES | -0.00914 | 158 | 0 | 158 | 0 | 1.0319 | CC | -1 | 0.21854 | 158 | 158 |  |  | -1.4441 | 158 | -0.21854 | -34.5295 |  |  |  |  | 0 | 0
48671 | FTR_GT1_5105 | 1 | North | YES | -0.00914 | 154.2 | 0 | 154.2 | 0 | 1.0319 | CC | -1 | 0.21854 | 154.2 | 154.2 |  |  | -1.4094 | 154.2 | -0.21854 | -33.6991 |  |  |  |  | 0 | 0
3404 | THOUSE_2G | 2 | North | YES | -0.009487 | 807 | 250 | 807 | 0 | 1.012 | GSC | -1 | 0.21889 | 807 | 807 |  |  | -7.656 | 807 | -0.21889 | -176.6429 |  |  |  |  | 0 | 0
3403 | THOUSE_1G | 1 | North | YES | -0.009487 | 563 | 200 | 563 | 0 | 1.012 | GSC | -1 | 0.21889 | 563 | 563 |  |  | -5.3412 | 563 | -0.21889 | -123.2341 |  |  |  |  | 0 | 0
32892 | BRYN_DNSBY14 | 1 | North | YES | -0.009492 | 84 | 25 | 105 | 0 | 1.035 | GST | -1 | 0.21889 | 105 | 105 |  |  | -0.99666 | 105 | -0.21889 | -22.9838 |  |  |  |  | 0 | 0
32883 | BRYN_DNSBY3 | 1 | North | YES | -0.009492 | 0 | 2 | 48 |  | 1.015 | GST | -1 | 0.21889 | 48 | 48 |  |  | -0.45562 | 48 | -0.21889 | -10.5069 |  |  |  |  | 0 | 0
32884 | BRYN_DNSBY13 | 1 | North | YES | -0.009492 | 46 | 2 | 46 | 0 | 1.015 | GST | -1 | 0.21889 | 46 | 46 |  |  | -0.43663 | 46 | -0.21889 | -10.0691 |  |  |  |  | 0 | 0
32888 | BRYN_ATKINS7 | 1 | North | YES | -0.009532 | 13.6 | 4 | 17 |  | 1.028 | GGT | -1 | 0.21893 | 17 | 17 |  |  | -0.16204 | 17 | -0.21893 | -3.7219 |  |  |  |  | 0 | 0
32886 | BRYN_ATKINS3 | MB | North | YES | -0.009532 | 0 | 5 | 12 |  | 1 | GST | -1 | 0.21893 | 0 | 0 |  |  | 0 | 0 | -0.21893 | 0 |  |  |  |  | 0 | 0
32887 | BRYN_ATKINS6 | MB | North | YES | -0.009532 | 0 | 12 | 51 |  | 1.028 | GST | -1 | 0.21893 | 0 | 0 |  |  | 0 | 0 | -0.21893 | 0 |  |  |  |  | 0 | 0
32890 | BRYN_ATKINS4 | MB | North | YES | -0.009532 | 0 | 5 | 22 |  | 1.031 | GST | -1 | 0.21893 | 0 | 0 |  |  | 0 | 0 | -0.21893 | 0 |  |  |  |  | 0 | 0
32891 | BRYN_ATKINS5 | MB | North | YES | -0.009532 | 0 | 5 | 25 |  | 1.031 | GST | -1 | 0.21893 | 0 | 0 |  |  | 0 | 0 | -0.21893 | 0 |  |  |  |  | 0 | 0
32798 | BRYN_TAMUGEN | 1 | North | YES | -0.009547 | 32 | 0 | 32 |  | 1.02 | GST | -1 | 0.21895 | 32 | 32 |  |  | -0.3055 | 32 | -0.21895 | -7.0063 |  |  |  |  | 0 | 0
990 | GIBN_CREK_G1 | 1 | North | YES | -0.009571 | 463 | 200 | 463 | 0 | 1.0275 | LIGCO | -1 | 0.21897 | 0 | 463 |  |  | 0 | 0 | -0.21897 | 0 |  |  |  |  | 0 | 0
1892 | DECRDOVA_2G | A | North | YES | -0.010119 | 65 | 65 | 70 | 0 | 1.025 | GGT | -1 | 0.21952 | 70 | 70 |  |  | -0.70833 | 70 | -0.21952 | -15.3664 |  |  |  |  | 0 | 0
1893 | DECRDOVA_3G | B | North | YES | -0.010119 | 65 | 65 | 69 | 0 | 1.025 | GGT | -1 | 0.21952 | 69 | 69 |  |  | -0.69821 | 69 | -0.21952 | -15.1469 |  |  |  |  | 0 | 0
1894 | DECRDOVA_4G | C | North | YES | -0.010119 | 65 | 65 | 69 | 0 | 1.025 | GGT | -1 | 0.21952 | 69 | 69 |  |  | -0.69821 | 69 | -0.21952 | -15.1469 |  |  |  |  | 0 | 0
1895 | DECRDOVA_5G | D | North | YES | -0.010119 | 65 | 65 | 68 | 0 | 1.025 | GGT | -1 | 0.21952 | 68 | 68 |  |  | -0.68809 | 68 | -0.21952 | -14.9274 |  |  |  |  | 0 | 0
366 | JNSNCNTY802 | 1 | North | YES | -0.010425 | 168 | 20 | 168 | 0 | 1.02 | Cogen | -1 | 0.21983 | 0 | 0 |  |  | 0 | 0 | -0.21983 | 0 |  |  |  |  | 0 | 0
367 | JNSNCNTY802 | 2 | North | YES | -0.010425 | 90 | 20 | 90 | 0 | 1.02 | Cogen | -1 | 0.21983 | 0 | 0 |  |  | 0 | 0 | -0.21983 | 0 |  |  |  |  | 0 | 0
39960 | TNTNPONE_18 | 1 | North | YES | -0.010975 | 152.3 | 30 | 152.3 |  | 1.04 | LIGCO | -1 | 0.22038 | 0 | 152.3 |  |  | 0 | 0 | -0.22038 | 0 |  |  |  |  | 0 | 0
39970 | TNTNPONE_28 | 1 | North | YES | -0.010975 | 153 | 30 | 153 |  | 1.04 | LIGCO | -1 | 0.22038 | 0 | 153 |  |  | 0 | 0 | -0.22038 | 0 |  |  |  |  | 0 | 0
48721 | LEG_1___1 | 1 | North | YES | -0.011538 | 827 | 357 | 827 | 0 | 1.0348 | LIGCO | -1 | 0.22094 | 0 | 827 |  |  | 0 | 0 | -0.22094 | 0 |  |  |  |  | 0 | 0
48722 | LEG_2___2 | 2 | North | YES | -0.011538 | 819 | 357 | 819 | 0 | 1.0348 | LIGCO | -1 | 0.22094 | 0 | 819 |  |  | 0 | 0 | -0.22094 | 0 |  |  |  |  | 0 | 0
1889 | DECRDOVA_1G | 1 | North | YES | -0.01227 | 779 | 255 | 779 | 0 | 1.02 | GSC | -1 | 0.22167 | 779 | 779 |  |  | -9.5583 | 779 | -0.22167 | -172.682 |  |  |  |  | 0 | 0
3381 | BBRN_1G | 1 | North | YES | -0.013083 | 618 | 225 | 618 | 0 | 1.03 | LIGCO | -1 | 0.22248 | 0 | 618 |  |  | 0 | 0 | -0.22248 | 0 |  |  |  |  | 0 | 0
3382 | BBRN_2G | 2 | North | YES | -0.013083 | 589 | 225 | 589 | 0 | 1.03 | LIGCO | -1 | 0.22248 | 0 | 589 |  |  | 0 | 0 | -0.22248 | 0 |  |  |  |  | 0 | 0
13133 | CALFREST_3G | 3 | North | YES | -0.013358 | 177.4 | 40 | 177.4 | 0 | 1.031 | CC | -1 | 0.22276 | 177.4 | 177.4 |  |  | -2.3697 | 177.4 | -0.22276 | -39.5175 |  |  |  |  | 0 | 0
13132 | CALFREST_2G | 2 | North | YES | -0.013358 | 151 | 57 | 151 | 0 | 1.031 | CC | -1 | 0.22276 | 151 | 151 |  |  | -2.0171 | 151 | -0.22276 | -33.6367 |  |  |  |  | 0 | 0
13131 | CALFREST_1G | 1 | North | YES | -0.013358 | 150.7 | 40 | 150.7 | 0 | 1.031 | CC | -1 | 0.22276 | 150.7 | 150.7 |  |  | -2.0131 | 150.7 | -0.22276 | -33.5698 |  |  |  |  | 0 | 0
13136 | CALFREST_6G | 6 | North | YES | -0.01343 | 177.5 | 40 | 177.5 | 0 | 1.031 | CC | -1 | 0.22283 | 177.5 | 177.5 |  |  | -2.3838 | 177.5 | -0.22283 | -39.5526 |  |  |  |  | 0 | 0
13135 | CALFREST_5G | 5 | North | YES | -0.01343 | 152.3 | 57 | 152.3 | 0 | 1.031 | CC | -1 | 0.22283 | 152.3 | 152.3 |  |  | -2.0454 | 152.3 | -0.22283 | -33.9372 |  |  |  |  | 0 | 0
13134 | CALFREST_4G | 4 | North | YES | -0.01343 | 151.5 | 40 | 151.5 | 0 | 1.031 | CC | -1 | 0.22283 | 151.5 | 151.5 |  |  | -2.0346 | 151.5 | -0.22283 | -33.7589 |  |  |  |  | 0 | 0
1938 | MDLTHELP_6G | 6 | North | YES | -0.013722 | 226 | 74 | 226 | 0 | 1 | CC | -1 | 0.22312 | 226 | 226 |  |  | -3.1012 | 226 | -0.22312 | -50.4259 |  |  |  |  | 0 | 0
1937 | MDLTHELP_5G | 5 | North | YES | -0.013722 | 224 | 74 | 224 | 0 | 1 | CC | -1 | 0.22312 | 224 | 224 |  |  | -3.0737 | 224 | -0.22312 | -49.9796 |  |  |  |  | 0 | 0
1943 | MDLTHELP_3G | 3 | North | YES | -0.013722 | 212 | 74 | 212 | 0 | 1 | CC | -1 | 0.22312 | 212 | 212 |  |  | -2.9091 | 212 | -0.22312 | -47.3021 |  |  |  |  | 0 | 0
1944 | MDLTHELP_4G | 4 | North | YES | -0.013722 | 211 | 74 | 211 | 0 | 1 | CC | -1 | 0.22312 | 211 | 211 |  |  | -2.8953 | 211 | -0.22312 | -47.079 |  |  |  |  | 0 | 0
3126 | TRINIDAD_6G | 1 | North | YES | -0.014201 | 179.2 | 46 | 224 | 0 | 1 | GST | -1 | 0.2236 | 224 | 224 |  |  | -3.181 | 224 | -0.2236 | -50.0869 |  |  |  |  | 0 | 0
12322 | ENNSTRAC_1G | 1 | North | YES | -0.014329 | 196 | 130 | 196 | 0 | 1.036 | CC | -1 | 0.22373 | 196 | 196 |  |  | -2.8085 | 196 | -0.22373 | -43.8511 |  |  |  |  | 0 | 0
12323 | ENNSTRAC_2G | 2 | North | YES | -0.014329 | 116 | 100 | 116 | 0 | 1.036 | CC | -1 | 0.22373 | 116 | 116 |  |  | -1.6622 | 116 | -0.22373 | -25.9527 |  |  |  |  | 0 | 0
1941 | MDLTHELP_1G | 1 | North | YES | -0.01453 | 216.4 | 74 | 216.4 | 0 | 1 | CC | -1 | 0.22393 | 216.4 | 216.4 |  |  | -3.1443 | 216.4 | -0.22393 | -48.4587 |  |  |  |  | 0 | 0
1942 | MDLTHELP_2G | 2 | North | YES | -0.01453 | 216.1 | 74 | 216.1 | 0 | 1 | CC | -1 | 0.22393 | 216.1 | 216.1 |  |  | -3.1399 | 216.1 | -0.22393 | -48.3916 |  |  |  |  | 0 | 0
3108 | STRYKER_2G | 2 | North | YES | -0.014887 | 484 | 75 | 484 | 0 | 1.029 | GST | -1 | 0.22429 | 484 | 484 |  |  | -7.2053 | 484 | -0.22429 | -108.5556 |  |  |  |  | 0 | 0
3107 | STRYKER_1G | 1 | North | YES | -0.014887 | 145.6 | 45 | 182 | 0 | 1.029 | GST | -1 | 0.22429 | 182 | 182 |  |  | -2.7094 | 182 | -0.22429 | -40.8205 |  |  |  |  | 0 | 0
3309 | ASPN_G | 1 | North | YES | -0.014908 | 50 | 0 | 50 |  | 1 | Bio | -1 | 0.22431 | 50 | 50 |  |  | -0.7454 | 50 | -0.22431 | -11.2155 |  |  |  |  | 0 | 0
3348 | CHAMPION_1G | MB | North | YES | -0.014926 | 0 | 42 | 42 |  | 1 | Cogen | -1 | 0.22433 | 0 | 0 |  |  | 0 | 0 | -0.22433 | 0 |  |  |  |  | 0 | 0
13119 | TGATEWAY_4G | 4 | North | YES | -0.015077 | 399 | 65 | 399 | 0 | 1.0232 | CC | -1 | 0.22448 | 399 | 399 |  |  | -6.0157 | 399 | -0.22448 | -89.5669 |  |  |  |  | 0 | 0
13116 | TGATEWAY_1G | 1 | North | YES | -0.015077 | 151 | 30 | 151 | 0 | 1.0232 | CC | -1 | 0.22448 | 151 | 151 |  |  | -2.2766 | 151 | -0.22448 | -33.8962 |  |  |  |  | 0 | 0
13118 | TGATEWAY_3G | 3 | North | YES | -0.015077 | 148 | 30 | 148 | 0 | 1.0232 | CC | -1 | 0.22448 | 148 | 148 |  |  | -2.2314 | 148 | -0.22448 | -33.2228 |  |  |  |  | 0 | 0
13117 | TGATEWAY_2G | 2 | North | YES | -0.015077 | 130 | 30 | 130 | 0 | 1.0232 | CC | -1 | 0.22448 | 130 | 130 |  |  | -1.96 | 130 | -0.22448 | -29.1822 |  |  |  |  | 0 | 0
3097 | MARTLAKE_1G | 1 | North | YES | -0.015256 | 790 | 500 | 790 | 0 | 1.017 | LIGCO | -1 | 0.22466 | 0 | 790 |  |  | 0 | 0 | -0.22466 | 0 |  |  |  |  | 0 | 0
3098 | MARTLAKE_2G | 2 | North | YES | -0.015256 | 795 | 461 | 795 | 0 | 1.017 | LIGCO | -1 | 0.22466 | 0 | 795 |  |  | 0 | 0 | -0.22466 | 0 |  |  |  |  | 0 | 0
3099 | MARTLAKE_3G | 3 | North | YES | -0.015256 | 804 | 500 | 804 | 0 | 1.017 | LIGCO | -1 | 0.22466 | 0 | 804 |  |  | 0 | 0 | -0.22466 | 0 |  |  |  |  | 0 | 0
2417 | MTCK8_G | 8 | North | YES | -0.016029 | 444.8 | 60 | 556 | 0 | 1.022 | GSC | -1 | 0.22543 | 556 | 556 |  |  | -8.9121 | 556 | -0.22543 | -125.3393 |  |  |  |  | 0 | 0
2413 | MTCK6_G | 6 | North | YES | -0.016029 | 0 | 30 | 118 |  | 1.022 | GST | -1 | 0.22543 | 118 | 118 |  |  | -1.8914 | 118 | -0.22543 | -26.6008 |  |  |  |  | 0 | 0
2414 | MTCK7_G | 7 | North | YES | -0.016029 | 0 | 30 | 115 |  | 1.022 | GST | -1 | 0.22543 | 115 | 115 |  |  | -1.8433 | 115 | -0.22543 | -25.9245 |  |  |  |  | 0 | 0
12440 | PARKD_1SVC8 | 1 | North | YES | -0.016451 | 0 | 0 | 0 | 0 | 1.007 | GST | -1 | 0.22585 | 0 | 0 |  |  | 0 | 0 | -0.22585 | 0 |  |  |  |  | 0 | 0
12449 | PARKD_2SVC8 | 1 | North | YES | -0.016451 | 0 | 0 | 0 | 0 | 1.007 | GST | -1 | 0.22585 | 0 | 0 |  |  | 0 | 0 | -0.22585 | 0 |  |  |  |  | 0 | 0
12424 | FPLEFR2S_G | 4 | North | YES | -0.016581 | 415 | 191 | 415 | 0 | 1 | CC | -1 | 0.22598 | 415 | 415 |  |  | -6.8811 | 415 | -0.22598 | -93.7827 |  |  |  |  | 0 | 0
12414 | FPLEFR1S_G | 4 | North | YES | -0.016581 | 414 | 191 | 414 | 0 | 1 | CC | -1 | 0.22598 | 414 | 414 |  |  | -6.8645 | 414 | -0.22598 | -93.5567 |  |  |  |  | 0 | 0
12412 | FPLEFR1B_G | 2 | North | YES | -0.016581 | 164 | 72 | 164 | 0 | 1 | CC | -1 | 0.22598 | 164 | 164 |  |  | -2.7193 | 164 | -0.22598 | -37.0611 |  |  |  |  | 0 | 0
12413 | FPLEFR1C_G | 3 | North | YES | -0.016581 | 164 | 72 | 164 | 0 | 1 | CC | -1 | 0.22598 | 164 | 164 |  |  | -2.7193 | 164 | -0.22598 | -37.0611 |  |  |  |  | 0 | 0
12423 | FPLEFR2C_G | 3 | North | YES | -0.016581 | 163 | 72 | 163 | 0 | 1 | CC | -1 | 0.22598 | 163 | 163 |  |  | -2.7027 | 163 | -0.22598 | -36.8351 |  |  |  |  | 0 | 0
12421 | FPLEFR2A_G | 1 | North | YES | -0.016581 | 162 | 72 | 162 | 0 | 1 | CC | -1 | 0.22598 | 162 | 162 |  |  | -2.6861 | 162 | -0.22598 | -36.6091 |  |  |  |  | 0 | 0
12411 | FPLEFR1A_G | 1 | North | YES | -0.016581 | 161 | 72 | 161 | 0 | 1 | CC | -1 | 0.22598 | 161 | 161 |  |  | -2.6695 | 161 | -0.22598 | -36.3832 |  |  |  |  | 0 | 0
12422 | FPLEFR2B_G | 2 | North | YES | -0.016581 | 161 | 72 | 161 | 0 | 1 | CC | -1 | 0.22598 | 161 | 161 |  |  | -2.6695 | 161 | -0.22598 | -36.3832 |  |  |  |  | 0 | 0
2452 | LKHB2_G | 2 | North | YES | -0.016642 | 516 | 80 | 516 | 0 | 1.022 | GST | -1 | 0.22604 | 516 | 516 |  |  | -8.5873 | 516 | -0.22604 | -116.6384 |  |  |  |  | 0 | 0
2451 | LKHB1_G | 1 | North | YES | -0.016642 | 0 | 80 | 391 |  | 1.022 | GST | -1 | 0.22604 | 391 | 391 |  |  | -6.507 | 391 | -0.22604 | -88.3829 |  |  |  |  | 0 | 0
344 | MRSSHPRD | 1 | North | YES | -0.016785 | 0 | 0 | 12 |  | 1.03 | Hydro | -1 | 0.22619 | 0 | 0 |  |  | 0 | 0 | -0.22619 | 0 |  |  |  |  | 0 | 0
345 | MRSSHPRD01 | 2 | North | YES | -0.016785 | 0 | 0 | 12 |  | 1.03 | Hydro | -1 | 0.22619 | 0 | 0 |  |  | 0 | 0 | -0.22619 | 0 |  |  |  |  | 0 | 0
1949 | HANDLEY_5G | 5 | North | YES | -0.016962 | 348 | 150 | 435 | 0 | 1.022 | GST | -1 | 0.22636 | 435 | 435 |  |  | -7.3785 | 435 | -0.22636 | -98.468 |  |  |  |  | 0 | 0
1947 | HANDLEY_3G | 3 | North | YES | -0.016962 | 316 | 100 | 395 | 0 | 1.022 | GST | -1 | 0.22636 | 395 | 395 |  |  | -6.7 | 395 | -0.22636 | -89.4135 |  |  |  |  | 0 | 0
1948 | HANDLEY_4G | 4 | North | YES | -0.017007 | 348 | 150 | 435 | 0 | 1.022 | GST | -1 | 0.22641 | 435 | 435 |  |  | -7.398 | 435 | -0.22641 | -98.4876 |  |  |  |  | 0 | 0
950 | STEAM3 | 1 | North | YES | -0.017149 | 41 | 13 | 42 | 0 | 1.02 | GST | -1 | 0.22655 | 42 | 42 |  |  | -0.72026 | 42 | -0.22655 | -9.5151 |  |  |  |  | 0 | 0
949 | STEAM2 | 1 | North | YES | -0.017149 | 26 | 8 | 26 | 0 | 0.99 | GST | -1 | 0.22655 | 26 | 26 |  |  | -0.44587 | 26 | -0.22655 | -5.8903 |  |  |  |  | 0 | 0
948 | STEAM1 | 1 | North | YES | -0.017149 | 0 | 12 | 20 |  | 1.02 | GST | -1 | 0.22655 | 20 | 20 |  |  | -0.34298 | 20 | -0.22655 | -4.531 |  |  |  |  | 0 | 0
837 | NEWMAN_G5 | 1 | North | YES | -0.017161 | 0 | 15 | 40 |  | 1.01 | GST | -1 | 0.22656 | 40 | 40 |  |  | -0.68644 | 40 | -0.22656 | -9.0625 |  |  |  |  | 0 | 0
844 | OLINGER_G3 | 1 | North | YES | -0.017244 | 103.9 | 45 | 150 | 0 | 1.03 | GST | -1 | 0.22665 | 150 | 150 |  |  | -2.5866 | 150 | -0.22665 | -33.9968 |  |  |  |  | 0 | 0
843 | OLINGER_G2 | 1 | North | YES | -0.017244 | 76.2 | 25 | 110 | 0 | 1.03 | GST | -1 | 0.22665 | 110 | 110 |  |  | -1.8968 | 110 | -0.22665 | -24.931 |  |  |  |  | 0 | 0
842 | OLINGER_G1 | 1 | North | YES | -0.017244 | 55.4 | 20 | 79 | 0 | 1.03 | GST | -1 | 0.22665 | 79 | 79 |  |  | -1.3623 | 79 | -0.22665 | -17.905 |  |  |  |  | 0 | 0
845 | OLINGER_G4 | 1 | North | YES | -0.017244 | 51.9 | 0 | 76 | 0 | 1.03 | GGT | -1 | 0.22665 | 76 | 76 |  |  | -1.3105 | 76 | -0.22665 | -17.225 |  |  |  |  | 0 | 0
1701 | MOSES_1G | 1 | North | YES | -0.017665 | 558 | 175 | 558 | 0 | 1.023 | LIGCO | -1 | 0.22707 | 0 | 558 |  |  | 0 | 0 | -0.22707 | 0 |  |  |  |  | 0 | 0
1702 | MOSES_2G | 2 | North | YES | -0.017665 | 579 | 175 | 579 | 0 | 1.023 | LIGCO | -1 | 0.22707 | 0 | 579 |  |  | 0 | 0 | -0.22707 | 0 |  |  |  |  | 0 | 0
1703 | MOSES_3G | 3 | North | YES | -0.017665 | 808 | 463 | 808 | 0 | 1.023 | LIGCO | -1 | 0.22707 | 0 | 808 |  |  | 0 | 0 | -0.22707 | 0 |  |  |  |  | 0 | 0
5925 | DCEAST | EQ | North | YES | -0.017665 | 400.3 | -600 | 600 | 0 | 1.025 | DCTie | -1 | 0.22707 | 0 | 0 |  |  | 0 | 0 | -0.22707 | 0 |  |  |  |  | 0 | 0
1675 | PEC_1G | 1 | North | YES | -0.017866 | 76.7 | 35 | 76.7 | 0 | 1.022 | Cogen | -1 | 0.22727 | 0 | 0 |  |  | 0 | 0 | -0.22727 | 0 |  |  |  |  | 0 | 0
1676 | PEC_2G | 2 | North | YES | -0.017866 | 79.6 | 35 | 79.6 | 0 | 1.022 | Cogen | -1 | 0.22727 | 0 | 0 |  |  | 0 | 0 | -0.22727 | 0 |  |  |  |  | 0 | 0
1677 | PEC_3G | 3 | North | YES | -0.017866 | 88.4 | 35 | 88.4 | 0 | 1.022 | Cogen | -1 | 0.22727 | 0 | 0 |  |  | 0 | 0 | -0.22727 | 0 |  |  |  |  | 0 | 0
1683 | LAMARPWR_6G | 6 | North | YES | -0.017887 | 198 | 129.1 | 198 | 0 | 1.038 | CC | -1 | 0.22729 | 198 | 198 |  |  | -3.5416 | 198 | -0.22729 | -45.0031 |  |  |  |  | 0 | 0
1680 | LAMARPWR_3G | 3 | North | YES | -0.017887 | 196 | 129.1 | 196 | 0 | 1.038 | CC | -1 | 0.22729 | 196 | 196 |  |  | -3.5059 | 196 | -0.22729 | -44.5485 |  |  |  |  | 0 | 0
1678 | LAMARPWR_1G | 1 | North | YES | -0.017887 | 160 | 67.7 | 160 | 0 | 1.038 | CC | -1 | 0.22729 | 160 | 160 |  |  | -2.8619 | 160 | -0.22729 | -36.3661 |  |  |  |  | 0 | 0
1682 | LAMARPWR_5G | 5 | North | YES | -0.017887 | 157 | 67.7 | 157 | 0 | 1.038 | CC | -1 | 0.22729 | 157 | 157 |  |  | -2.8083 | 157 | -0.22729 | -35.6843 |  |  |  |  | 0 | 0
1679 | LAMARPWR_2G | 2 | North | YES | -0.017887 | 156 | 67.7 | 156 | 0 | 1.038 | CC | -1 | 0.22729 | 156 | 156 |  |  | -2.7904 | 156 | -0.22729 | -35.457 |  |  |  |  | 0 | 0
1681 | LAMARPWR_4G | 4 | North | YES | -0.017887 | 156 | 67.7 | 156 | 0 | 1.038 | CC | -1 | 0.22729 | 156 | 156 |  |  | -2.7904 | 156 | -0.22729 | -35.457 |  |  |  |  | 0 | 0
2383 | NTHLK3_G | 3 | North | YES | -0.01798 | 0 | 50 | 329 |  | 1.022 | GST | -1 | 0.22738 | 329 | 329 |  |  | -5.9154 | 329 | -0.22738 | -74.8085 |  |  |  |  | 0 | 0
2382 | NTHLK2_G | 2 | North | YES | -0.01798 | 0 | 35 | 181 |  | 1.022 | GST | -1 | 0.22738 | 181 | 181 |  |  | -3.2544 | 181 | -0.22738 | -41.156 |  |  |  |  | 0 | 0
2381 | NTHLK1_G | 1 | North | YES | -0.01798 | 0 | 35 | 156 |  | 1.022 | GST | -1 | 0.22738 | 156 | 156 |  |  | -2.8049 | 156 | -0.22738 | -35.4715 |  |  |  |  | 0 | 0
1689 | VALLEY_3G | 3 | North | YES | -0.017989 | 0 | 25 | 375 |  | 1.003 | GST | -1 | 0.22739 | 375 | 375 |  |  | -6.7459 | 375 | -0.22739 | -85.2714 |  |  |  |  | 0 | 0
11693 | KMICHIST3_G | 3 | North | YES | -0.017989 | 312 | 60 | 312 | 0 | 1.026 | CC | -1 | 0.22739 | 312 | 312 |  |  | -5.6126 | 312 | -0.22739 | -70.9458 |  |  |  |  | 0 | 0
11696 | KMICHIST6_G | 6 | North | YES | -0.017989 | 310 | 60 | 310 | 0 | 1.026 | CC | -1 | 0.22739 | 310 | 310 |  |  | -5.5766 | 310 | -0.22739 | -70.491 |  |  |  |  | 0 | 0
11695 | KMICHICT5_G | 5 | North | YES | -0.017989 | 148 | 80 | 148 | 0 | 1.026 | CC | -1 | 0.22739 | 148 | 148 |  |  | -2.6624 | 148 | -0.22739 | -33.6538 |  |  |  |  | 0 | 0
11692 | KMICHICT2_G | 2 | North | YES | -0.017989 | 146 | 80 | 146 | 0 | 1.026 | CC | -1 | 0.22739 | 146 | 146 |  |  | -2.6264 | 146 | -0.22739 | -33.199 |  |  |  |  | 0 | 0
11691 | KMICHICT1_G | 1 | North | YES | -0.017989 | 144 | 80 | 144 | 0 | 1.026 | CC | -1 | 0.22739 | 144 | 144 |  |  | -2.5904 | 144 | -0.22739 | -32.7442 |  |  |  |  | 0 | 0
11694 | KMICHICT4_G | 4 | North | YES | -0.017989 | 144 | 80 | 144 | 0 | 1.026 | CC | -1 | 0.22739 | 144 | 144 |  |  | -2.5904 | 144 | -0.22739 | -32.7442 |  |  |  |  | 0 | 0
505 | NTHTEXAS03 | 3 | North | YES | -0.018184 | 30.4 | 15 | 38 |  | 1.015 | GST | -1 | 0.22759 | 38 | 38 |  |  | -0.69099 | 38 | -0.22759 | -8.6482 |  |  |  |  | 0 | 0
503 | NTHTEXAS01 | 1 | North | YES | -0.018184 | 0 | 5 | 18 |  | 1.015 | GST | -1 | 0.22759 | 18 | 18 |  |  | -0.32731 | 18 | -0.22759 | -4.0965 |  |  |  |  | 0 | 0
504 | NTHTEXAS02 | 2 | North | YES | -0.018184 | 14.4 | 5 | 18 |  | 1.015 | GST | -1 | 0.22759 | 18 | 18 |  |  | -0.32731 | 18 | -0.22759 | -4.0965 |  |  |  |  | 0 | 0
1688 | VALLEY_2G | 2 | North | YES | -0.018453 | 527 | 90 | 527 | 0 | 1.029 | GSC | -1 | 0.22785 | 527 | 527 |  |  | -9.7247 | 527 | -0.22785 | -120.0792 |  |  |  |  | 0 | 0
1687 | VALLEY_1G | 1 | North | YES | -0.018453 | 136 | 15 | 170 | 0 | 1.029 | GST | -1 | 0.22785 | 170 | 170 |  |  | -3.137 | 170 | -0.22785 | -38.7352 |  |  |  |  | 0 | 0
6948 | DENISNDM | 1 | North | YES | -0.018781 | 40 | 5 | 40 |  | 1.015 | Hydro | -1 | 0.22818 | 0 | 0 |  |  | 0 | 0 | -0.22818 | 0 |  |  |  |  | 0 | 0
6948 | DENISNDM | 2 | North | YES | -0.018781 | 31 | 5 | 40 |  | 1.015 | Hydro | -1 | 0.22818 | 0 | 0 |  |  | 0 | 0 | -0.22818 | 0 |  |  |  |  | 0 | 0
1600 | BARTNWND_1G | 1 | North | YES | -0.018997 | 12 | 0 | 120 | 0 | 1.022 | Wind | -1 | 0.2284 | 0 | 120 |  |  | 0 | 0 | -0.2284 | 0 |  |  |  |  | 0 | 0
2371 | COLLIN_1G | MB | North | YES | -0.019056 | 0 | 40 | 138 |  | 1.022 | GST | -1 | 0.22846 | 0 | 0 |  |  | 0 | 0 | -0.22846 | 0 |  |  |  |  | 0 | 0
1861 | EAGLEMNT_1G | MB | North | YES | -0.021767 | 0 | 30 | 112 |  | 1.022 | GST | -1 | 0.23117 | 0 | 0 |  |  | 0 | 0 | -0.23117 | 0 |  |  |  |  | 0 | 0
1862 | EAGLEMNT_2G | MB | North | YES | -0.021767 | 0 | 40 | 100 |  | 1.022 | GST | -1 | 0.23117 | 0 | 0 |  |  | 0 | 0 | -0.23117 | 0 |  |  |  |  | 0 | 0
1863 | EAGLEMNT_3G | MB | North | YES | -0.021767 | 0 | 50 | 378 |  | 1.022 | GST | -1 | 0.23117 | 0 | 0 |  |  | 0 | 0 | -0.23117 | 0 |  |  |  |  | 0 | 0
1433 | GRHAMSES_1G | 1 | North | YES | -0.021777 | 242 | 60 | 242 | 0 | 1.038 | GST | -1 | 0.23118 | 242 | 242 |  |  | -5.27 | 242 | -0.23118 | -55.9452 |  |  |  |  | 0 | 0
924 | SPENCER_G5 | 1 | North | YES | -0.024729 | 52 | 20 | 66 | 0 | 1.03 | GST | -1 | 0.23413 | 66 | 66 |  |  | -1.6321 | 66 | -0.23413 | -15.4526 |  |  |  |  | 0 | 0
923 | SPENCER_G4 | 1 | North | YES | -0.024729 | 48 | 20 | 61 | 0 | 1.03 | GST | -1 | 0.23413 | 61 | 61 |  |  | -1.5085 | 61 | -0.23413 | -14.282 |  |  |  |  | 0 | 0
71051 | L_BITTCR1_1N | W1 | West | YES | 0.22129 | 7.5 | 0 | 37.5 |  | 1.02 | Wind | 1 | 0.23728 | 0 | 37.5 | 8.2982 | 37.5 |  |  | 0.23728 | 8.8981 |  |  |  |  | 0 | 0
71061 | L_SWEETW1_5N | W1 | West | YES | 0.22129 | 16.1 | 0 | 80.5 | 0 | 1.02 | Wind | 1 | 0.23728 | 0 | 80.5 | 17.8135 | 80.5 |  |  | 0.23728 | 19.1013 |  |  |  |  | 0 | 0
71060 | L_SWEETW1_4N | W1 | West | YES | 0.22129 | 21 | 0 | 105 | 0 | 1.02 | Wind | 1 | 0.23728 | 0 | 105 | 23.235 | 105 |  |  | 0.23728 | 24.9148 |  |  |  |  | 0 | 0
71054 | L_SWEETW1_1N | W1 | West | YES | 0.22129 | 21.5 | 0 | 107.5 |  | 1.02 | Wind | 1 | 0.23728 | 0 | 107.5 | 23.7882 | 107.5 |  |  | 0.23728 | 25.508 |  |  |  |  | 0 | 0
71059 | L_SWEETW1_3N | W1 | West | YES | 0.22129 | 23.8 | 0 | 119 | 0 | 1.02 | Wind | 1 | 0.23728 | 0 | 119 | 26.333 | 119 |  |  | 0.23728 | 28.2367 |  |  |  |  | 0 | 0
71057 | L_SWEETW1_2N | W1 | West | YES | 0.22129 | 27 | 0 | 135 |  | 1.02 | Wind | 1 | 0.23728 | 0 | 135 | 29.8736 | 135 |  |  | 0.23728 | 32.0333 |  |  |  |  | 0 | 0
580 | JCKCNTY801 | 1 | North | YES | -0.029552 | 288 | 0 | 288 | 0 | 1.022 | CC | -1 | 0.23895 | 288 | 288 |  |  | -8.511 | 288 | -0.23895 | -68.8186 |  |  |  |  | 0 | 0
581 | JCKCNTY802 | 2 | North | YES | -0.029552 | 147 | 0 | 147 | 0 | 1.022 | CC | -1 | 0.23895 | 147 | 147 |  |  | -4.3441 | 147 | -0.23895 | -35.1261 |  |  |  |  | 0 | 0
582 | JCKCNTY803 | 3 | North | YES | -0.029552 | 147 | 0 | 147 | 0 | 1.022 | CC | -1 | 0.23895 | 147 | 147 |  |  | -4.3441 | 147 | -0.23895 | -35.1261 |  |  |  |  | 0 | 0
728 | WOLFRIDGE801 | 1 | North | YES | -0.032521 | 11.2 | 0 | 112.5 | 0 | 0.99 | Wind | -1 | 0.24192 | 0 | 112.5 |  |  | 0 | 0 | -0.24192 | 0 |  |  |  |  | 0 | 0
60072 | HHOLLOW41A | 1 | West | YES | 0.23221 | 23 | 0 | 115 | 0 | 1.025 | Wind | 1 | 0.24821 | 0 | 115 | 26.7043 | 115 |  |  | 0.24821 | 28.544 |  |  |  |  | 0 | 0
60058 | BUFF_GAP1A | 1 | West | YES | 0.23221 | 24 | 0 | 120 |  | 1 | Wind | 1 | 0.24821 | 0 | 120 | 27.8653 | 120 |  |  | 0.24821 | 29.785 |  |  |  |  | 0 | 0
60063 | BUFF_GAP1B | 1 | West | YES | 0.23221 | 34 | 0 | 170.2 | 0 | 1.02 | Wind | 1 | 0.24821 | 0 | 170.2 | 39.5223 | 170.2 |  |  | 0.24821 | 42.2451 |  |  |  |  | 0 | 0
60068 | HHOLLOW21A | 1 | West | YES | 0.23221 | 36.8 | 0 | 184 | 0 | 1.025 | Wind | 1 | 0.24821 | 0 | 184 | 42.7268 | 184 |  |  | 0.24821 | 45.6704 |  |  |  |  | 0 | 0
60066 | H_HOLLOW1A | 1 | West | YES | 0.23221 | 44.4 | 0 | 222 | 0 | 1.005 | Wind | 1 | 0.24821 | 0 | 222 | 51.5508 | 222 |  |  | 0.24821 | 55.1023 |  |  |  |  | 0 | 0
60070 | HHOLLOW31A | 1 | West | YES | 0.23221 | 44.8 | 0 | 224 | 0 | 1.025 | Wind | 1 | 0.24821 | 0 | 224 | 52.0153 | 224 |  |  | 0.24821 | 55.5987 |  |  |  |  | 0 | 0
60060 | CIRELLO | 1 | West | YES | 0.23221 | 46.6 | 0 | 233 | 0 | 1 | Wind | 1 | 0.24821 | 0 | 233 | 54.1052 | 233 |  |  | 0.24821 | 57.8326 |  |  |  |  | 0 | 0
1455 | WCPWRCO_3G | 3 | North | YES | -0.039091 | 242 | 50 | 242 |  | 1.02 | CC | -1 | 0.24849 | 242 | 242 |  |  | -9.46 | 242 | -0.24849 | -60.1351 |  |  |  |  | 0 | 0
1453 | WCPWRCO_1G | 1 | North | YES | -0.039091 | 204 | 50 | 204 | 0 | 1.02 | CC | -1 | 0.24849 | 204 | 204 |  |  | -7.9746 | 204 | -0.24849 | -50.6924 |  |  |  |  | 0 | 0
1454 | WCPWRCO_2G | 2 | North | YES | -0.039091 | 204 | 50 | 204 | 0 | 1.02 | CC | -1 | 0.24849 | 204 | 204 |  |  | -7.9746 | 204 | -0.24849 | -50.6924 |  |  |  |  | 0 | 0
1432 | GRHAMSES_2G | 2 | North | YES | -0.040059 | 294.9 | 90 | 366 | 0 | 1.014 | GST | -1 | 0.24946 | 366 | 366 |  |  | -14.6616 | 366 | -0.24946 | -91.3025 |  |  |  |  | 0 | 0
1437 | MESQUITW_1G | 1 | North | YES | -0.040059 | 40 | 0 | 400 | 0 | 1.023 | Wind | -1 | 0.24946 | 0 | 400 |  |  | 0 | 0 | -0.24946 | 0 |  |  |  |  | 0 | 0
1438 | MESQUITW_2G | 1 | North | YES | -0.040059 | 23.6 | 0 | 236 |  | 1.017 | Wind | -1 | 0.24946 | 0 | 236 |  |  | 0 | 0 | -0.24946 | 0 |  |  |  |  | 0 | 0
1442 | COKFIELD_5 | 1 | North | YES | -0.040059 | 16.5 | 0 | 165 |  | 1.029 | Wind | -1 | 0.24946 | 0 | 165 |  |  | 0 | 0 | -0.24946 | 0 |  |  |  |  | 0 | 0
60081 | WHRLWIND1A | 1 | West | YES | 0.24565 | 12 | 0 | 60 | 0 | 1.03 | Wind | 1 | 0.26165 | 0 | 60 | 14.7392 | 60 |  |  | 0.26165 | 15.6991 |  |  |  |  | 0 | 0
1479 | WFCOGEN_1G | 1 | North | YES | -0.10505 | 16 | 12 | 20 | 0 | 1 | Cogen | -1 | 0.31445 | 0 | 0 |  |  | 0 | 0 | -0.31445 | 0 |  |  |  |  | 0 | 0
1479 | WFCOGEN_1G | 2 | North | YES | -0.10505 | 16 | 12 | 20 | 0 | 1 | Cogen | -1 | 0.31445 | 0 | 0 |  |  | 0 | 0 | -0.31445 | 0 |  |  |  |  | 0 | 0
1482 | WFCOGEN_2G | 2 | North | YES | -0.10505 | 13.6 | 12 | 17 | 0 | 1 | Cogen | -1 | 0.31445 | 0 | 0 |  |  | 0 | 0 | -0.31445 | 0 |  |  |  |  | 0 | 0
1482 | WFCOGEN_2G | 1 | North | YES | -0.10505 | 16 | 12 | 20 | 0 | 1 | Cogen | -1 | 0.31445 | 0 | 0 |  |  | 0 | 0 | -0.31445 | 0 |  |  |  |  | 0 | 0
6100 | OKLA7A | EQ | West | YES | 0.63471 | 50 | -220 | 220 | 0 | 1.035 | DCTie | 1 | 0.6507 | 0 | 0 | 0 | 0 |  |  | 0.6507 | 0 |  |  |  |  | 0 | 0
6752 | OKLA0A | 1 | West | YES | 0.63471 | 649.7 | 175 | 649.7 | 0 | 1.035 | LIGCO | 1 | 0.6507 | 0 | 649.7 | 412.3691 | 649.7 |  |  | 0.6507 | 422.7628 |  |  |  |  | 0 | 0
[26 empty] | 0 | 0
[26 empty] | 0 | 0
[26 empty] | 0 | 0
[26 empty] | 0 | 0
[26 empty] | 0 | 0
[26 empty] | 0 | 0
[26 empty] | 0 | 0
[26 empty] | 0 | 0
[26 empty] | 0 | 0
[26 empty] | 0 | 0
[26 empty] | 0 | 0
[26 empty] | 0 | 0
[26 empty] | 0 | 0
[26 empty] | 0 | 0
[26 empty] | 0 | 0
[26 empty] | 0 | 0
[26 empty] | 0 | 0
[26 empty] | 0 | 0
[26 empty] | 0 | 0
[26 empty] | 0 | 0
[26 empty] | 0 | 0
[26 empty] | 0 | 0
[26 empty] | 0 | 0
[26 empty] | 0 | 0
[26 empty] | 0 | 0
[26 empty] | 0 | 0
[26 empty] | 0 | 0
[26 empty] | 0 | 0
[26 empty] | 0 | 0
[26 empty] | 0 | 0
[26 empty] | 0 | 0
[26 empty] | 0 | 0
[26 empty] | 0 | 0
[26 empty] | 0 | 0
[26 empty] | 0 | 0
[26 empty] | 0 | 0
[26 empty] | 0 | 0
[26 empty] | 0 | 0
[26 empty] | 0 | 0
[26 empty] | 0 | 0
[26 empty] | 0 | 0
[26 empty] | 0 | 0
[26 empty] | 0 | 0
[26 empty] | 0 | 0
[26 empty] | 0 | 0
[26 empty] | 0 | 0
[26 empty] | 0 | 0
[26 empty] | 0 | 0
[26 empty] | 0 | 0
[26 empty] | 0 | 0
[26 empty] | 0 | 0
[26 empty] | 0 | 0
[26 empty] | 0 | 0
[26 empty] | 0 | 0
[26 empty] | 0 | 0
[26 empty] | 0 | 0
[26 empty] | 0 | 0
[26 empty] | 0 | 0
[26 empty] | 0 | 0
[26 empty] | 0 | 0
[26 empty] | 0 | 0
[26 empty] | 0 | 0
[26 empty] | 0 | 0
[26 empty] | 0 | 0
[26 empty] | 0 | 0
[26 empty] | 0 | 0
[26 empty] | 0 | 0
[26 empty] | 0 | 0
[26 empty] | 0 | 0
[26 empty] | 0 | 0
[26 empty] | 0 | 0
[26 empty] | 0 | 0
[26 empty] | 0 | 0
[26 empty] | 0 | 0
[26 empty] | 0 | 0
[26 empty] | 0 | 0
[26 empty] | 0 | 0
[26 empty] | 0 | 0
[26 empty] | 0 | 0
[26 empty] | 0 | 0
[26 empty] | 0 | 0
[26 empty] | 0 | 0
[26 empty] | 0 | 0
[26 empty] | 0 | 0
[26 empty] | 0 | 0
[26 empty] | 0 | 0
[26 empty] | 0 | 0
[26 empty] | 0 | 0
[26 empty] | 0 | 0
[26 empty] | 0 | 0
[26 empty] | 0 | 0
[26 empty] | 0 | 0
[26 empty] | 0 | 0
[26 empty] | 0 | 0
[26 empty] | 0 | 0
[26 empty] | 0 | 0
[26 empty] | 0 | 0
[26 empty] | 0 | 0
[26 empty] | 0 | 0
[26 empty] | 0 | 0
[26 empty] | 0 | 0
[26 empty] | 0 | 0
[26 empty] | 0 | 0
[26 empty] | 0 | 0
[26 empty] | 0 | 0
[26 empty] | 0 | 0
[26 empty] | 0 | 0
[26 empty] | 0 | 0
[26 empty] | 0 | 0
[26 empty] | 0 | 0
[26 empty] | 0 | 0
[26 empty] | 0 | 0
[26 empty] | 0 | 0
[26 empty] | 0 | 0
[26 empty] | 0 | 0
[26 empty] | 0 | 0
[26 empty] | 0 | 0
[26 empty] | 0 | 0
[26 empty] | 0 | 0
[26 empty] | 0 | 0
[26 empty] | 0 | 0
[26 empty] | 0 | 0
[26 empty] | 0 | 0
[26 empty] | 0 | 0
[26 empty] | 0 | 0
[26 empty] | 0 | 0
[26 empty] | 0 | 0
[26 empty] | 0 | 0
[26 empty] | 0 | 0
[26 empty] | 0 | 0
[26 empty] | 0 | 0
[26 empty] | 0 | 0
[26 empty] | 0 | 0
[26 empty] | 0 | 0
[26 empty] | 0 | 0
[26 empty] | 0 | 0
[26 empty] | 0 | 0
[26 empty] | 0 | 0
[26 empty] | 0 | 0
[26 empty] | 0 | 0
[26 empty] | 0 | 0
[26 empty] | 0 | 0
[26 empty] | 0 | 0
[26 empty] | 0 | 0
[26 empty] | 0 | 0
[26 empty] | 0 | 0
[26 empty] | 0 | 0
[26 empty] | 0 | 0
[26 empty] | 0 | 0
[26 empty] | 0 | 0
[26 empty] | 0 | 0
[26 empty] | 0 | 0
[26 empty] | 0 | 0
[26 empty] | 0 | 0
[26 empty] | 0 | 0
[26 empty] | 0 | 0
[26 empty] | 0 | 0
[26 empty] | 0 | 0
[26 empty] | 0 | 0
[26 empty] | 0 | 0
[26 empty] | 0 | 0
[26 empty] | 0 | 0
[26 empty] | 0 | 0
[26 empty] | 0 | 0
[26 empty] | 0 | 0
[26 empty] | 0 | 0
[26 empty] | 0 | 0
[26 empty] | 0 | 0
[26 empty] | 0 | 0
[26 empty] | 0 | 0
[26 empty] | 0 | 0
[26 empty] | 0 | 0
[26 empty] | 0 | 0
[26 empty] | 0 | 0
[26 empty] | 0 | 0
[26 empty] | 0 | 0
[26 empty] | 0 | 0
[26 empty] | 0 | 0
[26 empty] | 0 | 0
[26 empty] | 0 | 0
[26 empty] | 0 | 0
[26 empty] | 0 | 0
[26 empty] | 0 | 0
[26 empty] | 0 | 0
[26 empty] | 0 | 0
[26 empty] | 0 | 0
[26 empty] | 0 | 0
[26 empty] | 0 | 0
[26 empty] | 0 | 0
[26 empty] | 0 | 0
[26 empty] | 0 | 0
[26 empty] | 0 | 0
[26 empty] | 0 | 0
[26 empty] | 0 | 0
[26 empty] | 0 | 0
[26 empty] | 0 | 0
[26 empty] | 0 | 0
[26 empty] | 0 | 0
[26 empty] | 0 | 0
[26 empty] | 0 | 0
[26 empty] | 0 | 0
[26 empty] | 0 | 0
[26 empty] | 0 | 0
[26 empty] | 0 | 0
[26 empty] | 0 | 0
[26 empty] | 0 | 0
[26 empty] | 0 | 0
[26 empty] | 0 | 0
[26 empty] | 0 | 0
[26 empty] | 0 | 0
[26 empty] | 0 | 0
[26 empty] | 0 | 0
[26 empty] | 0 | 0
[26 empty] | 0 | 0
[26 empty] | 0 | 0
[26 empty] | 0 | 0
[26 empty] | 0 | 0
[26 empty] | 0 | 0
[26 empty] | 0 | 0
[26 empty] | 0 | 0
[26 empty] | 0 | 0
[26 empty] | 0 | 0
[26 empty] | 0 | 0
[26 empty] | 0 | 0
[26 empty] | 0 | 0
[26 empty] | 0 | 0
[26 empty] | 0 | 0
[26 empty] | 0 | 0
[26 empty] | 0 | 0
[26 empty] | 0 | 0
[26 empty] | 0 | 0
[26 empty] | 0 | 0
[26 empty] | 0 | 0
[26 empty] | 0 | 0
[26 empty] | 0 | 0
[26 empty] | 0 | 0
[26 empty] | 0 | 0
[26 empty] | 0 | 0
[26 empty] | 0 | 0
[26 empty] | 0 | 0
[26 empty] | 0 | 0
[26 empty] | 0 | 0
[26 empty] | 0 | 0
[26 empty] | 0 | 0
[26 empty] | 0 | 0
[26 empty] | 0 | 0
[26 empty] | 0 | 0
[26 empty] | 0 | 0
[26 empty] | 0 | 0
[26 empty] | 0 | 0
[26 empty] | 0 | 0
[26 empty] | 0 | 0
[26 empty] | 0 | 0
[26 empty] | 0 | 0
[26 empty] | 0 | 0
[26 empty] | 0 | 0
[26 empty] | 0 | 0
[26 empty] | 0 | 0
[26 empty] | 0 | 0
[26 empty] | 0 | 0
[26 empty] | 0 | 0
[26 empty] | 0 | 0
[26 empty] | 0 | 0
[26 empty] | 0 | 0
[26 empty] | 0 | 0
[26 empty] | 0 | 0
[26 empty] | 0 | 0
[26 empty] | 0 | 0
[26 empty] | 0 | 0
[26 empty] | 0 | 0
[26 empty] | 0 | 0
[26 empty] | 0 | 0
[26 empty] | 0 | 0
[26 empty] | 0 | 0
[26 empty] | 0 | 0
[26 empty] | 0 | 0
[26 empty] | 0 | 0
[26 empty] | 0 | 0
[26 empty] | 0 | 0
[26 empty] | 0 | 0
[26 empty] | 0 | 0
[26 empty] | 0 | 0
[26 empty] | 0 | 0
[26 empty] | 0 | 0
[26 empty] | 0 | 0
[26 empty] | 0 | 0
[26 empty] | 0 | 0
[26 empty] | 0 | 0
[26 empty] | 0 | 0
[26 empty] | 0 | 0
[26 empty] | 0 | 0
[26 empty] | 0 | 0
[26 empty] | 0 | 0
[26 empty] | 0 | 0
[26 empty] | 0 | 0
[26 empty] | 0 | 0
[26 empty] | 0 | 0
[26 empty] | 0 | 0
[26 empty] | 0 | 0
[26 empty] | 0 | 0
[26 empty] | 0 | 0
[26 empty] | 0 | 0
[26 empty] | 0 | 0
[26 empty] | 0 | 0
[26 empty] | 0 | 0
[26 empty] | 0 | 0
[26 empty] | 0 | 0
[26 empty] | 0 | 0
[26 empty] | 0 | 0
[26 empty] | 0 | 0
[26 empty] | 0 | 0
[26 empty] | 0 | 0
[26 empty] | 0 | 0
[26 empty] | 0 | 0
[26 empty] | 0 | 0
[26 empty] | 0 | 0
[26 empty] | 0 | 0
[26 empty] | 0 | 0
[26 empty] | 0 | 0
[26 empty] | 0 | 0
[26 empty] | 0 | 0
[26 empty] | 0 | 0
[26 empty] | 0 | 0
[26 empty] | 0 | 0
[26 empty] | 0 | 0
[26 empty] | 0 | 0
[26 empty] | 0 | 0
[26 empty] | 0 | 0
[26 empty] | 0 | 0
[26 empty] | 0 | 0
[26 empty] | 0 | 0
[26 empty] | 0 | 0
[26 empty] | 0 | 0
[26 empty] | 0 | 0
[26 empty] | 0 | 0
[26 empty] | 0 | 0
[26 empty] | 0 | 0
[26 empty] | 0 | 0
[26 empty] | 0 | 0
[26 empty] | 0 | 0
[26 empty] | 0 | 0
[26 empty] | 0 | 0
[26 empty] | 0 | 0
[26 empty] | 0 | 0
[26 empty] | 0 | 0
[26 empty] | 0 | 0
[26 empty] | 0 | 0
[26 empty] | 0 | 0
[26 empty] | 0 | 0
[26 empty] | 0 | 0
[26 empty] | 0 | 0
[26 empty] | 0 | 0
[26 empty] | 0 | 0
[26 empty] | 0 | 0
[26 empty] | 0 | 0
[26 empty] | 0 | 0
[26 empty] | 0 | 0
[26 empty] | 0 | 0
[26 empty] | 0 | 0
[26 empty] | 0 | 0
[26 empty] | 0 | 0
[26 empty] | 0 | 0
[26 empty] | 0 | 0
[26 empty] | 0 | 0
[26 empty] | 0 | 0
[26 empty] | 0 | 0
[26 empty] | 0 | 0
[26 empty] | 0 | 0
[26 empty] | 0 | 0
[26 empty] | 0 | 0
[26 empty] | 0 | 0
[26 empty] | 0 | 0
[26 empty] | 0 | 0
[26 empty] | 0 | 0
[26 empty] | 0 | 0
[26 empty] | 0 | 0
[26 empty] | 0 | 0
[26 empty] | 0 | 0
[26 empty] | 0 | 0
[26 empty] | 0 | 0
[26 empty] | 0 | 0
[26 empty] | 0 | 0
[26 empty] | 0 | 0
[26 empty] | 0 | 0
[26 empty] | 0 | 0
[26 empty] | 0 | 0
[26 empty] | 0 | 0
[26 empty] | 0 | 0
[26 empty] | 0 | 0
[26 empty] | 0 | 0
[26 empty] | 0 | 0
[26 empty] | 0 | 0
[26 empty] | 0 | 0
[26 empty] | 0 | 0
[26 empty] | 0 | 0
[26 empty] | 0 | 0
[26 empty] | 0 | 0
[26 empty] | 0 | 0
[26 empty] | 0 | 0
[26 empty] | 0 | 0
[26 empty] | 0 | 0
[26 empty] | 0 | 0
[26 empty] | 0 | 0
[26 empty] | 0 | 0
[26 empty] | 0 | 0
[26 empty] | 0 | 0
[26 empty] | 0 | 0
[26 empty] | 0 | 0
[26 empty] | 0 | 0
[26 empty] | 0 | 0
[26 empty] | 0 | 0
[26 empty] | 0 | 0
[26 empty] | 0 | 0
[26 empty] | 0 | 0
[26 empty] | 0 | 0
[26 empty] | 0 | 0
[26 empty] | 0 | 0
[26 empty] | 0 | 0
[26 empty] | 0 | 0
[26 empty] | 0 | 0
[26 empty] | 0 | 0
[26 empty] | 0 | 0
[26 empty] | 0 | 0
[26 empty] | 0 | 0
[26 empty] | 0 | 0
[26 empty] | 0 | 0
[26 empty] | 0 | 0
[26 empty] | 0 | 0
[26 empty] | 0 | 0
[26 empty] | 0 | 0
[26 empty] | 0 | 0
[26 empty] | 0 | 0
[26 empty] | 0 | 0
[26 empty] | 0 | 0
[26 empty] | 0 | 0
[26 empty] | 0 | 0
[26 empty] | 0 | 0
[26 empty] | 0 | 0
[26 empty] | 0 | 0
[26 empty] | 0 | 0
[26 empty] | 0 | 0
[26 empty] | 0 | 0
[26 empty] | 0 | 0
[26 empty] | 0 | 0
[26 empty] | 0 | 0
[26 empty] | 0 | 0
[26 empty] | 0 | 0
[26 empty] | 0 | 0
[26 empty] | 0 | 0
[26 empty] | 0 | 0
[26 empty] | 0 | 0
[26 empty] | 0 | 0
[26 empty] | 0 | 0
[26 empty] | 0 | 0
[26 empty] | 0 | 0
[26 empty] | 0 | 0
[26 empty] | 0 | 0
[26 empty] | 0 | 0
[26 empty] | 0 | 0
[26 empty] | 0 | 0
[26 empty] | 0 | 0
[26 empty] | 0 | 0
[26 empty] | 0 | 0
[26 empty] | 0 | 0
[26 empty] | 0 | 0
[26 empty] | 0 | 0
[26 empty] | 0 | 0
[26 empty] | 0 | 0
[26 empty] | 0 | 0
[26 empty] | 0 | 0
[26 empty] | 0 | 0
[26 empty] | 0 | 0
[26 empty] | 0 | 0
[26 empty] | 0 | 0
[26 empty] | 0 | 0
[26 empty] | 0 | 0
[26 empty] | 0 | 0
[26 empty] | 0 | 0
[26 empty] | 0 | 0
[26 empty] | 0 | 0
[26 empty] | 0 | 0
[26 empty] | 0 | 0
[26 empty] | 0 | 0
[26 empty] | 0 | 0
[26 empty] | 0 | 0
[26 empty] | 0 | 0
[26 empty] | 0 | 0
[26 empty] | 0 | 0
[26 empty] | 0 | 0
[26 empty] | 0 | 0
[26 empty] | 0 | 0
[26 empty] | 0 | 0
[26 empty] | 0 | 0
[26 empty] | 0 | 0
[26 empty] | 0 | 0
[26 empty] | 0 | 0
[26 empty] | 0 | 0
[26 empty] | 0 | 0
[26 empty] | 0 | 0
[26 empty] | 0 | 0
[26 empty] | 0 | 0
[26 empty] | 0 | 0
[26 empty] | 0 | 0
[26 empty] | 0 | 0
[26 empty] | 0 | 0
[26 empty] | 0 | 0
[26 empty] | 0 | 0
[26 empty] | 0 | 0
[26 empty] | 0 | 0
[26 empty] | 0 | 0
[26 empty] | 0 | 0
[26 empty] | 0 | 0
[26 empty] | 0 | 0
[26 empty] | 0 | 0
[26 empty] | 0 | 0
[26 empty] | 0 | 0
[26 empty] | 0 | 0
[26 empty] | 0 | 0
[26 empty] | 0 | 0
[26 empty] | 0 | 0
[26 empty] | 0 | 0
[26 empty] | 0 | 0
[26 empty] | 0 | 0
[26 empty] | 0 | 0
[26 empty] | 0 | 0
[26 empty] | 0 | 0
[26 empty] | 0 | 0
[26 empty] | 0 | 0
[26 empty] | 0 | 0
[26 empty] | 0 | 0
[26 empty] | 0 | 0
[26 empty] | 0 | 0
[26 empty] | 0 | 0
[26 empty] | 0 | 0
[26 empty] | 0 | 0
[26 empty] | 0 | 0
[26 empty] | 0 | 0
[26 empty] | 0 | 0
[26 empty] | 0 | 0
[26 empty] | 0 | 0
[26 empty] | 0 | 0
[26 empty] | 0 | 0
[26 empty] | 0 | 0
[26 empty] | 0 | 0
[26 empty] | 0 | 0
[26 empty] | 0 | 0
[26 empty] | 0 | 0
[26 empty] | 0 | 0
[26 empty] | 0 | 0
[26 empty] | 0 | 0
[26 empty] | 0 | 0
[26 empty] | 0 | 0
[26 empty] | 0 | 0
[26 empty] | 0 | 0
[26 empty] | 0 | 0
[26 empty] | 0 | 0
[26 empty] | 0 | 0
[26 empty] | 0 | 0
[26 empty] | 0 | 0
[26 empty] | 0 | 0
[26 empty] | 0 | 0
[26 empty] | 0 | 0
[26 empty] | 0 | 0
[26 empty] | 0 | 0
[26 empty] | 0 | 0
[26 empty] | 0 | 0
[26 empty] | 0 | 0
[26 empty] | 0 | 0
[26 empty] | 0 | 0
[26 empty] | 0 | 0
[26 empty] | 0 | 0
[26 empty] | 0 | 0
[26 empty] | 0 | 0
[26 empty] | 0 | 0
[26 empty] | 0 | 0
[26 empty] | 0 | 0
[26 empty] | 0 | 0
[26 empty] | 0 | 0
[26 empty] | 0 | 0
[26 empty] | 0 | 0
[26 empty] | 0 | 0
[26 empty] | 0 | 0
[26 empty] | 0 | 0
[26 empty] | 0 | 0
[26 empty] | 0 | 0
[26 empty] | 0 | 0
[26 empty] | 0 | 0
[26 empty] | 0 | 0
[26 empty] | 0 | 0
[26 empty] | 0 | 0
[26 empty] | 0 | 0
[26 empty] | 0 | 0
[26 empty] | 0 | 0
[26 empty] | 0 | 0
[26 empty] | 0 | 0
[26 empty] | 0 | 0
[26 empty] | 0 | 0
[26 empty] | 0 | 0
[26 empty] | 0 | 0
[26 empty] | 0 | 0
[26 empty] | 0 | 0
[26 empty] | 0 | 0
[26 empty] | 0 | 0
[26 empty] | 0 | 0
[26 empty] | 0 | 0
[26 empty] | 0 | 0
[26 empty] | 0 | 0
[26 empty] | 0 | 0
[26 empty] | 0 | 0
[26 empty] | 0 | 0
[26 empty] | 0 | 0
[26 empty] | 0 | 0
[26 empty] | 0 | 0
[26 empty] | 0 | 0
[26 empty] | 0 | 0
[26 empty] | 0 | 0
[26 empty] | 0 | 0
[26 empty] | 0 | 0
[26 empty] | 0 | 0
[26 empty] | 0 | 0
[26 empty] | 0 | 0
[26 empty] | 0 | 0
[26 empty] | 0 | 0
[26 empty] | 0 | 0
[26 empty] | 0 | 0
[26 empty] | 0 | 0
[26 empty] | 0 | 0
[26 empty] | 0 | 0
[26 empty] | 0 | 0
[26 empty] | 0 | 0
[26 empty] | 0 | 0
[26 empty] | 0 | 0
[26 empty] | 0 | 0
[26 empty] | 0 | 0
[26 empty] | 0 | 0
[26 empty] | 0 | 0
[26 empty] | 0 | 0
[26 empty] | 0 | 0
[26 empty] | 0 | 0
[26 empty] | 0 | 0
[26 empty] | 0 | 0
[26 empty] | 0 | 0
[26 empty] | 0 | 0
[26 empty] | 0 | 0
[26 empty] | 0 | 0
[26 empty] | 0 | 0
[26 empty] | 0 | 0
[26 empty] | 0 | 0
[26 empty] | 0 | 0
[26 empty] | 0 | 0
[26 empty] | 0 | 0
[26 empty] | 0 | 0
[26 empty] | 0 | 0
[26 empty] | 0 | 0
[26 empty] | 0 | 0
[26 empty] | 0 | 0
[26 empty] | 0 | 0
[26 empty] | 0 | 0
[26 empty] | 0 | 0
[26 empty] | 0 | 0
[26 empty] | 0 | 0
[26 empty] | 0 | 0
[26 empty] | 0 | 0
[26 empty] | 0 | 0
[26 empty] | 0 | 0
[26 empty] | 0 | 0
[26 empty] | 0 | 0
[26 empty] | 0 | 0
[26 empty] | 0 | 0
[26 empty] | 0 | 0
[26 empty] | 0 | 0
[26 empty] | 0 | 0
[26 empty] | 0 | 0
[26 empty] | 0 | 0
[26 empty] | 0 | 0
[26 empty] | 0 | 0
[26 empty] | 0 | 0
[26 empty] | 0 | 0
[26 empty] | 0 | 0
[26 empty] | 0 | 0
[26 empty] | 0 | 0
[26 empty] | 0 | 0
[26 empty] | 0 | 0
[26 empty] | 0 | 0
[26 empty] | 0 | 0
[26 empty] | 0 | 0
[26 empty] | 0 | 0
[26 empty] | 0 | 0
[26 empty] | 0 | 0
[26 empty] | 0 | 0
[26 empty] | 0 | 0
[26 empty] | 0 | 0
[26 empty] | 0 | 0
[26 empty] | 0 | 0
[26 empty] | 0 | 0
[26 empty] | 0 | 0
[26 empty] | 0 | 0
[26 empty] | 0 | 0
[26 empty] | 0 | 0
[26 empty] | 0 | 0
[26 empty] | 0 | 0
[26 empty] | 0 | 0
[26 empty] | 0 | 0
[26 empty] | 0 | 0
[26 empty] | 0 | 0
[26 empty] | 0 | 0
[26 empty] | 0 | 0
[26 empty] | 0 | 0
[26 empty] | 0 | 0
[26 empty] | 0 | 0
[26 empty] | 0 | 0
[26 empty] | 0 | 0
[26 empty] | 0 | 0
[26 empty] | 0 | 0
[26 empty] | 0 | 0
[26 empty] | 0 | 0
[26 empty] | 0 | 0
[26 empty] | 0 | 0
[26 empty] | 0 | 0
[26 empty] | 0 | 0
[26 empty] | 0 | 0
[26 empty] | 0 | 0
[26 empty] | 0 | 0
[26 empty] | 0 | 0
[26 empty] | 0 | 0
[26 empty] | 0 | 0
[26 empty] | 0 | 0
[26 empty] | 0 | 0
[26 empty] | 0 | 0
[26 empty] | 0 | 0
[26 empty] | 0 | 0
[26 empty] | 0 | 0
[26 empty] | 0 | 0
[26 empty] | 0 | 0
[26 empty] | 0 | 0
[26 empty] | 0 | 0
[26 empty] | 0 | 0
[26 empty] | 0 | 0
[26 empty] | 0 | 0
[26 empty] | 0 | 0
[26 empty] | 0 | 0
[26 empty] | 0 | 0
[26 empty] | 0 | 0
[26 empty] | 0 | 0
[26 empty] | 0 | 0
[26 empty] | 0 | 0
[26 empty] | 0 | 0
[26 empty] | 0 | 0
[26 empty] | 0 | 0
[26 empty] | 0 | 0
[26 empty] | 0 | 0
[26 empty] | 0 | 0
[26 empty] | 0 | 0
[26 empty] | 0 | 0
[26 empty] | 0 | 0
[26 empty] | 0 | 0
[26 empty] | 0 | 0
[26 empty] | 0 | 0
[26 empty] | 0 | 0
[26 empty] | 0 | 0
[26 empty] | 0 | 0
[26 empty] | 0 | 0
[26 empty] | 0 | 0
[26 empty] | 0 | 0
[26 empty] | 0 | 0
[26 empty] | 0 | 0
[26 empty] | 0 | 0
[26 empty] | 0 | 0
[26 empty] | 0 | 0
[26 empty] | 0 | 0
[26 empty] | 0 | 0
[26 empty] | 0 | 0
[26 empty] | 0 | 0
[26 empty] | 0 | 0
[26 empty] | 0 | 0
[26 empty] | 0 | 0
[26 empty] | 0 | 0
[26 empty] | 0 | 0
[26 empty] | 0 | 0
[26 empty] | 0 | 0
[26 empty] | 0 | 0
[26 empty] | 0 | 0
[26 empty] | 0 | 0
[26 empty] | 0 | 0
[26 empty] | 0 | 0
[26 empty] | 0 | 0
[26 empty] | 0 | 0
[26 empty] | 0 | 0
[26 empty] | 0 | 0
[26 empty] | 0 | 0
[26 empty] | 0 | 0
[26 empty] | 0 | 0
[26 empty] | 0 | 0
[26 empty] | 0 | 0
[26 empty] | 0 | 0
[26 empty] | 0 | 0
[26 empty] | 0 | 0
[26 empty] | 0 | 0
[26 empty] | 0 | 0
[26 empty] | 0 | 0
[26 empty] | 0 | 0
[26 empty] | 0 | 0
[26 empty] | 0 | 0
[26 empty] | 0 | 0
[26 empty] | 0 | 0
[26 empty] | 0 | 0
[26 empty] | 0 | 0
[26 empty] | 0 | 0
[26 empty] | 0 | 0
[26 empty] | 0 | 0
[26 empty] | 0 | 0
[26 empty] | 0 | 0
[26 empty] | 0 | 0
[26 empty] | 0 | 0
[26 empty] | 0 | 0
[26 empty] | 0 | 0
[26 empty] | 0 | 0
[26 empty] | 0 | 0
[26 empty] | 0 | 0
[26 empty] | 0 | 0
[26 empty] | 0 | 0
[26 empty] | 0 | 0
[26 empty] | 0 | 0
[26 empty] | 0 | 0
[26 empty] | 0 | 0
[26 empty] | 0 | 0
[26 empty] | 0 | 0
[26 empty] | 0 | 0
[26 empty] | 0 | 0
[26 empty] | 0 | 0
[26 empty] | 0 | 0
[26 empty] | 0 | 0
[26 empty] | 0 | 0
[26 empty] | 0 | 0
[26 empty] | 0 | 0
[26 empty] | 0 | 0
[26 empty] | 0 | 0
[26 empty] | 0 | 0
[26 empty] | 0 | 0
[26 empty] | 0 | 0
[26 empty] | 0 | 0
[26 empty] | 0 | 0
[26 empty] | 0 | 0
[26 empty] | 0 | 0
[26 empty] | 0 | 0
[26 empty] | 0 | 0
[26 empty] | 0 | 0
[26 empty] | 0 | 0
[26 empty] | 0 | 0
[26 empty] | 0 | 0
[26 empty] | 0 | 0
[26 empty] | 0 | 0
[26 empty] | 0 | 0
[26 empty] | 0 | 0
[26 empty] | 0 | 0
[26 empty] | 0 | 0
[26 empty] | 0 | 0
[26 empty] | 0 | 0
[26 empty] | 0 | 0
[26 empty] | 0 | 0
[26 empty] | 0 | 0
[26 empty] | 0 | 0
[26 empty] | 0 | 0
[26 empty] | 0 | 0
[26 empty] | 0 | 0
[26 empty] | 0 | 0
[26 empty] | 0 | 0
[26 empty] | 0 | 0
[26 empty] | 0 | 0
[26 empty] | 0 | 0
[26 empty] | 0 | 0
[26 empty] | 0 | 0
[26 empty] | 0 | 0
[26 empty] | 0 | 0
[26 empty] | 0 | 0
[26 empty] | 0 | 0
[26 empty] | 0 | 0
[26 empty] | 0 | 0
[26 empty] | 0 | 0
[26 empty] | 0 | 0
[26 empty] | 0 | 0
[26 empty] | 0 | 0
[26 empty] | 0 | 0
[26 empty] | 0 | 0
[26 empty] | 0 | 0
[26 empty] | 0 | 0
[26 empty] | 0 | 0
[26 empty] | 0 | 0
[26 empty] | 0 | 0
[26 empty] | 0 | 0
[26 empty] | 0 | 0
[26 empty] | 0 | 0
[26 empty] | 0 | 0
[26 empty] | 0 | 0
[26 empty] | 0 | 0
[26 empty] | 0 | 0
[26 empty] | 0 | 0
[26 empty] | 0 | 0
[26 empty] | 0 | 0
[26 empty] | 0 | 0
[26 empty] | 0 | 0
[26 empty] | 0 | 0
[26 empty] | 0 | 0
[26 empty] | 0 | 0
[26 empty] | 0 | 0
[26 empty] | 0 | 0
[26 empty] | 0 | 0
[26 empty] | 0 | 0
[26 empty] | 0 | 0
[26 empty] | 0 | 0
[26 empty] | 0 | 0
[26 empty] | 0 | 0
[26 empty] | 0 | 0
[26 empty] | 0 | 0
[26 empty] | 0 | 0
[26 empty] | 0 | 0
[26 empty] | 0 | 0
[26 empty] | 0 | 0
[26 empty] | 0 | 0
[26 empty] | 0 | 0
[26 empty] | 0 | 0
[26 empty] | 0 | 0
[26 empty] | 0 | 0
[26 empty] | 0 | 0
[26 empty] | 0 | 0
[26 empty] | 0 | 0
[26 empty] | 0 | 0
[26 empty] | 0 | 0
[26 empty] | 0 | 0
[26 empty] | 0 | 0
[26 empty] | 0 | 0
[26 empty] | 0 | 0
[26 empty] | 0 | 0
[26 empty] | 0 | 0
[26 empty] | 0 | 0
[26 empty] | 0 | 0
[26 empty] | 0 | 0
[26 empty] | 0 | 0
[26 empty] | 0 | 0
[26 empty] | 0 | 0
[26 empty] | 0 | 0
[26 empty] | 0 | 0
[26 empty] | 0 | 0
[26 empty] | 0 | 0
[26 empty] | 0 | 0
[26 empty] | 0 | 0
[26 empty] | 0 | 0
[26 empty] | 0 | 0
[26 empty] | 0 | 0
[26 empty] | 0 | 0
[26 empty] | 0 | 0
[26 empty] | 0 | 0
[26 empty] | 0 | 0
[26 empty] | 0 | 0
[26 empty] | 0 | 0
[26 empty] | 0 | 0
[26 empty] | 0 | 0
[26 empty] | 0 | 0
[26 empty] | 0 | 0
[26 empty] | 0 | 0
[26 empty] | 0 | 0
[26 empty] | 0 | 0
[26 empty] | 0 | 0
[26 empty] | 0 | 0
[26 empty] | 0 | 0
[26 empty] | 0 | 0
[26 empty] | 0 | 0
[26 empty] | 0 | 0
[26 empty] | 0 | 0
[26 empty] | 0 | 0
[26 empty] | 0 | 0
[26 empty] | 0 | 0
[26 empty] | 0 | 0
[26 empty] | 0 | 0
[26 empty] | 0 | 0
[26 empty] | 0 | 0
[26 empty] | 0 | 0
[26 empty] | 0 | 0
[26 empty] | 0 | 0
[26 empty] | 0 | 0
[26 empty] | 0 | 0
[26 empty] | 0 | 0
[26 empty] | 0 | 0
[26 empty] | 0 | 0
[26 empty] | 0 | 0
[26 empty] | 0 | 0
[26 empty] | 0 | 0
[26 empty] | 0 | 0
[26 empty] | 0 | 0
[26 empty] | 0 | 0
[26 empty] | 0 | 0
[26 empty] | 0 | 0
[26 empty] | 0 | 0
[26 empty] | 0 | 0
[26 empty] | 0 | 0
[26 empty] | 0 | 0
[26 empty] | 0 | 0
[26 empty] | 0 | 0
[26 empty] | 0 | 0
[26 empty] | 0 | 0
[26 empty] | 0 | 0
[26 empty] | 0 | 0
[26 empty] | 0 | 0
[26 empty] | 0 | 0
[26 empty] | 0 | 0
[26 empty] | 0 | 0
[26 empty] | 0 | 0
[26 empty] | 0 | 0
[26 empty] | 0 | 0
[26 empty] | 0 | 0
[26 empty] | 0 | 0
[26 empty] | 0 | 0
[26 empty] | 0 | 0
[26 empty] | 0 | 0
[26 empty] | 0 | 0
[26 empty] | 0 | 0
[26 empty] | 0 | 0
[26 empty] | 0 | 0
[26 empty] | 0 | 0
[26 empty] | 0 | 0
[26 empty] | 0 | 0
[26 empty] | 0 | 0
[26 empty] | 0 | 0
[26 empty] | 0 | 0
[26 empty] | 0 | 0
[26 empty] | 0 | 0
[26 empty] | 0 | 0
[26 empty] | 0 | 0
[26 empty] | 0 | 0
[26 empty] | 0 | 0
[26 empty] | 0 | 0
[26 empty] | 0 | 0
[26 empty] | 0 | 0
[26 empty] | 0 | 0
[26 empty] | 0 | 0
[26 empty] | 0 | 0
[26 empty] | 0 | 0
[26 empty] | 0 | 0
[26 empty] | 0 | 0
[26 empty] | 0 | 0
[26 empty] | 0 | 0
[26 empty] | 0 | 0
[26 empty] | 0 | 0
[26 empty] | 0 | 0
[26 empty] | 0 | 0
[26 empty] | 0 | 0
[26 empty] | 0 | 0
[26 empty] | 0 | 0
[26 empty] | 0 | 0
[26 empty] | 0 | 0
[26 empty] | 0 | 0
[26 empty] | 0 | 0
[26 empty] | 0 | 0
[26 empty] | 0 | 0
[26 empty] | 0 | 0
[26 empty] | 0 | 0
[26 empty] | 0 | 0
[26 empty] | 0 | 0
[26 empty] | 0 | 0
[26 empty] | 0 | 0
[26 empty] | 0 | 0
[26 empty] | 0 | 0
[26 empty] | 0 | 0
[26 empty] | 0 | 0
[26 empty] | 0 | 0
[26 empty] | 0 | 0
[26 empty] | 0 | 0
[26 empty] | 0 | 0
[26 empty] | 0 | 0
[26 empty] | 0 | 0
[26 empty] | 0 | 0
[26 empty] | 0 | 0
[26 empty] | 0 | 0
[26 empty] | 0 | 0
[26 empty] | 0 | 0
[26 empty] | 0 | 0
[26 empty] | 0 | 0
[26 empty] | 0 | 0
[26 empty] | 0 | 0
[26 empty] | 0 | 0
[26 empty] | 0 | 0
[26 empty] | 0 | 0
[26 empty] | 0 | 0
[26 empty] | 0 | 0
[26 empty] | 0 | 0
[26 empty] | 0 | 0
[26 empty] | 0 | 0
[26 empty] | 0 | 0
[26 empty] | 0 | 0
[26 empty] | 0 | 0
[26 empty] | 0 | 0
[26 empty] | 0 | 0
[26 empty] | 0 | 0
[26 empty] | 0 | 0
[26 empty] | 0 | 0
[26 empty] | 0 | 0
[26 empty] | 0 | 0
[26 empty] | 0 | 0
[26 empty] | 0 | 0
[26 empty] | 0 | 0
[26 empty] | 0 | 0
[26 empty] | 0 | 0
[26 empty] | 0 | 0
[26 empty] | 0 | 0
[26 empty] | 0 | 0
[26 empty] | 0 | 0
[26 empty] | 0 | 0
[26 empty] | 0 | 0
[26 empty] | 0 | 0
[26 empty] | 0 | 0
[26 empty] | 0 | 0
[26 empty] | 0 | 0
[26 empty] | 0 | 0
[26 empty] | 0 | 0
[26 empty] | 0 | 0
[26 empty] | 0 | 0
[26 empty] | 0 | 0
[26 empty] | 0 | 0
[26 empty] | 0 | 0
[26 empty] | 0 | 0
[26 empty] | 0 | 0
[26 empty] | 0 | 0
[26 empty] | 0 | 0
[26 empty] | 0 | 0
[26 empty] | 0 | 0
[26 empty] | 0 | 0
[26 empty] | 0 | 0
[26 empty] | 0 | 0
[26 empty] | 0 | 0
[26 empty] | 0 | 0
[26 empty] | 0 | 0
[26 empty] | 0 | 0
[26 empty] | 0 | 0
[26 empty] | 0 | 0
[26 empty] | 0 | 0
[26 empty] | 0 | 0
[26 empty] | 0 | 0
[26 empty] | 0 | 0
[26 empty] | 0 | 0
[26 empty] | 0 | 0
[26 empty] | 0 | 0
[26 empty] | 0 | 0
[26 empty] | 0 | 0
[26 empty] | 0 | 0
[26 empty] | 0 | 0
[26 empty] | 0 | 0
[26 empty] | 0 | 0
[26 empty] | 0 | 0
[26 empty] | 0 | 0
[26 empty] | 0 | 0
[26 empty] | 0 | 0
[26 empty] | 0 | 0
[26 empty] | 0 | 0
[26 empty] | 0 | 0
[26 empty] | 0 | 0
[26 empty] | 0 | 0
[26 empty] | 0 | 0
[26 empty] | 0 | 0
[26 empty] | 0 | 0
[26 empty] | 0 | 0
[26 empty] | 0 | 0
[26 empty] | 0 | 0
[26 empty] | 0 | 0
[26 empty] | 0 | 0
[26 empty] | 0 | 0
[26 empty] | 0 | 0
[26 empty] | 0 | 0
[26 empty] | 0 | 0
[26 empty] | 0 | 0
[26 empty] | 0 | 0
[26 empty] | 0 | 0
[26 empty] | 0 | 0
[26 empty] | 0 | 0
[26 empty] | 0 | 0
[26 empty] | 0 | 0
[26 empty] | 0 | 0
[26 empty] | 0 | 0
[26 empty] | 0 | 0
[26 empty] | 0 | 0
[26 empty] | 0 | 0
[26 empty] | 0 | 0
[26 empty] | 0 | 0
[26 empty] | 0 | 0
[26 empty] | 0 | 0
[26 empty] | 0 | 0
[26 empty] | 0 | 0
[26 empty] | 0 | 0
[26 empty] | 0 | 0
[26 empty] | 0 | 0
[26 empty] | 0 | 0
[26 empty] | 0 | 0
[26 empty] | 0 | 0
[26 empty] | 0 | 0
[26 empty] | 0 | 0
[26 empty] | 0 | 0
[26 empty] | 0 | 0
[26 empty] | 0 | 0
[26 empty] | 0 | 0
[26 empty] | 0 | 0
[26 empty] | 0 | 0
[26 empty] | 0 | 0
[26 empty] | 0 | 0
[26 empty] | 0 | 0
[26 empty] | 0 | 0
[26 empty] | 0 | 0
[26 empty] | 0 | 0
[26 empty] | 0 | 0
[26 empty] | 0 | 0
[26 empty] | 0 | 0
[26 empty] | 0 | 0
[26 empty] | 0 | 0
[26 empty] | 0 | 0
[26 empty] | 0 | 0
[26 empty] | 0 | 0
[26 empty] | 0 | 0
[26 empty] | 0 | 0
[26 empty] | 0 | 0
[26 empty] | 0 | 0
[26 empty] | 0 | 0
[26 empty] | 0 | 0
[26 empty] | 0 | 0
[26 empty] | 0 | 0
[26 empty] | 0 | 0
[26 empty] | 0 | 0
[26 empty] | 0 | 0
[26 empty] | 0 | 0
[26 empty] | 0 | 0
[26 empty] | 0 | 0
[26 empty] | 0 | 0
[26 empty] | 0 | 0
[26 empty] | 0 | 0
[26 empty] | 0 | 0
[26 empty] | 0 | 0
[26 empty] | 0 | 0
[26 empty] | 0 | 0
[26 empty] | 0 | 0
[26 empty] | 0 | 0
[26 empty] | 0 | 0
[26 empty] | 0 | 0
[26 empty] | 0 | 0
[26 empty] | 0 | 0
[26 empty] | 0 | 0
[26 empty] | 0 | 0
[26 empty] | 0 | 0
[26 empty] | 0 | 0
[26 empty] | 0 | 0
[26 empty] | 0 | 0
[26 empty] | 0 | 0
[26 empty] | 0 | 0
[26 empty] | 0 | 0
[26 empty] | 0 | 0
[26 empty] | 0 | 0
[26 empty] | 0 | 0
[26 empty] | 0 | 0
[26 empty] | 0 | 0
[26 empty] | 0 | 0
[26 empty] | 0 | 0
[26 empty] | 0 | 0
[26 empty] | 0 | 0
[26 empty] | 0 | 0
[26 empty] | 0 | 0
[26 empty] | 0 | 0
[26 empty] | 0 | 0
[26 empty] | 0 | 0
[26 empty] | 0 | 0
[26 empty] | 0 | 0
[26 empty] | 0 | 0
[26 empty] | 0 | 0
[26 empty] | 0 | 0
[26 empty] | 0 | 0
[26 empty] | 0 | 0
[26 empty] | 0 | 0
[26 empty] | 0 | 0
[26 empty] | 0 | 0
[26 empty] | 0 | 0
[26 empty] | 0 | 0
[26 empty] | 0 | 0
[26 empty] | 0 | 0
[26 empty] | 0 | 0
[26 empty] | 0 | 0
[26 empty] | 0 | 0
[26 empty] | 0 | 0
[26 empty] | 0 | 0
[26 empty] | 0 | 0
[26 empty] | 0 | 0
[26 empty] | 0 | 0
[26 empty] | 0 | 0
[26 empty] | 0 | 0
[26 empty] | 0 | 0

## Zones
Houston | -1
North | -1
South | -1
West | 1
SET UP AREA, copy & paste values to cell B1
Source | West |  | N to H | N to W | N to S | W to N | S to N | W to S
Sink | North | Houston | -1 | 1 | -1 | -1 | 1 | -1
|  | North | 1 | 1 | 1 | -1 | -1 | -1
|  | South | -1 | 1 | -1 | -1 | 1 | -1
|  | West | 1 | -1 | 1 | 1 | -1 | 1
|  | Source | North | North | North | West | South | West
|  | Sink | Houston | West | South | North | North | South

## Tech
Number of Bus | Name of Bus | Tech Type
238 | BOSQUESW505 | CC
239 | BOSQUESW502 | GGT
244 | WHITNYDM01 | Hydro
245 | WHITNYDM02 | Hydro
247 | BOSQUESW501 | GGT
251 | BOSQUESW803 | CC
253 | BOSQUESW804 | CC
332 | RWMILLER01 | GST
333 | RWMILLER02 | GST
334 | RWMILLER03 | GST
335 | RWMILLER04 | GST
336 | RWMILLER05 | GST
344 | MRSSHPRD | Hydro
345 | MRSSHPRD01 | Hydro
366 | JNSNCNTY802 | Cogen
367 | JNSNCNTY802 | Cogen
503 | NTHTEXAS01 | GST
504 | NTHTEXAS02 | GST
505 | NTHTEXAS03 | GST
580 | JCKCNTY801 | CC
581 | JCKCNTY802 | CC
582 | JCKCNTY803 | CC
728 | WOLFRIDGE801 | Wind
837 | NEWMAN_G5 | GST
842 | OLINGER_G1 | GST
843 | OLINGER_G2 | GST
844 | OLINGER_G3 | GST
845 | OLINGER_G4 | GGT
923 | SPENCER_G4 | GST
924 | SPENCER_G5 | GST
948 | STEAM1 | GST
949 | STEAM2 | GST
950 | STEAM3 | GST
990 | GIBN_CREK_G1 | LIGCO
1002 | PBCTAGE_1G | GGT
1003 | PBCTBGE_2G | GGT
1004 | PBCTCGE_3G | GGT
1005 | PBCTDGE_4G | GGT
1006 | PBCTEGE_5G | GGT
1007 | PB5GEN_6G | GST
1008 | PB6GEN_7G | GST
1037 | MORGAN5G_5G | GST
1039 | MRGNAG_1G | GGT
1040 | MRGNBG_2G | GGT
1041 | MRGNCG_3G | GGT
1042 | MRGNDG_4G | GGT
1043 | MRGNEG_5G | GGT
1044 | MRGNFG_6G | GGT
1045 | CALENG1G_1G | Cogen
1046 | CALENG2G_2G | Cogen
1047 | CALENG3G_3G | Cogen
1058 | LONGSHORE_5 | Wind
1058 | LONGSHORE_5 | Wind
1061 | CIELOGEN_1G | Wind
1062 | CIELOGEN_2G | Wind
1068 | SCURRYCW_1G | Wind
1069 | KINDERMG_1G | Cogen
1070 | KINDERMG_2G | Cogen
1071 | KINDERMG_3G | Cogen
1073 | SCURRYCW_2G | Wind
1320 | BSP 1 | Cogen
1326 | STANTONW_8 | Wind
1327 | WILDHRSE_1G | Wind
1328 | OCOTILLO_1G | Wind
1333 | MCDDONAL_8 | Wind
1343 | TRENTIPP_8 | Wind
1349 | WESTXWIN_1G | Wind
1350 | NWPWRG1_1G | Wind
1354 | AEPWIND_8 | Wind
1360 | GUNSIGHT_8 | Wind
1416 | SWETWATR_1G | CC
1417 | SWETWATR_2G | CC
1418 | SWETWATR_3G | CC
1419 | SWETWATR_4G | CC
1432 | GRHAMSES_2G | GST
1433 | GRHAMSES_1G | GST
1437 | MESQUITW_1G | Wind
1438 | MESQUITW_2G | Wind
1442 | COKFIELD_5 | Wind
1453 | WCPWRCO_1G | CC
1454 | WCPWRCO_2G | CC
1455 | WCPWRCO_3G | CC
1479 | WFCOGEN_1G | Cogen
1479 | WFCOGEN_1G | Cogen
1482 | WFCOGEN_2G | Cogen
1482 | WFCOGEN_2G | Cogen
1600 | BARTNWND_1G | Wind
1643 | SLSTR1PP_1G | Wind
1675 | PEC_1G | Cogen
1676 | PEC_2G | Cogen
1677 | PEC_3G | Cogen
1678 | LAMARPWR_1G | CC
1679 | LAMARPWR_2G | CC
1680 | LAMARPWR_3G | CC
1681 | LAMARPWR_4G | CC
1682 | LAMARPWR_5G | CC
1683 | LAMARPWR_6G | CC
1687 | VALLEY_1G | GST
1688 | VALLEY_2G | GSC
1689 | VALLEY_3G | GST
1701 | MOSES_1G | LIGCO
1702 | MOSES_2G | LIGCO
1703 | MOSES_3G | LIGCO
1861 | EAGLEMNT_1G | GST
1862 | EAGLEMNT_2G | GST
1863 | EAGLEMNT_3G | GST
1877 | WLFHOLW_1G | CC
1878 | WLFHOLW_2G | CC
1879 | WLFHOLW_3G | CC
1889 | DECRDOVA_1G | GSC
1892 | DECRDOVA_2G | GGT
1893 | DECRDOVA_3G | GGT
1894 | DECRDOVA_4G | GGT
1895 | DECRDOVA_5G | GGT
1898 | COMCHEPK_1G | Nuc
1899 | COMCHEPK_2G | Nuc
1937 | MDLTHELP_5G | CC
1938 | MDLTHELP_6G | CC
1941 | MDLTHELP_1G | CC
1942 | MDLTHELP_2G | CC
1943 | MDLTHELP_3G | CC
1944 | MDLTHELP_4G | CC
1947 | HANDLEY_3G | GST
1948 | HANDLEY_4G | GST
1949 | HANDLEY_5G | GST
2371 | COLLIN_1G | GST
2381 | NTHLK1_G | GST
2382 | NTHLK2_G | GST
2383 | NTHLK3_G | GST
2413 | MTCK6_G | GST
2414 | MTCK7_G | GST
2417 | MTCK8_G | GSC
2451 | LKHB1_G | GST
2452 | LKHB2_G | GST
3097 | MARTLAKE_1G | LIGCO
3098 | MARTLAKE_2G | LIGCO
3099 | MARTLAKE_3G | LIGCO
3107 | STRYKER_1G | GST
3108 | STRYKER_2G | GST
3126 | TRINIDAD_6G | GST
3309 | ASPN_G | Bio
3348 | CHAMPION_1G | Cogen
3381 | BBRN_1G | LIGCO
3382 | BBRN_2G | LIGCO
3403 | THOUSE_1G | GSC
3404 | THOUSE_2G | GSC
3416 | LAKE_CRK1_G | GST
3417 | LAKE_CRK2_G | GST
3432 | SANDOW_4G | LIGCO
5026 | BRAUNIG_VHB1 | GST
5027 | BRAUNIG_VHB2 | GST
5028 | BRAUNIG_VHB3 | GST
5111 | CALAVER_JTD1 | LIGCO
5112 | CALAVER_JTD2 | LIGCO
5264 | LEON_LCP3G3 | GST
5265 | LEON_LCP4G4 | GST
5266 | LEON_LCPCT1 | GGT
5267 | LEON_LCPCT2 | GGT
5268 | LEON_LCPCT3 | GGT
5269 | LEON_LCPCT4 | GGT
5396 | CALAVER_OWS1 | GST
5397 | CALAVER_OWS2 | GST
5401 | CALAVER_JKS1 | LIGCO
5436 | TUTTL_WBT1G1 | GST
5438 | TUTTL_WBT3G3 | GST
5439 | TUTTL_WBT4G4 | GST
5476 | BRA_AVR1_CT1 | CC
5477 | BRA_AVR1_ST | CC
5478 | BRA_AVR1_CT2 | CC
5503 | RAYBURNGEN3 | GST
5505 | RAYBURNGEN1 | GGT
5506 | RAYBURNGEN2 | GGT
5508 | RAYBURNCC9 | CC
5509 | RAYBURNCC10 | CC
5511 | RAYBURNCC7 | CC
5512 | RAYBURNCC8 | CC
5728 | FALCONHYDRO2 | Hydro
5729 | FALCONHYDRO3 | Hydro
5890 | PEARSALLGEN1 | GST
5891 | PEARSALLGEN2 | GST
5892 | PEARSALLGEN3 | GST
5903 | SANMIGUELGEN | LIGCO
5911 | STP_GN1___1 | Nuc
5912 | STP_GN2___2 | Nuc
5920 | WELSHDC1 | DCTie
5925 | DCEAST | DCTie
5932 | SI_RAY9 | CC
5933 | SI_RAY6 | GST
5934 | SI_RAY5 | GST
5935 | SI_RAY10 | CC
6016 | SWMESA | Wind
6096 | NORTHDC7 | DCTie
6100 | OKLA7A | DCTie
6144 | MCADOO1A | Wind
6407 | TURKTRAK1A | Wind
6637 | SNYDERW1A | Wind
6752 | OKLA0A | LIGCO
6948 | DENISNDM | Hydro
6948 | DENISNDM | Hydro
7000 | L_FERGUS1_1Y | GSC
7004 | L_SIMGID1_1Y | GST
7005 | L_SIMGID1_2Y | GST
7006 | L_SIMGID1_3Y | GST
7007 | L_LOSTPI1_1Y | CC
7008 | L_LOSTPI1_2Y | CC
7009 | L_LOSTPI1_3Y | CC
7010 | L_FPPYD11_1Y | LIGCO
7011 | L_FPPYD11_2Y | LIGCO
7012 | L_FPPYD21_3Y | LIGCO
7014 | L_HAYSEN1_1Y | CC
7015 | L_HAYSEN1_2Y | CC
7016 | L_HAYSEN1_3Y | CC
7017 | L_HAYSEN1_4Y | CC
7020 | L_AUSTPL1_1Y | Hydro
7020 | L_AUSTPL1_1Y | Hydro
7022 | L_BUCHAN1_1Y | Hydro
7023 | L_BUCHAN1_2Y | Hydro
7024 | L_BUCHAN1_3Y | Hydro
7026 | L_INKSDA1_1Y | Hydro
7028 | L_MARBFA1_1Y | Hydro
7029 | L_MARBFA1_2Y | Hydro
7031 | L_MARSFO1G1Y | Hydro
7032 | L_MARSFO1G2Y | Hydro
7033 | L_MARSFO1G3Y | Hydro
7035 | L_WIRTZ_1G1Y | Hydro
7036 | L_WIRTZ_1G2Y | Hydro
7038 | L_DELAWA1_1Y | Wind
7038 | L_DELAWA1_1Y | Wind
7303 | L_WPPGS12_1Y | GGT
7303 | L_WPPGS12_1Y | GGT
7305 | L_WPPGS34_1Y | GGT
7305 | L_WPPGS34_1Y | GGT
7487 | L_CANYHY8_1Y | Hydro
7605 | L_MCQUEE9_1Y | Hydro
7605 | L_MCQUEE9_1Y | Hydro
7605 | L_MCQUEE9_1Y | Hydro
7609 | L_SCHUMA8_1Y | Hydro
7624 | L_LAKEWO9_1Y | Hydro
7624 | L_LAKEWO9_1Y | Hydro
7800 | L_GUADGE1_1Y | CC
7801 | L_GUADGE1_2Y | CC
7802 | L_GUADGE1_3Y | CC
7803 | L_GUADGE1_4Y | CC
7804 | L_GUADGE1_5Y | CC
7805 | L_GUADGE1_6Y | CC
7807 | L_BASTEN1_1Y | CC
7808 | L_BASTEN1_2Y | CC
7809 | L_BASTEN1_3Y | CC
7810 | L_RIONOG1G1Y | CC
7811 | L_RIONOG1G2Y | CC
7812 | L_RIONOG1G3Y | CC
7813 | L_RIONOG1S1Y | CC
8032 | AMISTADHYD1 | Hydro
8033 | AMISTADHYD2 | Hydro
8048 | FALCONHYDRO1 | Hydro
8066 | DUP1V#1 | Cogen
8134 | FOR #1 | Cogen
8138 | FOR #2 | Cogen
8139 | JOS #1 | GST
8147 | UCAR #2 | Cogen
8148 | UCAR #1 | Cogen
8153 | FOR #3 | Cogen
8154 | FOR #4 | Cogen
8155 | FOR #5 | Cogen
8156 | FOR #6 | Cogen
8157 | FOR #7 | Cogen
8161 | COLETO0A | LIGCO
8173 | VICEC51A | CC
8174 | VICEC61A | CC
8189 | CUECPL2A | Cogen
8262 | ELPS | Hydro
8285 | LAR #1 | GST
8287 | LAR #2 | GST
8288 | LAR #3 | GST
8388 | BATES0A | GST
8393 | BATES0B | GST
8437 | NUECES_B0C | GST
8438 | NUECES_B0B | GST
8442 | NBEC7 | GST
8442 | NBEC7 | GST
8456 | COSW#1 | Cogen
8457 | COSW#2 | Cogen
8459 | B_DAVIS0B | GSC
8460 | B_DAVIS0A | GSC
8461 | KOCH_UP0A | Cogen
8506 | VAL #1 | Cogen
8507 | VAL #2 | Cogen
8511 | OXY_CC0A | Cogen
8517 | CELANEBI0A | Cogen
8560 | CNOPGT1 | Cogen
8561 | CNOPGT2 | Cogen
8562 | CNOPST1 | Cogen
8926 | LGE_GT10A | Cogen
8927 | LGE_GT20A | Cogen
8928 | LGE_STG0A | Cogen
8930 | ICPGN10A | Cogen
8931 | ICPGN20A | Cogen
8932 | ICPGN30A | Cogen
8933 | FGNTS001 | CC
8934 | FGNTS101 | CC
8935 | FGNTS201 | CC
8936 | MVGN#1 | CC
8937 | MVGN#2 | CC
8938 | MVGN#3 | CC
8981 | HECN1 | CC
8982 | HECN2 | CC
8983 | HECN3 | CC
9000 | DECKR_G1 | GST
9001 | DECKR_G2 | GST
9002 | DECKR_G3 | GGT
9003 | DECKR_G4 | GGT
9004 | DECKR_G5 | GGT
9005 | DECKR_G6 | GGT
9016 | SANDH_G1 | GGT
9017 | SANDH_G2 | GGT
9018 | SANDH_G3 | GGT
9019 | SANDH_G4 | GGT
9020 | SANDHG5A | CC
9021 | SANDHG5C | CC
11001 | NAV1CT | CC
11009 | NAV2CT | CC
11011 | NAV3ST | CC
11012 | NAV4CT | CC
11013 | NAV5CT | CC
11014 | NAV6ST | CC
11020 | TIEHVSG_1G | CC
11021 | TIEHVCG_1G | CC
11022 | TIEHVCG_2G | CC
11023 | TIEHVCG_3G | CC
11024 | TIEHVCG_4G | CC
11025 | TIEHVSG_2G | CC
11056 | ROSCOE_1G | Wind
11057 | CHAMPION_1G | Wind
11058 | PYRON_1G | Wind
11059 | INADALE_1G | Wind
11065 | ELBOWCK_1G | Wind
11147 | NOTREES_1G | Wind
11309 | BULLCREK_2G | Wind
11310 | BULLCREK_1G | Wind
11320 | COYOTE_1G | Wind
11691 | KMICHICT1_G | CC
11692 | KMICHICT2_G | CC
11693 | KMICHIST3_G | CC
11694 | KMICHICT4_G | CC
11695 | KMICHICT5_G | CC
11696 | KMICHIST6_G | CC
12322 | ENNSTRAC_1G | CC
12323 | ENNSTRAC_2G | CC
12411 | FPLEFR1A_G | CC
12412 | FPLEFR1B_G | CC
12413 | FPLEFR1C_G | CC
12414 | FPLEFR1S_G | CC
12421 | FPLEFR2A_G | CC
12422 | FPLEFR2B_G | CC
12423 | FPLEFR2C_G | CC
12424 | FPLEFR2S_G | CC
12440 | PARKD_1SVC8 | GST
12449 | PARKD_2SVC8 | GST
13116 | TGATEWAY_1G | CC
13117 | TGATEWAY_2G | CC
13118 | TGATEWAY_3G | CC
13119 | TGATEWAY_4G | CC
13131 | CALFREST_1G | CC
13132 | CALFREST_2G | CC
13133 | CALFREST_3G | CC
13134 | CALFREST_4G | CC
13135 | CALFREST_5G | CC
13136 | CALFREST_6G | CC
13432 | SANDOW_5G | LIGCO
32798 | BRYN_TAMUGEN | GST
32883 | BRYN_DNSBY3 | GST
32884 | BRYN_DNSBY13 | GST
32886 | BRYN_ATKINS3 | GST
32887 | BRYN_ATKINS6 | GST
32888 | BRYN_ATKINS7 | GGT
32890 | BRYN_ATKINS4 | GST
32891 | BRYN_ATKINS5 | GST
32892 | BRYN_DNSBY14 | GST
36998 | RDCNYNG1 | Wind
38332 | TNWDWRDU2_8 | Wind
38437 | TNSRBNMESA9 | Wind
38580 | TNBP_CGN1_8 | Cogen
38590 | TNBP_CGN2_8 | Cogen
38600 | TNBP_CGN3_8 | Cogen
38611 | TNBPAMCG1_8 | Cogen
38612 | TNBPAMCG2_8 | Cogen
38613 | TNBPAMCG3_8 | Cogen
38614 | TNBPAMCG4_8 | Cogen
38615 | TNBPAMCG5_8 | Cogen
38690 | TNBP_CGN4_8 | Cogen
38711 | TNTXCTY1CG8 | Cogen
38712 | TNTXCTY2CG8 | Cogen
38713 | TNTXCTY3CG8 | Cogen
38714 | TNTXCTY4CG8 | Cogen
39190 | TNSLCGN1__8 | Cogen
39470 | TNDOWCGNSG8 | Cogen
39480 | TNDOWCGNGG8 | Cogen
39760 | TNSCLP1___8 | Cogen
39770 | TNSCLP2___8 | Cogen
39775 | TNSCLP4___8 | Cogen
39790 | TNSCLP3___8 | Cogen
39960 | TNTNPONE_18 | LIGCO
39970 | TNTNPONE_28 | LIGCO
48500 | APD_GT1_8005 | Cogen
48510 | AK_GT1__8040 | Cogen
48511 | LPE_GT1_8070 | GGT
48512 | LPE_GT2_8075 | GGT
48513 | LPE_GT3_8080 | GGT
48514 | LPE_GT4_8085 | GGT
48520 | BSF_GT1_8070 | Cogen
48520 | BSF_GT1_8070 | Cogen
48521 | BVE_GT1_GT1 | CC
48522 | BVE_GT2_5035 | CC
48523 | BVE_ST1_GN1 | CC
48531 | BYU_GT1_8075 | Cogen
48532 | BYU_GT2_8055 | Cogen
48533 | BYU_GT3_8060 | Cogen
48534 | BYU_GT4_8065 | Cogen
48551 | CAL_GT1_8045 | Cogen
48552 | CAL_ST1_8000 | Cogen
48561 | CTL_GT2_8130 | Cogen
48562 | CTL_GT3_8135 | Cogen
48563 | CTL_GT4_8140 | Cogen
48564 | CTL_GN1_8145 | Cogen
48565 | CTL_GN2_8155 | Cogen
48581 | CBY_GN1_1 | GSC
48582 | CBY_GN2_2 | GSC
48583 | CBY_GT4_1 | GSC
48584 | CBY_GT4_2 | CC
48585 | CBY_ST4_1 | CC
48591 | CHE_GT2_5030 | Cogen
48593 | CHE_GT1_8015 | Cogen
48594 | CHE_GN4_8025 | Cogen
48595 | BTE_GT2_8075 | CC
48596 | BTE_GT3_8045 | CC
48597 | BTE_GT4_8055 | CC
48598 | BTE_ST1_8070 | CC
48611 | DIB_GT1_8080 | Cogen
48612 | DIB_GT2_8075 | Cogen
48613 | DIB_ST1_8085 | Cogen
48614 | DIB_GT3_8090 | Cogen
48641 | DPEC_GT15040 | CC
48642 | DPEC_GT25025 | CC
48643 | DPEC_GT35010 | CC
48644 | DPEC_GT45070 | CC
48645 | DPEC_ST55065 | CC
48651 | EP_1_2 | Cogen
48651 | EP_1_2 | Cogen
48671 | FTR_GT1_5105 | CC
48672 | FTR_GT2_5110 | CC
48673 | FTR_GT3_5085 | CC
48674 | FTR_CN4_5095 | CC
48690 | GBY_GN5_5 | GSC
48691 | GBY_73741085 | GGT
48691 | GBY_73741085 | GGT
48692 | GBY_81821075 | GGT
48692 | GBY_81821075 | GGT
48693 | GBY_83841065 | GGT
48693 | GBY_83841065 | GGT
48721 | LEG_1___1 | LIGCO
48722 | LEG_2___2 | LIGCO
48730 | MNS_GT | Cogen
48731 | CBE_GT1 | CC
48732 | CBE_GT2 | CC
48733 | CBE_ST12 | CC
48734 | CBE_GT3 | CC
48735 | CBE_GT4 | CC
48736 | CBE_ST34 | CC
48740 | PSG_GN2_8050 | Cogen
48741 | PSG_GT2_8040 | Cogen
48742 | PSG_GT3_8060 | Cogen
48761 | PR_GT1__9040 | Cogen
48772 | PHR_GN2_2 | GSC
48791 | PSA_GT1_8160 | Cogen
48792 | PSA_GT2_8155 | Cogen
48793 | PSA_GT3_8150 | Cogen
48794 | PSA_GT4_8145 | Cogen
48795 | PSA_GT5_8140 | Cogen
48796 | PSA_GN1_8165 | Cogen
48797 | PSA_GT6_8135 | Cogen
48811 | CVC_GT3_5045 | Cogen
48812 | CVC_GT2_5020 | Cogen
48813 | CVC_GT1_5035 | Cogen
48814 | CVC_ST5_5040 | Cogen
48815 | CVC_GT4_8005 | Cogen
48820 | SHELLG1_3015 | Cogen
48821 | SHELLG2 | Cogen
48822 | SHELLG3_3020 | Cogen
48822 | SHELLG3_3020 | Cogen
48841 | SJS_GT1_GT1 | Cogen
48842 | SJS_GT2_GT2 | Cogen
48845 | SOL_GT1 | Solar
48851 | SRB_GN1_1 | GST
48852 | SRB_GN2_2 | GST
48853 | SRB_GN3_3 | GST
48854 | SRB_GN4_4 | GST
48855 | SRB_GT211035 | GGT
48855 | SRB_GT211035 | GGT
48873 | THW_ST3_ST_3 | CC
48874 | THW_ST4_ST_4 | CC
48875 | THW_3132 | CC
48875 | THW_3132 | CC
48877 | THW_3334 | CC
48877 | THW_3334 | CC
48879 | THW_4142 | CC
48879 | THW_4142 | CC
48881 | THW_4344 | CC
48881 | THW_4344 | CC
48883 | THW_GT1_GT_1 | GGT
48885 | THW_5152 | GGT
48885 | THW_5152 | GGT
48886 | THW_5354 | GGT
48886 | THW_5354 | GGT
48887 | THW_5556 | GGT
48887 | THW_5556 | GGT
48911 | TGF_GT1_8000 | Cogen
48921 | WAP_GN1_1 | GST
48922 | WAP_GN2_2 | GST
48923 | WAP_GN3_3 | GST
48924 | WAP_GN4_4 | GSC
48925 | WAP_GN5_5 | LIGCO
48926 | WAP_GN6_6 | LIGCO
48927 | WAP_GN7_7 | LIGCO
48928 | WAP_GN8_8 | LIGCO
48929 | WAPGT21_GT1 | GGT
48940 | WARVUE_GT1 | Cogen
49803 | EXN_15GT | Cogen
49804 | EXN_16GT | Cogen
49805 | EXN_17GT | Cogen
49826 | EXN938GT | Cogen
49828 | EXN941GT | Cogen
49829 | EXN942GT | Cogen
49830 | EXN943GT | Cogen
49831 | EXN944GT | Cogen
49832 | EXN945GT | Cogen
49837 | EXN_GT | Cogen
49838 | EXN_14GT | Cogen
49851 | DOW17000 | Cogen
49858 | DOW38100 | Cogen
49859 | DOW38200 | Cogen
49860 | DOW38300 | Cogen
49862 | DOW39100 | Cogen
49863 | DOW39200 | Cogen
49865 | DOW41000 | Cogen
49866 | DOW42000 | Cogen
49869 | DOW49000 | Cogen
49870 | DOW61000 | Cogen
49871 | DOW62000 | Cogen
49872 | DOW63000 | Cogen
49873 | DOW64000 | Cogen
49876 | DOW65000 | Cogen
49877 | DOW66000 | Cogen
49878 | DOW67000 | Cogen
49882 | DOW81000 | Cogen
49884 | DOW82000 | Cogen
49885 | DOW83000 | Cogen
49886 | DOW84000 | Cogen
58909 | PEARSALLSCG1 | Diesel
58909 | PEARSALLSCG1 | Diesel
58909 | PEARSALLSCG1 | Diesel
58909 | PEARSALLSCG1 | Diesel
58909 | PEARSALLSCG1 | Diesel
58909 | PEARSALLSCG1 | Diesel
58919 | PEARSALLSCG2 | Diesel
58919 | PEARSALLSCG2 | Diesel
58919 | PEARSALLSCG2 | Diesel
58919 | PEARSALLSCG2 | Diesel
58919 | PEARSALLSCG2 | Diesel
58919 | PEARSALLSCG2 | Diesel
58929 | PEARSALLSCG3 | Diesel
58929 | PEARSALLSCG3 | Diesel
58929 | PEARSALLSCG3 | Diesel
58929 | PEARSALLSCG3 | Diesel
58929 | PEARSALLSCG3 | Diesel
58929 | PEARSALLSCG3 | Diesel
58949 | PEARSALLSCG4 | Diesel
58949 | PEARSALLSCG4 | Diesel
58949 | PEARSALLSCG4 | Diesel
58949 | PEARSALLSCG4 | Diesel
58949 | PEARSALLSCG4 | Diesel
58949 | PEARSALLSCG4 | Diesel
60000 | DSKY2 | Wind
60003 | KING_NE1A | Wind
60005 | KING_SE1A | Wind
60007 | KING_SW1A | Wind
60016 | WOODWRD11A | Wind
60017 | ORNNWP1 | Wind
60018 | DSKY1 | Wind
60019 | KING_NW1A | Wind
60057 | CALLAHAN1A | Wind
60058 | BUFF_GAP1A | Wind
60060 | CIRELLO | Wind
60063 | BUFF_GAP1B | Wind
60066 | H_HOLLOW1A | Wind
60068 | HHOLLOW21A | Wind
60070 | HHOLLOW31A | Wind
60072 | HHOLLOW41A | Wind
60081 | WHRLWIND1A | Wind
60201 | RIO DRCS | AVR
60202 | FRNDDRCS | AVR
71051 | L_BITTCR1_1N | Wind
71054 | L_SWEETW1_1N | Wind
71057 | L_SWEETW1_2N | Wind
71059 | L_SWEETW1_3N | Wind
71060 | L_SWEETW1_4N | Wind
71061 | L_SWEETW1_5N | Wind
76031 | L_GASCCR1_1N | Wind
76091 | L_DIVIDE1_1N | Wind
76095 | L_CAPRSI1_1N | Wind
76096 | L_CAPRSI1_2N | Wind
76097 | L_CAPRGE1_1N | Wind
80003 | MILHWYS | AVR
80012 | LAR | DCTie
80051 | FOR #8 | Cogen
80052 | FOR #9 | Cogen
80053 | FOR #10 | Cogen
80080 | GWINDT11A | Wind
80080 | GWINDT11A | Wind
80080 | GWINDT11A | Wind
80080 | GWINDT11A | Wind
80081 | GWINDT21A | Wind
80081 | GWINDT21A | Wind
80081 | GWINDT21A | Wind
80081 | GWINDT21A | Wind
80137 | CSDR89 | DCTie
80137 | CSDR89 | DCTie
80138 | CSDR7 | DCTie
80139 | CSDR56 | DCTie
80139 | CSDR56 | DCTie
80140 | CSDR11 | DCTie
80180 | PNSCALT11A | Wind
80180 | PNSCALT11A | Wind
80181 | PNSCALT21A | Wind
80181 | PNSCALT21A | Wind
80223 | REYSHR G | Cogen
80224 | VISTRONG1 | Cogen
80225 | VISTRONG2 | Cogen
80226 | ALCOA G | Cogen
80227 | AIRCO G | Cogen
80263 | B_DAVIS31A | CC
80264 | B_DAVIS41A | CC
80265 | LARECU40A | GGT
80266 | LARECU50A | GGT
86104 | CID-138 | DCTie
86105 | CID-230 | DCTie
86106 | CUF-230 | DCTie
86107 | CUF-138 | DCTie
88198 | BEEVILLE | AVR
88253 | HAMILTON | BLT
88299 | ZAPATA | BLT
88508 | FALFURRI | AVR