## Set up
Step 1 | Go to the Zones worksheet in this workbook. Make sure that the source and sink zones are set correctly and the "1"s and "-1"s are correct |  |  |  | Summary of Key Data points | Value
[5 empty] | File Description: Cont_ Tradinghouse to TemplePEC OL_ TempleSS to LakeCreek | Cont_ Tradinghouse to TemplePEC OL_ TempleSS to LakeCreek
Step 2 | Open Dennis' file that needs to have the data transferred, same file that is listed in cell K29 |  |  |  | Number of units | 624
[5 empty] | Dec Concentrated Generation | 2227
Step 3 | Copy columns J:X from an old Dennis' Sheet to the new sheet (if first round of a new alaysis) |  |  |  | Dec Line weighted impact | 967.7717
[5 empty] | Dec PTDF | 0.43456
Step 4 | Mark the contingencies and monitored element set by a "y" in column K of Dennis' sheet, if there are a match on the filename use something to make unique |  |  |  | Dec Concentration | 1.4012
[5 empty] | Inc Concentrated Generation | 2294.6
Step 5 | Enter Dennis' file name into cell K29 |  |  |  | Inc Line weighted impact | 793.0103
[5 empty] | Inc PTDF | 0.3456
Step 6 | click the step one button |  |  |  | Inc Concentartion | 1.1144
[5 empty] | Source Zonal weighted AWGSF | 0.1363
Step 7 | Enter the line ratings in Dennis' workbook, the Input worksheet, in the cells |  |  |  | Sink Zonal weighted AWGSF | -0.17383
| X6:X30, or to the end of the selected list. |  |  |  | Source - Sink PTDF | 0.31013
[5 empty] | OL Line Rating (MW) | 1072
Step 8 | Check to see that the number of generators in Dennis' file matches the length |  |  |  | Source Zone (diagnostic) | North
| of the formulas in columns L:X (Distributed Slack - Dec) have been copied through to the apporpriate number of rows |  |  |  | Sink Zone (diagnostic) | South
If Dennis' sheet data is less than this file then clear any old unit data in columns A:K of this workbook to match the correct length
Clear any old data that will be below the new data iin the "Distributed Slack - Inc" worksheet, as well
Step 9 | Click the step 2 button
The last file saved will still be open, you will need to close this file.
This Template sheet will no longer be open.
|  | Current Source Zone | North
|  | Current Sink Zone | South | NS_062609automation.xls
The file listed in cell K29 needs to be in the same folder as this template file
Copy Dennis' data step 1
Copy Dennis' Data Step 2

## Distributed Slack - Dec
Number of Bus | Name of Bus | ID | Area Name of Gen | AGC | P Sensitivity of Bus | Gen MW | Min MW | Max MW | V Sensitivity of Bus | Set Volt | Tech Type | Zone Impact | Zone Correlation | Inc Max | Dec Max | Souce S.F. Weighting | Souce Capacity | Sink S.F. Weighting | Sink Capacity | PTDF Calc | PTDF Weighting | Cumulative Concentrated Capacity | Cumulative Concentrated Impact | Cont_ Tradinghouse to TemplePEC OL_ TempleSS to LakeCreek
3403 | THOUSE_1G | 1 | North | YES | 0.28395 | 563 | 200 | 563 | 0 | 1.012 | GSC | 1 | 0.45778 | 563 | 563 | 159.8616 | 563 |  |  | 0.45778 | 257.73 | 563 | 257.73
3404 | THOUSE_2G | 2 | North | YES | 0.28395 | 807 | 250 | 807 | 0 | 1.012 | GSC | 1 | 0.45778 | 807 | 807 | 229.1444 | 807 |  |  | 0.45778 | 369.4283 | 1370 | 627.1584 |  |  |  | 624
238 | BOSQUESW505 | 1 | North | YES | 0.22985 | 255 | 0 | 255 | 0 | 1.02 | CC | 1 | 0.40369 | 255 | 255 | 58.6123 | 255 |  |  | 0.40369 | 102.9399 | 1625 | 730.0983
239 | BOSQUESW502 | 1 | North | YES | 0.22985 | 119.2 | 0 | 149 | 0 | 1.02 | GGT | 1 | 0.40369 | 149 | 149 | 34.2479 | 149 |  |  | 0.40369 | 60.1492 | 1774 | 790.2475 | Weighted Shift Factors |  | chk
247 | BOSQUESW501 | 2 | North | YES | 0.22985 | 124.8 | 0 | 156 | 0 | 1.02 | GGT | 1 | 0.40369 | 156 | 156 | 35.8569 | 156 |  |  | 0.40369 | 62.975 | 1930 | 853.2224 | North | 0.1363 | 0.1363
3416 | LAKE_CRK1_G | 1 | North | YES | 0.21185 | 60 | 33 | 75 |  | 1.029 | GST | 1 | 0.38569 | 75 | 75 | 15.889 | 75 |  |  | 0.38569 | 28.9266 | 2005 | 882.149 | South | -0.17383 | -0.17383
3417 | LAKE_CRK2_G | 2 | North | YES | 0.21185 | 177.6 | 40 | 222 | 0 | 1.029 | GST | 1 | 0.38569 | 222 | 222 | 47.0316 | 222 |  |  | 0.38569 | 85.6227 | 2227 | 967.7717 |  | 0.31013 | 0.31013
251 | BOSQUESW803 | 2 | North | YES | 0.1934 | 150 | 0 | 150 |  | 1.032 | CC | 1 | 0.36723 | 150 | 150 | 29.0099 | 150 |  |  | 0.36723 | 55.0849
253 | BOSQUESW804 | 2 | North | YES | 0.1934 | 80 | 0 | 80 |  | 1.032 | CC | 1 | 0.36723 | 80 | 80 | 15.4719 | 80 |  |  | 0.36723 | 29.3786 |  |  | Line Cap | 1072
244 | WHITNYDM01 | 1 | North | YES | 0.18449 | 15 | 0 | 15 | 0 | 1.035 | Hydro | 1 | 0.35832 | 0 | 0 | 0 | 0 |  |  | 0.35832 | 0 |  |  | Conc Gen | 2227
245 | WHITNYDM02 | 2 | North | YES | 0.18449 | 15 | 0 | 15 | 0 | 1.035 | Hydro | 1 | 0.35832 | 0 | 0 | 0 | 0 |  |  | 0.35832 | 0 |  |  | Weighted Imp. | 967.7717
1937 | MDLTHELP_5G | 5 | North | YES | 0.16027 | 224 | 74 | 224 | 0 | 1 | CC | 1 | 0.3341 | 224 | 224 | 35.9007 | 224 |  |  | 0.3341 | 74.8395 |  |  | PTDF | 0.43456
1938 | MDLTHELP_6G | 6 | North | YES | 0.16027 | 226 | 74 | 226 | 0 | 1 | CC | 1 | 0.3341 | 226 | 226 | 36.2212 | 226 |  |  | 0.3341 | 75.5077
1943 | MDLTHELP_3G | 3 | North | YES | 0.16027 | 212 | 74 | 212 | 0 | 1 | CC | 1 | 0.3341 | 212 | 212 | 33.9775 | 212 |  |  | 0.3341 | 70.8302 |  |  | Concentration | 1.4012
1944 | MDLTHELP_4G | 4 | North | YES | 0.16027 | 211 | 74 | 211 | 0 | 1 | CC | 1 | 0.3341 | 211 | 211 | 33.8172 | 211 |  |  | 0.3341 | 70.4961
1941 | MDLTHELP_1G | 1 | North | YES | 0.15968 | 216.4 | 74 | 216.4 | 0 | 1 | CC | 1 | 0.33351 | 216.4 | 216.4 | 34.5548 | 216.4 |  |  | 0.33351 | 72.1724 |  |  |  | Pass
1942 | MDLTHELP_2G | 2 | North | YES | 0.15968 | 216.1 | 74 | 216.1 | 0 | 1 | CC | 1 | 0.33351 | 216.1 | 216.1 | 34.5068 | 216.1 |  |  | 0.33351 | 72.0723
366 | JNSNCNTY802 | 1 | North | YES | 0.15612 | 168 | 20 | 168 | 0 | 1.02 | Cogen | 1 | 0.32995 | 0 | 0 | 0 | 0 |  |  | 0.32995 | 0
367 | JNSNCNTY802 | 2 | North | YES | 0.15612 | 90 | 20 | 90 | 0 | 1.02 | Cogen | 1 | 0.32995 | 0 | 0 | 0 | 0 |  |  | 0.32995 | 0
1892 | DECRDOVA_2G | A | North | YES | 0.15058 | 65 | 65 | 70 | 0 | 1.025 | GGT | 1 | 0.32442 | 70 | 70 | 10.5408 | 70 |  |  | 0.32442 | 22.7092
1893 | DECRDOVA_3G | B | North | YES | 0.15058 | 65 | 65 | 69 | 0 | 1.025 | GGT | 1 | 0.32442 | 69 | 69 | 10.3902 | 69 |  |  | 0.32442 | 22.3848
1894 | DECRDOVA_4G | C | North | YES | 0.15058 | 65 | 65 | 69 | 0 | 1.025 | GGT | 1 | 0.32442 | 69 | 69 | 10.3902 | 69 |  |  | 0.32442 | 22.3848
1895 | DECRDOVA_5G | D | North | YES | 0.15058 | 65 | 65 | 68 | 0 | 1.025 | GGT | 1 | 0.32442 | 68 | 68 | 10.2396 | 68 |  |  | 0.32442 | 22.0603
1947 | HANDLEY_3G | 3 | North | YES | 0.15052 | 316 | 100 | 395 | 0 | 1.022 | GST | 1 | 0.32436 | 395 | 395 | 59.457 | 395 |  |  | 0.32436 | 128.1213
1949 | HANDLEY_5G | 5 | North | YES | 0.15052 | 348 | 150 | 435 | 0 | 1.022 | GST | 1 | 0.32436 | 435 | 435 | 65.4779 | 435 |  |  | 0.32436 | 141.0957
1948 | HANDLEY_4G | 4 | North | YES | 0.15011 | 348 | 150 | 435 | 0 | 1.022 | GST | 1 | 0.32394 | 435 | 435 | 65.2974 | 435 |  |  | 0.32394 | 140.9151
1945 | HANDLEY_1G | MB | North | YES | 0.14988 | 0 | 25 | 36 |  | 0.986 | GST | 1 | 0.32372 | 0 | 0 | 0 | 0 |  |  | 0.32372 | 0
1946 | HANDLEY_2G | MB | North | YES | 0.14988 | 0 | 30 | 68 |  | 0.986 | GST | 1 | 0.32372 | 0 | 0 | 0 | 0 |  |  | 0.32372 | 0
1889 | DECRDOVA_1G | 1 | North | YES | 0.14959 | 779 | 255 | 779 | 0 | 1.02 | GSC | 1 | 0.32342 | 779 | 779 | 116.5298 | 779 |  |  | 0.32342 | 251.9464
1877 | WLFHOLW_1G | 1 | North | YES | 0.14915 | 217.3 | 89.2 | 217.3 | 0 | 1.032 | CC | 1 | 0.32299 | 217.3 | 217.3 | 32.4107 | 217.3 |  |  | 0.32299 | 70.1848
1878 | WLFHOLW_2G | 2 | North | YES | 0.14915 | 215.7 | 105 | 215.7 | 0 | 1.032 | CC | 1 | 0.32299 | 215.7 | 215.7 | 32.1721 | 215.7 |  |  | 0.32299 | 69.668
1879 | WLFHOLW_3G | 3 | North | YES | 0.14915 | 272.4 | 89.2 | 272.4 | 0 | 1.032 | CC | 1 | 0.32299 | 272.4 | 272.4 | 40.629 | 272.4 |  |  | 0.32299 | 87.9813
1898 | COMCHEPK_1G | 1 | North | YES | 0.14855 | 1159 | 1150 | 1159 | 0 | 1.032 | Nuc | 1 | 0.32238 | 0 | 0 | 0 | 0 |  |  | 0.32238 | 0
1899 | COMCHEPK_2G | 2 | North | YES | 0.14855 | 1159 | 1128 | 1159 | 0 | 1.032 | Nuc | 1 | 0.32238 | 0 | 0 | 0 | 0 |  |  | 0.32238 | 0
1861 | EAGLEMNT_1G | MB | North | YES | 0.14693 | 0 | 30 | 112 |  | 1.022 | GST | 1 | 0.32076 | 0 | 0 | 0 | 0 |  |  | 0.32076 | 0
1862 | EAGLEMNT_2G | MB | North | YES | 0.14693 | 0 | 40 | 100 |  | 1.022 | GST | 1 | 0.32076 | 0 | 0 | 0 | 0 |  |  | 0.32076 | 0
1863 | EAGLEMNT_3G | MB | North | YES | 0.14693 | 0 | 50 | 378 |  | 1.022 | GST | 1 | 0.32076 | 0 | 0 | 0 | 0 |  |  | 0.32076 | 0
332 | RWMILLER01 | 1 | North | YES | 0.14621 | 58.4 | 18.5 | 73 | 0 | 1.04 | GST | 1 | 0.32005 | 73 | 73 | 10.6735 | 73 |  |  | 0.32005 | 23.3633
333 | RWMILLER02 | 2 | North | YES | 0.14621 | 95.2 | 37 | 119 | 0 | 1.04 | GST | 1 | 0.32005 | 119 | 119 | 17.3992 | 119 |  |  | 0.32005 | 38.0855
334 | RWMILLER03 | 3 | North | YES | 0.14621 | 166.4 | 65 | 208 | 0 | 1.04 | GST | 1 | 0.32005 | 208 | 208 | 30.4121 | 208 |  |  | 0.32005 | 66.5695
335 | RWMILLER04 | 4 | North | YES | 0.14621 | 81.6 | 0 | 102 | 0 | 1.04 | GST | 1 | 0.32005 | 102 | 102 | 14.9136 | 102 |  |  | 0.32005 | 32.6447
336 | RWMILLER05 | 5 | North | YES | 0.14621 | 80.8 | 0 | 101 | 0 | 1.04 | GST | 1 | 0.32005 | 101 | 101 | 14.7674 | 101 |  |  | 0.32005 | 32.3246
503 | NTHTEXAS01 | 1 | North | YES | 0.14531 | 0 | 5 | 18 |  | 1.015 | GST | 1 | 0.31914 | 18 | 18 | 2.6156 | 18 |  |  | 0.31914 | 5.7446
504 | NTHTEXAS02 | 2 | North | YES | 0.14531 | 14.4 | 5 | 18 |  | 1.015 | GST | 1 | 0.31914 | 18 | 18 | 2.6156 | 18 |  |  | 0.31914 | 5.7446
505 | NTHTEXAS03 | 3 | North | YES | 0.14531 | 30.4 | 15 | 38 |  | 1.015 | GST | 1 | 0.31914 | 38 | 38 | 5.5218 | 38 |  |  | 0.31914 | 12.1275
580 | JCKCNTY801 | 1 | North | YES | 0.14462 | 288 | 0 | 288 | 0 | 1.022 | CC | 1 | 0.31845 | 288 | 288 | 41.6494 | 288 |  |  | 0.31845 | 91.7136
581 | JCKCNTY802 | 2 | North | YES | 0.14462 | 147 | 0 | 147 | 0 | 1.022 | CC | 1 | 0.31845 | 147 | 147 | 21.2586 | 147 |  |  | 0.31845 | 46.8121
582 | JCKCNTY803 | 3 | North | YES | 0.14462 | 147 | 0 | 147 | 0 | 1.022 | CC | 1 | 0.31845 | 147 | 147 | 21.2586 | 147 |  |  | 0.31845 | 46.8121
2418 | MTCK2_G | 2 | North | YES | 0.14339 | 0 | 10 | 23 |  | 0.971 | GSC | 1 | 0.31722 | 23 | 23 | 3.2979 | 23 |  |  | 0.31722 | 7.2961
2419 | MTCK3_G | MB | North | YES | 0.14339 | 0 | 10 | 63 |  | 0.971 | GSC | 1 | 0.31722 | 0 | 0 | 0 | 0 |  |  | 0.31722 | 0
12322 | ENNSTRAC_1G | 1 | North | YES | 0.14316 | 196 | 130 | 196 | 0 | 1.036 | CC | 1 | 0.31699 | 196 | 196 | 28.0592 | 196 |  |  | 0.31699 | 62.1306
12323 | ENNSTRAC_2G | 2 | North | YES | 0.14316 | 116 | 100 | 116 | 0 | 1.036 | CC | 1 | 0.31699 | 116 | 116 | 16.6064 | 116 |  |  | 0.31699 | 36.7712
923 | SPENCER_G4 | 1 | North | YES | 0.14312 | 48 | 20 | 61 | 0 | 1.03 | GST | 1 | 0.31696 | 61 | 61 | 8.7305 | 61 |  |  | 0.31696 | 19.3344
924 | SPENCER_G5 | 1 | North | YES | 0.14312 | 52 | 20 | 66 | 0 | 1.03 | GST | 1 | 0.31696 | 66 | 66 | 9.4461 | 66 |  |  | 0.31696 | 20.9192
1453 | WCPWRCO_1G | 1 | North | YES | 0.14312 | 204 | 50 | 204 |  | 1.02 | CC | 1 | 0.31695 | 204 | 204 | 29.1967 | 204 |  |  | 0.31695 | 64.6588
1454 | WCPWRCO_2G | 2 | North | YES | 0.14312 | 204 | 50 | 204 |  | 1.02 | CC | 1 | 0.31695 | 204 | 204 | 29.1967 | 204 |  |  | 0.31695 | 64.6588
1455 | WCPWRCO_3G | 3 | North | YES | 0.14312 | 242 | 50 | 242 |  | 1.02 | CC | 1 | 0.31695 | 242 | 242 | 34.6353 | 242 |  |  | 0.31695 | 76.7031
728 | WOLFRIDGE801 | 1 | North | YES | 0.14291 | 11.2 | 0 | 112.5 | 0 | 0.99 | Wind | 1 | 0.31674 | 0 | 112.5 | 16.0769 | 112.5 |  |  | 0.31674 | 35.6332
2381 | NTHLK1_G | 1 | North | YES | 0.14285 | 0 | 35 | 156 |  | 1.022 | GST | 1 | 0.31668 | 156 | 156 | 22.2844 | 156 |  |  | 0.31668 | 49.4025
2382 | NTHLK2_G | 2 | North | YES | 0.14285 | 0 | 35 | 181 |  | 1.022 | GST | 1 | 0.31668 | 181 | 181 | 25.8557 | 181 |  |  | 0.31668 | 57.3196
2383 | NTHLK3_G | 3 | North | YES | 0.14285 | 0 | 50 | 329 |  | 1.022 | GST | 1 | 0.31668 | 329 | 329 | 46.9973 | 329 |  |  | 0.31668 | 104.1887
344 | MRSSHPRD | 1 | North | YES | 0.14208 | 12 | 0 | 12 |  | 1.03 | Hydro | 1 | 0.31592 | 0 | 0 | 0 | 0 |  |  | 0.31592 | 0
345 | MRSSHPRD01 | 2 | North | YES | 0.14208 | 12 | 0 | 12 |  | 1.03 | Hydro | 1 | 0.31592 | 0 | 0 | 0 | 0 |  |  | 0.31592 | 0
1600 | BARTNWND_1G | 1 | North | YES | 0.1417 | 12 | 0 | 120 | 0 | 1.022 | Wind | 1 | 0.31553 | 0 | 120 | 17.0038 | 120 |  |  | 0.31553 | 37.8638
2413 | MTCK6_G | 6 | North | YES | 0.14167 | 0 | 30 | 118 |  | 1.022 | GST | 1 | 0.31551 | 118 | 118 | 16.7173 | 118 |  |  | 0.31551 | 37.2297
2414 | MTCK7_G | 7 | North | YES | 0.14167 | 0 | 30 | 115 |  | 1.022 | GST | 1 | 0.31551 | 115 | 115 | 16.2923 | 115 |  |  | 0.31551 | 36.2832
2417 | MTCK8_G | 8 | North | YES | 0.14167 | 444.8 | 60 | 556 | 0 | 1.022 | GSC | 1 | 0.31551 | 556 | 556 | 78.7696 | 556 |  |  | 0.31551 | 175.4212
2371 | COLLIN_1G | MB | North | YES | 0.14121 | 0 | 40 | 138 |  | 1.022 | GST | 1 | 0.31504 | 0 | 0 | 0 | 0 |  |  | 0.31504 | 0
1643 | SLSTR1PP_1G | 1 | North | YES | 0.14048 | 6 | 0 | 60 | 0 | 1.022 | Wind | 1 | 0.31431 | 0 | 60 | 8.4286 | 60 |  |  | 0.31431 | 18.8586
6948 | DENISNDM | 1 | North | YES | 0.13974 | 40 | 5 | 40 | 0 | 1.015 | Hydro | 1 | 0.31357 | 0 | 0 | 0 | 0 |  |  | 0.31357 | 0
6948 | DENISNDM | 2 | North | YES | 0.13974 | 31 | 5 | 40 | 0 | 1.015 | Hydro | 1 | 0.31357 | 0 | 0 | 0 | 0 |  |  | 0.31357 | 0
1687 | VALLEY_1G | 1 | North | YES | 0.13943 | 136 | 15 | 170 | 0 | 1.029 | GST | 1 | 0.31326 | 170 | 170 | 23.7024 | 170 |  |  | 0.31326 | 53.2542
1688 | VALLEY_2G | 2 | North | YES | 0.13943 | 527 | 90 | 527 | 0 | 1.029 | GSC | 1 | 0.31326 | 527 | 527 | 73.4775 | 527 |  |  | 0.31326 | 165.0879
1689 | VALLEY_3G | 3 | North | YES | 0.13908 | 0 | 25 | 375 |  | 1.003 | GST | 1 | 0.31291 | 375 | 375 | 52.1531 | 375 |  |  | 0.31291 | 117.3408
11691 | KMICHICT1_G | 1 | North | YES | 0.13908 | 144 | 80 | 144 | 0 | 1.026 | CC | 1 | 0.31291 | 144 | 144 | 20.0268 | 144 |  |  | 0.31291 | 45.0589
11692 | KMICHICT2_G | 2 | North | YES | 0.13908 | 146 | 80 | 146 | 0 | 1.026 | CC | 1 | 0.31291 | 146 | 146 | 20.305 | 146 |  |  | 0.31291 | 45.6847
11693 | KMICHIST3_G | 3 | North | YES | 0.13908 | 312 | 60 | 312 | 0 | 1.026 | CC | 1 | 0.31291 | 312 | 312 | 43.3914 | 312 |  |  | 0.31291 | 97.6276
11694 | KMICHICT4_G | 4 | North | YES | 0.13908 | 144 | 80 | 144 | 0 | 1.026 | CC | 1 | 0.31291 | 144 | 144 | 20.0268 | 144 |  |  | 0.31291 | 45.0589
11695 | KMICHICT5_G | 5 | North | YES | 0.13908 | 148 | 80 | 148 | 0 | 1.026 | CC | 1 | 0.31291 | 148 | 148 | 20.5831 | 148 |  |  | 0.31291 | 46.3105
11696 | KMICHIST6_G | 6 | North | YES | 0.13908 | 310 | 60 | 310 | 0 | 1.026 | CC | 1 | 0.31291 | 310 | 310 | 43.1133 | 310 |  |  | 0.31291 | 97.0017
1432 | GRHAMSES_2G | 2 | North | YES | 0.13886 | 294.9 | 90 | 366 | 0 | 1.014 | GST | 1 | 0.3127 | 366 | 366 | 50.8246 | 366 |  |  | 0.3127 | 114.4478
1678 | LAMARPWR_1G | 1 | North | YES | 0.13884 | 160 | 67.7 | 160 | 0 | 1.038 | CC | 1 | 0.31267 | 160 | 160 | 22.2141 | 160 |  |  | 0.31267 | 50.0275
1679 | LAMARPWR_2G | 2 | North | YES | 0.13884 | 156 | 67.7 | 156 | 0 | 1.038 | CC | 1 | 0.31267 | 156 | 156 | 21.6587 | 156 |  |  | 0.31267 | 48.7768
1680 | LAMARPWR_3G | 3 | North | YES | 0.13884 | 196 | 129.1 | 196 | 0 | 1.038 | CC | 1 | 0.31267 | 196 | 196 | 27.2122 | 196 |  |  | 0.31267 | 61.2837
1681 | LAMARPWR_4G | 4 | North | YES | 0.13884 | 156 | 67.7 | 156 | 0 | 1.038 | CC | 1 | 0.31267 | 156 | 156 | 21.6587 | 156 |  |  | 0.31267 | 48.7768
1682 | LAMARPWR_5G | 5 | North | YES | 0.13884 | 157 | 67.7 | 157 | 0 | 1.038 | CC | 1 | 0.31267 | 157 | 157 | 21.7976 | 157 |  |  | 0.31267 | 49.0895
1683 | LAMARPWR_6G | 6 | North | YES | 0.13884 | 198 | 129.1 | 198 | 0 | 1.038 | CC | 1 | 0.31267 | 198 | 198 | 27.4899 | 198 |  |  | 0.31267 | 61.909
1479 | WFCOGEN_1G | 1 | North | YES | 0.13882 | 16 | 12 | 20 | 0 | 1 | Cogen | 1 | 0.31265 | 0 | 0 | 0 | 0 |  |  | 0.31265 | 0
1479 | WFCOGEN_1G | 2 | North | YES | 0.13882 | 16 | 12 | 20 | 0 | 1 | Cogen | 1 | 0.31265 | 0 | 0 | 0 | 0 |  |  | 0.31265 | 0
1482 | WFCOGEN_2G | 2 | North | YES | 0.13882 | 13.6 | 12 | 17 | 0 | 1 | Cogen | 1 | 0.31265 | 0 | 0 | 0 | 0 |  |  | 0.31265 | 0
1482 | WFCOGEN_2G | 1 | North | YES | 0.13882 | 16 | 12 | 20 | 0 | 1 | Cogen | 1 | 0.31265 | 0 | 0 | 0 | 0 |  |  | 0.31265 | 0
1675 | PEC_1G | 1 | North | YES | 0.13863 | 76.7 | 35 | 76.7 | 0 | 1.022 | Cogen | 1 | 0.31246 | 0 | 0 | 0 | 0 |  |  | 0.31246 | 0
1676 | PEC_2G | 2 | North | YES | 0.13863 | 79.6 | 35 | 79.6 | 0 | 1.022 | Cogen | 1 | 0.31246 | 0 | 0 | 0 | 0 |  |  | 0.31246 | 0
1677 | PEC_3G | 3 | North | YES | 0.13863 | 88.4 | 35 | 88.4 | 0 | 1.022 | Cogen | 1 | 0.31246 | 0 | 0 | 0 | 0 |  |  | 0.31246 | 0
1701 | MOSES_1G | 1 | North | YES | 0.13845 | 558 | 175 | 558 | 0 | 1.023 | LIGCO | 1 | 0.31228 | 0 | 558 | 77.2551 | 558 |  |  | 0.31228 | 174.2544
1702 | MOSES_2G | 2 | North | YES | 0.13845 | 579 | 175 | 579 | 0 | 1.023 | LIGCO | 1 | 0.31228 | 0 | 579 | 80.1625 | 579 |  |  | 0.31228 | 180.8123
1703 | MOSES_3G | 3 | North | YES | 0.13845 | 808 | 463 | 808 | 0 | 1.023 | LIGCO | 1 | 0.31228 | 0 | 808 | 111.8676 | 808 |  |  | 0.31228 | 252.3253
5925 | DCEAST | EQ | North | YES | 0.13845 | 400.3 | -600 | 600 | 0 | 1.025 | DCTie | 1 | 0.31228 | 0 | 0 | 0 | 0 |  |  | 0.31228 | 0
1433 | GRHAMSES_1G | 1 | North | YES | 0.13844 | 242 | 60 | 242 | 0 | 1.038 | GST | 1 | 0.31227 | 242 | 242 | 33.5015 | 242 |  |  | 0.31227 | 75.5693
842 | OLINGER_G1 | 1 | North | YES | 0.13808 | 55.4 | 20 | 79 | 0 | 1.03 | GST | 1 | 0.31191 | 79 | 79 | 10.9079 | 79 |  |  | 0.31191 | 24.6408
843 | OLINGER_G2 | 1 | North | YES | 0.13808 | 76.2 | 25 | 110 | 0 | 1.03 | GST | 1 | 0.31191 | 110 | 110 | 15.1883 | 110 |  |  | 0.31191 | 34.31
844 | OLINGER_G3 | 1 | North | YES | 0.13808 | 103.9 | 45 | 150 | 0 | 1.03 | GST | 1 | 0.31191 | 150 | 150 | 20.7112 | 150 |  |  | 0.31191 | 46.7863
845 | OLINGER_G4 | 1 | North | YES | 0.13808 | 51.9 | 0 | 76 | 0 | 1.03 | GGT | 1 | 0.31191 | 76 | 76 | 10.4937 | 76 |  |  | 0.31191 | 23.7051
837 | NEWMAN_G5 | 1 | North | YES | 0.13802 | 0 | 15 | 40 |  | 1.01 | GST | 1 | 0.31186 | 40 | 40 | 5.5209 | 40 |  |  | 0.31186 | 12.4743
12440 | PARKD_1SVC8 | 1 | North | YES | 0.13775 | 0 | 0 | 0 | 0 | 1.007 | GST | 1 | 0.31158 | 0 | 0 | 0 | 0 |  |  | 0.31158 | 0
12449 | PARKD_2SVC8 | 1 | North | YES | 0.13775 | 0 | 0 | 0 | 0 | 1.007 | GST | 1 | 0.31158 | 0 | 0 | 0 | 0 |  |  | 0.31158 | 0
949 | STEAM2 | 1 | North | YES | 0.13771 | 26 | 8 | 26 | 0 | 0.99 | GST | 1 | 0.31154 | 26 | 26 | 3.5804 | 26 |  |  | 0.31154 | 8.1001
950 | STEAM3 | 1 | North | YES | 0.13771 | 41 | 13 | 42 | 0 | 1.02 | GST | 1 | 0.31154 | 42 | 42 | 5.7837 | 42 |  |  | 0.31154 | 13.0847
948 | STEAM1 | 1 | North | YES | 0.13771 | 0 | 12 | 20 |  | 1.02 | GST | 1 | 0.31154 | 20 | 20 | 2.7541 | 20 |  |  | 0.31154 | 6.2308
2451 | LKHB1_G | 1 | North | YES | 0.13732 | 0 | 80 | 391 |  | 1.022 | GST | 1 | 0.31115 | 391 | 391 | 53.6909 | 391 |  |  | 0.31115 | 121.66
2452 | LKHB2_G | 2 | North | YES | 0.13732 | 516 | 80 | 516 | 0 | 1.022 | GST | 1 | 0.31115 | 516 | 516 | 70.8556 | 516 |  |  | 0.31115 | 160.5538
12411 | FPLEFR1A_G | 1 | North | YES | 0.13554 | 161 | 72 | 161 | 0 | 1 | CC | 1 | 0.30937 | 161 | 161 | 21.8215 | 161 |  |  | 0.30937 | 49.8087
12412 | FPLEFR1B_G | 2 | North | YES | 0.13554 | 164 | 72 | 164 | 0 | 1 | CC | 1 | 0.30937 | 164 | 164 | 22.2281 | 164 |  |  | 0.30937 | 50.7368
12413 | FPLEFR1C_G | 3 | North | YES | 0.13554 | 164 | 72 | 164 | 0 | 1 | CC | 1 | 0.30937 | 164 | 164 | 22.2281 | 164 |  |  | 0.30937 | 50.7368
12414 | FPLEFR1S_G | 4 | North | YES | 0.13554 | 414 | 191 | 414 | 0 | 1 | CC | 1 | 0.30937 | 414 | 414 | 56.1123 | 414 |  |  | 0.30937 | 128.0795
12421 | FPLEFR2A_G | 1 | North | YES | 0.13554 | 162 | 72 | 162 | 0 | 1 | CC | 1 | 0.30937 | 162 | 162 | 21.957 | 162 |  |  | 0.30937 | 50.1181
12422 | FPLEFR2B_G | 2 | North | YES | 0.13554 | 161 | 72 | 161 | 0 | 1 | CC | 1 | 0.30937 | 161 | 161 | 21.8215 | 161 |  |  | 0.30937 | 49.8087
12423 | FPLEFR2C_G | 3 | North | YES | 0.13554 | 163 | 72 | 163 | 0 | 1 | CC | 1 | 0.30937 | 163 | 163 | 22.0925 | 163 |  |  | 0.30937 | 50.4274
12424 | FPLEFR2S_G | 4 | North | YES | 0.13554 | 415 | 191 | 415 | 0 | 1 | CC | 1 | 0.30937 | 415 | 415 | 56.2479 | 415 |  |  | 0.30937 | 128.3889
6100 | OKLA7A | EQ | West | YES | 0.13494 | 50 | -220 | 220 | 0 | 1.035 | DCTie | 1 | 0.30877 | 0 | 0 |  |  |  |  | 0.30877 | 0
6752 | OKLA0A | 1 | West | YES | 0.13494 | 649.7 | 175 | 649.7 | 0 | 1.035 | LIGCO | 1 | 0.30877 | 0 | 649.7 |  |  |  |  | 0.30877 | 200.6097
1442 | COKFIELD_5 | 1 | North | YES | 0.13389 | 16.5 | 0 | 165 |  | 1.029 | Wind | 1 | 0.30772 | 0 | 165 | 22.092 | 165 |  |  | 0.30772 | 50.7746
3126 | TRINIDAD_6G | 1 | North | YES | 0.13355 | 179.2 | 46 | 224 | 0 | 1 | GST | 1 | 0.30738 | 224 | 224 | 29.9154 | 224 |  |  | 0.30738 | 68.8542
1438 | MESQUITW_2G | 1 | North | YES | 0.13232 | 23.6 | 0 | 236 |  | 1.017 | Wind | 1 | 0.30615 | 0 | 236 | 31.2275 | 236 |  |  | 0.30615 | 72.2523
1437 | MESQUITW_1G | 1 | North | YES | 0.13231 | 40 | 0 | 400 | 0 | 1.023 | Wind | 1 | 0.30615 | 0 | 400 | 52.9248 | 400 |  |  | 0.30615 | 122.4583
60052 | WILDHRS11A | 1 | West | YES | 0.13059 | 25.3 | 0 | 126.5 | 0 | 1.005 | Wind | 1 | 0.30442 | 0 | 126.5 |  |  |  |  | 0.30442 | 38.5094
60053 | WILDHRS21A | 1 | West | YES | 0.13059 | 7.8 | 0 | 39 | 0 | 1.025 | Wind | 1 | 0.30442 | 0 | 39 |  |  |  |  | 0.30442 | 11.8725
60081 | WHRLWIND1A | 1 | West | YES | 0.12941 | 12 | 0 | 60 | 0 | 1.03 | Wind | 1 | 0.30325 | 0 | 60 |  |  |  |  | 0.30325 | 18.1949
1416 | SWETWATR_1G | 1 | West | YES | 0.12841 | 30 | 18 | 30 | 0 | 1.026 | CC | 1 | 0.30225 | 30 | 30 |  |  |  |  | 0.30225 | 9.0674
1417 | SWETWATR_2G | 2 | West | YES | 0.12841 | 72 | 36 | 72 | 0 | 1.026 | CC | 1 | 0.30225 | 72 | 72 |  |  |  |  | 0.30225 | 21.7618
1418 | SWETWATR_3G | 3 | West | YES | 0.12841 | 68 | 36 | 68 | 0 | 1.026 | CC | 1 | 0.30225 | 68 | 68 |  |  |  |  | 0.30225 | 20.5529
1419 | SWETWATR_4G | 4 | West | YES | 0.12841 | 61 | 36 | 61 | 0 | 1.026 | CC | 1 | 0.30225 | 61 | 61 |  |  |  |  | 0.30225 | 18.4371
6144 | MCADOO1A | 1 | West | YES | 0.1276 | 15 | 0 | 150 | 0 | 1.025 | Wind | 1 | 0.30143 | 0 | 150 |  |  |  |  | 0.30143 | 45.2148
1049 | ROSCOEWI_5 | 1 | West | YES | 0.12759 | 41.8 | 0 | 209 |  | 1.01 | Wind | 1 | 0.30142 | 0 | 209 |  |  |  |  | 0.30142 | 62.9978
1057 | ROSCOEWI_5 | 2 | West | YES | 0.12759 | 25.3 | 0 | 126.5 |  | 1.01 | Wind | 1 | 0.30142 | 0 | 126.5 |  |  |  |  | 0.30142 | 38.1302
1060 | ROSCOEWI_5 | 3 | West | YES | 0.12759 | 39.4 | 0 | 197 | 0 | 1.01 | Wind | 1 | 0.30142 | 0 | 197 |  |  |  |  | 0.30142 | 59.3807
1072 | ROSCOEWI_5 | 4 | West | YES | 0.12759 | 63.6 | 0 | 318 | 0 | 1.01 | Wind | 1 | 0.30142 | 0 | 318 |  |  |  |  | 0.30142 | 95.8531
71051 | L_BITTCR1_1N | W1 | West | YES | 0.12744 | 7.5 | 0 | 37.5 |  | 1.02 | Wind | 1 | 0.30127 | 0 | 37.5 |  |  |  |  | 0.30127 | 11.2976
71054 | L_SWEETW1_1N | W1 | West | YES | 0.12744 | 21.5 | 0 | 107.5 |  | 1.02 | Wind | 1 | 0.30127 | 0 | 107.5 |  |  |  |  | 0.30127 | 32.3865
71057 | L_SWEETW1_2N | W1 | West | YES | 0.12744 | 27 | 0 | 135 |  | 1.02 | Wind | 1 | 0.30127 | 0 | 135 |  |  |  |  | 0.30127 | 40.6714
71059 | L_SWEETW1_3N | W1 | West | YES | 0.12744 | 23.8 | 0 | 119 | 0 | 1.02 | Wind | 1 | 0.30127 | 0 | 119 |  |  |  |  | 0.30127 | 35.8511
71060 | L_SWEETW1_4N | W1 | West | YES | 0.12744 | 21 | 0 | 105 | 0 | 1.02 | Wind | 1 | 0.30127 | 0 | 105 |  |  |  |  | 0.30127 | 31.6333
3097 | MARTLAKE_1G | 1 | North | YES | 0.12681 | 790 | 500 | 790 | 0 | 1.017 | LIGCO | 1 | 0.30064 | 0 | 790 | 100.1783 | 790 |  |  | 0.30064 | 237.5071
3098 | MARTLAKE_2G | 2 | North | YES | 0.12681 | 795 | 461 | 795 | 0 | 1.017 | LIGCO | 1 | 0.30064 | 0 | 795 | 100.8124 | 795 |  |  | 0.30064 | 239.0103
3099 | MARTLAKE_3G | 3 | North | YES | 0.12681 | 804 | 500 | 804 | 0 | 1.017 | LIGCO | 1 | 0.30064 | 0 | 804 | 101.9536 | 804 |  |  | 0.30064 | 241.716
36998 | RDCNYNG1 | 1 | West | YES | 0.12622 | 16.8 | 0 | 84 |  | 1.01 | Wind | 1 | 0.30005 | 0 | 84 |  |  |  |  | 0.30005 | 25.2044
1343 | TRENTIPP_8 | 1 | West | YES | 0.12595 | 30 | 0 | 150 |  | 1.014 | Wind | 1 | 0.29978 | 0 | 150 |  |  |  |  | 0.29978 | 44.9674
1354 | AEPWIND_8 | 1 | West | YES | 0.12595 | 20.2 | 0 | 101 |  | 1 | Wind | 1 | 0.29978 | 0 | 101 |  |  |  |  | 0.29978 | 30.2781
1061 | CIELOGEN_1G | 1 | West | YES | 0.1259 | 19.8 | 0 | 99 |  | 1 | Wind | 1 | 0.29974 | 0 | 99 |  |  |  |  | 0.29974 | 29.674
1062 | CIELOGEN_2G | 1 | West | YES | 0.1259 | 12.2 | 0 | 61 |  | 1 | Wind | 1 | 0.29974 | 0 | 61 |  |  |  |  | 0.29974 | 18.284
1069 | KINDERMG_1G | 1 | West | YES | 0.1259 | 25 | 5 | 25 | 0 | 1.017 | Cogen | 1 | 0.29974 | 0 | 0 |  |  |  |  | 0.29974 | 0
1070 | KINDERMG_2G | 1 | West | YES | 0.1259 | 45.7 | 12 | 45.7 | 0 | 1.017 | Cogen | 1 | 0.29974 | 0 | 0 |  |  |  |  | 0.29974 | 0
1071 | KINDERMG_3G | 1 | West | YES | 0.1259 | 45.7 | 12 | 45.7 | 0 | 1.017 | Cogen | 1 | 0.29974 | 0 | 0 |  |  |  |  | 0.29974 | 0
1068 | SCURRYCW_1G | 1 | West | YES | 0.12589 | 28.2 | 1.3 | 141 |  | 1.01 | Wind | 1 | 0.29972 | 0 | 141 |  |  |  |  | 0.29972 | 42.2605
1073 | SCURRYCW_2G | 2 | West | YES | 0.12589 | 24 | 0 | 120 | 0 | 1.017 | Wind | 1 | 0.29972 | 0 | 120 |  |  |  |  | 0.29972 | 35.9664
6637 | SNYDERW1A | 1 | West | YES | 0.12576 | 12.6 | 0 | 63 | 0 | 1.025 | Wind | 1 | 0.2996 | 0 | 63 |  |  |  |  | 0.2996 | 18.8747
1037 | MORGAN5G_5G | 5 | West | YES | 0.12565 | 109.6 | 40 | 137 | 0 | 1.029 | GST | 1 | 0.29949 | 137 | 137 |  |  |  |  | 0.29949 | 41.0296
1039 | MRGNAG_1G | A | West | YES | 0.12565 | 69 | 69 | 69 | 0 | 1.029 | GGT | 1 | 0.29949 | 69 | 69 |  |  |  |  | 0.29949 | 20.6645
1040 | MRGNBG_2G | B | West | YES | 0.12565 | 70 | 70 | 71 | 0 | 1.029 | GGT | 1 | 0.29949 | 71 | 71 |  |  |  |  | 0.29949 | 21.2635
1041 | MRGNCG_3G | C | West | YES | 0.12565 | 69 | 69 | 70 | 0 | 1.029 | GGT | 1 | 0.29949 | 70 | 70 |  |  |  |  | 0.29949 | 20.964
1042 | MRGNDG_4G | D | West | YES | 0.12565 | 68 | 68 | 68 | 0 | 1.029 | GGT | 1 | 0.29949 | 68 | 68 |  |  |  |  | 0.29949 | 20.365
1043 | MRGNEG_5G | E | West | YES | 0.12565 | 68 | 68 | 70 | 0 | 1.029 | GGT | 1 | 0.29949 | 70 | 70 |  |  |  |  | 0.29949 | 20.964
1044 | MRGNFG_6G | F | West | YES | 0.12565 | 66 | 66 | 66 | 0 | 1.029 | GGT | 1 | 0.29949 | 66 | 66 |  |  |  |  | 0.29949 | 19.7661
13116 | TGATEWAY_1G | 1 | North | YES | 0.12557 | 151 | 30 | 151 | 0 | 1.0232 | CC | 1 | 0.2994 | 151 | 151 | 18.9611 | 151 |  |  | 0.2994 | 45.21
13117 | TGATEWAY_2G | 2 | North | YES | 0.12557 | 130 | 30 | 130 | 0 | 1.0232 | CC | 1 | 0.2994 | 130 | 130 | 16.3241 | 130 |  |  | 0.2994 | 38.9225
13118 | TGATEWAY_3G | 3 | North | YES | 0.12557 | 148 | 30 | 148 | 0 | 1.0232 | CC | 1 | 0.2994 | 148 | 148 | 18.5844 | 148 |  |  | 0.2994 | 44.3118
13119 | TGATEWAY_4G | 4 | North | YES | 0.12557 | 399 | 65 | 399 | 0 | 1.0232 | CC | 1 | 0.2994 | 399 | 399 | 50.1024 | 399 |  |  | 0.2994 | 119.4621
1301 | BULLCREK_8 | 1 | West | YES | 0.12548 | 36 | 0 | 180 | 0 | 1.017 | Wind | 1 | 0.29931 | 0 | 180 |  |  |  |  | 0.29931 | 53.8761
1058 | LONGSHORE_5 | 1 | West | YES | 0.12544 | 30 | 0 | 150 |  | 1.01 | Wind | 1 | 0.29928 | 0 | 150 |  |  |  |  | 0.29928 | 44.8915
1058 | LONGSHORE_5 | 3 | West | YES | 0.12544 | 23.4 | 0 | 117 |  | 1.01 | Wind | 1 | 0.29928 | 0 | 117 |  |  |  |  | 0.29928 | 35.0154
1058 | LONGSHORE_5 | 2 | West | YES | 0.12544 | 44 | 0 | 220 |  | 1.01 | Wind | 1 | 0.29928 | 0 | 220 |  |  |  |  | 0.29928 | 65.8409
60058 | BUFF_GAP1A | 1 | West | YES | 0.12528 | 24 | 0 | 120 |  | 1 | Wind | 1 | 0.29911 | 0 | 120 |  |  |  |  | 0.29911 | 35.8934
60060 | CIRELLO | 1 | West | YES | 0.12528 | 46.6 | 0 | 233 | 0 | 1 | Wind | 1 | 0.29911 | 0 | 233 |  |  |  |  | 0.29911 | 69.6931
60063 | BUFF_GAP1B | 1 | West | YES | 0.12528 | 34 | 0 | 170.2 | 0 | 1.02 | Wind | 1 | 0.29911 | 0 | 170.2 |  |  |  |  | 0.29911 | 50.9088
60066 | H_HOLLOW1A | 1 | West | YES | 0.12528 | 44.4 | 0 | 222 | 0 | 1.005 | Wind | 1 | 0.29911 | 0 | 222 |  |  |  |  | 0.29911 | 66.4028
60068 | HHOLLOW21A | 1 | West | YES | 0.12528 | 36.8 | 0 | 184 | 0 | 1.025 | Wind | 1 | 0.29911 | 0 | 184 |  |  |  |  | 0.29911 | 55.0366
60070 | HHOLLOW31A | 1 | West | YES | 0.12528 | 44.8 | 0 | 224 | 0 | 1.025 | Wind | 1 | 0.29911 | 0 | 224 |  |  |  |  | 0.29911 | 67.0011
60072 | HHOLLOW41A | 1 | West | YES | 0.12528 | 23 | 0 | 115 | 0 | 1.025 | Wind | 1 | 0.29911 | 0 | 115 |  |  |  |  | 0.29911 | 34.3979
1045 | CALENG1G_1G | 1 | West | YES | 0.12512 | 73.4 | 27 | 73.4 | 0 | 1.014 | Cogen | 1 | 0.29895 | 0 | 0 |  |  |  |  | 0.29895 | 0
1046 | CALENG2G_2G | 2 | West | YES | 0.12512 | 73.4 | 27 | 73.4 | 0 | 1.014 | Cogen | 1 | 0.29895 | 0 | 0 |  |  |  |  | 0.29895 | 0
1047 | CALENG3G_3G | 3 | West | YES | 0.12512 | 70.4 | 27 | 70.4 | 0 | 1.014 | Cogen | 1 | 0.29895 | 0 | 0 |  |  |  |  | 0.29895 | 0
1302 | COYOTEWG_8 | 1 | West | YES | 0.125 | 45 | 0 | 225 |  | 1.01 | Wind | 1 | 0.29883 | 0 | 225 |  |  |  |  | 0.29883 | 67.2374
1360 | GUNSIGHT_8 | 1 | West | YES | 0.1247 | 24 | 0 | 120 | 0 | 1.01 | Wind | 1 | 0.29854 | 0 | 120 |  |  |  |  | 0.29854 | 35.8243
1327 | WILDHRSE_1G | 1 | West | YES | 0.12466 | 24 | 0 | 120 |  | 1 | Wind | 1 | 0.2985 | 0 | 120 |  |  |  |  | 0.2985 | 35.8197
1170 | AIRLAMESA_1G | 1 | West | YES | 0.12433 | 0 | 0 | 180 |  | 1 | Wind | 1 | 0.29816 | 0 | 180 |  |  |  |  | 0.29816 | 53.6695
3348 | CHAMPION_1G | MB | North | YES | 0.1243 | 0 | 42 | 42 |  | 1 | Cogen | 1 | 0.29813 | 0 | 0 | 0 | 0 |  |  | 0.29813 | 0
3113 | LUFKINWB_1G | 1 | North | YES | 0.12418 | 0 | 0 | 50 |  | 1.01 | Trash | 1 | 0.29801 | 50 | 50 | 6.209 | 50 |  |  | 0.29801 | 14.9007
1333 | MCDDONAL_8 | 1 | West | YES | 0.12396 | 42.8 | 0 | 214.2 |  | 1.01 | Wind | 1 | 0.29779 | 0 | 214.2 |  |  |  |  | 0.29779 | 63.7872
1320 | BSP 1 | 1 | West | YES | 0.12374 | 25.5 | 2.9 | 25.8 | 0 | 1 | Cogen | 1 | 0.29758 | 0 | 0 |  |  |  |  | 0.29758 | 0
1326 | STANTONW_8 | 1 | West | YES | 0.12373 | 20.1 | 0 | 100.5 |  | 1.01 | Wind | 1 | 0.29757 | 0 | 100.5 |  |  |  |  | 0.29757 | 29.9057
11001 | NAV1CT | 1 | West | YES | 0.12373 | 70.4 | 18 | 70.4 | 0 | 1.029 | CC | 1 | 0.29756 | 70.4 | 70.4 |  |  |  |  | 0.29756 | 20.9481
11009 | NAV2CT | 1 | West | YES | 0.12373 | 71.4 | 18 | 71.4 | 0 | 1.029 | CC | 1 | 0.29756 | 71.4 | 71.4 |  |  |  |  | 0.29756 | 21.2457
11011 | NAV3ST | 1 | West | YES | 0.12373 | 92.8 | 40 | 92.8 | 0 | 1.029 | CC | 1 | 0.29756 | 92.8 | 92.8 |  |  |  |  | 0.29756 | 27.6135
11012 | NAV4CT | 1 | West | YES | 0.12373 | 80 | 18 | 80 | 0 | 1.029 | CC | 1 | 0.29756 | 80 | 80 |  |  |  |  | 0.29756 | 23.8047
11013 | NAV5CT | 1 | West | YES | 0.12373 | 80 | 18 | 80 | 0 | 1.029 | CC | 1 | 0.29756 | 80 | 80 |  |  |  |  | 0.29756 | 23.8047
11014 | NAV6ST | 1 | West | YES | 0.12373 | 115 | 40 | 115 | 0 | 1.029 | CC | 1 | 0.29756 | 115 | 115 |  |  |  |  | 0.29756 | 34.2193
11020 | TIEHVSG_1G | 1 | West | YES | 0.1237 | 208.2 | 63 | 208.2 | 0 | 1.012 | CC | 1 | 0.29754 | 208.2 | 208.2 |  |  |  |  | 0.29754 | 61.9472
11021 | TIEHVCG_1G | 1 | West | YES | 0.1237 | 142.1 | 103 | 142.1 | 0 | 1.012 | CC | 1 | 0.29754 | 142.1 | 142.1 |  |  |  |  | 0.29754 | 42.28
11022 | TIEHVCG_2G | 1 | West | YES | 0.1237 | 132.4 | 103 | 132.4 | 0 | 1.012 | CC | 1 | 0.29754 | 132.4 | 132.4 |  |  |  |  | 0.29754 | 39.3939
11023 | TIEHVCG_3G | 1 | West | YES | 0.1237 | 137.4 | 103 | 137.4 | 0 | 1.012 | CC | 1 | 0.29754 | 137.4 | 137.4 |  |  |  |  | 0.29754 | 40.8816
11024 | TIEHVCG_4G | 1 | West | YES | 0.1237 | 147 | 103 | 147 | 0 | 1.012 | CC | 1 | 0.29754 | 147 | 147 |  |  |  |  | 0.29754 | 43.7379
11025 | TIEHVSG_2G | 1 | West | YES | 0.1237 | 213.2 | 63 | 213.2 | 0 | 1.012 | CC | 1 | 0.29754 | 213.2 | 213.2 |  |  |  |  | 0.29754 | 63.4349
1328 | OCOTILLO_1G | 1 | West | YES | 0.12368 | 11.6 | 0 | 58 |  | 1.01 | Wind | 1 | 0.29752 | 0 | 58 |  |  |  |  | 0.29752 | 17.256
3107 | STRYKER_1G | 1 | North | YES | 0.1236 | 145.6 | 45 | 182 | 0 | 1.029 | GST | 1 | 0.29744 | 182 | 182 | 22.4959 | 182 |  |  | 0.29744 | 54.1337
3108 | STRYKER_2G | 2 | North | YES | 0.1236 | 484 | 75 | 484 | 0 | 1.029 | GST | 1 | 0.29744 | 484 | 484 | 59.8243 | 484 |  |  | 0.29744 | 143.9599
60057 | CALLAHAN1A | 1 | West | YES | 0.12338 | 22.8 | 0 | 114 | 0 | 1.04 | Wind | 1 | 0.29722 | 0 | 114 |  |  |  |  | 0.29722 | 33.8828
76031 | L_GASCCR1_1N | W1 | West | YES | 0.12247 | 30 | 0 | 150 | 0 | 1.02 | Wind | 1 | 0.2963 | 0 | 150 |  |  |  |  | 0.2963 | 44.4454
1146 | NOTREES_1G | 1 | West | YES | 0.12234 | 29.8 | 0 | 149 | 0 | 1.017 | Wind | 1 | 0.29617 | 0 | 149 |  |  |  |  | 0.29617 | 44.1298
7038 | L_DELAWA1_1Y | 1 | West | YES | 0.12211 | 3.5 | 0 | 35 | 0 | 1 | Wind | 1 | 0.29594 | 0 | 35 |  |  |  |  | 0.29594 | 10.358
7038 | L_DELAWA1_1Y | 2 | West | YES | 0.12211 | 3 | 0 | 30 | 0 | 1 | Wind | 1 | 0.29594 | 0 | 30 |  |  |  |  | 0.29594 | 8.8783
1002 | PBCTAGE_1G | A | West | YES | 0.12199 | 64 | 64 | 66 | 0 | 1.036 | GGT | 1 | 0.29582 | 66 | 66 |  |  |  |  | 0.29582 | 19.5244
1003 | PBCTBGE_2G | B | West | YES | 0.12199 | 65 | 65 | 66 | 0 | 1.036 | GGT | 1 | 0.29582 | 66 | 66 |  |  |  |  | 0.29582 | 19.5244
1004 | PBCTCGE_3G | C | West | YES | 0.12199 | 62 | 62 | 67 | 0 | 1.036 | GGT | 1 | 0.29582 | 67 | 67 |  |  |  |  | 0.29582 | 19.8202
1005 | PBCTDGE_4G | D | West | YES | 0.12199 | 65 | 65 | 68 | 0 | 1.036 | GGT | 1 | 0.29582 | 68 | 68 |  |  |  |  | 0.29582 | 20.116
1006 | PBCTEGE_5G | E | West | YES | 0.12199 | 65 | 65 | 67 | 0 | 1.036 | GGT | 1 | 0.29582 | 67 | 67 |  |  |  |  | 0.29582 | 19.8202
1007 | PB5GEN_6G | 5 | West | YES | 0.12199 | 91.2 | 40 | 114 | 0 | 1.036 | GST | 1 | 0.29582 | 114 | 114 |  |  |  |  | 0.29582 | 33.7239
1008 | PB6GEN_7G | 6 | West | YES | 0.12199 | 515 | 130 | 515 | 0 | 1.036 | GST | 1 | 0.29582 | 515 | 515 |  |  |  |  | 0.29582 | 152.3493
76091 | L_DIVIDE1_1N | W1 | West | YES | 0.1218 | 110 | 0 | 550 | 0 | 1.02 | Wind | 1 | 0.29563 | 0 | 550 |  |  |  |  | 0.29563 | 162.5981
1349 | WESTXWIN_1G | 1 | West | YES | 0.12153 | 1.3 | 0 | 6.6 |  | 1.014 | Wind | 1 | 0.29536 | 0 | 6.6 |  |  |  |  | 0.29536 | 1.9494
1350 | NWPWRG1_1G | 1 | West | YES | 0.12153 | 6.9 | 1 | 34.3 |  | 1.014 | Wind | 1 | 0.29536 | 0 | 34.3 |  |  |  |  | 0.29536 | 10.1308
6407 | TURKTRAK1A | 1 | West | YES | 0.11895 | 33.9 | 0 | 169.5 | 0 | 1.025 | Wind | 1 | 0.29278 | 0 | 169.5 |  |  |  |  | 0.29278 | 49.6265
13134 | CALFREST_4G | 4 | North | YES | 0.11191 | 151.5 | 40 | 151.5 | 0 | 1.031 | CC | 1 | 0.28574 | 151.5 | 151.5 | 16.9536 | 151.5 |  |  | 0.28574 | 43.2894
13135 | CALFREST_5G | 5 | North | YES | 0.11191 | 152.3 | 57 | 152.3 | 0 | 1.031 | CC | 1 | 0.28574 | 152.3 | 152.3 | 17.0431 | 152.3 |  |  | 0.28574 | 43.518
13136 | CALFREST_6G | 6 | North | YES | 0.11191 | 177.5 | 40 | 177.5 | 0 | 1.031 | CC | 1 | 0.28574 | 177.5 | 177.5 | 19.8631 | 177.5 |  |  | 0.28574 | 50.7186
13131 | CALFREST_1G | 1 | North | YES | 0.11138 | 150.7 | 40 | 150.7 | 0 | 1.031 | CC | 1 | 0.28521 | 150.7 | 150.7 | 16.7848 | 150.7 |  |  | 0.28521 | 42.9816
13132 | CALFREST_2G | 2 | North | YES | 0.11138 | 151 | 57 | 151 | 0 | 1.031 | CC | 1 | 0.28521 | 151 | 151 | 16.8182 | 151 |  |  | 0.28521 | 43.0671
13133 | CALFREST_3G | 3 | North | YES | 0.11138 | 177.4 | 40 | 177.4 | 0 | 1.031 | CC | 1 | 0.28521 | 177.4 | 177.4 | 19.7586 | 177.4 |  |  | 0.28521 | 50.5968
60007 | KING_SW1A | 1 | West | YES | 0.11063 | 20 | 0 | 80 |  | 1.03 | Wind | 1 | 0.28446 | 0 | 80 |  |  |  |  | 0.28446 | 22.7567
60019 | KING_NW1A | 1 | West | YES | 0.11063 | 20 | 0 | 80 |  | 1.03 | Wind | 1 | 0.28446 | 0 | 80 |  |  |  |  | 0.28446 | 22.7567
60201 | RIO DRCS | F | West | YES | 0.10971 | 0 | 0 | 0 | 0 | 1.025 | AVR | 1 | 0.28354 | 0 | 0 |  |  |  |  | 0.28354 | 0
60016 | WOODWRD11A | 1 | West | YES | 0.10963 | 20 | 0 | 80 |  | 1.033 | Wind | 1 | 0.28346 | 0 | 80 |  |  |  |  | 0.28346 | 22.6767
38332 | TNWDWRDU2_8 | 1 | West | YES | 0.1096 | 20 | 0 | 80 | 0 | 1.0232 | Wind | 1 | 0.28343 | 0 | 80 |  |  |  |  | 0.28343 | 22.6746
38437 | TNSRBNMESA9 | 1 | West | YES | 0.10952 | 37.5 | 0 | 150 |  | 1.02 | Wind | 1 | 0.28335 | 0 | 150 |  |  |  |  | 0.28335 | 42.5026
6016 | SWMESA | 1 | West | YES | 0.10912 | 18.8 | 0 | 75 |  | 1.03 | Wind | 1 | 0.28295 | 0 | 75 |  |  |  |  | 0.28295 | 21.2212
60003 | KING_NE1A | 1 | West | YES | 0.10912 | 20 | 0 | 80 |  | 1.03 | Wind | 1 | 0.28295 | 0 | 80 |  |  |  |  | 0.28295 | 22.6359
60005 | KING_SE1A | 1 | West | YES | 0.10912 | 10 | 0 | 40 |  | 1.035 | Wind | 1 | 0.28295 | 0 | 40 |  |  |  |  | 0.28295 | 11.318
3381 | BBRN_1G | 1 | North | YES | 0.10845 | 618 | 225 | 618 | 0 | 1.03 | LIGCO | 1 | 0.28228 | 0 | 618 | 67.0202 | 618 |  |  | 0.28228 | 174.4496
3382 | BBRN_2G | 2 | North | YES | 0.10845 | 589 | 225 | 589 | 0 | 1.03 | LIGCO | 1 | 0.28228 | 0 | 589 | 63.8753 | 589 |  |  | 0.28228 | 166.2634
60000 | DSKY2 | 1 | West | YES | 0.10763 | 19.1 | 0 | 76.5 |  | 1.039 | Wind | 1 | 0.28146 | 0 | 76.5 |  |  |  |  | 0.28146 | 21.5321
60017 | ORNNWP1 | 1 | West | YES | 0.10682 | 20 | 0 | 80 |  | 1.027 | Wind | 1 | 0.28065 | 0 | 80 |  |  |  |  | 0.28065 | 22.452
60018 | DSKY1 | 1 | West | YES | 0.10591 | 21 | 0 | 84 | 0 | 1.023 | Wind | 1 | 0.27975 | 0 | 84 |  |  |  |  | 0.27975 | 23.4989
60202 | FRNDDRCS | F | West | YES | 0.087702 | 0 | 0 | 0 | 0 | 0.9985 | AVR | 1 | 0.26154 | 0 | 0 |  |  |  |  | 0.26154 | 0
48721 | LEG_1___1 | 1 | North | YES | 0.074456 | 827 | 357 | 827 | 0 | 1.0348 | LIGCO | 1 | 0.24829 | 0 | 827 | 61.5751 | 827 |  |  | 0.24829 | 205.3357
48722 | LEG_2___2 | 2 | North | YES | 0.074456 | 819 | 357 | 819 | 0 | 1.0348 | LIGCO | 1 | 0.24829 | 0 | 819 | 60.9795 | 819 |  |  | 0.24829 | 203.3494
39960 | TNTNPONE_18 | 1 | North | YES | 0.061038 | 152.3 | 30 | 152.3 |  | 1.04 | LIGCO | 1 | 0.23487 | 0 | 152.3 | 9.2961 | 152.3 |  |  | 0.23487 | 35.771
39970 | TNTNPONE_28 | 1 | North | YES | 0.061038 | 153 | 30 | 153 |  | 1.04 | LIGCO | 1 | 0.23487 | 0 | 153 | 9.3388 | 153 |  |  | 0.23487 | 35.9354
990 | GIBN_CREK_G1 | 1 | North | YES | 0.027507 | 463 | 200 | 463 | 0 | 1.0275 | LIGCO | 1 | 0.20134 | 0 | 463 | 12.7357 | 463 |  |  | 0.20134 | 93.2208
32798 | BRYN_TAMUGEN | 1 | North | YES | 0.020103 | 32 | 0 | 32 |  | 1.02 | GST | 1 | 0.19394 | 32 | 32 | 0.6433 | 32 |  |  | 0.19394 | 6.206
32886 | BRYN_ATKINS3 | MB | North | YES | 0.019184 | 0 | 5 | 12 |  | 1 | GST | 1 | 0.19302 | 0 | 0 | 0 | 0 |  |  | 0.19302 | 0
32887 | BRYN_ATKINS6 | MB | North | YES | 0.019184 | 0 | 12 | 51 |  | 1.028 | GST | 1 | 0.19302 | 0 | 0 | 0 | 0 |  |  | 0.19302 | 0
32888 | BRYN_ATKINS7 | 1 | North | YES | 0.019184 | 13.6 | 4 | 17 |  | 1.028 | GGT | 1 | 0.19302 | 17 | 17 | 0.32613 | 17 |  |  | 0.19302 | 3.2813
32890 | BRYN_ATKINS4 | MB | North | YES | 0.019184 | 0 | 5 | 22 |  | 1.031 | GST | 1 | 0.19302 | 0 | 0 | 0 | 0 |  |  | 0.19302 | 0
32891 | BRYN_ATKINS5 | MB | North | YES | 0.019184 | 0 | 5 | 25 |  | 1.031 | GST | 1 | 0.19302 | 0 | 0 | 0 | 0 |  |  | 0.19302 | 0
48671 | FTR_GT1_5105 | 1 | North | YES | 0.017799 | 154.2 | 0 | 154.2 | 0 | 1.0319 | CC | 1 | 0.19163 | 154.2 | 154.2 | 2.7446 | 154.2 |  |  | 0.19163 | 29.5498
48672 | FTR_GT2_5110 | 2 | North | YES | 0.017799 | 159 | 0 | 159 | 0 | 1.0319 | CC | 1 | 0.19163 | 159 | 159 | 2.83 | 159 |  |  | 0.19163 | 30.4696
48673 | FTR_GT3_5085 | 3 | North | YES | 0.017799 | 158 | 0 | 158 | 0 | 1.0319 | CC | 1 | 0.19163 | 158 | 158 | 2.8122 | 158 |  |  | 0.19163 | 30.278
48674 | FTR_CN4_5095 | 4 | North | YES | 0.017799 | 380 | 0 | 380 | 0 | 1.0319 | CC | 1 | 0.19163 | 380 | 380 | 6.7636 | 380 |  |  | 0.19163 | 72.8205
32883 | BRYN_DNSBY3 | 1 | North | YES | 0.016476 | 0 | 2 | 48 |  | 1.015 | GST | 1 | 0.19031 | 48 | 48 | 0.79085 | 48 |  |  | 0.19031 | 9.1349
32884 | BRYN_DNSBY13 | 1 | North | YES | 0.016476 | 46 | 2 | 46 | 0 | 1.015 | GST | 1 | 0.19031 | 46 | 46 | 0.7579 | 46 |  |  | 0.19031 | 8.7543
32892 | BRYN_DNSBY14 | 1 | North | YES | 0.016476 | 84 | 25 | 105 | 0 | 1.035 | GST | 1 | 0.19031 | 105 | 105 | 1.73 | 105 |  |  | 0.19031 | 19.9825
5934 | SI_RAY5 | 5 | South | YES | 0 | 0 | 10 | 15 |  | 1.035 | GST | -1 | 0.1363 | 15 | 15 |  |  | 0 | 15 | -0.1363 | -2.0445
8139 | JOS #1 | MB | South | YES | 0 | 0 | 45 | 255 |  | 1.02 | GST | -1 | 0.1363 | 0 | 0 |  |  | 0 | 0 | -0.1363 | 0
8285 | LAR #1 | MB | South | YES | 0 | 0 | 9 | 32 |  | 1.0497 | GST | -1 | 0.1363 | 0 | 0 |  |  | 0 | 0 | -0.1363 | 0
8287 | LAR #2 | MB | South | YES | 0 | 0 | 9 | 32 |  | 1.04 | GST | -1 | 0.1363 | 0 | 0 |  |  | 0 | 0 | -0.1363 | 0
8288 | LAR #3 | MB | South | YES | 0 | 0 | 25 | 105 |  | 1.04 | GST | -1 | 0.1363 | 0 | 0 |  |  | 0 | 0 | -0.1363 | 0
8388 | BATES0A | MB | South | YES | 0 | 0 | 21 | 71 |  | 1.033 | GST | -1 | 0.1363 | 0 | 0 |  |  | 0 | 0 | -0.1363 | 0
8393 | BATES0B | MB | South | YES | 0 | 0 | 25 | 110 |  | 1.03 | GST | -1 | 0.1363 | 0 | 0 |  |  | 0 | 0 | -0.1363 | 0
8437 | NUECES_B0C | MB | South | YES | 0 | 0 | 7 | 30 |  | 1.03 | GST | -1 | 0.1363 | 0 | 0 |  |  | 0 | 0 | -0.1363 | 0
8438 | NUECES_B0B | MB | South | YES | 0 | 0 | 26 | 169 |  | 1.03 | GST | -1 | 0.1363 | 0 | 0 |  |  | 0 | 0 | -0.1363 | 0
8442 | NUECES_B0A | MB | South | YES | 0 | 0 | 81 | 367 |  | 1.03 | GST | -1 | 0.1363 | 0 | 0 |  |  | 0 | 0 | -0.1363 | 0
39190 | TNSLCGN1__8 | 1 | Houston | YES | 0 | 0 | 10 | 30 |  | 1.03 | Cogen | -1 | 0.1363 | 0 | 0 |  |  |  |  | -0.1363 | 0
48591 | CHE_GT2_5030 | 2 | Houston | YES | -0.031362 | 173 | 50 | 173 | 0 | 1.029 | Cogen | -1 | 0.16766 | 0 | 0 |  |  |  |  | -0.16766 | 0
48811 | CVC_GT3_5045 | 3 | Houston | YES | -0.031362 | 156 | 91.8 | 156 | 0 | 1.029 | Cogen | -1 | 0.16766 | 0 | 0 |  |  |  |  | -0.16766 | 0
48812 | CVC_GT2_5020 | 2 | Houston | YES | -0.031362 | 158 | 91.8 | 158 | 0 | 1.029 | Cogen | -1 | 0.16766 | 0 | 0 |  |  |  |  | -0.16766 | 0
48813 | CVC_GT1_5035 | 1 | Houston | YES | -0.031362 | 160 | 91.8 | 160 | 0 | 1.029 | Cogen | -1 | 0.16766 | 0 | 0 |  |  |  |  | -0.16766 | 0
48814 | CVC_ST5_5040 | 1 | Houston | YES | -0.031362 | 162 | 91.8 | 162 | 0 | 1.029 | Cogen | -1 | 0.16766 | 0 | 0 |  |  |  |  | -0.16766 | 0
48885 | THW_5152 | B | Houston | YES | -0.036801 | 47.2 | 5 | 59 |  | 1.0319 | GGT | -1 | 0.1731 | 59 | 59 |  |  |  |  | -0.1731 | -10.213
48885 | THW_5152 | A | Houston | YES | -0.036801 | 46.4 | 5 | 58 |  | 1.0319 | GGT | -1 | 0.1731 | 58 | 58 |  |  |  |  | -0.1731 | -10.0399
48886 | THW_5354 | D | Houston | YES | -0.036801 | 46.4 | 5 | 58 |  | 1.0319 | GGT | -1 | 0.1731 | 58 | 58 |  |  |  |  | -0.1731 | -10.0399
48886 | THW_5354 | C | Houston | YES | -0.036801 | 45.6 | 5 | 57 |  | 1.0319 | GGT | -1 | 0.1731 | 57 | 57 |  |  |  |  | -0.1731 | -9.8668
48887 | THW_5556 | E | Houston | YES | -0.036801 | 47.2 | 5 | 59 |  | 1.0319 | GGT | -1 | 0.1731 | 59 | 59 |  |  |  |  | -0.1731 | -10.213
48887 | THW_5556 | F | Houston | YES | -0.036801 | 45.6 | 5 | 57 |  | 1.0319 | GGT | -1 | 0.1731 | 57 | 57 |  |  |  |  | -0.1731 | -9.8668
48690 | GBY_GN5_5 | 5 | Houston | YES | -0.037189 | 318.4 | 81 | 398 |  | 1.0362 | GSC | -1 | 0.17349 | 398 | 398 |  |  |  |  | -0.17349 | -69.0488
48595 | BTE_GT2_8075 | 1 | Houston | YES | -0.037456 | 162.8 | 130 | 162.8 | 0 | 1.0261 | CC | -1 | 0.17376 | 162.8 | 162.8 |  |  |  |  | -0.17376 | -28.2875
48596 | BTE_GT3_8045 | 2 | Houston | YES | -0.037456 | 161.4 | 130 | 161.4 | 0 | 1.0261 | CC | -1 | 0.17376 | 161.4 | 161.4 |  |  |  |  | -0.17376 | -28.0443
48597 | BTE_GT4_8055 | 3 | Houston | YES | -0.037456 | 158.9 | 130 | 158.9 | 0 | 1.0261 | CC | -1 | 0.17376 | 158.9 | 158.9 |  |  |  |  | -0.17376 | -27.6099
48598 | BTE_ST1_8070 | 4 | Houston | YES | -0.037456 | 269.2 | 60 | 269.2 | 0 | 1.0261 | CC | -1 | 0.17376 | 269.2 | 269.2 |  |  |  |  | -0.17376 | -46.7752
48583 | CBY_GT4_1 | 1 | Houston | YES | -0.038347 | 172 | 0 | 172 | 0 | 1.026 | GSC | -1 | 0.17465 | 172 | 172 |  |  |  |  | -0.17465 | -30.0393
48584 | CBY_GT4_2 | 2 | Houston | YES | -0.038347 | 172 | 0 | 172 | 0 | 1.026 | CC | -1 | 0.17465 | 172 | 172 |  |  |  |  | -0.17465 | -30.0393
48585 | CBY_ST4_1 | 3 | Houston | YES | -0.038347 | 172 | 0 | 172 | 0 | 1.026 | CC | -1 | 0.17465 | 172 | 172 |  |  |  |  | -0.17465 | -30.0393
48815 | CVC_GT4_8005 | 4 | Houston | YES | -0.038516 | 165 | 91.8 | 165 |  | 1.0362 | Cogen | -1 | 0.17482 | 0 | 0 |  |  |  |  | -0.17482 | 0
48581 | CBY_GN1_1 | 1 | Houston | YES | -0.038744 | 595.2 | 108 | 744 | 0 | 1.0435 | GSC | -1 | 0.17504 | 744 | 744 |  |  |  |  | -0.17504 | -130.233
48791 | PSA_GT1_8160 | 1 | Houston | YES | -0.038799 | 52 | 20.8 | 65 | 0 | 1.0362 | Cogen | -1 | 0.1751 | 0 | 0 |  |  |  |  | -0.1751 | 0
48792 | PSA_GT2_8155 | 2 | Houston | YES | -0.038799 | 52.8 | 20.3 | 66 | 0 | 1.0362 | Cogen | -1 | 0.1751 | 0 | 0 |  |  |  |  | -0.1751 | 0
48793 | PSA_GT3_8150 | 3 | Houston | YES | -0.038799 | 56 | 20.3 | 70 | 0 | 1.0362 | Cogen | -1 | 0.1751 | 0 | 0 |  |  |  |  | -0.1751 | 0
48794 | PSA_GT4_8145 | 4 | Houston | YES | -0.038799 | 52.8 | 20.3 | 66 | 0 | 1.0362 | Cogen | -1 | 0.1751 | 0 | 0 |  |  |  |  | -0.1751 | 0
48795 | PSA_GT5_8140 | 5 | Houston | YES | -0.038799 | 51.2 | 20.3 | 64 | 0 | 1.0362 | Cogen | -1 | 0.1751 | 0 | 0 |  |  |  |  | -0.1751 | 0
48796 | PSA_GN1_8165 | 1 | Houston | YES | -0.038799 | 83.2 | 43.1 | 104 | 0 | 1.0362 | Cogen | -1 | 0.1751 | 0 | 0 |  |  |  |  | -0.1751 | 0
48797 | PSA_GT6_8135 | 6 | Houston | YES | -0.038799 | 47.2 | 34.5 | 59 | 0 | 1.0362 | Cogen | -1 | 0.1751 | 0 | 0 |  |  |  |  | -0.1751 | 0
48651 | EP_1_2 | 2 | Houston | YES | -0.038812 | 17.7 | 10 | 21 | 0 | 1.0362 | Cogen | -1 | 0.17511 | 0 | 0 |  |  |  |  | -0.17511 | 0
48651 | EP_1_2 | 1 | Houston | YES | -0.038812 | 4 | 0 | 5 | 0 | 1.0362 | Cogen | -1 | 0.17511 | 0 | 0 |  |  |  |  | -0.17511 | 0
48883 | THW_GT1_GT_1 | B2 | Houston | YES | -0.039506 | 0 | 0 | 12 |  | 1.043 | GGT | -1 | 0.17581 | 12 | 12 |  |  |  |  | -0.17581 | -2.1097
49803 | EXN_15GT | 1 | Houston | YES | -0.039654 | 33 | 8.3 | 34 |  | 1.0326 | Cogen | -1 | 0.17595 | 0 | 0 |  |  |  |  | -0.17595 | 0
49804 | EXN_16GT | 2 | Houston | YES | -0.039654 | 32 | 8.3 | 34.7 |  | 1.0326 | Cogen | -1 | 0.17595 | 0 | 0 |  |  |  |  | -0.17595 | 0
49805 | EXN_17GT | 3 | Houston | YES | -0.039654 | 31 | 8.3 | 32.7 |  | 1.0326 | Cogen | -1 | 0.17595 | 0 | 0 |  |  |  |  | -0.17595 | 0
49826 | EXN938GT | 5 | Houston | YES | -0.039654 | 43 | 9.2 | 45.9 | 0 | 1.0326 | Cogen | -1 | 0.17595 | 0 | 0 |  |  |  |  | -0.17595 | 0
49828 | EXN941GT | 10 | Houston | YES | -0.039654 | 17.7 | 5.4 | 17.7 | 0 | 1.0326 | Cogen | -1 | 0.17595 | 0 | 0 |  |  |  |  | -0.17595 | 0
49829 | EXN942GT | 11 | Houston | YES | -0.039654 | 20 | 5.4 | 20.4 | 0 | 1.0326 | Cogen | -1 | 0.17595 | 0 | 0 |  |  |  |  | -0.17595 | 0
49830 | EXN943GT | 12 | Houston | YES | -0.039654 | 19 | 5.4 | 19.9 | 0 | 1.0326 | Cogen | -1 | 0.17595 | 0 | 0 |  |  |  |  | -0.17595 | 0
49831 | EXN944GT | 13 | Houston | YES | -0.039654 | 33 | 5.4 | 35 | 0 | 1.0326 | Cogen | -1 | 0.17595 | 0 | 0 |  |  |  |  | -0.17595 | 0
49832 | EXN945GT | 9 | Houston | YES | -0.039654 | 18.5 | 9.2 | 18.5 | 0 | 1.0326 | Cogen | -1 | 0.17595 | 0 | 0 |  |  |  |  | -0.17595 | 0
49837 | EXN_GT | 4 | Houston | YES | -0.039654 | 81 | 21.3 | 85.4 | 0 | 1.0326 | Cogen | -1 | 0.17595 | 0 | 0 |  |  |  |  | -0.17595 | 0
49838 | EXN_14GT | 14 | Houston | YES | -0.039654 | 140 | 0 | 148 |  | 1.0326 | Cogen | -1 | 0.17595 | 0 | 0 |  |  |  |  | -0.17595 | 0
48582 | CBY_GN2_2 | 2 | Houston | YES | -0.039962 | 596.8 | 110 | 746 | 0 | 1.0435 | GSC | -1 | 0.17626 | 746 | 746 |  |  |  |  | -0.17626 | -131.4917
48873 | THW_ST3_ST_3 | 3 | Houston | YES | -0.040691 | 107 | 19 | 107 | 0 | 1.0435 | CC | -1 | 0.17699 | 107 | 107 |  |  |  |  | -0.17699 | -18.9381
48874 | THW_ST4_ST_4 | 4 | Houston | YES | -0.040691 | 108 | 19 | 108 | 0 | 1.0435 | CC | -1 | 0.17699 | 108 | 108 |  |  |  |  | -0.17699 | -19.1151
48875 | THW_3132 | A | Houston | YES | -0.040691 | 55 | 5 | 55 | 0 | 1.0435 | CC | -1 | 0.17699 | 55 | 55 |  |  |  |  | -0.17699 | -9.7345
48875 | THW_3132 | B | Houston | YES | -0.040691 | 53 | 5 | 53 | 0 | 1.0435 | CC | -1 | 0.17699 | 53 | 53 |  |  |  |  | -0.17699 | -9.3805
48877 | THW_3334 | D | Houston | YES | -0.040691 | 57 | 5 | 57 | 0 | 1.0435 | CC | -1 | 0.17699 | 57 | 57 |  |  |  |  | -0.17699 | -10.0885
48877 | THW_3334 | C | Houston | YES | -0.040691 | 55 | 5 | 55 | 0 | 1.0435 | CC | -1 | 0.17699 | 55 | 55 |  |  |  |  | -0.17699 | -9.7345
48879 | THW_4142 | E | Houston | YES | -0.040691 | 56 | 5 | 56 | 0 | 1.0435 | CC | -1 | 0.17699 | 56 | 56 |  |  |  |  | -0.17699 | -9.9115
48879 | THW_4142 | F | Houston | YES | -0.040691 | 55 | 5 | 55 | 0 | 1.0435 | CC | -1 | 0.17699 | 55 | 55 |  |  |  |  | -0.17699 | -9.7345
48881 | THW_4344 | H | Houston | YES | -0.040691 | 58 | 5 | 58 | 0 | 1.0435 | CC | -1 | 0.17699 | 58 | 58 |  |  |  |  | -0.17699 | -10.2655
48881 | THW_4344 | G | Houston | YES | -0.040691 | 58 | 5 | 58 | 0 | 1.0435 | CC | -1 | 0.17699 | 58 | 58 |  |  |  |  | -0.17699 | -10.2655
48593 | CHE_GT1_8015 | 1 | Houston | YES | -0.041661 | 173 | 50 | 173 | 0 | 1.0362 | Cogen | -1 | 0.17796 | 0 | 0 |  |  |  |  | -0.17796 | 0
48594 | CHE_GN4_8025 | 4 | Houston | YES | -0.041661 | 142 | 60 | 142 | 0 | 1.0362 | Cogen | -1 | 0.17796 | 0 | 0 |  |  |  |  | -0.17796 | 0
48511 | LPE_GT1_8070 | 1 | Houston | YES | -0.041792 | 42 | 0 | 42 | 0 | 1.0362 | GGT | -1 | 0.17809 | 42 | 42 |  |  |  |  | -0.17809 | -7.4799
48512 | LPE_GT2_8075 | 2 | Houston | YES | -0.041792 | 42 | 0 | 42 | 0 | 1.0362 | GGT | -1 | 0.17809 | 42 | 42 |  |  |  |  | -0.17809 | -7.4799
48513 | LPE_GT3_8080 | 3 | Houston | YES | -0.041792 | 39 | 0 | 39 | 0 | 1.0362 | GGT | -1 | 0.17809 | 39 | 39 |  |  |  |  | -0.17809 | -6.9456
48514 | LPE_GT4_8085 | 4 | Houston | YES | -0.041792 | 39 | 0 | 39 | 0 | 1.0362 | GGT | -1 | 0.17809 | 39 | 39 |  |  |  |  | -0.17809 | -6.9456
48500 | APD_GT1_8005 | 1 | Houston | YES | -0.041912 | 137.6 | 54.6 | 137.6 |  | 1.0362 | Cogen | -1 | 0.17821 | 0 | 0 |  |  |  |  | -0.17821 | 0
48820 | SHELLG1_3015 | 1 | Houston | YES | -0.042588 | 71 | 34.5 | 71 |  | 1.029 | Cogen | -1 | 0.17889 | 0 | 0 |  |  |  |  | -0.17889 | 0
48821 | SHELLG2 | 2 | Houston | YES | -0.042588 | 72 | 34.5 | 72 |  | 1.029 | Cogen | -1 | 0.17889 | 0 | 0 |  |  |  |  | -0.17889 | 0
48822 | SHELLG3_3020 | 2 | Houston | YES | -0.042588 | 30 | 0 | 30 |  | 1.029 | Cogen | -1 | 0.17889 | 0 | 0 |  |  |  |  | -0.17889 | 0
48822 | SHELLG3_3020 | 1 | Houston | YES | -0.042588 | 39 | 0 | 39 |  | 1.029 | Cogen | -1 | 0.17889 | 0 | 0 |  |  |  |  | -0.17889 | 0
48740 | PSG_GN2_8050 | 1 | Houston | YES | -0.043055 | 182 | 60 | 182 | 0 | 1.0326 | Cogen | -1 | 0.17936 | 0 | 0 |  |  |  |  | -0.17936 | 0
48741 | PSG_GT2_8040 | 1 | Houston | YES | -0.043055 | 158.6 | 50 | 158.6 | 0 | 1.0326 | Cogen | -1 | 0.17936 | 0 | 0 |  |  |  |  | -0.17936 | 0
48742 | PSG_GT3_8060 | 1 | Houston | YES | -0.043055 | 157 | 50 | 157 | 0 | 1.0326 | Cogen | -1 | 0.17936 | 0 | 0 |  |  |  |  | -0.17936 | 0
48854 | SRB_GN4_4 | 4 | Houston | YES | -0.04306 | 182.4 | 35 | 228 | 0 | 1.0326 | GST | -1 | 0.17936 | 228 | 228 |  |  |  |  | -0.17936 | -40.8942
48611 | DIB_GT1_8080 | 1 | Houston | YES | -0.04307 | 64 | 0 | 64 | 0 | 1.0326 | Cogen | -1 | 0.17937 | 0 | 0 |  |  |  |  | -0.17937 | 0
48612 | DIB_GT2_8075 | 2 | Houston | YES | -0.04307 | 63.2 | 0 | 63.2 | 0 | 1.0326 | Cogen | -1 | 0.17937 | 0 | 0 |  |  |  |  | -0.17937 | 0
48613 | DIB_ST1_8085 | 3 | Houston | YES | -0.04307 | 67.9 | 30 | 82.6 | 0 | 1.0326 | Cogen | -1 | 0.17937 | 0 | 0 |  |  |  |  | -0.17937 | 0
48614 | DIB_GT3_8090 | 4 | Houston | YES | -0.04307 | 73.6 | 15 | 73.6 | 0 | 1.0326 | Cogen | -1 | 0.17937 | 0 | 0 |  |  |  |  | -0.17937 | 0
48845 | SOL_GT1 | 1 | Houston | YES | -0.043075 | 16.2 | 15.4 | 16.2 |  | 1.0326 | Solar | -1 | 0.17938 | 16.2 | 16.2 |  |  |  |  | -0.17938 | -2.9059
48853 | SRB_GN3_3 | 3 | Houston | YES | -0.043082 | 170.4 | 35 | 213 |  | 1.0326 | GST | -1 | 0.17938 | 213 | 213 |  |  |  |  | -0.17938 | -38.2084
48551 | CAL_GT1_8045 | 1 | Houston | YES | -0.043158 | 149 | 0 | 149 | 0 | 1.0326 | Cogen | -1 | 0.17946 | 0 | 0 |  |  |  |  | -0.17946 | 0
48552 | CAL_ST1_8000 | 2 | Houston | YES | -0.043158 | 65.1 | 0 | 65.1 | 0 | 1.0326 | Cogen | -1 | 0.17946 | 0 | 0 |  |  |  |  | -0.17946 | 0
48851 | SRB_GN1_1 | 1 | Houston | YES | -0.04317 | 132 | 26 | 165 | 0 | 1.0217 | GST | -1 | 0.17947 | 165 | 165 |  |  |  |  | -0.17947 | -29.6126
48852 | SRB_GN2_2 | 2 | Houston | YES | -0.043196 | 140.8 | 26 | 176 | 0 | 1.0217 | GST | -1 | 0.1795 | 176 | 176 |  |  |  |  | -0.1795 | -31.5914
48855 | SRB_GT211035 | B1 | Houston | YES | -0.043214 | 0 | 0 | 18 |  | 1.014 | GGT | -1 | 0.17951 | 18 | 18 |  |  |  |  | -0.17951 | -3.2313
48855 | SRB_GT211035 | B2 | Houston | YES | -0.043214 | 0 | 0 | 12 |  | 1.014 | GGT | -1 | 0.17951 | 12 | 12 |  |  |  |  | -0.17951 | -2.1542
48761 | PR_GT1__9040 | 1 | Houston | YES | -0.04355 | 26 | 0 | 35 |  | 1 | Cogen | -1 | 0.17985 | 0 | 0 |  |  |  |  | -0.17985 | 0
48641 | DPEC_GT15040 | 1 | Houston | YES | -0.043865 | 163.2 | 98 | 163.2 | 0 | 1.0319 | CC | -1 | 0.18017 | 163.2 | 163.2 |  |  |  |  | -0.18017 | -29.403
48642 | DPEC_GT25025 | 2 | Houston | YES | -0.043865 | 157.1 | 98 | 157.1 | 0 | 1.0319 | CC | -1 | 0.18017 | 157.1 | 157.1 |  |  |  |  | -0.18017 | -28.304
48643 | DPEC_GT35010 | 3 | Houston | YES | -0.043865 | 157.5 | 98 | 157.5 | 0 | 1.0319 | CC | -1 | 0.18017 | 157.5 | 157.5 |  |  |  |  | -0.18017 | -28.376
48644 | DPEC_GT45070 | 4 | Houston | YES | -0.043865 | 157 | 98 | 157 | 0 | 1.0319 | CC | -1 | 0.18017 | 157 | 157 |  |  |  |  | -0.18017 | -28.286
48645 | DPEC_ST55065 | 5 | Houston | YES | -0.043865 | 282 | 0 | 282 | 0 | 1.0319 | CC | -1 | 0.18017 | 282 | 282 |  |  |  |  | -0.18017 | -50.8066
48841 | SJS_GT1_GT1 | 1 | Houston | YES | -0.044232 | 62.4 | 49 | 78 | 0 | 1.0362 | Cogen | -1 | 0.18053 | 0 | 0 |  |  |  |  | -0.18053 | 0
48842 | SJS_GT2_GT2 | 2 | Houston | YES | -0.044232 | 64.8 | 49 | 81 | 0 | 1.0362 | Cogen | -1 | 0.18053 | 0 | 0 |  |  |  |  | -0.18053 | 0
48691 | GBY_73741085 | B | Houston | YES | -0.044682 | 37.6 | 20 | 47 | 0 | 1.0362 | GGT | -1 | 0.18098 | 47 | 47 |  |  |  |  | -0.18098 | -8.5062
48691 | GBY_73741085 | A | Houston | YES | -0.044682 | 37.6 | 20 | 47 | 0 | 1.0362 | GGT | -1 | 0.18098 | 47 | 47 |  |  |  |  | -0.18098 | -8.5062
48692 | GBY_81821075 | D | Houston | YES | -0.044682 | 44 | 20 | 55 | 0 | 1.0362 | GGT | -1 | 0.18098 | 55 | 55 |  |  |  |  | -0.18098 | -9.954
48692 | GBY_81821075 | C | Houston | YES | -0.044682 | 37.6 | 20 | 47 | 0 | 1.0362 | GGT | -1 | 0.18098 | 47 | 47 |  |  |  |  | -0.18098 | -8.5062
48693 | GBY_83841065 | F | Houston | YES | -0.044682 | 43.2 | 20 | 54 | 0 | 1.0362 | GGT | -1 | 0.18098 | 54 | 54 |  |  |  |  | -0.18098 | -9.773
48693 | GBY_83841065 | E | Houston | YES | -0.044682 | 45.6 | 20 | 57 | 0 | 1.0362 | GGT | -1 | 0.18098 | 57 | 57 |  |  |  |  | -0.18098 | -10.316
48531 | BYU_GT1_8075 | 1 | Houston | YES | -0.045599 | 65 | 0 | 65 |  | 1.0362 | Cogen | -1 | 0.1819 | 0 | 0 |  |  |  |  | -0.1819 | 0
48532 | BYU_GT2_8055 | 2 | Houston | YES | -0.045599 | 62 | 0 | 62 |  | 1.0362 | Cogen | -1 | 0.1819 | 0 | 0 |  |  |  |  | -0.1819 | 0
48533 | BYU_GT3_8060 | 3 | Houston | YES | -0.045599 | 67 | 0 | 67 |  | 1.0362 | Cogen | -1 | 0.1819 | 0 | 0 |  |  |  |  | -0.1819 | 0
48534 | BYU_GT4_8065 | 4 | Houston | YES | -0.045599 | 65 | 0 | 65 |  | 1.0362 | Cogen | -1 | 0.1819 | 0 | 0 |  |  |  |  | -0.1819 | 0
48561 | CTL_GT2_8130 | 1 | Houston | YES | -0.046326 | 73.5 | 30.3 | 91.9 |  | 1.0362 | Cogen | -1 | 0.18263 | 0 | 0 |  |  |  |  | -0.18263 | 0
48562 | CTL_GT3_8135 | 2 | Houston | YES | -0.046326 | 70.1 | 30.3 | 87.6 |  | 1.0362 | Cogen | -1 | 0.18263 | 0 | 0 |  |  |  |  | -0.18263 | 0
48563 | CTL_GT4_8140 | 3 | Houston | YES | -0.046326 | 69.6 | 30.3 | 87 |  | 1.0362 | Cogen | -1 | 0.18263 | 0 | 0 |  |  |  |  | -0.18263 | 0
48564 | CTL_GN1_8145 | 4 | Houston | YES | -0.046326 | 43.6 | 12.9 | 54.5 |  | 1.0362 | Cogen | -1 | 0.18263 | 0 | 0 |  |  |  |  | -0.18263 | 0
48565 | CTL_GN2_8155 | 5 | Houston | YES | -0.046326 | 9.8 | 3.4 | 12.2 |  | 1.0362 | Cogen | -1 | 0.18263 | 0 | 0 |  |  |  |  | -0.18263 | 0
48772 | PHR_GN2_2 | MB | Houston | YES | -0.048225 | 0 | 72 | 459 |  | 1.0362 | GSC | -1 | 0.18453 | 0 | 0 |  |  |  |  | -0.18453 | 0
38580 | TNBP_CGN1_8 | 1 | Houston | YES | -0.050948 | 70.8 | 0 | 70.8 | 0 | 1.005 | Cogen | -1 | 0.18725 | 0 | 0 |  |  |  |  | -0.18725 | 0
38590 | TNBP_CGN2_8 | 2 | Houston | YES | -0.050948 | 66.7 | 0 | 66.7 | 0 | 1.005 | Cogen | -1 | 0.18725 | 0 | 0 |  |  |  |  | -0.18725 | 0
38600 | TNBP_CGN3_8 | 5 | Houston | YES | -0.050948 | 53 | 0 | 53 | 0 | 1.005 | Cogen | -1 | 0.18725 | 0 | 0 |  |  |  |  | -0.18725 | 0
38611 | TNBPAMCG1_8 | 1 | Houston | YES | -0.050948 | 153.2 | 0 | 153.2 | 0 | 1.005 | Cogen | -1 | 0.18725 | 0 | 0 |  |  |  |  | -0.18725 | 0
38612 | TNBPAMCG2_8 | 2 | Houston | YES | -0.050948 | 153.5 | 0 | 153.5 | 0 | 1.005 | Cogen | -1 | 0.18725 | 0 | 0 |  |  |  |  | -0.18725 | 0
38613 | TNBPAMCG3_8 | 3 | Houston | YES | -0.050948 | 152.3 | 0 | 152.3 | 0 | 1.005 | Cogen | -1 | 0.18725 | 0 | 0 |  |  |  |  | -0.18725 | 0
38614 | TNBPAMCG4_8 | 4 | Houston | YES | -0.050948 | 96 | 0 | 96 |  | 1.005 | Cogen | -1 | 0.18725 | 0 | 0 |  |  |  |  | -0.18725 | 0
38615 | TNBPAMCG5_8 | 1 | Houston | YES | -0.050948 | 244 | 0 | 244 | 0 | 1.005 | Cogen | -1 | 0.18725 | 0 | 0 |  |  |  |  | -0.18725 | 0
38690 | TNBP_CGN4_8 | 3 | Houston | YES | -0.050948 | 40 | 0 | 40 |  | 1.005 | Cogen | -1 | 0.18725 | 0 | 0 |  |  |  |  | -0.18725 | 0
38711 | TNTXCTY1CG8 | 1 | Houston | YES | -0.050948 | 100.3 | 59 | 100.3 | 0 | 1 | Cogen | -1 | 0.18725 | 0 | 0 |  |  |  |  | -0.18725 | 0
38712 | TNTXCTY2CG8 | 1 | Houston | YES | -0.050948 | 92.9 | 59 | 92.9 | 0 | 1 | Cogen | -1 | 0.18725 | 0 | 0 |  |  |  |  | -0.18725 | 0
38713 | TNTXCTY3CG8 | 1 | Houston | YES | -0.050948 | 102.7 | 59 | 102.7 | 0 | 1 | Cogen | -1 | 0.18725 | 0 | 0 |  |  |  |  | -0.18725 | 0
38714 | TNTXCTY4CG8 | 1 | Houston | YES | -0.050948 | 103 | 59 | 103 | 0 | 1 | Cogen | -1 | 0.18725 | 0 | 0 |  |  |  |  | -0.18725 | 0
39470 | TNDOWCGNSG8 | 1 | Houston | YES | -0.050948 | 32 | 10 | 32 | 0 | 0.985 | Cogen | -1 | 0.18725 | 0 | 0 |  |  |  |  | -0.18725 | 0
39480 | TNDOWCGNGG8 | 1 | Houston | YES | -0.050948 | 30 | 10 | 30 | 0 | 0.985 | Cogen | -1 | 0.18725 | 0 | 0 |  |  |  |  | -0.18725 | 0
48921 | WAP_GN1_1 | 1 | Houston | YES | -0.057419 | 132.8 | 37 | 166 | 0 | 1.0362 | GST | -1 | 0.19372 | 166 | 166 |  |  |  |  | -0.19372 | -32.1574
48922 | WAP_GN2_2 | 2 | Houston | YES | -0.057419 | 132.8 | 37 | 166 | 0 | 1.0362 | GST | -1 | 0.19372 | 166 | 166 |  |  |  |  | -0.19372 | -32.1574
48923 | WAP_GN3_3 | 3 | Houston | YES | -0.057419 | 198.4 | 93 | 248 | 0 | 1.0362 | GST | -1 | 0.19372 | 248 | 248 |  |  |  |  | -0.19372 | -48.0424
48924 | WAP_GN4_4 | 4 | Houston | YES | -0.057419 | 546 | 217 | 546 | 0 | 1.0362 | GSC | -1 | 0.19372 | 546 | 546 |  |  |  |  | -0.19372 | -105.7708
48925 | WAP_GN5_5 | 5 | Houston | YES | -0.057419 | 595.2 | 278 | 654 | 0 | 0.985 | LIGCO | -1 | 0.19372 | 0 | 654 |  |  |  |  | -0.19372 | 0
48929 | WAPGT21_GT1 | B1 | Houston | YES | -0.057419 | 0 | 0 | 13 |  | 1.05 | GGT | -1 | 0.19372 | 13 | 13 |  |  |  |  | -0.19372 | -2.5184
48510 | AK_GT1__8040 | 1 | Houston | YES | -0.057556 | 33.4 | 8.1 | 34 |  | 1.029 | Cogen | -1 | 0.19386 | 0 | 0 |  |  |  |  | -0.19386 | 0
48521 | BVE_GT1_GT1 | 1 | Houston | YES | -0.058947 | 167.7 | 0 | 167.7 |  | 1.035 | CC | -1 | 0.19525 | 167.7 | 167.7 |  |  |  |  | -0.19525 | -32.743
48522 | BVE_GT2_5035 | 2 | Houston | YES | -0.058947 | 166.4 | 0 | 166.4 |  | 1.035 | CC | -1 | 0.19525 | 166.4 | 166.4 |  |  |  |  | -0.19525 | -32.4892
48523 | BVE_ST1_GN1 | 3 | Houston | YES | -0.058947 | 252.4 | 0 | 252.4 |  | 1.035 | CC | -1 | 0.19525 | 252.4 | 252.4 |  |  |  |  | -0.19525 | -49.2804
48926 | WAP_GN6_6 | 6 | Houston | YES | -0.059029 | 651 | 280 | 651 |  | 1.035 | LIGCO | -1 | 0.19533 | 0 | 651 |  |  |  |  | -0.19533 | 0
48927 | WAP_GN7_7 | 7 | Houston | YES | -0.059029 | 564 | 277 | 564 |  | 1.035 | LIGCO | -1 | 0.19533 | 0 | 564 |  |  |  |  | -0.19533 | 0
48928 | WAP_GN8_8 | 8 | Houston | YES | -0.059029 | 603 | 275 | 603 |  | 1.035 | LIGCO | -1 | 0.19533 | 0 | 603 |  |  |  |  | -0.19533 | 0
48730 | MNS_GT | 1 | Houston | YES | -0.059047 | 43 | 0 | 46.1 |  | 1.029 | Cogen | -1 | 0.19535 | 0 | 0 |  |  |  |  | -0.19535 | 0
39760 | TNSCLP1___8 | 1 | Houston | YES | -0.068938 | 93.4 | 20 | 116.8 | 0 | 1.04 | Cogen | -1 | 0.20524 | 0 | 0 |  |  |  |  | -0.20524 | 0
39770 | TNSCLP2___8 | 1 | Houston | YES | -0.068938 | 91.6 | 20 | 114.5 | 0 | 1.04 | Cogen | -1 | 0.20524 | 0 | 0 |  |  |  |  | -0.20524 | 0
39775 | TNSCLP4___8 | 1 | Houston | YES | -0.068938 | 95.2 | 20 | 119 | 0 | 1.04 | Cogen | -1 | 0.20524 | 0 | 0 |  |  |  |  | -0.20524 | 0
39790 | TNSCLP3___8 | 1 | Houston | YES | -0.068938 | 87.6 | 20 | 109.5 | 0 | 1.027 | Cogen | -1 | 0.20524 | 0 | 0 |  |  |  |  | -0.20524 | 0
8032 | AMISTADHYD1 | 1 | South | YES | -0.069819 | 33 | 13 | 33 | 0 | 1.0375 | Hydro | -1 | 0.20612 | 0 | 0 |  |  | 0 | 0 | -0.20612 | 0
8033 | AMISTADHYD2 | 2 | South | YES | -0.069819 | 25 | 13 | 25 | 0 | 1.0375 | Hydro | -1 | 0.20612 | 0 | 0 |  |  | 0 | 0 | -0.20612 | 0
88253 | HAMILTON | F | South | YES | -0.069819 | 0 | 0 | 0 | 0 | 1.04 | BLT | -1 | 0.20612 | 0 | 0 |  |  | 0 | 0 | -0.20612 | 0
48520 | BSF_GT1_8070 | 2 | Houston | YES | -0.071677 | 10 | 0 | 10 | 0 | 1.0326 | Cogen | -1 | 0.20798 | 0 | 0 |  |  |  |  | -0.20798 | 0
48520 | BSF_GT1_8070 | 1 | Houston | YES | -0.071677 | 72 | 0 | 72 | 0 | 1.0326 | Cogen | -1 | 0.20798 | 0 | 0 |  |  |  |  | -0.20798 | 0
49851 | DOW17000 | 37 | Houston | YES | -0.075141 | 39 | 0 | 62 | 0 | 1 | Cogen | -1 | 0.21144 | 0 | 0 |  |  |  |  | -0.21144 | 0
49858 | DOW38100 | 31 | Houston | YES | -0.075141 | 45 | 0 | 71.4 |  | 1 | Cogen | -1 | 0.21144 | 0 | 0 |  |  |  |  | -0.21144 | 0
49859 | DOW38200 | 33 | Houston | YES | -0.075141 | 28 | 0 | 45 | 0 | 1 | Cogen | -1 | 0.21144 | 0 | 0 |  |  |  |  | -0.21144 | 0
49860 | DOW38300 | 32 | Houston | YES | -0.075141 | 63 | 0 | 101 |  | 1 | Cogen | -1 | 0.21144 | 0 | 0 |  |  |  |  | -0.21144 | 0
49862 | DOW39100 | 36 | Houston | YES | -0.075141 | 54 | 0 | 86 | 0 | 1 | Cogen | -1 | 0.21144 | 0 | 0 |  |  |  |  | -0.21144 | 0
49863 | DOW39200 | 35 | Houston | YES | -0.075141 | 55 | 0 | 88 | 0 | 1 | Cogen | -1 | 0.21144 | 0 | 0 |  |  |  |  | -0.21144 | 0
49865 | DOW41000 | 41 | Houston | YES | -0.075141 | 31 | 0 | 50 |  | 1 | Cogen | -1 | 0.21144 | 0 | 0 |  |  |  |  | -0.21144 | 0
49866 | DOW42000 | 42 | Houston | YES | -0.075141 | 11 | 0 | 18 |  | 1 | Cogen | -1 | 0.21144 | 0 | 0 |  |  |  |  | -0.21144 | 0
49869 | DOW49000 | 45 | Houston | YES | -0.075141 | 59 | 0 | 94 |  | 1 | Cogen | -1 | 0.21144 | 0 | 0 |  |  |  |  | -0.21144 | 0
49870 | DOW61000 | 61 | Houston | YES | -0.075141 | 44 | 0 | 70 | 0 | 1 | Cogen | -1 | 0.21144 | 0 | 0 |  |  |  |  | -0.21144 | 0
49871 | DOW62000 | 62 | Houston | YES | -0.075141 | 40 | 0 | 63 | 0 | 1 | Cogen | -1 | 0.21144 | 0 | 0 |  |  |  |  | -0.21144 | 0
49872 | DOW63000 | 63 | Houston | YES | -0.075141 | 45 | 0 | 72 | 0 | 1 | Cogen | -1 | 0.21144 | 0 | 0 |  |  |  |  | -0.21144 | 0
49873 | DOW64000 | 64 | Houston | YES | -0.075141 | 41 | 0 | 64.8 | 0 | 1 | Cogen | -1 | 0.21144 | 0 | 0 |  |  |  |  | -0.21144 | 0
49876 | DOW65000 | 65 | Houston | YES | -0.075141 | 63 | 0 | 101 | 0 | 1 | Cogen | -1 | 0.21144 | 0 | 0 |  |  |  |  | -0.21144 | 0
49877 | DOW66000 | 66 | Houston | YES | -0.075141 | 61 | 0 | 97 | 0 | 1 | Cogen | -1 | 0.21144 | 0 | 0 |  |  |  |  | -0.21144 | 0
49878 | DOW67000 | 67 | Houston | YES | -0.075141 | 65 | 0 | 103 | 0 | 1 | Cogen | -1 | 0.21144 | 0 | 0 |  |  |  |  | -0.21144 | 0
49882 | DOW81000 | 81 | Houston | YES | -0.075141 | 47 | 0 | 76 | 0 | 1 | Cogen | -1 | 0.21144 | 0 | 0 |  |  |  |  | -0.21144 | 0
49884 | DOW82000 | 82 | Houston | YES | -0.075141 | 51 | 0 | 80 | 0 | 1 | Cogen | -1 | 0.21144 | 0 | 0 |  |  |  |  | -0.21144 | 0
49885 | DOW83000 | 83 | Houston | YES | -0.075141 | 51 | 0 | 80 | 0 | 1 | Cogen | -1 | 0.21144 | 0 | 0 |  |  |  |  | -0.21144 | 0
49886 | DOW84000 | 84 | Houston | YES | -0.075141 | 107 | 0 | 171 | 0 | 0.98 | Cogen | -1 | 0.21144 | 0 | 0 |  |  |  |  | -0.21144 | 0
48911 | TGF_GT1_8000 | 1 | Houston | YES | -0.088782 | 69.2 | 0 | 69.2 |  | 1.029 | Cogen | -1 | 0.22508 | 0 | 0 |  |  |  |  | -0.22508 | 0
8262 | ELPS | 1 | South | YES | -0.092638 | 6 | 6 | 6 | 0 | 1.15 | Hydro | -1 | 0.22894 | 0 | 0 |  |  | 0 | 0 | -0.22894 | 0
48731 | CBE_GT1 | 1 | Houston | YES | -0.093306 | 76 | 0 | 76 | 0 | 1.029 | CC | -1 | 0.22961 | 76 | 76 |  |  |  |  | -0.22961 | -17.4501
48732 | CBE_GT2 | 1 | Houston | YES | -0.093306 | 76 | 0 | 76 | 0 | 1.029 | CC | -1 | 0.22961 | 76 | 76 |  |  |  |  | -0.22961 | -17.4501
48733 | CBE_ST12 | 1 | Houston | YES | -0.093306 | 105 | 0 | 105 | 0 | 1.029 | CC | -1 | 0.22961 | 105 | 105 |  |  |  |  | -0.22961 | -24.1087
48734 | CBE_GT3 | 1 | Houston | YES | -0.093306 | 76 | 0 | 76 | 0 | 1.029 | CC | -1 | 0.22961 | 76 | 76 |  |  |  |  | -0.22961 | -17.4501
48735 | CBE_GT4 | 1 | Houston | YES | -0.093306 | 76 | 0 | 76 | 0 | 1.029 | CC | -1 | 0.22961 | 76 | 76 |  |  |  |  | -0.22961 | -17.4501
48736 | CBE_ST34 | 1 | Houston | YES | -0.093306 | 105 | 0 | 105 | 0 | 1.029 | CC | -1 | 0.22961 | 105 | 105 |  |  |  |  | -0.22961 | -24.1087
5911 | STP_GN1___1 | 1 | Houston | YES | -0.093977 | 1333 | 1249 | 1333 | 0 | 1.0406 | Nuc | -1 | 0.23028 | 0 | 0 |  |  |  |  | -0.23028 | 0
5912 | STP_GN2___2 | 2 | Houston | YES | -0.093977 | 1332 | 1249 | 1332 | 0 | 1.0406 | Nuc | -1 | 0.23028 | 0 | 0 |  |  |  |  | -0.23028 | 0
80010 | EPLVT1 | F | South | YES | -0.097945 | 0 | 0 | 0 |  | 1.0376 | AVR | -1 | 0.23425 | 0 | 0 |  |  | 0 | 0 | -0.23425 | 0
8134 | FOR #1 | 1 | South | YES | -0.12958 | 54.1 | 45 | 79 | 0 | 1.03 | Cogen | -1 | 0.26588 | 0 | 0 |  |  | 0 | 0 | -0.26588 | 0
8138 | FOR #2 | 2 | South | YES | -0.12958 | 63.1 | 45 | 81 | 0 | 1.03 | Cogen | -1 | 0.26588 | 0 | 0 |  |  | 0 | 0 | -0.26588 | 0
8153 | FOR #3 | 3 | South | YES | -0.12958 | 63.1 | 45 | 79.9 | 0 | 1.03 | Cogen | -1 | 0.26588 | 0 | 0 |  |  | 0 | 0 | -0.26588 | 0
8154 | FOR #4 | 4 | South | YES | -0.12958 | 63.1 | 60 | 80 | 0 | 1.03 | Cogen | -1 | 0.26588 | 0 | 0 |  |  | 0 | 0 | -0.26588 | 0
8155 | FOR #5 | 5 | South | YES | -0.12958 | 63.1 | 60 | 78.4 | 0 | 1.03 | Cogen | -1 | 0.26588 | 0 | 0 |  |  | 0 | 0 | -0.26588 | 0
8156 | FOR #6 | 6 | South | YES | -0.12958 | 24.9 | 5 | 25 | 0 | 1.03 | Cogen | -1 | 0.26588 | 0 | 0 |  |  | 0 | 0 | -0.26588 | 0
8157 | FOR #7 | 7 | South | YES | -0.12958 | 28.8 | 5 | 46 | 0 | 1.03 | Cogen | -1 | 0.26588 | 0 | 0 |  |  | 0 | 0 | -0.26588 | 0
80051 | FOR #8 | 8 | South | YES | -0.12958 | 28 | 28 | 28 | 0 | 1.016 | Cogen | -1 | 0.26588 | 0 | 0 |  |  | 0 | 0 | -0.26588 | 0
80052 | FOR #9 | 9 | South | YES | -0.12958 | 29.7 | 5 | 43.6 | 0 | 1.03 | Cogen | -1 | 0.26588 | 0 | 0 |  |  | 0 | 0 | -0.26588 | 0
80053 | FOR #10 | 10 | South | YES | -0.12958 | 68.4 | 45 | 75 | 0 | 1.03 | Cogen | -1 | 0.26588 | 0 | 0 |  |  | 0 | 0 | -0.26588 | 0
80226 | ALCOA G | 1 | South | YES | -0.13058 | 32.3 | 5 | 48 | 0 | 1.015 | Cogen | -1 | 0.26688 | 0 | 0 |  |  | 0 | 0 | -0.26688 | 0
8147 | UCAR #2 | 10 | South | YES | -0.13389 | 18.2 | 0 | 28 |  | 1 | Cogen | -1 | 0.27019 | 0 | 0 |  |  | 0 | 0 | -0.27019 | 0
8148 | UCAR #1 | 2 | South | YES | -0.13389 | 6.1 | 0 | 7 | 0 | 1.009 | Cogen | -1 | 0.27019 | 0 | 0 |  |  | 0 | 0 | -0.27019 | 0
80137 | CSDR89 | 8 | South | YES | -0.13389 | 33.9 | 0 | 39 |  | 1.003 | DCTie | -1 | 0.27019 | 0 | 0 |  |  | 0 | 0 | -0.27019 | 0
80137 | CSDR89 | 9 | South | YES | -0.13389 | 0 | 0 | 15 |  | 1.003 | DCTie | -1 | 0.27019 | 0 | 0 |  |  | 0 | 0 | -0.27019 | 0
80138 | CSDR7 | 7 | South | YES | -0.13389 | 6.1 | 0 | 7 | 0 | 1.014 | DCTie | -1 | 0.27019 | 0 | 0 |  |  | 0 | 0 | -0.27019 | 0
80139 | CSDR56 | 5 | South | YES | -0.13389 | 15 | 0 | 15 |  | 1.0033 | DCTie | -1 | 0.27019 | 0 | 0 |  |  | 0 | 0 | -0.27019 | 0
80139 | CSDR56 | 6 | South | YES | -0.13389 | 0 | 0 | 39 |  | 1.0033 | DCTie | -1 | 0.27019 | 0 | 0 |  |  | 0 | 0 | -0.27019 | 0
80140 | CSDR11 | 11 | South | YES | -0.13389 | 33.9 | 0 | 39 | 0 | 1.03 | DCTie | -1 | 0.2702 | 0 | 0 |  |  | 0 | 0 | -0.2702 | 0
80227 | AIRCO G | 1 | South | YES | -0.13427 | 7.2 | 0 | 8 | 0 | 1.0104 | Cogen | -1 | 0.27057 | 0 | 0 |  |  | 0 | 0 | -0.27057 | 0
80224 | VISTRONG1 | 1 | South | YES | -0.13516 | 13.1 | 0 | 15 | 0 | 1.01 | Cogen | -1 | 0.27146 | 0 | 0 |  |  | 0 | 0 | -0.27146 | 0
80225 | VISTRONG2 | 2 | South | YES | -0.13516 | 20.2 | 0 | 23 | 0 | 1.01 | Cogen | -1 | 0.27146 | 0 | 0 |  |  | 0 | 0 | -0.27146 | 0
80012 | LAR | F | South | YES | -0.13595 | 0 | 0 | 0 | 0 | 1.04 | DCTie | -1 | 0.27225 | 0 | 0 |  |  | 0 | 0 | -0.27225 | 0
80265 | LARECU40A | 4 | South | YES | -0.13595 | 80 | 0 | 100 |  | 1.039 | GGT | -1 | 0.27225 | 100 | 100 |  |  | -13.5945 | 100 | -0.27225 | -27.2245
80266 | LARECU50A | 5 | South | YES | -0.13595 | 80 | 0 | 100 |  | 1.039 | GGT | -1 | 0.27225 | 100 | 100 |  |  | -13.5945 | 100 | -0.27225 | -27.2245
5503 | RAYBURNGEN3 | 1 | South | YES | -0.13628 | 17.6 | 6 | 22 | 0 | 1.0223 | GST | -1 | 0.27258 | 22 | 22 |  |  | -2.9981 | 22 | -0.27258 | -5.9967
5505 | RAYBURNGEN1 | 1 | South | YES | -0.13628 | 0 | 1 | 11 |  | 1.0223 | GGT | -1 | 0.27258 | 11 | 11 |  |  | -1.4991 | 11 | -0.27258 | -2.9984
5506 | RAYBURNGEN2 | 1 | South | YES | -0.13628 | 0 | 1 | 11 |  | 1.0223 | GGT | -1 | 0.27258 | 11 | 11 |  |  | -1.4991 | 11 | -0.27258 | -2.9984
88299 | ZAPATA | F | South | YES | -0.13735 | 0 | 0 | 0 | 0 | 1.02 | BLT | -1 | 0.27365 | 0 | 0 |  |  | 0 | 0 | -0.27365 | 0
5508 | RAYBURNCC9 | 1 | South | YES | -0.13741 | 47.7 | 18.2 | 47.7 | 0 | 1.0296 | CC | -1 | 0.27371 | 47.7 | 47.7 |  |  | -6.5544 | 47.7 | -0.27371 | -13.0559
5509 | RAYBURNCC10 | 1 | South | YES | -0.13741 | 37.3 | 5.2 | 37.3 | 0 | 1.0296 | CC | -1 | 0.27371 | 37.3 | 37.3 |  |  | -5.1254 | 37.3 | -0.27371 | -10.2094
5511 | RAYBURNCC7 | 1 | South | YES | -0.13741 | 47.5 | 18.2 | 47.5 | 0 | 1.0296 | CC | -1 | 0.27371 | 47.5 | 47.5 |  |  | -6.5269 | 47.5 | -0.27371 | -13.0012
5512 | RAYBURNCC8 | 1 | South | YES | -0.13741 | 49.3 | 18.2 | 49.3 | 0 | 1.0296 | CC | -1 | 0.27371 | 49.3 | 49.3 |  |  | -6.7743 | 49.3 | -0.27371 | -13.4939
8066 | DUP1V#1 | 1 | South | YES | -0.13753 | 52.3 | 0 | 73 | 0 | 1.01 | Cogen | -1 | 0.27383 | 0 | 0 |  |  | 0 | 0 | -0.27383 | 0
8926 | LGE_GT10A | 1 | South | YES | -0.13768 | 158 | 0 | 158 | 0 | 1.03 | Cogen | -1 | 0.27398 | 0 | 0 |  |  | 0 | 0 | -0.27398 | 0
8927 | LGE_GT20A | 2 | South | YES | -0.13768 | 153 | 0 | 153 | 0 | 1.03 | Cogen | -1 | 0.27398 | 0 | 0 |  |  | 0 | 0 | -0.27398 | 0
8928 | LGE_STG0A | 3 | South | YES | -0.13768 | 100 | 0 | 100 | 0 | 1.03 | Cogen | -1 | 0.27398 | 0 | 0 |  |  | 0 | 0 | -0.27398 | 0
8930 | ICPGN10A | 1 | South | YES | -0.13768 | 149 | 0 | 149 | 0 | 1.03 | Cogen | -1 | 0.27398 | 0 | 0 |  |  | 0 | 0 | -0.27398 | 0
8931 | ICPGN20A | 2 | South | YES | -0.13768 | 150 | 0 | 150 | 0 | 1.03 | Cogen | -1 | 0.27398 | 0 | 0 |  |  | 0 | 0 | -0.27398 | 0
8932 | ICPGN30A | 3 | South | YES | -0.13768 | 127 | 0 | 127 | 0 | 1.03 | Cogen | -1 | 0.27398 | 0 | 0 |  |  | 0 | 0 | -0.27398 | 0
80223 | REYSHR G | 1 | South | YES | -0.13768 | 12 | 0 | 12 | 0 | 1.032 | Cogen | -1 | 0.27398 | 0 | 0 |  |  | 0 | 0 | -0.27398 | 0
5728 | FALCONHYDRO2 | 2 | South | YES | -0.13833 | 12 | 0 | 12 | 0 | 1.0227 | Hydro | -1 | 0.27463 | 0 | 0 |  |  | 0 | 0 | -0.27463 | 0
5729 | FALCONHYDRO3 | 3 | South | YES | -0.13833 | 11 | 0 | 11 | 0 | 1.0227 | Hydro | -1 | 0.27463 | 0 | 0 |  |  | 0 | 0 | -0.27463 | 0
8048 | FALCONHYDRO1 | 1 | South | YES | -0.13833 | 12 | 0 | 12 | 0 | 1.0227 | Hydro | -1 | 0.27463 | 0 | 0 |  |  | 0 | 0 | -0.27463 | 0
8560 | CNOPGT1 | 1 | South | YES | -0.13883 | 148.3 | 0 | 148.3 | 0 | 1.03 | Cogen | -1 | 0.27513 | 0 | 0 |  |  | 0 | 0 | -0.27513 | 0
8561 | CNOPGT2 | 2 | South | YES | -0.13883 | 148.6 | 0 | 148.6 | 0 | 1.03 | Cogen | -1 | 0.27513 | 0 | 0 |  |  | 0 | 0 | -0.27513 | 0
8562 | CNOPST1 | 3 | South | YES | -0.13883 | 153 | 0 | 153 | 0 | 1.03 | Cogen | -1 | 0.27513 | 0 | 0 |  |  | 0 | 0 | -0.27513 | 0
88508 | FALFURRI | F | South | YES | -0.13886 | 0 | 0 | 0 | 0 | 1 | AVR | -1 | 0.27516 | 0 | 0 |  |  | 0 | 0 | -0.27516 | 0
8173 | VICEC51A | 5 | South | YES | -0.13889 | 144 | 18 | 144 | 0 | 1.025 | CC | -1 | 0.27519 | 144 | 144 |  |  | -20.0007 | 144 | -0.27519 | -39.628
8174 | VICEC61A | 6 | South | YES | -0.13889 | 188 | 42 | 188 | 0 | 1.025 | CC | -1 | 0.27519 | 188 | 188 |  |  | -26.1121 | 188 | -0.27519 | -51.7365
8456 | COSW#1 | 1 | South | YES | -0.1389 | 20 | 0 | 20 | 0 | 1.027 | Cogen | -1 | 0.2752 | 0 | 0 |  |  | 0 | 0 | -0.2752 | 0
8457 | COSW#2 | 2 | South | YES | -0.1389 | 14 | 0 | 14 | 0 | 1.027 | Cogen | -1 | 0.2752 | 0 | 0 |  |  | 0 | 0 | -0.2752 | 0
8459 | B_DAVIS0B | MB | South | YES | -0.13904 | 0 | 50 | 339 |  | 1.03 | GSC | -1 | 0.27534 | 0 | 0 |  |  | 0 | 0 | -0.27534 | 0
8460 | B_DAVIS0A | MB | South | YES | -0.13904 | 0 | 50 | 340 |  | 1.03 | GSC | -1 | 0.27534 | 0 | 0 |  |  | 0 | 0 | -0.27534 | 0
8506 | VAL #1 | 1 | South | YES | -0.13912 | 20.9 | 0 | 25 | 0 | 1.0055 | Cogen | -1 | 0.27542 | 0 | 0 |  |  | 0 | 0 | -0.27542 | 0
8507 | VAL #2 | 2 | South | YES | -0.13912 | 20.9 | 0 | 25 | 0 | 1.0055 | Cogen | -1 | 0.27542 | 0 | 0 |  |  | 0 | 0 | -0.27542 | 0
8511 | OXY_CC0A | 1 | South | YES | -0.13924 | 30.3 | 0 | 38 |  | 1.027 | Cogen | -1 | 0.27554 | 0 | 0 |  |  | 0 | 0 | -0.27554 | 0
8461 | KOCH_UP0A | 1 | South | YES | -0.13924 | 38 | 0 | 38 | 0 | 1.012 | Cogen | -1 | 0.27554 | 0 | 0 |  |  | 0 | 0 | -0.27554 | 0
8933 | FGNTS001 | 1 | South | YES | -0.13934 | 146.5 | 0 | 146.5 | 0 | 1.03 | CC | -1 | 0.27564 | 146.5 | 146.5 |  |  | -20.4139 | 146.5 | -0.27564 | -40.3819
8934 | FGNTS101 | 2 | South | YES | -0.13934 | 147.9 | 0 | 147.9 | 0 | 1.03 | CC | -1 | 0.27564 | 147.9 | 147.9 |  |  | -20.609 | 147.9 | -0.27564 | -40.7678
8935 | FGNTS201 | 3 | South | YES | -0.13934 | 173 | 0 | 173 | 0 | 1.03 | CC | -1 | 0.27564 | 173 | 173 |  |  | -24.1065 | 173 | -0.27564 | -47.6865
8936 | MVGN#1 | 1 | South | YES | -0.13951 | 216.6 | 0 | 216.6 | 0 | 1.0304 | CC | -1 | 0.27581 | 216.6 | 216.6 |  |  | -30.2179 | 216.6 | -0.27581 | -59.7405
8937 | MVGN#2 | 2 | South | YES | -0.13951 | 216.7 | 0 | 216.7 | 0 | 1.0304 | CC | -1 | 0.27581 | 216.7 | 216.7 |  |  | -30.2318 | 216.7 | -0.27581 | -59.7681
8938 | MVGN#3 | 3 | South | YES | -0.13951 | 250.9 | 0 | 250.9 | 0 | 1.0304 | CC | -1 | 0.27581 | 250.9 | 250.9 |  |  | -35.0031 | 250.9 | -0.27581 | -69.2008
8981 | HECN1 | 1 | South | YES | -0.13951 | 144.8 | 0 | 144.8 | 0 | 1.0304 | CC | -1 | 0.27581 | 144.8 | 144.8 |  |  | -20.201 | 144.8 | -0.27581 | -39.9373
8982 | HECN2 | 2 | South | YES | -0.13951 | 144.1 | 0 | 144.1 | 0 | 1.0304 | CC | -1 | 0.27581 | 144.1 | 144.1 |  |  | -20.1034 | 144.1 | -0.27581 | -39.7443
8983 | HECN3 | 3 | South | YES | -0.13951 | 171.9 | 0 | 171.9 | 0 | 1.0304 | CC | -1 | 0.27581 | 171.9 | 171.9 |  |  | -23.9818 | 171.9 | -0.27581 | -47.4118
5932 | SI_RAY9 | 9 | South | YES | -0.13963 | 32 | 32 | 38 | 0 | 1.035 | CC | -1 | 0.27593 | 38 | 38 |  |  | -5.3061 | 38 | -0.27593 | -10.4855
5933 | SI_RAY6 | 6 | South | YES | -0.13963 | 15.4 | 10 | 19.3 | 0 | 1.035 | GST | -1 | 0.27593 | 19.3 | 19.3 |  |  | -2.6949 | 19.3 | -0.27593 | -5.3255
5935 | SI_RAY10 | 10 | South | YES | -0.13963 | 47 | 10 | 47 | 0 | 1.03 | CC | -1 | 0.27593 | 47 | 47 |  |  | -6.5628 | 47 | -0.27593 | -12.9689
80003 | MILHWYS | F | South | YES | -0.13963 | 0 | 0 | 0 | 0 | 1.0168 | AVR | -1 | 0.27593 | 0 | 0 |  |  | 0 | 0 | -0.27593 | 0
8517 | CELANEBI0A | 1 | South | YES | -0.13964 | 29 | 0 | 29 | 0 | 1.02 | Cogen | -1 | 0.27594 | 0 | 0 |  |  | 0 | 0 | -0.27594 | 0
80080 | GWINDT11A | 4 | South | YES | -0.1397 | 8.2 | 0 | 19 | 0 | 1.025 | Wind | -1 | 0.276 | 0 | 19 |  |  | 0 | 0 | -0.276 | 0
80080 | GWINDT11A | 2 | South | YES | -0.1397 | 17.7 | 0 | 41 | 0 | 1.025 | Wind | -1 | 0.276 | 0 | 41 |  |  | 0 | 0 | -0.276 | 0
80080 | GWINDT11A | 1 | South | YES | -0.1397 | 40.6 | 0 | 94 | 0 | 1.025 | Wind | -1 | 0.276 | 0 | 94 |  |  | 0 | 0 | -0.276 | 0
80080 | GWINDT11A | 3 | South | YES | -0.1397 | 16.4 | 0 | 38 | 0 | 1.025 | Wind | -1 | 0.276 | 0 | 38 |  |  | 0 | 0 | -0.276 | 0
80081 | GWINDT21A | 4 | South | YES | -0.1397 | 9.5 | 0 | 22 | 0 | 1.025 | Wind | -1 | 0.276 | 0 | 22 |  |  | 0 | 0 | -0.276 | 0
80081 | GWINDT21A | 3 | South | YES | -0.1397 | 18.6 | 0 | 43 | 0 | 1.025 | Wind | -1 | 0.276 | 0 | 43 |  |  | 0 | 0 | -0.276 | 0
80081 | GWINDT21A | 2 | South | YES | -0.1397 | 15.5 | 0 | 36 | 0 | 1.025 | Wind | -1 | 0.276 | 0 | 36 |  |  | 0 | 0 | -0.276 | 0
80081 | GWINDT21A | 1 | South | YES | -0.1397 | 40.6 | 0 | 94 | 0 | 1.025 | Wind | -1 | 0.276 | 0 | 94 |  |  | 0 | 0 | -0.276 | 0
80180 | PNSCALT11A | 1 | South | YES | -0.1397 | 63 | 0 | 146 | 0 | 1.025 | Wind | -1 | 0.276 | 0 | 146 |  |  | 0 | 0 | -0.276 | 0
80180 | PNSCALT11A | 2 | South | YES | -0.1397 | 21.6 | 0 | 50 | 0 | 1.025 | Wind | -1 | 0.276 | 0 | 50 |  |  | 0 | 0 | -0.276 | 0
80181 | PNSCALT21A | 1 | South | YES | -0.1397 | 23.7 | 0 | 55 | 0 | 1.025 | Wind | -1 | 0.276 | 0 | 55 |  |  | 0 | 0 | -0.276 | 0
80181 | PNSCALT21A | 2 | South | YES | -0.1397 | 21.6 | 0 | 50 | 0 | 1.025 | Wind | -1 | 0.276 | 0 | 50 |  |  | 0 | 0 | -0.276 | 0
8161 | COLETO0A | 1 | South | YES | -0.1448 | 633 | 200 | 633 | 0 | 1.03 | LIGCO | -1 | 0.2811 | 0 | 633 |  |  | 0 | 0 | -0.2811 | 0
88198 | BEEVILLE | F | South | YES | -0.14626 | 0 | 0 | 0 | 0 | 1.02 | AVR | -1 | 0.28256 | 0 | 0 |  |  | 0 | 0 | -0.28256 | 0
5890 | PEARSALLGEN1 | 1 | South | YES | -0.14722 | 19.2 | 6 | 24 | 0 | 1.0161 | GST | -1 | 0.28352 | 24 | 24 |  |  | -3.5332 | 24 | -0.28352 | -6.8044
5891 | PEARSALLGEN2 | 1 | South | YES | -0.14722 | 19.4 | 6 | 24.3 | 0 | 1.0161 | GST | -1 | 0.28352 | 24.3 | 24.3 |  |  | -3.5773 | 24.3 | -0.28352 | -6.8894
5892 | PEARSALLGEN3 | 1 | South | YES | -0.14722 | 19.1 | 6 | 23.9 | 0 | 1.0161 | GST | -1 | 0.28352 | 23.9 | 23.9 |  |  | -3.5185 | 23.9 | -0.28352 | -6.776
5903 | SANMIGUELGEN | 1 | South | YES | -0.15742 | 396.3 | 180 | 396.3 | 0 | 1.0331 | LIGCO | -1 | 0.29372 | 0 | 396.3 |  |  | 0 | 0 | -0.29372 | 0
8189 | CUECPL2A | 1 | South | YES | -0.16352 | 12 | 0 | 12 | 0 | 1.02 | Cogen | -1 | 0.29982 | 0 | 0 |  |  | 0 | 0 | -0.29982 | 0
5264 | LEON_LCP3G3 | 3 | South | YES | -0.16488 | 0 | 20 | 58 |  | 1.0197 | GST | -1 | 0.30118 | 58 | 58 |  |  | -9.563 | 58 | -0.30118 | -17.4685
5265 | LEON_LCP4G4 | 4 | South | YES | -0.16488 | 71.2 | 25 | 89 | 0 | 1.0197 | GST | -1 | 0.30118 | 89 | 89 |  |  | -14.6743 | 89 | -0.30118 | -26.805
5266 | LEON_LCPCT1 | 1 | South | YES | -0.16488 | 44 | 24 | 44 | 0 | 1.0197 | GGT | -1 | 0.30118 | 44 | 44 |  |  | -7.2547 | 44 | -0.30118 | -13.2519
5267 | LEON_LCPCT2 | 2 | South | YES | -0.16488 | 44 | 24 | 44 | 0 | 1.0197 | GGT | -1 | 0.30118 | 44 | 44 |  |  | -7.2547 | 44 | -0.30118 | -13.2519
5268 | LEON_LCPCT3 | 3 | South | YES | -0.16488 | 43 | 24 | 43 | 0 | 1.0197 | GGT | -1 | 0.30118 | 43 | 43 |  |  | -7.0898 | 43 | -0.30118 | -12.9508
5269 | LEON_LCPCT4 | 4 | South | YES | -0.16488 | 45 | 24 | 45 | 0 | 1.0197 | GGT | -1 | 0.30118 | 45 | 45 |  |  | -7.4196 | 45 | -0.30118 | -13.5531
5401 | CALAVER_JKS1 | 1 | South | YES | -0.1652 | 562 | 100 | 562 | 0 | 1.018 | LIGCO | -1 | 0.3015 | 0 | 562 |  |  | 0 | 0 | -0.3015 | 0
5476 | BRA_AVR1_CT1 | 1 | South | YES | -0.16589 | 155 | 90 | 155 | 0 | 1.017 | CC | -1 | 0.30219 | 155 | 155 |  |  | -25.7125 | 155 | -0.30219 | -46.839
5477 | BRA_AVR1_ST1 | 1 | South | YES | -0.16589 | 174 | 138 | 174 | 0 | 1.017 | CC | -1 | 0.30219 | 174 | 174 |  |  | -28.8643 | 174 | -0.30219 | -52.5806
5478 | BRA_AVR1_CT2 | 1 | South | YES | -0.16589 | 155 | 90 | 155 | 0 | 1.017 | CC | -1 | 0.30219 | 155 | 155 |  |  | -25.7125 | 155 | -0.30219 | -46.839
5028 | BRAUNIG_VHB3 | 3 | South | YES | -0.16589 | 407 | 60 | 407 | 0 | 1.0138 | GST | -1 | 0.30219 | 407 | 407 |  |  | -67.5176 | 407 | -0.30219 | -122.9919
5026 | BRAUNIG_VHB1 | 1 | South | YES | -0.16598 | 215 | 40 | 215 | 0 | 1.0192 | GST | -1 | 0.30228 | 215 | 215 |  |  | -35.6848 | 215 | -0.30228 | -64.9894
5027 | BRAUNIG_VHB2 | 2 | South | YES | -0.16598 | 172.8 | 40 | 216 | 0 | 1.0192 | GST | -1 | 0.30228 | 216 | 216 |  |  | -35.8508 | 216 | -0.30228 | -65.2917
5031 | BRA_VHBCT1 | 1 | South | YES | -0.16598 | 44 | 24 | 44 | 0 | 1.0192 | GST | -1 | 0.30228 | 44 | 44 |  |  | -7.3029 | 44 | -0.30228 | -13.3002
5032 | BRA_VHBCT2 | 2 | South | YES | -0.16598 | 44 | 24 | 44 | 0 | 1.0192 | GST | -1 | 0.30228 | 44 | 44 |  |  | -7.3029 | 44 | -0.30228 | -13.3002
5033 | BRA_VHBCT3 | 3 | South | YES | -0.16598 | 43 | 24 | 43 | 0 | 1.0192 | GST | -1 | 0.30228 | 43 | 43 |  |  | -7.137 | 43 | -0.30228 | -12.9979
5034 | BRA_VHBCT4 | 4 | South | YES | -0.16598 | 45 | 24 | 45 | 0 | 1.0192 | GST | -1 | 0.30228 | 45 | 45 |  |  | -7.4689 | 45 | -0.30228 | -13.6024
5396 | CALAVER_OWS1 | 1 | South | YES | -0.16617 | 418 | 80 | 418 | 0 | 1.0192 | GST | -1 | 0.30247 | 418 | 418 |  |  | -69.4603 | 418 | -0.30247 | -126.4339
5397 | CALAVER_OWS2 | 2 | South | YES | -0.16617 | 400 | 80 | 400 | 0 | 1.0192 | GST | -1 | 0.30247 | 400 | 400 |  |  | -66.4692 | 400 | -0.30247 | -120.9893
5111 | CALAVER_JTD1 | 1 | South | YES | -0.16633 | 430 | 80 | 430 | 0 | 1.0138 | LIGCO | -1 | 0.30263 | 0 | 430 |  |  | 0 | 0 | -0.30263 | 0
5112 | CALAVER_JTD2 | 2 | South | YES | -0.16633 | 430 | 80 | 430 | 0 | 1.0138 | LIGCO | -1 | 0.30263 | 0 | 430 |  |  | 0 | 0 | -0.30263 | 0
5436 | TUTTL_WBT1G1 | 1 | South | YES | -0.16692 | 48.8 | 20 | 61 | 0 | 1.012 | GST | -1 | 0.30322 | 61 | 61 |  |  | -10.1822 | 61 | -0.30322 | -18.4966
5438 | TUTTL_WBT3G3 | 3 | South | YES | -0.16692 | 95 | 25 | 95 | 0 | 1.012 | GST | -1 | 0.30322 | 95 | 95 |  |  | -15.8576 | 95 | -0.30322 | -28.8061
5439 | TUTTL_WBT4G4 | 4 | South | YES | -0.16692 | 120.8 | 40 | 151 | 0 | 1.012 | GST | -1 | 0.30322 | 151 | 151 |  |  | -25.2052 | 151 | -0.30322 | -45.7866
7026 | L_INKSDA1_1Y | 1 | South | YES | -0.17037 | 0 | 0 | 13.7 |  | 1 | Hydro | -1 | 0.30667 | 0 | 0 |  |  | 0 | 0 | -0.30667 | 0
7800 | L_GUADGE1_1Y | 1 | South | YES | -0.17084 | 147 | 30 | 147 | 0 | 1.02 | CC | -1 | 0.30714 | 147 | 147 |  |  | -25.1129 | 147 | -0.30714 | -45.149
7801 | L_GUADGE1_2Y | 2 | South | YES | -0.17084 | 138 | 30 | 138 | 0 | 1.02 | CC | -1 | 0.30714 | 138 | 138 |  |  | -23.5754 | 138 | -0.30714 | -42.3848
7802 | L_GUADGE1_3Y | 3 | South | YES | -0.17084 | 146 | 30 | 146 | 0 | 1.02 | CC | -1 | 0.30714 | 146 | 146 |  |  | -24.9421 | 146 | -0.30714 | -44.8419
7803 | L_GUADGE1_4Y | 4 | South | YES | -0.17084 | 149 | 30 | 149 | 0 | 1.02 | CC | -1 | 0.30714 | 149 | 149 |  |  | -25.4546 | 149 | -0.30714 | -45.7633
7804 | L_GUADGE1_5Y | 5 | South | YES | -0.17084 | 182 | 30 | 182 | 0 | 1.02 | CC | -1 | 0.30714 | 182 | 182 |  |  | -31.0922 | 182 | -0.30714 | -55.8988
7805 | L_GUADGE1_6Y | 6 | South | YES | -0.17084 | 203 | 30 | 203 | 0 | 1.02 | CC | -1 | 0.30714 | 203 | 203 |  |  | -34.6797 | 203 | -0.30714 | -62.3487
7624 | L_LAKEWO9_1Y | 1 | South | YES | -0.17314 | 0 | 0 | 2.4 |  | 1 | Hydro | -1 | 0.30944 | 0 | 0 |  |  | 0 | 0 | -0.30944 | 0
7624 | L_LAKEWO9_1Y | 2 | South | YES | -0.17314 | 0 | 0 | 2.4 |  | 1 | Hydro | -1 | 0.30944 | 0 | 0 |  |  | 0 | 0 | -0.30944 | 0
7609 | L_SCHUMA8_1Y | 1 | South | YES | -0.17427 | 0 | 0 | 4 |  | 1 | Hydro | -1 | 0.31057 | 0 | 0 |  |  | 0 | 0 | -0.31057 | 0
7605 | L_MCQUEE9_1Y | 3 | South | YES | -0.17616 | 0 | 0 | 2.8 |  | 1.025 | Hydro | -1 | 0.31246 | 0 | 0 |  |  | 0 | 0 | -0.31246 | 0
7605 | L_MCQUEE9_1Y | 1 | South | YES | -0.17616 | 0 | 0 | 2.4 |  | 1.025 | Hydro | -1 | 0.31246 | 0 | 0 |  |  | 0 | 0 | -0.31246 | 0
7605 | L_MCQUEE9_1Y | 2 | South | YES | -0.17616 | 0 | 0 | 2.4 |  | 1.025 | Hydro | -1 | 0.31246 | 0 | 0 |  |  | 0 | 0 | -0.31246 | 0
7810 | L_RIONOG1G1Y | 1 | South | YES | -0.17671 | 148 | 0 | 148 | 0 | 1.02 | CC | -1 | 0.31301 | 148 | 148 |  |  | -26.1532 | 148 | -0.31301 | -46.3257
7811 | L_RIONOG1G2Y | 2 | South | YES | -0.17671 | 148 | 0 | 148 | 0 | 1.02 | CC | -1 | 0.31301 | 148 | 148 |  |  | -26.1532 | 148 | -0.31301 | -46.3257
7812 | L_RIONOG1G3Y | 3 | South | YES | -0.17671 | 154 | 0 | 154 | 0 | 1.02 | CC | -1 | 0.31301 | 154 | 154 |  |  | -27.2135 | 154 | -0.31301 | -48.2037
7813 | L_RIONOG1S1Y | 4 | South | YES | -0.17671 | 293 | 0 | 293 | 0 | 1.02 | CC | -1 | 0.31301 | 293 | 293 |  |  | -51.7763 | 293 | -0.31301 | -91.7123
7022 | L_BUCHAN1_1Y | 1 | South | YES | -0.1769 | 0 | 0 | 18 |  | 1 | Hydro | -1 | 0.3132 | 0 | 0 |  |  | 0 | 0 | -0.3132 | 0
7023 | L_BUCHAN1_2Y | 2 | South | YES | -0.1769 | 0 | 0 | 18 |  | 1 | Hydro | -1 | 0.3132 | 0 | 0 |  |  | 0 | 0 | -0.3132 | 0
7024 | L_BUCHAN1_3Y | 3 | South | YES | -0.1769 | 0 | 0 | 15 |  | 1 | Hydro | -1 | 0.3132 | 0 | 0 |  |  | 0 | 0 | -0.3132 | 0
7000 | L_FERGUS1_1Y | 1 | South | YES | -0.17734 | 400 | 65 | 423.3 | 0 | 1.015 | GSC | -1 | 0.31364 | 423.3 | 423.3 |  |  | -75.0697 | 423.3 | -0.31364 | -132.7656
7035 | L_WIRTZ_1G1Y | 1 | South | YES | -0.17875 | 0 | 0 | 29 |  | 1 | Hydro | -1 | 0.31505 | 0 | 0 |  |  | 0 | 0 | -0.31505 | 0
7036 | L_WIRTZ_1G2Y | 2 | South | YES | -0.17875 | 23 | 0 | 29.8 |  | 1 | Hydro | -1 | 0.31505 | 0 | 0 |  |  | 0 | 0 | -0.31505 | 0
7014 | L_HAYSEN1_1Y | 1 | South | YES | -0.18296 | 223.9 | 74 | 223.9 | 0 | 1.008 | CC | -1 | 0.31926 | 223.9 | 223.9 |  |  | -40.9652 | 223.9 | -0.31926 | -71.4828
7015 | L_HAYSEN1_2Y | 2 | South | YES | -0.18296 | 225 | 74 | 225 | 0 | 1.008 | CC | -1 | 0.31926 | 225 | 225 |  |  | -41.1664 | 225 | -0.31926 | -71.834
7016 | L_HAYSEN1_3Y | 3 | South | YES | -0.18296 | 224.6 | 74 | 224.6 | 0 | 1.008 | CC | -1 | 0.31926 | 224.6 | 224.6 |  |  | -41.0933 | 224.6 | -0.31926 | -71.7063
7017 | L_HAYSEN1_4Y | 4 | South | YES | -0.18296 | 226.7 | 74 | 226.7 | 0 | 1.008 | CC | -1 | 0.31926 | 226.7 | 226.7 |  |  | -41.4775 | 226.7 | -0.31926 | -72.3768
7028 | L_MARBFA1_1Y | 1 | South | YES | -0.18379 | 0 | 0 | 18 |  | 1 | Hydro | -1 | 0.32009 | 0 | 0 |  |  | 0 | 0 | -0.32009 | 0
7029 | L_MARBFA1_2Y | 2 | South | YES | -0.18379 | 0 | 0 | 18 |  | 1 | Hydro | -1 | 0.32009 | 0 | 0 |  |  | 0 | 0 | -0.32009 | 0
7487 | L_CANYHY8_1Y | 1 | South | YES | -0.1844 | 0 | 0 | 6 |  | 1 | Hydro | -1 | 0.3207 | 0 | 0 |  |  | 0 | 0 | -0.3207 | 0
7303 | L_WPPGS12_1Y | 1 | South | YES | -0.18661 | 50 | 0 | 50 | 0 | 1.025 | GGT | -1 | 0.32291 | 50 | 50 |  |  | -9.3306 | 50 | -0.32291 | -16.1456
7303 | L_WPPGS12_1Y | 2 | South | YES | -0.18661 | 50 | 0 | 50 | 0 | 1.025 | GGT | -1 | 0.32291 | 50 | 50 |  |  | -9.3306 | 50 | -0.32291 | -16.1456
7305 | L_WPPGS34_1Y | 4 | South | YES | -0.18661 | 50 | 0 | 50 | 0 | 1.025 | GGT | -1 | 0.32291 | 50 | 50 |  |  | -9.3306 | 50 | -0.32291 | -16.1456
7305 | L_WPPGS34_1Y | 3 | South | YES | -0.18661 | 50 | 0 | 50 | 0 | 1.025 | GGT | -1 | 0.32291 | 50 | 50 |  |  | -9.3306 | 50 | -0.32291 | -16.1456
7012 | L_FPPYD21_3Y | 3 | South | YES | -0.18818 | 427.5 | 200 | 436 | 0 | 1.02 | LIGCO | -1 | 0.32448 | 0 | 436 |  |  | 0 | 0 | -0.32448 | 0
7010 | L_FPPYD11_1Y | 1 | South | YES | -0.18836 | 547.4 | 200 | 606 | 0 | 1.02 | LIGCO | -1 | 0.32466 | 0 | 606 |  |  | 0 | 0 | -0.32466 | 0
7011 | L_FPPYD11_2Y | 2 | South | YES | -0.18836 | 552.2 | 200 | 598 | 0 | 1.02 | LIGCO | -1 | 0.32466 | 0 | 598 |  |  | 0 | 0 | -0.32466 | 0
7031 | L_MARSFO1G1Y | 1 | South | YES | -0.19842 | 0 | 0 | 36 |  | 1 | Hydro | -1 | 0.33472 | 0 | 0 |  |  | 0 | 0 | -0.33472 | 0
7032 | L_MARSFO1G2Y | 2 | South | YES | -0.19842 | 0 | 0 | 35 |  | 1 | Hydro | -1 | 0.33472 | 0 | 0 |  |  | 0 | 0 | -0.33472 | 0
7033 | L_MARSFO1G3Y | 3 | South | YES | -0.19842 | 0 | 0 | 36 |  | 1 | Hydro | -1 | 0.33472 | 0 | 0 |  |  | 0 | 0 | -0.33472 | 0
7004 | L_SIMGID1_1Y | 1 | South | YES | -0.20111 | 132 | 40 | 132 | 0 | 1.02 | GST | -1 | 0.33741 | 132 | 132 |  |  | -26.5459 | 132 | -0.33741 | -44.5375
7005 | L_SIMGID1_2Y | 2 | South | YES | -0.20111 | 133 | 32 | 139 | 0 | 1.02 | GST | -1 | 0.33741 | 139 | 139 |  |  | -27.9536 | 139 | -0.33741 | -46.8993
7006 | L_SIMGID1_3Y | 3 | South | YES | -0.20111 | 324.9 | 60 | 329 | 0 | 1.02 | GST | -1 | 0.33741 | 329 | 329 |  |  | -66.1635 | 329 | -0.33741 | -111.0064
7020 | L_AUSTPL1_1Y | 2 | South | YES | -0.206 | 0 | 0 | 8 |  | 1 | Hydro | -1 | 0.3423 | 0 | 0 |  |  | 0 | 0 | -0.3423 | 0
7020 | L_AUSTPL1_1Y | 1 | South | YES | -0.206 | 0 | 0 | 8 |  | 1 | Hydro | -1 | 0.3423 | 0 | 0 |  |  | 0 | 0 | -0.3423 | 0
9016 | SANDH_G1 | 1 | South | YES | -0.20665 | 45 | 2 | 49 | 0 | 1.0175 | GGT | -1 | 0.34295 | 49 | 49 |  |  | -10.1259 | 49 | -0.34295 | -16.8046
9017 | SANDH_G2 | 2 | South | YES | -0.20665 | 45 | 2 | 46 | 0 | 1.0175 | GGT | -1 | 0.34295 | 46 | 46 |  |  | -9.5059 | 46 | -0.34295 | -15.7758
9018 | SANDH_G3 | 3 | South | YES | -0.20665 | 45 | 2 | 46 | 0 | 1.0175 | GGT | -1 | 0.34295 | 46 | 46 |  |  | -9.5059 | 46 | -0.34295 | -15.7758
9019 | SANDH_G4 | 4 | South | YES | -0.20665 | 0 | 2 | 47 |  | 1.0175 | GGT | -1 | 0.34295 | 47 | 47 |  |  | -9.7126 | 47 | -0.34295 | -16.1187
9020 | SANDHG5A | 5A | South | YES | -0.20665 | 150 | 84 | 155 | 0 | 1.0175 | CC | -1 | 0.34295 | 155 | 155 |  |  | -32.0309 | 155 | -0.34295 | -53.1575
9021 | SANDHG5C | 5C | South | YES | -0.20665 | 140 | 0 | 148 | 0 | 1.0175 | CC | -1 | 0.34295 | 148 | 148 |  |  | -30.5843 | 148 | -0.34295 | -50.7568
9000 | DECKR_G1 | 1 | South | YES | -0.20771 | 280 | 50 | 321 | 0 | 1.015 | GST | -1 | 0.34401 | 321 | 321 |  |  | -66.6739 | 321 | -0.34401 | -110.4264
9001 | DECKR_G2 | 2 | South | YES | -0.20771 | 400 | 50 | 426 | 0 | 1.015 | GST | -1 | 0.34401 | 426 | 426 |  |  | -88.4832 | 426 | -0.34401 | -146.5471
9002 | DECKR_G3 | 3 | South | YES | -0.20976 | 0 | 24 | 42 |  | 1.015 | GGT | -1 | 0.34606 | 42 | 42 |  |  | -8.8098 | 42 | -0.34606 | -14.5344
9003 | DECKR_G4 | 4 | South | YES | -0.20976 | 44 | 24 | 44 | 0 | 1.015 | GGT | -1 | 0.34606 | 44 | 44 |  |  | -9.2293 | 44 | -0.34606 | -15.2265
9004 | DECKR_G5 | 5 | South | YES | -0.20976 | 44 | 24 | 44 | 0 | 1.015 | GGT | -1 | 0.34606 | 44 | 44 |  |  | -9.2293 | 44 | -0.34606 | -15.2265
9005 | DECKR_G6 | 6 | South | YES | -0.20976 | 44 | 24 | 47 | 0 | 1.015 | GGT | -1 | 0.34606 | 47 | 47 |  |  | -9.8585 | 47 | -0.34606 | -16.2646
7007 | L_LOSTPI1_1Y | 1 | South | YES | -0.21108 | 158.6 | 110 | 158 | 0 | 1 | CC | -1 | 0.34738 | 158 | 158 |  |  | -33.3503 | 158 | -0.34738 | -54.8858
7008 | L_LOSTPI1_2Y | 2 | South | YES | -0.21108 | 157.7 | 107 | 160 | 0 | 1 | CC | -1 | 0.34738 | 160 | 160 |  |  | -33.7725 | 160 | -0.34738 | -55.5805
7009 | L_LOSTPI1_3Y | 3 | South | YES | -0.21108 | 173.9 | 72 | 175 | 0 | 1 | CC | -1 | 0.34738 | 175 | 175 |  |  | -36.9387 | 175 | -0.34738 | -60.7912
7807 | L_BASTEN1_1Y | 1 | South | YES | -0.21143 | 152.5 | 83.5 | 152.5 | 0 | 1.004 | CC | -1 | 0.34773 | 152.5 | 152.5 |  |  | -32.2426 | 152.5 | -0.34773 | -53.0284
7808 | L_BASTEN1_2Y | 1 | South | YES | -0.21143 | 149.5 | 83.5 | 149.5 | 0 | 1.004 | CC | -1 | 0.34773 | 149.5 | 149.5 |  |  | -31.6083 | 149.5 | -0.34773 | -51.9852
7809 | L_BASTEN1_3Y | 1 | South | YES | -0.21143 | 232.6 | 42 | 232.6 | 0 | 1.004 | CC | -1 | 0.34773 | 232.6 | 232.6 |  |  | -49.1779 | 232.6 | -0.34773 | -80.8814
3432 | SANDOW_4G | 4 | South | YES | -0.25582 | 580 | 225 | 580 | 0 | 1.029 | LIGCO | -1 | 0.39212 | 0 | 580 |  |  | 0 | 0 | -0.39212 | 0
13432 | SANDOW_5G | 5 | South | YES | -0.25582 | 581 | 225 | 581 | 0 | 1.029 | LIGCO | -1 | 0.39212 | 0 | 581 |  |  | 0 | 0 | -0.39212 | 0
Note on AL4: Zonal Cap - Zonal Impact

## Distributed Slack - Inc
Number of Bus | Name of Bus | ID | Area Name of Gen | AGC | P Sensitivity of Bus | Gen MW | Min MW | Max MW | V Sensitivity of Bus | Set Volt | Tech Type | Zone Impact | Zone Correlation | Inc Max | Dec Max | Souce S.F. Weighting | Souce Capacity | Sink S.F. Weighting | Sink Capacity | PTDF Calc | PTDF Weighting | Cumulative Concentrated Capacity | Cumulative Concentrated Impact | Cont_ Tradinghouse to TemplePEC OL_ TempleSS to LakeCreek
3432 | SANDOW_4G | 4 | South | YES | -0.25582 | 580 | 225 | 580 | 0 | 1.029 | LIGCO | -1 | 0.39212 | 0 | 580 |  |  | 0 | 0 | -0.39212 | 0 | 0 | 0
13432 | SANDOW_5G | 5 | South | YES | -0.25582 | 581 | 225 | 581 | 0 | 1.029 | LIGCO | -1 | 0.39212 | 0 | 581 |  |  | 0 | 0 | -0.39212 | 0 | 0 | 0
7807 | L_BASTEN1_1Y | 1 | South | YES | -0.21143 | 152.5 | 83.5 | 152.5 | 0 | 1.004 | CC | -1 | 0.34773 | 152.5 | 152.5 |  |  | -32.2426 | 152.5 | -0.34773 | -53.0284 | 152.5 | 53.0284
7808 | L_BASTEN1_2Y | 1 | South | YES | -0.21143 | 149.5 | 83.5 | 149.5 | 0 | 1.004 | CC | -1 | 0.34773 | 149.5 | 149.5 |  |  | -31.6083 | 149.5 | -0.34773 | -51.9852 | 302 | 105.0137 | Weighted Shift Factors
7809 | L_BASTEN1_3Y | 1 | South | YES | -0.21143 | 232.6 | 42 | 232.6 | 0 | 1.004 | CC | -1 | 0.34773 | 232.6 | 232.6 |  |  | -49.1779 | 232.6 | -0.34773 | -80.8814 | 534.6 | 185.895 | North | 0.1363
7007 | L_LOSTPI1_1Y | 1 | South | YES | -0.21108 | 158.6 | 110 | 158 | 0 | 1 | CC | -1 | 0.34738 | 158 | 158 |  |  | -33.3503 | 158 | -0.34738 | -54.8858 | 692.6 | 240.7808 | South | -0.17383
7008 | L_LOSTPI1_2Y | 2 | South | YES | -0.21108 | 157.7 | 107 | 160 | 0 | 1 | CC | -1 | 0.34738 | 160 | 160 |  |  | -33.7725 | 160 | -0.34738 | -55.5805 | 852.6 | 296.3613 |  | 0.31013
7009 | L_LOSTPI1_3Y | 3 | South | YES | -0.21108 | 173.9 | 72 | 175 | 0 | 1 | CC | -1 | 0.34738 | 175 | 175 |  |  | -36.9387 | 175 | -0.34738 | -60.7912 | 1027.6 | 357.1526
9002 | DECKR_G3 | 3 | South | YES | -0.20976 | 0 | 24 | 42 |  | 1.015 | GGT | -1 | 0.34606 | 42 | 42 |  |  | -8.8098 | 42 | -0.34606 | -14.5344 | 1069.6 | 371.6869 | Line Cap | 1072
9003 | DECKR_G4 | 4 | South | YES | -0.20976 | 44 | 24 | 44 | 0 | 1.015 | GGT | -1 | 0.34606 | 44 | 44 |  |  | -9.2293 | 44 | -0.34606 | -15.2265 | 1113.6 | 386.9134 | Conc Gen | 2294.6
9004 | DECKR_G5 | 5 | South | YES | -0.20976 | 44 | 24 | 44 | 0 | 1.015 | GGT | -1 | 0.34606 | 44 | 44 |  |  | -9.2293 | 44 | -0.34606 | -15.2265 | 1157.6 | 402.1399 | Weighted Imp. | 793.0103
9005 | DECKR_G6 | 6 | South | YES | -0.20976 | 44 | 24 | 47 | 0 | 1.015 | GGT | -1 | 0.34606 | 47 | 47 |  |  | -9.8585 | 47 | -0.34606 | -16.2646 | 1204.6 | 418.4045 | PTDF | 0.3456
9000 | DECKR_G1 | 1 | South | YES | -0.20771 | 280 | 50 | 321 | 0 | 1.015 | GST | -1 | 0.34401 | 321 | 321 |  |  | -66.6739 | 321 | -0.34401 | -110.4264 | 1525.6 | 528.8309
9001 | DECKR_G2 | 2 | South | YES | -0.20771 | 400 | 50 | 426 | 0 | 1.015 | GST | -1 | 0.34401 | 426 | 426 |  |  | -88.4832 | 426 | -0.34401 | -146.5471 | 1951.6 | 675.378 | Concentration | 1.1144
9016 | SANDH_G1 | 1 | South | YES | -0.20665 | 45 | 2 | 49 | 0 | 1.0175 | GGT | -1 | 0.34295 | 49 | 49 |  |  | -10.1259 | 49 | -0.34295 | -16.8046 | 2000.6 | 692.1826
9017 | SANDH_G2 | 2 | South | YES | -0.20665 | 45 | 2 | 46 | 0 | 1.0175 | GGT | -1 | 0.34295 | 46 | 46 |  |  | -9.5059 | 46 | -0.34295 | -15.7758 | 2046.6 | 707.9584 |  | Pass
9018 | SANDH_G3 | 3 | South | YES | -0.20665 | 45 | 2 | 46 | 0 | 1.0175 | GGT | -1 | 0.34295 | 46 | 46 |  |  | -9.5059 | 46 | -0.34295 | -15.7758 | 2092.6 | 723.7341
9019 | SANDH_G4 | 4 | South | YES | -0.20665 | 0 | 2 | 47 |  | 1.0175 | GGT | -1 | 0.34295 | 47 | 47 |  |  | -9.7126 | 47 | -0.34295 | -16.1187 | 2139.6 | 739.8529
9020 | SANDHG5A | 5A | South | YES | -0.20665 | 150 | 84 | 155 | 0 | 1.0175 | CC | -1 | 0.34295 | 155 | 155 |  |  | -32.0309 | 155 | -0.34295 | -53.1575 | 2294.6 | 793.0103
9021 | SANDHG5C | 5C | South | YES | -0.20665 | 140 | 0 | 148 | 0 | 1.0175 | CC | -1 | 0.34295 | 148 | 148 |  |  | -30.5843 | 148 | -0.34295 | -50.7568
7020 | L_AUSTPL1_1Y | 2 | South | YES | -0.206 | 0 | 0 | 8 |  | 1 | Hydro | -1 | 0.3423 | 0 | 0 |  |  | 0 | 0 | -0.3423 | 0
7020 | L_AUSTPL1_1Y | 1 | South | YES | -0.206 | 0 | 0 | 8 |  | 1 | Hydro | -1 | 0.3423 | 0 | 0 |  |  | 0 | 0 | -0.3423 | 0
7004 | L_SIMGID1_1Y | 1 | South | YES | -0.20111 | 132 | 40 | 132 | 0 | 1.02 | GST | -1 | 0.33741 | 132 | 132 |  |  | -26.5459 | 132 | -0.33741 | -44.5375
7005 | L_SIMGID1_2Y | 2 | South | YES | -0.20111 | 133 | 32 | 139 | 0 | 1.02 | GST | -1 | 0.33741 | 139 | 139 |  |  | -27.9536 | 139 | -0.33741 | -46.8993
7006 | L_SIMGID1_3Y | 3 | South | YES | -0.20111 | 324.9 | 60 | 329 | 0 | 1.02 | GST | -1 | 0.33741 | 329 | 329 |  |  | -66.1635 | 329 | -0.33741 | -111.0064
7031 | L_MARSFO1G1Y | 1 | South | YES | -0.19842 | 0 | 0 | 36 |  | 1 | Hydro | -1 | 0.33472 | 0 | 0 |  |  | 0 | 0 | -0.33472 | 0
7032 | L_MARSFO1G2Y | 2 | South | YES | -0.19842 | 0 | 0 | 35 |  | 1 | Hydro | -1 | 0.33472 | 0 | 0 |  |  | 0 | 0 | -0.33472 | 0
7033 | L_MARSFO1G3Y | 3 | South | YES | -0.19842 | 0 | 0 | 36 |  | 1 | Hydro | -1 | 0.33472 | 0 | 0 |  |  | 0 | 0 | -0.33472 | 0
7010 | L_FPPYD11_1Y | 1 | South | YES | -0.18836 | 547.4 | 200 | 606 | 0 | 1.02 | LIGCO | -1 | 0.32466 | 0 | 606 |  |  | 0 | 0 | -0.32466 | 0
7011 | L_FPPYD11_2Y | 2 | South | YES | -0.18836 | 552.2 | 200 | 598 | 0 | 1.02 | LIGCO | -1 | 0.32466 | 0 | 598 |  |  | 0 | 0 | -0.32466 | 0
7012 | L_FPPYD21_3Y | 3 | South | YES | -0.18818 | 427.5 | 200 | 436 | 0 | 1.02 | LIGCO | -1 | 0.32448 | 0 | 436 |  |  | 0 | 0 | -0.32448 | 0
7303 | L_WPPGS12_1Y | 1 | South | YES | -0.18661 | 50 | 0 | 50 | 0 | 1.025 | GGT | -1 | 0.32291 | 50 | 50 |  |  | -9.3306 | 50 | -0.32291 | -16.1456
7303 | L_WPPGS12_1Y | 2 | South | YES | -0.18661 | 50 | 0 | 50 | 0 | 1.025 | GGT | -1 | 0.32291 | 50 | 50 |  |  | -9.3306 | 50 | -0.32291 | -16.1456
7305 | L_WPPGS34_1Y | 4 | South | YES | -0.18661 | 50 | 0 | 50 | 0 | 1.025 | GGT | -1 | 0.32291 | 50 | 50 |  |  | -9.3306 | 50 | -0.32291 | -16.1456
7305 | L_WPPGS34_1Y | 3 | South | YES | -0.18661 | 50 | 0 | 50 | 0 | 1.025 | GGT | -1 | 0.32291 | 50 | 50 |  |  | -9.3306 | 50 | -0.32291 | -16.1456
7487 | L_CANYHY8_1Y | 1 | South | YES | -0.1844 | 0 | 0 | 6 |  | 1 | Hydro | -1 | 0.3207 | 0 | 0 |  |  | 0 | 0 | -0.3207 | 0
7028 | L_MARBFA1_1Y | 1 | South | YES | -0.18379 | 0 | 0 | 18 |  | 1 | Hydro | -1 | 0.32009 | 0 | 0 |  |  | 0 | 0 | -0.32009 | 0
7029 | L_MARBFA1_2Y | 2 | South | YES | -0.18379 | 0 | 0 | 18 |  | 1 | Hydro | -1 | 0.32009 | 0 | 0 |  |  | 0 | 0 | -0.32009 | 0
7014 | L_HAYSEN1_1Y | 1 | South | YES | -0.18296 | 223.9 | 74 | 223.9 | 0 | 1.008 | CC | -1 | 0.31926 | 223.9 | 223.9 |  |  | -40.9652 | 223.9 | -0.31926 | -71.4828
7015 | L_HAYSEN1_2Y | 2 | South | YES | -0.18296 | 225 | 74 | 225 | 0 | 1.008 | CC | -1 | 0.31926 | 225 | 225 |  |  | -41.1664 | 225 | -0.31926 | -71.834
7016 | L_HAYSEN1_3Y | 3 | South | YES | -0.18296 | 224.6 | 74 | 224.6 | 0 | 1.008 | CC | -1 | 0.31926 | 224.6 | 224.6 |  |  | -41.0933 | 224.6 | -0.31926 | -71.7063
7017 | L_HAYSEN1_4Y | 4 | South | YES | -0.18296 | 226.7 | 74 | 226.7 | 0 | 1.008 | CC | -1 | 0.31926 | 226.7 | 226.7 |  |  | -41.4775 | 226.7 | -0.31926 | -72.3768
7035 | L_WIRTZ_1G1Y | 1 | South | YES | -0.17875 | 0 | 0 | 29 |  | 1 | Hydro | -1 | 0.31505 | 0 | 0 |  |  | 0 | 0 | -0.31505 | 0
7036 | L_WIRTZ_1G2Y | 2 | South | YES | -0.17875 | 23 | 0 | 29.8 |  | 1 | Hydro | -1 | 0.31505 | 0 | 0 |  |  | 0 | 0 | -0.31505 | 0
7000 | L_FERGUS1_1Y | 1 | South | YES | -0.17734 | 400 | 65 | 423.3 | 0 | 1.015 | GSC | -1 | 0.31364 | 423.3 | 423.3 |  |  | -75.0697 | 423.3 | -0.31364 | -132.7656
7022 | L_BUCHAN1_1Y | 1 | South | YES | -0.1769 | 0 | 0 | 18 |  | 1 | Hydro | -1 | 0.3132 | 0 | 0 |  |  | 0 | 0 | -0.3132 | 0
7023 | L_BUCHAN1_2Y | 2 | South | YES | -0.1769 | 0 | 0 | 18 |  | 1 | Hydro | -1 | 0.3132 | 0 | 0 |  |  | 0 | 0 | -0.3132 | 0
7024 | L_BUCHAN1_3Y | 3 | South | YES | -0.1769 | 0 | 0 | 15 |  | 1 | Hydro | -1 | 0.3132 | 0 | 0 |  |  | 0 | 0 | -0.3132 | 0
7810 | L_RIONOG1G1Y | 1 | South | YES | -0.17671 | 148 | 0 | 148 | 0 | 1.02 | CC | -1 | 0.31301 | 148 | 148 |  |  | -26.1532 | 148 | -0.31301 | -46.3257
7811 | L_RIONOG1G2Y | 2 | South | YES | -0.17671 | 148 | 0 | 148 | 0 | 1.02 | CC | -1 | 0.31301 | 148 | 148 |  |  | -26.1532 | 148 | -0.31301 | -46.3257
7812 | L_RIONOG1G3Y | 3 | South | YES | -0.17671 | 154 | 0 | 154 | 0 | 1.02 | CC | -1 | 0.31301 | 154 | 154 |  |  | -27.2135 | 154 | -0.31301 | -48.2037
7813 | L_RIONOG1S1Y | 4 | South | YES | -0.17671 | 293 | 0 | 293 | 0 | 1.02 | CC | -1 | 0.31301 | 293 | 293 |  |  | -51.7763 | 293 | -0.31301 | -91.7123
7605 | L_MCQUEE9_1Y | 3 | South | YES | -0.17616 | 0 | 0 | 2.8 |  | 1.025 | Hydro | -1 | 0.31246 | 0 | 0 |  |  | 0 | 0 | -0.31246 | 0
7605 | L_MCQUEE9_1Y | 1 | South | YES | -0.17616 | 0 | 0 | 2.4 |  | 1.025 | Hydro | -1 | 0.31246 | 0 | 0 |  |  | 0 | 0 | -0.31246 | 0
7605 | L_MCQUEE9_1Y | 2 | South | YES | -0.17616 | 0 | 0 | 2.4 |  | 1.025 | Hydro | -1 | 0.31246 | 0 | 0 |  |  | 0 | 0 | -0.31246 | 0
7609 | L_SCHUMA8_1Y | 1 | South | YES | -0.17427 | 0 | 0 | 4 |  | 1 | Hydro | -1 | 0.31057 | 0 | 0 |  |  | 0 | 0 | -0.31057 | 0
7624 | L_LAKEWO9_1Y | 1 | South | YES | -0.17314 | 0 | 0 | 2.4 |  | 1 | Hydro | -1 | 0.30944 | 0 | 0 |  |  | 0 | 0 | -0.30944 | 0
7624 | L_LAKEWO9_1Y | 2 | South | YES | -0.17314 | 0 | 0 | 2.4 |  | 1 | Hydro | -1 | 0.30944 | 0 | 0 |  |  | 0 | 0 | -0.30944 | 0
7800 | L_GUADGE1_1Y | 1 | South | YES | -0.17084 | 147 | 30 | 147 | 0 | 1.02 | CC | -1 | 0.30714 | 147 | 147 |  |  | -25.1129 | 147 | -0.30714 | -45.149
7801 | L_GUADGE1_2Y | 2 | South | YES | -0.17084 | 138 | 30 | 138 | 0 | 1.02 | CC | -1 | 0.30714 | 138 | 138 |  |  | -23.5754 | 138 | -0.30714 | -42.3848
7802 | L_GUADGE1_3Y | 3 | South | YES | -0.17084 | 146 | 30 | 146 | 0 | 1.02 | CC | -1 | 0.30714 | 146 | 146 |  |  | -24.9421 | 146 | -0.30714 | -44.8419
7803 | L_GUADGE1_4Y | 4 | South | YES | -0.17084 | 149 | 30 | 149 | 0 | 1.02 | CC | -1 | 0.30714 | 149 | 149 |  |  | -25.4546 | 149 | -0.30714 | -45.7633
7804 | L_GUADGE1_5Y | 5 | South | YES | -0.17084 | 182 | 30 | 182 | 0 | 1.02 | CC | -1 | 0.30714 | 182 | 182 |  |  | -31.0922 | 182 | -0.30714 | -55.8988
7805 | L_GUADGE1_6Y | 6 | South | YES | -0.17084 | 203 | 30 | 203 | 0 | 1.02 | CC | -1 | 0.30714 | 203 | 203 |  |  | -34.6797 | 203 | -0.30714 | -62.3487
7026 | L_INKSDA1_1Y | 1 | South | YES | -0.17037 | 0 | 0 | 13.7 |  | 1 | Hydro | -1 | 0.30667 | 0 | 0 |  |  | 0 | 0 | -0.30667 | 0
5436 | TUTTL_WBT1G1 | 1 | South | YES | -0.16692 | 48.8 | 20 | 61 | 0 | 1.012 | GST | -1 | 0.30322 | 61 | 61 |  |  | -10.1822 | 61 | -0.30322 | -18.4966
5438 | TUTTL_WBT3G3 | 3 | South | YES | -0.16692 | 95 | 25 | 95 | 0 | 1.012 | GST | -1 | 0.30322 | 95 | 95 |  |  | -15.8576 | 95 | -0.30322 | -28.8061
5439 | TUTTL_WBT4G4 | 4 | South | YES | -0.16692 | 120.8 | 40 | 151 | 0 | 1.012 | GST | -1 | 0.30322 | 151 | 151 |  |  | -25.2052 | 151 | -0.30322 | -45.7866
5111 | CALAVER_JTD1 | 1 | South | YES | -0.16633 | 430 | 80 | 430 | 0 | 1.0138 | LIGCO | -1 | 0.30263 | 0 | 430 |  |  | 0 | 0 | -0.30263 | 0
5112 | CALAVER_JTD2 | 2 | South | YES | -0.16633 | 430 | 80 | 430 | 0 | 1.0138 | LIGCO | -1 | 0.30263 | 0 | 430 |  |  | 0 | 0 | -0.30263 | 0
5396 | CALAVER_OWS1 | 1 | South | YES | -0.16617 | 418 | 80 | 418 | 0 | 1.0192 | GST | -1 | 0.30247 | 418 | 418 |  |  | -69.4603 | 418 | -0.30247 | -126.4339
5397 | CALAVER_OWS2 | 2 | South | YES | -0.16617 | 400 | 80 | 400 | 0 | 1.0192 | GST | -1 | 0.30247 | 400 | 400 |  |  | -66.4692 | 400 | -0.30247 | -120.9893
5026 | BRAUNIG_VHB1 | 1 | South | YES | -0.16598 | 215 | 40 | 215 | 0 | 1.0192 | GST | -1 | 0.30228 | 215 | 215 |  |  | -35.6848 | 215 | -0.30228 | -64.9894
5027 | BRAUNIG_VHB2 | 2 | South | YES | -0.16598 | 172.8 | 40 | 216 | 0 | 1.0192 | GST | -1 | 0.30228 | 216 | 216 |  |  | -35.8508 | 216 | -0.30228 | -65.2917
5031 | BRA_VHBCT1 | 1 | South | YES | -0.16598 | 44 | 24 | 44 | 0 | 1.0192 | GST | -1 | 0.30228 | 44 | 44 |  |  | -7.3029 | 44 | -0.30228 | -13.3002
5032 | BRA_VHBCT2 | 2 | South | YES | -0.16598 | 44 | 24 | 44 | 0 | 1.0192 | GST | -1 | 0.30228 | 44 | 44 |  |  | -7.3029 | 44 | -0.30228 | -13.3002
5033 | BRA_VHBCT3 | 3 | South | YES | -0.16598 | 43 | 24 | 43 | 0 | 1.0192 | GST | -1 | 0.30228 | 43 | 43 |  |  | -7.137 | 43 | -0.30228 | -12.9979
5034 | BRA_VHBCT4 | 4 | South | YES | -0.16598 | 45 | 24 | 45 | 0 | 1.0192 | GST | -1 | 0.30228 | 45 | 45 |  |  | -7.4689 | 45 | -0.30228 | -13.6024
5028 | BRAUNIG_VHB3 | 3 | South | YES | -0.16589 | 407 | 60 | 407 | 0 | 1.0138 | GST | -1 | 0.30219 | 407 | 407 |  |  | -67.5176 | 407 | -0.30219 | -122.9919
5476 | BRA_AVR1_CT1 | 1 | South | YES | -0.16589 | 155 | 90 | 155 | 0 | 1.017 | CC | -1 | 0.30219 | 155 | 155 |  |  | -25.7125 | 155 | -0.30219 | -46.839
5477 | BRA_AVR1_ST1 | 1 | South | YES | -0.16589 | 174 | 138 | 174 | 0 | 1.017 | CC | -1 | 0.30219 | 174 | 174 |  |  | -28.8643 | 174 | -0.30219 | -52.5806
5478 | BRA_AVR1_CT2 | 1 | South | YES | -0.16589 | 155 | 90 | 155 | 0 | 1.017 | CC | -1 | 0.30219 | 155 | 155 |  |  | -25.7125 | 155 | -0.30219 | -46.839
5401 | CALAVER_JKS1 | 1 | South | YES | -0.1652 | 562 | 100 | 562 | 0 | 1.018 | LIGCO | -1 | 0.3015 | 0 | 562 |  |  | 0 | 0 | -0.3015 | 0
5264 | LEON_LCP3G3 | 3 | South | YES | -0.16488 | 0 | 20 | 58 |  | 1.0197 | GST | -1 | 0.30118 | 58 | 58 |  |  | -9.563 | 58 | -0.30118 | -17.4685
5265 | LEON_LCP4G4 | 4 | South | YES | -0.16488 | 71.2 | 25 | 89 | 0 | 1.0197 | GST | -1 | 0.30118 | 89 | 89 |  |  | -14.6743 | 89 | -0.30118 | -26.805
5266 | LEON_LCPCT1 | 1 | South | YES | -0.16488 | 44 | 24 | 44 | 0 | 1.0197 | GGT | -1 | 0.30118 | 44 | 44 |  |  | -7.2547 | 44 | -0.30118 | -13.2519
5267 | LEON_LCPCT2 | 2 | South | YES | -0.16488 | 44 | 24 | 44 | 0 | 1.0197 | GGT | -1 | 0.30118 | 44 | 44 |  |  | -7.2547 | 44 | -0.30118 | -13.2519
5268 | LEON_LCPCT3 | 3 | South | YES | -0.16488 | 43 | 24 | 43 | 0 | 1.0197 | GGT | -1 | 0.30118 | 43 | 43 |  |  | -7.0898 | 43 | -0.30118 | -12.9508
5269 | LEON_LCPCT4 | 4 | South | YES | -0.16488 | 45 | 24 | 45 | 0 | 1.0197 | GGT | -1 | 0.30118 | 45 | 45 |  |  | -7.4196 | 45 | -0.30118 | -13.5531
8189 | CUECPL2A | 1 | South | YES | -0.16352 | 12 | 0 | 12 | 0 | 1.02 | Cogen | -1 | 0.29982 | 0 | 0 |  |  | 0 | 0 | -0.29982 | 0
5903 | SANMIGUELGEN | 1 | South | YES | -0.15742 | 396.3 | 180 | 396.3 | 0 | 1.0331 | LIGCO | -1 | 0.29372 | 0 | 396.3 |  |  | 0 | 0 | -0.29372 | 0
5890 | PEARSALLGEN1 | 1 | South | YES | -0.14722 | 19.2 | 6 | 24 | 0 | 1.0161 | GST | -1 | 0.28352 | 24 | 24 |  |  | -3.5332 | 24 | -0.28352 | -6.8044
5891 | PEARSALLGEN2 | 1 | South | YES | -0.14722 | 19.4 | 6 | 24.3 | 0 | 1.0161 | GST | -1 | 0.28352 | 24.3 | 24.3 |  |  | -3.5773 | 24.3 | -0.28352 | -6.8894
5892 | PEARSALLGEN3 | 1 | South | YES | -0.14722 | 19.1 | 6 | 23.9 | 0 | 1.0161 | GST | -1 | 0.28352 | 23.9 | 23.9 |  |  | -3.5185 | 23.9 | -0.28352 | -6.776
88198 | BEEVILLE | F | South | YES | -0.14626 | 0 | 0 | 0 | 0 | 1.02 | AVR | -1 | 0.28256 | 0 | 0 |  |  | 0 | 0 | -0.28256 | 0
8161 | COLETO0A | 1 | South | YES | -0.1448 | 633 | 200 | 633 | 0 | 1.03 | LIGCO | -1 | 0.2811 | 0 | 633 |  |  | 0 | 0 | -0.2811 | 0
80080 | GWINDT11A | 4 | South | YES | -0.1397 | 8.2 | 0 | 19 | 0 | 1.025 | Wind | -1 | 0.276 | 0 | 19 |  |  | 0 | 0 | -0.276 | 0
80080 | GWINDT11A | 2 | South | YES | -0.1397 | 17.7 | 0 | 41 | 0 | 1.025 | Wind | -1 | 0.276 | 0 | 41 |  |  | 0 | 0 | -0.276 | 0
80080 | GWINDT11A | 1 | South | YES | -0.1397 | 40.6 | 0 | 94 | 0 | 1.025 | Wind | -1 | 0.276 | 0 | 94 |  |  | 0 | 0 | -0.276 | 0
80080 | GWINDT11A | 3 | South | YES | -0.1397 | 16.4 | 0 | 38 | 0 | 1.025 | Wind | -1 | 0.276 | 0 | 38 |  |  | 0 | 0 | -0.276 | 0
80081 | GWINDT21A | 4 | South | YES | -0.1397 | 9.5 | 0 | 22 | 0 | 1.025 | Wind | -1 | 0.276 | 0 | 22 |  |  | 0 | 0 | -0.276 | 0
80081 | GWINDT21A | 3 | South | YES | -0.1397 | 18.6 | 0 | 43 | 0 | 1.025 | Wind | -1 | 0.276 | 0 | 43 |  |  | 0 | 0 | -0.276 | 0
80081 | GWINDT21A | 2 | South | YES | -0.1397 | 15.5 | 0 | 36 | 0 | 1.025 | Wind | -1 | 0.276 | 0 | 36 |  |  | 0 | 0 | -0.276 | 0
80081 | GWINDT21A | 1 | South | YES | -0.1397 | 40.6 | 0 | 94 | 0 | 1.025 | Wind | -1 | 0.276 | 0 | 94 |  |  | 0 | 0 | -0.276 | 0
80180 | PNSCALT11A | 1 | South | YES | -0.1397 | 63 | 0 | 146 | 0 | 1.025 | Wind | -1 | 0.276 | 0 | 146 |  |  | 0 | 0 | -0.276 | 0
80180 | PNSCALT11A | 2 | South | YES | -0.1397 | 21.6 | 0 | 50 | 0 | 1.025 | Wind | -1 | 0.276 | 0 | 50 |  |  | 0 | 0 | -0.276 | 0
80181 | PNSCALT21A | 1 | South | YES | -0.1397 | 23.7 | 0 | 55 | 0 | 1.025 | Wind | -1 | 0.276 | 0 | 55 |  |  | 0 | 0 | -0.276 | 0
80181 | PNSCALT21A | 2 | South | YES | -0.1397 | 21.6 | 0 | 50 | 0 | 1.025 | Wind | -1 | 0.276 | 0 | 50 |  |  | 0 | 0 | -0.276 | 0
8517 | CELANEBI0A | 1 | South | YES | -0.13964 | 29 | 0 | 29 | 0 | 1.02 | Cogen | -1 | 0.27594 | 0 | 0 |  |  | 0 | 0 | -0.27594 | 0
5932 | SI_RAY9 | 9 | South | YES | -0.13963 | 32 | 32 | 38 | 0 | 1.035 | CC | -1 | 0.27593 | 38 | 38 |  |  | -5.3061 | 38 | -0.27593 | -10.4855
5933 | SI_RAY6 | 6 | South | YES | -0.13963 | 15.4 | 10 | 19.3 | 0 | 1.035 | GST | -1 | 0.27593 | 19.3 | 19.3 |  |  | -2.6949 | 19.3 | -0.27593 | -5.3255
5935 | SI_RAY10 | 10 | South | YES | -0.13963 | 47 | 10 | 47 | 0 | 1.03 | CC | -1 | 0.27593 | 47 | 47 |  |  | -6.5628 | 47 | -0.27593 | -12.9689
80003 | MILHWYS | F | South | YES | -0.13963 | 0 | 0 | 0 | 0 | 1.0168 | AVR | -1 | 0.27593 | 0 | 0 |  |  | 0 | 0 | -0.27593 | 0
8936 | MVGN#1 | 1 | South | YES | -0.13951 | 216.6 | 0 | 216.6 | 0 | 1.0304 | CC | -1 | 0.27581 | 216.6 | 216.6 |  |  | -30.2179 | 216.6 | -0.27581 | -59.7405
8937 | MVGN#2 | 2 | South | YES | -0.13951 | 216.7 | 0 | 216.7 | 0 | 1.0304 | CC | -1 | 0.27581 | 216.7 | 216.7 |  |  | -30.2318 | 216.7 | -0.27581 | -59.7681
8938 | MVGN#3 | 3 | South | YES | -0.13951 | 250.9 | 0 | 250.9 | 0 | 1.0304 | CC | -1 | 0.27581 | 250.9 | 250.9 |  |  | -35.0031 | 250.9 | -0.27581 | -69.2008
8981 | HECN1 | 1 | South | YES | -0.13951 | 144.8 | 0 | 144.8 | 0 | 1.0304 | CC | -1 | 0.27581 | 144.8 | 144.8 |  |  | -20.201 | 144.8 | -0.27581 | -39.9373
8982 | HECN2 | 2 | South | YES | -0.13951 | 144.1 | 0 | 144.1 | 0 | 1.0304 | CC | -1 | 0.27581 | 144.1 | 144.1 |  |  | -20.1034 | 144.1 | -0.27581 | -39.7443
8983 | HECN3 | 3 | South | YES | -0.13951 | 171.9 | 0 | 171.9 | 0 | 1.0304 | CC | -1 | 0.27581 | 171.9 | 171.9 |  |  | -23.9818 | 171.9 | -0.27581 | -47.4118
8933 | FGNTS001 | 1 | South | YES | -0.13934 | 146.5 | 0 | 146.5 | 0 | 1.03 | CC | -1 | 0.27564 | 146.5 | 146.5 |  |  | -20.4139 | 146.5 | -0.27564 | -40.3819
8934 | FGNTS101 | 2 | South | YES | -0.13934 | 147.9 | 0 | 147.9 | 0 | 1.03 | CC | -1 | 0.27564 | 147.9 | 147.9 |  |  | -20.609 | 147.9 | -0.27564 | -40.7678
8935 | FGNTS201 | 3 | South | YES | -0.13934 | 173 | 0 | 173 | 0 | 1.03 | CC | -1 | 0.27564 | 173 | 173 |  |  | -24.1065 | 173 | -0.27564 | -47.6865
8461 | KOCH_UP0A | 1 | South | YES | -0.13924 | 38 | 0 | 38 | 0 | 1.012 | Cogen | -1 | 0.27554 | 0 | 0 |  |  | 0 | 0 | -0.27554 | 0
8511 | OXY_CC0A | 1 | South | YES | -0.13924 | 30.3 | 0 | 38 |  | 1.027 | Cogen | -1 | 0.27554 | 0 | 0 |  |  | 0 | 0 | -0.27554 | 0
8506 | VAL #1 | 1 | South | YES | -0.13912 | 20.9 | 0 | 25 | 0 | 1.0055 | Cogen | -1 | 0.27542 | 0 | 0 |  |  | 0 | 0 | -0.27542 | 0
8507 | VAL #2 | 2 | South | YES | -0.13912 | 20.9 | 0 | 25 | 0 | 1.0055 | Cogen | -1 | 0.27542 | 0 | 0 |  |  | 0 | 0 | -0.27542 | 0
8459 | B_DAVIS0B | MB | South | YES | -0.13904 | 0 | 50 | 339 |  | 1.03 | GSC | -1 | 0.27534 | 0 | 0 |  |  | 0 | 0 | -0.27534 | 0
8460 | B_DAVIS0A | MB | South | YES | -0.13904 | 0 | 50 | 340 |  | 1.03 | GSC | -1 | 0.27534 | 0 | 0 |  |  | 0 | 0 | -0.27534 | 0
8456 | COSW#1 | 1 | South | YES | -0.1389 | 20 | 0 | 20 | 0 | 1.027 | Cogen | -1 | 0.2752 | 0 | 0 |  |  | 0 | 0 | -0.2752 | 0
8457 | COSW#2 | 2 | South | YES | -0.1389 | 14 | 0 | 14 | 0 | 1.027 | Cogen | -1 | 0.2752 | 0 | 0 |  |  | 0 | 0 | -0.2752 | 0
8173 | VICEC51A | 5 | South | YES | -0.13889 | 144 | 18 | 144 | 0 | 1.025 | CC | -1 | 0.27519 | 144 | 144 |  |  | -20.0007 | 144 | -0.27519 | -39.628
8174 | VICEC61A | 6 | South | YES | -0.13889 | 188 | 42 | 188 | 0 | 1.025 | CC | -1 | 0.27519 | 188 | 188 |  |  | -26.1121 | 188 | -0.27519 | -51.7365
88508 | FALFURRI | F | South | YES | -0.13886 | 0 | 0 | 0 | 0 | 1 | AVR | -1 | 0.27516 | 0 | 0 |  |  | 0 | 0 | -0.27516 | 0
8560 | CNOPGT1 | 1 | South | YES | -0.13883 | 148.3 | 0 | 148.3 | 0 | 1.03 | Cogen | -1 | 0.27513 | 0 | 0 |  |  | 0 | 0 | -0.27513 | 0
8561 | CNOPGT2 | 2 | South | YES | -0.13883 | 148.6 | 0 | 148.6 | 0 | 1.03 | Cogen | -1 | 0.27513 | 0 | 0 |  |  | 0 | 0 | -0.27513 | 0
8562 | CNOPST1 | 3 | South | YES | -0.13883 | 153 | 0 | 153 | 0 | 1.03 | Cogen | -1 | 0.27513 | 0 | 0 |  |  | 0 | 0 | -0.27513 | 0
5728 | FALCONHYDRO2 | 2 | South | YES | -0.13833 | 12 | 0 | 12 | 0 | 1.0227 | Hydro | -1 | 0.27463 | 0 | 0 |  |  | 0 | 0 | -0.27463 | 0
5729 | FALCONHYDRO3 | 3 | South | YES | -0.13833 | 11 | 0 | 11 | 0 | 1.0227 | Hydro | -1 | 0.27463 | 0 | 0 |  |  | 0 | 0 | -0.27463 | 0
8048 | FALCONHYDRO1 | 1 | South | YES | -0.13833 | 12 | 0 | 12 | 0 | 1.0227 | Hydro | -1 | 0.27463 | 0 | 0 |  |  | 0 | 0 | -0.27463 | 0
8926 | LGE_GT10A | 1 | South | YES | -0.13768 | 158 | 0 | 158 | 0 | 1.03 | Cogen | -1 | 0.27398 | 0 | 0 |  |  | 0 | 0 | -0.27398 | 0
8927 | LGE_GT20A | 2 | South | YES | -0.13768 | 153 | 0 | 153 | 0 | 1.03 | Cogen | -1 | 0.27398 | 0 | 0 |  |  | 0 | 0 | -0.27398 | 0
8928 | LGE_STG0A | 3 | South | YES | -0.13768 | 100 | 0 | 100 | 0 | 1.03 | Cogen | -1 | 0.27398 | 0 | 0 |  |  | 0 | 0 | -0.27398 | 0
8930 | ICPGN10A | 1 | South | YES | -0.13768 | 149 | 0 | 149 | 0 | 1.03 | Cogen | -1 | 0.27398 | 0 | 0 |  |  | 0 | 0 | -0.27398 | 0
8931 | ICPGN20A | 2 | South | YES | -0.13768 | 150 | 0 | 150 | 0 | 1.03 | Cogen | -1 | 0.27398 | 0 | 0 |  |  | 0 | 0 | -0.27398 | 0
8932 | ICPGN30A | 3 | South | YES | -0.13768 | 127 | 0 | 127 | 0 | 1.03 | Cogen | -1 | 0.27398 | 0 | 0 |  |  | 0 | 0 | -0.27398 | 0
80223 | REYSHR G | 1 | South | YES | -0.13768 | 12 | 0 | 12 | 0 | 1.032 | Cogen | -1 | 0.27398 | 0 | 0 |  |  | 0 | 0 | -0.27398 | 0
8066 | DUP1V#1 | 1 | South | YES | -0.13753 | 52.3 | 0 | 73 | 0 | 1.01 | Cogen | -1 | 0.27383 | 0 | 0 |  |  | 0 | 0 | -0.27383 | 0
5508 | RAYBURNCC9 | 1 | South | YES | -0.13741 | 47.7 | 18.2 | 47.7 | 0 | 1.0296 | CC | -1 | 0.27371 | 47.7 | 47.7 |  |  | -6.5544 | 47.7 | -0.27371 | -13.0559
5509 | RAYBURNCC10 | 1 | South | YES | -0.13741 | 37.3 | 5.2 | 37.3 | 0 | 1.0296 | CC | -1 | 0.27371 | 37.3 | 37.3 |  |  | -5.1254 | 37.3 | -0.27371 | -10.2094
5511 | RAYBURNCC7 | 1 | South | YES | -0.13741 | 47.5 | 18.2 | 47.5 | 0 | 1.0296 | CC | -1 | 0.27371 | 47.5 | 47.5 |  |  | -6.5269 | 47.5 | -0.27371 | -13.0012
5512 | RAYBURNCC8 | 1 | South | YES | -0.13741 | 49.3 | 18.2 | 49.3 | 0 | 1.0296 | CC | -1 | 0.27371 | 49.3 | 49.3 |  |  | -6.7743 | 49.3 | -0.27371 | -13.4939
88299 | ZAPATA | F | South | YES | -0.13735 | 0 | 0 | 0 | 0 | 1.02 | BLT | -1 | 0.27365 | 0 | 0 |  |  | 0 | 0 | -0.27365 | 0
5503 | RAYBURNGEN3 | 1 | South | YES | -0.13628 | 17.6 | 6 | 22 | 0 | 1.0223 | GST | -1 | 0.27258 | 22 | 22 |  |  | -2.9981 | 22 | -0.27258 | -5.9967
5505 | RAYBURNGEN1 | 1 | South | YES | -0.13628 | 0 | 1 | 11 |  | 1.0223 | GGT | -1 | 0.27258 | 11 | 11 |  |  | -1.4991 | 11 | -0.27258 | -2.9984
5506 | RAYBURNGEN2 | 1 | South | YES | -0.13628 | 0 | 1 | 11 |  | 1.0223 | GGT | -1 | 0.27258 | 11 | 11 |  |  | -1.4991 | 11 | -0.27258 | -2.9984
80012 | LAR | F | South | YES | -0.13595 | 0 | 0 | 0 | 0 | 1.04 | DCTie | -1 | 0.27225 | 0 | 0 |  |  | 0 | 0 | -0.27225 | 0
80265 | LARECU40A | 4 | South | YES | -0.13595 | 80 | 0 | 100 |  | 1.039 | GGT | -1 | 0.27225 | 100 | 100 |  |  | -13.5945 | 100 | -0.27225 | -27.2245
80266 | LARECU50A | 5 | South | YES | -0.13595 | 80 | 0 | 100 |  | 1.039 | GGT | -1 | 0.27225 | 100 | 100 |  |  | -13.5945 | 100 | -0.27225 | -27.2245
80224 | VISTRONG1 | 1 | South | YES | -0.13516 | 13.1 | 0 | 15 | 0 | 1.01 | Cogen | -1 | 0.27146 | 0 | 0 |  |  | 0 | 0 | -0.27146 | 0
80225 | VISTRONG2 | 2 | South | YES | -0.13516 | 20.2 | 0 | 23 | 0 | 1.01 | Cogen | -1 | 0.27146 | 0 | 0 |  |  | 0 | 0 | -0.27146 | 0
80227 | AIRCO G | 1 | South | YES | -0.13427 | 7.2 | 0 | 8 | 0 | 1.0104 | Cogen | -1 | 0.27057 | 0 | 0 |  |  | 0 | 0 | -0.27057 | 0
80140 | CSDR11 | 11 | South | YES | -0.13389 | 33.9 | 0 | 39 | 0 | 1.03 | DCTie | -1 | 0.2702 | 0 | 0 |  |  | 0 | 0 | -0.2702 | 0
8147 | UCAR #2 | 10 | South | YES | -0.13389 | 18.2 | 0 | 28 |  | 1 | Cogen | -1 | 0.27019 | 0 | 0 |  |  | 0 | 0 | -0.27019 | 0
8148 | UCAR #1 | 2 | South | YES | -0.13389 | 6.1 | 0 | 7 | 0 | 1.009 | Cogen | -1 | 0.27019 | 0 | 0 |  |  | 0 | 0 | -0.27019 | 0
80137 | CSDR89 | 8 | South | YES | -0.13389 | 33.9 | 0 | 39 |  | 1.003 | DCTie | -1 | 0.27019 | 0 | 0 |  |  | 0 | 0 | -0.27019 | 0
80137 | CSDR89 | 9 | South | YES | -0.13389 | 0 | 0 | 15 |  | 1.003 | DCTie | -1 | 0.27019 | 0 | 0 |  |  | 0 | 0 | -0.27019 | 0
80138 | CSDR7 | 7 | South | YES | -0.13389 | 6.1 | 0 | 7 | 0 | 1.014 | DCTie | -1 | 0.27019 | 0 | 0 |  |  | 0 | 0 | -0.27019 | 0
80139 | CSDR56 | 5 | South | YES | -0.13389 | 15 | 0 | 15 |  | 1.0033 | DCTie | -1 | 0.27019 | 0 | 0 |  |  | 0 | 0 | -0.27019 | 0
80139 | CSDR56 | 6 | South | YES | -0.13389 | 0 | 0 | 39 |  | 1.0033 | DCTie | -1 | 0.27019 | 0 | 0 |  |  | 0 | 0 | -0.27019 | 0
80226 | ALCOA G | 1 | South | YES | -0.13058 | 32.3 | 5 | 48 | 0 | 1.015 | Cogen | -1 | 0.26688 | 0 | 0 |  |  | 0 | 0 | -0.26688 | 0
8134 | FOR #1 | 1 | South | YES | -0.12958 | 54.1 | 45 | 79 | 0 | 1.03 | Cogen | -1 | 0.26588 | 0 | 0 |  |  | 0 | 0 | -0.26588 | 0
8138 | FOR #2 | 2 | South | YES | -0.12958 | 63.1 | 45 | 81 | 0 | 1.03 | Cogen | -1 | 0.26588 | 0 | 0 |  |  | 0 | 0 | -0.26588 | 0
8153 | FOR #3 | 3 | South | YES | -0.12958 | 63.1 | 45 | 79.9 | 0 | 1.03 | Cogen | -1 | 0.26588 | 0 | 0 |  |  | 0 | 0 | -0.26588 | 0
8154 | FOR #4 | 4 | South | YES | -0.12958 | 63.1 | 60 | 80 | 0 | 1.03 | Cogen | -1 | 0.26588 | 0 | 0 |  |  | 0 | 0 | -0.26588 | 0
8155 | FOR #5 | 5 | South | YES | -0.12958 | 63.1 | 60 | 78.4 | 0 | 1.03 | Cogen | -1 | 0.26588 | 0 | 0 |  |  | 0 | 0 | -0.26588 | 0
8156 | FOR #6 | 6 | South | YES | -0.12958 | 24.9 | 5 | 25 | 0 | 1.03 | Cogen | -1 | 0.26588 | 0 | 0 |  |  | 0 | 0 | -0.26588 | 0
8157 | FOR #7 | 7 | South | YES | -0.12958 | 28.8 | 5 | 46 | 0 | 1.03 | Cogen | -1 | 0.26588 | 0 | 0 |  |  | 0 | 0 | -0.26588 | 0
80051 | FOR #8 | 8 | South | YES | -0.12958 | 28 | 28 | 28 | 0 | 1.016 | Cogen | -1 | 0.26588 | 0 | 0 |  |  | 0 | 0 | -0.26588 | 0
80052 | FOR #9 | 9 | South | YES | -0.12958 | 29.7 | 5 | 43.6 | 0 | 1.03 | Cogen | -1 | 0.26588 | 0 | 0 |  |  | 0 | 0 | -0.26588 | 0
80053 | FOR #10 | 10 | South | YES | -0.12958 | 68.4 | 45 | 75 | 0 | 1.03 | Cogen | -1 | 0.26588 | 0 | 0 |  |  | 0 | 0 | -0.26588 | 0
80010 | EPLVT1 | F | South | YES | -0.097945 | 0 | 0 | 0 |  | 1.0376 | AVR | -1 | 0.23425 | 0 | 0 |  |  | 0 | 0 | -0.23425 | 0
5911 | STP_GN1___1 | 1 | Houston | YES | -0.093977 | 1333 | 1249 | 1333 | 0 | 1.0406 | Nuc | -1 | 0.23028 | 0 | 0 |  |  |  |  | -0.23028 | 0
5912 | STP_GN2___2 | 2 | Houston | YES | -0.093977 | 1332 | 1249 | 1332 | 0 | 1.0406 | Nuc | -1 | 0.23028 | 0 | 0 |  |  |  |  | -0.23028 | 0
48731 | CBE_GT1 | 1 | Houston | YES | -0.093306 | 76 | 0 | 76 | 0 | 1.029 | CC | -1 | 0.22961 | 76 | 76 |  |  |  |  | -0.22961 | -17.4501
48732 | CBE_GT2 | 1 | Houston | YES | -0.093306 | 76 | 0 | 76 | 0 | 1.029 | CC | -1 | 0.22961 | 76 | 76 |  |  |  |  | -0.22961 | -17.4501
48733 | CBE_ST12 | 1 | Houston | YES | -0.093306 | 105 | 0 | 105 | 0 | 1.029 | CC | -1 | 0.22961 | 105 | 105 |  |  |  |  | -0.22961 | -24.1087
48734 | CBE_GT3 | 1 | Houston | YES | -0.093306 | 76 | 0 | 76 | 0 | 1.029 | CC | -1 | 0.22961 | 76 | 76 |  |  |  |  | -0.22961 | -17.4501
48735 | CBE_GT4 | 1 | Houston | YES | -0.093306 | 76 | 0 | 76 | 0 | 1.029 | CC | -1 | 0.22961 | 76 | 76 |  |  |  |  | -0.22961 | -17.4501
48736 | CBE_ST34 | 1 | Houston | YES | -0.093306 | 105 | 0 | 105 | 0 | 1.029 | CC | -1 | 0.22961 | 105 | 105 |  |  |  |  | -0.22961 | -24.1087
8262 | ELPS | 1 | South | YES | -0.092638 | 6 | 6 | 6 | 0 | 1.15 | Hydro | -1 | 0.22894 | 0 | 0 |  |  | 0 | 0 | -0.22894 | 0
48911 | TGF_GT1_8000 | 1 | Houston | YES | -0.088782 | 69.2 | 0 | 69.2 |  | 1.029 | Cogen | -1 | 0.22508 | 0 | 0 |  |  |  |  | -0.22508 | 0
49851 | DOW17000 | 37 | Houston | YES | -0.075141 | 39 | 0 | 62 | 0 | 1 | Cogen | -1 | 0.21144 | 0 | 0 |  |  |  |  | -0.21144 | 0
49858 | DOW38100 | 31 | Houston | YES | -0.075141 | 45 | 0 | 71.4 |  | 1 | Cogen | -1 | 0.21144 | 0 | 0 |  |  |  |  | -0.21144 | 0
49859 | DOW38200 | 33 | Houston | YES | -0.075141 | 28 | 0 | 45 | 0 | 1 | Cogen | -1 | 0.21144 | 0 | 0 |  |  |  |  | -0.21144 | 0
49860 | DOW38300 | 32 | Houston | YES | -0.075141 | 63 | 0 | 101 |  | 1 | Cogen | -1 | 0.21144 | 0 | 0 |  |  |  |  | -0.21144 | 0
49862 | DOW39100 | 36 | Houston | YES | -0.075141 | 54 | 0 | 86 | 0 | 1 | Cogen | -1 | 0.21144 | 0 | 0 |  |  |  |  | -0.21144 | 0
49863 | DOW39200 | 35 | Houston | YES | -0.075141 | 55 | 0 | 88 | 0 | 1 | Cogen | -1 | 0.21144 | 0 | 0 |  |  |  |  | -0.21144 | 0
49865 | DOW41000 | 41 | Houston | YES | -0.075141 | 31 | 0 | 50 |  | 1 | Cogen | -1 | 0.21144 | 0 | 0 |  |  |  |  | -0.21144 | 0
49866 | DOW42000 | 42 | Houston | YES | -0.075141 | 11 | 0 | 18 |  | 1 | Cogen | -1 | 0.21144 | 0 | 0 |  |  |  |  | -0.21144 | 0
49869 | DOW49000 | 45 | Houston | YES | -0.075141 | 59 | 0 | 94 |  | 1 | Cogen | -1 | 0.21144 | 0 | 0 |  |  |  |  | -0.21144 | 0
49870 | DOW61000 | 61 | Houston | YES | -0.075141 | 44 | 0 | 70 | 0 | 1 | Cogen | -1 | 0.21144 | 0 | 0 |  |  |  |  | -0.21144 | 0
49871 | DOW62000 | 62 | Houston | YES | -0.075141 | 40 | 0 | 63 | 0 | 1 | Cogen | -1 | 0.21144 | 0 | 0 |  |  |  |  | -0.21144 | 0
49872 | DOW63000 | 63 | Houston | YES | -0.075141 | 45 | 0 | 72 | 0 | 1 | Cogen | -1 | 0.21144 | 0 | 0 |  |  |  |  | -0.21144 | 0
49873 | DOW64000 | 64 | Houston | YES | -0.075141 | 41 | 0 | 64.8 | 0 | 1 | Cogen | -1 | 0.21144 | 0 | 0 |  |  |  |  | -0.21144 | 0
49876 | DOW65000 | 65 | Houston | YES | -0.075141 | 63 | 0 | 101 | 0 | 1 | Cogen | -1 | 0.21144 | 0 | 0 |  |  |  |  | -0.21144 | 0
49877 | DOW66000 | 66 | Houston | YES | -0.075141 | 61 | 0 | 97 | 0 | 1 | Cogen | -1 | 0.21144 | 0 | 0 |  |  |  |  | -0.21144 | 0
49878 | DOW67000 | 67 | Houston | YES | -0.075141 | 65 | 0 | 103 | 0 | 1 | Cogen | -1 | 0.21144 | 0 | 0 |  |  |  |  | -0.21144 | 0
49882 | DOW81000 | 81 | Houston | YES | -0.075141 | 47 | 0 | 76 | 0 | 1 | Cogen | -1 | 0.21144 | 0 | 0 |  |  |  |  | -0.21144 | 0
49884 | DOW82000 | 82 | Houston | YES | -0.075141 | 51 | 0 | 80 | 0 | 1 | Cogen | -1 | 0.21144 | 0 | 0 |  |  |  |  | -0.21144 | 0
49885 | DOW83000 | 83 | Houston | YES | -0.075141 | 51 | 0 | 80 | 0 | 1 | Cogen | -1 | 0.21144 | 0 | 0 |  |  |  |  | -0.21144 | 0
49886 | DOW84000 | 84 | Houston | YES | -0.075141 | 107 | 0 | 171 | 0 | 0.98 | Cogen | -1 | 0.21144 | 0 | 0 |  |  |  |  | -0.21144 | 0
48520 | BSF_GT1_8070 | 2 | Houston | YES | -0.071677 | 10 | 0 | 10 | 0 | 1.0326 | Cogen | -1 | 0.20798 | 0 | 0 |  |  |  |  | -0.20798 | 0
48520 | BSF_GT1_8070 | 1 | Houston | YES | -0.071677 | 72 | 0 | 72 | 0 | 1.0326 | Cogen | -1 | 0.20798 | 0 | 0 |  |  |  |  | -0.20798 | 0
8032 | AMISTADHYD1 | 1 | South | YES | -0.069819 | 33 | 13 | 33 | 0 | 1.0375 | Hydro | -1 | 0.20612 | 0 | 0 |  |  | 0 | 0 | -0.20612 | 0
8033 | AMISTADHYD2 | 2 | South | YES | -0.069819 | 25 | 13 | 25 | 0 | 1.0375 | Hydro | -1 | 0.20612 | 0 | 0 |  |  | 0 | 0 | -0.20612 | 0
88253 | HAMILTON | F | South | YES | -0.069819 | 0 | 0 | 0 | 0 | 1.04 | BLT | -1 | 0.20612 | 0 | 0 |  |  | 0 | 0 | -0.20612 | 0
39760 | TNSCLP1___8 | 1 | Houston | YES | -0.068938 | 93.4 | 20 | 116.8 | 0 | 1.04 | Cogen | -1 | 0.20524 | 0 | 0 |  |  |  |  | -0.20524 | 0
39770 | TNSCLP2___8 | 1 | Houston | YES | -0.068938 | 91.6 | 20 | 114.5 | 0 | 1.04 | Cogen | -1 | 0.20524 | 0 | 0 |  |  |  |  | -0.20524 | 0
39775 | TNSCLP4___8 | 1 | Houston | YES | -0.068938 | 95.2 | 20 | 119 | 0 | 1.04 | Cogen | -1 | 0.20524 | 0 | 0 |  |  |  |  | -0.20524 | 0
39790 | TNSCLP3___8 | 1 | Houston | YES | -0.068938 | 87.6 | 20 | 109.5 | 0 | 1.027 | Cogen | -1 | 0.20524 | 0 | 0 |  |  |  |  | -0.20524 | 0
48730 | MNS_GT | 1 | Houston | YES | -0.059047 | 43 | 0 | 46.1 |  | 1.029 | Cogen | -1 | 0.19535 | 0 | 0 |  |  |  |  | -0.19535 | 0
48926 | WAP_GN6_6 | 6 | Houston | YES | -0.059029 | 651 | 280 | 651 |  | 1.035 | LIGCO | -1 | 0.19533 | 0 | 651 |  |  |  |  | -0.19533 | 0
48927 | WAP_GN7_7 | 7 | Houston | YES | -0.059029 | 564 | 277 | 564 |  | 1.035 | LIGCO | -1 | 0.19533 | 0 | 564 |  |  |  |  | -0.19533 | 0
48928 | WAP_GN8_8 | 8 | Houston | YES | -0.059029 | 603 | 275 | 603 |  | 1.035 | LIGCO | -1 | 0.19533 | 0 | 603 |  |  |  |  | -0.19533 | 0
48521 | BVE_GT1_GT1 | 1 | Houston | YES | -0.058947 | 167.7 | 0 | 167.7 |  | 1.035 | CC | -1 | 0.19525 | 167.7 | 167.7 |  |  |  |  | -0.19525 | -32.743
48522 | BVE_GT2_5035 | 2 | Houston | YES | -0.058947 | 166.4 | 0 | 166.4 |  | 1.035 | CC | -1 | 0.19525 | 166.4 | 166.4 |  |  |  |  | -0.19525 | -32.4892
48523 | BVE_ST1_GN1 | 3 | Houston | YES | -0.058947 | 252.4 | 0 | 252.4 |  | 1.035 | CC | -1 | 0.19525 | 252.4 | 252.4 |  |  |  |  | -0.19525 | -49.2804
48510 | AK_GT1__8040 | 1 | Houston | YES | -0.057556 | 33.4 | 8.1 | 34 |  | 1.029 | Cogen | -1 | 0.19386 | 0 | 0 |  |  |  |  | -0.19386 | 0
48921 | WAP_GN1_1 | 1 | Houston | YES | -0.057419 | 132.8 | 37 | 166 | 0 | 1.0362 | GST | -1 | 0.19372 | 166 | 166 |  |  |  |  | -0.19372 | -32.1574
48922 | WAP_GN2_2 | 2 | Houston | YES | -0.057419 | 132.8 | 37 | 166 | 0 | 1.0362 | GST | -1 | 0.19372 | 166 | 166 |  |  |  |  | -0.19372 | -32.1574
48923 | WAP_GN3_3 | 3 | Houston | YES | -0.057419 | 198.4 | 93 | 248 | 0 | 1.0362 | GST | -1 | 0.19372 | 248 | 248 |  |  |  |  | -0.19372 | -48.0424
48924 | WAP_GN4_4 | 4 | Houston | YES | -0.057419 | 546 | 217 | 546 | 0 | 1.0362 | GSC | -1 | 0.19372 | 546 | 546 |  |  |  |  | -0.19372 | -105.7708
48925 | WAP_GN5_5 | 5 | Houston | YES | -0.057419 | 595.2 | 278 | 654 | 0 | 0.985 | LIGCO | -1 | 0.19372 | 0 | 654 |  |  |  |  | -0.19372 | 0
48929 | WAPGT21_GT1 | B1 | Houston | YES | -0.057419 | 0 | 0 | 13 |  | 1.05 | GGT | -1 | 0.19372 | 13 | 13 |  |  |  |  | -0.19372 | -2.5184
38580 | TNBP_CGN1_8 | 1 | Houston | YES | -0.050948 | 70.8 | 0 | 70.8 | 0 | 1.005 | Cogen | -1 | 0.18725 | 0 | 0 |  |  |  |  | -0.18725 | 0
38590 | TNBP_CGN2_8 | 2 | Houston | YES | -0.050948 | 66.7 | 0 | 66.7 | 0 | 1.005 | Cogen | -1 | 0.18725 | 0 | 0 |  |  |  |  | -0.18725 | 0
38600 | TNBP_CGN3_8 | 5 | Houston | YES | -0.050948 | 53 | 0 | 53 | 0 | 1.005 | Cogen | -1 | 0.18725 | 0 | 0 |  |  |  |  | -0.18725 | 0
38611 | TNBPAMCG1_8 | 1 | Houston | YES | -0.050948 | 153.2 | 0 | 153.2 | 0 | 1.005 | Cogen | -1 | 0.18725 | 0 | 0 |  |  |  |  | -0.18725 | 0
38612 | TNBPAMCG2_8 | 2 | Houston | YES | -0.050948 | 153.5 | 0 | 153.5 | 0 | 1.005 | Cogen | -1 | 0.18725 | 0 | 0 |  |  |  |  | -0.18725 | 0
38613 | TNBPAMCG3_8 | 3 | Houston | YES | -0.050948 | 152.3 | 0 | 152.3 | 0 | 1.005 | Cogen | -1 | 0.18725 | 0 | 0 |  |  |  |  | -0.18725 | 0
38614 | TNBPAMCG4_8 | 4 | Houston | YES | -0.050948 | 96 | 0 | 96 |  | 1.005 | Cogen | -1 | 0.18725 | 0 | 0 |  |  |  |  | -0.18725 | 0
38615 | TNBPAMCG5_8 | 1 | Houston | YES | -0.050948 | 244 | 0 | 244 | 0 | 1.005 | Cogen | -1 | 0.18725 | 0 | 0 |  |  |  |  | -0.18725 | 0
38690 | TNBP_CGN4_8 | 3 | Houston | YES | -0.050948 | 40 | 0 | 40 |  | 1.005 | Cogen | -1 | 0.18725 | 0 | 0 |  |  |  |  | -0.18725 | 0
38711 | TNTXCTY1CG8 | 1 | Houston | YES | -0.050948 | 100.3 | 59 | 100.3 | 0 | 1 | Cogen | -1 | 0.18725 | 0 | 0 |  |  |  |  | -0.18725 | 0
38712 | TNTXCTY2CG8 | 1 | Houston | YES | -0.050948 | 92.9 | 59 | 92.9 | 0 | 1 | Cogen | -1 | 0.18725 | 0 | 0 |  |  |  |  | -0.18725 | 0
38713 | TNTXCTY3CG8 | 1 | Houston | YES | -0.050948 | 102.7 | 59 | 102.7 | 0 | 1 | Cogen | -1 | 0.18725 | 0 | 0 |  |  |  |  | -0.18725 | 0
38714 | TNTXCTY4CG8 | 1 | Houston | YES | -0.050948 | 103 | 59 | 103 | 0 | 1 | Cogen | -1 | 0.18725 | 0 | 0 |  |  |  |  | -0.18725 | 0
39470 | TNDOWCGNSG8 | 1 | Houston | YES | -0.050948 | 32 | 10 | 32 | 0 | 0.985 | Cogen | -1 | 0.18725 | 0 | 0 |  |  |  |  | -0.18725 | 0
39480 | TNDOWCGNGG8 | 1 | Houston | YES | -0.050948 | 30 | 10 | 30 | 0 | 0.985 | Cogen | -1 | 0.18725 | 0 | 0 |  |  |  |  | -0.18725 | 0
48772 | PHR_GN2_2 | MB | Houston | YES | -0.048225 | 0 | 72 | 459 |  | 1.0362 | GSC | -1 | 0.18453 | 0 | 0 |  |  |  |  | -0.18453 | 0
48561 | CTL_GT2_8130 | 1 | Houston | YES | -0.046326 | 73.5 | 30.3 | 91.9 |  | 1.0362 | Cogen | -1 | 0.18263 | 0 | 0 |  |  |  |  | -0.18263 | 0
48562 | CTL_GT3_8135 | 2 | Houston | YES | -0.046326 | 70.1 | 30.3 | 87.6 |  | 1.0362 | Cogen | -1 | 0.18263 | 0 | 0 |  |  |  |  | -0.18263 | 0
48563 | CTL_GT4_8140 | 3 | Houston | YES | -0.046326 | 69.6 | 30.3 | 87 |  | 1.0362 | Cogen | -1 | 0.18263 | 0 | 0 |  |  |  |  | -0.18263 | 0
48564 | CTL_GN1_8145 | 4 | Houston | YES | -0.046326 | 43.6 | 12.9 | 54.5 |  | 1.0362 | Cogen | -1 | 0.18263 | 0 | 0 |  |  |  |  | -0.18263 | 0
48565 | CTL_GN2_8155 | 5 | Houston | YES | -0.046326 | 9.8 | 3.4 | 12.2 |  | 1.0362 | Cogen | -1 | 0.18263 | 0 | 0 |  |  |  |  | -0.18263 | 0
48531 | BYU_GT1_8075 | 1 | Houston | YES | -0.045599 | 65 | 0 | 65 |  | 1.0362 | Cogen | -1 | 0.1819 | 0 | 0 |  |  |  |  | -0.1819 | 0
48532 | BYU_GT2_8055 | 2 | Houston | YES | -0.045599 | 62 | 0 | 62 |  | 1.0362 | Cogen | -1 | 0.1819 | 0 | 0 |  |  |  |  | -0.1819 | 0
48533 | BYU_GT3_8060 | 3 | Houston | YES | -0.045599 | 67 | 0 | 67 |  | 1.0362 | Cogen | -1 | 0.1819 | 0 | 0 |  |  |  |  | -0.1819 | 0
48534 | BYU_GT4_8065 | 4 | Houston | YES | -0.045599 | 65 | 0 | 65 |  | 1.0362 | Cogen | -1 | 0.1819 | 0 | 0 |  |  |  |  | -0.1819 | 0
48691 | GBY_73741085 | B | Houston | YES | -0.044682 | 37.6 | 20 | 47 | 0 | 1.0362 | GGT | -1 | 0.18098 | 47 | 47 |  |  |  |  | -0.18098 | -8.5062
48691 | GBY_73741085 | A | Houston | YES | -0.044682 | 37.6 | 20 | 47 | 0 | 1.0362 | GGT | -1 | 0.18098 | 47 | 47 |  |  |  |  | -0.18098 | -8.5062
48692 | GBY_81821075 | D | Houston | YES | -0.044682 | 44 | 20 | 55 | 0 | 1.0362 | GGT | -1 | 0.18098 | 55 | 55 |  |  |  |  | -0.18098 | -9.954
48692 | GBY_81821075 | C | Houston | YES | -0.044682 | 37.6 | 20 | 47 | 0 | 1.0362 | GGT | -1 | 0.18098 | 47 | 47 |  |  |  |  | -0.18098 | -8.5062
48693 | GBY_83841065 | F | Houston | YES | -0.044682 | 43.2 | 20 | 54 | 0 | 1.0362 | GGT | -1 | 0.18098 | 54 | 54 |  |  |  |  | -0.18098 | -9.773
48693 | GBY_83841065 | E | Houston | YES | -0.044682 | 45.6 | 20 | 57 | 0 | 1.0362 | GGT | -1 | 0.18098 | 57 | 57 |  |  |  |  | -0.18098 | -10.316
48841 | SJS_GT1_GT1 | 1 | Houston | YES | -0.044232 | 62.4 | 49 | 78 | 0 | 1.0362 | Cogen | -1 | 0.18053 | 0 | 0 |  |  |  |  | -0.18053 | 0
48842 | SJS_GT2_GT2 | 2 | Houston | YES | -0.044232 | 64.8 | 49 | 81 | 0 | 1.0362 | Cogen | -1 | 0.18053 | 0 | 0 |  |  |  |  | -0.18053 | 0
48641 | DPEC_GT15040 | 1 | Houston | YES | -0.043865 | 163.2 | 98 | 163.2 | 0 | 1.0319 | CC | -1 | 0.18017 | 163.2 | 163.2 |  |  |  |  | -0.18017 | -29.403
48642 | DPEC_GT25025 | 2 | Houston | YES | -0.043865 | 157.1 | 98 | 157.1 | 0 | 1.0319 | CC | -1 | 0.18017 | 157.1 | 157.1 |  |  |  |  | -0.18017 | -28.304
48643 | DPEC_GT35010 | 3 | Houston | YES | -0.043865 | 157.5 | 98 | 157.5 | 0 | 1.0319 | CC | -1 | 0.18017 | 157.5 | 157.5 |  |  |  |  | -0.18017 | -28.376
48644 | DPEC_GT45070 | 4 | Houston | YES | -0.043865 | 157 | 98 | 157 | 0 | 1.0319 | CC | -1 | 0.18017 | 157 | 157 |  |  |  |  | -0.18017 | -28.286
48645 | DPEC_ST55065 | 5 | Houston | YES | -0.043865 | 282 | 0 | 282 | 0 | 1.0319 | CC | -1 | 0.18017 | 282 | 282 |  |  |  |  | -0.18017 | -50.8066
48761 | PR_GT1__9040 | 1 | Houston | YES | -0.04355 | 26 | 0 | 35 |  | 1 | Cogen | -1 | 0.17985 | 0 | 0 |  |  |  |  | -0.17985 | 0
48855 | SRB_GT211035 | B1 | Houston | YES | -0.043214 | 0 | 0 | 18 |  | 1.014 | GGT | -1 | 0.17951 | 18 | 18 |  |  |  |  | -0.17951 | -3.2313
48855 | SRB_GT211035 | B2 | Houston | YES | -0.043214 | 0 | 0 | 12 |  | 1.014 | GGT | -1 | 0.17951 | 12 | 12 |  |  |  |  | -0.17951 | -2.1542
48852 | SRB_GN2_2 | 2 | Houston | YES | -0.043196 | 140.8 | 26 | 176 | 0 | 1.0217 | GST | -1 | 0.1795 | 176 | 176 |  |  |  |  | -0.1795 | -31.5914
48851 | SRB_GN1_1 | 1 | Houston | YES | -0.04317 | 132 | 26 | 165 | 0 | 1.0217 | GST | -1 | 0.17947 | 165 | 165 |  |  |  |  | -0.17947 | -29.6126
48551 | CAL_GT1_8045 | 1 | Houston | YES | -0.043158 | 149 | 0 | 149 | 0 | 1.0326 | Cogen | -1 | 0.17946 | 0 | 0 |  |  |  |  | -0.17946 | 0
48552 | CAL_ST1_8000 | 2 | Houston | YES | -0.043158 | 65.1 | 0 | 65.1 | 0 | 1.0326 | Cogen | -1 | 0.17946 | 0 | 0 |  |  |  |  | -0.17946 | 0
48853 | SRB_GN3_3 | 3 | Houston | YES | -0.043082 | 170.4 | 35 | 213 |  | 1.0326 | GST | -1 | 0.17938 | 213 | 213 |  |  |  |  | -0.17938 | -38.2084
48845 | SOL_GT1 | 1 | Houston | YES | -0.043075 | 16.2 | 15.4 | 16.2 |  | 1.0326 | Solar | -1 | 0.17938 | 16.2 | 16.2 |  |  |  |  | -0.17938 | -2.9059
48611 | DIB_GT1_8080 | 1 | Houston | YES | -0.04307 | 64 | 0 | 64 | 0 | 1.0326 | Cogen | -1 | 0.17937 | 0 | 0 |  |  |  |  | -0.17937 | 0
48612 | DIB_GT2_8075 | 2 | Houston | YES | -0.04307 | 63.2 | 0 | 63.2 | 0 | 1.0326 | Cogen | -1 | 0.17937 | 0 | 0 |  |  |  |  | -0.17937 | 0
48613 | DIB_ST1_8085 | 3 | Houston | YES | -0.04307 | 67.9 | 30 | 82.6 | 0 | 1.0326 | Cogen | -1 | 0.17937 | 0 | 0 |  |  |  |  | -0.17937 | 0
48614 | DIB_GT3_8090 | 4 | Houston | YES | -0.04307 | 73.6 | 15 | 73.6 | 0 | 1.0326 | Cogen | -1 | 0.17937 | 0 | 0 |  |  |  |  | -0.17937 | 0
48854 | SRB_GN4_4 | 4 | Houston | YES | -0.04306 | 182.4 | 35 | 228 | 0 | 1.0326 | GST | -1 | 0.17936 | 228 | 228 |  |  |  |  | -0.17936 | -40.8942
48740 | PSG_GN2_8050 | 1 | Houston | YES | -0.043055 | 182 | 60 | 182 | 0 | 1.0326 | Cogen | -1 | 0.17936 | 0 | 0 |  |  |  |  | -0.17936 | 0
48741 | PSG_GT2_8040 | 1 | Houston | YES | -0.043055 | 158.6 | 50 | 158.6 | 0 | 1.0326 | Cogen | -1 | 0.17936 | 0 | 0 |  |  |  |  | -0.17936 | 0
48742 | PSG_GT3_8060 | 1 | Houston | YES | -0.043055 | 157 | 50 | 157 | 0 | 1.0326 | Cogen | -1 | 0.17936 | 0 | 0 |  |  |  |  | -0.17936 | 0
48820 | SHELLG1_3015 | 1 | Houston | YES | -0.042588 | 71 | 34.5 | 71 |  | 1.029 | Cogen | -1 | 0.17889 | 0 | 0 |  |  |  |  | -0.17889 | 0
48821 | SHELLG2 | 2 | Houston | YES | -0.042588 | 72 | 34.5 | 72 |  | 1.029 | Cogen | -1 | 0.17889 | 0 | 0 |  |  |  |  | -0.17889 | 0
48822 | SHELLG3_3020 | 2 | Houston | YES | -0.042588 | 30 | 0 | 30 |  | 1.029 | Cogen | -1 | 0.17889 | 0 | 0 |  |  |  |  | -0.17889 | 0
48822 | SHELLG3_3020 | 1 | Houston | YES | -0.042588 | 39 | 0 | 39 |  | 1.029 | Cogen | -1 | 0.17889 | 0 | 0 |  |  |  |  | -0.17889 | 0
48500 | APD_GT1_8005 | 1 | Houston | YES | -0.041912 | 137.6 | 54.6 | 137.6 |  | 1.0362 | Cogen | -1 | 0.17821 | 0 | 0 |  |  |  |  | -0.17821 | 0
48511 | LPE_GT1_8070 | 1 | Houston | YES | -0.041792 | 42 | 0 | 42 | 0 | 1.0362 | GGT | -1 | 0.17809 | 42 | 42 |  |  |  |  | -0.17809 | -7.4799
48512 | LPE_GT2_8075 | 2 | Houston | YES | -0.041792 | 42 | 0 | 42 | 0 | 1.0362 | GGT | -1 | 0.17809 | 42 | 42 |  |  |  |  | -0.17809 | -7.4799
48513 | LPE_GT3_8080 | 3 | Houston | YES | -0.041792 | 39 | 0 | 39 | 0 | 1.0362 | GGT | -1 | 0.17809 | 39 | 39 |  |  |  |  | -0.17809 | -6.9456
48514 | LPE_GT4_8085 | 4 | Houston | YES | -0.041792 | 39 | 0 | 39 | 0 | 1.0362 | GGT | -1 | 0.17809 | 39 | 39 |  |  |  |  | -0.17809 | -6.9456
48593 | CHE_GT1_8015 | 1 | Houston | YES | -0.041661 | 173 | 50 | 173 | 0 | 1.0362 | Cogen | -1 | 0.17796 | 0 | 0 |  |  |  |  | -0.17796 | 0
48594 | CHE_GN4_8025 | 4 | Houston | YES | -0.041661 | 142 | 60 | 142 | 0 | 1.0362 | Cogen | -1 | 0.17796 | 0 | 0 |  |  |  |  | -0.17796 | 0
48873 | THW_ST3_ST_3 | 3 | Houston | YES | -0.040691 | 107 | 19 | 107 | 0 | 1.0435 | CC | -1 | 0.17699 | 107 | 107 |  |  |  |  | -0.17699 | -18.9381
48874 | THW_ST4_ST_4 | 4 | Houston | YES | -0.040691 | 108 | 19 | 108 | 0 | 1.0435 | CC | -1 | 0.17699 | 108 | 108 |  |  |  |  | -0.17699 | -19.1151
48875 | THW_3132 | A | Houston | YES | -0.040691 | 55 | 5 | 55 | 0 | 1.0435 | CC | -1 | 0.17699 | 55 | 55 |  |  |  |  | -0.17699 | -9.7345
48875 | THW_3132 | B | Houston | YES | -0.040691 | 53 | 5 | 53 | 0 | 1.0435 | CC | -1 | 0.17699 | 53 | 53 |  |  |  |  | -0.17699 | -9.3805
48877 | THW_3334 | D | Houston | YES | -0.040691 | 57 | 5 | 57 | 0 | 1.0435 | CC | -1 | 0.17699 | 57 | 57 |  |  |  |  | -0.17699 | -10.0885
48877 | THW_3334 | C | Houston | YES | -0.040691 | 55 | 5 | 55 | 0 | 1.0435 | CC | -1 | 0.17699 | 55 | 55 |  |  |  |  | -0.17699 | -9.7345
48879 | THW_4142 | E | Houston | YES | -0.040691 | 56 | 5 | 56 | 0 | 1.0435 | CC | -1 | 0.17699 | 56 | 56 |  |  |  |  | -0.17699 | -9.9115
48879 | THW_4142 | F | Houston | YES | -0.040691 | 55 | 5 | 55 | 0 | 1.0435 | CC | -1 | 0.17699 | 55 | 55 |  |  |  |  | -0.17699 | -9.7345
48881 | THW_4344 | H | Houston | YES | -0.040691 | 58 | 5 | 58 | 0 | 1.0435 | CC | -1 | 0.17699 | 58 | 58 |  |  |  |  | -0.17699 | -10.2655
48881 | THW_4344 | G | Houston | YES | -0.040691 | 58 | 5 | 58 | 0 | 1.0435 | CC | -1 | 0.17699 | 58 | 58 |  |  |  |  | -0.17699 | -10.2655
48582 | CBY_GN2_2 | 2 | Houston | YES | -0.039962 | 596.8 | 110 | 746 | 0 | 1.0435 | GSC | -1 | 0.17626 | 746 | 746 |  |  |  |  | -0.17626 | -131.4917
49803 | EXN_15GT | 1 | Houston | YES | -0.039654 | 33 | 8.3 | 34 |  | 1.0326 | Cogen | -1 | 0.17595 | 0 | 0 |  |  |  |  | -0.17595 | 0
49804 | EXN_16GT | 2 | Houston | YES | -0.039654 | 32 | 8.3 | 34.7 |  | 1.0326 | Cogen | -1 | 0.17595 | 0 | 0 |  |  |  |  | -0.17595 | 0
49805 | EXN_17GT | 3 | Houston | YES | -0.039654 | 31 | 8.3 | 32.7 |  | 1.0326 | Cogen | -1 | 0.17595 | 0 | 0 |  |  |  |  | -0.17595 | 0
49826 | EXN938GT | 5 | Houston | YES | -0.039654 | 43 | 9.2 | 45.9 | 0 | 1.0326 | Cogen | -1 | 0.17595 | 0 | 0 |  |  |  |  | -0.17595 | 0
49828 | EXN941GT | 10 | Houston | YES | -0.039654 | 17.7 | 5.4 | 17.7 | 0 | 1.0326 | Cogen | -1 | 0.17595 | 0 | 0 |  |  |  |  | -0.17595 | 0
49829 | EXN942GT | 11 | Houston | YES | -0.039654 | 20 | 5.4 | 20.4 | 0 | 1.0326 | Cogen | -1 | 0.17595 | 0 | 0 |  |  |  |  | -0.17595 | 0
49830 | EXN943GT | 12 | Houston | YES | -0.039654 | 19 | 5.4 | 19.9 | 0 | 1.0326 | Cogen | -1 | 0.17595 | 0 | 0 |  |  |  |  | -0.17595 | 0
49831 | EXN944GT | 13 | Houston | YES | -0.039654 | 33 | 5.4 | 35 | 0 | 1.0326 | Cogen | -1 | 0.17595 | 0 | 0 |  |  |  |  | -0.17595 | 0
49832 | EXN945GT | 9 | Houston | YES | -0.039654 | 18.5 | 9.2 | 18.5 | 0 | 1.0326 | Cogen | -1 | 0.17595 | 0 | 0 |  |  |  |  | -0.17595 | 0
49837 | EXN_GT | 4 | Houston | YES | -0.039654 | 81 | 21.3 | 85.4 | 0 | 1.0326 | Cogen | -1 | 0.17595 | 0 | 0 |  |  |  |  | -0.17595 | 0
49838 | EXN_14GT | 14 | Houston | YES | -0.039654 | 140 | 0 | 148 |  | 1.0326 | Cogen | -1 | 0.17595 | 0 | 0 |  |  |  |  | -0.17595 | 0
48883 | THW_GT1_GT_1 | B2 | Houston | YES | -0.039506 | 0 | 0 | 12 |  | 1.043 | GGT | -1 | 0.17581 | 12 | 12 |  |  |  |  | -0.17581 | -2.1097
48651 | EP_1_2 | 2 | Houston | YES | -0.038812 | 17.7 | 10 | 21 | 0 | 1.0362 | Cogen | -1 | 0.17511 | 0 | 0 |  |  |  |  | -0.17511 | 0
48651 | EP_1_2 | 1 | Houston | YES | -0.038812 | 4 | 0 | 5 | 0 | 1.0362 | Cogen | -1 | 0.17511 | 0 | 0 |  |  |  |  | -0.17511 | 0
48791 | PSA_GT1_8160 | 1 | Houston | YES | -0.038799 | 52 | 20.8 | 65 | 0 | 1.0362 | Cogen | -1 | 0.1751 | 0 | 0 |  |  |  |  | -0.1751 | 0
48792 | PSA_GT2_8155 | 2 | Houston | YES | -0.038799 | 52.8 | 20.3 | 66 | 0 | 1.0362 | Cogen | -1 | 0.1751 | 0 | 0 |  |  |  |  | -0.1751 | 0
48793 | PSA_GT3_8150 | 3 | Houston | YES | -0.038799 | 56 | 20.3 | 70 | 0 | 1.0362 | Cogen | -1 | 0.1751 | 0 | 0 |  |  |  |  | -0.1751 | 0
48794 | PSA_GT4_8145 | 4 | Houston | YES | -0.038799 | 52.8 | 20.3 | 66 | 0 | 1.0362 | Cogen | -1 | 0.1751 | 0 | 0 |  |  |  |  | -0.1751 | 0
48795 | PSA_GT5_8140 | 5 | Houston | YES | -0.038799 | 51.2 | 20.3 | 64 | 0 | 1.0362 | Cogen | -1 | 0.1751 | 0 | 0 |  |  |  |  | -0.1751 | 0
48796 | PSA_GN1_8165 | 1 | Houston | YES | -0.038799 | 83.2 | 43.1 | 104 | 0 | 1.0362 | Cogen | -1 | 0.1751 | 0 | 0 |  |  |  |  | -0.1751 | 0
48797 | PSA_GT6_8135 | 6 | Houston | YES | -0.038799 | 47.2 | 34.5 | 59 | 0 | 1.0362 | Cogen | -1 | 0.1751 | 0 | 0 |  |  |  |  | -0.1751 | 0
48581 | CBY_GN1_1 | 1 | Houston | YES | -0.038744 | 595.2 | 108 | 744 | 0 | 1.0435 | GSC | -1 | 0.17504 | 744 | 744 |  |  |  |  | -0.17504 | -130.233
48815 | CVC_GT4_8005 | 4 | Houston | YES | -0.038516 | 165 | 91.8 | 165 |  | 1.0362 | Cogen | -1 | 0.17482 | 0 | 0 |  |  |  |  | -0.17482 | 0
48583 | CBY_GT4_1 | 1 | Houston | YES | -0.038347 | 172 | 0 | 172 | 0 | 1.026 | GSC | -1 | 0.17465 | 172 | 172 |  |  |  |  | -0.17465 | -30.0393
48584 | CBY_GT4_2 | 2 | Houston | YES | -0.038347 | 172 | 0 | 172 | 0 | 1.026 | CC | -1 | 0.17465 | 172 | 172 |  |  |  |  | -0.17465 | -30.0393
48585 | CBY_ST4_1 | 3 | Houston | YES | -0.038347 | 172 | 0 | 172 | 0 | 1.026 | CC | -1 | 0.17465 | 172 | 172 |  |  |  |  | -0.17465 | -30.0393
48595 | BTE_GT2_8075 | 1 | Houston | YES | -0.037456 | 162.8 | 130 | 162.8 | 0 | 1.0261 | CC | -1 | 0.17376 | 162.8 | 162.8 |  |  |  |  | -0.17376 | -28.2875
48596 | BTE_GT3_8045 | 2 | Houston | YES | -0.037456 | 161.4 | 130 | 161.4 | 0 | 1.0261 | CC | -1 | 0.17376 | 161.4 | 161.4 |  |  |  |  | -0.17376 | -28.0443
48597 | BTE_GT4_8055 | 3 | Houston | YES | -0.037456 | 158.9 | 130 | 158.9 | 0 | 1.0261 | CC | -1 | 0.17376 | 158.9 | 158.9 |  |  |  |  | -0.17376 | -27.6099
48598 | BTE_ST1_8070 | 4 | Houston | YES | -0.037456 | 269.2 | 60 | 269.2 | 0 | 1.0261 | CC | -1 | 0.17376 | 269.2 | 269.2 |  |  |  |  | -0.17376 | -46.7752
48690 | GBY_GN5_5 | 5 | Houston | YES | -0.037189 | 318.4 | 81 | 398 |  | 1.0362 | GSC | -1 | 0.17349 | 398 | 398 |  |  |  |  | -0.17349 | -69.0488
48885 | THW_5152 | B | Houston | YES | -0.036801 | 47.2 | 5 | 59 |  | 1.0319 | GGT | -1 | 0.1731 | 59 | 59 |  |  |  |  | -0.1731 | -10.213
48885 | THW_5152 | A | Houston | YES | -0.036801 | 46.4 | 5 | 58 |  | 1.0319 | GGT | -1 | 0.1731 | 58 | 58 |  |  |  |  | -0.1731 | -10.0399
48886 | THW_5354 | D | Houston | YES | -0.036801 | 46.4 | 5 | 58 |  | 1.0319 | GGT | -1 | 0.1731 | 58 | 58 |  |  |  |  | -0.1731 | -10.0399
48886 | THW_5354 | C | Houston | YES | -0.036801 | 45.6 | 5 | 57 |  | 1.0319 | GGT | -1 | 0.1731 | 57 | 57 |  |  |  |  | -0.1731 | -9.8668
48887 | THW_5556 | E | Houston | YES | -0.036801 | 47.2 | 5 | 59 |  | 1.0319 | GGT | -1 | 0.1731 | 59 | 59 |  |  |  |  | -0.1731 | -10.213
48887 | THW_5556 | F | Houston | YES | -0.036801 | 45.6 | 5 | 57 |  | 1.0319 | GGT | -1 | 0.1731 | 57 | 57 |  |  |  |  | -0.1731 | -9.8668
48591 | CHE_GT2_5030 | 2 | Houston | YES | -0.031362 | 173 | 50 | 173 | 0 | 1.029 | Cogen | -1 | 0.16766 | 0 | 0 |  |  |  |  | -0.16766 | 0
48811 | CVC_GT3_5045 | 3 | Houston | YES | -0.031362 | 156 | 91.8 | 156 | 0 | 1.029 | Cogen | -1 | 0.16766 | 0 | 0 |  |  |  |  | -0.16766 | 0
48812 | CVC_GT2_5020 | 2 | Houston | YES | -0.031362 | 158 | 91.8 | 158 | 0 | 1.029 | Cogen | -1 | 0.16766 | 0 | 0 |  |  |  |  | -0.16766 | 0
48813 | CVC_GT1_5035 | 1 | Houston | YES | -0.031362 | 160 | 91.8 | 160 | 0 | 1.029 | Cogen | -1 | 0.16766 | 0 | 0 |  |  |  |  | -0.16766 | 0
48814 | CVC_ST5_5040 | 1 | Houston | YES | -0.031362 | 162 | 91.8 | 162 | 0 | 1.029 | Cogen | -1 | 0.16766 | 0 | 0 |  |  |  |  | -0.16766 | 0
5934 | SI_RAY5 | 5 | South | YES | 0 | 0 | 10 | 15 |  | 1.035 | GST | -1 | 0.1363 | 15 | 15 |  |  | 0 | 15 | -0.1363 | -2.0445
8139 | JOS #1 | MB | South | YES | 0 | 0 | 45 | 255 |  | 1.02 | GST | -1 | 0.1363 | 0 | 0 |  |  | 0 | 0 | -0.1363 | 0
8285 | LAR #1 | MB | South | YES | 0 | 0 | 9 | 32 |  | 1.0497 | GST | -1 | 0.1363 | 0 | 0 |  |  | 0 | 0 | -0.1363 | 0
8287 | LAR #2 | MB | South | YES | 0 | 0 | 9 | 32 |  | 1.04 | GST | -1 | 0.1363 | 0 | 0 |  |  | 0 | 0 | -0.1363 | 0
8288 | LAR #3 | MB | South | YES | 0 | 0 | 25 | 105 |  | 1.04 | GST | -1 | 0.1363 | 0 | 0 |  |  | 0 | 0 | -0.1363 | 0
8388 | BATES0A | MB | South | YES | 0 | 0 | 21 | 71 |  | 1.033 | GST | -1 | 0.1363 | 0 | 0 |  |  | 0 | 0 | -0.1363 | 0
8393 | BATES0B | MB | South | YES | 0 | 0 | 25 | 110 |  | 1.03 | GST | -1 | 0.1363 | 0 | 0 |  |  | 0 | 0 | -0.1363 | 0
8437 | NUECES_B0C | MB | South | YES | 0 | 0 | 7 | 30 |  | 1.03 | GST | -1 | 0.1363 | 0 | 0 |  |  | 0 | 0 | -0.1363 | 0
8438 | NUECES_B0B | MB | South | YES | 0 | 0 | 26 | 169 |  | 1.03 | GST | -1 | 0.1363 | 0 | 0 |  |  | 0 | 0 | -0.1363 | 0
8442 | NUECES_B0A | MB | South | YES | 0 | 0 | 81 | 367 |  | 1.03 | GST | -1 | 0.1363 | 0 | 0 |  |  | 0 | 0 | -0.1363 | 0
39190 | TNSLCGN1__8 | 1 | Houston | YES | 0 | 0 | 10 | 30 |  | 1.03 | Cogen | -1 | 0.1363 | 0 | 0 |  |  |  |  | -0.1363 | 0
32883 | BRYN_DNSBY3 | 1 | North | YES | 0.016476 | 0 | 2 | 48 |  | 1.015 | GST | 1 | 0.19031 | 48 | 48 | 0.79085 | 48 |  |  | 0.19031 | 9.1349
32884 | BRYN_DNSBY13 | 1 | North | YES | 0.016476 | 46 | 2 | 46 | 0 | 1.015 | GST | 1 | 0.19031 | 46 | 46 | 0.7579 | 46 |  |  | 0.19031 | 8.7543
32892 | BRYN_DNSBY14 | 1 | North | YES | 0.016476 | 84 | 25 | 105 | 0 | 1.035 | GST | 1 | 0.19031 | 105 | 105 | 1.73 | 105 |  |  | 0.19031 | 19.9825
48671 | FTR_GT1_5105 | 1 | North | YES | 0.017799 | 154.2 | 0 | 154.2 | 0 | 1.0319 | CC | 1 | 0.19163 | 154.2 | 154.2 | 2.7446 | 154.2 |  |  | 0.19163 | 29.5498
48672 | FTR_GT2_5110 | 2 | North | YES | 0.017799 | 159 | 0 | 159 | 0 | 1.0319 | CC | 1 | 0.19163 | 159 | 159 | 2.83 | 159 |  |  | 0.19163 | 30.4696
48673 | FTR_GT3_5085 | 3 | North | YES | 0.017799 | 158 | 0 | 158 | 0 | 1.0319 | CC | 1 | 0.19163 | 158 | 158 | 2.8122 | 158 |  |  | 0.19163 | 30.278
48674 | FTR_CN4_5095 | 4 | North | YES | 0.017799 | 380 | 0 | 380 | 0 | 1.0319 | CC | 1 | 0.19163 | 380 | 380 | 6.7636 | 380 |  |  | 0.19163 | 72.8205
32886 | BRYN_ATKINS3 | MB | North | YES | 0.019184 | 0 | 5 | 12 |  | 1 | GST | 1 | 0.19302 | 0 | 0 | 0 | 0 |  |  | 0.19302 | 0
32887 | BRYN_ATKINS6 | MB | North | YES | 0.019184 | 0 | 12 | 51 |  | 1.028 | GST | 1 | 0.19302 | 0 | 0 | 0 | 0 |  |  | 0.19302 | 0
32888 | BRYN_ATKINS7 | 1 | North | YES | 0.019184 | 13.6 | 4 | 17 |  | 1.028 | GGT | 1 | 0.19302 | 17 | 17 | 0.32613 | 17 |  |  | 0.19302 | 3.2813
32890 | BRYN_ATKINS4 | MB | North | YES | 0.019184 | 0 | 5 | 22 |  | 1.031 | GST | 1 | 0.19302 | 0 | 0 | 0 | 0 |  |  | 0.19302 | 0
32891 | BRYN_ATKINS5 | MB | North | YES | 0.019184 | 0 | 5 | 25 |  | 1.031 | GST | 1 | 0.19302 | 0 | 0 | 0 | 0 |  |  | 0.19302 | 0
32798 | BRYN_TAMUGEN | 1 | North | YES | 0.020103 | 32 | 0 | 32 |  | 1.02 | GST | 1 | 0.19394 | 32 | 32 | 0.6433 | 32 |  |  | 0.19394 | 6.206
990 | GIBN_CREK_G1 | 1 | North | YES | 0.027507 | 463 | 200 | 463 | 0 | 1.0275 | LIGCO | 1 | 0.20134 | 0 | 463 | 12.7357 | 463 |  |  | 0.20134 | 93.2208
39960 | TNTNPONE_18 | 1 | North | YES | 0.061038 | 152.3 | 30 | 152.3 |  | 1.04 | LIGCO | 1 | 0.23487 | 0 | 152.3 | 9.2961 | 152.3 |  |  | 0.23487 | 35.771
39970 | TNTNPONE_28 | 1 | North | YES | 0.061038 | 153 | 30 | 153 |  | 1.04 | LIGCO | 1 | 0.23487 | 0 | 153 | 9.3388 | 153 |  |  | 0.23487 | 35.9354
48721 | LEG_1___1 | 1 | North | YES | 0.074456 | 827 | 357 | 827 | 0 | 1.0348 | LIGCO | 1 | 0.24829 | 0 | 827 | 61.5751 | 827 |  |  | 0.24829 | 205.3357
48722 | LEG_2___2 | 2 | North | YES | 0.074456 | 819 | 357 | 819 | 0 | 1.0348 | LIGCO | 1 | 0.24829 | 0 | 819 | 60.9795 | 819 |  |  | 0.24829 | 203.3494
60202 | FRNDDRCS | F | West | YES | 0.087702 | 0 | 0 | 0 | 0 | 0.9985 | AVR | 1 | 0.26154 | 0 | 0 |  |  |  |  | 0.26154 | 0
60018 | DSKY1 | 1 | West | YES | 0.10591 | 21 | 0 | 84 | 0 | 1.023 | Wind | 1 | 0.27975 | 0 | 84 |  |  |  |  | 0.27975 | 23.4989
60017 | ORNNWP1 | 1 | West | YES | 0.10682 | 20 | 0 | 80 |  | 1.027 | Wind | 1 | 0.28065 | 0 | 80 |  |  |  |  | 0.28065 | 22.452
60000 | DSKY2 | 1 | West | YES | 0.10763 | 19.1 | 0 | 76.5 |  | 1.039 | Wind | 1 | 0.28146 | 0 | 76.5 |  |  |  |  | 0.28146 | 21.5321
3381 | BBRN_1G | 1 | North | YES | 0.10845 | 618 | 225 | 618 | 0 | 1.03 | LIGCO | 1 | 0.28228 | 0 | 618 | 67.0202 | 618 |  |  | 0.28228 | 174.4496
3382 | BBRN_2G | 2 | North | YES | 0.10845 | 589 | 225 | 589 | 0 | 1.03 | LIGCO | 1 | 0.28228 | 0 | 589 | 63.8753 | 589 |  |  | 0.28228 | 166.2634
6016 | SWMESA | 1 | West | YES | 0.10912 | 18.8 | 0 | 75 |  | 1.03 | Wind | 1 | 0.28295 | 0 | 75 |  |  |  |  | 0.28295 | 21.2212
60003 | KING_NE1A | 1 | West | YES | 0.10912 | 20 | 0 | 80 |  | 1.03 | Wind | 1 | 0.28295 | 0 | 80 |  |  |  |  | 0.28295 | 22.6359
60005 | KING_SE1A | 1 | West | YES | 0.10912 | 10 | 0 | 40 |  | 1.035 | Wind | 1 | 0.28295 | 0 | 40 |  |  |  |  | 0.28295 | 11.318
38437 | TNSRBNMESA9 | 1 | West | YES | 0.10952 | 37.5 | 0 | 150 |  | 1.02 | Wind | 1 | 0.28335 | 0 | 150 |  |  |  |  | 0.28335 | 42.5026
38332 | TNWDWRDU2_8 | 1 | West | YES | 0.1096 | 20 | 0 | 80 | 0 | 1.0232 | Wind | 1 | 0.28343 | 0 | 80 |  |  |  |  | 0.28343 | 22.6746
60016 | WOODWRD11A | 1 | West | YES | 0.10963 | 20 | 0 | 80 |  | 1.033 | Wind | 1 | 0.28346 | 0 | 80 |  |  |  |  | 0.28346 | 22.6767
60201 | RIO DRCS | F | West | YES | 0.10971 | 0 | 0 | 0 | 0 | 1.025 | AVR | 1 | 0.28354 | 0 | 0 |  |  |  |  | 0.28354 | 0
60007 | KING_SW1A | 1 | West | YES | 0.11063 | 20 | 0 | 80 |  | 1.03 | Wind | 1 | 0.28446 | 0 | 80 |  |  |  |  | 0.28446 | 22.7567
60019 | KING_NW1A | 1 | West | YES | 0.11063 | 20 | 0 | 80 |  | 1.03 | Wind | 1 | 0.28446 | 0 | 80 |  |  |  |  | 0.28446 | 22.7567
13131 | CALFREST_1G | 1 | North | YES | 0.11138 | 150.7 | 40 | 150.7 | 0 | 1.031 | CC | 1 | 0.28521 | 150.7 | 150.7 | 16.7848 | 150.7 |  |  | 0.28521 | 42.9816
13132 | CALFREST_2G | 2 | North | YES | 0.11138 | 151 | 57 | 151 | 0 | 1.031 | CC | 1 | 0.28521 | 151 | 151 | 16.8182 | 151 |  |  | 0.28521 | 43.0671
13133 | CALFREST_3G | 3 | North | YES | 0.11138 | 177.4 | 40 | 177.4 | 0 | 1.031 | CC | 1 | 0.28521 | 177.4 | 177.4 | 19.7586 | 177.4 |  |  | 0.28521 | 50.5968
13134 | CALFREST_4G | 4 | North | YES | 0.11191 | 151.5 | 40 | 151.5 | 0 | 1.031 | CC | 1 | 0.28574 | 151.5 | 151.5 | 16.9536 | 151.5 |  |  | 0.28574 | 43.2894
13135 | CALFREST_5G | 5 | North | YES | 0.11191 | 152.3 | 57 | 152.3 | 0 | 1.031 | CC | 1 | 0.28574 | 152.3 | 152.3 | 17.0431 | 152.3 |  |  | 0.28574 | 43.518
13136 | CALFREST_6G | 6 | North | YES | 0.11191 | 177.5 | 40 | 177.5 | 0 | 1.031 | CC | 1 | 0.28574 | 177.5 | 177.5 | 19.8631 | 177.5 |  |  | 0.28574 | 50.7186
6407 | TURKTRAK1A | 1 | West | YES | 0.11895 | 33.9 | 0 | 169.5 | 0 | 1.025 | Wind | 1 | 0.29278 | 0 | 169.5 |  |  |  |  | 0.29278 | 49.6265
1349 | WESTXWIN_1G | 1 | West | YES | 0.12153 | 1.3 | 0 | 6.6 |  | 1.014 | Wind | 1 | 0.29536 | 0 | 6.6 |  |  |  |  | 0.29536 | 1.9494
1350 | NWPWRG1_1G | 1 | West | YES | 0.12153 | 6.9 | 1 | 34.3 |  | 1.014 | Wind | 1 | 0.29536 | 0 | 34.3 |  |  |  |  | 0.29536 | 10.1308
76091 | L_DIVIDE1_1N | W1 | West | YES | 0.1218 | 110 | 0 | 550 | 0 | 1.02 | Wind | 1 | 0.29563 | 0 | 550 |  |  |  |  | 0.29563 | 162.5981
1002 | PBCTAGE_1G | A | West | YES | 0.12199 | 64 | 64 | 66 | 0 | 1.036 | GGT | 1 | 0.29582 | 66 | 66 |  |  |  |  | 0.29582 | 19.5244
1003 | PBCTBGE_2G | B | West | YES | 0.12199 | 65 | 65 | 66 | 0 | 1.036 | GGT | 1 | 0.29582 | 66 | 66 |  |  |  |  | 0.29582 | 19.5244
1004 | PBCTCGE_3G | C | West | YES | 0.12199 | 62 | 62 | 67 | 0 | 1.036 | GGT | 1 | 0.29582 | 67 | 67 |  |  |  |  | 0.29582 | 19.8202
1005 | PBCTDGE_4G | D | West | YES | 0.12199 | 65 | 65 | 68 | 0 | 1.036 | GGT | 1 | 0.29582 | 68 | 68 |  |  |  |  | 0.29582 | 20.116
1006 | PBCTEGE_5G | E | West | YES | 0.12199 | 65 | 65 | 67 | 0 | 1.036 | GGT | 1 | 0.29582 | 67 | 67 |  |  |  |  | 0.29582 | 19.8202
1007 | PB5GEN_6G | 5 | West | YES | 0.12199 | 91.2 | 40 | 114 | 0 | 1.036 | GST | 1 | 0.29582 | 114 | 114 |  |  |  |  | 0.29582 | 33.7239
1008 | PB6GEN_7G | 6 | West | YES | 0.12199 | 515 | 130 | 515 | 0 | 1.036 | GST | 1 | 0.29582 | 515 | 515 |  |  |  |  | 0.29582 | 152.3493
7038 | L_DELAWA1_1Y | 1 | West | YES | 0.12211 | 3.5 | 0 | 35 | 0 | 1 | Wind | 1 | 0.29594 | 0 | 35 |  |  |  |  | 0.29594 | 10.358
7038 | L_DELAWA1_1Y | 2 | West | YES | 0.12211 | 3 | 0 | 30 | 0 | 1 | Wind | 1 | 0.29594 | 0 | 30 |  |  |  |  | 0.29594 | 8.8783
1146 | NOTREES_1G | 1 | West | YES | 0.12234 | 29.8 | 0 | 149 | 0 | 1.017 | Wind | 1 | 0.29617 | 0 | 149 |  |  |  |  | 0.29617 | 44.1298
76031 | L_GASCCR1_1N | W1 | West | YES | 0.12247 | 30 | 0 | 150 | 0 | 1.02 | Wind | 1 | 0.2963 | 0 | 150 |  |  |  |  | 0.2963 | 44.4454
60057 | CALLAHAN1A | 1 | West | YES | 0.12338 | 22.8 | 0 | 114 | 0 | 1.04 | Wind | 1 | 0.29722 | 0 | 114 |  |  |  |  | 0.29722 | 33.8828
3107 | STRYKER_1G | 1 | North | YES | 0.1236 | 145.6 | 45 | 182 | 0 | 1.029 | GST | 1 | 0.29744 | 182 | 182 | 22.4959 | 182 |  |  | 0.29744 | 54.1337
3108 | STRYKER_2G | 2 | North | YES | 0.1236 | 484 | 75 | 484 | 0 | 1.029 | GST | 1 | 0.29744 | 484 | 484 | 59.8243 | 484 |  |  | 0.29744 | 143.9599
1328 | OCOTILLO_1G | 1 | West | YES | 0.12368 | 11.6 | 0 | 58 |  | 1.01 | Wind | 1 | 0.29752 | 0 | 58 |  |  |  |  | 0.29752 | 17.256
11020 | TIEHVSG_1G | 1 | West | YES | 0.1237 | 208.2 | 63 | 208.2 | 0 | 1.012 | CC | 1 | 0.29754 | 208.2 | 208.2 |  |  |  |  | 0.29754 | 61.9472
11021 | TIEHVCG_1G | 1 | West | YES | 0.1237 | 142.1 | 103 | 142.1 | 0 | 1.012 | CC | 1 | 0.29754 | 142.1 | 142.1 |  |  |  |  | 0.29754 | 42.28
11022 | TIEHVCG_2G | 1 | West | YES | 0.1237 | 132.4 | 103 | 132.4 | 0 | 1.012 | CC | 1 | 0.29754 | 132.4 | 132.4 |  |  |  |  | 0.29754 | 39.3939
11023 | TIEHVCG_3G | 1 | West | YES | 0.1237 | 137.4 | 103 | 137.4 | 0 | 1.012 | CC | 1 | 0.29754 | 137.4 | 137.4 |  |  |  |  | 0.29754 | 40.8816
11024 | TIEHVCG_4G | 1 | West | YES | 0.1237 | 147 | 103 | 147 | 0 | 1.012 | CC | 1 | 0.29754 | 147 | 147 |  |  |  |  | 0.29754 | 43.7379
11025 | TIEHVSG_2G | 1 | West | YES | 0.1237 | 213.2 | 63 | 213.2 | 0 | 1.012 | CC | 1 | 0.29754 | 213.2 | 213.2 |  |  |  |  | 0.29754 | 63.4349
11001 | NAV1CT | 1 | West | YES | 0.12373 | 70.4 | 18 | 70.4 | 0 | 1.029 | CC | 1 | 0.29756 | 70.4 | 70.4 |  |  |  |  | 0.29756 | 20.9481
11009 | NAV2CT | 1 | West | YES | 0.12373 | 71.4 | 18 | 71.4 | 0 | 1.029 | CC | 1 | 0.29756 | 71.4 | 71.4 |  |  |  |  | 0.29756 | 21.2457
11011 | NAV3ST | 1 | West | YES | 0.12373 | 92.8 | 40 | 92.8 | 0 | 1.029 | CC | 1 | 0.29756 | 92.8 | 92.8 |  |  |  |  | 0.29756 | 27.6135
11012 | NAV4CT | 1 | West | YES | 0.12373 | 80 | 18 | 80 | 0 | 1.029 | CC | 1 | 0.29756 | 80 | 80 |  |  |  |  | 0.29756 | 23.8047
11013 | NAV5CT | 1 | West | YES | 0.12373 | 80 | 18 | 80 | 0 | 1.029 | CC | 1 | 0.29756 | 80 | 80 |  |  |  |  | 0.29756 | 23.8047
11014 | NAV6ST | 1 | West | YES | 0.12373 | 115 | 40 | 115 | 0 | 1.029 | CC | 1 | 0.29756 | 115 | 115 |  |  |  |  | 0.29756 | 34.2193
1326 | STANTONW_8 | 1 | West | YES | 0.12373 | 20.1 | 0 | 100.5 |  | 1.01 | Wind | 1 | 0.29757 | 0 | 100.5 |  |  |  |  | 0.29757 | 29.9057
1320 | BSP 1 | 1 | West | YES | 0.12374 | 25.5 | 2.9 | 25.8 | 0 | 1 | Cogen | 1 | 0.29758 | 0 | 0 |  |  |  |  | 0.29758 | 0
1333 | MCDDONAL_8 | 1 | West | YES | 0.12396 | 42.8 | 0 | 214.2 |  | 1.01 | Wind | 1 | 0.29779 | 0 | 214.2 |  |  |  |  | 0.29779 | 63.7872
3113 | LUFKINWB_1G | 1 | North | YES | 0.12418 | 0 | 0 | 50 |  | 1.01 | Trash | 1 | 0.29801 | 50 | 50 | 6.209 | 50 |  |  | 0.29801 | 14.9007
3348 | CHAMPION_1G | MB | North | YES | 0.1243 | 0 | 42 | 42 |  | 1 | Cogen | 1 | 0.29813 | 0 | 0 | 0 | 0 |  |  | 0.29813 | 0
1170 | AIRLAMESA_1G | 1 | West | YES | 0.12433 | 0 | 0 | 180 |  | 1 | Wind | 1 | 0.29816 | 0 | 180 |  |  |  |  | 0.29816 | 53.6695
1327 | WILDHRSE_1G | 1 | West | YES | 0.12466 | 24 | 0 | 120 |  | 1 | Wind | 1 | 0.2985 | 0 | 120 |  |  |  |  | 0.2985 | 35.8197
1360 | GUNSIGHT_8 | 1 | West | YES | 0.1247 | 24 | 0 | 120 | 0 | 1.01 | Wind | 1 | 0.29854 | 0 | 120 |  |  |  |  | 0.29854 | 35.8243
1302 | COYOTEWG_8 | 1 | West | YES | 0.125 | 45 | 0 | 225 |  | 1.01 | Wind | 1 | 0.29883 | 0 | 225 |  |  |  |  | 0.29883 | 67.2374
1045 | CALENG1G_1G | 1 | West | YES | 0.12512 | 73.4 | 27 | 73.4 | 0 | 1.014 | Cogen | 1 | 0.29895 | 0 | 0 |  |  |  |  | 0.29895 | 0
1046 | CALENG2G_2G | 2 | West | YES | 0.12512 | 73.4 | 27 | 73.4 | 0 | 1.014 | Cogen | 1 | 0.29895 | 0 | 0 |  |  |  |  | 0.29895 | 0
1047 | CALENG3G_3G | 3 | West | YES | 0.12512 | 70.4 | 27 | 70.4 | 0 | 1.014 | Cogen | 1 | 0.29895 | 0 | 0 |  |  |  |  | 0.29895 | 0
60058 | BUFF_GAP1A | 1 | West | YES | 0.12528 | 24 | 0 | 120 |  | 1 | Wind | 1 | 0.29911 | 0 | 120 |  |  |  |  | 0.29911 | 35.8934
60060 | CIRELLO | 1 | West | YES | 0.12528 | 46.6 | 0 | 233 | 0 | 1 | Wind | 1 | 0.29911 | 0 | 233 |  |  |  |  | 0.29911 | 69.6931
60063 | BUFF_GAP1B | 1 | West | YES | 0.12528 | 34 | 0 | 170.2 | 0 | 1.02 | Wind | 1 | 0.29911 | 0 | 170.2 |  |  |  |  | 0.29911 | 50.9088
60066 | H_HOLLOW1A | 1 | West | YES | 0.12528 | 44.4 | 0 | 222 | 0 | 1.005 | Wind | 1 | 0.29911 | 0 | 222 |  |  |  |  | 0.29911 | 66.4028
60068 | HHOLLOW21A | 1 | West | YES | 0.12528 | 36.8 | 0 | 184 | 0 | 1.025 | Wind | 1 | 0.29911 | 0 | 184 |  |  |  |  | 0.29911 | 55.0366
60070 | HHOLLOW31A | 1 | West | YES | 0.12528 | 44.8 | 0 | 224 | 0 | 1.025 | Wind | 1 | 0.29911 | 0 | 224 |  |  |  |  | 0.29911 | 67.0011
60072 | HHOLLOW41A | 1 | West | YES | 0.12528 | 23 | 0 | 115 | 0 | 1.025 | Wind | 1 | 0.29911 | 0 | 115 |  |  |  |  | 0.29911 | 34.3979
1058 | LONGSHORE_5 | 1 | West | YES | 0.12544 | 30 | 0 | 150 |  | 1.01 | Wind | 1 | 0.29928 | 0 | 150 |  |  |  |  | 0.29928 | 44.8915
1058 | LONGSHORE_5 | 3 | West | YES | 0.12544 | 23.4 | 0 | 117 |  | 1.01 | Wind | 1 | 0.29928 | 0 | 117 |  |  |  |  | 0.29928 | 35.0154
1058 | LONGSHORE_5 | 2 | West | YES | 0.12544 | 44 | 0 | 220 |  | 1.01 | Wind | 1 | 0.29928 | 0 | 220 |  |  |  |  | 0.29928 | 65.8409
1301 | BULLCREK_8 | 1 | West | YES | 0.12548 | 36 | 0 | 180 | 0 | 1.017 | Wind | 1 | 0.29931 | 0 | 180 |  |  |  |  | 0.29931 | 53.8761
13116 | TGATEWAY_1G | 1 | North | YES | 0.12557 | 151 | 30 | 151 | 0 | 1.0232 | CC | 1 | 0.2994 | 151 | 151 | 18.9611 | 151 |  |  | 0.2994 | 45.21
13117 | TGATEWAY_2G | 2 | North | YES | 0.12557 | 130 | 30 | 130 | 0 | 1.0232 | CC | 1 | 0.2994 | 130 | 130 | 16.3241 | 130 |  |  | 0.2994 | 38.9225
13118 | TGATEWAY_3G | 3 | North | YES | 0.12557 | 148 | 30 | 148 | 0 | 1.0232 | CC | 1 | 0.2994 | 148 | 148 | 18.5844 | 148 |  |  | 0.2994 | 44.3118
13119 | TGATEWAY_4G | 4 | North | YES | 0.12557 | 399 | 65 | 399 | 0 | 1.0232 | CC | 1 | 0.2994 | 399 | 399 | 50.1024 | 399 |  |  | 0.2994 | 119.4621
1037 | MORGAN5G_5G | 5 | West | YES | 0.12565 | 109.6 | 40 | 137 | 0 | 1.029 | GST | 1 | 0.29949 | 137 | 137 |  |  |  |  | 0.29949 | 41.0296
1039 | MRGNAG_1G | A | West | YES | 0.12565 | 69 | 69 | 69 | 0 | 1.029 | GGT | 1 | 0.29949 | 69 | 69 |  |  |  |  | 0.29949 | 20.6645
1040 | MRGNBG_2G | B | West | YES | 0.12565 | 70 | 70 | 71 | 0 | 1.029 | GGT | 1 | 0.29949 | 71 | 71 |  |  |  |  | 0.29949 | 21.2635
1041 | MRGNCG_3G | C | West | YES | 0.12565 | 69 | 69 | 70 | 0 | 1.029 | GGT | 1 | 0.29949 | 70 | 70 |  |  |  |  | 0.29949 | 20.964
1042 | MRGNDG_4G | D | West | YES | 0.12565 | 68 | 68 | 68 | 0 | 1.029 | GGT | 1 | 0.29949 | 68 | 68 |  |  |  |  | 0.29949 | 20.365
1043 | MRGNEG_5G | E | West | YES | 0.12565 | 68 | 68 | 70 | 0 | 1.029 | GGT | 1 | 0.29949 | 70 | 70 |  |  |  |  | 0.29949 | 20.964
1044 | MRGNFG_6G | F | West | YES | 0.12565 | 66 | 66 | 66 | 0 | 1.029 | GGT | 1 | 0.29949 | 66 | 66 |  |  |  |  | 0.29949 | 19.7661
6637 | SNYDERW1A | 1 | West | YES | 0.12576 | 12.6 | 0 | 63 | 0 | 1.025 | Wind | 1 | 0.2996 | 0 | 63 |  |  |  |  | 0.2996 | 18.8747
1068 | SCURRYCW_1G | 1 | West | YES | 0.12589 | 28.2 | 1.3 | 141 |  | 1.01 | Wind | 1 | 0.29972 | 0 | 141 |  |  |  |  | 0.29972 | 42.2605
1073 | SCURRYCW_2G | 2 | West | YES | 0.12589 | 24 | 0 | 120 | 0 | 1.017 | Wind | 1 | 0.29972 | 0 | 120 |  |  |  |  | 0.29972 | 35.9664
1061 | CIELOGEN_1G | 1 | West | YES | 0.1259 | 19.8 | 0 | 99 |  | 1 | Wind | 1 | 0.29974 | 0 | 99 |  |  |  |  | 0.29974 | 29.674
1062 | CIELOGEN_2G | 1 | West | YES | 0.1259 | 12.2 | 0 | 61 |  | 1 | Wind | 1 | 0.29974 | 0 | 61 |  |  |  |  | 0.29974 | 18.284
1069 | KINDERMG_1G | 1 | West | YES | 0.1259 | 25 | 5 | 25 | 0 | 1.017 | Cogen | 1 | 0.29974 | 0 | 0 |  |  |  |  | 0.29974 | 0
1070 | KINDERMG_2G | 1 | West | YES | 0.1259 | 45.7 | 12 | 45.7 | 0 | 1.017 | Cogen | 1 | 0.29974 | 0 | 0 |  |  |  |  | 0.29974 | 0
1071 | KINDERMG_3G | 1 | West | YES | 0.1259 | 45.7 | 12 | 45.7 | 0 | 1.017 | Cogen | 1 | 0.29974 | 0 | 0 |  |  |  |  | 0.29974 | 0
1343 | TRENTIPP_8 | 1 | West | YES | 0.12595 | 30 | 0 | 150 |  | 1.014 | Wind | 1 | 0.29978 | 0 | 150 |  |  |  |  | 0.29978 | 44.9674
1354 | AEPWIND_8 | 1 | West | YES | 0.12595 | 20.2 | 0 | 101 |  | 1 | Wind | 1 | 0.29978 | 0 | 101 |  |  |  |  | 0.29978 | 30.2781
36998 | RDCNYNG1 | 1 | West | YES | 0.12622 | 16.8 | 0 | 84 |  | 1.01 | Wind | 1 | 0.30005 | 0 | 84 |  |  |  |  | 0.30005 | 25.2044
3097 | MARTLAKE_1G | 1 | North | YES | 0.12681 | 790 | 500 | 790 | 0 | 1.017 | LIGCO | 1 | 0.30064 | 0 | 790 | 100.1783 | 790 |  |  | 0.30064 | 237.5071
3098 | MARTLAKE_2G | 2 | North | YES | 0.12681 | 795 | 461 | 795 | 0 | 1.017 | LIGCO | 1 | 0.30064 | 0 | 795 | 100.8124 | 795 |  |  | 0.30064 | 239.0103
3099 | MARTLAKE_3G | 3 | North | YES | 0.12681 | 804 | 500 | 804 | 0 | 1.017 | LIGCO | 1 | 0.30064 | 0 | 804 | 101.9536 | 804 |  |  | 0.30064 | 241.716
71051 | L_BITTCR1_1N | W1 | West | YES | 0.12744 | 7.5 | 0 | 37.5 |  | 1.02 | Wind | 1 | 0.30127 | 0 | 37.5 |  |  |  |  | 0.30127 | 11.2976
71054 | L_SWEETW1_1N | W1 | West | YES | 0.12744 | 21.5 | 0 | 107.5 |  | 1.02 | Wind | 1 | 0.30127 | 0 | 107.5 |  |  |  |  | 0.30127 | 32.3865
71057 | L_SWEETW1_2N | W1 | West | YES | 0.12744 | 27 | 0 | 135 |  | 1.02 | Wind | 1 | 0.30127 | 0 | 135 |  |  |  |  | 0.30127 | 40.6714
71059 | L_SWEETW1_3N | W1 | West | YES | 0.12744 | 23.8 | 0 | 119 | 0 | 1.02 | Wind | 1 | 0.30127 | 0 | 119 |  |  |  |  | 0.30127 | 35.8511
71060 | L_SWEETW1_4N | W1 | West | YES | 0.12744 | 21 | 0 | 105 | 0 | 1.02 | Wind | 1 | 0.30127 | 0 | 105 |  |  |  |  | 0.30127 | 31.6333
1049 | ROSCOEWI_5 | 1 | West | YES | 0.12759 | 41.8 | 0 | 209 |  | 1.01 | Wind | 1 | 0.30142 | 0 | 209 |  |  |  |  | 0.30142 | 62.9978
1057 | ROSCOEWI_5 | 2 | West | YES | 0.12759 | 25.3 | 0 | 126.5 |  | 1.01 | Wind | 1 | 0.30142 | 0 | 126.5 |  |  |  |  | 0.30142 | 38.1302
1060 | ROSCOEWI_5 | 3 | West | YES | 0.12759 | 39.4 | 0 | 197 | 0 | 1.01 | Wind | 1 | 0.30142 | 0 | 197 |  |  |  |  | 0.30142 | 59.3807
1072 | ROSCOEWI_5 | 4 | West | YES | 0.12759 | 63.6 | 0 | 318 | 0 | 1.01 | Wind | 1 | 0.30142 | 0 | 318 |  |  |  |  | 0.30142 | 95.8531
6144 | MCADOO1A | 1 | West | YES | 0.1276 | 15 | 0 | 150 | 0 | 1.025 | Wind | 1 | 0.30143 | 0 | 150 |  |  |  |  | 0.30143 | 45.2148
1416 | SWETWATR_1G | 1 | West | YES | 0.12841 | 30 | 18 | 30 | 0 | 1.026 | CC | 1 | 0.30225 | 30 | 30 |  |  |  |  | 0.30225 | 9.0674
1417 | SWETWATR_2G | 2 | West | YES | 0.12841 | 72 | 36 | 72 | 0 | 1.026 | CC | 1 | 0.30225 | 72 | 72 |  |  |  |  | 0.30225 | 21.7618
1418 | SWETWATR_3G | 3 | West | YES | 0.12841 | 68 | 36 | 68 | 0 | 1.026 | CC | 1 | 0.30225 | 68 | 68 |  |  |  |  | 0.30225 | 20.5529
1419 | SWETWATR_4G | 4 | West | YES | 0.12841 | 61 | 36 | 61 | 0 | 1.026 | CC | 1 | 0.30225 | 61 | 61 |  |  |  |  | 0.30225 | 18.4371
60081 | WHRLWIND1A | 1 | West | YES | 0.12941 | 12 | 0 | 60 | 0 | 1.03 | Wind | 1 | 0.30325 | 0 | 60 |  |  |  |  | 0.30325 | 18.1949
60052 | WILDHRS11A | 1 | West | YES | 0.13059 | 25.3 | 0 | 126.5 | 0 | 1.005 | Wind | 1 | 0.30442 | 0 | 126.5 |  |  |  |  | 0.30442 | 38.5094
60053 | WILDHRS21A | 1 | West | YES | 0.13059 | 7.8 | 0 | 39 | 0 | 1.025 | Wind | 1 | 0.30442 | 0 | 39 |  |  |  |  | 0.30442 | 11.8725
1437 | MESQUITW_1G | 1 | North | YES | 0.13231 | 40 | 0 | 400 | 0 | 1.023 | Wind | 1 | 0.30615 | 0 | 400 | 52.9248 | 400 |  |  | 0.30615 | 122.4583
1438 | MESQUITW_2G | 1 | North | YES | 0.13232 | 23.6 | 0 | 236 |  | 1.017 | Wind | 1 | 0.30615 | 0 | 236 | 31.2275 | 236 |  |  | 0.30615 | 72.2523
3126 | TRINIDAD_6G | 1 | North | YES | 0.13355 | 179.2 | 46 | 224 | 0 | 1 | GST | 1 | 0.30738 | 224 | 224 | 29.9154 | 224 |  |  | 0.30738 | 68.8542
1442 | COKFIELD_5 | 1 | North | YES | 0.13389 | 16.5 | 0 | 165 |  | 1.029 | Wind | 1 | 0.30772 | 0 | 165 | 22.092 | 165 |  |  | 0.30772 | 50.7746
6100 | OKLA7A | EQ | West | YES | 0.13494 | 50 | -220 | 220 | 0 | 1.035 | DCTie | 1 | 0.30877 | 0 | 0 |  |  |  |  | 0.30877 | 0
6752 | OKLA0A | 1 | West | YES | 0.13494 | 649.7 | 175 | 649.7 | 0 | 1.035 | LIGCO | 1 | 0.30877 | 0 | 649.7 |  |  |  |  | 0.30877 | 200.6097
12411 | FPLEFR1A_G | 1 | North | YES | 0.13554 | 161 | 72 | 161 | 0 | 1 | CC | 1 | 0.30937 | 161 | 161 | 21.8215 | 161 |  |  | 0.30937 | 49.8087
12412 | FPLEFR1B_G | 2 | North | YES | 0.13554 | 164 | 72 | 164 | 0 | 1 | CC | 1 | 0.30937 | 164 | 164 | 22.2281 | 164 |  |  | 0.30937 | 50.7368
12413 | FPLEFR1C_G | 3 | North | YES | 0.13554 | 164 | 72 | 164 | 0 | 1 | CC | 1 | 0.30937 | 164 | 164 | 22.2281 | 164 |  |  | 0.30937 | 50.7368
12414 | FPLEFR1S_G | 4 | North | YES | 0.13554 | 414 | 191 | 414 | 0 | 1 | CC | 1 | 0.30937 | 414 | 414 | 56.1123 | 414 |  |  | 0.30937 | 128.0795
12421 | FPLEFR2A_G | 1 | North | YES | 0.13554 | 162 | 72 | 162 | 0 | 1 | CC | 1 | 0.30937 | 162 | 162 | 21.957 | 162 |  |  | 0.30937 | 50.1181
12422 | FPLEFR2B_G | 2 | North | YES | 0.13554 | 161 | 72 | 161 | 0 | 1 | CC | 1 | 0.30937 | 161 | 161 | 21.8215 | 161 |  |  | 0.30937 | 49.8087
12423 | FPLEFR2C_G | 3 | North | YES | 0.13554 | 163 | 72 | 163 | 0 | 1 | CC | 1 | 0.30937 | 163 | 163 | 22.0925 | 163 |  |  | 0.30937 | 50.4274
12424 | FPLEFR2S_G | 4 | North | YES | 0.13554 | 415 | 191 | 415 | 0 | 1 | CC | 1 | 0.30937 | 415 | 415 | 56.2479 | 415 |  |  | 0.30937 | 128.3889
2451 | LKHB1_G | 1 | North | YES | 0.13732 | 0 | 80 | 391 |  | 1.022 | GST | 1 | 0.31115 | 391 | 391 | 53.6909 | 391 |  |  | 0.31115 | 121.66
2452 | LKHB2_G | 2 | North | YES | 0.13732 | 516 | 80 | 516 | 0 | 1.022 | GST | 1 | 0.31115 | 516 | 516 | 70.8556 | 516 |  |  | 0.31115 | 160.5538
948 | STEAM1 | 1 | North | YES | 0.13771 | 0 | 12 | 20 |  | 1.02 | GST | 1 | 0.31154 | 20 | 20 | 2.7541 | 20 |  |  | 0.31154 | 6.2308
949 | STEAM2 | 1 | North | YES | 0.13771 | 26 | 8 | 26 | 0 | 0.99 | GST | 1 | 0.31154 | 26 | 26 | 3.5804 | 26 |  |  | 0.31154 | 8.1001
950 | STEAM3 | 1 | North | YES | 0.13771 | 41 | 13 | 42 | 0 | 1.02 | GST | 1 | 0.31154 | 42 | 42 | 5.7837 | 42 |  |  | 0.31154 | 13.0847
12440 | PARKD_1SVC8 | 1 | North | YES | 0.13775 | 0 | 0 | 0 | 0 | 1.007 | GST | 1 | 0.31158 | 0 | 0 | 0 | 0 |  |  | 0.31158 | 0
12449 | PARKD_2SVC8 | 1 | North | YES | 0.13775 | 0 | 0 | 0 | 0 | 1.007 | GST | 1 | 0.31158 | 0 | 0 | 0 | 0 |  |  | 0.31158 | 0
837 | NEWMAN_G5 | 1 | North | YES | 0.13802 | 0 | 15 | 40 |  | 1.01 | GST | 1 | 0.31186 | 40 | 40 | 5.5209 | 40 |  |  | 0.31186 | 12.4743
842 | OLINGER_G1 | 1 | North | YES | 0.13808 | 55.4 | 20 | 79 | 0 | 1.03 | GST | 1 | 0.31191 | 79 | 79 | 10.9079 | 79 |  |  | 0.31191 | 24.6408
843 | OLINGER_G2 | 1 | North | YES | 0.13808 | 76.2 | 25 | 110 | 0 | 1.03 | GST | 1 | 0.31191 | 110 | 110 | 15.1883 | 110 |  |  | 0.31191 | 34.31
844 | OLINGER_G3 | 1 | North | YES | 0.13808 | 103.9 | 45 | 150 | 0 | 1.03 | GST | 1 | 0.31191 | 150 | 150 | 20.7112 | 150 |  |  | 0.31191 | 46.7863
845 | OLINGER_G4 | 1 | North | YES | 0.13808 | 51.9 | 0 | 76 | 0 | 1.03 | GGT | 1 | 0.31191 | 76 | 76 | 10.4937 | 76 |  |  | 0.31191 | 23.7051
1433 | GRHAMSES_1G | 1 | North | YES | 0.13844 | 242 | 60 | 242 | 0 | 1.038 | GST | 1 | 0.31227 | 242 | 242 | 33.5015 | 242 |  |  | 0.31227 | 75.5693
1701 | MOSES_1G | 1 | North | YES | 0.13845 | 558 | 175 | 558 | 0 | 1.023 | LIGCO | 1 | 0.31228 | 0 | 558 | 77.2551 | 558 |  |  | 0.31228 | 174.2544
1702 | MOSES_2G | 2 | North | YES | 0.13845 | 579 | 175 | 579 | 0 | 1.023 | LIGCO | 1 | 0.31228 | 0 | 579 | 80.1625 | 579 |  |  | 0.31228 | 180.8123
1703 | MOSES_3G | 3 | North | YES | 0.13845 | 808 | 463 | 808 | 0 | 1.023 | LIGCO | 1 | 0.31228 | 0 | 808 | 111.8676 | 808 |  |  | 0.31228 | 252.3253
5925 | DCEAST | EQ | North | YES | 0.13845 | 400.3 | -600 | 600 | 0 | 1.025 | DCTie | 1 | 0.31228 | 0 | 0 | 0 | 0 |  |  | 0.31228 | 0
1675 | PEC_1G | 1 | North | YES | 0.13863 | 76.7 | 35 | 76.7 | 0 | 1.022 | Cogen | 1 | 0.31246 | 0 | 0 | 0 | 0 |  |  | 0.31246 | 0
1676 | PEC_2G | 2 | North | YES | 0.13863 | 79.6 | 35 | 79.6 | 0 | 1.022 | Cogen | 1 | 0.31246 | 0 | 0 | 0 | 0 |  |  | 0.31246 | 0
1677 | PEC_3G | 3 | North | YES | 0.13863 | 88.4 | 35 | 88.4 | 0 | 1.022 | Cogen | 1 | 0.31246 | 0 | 0 | 0 | 0 |  |  | 0.31246 | 0
1479 | WFCOGEN_1G | 1 | North | YES | 0.13882 | 16 | 12 | 20 | 0 | 1 | Cogen | 1 | 0.31265 | 0 | 0 | 0 | 0 |  |  | 0.31265 | 0
1479 | WFCOGEN_1G | 2 | North | YES | 0.13882 | 16 | 12 | 20 | 0 | 1 | Cogen | 1 | 0.31265 | 0 | 0 | 0 | 0 |  |  | 0.31265 | 0
1482 | WFCOGEN_2G | 2 | North | YES | 0.13882 | 13.6 | 12 | 17 | 0 | 1 | Cogen | 1 | 0.31265 | 0 | 0 | 0 | 0 |  |  | 0.31265 | 0
1482 | WFCOGEN_2G | 1 | North | YES | 0.13882 | 16 | 12 | 20 | 0 | 1 | Cogen | 1 | 0.31265 | 0 | 0 | 0 | 0 |  |  | 0.31265 | 0
1678 | LAMARPWR_1G | 1 | North | YES | 0.13884 | 160 | 67.7 | 160 | 0 | 1.038 | CC | 1 | 0.31267 | 160 | 160 | 22.2141 | 160 |  |  | 0.31267 | 50.0275
1679 | LAMARPWR_2G | 2 | North | YES | 0.13884 | 156 | 67.7 | 156 | 0 | 1.038 | CC | 1 | 0.31267 | 156 | 156 | 21.6587 | 156 |  |  | 0.31267 | 48.7768
1680 | LAMARPWR_3G | 3 | North | YES | 0.13884 | 196 | 129.1 | 196 | 0 | 1.038 | CC | 1 | 0.31267 | 196 | 196 | 27.2122 | 196 |  |  | 0.31267 | 61.2837
1681 | LAMARPWR_4G | 4 | North | YES | 0.13884 | 156 | 67.7 | 156 | 0 | 1.038 | CC | 1 | 0.31267 | 156 | 156 | 21.6587 | 156 |  |  | 0.31267 | 48.7768
1682 | LAMARPWR_5G | 5 | North | YES | 0.13884 | 157 | 67.7 | 157 | 0 | 1.038 | CC | 1 | 0.31267 | 157 | 157 | 21.7976 | 157 |  |  | 0.31267 | 49.0895
1683 | LAMARPWR_6G | 6 | North | YES | 0.13884 | 198 | 129.1 | 198 | 0 | 1.038 | CC | 1 | 0.31267 | 198 | 198 | 27.4899 | 198 |  |  | 0.31267 | 61.909
1432 | GRHAMSES_2G | 2 | North | YES | 0.13886 | 294.9 | 90 | 366 | 0 | 1.014 | GST | 1 | 0.3127 | 366 | 366 | 50.8246 | 366 |  |  | 0.3127 | 114.4478
1689 | VALLEY_3G | 3 | North | YES | 0.13908 | 0 | 25 | 375 |  | 1.003 | GST | 1 | 0.31291 | 375 | 375 | 52.1531 | 375 |  |  | 0.31291 | 117.3408
11691 | KMICHICT1_G | 1 | North | YES | 0.13908 | 144 | 80 | 144 | 0 | 1.026 | CC | 1 | 0.31291 | 144 | 144 | 20.0268 | 144 |  |  | 0.31291 | 45.0589
11692 | KMICHICT2_G | 2 | North | YES | 0.13908 | 146 | 80 | 146 | 0 | 1.026 | CC | 1 | 0.31291 | 146 | 146 | 20.305 | 146 |  |  | 0.31291 | 45.6847
11693 | KMICHIST3_G | 3 | North | YES | 0.13908 | 312 | 60 | 312 | 0 | 1.026 | CC | 1 | 0.31291 | 312 | 312 | 43.3914 | 312 |  |  | 0.31291 | 97.6276
11694 | KMICHICT4_G | 4 | North | YES | 0.13908 | 144 | 80 | 144 | 0 | 1.026 | CC | 1 | 0.31291 | 144 | 144 | 20.0268 | 144 |  |  | 0.31291 | 45.0589
11695 | KMICHICT5_G | 5 | North | YES | 0.13908 | 148 | 80 | 148 | 0 | 1.026 | CC | 1 | 0.31291 | 148 | 148 | 20.5831 | 148 |  |  | 0.31291 | 46.3105
11696 | KMICHIST6_G | 6 | North | YES | 0.13908 | 310 | 60 | 310 | 0 | 1.026 | CC | 1 | 0.31291 | 310 | 310 | 43.1133 | 310 |  |  | 0.31291 | 97.0017
1687 | VALLEY_1G | 1 | North | YES | 0.13943 | 136 | 15 | 170 | 0 | 1.029 | GST | 1 | 0.31326 | 170 | 170 | 23.7024 | 170 |  |  | 0.31326 | 53.2542
1688 | VALLEY_2G | 2 | North | YES | 0.13943 | 527 | 90 | 527 | 0 | 1.029 | GSC | 1 | 0.31326 | 527 | 527 | 73.4775 | 527 |  |  | 0.31326 | 165.0879
6948 | DENISNDM | 1 | North | YES | 0.13974 | 40 | 5 | 40 | 0 | 1.015 | Hydro | 1 | 0.31357 | 0 | 0 | 0 | 0 |  |  | 0.31357 | 0
6948 | DENISNDM | 2 | North | YES | 0.13974 | 31 | 5 | 40 | 0 | 1.015 | Hydro | 1 | 0.31357 | 0 | 0 | 0 | 0 |  |  | 0.31357 | 0
1643 | SLSTR1PP_1G | 1 | North | YES | 0.14048 | 6 | 0 | 60 | 0 | 1.022 | Wind | 1 | 0.31431 | 0 | 60 | 8.4286 | 60 |  |  | 0.31431 | 18.8586
2371 | COLLIN_1G | MB | North | YES | 0.14121 | 0 | 40 | 138 |  | 1.022 | GST | 1 | 0.31504 | 0 | 0 | 0 | 0 |  |  | 0.31504 | 0
2413 | MTCK6_G | 6 | North | YES | 0.14167 | 0 | 30 | 118 |  | 1.022 | GST | 1 | 0.31551 | 118 | 118 | 16.7173 | 118 |  |  | 0.31551 | 37.2297
2414 | MTCK7_G | 7 | North | YES | 0.14167 | 0 | 30 | 115 |  | 1.022 | GST | 1 | 0.31551 | 115 | 115 | 16.2923 | 115 |  |  | 0.31551 | 36.2832
2417 | MTCK8_G | 8 | North | YES | 0.14167 | 444.8 | 60 | 556 | 0 | 1.022 | GSC | 1 | 0.31551 | 556 | 556 | 78.7696 | 556 |  |  | 0.31551 | 175.4212
1600 | BARTNWND_1G | 1 | North | YES | 0.1417 | 12 | 0 | 120 | 0 | 1.022 | Wind | 1 | 0.31553 | 0 | 120 | 17.0038 | 120 |  |  | 0.31553 | 37.8638
344 | MRSSHPRD | 1 | North | YES | 0.14208 | 12 | 0 | 12 |  | 1.03 | Hydro | 1 | 0.31592 | 0 | 0 | 0 | 0 |  |  | 0.31592 | 0
345 | MRSSHPRD01 | 2 | North | YES | 0.14208 | 12 | 0 | 12 |  | 1.03 | Hydro | 1 | 0.31592 | 0 | 0 | 0 | 0 |  |  | 0.31592 | 0
2381 | NTHLK1_G | 1 | North | YES | 0.14285 | 0 | 35 | 156 |  | 1.022 | GST | 1 | 0.31668 | 156 | 156 | 22.2844 | 156 |  |  | 0.31668 | 49.4025
2382 | NTHLK2_G | 2 | North | YES | 0.14285 | 0 | 35 | 181 |  | 1.022 | GST | 1 | 0.31668 | 181 | 181 | 25.8557 | 181 |  |  | 0.31668 | 57.3196
2383 | NTHLK3_G | 3 | North | YES | 0.14285 | 0 | 50 | 329 |  | 1.022 | GST | 1 | 0.31668 | 329 | 329 | 46.9973 | 329 |  |  | 0.31668 | 104.1887
728 | WOLFRIDGE801 | 1 | North | YES | 0.14291 | 11.2 | 0 | 112.5 | 0 | 0.99 | Wind | 1 | 0.31674 | 0 | 112.5 | 16.0769 | 112.5 |  |  | 0.31674 | 35.6332
1453 | WCPWRCO_1G | 1 | North | YES | 0.14312 | 204 | 50 | 204 |  | 1.02 | CC | 1 | 0.31695 | 204 | 204 | 29.1967 | 204 |  |  | 0.31695 | 64.6588
1454 | WCPWRCO_2G | 2 | North | YES | 0.14312 | 204 | 50 | 204 |  | 1.02 | CC | 1 | 0.31695 | 204 | 204 | 29.1967 | 204 |  |  | 0.31695 | 64.6588
1455 | WCPWRCO_3G | 3 | North | YES | 0.14312 | 242 | 50 | 242 |  | 1.02 | CC | 1 | 0.31695 | 242 | 242 | 34.6353 | 242 |  |  | 0.31695 | 76.7031
923 | SPENCER_G4 | 1 | North | YES | 0.14312 | 48 | 20 | 61 | 0 | 1.03 | GST | 1 | 0.31696 | 61 | 61 | 8.7305 | 61 |  |  | 0.31696 | 19.3344
924 | SPENCER_G5 | 1 | North | YES | 0.14312 | 52 | 20 | 66 | 0 | 1.03 | GST | 1 | 0.31696 | 66 | 66 | 9.4461 | 66 |  |  | 0.31696 | 20.9192
12322 | ENNSTRAC_1G | 1 | North | YES | 0.14316 | 196 | 130 | 196 | 0 | 1.036 | CC | 1 | 0.31699 | 196 | 196 | 28.0592 | 196 |  |  | 0.31699 | 62.1306
12323 | ENNSTRAC_2G | 2 | North | YES | 0.14316 | 116 | 100 | 116 | 0 | 1.036 | CC | 1 | 0.31699 | 116 | 116 | 16.6064 | 116 |  |  | 0.31699 | 36.7712
2418 | MTCK2_G | 2 | North | YES | 0.14339 | 0 | 10 | 23 |  | 0.971 | GSC | 1 | 0.31722 | 23 | 23 | 3.2979 | 23 |  |  | 0.31722 | 7.2961
2419 | MTCK3_G | MB | North | YES | 0.14339 | 0 | 10 | 63 |  | 0.971 | GSC | 1 | 0.31722 | 0 | 0 | 0 | 0 |  |  | 0.31722 | 0
580 | JCKCNTY801 | 1 | North | YES | 0.14462 | 288 | 0 | 288 | 0 | 1.022 | CC | 1 | 0.31845 | 288 | 288 | 41.6494 | 288 |  |  | 0.31845 | 91.7136
581 | JCKCNTY802 | 2 | North | YES | 0.14462 | 147 | 0 | 147 | 0 | 1.022 | CC | 1 | 0.31845 | 147 | 147 | 21.2586 | 147 |  |  | 0.31845 | 46.8121
582 | JCKCNTY803 | 3 | North | YES | 0.14462 | 147 | 0 | 147 | 0 | 1.022 | CC | 1 | 0.31845 | 147 | 147 | 21.2586 | 147 |  |  | 0.31845 | 46.8121
503 | NTHTEXAS01 | 1 | North | YES | 0.14531 | 0 | 5 | 18 |  | 1.015 | GST | 1 | 0.31914 | 18 | 18 | 2.6156 | 18 |  |  | 0.31914 | 5.7446
504 | NTHTEXAS02 | 2 | North | YES | 0.14531 | 14.4 | 5 | 18 |  | 1.015 | GST | 1 | 0.31914 | 18 | 18 | 2.6156 | 18 |  |  | 0.31914 | 5.7446
505 | NTHTEXAS03 | 3 | North | YES | 0.14531 | 30.4 | 15 | 38 |  | 1.015 | GST | 1 | 0.31914 | 38 | 38 | 5.5218 | 38 |  |  | 0.31914 | 12.1275
332 | RWMILLER01 | 1 | North | YES | 0.14621 | 58.4 | 18.5 | 73 | 0 | 1.04 | GST | 1 | 0.32005 | 73 | 73 | 10.6735 | 73 |  |  | 0.32005 | 23.3633
333 | RWMILLER02 | 2 | North | YES | 0.14621 | 95.2 | 37 | 119 | 0 | 1.04 | GST | 1 | 0.32005 | 119 | 119 | 17.3992 | 119 |  |  | 0.32005 | 38.0855
334 | RWMILLER03 | 3 | North | YES | 0.14621 | 166.4 | 65 | 208 | 0 | 1.04 | GST | 1 | 0.32005 | 208 | 208 | 30.4121 | 208 |  |  | 0.32005 | 66.5695
335 | RWMILLER04 | 4 | North | YES | 0.14621 | 81.6 | 0 | 102 | 0 | 1.04 | GST | 1 | 0.32005 | 102 | 102 | 14.9136 | 102 |  |  | 0.32005 | 32.6447
336 | RWMILLER05 | 5 | North | YES | 0.14621 | 80.8 | 0 | 101 | 0 | 1.04 | GST | 1 | 0.32005 | 101 | 101 | 14.7674 | 101 |  |  | 0.32005 | 32.3246
1861 | EAGLEMNT_1G | MB | North | YES | 0.14693 | 0 | 30 | 112 |  | 1.022 | GST | 1 | 0.32076 | 0 | 0 | 0 | 0 |  |  | 0.32076 | 0
1862 | EAGLEMNT_2G | MB | North | YES | 0.14693 | 0 | 40 | 100 |  | 1.022 | GST | 1 | 0.32076 | 0 | 0 | 0 | 0 |  |  | 0.32076 | 0
1863 | EAGLEMNT_3G | MB | North | YES | 0.14693 | 0 | 50 | 378 |  | 1.022 | GST | 1 | 0.32076 | 0 | 0 | 0 | 0 |  |  | 0.32076 | 0
1898 | COMCHEPK_1G | 1 | North | YES | 0.14855 | 1159 | 1150 | 1159 | 0 | 1.032 | Nuc | 1 | 0.32238 | 0 | 0 | 0 | 0 |  |  | 0.32238 | 0
1899 | COMCHEPK_2G | 2 | North | YES | 0.14855 | 1159 | 1128 | 1159 | 0 | 1.032 | Nuc | 1 | 0.32238 | 0 | 0 | 0 | 0 |  |  | 0.32238 | 0
1877 | WLFHOLW_1G | 1 | North | YES | 0.14915 | 217.3 | 89.2 | 217.3 | 0 | 1.032 | CC | 1 | 0.32299 | 217.3 | 217.3 | 32.4107 | 217.3 |  |  | 0.32299 | 70.1848
1878 | WLFHOLW_2G | 2 | North | YES | 0.14915 | 215.7 | 105 | 215.7 | 0 | 1.032 | CC | 1 | 0.32299 | 215.7 | 215.7 | 32.1721 | 215.7 |  |  | 0.32299 | 69.668
1879 | WLFHOLW_3G | 3 | North | YES | 0.14915 | 272.4 | 89.2 | 272.4 | 0 | 1.032 | CC | 1 | 0.32299 | 272.4 | 272.4 | 40.629 | 272.4 |  |  | 0.32299 | 87.9813
1889 | DECRDOVA_1G | 1 | North | YES | 0.14959 | 779 | 255 | 779 | 0 | 1.02 | GSC | 1 | 0.32342 | 779 | 779 | 116.5298 | 779 |  |  | 0.32342 | 251.9464
1945 | HANDLEY_1G | MB | North | YES | 0.14988 | 0 | 25 | 36 |  | 0.986 | GST | 1 | 0.32372 | 0 | 0 | 0 | 0 |  |  | 0.32372 | 0
1946 | HANDLEY_2G | MB | North | YES | 0.14988 | 0 | 30 | 68 |  | 0.986 | GST | 1 | 0.32372 | 0 | 0 | 0 | 0 |  |  | 0.32372 | 0
1948 | HANDLEY_4G | 4 | North | YES | 0.15011 | 348 | 150 | 435 | 0 | 1.022 | GST | 1 | 0.32394 | 435 | 435 | 65.2974 | 435 |  |  | 0.32394 | 140.9151
1947 | HANDLEY_3G | 3 | North | YES | 0.15052 | 316 | 100 | 395 | 0 | 1.022 | GST | 1 | 0.32436 | 395 | 395 | 59.457 | 395 |  |  | 0.32436 | 128.1213
1949 | HANDLEY_5G | 5 | North | YES | 0.15052 | 348 | 150 | 435 | 0 | 1.022 | GST | 1 | 0.32436 | 435 | 435 | 65.4779 | 435 |  |  | 0.32436 | 141.0957
1892 | DECRDOVA_2G | A | North | YES | 0.15058 | 65 | 65 | 70 | 0 | 1.025 | GGT | 1 | 0.32442 | 70 | 70 | 10.5408 | 70 |  |  | 0.32442 | 22.7092
1893 | DECRDOVA_3G | B | North | YES | 0.15058 | 65 | 65 | 69 | 0 | 1.025 | GGT | 1 | 0.32442 | 69 | 69 | 10.3902 | 69 |  |  | 0.32442 | 22.3848
1894 | DECRDOVA_4G | C | North | YES | 0.15058 | 65 | 65 | 69 | 0 | 1.025 | GGT | 1 | 0.32442 | 69 | 69 | 10.3902 | 69 |  |  | 0.32442 | 22.3848
1895 | DECRDOVA_5G | D | North | YES | 0.15058 | 65 | 65 | 68 | 0 | 1.025 | GGT | 1 | 0.32442 | 68 | 68 | 10.2396 | 68 |  |  | 0.32442 | 22.0603
366 | JNSNCNTY802 | 1 | North | YES | 0.15612 | 168 | 20 | 168 | 0 | 1.02 | Cogen | 1 | 0.32995 | 0 | 0 | 0 | 0 |  |  | 0.32995 | 0
367 | JNSNCNTY802 | 2 | North | YES | 0.15612 | 90 | 20 | 90 | 0 | 1.02 | Cogen | 1 | 0.32995 | 0 | 0 | 0 | 0 |  |  | 0.32995 | 0
1941 | MDLTHELP_1G | 1 | North | YES | 0.15968 | 216.4 | 74 | 216.4 | 0 | 1 | CC | 1 | 0.33351 | 216.4 | 216.4 | 34.5548 | 216.4 |  |  | 0.33351 | 72.1724
1942 | MDLTHELP_2G | 2 | North | YES | 0.15968 | 216.1 | 74 | 216.1 | 0 | 1 | CC | 1 | 0.33351 | 216.1 | 216.1 | 34.5068 | 216.1 |  |  | 0.33351 | 72.0723
1937 | MDLTHELP_5G | 5 | North | YES | 0.16027 | 224 | 74 | 224 | 0 | 1 | CC | 1 | 0.3341 | 224 | 224 | 35.9007 | 224 |  |  | 0.3341 | 74.8395
1938 | MDLTHELP_6G | 6 | North | YES | 0.16027 | 226 | 74 | 226 | 0 | 1 | CC | 1 | 0.3341 | 226 | 226 | 36.2212 | 226 |  |  | 0.3341 | 75.5077
1943 | MDLTHELP_3G | 3 | North | YES | 0.16027 | 212 | 74 | 212 | 0 | 1 | CC | 1 | 0.3341 | 212 | 212 | 33.9775 | 212 |  |  | 0.3341 | 70.8302
1944 | MDLTHELP_4G | 4 | North | YES | 0.16027 | 211 | 74 | 211 | 0 | 1 | CC | 1 | 0.3341 | 211 | 211 | 33.8172 | 211 |  |  | 0.3341 | 70.4961
244 | WHITNYDM01 | 1 | North | YES | 0.18449 | 15 | 0 | 15 | 0 | 1.035 | Hydro | 1 | 0.35832 | 0 | 0 | 0 | 0 |  |  | 0.35832 | 0
245 | WHITNYDM02 | 2 | North | YES | 0.18449 | 15 | 0 | 15 | 0 | 1.035 | Hydro | 1 | 0.35832 | 0 | 0 | 0 | 0 |  |  | 0.35832 | 0
251 | BOSQUESW803 | 2 | North | YES | 0.1934 | 150 | 0 | 150 |  | 1.032 | CC | 1 | 0.36723 | 150 | 150 | 29.0099 | 150 |  |  | 0.36723 | 55.0849
253 | BOSQUESW804 | 2 | North | YES | 0.1934 | 80 | 0 | 80 |  | 1.032 | CC | 1 | 0.36723 | 80 | 80 | 15.4719 | 80 |  |  | 0.36723 | 29.3786
3416 | LAKE_CRK1_G | 1 | North | YES | 0.21185 | 60 | 33 | 75 |  | 1.029 | GST | 1 | 0.38569 | 75 | 75 | 15.889 | 75 |  |  | 0.38569 | 28.9266
3417 | LAKE_CRK2_G | 2 | North | YES | 0.21185 | 177.6 | 40 | 222 | 0 | 1.029 | GST | 1 | 0.38569 | 222 | 222 | 47.0316 | 222 |  |  | 0.38569 | 85.6227
238 | BOSQUESW505 | 1 | North | YES | 0.22985 | 255 | 0 | 255 | 0 | 1.02 | CC | 1 | 0.40369 | 255 | 255 | 58.6123 | 255 |  |  | 0.40369 | 102.9399
239 | BOSQUESW502 | 1 | North | YES | 0.22985 | 119.2 | 0 | 149 | 0 | 1.02 | GGT | 1 | 0.40369 | 149 | 149 | 34.2479 | 149 |  |  | 0.40369 | 60.1492
247 | BOSQUESW501 | 2 | North | YES | 0.22985 | 124.8 | 0 | 156 | 0 | 1.02 | GGT | 1 | 0.40369 | 156 | 156 | 35.8569 | 156 |  |  | 0.40369 | 62.975
3403 | THOUSE_1G | 1 | North | YES | 0.28395 | 563 | 200 | 563 | 0 | 1.012 | GSC | 1 | 0.45778 | 563 | 563 | 159.8616 | 563 |  |  | 0.45778 | 257.73
3404 | THOUSE_2G | 2 | North | YES | 0.28395 | 807 | 250 | 807 | 0 | 1.012 | GSC | 1 | 0.45778 | 807 | 807 | 229.1444 | 807 |  |  | 0.45778 | 369.4283

## Zones
Houston | -1
North | 1
South | -1
West | 1
SET UP AREA, copy & paste values to cell B1
Source | North |  | N to H | N to W | N to S | W to N | S to N | W to S
Sink | South | Houston | -1 | 1 | -1 | -1 | 1 | -1
|  | North | 1 | 1 | 1 | -1 | -1 | -1
|  | South | -1 | 1 | -1 | -1 | 1 | -1
|  | West | 1 | -1 | 1 | 1 | -1 | 1
|  | Source | North | North | North | West | South | West
|  | Sink | Houston | West | South | North | North | South

## Tech
Number of Bus | Name of Bus | Tech Type
238 | BOSQUESW505 | CC
239 | BOSQUESW502 | GGT
244 | WHITNYDM01 | Hydro
245 | WHITNYDM02 | Hydro
247 | BOSQUESW501 | GGT
251 | BOSQUESW803 | CC
253 | BOSQUESW804 | CC
332 | RWMILLER01 | GST
333 | RWMILLER02 | GST
334 | RWMILLER03 | GST
335 | RWMILLER04 | GST
336 | RWMILLER05 | GST
344 | MRSSHPRD | Hydro
345 | MRSSHPRD01 | Hydro
366 | JNSNCNTY802 | Cogen
367 | JNSNCNTY802 | Cogen
503 | NTHTEXAS01 | GST
504 | NTHTEXAS02 | GST
505 | NTHTEXAS03 | GST
580 | JCKCNTY801 | CC
581 | JCKCNTY802 | CC
582 | JCKCNTY803 | CC
728 | WOLFRIDGE801 | Wind
837 | NEWMAN_G5 | GST
842 | OLINGER_G1 | GST
843 | OLINGER_G2 | GST
844 | OLINGER_G3 | GST
845 | OLINGER_G4 | GGT
923 | SPENCER_G4 | GST
924 | SPENCER_G5 | GST
948 | STEAM1 | GST
949 | STEAM2 | GST
950 | STEAM3 | GST
990 | GIBN_CREK_G1 | LIGCO
1002 | PBCTAGE_1G | GGT
1003 | PBCTBGE_2G | GGT
1004 | PBCTCGE_3G | GGT
1005 | PBCTDGE_4G | GGT
1006 | PBCTEGE_5G | GGT
1007 | PB5GEN_6G | GST
1008 | PB6GEN_7G | GST
1037 | MORGAN5G_5G | GST
1039 | MRGNAG_1G | GGT
1040 | MRGNBG_2G | GGT
1041 | MRGNCG_3G | GGT
1042 | MRGNDG_4G | GGT
1043 | MRGNEG_5G | GGT
1044 | MRGNFG_6G | GGT
1045 | CALENG1G_1G | Cogen
1046 | CALENG2G_2G | Cogen
1047 | CALENG3G_3G | Cogen
1049 | ROSCOEWI_5 | Wind
1057 | ROSCOEWI_5 | Wind
1058 | LONGSHORE_5 | Wind
1058 | LONGSHORE_5 | Wind
1058 | LONGSHORE_5 | Wind
1060 | ROSCOEWI_5 | Wind
1061 | CIELOGEN_1G | Wind
1062 | CIELOGEN_2G | Wind
1068 | SCURRYCW_1G | Wind
1069 | KINDERMG_1G | Cogen
1070 | KINDERMG_2G | Cogen
1071 | KINDERMG_3G | Cogen
1072 | ROSCOEWI_5 | Wind
1073 | SCURRYCW_2G | Wind
1146 | NOTREES_1G | Wind
1170 | AIRLAMESA_1G | Wind
1301 | BULLCREK_8 | Wind
1302 | COYOTEWG_8 | Wind
1320 | BSP 1 | Cogen
1326 | STANTONW_8 | Wind
1327 | WILDHRSE_1G | Wind
1328 | OCOTILLO_1G | Wind
1333 | MCDDONAL_8 | Wind
1343 | TRENTIPP_8 | Wind
1349 | WESTXWIN_1G | Wind
1350 | NWPWRG1_1G | Wind
1354 | AEPWIND_8 | Wind
1360 | GUNSIGHT_8 | Wind
1416 | SWETWATR_1G | CC
1417 | SWETWATR_2G | CC
1418 | SWETWATR_3G | CC
1419 | SWETWATR_4G | CC
1432 | GRHAMSES_2G | GST
1433 | GRHAMSES_1G | GST
1437 | MESQUITW_1G | Wind
1438 | MESQUITW_2G | Wind
1442 | COKFIELD_5 | Wind
1453 | WCPWRCO_1G | CC
1454 | WCPWRCO_2G | CC
1455 | WCPWRCO_3G | CC
1479 | WFCOGEN_1G | Cogen
1479 | WFCOGEN_1G | Cogen
1482 | WFCOGEN_2G | Cogen
1482 | WFCOGEN_2G | Cogen
1600 | BARTNWND_1G | Wind
1643 | SLSTR1PP_1G | Wind
1675 | PEC_1G | Cogen
1676 | PEC_2G | Cogen
1677 | PEC_3G | Cogen
1678 | LAMARPWR_1G | CC
1679 | LAMARPWR_2G | CC
1680 | LAMARPWR_3G | CC
1681 | LAMARPWR_4G | CC
1682 | LAMARPWR_5G | CC
1683 | LAMARPWR_6G | CC
1687 | VALLEY_1G | GST
1688 | VALLEY_2G | GSC
1689 | VALLEY_3G | GST
1701 | MOSES_1G | LIGCO
1702 | MOSES_2G | LIGCO
1703 | MOSES_3G | LIGCO
1861 | EAGLEMNT_1G | GST
1862 | EAGLEMNT_2G | GST
1863 | EAGLEMNT_3G | GST
1877 | WLFHOLW_1G | CC
1878 | WLFHOLW_2G | CC
1879 | WLFHOLW_3G | CC
1889 | DECRDOVA_1G | GSC
1892 | DECRDOVA_2G | GGT
1893 | DECRDOVA_3G | GGT
1894 | DECRDOVA_4G | GGT
1895 | DECRDOVA_5G | GGT
1898 | COMCHEPK_1G | Nuc
1899 | COMCHEPK_2G | Nuc
1937 | MDLTHELP_5G | CC
1938 | MDLTHELP_6G | CC
1941 | MDLTHELP_1G | CC
1942 | MDLTHELP_2G | CC
1943 | MDLTHELP_3G | CC
1944 | MDLTHELP_4G | CC
1945 | HANDLEY_1G | GST
1946 | HANDLEY_2G | GST
1947 | HANDLEY_3G | GST
1948 | HANDLEY_4G | GST
1949 | HANDLEY_5G | GST
2371 | COLLIN_1G | GST
2381 | NTHLK1_G | GST
2382 | NTHLK2_G | GST
2383 | NTHLK3_G | GST
2413 | MTCK6_G | GST
2414 | MTCK7_G | GST
2417 | MTCK8_G | GSC
2418 | MTCK2_G | GSC
2419 | MTCK3_G | GSC
2451 | LKHB1_G | GST
2452 | LKHB2_G | GST
3097 | MARTLAKE_1G | LIGCO
3098 | MARTLAKE_2G | LIGCO
3099 | MARTLAKE_3G | LIGCO
3107 | STRYKER_1G | GST
3108 | STRYKER_2G | GST
3113 | LUFKINWB_1G | Trash
3126 | TRINIDAD_6G | GST
3348 | CHAMPION_1G | Cogen
3381 | BBRN_1G | LIGCO
3382 | BBRN_2G | LIGCO
3403 | THOUSE_1G | GSC
3404 | THOUSE_2G | GSC
3416 | LAKE_CRK1_G | GST
3417 | LAKE_CRK2_G | GST
3432 | SANDOW_4G | LIGCO
5026 | BRAUNIG_VHB1 | GST
5027 | BRAUNIG_VHB2 | GST
5028 | BRAUNIG_VHB3 | GST
5031 | BRA_VHBCT1 | GST
5032 | BRA_VHBCT2 | GST
5033 | BRA_VHBCT3 | GST
5034 | BRA_VHBCT4 | GST
5111 | CALAVER_JTD1 | LIGCO
5112 | CALAVER_JTD2 | LIGCO
5264 | LEON_LCP3G3 | GST
5265 | LEON_LCP4G4 | GST
5266 | LEON_LCPCT1 | GGT
5267 | LEON_LCPCT2 | GGT
5268 | LEON_LCPCT3 | GGT
5269 | LEON_LCPCT4 | GGT
5396 | CALAVER_OWS1 | GST
5397 | CALAVER_OWS2 | GST
5401 | CALAVER_JKS1 | LIGCO
5436 | TUTTL_WBT1G1 | GST
5438 | TUTTL_WBT3G3 | GST
5439 | TUTTL_WBT4G4 | GST
5476 | BRA_AVR1_CT1 | CC
5477 | BRA_AVR1_ST1 | CC
5478 | BRA_AVR1_CT2 | CC
5503 | RAYBURNGEN3 | GST
5505 | RAYBURNGEN1 | GGT
5506 | RAYBURNGEN2 | GGT
5508 | RAYBURNCC9 | CC
5509 | RAYBURNCC10 | CC
5511 | RAYBURNCC7 | CC
5512 | RAYBURNCC8 | CC
5728 | FALCONHYDRO2 | Hydro
5729 | FALCONHYDRO3 | Hydro
5890 | PEARSALLGEN1 | GST
5891 | PEARSALLGEN2 | GST
5892 | PEARSALLGEN3 | GST
5903 | SANMIGUELGEN | LIGCO
5911 | STP_GN1___1 | Nuc
5912 | STP_GN2___2 | Nuc
5925 | DCEAST | DCTie
5932 | SI_RAY9 | CC
5933 | SI_RAY6 | GST
5934 | SI_RAY5 | GST
5935 | SI_RAY10 | CC
6016 | SWMESA | Wind
6100 | OKLA7A | DCTie
6144 | MCADOO1A | Wind
6407 | TURKTRAK1A | Wind
6637 | SNYDERW1A | Wind
6752 | OKLA0A | LIGCO
6948 | DENISNDM | Hydro
6948 | DENISNDM | Hydro
7000 | L_FERGUS1_1Y | GSC
7004 | L_SIMGID1_1Y | GST
7005 | L_SIMGID1_2Y | GST
7006 | L_SIMGID1_3Y | GST
7007 | L_LOSTPI1_1Y | CC
7008 | L_LOSTPI1_2Y | CC
7009 | L_LOSTPI1_3Y | CC
7010 | L_FPPYD11_1Y | LIGCO
7011 | L_FPPYD11_2Y | LIGCO
7012 | L_FPPYD21_3Y | LIGCO
7014 | L_HAYSEN1_1Y | CC
7015 | L_HAYSEN1_2Y | CC
7016 | L_HAYSEN1_3Y | CC
7017 | L_HAYSEN1_4Y | CC
7020 | L_AUSTPL1_1Y | Hydro
7020 | L_AUSTPL1_1Y | Hydro
7022 | L_BUCHAN1_1Y | Hydro
7023 | L_BUCHAN1_2Y | Hydro
7024 | L_BUCHAN1_3Y | Hydro
7026 | L_INKSDA1_1Y | Hydro
7028 | L_MARBFA1_1Y | Hydro
7029 | L_MARBFA1_2Y | Hydro
7031 | L_MARSFO1G1Y | Hydro
7032 | L_MARSFO1G2Y | Hydro
7033 | L_MARSFO1G3Y | Hydro
7035 | L_WIRTZ_1G1Y | Hydro
7036 | L_WIRTZ_1G2Y | Hydro
7038 | L_DELAWA1_1Y | Wind
7038 | L_DELAWA1_1Y | Wind
7303 | L_WPPGS12_1Y | GGT
7303 | L_WPPGS12_1Y | GGT
7305 | L_WPPGS34_1Y | GGT
7305 | L_WPPGS34_1Y | GGT
7487 | L_CANYHY8_1Y | Hydro
7605 | L_MCQUEE9_1Y | Hydro
7605 | L_MCQUEE9_1Y | Hydro
7605 | L_MCQUEE9_1Y | Hydro
7609 | L_SCHUMA8_1Y | Hydro
7624 | L_LAKEWO9_1Y | Hydro
7624 | L_LAKEWO9_1Y | Hydro
7800 | L_GUADGE1_1Y | CC
7801 | L_GUADGE1_2Y | CC
7802 | L_GUADGE1_3Y | CC
7803 | L_GUADGE1_4Y | CC
7804 | L_GUADGE1_5Y | CC
7805 | L_GUADGE1_6Y | CC
7807 | L_BASTEN1_1Y | CC
7808 | L_BASTEN1_2Y | CC
7809 | L_BASTEN1_3Y | CC
7810 | L_RIONOG1G1Y | CC
7811 | L_RIONOG1G2Y | CC
7812 | L_RIONOG1G3Y | CC
7813 | L_RIONOG1S1Y | CC
8032 | AMISTADHYD1 | Hydro
8033 | AMISTADHYD2 | Hydro
8048 | FALCONHYDRO1 | Hydro
8066 | DUP1V#1 | Cogen
8134 | FOR #1 | Cogen
8138 | FOR #2 | Cogen
8139 | JOS #1 | GST
8147 | UCAR #2 | Cogen
8148 | UCAR #1 | Cogen
8153 | FOR #3 | Cogen
8154 | FOR #4 | Cogen
8155 | FOR #5 | Cogen
8156 | FOR #6 | Cogen
8157 | FOR #7 | Cogen
8161 | COLETO0A | LIGCO
8173 | VICEC51A | CC
8174 | VICEC61A | CC
8189 | CUECPL2A | Cogen
8262 | ELPS | Hydro
8285 | LAR #1 | GST
8287 | LAR #2 | GST
8288 | LAR #3 | GST
8388 | BATES0A | GST
8393 | BATES0B | GST
8437 | NUECES_B0C | GST
8438 | NUECES_B0B | GST
8442 | NUECES_B0A | GST
8456 | COSW#1 | Cogen
8457 | COSW#2 | Cogen
8459 | B_DAVIS0B | GSC
8460 | B_DAVIS0A | GSC
8461 | KOCH_UP0A | Cogen
8506 | VAL #1 | Cogen
8507 | VAL #2 | Cogen
8511 | OXY_CC0A | Cogen
8517 | CELANEBI0A | Cogen
8560 | CNOPGT1 | Cogen
8561 | CNOPGT2 | Cogen
8562 | CNOPST1 | Cogen
8926 | LGE_GT10A | Cogen
8927 | LGE_GT20A | Cogen
8928 | LGE_STG0A | Cogen
8930 | ICPGN10A | Cogen
8931 | ICPGN20A | Cogen
8932 | ICPGN30A | Cogen
8933 | FGNTS001 | CC
8934 | FGNTS101 | CC
8935 | FGNTS201 | CC
8936 | MVGN#1 | CC
8937 | MVGN#2 | CC
8938 | MVGN#3 | CC
8981 | HECN1 | CC
8982 | HECN2 | CC
8983 | HECN3 | CC
9000 | DECKR_G1 | GST
9001 | DECKR_G2 | GST
9002 | DECKR_G3 | GGT
9003 | DECKR_G4 | GGT
9004 | DECKR_G5 | GGT
9005 | DECKR_G6 | GGT
9016 | SANDH_G1 | GGT
9017 | SANDH_G2 | GGT
9018 | SANDH_G3 | GGT
9019 | SANDH_G4 | GGT
9020 | SANDHG5A | CC
9021 | SANDHG5C | CC
11001 | NAV1CT | CC
11009 | NAV2CT | CC
11011 | NAV3ST | CC
11012 | NAV4CT | CC
11013 | NAV5CT | CC
11014 | NAV6ST | CC
11020 | TIEHVSG_1G | CC
11021 | TIEHVCG_1G | CC
11022 | TIEHVCG_2G | CC
11023 | TIEHVCG_3G | CC
11024 | TIEHVCG_4G | CC
11025 | TIEHVSG_2G | CC
11691 | KMICHICT1_G | CC
11692 | KMICHICT2_G | CC
11693 | KMICHIST3_G | CC
11694 | KMICHICT4_G | CC
11695 | KMICHICT5_G | CC
11696 | KMICHIST6_G | CC
12322 | ENNSTRAC_1G | CC
12323 | ENNSTRAC_2G | CC
12411 | FPLEFR1A_G | CC
12412 | FPLEFR1B_G | CC
12413 | FPLEFR1C_G | CC
12414 | FPLEFR1S_G | CC
12421 | FPLEFR2A_G | CC
12422 | FPLEFR2B_G | CC
12423 | FPLEFR2C_G | CC
12424 | FPLEFR2S_G | CC
12440 | PARKD_1SVC8 | GST
12449 | PARKD_2SVC8 | GST
13116 | TGATEWAY_1G | CC
13117 | TGATEWAY_2G | CC
13118 | TGATEWAY_3G | CC
13119 | TGATEWAY_4G | CC
13131 | CALFREST_1G | CC
13132 | CALFREST_2G | CC
13133 | CALFREST_3G | CC
13134 | CALFREST_4G | CC
13135 | CALFREST_5G | CC
13136 | CALFREST_6G | CC
13432 | SANDOW_5G | LIGCO
32798 | BRYN_TAMUGEN | GST
32883 | BRYN_DNSBY3 | GST
32884 | BRYN_DNSBY13 | GST
32886 | BRYN_ATKINS3 | GST
32887 | BRYN_ATKINS6 | GST
32888 | BRYN_ATKINS7 | GGT
32890 | BRYN_ATKINS4 | GST
32891 | BRYN_ATKINS5 | GST
32892 | BRYN_DNSBY14 | GST
36998 | RDCNYNG1 | Wind
38332 | TNWDWRDU2_8 | Wind
38437 | TNSRBNMESA9 | Wind
38580 | TNBP_CGN1_8 | Cogen
38590 | TNBP_CGN2_8 | Cogen
38600 | TNBP_CGN3_8 | Cogen
38611 | TNBPAMCG1_8 | Cogen
38612 | TNBPAMCG2_8 | Cogen
38613 | TNBPAMCG3_8 | Cogen
38614 | TNBPAMCG4_8 | Cogen
38615 | TNBPAMCG5_8 | Cogen
38690 | TNBP_CGN4_8 | Cogen
38711 | TNTXCTY1CG8 | Cogen
38712 | TNTXCTY2CG8 | Cogen
38713 | TNTXCTY3CG8 | Cogen
38714 | TNTXCTY4CG8 | Cogen
39190 | TNSLCGN1__8 | Cogen
39470 | TNDOWCGNSG8 | Cogen
39480 | TNDOWCGNGG8 | Cogen
39760 | TNSCLP1___8 | Cogen
39770 | TNSCLP2___8 | Cogen
39775 | TNSCLP4___8 | Cogen
39790 | TNSCLP3___8 | Cogen
39960 | TNTNPONE_18 | LIGCO
39970 | TNTNPONE_28 | LIGCO
48500 | APD_GT1_8005 | Cogen
48510 | AK_GT1__8040 | Cogen
48511 | LPE_GT1_8070 | GGT
48512 | LPE_GT2_8075 | GGT
48513 | LPE_GT3_8080 | GGT
48514 | LPE_GT4_8085 | GGT
48520 | BSF_GT1_8070 | Cogen
48520 | BSF_GT1_8070 | Cogen
48521 | BVE_GT1_GT1 | CC
48522 | BVE_GT2_5035 | CC
48523 | BVE_ST1_GN1 | CC
48531 | BYU_GT1_8075 | Cogen
48532 | BYU_GT2_8055 | Cogen
48533 | BYU_GT3_8060 | Cogen
48534 | BYU_GT4_8065 | Cogen
48551 | CAL_GT1_8045 | Cogen
48552 | CAL_ST1_8000 | Cogen
48561 | CTL_GT2_8130 | Cogen
48562 | CTL_GT3_8135 | Cogen
48563 | CTL_GT4_8140 | Cogen
48564 | CTL_GN1_8145 | Cogen
48565 | CTL_GN2_8155 | Cogen
48581 | CBY_GN1_1 | GSC
48582 | CBY_GN2_2 | GSC
48583 | CBY_GT4_1 | GSC
48584 | CBY_GT4_2 | CC
48585 | CBY_ST4_1 | CC
48591 | CHE_GT2_5030 | Cogen
48593 | CHE_GT1_8015 | Cogen
48594 | CHE_GN4_8025 | Cogen
48595 | BTE_GT2_8075 | CC
48596 | BTE_GT3_8045 | CC
48597 | BTE_GT4_8055 | CC
48598 | BTE_ST1_8070 | CC
48611 | DIB_GT1_8080 | Cogen
48612 | DIB_GT2_8075 | Cogen
48613 | DIB_ST1_8085 | Cogen
48614 | DIB_GT3_8090 | Cogen
48641 | DPEC_GT15040 | CC
48642 | DPEC_GT25025 | CC
48643 | DPEC_GT35010 | CC
48644 | DPEC_GT45070 | CC
48645 | DPEC_ST55065 | CC
48651 | EP_1_2 | Cogen
48651 | EP_1_2 | Cogen
48671 | FTR_GT1_5105 | CC
48672 | FTR_GT2_5110 | CC
48673 | FTR_GT3_5085 | CC
48674 | FTR_CN4_5095 | CC
48690 | GBY_GN5_5 | GSC
48691 | GBY_73741085 | GGT
48691 | GBY_73741085 | GGT
48692 | GBY_81821075 | GGT
48692 | GBY_81821075 | GGT
48693 | GBY_83841065 | GGT
48693 | GBY_83841065 | GGT
48721 | LEG_1___1 | LIGCO
48722 | LEG_2___2 | LIGCO
48730 | MNS_GT | Cogen
48731 | CBE_GT1 | CC
48732 | CBE_GT2 | CC
48733 | CBE_ST12 | CC
48734 | CBE_GT3 | CC
48735 | CBE_GT4 | CC
48736 | CBE_ST34 | CC
48740 | PSG_GN2_8050 | Cogen
48741 | PSG_GT2_8040 | Cogen
48742 | PSG_GT3_8060 | Cogen
48761 | PR_GT1__9040 | Cogen
48772 | PHR_GN2_2 | GSC
48791 | PSA_GT1_8160 | Cogen
48792 | PSA_GT2_8155 | Cogen
48793 | PSA_GT3_8150 | Cogen
48794 | PSA_GT4_8145 | Cogen
48795 | PSA_GT5_8140 | Cogen
48796 | PSA_GN1_8165 | Cogen
48797 | PSA_GT6_8135 | Cogen
48811 | CVC_GT3_5045 | Cogen
48812 | CVC_GT2_5020 | Cogen
48813 | CVC_GT1_5035 | Cogen
48814 | CVC_ST5_5040 | Cogen
48815 | CVC_GT4_8005 | Cogen
48820 | SHELLG1_3015 | Cogen
48821 | SHELLG2 | Cogen
48822 | SHELLG3_3020 | Cogen
48822 | SHELLG3_3020 | Cogen
48841 | SJS_GT1_GT1 | Cogen
48842 | SJS_GT2_GT2 | Cogen
48845 | SOL_GT1 | Solar
48851 | SRB_GN1_1 | GST
48852 | SRB_GN2_2 | GST
48853 | SRB_GN3_3 | GST
48854 | SRB_GN4_4 | GST
48855 | SRB_GT211035 | GGT
48855 | SRB_GT211035 | GGT
48873 | THW_ST3_ST_3 | CC
48874 | THW_ST4_ST_4 | CC
48875 | THW_3132 | CC
48875 | THW_3132 | CC
48877 | THW_3334 | CC
48877 | THW_3334 | CC
48879 | THW_4142 | CC
48879 | THW_4142 | CC
48881 | THW_4344 | CC
48881 | THW_4344 | CC
48883 | THW_GT1_GT_1 | GGT
48885 | THW_5152 | GGT
48885 | THW_5152 | GGT
48886 | THW_5354 | GGT
48886 | THW_5354 | GGT
48887 | THW_5556 | GGT
48887 | THW_5556 | GGT
48911 | TGF_GT1_8000 | Cogen
48921 | WAP_GN1_1 | GST
48922 | WAP_GN2_2 | GST
48923 | WAP_GN3_3 | GST
48924 | WAP_GN4_4 | GSC
48925 | WAP_GN5_5 | LIGCO
48926 | WAP_GN6_6 | LIGCO
48927 | WAP_GN7_7 | LIGCO
48928 | WAP_GN8_8 | LIGCO
48929 | WAPGT21_GT1 | GGT
49803 | EXN_15GT | Cogen
49804 | EXN_16GT | Cogen
49805 | EXN_17GT | Cogen
49826 | EXN938GT | Cogen
49828 | EXN941GT | Cogen
49829 | EXN942GT | Cogen
49830 | EXN943GT | Cogen
49831 | EXN944GT | Cogen
49832 | EXN945GT | Cogen
49837 | EXN_GT | Cogen
49838 | EXN_14GT | Cogen
49851 | DOW17000 | Cogen
49858 | DOW38100 | Cogen
49859 | DOW38200 | Cogen
49860 | DOW38300 | Cogen
49862 | DOW39100 | Cogen
49863 | DOW39200 | Cogen
49865 | DOW41000 | Cogen
49866 | DOW42000 | Cogen
49869 | DOW49000 | Cogen
49870 | DOW61000 | Cogen
49871 | DOW62000 | Cogen
49872 | DOW63000 | Cogen
49873 | DOW64000 | Cogen
49876 | DOW65000 | Cogen
49877 | DOW66000 | Cogen
49878 | DOW67000 | Cogen
49882 | DOW81000 | Cogen
49884 | DOW82000 | Cogen
49885 | DOW83000 | Cogen
49886 | DOW84000 | Cogen
60000 | DSKY2 | Wind
60003 | KING_NE1A | Wind
60005 | KING_SE1A | Wind
60007 | KING_SW1A | Wind
60016 | WOODWRD11A | Wind
60017 | ORNNWP1 | Wind
60018 | DSKY1 | Wind
60019 | KING_NW1A | Wind
60052 | WILDHRS11A | Wind
60053 | WILDHRS21A | Wind
60057 | CALLAHAN1A | Wind
60058 | BUFF_GAP1A | Wind
60060 | CIRELLO | Wind
60063 | BUFF_GAP1B | Wind
60066 | H_HOLLOW1A | Wind
60068 | HHOLLOW21A | Wind
60070 | HHOLLOW31A | Wind
60072 | HHOLLOW41A | Wind
60081 | WHRLWIND1A | Wind
60201 | RIO DRCS | AVR
60202 | FRNDDRCS | AVR
71051 | L_BITTCR1_1N | Wind
71054 | L_SWEETW1_1N | Wind
71057 | L_SWEETW1_2N | Wind
71059 | L_SWEETW1_3N | Wind
71060 | L_SWEETW1_4N | Wind
76031 | L_GASCCR1_1N | Wind
76091 | L_DIVIDE1_1N | Wind
80003 | MILHWYS | AVR
80010 | EPLVT1 | AVR
80012 | LAR | DCTie
80051 | FOR #8 | Cogen
80052 | FOR #9 | Cogen
80053 | FOR #10 | Cogen
80080 | GWINDT11A | Wind
80080 | GWINDT11A | Wind
80080 | GWINDT11A | Wind
80080 | GWINDT11A | Wind
80081 | GWINDT21A | Wind
80081 | GWINDT21A | Wind
80081 | GWINDT21A | Wind
80081 | GWINDT21A | Wind
80137 | CSDR89 | DCTie
80137 | CSDR89 | DCTie
80138 | CSDR7 | DCTie
80139 | CSDR56 | DCTie
80139 | CSDR56 | DCTie
80140 | CSDR11 | DCTie
80180 | PNSCALT11A | Wind
80180 | PNSCALT11A | Wind
80181 | PNSCALT21A | Wind
80181 | PNSCALT21A | Wind
80223 | REYSHR G | Cogen
80224 | VISTRONG1 | Cogen
80225 | VISTRONG2 | Cogen
80226 | ALCOA G | Cogen
80227 | AIRCO G | Cogen
80265 | LARECU40A | GGT
80266 | LARECU50A | GGT
88198 | BEEVILLE | AVR
88253 | HAMILTON | BLT
88299 | ZAPATA | BLT
88508 | FALFURRI | AVR