## Set up
Step 1 | Go to the Zones worksheet in this workbook. Make sure that the source and sink zones are set correctly and the "1"s and "-1"s are correct |  |  |  | Summary of Key Data points | Value
[5 empty] | File Description: Cont_ TempleSS to TemplePEC and TempleSS to LakeCreek OL_ TempleSS to TemplePEC | Cont_ TempleSS to TemplePEC and TempleSS to LakeCreek OL_ TempleSS to TemplePEC
Step 2 | Open Dennis' file that needs to have the data transferred, same file that is listed in cell K29 |  |  |  | Number of units | 624
[5 empty] | Dec Concentrated Generation | 1667
Step 3 | Copy columns J:X from an old Dennis' Sheet to the new sheet (if first round of a new alaysis) |  |  |  | Dec Line weighted impact | 339.9389
[5 empty] | Dec PTDF | 0.20392
Step 4 | Mark the contingencies and monitored element set by a "y" in column K of Dennis' sheet, if there are a match on the filename use something to make unique |  |  |  | Dec Concentration | 1.4466
[5 empty] | Inc Concentrated Generation | 1019
Step 5 | Enter Dennis' file name into cell K29 |  |  |  | Inc Line weighted impact | 163.3394
[5 empty] | Inc PTDF | 0.16029
Step 6 | click the step one button |  |  |  | Inc Concentartion | 1.1371
[5 empty] | Source Zonal weighted AWGSF | 0.061249
Step 7 | Enter the line ratings in Dennis' workbook, the Input worksheet, in the cells |  |  |  | Sink Zonal weighted AWGSF | -0.079721
| X6:X30, or to the end of the selected list. |  |  |  | Source - Sink PTDF | 0.14097
[5 empty] | OL Line Rating (MW) | 493
Step 8 | Check to see that the number of generators in Dennis' file matches the length |  |  |  | Source Zone (diagnostic) | North
| of the formulas in columns L:X (Distributed Slack - Dec) have been copied through to the apporpriate number of rows |  |  |  | Sink Zone (diagnostic) | South
If Dennis' sheet data is less than this file then clear any old unit data in columns A:K of this workbook to match the correct length
Clear any old data that will be below the new data iin the "Distributed Slack - Inc" worksheet, as well
Step 9 | Click the step 2 button
The last file saved will still be open, you will need to close this file.
This Template sheet will no longer be open.
|  | Current Source Zone | North
|  | Current Sink Zone | South | NS_062609automation.xls
The file listed in cell K29 needs to be in the same folder as this template file
Copy Dennis' data step 1
Copy Dennis' Data Step 2

## Distributed Slack - Dec
Number of Bus | Name of Bus | ID | Area Name of Gen | AGC | P Sensitivity of Bus | Gen MW | Min MW | Max MW | V Sensitivity of Bus | Set Volt | Tech Type | Zone Impact | Zone Correlation | Inc Max | Dec Max | Souce S.F. Weighting | Souce Capacity | Sink S.F. Weighting | Sink Capacity | PTDF Calc | PTDF Weighting | Cumulative Concentrated Capacity | Cumulative Concentrated Impact | Cont_ TempleSS to TemplePEC and TempleSS to LakeCreek OL_ TempleSS to TemplePEC
3416 | LAKE_CRK1_G | 1 | North | YES | 0.12499 | 60 | 33 | 75 |  | 1.029 | GST | 1 | 0.20471 | 75 | 75 | 9.3742 | 75 |  |  | 0.20471 | 15.3533 | 75 | 15.3533
3417 | LAKE_CRK2_G | 2 | North | YES | 0.12499 | 177.6 | 40 | 222 | 0 | 1.029 | GST | 1 | 0.20471 | 222 | 222 | 27.7478 | 222 |  |  | 0.20471 | 45.4458 | 297 | 60.7991 |  |  |  | 624
3403 | THOUSE_1G | 1 | North | YES | 0.12403 | 563 | 200 | 563 | 0 | 1.012 | GSC | 1 | 0.20375 | 563 | 563 | 69.8295 | 563 |  |  | 0.20375 | 114.7122 | 860 | 175.5113
3404 | THOUSE_2G | 2 | North | YES | 0.12403 | 807 | 250 | 807 | 0 | 1.012 | GSC | 1 | 0.20375 | 807 | 807 | 100.093 | 807 |  |  | 0.20375 | 164.4276 | 1667 | 339.9389 | Weighted Shift Factors |  | chk
238 | BOSQUESW505 | 1 | North | YES | 0.1071 | 255 | 0 | 255 | 0 | 1.02 | CC | 1 | 0.18682 | 255 | 255 | 27.31 | 255 |  |  | 0.18682 | 47.6388 |  |  | North | 0.061249 | 0.061249
239 | BOSQUESW502 | 1 | North | YES | 0.1071 | 119.2 | 0 | 149 | 0 | 1.02 | GGT | 1 | 0.18682 | 149 | 149 | 15.9576 | 149 |  |  | 0.18682 | 27.836 |  |  | South | -0.079721 | -0.079721
247 | BOSQUESW501 | 2 | North | YES | 0.1071 | 124.8 | 0 | 156 | 0 | 1.02 | GGT | 1 | 0.18682 | 156 | 156 | 16.7073 | 156 |  |  | 0.18682 | 29.1437 |  |  |  | 0.14097 | 0.14097
251 | BOSQUESW803 | 2 | North | YES | 0.093866 | 150 | 0 | 150 |  | 1.032 | CC | 1 | 0.17359 | 150 | 150 | 14.0799 | 150 |  |  | 0.17359 | 26.038
253 | BOSQUESW804 | 2 | North | YES | 0.093866 | 80 | 0 | 80 |  | 1.032 | CC | 1 | 0.17359 | 80 | 80 | 7.5093 | 80 |  |  | 0.17359 | 13.8869 |  |  | Line Cap | 493
244 | WHITNYDM01 | 1 | North | YES | 0.088636 | 15 | 0 | 15 | 0 | 1.035 | Hydro | 1 | 0.16836 | 0 | 0 | 0 | 0 |  |  | 0.16836 | 0 |  |  | Conc Gen | 1667
245 | WHITNYDM02 | 2 | North | YES | 0.088636 | 15 | 0 | 15 | 0 | 1.035 | Hydro | 1 | 0.16836 | 0 | 0 | 0 | 0 |  |  | 0.16836 | 0 |  |  | Weighted Imp. | 339.9389
1937 | MDLTHELP_5G | 5 | North | YES | 0.071345 | 224 | 74 | 224 | 0 | 1 | CC | 1 | 0.15107 | 224 | 224 | 15.9813 | 224 |  |  | 0.15107 | 33.8387 |  |  | PTDF | 0.20392
1938 | MDLTHELP_6G | 6 | North | YES | 0.071345 | 226 | 74 | 226 | 0 | 1 | CC | 1 | 0.15107 | 226 | 226 | 16.124 | 226 |  |  | 0.15107 | 34.1408
1943 | MDLTHELP_3G | 3 | North | YES | 0.071345 | 212 | 74 | 212 | 0 | 1 | CC | 1 | 0.15107 | 212 | 212 | 15.1251 | 212 |  |  | 0.15107 | 32.0259 |  |  | Concentration | 1.4466
1944 | MDLTHELP_4G | 4 | North | YES | 0.071345 | 211 | 74 | 211 | 0 | 1 | CC | 1 | 0.15107 | 211 | 211 | 15.0538 | 211 |  |  | 0.15107 | 31.8749
1941 | MDLTHELP_1G | 1 | North | YES | 0.070964 | 216.4 | 74 | 216.4 | 0 | 1 | CC | 1 | 0.15068 | 216.4 | 216.4 | 15.3566 | 216.4 |  |  | 0.15068 | 32.6082 |  |  |  | Pass
1942 | MDLTHELP_2G | 2 | North | YES | 0.070964 | 216.1 | 74 | 216.1 | 0 | 1 | CC | 1 | 0.15068 | 216.1 | 216.1 | 15.3353 | 216.1 |  |  | 0.15068 | 32.563
366 | JNSNCNTY802 | 1 | North | YES | 0.070518 | 168 | 20 | 168 | 0 | 1.02 | Cogen | 1 | 0.15024 | 0 | 0 | 0 | 0 |  |  | 0.15024 | 0
367 | JNSNCNTY802 | 2 | North | YES | 0.070518 | 90 | 20 | 90 | 0 | 1.02 | Cogen | 1 | 0.15024 | 0 | 0 | 0 | 0 |  |  | 0.15024 | 0
1892 | DECRDOVA_2G | A | North | YES | 0.067642 | 65 | 65 | 70 | 0 | 1.025 | GGT | 1 | 0.14736 | 70 | 70 | 4.7349 | 70 |  |  | 0.14736 | 10.3154
1893 | DECRDOVA_3G | B | North | YES | 0.067642 | 65 | 65 | 69 | 0 | 1.025 | GGT | 1 | 0.14736 | 69 | 69 | 4.6673 | 69 |  |  | 0.14736 | 10.168
1894 | DECRDOVA_4G | C | North | YES | 0.067642 | 65 | 65 | 69 | 0 | 1.025 | GGT | 1 | 0.14736 | 69 | 69 | 4.6673 | 69 |  |  | 0.14736 | 10.168
1895 | DECRDOVA_5G | D | North | YES | 0.067642 | 65 | 65 | 68 | 0 | 1.025 | GGT | 1 | 0.14736 | 68 | 68 | 4.5997 | 68 |  |  | 0.14736 | 10.0207
1947 | HANDLEY_3G | 3 | North | YES | 0.067178 | 316 | 100 | 395 | 0 | 1.022 | GST | 1 | 0.1469 | 395 | 395 | 26.5353 | 395 |  |  | 0.1469 | 58.025
1949 | HANDLEY_5G | 5 | North | YES | 0.067178 | 348 | 150 | 435 | 0 | 1.022 | GST | 1 | 0.1469 | 435 | 435 | 29.2224 | 435 |  |  | 0.1469 | 63.9009
1948 | HANDLEY_4G | 4 | North | YES | 0.067011 | 348 | 150 | 435 | 0 | 1.022 | GST | 1 | 0.14673 | 435 | 435 | 29.1498 | 435 |  |  | 0.14673 | 63.8283
1945 | HANDLEY_1G | MB | North | YES | 0.066914 | 0 | 25 | 36 |  | 0.986 | GST | 1 | 0.14663 | 0 | 0 | 0 | 0 |  |  | 0.14663 | 0
1946 | HANDLEY_2G | MB | North | YES | 0.066914 | 0 | 30 | 68 |  | 0.986 | GST | 1 | 0.14663 | 0 | 0 | 0 | 0 |  |  | 0.14663 | 0
1889 | DECRDOVA_1G | 1 | North | YES | 0.066875 | 779 | 255 | 779 | 0 | 1.02 | GSC | 1 | 0.1466 | 779 | 779 | 52.0956 | 779 |  |  | 0.1466 | 114.1981
1877 | WLFHOLW_1G | 1 | North | YES | 0.066647 | 217.3 | 89.2 | 217.3 | 0 | 1.032 | CC | 1 | 0.14637 | 217.3 | 217.3 | 14.4824 | 217.3 |  |  | 0.14637 | 31.8057
1878 | WLFHOLW_2G | 2 | North | YES | 0.066647 | 215.7 | 105 | 215.7 | 0 | 1.032 | CC | 1 | 0.14637 | 215.7 | 215.7 | 14.3758 | 215.7 |  |  | 0.14637 | 31.5715
1879 | WLFHOLW_3G | 3 | North | YES | 0.066647 | 272.4 | 89.2 | 272.4 | 0 | 1.032 | CC | 1 | 0.14637 | 272.4 | 272.4 | 18.1546 | 272.4 |  |  | 0.14637 | 39.8706
1898 | COMCHEPK_1G | 1 | North | YES | 0.066402 | 1159 | 1150 | 1159 | 0 | 1.032 | Nuc | 1 | 0.14612 | 0 | 0 | 0 | 0 |  |  | 0.14612 | 0
1899 | COMCHEPK_2G | 2 | North | YES | 0.066402 | 1159 | 1128 | 1159 | 0 | 1.032 | Nuc | 1 | 0.14612 | 0 | 0 | 0 | 0 |  |  | 0.14612 | 0
332 | RWMILLER01 | 1 | North | YES | 0.065881 | 58.4 | 18.5 | 73 | 0 | 1.04 | GST | 1 | 0.1456 | 73 | 73 | 4.8093 | 73 |  |  | 0.1456 | 10.6289
333 | RWMILLER02 | 2 | North | YES | 0.065881 | 95.2 | 37 | 119 | 0 | 1.04 | GST | 1 | 0.1456 | 119 | 119 | 7.8398 | 119 |  |  | 0.1456 | 17.3266
334 | RWMILLER03 | 3 | North | YES | 0.065881 | 166.4 | 65 | 208 | 0 | 1.04 | GST | 1 | 0.1456 | 208 | 208 | 13.7032 | 208 |  |  | 0.1456 | 30.2852
335 | RWMILLER04 | 4 | North | YES | 0.065881 | 81.6 | 0 | 102 | 0 | 1.04 | GST | 1 | 0.1456 | 102 | 102 | 6.7199 | 102 |  |  | 0.1456 | 14.8514
336 | RWMILLER05 | 5 | North | YES | 0.065881 | 80.8 | 0 | 101 | 0 | 1.04 | GST | 1 | 0.1456 | 101 | 101 | 6.654 | 101 |  |  | 0.1456 | 14.7058
1861 | EAGLEMNT_1G | MB | North | YES | 0.065638 | 0 | 30 | 112 |  | 1.022 | GST | 1 | 0.14536 | 0 | 0 | 0 | 0 |  |  | 0.14536 | 0
1862 | EAGLEMNT_2G | MB | North | YES | 0.065638 | 0 | 40 | 100 |  | 1.022 | GST | 1 | 0.14536 | 0 | 0 | 0 | 0 |  |  | 0.14536 | 0
1863 | EAGLEMNT_3G | MB | North | YES | 0.065638 | 0 | 50 | 378 |  | 1.022 | GST | 1 | 0.14536 | 0 | 0 | 0 | 0 |  |  | 0.14536 | 0
503 | NTHTEXAS01 | 1 | North | YES | 0.065133 | 0 | 5 | 18 |  | 1.015 | GST | 1 | 0.14485 | 18 | 18 | 1.1724 | 18 |  |  | 0.14485 | 2.6074
504 | NTHTEXAS02 | 2 | North | YES | 0.065133 | 14.4 | 5 | 18 |  | 1.015 | GST | 1 | 0.14485 | 18 | 18 | 1.1724 | 18 |  |  | 0.14485 | 2.6074
505 | NTHTEXAS03 | 3 | North | YES | 0.065133 | 30.4 | 15 | 38 |  | 1.015 | GST | 1 | 0.14485 | 38 | 38 | 2.4751 | 38 |  |  | 0.14485 | 5.5044
12322 | ENNSTRAC_1G | 1 | North | YES | 0.064766 | 196 | 130 | 196 | 0 | 1.036 | CC | 1 | 0.14449 | 196 | 196 | 12.6941 | 196 |  |  | 0.14449 | 28.3194
12323 | ENNSTRAC_2G | 2 | North | YES | 0.064766 | 116 | 100 | 116 | 0 | 1.036 | CC | 1 | 0.14449 | 116 | 116 | 7.5129 | 116 |  |  | 0.14449 | 16.7605
580 | JCKCNTY801 | 1 | North | YES | 0.064727 | 288 | 0 | 288 | 0 | 1.022 | CC | 1 | 0.14445 | 288 | 288 | 18.6414 | 288 |  |  | 0.14445 | 41.6009
581 | JCKCNTY802 | 2 | North | YES | 0.064727 | 147 | 0 | 147 | 0 | 1.022 | CC | 1 | 0.14445 | 147 | 147 | 9.5149 | 147 |  |  | 0.14445 | 21.2338
582 | JCKCNTY803 | 3 | North | YES | 0.064727 | 147 | 0 | 147 | 0 | 1.022 | CC | 1 | 0.14445 | 147 | 147 | 9.5149 | 147 |  |  | 0.14445 | 21.2338
2418 | MTCK2_G | 2 | North | YES | 0.064063 | 0 | 10 | 23 |  | 0.971 | GSC | 1 | 0.14378 | 23 | 23 | 1.4734 | 23 |  |  | 0.14378 | 3.307
2419 | MTCK3_G | MB | North | YES | 0.064063 | 0 | 10 | 63 |  | 0.971 | GSC | 1 | 0.14378 | 0 | 0 | 0 | 0 |  |  | 0.14378 | 0
1453 | WCPWRCO_1G | 1 | North | YES | 0.063959 | 204 | 50 | 204 |  | 1.02 | CC | 1 | 0.14368 | 204 | 204 | 13.0476 | 204 |  |  | 0.14368 | 29.3107
1454 | WCPWRCO_2G | 2 | North | YES | 0.063959 | 204 | 50 | 204 |  | 1.02 | CC | 1 | 0.14368 | 204 | 204 | 13.0476 | 204 |  |  | 0.14368 | 29.3107
1455 | WCPWRCO_3G | 3 | North | YES | 0.063959 | 242 | 50 | 242 |  | 1.02 | CC | 1 | 0.14368 | 242 | 242 | 15.4781 | 242 |  |  | 0.14368 | 34.7705
923 | SPENCER_G4 | 1 | North | YES | 0.063953 | 48 | 20 | 61 | 0 | 1.03 | GST | 1 | 0.14367 | 61 | 61 | 3.9011 | 61 |  |  | 0.14367 | 8.7641
924 | SPENCER_G5 | 1 | North | YES | 0.063953 | 52 | 20 | 66 | 0 | 1.03 | GST | 1 | 0.14367 | 66 | 66 | 4.2209 | 66 |  |  | 0.14367 | 9.4825
728 | WOLFRIDGE801 | 1 | North | YES | 0.0639 | 11.2 | 0 | 112.5 | 0 | 0.99 | Wind | 1 | 0.14362 | 0 | 112.5 | 7.1887 | 112.5 |  |  | 0.14362 | 16.1573
2381 | NTHLK1_G | 1 | North | YES | 0.06381 | 0 | 35 | 156 |  | 1.022 | GST | 1 | 0.14353 | 156 | 156 | 9.9544 | 156 |  |  | 0.14353 | 22.3908
2382 | NTHLK2_G | 2 | North | YES | 0.06381 | 0 | 35 | 181 |  | 1.022 | GST | 1 | 0.14353 | 181 | 181 | 11.5496 | 181 |  |  | 0.14353 | 25.9791
2383 | NTHLK3_G | 3 | North | YES | 0.06381 | 0 | 50 | 329 |  | 1.022 | GST | 1 | 0.14353 | 329 | 329 | 20.9935 | 329 |  |  | 0.14353 | 47.2216
344 | MRSSHPRD | 1 | North | YES | 0.063643 | 12 | 0 | 12 |  | 1.03 | Hydro | 1 | 0.14336 | 0 | 0 | 0 | 0 |  |  | 0.14336 | 0
345 | MRSSHPRD01 | 2 | North | YES | 0.063643 | 12 | 0 | 12 |  | 1.03 | Hydro | 1 | 0.14336 | 0 | 0 | 0 | 0 |  |  | 0.14336 | 0
1643 | SLSTR1PP_1G | 1 | North | YES | 0.063479 | 6 | 0 | 60 | 0 | 1.022 | Wind | 1 | 0.1432 | 0 | 60 | 3.8087 | 60 |  |  | 0.1432 | 8.592
1600 | BARTNWND_1G | 1 | North | YES | 0.063465 | 12 | 0 | 120 | 0 | 1.022 | Wind | 1 | 0.14319 | 0 | 120 | 7.6158 | 120 |  |  | 0.14319 | 17.1823
2413 | MTCK6_G | 6 | North | YES | 0.063313 | 0 | 30 | 118 |  | 1.022 | GST | 1 | 0.14303 | 118 | 118 | 7.4709 | 118 |  |  | 0.14303 | 16.878
2414 | MTCK7_G | 7 | North | YES | 0.063313 | 0 | 30 | 115 |  | 1.022 | GST | 1 | 0.14303 | 115 | 115 | 7.281 | 115 |  |  | 0.14303 | 16.4489
2417 | MTCK8_G | 8 | North | YES | 0.063313 | 444.8 | 60 | 556 | 0 | 1.022 | GSC | 1 | 0.14303 | 556 | 556 | 35.202 | 556 |  |  | 0.14303 | 79.5267
2371 | COLLIN_1G | MB | North | YES | 0.063109 | 0 | 40 | 138 |  | 1.022 | GST | 1 | 0.14283 | 0 | 0 | 0 | 0 |  |  | 0.14283 | 0
6948 | DENISNDM | 2 | North | YES | 0.062476 | 31 | 5 | 40 | 0 | 1.015 | Hydro | 1 | 0.1422 | 0 | 0 | 0 | 0 |  |  | 0.1422 | 0
6948 | DENISNDM | 1 | North | YES | 0.062476 | 40 | 5 | 40 | 0 | 1.015 | Hydro | 1 | 0.1422 | 0 | 0 | 0 | 0 |  |  | 0.1422 | 0
1687 | VALLEY_1G | 1 | North | YES | 0.062341 | 136 | 15 | 170 | 0 | 1.029 | GST | 1 | 0.14206 | 170 | 170 | 10.598 | 170 |  |  | 0.14206 | 24.1505
1688 | VALLEY_2G | 2 | North | YES | 0.062341 | 527 | 90 | 527 | 0 | 1.029 | GSC | 1 | 0.14206 | 527 | 527 | 32.8537 | 527 |  |  | 0.14206 | 74.8665
1689 | VALLEY_3G | 3 | North | YES | 0.062186 | 0 | 25 | 375 |  | 1.003 | GST | 1 | 0.14191 | 375 | 375 | 23.3197 | 375 |  |  | 0.14191 | 53.215
11691 | KMICHICT1_G | 1 | North | YES | 0.062186 | 144 | 80 | 144 | 0 | 1.026 | CC | 1 | 0.14191 | 144 | 144 | 8.9548 | 144 |  |  | 0.14191 | 20.4346
11692 | KMICHICT2_G | 2 | North | YES | 0.062186 | 146 | 80 | 146 | 0 | 1.026 | CC | 1 | 0.14191 | 146 | 146 | 9.0792 | 146 |  |  | 0.14191 | 20.7184
11693 | KMICHIST3_G | 3 | North | YES | 0.062186 | 312 | 60 | 312 | 0 | 1.026 | CC | 1 | 0.14191 | 312 | 312 | 19.402 | 312 |  |  | 0.14191 | 44.2749
11694 | KMICHICT4_G | 4 | North | YES | 0.062186 | 144 | 80 | 144 | 0 | 1.026 | CC | 1 | 0.14191 | 144 | 144 | 8.9548 | 144 |  |  | 0.14191 | 20.4346
11695 | KMICHICT5_G | 5 | North | YES | 0.062186 | 148 | 80 | 148 | 0 | 1.026 | CC | 1 | 0.14191 | 148 | 148 | 9.2035 | 148 |  |  | 0.14191 | 21.0022
11696 | KMICHIST6_G | 6 | North | YES | 0.062186 | 310 | 60 | 310 | 0 | 1.026 | CC | 1 | 0.14191 | 310 | 310 | 19.2777 | 310 |  |  | 0.14191 | 43.9911
1678 | LAMARPWR_1G | 1 | North | YES | 0.062084 | 160 | 67.7 | 160 | 0 | 1.038 | CC | 1 | 0.1418 | 160 | 160 | 9.9334 | 160 |  |  | 0.1418 | 22.6888
1679 | LAMARPWR_2G | 2 | North | YES | 0.062084 | 156 | 67.7 | 156 | 0 | 1.038 | CC | 1 | 0.1418 | 156 | 156 | 9.6851 | 156 |  |  | 0.1418 | 22.1215
1680 | LAMARPWR_3G | 3 | North | YES | 0.062084 | 196 | 129.1 | 196 | 0 | 1.038 | CC | 1 | 0.1418 | 196 | 196 | 12.1685 | 196 |  |  | 0.1418 | 27.7937
1681 | LAMARPWR_4G | 4 | North | YES | 0.062084 | 156 | 67.7 | 156 | 0 | 1.038 | CC | 1 | 0.1418 | 156 | 156 | 9.6851 | 156 |  |  | 0.1418 | 22.1215
1682 | LAMARPWR_5G | 5 | North | YES | 0.062084 | 157 | 67.7 | 157 | 0 | 1.038 | CC | 1 | 0.1418 | 157 | 157 | 9.7472 | 157 |  |  | 0.1418 | 22.2633
1683 | LAMARPWR_6G | 6 | North | YES | 0.062084 | 198 | 129.1 | 198 | 0 | 1.038 | CC | 1 | 0.1418 | 198 | 198 | 12.2926 | 198 |  |  | 0.1418 | 28.0773
1432 | GRHAMSES_2G | 2 | North | YES | 0.062079 | 294.9 | 90 | 366 | 0 | 1.014 | GST | 1 | 0.1418 | 366 | 366 | 22.7209 | 366 |  |  | 0.1418 | 51.8987
1479 | WFCOGEN_1G | 1 | North | YES | 0.062077 | 16 | 12 | 20 | 0 | 1 | Cogen | 1 | 0.1418 | 0 | 0 | 0 | 0 |  |  | 0.1418 | 0
1479 | WFCOGEN_1G | 2 | North | YES | 0.062077 | 16 | 12 | 20 | 0 | 1 | Cogen | 1 | 0.1418 | 0 | 0 | 0 | 0 |  |  | 0.1418 | 0
1482 | WFCOGEN_2G | 2 | North | YES | 0.062077 | 13.6 | 12 | 17 | 0 | 1 | Cogen | 1 | 0.1418 | 0 | 0 | 0 | 0 |  |  | 0.1418 | 0
1482 | WFCOGEN_2G | 1 | North | YES | 0.062077 | 16 | 12 | 20 | 0 | 1 | Cogen | 1 | 0.1418 | 0 | 0 | 0 | 0 |  |  | 0.1418 | 0
1675 | PEC_1G | 1 | North | YES | 0.061997 | 76.7 | 35 | 76.7 | 0 | 1.022 | Cogen | 1 | 0.14172 | 0 | 0 | 0 | 0 |  |  | 0.14172 | 0
1676 | PEC_2G | 2 | North | YES | 0.061997 | 79.6 | 35 | 79.6 | 0 | 1.022 | Cogen | 1 | 0.14172 | 0 | 0 | 0 | 0 |  |  | 0.14172 | 0
1677 | PEC_3G | 3 | North | YES | 0.061997 | 88.4 | 35 | 88.4 | 0 | 1.022 | Cogen | 1 | 0.14172 | 0 | 0 | 0 | 0 |  |  | 0.14172 | 0
1433 | GRHAMSES_1G | 1 | North | YES | 0.061961 | 242 | 60 | 242 | 0 | 1.038 | GST | 1 | 0.14168 | 242 | 242 | 14.9946 | 242 |  |  | 0.14168 | 34.287
1701 | MOSES_1G | 1 | North | YES | 0.061917 | 558 | 175 | 558 | 0 | 1.023 | LIGCO | 1 | 0.14164 | 0 | 558 | 34.5497 | 558 |  |  | 0.14164 | 79.0338
1702 | MOSES_2G | 2 | North | YES | 0.061917 | 579 | 175 | 579 | 0 | 1.023 | LIGCO | 1 | 0.14164 | 0 | 579 | 35.8499 | 579 |  |  | 0.14164 | 82.0082
1703 | MOSES_3G | 3 | North | YES | 0.061917 | 808 | 463 | 808 | 0 | 1.023 | LIGCO | 1 | 0.14164 | 0 | 808 | 50.0289 | 808 |  |  | 0.14164 | 114.4433
5925 | DCEAST | EQ | North | YES | 0.061917 | 400.3 | -600 | 600 | 0 | 1.025 | DCTie | 1 | 0.14164 | 0 | 0 | 0 | 0 |  |  | 0.14164 | 0
842 | OLINGER_G1 | 1 | North | YES | 0.061769 | 55.4 | 20 | 79 | 0 | 1.03 | GST | 1 | 0.14149 | 79 | 79 | 4.8798 | 79 |  |  | 0.14149 | 11.1777
843 | OLINGER_G2 | 1 | North | YES | 0.061769 | 76.2 | 25 | 110 | 0 | 1.03 | GST | 1 | 0.14149 | 110 | 110 | 6.7946 | 110 |  |  | 0.14149 | 15.5639
844 | OLINGER_G3 | 1 | North | YES | 0.061769 | 103.9 | 45 | 150 | 0 | 1.03 | GST | 1 | 0.14149 | 150 | 150 | 9.2653 | 150 |  |  | 0.14149 | 21.2235
845 | OLINGER_G4 | 1 | North | YES | 0.061769 | 51.9 | 0 | 76 | 0 | 1.03 | GGT | 1 | 0.14149 | 76 | 76 | 4.6944 | 76 |  |  | 0.14149 | 10.7532
837 | NEWMAN_G5 | 1 | North | YES | 0.061756 | 0 | 15 | 40 |  | 1.01 | GST | 1 | 0.14148 | 40 | 40 | 2.4702 | 40 |  |  | 0.14148 | 5.6591
948 | STEAM1 | 1 | North | YES | 0.061613 | 0 | 12 | 20 |  | 1.02 | GST | 1 | 0.14133 | 20 | 20 | 1.2323 | 20 |  |  | 0.14133 | 2.8267
949 | STEAM2 | 1 | North | YES | 0.061613 | 26 | 8 | 26 | 0 | 0.99 | GST | 1 | 0.14133 | 26 | 26 | 1.6019 | 26 |  |  | 0.14133 | 3.6747
950 | STEAM3 | 1 | North | YES | 0.061613 | 41 | 13 | 42 | 0 | 1.02 | GST | 1 | 0.14133 | 42 | 42 | 2.5877 | 42 |  |  | 0.14133 | 5.936
12440 | PARKD_1SVC8 | 1 | North | YES | 0.0616 | 0 | 0 | 0 | 0 | 1.007 | GST | 1 | 0.14132 | 0 | 0 | 0 | 0 |  |  | 0.14132 | 0
12449 | PARKD_2SVC8 | 1 | North | YES | 0.0616 | 0 | 0 | 0 | 0 | 1.007 | GST | 1 | 0.14132 | 0 | 0 | 0 | 0 |  |  | 0.14132 | 0
2451 | LKHB1_G | 1 | North | YES | 0.061421 | 0 | 80 | 391 |  | 1.022 | GST | 1 | 0.14114 | 391 | 391 | 24.0156 | 391 |  |  | 0.14114 | 55.1864
2452 | LKHB2_G | 2 | North | YES | 0.061421 | 516 | 80 | 516 | 0 | 1.022 | GST | 1 | 0.14114 | 516 | 516 | 31.6932 | 516 |  |  | 0.14114 | 72.8291
3126 | TRINIDAD_6G | 1 | North | YES | 0.060981 | 179.2 | 46 | 224 | 0 | 1 | GST | 1 | 0.1407 | 224 | 224 | 13.6597 | 224 |  |  | 0.1407 | 31.5172
12411 | FPLEFR1A_G | 1 | North | YES | 0.06064 | 161 | 72 | 161 | 0 | 1 | CC | 1 | 0.14036 | 161 | 161 | 9.763 | 161 |  |  | 0.14036 | 22.5981
12412 | FPLEFR1B_G | 2 | North | YES | 0.06064 | 164 | 72 | 164 | 0 | 1 | CC | 1 | 0.14036 | 164 | 164 | 9.945 | 164 |  |  | 0.14036 | 23.0192
12413 | FPLEFR1C_G | 3 | North | YES | 0.06064 | 164 | 72 | 164 | 0 | 1 | CC | 1 | 0.14036 | 164 | 164 | 9.945 | 164 |  |  | 0.14036 | 23.0192
12414 | FPLEFR1S_G | 4 | North | YES | 0.06064 | 414 | 191 | 414 | 0 | 1 | CC | 1 | 0.14036 | 414 | 414 | 25.105 | 414 |  |  | 0.14036 | 58.1093
12421 | FPLEFR2A_G | 1 | North | YES | 0.06064 | 162 | 72 | 162 | 0 | 1 | CC | 1 | 0.14036 | 162 | 162 | 9.8237 | 162 |  |  | 0.14036 | 22.7384
12422 | FPLEFR2B_G | 2 | North | YES | 0.06064 | 161 | 72 | 161 | 0 | 1 | CC | 1 | 0.14036 | 161 | 161 | 9.763 | 161 |  |  | 0.14036 | 22.5981
12423 | FPLEFR2C_G | 3 | North | YES | 0.06064 | 163 | 72 | 163 | 0 | 1 | CC | 1 | 0.14036 | 163 | 163 | 9.8843 | 163 |  |  | 0.14036 | 22.8788
12424 | FPLEFR2S_G | 4 | North | YES | 0.06064 | 415 | 191 | 415 | 0 | 1 | CC | 1 | 0.14036 | 415 | 415 | 25.1656 | 415 |  |  | 0.14036 | 58.2497
6100 | OKLA7A | EQ | West | YES | 0.060344 | 50 | -220 | 220 | 0 | 1.035 | DCTie | 1 | 0.14006 | 0 | 0 |  |  |  |  | 0.14006 | 0
6752 | OKLA0A | 1 | West | YES | 0.060344 | 649.7 | 175 | 649.7 | 0 | 1.035 | LIGCO | 1 | 0.14006 | 0 | 649.7 |  |  |  |  | 0.14006 | 91
1442 | COKFIELD_5 | 1 | North | YES | 0.059869 | 16.5 | 0 | 165 |  | 1.029 | Wind | 1 | 0.13959 | 0 | 165 | 9.8784 | 165 |  |  | 0.13959 | 23.0323
1438 | MESQUITW_2G | 1 | North | YES | 0.059171 | 23.6 | 0 | 236 |  | 1.017 | Wind | 1 | 0.13889 | 0 | 236 | 13.9644 | 236 |  |  | 0.13889 | 32.7784
1437 | MESQUITW_1G | 1 | North | YES | 0.059167 | 40 | 0 | 400 | 0 | 1.023 | Wind | 1 | 0.13889 | 0 | 400 | 23.6668 | 400 |  |  | 0.13889 | 55.5551
60052 | WILDHRS11A | 1 | West | YES | 0.058447 | 25.3 | 0 | 126.5 | 0 | 1.005 | Wind | 1 | 0.13817 | 0 | 126.5 |  |  |  |  | 0.13817 | 17.4782
60053 | WILDHRS21A | 1 | West | YES | 0.058447 | 7.8 | 0 | 39 | 0 | 1.025 | Wind | 1 | 0.13817 | 0 | 39 |  |  |  |  | 0.13817 | 5.3885
60081 | WHRLWIND1A | 1 | West | YES | 0.057918 | 12 | 0 | 60 | 0 | 1.03 | Wind | 1 | 0.13764 | 0 | 60 |  |  |  |  | 0.13764 | 8.2583
1416 | SWETWATR_1G | 1 | West | YES | 0.057428 | 30 | 18 | 30 | 0 | 1.026 | CC | 1 | 0.13715 | 30 | 30 |  |  |  |  | 0.13715 | 4.1145
1417 | SWETWATR_2G | 2 | West | YES | 0.057428 | 72 | 36 | 72 | 0 | 1.026 | CC | 1 | 0.13715 | 72 | 72 |  |  |  |  | 0.13715 | 9.8747
1418 | SWETWATR_3G | 3 | West | YES | 0.057428 | 68 | 36 | 68 | 0 | 1.026 | CC | 1 | 0.13715 | 68 | 68 |  |  |  |  | 0.13715 | 9.3261
1419 | SWETWATR_4G | 4 | West | YES | 0.057428 | 61 | 36 | 61 | 0 | 1.026 | CC | 1 | 0.13715 | 61 | 61 |  |  |  |  | 0.13715 | 8.3661
6144 | MCADOO1A | 1 | West | YES | 0.057099 | 15 | 0 | 150 | 0 | 1.025 | Wind | 1 | 0.13682 | 0 | 150 |  |  |  |  | 0.13682 | 20.523
1049 | ROSCOEWI_5 | 1 | West | YES | 0.05706 | 41.8 | 0 | 209 |  | 1.01 | Wind | 1 | 0.13678 | 0 | 209 |  |  |  |  | 0.13678 | 28.5872
1057 | ROSCOEWI_5 | 2 | West | YES | 0.05706 | 25.3 | 0 | 126.5 |  | 1.01 | Wind | 1 | 0.13678 | 0 | 126.5 |  |  |  |  | 0.13678 | 17.3028
1060 | ROSCOEWI_5 | 3 | West | YES | 0.05706 | 39.4 | 0 | 197 | 0 | 1.01 | Wind | 1 | 0.13678 | 0 | 197 |  |  |  |  | 0.13678 | 26.9458
1072 | ROSCOEWI_5 | 4 | West | YES | 0.05706 | 63.6 | 0 | 318 | 0 | 1.01 | Wind | 1 | 0.13678 | 0 | 318 |  |  |  |  | 0.13678 | 43.4963
71051 | L_BITTCR1_1N | W1 | West | YES | 0.056996 | 7.5 | 0 | 37.5 |  | 1.02 | Wind | 1 | 0.13672 | 0 | 37.5 |  |  |  |  | 0.13672 | 5.1269
71054 | L_SWEETW1_1N | W1 | West | YES | 0.056996 | 21.5 | 0 | 107.5 |  | 1.02 | Wind | 1 | 0.13672 | 0 | 107.5 |  |  |  |  | 0.13672 | 14.697
71057 | L_SWEETW1_2N | W1 | West | YES | 0.056996 | 27 | 0 | 135 |  | 1.02 | Wind | 1 | 0.13672 | 0 | 135 |  |  |  |  | 0.13672 | 18.4568
71059 | L_SWEETW1_3N | W1 | West | YES | 0.056996 | 23.8 | 0 | 119 | 0 | 1.02 | Wind | 1 | 0.13672 | 0 | 119 |  |  |  |  | 0.13672 | 16.2693
71060 | L_SWEETW1_4N | W1 | West | YES | 0.056996 | 21 | 0 | 105 | 0 | 1.02 | Wind | 1 | 0.13672 | 0 | 105 |  |  |  |  | 0.13672 | 14.3553
3097 | MARTLAKE_1G | 1 | North | YES | 0.056825 | 790 | 500 | 790 | 0 | 1.017 | LIGCO | 1 | 0.13655 | 0 | 790 | 44.8918 | 790 |  |  | 0.13655 | 107.8711
3098 | MARTLAKE_2G | 2 | North | YES | 0.056825 | 795 | 461 | 795 | 0 | 1.017 | LIGCO | 1 | 0.13655 | 0 | 795 | 45.1759 | 795 |  |  | 0.13655 | 108.5538
3099 | MARTLAKE_3G | 3 | North | YES | 0.056825 | 804 | 500 | 804 | 0 | 1.017 | LIGCO | 1 | 0.13655 | 0 | 804 | 45.6873 | 804 |  |  | 0.13655 | 109.7827
36998 | RDCNYNG1 | 1 | West | YES | 0.056466 | 16.8 | 0 | 84 |  | 1.01 | Wind | 1 | 0.13619 | 0 | 84 |  |  |  |  | 0.13619 | 11.4397
1343 | TRENTIPP_8 | 1 | West | YES | 0.05639 | 30 | 0 | 150 |  | 1.014 | Wind | 1 | 0.13611 | 0 | 150 |  |  |  |  | 0.13611 | 20.4166
1354 | AEPWIND_8 | 1 | West | YES | 0.05639 | 20.2 | 0 | 101 |  | 1 | Wind | 1 | 0.13611 | 0 | 101 |  |  |  |  | 0.13611 | 13.7472
1061 | CIELOGEN_1G | 1 | West | YES | 0.056321 | 19.8 | 0 | 99 |  | 1 | Wind | 1 | 0.13604 | 0 | 99 |  |  |  |  | 0.13604 | 13.4681
1062 | CIELOGEN_2G | 1 | West | YES | 0.056321 | 12.2 | 0 | 61 |  | 1 | Wind | 1 | 0.13604 | 0 | 61 |  |  |  |  | 0.13604 | 8.2985
1069 | KINDERMG_1G | 1 | West | YES | 0.056321 | 25 | 5 | 25 | 0 | 1.017 | Cogen | 1 | 0.13604 | 0 | 0 |  |  |  |  | 0.13604 | 0
1070 | KINDERMG_2G | 1 | West | YES | 0.056321 | 45.7 | 12 | 45.7 | 0 | 1.017 | Cogen | 1 | 0.13604 | 0 | 0 |  |  |  |  | 0.13604 | 0
1071 | KINDERMG_3G | 1 | West | YES | 0.056321 | 45.7 | 12 | 45.7 | 0 | 1.017 | Cogen | 1 | 0.13604 | 0 | 0 |  |  |  |  | 0.13604 | 0
1068 | SCURRYCW_1G | 1 | West | YES | 0.056313 | 28.2 | 1.3 | 141 |  | 1.01 | Wind | 1 | 0.13603 | 0 | 141 |  |  |  |  | 0.13603 | 19.1808
1073 | SCURRYCW_2G | 2 | West | YES | 0.056313 | 24 | 0 | 120 | 0 | 1.017 | Wind | 1 | 0.13603 | 0 | 120 |  |  |  |  | 0.13603 | 16.324
13116 | TGATEWAY_1G | 1 | North | YES | 0.056274 | 151 | 30 | 151 | 0 | 1.0232 | CC | 1 | 0.13599 | 151 | 151 | 8.4974 | 151 |  |  | 0.13599 | 20.5352
13117 | TGATEWAY_2G | 2 | North | YES | 0.056274 | 130 | 30 | 130 | 0 | 1.0232 | CC | 1 | 0.13599 | 130 | 130 | 7.3156 | 130 |  |  | 0.13599 | 17.6793
13118 | TGATEWAY_3G | 3 | North | YES | 0.056274 | 148 | 30 | 148 | 0 | 1.0232 | CC | 1 | 0.13599 | 148 | 148 | 8.3286 | 148 |  |  | 0.13599 | 20.1272
13119 | TGATEWAY_4G | 4 | North | YES | 0.056274 | 399 | 65 | 399 | 0 | 1.0232 | CC | 1 | 0.13599 | 399 | 399 | 22.4533 | 399 |  |  | 0.13599 | 54.2619
6637 | SNYDERW1A | 1 | West | YES | 0.056258 | 12.6 | 0 | 63 | 0 | 1.025 | Wind | 1 | 0.13598 | 0 | 63 |  |  |  |  | 0.13598 | 8.5667
1037 | MORGAN5G_5G | 5 | West | YES | 0.056202 | 109.6 | 40 | 137 | 0 | 1.029 | GST | 1 | 0.13592 | 137 | 137 |  |  |  |  | 0.13592 | 18.6214
1039 | MRGNAG_1G | A | West | YES | 0.056202 | 69 | 69 | 69 | 0 | 1.029 | GGT | 1 | 0.13592 | 69 | 69 |  |  |  |  | 0.13592 | 9.3787
1040 | MRGNBG_2G | B | West | YES | 0.056202 | 70 | 70 | 71 | 0 | 1.029 | GGT | 1 | 0.13592 | 71 | 71 |  |  |  |  | 0.13592 | 9.6505
1041 | MRGNCG_3G | C | West | YES | 0.056202 | 69 | 69 | 70 | 0 | 1.029 | GGT | 1 | 0.13592 | 70 | 70 |  |  |  |  | 0.13592 | 9.5146
1042 | MRGNDG_4G | D | West | YES | 0.056202 | 68 | 68 | 68 | 0 | 1.029 | GGT | 1 | 0.13592 | 68 | 68 |  |  |  |  | 0.13592 | 9.2427
1043 | MRGNEG_5G | E | West | YES | 0.056202 | 68 | 68 | 70 | 0 | 1.029 | GGT | 1 | 0.13592 | 70 | 70 |  |  |  |  | 0.13592 | 9.5146
1044 | MRGNFG_6G | F | West | YES | 0.056202 | 66 | 66 | 66 | 0 | 1.029 | GGT | 1 | 0.13592 | 66 | 66 |  |  |  |  | 0.13592 | 8.9709
1301 | BULLCREK_8 | 1 | West | YES | 0.056128 | 36 | 0 | 180 | 0 | 1.017 | Wind | 1 | 0.13585 | 0 | 180 |  |  |  |  | 0.13585 | 24.4528
1058 | LONGSHORE_5 | 3 | West | YES | 0.056101 | 23.4 | 0 | 117 |  | 1.01 | Wind | 1 | 0.13582 | 0 | 117 |  |  |  |  | 0.13582 | 15.8911
1058 | LONGSHORE_5 | 1 | West | YES | 0.056101 | 30 | 0 | 150 |  | 1.01 | Wind | 1 | 0.13582 | 0 | 150 |  |  |  |  | 0.13582 | 20.3733
1058 | LONGSHORE_5 | 2 | West | YES | 0.056101 | 44 | 0 | 220 |  | 1.01 | Wind | 1 | 0.13582 | 0 | 220 |  |  |  |  | 0.13582 | 29.8808
60058 | BUFF_GAP1A | 1 | West | YES | 0.056037 | 24 | 0 | 120 |  | 1 | Wind | 1 | 0.13576 | 0 | 120 |  |  |  |  | 0.13576 | 16.2909
60060 | CIRELLO | 1 | West | YES | 0.056037 | 46.6 | 0 | 233 | 0 | 1 | Wind | 1 | 0.13576 | 0 | 233 |  |  |  |  | 0.13576 | 31.6315
60063 | BUFF_GAP1B | 1 | West | YES | 0.056037 | 34 | 0 | 170.2 | 0 | 1.02 | Wind | 1 | 0.13576 | 0 | 170.2 |  |  |  |  | 0.13576 | 23.106
60066 | H_HOLLOW1A | 1 | West | YES | 0.056037 | 44.4 | 0 | 222 | 0 | 1.005 | Wind | 1 | 0.13576 | 0 | 222 |  |  |  |  | 0.13576 | 30.1382
60068 | HHOLLOW21A | 1 | West | YES | 0.056037 | 36.8 | 0 | 184 | 0 | 1.025 | Wind | 1 | 0.13576 | 0 | 184 |  |  |  |  | 0.13576 | 24.9794
60070 | HHOLLOW31A | 1 | West | YES | 0.056037 | 44.8 | 0 | 224 | 0 | 1.025 | Wind | 1 | 0.13576 | 0 | 224 |  |  |  |  | 0.13576 | 30.4097
60072 | HHOLLOW41A | 1 | West | YES | 0.056037 | 23 | 0 | 115 | 0 | 1.025 | Wind | 1 | 0.13576 | 0 | 115 |  |  |  |  | 0.13576 | 15.6121
1045 | CALENG1G_1G | 1 | West | YES | 0.055955 | 73.4 | 27 | 73.4 | 0 | 1.014 | Cogen | 1 | 0.13568 | 0 | 0 |  |  |  |  | 0.13568 | 0
1046 | CALENG2G_2G | 2 | West | YES | 0.055955 | 73.4 | 27 | 73.4 | 0 | 1.014 | Cogen | 1 | 0.13568 | 0 | 0 |  |  |  |  | 0.13568 | 0
1047 | CALENG3G_3G | 3 | West | YES | 0.055955 | 70.4 | 27 | 70.4 | 0 | 1.014 | Cogen | 1 | 0.13568 | 0 | 0 |  |  |  |  | 0.13568 | 0
1302 | COYOTEWG_8 | 1 | West | YES | 0.05591 | 45 | 0 | 225 |  | 1.01 | Wind | 1 | 0.13563 | 0 | 225 |  |  |  |  | 0.13563 | 30.5169
1360 | GUNSIGHT_8 | 1 | West | YES | 0.055778 | 24 | 0 | 120 | 0 | 1.01 | Wind | 1 | 0.1355 | 0 | 120 |  |  |  |  | 0.1355 | 16.2598
1327 | WILDHRSE_1G | 1 | West | YES | 0.05576 | 24 | 0 | 120 |  | 1 | Wind | 1 | 0.13548 | 0 | 120 |  |  |  |  | 0.13548 | 16.2577
3348 | CHAMPION_1G | MB | North | YES | 0.055735 | 0 | 42 | 42 |  | 1 | Cogen | 1 | 0.13546 | 0 | 0 | 0 | 0 |  |  | 0.13546 | 0
3113 | LUFKINWB_1G | 1 | North | YES | 0.055679 | 0 | 0 | 50 |  | 1.01 | Trash | 1 | 0.1354 | 50 | 50 | 2.7839 | 50 |  |  | 0.1354 | 6.77
1170 | AIRLAMESA_1G | 1 | West | YES | 0.055607 | 0 | 0 | 180 |  | 1 | Wind | 1 | 0.13533 | 0 | 180 |  |  |  |  | 0.13533 | 24.359
3107 | STRYKER_1G | 1 | North | YES | 0.055507 | 145.6 | 45 | 182 | 0 | 1.029 | GST | 1 | 0.13523 | 182 | 182 | 10.1023 | 182 |  |  | 0.13523 | 24.6114
3108 | STRYKER_2G | 2 | North | YES | 0.055507 | 484 | 75 | 484 | 0 | 1.029 | GST | 1 | 0.13523 | 484 | 484 | 26.8654 | 484 |  |  | 0.13523 | 65.4502
1333 | MCDDONAL_8 | 1 | West | YES | 0.055438 | 42.8 | 0 | 214.2 |  | 1.01 | Wind | 1 | 0.13516 | 0 | 214.2 |  |  |  |  | 0.13516 | 28.951
1320 | BSP 1 | 1 | West | YES | 0.05535 | 25.5 | 2.9 | 25.8 | 0 | 1 | Cogen | 1 | 0.13507 | 0 | 0 |  |  |  |  | 0.13507 | 0
1326 | STANTONW_8 | 1 | West | YES | 0.055337 | 20.1 | 0 | 100.5 |  | 1.01 | Wind | 1 | 0.13506 | 0 | 100.5 |  |  |  |  | 0.13506 | 13.5733
11001 | NAV1CT | 1 | West | YES | 0.055328 | 70.4 | 18 | 70.4 | 0 | 1.029 | CC | 1 | 0.13505 | 70.4 | 70.4 |  |  |  |  | 0.13505 | 9.5074
11009 | NAV2CT | 1 | West | YES | 0.055328 | 71.4 | 18 | 71.4 | 0 | 1.029 | CC | 1 | 0.13505 | 71.4 | 71.4 |  |  |  |  | 0.13505 | 9.6425
11011 | NAV3ST | 1 | West | YES | 0.055328 | 92.8 | 40 | 92.8 | 0 | 1.029 | CC | 1 | 0.13505 | 92.8 | 92.8 |  |  |  |  | 0.13505 | 12.5325
11012 | NAV4CT | 1 | West | YES | 0.055328 | 80 | 18 | 80 | 0 | 1.029 | CC | 1 | 0.13505 | 80 | 80 |  |  |  |  | 0.13505 | 10.8039
11013 | NAV5CT | 1 | West | YES | 0.055328 | 80 | 18 | 80 | 0 | 1.029 | CC | 1 | 0.13505 | 80 | 80 |  |  |  |  | 0.13505 | 10.8039
11014 | NAV6ST | 1 | West | YES | 0.055328 | 115 | 40 | 115 | 0 | 1.029 | CC | 1 | 0.13505 | 115 | 115 |  |  |  |  | 0.13505 | 15.5306
11020 | TIEHVSG_1G | 1 | West | YES | 0.055318 | 208.2 | 63 | 208.2 | 0 | 1.012 | CC | 1 | 0.13504 | 208.2 | 208.2 |  |  |  |  | 0.13504 | 28.1151
11021 | TIEHVCG_1G | 1 | West | YES | 0.055318 | 142.1 | 103 | 142.1 | 0 | 1.012 | CC | 1 | 0.13504 | 142.1 | 142.1 |  |  |  |  | 0.13504 | 19.189
11022 | TIEHVCG_2G | 1 | West | YES | 0.055318 | 132.4 | 103 | 132.4 | 0 | 1.012 | CC | 1 | 0.13504 | 132.4 | 132.4 |  |  |  |  | 0.13504 | 17.8791
11023 | TIEHVCG_3G | 1 | West | YES | 0.055318 | 137.4 | 103 | 137.4 | 0 | 1.012 | CC | 1 | 0.13504 | 137.4 | 137.4 |  |  |  |  | 0.13504 | 18.5543
11024 | TIEHVCG_4G | 1 | West | YES | 0.055318 | 147 | 103 | 147 | 0 | 1.012 | CC | 1 | 0.13504 | 147 | 147 |  |  |  |  | 0.13504 | 19.8507
11025 | TIEHVSG_2G | 1 | West | YES | 0.055318 | 213.2 | 63 | 213.2 | 0 | 1.012 | CC | 1 | 0.13504 | 213.2 | 213.2 |  |  |  |  | 0.13504 | 28.7903
1328 | OCOTILLO_1G | 1 | West | YES | 0.055313 | 11.6 | 0 | 58 |  | 1.01 | Wind | 1 | 0.13503 | 0 | 58 |  |  |  |  | 0.13503 | 7.832
60057 | CALLAHAN1A | 1 | West | YES | 0.055289 | 22.8 | 0 | 114 | 0 | 1.04 | Wind | 1 | 0.13501 | 0 | 114 |  |  |  |  | 0.13501 | 15.3911
76031 | L_GASCCR1_1N | W1 | West | YES | 0.054775 | 30 | 0 | 150 | 0 | 1.02 | Wind | 1 | 0.1345 | 0 | 150 |  |  |  |  | 0.1345 | 20.1744
1146 | NOTREES_1G | 1 | West | YES | 0.054704 | 29.8 | 0 | 149 | 0 | 1.017 | Wind | 1 | 0.13442 | 0 | 149 |  |  |  |  | 0.13442 | 20.0293
7038 | L_DELAWA1_1Y | 2 | West | YES | 0.054601 | 3 | 0 | 30 | 0 | 1 | Wind | 1 | 0.13432 | 0 | 30 |  |  |  |  | 0.13432 | 4.0297
7038 | L_DELAWA1_1Y | 1 | West | YES | 0.054601 | 3.5 | 0 | 35 | 0 | 1 | Wind | 1 | 0.13432 | 0 | 35 |  |  |  |  | 0.13432 | 4.7013
1002 | PBCTAGE_1G | A | West | YES | 0.054547 | 64 | 64 | 66 | 0 | 1.036 | GGT | 1 | 0.13427 | 66 | 66 |  |  |  |  | 0.13427 | 8.8617
1003 | PBCTBGE_2G | B | West | YES | 0.054547 | 65 | 65 | 66 | 0 | 1.036 | GGT | 1 | 0.13427 | 66 | 66 |  |  |  |  | 0.13427 | 8.8617
1004 | PBCTCGE_3G | C | West | YES | 0.054547 | 62 | 62 | 67 | 0 | 1.036 | GGT | 1 | 0.13427 | 67 | 67 |  |  |  |  | 0.13427 | 8.9959
1005 | PBCTDGE_4G | D | West | YES | 0.054547 | 65 | 65 | 68 | 0 | 1.036 | GGT | 1 | 0.13427 | 68 | 68 |  |  |  |  | 0.13427 | 9.1302
1006 | PBCTEGE_5G | E | West | YES | 0.054547 | 65 | 65 | 67 | 0 | 1.036 | GGT | 1 | 0.13427 | 67 | 67 |  |  |  |  | 0.13427 | 8.9959
1007 | PB5GEN_6G | 5 | West | YES | 0.054547 | 91.2 | 40 | 114 | 0 | 1.036 | GST | 1 | 0.13427 | 114 | 114 |  |  |  |  | 0.13427 | 15.3065
1008 | PB6GEN_7G | 6 | West | YES | 0.054547 | 515 | 130 | 515 | 0 | 1.036 | GST | 1 | 0.13427 | 515 | 515 |  |  |  |  | 0.13427 | 69.1479
76091 | L_DIVIDE1_1N | W1 | West | YES | 0.054476 | 110 | 0 | 550 | 0 | 1.02 | Wind | 1 | 0.1342 | 0 | 550 |  |  |  |  | 0.1342 | 73.8082
1349 | WESTXWIN_1G | 1 | West | YES | 0.054361 | 1.3 | 0 | 6.6 |  | 1.014 | Wind | 1 | 0.13408 | 0 | 6.6 |  |  |  |  | 0.13408 | 0.88494
1350 | NWPWRG1_1G | 1 | West | YES | 0.054361 | 6.9 | 1 | 34.3 |  | 1.014 | Wind | 1 | 0.13408 | 0 | 34.3 |  |  |  |  | 0.13408 | 4.599
6407 | TURKTRAK1A | 1 | West | YES | 0.053346 | 33.9 | 0 | 169.5 | 0 | 1.025 | Wind | 1 | 0.13307 | 0 | 169.5 |  |  |  |  | 0.13307 | 22.5548
13134 | CALFREST_4G | 4 | North | YES | 0.05008 | 151.5 | 40 | 151.5 | 0 | 1.031 | CC | 1 | 0.1298 | 151.5 | 151.5 | 7.5871 | 151.5 |  |  | 0.1298 | 19.6648
13135 | CALFREST_5G | 5 | North | YES | 0.05008 | 152.3 | 57 | 152.3 | 0 | 1.031 | CC | 1 | 0.1298 | 152.3 | 152.3 | 7.6272 | 152.3 |  |  | 0.1298 | 19.7686
13136 | CALFREST_6G | 6 | North | YES | 0.05008 | 177.5 | 40 | 177.5 | 0 | 1.031 | CC | 1 | 0.1298 | 177.5 | 177.5 | 8.8892 | 177.5 |  |  | 0.1298 | 23.0396
13131 | CALFREST_1G | 1 | North | YES | 0.049821 | 150.7 | 40 | 150.7 | 0 | 1.031 | CC | 1 | 0.12954 | 150.7 | 150.7 | 7.508 | 150.7 |  |  | 0.12954 | 19.5219
13132 | CALFREST_2G | 2 | North | YES | 0.049821 | 151 | 57 | 151 | 0 | 1.031 | CC | 1 | 0.12954 | 151 | 151 | 7.523 | 151 |  |  | 0.12954 | 19.5608
13133 | CALFREST_3G | 3 | North | YES | 0.049821 | 177.4 | 40 | 177.4 | 0 | 1.031 | CC | 1 | 0.12954 | 177.4 | 177.4 | 8.8382 | 177.4 |  |  | 0.12954 | 22.9807
60007 | KING_SW1A | 1 | West | YES | 0.049424 | 20 | 0 | 80 |  | 1.03 | Wind | 1 | 0.12914 | 0 | 80 |  |  |  |  | 0.12914 | 10.3316
60019 | KING_NW1A | 1 | West | YES | 0.049424 | 20 | 0 | 80 |  | 1.03 | Wind | 1 | 0.12914 | 0 | 80 |  |  |  |  | 0.12914 | 10.3316
60201 | RIO DRCS | F | West | YES | 0.04901 | 0 | 0 | 0 | 0 | 1.025 | AVR | 1 | 0.12873 | 0 | 0 |  |  |  |  | 0.12873 | 0
60016 | WOODWRD11A | 1 | West | YES | 0.048973 | 20 | 0 | 80 |  | 1.033 | Wind | 1 | 0.12869 | 0 | 80 |  |  |  |  | 0.12869 | 10.2955
38332 | TNWDWRDU2_8 | 1 | West | YES | 0.048961 | 20 | 0 | 80 | 0 | 1.0232 | Wind | 1 | 0.12868 | 0 | 80 |  |  |  |  | 0.12868 | 10.2945
38437 | TNSRBNMESA9 | 1 | West | YES | 0.048924 | 37.5 | 0 | 150 |  | 1.02 | Wind | 1 | 0.12864 | 0 | 150 |  |  |  |  | 0.12864 | 19.2967
6016 | SWMESA | 1 | West | YES | 0.048743 | 18.8 | 0 | 75 |  | 1.03 | Wind | 1 | 0.12846 | 0 | 75 |  |  |  |  | 0.12846 | 9.6348
60003 | KING_NE1A | 1 | West | YES | 0.048743 | 20 | 0 | 80 |  | 1.03 | Wind | 1 | 0.12846 | 0 | 80 |  |  |  |  | 0.12846 | 10.2771
60005 | KING_SE1A | 1 | West | YES | 0.048743 | 10 | 0 | 40 |  | 1.035 | Wind | 1 | 0.12846 | 0 | 40 |  |  |  |  | 0.12846 | 5.1385
3381 | BBRN_1G | 1 | North | YES | 0.048505 | 618 | 225 | 618 | 0 | 1.03 | LIGCO | 1 | 0.12823 | 0 | 618 | 29.9761 | 618 |  |  | 0.12823 | 79.2435
3382 | BBRN_2G | 2 | North | YES | 0.048505 | 589 | 225 | 589 | 0 | 1.03 | LIGCO | 1 | 0.12823 | 0 | 589 | 28.5694 | 589 |  |  | 0.12823 | 75.5249
60000 | DSKY2 | 1 | West | YES | 0.048073 | 19.1 | 0 | 76.5 |  | 1.039 | Wind | 1 | 0.12779 | 0 | 76.5 |  |  |  |  | 0.12779 | 9.7762
60017 | ORNNWP1 | 1 | West | YES | 0.047706 | 20 | 0 | 80 |  | 1.027 | Wind | 1 | 0.12743 | 0 | 80 |  |  |  |  | 0.12743 | 10.1941
60018 | DSKY1 | 1 | West | YES | 0.047299 | 21 | 0 | 84 | 0 | 1.023 | Wind | 1 | 0.12702 | 0 | 84 |  |  |  |  | 0.12702 | 10.6697
60202 | FRNDDRCS | F | West | YES | 0.039085 | 0 | 0 | 0 | 0 | 0.9985 | AVR | 1 | 0.11881 | 0 | 0 |  |  |  |  | 0.11881 | 0
48721 | LEG_1___1 | 1 | North | YES | 0.033349 | 827 | 357 | 827 | 0 | 1.0348 | LIGCO | 1 | 0.11307 | 0 | 827 | 27.5796 | 827 |  |  | 0.11307 | 93.5086
48722 | LEG_2___2 | 2 | North | YES | 0.033349 | 819 | 357 | 819 | 0 | 1.0348 | LIGCO | 1 | 0.11307 | 0 | 819 | 27.3128 | 819 |  |  | 0.11307 | 92.6041
39960 | TNTNPONE_18 | 1 | North | YES | 0.027248 | 152.3 | 30 | 152.3 |  | 1.04 | LIGCO | 1 | 0.10697 | 0 | 152.3 | 4.1499 | 152.3 |  |  | 0.10697 | 16.2913
39970 | TNTNPONE_28 | 1 | North | YES | 0.027248 | 153 | 30 | 153 |  | 1.04 | LIGCO | 1 | 0.10697 | 0 | 153 | 4.1689 | 153 |  |  | 0.10697 | 16.3662
990 | GIBN_CREK_G1 | 1 | North | YES | 0.011937 | 463 | 200 | 463 | 0 | 1.0275 | LIGCO | 1 | 0.091658 | 0 | 463 | 5.5268 | 463 |  |  | 0.091658 | 42.4375
32798 | BRYN_TAMUGEN | 1 | North | YES | 0.007787 | 32 | 0 | 32 |  | 1.02 | GST | 1 | 0.087508 | 32 | 32 | 0.24918 | 32 |  |  | 0.087508 | 2.8002
48671 | FTR_GT1_5105 | 1 | North | YES | 0.007588 | 154.2 | 0 | 154.2 | 0 | 1.0319 | CC | 1 | 0.087309 | 154.2 | 154.2 | 1.1701 | 154.2 |  |  | 0.087309 | 13.463
48672 | FTR_GT2_5110 | 2 | North | YES | 0.007588 | 159 | 0 | 159 | 0 | 1.0319 | CC | 1 | 0.087309 | 159 | 159 | 1.2065 | 159 |  |  | 0.087309 | 13.8821
48673 | FTR_GT3_5085 | 3 | North | YES | 0.007588 | 158 | 0 | 158 | 0 | 1.0319 | CC | 1 | 0.087309 | 158 | 158 | 1.1989 | 158 |  |  | 0.087309 | 13.7948
48674 | FTR_CN4_5095 | 4 | North | YES | 0.007588 | 380 | 0 | 380 | 0 | 1.0319 | CC | 1 | 0.087309 | 380 | 380 | 2.8834 | 380 |  |  | 0.087309 | 33.1773
32886 | BRYN_ATKINS3 | MB | North | YES | 0.006945 | 0 | 5 | 12 |  | 1 | GST | 1 | 0.086666 | 0 | 0 | 0 | 0 |  |  | 0.086666 | 0
32887 | BRYN_ATKINS6 | MB | North | YES | 0.006945 | 0 | 12 | 51 |  | 1.028 | GST | 1 | 0.086666 | 0 | 0 | 0 | 0 |  |  | 0.086666 | 0
32888 | BRYN_ATKINS7 | 1 | North | YES | 0.006945 | 13.6 | 4 | 17 |  | 1.028 | GGT | 1 | 0.086666 | 17 | 17 | 0.11807 | 17 |  |  | 0.086666 | 1.4733
32890 | BRYN_ATKINS4 | MB | North | YES | 0.006945 | 0 | 5 | 22 |  | 1.031 | GST | 1 | 0.086666 | 0 | 0 | 0 | 0 |  |  | 0.086666 | 0
32891 | BRYN_ATKINS5 | MB | North | YES | 0.006945 | 0 | 5 | 25 |  | 1.031 | GST | 1 | 0.086666 | 0 | 0 | 0 | 0 |  |  | 0.086666 | 0
32883 | BRYN_DNSBY3 | 1 | North | YES | 0.005819 | 0 | 2 | 48 |  | 1.015 | GST | 1 | 0.08554 | 48 | 48 | 0.27931 | 48 |  |  | 0.08554 | 4.1059
32884 | BRYN_DNSBY13 | 1 | North | YES | 0.005819 | 46 | 2 | 46 | 0 | 1.015 | GST | 1 | 0.08554 | 46 | 46 | 0.26767 | 46 |  |  | 0.08554 | 3.9348
32892 | BRYN_DNSBY14 | 1 | North | YES | 0.005819 | 84 | 25 | 105 | 0 | 1.035 | GST | 1 | 0.08554 | 105 | 105 | 0.61099 | 105 |  |  | 0.08554 | 8.9817
5934 | SI_RAY5 | 5 | South | YES | 0 | 0 | 10 | 15 |  | 1.035 | GST | -1 | 0.061249 | 15 | 15 |  |  | 0 | 15 | -0.061249 | -0.91874
8139 | JOS #1 | MB | South | YES | 0 | 0 | 45 | 255 |  | 1.02 | GST | -1 | 0.061249 | 0 | 0 |  |  | 0 | 0 | -0.061249 | 0
8285 | LAR #1 | MB | South | YES | 0 | 0 | 9 | 32 |  | 1.0497 | GST | -1 | 0.061249 | 0 | 0 |  |  | 0 | 0 | -0.061249 | 0
8287 | LAR #2 | MB | South | YES | 0 | 0 | 9 | 32 |  | 1.04 | GST | -1 | 0.061249 | 0 | 0 |  |  | 0 | 0 | -0.061249 | 0
8288 | LAR #3 | MB | South | YES | 0 | 0 | 25 | 105 |  | 1.04 | GST | -1 | 0.061249 | 0 | 0 |  |  | 0 | 0 | -0.061249 | 0
8388 | BATES0A | MB | South | YES | 0 | 0 | 21 | 71 |  | 1.033 | GST | -1 | 0.061249 | 0 | 0 |  |  | 0 | 0 | -0.061249 | 0
8393 | BATES0B | MB | South | YES | 0 | 0 | 25 | 110 |  | 1.03 | GST | -1 | 0.061249 | 0 | 0 |  |  | 0 | 0 | -0.061249 | 0
8437 | NUECES_B0C | MB | South | YES | 0 | 0 | 7 | 30 |  | 1.03 | GST | -1 | 0.061249 | 0 | 0 |  |  | 0 | 0 | -0.061249 | 0
8438 | NUECES_B0B | MB | South | YES | 0 | 0 | 26 | 169 |  | 1.03 | GST | -1 | 0.061249 | 0 | 0 |  |  | 0 | 0 | -0.061249 | 0
8442 | NUECES_B0A | MB | South | YES | 0 | 0 | 81 | 367 |  | 1.03 | GST | -1 | 0.061249 | 0 | 0 |  |  | 0 | 0 | -0.061249 | 0
39190 | TNSLCGN1__8 | 1 | Houston | YES | 0 | 0 | 10 | 30 |  | 1.03 | Cogen | -1 | 0.061249 | 0 | 0 |  |  |  |  | -0.061249 | 0
48591 | CHE_GT2_5030 | 2 | Houston | YES | -0.014629 | 173 | 50 | 173 | 0 | 1.029 | Cogen | -1 | 0.075878 | 0 | 0 |  |  |  |  | -0.075878 | 0
48811 | CVC_GT3_5045 | 3 | Houston | YES | -0.014629 | 156 | 91.8 | 156 | 0 | 1.029 | Cogen | -1 | 0.075878 | 0 | 0 |  |  |  |  | -0.075878 | 0
48812 | CVC_GT2_5020 | 2 | Houston | YES | -0.014629 | 158 | 91.8 | 158 | 0 | 1.029 | Cogen | -1 | 0.075878 | 0 | 0 |  |  |  |  | -0.075878 | 0
48813 | CVC_GT1_5035 | 1 | Houston | YES | -0.014629 | 160 | 91.8 | 160 | 0 | 1.029 | Cogen | -1 | 0.075878 | 0 | 0 |  |  |  |  | -0.075878 | 0
48814 | CVC_ST5_5040 | 1 | Houston | YES | -0.014629 | 162 | 91.8 | 162 | 0 | 1.029 | Cogen | -1 | 0.075878 | 0 | 0 |  |  |  |  | -0.075878 | 0
48885 | THW_5152 | A | Houston | YES | -0.017086 | 46.4 | 5 | 58 |  | 1.0319 | GGT | -1 | 0.078335 | 58 | 58 |  |  |  |  | -0.078335 | -4.5434
48885 | THW_5152 | B | Houston | YES | -0.017086 | 47.2 | 5 | 59 |  | 1.0319 | GGT | -1 | 0.078335 | 59 | 59 |  |  |  |  | -0.078335 | -4.6218
48886 | THW_5354 | D | Houston | YES | -0.017086 | 46.4 | 5 | 58 |  | 1.0319 | GGT | -1 | 0.078335 | 58 | 58 |  |  |  |  | -0.078335 | -4.5434
48886 | THW_5354 | C | Houston | YES | -0.017086 | 45.6 | 5 | 57 |  | 1.0319 | GGT | -1 | 0.078335 | 57 | 57 |  |  |  |  | -0.078335 | -4.4651
48887 | THW_5556 | F | Houston | YES | -0.017086 | 45.6 | 5 | 57 |  | 1.0319 | GGT | -1 | 0.078335 | 57 | 57 |  |  |  |  | -0.078335 | -4.4651
48887 | THW_5556 | E | Houston | YES | -0.017086 | 47.2 | 5 | 59 |  | 1.0319 | GGT | -1 | 0.078335 | 59 | 59 |  |  |  |  | -0.078335 | -4.6218
48690 | GBY_GN5_5 | 5 | Houston | YES | -0.017263 | 318.4 | 81 | 398 |  | 1.0362 | GSC | -1 | 0.078512 | 398 | 398 |  |  |  |  | -0.078512 | -31.2479
48595 | BTE_GT2_8075 | 1 | Houston | YES | -0.017383 | 162.8 | 130 | 162.8 | 0 | 1.0261 | CC | -1 | 0.078632 | 162.8 | 162.8 |  |  |  |  | -0.078632 | -12.8013
48596 | BTE_GT3_8045 | 2 | Houston | YES | -0.017383 | 161.4 | 130 | 161.4 | 0 | 1.0261 | CC | -1 | 0.078632 | 161.4 | 161.4 |  |  |  |  | -0.078632 | -12.6912
48597 | BTE_GT4_8055 | 3 | Houston | YES | -0.017383 | 158.9 | 130 | 158.9 | 0 | 1.0261 | CC | -1 | 0.078632 | 158.9 | 158.9 |  |  |  |  | -0.078632 | -12.4947
48598 | BTE_ST1_8070 | 4 | Houston | YES | -0.017383 | 269.2 | 60 | 269.2 | 0 | 1.0261 | CC | -1 | 0.078632 | 269.2 | 269.2 |  |  |  |  | -0.078632 | -21.1678
48583 | CBY_GT4_1 | 1 | Houston | YES | -0.017785 | 172 | 0 | 172 | 0 | 1.026 | GSC | -1 | 0.079034 | 172 | 172 |  |  |  |  | -0.079034 | -13.5939
48584 | CBY_GT4_2 | 2 | Houston | YES | -0.017785 | 172 | 0 | 172 | 0 | 1.026 | CC | -1 | 0.079034 | 172 | 172 |  |  |  |  | -0.079034 | -13.5939
48585 | CBY_ST4_1 | 3 | Houston | YES | -0.017785 | 172 | 0 | 172 | 0 | 1.026 | CC | -1 | 0.079034 | 172 | 172 |  |  |  |  | -0.079034 | -13.5939
48815 | CVC_GT4_8005 | 4 | Houston | YES | -0.017862 | 165 | 91.8 | 165 |  | 1.0362 | Cogen | -1 | 0.079111 | 0 | 0 |  |  |  |  | -0.079111 | 0
48581 | CBY_GN1_1 | 1 | Houston | YES | -0.017965 | 595.2 | 108 | 744 | 0 | 1.0435 | GSC | -1 | 0.079214 | 744 | 744 |  |  |  |  | -0.079214 | -58.9354
48791 | PSA_GT1_8160 | 1 | Houston | YES | -0.01799 | 52 | 20.8 | 65 | 0 | 1.0362 | Cogen | -1 | 0.079239 | 0 | 0 |  |  |  |  | -0.079239 | 0
48792 | PSA_GT2_8155 | 2 | Houston | YES | -0.01799 | 52.8 | 20.3 | 66 | 0 | 1.0362 | Cogen | -1 | 0.079239 | 0 | 0 |  |  |  |  | -0.079239 | 0
48793 | PSA_GT3_8150 | 3 | Houston | YES | -0.01799 | 56 | 20.3 | 70 | 0 | 1.0362 | Cogen | -1 | 0.079239 | 0 | 0 |  |  |  |  | -0.079239 | 0
48794 | PSA_GT4_8145 | 4 | Houston | YES | -0.01799 | 52.8 | 20.3 | 66 | 0 | 1.0362 | Cogen | -1 | 0.079239 | 0 | 0 |  |  |  |  | -0.079239 | 0
48795 | PSA_GT5_8140 | 5 | Houston | YES | -0.01799 | 51.2 | 20.3 | 64 | 0 | 1.0362 | Cogen | -1 | 0.079239 | 0 | 0 |  |  |  |  | -0.079239 | 0
48796 | PSA_GN1_8165 | 1 | Houston | YES | -0.01799 | 83.2 | 43.1 | 104 | 0 | 1.0362 | Cogen | -1 | 0.079239 | 0 | 0 |  |  |  |  | -0.079239 | 0
48797 | PSA_GT6_8135 | 6 | Houston | YES | -0.01799 | 47.2 | 34.5 | 59 | 0 | 1.0362 | Cogen | -1 | 0.079239 | 0 | 0 |  |  |  |  | -0.079239 | 0
48651 | EP_1_2 | 1 | Houston | YES | -0.017996 | 4 | 0 | 5 | 0 | 1.0362 | Cogen | -1 | 0.079245 | 0 | 0 |  |  |  |  | -0.079245 | 0
48651 | EP_1_2 | 2 | Houston | YES | -0.017996 | 17.7 | 10 | 21 | 0 | 1.0362 | Cogen | -1 | 0.079245 | 0 | 0 |  |  |  |  | -0.079245 | 0
48883 | THW_GT1_GT_1 | B2 | Houston | YES | -0.018309 | 0 | 0 | 12 |  | 1.043 | GGT | -1 | 0.079558 | 12 | 12 |  |  |  |  | -0.079558 | -0.9547
49803 | EXN_15GT | 1 | Houston | YES | -0.018376 | 33 | 8.3 | 34 |  | 1.0326 | Cogen | -1 | 0.079625 | 0 | 0 |  |  |  |  | -0.079625 | 0
49804 | EXN_16GT | 2 | Houston | YES | -0.018376 | 32 | 8.3 | 34.7 |  | 1.0326 | Cogen | -1 | 0.079625 | 0 | 0 |  |  |  |  | -0.079625 | 0
49805 | EXN_17GT | 3 | Houston | YES | -0.018376 | 31 | 8.3 | 32.7 |  | 1.0326 | Cogen | -1 | 0.079625 | 0 | 0 |  |  |  |  | -0.079625 | 0
49826 | EXN938GT | 5 | Houston | YES | -0.018376 | 43 | 9.2 | 45.9 | 0 | 1.0326 | Cogen | -1 | 0.079625 | 0 | 0 |  |  |  |  | -0.079625 | 0
49828 | EXN941GT | 10 | Houston | YES | -0.018376 | 17.7 | 5.4 | 17.7 | 0 | 1.0326 | Cogen | -1 | 0.079625 | 0 | 0 |  |  |  |  | -0.079625 | 0
49829 | EXN942GT | 11 | Houston | YES | -0.018376 | 20 | 5.4 | 20.4 | 0 | 1.0326 | Cogen | -1 | 0.079625 | 0 | 0 |  |  |  |  | -0.079625 | 0
49830 | EXN943GT | 12 | Houston | YES | -0.018376 | 19 | 5.4 | 19.9 | 0 | 1.0326 | Cogen | -1 | 0.079625 | 0 | 0 |  |  |  |  | -0.079625 | 0
49831 | EXN944GT | 13 | Houston | YES | -0.018376 | 33 | 5.4 | 35 | 0 | 1.0326 | Cogen | -1 | 0.079625 | 0 | 0 |  |  |  |  | -0.079625 | 0
49832 | EXN945GT | 9 | Houston | YES | -0.018376 | 18.5 | 9.2 | 18.5 | 0 | 1.0326 | Cogen | -1 | 0.079625 | 0 | 0 |  |  |  |  | -0.079625 | 0
49837 | EXN_GT | 4 | Houston | YES | -0.018376 | 81 | 21.3 | 85.4 | 0 | 1.0326 | Cogen | -1 | 0.079625 | 0 | 0 |  |  |  |  | -0.079625 | 0
49838 | EXN_14GT | 14 | Houston | YES | -0.018376 | 140 | 0 | 148 |  | 1.0326 | Cogen | -1 | 0.079625 | 0 | 0 |  |  |  |  | -0.079625 | 0
48582 | CBY_GN2_2 | 2 | Houston | YES | -0.018515 | 596.8 | 110 | 746 | 0 | 1.0435 | GSC | -1 | 0.079764 | 746 | 746 |  |  |  |  | -0.079764 | -59.5041
48873 | THW_ST3_ST_3 | 3 | Houston | YES | -0.018845 | 107 | 19 | 107 | 0 | 1.0435 | CC | -1 | 0.080094 | 107 | 107 |  |  |  |  | -0.080094 | -8.5701
48874 | THW_ST4_ST_4 | 4 | Houston | YES | -0.018845 | 108 | 19 | 108 | 0 | 1.0435 | CC | -1 | 0.080094 | 108 | 108 |  |  |  |  | -0.080094 | -8.6502
48875 | THW_3132 | A | Houston | YES | -0.018845 | 55 | 5 | 55 | 0 | 1.0435 | CC | -1 | 0.080094 | 55 | 55 |  |  |  |  | -0.080094 | -4.4052
48875 | THW_3132 | B | Houston | YES | -0.018845 | 53 | 5 | 53 | 0 | 1.0435 | CC | -1 | 0.080094 | 53 | 53 |  |  |  |  | -0.080094 | -4.245
48877 | THW_3334 | D | Houston | YES | -0.018845 | 57 | 5 | 57 | 0 | 1.0435 | CC | -1 | 0.080094 | 57 | 57 |  |  |  |  | -0.080094 | -4.5654
48877 | THW_3334 | C | Houston | YES | -0.018845 | 55 | 5 | 55 | 0 | 1.0435 | CC | -1 | 0.080094 | 55 | 55 |  |  |  |  | -0.080094 | -4.4052
48879 | THW_4142 | F | Houston | YES | -0.018845 | 55 | 5 | 55 | 0 | 1.0435 | CC | -1 | 0.080094 | 55 | 55 |  |  |  |  | -0.080094 | -4.4052
48879 | THW_4142 | E | Houston | YES | -0.018845 | 56 | 5 | 56 | 0 | 1.0435 | CC | -1 | 0.080094 | 56 | 56 |  |  |  |  | -0.080094 | -4.4853
48881 | THW_4344 | H | Houston | YES | -0.018845 | 58 | 5 | 58 | 0 | 1.0435 | CC | -1 | 0.080094 | 58 | 58 |  |  |  |  | -0.080094 | -4.6455
48881 | THW_4344 | G | Houston | YES | -0.018845 | 58 | 5 | 58 | 0 | 1.0435 | CC | -1 | 0.080094 | 58 | 58 |  |  |  |  | -0.080094 | -4.6455
48593 | CHE_GT1_8015 | 1 | Houston | YES | -0.019283 | 173 | 50 | 173 | 0 | 1.0362 | Cogen | -1 | 0.080532 | 0 | 0 |  |  |  |  | -0.080532 | 0
48594 | CHE_GN4_8025 | 4 | Houston | YES | -0.019283 | 142 | 60 | 142 | 0 | 1.0362 | Cogen | -1 | 0.080532 | 0 | 0 |  |  |  |  | -0.080532 | 0
48511 | LPE_GT1_8070 | 1 | Houston | YES | -0.019342 | 42 | 0 | 42 | 0 | 1.0362 | GGT | -1 | 0.080591 | 42 | 42 |  |  |  |  | -0.080591 | -3.3848
48512 | LPE_GT2_8075 | 2 | Houston | YES | -0.019342 | 42 | 0 | 42 | 0 | 1.0362 | GGT | -1 | 0.080591 | 42 | 42 |  |  |  |  | -0.080591 | -3.3848
48513 | LPE_GT3_8080 | 3 | Houston | YES | -0.019342 | 39 | 0 | 39 | 0 | 1.0362 | GGT | -1 | 0.080591 | 39 | 39 |  |  |  |  | -0.080591 | -3.1431
48514 | LPE_GT4_8085 | 4 | Houston | YES | -0.019342 | 39 | 0 | 39 | 0 | 1.0362 | GGT | -1 | 0.080591 | 39 | 39 |  |  |  |  | -0.080591 | -3.1431
48500 | APD_GT1_8005 | 1 | Houston | YES | -0.019397 | 137.6 | 54.6 | 137.6 |  | 1.0362 | Cogen | -1 | 0.080646 | 0 | 0 |  |  |  |  | -0.080646 | 0
48820 | SHELLG1_3015 | 1 | Houston | YES | -0.019702 | 71 | 34.5 | 71 |  | 1.029 | Cogen | -1 | 0.080951 | 0 | 0 |  |  |  |  | -0.080951 | 0
48821 | SHELLG2 | 2 | Houston | YES | -0.019702 | 72 | 34.5 | 72 |  | 1.029 | Cogen | -1 | 0.080951 | 0 | 0 |  |  |  |  | -0.080951 | 0
48822 | SHELLG3_3020 | 2 | Houston | YES | -0.019702 | 30 | 0 | 30 |  | 1.029 | Cogen | -1 | 0.080951 | 0 | 0 |  |  |  |  | -0.080951 | 0
48822 | SHELLG3_3020 | 1 | Houston | YES | -0.019702 | 39 | 0 | 39 |  | 1.029 | Cogen | -1 | 0.080951 | 0 | 0 |  |  |  |  | -0.080951 | 0
48740 | PSG_GN2_8050 | 1 | Houston | YES | -0.019913 | 182 | 60 | 182 | 0 | 1.0326 | Cogen | -1 | 0.081162 | 0 | 0 |  |  |  |  | -0.081162 | 0
48741 | PSG_GT2_8040 | 1 | Houston | YES | -0.019913 | 158.6 | 50 | 158.6 | 0 | 1.0326 | Cogen | -1 | 0.081162 | 0 | 0 |  |  |  |  | -0.081162 | 0
48742 | PSG_GT3_8060 | 1 | Houston | YES | -0.019913 | 157 | 50 | 157 | 0 | 1.0326 | Cogen | -1 | 0.081162 | 0 | 0 |  |  |  |  | -0.081162 | 0
48854 | SRB_GN4_4 | 4 | Houston | YES | -0.019915 | 182.4 | 35 | 228 | 0 | 1.0326 | GST | -1 | 0.081164 | 228 | 228 |  |  |  |  | -0.081164 | -18.5054
48611 | DIB_GT1_8080 | 1 | Houston | YES | -0.01992 | 64 | 0 | 64 | 0 | 1.0326 | Cogen | -1 | 0.081169 | 0 | 0 |  |  |  |  | -0.081169 | 0
48612 | DIB_GT2_8075 | 2 | Houston | YES | -0.01992 | 63.2 | 0 | 63.2 | 0 | 1.0326 | Cogen | -1 | 0.081169 | 0 | 0 |  |  |  |  | -0.081169 | 0
48613 | DIB_ST1_8085 | 3 | Houston | YES | -0.01992 | 67.9 | 30 | 82.6 | 0 | 1.0326 | Cogen | -1 | 0.081169 | 0 | 0 |  |  |  |  | -0.081169 | 0
48614 | DIB_GT3_8090 | 4 | Houston | YES | -0.01992 | 73.6 | 15 | 73.6 | 0 | 1.0326 | Cogen | -1 | 0.081169 | 0 | 0 |  |  |  |  | -0.081169 | 0
48845 | SOL_GT1 | 1 | Houston | YES | -0.019922 | 16.2 | 15.4 | 16.2 |  | 1.0326 | Solar | -1 | 0.081171 | 16.2 | 16.2 |  |  |  |  | -0.081171 | -1.315
48853 | SRB_GN3_3 | 3 | Houston | YES | -0.019925 | 170.4 | 35 | 213 |  | 1.0326 | GST | -1 | 0.081174 | 213 | 213 |  |  |  |  | -0.081174 | -17.2901
48551 | CAL_GT1_8045 | 1 | Houston | YES | -0.01996 | 149 | 0 | 149 | 0 | 1.0326 | Cogen | -1 | 0.081209 | 0 | 0 |  |  |  |  | -0.081209 | 0
48552 | CAL_ST1_8000 | 2 | Houston | YES | -0.01996 | 65.1 | 0 | 65.1 | 0 | 1.0326 | Cogen | -1 | 0.081209 | 0 | 0 |  |  |  |  | -0.081209 | 0
48851 | SRB_GN1_1 | 1 | Houston | YES | -0.019965 | 132 | 26 | 165 | 0 | 1.0217 | GST | -1 | 0.081214 | 165 | 165 |  |  |  |  | -0.081214 | -13.4003
48852 | SRB_GN2_2 | 2 | Houston | YES | -0.019977 | 140.8 | 26 | 176 | 0 | 1.0217 | GST | -1 | 0.081226 | 176 | 176 |  |  |  |  | -0.081226 | -14.2958
48855 | SRB_GT211035 | B2 | Houston | YES | -0.019985 | 0 | 0 | 12 |  | 1.014 | GGT | -1 | 0.081234 | 12 | 12 |  |  |  |  | -0.081234 | -0.97481
48855 | SRB_GT211035 | B1 | Houston | YES | -0.019985 | 0 | 0 | 18 |  | 1.014 | GGT | -1 | 0.081234 | 18 | 18 |  |  |  |  | -0.081234 | -1.4622
48761 | PR_GT1__9040 | 1 | Houston | YES | -0.020137 | 26 | 0 | 35 |  | 1 | Cogen | -1 | 0.081386 | 0 | 0 |  |  |  |  | -0.081386 | 0
48641 | DPEC_GT15040 | 1 | Houston | YES | -0.020278 | 163.2 | 98 | 163.2 | 0 | 1.0319 | CC | -1 | 0.081527 | 163.2 | 163.2 |  |  |  |  | -0.081527 | -13.3052
48642 | DPEC_GT25025 | 2 | Houston | YES | -0.020278 | 157.1 | 98 | 157.1 | 0 | 1.0319 | CC | -1 | 0.081527 | 157.1 | 157.1 |  |  |  |  | -0.081527 | -12.8079
48643 | DPEC_GT35010 | 3 | Houston | YES | -0.020278 | 157.5 | 98 | 157.5 | 0 | 1.0319 | CC | -1 | 0.081527 | 157.5 | 157.5 |  |  |  |  | -0.081527 | -12.8405
48644 | DPEC_GT45070 | 4 | Houston | YES | -0.020278 | 157 | 98 | 157 | 0 | 1.0319 | CC | -1 | 0.081527 | 157 | 157 |  |  |  |  | -0.081527 | -12.7998
48645 | DPEC_ST55065 | 5 | Houston | YES | -0.020278 | 282 | 0 | 282 | 0 | 1.0319 | CC | -1 | 0.081527 | 282 | 282 |  |  |  |  | -0.081527 | -22.9907
48841 | SJS_GT1_GT1 | 1 | Houston | YES | -0.020445 | 62.4 | 49 | 78 | 0 | 1.0362 | Cogen | -1 | 0.081694 | 0 | 0 |  |  |  |  | -0.081694 | 0
48842 | SJS_GT2_GT2 | 2 | Houston | YES | -0.020445 | 64.8 | 49 | 81 | 0 | 1.0362 | Cogen | -1 | 0.081694 | 0 | 0 |  |  |  |  | -0.081694 | 0
48691 | GBY_73741085 | A | Houston | YES | -0.020648 | 37.6 | 20 | 47 | 0 | 1.0362 | GGT | -1 | 0.081897 | 47 | 47 |  |  |  |  | -0.081897 | -3.8492
48691 | GBY_73741085 | B | Houston | YES | -0.020648 | 37.6 | 20 | 47 | 0 | 1.0362 | GGT | -1 | 0.081897 | 47 | 47 |  |  |  |  | -0.081897 | -3.8492
48692 | GBY_81821075 | C | Houston | YES | -0.020648 | 37.6 | 20 | 47 | 0 | 1.0362 | GGT | -1 | 0.081897 | 47 | 47 |  |  |  |  | -0.081897 | -3.8492
48692 | GBY_81821075 | D | Houston | YES | -0.020648 | 44 | 20 | 55 | 0 | 1.0362 | GGT | -1 | 0.081897 | 55 | 55 |  |  |  |  | -0.081897 | -4.5043
48693 | GBY_83841065 | F | Houston | YES | -0.020648 | 43.2 | 20 | 54 | 0 | 1.0362 | GGT | -1 | 0.081897 | 54 | 54 |  |  |  |  | -0.081897 | -4.4224
48693 | GBY_83841065 | E | Houston | YES | -0.020648 | 45.6 | 20 | 57 | 0 | 1.0362 | GGT | -1 | 0.081897 | 57 | 57 |  |  |  |  | -0.081897 | -4.6681
48531 | BYU_GT1_8075 | 1 | Houston | YES | -0.021063 | 65 | 0 | 65 |  | 1.0362 | Cogen | -1 | 0.082312 | 0 | 0 |  |  |  |  | -0.082312 | 0
48532 | BYU_GT2_8055 | 2 | Houston | YES | -0.021063 | 62 | 0 | 62 |  | 1.0362 | Cogen | -1 | 0.082312 | 0 | 0 |  |  |  |  | -0.082312 | 0
48533 | BYU_GT3_8060 | 3 | Houston | YES | -0.021063 | 67 | 0 | 67 |  | 1.0362 | Cogen | -1 | 0.082312 | 0 | 0 |  |  |  |  | -0.082312 | 0
48534 | BYU_GT4_8065 | 4 | Houston | YES | -0.021063 | 65 | 0 | 65 |  | 1.0362 | Cogen | -1 | 0.082312 | 0 | 0 |  |  |  |  | -0.082312 | 0
48561 | CTL_GT2_8130 | 1 | Houston | YES | -0.021391 | 73.5 | 30.3 | 91.9 |  | 1.0362 | Cogen | -1 | 0.08264 | 0 | 0 |  |  |  |  | -0.08264 | 0
48562 | CTL_GT3_8135 | 2 | Houston | YES | -0.021391 | 70.1 | 30.3 | 87.6 |  | 1.0362 | Cogen | -1 | 0.08264 | 0 | 0 |  |  |  |  | -0.08264 | 0
48563 | CTL_GT4_8140 | 3 | Houston | YES | -0.021391 | 69.6 | 30.3 | 87 |  | 1.0362 | Cogen | -1 | 0.08264 | 0 | 0 |  |  |  |  | -0.08264 | 0
48564 | CTL_GN1_8145 | 4 | Houston | YES | -0.021391 | 43.6 | 12.9 | 54.5 |  | 1.0362 | Cogen | -1 | 0.08264 | 0 | 0 |  |  |  |  | -0.08264 | 0
48565 | CTL_GN2_8155 | 5 | Houston | YES | -0.021391 | 9.8 | 3.4 | 12.2 |  | 1.0362 | Cogen | -1 | 0.08264 | 0 | 0 |  |  |  |  | -0.08264 | 0
48772 | PHR_GN2_2 | MB | Houston | YES | -0.022249 | 0 | 72 | 459 |  | 1.0362 | GSC | -1 | 0.083498 | 0 | 0 |  |  |  |  | -0.083498 | 0
38580 | TNBP_CGN1_8 | 1 | Houston | YES | -0.023479 | 70.8 | 0 | 70.8 | 0 | 1.005 | Cogen | -1 | 0.084728 | 0 | 0 |  |  |  |  | -0.084728 | 0
38590 | TNBP_CGN2_8 | 2 | Houston | YES | -0.023479 | 66.7 | 0 | 66.7 | 0 | 1.005 | Cogen | -1 | 0.084728 | 0 | 0 |  |  |  |  | -0.084728 | 0
38600 | TNBP_CGN3_8 | 5 | Houston | YES | -0.023479 | 53 | 0 | 53 | 0 | 1.005 | Cogen | -1 | 0.084728 | 0 | 0 |  |  |  |  | -0.084728 | 0
38611 | TNBPAMCG1_8 | 1 | Houston | YES | -0.023479 | 153.2 | 0 | 153.2 | 0 | 1.005 | Cogen | -1 | 0.084728 | 0 | 0 |  |  |  |  | -0.084728 | 0
38612 | TNBPAMCG2_8 | 2 | Houston | YES | -0.023479 | 153.5 | 0 | 153.5 | 0 | 1.005 | Cogen | -1 | 0.084728 | 0 | 0 |  |  |  |  | -0.084728 | 0
38613 | TNBPAMCG3_8 | 3 | Houston | YES | -0.023479 | 152.3 | 0 | 152.3 | 0 | 1.005 | Cogen | -1 | 0.084728 | 0 | 0 |  |  |  |  | -0.084728 | 0
38614 | TNBPAMCG4_8 | 4 | Houston | YES | -0.023479 | 96 | 0 | 96 |  | 1.005 | Cogen | -1 | 0.084728 | 0 | 0 |  |  |  |  | -0.084728 | 0
38615 | TNBPAMCG5_8 | 1 | Houston | YES | -0.023479 | 244 | 0 | 244 | 0 | 1.005 | Cogen | -1 | 0.084728 | 0 | 0 |  |  |  |  | -0.084728 | 0
38690 | TNBP_CGN4_8 | 3 | Houston | YES | -0.023479 | 40 | 0 | 40 |  | 1.005 | Cogen | -1 | 0.084728 | 0 | 0 |  |  |  |  | -0.084728 | 0
38711 | TNTXCTY1CG8 | 1 | Houston | YES | -0.023479 | 100.3 | 59 | 100.3 | 0 | 1 | Cogen | -1 | 0.084728 | 0 | 0 |  |  |  |  | -0.084728 | 0
38712 | TNTXCTY2CG8 | 1 | Houston | YES | -0.023479 | 92.9 | 59 | 92.9 | 0 | 1 | Cogen | -1 | 0.084728 | 0 | 0 |  |  |  |  | -0.084728 | 0
38713 | TNTXCTY3CG8 | 1 | Houston | YES | -0.023479 | 102.7 | 59 | 102.7 | 0 | 1 | Cogen | -1 | 0.084728 | 0 | 0 |  |  |  |  | -0.084728 | 0
38714 | TNTXCTY4CG8 | 1 | Houston | YES | -0.023479 | 103 | 59 | 103 | 0 | 1 | Cogen | -1 | 0.084728 | 0 | 0 |  |  |  |  | -0.084728 | 0
39470 | TNDOWCGNSG8 | 1 | Houston | YES | -0.023479 | 32 | 10 | 32 | 0 | 0.985 | Cogen | -1 | 0.084728 | 0 | 0 |  |  |  |  | -0.084728 | 0
39480 | TNDOWCGNGG8 | 1 | Houston | YES | -0.023479 | 30 | 10 | 30 | 0 | 0.985 | Cogen | -1 | 0.084728 | 0 | 0 |  |  |  |  | -0.084728 | 0
48921 | WAP_GN1_1 | 1 | Houston | YES | -0.026411 | 132.8 | 37 | 166 | 0 | 1.0362 | GST | -1 | 0.08766 | 166 | 166 |  |  |  |  | -0.08766 | -14.5516
48922 | WAP_GN2_2 | 2 | Houston | YES | -0.026411 | 132.8 | 37 | 166 | 0 | 1.0362 | GST | -1 | 0.08766 | 166 | 166 |  |  |  |  | -0.08766 | -14.5516
48923 | WAP_GN3_3 | 3 | Houston | YES | -0.026411 | 198.4 | 93 | 248 | 0 | 1.0362 | GST | -1 | 0.08766 | 248 | 248 |  |  |  |  | -0.08766 | -21.7397
48924 | WAP_GN4_4 | 4 | Houston | YES | -0.026411 | 546 | 217 | 546 | 0 | 1.0362 | GSC | -1 | 0.08766 | 546 | 546 |  |  |  |  | -0.08766 | -47.8625
48925 | WAP_GN5_5 | 5 | Houston | YES | -0.026411 | 597.9 | 278 | 654 | 0 | 0.985 | LIGCO | -1 | 0.08766 | 0 | 654 |  |  |  |  | -0.08766 | 0
48929 | WAPGT21_GT1 | B1 | Houston | YES | -0.026411 | 0 | 0 | 13 |  | 1.05 | GGT | -1 | 0.08766 | 13 | 13 |  |  |  |  | -0.08766 | -1.1396
48510 | AK_GT1__8040 | 1 | Houston | YES | -0.02647 | 33.4 | 8.1 | 34 |  | 1.029 | Cogen | -1 | 0.087719 | 0 | 0 |  |  |  |  | -0.087719 | 0
48521 | BVE_GT1_GT1 | 1 | Houston | YES | -0.027091 | 167.7 | 0 | 167.7 |  | 1.035 | CC | -1 | 0.08834 | 167.7 | 167.7 |  |  |  |  | -0.08834 | -14.8147
48522 | BVE_GT2_5035 | 2 | Houston | YES | -0.027091 | 166.4 | 0 | 166.4 |  | 1.035 | CC | -1 | 0.08834 | 166.4 | 166.4 |  |  |  |  | -0.08834 | -14.6998
48523 | BVE_ST1_GN1 | 3 | Houston | YES | -0.027091 | 252.4 | 0 | 252.4 |  | 1.035 | CC | -1 | 0.08834 | 252.4 | 252.4 |  |  |  |  | -0.08834 | -22.2971
48926 | WAP_GN6_6 | 6 | Houston | YES | -0.027128 | 651 | 280 | 651 |  | 1.035 | LIGCO | -1 | 0.088377 | 0 | 651 |  |  |  |  | -0.088377 | 0
48927 | WAP_GN7_7 | 7 | Houston | YES | -0.027128 | 564 | 277 | 564 |  | 1.035 | LIGCO | -1 | 0.088377 | 0 | 564 |  |  |  |  | -0.088377 | 0
48928 | WAP_GN8_8 | 8 | Houston | YES | -0.027128 | 603 | 275 | 603 |  | 1.035 | LIGCO | -1 | 0.088377 | 0 | 603 |  |  |  |  | -0.088377 | 0
48730 | MNS_GT | 1 | Houston | YES | -0.027145 | 43 | 0 | 46.1 |  | 1.029 | Cogen | -1 | 0.088394 | 0 | 0 |  |  |  |  | -0.088394 | 0
39760 | TNSCLP1___8 | 1 | Houston | YES | -0.031624 | 93.4 | 20 | 116.8 | 0 | 1.04 | Cogen | -1 | 0.092873 | 0 | 0 |  |  |  |  | -0.092873 | 0
39770 | TNSCLP2___8 | 1 | Houston | YES | -0.031624 | 91.6 | 20 | 114.5 | 0 | 1.04 | Cogen | -1 | 0.092873 | 0 | 0 |  |  |  |  | -0.092873 | 0
39775 | TNSCLP4___8 | 1 | Houston | YES | -0.031624 | 95.2 | 20 | 119 | 0 | 1.04 | Cogen | -1 | 0.092873 | 0 | 0 |  |  |  |  | -0.092873 | 0
39790 | TNSCLP3___8 | 1 | Houston | YES | -0.031624 | 87.6 | 20 | 109.5 | 0 | 1.027 | Cogen | -1 | 0.092873 | 0 | 0 |  |  |  |  | -0.092873 | 0
8032 | AMISTADHYD1 | 1 | South | YES | -0.032113 | 33 | 13 | 33 | 0 | 1.0375 | Hydro | -1 | 0.093362 | 0 | 0 |  |  | 0 | 0 | -0.093362 | 0
8033 | AMISTADHYD2 | 2 | South | YES | -0.032113 | 25 | 13 | 25 | 0 | 1.0375 | Hydro | -1 | 0.093362 | 0 | 0 |  |  | 0 | 0 | -0.093362 | 0
88253 | HAMILTON | F | South | YES | -0.032113 | 0 | 0 | 0 | 0 | 1.04 | BLT | -1 | 0.093362 | 0 | 0 |  |  | 0 | 0 | -0.093362 | 0
48520 | BSF_GT1_8070 | 1 | Houston | YES | -0.032855 | 72 | 0 | 72 | 0 | 1.0326 | Cogen | -1 | 0.094104 | 0 | 0 |  |  |  |  | -0.094104 | 0
48520 | BSF_GT1_8070 | 2 | Houston | YES | -0.032855 | 10 | 0 | 10 | 0 | 1.0326 | Cogen | -1 | 0.094104 | 0 | 0 |  |  |  |  | -0.094104 | 0
49851 | DOW17000 | 37 | Houston | YES | -0.034412 | 39 | 0 | 62 | 0 | 1 | Cogen | -1 | 0.095661 | 0 | 0 |  |  |  |  | -0.095661 | 0
49858 | DOW38100 | 31 | Houston | YES | -0.034412 | 45 | 0 | 71.4 |  | 1 | Cogen | -1 | 0.095661 | 0 | 0 |  |  |  |  | -0.095661 | 0
49859 | DOW38200 | 33 | Houston | YES | -0.034412 | 28 | 0 | 45 | 0 | 1 | Cogen | -1 | 0.095661 | 0 | 0 |  |  |  |  | -0.095661 | 0
49860 | DOW38300 | 32 | Houston | YES | -0.034412 | 63 | 0 | 101 |  | 1 | Cogen | -1 | 0.095661 | 0 | 0 |  |  |  |  | -0.095661 | 0
49862 | DOW39100 | 36 | Houston | YES | -0.034412 | 54 | 0 | 86 | 0 | 1 | Cogen | -1 | 0.095661 | 0 | 0 |  |  |  |  | -0.095661 | 0
49863 | DOW39200 | 35 | Houston | YES | -0.034412 | 55 | 0 | 88 | 0 | 1 | Cogen | -1 | 0.095661 | 0 | 0 |  |  |  |  | -0.095661 | 0
49865 | DOW41000 | 41 | Houston | YES | -0.034412 | 31 | 0 | 50 |  | 1 | Cogen | -1 | 0.095661 | 0 | 0 |  |  |  |  | -0.095661 | 0
49866 | DOW42000 | 42 | Houston | YES | -0.034412 | 11 | 0 | 18 |  | 1 | Cogen | -1 | 0.095661 | 0 | 0 |  |  |  |  | -0.095661 | 0
49869 | DOW49000 | 45 | Houston | YES | -0.034412 | 59 | 0 | 94 |  | 1 | Cogen | -1 | 0.095661 | 0 | 0 |  |  |  |  | -0.095661 | 0
49870 | DOW61000 | 61 | Houston | YES | -0.034412 | 44 | 0 | 70 | 0 | 1 | Cogen | -1 | 0.095661 | 0 | 0 |  |  |  |  | -0.095661 | 0
49871 | DOW62000 | 62 | Houston | YES | -0.034412 | 40 | 0 | 63 | 0 | 1 | Cogen | -1 | 0.095661 | 0 | 0 |  |  |  |  | -0.095661 | 0
49872 | DOW63000 | 63 | Houston | YES | -0.034412 | 45 | 0 | 72 | 0 | 1 | Cogen | -1 | 0.095661 | 0 | 0 |  |  |  |  | -0.095661 | 0
49873 | DOW64000 | 64 | Houston | YES | -0.034412 | 41 | 0 | 64.8 | 0 | 1 | Cogen | -1 | 0.095661 | 0 | 0 |  |  |  |  | -0.095661 | 0
49876 | DOW65000 | 65 | Houston | YES | -0.034412 | 63 | 0 | 101 | 0 | 1 | Cogen | -1 | 0.095661 | 0 | 0 |  |  |  |  | -0.095661 | 0
49877 | DOW66000 | 66 | Houston | YES | -0.034412 | 61 | 0 | 97 | 0 | 1 | Cogen | -1 | 0.095661 | 0 | 0 |  |  |  |  | -0.095661 | 0
49878 | DOW67000 | 67 | Houston | YES | -0.034412 | 65 | 0 | 103 | 0 | 1 | Cogen | -1 | 0.095661 | 0 | 0 |  |  |  |  | -0.095661 | 0
49882 | DOW81000 | 81 | Houston | YES | -0.034412 | 47 | 0 | 76 | 0 | 1 | Cogen | -1 | 0.095661 | 0 | 0 |  |  |  |  | -0.095661 | 0
49884 | DOW82000 | 82 | Houston | YES | -0.034412 | 51 | 0 | 80 | 0 | 1 | Cogen | -1 | 0.095661 | 0 | 0 |  |  |  |  | -0.095661 | 0
49885 | DOW83000 | 83 | Houston | YES | -0.034412 | 51 | 0 | 80 | 0 | 1 | Cogen | -1 | 0.095661 | 0 | 0 |  |  |  |  | -0.095661 | 0
49886 | DOW84000 | 84 | Houston | YES | -0.034412 | 107 | 0 | 171 | 0 | 0.98 | Cogen | -1 | 0.095661 | 0 | 0 |  |  |  |  | -0.095661 | 0
48911 | TGF_GT1_8000 | 1 | Houston | YES | -0.04063 | 69.2 | 0 | 69.2 |  | 1.029 | Cogen | -1 | 0.10188 | 0 | 0 |  |  |  |  | -0.10188 | 0
8262 | ELPS | 1 | South | YES | -0.042428 | 6 | 6 | 6 | 0 | 1.15 | Hydro | -1 | 0.10368 | 0 | 0 |  |  | 0 | 0 | -0.10368 | 0
48731 | CBE_GT1 | 1 | Houston | YES | -0.042682 | 76 | 0 | 76 | 0 | 1.029 | CC | -1 | 0.10393 | 76 | 76 |  |  |  |  | -0.10393 | -7.8988
48732 | CBE_GT2 | 1 | Houston | YES | -0.042682 | 76 | 0 | 76 | 0 | 1.029 | CC | -1 | 0.10393 | 76 | 76 |  |  |  |  | -0.10393 | -7.8988
48733 | CBE_ST12 | 1 | Houston | YES | -0.042682 | 105 | 0 | 105 | 0 | 1.029 | CC | -1 | 0.10393 | 105 | 105 |  |  |  |  | -0.10393 | -10.9128
48734 | CBE_GT3 | 1 | Houston | YES | -0.042682 | 76 | 0 | 76 | 0 | 1.029 | CC | -1 | 0.10393 | 76 | 76 |  |  |  |  | -0.10393 | -7.8988
48735 | CBE_GT4 | 1 | Houston | YES | -0.042682 | 76 | 0 | 76 | 0 | 1.029 | CC | -1 | 0.10393 | 76 | 76 |  |  |  |  | -0.10393 | -7.8988
48736 | CBE_ST34 | 1 | Houston | YES | -0.042682 | 105 | 0 | 105 | 0 | 1.029 | CC | -1 | 0.10393 | 105 | 105 |  |  |  |  | -0.10393 | -10.9128
5911 | STP_GN1___1 | 1 | Houston | YES | -0.042924 | 1333 | 1249 | 1333 | 0 | 1.0406 | Nuc | -1 | 0.10417 | 0 | 0 |  |  |  |  | -0.10417 | 0
5912 | STP_GN2___2 | 2 | Houston | YES | -0.042924 | 1332 | 1249 | 1332 | 0 | 1.0406 | Nuc | -1 | 0.10417 | 0 | 0 |  |  |  |  | -0.10417 | 0
80010 | EPLVT1 | F | South | YES | -0.044827 | 0 | 0 | 0 |  | 1.0376 | AVR | -1 | 0.10608 | 0 | 0 |  |  | 0 | 0 | -0.10608 | 0
8134 | FOR #1 | 1 | South | YES | -0.059176 | 54.1 | 45 | 79 | 0 | 1.03 | Cogen | -1 | 0.12043 | 0 | 0 |  |  | 0 | 0 | -0.12043 | 0
8138 | FOR #2 | 2 | South | YES | -0.059176 | 63.1 | 45 | 81 | 0 | 1.03 | Cogen | -1 | 0.12043 | 0 | 0 |  |  | 0 | 0 | -0.12043 | 0
8153 | FOR #3 | 3 | South | YES | -0.059176 | 63.1 | 45 | 79.9 | 0 | 1.03 | Cogen | -1 | 0.12043 | 0 | 0 |  |  | 0 | 0 | -0.12043 | 0
8154 | FOR #4 | 4 | South | YES | -0.059176 | 63.1 | 60 | 80 | 0 | 1.03 | Cogen | -1 | 0.12043 | 0 | 0 |  |  | 0 | 0 | -0.12043 | 0
8155 | FOR #5 | 5 | South | YES | -0.059176 | 63.1 | 60 | 78.4 | 0 | 1.03 | Cogen | -1 | 0.12043 | 0 | 0 |  |  | 0 | 0 | -0.12043 | 0
8156 | FOR #6 | 6 | South | YES | -0.059176 | 24.9 | 5 | 25 | 0 | 1.03 | Cogen | -1 | 0.12043 | 0 | 0 |  |  | 0 | 0 | -0.12043 | 0
8157 | FOR #7 | 7 | South | YES | -0.059176 | 28.8 | 5 | 46 | 0 | 1.03 | Cogen | -1 | 0.12043 | 0 | 0 |  |  | 0 | 0 | -0.12043 | 0
80051 | FOR #8 | 8 | South | YES | -0.059176 | 28 | 28 | 28 | 0 | 1.016 | Cogen | -1 | 0.12043 | 0 | 0 |  |  | 0 | 0 | -0.12043 | 0
80052 | FOR #9 | 9 | South | YES | -0.059176 | 29.7 | 5 | 43.6 | 0 | 1.03 | Cogen | -1 | 0.12043 | 0 | 0 |  |  | 0 | 0 | -0.12043 | 0
80053 | FOR #10 | 10 | South | YES | -0.059176 | 68.4 | 45 | 75 | 0 | 1.03 | Cogen | -1 | 0.12043 | 0 | 0 |  |  | 0 | 0 | -0.12043 | 0
80226 | ALCOA G | 1 | South | YES | -0.059629 | 32.3 | 5 | 48 | 0 | 1.015 | Cogen | -1 | 0.12088 | 0 | 0 |  |  | 0 | 0 | -0.12088 | 0
8147 | UCAR #2 | 10 | South | YES | -0.061137 | 18.2 | 0 | 28 |  | 1 | Cogen | -1 | 0.12239 | 0 | 0 |  |  | 0 | 0 | -0.12239 | 0
8148 | UCAR #1 | 2 | South | YES | -0.061137 | 6.1 | 0 | 7 | 0 | 1.009 | Cogen | -1 | 0.12239 | 0 | 0 |  |  | 0 | 0 | -0.12239 | 0
80137 | CSDR89 | 9 | South | YES | -0.061137 | 0 | 0 | 15 |  | 1.003 | DCTie | -1 | 0.12239 | 0 | 0 |  |  | 0 | 0 | -0.12239 | 0
80137 | CSDR89 | 8 | South | YES | -0.061137 | 33.9 | 0 | 39 |  | 1.003 | DCTie | -1 | 0.12239 | 0 | 0 |  |  | 0 | 0 | -0.12239 | 0
80138 | CSDR7 | 7 | South | YES | -0.061137 | 6.1 | 0 | 7 | 0 | 1.014 | DCTie | -1 | 0.12239 | 0 | 0 |  |  | 0 | 0 | -0.12239 | 0
80139 | CSDR56 | 6 | South | YES | -0.061137 | 0 | 0 | 39 |  | 1.0033 | DCTie | -1 | 0.12239 | 0 | 0 |  |  | 0 | 0 | -0.12239 | 0
80139 | CSDR56 | 5 | South | YES | -0.061137 | 15 | 0 | 15 |  | 1.0033 | DCTie | -1 | 0.12239 | 0 | 0 |  |  | 0 | 0 | -0.12239 | 0
80140 | CSDR11 | 11 | South | YES | -0.061137 | 33.9 | 0 | 39 | 0 | 1.03 | DCTie | -1 | 0.12239 | 0 | 0 |  |  | 0 | 0 | -0.12239 | 0
80227 | AIRCO G | 1 | South | YES | -0.061305 | 7.2 | 0 | 8 | 0 | 1.0104 | Cogen | -1 | 0.12255 | 0 | 0 |  |  | 0 | 0 | -0.12255 | 0
80224 | VISTRONG1 | 1 | South | YES | -0.061713 | 13.1 | 0 | 15 | 0 | 1.01 | Cogen | -1 | 0.12296 | 0 | 0 |  |  | 0 | 0 | -0.12296 | 0
80225 | VISTRONG2 | 2 | South | YES | -0.061713 | 20.2 | 0 | 23 | 0 | 1.01 | Cogen | -1 | 0.12296 | 0 | 0 |  |  | 0 | 0 | -0.12296 | 0
80012 | LAR | F | South | YES | -0.062003 | 0 | 0 | 0 | 0 | 1.04 | DCTie | -1 | 0.12325 | 0 | 0 |  |  | 0 | 0 | -0.12325 | 0
80265 | LARECU40A | 4 | South | YES | -0.062003 | 80 | 0 | 100 |  | 1.039 | GGT | -1 | 0.12325 | 100 | 100 |  |  | -6.2003 | 100 | -0.12325 | -12.3252
80266 | LARECU50A | 5 | South | YES | -0.062003 | 80 | 0 | 100 |  | 1.039 | GGT | -1 | 0.12325 | 100 | 100 |  |  | -6.2003 | 100 | -0.12325 | -12.3252
5503 | RAYBURNGEN3 | 1 | South | YES | -0.062202 | 17.6 | 6 | 22 | 0 | 1.0223 | GST | -1 | 0.12345 | 22 | 22 |  |  | -1.3684 | 22 | -0.12345 | -2.7159
5505 | RAYBURNGEN1 | 1 | South | YES | -0.062202 | 0 | 1 | 11 |  | 1.0223 | GGT | -1 | 0.12345 | 11 | 11 |  |  | -0.68422 | 11 | -0.12345 | -1.358
5506 | RAYBURNGEN2 | 1 | South | YES | -0.062202 | 0 | 1 | 11 |  | 1.0223 | GGT | -1 | 0.12345 | 11 | 11 |  |  | -0.68422 | 11 | -0.12345 | -1.358
88299 | ZAPATA | F | South | YES | -0.06264 | 0 | 0 | 0 | 0 | 1.02 | BLT | -1 | 0.12389 | 0 | 0 |  |  | 0 | 0 | -0.12389 | 0
5508 | RAYBURNCC9 | 1 | South | YES | -0.062725 | 47.7 | 18.2 | 47.7 | 0 | 1.0296 | CC | -1 | 0.12397 | 47.7 | 47.7 |  |  | -2.992 | 47.7 | -0.12397 | -5.9136
5509 | RAYBURNCC10 | 1 | South | YES | -0.062725 | 37.3 | 5.2 | 37.3 | 0 | 1.0296 | CC | -1 | 0.12397 | 37.3 | 37.3 |  |  | -2.3396 | 37.3 | -0.12397 | -4.6242
5511 | RAYBURNCC7 | 1 | South | YES | -0.062725 | 47.5 | 18.2 | 47.5 | 0 | 1.0296 | CC | -1 | 0.12397 | 47.5 | 47.5 |  |  | -2.9794 | 47.5 | -0.12397 | -5.8888
5512 | RAYBURNCC8 | 1 | South | YES | -0.062725 | 49.3 | 18.2 | 49.3 | 0 | 1.0296 | CC | -1 | 0.12397 | 49.3 | 49.3 |  |  | -3.0923 | 49.3 | -0.12397 | -6.1119
8926 | LGE_GT10A | 1 | South | YES | -0.062792 | 158 | 0 | 158 | 0 | 1.03 | Cogen | -1 | 0.12404 | 0 | 0 |  |  | 0 | 0 | -0.12404 | 0
8927 | LGE_GT20A | 2 | South | YES | -0.062792 | 153 | 0 | 153 | 0 | 1.03 | Cogen | -1 | 0.12404 | 0 | 0 |  |  | 0 | 0 | -0.12404 | 0
8928 | LGE_STG0A | 3 | South | YES | -0.062792 | 100 | 0 | 100 | 0 | 1.03 | Cogen | -1 | 0.12404 | 0 | 0 |  |  | 0 | 0 | -0.12404 | 0
8930 | ICPGN10A | 1 | South | YES | -0.062792 | 149 | 0 | 149 | 0 | 1.03 | Cogen | -1 | 0.12404 | 0 | 0 |  |  | 0 | 0 | -0.12404 | 0
8931 | ICPGN20A | 2 | South | YES | -0.062792 | 150 | 0 | 150 | 0 | 1.03 | Cogen | -1 | 0.12404 | 0 | 0 |  |  | 0 | 0 | -0.12404 | 0
8932 | ICPGN30A | 3 | South | YES | -0.062792 | 127 | 0 | 127 | 0 | 1.03 | Cogen | -1 | 0.12404 | 0 | 0 |  |  | 0 | 0 | -0.12404 | 0
80223 | REYSHR G | 1 | South | YES | -0.062792 | 12 | 0 | 12 | 0 | 1.032 | Cogen | -1 | 0.12404 | 0 | 0 |  |  | 0 | 0 | -0.12404 | 0
8066 | DUP1V#1 | 1 | South | YES | -0.062806 | 52.3 | 0 | 73 | 0 | 1.01 | Cogen | -1 | 0.12406 | 0 | 0 |  |  | 0 | 0 | -0.12406 | 0
5728 | FALCONHYDRO2 | 2 | South | YES | -0.063079 | 12 | 0 | 12 | 0 | 1.0227 | Hydro | -1 | 0.12433 | 0 | 0 |  |  | 0 | 0 | -0.12433 | 0
5729 | FALCONHYDRO3 | 3 | South | YES | -0.063079 | 11 | 0 | 11 | 0 | 1.0227 | Hydro | -1 | 0.12433 | 0 | 0 |  |  | 0 | 0 | -0.12433 | 0
8048 | FALCONHYDRO1 | 1 | South | YES | -0.063079 | 12 | 0 | 12 | 0 | 1.0227 | Hydro | -1 | 0.12433 | 0 | 0 |  |  | 0 | 0 | -0.12433 | 0
8560 | CNOPGT1 | 1 | South | YES | -0.063311 | 148.3 | 0 | 148.3 | 0 | 1.03 | Cogen | -1 | 0.12456 | 0 | 0 |  |  | 0 | 0 | -0.12456 | 0
8561 | CNOPGT2 | 2 | South | YES | -0.063311 | 148.6 | 0 | 148.6 | 0 | 1.03 | Cogen | -1 | 0.12456 | 0 | 0 |  |  | 0 | 0 | -0.12456 | 0
8562 | CNOPST1 | 3 | South | YES | -0.063311 | 153 | 0 | 153 | 0 | 1.03 | Cogen | -1 | 0.12456 | 0 | 0 |  |  | 0 | 0 | -0.12456 | 0
88508 | FALFURRI | F | South | YES | -0.063324 | 0 | 0 | 0 | 0 | 1 | AVR | -1 | 0.12457 | 0 | 0 |  |  | 0 | 0 | -0.12457 | 0
8456 | COSW#1 | 1 | South | YES | -0.063341 | 20 | 0 | 20 | 0 | 1.027 | Cogen | -1 | 0.12459 | 0 | 0 |  |  | 0 | 0 | -0.12459 | 0
8457 | COSW#2 | 2 | South | YES | -0.063341 | 14 | 0 | 14 | 0 | 1.027 | Cogen | -1 | 0.12459 | 0 | 0 |  |  | 0 | 0 | -0.12459 | 0
8459 | B_DAVIS0B | MB | South | YES | -0.063406 | 0 | 50 | 339 |  | 1.03 | GSC | -1 | 0.12466 | 0 | 0 |  |  | 0 | 0 | -0.12466 | 0
8460 | B_DAVIS0A | MB | South | YES | -0.063406 | 0 | 50 | 340 |  | 1.03 | GSC | -1 | 0.12466 | 0 | 0 |  |  | 0 | 0 | -0.12466 | 0
8173 | VICEC51A | 5 | South | YES | -0.063429 | 144 | 18 | 144 | 0 | 1.025 | CC | -1 | 0.12468 | 144 | 144 |  |  | -9.1338 | 144 | -0.12468 | -17.9537
8174 | VICEC61A | 6 | South | YES | -0.063429 | 188 | 42 | 188 | 0 | 1.025 | CC | -1 | 0.12468 | 188 | 188 |  |  | -11.9247 | 188 | -0.12468 | -23.4395
8506 | VAL #1 | 1 | South | YES | -0.063442 | 20.9 | 0 | 25 | 0 | 1.0055 | Cogen | -1 | 0.12469 | 0 | 0 |  |  | 0 | 0 | -0.12469 | 0
8507 | VAL #2 | 2 | South | YES | -0.063442 | 20.9 | 0 | 25 | 0 | 1.0055 | Cogen | -1 | 0.12469 | 0 | 0 |  |  | 0 | 0 | -0.12469 | 0
8511 | OXY_CC0A | 1 | South | YES | -0.063494 | 30.3 | 0 | 38 |  | 1.027 | Cogen | -1 | 0.12474 | 0 | 0 |  |  | 0 | 0 | -0.12474 | 0
8461 | KOCH_UP0A | 1 | South | YES | -0.063497 | 38 | 0 | 38 | 0 | 1.012 | Cogen | -1 | 0.12475 | 0 | 0 |  |  | 0 | 0 | -0.12475 | 0
8933 | FGNTS001 | 1 | South | YES | -0.063538 | 146.5 | 0 | 146.5 | 0 | 1.03 | CC | -1 | 0.12479 | 146.5 | 146.5 |  |  | -9.3083 | 146.5 | -0.12479 | -18.2813
8934 | FGNTS101 | 2 | South | YES | -0.063538 | 147.9 | 0 | 147.9 | 0 | 1.03 | CC | -1 | 0.12479 | 147.9 | 147.9 |  |  | -9.3973 | 147.9 | -0.12479 | -18.456
8935 | FGNTS201 | 3 | South | YES | -0.063538 | 173 | 0 | 173 | 0 | 1.03 | CC | -1 | 0.12479 | 173 | 173 |  |  | -10.9921 | 173 | -0.12479 | -21.5882
8936 | MVGN#1 | 1 | South | YES | -0.063613 | 216.6 | 0 | 216.6 | 0 | 1.0304 | CC | -1 | 0.12486 | 216.6 | 216.6 |  |  | -13.7786 | 216.6 | -0.12486 | -27.0452
8937 | MVGN#2 | 2 | South | YES | -0.063613 | 216.7 | 0 | 216.7 | 0 | 1.0304 | CC | -1 | 0.12486 | 216.7 | 216.7 |  |  | -13.7849 | 216.7 | -0.12486 | -27.0576
8938 | MVGN#3 | 3 | South | YES | -0.063613 | 250.9 | 0 | 250.9 | 0 | 1.0304 | CC | -1 | 0.12486 | 250.9 | 250.9 |  |  | -15.9605 | 250.9 | -0.12486 | -31.3279
8981 | HECN1 | 1 | South | YES | -0.063613 | 144.8 | 0 | 144.8 | 0 | 1.0304 | CC | -1 | 0.12486 | 144.8 | 144.8 |  |  | -9.2112 | 144.8 | -0.12486 | -18.08
8982 | HECN2 | 2 | South | YES | -0.063613 | 144.1 | 0 | 144.1 | 0 | 1.0304 | CC | -1 | 0.12486 | 144.1 | 144.1 |  |  | -9.1666 | 144.1 | -0.12486 | -17.9926
8983 | HECN3 | 3 | South | YES | -0.063613 | 171.9 | 0 | 171.9 | 0 | 1.0304 | CC | -1 | 0.12486 | 171.9 | 171.9 |  |  | -10.9351 | 171.9 | -0.12486 | -21.4638
5932 | SI_RAY9 | 9 | South | YES | -0.063669 | 32 | 32 | 38 | 0 | 1.035 | CC | -1 | 0.12492 | 38 | 38 |  |  | -2.4194 | 38 | -0.12492 | -4.7469
5933 | SI_RAY6 | 6 | South | YES | -0.063669 | 15.4 | 10 | 19.3 | 0 | 1.035 | GST | -1 | 0.12492 | 19.3 | 19.3 |  |  | -1.2288 | 19.3 | -0.12492 | -2.4109
5935 | SI_RAY10 | 10 | South | YES | -0.063669 | 47 | 10 | 47 | 0 | 1.03 | CC | -1 | 0.12492 | 47 | 47 |  |  | -2.9924 | 47 | -0.12492 | -5.8712
80003 | MILHWYS | F | South | YES | -0.063669 | 0 | 0 | 0 | 0 | 1.0168 | AVR | -1 | 0.12492 | 0 | 0 |  |  | 0 | 0 | -0.12492 | 0
8517 | CELANEBI0A | 1 | South | YES | -0.063673 | 29 | 0 | 29 | 0 | 1.02 | Cogen | -1 | 0.12492 | 0 | 0 |  |  | 0 | 0 | -0.12492 | 0
80080 | GWINDT11A | 3 | South | YES | -0.0637 | 16.4 | 0 | 38 | 0 | 1.025 | Wind | -1 | 0.12495 | 0 | 38 |  |  | 0 | 0 | -0.12495 | 0
80080 | GWINDT11A | 2 | South | YES | -0.0637 | 17.7 | 0 | 41 | 0 | 1.025 | Wind | -1 | 0.12495 | 0 | 41 |  |  | 0 | 0 | -0.12495 | 0
80080 | GWINDT11A | 1 | South | YES | -0.0637 | 40.6 | 0 | 94 | 0 | 1.025 | Wind | -1 | 0.12495 | 0 | 94 |  |  | 0 | 0 | -0.12495 | 0
80080 | GWINDT11A | 4 | South | YES | -0.0637 | 8.2 | 0 | 19 | 0 | 1.025 | Wind | -1 | 0.12495 | 0 | 19 |  |  | 0 | 0 | -0.12495 | 0
80081 | GWINDT21A | 3 | South | YES | -0.0637 | 18.6 | 0 | 43 | 0 | 1.025 | Wind | -1 | 0.12495 | 0 | 43 |  |  | 0 | 0 | -0.12495 | 0
80081 | GWINDT21A | 4 | South | YES | -0.0637 | 9.5 | 0 | 22 | 0 | 1.025 | Wind | -1 | 0.12495 | 0 | 22 |  |  | 0 | 0 | -0.12495 | 0
80081 | GWINDT21A | 1 | South | YES | -0.0637 | 40.6 | 0 | 94 | 0 | 1.025 | Wind | -1 | 0.12495 | 0 | 94 |  |  | 0 | 0 | -0.12495 | 0
80081 | GWINDT21A | 2 | South | YES | -0.0637 | 15.5 | 0 | 36 | 0 | 1.025 | Wind | -1 | 0.12495 | 0 | 36 |  |  | 0 | 0 | -0.12495 | 0
80180 | PNSCALT11A | 1 | South | YES | -0.0637 | 63 | 0 | 146 | 0 | 1.025 | Wind | -1 | 0.12495 | 0 | 146 |  |  | 0 | 0 | -0.12495 | 0
80180 | PNSCALT11A | 2 | South | YES | -0.0637 | 21.6 | 0 | 50 | 0 | 1.025 | Wind | -1 | 0.12495 | 0 | 50 |  |  | 0 | 0 | -0.12495 | 0
80181 | PNSCALT21A | 2 | South | YES | -0.0637 | 21.6 | 0 | 50 | 0 | 1.025 | Wind | -1 | 0.12495 | 0 | 50 |  |  | 0 | 0 | -0.12495 | 0
80181 | PNSCALT21A | 1 | South | YES | -0.0637 | 23.7 | 0 | 55 | 0 | 1.025 | Wind | -1 | 0.12495 | 0 | 55 |  |  | 0 | 0 | -0.12495 | 0
8161 | COLETO0A | 1 | South | YES | -0.066052 | 633 | 200 | 633 | 0 | 1.03 | LIGCO | -1 | 0.1273 | 0 | 633 |  |  | 0 | 0 | -0.1273 | 0
88198 | BEEVILLE | F | South | YES | -0.066732 | 0 | 0 | 0 | 0 | 1.02 | AVR | -1 | 0.12798 | 0 | 0 |  |  | 0 | 0 | -0.12798 | 0
5890 | PEARSALLGEN1 | 1 | South | YES | -0.067101 | 19.2 | 6 | 24 | 0 | 1.0161 | GST | -1 | 0.12835 | 24 | 24 |  |  | -1.6104 | 24 | -0.12835 | -3.0804
5891 | PEARSALLGEN2 | 1 | South | YES | -0.067101 | 19.4 | 6 | 24.3 | 0 | 1.0161 | GST | -1 | 0.12835 | 24.3 | 24.3 |  |  | -1.6306 | 24.3 | -0.12835 | -3.1189
5892 | PEARSALLGEN3 | 1 | South | YES | -0.067101 | 19.1 | 6 | 23.9 | 0 | 1.0161 | GST | -1 | 0.12835 | 23.9 | 23.9 |  |  | -1.6037 | 23.9 | -0.12835 | -3.0676
5903 | SANMIGUELGEN | 1 | South | YES | -0.071687 | 396.3 | 180 | 396.3 | 0 | 1.0331 | LIGCO | -1 | 0.13294 | 0 | 396.3 |  |  | 0 | 0 | -0.13294 | 0
8189 | CUECPL2A | 1 | South | YES | -0.075073 | 12 | 0 | 12 | 0 | 1.02 | Cogen | -1 | 0.13632 | 0 | 0 |  |  | 0 | 0 | -0.13632 | 0
5264 | LEON_LCP3G3 | 3 | South | YES | -0.075093 | 0 | 20 | 58 |  | 1.0197 | GST | -1 | 0.13634 | 58 | 58 |  |  | -4.3554 | 58 | -0.13634 | -7.9078
5265 | LEON_LCP4G4 | 4 | South | YES | -0.075093 | 71.2 | 25 | 89 | 0 | 1.0197 | GST | -1 | 0.13634 | 89 | 89 |  |  | -6.6833 | 89 | -0.13634 | -12.1345
5266 | LEON_LCPCT1 | 1 | South | YES | -0.075093 | 44 | 24 | 44 | 0 | 1.0197 | GGT | -1 | 0.13634 | 44 | 44 |  |  | -3.3041 | 44 | -0.13634 | -5.9991
5267 | LEON_LCPCT2 | 2 | South | YES | -0.075093 | 44 | 24 | 44 | 0 | 1.0197 | GGT | -1 | 0.13634 | 44 | 44 |  |  | -3.3041 | 44 | -0.13634 | -5.9991
5268 | LEON_LCPCT3 | 3 | South | YES | -0.075093 | 43 | 24 | 43 | 0 | 1.0197 | GGT | -1 | 0.13634 | 43 | 43 |  |  | -3.229 | 43 | -0.13634 | -5.8627
5269 | LEON_LCPCT4 | 4 | South | YES | -0.075093 | 45 | 24 | 45 | 0 | 1.0197 | GGT | -1 | 0.13634 | 45 | 45 |  |  | -3.3792 | 45 | -0.13634 | -6.1354
5401 | CALAVER_JKS1 | 1 | South | YES | -0.075209 | 562 | 100 | 562 | 0 | 1.018 | LIGCO | -1 | 0.13646 | 0 | 562 |  |  | 0 | 0 | -0.13646 | 0
5476 | BRA_AVR1_CT1 | 1 | South | YES | -0.075524 | 155 | 90 | 155 | 0 | 1.017 | CC | -1 | 0.13677 | 155 | 155 |  |  | -11.7062 | 155 | -0.13677 | -21.1998
5477 | BRA_AVR1_ST1 | 1 | South | YES | -0.075524 | 174 | 138 | 174 | 0 | 1.017 | CC | -1 | 0.13677 | 174 | 174 |  |  | -13.1412 | 174 | -0.13677 | -23.7985
5478 | BRA_AVR1_CT2 | 1 | South | YES | -0.075524 | 155 | 90 | 155 | 0 | 1.017 | CC | -1 | 0.13677 | 155 | 155 |  |  | -11.7062 | 155 | -0.13677 | -21.1998
5028 | BRAUNIG_VHB3 | 3 | South | YES | -0.075544 | 407 | 60 | 407 | 0 | 1.0138 | GST | -1 | 0.13679 | 407 | 407 |  |  | -30.7464 | 407 | -0.13679 | -55.6748
5026 | BRAUNIG_VHB1 | 1 | South | YES | -0.075602 | 215 | 40 | 215 | 0 | 1.0192 | GST | -1 | 0.13685 | 215 | 215 |  |  | -16.2544 | 215 | -0.13685 | -29.423
5027 | BRAUNIG_VHB2 | 2 | South | YES | -0.075602 | 172.8 | 40 | 216 | 0 | 1.0192 | GST | -1 | 0.13685 | 216 | 216 |  |  | -16.33 | 216 | -0.13685 | -29.5599
5031 | BRA_VHBCT1 | 1 | South | YES | -0.075602 | 44 | 24 | 44 | 0 | 1.0192 | GST | -1 | 0.13685 | 44 | 44 |  |  | -3.3265 | 44 | -0.13685 | -6.0215
5032 | BRA_VHBCT2 | 2 | South | YES | -0.075602 | 44 | 24 | 44 | 0 | 1.0192 | GST | -1 | 0.13685 | 44 | 44 |  |  | -3.3265 | 44 | -0.13685 | -6.0215
5033 | BRA_VHBCT3 | 3 | South | YES | -0.075602 | 43 | 24 | 43 | 0 | 1.0192 | GST | -1 | 0.13685 | 43 | 43 |  |  | -3.2509 | 43 | -0.13685 | -5.8846
5034 | BRA_VHBCT4 | 4 | South | YES | -0.075602 | 45 | 24 | 45 | 0 | 1.0192 | GST | -1 | 0.13685 | 45 | 45 |  |  | -3.4021 | 45 | -0.13685 | -6.1583
5396 | CALAVER_OWS1 | 1 | South | YES | -0.075687 | 418 | 80 | 418 | 0 | 1.0192 | GST | -1 | 0.13694 | 418 | 418 |  |  | -31.6372 | 418 | -0.13694 | -57.2393
5397 | CALAVER_OWS2 | 2 | South | YES | -0.075687 | 400 | 80 | 400 | 0 | 1.0192 | GST | -1 | 0.13694 | 400 | 400 |  |  | -30.2748 | 400 | -0.13694 | -54.7745
7026 | L_INKSDA1_1Y | 1 | South | YES | -0.075687 | 0 | 0 | 13.7 |  | 1 | Hydro | -1 | 0.13694 | 0 | 0 |  |  | 0 | 0 | -0.13694 | 0
5111 | CALAVER_JTD1 | 1 | South | YES | -0.075744 | 430 | 80 | 430 | 0 | 1.0138 | LIGCO | -1 | 0.13699 | 0 | 430 |  |  | 0 | 0 | -0.13699 | 0
5112 | CALAVER_JTD2 | 2 | South | YES | -0.075744 | 430 | 80 | 430 | 0 | 1.0138 | LIGCO | -1 | 0.13699 | 0 | 430 |  |  | 0 | 0 | -0.13699 | 0
5436 | TUTTL_WBT1G1 | 1 | South | YES | -0.076013 | 48.8 | 20 | 61 | 0 | 1.012 | GST | -1 | 0.13726 | 61 | 61 |  |  | -4.6368 | 61 | -0.13726 | -8.373
5438 | TUTTL_WBT3G3 | 3 | South | YES | -0.076013 | 95 | 25 | 95 | 0 | 1.012 | GST | -1 | 0.13726 | 95 | 95 |  |  | -7.2212 | 95 | -0.13726 | -13.0399
5439 | TUTTL_WBT4G4 | 4 | South | YES | -0.076013 | 120.8 | 40 | 151 | 0 | 1.012 | GST | -1 | 0.13726 | 151 | 151 |  |  | -11.478 | 151 | -0.13726 | -20.7266
7800 | L_GUADGE1_1Y | 1 | South | YES | -0.077722 | 147 | 30 | 147 | 0 | 1.02 | CC | -1 | 0.13897 | 147 | 147 |  |  | -11.4251 | 147 | -0.13897 | -20.4288
7801 | L_GUADGE1_2Y | 2 | South | YES | -0.077722 | 138 | 30 | 138 | 0 | 1.02 | CC | -1 | 0.13897 | 138 | 138 |  |  | -10.7256 | 138 | -0.13897 | -19.178
7802 | L_GUADGE1_3Y | 3 | South | YES | -0.077722 | 146 | 30 | 146 | 0 | 1.02 | CC | -1 | 0.13897 | 146 | 146 |  |  | -11.3474 | 146 | -0.13897 | -20.2898
7803 | L_GUADGE1_4Y | 4 | South | YES | -0.077722 | 149 | 30 | 149 | 0 | 1.02 | CC | -1 | 0.13897 | 149 | 149 |  |  | -11.5806 | 149 | -0.13897 | -20.7067
7804 | L_GUADGE1_5Y | 5 | South | YES | -0.077722 | 182 | 30 | 182 | 0 | 1.02 | CC | -1 | 0.13897 | 182 | 182 |  |  | -14.1454 | 182 | -0.13897 | -25.2928
7805 | L_GUADGE1_6Y | 6 | South | YES | -0.077722 | 203 | 30 | 203 | 0 | 1.02 | CC | -1 | 0.13897 | 203 | 203 |  |  | -15.7776 | 203 | -0.13897 | -28.2112
7022 | L_BUCHAN1_1Y | 1 | South | YES | -0.07829 | 0 | 0 | 18 |  | 1 | Hydro | -1 | 0.13954 | 0 | 0 |  |  | 0 | 0 | -0.13954 | 0
7023 | L_BUCHAN1_2Y | 2 | South | YES | -0.07829 | 0 | 0 | 18 |  | 1 | Hydro | -1 | 0.13954 | 0 | 0 |  |  | 0 | 0 | -0.13954 | 0
7024 | L_BUCHAN1_3Y | 3 | South | YES | -0.07829 | 0 | 0 | 15 |  | 1 | Hydro | -1 | 0.13954 | 0 | 0 |  |  | 0 | 0 | -0.13954 | 0
7609 | L_SCHUMA8_1Y | 1 | South | YES | -0.07951 | 0 | 0 | 4 |  | 1 | Hydro | -1 | 0.14076 | 0 | 0 |  |  | 0 | 0 | -0.14076 | 0
7624 | L_LAKEWO9_1Y | 2 | South | YES | -0.07956 | 0 | 0 | 2.4 |  | 1 | Hydro | -1 | 0.14081 | 0 | 0 |  |  | 0 | 0 | -0.14081 | 0
7624 | L_LAKEWO9_1Y | 1 | South | YES | -0.07956 | 0 | 0 | 2.4 |  | 1 | Hydro | -1 | 0.14081 | 0 | 0 |  |  | 0 | 0 | -0.14081 | 0
7810 | L_RIONOG1G1Y | 1 | South | YES | -0.08036 | 148 | 0 | 148 | 0 | 1.02 | CC | -1 | 0.14161 | 148 | 148 |  |  | -11.8933 | 148 | -0.14161 | -20.9582
7811 | L_RIONOG1G2Y | 2 | South | YES | -0.08036 | 148 | 0 | 148 | 0 | 1.02 | CC | -1 | 0.14161 | 148 | 148 |  |  | -11.8933 | 148 | -0.14161 | -20.9582
7812 | L_RIONOG1G3Y | 3 | South | YES | -0.08036 | 154 | 0 | 154 | 0 | 1.02 | CC | -1 | 0.14161 | 154 | 154 |  |  | -12.3754 | 154 | -0.14161 | -21.8078
7813 | L_RIONOG1S1Y | 4 | South | YES | -0.08036 | 293 | 0 | 293 | 0 | 1.02 | CC | -1 | 0.14161 | 293 | 293 |  |  | -23.5455 | 293 | -0.14161 | -41.4915
7605 | L_MCQUEE9_1Y | 3 | South | YES | -0.080599 | 0 | 0 | 2.8 |  | 1.025 | Hydro | -1 | 0.14185 | 0 | 0 |  |  | 0 | 0 | -0.14185 | 0
7605 | L_MCQUEE9_1Y | 2 | South | YES | -0.080599 | 0 | 0 | 2.4 |  | 1.025 | Hydro | -1 | 0.14185 | 0 | 0 |  |  | 0 | 0 | -0.14185 | 0
7605 | L_MCQUEE9_1Y | 1 | South | YES | -0.080599 | 0 | 0 | 2.4 |  | 1.025 | Hydro | -1 | 0.14185 | 0 | 0 |  |  | 0 | 0 | -0.14185 | 0
7000 | L_FERGUS1_1Y | 1 | South | YES | -0.080663 | 400 | 65 | 423.3 | 0 | 1.015 | GSC | -1 | 0.14191 | 423.3 | 423.3 |  |  | -34.1446 | 423.3 | -0.14191 | -60.0714
7035 | L_WIRTZ_1G1Y | 1 | South | YES | -0.08132 | 0 | 0 | 29 |  | 1 | Hydro | -1 | 0.14257 | 0 | 0 |  |  | 0 | 0 | -0.14257 | 0
7036 | L_WIRTZ_1G2Y | 2 | South | YES | -0.08132 | 23 | 0 | 29.8 |  | 1 | Hydro | -1 | 0.14257 | 0 | 0 |  |  | 0 | 0 | -0.14257 | 0
7014 | L_HAYSEN1_1Y | 1 | South | YES | -0.083133 | 223.9 | 74 | 223.9 | 0 | 1.008 | CC | -1 | 0.14438 | 223.9 | 223.9 |  |  | -18.6135 | 223.9 | -0.14438 | -32.3272
7015 | L_HAYSEN1_2Y | 2 | South | YES | -0.083133 | 225 | 74 | 225 | 0 | 1.008 | CC | -1 | 0.14438 | 225 | 225 |  |  | -18.7049 | 225 | -0.14438 | -32.486
7016 | L_HAYSEN1_3Y | 3 | South | YES | -0.083133 | 224.6 | 74 | 224.6 | 0 | 1.008 | CC | -1 | 0.14438 | 224.6 | 224.6 |  |  | -18.6717 | 224.6 | -0.14438 | -32.4282
7017 | L_HAYSEN1_4Y | 4 | South | YES | -0.083133 | 226.7 | 74 | 226.7 | 0 | 1.008 | CC | -1 | 0.14438 | 226.7 | 226.7 |  |  | -18.8463 | 226.7 | -0.14438 | -32.7314
7487 | L_CANYHY8_1Y | 1 | South | YES | -0.084903 | 0 | 0 | 6 |  | 1 | Hydro | -1 | 0.14615 | 0 | 0 |  |  | 0 | 0 | -0.14615 | 0
7028 | L_MARBFA1_1Y | 1 | South | YES | -0.085003 | 0 | 0 | 18 |  | 1 | Hydro | -1 | 0.14625 | 0 | 0 |  |  | 0 | 0 | -0.14625 | 0
7029 | L_MARBFA1_2Y | 2 | South | YES | -0.085003 | 0 | 0 | 18 |  | 1 | Hydro | -1 | 0.14625 | 0 | 0 |  |  | 0 | 0 | -0.14625 | 0
7012 | L_FPPYD21_3Y | 3 | South | YES | -0.085133 | 427.5 | 200 | 436 | 0 | 1.02 | LIGCO | -1 | 0.14638 | 0 | 436 |  |  | 0 | 0 | -0.14638 | 0
7010 | L_FPPYD11_1Y | 1 | South | YES | -0.08521 | 547.4 | 200 | 606 | 0 | 1.02 | LIGCO | -1 | 0.14646 | 0 | 606 |  |  | 0 | 0 | -0.14646 | 0
7011 | L_FPPYD11_2Y | 2 | South | YES | -0.08521 | 552.2 | 200 | 598 | 0 | 1.02 | LIGCO | -1 | 0.14646 | 0 | 598 |  |  | 0 | 0 | -0.14646 | 0
7303 | L_WPPGS12_1Y | 2 | South | YES | -0.086189 | 50 | 0 | 50 | 0 | 1.025 | GGT | -1 | 0.14744 | 50 | 50 |  |  | -4.3095 | 50 | -0.14744 | -7.3719
7303 | L_WPPGS12_1Y | 1 | South | YES | -0.086189 | 50 | 0 | 50 | 0 | 1.025 | GGT | -1 | 0.14744 | 50 | 50 |  |  | -4.3095 | 50 | -0.14744 | -7.3719
7305 | L_WPPGS34_1Y | 3 | South | YES | -0.086189 | 50 | 0 | 50 | 0 | 1.025 | GGT | -1 | 0.14744 | 50 | 50 |  |  | -4.3095 | 50 | -0.14744 | -7.3719
7305 | L_WPPGS34_1Y | 4 | South | YES | -0.086189 | 50 | 0 | 50 | 0 | 1.025 | GGT | -1 | 0.14744 | 50 | 50 |  |  | -4.3095 | 50 | -0.14744 | -7.3719
7004 | L_SIMGID1_1Y | 1 | South | YES | -0.094244 | 132 | 40 | 132 | 0 | 1.02 | GST | -1 | 0.15549 | 132 | 132 |  |  | -12.4402 | 132 | -0.15549 | -20.5251
7005 | L_SIMGID1_2Y | 2 | South | YES | -0.094244 | 133 | 32 | 139 | 0 | 1.02 | GST | -1 | 0.15549 | 139 | 139 |  |  | -13.0999 | 139 | -0.15549 | -21.6136
7006 | L_SIMGID1_3Y | 3 | South | YES | -0.094244 | 324.9 | 60 | 329 | 0 | 1.02 | GST | -1 | 0.15549 | 329 | 329 |  |  | -31.0063 | 329 | -0.15549 | -51.1573
7007 | L_LOSTPI1_1Y | 1 | South | YES | -0.094794 | 158.6 | 110 | 158 | 0 | 1 | CC | -1 | 0.15604 | 158 | 158 |  |  | -14.9775 | 158 | -0.15604 | -24.6548
7008 | L_LOSTPI1_2Y | 2 | South | YES | -0.094794 | 157.7 | 107 | 160 | 0 | 1 | CC | -1 | 0.15604 | 160 | 160 |  |  | -15.167 | 160 | -0.15604 | -24.9669
7009 | L_LOSTPI1_3Y | 3 | South | YES | -0.094794 | 173.9 | 72 | 175 | 0 | 1 | CC | -1 | 0.15604 | 175 | 175 |  |  | -16.589 | 175 | -0.15604 | -27.3076
7031 | L_MARSFO1G1Y | 1 | South | YES | -0.094845 | 0 | 0 | 36 |  | 1 | Hydro | -1 | 0.15609 | 0 | 0 |  |  | 0 | 0 | -0.15609 | 0
7032 | L_MARSFO1G2Y | 2 | South | YES | -0.094845 | 0 | 0 | 35 |  | 1 | Hydro | -1 | 0.15609 | 0 | 0 |  |  | 0 | 0 | -0.15609 | 0
7033 | L_MARSFO1G3Y | 3 | South | YES | -0.094845 | 0 | 0 | 36 |  | 1 | Hydro | -1 | 0.15609 | 0 | 0 |  |  | 0 | 0 | -0.15609 | 0
7807 | L_BASTEN1_1Y | 1 | South | YES | -0.0955 | 152.5 | 83.5 | 152.5 | 0 | 1.004 | CC | -1 | 0.15675 | 152.5 | 152.5 |  |  | -14.5638 | 152.5 | -0.15675 | -23.9043
7808 | L_BASTEN1_2Y | 1 | South | YES | -0.0955 | 149.5 | 83.5 | 149.5 | 0 | 1.004 | CC | -1 | 0.15675 | 149.5 | 149.5 |  |  | -14.2773 | 149.5 | -0.15675 | -23.434
7809 | L_BASTEN1_3Y | 1 | South | YES | -0.0955 | 232.6 | 42 | 232.6 | 0 | 1.004 | CC | -1 | 0.15675 | 232.6 | 232.6 |  |  | -22.2133 | 232.6 | -0.15675 | -36.4599
9016 | SANDH_G1 | 1 | South | YES | -0.097859 | 45 | 2 | 49 | 0 | 1.0175 | GGT | -1 | 0.15911 | 49 | 49 |  |  | -4.7951 | 49 | -0.15911 | -7.7963
9017 | SANDH_G2 | 2 | South | YES | -0.097859 | 45 | 2 | 46 | 0 | 1.0175 | GGT | -1 | 0.15911 | 46 | 46 |  |  | -4.5015 | 46 | -0.15911 | -7.319
9018 | SANDH_G3 | 3 | South | YES | -0.097859 | 45 | 2 | 46 | 0 | 1.0175 | GGT | -1 | 0.15911 | 46 | 46 |  |  | -4.5015 | 46 | -0.15911 | -7.319
9019 | SANDH_G4 | 4 | South | YES | -0.097859 | 0 | 2 | 47 |  | 1.0175 | GGT | -1 | 0.15911 | 47 | 47 |  |  | -4.5994 | 47 | -0.15911 | -7.4781
9020 | SANDHG5A | 5A | South | YES | -0.097859 | 150 | 84 | 155 | 0 | 1.0175 | CC | -1 | 0.15911 | 155 | 155 |  |  | -15.1681 | 155 | -0.15911 | -24.6618
9021 | SANDHG5C | 5C | South | YES | -0.097859 | 140 | 0 | 148 | 0 | 1.0175 | CC | -1 | 0.15911 | 148 | 148 |  |  | -14.4831 | 148 | -0.15911 | -23.548
7020 | L_AUSTPL1_1Y | 2 | South | YES | -0.098685 | 0 | 0 | 8 |  | 1 | Hydro | -1 | 0.15993 | 0 | 0 |  |  | 0 | 0 | -0.15993 | 0
7020 | L_AUSTPL1_1Y | 1 | South | YES | -0.098685 | 0 | 0 | 8 |  | 1 | Hydro | -1 | 0.15993 | 0 | 0 |  |  | 0 | 0 | -0.15993 | 0
9000 | DECKR_G1 | 1 | South | YES | -0.099009 | 280 | 50 | 321 | 0 | 1.015 | GST | -1 | 0.16026 | 321 | 321 |  |  | -31.7819 | 321 | -0.16026 | -51.4429
9001 | DECKR_G2 | 2 | South | YES | -0.099009 | 400 | 50 | 426 | 0 | 1.015 | GST | -1 | 0.16026 | 426 | 426 |  |  | -42.1778 | 426 | -0.16026 | -68.27
9002 | DECKR_G3 | 3 | South | YES | -0.099831 | 0 | 24 | 42 |  | 1.015 | GGT | -1 | 0.16108 | 42 | 42 |  |  | -4.1929 | 42 | -0.16108 | -6.7654
9003 | DECKR_G4 | 4 | South | YES | -0.099831 | 44 | 24 | 44 | 0 | 1.015 | GGT | -1 | 0.16108 | 44 | 44 |  |  | -4.3926 | 44 | -0.16108 | -7.0875
9004 | DECKR_G5 | 5 | South | YES | -0.099831 | 44 | 24 | 44 | 0 | 1.015 | GGT | -1 | 0.16108 | 44 | 44 |  |  | -4.3926 | 44 | -0.16108 | -7.0875
9005 | DECKR_G6 | 6 | South | YES | -0.099831 | 44 | 24 | 47 | 0 | 1.015 | GGT | -1 | 0.16108 | 47 | 47 |  |  | -4.6921 | 47 | -0.16108 | -7.5708
3432 | SANDOW_4G | 4 | South | YES | -0.12238 | 580 | 225 | 580 | 0 | 1.029 | LIGCO | -1 | 0.18363 | 0 | 580 |  |  | 0 | 0 | -0.18363 | 0
13432 | SANDOW_5G | 5 | South | YES | -0.12238 | 581 | 225 | 581 | 0 | 1.029 | LIGCO | -1 | 0.18363 | 0 | 581 |  |  | 0 | 0 | -0.18363 | 0
Note on AL4: Zonal Cap - Zonal Impact

## Distributed Slack - Inc
Number of Bus | Name of Bus | ID | Area Name of Gen | AGC | P Sensitivity of Bus | Gen MW | Min MW | Max MW | V Sensitivity of Bus | Set Volt | Tech Type | Zone Impact | Zone Correlation | Inc Max | Dec Max | Souce S.F. Weighting | Souce Capacity | Sink S.F. Weighting | Sink Capacity | PTDF Calc | PTDF Weighting | Cumulative Concentrated Capacity | Cumulative Concentrated Impact | Cont_ TempleSS to TemplePEC and TempleSS to LakeCreek OL_ TempleSS to TemplePEC
3432 | SANDOW_4G | 4 | South | YES | -0.12238 | 580 | 225 | 580 | 0 | 1.029 | LIGCO | -1 | 0.18363 | 0 | 580 |  |  | 0 | 0 | -0.18363 | 0 | 0 | 0
13432 | SANDOW_5G | 5 | South | YES | -0.12238 | 581 | 225 | 581 | 0 | 1.029 | LIGCO | -1 | 0.18363 | 0 | 581 |  |  | 0 | 0 | -0.18363 | 0 | 0 | 0
9002 | DECKR_G3 | 3 | South | YES | -0.099831 | 0 | 24 | 42 |  | 1.015 | GGT | -1 | 0.16108 | 42 | 42 |  |  | -4.1929 | 42 | -0.16108 | -6.7654 | 42 | 6.7654
9003 | DECKR_G4 | 4 | South | YES | -0.099831 | 44 | 24 | 44 | 0 | 1.015 | GGT | -1 | 0.16108 | 44 | 44 |  |  | -4.3926 | 44 | -0.16108 | -7.0875 | 86 | 13.8529 | Weighted Shift Factors
9004 | DECKR_G5 | 5 | South | YES | -0.099831 | 44 | 24 | 44 | 0 | 1.015 | GGT | -1 | 0.16108 | 44 | 44 |  |  | -4.3926 | 44 | -0.16108 | -7.0875 | 130 | 20.9404 | North | 0.061249
9005 | DECKR_G6 | 6 | South | YES | -0.099831 | 44 | 24 | 47 | 0 | 1.015 | GGT | -1 | 0.16108 | 47 | 47 |  |  | -4.6921 | 47 | -0.16108 | -7.5708 | 177 | 28.5112 | South | -0.079721
9000 | DECKR_G1 | 1 | South | YES | -0.099009 | 280 | 50 | 321 | 0 | 1.015 | GST | -1 | 0.16026 | 321 | 321 |  |  | -31.7819 | 321 | -0.16026 | -51.4429 | 498 | 79.9541 |  | 0.14097
9001 | DECKR_G2 | 2 | South | YES | -0.099009 | 400 | 50 | 426 | 0 | 1.015 | GST | -1 | 0.16026 | 426 | 426 |  |  | -42.1778 | 426 | -0.16026 | -68.27 | 924 | 148.2241
7020 | L_AUSTPL1_1Y | 2 | South | YES | -0.098685 | 0 | 0 | 8 |  | 1 | Hydro | -1 | 0.15993 | 0 | 0 |  |  | 0 | 0 | -0.15993 | 0 | 924 | 148.2241 | Line Cap | 493
7020 | L_AUSTPL1_1Y | 1 | South | YES | -0.098685 | 0 | 0 | 8 |  | 1 | Hydro | -1 | 0.15993 | 0 | 0 |  |  | 0 | 0 | -0.15993 | 0 | 924 | 148.2241 | Conc Gen | 1019
9016 | SANDH_G1 | 1 | South | YES | -0.097859 | 45 | 2 | 49 | 0 | 1.0175 | GGT | -1 | 0.15911 | 49 | 49 |  |  | -4.7951 | 49 | -0.15911 | -7.7963 | 973 | 156.0204 | Weighted Imp. | 163.3394
9017 | SANDH_G2 | 2 | South | YES | -0.097859 | 45 | 2 | 46 | 0 | 1.0175 | GGT | -1 | 0.15911 | 46 | 46 |  |  | -4.5015 | 46 | -0.15911 | -7.319 | 1019 | 163.3394 | PTDF | 0.16029
9018 | SANDH_G3 | 3 | South | YES | -0.097859 | 45 | 2 | 46 | 0 | 1.0175 | GGT | -1 | 0.15911 | 46 | 46 |  |  | -4.5015 | 46 | -0.15911 | -7.319
9019 | SANDH_G4 | 4 | South | YES | -0.097859 | 0 | 2 | 47 |  | 1.0175 | GGT | -1 | 0.15911 | 47 | 47 |  |  | -4.5994 | 47 | -0.15911 | -7.4781 |  |  | Concentration | 1.1371
9020 | SANDHG5A | 5A | South | YES | -0.097859 | 150 | 84 | 155 | 0 | 1.0175 | CC | -1 | 0.15911 | 155 | 155 |  |  | -15.1681 | 155 | -0.15911 | -24.6618
9021 | SANDHG5C | 5C | South | YES | -0.097859 | 140 | 0 | 148 | 0 | 1.0175 | CC | -1 | 0.15911 | 148 | 148 |  |  | -14.4831 | 148 | -0.15911 | -23.548 |  |  |  | Pass
7807 | L_BASTEN1_1Y | 1 | South | YES | -0.0955 | 152.5 | 83.5 | 152.5 | 0 | 1.004 | CC | -1 | 0.15675 | 152.5 | 152.5 |  |  | -14.5638 | 152.5 | -0.15675 | -23.9043
7808 | L_BASTEN1_2Y | 1 | South | YES | -0.0955 | 149.5 | 83.5 | 149.5 | 0 | 1.004 | CC | -1 | 0.15675 | 149.5 | 149.5 |  |  | -14.2773 | 149.5 | -0.15675 | -23.434
7809 | L_BASTEN1_3Y | 1 | South | YES | -0.0955 | 232.6 | 42 | 232.6 | 0 | 1.004 | CC | -1 | 0.15675 | 232.6 | 232.6 |  |  | -22.2133 | 232.6 | -0.15675 | -36.4599
7031 | L_MARSFO1G1Y | 1 | South | YES | -0.094845 | 0 | 0 | 36 |  | 1 | Hydro | -1 | 0.15609 | 0 | 0 |  |  | 0 | 0 | -0.15609 | 0
7032 | L_MARSFO1G2Y | 2 | South | YES | -0.094845 | 0 | 0 | 35 |  | 1 | Hydro | -1 | 0.15609 | 0 | 0 |  |  | 0 | 0 | -0.15609 | 0
7033 | L_MARSFO1G3Y | 3 | South | YES | -0.094845 | 0 | 0 | 36 |  | 1 | Hydro | -1 | 0.15609 | 0 | 0 |  |  | 0 | 0 | -0.15609 | 0
7007 | L_LOSTPI1_1Y | 1 | South | YES | -0.094794 | 158.6 | 110 | 158 | 0 | 1 | CC | -1 | 0.15604 | 158 | 158 |  |  | -14.9775 | 158 | -0.15604 | -24.6548
7008 | L_LOSTPI1_2Y | 2 | South | YES | -0.094794 | 157.7 | 107 | 160 | 0 | 1 | CC | -1 | 0.15604 | 160 | 160 |  |  | -15.167 | 160 | -0.15604 | -24.9669
7009 | L_LOSTPI1_3Y | 3 | South | YES | -0.094794 | 173.9 | 72 | 175 | 0 | 1 | CC | -1 | 0.15604 | 175 | 175 |  |  | -16.589 | 175 | -0.15604 | -27.3076
7004 | L_SIMGID1_1Y | 1 | South | YES | -0.094244 | 132 | 40 | 132 | 0 | 1.02 | GST | -1 | 0.15549 | 132 | 132 |  |  | -12.4402 | 132 | -0.15549 | -20.5251
7005 | L_SIMGID1_2Y | 2 | South | YES | -0.094244 | 133 | 32 | 139 | 0 | 1.02 | GST | -1 | 0.15549 | 139 | 139 |  |  | -13.0999 | 139 | -0.15549 | -21.6136
7006 | L_SIMGID1_3Y | 3 | South | YES | -0.094244 | 324.9 | 60 | 329 | 0 | 1.02 | GST | -1 | 0.15549 | 329 | 329 |  |  | -31.0063 | 329 | -0.15549 | -51.1573
7303 | L_WPPGS12_1Y | 2 | South | YES | -0.086189 | 50 | 0 | 50 | 0 | 1.025 | GGT | -1 | 0.14744 | 50 | 50 |  |  | -4.3095 | 50 | -0.14744 | -7.3719
7303 | L_WPPGS12_1Y | 1 | South | YES | -0.086189 | 50 | 0 | 50 | 0 | 1.025 | GGT | -1 | 0.14744 | 50 | 50 |  |  | -4.3095 | 50 | -0.14744 | -7.3719
7305 | L_WPPGS34_1Y | 3 | South | YES | -0.086189 | 50 | 0 | 50 | 0 | 1.025 | GGT | -1 | 0.14744 | 50 | 50 |  |  | -4.3095 | 50 | -0.14744 | -7.3719
7305 | L_WPPGS34_1Y | 4 | South | YES | -0.086189 | 50 | 0 | 50 | 0 | 1.025 | GGT | -1 | 0.14744 | 50 | 50 |  |  | -4.3095 | 50 | -0.14744 | -7.3719
7010 | L_FPPYD11_1Y | 1 | South | YES | -0.08521 | 547.4 | 200 | 606 | 0 | 1.02 | LIGCO | -1 | 0.14646 | 0 | 606 |  |  | 0 | 0 | -0.14646 | 0
7011 | L_FPPYD11_2Y | 2 | South | YES | -0.08521 | 552.2 | 200 | 598 | 0 | 1.02 | LIGCO | -1 | 0.14646 | 0 | 598 |  |  | 0 | 0 | -0.14646 | 0
7012 | L_FPPYD21_3Y | 3 | South | YES | -0.085133 | 427.5 | 200 | 436 | 0 | 1.02 | LIGCO | -1 | 0.14638 | 0 | 436 |  |  | 0 | 0 | -0.14638 | 0
7028 | L_MARBFA1_1Y | 1 | South | YES | -0.085003 | 0 | 0 | 18 |  | 1 | Hydro | -1 | 0.14625 | 0 | 0 |  |  | 0 | 0 | -0.14625 | 0
7029 | L_MARBFA1_2Y | 2 | South | YES | -0.085003 | 0 | 0 | 18 |  | 1 | Hydro | -1 | 0.14625 | 0 | 0 |  |  | 0 | 0 | -0.14625 | 0
7487 | L_CANYHY8_1Y | 1 | South | YES | -0.084903 | 0 | 0 | 6 |  | 1 | Hydro | -1 | 0.14615 | 0 | 0 |  |  | 0 | 0 | -0.14615 | 0
7014 | L_HAYSEN1_1Y | 1 | South | YES | -0.083133 | 223.9 | 74 | 223.9 | 0 | 1.008 | CC | -1 | 0.14438 | 223.9 | 223.9 |  |  | -18.6135 | 223.9 | -0.14438 | -32.3272
7015 | L_HAYSEN1_2Y | 2 | South | YES | -0.083133 | 225 | 74 | 225 | 0 | 1.008 | CC | -1 | 0.14438 | 225 | 225 |  |  | -18.7049 | 225 | -0.14438 | -32.486
7016 | L_HAYSEN1_3Y | 3 | South | YES | -0.083133 | 224.6 | 74 | 224.6 | 0 | 1.008 | CC | -1 | 0.14438 | 224.6 | 224.6 |  |  | -18.6717 | 224.6 | -0.14438 | -32.4282
7017 | L_HAYSEN1_4Y | 4 | South | YES | -0.083133 | 226.7 | 74 | 226.7 | 0 | 1.008 | CC | -1 | 0.14438 | 226.7 | 226.7 |  |  | -18.8463 | 226.7 | -0.14438 | -32.7314
7035 | L_WIRTZ_1G1Y | 1 | South | YES | -0.08132 | 0 | 0 | 29 |  | 1 | Hydro | -1 | 0.14257 | 0 | 0 |  |  | 0 | 0 | -0.14257 | 0
7036 | L_WIRTZ_1G2Y | 2 | South | YES | -0.08132 | 23 | 0 | 29.8 |  | 1 | Hydro | -1 | 0.14257 | 0 | 0 |  |  | 0 | 0 | -0.14257 | 0
7000 | L_FERGUS1_1Y | 1 | South | YES | -0.080663 | 400 | 65 | 423.3 | 0 | 1.015 | GSC | -1 | 0.14191 | 423.3 | 423.3 |  |  | -34.1446 | 423.3 | -0.14191 | -60.0714
7605 | L_MCQUEE9_1Y | 3 | South | YES | -0.080599 | 0 | 0 | 2.8 |  | 1.025 | Hydro | -1 | 0.14185 | 0 | 0 |  |  | 0 | 0 | -0.14185 | 0
7605 | L_MCQUEE9_1Y | 2 | South | YES | -0.080599 | 0 | 0 | 2.4 |  | 1.025 | Hydro | -1 | 0.14185 | 0 | 0 |  |  | 0 | 0 | -0.14185 | 0
7605 | L_MCQUEE9_1Y | 1 | South | YES | -0.080599 | 0 | 0 | 2.4 |  | 1.025 | Hydro | -1 | 0.14185 | 0 | 0 |  |  | 0 | 0 | -0.14185 | 0
7810 | L_RIONOG1G1Y | 1 | South | YES | -0.08036 | 148 | 0 | 148 | 0 | 1.02 | CC | -1 | 0.14161 | 148 | 148 |  |  | -11.8933 | 148 | -0.14161 | -20.9582
7811 | L_RIONOG1G2Y | 2 | South | YES | -0.08036 | 148 | 0 | 148 | 0 | 1.02 | CC | -1 | 0.14161 | 148 | 148 |  |  | -11.8933 | 148 | -0.14161 | -20.9582
7812 | L_RIONOG1G3Y | 3 | South | YES | -0.08036 | 154 | 0 | 154 | 0 | 1.02 | CC | -1 | 0.14161 | 154 | 154 |  |  | -12.3754 | 154 | -0.14161 | -21.8078
7813 | L_RIONOG1S1Y | 4 | South | YES | -0.08036 | 293 | 0 | 293 | 0 | 1.02 | CC | -1 | 0.14161 | 293 | 293 |  |  | -23.5455 | 293 | -0.14161 | -41.4915
7624 | L_LAKEWO9_1Y | 2 | South | YES | -0.07956 | 0 | 0 | 2.4 |  | 1 | Hydro | -1 | 0.14081 | 0 | 0 |  |  | 0 | 0 | -0.14081 | 0
7624 | L_LAKEWO9_1Y | 1 | South | YES | -0.07956 | 0 | 0 | 2.4 |  | 1 | Hydro | -1 | 0.14081 | 0 | 0 |  |  | 0 | 0 | -0.14081 | 0
7609 | L_SCHUMA8_1Y | 1 | South | YES | -0.07951 | 0 | 0 | 4 |  | 1 | Hydro | -1 | 0.14076 | 0 | 0 |  |  | 0 | 0 | -0.14076 | 0
7022 | L_BUCHAN1_1Y | 1 | South | YES | -0.07829 | 0 | 0 | 18 |  | 1 | Hydro | -1 | 0.13954 | 0 | 0 |  |  | 0 | 0 | -0.13954 | 0
7023 | L_BUCHAN1_2Y | 2 | South | YES | -0.07829 | 0 | 0 | 18 |  | 1 | Hydro | -1 | 0.13954 | 0 | 0 |  |  | 0 | 0 | -0.13954 | 0
7024 | L_BUCHAN1_3Y | 3 | South | YES | -0.07829 | 0 | 0 | 15 |  | 1 | Hydro | -1 | 0.13954 | 0 | 0 |  |  | 0 | 0 | -0.13954 | 0
7800 | L_GUADGE1_1Y | 1 | South | YES | -0.077722 | 147 | 30 | 147 | 0 | 1.02 | CC | -1 | 0.13897 | 147 | 147 |  |  | -11.4251 | 147 | -0.13897 | -20.4288
7801 | L_GUADGE1_2Y | 2 | South | YES | -0.077722 | 138 | 30 | 138 | 0 | 1.02 | CC | -1 | 0.13897 | 138 | 138 |  |  | -10.7256 | 138 | -0.13897 | -19.178
7802 | L_GUADGE1_3Y | 3 | South | YES | -0.077722 | 146 | 30 | 146 | 0 | 1.02 | CC | -1 | 0.13897 | 146 | 146 |  |  | -11.3474 | 146 | -0.13897 | -20.2898
7803 | L_GUADGE1_4Y | 4 | South | YES | -0.077722 | 149 | 30 | 149 | 0 | 1.02 | CC | -1 | 0.13897 | 149 | 149 |  |  | -11.5806 | 149 | -0.13897 | -20.7067
7804 | L_GUADGE1_5Y | 5 | South | YES | -0.077722 | 182 | 30 | 182 | 0 | 1.02 | CC | -1 | 0.13897 | 182 | 182 |  |  | -14.1454 | 182 | -0.13897 | -25.2928
7805 | L_GUADGE1_6Y | 6 | South | YES | -0.077722 | 203 | 30 | 203 | 0 | 1.02 | CC | -1 | 0.13897 | 203 | 203 |  |  | -15.7776 | 203 | -0.13897 | -28.2112
5436 | TUTTL_WBT1G1 | 1 | South | YES | -0.076013 | 48.8 | 20 | 61 | 0 | 1.012 | GST | -1 | 0.13726 | 61 | 61 |  |  | -4.6368 | 61 | -0.13726 | -8.373
5438 | TUTTL_WBT3G3 | 3 | South | YES | -0.076013 | 95 | 25 | 95 | 0 | 1.012 | GST | -1 | 0.13726 | 95 | 95 |  |  | -7.2212 | 95 | -0.13726 | -13.0399
5439 | TUTTL_WBT4G4 | 4 | South | YES | -0.076013 | 120.8 | 40 | 151 | 0 | 1.012 | GST | -1 | 0.13726 | 151 | 151 |  |  | -11.478 | 151 | -0.13726 | -20.7266
5111 | CALAVER_JTD1 | 1 | South | YES | -0.075744 | 430 | 80 | 430 | 0 | 1.0138 | LIGCO | -1 | 0.13699 | 0 | 430 |  |  | 0 | 0 | -0.13699 | 0
5112 | CALAVER_JTD2 | 2 | South | YES | -0.075744 | 430 | 80 | 430 | 0 | 1.0138 | LIGCO | -1 | 0.13699 | 0 | 430 |  |  | 0 | 0 | -0.13699 | 0
5396 | CALAVER_OWS1 | 1 | South | YES | -0.075687 | 418 | 80 | 418 | 0 | 1.0192 | GST | -1 | 0.13694 | 418 | 418 |  |  | -31.6372 | 418 | -0.13694 | -57.2393
5397 | CALAVER_OWS2 | 2 | South | YES | -0.075687 | 400 | 80 | 400 | 0 | 1.0192 | GST | -1 | 0.13694 | 400 | 400 |  |  | -30.2748 | 400 | -0.13694 | -54.7745
7026 | L_INKSDA1_1Y | 1 | South | YES | -0.075687 | 0 | 0 | 13.7 |  | 1 | Hydro | -1 | 0.13694 | 0 | 0 |  |  | 0 | 0 | -0.13694 | 0
5026 | BRAUNIG_VHB1 | 1 | South | YES | -0.075602 | 215 | 40 | 215 | 0 | 1.0192 | GST | -1 | 0.13685 | 215 | 215 |  |  | -16.2544 | 215 | -0.13685 | -29.423
5027 | BRAUNIG_VHB2 | 2 | South | YES | -0.075602 | 172.8 | 40 | 216 | 0 | 1.0192 | GST | -1 | 0.13685 | 216 | 216 |  |  | -16.33 | 216 | -0.13685 | -29.5599
5031 | BRA_VHBCT1 | 1 | South | YES | -0.075602 | 44 | 24 | 44 | 0 | 1.0192 | GST | -1 | 0.13685 | 44 | 44 |  |  | -3.3265 | 44 | -0.13685 | -6.0215
5032 | BRA_VHBCT2 | 2 | South | YES | -0.075602 | 44 | 24 | 44 | 0 | 1.0192 | GST | -1 | 0.13685 | 44 | 44 |  |  | -3.3265 | 44 | -0.13685 | -6.0215
5033 | BRA_VHBCT3 | 3 | South | YES | -0.075602 | 43 | 24 | 43 | 0 | 1.0192 | GST | -1 | 0.13685 | 43 | 43 |  |  | -3.2509 | 43 | -0.13685 | -5.8846
5034 | BRA_VHBCT4 | 4 | South | YES | -0.075602 | 45 | 24 | 45 | 0 | 1.0192 | GST | -1 | 0.13685 | 45 | 45 |  |  | -3.4021 | 45 | -0.13685 | -6.1583
5028 | BRAUNIG_VHB3 | 3 | South | YES | -0.075544 | 407 | 60 | 407 | 0 | 1.0138 | GST | -1 | 0.13679 | 407 | 407 |  |  | -30.7464 | 407 | -0.13679 | -55.6748
5476 | BRA_AVR1_CT1 | 1 | South | YES | -0.075524 | 155 | 90 | 155 | 0 | 1.017 | CC | -1 | 0.13677 | 155 | 155 |  |  | -11.7062 | 155 | -0.13677 | -21.1998
5477 | BRA_AVR1_ST1 | 1 | South | YES | -0.075524 | 174 | 138 | 174 | 0 | 1.017 | CC | -1 | 0.13677 | 174 | 174 |  |  | -13.1412 | 174 | -0.13677 | -23.7985
5478 | BRA_AVR1_CT2 | 1 | South | YES | -0.075524 | 155 | 90 | 155 | 0 | 1.017 | CC | -1 | 0.13677 | 155 | 155 |  |  | -11.7062 | 155 | -0.13677 | -21.1998
5401 | CALAVER_JKS1 | 1 | South | YES | -0.075209 | 562 | 100 | 562 | 0 | 1.018 | LIGCO | -1 | 0.13646 | 0 | 562 |  |  | 0 | 0 | -0.13646 | 0
5264 | LEON_LCP3G3 | 3 | South | YES | -0.075093 | 0 | 20 | 58 |  | 1.0197 | GST | -1 | 0.13634 | 58 | 58 |  |  | -4.3554 | 58 | -0.13634 | -7.9078
5265 | LEON_LCP4G4 | 4 | South | YES | -0.075093 | 71.2 | 25 | 89 | 0 | 1.0197 | GST | -1 | 0.13634 | 89 | 89 |  |  | -6.6833 | 89 | -0.13634 | -12.1345
5266 | LEON_LCPCT1 | 1 | South | YES | -0.075093 | 44 | 24 | 44 | 0 | 1.0197 | GGT | -1 | 0.13634 | 44 | 44 |  |  | -3.3041 | 44 | -0.13634 | -5.9991
5267 | LEON_LCPCT2 | 2 | South | YES | -0.075093 | 44 | 24 | 44 | 0 | 1.0197 | GGT | -1 | 0.13634 | 44 | 44 |  |  | -3.3041 | 44 | -0.13634 | -5.9991
5268 | LEON_LCPCT3 | 3 | South | YES | -0.075093 | 43 | 24 | 43 | 0 | 1.0197 | GGT | -1 | 0.13634 | 43 | 43 |  |  | -3.229 | 43 | -0.13634 | -5.8627
5269 | LEON_LCPCT4 | 4 | South | YES | -0.075093 | 45 | 24 | 45 | 0 | 1.0197 | GGT | -1 | 0.13634 | 45 | 45 |  |  | -3.3792 | 45 | -0.13634 | -6.1354
8189 | CUECPL2A | 1 | South | YES | -0.075073 | 12 | 0 | 12 | 0 | 1.02 | Cogen | -1 | 0.13632 | 0 | 0 |  |  | 0 | 0 | -0.13632 | 0
5903 | SANMIGUELGEN | 1 | South | YES | -0.071687 | 396.3 | 180 | 396.3 | 0 | 1.0331 | LIGCO | -1 | 0.13294 | 0 | 396.3 |  |  | 0 | 0 | -0.13294 | 0
5890 | PEARSALLGEN1 | 1 | South | YES | -0.067101 | 19.2 | 6 | 24 | 0 | 1.0161 | GST | -1 | 0.12835 | 24 | 24 |  |  | -1.6104 | 24 | -0.12835 | -3.0804
5891 | PEARSALLGEN2 | 1 | South | YES | -0.067101 | 19.4 | 6 | 24.3 | 0 | 1.0161 | GST | -1 | 0.12835 | 24.3 | 24.3 |  |  | -1.6306 | 24.3 | -0.12835 | -3.1189
5892 | PEARSALLGEN3 | 1 | South | YES | -0.067101 | 19.1 | 6 | 23.9 | 0 | 1.0161 | GST | -1 | 0.12835 | 23.9 | 23.9 |  |  | -1.6037 | 23.9 | -0.12835 | -3.0676
88198 | BEEVILLE | F | South | YES | -0.066732 | 0 | 0 | 0 | 0 | 1.02 | AVR | -1 | 0.12798 | 0 | 0 |  |  | 0 | 0 | -0.12798 | 0
8161 | COLETO0A | 1 | South | YES | -0.066052 | 633 | 200 | 633 | 0 | 1.03 | LIGCO | -1 | 0.1273 | 0 | 633 |  |  | 0 | 0 | -0.1273 | 0
80080 | GWINDT11A | 3 | South | YES | -0.0637 | 16.4 | 0 | 38 | 0 | 1.025 | Wind | -1 | 0.12495 | 0 | 38 |  |  | 0 | 0 | -0.12495 | 0
80080 | GWINDT11A | 2 | South | YES | -0.0637 | 17.7 | 0 | 41 | 0 | 1.025 | Wind | -1 | 0.12495 | 0 | 41 |  |  | 0 | 0 | -0.12495 | 0
80080 | GWINDT11A | 1 | South | YES | -0.0637 | 40.6 | 0 | 94 | 0 | 1.025 | Wind | -1 | 0.12495 | 0 | 94 |  |  | 0 | 0 | -0.12495 | 0
80080 | GWINDT11A | 4 | South | YES | -0.0637 | 8.2 | 0 | 19 | 0 | 1.025 | Wind | -1 | 0.12495 | 0 | 19 |  |  | 0 | 0 | -0.12495 | 0
80081 | GWINDT21A | 3 | South | YES | -0.0637 | 18.6 | 0 | 43 | 0 | 1.025 | Wind | -1 | 0.12495 | 0 | 43 |  |  | 0 | 0 | -0.12495 | 0
80081 | GWINDT21A | 4 | South | YES | -0.0637 | 9.5 | 0 | 22 | 0 | 1.025 | Wind | -1 | 0.12495 | 0 | 22 |  |  | 0 | 0 | -0.12495 | 0
80081 | GWINDT21A | 1 | South | YES | -0.0637 | 40.6 | 0 | 94 | 0 | 1.025 | Wind | -1 | 0.12495 | 0 | 94 |  |  | 0 | 0 | -0.12495 | 0
80081 | GWINDT21A | 2 | South | YES | -0.0637 | 15.5 | 0 | 36 | 0 | 1.025 | Wind | -1 | 0.12495 | 0 | 36 |  |  | 0 | 0 | -0.12495 | 0
80180 | PNSCALT11A | 1 | South | YES | -0.0637 | 63 | 0 | 146 | 0 | 1.025 | Wind | -1 | 0.12495 | 0 | 146 |  |  | 0 | 0 | -0.12495 | 0
80180 | PNSCALT11A | 2 | South | YES | -0.0637 | 21.6 | 0 | 50 | 0 | 1.025 | Wind | -1 | 0.12495 | 0 | 50 |  |  | 0 | 0 | -0.12495 | 0
80181 | PNSCALT21A | 2 | South | YES | -0.0637 | 21.6 | 0 | 50 | 0 | 1.025 | Wind | -1 | 0.12495 | 0 | 50 |  |  | 0 | 0 | -0.12495 | 0
80181 | PNSCALT21A | 1 | South | YES | -0.0637 | 23.7 | 0 | 55 | 0 | 1.025 | Wind | -1 | 0.12495 | 0 | 55 |  |  | 0 | 0 | -0.12495 | 0
8517 | CELANEBI0A | 1 | South | YES | -0.063673 | 29 | 0 | 29 | 0 | 1.02 | Cogen | -1 | 0.12492 | 0 | 0 |  |  | 0 | 0 | -0.12492 | 0
5932 | SI_RAY9 | 9 | South | YES | -0.063669 | 32 | 32 | 38 | 0 | 1.035 | CC | -1 | 0.12492 | 38 | 38 |  |  | -2.4194 | 38 | -0.12492 | -4.7469
5933 | SI_RAY6 | 6 | South | YES | -0.063669 | 15.4 | 10 | 19.3 | 0 | 1.035 | GST | -1 | 0.12492 | 19.3 | 19.3 |  |  | -1.2288 | 19.3 | -0.12492 | -2.4109
5935 | SI_RAY10 | 10 | South | YES | -0.063669 | 47 | 10 | 47 | 0 | 1.03 | CC | -1 | 0.12492 | 47 | 47 |  |  | -2.9924 | 47 | -0.12492 | -5.8712
80003 | MILHWYS | F | South | YES | -0.063669 | 0 | 0 | 0 | 0 | 1.0168 | AVR | -1 | 0.12492 | 0 | 0 |  |  | 0 | 0 | -0.12492 | 0
8936 | MVGN#1 | 1 | South | YES | -0.063613 | 216.6 | 0 | 216.6 | 0 | 1.0304 | CC | -1 | 0.12486 | 216.6 | 216.6 |  |  | -13.7786 | 216.6 | -0.12486 | -27.0452
8937 | MVGN#2 | 2 | South | YES | -0.063613 | 216.7 | 0 | 216.7 | 0 | 1.0304 | CC | -1 | 0.12486 | 216.7 | 216.7 |  |  | -13.7849 | 216.7 | -0.12486 | -27.0576
8938 | MVGN#3 | 3 | South | YES | -0.063613 | 250.9 | 0 | 250.9 | 0 | 1.0304 | CC | -1 | 0.12486 | 250.9 | 250.9 |  |  | -15.9605 | 250.9 | -0.12486 | -31.3279
8981 | HECN1 | 1 | South | YES | -0.063613 | 144.8 | 0 | 144.8 | 0 | 1.0304 | CC | -1 | 0.12486 | 144.8 | 144.8 |  |  | -9.2112 | 144.8 | -0.12486 | -18.08
8982 | HECN2 | 2 | South | YES | -0.063613 | 144.1 | 0 | 144.1 | 0 | 1.0304 | CC | -1 | 0.12486 | 144.1 | 144.1 |  |  | -9.1666 | 144.1 | -0.12486 | -17.9926
8983 | HECN3 | 3 | South | YES | -0.063613 | 171.9 | 0 | 171.9 | 0 | 1.0304 | CC | -1 | 0.12486 | 171.9 | 171.9 |  |  | -10.9351 | 171.9 | -0.12486 | -21.4638
8933 | FGNTS001 | 1 | South | YES | -0.063538 | 146.5 | 0 | 146.5 | 0 | 1.03 | CC | -1 | 0.12479 | 146.5 | 146.5 |  |  | -9.3083 | 146.5 | -0.12479 | -18.2813
8934 | FGNTS101 | 2 | South | YES | -0.063538 | 147.9 | 0 | 147.9 | 0 | 1.03 | CC | -1 | 0.12479 | 147.9 | 147.9 |  |  | -9.3973 | 147.9 | -0.12479 | -18.456
8935 | FGNTS201 | 3 | South | YES | -0.063538 | 173 | 0 | 173 | 0 | 1.03 | CC | -1 | 0.12479 | 173 | 173 |  |  | -10.9921 | 173 | -0.12479 | -21.5882
8461 | KOCH_UP0A | 1 | South | YES | -0.063497 | 38 | 0 | 38 | 0 | 1.012 | Cogen | -1 | 0.12475 | 0 | 0 |  |  | 0 | 0 | -0.12475 | 0
8511 | OXY_CC0A | 1 | South | YES | -0.063494 | 30.3 | 0 | 38 |  | 1.027 | Cogen | -1 | 0.12474 | 0 | 0 |  |  | 0 | 0 | -0.12474 | 0
8506 | VAL #1 | 1 | South | YES | -0.063442 | 20.9 | 0 | 25 | 0 | 1.0055 | Cogen | -1 | 0.12469 | 0 | 0 |  |  | 0 | 0 | -0.12469 | 0
8507 | VAL #2 | 2 | South | YES | -0.063442 | 20.9 | 0 | 25 | 0 | 1.0055 | Cogen | -1 | 0.12469 | 0 | 0 |  |  | 0 | 0 | -0.12469 | 0
8173 | VICEC51A | 5 | South | YES | -0.063429 | 144 | 18 | 144 | 0 | 1.025 | CC | -1 | 0.12468 | 144 | 144 |  |  | -9.1338 | 144 | -0.12468 | -17.9537
8174 | VICEC61A | 6 | South | YES | -0.063429 | 188 | 42 | 188 | 0 | 1.025 | CC | -1 | 0.12468 | 188 | 188 |  |  | -11.9247 | 188 | -0.12468 | -23.4395
8459 | B_DAVIS0B | MB | South | YES | -0.063406 | 0 | 50 | 339 |  | 1.03 | GSC | -1 | 0.12466 | 0 | 0 |  |  | 0 | 0 | -0.12466 | 0
8460 | B_DAVIS0A | MB | South | YES | -0.063406 | 0 | 50 | 340 |  | 1.03 | GSC | -1 | 0.12466 | 0 | 0 |  |  | 0 | 0 | -0.12466 | 0
8456 | COSW#1 | 1 | South | YES | -0.063341 | 20 | 0 | 20 | 0 | 1.027 | Cogen | -1 | 0.12459 | 0 | 0 |  |  | 0 | 0 | -0.12459 | 0
8457 | COSW#2 | 2 | South | YES | -0.063341 | 14 | 0 | 14 | 0 | 1.027 | Cogen | -1 | 0.12459 | 0 | 0 |  |  | 0 | 0 | -0.12459 | 0
88508 | FALFURRI | F | South | YES | -0.063324 | 0 | 0 | 0 | 0 | 1 | AVR | -1 | 0.12457 | 0 | 0 |  |  | 0 | 0 | -0.12457 | 0
8560 | CNOPGT1 | 1 | South | YES | -0.063311 | 148.3 | 0 | 148.3 | 0 | 1.03 | Cogen | -1 | 0.12456 | 0 | 0 |  |  | 0 | 0 | -0.12456 | 0
8561 | CNOPGT2 | 2 | South | YES | -0.063311 | 148.6 | 0 | 148.6 | 0 | 1.03 | Cogen | -1 | 0.12456 | 0 | 0 |  |  | 0 | 0 | -0.12456 | 0
8562 | CNOPST1 | 3 | South | YES | -0.063311 | 153 | 0 | 153 | 0 | 1.03 | Cogen | -1 | 0.12456 | 0 | 0 |  |  | 0 | 0 | -0.12456 | 0
5728 | FALCONHYDRO2 | 2 | South | YES | -0.063079 | 12 | 0 | 12 | 0 | 1.0227 | Hydro | -1 | 0.12433 | 0 | 0 |  |  | 0 | 0 | -0.12433 | 0
5729 | FALCONHYDRO3 | 3 | South | YES | -0.063079 | 11 | 0 | 11 | 0 | 1.0227 | Hydro | -1 | 0.12433 | 0 | 0 |  |  | 0 | 0 | -0.12433 | 0
8048 | FALCONHYDRO1 | 1 | South | YES | -0.063079 | 12 | 0 | 12 | 0 | 1.0227 | Hydro | -1 | 0.12433 | 0 | 0 |  |  | 0 | 0 | -0.12433 | 0
8066 | DUP1V#1 | 1 | South | YES | -0.062806 | 52.3 | 0 | 73 | 0 | 1.01 | Cogen | -1 | 0.12406 | 0 | 0 |  |  | 0 | 0 | -0.12406 | 0
8926 | LGE_GT10A | 1 | South | YES | -0.062792 | 158 | 0 | 158 | 0 | 1.03 | Cogen | -1 | 0.12404 | 0 | 0 |  |  | 0 | 0 | -0.12404 | 0
8927 | LGE_GT20A | 2 | South | YES | -0.062792 | 153 | 0 | 153 | 0 | 1.03 | Cogen | -1 | 0.12404 | 0 | 0 |  |  | 0 | 0 | -0.12404 | 0
8928 | LGE_STG0A | 3 | South | YES | -0.062792 | 100 | 0 | 100 | 0 | 1.03 | Cogen | -1 | 0.12404 | 0 | 0 |  |  | 0 | 0 | -0.12404 | 0
8930 | ICPGN10A | 1 | South | YES | -0.062792 | 149 | 0 | 149 | 0 | 1.03 | Cogen | -1 | 0.12404 | 0 | 0 |  |  | 0 | 0 | -0.12404 | 0
8931 | ICPGN20A | 2 | South | YES | -0.062792 | 150 | 0 | 150 | 0 | 1.03 | Cogen | -1 | 0.12404 | 0 | 0 |  |  | 0 | 0 | -0.12404 | 0
8932 | ICPGN30A | 3 | South | YES | -0.062792 | 127 | 0 | 127 | 0 | 1.03 | Cogen | -1 | 0.12404 | 0 | 0 |  |  | 0 | 0 | -0.12404 | 0
80223 | REYSHR G | 1 | South | YES | -0.062792 | 12 | 0 | 12 | 0 | 1.032 | Cogen | -1 | 0.12404 | 0 | 0 |  |  | 0 | 0 | -0.12404 | 0
5508 | RAYBURNCC9 | 1 | South | YES | -0.062725 | 47.7 | 18.2 | 47.7 | 0 | 1.0296 | CC | -1 | 0.12397 | 47.7 | 47.7 |  |  | -2.992 | 47.7 | -0.12397 | -5.9136
5509 | RAYBURNCC10 | 1 | South | YES | -0.062725 | 37.3 | 5.2 | 37.3 | 0 | 1.0296 | CC | -1 | 0.12397 | 37.3 | 37.3 |  |  | -2.3396 | 37.3 | -0.12397 | -4.6242
5511 | RAYBURNCC7 | 1 | South | YES | -0.062725 | 47.5 | 18.2 | 47.5 | 0 | 1.0296 | CC | -1 | 0.12397 | 47.5 | 47.5 |  |  | -2.9794 | 47.5 | -0.12397 | -5.8888
5512 | RAYBURNCC8 | 1 | South | YES | -0.062725 | 49.3 | 18.2 | 49.3 | 0 | 1.0296 | CC | -1 | 0.12397 | 49.3 | 49.3 |  |  | -3.0923 | 49.3 | -0.12397 | -6.1119
88299 | ZAPATA | F | South | YES | -0.06264 | 0 | 0 | 0 | 0 | 1.02 | BLT | -1 | 0.12389 | 0 | 0 |  |  | 0 | 0 | -0.12389 | 0
5503 | RAYBURNGEN3 | 1 | South | YES | -0.062202 | 17.6 | 6 | 22 | 0 | 1.0223 | GST | -1 | 0.12345 | 22 | 22 |  |  | -1.3684 | 22 | -0.12345 | -2.7159
5505 | RAYBURNGEN1 | 1 | South | YES | -0.062202 | 0 | 1 | 11 |  | 1.0223 | GGT | -1 | 0.12345 | 11 | 11 |  |  | -0.68422 | 11 | -0.12345 | -1.358
5506 | RAYBURNGEN2 | 1 | South | YES | -0.062202 | 0 | 1 | 11 |  | 1.0223 | GGT | -1 | 0.12345 | 11 | 11 |  |  | -0.68422 | 11 | -0.12345 | -1.358
80012 | LAR | F | South | YES | -0.062003 | 0 | 0 | 0 | 0 | 1.04 | DCTie | -1 | 0.12325 | 0 | 0 |  |  | 0 | 0 | -0.12325 | 0
80265 | LARECU40A | 4 | South | YES | -0.062003 | 80 | 0 | 100 |  | 1.039 | GGT | -1 | 0.12325 | 100 | 100 |  |  | -6.2003 | 100 | -0.12325 | -12.3252
80266 | LARECU50A | 5 | South | YES | -0.062003 | 80 | 0 | 100 |  | 1.039 | GGT | -1 | 0.12325 | 100 | 100 |  |  | -6.2003 | 100 | -0.12325 | -12.3252
80224 | VISTRONG1 | 1 | South | YES | -0.061713 | 13.1 | 0 | 15 | 0 | 1.01 | Cogen | -1 | 0.12296 | 0 | 0 |  |  | 0 | 0 | -0.12296 | 0
80225 | VISTRONG2 | 2 | South | YES | -0.061713 | 20.2 | 0 | 23 | 0 | 1.01 | Cogen | -1 | 0.12296 | 0 | 0 |  |  | 0 | 0 | -0.12296 | 0
80227 | AIRCO G | 1 | South | YES | -0.061305 | 7.2 | 0 | 8 | 0 | 1.0104 | Cogen | -1 | 0.12255 | 0 | 0 |  |  | 0 | 0 | -0.12255 | 0
8147 | UCAR #2 | 10 | South | YES | -0.061137 | 18.2 | 0 | 28 |  | 1 | Cogen | -1 | 0.12239 | 0 | 0 |  |  | 0 | 0 | -0.12239 | 0
8148 | UCAR #1 | 2 | South | YES | -0.061137 | 6.1 | 0 | 7 | 0 | 1.009 | Cogen | -1 | 0.12239 | 0 | 0 |  |  | 0 | 0 | -0.12239 | 0
80137 | CSDR89 | 9 | South | YES | -0.061137 | 0 | 0 | 15 |  | 1.003 | DCTie | -1 | 0.12239 | 0 | 0 |  |  | 0 | 0 | -0.12239 | 0
80137 | CSDR89 | 8 | South | YES | -0.061137 | 33.9 | 0 | 39 |  | 1.003 | DCTie | -1 | 0.12239 | 0 | 0 |  |  | 0 | 0 | -0.12239 | 0
80138 | CSDR7 | 7 | South | YES | -0.061137 | 6.1 | 0 | 7 | 0 | 1.014 | DCTie | -1 | 0.12239 | 0 | 0 |  |  | 0 | 0 | -0.12239 | 0
80139 | CSDR56 | 6 | South | YES | -0.061137 | 0 | 0 | 39 |  | 1.0033 | DCTie | -1 | 0.12239 | 0 | 0 |  |  | 0 | 0 | -0.12239 | 0
80139 | CSDR56 | 5 | South | YES | -0.061137 | 15 | 0 | 15 |  | 1.0033 | DCTie | -1 | 0.12239 | 0 | 0 |  |  | 0 | 0 | -0.12239 | 0
80140 | CSDR11 | 11 | South | YES | -0.061137 | 33.9 | 0 | 39 | 0 | 1.03 | DCTie | -1 | 0.12239 | 0 | 0 |  |  | 0 | 0 | -0.12239 | 0
80226 | ALCOA G | 1 | South | YES | -0.059629 | 32.3 | 5 | 48 | 0 | 1.015 | Cogen | -1 | 0.12088 | 0 | 0 |  |  | 0 | 0 | -0.12088 | 0
8134 | FOR #1 | 1 | South | YES | -0.059176 | 54.1 | 45 | 79 | 0 | 1.03 | Cogen | -1 | 0.12043 | 0 | 0 |  |  | 0 | 0 | -0.12043 | 0
8138 | FOR #2 | 2 | South | YES | -0.059176 | 63.1 | 45 | 81 | 0 | 1.03 | Cogen | -1 | 0.12043 | 0 | 0 |  |  | 0 | 0 | -0.12043 | 0
8153 | FOR #3 | 3 | South | YES | -0.059176 | 63.1 | 45 | 79.9 | 0 | 1.03 | Cogen | -1 | 0.12043 | 0 | 0 |  |  | 0 | 0 | -0.12043 | 0
8154 | FOR #4 | 4 | South | YES | -0.059176 | 63.1 | 60 | 80 | 0 | 1.03 | Cogen | -1 | 0.12043 | 0 | 0 |  |  | 0 | 0 | -0.12043 | 0
8155 | FOR #5 | 5 | South | YES | -0.059176 | 63.1 | 60 | 78.4 | 0 | 1.03 | Cogen | -1 | 0.12043 | 0 | 0 |  |  | 0 | 0 | -0.12043 | 0
8156 | FOR #6 | 6 | South | YES | -0.059176 | 24.9 | 5 | 25 | 0 | 1.03 | Cogen | -1 | 0.12043 | 0 | 0 |  |  | 0 | 0 | -0.12043 | 0
8157 | FOR #7 | 7 | South | YES | -0.059176 | 28.8 | 5 | 46 | 0 | 1.03 | Cogen | -1 | 0.12043 | 0 | 0 |  |  | 0 | 0 | -0.12043 | 0
80051 | FOR #8 | 8 | South | YES | -0.059176 | 28 | 28 | 28 | 0 | 1.016 | Cogen | -1 | 0.12043 | 0 | 0 |  |  | 0 | 0 | -0.12043 | 0
80052 | FOR #9 | 9 | South | YES | -0.059176 | 29.7 | 5 | 43.6 | 0 | 1.03 | Cogen | -1 | 0.12043 | 0 | 0 |  |  | 0 | 0 | -0.12043 | 0
80053 | FOR #10 | 10 | South | YES | -0.059176 | 68.4 | 45 | 75 | 0 | 1.03 | Cogen | -1 | 0.12043 | 0 | 0 |  |  | 0 | 0 | -0.12043 | 0
80010 | EPLVT1 | F | South | YES | -0.044827 | 0 | 0 | 0 |  | 1.0376 | AVR | -1 | 0.10608 | 0 | 0 |  |  | 0 | 0 | -0.10608 | 0
5911 | STP_GN1___1 | 1 | Houston | YES | -0.042924 | 1333 | 1249 | 1333 | 0 | 1.0406 | Nuc | -1 | 0.10417 | 0 | 0 |  |  |  |  | -0.10417 | 0
5912 | STP_GN2___2 | 2 | Houston | YES | -0.042924 | 1332 | 1249 | 1332 | 0 | 1.0406 | Nuc | -1 | 0.10417 | 0 | 0 |  |  |  |  | -0.10417 | 0
48731 | CBE_GT1 | 1 | Houston | YES | -0.042682 | 76 | 0 | 76 | 0 | 1.029 | CC | -1 | 0.10393 | 76 | 76 |  |  |  |  | -0.10393 | -7.8988
48732 | CBE_GT2 | 1 | Houston | YES | -0.042682 | 76 | 0 | 76 | 0 | 1.029 | CC | -1 | 0.10393 | 76 | 76 |  |  |  |  | -0.10393 | -7.8988
48733 | CBE_ST12 | 1 | Houston | YES | -0.042682 | 105 | 0 | 105 | 0 | 1.029 | CC | -1 | 0.10393 | 105 | 105 |  |  |  |  | -0.10393 | -10.9128
48734 | CBE_GT3 | 1 | Houston | YES | -0.042682 | 76 | 0 | 76 | 0 | 1.029 | CC | -1 | 0.10393 | 76 | 76 |  |  |  |  | -0.10393 | -7.8988
48735 | CBE_GT4 | 1 | Houston | YES | -0.042682 | 76 | 0 | 76 | 0 | 1.029 | CC | -1 | 0.10393 | 76 | 76 |  |  |  |  | -0.10393 | -7.8988
48736 | CBE_ST34 | 1 | Houston | YES | -0.042682 | 105 | 0 | 105 | 0 | 1.029 | CC | -1 | 0.10393 | 105 | 105 |  |  |  |  | -0.10393 | -10.9128
8262 | ELPS | 1 | South | YES | -0.042428 | 6 | 6 | 6 | 0 | 1.15 | Hydro | -1 | 0.10368 | 0 | 0 |  |  | 0 | 0 | -0.10368 | 0
48911 | TGF_GT1_8000 | 1 | Houston | YES | -0.04063 | 69.2 | 0 | 69.2 |  | 1.029 | Cogen | -1 | 0.10188 | 0 | 0 |  |  |  |  | -0.10188 | 0
49851 | DOW17000 | 37 | Houston | YES | -0.034412 | 39 | 0 | 62 | 0 | 1 | Cogen | -1 | 0.095661 | 0 | 0 |  |  |  |  | -0.095661 | 0
49858 | DOW38100 | 31 | Houston | YES | -0.034412 | 45 | 0 | 71.4 |  | 1 | Cogen | -1 | 0.095661 | 0 | 0 |  |  |  |  | -0.095661 | 0
49859 | DOW38200 | 33 | Houston | YES | -0.034412 | 28 | 0 | 45 | 0 | 1 | Cogen | -1 | 0.095661 | 0 | 0 |  |  |  |  | -0.095661 | 0
49860 | DOW38300 | 32 | Houston | YES | -0.034412 | 63 | 0 | 101 |  | 1 | Cogen | -1 | 0.095661 | 0 | 0 |  |  |  |  | -0.095661 | 0
49862 | DOW39100 | 36 | Houston | YES | -0.034412 | 54 | 0 | 86 | 0 | 1 | Cogen | -1 | 0.095661 | 0 | 0 |  |  |  |  | -0.095661 | 0
49863 | DOW39200 | 35 | Houston | YES | -0.034412 | 55 | 0 | 88 | 0 | 1 | Cogen | -1 | 0.095661 | 0 | 0 |  |  |  |  | -0.095661 | 0
49865 | DOW41000 | 41 | Houston | YES | -0.034412 | 31 | 0 | 50 |  | 1 | Cogen | -1 | 0.095661 | 0 | 0 |  |  |  |  | -0.095661 | 0
49866 | DOW42000 | 42 | Houston | YES | -0.034412 | 11 | 0 | 18 |  | 1 | Cogen | -1 | 0.095661 | 0 | 0 |  |  |  |  | -0.095661 | 0
49869 | DOW49000 | 45 | Houston | YES | -0.034412 | 59 | 0 | 94 |  | 1 | Cogen | -1 | 0.095661 | 0 | 0 |  |  |  |  | -0.095661 | 0
49870 | DOW61000 | 61 | Houston | YES | -0.034412 | 44 | 0 | 70 | 0 | 1 | Cogen | -1 | 0.095661 | 0 | 0 |  |  |  |  | -0.095661 | 0
49871 | DOW62000 | 62 | Houston | YES | -0.034412 | 40 | 0 | 63 | 0 | 1 | Cogen | -1 | 0.095661 | 0 | 0 |  |  |  |  | -0.095661 | 0
49872 | DOW63000 | 63 | Houston | YES | -0.034412 | 45 | 0 | 72 | 0 | 1 | Cogen | -1 | 0.095661 | 0 | 0 |  |  |  |  | -0.095661 | 0
49873 | DOW64000 | 64 | Houston | YES | -0.034412 | 41 | 0 | 64.8 | 0 | 1 | Cogen | -1 | 0.095661 | 0 | 0 |  |  |  |  | -0.095661 | 0
49876 | DOW65000 | 65 | Houston | YES | -0.034412 | 63 | 0 | 101 | 0 | 1 | Cogen | -1 | 0.095661 | 0 | 0 |  |  |  |  | -0.095661 | 0
49877 | DOW66000 | 66 | Houston | YES | -0.034412 | 61 | 0 | 97 | 0 | 1 | Cogen | -1 | 0.095661 | 0 | 0 |  |  |  |  | -0.095661 | 0
49878 | DOW67000 | 67 | Houston | YES | -0.034412 | 65 | 0 | 103 | 0 | 1 | Cogen | -1 | 0.095661 | 0 | 0 |  |  |  |  | -0.095661 | 0
49882 | DOW81000 | 81 | Houston | YES | -0.034412 | 47 | 0 | 76 | 0 | 1 | Cogen | -1 | 0.095661 | 0 | 0 |  |  |  |  | -0.095661 | 0
49884 | DOW82000 | 82 | Houston | YES | -0.034412 | 51 | 0 | 80 | 0 | 1 | Cogen | -1 | 0.095661 | 0 | 0 |  |  |  |  | -0.095661 | 0
49885 | DOW83000 | 83 | Houston | YES | -0.034412 | 51 | 0 | 80 | 0 | 1 | Cogen | -1 | 0.095661 | 0 | 0 |  |  |  |  | -0.095661 | 0
49886 | DOW84000 | 84 | Houston | YES | -0.034412 | 107 | 0 | 171 | 0 | 0.98 | Cogen | -1 | 0.095661 | 0 | 0 |  |  |  |  | -0.095661 | 0
48520 | BSF_GT1_8070 | 1 | Houston | YES | -0.032855 | 72 | 0 | 72 | 0 | 1.0326 | Cogen | -1 | 0.094104 | 0 | 0 |  |  |  |  | -0.094104 | 0
48520 | BSF_GT1_8070 | 2 | Houston | YES | -0.032855 | 10 | 0 | 10 | 0 | 1.0326 | Cogen | -1 | 0.094104 | 0 | 0 |  |  |  |  | -0.094104 | 0
8032 | AMISTADHYD1 | 1 | South | YES | -0.032113 | 33 | 13 | 33 | 0 | 1.0375 | Hydro | -1 | 0.093362 | 0 | 0 |  |  | 0 | 0 | -0.093362 | 0
8033 | AMISTADHYD2 | 2 | South | YES | -0.032113 | 25 | 13 | 25 | 0 | 1.0375 | Hydro | -1 | 0.093362 | 0 | 0 |  |  | 0 | 0 | -0.093362 | 0
88253 | HAMILTON | F | South | YES | -0.032113 | 0 | 0 | 0 | 0 | 1.04 | BLT | -1 | 0.093362 | 0 | 0 |  |  | 0 | 0 | -0.093362 | 0
39760 | TNSCLP1___8 | 1 | Houston | YES | -0.031624 | 93.4 | 20 | 116.8 | 0 | 1.04 | Cogen | -1 | 0.092873 | 0 | 0 |  |  |  |  | -0.092873 | 0
39770 | TNSCLP2___8 | 1 | Houston | YES | -0.031624 | 91.6 | 20 | 114.5 | 0 | 1.04 | Cogen | -1 | 0.092873 | 0 | 0 |  |  |  |  | -0.092873 | 0
39775 | TNSCLP4___8 | 1 | Houston | YES | -0.031624 | 95.2 | 20 | 119 | 0 | 1.04 | Cogen | -1 | 0.092873 | 0 | 0 |  |  |  |  | -0.092873 | 0
39790 | TNSCLP3___8 | 1 | Houston | YES | -0.031624 | 87.6 | 20 | 109.5 | 0 | 1.027 | Cogen | -1 | 0.092873 | 0 | 0 |  |  |  |  | -0.092873 | 0
48730 | MNS_GT | 1 | Houston | YES | -0.027145 | 43 | 0 | 46.1 |  | 1.029 | Cogen | -1 | 0.088394 | 0 | 0 |  |  |  |  | -0.088394 | 0
48926 | WAP_GN6_6 | 6 | Houston | YES | -0.027128 | 651 | 280 | 651 |  | 1.035 | LIGCO | -1 | 0.088377 | 0 | 651 |  |  |  |  | -0.088377 | 0
48927 | WAP_GN7_7 | 7 | Houston | YES | -0.027128 | 564 | 277 | 564 |  | 1.035 | LIGCO | -1 | 0.088377 | 0 | 564 |  |  |  |  | -0.088377 | 0
48928 | WAP_GN8_8 | 8 | Houston | YES | -0.027128 | 603 | 275 | 603 |  | 1.035 | LIGCO | -1 | 0.088377 | 0 | 603 |  |  |  |  | -0.088377 | 0
48521 | BVE_GT1_GT1 | 1 | Houston | YES | -0.027091 | 167.7 | 0 | 167.7 |  | 1.035 | CC | -1 | 0.08834 | 167.7 | 167.7 |  |  |  |  | -0.08834 | -14.8147
48522 | BVE_GT2_5035 | 2 | Houston | YES | -0.027091 | 166.4 | 0 | 166.4 |  | 1.035 | CC | -1 | 0.08834 | 166.4 | 166.4 |  |  |  |  | -0.08834 | -14.6998
48523 | BVE_ST1_GN1 | 3 | Houston | YES | -0.027091 | 252.4 | 0 | 252.4 |  | 1.035 | CC | -1 | 0.08834 | 252.4 | 252.4 |  |  |  |  | -0.08834 | -22.2971
48510 | AK_GT1__8040 | 1 | Houston | YES | -0.02647 | 33.4 | 8.1 | 34 |  | 1.029 | Cogen | -1 | 0.087719 | 0 | 0 |  |  |  |  | -0.087719 | 0
48921 | WAP_GN1_1 | 1 | Houston | YES | -0.026411 | 132.8 | 37 | 166 | 0 | 1.0362 | GST | -1 | 0.08766 | 166 | 166 |  |  |  |  | -0.08766 | -14.5516
48922 | WAP_GN2_2 | 2 | Houston | YES | -0.026411 | 132.8 | 37 | 166 | 0 | 1.0362 | GST | -1 | 0.08766 | 166 | 166 |  |  |  |  | -0.08766 | -14.5516
48923 | WAP_GN3_3 | 3 | Houston | YES | -0.026411 | 198.4 | 93 | 248 | 0 | 1.0362 | GST | -1 | 0.08766 | 248 | 248 |  |  |  |  | -0.08766 | -21.7397
48924 | WAP_GN4_4 | 4 | Houston | YES | -0.026411 | 546 | 217 | 546 | 0 | 1.0362 | GSC | -1 | 0.08766 | 546 | 546 |  |  |  |  | -0.08766 | -47.8625
48925 | WAP_GN5_5 | 5 | Houston | YES | -0.026411 | 597.9 | 278 | 654 | 0 | 0.985 | LIGCO | -1 | 0.08766 | 0 | 654 |  |  |  |  | -0.08766 | 0
48929 | WAPGT21_GT1 | B1 | Houston | YES | -0.026411 | 0 | 0 | 13 |  | 1.05 | GGT | -1 | 0.08766 | 13 | 13 |  |  |  |  | -0.08766 | -1.1396
38580 | TNBP_CGN1_8 | 1 | Houston | YES | -0.023479 | 70.8 | 0 | 70.8 | 0 | 1.005 | Cogen | -1 | 0.084728 | 0 | 0 |  |  |  |  | -0.084728 | 0
38590 | TNBP_CGN2_8 | 2 | Houston | YES | -0.023479 | 66.7 | 0 | 66.7 | 0 | 1.005 | Cogen | -1 | 0.084728 | 0 | 0 |  |  |  |  | -0.084728 | 0
38600 | TNBP_CGN3_8 | 5 | Houston | YES | -0.023479 | 53 | 0 | 53 | 0 | 1.005 | Cogen | -1 | 0.084728 | 0 | 0 |  |  |  |  | -0.084728 | 0
38611 | TNBPAMCG1_8 | 1 | Houston | YES | -0.023479 | 153.2 | 0 | 153.2 | 0 | 1.005 | Cogen | -1 | 0.084728 | 0 | 0 |  |  |  |  | -0.084728 | 0
38612 | TNBPAMCG2_8 | 2 | Houston | YES | -0.023479 | 153.5 | 0 | 153.5 | 0 | 1.005 | Cogen | -1 | 0.084728 | 0 | 0 |  |  |  |  | -0.084728 | 0
38613 | TNBPAMCG3_8 | 3 | Houston | YES | -0.023479 | 152.3 | 0 | 152.3 | 0 | 1.005 | Cogen | -1 | 0.084728 | 0 | 0 |  |  |  |  | -0.084728 | 0
38614 | TNBPAMCG4_8 | 4 | Houston | YES | -0.023479 | 96 | 0 | 96 |  | 1.005 | Cogen | -1 | 0.084728 | 0 | 0 |  |  |  |  | -0.084728 | 0
38615 | TNBPAMCG5_8 | 1 | Houston | YES | -0.023479 | 244 | 0 | 244 | 0 | 1.005 | Cogen | -1 | 0.084728 | 0 | 0 |  |  |  |  | -0.084728 | 0
38690 | TNBP_CGN4_8 | 3 | Houston | YES | -0.023479 | 40 | 0 | 40 |  | 1.005 | Cogen | -1 | 0.084728 | 0 | 0 |  |  |  |  | -0.084728 | 0
38711 | TNTXCTY1CG8 | 1 | Houston | YES | -0.023479 | 100.3 | 59 | 100.3 | 0 | 1 | Cogen | -1 | 0.084728 | 0 | 0 |  |  |  |  | -0.084728 | 0
38712 | TNTXCTY2CG8 | 1 | Houston | YES | -0.023479 | 92.9 | 59 | 92.9 | 0 | 1 | Cogen | -1 | 0.084728 | 0 | 0 |  |  |  |  | -0.084728 | 0
38713 | TNTXCTY3CG8 | 1 | Houston | YES | -0.023479 | 102.7 | 59 | 102.7 | 0 | 1 | Cogen | -1 | 0.084728 | 0 | 0 |  |  |  |  | -0.084728 | 0
38714 | TNTXCTY4CG8 | 1 | Houston | YES | -0.023479 | 103 | 59 | 103 | 0 | 1 | Cogen | -1 | 0.084728 | 0 | 0 |  |  |  |  | -0.084728 | 0
39470 | TNDOWCGNSG8 | 1 | Houston | YES | -0.023479 | 32 | 10 | 32 | 0 | 0.985 | Cogen | -1 | 0.084728 | 0 | 0 |  |  |  |  | -0.084728 | 0
39480 | TNDOWCGNGG8 | 1 | Houston | YES | -0.023479 | 30 | 10 | 30 | 0 | 0.985 | Cogen | -1 | 0.084728 | 0 | 0 |  |  |  |  | -0.084728 | 0
48772 | PHR_GN2_2 | MB | Houston | YES | -0.022249 | 0 | 72 | 459 |  | 1.0362 | GSC | -1 | 0.083498 | 0 | 0 |  |  |  |  | -0.083498 | 0
48561 | CTL_GT2_8130 | 1 | Houston | YES | -0.021391 | 73.5 | 30.3 | 91.9 |  | 1.0362 | Cogen | -1 | 0.08264 | 0 | 0 |  |  |  |  | -0.08264 | 0
48562 | CTL_GT3_8135 | 2 | Houston | YES | -0.021391 | 70.1 | 30.3 | 87.6 |  | 1.0362 | Cogen | -1 | 0.08264 | 0 | 0 |  |  |  |  | -0.08264 | 0
48563 | CTL_GT4_8140 | 3 | Houston | YES | -0.021391 | 69.6 | 30.3 | 87 |  | 1.0362 | Cogen | -1 | 0.08264 | 0 | 0 |  |  |  |  | -0.08264 | 0
48564 | CTL_GN1_8145 | 4 | Houston | YES | -0.021391 | 43.6 | 12.9 | 54.5 |  | 1.0362 | Cogen | -1 | 0.08264 | 0 | 0 |  |  |  |  | -0.08264 | 0
48565 | CTL_GN2_8155 | 5 | Houston | YES | -0.021391 | 9.8 | 3.4 | 12.2 |  | 1.0362 | Cogen | -1 | 0.08264 | 0 | 0 |  |  |  |  | -0.08264 | 0
48531 | BYU_GT1_8075 | 1 | Houston | YES | -0.021063 | 65 | 0 | 65 |  | 1.0362 | Cogen | -1 | 0.082312 | 0 | 0 |  |  |  |  | -0.082312 | 0
48532 | BYU_GT2_8055 | 2 | Houston | YES | -0.021063 | 62 | 0 | 62 |  | 1.0362 | Cogen | -1 | 0.082312 | 0 | 0 |  |  |  |  | -0.082312 | 0
48533 | BYU_GT3_8060 | 3 | Houston | YES | -0.021063 | 67 | 0 | 67 |  | 1.0362 | Cogen | -1 | 0.082312 | 0 | 0 |  |  |  |  | -0.082312 | 0
48534 | BYU_GT4_8065 | 4 | Houston | YES | -0.021063 | 65 | 0 | 65 |  | 1.0362 | Cogen | -1 | 0.082312 | 0 | 0 |  |  |  |  | -0.082312 | 0
48691 | GBY_73741085 | A | Houston | YES | -0.020648 | 37.6 | 20 | 47 | 0 | 1.0362 | GGT | -1 | 0.081897 | 47 | 47 |  |  |  |  | -0.081897 | -3.8492
48691 | GBY_73741085 | B | Houston | YES | -0.020648 | 37.6 | 20 | 47 | 0 | 1.0362 | GGT | -1 | 0.081897 | 47 | 47 |  |  |  |  | -0.081897 | -3.8492
48692 | GBY_81821075 | C | Houston | YES | -0.020648 | 37.6 | 20 | 47 | 0 | 1.0362 | GGT | -1 | 0.081897 | 47 | 47 |  |  |  |  | -0.081897 | -3.8492
48692 | GBY_81821075 | D | Houston | YES | -0.020648 | 44 | 20 | 55 | 0 | 1.0362 | GGT | -1 | 0.081897 | 55 | 55 |  |  |  |  | -0.081897 | -4.5043
48693 | GBY_83841065 | F | Houston | YES | -0.020648 | 43.2 | 20 | 54 | 0 | 1.0362 | GGT | -1 | 0.081897 | 54 | 54 |  |  |  |  | -0.081897 | -4.4224
48693 | GBY_83841065 | E | Houston | YES | -0.020648 | 45.6 | 20 | 57 | 0 | 1.0362 | GGT | -1 | 0.081897 | 57 | 57 |  |  |  |  | -0.081897 | -4.6681
48841 | SJS_GT1_GT1 | 1 | Houston | YES | -0.020445 | 62.4 | 49 | 78 | 0 | 1.0362 | Cogen | -1 | 0.081694 | 0 | 0 |  |  |  |  | -0.081694 | 0
48842 | SJS_GT2_GT2 | 2 | Houston | YES | -0.020445 | 64.8 | 49 | 81 | 0 | 1.0362 | Cogen | -1 | 0.081694 | 0 | 0 |  |  |  |  | -0.081694 | 0
48641 | DPEC_GT15040 | 1 | Houston | YES | -0.020278 | 163.2 | 98 | 163.2 | 0 | 1.0319 | CC | -1 | 0.081527 | 163.2 | 163.2 |  |  |  |  | -0.081527 | -13.3052
48642 | DPEC_GT25025 | 2 | Houston | YES | -0.020278 | 157.1 | 98 | 157.1 | 0 | 1.0319 | CC | -1 | 0.081527 | 157.1 | 157.1 |  |  |  |  | -0.081527 | -12.8079
48643 | DPEC_GT35010 | 3 | Houston | YES | -0.020278 | 157.5 | 98 | 157.5 | 0 | 1.0319 | CC | -1 | 0.081527 | 157.5 | 157.5 |  |  |  |  | -0.081527 | -12.8405
48644 | DPEC_GT45070 | 4 | Houston | YES | -0.020278 | 157 | 98 | 157 | 0 | 1.0319 | CC | -1 | 0.081527 | 157 | 157 |  |  |  |  | -0.081527 | -12.7998
48645 | DPEC_ST55065 | 5 | Houston | YES | -0.020278 | 282 | 0 | 282 | 0 | 1.0319 | CC | -1 | 0.081527 | 282 | 282 |  |  |  |  | -0.081527 | -22.9907
48761 | PR_GT1__9040 | 1 | Houston | YES | -0.020137 | 26 | 0 | 35 |  | 1 | Cogen | -1 | 0.081386 | 0 | 0 |  |  |  |  | -0.081386 | 0
48855 | SRB_GT211035 | B2 | Houston | YES | -0.019985 | 0 | 0 | 12 |  | 1.014 | GGT | -1 | 0.081234 | 12 | 12 |  |  |  |  | -0.081234 | -0.97481
48855 | SRB_GT211035 | B1 | Houston | YES | -0.019985 | 0 | 0 | 18 |  | 1.014 | GGT | -1 | 0.081234 | 18 | 18 |  |  |  |  | -0.081234 | -1.4622
48852 | SRB_GN2_2 | 2 | Houston | YES | -0.019977 | 140.8 | 26 | 176 | 0 | 1.0217 | GST | -1 | 0.081226 | 176 | 176 |  |  |  |  | -0.081226 | -14.2958
48851 | SRB_GN1_1 | 1 | Houston | YES | -0.019965 | 132 | 26 | 165 | 0 | 1.0217 | GST | -1 | 0.081214 | 165 | 165 |  |  |  |  | -0.081214 | -13.4003
48551 | CAL_GT1_8045 | 1 | Houston | YES | -0.01996 | 149 | 0 | 149 | 0 | 1.0326 | Cogen | -1 | 0.081209 | 0 | 0 |  |  |  |  | -0.081209 | 0
48552 | CAL_ST1_8000 | 2 | Houston | YES | -0.01996 | 65.1 | 0 | 65.1 | 0 | 1.0326 | Cogen | -1 | 0.081209 | 0 | 0 |  |  |  |  | -0.081209 | 0
48853 | SRB_GN3_3 | 3 | Houston | YES | -0.019925 | 170.4 | 35 | 213 |  | 1.0326 | GST | -1 | 0.081174 | 213 | 213 |  |  |  |  | -0.081174 | -17.2901
48845 | SOL_GT1 | 1 | Houston | YES | -0.019922 | 16.2 | 15.4 | 16.2 |  | 1.0326 | Solar | -1 | 0.081171 | 16.2 | 16.2 |  |  |  |  | -0.081171 | -1.315
48611 | DIB_GT1_8080 | 1 | Houston | YES | -0.01992 | 64 | 0 | 64 | 0 | 1.0326 | Cogen | -1 | 0.081169 | 0 | 0 |  |  |  |  | -0.081169 | 0
48612 | DIB_GT2_8075 | 2 | Houston | YES | -0.01992 | 63.2 | 0 | 63.2 | 0 | 1.0326 | Cogen | -1 | 0.081169 | 0 | 0 |  |  |  |  | -0.081169 | 0
48613 | DIB_ST1_8085 | 3 | Houston | YES | -0.01992 | 67.9 | 30 | 82.6 | 0 | 1.0326 | Cogen | -1 | 0.081169 | 0 | 0 |  |  |  |  | -0.081169 | 0
48614 | DIB_GT3_8090 | 4 | Houston | YES | -0.01992 | 73.6 | 15 | 73.6 | 0 | 1.0326 | Cogen | -1 | 0.081169 | 0 | 0 |  |  |  |  | -0.081169 | 0
48854 | SRB_GN4_4 | 4 | Houston | YES | -0.019915 | 182.4 | 35 | 228 | 0 | 1.0326 | GST | -1 | 0.081164 | 228 | 228 |  |  |  |  | -0.081164 | -18.5054
48740 | PSG_GN2_8050 | 1 | Houston | YES | -0.019913 | 182 | 60 | 182 | 0 | 1.0326 | Cogen | -1 | 0.081162 | 0 | 0 |  |  |  |  | -0.081162 | 0
48741 | PSG_GT2_8040 | 1 | Houston | YES | -0.019913 | 158.6 | 50 | 158.6 | 0 | 1.0326 | Cogen | -1 | 0.081162 | 0 | 0 |  |  |  |  | -0.081162 | 0
48742 | PSG_GT3_8060 | 1 | Houston | YES | -0.019913 | 157 | 50 | 157 | 0 | 1.0326 | Cogen | -1 | 0.081162 | 0 | 0 |  |  |  |  | -0.081162 | 0
48820 | SHELLG1_3015 | 1 | Houston | YES | -0.019702 | 71 | 34.5 | 71 |  | 1.029 | Cogen | -1 | 0.080951 | 0 | 0 |  |  |  |  | -0.080951 | 0
48821 | SHELLG2 | 2 | Houston | YES | -0.019702 | 72 | 34.5 | 72 |  | 1.029 | Cogen | -1 | 0.080951 | 0 | 0 |  |  |  |  | -0.080951 | 0
48822 | SHELLG3_3020 | 2 | Houston | YES | -0.019702 | 30 | 0 | 30 |  | 1.029 | Cogen | -1 | 0.080951 | 0 | 0 |  |  |  |  | -0.080951 | 0
48822 | SHELLG3_3020 | 1 | Houston | YES | -0.019702 | 39 | 0 | 39 |  | 1.029 | Cogen | -1 | 0.080951 | 0 | 0 |  |  |  |  | -0.080951 | 0
48500 | APD_GT1_8005 | 1 | Houston | YES | -0.019397 | 137.6 | 54.6 | 137.6 |  | 1.0362 | Cogen | -1 | 0.080646 | 0 | 0 |  |  |  |  | -0.080646 | 0
48511 | LPE_GT1_8070 | 1 | Houston | YES | -0.019342 | 42 | 0 | 42 | 0 | 1.0362 | GGT | -1 | 0.080591 | 42 | 42 |  |  |  |  | -0.080591 | -3.3848
48512 | LPE_GT2_8075 | 2 | Houston | YES | -0.019342 | 42 | 0 | 42 | 0 | 1.0362 | GGT | -1 | 0.080591 | 42 | 42 |  |  |  |  | -0.080591 | -3.3848
48513 | LPE_GT3_8080 | 3 | Houston | YES | -0.019342 | 39 | 0 | 39 | 0 | 1.0362 | GGT | -1 | 0.080591 | 39 | 39 |  |  |  |  | -0.080591 | -3.1431
48514 | LPE_GT4_8085 | 4 | Houston | YES | -0.019342 | 39 | 0 | 39 | 0 | 1.0362 | GGT | -1 | 0.080591 | 39 | 39 |  |  |  |  | -0.080591 | -3.1431
48593 | CHE_GT1_8015 | 1 | Houston | YES | -0.019283 | 173 | 50 | 173 | 0 | 1.0362 | Cogen | -1 | 0.080532 | 0 | 0 |  |  |  |  | -0.080532 | 0
48594 | CHE_GN4_8025 | 4 | Houston | YES | -0.019283 | 142 | 60 | 142 | 0 | 1.0362 | Cogen | -1 | 0.080532 | 0 | 0 |  |  |  |  | -0.080532 | 0
48873 | THW_ST3_ST_3 | 3 | Houston | YES | -0.018845 | 107 | 19 | 107 | 0 | 1.0435 | CC | -1 | 0.080094 | 107 | 107 |  |  |  |  | -0.080094 | -8.5701
48874 | THW_ST4_ST_4 | 4 | Houston | YES | -0.018845 | 108 | 19 | 108 | 0 | 1.0435 | CC | -1 | 0.080094 | 108 | 108 |  |  |  |  | -0.080094 | -8.6502
48875 | THW_3132 | A | Houston | YES | -0.018845 | 55 | 5 | 55 | 0 | 1.0435 | CC | -1 | 0.080094 | 55 | 55 |  |  |  |  | -0.080094 | -4.4052
48875 | THW_3132 | B | Houston | YES | -0.018845 | 53 | 5 | 53 | 0 | 1.0435 | CC | -1 | 0.080094 | 53 | 53 |  |  |  |  | -0.080094 | -4.245
48877 | THW_3334 | D | Houston | YES | -0.018845 | 57 | 5 | 57 | 0 | 1.0435 | CC | -1 | 0.080094 | 57 | 57 |  |  |  |  | -0.080094 | -4.5654
48877 | THW_3334 | C | Houston | YES | -0.018845 | 55 | 5 | 55 | 0 | 1.0435 | CC | -1 | 0.080094 | 55 | 55 |  |  |  |  | -0.080094 | -4.4052
48879 | THW_4142 | F | Houston | YES | -0.018845 | 55 | 5 | 55 | 0 | 1.0435 | CC | -1 | 0.080094 | 55 | 55 |  |  |  |  | -0.080094 | -4.4052
48879 | THW_4142 | E | Houston | YES | -0.018845 | 56 | 5 | 56 | 0 | 1.0435 | CC | -1 | 0.080094 | 56 | 56 |  |  |  |  | -0.080094 | -4.4853
48881 | THW_4344 | H | Houston | YES | -0.018845 | 58 | 5 | 58 | 0 | 1.0435 | CC | -1 | 0.080094 | 58 | 58 |  |  |  |  | -0.080094 | -4.6455
48881 | THW_4344 | G | Houston | YES | -0.018845 | 58 | 5 | 58 | 0 | 1.0435 | CC | -1 | 0.080094 | 58 | 58 |  |  |  |  | -0.080094 | -4.6455
48582 | CBY_GN2_2 | 2 | Houston | YES | -0.018515 | 596.8 | 110 | 746 | 0 | 1.0435 | GSC | -1 | 0.079764 | 746 | 746 |  |  |  |  | -0.079764 | -59.5041
49803 | EXN_15GT | 1 | Houston | YES | -0.018376 | 33 | 8.3 | 34 |  | 1.0326 | Cogen | -1 | 0.079625 | 0 | 0 |  |  |  |  | -0.079625 | 0
49804 | EXN_16GT | 2 | Houston | YES | -0.018376 | 32 | 8.3 | 34.7 |  | 1.0326 | Cogen | -1 | 0.079625 | 0 | 0 |  |  |  |  | -0.079625 | 0
49805 | EXN_17GT | 3 | Houston | YES | -0.018376 | 31 | 8.3 | 32.7 |  | 1.0326 | Cogen | -1 | 0.079625 | 0 | 0 |  |  |  |  | -0.079625 | 0
49826 | EXN938GT | 5 | Houston | YES | -0.018376 | 43 | 9.2 | 45.9 | 0 | 1.0326 | Cogen | -1 | 0.079625 | 0 | 0 |  |  |  |  | -0.079625 | 0
49828 | EXN941GT | 10 | Houston | YES | -0.018376 | 17.7 | 5.4 | 17.7 | 0 | 1.0326 | Cogen | -1 | 0.079625 | 0 | 0 |  |  |  |  | -0.079625 | 0
49829 | EXN942GT | 11 | Houston | YES | -0.018376 | 20 | 5.4 | 20.4 | 0 | 1.0326 | Cogen | -1 | 0.079625 | 0 | 0 |  |  |  |  | -0.079625 | 0
49830 | EXN943GT | 12 | Houston | YES | -0.018376 | 19 | 5.4 | 19.9 | 0 | 1.0326 | Cogen | -1 | 0.079625 | 0 | 0 |  |  |  |  | -0.079625 | 0
49831 | EXN944GT | 13 | Houston | YES | -0.018376 | 33 | 5.4 | 35 | 0 | 1.0326 | Cogen | -1 | 0.079625 | 0 | 0 |  |  |  |  | -0.079625 | 0
49832 | EXN945GT | 9 | Houston | YES | -0.018376 | 18.5 | 9.2 | 18.5 | 0 | 1.0326 | Cogen | -1 | 0.079625 | 0 | 0 |  |  |  |  | -0.079625 | 0
49837 | EXN_GT | 4 | Houston | YES | -0.018376 | 81 | 21.3 | 85.4 | 0 | 1.0326 | Cogen | -1 | 0.079625 | 0 | 0 |  |  |  |  | -0.079625 | 0
49838 | EXN_14GT | 14 | Houston | YES | -0.018376 | 140 | 0 | 148 |  | 1.0326 | Cogen | -1 | 0.079625 | 0 | 0 |  |  |  |  | -0.079625 | 0
48883 | THW_GT1_GT_1 | B2 | Houston | YES | -0.018309 | 0 | 0 | 12 |  | 1.043 | GGT | -1 | 0.079558 | 12 | 12 |  |  |  |  | -0.079558 | -0.9547
48651 | EP_1_2 | 1 | Houston | YES | -0.017996 | 4 | 0 | 5 | 0 | 1.0362 | Cogen | -1 | 0.079245 | 0 | 0 |  |  |  |  | -0.079245 | 0
48651 | EP_1_2 | 2 | Houston | YES | -0.017996 | 17.7 | 10 | 21 | 0 | 1.0362 | Cogen | -1 | 0.079245 | 0 | 0 |  |  |  |  | -0.079245 | 0
48791 | PSA_GT1_8160 | 1 | Houston | YES | -0.01799 | 52 | 20.8 | 65 | 0 | 1.0362 | Cogen | -1 | 0.079239 | 0 | 0 |  |  |  |  | -0.079239 | 0
48792 | PSA_GT2_8155 | 2 | Houston | YES | -0.01799 | 52.8 | 20.3 | 66 | 0 | 1.0362 | Cogen | -1 | 0.079239 | 0 | 0 |  |  |  |  | -0.079239 | 0
48793 | PSA_GT3_8150 | 3 | Houston | YES | -0.01799 | 56 | 20.3 | 70 | 0 | 1.0362 | Cogen | -1 | 0.079239 | 0 | 0 |  |  |  |  | -0.079239 | 0
48794 | PSA_GT4_8145 | 4 | Houston | YES | -0.01799 | 52.8 | 20.3 | 66 | 0 | 1.0362 | Cogen | -1 | 0.079239 | 0 | 0 |  |  |  |  | -0.079239 | 0
48795 | PSA_GT5_8140 | 5 | Houston | YES | -0.01799 | 51.2 | 20.3 | 64 | 0 | 1.0362 | Cogen | -1 | 0.079239 | 0 | 0 |  |  |  |  | -0.079239 | 0
48796 | PSA_GN1_8165 | 1 | Houston | YES | -0.01799 | 83.2 | 43.1 | 104 | 0 | 1.0362 | Cogen | -1 | 0.079239 | 0 | 0 |  |  |  |  | -0.079239 | 0
48797 | PSA_GT6_8135 | 6 | Houston | YES | -0.01799 | 47.2 | 34.5 | 59 | 0 | 1.0362 | Cogen | -1 | 0.079239 | 0 | 0 |  |  |  |  | -0.079239 | 0
48581 | CBY_GN1_1 | 1 | Houston | YES | -0.017965 | 595.2 | 108 | 744 | 0 | 1.0435 | GSC | -1 | 0.079214 | 744 | 744 |  |  |  |  | -0.079214 | -58.9354
48815 | CVC_GT4_8005 | 4 | Houston | YES | -0.017862 | 165 | 91.8 | 165 |  | 1.0362 | Cogen | -1 | 0.079111 | 0 | 0 |  |  |  |  | -0.079111 | 0
48583 | CBY_GT4_1 | 1 | Houston | YES | -0.017785 | 172 | 0 | 172 | 0 | 1.026 | GSC | -1 | 0.079034 | 172 | 172 |  |  |  |  | -0.079034 | -13.5939
48584 | CBY_GT4_2 | 2 | Houston | YES | -0.017785 | 172 | 0 | 172 | 0 | 1.026 | CC | -1 | 0.079034 | 172 | 172 |  |  |  |  | -0.079034 | -13.5939
48585 | CBY_ST4_1 | 3 | Houston | YES | -0.017785 | 172 | 0 | 172 | 0 | 1.026 | CC | -1 | 0.079034 | 172 | 172 |  |  |  |  | -0.079034 | -13.5939
48595 | BTE_GT2_8075 | 1 | Houston | YES | -0.017383 | 162.8 | 130 | 162.8 | 0 | 1.0261 | CC | -1 | 0.078632 | 162.8 | 162.8 |  |  |  |  | -0.078632 | -12.8013
48596 | BTE_GT3_8045 | 2 | Houston | YES | -0.017383 | 161.4 | 130 | 161.4 | 0 | 1.0261 | CC | -1 | 0.078632 | 161.4 | 161.4 |  |  |  |  | -0.078632 | -12.6912
48597 | BTE_GT4_8055 | 3 | Houston | YES | -0.017383 | 158.9 | 130 | 158.9 | 0 | 1.0261 | CC | -1 | 0.078632 | 158.9 | 158.9 |  |  |  |  | -0.078632 | -12.4947
48598 | BTE_ST1_8070 | 4 | Houston | YES | -0.017383 | 269.2 | 60 | 269.2 | 0 | 1.0261 | CC | -1 | 0.078632 | 269.2 | 269.2 |  |  |  |  | -0.078632 | -21.1678
48690 | GBY_GN5_5 | 5 | Houston | YES | -0.017263 | 318.4 | 81 | 398 |  | 1.0362 | GSC | -1 | 0.078512 | 398 | 398 |  |  |  |  | -0.078512 | -31.2479
48885 | THW_5152 | A | Houston | YES | -0.017086 | 46.4 | 5 | 58 |  | 1.0319 | GGT | -1 | 0.078335 | 58 | 58 |  |  |  |  | -0.078335 | -4.5434
48885 | THW_5152 | B | Houston | YES | -0.017086 | 47.2 | 5 | 59 |  | 1.0319 | GGT | -1 | 0.078335 | 59 | 59 |  |  |  |  | -0.078335 | -4.6218
48886 | THW_5354 | D | Houston | YES | -0.017086 | 46.4 | 5 | 58 |  | 1.0319 | GGT | -1 | 0.078335 | 58 | 58 |  |  |  |  | -0.078335 | -4.5434
48886 | THW_5354 | C | Houston | YES | -0.017086 | 45.6 | 5 | 57 |  | 1.0319 | GGT | -1 | 0.078335 | 57 | 57 |  |  |  |  | -0.078335 | -4.4651
48887 | THW_5556 | F | Houston | YES | -0.017086 | 45.6 | 5 | 57 |  | 1.0319 | GGT | -1 | 0.078335 | 57 | 57 |  |  |  |  | -0.078335 | -4.4651
48887 | THW_5556 | E | Houston | YES | -0.017086 | 47.2 | 5 | 59 |  | 1.0319 | GGT | -1 | 0.078335 | 59 | 59 |  |  |  |  | -0.078335 | -4.6218
48591 | CHE_GT2_5030 | 2 | Houston | YES | -0.014629 | 173 | 50 | 173 | 0 | 1.029 | Cogen | -1 | 0.075878 | 0 | 0 |  |  |  |  | -0.075878 | 0
48811 | CVC_GT3_5045 | 3 | Houston | YES | -0.014629 | 156 | 91.8 | 156 | 0 | 1.029 | Cogen | -1 | 0.075878 | 0 | 0 |  |  |  |  | -0.075878 | 0
48812 | CVC_GT2_5020 | 2 | Houston | YES | -0.014629 | 158 | 91.8 | 158 | 0 | 1.029 | Cogen | -1 | 0.075878 | 0 | 0 |  |  |  |  | -0.075878 | 0
48813 | CVC_GT1_5035 | 1 | Houston | YES | -0.014629 | 160 | 91.8 | 160 | 0 | 1.029 | Cogen | -1 | 0.075878 | 0 | 0 |  |  |  |  | -0.075878 | 0
48814 | CVC_ST5_5040 | 1 | Houston | YES | -0.014629 | 162 | 91.8 | 162 | 0 | 1.029 | Cogen | -1 | 0.075878 | 0 | 0 |  |  |  |  | -0.075878 | 0
5934 | SI_RAY5 | 5 | South | YES | 0 | 0 | 10 | 15 |  | 1.035 | GST | -1 | 0.061249 | 15 | 15 |  |  | 0 | 15 | -0.061249 | -0.91874
8139 | JOS #1 | MB | South | YES | 0 | 0 | 45 | 255 |  | 1.02 | GST | -1 | 0.061249 | 0 | 0 |  |  | 0 | 0 | -0.061249 | 0
8285 | LAR #1 | MB | South | YES | 0 | 0 | 9 | 32 |  | 1.0497 | GST | -1 | 0.061249 | 0 | 0 |  |  | 0 | 0 | -0.061249 | 0
8287 | LAR #2 | MB | South | YES | 0 | 0 | 9 | 32 |  | 1.04 | GST | -1 | 0.061249 | 0 | 0 |  |  | 0 | 0 | -0.061249 | 0
8288 | LAR #3 | MB | South | YES | 0 | 0 | 25 | 105 |  | 1.04 | GST | -1 | 0.061249 | 0 | 0 |  |  | 0 | 0 | -0.061249 | 0
8388 | BATES0A | MB | South | YES | 0 | 0 | 21 | 71 |  | 1.033 | GST | -1 | 0.061249 | 0 | 0 |  |  | 0 | 0 | -0.061249 | 0
8393 | BATES0B | MB | South | YES | 0 | 0 | 25 | 110 |  | 1.03 | GST | -1 | 0.061249 | 0 | 0 |  |  | 0 | 0 | -0.061249 | 0
8437 | NUECES_B0C | MB | South | YES | 0 | 0 | 7 | 30 |  | 1.03 | GST | -1 | 0.061249 | 0 | 0 |  |  | 0 | 0 | -0.061249 | 0
8438 | NUECES_B0B | MB | South | YES | 0 | 0 | 26 | 169 |  | 1.03 | GST | -1 | 0.061249 | 0 | 0 |  |  | 0 | 0 | -0.061249 | 0
8442 | NUECES_B0A | MB | South | YES | 0 | 0 | 81 | 367 |  | 1.03 | GST | -1 | 0.061249 | 0 | 0 |  |  | 0 | 0 | -0.061249 | 0
39190 | TNSLCGN1__8 | 1 | Houston | YES | 0 | 0 | 10 | 30 |  | 1.03 | Cogen | -1 | 0.061249 | 0 | 0 |  |  |  |  | -0.061249 | 0
32883 | BRYN_DNSBY3 | 1 | North | YES | 0.005819 | 0 | 2 | 48 |  | 1.015 | GST | 1 | 0.08554 | 48 | 48 | 0.27931 | 48 |  |  | 0.08554 | 4.1059
32884 | BRYN_DNSBY13 | 1 | North | YES | 0.005819 | 46 | 2 | 46 | 0 | 1.015 | GST | 1 | 0.08554 | 46 | 46 | 0.26767 | 46 |  |  | 0.08554 | 3.9348
32892 | BRYN_DNSBY14 | 1 | North | YES | 0.005819 | 84 | 25 | 105 | 0 | 1.035 | GST | 1 | 0.08554 | 105 | 105 | 0.61099 | 105 |  |  | 0.08554 | 8.9817
32886 | BRYN_ATKINS3 | MB | North | YES | 0.006945 | 0 | 5 | 12 |  | 1 | GST | 1 | 0.086666 | 0 | 0 | 0 | 0 |  |  | 0.086666 | 0
32887 | BRYN_ATKINS6 | MB | North | YES | 0.006945 | 0 | 12 | 51 |  | 1.028 | GST | 1 | 0.086666 | 0 | 0 | 0 | 0 |  |  | 0.086666 | 0
32888 | BRYN_ATKINS7 | 1 | North | YES | 0.006945 | 13.6 | 4 | 17 |  | 1.028 | GGT | 1 | 0.086666 | 17 | 17 | 0.11807 | 17 |  |  | 0.086666 | 1.4733
32890 | BRYN_ATKINS4 | MB | North | YES | 0.006945 | 0 | 5 | 22 |  | 1.031 | GST | 1 | 0.086666 | 0 | 0 | 0 | 0 |  |  | 0.086666 | 0
32891 | BRYN_ATKINS5 | MB | North | YES | 0.006945 | 0 | 5 | 25 |  | 1.031 | GST | 1 | 0.086666 | 0 | 0 | 0 | 0 |  |  | 0.086666 | 0
48671 | FTR_GT1_5105 | 1 | North | YES | 0.007588 | 154.2 | 0 | 154.2 | 0 | 1.0319 | CC | 1 | 0.087309 | 154.2 | 154.2 | 1.1701 | 154.2 |  |  | 0.087309 | 13.463
48672 | FTR_GT2_5110 | 2 | North | YES | 0.007588 | 159 | 0 | 159 | 0 | 1.0319 | CC | 1 | 0.087309 | 159 | 159 | 1.2065 | 159 |  |  | 0.087309 | 13.8821
48673 | FTR_GT3_5085 | 3 | North | YES | 0.007588 | 158 | 0 | 158 | 0 | 1.0319 | CC | 1 | 0.087309 | 158 | 158 | 1.1989 | 158 |  |  | 0.087309 | 13.7948
48674 | FTR_CN4_5095 | 4 | North | YES | 0.007588 | 380 | 0 | 380 | 0 | 1.0319 | CC | 1 | 0.087309 | 380 | 380 | 2.8834 | 380 |  |  | 0.087309 | 33.1773
32798 | BRYN_TAMUGEN | 1 | North | YES | 0.007787 | 32 | 0 | 32 |  | 1.02 | GST | 1 | 0.087508 | 32 | 32 | 0.24918 | 32 |  |  | 0.087508 | 2.8002
990 | GIBN_CREK_G1 | 1 | North | YES | 0.011937 | 463 | 200 | 463 | 0 | 1.0275 | LIGCO | 1 | 0.091658 | 0 | 463 | 5.5268 | 463 |  |  | 0.091658 | 42.4375
39960 | TNTNPONE_18 | 1 | North | YES | 0.027248 | 152.3 | 30 | 152.3 |  | 1.04 | LIGCO | 1 | 0.10697 | 0 | 152.3 | 4.1499 | 152.3 |  |  | 0.10697 | 16.2913
39970 | TNTNPONE_28 | 1 | North | YES | 0.027248 | 153 | 30 | 153 |  | 1.04 | LIGCO | 1 | 0.10697 | 0 | 153 | 4.1689 | 153 |  |  | 0.10697 | 16.3662
48721 | LEG_1___1 | 1 | North | YES | 0.033349 | 827 | 357 | 827 | 0 | 1.0348 | LIGCO | 1 | 0.11307 | 0 | 827 | 27.5796 | 827 |  |  | 0.11307 | 93.5086
48722 | LEG_2___2 | 2 | North | YES | 0.033349 | 819 | 357 | 819 | 0 | 1.0348 | LIGCO | 1 | 0.11307 | 0 | 819 | 27.3128 | 819 |  |  | 0.11307 | 92.6041
60202 | FRNDDRCS | F | West | YES | 0.039085 | 0 | 0 | 0 | 0 | 0.9985 | AVR | 1 | 0.11881 | 0 | 0 |  |  |  |  | 0.11881 | 0
60018 | DSKY1 | 1 | West | YES | 0.047299 | 21 | 0 | 84 | 0 | 1.023 | Wind | 1 | 0.12702 | 0 | 84 |  |  |  |  | 0.12702 | 10.6697
60017 | ORNNWP1 | 1 | West | YES | 0.047706 | 20 | 0 | 80 |  | 1.027 | Wind | 1 | 0.12743 | 0 | 80 |  |  |  |  | 0.12743 | 10.1941
60000 | DSKY2 | 1 | West | YES | 0.048073 | 19.1 | 0 | 76.5 |  | 1.039 | Wind | 1 | 0.12779 | 0 | 76.5 |  |  |  |  | 0.12779 | 9.7762
3381 | BBRN_1G | 1 | North | YES | 0.048505 | 618 | 225 | 618 | 0 | 1.03 | LIGCO | 1 | 0.12823 | 0 | 618 | 29.9761 | 618 |  |  | 0.12823 | 79.2435
3382 | BBRN_2G | 2 | North | YES | 0.048505 | 589 | 225 | 589 | 0 | 1.03 | LIGCO | 1 | 0.12823 | 0 | 589 | 28.5694 | 589 |  |  | 0.12823 | 75.5249
6016 | SWMESA | 1 | West | YES | 0.048743 | 18.8 | 0 | 75 |  | 1.03 | Wind | 1 | 0.12846 | 0 | 75 |  |  |  |  | 0.12846 | 9.6348
60003 | KING_NE1A | 1 | West | YES | 0.048743 | 20 | 0 | 80 |  | 1.03 | Wind | 1 | 0.12846 | 0 | 80 |  |  |  |  | 0.12846 | 10.2771
60005 | KING_SE1A | 1 | West | YES | 0.048743 | 10 | 0 | 40 |  | 1.035 | Wind | 1 | 0.12846 | 0 | 40 |  |  |  |  | 0.12846 | 5.1385
38437 | TNSRBNMESA9 | 1 | West | YES | 0.048924 | 37.5 | 0 | 150 |  | 1.02 | Wind | 1 | 0.12864 | 0 | 150 |  |  |  |  | 0.12864 | 19.2967
38332 | TNWDWRDU2_8 | 1 | West | YES | 0.048961 | 20 | 0 | 80 | 0 | 1.0232 | Wind | 1 | 0.12868 | 0 | 80 |  |  |  |  | 0.12868 | 10.2945
60016 | WOODWRD11A | 1 | West | YES | 0.048973 | 20 | 0 | 80 |  | 1.033 | Wind | 1 | 0.12869 | 0 | 80 |  |  |  |  | 0.12869 | 10.2955
60201 | RIO DRCS | F | West | YES | 0.04901 | 0 | 0 | 0 | 0 | 1.025 | AVR | 1 | 0.12873 | 0 | 0 |  |  |  |  | 0.12873 | 0
60007 | KING_SW1A | 1 | West | YES | 0.049424 | 20 | 0 | 80 |  | 1.03 | Wind | 1 | 0.12914 | 0 | 80 |  |  |  |  | 0.12914 | 10.3316
60019 | KING_NW1A | 1 | West | YES | 0.049424 | 20 | 0 | 80 |  | 1.03 | Wind | 1 | 0.12914 | 0 | 80 |  |  |  |  | 0.12914 | 10.3316
13131 | CALFREST_1G | 1 | North | YES | 0.049821 | 150.7 | 40 | 150.7 | 0 | 1.031 | CC | 1 | 0.12954 | 150.7 | 150.7 | 7.508 | 150.7 |  |  | 0.12954 | 19.5219
13132 | CALFREST_2G | 2 | North | YES | 0.049821 | 151 | 57 | 151 | 0 | 1.031 | CC | 1 | 0.12954 | 151 | 151 | 7.523 | 151 |  |  | 0.12954 | 19.5608
13133 | CALFREST_3G | 3 | North | YES | 0.049821 | 177.4 | 40 | 177.4 | 0 | 1.031 | CC | 1 | 0.12954 | 177.4 | 177.4 | 8.8382 | 177.4 |  |  | 0.12954 | 22.9807
13134 | CALFREST_4G | 4 | North | YES | 0.05008 | 151.5 | 40 | 151.5 | 0 | 1.031 | CC | 1 | 0.1298 | 151.5 | 151.5 | 7.5871 | 151.5 |  |  | 0.1298 | 19.6648
13135 | CALFREST_5G | 5 | North | YES | 0.05008 | 152.3 | 57 | 152.3 | 0 | 1.031 | CC | 1 | 0.1298 | 152.3 | 152.3 | 7.6272 | 152.3 |  |  | 0.1298 | 19.7686
13136 | CALFREST_6G | 6 | North | YES | 0.05008 | 177.5 | 40 | 177.5 | 0 | 1.031 | CC | 1 | 0.1298 | 177.5 | 177.5 | 8.8892 | 177.5 |  |  | 0.1298 | 23.0396
6407 | TURKTRAK1A | 1 | West | YES | 0.053346 | 33.9 | 0 | 169.5 | 0 | 1.025 | Wind | 1 | 0.13307 | 0 | 169.5 |  |  |  |  | 0.13307 | 22.5548
1349 | WESTXWIN_1G | 1 | West | YES | 0.054361 | 1.3 | 0 | 6.6 |  | 1.014 | Wind | 1 | 0.13408 | 0 | 6.6 |  |  |  |  | 0.13408 | 0.88494
1350 | NWPWRG1_1G | 1 | West | YES | 0.054361 | 6.9 | 1 | 34.3 |  | 1.014 | Wind | 1 | 0.13408 | 0 | 34.3 |  |  |  |  | 0.13408 | 4.599
76091 | L_DIVIDE1_1N | W1 | West | YES | 0.054476 | 110 | 0 | 550 | 0 | 1.02 | Wind | 1 | 0.1342 | 0 | 550 |  |  |  |  | 0.1342 | 73.8082
1002 | PBCTAGE_1G | A | West | YES | 0.054547 | 64 | 64 | 66 | 0 | 1.036 | GGT | 1 | 0.13427 | 66 | 66 |  |  |  |  | 0.13427 | 8.8617
1003 | PBCTBGE_2G | B | West | YES | 0.054547 | 65 | 65 | 66 | 0 | 1.036 | GGT | 1 | 0.13427 | 66 | 66 |  |  |  |  | 0.13427 | 8.8617
1004 | PBCTCGE_3G | C | West | YES | 0.054547 | 62 | 62 | 67 | 0 | 1.036 | GGT | 1 | 0.13427 | 67 | 67 |  |  |  |  | 0.13427 | 8.9959
1005 | PBCTDGE_4G | D | West | YES | 0.054547 | 65 | 65 | 68 | 0 | 1.036 | GGT | 1 | 0.13427 | 68 | 68 |  |  |  |  | 0.13427 | 9.1302
1006 | PBCTEGE_5G | E | West | YES | 0.054547 | 65 | 65 | 67 | 0 | 1.036 | GGT | 1 | 0.13427 | 67 | 67 |  |  |  |  | 0.13427 | 8.9959
1007 | PB5GEN_6G | 5 | West | YES | 0.054547 | 91.2 | 40 | 114 | 0 | 1.036 | GST | 1 | 0.13427 | 114 | 114 |  |  |  |  | 0.13427 | 15.3065
1008 | PB6GEN_7G | 6 | West | YES | 0.054547 | 515 | 130 | 515 | 0 | 1.036 | GST | 1 | 0.13427 | 515 | 515 |  |  |  |  | 0.13427 | 69.1479
7038 | L_DELAWA1_1Y | 2 | West | YES | 0.054601 | 3 | 0 | 30 | 0 | 1 | Wind | 1 | 0.13432 | 0 | 30 |  |  |  |  | 0.13432 | 4.0297
7038 | L_DELAWA1_1Y | 1 | West | YES | 0.054601 | 3.5 | 0 | 35 | 0 | 1 | Wind | 1 | 0.13432 | 0 | 35 |  |  |  |  | 0.13432 | 4.7013
1146 | NOTREES_1G | 1 | West | YES | 0.054704 | 29.8 | 0 | 149 | 0 | 1.017 | Wind | 1 | 0.13442 | 0 | 149 |  |  |  |  | 0.13442 | 20.0293
76031 | L_GASCCR1_1N | W1 | West | YES | 0.054775 | 30 | 0 | 150 | 0 | 1.02 | Wind | 1 | 0.1345 | 0 | 150 |  |  |  |  | 0.1345 | 20.1744
60057 | CALLAHAN1A | 1 | West | YES | 0.055289 | 22.8 | 0 | 114 | 0 | 1.04 | Wind | 1 | 0.13501 | 0 | 114 |  |  |  |  | 0.13501 | 15.3911
1328 | OCOTILLO_1G | 1 | West | YES | 0.055313 | 11.6 | 0 | 58 |  | 1.01 | Wind | 1 | 0.13503 | 0 | 58 |  |  |  |  | 0.13503 | 7.832
11020 | TIEHVSG_1G | 1 | West | YES | 0.055318 | 208.2 | 63 | 208.2 | 0 | 1.012 | CC | 1 | 0.13504 | 208.2 | 208.2 |  |  |  |  | 0.13504 | 28.1151
11021 | TIEHVCG_1G | 1 | West | YES | 0.055318 | 142.1 | 103 | 142.1 | 0 | 1.012 | CC | 1 | 0.13504 | 142.1 | 142.1 |  |  |  |  | 0.13504 | 19.189
11022 | TIEHVCG_2G | 1 | West | YES | 0.055318 | 132.4 | 103 | 132.4 | 0 | 1.012 | CC | 1 | 0.13504 | 132.4 | 132.4 |  |  |  |  | 0.13504 | 17.8791
11023 | TIEHVCG_3G | 1 | West | YES | 0.055318 | 137.4 | 103 | 137.4 | 0 | 1.012 | CC | 1 | 0.13504 | 137.4 | 137.4 |  |  |  |  | 0.13504 | 18.5543
11024 | TIEHVCG_4G | 1 | West | YES | 0.055318 | 147 | 103 | 147 | 0 | 1.012 | CC | 1 | 0.13504 | 147 | 147 |  |  |  |  | 0.13504 | 19.8507
11025 | TIEHVSG_2G | 1 | West | YES | 0.055318 | 213.2 | 63 | 213.2 | 0 | 1.012 | CC | 1 | 0.13504 | 213.2 | 213.2 |  |  |  |  | 0.13504 | 28.7903
11001 | NAV1CT | 1 | West | YES | 0.055328 | 70.4 | 18 | 70.4 | 0 | 1.029 | CC | 1 | 0.13505 | 70.4 | 70.4 |  |  |  |  | 0.13505 | 9.5074
11009 | NAV2CT | 1 | West | YES | 0.055328 | 71.4 | 18 | 71.4 | 0 | 1.029 | CC | 1 | 0.13505 | 71.4 | 71.4 |  |  |  |  | 0.13505 | 9.6425
11011 | NAV3ST | 1 | West | YES | 0.055328 | 92.8 | 40 | 92.8 | 0 | 1.029 | CC | 1 | 0.13505 | 92.8 | 92.8 |  |  |  |  | 0.13505 | 12.5325
11012 | NAV4CT | 1 | West | YES | 0.055328 | 80 | 18 | 80 | 0 | 1.029 | CC | 1 | 0.13505 | 80 | 80 |  |  |  |  | 0.13505 | 10.8039
11013 | NAV5CT | 1 | West | YES | 0.055328 | 80 | 18 | 80 | 0 | 1.029 | CC | 1 | 0.13505 | 80 | 80 |  |  |  |  | 0.13505 | 10.8039
11014 | NAV6ST | 1 | West | YES | 0.055328 | 115 | 40 | 115 | 0 | 1.029 | CC | 1 | 0.13505 | 115 | 115 |  |  |  |  | 0.13505 | 15.5306
1326 | STANTONW_8 | 1 | West | YES | 0.055337 | 20.1 | 0 | 100.5 |  | 1.01 | Wind | 1 | 0.13506 | 0 | 100.5 |  |  |  |  | 0.13506 | 13.5733
1320 | BSP 1 | 1 | West | YES | 0.05535 | 25.5 | 2.9 | 25.8 | 0 | 1 | Cogen | 1 | 0.13507 | 0 | 0 |  |  |  |  | 0.13507 | 0
1333 | MCDDONAL_8 | 1 | West | YES | 0.055438 | 42.8 | 0 | 214.2 |  | 1.01 | Wind | 1 | 0.13516 | 0 | 214.2 |  |  |  |  | 0.13516 | 28.951
3107 | STRYKER_1G | 1 | North | YES | 0.055507 | 145.6 | 45 | 182 | 0 | 1.029 | GST | 1 | 0.13523 | 182 | 182 | 10.1023 | 182 |  |  | 0.13523 | 24.6114
3108 | STRYKER_2G | 2 | North | YES | 0.055507 | 484 | 75 | 484 | 0 | 1.029 | GST | 1 | 0.13523 | 484 | 484 | 26.8654 | 484 |  |  | 0.13523 | 65.4502
1170 | AIRLAMESA_1G | 1 | West | YES | 0.055607 | 0 | 0 | 180 |  | 1 | Wind | 1 | 0.13533 | 0 | 180 |  |  |  |  | 0.13533 | 24.359
3113 | LUFKINWB_1G | 1 | North | YES | 0.055679 | 0 | 0 | 50 |  | 1.01 | Trash | 1 | 0.1354 | 50 | 50 | 2.7839 | 50 |  |  | 0.1354 | 6.77
3348 | CHAMPION_1G | MB | North | YES | 0.055735 | 0 | 42 | 42 |  | 1 | Cogen | 1 | 0.13546 | 0 | 0 | 0 | 0 |  |  | 0.13546 | 0
1327 | WILDHRSE_1G | 1 | West | YES | 0.05576 | 24 | 0 | 120 |  | 1 | Wind | 1 | 0.13548 | 0 | 120 |  |  |  |  | 0.13548 | 16.2577
1360 | GUNSIGHT_8 | 1 | West | YES | 0.055778 | 24 | 0 | 120 | 0 | 1.01 | Wind | 1 | 0.1355 | 0 | 120 |  |  |  |  | 0.1355 | 16.2598
1302 | COYOTEWG_8 | 1 | West | YES | 0.05591 | 45 | 0 | 225 |  | 1.01 | Wind | 1 | 0.13563 | 0 | 225 |  |  |  |  | 0.13563 | 30.5169
1045 | CALENG1G_1G | 1 | West | YES | 0.055955 | 73.4 | 27 | 73.4 | 0 | 1.014 | Cogen | 1 | 0.13568 | 0 | 0 |  |  |  |  | 0.13568 | 0
1046 | CALENG2G_2G | 2 | West | YES | 0.055955 | 73.4 | 27 | 73.4 | 0 | 1.014 | Cogen | 1 | 0.13568 | 0 | 0 |  |  |  |  | 0.13568 | 0
1047 | CALENG3G_3G | 3 | West | YES | 0.055955 | 70.4 | 27 | 70.4 | 0 | 1.014 | Cogen | 1 | 0.13568 | 0 | 0 |  |  |  |  | 0.13568 | 0
60058 | BUFF_GAP1A | 1 | West | YES | 0.056037 | 24 | 0 | 120 |  | 1 | Wind | 1 | 0.13576 | 0 | 120 |  |  |  |  | 0.13576 | 16.2909
60060 | CIRELLO | 1 | West | YES | 0.056037 | 46.6 | 0 | 233 | 0 | 1 | Wind | 1 | 0.13576 | 0 | 233 |  |  |  |  | 0.13576 | 31.6315
60063 | BUFF_GAP1B | 1 | West | YES | 0.056037 | 34 | 0 | 170.2 | 0 | 1.02 | Wind | 1 | 0.13576 | 0 | 170.2 |  |  |  |  | 0.13576 | 23.106
60066 | H_HOLLOW1A | 1 | West | YES | 0.056037 | 44.4 | 0 | 222 | 0 | 1.005 | Wind | 1 | 0.13576 | 0 | 222 |  |  |  |  | 0.13576 | 30.1382
60068 | HHOLLOW21A | 1 | West | YES | 0.056037 | 36.8 | 0 | 184 | 0 | 1.025 | Wind | 1 | 0.13576 | 0 | 184 |  |  |  |  | 0.13576 | 24.9794
60070 | HHOLLOW31A | 1 | West | YES | 0.056037 | 44.8 | 0 | 224 | 0 | 1.025 | Wind | 1 | 0.13576 | 0 | 224 |  |  |  |  | 0.13576 | 30.4097
60072 | HHOLLOW41A | 1 | West | YES | 0.056037 | 23 | 0 | 115 | 0 | 1.025 | Wind | 1 | 0.13576 | 0 | 115 |  |  |  |  | 0.13576 | 15.6121
1058 | LONGSHORE_5 | 3 | West | YES | 0.056101 | 23.4 | 0 | 117 |  | 1.01 | Wind | 1 | 0.13582 | 0 | 117 |  |  |  |  | 0.13582 | 15.8911
1058 | LONGSHORE_5 | 1 | West | YES | 0.056101 | 30 | 0 | 150 |  | 1.01 | Wind | 1 | 0.13582 | 0 | 150 |  |  |  |  | 0.13582 | 20.3733
1058 | LONGSHORE_5 | 2 | West | YES | 0.056101 | 44 | 0 | 220 |  | 1.01 | Wind | 1 | 0.13582 | 0 | 220 |  |  |  |  | 0.13582 | 29.8808
1301 | BULLCREK_8 | 1 | West | YES | 0.056128 | 36 | 0 | 180 | 0 | 1.017 | Wind | 1 | 0.13585 | 0 | 180 |  |  |  |  | 0.13585 | 24.4528
1037 | MORGAN5G_5G | 5 | West | YES | 0.056202 | 109.6 | 40 | 137 | 0 | 1.029 | GST | 1 | 0.13592 | 137 | 137 |  |  |  |  | 0.13592 | 18.6214
1039 | MRGNAG_1G | A | West | YES | 0.056202 | 69 | 69 | 69 | 0 | 1.029 | GGT | 1 | 0.13592 | 69 | 69 |  |  |  |  | 0.13592 | 9.3787
1040 | MRGNBG_2G | B | West | YES | 0.056202 | 70 | 70 | 71 | 0 | 1.029 | GGT | 1 | 0.13592 | 71 | 71 |  |  |  |  | 0.13592 | 9.6505
1041 | MRGNCG_3G | C | West | YES | 0.056202 | 69 | 69 | 70 | 0 | 1.029 | GGT | 1 | 0.13592 | 70 | 70 |  |  |  |  | 0.13592 | 9.5146
1042 | MRGNDG_4G | D | West | YES | 0.056202 | 68 | 68 | 68 | 0 | 1.029 | GGT | 1 | 0.13592 | 68 | 68 |  |  |  |  | 0.13592 | 9.2427
1043 | MRGNEG_5G | E | West | YES | 0.056202 | 68 | 68 | 70 | 0 | 1.029 | GGT | 1 | 0.13592 | 70 | 70 |  |  |  |  | 0.13592 | 9.5146
1044 | MRGNFG_6G | F | West | YES | 0.056202 | 66 | 66 | 66 | 0 | 1.029 | GGT | 1 | 0.13592 | 66 | 66 |  |  |  |  | 0.13592 | 8.9709
6637 | SNYDERW1A | 1 | West | YES | 0.056258 | 12.6 | 0 | 63 | 0 | 1.025 | Wind | 1 | 0.13598 | 0 | 63 |  |  |  |  | 0.13598 | 8.5667
13116 | TGATEWAY_1G | 1 | North | YES | 0.056274 | 151 | 30 | 151 | 0 | 1.0232 | CC | 1 | 0.13599 | 151 | 151 | 8.4974 | 151 |  |  | 0.13599 | 20.5352
13117 | TGATEWAY_2G | 2 | North | YES | 0.056274 | 130 | 30 | 130 | 0 | 1.0232 | CC | 1 | 0.13599 | 130 | 130 | 7.3156 | 130 |  |  | 0.13599 | 17.6793
13118 | TGATEWAY_3G | 3 | North | YES | 0.056274 | 148 | 30 | 148 | 0 | 1.0232 | CC | 1 | 0.13599 | 148 | 148 | 8.3286 | 148 |  |  | 0.13599 | 20.1272
13119 | TGATEWAY_4G | 4 | North | YES | 0.056274 | 399 | 65 | 399 | 0 | 1.0232 | CC | 1 | 0.13599 | 399 | 399 | 22.4533 | 399 |  |  | 0.13599 | 54.2619
1068 | SCURRYCW_1G | 1 | West | YES | 0.056313 | 28.2 | 1.3 | 141 |  | 1.01 | Wind | 1 | 0.13603 | 0 | 141 |  |  |  |  | 0.13603 | 19.1808
1073 | SCURRYCW_2G | 2 | West | YES | 0.056313 | 24 | 0 | 120 | 0 | 1.017 | Wind | 1 | 0.13603 | 0 | 120 |  |  |  |  | 0.13603 | 16.324
1061 | CIELOGEN_1G | 1 | West | YES | 0.056321 | 19.8 | 0 | 99 |  | 1 | Wind | 1 | 0.13604 | 0 | 99 |  |  |  |  | 0.13604 | 13.4681
1062 | CIELOGEN_2G | 1 | West | YES | 0.056321 | 12.2 | 0 | 61 |  | 1 | Wind | 1 | 0.13604 | 0 | 61 |  |  |  |  | 0.13604 | 8.2985
1069 | KINDERMG_1G | 1 | West | YES | 0.056321 | 25 | 5 | 25 | 0 | 1.017 | Cogen | 1 | 0.13604 | 0 | 0 |  |  |  |  | 0.13604 | 0
1070 | KINDERMG_2G | 1 | West | YES | 0.056321 | 45.7 | 12 | 45.7 | 0 | 1.017 | Cogen | 1 | 0.13604 | 0 | 0 |  |  |  |  | 0.13604 | 0
1071 | KINDERMG_3G | 1 | West | YES | 0.056321 | 45.7 | 12 | 45.7 | 0 | 1.017 | Cogen | 1 | 0.13604 | 0 | 0 |  |  |  |  | 0.13604 | 0
1343 | TRENTIPP_8 | 1 | West | YES | 0.05639 | 30 | 0 | 150 |  | 1.014 | Wind | 1 | 0.13611 | 0 | 150 |  |  |  |  | 0.13611 | 20.4166
1354 | AEPWIND_8 | 1 | West | YES | 0.05639 | 20.2 | 0 | 101 |  | 1 | Wind | 1 | 0.13611 | 0 | 101 |  |  |  |  | 0.13611 | 13.7472
36998 | RDCNYNG1 | 1 | West | YES | 0.056466 | 16.8 | 0 | 84 |  | 1.01 | Wind | 1 | 0.13619 | 0 | 84 |  |  |  |  | 0.13619 | 11.4397
3097 | MARTLAKE_1G | 1 | North | YES | 0.056825 | 790 | 500 | 790 | 0 | 1.017 | LIGCO | 1 | 0.13655 | 0 | 790 | 44.8918 | 790 |  |  | 0.13655 | 107.8711
3098 | MARTLAKE_2G | 2 | North | YES | 0.056825 | 795 | 461 | 795 | 0 | 1.017 | LIGCO | 1 | 0.13655 | 0 | 795 | 45.1759 | 795 |  |  | 0.13655 | 108.5538
3099 | MARTLAKE_3G | 3 | North | YES | 0.056825 | 804 | 500 | 804 | 0 | 1.017 | LIGCO | 1 | 0.13655 | 0 | 804 | 45.6873 | 804 |  |  | 0.13655 | 109.7827
71051 | L_BITTCR1_1N | W1 | West | YES | 0.056996 | 7.5 | 0 | 37.5 |  | 1.02 | Wind | 1 | 0.13672 | 0 | 37.5 |  |  |  |  | 0.13672 | 5.1269
71054 | L_SWEETW1_1N | W1 | West | YES | 0.056996 | 21.5 | 0 | 107.5 |  | 1.02 | Wind | 1 | 0.13672 | 0 | 107.5 |  |  |  |  | 0.13672 | 14.697
71057 | L_SWEETW1_2N | W1 | West | YES | 0.056996 | 27 | 0 | 135 |  | 1.02 | Wind | 1 | 0.13672 | 0 | 135 |  |  |  |  | 0.13672 | 18.4568
71059 | L_SWEETW1_3N | W1 | West | YES | 0.056996 | 23.8 | 0 | 119 | 0 | 1.02 | Wind | 1 | 0.13672 | 0 | 119 |  |  |  |  | 0.13672 | 16.2693
71060 | L_SWEETW1_4N | W1 | West | YES | 0.056996 | 21 | 0 | 105 | 0 | 1.02 | Wind | 1 | 0.13672 | 0 | 105 |  |  |  |  | 0.13672 | 14.3553
1049 | ROSCOEWI_5 | 1 | West | YES | 0.05706 | 41.8 | 0 | 209 |  | 1.01 | Wind | 1 | 0.13678 | 0 | 209 |  |  |  |  | 0.13678 | 28.5872
1057 | ROSCOEWI_5 | 2 | West | YES | 0.05706 | 25.3 | 0 | 126.5 |  | 1.01 | Wind | 1 | 0.13678 | 0 | 126.5 |  |  |  |  | 0.13678 | 17.3028
1060 | ROSCOEWI_5 | 3 | West | YES | 0.05706 | 39.4 | 0 | 197 | 0 | 1.01 | Wind | 1 | 0.13678 | 0 | 197 |  |  |  |  | 0.13678 | 26.9458
1072 | ROSCOEWI_5 | 4 | West | YES | 0.05706 | 63.6 | 0 | 318 | 0 | 1.01 | Wind | 1 | 0.13678 | 0 | 318 |  |  |  |  | 0.13678 | 43.4963
6144 | MCADOO1A | 1 | West | YES | 0.057099 | 15 | 0 | 150 | 0 | 1.025 | Wind | 1 | 0.13682 | 0 | 150 |  |  |  |  | 0.13682 | 20.523
1416 | SWETWATR_1G | 1 | West | YES | 0.057428 | 30 | 18 | 30 | 0 | 1.026 | CC | 1 | 0.13715 | 30 | 30 |  |  |  |  | 0.13715 | 4.1145
1417 | SWETWATR_2G | 2 | West | YES | 0.057428 | 72 | 36 | 72 | 0 | 1.026 | CC | 1 | 0.13715 | 72 | 72 |  |  |  |  | 0.13715 | 9.8747
1418 | SWETWATR_3G | 3 | West | YES | 0.057428 | 68 | 36 | 68 | 0 | 1.026 | CC | 1 | 0.13715 | 68 | 68 |  |  |  |  | 0.13715 | 9.3261
1419 | SWETWATR_4G | 4 | West | YES | 0.057428 | 61 | 36 | 61 | 0 | 1.026 | CC | 1 | 0.13715 | 61 | 61 |  |  |  |  | 0.13715 | 8.3661
60081 | WHRLWIND1A | 1 | West | YES | 0.057918 | 12 | 0 | 60 | 0 | 1.03 | Wind | 1 | 0.13764 | 0 | 60 |  |  |  |  | 0.13764 | 8.2583
60052 | WILDHRS11A | 1 | West | YES | 0.058447 | 25.3 | 0 | 126.5 | 0 | 1.005 | Wind | 1 | 0.13817 | 0 | 126.5 |  |  |  |  | 0.13817 | 17.4782
60053 | WILDHRS21A | 1 | West | YES | 0.058447 | 7.8 | 0 | 39 | 0 | 1.025 | Wind | 1 | 0.13817 | 0 | 39 |  |  |  |  | 0.13817 | 5.3885
1437 | MESQUITW_1G | 1 | North | YES | 0.059167 | 40 | 0 | 400 | 0 | 1.023 | Wind | 1 | 0.13889 | 0 | 400 | 23.6668 | 400 |  |  | 0.13889 | 55.5551
1438 | MESQUITW_2G | 1 | North | YES | 0.059171 | 23.6 | 0 | 236 |  | 1.017 | Wind | 1 | 0.13889 | 0 | 236 | 13.9644 | 236 |  |  | 0.13889 | 32.7784
1442 | COKFIELD_5 | 1 | North | YES | 0.059869 | 16.5 | 0 | 165 |  | 1.029 | Wind | 1 | 0.13959 | 0 | 165 | 9.8784 | 165 |  |  | 0.13959 | 23.0323
6100 | OKLA7A | EQ | West | YES | 0.060344 | 50 | -220 | 220 | 0 | 1.035 | DCTie | 1 | 0.14006 | 0 | 0 |  |  |  |  | 0.14006 | 0
6752 | OKLA0A | 1 | West | YES | 0.060344 | 649.7 | 175 | 649.7 | 0 | 1.035 | LIGCO | 1 | 0.14006 | 0 | 649.7 |  |  |  |  | 0.14006 | 91
12411 | FPLEFR1A_G | 1 | North | YES | 0.06064 | 161 | 72 | 161 | 0 | 1 | CC | 1 | 0.14036 | 161 | 161 | 9.763 | 161 |  |  | 0.14036 | 22.5981
12412 | FPLEFR1B_G | 2 | North | YES | 0.06064 | 164 | 72 | 164 | 0 | 1 | CC | 1 | 0.14036 | 164 | 164 | 9.945 | 164 |  |  | 0.14036 | 23.0192
12413 | FPLEFR1C_G | 3 | North | YES | 0.06064 | 164 | 72 | 164 | 0 | 1 | CC | 1 | 0.14036 | 164 | 164 | 9.945 | 164 |  |  | 0.14036 | 23.0192
12414 | FPLEFR1S_G | 4 | North | YES | 0.06064 | 414 | 191 | 414 | 0 | 1 | CC | 1 | 0.14036 | 414 | 414 | 25.105 | 414 |  |  | 0.14036 | 58.1093
12421 | FPLEFR2A_G | 1 | North | YES | 0.06064 | 162 | 72 | 162 | 0 | 1 | CC | 1 | 0.14036 | 162 | 162 | 9.8237 | 162 |  |  | 0.14036 | 22.7384
12422 | FPLEFR2B_G | 2 | North | YES | 0.06064 | 161 | 72 | 161 | 0 | 1 | CC | 1 | 0.14036 | 161 | 161 | 9.763 | 161 |  |  | 0.14036 | 22.5981
12423 | FPLEFR2C_G | 3 | North | YES | 0.06064 | 163 | 72 | 163 | 0 | 1 | CC | 1 | 0.14036 | 163 | 163 | 9.8843 | 163 |  |  | 0.14036 | 22.8788
12424 | FPLEFR2S_G | 4 | North | YES | 0.06064 | 415 | 191 | 415 | 0 | 1 | CC | 1 | 0.14036 | 415 | 415 | 25.1656 | 415 |  |  | 0.14036 | 58.2497
3126 | TRINIDAD_6G | 1 | North | YES | 0.060981 | 179.2 | 46 | 224 | 0 | 1 | GST | 1 | 0.1407 | 224 | 224 | 13.6597 | 224 |  |  | 0.1407 | 31.5172
2451 | LKHB1_G | 1 | North | YES | 0.061421 | 0 | 80 | 391 |  | 1.022 | GST | 1 | 0.14114 | 391 | 391 | 24.0156 | 391 |  |  | 0.14114 | 55.1864
2452 | LKHB2_G | 2 | North | YES | 0.061421 | 516 | 80 | 516 | 0 | 1.022 | GST | 1 | 0.14114 | 516 | 516 | 31.6932 | 516 |  |  | 0.14114 | 72.8291
12440 | PARKD_1SVC8 | 1 | North | YES | 0.0616 | 0 | 0 | 0 | 0 | 1.007 | GST | 1 | 0.14132 | 0 | 0 | 0 | 0 |  |  | 0.14132 | 0
12449 | PARKD_2SVC8 | 1 | North | YES | 0.0616 | 0 | 0 | 0 | 0 | 1.007 | GST | 1 | 0.14132 | 0 | 0 | 0 | 0 |  |  | 0.14132 | 0
948 | STEAM1 | 1 | North | YES | 0.061613 | 0 | 12 | 20 |  | 1.02 | GST | 1 | 0.14133 | 20 | 20 | 1.2323 | 20 |  |  | 0.14133 | 2.8267
949 | STEAM2 | 1 | North | YES | 0.061613 | 26 | 8 | 26 | 0 | 0.99 | GST | 1 | 0.14133 | 26 | 26 | 1.6019 | 26 |  |  | 0.14133 | 3.6747
950 | STEAM3 | 1 | North | YES | 0.061613 | 41 | 13 | 42 | 0 | 1.02 | GST | 1 | 0.14133 | 42 | 42 | 2.5877 | 42 |  |  | 0.14133 | 5.936
837 | NEWMAN_G5 | 1 | North | YES | 0.061756 | 0 | 15 | 40 |  | 1.01 | GST | 1 | 0.14148 | 40 | 40 | 2.4702 | 40 |  |  | 0.14148 | 5.6591
842 | OLINGER_G1 | 1 | North | YES | 0.061769 | 55.4 | 20 | 79 | 0 | 1.03 | GST | 1 | 0.14149 | 79 | 79 | 4.8798 | 79 |  |  | 0.14149 | 11.1777
843 | OLINGER_G2 | 1 | North | YES | 0.061769 | 76.2 | 25 | 110 | 0 | 1.03 | GST | 1 | 0.14149 | 110 | 110 | 6.7946 | 110 |  |  | 0.14149 | 15.5639
844 | OLINGER_G3 | 1 | North | YES | 0.061769 | 103.9 | 45 | 150 | 0 | 1.03 | GST | 1 | 0.14149 | 150 | 150 | 9.2653 | 150 |  |  | 0.14149 | 21.2235
845 | OLINGER_G4 | 1 | North | YES | 0.061769 | 51.9 | 0 | 76 | 0 | 1.03 | GGT | 1 | 0.14149 | 76 | 76 | 4.6944 | 76 |  |  | 0.14149 | 10.7532
1701 | MOSES_1G | 1 | North | YES | 0.061917 | 558 | 175 | 558 | 0 | 1.023 | LIGCO | 1 | 0.14164 | 0 | 558 | 34.5497 | 558 |  |  | 0.14164 | 79.0338
1702 | MOSES_2G | 2 | North | YES | 0.061917 | 579 | 175 | 579 | 0 | 1.023 | LIGCO | 1 | 0.14164 | 0 | 579 | 35.8499 | 579 |  |  | 0.14164 | 82.0082
1703 | MOSES_3G | 3 | North | YES | 0.061917 | 808 | 463 | 808 | 0 | 1.023 | LIGCO | 1 | 0.14164 | 0 | 808 | 50.0289 | 808 |  |  | 0.14164 | 114.4433
5925 | DCEAST | EQ | North | YES | 0.061917 | 400.3 | -600 | 600 | 0 | 1.025 | DCTie | 1 | 0.14164 | 0 | 0 | 0 | 0 |  |  | 0.14164 | 0
1433 | GRHAMSES_1G | 1 | North | YES | 0.061961 | 242 | 60 | 242 | 0 | 1.038 | GST | 1 | 0.14168 | 242 | 242 | 14.9946 | 242 |  |  | 0.14168 | 34.287
1675 | PEC_1G | 1 | North | YES | 0.061997 | 76.7 | 35 | 76.7 | 0 | 1.022 | Cogen | 1 | 0.14172 | 0 | 0 | 0 | 0 |  |  | 0.14172 | 0
1676 | PEC_2G | 2 | North | YES | 0.061997 | 79.6 | 35 | 79.6 | 0 | 1.022 | Cogen | 1 | 0.14172 | 0 | 0 | 0 | 0 |  |  | 0.14172 | 0
1677 | PEC_3G | 3 | North | YES | 0.061997 | 88.4 | 35 | 88.4 | 0 | 1.022 | Cogen | 1 | 0.14172 | 0 | 0 | 0 | 0 |  |  | 0.14172 | 0
1479 | WFCOGEN_1G | 1 | North | YES | 0.062077 | 16 | 12 | 20 | 0 | 1 | Cogen | 1 | 0.1418 | 0 | 0 | 0 | 0 |  |  | 0.1418 | 0
1479 | WFCOGEN_1G | 2 | North | YES | 0.062077 | 16 | 12 | 20 | 0 | 1 | Cogen | 1 | 0.1418 | 0 | 0 | 0 | 0 |  |  | 0.1418 | 0
1482 | WFCOGEN_2G | 2 | North | YES | 0.062077 | 13.6 | 12 | 17 | 0 | 1 | Cogen | 1 | 0.1418 | 0 | 0 | 0 | 0 |  |  | 0.1418 | 0
1482 | WFCOGEN_2G | 1 | North | YES | 0.062077 | 16 | 12 | 20 | 0 | 1 | Cogen | 1 | 0.1418 | 0 | 0 | 0 | 0 |  |  | 0.1418 | 0
1432 | GRHAMSES_2G | 2 | North | YES | 0.062079 | 294.9 | 90 | 366 | 0 | 1.014 | GST | 1 | 0.1418 | 366 | 366 | 22.7209 | 366 |  |  | 0.1418 | 51.8987
1678 | LAMARPWR_1G | 1 | North | YES | 0.062084 | 160 | 67.7 | 160 | 0 | 1.038 | CC | 1 | 0.1418 | 160 | 160 | 9.9334 | 160 |  |  | 0.1418 | 22.6888
1679 | LAMARPWR_2G | 2 | North | YES | 0.062084 | 156 | 67.7 | 156 | 0 | 1.038 | CC | 1 | 0.1418 | 156 | 156 | 9.6851 | 156 |  |  | 0.1418 | 22.1215
1680 | LAMARPWR_3G | 3 | North | YES | 0.062084 | 196 | 129.1 | 196 | 0 | 1.038 | CC | 1 | 0.1418 | 196 | 196 | 12.1685 | 196 |  |  | 0.1418 | 27.7937
1681 | LAMARPWR_4G | 4 | North | YES | 0.062084 | 156 | 67.7 | 156 | 0 | 1.038 | CC | 1 | 0.1418 | 156 | 156 | 9.6851 | 156 |  |  | 0.1418 | 22.1215
1682 | LAMARPWR_5G | 5 | North | YES | 0.062084 | 157 | 67.7 | 157 | 0 | 1.038 | CC | 1 | 0.1418 | 157 | 157 | 9.7472 | 157 |  |  | 0.1418 | 22.2633
1683 | LAMARPWR_6G | 6 | North | YES | 0.062084 | 198 | 129.1 | 198 | 0 | 1.038 | CC | 1 | 0.1418 | 198 | 198 | 12.2926 | 198 |  |  | 0.1418 | 28.0773
1689 | VALLEY_3G | 3 | North | YES | 0.062186 | 0 | 25 | 375 |  | 1.003 | GST | 1 | 0.14191 | 375 | 375 | 23.3197 | 375 |  |  | 0.14191 | 53.215
11691 | KMICHICT1_G | 1 | North | YES | 0.062186 | 144 | 80 | 144 | 0 | 1.026 | CC | 1 | 0.14191 | 144 | 144 | 8.9548 | 144 |  |  | 0.14191 | 20.4346
11692 | KMICHICT2_G | 2 | North | YES | 0.062186 | 146 | 80 | 146 | 0 | 1.026 | CC | 1 | 0.14191 | 146 | 146 | 9.0792 | 146 |  |  | 0.14191 | 20.7184
11693 | KMICHIST3_G | 3 | North | YES | 0.062186 | 312 | 60 | 312 | 0 | 1.026 | CC | 1 | 0.14191 | 312 | 312 | 19.402 | 312 |  |  | 0.14191 | 44.2749
11694 | KMICHICT4_G | 4 | North | YES | 0.062186 | 144 | 80 | 144 | 0 | 1.026 | CC | 1 | 0.14191 | 144 | 144 | 8.9548 | 144 |  |  | 0.14191 | 20.4346
11695 | KMICHICT5_G | 5 | North | YES | 0.062186 | 148 | 80 | 148 | 0 | 1.026 | CC | 1 | 0.14191 | 148 | 148 | 9.2035 | 148 |  |  | 0.14191 | 21.0022
11696 | KMICHIST6_G | 6 | North | YES | 0.062186 | 310 | 60 | 310 | 0 | 1.026 | CC | 1 | 0.14191 | 310 | 310 | 19.2777 | 310 |  |  | 0.14191 | 43.9911
1687 | VALLEY_1G | 1 | North | YES | 0.062341 | 136 | 15 | 170 | 0 | 1.029 | GST | 1 | 0.14206 | 170 | 170 | 10.598 | 170 |  |  | 0.14206 | 24.1505
1688 | VALLEY_2G | 2 | North | YES | 0.062341 | 527 | 90 | 527 | 0 | 1.029 | GSC | 1 | 0.14206 | 527 | 527 | 32.8537 | 527 |  |  | 0.14206 | 74.8665
6948 | DENISNDM | 2 | North | YES | 0.062476 | 31 | 5 | 40 | 0 | 1.015 | Hydro | 1 | 0.1422 | 0 | 0 | 0 | 0 |  |  | 0.1422 | 0
6948 | DENISNDM | 1 | North | YES | 0.062476 | 40 | 5 | 40 | 0 | 1.015 | Hydro | 1 | 0.1422 | 0 | 0 | 0 | 0 |  |  | 0.1422 | 0
2371 | COLLIN_1G | MB | North | YES | 0.063109 | 0 | 40 | 138 |  | 1.022 | GST | 1 | 0.14283 | 0 | 0 | 0 | 0 |  |  | 0.14283 | 0
2413 | MTCK6_G | 6 | North | YES | 0.063313 | 0 | 30 | 118 |  | 1.022 | GST | 1 | 0.14303 | 118 | 118 | 7.4709 | 118 |  |  | 0.14303 | 16.878
2414 | MTCK7_G | 7 | North | YES | 0.063313 | 0 | 30 | 115 |  | 1.022 | GST | 1 | 0.14303 | 115 | 115 | 7.281 | 115 |  |  | 0.14303 | 16.4489
2417 | MTCK8_G | 8 | North | YES | 0.063313 | 444.8 | 60 | 556 | 0 | 1.022 | GSC | 1 | 0.14303 | 556 | 556 | 35.202 | 556 |  |  | 0.14303 | 79.5267
1600 | BARTNWND_1G | 1 | North | YES | 0.063465 | 12 | 0 | 120 | 0 | 1.022 | Wind | 1 | 0.14319 | 0 | 120 | 7.6158 | 120 |  |  | 0.14319 | 17.1823
1643 | SLSTR1PP_1G | 1 | North | YES | 0.063479 | 6 | 0 | 60 | 0 | 1.022 | Wind | 1 | 0.1432 | 0 | 60 | 3.8087 | 60 |  |  | 0.1432 | 8.592
344 | MRSSHPRD | 1 | North | YES | 0.063643 | 12 | 0 | 12 |  | 1.03 | Hydro | 1 | 0.14336 | 0 | 0 | 0 | 0 |  |  | 0.14336 | 0
345 | MRSSHPRD01 | 2 | North | YES | 0.063643 | 12 | 0 | 12 |  | 1.03 | Hydro | 1 | 0.14336 | 0 | 0 | 0 | 0 |  |  | 0.14336 | 0
2381 | NTHLK1_G | 1 | North | YES | 0.06381 | 0 | 35 | 156 |  | 1.022 | GST | 1 | 0.14353 | 156 | 156 | 9.9544 | 156 |  |  | 0.14353 | 22.3908
2382 | NTHLK2_G | 2 | North | YES | 0.06381 | 0 | 35 | 181 |  | 1.022 | GST | 1 | 0.14353 | 181 | 181 | 11.5496 | 181 |  |  | 0.14353 | 25.9791
2383 | NTHLK3_G | 3 | North | YES | 0.06381 | 0 | 50 | 329 |  | 1.022 | GST | 1 | 0.14353 | 329 | 329 | 20.9935 | 329 |  |  | 0.14353 | 47.2216
728 | WOLFRIDGE801 | 1 | North | YES | 0.0639 | 11.2 | 0 | 112.5 | 0 | 0.99 | Wind | 1 | 0.14362 | 0 | 112.5 | 7.1887 | 112.5 |  |  | 0.14362 | 16.1573
923 | SPENCER_G4 | 1 | North | YES | 0.063953 | 48 | 20 | 61 | 0 | 1.03 | GST | 1 | 0.14367 | 61 | 61 | 3.9011 | 61 |  |  | 0.14367 | 8.7641
924 | SPENCER_G5 | 1 | North | YES | 0.063953 | 52 | 20 | 66 | 0 | 1.03 | GST | 1 | 0.14367 | 66 | 66 | 4.2209 | 66 |  |  | 0.14367 | 9.4825
1453 | WCPWRCO_1G | 1 | North | YES | 0.063959 | 204 | 50 | 204 |  | 1.02 | CC | 1 | 0.14368 | 204 | 204 | 13.0476 | 204 |  |  | 0.14368 | 29.3107
1454 | WCPWRCO_2G | 2 | North | YES | 0.063959 | 204 | 50 | 204 |  | 1.02 | CC | 1 | 0.14368 | 204 | 204 | 13.0476 | 204 |  |  | 0.14368 | 29.3107
1455 | WCPWRCO_3G | 3 | North | YES | 0.063959 | 242 | 50 | 242 |  | 1.02 | CC | 1 | 0.14368 | 242 | 242 | 15.4781 | 242 |  |  | 0.14368 | 34.7705
2418 | MTCK2_G | 2 | North | YES | 0.064063 | 0 | 10 | 23 |  | 0.971 | GSC | 1 | 0.14378 | 23 | 23 | 1.4734 | 23 |  |  | 0.14378 | 3.307
2419 | MTCK3_G | MB | North | YES | 0.064063 | 0 | 10 | 63 |  | 0.971 | GSC | 1 | 0.14378 | 0 | 0 | 0 | 0 |  |  | 0.14378 | 0
580 | JCKCNTY801 | 1 | North | YES | 0.064727 | 288 | 0 | 288 | 0 | 1.022 | CC | 1 | 0.14445 | 288 | 288 | 18.6414 | 288 |  |  | 0.14445 | 41.6009
581 | JCKCNTY802 | 2 | North | YES | 0.064727 | 147 | 0 | 147 | 0 | 1.022 | CC | 1 | 0.14445 | 147 | 147 | 9.5149 | 147 |  |  | 0.14445 | 21.2338
582 | JCKCNTY803 | 3 | North | YES | 0.064727 | 147 | 0 | 147 | 0 | 1.022 | CC | 1 | 0.14445 | 147 | 147 | 9.5149 | 147 |  |  | 0.14445 | 21.2338
12322 | ENNSTRAC_1G | 1 | North | YES | 0.064766 | 196 | 130 | 196 | 0 | 1.036 | CC | 1 | 0.14449 | 196 | 196 | 12.6941 | 196 |  |  | 0.14449 | 28.3194
12323 | ENNSTRAC_2G | 2 | North | YES | 0.064766 | 116 | 100 | 116 | 0 | 1.036 | CC | 1 | 0.14449 | 116 | 116 | 7.5129 | 116 |  |  | 0.14449 | 16.7605
503 | NTHTEXAS01 | 1 | North | YES | 0.065133 | 0 | 5 | 18 |  | 1.015 | GST | 1 | 0.14485 | 18 | 18 | 1.1724 | 18 |  |  | 0.14485 | 2.6074
504 | NTHTEXAS02 | 2 | North | YES | 0.065133 | 14.4 | 5 | 18 |  | 1.015 | GST | 1 | 0.14485 | 18 | 18 | 1.1724 | 18 |  |  | 0.14485 | 2.6074
505 | NTHTEXAS03 | 3 | North | YES | 0.065133 | 30.4 | 15 | 38 |  | 1.015 | GST | 1 | 0.14485 | 38 | 38 | 2.4751 | 38 |  |  | 0.14485 | 5.5044
1861 | EAGLEMNT_1G | MB | North | YES | 0.065638 | 0 | 30 | 112 |  | 1.022 | GST | 1 | 0.14536 | 0 | 0 | 0 | 0 |  |  | 0.14536 | 0
1862 | EAGLEMNT_2G | MB | North | YES | 0.065638 | 0 | 40 | 100 |  | 1.022 | GST | 1 | 0.14536 | 0 | 0 | 0 | 0 |  |  | 0.14536 | 0
1863 | EAGLEMNT_3G | MB | North | YES | 0.065638 | 0 | 50 | 378 |  | 1.022 | GST | 1 | 0.14536 | 0 | 0 | 0 | 0 |  |  | 0.14536 | 0
332 | RWMILLER01 | 1 | North | YES | 0.065881 | 58.4 | 18.5 | 73 | 0 | 1.04 | GST | 1 | 0.1456 | 73 | 73 | 4.8093 | 73 |  |  | 0.1456 | 10.6289
333 | RWMILLER02 | 2 | North | YES | 0.065881 | 95.2 | 37 | 119 | 0 | 1.04 | GST | 1 | 0.1456 | 119 | 119 | 7.8398 | 119 |  |  | 0.1456 | 17.3266
334 | RWMILLER03 | 3 | North | YES | 0.065881 | 166.4 | 65 | 208 | 0 | 1.04 | GST | 1 | 0.1456 | 208 | 208 | 13.7032 | 208 |  |  | 0.1456 | 30.2852
335 | RWMILLER04 | 4 | North | YES | 0.065881 | 81.6 | 0 | 102 | 0 | 1.04 | GST | 1 | 0.1456 | 102 | 102 | 6.7199 | 102 |  |  | 0.1456 | 14.8514
336 | RWMILLER05 | 5 | North | YES | 0.065881 | 80.8 | 0 | 101 | 0 | 1.04 | GST | 1 | 0.1456 | 101 | 101 | 6.654 | 101 |  |  | 0.1456 | 14.7058
1898 | COMCHEPK_1G | 1 | North | YES | 0.066402 | 1159 | 1150 | 1159 | 0 | 1.032 | Nuc | 1 | 0.14612 | 0 | 0 | 0 | 0 |  |  | 0.14612 | 0
1899 | COMCHEPK_2G | 2 | North | YES | 0.066402 | 1159 | 1128 | 1159 | 0 | 1.032 | Nuc | 1 | 0.14612 | 0 | 0 | 0 | 0 |  |  | 0.14612 | 0
1877 | WLFHOLW_1G | 1 | North | YES | 0.066647 | 217.3 | 89.2 | 217.3 | 0 | 1.032 | CC | 1 | 0.14637 | 217.3 | 217.3 | 14.4824 | 217.3 |  |  | 0.14637 | 31.8057
1878 | WLFHOLW_2G | 2 | North | YES | 0.066647 | 215.7 | 105 | 215.7 | 0 | 1.032 | CC | 1 | 0.14637 | 215.7 | 215.7 | 14.3758 | 215.7 |  |  | 0.14637 | 31.5715
1879 | WLFHOLW_3G | 3 | North | YES | 0.066647 | 272.4 | 89.2 | 272.4 | 0 | 1.032 | CC | 1 | 0.14637 | 272.4 | 272.4 | 18.1546 | 272.4 |  |  | 0.14637 | 39.8706
1889 | DECRDOVA_1G | 1 | North | YES | 0.066875 | 779 | 255 | 779 | 0 | 1.02 | GSC | 1 | 0.1466 | 779 | 779 | 52.0956 | 779 |  |  | 0.1466 | 114.1981
1945 | HANDLEY_1G | MB | North | YES | 0.066914 | 0 | 25 | 36 |  | 0.986 | GST | 1 | 0.14663 | 0 | 0 | 0 | 0 |  |  | 0.14663 | 0
1946 | HANDLEY_2G | MB | North | YES | 0.066914 | 0 | 30 | 68 |  | 0.986 | GST | 1 | 0.14663 | 0 | 0 | 0 | 0 |  |  | 0.14663 | 0
1948 | HANDLEY_4G | 4 | North | YES | 0.067011 | 348 | 150 | 435 | 0 | 1.022 | GST | 1 | 0.14673 | 435 | 435 | 29.1498 | 435 |  |  | 0.14673 | 63.8283
1947 | HANDLEY_3G | 3 | North | YES | 0.067178 | 316 | 100 | 395 | 0 | 1.022 | GST | 1 | 0.1469 | 395 | 395 | 26.5353 | 395 |  |  | 0.1469 | 58.025
1949 | HANDLEY_5G | 5 | North | YES | 0.067178 | 348 | 150 | 435 | 0 | 1.022 | GST | 1 | 0.1469 | 435 | 435 | 29.2224 | 435 |  |  | 0.1469 | 63.9009
1892 | DECRDOVA_2G | A | North | YES | 0.067642 | 65 | 65 | 70 | 0 | 1.025 | GGT | 1 | 0.14736 | 70 | 70 | 4.7349 | 70 |  |  | 0.14736 | 10.3154
1893 | DECRDOVA_3G | B | North | YES | 0.067642 | 65 | 65 | 69 | 0 | 1.025 | GGT | 1 | 0.14736 | 69 | 69 | 4.6673 | 69 |  |  | 0.14736 | 10.168
1894 | DECRDOVA_4G | C | North | YES | 0.067642 | 65 | 65 | 69 | 0 | 1.025 | GGT | 1 | 0.14736 | 69 | 69 | 4.6673 | 69 |  |  | 0.14736 | 10.168
1895 | DECRDOVA_5G | D | North | YES | 0.067642 | 65 | 65 | 68 | 0 | 1.025 | GGT | 1 | 0.14736 | 68 | 68 | 4.5997 | 68 |  |  | 0.14736 | 10.0207
366 | JNSNCNTY802 | 1 | North | YES | 0.070518 | 168 | 20 | 168 | 0 | 1.02 | Cogen | 1 | 0.15024 | 0 | 0 | 0 | 0 |  |  | 0.15024 | 0
367 | JNSNCNTY802 | 2 | North | YES | 0.070518 | 90 | 20 | 90 | 0 | 1.02 | Cogen | 1 | 0.15024 | 0 | 0 | 0 | 0 |  |  | 0.15024 | 0
1941 | MDLTHELP_1G | 1 | North | YES | 0.070964 | 216.4 | 74 | 216.4 | 0 | 1 | CC | 1 | 0.15068 | 216.4 | 216.4 | 15.3566 | 216.4 |  |  | 0.15068 | 32.6082
1942 | MDLTHELP_2G | 2 | North | YES | 0.070964 | 216.1 | 74 | 216.1 | 0 | 1 | CC | 1 | 0.15068 | 216.1 | 216.1 | 15.3353 | 216.1 |  |  | 0.15068 | 32.563
1937 | MDLTHELP_5G | 5 | North | YES | 0.071345 | 224 | 74 | 224 | 0 | 1 | CC | 1 | 0.15107 | 224 | 224 | 15.9813 | 224 |  |  | 0.15107 | 33.8387
1938 | MDLTHELP_6G | 6 | North | YES | 0.071345 | 226 | 74 | 226 | 0 | 1 | CC | 1 | 0.15107 | 226 | 226 | 16.124 | 226 |  |  | 0.15107 | 34.1408
1943 | MDLTHELP_3G | 3 | North | YES | 0.071345 | 212 | 74 | 212 | 0 | 1 | CC | 1 | 0.15107 | 212 | 212 | 15.1251 | 212 |  |  | 0.15107 | 32.0259
1944 | MDLTHELP_4G | 4 | North | YES | 0.071345 | 211 | 74 | 211 | 0 | 1 | CC | 1 | 0.15107 | 211 | 211 | 15.0538 | 211 |  |  | 0.15107 | 31.8749
244 | WHITNYDM01 | 1 | North | YES | 0.088636 | 15 | 0 | 15 | 0 | 1.035 | Hydro | 1 | 0.16836 | 0 | 0 | 0 | 0 |  |  | 0.16836 | 0
245 | WHITNYDM02 | 2 | North | YES | 0.088636 | 15 | 0 | 15 | 0 | 1.035 | Hydro | 1 | 0.16836 | 0 | 0 | 0 | 0 |  |  | 0.16836 | 0
251 | BOSQUESW803 | 2 | North | YES | 0.093866 | 150 | 0 | 150 |  | 1.032 | CC | 1 | 0.17359 | 150 | 150 | 14.0799 | 150 |  |  | 0.17359 | 26.038
253 | BOSQUESW804 | 2 | North | YES | 0.093866 | 80 | 0 | 80 |  | 1.032 | CC | 1 | 0.17359 | 80 | 80 | 7.5093 | 80 |  |  | 0.17359 | 13.8869
238 | BOSQUESW505 | 1 | North | YES | 0.1071 | 255 | 0 | 255 | 0 | 1.02 | CC | 1 | 0.18682 | 255 | 255 | 27.31 | 255 |  |  | 0.18682 | 47.6388
239 | BOSQUESW502 | 1 | North | YES | 0.1071 | 119.2 | 0 | 149 | 0 | 1.02 | GGT | 1 | 0.18682 | 149 | 149 | 15.9576 | 149 |  |  | 0.18682 | 27.836
247 | BOSQUESW501 | 2 | North | YES | 0.1071 | 124.8 | 0 | 156 | 0 | 1.02 | GGT | 1 | 0.18682 | 156 | 156 | 16.7073 | 156 |  |  | 0.18682 | 29.1437
3403 | THOUSE_1G | 1 | North | YES | 0.12403 | 563 | 200 | 563 | 0 | 1.012 | GSC | 1 | 0.20375 | 563 | 563 | 69.8295 | 563 |  |  | 0.20375 | 114.7122
3404 | THOUSE_2G | 2 | North | YES | 0.12403 | 807 | 250 | 807 | 0 | 1.012 | GSC | 1 | 0.20375 | 807 | 807 | 100.093 | 807 |  |  | 0.20375 | 164.4276
3416 | LAKE_CRK1_G | 1 | North | YES | 0.12499 | 60 | 33 | 75 |  | 1.029 | GST | 1 | 0.20471 | 75 | 75 | 9.3742 | 75 |  |  | 0.20471 | 15.3533
3417 | LAKE_CRK2_G | 2 | North | YES | 0.12499 | 177.6 | 40 | 222 | 0 | 1.029 | GST | 1 | 0.20471 | 222 | 222 | 27.7478 | 222 |  |  | 0.20471 | 45.4458

## Zones
Houston | -1
North | 1
South | -1
West | 1
SET UP AREA, copy & paste values to cell B1
Source | North |  | N to H | N to W | N to S | W to N | S to N | W to S
Sink | South | Houston | -1 | 1 | -1 | -1 | 1 | -1
|  | North | 1 | 1 | 1 | -1 | -1 | -1
|  | South | -1 | 1 | -1 | -1 | 1 | -1
|  | West | 1 | -1 | 1 | 1 | -1 | 1
|  | Source | North | North | North | West | South | West
|  | Sink | Houston | West | South | North | North | South

## Tech
Number of Bus | Name of Bus | Tech Type
238 | BOSQUESW505 | CC
239 | BOSQUESW502 | GGT
244 | WHITNYDM01 | Hydro
245 | WHITNYDM02 | Hydro
247 | BOSQUESW501 | GGT
251 | BOSQUESW803 | CC
253 | BOSQUESW804 | CC
332 | RWMILLER01 | GST
333 | RWMILLER02 | GST
334 | RWMILLER03 | GST
335 | RWMILLER04 | GST
336 | RWMILLER05 | GST
344 | MRSSHPRD | Hydro
345 | MRSSHPRD01 | Hydro
366 | JNSNCNTY802 | Cogen
367 | JNSNCNTY802 | Cogen
503 | NTHTEXAS01 | GST
504 | NTHTEXAS02 | GST
505 | NTHTEXAS03 | GST
580 | JCKCNTY801 | CC
581 | JCKCNTY802 | CC
582 | JCKCNTY803 | CC
728 | WOLFRIDGE801 | Wind
837 | NEWMAN_G5 | GST
842 | OLINGER_G1 | GST
843 | OLINGER_G2 | GST
844 | OLINGER_G3 | GST
845 | OLINGER_G4 | GGT
923 | SPENCER_G4 | GST
924 | SPENCER_G5 | GST
948 | STEAM1 | GST
949 | STEAM2 | GST
950 | STEAM3 | GST
990 | GIBN_CREK_G1 | LIGCO
1002 | PBCTAGE_1G | GGT
1003 | PBCTBGE_2G | GGT
1004 | PBCTCGE_3G | GGT
1005 | PBCTDGE_4G | GGT
1006 | PBCTEGE_5G | GGT
1007 | PB5GEN_6G | GST
1008 | PB6GEN_7G | GST
1037 | MORGAN5G_5G | GST
1039 | MRGNAG_1G | GGT
1040 | MRGNBG_2G | GGT
1041 | MRGNCG_3G | GGT
1042 | MRGNDG_4G | GGT
1043 | MRGNEG_5G | GGT
1044 | MRGNFG_6G | GGT
1045 | CALENG1G_1G | Cogen
1046 | CALENG2G_2G | Cogen
1047 | CALENG3G_3G | Cogen
1049 | ROSCOEWI_5 | Wind
1057 | ROSCOEWI_5 | Wind
1058 | LONGSHORE_5 | Wind
1058 | LONGSHORE_5 | Wind
1058 | LONGSHORE_5 | Wind
1060 | ROSCOEWI_5 | Wind
1061 | CIELOGEN_1G | Wind
1062 | CIELOGEN_2G | Wind
1068 | SCURRYCW_1G | Wind
1069 | KINDERMG_1G | Cogen
1070 | KINDERMG_2G | Cogen
1071 | KINDERMG_3G | Cogen
1072 | ROSCOEWI_5 | Wind
1073 | SCURRYCW_2G | Wind
1146 | NOTREES_1G | Wind
1170 | AIRLAMESA_1G | Wind
1301 | BULLCREK_8 | Wind
1302 | COYOTEWG_8 | Wind
1320 | BSP 1 | Cogen
1326 | STANTONW_8 | Wind
1327 | WILDHRSE_1G | Wind
1328 | OCOTILLO_1G | Wind
1333 | MCDDONAL_8 | Wind
1343 | TRENTIPP_8 | Wind
1349 | WESTXWIN_1G | Wind
1350 | NWPWRG1_1G | Wind
1354 | AEPWIND_8 | Wind
1360 | GUNSIGHT_8 | Wind
1416 | SWETWATR_1G | CC
1417 | SWETWATR_2G | CC
1418 | SWETWATR_3G | CC
1419 | SWETWATR_4G | CC
1432 | GRHAMSES_2G | GST
1433 | GRHAMSES_1G | GST
1437 | MESQUITW_1G | Wind
1438 | MESQUITW_2G | Wind
1442 | COKFIELD_5 | Wind
1453 | WCPWRCO_1G | CC
1454 | WCPWRCO_2G | CC
1455 | WCPWRCO_3G | CC
1479 | WFCOGEN_1G | Cogen
1479 | WFCOGEN_1G | Cogen
1482 | WFCOGEN_2G | Cogen
1482 | WFCOGEN_2G | Cogen
1600 | BARTNWND_1G | Wind
1643 | SLSTR1PP_1G | Wind
1675 | PEC_1G | Cogen
1676 | PEC_2G | Cogen
1677 | PEC_3G | Cogen
1678 | LAMARPWR_1G | CC
1679 | LAMARPWR_2G | CC
1680 | LAMARPWR_3G | CC
1681 | LAMARPWR_4G | CC
1682 | LAMARPWR_5G | CC
1683 | LAMARPWR_6G | CC
1687 | VALLEY_1G | GST
1688 | VALLEY_2G | GSC
1689 | VALLEY_3G | GST
1701 | MOSES_1G | LIGCO
1702 | MOSES_2G | LIGCO
1703 | MOSES_3G | LIGCO
1861 | EAGLEMNT_1G | GST
1862 | EAGLEMNT_2G | GST
1863 | EAGLEMNT_3G | GST
1877 | WLFHOLW_1G | CC
1878 | WLFHOLW_2G | CC
1879 | WLFHOLW_3G | CC
1889 | DECRDOVA_1G | GSC
1892 | DECRDOVA_2G | GGT
1893 | DECRDOVA_3G | GGT
1894 | DECRDOVA_4G | GGT
1895 | DECRDOVA_5G | GGT
1898 | COMCHEPK_1G | Nuc
1899 | COMCHEPK_2G | Nuc
1937 | MDLTHELP_5G | CC
1938 | MDLTHELP_6G | CC
1941 | MDLTHELP_1G | CC
1942 | MDLTHELP_2G | CC
1943 | MDLTHELP_3G | CC
1944 | MDLTHELP_4G | CC
1945 | HANDLEY_1G | GST
1946 | HANDLEY_2G | GST
1947 | HANDLEY_3G | GST
1948 | HANDLEY_4G | GST
1949 | HANDLEY_5G | GST
2371 | COLLIN_1G | GST
2381 | NTHLK1_G | GST
2382 | NTHLK2_G | GST
2383 | NTHLK3_G | GST
2413 | MTCK6_G | GST
2414 | MTCK7_G | GST
2417 | MTCK8_G | GSC
2418 | MTCK2_G | GSC
2419 | MTCK3_G | GSC
2451 | LKHB1_G | GST
2452 | LKHB2_G | GST
3097 | MARTLAKE_1G | LIGCO
3098 | MARTLAKE_2G | LIGCO
3099 | MARTLAKE_3G | LIGCO
3107 | STRYKER_1G | GST
3108 | STRYKER_2G | GST
3113 | LUFKINWB_1G | Trash
3126 | TRINIDAD_6G | GST
3348 | CHAMPION_1G | Cogen
3381 | BBRN_1G | LIGCO
3382 | BBRN_2G | LIGCO
3403 | THOUSE_1G | GSC
3404 | THOUSE_2G | GSC
3416 | LAKE_CRK1_G | GST
3417 | LAKE_CRK2_G | GST
3432 | SANDOW_4G | LIGCO
5026 | BRAUNIG_VHB1 | GST
5027 | BRAUNIG_VHB2 | GST
5028 | BRAUNIG_VHB3 | GST
5031 | BRA_VHBCT1 | GST
5032 | BRA_VHBCT2 | GST
5033 | BRA_VHBCT3 | GST
5034 | BRA_VHBCT4 | GST
5111 | CALAVER_JTD1 | LIGCO
5112 | CALAVER_JTD2 | LIGCO
5264 | LEON_LCP3G3 | GST
5265 | LEON_LCP4G4 | GST
5266 | LEON_LCPCT1 | GGT
5267 | LEON_LCPCT2 | GGT
5268 | LEON_LCPCT3 | GGT
5269 | LEON_LCPCT4 | GGT
5396 | CALAVER_OWS1 | GST
5397 | CALAVER_OWS2 | GST
5401 | CALAVER_JKS1 | LIGCO
5436 | TUTTL_WBT1G1 | GST
5438 | TUTTL_WBT3G3 | GST
5439 | TUTTL_WBT4G4 | GST
5476 | BRA_AVR1_CT1 | CC
5477 | BRA_AVR1_ST1 | CC
5478 | BRA_AVR1_CT2 | CC
5503 | RAYBURNGEN3 | GST
5505 | RAYBURNGEN1 | GGT
5506 | RAYBURNGEN2 | GGT
5508 | RAYBURNCC9 | CC
5509 | RAYBURNCC10 | CC
5511 | RAYBURNCC7 | CC
5512 | RAYBURNCC8 | CC
5728 | FALCONHYDRO2 | Hydro
5729 | FALCONHYDRO3 | Hydro
5890 | PEARSALLGEN1 | GST
5891 | PEARSALLGEN2 | GST
5892 | PEARSALLGEN3 | GST
5903 | SANMIGUELGEN | LIGCO
5911 | STP_GN1___1 | Nuc
5912 | STP_GN2___2 | Nuc
5925 | DCEAST | DCTie
5932 | SI_RAY9 | CC
5933 | SI_RAY6 | GST
5934 | SI_RAY5 | GST
5935 | SI_RAY10 | CC
6016 | SWMESA | Wind
6100 | OKLA7A | DCTie
6144 | MCADOO1A | Wind
6407 | TURKTRAK1A | Wind
6637 | SNYDERW1A | Wind
6752 | OKLA0A | LIGCO
6948 | DENISNDM | Hydro
6948 | DENISNDM | Hydro
7000 | L_FERGUS1_1Y | GSC
7004 | L_SIMGID1_1Y | GST
7005 | L_SIMGID1_2Y | GST
7006 | L_SIMGID1_3Y | GST
7007 | L_LOSTPI1_1Y | CC
7008 | L_LOSTPI1_2Y | CC
7009 | L_LOSTPI1_3Y | CC
7010 | L_FPPYD11_1Y | LIGCO
7011 | L_FPPYD11_2Y | LIGCO
7012 | L_FPPYD21_3Y | LIGCO
7014 | L_HAYSEN1_1Y | CC
7015 | L_HAYSEN1_2Y | CC
7016 | L_HAYSEN1_3Y | CC
7017 | L_HAYSEN1_4Y | CC
7020 | L_AUSTPL1_1Y | Hydro
7020 | L_AUSTPL1_1Y | Hydro
7022 | L_BUCHAN1_1Y | Hydro
7023 | L_BUCHAN1_2Y | Hydro
7024 | L_BUCHAN1_3Y | Hydro
7026 | L_INKSDA1_1Y | Hydro
7028 | L_MARBFA1_1Y | Hydro
7029 | L_MARBFA1_2Y | Hydro
7031 | L_MARSFO1G1Y | Hydro
7032 | L_MARSFO1G2Y | Hydro
7033 | L_MARSFO1G3Y | Hydro
7035 | L_WIRTZ_1G1Y | Hydro
7036 | L_WIRTZ_1G2Y | Hydro
7038 | L_DELAWA1_1Y | Wind
7038 | L_DELAWA1_1Y | Wind
7303 | L_WPPGS12_1Y | GGT
7303 | L_WPPGS12_1Y | GGT
7305 | L_WPPGS34_1Y | GGT
7305 | L_WPPGS34_1Y | GGT
7487 | L_CANYHY8_1Y | Hydro
7605 | L_MCQUEE9_1Y | Hydro
7605 | L_MCQUEE9_1Y | Hydro
7605 | L_MCQUEE9_1Y | Hydro
7609 | L_SCHUMA8_1Y | Hydro
7624 | L_LAKEWO9_1Y | Hydro
7624 | L_LAKEWO9_1Y | Hydro
7800 | L_GUADGE1_1Y | CC
7801 | L_GUADGE1_2Y | CC
7802 | L_GUADGE1_3Y | CC
7803 | L_GUADGE1_4Y | CC
7804 | L_GUADGE1_5Y | CC
7805 | L_GUADGE1_6Y | CC
7807 | L_BASTEN1_1Y | CC
7808 | L_BASTEN1_2Y | CC
7809 | L_BASTEN1_3Y | CC
7810 | L_RIONOG1G1Y | CC
7811 | L_RIONOG1G2Y | CC
7812 | L_RIONOG1G3Y | CC
7813 | L_RIONOG1S1Y | CC
8032 | AMISTADHYD1 | Hydro
8033 | AMISTADHYD2 | Hydro
8048 | FALCONHYDRO1 | Hydro
8066 | DUP1V#1 | Cogen
8134 | FOR #1 | Cogen
8138 | FOR #2 | Cogen
8139 | JOS #1 | GST
8147 | UCAR #2 | Cogen
8148 | UCAR #1 | Cogen
8153 | FOR #3 | Cogen
8154 | FOR #4 | Cogen
8155 | FOR #5 | Cogen
8156 | FOR #6 | Cogen
8157 | FOR #7 | Cogen
8161 | COLETO0A | LIGCO
8173 | VICEC51A | CC
8174 | VICEC61A | CC
8189 | CUECPL2A | Cogen
8262 | ELPS | Hydro
8285 | LAR #1 | GST
8287 | LAR #2 | GST
8288 | LAR #3 | GST
8388 | BATES0A | GST
8393 | BATES0B | GST
8437 | NUECES_B0C | GST
8438 | NUECES_B0B | GST
8442 | NUECES_B0A | GST
8456 | COSW#1 | Cogen
8457 | COSW#2 | Cogen
8459 | B_DAVIS0B | GSC
8460 | B_DAVIS0A | GSC
8461 | KOCH_UP0A | Cogen
8506 | VAL #1 | Cogen
8507 | VAL #2 | Cogen
8511 | OXY_CC0A | Cogen
8517 | CELANEBI0A | Cogen
8560 | CNOPGT1 | Cogen
8561 | CNOPGT2 | Cogen
8562 | CNOPST1 | Cogen
8926 | LGE_GT10A | Cogen
8927 | LGE_GT20A | Cogen
8928 | LGE_STG0A | Cogen
8930 | ICPGN10A | Cogen
8931 | ICPGN20A | Cogen
8932 | ICPGN30A | Cogen
8933 | FGNTS001 | CC
8934 | FGNTS101 | CC
8935 | FGNTS201 | CC
8936 | MVGN#1 | CC
8937 | MVGN#2 | CC
8938 | MVGN#3 | CC
8981 | HECN1 | CC
8982 | HECN2 | CC
8983 | HECN3 | CC
9000 | DECKR_G1 | GST
9001 | DECKR_G2 | GST
9002 | DECKR_G3 | GGT
9003 | DECKR_G4 | GGT
9004 | DECKR_G5 | GGT
9005 | DECKR_G6 | GGT
9016 | SANDH_G1 | GGT
9017 | SANDH_G2 | GGT
9018 | SANDH_G3 | GGT
9019 | SANDH_G4 | GGT
9020 | SANDHG5A | CC
9021 | SANDHG5C | CC
11001 | NAV1CT | CC
11009 | NAV2CT | CC
11011 | NAV3ST | CC
11012 | NAV4CT | CC
11013 | NAV5CT | CC
11014 | NAV6ST | CC
11020 | TIEHVSG_1G | CC
11021 | TIEHVCG_1G | CC
11022 | TIEHVCG_2G | CC
11023 | TIEHVCG_3G | CC
11024 | TIEHVCG_4G | CC
11025 | TIEHVSG_2G | CC
11691 | KMICHICT1_G | CC
11692 | KMICHICT2_G | CC
11693 | KMICHIST3_G | CC
11694 | KMICHICT4_G | CC
11695 | KMICHICT5_G | CC
11696 | KMICHIST6_G | CC
12322 | ENNSTRAC_1G | CC
12323 | ENNSTRAC_2G | CC
12411 | FPLEFR1A_G | CC
12412 | FPLEFR1B_G | CC
12413 | FPLEFR1C_G | CC
12414 | FPLEFR1S_G | CC
12421 | FPLEFR2A_G | CC
12422 | FPLEFR2B_G | CC
12423 | FPLEFR2C_G | CC
12424 | FPLEFR2S_G | CC
12440 | PARKD_1SVC8 | GST
12449 | PARKD_2SVC8 | GST
13116 | TGATEWAY_1G | CC
13117 | TGATEWAY_2G | CC
13118 | TGATEWAY_3G | CC
13119 | TGATEWAY_4G | CC
13131 | CALFREST_1G | CC
13132 | CALFREST_2G | CC
13133 | CALFREST_3G | CC
13134 | CALFREST_4G | CC
13135 | CALFREST_5G | CC
13136 | CALFREST_6G | CC
13432 | SANDOW_5G | LIGCO
32798 | BRYN_TAMUGEN | GST
32883 | BRYN_DNSBY3 | GST
32884 | BRYN_DNSBY13 | GST
32886 | BRYN_ATKINS3 | GST
32887 | BRYN_ATKINS6 | GST
32888 | BRYN_ATKINS7 | GGT
32890 | BRYN_ATKINS4 | GST
32891 | BRYN_ATKINS5 | GST
32892 | BRYN_DNSBY14 | GST
36998 | RDCNYNG1 | Wind
38332 | TNWDWRDU2_8 | Wind
38437 | TNSRBNMESA9 | Wind
38580 | TNBP_CGN1_8 | Cogen
38590 | TNBP_CGN2_8 | Cogen
38600 | TNBP_CGN3_8 | Cogen
38611 | TNBPAMCG1_8 | Cogen
38612 | TNBPAMCG2_8 | Cogen
38613 | TNBPAMCG3_8 | Cogen
38614 | TNBPAMCG4_8 | Cogen
38615 | TNBPAMCG5_8 | Cogen
38690 | TNBP_CGN4_8 | Cogen
38711 | TNTXCTY1CG8 | Cogen
38712 | TNTXCTY2CG8 | Cogen
38713 | TNTXCTY3CG8 | Cogen
38714 | TNTXCTY4CG8 | Cogen
39190 | TNSLCGN1__8 | Cogen
39470 | TNDOWCGNSG8 | Cogen
39480 | TNDOWCGNGG8 | Cogen
39760 | TNSCLP1___8 | Cogen
39770 | TNSCLP2___8 | Cogen
39775 | TNSCLP4___8 | Cogen
39790 | TNSCLP3___8 | Cogen
39960 | TNTNPONE_18 | LIGCO
39970 | TNTNPONE_28 | LIGCO
48500 | APD_GT1_8005 | Cogen
48510 | AK_GT1__8040 | Cogen
48511 | LPE_GT1_8070 | GGT
48512 | LPE_GT2_8075 | GGT
48513 | LPE_GT3_8080 | GGT
48514 | LPE_GT4_8085 | GGT
48520 | BSF_GT1_8070 | Cogen
48520 | BSF_GT1_8070 | Cogen
48521 | BVE_GT1_GT1 | CC
48522 | BVE_GT2_5035 | CC
48523 | BVE_ST1_GN1 | CC
48531 | BYU_GT1_8075 | Cogen
48532 | BYU_GT2_8055 | Cogen
48533 | BYU_GT3_8060 | Cogen
48534 | BYU_GT4_8065 | Cogen
48551 | CAL_GT1_8045 | Cogen
48552 | CAL_ST1_8000 | Cogen
48561 | CTL_GT2_8130 | Cogen
48562 | CTL_GT3_8135 | Cogen
48563 | CTL_GT4_8140 | Cogen
48564 | CTL_GN1_8145 | Cogen
48565 | CTL_GN2_8155 | Cogen
48581 | CBY_GN1_1 | GSC
48582 | CBY_GN2_2 | GSC
48583 | CBY_GT4_1 | GSC
48584 | CBY_GT4_2 | CC
48585 | CBY_ST4_1 | CC
48591 | CHE_GT2_5030 | Cogen
48593 | CHE_GT1_8015 | Cogen
48594 | CHE_GN4_8025 | Cogen
48595 | BTE_GT2_8075 | CC
48596 | BTE_GT3_8045 | CC
48597 | BTE_GT4_8055 | CC
48598 | BTE_ST1_8070 | CC
48611 | DIB_GT1_8080 | Cogen
48612 | DIB_GT2_8075 | Cogen
48613 | DIB_ST1_8085 | Cogen
48614 | DIB_GT3_8090 | Cogen
48641 | DPEC_GT15040 | CC
48642 | DPEC_GT25025 | CC
48643 | DPEC_GT35010 | CC
48644 | DPEC_GT45070 | CC
48645 | DPEC_ST55065 | CC
48651 | EP_1_2 | Cogen
48651 | EP_1_2 | Cogen
48671 | FTR_GT1_5105 | CC
48672 | FTR_GT2_5110 | CC
48673 | FTR_GT3_5085 | CC
48674 | FTR_CN4_5095 | CC
48690 | GBY_GN5_5 | GSC
48691 | GBY_73741085 | GGT
48691 | GBY_73741085 | GGT
48692 | GBY_81821075 | GGT
48692 | GBY_81821075 | GGT
48693 | GBY_83841065 | GGT
48693 | GBY_83841065 | GGT
48721 | LEG_1___1 | LIGCO
48722 | LEG_2___2 | LIGCO
48730 | MNS_GT | Cogen
48731 | CBE_GT1 | CC
48732 | CBE_GT2 | CC
48733 | CBE_ST12 | CC
48734 | CBE_GT3 | CC
48735 | CBE_GT4 | CC
48736 | CBE_ST34 | CC
48740 | PSG_GN2_8050 | Cogen
48741 | PSG_GT2_8040 | Cogen
48742 | PSG_GT3_8060 | Cogen
48761 | PR_GT1__9040 | Cogen
48772 | PHR_GN2_2 | GSC
48791 | PSA_GT1_8160 | Cogen
48792 | PSA_GT2_8155 | Cogen
48793 | PSA_GT3_8150 | Cogen
48794 | PSA_GT4_8145 | Cogen
48795 | PSA_GT5_8140 | Cogen
48796 | PSA_GN1_8165 | Cogen
48797 | PSA_GT6_8135 | Cogen
48811 | CVC_GT3_5045 | Cogen
48812 | CVC_GT2_5020 | Cogen
48813 | CVC_GT1_5035 | Cogen
48814 | CVC_ST5_5040 | Cogen
48815 | CVC_GT4_8005 | Cogen
48820 | SHELLG1_3015 | Cogen
48821 | SHELLG2 | Cogen
48822 | SHELLG3_3020 | Cogen
48822 | SHELLG3_3020 | Cogen
48841 | SJS_GT1_GT1 | Cogen
48842 | SJS_GT2_GT2 | Cogen
48845 | SOL_GT1 | Solar
48851 | SRB_GN1_1 | GST
48852 | SRB_GN2_2 | GST
48853 | SRB_GN3_3 | GST
48854 | SRB_GN4_4 | GST
48855 | SRB_GT211035 | GGT
48855 | SRB_GT211035 | GGT
48873 | THW_ST3_ST_3 | CC
48874 | THW_ST4_ST_4 | CC
48875 | THW_3132 | CC
48875 | THW_3132 | CC
48877 | THW_3334 | CC
48877 | THW_3334 | CC
48879 | THW_4142 | CC
48879 | THW_4142 | CC
48881 | THW_4344 | CC
48881 | THW_4344 | CC
48883 | THW_GT1_GT_1 | GGT
48885 | THW_5152 | GGT
48885 | THW_5152 | GGT
48886 | THW_5354 | GGT
48886 | THW_5354 | GGT
48887 | THW_5556 | GGT
48887 | THW_5556 | GGT
48911 | TGF_GT1_8000 | Cogen
48921 | WAP_GN1_1 | GST
48922 | WAP_GN2_2 | GST
48923 | WAP_GN3_3 | GST
48924 | WAP_GN4_4 | GSC
48925 | WAP_GN5_5 | LIGCO
48926 | WAP_GN6_6 | LIGCO
48927 | WAP_GN7_7 | LIGCO
48928 | WAP_GN8_8 | LIGCO
48929 | WAPGT21_GT1 | GGT
49803 | EXN_15GT | Cogen
49804 | EXN_16GT | Cogen
49805 | EXN_17GT | Cogen
49826 | EXN938GT | Cogen
49828 | EXN941GT | Cogen
49829 | EXN942GT | Cogen
49830 | EXN943GT | Cogen
49831 | EXN944GT | Cogen
49832 | EXN945GT | Cogen
49837 | EXN_GT | Cogen
49838 | EXN_14GT | Cogen
49851 | DOW17000 | Cogen
49858 | DOW38100 | Cogen
49859 | DOW38200 | Cogen
49860 | DOW38300 | Cogen
49862 | DOW39100 | Cogen
49863 | DOW39200 | Cogen
49865 | DOW41000 | Cogen
49866 | DOW42000 | Cogen
49869 | DOW49000 | Cogen
49870 | DOW61000 | Cogen
49871 | DOW62000 | Cogen
49872 | DOW63000 | Cogen
49873 | DOW64000 | Cogen
49876 | DOW65000 | Cogen
49877 | DOW66000 | Cogen
49878 | DOW67000 | Cogen
49882 | DOW81000 | Cogen
49884 | DOW82000 | Cogen
49885 | DOW83000 | Cogen
49886 | DOW84000 | Cogen
60000 | DSKY2 | Wind
60003 | KING_NE1A | Wind
60005 | KING_SE1A | Wind
60007 | KING_SW1A | Wind
60016 | WOODWRD11A | Wind
60017 | ORNNWP1 | Wind
60018 | DSKY1 | Wind
60019 | KING_NW1A | Wind
60052 | WILDHRS11A | Wind
60053 | WILDHRS21A | Wind
60057 | CALLAHAN1A | Wind
60058 | BUFF_GAP1A | Wind
60060 | CIRELLO | Wind
60063 | BUFF_GAP1B | Wind
60066 | H_HOLLOW1A | Wind
60068 | HHOLLOW21A | Wind
60070 | HHOLLOW31A | Wind
60072 | HHOLLOW41A | Wind
60081 | WHRLWIND1A | Wind
60201 | RIO DRCS | AVR
60202 | FRNDDRCS | AVR
71051 | L_BITTCR1_1N | Wind
71054 | L_SWEETW1_1N | Wind
71057 | L_SWEETW1_2N | Wind
71059 | L_SWEETW1_3N | Wind
71060 | L_SWEETW1_4N | Wind
76031 | L_GASCCR1_1N | Wind
76091 | L_DIVIDE1_1N | Wind
80003 | MILHWYS | AVR
80010 | EPLVT1 | AVR
80012 | LAR | DCTie
80051 | FOR #8 | Cogen
80052 | FOR #9 | Cogen
80053 | FOR #10 | Cogen
80080 | GWINDT11A | Wind
80080 | GWINDT11A | Wind
80080 | GWINDT11A | Wind
80080 | GWINDT11A | Wind
80081 | GWINDT21A | Wind
80081 | GWINDT21A | Wind
80081 | GWINDT21A | Wind
80081 | GWINDT21A | Wind
80137 | CSDR89 | DCTie
80137 | CSDR89 | DCTie
80138 | CSDR7 | DCTie
80139 | CSDR56 | DCTie
80139 | CSDR56 | DCTie
80140 | CSDR11 | DCTie
80180 | PNSCALT11A | Wind
80180 | PNSCALT11A | Wind
80181 | PNSCALT21A | Wind
80181 | PNSCALT21A | Wind
80223 | REYSHR G | Cogen
80224 | VISTRONG1 | Cogen
80225 | VISTRONG2 | Cogen
80226 | ALCOA G | Cogen
80227 | AIRCO G | Cogen
80265 | LARECU40A | GGT
80266 | LARECU50A | GGT
88198 | BEEVILLE | AVR
88253 | HAMILTON | BLT
88299 | ZAPATA | BLT
88508 | FALFURRI | AVR