## Set up
Step 1 | Go to the Zones worksheet in this workbook. Make sure that the source and sink zones are set correctly and the "1"s and "-1"s are correct |  |  |  | Summary of Key Data points | Value
[5 empty] | File Description: Cont_ Lake to Tradinghouse and TemplePEC to Tradinghouse OL_ Evant to Goldthwaite | Cont_ Lake to Tradinghouse and TemplePEC to Tradinghouse OL_ Evant to Goldthwaite
Step 2 | Open Dennis' file that needs to have the data transferred, same file that is listed in cell K29 |  |  |  | Number of units | 624
[5 empty] | Dec Concentrated Generation | 283.5
Step 3 | Copy columns J:X from an old Dennis' Sheet to the new sheet (if first round of a new alaysis) |  |  |  | Dec Line weighted impact | 15.3774
[5 empty] | Dec PTDF | 0.054241
Step 4 | Mark the contingencies and monitored element set by a "y" in column K of Dennis' sheet, if there are a match on the filename use something to make unique |  |  |  | Dec Concentration | 1.8363
[5 empty] | Inc Concentrated Generation | 423.3
Step 5 | Enter Dennis' file name into cell K29 |  |  |  | Inc Line weighted impact | 29.192
[5 empty] | Inc PTDF | 0.068963
Step 6 | click the step one button |  |  |  | Inc Concentartion | 2.3347
[5 empty] | Source Zonal weighted AWGSF | 0.011464
Step 7 | Enter the line ratings in Dennis' workbook, the Input worksheet, in the cells |  |  |  | Sink Zonal weighted AWGSF | -0.018074
| X6:X30, or to the end of the selected list. |  |  |  | Source - Sink PTDF | 0.029538
[5 empty] | OL Line Rating (MW) | 128
Step 8 | Check to see that the number of generators in Dennis' file matches the length |  |  |  | Source Zone (diagnostic) | North
| of the formulas in columns L:X (Distributed Slack - Dec) have been copied through to the apporpriate number of rows |  |  |  | Sink Zone (diagnostic) | South
If Dennis' sheet data is less than this file then clear any old unit data in columns A:K of this workbook to match the correct length
Clear any old data that will be below the new data iin the "Distributed Slack - Inc" worksheet, as well
Step 9 | Click the step 2 button
The last file saved will still be open, you will need to close this file.
This Template sheet will no longer be open.
|  | Current Source Zone | North
|  | Current Sink Zone | South | NS_062609automation.xls
The file listed in cell K29 needs to be in the same folder as this template file
Copy Dennis' data step 1
Copy Dennis' Data Step 2

## Distributed Slack - Dec
Number of Bus | Name of Bus | ID | Area Name of Gen | AGC | P Sensitivity of Bus | Gen MW | Min MW | Max MW | V Sensitivity of Bus | Set Volt | Tech Type | Zone Impact | Zone Correlation | Inc Max | Dec Max | Souce S.F. Weighting | Souce Capacity | Sink S.F. Weighting | Sink Capacity | PTDF Calc | PTDF Weighting | Cumulative Concentrated Capacity | Cumulative Concentrated Impact | Cont_ Lake to Tradinghouse and TemplePEC to Tradinghouse OL_ Evant to Goldthwaite
6407 | TURKTRAK1A | 1 | West | YES | 0.038138 | 33.9 | 0 | 169.5 | 0 | 1.025 | Wind | 1 | 0.056212 | 0 | 169.5 |  |  |  |  | 0.056212 | 9.528 | 169.5 | 9.528
60057 | CALLAHAN1A | 1 | West | YES | 0.033236 | 22.8 | 0 | 114 | 0 | 1.04 | Wind | 1 | 0.05131 | 0 | 114 |  |  |  |  | 0.05131 | 5.8494 | 283.5 | 15.3774 |  |  |  | 624
1643 | SLSTR1PP_1G | 1 | North | YES | 0.032038 | 6 | 0 | 60 | 0 | 1.022 | Wind | 1 | 0.050112 | 0 | 60 | 1.9223 | 60 |  |  | 0.050112 | 3.0067
1343 | TRENTIPP_8 | 1 | West | YES | 0.02877 | 30 | 0 | 150 |  | 1.014 | Wind | 1 | 0.046844 | 0 | 150 |  |  |  |  | 0.046844 | 7.0267 |  |  | Weighted Shift Factors |  | chk
1354 | AEPWIND_8 | 1 | West | YES | 0.02877 | 20.2 | 0 | 101 |  | 1 | Wind | 1 | 0.046844 | 0 | 101 |  |  |  |  | 0.046844 | 4.7313 |  |  | North | 0.011464 | 0.011464
76091 | L_DIVIDE1_1N | W1 | West | YES | 0.027197 | 110 | 0 | 550 | 0 | 1.02 | Wind | 1 | 0.045271 | 0 | 550 |  |  |  |  | 0.045271 | 24.8993 |  |  | South | -0.018074 | -0.018074
1349 | WESTXWIN_1G | 1 | West | YES | 0.027137 | 1.3 | 0 | 6.6 |  | 1.014 | Wind | 1 | 0.045211 | 0 | 6.6 |  |  |  |  | 0.045211 | 0.2984 |  |  |  | 0.029538 | 0.029538
1350 | NWPWRG1_1G | 1 | West | YES | 0.027137 | 6.9 | 1 | 34.3 |  | 1.014 | Wind | 1 | 0.045211 | 0 | 34.3 |  |  |  |  | 0.045211 | 1.5508
76031 | L_GASCCR1_1N | W1 | West | YES | 0.026926 | 30 | 0 | 150 | 0 | 1.02 | Wind | 1 | 0.045 | 0 | 150 |  |  |  |  | 0.045 | 6.7501 |  |  | Line Cap | 128
60058 | BUFF_GAP1A | 1 | West | YES | 0.026748 | 24 | 0 | 120 |  | 1 | Wind | 1 | 0.044822 | 0 | 120 |  |  |  |  | 0.044822 | 5.3787 |  |  | Conc Gen | 283.5
60060 | CIRELLO | 1 | West | YES | 0.026748 | 46.6 | 0 | 233 | 0 | 1 | Wind | 1 | 0.044822 | 0 | 233 |  |  |  |  | 0.044822 | 10.4436 |  |  | Weighted Imp. | 15.3774
60063 | BUFF_GAP1B | 1 | West | YES | 0.026748 | 34 | 0 | 170.2 | 0 | 1.02 | Wind | 1 | 0.044822 | 0 | 170.2 |  |  |  |  | 0.044822 | 7.6288 |  |  | PTDF | 0.054241
60066 | H_HOLLOW1A | 1 | West | YES | 0.026748 | 44.4 | 0 | 222 | 0 | 1.005 | Wind | 1 | 0.044822 | 0 | 222 |  |  |  |  | 0.044822 | 9.9506
60068 | HHOLLOW21A | 1 | West | YES | 0.026748 | 36.8 | 0 | 184 | 0 | 1.025 | Wind | 1 | 0.044822 | 0 | 184 |  |  |  |  | 0.044822 | 8.2473 |  |  | Concentration | 1.8363
60070 | HHOLLOW31A | 1 | West | YES | 0.026748 | 44.8 | 0 | 224 | 0 | 1.025 | Wind | 1 | 0.044822 | 0 | 224 |  |  |  |  | 0.044822 | 10.0402
60072 | HHOLLOW41A | 1 | West | YES | 0.026748 | 23 | 0 | 115 | 0 | 1.025 | Wind | 1 | 0.044822 | 0 | 115 |  |  |  |  | 0.044822 | 5.1546 |  |  |  | Pass
6144 | MCADOO1A | 1 | West | YES | 0.026538 | 15 | 0 | 150 | 0 | 1.025 | Wind | 1 | 0.044612 | 0 | 150 |  |  |  |  | 0.044612 | 6.6919
1320 | BSP 1 | 1 | West | YES | 0.026327 | 25.5 | 2.9 | 25.8 | 0 | 1 | Cogen | 1 | 0.044401 | 0 | 0 |  |  |  |  | 0.044401 | 0
60081 | WHRLWIND1A | 1 | West | YES | 0.026241 | 12 | 0 | 60 | 0 | 1.03 | Wind | 1 | 0.044315 | 0 | 60 |  |  |  |  | 0.044315 | 2.6589
36998 | RDCNYNG1 | 1 | West | YES | 0.026166 | 16.8 | 0 | 84 |  | 1.01 | Wind | 1 | 0.04424 | 0 | 84 |  |  |  |  | 0.04424 | 3.7162
6637 | SNYDERW1A | 1 | West | YES | 0.026109 | 12.6 | 0 | 63 | 0 | 1.025 | Wind | 1 | 0.044183 | 0 | 63 |  |  |  |  | 0.044183 | 2.7836
60052 | WILDHRS11A | 1 | West | YES | 0.026085 | 25.3 | 0 | 126.5 | 0 | 1.005 | Wind | 1 | 0.044159 | 0 | 126.5 |  |  |  |  | 0.044159 | 5.5862
60053 | WILDHRS21A | 1 | West | YES | 0.026085 | 7.8 | 0 | 39 | 0 | 1.025 | Wind | 1 | 0.044159 | 0 | 39 |  |  |  |  | 0.044159 | 1.7222
1061 | CIELOGEN_1G | 1 | West | YES | 0.026082 | 19.8 | 0 | 99 |  | 1 | Wind | 1 | 0.044156 | 0 | 99 |  |  |  |  | 0.044156 | 4.3715
1062 | CIELOGEN_2G | 1 | West | YES | 0.026082 | 12.2 | 0 | 61 |  | 1 | Wind | 1 | 0.044156 | 0 | 61 |  |  |  |  | 0.044156 | 2.6935
1069 | KINDERMG_1G | 1 | West | YES | 0.026082 | 25 | 5 | 25 | 0 | 1.017 | Cogen | 1 | 0.044156 | 0 | 0 |  |  |  |  | 0.044156 | 0
1070 | KINDERMG_2G | 1 | West | YES | 0.026082 | 45.7 | 12 | 45.7 | 0 | 1.017 | Cogen | 1 | 0.044156 | 0 | 0 |  |  |  |  | 0.044156 | 0
1071 | KINDERMG_3G | 1 | West | YES | 0.026082 | 45.7 | 12 | 45.7 | 0 | 1.017 | Cogen | 1 | 0.044156 | 0 | 0 |  |  |  |  | 0.044156 | 0
1068 | SCURRYCW_1G | 1 | West | YES | 0.026079 | 28.2 | 1.3 | 141 |  | 1.01 | Wind | 1 | 0.044153 | 0 | 141 |  |  |  |  | 0.044153 | 6.2256
1073 | SCURRYCW_2G | 2 | West | YES | 0.026079 | 24 | 0 | 120 | 0 | 1.017 | Wind | 1 | 0.044153 | 0 | 120 |  |  |  |  | 0.044153 | 5.2984
1360 | GUNSIGHT_8 | 1 | West | YES | 0.026056 | 24 | 0 | 120 | 0 | 1.01 | Wind | 1 | 0.04413 | 0 | 120 |  |  |  |  | 0.04413 | 5.2957
1327 | WILDHRSE_1G | 1 | West | YES | 0.026042 | 24 | 0 | 120 |  | 1 | Wind | 1 | 0.044116 | 0 | 120 |  |  |  |  | 0.044116 | 5.294
1301 | BULLCREK_8 | 1 | West | YES | 0.026016 | 36 | 0 | 180 | 0 | 1.017 | Wind | 1 | 0.04409 | 0 | 180 |  |  |  |  | 0.04409 | 7.9363
1302 | COYOTEWG_8 | 1 | West | YES | 0.025948 | 45 | 0 | 225 |  | 1.01 | Wind | 1 | 0.044022 | 0 | 225 |  |  |  |  | 0.044022 | 9.905
1037 | MORGAN5G_5G | 5 | West | YES | 0.025888 | 109.6 | 40 | 137 | 0 | 1.029 | GST | 1 | 0.043962 | 137 | 137 |  |  |  |  | 0.043962 | 6.0229
1039 | MRGNAG_1G | A | West | YES | 0.025888 | 69 | 69 | 69 | 0 | 1.029 | GGT | 1 | 0.043962 | 69 | 69 |  |  |  |  | 0.043962 | 3.0334
1040 | MRGNBG_2G | B | West | YES | 0.025888 | 70 | 70 | 71 | 0 | 1.029 | GGT | 1 | 0.043962 | 71 | 71 |  |  |  |  | 0.043962 | 3.1213
1041 | MRGNCG_3G | C | West | YES | 0.025888 | 69 | 69 | 70 | 0 | 1.029 | GGT | 1 | 0.043962 | 70 | 70 |  |  |  |  | 0.043962 | 3.0774
1042 | MRGNDG_4G | D | West | YES | 0.025888 | 68 | 68 | 68 | 0 | 1.029 | GGT | 1 | 0.043962 | 68 | 68 |  |  |  |  | 0.043962 | 2.9894
1043 | MRGNEG_5G | E | West | YES | 0.025888 | 68 | 68 | 70 | 0 | 1.029 | GGT | 1 | 0.043962 | 70 | 70 |  |  |  |  | 0.043962 | 3.0774
1044 | MRGNFG_6G | F | West | YES | 0.025888 | 66 | 66 | 66 | 0 | 1.029 | GGT | 1 | 0.043962 | 66 | 66 |  |  |  |  | 0.043962 | 2.9015
1170 | AIRLAMESA_1G | 1 | West | YES | 0.025853 | 0 | 0 | 180 |  | 1 | Wind | 1 | 0.043927 | 0 | 180 |  |  |  |  | 0.043927 | 7.9069
1326 | STANTONW_8 | 1 | West | YES | 0.025761 | 20.1 | 0 | 100.5 |  | 1.01 | Wind | 1 | 0.043835 | 0 | 100.5 |  |  |  |  | 0.043835 | 4.4055
1333 | MCDDONAL_8 | 1 | West | YES | 0.025744 | 42.8 | 0 | 214.2 |  | 1.01 | Wind | 1 | 0.043818 | 0 | 214.2 |  |  |  |  | 0.043818 | 9.3859
1328 | OCOTILLO_1G | 1 | West | YES | 0.02572 | 11.6 | 0 | 58 |  | 1.01 | Wind | 1 | 0.043794 | 0 | 58 |  |  |  |  | 0.043794 | 2.5401
1045 | CALENG1G_1G | 1 | West | YES | 0.025533 | 73.4 | 27 | 73.4 | 0 | 1.014 | Cogen | 1 | 0.043607 | 0 | 0 |  |  |  |  | 0.043607 | 0
1046 | CALENG2G_2G | 2 | West | YES | 0.025533 | 73.4 | 27 | 73.4 | 0 | 1.014 | Cogen | 1 | 0.043607 | 0 | 0 |  |  |  |  | 0.043607 | 0
1047 | CALENG3G_3G | 3 | West | YES | 0.025533 | 70.4 | 27 | 70.4 | 0 | 1.014 | Cogen | 1 | 0.043607 | 0 | 0 |  |  |  |  | 0.043607 | 0
1058 | LONGSHORE_5 | 2 | West | YES | 0.025531 | 44 | 0 | 220 |  | 1.01 | Wind | 1 | 0.043605 | 0 | 220 |  |  |  |  | 0.043605 | 9.5932
1058 | LONGSHORE_5 | 3 | West | YES | 0.025531 | 23.4 | 0 | 117 |  | 1.01 | Wind | 1 | 0.043605 | 0 | 117 |  |  |  |  | 0.043605 | 5.1018
1058 | LONGSHORE_5 | 1 | West | YES | 0.025531 | 30 | 0 | 150 |  | 1.01 | Wind | 1 | 0.043605 | 0 | 150 |  |  |  |  | 0.043605 | 6.5408
11001 | NAV1CT | 1 | West | YES | 0.025497 | 70.4 | 18 | 70.4 | 0 | 1.029 | CC | 1 | 0.043571 | 70.4 | 70.4 |  |  |  |  | 0.043571 | 3.0674
11009 | NAV2CT | 1 | West | YES | 0.025497 | 71.4 | 18 | 71.4 | 0 | 1.029 | CC | 1 | 0.043571 | 71.4 | 71.4 |  |  |  |  | 0.043571 | 3.111
11011 | NAV3ST | 1 | West | YES | 0.025497 | 92.8 | 40 | 92.8 | 0 | 1.029 | CC | 1 | 0.043571 | 92.8 | 92.8 |  |  |  |  | 0.043571 | 4.0434
11012 | NAV4CT | 1 | West | YES | 0.025497 | 80 | 18 | 80 | 0 | 1.029 | CC | 1 | 0.043571 | 80 | 80 |  |  |  |  | 0.043571 | 3.4857
11013 | NAV5CT | 1 | West | YES | 0.025497 | 80 | 18 | 80 | 0 | 1.029 | CC | 1 | 0.043571 | 80 | 80 |  |  |  |  | 0.043571 | 3.4857
11014 | NAV6ST | 1 | West | YES | 0.025497 | 115 | 40 | 115 | 0 | 1.029 | CC | 1 | 0.043571 | 115 | 115 |  |  |  |  | 0.043571 | 5.0107
11020 | TIEHVSG_1G | 1 | West | YES | 0.025496 | 208.2 | 63 | 208.2 | 0 | 1.012 | CC | 1 | 0.04357 | 208.2 | 208.2 |  |  |  |  | 0.04357 | 9.0714
11021 | TIEHVCG_1G | 1 | West | YES | 0.025496 | 142.1 | 103 | 142.1 | 0 | 1.012 | CC | 1 | 0.04357 | 142.1 | 142.1 |  |  |  |  | 0.04357 | 6.1914
11022 | TIEHVCG_2G | 1 | West | YES | 0.025496 | 132.4 | 103 | 132.4 | 0 | 1.012 | CC | 1 | 0.04357 | 132.4 | 132.4 |  |  |  |  | 0.04357 | 5.7687
11023 | TIEHVCG_3G | 1 | West | YES | 0.025496 | 137.4 | 103 | 137.4 | 0 | 1.012 | CC | 1 | 0.04357 | 137.4 | 137.4 |  |  |  |  | 0.04357 | 5.9866
11024 | TIEHVCG_4G | 1 | West | YES | 0.025496 | 147 | 103 | 147 | 0 | 1.012 | CC | 1 | 0.04357 | 147 | 147 |  |  |  |  | 0.04357 | 6.4049
11025 | TIEHVSG_2G | 1 | West | YES | 0.025496 | 213.2 | 63 | 213.2 | 0 | 1.012 | CC | 1 | 0.04357 | 213.2 | 213.2 |  |  |  |  | 0.04357 | 9.2892
1146 | NOTREES_1G | 1 | West | YES | 0.025489 | 29.8 | 0 | 149 | 0 | 1.017 | Wind | 1 | 0.043563 | 0 | 149 |  |  |  |  | 0.043563 | 6.4909
7038 | L_DELAWA1_1Y | 1 | West | YES | 0.025458 | 3.5 | 0 | 35 | 0 | 1 | Wind | 1 | 0.043532 | 0 | 35 |  |  |  |  | 0.043532 | 1.5236
7038 | L_DELAWA1_1Y | 2 | West | YES | 0.025458 | 3 | 0 | 30 | 0 | 1 | Wind | 1 | 0.043532 | 0 | 30 |  |  |  |  | 0.043532 | 1.306
1002 | PBCTAGE_1G | A | West | YES | 0.025444 | 64 | 64 | 66 | 0 | 1.036 | GGT | 1 | 0.043518 | 66 | 66 |  |  |  |  | 0.043518 | 2.8722
1003 | PBCTBGE_2G | B | West | YES | 0.025444 | 65 | 65 | 66 | 0 | 1.036 | GGT | 1 | 0.043518 | 66 | 66 |  |  |  |  | 0.043518 | 2.8722
1004 | PBCTCGE_3G | C | West | YES | 0.025444 | 62 | 62 | 67 | 0 | 1.036 | GGT | 1 | 0.043518 | 67 | 67 |  |  |  |  | 0.043518 | 2.9157
1005 | PBCTDGE_4G | D | West | YES | 0.025444 | 65 | 65 | 68 | 0 | 1.036 | GGT | 1 | 0.043518 | 68 | 68 |  |  |  |  | 0.043518 | 2.9593
1006 | PBCTEGE_5G | E | West | YES | 0.025444 | 65 | 65 | 67 | 0 | 1.036 | GGT | 1 | 0.043518 | 67 | 67 |  |  |  |  | 0.043518 | 2.9157
1007 | PB5GEN_6G | 5 | West | YES | 0.025444 | 91.2 | 40 | 114 | 0 | 1.036 | GST | 1 | 0.043518 | 114 | 114 |  |  |  |  | 0.043518 | 4.9611
1008 | PB6GEN_7G | 6 | West | YES | 0.025444 | 515 | 130 | 515 | 0 | 1.036 | GST | 1 | 0.043518 | 515 | 515 |  |  |  |  | 0.043518 | 22.412
71051 | L_BITTCR1_1N | W1 | West | YES | 0.025364 | 7.5 | 0 | 37.5 |  | 1.02 | Wind | 1 | 0.043438 | 0 | 37.5 |  |  |  |  | 0.043438 | 1.6289
71054 | L_SWEETW1_1N | W1 | West | YES | 0.025364 | 21.5 | 0 | 107.5 |  | 1.02 | Wind | 1 | 0.043438 | 0 | 107.5 |  |  |  |  | 0.043438 | 4.6696
71057 | L_SWEETW1_2N | W1 | West | YES | 0.025364 | 27 | 0 | 135 |  | 1.02 | Wind | 1 | 0.043438 | 0 | 135 |  |  |  |  | 0.043438 | 5.8642
71059 | L_SWEETW1_3N | W1 | West | YES | 0.025364 | 23.8 | 0 | 119 | 0 | 1.02 | Wind | 1 | 0.043438 | 0 | 119 |  |  |  |  | 0.043438 | 5.1692
71060 | L_SWEETW1_4N | W1 | West | YES | 0.025364 | 21 | 0 | 105 | 0 | 1.02 | Wind | 1 | 0.043438 | 0 | 105 |  |  |  |  | 0.043438 | 4.561
1049 | ROSCOEWI_5 | 1 | West | YES | 0.024882 | 41.8 | 0 | 209 |  | 1.01 | Wind | 1 | 0.042956 | 0 | 209 |  |  |  |  | 0.042956 | 8.9779
1057 | ROSCOEWI_5 | 2 | West | YES | 0.024882 | 25.3 | 0 | 126.5 |  | 1.01 | Wind | 1 | 0.042956 | 0 | 126.5 |  |  |  |  | 0.042956 | 5.434
1060 | ROSCOEWI_5 | 3 | West | YES | 0.024882 | 39.4 | 0 | 197 | 0 | 1.01 | Wind | 1 | 0.042956 | 0 | 197 |  |  |  |  | 0.042956 | 8.4624
1072 | ROSCOEWI_5 | 4 | West | YES | 0.024882 | 63.6 | 0 | 318 | 0 | 1.01 | Wind | 1 | 0.042956 | 0 | 318 |  |  |  |  | 0.042956 | 13.6601
60007 | KING_SW1A | 1 | West | YES | 0.024797 | 20 | 0 | 80 |  | 1.03 | Wind | 1 | 0.042871 | 0 | 80 |  |  |  |  | 0.042871 | 3.4297
60019 | KING_NW1A | 1 | West | YES | 0.024797 | 20 | 0 | 80 |  | 1.03 | Wind | 1 | 0.042871 | 0 | 80 |  |  |  |  | 0.042871 | 3.4297
1416 | SWETWATR_1G | 1 | West | YES | 0.024727 | 30 | 18 | 30 | 0 | 1.026 | CC | 1 | 0.042801 | 30 | 30 |  |  |  |  | 0.042801 | 1.284
1417 | SWETWATR_2G | 2 | West | YES | 0.024727 | 72 | 36 | 72 | 0 | 1.026 | CC | 1 | 0.042801 | 72 | 72 |  |  |  |  | 0.042801 | 3.0817
1418 | SWETWATR_3G | 3 | West | YES | 0.024727 | 68 | 36 | 68 | 0 | 1.026 | CC | 1 | 0.042801 | 68 | 68 |  |  |  |  | 0.042801 | 2.9105
1419 | SWETWATR_4G | 4 | West | YES | 0.024727 | 61 | 36 | 61 | 0 | 1.026 | CC | 1 | 0.042801 | 61 | 61 |  |  |  |  | 0.042801 | 2.6109
60201 | RIO DRCS | F | West | YES | 0.024722 | 0 | 0 | 0 | 0 | 1.025 | AVR | 1 | 0.042796 | 0 | 0 |  |  |  |  | 0.042796 | 0
60016 | WOODWRD11A | 1 | West | YES | 0.024717 | 20 | 0 | 80 |  | 1.033 | Wind | 1 | 0.042791 | 0 | 80 |  |  |  |  | 0.042791 | 3.4233
38332 | TNWDWRDU2_8 | 1 | West | YES | 0.024716 | 20 | 0 | 80 | 0 | 1.0232 | Wind | 1 | 0.04279 | 0 | 80 |  |  |  |  | 0.04279 | 3.4232
38437 | TNSRBNMESA9 | 1 | West | YES | 0.024711 | 37.5 | 0 | 150 |  | 1.02 | Wind | 1 | 0.042785 | 0 | 150 |  |  |  |  | 0.042785 | 6.4178
6016 | SWMESA | 1 | West | YES | 0.024703 | 18.8 | 0 | 75 |  | 1.03 | Wind | 1 | 0.042777 | 0 | 75 |  |  |  |  | 0.042777 | 3.2083
60003 | KING_NE1A | 1 | West | YES | 0.024703 | 20 | 0 | 80 |  | 1.03 | Wind | 1 | 0.042777 | 0 | 80 |  |  |  |  | 0.042777 | 3.4222
60005 | KING_SE1A | 1 | West | YES | 0.024703 | 10 | 0 | 40 |  | 1.035 | Wind | 1 | 0.042777 | 0 | 40 |  |  |  |  | 0.042777 | 1.7111
60000 | DSKY2 | 1 | West | YES | 0.024566 | 19.1 | 0 | 76.5 |  | 1.039 | Wind | 1 | 0.04264 | 0 | 76.5 |  |  |  |  | 0.04264 | 3.262
60017 | ORNNWP1 | 1 | West | YES | 0.024479 | 20 | 0 | 80 |  | 1.027 | Wind | 1 | 0.042553 | 0 | 80 |  |  |  |  | 0.042553 | 3.4043
60018 | DSKY1 | 1 | West | YES | 0.024401 | 21 | 0 | 84 | 0 | 1.023 | Wind | 1 | 0.042475 | 0 | 84 |  |  |  |  | 0.042475 | 3.5679
332 | RWMILLER01 | 1 | North | YES | 0.024012 | 58.4 | 18.5 | 73 | 0 | 1.04 | GST | 1 | 0.042086 | 73 | 73 | 1.7529 | 73 |  |  | 0.042086 | 3.0723
333 | RWMILLER02 | 2 | North | YES | 0.024012 | 95.2 | 37 | 119 | 0 | 1.04 | GST | 1 | 0.042086 | 119 | 119 | 2.8574 | 119 |  |  | 0.042086 | 5.0083
334 | RWMILLER03 | 3 | North | YES | 0.024012 | 166.4 | 65 | 208 | 0 | 1.04 | GST | 1 | 0.042086 | 208 | 208 | 4.9945 | 208 |  |  | 0.042086 | 8.754
335 | RWMILLER04 | 4 | North | YES | 0.024012 | 81.6 | 0 | 102 | 0 | 1.04 | GST | 1 | 0.042086 | 102 | 102 | 2.4492 | 102 |  |  | 0.042086 | 4.2928
336 | RWMILLER05 | 5 | North | YES | 0.024012 | 80.8 | 0 | 101 | 0 | 1.04 | GST | 1 | 0.042086 | 101 | 101 | 2.4252 | 101 |  |  | 0.042086 | 4.2507
1437 | MESQUITW_1G | 1 | North | YES | 0.023466 | 40 | 0 | 400 | 0 | 1.023 | Wind | 1 | 0.04154 | 0 | 400 | 9.3864 | 400 |  |  | 0.04154 | 16.6162
1438 | MESQUITW_2G | 1 | North | YES | 0.023461 | 23.6 | 0 | 236 |  | 1.017 | Wind | 1 | 0.041535 | 0 | 236 | 5.5368 | 236 |  |  | 0.041535 | 9.8024
60202 | FRNDDRCS | F | West | YES | 0.02295 | 0 | 0 | 0 | 0 | 0.9985 | AVR | 1 | 0.041024 | 0 | 0 |  |  |  |  | 0.041024 | 0
1442 | COKFIELD_5 | 1 | North | YES | 0.022745 | 16.5 | 0 | 165 |  | 1.029 | Wind | 1 | 0.040819 | 0 | 165 | 3.7529 | 165 |  |  | 0.040819 | 6.7352
6100 | OKLA7A | EQ | West | YES | 0.022473 | 50 | -220 | 220 | 0 | 1.035 | DCTie | 1 | 0.040547 | 0 | 0 |  |  |  |  | 0.040547 | 0
6752 | OKLA0A | 1 | West | YES | 0.022473 | 649.7 | 175 | 649.7 | 0 | 1.035 | LIGCO | 1 | 0.040547 | 0 | 649.7 |  |  |  |  | 0.040547 | 26.3437
1433 | GRHAMSES_1G | 1 | North | YES | 0.022055 | 242 | 60 | 242 | 0 | 1.038 | GST | 1 | 0.040129 | 242 | 242 | 5.3373 | 242 |  |  | 0.040129 | 9.7113
1479 | WFCOGEN_1G | 2 | North | YES | 0.020661 | 16 | 12 | 20 | 0 | 1 | Cogen | 1 | 0.038735 | 0 | 0 | 0 | 0 |  |  | 0.038735 | 0
1479 | WFCOGEN_1G | 1 | North | YES | 0.020661 | 16 | 12 | 20 | 0 | 1 | Cogen | 1 | 0.038735 | 0 | 0 | 0 | 0 |  |  | 0.038735 | 0
1482 | WFCOGEN_2G | 1 | North | YES | 0.020661 | 16 | 12 | 20 | 0 | 1 | Cogen | 1 | 0.038735 | 0 | 0 | 0 | 0 |  |  | 0.038735 | 0
1482 | WFCOGEN_2G | 2 | North | YES | 0.020661 | 13.6 | 12 | 17 | 0 | 1 | Cogen | 1 | 0.038735 | 0 | 0 | 0 | 0 |  |  | 0.038735 | 0
1600 | BARTNWND_1G | 1 | North | YES | 0.020516 | 12 | 0 | 120 | 0 | 1.022 | Wind | 1 | 0.03859 | 0 | 120 | 2.4619 | 120 |  |  | 0.03859 | 4.6309
1432 | GRHAMSES_2G | 2 | North | YES | 0.020479 | 294.9 | 90 | 366 | 0 | 1.014 | GST | 1 | 0.038553 | 366 | 366 | 7.4953 | 366 |  |  | 0.038553 | 14.1106
344 | MRSSHPRD | 1 | North | YES | 0.020231 | 12 | 0 | 12 |  | 1.03 | Hydro | 1 | 0.038305 | 0 | 0 | 0 | 0 |  |  | 0.038305 | 0
345 | MRSSHPRD01 | 2 | North | YES | 0.020231 | 12 | 0 | 12 |  | 1.03 | Hydro | 1 | 0.038305 | 0 | 0 | 0 | 0 |  |  | 0.038305 | 0
1898 | COMCHEPK_1G | 1 | North | YES | 0.019462 | 1159 | 1150 | 1159 | 0 | 1.032 | Nuc | 1 | 0.037536 | 0 | 0 | 0 | 0 |  |  | 0.037536 | 0
1899 | COMCHEPK_2G | 2 | North | YES | 0.019462 | 1159 | 1128 | 1159 | 0 | 1.032 | Nuc | 1 | 0.037536 | 0 | 0 | 0 | 0 |  |  | 0.037536 | 0
503 | NTHTEXAS01 | 1 | North | YES | 0.018732 | 0 | 5 | 18 |  | 1.015 | GST | 1 | 0.036806 | 18 | 18 | 0.33718 | 18 |  |  | 0.036806 | 0.66252
504 | NTHTEXAS02 | 2 | North | YES | 0.018732 | 14.4 | 5 | 18 |  | 1.015 | GST | 1 | 0.036806 | 18 | 18 | 0.33718 | 18 |  |  | 0.036806 | 0.66252
505 | NTHTEXAS03 | 3 | North | YES | 0.018732 | 30.4 | 15 | 38 |  | 1.015 | GST | 1 | 0.036806 | 38 | 38 | 0.71182 | 38 |  |  | 0.036806 | 1.3986
1877 | WLFHOLW_1G | 1 | North | YES | 0.018721 | 217.3 | 89.2 | 217.3 | 0 | 1.032 | CC | 1 | 0.036795 | 217.3 | 217.3 | 4.0681 | 217.3 |  |  | 0.036795 | 7.9956
1878 | WLFHOLW_2G | 2 | North | YES | 0.018721 | 215.7 | 105 | 215.7 | 0 | 1.032 | CC | 1 | 0.036795 | 215.7 | 215.7 | 4.0381 | 215.7 |  |  | 0.036795 | 7.9368
1879 | WLFHOLW_3G | 3 | North | YES | 0.018721 | 272.4 | 89.2 | 272.4 | 0 | 1.032 | CC | 1 | 0.036795 | 272.4 | 272.4 | 5.0996 | 272.4 |  |  | 0.036795 | 10.0231
1892 | DECRDOVA_2G | A | North | YES | 0.018297 | 65 | 65 | 70 | 0 | 1.025 | GGT | 1 | 0.036371 | 70 | 70 | 1.2808 | 70 |  |  | 0.036371 | 2.546
1893 | DECRDOVA_3G | B | North | YES | 0.018297 | 65 | 65 | 69 | 0 | 1.025 | GGT | 1 | 0.036371 | 69 | 69 | 1.2625 | 69 |  |  | 0.036371 | 2.5096
1894 | DECRDOVA_4G | C | North | YES | 0.018297 | 65 | 65 | 69 | 0 | 1.025 | GGT | 1 | 0.036371 | 69 | 69 | 1.2625 | 69 |  |  | 0.036371 | 2.5096
1895 | DECRDOVA_5G | D | North | YES | 0.018297 | 65 | 65 | 68 | 0 | 1.025 | GGT | 1 | 0.036371 | 68 | 68 | 1.2442 | 68 |  |  | 0.036371 | 2.4733
1453 | WCPWRCO_1G | 1 | North | YES | 0.018236 | 204 | 50 | 204 |  | 1.02 | CC | 1 | 0.03631 | 204 | 204 | 3.7201 | 204 |  |  | 0.03631 | 7.4073
1454 | WCPWRCO_2G | 2 | North | YES | 0.018236 | 204 | 50 | 204 |  | 1.02 | CC | 1 | 0.03631 | 204 | 204 | 3.7201 | 204 |  |  | 0.03631 | 7.4073
1455 | WCPWRCO_3G | 3 | North | YES | 0.018236 | 242 | 50 | 242 |  | 1.02 | CC | 1 | 0.03631 | 242 | 242 | 4.4131 | 242 |  |  | 0.03631 | 8.7871
1889 | DECRDOVA_1G | 1 | North | YES | 0.017709 | 779 | 255 | 779 | 0 | 1.02 | GSC | 1 | 0.035783 | 779 | 779 | 13.7953 | 779 |  |  | 0.035783 | 27.8753
580 | JCKCNTY801 | 1 | North | YES | 0.01757 | 288 | 0 | 288 | 0 | 1.022 | CC | 1 | 0.035644 | 288 | 288 | 5.0602 | 288 |  |  | 0.035644 | 10.2656
581 | JCKCNTY802 | 2 | North | YES | 0.01757 | 147 | 0 | 147 | 0 | 1.022 | CC | 1 | 0.035644 | 147 | 147 | 2.5828 | 147 |  |  | 0.035644 | 5.2397
582 | JCKCNTY803 | 3 | North | YES | 0.01757 | 147 | 0 | 147 | 0 | 1.022 | CC | 1 | 0.035644 | 147 | 147 | 2.5828 | 147 |  |  | 0.035644 | 5.2397
728 | WOLFRIDGE801 | 1 | North | YES | 0.016151 | 11.2 | 0 | 112.5 | 0 | 0.99 | Wind | 1 | 0.034225 | 0 | 112.5 | 1.817 | 112.5 |  |  | 0.034225 | 3.8504
1861 | EAGLEMNT_1G | MB | North | YES | 0.015749 | 0 | 30 | 112 |  | 1.022 | GST | 1 | 0.033823 | 0 | 0 | 0 | 0 |  |  | 0.033823 | 0
1862 | EAGLEMNT_2G | MB | North | YES | 0.015749 | 0 | 40 | 100 |  | 1.022 | GST | 1 | 0.033823 | 0 | 0 | 0 | 0 |  |  | 0.033823 | 0
1863 | EAGLEMNT_3G | MB | North | YES | 0.015749 | 0 | 50 | 378 |  | 1.022 | GST | 1 | 0.033823 | 0 | 0 | 0 | 0 |  |  | 0.033823 | 0
366 | JNSNCNTY802 | 1 | North | YES | 0.015691 | 168 | 20 | 168 | 0 | 1.02 | Cogen | 1 | 0.033765 | 0 | 0 | 0 | 0 |  |  | 0.033765 | 0
367 | JNSNCNTY802 | 2 | North | YES | 0.015691 | 90 | 20 | 90 | 0 | 1.02 | Cogen | 1 | 0.033765 | 0 | 0 | 0 | 0 |  |  | 0.033765 | 0
923 | SPENCER_G4 | 1 | North | YES | 0.014945 | 48 | 20 | 61 | 0 | 1.03 | GST | 1 | 0.033019 | 61 | 61 | 0.91165 | 61 |  |  | 0.033019 | 2.0142
924 | SPENCER_G5 | 1 | North | YES | 0.014945 | 52 | 20 | 66 | 0 | 1.03 | GST | 1 | 0.033019 | 66 | 66 | 0.98637 | 66 |  |  | 0.033019 | 2.1793
1945 | HANDLEY_1G | MB | North | YES | 0.014417 | 0 | 25 | 36 |  | 0.986 | GST | 1 | 0.032491 | 0 | 0 | 0 | 0 |  |  | 0.032491 | 0
1946 | HANDLEY_2G | MB | North | YES | 0.014417 | 0 | 30 | 68 |  | 0.986 | GST | 1 | 0.032491 | 0 | 0 | 0 | 0 |  |  | 0.032491 | 0
1947 | HANDLEY_3G | 3 | North | YES | 0.014311 | 316 | 100 | 395 | 0 | 1.022 | GST | 1 | 0.032385 | 395 | 395 | 5.6528 | 395 |  |  | 0.032385 | 12.7922
1949 | HANDLEY_5G | 5 | North | YES | 0.014311 | 348 | 150 | 435 | 0 | 1.022 | GST | 1 | 0.032385 | 435 | 435 | 6.2253 | 435 |  |  | 0.032385 | 14.0877
1948 | HANDLEY_4G | 4 | North | YES | 0.014164 | 348 | 150 | 435 | 0 | 1.022 | GST | 1 | 0.032238 | 435 | 435 | 6.1613 | 435 |  |  | 0.032238 | 14.0237
2371 | COLLIN_1G | MB | North | YES | 0.013145 | 0 | 40 | 138 |  | 1.022 | GST | 1 | 0.031219 | 0 | 0 | 0 | 0 |  |  | 0.031219 | 0
2381 | NTHLK1_G | 1 | North | YES | 0.012971 | 0 | 35 | 156 |  | 1.022 | GST | 1 | 0.031045 | 156 | 156 | 2.0235 | 156 |  |  | 0.031045 | 4.8431
2382 | NTHLK2_G | 2 | North | YES | 0.012971 | 0 | 35 | 181 |  | 1.022 | GST | 1 | 0.031045 | 181 | 181 | 2.3478 | 181 |  |  | 0.031045 | 5.6192
2383 | NTHLK3_G | 3 | North | YES | 0.012971 | 0 | 50 | 329 |  | 1.022 | GST | 1 | 0.031045 | 329 | 329 | 4.2675 | 329 |  |  | 0.031045 | 10.2139
6948 | DENISNDM | 2 | North | YES | 0.012909 | 31 | 5 | 40 | 0 | 1.015 | Hydro | 1 | 0.030983 | 0 | 0 | 0 | 0 |  |  | 0.030983 | 0
6948 | DENISNDM | 1 | North | YES | 0.012909 | 40 | 5 | 40 | 0 | 1.015 | Hydro | 1 | 0.030983 | 0 | 0 | 0 | 0 |  |  | 0.030983 | 0
1937 | MDLTHELP_5G | 5 | North | YES | 0.012847 | 224 | 74 | 224 | 0 | 1 | CC | 1 | 0.030921 | 224 | 224 | 2.8777 | 224 |  |  | 0.030921 | 6.9264
1938 | MDLTHELP_6G | 6 | North | YES | 0.012847 | 226 | 74 | 226 | 0 | 1 | CC | 1 | 0.030921 | 226 | 226 | 2.9034 | 226 |  |  | 0.030921 | 6.9882
1943 | MDLTHELP_3G | 3 | North | YES | 0.012847 | 212 | 74 | 212 | 0 | 1 | CC | 1 | 0.030921 | 212 | 212 | 2.7236 | 212 |  |  | 0.030921 | 6.5553
1944 | MDLTHELP_4G | 4 | North | YES | 0.012847 | 211 | 74 | 211 | 0 | 1 | CC | 1 | 0.030921 | 211 | 211 | 2.7107 | 211 |  |  | 0.030921 | 6.5244
1687 | VALLEY_1G | 1 | North | YES | 0.012782 | 136 | 15 | 170 | 0 | 1.029 | GST | 1 | 0.030856 | 170 | 170 | 2.1729 | 170 |  |  | 0.030856 | 5.2456
1688 | VALLEY_2G | 2 | North | YES | 0.012782 | 527 | 90 | 527 | 0 | 1.029 | GSC | 1 | 0.030856 | 527 | 527 | 6.7361 | 527 |  |  | 0.030856 | 16.2613
1689 | VALLEY_3G | 3 | North | YES | 0.01261 | 0 | 25 | 375 |  | 1.003 | GST | 1 | 0.030684 | 375 | 375 | 4.7287 | 375 |  |  | 0.030684 | 11.5067
11691 | KMICHICT1_G | 1 | North | YES | 0.01261 | 144 | 80 | 144 | 0 | 1.026 | CC | 1 | 0.030684 | 144 | 144 | 1.8158 | 144 |  |  | 0.030684 | 4.4186
11692 | KMICHICT2_G | 2 | North | YES | 0.01261 | 146 | 80 | 146 | 0 | 1.026 | CC | 1 | 0.030684 | 146 | 146 | 1.8411 | 146 |  |  | 0.030684 | 4.4799
11693 | KMICHIST3_G | 3 | North | YES | 0.01261 | 312 | 60 | 312 | 0 | 1.026 | CC | 1 | 0.030684 | 312 | 312 | 3.9343 | 312 |  |  | 0.030684 | 9.5735
11694 | KMICHICT4_G | 4 | North | YES | 0.01261 | 144 | 80 | 144 | 0 | 1.026 | CC | 1 | 0.030684 | 144 | 144 | 1.8158 | 144 |  |  | 0.030684 | 4.4186
11695 | KMICHICT5_G | 5 | North | YES | 0.01261 | 148 | 80 | 148 | 0 | 1.026 | CC | 1 | 0.030684 | 148 | 148 | 1.8663 | 148 |  |  | 0.030684 | 4.5413
11696 | KMICHIST6_G | 6 | North | YES | 0.01261 | 310 | 60 | 310 | 0 | 1.026 | CC | 1 | 0.030684 | 310 | 310 | 3.9091 | 310 |  |  | 0.030684 | 9.5122
1678 | LAMARPWR_1G | 1 | North | YES | 0.012555 | 160 | 67.7 | 160 | 0 | 1.038 | CC | 1 | 0.030629 | 160 | 160 | 2.0088 | 160 |  |  | 0.030629 | 4.9007
1679 | LAMARPWR_2G | 2 | North | YES | 0.012555 | 156 | 67.7 | 156 | 0 | 1.038 | CC | 1 | 0.030629 | 156 | 156 | 1.9586 | 156 |  |  | 0.030629 | 4.7782
1680 | LAMARPWR_3G | 3 | North | YES | 0.012555 | 196 | 129.1 | 196 | 0 | 1.038 | CC | 1 | 0.030629 | 196 | 196 | 2.4608 | 196 |  |  | 0.030629 | 6.0034
1681 | LAMARPWR_4G | 4 | North | YES | 0.012555 | 156 | 67.7 | 156 | 0 | 1.038 | CC | 1 | 0.030629 | 156 | 156 | 1.9586 | 156 |  |  | 0.030629 | 4.7782
1682 | LAMARPWR_5G | 5 | North | YES | 0.012555 | 157 | 67.7 | 157 | 0 | 1.038 | CC | 1 | 0.030629 | 157 | 157 | 1.9711 | 157 |  |  | 0.030629 | 4.8088
1683 | LAMARPWR_6G | 6 | North | YES | 0.012555 | 198 | 129.1 | 198 | 0 | 1.038 | CC | 1 | 0.030629 | 198 | 198 | 2.4859 | 198 |  |  | 0.030629 | 6.0646
1675 | PEC_1G | 1 | North | YES | 0.012526 | 76.7 | 35 | 76.7 | 0 | 1.022 | Cogen | 1 | 0.0306 | 0 | 0 | 0 | 0 |  |  | 0.0306 | 0
1676 | PEC_2G | 2 | North | YES | 0.012526 | 79.6 | 35 | 79.6 | 0 | 1.022 | Cogen | 1 | 0.0306 | 0 | 0 | 0 | 0 |  |  | 0.0306 | 0
1677 | PEC_3G | 3 | North | YES | 0.012526 | 88.4 | 35 | 88.4 | 0 | 1.022 | Cogen | 1 | 0.0306 | 0 | 0 | 0 | 0 |  |  | 0.0306 | 0
2418 | MTCK2_G | 2 | North | YES | 0.012465 | 0 | 10 | 23 |  | 0.971 | GSC | 1 | 0.030539 | 23 | 23 | 0.28669 | 23 |  |  | 0.030539 | 0.70241
2419 | MTCK3_G | MB | North | YES | 0.012465 | 0 | 10 | 63 |  | 0.971 | GSC | 1 | 0.030539 | 0 | 0 | 0 | 0 |  |  | 0.030539 | 0
1701 | MOSES_1G | 1 | North | YES | 0.012448 | 558 | 175 | 558 | 0 | 1.023 | LIGCO | 1 | 0.030522 | 0 | 558 | 6.946 | 558 |  |  | 0.030522 | 17.0315
1702 | MOSES_2G | 2 | North | YES | 0.012448 | 579 | 175 | 579 | 0 | 1.023 | LIGCO | 1 | 0.030522 | 0 | 579 | 7.2074 | 579 |  |  | 0.030522 | 17.6725
1703 | MOSES_3G | 3 | North | YES | 0.012448 | 808 | 463 | 808 | 0 | 1.023 | LIGCO | 1 | 0.030522 | 0 | 808 | 10.058 | 808 |  |  | 0.030522 | 24.6621
5925 | DCEAST | EQ | North | YES | 0.012448 | 400.3 | -600 | 600 | 0 | 1.025 | DCTie | 1 | 0.030522 | 0 | 0 | 0 | 0 |  |  | 0.030522 | 0
842 | OLINGER_G1 | 1 | North | YES | 0.012258 | 55.4 | 20 | 79 | 0 | 1.03 | GST | 1 | 0.030332 | 79 | 79 | 0.96838 | 79 |  |  | 0.030332 | 2.3963
843 | OLINGER_G2 | 1 | North | YES | 0.012258 | 76.2 | 25 | 110 | 0 | 1.03 | GST | 1 | 0.030332 | 110 | 110 | 1.3484 | 110 |  |  | 0.030332 | 3.3366
844 | OLINGER_G3 | 1 | North | YES | 0.012258 | 103.9 | 45 | 150 | 0 | 1.03 | GST | 1 | 0.030332 | 150 | 150 | 1.8387 | 150 |  |  | 0.030332 | 4.5499
845 | OLINGER_G4 | 1 | North | YES | 0.012258 | 51.9 | 0 | 76 | 0 | 1.03 | GGT | 1 | 0.030332 | 76 | 76 | 0.93161 | 76 |  |  | 0.030332 | 2.3053
2413 | MTCK6_G | 6 | North | YES | 0.012241 | 0 | 30 | 118 |  | 1.022 | GST | 1 | 0.030315 | 118 | 118 | 1.4444 | 118 |  |  | 0.030315 | 3.5772
2414 | MTCK7_G | 7 | North | YES | 0.012241 | 0 | 30 | 115 |  | 1.022 | GST | 1 | 0.030315 | 115 | 115 | 1.4077 | 115 |  |  | 0.030315 | 3.4863
2417 | MTCK8_G | 8 | North | YES | 0.012241 | 444.8 | 60 | 556 | 0 | 1.022 | GSC | 1 | 0.030315 | 556 | 556 | 6.806 | 556 |  |  | 0.030315 | 16.8554
837 | NEWMAN_G5 | 1 | North | YES | 0.012211 | 0 | 15 | 40 |  | 1.01 | GST | 1 | 0.030285 | 40 | 40 | 0.48844 | 40 |  |  | 0.030285 | 1.2114
948 | STEAM1 | 1 | North | YES | 0.012192 | 0 | 12 | 20 |  | 1.02 | GST | 1 | 0.030266 | 20 | 20 | 0.24384 | 20 |  |  | 0.030266 | 0.60533
949 | STEAM2 | 1 | North | YES | 0.012192 | 26 | 8 | 26 | 0 | 0.99 | GST | 1 | 0.030266 | 26 | 26 | 0.31699 | 26 |  |  | 0.030266 | 0.78693
950 | STEAM3 | 1 | North | YES | 0.012192 | 41 | 13 | 42 | 0 | 1.02 | GST | 1 | 0.030266 | 42 | 42 | 0.51206 | 42 |  |  | 0.030266 | 1.2712
2451 | LKHB1_G | 1 | North | YES | 0.012002 | 0 | 80 | 391 |  | 1.022 | GST | 1 | 0.030076 | 391 | 391 | 4.6928 | 391 |  |  | 0.030076 | 11.7599
2452 | LKHB2_G | 2 | North | YES | 0.012002 | 516 | 80 | 516 | 0 | 1.022 | GST | 1 | 0.030076 | 516 | 516 | 6.193 | 516 |  |  | 0.030076 | 15.5194
12440 | PARKD_1SVC8 | 1 | North | YES | 0.011984 | 0 | 0 | 0 | 0 | 1.007 | GST | 1 | 0.030058 | 0 | 0 | 0 | 0 |  |  | 0.030058 | 0
12449 | PARKD_2SVC8 | 1 | North | YES | 0.011984 | 0 | 0 | 0 | 0 | 1.007 | GST | 1 | 0.030058 | 0 | 0 | 0 | 0 |  |  | 0.030058 | 0
12411 | FPLEFR1A_G | 1 | North | YES | 0.011823 | 161 | 72 | 161 | 0 | 1 | CC | 1 | 0.029897 | 161 | 161 | 1.9035 | 161 |  |  | 0.029897 | 4.8135
12412 | FPLEFR1B_G | 2 | North | YES | 0.011823 | 164 | 72 | 164 | 0 | 1 | CC | 1 | 0.029897 | 164 | 164 | 1.939 | 164 |  |  | 0.029897 | 4.9032
12413 | FPLEFR1C_G | 3 | North | YES | 0.011823 | 164 | 72 | 164 | 0 | 1 | CC | 1 | 0.029897 | 164 | 164 | 1.939 | 164 |  |  | 0.029897 | 4.9032
12414 | FPLEFR1S_G | 4 | North | YES | 0.011823 | 414 | 191 | 414 | 0 | 1 | CC | 1 | 0.029897 | 414 | 414 | 4.8947 | 414 |  |  | 0.029897 | 12.3775
12421 | FPLEFR2A_G | 1 | North | YES | 0.011823 | 162 | 72 | 162 | 0 | 1 | CC | 1 | 0.029897 | 162 | 162 | 1.9153 | 162 |  |  | 0.029897 | 4.8434
12422 | FPLEFR2B_G | 2 | North | YES | 0.011823 | 161 | 72 | 161 | 0 | 1 | CC | 1 | 0.029897 | 161 | 161 | 1.9035 | 161 |  |  | 0.029897 | 4.8135
12423 | FPLEFR2C_G | 3 | North | YES | 0.011823 | 163 | 72 | 163 | 0 | 1 | CC | 1 | 0.029897 | 163 | 163 | 1.9271 | 163 |  |  | 0.029897 | 4.8733
12424 | FPLEFR2S_G | 4 | North | YES | 0.011823 | 415 | 191 | 415 | 0 | 1 | CC | 1 | 0.029897 | 415 | 415 | 4.9065 | 415 |  |  | 0.029897 | 12.4074
1941 | MDLTHELP_1G | 1 | North | YES | 0.011656 | 216.4 | 74 | 216.4 | 0 | 1 | CC | 1 | 0.02973 | 216.4 | 216.4 | 2.5224 | 216.4 |  |  | 0.02973 | 6.4337
1942 | MDLTHELP_2G | 2 | North | YES | 0.011656 | 216.1 | 74 | 216.1 | 0 | 1 | CC | 1 | 0.02973 | 216.1 | 216.1 | 2.5189 | 216.1 |  |  | 0.02973 | 6.4247
12322 | ENNSTRAC_1G | 1 | North | YES | 0.01145 | 196 | 130 | 196 | 0 | 1.036 | CC | 1 | 0.029524 | 196 | 196 | 2.2442 | 196 |  |  | 0.029524 | 5.7868
12323 | ENNSTRAC_2G | 2 | North | YES | 0.01145 | 116 | 100 | 116 | 0 | 1.036 | CC | 1 | 0.029524 | 116 | 116 | 1.3282 | 116 |  |  | 0.029524 | 3.4248
3097 | MARTLAKE_1G | 1 | North | YES | 0.010606 | 790 | 500 | 790 | 0 | 1.017 | LIGCO | 1 | 0.02868 | 0 | 790 | 8.3787 | 790 |  |  | 0.02868 | 22.6575
3098 | MARTLAKE_2G | 2 | North | YES | 0.010606 | 795 | 461 | 795 | 0 | 1.017 | LIGCO | 1 | 0.02868 | 0 | 795 | 8.4318 | 795 |  |  | 0.02868 | 22.8009
3099 | MARTLAKE_3G | 3 | North | YES | 0.010606 | 804 | 500 | 804 | 0 | 1.017 | LIGCO | 1 | 0.02868 | 0 | 804 | 8.5272 | 804 |  |  | 0.02868 | 23.0591
13116 | TGATEWAY_1G | 1 | North | YES | 0.010442 | 151 | 30 | 151 | 0 | 1.0232 | CC | 1 | 0.028516 | 151 | 151 | 1.5767 | 151 |  |  | 0.028516 | 4.306
13117 | TGATEWAY_2G | 2 | North | YES | 0.010442 | 130 | 30 | 130 | 0 | 1.0232 | CC | 1 | 0.028516 | 130 | 130 | 1.3575 | 130 |  |  | 0.028516 | 3.7071
13118 | TGATEWAY_3G | 3 | North | YES | 0.010442 | 148 | 30 | 148 | 0 | 1.0232 | CC | 1 | 0.028516 | 148 | 148 | 1.5454 | 148 |  |  | 0.028516 | 4.2204
13119 | TGATEWAY_4G | 4 | North | YES | 0.010442 | 399 | 65 | 399 | 0 | 1.0232 | CC | 1 | 0.028516 | 399 | 399 | 4.1664 | 399 |  |  | 0.028516 | 11.3781
3348 | CHAMPION_1G | MB | North | YES | 0.010273 | 0 | 42 | 42 |  | 1 | Cogen | 1 | 0.028347 | 0 | 0 | 0 | 0 |  |  | 0.028347 | 0
3113 | LUFKINWB_1G | 1 | North | YES | 0.010259 | 0 | 0 | 50 |  | 1.01 | Trash | 1 | 0.028333 | 50 | 50 | 0.51295 | 50 |  |  | 0.028333 | 1.4167
3107 | STRYKER_1G | 1 | North | YES | 0.010165 | 145.6 | 45 | 182 | 0 | 1.029 | GST | 1 | 0.028239 | 182 | 182 | 1.85 | 182 |  |  | 0.028239 | 5.1396
3108 | STRYKER_2G | 2 | North | YES | 0.010165 | 484 | 75 | 484 | 0 | 1.029 | GST | 1 | 0.028239 | 484 | 484 | 4.9199 | 484 |  |  | 0.028239 | 13.6679
3126 | TRINIDAD_6G | 1 | North | YES | 0.010087 | 179.2 | 46 | 224 | 0 | 1 | GST | 1 | 0.028161 | 224 | 224 | 2.2595 | 224 |  |  | 0.028161 | 6.3082
13134 | CALFREST_4G | 4 | North | YES | 0.008801 | 151.5 | 40 | 151.5 | 0 | 1.031 | CC | 1 | 0.026875 | 151.5 | 151.5 | 1.3334 | 151.5 |  |  | 0.026875 | 4.0716
13135 | CALFREST_5G | 5 | North | YES | 0.008801 | 152.3 | 57 | 152.3 | 0 | 1.031 | CC | 1 | 0.026875 | 152.3 | 152.3 | 1.3404 | 152.3 |  |  | 0.026875 | 4.0931
13136 | CALFREST_6G | 6 | North | YES | 0.008801 | 177.5 | 40 | 177.5 | 0 | 1.031 | CC | 1 | 0.026875 | 177.5 | 177.5 | 1.5622 | 177.5 |  |  | 0.026875 | 4.7704
13131 | CALFREST_1G | 1 | North | YES | 0.008748 | 150.7 | 40 | 150.7 | 0 | 1.031 | CC | 1 | 0.026822 | 150.7 | 150.7 | 1.3183 | 150.7 |  |  | 0.026822 | 4.0421
13132 | CALFREST_2G | 2 | North | YES | 0.008748 | 151 | 57 | 151 | 0 | 1.031 | CC | 1 | 0.026822 | 151 | 151 | 1.3209 | 151 |  |  | 0.026822 | 4.0502
13133 | CALFREST_3G | 3 | North | YES | 0.008748 | 177.4 | 40 | 177.4 | 0 | 1.031 | CC | 1 | 0.026822 | 177.4 | 177.4 | 1.5519 | 177.4 |  |  | 0.026822 | 4.7583
3381 | BBRN_1G | 1 | North | YES | 0.008416 | 618 | 225 | 618 | 0 | 1.03 | LIGCO | 1 | 0.02649 | 0 | 618 | 5.2011 | 618 |  |  | 0.02649 | 16.3711
3382 | BBRN_2G | 2 | North | YES | 0.008416 | 589 | 225 | 589 | 0 | 1.03 | LIGCO | 1 | 0.02649 | 0 | 589 | 4.957 | 589 |  |  | 0.02649 | 15.6029
244 | WHITNYDM01 | 1 | North | YES | 0.007749 | 15 | 0 | 15 | 0 | 1.035 | Hydro | 1 | 0.025823 | 0 | 0 | 0 | 0 |  |  | 0.025823 | 0
245 | WHITNYDM02 | 2 | North | YES | 0.007749 | 15 | 0 | 15 | 0 | 1.035 | Hydro | 1 | 0.025823 | 0 | 0 | 0 | 0 |  |  | 0.025823 | 0
251 | BOSQUESW803 | 2 | North | YES | 0.00564 | 150 | 0 | 150 |  | 1.032 | CC | 1 | 0.023714 | 150 | 150 | 0.846 | 150 |  |  | 0.023714 | 3.5572
253 | BOSQUESW804 | 2 | North | YES | 0.00564 | 80 | 0 | 80 |  | 1.032 | CC | 1 | 0.023714 | 80 | 80 | 0.4512 | 80 |  |  | 0.023714 | 1.8972
48721 | LEG_1___1 | 1 | North | YES | 0.005473 | 827 | 357 | 827 | 0 | 1.0348 | LIGCO | 1 | 0.023547 | 0 | 827 | 4.5262 | 827 |  |  | 0.023547 | 19.4737
48722 | LEG_2___2 | 2 | North | YES | 0.005473 | 819 | 357 | 819 | 0 | 1.0348 | LIGCO | 1 | 0.023547 | 0 | 819 | 4.4824 | 819 |  |  | 0.023547 | 19.2853
39960 | TNTNPONE_18 | 1 | North | YES | 0.004306 | 152.3 | 30 | 152.3 |  | 1.04 | LIGCO | 1 | 0.02238 | 0 | 152.3 | 0.6558 | 152.3 |  |  | 0.02238 | 3.4085
39970 | TNTNPONE_28 | 1 | North | YES | 0.004306 | 153 | 30 | 153 |  | 1.04 | LIGCO | 1 | 0.02238 | 0 | 153 | 0.65882 | 153 |  |  | 0.02238 | 3.4242
238 | BOSQUESW505 | 1 | North | YES | 0.004102 | 255 | 0 | 255 | 0 | 1.02 | CC | 1 | 0.022176 | 255 | 255 | 1.046 | 255 |  |  | 0.022176 | 5.655
239 | BOSQUESW502 | 1 | North | YES | 0.004102 | 119.2 | 0 | 149 | 0 | 1.02 | GGT | 1 | 0.022176 | 149 | 149 | 0.6112 | 149 |  |  | 0.022176 | 3.3043
247 | BOSQUESW501 | 2 | North | YES | 0.004102 | 124.8 | 0 | 156 | 0 | 1.02 | GGT | 1 | 0.022176 | 156 | 156 | 0.63991 | 156 |  |  | 0.022176 | 3.4595
3403 | THOUSE_1G | 1 | North | YES | 0.002566 | 563 | 200 | 563 | 0 | 1.012 | GSC | 1 | 0.02064 | 563 | 563 | 1.4447 | 563 |  |  | 0.02064 | 11.6206
3404 | THOUSE_2G | 2 | North | YES | 0.002566 | 807 | 250 | 807 | 0 | 1.012 | GSC | 1 | 0.02064 | 807 | 807 | 2.0708 | 807 |  |  | 0.02064 | 16.6568
990 | GIBN_CREK_G1 | 1 | North | YES | 0.001471 | 463 | 200 | 463 | 0 | 1.0275 | LIGCO | 1 | 0.019545 | 0 | 463 | 0.68107 | 463 |  |  | 0.019545 | 9.0495
32798 | BRYN_TAMUGEN | 1 | North | YES | 0.001019 | 32 | 0 | 32 |  | 1.02 | GST | 1 | 0.019093 | 32 | 32 | 0.032608 | 32 |  |  | 0.019093 | 0.61099
32886 | BRYN_ATKINS3 | MB | North | YES | 0.000924 | 0 | 5 | 12 |  | 1 | GST | 1 | 0.018998 | 0 | 0 | 0 | 0 |  |  | 0.018998 | 0
32887 | BRYN_ATKINS6 | MB | North | YES | 0.000924 | 0 | 12 | 51 |  | 1.028 | GST | 1 | 0.018998 | 0 | 0 | 0 | 0 |  |  | 0.018998 | 0
32888 | BRYN_ATKINS7 | 1 | North | YES | 0.000924 | 13.6 | 4 | 17 |  | 1.028 | GGT | 1 | 0.018998 | 17 | 17 | 0.015708 | 17 |  |  | 0.018998 | 0.32297
32890 | BRYN_ATKINS4 | MB | North | YES | 0.000924 | 0 | 5 | 22 |  | 1.031 | GST | 1 | 0.018998 | 0 | 0 | 0 | 0 |  |  | 0.018998 | 0
32891 | BRYN_ATKINS5 | MB | North | YES | 0.000924 | 0 | 5 | 25 |  | 1.031 | GST | 1 | 0.018998 | 0 | 0 | 0 | 0 |  |  | 0.018998 | 0
32883 | BRYN_DNSBY3 | 1 | North | YES | 0.000822 | 0 | 2 | 48 |  | 1.015 | GST | 1 | 0.018896 | 48 | 48 | 0.039456 | 48 |  |  | 0.018896 | 0.90703
32884 | BRYN_DNSBY13 | 1 | North | YES | 0.000822 | 46 | 2 | 46 | 0 | 1.015 | GST | 1 | 0.018896 | 46 | 46 | 0.037812 | 46 |  |  | 0.018896 | 0.86924
32892 | BRYN_DNSBY14 | 1 | North | YES | 0.000822 | 84 | 25 | 105 | 0 | 1.035 | GST | 1 | 0.018896 | 105 | 105 | 0.08631 | 105 |  |  | 0.018896 | 1.9841
48671 | FTR_GT1_5105 | 1 | North | YES | 0.000636 | 154.2 | 0 | 154.2 | 0 | 1.0319 | CC | 1 | 0.01871 | 154.2 | 154.2 | 0.098071 | 154.2 |  |  | 0.01871 | 2.8851
48672 | FTR_GT2_5110 | 2 | North | YES | 0.000636 | 159 | 0 | 159 | 0 | 1.0319 | CC | 1 | 0.01871 | 159 | 159 | 0.10112 | 159 |  |  | 0.01871 | 2.975
48673 | FTR_GT3_5085 | 3 | North | YES | 0.000636 | 158 | 0 | 158 | 0 | 1.0319 | CC | 1 | 0.01871 | 158 | 158 | 0.10049 | 158 |  |  | 0.01871 | 2.9562
48674 | FTR_CN4_5095 | 4 | North | YES | 0.000636 | 380 | 0 | 380 | 0 | 1.0319 | CC | 1 | 0.01871 | 380 | 380 | 0.24168 | 380 |  |  | 0.01871 | 7.11
3416 | LAKE_CRK1_G | 1 | North | YES | -0.001315 | 60 | 33 | 75 |  | 1.029 | GST | 1 | 0.016759 | 75 | 75 | -0.098625 | 75 |  |  | 0.016759 | 1.257
3417 | LAKE_CRK2_G | 2 | North | YES | -0.001315 | 177.6 | 40 | 222 | 0 | 1.029 | GST | 1 | 0.016759 | 222 | 222 | -0.29193 | 222 |  |  | 0.016759 | 3.7206
5934 | SI_RAY5 | 5 | South | YES | 0 | 0 | 10 | 15 |  | 1.035 | GST | -1 | 0.011464 | 15 | 15 |  |  | 0 | 15 | -0.011464 | -0.17196
8139 | JOS #1 | MB | South | YES | 0 | 0 | 45 | 255 |  | 1.02 | GST | -1 | 0.011464 | 0 | 0 |  |  | 0 | 0 | -0.011464 | 0
8285 | LAR #1 | MB | South | YES | 0 | 0 | 9 | 32 |  | 1.0497 | GST | -1 | 0.011464 | 0 | 0 |  |  | 0 | 0 | -0.011464 | 0
8287 | LAR #2 | MB | South | YES | 0 | 0 | 9 | 32 |  | 1.04 | GST | -1 | 0.011464 | 0 | 0 |  |  | 0 | 0 | -0.011464 | 0
8288 | LAR #3 | MB | South | YES | 0 | 0 | 25 | 105 |  | 1.04 | GST | -1 | 0.011464 | 0 | 0 |  |  | 0 | 0 | -0.011464 | 0
8388 | BATES0A | MB | South | YES | 0 | 0 | 21 | 71 |  | 1.033 | GST | -1 | 0.011464 | 0 | 0 |  |  | 0 | 0 | -0.011464 | 0
8393 | BATES0B | MB | South | YES | 0 | 0 | 25 | 110 |  | 1.03 | GST | -1 | 0.011464 | 0 | 0 |  |  | 0 | 0 | -0.011464 | 0
8437 | NUECES_B0C | MB | South | YES | 0 | 0 | 7 | 30 |  | 1.03 | GST | -1 | 0.011464 | 0 | 0 |  |  | 0 | 0 | -0.011464 | 0
8438 | NUECES_B0B | MB | South | YES | 0 | 0 | 26 | 169 |  | 1.03 | GST | -1 | 0.011464 | 0 | 0 |  |  | 0 | 0 | -0.011464 | 0
8442 | NUECES_B0A | MB | South | YES | 0 | 0 | 81 | 367 |  | 1.03 | GST | -1 | 0.011464 | 0 | 0 |  |  | 0 | 0 | -0.011464 | 0
39190 | TNSLCGN1__8 | 1 | Houston | YES | 0 | 0 | 10 | 30 |  | 1.03 | Cogen | -1 | 0.011464 | 0 | 0 |  |  |  |  | -0.011464 | 0
8032 | AMISTADHYD1 | 1 | South | YES | -0.001417 | 33 | 13 | 33 | 0 | 1.0375 | Hydro | -1 | 0.012881 | 0 | 0 |  |  | 0 | 0 | -0.012881 | 0
8033 | AMISTADHYD2 | 2 | South | YES | -0.001417 | 25 | 13 | 25 | 0 | 1.0375 | Hydro | -1 | 0.012881 | 0 | 0 |  |  | 0 | 0 | -0.012881 | 0
88253 | HAMILTON | F | South | YES | -0.001417 | 0 | 0 | 0 | 0 | 1.04 | BLT | -1 | 0.012881 | 0 | 0 |  |  | 0 | 0 | -0.012881 | 0
48591 | CHE_GT2_5030 | 2 | Houston | YES | -0.003545 | 173 | 50 | 173 | 0 | 1.029 | Cogen | -1 | 0.015009 | 0 | 0 |  |  |  |  | -0.015009 | 0
48811 | CVC_GT3_5045 | 3 | Houston | YES | -0.003545 | 156 | 91.8 | 156 | 0 | 1.029 | Cogen | -1 | 0.015009 | 0 | 0 |  |  |  |  | -0.015009 | 0
48812 | CVC_GT2_5020 | 2 | Houston | YES | -0.003545 | 158 | 91.8 | 158 | 0 | 1.029 | Cogen | -1 | 0.015009 | 0 | 0 |  |  |  |  | -0.015009 | 0
48813 | CVC_GT1_5035 | 1 | Houston | YES | -0.003545 | 160 | 91.8 | 160 | 0 | 1.029 | Cogen | -1 | 0.015009 | 0 | 0 |  |  |  |  | -0.015009 | 0
48814 | CVC_ST5_5040 | 1 | Houston | YES | -0.003545 | 162 | 91.8 | 162 | 0 | 1.029 | Cogen | -1 | 0.015009 | 0 | 0 |  |  |  |  | -0.015009 | 0
48885 | THW_5152 | A | Houston | YES | -0.004008 | 46.4 | 5 | 58 |  | 1.0319 | GGT | -1 | 0.015472 | 58 | 58 |  |  |  |  | -0.015472 | -0.89737
48885 | THW_5152 | B | Houston | YES | -0.004008 | 47.2 | 5 | 59 |  | 1.0319 | GGT | -1 | 0.015472 | 59 | 59 |  |  |  |  | -0.015472 | -0.91284
48886 | THW_5354 | D | Houston | YES | -0.004008 | 46.4 | 5 | 58 |  | 1.0319 | GGT | -1 | 0.015472 | 58 | 58 |  |  |  |  | -0.015472 | -0.89737
48886 | THW_5354 | C | Houston | YES | -0.004008 | 45.6 | 5 | 57 |  | 1.0319 | GGT | -1 | 0.015472 | 57 | 57 |  |  |  |  | -0.015472 | -0.8819
48887 | THW_5556 | F | Houston | YES | -0.004008 | 45.6 | 5 | 57 |  | 1.0319 | GGT | -1 | 0.015472 | 57 | 57 |  |  |  |  | -0.015472 | -0.8819
48887 | THW_5556 | E | Houston | YES | -0.004008 | 47.2 | 5 | 59 |  | 1.0319 | GGT | -1 | 0.015472 | 59 | 59 |  |  |  |  | -0.015472 | -0.91284
48690 | GBY_GN5_5 | 5 | Houston | YES | -0.004043 | 318.4 | 81 | 398 |  | 1.0362 | GSC | -1 | 0.015507 | 398 | 398 |  |  |  |  | -0.015507 | -6.1717
48595 | BTE_GT2_8075 | 1 | Houston | YES | -0.004067 | 162.8 | 130 | 162.8 | 0 | 1.0261 | CC | -1 | 0.015531 | 162.8 | 162.8 |  |  |  |  | -0.015531 | -2.5284
48596 | BTE_GT3_8045 | 2 | Houston | YES | -0.004067 | 161.4 | 130 | 161.4 | 0 | 1.0261 | CC | -1 | 0.015531 | 161.4 | 161.4 |  |  |  |  | -0.015531 | -2.5067
48597 | BTE_GT4_8055 | 3 | Houston | YES | -0.004067 | 158.9 | 130 | 158.9 | 0 | 1.0261 | CC | -1 | 0.015531 | 158.9 | 158.9 |  |  |  |  | -0.015531 | -2.4679
48598 | BTE_ST1_8070 | 4 | Houston | YES | -0.004067 | 269.2 | 60 | 269.2 | 0 | 1.0261 | CC | -1 | 0.015531 | 269.2 | 269.2 |  |  |  |  | -0.015531 | -4.1809
48583 | CBY_GT4_1 | 1 | Houston | YES | -0.004144 | 172 | 0 | 172 | 0 | 1.026 | GSC | -1 | 0.015608 | 172 | 172 |  |  |  |  | -0.015608 | -2.6845
48584 | CBY_GT4_2 | 2 | Houston | YES | -0.004144 | 172 | 0 | 172 | 0 | 1.026 | CC | -1 | 0.015608 | 172 | 172 |  |  |  |  | -0.015608 | -2.6845
48585 | CBY_ST4_1 | 3 | Houston | YES | -0.004144 | 172 | 0 | 172 | 0 | 1.026 | CC | -1 | 0.015608 | 172 | 172 |  |  |  |  | -0.015608 | -2.6845
48815 | CVC_GT4_8005 | 4 | Houston | YES | -0.004157 | 165 | 91.8 | 165 |  | 1.0362 | Cogen | -1 | 0.015621 | 0 | 0 |  |  |  |  | -0.015621 | 0
48581 | CBY_GN1_1 | 1 | Houston | YES | -0.004177 | 595.2 | 108 | 744 | 0 | 1.0435 | GSC | -1 | 0.015641 | 744 | 744 |  |  |  |  | -0.015641 | -11.6368
48791 | PSA_GT1_8160 | 1 | Houston | YES | -0.004181 | 52 | 20.8 | 65 | 0 | 1.0362 | Cogen | -1 | 0.015645 | 0 | 0 |  |  |  |  | -0.015645 | 0
48792 | PSA_GT2_8155 | 2 | Houston | YES | -0.004181 | 52.8 | 20.3 | 66 | 0 | 1.0362 | Cogen | -1 | 0.015645 | 0 | 0 |  |  |  |  | -0.015645 | 0
48793 | PSA_GT3_8150 | 3 | Houston | YES | -0.004181 | 56 | 20.3 | 70 | 0 | 1.0362 | Cogen | -1 | 0.015645 | 0 | 0 |  |  |  |  | -0.015645 | 0
48794 | PSA_GT4_8145 | 4 | Houston | YES | -0.004181 | 52.8 | 20.3 | 66 | 0 | 1.0362 | Cogen | -1 | 0.015645 | 0 | 0 |  |  |  |  | -0.015645 | 0
48795 | PSA_GT5_8140 | 5 | Houston | YES | -0.004181 | 51.2 | 20.3 | 64 | 0 | 1.0362 | Cogen | -1 | 0.015645 | 0 | 0 |  |  |  |  | -0.015645 | 0
48796 | PSA_GN1_8165 | 1 | Houston | YES | -0.004181 | 83.2 | 43.1 | 104 | 0 | 1.0362 | Cogen | -1 | 0.015645 | 0 | 0 |  |  |  |  | -0.015645 | 0
48797 | PSA_GT6_8135 | 6 | Houston | YES | -0.004181 | 47.2 | 34.5 | 59 | 0 | 1.0362 | Cogen | -1 | 0.015645 | 0 | 0 |  |  |  |  | -0.015645 | 0
48651 | EP_1_2 | 2 | Houston | YES | -0.004183 | 17.7 | 10 | 21 | 0 | 1.0362 | Cogen | -1 | 0.015647 | 0 | 0 |  |  |  |  | -0.015647 | 0
48651 | EP_1_2 | 1 | Houston | YES | -0.004183 | 4 | 0 | 5 | 0 | 1.0362 | Cogen | -1 | 0.015647 | 0 | 0 |  |  |  |  | -0.015647 | 0
48883 | THW_GT1_GT_1 | B2 | Houston | YES | -0.004238 | 0 | 0 | 12 |  | 1.043 | GGT | -1 | 0.015702 | 12 | 12 |  |  |  |  | -0.015702 | -0.18842
49803 | EXN_15GT | 1 | Houston | YES | -0.004255 | 33 | 8.3 | 34 |  | 1.0326 | Cogen | -1 | 0.015719 | 0 | 0 |  |  |  |  | -0.015719 | 0
49804 | EXN_16GT | 2 | Houston | YES | -0.004255 | 32 | 8.3 | 34.7 |  | 1.0326 | Cogen | -1 | 0.015719 | 0 | 0 |  |  |  |  | -0.015719 | 0
49805 | EXN_17GT | 3 | Houston | YES | -0.004255 | 31 | 8.3 | 32.7 |  | 1.0326 | Cogen | -1 | 0.015719 | 0 | 0 |  |  |  |  | -0.015719 | 0
49826 | EXN938GT | 5 | Houston | YES | -0.004255 | 43 | 9.2 | 45.9 | 0 | 1.0326 | Cogen | -1 | 0.015719 | 0 | 0 |  |  |  |  | -0.015719 | 0
49828 | EXN941GT | 10 | Houston | YES | -0.004255 | 17.7 | 5.4 | 17.7 | 0 | 1.0326 | Cogen | -1 | 0.015719 | 0 | 0 |  |  |  |  | -0.015719 | 0
49829 | EXN942GT | 11 | Houston | YES | -0.004255 | 20 | 5.4 | 20.4 | 0 | 1.0326 | Cogen | -1 | 0.015719 | 0 | 0 |  |  |  |  | -0.015719 | 0
49830 | EXN943GT | 12 | Houston | YES | -0.004255 | 19 | 5.4 | 19.9 | 0 | 1.0326 | Cogen | -1 | 0.015719 | 0 | 0 |  |  |  |  | -0.015719 | 0
49831 | EXN944GT | 13 | Houston | YES | -0.004255 | 33 | 5.4 | 35 | 0 | 1.0326 | Cogen | -1 | 0.015719 | 0 | 0 |  |  |  |  | -0.015719 | 0
49832 | EXN945GT | 9 | Houston | YES | -0.004255 | 18.5 | 9.2 | 18.5 | 0 | 1.0326 | Cogen | -1 | 0.015719 | 0 | 0 |  |  |  |  | -0.015719 | 0
49837 | EXN_GT | 4 | Houston | YES | -0.004255 | 81 | 21.3 | 85.4 | 0 | 1.0326 | Cogen | -1 | 0.015719 | 0 | 0 |  |  |  |  | -0.015719 | 0
49838 | EXN_14GT | 14 | Houston | YES | -0.004255 | 140 | 0 | 148 |  | 1.0326 | Cogen | -1 | 0.015719 | 0 | 0 |  |  |  |  | -0.015719 | 0
48582 | CBY_GN2_2 | 2 | Houston | YES | -0.004282 | 596.8 | 110 | 746 | 0 | 1.0435 | GSC | -1 | 0.015746 | 746 | 746 |  |  |  |  | -0.015746 | -11.7464
48873 | THW_ST3_ST_3 | 3 | Houston | YES | -0.004339 | 107 | 19 | 107 | 0 | 1.0435 | CC | -1 | 0.015803 | 107 | 107 |  |  |  |  | -0.015803 | -1.6909
48874 | THW_ST4_ST_4 | 4 | Houston | YES | -0.004339 | 108 | 19 | 108 | 0 | 1.0435 | CC | -1 | 0.015803 | 108 | 108 |  |  |  |  | -0.015803 | -1.7067
48875 | THW_3132 | B | Houston | YES | -0.004339 | 53 | 5 | 53 | 0 | 1.0435 | CC | -1 | 0.015803 | 53 | 53 |  |  |  |  | -0.015803 | -0.83755
48875 | THW_3132 | A | Houston | YES | -0.004339 | 55 | 5 | 55 | 0 | 1.0435 | CC | -1 | 0.015803 | 55 | 55 |  |  |  |  | -0.015803 | -0.86916
48877 | THW_3334 | C | Houston | YES | -0.004339 | 55 | 5 | 55 | 0 | 1.0435 | CC | -1 | 0.015803 | 55 | 55 |  |  |  |  | -0.015803 | -0.86916
48877 | THW_3334 | D | Houston | YES | -0.004339 | 57 | 5 | 57 | 0 | 1.0435 | CC | -1 | 0.015803 | 57 | 57 |  |  |  |  | -0.015803 | -0.90076
48879 | THW_4142 | F | Houston | YES | -0.004339 | 55 | 5 | 55 | 0 | 1.0435 | CC | -1 | 0.015803 | 55 | 55 |  |  |  |  | -0.015803 | -0.86916
48879 | THW_4142 | E | Houston | YES | -0.004339 | 56 | 5 | 56 | 0 | 1.0435 | CC | -1 | 0.015803 | 56 | 56 |  |  |  |  | -0.015803 | -0.88496
48881 | THW_4344 | H | Houston | YES | -0.004339 | 58 | 5 | 58 | 0 | 1.0435 | CC | -1 | 0.015803 | 58 | 58 |  |  |  |  | -0.015803 | -0.91657
48881 | THW_4344 | G | Houston | YES | -0.004339 | 58 | 5 | 58 | 0 | 1.0435 | CC | -1 | 0.015803 | 58 | 58 |  |  |  |  | -0.015803 | -0.91657
48593 | CHE_GT1_8015 | 1 | Houston | YES | -0.004425 | 173 | 50 | 173 | 0 | 1.0362 | Cogen | -1 | 0.015889 | 0 | 0 |  |  |  |  | -0.015889 | 0
48594 | CHE_GN4_8025 | 4 | Houston | YES | -0.004425 | 142 | 60 | 142 | 0 | 1.0362 | Cogen | -1 | 0.015889 | 0 | 0 |  |  |  |  | -0.015889 | 0
48511 | LPE_GT1_8070 | 1 | Houston | YES | -0.004438 | 42 | 0 | 42 | 0 | 1.0362 | GGT | -1 | 0.015902 | 42 | 42 |  |  |  |  | -0.015902 | -0.66788
48512 | LPE_GT2_8075 | 2 | Houston | YES | -0.004438 | 42 | 0 | 42 | 0 | 1.0362 | GGT | -1 | 0.015902 | 42 | 42 |  |  |  |  | -0.015902 | -0.66788
48513 | LPE_GT3_8080 | 3 | Houston | YES | -0.004438 | 39 | 0 | 39 | 0 | 1.0362 | GGT | -1 | 0.015902 | 39 | 39 |  |  |  |  | -0.015902 | -0.62017
48514 | LPE_GT4_8085 | 4 | Houston | YES | -0.004438 | 39 | 0 | 39 | 0 | 1.0362 | GGT | -1 | 0.015902 | 39 | 39 |  |  |  |  | -0.015902 | -0.62017
48500 | APD_GT1_8005 | 1 | Houston | YES | -0.004446 | 137.6 | 54.6 | 137.6 |  | 1.0362 | Cogen | -1 | 0.01591 | 0 | 0 |  |  |  |  | -0.01591 | 0
48820 | SHELLG1_3015 | 1 | Houston | YES | -0.004506 | 71 | 34.5 | 71 |  | 1.029 | Cogen | -1 | 0.01597 | 0 | 0 |  |  |  |  | -0.01597 | 0
48821 | SHELLG2 | 2 | Houston | YES | -0.004506 | 72 | 34.5 | 72 |  | 1.029 | Cogen | -1 | 0.01597 | 0 | 0 |  |  |  |  | -0.01597 | 0
48822 | SHELLG3_3020 | 2 | Houston | YES | -0.004506 | 30 | 0 | 30 |  | 1.029 | Cogen | -1 | 0.01597 | 0 | 0 |  |  |  |  | -0.01597 | 0
48822 | SHELLG3_3020 | 1 | Houston | YES | -0.004506 | 39 | 0 | 39 |  | 1.029 | Cogen | -1 | 0.01597 | 0 | 0 |  |  |  |  | -0.01597 | 0
48740 | PSG_GN2_8050 | 1 | Houston | YES | -0.004546 | 182 | 60 | 182 | 0 | 1.0326 | Cogen | -1 | 0.01601 | 0 | 0 |  |  |  |  | -0.01601 | 0
48741 | PSG_GT2_8040 | 1 | Houston | YES | -0.004546 | 158.6 | 50 | 158.6 | 0 | 1.0326 | Cogen | -1 | 0.01601 | 0 | 0 |  |  |  |  | -0.01601 | 0
48742 | PSG_GT3_8060 | 1 | Houston | YES | -0.004546 | 157 | 50 | 157 | 0 | 1.0326 | Cogen | -1 | 0.01601 | 0 | 0 |  |  |  |  | -0.01601 | 0
48854 | SRB_GN4_4 | 4 | Houston | YES | -0.004547 | 182.4 | 35 | 228 | 0 | 1.0326 | GST | -1 | 0.016011 | 228 | 228 |  |  |  |  | -0.016011 | -3.6505
48611 | DIB_GT1_8080 | 1 | Houston | YES | -0.004548 | 64 | 0 | 64 | 0 | 1.0326 | Cogen | -1 | 0.016012 | 0 | 0 |  |  |  |  | -0.016012 | 0
48612 | DIB_GT2_8075 | 2 | Houston | YES | -0.004548 | 63.2 | 0 | 63.2 | 0 | 1.0326 | Cogen | -1 | 0.016012 | 0 | 0 |  |  |  |  | -0.016012 | 0
48613 | DIB_ST1_8085 | 3 | Houston | YES | -0.004548 | 67.9 | 30 | 82.6 | 0 | 1.0326 | Cogen | -1 | 0.016012 | 0 | 0 |  |  |  |  | -0.016012 | 0
48614 | DIB_GT3_8090 | 4 | Houston | YES | -0.004548 | 73.6 | 15 | 73.6 | 0 | 1.0326 | Cogen | -1 | 0.016012 | 0 | 0 |  |  |  |  | -0.016012 | 0
48845 | SOL_GT1 | 1 | Houston | YES | -0.004548 | 16.2 | 15.4 | 16.2 |  | 1.0326 | Solar | -1 | 0.016012 | 16.2 | 16.2 |  |  |  |  | -0.016012 | -0.25939
48853 | SRB_GN3_3 | 3 | Houston | YES | -0.004549 | 170.4 | 35 | 213 |  | 1.0326 | GST | -1 | 0.016013 | 213 | 213 |  |  |  |  | -0.016013 | -3.4107
48551 | CAL_GT1_8045 | 1 | Houston | YES | -0.004555 | 149 | 0 | 149 | 0 | 1.0326 | Cogen | -1 | 0.016019 | 0 | 0 |  |  |  |  | -0.016019 | 0
48552 | CAL_ST1_8000 | 2 | Houston | YES | -0.004555 | 65.1 | 0 | 65.1 | 0 | 1.0326 | Cogen | -1 | 0.016019 | 0 | 0 |  |  |  |  | -0.016019 | 0
48851 | SRB_GN1_1 | 1 | Houston | YES | -0.004556 | 132 | 26 | 165 | 0 | 1.0217 | GST | -1 | 0.01602 | 165 | 165 |  |  |  |  | -0.01602 | -2.6433
48852 | SRB_GN2_2 | 2 | Houston | YES | -0.004558 | 140.8 | 26 | 176 | 0 | 1.0217 | GST | -1 | 0.016022 | 176 | 176 |  |  |  |  | -0.016022 | -2.8198
48855 | SRB_GT211035 | B2 | Houston | YES | -0.00456 | 0 | 0 | 12 |  | 1.014 | GGT | -1 | 0.016024 | 12 | 12 |  |  |  |  | -0.016024 | -0.19229
48855 | SRB_GT211035 | B1 | Houston | YES | -0.00456 | 0 | 0 | 18 |  | 1.014 | GGT | -1 | 0.016024 | 18 | 18 |  |  |  |  | -0.016024 | -0.28843
48761 | PR_GT1__9040 | 1 | Houston | YES | -0.004588 | 26 | 0 | 35 |  | 1 | Cogen | -1 | 0.016052 | 0 | 0 |  |  |  |  | -0.016052 | 0
48641 | DPEC_GT15040 | 1 | Houston | YES | -0.004618 | 163.2 | 98 | 163.2 | 0 | 1.0319 | CC | -1 | 0.016082 | 163.2 | 163.2 |  |  |  |  | -0.016082 | -2.6246
48642 | DPEC_GT25025 | 2 | Houston | YES | -0.004618 | 157.1 | 98 | 157.1 | 0 | 1.0319 | CC | -1 | 0.016082 | 157.1 | 157.1 |  |  |  |  | -0.016082 | -2.5265
48643 | DPEC_GT35010 | 3 | Houston | YES | -0.004618 | 157.5 | 98 | 157.5 | 0 | 1.0319 | CC | -1 | 0.016082 | 157.5 | 157.5 |  |  |  |  | -0.016082 | -2.5329
48644 | DPEC_GT45070 | 4 | Houston | YES | -0.004618 | 157 | 98 | 157 | 0 | 1.0319 | CC | -1 | 0.016082 | 157 | 157 |  |  |  |  | -0.016082 | -2.5249
48645 | DPEC_ST55065 | 5 | Houston | YES | -0.004618 | 282 | 0 | 282 | 0 | 1.0319 | CC | -1 | 0.016082 | 282 | 282 |  |  |  |  | -0.016082 | -4.5351
48841 | SJS_GT1_GT1 | 1 | Houston | YES | -0.004648 | 62.4 | 49 | 78 | 0 | 1.0362 | Cogen | -1 | 0.016112 | 0 | 0 |  |  |  |  | -0.016112 | 0
48842 | SJS_GT2_GT2 | 2 | Houston | YES | -0.004648 | 64.8 | 49 | 81 | 0 | 1.0362 | Cogen | -1 | 0.016112 | 0 | 0 |  |  |  |  | -0.016112 | 0
48691 | GBY_73741085 | B | Houston | YES | -0.004682 | 37.6 | 20 | 47 | 0 | 1.0362 | GGT | -1 | 0.016146 | 47 | 47 |  |  |  |  | -0.016146 | -0.75885
48691 | GBY_73741085 | A | Houston | YES | -0.004682 | 37.6 | 20 | 47 | 0 | 1.0362 | GGT | -1 | 0.016146 | 47 | 47 |  |  |  |  | -0.016146 | -0.75885
48692 | GBY_81821075 | C | Houston | YES | -0.004682 | 37.6 | 20 | 47 | 0 | 1.0362 | GGT | -1 | 0.016146 | 47 | 47 |  |  |  |  | -0.016146 | -0.75885
48692 | GBY_81821075 | D | Houston | YES | -0.004682 | 44 | 20 | 55 | 0 | 1.0362 | GGT | -1 | 0.016146 | 55 | 55 |  |  |  |  | -0.016146 | -0.88802
48693 | GBY_83841065 | F | Houston | YES | -0.004682 | 43.2 | 20 | 54 | 0 | 1.0362 | GGT | -1 | 0.016146 | 54 | 54 |  |  |  |  | -0.016146 | -0.87188
48693 | GBY_83841065 | E | Houston | YES | -0.004682 | 45.6 | 20 | 57 | 0 | 1.0362 | GGT | -1 | 0.016146 | 57 | 57 |  |  |  |  | -0.016146 | -0.92031
48531 | BYU_GT1_8075 | 1 | Houston | YES | -0.004765 | 65 | 0 | 65 |  | 1.0362 | Cogen | -1 | 0.016229 | 0 | 0 |  |  |  |  | -0.016229 | 0
48532 | BYU_GT2_8055 | 2 | Houston | YES | -0.004765 | 62 | 0 | 62 |  | 1.0362 | Cogen | -1 | 0.016229 | 0 | 0 |  |  |  |  | -0.016229 | 0
48533 | BYU_GT3_8060 | 3 | Houston | YES | -0.004765 | 67 | 0 | 67 |  | 1.0362 | Cogen | -1 | 0.016229 | 0 | 0 |  |  |  |  | -0.016229 | 0
48534 | BYU_GT4_8065 | 4 | Houston | YES | -0.004765 | 65 | 0 | 65 |  | 1.0362 | Cogen | -1 | 0.016229 | 0 | 0 |  |  |  |  | -0.016229 | 0
48561 | CTL_GT2_8130 | 1 | Houston | YES | -0.004827 | 73.5 | 30.3 | 91.9 |  | 1.0362 | Cogen | -1 | 0.016291 | 0 | 0 |  |  |  |  | -0.016291 | 0
48562 | CTL_GT3_8135 | 2 | Houston | YES | -0.004827 | 70.1 | 30.3 | 87.6 |  | 1.0362 | Cogen | -1 | 0.016291 | 0 | 0 |  |  |  |  | -0.016291 | 0
48563 | CTL_GT4_8140 | 3 | Houston | YES | -0.004827 | 69.6 | 30.3 | 87 |  | 1.0362 | Cogen | -1 | 0.016291 | 0 | 0 |  |  |  |  | -0.016291 | 0
48564 | CTL_GN1_8145 | 4 | Houston | YES | -0.004827 | 43.6 | 12.9 | 54.5 |  | 1.0362 | Cogen | -1 | 0.016291 | 0 | 0 |  |  |  |  | -0.016291 | 0
48565 | CTL_GN2_8155 | 5 | Houston | YES | -0.004827 | 9.8 | 3.4 | 12.2 |  | 1.0362 | Cogen | -1 | 0.016291 | 0 | 0 |  |  |  |  | -0.016291 | 0
48772 | PHR_GN2_2 | MB | Houston | YES | -0.004991 | 0 | 72 | 459 |  | 1.0362 | GSC | -1 | 0.016455 | 0 | 0 |  |  |  |  | -0.016455 | 0
8262 | ELPS | 1 | South | YES | -0.005115 | 6 | 6 | 6 | 0 | 1.15 | Hydro | -1 | 0.016579 | 0 | 0 |  |  | 0 | 0 | -0.016579 | 0
38580 | TNBP_CGN1_8 | 1 | Houston | YES | -0.005225 | 70.8 | 0 | 70.8 | 0 | 1.005 | Cogen | -1 | 0.016689 | 0 | 0 |  |  |  |  | -0.016689 | 0
38590 | TNBP_CGN2_8 | 2 | Houston | YES | -0.005225 | 66.7 | 0 | 66.7 | 0 | 1.005 | Cogen | -1 | 0.016689 | 0 | 0 |  |  |  |  | -0.016689 | 0
38600 | TNBP_CGN3_8 | 5 | Houston | YES | -0.005225 | 53 | 0 | 53 | 0 | 1.005 | Cogen | -1 | 0.016689 | 0 | 0 |  |  |  |  | -0.016689 | 0
38611 | TNBPAMCG1_8 | 1 | Houston | YES | -0.005225 | 153.2 | 0 | 153.2 | 0 | 1.005 | Cogen | -1 | 0.016689 | 0 | 0 |  |  |  |  | -0.016689 | 0
38612 | TNBPAMCG2_8 | 2 | Houston | YES | -0.005225 | 153.5 | 0 | 153.5 | 0 | 1.005 | Cogen | -1 | 0.016689 | 0 | 0 |  |  |  |  | -0.016689 | 0
38613 | TNBPAMCG3_8 | 3 | Houston | YES | -0.005225 | 152.3 | 0 | 152.3 | 0 | 1.005 | Cogen | -1 | 0.016689 | 0 | 0 |  |  |  |  | -0.016689 | 0
38614 | TNBPAMCG4_8 | 4 | Houston | YES | -0.005225 | 96 | 0 | 96 |  | 1.005 | Cogen | -1 | 0.016689 | 0 | 0 |  |  |  |  | -0.016689 | 0
38615 | TNBPAMCG5_8 | 1 | Houston | YES | -0.005225 | 244 | 0 | 244 | 0 | 1.005 | Cogen | -1 | 0.016689 | 0 | 0 |  |  |  |  | -0.016689 | 0
38690 | TNBP_CGN4_8 | 3 | Houston | YES | -0.005225 | 40 | 0 | 40 |  | 1.005 | Cogen | -1 | 0.016689 | 0 | 0 |  |  |  |  | -0.016689 | 0
38711 | TNTXCTY1CG8 | 1 | Houston | YES | -0.005225 | 100.3 | 59 | 100.3 | 0 | 1 | Cogen | -1 | 0.016689 | 0 | 0 |  |  |  |  | -0.016689 | 0
38712 | TNTXCTY2CG8 | 1 | Houston | YES | -0.005225 | 92.9 | 59 | 92.9 | 0 | 1 | Cogen | -1 | 0.016689 | 0 | 0 |  |  |  |  | -0.016689 | 0
38713 | TNTXCTY3CG8 | 1 | Houston | YES | -0.005225 | 102.7 | 59 | 102.7 | 0 | 1 | Cogen | -1 | 0.016689 | 0 | 0 |  |  |  |  | -0.016689 | 0
38714 | TNTXCTY4CG8 | 1 | Houston | YES | -0.005225 | 103 | 59 | 103 | 0 | 1 | Cogen | -1 | 0.016689 | 0 | 0 |  |  |  |  | -0.016689 | 0
39470 | TNDOWCGNSG8 | 1 | Houston | YES | -0.005225 | 32 | 10 | 32 | 0 | 0.985 | Cogen | -1 | 0.016689 | 0 | 0 |  |  |  |  | -0.016689 | 0
39480 | TNDOWCGNGG8 | 1 | Houston | YES | -0.005225 | 30 | 10 | 30 | 0 | 0.985 | Cogen | -1 | 0.016689 | 0 | 0 |  |  |  |  | -0.016689 | 0
48921 | WAP_GN1_1 | 1 | Houston | YES | -0.005764 | 132.8 | 37 | 166 | 0 | 1.0362 | GST | -1 | 0.017228 | 166 | 166 |  |  |  |  | -0.017228 | -2.8598
48922 | WAP_GN2_2 | 2 | Houston | YES | -0.005764 | 132.8 | 37 | 166 | 0 | 1.0362 | GST | -1 | 0.017228 | 166 | 166 |  |  |  |  | -0.017228 | -2.8598
48923 | WAP_GN3_3 | 3 | Houston | YES | -0.005764 | 198.4 | 93 | 248 | 0 | 1.0362 | GST | -1 | 0.017228 | 248 | 248 |  |  |  |  | -0.017228 | -4.2725
48924 | WAP_GN4_4 | 4 | Houston | YES | -0.005764 | 546 | 217 | 546 | 0 | 1.0362 | GSC | -1 | 0.017228 | 546 | 546 |  |  |  |  | -0.017228 | -9.4064
48925 | WAP_GN5_5 | 5 | Houston | YES | -0.005764 | 598.9 | 278 | 654 | 0 | 0.985 | LIGCO | -1 | 0.017228 | 0 | 654 |  |  |  |  | -0.017228 | 0
48929 | WAPGT21_GT1 | B1 | Houston | YES | -0.005764 | 0 | 0 | 13 |  | 1.05 | GGT | -1 | 0.017228 | 13 | 13 |  |  |  |  | -0.017228 | -0.22396
48510 | AK_GT1__8040 | 1 | Houston | YES | -0.005797 | 33.4 | 8.1 | 34 |  | 1.029 | Cogen | -1 | 0.017261 | 0 | 0 |  |  |  |  | -0.017261 | 0
48521 | BVE_GT1_GT1 | 1 | Houston | YES | -0.005902 | 167.7 | 0 | 167.7 |  | 1.035 | CC | -1 | 0.017366 | 167.7 | 167.7 |  |  |  |  | -0.017366 | -2.9123
48522 | BVE_GT2_5035 | 2 | Houston | YES | -0.005902 | 166.4 | 0 | 166.4 |  | 1.035 | CC | -1 | 0.017366 | 166.4 | 166.4 |  |  |  |  | -0.017366 | -2.8897
48523 | BVE_ST1_GN1 | 3 | Houston | YES | -0.005902 | 252.4 | 0 | 252.4 |  | 1.035 | CC | -1 | 0.017366 | 252.4 | 252.4 |  |  |  |  | -0.017366 | -4.3831
48926 | WAP_GN6_6 | 6 | Houston | YES | -0.005909 | 651 | 280 | 651 |  | 1.035 | LIGCO | -1 | 0.017373 | 0 | 651 |  |  |  |  | -0.017373 | 0
48927 | WAP_GN7_7 | 7 | Houston | YES | -0.005909 | 564 | 277 | 564 |  | 1.035 | LIGCO | -1 | 0.017373 | 0 | 564 |  |  |  |  | -0.017373 | 0
48928 | WAP_GN8_8 | 8 | Houston | YES | -0.005909 | 603 | 275 | 603 |  | 1.035 | LIGCO | -1 | 0.017373 | 0 | 603 |  |  |  |  | -0.017373 | 0
48730 | MNS_GT | 1 | Houston | YES | -0.005926 | 43 | 0 | 46.1 |  | 1.029 | Cogen | -1 | 0.01739 | 0 | 0 |  |  |  |  | -0.01739 | 0
80010 | EPLVT1 | F | South | YES | -0.005975 | 0 | 0 | 0 |  | 1.0376 | AVR | -1 | 0.017439 | 0 | 0 |  |  | 0 | 0 | -0.017439 | 0
39760 | TNSCLP1___8 | 1 | Houston | YES | -0.006783 | 93.4 | 20 | 116.8 | 0 | 1.04 | Cogen | -1 | 0.018247 | 0 | 0 |  |  |  |  | -0.018247 | 0
39770 | TNSCLP2___8 | 1 | Houston | YES | -0.006783 | 91.6 | 20 | 114.5 | 0 | 1.04 | Cogen | -1 | 0.018247 | 0 | 0 |  |  |  |  | -0.018247 | 0
39775 | TNSCLP4___8 | 1 | Houston | YES | -0.006783 | 95.2 | 20 | 119 | 0 | 1.04 | Cogen | -1 | 0.018247 | 0 | 0 |  |  |  |  | -0.018247 | 0
39790 | TNSCLP3___8 | 1 | Houston | YES | -0.006783 | 87.6 | 20 | 109.5 | 0 | 1.027 | Cogen | -1 | 0.018247 | 0 | 0 |  |  |  |  | -0.018247 | 0
48520 | BSF_GT1_8070 | 2 | Houston | YES | -0.007028 | 10 | 0 | 10 | 0 | 1.0326 | Cogen | -1 | 0.018492 | 0 | 0 |  |  |  |  | -0.018492 | 0
48520 | BSF_GT1_8070 | 1 | Houston | YES | -0.007028 | 72 | 0 | 72 | 0 | 1.0326 | Cogen | -1 | 0.018492 | 0 | 0 |  |  |  |  | -0.018492 | 0
49851 | DOW17000 | 37 | Houston | YES | -0.007334 | 39 | 0 | 62 | 0 | 1 | Cogen | -1 | 0.018798 | 0 | 0 |  |  |  |  | -0.018798 | 0
49858 | DOW38100 | 31 | Houston | YES | -0.007334 | 45 | 0 | 71.4 |  | 1 | Cogen | -1 | 0.018798 | 0 | 0 |  |  |  |  | -0.018798 | 0
49859 | DOW38200 | 33 | Houston | YES | -0.007334 | 28 | 0 | 45 | 0 | 1 | Cogen | -1 | 0.018798 | 0 | 0 |  |  |  |  | -0.018798 | 0
49860 | DOW38300 | 32 | Houston | YES | -0.007334 | 63 | 0 | 101 |  | 1 | Cogen | -1 | 0.018798 | 0 | 0 |  |  |  |  | -0.018798 | 0
49862 | DOW39100 | 36 | Houston | YES | -0.007334 | 54 | 0 | 86 | 0 | 1 | Cogen | -1 | 0.018798 | 0 | 0 |  |  |  |  | -0.018798 | 0
49863 | DOW39200 | 35 | Houston | YES | -0.007334 | 55 | 0 | 88 | 0 | 1 | Cogen | -1 | 0.018798 | 0 | 0 |  |  |  |  | -0.018798 | 0
49865 | DOW41000 | 41 | Houston | YES | -0.007334 | 31 | 0 | 50 |  | 1 | Cogen | -1 | 0.018798 | 0 | 0 |  |  |  |  | -0.018798 | 0
49866 | DOW42000 | 42 | Houston | YES | -0.007334 | 11 | 0 | 18 |  | 1 | Cogen | -1 | 0.018798 | 0 | 0 |  |  |  |  | -0.018798 | 0
49869 | DOW49000 | 45 | Houston | YES | -0.007334 | 59 | 0 | 94 |  | 1 | Cogen | -1 | 0.018798 | 0 | 0 |  |  |  |  | -0.018798 | 0
49870 | DOW61000 | 61 | Houston | YES | -0.007334 | 44 | 0 | 70 | 0 | 1 | Cogen | -1 | 0.018798 | 0 | 0 |  |  |  |  | -0.018798 | 0
49871 | DOW62000 | 62 | Houston | YES | -0.007334 | 40 | 0 | 63 | 0 | 1 | Cogen | -1 | 0.018798 | 0 | 0 |  |  |  |  | -0.018798 | 0
49872 | DOW63000 | 63 | Houston | YES | -0.007334 | 45 | 0 | 72 | 0 | 1 | Cogen | -1 | 0.018798 | 0 | 0 |  |  |  |  | -0.018798 | 0
49873 | DOW64000 | 64 | Houston | YES | -0.007334 | 41 | 0 | 64.8 | 0 | 1 | Cogen | -1 | 0.018798 | 0 | 0 |  |  |  |  | -0.018798 | 0
49876 | DOW65000 | 65 | Houston | YES | -0.007334 | 63 | 0 | 101 | 0 | 1 | Cogen | -1 | 0.018798 | 0 | 0 |  |  |  |  | -0.018798 | 0
49877 | DOW66000 | 66 | Houston | YES | -0.007334 | 61 | 0 | 97 | 0 | 1 | Cogen | -1 | 0.018798 | 0 | 0 |  |  |  |  | -0.018798 | 0
49878 | DOW67000 | 67 | Houston | YES | -0.007334 | 65 | 0 | 103 | 0 | 1 | Cogen | -1 | 0.018798 | 0 | 0 |  |  |  |  | -0.018798 | 0
49882 | DOW81000 | 81 | Houston | YES | -0.007334 | 47 | 0 | 76 | 0 | 1 | Cogen | -1 | 0.018798 | 0 | 0 |  |  |  |  | -0.018798 | 0
49884 | DOW82000 | 82 | Houston | YES | -0.007334 | 51 | 0 | 80 | 0 | 1 | Cogen | -1 | 0.018798 | 0 | 0 |  |  |  |  | -0.018798 | 0
49885 | DOW83000 | 83 | Houston | YES | -0.007334 | 51 | 0 | 80 | 0 | 1 | Cogen | -1 | 0.018798 | 0 | 0 |  |  |  |  | -0.018798 | 0
49886 | DOW84000 | 84 | Houston | YES | -0.007334 | 107 | 0 | 171 | 0 | 0.98 | Cogen | -1 | 0.018798 | 0 | 0 |  |  |  |  | -0.018798 | 0
48911 | TGF_GT1_8000 | 1 | Houston | YES | -0.008528 | 69.2 | 0 | 69.2 |  | 1.029 | Cogen | -1 | 0.019992 | 0 | 0 |  |  |  |  | -0.019992 | 0
48731 | CBE_GT1 | 1 | Houston | YES | -0.008874 | 76 | 0 | 76 | 0 | 1.029 | CC | -1 | 0.020338 | 76 | 76 |  |  |  |  | -0.020338 | -1.5457
48732 | CBE_GT2 | 1 | Houston | YES | -0.008874 | 76 | 0 | 76 | 0 | 1.029 | CC | -1 | 0.020338 | 76 | 76 |  |  |  |  | -0.020338 | -1.5457
48733 | CBE_ST12 | 1 | Houston | YES | -0.008874 | 105 | 0 | 105 | 0 | 1.029 | CC | -1 | 0.020338 | 105 | 105 |  |  |  |  | -0.020338 | -2.1355
48734 | CBE_GT3 | 1 | Houston | YES | -0.008874 | 76 | 0 | 76 | 0 | 1.029 | CC | -1 | 0.020338 | 76 | 76 |  |  |  |  | -0.020338 | -1.5457
48735 | CBE_GT4 | 1 | Houston | YES | -0.008874 | 76 | 0 | 76 | 0 | 1.029 | CC | -1 | 0.020338 | 76 | 76 |  |  |  |  | -0.020338 | -1.5457
48736 | CBE_ST34 | 1 | Houston | YES | -0.008874 | 105 | 0 | 105 | 0 | 1.029 | CC | -1 | 0.020338 | 105 | 105 |  |  |  |  | -0.020338 | -2.1355
5911 | STP_GN1___1 | 1 | Houston | YES | -0.008991 | 1333 | 1249 | 1333 | 0 | 1.0406 | Nuc | -1 | 0.020455 | 0 | 0 |  |  |  |  | -0.020455 | 0
5912 | STP_GN2___2 | 2 | Houston | YES | -0.008991 | 1332 | 1249 | 1332 | 0 | 1.0406 | Nuc | -1 | 0.020455 | 0 | 0 |  |  |  |  | -0.020455 | 0
80012 | LAR | F | South | YES | -0.01243 | 0 | 0 | 0 | 0 | 1.04 | DCTie | -1 | 0.023894 | 0 | 0 |  |  | 0 | 0 | -0.023894 | 0
80265 | LARECU40A | 4 | South | YES | -0.01243 | 80 | 0 | 100 |  | 1.039 | GGT | -1 | 0.023894 | 100 | 100 |  |  | -1.243 | 100 | -0.023894 | -2.3894
80266 | LARECU50A | 5 | South | YES | -0.01243 | 80 | 0 | 100 |  | 1.039 | GGT | -1 | 0.023894 | 100 | 100 |  |  | -1.243 | 100 | -0.023894 | -2.3894
8134 | FOR #1 | 1 | South | YES | -0.012471 | 54.1 | 45 | 79 | 0 | 1.03 | Cogen | -1 | 0.023935 | 0 | 0 |  |  | 0 | 0 | -0.023935 | 0
8138 | FOR #2 | 2 | South | YES | -0.012471 | 63.1 | 45 | 81 | 0 | 1.03 | Cogen | -1 | 0.023935 | 0 | 0 |  |  | 0 | 0 | -0.023935 | 0
8153 | FOR #3 | 3 | South | YES | -0.012471 | 63.1 | 45 | 79.9 | 0 | 1.03 | Cogen | -1 | 0.023935 | 0 | 0 |  |  | 0 | 0 | -0.023935 | 0
8154 | FOR #4 | 4 | South | YES | -0.012471 | 63.1 | 60 | 80 | 0 | 1.03 | Cogen | -1 | 0.023935 | 0 | 0 |  |  | 0 | 0 | -0.023935 | 0
8155 | FOR #5 | 5 | South | YES | -0.012471 | 63.1 | 60 | 78.4 | 0 | 1.03 | Cogen | -1 | 0.023935 | 0 | 0 |  |  | 0 | 0 | -0.023935 | 0
8156 | FOR #6 | 6 | South | YES | -0.012471 | 24.9 | 5 | 25 | 0 | 1.03 | Cogen | -1 | 0.023935 | 0 | 0 |  |  | 0 | 0 | -0.023935 | 0
8157 | FOR #7 | 7 | South | YES | -0.012471 | 28.8 | 5 | 46 | 0 | 1.03 | Cogen | -1 | 0.023935 | 0 | 0 |  |  | 0 | 0 | -0.023935 | 0
80051 | FOR #8 | 8 | South | YES | -0.012471 | 28 | 28 | 28 | 0 | 1.016 | Cogen | -1 | 0.023935 | 0 | 0 |  |  | 0 | 0 | -0.023935 | 0
80052 | FOR #9 | 9 | South | YES | -0.012471 | 29.7 | 5 | 43.6 | 0 | 1.03 | Cogen | -1 | 0.023935 | 0 | 0 |  |  | 0 | 0 | -0.023935 | 0
80053 | FOR #10 | 10 | South | YES | -0.012471 | 68.4 | 45 | 75 | 0 | 1.03 | Cogen | -1 | 0.023935 | 0 | 0 |  |  | 0 | 0 | -0.023935 | 0
80226 | ALCOA G | 1 | South | YES | -0.012569 | 32.3 | 5 | 48 | 0 | 1.015 | Cogen | -1 | 0.024033 | 0 | 0 |  |  | 0 | 0 | -0.024033 | 0
88299 | ZAPATA | F | South | YES | -0.012808 | 0 | 0 | 0 | 0 | 1.02 | BLT | -1 | 0.024272 | 0 | 0 |  |  | 0 | 0 | -0.024272 | 0
8147 | UCAR #2 | 10 | South | YES | -0.012892 | 18.2 | 0 | 28 |  | 1 | Cogen | -1 | 0.024356 | 0 | 0 |  |  | 0 | 0 | -0.024356 | 0
8148 | UCAR #1 | 2 | South | YES | -0.012892 | 6.1 | 0 | 7 | 0 | 1.009 | Cogen | -1 | 0.024356 | 0 | 0 |  |  | 0 | 0 | -0.024356 | 0
80137 | CSDR89 | 8 | South | YES | -0.012892 | 33.9 | 0 | 39 |  | 1.003 | DCTie | -1 | 0.024356 | 0 | 0 |  |  | 0 | 0 | -0.024356 | 0
80137 | CSDR89 | 9 | South | YES | -0.012892 | 0 | 0 | 15 |  | 1.003 | DCTie | -1 | 0.024356 | 0 | 0 |  |  | 0 | 0 | -0.024356 | 0
80138 | CSDR7 | 7 | South | YES | -0.012892 | 6.1 | 0 | 7 | 0 | 1.014 | DCTie | -1 | 0.024356 | 0 | 0 |  |  | 0 | 0 | -0.024356 | 0
80139 | CSDR56 | 5 | South | YES | -0.012892 | 15 | 0 | 15 |  | 1.0033 | DCTie | -1 | 0.024356 | 0 | 0 |  |  | 0 | 0 | -0.024356 | 0
80139 | CSDR56 | 6 | South | YES | -0.012892 | 0 | 0 | 39 |  | 1.0033 | DCTie | -1 | 0.024356 | 0 | 0 |  |  | 0 | 0 | -0.024356 | 0
80140 | CSDR11 | 11 | South | YES | -0.012892 | 33.9 | 0 | 39 | 0 | 1.03 | DCTie | -1 | 0.024356 | 0 | 0 |  |  | 0 | 0 | -0.024356 | 0
80227 | AIRCO G | 1 | South | YES | -0.012931 | 7.2 | 0 | 8 | 0 | 1.0104 | Cogen | -1 | 0.024395 | 0 | 0 |  |  | 0 | 0 | -0.024395 | 0
80224 | VISTRONG1 | 1 | South | YES | -0.01302 | 13.1 | 0 | 15 | 0 | 1.01 | Cogen | -1 | 0.024484 | 0 | 0 |  |  | 0 | 0 | -0.024484 | 0
80225 | VISTRONG2 | 2 | South | YES | -0.01302 | 20.2 | 0 | 23 | 0 | 1.01 | Cogen | -1 | 0.024484 | 0 | 0 |  |  | 0 | 0 | -0.024484 | 0
5728 | FALCONHYDRO2 | 2 | South | YES | -0.013069 | 12 | 0 | 12 | 0 | 1.0227 | Hydro | -1 | 0.024533 | 0 | 0 |  |  | 0 | 0 | -0.024533 | 0
5729 | FALCONHYDRO3 | 3 | South | YES | -0.013069 | 11 | 0 | 11 | 0 | 1.0227 | Hydro | -1 | 0.024533 | 0 | 0 |  |  | 0 | 0 | -0.024533 | 0
8048 | FALCONHYDRO1 | 1 | South | YES | -0.013069 | 12 | 0 | 12 | 0 | 1.0227 | Hydro | -1 | 0.024533 | 0 | 0 |  |  | 0 | 0 | -0.024533 | 0
5503 | RAYBURNGEN3 | 1 | South | YES | -0.013107 | 17.6 | 6 | 22 | 0 | 1.0223 | GST | -1 | 0.024571 | 22 | 22 |  |  | -0.28835 | 22 | -0.024571 | -0.54056
5505 | RAYBURNGEN1 | 1 | South | YES | -0.013107 | 0 | 1 | 11 |  | 1.0223 | GGT | -1 | 0.024571 | 11 | 11 |  |  | -0.14418 | 11 | -0.024571 | -0.27028
5506 | RAYBURNGEN2 | 1 | South | YES | -0.013107 | 0 | 1 | 11 |  | 1.0223 | GGT | -1 | 0.024571 | 11 | 11 |  |  | -0.14418 | 11 | -0.024571 | -0.27028
88508 | FALFURRI | F | South | YES | -0.013215 | 0 | 0 | 0 | 0 | 1 | AVR | -1 | 0.024679 | 0 | 0 |  |  | 0 | 0 | -0.024679 | 0
5508 | RAYBURNCC9 | 1 | South | YES | -0.013238 | 47.7 | 18.2 | 47.7 | 0 | 1.0296 | CC | -1 | 0.024702 | 47.7 | 47.7 |  |  | -0.63145 | 47.7 | -0.024702 | -1.1783
5509 | RAYBURNCC10 | 1 | South | YES | -0.013238 | 37.3 | 5.2 | 37.3 | 0 | 1.0296 | CC | -1 | 0.024702 | 37.3 | 37.3 |  |  | -0.49378 | 37.3 | -0.024702 | -0.92138
5511 | RAYBURNCC7 | 1 | South | YES | -0.013238 | 47.5 | 18.2 | 47.5 | 0 | 1.0296 | CC | -1 | 0.024702 | 47.5 | 47.5 |  |  | -0.6288 | 47.5 | -0.024702 | -1.1733
5512 | RAYBURNCC8 | 1 | South | YES | -0.013238 | 49.3 | 18.2 | 49.3 | 0 | 1.0296 | CC | -1 | 0.024702 | 49.3 | 49.3 |  |  | -0.65263 | 49.3 | -0.024702 | -1.2178
8066 | DUP1V#1 | 1 | South | YES | -0.013258 | 52.3 | 0 | 73 | 0 | 1.01 | Cogen | -1 | 0.024722 | 0 | 0 |  |  | 0 | 0 | -0.024722 | 0
8926 | LGE_GT10A | 1 | South | YES | -0.01326 | 158 | 0 | 158 | 0 | 1.03 | Cogen | -1 | 0.024724 | 0 | 0 |  |  | 0 | 0 | -0.024724 | 0
8927 | LGE_GT20A | 2 | South | YES | -0.01326 | 153 | 0 | 153 | 0 | 1.03 | Cogen | -1 | 0.024724 | 0 | 0 |  |  | 0 | 0 | -0.024724 | 0
8928 | LGE_STG0A | 3 | South | YES | -0.01326 | 100 | 0 | 100 | 0 | 1.03 | Cogen | -1 | 0.024724 | 0 | 0 |  |  | 0 | 0 | -0.024724 | 0
8930 | ICPGN10A | 1 | South | YES | -0.01326 | 149 | 0 | 149 | 0 | 1.03 | Cogen | -1 | 0.024724 | 0 | 0 |  |  | 0 | 0 | -0.024724 | 0
8931 | ICPGN20A | 2 | South | YES | -0.01326 | 150 | 0 | 150 | 0 | 1.03 | Cogen | -1 | 0.024724 | 0 | 0 |  |  | 0 | 0 | -0.024724 | 0
8932 | ICPGN30A | 3 | South | YES | -0.01326 | 127 | 0 | 127 | 0 | 1.03 | Cogen | -1 | 0.024724 | 0 | 0 |  |  | 0 | 0 | -0.024724 | 0
80223 | REYSHR G | 1 | South | YES | -0.01326 | 12 | 0 | 12 | 0 | 1.032 | Cogen | -1 | 0.024724 | 0 | 0 |  |  | 0 | 0 | -0.024724 | 0
8933 | FGNTS001 | 1 | South | YES | -0.013342 | 146.5 | 0 | 146.5 | 0 | 1.03 | CC | -1 | 0.024806 | 146.5 | 146.5 |  |  | -1.9546 | 146.5 | -0.024806 | -3.6341
8934 | FGNTS101 | 2 | South | YES | -0.013342 | 147.9 | 0 | 147.9 | 0 | 1.03 | CC | -1 | 0.024806 | 147.9 | 147.9 |  |  | -1.9733 | 147.9 | -0.024806 | -3.6688
8935 | FGNTS201 | 3 | South | YES | -0.013342 | 173 | 0 | 173 | 0 | 1.03 | CC | -1 | 0.024806 | 173 | 173 |  |  | -2.3082 | 173 | -0.024806 | -4.2914
8560 | CNOPGT1 | 1 | South | YES | -0.013369 | 148.3 | 0 | 148.3 | 0 | 1.03 | Cogen | -1 | 0.024833 | 0 | 0 |  |  | 0 | 0 | -0.024833 | 0
8561 | CNOPGT2 | 2 | South | YES | -0.013369 | 148.6 | 0 | 148.6 | 0 | 1.03 | Cogen | -1 | 0.024833 | 0 | 0 |  |  | 0 | 0 | -0.024833 | 0
8562 | CNOPST1 | 3 | South | YES | -0.013369 | 153 | 0 | 153 | 0 | 1.03 | Cogen | -1 | 0.024833 | 0 | 0 |  |  | 0 | 0 | -0.024833 | 0
8456 | COSW#1 | 1 | South | YES | -0.013375 | 20 | 0 | 20 | 0 | 1.027 | Cogen | -1 | 0.024839 | 0 | 0 |  |  | 0 | 0 | -0.024839 | 0
8457 | COSW#2 | 2 | South | YES | -0.013375 | 14 | 0 | 14 | 0 | 1.027 | Cogen | -1 | 0.024839 | 0 | 0 |  |  | 0 | 0 | -0.024839 | 0
8936 | MVGN#1 | 1 | South | YES | -0.013386 | 216.6 | 0 | 216.6 | 0 | 1.0304 | CC | -1 | 0.02485 | 216.6 | 216.6 |  |  | -2.8994 | 216.6 | -0.02485 | -5.3825
8937 | MVGN#2 | 2 | South | YES | -0.013386 | 216.7 | 0 | 216.7 | 0 | 1.0304 | CC | -1 | 0.02485 | 216.7 | 216.7 |  |  | -2.9007 | 216.7 | -0.02485 | -5.385
8938 | MVGN#3 | 3 | South | YES | -0.013386 | 250.9 | 0 | 250.9 | 0 | 1.0304 | CC | -1 | 0.02485 | 250.9 | 250.9 |  |  | -3.3585 | 250.9 | -0.02485 | -6.2348
8981 | HECN1 | 1 | South | YES | -0.013387 | 144.8 | 0 | 144.8 | 0 | 1.0304 | CC | -1 | 0.024851 | 144.8 | 144.8 |  |  | -1.9384 | 144.8 | -0.024851 | -3.5984
8982 | HECN2 | 2 | South | YES | -0.013387 | 144.1 | 0 | 144.1 | 0 | 1.0304 | CC | -1 | 0.024851 | 144.1 | 144.1 |  |  | -1.9291 | 144.1 | -0.024851 | -3.581
8983 | HECN3 | 3 | South | YES | -0.013387 | 171.9 | 0 | 171.9 | 0 | 1.0304 | CC | -1 | 0.024851 | 171.9 | 171.9 |  |  | -2.3012 | 171.9 | -0.024851 | -4.2719
8459 | B_DAVIS0B | MB | South | YES | -0.013389 | 0 | 50 | 339 |  | 1.03 | GSC | -1 | 0.024853 | 0 | 0 |  |  | 0 | 0 | -0.024853 | 0
8460 | B_DAVIS0A | MB | South | YES | -0.013389 | 0 | 50 | 340 |  | 1.03 | GSC | -1 | 0.024853 | 0 | 0 |  |  | 0 | 0 | -0.024853 | 0
8173 | VICEC51A | 5 | South | YES | -0.013393 | 144 | 18 | 144 | 0 | 1.025 | CC | -1 | 0.024857 | 144 | 144 |  |  | -1.9286 | 144 | -0.024857 | -3.5794
8174 | VICEC61A | 6 | South | YES | -0.013393 | 188 | 42 | 188 | 0 | 1.025 | CC | -1 | 0.024857 | 188 | 188 |  |  | -2.5179 | 188 | -0.024857 | -4.6731
8506 | VAL #1 | 1 | South | YES | -0.013394 | 20.9 | 0 | 25 | 0 | 1.0055 | Cogen | -1 | 0.024858 | 0 | 0 |  |  | 0 | 0 | -0.024858 | 0
8507 | VAL #2 | 2 | South | YES | -0.013394 | 20.9 | 0 | 25 | 0 | 1.0055 | Cogen | -1 | 0.024858 | 0 | 0 |  |  | 0 | 0 | -0.024858 | 0
8461 | KOCH_UP0A | 1 | South | YES | -0.013405 | 38 | 0 | 38 | 0 | 1.012 | Cogen | -1 | 0.024869 | 0 | 0 |  |  | 0 | 0 | -0.024869 | 0
8511 | OXY_CC0A | 1 | South | YES | -0.013407 | 30.3 | 0 | 38 |  | 1.027 | Cogen | -1 | 0.024871 | 0 | 0 |  |  | 0 | 0 | -0.024871 | 0
5932 | SI_RAY9 | 9 | South | YES | -0.01342 | 32 | 32 | 38 | 0 | 1.035 | CC | -1 | 0.024884 | 38 | 38 |  |  | -0.50996 | 38 | -0.024884 | -0.94559
5933 | SI_RAY6 | 6 | South | YES | -0.01342 | 15.4 | 10 | 19.3 | 0 | 1.035 | GST | -1 | 0.024884 | 19.3 | 19.3 |  |  | -0.25901 | 19.3 | -0.024884 | -0.48026
5935 | SI_RAY10 | 10 | South | YES | -0.01342 | 47 | 10 | 47 | 0 | 1.03 | CC | -1 | 0.024884 | 47 | 47 |  |  | -0.63074 | 47 | -0.024884 | -1.1695
80003 | MILHWYS | F | South | YES | -0.01342 | 0 | 0 | 0 | 0 | 1.0168 | AVR | -1 | 0.024884 | 0 | 0 |  |  | 0 | 0 | -0.024884 | 0
80080 | GWINDT11A | 4 | South | YES | -0.013438 | 8.2 | 0 | 19 | 0 | 1.025 | Wind | -1 | 0.024902 | 0 | 19 |  |  | 0 | 0 | -0.024902 | 0
80080 | GWINDT11A | 1 | South | YES | -0.013438 | 40.6 | 0 | 94 | 0 | 1.025 | Wind | -1 | 0.024902 | 0 | 94 |  |  | 0 | 0 | -0.024902 | 0
80080 | GWINDT11A | 2 | South | YES | -0.013438 | 17.7 | 0 | 41 | 0 | 1.025 | Wind | -1 | 0.024902 | 0 | 41 |  |  | 0 | 0 | -0.024902 | 0
80080 | GWINDT11A | 3 | South | YES | -0.013438 | 16.4 | 0 | 38 | 0 | 1.025 | Wind | -1 | 0.024902 | 0 | 38 |  |  | 0 | 0 | -0.024902 | 0
80081 | GWINDT21A | 2 | South | YES | -0.013438 | 15.5 | 0 | 36 | 0 | 1.025 | Wind | -1 | 0.024902 | 0 | 36 |  |  | 0 | 0 | -0.024902 | 0
80081 | GWINDT21A | 3 | South | YES | -0.013438 | 18.6 | 0 | 43 | 0 | 1.025 | Wind | -1 | 0.024902 | 0 | 43 |  |  | 0 | 0 | -0.024902 | 0
80081 | GWINDT21A | 4 | South | YES | -0.013438 | 9.5 | 0 | 22 | 0 | 1.025 | Wind | -1 | 0.024902 | 0 | 22 |  |  | 0 | 0 | -0.024902 | 0
80081 | GWINDT21A | 1 | South | YES | -0.013438 | 40.6 | 0 | 94 | 0 | 1.025 | Wind | -1 | 0.024902 | 0 | 94 |  |  | 0 | 0 | -0.024902 | 0
80180 | PNSCALT11A | 1 | South | YES | -0.013438 | 63 | 0 | 146 | 0 | 1.025 | Wind | -1 | 0.024902 | 0 | 146 |  |  | 0 | 0 | -0.024902 | 0
80180 | PNSCALT11A | 2 | South | YES | -0.013438 | 21.6 | 0 | 50 | 0 | 1.025 | Wind | -1 | 0.024902 | 0 | 50 |  |  | 0 | 0 | -0.024902 | 0
80181 | PNSCALT21A | 2 | South | YES | -0.013438 | 21.6 | 0 | 50 | 0 | 1.025 | Wind | -1 | 0.024902 | 0 | 50 |  |  | 0 | 0 | -0.024902 | 0
80181 | PNSCALT21A | 1 | South | YES | -0.013438 | 23.7 | 0 | 55 | 0 | 1.025 | Wind | -1 | 0.024902 | 0 | 55 |  |  | 0 | 0 | -0.024902 | 0
8517 | CELANEBI0A | 1 | South | YES | -0.013439 | 29 | 0 | 29 | 0 | 1.02 | Cogen | -1 | 0.024903 | 0 | 0 |  |  | 0 | 0 | -0.024903 | 0
5890 | PEARSALLGEN1 | 1 | South | YES | -0.013758 | 19.2 | 6 | 24 | 0 | 1.0161 | GST | -1 | 0.025222 | 24 | 24 |  |  | -0.33019 | 24 | -0.025222 | -0.60532
5891 | PEARSALLGEN2 | 1 | South | YES | -0.013758 | 19.4 | 6 | 24.3 | 0 | 1.0161 | GST | -1 | 0.025222 | 24.3 | 24.3 |  |  | -0.33432 | 24.3 | -0.025222 | -0.61289
5892 | PEARSALLGEN3 | 1 | South | YES | -0.013758 | 19.1 | 6 | 23.9 | 0 | 1.0161 | GST | -1 | 0.025222 | 23.9 | 23.9 |  |  | -0.32882 | 23.9 | -0.025222 | -0.6028
8161 | COLETO0A | 1 | South | YES | -0.014005 | 633 | 200 | 633 | 0 | 1.03 | LIGCO | -1 | 0.025469 | 0 | 633 |  |  | 0 | 0 | -0.025469 | 0
88198 | BEEVILLE | F | South | YES | -0.014111 | 0 | 0 | 0 | 0 | 1.02 | AVR | -1 | 0.025575 | 0 | 0 |  |  | 0 | 0 | -0.025575 | 0
3432 | SANDOW_4G | 4 | South | YES | -0.014685 | 580 | 225 | 580 | 0 | 1.029 | LIGCO | -1 | 0.026149 | 0 | 580 |  |  | 0 | 0 | -0.026149 | 0
13432 | SANDOW_5G | 5 | South | YES | -0.014685 | 581 | 225 | 581 | 0 | 1.029 | LIGCO | -1 | 0.026149 | 0 | 581 |  |  | 0 | 0 | -0.026149 | 0
5903 | SANMIGUELGEN | 1 | South | YES | -0.01518 | 396.3 | 180 | 396.3 | 0 | 1.0331 | LIGCO | -1 | 0.026644 | 0 | 396.3 |  |  | 0 | 0 | -0.026644 | 0
7012 | L_FPPYD21_3Y | 3 | South | YES | -0.015509 | 427.5 | 200 | 436 | 0 | 1.02 | LIGCO | -1 | 0.026973 | 0 | 436 |  |  | 0 | 0 | -0.026973 | 0
7010 | L_FPPYD11_1Y | 1 | South | YES | -0.015515 | 547.4 | 200 | 606 | 0 | 1.02 | LIGCO | -1 | 0.026979 | 0 | 606 |  |  | 0 | 0 | -0.026979 | 0
7011 | L_FPPYD11_2Y | 2 | South | YES | -0.015515 | 552.2 | 200 | 598 | 0 | 1.02 | LIGCO | -1 | 0.026979 | 0 | 598 |  |  | 0 | 0 | -0.026979 | 0
8189 | CUECPL2A | 1 | South | YES | -0.015946 | 12 | 0 | 12 | 0 | 1.02 | Cogen | -1 | 0.02741 | 0 | 0 |  |  | 0 | 0 | -0.02741 | 0
5401 | CALAVER_JKS1 | 1 | South | YES | -0.016283 | 562 | 100 | 562 | 0 | 1.018 | LIGCO | -1 | 0.027747 | 0 | 562 |  |  | 0 | 0 | -0.027747 | 0
7007 | L_LOSTPI1_1Y | 1 | South | YES | -0.016304 | 158.6 | 110 | 158 | 0 | 1 | CC | -1 | 0.027768 | 158 | 158 |  |  | -2.576 | 158 | -0.027768 | -4.3873
7008 | L_LOSTPI1_2Y | 2 | South | YES | -0.016304 | 157.7 | 107 | 160 | 0 | 1 | CC | -1 | 0.027768 | 160 | 160 |  |  | -2.6086 | 160 | -0.027768 | -4.4429
7009 | L_LOSTPI1_3Y | 3 | South | YES | -0.016304 | 173.9 | 72 | 175 | 0 | 1 | CC | -1 | 0.027768 | 175 | 175 |  |  | -2.8532 | 175 | -0.027768 | -4.8594
5264 | LEON_LCP3G3 | 3 | South | YES | -0.016373 | 0 | 20 | 58 |  | 1.0197 | GST | -1 | 0.027837 | 58 | 58 |  |  | -0.94963 | 58 | -0.027837 | -1.6145
5265 | LEON_LCP4G4 | 4 | South | YES | -0.016373 | 71.2 | 25 | 89 | 0 | 1.0197 | GST | -1 | 0.027837 | 89 | 89 |  |  | -1.4572 | 89 | -0.027837 | -2.4775
5266 | LEON_LCPCT1 | 1 | South | YES | -0.016373 | 44 | 24 | 44 | 0 | 1.0197 | GGT | -1 | 0.027837 | 44 | 44 |  |  | -0.72041 | 44 | -0.027837 | -1.2248
5267 | LEON_LCPCT2 | 2 | South | YES | -0.016373 | 44 | 24 | 44 | 0 | 1.0197 | GGT | -1 | 0.027837 | 44 | 44 |  |  | -0.72041 | 44 | -0.027837 | -1.2248
5268 | LEON_LCPCT3 | 3 | South | YES | -0.016373 | 43 | 24 | 43 | 0 | 1.0197 | GGT | -1 | 0.027837 | 43 | 43 |  |  | -0.70404 | 43 | -0.027837 | -1.197
5269 | LEON_LCPCT4 | 4 | South | YES | -0.016373 | 45 | 24 | 45 | 0 | 1.0197 | GGT | -1 | 0.027837 | 45 | 45 |  |  | -0.73679 | 45 | -0.027837 | -1.2527
7800 | L_GUADGE1_1Y | 1 | South | YES | -0.01639 | 147 | 30 | 147 | 0 | 1.02 | CC | -1 | 0.027854 | 147 | 147 |  |  | -2.4093 | 147 | -0.027854 | -4.0945
7801 | L_GUADGE1_2Y | 2 | South | YES | -0.01639 | 138 | 30 | 138 | 0 | 1.02 | CC | -1 | 0.027854 | 138 | 138 |  |  | -2.2618 | 138 | -0.027854 | -3.8438
7802 | L_GUADGE1_3Y | 3 | South | YES | -0.01639 | 146 | 30 | 146 | 0 | 1.02 | CC | -1 | 0.027854 | 146 | 146 |  |  | -2.3929 | 146 | -0.027854 | -4.0667
7803 | L_GUADGE1_4Y | 4 | South | YES | -0.01639 | 149 | 30 | 149 | 0 | 1.02 | CC | -1 | 0.027854 | 149 | 149 |  |  | -2.4421 | 149 | -0.027854 | -4.1502
7804 | L_GUADGE1_5Y | 5 | South | YES | -0.01639 | 182 | 30 | 182 | 0 | 1.02 | CC | -1 | 0.027854 | 182 | 182 |  |  | -2.983 | 182 | -0.027854 | -5.0694
7805 | L_GUADGE1_6Y | 6 | South | YES | -0.01639 | 203 | 30 | 203 | 0 | 1.02 | CC | -1 | 0.027854 | 203 | 203 |  |  | -3.3272 | 203 | -0.027854 | -5.6543
5026 | BRAUNIG_VHB1 | 1 | South | YES | -0.016446 | 215 | 40 | 215 | 0 | 1.0192 | GST | -1 | 0.02791 | 215 | 215 |  |  | -3.5359 | 215 | -0.02791 | -6.0006
5027 | BRAUNIG_VHB2 | 2 | South | YES | -0.016446 | 172.8 | 40 | 216 | 0 | 1.0192 | GST | -1 | 0.02791 | 216 | 216 |  |  | -3.5523 | 216 | -0.02791 | -6.0285
5031 | BRA_VHBCT1 | 1 | South | YES | -0.016446 | 44 | 24 | 44 | 0 | 1.0192 | GST | -1 | 0.02791 | 44 | 44 |  |  | -0.72362 | 44 | -0.02791 | -1.228
5032 | BRA_VHBCT2 | 2 | South | YES | -0.016446 | 44 | 24 | 44 | 0 | 1.0192 | GST | -1 | 0.02791 | 44 | 44 |  |  | -0.72362 | 44 | -0.02791 | -1.228
5033 | BRA_VHBCT3 | 3 | South | YES | -0.016446 | 43 | 24 | 43 | 0 | 1.0192 | GST | -1 | 0.02791 | 43 | 43 |  |  | -0.70718 | 43 | -0.02791 | -1.2001
5034 | BRA_VHBCT4 | 4 | South | YES | -0.016446 | 45 | 24 | 45 | 0 | 1.0192 | GST | -1 | 0.02791 | 45 | 45 |  |  | -0.74007 | 45 | -0.02791 | -1.2559
5028 | BRAUNIG_VHB3 | 3 | South | YES | -0.016478 | 407 | 60 | 407 | 0 | 1.0138 | GST | -1 | 0.027942 | 407 | 407 |  |  | -6.7065 | 407 | -0.027942 | -11.3723
5396 | CALAVER_OWS1 | 1 | South | YES | -0.016478 | 418 | 80 | 418 | 0 | 1.0192 | GST | -1 | 0.027942 | 418 | 418 |  |  | -6.8878 | 418 | -0.027942 | -11.6797
5397 | CALAVER_OWS2 | 2 | South | YES | -0.016478 | 400 | 80 | 400 | 0 | 1.0192 | GST | -1 | 0.027942 | 400 | 400 |  |  | -6.5912 | 400 | -0.027942 | -11.1767
5476 | BRA_AVR1_CT1 | 1 | South | YES | -0.016486 | 155 | 90 | 155 | 0 | 1.017 | CC | -1 | 0.02795 | 155 | 155 |  |  | -2.5553 | 155 | -0.02795 | -4.3322
5477 | BRA_AVR1_ST1 | 1 | South | YES | -0.016486 | 174 | 138 | 174 | 0 | 1.017 | CC | -1 | 0.02795 | 174 | 174 |  |  | -2.8686 | 174 | -0.02795 | -4.8633
5478 | BRA_AVR1_CT2 | 1 | South | YES | -0.016486 | 155 | 90 | 155 | 0 | 1.017 | CC | -1 | 0.02795 | 155 | 155 |  |  | -2.5553 | 155 | -0.02795 | -4.3322
5111 | CALAVER_JTD1 | 1 | South | YES | -0.016506 | 430 | 80 | 430 | 0 | 1.0138 | LIGCO | -1 | 0.02797 | 0 | 430 |  |  | 0 | 0 | -0.02797 | 0
5112 | CALAVER_JTD2 | 2 | South | YES | -0.016506 | 430 | 80 | 430 | 0 | 1.0138 | LIGCO | -1 | 0.02797 | 0 | 430 |  |  | 0 | 0 | -0.02797 | 0
5436 | TUTTL_WBT1G1 | 1 | South | YES | -0.016512 | 48.8 | 20 | 61 | 0 | 1.012 | GST | -1 | 0.027976 | 61 | 61 |  |  | -1.0072 | 61 | -0.027976 | -1.7065
5438 | TUTTL_WBT3G3 | 3 | South | YES | -0.016512 | 95 | 25 | 95 | 0 | 1.012 | GST | -1 | 0.027976 | 95 | 95 |  |  | -1.5686 | 95 | -0.027976 | -2.6577
5439 | TUTTL_WBT4G4 | 4 | South | YES | -0.016512 | 120.8 | 40 | 151 | 0 | 1.012 | GST | -1 | 0.027976 | 151 | 151 |  |  | -2.4933 | 151 | -0.027976 | -4.2244
7810 | L_RIONOG1G1Y | 1 | South | YES | -0.016746 | 148 | 0 | 148 | 0 | 1.02 | CC | -1 | 0.02821 | 148 | 148 |  |  | -2.4784 | 148 | -0.02821 | -4.1751
7811 | L_RIONOG1G2Y | 2 | South | YES | -0.016746 | 148 | 0 | 148 | 0 | 1.02 | CC | -1 | 0.02821 | 148 | 148 |  |  | -2.4784 | 148 | -0.02821 | -4.1751
7812 | L_RIONOG1G3Y | 3 | South | YES | -0.016746 | 154 | 0 | 154 | 0 | 1.02 | CC | -1 | 0.02821 | 154 | 154 |  |  | -2.5789 | 154 | -0.02821 | -4.3443
7813 | L_RIONOG1S1Y | 4 | South | YES | -0.016746 | 293 | 0 | 293 | 0 | 1.02 | CC | -1 | 0.02821 | 293 | 293 |  |  | -4.9066 | 293 | -0.02821 | -8.2655
7303 | L_WPPGS12_1Y | 1 | South | YES | -0.016837 | 50 | 0 | 50 | 0 | 1.025 | GGT | -1 | 0.028301 | 50 | 50 |  |  | -0.84185 | 50 | -0.028301 | -1.415
7303 | L_WPPGS12_1Y | 2 | South | YES | -0.016837 | 50 | 0 | 50 | 0 | 1.025 | GGT | -1 | 0.028301 | 50 | 50 |  |  | -0.84185 | 50 | -0.028301 | -1.415
7305 | L_WPPGS34_1Y | 3 | South | YES | -0.016837 | 50 | 0 | 50 | 0 | 1.025 | GGT | -1 | 0.028301 | 50 | 50 |  |  | -0.84185 | 50 | -0.028301 | -1.415
7305 | L_WPPGS34_1Y | 4 | South | YES | -0.016837 | 50 | 0 | 50 | 0 | 1.025 | GGT | -1 | 0.028301 | 50 | 50 |  |  | -0.84185 | 50 | -0.028301 | -1.415
7624 | L_LAKEWO9_1Y | 2 | South | YES | -0.017094 | 0 | 0 | 2.4 |  | 1 | Hydro | -1 | 0.028558 | 0 | 0 |  |  | 0 | 0 | -0.028558 | 0
7624 | L_LAKEWO9_1Y | 1 | South | YES | -0.017094 | 0 | 0 | 2.4 |  | 1 | Hydro | -1 | 0.028558 | 0 | 0 |  |  | 0 | 0 | -0.028558 | 0
7014 | L_HAYSEN1_1Y | 1 | South | YES | -0.017104 | 223.9 | 74 | 223.9 | 0 | 1.008 | CC | -1 | 0.028568 | 223.9 | 223.9 |  |  | -3.8296 | 223.9 | -0.028568 | -6.3963
7015 | L_HAYSEN1_2Y | 2 | South | YES | -0.017104 | 225 | 74 | 225 | 0 | 1.008 | CC | -1 | 0.028568 | 225 | 225 |  |  | -3.8484 | 225 | -0.028568 | -6.4278
7016 | L_HAYSEN1_3Y | 3 | South | YES | -0.017104 | 224.6 | 74 | 224.6 | 0 | 1.008 | CC | -1 | 0.028568 | 224.6 | 224.6 |  |  | -3.8416 | 224.6 | -0.028568 | -6.4163
7017 | L_HAYSEN1_4Y | 4 | South | YES | -0.017104 | 226.7 | 74 | 226.7 | 0 | 1.008 | CC | -1 | 0.028568 | 226.7 | 226.7 |  |  | -3.8775 | 226.7 | -0.028568 | -6.4763
7609 | L_SCHUMA8_1Y | 1 | South | YES | -0.017163 | 0 | 0 | 4 |  | 1 | Hydro | -1 | 0.028627 | 0 | 0 |  |  | 0 | 0 | -0.028627 | 0
7807 | L_BASTEN1_1Y | 1 | South | YES | -0.017184 | 152.5 | 83.5 | 152.5 | 0 | 1.004 | CC | -1 | 0.028648 | 152.5 | 152.5 |  |  | -2.6206 | 152.5 | -0.028648 | -4.3688
7808 | L_BASTEN1_2Y | 1 | South | YES | -0.017184 | 149.5 | 83.5 | 149.5 | 0 | 1.004 | CC | -1 | 0.028648 | 149.5 | 149.5 |  |  | -2.569 | 149.5 | -0.028648 | -4.2829
7809 | L_BASTEN1_3Y | 1 | South | YES | -0.017184 | 232.6 | 42 | 232.6 | 0 | 1.004 | CC | -1 | 0.028648 | 232.6 | 232.6 |  |  | -3.997 | 232.6 | -0.028648 | -6.6635
7605 | L_MCQUEE9_1Y | 1 | South | YES | -0.0174 | 0 | 0 | 2.4 |  | 1.025 | Hydro | -1 | 0.028864 | 0 | 0 |  |  | 0 | 0 | -0.028864 | 0
7605 | L_MCQUEE9_1Y | 2 | South | YES | -0.0174 | 0 | 0 | 2.4 |  | 1.025 | Hydro | -1 | 0.028864 | 0 | 0 |  |  | 0 | 0 | -0.028864 | 0
7605 | L_MCQUEE9_1Y | 3 | South | YES | -0.0174 | 0 | 0 | 2.8 |  | 1.025 | Hydro | -1 | 0.028864 | 0 | 0 |  |  | 0 | 0 | -0.028864 | 0
7004 | L_SIMGID1_1Y | 1 | South | YES | -0.018998 | 132 | 40 | 132 | 0 | 1.02 | GST | -1 | 0.030462 | 132 | 132 |  |  | -2.5077 | 132 | -0.030462 | -4.021
7005 | L_SIMGID1_2Y | 2 | South | YES | -0.018998 | 133 | 32 | 139 | 0 | 1.02 | GST | -1 | 0.030462 | 139 | 139 |  |  | -2.6407 | 139 | -0.030462 | -4.2342
7006 | L_SIMGID1_3Y | 3 | South | YES | -0.018998 | 324.9 | 60 | 329 | 0 | 1.02 | GST | -1 | 0.030462 | 329 | 329 |  |  | -6.2503 | 329 | -0.030462 | -10.0219
7487 | L_CANYHY8_1Y | 1 | South | YES | -0.01982 | 0 | 0 | 6 |  | 1 | Hydro | -1 | 0.031284 | 0 | 0 |  |  | 0 | 0 | -0.031284 | 0
9002 | DECKR_G3 | 3 | South | YES | -0.021395 | 0 | 24 | 42 |  | 1.015 | GGT | -1 | 0.032859 | 42 | 42 |  |  | -0.89859 | 42 | -0.032859 | -1.3801
9003 | DECKR_G4 | 4 | South | YES | -0.021395 | 44 | 24 | 44 | 0 | 1.015 | GGT | -1 | 0.032859 | 44 | 44 |  |  | -0.94138 | 44 | -0.032859 | -1.4458
9004 | DECKR_G5 | 5 | South | YES | -0.021395 | 44 | 24 | 44 | 0 | 1.015 | GGT | -1 | 0.032859 | 44 | 44 |  |  | -0.94138 | 44 | -0.032859 | -1.4458
9005 | DECKR_G6 | 6 | South | YES | -0.021395 | 44 | 24 | 47 | 0 | 1.015 | GGT | -1 | 0.032859 | 47 | 47 |  |  | -1.0056 | 47 | -0.032859 | -1.5444
9016 | SANDH_G1 | 1 | South | YES | -0.021486 | 45 | 2 | 49 | 0 | 1.0175 | GGT | -1 | 0.03295 | 49 | 49 |  |  | -1.0528 | 49 | -0.03295 | -1.6145
9017 | SANDH_G2 | 2 | South | YES | -0.021486 | 45 | 2 | 46 | 0 | 1.0175 | GGT | -1 | 0.03295 | 46 | 46 |  |  | -0.98836 | 46 | -0.03295 | -1.5157
9018 | SANDH_G3 | 3 | South | YES | -0.021486 | 45 | 2 | 46 | 0 | 1.0175 | GGT | -1 | 0.03295 | 46 | 46 |  |  | -0.98836 | 46 | -0.03295 | -1.5157
9019 | SANDH_G4 | 4 | South | YES | -0.021486 | 0 | 2 | 47 |  | 1.0175 | GGT | -1 | 0.03295 | 47 | 47 |  |  | -1.0098 | 47 | -0.03295 | -1.5486
9020 | SANDHG5A | 5A | South | YES | -0.021486 | 150 | 84 | 155 | 0 | 1.0175 | CC | -1 | 0.03295 | 155 | 155 |  |  | -3.3303 | 155 | -0.03295 | -5.1072
9021 | SANDHG5C | 5C | South | YES | -0.021486 | 140 | 0 | 148 | 0 | 1.0175 | CC | -1 | 0.03295 | 148 | 148 |  |  | -3.1799 | 148 | -0.03295 | -4.8766
9000 | DECKR_G1 | 1 | South | YES | -0.021753 | 280 | 50 | 321 | 0 | 1.015 | GST | -1 | 0.033217 | 321 | 321 |  |  | -6.9827 | 321 | -0.033217 | -10.6626
9001 | DECKR_G2 | 2 | South | YES | -0.021753 | 400 | 50 | 426 | 0 | 1.015 | GST | -1 | 0.033217 | 426 | 426 |  |  | -9.2668 | 426 | -0.033217 | -14.1504
7020 | L_AUSTPL1_1Y | 2 | South | YES | -0.022585 | 0 | 0 | 8 |  | 1 | Hydro | -1 | 0.034049 | 0 | 0 |  |  | 0 | 0 | -0.034049 | 0
7020 | L_AUSTPL1_1Y | 1 | South | YES | -0.022585 | 0 | 0 | 8 |  | 1 | Hydro | -1 | 0.034049 | 0 | 0 |  |  | 0 | 0 | -0.034049 | 0
7031 | L_MARSFO1G1Y | 1 | South | YES | -0.032048 | 0 | 0 | 36 |  | 1 | Hydro | -1 | 0.043512 | 0 | 0 |  |  | 0 | 0 | -0.043512 | 0
7032 | L_MARSFO1G2Y | 2 | South | YES | -0.032048 | 0 | 0 | 35 |  | 1 | Hydro | -1 | 0.043512 | 0 | 0 |  |  | 0 | 0 | -0.043512 | 0
7033 | L_MARSFO1G3Y | 3 | South | YES | -0.032048 | 0 | 0 | 36 |  | 1 | Hydro | -1 | 0.043512 | 0 | 0 |  |  | 0 | 0 | -0.043512 | 0
7028 | L_MARBFA1_1Y | 1 | South | YES | -0.04971 | 0 | 0 | 18 |  | 1 | Hydro | -1 | 0.061174 | 0 | 0 |  |  | 0 | 0 | -0.061174 | 0
7029 | L_MARBFA1_2Y | 2 | South | YES | -0.04971 | 0 | 0 | 18 |  | 1 | Hydro | -1 | 0.061174 | 0 | 0 |  |  | 0 | 0 | -0.061174 | 0
7000 | L_FERGUS1_1Y | 1 | South | YES | -0.057499 | 400 | 65 | 423.3 | 0 | 1.015 | GSC | -1 | 0.068963 | 423.3 | 423.3 |  |  | -24.3393 | 423.3 | -0.068963 | -29.192
7035 | L_WIRTZ_1G1Y | 1 | South | YES | -0.058412 | 0 | 0 | 29 |  | 1 | Hydro | -1 | 0.069876 | 0 | 0 |  |  | 0 | 0 | -0.069876 | 0
7036 | L_WIRTZ_1G2Y | 2 | South | YES | -0.058412 | 23 | 0 | 29.8 |  | 1 | Hydro | -1 | 0.069876 | 0 | 0 |  |  | 0 | 0 | -0.069876 | 0
7026 | L_INKSDA1_1Y | 1 | South | YES | -0.073932 | 0 | 0 | 13.7 |  | 1 | Hydro | -1 | 0.085396 | 0 | 0 |  |  | 0 | 0 | -0.085396 | 0
7022 | L_BUCHAN1_1Y | 1 | South | YES | -0.082199 | 0 | 0 | 18 |  | 1 | Hydro | -1 | 0.093663 | 0 | 0 |  |  | 0 | 0 | -0.093663 | 0
7023 | L_BUCHAN1_2Y | 2 | South | YES | -0.082199 | 0 | 0 | 18 |  | 1 | Hydro | -1 | 0.093663 | 0 | 0 |  |  | 0 | 0 | -0.093663 | 0
7024 | L_BUCHAN1_3Y | 3 | South | YES | -0.082199 | 0 | 0 | 15 |  | 1 | Hydro | -1 | 0.093663 | 0 | 0 |  |  | 0 | 0 | -0.093663 | 0
Note on AL4: Zonal Cap - Zonal Impact

## Distributed Slack - Inc
Number of Bus | Name of Bus | ID | Area Name of Gen | AGC | P Sensitivity of Bus | Gen MW | Min MW | Max MW | V Sensitivity of Bus | Set Volt | Tech Type | Zone Impact | Zone Correlation | Inc Max | Dec Max | Souce S.F. Weighting | Souce Capacity | Sink S.F. Weighting | Sink Capacity | PTDF Calc | PTDF Weighting | Cumulative Concentrated Capacity | Cumulative Concentrated Impact | Cont_ Lake to Tradinghouse and TemplePEC to Tradinghouse OL_ Evant to Goldthwaite
7022 | L_BUCHAN1_1Y | 1 | South | YES | -0.082199 | 0 | 0 | 18 |  | 1 | Hydro | -1 | 0.093663 | 0 | 0 |  |  | 0 | 0 | -0.093663 | 0 | 0 | 0
7023 | L_BUCHAN1_2Y | 2 | South | YES | -0.082199 | 0 | 0 | 18 |  | 1 | Hydro | -1 | 0.093663 | 0 | 0 |  |  | 0 | 0 | -0.093663 | 0 | 0 | 0
7024 | L_BUCHAN1_3Y | 3 | South | YES | -0.082199 | 0 | 0 | 15 |  | 1 | Hydro | -1 | 0.093663 | 0 | 0 |  |  | 0 | 0 | -0.093663 | 0 | 0 | 0
7026 | L_INKSDA1_1Y | 1 | South | YES | -0.073932 | 0 | 0 | 13.7 |  | 1 | Hydro | -1 | 0.085396 | 0 | 0 |  |  | 0 | 0 | -0.085396 | 0 | 0 | 0 | Weighted Shift Factors
7035 | L_WIRTZ_1G1Y | 1 | South | YES | -0.058412 | 0 | 0 | 29 |  | 1 | Hydro | -1 | 0.069876 | 0 | 0 |  |  | 0 | 0 | -0.069876 | 0 | 0 | 0 | North | 0.011464
7036 | L_WIRTZ_1G2Y | 2 | South | YES | -0.058412 | 23 | 0 | 29.8 |  | 1 | Hydro | -1 | 0.069876 | 0 | 0 |  |  | 0 | 0 | -0.069876 | 0 | 0 | 0 | South | -0.018074
7000 | L_FERGUS1_1Y | 1 | South | YES | -0.057499 | 400 | 65 | 423.3 | 0 | 1.015 | GSC | -1 | 0.068963 | 423.3 | 423.3 |  |  | -24.3393 | 423.3 | -0.068963 | -29.192 | 423.3 | 29.192 |  | 0.029538
7028 | L_MARBFA1_1Y | 1 | South | YES | -0.04971 | 0 | 0 | 18 |  | 1 | Hydro | -1 | 0.061174 | 0 | 0 |  |  | 0 | 0 | -0.061174 | 0
7029 | L_MARBFA1_2Y | 2 | South | YES | -0.04971 | 0 | 0 | 18 |  | 1 | Hydro | -1 | 0.061174 | 0 | 0 |  |  | 0 | 0 | -0.061174 | 0 |  |  | Line Cap | 128
7031 | L_MARSFO1G1Y | 1 | South | YES | -0.032048 | 0 | 0 | 36 |  | 1 | Hydro | -1 | 0.043512 | 0 | 0 |  |  | 0 | 0 | -0.043512 | 0 |  |  | Conc Gen | 423.3
7032 | L_MARSFO1G2Y | 2 | South | YES | -0.032048 | 0 | 0 | 35 |  | 1 | Hydro | -1 | 0.043512 | 0 | 0 |  |  | 0 | 0 | -0.043512 | 0 |  |  | Weighted Imp. | 29.192
7033 | L_MARSFO1G3Y | 3 | South | YES | -0.032048 | 0 | 0 | 36 |  | 1 | Hydro | -1 | 0.043512 | 0 | 0 |  |  | 0 | 0 | -0.043512 | 0 |  |  | PTDF | 0.068963
7020 | L_AUSTPL1_1Y | 2 | South | YES | -0.022585 | 0 | 0 | 8 |  | 1 | Hydro | -1 | 0.034049 | 0 | 0 |  |  | 0 | 0 | -0.034049 | 0
7020 | L_AUSTPL1_1Y | 1 | South | YES | -0.022585 | 0 | 0 | 8 |  | 1 | Hydro | -1 | 0.034049 | 0 | 0 |  |  | 0 | 0 | -0.034049 | 0 |  |  | Concentration | 2.3347
9000 | DECKR_G1 | 1 | South | YES | -0.021753 | 280 | 50 | 321 | 0 | 1.015 | GST | -1 | 0.033217 | 321 | 321 |  |  | -6.9827 | 321 | -0.033217 | -10.6626
9001 | DECKR_G2 | 2 | South | YES | -0.021753 | 400 | 50 | 426 | 0 | 1.015 | GST | -1 | 0.033217 | 426 | 426 |  |  | -9.2668 | 426 | -0.033217 | -14.1504 |  |  |  | Fail
9016 | SANDH_G1 | 1 | South | YES | -0.021486 | 45 | 2 | 49 | 0 | 1.0175 | GGT | -1 | 0.03295 | 49 | 49 |  |  | -1.0528 | 49 | -0.03295 | -1.6145
9017 | SANDH_G2 | 2 | South | YES | -0.021486 | 45 | 2 | 46 | 0 | 1.0175 | GGT | -1 | 0.03295 | 46 | 46 |  |  | -0.98836 | 46 | -0.03295 | -1.5157
9018 | SANDH_G3 | 3 | South | YES | -0.021486 | 45 | 2 | 46 | 0 | 1.0175 | GGT | -1 | 0.03295 | 46 | 46 |  |  | -0.98836 | 46 | -0.03295 | -1.5157
9019 | SANDH_G4 | 4 | South | YES | -0.021486 | 0 | 2 | 47 |  | 1.0175 | GGT | -1 | 0.03295 | 47 | 47 |  |  | -1.0098 | 47 | -0.03295 | -1.5486
9020 | SANDHG5A | 5A | South | YES | -0.021486 | 150 | 84 | 155 | 0 | 1.0175 | CC | -1 | 0.03295 | 155 | 155 |  |  | -3.3303 | 155 | -0.03295 | -5.1072
9021 | SANDHG5C | 5C | South | YES | -0.021486 | 140 | 0 | 148 | 0 | 1.0175 | CC | -1 | 0.03295 | 148 | 148 |  |  | -3.1799 | 148 | -0.03295 | -4.8766
9002 | DECKR_G3 | 3 | South | YES | -0.021395 | 0 | 24 | 42 |  | 1.015 | GGT | -1 | 0.032859 | 42 | 42 |  |  | -0.89859 | 42 | -0.032859 | -1.3801
9003 | DECKR_G4 | 4 | South | YES | -0.021395 | 44 | 24 | 44 | 0 | 1.015 | GGT | -1 | 0.032859 | 44 | 44 |  |  | -0.94138 | 44 | -0.032859 | -1.4458
9004 | DECKR_G5 | 5 | South | YES | -0.021395 | 44 | 24 | 44 | 0 | 1.015 | GGT | -1 | 0.032859 | 44 | 44 |  |  | -0.94138 | 44 | -0.032859 | -1.4458
9005 | DECKR_G6 | 6 | South | YES | -0.021395 | 44 | 24 | 47 | 0 | 1.015 | GGT | -1 | 0.032859 | 47 | 47 |  |  | -1.0056 | 47 | -0.032859 | -1.5444
7487 | L_CANYHY8_1Y | 1 | South | YES | -0.01982 | 0 | 0 | 6 |  | 1 | Hydro | -1 | 0.031284 | 0 | 0 |  |  | 0 | 0 | -0.031284 | 0
7004 | L_SIMGID1_1Y | 1 | South | YES | -0.018998 | 132 | 40 | 132 | 0 | 1.02 | GST | -1 | 0.030462 | 132 | 132 |  |  | -2.5077 | 132 | -0.030462 | -4.021
7005 | L_SIMGID1_2Y | 2 | South | YES | -0.018998 | 133 | 32 | 139 | 0 | 1.02 | GST | -1 | 0.030462 | 139 | 139 |  |  | -2.6407 | 139 | -0.030462 | -4.2342
7006 | L_SIMGID1_3Y | 3 | South | YES | -0.018998 | 324.9 | 60 | 329 | 0 | 1.02 | GST | -1 | 0.030462 | 329 | 329 |  |  | -6.2503 | 329 | -0.030462 | -10.0219
7605 | L_MCQUEE9_1Y | 1 | South | YES | -0.0174 | 0 | 0 | 2.4 |  | 1.025 | Hydro | -1 | 0.028864 | 0 | 0 |  |  | 0 | 0 | -0.028864 | 0
7605 | L_MCQUEE9_1Y | 2 | South | YES | -0.0174 | 0 | 0 | 2.4 |  | 1.025 | Hydro | -1 | 0.028864 | 0 | 0 |  |  | 0 | 0 | -0.028864 | 0
7605 | L_MCQUEE9_1Y | 3 | South | YES | -0.0174 | 0 | 0 | 2.8 |  | 1.025 | Hydro | -1 | 0.028864 | 0 | 0 |  |  | 0 | 0 | -0.028864 | 0
7807 | L_BASTEN1_1Y | 1 | South | YES | -0.017184 | 152.5 | 83.5 | 152.5 | 0 | 1.004 | CC | -1 | 0.028648 | 152.5 | 152.5 |  |  | -2.6206 | 152.5 | -0.028648 | -4.3688
7808 | L_BASTEN1_2Y | 1 | South | YES | -0.017184 | 149.5 | 83.5 | 149.5 | 0 | 1.004 | CC | -1 | 0.028648 | 149.5 | 149.5 |  |  | -2.569 | 149.5 | -0.028648 | -4.2829
7809 | L_BASTEN1_3Y | 1 | South | YES | -0.017184 | 232.6 | 42 | 232.6 | 0 | 1.004 | CC | -1 | 0.028648 | 232.6 | 232.6 |  |  | -3.997 | 232.6 | -0.028648 | -6.6635
7609 | L_SCHUMA8_1Y | 1 | South | YES | -0.017163 | 0 | 0 | 4 |  | 1 | Hydro | -1 | 0.028627 | 0 | 0 |  |  | 0 | 0 | -0.028627 | 0
7014 | L_HAYSEN1_1Y | 1 | South | YES | -0.017104 | 223.9 | 74 | 223.9 | 0 | 1.008 | CC | -1 | 0.028568 | 223.9 | 223.9 |  |  | -3.8296 | 223.9 | -0.028568 | -6.3963
7015 | L_HAYSEN1_2Y | 2 | South | YES | -0.017104 | 225 | 74 | 225 | 0 | 1.008 | CC | -1 | 0.028568 | 225 | 225 |  |  | -3.8484 | 225 | -0.028568 | -6.4278
7016 | L_HAYSEN1_3Y | 3 | South | YES | -0.017104 | 224.6 | 74 | 224.6 | 0 | 1.008 | CC | -1 | 0.028568 | 224.6 | 224.6 |  |  | -3.8416 | 224.6 | -0.028568 | -6.4163
7017 | L_HAYSEN1_4Y | 4 | South | YES | -0.017104 | 226.7 | 74 | 226.7 | 0 | 1.008 | CC | -1 | 0.028568 | 226.7 | 226.7 |  |  | -3.8775 | 226.7 | -0.028568 | -6.4763
7624 | L_LAKEWO9_1Y | 2 | South | YES | -0.017094 | 0 | 0 | 2.4 |  | 1 | Hydro | -1 | 0.028558 | 0 | 0 |  |  | 0 | 0 | -0.028558 | 0
7624 | L_LAKEWO9_1Y | 1 | South | YES | -0.017094 | 0 | 0 | 2.4 |  | 1 | Hydro | -1 | 0.028558 | 0 | 0 |  |  | 0 | 0 | -0.028558 | 0
7303 | L_WPPGS12_1Y | 1 | South | YES | -0.016837 | 50 | 0 | 50 | 0 | 1.025 | GGT | -1 | 0.028301 | 50 | 50 |  |  | -0.84185 | 50 | -0.028301 | -1.415
7303 | L_WPPGS12_1Y | 2 | South | YES | -0.016837 | 50 | 0 | 50 | 0 | 1.025 | GGT | -1 | 0.028301 | 50 | 50 |  |  | -0.84185 | 50 | -0.028301 | -1.415
7305 | L_WPPGS34_1Y | 3 | South | YES | -0.016837 | 50 | 0 | 50 | 0 | 1.025 | GGT | -1 | 0.028301 | 50 | 50 |  |  | -0.84185 | 50 | -0.028301 | -1.415
7305 | L_WPPGS34_1Y | 4 | South | YES | -0.016837 | 50 | 0 | 50 | 0 | 1.025 | GGT | -1 | 0.028301 | 50 | 50 |  |  | -0.84185 | 50 | -0.028301 | -1.415
7810 | L_RIONOG1G1Y | 1 | South | YES | -0.016746 | 148 | 0 | 148 | 0 | 1.02 | CC | -1 | 0.02821 | 148 | 148 |  |  | -2.4784 | 148 | -0.02821 | -4.1751
7811 | L_RIONOG1G2Y | 2 | South | YES | -0.016746 | 148 | 0 | 148 | 0 | 1.02 | CC | -1 | 0.02821 | 148 | 148 |  |  | -2.4784 | 148 | -0.02821 | -4.1751
7812 | L_RIONOG1G3Y | 3 | South | YES | -0.016746 | 154 | 0 | 154 | 0 | 1.02 | CC | -1 | 0.02821 | 154 | 154 |  |  | -2.5789 | 154 | -0.02821 | -4.3443
7813 | L_RIONOG1S1Y | 4 | South | YES | -0.016746 | 293 | 0 | 293 | 0 | 1.02 | CC | -1 | 0.02821 | 293 | 293 |  |  | -4.9066 | 293 | -0.02821 | -8.2655
5436 | TUTTL_WBT1G1 | 1 | South | YES | -0.016512 | 48.8 | 20 | 61 | 0 | 1.012 | GST | -1 | 0.027976 | 61 | 61 |  |  | -1.0072 | 61 | -0.027976 | -1.7065
5438 | TUTTL_WBT3G3 | 3 | South | YES | -0.016512 | 95 | 25 | 95 | 0 | 1.012 | GST | -1 | 0.027976 | 95 | 95 |  |  | -1.5686 | 95 | -0.027976 | -2.6577
5439 | TUTTL_WBT4G4 | 4 | South | YES | -0.016512 | 120.8 | 40 | 151 | 0 | 1.012 | GST | -1 | 0.027976 | 151 | 151 |  |  | -2.4933 | 151 | -0.027976 | -4.2244
5111 | CALAVER_JTD1 | 1 | South | YES | -0.016506 | 430 | 80 | 430 | 0 | 1.0138 | LIGCO | -1 | 0.02797 | 0 | 430 |  |  | 0 | 0 | -0.02797 | 0
5112 | CALAVER_JTD2 | 2 | South | YES | -0.016506 | 430 | 80 | 430 | 0 | 1.0138 | LIGCO | -1 | 0.02797 | 0 | 430 |  |  | 0 | 0 | -0.02797 | 0
5476 | BRA_AVR1_CT1 | 1 | South | YES | -0.016486 | 155 | 90 | 155 | 0 | 1.017 | CC | -1 | 0.02795 | 155 | 155 |  |  | -2.5553 | 155 | -0.02795 | -4.3322
5477 | BRA_AVR1_ST1 | 1 | South | YES | -0.016486 | 174 | 138 | 174 | 0 | 1.017 | CC | -1 | 0.02795 | 174 | 174 |  |  | -2.8686 | 174 | -0.02795 | -4.8633
5478 | BRA_AVR1_CT2 | 1 | South | YES | -0.016486 | 155 | 90 | 155 | 0 | 1.017 | CC | -1 | 0.02795 | 155 | 155 |  |  | -2.5553 | 155 | -0.02795 | -4.3322
5028 | BRAUNIG_VHB3 | 3 | South | YES | -0.016478 | 407 | 60 | 407 | 0 | 1.0138 | GST | -1 | 0.027942 | 407 | 407 |  |  | -6.7065 | 407 | -0.027942 | -11.3723
5396 | CALAVER_OWS1 | 1 | South | YES | -0.016478 | 418 | 80 | 418 | 0 | 1.0192 | GST | -1 | 0.027942 | 418 | 418 |  |  | -6.8878 | 418 | -0.027942 | -11.6797
5397 | CALAVER_OWS2 | 2 | South | YES | -0.016478 | 400 | 80 | 400 | 0 | 1.0192 | GST | -1 | 0.027942 | 400 | 400 |  |  | -6.5912 | 400 | -0.027942 | -11.1767
5026 | BRAUNIG_VHB1 | 1 | South | YES | -0.016446 | 215 | 40 | 215 | 0 | 1.0192 | GST | -1 | 0.02791 | 215 | 215 |  |  | -3.5359 | 215 | -0.02791 | -6.0006
5027 | BRAUNIG_VHB2 | 2 | South | YES | -0.016446 | 172.8 | 40 | 216 | 0 | 1.0192 | GST | -1 | 0.02791 | 216 | 216 |  |  | -3.5523 | 216 | -0.02791 | -6.0285
5031 | BRA_VHBCT1 | 1 | South | YES | -0.016446 | 44 | 24 | 44 | 0 | 1.0192 | GST | -1 | 0.02791 | 44 | 44 |  |  | -0.72362 | 44 | -0.02791 | -1.228
5032 | BRA_VHBCT2 | 2 | South | YES | -0.016446 | 44 | 24 | 44 | 0 | 1.0192 | GST | -1 | 0.02791 | 44 | 44 |  |  | -0.72362 | 44 | -0.02791 | -1.228
5033 | BRA_VHBCT3 | 3 | South | YES | -0.016446 | 43 | 24 | 43 | 0 | 1.0192 | GST | -1 | 0.02791 | 43 | 43 |  |  | -0.70718 | 43 | -0.02791 | -1.2001
5034 | BRA_VHBCT4 | 4 | South | YES | -0.016446 | 45 | 24 | 45 | 0 | 1.0192 | GST | -1 | 0.02791 | 45 | 45 |  |  | -0.74007 | 45 | -0.02791 | -1.2559
7800 | L_GUADGE1_1Y | 1 | South | YES | -0.01639 | 147 | 30 | 147 | 0 | 1.02 | CC | -1 | 0.027854 | 147 | 147 |  |  | -2.4093 | 147 | -0.027854 | -4.0945
7801 | L_GUADGE1_2Y | 2 | South | YES | -0.01639 | 138 | 30 | 138 | 0 | 1.02 | CC | -1 | 0.027854 | 138 | 138 |  |  | -2.2618 | 138 | -0.027854 | -3.8438
7802 | L_GUADGE1_3Y | 3 | South | YES | -0.01639 | 146 | 30 | 146 | 0 | 1.02 | CC | -1 | 0.027854 | 146 | 146 |  |  | -2.3929 | 146 | -0.027854 | -4.0667
7803 | L_GUADGE1_4Y | 4 | South | YES | -0.01639 | 149 | 30 | 149 | 0 | 1.02 | CC | -1 | 0.027854 | 149 | 149 |  |  | -2.4421 | 149 | -0.027854 | -4.1502
7804 | L_GUADGE1_5Y | 5 | South | YES | -0.01639 | 182 | 30 | 182 | 0 | 1.02 | CC | -1 | 0.027854 | 182 | 182 |  |  | -2.983 | 182 | -0.027854 | -5.0694
7805 | L_GUADGE1_6Y | 6 | South | YES | -0.01639 | 203 | 30 | 203 | 0 | 1.02 | CC | -1 | 0.027854 | 203 | 203 |  |  | -3.3272 | 203 | -0.027854 | -5.6543
5264 | LEON_LCP3G3 | 3 | South | YES | -0.016373 | 0 | 20 | 58 |  | 1.0197 | GST | -1 | 0.027837 | 58 | 58 |  |  | -0.94963 | 58 | -0.027837 | -1.6145
5265 | LEON_LCP4G4 | 4 | South | YES | -0.016373 | 71.2 | 25 | 89 | 0 | 1.0197 | GST | -1 | 0.027837 | 89 | 89 |  |  | -1.4572 | 89 | -0.027837 | -2.4775
5266 | LEON_LCPCT1 | 1 | South | YES | -0.016373 | 44 | 24 | 44 | 0 | 1.0197 | GGT | -1 | 0.027837 | 44 | 44 |  |  | -0.72041 | 44 | -0.027837 | -1.2248
5267 | LEON_LCPCT2 | 2 | South | YES | -0.016373 | 44 | 24 | 44 | 0 | 1.0197 | GGT | -1 | 0.027837 | 44 | 44 |  |  | -0.72041 | 44 | -0.027837 | -1.2248
5268 | LEON_LCPCT3 | 3 | South | YES | -0.016373 | 43 | 24 | 43 | 0 | 1.0197 | GGT | -1 | 0.027837 | 43 | 43 |  |  | -0.70404 | 43 | -0.027837 | -1.197
5269 | LEON_LCPCT4 | 4 | South | YES | -0.016373 | 45 | 24 | 45 | 0 | 1.0197 | GGT | -1 | 0.027837 | 45 | 45 |  |  | -0.73679 | 45 | -0.027837 | -1.2527
7007 | L_LOSTPI1_1Y | 1 | South | YES | -0.016304 | 158.6 | 110 | 158 | 0 | 1 | CC | -1 | 0.027768 | 158 | 158 |  |  | -2.576 | 158 | -0.027768 | -4.3873
7008 | L_LOSTPI1_2Y | 2 | South | YES | -0.016304 | 157.7 | 107 | 160 | 0 | 1 | CC | -1 | 0.027768 | 160 | 160 |  |  | -2.6086 | 160 | -0.027768 | -4.4429
7009 | L_LOSTPI1_3Y | 3 | South | YES | -0.016304 | 173.9 | 72 | 175 | 0 | 1 | CC | -1 | 0.027768 | 175 | 175 |  |  | -2.8532 | 175 | -0.027768 | -4.8594
5401 | CALAVER_JKS1 | 1 | South | YES | -0.016283 | 562 | 100 | 562 | 0 | 1.018 | LIGCO | -1 | 0.027747 | 0 | 562 |  |  | 0 | 0 | -0.027747 | 0
8189 | CUECPL2A | 1 | South | YES | -0.015946 | 12 | 0 | 12 | 0 | 1.02 | Cogen | -1 | 0.02741 | 0 | 0 |  |  | 0 | 0 | -0.02741 | 0
7010 | L_FPPYD11_1Y | 1 | South | YES | -0.015515 | 547.4 | 200 | 606 | 0 | 1.02 | LIGCO | -1 | 0.026979 | 0 | 606 |  |  | 0 | 0 | -0.026979 | 0
7011 | L_FPPYD11_2Y | 2 | South | YES | -0.015515 | 552.2 | 200 | 598 | 0 | 1.02 | LIGCO | -1 | 0.026979 | 0 | 598 |  |  | 0 | 0 | -0.026979 | 0
7012 | L_FPPYD21_3Y | 3 | South | YES | -0.015509 | 427.5 | 200 | 436 | 0 | 1.02 | LIGCO | -1 | 0.026973 | 0 | 436 |  |  | 0 | 0 | -0.026973 | 0
5903 | SANMIGUELGEN | 1 | South | YES | -0.01518 | 396.3 | 180 | 396.3 | 0 | 1.0331 | LIGCO | -1 | 0.026644 | 0 | 396.3 |  |  | 0 | 0 | -0.026644 | 0
3432 | SANDOW_4G | 4 | South | YES | -0.014685 | 580 | 225 | 580 | 0 | 1.029 | LIGCO | -1 | 0.026149 | 0 | 580 |  |  | 0 | 0 | -0.026149 | 0
13432 | SANDOW_5G | 5 | South | YES | -0.014685 | 581 | 225 | 581 | 0 | 1.029 | LIGCO | -1 | 0.026149 | 0 | 581 |  |  | 0 | 0 | -0.026149 | 0
88198 | BEEVILLE | F | South | YES | -0.014111 | 0 | 0 | 0 | 0 | 1.02 | AVR | -1 | 0.025575 | 0 | 0 |  |  | 0 | 0 | -0.025575 | 0
8161 | COLETO0A | 1 | South | YES | -0.014005 | 633 | 200 | 633 | 0 | 1.03 | LIGCO | -1 | 0.025469 | 0 | 633 |  |  | 0 | 0 | -0.025469 | 0
5890 | PEARSALLGEN1 | 1 | South | YES | -0.013758 | 19.2 | 6 | 24 | 0 | 1.0161 | GST | -1 | 0.025222 | 24 | 24 |  |  | -0.33019 | 24 | -0.025222 | -0.60532
5891 | PEARSALLGEN2 | 1 | South | YES | -0.013758 | 19.4 | 6 | 24.3 | 0 | 1.0161 | GST | -1 | 0.025222 | 24.3 | 24.3 |  |  | -0.33432 | 24.3 | -0.025222 | -0.61289
5892 | PEARSALLGEN3 | 1 | South | YES | -0.013758 | 19.1 | 6 | 23.9 | 0 | 1.0161 | GST | -1 | 0.025222 | 23.9 | 23.9 |  |  | -0.32882 | 23.9 | -0.025222 | -0.6028
8517 | CELANEBI0A | 1 | South | YES | -0.013439 | 29 | 0 | 29 | 0 | 1.02 | Cogen | -1 | 0.024903 | 0 | 0 |  |  | 0 | 0 | -0.024903 | 0
80080 | GWINDT11A | 4 | South | YES | -0.013438 | 8.2 | 0 | 19 | 0 | 1.025 | Wind | -1 | 0.024902 | 0 | 19 |  |  | 0 | 0 | -0.024902 | 0
80080 | GWINDT11A | 1 | South | YES | -0.013438 | 40.6 | 0 | 94 | 0 | 1.025 | Wind | -1 | 0.024902 | 0 | 94 |  |  | 0 | 0 | -0.024902 | 0
80080 | GWINDT11A | 2 | South | YES | -0.013438 | 17.7 | 0 | 41 | 0 | 1.025 | Wind | -1 | 0.024902 | 0 | 41 |  |  | 0 | 0 | -0.024902 | 0
80080 | GWINDT11A | 3 | South | YES | -0.013438 | 16.4 | 0 | 38 | 0 | 1.025 | Wind | -1 | 0.024902 | 0 | 38 |  |  | 0 | 0 | -0.024902 | 0
80081 | GWINDT21A | 2 | South | YES | -0.013438 | 15.5 | 0 | 36 | 0 | 1.025 | Wind | -1 | 0.024902 | 0 | 36 |  |  | 0 | 0 | -0.024902 | 0
80081 | GWINDT21A | 3 | South | YES | -0.013438 | 18.6 | 0 | 43 | 0 | 1.025 | Wind | -1 | 0.024902 | 0 | 43 |  |  | 0 | 0 | -0.024902 | 0
80081 | GWINDT21A | 4 | South | YES | -0.013438 | 9.5 | 0 | 22 | 0 | 1.025 | Wind | -1 | 0.024902 | 0 | 22 |  |  | 0 | 0 | -0.024902 | 0
80081 | GWINDT21A | 1 | South | YES | -0.013438 | 40.6 | 0 | 94 | 0 | 1.025 | Wind | -1 | 0.024902 | 0 | 94 |  |  | 0 | 0 | -0.024902 | 0
80180 | PNSCALT11A | 1 | South | YES | -0.013438 | 63 | 0 | 146 | 0 | 1.025 | Wind | -1 | 0.024902 | 0 | 146 |  |  | 0 | 0 | -0.024902 | 0
80180 | PNSCALT11A | 2 | South | YES | -0.013438 | 21.6 | 0 | 50 | 0 | 1.025 | Wind | -1 | 0.024902 | 0 | 50 |  |  | 0 | 0 | -0.024902 | 0
80181 | PNSCALT21A | 2 | South | YES | -0.013438 | 21.6 | 0 | 50 | 0 | 1.025 | Wind | -1 | 0.024902 | 0 | 50 |  |  | 0 | 0 | -0.024902 | 0
80181 | PNSCALT21A | 1 | South | YES | -0.013438 | 23.7 | 0 | 55 | 0 | 1.025 | Wind | -1 | 0.024902 | 0 | 55 |  |  | 0 | 0 | -0.024902 | 0
5932 | SI_RAY9 | 9 | South | YES | -0.01342 | 32 | 32 | 38 | 0 | 1.035 | CC | -1 | 0.024884 | 38 | 38 |  |  | -0.50996 | 38 | -0.024884 | -0.94559
5933 | SI_RAY6 | 6 | South | YES | -0.01342 | 15.4 | 10 | 19.3 | 0 | 1.035 | GST | -1 | 0.024884 | 19.3 | 19.3 |  |  | -0.25901 | 19.3 | -0.024884 | -0.48026
5935 | SI_RAY10 | 10 | South | YES | -0.01342 | 47 | 10 | 47 | 0 | 1.03 | CC | -1 | 0.024884 | 47 | 47 |  |  | -0.63074 | 47 | -0.024884 | -1.1695
80003 | MILHWYS | F | South | YES | -0.01342 | 0 | 0 | 0 | 0 | 1.0168 | AVR | -1 | 0.024884 | 0 | 0 |  |  | 0 | 0 | -0.024884 | 0
8511 | OXY_CC0A | 1 | South | YES | -0.013407 | 30.3 | 0 | 38 |  | 1.027 | Cogen | -1 | 0.024871 | 0 | 0 |  |  | 0 | 0 | -0.024871 | 0
8461 | KOCH_UP0A | 1 | South | YES | -0.013405 | 38 | 0 | 38 | 0 | 1.012 | Cogen | -1 | 0.024869 | 0 | 0 |  |  | 0 | 0 | -0.024869 | 0
8506 | VAL #1 | 1 | South | YES | -0.013394 | 20.9 | 0 | 25 | 0 | 1.0055 | Cogen | -1 | 0.024858 | 0 | 0 |  |  | 0 | 0 | -0.024858 | 0
8507 | VAL #2 | 2 | South | YES | -0.013394 | 20.9 | 0 | 25 | 0 | 1.0055 | Cogen | -1 | 0.024858 | 0 | 0 |  |  | 0 | 0 | -0.024858 | 0
8173 | VICEC51A | 5 | South | YES | -0.013393 | 144 | 18 | 144 | 0 | 1.025 | CC | -1 | 0.024857 | 144 | 144 |  |  | -1.9286 | 144 | -0.024857 | -3.5794
8174 | VICEC61A | 6 | South | YES | -0.013393 | 188 | 42 | 188 | 0 | 1.025 | CC | -1 | 0.024857 | 188 | 188 |  |  | -2.5179 | 188 | -0.024857 | -4.6731
8459 | B_DAVIS0B | MB | South | YES | -0.013389 | 0 | 50 | 339 |  | 1.03 | GSC | -1 | 0.024853 | 0 | 0 |  |  | 0 | 0 | -0.024853 | 0
8460 | B_DAVIS0A | MB | South | YES | -0.013389 | 0 | 50 | 340 |  | 1.03 | GSC | -1 | 0.024853 | 0 | 0 |  |  | 0 | 0 | -0.024853 | 0
8981 | HECN1 | 1 | South | YES | -0.013387 | 144.8 | 0 | 144.8 | 0 | 1.0304 | CC | -1 | 0.024851 | 144.8 | 144.8 |  |  | -1.9384 | 144.8 | -0.024851 | -3.5984
8982 | HECN2 | 2 | South | YES | -0.013387 | 144.1 | 0 | 144.1 | 0 | 1.0304 | CC | -1 | 0.024851 | 144.1 | 144.1 |  |  | -1.9291 | 144.1 | -0.024851 | -3.581
8983 | HECN3 | 3 | South | YES | -0.013387 | 171.9 | 0 | 171.9 | 0 | 1.0304 | CC | -1 | 0.024851 | 171.9 | 171.9 |  |  | -2.3012 | 171.9 | -0.024851 | -4.2719
8936 | MVGN#1 | 1 | South | YES | -0.013386 | 216.6 | 0 | 216.6 | 0 | 1.0304 | CC | -1 | 0.02485 | 216.6 | 216.6 |  |  | -2.8994 | 216.6 | -0.02485 | -5.3825
8937 | MVGN#2 | 2 | South | YES | -0.013386 | 216.7 | 0 | 216.7 | 0 | 1.0304 | CC | -1 | 0.02485 | 216.7 | 216.7 |  |  | -2.9007 | 216.7 | -0.02485 | -5.385
8938 | MVGN#3 | 3 | South | YES | -0.013386 | 250.9 | 0 | 250.9 | 0 | 1.0304 | CC | -1 | 0.02485 | 250.9 | 250.9 |  |  | -3.3585 | 250.9 | -0.02485 | -6.2348
8456 | COSW#1 | 1 | South | YES | -0.013375 | 20 | 0 | 20 | 0 | 1.027 | Cogen | -1 | 0.024839 | 0 | 0 |  |  | 0 | 0 | -0.024839 | 0
8457 | COSW#2 | 2 | South | YES | -0.013375 | 14 | 0 | 14 | 0 | 1.027 | Cogen | -1 | 0.024839 | 0 | 0 |  |  | 0 | 0 | -0.024839 | 0
8560 | CNOPGT1 | 1 | South | YES | -0.013369 | 148.3 | 0 | 148.3 | 0 | 1.03 | Cogen | -1 | 0.024833 | 0 | 0 |  |  | 0 | 0 | -0.024833 | 0
8561 | CNOPGT2 | 2 | South | YES | -0.013369 | 148.6 | 0 | 148.6 | 0 | 1.03 | Cogen | -1 | 0.024833 | 0 | 0 |  |  | 0 | 0 | -0.024833 | 0
8562 | CNOPST1 | 3 | South | YES | -0.013369 | 153 | 0 | 153 | 0 | 1.03 | Cogen | -1 | 0.024833 | 0 | 0 |  |  | 0 | 0 | -0.024833 | 0
8933 | FGNTS001 | 1 | South | YES | -0.013342 | 146.5 | 0 | 146.5 | 0 | 1.03 | CC | -1 | 0.024806 | 146.5 | 146.5 |  |  | -1.9546 | 146.5 | -0.024806 | -3.6341
8934 | FGNTS101 | 2 | South | YES | -0.013342 | 147.9 | 0 | 147.9 | 0 | 1.03 | CC | -1 | 0.024806 | 147.9 | 147.9 |  |  | -1.9733 | 147.9 | -0.024806 | -3.6688
8935 | FGNTS201 | 3 | South | YES | -0.013342 | 173 | 0 | 173 | 0 | 1.03 | CC | -1 | 0.024806 | 173 | 173 |  |  | -2.3082 | 173 | -0.024806 | -4.2914
8926 | LGE_GT10A | 1 | South | YES | -0.01326 | 158 | 0 | 158 | 0 | 1.03 | Cogen | -1 | 0.024724 | 0 | 0 |  |  | 0 | 0 | -0.024724 | 0
8927 | LGE_GT20A | 2 | South | YES | -0.01326 | 153 | 0 | 153 | 0 | 1.03 | Cogen | -1 | 0.024724 | 0 | 0 |  |  | 0 | 0 | -0.024724 | 0
8928 | LGE_STG0A | 3 | South | YES | -0.01326 | 100 | 0 | 100 | 0 | 1.03 | Cogen | -1 | 0.024724 | 0 | 0 |  |  | 0 | 0 | -0.024724 | 0
8930 | ICPGN10A | 1 | South | YES | -0.01326 | 149 | 0 | 149 | 0 | 1.03 | Cogen | -1 | 0.024724 | 0 | 0 |  |  | 0 | 0 | -0.024724 | 0
8931 | ICPGN20A | 2 | South | YES | -0.01326 | 150 | 0 | 150 | 0 | 1.03 | Cogen | -1 | 0.024724 | 0 | 0 |  |  | 0 | 0 | -0.024724 | 0
8932 | ICPGN30A | 3 | South | YES | -0.01326 | 127 | 0 | 127 | 0 | 1.03 | Cogen | -1 | 0.024724 | 0 | 0 |  |  | 0 | 0 | -0.024724 | 0
80223 | REYSHR G | 1 | South | YES | -0.01326 | 12 | 0 | 12 | 0 | 1.032 | Cogen | -1 | 0.024724 | 0 | 0 |  |  | 0 | 0 | -0.024724 | 0
8066 | DUP1V#1 | 1 | South | YES | -0.013258 | 52.3 | 0 | 73 | 0 | 1.01 | Cogen | -1 | 0.024722 | 0 | 0 |  |  | 0 | 0 | -0.024722 | 0
5508 | RAYBURNCC9 | 1 | South | YES | -0.013238 | 47.7 | 18.2 | 47.7 | 0 | 1.0296 | CC | -1 | 0.024702 | 47.7 | 47.7 |  |  | -0.63145 | 47.7 | -0.024702 | -1.1783
5509 | RAYBURNCC10 | 1 | South | YES | -0.013238 | 37.3 | 5.2 | 37.3 | 0 | 1.0296 | CC | -1 | 0.024702 | 37.3 | 37.3 |  |  | -0.49378 | 37.3 | -0.024702 | -0.92138
5511 | RAYBURNCC7 | 1 | South | YES | -0.013238 | 47.5 | 18.2 | 47.5 | 0 | 1.0296 | CC | -1 | 0.024702 | 47.5 | 47.5 |  |  | -0.6288 | 47.5 | -0.024702 | -1.1733
5512 | RAYBURNCC8 | 1 | South | YES | -0.013238 | 49.3 | 18.2 | 49.3 | 0 | 1.0296 | CC | -1 | 0.024702 | 49.3 | 49.3 |  |  | -0.65263 | 49.3 | -0.024702 | -1.2178
88508 | FALFURRI | F | South | YES | -0.013215 | 0 | 0 | 0 | 0 | 1 | AVR | -1 | 0.024679 | 0 | 0 |  |  | 0 | 0 | -0.024679 | 0
5503 | RAYBURNGEN3 | 1 | South | YES | -0.013107 | 17.6 | 6 | 22 | 0 | 1.0223 | GST | -1 | 0.024571 | 22 | 22 |  |  | -0.28835 | 22 | -0.024571 | -0.54056
5505 | RAYBURNGEN1 | 1 | South | YES | -0.013107 | 0 | 1 | 11 |  | 1.0223 | GGT | -1 | 0.024571 | 11 | 11 |  |  | -0.14418 | 11 | -0.024571 | -0.27028
5506 | RAYBURNGEN2 | 1 | South | YES | -0.013107 | 0 | 1 | 11 |  | 1.0223 | GGT | -1 | 0.024571 | 11 | 11 |  |  | -0.14418 | 11 | -0.024571 | -0.27028
5728 | FALCONHYDRO2 | 2 | South | YES | -0.013069 | 12 | 0 | 12 | 0 | 1.0227 | Hydro | -1 | 0.024533 | 0 | 0 |  |  | 0 | 0 | -0.024533 | 0
5729 | FALCONHYDRO3 | 3 | South | YES | -0.013069 | 11 | 0 | 11 | 0 | 1.0227 | Hydro | -1 | 0.024533 | 0 | 0 |  |  | 0 | 0 | -0.024533 | 0
8048 | FALCONHYDRO1 | 1 | South | YES | -0.013069 | 12 | 0 | 12 | 0 | 1.0227 | Hydro | -1 | 0.024533 | 0 | 0 |  |  | 0 | 0 | -0.024533 | 0
80224 | VISTRONG1 | 1 | South | YES | -0.01302 | 13.1 | 0 | 15 | 0 | 1.01 | Cogen | -1 | 0.024484 | 0 | 0 |  |  | 0 | 0 | -0.024484 | 0
80225 | VISTRONG2 | 2 | South | YES | -0.01302 | 20.2 | 0 | 23 | 0 | 1.01 | Cogen | -1 | 0.024484 | 0 | 0 |  |  | 0 | 0 | -0.024484 | 0
80227 | AIRCO G | 1 | South | YES | -0.012931 | 7.2 | 0 | 8 | 0 | 1.0104 | Cogen | -1 | 0.024395 | 0 | 0 |  |  | 0 | 0 | -0.024395 | 0
8147 | UCAR #2 | 10 | South | YES | -0.012892 | 18.2 | 0 | 28 |  | 1 | Cogen | -1 | 0.024356 | 0 | 0 |  |  | 0 | 0 | -0.024356 | 0
8148 | UCAR #1 | 2 | South | YES | -0.012892 | 6.1 | 0 | 7 | 0 | 1.009 | Cogen | -1 | 0.024356 | 0 | 0 |  |  | 0 | 0 | -0.024356 | 0
80137 | CSDR89 | 8 | South | YES | -0.012892 | 33.9 | 0 | 39 |  | 1.003 | DCTie | -1 | 0.024356 | 0 | 0 |  |  | 0 | 0 | -0.024356 | 0
80137 | CSDR89 | 9 | South | YES | -0.012892 | 0 | 0 | 15 |  | 1.003 | DCTie | -1 | 0.024356 | 0 | 0 |  |  | 0 | 0 | -0.024356 | 0
80138 | CSDR7 | 7 | South | YES | -0.012892 | 6.1 | 0 | 7 | 0 | 1.014 | DCTie | -1 | 0.024356 | 0 | 0 |  |  | 0 | 0 | -0.024356 | 0
80139 | CSDR56 | 5 | South | YES | -0.012892 | 15 | 0 | 15 |  | 1.0033 | DCTie | -1 | 0.024356 | 0 | 0 |  |  | 0 | 0 | -0.024356 | 0
80139 | CSDR56 | 6 | South | YES | -0.012892 | 0 | 0 | 39 |  | 1.0033 | DCTie | -1 | 0.024356 | 0 | 0 |  |  | 0 | 0 | -0.024356 | 0
80140 | CSDR11 | 11 | South | YES | -0.012892 | 33.9 | 0 | 39 | 0 | 1.03 | DCTie | -1 | 0.024356 | 0 | 0 |  |  | 0 | 0 | -0.024356 | 0
88299 | ZAPATA | F | South | YES | -0.012808 | 0 | 0 | 0 | 0 | 1.02 | BLT | -1 | 0.024272 | 0 | 0 |  |  | 0 | 0 | -0.024272 | 0
80226 | ALCOA G | 1 | South | YES | -0.012569 | 32.3 | 5 | 48 | 0 | 1.015 | Cogen | -1 | 0.024033 | 0 | 0 |  |  | 0 | 0 | -0.024033 | 0
8134 | FOR #1 | 1 | South | YES | -0.012471 | 54.1 | 45 | 79 | 0 | 1.03 | Cogen | -1 | 0.023935 | 0 | 0 |  |  | 0 | 0 | -0.023935 | 0
8138 | FOR #2 | 2 | South | YES | -0.012471 | 63.1 | 45 | 81 | 0 | 1.03 | Cogen | -1 | 0.023935 | 0 | 0 |  |  | 0 | 0 | -0.023935 | 0
8153 | FOR #3 | 3 | South | YES | -0.012471 | 63.1 | 45 | 79.9 | 0 | 1.03 | Cogen | -1 | 0.023935 | 0 | 0 |  |  | 0 | 0 | -0.023935 | 0
8154 | FOR #4 | 4 | South | YES | -0.012471 | 63.1 | 60 | 80 | 0 | 1.03 | Cogen | -1 | 0.023935 | 0 | 0 |  |  | 0 | 0 | -0.023935 | 0
8155 | FOR #5 | 5 | South | YES | -0.012471 | 63.1 | 60 | 78.4 | 0 | 1.03 | Cogen | -1 | 0.023935 | 0 | 0 |  |  | 0 | 0 | -0.023935 | 0
8156 | FOR #6 | 6 | South | YES | -0.012471 | 24.9 | 5 | 25 | 0 | 1.03 | Cogen | -1 | 0.023935 | 0 | 0 |  |  | 0 | 0 | -0.023935 | 0
8157 | FOR #7 | 7 | South | YES | -0.012471 | 28.8 | 5 | 46 | 0 | 1.03 | Cogen | -1 | 0.023935 | 0 | 0 |  |  | 0 | 0 | -0.023935 | 0
80051 | FOR #8 | 8 | South | YES | -0.012471 | 28 | 28 | 28 | 0 | 1.016 | Cogen | -1 | 0.023935 | 0 | 0 |  |  | 0 | 0 | -0.023935 | 0
80052 | FOR #9 | 9 | South | YES | -0.012471 | 29.7 | 5 | 43.6 | 0 | 1.03 | Cogen | -1 | 0.023935 | 0 | 0 |  |  | 0 | 0 | -0.023935 | 0
80053 | FOR #10 | 10 | South | YES | -0.012471 | 68.4 | 45 | 75 | 0 | 1.03 | Cogen | -1 | 0.023935 | 0 | 0 |  |  | 0 | 0 | -0.023935 | 0
80012 | LAR | F | South | YES | -0.01243 | 0 | 0 | 0 | 0 | 1.04 | DCTie | -1 | 0.023894 | 0 | 0 |  |  | 0 | 0 | -0.023894 | 0
80265 | LARECU40A | 4 | South | YES | -0.01243 | 80 | 0 | 100 |  | 1.039 | GGT | -1 | 0.023894 | 100 | 100 |  |  | -1.243 | 100 | -0.023894 | -2.3894
80266 | LARECU50A | 5 | South | YES | -0.01243 | 80 | 0 | 100 |  | 1.039 | GGT | -1 | 0.023894 | 100 | 100 |  |  | -1.243 | 100 | -0.023894 | -2.3894
5911 | STP_GN1___1 | 1 | Houston | YES | -0.008991 | 1333 | 1249 | 1333 | 0 | 1.0406 | Nuc | -1 | 0.020455 | 0 | 0 |  |  |  |  | -0.020455 | 0
5912 | STP_GN2___2 | 2 | Houston | YES | -0.008991 | 1332 | 1249 | 1332 | 0 | 1.0406 | Nuc | -1 | 0.020455 | 0 | 0 |  |  |  |  | -0.020455 | 0
48731 | CBE_GT1 | 1 | Houston | YES | -0.008874 | 76 | 0 | 76 | 0 | 1.029 | CC | -1 | 0.020338 | 76 | 76 |  |  |  |  | -0.020338 | -1.5457
48732 | CBE_GT2 | 1 | Houston | YES | -0.008874 | 76 | 0 | 76 | 0 | 1.029 | CC | -1 | 0.020338 | 76 | 76 |  |  |  |  | -0.020338 | -1.5457
48733 | CBE_ST12 | 1 | Houston | YES | -0.008874 | 105 | 0 | 105 | 0 | 1.029 | CC | -1 | 0.020338 | 105 | 105 |  |  |  |  | -0.020338 | -2.1355
48734 | CBE_GT3 | 1 | Houston | YES | -0.008874 | 76 | 0 | 76 | 0 | 1.029 | CC | -1 | 0.020338 | 76 | 76 |  |  |  |  | -0.020338 | -1.5457
48735 | CBE_GT4 | 1 | Houston | YES | -0.008874 | 76 | 0 | 76 | 0 | 1.029 | CC | -1 | 0.020338 | 76 | 76 |  |  |  |  | -0.020338 | -1.5457
48736 | CBE_ST34 | 1 | Houston | YES | -0.008874 | 105 | 0 | 105 | 0 | 1.029 | CC | -1 | 0.020338 | 105 | 105 |  |  |  |  | -0.020338 | -2.1355
48911 | TGF_GT1_8000 | 1 | Houston | YES | -0.008528 | 69.2 | 0 | 69.2 |  | 1.029 | Cogen | -1 | 0.019992 | 0 | 0 |  |  |  |  | -0.019992 | 0
49851 | DOW17000 | 37 | Houston | YES | -0.007334 | 39 | 0 | 62 | 0 | 1 | Cogen | -1 | 0.018798 | 0 | 0 |  |  |  |  | -0.018798 | 0
49858 | DOW38100 | 31 | Houston | YES | -0.007334 | 45 | 0 | 71.4 |  | 1 | Cogen | -1 | 0.018798 | 0 | 0 |  |  |  |  | -0.018798 | 0
49859 | DOW38200 | 33 | Houston | YES | -0.007334 | 28 | 0 | 45 | 0 | 1 | Cogen | -1 | 0.018798 | 0 | 0 |  |  |  |  | -0.018798 | 0
49860 | DOW38300 | 32 | Houston | YES | -0.007334 | 63 | 0 | 101 |  | 1 | Cogen | -1 | 0.018798 | 0 | 0 |  |  |  |  | -0.018798 | 0
49862 | DOW39100 | 36 | Houston | YES | -0.007334 | 54 | 0 | 86 | 0 | 1 | Cogen | -1 | 0.018798 | 0 | 0 |  |  |  |  | -0.018798 | 0
49863 | DOW39200 | 35 | Houston | YES | -0.007334 | 55 | 0 | 88 | 0 | 1 | Cogen | -1 | 0.018798 | 0 | 0 |  |  |  |  | -0.018798 | 0
49865 | DOW41000 | 41 | Houston | YES | -0.007334 | 31 | 0 | 50 |  | 1 | Cogen | -1 | 0.018798 | 0 | 0 |  |  |  |  | -0.018798 | 0
49866 | DOW42000 | 42 | Houston | YES | -0.007334 | 11 | 0 | 18 |  | 1 | Cogen | -1 | 0.018798 | 0 | 0 |  |  |  |  | -0.018798 | 0
49869 | DOW49000 | 45 | Houston | YES | -0.007334 | 59 | 0 | 94 |  | 1 | Cogen | -1 | 0.018798 | 0 | 0 |  |  |  |  | -0.018798 | 0
49870 | DOW61000 | 61 | Houston | YES | -0.007334 | 44 | 0 | 70 | 0 | 1 | Cogen | -1 | 0.018798 | 0 | 0 |  |  |  |  | -0.018798 | 0
49871 | DOW62000 | 62 | Houston | YES | -0.007334 | 40 | 0 | 63 | 0 | 1 | Cogen | -1 | 0.018798 | 0 | 0 |  |  |  |  | -0.018798 | 0
49872 | DOW63000 | 63 | Houston | YES | -0.007334 | 45 | 0 | 72 | 0 | 1 | Cogen | -1 | 0.018798 | 0 | 0 |  |  |  |  | -0.018798 | 0
49873 | DOW64000 | 64 | Houston | YES | -0.007334 | 41 | 0 | 64.8 | 0 | 1 | Cogen | -1 | 0.018798 | 0 | 0 |  |  |  |  | -0.018798 | 0
49876 | DOW65000 | 65 | Houston | YES | -0.007334 | 63 | 0 | 101 | 0 | 1 | Cogen | -1 | 0.018798 | 0 | 0 |  |  |  |  | -0.018798 | 0
49877 | DOW66000 | 66 | Houston | YES | -0.007334 | 61 | 0 | 97 | 0 | 1 | Cogen | -1 | 0.018798 | 0 | 0 |  |  |  |  | -0.018798 | 0
49878 | DOW67000 | 67 | Houston | YES | -0.007334 | 65 | 0 | 103 | 0 | 1 | Cogen | -1 | 0.018798 | 0 | 0 |  |  |  |  | -0.018798 | 0
49882 | DOW81000 | 81 | Houston | YES | -0.007334 | 47 | 0 | 76 | 0 | 1 | Cogen | -1 | 0.018798 | 0 | 0 |  |  |  |  | -0.018798 | 0
49884 | DOW82000 | 82 | Houston | YES | -0.007334 | 51 | 0 | 80 | 0 | 1 | Cogen | -1 | 0.018798 | 0 | 0 |  |  |  |  | -0.018798 | 0
49885 | DOW83000 | 83 | Houston | YES | -0.007334 | 51 | 0 | 80 | 0 | 1 | Cogen | -1 | 0.018798 | 0 | 0 |  |  |  |  | -0.018798 | 0
49886 | DOW84000 | 84 | Houston | YES | -0.007334 | 107 | 0 | 171 | 0 | 0.98 | Cogen | -1 | 0.018798 | 0 | 0 |  |  |  |  | -0.018798 | 0
48520 | BSF_GT1_8070 | 2 | Houston | YES | -0.007028 | 10 | 0 | 10 | 0 | 1.0326 | Cogen | -1 | 0.018492 | 0 | 0 |  |  |  |  | -0.018492 | 0
48520 | BSF_GT1_8070 | 1 | Houston | YES | -0.007028 | 72 | 0 | 72 | 0 | 1.0326 | Cogen | -1 | 0.018492 | 0 | 0 |  |  |  |  | -0.018492 | 0
39760 | TNSCLP1___8 | 1 | Houston | YES | -0.006783 | 93.4 | 20 | 116.8 | 0 | 1.04 | Cogen | -1 | 0.018247 | 0 | 0 |  |  |  |  | -0.018247 | 0
39770 | TNSCLP2___8 | 1 | Houston | YES | -0.006783 | 91.6 | 20 | 114.5 | 0 | 1.04 | Cogen | -1 | 0.018247 | 0 | 0 |  |  |  |  | -0.018247 | 0
39775 | TNSCLP4___8 | 1 | Houston | YES | -0.006783 | 95.2 | 20 | 119 | 0 | 1.04 | Cogen | -1 | 0.018247 | 0 | 0 |  |  |  |  | -0.018247 | 0
39790 | TNSCLP3___8 | 1 | Houston | YES | -0.006783 | 87.6 | 20 | 109.5 | 0 | 1.027 | Cogen | -1 | 0.018247 | 0 | 0 |  |  |  |  | -0.018247 | 0
80010 | EPLVT1 | F | South | YES | -0.005975 | 0 | 0 | 0 |  | 1.0376 | AVR | -1 | 0.017439 | 0 | 0 |  |  | 0 | 0 | -0.017439 | 0
48730 | MNS_GT | 1 | Houston | YES | -0.005926 | 43 | 0 | 46.1 |  | 1.029 | Cogen | -1 | 0.01739 | 0 | 0 |  |  |  |  | -0.01739 | 0
48926 | WAP_GN6_6 | 6 | Houston | YES | -0.005909 | 651 | 280 | 651 |  | 1.035 | LIGCO | -1 | 0.017373 | 0 | 651 |  |  |  |  | -0.017373 | 0
48927 | WAP_GN7_7 | 7 | Houston | YES | -0.005909 | 564 | 277 | 564 |  | 1.035 | LIGCO | -1 | 0.017373 | 0 | 564 |  |  |  |  | -0.017373 | 0
48928 | WAP_GN8_8 | 8 | Houston | YES | -0.005909 | 603 | 275 | 603 |  | 1.035 | LIGCO | -1 | 0.017373 | 0 | 603 |  |  |  |  | -0.017373 | 0
48521 | BVE_GT1_GT1 | 1 | Houston | YES | -0.005902 | 167.7 | 0 | 167.7 |  | 1.035 | CC | -1 | 0.017366 | 167.7 | 167.7 |  |  |  |  | -0.017366 | -2.9123
48522 | BVE_GT2_5035 | 2 | Houston | YES | -0.005902 | 166.4 | 0 | 166.4 |  | 1.035 | CC | -1 | 0.017366 | 166.4 | 166.4 |  |  |  |  | -0.017366 | -2.8897
48523 | BVE_ST1_GN1 | 3 | Houston | YES | -0.005902 | 252.4 | 0 | 252.4 |  | 1.035 | CC | -1 | 0.017366 | 252.4 | 252.4 |  |  |  |  | -0.017366 | -4.3831
48510 | AK_GT1__8040 | 1 | Houston | YES | -0.005797 | 33.4 | 8.1 | 34 |  | 1.029 | Cogen | -1 | 0.017261 | 0 | 0 |  |  |  |  | -0.017261 | 0
48921 | WAP_GN1_1 | 1 | Houston | YES | -0.005764 | 132.8 | 37 | 166 | 0 | 1.0362 | GST | -1 | 0.017228 | 166 | 166 |  |  |  |  | -0.017228 | -2.8598
48922 | WAP_GN2_2 | 2 | Houston | YES | -0.005764 | 132.8 | 37 | 166 | 0 | 1.0362 | GST | -1 | 0.017228 | 166 | 166 |  |  |  |  | -0.017228 | -2.8598
48923 | WAP_GN3_3 | 3 | Houston | YES | -0.005764 | 198.4 | 93 | 248 | 0 | 1.0362 | GST | -1 | 0.017228 | 248 | 248 |  |  |  |  | -0.017228 | -4.2725
48924 | WAP_GN4_4 | 4 | Houston | YES | -0.005764 | 546 | 217 | 546 | 0 | 1.0362 | GSC | -1 | 0.017228 | 546 | 546 |  |  |  |  | -0.017228 | -9.4064
48925 | WAP_GN5_5 | 5 | Houston | YES | -0.005764 | 598.9 | 278 | 654 | 0 | 0.985 | LIGCO | -1 | 0.017228 | 0 | 654 |  |  |  |  | -0.017228 | 0
48929 | WAPGT21_GT1 | B1 | Houston | YES | -0.005764 | 0 | 0 | 13 |  | 1.05 | GGT | -1 | 0.017228 | 13 | 13 |  |  |  |  | -0.017228 | -0.22396
38580 | TNBP_CGN1_8 | 1 | Houston | YES | -0.005225 | 70.8 | 0 | 70.8 | 0 | 1.005 | Cogen | -1 | 0.016689 | 0 | 0 |  |  |  |  | -0.016689 | 0
38590 | TNBP_CGN2_8 | 2 | Houston | YES | -0.005225 | 66.7 | 0 | 66.7 | 0 | 1.005 | Cogen | -1 | 0.016689 | 0 | 0 |  |  |  |  | -0.016689 | 0
38600 | TNBP_CGN3_8 | 5 | Houston | YES | -0.005225 | 53 | 0 | 53 | 0 | 1.005 | Cogen | -1 | 0.016689 | 0 | 0 |  |  |  |  | -0.016689 | 0
38611 | TNBPAMCG1_8 | 1 | Houston | YES | -0.005225 | 153.2 | 0 | 153.2 | 0 | 1.005 | Cogen | -1 | 0.016689 | 0 | 0 |  |  |  |  | -0.016689 | 0
38612 | TNBPAMCG2_8 | 2 | Houston | YES | -0.005225 | 153.5 | 0 | 153.5 | 0 | 1.005 | Cogen | -1 | 0.016689 | 0 | 0 |  |  |  |  | -0.016689 | 0
38613 | TNBPAMCG3_8 | 3 | Houston | YES | -0.005225 | 152.3 | 0 | 152.3 | 0 | 1.005 | Cogen | -1 | 0.016689 | 0 | 0 |  |  |  |  | -0.016689 | 0
38614 | TNBPAMCG4_8 | 4 | Houston | YES | -0.005225 | 96 | 0 | 96 |  | 1.005 | Cogen | -1 | 0.016689 | 0 | 0 |  |  |  |  | -0.016689 | 0
38615 | TNBPAMCG5_8 | 1 | Houston | YES | -0.005225 | 244 | 0 | 244 | 0 | 1.005 | Cogen | -1 | 0.016689 | 0 | 0 |  |  |  |  | -0.016689 | 0
38690 | TNBP_CGN4_8 | 3 | Houston | YES | -0.005225 | 40 | 0 | 40 |  | 1.005 | Cogen | -1 | 0.016689 | 0 | 0 |  |  |  |  | -0.016689 | 0
38711 | TNTXCTY1CG8 | 1 | Houston | YES | -0.005225 | 100.3 | 59 | 100.3 | 0 | 1 | Cogen | -1 | 0.016689 | 0 | 0 |  |  |  |  | -0.016689 | 0
38712 | TNTXCTY2CG8 | 1 | Houston | YES | -0.005225 | 92.9 | 59 | 92.9 | 0 | 1 | Cogen | -1 | 0.016689 | 0 | 0 |  |  |  |  | -0.016689 | 0
38713 | TNTXCTY3CG8 | 1 | Houston | YES | -0.005225 | 102.7 | 59 | 102.7 | 0 | 1 | Cogen | -1 | 0.016689 | 0 | 0 |  |  |  |  | -0.016689 | 0
38714 | TNTXCTY4CG8 | 1 | Houston | YES | -0.005225 | 103 | 59 | 103 | 0 | 1 | Cogen | -1 | 0.016689 | 0 | 0 |  |  |  |  | -0.016689 | 0
39470 | TNDOWCGNSG8 | 1 | Houston | YES | -0.005225 | 32 | 10 | 32 | 0 | 0.985 | Cogen | -1 | 0.016689 | 0 | 0 |  |  |  |  | -0.016689 | 0
39480 | TNDOWCGNGG8 | 1 | Houston | YES | -0.005225 | 30 | 10 | 30 | 0 | 0.985 | Cogen | -1 | 0.016689 | 0 | 0 |  |  |  |  | -0.016689 | 0
8262 | ELPS | 1 | South | YES | -0.005115 | 6 | 6 | 6 | 0 | 1.15 | Hydro | -1 | 0.016579 | 0 | 0 |  |  | 0 | 0 | -0.016579 | 0
48772 | PHR_GN2_2 | MB | Houston | YES | -0.004991 | 0 | 72 | 459 |  | 1.0362 | GSC | -1 | 0.016455 | 0 | 0 |  |  |  |  | -0.016455 | 0
48561 | CTL_GT2_8130 | 1 | Houston | YES | -0.004827 | 73.5 | 30.3 | 91.9 |  | 1.0362 | Cogen | -1 | 0.016291 | 0 | 0 |  |  |  |  | -0.016291 | 0
48562 | CTL_GT3_8135 | 2 | Houston | YES | -0.004827 | 70.1 | 30.3 | 87.6 |  | 1.0362 | Cogen | -1 | 0.016291 | 0 | 0 |  |  |  |  | -0.016291 | 0
48563 | CTL_GT4_8140 | 3 | Houston | YES | -0.004827 | 69.6 | 30.3 | 87 |  | 1.0362 | Cogen | -1 | 0.016291 | 0 | 0 |  |  |  |  | -0.016291 | 0
48564 | CTL_GN1_8145 | 4 | Houston | YES | -0.004827 | 43.6 | 12.9 | 54.5 |  | 1.0362 | Cogen | -1 | 0.016291 | 0 | 0 |  |  |  |  | -0.016291 | 0
48565 | CTL_GN2_8155 | 5 | Houston | YES | -0.004827 | 9.8 | 3.4 | 12.2 |  | 1.0362 | Cogen | -1 | 0.016291 | 0 | 0 |  |  |  |  | -0.016291 | 0
48531 | BYU_GT1_8075 | 1 | Houston | YES | -0.004765 | 65 | 0 | 65 |  | 1.0362 | Cogen | -1 | 0.016229 | 0 | 0 |  |  |  |  | -0.016229 | 0
48532 | BYU_GT2_8055 | 2 | Houston | YES | -0.004765 | 62 | 0 | 62 |  | 1.0362 | Cogen | -1 | 0.016229 | 0 | 0 |  |  |  |  | -0.016229 | 0
48533 | BYU_GT3_8060 | 3 | Houston | YES | -0.004765 | 67 | 0 | 67 |  | 1.0362 | Cogen | -1 | 0.016229 | 0 | 0 |  |  |  |  | -0.016229 | 0
48534 | BYU_GT4_8065 | 4 | Houston | YES | -0.004765 | 65 | 0 | 65 |  | 1.0362 | Cogen | -1 | 0.016229 | 0 | 0 |  |  |  |  | -0.016229 | 0
48691 | GBY_73741085 | B | Houston | YES | -0.004682 | 37.6 | 20 | 47 | 0 | 1.0362 | GGT | -1 | 0.016146 | 47 | 47 |  |  |  |  | -0.016146 | -0.75885
48691 | GBY_73741085 | A | Houston | YES | -0.004682 | 37.6 | 20 | 47 | 0 | 1.0362 | GGT | -1 | 0.016146 | 47 | 47 |  |  |  |  | -0.016146 | -0.75885
48692 | GBY_81821075 | C | Houston | YES | -0.004682 | 37.6 | 20 | 47 | 0 | 1.0362 | GGT | -1 | 0.016146 | 47 | 47 |  |  |  |  | -0.016146 | -0.75885
48692 | GBY_81821075 | D | Houston | YES | -0.004682 | 44 | 20 | 55 | 0 | 1.0362 | GGT | -1 | 0.016146 | 55 | 55 |  |  |  |  | -0.016146 | -0.88802
48693 | GBY_83841065 | F | Houston | YES | -0.004682 | 43.2 | 20 | 54 | 0 | 1.0362 | GGT | -1 | 0.016146 | 54 | 54 |  |  |  |  | -0.016146 | -0.87188
48693 | GBY_83841065 | E | Houston | YES | -0.004682 | 45.6 | 20 | 57 | 0 | 1.0362 | GGT | -1 | 0.016146 | 57 | 57 |  |  |  |  | -0.016146 | -0.92031
48841 | SJS_GT1_GT1 | 1 | Houston | YES | -0.004648 | 62.4 | 49 | 78 | 0 | 1.0362 | Cogen | -1 | 0.016112 | 0 | 0 |  |  |  |  | -0.016112 | 0
48842 | SJS_GT2_GT2 | 2 | Houston | YES | -0.004648 | 64.8 | 49 | 81 | 0 | 1.0362 | Cogen | -1 | 0.016112 | 0 | 0 |  |  |  |  | -0.016112 | 0
48641 | DPEC_GT15040 | 1 | Houston | YES | -0.004618 | 163.2 | 98 | 163.2 | 0 | 1.0319 | CC | -1 | 0.016082 | 163.2 | 163.2 |  |  |  |  | -0.016082 | -2.6246
48642 | DPEC_GT25025 | 2 | Houston | YES | -0.004618 | 157.1 | 98 | 157.1 | 0 | 1.0319 | CC | -1 | 0.016082 | 157.1 | 157.1 |  |  |  |  | -0.016082 | -2.5265
48643 | DPEC_GT35010 | 3 | Houston | YES | -0.004618 | 157.5 | 98 | 157.5 | 0 | 1.0319 | CC | -1 | 0.016082 | 157.5 | 157.5 |  |  |  |  | -0.016082 | -2.5329
48644 | DPEC_GT45070 | 4 | Houston | YES | -0.004618 | 157 | 98 | 157 | 0 | 1.0319 | CC | -1 | 0.016082 | 157 | 157 |  |  |  |  | -0.016082 | -2.5249
48645 | DPEC_ST55065 | 5 | Houston | YES | -0.004618 | 282 | 0 | 282 | 0 | 1.0319 | CC | -1 | 0.016082 | 282 | 282 |  |  |  |  | -0.016082 | -4.5351
48761 | PR_GT1__9040 | 1 | Houston | YES | -0.004588 | 26 | 0 | 35 |  | 1 | Cogen | -1 | 0.016052 | 0 | 0 |  |  |  |  | -0.016052 | 0
48855 | SRB_GT211035 | B2 | Houston | YES | -0.00456 | 0 | 0 | 12 |  | 1.014 | GGT | -1 | 0.016024 | 12 | 12 |  |  |  |  | -0.016024 | -0.19229
48855 | SRB_GT211035 | B1 | Houston | YES | -0.00456 | 0 | 0 | 18 |  | 1.014 | GGT | -1 | 0.016024 | 18 | 18 |  |  |  |  | -0.016024 | -0.28843
48852 | SRB_GN2_2 | 2 | Houston | YES | -0.004558 | 140.8 | 26 | 176 | 0 | 1.0217 | GST | -1 | 0.016022 | 176 | 176 |  |  |  |  | -0.016022 | -2.8198
48851 | SRB_GN1_1 | 1 | Houston | YES | -0.004556 | 132 | 26 | 165 | 0 | 1.0217 | GST | -1 | 0.01602 | 165 | 165 |  |  |  |  | -0.01602 | -2.6433
48551 | CAL_GT1_8045 | 1 | Houston | YES | -0.004555 | 149 | 0 | 149 | 0 | 1.0326 | Cogen | -1 | 0.016019 | 0 | 0 |  |  |  |  | -0.016019 | 0
48552 | CAL_ST1_8000 | 2 | Houston | YES | -0.004555 | 65.1 | 0 | 65.1 | 0 | 1.0326 | Cogen | -1 | 0.016019 | 0 | 0 |  |  |  |  | -0.016019 | 0
48853 | SRB_GN3_3 | 3 | Houston | YES | -0.004549 | 170.4 | 35 | 213 |  | 1.0326 | GST | -1 | 0.016013 | 213 | 213 |  |  |  |  | -0.016013 | -3.4107
48611 | DIB_GT1_8080 | 1 | Houston | YES | -0.004548 | 64 | 0 | 64 | 0 | 1.0326 | Cogen | -1 | 0.016012 | 0 | 0 |  |  |  |  | -0.016012 | 0
48612 | DIB_GT2_8075 | 2 | Houston | YES | -0.004548 | 63.2 | 0 | 63.2 | 0 | 1.0326 | Cogen | -1 | 0.016012 | 0 | 0 |  |  |  |  | -0.016012 | 0
48613 | DIB_ST1_8085 | 3 | Houston | YES | -0.004548 | 67.9 | 30 | 82.6 | 0 | 1.0326 | Cogen | -1 | 0.016012 | 0 | 0 |  |  |  |  | -0.016012 | 0
48614 | DIB_GT3_8090 | 4 | Houston | YES | -0.004548 | 73.6 | 15 | 73.6 | 0 | 1.0326 | Cogen | -1 | 0.016012 | 0 | 0 |  |  |  |  | -0.016012 | 0
48845 | SOL_GT1 | 1 | Houston | YES | -0.004548 | 16.2 | 15.4 | 16.2 |  | 1.0326 | Solar | -1 | 0.016012 | 16.2 | 16.2 |  |  |  |  | -0.016012 | -0.25939
48854 | SRB_GN4_4 | 4 | Houston | YES | -0.004547 | 182.4 | 35 | 228 | 0 | 1.0326 | GST | -1 | 0.016011 | 228 | 228 |  |  |  |  | -0.016011 | -3.6505
48740 | PSG_GN2_8050 | 1 | Houston | YES | -0.004546 | 182 | 60 | 182 | 0 | 1.0326 | Cogen | -1 | 0.01601 | 0 | 0 |  |  |  |  | -0.01601 | 0
48741 | PSG_GT2_8040 | 1 | Houston | YES | -0.004546 | 158.6 | 50 | 158.6 | 0 | 1.0326 | Cogen | -1 | 0.01601 | 0 | 0 |  |  |  |  | -0.01601 | 0
48742 | PSG_GT3_8060 | 1 | Houston | YES | -0.004546 | 157 | 50 | 157 | 0 | 1.0326 | Cogen | -1 | 0.01601 | 0 | 0 |  |  |  |  | -0.01601 | 0
48820 | SHELLG1_3015 | 1 | Houston | YES | -0.004506 | 71 | 34.5 | 71 |  | 1.029 | Cogen | -1 | 0.01597 | 0 | 0 |  |  |  |  | -0.01597 | 0
48821 | SHELLG2 | 2 | Houston | YES | -0.004506 | 72 | 34.5 | 72 |  | 1.029 | Cogen | -1 | 0.01597 | 0 | 0 |  |  |  |  | -0.01597 | 0
48822 | SHELLG3_3020 | 2 | Houston | YES | -0.004506 | 30 | 0 | 30 |  | 1.029 | Cogen | -1 | 0.01597 | 0 | 0 |  |  |  |  | -0.01597 | 0
48822 | SHELLG3_3020 | 1 | Houston | YES | -0.004506 | 39 | 0 | 39 |  | 1.029 | Cogen | -1 | 0.01597 | 0 | 0 |  |  |  |  | -0.01597 | 0
48500 | APD_GT1_8005 | 1 | Houston | YES | -0.004446 | 137.6 | 54.6 | 137.6 |  | 1.0362 | Cogen | -1 | 0.01591 | 0 | 0 |  |  |  |  | -0.01591 | 0
48511 | LPE_GT1_8070 | 1 | Houston | YES | -0.004438 | 42 | 0 | 42 | 0 | 1.0362 | GGT | -1 | 0.015902 | 42 | 42 |  |  |  |  | -0.015902 | -0.66788
48512 | LPE_GT2_8075 | 2 | Houston | YES | -0.004438 | 42 | 0 | 42 | 0 | 1.0362 | GGT | -1 | 0.015902 | 42 | 42 |  |  |  |  | -0.015902 | -0.66788
48513 | LPE_GT3_8080 | 3 | Houston | YES | -0.004438 | 39 | 0 | 39 | 0 | 1.0362 | GGT | -1 | 0.015902 | 39 | 39 |  |  |  |  | -0.015902 | -0.62017
48514 | LPE_GT4_8085 | 4 | Houston | YES | -0.004438 | 39 | 0 | 39 | 0 | 1.0362 | GGT | -1 | 0.015902 | 39 | 39 |  |  |  |  | -0.015902 | -0.62017
48593 | CHE_GT1_8015 | 1 | Houston | YES | -0.004425 | 173 | 50 | 173 | 0 | 1.0362 | Cogen | -1 | 0.015889 | 0 | 0 |  |  |  |  | -0.015889 | 0
48594 | CHE_GN4_8025 | 4 | Houston | YES | -0.004425 | 142 | 60 | 142 | 0 | 1.0362 | Cogen | -1 | 0.015889 | 0 | 0 |  |  |  |  | -0.015889 | 0
48873 | THW_ST3_ST_3 | 3 | Houston | YES | -0.004339 | 107 | 19 | 107 | 0 | 1.0435 | CC | -1 | 0.015803 | 107 | 107 |  |  |  |  | -0.015803 | -1.6909
48874 | THW_ST4_ST_4 | 4 | Houston | YES | -0.004339 | 108 | 19 | 108 | 0 | 1.0435 | CC | -1 | 0.015803 | 108 | 108 |  |  |  |  | -0.015803 | -1.7067
48875 | THW_3132 | B | Houston | YES | -0.004339 | 53 | 5 | 53 | 0 | 1.0435 | CC | -1 | 0.015803 | 53 | 53 |  |  |  |  | -0.015803 | -0.83755
48875 | THW_3132 | A | Houston | YES | -0.004339 | 55 | 5 | 55 | 0 | 1.0435 | CC | -1 | 0.015803 | 55 | 55 |  |  |  |  | -0.015803 | -0.86916
48877 | THW_3334 | C | Houston | YES | -0.004339 | 55 | 5 | 55 | 0 | 1.0435 | CC | -1 | 0.015803 | 55 | 55 |  |  |  |  | -0.015803 | -0.86916
48877 | THW_3334 | D | Houston | YES | -0.004339 | 57 | 5 | 57 | 0 | 1.0435 | CC | -1 | 0.015803 | 57 | 57 |  |  |  |  | -0.015803 | -0.90076
48879 | THW_4142 | F | Houston | YES | -0.004339 | 55 | 5 | 55 | 0 | 1.0435 | CC | -1 | 0.015803 | 55 | 55 |  |  |  |  | -0.015803 | -0.86916
48879 | THW_4142 | E | Houston | YES | -0.004339 | 56 | 5 | 56 | 0 | 1.0435 | CC | -1 | 0.015803 | 56 | 56 |  |  |  |  | -0.015803 | -0.88496
48881 | THW_4344 | H | Houston | YES | -0.004339 | 58 | 5 | 58 | 0 | 1.0435 | CC | -1 | 0.015803 | 58 | 58 |  |  |  |  | -0.015803 | -0.91657
48881 | THW_4344 | G | Houston | YES | -0.004339 | 58 | 5 | 58 | 0 | 1.0435 | CC | -1 | 0.015803 | 58 | 58 |  |  |  |  | -0.015803 | -0.91657
48582 | CBY_GN2_2 | 2 | Houston | YES | -0.004282 | 596.8 | 110 | 746 | 0 | 1.0435 | GSC | -1 | 0.015746 | 746 | 746 |  |  |  |  | -0.015746 | -11.7464
49803 | EXN_15GT | 1 | Houston | YES | -0.004255 | 33 | 8.3 | 34 |  | 1.0326 | Cogen | -1 | 0.015719 | 0 | 0 |  |  |  |  | -0.015719 | 0
49804 | EXN_16GT | 2 | Houston | YES | -0.004255 | 32 | 8.3 | 34.7 |  | 1.0326 | Cogen | -1 | 0.015719 | 0 | 0 |  |  |  |  | -0.015719 | 0
49805 | EXN_17GT | 3 | Houston | YES | -0.004255 | 31 | 8.3 | 32.7 |  | 1.0326 | Cogen | -1 | 0.015719 | 0 | 0 |  |  |  |  | -0.015719 | 0
49826 | EXN938GT | 5 | Houston | YES | -0.004255 | 43 | 9.2 | 45.9 | 0 | 1.0326 | Cogen | -1 | 0.015719 | 0 | 0 |  |  |  |  | -0.015719 | 0
49828 | EXN941GT | 10 | Houston | YES | -0.004255 | 17.7 | 5.4 | 17.7 | 0 | 1.0326 | Cogen | -1 | 0.015719 | 0 | 0 |  |  |  |  | -0.015719 | 0
49829 | EXN942GT | 11 | Houston | YES | -0.004255 | 20 | 5.4 | 20.4 | 0 | 1.0326 | Cogen | -1 | 0.015719 | 0 | 0 |  |  |  |  | -0.015719 | 0
49830 | EXN943GT | 12 | Houston | YES | -0.004255 | 19 | 5.4 | 19.9 | 0 | 1.0326 | Cogen | -1 | 0.015719 | 0 | 0 |  |  |  |  | -0.015719 | 0
49831 | EXN944GT | 13 | Houston | YES | -0.004255 | 33 | 5.4 | 35 | 0 | 1.0326 | Cogen | -1 | 0.015719 | 0 | 0 |  |  |  |  | -0.015719 | 0
49832 | EXN945GT | 9 | Houston | YES | -0.004255 | 18.5 | 9.2 | 18.5 | 0 | 1.0326 | Cogen | -1 | 0.015719 | 0 | 0 |  |  |  |  | -0.015719 | 0
49837 | EXN_GT | 4 | Houston | YES | -0.004255 | 81 | 21.3 | 85.4 | 0 | 1.0326 | Cogen | -1 | 0.015719 | 0 | 0 |  |  |  |  | -0.015719 | 0
49838 | EXN_14GT | 14 | Houston | YES | -0.004255 | 140 | 0 | 148 |  | 1.0326 | Cogen | -1 | 0.015719 | 0 | 0 |  |  |  |  | -0.015719 | 0
48883 | THW_GT1_GT_1 | B2 | Houston | YES | -0.004238 | 0 | 0 | 12 |  | 1.043 | GGT | -1 | 0.015702 | 12 | 12 |  |  |  |  | -0.015702 | -0.18842
48651 | EP_1_2 | 2 | Houston | YES | -0.004183 | 17.7 | 10 | 21 | 0 | 1.0362 | Cogen | -1 | 0.015647 | 0 | 0 |  |  |  |  | -0.015647 | 0
48651 | EP_1_2 | 1 | Houston | YES | -0.004183 | 4 | 0 | 5 | 0 | 1.0362 | Cogen | -1 | 0.015647 | 0 | 0 |  |  |  |  | -0.015647 | 0
48791 | PSA_GT1_8160 | 1 | Houston | YES | -0.004181 | 52 | 20.8 | 65 | 0 | 1.0362 | Cogen | -1 | 0.015645 | 0 | 0 |  |  |  |  | -0.015645 | 0
48792 | PSA_GT2_8155 | 2 | Houston | YES | -0.004181 | 52.8 | 20.3 | 66 | 0 | 1.0362 | Cogen | -1 | 0.015645 | 0 | 0 |  |  |  |  | -0.015645 | 0
48793 | PSA_GT3_8150 | 3 | Houston | YES | -0.004181 | 56 | 20.3 | 70 | 0 | 1.0362 | Cogen | -1 | 0.015645 | 0 | 0 |  |  |  |  | -0.015645 | 0
48794 | PSA_GT4_8145 | 4 | Houston | YES | -0.004181 | 52.8 | 20.3 | 66 | 0 | 1.0362 | Cogen | -1 | 0.015645 | 0 | 0 |  |  |  |  | -0.015645 | 0
48795 | PSA_GT5_8140 | 5 | Houston | YES | -0.004181 | 51.2 | 20.3 | 64 | 0 | 1.0362 | Cogen | -1 | 0.015645 | 0 | 0 |  |  |  |  | -0.015645 | 0
48796 | PSA_GN1_8165 | 1 | Houston | YES | -0.004181 | 83.2 | 43.1 | 104 | 0 | 1.0362 | Cogen | -1 | 0.015645 | 0 | 0 |  |  |  |  | -0.015645 | 0
48797 | PSA_GT6_8135 | 6 | Houston | YES | -0.004181 | 47.2 | 34.5 | 59 | 0 | 1.0362 | Cogen | -1 | 0.015645 | 0 | 0 |  |  |  |  | -0.015645 | 0
48581 | CBY_GN1_1 | 1 | Houston | YES | -0.004177 | 595.2 | 108 | 744 | 0 | 1.0435 | GSC | -1 | 0.015641 | 744 | 744 |  |  |  |  | -0.015641 | -11.6368
48815 | CVC_GT4_8005 | 4 | Houston | YES | -0.004157 | 165 | 91.8 | 165 |  | 1.0362 | Cogen | -1 | 0.015621 | 0 | 0 |  |  |  |  | -0.015621 | 0
48583 | CBY_GT4_1 | 1 | Houston | YES | -0.004144 | 172 | 0 | 172 | 0 | 1.026 | GSC | -1 | 0.015608 | 172 | 172 |  |  |  |  | -0.015608 | -2.6845
48584 | CBY_GT4_2 | 2 | Houston | YES | -0.004144 | 172 | 0 | 172 | 0 | 1.026 | CC | -1 | 0.015608 | 172 | 172 |  |  |  |  | -0.015608 | -2.6845
48585 | CBY_ST4_1 | 3 | Houston | YES | -0.004144 | 172 | 0 | 172 | 0 | 1.026 | CC | -1 | 0.015608 | 172 | 172 |  |  |  |  | -0.015608 | -2.6845
48595 | BTE_GT2_8075 | 1 | Houston | YES | -0.004067 | 162.8 | 130 | 162.8 | 0 | 1.0261 | CC | -1 | 0.015531 | 162.8 | 162.8 |  |  |  |  | -0.015531 | -2.5284
48596 | BTE_GT3_8045 | 2 | Houston | YES | -0.004067 | 161.4 | 130 | 161.4 | 0 | 1.0261 | CC | -1 | 0.015531 | 161.4 | 161.4 |  |  |  |  | -0.015531 | -2.5067
48597 | BTE_GT4_8055 | 3 | Houston | YES | -0.004067 | 158.9 | 130 | 158.9 | 0 | 1.0261 | CC | -1 | 0.015531 | 158.9 | 158.9 |  |  |  |  | -0.015531 | -2.4679
48598 | BTE_ST1_8070 | 4 | Houston | YES | -0.004067 | 269.2 | 60 | 269.2 | 0 | 1.0261 | CC | -1 | 0.015531 | 269.2 | 269.2 |  |  |  |  | -0.015531 | -4.1809
48690 | GBY_GN5_5 | 5 | Houston | YES | -0.004043 | 318.4 | 81 | 398 |  | 1.0362 | GSC | -1 | 0.015507 | 398 | 398 |  |  |  |  | -0.015507 | -6.1717
48885 | THW_5152 | A | Houston | YES | -0.004008 | 46.4 | 5 | 58 |  | 1.0319 | GGT | -1 | 0.015472 | 58 | 58 |  |  |  |  | -0.015472 | -0.89737
48885 | THW_5152 | B | Houston | YES | -0.004008 | 47.2 | 5 | 59 |  | 1.0319 | GGT | -1 | 0.015472 | 59 | 59 |  |  |  |  | -0.015472 | -0.91284
48886 | THW_5354 | D | Houston | YES | -0.004008 | 46.4 | 5 | 58 |  | 1.0319 | GGT | -1 | 0.015472 | 58 | 58 |  |  |  |  | -0.015472 | -0.89737
48886 | THW_5354 | C | Houston | YES | -0.004008 | 45.6 | 5 | 57 |  | 1.0319 | GGT | -1 | 0.015472 | 57 | 57 |  |  |  |  | -0.015472 | -0.8819
48887 | THW_5556 | F | Houston | YES | -0.004008 | 45.6 | 5 | 57 |  | 1.0319 | GGT | -1 | 0.015472 | 57 | 57 |  |  |  |  | -0.015472 | -0.8819
48887 | THW_5556 | E | Houston | YES | -0.004008 | 47.2 | 5 | 59 |  | 1.0319 | GGT | -1 | 0.015472 | 59 | 59 |  |  |  |  | -0.015472 | -0.91284
48591 | CHE_GT2_5030 | 2 | Houston | YES | -0.003545 | 173 | 50 | 173 | 0 | 1.029 | Cogen | -1 | 0.015009 | 0 | 0 |  |  |  |  | -0.015009 | 0
48811 | CVC_GT3_5045 | 3 | Houston | YES | -0.003545 | 156 | 91.8 | 156 | 0 | 1.029 | Cogen | -1 | 0.015009 | 0 | 0 |  |  |  |  | -0.015009 | 0
48812 | CVC_GT2_5020 | 2 | Houston | YES | -0.003545 | 158 | 91.8 | 158 | 0 | 1.029 | Cogen | -1 | 0.015009 | 0 | 0 |  |  |  |  | -0.015009 | 0
48813 | CVC_GT1_5035 | 1 | Houston | YES | -0.003545 | 160 | 91.8 | 160 | 0 | 1.029 | Cogen | -1 | 0.015009 | 0 | 0 |  |  |  |  | -0.015009 | 0
48814 | CVC_ST5_5040 | 1 | Houston | YES | -0.003545 | 162 | 91.8 | 162 | 0 | 1.029 | Cogen | -1 | 0.015009 | 0 | 0 |  |  |  |  | -0.015009 | 0
8032 | AMISTADHYD1 | 1 | South | YES | -0.001417 | 33 | 13 | 33 | 0 | 1.0375 | Hydro | -1 | 0.012881 | 0 | 0 |  |  | 0 | 0 | -0.012881 | 0
8033 | AMISTADHYD2 | 2 | South | YES | -0.001417 | 25 | 13 | 25 | 0 | 1.0375 | Hydro | -1 | 0.012881 | 0 | 0 |  |  | 0 | 0 | -0.012881 | 0
88253 | HAMILTON | F | South | YES | -0.001417 | 0 | 0 | 0 | 0 | 1.04 | BLT | -1 | 0.012881 | 0 | 0 |  |  | 0 | 0 | -0.012881 | 0
5934 | SI_RAY5 | 5 | South | YES | 0 | 0 | 10 | 15 |  | 1.035 | GST | -1 | 0.011464 | 15 | 15 |  |  | 0 | 15 | -0.011464 | -0.17196
8139 | JOS #1 | MB | South | YES | 0 | 0 | 45 | 255 |  | 1.02 | GST | -1 | 0.011464 | 0 | 0 |  |  | 0 | 0 | -0.011464 | 0
8285 | LAR #1 | MB | South | YES | 0 | 0 | 9 | 32 |  | 1.0497 | GST | -1 | 0.011464 | 0 | 0 |  |  | 0 | 0 | -0.011464 | 0
8287 | LAR #2 | MB | South | YES | 0 | 0 | 9 | 32 |  | 1.04 | GST | -1 | 0.011464 | 0 | 0 |  |  | 0 | 0 | -0.011464 | 0
8288 | LAR #3 | MB | South | YES | 0 | 0 | 25 | 105 |  | 1.04 | GST | -1 | 0.011464 | 0 | 0 |  |  | 0 | 0 | -0.011464 | 0
8388 | BATES0A | MB | South | YES | 0 | 0 | 21 | 71 |  | 1.033 | GST | -1 | 0.011464 | 0 | 0 |  |  | 0 | 0 | -0.011464 | 0
8393 | BATES0B | MB | South | YES | 0 | 0 | 25 | 110 |  | 1.03 | GST | -1 | 0.011464 | 0 | 0 |  |  | 0 | 0 | -0.011464 | 0
8437 | NUECES_B0C | MB | South | YES | 0 | 0 | 7 | 30 |  | 1.03 | GST | -1 | 0.011464 | 0 | 0 |  |  | 0 | 0 | -0.011464 | 0
8438 | NUECES_B0B | MB | South | YES | 0 | 0 | 26 | 169 |  | 1.03 | GST | -1 | 0.011464 | 0 | 0 |  |  | 0 | 0 | -0.011464 | 0
8442 | NUECES_B0A | MB | South | YES | 0 | 0 | 81 | 367 |  | 1.03 | GST | -1 | 0.011464 | 0 | 0 |  |  | 0 | 0 | -0.011464 | 0
39190 | TNSLCGN1__8 | 1 | Houston | YES | 0 | 0 | 10 | 30 |  | 1.03 | Cogen | -1 | 0.011464 | 0 | 0 |  |  |  |  | -0.011464 | 0
3416 | LAKE_CRK1_G | 1 | North | YES | -0.001315 | 60 | 33 | 75 |  | 1.029 | GST | 1 | 0.016759 | 75 | 75 | -0.098625 | 75 |  |  | 0.016759 | 1.257
3417 | LAKE_CRK2_G | 2 | North | YES | -0.001315 | 177.6 | 40 | 222 | 0 | 1.029 | GST | 1 | 0.016759 | 222 | 222 | -0.29193 | 222 |  |  | 0.016759 | 3.7206
48671 | FTR_GT1_5105 | 1 | North | YES | 0.000636 | 154.2 | 0 | 154.2 | 0 | 1.0319 | CC | 1 | 0.01871 | 154.2 | 154.2 | 0.098071 | 154.2 |  |  | 0.01871 | 2.8851
48672 | FTR_GT2_5110 | 2 | North | YES | 0.000636 | 159 | 0 | 159 | 0 | 1.0319 | CC | 1 | 0.01871 | 159 | 159 | 0.10112 | 159 |  |  | 0.01871 | 2.975
48673 | FTR_GT3_5085 | 3 | North | YES | 0.000636 | 158 | 0 | 158 | 0 | 1.0319 | CC | 1 | 0.01871 | 158 | 158 | 0.10049 | 158 |  |  | 0.01871 | 2.9562
48674 | FTR_CN4_5095 | 4 | North | YES | 0.000636 | 380 | 0 | 380 | 0 | 1.0319 | CC | 1 | 0.01871 | 380 | 380 | 0.24168 | 380 |  |  | 0.01871 | 7.11
32883 | BRYN_DNSBY3 | 1 | North | YES | 0.000822 | 0 | 2 | 48 |  | 1.015 | GST | 1 | 0.018896 | 48 | 48 | 0.039456 | 48 |  |  | 0.018896 | 0.90703
32884 | BRYN_DNSBY13 | 1 | North | YES | 0.000822 | 46 | 2 | 46 | 0 | 1.015 | GST | 1 | 0.018896 | 46 | 46 | 0.037812 | 46 |  |  | 0.018896 | 0.86924
32892 | BRYN_DNSBY14 | 1 | North | YES | 0.000822 | 84 | 25 | 105 | 0 | 1.035 | GST | 1 | 0.018896 | 105 | 105 | 0.08631 | 105 |  |  | 0.018896 | 1.9841
32886 | BRYN_ATKINS3 | MB | North | YES | 0.000924 | 0 | 5 | 12 |  | 1 | GST | 1 | 0.018998 | 0 | 0 | 0 | 0 |  |  | 0.018998 | 0
32887 | BRYN_ATKINS6 | MB | North | YES | 0.000924 | 0 | 12 | 51 |  | 1.028 | GST | 1 | 0.018998 | 0 | 0 | 0 | 0 |  |  | 0.018998 | 0
32888 | BRYN_ATKINS7 | 1 | North | YES | 0.000924 | 13.6 | 4 | 17 |  | 1.028 | GGT | 1 | 0.018998 | 17 | 17 | 0.015708 | 17 |  |  | 0.018998 | 0.32297
32890 | BRYN_ATKINS4 | MB | North | YES | 0.000924 | 0 | 5 | 22 |  | 1.031 | GST | 1 | 0.018998 | 0 | 0 | 0 | 0 |  |  | 0.018998 | 0
32891 | BRYN_ATKINS5 | MB | North | YES | 0.000924 | 0 | 5 | 25 |  | 1.031 | GST | 1 | 0.018998 | 0 | 0 | 0 | 0 |  |  | 0.018998 | 0
32798 | BRYN_TAMUGEN | 1 | North | YES | 0.001019 | 32 | 0 | 32 |  | 1.02 | GST | 1 | 0.019093 | 32 | 32 | 0.032608 | 32 |  |  | 0.019093 | 0.61099
990 | GIBN_CREK_G1 | 1 | North | YES | 0.001471 | 463 | 200 | 463 | 0 | 1.0275 | LIGCO | 1 | 0.019545 | 0 | 463 | 0.68107 | 463 |  |  | 0.019545 | 9.0495
3403 | THOUSE_1G | 1 | North | YES | 0.002566 | 563 | 200 | 563 | 0 | 1.012 | GSC | 1 | 0.02064 | 563 | 563 | 1.4447 | 563 |  |  | 0.02064 | 11.6206
3404 | THOUSE_2G | 2 | North | YES | 0.002566 | 807 | 250 | 807 | 0 | 1.012 | GSC | 1 | 0.02064 | 807 | 807 | 2.0708 | 807 |  |  | 0.02064 | 16.6568
238 | BOSQUESW505 | 1 | North | YES | 0.004102 | 255 | 0 | 255 | 0 | 1.02 | CC | 1 | 0.022176 | 255 | 255 | 1.046 | 255 |  |  | 0.022176 | 5.655
239 | BOSQUESW502 | 1 | North | YES | 0.004102 | 119.2 | 0 | 149 | 0 | 1.02 | GGT | 1 | 0.022176 | 149 | 149 | 0.6112 | 149 |  |  | 0.022176 | 3.3043
247 | BOSQUESW501 | 2 | North | YES | 0.004102 | 124.8 | 0 | 156 | 0 | 1.02 | GGT | 1 | 0.022176 | 156 | 156 | 0.63991 | 156 |  |  | 0.022176 | 3.4595
39960 | TNTNPONE_18 | 1 | North | YES | 0.004306 | 152.3 | 30 | 152.3 |  | 1.04 | LIGCO | 1 | 0.02238 | 0 | 152.3 | 0.6558 | 152.3 |  |  | 0.02238 | 3.4085
39970 | TNTNPONE_28 | 1 | North | YES | 0.004306 | 153 | 30 | 153 |  | 1.04 | LIGCO | 1 | 0.02238 | 0 | 153 | 0.65882 | 153 |  |  | 0.02238 | 3.4242
48721 | LEG_1___1 | 1 | North | YES | 0.005473 | 827 | 357 | 827 | 0 | 1.0348 | LIGCO | 1 | 0.023547 | 0 | 827 | 4.5262 | 827 |  |  | 0.023547 | 19.4737
48722 | LEG_2___2 | 2 | North | YES | 0.005473 | 819 | 357 | 819 | 0 | 1.0348 | LIGCO | 1 | 0.023547 | 0 | 819 | 4.4824 | 819 |  |  | 0.023547 | 19.2853
251 | BOSQUESW803 | 2 | North | YES | 0.00564 | 150 | 0 | 150 |  | 1.032 | CC | 1 | 0.023714 | 150 | 150 | 0.846 | 150 |  |  | 0.023714 | 3.5572
253 | BOSQUESW804 | 2 | North | YES | 0.00564 | 80 | 0 | 80 |  | 1.032 | CC | 1 | 0.023714 | 80 | 80 | 0.4512 | 80 |  |  | 0.023714 | 1.8972
244 | WHITNYDM01 | 1 | North | YES | 0.007749 | 15 | 0 | 15 | 0 | 1.035 | Hydro | 1 | 0.025823 | 0 | 0 | 0 | 0 |  |  | 0.025823 | 0
245 | WHITNYDM02 | 2 | North | YES | 0.007749 | 15 | 0 | 15 | 0 | 1.035 | Hydro | 1 | 0.025823 | 0 | 0 | 0 | 0 |  |  | 0.025823 | 0
3381 | BBRN_1G | 1 | North | YES | 0.008416 | 618 | 225 | 618 | 0 | 1.03 | LIGCO | 1 | 0.02649 | 0 | 618 | 5.2011 | 618 |  |  | 0.02649 | 16.3711
3382 | BBRN_2G | 2 | North | YES | 0.008416 | 589 | 225 | 589 | 0 | 1.03 | LIGCO | 1 | 0.02649 | 0 | 589 | 4.957 | 589 |  |  | 0.02649 | 15.6029
13131 | CALFREST_1G | 1 | North | YES | 0.008748 | 150.7 | 40 | 150.7 | 0 | 1.031 | CC | 1 | 0.026822 | 150.7 | 150.7 | 1.3183 | 150.7 |  |  | 0.026822 | 4.0421
13132 | CALFREST_2G | 2 | North | YES | 0.008748 | 151 | 57 | 151 | 0 | 1.031 | CC | 1 | 0.026822 | 151 | 151 | 1.3209 | 151 |  |  | 0.026822 | 4.0502
13133 | CALFREST_3G | 3 | North | YES | 0.008748 | 177.4 | 40 | 177.4 | 0 | 1.031 | CC | 1 | 0.026822 | 177.4 | 177.4 | 1.5519 | 177.4 |  |  | 0.026822 | 4.7583
13134 | CALFREST_4G | 4 | North | YES | 0.008801 | 151.5 | 40 | 151.5 | 0 | 1.031 | CC | 1 | 0.026875 | 151.5 | 151.5 | 1.3334 | 151.5 |  |  | 0.026875 | 4.0716
13135 | CALFREST_5G | 5 | North | YES | 0.008801 | 152.3 | 57 | 152.3 | 0 | 1.031 | CC | 1 | 0.026875 | 152.3 | 152.3 | 1.3404 | 152.3 |  |  | 0.026875 | 4.0931
13136 | CALFREST_6G | 6 | North | YES | 0.008801 | 177.5 | 40 | 177.5 | 0 | 1.031 | CC | 1 | 0.026875 | 177.5 | 177.5 | 1.5622 | 177.5 |  |  | 0.026875 | 4.7704
3126 | TRINIDAD_6G | 1 | North | YES | 0.010087 | 179.2 | 46 | 224 | 0 | 1 | GST | 1 | 0.028161 | 224 | 224 | 2.2595 | 224 |  |  | 0.028161 | 6.3082
3107 | STRYKER_1G | 1 | North | YES | 0.010165 | 145.6 | 45 | 182 | 0 | 1.029 | GST | 1 | 0.028239 | 182 | 182 | 1.85 | 182 |  |  | 0.028239 | 5.1396
3108 | STRYKER_2G | 2 | North | YES | 0.010165 | 484 | 75 | 484 | 0 | 1.029 | GST | 1 | 0.028239 | 484 | 484 | 4.9199 | 484 |  |  | 0.028239 | 13.6679
3113 | LUFKINWB_1G | 1 | North | YES | 0.010259 | 0 | 0 | 50 |  | 1.01 | Trash | 1 | 0.028333 | 50 | 50 | 0.51295 | 50 |  |  | 0.028333 | 1.4167
3348 | CHAMPION_1G | MB | North | YES | 0.010273 | 0 | 42 | 42 |  | 1 | Cogen | 1 | 0.028347 | 0 | 0 | 0 | 0 |  |  | 0.028347 | 0
13116 | TGATEWAY_1G | 1 | North | YES | 0.010442 | 151 | 30 | 151 | 0 | 1.0232 | CC | 1 | 0.028516 | 151 | 151 | 1.5767 | 151 |  |  | 0.028516 | 4.306
13117 | TGATEWAY_2G | 2 | North | YES | 0.010442 | 130 | 30 | 130 | 0 | 1.0232 | CC | 1 | 0.028516 | 130 | 130 | 1.3575 | 130 |  |  | 0.028516 | 3.7071
13118 | TGATEWAY_3G | 3 | North | YES | 0.010442 | 148 | 30 | 148 | 0 | 1.0232 | CC | 1 | 0.028516 | 148 | 148 | 1.5454 | 148 |  |  | 0.028516 | 4.2204
13119 | TGATEWAY_4G | 4 | North | YES | 0.010442 | 399 | 65 | 399 | 0 | 1.0232 | CC | 1 | 0.028516 | 399 | 399 | 4.1664 | 399 |  |  | 0.028516 | 11.3781
3097 | MARTLAKE_1G | 1 | North | YES | 0.010606 | 790 | 500 | 790 | 0 | 1.017 | LIGCO | 1 | 0.02868 | 0 | 790 | 8.3787 | 790 |  |  | 0.02868 | 22.6575
3098 | MARTLAKE_2G | 2 | North | YES | 0.010606 | 795 | 461 | 795 | 0 | 1.017 | LIGCO | 1 | 0.02868 | 0 | 795 | 8.4318 | 795 |  |  | 0.02868 | 22.8009
3099 | MARTLAKE_3G | 3 | North | YES | 0.010606 | 804 | 500 | 804 | 0 | 1.017 | LIGCO | 1 | 0.02868 | 0 | 804 | 8.5272 | 804 |  |  | 0.02868 | 23.0591
12322 | ENNSTRAC_1G | 1 | North | YES | 0.01145 | 196 | 130 | 196 | 0 | 1.036 | CC | 1 | 0.029524 | 196 | 196 | 2.2442 | 196 |  |  | 0.029524 | 5.7868
12323 | ENNSTRAC_2G | 2 | North | YES | 0.01145 | 116 | 100 | 116 | 0 | 1.036 | CC | 1 | 0.029524 | 116 | 116 | 1.3282 | 116 |  |  | 0.029524 | 3.4248
1941 | MDLTHELP_1G | 1 | North | YES | 0.011656 | 216.4 | 74 | 216.4 | 0 | 1 | CC | 1 | 0.02973 | 216.4 | 216.4 | 2.5224 | 216.4 |  |  | 0.02973 | 6.4337
1942 | MDLTHELP_2G | 2 | North | YES | 0.011656 | 216.1 | 74 | 216.1 | 0 | 1 | CC | 1 | 0.02973 | 216.1 | 216.1 | 2.5189 | 216.1 |  |  | 0.02973 | 6.4247
12411 | FPLEFR1A_G | 1 | North | YES | 0.011823 | 161 | 72 | 161 | 0 | 1 | CC | 1 | 0.029897 | 161 | 161 | 1.9035 | 161 |  |  | 0.029897 | 4.8135
12412 | FPLEFR1B_G | 2 | North | YES | 0.011823 | 164 | 72 | 164 | 0 | 1 | CC | 1 | 0.029897 | 164 | 164 | 1.939 | 164 |  |  | 0.029897 | 4.9032
12413 | FPLEFR1C_G | 3 | North | YES | 0.011823 | 164 | 72 | 164 | 0 | 1 | CC | 1 | 0.029897 | 164 | 164 | 1.939 | 164 |  |  | 0.029897 | 4.9032
12414 | FPLEFR1S_G | 4 | North | YES | 0.011823 | 414 | 191 | 414 | 0 | 1 | CC | 1 | 0.029897 | 414 | 414 | 4.8947 | 414 |  |  | 0.029897 | 12.3775
12421 | FPLEFR2A_G | 1 | North | YES | 0.011823 | 162 | 72 | 162 | 0 | 1 | CC | 1 | 0.029897 | 162 | 162 | 1.9153 | 162 |  |  | 0.029897 | 4.8434
12422 | FPLEFR2B_G | 2 | North | YES | 0.011823 | 161 | 72 | 161 | 0 | 1 | CC | 1 | 0.029897 | 161 | 161 | 1.9035 | 161 |  |  | 0.029897 | 4.8135
12423 | FPLEFR2C_G | 3 | North | YES | 0.011823 | 163 | 72 | 163 | 0 | 1 | CC | 1 | 0.029897 | 163 | 163 | 1.9271 | 163 |  |  | 0.029897 | 4.8733
12424 | FPLEFR2S_G | 4 | North | YES | 0.011823 | 415 | 191 | 415 | 0 | 1 | CC | 1 | 0.029897 | 415 | 415 | 4.9065 | 415 |  |  | 0.029897 | 12.4074
12440 | PARKD_1SVC8 | 1 | North | YES | 0.011984 | 0 | 0 | 0 | 0 | 1.007 | GST | 1 | 0.030058 | 0 | 0 | 0 | 0 |  |  | 0.030058 | 0
12449 | PARKD_2SVC8 | 1 | North | YES | 0.011984 | 0 | 0 | 0 | 0 | 1.007 | GST | 1 | 0.030058 | 0 | 0 | 0 | 0 |  |  | 0.030058 | 0
2451 | LKHB1_G | 1 | North | YES | 0.012002 | 0 | 80 | 391 |  | 1.022 | GST | 1 | 0.030076 | 391 | 391 | 4.6928 | 391 |  |  | 0.030076 | 11.7599
2452 | LKHB2_G | 2 | North | YES | 0.012002 | 516 | 80 | 516 | 0 | 1.022 | GST | 1 | 0.030076 | 516 | 516 | 6.193 | 516 |  |  | 0.030076 | 15.5194
948 | STEAM1 | 1 | North | YES | 0.012192 | 0 | 12 | 20 |  | 1.02 | GST | 1 | 0.030266 | 20 | 20 | 0.24384 | 20 |  |  | 0.030266 | 0.60533
949 | STEAM2 | 1 | North | YES | 0.012192 | 26 | 8 | 26 | 0 | 0.99 | GST | 1 | 0.030266 | 26 | 26 | 0.31699 | 26 |  |  | 0.030266 | 0.78693
950 | STEAM3 | 1 | North | YES | 0.012192 | 41 | 13 | 42 | 0 | 1.02 | GST | 1 | 0.030266 | 42 | 42 | 0.51206 | 42 |  |  | 0.030266 | 1.2712
837 | NEWMAN_G5 | 1 | North | YES | 0.012211 | 0 | 15 | 40 |  | 1.01 | GST | 1 | 0.030285 | 40 | 40 | 0.48844 | 40 |  |  | 0.030285 | 1.2114
2413 | MTCK6_G | 6 | North | YES | 0.012241 | 0 | 30 | 118 |  | 1.022 | GST | 1 | 0.030315 | 118 | 118 | 1.4444 | 118 |  |  | 0.030315 | 3.5772
2414 | MTCK7_G | 7 | North | YES | 0.012241 | 0 | 30 | 115 |  | 1.022 | GST | 1 | 0.030315 | 115 | 115 | 1.4077 | 115 |  |  | 0.030315 | 3.4863
2417 | MTCK8_G | 8 | North | YES | 0.012241 | 444.8 | 60 | 556 | 0 | 1.022 | GSC | 1 | 0.030315 | 556 | 556 | 6.806 | 556 |  |  | 0.030315 | 16.8554
842 | OLINGER_G1 | 1 | North | YES | 0.012258 | 55.4 | 20 | 79 | 0 | 1.03 | GST | 1 | 0.030332 | 79 | 79 | 0.96838 | 79 |  |  | 0.030332 | 2.3963
843 | OLINGER_G2 | 1 | North | YES | 0.012258 | 76.2 | 25 | 110 | 0 | 1.03 | GST | 1 | 0.030332 | 110 | 110 | 1.3484 | 110 |  |  | 0.030332 | 3.3366
844 | OLINGER_G3 | 1 | North | YES | 0.012258 | 103.9 | 45 | 150 | 0 | 1.03 | GST | 1 | 0.030332 | 150 | 150 | 1.8387 | 150 |  |  | 0.030332 | 4.5499
845 | OLINGER_G4 | 1 | North | YES | 0.012258 | 51.9 | 0 | 76 | 0 | 1.03 | GGT | 1 | 0.030332 | 76 | 76 | 0.93161 | 76 |  |  | 0.030332 | 2.3053
1701 | MOSES_1G | 1 | North | YES | 0.012448 | 558 | 175 | 558 | 0 | 1.023 | LIGCO | 1 | 0.030522 | 0 | 558 | 6.946 | 558 |  |  | 0.030522 | 17.0315
1702 | MOSES_2G | 2 | North | YES | 0.012448 | 579 | 175 | 579 | 0 | 1.023 | LIGCO | 1 | 0.030522 | 0 | 579 | 7.2074 | 579 |  |  | 0.030522 | 17.6725
1703 | MOSES_3G | 3 | North | YES | 0.012448 | 808 | 463 | 808 | 0 | 1.023 | LIGCO | 1 | 0.030522 | 0 | 808 | 10.058 | 808 |  |  | 0.030522 | 24.6621
5925 | DCEAST | EQ | North | YES | 0.012448 | 400.3 | -600 | 600 | 0 | 1.025 | DCTie | 1 | 0.030522 | 0 | 0 | 0 | 0 |  |  | 0.030522 | 0
2418 | MTCK2_G | 2 | North | YES | 0.012465 | 0 | 10 | 23 |  | 0.971 | GSC | 1 | 0.030539 | 23 | 23 | 0.28669 | 23 |  |  | 0.030539 | 0.70241
2419 | MTCK3_G | MB | North | YES | 0.012465 | 0 | 10 | 63 |  | 0.971 | GSC | 1 | 0.030539 | 0 | 0 | 0 | 0 |  |  | 0.030539 | 0
1675 | PEC_1G | 1 | North | YES | 0.012526 | 76.7 | 35 | 76.7 | 0 | 1.022 | Cogen | 1 | 0.0306 | 0 | 0 | 0 | 0 |  |  | 0.0306 | 0
1676 | PEC_2G | 2 | North | YES | 0.012526 | 79.6 | 35 | 79.6 | 0 | 1.022 | Cogen | 1 | 0.0306 | 0 | 0 | 0 | 0 |  |  | 0.0306 | 0
1677 | PEC_3G | 3 | North | YES | 0.012526 | 88.4 | 35 | 88.4 | 0 | 1.022 | Cogen | 1 | 0.0306 | 0 | 0 | 0 | 0 |  |  | 0.0306 | 0
1678 | LAMARPWR_1G | 1 | North | YES | 0.012555 | 160 | 67.7 | 160 | 0 | 1.038 | CC | 1 | 0.030629 | 160 | 160 | 2.0088 | 160 |  |  | 0.030629 | 4.9007
1679 | LAMARPWR_2G | 2 | North | YES | 0.012555 | 156 | 67.7 | 156 | 0 | 1.038 | CC | 1 | 0.030629 | 156 | 156 | 1.9586 | 156 |  |  | 0.030629 | 4.7782
1680 | LAMARPWR_3G | 3 | North | YES | 0.012555 | 196 | 129.1 | 196 | 0 | 1.038 | CC | 1 | 0.030629 | 196 | 196 | 2.4608 | 196 |  |  | 0.030629 | 6.0034
1681 | LAMARPWR_4G | 4 | North | YES | 0.012555 | 156 | 67.7 | 156 | 0 | 1.038 | CC | 1 | 0.030629 | 156 | 156 | 1.9586 | 156 |  |  | 0.030629 | 4.7782
1682 | LAMARPWR_5G | 5 | North | YES | 0.012555 | 157 | 67.7 | 157 | 0 | 1.038 | CC | 1 | 0.030629 | 157 | 157 | 1.9711 | 157 |  |  | 0.030629 | 4.8088
1683 | LAMARPWR_6G | 6 | North | YES | 0.012555 | 198 | 129.1 | 198 | 0 | 1.038 | CC | 1 | 0.030629 | 198 | 198 | 2.4859 | 198 |  |  | 0.030629 | 6.0646
1689 | VALLEY_3G | 3 | North | YES | 0.01261 | 0 | 25 | 375 |  | 1.003 | GST | 1 | 0.030684 | 375 | 375 | 4.7287 | 375 |  |  | 0.030684 | 11.5067
11691 | KMICHICT1_G | 1 | North | YES | 0.01261 | 144 | 80 | 144 | 0 | 1.026 | CC | 1 | 0.030684 | 144 | 144 | 1.8158 | 144 |  |  | 0.030684 | 4.4186
11692 | KMICHICT2_G | 2 | North | YES | 0.01261 | 146 | 80 | 146 | 0 | 1.026 | CC | 1 | 0.030684 | 146 | 146 | 1.8411 | 146 |  |  | 0.030684 | 4.4799
11693 | KMICHIST3_G | 3 | North | YES | 0.01261 | 312 | 60 | 312 | 0 | 1.026 | CC | 1 | 0.030684 | 312 | 312 | 3.9343 | 312 |  |  | 0.030684 | 9.5735
11694 | KMICHICT4_G | 4 | North | YES | 0.01261 | 144 | 80 | 144 | 0 | 1.026 | CC | 1 | 0.030684 | 144 | 144 | 1.8158 | 144 |  |  | 0.030684 | 4.4186
11695 | KMICHICT5_G | 5 | North | YES | 0.01261 | 148 | 80 | 148 | 0 | 1.026 | CC | 1 | 0.030684 | 148 | 148 | 1.8663 | 148 |  |  | 0.030684 | 4.5413
11696 | KMICHIST6_G | 6 | North | YES | 0.01261 | 310 | 60 | 310 | 0 | 1.026 | CC | 1 | 0.030684 | 310 | 310 | 3.9091 | 310 |  |  | 0.030684 | 9.5122
1687 | VALLEY_1G | 1 | North | YES | 0.012782 | 136 | 15 | 170 | 0 | 1.029 | GST | 1 | 0.030856 | 170 | 170 | 2.1729 | 170 |  |  | 0.030856 | 5.2456
1688 | VALLEY_2G | 2 | North | YES | 0.012782 | 527 | 90 | 527 | 0 | 1.029 | GSC | 1 | 0.030856 | 527 | 527 | 6.7361 | 527 |  |  | 0.030856 | 16.2613
1937 | MDLTHELP_5G | 5 | North | YES | 0.012847 | 224 | 74 | 224 | 0 | 1 | CC | 1 | 0.030921 | 224 | 224 | 2.8777 | 224 |  |  | 0.030921 | 6.9264
1938 | MDLTHELP_6G | 6 | North | YES | 0.012847 | 226 | 74 | 226 | 0 | 1 | CC | 1 | 0.030921 | 226 | 226 | 2.9034 | 226 |  |  | 0.030921 | 6.9882
1943 | MDLTHELP_3G | 3 | North | YES | 0.012847 | 212 | 74 | 212 | 0 | 1 | CC | 1 | 0.030921 | 212 | 212 | 2.7236 | 212 |  |  | 0.030921 | 6.5553
1944 | MDLTHELP_4G | 4 | North | YES | 0.012847 | 211 | 74 | 211 | 0 | 1 | CC | 1 | 0.030921 | 211 | 211 | 2.7107 | 211 |  |  | 0.030921 | 6.5244
6948 | DENISNDM | 2 | North | YES | 0.012909 | 31 | 5 | 40 | 0 | 1.015 | Hydro | 1 | 0.030983 | 0 | 0 | 0 | 0 |  |  | 0.030983 | 0
6948 | DENISNDM | 1 | North | YES | 0.012909 | 40 | 5 | 40 | 0 | 1.015 | Hydro | 1 | 0.030983 | 0 | 0 | 0 | 0 |  |  | 0.030983 | 0
2381 | NTHLK1_G | 1 | North | YES | 0.012971 | 0 | 35 | 156 |  | 1.022 | GST | 1 | 0.031045 | 156 | 156 | 2.0235 | 156 |  |  | 0.031045 | 4.8431
2382 | NTHLK2_G | 2 | North | YES | 0.012971 | 0 | 35 | 181 |  | 1.022 | GST | 1 | 0.031045 | 181 | 181 | 2.3478 | 181 |  |  | 0.031045 | 5.6192
2383 | NTHLK3_G | 3 | North | YES | 0.012971 | 0 | 50 | 329 |  | 1.022 | GST | 1 | 0.031045 | 329 | 329 | 4.2675 | 329 |  |  | 0.031045 | 10.2139
2371 | COLLIN_1G | MB | North | YES | 0.013145 | 0 | 40 | 138 |  | 1.022 | GST | 1 | 0.031219 | 0 | 0 | 0 | 0 |  |  | 0.031219 | 0
1948 | HANDLEY_4G | 4 | North | YES | 0.014164 | 348 | 150 | 435 | 0 | 1.022 | GST | 1 | 0.032238 | 435 | 435 | 6.1613 | 435 |  |  | 0.032238 | 14.0237
1947 | HANDLEY_3G | 3 | North | YES | 0.014311 | 316 | 100 | 395 | 0 | 1.022 | GST | 1 | 0.032385 | 395 | 395 | 5.6528 | 395 |  |  | 0.032385 | 12.7922
1949 | HANDLEY_5G | 5 | North | YES | 0.014311 | 348 | 150 | 435 | 0 | 1.022 | GST | 1 | 0.032385 | 435 | 435 | 6.2253 | 435 |  |  | 0.032385 | 14.0877
1945 | HANDLEY_1G | MB | North | YES | 0.014417 | 0 | 25 | 36 |  | 0.986 | GST | 1 | 0.032491 | 0 | 0 | 0 | 0 |  |  | 0.032491 | 0
1946 | HANDLEY_2G | MB | North | YES | 0.014417 | 0 | 30 | 68 |  | 0.986 | GST | 1 | 0.032491 | 0 | 0 | 0 | 0 |  |  | 0.032491 | 0
923 | SPENCER_G4 | 1 | North | YES | 0.014945 | 48 | 20 | 61 | 0 | 1.03 | GST | 1 | 0.033019 | 61 | 61 | 0.91165 | 61 |  |  | 0.033019 | 2.0142
924 | SPENCER_G5 | 1 | North | YES | 0.014945 | 52 | 20 | 66 | 0 | 1.03 | GST | 1 | 0.033019 | 66 | 66 | 0.98637 | 66 |  |  | 0.033019 | 2.1793
366 | JNSNCNTY802 | 1 | North | YES | 0.015691 | 168 | 20 | 168 | 0 | 1.02 | Cogen | 1 | 0.033765 | 0 | 0 | 0 | 0 |  |  | 0.033765 | 0
367 | JNSNCNTY802 | 2 | North | YES | 0.015691 | 90 | 20 | 90 | 0 | 1.02 | Cogen | 1 | 0.033765 | 0 | 0 | 0 | 0 |  |  | 0.033765 | 0
1861 | EAGLEMNT_1G | MB | North | YES | 0.015749 | 0 | 30 | 112 |  | 1.022 | GST | 1 | 0.033823 | 0 | 0 | 0 | 0 |  |  | 0.033823 | 0
1862 | EAGLEMNT_2G | MB | North | YES | 0.015749 | 0 | 40 | 100 |  | 1.022 | GST | 1 | 0.033823 | 0 | 0 | 0 | 0 |  |  | 0.033823 | 0
1863 | EAGLEMNT_3G | MB | North | YES | 0.015749 | 0 | 50 | 378 |  | 1.022 | GST | 1 | 0.033823 | 0 | 0 | 0 | 0 |  |  | 0.033823 | 0
728 | WOLFRIDGE801 | 1 | North | YES | 0.016151 | 11.2 | 0 | 112.5 | 0 | 0.99 | Wind | 1 | 0.034225 | 0 | 112.5 | 1.817 | 112.5 |  |  | 0.034225 | 3.8504
580 | JCKCNTY801 | 1 | North | YES | 0.01757 | 288 | 0 | 288 | 0 | 1.022 | CC | 1 | 0.035644 | 288 | 288 | 5.0602 | 288 |  |  | 0.035644 | 10.2656
581 | JCKCNTY802 | 2 | North | YES | 0.01757 | 147 | 0 | 147 | 0 | 1.022 | CC | 1 | 0.035644 | 147 | 147 | 2.5828 | 147 |  |  | 0.035644 | 5.2397
582 | JCKCNTY803 | 3 | North | YES | 0.01757 | 147 | 0 | 147 | 0 | 1.022 | CC | 1 | 0.035644 | 147 | 147 | 2.5828 | 147 |  |  | 0.035644 | 5.2397
1889 | DECRDOVA_1G | 1 | North | YES | 0.017709 | 779 | 255 | 779 | 0 | 1.02 | GSC | 1 | 0.035783 | 779 | 779 | 13.7953 | 779 |  |  | 0.035783 | 27.8753
1453 | WCPWRCO_1G | 1 | North | YES | 0.018236 | 204 | 50 | 204 |  | 1.02 | CC | 1 | 0.03631 | 204 | 204 | 3.7201 | 204 |  |  | 0.03631 | 7.4073
1454 | WCPWRCO_2G | 2 | North | YES | 0.018236 | 204 | 50 | 204 |  | 1.02 | CC | 1 | 0.03631 | 204 | 204 | 3.7201 | 204 |  |  | 0.03631 | 7.4073
1455 | WCPWRCO_3G | 3 | North | YES | 0.018236 | 242 | 50 | 242 |  | 1.02 | CC | 1 | 0.03631 | 242 | 242 | 4.4131 | 242 |  |  | 0.03631 | 8.7871
1892 | DECRDOVA_2G | A | North | YES | 0.018297 | 65 | 65 | 70 | 0 | 1.025 | GGT | 1 | 0.036371 | 70 | 70 | 1.2808 | 70 |  |  | 0.036371 | 2.546
1893 | DECRDOVA_3G | B | North | YES | 0.018297 | 65 | 65 | 69 | 0 | 1.025 | GGT | 1 | 0.036371 | 69 | 69 | 1.2625 | 69 |  |  | 0.036371 | 2.5096
1894 | DECRDOVA_4G | C | North | YES | 0.018297 | 65 | 65 | 69 | 0 | 1.025 | GGT | 1 | 0.036371 | 69 | 69 | 1.2625 | 69 |  |  | 0.036371 | 2.5096
1895 | DECRDOVA_5G | D | North | YES | 0.018297 | 65 | 65 | 68 | 0 | 1.025 | GGT | 1 | 0.036371 | 68 | 68 | 1.2442 | 68 |  |  | 0.036371 | 2.4733
1877 | WLFHOLW_1G | 1 | North | YES | 0.018721 | 217.3 | 89.2 | 217.3 | 0 | 1.032 | CC | 1 | 0.036795 | 217.3 | 217.3 | 4.0681 | 217.3 |  |  | 0.036795 | 7.9956
1878 | WLFHOLW_2G | 2 | North | YES | 0.018721 | 215.7 | 105 | 215.7 | 0 | 1.032 | CC | 1 | 0.036795 | 215.7 | 215.7 | 4.0381 | 215.7 |  |  | 0.036795 | 7.9368
1879 | WLFHOLW_3G | 3 | North | YES | 0.018721 | 272.4 | 89.2 | 272.4 | 0 | 1.032 | CC | 1 | 0.036795 | 272.4 | 272.4 | 5.0996 | 272.4 |  |  | 0.036795 | 10.0231
503 | NTHTEXAS01 | 1 | North | YES | 0.018732 | 0 | 5 | 18 |  | 1.015 | GST | 1 | 0.036806 | 18 | 18 | 0.33718 | 18 |  |  | 0.036806 | 0.66252
504 | NTHTEXAS02 | 2 | North | YES | 0.018732 | 14.4 | 5 | 18 |  | 1.015 | GST | 1 | 0.036806 | 18 | 18 | 0.33718 | 18 |  |  | 0.036806 | 0.66252
505 | NTHTEXAS03 | 3 | North | YES | 0.018732 | 30.4 | 15 | 38 |  | 1.015 | GST | 1 | 0.036806 | 38 | 38 | 0.71182 | 38 |  |  | 0.036806 | 1.3986
1898 | COMCHEPK_1G | 1 | North | YES | 0.019462 | 1159 | 1150 | 1159 | 0 | 1.032 | Nuc | 1 | 0.037536 | 0 | 0 | 0 | 0 |  |  | 0.037536 | 0
1899 | COMCHEPK_2G | 2 | North | YES | 0.019462 | 1159 | 1128 | 1159 | 0 | 1.032 | Nuc | 1 | 0.037536 | 0 | 0 | 0 | 0 |  |  | 0.037536 | 0
344 | MRSSHPRD | 1 | North | YES | 0.020231 | 12 | 0 | 12 |  | 1.03 | Hydro | 1 | 0.038305 | 0 | 0 | 0 | 0 |  |  | 0.038305 | 0
345 | MRSSHPRD01 | 2 | North | YES | 0.020231 | 12 | 0 | 12 |  | 1.03 | Hydro | 1 | 0.038305 | 0 | 0 | 0 | 0 |  |  | 0.038305 | 0
1432 | GRHAMSES_2G | 2 | North | YES | 0.020479 | 294.9 | 90 | 366 | 0 | 1.014 | GST | 1 | 0.038553 | 366 | 366 | 7.4953 | 366 |  |  | 0.038553 | 14.1106
1600 | BARTNWND_1G | 1 | North | YES | 0.020516 | 12 | 0 | 120 | 0 | 1.022 | Wind | 1 | 0.03859 | 0 | 120 | 2.4619 | 120 |  |  | 0.03859 | 4.6309
1479 | WFCOGEN_1G | 2 | North | YES | 0.020661 | 16 | 12 | 20 | 0 | 1 | Cogen | 1 | 0.038735 | 0 | 0 | 0 | 0 |  |  | 0.038735 | 0
1479 | WFCOGEN_1G | 1 | North | YES | 0.020661 | 16 | 12 | 20 | 0 | 1 | Cogen | 1 | 0.038735 | 0 | 0 | 0 | 0 |  |  | 0.038735 | 0
1482 | WFCOGEN_2G | 1 | North | YES | 0.020661 | 16 | 12 | 20 | 0 | 1 | Cogen | 1 | 0.038735 | 0 | 0 | 0 | 0 |  |  | 0.038735 | 0
1482 | WFCOGEN_2G | 2 | North | YES | 0.020661 | 13.6 | 12 | 17 | 0 | 1 | Cogen | 1 | 0.038735 | 0 | 0 | 0 | 0 |  |  | 0.038735 | 0
1433 | GRHAMSES_1G | 1 | North | YES | 0.022055 | 242 | 60 | 242 | 0 | 1.038 | GST | 1 | 0.040129 | 242 | 242 | 5.3373 | 242 |  |  | 0.040129 | 9.7113
6100 | OKLA7A | EQ | West | YES | 0.022473 | 50 | -220 | 220 | 0 | 1.035 | DCTie | 1 | 0.040547 | 0 | 0 |  |  |  |  | 0.040547 | 0
6752 | OKLA0A | 1 | West | YES | 0.022473 | 649.7 | 175 | 649.7 | 0 | 1.035 | LIGCO | 1 | 0.040547 | 0 | 649.7 |  |  |  |  | 0.040547 | 26.3437
1442 | COKFIELD_5 | 1 | North | YES | 0.022745 | 16.5 | 0 | 165 |  | 1.029 | Wind | 1 | 0.040819 | 0 | 165 | 3.7529 | 165 |  |  | 0.040819 | 6.7352
60202 | FRNDDRCS | F | West | YES | 0.02295 | 0 | 0 | 0 | 0 | 0.9985 | AVR | 1 | 0.041024 | 0 | 0 |  |  |  |  | 0.041024 | 0
1438 | MESQUITW_2G | 1 | North | YES | 0.023461 | 23.6 | 0 | 236 |  | 1.017 | Wind | 1 | 0.041535 | 0 | 236 | 5.5368 | 236 |  |  | 0.041535 | 9.8024
1437 | MESQUITW_1G | 1 | North | YES | 0.023466 | 40 | 0 | 400 | 0 | 1.023 | Wind | 1 | 0.04154 | 0 | 400 | 9.3864 | 400 |  |  | 0.04154 | 16.6162
332 | RWMILLER01 | 1 | North | YES | 0.024012 | 58.4 | 18.5 | 73 | 0 | 1.04 | GST | 1 | 0.042086 | 73 | 73 | 1.7529 | 73 |  |  | 0.042086 | 3.0723
333 | RWMILLER02 | 2 | North | YES | 0.024012 | 95.2 | 37 | 119 | 0 | 1.04 | GST | 1 | 0.042086 | 119 | 119 | 2.8574 | 119 |  |  | 0.042086 | 5.0083
334 | RWMILLER03 | 3 | North | YES | 0.024012 | 166.4 | 65 | 208 | 0 | 1.04 | GST | 1 | 0.042086 | 208 | 208 | 4.9945 | 208 |  |  | 0.042086 | 8.754
335 | RWMILLER04 | 4 | North | YES | 0.024012 | 81.6 | 0 | 102 | 0 | 1.04 | GST | 1 | 0.042086 | 102 | 102 | 2.4492 | 102 |  |  | 0.042086 | 4.2928
336 | RWMILLER05 | 5 | North | YES | 0.024012 | 80.8 | 0 | 101 | 0 | 1.04 | GST | 1 | 0.042086 | 101 | 101 | 2.4252 | 101 |  |  | 0.042086 | 4.2507
60018 | DSKY1 | 1 | West | YES | 0.024401 | 21 | 0 | 84 | 0 | 1.023 | Wind | 1 | 0.042475 | 0 | 84 |  |  |  |  | 0.042475 | 3.5679
60017 | ORNNWP1 | 1 | West | YES | 0.024479 | 20 | 0 | 80 |  | 1.027 | Wind | 1 | 0.042553 | 0 | 80 |  |  |  |  | 0.042553 | 3.4043
60000 | DSKY2 | 1 | West | YES | 0.024566 | 19.1 | 0 | 76.5 |  | 1.039 | Wind | 1 | 0.04264 | 0 | 76.5 |  |  |  |  | 0.04264 | 3.262
6016 | SWMESA | 1 | West | YES | 0.024703 | 18.8 | 0 | 75 |  | 1.03 | Wind | 1 | 0.042777 | 0 | 75 |  |  |  |  | 0.042777 | 3.2083
60003 | KING_NE1A | 1 | West | YES | 0.024703 | 20 | 0 | 80 |  | 1.03 | Wind | 1 | 0.042777 | 0 | 80 |  |  |  |  | 0.042777 | 3.4222
60005 | KING_SE1A | 1 | West | YES | 0.024703 | 10 | 0 | 40 |  | 1.035 | Wind | 1 | 0.042777 | 0 | 40 |  |  |  |  | 0.042777 | 1.7111
38437 | TNSRBNMESA9 | 1 | West | YES | 0.024711 | 37.5 | 0 | 150 |  | 1.02 | Wind | 1 | 0.042785 | 0 | 150 |  |  |  |  | 0.042785 | 6.4178
38332 | TNWDWRDU2_8 | 1 | West | YES | 0.024716 | 20 | 0 | 80 | 0 | 1.0232 | Wind | 1 | 0.04279 | 0 | 80 |  |  |  |  | 0.04279 | 3.4232
60016 | WOODWRD11A | 1 | West | YES | 0.024717 | 20 | 0 | 80 |  | 1.033 | Wind | 1 | 0.042791 | 0 | 80 |  |  |  |  | 0.042791 | 3.4233
60201 | RIO DRCS | F | West | YES | 0.024722 | 0 | 0 | 0 | 0 | 1.025 | AVR | 1 | 0.042796 | 0 | 0 |  |  |  |  | 0.042796 | 0
1416 | SWETWATR_1G | 1 | West | YES | 0.024727 | 30 | 18 | 30 | 0 | 1.026 | CC | 1 | 0.042801 | 30 | 30 |  |  |  |  | 0.042801 | 1.284
1417 | SWETWATR_2G | 2 | West | YES | 0.024727 | 72 | 36 | 72 | 0 | 1.026 | CC | 1 | 0.042801 | 72 | 72 |  |  |  |  | 0.042801 | 3.0817
1418 | SWETWATR_3G | 3 | West | YES | 0.024727 | 68 | 36 | 68 | 0 | 1.026 | CC | 1 | 0.042801 | 68 | 68 |  |  |  |  | 0.042801 | 2.9105
1419 | SWETWATR_4G | 4 | West | YES | 0.024727 | 61 | 36 | 61 | 0 | 1.026 | CC | 1 | 0.042801 | 61 | 61 |  |  |  |  | 0.042801 | 2.6109
60007 | KING_SW1A | 1 | West | YES | 0.024797 | 20 | 0 | 80 |  | 1.03 | Wind | 1 | 0.042871 | 0 | 80 |  |  |  |  | 0.042871 | 3.4297
60019 | KING_NW1A | 1 | West | YES | 0.024797 | 20 | 0 | 80 |  | 1.03 | Wind | 1 | 0.042871 | 0 | 80 |  |  |  |  | 0.042871 | 3.4297
1049 | ROSCOEWI_5 | 1 | West | YES | 0.024882 | 41.8 | 0 | 209 |  | 1.01 | Wind | 1 | 0.042956 | 0 | 209 |  |  |  |  | 0.042956 | 8.9779
1057 | ROSCOEWI_5 | 2 | West | YES | 0.024882 | 25.3 | 0 | 126.5 |  | 1.01 | Wind | 1 | 0.042956 | 0 | 126.5 |  |  |  |  | 0.042956 | 5.434
1060 | ROSCOEWI_5 | 3 | West | YES | 0.024882 | 39.4 | 0 | 197 | 0 | 1.01 | Wind | 1 | 0.042956 | 0 | 197 |  |  |  |  | 0.042956 | 8.4624
1072 | ROSCOEWI_5 | 4 | West | YES | 0.024882 | 63.6 | 0 | 318 | 0 | 1.01 | Wind | 1 | 0.042956 | 0 | 318 |  |  |  |  | 0.042956 | 13.6601
71051 | L_BITTCR1_1N | W1 | West | YES | 0.025364 | 7.5 | 0 | 37.5 |  | 1.02 | Wind | 1 | 0.043438 | 0 | 37.5 |  |  |  |  | 0.043438 | 1.6289
71054 | L_SWEETW1_1N | W1 | West | YES | 0.025364 | 21.5 | 0 | 107.5 |  | 1.02 | Wind | 1 | 0.043438 | 0 | 107.5 |  |  |  |  | 0.043438 | 4.6696
71057 | L_SWEETW1_2N | W1 | West | YES | 0.025364 | 27 | 0 | 135 |  | 1.02 | Wind | 1 | 0.043438 | 0 | 135 |  |  |  |  | 0.043438 | 5.8642
71059 | L_SWEETW1_3N | W1 | West | YES | 0.025364 | 23.8 | 0 | 119 | 0 | 1.02 | Wind | 1 | 0.043438 | 0 | 119 |  |  |  |  | 0.043438 | 5.1692
71060 | L_SWEETW1_4N | W1 | West | YES | 0.025364 | 21 | 0 | 105 | 0 | 1.02 | Wind | 1 | 0.043438 | 0 | 105 |  |  |  |  | 0.043438 | 4.561
1002 | PBCTAGE_1G | A | West | YES | 0.025444 | 64 | 64 | 66 | 0 | 1.036 | GGT | 1 | 0.043518 | 66 | 66 |  |  |  |  | 0.043518 | 2.8722
1003 | PBCTBGE_2G | B | West | YES | 0.025444 | 65 | 65 | 66 | 0 | 1.036 | GGT | 1 | 0.043518 | 66 | 66 |  |  |  |  | 0.043518 | 2.8722
1004 | PBCTCGE_3G | C | West | YES | 0.025444 | 62 | 62 | 67 | 0 | 1.036 | GGT | 1 | 0.043518 | 67 | 67 |  |  |  |  | 0.043518 | 2.9157
1005 | PBCTDGE_4G | D | West | YES | 0.025444 | 65 | 65 | 68 | 0 | 1.036 | GGT | 1 | 0.043518 | 68 | 68 |  |  |  |  | 0.043518 | 2.9593
1006 | PBCTEGE_5G | E | West | YES | 0.025444 | 65 | 65 | 67 | 0 | 1.036 | GGT | 1 | 0.043518 | 67 | 67 |  |  |  |  | 0.043518 | 2.9157
1007 | PB5GEN_6G | 5 | West | YES | 0.025444 | 91.2 | 40 | 114 | 0 | 1.036 | GST | 1 | 0.043518 | 114 | 114 |  |  |  |  | 0.043518 | 4.9611
1008 | PB6GEN_7G | 6 | West | YES | 0.025444 | 515 | 130 | 515 | 0 | 1.036 | GST | 1 | 0.043518 | 515 | 515 |  |  |  |  | 0.043518 | 22.412
7038 | L_DELAWA1_1Y | 1 | West | YES | 0.025458 | 3.5 | 0 | 35 | 0 | 1 | Wind | 1 | 0.043532 | 0 | 35 |  |  |  |  | 0.043532 | 1.5236
7038 | L_DELAWA1_1Y | 2 | West | YES | 0.025458 | 3 | 0 | 30 | 0 | 1 | Wind | 1 | 0.043532 | 0 | 30 |  |  |  |  | 0.043532 | 1.306
1146 | NOTREES_1G | 1 | West | YES | 0.025489 | 29.8 | 0 | 149 | 0 | 1.017 | Wind | 1 | 0.043563 | 0 | 149 |  |  |  |  | 0.043563 | 6.4909
11020 | TIEHVSG_1G | 1 | West | YES | 0.025496 | 208.2 | 63 | 208.2 | 0 | 1.012 | CC | 1 | 0.04357 | 208.2 | 208.2 |  |  |  |  | 0.04357 | 9.0714
11021 | TIEHVCG_1G | 1 | West | YES | 0.025496 | 142.1 | 103 | 142.1 | 0 | 1.012 | CC | 1 | 0.04357 | 142.1 | 142.1 |  |  |  |  | 0.04357 | 6.1914
11022 | TIEHVCG_2G | 1 | West | YES | 0.025496 | 132.4 | 103 | 132.4 | 0 | 1.012 | CC | 1 | 0.04357 | 132.4 | 132.4 |  |  |  |  | 0.04357 | 5.7687
11023 | TIEHVCG_3G | 1 | West | YES | 0.025496 | 137.4 | 103 | 137.4 | 0 | 1.012 | CC | 1 | 0.04357 | 137.4 | 137.4 |  |  |  |  | 0.04357 | 5.9866
11024 | TIEHVCG_4G | 1 | West | YES | 0.025496 | 147 | 103 | 147 | 0 | 1.012 | CC | 1 | 0.04357 | 147 | 147 |  |  |  |  | 0.04357 | 6.4049
11025 | TIEHVSG_2G | 1 | West | YES | 0.025496 | 213.2 | 63 | 213.2 | 0 | 1.012 | CC | 1 | 0.04357 | 213.2 | 213.2 |  |  |  |  | 0.04357 | 9.2892
11001 | NAV1CT | 1 | West | YES | 0.025497 | 70.4 | 18 | 70.4 | 0 | 1.029 | CC | 1 | 0.043571 | 70.4 | 70.4 |  |  |  |  | 0.043571 | 3.0674
11009 | NAV2CT | 1 | West | YES | 0.025497 | 71.4 | 18 | 71.4 | 0 | 1.029 | CC | 1 | 0.043571 | 71.4 | 71.4 |  |  |  |  | 0.043571 | 3.111
11011 | NAV3ST | 1 | West | YES | 0.025497 | 92.8 | 40 | 92.8 | 0 | 1.029 | CC | 1 | 0.043571 | 92.8 | 92.8 |  |  |  |  | 0.043571 | 4.0434
11012 | NAV4CT | 1 | West | YES | 0.025497 | 80 | 18 | 80 | 0 | 1.029 | CC | 1 | 0.043571 | 80 | 80 |  |  |  |  | 0.043571 | 3.4857
11013 | NAV5CT | 1 | West | YES | 0.025497 | 80 | 18 | 80 | 0 | 1.029 | CC | 1 | 0.043571 | 80 | 80 |  |  |  |  | 0.043571 | 3.4857
11014 | NAV6ST | 1 | West | YES | 0.025497 | 115 | 40 | 115 | 0 | 1.029 | CC | 1 | 0.043571 | 115 | 115 |  |  |  |  | 0.043571 | 5.0107
1058 | LONGSHORE_5 | 2 | West | YES | 0.025531 | 44 | 0 | 220 |  | 1.01 | Wind | 1 | 0.043605 | 0 | 220 |  |  |  |  | 0.043605 | 9.5932
1058 | LONGSHORE_5 | 3 | West | YES | 0.025531 | 23.4 | 0 | 117 |  | 1.01 | Wind | 1 | 0.043605 | 0 | 117 |  |  |  |  | 0.043605 | 5.1018
1058 | LONGSHORE_5 | 1 | West | YES | 0.025531 | 30 | 0 | 150 |  | 1.01 | Wind | 1 | 0.043605 | 0 | 150 |  |  |  |  | 0.043605 | 6.5408
1045 | CALENG1G_1G | 1 | West | YES | 0.025533 | 73.4 | 27 | 73.4 | 0 | 1.014 | Cogen | 1 | 0.043607 | 0 | 0 |  |  |  |  | 0.043607 | 0
1046 | CALENG2G_2G | 2 | West | YES | 0.025533 | 73.4 | 27 | 73.4 | 0 | 1.014 | Cogen | 1 | 0.043607 | 0 | 0 |  |  |  |  | 0.043607 | 0
1047 | CALENG3G_3G | 3 | West | YES | 0.025533 | 70.4 | 27 | 70.4 | 0 | 1.014 | Cogen | 1 | 0.043607 | 0 | 0 |  |  |  |  | 0.043607 | 0
1328 | OCOTILLO_1G | 1 | West | YES | 0.02572 | 11.6 | 0 | 58 |  | 1.01 | Wind | 1 | 0.043794 | 0 | 58 |  |  |  |  | 0.043794 | 2.5401
1333 | MCDDONAL_8 | 1 | West | YES | 0.025744 | 42.8 | 0 | 214.2 |  | 1.01 | Wind | 1 | 0.043818 | 0 | 214.2 |  |  |  |  | 0.043818 | 9.3859
1326 | STANTONW_8 | 1 | West | YES | 0.025761 | 20.1 | 0 | 100.5 |  | 1.01 | Wind | 1 | 0.043835 | 0 | 100.5 |  |  |  |  | 0.043835 | 4.4055
1170 | AIRLAMESA_1G | 1 | West | YES | 0.025853 | 0 | 0 | 180 |  | 1 | Wind | 1 | 0.043927 | 0 | 180 |  |  |  |  | 0.043927 | 7.9069
1037 | MORGAN5G_5G | 5 | West | YES | 0.025888 | 109.6 | 40 | 137 | 0 | 1.029 | GST | 1 | 0.043962 | 137 | 137 |  |  |  |  | 0.043962 | 6.0229
1039 | MRGNAG_1G | A | West | YES | 0.025888 | 69 | 69 | 69 | 0 | 1.029 | GGT | 1 | 0.043962 | 69 | 69 |  |  |  |  | 0.043962 | 3.0334
1040 | MRGNBG_2G | B | West | YES | 0.025888 | 70 | 70 | 71 | 0 | 1.029 | GGT | 1 | 0.043962 | 71 | 71 |  |  |  |  | 0.043962 | 3.1213
1041 | MRGNCG_3G | C | West | YES | 0.025888 | 69 | 69 | 70 | 0 | 1.029 | GGT | 1 | 0.043962 | 70 | 70 |  |  |  |  | 0.043962 | 3.0774
1042 | MRGNDG_4G | D | West | YES | 0.025888 | 68 | 68 | 68 | 0 | 1.029 | GGT | 1 | 0.043962 | 68 | 68 |  |  |  |  | 0.043962 | 2.9894
1043 | MRGNEG_5G | E | West | YES | 0.025888 | 68 | 68 | 70 | 0 | 1.029 | GGT | 1 | 0.043962 | 70 | 70 |  |  |  |  | 0.043962 | 3.0774
1044 | MRGNFG_6G | F | West | YES | 0.025888 | 66 | 66 | 66 | 0 | 1.029 | GGT | 1 | 0.043962 | 66 | 66 |  |  |  |  | 0.043962 | 2.9015
1302 | COYOTEWG_8 | 1 | West | YES | 0.025948 | 45 | 0 | 225 |  | 1.01 | Wind | 1 | 0.044022 | 0 | 225 |  |  |  |  | 0.044022 | 9.905
1301 | BULLCREK_8 | 1 | West | YES | 0.026016 | 36 | 0 | 180 | 0 | 1.017 | Wind | 1 | 0.04409 | 0 | 180 |  |  |  |  | 0.04409 | 7.9363
1327 | WILDHRSE_1G | 1 | West | YES | 0.026042 | 24 | 0 | 120 |  | 1 | Wind | 1 | 0.044116 | 0 | 120 |  |  |  |  | 0.044116 | 5.294
1360 | GUNSIGHT_8 | 1 | West | YES | 0.026056 | 24 | 0 | 120 | 0 | 1.01 | Wind | 1 | 0.04413 | 0 | 120 |  |  |  |  | 0.04413 | 5.2957
1068 | SCURRYCW_1G | 1 | West | YES | 0.026079 | 28.2 | 1.3 | 141 |  | 1.01 | Wind | 1 | 0.044153 | 0 | 141 |  |  |  |  | 0.044153 | 6.2256
1073 | SCURRYCW_2G | 2 | West | YES | 0.026079 | 24 | 0 | 120 | 0 | 1.017 | Wind | 1 | 0.044153 | 0 | 120 |  |  |  |  | 0.044153 | 5.2984
1061 | CIELOGEN_1G | 1 | West | YES | 0.026082 | 19.8 | 0 | 99 |  | 1 | Wind | 1 | 0.044156 | 0 | 99 |  |  |  |  | 0.044156 | 4.3715
1062 | CIELOGEN_2G | 1 | West | YES | 0.026082 | 12.2 | 0 | 61 |  | 1 | Wind | 1 | 0.044156 | 0 | 61 |  |  |  |  | 0.044156 | 2.6935
1069 | KINDERMG_1G | 1 | West | YES | 0.026082 | 25 | 5 | 25 | 0 | 1.017 | Cogen | 1 | 0.044156 | 0 | 0 |  |  |  |  | 0.044156 | 0
1070 | KINDERMG_2G | 1 | West | YES | 0.026082 | 45.7 | 12 | 45.7 | 0 | 1.017 | Cogen | 1 | 0.044156 | 0 | 0 |  |  |  |  | 0.044156 | 0
1071 | KINDERMG_3G | 1 | West | YES | 0.026082 | 45.7 | 12 | 45.7 | 0 | 1.017 | Cogen | 1 | 0.044156 | 0 | 0 |  |  |  |  | 0.044156 | 0
60052 | WILDHRS11A | 1 | West | YES | 0.026085 | 25.3 | 0 | 126.5 | 0 | 1.005 | Wind | 1 | 0.044159 | 0 | 126.5 |  |  |  |  | 0.044159 | 5.5862
60053 | WILDHRS21A | 1 | West | YES | 0.026085 | 7.8 | 0 | 39 | 0 | 1.025 | Wind | 1 | 0.044159 | 0 | 39 |  |  |  |  | 0.044159 | 1.7222
6637 | SNYDERW1A | 1 | West | YES | 0.026109 | 12.6 | 0 | 63 | 0 | 1.025 | Wind | 1 | 0.044183 | 0 | 63 |  |  |  |  | 0.044183 | 2.7836
36998 | RDCNYNG1 | 1 | West | YES | 0.026166 | 16.8 | 0 | 84 |  | 1.01 | Wind | 1 | 0.04424 | 0 | 84 |  |  |  |  | 0.04424 | 3.7162
60081 | WHRLWIND1A | 1 | West | YES | 0.026241 | 12 | 0 | 60 | 0 | 1.03 | Wind | 1 | 0.044315 | 0 | 60 |  |  |  |  | 0.044315 | 2.6589
1320 | BSP 1 | 1 | West | YES | 0.026327 | 25.5 | 2.9 | 25.8 | 0 | 1 | Cogen | 1 | 0.044401 | 0 | 0 |  |  |  |  | 0.044401 | 0
6144 | MCADOO1A | 1 | West | YES | 0.026538 | 15 | 0 | 150 | 0 | 1.025 | Wind | 1 | 0.044612 | 0 | 150 |  |  |  |  | 0.044612 | 6.6919
60058 | BUFF_GAP1A | 1 | West | YES | 0.026748 | 24 | 0 | 120 |  | 1 | Wind | 1 | 0.044822 | 0 | 120 |  |  |  |  | 0.044822 | 5.3787
60060 | CIRELLO | 1 | West | YES | 0.026748 | 46.6 | 0 | 233 | 0 | 1 | Wind | 1 | 0.044822 | 0 | 233 |  |  |  |  | 0.044822 | 10.4436
60063 | BUFF_GAP1B | 1 | West | YES | 0.026748 | 34 | 0 | 170.2 | 0 | 1.02 | Wind | 1 | 0.044822 | 0 | 170.2 |  |  |  |  | 0.044822 | 7.6288
60066 | H_HOLLOW1A | 1 | West | YES | 0.026748 | 44.4 | 0 | 222 | 0 | 1.005 | Wind | 1 | 0.044822 | 0 | 222 |  |  |  |  | 0.044822 | 9.9506
60068 | HHOLLOW21A | 1 | West | YES | 0.026748 | 36.8 | 0 | 184 | 0 | 1.025 | Wind | 1 | 0.044822 | 0 | 184 |  |  |  |  | 0.044822 | 8.2473
60070 | HHOLLOW31A | 1 | West | YES | 0.026748 | 44.8 | 0 | 224 | 0 | 1.025 | Wind | 1 | 0.044822 | 0 | 224 |  |  |  |  | 0.044822 | 10.0402
60072 | HHOLLOW41A | 1 | West | YES | 0.026748 | 23 | 0 | 115 | 0 | 1.025 | Wind | 1 | 0.044822 | 0 | 115 |  |  |  |  | 0.044822 | 5.1546
76031 | L_GASCCR1_1N | W1 | West | YES | 0.026926 | 30 | 0 | 150 | 0 | 1.02 | Wind | 1 | 0.045 | 0 | 150 |  |  |  |  | 0.045 | 6.7501
1349 | WESTXWIN_1G | 1 | West | YES | 0.027137 | 1.3 | 0 | 6.6 |  | 1.014 | Wind | 1 | 0.045211 | 0 | 6.6 |  |  |  |  | 0.045211 | 0.2984
1350 | NWPWRG1_1G | 1 | West | YES | 0.027137 | 6.9 | 1 | 34.3 |  | 1.014 | Wind | 1 | 0.045211 | 0 | 34.3 |  |  |  |  | 0.045211 | 1.5508
76091 | L_DIVIDE1_1N | W1 | West | YES | 0.027197 | 110 | 0 | 550 | 0 | 1.02 | Wind | 1 | 0.045271 | 0 | 550 |  |  |  |  | 0.045271 | 24.8993
1343 | TRENTIPP_8 | 1 | West | YES | 0.02877 | 30 | 0 | 150 |  | 1.014 | Wind | 1 | 0.046844 | 0 | 150 |  |  |  |  | 0.046844 | 7.0267
1354 | AEPWIND_8 | 1 | West | YES | 0.02877 | 20.2 | 0 | 101 |  | 1 | Wind | 1 | 0.046844 | 0 | 101 |  |  |  |  | 0.046844 | 4.7313
1643 | SLSTR1PP_1G | 1 | North | YES | 0.032038 | 6 | 0 | 60 | 0 | 1.022 | Wind | 1 | 0.050112 | 0 | 60 | 1.9223 | 60 |  |  | 0.050112 | 3.0067
60057 | CALLAHAN1A | 1 | West | YES | 0.033236 | 22.8 | 0 | 114 | 0 | 1.04 | Wind | 1 | 0.05131 | 0 | 114 |  |  |  |  | 0.05131 | 5.8494
6407 | TURKTRAK1A | 1 | West | YES | 0.038138 | 33.9 | 0 | 169.5 | 0 | 1.025 | Wind | 1 | 0.056212 | 0 | 169.5 |  |  |  |  | 0.056212 | 9.528

## Zones
Houston | -1
North | 1
South | -1
West | 1
SET UP AREA, copy & paste values to cell B1
Source | North |  | N to H | N to W | N to S | W to N | S to N | W to S
Sink | South | Houston | -1 | 1 | -1 | -1 | 1 | -1
|  | North | 1 | 1 | 1 | -1 | -1 | -1
|  | South | -1 | 1 | -1 | -1 | 1 | -1
|  | West | 1 | -1 | 1 | 1 | -1 | 1
|  | Source | North | North | North | West | South | West
|  | Sink | Houston | West | South | North | North | South

## Tech
Number of Bus | Name of Bus | Tech Type
238 | BOSQUESW505 | CC
239 | BOSQUESW502 | GGT
244 | WHITNYDM01 | Hydro
245 | WHITNYDM02 | Hydro
247 | BOSQUESW501 | GGT
251 | BOSQUESW803 | CC
253 | BOSQUESW804 | CC
332 | RWMILLER01 | GST
333 | RWMILLER02 | GST
334 | RWMILLER03 | GST
335 | RWMILLER04 | GST
336 | RWMILLER05 | GST
344 | MRSSHPRD | Hydro
345 | MRSSHPRD01 | Hydro
366 | JNSNCNTY802 | Cogen
367 | JNSNCNTY802 | Cogen
503 | NTHTEXAS01 | GST
504 | NTHTEXAS02 | GST
505 | NTHTEXAS03 | GST
580 | JCKCNTY801 | CC
581 | JCKCNTY802 | CC
582 | JCKCNTY803 | CC
728 | WOLFRIDGE801 | Wind
837 | NEWMAN_G5 | GST
842 | OLINGER_G1 | GST
843 | OLINGER_G2 | GST
844 | OLINGER_G3 | GST
845 | OLINGER_G4 | GGT
923 | SPENCER_G4 | GST
924 | SPENCER_G5 | GST
948 | STEAM1 | GST
949 | STEAM2 | GST
950 | STEAM3 | GST
990 | GIBN_CREK_G1 | LIGCO
1002 | PBCTAGE_1G | GGT
1003 | PBCTBGE_2G | GGT
1004 | PBCTCGE_3G | GGT
1005 | PBCTDGE_4G | GGT
1006 | PBCTEGE_5G | GGT
1007 | PB5GEN_6G | GST
1008 | PB6GEN_7G | GST
1037 | MORGAN5G_5G | GST
1039 | MRGNAG_1G | GGT
1040 | MRGNBG_2G | GGT
1041 | MRGNCG_3G | GGT
1042 | MRGNDG_4G | GGT
1043 | MRGNEG_5G | GGT
1044 | MRGNFG_6G | GGT
1045 | CALENG1G_1G | Cogen
1046 | CALENG2G_2G | Cogen
1047 | CALENG3G_3G | Cogen
1049 | ROSCOEWI_5 | Wind
1057 | ROSCOEWI_5 | Wind
1058 | LONGSHORE_5 | Wind
1058 | LONGSHORE_5 | Wind
1058 | LONGSHORE_5 | Wind
1060 | ROSCOEWI_5 | Wind
1061 | CIELOGEN_1G | Wind
1062 | CIELOGEN_2G | Wind
1068 | SCURRYCW_1G | Wind
1069 | KINDERMG_1G | Cogen
1070 | KINDERMG_2G | Cogen
1071 | KINDERMG_3G | Cogen
1072 | ROSCOEWI_5 | Wind
1073 | SCURRYCW_2G | Wind
1146 | NOTREES_1G | Wind
1170 | AIRLAMESA_1G | Wind
1301 | BULLCREK_8 | Wind
1302 | COYOTEWG_8 | Wind
1320 | BSP 1 | Cogen
1326 | STANTONW_8 | Wind
1327 | WILDHRSE_1G | Wind
1328 | OCOTILLO_1G | Wind
1333 | MCDDONAL_8 | Wind
1343 | TRENTIPP_8 | Wind
1349 | WESTXWIN_1G | Wind
1350 | NWPWRG1_1G | Wind
1354 | AEPWIND_8 | Wind
1360 | GUNSIGHT_8 | Wind
1416 | SWETWATR_1G | CC
1417 | SWETWATR_2G | CC
1418 | SWETWATR_3G | CC
1419 | SWETWATR_4G | CC
1432 | GRHAMSES_2G | GST
1433 | GRHAMSES_1G | GST
1437 | MESQUITW_1G | Wind
1438 | MESQUITW_2G | Wind
1442 | COKFIELD_5 | Wind
1453 | WCPWRCO_1G | CC
1454 | WCPWRCO_2G | CC
1455 | WCPWRCO_3G | CC
1479 | WFCOGEN_1G | Cogen
1479 | WFCOGEN_1G | Cogen
1482 | WFCOGEN_2G | Cogen
1482 | WFCOGEN_2G | Cogen
1600 | BARTNWND_1G | Wind
1643 | SLSTR1PP_1G | Wind
1675 | PEC_1G | Cogen
1676 | PEC_2G | Cogen
1677 | PEC_3G | Cogen
1678 | LAMARPWR_1G | CC
1679 | LAMARPWR_2G | CC
1680 | LAMARPWR_3G | CC
1681 | LAMARPWR_4G | CC
1682 | LAMARPWR_5G | CC
1683 | LAMARPWR_6G | CC
1687 | VALLEY_1G | GST
1688 | VALLEY_2G | GSC
1689 | VALLEY_3G | GST
1701 | MOSES_1G | LIGCO
1702 | MOSES_2G | LIGCO
1703 | MOSES_3G | LIGCO
1861 | EAGLEMNT_1G | GST
1862 | EAGLEMNT_2G | GST
1863 | EAGLEMNT_3G | GST
1877 | WLFHOLW_1G | CC
1878 | WLFHOLW_2G | CC
1879 | WLFHOLW_3G | CC
1889 | DECRDOVA_1G | GSC
1892 | DECRDOVA_2G | GGT
1893 | DECRDOVA_3G | GGT
1894 | DECRDOVA_4G | GGT
1895 | DECRDOVA_5G | GGT
1898 | COMCHEPK_1G | Nuc
1899 | COMCHEPK_2G | Nuc
1937 | MDLTHELP_5G | CC
1938 | MDLTHELP_6G | CC
1941 | MDLTHELP_1G | CC
1942 | MDLTHELP_2G | CC
1943 | MDLTHELP_3G | CC
1944 | MDLTHELP_4G | CC
1945 | HANDLEY_1G | GST
1946 | HANDLEY_2G | GST
1947 | HANDLEY_3G | GST
1948 | HANDLEY_4G | GST
1949 | HANDLEY_5G | GST
2371 | COLLIN_1G | GST
2381 | NTHLK1_G | GST
2382 | NTHLK2_G | GST
2383 | NTHLK3_G | GST
2413 | MTCK6_G | GST
2414 | MTCK7_G | GST
2417 | MTCK8_G | GSC
2418 | MTCK2_G | GSC
2419 | MTCK3_G | GSC
2451 | LKHB1_G | GST
2452 | LKHB2_G | GST
3097 | MARTLAKE_1G | LIGCO
3098 | MARTLAKE_2G | LIGCO
3099 | MARTLAKE_3G | LIGCO
3107 | STRYKER_1G | GST
3108 | STRYKER_2G | GST
3113 | LUFKINWB_1G | Trash
3126 | TRINIDAD_6G | GST
3348 | CHAMPION_1G | Cogen
3381 | BBRN_1G | LIGCO
3382 | BBRN_2G | LIGCO
3403 | THOUSE_1G | GSC
3404 | THOUSE_2G | GSC
3416 | LAKE_CRK1_G | GST
3417 | LAKE_CRK2_G | GST
3432 | SANDOW_4G | LIGCO
5026 | BRAUNIG_VHB1 | GST
5027 | BRAUNIG_VHB2 | GST
5028 | BRAUNIG_VHB3 | GST
5031 | BRA_VHBCT1 | GST
5032 | BRA_VHBCT2 | GST
5033 | BRA_VHBCT3 | GST
5034 | BRA_VHBCT4 | GST
5111 | CALAVER_JTD1 | LIGCO
5112 | CALAVER_JTD2 | LIGCO
5264 | LEON_LCP3G3 | GST
5265 | LEON_LCP4G4 | GST
5266 | LEON_LCPCT1 | GGT
5267 | LEON_LCPCT2 | GGT
5268 | LEON_LCPCT3 | GGT
5269 | LEON_LCPCT4 | GGT
5396 | CALAVER_OWS1 | GST
5397 | CALAVER_OWS2 | GST
5401 | CALAVER_JKS1 | LIGCO
5436 | TUTTL_WBT1G1 | GST
5438 | TUTTL_WBT3G3 | GST
5439 | TUTTL_WBT4G4 | GST
5476 | BRA_AVR1_CT1 | CC
5477 | BRA_AVR1_ST1 | CC
5478 | BRA_AVR1_CT2 | CC
5503 | RAYBURNGEN3 | GST
5505 | RAYBURNGEN1 | GGT
5506 | RAYBURNGEN2 | GGT
5508 | RAYBURNCC9 | CC
5509 | RAYBURNCC10 | CC
5511 | RAYBURNCC7 | CC
5512 | RAYBURNCC8 | CC
5728 | FALCONHYDRO2 | Hydro
5729 | FALCONHYDRO3 | Hydro
5890 | PEARSALLGEN1 | GST
5891 | PEARSALLGEN2 | GST
5892 | PEARSALLGEN3 | GST
5903 | SANMIGUELGEN | LIGCO
5911 | STP_GN1___1 | Nuc
5912 | STP_GN2___2 | Nuc
5925 | DCEAST | DCTie
5932 | SI_RAY9 | CC
5933 | SI_RAY6 | GST
5934 | SI_RAY5 | GST
5935 | SI_RAY10 | CC
6016 | SWMESA | Wind
6100 | OKLA7A | DCTie
6144 | MCADOO1A | Wind
6407 | TURKTRAK1A | Wind
6637 | SNYDERW1A | Wind
6752 | OKLA0A | LIGCO
6948 | DENISNDM | Hydro
6948 | DENISNDM | Hydro
7000 | L_FERGUS1_1Y | GSC
7004 | L_SIMGID1_1Y | GST
7005 | L_SIMGID1_2Y | GST
7006 | L_SIMGID1_3Y | GST
7007 | L_LOSTPI1_1Y | CC
7008 | L_LOSTPI1_2Y | CC
7009 | L_LOSTPI1_3Y | CC
7010 | L_FPPYD11_1Y | LIGCO
7011 | L_FPPYD11_2Y | LIGCO
7012 | L_FPPYD21_3Y | LIGCO
7014 | L_HAYSEN1_1Y | CC
7015 | L_HAYSEN1_2Y | CC
7016 | L_HAYSEN1_3Y | CC
7017 | L_HAYSEN1_4Y | CC
7020 | L_AUSTPL1_1Y | Hydro
7020 | L_AUSTPL1_1Y | Hydro
7022 | L_BUCHAN1_1Y | Hydro
7023 | L_BUCHAN1_2Y | Hydro
7024 | L_BUCHAN1_3Y | Hydro
7026 | L_INKSDA1_1Y | Hydro
7028 | L_MARBFA1_1Y | Hydro
7029 | L_MARBFA1_2Y | Hydro
7031 | L_MARSFO1G1Y | Hydro
7032 | L_MARSFO1G2Y | Hydro
7033 | L_MARSFO1G3Y | Hydro
7035 | L_WIRTZ_1G1Y | Hydro
7036 | L_WIRTZ_1G2Y | Hydro
7038 | L_DELAWA1_1Y | Wind
7038 | L_DELAWA1_1Y | Wind
7303 | L_WPPGS12_1Y | GGT
7303 | L_WPPGS12_1Y | GGT
7305 | L_WPPGS34_1Y | GGT
7305 | L_WPPGS34_1Y | GGT
7487 | L_CANYHY8_1Y | Hydro
7605 | L_MCQUEE9_1Y | Hydro
7605 | L_MCQUEE9_1Y | Hydro
7605 | L_MCQUEE9_1Y | Hydro
7609 | L_SCHUMA8_1Y | Hydro
7624 | L_LAKEWO9_1Y | Hydro
7624 | L_LAKEWO9_1Y | Hydro
7800 | L_GUADGE1_1Y | CC
7801 | L_GUADGE1_2Y | CC
7802 | L_GUADGE1_3Y | CC
7803 | L_GUADGE1_4Y | CC
7804 | L_GUADGE1_5Y | CC
7805 | L_GUADGE1_6Y | CC
7807 | L_BASTEN1_1Y | CC
7808 | L_BASTEN1_2Y | CC
7809 | L_BASTEN1_3Y | CC
7810 | L_RIONOG1G1Y | CC
7811 | L_RIONOG1G2Y | CC
7812 | L_RIONOG1G3Y | CC
7813 | L_RIONOG1S1Y | CC
8032 | AMISTADHYD1 | Hydro
8033 | AMISTADHYD2 | Hydro
8048 | FALCONHYDRO1 | Hydro
8066 | DUP1V#1 | Cogen
8134 | FOR #1 | Cogen
8138 | FOR #2 | Cogen
8139 | JOS #1 | GST
8147 | UCAR #2 | Cogen
8148 | UCAR #1 | Cogen
8153 | FOR #3 | Cogen
8154 | FOR #4 | Cogen
8155 | FOR #5 | Cogen
8156 | FOR #6 | Cogen
8157 | FOR #7 | Cogen
8161 | COLETO0A | LIGCO
8173 | VICEC51A | CC
8174 | VICEC61A | CC
8189 | CUECPL2A | Cogen
8262 | ELPS | Hydro
8285 | LAR #1 | GST
8287 | LAR #2 | GST
8288 | LAR #3 | GST
8388 | BATES0A | GST
8393 | BATES0B | GST
8437 | NUECES_B0C | GST
8438 | NUECES_B0B | GST
8442 | NUECES_B0A | GST
8456 | COSW#1 | Cogen
8457 | COSW#2 | Cogen
8459 | B_DAVIS0B | GSC
8460 | B_DAVIS0A | GSC
8461 | KOCH_UP0A | Cogen
8506 | VAL #1 | Cogen
8507 | VAL #2 | Cogen
8511 | OXY_CC0A | Cogen
8517 | CELANEBI0A | Cogen
8560 | CNOPGT1 | Cogen
8561 | CNOPGT2 | Cogen
8562 | CNOPST1 | Cogen
8926 | LGE_GT10A | Cogen
8927 | LGE_GT20A | Cogen
8928 | LGE_STG0A | Cogen
8930 | ICPGN10A | Cogen
8931 | ICPGN20A | Cogen
8932 | ICPGN30A | Cogen
8933 | FGNTS001 | CC
8934 | FGNTS101 | CC
8935 | FGNTS201 | CC
8936 | MVGN#1 | CC
8937 | MVGN#2 | CC
8938 | MVGN#3 | CC
8981 | HECN1 | CC
8982 | HECN2 | CC
8983 | HECN3 | CC
9000 | DECKR_G1 | GST
9001 | DECKR_G2 | GST
9002 | DECKR_G3 | GGT
9003 | DECKR_G4 | GGT
9004 | DECKR_G5 | GGT
9005 | DECKR_G6 | GGT
9016 | SANDH_G1 | GGT
9017 | SANDH_G2 | GGT
9018 | SANDH_G3 | GGT
9019 | SANDH_G4 | GGT
9020 | SANDHG5A | CC
9021 | SANDHG5C | CC
11001 | NAV1CT | CC
11009 | NAV2CT | CC
11011 | NAV3ST | CC
11012 | NAV4CT | CC
11013 | NAV5CT | CC
11014 | NAV6ST | CC
11020 | TIEHVSG_1G | CC
11021 | TIEHVCG_1G | CC
11022 | TIEHVCG_2G | CC
11023 | TIEHVCG_3G | CC
11024 | TIEHVCG_4G | CC
11025 | TIEHVSG_2G | CC
11691 | KMICHICT1_G | CC
11692 | KMICHICT2_G | CC
11693 | KMICHIST3_G | CC
11694 | KMICHICT4_G | CC
11695 | KMICHICT5_G | CC
11696 | KMICHIST6_G | CC
12322 | ENNSTRAC_1G | CC
12323 | ENNSTRAC_2G | CC
12411 | FPLEFR1A_G | CC
12412 | FPLEFR1B_G | CC
12413 | FPLEFR1C_G | CC
12414 | FPLEFR1S_G | CC
12421 | FPLEFR2A_G | CC
12422 | FPLEFR2B_G | CC
12423 | FPLEFR2C_G | CC
12424 | FPLEFR2S_G | CC
12440 | PARKD_1SVC8 | GST
12449 | PARKD_2SVC8 | GST
13116 | TGATEWAY_1G | CC
13117 | TGATEWAY_2G | CC
13118 | TGATEWAY_3G | CC
13119 | TGATEWAY_4G | CC
13131 | CALFREST_1G | CC
13132 | CALFREST_2G | CC
13133 | CALFREST_3G | CC
13134 | CALFREST_4G | CC
13135 | CALFREST_5G | CC
13136 | CALFREST_6G | CC
13432 | SANDOW_5G | LIGCO
32798 | BRYN_TAMUGEN | GST
32883 | BRYN_DNSBY3 | GST
32884 | BRYN_DNSBY13 | GST
32886 | BRYN_ATKINS3 | GST
32887 | BRYN_ATKINS6 | GST
32888 | BRYN_ATKINS7 | GGT
32890 | BRYN_ATKINS4 | GST
32891 | BRYN_ATKINS5 | GST
32892 | BRYN_DNSBY14 | GST
36998 | RDCNYNG1 | Wind
38332 | TNWDWRDU2_8 | Wind
38437 | TNSRBNMESA9 | Wind
38580 | TNBP_CGN1_8 | Cogen
38590 | TNBP_CGN2_8 | Cogen
38600 | TNBP_CGN3_8 | Cogen
38611 | TNBPAMCG1_8 | Cogen
38612 | TNBPAMCG2_8 | Cogen
38613 | TNBPAMCG3_8 | Cogen
38614 | TNBPAMCG4_8 | Cogen
38615 | TNBPAMCG5_8 | Cogen
38690 | TNBP_CGN4_8 | Cogen
38711 | TNTXCTY1CG8 | Cogen
38712 | TNTXCTY2CG8 | Cogen
38713 | TNTXCTY3CG8 | Cogen
38714 | TNTXCTY4CG8 | Cogen
39190 | TNSLCGN1__8 | Cogen
39470 | TNDOWCGNSG8 | Cogen
39480 | TNDOWCGNGG8 | Cogen
39760 | TNSCLP1___8 | Cogen
39770 | TNSCLP2___8 | Cogen
39775 | TNSCLP4___8 | Cogen
39790 | TNSCLP3___8 | Cogen
39960 | TNTNPONE_18 | LIGCO
39970 | TNTNPONE_28 | LIGCO
48500 | APD_GT1_8005 | Cogen
48510 | AK_GT1__8040 | Cogen
48511 | LPE_GT1_8070 | GGT
48512 | LPE_GT2_8075 | GGT
48513 | LPE_GT3_8080 | GGT
48514 | LPE_GT4_8085 | GGT
48520 | BSF_GT1_8070 | Cogen
48520 | BSF_GT1_8070 | Cogen
48521 | BVE_GT1_GT1 | CC
48522 | BVE_GT2_5035 | CC
48523 | BVE_ST1_GN1 | CC
48531 | BYU_GT1_8075 | Cogen
48532 | BYU_GT2_8055 | Cogen
48533 | BYU_GT3_8060 | Cogen
48534 | BYU_GT4_8065 | Cogen
48551 | CAL_GT1_8045 | Cogen
48552 | CAL_ST1_8000 | Cogen
48561 | CTL_GT2_8130 | Cogen
48562 | CTL_GT3_8135 | Cogen
48563 | CTL_GT4_8140 | Cogen
48564 | CTL_GN1_8145 | Cogen
48565 | CTL_GN2_8155 | Cogen
48581 | CBY_GN1_1 | GSC
48582 | CBY_GN2_2 | GSC
48583 | CBY_GT4_1 | GSC
48584 | CBY_GT4_2 | CC
48585 | CBY_ST4_1 | CC
48591 | CHE_GT2_5030 | Cogen
48593 | CHE_GT1_8015 | Cogen
48594 | CHE_GN4_8025 | Cogen
48595 | BTE_GT2_8075 | CC
48596 | BTE_GT3_8045 | CC
48597 | BTE_GT4_8055 | CC
48598 | BTE_ST1_8070 | CC
48611 | DIB_GT1_8080 | Cogen
48612 | DIB_GT2_8075 | Cogen
48613 | DIB_ST1_8085 | Cogen
48614 | DIB_GT3_8090 | Cogen
48641 | DPEC_GT15040 | CC
48642 | DPEC_GT25025 | CC
48643 | DPEC_GT35010 | CC
48644 | DPEC_GT45070 | CC
48645 | DPEC_ST55065 | CC
48651 | EP_1_2 | Cogen
48651 | EP_1_2 | Cogen
48671 | FTR_GT1_5105 | CC
48672 | FTR_GT2_5110 | CC
48673 | FTR_GT3_5085 | CC
48674 | FTR_CN4_5095 | CC
48690 | GBY_GN5_5 | GSC
48691 | GBY_73741085 | GGT
48691 | GBY_73741085 | GGT
48692 | GBY_81821075 | GGT
48692 | GBY_81821075 | GGT
48693 | GBY_83841065 | GGT
48693 | GBY_83841065 | GGT
48721 | LEG_1___1 | LIGCO
48722 | LEG_2___2 | LIGCO
48730 | MNS_GT | Cogen
48731 | CBE_GT1 | CC
48732 | CBE_GT2 | CC
48733 | CBE_ST12 | CC
48734 | CBE_GT3 | CC
48735 | CBE_GT4 | CC
48736 | CBE_ST34 | CC
48740 | PSG_GN2_8050 | Cogen
48741 | PSG_GT2_8040 | Cogen
48742 | PSG_GT3_8060 | Cogen
48761 | PR_GT1__9040 | Cogen
48772 | PHR_GN2_2 | GSC
48791 | PSA_GT1_8160 | Cogen
48792 | PSA_GT2_8155 | Cogen
48793 | PSA_GT3_8150 | Cogen
48794 | PSA_GT4_8145 | Cogen
48795 | PSA_GT5_8140 | Cogen
48796 | PSA_GN1_8165 | Cogen
48797 | PSA_GT6_8135 | Cogen
48811 | CVC_GT3_5045 | Cogen
48812 | CVC_GT2_5020 | Cogen
48813 | CVC_GT1_5035 | Cogen
48814 | CVC_ST5_5040 | Cogen
48815 | CVC_GT4_8005 | Cogen
48820 | SHELLG1_3015 | Cogen
48821 | SHELLG2 | Cogen
48822 | SHELLG3_3020 | Cogen
48822 | SHELLG3_3020 | Cogen
48841 | SJS_GT1_GT1 | Cogen
48842 | SJS_GT2_GT2 | Cogen
48845 | SOL_GT1 | Solar
48851 | SRB_GN1_1 | GST
48852 | SRB_GN2_2 | GST
48853 | SRB_GN3_3 | GST
48854 | SRB_GN4_4 | GST
48855 | SRB_GT211035 | GGT
48855 | SRB_GT211035 | GGT
48873 | THW_ST3_ST_3 | CC
48874 | THW_ST4_ST_4 | CC
48875 | THW_3132 | CC
48875 | THW_3132 | CC
48877 | THW_3334 | CC
48877 | THW_3334 | CC
48879 | THW_4142 | CC
48879 | THW_4142 | CC
48881 | THW_4344 | CC
48881 | THW_4344 | CC
48883 | THW_GT1_GT_1 | GGT
48885 | THW_5152 | GGT
48885 | THW_5152 | GGT
48886 | THW_5354 | GGT
48886 | THW_5354 | GGT
48887 | THW_5556 | GGT
48887 | THW_5556 | GGT
48911 | TGF_GT1_8000 | Cogen
48921 | WAP_GN1_1 | GST
48922 | WAP_GN2_2 | GST
48923 | WAP_GN3_3 | GST
48924 | WAP_GN4_4 | GSC
48925 | WAP_GN5_5 | LIGCO
48926 | WAP_GN6_6 | LIGCO
48927 | WAP_GN7_7 | LIGCO
48928 | WAP_GN8_8 | LIGCO
48929 | WAPGT21_GT1 | GGT
49803 | EXN_15GT | Cogen
49804 | EXN_16GT | Cogen
49805 | EXN_17GT | Cogen
49826 | EXN938GT | Cogen
49828 | EXN941GT | Cogen
49829 | EXN942GT | Cogen
49830 | EXN943GT | Cogen
49831 | EXN944GT | Cogen
49832 | EXN945GT | Cogen
49837 | EXN_GT | Cogen
49838 | EXN_14GT | Cogen
49851 | DOW17000 | Cogen
49858 | DOW38100 | Cogen
49859 | DOW38200 | Cogen
49860 | DOW38300 | Cogen
49862 | DOW39100 | Cogen
49863 | DOW39200 | Cogen
49865 | DOW41000 | Cogen
49866 | DOW42000 | Cogen
49869 | DOW49000 | Cogen
49870 | DOW61000 | Cogen
49871 | DOW62000 | Cogen
49872 | DOW63000 | Cogen
49873 | DOW64000 | Cogen
49876 | DOW65000 | Cogen
49877 | DOW66000 | Cogen
49878 | DOW67000 | Cogen
49882 | DOW81000 | Cogen
49884 | DOW82000 | Cogen
49885 | DOW83000 | Cogen
49886 | DOW84000 | Cogen
60000 | DSKY2 | Wind
60003 | KING_NE1A | Wind
60005 | KING_SE1A | Wind
60007 | KING_SW1A | Wind
60016 | WOODWRD11A | Wind
60017 | ORNNWP1 | Wind
60018 | DSKY1 | Wind
60019 | KING_NW1A | Wind
60052 | WILDHRS11A | Wind
60053 | WILDHRS21A | Wind
60057 | CALLAHAN1A | Wind
60058 | BUFF_GAP1A | Wind
60060 | CIRELLO | Wind
60063 | BUFF_GAP1B | Wind
60066 | H_HOLLOW1A | Wind
60068 | HHOLLOW21A | Wind
60070 | HHOLLOW31A | Wind
60072 | HHOLLOW41A | Wind
60081 | WHRLWIND1A | Wind
60201 | RIO DRCS | AVR
60202 | FRNDDRCS | AVR
71051 | L_BITTCR1_1N | Wind
71054 | L_SWEETW1_1N | Wind
71057 | L_SWEETW1_2N | Wind
71059 | L_SWEETW1_3N | Wind
71060 | L_SWEETW1_4N | Wind
76031 | L_GASCCR1_1N | Wind
76091 | L_DIVIDE1_1N | Wind
80003 | MILHWYS | AVR
80010 | EPLVT1 | AVR
80012 | LAR | DCTie
80051 | FOR #8 | Cogen
80052 | FOR #9 | Cogen
80053 | FOR #10 | Cogen
80080 | GWINDT11A | Wind
80080 | GWINDT11A | Wind
80080 | GWINDT11A | Wind
80080 | GWINDT11A | Wind
80081 | GWINDT21A | Wind
80081 | GWINDT21A | Wind
80081 | GWINDT21A | Wind
80081 | GWINDT21A | Wind
80137 | CSDR89 | DCTie
80137 | CSDR89 | DCTie
80138 | CSDR7 | DCTie
80139 | CSDR56 | DCTie
80139 | CSDR56 | DCTie
80140 | CSDR11 | DCTie
80180 | PNSCALT11A | Wind
80180 | PNSCALT11A | Wind
80181 | PNSCALT21A | Wind
80181 | PNSCALT21A | Wind
80223 | REYSHR G | Cogen
80224 | VISTRONG1 | Cogen
80225 | VISTRONG2 | Cogen
80226 | ALCOA G | Cogen
80227 | AIRCO G | Cogen
80265 | LARECU40A | GGT
80266 | LARECU50A | GGT
88198 | BEEVILLE | AVR
88253 | HAMILTON | BLT
88299 | ZAPATA | BLT
88508 | FALFURRI | AVR