## TitlePage
REPORT ON THE CAPACITY, DEMAND, AND RESERVES IN THE ERCOT REGION
System Planning
May 2009
ERCOT
2705 West Lake Drive
Taylor, Texas 76574

## Contents
Contents
Tab | Notes
Disclaimer | Please read.
Definitions | List of definitions
Changes from 2008 CDR (December Update) | List of changes from the 2008 CDR (December Update)
SummerSummary | Shows load forecast, generation resources, and reserve margin for summer 2009 through summer 2014
WinterSummary | Shows load forecast, generation resources, and reserve margin for winter 2009 through winter 2014
LongTermProjections | Graphs of capacity and demand through 2029
SummerFuelTypes | Lists generation fuel types by MW and by percentage for summer 2009 through summer 2014
WinterFuelTypes | Lists generation fuel types by MW and by percentage for winter 2009 through winter 2014
SummerCoincidentDemandbyCounty | Shows estimated summer coincident demand by county for 2009 through 2014
SummerLoadbyCounty | Shows estimated summer non-coincident load by county for 2009 through 2014
SummerGenerationbyCounty | Shows summer generation by county for 2009 through 2014
SummerImport-ExportbyCounty | Shows calculated import or export by county for summer 2009 through summer 2014
WinterCoincidentDemandbyCounty | Shows estimated winter coincident demand by county for 2009 through 2014
WinterLoadbyCounty | Shows estimated winter non-coincident load by county for 2009 through 2014
WinterGenerationbyCounty | Shows winter generation by county for 2009 through 2014
WinterImport-ExportbyCounty | Shows calculated import or export by county for winter 2009 through winter 2014
SummerCapacities | Lists units and their capabilities used in determining the generation resources in the Summer Summary
WinterCapacities | Lists units and their capabilities used in determining the generation resources in the Winter Summary

## Disclaimer
Disclaimer
CDR WORKING PAPER
FOR PLANNING PURPOSES ONLY
This ERCOT Working Paper has been prepared for specific ERCOT and market participant purposes and has been developed from data provided by ERCOT market participants. The data may contain errors or become obsolete and thereby affect the conclusions and opinions of the Working Paper. ERCOT MAKES NO WARRANTY, EXPRESS OR IMPLIED, INCLUDING ANY WARRANTY OF MERCHANTABILITY OR FITNESS FOR ANY PARTICULAR PURPOSE, AND DISCLAIMS ANY AND ALL LIABILITY WITH RESPECT TO THE ACCURACY OF SAME OR THE FITNESS OR APPROPRIATENESS OF SAME FOR ANY PARTICULAR USE. THIS ERCOT WORKING PAPER IS SUPPLIED WITH ALL FAULTS. The specific suitability for any use of the Working Paper and its accuracy should be confirmed by each ERCOT market participant that contributed data for this Working Paper.
This Working Paper is based on data submitted by ERCOT market participants as part of their Annual Load Data Request (ALDR) and their generation asset registration and on data in the EIA-411. As such, this data is updated on an ongoing basis, which means that this report can be rendered obsolete without notice.

## Definitions
Definitions
Available Mothballed Generation
The probability that a mothballed unit will return to service, as provided by its owner, multiplied by the capacity of the unit. Return probabilities are considered protected information under the ERCOT Protocols and therefore are not included in this report.
BULs
Balancing up load. Loads capable of reducing the need for electrical energy when providing Balancing Up Load Energy Service as described in the ERCOT Protocols, Section 6, Ancillary Services. BULs are not considered resources as defined by the ERCOT Protocols.
Effective Load-Carrying Capability (ELCC) of Wind Generation
The amount of wind generation that the Generation Adequacy Task Force (GATF) has recommended to be included in the CDR. The value is 8.7% of the nameplate capacity listed in the Unit Capacities tables, both installed capacity and planned capacity.
LaaRs (Loads acting as resources)
Load capable of reducing or increasing the need for electrical energy or providing Ancillary Services to the ERCOT System, as described in the ERCOT Protocols, Section 6, Ancillary Services. These Resources may provide the following Ancillary Services: Responsive Reserve Service, Non-Spinning Reserve Service, Replacement Reserve Service, and Regulation Service. The Resources must be registered and qualified by ERCOT and will be scheduled by a Qualified Scheduling Entity
Mothballed Capacity
The difference in the available mothballed generation (see definition above) and the total mothballed capacity. This value is zero in the upcoming Summer CDR Report because there isn't enough time to return those units to service before the start of the summer.
Mothballed Unit
A generation resource for which a generation entity has submitted a Notification of Suspension of Operations, for which ERCOT has declined to execute an RMR agreement, and for which the generation entity has not announced retirement of the generation resource.
Net Dependable Capability
Maximum sustainable capability of a generation resource as demonstrated by performance testing.
Non-Synchronous Tie
Any non-synchronous transmission interconnection between ERCOT and non-ERCOT electric power systems
Other Potential Resources
Capacity resources that include one of the following:
• Remaining "mothballed" capacity not included as resources in the reserve margin calculation
• Remaining DC tie capacity not included as resources in the reserve margin calculation, and
• New generating units that have initiated full transmission interconnection studies through the ERCOT generation interconnection process (Note that new wind generating units would be included based on the appropriate discounted capacity value applied to existing wind generating units.)
Planned Units in Full Interconnection Study Phase
To connect new generation to the ERCOT grid, a generation developer must go through a set procedure. The first step is a high-level screening study to determine the effects of adding the new generation on the transmission system. The second step is the full interconnection study. These are detailed studies done by the transmission owners to determine the effects of the addition of new generation on the transmission system.
Private Networks
An electric network connected to the ERCOT transmission grid that contains load that is not directly metered by ERCOT (i.e., load that is typically netted with internal generation).
Reliability Must-Run (RMR) Unit
A generation resource unit operated under the terms of an agreement with ERCOT that would not otherwise be operated except that they are necessary to provide voltage support, stability or management of localized transmission constraints under first contingency criteria.
Signed IA (Interconnection Agreement)
An agreement that sets forth requirements for physical connection between an eligible transmission service customer and a transmission or distribution service provider
Switchable Unit
A generation resource that can be connected to either the ERCOT transmission grid or a grid outside the ERCOT Region.

## SummerSummary
2009 Report on the Capacity, Demand, and Reserves in the ERCOT Region | [7 empty] | 2009 Report on the Capacity, Demand, and Reserves in the ERCOT Region
Summer Summary | [7 empty] | Summer Summary
Load Forecast: |  | 2009 | 2010 | 2011 | 2012 | 2013 | 2014
| Total Summer Peak Demand, MW | 63491 | 64056 | 65494 | 67394 | 69399 | 70837
| less LAARs Serving as Responsive Reserve, MW | 1115 | 1115 | 1115 | 1115 | 1115 | 1115
| less LAARs Serving as Non-Spinning Reserve, MW | 0 | 0 | 0 | 0 | 0 | 0
| less BULs, MW | 0 | 0 | 0 | 0 | 0 | 0
| less Energy Efficiency Programs (per HB3693) | 110 | 242 | 242 | 242 | 242 | 242
| Firm Load Forecast, MW | 62266 | 62699 | 64137 | 66037 | 68042 | 69480
Resources: |  | 2009 | 2010 | 2011 | 2012 | 2013 | 2014
| Installed Capacity, MW | 63491.8 | 61799.8 | 61799.8 | 61799.8 | 61799.8 | 61799.8
| Capacity from Private Networks, MW | 5313 | 5318 | 5318 | 5318 | 5318 | 5318
| Effective Load-Carrying Capability (ELCC) of Wind Generation, MW | 707.745 | 707.745 | 707.745 | 707.745 | 707.745 | 707.745
| RMR Units to be under Contract, MW | 115 | 0 | 0 | 0 | 0 | 0
| Operational Generation, MW | 69627.545 | 67825.545 | 67825.545 | 67825.545 | 67825.545 | 67825.545
| 50% of Non-Synchronous Ties, MW | 553 | 553 | 553 | 553 | 553 | 553
| Switchable Units, MW | 2848 | 2848 | 2848 | 2848 | 2848 | 2848
| Available Mothballed Generation , MW | 0 | 400.75 | 478.5 | 478.5 | 478.5 | 478.5
| Planned Units (not wind) with Signed IA and Air Permit, MW | 0 | 3769 | 4389 | 5414 | 7206 | 7206
| ELCC of Planned Wind Units with Signed IA, MW | 0 | 75.777 | 121.452 | 168.432 | 210.801 | 210.801
| Total Resources, MW | 73028.545 | 75472.072 | 76215.497 | 77287.477 | 79121.846 | 79121.846
| less Switchable Units Unavailable to ERCOT, MW | 317 | 158 | 0 | 0 | 0 | 0
| less Retiring Units, MW | 0 | 0 | 0 | 0 | 0 | 0
| Resources, MW | 72711.545 | 75314.072 | 76215.497 | 77287.477 | 79121.846 | 79121.846
| Reserve Margin | 16.78% | 20.12% | 18.83% | 17.04% | 16.28% | 13.88%
(Resources - Firm Load Forecast)/Firm Load Forecast
Other Potential Resources: |  | 553 | 13889.1525 | 23094.3479 | 28793.7019 | 31399.1889 | 33140.0389
| Mothballed Capacity , MW | 0 | 5478.25 | 7124.5 | 7124.5 | 7124.5 | 7124.5
| 50% of Non-Synchronous Ties, MW | 553 | 553 | 553 | 553 | 553 | 553
| Planned Units in Full Interconnection Study Phase, MW | 0 | 7857.9025 | 15416.8479 | 21116.2019 | 23721.6889 | 25462.5389

## WinterSummary
2009 Report on the Capacity, Demand, and Reserves in the ERCOT Region | [7 empty] | 2009 Report on the Capacity, Demand, and Reserves in the ERCOT Region
Winter Summary | [7 empty] | Winter Summary
Load Forecast: |  | 2009/10 | 2010/11 | 2011/12 | 2012/13 | 2013/14 | 2014/15
| Total Summer Peak Demand, MW | 43463 | 44463 | 45784 | 47030 | 47984 | 48914
| less LAARs Serving as Responsive Reserve, MW | 1115 | 1115 | 1115 | 1115 | 1115 | 1115
| less LAARs Serving as Non-Spinning Reserve, MW | 0 | 0 | 0 | 0 | 0 | 0
| less BULs, MW | 0 | 0 | 0 | 0 | 0 | 0
| less Energy Efficiency Programs (per HB3693) | 110 | 242 | 242 | 242 | 242 | 242
| Firm Load Forecast, MW | 42238 | 43106 | 44427 | 45673 | 46627 | 47557
Resources: |  | 2009/10 | 2010/11 | 2011/12 | 2012/13 | 2013/14 | 2014/15
| Installed Capacity, MW | 62862.8965 | 62862.8965 | 62862.8965 | 62862.8965 | 62862.8965 | 62862.8965
| Capacity from Private Networks, MW | 5843 | 5848 | 5850 | 5850 | 5850 | 5850
| Effective Load-Carrying Capability (ELCC) of Wind Generation, MW | 707.745 | 707.745 | 707.745 | 707.745 | 707.745 | 707.745
| RMR Units to be under Contract, MW | 115 | 0 | 0 | 0 | 0 | 0
| Operational Generation, MW | 69528.6415 | 69418.6415 | 69420.6415 | 69420.6415 | 69420.6415 | 69420.6415
| 50% of Non-Synchronous Ties, MW | 553 | 553 | 553 | 553 | 553 | 553
| Switchable Units, MW | 3099.6 | 3099.6 | 3099.6 | 3099.6 | 3099.6 | 3099.6
| Available Mothballed Generation , MW | 258.4 | 323 | 323 | 323 | 323 | 323
| Planned Units (not wind) with Signed IA and Air Permit, MW | 805 | 3769 | 4389 | 5414 | 7206 | 7206
| ELCC of Planned Wind Units with Signed IA, MW | 15.66 | 88.827 | 131.892 | 190.269 | 210.801 | 210.801
| Total Resources, MW | 74260.3015 | 77252.0685 | 77917.1335 | 79000.5105 | 80813.0425 | 80813.0425
| less Switchable Units Unavailable to ERCOT, MW | 317 | 158 | 0 | 0 | 0 | 0
| less Retiring Units, MW | 0 | 0 | 0 | 0 | 0 | 0
| Resources, MW | 73943.3015 | 77094.0685 | 77917.1335 | 79000.5105 | 80813.0425 | 80813.0425
| Reserve Margin | 75.06% | 78.85% | 75.38% | 72.97% | 73.32% | 69.93%
(Resources - Firm Load Forecast)/Firm Load Forecast
Other Potential Resources: |  | 8117.601 | 16154.1755 | 25785.3349 | 29001.2019 | 31328.2889 | 32934.2889
| Mothballed Capacity , MW | 6881.6 | 7332 | 7332 | 7332 | 7332 | 7332
| 50% of Non-Synchronous Ties, MW | 553 | 553 | 553 | 553 | 553 | 553
| Planned Units in Full Interconnection Study Phase, MW | 683.001 | 8269.1755 | 17900.3349 | 21116.2019 | 23443.2889 | 25049.2889

## LongTermProjections
Long-Term Projections

## SummerFuelTypes
Summer Fuel Types - ERCOT | [6 empty] | Summer Fuel Types - Houston Zone | [6 empty] | Summer Fuel Types - North Zone | [6 empty] | Summer Fuel Types - South Zone | [6 empty] | Summer Fuel Types - West Zone
Fuel type is based on the primary fuel. The available capactities of the mothballed units are included. Capacities of the wind units are included at 8.7%. The amounts available for the grid according to information from the owners of the private network (self-serve) units and the distributed generation units that have registered with ERCOT are included. | [6 empty] | Fuel type is based on the primary fuel. The available capactities of the mothballed units are included. Capacities of the wind units are included at 8.7%. The amounts available for the grid according to information from the owners of the private network (self-serve) units and the distributed generation units that have registered with ERCOT are included. | [6 empty] | Fuel type is based on the primary fuel. The available capactities of the mothballed units are included. Capacities of the wind units are included at 8.7%. The amounts available for the grid according to information from the owners of the private network (self-serve) units and the distributed generation units that have registered with ERCOT are included. | [6 empty] | Fuel type is based on the primary fuel. The available capactities of the mothballed units are included. Capacities of the wind units are included at 8.7%. The amounts available for the grid according to information from the owners of the private network (self-serve) units and the distributed generation units that have registered with ERCOT are included. | [6 empty] | Fuel type is based on the primary fuel. The available capactities of the mothballed units are included. Capacities of the wind units are included at 8.7%. The amounts available for the grid according to information from the owners of the private network (self-serve) units and the distributed generation units that have registered with ERCOT are included.
Aug. 3, 2009 update including corrected amounts on summer and winter fuel types | [20 empty] | Aug. 3, 2009 update including corrected amounts on summer and winter fuel types
| In MW | [6 empty] | In MW | [6 empty] | In MW | [6 empty] | In MW | [6 empty] | In MW
Fuel Type | 2009 | 2010 | 2011 | 2012 | 2013 | 2014 | Fuel Type | 2009 | 2010 | 2011 | 2012 | 2013 | 2014 | Fuel Type | 2009 | 2010 | 2011 | 2012 | 2013 | 2014 | Fuel Type | 2009 | 2010 | 2011 | 2012 | 2013 | 2014 | Fuel Type | 2009 | 2010 | 2011 | 2012 | 2013 | 2014
Biomass | 46.6 | 91.6 | 91.6 | 91.6 | 91.6 | 91.6 | Biomass | 17.9 | 17.9 | 17.9 | 17.9 | 17.9 | 17.9 | Biomass | 7.1 | 52.1 | 52.1 | 52.1 | 52.1 | 52.1 | Biomass | 21.6 | 21.6 | 21.6 | 21.6 | 21.6 | 21.6 | Biomass | 0 | 0 | 0 | 0 | 0 | 0
Coal | 15875 | 18358 | 18358 | 19283 | 19283 | 19283 | Coal | 2472 | 2472 | 2472 | 2472 | 2472 | 2472 | Coal | 8051 | 8824 | 8824 | 9749 | 9749 | 9749 | Coal | 4703 | 6413 | 6413 | 6413 | 6413 | 6413 | Coal | 649 | 649 | 649 | 649 | 649 | 649
Natural Gas | 49025.6 | 49498.6 | 50118.6 | 50118.6 | 51910.6 | 51910.6 | Natural Gas | 12626 | 12626 | 12626 | 12626 | 12626 | 12626 | Natural Gas | 19052.6 | 19287.6 | 19287.6 | 19287.6 | 21079.6 | 21079.6 | Natural Gas | 14239 | 14477 | 15097 | 15097 | 15097 | 15097 | Natural Gas | 3108 | 3108 | 3108 | 3108 | 3108 | 3108
Nuclear | 4892 | 4892 | 4892 | 4892 | 4892 | 4892 | Nuclear | 0 | 0 | 0 | 0 | 0 | 0 | Nuclear | 2328 | 2328 | 2328 | 2328 | 2328 | 2328 | Nuclear | 2564 | 2564 | 2564 | 2564 | 2564 | 2564 | Nuclear | 0 | 0 | 0 | 0 | 0 | 0
Other | 1515.6 | 1515.6 | 1515.6 | 1515.6 | 1515.6 | 1515.6 | Other | 144.8 | 144.8 | 144.8 | 144.8 | 144.8 | 144.8 | Other | 623.8 | 623.8 | 623.8 | 623.8 | 623.8 | 623.8 | Other | 527 | 527 | 527 | 527 | 527 | 527 | Other | 220 | 220 | 220 | 220 | 220 | 220
Hydro | 585.8 | 585.8 | 585.8 | 585.8 | 585.8 | 585.8 | Hydro | 0 | 0 | 0 | 0 | 0 | 0 | Hydro | 190.8 | 190.8 | 190.8 | 190.8 | 190.8 | 190.8 | Hydro | 395 | 395 | 395 | 395 | 395 | 395 | Hydro | 0 | 0 | 0 | 0 | 0 | 0
Wind | 707.745 | 783.522 | 829.197 | 876.177 | 918.546 | 918.546 | Wind | 0 | 0 | 0 | 0 | 0 | 0 | Wind | 20.271 | 20.271 | 33.321 | 33.321 | 33.321 | 33.321 | Wind | 42.195 | 57.855 | 57.855 | 57.855 | 57.855 | 57.855 | Wind | 645.279 | 705.396 | 738.021 | 785.001 | 827.37 | 827.37
Total | 72648.345 | 75725.122 | 76390.797 | 77362.777 | 79197.146 | 79197.146 | Total | 15260.7 | 15260.7 | 15260.7 | 15260.7 | 15260.7 | 15260.7 | Total | 30273.571 | 31326.571 | 31339.621 | 32264.621 | 34056.621 | 34056.621 | Total | 22491.795 | 24455.455 | 25075.455 | 25075.455 | 25075.455 | 25075.455 | Total | 4622.279 | 4682.396 | 4715.021 | 4762.001 | 4804.37 | 4804.37
| In Percentages | [6 empty] | In Percentages | [6 empty] | In Percentages | [6 empty] | In Percentages | [6 empty] | In Percentages
Fuel Type | 2009 | 2010 | 2011 | 2012 | 2013 | 2014 | Fuel Type | 2009 | 2010 | 2011 | 2012 | 2013 | 2014 | Fuel Type | 2009 | 2010 | 2011 | 2012 | 2013 | 2014 | Fuel Type | 2009 | 2010 | 2011 | 2012 | 2013 | 2014 | Fuel Type | 2009 | 2010 | 2011 | 2012 | 2013 | 2014
Biomass | 0.06414% | 0.121% | 0.1199% | 0.1184% | 0.1157% | 0.1157% | Biomass | 0.1173% | 0.1173% | 0.1173% | 0.1173% | 0.1173% | 0.1173% | Biomass | 0.02345% | 0.1663% | 0.1662% | 0.1615% | 0.153% | 0.153% | Biomass | 0.09604% | 0.08832% | 0.08614% | 0.08614% | 0.08614% | 0.08614% | Biomass | 0% | 0% | 0% | 0% | 0% | 0%
Coal | 21.85% | 24.24% | 24.03% | 24.93% | 24.35% | 24.35% | Coal | 16.2% | 16.2% | 16.2% | 16.2% | 16.2% | 16.2% | Coal | 26.59% | 28.17% | 28.16% | 30.22% | 28.63% | 28.63% | Coal | 20.91% | 26.22% | 25.57% | 25.57% | 25.57% | 25.57% | Coal | 14.04% | 13.86% | 13.76% | 13.63% | 13.51% | 13.51%
Natural Gas | 67.48% | 65.37% | 65.61% | 64.78% | 65.55% | 65.55% | Natural Gas | 82.74% | 82.74% | 82.74% | 82.74% | 82.74% | 82.74% | Natural Gas | 62.93% | 61.57% | 61.54% | 59.78% | 61.9% | 61.9% | Natural Gas | 63.31% | 59.2% | 60.21% | 60.21% | 60.21% | 60.21% | Natural Gas | 67.24% | 66.38% | 65.92% | 65.27% | 64.69% | 64.69%
Nuclear | 6.734% | 6.46% | 6.404% | 6.323% | 6.177% | 6.177% | Nuclear | 0% | 0% | 0% | 0% | 0% | 0% | Nuclear | 7.69% | 7.431% | 7.428% | 7.215% | 6.836% | 6.836% | Nuclear | 11.4% | 10.48% | 10.23% | 10.23% | 10.23% | 10.23% | Nuclear | 0% | 0% | 0% | 0% | 0% | 0%
Other | 2.086% | 2.001% | 1.984% | 1.959% | 1.914% | 1.914% | Other | 0.9488% | 0.9488% | 0.9488% | 0.9488% | 0.9488% | 0.9488% | Other | 2.061% | 1.991% | 1.99% | 1.933% | 1.832% | 1.832% | Other | 2.343% | 2.155% | 2.102% | 2.102% | 2.102% | 2.102% | Other | 4.76% | 4.698% | 4.666% | 4.62% | 4.579% | 4.579%
Hydro | 0.8064% | 0.7736% | 0.7668% | 0.7572% | 0.7397% | 0.7397% | Hydro | 0% | 0% | 0% | 0% | 0% | 0% | Hydro | 0.6303% | 0.6091% | 0.6088% | 0.5914% | 0.5602% | 0.5602% | Hydro | 1.756% | 1.615% | 1.575% | 1.575% | 1.575% | 1.575% | Hydro | 0% | 0% | 0% | 0% | 0% | 0%
Wind | 0.9742% | 1.035% | 1.085% | 1.133% | 1.16% | 1.16% | Wind | 0% | 0% | 0% | 0% | 0% | 0% | Wind | 0.06696% | 0.06471% | 0.1063% | 0.1033% | 0.09784% | 0.09784% | Wind | 0.1876% | 0.2366% | 0.2307% | 0.2307% | 0.2307% | 0.2307% | Wind | 13.96% | 15.06% | 15.65% | 16.48% | 17.22% | 17.22%

## WinterFuelTypes
Winter Fuel Types - ERCOT | [6 empty] | Winter Fuel Types - Houston Zone | [6 empty] | Winter Fuel Types - North Zone | [6 empty] | Winter Fuel Types - South Zone | [6 empty] | Winter Fuel Types - West Zone
Fuel type is based on the primary fuel. The available capactities of the mothballed units are included. Capacities of the wind units are included at 8.7%. The amounts available for the grid according to information from the owners of the private network (self-serve) units and the distributed generation units that have registered with ERCOT are included. | [6 empty] | Fuel type is based on the primary fuel. The available capactities of the mothballed units are included. Capacities of the wind units are included at 8.7%. The amounts available for the grid according to information from the owners of the private network (self-serve) units and the distributed generation units that have registered with ERCOT are included. | [6 empty] | Fuel type is based on the primary fuel. The available capactities of the mothballed units are included. Capacities of the wind units are included at 8.7%. The amounts available for the grid according to information from the owners of the private network (self-serve) units and the distributed generation units that have registered with ERCOT are included. | [6 empty] | Fuel type is based on the primary fuel. The available capactities of the mothballed units are included. Capacities of the wind units are included at 8.7%. The amounts available for the grid according to information from the owners of the private network (self-serve) units and the distributed generation units that have registered with ERCOT are included. | [6 empty] | Fuel type is based on the primary fuel. The available capactities of the mothballed units are included. Capacities of the wind units are included at 8.7%. The amounts available for the grid according to information from the owners of the private network (self-serve) units and the distributed generation units that have registered with ERCOT are included.
Aug. 3, 2009 update including corrected amounts on summer and winter fuel types | [20 empty] | Aug. 3, 2009 update including corrected amounts on summer and winter fuel types
| In MW | [6 empty] | In MW | [6 empty] | In MW | [6 empty] | In MW | [6 empty] | In MW
Fuel Type | 2009/10 | 2010/11 | 2011/12 | 2012/13 | 2013/14 | 2014/15 | Fuel Type | 2009/10 | 2010/11 | 2011/12 | 2012/13 | 2013/14 | 2014/15 | Fuel Type | 2009/10 | 2010/11 | 2011/12 | 2012/13 | 2013/14 | 2014/15 | Fuel Type | 2009/10 | 2010/11 | 2011/12 | 2012/13 | 2013/14 | 2014/15 | Fuel Type | 2009/10 | 2010/11 | 2011/12 | 2012/13 | 2013/14 | 2014/15
Biomass | 111.3 | 111.3 | 111.3 | 111.3 | 111.3 | 111.3 | Biomass | 17.9 | 17.9 | 17.9 | 17.9 | 17.9 | 17.9 | Biomass | 58.6 | 58.6 | 58.6 | 58.6 | 58.6 | 58.6 | Biomass | 34.8 | 34.8 | 34.8 | 34.8 | 34.8 | 34.8 | Biomass | 0 | 0 | 0 | 0 | 0 | 0
Coal | 15927.2 | 18387.22 | 18387.22 | 19312.22 | 19312.22 | 19312.22 | Coal | 2483 | 2483 | 2483 | 2483 | 2483 | 2483 | Coal | 8064.9 | 8814.9 | 8814.9 | 9739.9 | 9739.9 | 9739.9 | Coal | 4728.3 | 6438.32 | 6438.32 | 6438.32 | 6438.32 | 6438.32 | Coal | 651 | 651 | 651 | 651 | 651 | 651
Natural Gas | 50457.2 | 50714.5845 | 51336.5845 | 51336.5845 | 53128.5845 | 53128.5845 | Natural Gas | 12862.2 | 12862.2 | 12862.2 | 12862.2 | 12862.2 | 12862.2 | Natural Gas | 19996.6 | 19795.0345 | 19795.0345 | 19795.0345 | 21587.0345 | 21587.0345 | Natural Gas | 14269.4 | 14728.35 | 15350.35 | 15350.35 | 15350.35 | 15350.35 | Natural Gas | 3329 | 3329 | 3329 | 3329 | 3329 | 3329
Nuclear | 5075 | 5075 | 5075 | 5075 | 5075 | 5075 | Nuclear | 0 | 0 | 0 | 0 | 0 | 0 | Nuclear | 2352 | 2352 | 2352 | 2352 | 2352 | 2352 | Nuclear | 2723 | 2723 | 2723 | 2723 | 2723 | 2723 | Nuclear | 0 | 0 | 0 | 0 | 0 | 0
Other | 1590.6 | 1590.6 | 1590.6 | 1590.6 | 1590.6 | 1590.6 | Other | 189.8 | 189.8 | 189.8 | 189.8 | 189.8 | 189.8 | Other | 623.8 | 623.8 | 623.8 | 623.8 | 623.8 | 623.8 | Other | 557 | 557 | 557 | 557 | 557 | 557 | Other | 220 | 220 | 220 | 220 | 220 | 220
Hydro | 546.3 | 546.3 | 546.3 | 546.3 | 546.3 | 546.3 | Hydro | 0 | 0 | 0 | 0 | 0 | 0 | Hydro | 136.8 | 136.8 | 136.8 | 136.8 | 136.8 | 136.8 | Hydro | 409.5 | 409.5 | 409.5 | 409.5 | 409.5 | 409.5 | Water | 0 | 0 | 0 | 0 | 0 | 0
Wind | 723.405 | 796.572 | 839.637 | 898.014 | 918.546 | 918.546 | Wind | 0 | 0 | 0 | 0 | 0 | 0 | Wind | 20.271 | 20.271 | 33.321 | 33.321 | 33.321 | 33.321 | Wind | 57.855 | 57.855 | 57.855 | 57.855 | 57.855 | 57.855 | Wind | 645.279 | 718.446 | 748.461 | 806.838 | 827.37 | 827.37
Total | 74431.005 | 77221.5765 | 77886.6415 | 78870.0185 | 80682.5505 | 80682.5505 | Total | 15552.9 | 15552.9 | 15552.9 | 15552.9 | 15552.9 | 15552.9 | Total | 31252.971 | 31801.4055 | 31814.4555 | 32739.4555 | 34531.4555 | 34531.4555 | Total | 22779.855 | 24948.825 | 25570.825 | 25570.825 | 25570.825 | 25570.825 | Total | 4845.279 | 4918.446 | 4948.461 | 5006.838 | 5027.37 | 5027.37
[22 empty] | 5319.3 | 7029.32 | 7029.32 | 7029.32 | 7029.32 | 7029.32
| In Percentages | [6 empty] | In Percentages | [6 empty] | In Percentages | [6 empty] | In Percentages | [6 empty] | In Percentages
Fuel Type | 2009/10 | 2010/11 | 2011/12 | 2012/13 | 2013/14 | 2014/15 | Fuel Type | 2009/10 | 2010/11 | 2011/12 | 2012/13 | 2013/14 | 2014/15 | Fuel Type | 2009/10 | 2010/11 | 2011/12 | 2012/13 | 2013/14 | 2014/15 | Fuel Type | 2009/10 | 2010/11 | 2011/12 | 2012/13 | 2013/14 | 2014/15 | Fuel Type | 2009/10 | 2010/11 | 2011/12 | 2012/13 | 2013/14 | 2014/15
Biomass | 0.1495% | 0.1441% | 0.1429% | 0.1411% | 0.1379% | 0.1379% | Biomass | 0.1151% | 0.1151% | 0.1151% | 0.1151% | 0.1151% | 0.1151% | Biomass | 0.1875% | 0.1843% | 0.1842% | 0.179% | 0.1697% | 0.1697% | Biomass | 0.1528% | 0.1395% | 0.1361% | 0.1361% | 0.1361% | 0.1361% | Biomass | 0% | 0% | 0% | 0% | 0% | 0%
Coal | 21.4% | 23.81% | 23.61% | 24.49% | 23.94% | 23.94% | Coal | 15.96% | 15.96% | 15.96% | 15.96% | 15.96% | 15.96% | Coal | 25.81% | 27.72% | 27.71% | 29.75% | 28.21% | 28.21% | Coal | 20.76% | 25.81% | 25.18% | 25.18% | 25.18% | 25.18% | Coal | 13.44% | 13.24% | 13.16% | 13% | 12.95% | 12.95%
Natural Gas | 67.79% | 65.67% | 65.91% | 65.09% | 65.85% | 65.85% | Natural Gas | 82.7% | 82.7% | 82.7% | 82.7% | 82.7% | 82.7% | Natural Gas | 63.98% | 62.25% | 62.22% | 60.46% | 62.51% | 62.51% | Natural Gas | 62.64% | 59.03% | 60.03% | 60.03% | 60.03% | 60.03% | Natural Gas | 68.71% | 67.68% | 67.27% | 66.49% | 66.22% | 66.22%
Nuclear | 6.818% | 6.572% | 6.516% | 6.435% | 6.29% | 6.29% | Nuclear | 0% | 0% | 0% | 0% | 0% | 0% | Nuclear | 7.526% | 7.396% | 7.393% | 7.184% | 6.811% | 6.811% | Nuclear | 11.95% | 10.91% | 10.65% | 10.65% | 10.65% | 10.65% | Nuclear | 0% | 0% | 0% | 0% | 0% | 0%
Other | 2.137% | 2.06% | 2.042% | 2.017% | 1.971% | 1.971% | Other | 1.22% | 1.22% | 1.22% | 1.22% | 1.22% | 1.22% | Other | 1.996% | 1.962% | 1.961% | 1.905% | 1.806% | 1.806% | Other | 2.445% | 2.233% | 2.178% | 2.178% | 2.178% | 2.178% | Other | 4.541% | 4.473% | 4.446% | 4.394% | 4.376% | 4.376%
Hydro | 0.734% | 0.7074% | 0.7014% | 0.6927% | 0.6771% | 0.6771% | Hydro | 0% | 0% | 0% | 0% | 0% | 0% | Hydro | 0.4377% | 0.4302% | 0.43% | 0.4178% | 0.3962% | 0.3962% | Hydro | 1.798% | 1.641% | 1.601% | 1.601% | 1.601% | 1.601% | Water | 0% | 0% | 0% | 0% | 0% | 0%
Wind | 0.9719% | 1.032% | 1.078% | 1.139% | 1.138% | 1.138% | Wind | 0% | 0% | 0% | 0% | 0% | 0% | Wind | 0.06486% | 0.06374% | 0.1047% | 0.1018% | 0.09649% | 0.09649% | Wind | 0.254% | 0.2319% | 0.2263% | 0.2263% | 0.2263% | 0.2263% | Wind | 13.32% | 14.61% | 15.13% | 16.11% | 16.46% | 16.46%

## SummerCoincidentDemandbyCounty
Summer Coincident Demand by County
The Summer coincident demands by county were estimated by using the forecasted non-coincident loads from the 2009 Annual Load Data Requests (ALDR) to determine a proportion of the total for each county for each year and then applying those proportions to the forecasted ERCOT peak demand.
Summer Coincident Demand, MW
County | 2009 | 2010 | 2011 | 2012 | 2013 | 2014
Anderson | 202.3099 | 197.5341 | 196.9471 | 199.021 | 201.3206 | 201.7786
Andrews | 173.7797 | 168.756 | 169.2862 | 172.2944 | 175.5944 | 177.4113
Angelina | 296.701 | 290.4908 | 289.4321 | 292.3399 | 295.7526 | 296.5909
Aransas | 48.7188 | 49.2277 | 50.8446 | 52.6941 | 54.6613 | 56.1913
Archer | 25.5052 | 25.5971 | 26.2363 | 27.0972 | 28.1762 | 28.7493
Atascosa | 67.2025 | 68.7465 | 71.0915 | 73.845 | 76.8527 | 79.3386
Austin | 88.8304 | 89.0547 | 90.7211 | 92.8302 | 95.1676 | 96.7766
Bandera | 50.2766 | 50.313 | 50.8903 | 51.6934 | 52.6002 | 53.0803
Bastrop | 165.7177 | 174.8579 | 186.514 | 199.3208 | 212.5126 | 224.2796
Baylor | 6.0172 | 6.1193 | 6.3138 | 6.5511 | 6.9248 | 7.0459
Bee | 47.1031 | 50.0777 | 51.0838 | 52.3453 | 53.7433 | 54.7362
Bell | 801.6649 | 801.6712 | 817.2055 | 838.2488 | 856.5256 | 879.3355
Bexar | 3986.8443 | 4129.5898 | 4323.7701 | 4627.2169 | 4898.8577 | 5129.9055
Blanco | 25.0614 | 25.5593 | 26.4641 | 27.3962 | 28.5431 | 29.4969
Borden | 2.7062 | 2.7036 | 2.7287 | 2.753 | 2.784 | 2.7942
Bosque | 48.3609 | 49.1875 | 50.3816 | 51.9295 | 53.6899 | 54.7315
Brazoria | 2299.9124 | 2283.056 | 2296.1412 | 2317.5562 | 2343.2962 | 2350.505
Brazos | 465.8184 | 467.8818 | 477.5725 | 488.9219 | 497.6474 | 506.4547
Brewster | 16.6344 | 16.5947 | 16.7376 | 16.9592 | 17.2196 | 17.3446
Brooks | 15.9843 | 17.3096 | 17.5083 | 17.7851 | 18.0975 | 18.2632
Brown | 114.0241 | 112.5765 | 113.2851 | 111.9993 | 114.2707 | 115.3328
Burleson | 26.1076 | 26.8295 | 27.8789 | 29.2534 | 30.4501 | 31.2068
Burnet | 125.0225 | 133.9649 | 140.172 | 147.3681 | 155.3374 | 162.417
Caldwell | 101.9914 | 106.9568 | 112.3723 | 120.2365 | 126.4041 | 131.5858
Calhoun | 217.3926 | 218.1732 | 223.6189 | 230.928 | 237.5565 | 241.8664
Callahan | 33.71 | 33.8532 | 34.3012 | 34.8702 | 35.515 | 35.9003
Cameron | 645.4763 | 657.3244 | 675.4519 | 697.7713 | 721.3006 | 741.3351
Chambers | 505.4889 | 511.4757 | 514.3397 | 519.1444 | 524.8426 | 526.485
Cherokee | 75.1906 | 77.3825 | 79.7686 | 80.9163 | 82.1083 | 82.679
Childress | 14.2182 | 14.1309 | 14.201 | 14.3331 | 14.5058 | 14.5192
Clay | 24.7393 | 25.034 | 25.7488 | 26.7266 | 27.8472 | 28.5271
Coke | 19.489 | 19.4039 | 19.5785 | 19.8605 | 20.1482 | 20.2526
Coleman | 35.1292 | 34.9642 | 35.1544 | 35.4789 | 35.8912 | 36.0268
Collin | 2289.4184 | 2297.6827 | 2364.1172 | 2470.659 | 2541.7383 | 2603.4551
Colorado | 70.9368 | 71.4922 | 72.8487 | 74.5682 | 76.4795 | 77.8185
Comal | 337.5599 | 345.5195 | 369.7785 | 390.7983 | 407.555 | 421.7598
Comanche | 44.5132 | 45.6073 | 47.4966 | 49.7514 | 52.3151 | 53.8155
Concho | 10.2906 | 10.2482 | 10.3035 | 10.4072 | 10.5208 | 10.5505
Cooke | 125.7468 | 126.9814 | 130.473 | 135.2191 | 140.7004 | 143.6993
Coryell | 120.5415 | 122.1129 | 124.9365 | 129.1561 | 145.2291 | 148.6398
Cottle | 3.4261 | 3.4302 | 3.4745 | 3.5336 | 3.6091 | 3.6273
Crane | 84.1906 | 83.1446 | 83.5632 | 84.8265 | 86.3558 | 87.0479
Crockett | 38.4959 | 38.6479 | 39.2994 | 39.9456 | 40.7127 | 41.1474
Crosby | 1.8968 | 1.9217 | 1.9715 | 2.0283 | 2.1014 | 2.1134
Culberson | 8.8086 | 10.552 | 10.628 | 10.8539 | 11.1041 | 11.2553
Dallas | 7919.47 | 7930.4543 | 8062.6699 | 8246.0328 | 8469.5722 | 8607.1398
Dawson | 65.0013 | 64.4833 | 65.1252 | 66.1346 | 67.3921 | 68.0118
Delta | 9.7633 | 9.5401 | 9.5667 | 9.7036 | 9.8241 | 9.8493
Denton | 1972.5328 | 2007.5346 | 2046.0203 | 2116.1477 | 2226.3102 | 2304.3103
Dewitt | 65.9447 | 66.9091 | 68.6328 | 70.7166 | 73.026 | 74.8017
Dickens | 7.5931 | 7.6477 | 7.75 | 7.9235 | 8.0933 | 8.1109
Dimmit | 17.657 | 17.8598 | 18.2585 | 18.747 | 19.2825 | 19.6704
Duval | 39.844 | 40.144 | 40.8896 | 41.8382 | 42.8939 | 43.6248
Eastland | 59.0405 | 59.9712 | 60.5477 | 61.7132 | 63.0881 | 63.6994
Ector | 497.2354 | 492.5359 | 494.6018 | 501.9271 | 510.4244 | 514.2674
Edwards | 7.898 | 7.8114 | 7.9218 | 8.1102 | 8.2072 | 8.2906
Ellis | 907.8625 | 886.8801 | 895.5736 | 913.5516 | 947.3205 | 971.2651
Erath | 110.8201 | 114.5894 | 128.9606 | 136.2649 | 144.8818 | 151.0608
Falls | 48.0908 | 49.1628 | 47.0959 | 49.6625 | 51.7231 | 52.9445
Fannin | 68.6082 | 67.6867 | 68.3905 | 69.7995 | 71.0954 | 71.712
Fayette | 80.3182 | 81.04 | 83.4191 | 85.4978 | 87.7293 | 89.2896
Fisher | 21.9579 | 21.8246 | 21.9525 | 22.1917 | 22.4171 | 22.4963
Floyd | 0.69664 | 0.73481 | 0.76743 | 0.77148 | 0.77693 | 0.77605
Foard | 2.7447 | 2.7269 | 2.7394 | 2.7639 | 2.7957 | 2.7978
Fort Bend | 1144.8243 | 1159.4328 | 1184.9578 | 1210.0964 | 1236.8442 | 1255.3564
Franklin | 3.239 | 3.2372 | 3.2715 | 3.3195 | 3.3752 | 3.4044
Freestone | 107.3186 | 107.2308 | 108.5144 | 109.785 | 112.8401 | 114.2495
Frio | 41.5105 | 42.7792 | 44.5573 | 46.6074 | 48.8362 | 50.7502
Galveston | 1206.1732 | 1213.8789 | 1235.6171 | 1270.6642 | 1288.496 | 1309.7881
Gillespie | 64.2308 | 64.9368 | 66.3521 | 68.1821 | 69.046 | 70.4849
Glasscock | 14.9479 | 14.7901 | 14.9134 | 15.2471 | 15.6152 | 15.844
Goliad | 17.8807 | 18.2398 | 18.8143 | 19.4997 | 20.2541 | 20.8732
Gonzales | 57.6009 | 61.9049 | 62.6332 | 64.8798 | 67.3475 | 69.3581
Grayson | 456.0337 | 464.1824 | 467.8985 | 478.2754 | 493.5938 | 504.3144
Grimes | 19.5095 | 20.2658 | 21.3177 | 22.4934 | 23.9016 | 24.658
Guadalupe | 361.2911 | 370.5444 | 382.4793 | 397.4314 | 413.4103 | 426.8609
Hall | 4.7273 | 4.8203 | 4.9311 | 4.9729 | 5.0229 | 5.032
Hamilton | 19.2225 | 19.3496 | 19.7217 | 20.2117 | 20.8042 | 21.0632
Hardeman | 15.9076 | 15.801 | 15.8697 | 16.0085 | 16.1898 | 16.1994
Harris | 13078.7108 | 13182.4898 | 13450.499 | 13717.0084 | 14004.0564 | 14181.1833
Haskell | 23.1061 | 23.0454 | 23.2375 | 23.5304 | 23.8824 | 23.9584
Hays | 378.5894 | 393.9293 | 412.6311 | 433.0889 | 455.9492 | 476.9836
Henderson | 162.2398 | 160.2462 | 161.6451 | 165.1574 | 168.7206 | 170.6302
Hidalgo | 1001.5958 | 1019.2712 | 1045.0873 | 1092.3886 | 1129.2298 | 1162.2927
Hill | 95.5778 | 98.187 | 102.3489 | 107.6331 | 113.6073 | 117.8554
Hood | 199.2783 | 207.4356 | 221.3895 | 240.9934 | 250.9763 | 263.4292
Hopkins | 108.9249 | 106.5331 | 110.5099 | 112.5042 | 114.2173 | 114.5346
Houston | 46.1715 | 45.1836 | 45.0097 | 45.5595 | 46.2019 | 46.4356
Howard | 112.2069 | 110.0263 | 110.0594 | 109.8397 | 111.7439 | 112.5617
Hunt | 220.1274 | 218.9753 | 223.3068 | 234.8886 | 245.9066 | 248.6308
Irion | 7.884 | 7.8517 | 7.8941 | 7.9564 | 8.0414 | 8.0501
Jack | 24.7307 | 24.7703 | 25.2047 | 25.8662 | 26.6423 | 26.9839
Jackson | 33.3406 | 33.8568 | 34.769 | 35.8789 | 37.1092 | 38.086
Jeff Davis | 3.9124 | 3.9072 | 3.9439 | 3.9982 | 4.0603 | 4.0895
Jim Hogg | 3.7984 | 3.8862 | 4.0211 | 4.1811 | 4.3577 | 4.5069
Jim Wells | 70.445 | 71.6393 | 73.6255 | 75.9836 | 78.5464 | 80.5204
Johnson | 352.1196 | 363.3105 | 386.3918 | 410.4778 | 436.8046 | 454.6947
Jones | 37.15 | 37.0427 | 37.2952 | 37.6992 | 38.1381 | 38.3327
Karnes | 22.8164 | 23.088 | 23.6216 | 24.2798 | 25.0086 | 25.5561
Kaufman | 275.2709 | 288.5227 | 290.1636 | 298.7754 | 309.7139 | 305.9999
Kendall | 84.6173 | 87.1312 | 90.6834 | 94.7834 | 99.2407 | 103.0564
Kenedy | 1.2896 | 1.3539 | 1.4344 | 1.5241 | 1.6202 | 1.7063
Kent | 52.8022 | 55.1624 | 58.3193 | 61.7596 | 65.7974 | 68.0325
Kerr | 123.3487 | 124.3099 | 126.5698 | 129.4589 | 132.2685 | 134.4218
Kimble | 15.6105 | 15.7265 | 16.0183 | 16.3909 | 16.8065 | 17.0957
King | 8.5147 | 8.6382 | 8.8737 | 9.1425 | 9.4847 | 9.5576
Kinney | 5.8528 | 5.9047 | 6.023 | 6.1728 | 6.3388 | 6.4581
Kleberg | 80.4546 | 81.0454 | 82.7765 | 84.9967 | 87.2728 | 88.8194
Knox | 19.6995 | 19.9153 | 20.3691 | 20.9167 | 21.5651 | 21.8729
La Salle | 11.7662 | 12.1075 | 12.5844 | 13.1288 | 13.7135 | 14.1994
Lamar | 179.495 | 189.7803 | 190.9615 | 194.0144 | 197.0329 | 198.1839
Lampasas | 51.1984 | 52.7977 | 54.8583 | 57.3192 | 60.1422 | 62.0566
Lavaca | 36.3416 | 36.9071 | 37.8963 | 39.0947 | 40.4148 | 41.4493
Lee | 32.2403 | 32.5624 | 33.2331 | 34.0572 | 34.9553 | 35.5745
Leon | 74.1795 | 74.2338 | 76.9604 | 79.0848 | 81.5683 | 82.6243
Limestone | 61.1357 | 61.3793 | 62.3357 | 63.9818 | 65.9546 | 66.8676
Live Oak | 61.4795 | 62.1606 | 63.5744 | 65.3427 | 67.3048 | 68.7677
Llano | 66.041 | 63.066 | 64.5703 | 66.4131 | 68.4606 | 70.015
Loving | 9.7873 | 9.7736 | 9.9423 | 10.2509 | 10.5836 | 10.8224
Madison | 16.6065 | 16.9763 | 17.5779 | 18.2559 | 19.0966 | 19.3947
Martin | 28.2052 | 28.1099 | 28.4555 | 29.2883 | 30.1026 | 30.5625
Mason | 9.9066 | 9.8634 | 9.928 | 10.0375 | 10.1664 | 10.2128
Matagorda | 119.4976 | 121.4527 | 125.2491 | 129.8744 | 134.5765 | 138.1884
Maverick | 64.8468 | 66.2546 | 68.3641 | 70.7911 | 73.3795 | 75.3857
Mcculloch | 42.3756 | 42.4786 | 43.0424 | 43.8099 | 47.1047 | 47.6205
Mclennan | 684.6189 | 688.2099 | 701.1781 | 715.0284 | 738.2572 | 764.103
Mcmullen | 6.1231 | 6.3645 | 6.687 | 7.0567 | 7.4606 | 7.8233
Medina | 179.1292 | 183.9731 | 191.0999 | 199.3865 | 208.4268 | 216.1137
Menard | 5.1564 | 5.1354 | 5.1702 | 5.2085 | 5.2648 | 5.279
Midland | 362.3141 | 350.4712 | 357.1568 | 362.8363 | 369.2182 | 372.2969
Milam | 67.7578 | 68.0541 | 69.5897 | 71.9471 | 74.6968 | 76.3182
Mills | 8.3085 | 8.399 | 8.5973 | 8.8453 | 9.1387 | 9.2768
Mitchell | 20.8202 | 21.7095 | 22.5416 | 23.2583 | 24.03 | 24.5885
Montague | 55.164 | 56.9523 | 59.4555 | 62.1534 | 65.234 | 67.2026
Montgomery | 247.9498 | 256.1786 | 269.5523 | 282.0884 | 294.043 | 305.8136
Motley | 4.1676 | 4.1568 | 4.1833 | 4.2077 | 4.2398 | 4.2374
Nacogdoches | 166.9068 | 163.6319 | 163.2279 | 165.0667 | 167.1295 | 167.7914
Navarro | 180.7571 | 176.7882 | 179.5546 | 184.4565 | 190.1343 | 193.1627
Nolan | 60.8878 | 60.0392 | 60.2326 | 61.1597 | 62.2259 | 62.7592
Nueces | 996.8791 | 1007.5267 | 1027.4219 | 1050.947 | 1077.6482 | 1095.1047
Palo Pinto | 79.6731 | 80.2611 | 82.3331 | 85.5251 | 89.1811 | 91.74
Parker | 305.856 | 313.2839 | 324.6886 | 338.6426 | 354.5435 | 339.6286
Pecos | 84.1285 | 84.3258 | 85.5072 | 87.0291 | 88.7902 | 89.8374
Presidio | 8.3633 | 8.4354 | 8.6011 | 8.8085 | 9.0381 | 9.1986
Rains | 15.0749 | 14.9497 | 15.4984 | 16.0628 | 16.2406 | 16.5655
Reagan | 12.4106 | 12.4764 | 12.6769 | 12.9022 | 13.1665 | 13.3257
Real | 12.7549 | 12.9968 | 13.3751 | 13.8142 | 14.2845 | 14.6396
Red River | 24.0383 | 24.1045 | 24.3101 | 24.7351 | 25.1256 | 25.2792
Reeves | 43.0899 | 43.0122 | 43.4487 | 44.1406 | 44.9315 | 45.3578
Refugio | 20.7909 | 20.7812 | 20.9992 | 21.3156 | 21.6797 | 21.8735
Robertson | 23.4829 | 20.7524 | 21.4316 | 22.1834 | 23.1292 | 23.6293
Rockwall | 231.0753 | 234.2455 | 243.2341 | 255.1277 | 266.8276 | 285.7506
Runnels | 28.2224 | 28.0696 | 28.2079 | 28.475 | 28.7816 | 28.8635
Rusk | 16.5547 | 16.0669 | 15.7261 | 15.8418 | 15.978 | 15.9852
San Patricio | 144.4323 | 145.533 | 148.5454 | 152.3699 | 156.3328 | 158.9882
San Saba | 11.5945 | 11.7023 | 11.941 | 12.2369 | 12.5642 | 12.7951
Schleicher | 14.5941 | 14.5158 | 14.6743 | 14.7938 | 14.9827 | 15.0545
Scurry | 285.7308 | 279.0572 | 277.8959 | 280.4021 | 283.6216 | 284.1903
Shackelford | 23.5959 | 23.6931 | 24.0532 | 24.525 | 25.0701 | 25.3518
Smith | 586.6184 | 583.7693 | 588.9235 | 595.3107 | 602.6518 | 604.8431
Somervell | 30.6469 | 31.9493 | 36.5594 | 37.3353 | 39.3987 | 40.9036
Starr | 76.5504 | 76.8428 | 77.9693 | 79.4582 | 81.123 | 82.1467
Stephens | 59.4815 | 58.6433 | 59.0126 | 60.1248 | 61.4625 | 62.153
Sterling | 12.3122 | 12.2804 | 12.3536 | 12.4812 | 12.637 | 12.66
Stonewall | 6.3425 | 6.4143 | 6.5617 | 6.7357 | 6.9438 | 7.022
Sutton | 15.96 | 15.8992 | 16.0486 | 16.1811 | 16.3495 | 16.4068
Tarrant | 5122.0909 | 5144.5974 | 5234.912 | 5380.3215 | 5553.369 | 5683.7706
Taylor | 328.2576 | 327.8111 | 330.7647 | 335.1028 | 340.1291 | 342.4499
Terrell | 1.6804 | 1.6798 | 1.6972 | 1.7222 | 1.7511 | 1.7659
Throckmorton | 6.5421 | 6.5431 | 6.6202 | 6.7258 | 6.8591 | 6.8887
Titus | 0 | 0 | 0 | 0 | 0 | 0
Tom Green | 228.9664 | 227.7334 | 228.8799 | 231.0376 | 233.6509 | 234.2801
Travis | 2492.5282 | 2540.3684 | 2603.0781 | 2664.095 | 2705.0683 | 2740.4974
Upton | 20.698 | 21.0732 | 21.7773 | 22.7041 | 23.6734 | 24.4381
Uvalde | 51.1075 | 51.9114 | 53.2988 | 54.9644 | 56.7874 | 58.1949
Val Verde | 72.2196 | 73.0484 | 74.6564 | 76.6061 | 78.722 | 80.2093
Van Zandt | 81.1828 | 79.8206 | 84.5277 | 86.1416 | 87.6439 | 88.308
Victoria | 241.9399 | 242.924 | 247.3887 | 253.3565 | 259.512 | 263.9808
Waller | 175.6165 | 177.8331 | 182.5129 | 187.8223 | 194.8536 | 199.2698
Ward | 54.0067 | 53.1236 | 51.9121 | 52.7367 | 53.5911 | 53.9756
Washington | 114.0058 | 117.7762 | 122.4719 | 123.1694 | 129.9494 | 135.7174
Webb | 350.3517 | 357.9329 | 369.6125 | 382.3742 | 396.0019 | 406.4801
Wharton | 112.0768 | 114.2076 | 116.2406 | 118.8608 | 121.8042 | 123.838
Wichita | 415.7554 | 407.1778 | 410.522 | 416.4709 | 423.3187 | 426.6367
Wilbarger | 35.2922 | 34.932 | 34.9498 | 35.1213 | 35.3585 | 35.3071
Willacy | 33.1944 | 33.9932 | 35.1682 | 36.5247 | 37.9852 | 39.1647
Williamson | 1018.1484 | 1039.8734 | 1084.6071 | 1143.1057 | 1211.8206 | 1280.0338
Wilson | 68.5538 | 70.3839 | 74.3104 | 76.8259 | 80.2502 | 83.1669
Winkler | 58.4358 | 57.7766 | 58.1126 | 59.1395 | 60.2971 | 60.9288
Wise | 219.0678 | 226.4797 | 235.9864 | 249.9975 | 261.0968 | 271.8711
Young | 59.7736 | 59.9962 | 61.2703 | 63.0624 | 65.1436 | 66.2539
Zapata | 22.7368 | 23.217 | 23.9521 | 24.8078 | 25.7304 | 26.4595
Zavala | 24.7145 | 25.1753 | 25.924 | 26.8134 | 27.7865 | 28.562

## SummerLoadbyCounty
Summer Load by County
The loads shown are the non-coincident loads of the individual delivery points from the 2009 ALDRs and do not include self-serve loads. The values shown here are used in the Summer import/export calculations.
Summer Load, MW
County | 2009 | 2010 | 2011 | 2012 | 2013 | 2014
Anderson | 227.4529 | 224.3441 | 223.5337 | 224.7541 | 225.7952 | 226.6074
Andrews | 195.377 | 191.6602 | 192.1387 | 194.5718 | 196.9415 | 199.2418
Angelina | 333.575 | 329.9173 | 328.5035 | 330.139 | 331.7074 | 333.0864
Aransas | 54.7735 | 55.9091 | 57.7082 | 59.5074 | 61.3065 | 63.1057
Archer | 28.675 | 29.0712 | 29.778 | 30.6008 | 31.6016 | 32.2869
Atascosa | 75.5545 | 78.077 | 80.6884 | 83.393 | 86.1957 | 89.1012
Austin | 99.8702 | 101.1415 | 102.9678 | 104.833 | 106.7372 | 108.685
Bandera | 56.525 | 57.1416 | 57.7601 | 58.3772 | 58.9948 | 59.6118
Bastrop | 186.3131 | 198.5902 | 211.6921 | 225.0927 | 238.3479 | 251.8772
Baylor | 6.765 | 6.9498 | 7.1661 | 7.3982 | 7.7666 | 7.9129
Bee | 52.9571 | 56.8744 | 57.9798 | 59.1135 | 60.2769 | 61.4715
Bell | 901.2957 | 910.4768 | 927.5226 | 946.6331 | 960.6539 | 987.5378
Bexar | 4482.329 | 4690.072 | 4907.4493 | 5225.5087 | 5494.4144 | 5761.1404
Blanco | 28.176 | 29.0284 | 30.0366 | 30.9385 | 32.0131 | 33.1265
Borden | 3.0425 | 3.0705 | 3.097 | 3.1089 | 3.1224 | 3.138
Bosque | 54.3712 | 55.8633 | 57.1828 | 58.6439 | 60.217 | 61.4662
Brazoria | 2585.7453 | 2592.9203 | 2606.1045 | 2617.2125 | 2628.172 | 2639.7346
Brazos | 523.7103 | 531.3843 | 542.0415 | 552.1387 | 558.1467 | 568.7739
Brewster | 18.7017 | 18.847 | 18.9971 | 19.152 | 19.313 | 19.4788
Brooks | 17.9708 | 19.6589 | 19.8718 | 20.0847 | 20.2976 | 20.5105
Brown | 128.195 | 127.8557 | 128.5778 | 126.4807 | 128.1627 | 129.5245
Burleson | 29.3522 | 30.4709 | 31.6424 | 33.0359 | 34.1519 | 35.0468
Burnet | 140.5603 | 152.1471 | 159.0942 | 166.4225 | 174.2219 | 182.4024
Caldwell | 114.6669 | 121.4734 | 127.5417 | 135.7829 | 141.7711 | 147.7775
Calhoun | 244.4101 | 247.7845 | 253.8059 | 260.7866 | 266.4364 | 271.628
Callahan | 37.8995 | 38.4479 | 38.9316 | 39.3789 | 39.8326 | 40.3178
Cameron | 725.6961 | 746.5387 | 766.6332 | 787.9921 | 808.9895 | 832.5564
Chambers | 568.311 | 580.895 | 583.772 | 586.269 | 588.648 | 591.269
Cherokee | 84.5353 | 87.8851 | 90.5368 | 91.3787 | 92.0902 | 92.8526
Childress | 15.9852 | 16.0488 | 16.1181 | 16.1864 | 16.2693 | 16.3058
Clay | 27.8139 | 28.4317 | 29.2247 | 30.1823 | 31.2326 | 32.0374
Coke | 21.9111 | 22.0375 | 22.2214 | 22.4284 | 22.5976 | 22.7447
Coleman | 39.4951 | 39.7097 | 39.9 | 40.0663 | 40.2545 | 40.4599
Collin | 2573.9471 | 2609.5321 | 2683.2568 | 2790.1113 | 2850.7388 | 2923.8103
Colorado | 79.7528 | 81.1953 | 82.6828 | 84.2098 | 85.7771 | 87.394
Comal | 379.5119 | 392.4146 | 419.6961 | 441.3279 | 457.1017 | 473.6573
Comanche | 50.0453 | 51.7973 | 53.9083 | 56.1842 | 58.6751 | 60.4375
Concho | 11.5696 | 11.6392 | 11.6944 | 11.7528 | 11.7998 | 11.8487
Cooke | 141.3747 | 144.2158 | 148.086 | 152.7027 | 157.8054 | 161.3815
Coryell | 135.5224 | 138.6865 | 141.802 | 145.8558 | 162.8847 | 166.9299
Cottle | 3.8519 | 3.8958 | 3.9435 | 3.9905 | 4.0478 | 4.0736
Crane | 94.6538 | 94.4293 | 94.8437 | 95.7945 | 96.8541 | 97.7592
Crockett | 43.2802 | 43.8933 | 44.6046 | 45.1105 | 45.6621 | 46.2105
Crosby | 2.1326 | 2.1825 | 2.2376 | 2.2906 | 2.3569 | 2.3735
Culberson | 9.9033 | 11.9842 | 12.0627 | 12.2573 | 12.4541 | 12.6403
Dallas | 8903.7011 | 9006.803 | 9151.0749 | 9312.2318 | 9499.2226 | 9666.2484
Dawson | 73.0797 | 73.2352 | 73.9167 | 74.6857 | 75.5849 | 76.3806
Delta | 10.9767 | 10.8349 | 10.8581 | 10.9582 | 11.0184 | 11.0613
Denton | 2217.6791 | 2280.0041 | 2322.219 | 2389.7623 | 2496.9639 | 2587.8557
Dewitt | 74.1403 | 75.9902 | 77.8977 | 79.8602 | 81.9038 | 84.0061
Dickens | 8.5368 | 8.6857 | 8.7962 | 8.948 | 9.0772 | 9.109
Dimmit | 19.8514 | 20.2838 | 20.7233 | 21.1709 | 21.6266 | 22.0909
Duval | 44.7958 | 45.5925 | 46.4095 | 47.2478 | 48.1086 | 48.9928
Eastland | 66.3781 | 68.1107 | 68.7213 | 69.6926 | 70.7578 | 71.5376
Ector | 559.0318 | 559.3846 | 561.3696 | 566.8255 | 572.477 | 577.548
Edwards | 8.8796 | 8.8715 | 8.9912 | 9.1588 | 9.205 | 9.3107
Ellis | 1020.6916 | 1007.2505 | 1016.4699 | 1031.6724 | 1062.4868 | 1090.7793
Erath | 124.5928 | 130.1419 | 146.3694 | 153.8837 | 162.4951 | 169.6489
Falls | 54.0675 | 55.8353 | 53.4535 | 56.0838 | 58.0111 | 59.4593
Fannin | 77.1348 | 76.8734 | 77.6228 | 78.8245 | 79.7385 | 80.5362
Fayette | 90.3002 | 92.0391 | 94.6801 | 96.5526 | 98.3946 | 100.2767
Fisher | 24.6869 | 24.7868 | 24.9159 | 25.0611 | 25.1424 | 25.2645
Floyd | 0.78321 | 0.83454 | 0.87103 | 0.87123 | 0.87139 | 0.87154
Foard | 3.0858 | 3.097 | 3.1092 | 3.1212 | 3.1356 | 3.142
Fort Bend | 1287.103 | 1316.795 | 1344.919 | 1366.56 | 1387.208 | 1409.828
Franklin | 3.6415 | 3.6765 | 3.7132 | 3.7487 | 3.7856 | 3.8233
Freestone | 120.6562 | 121.7845 | 123.1631 | 123.98 | 126.5582 | 128.3079
Frio | 46.6695 | 48.5854 | 50.5723 | 52.6336 | 54.7732 | 56.995
Galveston | 1356.0764 | 1378.6307 | 1402.4169 | 1434.9591 | 1445.1391 | 1470.9575
Gillespie | 72.2134 | 73.7502 | 75.3092 | 76.998 | 77.44 | 79.158
Glasscock | 16.8056 | 16.7975 | 16.9266 | 17.2186 | 17.5135 | 17.7936
Goliad | 20.1029 | 20.7154 | 21.3541 | 22.021 | 22.7164 | 23.4417
Gonzales | 64.7596 | 70.3069 | 71.0882 | 73.2686 | 75.5349 | 77.8926
Grayson | 512.7095 | 527.1828 | 531.0616 | 540.1157 | 553.6003 | 566.3703
Grimes | 21.9342 | 23.0164 | 24.1954 | 25.4017 | 26.8073 | 27.6922
Guadalupe | 406.1923 | 420.836 | 434.1114 | 448.8186 | 463.6689 | 479.3861
Hall | 5.3148 | 5.4745 | 5.5967 | 5.6158 | 5.6335 | 5.6512
Hamilton | 21.6115 | 21.9758 | 22.3839 | 22.825 | 23.3333 | 23.655
Hardeman | 17.8846 | 17.9456 | 18.012 | 18.0784 | 18.158 | 18.1927
Harris | 14704.132 | 14971.663 | 15266.224 | 15490.596 | 15706.537 | 15926.178
Haskell | 25.9778 | 26.1732 | 26.3745 | 26.5729 | 26.7858 | 26.9065
Hays | 425.6405 | 447.3948 | 468.3334 | 489.0866 | 511.3792 | 535.6764
Henderson | 182.403 | 181.9954 | 183.4661 | 186.512 | 189.2321 | 191.6262
Hidalgo | 1126.074 | 1157.6102 | 1186.1669 | 1233.6328 | 1266.5108 | 1305.3129
Hill | 107.4563 | 111.5133 | 116.1653 | 121.5499 | 127.4186 | 132.3576
Hood | 224.0446 | 235.5895 | 251.2756 | 272.1535 | 281.4876 | 295.8442
Hopkins | 122.4621 | 120.9922 | 125.428 | 127.0508 | 128.1027 | 128.6281
Houston | 51.9097 | 51.316 | 51.0857 | 51.4503 | 51.8187 | 52.1495
Howard | 126.152 | 124.9595 | 124.9166 | 124.0418 | 125.3287 | 126.4124
Hunt | 247.4848 | 248.6954 | 253.4517 | 265.2593 | 275.8016 | 279.2248
Irion | 8.8638 | 8.9174 | 8.9598 | 8.9852 | 9.019 | 9.0407
Jack | 27.8042 | 28.1322 | 28.6072 | 29.2106 | 29.8812 | 30.3042
Jackson | 37.4841 | 38.452 | 39.4626 | 40.518 | 41.6205 | 42.7725
Jeff Davis | 4.3987 | 4.4375 | 4.4763 | 4.5151 | 4.5539 | 4.5927
Jim Hogg | 4.2704 | 4.4136 | 4.5639 | 4.7218 | 4.8875 | 5.0615
Jim Wells | 79.1999 | 81.3624 | 83.5645 | 85.8081 | 88.0954 | 90.4284
Johnson | 395.881 | 412.6203 | 438.552 | 463.5519 | 489.9072 | 510.6449
Jones | 41.767 | 42.0703 | 42.3298 | 42.5736 | 42.7745 | 43.0496
Karnes | 25.652 | 26.2216 | 26.8103 | 27.4191 | 28.0489 | 28.7007
Kaufman | 309.4815 | 327.682 | 329.3337 | 337.4066 | 347.366 | 343.6532
Kendall | 95.1335 | 98.957 | 102.9251 | 107.0387 | 111.3054 | 115.7375
Kenedy | 1.4499 | 1.5377 | 1.628 | 1.7212 | 1.8172 | 1.9162
Kent | 59.3645 | 62.6492 | 66.1921 | 69.7451 | 73.7964 | 76.4038
Kerr | 138.6785 | 141.1817 | 143.6558 | 146.1977 | 148.3484 | 150.9624
Kimble | 17.5505 | 17.8609 | 18.1807 | 18.5102 | 18.8496 | 19.1994
King | 9.5729 | 9.8107 | 10.0716 | 10.3246 | 10.6378 | 10.7337
Kinney | 6.5802 | 6.7062 | 6.8361 | 6.9709 | 7.1094 | 7.2528
Kleberg | 90.4535 | 92.0452 | 93.9508 | 95.9866 | 97.8826 | 99.7487
Knox | 22.1477 | 22.6182 | 23.1188 | 23.6212 | 24.1868 | 24.5644
La Salle | 13.2285 | 13.7508 | 14.2833 | 14.8263 | 15.3806 | 15.9467
Lamar | 201.8026 | 215.538 | 216.74 | 219.1001 | 220.9863 | 222.5704
Lampasas | 57.5614 | 59.9635 | 62.2638 | 64.7305 | 67.4538 | 69.6926
Lavaca | 40.8581 | 41.9162 | 43.0121 | 44.1496 | 45.3281 | 46.5496
Lee | 36.2472 | 36.9818 | 37.7194 | 38.4607 | 39.2049 | 39.9519
Leon | 83.3986 | 84.309 | 87.3495 | 89.3103 | 91.4846 | 92.7912
Limestone | 68.7336 | 69.71 | 70.7506 | 72.2546 | 73.9727 | 75.0956
Live Oak | 69.1202 | 70.5972 | 72.1565 | 73.7914 | 75.487 | 77.2295
Llano | 74.2486 | 71.6255 | 73.2869 | 75.0002 | 76.7834 | 78.6304
Loving | 11.0037 | 11.1001 | 11.2844 | 11.5763 | 11.8703 | 12.1541
Madison | 18.6704 | 19.2804 | 19.9508 | 20.6164 | 21.4182 | 21.7812
Martin | 31.7105 | 31.925 | 32.2968 | 33.0752 | 33.7622 | 34.3232
Mason | 11.1378 | 11.2021 | 11.2683 | 11.3353 | 11.4024 | 11.4695
Matagorda | 134.3488 | 137.9367 | 142.1569 | 146.667 | 150.937 | 155.1925
Maverick | 72.9059 | 75.2469 | 77.5928 | 79.9443 | 82.3003 | 84.6619
Mcculloch | 47.6421 | 48.2439 | 48.8528 | 49.4745 | 52.8313 | 53.4803
Mclennan | 769.7033 | 781.6161 | 795.8323 | 807.4805 | 828.0075 | 858.1259
Mcmullen | 6.8841 | 7.2283 | 7.5897 | 7.9692 | 8.3676 | 8.786
Medina | 201.3914 | 208.9426 | 216.897 | 225.1669 | 233.7654 | 242.7065
Menard | 5.7972 | 5.8324 | 5.8681 | 5.882 | 5.9048 | 5.9286
Midland | 407.3425 | 398.0383 | 405.3705 | 409.7504 | 414.1042 | 418.1081
Milam | 76.1787 | 77.2906 | 78.9838 | 81.2498 | 83.7777 | 85.7092
Mills | 9.3411 | 9.5389 | 9.7579 | 9.989 | 10.2497 | 10.4183
Mitchell | 23.4078 | 24.6559 | 25.5845 | 26.2656 | 26.9514 | 27.6141
Montague | 62.0198 | 64.6821 | 67.4815 | 70.1897 | 73.1646 | 75.4719
Montgomery | 278.765 | 290.948 | 305.94 | 318.562 | 329.79 | 343.444
Motley | 4.6855 | 4.721 | 4.748 | 4.7518 | 4.7553 | 4.7588
Nacogdoches | 187.6499 | 185.8406 | 185.2625 | 186.4096 | 187.4475 | 188.4382
Navarro | 203.2215 | 200.7825 | 203.7932 | 208.3064 | 213.2491 | 216.9314
Nolan | 68.455 | 68.188 | 68.3636 | 69.0676 | 69.7908 | 70.4817
Nueces | 1120.7711 | 1144.2717 | 1166.1168 | 1186.8327 | 1208.6584 | 1229.8573
Palo Pinto | 89.5749 | 91.1544 | 93.4475 | 96.5834 | 100.0229 | 103.0287
Parker | 343.8678 | 355.8039 | 368.5193 | 382.4285 | 397.6456 | 381.4199
Pecos | 94.584 | 95.7708 | 97.0501 | 98.2819 | 99.5844 | 100.8918
Presidio | 9.4026 | 9.5803 | 9.7622 | 9.9475 | 10.1369 | 10.3305
Rains | 16.9484 | 16.9787 | 17.5906 | 18.1397 | 18.215 | 18.6039
Reagan | 13.953 | 14.1698 | 14.3882 | 14.5704 | 14.7672 | 14.9654
Real | 14.34 | 14.7608 | 15.1806 | 15.6003 | 16.0211 | 16.441
Red River | 27.0258 | 27.376 | 27.5918 | 27.9334 | 28.1801 | 28.3898
Reeves | 48.4451 | 48.85 | 49.314 | 49.8479 | 50.3939 | 50.9391
Refugio | 23.3748 | 23.6017 | 23.8339 | 24.0717 | 24.3153 | 24.5651
Robertson | 26.4013 | 23.569 | 24.3247 | 25.0517 | 25.941 | 26.5369
Rockwall | 259.7933 | 266.0381 | 276.069 | 288.1153 | 299.266 | 320.9122
Runnels | 31.7299 | 31.8793 | 32.0158 | 32.1568 | 32.2806 | 32.4152
Rusk | 18.6121 | 18.2475 | 17.849 | 17.8901 | 17.9204 | 17.9522
San Patricio | 162.3824 | 165.2852 | 168.598 | 172.0711 | 175.3383 | 178.5517
San Saba | 13.0355 | 13.2906 | 13.553 | 13.8191 | 14.0916 | 14.3696
Schleicher | 16.4079 | 16.486 | 16.6552 | 16.7066 | 16.8042 | 16.907
Scurry | 321.2414 | 316.9318 | 315.4099 | 316.6577 | 318.1016 | 319.16
Shackelford | 26.5284 | 26.9088 | 27.3002 | 27.6961 | 28.1179 | 28.4713
Smith | 659.5232 | 663.0005 | 668.4242 | 672.2835 | 675.9165 | 679.2691
Somervell | 34.4557 | 36.2856 | 41.4947 | 42.1627 | 44.1885 | 45.9368
Starr | 86.064 | 87.2722 | 88.4946 | 89.732 | 90.9852 | 92.2548
Stephens | 66.8738 | 66.6026 | 66.9789 | 67.8989 | 68.9346 | 69.8009
Sterling | 13.8424 | 13.9471 | 14.0213 | 14.095 | 14.1733 | 14.2178
Stonewall | 7.1307 | 7.2848 | 7.4475 | 7.6066 | 7.788 | 7.8861
Sutton | 17.9435 | 18.0571 | 18.2151 | 18.2733 | 18.3372 | 18.4256
Tarrant | 5758.664 | 5842.84 | 5941.5891 | 6075.9886 | 6228.495 | 6383.1586
Taylor | 369.0534 | 372.3027 | 375.4157 | 378.431 | 381.4788 | 384.5883
Terrell | 1.8893 | 1.9077 | 1.9263 | 1.9449 | 1.9639 | 1.9832
Throckmorton | 7.3551 | 7.4312 | 7.5139 | 7.5954 | 7.6929 | 7.7363
Titus | 0 | 0 | 0 | 0 | 0 | 0
Tom Green | 257.4224 | 258.6421 | 259.7771 | 260.9104 | 262.0559 | 263.1083
Travis | 2802.2994 | 2885.156 | 2954.4758 | 3008.5583 | 3033.9249 | 3077.7156
Upton | 23.2704 | 23.9333 | 24.7171 | 25.6397 | 26.5514 | 27.4452
Uvalde | 57.4591 | 58.957 | 60.4938 | 62.0712 | 63.6911 | 65.3557
Val Verde | 81.195 | 82.9628 | 84.7345 | 86.5111 | 88.2923 | 90.079
Van Zandt | 91.2722 | 90.6542 | 95.9384 | 97.2796 | 98.2988 | 99.1743
Victoria | 272.0082 | 275.8945 | 280.7845 | 286.1151 | 291.061 | 296.4636
Waller | 197.4421 | 201.9692 | 207.1509 | 212.1074 | 218.542 | 223.7899
Ward | 60.7187 | 60.3337 | 58.9198 | 59.5554 | 60.1062 | 60.6173
Washington | 128.1744 | 133.7612 | 139.0048 | 139.095 | 145.7474 | 152.4174
Webb | 393.8933 | 406.5128 | 419.5077 | 431.8145 | 444.1441 | 456.4975
Wharton | 126.0057 | 129.7083 | 131.9323 | 134.2293 | 136.612 | 139.0762
Wichita | 467.4255 | 462.4414 | 465.9397 | 470.3199 | 474.7818 | 479.1343
Wilbarger | 39.6783 | 39.6731 | 39.6678 | 39.6624 | 39.657 | 39.6516
Willacy | 37.3198 | 38.6068 | 39.9156 | 41.2473 | 42.603 | 43.9839
Williamson | 1144.6838 | 1181.0086 | 1231.0217 | 1290.9075 | 1359.1422 | 1437.5419
Wilson | 77.0736 | 79.9366 | 84.3418 | 86.7594 | 90.0062 | 93.4006
Winkler | 65.6982 | 65.6183 | 65.9574 | 66.7862 | 67.6274 | 68.4261
Wise | 246.2935 | 257.2183 | 267.843 | 282.3217 | 292.8385 | 305.3248
Young | 67.2022 | 68.1391 | 69.5413 | 71.2163 | 73.0631 | 74.4064
Zapata | 25.5625 | 26.3681 | 27.1855 | 28.0154 | 28.8585 | 29.7153
Zavala | 27.786 | 28.5922 | 29.4235 | 30.2803 | 31.1645 | 32.0766

## SummerGenerationbyCounty
Summer Generation by County
These values are used in the summer import/export calculations for each county. Capacities for mothballed units are included as the total capacity of the unit. Capacities for the wind units are at 8.7%. These values include the amount available for the grid according information from the owners of the private network units and the distributed generation units that have registered with ERCOT.
Summer Generation, MW
County | 2009 | 2010 | 2011 | 2012 | 2013 | 2014
ANDERSON | 0 | 0 | 0 | 0 | 0 | 0
ANDREWS | 0 | 0 | 0 | 0 | 0 | 0
ANGELINA | 0 | 45 | 45 | 45 | 45 | 45
ARANSAS | 0 | 0 | 0 | 0 | 0 | 0
ARCHER | 0 | 0 | 0 | 0 | 0 | 0
ATASCOSA | 396 | 396 | 396 | 396 | 396 | 396
AUSTIN | 0 | 0 | 0 | 0 | 0 | 0
BANDERA | 0 | 0 | 0 | 0 | 0 | 0
BASTROP | 1642 | 1642 | 1642 | 1642 | 1642 | 1642
BAYLOR | 0 | 0 | 0 | 0 | 0 | 0
BEE | 0 | 0 | 0 | 0 | 0 | 0
BELL | 0 | 0 | 0 | 0 | 0 | 0
BEXAR | 3876.6 | 4811.6 | 4811.6 | 4811.6 | 4811.6 | 4811.6
BLANCO | 0 | 0 | 0 | 0 | 0 | 0
BORDEN | 36.888 | 36.888 | 56.463 | 56.463 | 56.463 | 56.463
BOSQUE | 843 | 843 | 843 | 843 | 843 | 843
BRAZORIA | 399 | 399 | 399 | 399 | 399 | 399
BRAZOS | 174 | 222 | 222 | 222 | 222 | 222
BREWSTER | 0 | 0 | 0 | 0 | 0 | 0
BROOKS | 0 | 0 | 0 | 0 | 0 | 0
BROWN | 0 | 0 | 0 | 0 | 0 | 0
BURLESON | 0 | 0 | 0 | 0 | 0 | 0
BURNET | 97 | 97 | 97 | 97 | 97 | 97
CALDWELL | 0 | 0 | 0 | 0 | 0 | 0
CALHOUN | 59 | 59 | 69 | 69 | 69 | 69
CALLAHAN | 9.918 | 9.918 | 9.918 | 9.918 | 9.918 | 9.918
CAMERON | 120 | 120 | 120 | 120 | 120 | 120
CHAMBERS | 2596.9 | 2596.9 | 2596.9 | 2596.9 | 2596.9 | 2596.9
CHEROKEE | 677 | 677 | 677 | 677 | 677 | 677
CHILDRESS | 0 | 0 | 0 | 0 | 0 | 0
CLAY | 0 | 0 | 0 | 0 | 0 | 0
COKE | 0 | 0 | 0 | 0 | 0 | 0
COLEMAN | 0 | 0 | 0 | 0 | 0 | 0
COLLIN | 409 | 409 | 409 | 409 | 409 | 409
COLORADO | 0 | 0 | 0 | 0 | 0 | 0
COMAL | 6 | 6 | 6 | 6 | 6 | 6
COMANCHE | 0 | 0 | 0 | 0 | 0 | 0
CONCHO | 0 | 0 | 0 | 0 | 0 | 0
COOKE | 9.831 | 9.831 | 9.831 | 9.831 | 9.831 | 9.831
CORYELL | 0 | 0 | 0 | 0 | 0 | 0
COTTLE | 0 | 0 | 0 | 0 | 0 | 0
CRANE | 0 | 0 | 0 | 0 | 0 | 0
CROCKETT | 6.09 | 6.09 | 6.09 | 6.09 | 6.09 | 6.09
CROSBY | 0 | 0 | 0 | 0 | 0 | 0
CULBERSON | 5.655 | 5.655 | 5.655 | 5.655 | 5.655 | 5.655
DALLAS | 1730 | 1730 | 1730 | 1730 | 1730 | 1730
DAWSON | 0 | 0 | 0 | 0 | 0 | 0
DELTA | 0 | 0 | 0 | 0 | 0 | 0
DENTON | 133.4 | 133.4 | 133.4 | 133.4 | 133.4 | 133.4
DEWITT | 1 | 1 | 1 | 1 | 1 | 1
DICKENS | 13.05 | 13.05 | 13.05 | 13.05 | 13.05 | 13.05
DIMMIT | 0 | 0 | 0 | 0 | 0 | 0
DUVAL | 0 | 0 | 0 | 0 | 0 | 0
EASTLAND | 5.22 | 5.22 | 5.22 | 5.22 | 5.22 | 5.22
ECTOR | 1521.511 | 1521.511 | 1521.511 | 1521.511 | 1521.511 | 1521.511
EDWARDS | 0 | 0 | 0 | 0 | 0 | 0
ELLIS | 1625 | 1625 | 1625 | 1625 | 1625 | 1625
ERATH | 0 | 0 | 0 | 0 | 0 | 0
FALLS | 0 | 0 | 0 | 0 | 0 | 0
FANNIN | 2229 | 2229 | 2229 | 2229 | 2229 | 2229
FAYETTE | 1882 | 1882 | 1882 | 1882 | 1882 | 1882
FISHER | 0 | 0 | 0 | 0 | 0 | 0
FLOYD | 5.22 | 5.22 | 5.22 | 5.22 | 5.22 | 5.22
FOARD | 0 | 0 | 0 | 0 | 0 | 0
FORT BEND | 4172 | 4172 | 4172 | 4172 | 4172 | 4172
FRANKLIN | 0 | 0 | 0 | 0 | 0 | 0
FREESTONE | 2200 | 2200 | 2200 | 2200 | 2200 | 2200
FRIO | 71 | 271 | 271 | 271 | 271 | 271
GALVESTON | 1071 | 1071 | 1071 | 1071 | 1071 | 1071
GILLESPIE | 0 | 0 | 0 | 0 | 0 | 0
GLASSCOCK | 18.618 | 18.618 | 18.618 | 18.618 | 18.618 | 18.618
GOLIAD | 633 | 633 | 633 | 633 | 633 | 633
GONZALES | 4.8 | 4.8 | 4.8 | 4.8 | 4.8 | 4.8
GRAYSON | 80 | 80 | 80 | 80 | 80 | 80
GRIMES | 1317 | 1317 | 1317 | 1317 | 1317 | 1317
GUADALUPE | 1717.6 | 1717.6 | 1717.6 | 1717.6 | 1717.6 | 1717.6
HALL | 0.87 | 0.87 | 0.87 | 0.87 | 0.87 | 0.87
HAMILTON | 0 | 0 | 0 | 0 | 0 | 0
HARDEMAN | 0 | 0 | 0 | 0 | 0 | 0
HARRIS | 6467 | 6517 | 6517 | 6517 | 6517 | 6517
HASKELL | 0 | 0 | 0 | 0 | 0 | 0
HAYS | 902 | 902 | 902 | 902 | 902 | 902
HENDERSON | 230 | 230 | 230 | 230 | 230 | 230
HIDALGO | 1597 | 1597 | 1597 | 1597 | 1597 | 1597
HILL | 0 | 0 | 0 | 0 | 0 | 0
HOOD | 984 | 984 | 984 | 984 | 984 | 984
HOPKINS | 0 | 0 | 0 | 0 | 0 | 0
HOUSTON | 0 | 0 | 0 | 0 | 0 | 0
HOWARD | 275.238 | 275.238 | 275.238 | 296.118 | 296.118 | 296.118
HUNT | 87 | 87 | 87 | 87 | 1879 | 1879
IRION | 0 | 0 | 0 | 0 | 0 | 0
JACK | 630.44 | 630.44 | 1263.49 | 1263.49 | 1263.49 | 1263.49
JACKSON | 0 | 0 | 0 | 0 | 0 | 0
JEFF DAVIS | 0 | 0 | 0 | 0 | 0 | 0
JIM HOGG | 0 | 0 | 0 | 0 | 0 | 0
JIM WELLS | 0 | 0 | 0 | 0 | 0 | 0
JOHNSON | 258 | 258 | 258 | 258 | 258 | 258
JONES | 0 | 0 | 0 | 0 | 0 | 0
KARNES | 0 | 0 | 0 | 0 | 0 | 0
KAUFMAN | 1804 | 1804 | 1804 | 1804 | 1804 | 1804
KENDALL | 0 | 0 | 0 | 0 | 0 | 0
KENEDY | 42.195 | 42.195 | 42.195 | 42.195 | 42.195 | 42.195
KENT | 0 | 0 | 0 | 0 | 0 | 0
KERR | 0 | 0 | 0 | 0 | 0 | 0
KIMBLE | 0 | 0 | 0 | 0 | 0 | 0
KING | 0 | 0 | 0 | 0 | 0 | 0
KINNEY | 0 | 0 | 0 | 0 | 0 | 0
KLEBERG | 0 | 0 | 0 | 0 | 0 | 0
KNOX | 0 | 0 | 0 | 0 | 0 | 0
LA SALLE | 0 | 0 | 0 | 0 | 0 | 0
LAMAR | 1289 | 1289 | 1289 | 1289 | 1289 | 1289
LAMPASAS | 0 | 0 | 0 | 0 | 0 | 0
LAVACA | 0 | 0 | 0 | 0 | 0 | 0
LEE | 0 | 0 | 0 | 0 | 0 | 0
LEON | 0 | 0 | 0 | 0 | 0 | 0
LIMESTONE | 1689 | 1689 | 1689 | 1689 | 1689 | 1689
LIVE OAK | 0 | 0 | 0 | 0 | 0 | 0
LLANO | 467 | 467 | 467 | 467 | 467 | 467
LOVING | 0 | 0 | 0 | 0 | 0 | 0
MADISON | 0 | 0 | 0 | 0 | 0 | 0
MARTIN | 10.44 | 10.44 | 10.44 | 10.44 | 32.277 | 32.277
MASON | 0 | 0 | 0 | 0 | 0 | 0
MATAGORDA | 2564 | 2564 | 2564 | 2564 | 2564 | 2564
MAVERICK | 6 | 6 | 6 | 6 | 6 | 6
MCCULLOCH | 0 | 0 | 0 | 0 | 0 | 0
MCLENNAN | 811 | 811 | 811 | 1736 | 1736 | 1736
MCMULLEN | 0 | 0 | 0 | 0 | 0 | 0
MEDINA | 0 | 0 | 0 | 0 | 0 | 0
MENARD | 0 | 0 | 0 | 0 | 0 | 0
MIDLAND | 0 | 0 | 0 | 0 | 0 | 0
MILAM | 1176 | 1181 | 1181 | 1181 | 1181 | 1181
MILLS | 0 | 0 | 0 | 0 | 0 | 0
MITCHELL | 348 | 369.837 | 369.837 | 369.837 | 369.837 | 369.837
MONTAGUE | 0 | 0 | 0 | 0 | 0 | 0
MONTGOMERY | 4.8 | 4.8 | 4.8 | 4.8 | 4.8 | 4.8
MOTLEY | 0 | 0 | 0 | 0 | 0 | 0
NACOGDOCHES | 0 | 0 | 0 | 0 | 0 | 0
NAVARRO | 0 | 0 | 0 | 0 | 0 | 0
NOLAN | 89.523 | 97.353 | 97.353 | 97.353 | 97.353 | 97.353
NUECES | 1036 | 1723 | 1713 | 1713 | 1713 | 1713
PALO PINTO | 653 | 653 | 653 | 653 | 653 | 653
PARKER | 80.4 | 80.4 | 80.4 | 80.4 | 80.4 | 80.4
PECOS | 47.85 | 47.85 | 60.9 | 60.9 | 60.9 | 60.9
PRESIDIO | 0 | 0 | 0 | 0 | 0 | 0
RAINS | 0 | 0 | 0 | 0 | 0 | 0
REAGAN | 0 | 0 | 0 | 0 | 0 | 0
REAL | 0 | 0 | 0 | 0 | 0 | 0
RED RIVER | 0 | 0 | 0 | 0 | 0 | 0
REEVES | 0 | 0 | 0 | 0 | 0 | 0
REFUGIO | 0 | 0 | 0 | 0 | 0 | 0
ROBERTSON | 306 | 2016 | 2016 | 2016 | 2016 | 2016
ROCKWALL | 0 | 0 | 0 | 0 | 0 | 0
RUNNELS | 0 | 0 | 0 | 0 | 0 | 0
RUSK | 3253 | 3276 | 3276 | 3276 | 3276 | 3276
SAN PATRICIO | 760 | 775.66 | 775.66 | 775.66 | 775.66 | 775.66
SAN SABA | 0 | 0 | 0 | 0 | 0 | 0
SCHLEICHER | 0 | 0 | 0 | 0 | 0 | 0
SCURRY | 83.433 | 83.433 | 83.433 | 83.433 | 83.433 | 83.433
SHACKELFORD | 49.155 | 49.155 | 49.155 | 49.155 | 69.687 | 69.687
SMITH | 0 | 0 | 0 | 0 | 0 | 0
SOMERVELL | 2328 | 2328 | 2328 | 2328 | 2328 | 2328
STARR | 34 | 34 | 34 | 34 | 34 | 34
STEPHENS | 0 | 0 | 0 | 0 | 0 | 0
STERLING | 68.817 | 86.217 | 86.217 | 112.317 | 112.317 | 112.317
STONEWALL | 0 | 0 | 0 | 0 | 0 | 0
SUTTON | 0 | 0 | 0 | 0 | 0 | 0
TARRANT | 1263.5 | 1263.5 | 1263.5 | 1263.5 | 1263.5 | 1263.5
TAYLOR | 115.362 | 115.362 | 115.362 | 115.362 | 115.362 | 115.362
TERRELL | 0 | 0 | 0 | 0 | 0 | 0
THROCKMORTON | 0 | 0 | 0 | 0 | 0 | 0
TITUS | 1931 | 1931 | 1931 | 1931 | 1931 | 1931
TOM GREEN | 0 | 13.05 | 13.05 | 13.05 | 13.05 | 13.05
TRAVIS | 1486 | 1580 | 1580 | 1580 | 1580 | 1580
UPTON | 24.621 | 24.621 | 24.621 | 24.621 | 24.621 | 24.621
UVALDE | 0 | 0 | 0 | 0 | 0 | 0
VAL VERDE | 68 | 68 | 68 | 68 | 68 | 68
VAN ZANDT | 0 | 0 | 0 | 0 | 0 | 0
VICTORIA | 572.6 | 572.6 | 572.6 | 572.6 | 572.6 | 572.6
WALLER | 0 | 0 | 0 | 0 | 0 | 0
WARD | 330 | 330 | 330 | 330 | 330 | 330
WASHINGTON | 0 | 0 | 0 | 0 | 0 | 0
WEBB | 193 | 193 | 193 | 193 | 193 | 193
WHARTON | 550 | 550 | 550 | 550 | 550 | 550
WICHITA | 77 | 77 | 77 | 77 | 77 | 77
WILBARGER | 649 | 649 | 649 | 649 | 649 | 649
WILLACY | 0 | 0 | 0 | 0 | 0 | 0
WILLIAMSON | 0 | 0 | 0 | 0 | 0 | 0
WILSON | 0 | 0 | 0 | 0 | 0 | 0
WINKLER | 0 | 0 | 0 | 0 | 0 | 0
WISE | 649 | 649 | 649 | 649 | 649 | 649
YOUNG | 611 | 611 | 611 | 611 | 611 | 611
ZAPATA | 0 | 0 | 0 | 0 | 0 | 0
ZAVALA | 0 | 0 | 0 | 0 | 0 | 0

## SummerImport-ExportbyCounty
Summer Import/Export by County
Import: The county has less generation than load and must import generation.
Export: The county has more generation than load and is able to export generation.
This data is presented for example only. It is a calculation of the generation in the county less the non-coincident load in the county. The true values will depend on actual load levels and actual generation dispatch.
Summer Import/Export, MW
County | 2009 | 2010 | 2011 | 2012 | 2013 | 2014
ANDERSON | -227.4529 | -224.3441 | -223.5337 | -224.7541 | -225.7952 | -226.6074
ANDREWS | -195.377 | -191.6602 | -192.1387 | -194.5718 | -196.9415 | -199.2418
ANGELINA | -333.575 | -284.9173 | -283.5035 | -285.139 | -286.7074 | -288.0864
ARANSAS | -54.7735 | -55.9091 | -57.7082 | -59.5074 | -61.3065 | -63.1057
ARCHER | -28.675 | -29.0712 | -29.778 | -30.6008 | -31.6016 | -32.2869
ATASCOSA | 320.4455 | 317.923 | 315.3116 | 312.607 | 309.8043 | 306.8988
AUSTIN | -99.8702 | -101.1415 | -102.9678 | -104.833 | -106.7372 | -108.685
BANDERA | -56.525 | -57.1416 | -57.7601 | -58.3772 | -58.9948 | -59.6118
BASTROP | 1455.6869 | 1443.4098 | 1430.3079 | 1416.9073 | 1403.6521 | 1390.1228
BAYLOR | -6.765 | -6.9498 | -7.1661 | -7.3982 | -7.7666 | -7.9129
BEE | -52.9571 | -56.8744 | -57.9798 | -59.1135 | -60.2769 | -61.4715
BELL | -901.2957 | -910.4768 | -927.5226 | -946.6331 | -960.6539 | -987.5378
BEXAR | -605.729 | 121.528 | -95.8493 | -413.9087 | -682.8144 | -949.5404
BLANCO | -28.176 | -29.0284 | -30.0366 | -30.9385 | -32.0131 | -33.1265
BORDEN | 33.8455 | 33.8175 | 53.366 | 53.3541 | 53.3406 | 53.325
BOSQUE | 788.6288 | 787.1367 | 785.8172 | 784.3561 | 782.783 | 781.5338
BRAZORIA | -2186.7453 | -2193.9203 | -2207.1045 | -2218.2125 | -2229.172 | -2240.7346
BRAZOS | -349.7103 | -309.3843 | -320.0415 | -330.1387 | -336.1467 | -346.7739
BREWSTER | -18.7017 | -18.847 | -18.9971 | -19.152 | -19.313 | -19.4788
BROOKS | -17.9708 | -19.6589 | -19.8718 | -20.0847 | -20.2976 | -20.5105
BROWN | -128.195 | -127.8557 | -128.5778 | -126.4807 | -128.1627 | -129.5245
BURLESON | -29.3522 | -30.4709 | -31.6424 | -33.0359 | -34.1519 | -35.0468
BURNET | -43.5603 | -55.1471 | -62.0942 | -69.4225 | -77.2219 | -85.4024
CALDWELL | -114.6669 | -121.4734 | -127.5417 | -135.7829 | -141.7711 | -147.7775
CALHOUN | -185.4101 | -188.7845 | -184.8059 | -191.7866 | -197.4364 | -202.628
CALLAHAN | -27.9815 | -28.5299 | -29.0136 | -29.4609 | -29.9146 | -30.3998
CAMERON | -605.6961 | -626.5387 | -646.6332 | -667.9921 | -688.9895 | -712.5564
CHAMBERS | 2028.589 | 2016.005 | 2013.128 | 2010.631 | 2008.252 | 2005.631
CHEROKEE | 592.4647 | 589.1149 | 586.4632 | 585.6213 | 584.9098 | 584.1474
CHILDRESS | -15.9852 | -16.0488 | -16.1181 | -16.1864 | -16.2693 | -16.3058
CLAY | -27.8139 | -28.4317 | -29.2247 | -30.1823 | -31.2326 | -32.0374
COKE | -21.9111 | -22.0375 | -22.2214 | -22.4284 | -22.5976 | -22.7447
COLEMAN | -39.4951 | -39.7097 | -39.9 | -40.0663 | -40.2545 | -40.4599
COLLIN | -2164.9471 | -2200.5321 | -2274.2568 | -2381.1113 | -2441.7388 | -2514.8103
COLORADO | -79.7528 | -81.1953 | -82.6828 | -84.2098 | -85.7771 | -87.394
COMAL | -373.5119 | -386.4146 | -413.6961 | -435.3279 | -451.1017 | -467.6573
COMANCHE | -50.0453 | -51.7973 | -53.9083 | -56.1842 | -58.6751 | -60.4375
CONCHO | -11.5696 | -11.6392 | -11.6944 | -11.7528 | -11.7998 | -11.8487
COOKE | -131.5437 | -134.3848 | -138.255 | -142.8717 | -147.9744 | -151.5505
CORYELL | -135.5224 | -138.6865 | -141.802 | -145.8558 | -162.8847 | -166.9299
COTTLE | -3.8519 | -3.8958 | -3.9435 | -3.9905 | -4.0478 | -4.0736
CRANE | -94.6538 | -94.4293 | -94.8437 | -95.7945 | -96.8541 | -97.7592
CROCKETT | -37.1902 | -37.8033 | -38.5146 | -39.0205 | -39.5721 | -40.1205
CROSBY | -2.1326 | -2.1825 | -2.2376 | -2.2906 | -2.3569 | -2.3735
CULBERSON | -4.2483 | -6.3292 | -6.4077 | -6.6023 | -6.7991 | -6.9853
DALLAS | -7173.7011 | -7276.803 | -7421.0749 | -7582.2318 | -7769.2226 | -7936.2484
DAWSON | -73.0797 | -73.2352 | -73.9167 | -74.6857 | -75.5849 | -76.3806
DELTA | -10.9767 | -10.8349 | -10.8581 | -10.9582 | -11.0184 | -11.0613
DENTON | -2084.2791 | -2146.6041 | -2188.819 | -2256.3623 | -2363.5639 | -2454.4557
DEWITT | -73.1403 | -74.9902 | -76.8977 | -78.8602 | -80.9038 | -83.0061
DICKENS | 4.5132 | 4.3643 | 4.2538 | 4.102 | 3.9728 | 3.941
DIMMIT | -19.8514 | -20.2838 | -20.7233 | -21.1709 | -21.6266 | -22.0909
DUVAL | -44.7958 | -45.5925 | -46.4095 | -47.2478 | -48.1086 | -48.9928
EASTLAND | -61.1581 | -62.8907 | -63.5013 | -64.4726 | -65.5378 | -66.3176
ECTOR | 962.4792 | 962.1264 | 960.1414 | 954.6855 | 949.034 | 943.963
EDWARDS | -8.8796 | -8.8715 | -8.9912 | -9.1588 | -9.205 | -9.3107
ELLIS | 604.3084 | 617.7495 | 608.5301 | 593.3276 | 562.5132 | 534.2207
ERATH | -124.5928 | -130.1419 | -146.3694 | -153.8837 | -162.4951 | -169.6489
FALLS | -54.0675 | -55.8353 | -53.4535 | -56.0838 | -58.0111 | -59.4593
FANNIN | 2151.8652 | 2152.1266 | 2151.3772 | 2150.1755 | 2149.2615 | 2148.4638
FAYETTE | 1791.6998 | 1789.9609 | 1787.3199 | 1785.4474 | 1783.6054 | 1781.7233
FISHER | -24.6869 | -24.7868 | -24.9159 | -25.0611 | -25.1424 | -25.2645
FLOYD | 4.4368 | 4.3855 | 4.349 | 4.3488 | 4.3486 | 4.3485
FOARD | -3.0858 | -3.097 | -3.1092 | -3.1212 | -3.1356 | -3.142
FORT BEND | 2884.897 | 2855.205 | 2827.081 | 2805.44 | 2784.792 | 2762.172
FRANKLIN | -3.6415 | -3.6765 | -3.7132 | -3.7487 | -3.7856 | -3.8233
FREESTONE | 2079.3438 | 2078.2155 | 2076.8369 | 2076.02 | 2073.4418 | 2071.6921
FRIO | 24.3305 | 222.4146 | 220.4277 | 218.3664 | 216.2268 | 214.005
GALVESTON | -285.0764 | -307.6307 | -331.4169 | -363.9591 | -374.1391 | -399.9575
GILLESPIE | -72.2134 | -73.7502 | -75.3092 | -76.998 | -77.44 | -79.158
GLASSCOCK | 1.8124 | 1.8205 | 1.6914 | 1.3994 | 1.1045 | 0.82439
GOLIAD | 612.8971 | 612.2846 | 611.6459 | 610.979 | 610.2836 | 609.5583
GONZALES | -59.9596 | -65.5069 | -66.2882 | -68.4686 | -70.7349 | -73.0926
GRAYSON | -432.7095 | -447.1828 | -451.0616 | -460.1157 | -473.6003 | -486.3703
GRIMES | 1295.0658 | 1293.9836 | 1292.8046 | 1291.5983 | 1290.1927 | 1289.3078
GUADALUPE | 1311.4077 | 1296.764 | 1283.4886 | 1268.7814 | 1253.9311 | 1238.2139
HALL | -4.4448 | -4.6045 | -4.7267 | -4.7458 | -4.7635 | -4.7812
HAMILTON | -21.6115 | -21.9758 | -22.3839 | -22.825 | -23.3333 | -23.655
HARDEMAN | -17.8846 | -17.9456 | -18.012 | -18.0784 | -18.158 | -18.1927
HARRIS | -8237.132 | -8454.663 | -8749.224 | -8973.596 | -9189.537 | -9409.178
HASKELL | -25.9778 | -26.1732 | -26.3745 | -26.5729 | -26.7858 | -26.9065
HAYS | 476.3595 | 454.6052 | 433.6666 | 412.9134 | 390.6208 | 366.3236
HENDERSON | 47.597 | 48.0046 | 46.5339 | 43.488 | 40.7679 | 38.3738
HIDALGO | 470.926 | 439.3898 | 410.8331 | 363.3672 | 330.4892 | 291.6871
HILL | -107.4563 | -111.5133 | -116.1653 | -121.5499 | -127.4186 | -132.3576
HOOD | 759.9554 | 748.4105 | 732.7244 | 711.8465 | 702.5124 | 688.1558
HOPKINS | -122.4621 | -120.9922 | -125.428 | -127.0508 | -128.1027 | -128.6281
HOUSTON | -51.9097 | -51.316 | -51.0857 | -51.4503 | -51.8187 | -52.1495
HOWARD | 149.086 | 150.2785 | 150.3214 | 172.0762 | 170.7893 | 169.7056
HUNT | -160.4848 | -161.6954 | -166.4517 | -178.2593 | 1603.1984 | 1599.7752
IRION | -8.8638 | -8.9174 | -8.9598 | -8.9852 | -9.019 | -9.0407
JACK | 602.6358 | 602.3078 | 1234.8828 | 1234.2794 | 1233.6088 | 1233.1858
JACKSON | -37.4841 | -38.452 | -39.4626 | -40.518 | -41.6205 | -42.7725
JEFF DAVIS | -4.3987 | -4.4375 | -4.4763 | -4.5151 | -4.5539 | -4.5927
JIM HOGG | -4.2704 | -4.4136 | -4.5639 | -4.7218 | -4.8875 | -5.0615
JIM WELLS | -79.1999 | -81.3624 | -83.5645 | -85.8081 | -88.0954 | -90.4284
JOHNSON | -137.881 | -154.6203 | -180.552 | -205.5519 | -231.9072 | -252.6449
JONES | -41.767 | -42.0703 | -42.3298 | -42.5736 | -42.7745 | -43.0496
KARNES | -25.652 | -26.2216 | -26.8103 | -27.4191 | -28.0489 | -28.7007
KAUFMAN | 1494.5185 | 1476.318 | 1474.6663 | 1466.5934 | 1456.634 | 1460.3468
KENDALL | -95.1335 | -98.957 | -102.9251 | -107.0387 | -111.3054 | -115.7375
KENEDY | 40.7451 | 40.6573 | 40.567 | 40.4738 | 40.3778 | 40.2788
KENT | -59.3645 | -62.6492 | -66.1921 | -69.7451 | -73.7964 | -76.4038
KERR | -138.6785 | -141.1817 | -143.6558 | -146.1977 | -148.3484 | -150.9624
KIMBLE | -17.5505 | -17.8609 | -18.1807 | -18.5102 | -18.8496 | -19.1994
KING | -9.5729 | -9.8107 | -10.0716 | -10.3246 | -10.6378 | -10.7337
KINNEY | -6.5802 | -6.7062 | -6.8361 | -6.9709 | -7.1094 | -7.2528
KLEBERG | -90.4535 | -92.0452 | -93.9508 | -95.9866 | -97.8826 | -99.7487
KNOX | -22.1477 | -22.6182 | -23.1188 | -23.6212 | -24.1868 | -24.5644
LA SALLE | -13.2285 | -13.7508 | -14.2833 | -14.8263 | -15.3806 | -15.9467
LAMAR | 1087.1974 | 1073.462 | 1072.26 | 1069.8999 | 1068.0137 | 1066.4296
LAMPASAS | -57.5614 | -59.9635 | -62.2638 | -64.7305 | -67.4538 | -69.6926
LAVACA | -40.8581 | -41.9162 | -43.0121 | -44.1496 | -45.3281 | -46.5496
LEE | -36.2472 | -36.9818 | -37.7194 | -38.4607 | -39.2049 | -39.9519
LEON | -83.3986 | -84.309 | -87.3495 | -89.3103 | -91.4846 | -92.7912
LIMESTONE | 1620.2664 | 1619.29 | 1618.2494 | 1616.7454 | 1615.0273 | 1613.9044
LIVE OAK | -69.1202 | -70.5972 | -72.1565 | -73.7914 | -75.487 | -77.2295
LLANO | 392.7514 | 395.3745 | 393.7131 | 391.9998 | 390.2166 | 388.3696
LOVING | -11.0037 | -11.1001 | -11.2844 | -11.5763 | -11.8703 | -12.1541
MADISON | -18.6704 | -19.2804 | -19.9508 | -20.6164 | -21.4182 | -21.7812
MARTIN | -21.2705 | -21.485 | -21.8568 | -22.6352 | -1.4852 | -2.0462
MASON | -11.1378 | -11.2021 | -11.2683 | -11.3353 | -11.4024 | -11.4695
MATAGORDA | 2429.6512 | 2426.0633 | 2421.8431 | 2417.333 | 2413.063 | 2408.8075
MAVERICK | -66.9059 | -69.2469 | -71.5928 | -73.9443 | -76.3003 | -78.6619
MCCULLOCH | -47.6421 | -48.2439 | -48.8528 | -49.4745 | -52.8313 | -53.4803
MCLENNAN | 41.2967 | 29.3839 | 15.1677 | 928.5195 | 907.9925 | 877.8741
MCMULLEN | -6.8841 | -7.2283 | -7.5897 | -7.9692 | -8.3676 | -8.786
MEDINA | -201.3914 | -208.9426 | -216.897 | -225.1669 | -233.7654 | -242.7065
MENARD | -5.7972 | -5.8324 | -5.8681 | -5.882 | -5.9048 | -5.9286
MIDLAND | -407.3425 | -398.0383 | -405.3705 | -409.7504 | -414.1042 | -418.1081
MILAM | 1099.8213 | 1103.7094 | 1102.0162 | 1099.7502 | 1097.2223 | 1095.2908
MILLS | -9.3411 | -9.5389 | -9.7579 | -9.989 | -10.2497 | -10.4183
MITCHELL | 324.5922 | 345.1811 | 344.2525 | 343.5714 | 342.8856 | 342.2229
MONTAGUE | -62.0198 | -64.6821 | -67.4815 | -70.1897 | -73.1646 | -75.4719
MONTGOMERY | -273.965 | -286.148 | -301.14 | -313.762 | -324.99 | -338.644
MOTLEY | -4.6855 | -4.721 | -4.748 | -4.7518 | -4.7553 | -4.7588
NACOGDOCHES | -187.6499 | -185.8406 | -185.2625 | -186.4096 | -187.4475 | -188.4382
NAVARRO | -203.2215 | -200.7825 | -203.7932 | -208.3064 | -213.2491 | -216.9314
NOLAN | 21.068 | 29.165 | 28.9894 | 28.2854 | 27.5622 | 26.8713
NUECES | -84.7711 | 578.7283 | 546.8832 | 526.1673 | 504.3416 | 483.1427
PALO PINTO | 563.4251 | 561.8456 | 559.5525 | 556.4166 | 552.9771 | 549.9713
PARKER | -263.4678 | -275.4039 | -288.1193 | -302.0285 | -317.2456 | -301.0199
PECOS | -46.734 | -47.9208 | -36.1501 | -37.3819 | -38.6844 | -39.9918
PRESIDIO | -9.4026 | -9.5803 | -9.7622 | -9.9475 | -10.1369 | -10.3305
RAINS | -16.9484 | -16.9787 | -17.5906 | -18.1397 | -18.215 | -18.6039
REAGAN | -13.953 | -14.1698 | -14.3882 | -14.5704 | -14.7672 | -14.9654
REAL | -14.34 | -14.7608 | -15.1806 | -15.6003 | -16.0211 | -16.441
RED RIVER | -27.0258 | -27.376 | -27.5918 | -27.9334 | -28.1801 | -28.3898
REEVES | -48.4451 | -48.85 | -49.314 | -49.8479 | -50.3939 | -50.9391
REFUGIO | -23.3748 | -23.6017 | -23.8339 | -24.0717 | -24.3153 | -24.5651
ROBERTSON | 279.5987 | 1992.431 | 1991.6753 | 1990.9483 | 1990.059 | 1989.4631
ROCKWALL | -259.7933 | -266.0381 | -276.069 | -288.1153 | -299.266 | -320.9122
RUNNELS | -31.7299 | -31.8793 | -32.0158 | -32.1568 | -32.2806 | -32.4152
RUSK | 3234.3879 | 3257.7525 | 3258.151 | 3258.1099 | 3258.0796 | 3258.0478
SAN PATRICIO | 597.6176 | 610.3748 | 607.062 | 603.5889 | 600.3217 | 597.1083
SAN SABA | -13.0355 | -13.2906 | -13.553 | -13.8191 | -14.0916 | -14.3696
SCHLEICHER | -16.4079 | -16.486 | -16.6552 | -16.7066 | -16.8042 | -16.907
SCURRY | -237.8084 | -233.4988 | -231.9769 | -233.2247 | -234.6686 | -235.727
SHACKELFORD | 22.6266 | 22.2462 | 21.8548 | 21.4589 | 41.5691 | 41.2157
SMITH | -659.5232 | -663.0005 | -668.4242 | -672.2835 | -675.9165 | -679.2691
SOMERVELL | 2293.5443 | 2291.7144 | 2286.5053 | 2285.8373 | 2283.8115 | 2282.0632
STARR | -52.064 | -53.2722 | -54.4946 | -55.732 | -56.9852 | -58.2548
STEPHENS | -66.8738 | -66.6026 | -66.9789 | -67.8989 | -68.9346 | -69.8009
STERLING | 54.9746 | 72.2699 | 72.1957 | 98.222 | 98.1437 | 98.0992
STONEWALL | -7.1307 | -7.2848 | -7.4475 | -7.6066 | -7.788 | -7.8861
SUTTON | -17.9435 | -18.0571 | -18.2151 | -18.2733 | -18.3372 | -18.4256
TARRANT | -4495.164 | -4579.34 | -4678.0891 | -4812.4886 | -4964.995 | -5119.6586
TAYLOR | -253.6914 | -256.9407 | -260.0537 | -263.069 | -266.1168 | -269.2263
TERRELL | -1.8893 | -1.9077 | -1.9263 | -1.9449 | -1.9639 | -1.9832
THROCKMORTON | -7.3551 | -7.4312 | -7.5139 | -7.5954 | -7.6929 | -7.7363
TITUS | 1931 | 1931 | 1931 | 1931 | 1931 | 1931
TOM GREEN | -257.4224 | -245.5921 | -246.7271 | -247.8604 | -249.0059 | -250.0583
TRAVIS | -1316.2994 | -1305.156 | -1374.4758 | -1428.5583 | -1453.9249 | -1497.7156
UPTON | 1.3506 | 0.68767 | -0.096116 | -1.0187 | -1.9304 | -2.8242
UVALDE | -57.4591 | -58.957 | -60.4938 | -62.0712 | -63.6911 | -65.3557
VAL VERDE | -13.195 | -14.9628 | -16.7345 | -18.5111 | -20.2923 | -22.079
VAN ZANDT | -91.2722 | -90.6542 | -95.9384 | -97.2796 | -98.2988 | -99.1743
VICTORIA | 300.5918 | 296.7055 | 291.8155 | 286.4849 | 281.539 | 276.1364
WALLER | -197.4421 | -201.9692 | -207.1509 | -212.1074 | -218.542 | -223.7899
WARD | 269.2813 | 269.6663 | 271.0802 | 270.4446 | 269.8938 | 269.3827
WASHINGTON | -128.1744 | -133.7612 | -139.0048 | -139.095 | -145.7474 | -152.4174
WEBB | -200.8933 | -213.5128 | -226.5077 | -238.8145 | -251.1441 | -263.4975
WHARTON | 423.9943 | 420.2917 | 418.0677 | 415.7707 | 413.388 | 410.9238
WICHITA | -390.4255 | -385.4414 | -388.9397 | -393.3199 | -397.7818 | -402.1343
WILBARGER | 609.3217 | 609.3269 | 609.3322 | 609.3376 | 609.343 | 609.3484
WILLACY | -37.3198 | -38.6068 | -39.9156 | -41.2473 | -42.603 | -43.9839
WILLIAMSON | -1144.6838 | -1181.0086 | -1231.0217 | -1290.9075 | -1359.1422 | -1437.5419
WILSON | -77.0736 | -79.9366 | -84.3418 | -86.7594 | -90.0062 | -93.4006
WINKLER | -65.6982 | -65.6183 | -65.9574 | -66.7862 | -67.6274 | -68.4261
WISE | 402.7065 | 391.7817 | 381.157 | 366.6783 | 356.1615 | 343.6752
YOUNG | 543.7978 | 542.8609 | 541.4587 | 539.7837 | 537.9369 | 536.5936
ZAPATA | -25.5625 | -26.3681 | -27.1855 | -28.0154 | -28.8585 | -29.7153
ZAVALA | -27.786 | -28.5922 | -29.4235 | -30.2803 | -31.1645 | -32.0766

## WinterCoincidentDemandbyCounty
Winter Coincident Demand by County
The Winter coincident demands by county were estimated by using the forecasted non-coincident loads from the 2009 ALDRs to determine a proportion of the total for each county for each year and then applying those proportions to the forecasted ERCOT peak demand.
Winter Coincident Demand, MW
County | 2009/10 | 2010/11 | 2011/12 | 2012/13 | 2013/14 | 2014/15
Anderson | 147.4284 | 146.4588 | 148.0831 | 149.5896 | 149.6296 | 149.9265
Andrews | 124.2964 | 122.5082 | 124.382 | 126.491 | 127.4345 | 128.541
Angelina | 206.7776 | 204.8516 | 206.6612 | 208.5886 | 208.8007 | 209.1598
Aransas | 33.5496 | 34.314 | 35.8564 | 37.2525 | 38.4944 | 39.6865
Archer | 19.8682 | 20.3295 | 21.0308 | 21.8131 | 22.3371 | 22.8825
Atascosa | 55.5631 | 57.4568 | 59.7975 | 61.9663 | 63.9558 | 65.944
Austin | 73.6131 | 75.0271 | 76.9625 | 78.6106 | 79.9755 | 81.2852
Bandera | 54.7977 | 56.8169 | 59.2097 | 61.3597 | 63.256 | 65.071
Bastrop | 159.6137 | 169.3361 | 173.5002 | 190.2972 | 200.1641 | 210.5851
Baylor | 4.0641 | 4.1414 | 4.3117 | 4.5046 | 4.5643 | 4.6899
Bee | 35.2843 | 39.5195 | 40.5532 | 41.4376 | 42.1733 | 42.8819
Bell | 626.5896 | 636.7582 | 653.3083 | 668.3815 | 681.9765 | 699.2829
Bexar | 2572.3611 | 2690.5914 | 2842.973 | 3038.1325 | 3189.8949 | 3343.799
Blanco | 30.7675 | 31.7076 | 33.0222 | 34.2423 | 35.3624 | 36.4804
Borden | 1.5979 | 1.6134 | 1.6408 | 1.6501 | 1.6535 | 1.6563
Bosque | 37.2391 | 38.1683 | 39.3244 | 40.5149 | 41.3825 | 42.2611
Brazoria | 1820.2591 | 1826.6217 | 1843.6924 | 1852.5531 | 1854.1983 | 1853.8942
Brazos | 305.0536 | 310.1406 | 316.7405 | 321.9618 | 322.407 | 326.1606
Brewster | 15.1613 | 15.2665 | 15.4734 | 15.6169 | 15.7004 | 15.7697
Brooks | 13.3133 | 14.8455 | 15.0885 | 15.2666 | 15.3816 | 15.479
Brown | 76.4937 | 77.0562 | 76.2549 | 77.9869 | 78.893 | 79.8425
Burleson | 22.6125 | 23.161 | 24.3222 | 25.2154 | 25.7831 | 26.3216
Burnet | 129.5168 | 135.3441 | 142.5892 | 149.5747 | 156.2692 | 163.0963
Caldwell | 91.5698 | 96.2339 | 103.1642 | 108.012 | 112.4328 | 117.0797
Calhoun | 172.5605 | 176.7493 | 182.816 | 187.0766 | 190.2501 | 193.1534
Callahan | 30.9279 | 31.383 | 31.9854 | 32.4275 | 32.7422 | 33.0444
Cameron | 441.5732 | 454.602 | 472.8329 | 489.2541 | 503.1742 | 520.1685
Chambers | 434.4715 | 436.1651 | 440.3906 | 442.6461 | 443.2007 | 443.2983
Cherokee | 55.5495 | 56.0371 | 56.9041 | 57.6091 | 57.9698 | 58.3873
Childress | 8.9891 | 9.0357 | 9.1308 | 9.2037 | 9.2145 | 9.2163
Clay | 19.3868 | 19.8581 | 20.5916 | 21.3367 | 21.8914 | 22.4005
Coke | 13.9979 | 14.1083 | 14.2941 | 14.4156 | 14.484 | 14.5202
Coleman | 23.3793 | 23.5198 | 23.7923 | 23.9421 | 24.0145 | 24.0642
Collin | 1327.1117 | 1347.7099 | 1416.7823 | 1458.4662 | 1495.7458 | 1548.032
Colorado | 55.0816 | 56.2683 | 57.8583 | 59.2522 | 60.4415 | 61.6023
Comal | 324.1121 | 335.6149 | 355.3542 | 369.2908 | 382.3539 | 395.6212
Comanche | 33.4752 | 34.7431 | 35.4517 | 37.1336 | 38.2256 | 39.3515
Concho | 6.8863 | 6.9111 | 6.9767 | 7.0087 | 7.0142 | 7.009
Cooke | 98.0045 | 101.2263 | 105.185 | 109.6689 | 112.6081 | 115.6078
Coryell | 95.8578 | 94.1817 | 97.6557 | 110.5653 | 113.5866 | 116.7274
Cottle | 2.932 | 2.961 | 3.0034 | 3.043 | 3.0558 | 3.0659
Crane | 59.6982 | 59.5673 | 60.2098 | 60.8149 | 60.9859 | 61.1555
Crockett | 30.6256 | 31.1147 | 31.8001 | 32.1743 | 32.4912 | 32.7786
Crosby | 1.5995 | 1.639 | 1.6779 | 1.7279 | 1.744 | 1.759
Culberson | 7.3991 | 8.802 | 8.9617 | 9.1338 | 9.2265 | 9.3237
Dallas | 4808.8818 | 4916.515 | 5053.3602 | 5166.6404 | 5238.1293 | 5294.2605
Dawson | 38.3348 | 38.341 | 38.9826 | 39.7246 | 39.9888 | 40.461
Delta | 6.0323 | 6.0166 | 6.1235 | 6.1974 | 6.1951 | 6.2191
Denton | 1144.6683 | 1164.9252 | 1206.9875 | 1259.874 | 1313.633 | 1373.3334
Dewitt | 49.0973 | 50.2165 | 51.6902 | 53.0213 | 54.1232 | 55.1914
Dickens | 5.3895 | 5.4697 | 5.598 | 5.7105 | 5.7632 | 5.8122
Dimmit | 12.2934 | 12.5653 | 12.9233 | 13.2322 | 13.4917 | 13.7409
Duval | 37.488 | 38.2647 | 39.3098 | 40.2108 | 40.9681 | 41.6992
Eastland | 42.9973 | 43.9274 | 44.7548 | 45.5976 | 45.9865 | 46.3856
Ector | 329.3791 | 329.97 | 333.7396 | 337.9522 | 339.2267 | 340.8795
Edwards | 7.1891 | 7.2786 | 7.4079 | 7.5167 | 7.5871 | 7.6536
Ellis | 697.0244 | 691.8907 | 700.3739 | 720.6836 | 737.8338 | 756.5746
Erath | 87.1613 | 93.6198 | 104.0659 | 110.5967 | 115.8582 | 121.4714
Falls | 36.7442 | 37.4857 | 36.064 | 36.9795 | 37.5784 | 38.1983
Fannin | 47.5789 | 48.0715 | 49.4615 | 50.5878 | 51.142 | 51.8745
Fayette | 64.2442 | 66.3363 | 68.2001 | 69.8164 | 71.1765 | 72.4883
Fisher | 19.6136 | 19.7019 | 19.9042 | 20.0131 | 20.0284 | 20.0445
Floyd | 0.40935 | 0.49159 | 0.65439 | 0.65572 | 0.65425 | 0.65189
Foard | 1.7506 | 1.7593 | 1.7776 | 1.7913 | 1.7933 | 1.7935
Fort Bend | 622.0709 | 634.4163 | 648.0391 | 658.4503 | 667.0193 | 675.0312
Franklin | 2.7362 | 2.7623 | 2.8065 | 2.8381 | 2.8587 | 2.8766
Freestone | 80.913 | 81.9512 | 83.7635 | 84.7514 | 85.8712 | 87.0591
Frio | 27.4259 | 28.5535 | 29.9122 | 31.1943 | 32.394 | 33.6002
Galveston | 844.3418 | 857.2206 | 875.2761 | 888.5669 | 900.6456 | 912.735
Gillespie | 58.2428 | 60.2625 | 62.6906 | 61.5861 | 63.5278 | 65.4758
Glasscock | 10.4381 | 10.432 | 10.5971 | 10.7766 | 10.8624 | 10.9538
Goliad | 16.1469 | 16.6779 | 17.3419 | 17.9605 | 18.5302 | 19.1037
Gonzales | 49.4076 | 49.9078 | 51.7668 | 53.4692 | 55.0113 | 56.5459
Grayson | 311.6316 | 324.1787 | 331.632 | 344.383 | 351.5646 | 360.545
Grimes | 17.0817 | 17.9495 | 18.8476 | 19.9091 | 20.6153 | 21.3328
Guadalupe | 325.785 | 335.8392 | 349.8023 | 365.1767 | 377.9853 | 391.1356
Hall | 2.0505 | 2.125 | 2.2811 | 2.2893 | 2.2881 | 2.285
Hamilton | 12.8446 | 13.1526 | 13.4939 | 13.8528 | 14.0623 | 14.264
Hardeman | 10.3378 | 10.3882 | 10.4951 | 10.5744 | 10.5849 | 10.5849
Harris | 8566.1065 | 8739.958 | 8915.5733 | 9048.2389 | 9142.9871 | 9226.0073
Haskell | 15.6125 | 15.6917 | 15.8532 | 15.9721 | 15.9782 | 15.9815
Hays | 328.3509 | 343.5021 | 361.601 | 379.0309 | 395.7234 | 412.806
Henderson | 130.7402 | 131.0281 | 133.9861 | 136.6591 | 137.9356 | 139.393
Hidalgo | 802.6091 | 823.7687 | 849.2381 | 885.8031 | 910.2332 | 936.666
Hill | 73.0507 | 76.2781 | 80.3115 | 84.7929 | 88.7862 | 92.5932
Hood | 181.3832 | 191.4354 | 209.1988 | 215.3164 | 225.3894 | 235.4647
Hopkins | 72.9324 | 72.8631 | 73.6066 | 75.0446 | 76.3979 | 76.4123
Houston | 34.1468 | 33.6756 | 34.0411 | 34.4345 | 34.5387 | 34.6609
Howard | 78.8141 | 78.566 | 79.5434 | 79.1817 | 79.7013 | 80.1971
Hunt | 159.5293 | 159.8091 | 163.4206 | 170.4002 | 176.5127 | 177.5534
Irion | 8.0254 | 8.0635 | 8.1484 | 8.1806 | 8.1852 | 8.1753
Jack | 19.19 | 19.4787 | 19.9161 | 20.404 | 20.6313 | 20.8587
Jackson | 23.4252 | 24.0301 | 24.8185 | 25.5318 | 26.1691 | 26.8048
Jeff Davis | 4.0719 | 4.1082 | 4.1708 | 4.2154 | 4.2425 | 4.2648
Jim Hogg | 3.8734 | 3.9989 | 4.157 | 4.3046 | 4.4413 | 4.5796
Jim Wells | 56.9281 | 58.5569 | 60.6015 | 62.4296 | 64.0363 | 65.6014
Johnson | 303.3553 | 331.1814 | 355.6759 | 379.3145 | 395.7504 | 413.3172
Jones | 30.0191 | 30.2702 | 30.6785 | 30.941 | 31.0373 | 31.1605
Karnes | 17.0279 | 17.4267 | 17.9531 | 18.4192 | 18.8248 | 19.2237
Kaufman | 211.1591 | 222.5425 | 226.9689 | 233.3508 | 239.1924 | 239.6106
Kendall | 93.866 | 98.4035 | 103.7455 | 108.8301 | 113.633 | 118.4715
Kenedy | 1.2296 | 1.3011 | 1.3837 | 1.4635 | 1.5398 | 1.6168
Kent | 47.4393 | 48.4335 | 51.0398 | 54.0401 | 56.0851 | 58.1654
Kerr | 120.2978 | 122.8345 | 126.4839 | 129.1785 | 131.8665 | 134.4503
Kimble | 14.6407 | 14.925 | 15.3146 | 15.6486 | 15.9271 | 16.1959
King | 7.5208 | 7.717 | 7.9145 | 8.1619 | 8.2545 | 8.3419
Kinney | 5.8793 | 6.0001 | 6.1644 | 6.3068 | 6.4276 | 6.5451
Kleberg | 62.7858 | 64.1061 | 65.9489 | 67.3969 | 68.5395 | 69.6009
Knox | 11.092 | 11.3344 | 11.6263 | 11.9197 | 12.0955 | 12.2646
La Salle | 10.2584 | 10.6683 | 11.1578 | 11.6114 | 12.0269 | 12.4373
Lamar | 125.4881 | 133.4417 | 135.9475 | 137.7673 | 138.1298 | 138.8173
Lampasas | 44.1334 | 46.131 | 48.2953 | 50.5888 | 52.3962 | 54.2263
Lavaca | 27.1383 | 27.8376 | 28.7436 | 29.5559 | 30.249 | 30.9303
Lee | 24.7334 | 25.3194 | 26.0741 | 26.7245 | 27.2691 | 27.7952
Leon | 61.6752 | 68.8256 | 70.3735 | 72.0991 | 72.9574 | 73.8687
Limestone | 44.5267 | 45.2138 | 46.3718 | 47.7287 | 48.4821 | 49.2595
Live Oak | 51.1199 | 52.2548 | 53.7846 | 55.1334 | 56.2885 | 57.3615
Llano | 67.8918 | 70.3891 | 73.3697 | 76.136 | 78.6554 | 81.1815
Loving | 4.096 | 4.075 | 4.1211 | 4.1726 | 4.1879 | 4.2381
Madison | 13.6072 | 14.0752 | 14.5506 | 15.1334 | 15.4302 | 15.7242
Martin | 17.639 | 17.8648 | 18.3159 | 18.859 | 19.1728 | 19.5603
Mason | 9.7202 | 9.9699 | 10.2859 | 10.5596 | 10.7918 | 11.0181
Matagorda | 83.1553 | 85.6512 | 88.9051 | 91.6021 | 93.8893 | 96.0972
Maverick | 43.4627 | 44.857 | 46.5483 | 48.0513 | 49.3593 | 50.6089
Mcculloch | 30.3421 | 30.779 | 31.4247 | 34.017 | 34.4127 | 34.7783
Mclennan | 488.4031 | 497.5052 | 505.3132 | 520.9653 | 531.2825 | 543.4562
Mcmullen | 5.1233 | 5.379 | 5.6835 | 5.9788 | 6.2635 | 6.5545
Medina | 127.1492 | 132.6835 | 138.6965 | 143.7885 | 148.9345 | 154.6066
Menard | 5.1998 | 5.2345 | 5.3061 | 5.3289 | 5.3394 | 5.3452
Midland | 194.9853 | 198.6298 | 204.7765 | 208.5975 | 210.6046 | 212.7161
Milam | 49.8616 | 51.0207 | 52.8686 | 54.8366 | 56.0672 | 57.356
Mills | 6.1371 | 6.3508 | 6.5499 | 6.7611 | 6.8932 | 7.0213
Mitchell | 16.5159 | 17.1476 | 19.3625 | 19.9761 | 20.4161 | 20.8643
Montague | 41.4939 | 43.4317 | 45.534 | 47.8378 | 49.5475 | 51.197
Montgomery | 153.0108 | 160.4083 | 167.7795 | 173.8751 | 180.345 | 186.8681
Motley | 3.1796 | 3.2191 | 3.3158 | 3.3238 | 3.318 | 3.3087
Nacogdoches | 124.9162 | 123.2718 | 124.519 | 125.7449 | 126.0017 | 126.3637
Navarro | 135.1182 | 136.5404 | 139.8294 | 143.584 | 145.7279 | 147.9396
Nolan | 47.2665 | 47.1312 | 47.8556 | 48.378 | 48.6569 | 48.862
Nueces | 667.0757 | 681.738 | 697.0096 | 711.3822 | 723.3007 | 733.8755
Palo Pinto | 54.9629 | 56.1506 | 58.2907 | 60.5782 | 62.289 | 64.0868
Parker | 272.922 | 287.0687 | 298.4432 | 310.9181 | 303.415 | 293.1834
Pecos | 57.1185 | 57.8154 | 58.9526 | 59.7734 | 60.3652 | 60.9377
Presidio | 8.2393 | 8.3956 | 8.6087 | 8.7888 | 8.9364 | 9.0759
Rains | 10.5622 | 10.2453 | 10.4509 | 10.9091 | 11.2764 | 11.0323
Reagan | 9.2175 | 9.3636 | 9.5679 | 9.7067 | 9.8166 | 9.9162
Real | 10.5026 | 10.8759 | 11.3206 | 11.7188 | 12.0685 | 12.4028
Red River | 16.2868 | 16.3362 | 16.6715 | 16.9041 | 16.9555 | 17.065
Reeves | 28.156 | 28.3487 | 28.7585 | 29.0652 | 29.2434 | 29.3975
Refugio | 15.0865 | 15.2403 | 15.4964 | 15.6907 | 15.8251 | 15.9464
Robertson | 17.14 | 14.9858 | 15.5386 | 16.1784 | 16.6094 | 17.049
Rockwall | 141.1868 | 144.5485 | 151.4497 | 159.1218 | 165.6229 | 174.7932
Runnels | 22.3647 | 22.4819 | 22.7296 | 22.8858 | 22.9298 | 22.9565
Rusk | 10.3646 | 9.6612 | 9.7413 | 9.7956 | 9.7877 | 9.7835
San Patricio | 106.7151 | 108.931 | 111.9808 | 114.3874 | 116.2732 | 118.0193
San Saba | 8.5612 | 8.7432 | 8.9861 | 9.1953 | 9.3713 | 9.5402
Schleicher | 8.4025 | 8.5346 | 8.7085 | 8.7769 | 8.8404 | 8.8978
Scurry | 726.6919 | 718.1153 | 721.436 | 725.5056 | 723.3548 | 721.6059
Shackelford | 18.5301 | 18.8022 | 19.1801 | 19.5123 | 19.719 | 19.9143
Smith | 376.9642 | 379.3813 | 383.5289 | 387.6555 | 388.7537 | 390.1462
Somervell | 26.6314 | 27.0114 | 30.3209 | 31.8573 | 33.1454 | 34.4888
Starr | 60.7665 | 61.6619 | 62.9672 | 64.0172 | 64.8162 | 65.553
Stephens | 42.1216 | 42.3276 | 43.2189 | 44.1756 | 44.7433 | 45.3328
Sterling | 8.4868 | 8.5379 | 8.6264 | 8.6765 | 8.6977 | 8.6824
Stonewall | 5.6585 | 5.7686 | 5.8967 | 6.0311 | 6.0942 | 6.1517
Sutton | 13.2953 | 13.4076 | 13.6187 | 13.6756 | 13.7092 | 13.7321
Tarrant | 3186.1607 | 3259.8924 | 3342.1222 | 3447.0832 | 3536.9162 | 3621.1361
Taylor | 203.5345 | 205.548 | 208.7288 | 210.9732 | 212.3703 | 213.5731
Terrell | 1.4512 | 1.4651 | 1.4883 | 1.505 | 1.5161 | 1.5256
Throckmorton | 5.875 | 5.9488 | 6.0467 | 6.1442 | 6.1819 | 6.2145
Titus | 0 | 0 | 0 | 0 | 0 | 0
Tom Green | 154.9102 | 155.7318 | 157.498 | 158.581 | 159.0096 | 159.2157
Travis | 1578.3432 | 1665.1257 | 1725.1916 | 1782.1883 | 1839.5459 | 1869.2574
Upton | 15.0317 | 15.3272 | 15.8029 | 16.2617 | 16.6127 | 16.9579
Uvalde | 37.9068 | 38.8281 | 40.0221 | 41.0692 | 41.968 | 42.8382
Val Verde | 54.4975 | 55.6783 | 57.2242 | 58.5327 | 59.6029 | 60.6055
Van Zandt | 65.0592 | 65.1034 | 70.4083 | 71.5589 | 71.8451 | 72.4245
Victoria | 199.0725 | 203.099 | 208.9009 | 213.3355 | 216.794 | 220.0402
Waller | 132.3851 | 136.171 | 140.7602 | 145.6235 | 149.2782 | 152.8704
Ward | 38.9053 | 37.8627 | 38.295 | 38.736 | 38.878 | 39.0296
Washington | 92.1926 | 96.9774 | 98.5702 | 102.5496 | 106.1121 | 109.9724
Webb | 253.2292 | 261.372 | 271.47 | 280.0127 | 287.4153 | 294.4771
Wharton | 101.1752 | 102.6506 | 104.8299 | 106.6071 | 107.9923 | 109.0695
Wichita | 260.6024 | 259.4119 | 266.7392 | 269.0673 | 270.5599 | 272.2275
Wilbarger | 21.9249 | 21.9192 | 22.0527 | 22.0897 | 22.0354 | 21.9569
Willacy | 21.2294 | 22.0019 | 22.9354 | 23.7923 | 24.5688 | 25.3327
Williamson | 653.5667 | 675.6691 | 741.0233 | 764.6284 | 796.775 | 828.9947
Wilson | 56.5437 | 58.2017 | 62.6079 | 65.2427 | 60.4551 | 62.2402
Winkler | 39.2207 | 39.2751 | 39.8952 | 40.5241 | 40.8402 | 41.1644
Wise | 188.3958 | 195.5352 | 206.6342 | 213.8826 | 223.2698 | 233.5651
Young | 47.259 | 43.4406 | 44.6944 | 46.2186 | 47.0803 | 48.1067
Zapata | 18.7903 | 19.3949 | 20.1367 | 20.8062 | 21.4008 | 21.9802
Zavala | 20.5322 | 21.1654 | 21.9583 | 22.6828 | 23.3367 | 23.9854

## WinterLoadbyCounty
Winter Load by County
The loads shown are the non-coincident loads of the individual delivery points from the 2009 ALDRs and do not include self-serve loads. The values shown here are used in the Winter import/export calculations.
Winter Load, MW
County | 2009/10 | 2010/11 | 2011/12 | 2012/13 | 2013/14 | 2014/15
Anderson | 190.1134 | 188.8764 | 189.7787 | 191.3524 | 191.8382 | 192.8685
Andrews | 160.2839 | 157.9892 | 159.4042 | 161.805 | 163.3821 | 165.3578
Angelina | 266.6459 | 264.1811 | 264.8506 | 266.8228 | 267.7008 | 269.0674
Aransas | 43.2632 | 44.2521 | 45.9525 | 47.6528 | 49.3532 | 51.0535
Archer | 25.6206 | 26.2173 | 26.9525 | 27.903 | 28.6381 | 29.4365
Atascosa | 71.6502 | 74.0975 | 76.6347 | 79.2662 | 81.9969 | 84.8317
Austin | 94.9263 | 96.7565 | 98.6327 | 100.5573 | 102.5356 | 104.5669
Bandera | 70.6633 | 73.2723 | 75.8813 | 78.4903 | 81.0997 | 83.7087
Bastrop | 205.8266 | 218.3795 | 222.3526 | 243.4249 | 256.6278 | 270.901
Baylor | 5.2408 | 5.3408 | 5.5258 | 5.7623 | 5.8518 | 6.0332
Bee | 45.5002 | 50.9652 | 51.9718 | 53.0062 | 54.0698 | 55.1641
Bell | 808.006 | 821.1772 | 837.2597 | 854.9817 | 874.3534 | 899.5719
Bexar | 3317.1364 | 3469.8449 | 3643.4667 | 3886.3253 | 4089.7238 | 4301.5316
Blanco | 39.6757 | 40.8908 | 42.3203 | 43.8021 | 45.3377 | 46.9291
Borden | 2.0605 | 2.0807 | 2.1027 | 2.1108 | 2.12 | 2.1308
Bosque | 48.0209 | 49.2226 | 50.3969 | 51.826 | 53.0559 | 54.3655
Brazoria | 2347.2784 | 2355.6509 | 2362.8194 | 2369.7531 | 2377.2442 | 2384.8876
Brazos | 393.3757 | 399.964 | 405.9248 | 411.8478 | 413.354 | 419.5797
Brewster | 19.5509 | 19.6881 | 19.8303 | 19.9769 | 20.1292 | 20.2865
Brooks | 17.1679 | 19.145 | 19.3369 | 19.5288 | 19.7206 | 19.9125
Brown | 98.6409 | 99.3734 | 97.7259 | 99.7595 | 101.1477 | 102.711
Burleson | 29.1594 | 29.8689 | 31.1706 | 32.2551 | 33.0562 | 33.8607
Burnet | 167.0158 | 174.5427 | 182.738 | 191.3334 | 200.3507 | 209.8104
Caldwell | 118.082 | 124.1053 | 132.2121 | 138.167 | 144.1487 | 150.6137
Calhoun | 222.5219 | 227.9397 | 234.2913 | 239.3051 | 243.9172 | 248.4765
Callahan | 39.8824 | 40.4722 | 40.9915 | 41.4807 | 41.9784 | 42.509
Cameron | 569.4219 | 586.2646 | 605.968 | 625.8451 | 645.1133 | 669.1555
Chambers | 560.264 | 562.488 | 564.391 | 566.225 | 568.222 | 570.268
Cherokee | 71.6327 | 72.2666 | 72.9266 | 73.6925 | 74.3224 | 75.1107
Childress | 11.5918 | 11.6526 | 11.7017 | 11.7732 | 11.8138 | 11.856
Clay | 24.9999 | 25.6095 | 26.3895 | 27.2935 | 28.0667 | 28.8164
Coke | 18.0507 | 18.1944 | 18.3189 | 18.4402 | 18.5698 | 18.6791
Coleman | 30.1483 | 30.3316 | 30.4915 | 30.6263 | 30.7887 | 30.9567
Collin | 1711.3502 | 1738.0359 | 1815.7046 | 1865.6441 | 1917.6767 | 1991.4201
Colorado | 71.0293 | 72.5648 | 74.1494 | 75.7944 | 77.4913 | 79.2464
Comal | 417.9522 | 432.8163 | 455.411 | 472.3903 | 490.2111 | 508.9352
Comanche | 43.1672 | 44.8055 | 45.4338 | 47.5006 | 49.0085 | 50.6226
Concho | 8.88 | 8.9127 | 8.9412 | 8.9654 | 8.9928 | 9.0165
Cooke | 126.3797 | 130.5436 | 134.8018 | 140.2866 | 144.3734 | 148.7202
Coryell | 123.6114 | 121.4588 | 125.1525 | 141.4332 | 145.6279 | 150.1605
Cottle | 3.7809 | 3.8186 | 3.849 | 3.8926 | 3.9178 | 3.944
Crane | 76.9826 | 76.8193 | 77.163 | 77.7934 | 78.1893 | 78.6716
Crockett | 39.4926 | 40.1262 | 40.754 | 41.1568 | 41.6566 | 42.167
Crosby | 2.0627 | 2.1136 | 2.1504 | 2.2103 | 2.236 | 2.2628
Culberson | 9.5414 | 11.3512 | 11.4851 | 11.6838 | 11.8292 | 11.9942
Dallas | 6201.1966 | 6340.4442 | 6476.2307 | 6609.0749 | 6715.7392 | 6810.6453
Dawson | 49.4339 | 49.4454 | 49.9589 | 50.815 | 51.2692 | 52.0499
Delta | 7.7789 | 7.7592 | 7.8477 | 7.9276 | 7.9427 | 8.0004
Denton | 1476.0839 | 1502.3127 | 1546.838 | 1611.6085 | 1684.1922 | 1766.6843
Dewitt | 63.3125 | 64.7603 | 66.2445 | 67.824 | 69.3906 | 70.9994
Dickens | 6.9499 | 7.0539 | 7.1742 | 7.3048 | 7.389 | 7.4769
Dimmit | 15.8527 | 16.2045 | 16.5621 | 16.9264 | 17.2976 | 17.6766
Duval | 48.3419 | 49.3469 | 50.3782 | 51.437 | 52.5247 | 53.6428
Eastland | 55.4464 | 56.6497 | 57.3564 | 58.3276 | 58.9587 | 59.6714
Ector | 424.7442 | 425.5365 | 427.7104 | 432.3024 | 434.9182 | 438.5144
Edwards | 9.2705 | 9.3866 | 9.4937 | 9.6152 | 9.7274 | 9.8457
Ellis | 898.8338 | 892.2772 | 897.5776 | 921.8857 | 945.9673 | 973.2731
Erath | 112.3971 | 120.7342 | 133.3676 | 141.4733 | 148.5404 | 156.2633
Falls | 47.3827 | 48.3423 | 46.2185 | 47.3035 | 48.1788 | 49.139
Fannin | 61.3545 | 61.9941 | 63.3883 | 64.711 | 65.5686 | 66.7324
Fayette | 82.8449 | 85.5487 | 87.4031 | 89.308 | 91.2545 | 93.2505
Fisher | 25.2923 | 25.408 | 25.5086 | 25.6005 | 25.6782 | 25.7856
Floyd | 0.52786 | 0.63397 | 0.83865 | 0.83878 | 0.83881 | 0.8386
Foard | 2.2574 | 2.2689 | 2.2782 | 2.2914 | 2.2992 | 2.3072
Fort Bend | 802.179 | 818.157 | 830.507 | 842.278 | 855.177 | 868.374
Franklin | 3.5285 | 3.5624 | 3.5967 | 3.6304 | 3.6651 | 3.7006
Freestone | 104.3397 | 105.6861 | 107.3487 | 108.4125 | 110.0944 | 111.9946
Frio | 35.3665 | 36.8233 | 38.3346 | 39.9032 | 41.532 | 43.2239
Galveston | 1088.804 | 1105.4902 | 1121.7269 | 1136.6391 | 1154.7064 | 1174.161
Gillespie | 75.1058 | 77.7159 | 80.3423 | 78.7799 | 81.4482 | 84.2294
Glasscock | 13.4602 | 13.4533 | 13.5809 | 13.7852 | 13.9266 | 14.0911
Goliad | 20.822 | 21.5082 | 22.2248 | 22.9747 | 23.7573 | 24.5753
Gonzales | 63.7126 | 64.3622 | 66.3427 | 68.3969 | 70.5293 | 72.7418
Grayson | 401.8583 | 418.0678 | 425.0093 | 440.5287 | 450.7365 | 463.8125
Grimes | 22.0274 | 23.1481 | 24.1545 | 25.4674 | 26.4306 | 27.4429
Guadalupe | 420.1095 | 433.1055 | 448.2958 | 467.1276 | 484.6102 | 503.1649
Hall | 2.6442 | 2.7405 | 2.9233 | 2.9285 | 2.9335 | 2.9394
Hamilton | 16.5635 | 16.9619 | 17.2934 | 17.7203 | 18.0291 | 18.3495
Hardeman | 13.3309 | 13.3969 | 13.4502 | 13.5266 | 13.5707 | 13.6166
Harris | 11046.25 | 11271.239 | 11425.924 | 11574.347 | 11722.108 | 11868.525
Haskell | 20.1327 | 20.2364 | 20.3169 | 20.4312 | 20.4854 | 20.5589
Hays | 423.4183 | 442.9877 | 463.4167 | 484.8497 | 507.352 | 531.0421
Henderson | 168.5934 | 168.9766 | 171.7125 | 174.8119 | 176.8455 | 179.318
Hidalgo | 1034.9883 | 1062.3499 | 1088.3573 | 1133.1036 | 1166.9984 | 1204.9464
Hill | 94.201 | 98.3699 | 102.9248 | 108.4656 | 113.8316 | 119.1138
Hood | 233.899 | 246.8792 | 268.1028 | 275.4289 | 288.9689 | 302.9066
Hopkins | 94.0485 | 93.9658 | 94.3319 | 95.9958 | 97.9488 | 98.2984
Houston | 44.0333 | 43.4287 | 43.6261 | 44.048 | 44.2816 | 44.5885
Howard | 101.6331 | 101.3204 | 101.9403 | 101.2878 | 102.1841 | 103.1672
Hunt | 205.7178 | 206.0932 | 209.4348 | 217.9729 | 226.3047 | 228.4083
Irion | 10.349 | 10.3989 | 10.4428 | 10.4645 | 10.4942 | 10.5168
Jack | 24.7461 | 25.1202 | 25.5239 | 26.1005 | 26.4512 | 26.833
Jackson | 30.2075 | 30.9898 | 31.8067 | 32.6598 | 33.551 | 34.4822
Jeff Davis | 5.2508 | 5.298 | 5.3451 | 5.3922 | 5.4393 | 5.4863
Jim Hogg | 4.9949 | 5.1571 | 5.3275 | 5.5063 | 5.6941 | 5.8913
Jim Wells | 73.4105 | 75.5162 | 77.665 | 79.8588 | 82.1001 | 84.391
Johnson | 391.1858 | 427.0986 | 455.8233 | 485.2124 | 507.3865 | 531.6997
Jones | 38.7106 | 39.037 | 39.3166 | 39.5792 | 39.7925 | 40.0855
Karnes | 21.958 | 22.4739 | 23.0081 | 23.5615 | 24.135 | 24.7297
Kaufman | 272.296 | 286.9957 | 290.8763 | 298.4982 | 306.6656 | 308.24
Kendall | 121.043 | 126.9033 | 132.957 | 139.2136 | 145.6874 | 152.4041
Kenedy | 1.5856 | 1.6779 | 1.7734 | 1.872 | 1.9741 | 2.0798
Kent | 61.1744 | 62.4608 | 65.4111 | 69.1271 | 71.906 | 74.8252
Kerr | 155.1276 | 158.41 | 162.0979 | 165.2429 | 169.0643 | 172.9597
Kimble | 18.8796 | 19.2476 | 19.6267 | 20.0174 | 20.4199 | 20.8347
King | 9.6983 | 9.952 | 10.143 | 10.4405 | 10.583 | 10.7312
Kinney | 7.5815 | 7.7378 | 7.9001 | 8.0675 | 8.2408 | 8.4198
Kleberg | 80.9642 | 82.6727 | 84.5181 | 86.2129 | 87.8736 | 89.5361
Knox | 14.3034 | 14.6171 | 14.8998 | 15.2474 | 15.5075 | 15.7774
La Salle | 13.2285 | 13.7581 | 14.2995 | 14.8531 | 15.4196 | 15.9996
Lamar | 161.8206 | 172.0893 | 174.2262 | 176.2295 | 177.0945 | 178.5774
Lampasas | 56.9113 | 59.4916 | 61.8938 | 64.7123 | 67.1764 | 69.7578
Lavaca | 34.9956 | 35.8999 | 36.8369 | 37.8074 | 38.7819 | 39.7894
Lee | 31.8945 | 32.6524 | 33.4158 | 34.1855 | 34.9614 | 35.7563
Leon | 79.532 | 88.759 | 90.1885 | 92.2278 | 93.5377 | 95.0262
Limestone | 57.4185 | 58.3087 | 59.4287 | 61.0537 | 62.1583 | 63.3684
Live Oak | 65.9207 | 67.389 | 68.9287 | 70.5257 | 72.1668 | 73.791
Llano | 87.5485 | 90.7753 | 94.0283 | 97.3918 | 100.8431 | 104.4335
Loving | 5.2819 | 5.2552 | 5.2814 | 5.3376 | 5.3693 | 5.4519
Madison | 17.5469 | 18.1516 | 18.6476 | 19.3583 | 19.7828 | 20.228
Martin | 22.7461 | 23.0388 | 23.4731 | 24.1242 | 24.5812 | 25.1627
Mason | 12.5345 | 12.8574 | 13.1821 | 13.5077 | 13.836 | 14.1739
Matagorda | 107.2312 | 110.4576 | 113.938 | 117.1758 | 120.3743 | 123.6214
Maverick | 56.0464 | 57.8485 | 59.6548 | 61.4664 | 63.2829 | 65.1044
Mcculloch | 39.127 | 39.6933 | 40.2729 | 43.514 | 44.1201 | 44.7396
Mclennan | 629.8104 | 641.5934 | 647.5938 | 666.4095 | 681.1506 | 699.1132
Mcmullen | 6.6066 | 6.9369 | 7.2838 | 7.648 | 8.0304 | 8.4319
Medina | 163.9626 | 171.1115 | 177.7492 | 183.9317 | 190.947 | 198.8891
Menard | 6.7053 | 6.7505 | 6.8001 | 6.8166 | 6.8455 | 6.8762
Midland | 251.4393 | 256.1573 | 262.4352 | 266.8342 | 270.0135 | 273.6423
Milam | 64.2981 | 65.7974 | 67.7547 | 70.1461 | 71.883 | 73.784
Mills | 7.9139 | 8.1901 | 8.3942 | 8.6487 | 8.8377 | 9.0324
Mitchell | 21.2978 | 22.1139 | 24.8144 | 25.5531 | 26.1752 | 26.8403
Montague | 53.5077 | 56.0105 | 58.355 | 61.1933 | 63.5242 | 65.8608
Montgomery | 197.312 | 206.866 | 215.021 | 222.418 | 231.218 | 240.391
Motley | 4.1002 | 4.1514 | 4.2494 | 4.2517 | 4.2539 | 4.2564
Nacogdoches | 161.0832 | 158.9739 | 159.5797 | 160.8506 | 161.5452 | 162.5569
Navarro | 174.239 | 176.0855 | 179.2011 | 183.6702 | 186.8359 | 190.3126
Nolan | 60.9516 | 60.7814 | 61.3302 | 61.8842 | 62.3824 | 62.8571
Nueces | 860.2141 | 879.184 | 893.2661 | 909.9875 | 927.3347 | 944.0725
Palo Pinto | 70.8763 | 72.4131 | 74.7035 | 77.4906 | 79.86 | 82.4426
Parker | 351.9411 | 370.2099 | 382.4756 | 397.7209 | 389.0046 | 377.1572
Pecos | 73.656 | 74.56 | 75.5519 | 76.4611 | 77.3935 | 78.3914
Presidio | 10.6248 | 10.8271 | 11.0327 | 11.2425 | 11.4573 | 11.6754
Rains | 13.6203 | 13.2125 | 13.3936 | 13.9547 | 14.4573 | 14.1921
Reagan | 11.8862 | 12.0755 | 12.2619 | 12.4166 | 12.5858 | 12.7564
Real | 13.5435 | 14.0258 | 14.5081 | 14.9905 | 15.4729 | 15.9552
Red River | 21.0023 | 21.0676 | 21.3656 | 21.6234 | 21.7384 | 21.9528
Reeves | 36.308 | 36.5591 | 36.856 | 37.1797 | 37.4926 | 37.8176
Refugio | 19.4545 | 19.6542 | 19.8597 | 20.0713 | 20.2892 | 20.5137
Robertson | 22.1025 | 19.326 | 19.9138 | 20.6952 | 21.2947 | 21.9322
Rockwall | 182.0646 | 186.4129 | 194.0932 | 203.5458 | 212.343 | 224.8576
Runnels | 28.8399 | 28.9931 | 29.1296 | 29.2751 | 29.398 | 29.5318
Rusk | 13.3655 | 12.4592 | 12.4841 | 12.5304 | 12.5487 | 12.5857
San Patricio | 137.6123 | 140.4798 | 143.5112 | 146.3223 | 149.0724 | 151.8224
San Saba | 11.0399 | 11.2754 | 11.5163 | 11.7624 | 12.0148 | 12.2728
Schleicher | 10.8353 | 11.0064 | 11.1605 | 11.2272 | 11.3341 | 11.4463
Scurry | 937.0909 | 926.097 | 924.5701 | 928.0539 | 927.4041 | 928.2886
Shackelford | 23.8951 | 24.2477 | 24.5806 | 24.9598 | 25.2814 | 25.6182
Smith | 486.1066 | 489.2583 | 491.5189 | 495.882 | 498.4162 | 501.8921
Somervell | 34.3419 | 34.8345 | 38.8583 | 40.7514 | 42.4953 | 44.3671
Starr | 78.3602 | 79.5205 | 80.6968 | 81.8897 | 83.1 | 84.3288
Stephens | 54.3171 | 54.5866 | 55.3881 | 56.5087 | 57.3648 | 58.317
Sterling | 10.944 | 11.0107 | 11.0553 | 11.0989 | 11.1512 | 11.1693
Stonewall | 7.2968 | 7.4393 | 7.557 | 7.7149 | 7.8134 | 7.9137
Sutton | 17.1447 | 17.2908 | 17.4533 | 17.4936 | 17.5764 | 17.6652
Tarrant | 4108.6493 | 4204.0279 | 4283.1609 | 4409.4478 | 4534.6355 | 4658.3037
Taylor | 262.4638 | 265.0792 | 267.5004 | 269.8732 | 272.2773 | 274.7448
Terrell | 1.8714 | 1.8894 | 1.9074 | 1.9252 | 1.9438 | 1.9625
Throckmorton | 7.576 | 7.6717 | 7.7492 | 7.8595 | 7.9257 | 7.9945
Titus | 0 | 0 | 0 | 0 | 0 | 0
Tom Green | 199.7613 | 200.835 | 201.8446 | 202.854 | 203.8642 | 204.8183
Travis | 2035.3207 | 2147.3822 | 2210.9524 | 2279.7438 | 2358.4586 | 2404.6511
Upton | 19.3838 | 19.7663 | 20.2525 | 20.8016 | 21.299 | 21.815
Uvalde | 48.882 | 50.0735 | 51.291 | 52.535 | 53.8066 | 55.108
Val Verde | 70.2761 | 71.8039 | 73.3368 | 74.874 | 76.4162 | 77.9642
Van Zandt | 83.8958 | 83.9588 | 90.2331 | 91.5369 | 92.1117 | 93.1683
Victoria | 256.71 | 261.9208 | 267.7209 | 272.8951 | 277.9489 | 283.0642
Waller | 170.7146 | 175.6091 | 180.394 | 186.2791 | 191.3877 | 196.6556
Ward | 50.1695 | 48.8285 | 49.0777 | 49.5504 | 49.845 | 50.2084
Washington | 118.885 | 125.0641 | 126.3245 | 131.1796 | 136.045 | 141.4707
Webb | 326.5466 | 337.071 | 347.9076 | 358.1873 | 368.4915 | 378.8213
Wharton | 130.4685 | 132.3804 | 134.3468 | 136.3699 | 138.4555 | 140.3092
Wichita | 336.0546 | 334.5431 | 341.8447 | 344.1862 | 346.8814 | 350.1991
Wilbarger | 28.2728 | 28.2675 | 28.2621 | 28.2567 | 28.2513 | 28.2458
Willacy | 27.3759 | 28.3741 | 29.3933 | 30.4347 | 31.4994 | 32.5885
Williamson | 842.7938 | 871.3575 | 949.6727 | 978.0991 | 1021.5351 | 1066.4358
Wilson | 72.9149 | 75.0582 | 80.2363 | 83.4573 | 77.5088 | 80.0671
Winkler | 50.5763 | 50.6501 | 51.1285 | 51.8377 | 52.3607 | 52.9547
Wise | 242.942 | 252.1664 | 264.816 | 273.5948 | 286.2513 | 300.463
Young | 60.9419 | 56.0219 | 57.2789 | 59.122 | 60.3611 | 61.8854
Zapata | 24.2307 | 25.012 | 25.8066 | 26.6149 | 27.4377 | 28.2758
Zavala | 26.4768 | 27.2953 | 28.1411 | 29.0155 | 29.9197 | 30.8553

## WinterGenerationbyCounty
Winter Generation by County
These values are used in the summer import/export calculations for each county. Capacities for mothballed units are included as the total capacity of the unit. Capacities for the wind units are at 8.7%. These values include the amount available for the grid according information from the owners of the private network units and the distributed generation units that have registered with ERCOT.
Winter Generation, MW
County | 2009/10 | 2010/11 | 2011/12 | 2012/13 | 2013/14 | 2014/15
ANDERSON | 0 | 0 | 0 | 0 | 0 | 0
ANDREWS | 0 | 0 | 0 | 0 | 0 | 0
ANGELINA | 45 | 45 | 45 | 45 | 45 | 45
ARANSAS | 0 | 0 | 0 | 0 | 0 | 0
ARCHER | 0 | 0 | 0 | 0 | 0 | 0
ATASCOSA | 396.32 | 396.32 | 396.32 | 396.32 | 396.32 | 396.32
AUSTIN | 0 | 0 | 0 | 0 | 0 | 0
BANDERA | 0 | 0 | 0 | 0 | 0 | 0
BASTROP | 1717.5 | 1717.5 | 1717.5 | 1717.5 | 1717.5 | 1717.5
BAYLOR | 0 | 0 | 0 | 0 | 0 | 0
BEE | 0 | 0 | 0 | 0 | 0 | 0
BELL | 0 | 0 | 0 | 0 | 0 | 0
BEXAR | 4230.8 | 4980.8 | 4980.8 | 4980.8 | 4980.8 | 4980.8
BLANCO | 0 | 0 | 0 | 0 | 0 | 0
BORDEN | 36.888 | 56.463 | 56.463 | 56.463 | 56.463 | 261.888
BOSQUE | 820.3931 | 820.3931 | 820.3931 | 820.3931 | 820.3931 | 820.3931
BRAZORIA | 411 | 411 | 411 | 411 | 411 | 411
BRAZOS | 223.3 | 223.3 | 223.3 | 223.3 | 223.3 | 223.3
BREWSTER | 0 | 0 | 0 | 0 | 0 | 0
BROOKS | 0 | 0 | 0 | 0 | 0 | 0
BROWN | 0 | 0 | 0 | 0 | 0 | 0
BURLESON | 0 | 0 | 0 | 0 | 0 | 0
BURNET | 94.5 | 94.5 | 94.5 | 94.5 | 94.5 | 94.5
CALDWELL | 0 | 0 | 0 | 0 | 0 | 0
CALHOUN | 77 | 77 | 89 | 89 | 89 | 89
CALLAHAN | 9.918 | 9.918 | 9.918 | 9.918 | 9.918 | 9.918
CAMERON | 127.43 | 127.43 | 127.43 | 127.43 | 127.43 | 127.43
CHAMBERS | 2120.9 | 2120.9 | 2120.9 | 2120.9 | 2120.9 | 2120.9
CHEROKEE | 703 | 703 | 703 | 703 | 703 | 703
CHILDRESS | 0 | 0 | 0 | 0 | 0 | 0
CLAY | 0 | 0 | 0 | 0 | 0 | 0
COKE | 0 | 0 | 0 | 0 | 0 | 0
COLEMAN | 0 | 0 | 0 | 0 | 0 | 0
COLLIN | 420.2226 | 420.2226 | 420.2226 | 420.2226 | 420.2226 | 420.2226
COLORADO | 0 | 0 | 0 | 0 | 0 | 0
COMAL | 9 | 9 | 9 | 9 | 9 | 9
COMANCHE | 0 | 0 | 0 | 0 | 0 | 0
CONCHO | 0 | 0 | 0 | 0 | 0 | 0
COOKE | 9.831 | 9.831 | 9.831 | 9.831 | 9.831 | 9.831
CORYELL | 0 | 0 | 0 | 0 | 0 | 0
COTTLE | 0 | 0 | 0 | 0 | 0 | 0
CRANE | 0 | 0 | 0 | 0 | 0 | 0
CROCKETT | 6.09 | 6.09 | 6.09 | 6.09 | 6.09 | 6.09
CROSBY | 0 | 0 | 0 | 0 | 0 | 0
CULBERSON | 5.655 | 5.655 | 5.655 | 5.655 | 5.655 | 5.655
DALLAS | 1782 | 1782 | 1782 | 1782 | 1782 | 1782
DAWSON | 0 | 0 | 0 | 0 | 0 | 0
DELTA | 0 | 0 | 0 | 0 | 0 | 0
DENTON | 134.4 | 134.4 | 134.4 | 134.4 | 134.4 | 134.4
DEWITT | 12 | 12 | 12 | 12 | 12 | 12
DICKENS | 13.05 | 13.05 | 13.05 | 13.05 | 13.05 | 13.05
DIMMIT | 0 | 0 | 0 | 0 | 0 | 0
DUVAL | 0 | 0 | 0 | 0 | 0 | 0
EASTLAND | 5.22 | 5.22 | 5.22 | 5.22 | 5.22 | 5.22
ECTOR | 1632.911 | 1632.911 | 1632.911 | 1632.911 | 1632.911 | 1632.911
EDWARDS | 0 | 0 | 0 | 0 | 0 | 0
ELLIS | 1646.1188 | 1646.1188 | 1646.1188 | 1646.1188 | 1646.1188 | 1646.1188
ERATH | 0 | 0 | 0 | 0 | 0 | 0
FALLS | 0 | 0 | 0 | 0 | 0 | 0
FANNIN | 2387 | 2229 | 2229 | 2229 | 2229 | 2229
FAYETTE | 1909 | 1909 | 1909 | 1909 | 1909 | 1909
FISHER | 0 | 0 | 0 | 0 | 0 | 0
FLOYD | 5.22 | 5.22 | 5.22 | 5.22 | 5.22 | 5.22
FOARD | 0 | 0 | 0 | 0 | 0 | 0
FORT BEND | 4209.6 | 4209.6 | 4209.6 | 4209.6 | 4209.6 | 4209.6
FRANKLIN | 0 | 0 | 0 | 0 | 0 | 0
FREESTONE | 2248.4 | 2248.4 | 2248.4 | 2248.4 | 2248.4 | 2248.4
FRIO | 274 | 274 | 274 | 274 | 274 | 274
GALVESTON | 1189.6 | 1189.6 | 1189.6 | 1189.6 | 1189.6 | 1189.6
GILLESPIE | 0 | 0 | 0 | 0 | 0 | 0
GLASSCOCK | 18.618 | 18.618 | 18.618 | 18.618 | 18.618 | 18.618
GOLIAD | 634.4 | 634.4 | 634.4 | 634.4 | 634.4 | 634.4
GONZALES | 4.8 | 4.8 | 4.8 | 4.8 | 4.8 | 4.8
GRAYSON | 80 | 80 | 80 | 80 | 80 | 80
GRIMES | 1330.6 | 1319 | 1319 | 1319 | 1319 | 1319
GUADALUPE | 1856.6 | 1856.6 | 1856.6 | 1856.6 | 1856.6 | 1856.6
HALL | 0.87 | 0.87 | 0.87 | 0.87 | 0.87 | 0.87
HAMILTON | 0 | 0 | 0 | 0 | 0 | 0
HARDEMAN | 0 | 0 | 0 | 0 | 0 | 0
HARRIS | 7067 | 7117 | 7117 | 7117 | 7117 | 7117
HASKELL | 0 | 0 | 0 | 0 | 0 | 0
HAYS | 963.6 | 963.6 | 963.6 | 963.6 | 963.6 | 963.6
HENDERSON | 240 | 240 | 240 | 240 | 240 | 240
HIDALGO | 1737.55 | 1737.55 | 1737.55 | 1737.55 | 1737.55 | 1737.55
HILL | 0 | 0 | 0 | 0 | 0 | 0
HOOD | 1039 | 1039 | 1039 | 1039 | 1039 | 1039
HOPKINS | 0 | 0 | 0 | 0 | 0 | 0
HOUSTON | 0 | 0 | 0 | 0 | 0 | 0
HOWARD | 277.238 | 277.238 | 298.118 | 298.118 | 298.118 | 517.238
HUNT | 87 | 87 | 87 | 87 | 1879 | 1879
IRION | 0 | 0 | 0 | 0 | 0 | 0
JACK | 630.44 | 643.49 | 1263.49 | 1263.49 | 1263.49 | 1400.44
JACKSON | 0 | 0 | 0 | 0 | 0 | 0
JEFF DAVIS | 0 | 0 | 0 | 0 | 0 | 0
JIM HOGG | 0 | 0 | 0 | 0 | 0 | 0
JIM WELLS | 0 | 0 | 0 | 0 | 0 | 0
JOHNSON | 258 | 258 | 258 | 258 | 258 | 258
JONES | 0 | 0 | 0 | 0 | 0 | 0
KARNES | 0 | 0 | 0 | 0 | 0 | 0
KAUFMAN | 1926 | 1926 | 1926 | 1926 | 1926 | 1926
KENDALL | 0 | 0 | 0 | 0 | 0 | 0
KENEDY | 42.195 | 42.195 | 42.195 | 42.195 | 42.195 | 42.195
KENT | 0 | 0 | 0 | 0 | 0 | 0
KERR | 0 | 0 | 0 | 0 | 0 | 0
KIMBLE | 0 | 0 | 0 | 0 | 0 | 0
KING | 0 | 0 | 0 | 0 | 0 | 0
KINNEY | 0 | 0 | 0 | 0 | 0 | 0
KLEBERG | 0 | 0 | 0 | 0 | 0 | 0
KNOX | 0 | 0 | 0 | 0 | 0 | 0
LA SALLE | 0 | 0 | 0 | 0 | 0 | 0
LAMAR | 1381 | 1381 | 1381 | 1381 | 1381 | 1381
LAMPASAS | 0 | 0 | 0 | 0 | 0 | 0
LAVACA | 0 | 0 | 0 | 0 | 0 | 0
LEE | 0 | 0 | 0 | 0 | 0 | 0
LEON | 0 | 0 | 0 | 0 | 0 | 0
LIMESTONE | 1694 | 1694 | 1694 | 1694 | 1694 | 1694
LIVE OAK | 0 | 0 | 0 | 0 | 0 | 0
LLANO | 479.64 | 479.64 | 479.64 | 479.64 | 479.64 | 479.64
LOVING | 0 | 0 | 0 | 0 | 0 | 0
MADISON | 0 | 0 | 0 | 0 | 0 | 0
MARTIN | 10.44 | 10.44 | 10.44 | 32.277 | 32.277 | 261.44
MASON | 0 | 0 | 0 | 0 | 0 | 0
MATAGORDA | 2723 | 2723 | 2723 | 2723 | 2723 | 2723
MAVERICK | 10 | 10 | 10 | 10 | 10 | 10
MCCULLOCH | 0 | 0 | 0 | 0 | 0 | 0
MCLENNAN | 816 | 816 | 816 | 1741 | 1741 | 1741
MCMULLEN | 0 | 0 | 0 | 0 | 0 | 0
MEDINA | 0 | 0 | 0 | 0 | 0 | 0
MENARD | 0 | 0 | 0 | 0 | 0 | 0
MIDLAND | 0 | 0 | 0 | 0 | 0 | 0
MILAM | 591 | 596 | 596 | 596 | 596 | 596
MILLS | 0 | 0 | 0 | 0 | 0 | 0
MITCHELL | 428.837 | 428.837 | 428.837 | 428.837 | 428.837 | 658
MONTAGUE | 0 | 0 | 0 | 0 | 0 | 0
MONTGOMERY | 4.8 | 4.8 | 4.8 | 4.8 | 4.8 | 4.8
MOTLEY | 0 | 0 | 0 | 0 | 0 | 0
NACOGDOCHES | 0 | 0 | 0 | 0 | 0 | 0
NAVARRO | 0 | 0 | 0 | 0 | 0 | 0
NOLAN | 97.353 | 97.353 | 97.353 | 97.353 | 97.353 | 179.523
NUECES | 1421 | 1781 | 1771 | 1771 | 1771 | 1771
PALO PINTO | 642 | 642 | 642 | 642 | 642 | 642
PARKER | 80.4 | 80.4 | 80.4 | 80.4 | 80.4 | 80.4
PECOS | 47.85 | 60.9 | 60.9 | 60.9 | 60.9 | 197.85
PRESIDIO | 0 | 0 | 0 | 0 | 0 | 0
RAINS | 0 | 0 | 0 | 0 | 0 | 0
REAGAN | 0 | 0 | 0 | 0 | 0 | 0
REAL | 0 | 0 | 0 | 0 | 0 | 0
RED RIVER | 0 | 0 | 0 | 0 | 0 | 0
REEVES | 0 | 0 | 0 | 0 | 0 | 0
REFUGIO | 0 | 0 | 0 | 0 | 0 | 0
ROBERTSON | 308.9 | 2018.9 | 2018.9 | 2018.9 | 2018.9 | 2018.9
ROCKWALL | 0 | 0 | 0 | 0 | 0 | 0
RUNNELS | 0 | 0 | 0 | 0 | 0 | 0
RUSK | 3316 | 3234 | 3234 | 3234 | 3234 | 3234
SAN PATRICIO | 840.66 | 840.66 | 840.66 | 840.66 | 840.66 | 1005
SAN SABA | 0 | 0 | 0 | 0 | 0 | 0
SCHLEICHER | 0 | 0 | 0 | 0 | 0 | 0
SCURRY | 83.433 | 83.433 | 83.433 | 83.433 | 83.433 | 83.433
SHACKELFORD | 49.155 | 49.155 | 49.155 | 69.687 | 69.687 | 285.155
SMITH | 0 | 0 | 0 | 0 | 0 | 0
SOMERVELL | 2352 | 2352 | 2352 | 2352 | 2352 | 2352
STARR | 35 | 35 | 35 | 35 | 35 | 35
STEPHENS | 0 | 0 | 0 | 0 | 0 | 0
STERLING | 86.217 | 86.217 | 112.317 | 112.317 | 112.317 | 568.817
STONEWALL | 0 | 0 | 0 | 0 | 0 | 0
SUTTON | 0 | 0 | 0 | 0 | 0 | 0
TARRANT | 1286 | 1286 | 1286 | 1286 | 1286 | 1286
TAYLOR | 115.362 | 115.362 | 115.362 | 115.362 | 115.362 | 115.362
TERRELL | 0 | 0 | 0 | 0 | 0 | 0
THROCKMORTON | 0 | 0 | 0 | 0 | 0 | 0
TITUS | 1980 | 1980 | 1980 | 1980 | 1980 | 1980
TOM GREEN | 13.05 | 13.05 | 13.05 | 13.05 | 13.05 | 150
TRAVIS | 1553 | 1647 | 1647 | 1647 | 1647 | 1647
UPTON | 24.621 | 24.621 | 24.621 | 24.621 | 24.621 | 24.621
UVALDE | 0 | 0 | 0 | 0 | 0 | 0
VAL VERDE | 58 | 58 | 58 | 58 | 58 | 58
VAN ZANDT | 0 | 0 | 0 | 0 | 0 | 0
VICTORIA | 568.87 | 568.87 | 568.87 | 568.87 | 568.87 | 568.87
WALLER | 0 | 0 | 0 | 0 | 0 | 0
WARD | 370 | 370 | 370 | 370 | 370 | 370
WASHINGTON | 0 | 0 | 0 | 0 | 0 | 0
WEBB | 264 | 264 | 264 | 264 | 264 | 264
WHARTON | 550 | 550 | 550 | 550 | 550 | 550
WICHITA | 77.252 | 77.252 | 77.252 | 77.252 | 77.252 | 77.252
WILBARGER | 651 | 651 | 651 | 651 | 651 | 651
WILLACY | 0 | 0 | 0 | 0 | 0 | 0
WILLIAMSON | 0 | 0 | 0 | 0 | 0 | 0
WILSON | 0 | 0 | 0 | 0 | 0 | 0
WINKLER | 0 | 0 | 0 | 0 | 0 | 0
WISE | 649 | 649 | 649 | 649 | 649 | 649
YOUNG | 619 | 619 | 619 | 619 | 619 | 619
ZAPATA | 0 | 0 | 0 | 0 | 0 | 0
ZAVALA | 0 | 0 | 0 | 0 | 0 | 0

## WinterImport-ExportbyCounty
Winter Import/Export by County
Import: The county has less generation than load and must import generation.
Export: The county has more generation than load and is able to export generation.
This data is presented for example only. It is a calculation of the generation in the county less the non-coincident load in the county. The true values will depend on actual load levels and actual generation dispatch.
Winter Import/Export, MW
County | 2009/10 | 2010/11 | 2011/12 | 2012/13 | 2013/14 | 2014/15
ANDERSON | -190.1134 | -188.8764 | -189.7787 | -191.3524 | -191.8382 | -192.8685
ANDREWS | -160.2839 | -157.9892 | -159.4042 | -161.805 | -163.3821 | -165.3578
ANGELINA | -221.6459 | -219.1811 | -219.8506 | -221.8228 | -222.7008 | -224.0674
ARANSAS | -43.2632 | -44.2521 | -45.9525 | -47.6528 | -49.3532 | -51.0535
ARCHER | -25.6206 | -26.2173 | -26.9525 | -27.903 | -28.6381 | -29.4365
ATASCOSA | 324.6698 | 322.2225 | 319.6853 | 317.0538 | 314.3231 | 311.4883
AUSTIN | -94.9263 | -96.7565 | -98.6327 | -100.5573 | -102.5356 | -104.5669
BANDERA | -70.6633 | -73.2723 | -75.8813 | -78.4903 | -81.0997 | -83.7087
BASTROP | 1511.6734 | 1499.1205 | 1495.1474 | 1474.0751 | 1460.8722 | 1446.599
BAYLOR | -5.2408 | -5.3408 | -5.5258 | -5.7623 | -5.8518 | -6.0332
BEE | -45.5002 | -50.9652 | -51.9718 | -53.0062 | -54.0698 | -55.1641
BELL | -808.006 | -821.1772 | -837.2597 | -854.9817 | -874.3534 | -899.5719
BEXAR | 913.6636 | 1510.9551 | 1337.3333 | 1094.4747 | 891.0762 | 679.2684
BLANCO | -39.6757 | -40.8908 | -42.3203 | -43.8021 | -45.3377 | -46.9291
BORDEN | 34.8275 | 54.3823 | 54.3603 | 54.3522 | 54.343 | 259.7572
BOSQUE | 772.3722 | 771.1704 | 769.9961 | 768.5671 | 767.3371 | 766.0275
BRAZORIA | -1936.2784 | -1944.6509 | -1951.8194 | -1958.7531 | -1966.2442 | -1973.8876
BRAZOS | -170.0757 | -176.664 | -182.6248 | -188.5478 | -190.054 | -196.2797
BREWSTER | -19.5509 | -19.6881 | -19.8303 | -19.9769 | -20.1292 | -20.2865
BROOKS | -17.1679 | -19.145 | -19.3369 | -19.5288 | -19.7206 | -19.9125
BROWN | -98.6409 | -99.3734 | -97.7259 | -99.7595 | -101.1477 | -102.711
BURLESON | -29.1594 | -29.8689 | -31.1706 | -32.2551 | -33.0562 | -33.8607
BURNET | -72.5158 | -80.0427 | -88.238 | -96.8334 | -105.8507 | -115.3104
CALDWELL | -118.082 | -124.1053 | -132.2121 | -138.167 | -144.1487 | -150.6137
CALHOUN | -145.5219 | -150.9397 | -145.2913 | -150.3051 | -154.9172 | -159.4765
CALLAHAN | -29.9644 | -30.5542 | -31.0735 | -31.5627 | -32.0604 | -32.591
CAMERON | -441.9919 | -458.8346 | -478.538 | -498.4151 | -517.6833 | -541.7255
CHAMBERS | 1560.636 | 1558.412 | 1556.509 | 1554.675 | 1552.678 | 1550.632
CHEROKEE | 631.3673 | 630.7334 | 630.0734 | 629.3075 | 628.6776 | 627.8893
CHILDRESS | -11.5918 | -11.6526 | -11.7017 | -11.7732 | -11.8138 | -11.856
CLAY | -24.9999 | -25.6095 | -26.3895 | -27.2935 | -28.0667 | -28.8164
COKE | -18.0507 | -18.1944 | -18.3189 | -18.4402 | -18.5698 | -18.6791
COLEMAN | -30.1483 | -30.3316 | -30.4915 | -30.6263 | -30.7887 | -30.9567
COLLIN | -1291.1276 | -1317.8132 | -1395.4819 | -1445.4215 | -1497.4541 | -1571.1974
COLORADO | -71.0293 | -72.5648 | -74.1494 | -75.7944 | -77.4913 | -79.2464
COMAL | -408.9522 | -423.8163 | -446.411 | -463.3903 | -481.2111 | -499.9352
COMANCHE | -43.1672 | -44.8055 | -45.4338 | -47.5006 | -49.0085 | -50.6226
CONCHO | -8.88 | -8.9127 | -8.9412 | -8.9654 | -8.9928 | -9.0165
COOKE | -116.5487 | -120.7126 | -124.9708 | -130.4556 | -134.5424 | -138.8892
CORYELL | -123.6114 | -121.4588 | -125.1525 | -141.4332 | -145.6279 | -150.1605
COTTLE | -3.7809 | -3.8186 | -3.849 | -3.8926 | -3.9178 | -3.944
CRANE | -76.9826 | -76.8193 | -77.163 | -77.7934 | -78.1893 | -78.6716
CROCKETT | -33.4026 | -34.0362 | -34.664 | -35.0668 | -35.5666 | -36.077
CROSBY | -2.0627 | -2.1136 | -2.1504 | -2.2103 | -2.236 | -2.2628
CULBERSON | -3.8864 | -5.6962 | -5.8301 | -6.0288 | -6.1742 | -6.3392
DALLAS | -4419.1966 | -4558.4442 | -4694.2307 | -4827.0749 | -4933.7392 | -5028.6453
DAWSON | -49.4339 | -49.4454 | -49.9589 | -50.815 | -51.2692 | -52.0499
DELTA | -7.7789 | -7.7592 | -7.8477 | -7.9276 | -7.9427 | -8.0004
DENTON | -1341.6839 | -1367.9127 | -1412.438 | -1477.2085 | -1549.7922 | -1632.2843
DEWITT | -51.3125 | -52.7603 | -54.2445 | -55.824 | -57.3906 | -58.9994
DICKENS | 6.1001 | 5.9961 | 5.8758 | 5.7452 | 5.661 | 5.5731
DIMMIT | -15.8527 | -16.2045 | -16.5621 | -16.9264 | -17.2976 | -17.6766
DUVAL | -48.3419 | -49.3469 | -50.3782 | -51.437 | -52.5247 | -53.6428
EASTLAND | -50.2264 | -51.4297 | -52.1364 | -53.1076 | -53.7387 | -54.4514
ECTOR | 1208.1668 | 1207.3745 | 1205.2006 | 1200.6086 | 1197.9928 | 1194.3966
EDWARDS | -9.2705 | -9.3866 | -9.4937 | -9.6152 | -9.7274 | -9.8457
ELLIS | 747.285 | 753.8416 | 748.5412 | 724.2331 | 700.1514 | 672.8457
ERATH | -112.3971 | -120.7342 | -133.3676 | -141.4733 | -148.5404 | -156.2633
FALLS | -47.3827 | -48.3423 | -46.2185 | -47.3035 | -48.1788 | -49.139
FANNIN | 2325.6455 | 2167.0059 | 2165.6117 | 2164.289 | 2163.4314 | 2162.2676
FAYETTE | 1826.1551 | 1823.4513 | 1821.5969 | 1819.692 | 1817.7455 | 1815.7495
FISHER | -25.2923 | -25.408 | -25.5086 | -25.6005 | -25.6782 | -25.7856
FLOYD | 4.6921 | 4.586 | 4.3813 | 4.3812 | 4.3812 | 4.3814
FOARD | -2.2574 | -2.2689 | -2.2782 | -2.2914 | -2.2992 | -2.3072
FORT BEND | 3407.421 | 3391.443 | 3379.093 | 3367.322 | 3354.423 | 3341.226
FRANKLIN | -3.5285 | -3.5624 | -3.5967 | -3.6304 | -3.6651 | -3.7006
FREESTONE | 2144.0603 | 2142.7139 | 2141.0513 | 2139.9875 | 2138.3056 | 2136.4054
FRIO | 238.6335 | 237.1767 | 235.6654 | 234.0968 | 232.468 | 230.7761
GALVESTON | 100.796 | 84.1098 | 67.8731 | 52.9609 | 34.8936 | 15.439
GILLESPIE | -75.1058 | -77.7159 | -80.3423 | -78.7799 | -81.4482 | -84.2294
GLASSCOCK | 5.1578 | 5.1647 | 5.0371 | 4.8328 | 4.6914 | 4.5269
GOLIAD | 613.578 | 612.8918 | 612.1752 | 611.4253 | 610.6427 | 609.8247
GONZALES | -58.9126 | -59.5622 | -61.5427 | -63.5969 | -65.7293 | -67.9418
GRAYSON | -321.8583 | -338.0678 | -345.0093 | -360.5287 | -370.7365 | -383.8125
GRIMES | 1308.5726 | 1295.8519 | 1294.8455 | 1293.5326 | 1292.5694 | 1291.5571
GUADALUPE | 1436.4905 | 1423.4945 | 1408.3042 | 1389.4724 | 1371.9898 | 1353.4351
HALL | -1.7742 | -1.8705 | -2.0533 | -2.0585 | -2.0635 | -2.0694
HAMILTON | -16.5635 | -16.9619 | -17.2934 | -17.7203 | -18.0291 | -18.3495
HARDEMAN | -13.3309 | -13.3969 | -13.4502 | -13.5266 | -13.5707 | -13.6166
HARRIS | -3979.25 | -4154.239 | -4308.924 | -4457.347 | -4605.108 | -4751.525
HASKELL | -20.1327 | -20.2364 | -20.3169 | -20.4312 | -20.4854 | -20.5589
HAYS | 540.1817 | 520.6123 | 500.1833 | 478.7503 | 456.248 | 432.5579
HENDERSON | 71.4066 | 71.0234 | 68.2875 | 65.1881 | 63.1545 | 60.682
HIDALGO | 702.5617 | 675.2001 | 649.1927 | 604.4464 | 570.5516 | 532.6036
HILL | -94.201 | -98.3699 | -102.9248 | -108.4656 | -113.8316 | -119.1138
HOOD | 805.101 | 792.1208 | 770.8972 | 763.5711 | 750.0311 | 736.0934
HOPKINS | -94.0485 | -93.9658 | -94.3319 | -95.9958 | -97.9488 | -98.2984
HOUSTON | -44.0333 | -43.4287 | -43.6261 | -44.048 | -44.2816 | -44.5885
HOWARD | 175.6049 | 175.9176 | 196.1777 | 196.8302 | 195.9339 | 414.0708
HUNT | -118.7178 | -119.0932 | -122.4348 | -130.9729 | 1652.6953 | 1650.5917
IRION | -10.349 | -10.3989 | -10.4428 | -10.4645 | -10.4942 | -10.5168
JACK | 605.6939 | 618.3698 | 1237.9661 | 1237.3895 | 1237.0388 | 1373.607
JACKSON | -30.2075 | -30.9898 | -31.8067 | -32.6598 | -33.551 | -34.4822
JEFF DAVIS | -5.2508 | -5.298 | -5.3451 | -5.3922 | -5.4393 | -5.4863
JIM HOGG | -4.9949 | -5.1571 | -5.3275 | -5.5063 | -5.6941 | -5.8913
JIM WELLS | -73.4105 | -75.5162 | -77.665 | -79.8588 | -82.1001 | -84.391
JOHNSON | -133.1858 | -169.0986 | -197.8233 | -227.2124 | -249.3865 | -273.6997
JONES | -38.7106 | -39.037 | -39.3166 | -39.5792 | -39.7925 | -40.0855
KARNES | -21.958 | -22.4739 | -23.0081 | -23.5615 | -24.135 | -24.7297
KAUFMAN | 1653.704 | 1639.0043 | 1635.1237 | 1627.5018 | 1619.3344 | 1617.76
KENDALL | -121.043 | -126.9033 | -132.957 | -139.2136 | -145.6874 | -152.4041
KENEDY | 40.6094 | 40.5171 | 40.4216 | 40.323 | 40.2209 | 40.1152
KENT | -61.1744 | -62.4608 | -65.4111 | -69.1271 | -71.906 | -74.8252
KERR | -155.1276 | -158.41 | -162.0979 | -165.2429 | -169.0643 | -172.9597
KIMBLE | -18.8796 | -19.2476 | -19.6267 | -20.0174 | -20.4199 | -20.8347
KING | -9.6983 | -9.952 | -10.143 | -10.4405 | -10.583 | -10.7312
KINNEY | -7.5815 | -7.7378 | -7.9001 | -8.0675 | -8.2408 | -8.4198
KLEBERG | -80.9642 | -82.6727 | -84.5181 | -86.2129 | -87.8736 | -89.5361
KNOX | -14.3034 | -14.6171 | -14.8998 | -15.2474 | -15.5075 | -15.7774
LA SALLE | -13.2285 | -13.7581 | -14.2995 | -14.8531 | -15.4196 | -15.9996
LAMAR | 1219.1794 | 1208.9107 | 1206.7738 | 1204.7705 | 1203.9055 | 1202.4226
LAMPASAS | -56.9113 | -59.4916 | -61.8938 | -64.7123 | -67.1764 | -69.7578
LAVACA | -34.9956 | -35.8999 | -36.8369 | -37.8074 | -38.7819 | -39.7894
LEE | -31.8945 | -32.6524 | -33.4158 | -34.1855 | -34.9614 | -35.7563
LEON | -79.532 | -88.759 | -90.1885 | -92.2278 | -93.5377 | -95.0262
LIMESTONE | 1636.5815 | 1635.6913 | 1634.5713 | 1632.9463 | 1631.8417 | 1630.6316
LIVE OAK | -65.9207 | -67.389 | -68.9287 | -70.5257 | -72.1668 | -73.791
LLANO | 392.0915 | 388.8647 | 385.6117 | 382.2482 | 378.7969 | 375.2065
LOVING | -5.2819 | -5.2552 | -5.2814 | -5.3376 | -5.3693 | -5.4519
MADISON | -17.5469 | -18.1516 | -18.6476 | -19.3583 | -19.7828 | -20.228
MARTIN | -12.3061 | -12.5988 | -13.0331 | 8.1528 | 7.6958 | 236.2773
MASON | -12.5345 | -12.8574 | -13.1821 | -13.5077 | -13.836 | -14.1739
MATAGORDA | 2615.7688 | 2612.5424 | 2609.062 | 2605.8242 | 2602.6257 | 2599.3786
MAVERICK | -46.0464 | -47.8485 | -49.6548 | -51.4664 | -53.2829 | -55.1044
MCCULLOCH | -39.127 | -39.6933 | -40.2729 | -43.514 | -44.1201 | -44.7396
MCLENNAN | 186.1896 | 174.4066 | 168.4062 | 1074.5905 | 1059.8494 | 1041.8868
MCMULLEN | -6.6066 | -6.9369 | -7.2838 | -7.648 | -8.0304 | -8.4319
MEDINA | -163.9626 | -171.1115 | -177.7492 | -183.9317 | -190.947 | -198.8891
MENARD | -6.7053 | -6.7505 | -6.8001 | -6.8166 | -6.8455 | -6.8762
MIDLAND | -251.4393 | -256.1573 | -262.4352 | -266.8342 | -270.0135 | -273.6423
MILAM | 526.7019 | 530.2026 | 528.2453 | 525.8539 | 524.117 | 522.216
MILLS | -7.9139 | -8.1901 | -8.3942 | -8.6487 | -8.8377 | -9.0324
MITCHELL | 407.5392 | 406.7231 | 404.0226 | 403.2839 | 402.6618 | 631.1597
MONTAGUE | -53.5077 | -56.0105 | -58.355 | -61.1933 | -63.5242 | -65.8608
MONTGOMERY | -192.512 | -202.066 | -210.221 | -217.618 | -226.418 | -235.591
MOTLEY | -4.1002 | -4.1514 | -4.2494 | -4.2517 | -4.2539 | -4.2564
NACOGDOCHES | -161.0832 | -158.9739 | -159.5797 | -160.8506 | -161.5452 | -162.5569
NAVARRO | -174.239 | -176.0855 | -179.2011 | -183.6702 | -186.8359 | -190.3126
NOLAN | 36.4014 | 36.5716 | 36.0228 | 35.4688 | 34.9706 | 116.6659
NUECES | 560.7859 | 901.816 | 877.7339 | 861.0125 | 843.6653 | 826.9275
PALO PINTO | 571.1237 | 569.5869 | 567.2965 | 564.5094 | 562.14 | 559.5574
PARKER | -271.5411 | -289.8099 | -302.0756 | -317.3209 | -308.6046 | -296.7572
PECOS | -25.806 | -13.66 | -14.6519 | -15.5611 | -16.4935 | 119.4586
PRESIDIO | -10.6248 | -10.8271 | -11.0327 | -11.2425 | -11.4573 | -11.6754
RAINS | -13.6203 | -13.2125 | -13.3936 | -13.9547 | -14.4573 | -14.1921
REAGAN | -11.8862 | -12.0755 | -12.2619 | -12.4166 | -12.5858 | -12.7564
REAL | -13.5435 | -14.0258 | -14.5081 | -14.9905 | -15.4729 | -15.9552
RED RIVER | -21.0023 | -21.0676 | -21.3656 | -21.6234 | -21.7384 | -21.9528
REEVES | -36.308 | -36.5591 | -36.856 | -37.1797 | -37.4926 | -37.8176
REFUGIO | -19.4545 | -19.6542 | -19.8597 | -20.0713 | -20.2892 | -20.5137
ROBERTSON | 286.7975 | 1999.574 | 1998.9862 | 1998.2048 | 1997.6053 | 1996.9678
ROCKWALL | -182.0646 | -186.4129 | -194.0932 | -203.5458 | -212.343 | -224.8576
RUNNELS | -28.8399 | -28.9931 | -29.1296 | -29.2751 | -29.398 | -29.5318
RUSK | 3302.6345 | 3221.5408 | 3221.5159 | 3221.4696 | 3221.4513 | 3221.4143
SAN PATRICIO | 703.0477 | 700.1802 | 697.1488 | 694.3377 | 691.5876 | 853.1776
SAN SABA | -11.0399 | -11.2754 | -11.5163 | -11.7624 | -12.0148 | -12.2728
SCHLEICHER | -10.8353 | -11.0064 | -11.1605 | -11.2272 | -11.3341 | -11.4463
SCURRY | -853.6579 | -842.664 | -841.1371 | -844.6209 | -843.9711 | -844.8556
SHACKELFORD | 25.2599 | 24.9073 | 24.5744 | 44.7272 | 44.4056 | 259.5368
SMITH | -486.1066 | -489.2583 | -491.5189 | -495.882 | -498.4162 | -501.8921
SOMERVELL | 2317.6581 | 2317.1655 | 2313.1417 | 2311.2486 | 2309.5047 | 2307.6329
STARR | -43.3602 | -44.5205 | -45.6968 | -46.8897 | -48.1 | -49.3288
STEPHENS | -54.3171 | -54.5866 | -55.3881 | -56.5087 | -57.3648 | -58.317
STERLING | 75.273 | 75.2063 | 101.2617 | 101.2181 | 101.1658 | 557.6477
STONEWALL | -7.2968 | -7.4393 | -7.557 | -7.7149 | -7.8134 | -7.9137
SUTTON | -17.1447 | -17.2908 | -17.4533 | -17.4936 | -17.5764 | -17.6652
TARRANT | -2822.6493 | -2918.0279 | -2997.1609 | -3123.4478 | -3248.6355 | -3372.3037
TAYLOR | -147.1018 | -149.7172 | -152.1384 | -154.5112 | -156.9153 | -159.3828
TERRELL | -1.8714 | -1.8894 | -1.9074 | -1.9252 | -1.9438 | -1.9625
THROCKMORTON | -7.576 | -7.6717 | -7.7492 | -7.8595 | -7.9257 | -7.9945
TITUS | 1980 | 1980 | 1980 | 1980 | 1980 | 1980
TOM GREEN | -186.7113 | -187.785 | -188.7946 | -189.804 | -190.8142 | -54.8183
TRAVIS | -482.3207 | -500.3822 | -563.9524 | -632.7438 | -711.4586 | -757.6511
UPTON | 5.2372 | 4.8547 | 4.3685 | 3.8194 | 3.322 | 2.806
UVALDE | -48.882 | -50.0735 | -51.291 | -52.535 | -53.8066 | -55.108
VAL VERDE | -12.2761 | -13.8039 | -15.3368 | -16.874 | -18.4162 | -19.9642
VAN ZANDT | -83.8958 | -83.9588 | -90.2331 | -91.5369 | -92.1117 | -93.1683
VICTORIA | 312.16 | 306.9492 | 301.1491 | 295.9749 | 290.9211 | 285.8058
WALLER | -170.7146 | -175.6091 | -180.394 | -186.2791 | -191.3877 | -196.6556
WARD | 319.8305 | 321.1715 | 320.9223 | 320.4496 | 320.155 | 319.7916
WASHINGTON | -118.885 | -125.0641 | -126.3245 | -131.1796 | -136.045 | -141.4707
WEBB | -62.5466 | -73.071 | -83.9076 | -94.1873 | -104.4915 | -114.8213
WHARTON | 419.5315 | 417.6196 | 415.6532 | 413.6301 | 411.5445 | 409.6908
WICHITA | -258.8026 | -257.2911 | -264.5927 | -266.9342 | -269.6294 | -272.9471
WILBARGER | 622.7272 | 622.7325 | 622.7379 | 622.7433 | 622.7487 | 622.7542
WILLACY | -27.3759 | -28.3741 | -29.3933 | -30.4347 | -31.4994 | -32.5885
WILLIAMSON | -842.7938 | -871.3575 | -949.6727 | -978.0991 | -1021.5351 | -1066.4358
WILSON | -72.9149 | -75.0582 | -80.2363 | -83.4573 | -77.5088 | -80.0671
WINKLER | -50.5763 | -50.6501 | -51.1285 | -51.8377 | -52.3607 | -52.9547
WISE | 406.058 | 396.8336 | 384.184 | 375.4052 | 362.7487 | 348.537
YOUNG | 558.0581 | 562.9781 | 561.7211 | 559.878 | 558.6389 | 557.1146
ZAPATA | -24.2307 | -25.012 | -25.8066 | -26.6149 | -27.4377 | -28.2758
ZAVALA | -26.4768 | -27.2953 | -28.1411 | -29.0155 | -29.9197 | -30.8553
| 11914.1632 | 13567.1594 | 13767.398 | 14247.4746 | 15584.7342 | 17158.758

## SummerCapacities
Unit Capacities - Summer
Units used in determining the generation resources in the Summer Summary
Operational capacities are based on unit testing. Other capacities are based on information provided by the plant owners. This list includes MW available to the grid from private network (self-serve) units. It also includes distributed generation units that have registered with ERCOT. Data without unit names are for private network units or are planned generation that is not public.
Unit Name | 2009 | 2010 | 2011 | 2012 | 2013 | 2014
A von Rosenberg 1-CT1 | 150 | 150 | 150 | 150 | 150 | 150
A von Rosenberg 1-CT2 | 145 | 145 | 145 | 145 | 145 | 145
A von Rosenberg 1-ST1 | 164 | 164 | 164 | 164 | 164 | 164
AEDOMG 1 | 5 | 5 | 5 | 5 | 5 | 5
AES Deepwater 1 | 140 | 140 | 140 | 140 | 140 | 140
Amistad Hydro 1 | 34 | 34 | 34 | 34 | 34 | 34
Amistad Hydro 2 | 34 | 34 | 34 | 34 | 34 | 34
Atascocita 1 | 10.1 | 10.1 | 10.1 | 10.1 | 10.1 | 10.1
Atkins 7 | 20 | 20 | 20 | 20 | 20 | 20
Austin 1 | 8 | 8 | 8 | 8 | 8 | 8
Austin 2 | 9 | 9 | 9 | 9 | 9 | 9
B M Davis 1 | 339 | 339 | 339 | 339 | 339 | 339
B M Davis 2 | 340 | 340 | 340 | 340 | 340 | 340
Bastrop Energy Center 1 | 147 | 147 | 147 | 147 | 147 | 147
Bastrop Energy Center 2 | 146 | 146 | 146 | 146 | 146 | 146
Bastrop Energy Center 3 | 227 | 227 | 227 | 227 | 227 | 227
Baytown 1 | 3.9 | 3.9 | 3.9 | 3.9 | 3.9 | 3.9
Big Brown 1 | 615 | 615 | 615 | 615 | 615 | 615
Big Brown 2 | 615 | 615 | 615 | 615 | 615 | 615
Bio Energy Partners 1 | 2.8 | 2.8 | 2.8 | 2.8 | 2.8 | 2.8
Bio Energy Partners 2 | 2.8 | 2.8 | 2.8 | 2.8 | 2.8 | 2.8
Bluebonnet 1 | 3.9 | 3.9 | 3.9 | 3.9 | 3.9 | 3.9
Bosque County Peaking 1 | 149 | 149 | 149 | 149 | 149 | 149
Bosque County Peaking 2 | 151 | 151 | 151 | 151 | 151 | 151
Bosque County Peaking 3 | 152 | 152 | 152 | 152 | 152 | 152
Bosque County Peaking 4 | 83 | 83 | 83 | 83 | 83 | 83
Bosque County Unit 5 | 248 | 248 | 248 | 248 | 248 | 248
Brazos Valley 1 | 172 | 172 | 172 | 172 | 172 | 172
Brazos Valley 2 | 170 | 170 | 170 | 170 | 170 | 170
Brazos Valley 3 | 246 | 246 | 246 | 246 | 246 | 246
Buchanan 1 | 16 | 16 | 16 | 16 | 16 | 16
Buchanan 2 | 16 | 16 | 16 | 16 | 16 | 16
Buchanan 3 | 15 | 15 | 15 | 15 | 15 | 15
C E Newman 5 | 37 | 37 | 37 | 37 | 37 | 37
CVC Channelview 1 | 163 | 163 | 163 | 163 | 163 | 163
CVC Channelview 2 | 163 | 163 | 163 | 163 | 163 | 163
CVC Channelview 3 | 163 | 163 | 163 | 163 | 163 | 163
CVC Channelview 5 | 135 | 135 | 135 | 135 | 135 | 135
Calenergy (Falcon Seaboard) 1 | 73 | 73 | 73 | 73 | 73 | 73
Calenergy (Falcon Seaboard) 2 | 74 | 74 | 74 | 74 | 74 | 74
Calenergy (Falcon Seaboard) 3 | 69 | 69 | 69 | 69 | 69 | 69
Canyon 1 | 3 | 3 | 3 | 3 | 3 | 3
Canyon 2 | 3 | 3 | 3 | 3 | 3 | 3
Cedar Bayou 1 | 748 | 748 | 748 | 748 | 748 | 748
Cedar Bayou 2 | 744 | 744 | 744 | 744 | 744 | 744
Cedar Bayou 4 | 536 | 536 | 536 | 536 | 536 | 536
Coleto Creek | 633 | 633 | 633 | 633 | 633 | 633
Colorado Bend Energy Center 1 | 275 | 275 | 275 | 275 | 275 | 275
Colorado Bend Energy Center 2 | 275 | 275 | 275 | 275 | 275 | 275
Comanche Peak 1 | 1164 | 1164 | 1164 | 1164 | 1164 | 1164
Comanche Peak 2 | 1164 | 1164 | 1164 | 1164 | 1164 | 1164
Covel Gardens LG Power Station 1 | 1.6 | 1.6 | 1.6 | 1.6 | 1.6 | 1.6
Covel Gardens LG Power Station 2 | 1.6 | 1.6 | 1.6 | 1.6 | 1.6 | 1.6
Covel Gardens LG Power Station 3 | 1.6 | 1.6 | 1.6 | 1.6 | 1.6 | 1.6
Covel Gardens LG Power Station 4 | 1.6 | 1.6 | 1.6 | 1.6 | 1.6 | 1.6
Covel Gardens LG Power Station 5 | 1.6 | 1.6 | 1.6 | 1.6 | 1.6 | 1.6
Covel Gardens LG Power Station 6 | 1.6 | 1.6 | 1.6 | 1.6 | 1.6 | 1.6
Dansby 1 | 108 | 108 | 108 | 108 | 108 | 108
Dansby 2 | 46 | 46 | 46 | 46 | 46 | 46
Decker Creek 1 | 326 | 326 | 326 | 326 | 326 | 326
Decker Creek 2 | 427 | 427 | 427 | 427 | 427 | 427
Decker Creek G1 | 42 | 42 | 42 | 42 | 42 | 42
Decker Creek G2 | 44 | 44 | 44 | 44 | 44 | 44
Decker Creek G3 | 44 | 44 | 44 | 44 | 44 | 44
Decker Creek G4 | 47 | 47 | 47 | 47 | 47 | 47
DeCordova 1 | 779 | 0 | 0 | 0 | 0 | 0
DeCordova A | 71 | 71 | 71 | 71 | 71 | 71
DeCordova B | 70 | 70 | 70 | 70 | 70 | 70
DeCordova C | 70 | 70 | 70 | 70 | 70 | 70
DeCordova D | 70 | 70 | 70 | 70 | 70 | 70
Deer Park Energy Center 1 | 163.2 | 163.2 | 163.2 | 163.2 | 163.2 | 163.2
Deer Park Energy Center 2 | 157.1 | 157.1 | 157.1 | 157.1 | 157.1 | 157.1
Deer Park Energy Center 3 | 157.5 | 157.5 | 157.5 | 157.5 | 157.5 | 157.5
Deer Park Energy Center 4 | 157 | 157 | 157 | 157 | 157 | 157
Deer Park Energy Center S | 238.2 | 238.2 | 238.2 | 238.2 | 238.2 | 238.2
Denison Dam 1 | 40 | 40 | 40 | 40 | 40 | 40
Denison Dam 2 | 40 | 40 | 40 | 40 | 40 | 40
Dunlop (Schumansville) 1 | 3.6 | 3.6 | 3.6 | 3.6 | 3.6 | 3.6
Eagle Pass 1 | 2 | 2 | 2 | 2 | 2 | 2
Eagle Pass 2 | 2 | 2 | 2 | 2 | 2 | 2
Eagle Pass 3 | 2 | 2 | 2 | 2 | 2 | 2
Ennis Power Station 1 | 196 | 196 | 196 | 196 | 196 | 196
Ennis Power Station 2 | 116 | 116 | 116 | 116 | 116 | 116
ExTex La Porte Power Station (AirPro) 1 | 38 | 38 | 38 | 38 | 38 | 38
ExTex La Porte Power Station (AirPro) 2 | 38 | 38 | 38 | 38 | 38 | 38
ExTex La Porte Power Station (AirPro) 3 | 38 | 38 | 38 | 38 | 38 | 38
ExTex La Porte Power Station (AirPro) 4 | 38 | 38 | 38 | 38 | 38 | 38
Falcon Hydro 1 | 11.5 | 11.5 | 11.5 | 11.5 | 11.5 | 11.5
Falcon Hydro 2 | 11.5 | 11.5 | 11.5 | 11.5 | 11.5 | 11.5
Falcon Hydro 3 | 11 | 11 | 11 | 11 | 11 | 11
Fayette Power Project 1 | 596 | 596 | 596 | 596 | 596 | 596
Fayette Power Project 2 | 608 | 608 | 608 | 608 | 608 | 608
Fayette Power Project 3 | 436 | 436 | 436 | 436 | 436 | 436
Forney Energy Center GT11 | 170 | 170 | 170 | 170 | 170 | 170
Forney Energy Center GT12 | 157 | 157 | 157 | 157 | 157 | 157
Forney Energy Center GT13 | 159 | 159 | 159 | 159 | 159 | 159
Forney Energy Center GT21 | 170 | 170 | 170 | 170 | 170 | 170
Forney Energy Center GT22 | 160 | 160 | 160 | 160 | 160 | 160
Forney Energy Center GT23 | 162 | 162 | 162 | 162 | 162 | 162
Forney Energy Center STG10 | 414 | 414 | 414 | 414 | 414 | 414
Forney Energy Center STG20 | 412 | 412 | 412 | 412 | 412 | 412
Freestone Energy Center 1 | 152 | 152 | 152 | 152 | 152 | 152
Freestone Energy Center 2 | 155 | 155 | 155 | 155 | 155 | 155
Freestone Energy Center 3 | 174 | 174 | 174 | 174 | 174 | 174
Freestone Energy Center 4 | 156 | 156 | 156 | 156 | 156 | 156
Freestone Energy Center 5 | 157 | 157 | 157 | 157 | 157 | 157
Freestone Energy Center 6 | 176 | 176 | 176 | 176 | 176 | 176
Frontera 1 | 142 | 142 | 142 | 142 | 142 | 142
Frontera 2 | 146 | 146 | 146 | 146 | 146 | 146
Frontera 3 | 172 | 172 | 172 | 172 | 172 | 172
FW Regional LFG Generation Facility 1 | 1.5 | 1.5 | 1.5 | 1.5 | 1.5 | 1.5
GBRA H 4 | 2.4 | 2.4 | 2.4 | 2.4 | 2.4 | 2.4
GBRA H 5 | 2.4 | 2.4 | 2.4 | 2.4 | 2.4 | 2.4
GBRA TP 4 | 2.4 | 2.4 | 2.4 | 2.4 | 2.4 | 2.4
Gibbons Creek 1 | 464 | 464 | 464 | 464 | 464 | 464
Graham 1 | 242 | 242 | 242 | 242 | 242 | 242
Graham 2 | 369 | 369 | 369 | 369 | 369 | 369
Granite Shoals 1 | 29 | 29 | 29 | 29 | 29 | 29
Granite Shoals 2 | 30 | 30 | 30 | 30 | 30 | 30
Greens Bayou 5 | 398 | 398 | 398 | 398 | 398 | 398
Greens Bayou 73 | 48 | 48 | 48 | 48 | 48 | 48
Greens Bayou 74 | 47 | 47 | 47 | 47 | 47 | 47
Greens Bayou 81 | 48 | 48 | 48 | 48 | 48 | 48
Greens Bayou 82 | 54 | 54 | 54 | 54 | 54 | 54
Greens Bayou 83 | 56 | 56 | 56 | 56 | 56 | 56
Greens Bayou 84 | 52 | 52 | 52 | 52 | 52 | 52
Guadalupe Generating Station 1 | 151 | 151 | 151 | 151 | 151 | 151
Guadalupe Generating Station 2 | 139 | 139 | 139 | 139 | 139 | 139
Guadalupe Generating Station 3 | 146 | 146 | 146 | 146 | 146 | 146
Guadalupe Generating Station 4 | 149 | 149 | 149 | 149 | 149 | 149
Guadalupe Generating Station 5 | 183 | 183 | 183 | 183 | 183 | 183
Guadalupe Generating Station 6 | 204 | 204 | 204 | 204 | 204 | 204
Handley 3 | 392 | 392 | 392 | 392 | 392 | 392
Handley 4 | 435 | 435 | 435 | 435 | 435 | 435
Handley 5 | 435 | 435 | 435 | 435 | 435 | 435
Hays Energy Facility 1 | 223 | 223 | 223 | 223 | 223 | 223
Hays Energy Facility 2 | 224 | 224 | 224 | 224 | 224 | 224
Hays Energy Facility 3 | 226 | 226 | 226 | 226 | 226 | 226
Hays Energy Facility 4 | 229 | 229 | 229 | 229 | 229 | 229
Hidalgo 1 | 148 | 148 | 148 | 148 | 148 | 148
Hidalgo 2 | 148 | 148 | 148 | 148 | 148 | 148
Hidalgo 3 | 169 | 169 | 169 | 169 | 169 | 169
Inks 1 | 14 | 14 | 14 | 14 | 14 | 14
J K Spruce 1 | 560 | 560 | 560 | 560 | 560 | 560
J T Deely 1 | 403 | 403 | 403 | 403 | 403 | 403
J T Deely 2 | 406 | 406 | 406 | 406 | 406 | 406
J T Deely 3 | 80 | 80 | 80 | 80 | 80 | 80
Jack County Generation Facility 1 | 160 | 160 | 160 | 160 | 160 | 160
Jack County Generation Facility 2 | 160 | 160 | 160 | 160 | 160 | 160
Jack County Generation Facility 3 | 300 | 300 | 300 | 300 | 300 | 300
Johnson County Generation Facility 1 | 158 | 158 | 158 | 158 | 158 | 158
Johnson County Generation Facility 2 | 100 | 100 | 100 | 100 | 100 | 100
Lake Creek 1 | 75 | 0 | 0 | 0 | 0 | 0
Lake Creek 2 | 227 | 0 | 0 | 0 | 0 | 0
Lake Hubbard 1 | 391 | 391 | 391 | 391 | 391 | 391
Lake Hubbard 2 | 514 | 514 | 514 | 514 | 514 | 514
Lamar Power Project CT11 | 154 | 154 | 154 | 154 | 154 | 154
Lamar Power Project CT12 | 155 | 155 | 155 | 155 | 155 | 155
Lamar Power Project CT21 | 164 | 164 | 164 | 164 | 164 | 164
Lamar Power Project CT22 | 163 | 163 | 163 | 163 | 163 | 163
Lamar Power Project STG1 | 199 | 199 | 199 | 199 | 199 | 199
Lamar Power Project STG2 | 199 | 199 | 199 | 199 | 199 | 199
Laredo Peaking 4 | 96 | 96 | 96 | 96 | 96 | 96
Laredo Peaking 5 | 97 | 97 | 97 | 97 | 97 | 97
Leon Creek 3 | 58 | 58 | 58 | 58 | 58 | 58
Leon Creek 4 | 80 | 80 | 80 | 80 | 80 | 80
Leon Creek Peaking 1 | 45 | 45 | 45 | 45 | 45 | 45
Leon Creek Peaking 2 | 46 | 46 | 46 | 46 | 46 | 46
Leon Creek Peaking 3 | 44 | 44 | 44 | 44 | 44 | 44
Leon Creek Peaking 4 | 45 | 45 | 45 | 45 | 45 | 45
Lewisville 1 | 2.8 | 2.8 | 2.8 | 2.8 | 2.8 | 2.8
Limestone 1 | 836 | 836 | 836 | 836 | 836 | 836
Limestone 2 | 853 | 853 | 853 | 853 | 853 | 853
Lost Pines 1 | 167 | 167 | 167 | 167 | 167 | 167
Lost Pines 2 | 164 | 164 | 164 | 164 | 164 | 164
Lost Pines 3 | 184 | 184 | 184 | 184 | 184 | 184
Magic Valley 1 | 210 | 210 | 210 | 210 | 210 | 210
Magic Valley 2 | 205 | 205 | 205 | 205 | 205 | 205
Magic Valley 3 | 257 | 257 | 257 | 257 | 257 | 257
Marble Falls 1 | 20 | 20 | 20 | 20 | 20 | 20
Marble Falls 2 | 18 | 18 | 18 | 18 | 18 | 18
Marshall Ford 1 | 34 | 34 | 34 | 34 | 34 | 34
Marshall Ford 2 | 38 | 38 | 38 | 38 | 38 | 38
Marshall Ford 3 | 32 | 32 | 32 | 32 | 32 | 32
Martin Lake 1 | 799 | 799 | 799 | 799 | 799 | 799
Martin Lake 2 | 795 | 795 | 795 | 795 | 795 | 795
Martin Lake 3 | 804 | 804 | 804 | 804 | 804 | 804
McQueeney (Abbott) 1 | 1.4 | 1.4 | 1.4 | 1.4 | 1.4 | 1.4
McQueeney (Abbott) 2 | 1.4 | 1.4 | 1.4 | 1.4 | 1.4 | 1.4
Midlothian 1 | 215 | 215 | 215 | 215 | 215 | 215
Midlothian 2 | 215 | 215 | 215 | 215 | 215 | 215
Midlothian 3 | 215 | 215 | 215 | 215 | 215 | 215
Midlothian 4 | 214 | 214 | 214 | 214 | 214 | 214
Midlothian 5 | 225 | 225 | 225 | 225 | 225 | 225
Midlothian 6 | 229 | 229 | 229 | 229 | 229 | 229
Monticello 1 | 583 | 583 | 583 | 583 | 583 | 583
Monticello 2 | 583 | 583 | 583 | 583 | 583 | 583
Monticello 3 | 765 | 765 | 765 | 765 | 765 | 765
Morgan Creek A | 69 | 69 | 69 | 69 | 69 | 69
Morgan Creek B | 71 | 71 | 71 | 71 | 71 | 71
Morgan Creek C | 70 | 70 | 70 | 70 | 70 | 70
Morgan Creek D | 70 | 70 | 70 | 70 | 70 | 70
Morgan Creek E | 68 | 68 | 68 | 68 | 68 | 68
Morris Sheppard 1 | 12 | 12 | 12 | 12 | 12 | 12
Morris Sheppard 2 | 12 | 12 | 12 | 12 | 12 | 12
Mountain Creek 6 | 118 | 118 | 118 | 118 | 118 | 118
Mountain Creek 7 | 114 | 114 | 114 | 114 | 114 | 114
Mountain Creek 8 | 556 | 556 | 556 | 556 | 556 | 556
Nelson Gardens Landfill 1 | 1.8 | 1.8 | 1.8 | 1.8 | 1.8 | 1.8
Nelson Gardens Landfill 2 | 1.8 | 1.8 | 1.8 | 1.8 | 1.8 | 1.8
Nolte 1 | 1.2 | 1.2 | 1.2 | 1.2 | 1.2 | 1.2
Nolte 2 | 1.2 | 1.2 | 1.2 | 1.2 | 1.2 | 1.2
North Texas 1 | 18 | 18 | 18 | 18 | 18 | 18
North Texas 2 | 19 | 19 | 19 | 19 | 19 | 19
North Texas 3 | 38 | 38 | 38 | 38 | 38 | 38
O W Sommers 1 | 417 | 417 | 417 | 417 | 417 | 417
O W Sommers 2 | 379 | 379 | 379 | 379 | 379 | 379
O W Sommers 3 | 2.5 | 2.5 | 2.5 | 2.5 | 2.5 | 2.5
O W Sommers 4 | 2.5 | 2.5 | 2.5 | 2.5 | 2.5 | 2.5
O W Sommers 5 | 2.5 | 2.5 | 2.5 | 2.5 | 2.5 | 2.5
O W Sommers 6 | 2.5 | 2.5 | 2.5 | 2.5 | 2.5 | 2.5
Oak Ridge North 1-3 | 4.8 | 4.8 | 4.8 | 4.8 | 4.8 | 4.8
Odessa-Ector Generating Station C11 | 145 | 145 | 145 | 145 | 145 | 145
Odessa-Ector Generating Station C12 | 132 | 132 | 132 | 132 | 132 | 132
Odessa-Ector Generating Station C21 | 132 | 132 | 132 | 132 | 132 | 132
Odessa-Ector Generating Station C22 | 149 | 149 | 149 | 149 | 149 | 149
Odessa-Ector Generating Station ST1 | 211 | 211 | 211 | 211 | 211 | 211
Odessa-Ector Generating Station ST2 | 211 | 211 | 211 | 211 | 211 | 211
Oklaunion 1 | 649 | 649 | 649 | 649 | 649 | 649
Paris Energy Center 1 | 80 | 80 | 80 | 80 | 80 | 80
Paris Energy Center 2 | 84 | 84 | 84 | 84 | 84 | 84
Paris Energy Center 3 | 91 | 91 | 91 | 91 | 91 | 91
Pearsall 1 | 24 | 24 | 24 | 24 | 24 | 24
Pearsall 2 | 24 | 24 | 24 | 24 | 24 | 24
Pearsall 3 | 23 | 23 | 23 | 23 | 23 | 23
Permian Basin 6 | 515 | 0 | 0 | 0 | 0 | 0
Permian Basin A | 65 | 65 | 65 | 65 | 65 | 65
Permian Basin B | 66 | 66 | 66 | 66 | 66 | 66
Permian Basin C | 66 | 66 | 66 | 66 | 66 | 66
Permian Basin D | 65 | 65 | 65 | 65 | 65 | 65
Permian Basin E | 68 | 68 | 68 | 68 | 68 | 68
Powerlane Plant 1 | 20 | 20 | 20 | 20 | 20 | 20
Powerlane Plant 2 | 26 | 26 | 26 | 26 | 26 | 26
Powerlane Plant 3 | 41 | 41 | 41 | 41 | 41 | 41
Quail Run Energy STG1 | 98.1 | 98.1 | 98.1 | 98.1 | 98.1 | 98.1
Quail Run Energy GT1 | 83 | 83 | 83 | 83 | 83 | 83
Quail Run Energy GT2 | 83 | 83 | 83 | 83 | 83 | 83
Quail Run Energy STG2 | 98.1 | 98.1 | 98.1 | 98.1 | 98.1 | 98.1
Quail Run Energy GT3 | 83 | 83 | 83 | 83 | 83 | 83
Quail Run Energy GT4 | 83 | 83 | 83 | 83 | 83 | 83
R W Miller 1 | 75 | 75 | 75 | 75 | 75 | 75
R W Miller 2 | 119 | 119 | 119 | 119 | 119 | 119
R W Miller 3 | 208 | 208 | 208 | 208 | 208 | 208
R W Miller 4 | 102 | 102 | 102 | 102 | 102 | 102
R W Miller 5 | 101 | 101 | 101 | 101 | 101 | 101
Ray Olinger 1 | 80 | 80 | 80 | 80 | 80 | 80
Ray Olinger 2 | 105 | 105 | 105 | 105 | 105 | 105
Ray Olinger 3 | 148 | 148 | 148 | 148 | 148 | 148
Ray Olinger 4 | 76 | 76 | 76 | 76 | 76 | 76
Rayburn 1 | 11 | 11 | 11 | 11 | 11 | 11
Rayburn 10 | 40 | 40 | 40 | 40 | 40 | 40
Rayburn 2 | 11 | 11 | 11 | 11 | 11 | 11
Rayburn 3 | 22 | 22 | 22 | 22 | 22 | 22
Rayburn 4 | 2 | 2 | 2 | 2 | 2 | 2
Rayburn 5 | 2 | 2 | 2 | 2 | 2 | 2
Rayburn 7 | 49 | 49 | 49 | 49 | 49 | 49
Rayburn 8 | 50 | 50 | 50 | 50 | 50 | 50
Rayburn 9 | 50 | 50 | 50 | 50 | 50 | 50
Rio Nogales 1 | 147 | 147 | 147 | 147 | 147 | 147
Rio Nogales 2 | 148 | 148 | 148 | 148 | 148 | 148
Rio Nogales 3 | 150 | 150 | 150 | 150 | 150 | 150
Rio Nogales 4 | 293 | 293 | 293 | 293 | 293 | 293
Sandow 5 | 585 | 585 | 585 | 585 | 585 | 585
Sam Bertron 3 | 220 | 220 | 220 | 220 | 220 | 220
Sam Bertron 4 | 226 | 226 | 226 | 226 | 226 | 226
Sam Bertron ST1 | 176 | 176 | 176 | 176 | 176 | 176
Sam Bertron ST2 | 174 | 174 | 174 | 174 | 174 | 174
Sam Bertron T2 | 12 | 12 | 12 | 12 | 12 | 12
San Jacinto SES 1 | 83 | 83 | 83 | 83 | 83 | 83
San Jacinto SES 2 | 81 | 81 | 81 | 81 | 81 | 81
San Miguel 1 | 396 | 396 | 396 | 396 | 396 | 396
Sandhill Energy Center 1 | 49 | 49 | 49 | 49 | 49 | 49
Sandhill Energy Center 2 | 47 | 47 | 47 | 47 | 47 | 47
Sandhill Energy Center 3 | 48 | 48 | 48 | 48 | 48 | 48
Sandhill Energy Center 4 | 47 | 47 | 47 | 47 | 47 | 47
Sandhill Energy Center 5A | 159 | 159 | 159 | 159 | 159 | 159
Sandhill Energy Center 5C | 80 | 80 | 80 | 80 | 80 | 80
Silas Ray 10 | 47 | 47 | 47 | 47 | 47 | 47
Silas Ray 5 | 16 | 16 | 16 | 16 | 16 | 16
Silas Ray 6 | 19 | 19 | 19 | 19 | 19 | 19
Silas Ray 9 | 38 | 38 | 38 | 38 | 38 | 38
Sim Gideon 1 | 137 | 137 | 137 | 137 | 137 | 137
Sim Gideon 2 | 139 | 139 | 139 | 139 | 139 | 139
Sim Gideon 3 | 331 | 331 | 331 | 331 | 331 | 331
Small Hydro of Texas 1 | 1 | 1 | 1 | 1 | 1 | 1
South Texas 1 | 1282 | 1282 | 1282 | 1282 | 1282 | 1282
South Texas 2 | 1282 | 1282 | 1282 | 1282 | 1282 | 1282
Spencer 4 | 61 | 61 | 61 | 61 | 61 | 61
Spencer 5 | 64 | 64 | 64 | 64 | 64 | 64
Stryker Creek 1 | 182 | 182 | 182 | 182 | 182 | 182
Stryker Creek 2 | 484 | 484 | 484 | 484 | 484 | 484
Stryker Creek D1 | 11 | 11 | 11 | 11 | 11 | 11
T H Wharton 3 | 110 | 110 | 110 | 110 | 110 | 110
T H Wharton 31 | 57 | 57 | 57 | 57 | 57 | 57
T H Wharton 32 | 57 | 57 | 57 | 57 | 57 | 57
T H Wharton 33 | 58 | 58 | 58 | 58 | 58 | 58
T H Wharton 34 | 58 | 58 | 58 | 58 | 58 | 58
T H Wharton 4 | 108 | 108 | 108 | 108 | 108 | 108
T H Wharton 41 | 58 | 58 | 58 | 58 | 58 | 58
T H Wharton 42 | 57 | 57 | 57 | 57 | 57 | 57
T H Wharton 43 | 58 | 58 | 58 | 58 | 58 | 58
T H Wharton 44 | 58 | 58 | 58 | 58 | 58 | 58
T H Wharton 51 | 57 | 57 | 57 | 57 | 57 | 57
T H Wharton 52 | 55 | 55 | 55 | 55 | 55 | 55
T H Wharton 53 | 57 | 57 | 57 | 57 | 57 | 57
T H Wharton 54 | 58 | 58 | 58 | 58 | 58 | 58
T H Wharton 55 | 58 | 58 | 58 | 58 | 58 | 58
T H Wharton 56 | 57 | 57 | 57 | 57 | 57 | 57
T H Wharton G1 | 12 | 12 | 12 | 12 | 12 | 12
Tessman Road 1 | 1.4 | 1.4 | 1.4 | 1.4 | 1.4 | 1.4
Tessman Road 2 | 1.4 | 1.4 | 1.4 | 1.4 | 1.4 | 1.4
Tessman Road 3 | 1.4 | 1.4 | 1.4 | 1.4 | 1.4 | 1.4
Tessman Road 4 | 1.4 | 1.4 | 1.4 | 1.4 | 1.4 | 1.4
Tessman Road 5 | 1.4 | 1.4 | 1.4 | 1.4 | 1.4 | 1.4
Tessman Road 6 | 1.4 | 1.4 | 1.4 | 1.4 | 1.4 | 1.4
Texas Gulf Sulphur | 68 | 68 | 68 | 68 | 68 | 68
Texas City 1 | 102 | 102 | 102 | 102 | 102 | 102
Texas City 2 | 85 | 85 | 85 | 85 | 85 | 85
Texas City 3 | 103 | 103 | 103 | 103 | 103 | 103
Texas City 4 | 105 | 105 | 105 | 105 | 105 | 105
Thomas C Ferguson 1 | 421 | 421 | 421 | 421 | 421 | 421
Tradinghouse 2 | 805 | 805 | 805 | 805 | 805 | 805
Trinidad 6 | 226 | 226 | 226 | 226 | 226 | 226
Trinidad D1 | 4 | 4 | 4 | 4 | 4 | 4
Twin Oaks 1 | 152 | 152 | 152 | 152 | 152 | 152
Twin Oaks 2 | 154 | 154 | 154 | 154 | 154 | 154
Victoria Power Station | 332 | 332 | 332 | 332 | 332 | 332
V H Braunig 1 | 206 | 206 | 206 | 206 | 206 | 206
V H Braunig 2 | 220 | 220 | 220 | 220 | 220 | 220
V H Braunig 3 | 397 | 397 | 397 | 397 | 397 | 397
Valley 1 | 175 | 175 | 175 | 175 | 175 | 175
Valley 2 | 527 | 527 | 527 | 527 | 527 | 527
Valley 3 | 354 | 354 | 354 | 354 | 354 | 354
W A Parish 1 | 166 | 166 | 166 | 166 | 166 | 166
W A Parish 2 | 163 | 163 | 163 | 163 | 163 | 163
W A Parish 3 | 226 | 226 | 226 | 226 | 226 | 226
W A Parish 4 | 544 | 544 | 544 | 544 | 544 | 544
W A Parish 5 | 657 | 657 | 657 | 657 | 657 | 657
W A Parish 6 | 645 | 645 | 645 | 645 | 645 | 645
W A Parish 7 | 567 | 567 | 567 | 567 | 567 | 567
W A Parish 8 | 603 | 603 | 603 | 603 | 603 | 603
W A Parish T1 | 13 | 13 | 13 | 13 | 13 | 13
W B Tuttle 3 | 96 | 0 | 0 | 0 | 0 | 0
Weatherford 1 | 0.3 | 0.3 | 0.3 | 0.3 | 0.3 | 0.3
Weatherford 2 | 0.3 | 0.3 | 0.3 | 0.3 | 0.3 | 0.3
Weatherford 3 | 0.3 | 0.3 | 0.3 | 0.3 | 0.3 | 0.3
Weatherford 4 | 0.5 | 0.5 | 0.5 | 0.5 | 0.5 | 0.5
Weatherford 6 | 1.4 | 1.4 | 1.4 | 1.4 | 1.4 | 1.4
Weatherford 7 | 1.3 | 1.3 | 1.3 | 1.3 | 1.3 | 1.3
Weatherford 8 | 1.3 | 1.3 | 1.3 | 1.3 | 1.3 | 1.3
Whitney 1 | 15 | 15 | 15 | 15 | 15 | 15
Whitney 2 | 15 | 15 | 15 | 15 | 15 | 15
Wichita Falls 1 | 20 | 20 | 20 | 20 | 20 | 20
Wichita Falls 2 | 20 | 20 | 20 | 20 | 20 | 20
Wichita Falls 3 | 20 | 20 | 20 | 20 | 20 | 20
Wichita Falls 4 | 17 | 17 | 17 | 17 | 17 | 17
Winchester Power Park 1 | 60.5 | 60.5 | 60.5 | 60.5 | 60.5 | 60.5
Winchester Power Park 2 | 60.5 | 60.5 | 60.5 | 60.5 | 60.5 | 60.5
Winchester Power Park 3 | 60.5 | 60.5 | 60.5 | 60.5 | 60.5 | 60.5
Winchester Power Park 4 | 60.5 | 60.5 | 60.5 | 60.5 | 60.5 | 60.5
Wise-Tractebel Power Proj. 1 | 204 | 204 | 204 | 204 | 204 | 204
Wise-Tractebel Power Proj. 2 | 204 | 204 | 204 | 204 | 204 | 204
Wise-Tractebel Power Proj. 3 | 241 | 241 | 241 | 241 | 241 | 241
Wolf Hollow Power Proj. 1 | 216 | 216 | 216 | 216 | 216 | 216
Wolf Hollow Power Proj. 2 | 219 | 219 | 219 | 219 | 219 | 219
Wolf Hollow Power Proj. 3 | 268 | 268 | 268 | 268 | 268 | 268
Operational | 63491.8 | 61799.8 | 61799.8 | 61799.8 | 61799.8 | 61799.8
| 661 | 661 | 661 | 661 | 661 | 661
| 74 | 74 | 74 | 74 | 74 | 74
| 300 | 300 | 300 | 300 | 300 | 300
| 565 | 565 | 565 | 565 | 565 | 565
| 18 | 18 | 18 | 18 | 18 | 18
| 0 | 0 | 10 | 10 | 10 | 10
| 166 | 166 | 166 | 166 | 166 | 166
| 280 | 280 | 280 | 280 | 280 | 280
| 0 | 0 | 0 | 0 | 0 | 0
| 269 | 269 | 269 | 269 | 269 | 269
| 10 | 10 | 0 | 0 | 0 | 0
| 341 | 341 | 341 | 341 | 341 | 341
| 1 | 1 | 1 | 1 | 1 | 1
| 215 | 215 | 215 | 215 | 215 | 215
| 0 | 0 | 0 | 0 | 0 | 0
| 50 | 50 | 50 | 50 | 50 | 50
| 31 | 31 | 31 | 31 | 31 | 31
| 400 | 400 | 400 | 400 | 400 | 400
| 360 | 360 | 360 | 360 | 360 | 360
| 110 | 110 | 110 | 110 | 110 | 110
| 25 | 25 | 25 | 25 | 25 | 25
| 6 | 6 | 6 | 6 | 6 | 6
| 485 | 485 | 485 | 485 | 485 | 485
| 591 | 596 | 596 | 596 | 596 | 596
| 3 | 3 | 3 | 3 | 3 | 3
| 0 | 0 | 0 | 0 | 0 | 0
| 325 | 325 | 325 | 325 | 325 | 325
| 12 | 12 | 12 | 12 | 12 | 12
| 15 | 15 | 15 | 15 | 15 | 15
| 0 | 0 | 0 | 0 | 0 | 0
Generation from private networks | 5313 | 5318 | 5318 | 5318 | 5318 | 5318
Permian 5 | 115 | 0 | 0 | 0 | 0 | 0
RMR | 115 | 0 | 0 | 0 | 0 | 0
Eagle Pass | 36 | 36 | 36 | 36 | 36 | 36
East | 600 | 600 | 600 | 600 | 600 | 600
Laredo VFT | 100 | 100 | 100 | 100 | 100 | 100
North | 220 | 220 | 220 | 220 | 220 | 220
Sharyland | 150 | 150 | 150 | 150 | 150 | 150
Asynchronous ties | 1106 | 1106 | 1106 | 1106 | 1106 | 1106
Kiamichi Energy Facility 1CT101 | 142 | 142 | 142 | 142 | 142 | 142
Kiamichi Energy Facility 1CT201 | 144 | 144 | 144 | 144 | 144 | 144
Kiamichi Energy Facility 1ST | 310 | 310 | 310 | 310 | 310 | 310
Kiamichi Energy Facility 2CT101 | 136 | 136 | 136 | 136 | 136 | 136
Kiamichi Energy Facility 2CT201 | 138 | 138 | 138 | 138 | 138 | 138
Kiamichi Energy Facility 2ST | 303 | 303 | 303 | 303 | 303 | 303
Tenaska-Frontier 1 | 156 | 156 | 156 | 156 | 156 | 156
Tenaska-Frontier 2 | 159 | 159 | 159 | 159 | 159 | 159
Tenaska-Frontier 3 | 158 | 158 | 158 | 158 | 158 | 158
Tenaska-Frontier 4 | 380 | 380 | 380 | 380 | 380 | 380
Tenaska-Gateway 1 | 149 | 149 | 149 | 149 | 149 | 149
Tenaska-Gateway 2 | 128 | 128 | 128 | 128 | 128 | 128
Tenaska-Gateway 3 | 146 | 146 | 146 | 146 | 146 | 146
Tenaska-Gateway 4 | 399 | 399 | 399 | 399 | 399 | 399
SWITCHABLE | 2848 | 2848 | 2848 | 2848 | 2848 | 2848
Barton Chapel Wind | 120 | 120 | 120 | 120 | 120 | 120
Buffalo Gap Wind Farm 1 | 120 | 120 | 120 | 120 | 120 | 120
Buffalo Gap Wind Farm 2 | 233 | 233 | 233 | 233 | 233 | 233
Buffalo Gap Wind Farm 3 | 150 | 150 | 150 | 150 | 150 | 150
Bull Creek Wind Plant | 91 | 91 | 91 | 91 | 91 | 91
Bull Creek Wind Plant | 89 | 89 | 89 | 89 | 89 | 89
Callahan Wind | 114 | 114 | 114 | 114 | 114 | 114
Camp Springs 1 | 130 | 130 | 130 | 130 | 130 | 130
Camp Springs 2 | 120 | 120 | 120 | 120 | 120 | 120
Capricorn Ridge Wind 1 | 200 | 200 | 200 | 200 | 200 | 200
Capricorn Ridge Wind 2 | 186 | 186 | 186 | 186 | 186 | 186
Capricorn Ridge Wind 3 | 140 | 140 | 140 | 140 | 140 | 140
Capricorn Ridge Wind 4 | 115 | 115 | 115 | 115 | 115 | 115
Champion Wind Farm | 120 | 120 | 120 | 120 | 120 | 120
Delaware Mountain Wind Farm | 30 | 30 | 30 | 30 | 30 | 30
Desert Sky Wind Farm 1 | 25 | 25 | 25 | 25 | 25 | 25
Desert Sky Wind Farm 2 | 135 | 135 | 135 | 135 | 135 | 135
Elbow Creek Wind Project | 117 | 117 | 117 | 117 | 117 | 117
Forest Creek Wind Farm | 124 | 124 | 124 | 124 | 124 | 124
Goat Wind | 150 | 150 | 150 | 150 | 150 | 150
Green Mountain Energy 1 | 99 | 99 | 99 | 99 | 99 | 99
Green Mountain Energy 2 | 61 | 61 | 61 | 61 | 61 | 61
Gulf Wind I | 143 | 143 | 143 | 143 | 143 | 143
Gulf Wind I | 140 | 140 | 140 | 140 | 140 | 140
Hackberry Wind Farm | 165 | 165 | 165 | 165 | 165 | 165
Horse Hollow Wind 1 | 210 | 210 | 210 | 210 | 210 | 210
Horse Hollow Wind 2 | 115 | 115 | 115 | 115 | 115 | 115
Horse Hollow Wind 3 | 220 | 220 | 220 | 220 | 220 | 220
Horse Hollow Wind 4 | 180 | 180 | 180 | 180 | 180 | 180
Inadale Wind | 197 | 197 | 197 | 197 | 197 | 197
Indian Mesa Wind Farm | 80 | 80 | 80 | 80 | 80 | 80
King Mountain Ne | 80 | 80 | 80 | 80 | 80 | 80
King Mountain Nw | 80 | 80 | 80 | 80 | 80 | 80
King Mountain Se | 43 | 43 | 43 | 43 | 43 | 43
King Mountain Sw | 80 | 80 | 80 | 80 | 80 | 80
Kunitz Wind | 35 | 35 | 35 | 35 | 35 | 35
McAdoo Wind Farm | 150 | 150 | 150 | 150 | 150 | 150
Mesquite Wind | 200 | 200 | 200 | 200 | 200 | 200
Notrees-1 | 153 | 153 | 153 | 153 | 153 | 153
Ocotillo Wind Farm | 59 | 59 | 59 | 59 | 59 | 59
Panther Creek 1 | 143 | 143 | 143 | 143 | 143 | 143
Panther Creek 2 | 115 | 115 | 115 | 115 | 115 | 115
Pecos Wind (Woodward 1) | 80 | 80 | 80 | 80 | 80 | 80
Pecos Wind (Woodward 2) | 80 | 80 | 80 | 80 | 80 | 80
Penascal Wind | 101 | 101 | 101 | 101 | 101 | 101
Penascal Wind | 101 | 101 | 101 | 101 | 101 | 101
Post Oak Wind 1 | 100 | 100 | 100 | 100 | 100 | 100
Post Oak Wind 2 | 100 | 100 | 100 | 100 | 100 | 100
Pyron Wind Farm | 249 | 249 | 249 | 249 | 249 | 249
Red Canyon | 84 | 84 | 84 | 84 | 84 | 84
Roscoe Wind Farm | 200 | 200 | 200 | 200 | 200 | 200
Sand Bluff Wind Farm | 90 | 90 | 90 | 90 | 90 | 90
Sherbino I | 150 | 150 | 150 | 150 | 150 | 150
Silver Star | 60 | 60 | 60 | 60 | 60 | 60
Snyder Wind Farm | 63 | 63 | 63 | 63 | 63 | 63
South Trent Wind Farm | 98 | 98 | 98 | 98 | 98 | 98
Stanton Wind Energy | 120 | 120 | 120 | 120 | 120 | 120
Sweetwater Wind 1 | 37 | 37 | 37 | 37 | 37 | 37
Sweetwater Wind 2 | 16 | 16 | 16 | 16 | 16 | 16
Sweetwater Wind 3 | 100 | 100 | 100 | 100 | 100 | 100
Sweetwater Wind 4 | 130 | 130 | 130 | 130 | 130 | 130
Sweetwater Wind 5 | 80 | 80 | 80 | 80 | 80 | 80
Sweetwater Wind 6 | 105 | 105 | 105 | 105 | 105 | 105
Sweetwater Wind 7 | 119 | 119 | 119 | 119 | 119 | 119
Texas Big Spring | 40 | 40 | 40 | 40 | 40 | 40
Trent Wind Farm | 150 | 150 | 150 | 150 | 150 | 150
TSTC West Texas Wind | 2 | 2 | 2 | 2 | 2 | 2
Turkey Track Wind Energy Center | 170 | 170 | 170 | 170 | 170 | 170
West Texas Wind Energy | 70 | 70 | 70 | 70 | 70 | 70
Whirlwind Energy | 60 | 60 | 60 | 60 | 60 | 60
Wolfe Flats | 10 | 10 | 10 | 10 | 10 | 10
Wolfe Ridge | 113 | 113 | 113 | 113 | 113 | 113
WIND | 8135 | 8135 | 8135 | 8135 | 8135 | 8135
Nueces Bay 7 Repowering | 0 | 327 | 327 | 327 | 327 | 327
Pearsall Expansion | 0 | 200 | 200 | 200 | 200 | 200
Dansby3 | 0 | 48 | 48 | 48 | 48 | 48
Lufkin | 0 | 45 | 45 | 45 | 45 | 45
V H Braunig 6 | 0 | 185 | 185 | 185 | 185 | 185
Barney Davis 2 Repowering | 0 | 360 | 360 | 360 | 360 | 360
Oak Grove SES 1 | 0 | 855 | 855 | 855 | 855 | 855
TECO Central Plant | 0 | 50 | 50 | 50 | 50 | 50
Oak Grove SES 2 | 0 | 855 | 855 | 855 | 855 | 855
J K Spruce 2 | 0 | 750 | 750 | 750 | 750 | 750
Nacogdoches Project | 0 | 0 | 0 | 100 | 100 | 100
Sand Hill Peakers | 0 | 94 | 94 | 94 | 94 | 94
Jack County 2 | 0 | 0 | 620 | 620 | 620 | 620
Sandy Creek 1 | 0 | 0 | 0 | 925 | 925 | 925
Cobisa-Greenville | 0 | 0 | 0 | 0 | 1792 | 1792
New Units with Signed IA and Air Permit | 0 | 3769 | 4389 | 5414 | 7206 | 7206
Papalote Creek Wind Farm | 0 | 180 | 180 | 180 | 180 | 180
Panther Creek 3 | 0 | 200 | 200 | 200 | 200 | 200
Loraine Windpark | 0 | 251 | 251 | 251 | 251 | 251
Langford Wind Power | 0 | 150 | 150 | 150 | 150 | 150
Jackson Mountain | 0 | 90 | 90 | 90 | 90 | 90
Sherbino Mesa Wind Farm 2 | 0 | 0 | 150 | 150 | 150 | 150
Senate Wind Project | 0 | 0 | 150 | 150 | 150 | 150
Coyote Run Windfarm | 0 | 0 | 225 | 225 | 225 | 225
Gunsight Mountain | 0 | 0 | 0 | 120 | 120 | 120
Wild Horse Mountain | 0 | 0 | 0 | 120 | 120 | 120
Sterling Energy Center | 0 | 0 | 0 | 300 | 300 | 300
Lenorah Project | 0 | 0 | 0 | 0 | 251 | 251
Cottonwood Wind | 0 | 0 | 0 | 0 | 100 | 100
Mesquite Wind Phase 4 | 0 | 0 | 0 | 0 | 136 | 136
New Wind Generation | 0 | 871 | 1396 | 1936 | 2423 | 2423
Atkins 3 | 12 | 12 | 12 | 12 | 12 | 12
Atkins 4 | 22 | 22 | 22 | 22 | 22 | 22
Atkins 5 | 25 | 25 | 25 | 25 | 25 | 25
Atkins 6 | 50 | 50 | 50 | 50 | 50 | 50
Collin 1 | 138 | 138 | 138 | 138 | 138 | 138
W B Tuttle 1 | 51 | 51 | 51 | 51 | 51 | 51
W B Tuttle 3 | 0 | 96 | 96 | 96 | 96 | 96
W B Tuttle 4 | 151 | 151 | 151 | 151 | 151 | 151
DeCordova 1 | 0 | 811 | 811 | 811 | 811 | 811
Eagle Mountain 1 | 112 | 112 | 112 | 112 | 112 | 112
Eagle Mountain 2 | 100 | 100 | 100 | 100 | 100 | 100
Eagle Mountain 3 | 378 | 378 | 378 | 378 | 378 | 378
Lake Creek 1 | 0 | 75 | 75 | 75 | 75 | 75
Lake Creek 2 | 0 | 227 | 227 | 227 | 227 | 227
Morgan Creek 5 | 137 | 137 | 137 | 137 | 137 | 137
Morgan Creek 6 | 457 | 457 | 457 | 457 | 457 | 457
North Lake 1 | 176 | 176 | 176 | 176 | 176 | 176
North Lake 2 | 182 | 182 | 182 | 182 | 182 | 182
North Lake 3 | 353 | 353 | 353 | 353 | 353 | 353
Sweetwater 1 | 30 | 30 | 30 | 30 | 30 | 30
Sweetwater CT1 | 72 | 72 | 72 | 72 | 72 | 72
Sweetwater CT2 | 68 | 68 | 68 | 68 | 68 | 68
Sweetwater CT3 | 61 | 61 | 61 | 61 | 61 | 61
P H Robinson 1 | 444 | 444 | 444 | 444 | 444 | 444
P H Robinson 2 | 459 | 459 | 459 | 459 | 459 | 459
P H Robinson 3 | 551 | 551 | 551 | 551 | 551 | 551
P H Robinson 4 | 733 | 733 | 733 | 733 | 733 | 733
Permian Basin 6 | 0 | 515 | 515 | 515 | 515 | 515
SR Bertron T1 | 32 | 32 | 32 | 32 | 32 | 32
J L Bates 1 | 71 | 71 | 71 | 71 | 71 | 71
J L Bates 2 | 110 | 110 | 110 | 110 | 110 | 110
Nueces Bay 7 | 323 | 323 | 323 | 323 | 323 | 323
Tradinghouse 1 | 581 | 581 | 581 | 581 | 581 | 581
Mothballed | 5879 | 7603 | 7603 | 7603 | 7603 | 7603
Comanche Peak 1&2 Upgrade | 0 | 0 | 86 | 86 | 86 | 86
Pampa Energy Center | 0 | 0 | 0 | 0 | 165 | 165
Potential Public Non-Wind Resources | 0 | 0 | 86 | 86 | 251 | 251
M Bar Wind | 0 | 194 | 194 | 194 | 194 | 194
Pistol Hill Energy Center | 0 | 141 | 141 | 141 | 141 | 141
Gray Wind Project | 0 | 165 | 165 | 165 | 165 | 165
Buffalo Gap 4 and 5 | 0 | 300 | 300 | 300 | 300 | 300
Wind Tex Energy Stephens Wind Farm | 0 | 378 | 378 | 378 | 378 | 378
McAdoo Energy Center II | 0 | 141 | 141 | 141 | 141 | 141
Gulf Wind 2 | 0 | 300 | 300 | 300 | 300 | 300
Gatesville Wind Farm | 0 | 500 | 500 | 500 | 500 | 500
Scurry County Wind III | 0 | 0 | 0 | 0 | 1001 | 1001
Gulf Wind 3 | 0 | 0 | 400 | 400 | 400 | 400
Throckmorton Wind Farm | 0 | 0 | 200 | 200 | 200 | 200
B&B Panhandle Wind | 0 | 0 | 350 | 350 | 350 | 350
Fort Concho Wind Farm | 0 | 0 | 0 | 400 | 400 | 400
Potential Public Wind Resources | 0 | 2119 | 3069 | 3469 | 4470 | 4470
| 20 | 20 | 20 | 20 | 20 | 20
| 400 | 400 | 400 | 400 | 400 | 400
| 0 | 263 | 263 | 263 | 263 | 263
| 0 | 275 | 275 | 275 | 275 | 275
| 0 | 3500 | 3500 | 3500 | 3500 | 3500
| 0 | 685 | 685 | 685 | 685 | 685
| 0 | 13 | 13 | 13 | 13 | 13
| 0 | 18 | 18 | 18 | 18 | 18
| 0 | 810 | 810 | 810 | 810 | 810
| 0 | 416 | 416 | 416 | 416 | 416
| 0 | 0 | 300 | 300 | 300 | 300
| 0 | 0 | 50 | 50 | 50 | 50
| 0 | 0 | 275 | 275 | 275 | 275
| 0 | 0 | 775 | 775 | 775 | 775
| 0 | 0 | 50 | 50 | 50 | 50
| 0 | 0 | 1092 | 1092 | 1092 | 1092
| 0 | 0 | 300 | 300 | 300 | 300
| 0 | 0 | 1280 | 1280 | 1280 | 1280
| 0 | 0 | 90 | 90 | 90 | 90
| 0 | 0 | 135 | 135 | 135 | 135
| 0 | 0 | 1200 | 1200 | 1200 | 1200
| 0 | 0 | 1200 | 1200 | 1200 | 1200
| 0 | 0 | 0 | 579 | 579 | 579
| 0 | 0 | 0 | 1160 | 1160 | 1160
| 0 | 0 | 0 | 640 | 640 | 640
| 0 | 0 | 0 | 680 | 680 | 680
| 0 | 0 | 0 | 646 | 646 | 646
| 0 | 0 | 0 | 550 | 550 | 550
| 0 | 0 | 0 | 296 | 296 | 296
| 0 | 0 | 0 | 875 | 875 | 875
| 0 | 0 | 0 | 0 | 1200 | 1200
| 0 | 0 | 0 | 0 | 875 | 875
| 0 | 0 | 0 | 0 | 0 | 756
| 0 | 0 | 0 | 0 | 0 | 850
Potential Confidential Non-Wind Resources | 420 | 6400 | 13147 | 18573 | 20648 | 22254
| 200 | 200 | 200 | 200 | 200 | 200
| 200 | 200 | 200 | 200 | 200 | 200
| 249 | 249 | 249 | 249 | 249 | 249
| 50 | 50 | 50 | 50 | 50 | 50
| 200 | 200 | 200 | 200 | 200 | 200
| 200 | 200 | 200 | 200 | 200 | 200
| 41 | 41 | 41 | 41 | 41 | 41
| 180 | 180 | 180 | 180 | 180 | 180
| 0 | 60 | 60 | 60 | 60 | 60
| 0 | 300 | 300 | 300 | 300 | 300
| 0 | 140 | 140 | 140 | 140 | 140
| 0 | 35 | 35 | 35 | 35 | 35
| 0 | 248 | 248 | 248 | 248 | 248
| 0 | 299 | 299 | 299 | 299 | 299
| 0 | 70 | 70 | 70 | 70 | 70
| 0 | 401 | 401 | 401 | 401 | 401
| 0 | 150 | 150 | 150 | 150 | 150
| 0 | 100 | 100 | 100 | 100 | 100
| 0 | 200 | 200 | 200 | 200 | 200
| 0 | 90 | 90 | 90 | 90 | 90
| 0 | 148.5 | 148.5 | 148.5 | 148.5 | 148.5
| 0 | 149 | 149 | 149 | 149 | 149
| 0 | 100 | 100 | 100 | 100 | 100
| 0 | 249 | 249 | 249 | 249 | 249
| 0 | 35 | 35 | 35 | 35 | 35
| 0 | 100 | 100 | 100 | 100 | 100
| 0 | 258 | 258 | 258 | 258 | 258
| 0 | 500 | 500 | 500 | 500 | 500
| 0 | 300 | 300 | 300 | 300 | 300
| 0 | 150 | 150 | 150 | 150 | 150
| 0 | 400 | 400 | 400 | 400 | 400
| 0 | 250 | 250 | 250 | 250 | 250
| 0 | 150 | 150 | 150 | 150 | 150
| 0 | 1000 | 1000 | 1000 | 1000 | 1000
| 0 | 1000 | 1000 | 1000 | 1000 | 1000
| 0 | 200 | 200 | 200 | 200 | 200
| 0 | 200 | 200 | 200 | 200 | 200
| 0 | 2940 | 2940 | 2940 | 2940 | 2940
| 0 | 140 | 140 | 140 | 140 | 140
| 0 | 264 | 264 | 264 | 264 | 264
| 0 | 734 | 734 | 734 | 734 | 734
| 0 | 150 | 150 | 150 | 150 | 150
| 0 | 249 | 249 | 249 | 249 | 249
| 0 | 249 | 249 | 249 | 249 | 249
| 0 | 750 | 750 | 750 | 750 | 750
| 0 | 36 | 36 | 36 | 36 | 36
| 0 | 60 | 60 | 60 | 60 | 60
| 0 | 386 | 386 | 386 | 386 | 386
| 0 | 36 | 36 | 36 | 36 | 36
| 0 | 42 | 42 | 42 | 42 | 42
| 0 | 0 | 400 | 400 | 400 | 400
| 0 | 0 | 21 | 21 | 21 | 21
| 0 | 0 | 350 | 350 | 350 | 350
| 0 | 0 | 88 | 88 | 88 | 88
| 0 | 0 | 350 | 350 | 350 | 350
| 0 | 0 | 70 | 70 | 70 | 70
| 0 | 0 | 200 | 200 | 200 | 200
| 0 | 0 | 200 | 200 | 200 | 200
| 0 | 0 | 500 | 500 | 500 | 500
| 0 | 0 | 180 | 180 | 180 | 180
| 0 | 0 | 210 | 210 | 210 | 210
| 0 | 0 | 200 | 200 | 200 | 200
| 0 | 0 | 270 | 270 | 270 | 270
| 0 | 0 | 400 | 400 | 400 | 400
| 0 | 0 | 249 | 249 | 249 | 249
| 0 | 0 | 200 | 200 | 200 | 200
| 0 | 0 | 400.5 | 400.5 | 400.5 | 400.5
| 0 | 0 | 300 | 300 | 300 | 300
| 0 | 0 | 250.7 | 250.7 | 250.7 | 250.7
| 0 | 0 | 170 | 170 | 170 | 170
| 0 | 0 | 101 | 101 | 101 | 101
| 0 | 0 | 609 | 609 | 609 | 609
| 0 | 0 | 399 | 399 | 399 | 399
| 0 | 0 | 200 | 200 | 200 | 200
| 0 | 0 | 200 | 200 | 200 | 200
| 0 | 0 | 183 | 183 | 183 | 183
| 0 | 0 | 149 | 149 | 149 | 149
| 0 | 0 | 200 | 200 | 200 | 200
| 0 | 0 | 200 | 200 | 200 | 200
| 0 | 0 | 144 | 144 | 144 | 144
| 0 | 0 | 0 | 201 | 201 | 201
| 0 | 0 | 0 | 1000 | 1000 | 1000
| 0 | 0 | 0 | 141 | 141 | 141
| 0 | 0 | 0 | 500 | 500 | 500
| 0 | 0 | 0 | 200 | 200 | 200
| 0 | 0 | 0 | 300 | 300 | 300
| 0 | 0 | 0 | 400 | 400 | 400
| 0 | 0 | 0 | 0 | 750 | 750
| 0 | 0 | 0 | 0 | 250 | 250
| 0 | 0 | 0 | 0 | 250 | 250
| 0 | 0 | 0 | 0 | 250 | 250
| 0 | 0 | 0 | 0 | 1100 | 1100
| 0 | 0 | 0 | 0 | 200 | 200
| 0 | 0 | 0 | 0 | 400 | 400
| 0 | 0 | 0 | 0 | 0 | 600
| 0 | 0 | 0 | 0 | 0 | 750
| 0 | 0 | 0 | 0 | 0 | 200
| 0 | 0 | 0 | 0 | 0 | 0
Potential Confidential Wind Resources | 1320 | 14638.5 | 22032.7 | 24774.7 | 27974.7 | 29524.7
Confidential Information
Confidential Information
Confidential Information
Confidential Information
Confidential Information
Confidential Information
Confidential Information
Confidential Information

## WinterCapacities
Unit Capacities - Winter
Units used in determining the generation resources in the Winter Summary
Operational capacities are based on unit testing. Other capacities are based on information provided by the plant owners. This list includes MW available to the grid from private network (self-serve) units. It also includes distributed generation units that have registered with ERCOT. Data without unit names are for private network units or are planned generation that is not public.
Unit Name | 2009/10 | 2010/11 | 2011/12 | 2012/13 | 2013/14 | 2014/15
A von Rosenberg 1-CT1 | 178 | 178 | 178 | 178 | 178 | 178
A von Rosenberg 1-CT2 | 178 | 178 | 178 | 178 | 178 | 178
A von Rosenberg 1-ST1 | 182 | 182 | 182 | 182 | 182 | 182
AEDOMG 1 | 5 | 5 | 5 | 5 | 5 | 5
AES Deepwater 1 | 185 | 185 | 185 | 185 | 185 | 185
Amistad Hydro 1 | 33 | 33 | 33 | 33 | 33 | 33
Amistad Hydro 2 | 25 | 25 | 25 | 25 | 25 | 25
Atascocita 1 | 10.1 | 10.1 | 10.1 | 10.1 | 10.1 | 10.1
Atkins 7 | 20 | 20 | 20 | 20 | 20 | 20
Austin 1 | 8 | 8 | 8 | 8 | 8 | 8
Austin 2 | 8 | 8 | 8 | 8 | 8 | 8
B M Davis 1 | 346 | 346 | 346 | 346 | 346 | 346
B M Davis 2 | 355 | 355 | 355 | 355 | 355 | 355
Bastrop Energy Center 1 | 163 | 163 | 163 | 163 | 163 | 163
Bastrop Energy Center 2 | 161.5 | 161.5 | 161.5 | 161.5 | 161.5 | 161.5
Bastrop Energy Center 3 | 235 | 235 | 235 | 235 | 235 | 235
Baytown 1 | 3.9 | 3.9 | 3.9 | 3.9 | 3.9 | 3.9
Big Brown 1 | 615 | 615 | 615 | 615 | 615 | 615
Big Brown 2 | 589 | 589 | 589 | 589 | 589 | 589
Bio Energy Partners 1 | 2.8 | 2.8 | 2.8 | 2.8 | 2.8 | 2.8
Bio Energy Partners 2 | 2.8 | 2.8 | 2.8 | 2.8 | 2.8 | 2.8
Bluebonnet 1 | 3.9 | 3.9 | 3.9 | 3.9 | 3.9 | 3.9
Bosque County Peaking 1 | 151 | 151 | 151 | 151 | 151 | 151
Bosque County Peaking 2 | 154 | 154 | 154 | 154 | 154 | 154
Bosque County Peaking 3 | 147.7577 | 147.7577 | 147.7577 | 147.7577 | 147.7577 | 147.7577
Bosque County Peaking 4 | 82.6354 | 82.6354 | 82.6354 | 82.6354 | 82.6354 | 82.6354
Bosque County Unit 5 | 255 | 255 | 255 | 255 | 255 | 255
Brazos Valley 1 | 167.3 | 167.3 | 167.3 | 167.3 | 167.3 | 167.3
Brazos Valley 2 | 167.3 | 167.3 | 167.3 | 167.3 | 167.3 | 167.3
Brazos Valley 3 | 254 | 254 | 254 | 254 | 254 | 254
Buchanan 1 | 18 | 18 | 18 | 18 | 18 | 18
Buchanan 2 | 18 | 18 | 18 | 18 | 18 | 18
Buchanan 3 | 15 | 15 | 15 | 15 | 15 | 15
C E Newman 5 | 40 | 40 | 40 | 40 | 40 | 40
CVC Channelview 1 | 163 | 163 | 163 | 163 | 163 | 163
CVC Channelview 2 | 163 | 163 | 163 | 163 | 163 | 163
CVC Channelview 3 | 163 | 163 | 163 | 163 | 163 | 163
CVC Channelview 5 | 135 | 135 | 135 | 135 | 135 | 135
Calenergy (Falcon Seaboard) 1 | 76 | 76 | 76 | 76 | 76 | 76
Calenergy (Falcon Seaboard) 2 | 76 | 76 | 76 | 76 | 76 | 76
Calenergy (Falcon Seaboard) 3 | 66 | 66 | 66 | 66 | 66 | 66
Canyon 1 | 6 | 6 | 6 | 6 | 6 | 6
Canyon 2 | 3 | 3 | 3 | 3 | 3 | 3
Cedar Bayou 1 | 748 | 748 | 748 | 748 | 748 | 748
Cedar Bayou 2 | 762 | 762 | 762 | 762 | 762 | 762
Cedar Bayou 4 | 0 | 0 | 0 | 0 | 0 | 0
Coleto Creek | 634.4 | 634.4 | 634.4 | 634.4 | 634.4 | 634.4
Colorado Bend Energy Center 1 | 275 | 275 | 275 | 275 | 275 | 275
Colorado Bend Energy Center 2 | 275 | 275 | 275 | 275 | 275 | 275
Comanche Peak 1 | 1177 | 1177 | 1177 | 1177 | 1177 | 1177
Comanche Peak 2 | 1175 | 1175 | 1175 | 1175 | 1175 | 1175
Covel Gardens LG Power Station 1 | 1.6 | 1.6 | 1.6 | 1.6 | 1.6 | 1.6
Covel Gardens LG Power Station 2 | 1.6 | 1.6 | 1.6 | 1.6 | 1.6 | 1.6
Covel Gardens LG Power Station 3 | 1.6 | 1.6 | 1.6 | 1.6 | 1.6 | 1.6
Covel Gardens LG Power Station 4 | 1.6 | 1.6 | 1.6 | 1.6 | 1.6 | 1.6
Covel Gardens LG Power Station 5 | 1.6 | 1.6 | 1.6 | 1.6 | 1.6 | 1.6
Covel Gardens LG Power Station 6 | 1.6 | 1.6 | 1.6 | 1.6 | 1.6 | 1.6
Dansby 1 | 108 | 108 | 108 | 108 | 108 | 108
Dansby 2 | 47.3 | 47.3 | 47.3 | 47.3 | 47.3 | 47.3
Decker Creek 1 | 344 | 344 | 344 | 344 | 344 | 344
Decker Creek 2 | 424 | 424 | 424 | 424 | 424 | 424
Decker Creek G1 | 56 | 56 | 56 | 56 | 56 | 56
Decker Creek G2 | 56 | 56 | 56 | 56 | 56 | 56
Decker Creek G3 | 60 | 60 | 60 | 60 | 60 | 60
Decker Creek G4 | 51 | 51 | 51 | 51 | 51 | 51
DeCordova A | 84 | 84 | 84 | 84 | 84 | 84
DeCordova B | 84 | 84 | 84 | 84 | 84 | 84
DeCordova C | 84 | 84 | 84 | 84 | 84 | 84
DeCordova D | 84 | 84 | 84 | 84 | 84 | 84
Deer Park Energy Center 1 | 163.2 | 163.2 | 163.2 | 163.2 | 163.2 | 163.2
Deer Park Energy Center 2 | 157.1 | 157.1 | 157.1 | 157.1 | 157.1 | 157.1
Deer Park Energy Center 3 | 157.5 | 157.5 | 157.5 | 157.5 | 157.5 | 157.5
Deer Park Energy Center 4 | 157 | 157 | 157 | 157 | 157 | 157
Deer Park Energy Center S | 238.2 | 238.2 | 238.2 | 238.2 | 238.2 | 238.2
Denison Dam 1 | 40 | 40 | 40 | 40 | 40 | 40
Denison Dam 2 | 40 | 40 | 40 | 40 | 40 | 40
Dunlop (Schumansville) 1 | 4 | 4 | 4 | 4 | 4 | 4
Eagle Pass 1 | 6 | 6 | 6 | 6 | 6 | 6
Eagle Pass 2 | 2 | 2 | 2 | 2 | 2 | 2
Eagle Pass 3 | 2 | 2 | 2 | 2 | 2 | 2
Ennis Power Station 1 | 128 | 128 | 128 | 128 | 128 | 128
Ennis Power Station 2 | 116 | 116 | 116 | 116 | 116 | 116
ExTex La Porte Power Station (AirPro) 1 | 42 | 42 | 42 | 42 | 42 | 42
ExTex La Porte Power Station (AirPro) 2 | 42 | 42 | 42 | 42 | 42 | 42
ExTex La Porte Power Station (AirPro) 3 | 41 | 41 | 41 | 41 | 41 | 41
ExTex La Porte Power Station (AirPro) 4 | 41 | 41 | 41 | 41 | 41 | 41
Falcon Hydro 1 | 12 | 12 | 12 | 12 | 12 | 12
Falcon Hydro 2 | 12 | 12 | 12 | 12 | 12 | 12
Falcon Hydro 3 | 11 | 11 | 11 | 11 | 11 | 11
Fayette Power Project 1 | 616 | 616 | 616 | 616 | 616 | 616
Fayette Power Project 2 | 610 | 610 | 610 | 610 | 610 | 610
Fayette Power Project 3 | 441 | 441 | 441 | 441 | 441 | 441
Forney Energy Center GT11 | 185 | 185 | 185 | 185 | 185 | 185
Forney Energy Center GT12 | 182 | 182 | 182 | 182 | 182 | 182
Forney Energy Center GT13 | 183 | 183 | 183 | 183 | 183 | 183
Forney Energy Center GT21 | 185 | 185 | 185 | 185 | 185 | 185
Forney Energy Center GT22 | 181 | 181 | 181 | 181 | 181 | 181
Forney Energy Center GT23 | 184 | 184 | 184 | 184 | 184 | 184
Forney Energy Center STG10 | 414 | 414 | 414 | 414 | 414 | 414
Forney Energy Center STG20 | 412 | 412 | 412 | 412 | 412 | 412
Freestone Energy Center 1 | 167.2 | 167.2 | 167.2 | 167.2 | 167.2 | 167.2
Freestone Energy Center 2 | 170 | 170 | 170 | 170 | 170 | 170
Freestone Energy Center 3 | 183 | 183 | 183 | 183 | 183 | 183
Freestone Energy Center 4 | 170 | 170 | 170 | 170 | 170 | 170
Freestone Energy Center 5 | 171.9 | 171.9 | 171.9 | 171.9 | 171.9 | 171.9
Freestone Energy Center 6 | 182.3 | 182.3 | 182.3 | 182.3 | 182.3 | 182.3
Frontera 1 | 154.21 | 154.21 | 154.21 | 154.21 | 154.21 | 154.21
Frontera 2 | 150 | 150 | 150 | 150 | 150 | 150
Frontera 3 | 173.14 | 173.14 | 173.14 | 173.14 | 173.14 | 173.14
FW Regional LFG Generation Facility 1 | 8 | 8 | 8 | 8 | 8 | 8
GBRA H 4 | 2.4 | 2.4 | 2.4 | 2.4 | 2.4 | 2.4
GBRA H 5 | 2.4 | 2.4 | 2.4 | 2.4 | 2.4 | 2.4
GBRA TP 4 | 2.4 | 2.4 | 2.4 | 2.4 | 2.4 | 2.4
Gibbons Creek 1 | 466 | 466 | 466 | 466 | 466 | 466
Graham 1 | 244 | 244 | 244 | 244 | 244 | 244
Graham 2 | 375 | 375 | 375 | 375 | 375 | 375
Granite Shoals 1 | 28.8 | 28.8 | 28.8 | 28.8 | 28.8 | 28.8
Granite Shoals 2 | 29.7 | 29.7 | 29.7 | 29.7 | 29.7 | 29.7
Greens Bayou 5 | 413 | 413 | 413 | 413 | 413 | 413
Greens Bayou 73 | 49 | 49 | 49 | 49 | 49 | 49
Greens Bayou 74 | 48 | 48 | 48 | 48 | 48 | 48
Greens Bayou 81 | 49 | 49 | 49 | 49 | 49 | 49
Greens Bayou 82 | 75 | 75 | 75 | 75 | 75 | 75
Greens Bayou 83 | 76 | 76 | 76 | 76 | 76 | 76
Greens Bayou 84 | 72 | 72 | 72 | 72 | 72 | 72
Guadalupe Generating Station 1 | 167 | 167 | 167 | 167 | 167 | 167
Guadalupe Generating Station 2 | 158 | 158 | 158 | 158 | 158 | 158
Guadalupe Generating Station 3 | 157 | 157 | 157 | 157 | 157 | 157
Guadalupe Generating Station 4 | 169 | 169 | 169 | 169 | 169 | 169
Guadalupe Generating Station 5 | 186 | 186 | 186 | 186 | 186 | 186
Guadalupe Generating Station 6 | 209 | 209 | 209 | 209 | 209 | 209
Handley 3 | 407 | 407 | 407 | 407 | 407 | 407
Handley 4 | 435 | 435 | 435 | 435 | 435 | 435
Handley 5 | 436 | 436 | 436 | 436 | 436 | 436
Hays Energy Facility 1 | 236.6 | 236.6 | 236.6 | 236.6 | 236.6 | 236.6
Hays Energy Facility 2 | 243 | 243 | 243 | 243 | 243 | 243
Hays Energy Facility 3 | 251 | 251 | 251 | 251 | 251 | 251
Hays Energy Facility 4 | 233 | 233 | 233 | 233 | 233 | 233
Hidalgo 1 | 167.2 | 167.2 | 167.2 | 167.2 | 167.2 | 167.2
Hidalgo 2 | 164 | 164 | 164 | 164 | 164 | 164
Hidalgo 3 | 175 | 175 | 175 | 175 | 175 | 175
Inks 1 | 13.64 | 13.64 | 13.64 | 13.64 | 13.64 | 13.64
J K Spruce 1 | 560 | 560 | 560 | 560 | 560 | 560
J T Deely 1 | 399 | 399 | 399 | 399 | 399 | 399
J T Deely 2 | 401 | 401 | 401 | 401 | 401 | 401
J T Deely 3 | 80 | 80 | 80 | 80 | 80 | 80
Jack County Generation Facility 1 | 160 | 160 | 160 | 160 | 160 | 160
Jack County Generation Facility 2 | 160 | 160 | 160 | 160 | 160 | 160
Jack County Generation Facility 3 | 300 | 300 | 300 | 300 | 300 | 300
Johnson County Generation Facility 1 | 90 | 90 | 90 | 90 | 90 | 90
Johnson County Generation Facility 2 | 168 | 168 | 168 | 168 | 168 | 168
Lake Hubbard 1 | 396 | 396 | 396 | 396 | 396 | 396
Lake Hubbard 2 | 532 | 532 | 532 | 532 | 532 | 532
Lamar Power Project CT11 | 180 | 180 | 180 | 180 | 180 | 180
Lamar Power Project CT12 | 178 | 178 | 178 | 178 | 178 | 178
Lamar Power Project CT21 | 178 | 178 | 178 | 178 | 178 | 178
Lamar Power Project CT22 | 182 | 182 | 182 | 182 | 182 | 182
Lamar Power Project STG1 | 203 | 203 | 203 | 203 | 203 | 203
Lamar Power Project STG2 | 205 | 205 | 205 | 205 | 205 | 205
Laredo Peaking 4 | 132 | 132 | 132 | 132 | 132 | 132
Laredo Peaking 5 | 132 | 132 | 132 | 132 | 132 | 132
Leon Creek 3 | 60 | 60 | 60 | 60 | 60 | 60
Leon Creek 4 | 95 | 95 | 95 | 95 | 95 | 95
Leon Creek Peaking 1 | 44 | 44 | 44 | 44 | 44 | 44
Leon Creek Peaking 2 | 48 | 48 | 48 | 48 | 48 | 48
Leon Creek Peaking 3 | 45 | 45 | 45 | 45 | 45 | 45
Leon Creek Peaking 4 | 46 | 46 | 46 | 46 | 46 | 46
Lewisville 1 | 2.8 | 2.8 | 2.8 | 2.8 | 2.8 | 2.8
Limestone 1 | 833 | 833 | 833 | 833 | 833 | 833
Limestone 2 | 861 | 861 | 861 | 861 | 861 | 861
Lost Pines 1 | 183 | 183 | 183 | 183 | 183 | 183
Lost Pines 2 | 182.3 | 182.3 | 182.3 | 182.3 | 182.3 | 182.3
Lost Pines 3 | 183.7 | 183.7 | 183.7 | 183.7 | 183.7 | 183.7
Magic Valley 1 | 250 | 250 | 250 | 250 | 250 | 250
Magic Valley 2 | 245 | 245 | 245 | 245 | 245 | 245
Magic Valley 3 | 259 | 259 | 259 | 259 | 259 | 259
Marble Falls 1 | 18 | 18 | 18 | 18 | 18 | 18
Marble Falls 2 | 18 | 18 | 18 | 18 | 18 | 18
Marshall Ford 1 | 36 | 36 | 36 | 36 | 36 | 36
Marshall Ford 2 | 35 | 35 | 35 | 35 | 35 | 35
Marshall Ford 3 | 36 | 36 | 36 | 36 | 36 | 36
Martin Lake 1 | 804 | 804 | 804 | 804 | 804 | 804
Martin Lake 2 | 803 | 803 | 803 | 803 | 803 | 803
Martin Lake 3 | 805 | 805 | 805 | 805 | 805 | 805
McQueeney (Abbott) 1 | 2.4 | 2.4 | 2.4 | 2.4 | 2.4 | 2.4
McQueeney (Abbott) 2 | 2.4 | 2.4 | 2.4 | 2.4 | 2.4 | 2.4
Midlothian 1 | 232 | 232 | 232 | 232 | 232 | 232
Midlothian 2 | 230 | 230 | 230 | 230 | 230 | 230
Midlothian 3 | 225 | 225 | 225 | 225 | 225 | 225
Midlothian 4 | 231 | 231 | 231 | 231 | 231 | 231
Midlothian 5 | 255 | 255 | 255 | 255 | 255 | 255
Midlothian 6 | 229.1188 | 229.1188 | 229.1188 | 229.1188 | 229.1188 | 229.1188
Monticello 1 | 594 | 594 | 594 | 594 | 594 | 594
Monticello 2 | 586 | 586 | 586 | 586 | 586 | 586
Monticello 3 | 800 | 800 | 800 | 800 | 800 | 800
Morgan Creek A | 81 | 81 | 81 | 81 | 81 | 81
Morgan Creek B | 82 | 82 | 82 | 82 | 82 | 82
Morgan Creek C | 82 | 82 | 82 | 82 | 82 | 82
Morgan Creek D | 81 | 81 | 81 | 81 | 81 | 81
Morgan Creek E | 81 | 81 | 81 | 81 | 81 | 81
Morris Sheppard 1 | 12 | 12 | 12 | 12 | 12 | 12
Morris Sheppard 2 | 12 | 12 | 12 | 12 | 12 | 12
Mountain Creek 6 | 126 | 126 | 126 | 126 | 126 | 126
Mountain Creek 7 | 123 | 123 | 123 | 123 | 123 | 123
Mountain Creek 8 | 565 | 565 | 565 | 565 | 565 | 565
Nelson Gardens Landfill 1 | 1.8 | 1.8 | 1.8 | 1.8 | 1.8 | 1.8
Nelson Gardens Landfill 2 | 1.8 | 1.8 | 1.8 | 1.8 | 1.8 | 1.8
Nolte 1 | 1.2 | 1.2 | 1.2 | 1.2 | 1.2 | 1.2
Nolte 2 | 1.2 | 1.2 | 1.2 | 1.2 | 1.2 | 1.2
North Texas 1 | 18 | 18 | 18 | 18 | 18 | 18
North Texas 2 | 18 | 18 | 18 | 18 | 18 | 18
North Texas 3 | 39 | 39 | 39 | 39 | 39 | 39
O W Sommers 1 | 419 | 419 | 419 | 419 | 419 | 419
O W Sommers 2 | 421 | 421 | 421 | 421 | 421 | 421
O W Sommers 3 | 8 | 8 | 8 | 8 | 8 | 8
O W Sommers 4 | 8 | 8 | 8 | 8 | 8 | 8
O W Sommers 5 | 8 | 8 | 8 | 8 | 8 | 8
O W Sommers 6 | 8 | 8 | 8 | 8 | 8 | 8
Oak Ridge North 1-3 | 4.8 | 4.8 | 4.8 | 4.8 | 4.8 | 4.8
Odessa-Ector Generating Station C11 | 145 | 145 | 145 | 145 | 145 | 145
Odessa-Ector Generating Station C12 | 161 | 161 | 161 | 161 | 161 | 161
Odessa-Ector Generating Station C21 | 161 | 161 | 161 | 161 | 161 | 161
Odessa-Ector Generating Station C22 | 168 | 168 | 168 | 168 | 168 | 168
Odessa-Ector Generating Station ST1 | 213 | 213 | 213 | 213 | 213 | 213
Odessa-Ector Generating Station ST2 | 213 | 213 | 213 | 213 | 213 | 213
Oklaunion 1 | 651 | 651 | 651 | 651 | 651 | 651
Paris Energy Center 1 | 80 | 80 | 80 | 80 | 80 | 80
Paris Energy Center 2 | 84 | 84 | 84 | 84 | 84 | 84
Paris Energy Center 3 | 91 | 91 | 91 | 91 | 91 | 91
Pearsall 1 | 25 | 25 | 25 | 25 | 25 | 25
Pearsall 2 | 25 | 25 | 25 | 25 | 25 | 25
Pearsall 3 | 24 | 24 | 24 | 24 | 24 | 24
Permian Basin A | 69 | 69 | 69 | 69 | 69 | 69
Permian Basin B | 79 | 79 | 79 | 79 | 79 | 79
Permian Basin C | 71 | 71 | 71 | 71 | 71 | 71
Permian Basin D | 74 | 74 | 74 | 74 | 74 | 74
Permian Basin E | 77 | 77 | 77 | 77 | 77 | 77
Powerlane Plant 1 | 20 | 20 | 20 | 20 | 20 | 20
Powerlane Plant 2 | 26 | 26 | 26 | 26 | 26 | 26
Powerlane Plant 3 | 41 | 41 | 41 | 41 | 41 | 41
Quail Run Energy STG1 | 98.1 | 98.1 | 98.1 | 98.1 | 98.1 | 98.1
Quail Run Energy GT1 | 90.6 | 90.6 | 90.6 | 90.6 | 90.6 | 90.6
Quail Run Energy GT2 | 90.6 | 90.6 | 90.6 | 90.6 | 90.6 | 90.6
Quail Run Energy STG2 | 98.1 | 98.1 | 98.1 | 98.1 | 98.1 | 98.1
Quail Run Energy GT3 | 90.6 | 90.6 | 90.6 | 90.6 | 90.6 | 90.6
Quail Run Energy GT4 | 90.6 | 90.6 | 90.6 | 90.6 | 90.6 | 90.6
R W Miller 1 | 80 | 80 | 80 | 80 | 80 | 80
R W Miller 2 | 120 | 120 | 120 | 120 | 120 | 120
R W Miller 3 | 208 | 208 | 208 | 208 | 208 | 208
R W Miller 4 | 106 | 106 | 106 | 106 | 106 | 106
R W Miller 5 | 104 | 104 | 104 | 104 | 104 | 104
Ray Olinger 1 | 77 | 77 | 77 | 77 | 77 | 77
Ray Olinger 2 | 106.2226 | 106.2226 | 106.2226 | 106.2226 | 106.2226 | 106.2226
Ray Olinger 3 | 146 | 146 | 146 | 146 | 146 | 146
Ray Olinger 4 | 91 | 91 | 91 | 91 | 91 | 91
Rayburn 1 | 11 | 11 | 11 | 11 | 11 | 11
Rayburn 10 | 39 | 39 | 39 | 39 | 39 | 39
Rayburn 2 | 11 | 11 | 11 | 11 | 11 | 11
Rayburn 3 | 25 | 25 | 25 | 25 | 25 | 25
Rayburn 4 | 2 | 2 | 2 | 2 | 2 | 2
Rayburn 5 | 2 | 2 | 2 | 2 | 2 | 2
Rayburn 7 | 46.56 | 46.56 | 46.56 | 46.56 | 46.56 | 46.56
Rayburn 8 | 49.33 | 49.33 | 49.33 | 49.33 | 49.33 | 49.33
Rayburn 9 | 46.98 | 46.98 | 46.98 | 46.98 | 46.98 | 46.98
Rio Nogales 1 | 160 | 160 | 160 | 160 | 160 | 160
Rio Nogales 2 | 167 | 167 | 167 | 167 | 167 | 167
Rio Nogales 3 | 171 | 171 | 171 | 171 | 171 | 171
Rio Nogales 4 | 303 | 303 | 303 | 303 | 303 | 303
Sandow 5 | 0 | 0 | 0 | 0 | 0 | 0
Sam Bertron 3 | 232 | 232 | 232 | 232 | 232 | 232
Sam Bertron 4 | 225 | 225 | 225 | 225 | 225 | 225
Sam Bertron ST1 | 174 | 174 | 174 | 174 | 174 | 174
Sam Bertron ST2 | 173 | 173 | 173 | 173 | 173 | 173
Sam Bertron T2 | 14 | 14 | 14 | 14 | 14 | 14
San Jacinto SES 1 | 92 | 92 | 92 | 92 | 92 | 92
San Jacinto SES 2 | 92 | 92 | 92 | 92 | 92 | 92
San Miguel 1 | 396.32 | 396.32 | 396.32 | 396.32 | 396.32 | 396.32
Sandhill Energy Center 1 | 49 | 49 | 49 | 49 | 49 | 49
Sandhill Energy Center 2 | 49 | 49 | 49 | 49 | 49 | 49
Sandhill Energy Center 3 | 48 | 48 | 48 | 48 | 48 | 48
Sandhill Energy Center 4 | 49 | 49 | 49 | 49 | 49 | 49
Sandhill Energy Center 5A | 159 | 159 | 159 | 159 | 159 | 159
Sandhill Energy Center 5C | 80 | 80 | 80 | 80 | 80 | 80
Silas Ray 10 | 47.7 | 47.7 | 47.7 | 47.7 | 47.7 | 47.7
Silas Ray 5 | 17 | 17 | 17 | 17 | 17 | 17
Silas Ray 6 | 17 | 17 | 17 | 17 | 17 | 17
Silas Ray 9 | 45.73 | 45.73 | 45.73 | 45.73 | 45.73 | 45.73
Sim Gideon 1 | 140 | 140 | 140 | 140 | 140 | 140
Sim Gideon 2 | 135 | 135 | 135 | 135 | 135 | 135
Sim Gideon 3 | 334 | 334 | 334 | 334 | 334 | 334
Small Hydro of Texas 1 | 12 | 12 | 12 | 12 | 12 | 12
South Texas 1 | 1363 | 1363 | 1363 | 1363 | 1363 | 1363
South Texas 2 | 1360 | 1360 | 1360 | 1360 | 1360 | 1360
Spencer 4 | 61 | 61 | 61 | 61 | 61 | 61
Spencer 5 | 65 | 65 | 65 | 65 | 65 | 65
Stryker Creek 1 | 178 | 178 | 178 | 178 | 178 | 178
Stryker Creek 2 | 514 | 514 | 514 | 514 | 514 | 514
Stryker Creek D1 | 11 | 11 | 11 | 11 | 11 | 11
T H Wharton 3 | 116 | 116 | 116 | 116 | 116 | 116
T H Wharton 31 | 69 | 69 | 69 | 69 | 69 | 69
T H Wharton 32 | 63 | 63 | 63 | 63 | 63 | 63
T H Wharton 33 | 68 | 68 | 68 | 68 | 68 | 68
T H Wharton 34 | 67 | 67 | 67 | 67 | 67 | 67
T H Wharton 4 | 107 | 107 | 107 | 107 | 107 | 107
T H Wharton 41 | 68 | 68 | 68 | 68 | 68 | 68
T H Wharton 42 | 66 | 66 | 66 | 66 | 66 | 66
T H Wharton 43 | 67 | 67 | 67 | 67 | 67 | 67
T H Wharton 44 | 62 | 62 | 62 | 62 | 62 | 62
T H Wharton 51 | 62 | 62 | 62 | 62 | 62 | 62
T H Wharton 52 | 73 | 73 | 73 | 73 | 73 | 73
T H Wharton 53 | 65 | 65 | 65 | 65 | 65 | 65
T H Wharton 54 | 66 | 66 | 66 | 66 | 66 | 66
T H Wharton 55 | 76 | 76 | 76 | 76 | 76 | 76
T H Wharton 56 | 75 | 75 | 75 | 75 | 75 | 75
T H Wharton G1 | 13 | 13 | 13 | 13 | 13 | 13
Tessman Road 1 | 1.4 | 1.4 | 1.4 | 1.4 | 1.4 | 1.4
Tessman Road 2 | 1.4 | 1.4 | 1.4 | 1.4 | 1.4 | 1.4
Tessman Road 3 | 1.4 | 1.4 | 1.4 | 1.4 | 1.4 | 1.4
Tessman Road 4 | 1.4 | 1.4 | 1.4 | 1.4 | 1.4 | 1.4
Tessman Road 5 | 8 | 8 | 8 | 8 | 8 | 8
Tessman Road 6 | 8 | 8 | 8 | 8 | 8 | 8
Texas Gulf Sulphur | 68 | 68 | 68 | 68 | 68 | 68
Texas City 1 | 107.6 | 107.6 | 107.6 | 107.6 | 107.6 | 107.6
Texas City 2 | 111 | 111 | 111 | 111 | 111 | 111
Texas City 3 | 105 | 105 | 105 | 105 | 105 | 105
Texas City 4 | 115 | 115 | 115 | 115 | 115 | 115
Thomas C Ferguson 1 | 430 | 430 | 430 | 430 | 430 | 430
Tradinghouse 2 | 810 | 810 | 810 | 810 | 810 | 810
Trinidad 6 | 236 | 236 | 236 | 236 | 236 | 236
Trinidad D1 | 4 | 4 | 4 | 4 | 4 | 4
Twin Oaks 1 | 155.3 | 155.3 | 155.3 | 155.3 | 155.3 | 155.3
Twin Oaks 2 | 153.6 | 153.6 | 153.6 | 153.6 | 153.6 | 153.6
Victoria Power Station | 332 | 332 | 332 | 332 | 332 | 332
V H Braunig 1 | 206 | 206 | 206 | 206 | 206 | 206
V H Braunig 2 | 220 | 220 | 220 | 220 | 220 | 220
V H Braunig 3 | 397 | 397 | 397 | 397 | 397 | 397
Valley 1 | 175 | 175 | 175 | 175 | 175 | 175
Valley 2 | 527 | 527 | 527 | 527 | 527 | 527
Valley 3 | 354 | 354 | 354 | 354 | 354 | 354
W A Parish 1 | 163 | 163 | 163 | 163 | 163 | 163
W A Parish 2 | 167 | 167 | 167 | 167 | 167 | 167
W A Parish 3 | 254 | 254 | 254 | 254 | 254 | 254
W A Parish 4 | 541 | 541 | 541 | 541 | 541 | 541
W A Parish 5 | 651 | 651 | 651 | 651 | 651 | 651
W A Parish 6 | 655 | 655 | 655 | 655 | 655 | 655
W A Parish 7 | 572 | 572 | 572 | 572 | 572 | 572
W A Parish 8 | 605 | 605 | 605 | 605 | 605 | 605
W A Parish T1 | 13 | 13 | 13 | 13 | 13 | 13
Weatherford 1 | 0.3 | 0.3 | 0.3 | 0.3 | 0.3 | 0.3
Weatherford 2 | 0.3 | 0.3 | 0.3 | 0.3 | 0.3 | 0.3
Weatherford 3 | 0.3 | 0.3 | 0.3 | 0.3 | 0.3 | 0.3
Weatherford 4 | 0.5 | 0.5 | 0.5 | 0.5 | 0.5 | 0.5
Weatherford 6 | 1.4 | 1.4 | 1.4 | 1.4 | 1.4 | 1.4
Weatherford 7 | 1.3 | 1.3 | 1.3 | 1.3 | 1.3 | 1.3
Weatherford 8 | 1.3 | 1.3 | 1.3 | 1.3 | 1.3 | 1.3
Whitney 1 | 15 | 15 | 15 | 15 | 15 | 15
Whitney 2 | 15 | 15 | 15 | 15 | 15 | 15
Wichita Falls 1 | 20 | 20 | 20 | 20 | 20 | 20
Wichita Falls 2 | 20.252 | 20.252 | 20.252 | 20.252 | 20.252 | 20.252
Wichita Falls 3 | 20 | 20 | 20 | 20 | 20 | 20
Wichita Falls 4 | 17 | 17 | 17 | 17 | 17 | 17
Winchester Power Park 1 | 60.5 | 60.5 | 60.5 | 60.5 | 60.5 | 60.5
Winchester Power Park 2 | 60.5 | 60.5 | 60.5 | 60.5 | 60.5 | 60.5
Winchester Power Park 3 | 60.5 | 60.5 | 60.5 | 60.5 | 60.5 | 60.5
Winchester Power Park 4 | 60.5 | 60.5 | 60.5 | 60.5 | 60.5 | 60.5
Wise-Tractebel Power Proj. 1 | 204 | 204 | 204 | 204 | 204 | 204
Wise-Tractebel Power Proj. 2 | 204 | 204 | 204 | 204 | 204 | 204
Wise-Tractebel Power Proj. 3 | 241 | 241 | 241 | 241 | 241 | 241
Wolf Hollow Power Proj. 1 | 216 | 216 | 216 | 216 | 216 | 216
Wolf Hollow Power Proj. 2 | 219 | 219 | 219 | 219 | 219 | 219
Wolf Hollow Power Proj. 3 | 268 | 268 | 268 | 268 | 268 | 268
Operational | 62862.8965 | 62862.8965 | 62862.8965 | 62862.8965 | 62862.8965 | 62862.8965
| 736 | 736 | 736 | 736 | 736 | 736
| 86 | 86 | 86 | 86 | 86 | 86
| 340 | 340 | 340 | 340 | 340 | 340
| 607 | 607 | 607 | 607 | 607 | 607
| 18 | 18 | 18 | 18 | 18 | 18
| 0 | 0 | 12 | 12 | 12 | 12
| 190 | 190 | 190 | 190 | 190 | 190
| 310 | 310 | 310 | 310 | 310 | 310
| 8 | 8 | 8 | 8 | 8 | 8
| 287 | 287 | 287 | 287 | 287 | 287
| 10 | 10 | 0 | 0 | 0 | 0
| 368 | 368 | 368 | 368 | 368 | 368
| 1 | 1 | 1 | 1 | 1 | 1
| 225 | 225 | 225 | 225 | 225 | 225
| 0 | 0 | 0 | 0 | 0 | 0
| 120 | 120 | 120 | 120 | 120 | 120
| 46 | 46 | 46 | 46 | 46 | 46
| 420 | 420 | 420 | 420 | 420 | 420
| 405 | 405 | 405 | 405 | 405 | 405
| 120 | 120 | 120 | 120 | 120 | 120
| 28 | 28 | 28 | 28 | 28 | 28
| 7 | 7 | 7 | 7 | 7 | 7
| 565 | 565 | 565 | 565 | 565 | 565
| 591 | 596 | 596 | 596 | 596 | 596
| 3 | 3 | 3 | 3 | 3 | 3
| 0 | 0 | 0 | 0 | 0 | 0
| 325 | 325 | 325 | 325 | 325 | 325
| 12 | 12 | 12 | 12 | 12 | 12
| 15 | 15 | 15 | 15 | 15 | 15
| 0 | 0 | 0 | 0 | 0 | 0
Generation from private networks | 5843 | 5848 | 5850 | 5850 | 5850 | 5850
Permian Basin 5 | 115 | 0 | 0 | 0 | 0 | 0
RMR | 115 | 0 | 0 | 0 | 0 | 0
Eagle Pass | 36 | 36 | 36 | 36 | 36 | 36
East | 600 | 600 | 600 | 600 | 600 | 600
Laredo VFT | 100 | 100 | 100 | 100 | 100 | 100
North | 220 | 220 | 220 | 220 | 220 | 220
Sharyland | 150 | 150 | 150 | 150 | 150 | 150
Asynchronous ties | 1106 | 1106 | 1106 | 1106 | 1106 | 1106
Kiamichi Energy Facility 1CT101 | 178 | 178 | 178 | 178 | 178 | 178
Kiamichi Energy Facility 1CT201 | 178 | 178 | 178 | 178 | 178 | 178
Kiamichi Energy Facility 1ST | 314 | 314 | 314 | 314 | 314 | 314
Kiamichi Energy Facility 2CT101 | 176 | 176 | 176 | 176 | 176 | 176
Kiamichi Energy Facility 2CT201 | 173 | 173 | 173 | 173 | 173 | 173
Kiamichi Energy Facility 2ST | 312 | 312 | 312 | 312 | 312 | 312
Tenaska-Frontier 1 | 156.6 | 156.6 | 156.6 | 156.6 | 156.6 | 156.6
Tenaska-Frontier 2 | 158 | 158 | 158 | 158 | 158 | 158
Tenaska-Frontier 3 | 165 | 165 | 165 | 165 | 165 | 165
Tenaska-Frontier 4 | 385 | 385 | 385 | 385 | 385 | 385
Tenaska-Gateway 1 | 170 | 170 | 170 | 170 | 170 | 170
Tenaska-Gateway 2 | 168 | 168 | 168 | 168 | 168 | 168
Tenaska-Gateway 3 | 179 | 179 | 179 | 179 | 179 | 179
Tenaska-Gateway 4 | 387 | 387 | 387 | 387 | 387 | 387
SWITCHABLE | 3099.6 | 3099.6 | 3099.6 | 3099.6 | 3099.6 | 3099.6
Barton Chapel Wind | 120 | 120 | 120 | 120 | 120 | 120
Buffalo Gap Wind Farm 1 | 120 | 120 | 120 | 120 | 120 | 120
Buffalo Gap Wind Farm 2 | 233 | 233 | 233 | 233 | 233 | 233
Buffalo Gap Wind Farm 3 | 150 | 150 | 150 | 150 | 150 | 150
Bull Creek Wind Plant | 91 | 91 | 91 | 91 | 91 | 91
Bull Creek Wind Plant | 89 | 89 | 89 | 89 | 89 | 89
Callahan Wind | 114 | 114 | 114 | 114 | 114 | 114
Camp Springs 1 | 130 | 130 | 130 | 130 | 130 | 130
Camp Springs 2 | 120 | 120 | 120 | 120 | 120 | 120
Capricorn Ridge Wind 1 | 200 | 200 | 200 | 200 | 200 | 200
Capricorn Ridge Wind 2 | 186 | 186 | 186 | 186 | 186 | 186
Capricorn Ridge Wind 3 | 140 | 140 | 140 | 140 | 140 | 140
Capricorn Ridge Wind 4 | 115 | 115 | 115 | 115 | 115 | 115
Champion Wind Farm | 120 | 120 | 120 | 120 | 120 | 120
Delaware Mountain Wind Farm | 30 | 30 | 30 | 30 | 30 | 30
Desert Sky Wind Farm 1 | 25 | 25 | 25 | 25 | 25 | 25
Desert Sky Wind Farm 2 | 135 | 135 | 135 | 135 | 135 | 135
Elbow Creek Wind Project | 117 | 117 | 117 | 117 | 117 | 117
Forest Creek Wind Farm | 124 | 124 | 124 | 124 | 124 | 124
Goat Wind | 150 | 150 | 150 | 150 | 150 | 150
Green Mountain Energy 1 | 99 | 99 | 99 | 99 | 99 | 99
Green Mountain Energy 2 | 61 | 61 | 61 | 61 | 61 | 61
Gulf Wind I | 143 | 143 | 143 | 143 | 143 | 143
Gulf Wind I | 140 | 140 | 140 | 140 | 140 | 140
Hackberry Wind Farm | 165 | 165 | 165 | 165 | 165 | 165
Horse Hollow Wind 1 | 210 | 210 | 210 | 210 | 210 | 210
Horse Hollow Wind 2 | 115 | 115 | 115 | 115 | 115 | 115
Horse Hollow Wind 3 | 220 | 220 | 220 | 220 | 220 | 220
Horse Hollow Wind 4 | 180 | 180 | 180 | 180 | 180 | 180
Inadale Wind | 197 | 197 | 197 | 197 | 197 | 197
Indian Mesa Wind Farm | 80 | 80 | 80 | 80 | 80 | 80
King Mountain Ne | 80 | 80 | 80 | 80 | 80 | 80
King Mountain Nw | 80 | 80 | 80 | 80 | 80 | 80
King Mountain Se | 43 | 43 | 43 | 43 | 43 | 43
King Mountain Sw | 80 | 80 | 80 | 80 | 80 | 80
Kunitz Wind | 35 | 35 | 35 | 35 | 35 | 35
McAdoo Wind Farm | 150 | 150 | 150 | 150 | 150 | 150
Mesquite Wind | 200 | 200 | 200 | 200 | 200 | 200
Notrees-1 | 153 | 153 | 153 | 153 | 153 | 153
Ocotillo Wind Farm | 59 | 59 | 59 | 59 | 59 | 59
Panther Creek 1 | 143 | 143 | 143 | 143 | 143 | 143
Panther Creek 2 | 115 | 115 | 115 | 115 | 115 | 115
Pecos Wind (Woodward 1) | 80 | 80 | 80 | 80 | 80 | 80
Pecos Wind (Woodward 2) | 80 | 80 | 80 | 80 | 80 | 80
Penascal Wind | 101 | 101 | 101 | 101 | 101 | 101
Penascal Wind | 101 | 101 | 101 | 101 | 101 | 101
Post Oak Wind 1 | 100 | 100 | 100 | 100 | 100 | 100
Post Oak Wind 2 | 100 | 100 | 100 | 100 | 100 | 100
Pyron Wind Farm | 249 | 249 | 249 | 249 | 249 | 249
Red Canyon | 84 | 84 | 84 | 84 | 84 | 84
Roscoe Wind Farm | 200 | 200 | 200 | 200 | 200 | 200
Sand Bluff Wind Farm | 90 | 90 | 90 | 90 | 90 | 90
Sherbino I | 150 | 150 | 150 | 150 | 150 | 150
Silver Star | 60 | 60 | 60 | 60 | 60 | 60
Snyder Wind Farm | 63 | 63 | 63 | 63 | 63 | 63
South Trent Wind Farm | 98 | 98 | 98 | 98 | 98 | 98
Stanton Wind Energy | 120 | 120 | 120 | 120 | 120 | 120
Sweetwater Wind 1 | 37 | 37 | 37 | 37 | 37 | 37
Sweetwater Wind 2 | 16 | 16 | 16 | 16 | 16 | 16
Sweetwater Wind 3 | 100 | 100 | 100 | 100 | 100 | 100
Sweetwater Wind 4 | 130 | 130 | 130 | 130 | 130 | 130
Sweetwater Wind 5 | 80 | 80 | 80 | 80 | 80 | 80
Sweetwater Wind 6 | 105 | 105 | 105 | 105 | 105 | 105
Sweetwater Wind 7 | 119 | 119 | 119 | 119 | 119 | 119
Texas Big Spring | 40 | 40 | 40 | 40 | 40 | 40
Trent Wind Farm | 150 | 150 | 150 | 150 | 150 | 150
TSTC West Texas Wind | 2 | 2 | 2 | 2 | 2 | 2
Turkey Track Wind Energy Center | 170 | 170 | 170 | 170 | 170 | 170
West Texas Wind Energy | 70 | 70 | 70 | 70 | 70 | 70
Whirlwind Energy | 60 | 60 | 60 | 60 | 60 | 60
Wolfe Flats | 10 | 10 | 10 | 10 | 10 | 10
Wolfe Ridge | 113 | 113 | 113 | 113 | 113 | 113
WIND | 8135 | 8135 | 8135 | 8135 | 8135 | 8135
Nueces Bay 7 Repowering | 327 | 327 | 327 | 327 | 327 | 327
Pearsall Expansion | 200 | 200 | 200 | 200 | 200 | 200
Dansby3 | 48 | 48 | 48 | 48 | 48 | 48
Lufkin | 45 | 45 | 45 | 45 | 45 | 45
V H Braunig 6 | 185 | 185 | 185 | 185 | 185 | 185
Barney Davis 2 Repowering | 0 | 360 | 360 | 360 | 360 | 360
Oak Grove SES 1 | 0 | 855 | 855 | 855 | 855 | 855
TECO Central Plant | 0 | 50 | 50 | 50 | 50 | 50
Oak Grove SES 2 | 0 | 855 | 855 | 855 | 855 | 855
J K Spruce 2 | 0 | 750 | 750 | 750 | 750 | 750
Nacogdoches Project | 0 | 0 | 0 | 100 | 100 | 100
Sand Hill Peakers | 0 | 94 | 94 | 94 | 94 | 94
Jack County 2 | 0 | 0 | 620 | 620 | 620 | 620
Sandy Creek 1 | 0 | 0 | 0 | 925 | 925 | 925
Cobisa-Greenville | 0 | 0 | 0 | 0 | 1792 | 1792
New Units with Signed IA and Air Permit | 805 | 3769 | 4389 | 5414 | 7206 | 7206
Papalote Creek Wind Farm | 180 | 180 | 180 | 180 | 180 | 180
Panther Creek 3 | 0 | 200 | 200 | 200 | 200 | 200
Loraine Windpark | 0 | 251 | 251 | 251 | 251 | 251
Langford Wind Power | 0 | 150 | 150 | 150 | 150 | 150
Jackson Mountain | 0 | 90 | 90 | 90 | 90 | 90
Sherbino Mesa Wind Farm 2 | 0 | 150 | 150 | 150 | 150 | 150
Senate Wind Project | 0 | 0 | 150 | 150 | 150 | 150
Coyote Run Windfarm | 0 | 0 | 225 | 225 | 225 | 225
Gunsight Mountain | 0 | 0 | 120 | 120 | 120 | 120
Wild Horse Mountain | 0 | 0 | 0 | 120 | 120 | 120
Sterling Energy Center | 0 | 0 | 0 | 300 | 300 | 300
Lenorah Project | 0 | 0 | 0 | 251 | 251 | 251
Cottonwood Wind | 0 | 0 | 0 | 0 | 100 | 100
Mesquite Wind Phase 4 | 0 | 0 | 0 | 0 | 136 | 136
New Wind Generation | 180 | 1021 | 1516 | 2187 | 2423 | 2423
Atkins 3 | 12 | 12 | 12 | 12 | 12 | 12
Atkins 4 | 22 | 22 | 22 | 22 | 22 | 22
Atkins 5 | 25 | 25 | 25 | 25 | 25 | 25
Atkins 6 | 50 | 50 | 50 | 50 | 50 | 50
Collin 1 | 138 | 138 | 138 | 138 | 138 | 138
W B Tuttle 1 | 51 | 51 | 51 | 51 | 51 | 51
W B Tuttle 3 | 96 | 96 | 96 | 96 | 96 | 96
W B Tuttle 4 | 151 | 151 | 151 | 151 | 151 | 151
DeCordova 1 | 811 | 811 | 811 | 811 | 811 | 811
Eagle Mountain 1 | 112 | 112 | 112 | 112 | 112 | 112
Eagle Mountain 2 | 100 | 100 | 100 | 100 | 100 | 100
Eagle Mountain 3 | 378 | 378 | 378 | 378 | 378 | 378
Lake Creek 1 | 81 | 81 | 81 | 81 | 81 | 81
Lake Creek 2 | 229 | 229 | 229 | 229 | 229 | 229
Morgan Creek 5 | 137 | 137 | 137 | 137 | 137 | 137
Morgan Creek 6 | 457 | 457 | 457 | 457 | 457 | 457
North Lake 1 | 176 | 176 | 176 | 176 | 176 | 176
North Lake 2 | 182 | 182 | 182 | 182 | 182 | 182
North Lake 3 | 353 | 353 | 353 | 353 | 353 | 353
Permian Basin 6 | 0 | 515 | 515 | 515 | 515 | 515
Sweetwater 1 | 30 | 30 | 30 | 30 | 30 | 30
Sweetwater CT1 | 72 | 72 | 72 | 72 | 72 | 72
Sweetwater CT2 | 68 | 68 | 68 | 68 | 68 | 68
Sweetwater CT3 | 61 | 61 | 61 | 61 | 61 | 61
P H Robinson 1 | 444 | 444 | 444 | 444 | 444 | 444
P H Robinson 2 | 459 | 459 | 459 | 459 | 459 | 459
P H Robinson 3 | 551 | 551 | 551 | 551 | 551 | 551
P H Robinson 4 | 733 | 733 | 733 | 733 | 733 | 733
SR Bertron GT1 | 32 | 32 | 32 | 32 | 32 | 32
J L Bates 1 | 71 | 71 | 71 | 71 | 71 | 71
J L Bates 2 | 110 | 110 | 110 | 110 | 110 | 110
Nueces Bay 7 | 367 | 367 | 367 | 367 | 367 | 367
Tradinghouse 1 | 581 | 581 | 581 | 581 | 581 | 581
Mothballed | 7140 | 7655 | 7655 | 7655 | 7655 | 7655
Comanche Peak 1&2 Upgrade | 0 | 0 | 86 | 86 | 86 | 86
Pampa Energy Center | 0 | 0 | 0 | 0 | 165 | 165
Potential Public Non-Wind Resources | 0 | 0 | 86 | 86 | 251 | 251
M Bar Wind | 0 | 194 | 194 | 194 | 194 | 194
Pistol Hill Energy Center | 0 | 141 | 141 | 141 | 141 | 141
Gray Wind Project | 0 | 165 | 165 | 165 | 165 | 165
Buffalo Gap 4 and 5 | 0 | 300 | 300 | 300 | 300 | 300
Wind Tex Energy Stephens Wind Farm | 0 | 378 | 378 | 378 | 378 | 378
McAdoo Energy Center II | 0 | 141 | 141 | 141 | 141 | 141
Gulf Wind 2 | 0 | 300 | 300 | 300 | 300 | 300
Gatesville Wind Farm | 0 | 500 | 500 | 500 | 500 | 500
Scurry County Wind III | 0 | 0 | 0 | 0 | 1001 | 1001
Gulf Wind 3 | 0 | 0 | 400 | 400 | 400 | 400
Throckmorton Wind Farm | 0 | 0 | 200 | 200 | 200 | 200
B&B Panhandle Wind | 0 | 0 | 350 | 350 | 350 | 350
Fort Concho Wind Farm | 0 | 0 | 0 | 400 | 400 | 400
Potential Public Wind Resources | 0 | 2119 | 3069 | 3469 | 4470 | 4470
| 20 | 20 | 20 | 20 | 20 | 20
| 400 | 400 | 400 | 400 | 400 | 400
| 0 | 263 | 263 | 263 | 263 | 263
| 0 | 275 | 275 | 275 | 275 | 275
| 0 | 3500 | 3500 | 3500 | 3500 | 3500
| 0 | 685 | 685 | 685 | 685 | 685
| 0 | 13 | 13 | 13 | 13 | 13
| 0 | 18 | 18 | 18 | 18 | 18
| 0 | 810 | 810 | 810 | 810 | 810
| 0 | 416 | 416 | 416 | 416 | 416
| 0 | 300 | 300 | 300 | 300 | 300
| 0 | 0 | 50 | 50 | 50 | 50
| 0 | 0 | 275 | 275 | 275 | 275
| 0 | 0 | 775 | 775 | 775 | 775
| 0 | 0 | 50 | 50 | 50 | 50
| 0 | 0 | 1092 | 1092 | 1092 | 1092
| 0 | 0 | 300 | 300 | 300 | 300
| 0 | 0 | 1280 | 1280 | 1280 | 1280
| 0 | 0 | 90 | 90 | 90 | 90
| 0 | 0 | 135 | 135 | 135 | 135
| 0 | 0 | 1200 | 1200 | 1200 | 1200
| 0 | 0 | 1200 | 1200 | 1200 | 1200
| 0 | 0 | 579 | 579 | 579 | 579
| 0 | 0 | 1160 | 1160 | 1160 | 1160
| 0 | 0 | 640 | 640 | 640 | 640
| 0 | 0 | 0 | 680 | 680 | 680
| 0 | 0 | 0 | 646 | 646 | 646
| 0 | 0 | 0 | 550 | 550 | 550
| 0 | 0 | 0 | 296 | 296 | 296
| 0 | 0 | 0 | 875 | 875 | 875
| 0 | 0 | 0 | 0 | 1200 | 1200
| 0 | 0 | 0 | 0 | 875 | 875
| 0 | 0 | 0 | 0 | 0 | 756
| 0 | 0 | 0 | 0 | 0 | 850
Potential Confidential Non-Wind Resources | 420 | 6700 | 15526 | 18573 | 20648 | 22254
| 200 | 200 | 200 | 200 | 200 | 200
| 200 | 200 | 200 | 200 | 200 | 200
| 249 | 249 | 249 | 249 | 249 | 249
| 50 | 50 | 50 | 50 | 50 | 50
| 200 | 200 | 200 | 200 | 200 | 200
| 200 | 200 | 200 | 200 | 200 | 200
| 41 | 41 | 41 | 41 | 41 | 41
| 180 | 180 | 180 | 180 | 180 | 180
| 60 | 60 | 60 | 60 | 60 | 60
| 300 | 300 | 300 | 300 | 300 | 300
| 140 | 140 | 140 | 140 | 140 | 140
| 35 | 35 | 35 | 35 | 35 | 35
| 248 | 248 | 248 | 248 | 248 | 248
| 299 | 299 | 299 | 299 | 299 | 299
| 70 | 70 | 70 | 70 | 70 | 70
| 401 | 401 | 401 | 401 | 401 | 401
| 150 | 150 | 150 | 150 | 150 | 150
| 0 | 100 | 100 | 100 | 100 | 100
| 0 | 200 | 200 | 200 | 200 | 200
| 0 | 90 | 90 | 90 | 90 | 90
| 0 | 148.5 | 148.5 | 148.5 | 148.5 | 148.5
| 0 | 149 | 149 | 149 | 149 | 149
| 0 | 100 | 100 | 100 | 100 | 100
| 0 | 249 | 249 | 249 | 249 | 249
| 0 | 35 | 35 | 35 | 35 | 35
| 0 | 100 | 100 | 100 | 100 | 100
| 0 | 258 | 258 | 258 | 258 | 258
| 0 | 500 | 500 | 500 | 500 | 500
| 0 | 300 | 300 | 300 | 300 | 300
| 0 | 150 | 150 | 150 | 150 | 150
| 0 | 400 | 400 | 400 | 400 | 400
| 0 | 250 | 250 | 250 | 250 | 250
| 0 | 150 | 150 | 150 | 150 | 150
| 0 | 1000 | 1000 | 1000 | 1000 | 1000
| 0 | 1000 | 1000 | 1000 | 1000 | 1000
| 0 | 200 | 200 | 200 | 200 | 200
| 0 | 200 | 200 | 200 | 200 | 200
| 0 | 2940 | 2940 | 2940 | 2940 | 2940
| 0 | 140 | 140 | 140 | 140 | 140
| 0 | 264 | 264 | 264 | 264 | 264
| 0 | 734 | 734 | 734 | 734 | 734
| 0 | 150 | 150 | 150 | 150 | 150
| 0 | 249 | 249 | 249 | 249 | 249
| 0 | 249 | 249 | 249 | 249 | 249
| 0 | 750 | 750 | 750 | 750 | 750
| 0 | 36 | 36 | 36 | 36 | 36
| 0 | 60 | 60 | 60 | 60 | 60
| 0 | 386 | 386 | 386 | 386 | 386
| 0 | 36 | 36 | 36 | 36 | 36
| 0 | 42 | 42 | 42 | 42 | 42
| 0 | 400 | 400 | 400 | 400 | 400
| 0 | 21 | 21 | 21 | 21 | 21
| 0 | 350 | 350 | 350 | 350 | 350
| 0 | 88 | 88 | 88 | 88 | 88
| 0 | 350 | 350 | 350 | 350 | 350
| 0 | 70 | 70 | 70 | 70 | 70
| 0 | 0 | 200 | 200 | 200 | 200
| 0 | 0 | 200 | 200 | 200 | 200
| 0 | 0 | 500 | 500 | 500 | 500
| 0 | 0 | 180 | 180 | 180 | 180
| 0 | 0 | 210 | 210 | 210 | 210
| 0 | 0 | 200 | 200 | 200 | 200
| 0 | 0 | 270 | 270 | 270 | 270
| 0 | 0 | 400 | 400 | 400 | 400
| 0 | 0 | 249 | 249 | 249 | 249
| 0 | 0 | 400.5 | 400.5 | 400.5 | 400.5
| 0 | 0 | 300 | 300 | 300 | 300
| 0 | 0 | 250.7 | 250.7 | 250.7 | 250.7
| 0 | 0 | 170 | 170 | 170 | 170
| 0 | 0 | 101 | 101 | 101 | 101
| 0 | 0 | 609 | 609 | 609 | 609
| 0 | 0 | 399 | 399 | 399 | 399
| 0 | 0 | 200 | 200 | 200 | 200
| 0 | 0 | 200 | 200 | 200 | 200
| 0 | 0 | 183 | 183 | 183 | 183
| 0 | 0 | 149 | 149 | 149 | 149
| 0 | 0 | 200 | 200 | 200 | 200
| 0 | 0 | 200 | 200 | 200 | 200
| 0 | 0 | 144 | 144 | 144 | 144
| 0 | 0 | 200 | 200 | 200 | 200
| 0 | 0 | 201 | 201 | 201 | 201
| 0 | 0 | 1000 | 1000 | 1000 | 1000
| 0 | 0 | 0 | 141 | 141 | 141
| 0 | 0 | 0 | 500 | 500 | 500
| 0 | 0 | 0 | 200 | 200 | 200
| 0 | 0 | 0 | 300 | 300 | 300
| 0 | 0 | 0 | 400 | 400 | 400
| 0 | 0 | 0 | 750 | 750 | 750
| 0 | 0 | 0 | 0 | 250 | 250
| 0 | 0 | 0 | 0 | 250 | 250
| 0 | 0 | 0 | 0 | 250 | 250
| 0 | 0 | 0 | 0 | 1100 | 1100
| 0 | 0 | 0 | 0 | 200 | 200
| 0 | 0 | 0 | 0 | 400 | 400
| 0 | 0 | 0 | 0 | 600 | 600
| 0 | 0 | 0 | 0 | 750 | 750
| 0 | 0 | 0 | 0 | 0 | 200
| 0 | 0 | 0 | 0 | 0 | 0
Potential Confidential Wind Resources | 3023 | 15917.5 | 23233.7 | 24774.7 | 24774.7 | 24774.7
Confidential Information
Confidential Information
Confidential Information
Confidential Information
Confidential Information
Confidential Information
Confidential Information
Confidential Information
Confidential Information