## bus_mappings
Bus Number | Bus Name | Load MW | Gen MW | 2009-Current | WN2-4Z WMS Approved 8/19/2009 | Move Check
1 | ROANSPRA | 8.1 |  | north | north | northnorth
2 | KEITHSW |  |  | north | north | northnorth
4 | IOLA |  |  | north | north | northnorth
9 | BEDIAS | 6.84 |  | north | north | northnorth
13 | KEITH | 4.55 |  | north | north | northnorth
17 | CARLOSSW |  |  | north | north | northnorth
21 | CARLOS | 2.14 |  | north | north | northnorth
25 | NORTHZUL | 18.12 |  | north | north | northnorth
31 | HEARNECI | 12 |  | north | north | northnorth
32 | ROBERTSO |  |  | north | north | northnorth
33 | WATSONCH |  |  | north | north | northnorth
34 | CALVERTM | 4.33 |  | north | north | northnorth
35 | HEARNE8 |  |  | north | north | northnorth
36 | HEARNE9 |  |  | north | north | northnorth
37 | RIDGE | 9.11 |  | north | north | northnorth
38 | SUTTON | 4.39 |  | north | north | northnorth
40 | JEWETT | 1.68 |  | north | north | northnorth
43 | HILTPLKS |  |  | north | north | northnorth
45 | OLETHA | 8.27 |  | north | north | northnorth
46 | FARRAR | 11.23 |  | north | north | northnorth
47 | HILTOPLK |  |  | north | north | northnorth
48 | HILTOPLK | 7.29 |  | north | north | northnorth
53 | ELLIOTT | 5.03 |  | north | north | northnorth
57 | FRANKLIN | 18.7 |  | north | north | northnorth
61 | BRANCHVI | 1.96 |  | north | north | northnorth
64 | MILANO | 2.23 |  | south | south | southsouth
65 | SILVERCI | 2.5 |  | north | south | northsouth
69 | BARCLAY | 5.62 |  | south | south | southsouth
73 | CALVERTS |  |  | north | north | northnorth
75 | PETTIBON | 0.31 |  | south | south | southsouth
77 | CALVERT | 3.03 |  | north | north | northnorth
81 | PLESNTGR | 2.14 |  | north | north | northnorth
85 | KOSSESWC |  |  | north | north | northnorth
86 | BEARGRAS | 12.84 |  | north | north | northnorth
89 | KOSSE | 3.12 |  | north | north | northnorth
91 | PERRY8 |  |  | north | north | northnorth
92 | PERRY9 | 6.22 |  | north | north | northnorth
93 | PETTEWAY | 3.13 |  | north | north | northnorth
95 | HALLSBUR | 3.38 |  | north | north | northnorth
99 | BENHUR | 2.99 |  | north | north | northnorth
103 | GROESBEC | 4.29 |  | north | north | northnorth
104 | BUTLER | 6.46 |  | north | north | northnorth
107 | PRAIRIEH | 4.29 |  | north | north | northnorth
110 | BUCKHOLT | 4.26 |  | north | south | northsouth
114 | BARTLETT |  |  | south | south | southsouth
115 | DINGDONG | 9.56 |  | south | south | southsouth
116 | SALTY | 2.53 |  | south | south | southsouth
117 | CEDARVAL | 4.98 |  | south | south | southsouth
118 | BARTLETT | 5.48 |  | south | south | southsouth
120 | TALBRTRI | 5.64 |  | south | south | southsouth
121 | SONTERRA | 4.76 |  | south | south | southsouth
122 | SCHWERTN | 2.52 |  | south | south | southsouth
123 | JARREL |  |  | south | south | southsouth
125 | STLHOSHO | 0.01 |  | south | south | southsouth
126 | POAGE |  |  | south | south | southsouth
127 | THRNDALN | 0.3 |  | south | south | southsouth
130 | SEATON8 |  |  | south | south | southsouth
131 | SEATON9 |  |  | south | south | southsouth
132 | BELLCNTY |  |  | south | south | southsouth
133 | BELLCNTY |  |  | south | south | southsouth
136 | TRIMMIER | 16.27 |  | south | south | southsouth
137 | MOODY | 3.93 |  | south | south | southsouth
139 | LAKEBELT |  |  | south | south | southsouth
140 | CHAPELHI | 2.25 |  | north | north | northnorth
141 | MOFFAT | 7.05 |  | south | south | southsouth
142 | TUGTSVIL |  |  | north | south | northsouth
145 | LEONJUNC | 5.8 |  | north | south | northsouth
146 | SPRINGVA | 6.07 |  | north | south | northsouth
147 | LORENA | 5.62 |  | north | south | northsouth
149 | SANTAFES |  |  | north | south | northsouth
153 | SANTAFE | 1.96 |  | north | south | northsouth
157 | GATESVIL | 8.5 |  | north | north | northnorth
158 | PANCAKE |  |  | north | north | northnorth
161 | MCGREGOR | 5.44 |  | north | south | northsouth
165 | WINDSORS |  |  | north | north | northnorth
169 | WINDSOR | 8.12 |  | north | north | northnorth
170 | COTTONBE | 5.53 |  | north | north | northnorth
173 | CRAWFORD | 9.1 |  | north | north | northnorth
175 | CHINASPR | 5.8 |  | north | north | northnorth
177 | BOSQUE | 6.42 |  | north | north | northnorth
181 | CAYOTE | 1.84 |  | north | north | northnorth
185 | MIDWAY | 2.96 |  | north | north | northnorth
186 | NAVAROMI |  |  | north | north | northnorth
190 | DAWSON | 1.41 |  | north | north | northnorth
192 | TELICO | 3.64 |  | north | north | northnorth
193 | BARRY | 3.34 |  | north | north | northnorth
194 | PURDON | 4.46 |  | north | north | northnorth
195 | FREESTON | 6.01 |  | north | north | northnorth
196 | FAIRFIEL | 4.21 |  | north | north | northnorth
197 | OAKGROVE | 0.32 |  | north | north | northnorth
198 | EMMETT | 3.56 |  | north | north | northnorth
200 | CHATFIEL | 4.69 |  | north | north | northnorth
202 | SARDIS9 |  |  | north | north | northnorth
203 | SARDIS8 | 10.59 |  | north | north | northnorth
204 | BETHEL | 12.87 |  | north | north | northnorth
205 | HIGHWY22 | 0 |  | north | north | northnorth
206 | POWELLMP | 0 |  | north | north | northnorth
207 | SIMSBORO | 1.75 |  | north | north | northnorth
208 | EUREKA | 3.84 |  | north | north | northnorth
210 | REAGORSP | 1.14 |  | north | north | northnorth
211 | GOODLOE | 20.36 |  | north | north | northnorth
212 | WINKLER | 14.38 |  | north | north | northnorth
213 | HANEY | 2.08 |  | north | north | northnorth
214 | ROCKETTS |  |  | north | north | northnorth
215 | INDIA |  |  | north | north | northnorth
216 | ENNIS | 21.27 |  | north | north | northnorth
217 | GLNHEIGH | 16.01 |  | north | north | northnorth
218 | ROCKETT | 8.67 |  | north | north | northnorth
220 | CEDARHIL | 8.93 |  | north | north | northnorth
221 | TRUMBULL | 6.78 |  | north | north | northnorth
222 | TRUMBULL |  |  | north | north | northnorth
223 | SAINTPAU | 14.39 |  | north | north | northnorth
224 | ITASCA | 5.52 |  | north | north | northnorth
225 | FORRESTO | 8.79 |  | north | north | northnorth
228 | PEORIA | 6.04 |  | north | north | northnorth
230 | DWUSSWW |  |  | north | north | northnorth
232 | LAMPOSTS |  |  | north | north | northnorth
234 | CHATT | 5.91 |  | north | north | northnorth
236 | LAMPOST | 10.87 |  | north | north | northnorth
237 | BLANTON | 6.03 |  | north | north | northnorth
238 | BOSQUESW |  | 255 | north | north | northnorth
239 | BOSQUESW |  | 149 | north | north | northnorth
240 | WHITNEY5 |  |  | north | north | northnorth
241 | WHITNEY8 |  |  | north | north | northnorth
242 | WHITNEYD |  |  | north | north | northnorth
243 | WHITNEYS |  |  | north | north | northnorth
244 | WHITNYDM |  | 0 | north | north | northnorth
245 | WHITNYDM |  | 0 | north | north | northnorth
246 | BOSQUESW |  |  | north | north | northnorth
247 | BOSQUESW |  | 153 | north | north | northnorth
249 | ROGERSHL | 15.34 |  | north | north | northnorth
250 | FRTGATES |  |  | north | north | northnorth
251 | BOSQUESW |  | 150 | north | north | northnorth
252 | BOSQUESW |  |  | north | north | northnorth
253 | BOSQUESW |  | 80 | north | north | northnorth
254 | FORTGATE | 5.68 |  | north | north | northnorth
258 | HAMILTON | 5.86 |  | north | north | northnorth
259 | ONEOK | 6.69 |  | north | north | northnorth
260 | KEMPNER | 7.92 |  | south | south | southsouth
262 | INDIANGA | 1.85 |  | north | north | northnorth
265 | ENERGYSW |  |  | north | north | northnorth
269 | ENERGY | 2.01 |  | north | north | northnorth
270 | MORTONVA | 5.87 |  | north | north | northnorth
273 | GUSTINE | 3.18 |  | north | north | northnorth
274 | GORMAN | 1.14 |  | north | north | northnorth
275 | LEONPLNT | 0 |  | north | north | northnorth
276 | HGHWY101 | 0 |  | north | north | northnorth
277 | HASSE | 3.44 |  | north | north | northnorth
279 | OLDEN | 7.04 |  | north | north | northnorth
280 | LONGBRAN | 8.93 |  | north | north | northnorth
281 | DOWNING | 2.78 |  | north | north | northnorth
282 | EOLIANRD | 0.6 |  | north | north | northnorth
283 | ZEPHYR | 4.15 |  | north | north | northnorth
284 | EARLY | 0 |  | north | north | northnorth
285 | RISINGST | 2.34 |  | north | north | northnorth
289 | NIMROD | 3.09 |  | north | north | northnorth
290 | SHILOH | 4.69 |  | north | north | northnorth
291 | DELEON | 1.19 |  | north | north | northnorth
292 | HOLDER8 |  |  | north | north | northnorth
293 | HOLDER9 | 8.65 |  | north | north | northnorth
294 | MOUNTARY | 10.09 |  | north | north | northnorth
295 | STEPHENV | 0 |  | north | north | northnorth
296 | STPHNVLT |  |  | north | north | northnorth
297 | CARLTONS |  |  | north | north | northnorth
298 | CARLTON | 6.86 |  | north | north | northnorth
299 | STEPHNVI | 8.41 |  | north | north | northnorth
300 | JOHNSVIL | 4.35 |  | north | north | northnorth
301 | LINGLEVI | 5.79 |  | north | north | northnorth
302 | SELDEN | 9.35 |  | north | north | northnorth
303 | NORFORK | 7.49 |  | north | north | northnorth
304 | WRIGHT | 13.81 |  | north | north | northnorth
305 | BLUFFDAL | 1.91 |  | north | north | northnorth
306 | BUNKER | 0 |  | north | north | northnorth
307 | GRANBURY | 5.74 |  | north | north | northnorth
308 | BUNKER01 | 0 |  | north | north | northnorth
309 | TOLARTAP |  |  | north | north | northnorth
310 | IVAN | 0 |  | north | north | northnorth
311 | HILLCITY | 5.56 |  | north | north | northnorth
315 | GLENROSE | 6.41 |  | north | north | northnorth
319 | MERIDIAN | 3.9 |  | north | north | northnorth
322 | LIPAN |  |  | north | north | northnorth
323 | CRANFILS | 5.08 |  | north | north | northnorth
325 | RICOCHET |  |  | north | north | northnorth
327 | POWELL | 3.42 |  | north | north | northnorth
331 | RWMILLER | 6.64 |  | north | north | northnorth
332 | RWMILLER |  | 73 | north | north | northnorth
333 | RWMILLER |  | 119 | north | north | northnorth
334 | RWMILLER |  | 205 | north | north | northnorth
335 | RWMILLER |  | 102 | north | north | northnorth
336 | RWMILLER |  | 96 | north | north | northnorth
343 | MRSSHPRD | 17.95 |  | north | north | northnorth
344 | MRSSHPRD |  | 0 | north | north | northnorth
345 | MRSSHPRD |  | 0 | north | north | northnorth
350 | ABBYBEND | 4.99 |  | north | north | northnorth
352 | PROTROYA | 14.61 |  | north | north | northnorth
356 | SPUNKY8 |  |  | north | north | northnorth
357 | SPUNKY9 |  |  | north | north | northnorth
363 | HOOD8 | 4.67 |  | north | north | northnorth
364 | HOOD |  |  | north | north | northnorth
366 | JNSNCNTY |  | 168 | north | north | northnorth
367 | JNSNCNTY |  | 90 | north | north | northnorth
370 | JNSNCNTY | 13.92 |  | north | north | northnorth
373 | ACTON | 9.23 |  | north | north | northnorth
377 | FALLCREE | 21.86 |  | north | north | northnorth
380 | FRIENDSH | 5.32 |  | north | north | northnorth
384 | GEORGESC | 9.4 |  | north | north | northnorth
385 | LITTLEHO | 12.17 |  | north | north | northnorth
387 | NEWHOPE | 8.79 |  | north | north | northnorth
388 | WLDCATTA |  |  | north | north | northnorth
390 | COPPERHE |  |  | north | north | northnorth
391 | BONO | 16.31 |  | north | north | northnorth
393 | CONCORD |  |  | north | north | northnorth
394 | CONCORD |  |  | north | north | northnorth
395 | DOMINO | 0 |  | north | north | northnorth
398 | JOSHUA | 16.43 |  | north | north | northnorth
399 | CROWLEY | 14.33 |  | north | north | northnorth
404 | JESSICA | 12.19 |  | north | north | northnorth
405 | EGAN | 10.69 |  | north | north | northnorth
412 | BURLESON | 14.39 |  | north | north | northnorth
415 | KEENE | 10.82 |  | north | north | northnorth
419 | LILLIAN8 | 18.77 |  | north | north | northnorth
420 | LILLIAN9 | 10.66 |  | north | north | northnorth
428 | VALLYBRN | 5.69 |  | north | north | northnorth
429 | RETTA | 9.65 |  | north | north | northnorth
430 | TIMBERGR | 12.96 |  | north | north | northnorth
432 | CONLEY | 8.43 |  | north | north | northnorth
433 | WILDCAT | 22.89 |  | north | north | northnorth
435 | LKALVARA | 7.6 |  | north | north | northnorth
436 | GRANDVIE |  |  | north | north | northnorth
440 | GRIFFITH | 12.9 |  | north | north | northnorth
441 | VENUS | 2.32 |  | north | north | northnorth
443 | SANDFLAT |  |  | north | north | northnorth
444 | COVINGTO | 8.5 |  | north | north | northnorth
447 | SANDFLAT | 6.88 |  | north | north | northnorth
451 | NASAUBAY |  |  | north | north | northnorth
455 | NASSAUBA | 10.34 |  | north | north | northnorth
466 | WAPLES9 | 0 |  | north | north | northnorth
467 | WAPLES8 | 5.84 |  | north | north | northnorth
470 | FAIRVIEW | 10.05 |  | north | north | northnorth
471 | LAKEWOOD | 18.78 |  | north | north | northnorth
473 | THORPSPR | 10.54 |  | north | north | northnorth
475 | STOCKTNB | 0 |  | north | north | northnorth
477 | FOX8 |  |  | north | north | northnorth
478 | FOX9 |  |  | north | north | northnorth
484 | SODASPRN | 8.42 |  | north | north | northnorth
487 | BROCK | 9.05 |  | north | north | northnorth
489 | STHBROCK |  |  | north | north | northnorth
491 | SOUTHBRO | 1.96 |  | north | north | northnorth
494 | TINTOP | 14.24 |  | north | north | northnorth
495 | RAILROAD | 19 |  | north | north | northnorth
498 | LIVEOAK | 30.81 |  | north | north | northnorth
501 | HILLTOP8 |  |  | north | north | northnorth
502 | NTHTEXAS |  |  | north | north | northnorth
503 | NTHTEXAS |  | 5 | north | north | northnorth
504 | NTHTEXAS |  | 5 | north | north | northnorth
505 | NTHTEXAS |  | 15.01 | north | north | northnorth
506 | HILLTOP9 |  |  | north | north | northnorth
509 | WTHFRDLK | 12 |  | north | north | northnorth
511 | AGNESSWT |  |  | north | north | northnorth
512 | NRTHWTHF | 31.82 |  | north | north | northnorth
514 | DUBLTRAN | 8.92 |  | north | north | northnorth
515 | SHADYGRO | 11.36 |  | north | north | northnorth
518 | ADVANCE | 3.38 |  | north | north | northnorth
519 | WHITT | 3.46 |  | north | north | northnorth
520 | ALEDOTAP |  |  | north | north | northnorth
522 | HUDSONOA | 10.52 |  | north | north | northnorth
526 | DICEY | 12.47 |  | north | north | northnorth
527 | ALEDO | 12.12 |  | north | north | northnorth
530 | SPRINGTO | 9.94 |  | north | north | northnorth
531 | FLATROCK | 11.94 |  | north | north | northnorth
532 | AGNES | 13.43 |  | north | north | northnorth
533 | FALTROCK |  |  | north | north | northnorth
534 | WETHFORD |  |  | north | north | northnorth
537 | CNTERPOI | 15.77 |  | north | north | northnorth
541 | RENO | 0 |  | north | north | northnorth
545 | BRIAR | 8.86 |  | north | north | northnorth
548 | BOYD | 6.14 |  | north | north | northnorth
555 | GRAPEVIN | 31.87 |  | north | north | northnorth
556 | IBM | 47.65 |  | north | north | northnorth
559 | HERITAGE | 47.08 |  | north | north | northnorth
562 | JOPLIN | 6.53 |  | north | north | northnorth
565 | KELLER | 68.8 |  | north | north | northnorth
566 | CHERRYGR | 62.27 |  | north | north | northnorth
567 | WIZARDWE | 0 |  | north | north | northnorth
568 | PEDENROA | 12.48 |  | north | north | northnorth
570 | WISECNTY |  |  | north | north | northnorth
572 | AURORA | 4.59 |  | north | north | northnorth
573 | NEWARK | 13.1 |  | north | north | northnorth
576 | RHOME |  |  | north | north | northnorth
578 | ALLISON | 8.65 |  | north | north | northnorth
579 | JCKCNTY8 |  |  | north | north | northnorth
580 | JCKCNTY8 |  | 288 | north | north | northnorth
581 | JCKCNTY8 |  | 147 | north | north | northnorth
582 | JCKCNTY8 |  | 147 | north | north | northnorth
583 | DECATUR | 10.35 |  | north | north | northnorth
584 | WOODIE | 6.07 |  | north | north | northnorth
585 | CHISOLM | 19.3 |  | north | north | northnorth
587 | GREENWOO | 5.53 |  | north | north | northnorth
588 | WILLOW | 0.67 |  | north | north | northnorth
590 | PERCHHIL | 25.51 |  | north | north | northnorth
595 | KEETER | 3.66 |  | north | north | northnorth
596 | COTTONDA | 9.01 |  | north | north | northnorth
598 | ELNA | 16.64 |  | north | north | northnorth
600 | BRIDGEPO | 4.24 |  | north | north | northnorth
601 | EBRIDGPO | 20.33 |  | north | north | northnorth
602 | AVONDALE | 80 |  | north | north | northnorth
608 | CRAFTON | 7.67 |  | north | north | northnorth
616 | CARTER | 3.93 |  | north | north | northnorth
618 | LONESTAR | 4.91 |  | north | north | northnorth
620 | BOWIE8 | 11.95 |  | north | north | northnorth
621 | BOWIE9 |  |  | north | north | northnorth
625 | CRAIGRAN | 28.55 |  | north | north | northnorth
628 | SPRNGCRE | 32.11 |  | north | north | northnorth
629 | ROMANJUA | 43.8 |  | north | north | northnorth
631 | NEWPORT | 1.15 |  | north | north | northnorth
632 | JOHNSONS |  |  | north | north | northnorth
633 | MONTAGUE |  |  | north | north | northnorth
634 | AUDUBONS |  |  | north | north | northnorth
635 | AUDUBON | 5.44 |  | north | north | northnorth
636 | JOHNSON | 2.23 |  | north | north | northnorth
640 | ROANOKE | 23.84 |  | north | north | northnorth
645 | LEWISVLS | 13.01 |  | north | north | northnorth
646 | LEWISVLS |  |  | north | north | northnorth
648 | COPPELL |  |  | north | north | northnorth
649 | PNTHRCRE | 90.49 |  | north | north | northnorth
651 | LEBANON | 114.68 |  | north | north | northnorth
652 | AUBREY | 45.44 |  | north | north | northnorth
653 | CUSTER2 | 62 |  | north | north | northnorth
655 | CUSTER | 29.91 |  | north | north | northnorth
656 | MOUND | 27.88 |  | north | north | northnorth
657 | KIMBALRO | 31.04 |  | north | north | northnorth
658 | MCKAMY | 66.38 |  | north | north | northnorth
659 | BRIDGES | 66.16 |  | north | north | northnorth
660 | LEWISVIL | 10.63 |  | north | north | northnorth
661 | CROSTIMB | 32.91 |  | north | north | northnorth
662 | NAVO | 38.13 |  | north | north | northnorth
663 | HEBRON | 71.06 |  | north | north | northnorth
664 | HIGHLAND | 48.59 |  | north | north | northnorth
668 | CANYON | 83.95 |  | north | north | northnorth
670 | KRUM | 13.93 |  | north | north | northnorth
671 | LAKEDALL | 0.57 |  | north | north | northnorth
672 | RECTORRO | 15.04 |  | north | north | northnorth
675 | ROCKHILL | 83.16 |  | north | north | northnorth
679 | MCPHERSO | 35.1 |  | north | north | northnorth
680 | NRTHSANG | 22.89 |  | north | north | northnorth
681 | FRISCO | 52.07 |  | north | north | northnorth
684 | SPRING |  |  | north | north | northnorth
691 | VALLEYVI | 7.06 |  | north | north | northnorth
695 | MUENSTER | 5.65 |  | north | north | northnorth
698 | SALEM | 7.04 |  | north | north | northnorth
704 | MTNSPRNG | 7.34 |  | north | north | northnorth
705 | HAWKINS9 |  |  | north | north | northnorth
706 | WOODBINE | 5.22 |  | north | north | northnorth
707 | HAWKINS8 | 2.83 |  | north | north | northnorth
708 | KIOWA | 4.07 |  | north | north | northnorth
709 | CALLISBU | 0 |  | north | north | northnorth
718 | WHTSBRSW | 12.4 |  | north | north | northnorth
722 | JORDAN |  |  | north | north | northnorth
724 | SMS SW |  |  | west | west | westwest
725 | SIVLSBND |  |  | north | north | northnorth
726 | GAINESVI | 6 |  | north | north | northnorth
727 | SIVELSBE | 2.62 |  | north | north | northnorth
728 | WOLFRIDG |  | 11.25 | north | north | northnorth
729 | SCURRYSW | 0 |  | west | west | westwest
730 | WOLFRIDG |  |  | north | north | northnorth
732 | BRYSON | 1 |  | north | north | northnorth
733 | PADUCAH | 1.28 |  | west | west | westwest
734 | MCADAMS | 0.32 |  | west | west | westwest
735 | REDRIVER | 5.33 |  | north | north | northnorth
736 | LIBERTY | 1.83 |  | west | west | westwest
737 | SMS | 1.25 |  | west | west | westwest
738 | SINCLAIR |  |  | north | north | northnorth
739 | CHILDRES | 1.23 |  | west | west | westwest
740 | HENRY | 0.67 |  | west | west | westwest
741 | DYEMOUND | 13.83 |  | north | north | northnorth
742 | SINCLAIR | 4.96 |  | north | north | northnorth
743 | SALTCREE | 53.52 |  | west | west | westwest
744 | WALNUTBE | 1.73 |  | north | north | northnorth
745 | KING | 5.18 |  | west | west | westwest
746 | STJO |  |  | north | north | northnorth
747 | KALGARY | 2.05 |  | west | west | westwest
748 | JAYTON | 1.56 |  | west | west | westwest
749 | GLENN | 1.61 |  | west | west | westwest
750 | STJO |  |  | north | north | northnorth
751 | ESPUELA | 2.36 |  | west | west | westwest
752 | CLAIRMON | 0.8 |  | west | west | westwest
753 | BISSETT | 1.43 |  | west | west | westwest
754 | CAPSCORN | 2.9 |  | north | north | northnorth
755 | ASPERMON | 2.01 |  | west | west | westwest
756 | NOCONA | 3.43 |  | north | north | northnorth
757 | BUSHKNOB | 1.67 |  | west | west | westwest
758 | ALCORN | 3.21 |  | north | north | northnorth
759 | MORAN | 1.84 |  | west | west | westwest
760 | ALBANY | 1.17 |  | west | west | westwest
761 | TRUSCOTT | 0.64 |  | west | west | westwest
762 | HARDYSW |  |  | north | north | northnorth
763 | ROCHESTE | 2.49 |  | west | west | westwest
764 | MUNDAY | 3.23 |  | west | west | westwest
765 | KNOX | 2.25 |  | west | west | westwest
766 | HARDY | 3.91 |  | north | north | northnorth
767 | HENRIETA | 0.59 |  | north | west | northwest
768 | JOY | 3.18 |  | north | north | northnorth
769 | POSTOAKS |  |  | north | north | northnorth
770 | ARROWHEA | 1.64 |  | north | west | northwest
771 | POSTOAK | 2.17 |  | north | north | northnorth
772 | SHANNON | 2.87 |  | north | north | northnorth
773 | SCOTLAND | 5.04 |  | north | west | northwest
774 | KATZP | 3.71 |  | west | west | westwest
775 | LANHAM | 2.33 |  | north | west | northwest
776 | BRIDWELL | 1.08 |  | north | north | northnorth
777 | GOREE | 0.81 |  | west | west | westwest
778 | GILLESPI | 2.51 |  | west | west | westwest
779 | SEYMOUR | 9.31 |  | north | west | northwest
780 | ELBERT | 0.53 |  | north | west | northwest
781 | ELBERTSW |  |  | north | west | northwest
782 | LAKEKEMP |  |  | north | west | northwest
783 | LAKEKEMP | 1.35 |  | north | west | northwest
784 | WESTOVER | 0.67 |  | north | west | northwest
785 | ORAN |  |  | north | north | northnorth
786 | BOMARTON | 0.41 |  | west | west | westwest
787 | OLNEY8 |  |  | north | north | northnorth
788 | OLNEY9 | 10.11 |  | north | north | northnorth
789 | SEYMORMP | 1.7 |  | north | west | northwest
790 | BENJAMIN | 0.34 |  | west | west | westwest
791 | JEAN | 2.85 |  | north | north | northnorth
792 | MURRAY | 2.65 |  | north | north | northnorth
794 | JACKSBOR | 0.41 |  | north | north | northnorth
795 | STHBENDS |  |  | north | north | northnorth
796 | SOUTHBEN | 2.53 |  | north | north | northnorth
797 | MARKLEY | 0.51 |  | north | west | northwest
800 | APOLLO_9 |  |  | north | north | northnorth
801 | KRAFTTAP |  |  | north | north | northnorth
802 | APOLLO | 22.94 |  | north | north | northnorth
803 | COLLEGE9 |  |  | north | north | northnorth
804 | RAYTHEON | 7.65 |  | north | north | northnorth
805 | FAIRDALE | 12.32 |  | north | north | northnorth
806 | JUPITER | 24.81 |  | north | north | northnorth
807 | PRAXAIR | 10.2 |  | north | north | northnorth
808 | PLASTIPA | 15 |  | north | north | northnorth
809 | OAKLAND | 21.84 |  | north | north | northnorth
810 | CENTRVIL | 29.66 |  | north | north | northnorth
812 | SWINDELL | 16.99 |  | north | north | northnorth
813 | WYNNJOYC | 25.49 |  | north | north | northnorth
814 | NEWMAN9 | 10.2 |  | north | north | northnorth
815 | LAWLERT |  |  | north | north | northnorth
816 | OLINGER_ |  |  | north | north | northnorth
817 | ROSEHILL | 6.8 |  | north | north | northnorth
818 | OLINGER | 2 |  | north | north | northnorth
819 | LYONS | 18.69 |  | north | north | northnorth
820 | LAWLER | 18.61 |  | north | north | northnorth
821 | FIREWHEE | 22.09 |  | north | north | northnorth
822 | PRAXAIRT |  |  | north | north | northnorth
823 | WALNUT | 22.52 |  | north | north | northnorth
824 | MILLER | 15.3 |  | north | north | northnorth
825 | NAAMAN | 16.99 |  | north | north | northnorth
826 | CASTLE_D | 13.85 |  | north | north | northnorth
827 | BRAND | 29.06 |  | north | north | northnorth
829 | COLLEGE8 | 12.32 |  | north | north | northnorth
830 | SHILOH | 36.79 |  | north | north | northnorth
831 | OATES | 15.47 |  | north | north | northnorth
832 | MCCREE9 |  |  | north | north | northnorth
834 | MCCREE8 | 15.89 |  | north | north | northnorth
836 | KRAFT | 5.1 |  | north | north | northnorth
837 | NEWMAN_G |  | 0 | north | north | northnorth
842 | OLINGER_ |  | 55.39 | north | north | northnorth
843 | OLINGER_ |  | 76.16 | north | north | northnorth
844 | OLINGER_ |  | 103.86 | north | north | northnorth
845 | OLINGER_ |  | 51.93 | north | north | northnorth
848 | MARQUIS | 28.89 |  | north | north | northnorth
849 | NEWMAN8 |  |  | north | north | northnorth
850 | CRIST | 19.54 |  | north | north | northnorth
852 | MARQUIS9 |  |  | north | north | northnorth
853 | GPLTEMP |  |  | north | north | northnorth
855 | ELMGROVE |  |  | north | north | northnorth
901 | WOODROW6 | 29 |  | north | north | northnorth
902 | POLES315 |  |  | north | north | northnorth
903 | POLE_SP1 |  |  | north | north | northnorth
904 | POLESPL2 |  |  | north | north | northnorth
905 | BONBRAE6 | 13.5 |  | north | north | northnorth
908 | SPNCR_SW |  |  | north | north | northnorth
909 | KINGSROW | 16.4 |  | north | north | northnorth
910 | HICKORY6 | 33.4 |  | north | north | northnorth
911 | DENARCO1 | 25.8 |  | north | north | northnorth
912 | N_DENT69 |  |  | north | north | northnorth
913 | INDSTRL1 | 42.7 |  | north | north | northnorth
914 | LOCUST69 | 50.9 |  | north | north | northnorth
915 | NLAKES69 | 27 |  | north | north | northnorth
916 | JMCRSTL1 | 7 |  | north | north | northnorth
917 | POCKRUS1 | 44.4 |  | north | north | northnorth
918 | TEASLEY1 | 21.8 |  | north | north | northnorth
919 | FTWORTH1 | 6.2 |  | north | north | northnorth
920 | SPNCRGEN |  |  | north | north | northnorth
923 | SPENCER_ |  | 48.03 | north | north | northnorth
924 | SPENCER_ |  | 51.97 | north | north | northnorth
930 | RDWELLS1 | 21.3 |  | north | north | northnorth
932 | RDWELLS6 |  |  | north | north | northnorth
936 | DIESEL_D |  |  | north | north | northnorth
937 | STEAM_D |  |  | north | north | northnorth
938 | LTV_D | 22 |  | north | north | northnorth
939 | TERREL_D | 16.2 |  | north | north | northnorth
940 | IND_PK_D | 8.1 |  | north | north | northnorth
945 | MAMIE_D | 12.7 |  | north | north | northnorth
946 | DENT_RD_ | 1.2 |  | north | north | northnorth
947 | ONEAL_D | 16.2 |  | north | north | northnorth
948 | STEAM1 |  | 0 | north | north | northnorth
949 | STEAM2 |  | 26 | north | north | northnorth
950 | STEAM3 |  | 41 | north | north | northnorth
952 | DIESELA | 19.7 |  | north | north | northnorth
956 | DN_STEAM |  |  | north | north | northnorth
957 | GREENV_I |  |  | north | north | northnorth
958 | GREENV_I |  |  | north | north | northnorth
959 | N_DENT_T |  |  | north | north | northnorth
960 | SHELBY1 |  |  | north | north | northnorth
961 | SHELBY2 | 19.7 |  | north | north | northnorth
962 | BRYAN_E_ |  |  | north | north | northnorth
963 | SHELBY3 |  |  | north | north | northnorth
964 | GIBN_CRE | 0 |  | north | north | northnorth
965 | GIBN_CRE |  |  | north | north | northnorth
966 | GIBN_CRE |  |  | north | north | northnorth
967 | GIBN_CRE |  |  | north | north | northnorth
968 | BENDAVIS | 15.89 |  | north | north | northnorth
969 | GIBN_CRE |  |  | north | north | northnorth
970 | BENDAVIS |  |  | north | north | northnorth
971 | PRUITT_8 | 10.11 |  | north | north | northnorth
972 | W_DENT_T |  |  | north | north | northnorth
973 | MCCREE_5 |  |  | north | north | northnorth
974 | MCCREE1_ |  |  | north | north | northnorth
975 | JKCREEK1 |  |  | north | north | northnorth
976 | SHELBSTR |  |  | north | north | northnorth
977 | GREENV_I |  |  | north | north | northnorth
978 | JKCREEK3 |  |  | north | north | northnorth
979 | GREENV_I |  |  | north | north | northnorth
980 | GIBN_STR |  |  | north | north | northnorth
981 | SPNCRINT |  |  | north | north | northnorth
982 | DN_STEAM |  |  | north | north | northnorth
983 | ARCO_T_8 |  |  | north | north | northnorth
984 | W_DENT_T |  |  | north | north | northnorth
985 | N_DENT_8 | 24.1 |  | north | north | northnorth
986 | W_DENT_8 |  |  | north | north | northnorth
987 | GIBN_STR |  |  | north | north | northnorth
988 | W_DENT_5 |  |  | north | north | northnorth
989 | GIBN_STR |  |  | north | north | northnorth
990 | GIBN_CRE |  | 463 | north | north | northnorth
991 | BOWIE_T_ | 0 |  | north | north | northnorth
992 | BRIDGE_P |  |  | north | north | northnorth
993 | BENDAVIS |  |  | north | north | northnorth
994 | BENDAVIS |  |  | north | north | northnorth
995 | BENDASTR |  |  | north | north | northnorth
996 | BENDASTR |  |  | north | north | northnorth
997 | MCCRESTR |  |  | north | north | northnorth
998 | JKCRESTR |  |  | north | north | northnorth
999 | GREENSTR |  |  | north | north | northnorth
1000 | GREENSTR |  |  | north | north | northnorth
1001 | DN_STSTR |  |  | north | north | northnorth
1002 | PBCTAGE_ |  | 64.02 | west | west | westwest
1003 | PBCTBGE_ |  | 65 | west | west | westwest
1004 | PBCTCGE_ |  | 61.98 | west | west | westwest
1005 | PBCTDGE_ |  | 64.99 | west | west | westwest
1006 | PBCTEGE_ |  | 64.99 | west | west | westwest
1007 | PB5GEN_6 |  | 114 | west | west | westwest
1008 | PB6GEN_7 |  | 515 | west | west | westwest
1009 | N_DENSTR |  |  | north | north | northnorth
1010 | PERMIANB |  |  | west | west | westwest
1011 | W_DENSTR |  |  | north | north | northnorth
1012 | W_DENSTR |  |  | north | north | northnorth
1015 | PERMIANB |  |  | west | west | westwest
1018 | MOSS_5 |  |  | west | west | westwest
1019 | MOSS_8 |  |  | west | west | westwest
1020 | ECTORTIE |  |  | west | west | westwest
1021 | MIDLET_5 |  |  | west | west | westwest
1022 | MIDLNDE_ |  |  | west | west | westwest
1023 | MIDLNDE_ | 43.45 |  | west | west | westwest
1024 | FSCOGEN_ |  |  | west | west | westwest
1025 | FSCOGEN_ |  |  | west | west | westwest
1026 | ECTORTIE |  |  | west | west | westwest
1027 | ODESEHV_ |  |  | west | west | westwest
1028 | ODESEHV_ |  |  | west | west | westwest
1030 | MRGNCRK_ |  |  | west | west | westwest
1032 | MRGNCRK_ |  |  | west | west | westwest
1033 | MRGNCRK_ |  |  | west | west | westwest
1034 | MCTMODEL |  |  | west | west | westwest
1039 | MRGNAG_1 |  | 66 | west | west | westwest
1040 | MRGNBG_2 |  | 69 | west | west | westwest
1041 | MRGNCG_3 |  | 69 | west | west | westwest
1042 | MRGNDG_4 |  | 67 | west | west | westwest
1043 | MRGNEG_5 |  | 67 | west | west | westwest
1044 | MRGNFG_6 |  | 65 | west | west | westwest
1045 | CALENG1G |  | 70 | west | west | westwest
1046 | CALENG2G |  | 73.4 | west | west | westwest
1047 | CALENG3G |  | 70.4 | west | west | westwest
1048 | TONKAWA_ |  |  | west | west | westwest
1049 | ROSCOE_5 |  |  | west | west | westwest
1051 | HUNTSMAN | 1.75 |  | west | west | westwest
1052 | REXALL_8 | 8.65 |  | west | west | westwest
1053 | GENRUBR_ | 38.35 |  | west | west | westwest
1054 | OLFNNSHL | 29.71 |  | west | west | westwest
1055 | NYLONTAP |  |  | west | west | westwest
1056 | NYLON_8 |  |  | west | west | westwest
1057 | CHAMPION |  |  | west | west | westwest
1058 | LONGSHOR |  | 37 | west | west | westwest
1059 | MIDESSA_ |  |  | west | west | westwest
1060 | PYRON_5 |  |  | west | west | westwest
1061 | CIELOGEN |  | 9.9 | west | west | westwest
1062 | CIELOGEN |  | 6.1 | west | west | westwest
1063 | CIELOWIN |  |  | west | west | westwest
1064 | SUN_8 | 8 |  | west | west | westwest
1065 | KINDERML | 150 |  | west | west | westwest
1066 | KINDERML |  |  | west | west | westwest
1067 | GOLDENSW |  |  | west | west | westwest
1068 | SCURRYCW |  | 14.1 | west | west | westwest
1069 | KINDERMG |  | 25 | west | west | westwest
1070 | KINDERMG |  | 45.7 | west | west | westwest
1071 | KINDERMG |  | 45.7 | west | west | westwest
1072 | INADALE_ |  |  | west | west | westwest
1073 | SCURRYCW |  | 12 | west | west | westwest
1074 | WINKSS_8 |  |  | west | west | westwest
1075 | WINKSS_9 | 5.24 |  | west | west | westwest
1080 | WHITOIL_ |  |  | west | west | westwest
1087 | WRDGLFTA |  |  | west | west | westwest
1088 | WICKETT_ |  |  | west | west | westwest
1089 | WICKETAP |  |  | west | west | westwest
1091 | WARDGULF |  |  | west | west | westwest
1092 | LOVING_8 | 4.83 |  | west | west | westwest
1093 | ELMAR_8 | 5.83 |  | west | west | westwest
1094 | MASON_8 | 5.41 |  | west | west | westwest
1095 | SCRWBEAN | 1.13 |  | west | west | westwest
1096 | BLACKRVR | 3.18 |  | west | west | westwest
1097 | TWPPMTR_ |  |  | west | west | westwest
1098 | KWINDRO_ |  |  | west | west | westwest
1099 | SWPORTAP |  |  | west | west | westwest
1100 | SWPORTLA | 12.04 |  | west | west | westwest
1101 | EDWARDS_ | 12.72 |  | west | west | westwest
1102 | JUDKINS_ | 10.18 |  | west | west | westwest
1103 | SANDHLTA |  |  | west | west | westwest
1104 | SANDHILL | 8.13 |  | west | west | westwest
1105 | MONAHTAP |  |  | west | west | westwest
1106 | MONAHN1_ | 14.85 |  | west | west | westwest
1107 | MONAHTAP |  |  | west | west | westwest
1108 | MONAHN2_ | 7.82 |  | west | west | westwest
1109 | CULBESON | 8.01 |  | west | west | westwest
1111 | BIG3ODTA |  |  | west | west | westwest
1112 | BIG3OD_8 | 0.19 |  | west | west | westwest
1113 | ODESASW_ | 21.42 |  | west | west | westwest
1116 | WINDWOOD | 33.58 |  | west | west | westwest
1117 | MIDLANDW | 118.8 |  | west | west | westwest
1118 | CRMWD8TA |  |  | west | west | westwest
1119 | CRMWD8_8 | 0.66 |  | west | west | westwest
1120 | MIDLAIRP | 11.31 |  | west | west | westwest
1121 | GLENHAVN | 77.06 |  | west | west | westwest
1122 | ODESSANO | 75.62 |  | west | west | westwest
1123 | ODESSANO |  |  | west | west | westwest
1126 | ODESSA2_ | 31.75 |  | west | west | westwest
1127 | ODESSA1_ | 37.8 |  | west | west | westwest
1128 | LIQDAIR_ | 6.85 |  | west | west | westwest
1129 | WESTOVER | 38.08 |  | west | west | westwest
1130 | AMOSFOST | 0.92 |  | west | west | westwest
1132 | MIDLDWNT | 31.9 |  | west | west | westwest
1137 | TEXINSTA |  |  | west | west | westwest
1138 | TEXASINS | 3.48 |  | west | west | westwest
1141 | HOLTSS_8 |  |  | west | west | westwest
1142 | HOLTSS_9 |  |  | west | west | westwest
1143 | AMOCNCTA |  |  | west | west | westwest
1144 | AMNCOWD_ | 21.93 |  | west | west | westwest
1145 | AMGLDSMI | 5.78 |  | west | west | westwest
1146 | NOTREES1 |  |  | west | west | westwest
1147 | CHEYENTA |  |  | west | west | westwest
1148 | CHEYENNE | 21.7 |  | west | west | westwest
1149 | DOLRHIDE | 11.72 |  | west | west | westwest
1150 | AMOCO3BA | 1.48 |  | west | west | westwest
1152 | UNOCALDH | 1.31 |  | west | west | westwest
1155 | ANDREWTA |  |  | west | west | westwest
1156 | ANDREWS_ | 21.98 |  | west | west | westwest
1158 | SLMSALE_ |  |  | west | west | westwest
1159 | NOANDREW | 28.73 |  | west | west | westwest
1160 | NOANDREW |  |  | west | west | westwest
1161 | UNPKRBK_ | 12.25 |  | west | west | westwest
1162 | LMESALYN | 3.76 |  | west | west | westwest
1163 | LAMESA_8 | 4.73 |  | west | west | westwest
1164 | LAMESA_9 | 23.18 |  | west | west | westwest
1165 | EXMEANTA |  |  | west | west | westwest
1166 | EXNMEANS | 18.03 |  | west | west | westwest
1167 | MUSTANG_ | 7.47 |  | west | west | westwest
1168 | PAULDTAP |  |  | west | west | westwest
1169 | PAULDAVS | 10.16 |  | west | west | westwest
1176 | GRANDVEW | 54.04 |  | west | west | westwest
1177 | TEXMABEE | 7.48 |  | west | west | westwest
1178 | ADOBEMEW | 17.09 |  | west | west | westwest
1179 | TEXMATAP |  |  | west | west | westwest
1180 | ECTRHILL | 22.29 |  | west | west | westwest
1182 | MOCKNBRD | 37.19 |  | west | west | westwest
1184 | GODDARD_ | 73.84 |  | west | west | westwest
1198 | CRANE_9 | 14.62 |  | west | west | westwest
1199 | ARCOCTAP |  |  | west | west | westwest
1201 | ARCOCRN_ | 11.91 |  | west | west | westwest
1202 | WARDSS_9 |  |  | west | west | westwest
1203 | BARNSLEY | 7.18 |  | west | west | westwest
1204 | EXNJCTAP |  |  | west | west | westwest
1205 | EXONJUAN | 3.01 |  | west | west | westwest
1206 | CRNATLTA |  |  | west | west | westwest
1207 | CRANATLC | 0.48 |  | west | west | westwest
1210 | MIDKIFF_ |  |  | west | west | westwest
1211 | MIDKIFF_ |  |  | west | west | westwest
1212 | UPTON_8 | 6.26 |  | west | west | westwest
1213 | PEMBRKTA |  |  | west | west | westwest
1214 | CRANEAST |  |  | west | west | westwest
1215 | PEMBROOK | 2.93 |  | west | west | westwest
1216 | REAGNSHE | 0.1 |  | west | west | westwest
1217 | GLASCOCK | 3.6 |  | west | west | westwest
1218 | GARDCITY | 4.21 |  | west | west | westwest
1221 | TEXHARVY | 6.32 |  | west | west | westwest
1222 | PECKTAP_ |  |  | west | west | westwest
1223 | PECK_9 | 7.45 |  | west | west | westwest
1226 | MDGULFTA |  |  | west | west | westwest
1227 | MIDLGULF | 1.93 |  | west | west | westwest
1228 | MIDBASIN | 1.79 |  | west | west | westwest
1229 | STANTON_ | 9.06 |  | west | west | westwest
1232 | CRANEHUM | 0.26 |  | west | west | westwest
1233 | GETTY_9 | 7.07 |  | west | west | westwest
1234 | PGASUSTA |  |  | west | west | westwest
1235 | PEGASUS_ | 11.85 |  | west | west | westwest
1236 | SPEGSTAP |  |  | west | west | westwest
1237 | SOPGASUS | 10.61 |  | west | west | westwest
1238 | ROYALTY_ | 6.88 |  | west | west | westwest
1239 | COYANOSA | 7.6 |  | west | west | westwest
1240 | WFCAMPTA |  |  | west | west | westwest
1241 | WOLFCAMP | 0.76 |  | west | west | westwest
1242 | NNATURAL | 0.29 |  | west | west | westwest
1245 | WINKBAWT |  |  | west | west | westwest
1246 | WINKBASN | 7.09 |  | west | west | westwest
1249 | KEYSTONE | 3.95 |  | west | west | westwest
1252 | VEST_9 | 1.96 |  | west | west | westwest
1253 | MIDWAY_9 | 15.88 |  | west | west | westwest
1254 | ODBASSS_ |  |  | west | west | westwest
1255 | ODESBASN | 0 |  | west | west | westwest
1256 | GOLDSMTH | 38.08 |  | west | west | westwest
1257 | ECTRSHEL |  |  | west | west | westwest
1259 | NTCOWDEN | 14.64 |  | west | west | westwest
1260 | GOLDSCG_ |  |  | west | west | westwest
1262 | EMMATAP_ |  |  | west | west | westwest
1263 | EMMA_9 | 12.38 |  | west | west | westwest
1264 | SANADTAP |  |  | west | west | westwest
1265 | SANANDRS | 2.08 |  | west | west | westwest
1266 | MIDFARMS | 4.63 |  | west | west | westwest
1267 | ANDREWS_ |  |  | west | west | westwest
1270 | FRNKLCTY | 9.43 |  | west | west | westwest
1273 | PHILANDS | 0.19 |  | west | west | westwest
1274 | FULERTON | 4.72 |  | west | west | westwest
1275 | EXXONFUL | 8.13 |  | west | west | westwest
1277 | BAKKETAP |  |  | west | west | westwest
1280 | BAKKE_9 | 7.64 |  | west | west | westwest
1281 | AMMIDFTA |  |  | west | west | westwest
1282 | AMOMIDFM | 20.75 |  | west | west | westwest
1283 | XTOBLOCK |  |  | west | west | westwest
1285 | MEANS_9 | 9.57 |  | west | west | westwest
1292 | ECTRHARP | 5.5 |  | west | west | westwest
1295 | WICKETT_ | 10.96 |  | west | west | westwest
1296 | NORTHWRD | 1.75 |  | west | west | westwest
1297 | WICKETAP |  |  | west | west | westwest
1300 | EXSHARNR | 9.74 |  | west | west | westwest
1301 | WILLOWVA |  |  | west | west | westwest
1302 | MULESHOE |  |  | west | west | westwest
1305 | SNYDER_8 | 19.19 |  | west | west | westwest
1306 | SNYDER_9 | 16.43 |  | west | west | westwest
1307 | KEYLYNTE | 1.2 |  | west | west | westwest
1308 | GAILLYNT |  |  | west | west | westwest
1309 | BLUFCKTA |  |  | west | west | westwest
1310 | KNAPP_8 | 15.78 |  | west | west | westwest
1311 | SACROC_8 | 25.8 |  | west | west | westwest
1312 | SCURYCHV | 5.38 |  | west | west | westwest
1313 | ENISCKTA |  |  | west | west | westwest
1314 | ENNISCK_ | 9.06 |  | west | west | westwest
1315 | BRAND_8 | 9.39 |  | west | west | westwest
1317 | COAHOMAN |  |  | west | west | westwest
1318 | CHINAGRV |  |  | west | west | westwest
1319 | CHINAGRV |  |  | west | west | westwest
1320 | BSP 1 | 8 | 25.8 | west | west | westwest
1321 | CARBONSW |  |  | west | west | westwest
1322 | BIGSPRIG | 9.82 |  | west | west | westwest
1323 | BIGSPRIG | 16.18 |  | west | west | westwest
1324 | BIGSPGWE | 38.37 |  | west | west | westwest
1325 | AIRPARK_ | 13.46 |  | west | west | westwest
1326 | STANTONW |  | 10.05 | west | west | westwest
1327 | WILDHRSE |  | 0 | west | west | westwest
1328 | OCOTILLO |  | 5.8 | west | west | westwest
1329 | SPRABERY |  |  | west | west | westwest
1330 | SPRABERY |  |  | west | west | westwest
1331 | DRUMRIGT |  |  | west | west | westwest
1332 | COSDEN_8 | 18.88 |  | west | west | westwest
1333 | MCDDONAL |  | 21.42 | west | west | westwest
1334 | CHNGOWNR |  |  | west | west | westwest
1335 | FORSANTA |  |  | west | west | westwest
1336 | FORSAN_8 | 8.76 |  | west | west | westwest
1337 | CRMWDTAP |  |  | west | west | westwest
1338 | CRMWDSVN | 1.41 |  | west | west | westwest
1339 | ESKOTA_8 |  |  | west | west | westwest
1340 | ESKOTA_9 | 0.56 |  | west | west | westwest
1341 | SWTRDTAP |  |  | west | west | westwest
1342 | SWEETWTD | 28.27 |  | west | west | westwest
1343 | TRENTIPP |  | 15 | west | west | westwest
1344 | ESKOTAYL |  |  | west | west | westwest
1345 | COAHOMA_ | 7.19 |  | west | west | westwest
1346 | IATHOWTA |  |  | west | west | westwest
1347 | IATNHOW_ | 8.96 |  | west | west | westwest
1348 | WSTBROOK | 10.11 |  | west | west | westwest
1349 | WESTXWIN |  | 0.66 | west | west | westwest
1350 | NWPWRG1_ |  | 3.43 | west | west | westwest
1351 | BSPGGULF | 0.97 |  | west | west | westwest
1352 | CHALK_9 | 11.19 |  | west | west | westwest
1353 | NWPWRTAP |  |  | west | west | westwest
1354 | AEPWIND_ |  | 10.1 | west | west | westwest
1355 | ACKRLYVE |  |  | west | west | westwest
1356 | ACKRLYVE |  |  | west | west | westwest
1357 | BIGCRMWD | 0.78 |  | west | west | westwest
1358 | KNOTT_9 | 0.33 |  | west | west | westwest
1359 | ACKCHEV_ | 0.19 |  | west | west | westwest
1360 | GUNSIGHT |  | 12 | west | west | westwest
1362 | ACKERLY_ | 1.88 |  | west | west | westwest
1363 | ACKRLNTC |  |  | west | west | westwest
1364 | SPARNBRG | 0.22 |  | west | west | westwest
1367 | IRA_9 | 1.67 |  | west | west | westwest
1368 | SCURRY_9 | 3.17 |  | west | west | westwest
1369 | LKTHOMAS | 8.38 |  | west | west | westwest
1370 | SANTAFE_ | 2.42 |  | west | west | westwest
1371 | MURRY_P8 |  |  | north | north | northnorth
1373 | COLBASIN | 5.44 |  | west | west | westwest
1374 | CHGRGULF | 3.33 |  | west | west | westwest
1375 | AMOCO_9 | 0.56 |  | west | west | westwest
1376 | AMOCOTAP |  |  | west | west | westwest
1378 | COLOCITY | 14.69 |  | west | west | westwest
1379 | LORAINE_ | 1.3 |  | west | west | westwest
1380 | ROSCOE_9 | 3.49 |  | west | west | westwest
1381 | SWEETWTR | 5.89 |  | west | west | westwest
1382 | USGYPSTA |  |  | west | west | westwest
1383 | USGYPTWO |  |  | west | west | westwest
1384 | USGYPONE | 3.83 |  | west | west | westwest
1385 | FLINTKOT | 2.24 |  | west | west | westwest
1386 | FLINTST_ |  |  | west | west | westwest
1387 | USGYPTAP |  |  | west | west | westwest
1388 | WELCHLEC |  |  | west | west | westwest
1389 | WELCHTAP |  |  | west | west | westwest
1390 | WELCH_9 | 8.46 |  | west | west | westwest
1391 | DAWSON_9 | 0.27 |  | west | west | westwest
1392 | OXYUSA_9 | 3.2 |  | west | west | westwest
1393 | DAWSNLEC |  |  | west | west | westwest
1394 | GTTYVTAP |  |  | west | west | westwest
1395 | GETTYVLM | 4.28 |  | west | west | westwest
1398 | RADIUMMT |  |  | west | west | westwest
1400 | TXCOCOGD | 18.93 |  | west | west | westwest
1401 | COGDELTA |  |  | west | west | westwest
1402 | COGDELL_ | 23.36 |  | west | west | westwest
1406 | OAKCREEK | 0.38 |  | west | west | westwest
1407 | LONESTAR | 8.27 |  | west | west | westwest
1408 | NOLANWTY |  |  | west | west | westwest
1409 | NOLANWTA |  |  | west | west | westwest
1410 | ENSCRKSS |  |  | west | west | westwest
1411 | ENSCRKSS |  |  | west | west | westwest
1412 | PLAINVTA |  |  | west | west | westwest
1414 | CHAMPNCR |  |  | west | west | westwest
1420 | SWEETWTR |  |  | west | west | westwest
1421 | WILLOWCK |  |  | north | north | northnorth
1422 | BOWMAN_5 |  |  | north | west | northwest
1423 | BOWMAN_A |  |  | north | west | northwest
1424 | BOWMAN_B |  |  | north | west | northwest
1425 | FISHRDSS |  |  | north | west | northwest
1426 | FISHRDSS |  |  | north | west | northwest
1427 | FISHERRD | 12.98 |  | north | west | northwest
1429 | JACKSBRO |  |  | north | north | northnorth
1430 | GRHAMSES |  |  | north | north | northnorth
1431 | GRHAMSES |  |  | north | north | northnorth
1432 | GRHAMSES |  | 366 | north | north | northnorth
1433 | GRHAMSES |  | 242 | north | north | northnorth
1434 | WCPWRCO_ |  |  | north | north | northnorth
1435 | LONGCREK |  |  | north | west | northwest
1436 | PARKER_5 |  |  | north | north | northnorth
1437 | MESQUITW |  | 39.99 | north | west | northwest
1438 | MESQUITW |  | 23.6 | north | west | northwest
1439 | LONCREK2 |  |  | north | west | northwest
1440 | COMCHESS |  |  | north | north | northnorth
1441 | COMCHESS |  |  | north | north | northnorth
1442 | COKFIELD |  | 16.5 | north | west | northwest
1443 | HENDRCH_ |  |  | north | north | northnorth
1446 | LKWICHIT |  |  | north | west | northwest
1447 | LKWICHIT |  |  | north | west | northwest
1448 | WCHTFLLS | 57.01 |  | north | west | northwest
1449 | WCHTFLLS |  |  | north | west | northwest
1450 | PLEASVAL |  |  | north | west | northwest
1451 | PLEASVAL |  |  | north | west | northwest
1452 | LANHAM_T |  |  | north | west | northwest
1453 | WCPWRCO_ |  | 204 | north | north | northnorth
1454 | WCPWRCO_ |  | 201 | north | north | northnorth
1455 | WCPWRCO_ |  | 242 | north | north | northnorth
1464 | WFALLS_S |  |  | north | west | northwest
1467 | NORTHSTR | 3.09 |  | north | west | northwest
1468 | LKAROWHD | 0.89 |  | north | west | northwest
1469 | SUNSETSW |  |  | north | north | northnorth
1470 | NEWPRT_P |  |  | north | north | northnorth
1471 | CARTR_P8 |  |  | north | north | northnorth
1472 | NAVYKSS1 |  |  | north | west | northwest
1473 | NAVYKSS1 |  |  | north | west | northwest
1474 | SCOTLD_P |  |  | north | west | northwest
1475 | WINDTHOR |  |  | north | west | northwest
1476 | MARKLY_8 | 0.56 |  | north | west | northwest
1477 | RICESW_8 |  |  | north | north | northnorth
1478 | ARROWHD_ |  |  | north | west | northwest
1479 | WFCOGEN_ |  | 24 | north | west | northwest
1480 | RATHGBER | 20.8 |  | north | west | northwest
1482 | WFCOGEN_ |  | 24 | north | west | northwest
1483 | CITYVIEW | 33.56 |  | north | west | northwest
1484 | PPG_8 | 11.93 |  | north | west | northwest
1485 | CERAMIC_ | 0.14 |  | north | west | northwest
1486 | BOOMTOWN | 16.45 |  | north | west | northwest
1489 | SIKES_8 | 17.22 |  | north | west | northwest
1492 | RIVERBND | 30.99 |  | north | west | northwest
1493 | ARTHURST | 67.48 |  | north | west | northwest
1494 | WFSTHOSP | 2.91 |  | north | west | northwest
1496 | CERTEED2 | 0.42 |  | north | west | northwest
1497 | CERTEED1 | 9.69 |  | north | west | northwest
1498 | WFCOGEN_ | 0.82 |  | north | west | northwest
1499 | PARKWAY2 | 20.49 |  | north | west | northwest
1500 | PARKWAY1 | 17.23 |  | north | west | northwest
1503 | WFALLS_N | 29.99 |  | north | west | northwest
1504 | WFLSNBYP |  |  | north | west | northwest
1507 | SHPFIELD |  |  | north | west | northwest
1508 | WFLLSBSN |  |  | north | west | northwest
1509 | PETROLIA |  |  | north | west | northwest
1511 | WFBASIN_ | 4.85 |  | north | west | northwest
1512 | DIAMNDSH | 3.38 |  | north | west | northwest
1514 | SHPFIELD | 28.35 |  | north | west | northwest
1515 | SHPFIELD |  |  | north | west | northwest
1516 | IOWAPARK |  |  | north | west | northwest
1517 | BURKBURN | 13.15 |  | north | west | northwest
1518 | IOWAPARK | 13.05 |  | north | west | northwest
1519 | CRYOVAC_ | 21.64 |  | north | west | northwest
1520 | CRYOVAC_ |  |  | north | west | northwest
1522 | NAVYKPOO | 2.82 |  | north | west | northwest
1525 | ARCHCITY | 6.09 |  | north | west | northwest
1526 | BLACKWEL | 2.4 |  | north | west | northwest
1527 | HOLLIDAY | 8.35 |  | north | west | northwest
1530 | BAYLR_9 |  |  | north | west | northwest
1531 | SEYMRBAS | 0.93 |  | north | west | northwest
1532 | SEYMOUR_ | 0.47 |  | west | west | westwest
1533 | BOMARTON | 0.06 |  | west | west | westwest
1536 | KMA_T9 |  |  | north | west | northwest
1537 | KMA_9 | 7.11 |  | north | west | northwest
1538 | ELECTRA_ | 6.8 |  | north | west | northwest
1541 | ROBNTECH | 2.56 |  | north | west | northwest
1543 | HENRITAW | 0.77 |  | north | west | northwest
1544 | HENRIETA | 10.08 |  | north | west | northwest
1545 | RINGMAG_ |  |  | north | west | northwest
1546 | RINGMAG_ | 2.52 |  | north | west | northwest
1547 | BELLEVUE | 1.43 |  | north | north | northnorth
1548 | MONTAGUE |  |  | north | north | northnorth
1549 | BOWIESVC | 0.48 |  | north | north | northnorth
1550 | BOWIE1_9 | 0.08 |  | north | north | northnorth
1552 | WZRDWLLS |  |  | north | north | northnorth
1553 | CHCOWEST |  |  | north | north | northnorth
1554 | CHCOCSER | 0.29 |  | north | north | northnorth
1555 | JACKAMCO | 0.49 |  | north | north | northnorth
1556 | JACKSBOR | 12.33 |  | north | north | northnorth
1557 | JACKSINC | 0.1 |  | north | north | northnorth
1558 | JACKSINC | 1.44 |  | north | north | northnorth
1561 | ALVORD1_ | 1.9 |  | north | north | northnorth
1562 | CHCOWEST |  |  | north | north | northnorth
1563 | CHCOWEST | 4.11 |  | north | north | northnorth
1564 | CHCOGHLL | 4.44 |  | north | north | northnorth
1565 | BRDGPORT | 18.54 |  | north | north | northnorth
1566 | DECATUR_ | 38.61 |  | north | north | northnorth
1567 | DECATUR1 |  |  | north | north | northnorth
1568 | ALLISON_ |  |  | north | north | northnorth
1570 | RHOME_8 | 14.16 |  | north | north | northnorth
1571 | ORAN1_8 |  |  | north | north | northnorth
1572 | ORAN1_9 | 4.94 |  | north | north | northnorth
1574 | PALOPNTO |  |  | north | north | northnorth
1575 | MINWLLSW | 19.32 |  | north | north | northnorth
1576 | PALOPNTO |  |  | north | north | northnorth
1577 | MINWLLS2 | 19.58 |  | north | north | northnorth
1579 | ALEDO1_9 | 24.73 |  | north | north | northnorth
1580 | MINWLLS1 | 17.19 |  | north | north | northnorth
1581 | GRAFORD_ | 0.4 |  | north | north | northnorth
1582 | BENNETT_ |  |  | north | north | northnorth
1583 | LIVEOAK1 | 8.72 |  | north | north | northnorth
1584 | MINWLLSE | 14.63 |  | north | north | northnorth
1585 | WTHFORDW |  |  | north | north | northnorth
1586 | WTHFORD_ | 9.71 |  | north | north | northnorth
1587 | WTHFORDE | 5.52 |  | north | north | northnorth
1588 | LGNVISTA | 18.18 |  | north | north | northnorth
1589 | WTHFORDW |  |  | north | north | northnorth
1591 | SPRGTOWN | 20.03 |  | north | north | northnorth
1592 | WTHFRDSS |  |  | north | north | northnorth
1593 | BONHAM_P |  |  | north | north | northnorth
1595 | LIPAN_8 | 2.58 |  | north | north | northnorth
1596 | GRAHAMSW |  |  | north | north | northnorth
1597 | GRAHAMSW |  |  | north | north | northnorth
1598 | BALSORA_ | 6.27 |  | north | north | northnorth
1599 | BARTON_8 |  |  | north | north | northnorth
1600 | BARTNWND |  | 12 | north | north | northnorth
1601 | GRAHAME_ | 17.14 |  | north | north | northnorth
1602 | GRAHAM_9 | 17.69 |  | north | north | northnorth
1603 | OLNEY_P9 |  |  | north | west | northwest
1604 | ANARENE1 | 0.98 |  | north | west | northwest
1607 | STH_BEND | 0.88 |  | north | north | northnorth
1608 | IVAN_9 | 4.73 |  | north | north | northnorth
1612 | BRECK_N_ | 6.95 |  | north | north | northnorth
1613 | BRECK_T8 |  |  | north | north | northnorth
1614 | BRECK_8 | 33.17 |  | north | north | northnorth
1615 | BRECK_9 | 10.65 |  | north | north | northnorth
1616 | SUN_ECU_ |  |  | north | north | northnorth
1617 | SUN_ECU_ | 4.27 |  | north | north | northnorth
1618 | CADDO_8 | 1.88 |  | north | north | northnorth
1619 | COLNYCRK | 0.78 |  | north | north | northnorth
1620 | RICOCHET |  |  | north | north | northnorth
1622 | EASTLAND | 15.16 |  | north | north | northnorth
1623 | MORTNVAL | 1.68 |  | north | north | northnorth
1624 | LEONSW_8 |  |  | north | north | northnorth
1625 | LEON2_9 | 15.96 |  | north | north | northnorth
1626 | LEON5_9 |  |  | north | north | northnorth
1627 | RANGULF_ | 1.42 |  | north | north | northnorth
1628 | RANGER_9 | 6.91 |  | north | north | northnorth
1629 | OLDEN_P8 |  |  | north | north | northnorth
1630 | GORMAN_9 | 3.95 |  | north | north | northnorth
1631 | DELNMAG_ |  |  | north | north | northnorth
1632 | DELNMAG_ | 0.47 |  | north | north | northnorth
1633 | DELEON_9 | 6.58 |  | north | north | northnorth
1634 | CMYNHM_T |  |  | north | north | northnorth
1635 | CMYNHM_9 | 0.23 |  | north | north | northnorth
1636 | DUBLIN1_ | 9.8 |  | north | north | northnorth
1637 | DUBLIN1_ |  |  | north | north | northnorth
1638 | SLSTR1PP |  |  | north | north | northnorth
1640 | LINGLVLL |  |  | north | north | northnorth
1641 | STPHNVIL | 58.14 |  | north | north | northnorth
1642 | FLATCRK_ |  |  | north | north | northnorth
1643 | SLSTR1PP |  | 6 | north | north | northnorth
1644 | SELDON_P |  |  | north | north | northnorth
1645 | JOHNSNVL |  |  | north | north | northnorth
1646 | WALNUTSP | 1.4 |  | north | north | northnorth
1647 | WALSPTNP |  |  | north | north | northnorth
1649 | HASSE_P8 |  |  | north | north | northnorth
1650 | COMANCHE |  |  | north | north | northnorth
1651 | COMANCHE | 11.01 |  | north | north | northnorth
1654 | ZEPHYR_P | 0.6 |  | north | north | northnorth
1655 | BRNWDSW_ |  |  | north | north | northnorth
1656 | BRNWD_S_ | 56.48 |  | north | north | northnorth
1661 | BRNWD1_8 | 36.8 |  | north | north | northnorth
1662 | BRNWD1_9 |  |  | north | north | northnorth
1665 | PROCTOR_ | 1.7 |  | north | north | northnorth
1666 | BLANKET_ | 0.96 |  | north | north | northnorth
1669 | LKBRNWD_ |  |  | north | north | northnorth
1670 | LKBRNWD_ | 6.37 |  | north | north | northnorth
1671 | BANGS_9 | 5.47 |  | north | north | northnorth
1675 | PEC_1G |  | 75 | north | north | northnorth
1676 | PEC_2G |  | 79.6 | north | north | northnorth
1677 | PEC_3G |  | 88.4 | north | north | northnorth
1678 | LAMARPWR |  | 160 | north | north | northnorth
1679 | LAMARPWR |  | 156 | north | north | northnorth
1680 | LAMARPWR |  | 196 | north | north | northnorth
1681 | LAMARPWR |  | 156 | north | north | northnorth
1682 | LAMARPWR |  | 157 | north | north | northnorth
1683 | LAMARPWR |  | 198 | north | north | northnorth
1684 | LAMARPWR | 1.12 |  | north | north | northnorth
1685 | FARMVLSW |  |  | north | north | northnorth
1687 | VALLEY_1 |  | 170 | north | north | northnorth
1688 | VALLEY_2 |  | 520 | north | north | northnorth
1689 | VALLEY_3 |  | 194.66 | north | north | northnorth
1690 | VALLYSES |  |  | north | north | northnorth
1691 | VALLYSES |  |  | north | north | northnorth
1692 | PARIS_SW |  |  | north | north | northnorth
1693 | PARIS_SW |  |  | north | north | northnorth
1694 | TENASKA_ | 0.02 |  | north | north | northnorth
1695 | MOSES_5 |  |  | north | north | northnorth
1696 | MOSES1_T |  |  | north | north | northnorth
1697 | SULSP_SS |  |  | north | north | northnorth
1698 | SULSP_SS | 5.23 |  | north | north | northnorth
1701 | MOSES_1G |  | 558 | north | north | northnorth
1702 | MOSES_2G |  | 579 | north | north | northnorth
1703 | MOSES_3G |  | 808 | north | north | northnorth
1704 | SHER_L_M | 6.04 |  | north | north | northnorth
1706 | GAINVL_E |  |  | north | north | northnorth
1707 | GAINVL_E | 20.47 |  | north | north | northnorth
1708 | GAINVLDX | 35.66 |  | north | north | northnorth
1709 | GAINVLDX |  |  | north | north | northnorth
1710 | GAINVL_N | 11.58 |  | north | north | northnorth
1712 | MUENSTER | 6.11 |  | north | north | northnorth
1713 | MEMC_W_T |  |  | north | north | northnorth
1714 | SHRM_TI_ |  |  | north | north | northnorth
1715 | MEMC_SW_ | 12.7 |  | north | north | northnorth
1716 | ST_JO_P9 |  |  | north | north | northnorth
1717 | MEMC_SW_ | 18.47 |  | north | north | northnorth
1718 | GAINVL_E |  |  | north | north | northnorth
1719 | GAINVL_T |  |  | north | north | northnorth
1720 | GAINVLNS |  |  | north | north | northnorth
1721 | GAINVLNS |  |  | north | north | northnorth
1722 | GAINVLCH | 0 |  | north | north | northnorth
1723 | LIBERTY_ |  |  | north | north | northnorth
1724 | WHTBORSE | 7.92 |  | north | north | northnorth
1725 | GORDVL_T |  |  | north | north | northnorth
1726 | SADLER_9 | 0 |  | north | north | northnorth
1727 | GORDVL_9 | 0.28 |  | north | north | northnorth
1728 | WHTBOR_9 |  |  | north | north | northnorth
1729 | VAL_STH_ |  |  | north | north | northnorth
1730 | KRUMW_5 |  |  | north | north | northnorth
1732 | SHER_NW_ | 65.18 |  | north | north | northnorth
1733 | PERRIN_T |  |  | north | north | northnorth
1734 | FINK_T8 |  |  | north | north | northnorth
1735 | FINK_8 | 20.97 |  | north | north | northnorth
1736 | PERRIN1_ | 8.2 |  | north | north | northnorth
1737 | DENISN_W | 23.58 |  | north | north | northnorth
1738 | WHTBORSE |  |  | north | north | northnorth
1739 | DENISND_ |  |  | north | north | northnorth
1740 | SHRM_TI_ |  |  | north | north | northnorth
1741 | LKTEXOMA | 7.94 |  | north | north | northnorth
1742 | TEXOMA_T |  |  | north | north | northnorth
1743 | DENISN_N | 21.78 |  | north | north | northnorth
1744 | WHTBORSE |  |  | north | north | northnorth
1745 | DENISN_8 | 40.53 |  | north | north | northnorth
1746 | SHER_E_8 | 31.7 |  | north | north | northnorth
1747 | CHERYMND |  |  | north | north | northnorth
1748 | ELMONT_P |  |  | north | north | northnorth
1749 | SHRM_TI_ |  |  | north | north | northnorth
1750 | SHER_S_8 | 35.87 |  | north | north | northnorth
1751 | VAN_AL_E |  |  | north | north | northnorth
1752 | WHTMND_8 |  |  | north | north | northnorth
1753 | MEMC_E_T |  |  | north | north | northnorth
1754 | VAN_AL_8 | 22.79 |  | north | north | northnorth
1755 | ECTOR_P8 |  |  | north | north | northnorth
1757 | ALLA_HUB |  |  | north | north | northnorth
1758 | PAYNE1_8 | 31.47 |  | north | north | northnorth
1759 | PAYNE1_9 |  |  | north | north | northnorth
1760 | BONHMSS1 |  |  | north | north | northnorth
1761 | BONHMSS_ |  |  | north | north | northnorth
1762 | BONHMNW1 | 4.78 |  | north | north | northnorth
1763 | PINKHIL_ |  |  | north | north | northnorth
1764 | BELLS1_9 | 2.89 |  | north | north | northnorth
1765 | ECTOR1_9 | 1.69 |  | north | north | northnorth
1766 | EXPLR_PL | 3.81 |  | north | north | northnorth
1767 | MM_P8 |  |  | north | north | northnorth
1768 | DEPORT_P |  |  | north | north | northnorth
1769 | PARIS_E_ |  |  | north | north | northnorth
1770 | LAMAR_T8 |  |  | north | north | northnorth
1771 | LAMARBM1 |  |  | north | north | northnorth
1772 | LAMARBM1 |  |  | north | north | northnorth
1773 | PARIS_E_ | 36.09 |  | north | north | northnorth
1774 | PARIS_N_ | 45.9 |  | north | north | northnorth
1776 | PARIS_KC | 20.23 |  | north | north | northnorth
1777 | PARIS_8 | 35.98 |  | north | north | northnorth
1778 | PARIS_9 |  |  | north | north | northnorth
1779 | LAMARCO_ |  |  | north | north | northnorth
1780 | RIVERCST |  |  | north | north | northnorth
1781 | RIVERCST |  |  | north | north | northnorth
1782 | SHERRY_P |  |  | north | north | northnorth
1783 | RIVERCST |  |  | north | north | northnorth
1784 | CLARKVL_ | 11.53 |  | north | north | northnorth
1785 | BAGWELL1 | 0.25 |  | north | north | northnorth
1786 | RENO_T8 |  |  | north | north | northnorth
1788 | BRKSTON1 | 2.57 |  | north | north | northnorth
1789 | HONEY_GR | 4.96 |  | north | north | northnorth
1790 | WINDMSPA |  |  | north | north | northnorth
1791 | MOSESMIN | 22.04 |  | north | north | northnorth
1793 | TALCO_W_ |  |  | north | north | northnorth
1794 | MOSES_T8 |  |  | north | north | northnorth
1795 | MOSES1_8 |  |  | north | north | northnorth
1796 | SULBLF1_ | 1.26 |  | north | north | northnorth
1797 | R0CKWELL |  |  | north | north | northnorth
1798 | SULSP_E1 | 18.32 |  | north | north | northnorth
1799 | ROCKWELL |  |  | north | north | northnorth
1800 | MRTNSPG1 | 18.91 |  | north | north | northnorth
1803 | PARS_PMP |  |  | north | north | northnorth
1805 | COOPER_9 | 7.58 |  | north | north | northnorth
1806 | ENLOE_T9 |  |  | north | north | northnorth
1808 | BONHAM_8 | 29.55 |  | north | north | northnorth
1809 | WOLFECTY | 7.52 |  | north | north | northnorth
1810 | WOLFCTY_ |  |  | north | north | northnorth
1812 | CUMBY_9 | 2.97 |  | north | north | northnorth
1813 | CUMBY1_T | 0.9 |  | north | north | northnorth
1814 | SULSPG_8 | 33.24 |  | north | north | northnorth
1815 | CUMBY1_T |  |  | north | north | northnorth
1816 | COMM_SW_ |  |  | north | north | northnorth
1817 | COMM_T8 |  |  | north | north | northnorth
1819 | COMM_S1_ | 15.77 |  | north | north | northnorth
1820 | COMMERCE | 18.69 |  | north | north | northnorth
1821 | COMMERCE |  |  | north | north | northnorth
1822 | COOPERLK |  |  | north | north | northnorth
1823 | COOPERLK | 8.24 |  | north | north | northnorth
1824 | NEYLNDVL | 3.58 |  | north | north | northnorth
1826 | CADML_9 | 5.8 |  | north | north | northnorth
1827 | CADMLX_T |  |  | north | north | northnorth
1828 | CADMLX_9 | 5.92 |  | north | north | northnorth
1829 | BURROW_T |  |  | north | north | northnorth
1830 | ROYSEGIN |  |  | north | north | northnorth
1833 | BRKSTN_T |  |  | north | north | northnorth
1845 | ROANOKE3 |  |  | north | north | northnorth
1847 | ROANOKE1 |  |  | north | north | northnorth
1848 | ROANOKE2 |  |  | north | north | northnorth
1849 | ROANOKE2 |  |  | north | north | northnorth
1850 | ROANOKE1 |  |  | north | north | northnorth
1851 | ROANOKE1 |  |  | north | north | northnorth
1852 | ROANOKE2 | 22.06 |  | north | north | northnorth
1853 | ROANOKE2 |  |  | north | north | northnorth
1854 | ROANOKE1 | 31.56 |  | north | north | northnorth
1855 | ALLIANCE | 19.15 |  | north | north | northnorth
1856 | KELLER1T |  |  | north | north | northnorth
1857 | MCPHERSN |  |  | north | north | northnorth
1858 | PEDANRD_ |  |  | north | north | northnorth
1859 | EAGLEMNT |  |  | north | north | northnorth
1860 | EAGLEMNT |  |  | north | north | northnorth
1861 | EAGLEMNT |  | 0 | north | north | northnorth
1862 | EAGLEMNT |  | 0 | north | north | northnorth
1863 | EAGLEMNT |  | 0 | north | north | northnorth
1866 | ELIZCRK1 | 26.97 |  | north | north | northnorth
1867 | ELIZCRK2 |  |  | north | north | northnorth
1868 | WLFHMDPT |  |  | north | north | northnorth
1869 | BENBRK_A |  |  | north | north | northnorth
1870 | BENBRK_B |  |  | north | north | northnorth
1873 | BENBRK_5 |  |  | north | north | northnorth
1874 | BENBRK_A | 34.42 |  | north | north | northnorth
1875 | BENBRK_B | 27.12 |  | north | north | northnorth
1876 | WLFHOLW_ |  |  | north | north | northnorth
1877 | WLFHOLW_ |  | 203.94 | north | north | northnorth
1878 | WLFHOLW_ |  | 192.4 | north | north | northnorth
1879 | WLFHOLW_ |  | 255.66 | north | north | northnorth
1880 | ROCKYCRK |  |  | north | north | northnorth
1881 | ROCKYCRK | 25.89 |  | north | north | northnorth
1882 | EVRMAN_W |  |  | north | north | northnorth
1883 | EVRMAN_A |  |  | north | north | northnorth
1884 | EVRMAN_B |  |  | north | north | northnorth
1885 | EVRMNTIE |  |  | north | north | northnorth
1886 | EVRMAN_E |  |  | north | north | northnorth
1887 | EVRMNTIE |  |  | north | north | northnorth
1888 | DECRDOVA |  |  | north | north | northnorth
1889 | DECRDOVA |  | 0 | north | north | northnorth
1890 | DECRDOVA |  |  | north | north | northnorth
1891 | DECRDOVA |  |  | north | north | northnorth
1892 | DECRDOVA |  | 65.03 | north | north | northnorth
1893 | DECRDOVA |  | 65 | north | north | northnorth
1894 | DECRDOVA |  | 65 | north | north | northnorth
1895 | DECRDOVA |  | 65.01 | north | north | northnorth
1898 | COMCHEPK |  | 1157 | north | north | northnorth
1899 | COMCHEPK |  | 1158 | north | north | northnorth
1900 | COMCHPKW | 1.98 |  | north | north | northnorth
1902 | JHNSONSW |  |  | north | north | northnorth
1904 | WEBB3_5 | 70.14 |  | north | north | northnorth
1905 | GRIFFTH_ |  |  | north | north | northnorth
1906 | VENUS_S5 |  |  | north | north | northnorth
1907 | VENUS_N5 |  |  | north | north | northnorth
1908 | VENUS3_8 | 12.2 |  | north | north | northnorth
1909 | VENUS1_8 |  |  | north | north | northnorth
1910 | VENUS2_8 |  |  | north | north | northnorth
1911 | WEBB1_5 | 97.84 |  | north | north | northnorth
1912 | MAYFLDN_ |  |  | north | north | northnorth
1913 | MAYFLDN_ | 58.3 |  | north | north | northnorth
1914 | MAYFLDS_ | 30.47 |  | north | north | northnorth
1916 | LIGGETTA |  |  | north | north | northnorth
1917 | SHRYTAP_ |  |  | north | north | northnorth
1918 | SHRYAUTO |  |  | north | north | northnorth
1919 | SHRY_A8 | 22.42 |  | north | north | northnorth
1920 | SHRY_B8 | 16.53 |  | north | north | northnorth
1921 | LIGGETTA |  |  | north | north | northnorth
1922 | LIGGETT_ |  |  | north | north | northnorth
1923 | LIGGETTA |  |  | north | north | northnorth
1924 | LIGGETT_ | 58.61 |  | north | north | northnorth
1925 | LIGGETTA |  |  | north | north | northnorth
1926 | LIGGETT_ |  |  | north | north | northnorth
1927 | LIGGETT_ |  |  | north | north | northnorth
1928 | LIGGETT_ |  |  | north | north | northnorth
1929 | CENTURY1 | 78.42 |  | north | north | northnorth
1930 | CENTURY3 | 85.29 |  | north | north | northnorth
1931 | COURTLND | 188.81 |  | north | north | northnorth
1932 | KENNDALE | 87.83 |  | north | north | northnorth
1934 | SHRYAUTO |  |  | north | north | northnorth
1935 | SYCMRCRK | 98.97 |  | north | north | northnorth
1936 | MDLTHELP | 0 |  | north | north | northnorth
1937 | MDLTHELP |  | 224 | north | north | northnorth
1938 | MDLTHELP |  | 226 | north | north | northnorth
1939 | MDLTHELP |  |  | north | north | northnorth
1940 | MDLTHELP |  |  | north | north | northnorth
1941 | MDLTHELP |  | 216.4 | north | north | northnorth
1942 | MDLTHELP |  | 216.1 | north | north | northnorth
1943 | MDLTHELP |  | 212 | north | north | northnorth
1944 | MDLTHELP |  | 211 | north | north | northnorth
1947 | HANDLEY_ |  | 395 | north | north | northnorth
1948 | HANDLEY_ |  | 234.43 | north | north | northnorth
1949 | HANDLEY_ |  | 217.5 | north | north | northnorth
1950 | HANDLEYC |  |  | north | north | northnorth
1951 | HANDLEYD | 40.38 |  | north | north | northnorth
1952 | HANDLEY_ |  |  | north | north | northnorth
1955 | CALMONT1 | 59.82 |  | north | north | northnorth
1956 | CALMONT1 | 16.69 |  | north | north | northnorth
1957 | SAGINAW1 |  |  | north | north | northnorth
1958 | SAGINAW1 |  |  | north | north | northnorth
1961 | NMAIN1_8 | 47.88 |  | north | north | northnorth
1962 | ALCON1_8 |  |  | north | north | northnorth
1963 | ALCON2_8 |  |  | north | north | northnorth
1964 | NMAIN1_9 |  |  | north | north | northnorth
1967 | FRSTHILL | 67.74 |  | north | north | northnorth
1968 | FRSTHILL |  |  | north | north | northnorth
1970 | HIGHL_E_ |  |  | north | north | northnorth
1972 | LEW_JNS_ |  |  | north | north | northnorth
1983 | CORINTHS | 33.05 |  | north | north | northnorth
1984 | ARGYLE1_ |  |  | north | north | northnorth
1985 | CORINTH1 | 83.12 |  | north | north | northnorth
1986 | KRUM_T8 |  |  | north | north | northnorth
1987 | KRUM_8 | 24.65 |  | north | north | northnorth
1988 | VALVIEW_ | 2.7 |  | north | north | northnorth
1990 | KRUM_P8 |  |  | north | north | northnorth
1993 | ARCO1_8 |  |  | north | north | northnorth
1994 | KRUGRVL1 | 16.19 |  | north | north | northnorth
1996 | ATMEL1_T |  |  | north | north | northnorth
1997 | ATMEL2_T |  |  | north | north | northnorth
1998 | ATMEL1_8 | 1.84 |  | north | north | northnorth
1999 | ATMEL2_8 | 38.97 |  | north | north | northnorth
2001 | IRVNORTH | 126.5 |  | north | north | northnorth
2002 | IRVBELT1 |  |  | north | north | northnorth
2003 | IRVBELT1 |  |  | north | north | northnorth
2004 | IRVBELT2 | 39.2 |  | north | north | northnorth
2006 | IRVVALVW | 66.67 |  | north | north | northnorth
2009 | DFW_SW_8 | 46.72 |  | north | north | northnorth
2010 | TRIGAS1_ |  |  | north | north | northnorth
2011 | TRIGAS_8 | 7.47 |  | north | north | northnorth
2014 | COPPELTP |  |  | north | north | northnorth
2015 | COPPELL_ | 112.83 |  | north | north | northnorth
2016 | EULESS_8 | 106.69 |  | north | north | northnorth
2017 | COPELL_S | 60.69 |  | north | north | northnorth
2018 | WROANOKE | 46.14 |  | north | north | northnorth
2019 | KIMBALL1 |  |  | north | north | northnorth
2020 | STHLAKE1 | 19.85 |  | north | north | northnorth
2021 | GV_BALL1 | 98.71 |  | north | north | northnorth
2022 | DFW_NW_8 | 51.15 |  | north | north | northnorth
2023 | KIMBALL2 | 64.72 |  | north | north | northnorth
2024 | MCKAMYRD | 51.14 |  | north | north | northnorth
2025 | MCKAMY_T |  |  | north | north | northnorth
2026 | CLYVIL1_ | 20.84 |  | north | north | northnorth
2027 | BEARCK1_ | 68.82 |  | north | north | northnorth
2028 | CLYVIL2_ |  |  | north | north | northnorth
2029 | CHRYGRV_ |  |  | north | north | northnorth
2030 | FLWRMND_ |  |  | north | north | northnorth
2031 | FLWRMNDS | 41.64 |  | north | north | northnorth
2033 | KLR_MAG1 |  |  | north | north | northnorth
2034 | KLR_MAG2 | 0.95 |  | north | north | northnorth
2035 | BEARCK3_ | 39.39 |  | north | north | northnorth
2036 | KELLER2_ |  |  | north | north | northnorth
2037 | WPKELLR1 | 44.54 |  | north | north | northnorth
2038 | WPKELLR2 |  |  | north | north | northnorth
2039 | MEADPRK1 | 31.51 |  | north | north | northnorth
2040 | MEADPRK2 |  |  | north | north | northnorth
2041 | SMITHFD1 | 29.6 |  | north | north | northnorth
2042 | SMITHFD2 | 61.94 |  | north | north | northnorth
2043 | WATAGAN_ |  |  | north | north | northnorth
2044 | WATAGAS_ |  |  | north | north | northnorth
2045 | WATAGA1_ | 47.8 |  | north | north | northnorth
2046 | WATAGA2_ | 27.66 |  | north | north | northnorth
2047 | HALTOM1_ |  |  | north | north | northnorth
2048 | GEMINI2_ | 37.79 |  | north | north | northnorth
2049 | GEMINI1_ | 29.57 |  | north | north | northnorth
2050 | BEDFORD1 | 54.07 |  | north | north | northnorth
2051 | BD_WDSN1 | 57.61 |  | north | north | northnorth
2052 | BD_WDSN2 |  |  | north | north | northnorth
2053 | IRVBELT2 |  |  | north | north | northnorth
2054 | IRVING1_ | 56.55 |  | north | north | northnorth
2055 | IRVGRNT1 | 61.19 |  | north | north | northnorth
2062 | AZLE1_8 | 54.92 |  | north | north | northnorth
2065 | EMCS1_8 | 1.27 |  | north | north | northnorth
2066 | ROSEN1_T |  |  | north | north | northnorth
2067 | ROSEN2_T |  |  | north | north | northnorth
2068 | ROSEN1_8 | 29.04 |  | north | north | northnorth
2069 | ROSEN2_8 | 36.24 |  | north | north | northnorth
2070 | BLUEMD2_ | 29.11 |  | north | north | northnorth
2071 | BLUEMD1_ | 30.26 |  | north | north | northnorth
2075 | WAGROBT1 | 39.76 |  | north | north | northnorth
2077 | FOSLCRK1 | 134.78 |  | north | north | northnorth
2085 | SANSOM1_ | 55.3 |  | north | north | northnorth
2086 | SANSOM2_ | 36.88 |  | north | north | northnorth
2087 | WHILL1_8 | 54.21 |  | north | north | northnorth
2088 | WHILL2_8 | 33.4 |  | north | north | northnorth
2089 | WHTSTLMN |  |  | north | north | northnorth
2090 | HERTG_D | 43.63 |  | north | north | northnorth
2091 | HERTG3_8 |  |  | north | north | northnorth
2092 | HERTG2_8 |  |  | north | north | northnorth
2093 | HERTG1_9 |  |  | north | north | northnorth
2094 | GEN_DYN1 | 37.31 |  | north | north | northnorth
2098 | HALTOM2_ | 54.96 |  | north | north | northnorth
2099 | RICHLN1_ | 41.62 |  | north | north | northnorth
2100 | RICHLN2_ | 24.72 |  | north | north | northnorth
2101 | SPRNGDL1 | 37.02 |  | north | north | northnorth
2102 | SPRNGDL2 |  |  | north | north | northnorth
2103 | RANDL_W_ |  |  | north | north | northnorth
2104 | RANDL_E_ |  |  | north | north | northnorth
2105 | RANDL1_8 | 26.47 |  | north | north | northnorth
2106 | RANDL2_8 | 24.59 |  | north | north | northnorth
2109 | WHITE1_T |  |  | north | north | northnorth
2110 | WHITE2_T |  |  | north | north | northnorth
2111 | WHITE1_8 | 29.06 |  | north | north | northnorth
2112 | WHITE2_8 | 25.29 |  | north | north | northnorth
2113 | TRINITY1 | 32.41 |  | north | north | northnorth
2114 | TRINITY3 |  |  | north | north | northnorth
2115 | HURSTN_8 | 75.89 |  | north | north | northnorth
2116 | HURSTS_8 |  |  | north | north | northnorth
2117 | DAVIS_T8 |  |  | north | north | northnorth
2121 | EULESS_S | 53.38 |  | north | north | northnorth
2123 | PIPELIN1 |  |  | north | north | northnorth
2124 | INT_AIR1 | 31.61 |  | north | north | northnorth
2125 | INT_AIR2 | 35.12 |  | north | north | northnorth
2128 | WATSON1_ | 41.82 |  | north | north | northnorth
2133 | BRKHLW1_ |  |  | north | north | northnorth
2134 | BRKHLW2_ |  |  | north | north | northnorth
2135 | BRKHLW1_ | 27.33 |  | north | north | northnorth
2136 | BRKHLW2_ | 30.38 |  | north | north | northnorth
2137 | GRT_SW1_ | 62.43 |  | north | north | northnorth
2138 | GRT_SW2_ | 16.25 |  | north | north | northnorth
2139 | GEN_MOT1 | 30.84 |  | north | north | northnorth
2140 | GEN_MOT2 |  |  | north | north | northnorth
2141 | EXECPKWY | 29.67 |  | north | north | northnorth
2142 | EXECPKWY |  |  | north | north | northnorth
2146 | AM_MFG_T |  |  | north | north | northnorth
2147 | AM_MFG1_ | 15.2 |  | north | north | northnorth
2148 | SPRNGDL_ |  |  | north | north | northnorth
2150 | CURRIE1_ | 40.96 |  | north | north | northnorth
2151 | BLACKSTN | 62.95 |  | north | north | northnorth
2152 | CARSWELL | 11.93 |  | north | north | northnorth
2157 | DENTN_AV | 33.65 |  | north | north | northnorth
2158 | DUVAL1_9 | 51.83 |  | north | north | northnorth
2159 | BRYN_AV_ |  |  | north | north | northnorth
2160 | BRYN_AV_ | 60.27 |  | north | north | northnorth
2161 | MCDONUGH | 0.82 |  | north | north | northnorth
2164 | HEMPHILL | 75.65 |  | north | north | northnorth
2166 | EPDC_D | 38.78 |  | north | north | northnorth
2167 | AYERS1_8 | 21.42 |  | north | north | northnorth
2168 | EPDC_ADM |  |  | north | north | northnorth
2169 | EPDC_STH |  |  | north | north | northnorth
2170 | EPDC_FRN |  |  | north | north | northnorth
2172 | MISLTOE1 | 29.11 |  | north | north | northnorth
2173 | MISLTOE3 | 31.57 |  | north | north | northnorth
2174 | HORNE1_8 | 54.75 |  | north | north | northnorth
2175 | HORNE2_8 | 37.5 |  | north | north | northnorth
2176 | FARON1_8 | 23.77 |  | north | north | northnorth
2177 | FARON2_8 | 30.18 |  | north | north | northnorth
2178 | EPDC1_8 |  |  | north | north | northnorth
2179 | EPDC2_8 |  |  | north | north | northnorth
2180 | EPDC3_8 |  |  | north | north | northnorth
2182 | BRYTIRV1 | 33.21 |  | north | north | northnorth
2183 | BRYTIRV2 | 28.52 |  | north | north | northnorth
2184 | WDGWD_N_ |  |  | north | north | northnorth
2185 | WDGWD_S_ |  |  | north | north | northnorth
2186 | WDGWD1_8 | 33.19 |  | north | north | northnorth
2187 | WDGWD2_8 | 44.39 |  | north | north | northnorth
2188 | PAFFRD1_ | 25.24 |  | north | north | northnorth
2189 | PAFFRD2_ | 36.93 |  | north | north | northnorth
2190 | EDGECLF1 | 53.93 |  | north | north | northnorth
2191 | EDGECLF2 | 24.22 |  | north | north | northnorth
2192 | ROGERS1_ | 21.31 |  | north | north | northnorth
2193 | ROGERS2_ | 15.37 |  | north | north | northnorth
2194 | ALCON1_T |  |  | north | north | northnorth
2195 | ALCON2_T |  |  | north | north | northnorth
2196 | PRIMRSE1 | 60.92 |  | north | north | northnorth
2197 | PRIMRSE3 |  |  | north | north | northnorth
2204 | CRESSON1 | 7.23 |  | north | north | northnorth
2205 | CROWLEY1 | 2.62 |  | north | north | northnorth
2208 | MANSFLD_ | 55.87 |  | north | north | northnorth
2209 | BURLESON | 100 |  | north | north | northnorth
2210 | JOSHUA_8 | 11.53 |  | north | north | northnorth
2211 | ROLLHL1_ |  |  | north | north | northnorth
2212 | ROLLHL2_ |  |  | north | north | northnorth
2213 | TX_STEEL |  |  | north | north | northnorth
2214 | ROLLHL1_ | 3.53 |  | north | north | northnorth
2215 | ROLLHL2_ | 3.04 |  | north | north | northnorth
2216 | TRWDRLHL |  |  | north | north | northnorth
2219 | BWN_TAT_ |  |  | north | north | northnorth
2220 | TATE_W_T |  |  | north | north | northnorth
2221 | TATE_E_T |  |  | north | north | northnorth
2222 | TATESPG1 | 50.4 |  | north | north | northnorth
2223 | TATESPG3 | 25.61 |  | north | north | northnorth
2224 | OAKHILL1 |  |  | north | north | northnorth
2225 | OAKHILL2 |  |  | north | north | northnorth
2226 | OAKHILL1 | 30.59 |  | north | north | northnorth
2227 | OAKHILL2 | 38.81 |  | north | north | northnorth
2232 | BOWEN2_T |  |  | north | north | northnorth
2233 | BOWEN2_8 | 36.8 |  | north | north | northnorth
2234 | VILGCRK1 | 25.6 |  | north | north | northnorth
2239 | DAVIS1_8 | 26.64 |  | north | north | northnorth
2240 | DAVIS2_8 | 37.55 |  | north | north | northnorth
2241 | ENNS_W_8 | 7 |  | north | north | northnorth
2243 | EULTRIN1 | 27.93 |  | north | north | northnorth
2244 | EULTRIN2 |  |  | north | north | northnorth
2245 | LAKEWD1_ | 9.35 |  | north | north | northnorth
2246 | LAKEWD2_ | 12.98 |  | north | north | northnorth
2247 | PANTEGO1 | 24.35 |  | north | north | northnorth
2248 | BOWEN1_8 | 29.82 |  | north | north | northnorth
2250 | BOWEN1_T |  |  | north | north | northnorth
2251 | ARLGTON1 | 41.73 |  | north | north | northnorth
2252 | ARLGTON2 | 28.7 |  | north | north | northnorth
2257 | PARKROW1 | 24.97 |  | north | north | northnorth
2258 | PARKROW2 | 37.78 |  | north | north | northnorth
2259 | LTV1_8 | 29.89 |  | north | north | northnorth
2260 | POLY_AM1 | 25.68 |  | north | north | northnorth
2262 | GRANDPR1 | 69.79 |  | north | north | northnorth
2265 | GP_WEST1 | 7.25 |  | north | north | northnorth
2270 | SHDYGRV1 | 66.7 |  | north | north | northnorth
2271 | IRVHUNT1 |  |  | north | north | northnorth
2272 | BIG3_GP_ |  |  | north | north | northnorth
2273 | IRVHUNT1 |  |  | north | north | northnorth
2274 | DALWRTH1 | 58.41 |  | north | north | northnorth
2275 | BIG3_GP_ |  |  | north | north | northnorth
2276 | IRVHUNT2 | 28.67 |  | north | north | northnorth
2277 | DCRDVA_D | 18.33 |  | north | north | northnorth
2278 | CMPKSTUP | 3.88 |  | north | north | northnorth
2279 | CLEBRNSW |  |  | north | north | northnorth
2280 | CLEBRN_N | 50.89 |  | north | north | northnorth
2281 | GODLEY_8 | 3.69 |  | north | north | northnorth
2283 | AIRLIQD_ | 13 |  | north | north | northnorth
2290 | CLEBRN_8 | 43.07 |  | north | north | northnorth
2291 | CLEBRN_W | 23.28 |  | north | north | northnorth
2294 | KEENE_8 | 15.08 |  | north | north | northnorth
2297 | ALVARADO | 13.42 |  | north | north | northnorth
2298 | ALVARADO |  |  | north | north | northnorth
2300 | CHAPSTL_ |  |  | north | north | northnorth
2301 | CHAPSTLF | 41.53 |  | north | north | northnorth
2302 | CHAPSTLF |  |  | north | north | northnorth
2304 | CHAPSTLM | 49.73 |  | north | north | northnorth
2305 | AIRPRD_T |  |  | north | north | northnorth
2306 | AIRPRD1_ | 12.68 |  | north | north | northnorth
2307 | MDLTHTXI | 49.6 |  | north | north | northnorth
2308 | MDLTH_S_ | 21.72 |  | north | north | northnorth
2309 | WAX_NW_8 | 7.7 |  | north | north | northnorth
2310 | MDLTHTXI |  |  | north | north | northnorth
2311 | MDLTH_N_ |  |  | north | north | northnorth
2312 | TRAILWD_ | 66.6 |  | north | north | northnorth
2313 | MDLTH_N_ | 25.45 |  | north | north | northnorth
2314 | MDLTHBOX | 24.4 |  | north | north | northnorth
2315 | WAX_PMP2 | 4.87 |  | north | north | northnorth
2316 | MG_IND_T |  |  | north | north | northnorth
2317 | STERRETT | 34.67 |  | north | north | northnorth
2318 | STERRETT |  |  | north | north | northnorth
2319 | WAX_PMP1 | 9.96 |  | north | north | northnorth
2320 | WAX_N_8 | 54.36 |  | north | north | northnorth
2321 | WAX_8 | 45.61 |  | north | north | northnorth
2322 | BARDWELL |  |  | north | north | northnorth
2323 | MG_IND_8 | 9.79 |  | north | north | northnorth
2324 | ENNS_S_8 | 30.98 |  | north | north | northnorth
2325 | ENNS_8 | 44.12 |  | north | north | northnorth
2326 | ENNS_SE_ | 17.57 |  | north | north | northnorth
2327 | TRUMBULL |  |  | north | north | northnorth
2328 | RED_OAK1 | 51.58 |  | north | north | northnorth
2329 | ENNSSW_8 |  |  | north | north | northnorth
2330 | CRISP1_8 | 5.79 |  | north | north | northnorth
2331 | ENNS_PMP |  |  | north | north | northnorth
2332 | TELICO_P |  |  | north | north | northnorth
2335 | WAX_9 |  |  | north | north | northnorth
2336 | FORESTON | 7.71 |  | north | north | northnorth
2337 | ITALY_9 | 3.74 |  | north | north | northnorth
2338 | MILFRDEX |  |  | north | north | northnorth
2339 | MILFRDEX | 1.16 |  | north | north | northnorth
2340 | MELSSA_P |  |  | north | north | northnorth
2342 | FERRISSW | 9.19 |  | north | north | northnorth
2343 | WAX_OCF_ | 25.81 |  | north | north | northnorth
2344 | PALMER_9 | 5.78 |  | north | north | northnorth
2345 | ENNS_9 |  |  | north | north | northnorth
2347 | RICETPL_ | 6.16 |  | north | north | northnorth
2348 | RICE_REA |  |  | north | north | northnorth
2349 | ROCKHILL |  |  | north | north | northnorth
2350 | CELINASE | 6.32 |  | north | north | northnorth
2351 | INDIA1_9 | 2.03 |  | north | north | northnorth
2352 | RNRTPL_W | 38.61 |  | north | north | northnorth
2353 | RNRTPL_E | 32.36 |  | north | north | northnorth
2354 | RNRTPL1_ |  |  | north | north | northnorth
2355 | RNRTPL1_ |  |  | north | north | northnorth
2356 | RNRDPL_N |  |  | north | north | northnorth
2357 | RNRDPL_S |  |  | north | north | northnorth
2358 | RNRDPL_1 |  |  | north | north | northnorth
2359 | RNRDPL1_ |  |  | north | north | northnorth
2360 | CRLTN_NW |  |  | north | north | northnorth
2361 | CRLTN_NW |  |  | north | north | northnorth
2362 | CRLTN_NW |  |  | north | north | northnorth
2363 | CRLTN_NW |  |  | north | north | northnorth
2364 | COLLIN1_ | 18.6 |  | north | north | northnorth
2365 | COLLIN2_ | 0 |  | north | north | northnorth
2366 | WILSNCRK | 0 |  | north | north | northnorth
2367 | NTHLK_1T |  |  | north | north | northnorth
2368 | ROLATER2 | 30.55 |  | north | north | northnorth
2369 | ROLATER1 | 40.54 |  | north | north | northnorth
2370 | COLLINSS |  |  | north | north | northnorth
2371 | COLLIN_1 |  | 0 | north | north | northnorth
2372 | COLLINSS |  |  | north | north | northnorth
2373 | ANNASW_5 |  |  | north | north | northnorth
2374 | ANNASW_8 |  |  | north | north | northnorth
2376 | HEBRN_P8 |  |  | north | north | northnorth
2377 | AUSRNCH2 | 18.98 |  | north | north | northnorth
2378 | AUSRNCH1 | 40.49 |  | north | north | northnorth
2385 | NTHLK_S8 |  |  | north | north | northnorth
2386 | NTHLK_N8 |  |  | north | north | northnorth
2387 | HACKBRY1 |  |  | north | north | northnorth
2388 | HACKBRY1 | 150.47 |  | north | north | northnorth
2389 | IRV_VR1_ |  |  | north | north | northnorth
2390 | IRV_VR1_ | 43.33 |  | north | north | northnorth
2393 | IRV_VR2_ | 46.2 |  | north | north | northnorth
2394 | IRVLBJ_W | 43.36 |  | north | north | northnorth
2395 | IRVLBJ_E | 54.52 |  | north | north | northnorth
2398 | WLEVEE1_ |  |  | north | north | northnorth
2399 | WLEVEE_E |  |  | north | north | northnorth
2400 | WLEVEE_W |  |  | north | north | northnorth
2401 | LKHB_W8 |  |  | north | north | northnorth
2402 | LKHB_E8 |  |  | north | north | northnorth
2403 | LKHB_1T8 |  |  | north | north | northnorth
2404 | NORWD_1T |  |  | north | north | northnorth
2405 | NORWDPL_ |  |  | north | north | northnorth
2406 | NORWD1_5 |  |  | north | north | northnorth
2407 | NORWDPL_ |  |  | north | north | northnorth
2408 | NORWD1_8 | 61.3 |  | north | north | northnorth
2409 | NORWD2_8 |  |  | north | north | northnorth
2410 | NORWD_1T |  |  | north | north | northnorth
2411 | MTCK_W8 |  |  | north | north | northnorth
2412 | MTCK_E8 |  |  | north | north | northnorth
2413 | MTCK6_G |  | 0 | north | north | northnorth
2414 | MTCK7_G |  | 0 | north | north | northnorth
2415 | MTCK_1T8 |  |  | north | north | northnorth
2416 | MTCK1_9 |  |  | north | north | northnorth
2417 | MTCK8_G |  | 338.05 | north | north | northnorth
2420 | CHILSW1_ |  |  | north | north | northnorth
2421 | CHILSW_S |  |  | north | north | northnorth
2422 | CHILSW_N |  |  | north | north | northnorth
2423 | NORWD_2T |  |  | north | north | northnorth
2424 | DESSW1_8 |  |  | north | north | northnorth
2425 | DESPKV1_ | 54.38 |  | north | north | northnorth
2426 | GLNHGHTS |  |  | north | north | northnorth
2427 | WATMLL_W |  |  | north | north | northnorth
2428 | WATMLL_E |  |  | north | north | northnorth
2429 | WATMLL_E |  |  | north | north | northnorth
2430 | WATMLL_W |  |  | north | north | northnorth
2431 | DESSW1_5 |  |  | north | north | northnorth
2432 | TRICRN1_ |  |  | north | north | northnorth
2433 | SGVLSW1_ |  |  | north | north | northnorth
2434 | SGVLSW1_ |  |  | north | north | northnorth
2435 | WATMLL_1 |  |  | north | north | northnorth
2437 | FRNY1_5 |  |  | north | north | northnorth
2438 | FRNY1_8 | 71.9 |  | north | north | northnorth
2439 | CNVLSW_W |  |  | north | north | northnorth
2440 | PARKD_1T |  |  | north | north | northnorth
2441 | PRCKSW1_ |  |  | north | north | northnorth
2442 | PARKDB1_ |  |  | north | north | northnorth
2445 | PARKDB2_ |  |  | north | north | northnorth
2450 | CNVLSW_E |  |  | north | north | northnorth
2451 | LKHB1_G |  | 0 | north | north | northnorth
2452 | LKHB2_G |  | 515 | north | north | northnorth
2453 | CNVLSW1_ |  |  | north | north | northnorth
2456 | KRKPK_E8 |  |  | north | north | northnorth
2457 | KRKPK_W8 |  |  | north | north | northnorth
2458 | KRKPK_1T |  |  | north | north | northnorth
2459 | KRKPK_2T |  |  | north | north | northnorth
2460 | ROYSE3_8 |  |  | north | north | northnorth
2461 | ROYSE_N5 |  |  | north | north | northnorth
2462 | ROYSE2_8 |  |  | north | north | northnorth
2463 | ROYSE2_9 |  |  | north | north | northnorth
2471 | ROYSE_A8 |  |  | north | north | northnorth
2472 | ROYSE_B8 | 47.54 |  | north | north | northnorth
2473 | ROYSE1_8 |  |  | north | north | northnorth
2474 | ROYSE1_T |  |  | north | north | northnorth
2478 | ROYSE_S5 |  |  | north | north | northnorth
2479 | WLEVEE_1 |  |  | north | north | northnorth
2480 | WLEVEE_2 |  |  | north | north | northnorth
2481 | ELEVEE_W |  |  | north | north | northnorth
2482 | ELEVEE_E |  |  | north | north | northnorth
2483 | ROYSE3_5 |  |  | north | north | northnorth
2486 | CCRST_9 | 48.66 |  | north | north | northnorth
2487 | DENDR_E8 |  |  | north | north | northnorth
2488 | DENDR_W8 |  |  | north | north | northnorth
2489 | DENDR1_9 | 16.74 |  | north | north | northnorth
2490 | DENDR2_9 | 21.02 |  | north | north | northnorth
2491 | FSHCRK1_ |  |  | north | north | northnorth
2492 | FSHCRK1_ |  |  | north | north | northnorth
2493 | CCRST_W8 |  |  | north | north | northnorth
2494 | CCRST_E8 |  |  | north | north | northnorth
2495 | CCRST_1T |  |  | north | north | northnorth
2509 | ALLENSW_ | 32.39 |  | north | north | northnorth
2510 | ALLENSW_ | 46.25 |  | north | north | northnorth
2511 | ALLENSW1 |  |  | north | north | northnorth
2512 | ALLENSW2 |  |  | north | north | northnorth
2513 | ALLENSW1 |  |  | north | north | northnorth
2514 | ALLENSW2 |  |  | north | north | northnorth
2515 | LEBNON_P |  |  | north | north | northnorth
2516 | MCDERMT_ | 115.6 |  | north | north | northnorth
2517 | BRIDGES_ |  |  | north | north | northnorth
2518 | COLONY_8 | 73.66 |  | north | north | northnorth
2519 | CRLTNFRK | 94.24 |  | north | north | northnorth
2520 | ANNAGCEC |  |  | north | north | northnorth
2521 | PL_COIT2 | 75.82 |  | north | north | northnorth
2522 | PL_TENNY |  |  | north | north | northnorth
2523 | PL_TENNY | 143.53 |  | north | north | northnorth
2524 | PL_COIT1 | 73.62 |  | north | north | northnorth
2525 | PL_CUSTR | 70.75 |  | north | north | northnorth
2526 | PL_CUSTR | 62.49 |  | north | north | northnorth
2527 | STONEYPT |  |  | north | north | northnorth
2528 | ANNASW_T |  |  | north | north | northnorth
2529 | MCKNY1_8 | 37.81 |  | north | north | northnorth
2530 | MCKNY_SW | 78.99 |  | north | north | northnorth
2531 | ALLEN1_8 | 76.96 |  | north | north | northnorth
2532 | MCKNY_TI | 6.17 |  | north | north | northnorth
2533 | ALLEN_N1 | 47.49 |  | north | north | northnorth
2534 | CRGRNCH1 |  |  | north | north | northnorth
2535 | CRLTNUF1 | 9.5 |  | north | north | northnorth
2536 | CRLTNUF2 | 28.57 |  | north | north | northnorth
2537 | CRLTN1_8 | 125.95 |  | north | north | northnorth
2538 | MONETY1_ |  |  | north | north | northnorth
2539 | MONETY2_ |  |  | north | north | northnorth
2540 | CROWN1_8 | 25.7 |  | north | north | northnorth
2541 | CROWN2_8 | 20.12 |  | north | north | northnorth
2542 | HENSTL1T |  |  | north | north | northnorth
2543 | HENSTL1_ | 6.56 |  | north | north | northnorth
2544 | CHAMBVLE |  |  | north | north | northnorth
2546 | MCKNY2_8 | 58.31 |  | north | north | northnorth
2547 | MCKNY_SW | 28.59 |  | north | north | northnorth
2548 | ALLEN_N2 | 40 |  | north | north | northnorth
2549 | ALLEN2_8 | 51.6 |  | north | north | northnorth
2550 | LASCOL1_ | 61.86 |  | north | north | northnorth
2551 | LASCOL2_ | 36.08 |  | north | north | northnorth
2552 | IRVNE1_8 | 52.03 |  | north | north | northnorth
2553 | MCKNYWHT | 69.93 |  | north | north | northnorth
2554 | MCKNY_S1 | 34.65 |  | north | north | northnorth
2555 | CRLTNJSY | 59.53 |  | north | north | northnorth
2556 | CRGRNCH2 |  |  | north | north | northnorth
2557 | MCKNY_S2 | 0 |  | north | north | northnorth
2558 | CRLTNTAR | 49.03 |  | north | north | northnorth
2559 | CRLTNTAR | 59.53 |  | north | north | northnorth
2560 | MCKNY_TI |  |  | north | north | northnorth
2561 | MCKNYWHT |  |  | north | north | northnorth
2562 | CRLTNRMD | 107.2 |  | north | north | northnorth
2564 | N_PARK4_ | 78.81 |  | north | north | northnorth
2565 | N_PARK3_ | 45.95 |  | north | north | northnorth
2566 | CUSTER1_ |  |  | north | north | northnorth
2567 | CUSTER2_ |  |  | north | north | northnorth
2568 | PL_COMM1 | 19.15 |  | north | north | northnorth
2569 | ADSN1_8 | 51.56 |  | north | north | northnorth
2570 | PL_COMM2 |  |  | north | north | northnorth
2571 | CRLTNCC1 | 28.33 |  | north | north | northnorth
2576 | ADSN1T_8 |  |  | north | north | northnorth
2577 | ADSN2T_8 |  |  | north | north | northnorth
2578 | CRLTNE_8 |  |  | north | north | northnorth
2580 | ELMFKN1_ | 5.16 |  | north | north | northnorth
2581 | ELMFKN2_ | 5.07 |  | north | north | northnorth
2582 | FBGILS1_ | 96.42 |  | north | north | northnorth
2583 | FB1_8 | 93.22 |  | north | north | northnorth
2586 | ELMFK1T_ |  |  | north | north | northnorth
2587 | ELMFK2T_ |  |  | north | north | northnorth
2588 | ELMFK1_8 | 3.87 |  | north | north | northnorth
2589 | ELMFK2_8 | 3.86 |  | north | north | northnorth
2590 | NLKPMP1T |  |  | north | north | northnorth
2591 | NLKPMP1_ |  |  | north | north | northnorth
2595 | AIRLIQD1 |  |  | north | north | northnorth
2596 | ALPHA1_8 | 60.68 |  | north | north | northnorth
2597 | ALPHA2_8 | 56.54 |  | north | north | northnorth
2606 | AIRLIQD1 | 12.78 |  | north | north | northnorth
2607 | WALNT1T_ |  |  | north | north | northnorth
2608 | WALNT1_8 | 12.98 |  | north | north | northnorth
2609 | WALNT2T_ |  |  | north | north | northnorth
2610 | WALNT2_8 | 14.94 |  | north | north | northnorth
2611 | KNLTR2T_ |  |  | north | north | northnorth
2612 | KNLTR1T_ |  |  | north | north | northnorth
2613 | KNLTR2_8 | 21.31 |  | north | north | northnorth
2614 | KNLTR1_8 | 53.84 |  | north | north | northnorth
2615 | PSTNTH1_ | 25.55 |  | north | north | northnorth
2616 | PSTNTH2_ | 34.46 |  | north | north | northnorth
2617 | MDWCK1_8 | 33.16 |  | north | north | northnorth
2618 | MDWCK2_8 | 23.89 |  | north | north | northnorth
2623 | FRNKFD1_ | 30.53 |  | north | north | northnorth
2624 | FRNKFD2_ | 23.63 |  | north | north | northnorth
2627 | BLTLIN1_ | 32.27 |  | north | north | northnorth
2628 | BLTLIN2_ | 19.66 |  | north | north | northnorth
2633 | TIDPL1_8 | 53.17 |  | north | north | northnorth
2634 | TIDPL2_8 | 52.97 |  | north | north | northnorth
2636 | SCHDRD1_ | 27.04 |  | north | north | northnorth
2637 | SCHDRD2_ | 15.71 |  | north | north | northnorth
2638 | COIT2_8 | 21.41 |  | north | north | northnorth
2639 | COIT1_8 | 18.95 |  | north | north | northnorth
2640 | JUDD1T_8 |  |  | north | north | northnorth
2642 | JUDD1_8 | 16.87 |  | north | north | northnorth
2647 | CENEXP1_ | 23.04 |  | north | north | northnorth
2648 | CENEXP2_ | 30.09 |  | north | north | northnorth
2651 | BANDRA1T |  |  | north | north | northnorth
2652 | BANDRA2T |  |  | north | north | northnorth
2653 | BANDRA1_ | 57.24 |  | north | north | northnorth
2654 | BANDRA2_ | 23.81 |  | north | north | northnorth
2657 | NTHHVN_W |  |  | north | north | northnorth
2658 | NTHHVN_E | 58.67 |  | north | north | northnorth
2659 | NTHHVN_1 |  |  | north | north | northnorth
2660 | WELCH1_8 | 20.43 |  | north | north | northnorth
2661 | WELCH2_8 | 29.34 |  | north | north | northnorth
2662 | MARSH1_8 | 34.4 |  | north | north | northnorth
2663 | MARSH2_8 | 28.74 |  | north | north | northnorth
2664 | SPRNGCRK |  |  | north | north | northnorth
2668 | SPRNGCRK |  |  | north | north | northnorth
2669 | PLHWY190 |  |  | north | north | northnorth
2670 | PLHWY190 | 13.77 |  | north | north | northnorth
2671 | PL_ARCO_ | 8.98 |  | north | north | northnorth
2672 | TWINSTAR |  |  | north | north | northnorth
2673 | PL_WEST_ | 90.9 |  | north | north | northnorth
2674 | PL_8 | 37.08 |  | north | north | northnorth
2675 | W_PL_TI2 |  |  | north | north | northnorth
2676 | W_PL_TI1 | 1.29 |  | north | north | northnorth
2677 | PL_ALMA_ | 52.42 |  | north | north | northnorth
2678 | PL_PARKR | 63.66 |  | north | north | northnorth
2679 | W_PL_TI1 |  |  | north | north | northnorth
2680 | W_PL_TI2 |  |  | north | north | northnorth
2683 | RICH1_8 | 63.56 |  | north | north | northnorth
2684 | RICH_SV_ | 30.09 |  | north | north | northnorth
2685 | RICHCLLN |  |  | north | north | northnorth
2686 | RICHCLLN | 60.28 |  | north | north | northnorth
2687 | PL_JUPTR | 47.08 |  | north | north | northnorth
2688 | ROMJUARZ |  |  | north | north | northnorth
2689 | RICH_SC_ | 89.66 |  | north | north | northnorth
2690 | RICH_E_8 | 57.95 |  | north | north | northnorth
2691 | PL_SHILO | 76.23 |  | north | north | northnorth
2692 | LAVNPMP2 | 3.79 |  | north | north | northnorth
2693 | WYLIE_P8 |  |  | north | north | northnorth
2694 | LAVON1_8 | 109.09 |  | north | north | northnorth
2695 | LAVNPMP1 | 17.92 |  | north | north | northnorth
2696 | MURPHY1_ | 106.91 |  | north | north | northnorth
2697 | NW_WYLIE |  |  | north | north | northnorth
2698 | RICH_WH_ | 57.92 |  | north | north | northnorth
2699 | FORSTV1_ | 26.81 |  | north | north | northnorth
2700 | GARLW1_8 | 9.04 |  | north | north | northnorth
2701 | GARL1_8 | 32.91 |  | north | north | northnorth
2702 | RCKWL_8 | 65.43 |  | north | north | northnorth
2705 | GDELMGRV | 29.94 |  | north | north | northnorth
2707 | PRNCETON |  |  | north | north | northnorth
2708 | CLIMAX_P |  |  | north | north | northnorth
2710 | RCKWL_E1 | 66.64 |  | north | north | northnorth
2711 | RCKWL_S1 | 39.94 |  | north | north | northnorth
2712 | FORNEY_W |  |  | north | north | northnorth
2713 | BLACKLAN |  |  | north | north | northnorth
2715 | TERRL_N_ |  |  | north | north | northnorth
2716 | NW_TERRL |  |  | north | north | northnorth
2717 | NW_TERRL |  |  | north | north | northnorth
2718 | TERRL_N_ | 27.14 |  | north | north | northnorth
2719 | AIRCO_T8 |  |  | north | north | northnorth
2720 | AIRCO_8 | 7.22 |  | north | north | northnorth
2721 | TERRLSW_ | 23.01 |  | north | north | northnorth
2722 | TERRLSW_ |  |  | north | north | northnorth
2723 | ROSEHILL |  |  | north | north | northnorth
2724 | KAUFMN_8 | 11.42 |  | north | north | northnorth
2725 | OAKGROVE |  |  | north | north | northnorth
2726 | KEMP_S_8 | 5.78 |  | north | north | northnorth
2727 | CRANDALL | 9.8 |  | north | north | northnorth
2728 | KAUFMN_S | 8.06 |  | north | north | northnorth
2729 | MUNSON1_ |  |  | north | north | northnorth
2730 | QUINLAN_ | 5.9 |  | north | north | northnorth
2731 | TERRL_S1 | 23.05 |  | north | north | northnorth
2732 | MARSHLL_ |  |  | north | north | northnorth
2733 | RCKWL_AL |  |  | north | north | northnorth
2735 | DALRCKRD | 89.73 |  | north | north | northnorth
2736 | ROWLETT_ | 58.1 |  | north | north | northnorth
2739 | GRLBTWN_ |  |  | north | north | northnorth
2740 | GRLDBTWN | 29.96 |  | north | north | northnorth
2742 | MSQTN1T_ |  |  | north | north | northnorth
2743 | SCYENE1T |  |  | north | north | northnorth
2744 | SCYENE2T |  |  | north | north | northnorth
2745 | SCYENE1_ | 26.96 |  | north | north | northnorth
2746 | SCYENE2_ | 29.33 |  | north | north | northnorth
2747 | THRNE1T_ |  |  | north | north | northnorth
2748 | JMLLER1_ | 4.8 |  | north | north | northnorth
2750 | THRNE1_8 | 22.78 |  | north | north | northnorth
2751 | THRNE2_8 | 23.97 |  | north | north | northnorth
2752 | MSQTFR1_ | 36.52 |  | north | north | northnorth
2754 | MSQTW1_8 | 64.33 |  | north | north | northnorth
2756 | MSQTE1_8 |  |  | north | north | northnorth
2759 | MSQTWE1_ | 42.7 |  | north | north | northnorth
2762 | PRCK2_8 | 12.98 |  | north | north | northnorth
2763 | PRCK1_8 | 12.07 |  | north | north | northnorth
2764 | SNYVLE1_ | 15.71 |  | north | north | northnorth
2765 | MSQTTE1_ | 82.97 |  | north | north | northnorth
2766 | MSQTN1_8 | 62.93 |  | north | north | northnorth
2767 | MESQTE1T |  |  | north | north | northnorth
2769 | ESIDE1T_ |  |  | north | north | northnorth
2770 | ESIDE1_8 | 10.34 |  | north | north | northnorth
2771 | ESIDE2T_ |  |  | north | north | northnorth
2772 | ESIDE2_8 | 4.06 |  | north | north | northnorth
2775 | MSQT1_8 | 57.63 |  | north | north | northnorth
2776 | BCHSPG1T |  |  | north | north | northnorth
2777 | BCHSPG1_ | 40.21 |  | north | north | northnorth
2779 | LAWSON1_ | 60.44 |  | north | north | northnorth
2780 | MRSNLN1_ | 23.99 |  | north | north | northnorth
2781 | MRSNLN2_ | 25.68 |  | north | north | northnorth
2782 | MRSN_E8 |  |  | north | north | northnorth
2783 | MRSN_W8 |  |  | north | north | northnorth
2784 | LOMBRY1_ | 24.02 |  | north | north | northnorth
2785 | LOMBRY2_ | 9.47 |  | north | north | northnorth
2786 | LKMT1T_8 |  |  | north | north | northnorth
2787 | LKMT2T_8 |  |  | north | north | northnorth
2788 | LKMT1_8 | 28.71 |  | north | north | northnorth
2789 | LKMT2_8 | 30.89 |  | north | north | northnorth
2792 | MAPLE2_9 | 17.9 |  | north | north | northnorth
2793 | COLVLE2_ | 12.83 |  | north | north | northnorth
2794 | MRSN_1T8 |  |  | north | north | northnorth
2795 | MRSN_2T8 |  |  | north | north | northnorth
2796 | EPCNT1T_ |  |  | north | north | northnorth
2797 | EPCNT2T_ |  |  | north | north | northnorth
2798 | EPCNT1_8 | 19.28 |  | north | north | northnorth
2799 | EPCNT2_8 | 12.67 |  | north | north | northnorth
2800 | REGRW1_8 | 15.97 |  | north | north | northnorth
2801 | REGRW2_8 | 24.9 |  | north | north | northnorth
2804 | TRA1_8 | 10.41 |  | north | north | northnorth
2805 | IRVHUNT2 |  |  | north | north | northnorth
2806 | 800NET_D | 44.44 |  | north | north | northnorth
2807 | 900NET_D | 44.87 |  | north | north | northnorth
2808 | 8009001_ |  |  | north | north | northnorth
2809 | 8009002_ |  |  | north | north | northnorth
2810 | 8009003_ |  |  | north | north | northnorth
2811 | CHNLR1_8 | 20.25 |  | north | north | northnorth
2812 | CHNLR2_8 | 30.08 |  | north | north | northnorth
2813 | RECCRS1_ | 20.81 |  | north | north | northnorth
2814 | RECCRS2_ | 10.58 |  | north | north | northnorth
2815 | AMELIA1_ | 20.29 |  | north | north | northnorth
2816 | AMELIA2_ | 20.11 |  | north | north | northnorth
2817 | MAPLE1_8 | 24.27 |  | north | north | northnorth
2818 | COLVLE1_ | 11.24 |  | north | north | northnorth
2819 | REAGAN1_ | 19.78 |  | north | north | northnorth
2820 | REAGAN2_ | 32.89 |  | north | north | northnorth
2821 | LEMMON1_ | 30.18 |  | north | north | northnorth
2822 | LEMMON2_ | 20.37 |  | north | north | northnorth
2823 | UTSWMC1_ | 17.5 |  | north | north | northnorth
2824 | UTSWMC2_ | 17.5 |  | north | north | northnorth
2828 | LMOALT2_ | 59.6 |  | north | north | northnorth
2829 | LMOALT1_ | 58.13 |  | north | north | northnorth
2832 | WDAL2T_8 |  |  | north | north | northnorth
2833 | WDAL2_8 | 23.71 |  | north | north | northnorth
2836 | TRA2_8 | 11.21 |  | north | north | northnorth
2837 | CALUMT2T |  |  | north | north | northnorth
2838 | CALUMT2_ | 13.08 |  | north | north | northnorth
2842 | DEALEY1_ | 33.82 |  | north | north | northnorth
2845 | WDAL1_8 | 25.83 |  | north | north | northnorth
2846 | WMRLDN1_ | 30.72 |  | north | north | northnorth
2849 | DAVST1T_ |  |  | north | north | northnorth
2850 | DAVST1_8 | 28.72 |  | north | north | northnorth
2851 | TPC1_8 |  |  | north | north | northnorth
2852 | CALUMT1_ | 13.2 |  | north | north | northnorth
2857 | DRAGON2_ | 25.27 |  | north | north | northnorth
2858 | DRAGON1_ | 24.76 |  | north | north | northnorth
2859 | FLYNN_N8 |  |  | north | north | northnorth
2860 | FLYNN_S8 |  |  | north | north | northnorth
2861 | NNET1_8 |  |  | north | north | northnorth
2862 | NNET2_8 |  |  | north | north | northnorth
2863 | NNET3_8 |  |  | north | north | northnorth
2864 | FARMNT1_ | 39.12 |  | north | north | northnorth
2865 | FARMNT2_ | 48.74 |  | north | north | northnorth
2866 | NNET_D | 78.56 |  | north | north | northnorth
2868 | ARMSTG1_ | 33.63 |  | north | north | northnorth
2869 | ARMSTG2_ | 55.53 |  | north | north | northnorth
2873 | WNET_D | 66.26 |  | north | north | northnorth
2874 | WNET1_8 |  |  | north | north | northnorth
2875 | WNET2_8 |  |  | north | north | northnorth
2876 | WNET3_8 |  |  | north | north | northnorth
2882 | GRNVL_W8 | 42.33 |  | north | north | northnorth
2883 | GRNVL_E8 | 37.61 |  | north | north | northnorth
2884 | BLKWEL1_ | 33.5 |  | north | north | northnorth
2885 | BLKWEL2_ | 20.27 |  | north | north | northnorth
2886 | JENKNS1_ | 26.76 |  | north | north | northnorth
2887 | JENKNS2_ | 22.42 |  | north | north | northnorth
2890 | MTLDA1_8 | 35.13 |  | north | north | northnorth
2891 | MTLDA2_8 | 25.42 |  | north | north | northnorth
2894 | ABRAMS1_ | 19.92 |  | north | north | northnorth
2895 | ABRAMS2_ | 29.05 |  | north | north | northnorth
2896 | LAWTHR1_ | 14.11 |  | north | north | northnorth
2897 | LAWTHR2_ | 13.8 |  | north | north | northnorth
2898 | HSKEL1T_ |  |  | north | north | northnorth
2899 | HSKEL1_8 | 36.47 |  | north | north | northnorth
2900 | HSKEL2_8 | 20.6 |  | north | north | northnorth
2902 | ENET_D | 25.32 |  | north | north | northnorth
2903 | ENET1_8 | 32.01 |  | north | north | northnorth
2904 | ENET2_8 | 24.64 |  | north | north | northnorth
2905 | ENET3_8 |  |  | north | north | northnorth
2906 | NNET1T_8 |  |  | north | north | northnorth
2907 | BRYNST1_ | 27.57 |  | north | north | northnorth
2908 | BRYNST2_ | 24.11 |  | north | north | northnorth
2913 | WHTRCK1_ | 46.04 |  | north | north | northnorth
2914 | WHTRCK2_ | 31.62 |  | north | north | northnorth
2915 | EZACH1_8 | 28.53 |  | north | north | northnorth
2916 | EZACH2_8 | 22.48 |  | north | north | northnorth
2917 | CNVL1_8 | 11.92 |  | north | north | northnorth
2918 | CNVL2_8 | 13.44 |  | north | north | northnorth
2919 | GARLDPL1 | 14.33 |  | north | north | northnorth
2920 | GARLDPL2 | 12.11 |  | north | north | northnorth
2921 | PLRD1_8 | 29.98 |  | north | north | northnorth
2922 | PLRD2_8 | 29.4 |  | north | north | northnorth
2923 | LKHLS1T_ |  |  | north | north | northnorth
2924 | LKHLS2T_ |  |  | north | north | northnorth
2925 | LKHLS1_8 | 31.7 |  | north | north | northnorth
2926 | LKHLS2_8 | 28.2 |  | north | north | northnorth
2927 | FAIROK1_ | 30.98 |  | north | north | northnorth
2928 | FAIROK2_ | 27.1 |  | north | north | northnorth
2929 | FORSTV2T |  |  | north | north | northnorth
2930 | FORSTV2_ | 27.3 |  | north | north | northnorth
2931 | JUDD2_8 | 20.85 |  | north | north | northnorth
2934 | DUCKCK1T |  |  | north | north | northnorth
2935 | DUCKCK1_ | 2.53 |  | north | north | northnorth
2936 | LKHBPMP_ | 2.77 |  | north | north | northnorth
2939 | STAUG1T_ |  |  | north | north | northnorth
2940 | SARGT_3T |  |  | north | north | northnorth
2941 | SARGT_4T |  |  | north | north | northnorth
2944 | STAUG1_8 | 18.86 |  | north | north | northnorth
2945 | LKJN1_8 | 3.04 |  | north | north | northnorth
2946 | SARGT1_5 |  |  | north | north | northnorth
2947 | SARGT_1T |  |  | north | north | northnorth
2948 | SARGT_S8 |  |  | north | north | northnorth
2949 | SARGT_N8 |  |  | north | north | northnorth
2950 | SARGT_2T |  |  | north | north | northnorth
2951 | STAUG2T_ |  |  | north | north | northnorth
2952 | PLGRV2T_ |  |  | north | north | northnorth
2953 | PLGRV2_8 | 14.19 |  | north | north | northnorth
2954 | MURDCK1T |  |  | north | north | northnorth
2955 | MURDCK1_ | 11.25 |  | north | north | northnorth
2956 | STAUG2_8 | 32.4 |  | north | north | northnorth
2957 | LKJN2_8 | 3.04 |  | north | north | northnorth
2960 | PLGRV1T_ |  |  | north | north | northnorth
2961 | PLGRV1_8 | 10.89 |  | north | north | northnorth
2962 | MURDCK2T |  |  | north | north | northnorth
2963 | MURDCK2_ | 12.66 |  | north | north | northnorth
2964 | HUTCH1_8 | 15.97 |  | north | north | northnorth
2965 | SSWWT1T_ |  |  | north | north | northnorth
2966 | SSWWT1_8 | 3.13 |  | north | north | northnorth
2967 | MLLRSFRY | 23.94 |  | north | north | northnorth
2969 | OAKLND1T |  |  | north | north | northnorth
2970 | OAKLND1_ | 15.91 |  | north | north | northnorth
2971 | OAKLND2_ | 11.23 |  | north | north | northnorth
2972 | SUTHLD1_ | 9.34 |  | north | north | northnorth
2973 | SUTHLD2_ | 6.2 |  | north | north | northnorth
2974 | INDUST_W |  |  | north | north | northnorth
2975 | INDUST_1 |  |  | north | north | northnorth
2976 | INDUST_E |  |  | north | north | northnorth
2977 | WALLST1_ | 38.02 |  | north | north | northnorth
2981 | CMPTON1_ | 13.45 |  | north | north | northnorth
2982 | CMPTON2_ | 10.85 |  | north | north | northnorth
2983 | WALLST2_ | 23.12 |  | north | north | northnorth
2984 | BUNTIN1_ | 10.94 |  | north | north | northnorth
2985 | BUNTIN2_ | 14.5 |  | north | north | northnorth
2986 | SMPST2T_ |  |  | north | north | northnorth
2987 | SMPST2_8 | 22.06 |  | north | north | northnorth
2988 | SMPST1_8 | 18.79 |  | north | north | northnorth
2989 | SCLFPMP1 | 4.7 |  | north | north | northnorth
2990 | CMPWSD2_ | 35.58 |  | north | north | northnorth
2992 | STHTN1_8 | 35.28 |  | north | north | northnorth
2993 | STHTN2_8 | 31.19 |  | north | north | northnorth
2994 | LVBRD1T_ |  |  | north | north | northnorth
2995 | LVBRD1_8 | 24.57 |  | north | north | northnorth
2997 | WATMLL_2 |  |  | north | north | northnorth
2999 | DVIL1_8 | 34.76 |  | north | north | northnorth
3004 | WMRLD2_8 | 35.9 |  | north | north | northnorth
3009 | HERTG3_T |  |  | north | north | northnorth
3010 | HERTG2_T |  |  | north | north | northnorth
3011 | HERTG1_T |  |  | north | north | northnorth
3014 | CKRELL1_ | 23.25 |  | north | north | northnorth
3015 | CKRELL2_ | 34.54 |  | north | north | northnorth
3016 | HMPTN1_8 | 11.99 |  | north | north | northnorth
3017 | HMPTN2_8 | 12.77 |  | north | north | northnorth
3018 | POLK1T_8 |  |  | north | north | northnorth
3019 | POLK2T_8 |  |  | north | north | northnorth
3020 | POLK1_8 | 36.12 |  | north | north | northnorth
3021 | POLK2_8 | 32.82 |  | north | north | northnorth
3022 | DAVST2_8 | 22.42 |  | north | north | northnorth
3023 | SOKCF1_8 | 23.91 |  | north | north | northnorth
3024 | SOKCF2_8 | 26.02 |  | north | north | northnorth
3032 | LVBRD2T_ |  |  | north | north | northnorth
3035 | LVBRD2_8 | 14.2 |  | north | north | northnorth
3042 | WMRLD1_8 | 23.47 |  | north | north | northnorth
3043 | LTV1_9 | 20.17 |  | north | north | northnorth
3044 | LTV2_9 |  |  | north | north | northnorth
3046 | EGLFD1T_ |  |  | north | north | northnorth
3048 | EGLFD1_8 | 31.25 |  | north | north | northnorth
3049 | EGLFD2_8 | 15.09 |  | north | north | northnorth
3050 | SORCEY1_ | 14.87 |  | north | north | northnorth
3051 | SORCEY2_ | 3.15 |  | north | north | northnorth
3052 | DVILS1_8 | 66.72 |  | north | north | northnorth
3053 | CHILTPL_ | 37.15 |  | north | north | northnorth
3054 | CHCLRKRD | 32.09 |  | north | north | northnorth
3055 | CHCLRKRD |  |  | north | north | northnorth
3056 | CHCLRKRD | 32.2 |  | north | north | northnorth
3057 | CHILTPL3 | 39.68 |  | north | north | northnorth
3058 | CHILTPL4 |  |  | north | north | northnorth
3059 | DESHPR1_ | 39.58 |  | north | north | northnorth
3060 | DESPLR1_ | 61.86 |  | north | north | northnorth
3066 | LNCST1_8 | 33.02 |  | north | north | northnorth
3067 | WITTRD1_ | 27.25 |  | north | north | northnorth
3076 | SGVL1_8 | 35.21 |  | north | north | northnorth
3077 | KLEBRG1T |  |  | north | north | northnorth
3078 | KLEBRG1_ | 26.67 |  | north | north | northnorth
3079 | SSWWT2T_ |  |  | north | north | northnorth
3080 | SSWWT2_8 | 3.19 |  | north | north | northnorth
3081 | SSWWT_P9 | 0 |  | north | north | northnorth
3083 | WILMER1_ |  |  | north | north | northnorth
3084 | WILMER1_ |  |  | north | north | northnorth
3097 | MARTLAKE |  | 785 | north | north | northnorth
3098 | MARTLAKE |  | 795 | north | north | northnorth
3099 | MARTLAKE |  | 780 | north | north | northnorth
3100 | MARTINLK |  |  | north | north | northnorth
3102 | TYLERGND |  |  | north | north | northnorth
3103 | SHAMBRGR |  |  | north | north | northnorth
3104 | SHAMBRGR |  |  | north | north | northnorth
3105 | ELKTON_5 |  |  | north | north | northnorth
3106 | ELKTON_8 | 42.16 |  | north | north | northnorth
3107 | STRYKER_ |  | 113.62 | north | north | northnorth
3108 | STRYKER_ |  | 484 | north | north | northnorth
3109 | STRYKER_ |  |  | north | north | northnorth
3110 | STRYKER_ | 1.24 |  | north | north | northnorth
3112 | SMRFLDMT |  |  | north | north | northnorth
3114 | PALTALCO |  |  | north | north | northnorth
3116 | MTENTRPR |  |  | north | north | northnorth
3117 | LUFKNSS_ |  |  | north | north | northnorth
3118 | LUFKNSS_ |  |  | north | north | northnorth
3119 | NACOGDSE |  |  | north | north | northnorth
3120 | NACOGDSE |  |  | north | north | northnorth
3123 | TRINDAD1 |  |  | north | north | northnorth
3124 | TRINDAD2 |  |  | north | north | northnorth
3125 | TDADTMOD |  |  | north | north | northnorth
3126 | TRINIDAD |  | 224 | north | north | northnorth
3127 | TRINIDAD |  |  | north | north | northnorth
3128 | TRINIDAD | 4.92 |  | north | north | northnorth
3130 | FOREGROV |  |  | north | north | northnorth
3131 | FOREGROV |  |  | north | north | northnorth
3133 | RICHLND1 |  |  | north | north | northnorth
3134 | RICHLND2 |  |  | north | north | northnorth
3139 | TYLERWES | 41.46 |  | north | north | northnorth
3140 | TYLERWES |  |  | north | north | northnorth
3141 | TYLERNW_ | 10.88 |  | north | north | northnorth
3142 | TYLERNW_ |  |  | north | north | northnorth
3143 | TYLERGND |  |  | north | north | northnorth
3144 | OVERTON_ |  |  | north | north | northnorth
3145 | JAXVLNTA |  |  | north | north | northnorth
3146 | JAXVLNOR | 13.53 |  | north | north | northnorth
3147 | TROUPSS_ |  |  | north | north | northnorth
3148 | TROUPSS_ |  |  | north | north | northnorth
3149 | MTSELMAN | 2.76 |  | north | north | northnorth
3150 | TROUPMTR |  |  | north | north | northnorth
3151 | TROUP_9 | 11.37 |  | north | north | northnorth
3152 | ARPCHIPR | 0.99 |  | north | north | northnorth
3153 | ARP_9 | 5.42 |  | north | north | northnorth
3154 | DIBOLSP_ | 19.43 |  | north | north | northnorth
3155 | DIBOLL_8 | 13.32 |  | north | north | northnorth
3160 | DIALVILL | 5.26 |  | north | north | northnorth
3161 | DIALVILL |  |  | north | north | northnorth
3162 | RUSK_9 | 19.68 |  | north | north | northnorth
3167 | ENTERPRI |  |  | north | north | northnorth
3168 | IRONBRTA |  |  | north | north | northnorth
3169 | IRONBRG_ | 9.05 |  | north | north | northnorth
3170 | EMORY_8 |  |  | north | north | northnorth
3171 | EMORYNOR |  |  | north | north | northnorth
3173 | EXPMTR_8 |  |  | north | north | northnorth
3174 | CANTNSW_ |  |  | north | north | northnorth
3175 | CANTON_8 | 23.09 |  | north | north | northnorth
3176 | MABANK_8 | 36.12 |  | north | north | northnorth
3177 | EUSTACE_ | 9.49 |  | north | north | northnorth
3178 | EUSTCSE_ |  |  | north | north | northnorth
3181 | EDGEWOOD | 8.6 |  | north | north | northnorth
3182 | EDGEWOOD |  |  | north | north | northnorth
3183 | VAN_8 | 17.19 |  | north | north | northnorth
3184 | PRIMROSE |  |  | north | north | northnorth
3185 | IRONBRG_ |  |  | north | north | northnorth
3187 | IRNBRGTA |  |  | north | north | northnorth
3188 | WILLSPNT | 12.17 |  | north | north | northnorth
3189 | BTSTARTA |  |  | north | north | northnorth
3190 | BRITSTAR |  |  | north | north | northnorth
3191 | DUCKCVTA |  |  | north | north | northnorth
3192 | DUCKCOVE |  |  | north | north | northnorth
3196 | TYLERSWE | 0 |  | north | north | northnorth
3197 | TYLERSW_ |  |  | north | north | northnorth
3198 | TYLRKLLY | 5.91 |  | north | north | northnorth
3201 | LINDALE_ | 25.74 |  | north | north | northnorth
3202 | SWANTWO_ | 12.01 |  | north | north | northnorth
3203 | LNDALTAP |  |  | north | north | northnorth
3204 | TYLERPIP | 11.51 |  | north | north | northnorth
3205 | HIDAWYLK | 14.49 |  | north | north | northnorth
3207 | TYLER_9 | 36.23 |  | north | north | northnorth
3208 | DELEKTAP |  |  | north | north | northnorth
3209 | DELEK1_8 |  |  | north | north | northnorth
3210 | TYLERNE_ | 30.59 |  | north | north | northnorth
3211 | TYLERE_8 | 61.48 |  | north | north | northnorth
3212 | TYLROMNR | 66.09 |  | north | north | northnorth
3213 | TYLERGE_ | 57.02 |  | north | north | northnorth
3214 | DELEKTAP |  |  | north | north | northnorth
3215 | DELEK2_8 |  |  | north | north | northnorth
3218 | TYLERS_8 | 40.54 |  | north | north | northnorth
3219 | TYLRBUL_ | 66.26 |  | north | north | northnorth
3220 | TYLERLOP |  |  | north | north | northnorth
3221 | GRESHAM_ |  |  | north | north | northnorth
3222 | TEASELVL | 30.32 |  | north | north | northnorth
3224 | TEASELMT |  |  | north | north | northnorth
3227 | WHITEHSE | 22.26 |  | north | north | northnorth
3230 | SWINYTWN |  |  | north | north | northnorth
3231 | OVERTON_ | 7.98 |  | north | north | northnorth
3234 | TYLERSW_ |  |  | north | north | northnorth
3235 | CHADLER_ | 9.75 |  | north | north | northnorth
3236 | BRNSBORO | 3.88 |  | north | north | northnorth
3238 | ATHENS_8 | 21.19 |  | north | north | northnorth
3239 | ATHENS_9 |  |  | north | north | northnorth
3240 | MURCHISN | 1.21 |  | north | north | northnorth
3241 | JAXVLSTA |  |  | north | north | northnorth
3242 | JAXVLWTA |  |  | north | north | northnorth
3243 | JAXWEST_ | 11.13 |  | north | north | northnorth
3244 | JAXVL_9 | 8.28 |  | north | north | northnorth
3245 | REYNLDST | 25.73 |  | north | north | northnorth
3246 | ATHENSTE |  |  | north | north | northnorth
3247 | ATHENSTA |  |  | north | north | northnorth
3248 | ATHNSNWT | 35.17 |  | north | north | northnorth
3249 | BEAUMNTA |  |  | north | north | northnorth
3250 | BEAUMONT | 16.08 |  | north | north | northnorth
3251 | FLINTSUB | 30.81 |  | north | north | northnorth
3252 | JAXVL1SS |  |  | north | north | northnorth
3253 | JAXVLSW_ |  |  | north | north | northnorth
3254 | JAXVL2SS |  |  | north | north | northnorth
3255 | FRANKSTN | 7.37 |  | north | north | northnorth
3256 | POYNOR_9 | 2.38 |  | north | north | northnorth
3260 | NIPAKTAP |  |  | north | north | northnorth
3261 | NIPAK_8 | 0.75 |  | north | north | northnorth
3262 | CEDRCREK | 5.04 |  | north | north | northnorth
3263 | CEDRCKPU | 0 |  | north | north | northnorth
3264 | SEVENPTS |  |  | north | north | northnorth
3267 | MALAKOFF |  |  | north | north | northnorth
3268 | ASPNPOI_ |  |  | north | north | northnorth
3269 | WILOWSP_ | 2.2 |  | north | north | northnorth
3270 | CAROLSPG |  |  | north | north | northnorth
3271 | PALSTNS_ | 33.39 |  | north | north | northnorth
3272 | PALESTNE | 38.95 |  | north | north | northnorth
3273 | PALESTNE |  |  | north | north | northnorth
3274 | MONTALBA |  |  | north | north | northnorth
3276 | MALAKOFF | 11.07 |  | north | north | northnorth
3277 | MSSYLAKE |  |  | north | north | northnorth
3278 | LAKEVIEW |  |  | north | north | northnorth
3279 | LONGLKTA |  |  | north | north | northnorth
3280 | LONGLAKE | 5.99 |  | north | north | northnorth
3281 | TENNCLNY | 11.62 |  | north | north | northnorth
3282 | BLACKFOT | 3.5 |  | north | north | northnorth
3283 | BUTLERMT |  |  | north | north | northnorth
3284 | BETO_8 | 5.88 |  | north | north | northnorth
3285 | ELKHART_ | 5.2 |  | north | north | northnorth
3286 | GRAPELND | 7.11 |  | north | north | northnorth
3289 | CROCKETT |  |  | north | north | northnorth
3290 | ELKGUFTA |  |  | north | north | northnorth
3291 | SLOCUMTA |  |  | north | north | northnorth
3292 | SLOCUM_9 |  |  | north | north | northnorth
3293 | ELKGULF_ | 1.5 |  | north | north | northnorth
3296 | NECHESRI | 2.89 |  | north | north | northnorth
3299 | CUSHING_ | 7.32 |  | north | north | northnorth
3300 | CUSHSE_8 |  |  | north | north | northnorth
3303 | NACGDCHS | 34.79 |  | north | north | northnorth
3309 | ASPN_G |  | 50 | north | north | northnorth
3310 | NACOGNOR | 39.78 |  | north | north | northnorth
3311 | NACOSFA_ | 34.44 |  | north | north | northnorth
3312 | CHIRENO_ | 3.47 |  | north | north | northnorth
3314 | NACOGSW_ | 15.63 |  | north | north | northnorth
3315 | NACOGSOU | 30.97 |  | north | north | northnorth
3316 | NACOGST_ |  |  | north | north | northnorth
3319 | HERTYNOR |  |  | north | north | northnorth
3320 | HUNTNGTN | 18.39 |  | north | north | northnorth
3321 | ZAVPMPTA |  |  | north | north | northnorth
3323 | ETOILE_8 |  |  | north | north | northnorth
3326 | LUFKINE_ | 35.08 |  | north | north | northnorth
3327 | DIBOLET_ |  |  | north | north | northnorth
3328 | LUFKINS_ | 54.16 |  | north | north | northnorth
3329 | LUFPRSTA |  |  | north | north | northnorth
3330 | LUFPRSHG | 11.11 |  | north | north | northnorth
3331 | DIBOLWTA |  |  | north | north | northnorth
3332 | HUDSON_8 | 43.45 |  | north | north | northnorth
3333 | LUFTXFND |  |  | north | north | northnorth
3334 | TXFNDRY_ | 16.42 |  | north | north | northnorth
3340 | LUFKIN_8 | 60.83 |  | north | north | northnorth
3341 | CNTLANG_ | 18.29 |  | north | north | northnorth
3342 | BAYOULC_ | 0.22 |  | north | north | northnorth
3343 | DOUGLAS_ | 3.97 |  | north | north | northnorth
3346 | CHAMPNTA |  |  | north | north | northnorth
3347 | CHAMPION | 1.56 |  | north | north | northnorth
3348 | CHAMPION |  | 0 | north | north | northnorth
3349 | TMPLINLA | 0.04 |  | north | north | northnorth
3350 | KENNARD_ |  |  | north | north | northnorth
3351 | BEREA_8 |  |  | north | north | northnorth
3353 | EXPLRPIP |  |  | north | north | northnorth
3354 | CROCKETT | 32.58 |  | north | north | northnorth
3355 | GRPLMGTA |  |  | north | north | northnorth
3356 | GRPLNMAG | 0.05 |  | north | north | northnorth
3357 | PLSNTSPG |  |  | north | north | northnorth
3358 | CENTVILL | 13.57 |  | north | north | northnorth
3380 | BIGBRN__ |  |  | north | north | northnorth
3381 | BBRN_1G |  | 615 | north | north | northnorth
3382 | BBRN_2G |  | 587 | north | north | northnorth
3390 | JEWETT_S |  |  | north | north | northnorth
3391 | JEWETT_N |  |  | north | north | northnorth
3392 | JEWETT1_ | 9.34 |  | north | north | northnorth
3393 | JEWETT1_ |  |  | north | north | northnorth
3394 | JEWETTA_ |  |  | north | north | northnorth
3396 | NUCOR_ST | 87 |  | north | north | northnorth
3399 | RAT_SNAK |  |  | north | north | northnorth
3400 | TWIN_OAK |  |  | north | north | northnorth
3402 | LAKE_CRK |  |  | north | north | northnorth
3403 | THOUSE_1 |  | 0 | north | north | northnorth
3404 | THOUSE_2 |  | 787 | north | north | northnorth
3405 | THOUSE__ |  |  | north | north | northnorth
3406 | ELM_MOTT |  |  | north | north | northnorth
3407 | ELM_MOTT |  |  | north | north | northnorth
3408 | ELM_MOTT |  |  | north | north | northnorth
3409 | LAKE_CRK |  |  | north | north | northnorth
3410 | LAKE_CRK |  |  | north | north | northnorth
3411 | LKCK_POD |  |  | north | north | northnorth
3412 | TEMP_PEC |  |  | south | south | southsouth
3413 | TEMPSSLT |  |  | south | south | southsouth
3414 | TEMP_SS_ |  |  | south | south | southsouth
3415 | TEMP_SS_ |  |  | south | south | southsouth
3416 | LAKE_CRK |  | 0 | north | north | northnorth
3417 | LAKE_CRK |  | 0 | north | north | northnorth
3418 | LCTMOD_1 |  |  | north | north | northnorth
3419 | LCTMOD_2 |  |  | north | north | northnorth
3420 | TEMP_PEC |  |  | south | south | southsouth
3421 | SCOTWHIT | 12.9 |  | south | south | southsouth
3422 | KILL_SS_ |  |  | south | south | southsouth
3423 | KILL_SS_ |  |  | south | south | southsouth
3425 | BELLCTY_ |  |  | south | south | southsouth
3426 | KILELMR1 | 23.72 |  | south | south | southsouth
3427 | KILELMR2 | 29.13 |  | south | south | southsouth
3428 | KILL_S_8 | 26.46 |  | south | south | southsouth
3429 | SANDOW__ |  |  | south | south | southsouth
3430 | SANDOW1_ | 24 |  | south | south | southsouth
3431 | SANDOW1_ | 0 |  | south | south | southsouth
3432 | SANDOW_4 |  | 569 | south | south | southsouth
3434 | BAYLOR_T |  |  | north | north | northnorth
3435 | BAYLOR1_ | 16.16 |  | north | north | northnorth
3436 | WACO_W1_ | 65.5 |  | north | north | northnorth
3437 | WACO_W1_ |  |  | north | north | northnorth
3438 | WACO_E1_ | 56.83 |  | north | north | northnorth
3439 | WACO_E1_ |  |  | north | north | northnorth
3440 | MCGREGPH |  |  | north | south | northsouth
3441 | MCGREGPH |  |  | north | south | northsouth
3442 | LIPSITZ_ | 4.2 |  | north | north | northnorth
3452 | WACOLASA | 4.81 |  | north | north | northnorth
3453 | CHATF_P_ |  |  | north | north | northnorth
3454 | MONTFTSS |  |  | north | north | northnorth
3455 | CORS1_8 | 42.14 |  | north | north | northnorth
3456 | CORSWEST | 15.69 |  | north | north | northnorth
3457 | CORS_M0B |  |  | north | north | northnorth
3458 | CORS_MOB | 1.64 |  | north | north | northnorth
3459 | CORS_MAG | 2.97 |  | north | north | northnorth
3460 | CORS_GL_ |  |  | north | north | northnorth
3461 | CORSGLAS | 32.15 |  | north | north | northnorth
3462 | CORSGUAR |  |  | north | north | northnorth
3463 | CORSGUAR | 9.17 |  | north | north | northnorth
3464 | EQUIPIPE | 2.06 |  | north | north | northnorth
3465 | CHAPHIL_ |  |  | north | north | northnorth
3466 | KERENS _ | 4.33 |  | north | north | northnorth
3467 | POWELL1_ | 1.18 |  | north | north | northnorth
3468 | CORS__9 |  |  | north | north | northnorth
3470 | BLOOMGRV | 3.21 |  | north | north | northnorth
3471 | BARRY1_9 | 1.57 |  | north | north | northnorth
3475 | CORSMGSS |  |  | north | north | northnorth
3477 | EUREKA_P |  |  | north | north | northnorth
3478 | NAVARRO1 |  |  | north | north | northnorth
3479 | NAVARRO1 | 0.89 |  | north | north | northnorth
3480 | MILDRED2 | 4.54 |  | north | north | northnorth
3483 | GOODLOE_ |  |  | north | north | northnorth
3486 | RICHLAND | 1.77 |  | north | north | northnorth
3487 | WRTHMPOD |  |  | north | north | northnorth
3488 | WTXGFPOD |  |  | north | north | northnorth
3489 | SIMSMAG1 | 0.26 |  | north | north | northnorth
3492 | FRESTONE |  |  | north | north | northnorth
3493 | TEAGUE1_ |  |  | north | north | northnorth
3496 | STSUPRCK |  |  | north | north | northnorth
3497 | STSUPRCK | 3.03 |  | north | north | northnorth
3498 | EUREKA1_ |  |  | north | north | northnorth
3499 | BLAKFTAP |  |  | north | north | northnorth
3500 | FARRAR_P |  |  | north | north | northnorth
3501 | SEATEAG_ |  |  | north | north | northnorth
3502 | SEATEAG1 | 1.54 |  | north | north | northnorth
3503 | FAIRWPOD |  |  | north | north | northnorth
3504 | FAIRFL_P |  |  | north | north | northnorth
3505 | BIGBRN_T |  |  | north | north | northnorth
3506 | BIGBRNM1 | 7.1 |  | north | north | northnorth
3507 | BIGBRNM2 | 8.94 |  | north | north | northnorth
3508 | WINKLER_ |  |  | north | north | northnorth
3509 | BBRN_OPN |  |  | north | north | northnorth
3510 | BBRN_OPN |  |  | north | north | northnorth
3511 | NAV_MILS | 0.95 |  | north | north | northnorth
3513 | ONEOK_T_ |  |  | north | north | northnorth
3514 | HANEY_P_ |  |  | north | north | northnorth
3515 | HUBBARD_ | 8.53 |  | north | north | northnorth
3516 | CHATT_P_ |  |  | north | north | northnorth
3518 | BLUMPUMP | 4.88 |  | north | north | northnorth
3521 | BLANTON_ |  |  | north | north | northnorth
3522 | HILLBORO | 15.74 |  | north | north | northnorth
3523 | HILLBORO |  |  | north | north | northnorth
3524 | ABBOTT1_ | 1.58 |  | north | north | northnorth
3525 | WEST1_9 | 11.29 |  | north | north | northnorth
3526 | ROSSSINC |  |  | north | north | northnorth
3527 | ROSSSINC | 0.76 |  | north | north | northnorth
3528 | TOURS_T |  |  | north | north | northnorth
3529 | TOURSTXP | 1.06 |  | north | north | northnorth
3532 | ITASCA_9 | 4.83 |  | north | north | northnorth
3533 | FILE_SIN |  |  | north | north | northnorth
3534 | GRANDVGF | 2.09 |  | north | north | northnorth
3535 | FILE_SIN | 0 |  | north | north | northnorth
3536 | MAYPEARL | 9.87 |  | north | north | northnorth
3537 | GRANDVEW | 11.54 |  | north | north | northnorth
3538 | MAYPRLTX | 14.23 |  | north | north | northnorth
3543 | MERTENS1 | 6.31 |  | north | north | northnorth
3546 | WHITNEY_ |  |  | north | north | northnorth
3547 | ROGERS_P |  |  | north | north | northnorth
3550 | WACOBLMD | 46.97 |  | north | north | northnorth
3551 | WACO_NE1 |  |  | north | north | northnorth
3552 | WACO_N1_ | 44.26 |  | north | north | northnorth
3553 | WACO_NW1 | 39.84 |  | north | north | northnorth
3554 | HALLBURG |  |  | north | north | northnorth
3555 | THOUSE_T |  |  | north | north | northnorth
3556 | THOUSE1_ | 6.71 |  | north | north | northnorth
3559 | WACOCOLO | 49.03 |  | north | north | northnorth
3560 | WACO_S1_ | 42.51 |  | north | north | northnorth
3561 | WACOM1PT |  |  | north | north | northnorth
3562 | WACOM2PT |  |  | north | north | northnorth
3563 | WACOMM1T |  |  | north | north | northnorth
3564 | WACO_MM1 | 26.17 |  | north | north | northnorth
3565 | WACOMM2T |  |  | north | north | northnorth
3566 | WACO_MM2 | 36.86 |  | north | north | northnorth
3567 | ROBINSON | 31.21 |  | north | north | northnorth
3568 | ROBSONNW | 17.07 |  | north | north | northnorth
3570 | WACOTIRE | 0.19 |  | north | north | northnorth
3571 | WACOKATY | 10.93 |  | north | north | northnorth
3572 | WACOKATY |  |  | north | north | northnorth
3573 | KATYTNEW |  |  | north | north | northnorth
3574 | WACONCST | 33.96 |  | north | north | northnorth
3575 | WACONCST |  |  | north | north | northnorth
3577 | LORENA_P |  |  | north | south | northsouth
3578 | LORENA_9 | 6.62 |  | south | south | southsouth
3580 | EDDY1_9 | 11.63 |  | south | south | southsouth
3581 | TROY1_9 | 10.7 |  | south | south | southsouth
3583 | GATESVIL |  |  | north | south | northsouth
3584 | WACOATCO |  |  | north | north | northnorth
3585 | WACOATLS | 2.84 |  | north | north | northnorth
3586 | MCGREG1_ | 8.06 |  | north | north | northnorth
3587 | GATESVIL | 3.21 |  | north | south | northsouth
3588 | GROESBEC |  |  | north | north | northnorth
3589 | MCGREGHE | 10.15 |  | north | south | northsouth
3590 | WACOSANG | 17.06 |  | north | north | northnorth
3591 | WACOWOOD | 34.87 |  | north | north | northnorth
3592 | WACOATCO | 33.66 |  | north | north | northnorth
3593 | SPGVALLY |  |  | north | south | northsouth
3594 | MCGREG_T |  |  | north | south | northsouth
3595 | CHINASPG | 14.55 |  | north | north | northnorth
3597 | GROESBEC |  |  | north | north | northnorth
3598 | BEARGRAS |  |  | north | north | northnorth
3599 | AMERIGAS |  |  | north | north | northnorth
3600 | AMERIGAS | 4.01 |  | north | north | northnorth
3601 | OLETHA_P |  |  | north | north | northnorth
3602 | SCOTWHIT |  |  | south | south | southsouth
3603 | BROWN1_9 | 2.31 |  | north | north | northnorth
3604 | WESTTXGF | 1.23 |  | north | north | northnorth
3605 | WORTHAM1 | 3.58 |  | north | north | northnorth
3606 | MEXIA2_T |  |  | north | north | northnorth
3607 | TEMPLE1_ | 40.01 |  | south | south | southsouth
3608 | TEMPLE_N | 64.78 |  | south | south | southsouth
3609 | TEMP_NW1 | 41.4 |  | south | south | southsouth
3610 | BELTON1_ | 35.3 |  | south | south | southsouth
3611 | TEMPLE_S | 51.5 |  | south | south | southsouth
3612 | TEMP_SE1 | 19.22 |  | south | south | southsouth
3613 | COOLG_SE | 10.32 |  | north | north | northnorth
3614 | MEXIA_NO |  |  | north | north | northnorth
3616 | KILLTAFD |  |  | south | south | southsouth
3617 | NOLANVIL | 27.25 |  | south | south | southsouth
3618 | HARK_HTS | 52.44 |  | south | south | southsouth
3619 | KILLTAFT | 45.21 |  | south | south | southsouth
3620 | KILCLARR |  |  | south | south | southsouth
3621 | KILL1_8 | 37.5 |  | south | south | southsouth
3622 | KILLPARK |  |  | south | south | southsouth
3623 | KILLPARK | 48.64 |  | south | south | southsouth
3624 | LBELTON_ | 26.3 |  | south | south | southsouth
3625 | TEAGUE1_ | 16.16 |  | north | north | northnorth
3626 | KILLFTHD | 75.32 |  | south | south | southsouth
3627 | KILLFH_T |  |  | south | south | southsouth
3628 | KILLCLCK | 48.25 |  | south | south | southsouth
3629 | KILL_FHW | 38.38 |  | south | south | southsouth
3630 | COPPERCV | 59.68 |  | south | south | southsouth
3631 | MEXIA1_1 | 16.19 |  | north | north | northnorth
3632 | MEXIA2_1 | 21.83 |  | north | north | northnorth
3633 | HARKHTS_ | 36.45 |  | south | south | southsouth
3634 | GROES_SE | 17.01 |  | north | north | northnorth
3635 | TXUPOAG_ |  |  | south | south | southsouth
3636 | TEMPTAYV | 25.35 |  | south | south | southsouth
3637 | OTTO_SE1 | 3.21 |  | north | north | northnorth
3638 | MARL_SE1 | 10.15 |  | north | north | northnorth
3639 | MARLNOSE | 10.36 |  | north | north | northnorth
3640 | SALADO1_ | 19.83 |  | south | south | southsouth
3641 | MARLIN_S | 6.95 |  | north | north | northnorth
3642 | LOTT_SE1 | 7.76 |  | north | north | northnorth
3643 | TEMP_SS_ |  |  | south | south | southsouth
3644 | TEMPLE1_ |  |  | south | south | southsouth
3645 | LITRIVER | 6.36 |  | south | south | southsouth
3646 | HOLLAND_ | 3.33 |  | south | south | southsouth
3647 | BARTLETT | 0.38 |  | south | south | southsouth
3648 | GRANGER1 | 3.78 |  | south | south | southsouth
3649 | TAYLOR1_ |  |  | south | south | southsouth
3650 | ELGIN_SS |  |  | south | south | southsouth
3651 | ELGIN_SS |  |  | south | south | southsouth
3652 | COUPLAND | 4.16 |  | south | south | southsouth
3653 | BRTLT_CB |  |  | south | south | southsouth
3654 | RNDRCKSE | 89.76 |  | south | south | southsouth
3655 | ELGIN1_9 |  |  | south | south | southsouth
3658 | TAYLOR1_ | 36.24 |  | south | south | southsouth
3659 | THORNDLN | 6.86 |  | south | south | southsouth
3661 | SALTY_P_ |  |  | south | south | southsouth
3664 | RNDRCKWH |  |  | south | south | southsouth
3665 | PFLGRVIL | 109.72 |  | south | south | southsouth
3666 | HUTTOSS1 | 33.88 |  | south | south | southsouth
3667 | RNDRCKNE | 18.91 |  | south | south | southsouth
3668 | RNDROCK1 | 108.46 |  | south | south | southsouth
3669 | RNDRCKWH | 11.34 |  | south | south | southsouth
3670 | RNDRCKNE | 86.8 |  | south | south | southsouth
3671 | LOTT_TSE |  |  | north | north | northnorth
3672 | RNDRCK_S | 138.63 |  | south | south | southsouth
3673 | TAYLOR_W | 12.59 |  | south | south | southsouth
3674 | ELGIN_ET | 13.04 |  | south | south | southsouth
3675 | ROGERS1A | 3.67 |  | south | south | southsouth
3678 | ROCKDALE | 11.95 |  | south | south | southsouth
3679 | TALBERTR |  |  | south | south | southsouth
3681 | FAIRF_SE | 22.51 |  | north | north | northnorth
3682 | MILANO_M |  |  | south | south | southsouth
3683 | MINERVA1 |  |  | south | south | southsouth
3684 | MINERVA1 | 2.02 |  | south | south | southsouth
3685 | CAMERON1 | 21.59 |  | south | south | southsouth
3686 | ROCKDALN | 6.35 |  | south | south | southsouth
3688 | JARRELL_ | 10.87 |  | south | south | southsouth
3689 | MARAK1_9 | 2.56 |  | south | south | southsouth
3696 | HUTTOSS_ |  |  | south | south | southsouth
3697 | WACOMMP2 |  |  | north | north | northnorth
3698 | WACOMMP1 | 10.64 |  | north | north | northnorth
3699 | SALADOSS |  |  | south | south | southsouth
5000 | ALAMOTP |  |  | south | south | southsouth
5001 | ALAMO_CM | 16.83 |  | south | south | southsouth
5002 | AMD_SA | 4.13 |  | south | south | southsouth
5003 | ANDERSON | 97.66 |  | south | south | southsouth
5004 | AMD_TP |  |  | south | south | southsouth
5005 | AUSTIN1 | 47.01 |  | south | south | southsouth
5006 | AUSTIN2 |  |  | south | south | southsouth
5011 | BALL_PRK | 79.29 |  | south | south | southsouth
5020 | BANDERA | 91.82 |  | south | south | southsouth
5025 | BRAUNIG_ |  |  | south | south | southsouth
5026 | BRAUNIG_ |  | 209 | south | south | southsouth
5027 | BRAUNIG_ |  | 216 | south | south | southsouth
5028 | BRAUNIG_ |  | 407 | south | south | southsouth
5030 | BRAUNIG_ |  |  | south | south | southsouth
5031 | BRA_VHBC |  | 46 | south | south | southsouth
5032 | BRA_VHBC |  | 47 | south | south | southsouth
5033 | BRA_VHBC |  | 46 | south | south | southsouth
5034 | BRA_VHBC |  | 46 | south | south | southsouth
5035 | BECK_RD | 31.34 |  | south | south | southsouth
5036 | BRAUNSTR |  |  | south | south | southsouth
5037 | BRAUNSTR |  |  | south | south | southsouth
5040 | BROADVEW | 117.91 |  | south | south | southsouth
5045 | BROOKS | 58.5 |  | south | south | southsouth
5050 | BUCKEYE | 34.21 |  | south | south | southsouth
5055 | CAGNON_8 | 90.68 |  | south | south | southsouth
5056 | CAGNON_5 |  |  | south | south | southsouth
5075 | CAPITOL | 12 |  | south | south | southsouth
5080 | CASTLE | 58.23 |  | south | south | southsouth
5083 | CASTRVLL | 10.91 |  | south | south | southsouth
5085 | CHAVANEA | 72.81 |  | south | south | southsouth
5090 | CHULIE | 123.91 |  | south | south | southsouth
5093 | CIBOLOCR | 15.61 |  | south | south | southsouth
5095 | COLISEUM | 59.81 |  | south | south | southsouth
5110 | JT_DEELY |  |  | south | south | southsouth
5111 | CALAVER_ |  | 424 | south | south | southsouth
5112 | CALAVER_ |  | 425 | south | south | southsouth
5125 | DEZAVALA | 192.19 |  | south | south | southsouth
5130 | DRESDEN | 50.26 |  | south | south | southsouth
5132 | EAGLECRK | 15.83 |  | south | south | southsouth
5133 | ELMCREEK |  |  | south | south | southsouth
5135 | ELMENDRF | 21 |  | south | south | southsouth
5140 | ENCINO | 142.68 |  | south | south | southsouth
5143 | EXETER | 85.01 |  | south | south | southsouth
5145 | FALLSCTY | 4.69 |  | south | south | southsouth
5147 | FERN |  |  | south | south | southsouth
5150 | FIVE_PTS | 96.11 |  | south | south | southsouth
5155 | FLORESVI | 36.24 |  | south | south | southsouth
5160 | FORT_SAM | 40.4 |  | south | south | southsouth
5165 | FRATT | 142.76 |  | south | south | southsouth
5170 | FRED_RD | 59.15 |  | south | south | southsouth
5175 | GRANDVEW | 58.35 |  | south | south | southsouth
5180 | GREEN_MT | 84.56 |  | south | south | southsouth
5185 | GRISSOM | 121.52 |  | south | south | southsouth
5187 | HAMWOLF | 45.16 |  | south | south | southsouth
5190 | HARLANDA | 52.68 |  | south | south | southsouth
5195 | HARMONY | 124.38 |  | south | south | southsouth
5200 | HELOTES | 132.23 |  | south | south | southsouth
5205 | HIGHLAND | 51.41 |  | south | south | southsouth
5209 | HILLCTYE |  |  | south | south | southsouth
5210 | HILLCTYW |  |  | south | south | southsouth
5211 | HILLCTY_ |  |  | south | south | southsouth
5218 | HOLBROOK | 14.74 |  | south | south | southsouth
5220 | HOLLYWD | 148.65 |  | south | south | southsouth
5225 | HONDO | 18.14 |  | south | south | southsouth
5230 | HOWARD |  |  | south | south | southsouth
5234 | HUNT_LN | 102.18 |  | south | south | southsouth
5245 | KELLY | 36.02 |  | south | south | southsouth
5249 | KIRBY2 |  |  | south | south | southsouth
5250 | KIRBY | 83.94 |  | south | south | southsouth
5255 | LAREDO1 | 45.03 |  | south | south | southsouth
5257 | LASIERRA | 76.77 |  | south | south | southsouth
5260 | LEON_CRK |  |  | south | south | southsouth
5261 | LEON_STR |  |  | south | south | southsouth
5262 | LEON_STR |  |  | south | south | southsouth
5264 | LEON_LCP |  | 0 | south | south | southsouth
5265 | LEON_LCP |  | 89 | south | south | southsouth
5266 | LEON_LCP |  | 44 | south | south | southsouth
5267 | LEON_LCP |  | 44 | south | south | southsouth
5268 | LEON_LCP |  | 43 | south | south | southsouth
5269 | LEON_LCP |  | 45 | south | south | southsouth
5285 | LA_HTS_A | 36.12 |  | south | south | southsouth
5286 | LA_HTS_B | 36.12 |  | south | south | southsouth
5290 | LYTLE | 22.43 |  | south | south | southsouth
5295 | MARBACH |  |  | south | south | southsouth
5300 | MED_CTR | 116.19 |  | south | south | southsouth
5305 | MEDINABS | 52.95 |  | south | south | southsouth
5310 | MERIDA | 78.63 |  | south | south | southsouth
5315 | NACDCHES | 110.57 |  | south | south | southsouth
5325 | OLMOS | 61.61 |  | south | south | southsouth
5332 | PARSONS | 16.26 |  | south | south | southsouth
5335 | PEARSAL | 32.57 |  | south | south | southsouth
5345 | PINN_RD | 48.81 |  | south | south | southsouth
5350 | QUINTANA | 28.11 |  | south | south | southsouth
5360 | RANDOLPH | 48.59 |  | south | south | southsouth
5369 | SKYLIN_N |  |  | south | south | southsouth
5370 | SKYLIN_S | 148.49 |  | south | south | southsouth
5371 | SKYLINE_ |  |  | south | south | southsouth
5385 | SOUTHSAN | 69.09 |  | south | south | southsouth
5390 | SOMERSET | 35.33 |  | south | south | southsouth
5395 | SOMMERS |  |  | south | south | southsouth
5396 | CALAVER_ |  | 412 | south | south | southsouth
5397 | CALAVER_ |  | 300 | south | south | southsouth
5400 | SPRUCE |  |  | south | south | southsouth
5401 | CALAVER_ |  | 546 | south | south | southsouth
5402 | CALAVER_ |  | 750 | south | south | southsouth
5410 | ST_HEDWG | 73.06 |  | south | south | southsouth
5412 | STCKDALE |  |  | south | south | southsouth
5415 | STONEGAT | 131.5 |  | south | south | southsouth
5417 | STREICH | 1.82 |  | south | south | southsouth
5418 | SUTHRLND | 15.54 |  | south | south | southsouth
5419 | SWRI | 45.27 |  | south | south | southsouth
5420 | TENTH_ST | 108.29 |  | south | south | southsouth
5423 | TCC | 5.9 |  | south | south | southsouth
5428 | TOYOTA | 41.49 |  | south | south | southsouth
5430 | TX_RSRCH | 11.1 |  | south | south | southsouth
5435 | TUTTLE |  |  | south | south | southsouth
5436 | TUTTL_WB |  | 0 | south | south | southsouth
5438 | TUTTL_WB |  | 0 | south | south | southsouth
5439 | TUTTL_WB |  | 0 | south | south | southsouth
5450 | USAA_ATP |  |  | south | south | southsouth
5451 | USAA_A |  |  | south | south | southsouth
5452 | USAA_BTP |  |  | south | south | southsouth
5453 | USAA_B | 14.69 |  | south | south | southsouth
5455 | USAA2TP |  |  | south | south | southsouth
5456 | USAA2 | 11.19 |  | south | south | southsouth
5460 | UTSA | 116.35 |  | south | south | southsouth
5461 | UTSA_ATP |  |  | south | south | southsouth
5462 | UTSA_BTP |  |  | south | south | southsouth
5465 | VALLEY | 42.56 |  | south | south | southsouth
5467 | VLSI | 66.83 |  | south | south | southsouth
5470 | FAIRRA | 28.3 |  | south | south | southsouth
5475 | VON_ROSE |  |  | south | south | southsouth
5476 | BRA_AVR1 |  | 128.52 | south | south | southsouth
5477 | BRA_AVR1 |  | 140.96 | south | south | southsouth
5478 | BRA_AVR1 |  | 128.52 | south | south | southsouth
5479 | AVR1_M |  |  | south | south | southsouth
5485 | WALZEM | 163.23 |  | south | south | southsouth
5488 | WOH | 39.31 |  | south | south | southsouth
5490 | WSTSIDE | 80.01 |  | south | south | southsouth
5500 | RAYBURN9 |  |  | south | south | southsouth
5501 | RAYBURN1 |  |  | south | south | southsouth
5502 | RAYBURN8 |  |  | south | south | southsouth
5503 | RAYBURNG |  | 6.23 | south | south | southsouth
5504 | NURSERYS | 9.44 |  | south | south | southsouth
5505 | RAYBURNG |  | 0 | south | south | southsouth
5506 | RAYBURNG |  | 0 | south | south | southsouth
5508 | RAYBURNC |  | 47.66 | south | south | southsouth
5509 | RAYBURNC |  | 37.35 | south | south | southsouth
5510 | FORDTRAN |  |  | south | south | southsouth
5511 | RAYBURNC |  | 46 | south | south | southsouth
5512 | RAYBURNC |  | 48 | south | south | southsouth
5513 | RAYBURNP |  |  | south | south | southsouth
5514 | INEZSUB9 | 5.48 |  | south | south | southsouth
5516 | ELTOROSW |  |  | south | south | southsouth
5518 | ELTOROSW |  |  | south | south | southsouth
5520 | ELTOROSU | 2.75 |  | south | south | southsouth
5522 | EDNASUB9 | 4.27 |  | south | south | southsouth
5525 | GANADOSW |  |  | south | south | southsouth
5526 | GANADOSU | 3.69 |  | south | south | southsouth
5528 | LOUISESU | 1.55 |  | south | south | southsouth
5530 | ROUNDMOT |  |  | south | south | southsouth
5532 | HILLJESU | 4.61 |  | south | south | southsouth
5534 | ROUNDMOT | 4.27 |  | south | south | southsouth
5536 | NADASUB9 | 2.24 |  | south | south | southsouth
5538 | ELCAMPOS | 9.22 |  | south | south | southsouth
5540 | PLAINVIE | 5.02 |  | south | south | southsouth
5543 | INDSTRLP | 4.3 |  | south | south | southsouth
5544 | DANEVANG |  |  | south | south | southsouth
5546 | DANEVANG |  |  | south | south | southsouth
5548 | DANEVANG | 6.37 |  | south | south | southsouth
5549 | CLEMVILL |  |  | south | south | southsouth
5550 | NCLEMVIL | 7.03 |  | south | south | southsouth
5551 | SALTDOME | 12.99 |  | south | south | southsouth
5552 | SCLEMVIL | 2.4 |  | south | south | southsouth
5554 | MARKHAMT |  |  | south | south | southsouth
5556 | VANVLECK |  |  | houston | houston | houstonhouston
5558 | VANVLECK | 7.76 |  | houston | houston | houstonhouston
5560 | BAYCITYS | 7.52 |  | houston | houston | houstonhouston
5564 | SARGENTS | 7.6 |  | houston | houston | houstonhouston
5566 | FRANKLNC | 4.32 |  | houston | houston | houstonhouston
5568 | FRANKLNC |  |  | houston | houston | houstonhouston
5569 | TINTOPSU | 5.61 |  | south | south | southsouth
5570 | PALACIOS | 2.06 |  | south | south | southsouth
5571 | STRUCTUR |  |  | south | south | southsouth
5573 | CARANCAH | 4.92 |  | south | south | southsouth
5574 | OLIVIASW |  |  | south | south | southsouth
5576 | OLIVIASU | 2.79 |  | south | south | southsouth
5578 | LOLITASU | 2.77 |  | south | south | southsouth
5580 | VANHUMBL | 0.37 |  | south | south | southsouth
5582 | VANDERBL |  |  | south | south | southsouth
5584 | VANDERBL |  |  | south | south | southsouth
5586 | VANDERBL | 3.67 |  | south | south | southsouth
5588 | REDBLUFS | 4.91 |  | south | south | southsouth
5590 | PLACEDOS | 3.62 |  | south | south | southsouth
5591 | KAMEYSUB | 0.4 |  | south | south | southsouth
5592 | PORTLAVA | 9.56 |  | south | south | southsouth
5596 | PTOCONNO | 10.69 |  | south | south | southsouth
5598 | SEADRIFT | 2.5 |  | south | south | southsouth
5600 | LONETREE | 8.62 |  | south | south | southsouth
5602 | TWINPINE |  |  | south | south | southsouth
5603 | TWINPINE | 1.6 |  | south | south | southsouth
5604 | HIGHLAND | 9.21 |  | south | south | southsouth
5605 | WARBURTO |  |  | south | south | southsouth
5606 | ALOESUB9 | 7.11 |  | south | south | southsouth
5608 | MCFADDIN | 2.12 |  | south | south | southsouth
5610 | REFUGIOS | 2.07 |  | south | south | southsouth
5614 | BONNEVIE | 0.57 |  | south | south | southsouth
5616 | TAFTSUB9 | 1.15 |  | south | south | southsouth
5618 | SODVILLE | 1.26 |  | south | south | southsouth
5620 | WSINTONS |  |  | south | south | southsouth
5622 | WSINTONS | 6.75 |  | south | south | southsouth
5626 | CALALLEN | 18.34 |  | south | south | southsouth
5632 | RIVERSID | 7.07 |  | south | south | southsouth
5634 | ROBSTOWN | 6.49 |  | south | south | southsouth
5636 | CORPSCHR |  |  | south | south | southsouth
5638 | CORPSCHR | 4.5 |  | south | south | southsouth
5640 | DRISCOLL | 4.25 |  | south | south | southsouth
5645 | RICARDOS | 6.49 |  | south | south | southsouth
5646 | RIVIERAS | 3.58 |  | south | south | southsouth
5648 | LOYOLASW |  |  | south | south | southsouth
5650 | LOYOLASW |  |  | south | south | southsouth
5652 | CENTRALS | 3.74 |  | south | south | southsouth
5653 | BENBOLTS | 3.58 |  | south | south | southsouth
5654 | SANDIEGO | 7.79 |  | south | south | southsouth
5658 | ORANGEGR |  |  | south | south | southsouth
5660 | ORANGEGR |  |  | south | south | southsouth
5662 | ORANGEGR | 12.34 |  | south | south | southsouth
5666 | SANDIASU | 4.35 |  | south | south | southsouth
5668 | MATHISSU | 2.43 |  | south | south | southsouth
5672 | OLMOSSUB | 3.09 |  | south | south | southsouth
5673 | BEEPRISO | 3.62 |  | south | south | southsouth
5674 | BEEVILLE | 7.14 |  | south | south | southsouth
5676 | GOLIADSW |  |  | south | south | southsouth
5678 | SCHROEDE | 4.09 |  | south | south | southsouth
5680 | LOOP463S | 7.76 |  | south | south | southsouth
5684 | GEORGEWS | 4.42 |  | south | south | southsouth
5685 | WGORGEWS |  |  | south | south | southsouth
5686 | GEORGEWS |  |  | south | south | southsouth
5688 | GEORGEWS |  |  | south | south | southsouth
5690 | WGRGEWST | 1.46 |  | south | south | southsouth
5691 | CLAYWEST | 0.85 |  | south | south | southsouth
5695 | SIMMONSS | 0.36 |  | south | south | southsouth
5696 | CALLIHAM |  |  | south | south | southsouth
5697 | SCALLIHA | 2.09 |  | south | south | southsouth
5698 | NCALLIHA | 1.03 |  | south | south | southsouth
5699 | CHKCANPR | 2.59 |  | south | south | southsouth
5700 | TILDENSU | 5.32 |  | south | south | southsouth
5702 | SNMIGUEL |  |  | south | south | southsouth
5704 | SNMIGUEL |  |  | south | south | southsouth
5706 | SNMIGUEL |  |  | south | south | southsouth
5708 | CHARLOTT | 6.06 |  | south | south | southsouth
5710 | POTEETSU | 5.93 |  | south | south | southsouth
5712 | OAKSSUB9 | 8.85 |  | south | south | southsouth
5713 | OAKSSUB8 |  |  | south | south | southsouth
5714 | PLEASANT | 13.14 |  | south | south | southsouth
5716 | FASHINGS | 5.03 |  | south | south | southsouth
5718 | ROSSVILL | 7.23 |  | south | south | southsouth
5720 | COYCITYS | 3.37 |  | south | south | southsouth
5722 | KENEDYSU | 5.85 |  | south | south | southsouth
5725 | PAWNEESW |  |  | south | south | southsouth
5727 | PAWNEESW |  |  | south | south | southsouth
5728 | FALCONHY |  | 0 | south | south | southsouth
5729 | FALCONHY |  | 0 | south | south | southsouth
5730 | FOURCORN | 5.22 |  | south | south | southsouth
5732 | CHARCOSU | 1.93 |  | south | south | southsouth
5735 | MIDFIELD | 1.79 |  | south | south | southsouth
5736 | FANNINSU | 5.57 |  | south | south | southsouth
5805 | QUIHISW9 |  |  | south | south | southsouth
5807 | CSTROVIL |  |  | south | south | southsouth
5808 | CSTROVIL | 7.89 |  | south | south | southsouth
5810 | BADERSUB | 7.46 |  | south | south | southsouth
5811 | PEARSONS |  |  | south | south | southsouth
5812 | SABINALS | 3.04 |  | south | south | southsouth
5813 | PEARSONS |  |  | south | south | southsouth
5814 | DHANISSU | 8.22 |  | south | south | southsouth
5816 | HONDOSUB | 6.94 |  | south | south | southsouth
5817 | FERRISSW |  |  | south | south | southsouth
5818 | FERRISSU | 7.07 |  | south | south | southsouth
5819 | HONDOCRE |  |  | south | south | southsouth
5820 | UVALDESU | 5.26 |  | south | south | southsouth
5821 | HONDOCRE |  |  | south | south | southsouth
5822 | LEONASUB | 3.58 |  | south | south | southsouth
5823 | UVALDESW |  |  | south | south | southsouth
5824 | WSTUVALD | 1.7 |  | south | south | southsouth
5827 | MOORESUB |  |  | south | south | southsouth
5828 | DEVINESU | 9.65 |  | south | south | southsouth
5830 | MOORESUB | 2.81 |  | south | south | southsouth
5832 | FRIOTOWN | 4.04 |  | south | south | southsouth
5836 | NBATESVI | 5.88 |  | south | south | southsouth
5842 | DERBYSUB | 6.58 |  | south | south | southsouth
5848 | SBATESVI | 3.92 |  | south | south | southsouth
5849 | BATESVIL |  |  | south | south | southsouth
5851 | BATESVIL |  |  | south | south | southsouth
5852 | BIGFOOTS | 5.02 |  | south | south | southsouth
5855 | CRYSTLCT |  |  | south | south | southsouth
5856 | CRYSTLCT | 2.25 |  | south | south | southsouth
5857 | DEVINESW |  |  | south | south | southsouth
5858 | NATALIAS | 6.24 |  | south | south | southsouth
5859 | TURTLECR |  |  | south | south | southsouth
5860 | DILLEYSU | 7.68 |  | south | south | southsouth
5861 | DILEYSWS |  |  | south | south | southsouth
5863 | DILEYSWS | 1.99 |  | south | south | southsouth
5864 | WCRYSTLC | 2.08 |  | south | south | southsouth
5866 | PALODURO |  |  | south | south | southsouth
5868 | BIGWELLS | 2 |  | south | south | southsouth
5870 | BRUNDAGE | 1.7 |  | south | south | southsouth
5872 | CARIZOSP | 2.39 |  | south | south | southsouth
5876 | COTULLAS | 1.36 |  | south | south | southsouth
5878 | HOLLANDS | 4.06 |  | south | south | southsouth
5880 | FREERSUB | 2.67 |  | south | south | southsouth
5883 | DOWNIESU |  |  | south | south | southsouth
5885 | DOWNIESU |  |  | south | south | southsouth
5887 | BRUNISUB |  |  | south | south | southsouth
5888 | BRUNISUB | 2.23 |  | south | south | southsouth
5890 | PEARSALL |  | 6.24 | south | south | southsouth
5891 | PEARSALL |  | 6.24 | south | south | southsouth
5892 | PEARSALL |  | 6.23 | south | south | southsouth
5893 | PEARSALL |  |  | south | south | southsouth
5895 | PEARSALL | 8.59 |  | south | south | southsouth
5901 | MIGUEL5 |  |  | south | south | southsouth
5902 | MIGUEL 8 |  |  | south | south | southsouth
5903 | SANMIGUE |  | 396 | south | south | southsouth
5904 | MIGUESTR |  |  | south | south | southsouth
5905 | MIGUESTR |  |  | south | south | southsouth
5908 | SMIGLT1 |  |  | south | south | southsouth
5909 | SMIGLT2 |  |  | south | south | southsouth
5911 | STP_GN1_ |  | 1333 | houston | houston | houstonhouston
5912 | STP_GN2_ |  | 1328 | houston | houston | houstonhouston
5915 | SO_TEX__ |  |  | houston | houston | houstonhouston
5920 | WELSHDC1 |  | 400.3 | north | north | northnorth
5925 | DCEAST |  |  | north | north | northnorth
5930 | PWRPLT69 | 19.22 |  | south | south | southsouth
5932 | SI_RAY9 |  | 38 | south | south | southsouth
5933 | SI_RAY6 |  | 13 | south | south | southsouth
5934 | SI_RAY5 |  | 15 | south | south | southsouth
5935 | SI_RAY10 |  | 47 | south | south | southsouth
5943 | LOMAALTA | 11.92 |  | south | south | southsouth
5944 | CARBIDE | 1.01 |  | south | south | southsouth
5946 | AIRPORT | 9.41 |  | south | south | southsouth
5962 | LOMAALTA |  |  | south | south | southsouth
5963 | TITAN | 8.99 |  | south | south | southsouth
5964 | MILH_DUM | 16.9 |  | south | south | southsouth
5965 | PALOALTO | 14.33 |  | south | south | southsouth
6000 | SILVRTP1 |  |  | west | west | westwest
6001 | SAJT2A |  |  | west | west | westwest
6003 | BRNHRTP2 |  |  | west | west | westwest
6004 | ATTA2A |  |  | west | west | westwest
6005 | STAP2A | 1.46 |  | west | west | westwest
6006 | BRDY2A |  |  | south | south | southsouth
6013 | TWB4TERT |  |  | west | west | westwest
6014 | SWMTP4 |  |  | west | west | westwest
6015 | SWMESA4 |  |  | west | west | westwest
6016 | SWMESA |  | 11.25 | west | west | westwest
6019 | ORNNWPT4 |  |  | west | west | westwest
6021 | DSKY1_4 |  |  | west | west | westwest
6022 | DSKY1_T4 |  |  | west | west | westwest
6023 | ESTL2A | 0 |  | west | west | westwest
6024 | TURK2A | 2.57 |  | west | west | westwest
6028 | CHLD2A |  |  | west | west | westwest
6030 | CHLD4A |  |  | west | west | westwest
6031 | CH202A | 5.53 |  | west | west | westwest
6032 | CHIL2A | 8.42 |  | west | west | westwest
6033 | CHLD20TP |  |  | west | west | westwest
6035 | YUCCA2A | 3.88 |  | west | west | westwest
6041 | FLOMTP2A |  |  | west | west | westwest
6042 | FLOM2A | 1.15 |  | west | west | westwest
6044 | TURL2A | 2.42 |  | west | west | westwest
6048 | PAUL2A |  |  | west | west | westwest
6050 | LKPAULS4 |  |  | west | west | westwest
6051 | QUAN2A | 8.84 |  | west | west | westwest
6052 | ACME2A | 3.4 |  | west | west | westwest
6053 | KIRK2A | 0.08 |  | west | west | westwest
6056 | CHLC_VER |  |  | west | west | westwest
6057 | CHILE2WT | 3.76 |  | west | west | westwest
6058 | VERN2A | 18.04 |  | west | west | westwest
6060 | VERN4A |  |  | west | west | westwest
6061 | VRCP2A | 8.26 |  | west | west | westwest
6062 | SANT2A |  |  | west | west | westwest
6063 | SAND2A | 10.29 |  | west | west | westwest
6064 | VERS2A |  |  | west | west | westwest
6066 | VERS4A |  |  | west | west | westwest
6070 | GRAYBAC2 | 0.94 |  | west | west | westwest
6071 | GRBC2A |  |  | west | west | westwest
6072 | HARR2A | 0.56 |  | west | west | westwest
6075 | WAGR2A | 1 |  | west | west | westwest
6080 | TRUSEXN2 | 0.35 |  | west | west | westwest
6082 | CRWL2A | 2.75 |  | west | west | westwest
6084 | EXTR2A |  |  | west | west | westwest
6085 | TRUS2A | 0.54 |  | west | west | westwest
6086 | BENJTP2A |  |  | west | west | westwest
6087 | BENJ2A | 0.8 |  | west | west | westwest
6096 | NORTHDC7 |  | 50.02 | west | west | westwest
6097 | OKLA4A | 0.55 |  | west | west | westwest
6098 | OKLA4B |  |  | west | west | westwest
6100 | OKLA7A |  |  | west | west | westwest
6101 | OKLA7STR |  |  | west | west | westwest
6107 | MUND2A | 4.62 |  | west | west | westwest
6108 | MUNE2A |  |  | west | west | westwest
6110 | EMUNDY24 |  |  | west | west | westwest
6112 | GILL2A | 2.14 |  | west | west | westwest
6113 | KNXC2A | 3.11 |  | west | west | westwest
6114 | KNXR2A |  |  | west | west | westwest
6115 | ROCH2A | 3.42 |  | west | west | westwest
6117 | EMUNDY14 |  |  | west | west | westwest
6120 | RULE2A | 4.97 |  | west | west | westwest
6122 | HSKL2A | 6.98 |  | west | west | westwest
6123 | JOSS2A |  |  | west | west | westwest
6124 | HASTXTP2 |  |  | west | west | westwest
6125 | WEIN2A | 0.39 |  | west | west | westwest
6126 | TXHS2A | 2.89 |  | west | west | westwest
6131 | PADR2A |  |  | west | west | westwest
6132 | PADC2A | 2.53 |  | west | west | westwest
6133 | PADU2A |  |  | west | west | westwest
6134 | PADU2STR |  |  | west | west | westwest
6135 | PADU4A |  |  | west | west | westwest
6140 | MATA2A | 2.24 |  | west | west | westwest
6141 | ROAR2A | 1.28 |  | west | west | westwest
6142 | AFTO2A | 2.04 |  | west | west | westwest
6143 | ESPU2A |  |  | west | west | westwest
6144 | MCADOO1A | 0.1 | 15 | west | west | westwest
6145 | MCADOO4A |  |  | west | west | westwest
6147 | GIRA2A | 0.17 |  | west | west | westwest
6148 | SPUR2A | 2.31 |  | west | west | westwest
6150 | SPUR4A |  |  | west | west | westwest
6151 | GIRA_TAP |  |  | west | west | westwest
6152 | DKEC2A |  |  | west | west | westwest
6153 | JATN2A | 1.42 |  | west | west | westwest
6154 | PEAC2A | 0.1 |  | west | west | westwest
6156 | ASPM2A | 2.52 |  | west | west | westwest
6158 | ASPM4A |  |  | west | west | westwest
6159 | PAIP2A |  |  | west | west | westwest
6161 | PAIP4A |  |  | west | west | westwest
6162 | PAIP4STR |  |  | west | west | westwest
6165 | CALCRKTP |  |  | west | west | westwest
6166 | CALI_CRK |  |  | west | west | westwest
6169 | PAIP4B |  |  | west | west | westwest
6170 | HASR2A | 1.13 |  | west | west | westwest
6171 | HSKELTP2 |  |  | west | west | westwest
6172 | STAM2A | 11.54 |  | west | west | westwest
6173 | CORN2A | 0.06 |  | west | west | westwest
6174 | HSKREAT2 |  |  | west | west | westwest
6175 | ANSN2A | 2.87 |  | west | west | westwest
6176 | ANSO2A | 7.38 |  | west | west | westwest
6177 | SWEN2A | 0.09 |  | west | west | westwest
6180 | RADM2A |  |  | west | west | westwest
6182 | HAMTXCO2 | 1.17 |  | west | west | westwest
6183 | HAMR2A | 1.41 |  | west | west | westwest
6184 | HAMTXTP2 |  |  | west | west | westwest
6185 | HAML2A | 4.76 |  | west | west | westwest
6186 | SHHA2A | 0.16 |  | west | west | westwest
6187 | CONA2A | 0.92 |  | west | west | westwest
6191 | EXSHRN4 |  |  | west | west | westwest
6192 | RONDTOP2 | 3.67 |  | west | west | westwest
6193 | PLST2A | 3.66 |  | west | west | westwest
6194 | RONDTPT2 |  |  | west | west | westwest
6195 | ROBY2A | 1.45 |  | west | west | westwest
6196 | ROTN2A | 8.55 |  | west | west | westwest
6197 | CLRM2A |  |  | west | west | westwest
6198 | CLARSUN2 | 0.28 |  | west | west | westwest
6202 | ALBNY_FD | 7.42 |  | west | west | westwest
6204 | WOOD2A | 0.17 |  | west | west | westwest
6205 | THRM2A | 2.4 |  | west | west | westwest
6206 | BUKB2A | 2.52 |  | west | west | westwest
6207 | ALBANY2A | 7.76 |  | west | west | westwest
6208 | HUB12A |  |  | west | west | westwest
6209 | MRAN2A | 2.47 |  | west | west | westwest
6210 | WCTMWD22 | 1.15 |  | west | west | westwest
6211 | ALBANYT2 |  |  | west | west | westwest
6212 | WCTMWD12 | 1.13 |  | west | west | westwest
6213 | HUB1_TAP |  |  | west | west | westwest
6214 | ALBANYT1 |  |  | west | west | westwest
6215 | ABRBRSN2 |  |  | west | west | westwest
6216 | BLF_CRK4 |  |  | west | west | westwest
6217 | FTPHPMP2 | 0.48 |  | west | west | westwest
6218 | NUGENTR2 | 1.59 |  | west | west | westwest
6219 | NUGE2A |  |  | west | west | westwest
6220 | FTFP2A |  |  | west | west | westwest
6221 | ABRC2A |  |  | west | west | westwest
6222 | FTPP4A |  |  | west | west | westwest
6223 | ABRC4A | 15.13 |  | west | west | westwest
6224 | ABNW2A |  |  | west | west | westwest
6225 | ABNW2B |  |  | west | west | westwest
6226 | ABEASTP |  |  | west | west | westwest
6228 | ABNW4A |  |  | west | west | westwest
6229 | CALHNTP |  |  | west | south | westsouth
6230 | ABMULCE7 |  |  | west | west | westwest
6231 | MULBW RS |  |  | west | west | westwest
6232 | MULBE RS |  |  | west | west | westwest
6233 | ABMULSTR |  |  | west | west | westwest
6235 | ABMULCW7 |  |  | west | west | westwest
6236 | ABON2A | 1.05 |  | west | west | westwest
6237 | ONYS2A |  |  | west | west | westwest
6238 | EXHA2A |  |  | west | west | westwest
6239 | ABVT2A |  |  | west | west | westwest
6240 | ABVO2A | 14.5 |  | west | west | westwest
6241 | ELYT2A |  |  | west | west | westwest
6242 | MERK2A | 4.63 |  | west | west | westwest
6243 | CLFK2A | 0.01 |  | west | west | westwest
6244 | ABWALTP2 |  |  | west | west | westwest
6245 | ABRBPRS2 | 4.04 |  | west | west | westwest
6246 | MKLT2A | 2.04 |  | west | west | westwest
6247 | TRNT2A | 0.8 |  | west | west | westwest
6248 | HAWEXXN2 | 2.15 |  | west | west | westwest
6249 | DELT2A |  |  | west | west | westwest
6250 | DELK 2 | 4.82 |  | west | west | westwest
6251 | ELY9 | 8.28 |  | west | west | westwest
6252 | SCOTT9 |  |  | west | west | westwest
6253 | ABEC2A |  |  | west | west | westwest
6254 | ABMULSTR |  |  | west | west | westwest
6255 | ABEC4A | 28.13 |  | west | west | westwest
6256 | ABTT4A | 13.96 |  | west | west | westwest
6257 | ABRL4A | 17.63 |  | west | west | westwest
6258 | ABSO2A |  |  | west | west | westwest
6259 | ABSO2STR |  |  | west | west | westwest
6260 | ABSO4A |  |  | west | west | westwest
6261 | WYLE4A | 16.71 |  | west | west | westwest
6262 | ABSO2STR |  |  | west | west | westwest
6265 | ABDYES22 | 7.08 |  | west | west | westwest
6266 | ABDYTP22 |  |  | west | west | westwest
6267 | ABHT2A | 12.25 |  | west | west | westwest
6268 | ABDYTP12 |  |  | west | west | westwest
6269 | ABDYES12 | 3.07 |  | west | west | westwest
6270 | ABSH2A | 26.27 |  | west | west | westwest
6271 | ABMM2A | 27.37 |  | west | west | westwest
6272 | ABOV2A | 17.06 |  | west | west | westwest
6273 | ABDYTP32 |  |  | west | west | westwest
6274 | ABDYES32 | 8.56 |  | west | west | westwest
6275 | ABEA4A | 11.91 |  | west | west | westwest
6276 | ABEAST12 |  |  | west | west | westwest
6277 | ABEAST22 |  |  | west | west | westwest
6278 | ABPLTTP2 |  |  | west | west | westwest
6281 | ABWA2A | 15.72 |  | west | west | westwest
6282 | ABPG2A | 15.76 |  | west | west | westwest
6283 | ABOLMLT2 |  |  | west | west | westwest
6284 | ABWTGUT2 |  |  | west | west | westwest
6285 | ABWTXGU2 | 0.57 |  | west | west | westwest
6286 | ABOILML2 | 9.44 |  | west | west | westwest
6287 | MULBW RL |  |  | west | west | westwest
6288 | MULBE RL |  |  | west | west | westwest
6290 | ABMS4A | 10.65 |  | west | west | westwest
6291 | AILN2A | 11.99 |  | west | west | westwest
6292 | ABCC4A | 15.03 |  | west | west | westwest
6293 | ABCR4A | 14.83 |  | west | west | westwest
6295 | SRC1TERT |  |  | west | west | westwest
6300 | DENTONR2 | 2.62 |  | west | west | westwest
6301 | ABED2A | 6.05 |  | west | west | westwest
6302 | CLYM2A |  |  | west | west | westwest
6303 | WTU_DETP |  |  | west | west | westwest
6304 | CLYDMAG2 | 1.29 |  | west | west | westwest
6305 | CLYD2A | 9.87 |  | west | west | westwest
6306 | BAIR2A | 3.28 |  | west | west | westwest
6307 | PUTN2A |  |  | west | west | westwest
6309 | PUTN4A |  |  | west | west | westwest
6310 | PUTN4B |  |  | west | west | westwest
6311 | CISC2A | 8.48 |  | north | west | northwest
6312 | PUT69 2 | 3.17 |  | west | west | westwest
6313 | POTOSI_T |  |  | west | west | westwest
6314 | POTOSI | 5.55 |  | west | west | westwest
6315 | SHARP TP |  |  | west | west | westwest
6316 | SHARP | 2.58 |  | west | west | westwest
6318 | POTTER | 3.31 |  | west | west | westwest
6323 | ELO2TERT |  |  | west | west | westwest
6324 | FT_CHADB | 3.49 |  | west | west | westwest
6325 | CHAD4A |  |  | west | west | westwest
6326 | ROBRTSR2 | 2.79 |  | west | west | westwest
6327 | ABCG2A | 2.3 |  | west | west | westwest
6328 | TUSC2A | 10.85 |  | west | west | westwest
6329 | GLDBSK9 | 2.23 |  | west | west | westwest
6330 | HAPVAL2 | 1.44 |  | west | west | westwest
6331 | CLIM2A | 0.09 |  | west | west | westwest
6332 | HAPVALT2 |  |  | west | west | westwest
6333 | WINT2A | 9.05 |  | west | west | westwest
6334 | HATC2A | 3.29 |  | west | west | westwest
6335 | OAKC4A |  |  | west | west | westwest
6336 | MECSNYDR |  |  | west | west | westwest
6337 | BALEXXN2 |  |  | west | west | westwest
6338 | BALG2A |  |  | west | west | westwest
6340 | BALG4A | 9.82 |  | west | west | westwest
6341 | BALEXTP2 |  |  | west | west | westwest
6342 | NOVC2A |  |  | west | west | westwest
6343 | TALPATL2 | 1.79 |  | west | west | westwest
6344 | VALE2A | 0.2 |  | west | west | westwest
6345 | GLDBSKR2 |  |  | west | west | westwest
6346 | COLJ2A | 2.13 |  | west | west | westwest
6347 | COLETAP4 | 3.52 |  | west | west | westwest
6348 | COLEMAN4 | 19.82 |  | west | west | westwest
6349 | NOVICE9 | 3.19 |  | west | west | westwest
6350 | DRESSY9 | 2.12 |  | west | west | westwest
6351 | NICOLE4A |  |  | west | west | westwest
6352 | SANA_TAP |  |  | west | west | westwest
6353 | SANA2A | 4.67 |  | west | west | westwest
6355 | SANA4A |  |  | west | west | westwest
6356 | DRSY2A |  |  | west | west | westwest
6357 | CRPL2A | 5.51 |  | west | west | westwest
6358 | RIST2A | 3.02 |  | west | west | westwest
6359 | FIREROCK |  |  | west | north | westnorth
6360 | COLE_IVI |  |  | west | west | westwest
6361 | IVEYPMP4 | 0.84 |  | west | west | westwest
6362 | IVEYBST4 | 0.77 |  | west | west | westwest
6363 | YELWJCKT | 9.42 |  | south | south | southsouth
6364 | YELWJCKT |  |  | south | south | southsouth
6365 | YELWJCKT |  |  | south | south | southsouth
6366 | YELWJCKT |  |  | south | south | southsouth
6367 | YELWJCKT |  |  | south | south | southsouth
6368 | HEXT 2 |  |  | south | south | southsouth
6369 | PTRK2A | 0.96 |  | west | west | westwest
6370 | EOLATP2A |  |  | west | west | westwest
6371 | EOLA2A | 3.41 |  | west | west | westwest
6372 | EDEN2A | 3.42 |  | south | south | southsouth
6373 | YELWJSTR |  |  | south | south | southsouth
6374 | YELWJSTR |  |  | south | south | southsouth
6376 | CRM1TP2A |  |  | south | south | southsouth
6377 | CRM12A | 3.13 |  | south | south | southsouth
6378 | BRDYSE 2 | 7.16 |  | south | south | southsouth
6379 | BRDS2A |  |  | south | south | southsouth
6380 | MELV2A | 0.32 |  | south | south | southsouth
6381 | BRADYRE2 |  |  | south | south | southsouth
6382 | BRADYTP2 |  |  | south | south | southsouth
6383 | BRADY 2 | 9.58 |  | south | south | southsouth
6384 | MCLC2A |  |  | south | south | southsouth
6385 | EDENREA2 |  |  | south | south | southsouth
6386 | CSANSAB2 |  |  | south | south | southsouth
6387 | FREDPHIL | 0.16 |  | south | south | southsouth
6388 | MASON 2 |  |  | south | south | southsouth
6389 | LCRAFRED |  |  | south | south | southsouth
6390 | FIREROCK |  |  | south | south | southsouth
6391 | FRDN2A |  |  | south | south | southsouth
6392 | PHMT2A |  |  | south | south | southsouth
6393 | MASN2A |  |  | south | south | southsouth
6394 | PHMA2A |  |  | south | south | southsouth
6395 | MASNPH 2 | 0.47 |  | south | south | southsouth
6396 | MASW2A |  |  | south | south | southsouth
6397 | STRETER2 |  |  | south | south | southsouth
6398 | SHLO2A |  |  | south | south | southsouth
6399 | KIMJNCR2 |  |  | south | south | southsouth
6400 | JUNC2A | 5.56 |  | south | south | southsouth
6401 | MENPHTP2 |  |  | south | south | southsouth
6402 | MENRDPH2 | 1.63 |  | south | south | southsouth
6403 | SHELLON2 |  |  | south | south | southsouth
6405 | AS2TERT |  |  | west | west | westwest
6406 | TURKTRAK |  |  | west | west | westwest
6407 | TURKTRAK | 0.95 | 16.95 | west | west | westwest
6409 | VRBS2A |  |  | west | west | westwest
6410 | MILE2A | 1.56 |  | west | west | westwest
6411 | ROWE2A | 5.14 |  | west | west | westwest
6412 | HARI2A | 3.77 |  | west | west | westwest
6413 | VERIBST2 | 4.23 |  | west | west | westwest
6414 | BRONTE 2 | 2.25 |  | west | west | westwest
6416 | SAGT2A |  |  | west | west | westwest
6417 | STRLNG9 | 2.54 |  | west | west | westwest
6418 | ATBR2A | 0.7 |  | west | west | westwest
6419 | AMBR2A | 0.82 |  | west | west | westwest
6420 | ROBL2A | 4.45 |  | west | west | westwest
6421 | ESPENCT2 |  |  | west | west | westwest
6422 | EDIT2A | 1.55 |  | west | west | westwest
6423 | CEDH2A |  |  | west | west | westwest
6425 | CEDH4A |  |  | west | west | westwest
6426 | ESPENCE2 |  |  | west | west | westwest
6427 | SILR2B | 0.81 |  | west | west | westwest
6428 | SILR2A | 4.85 |  | west | west | westwest
6429 | SPADERN2 |  |  | west | west | westwest
6430 | SILV2A | 3.51 |  | west | west | westwest
6431 | SILVRTP2 |  |  | west | west | westwest
6432 | EXPE2A | 0.6 |  | west | west | westwest
6433 | SPRH2A |  |  | west | west | westwest
6434 | PANA2A |  |  | west | west | westwest
6435 | STER2A | 3.27 |  | west | west | westwest
6436 | STCO2A |  |  | west | west | westwest
6437 | CRBDTP 2 |  |  | west | west | westwest
6438 | CBDREA 2 | 5.17 |  | west | west | westwest
6439 | AMCO2A |  |  | west | west | westwest
6440 | AMOCO 2 |  |  | west | west | westwest
6441 | ORNT4A | 1.73 |  | west | west | westwest
6442 | SARC4A |  |  | west | west | westwest
6444 | SARC7A |  |  | west | west | westwest
6445 | CRMW5TP2 |  |  | west | west | westwest
6446 | CRMWD5 2 | 1.53 |  | west | west | westwest
6447 | PAULANN4 | 8.59 |  | west | west | westwest
6448 | SA_HILND | 17.1 |  | west | west | westwest
6449 | SACK4A | 8.11 |  | west | west | westwest
6450 | SACO2A | 14.15 |  | west | west | westwest
6451 | SARC7STR |  |  | west | west | westwest
6452 | SACO4A |  |  | west | west | westwest
6453 | SAST4A |  |  | west | west | westwest
6454 | SASO4A | 14.15 |  | west | west | westwest
6455 | SASL2A | 20.71 |  | west | west | westwest
6456 | SAJS2A | 23.28 |  | west | west | westwest
6457 | SAEM2A | 9.95 |  | west | west | westwest
6458 | CRM24A | 2.42 |  | west | west | westwest
6459 | CRM32A |  |  | west | west | westwest
6460 | CRM42A |  |  | west | west | westwest
6461 | CRMWD42 | 2.27 |  | west | west | westwest
6462 | SANO2A | 13.22 |  | west | west | westwest
6463 | SARC7STR |  |  | west | west | westwest
6464 | SANO4A |  |  | west | west | westwest
6465 | SAGC2A | 7.11 |  | west | west | westwest
6466 | SAWT2A |  |  | west | west | westwest
6467 | SAWA2A | 18.68 |  | west | west | westwest
6468 | SACH2A |  |  | west | west | westwest
6470 | SACH4A | 13.26 |  | west | west | westwest
6471 | SAAN2A | 12.85 |  | west | west | westwest
6473 | BENF4A | 9.34 |  | west | west | westwest
6475 | LANGFORD |  |  | west | west | westwest
6476 | LANGFORD |  | 15 | west | west | westwest
6477 | SAMF2A | 2.22 |  | west | west | westwest
6478 | SAPS2A |  |  | west | west | westwest
6479 | SAPS4C |  |  | west | west | westwest
6480 | SAPS4B |  |  | west | west | westwest
6481 | SASH4A | 16.14 |  | west | west | westwest
6482 | SALD4A | 12.59 |  | west | west | westwest
6483 | SAPS4A |  |  | west | west | westwest
6484 | ANGORA2A |  |  | west | west | westwest
6488 | ROLLANS2 | 0.2 |  | west | west | westwest
6489 | SAPS4D |  |  | west | west | westwest
6490 | SANTIAGO |  |  | west | west | westwest
6491 | PAW22A |  |  | west | west | westwest
6492 | PAVE4A |  |  | west | west | westwest
6493 | PAVEPAW4 |  |  | west | west | westwest
6494 | PAVEPAW2 |  |  | west | west | westwest
6495 | CRIS2A | 2.78 |  | west | west | westwest
6496 | AROT2A | 1.58 |  | west | west | westwest
6497 | HULD2A | 1.23 |  | west | west | westwest
6498 | LVOK2A |  |  | west | west | westwest
6499 | LVOK2STR |  |  | west | west | westwest
6500 | LIVEOAK4 |  |  | west | west | westwest
6503 | SHBA2A |  |  | west | west | westwest
6505 | ELDO2A | 8.3 |  | west | west | westwest
6506 | PAGE2A | 0.11 |  | west | west | westwest
6507 | MIDV2A | 0.47 |  | west | west | westwest
6508 | FMCK2A | 0.7 |  | west | west | westwest
6509 | SHBT2A |  |  | west | west | westwest
6510 | SONO2A | 4.78 |  | west | west | westwest
6511 | ATSO2A | 1.53 |  | west | west | westwest
6513 | SONR2A |  |  | west | west | westwest
6515 | SONR4A | 7.78 |  | west | west | westwest
6524 | MERTZON9 | 1.23 |  | west | west | westwest
6526 | MERR2A |  |  | west | west | westwest
6527 | SANW2A | 4.71 |  | west | west | westwest
6528 | TANK2A | 2.09 |  | west | west | westwest
6529 | MERT2A | 2.88 |  | west | west | westwest
6530 | BARN2A | 0.55 |  | west | west | westwest
6531 | BRNHRPH2 | 0.54 |  | west | west | westwest
6532 | BARNHCV2 | 2.16 |  | west | west | westwest
6533 | BGLK2A | 8.41 |  | west | west | westwest
6534 | BGLK2B |  |  | west | west | westwest
6535 | BGLK4A |  |  | west | west | westwest
6536 | BGLK4B |  |  | west | west | westwest
6538 | TEXN2A | 5.22 |  | west | west | westwest
6539 | SHPO2A |  |  | west | west | westwest
6540 | SHPO_TAP |  |  | west | west | westwest
6541 | TEXONTP2 |  |  | west | west | westwest
6542 | ATLT2A |  |  | west | west | westwest
6543 | KEMPEXT2 |  |  | west | west | westwest
6544 | HUMT2A |  |  | west | west | westwest
6545 | POWF2A | 1.6 |  | west | west | westwest
6546 | PHBL_TAP |  |  | west | west | westwest
6547 | STRS2A | 1.04 |  | west | west | westwest
6548 | POWT2A |  |  | west | west | westwest
6549 | MIDW2A | 11.16 |  | west | west | westwest
6550 | FRIEND_R | 0.36 |  | west | west | westwest
6551 | OZNR2A | 0.53 |  | west | west | westwest
6552 | CROCKHT2 | 0.7 |  | west | west | westwest
6553 | PHBL2A | 0.2 |  | west | west | westwest
6554 | EXKE2A | 0.07 |  | west | west | westwest
6555 | ATLB2A | 0.05 |  | west | west | westwest
6556 | WESTYA2A |  |  | west | west | westwest
6560 | OZONA 2 | 8.98 |  | west | west | westwest
6562 | FRIEND_R |  |  | west | west | westwest
6565 | ILLN2A | 2.25 |  | west | west | westwest
6568 | RGECBVIL | 4.23 |  | south | south | southsouth
6572 | MDSC2A | 1.63 |  | west | west | westwest
6574 | MART2A |  |  | west | west | westwest
6575 | IRAN2A | 7.74 |  | west | west | westwest
6576 | DSCVYTP2 |  |  | west | west | westwest
6577 | SHEF2A | 8.87 |  | west | west | westwest
6578 | FTLCSTR2 |  |  | west | west | westwest
6580 | AIRP2A | 7.55 |  | west | west | westwest
6581 | ARPT2A |  |  | west | west | westwest
6583 | MESAVIEW | 12.04 |  | west | west | westwest
6584 | INDN4A | 1.97 |  | west | west | westwest
6585 | DSCVRY 2 | 1.8 |  | west | west | westwest
6586 | MCCAMY4 | 4.59 |  | west | west | westwest
6587 | SCROSS2 | 6.53 |  | west | west | westwest
6588 | SHLMESA2 | 1.66 |  | west | west | westwest
6589 | RANK2A | 2.71 |  | west | west | westwest
6590 | SHME2A |  |  | west | west | westwest
6591 | RANK4 2 |  |  | west | west | westwest
6592 | MCAM2A |  |  | west | west | westwest
6594 | SCRS2A | 6.28 |  | west | west | westwest
6597 | BOBCAT2A | 1.43 |  | west | west | westwest
6598 | RIOP2A | 0.93 |  | west | west | westwest
6599 | BOBCAT T |  |  | west | west | westwest
6600 | CRNAIR T |  |  | west | west | westwest
6601 | RIOP4A |  |  | west | west | westwest
6602 | RIOP2STR |  |  | west | west | westwest
6603 | CRANTP2 |  |  | west | west | westwest
6604 | SAGE2A |  |  | west | west | westwest
6605 | CRANAIR2 | 3.18 |  | west | west | westwest
6606 | TXNMPL 2 |  |  | west | west | westwest
6607 | MCELROY2 | 16.63 |  | west | west | westwest
6608 | CRANGU12 | 4.89 |  | west | west | westwest
6609 | TXNMTP 2 |  |  | west | west | westwest
6610 | CRANGU22 |  |  | west | west | westwest
6611 | DUN22A | 4.04 |  | west | west | westwest
6613 | CRAN2A |  |  | west | west | westwest
6614 | DUNETAP2 |  |  | west | west | westwest
6627 | COMC4A |  |  | west | west | westwest
6628 | FTST2A |  |  | west | west | westwest
6630 | FTST4A |  |  | west | west | westwest
6632 | WDWRDTP4 |  |  | west | west | westwest
6633 | WOODWRD1 |  |  | west | west | westwest
6635 | KM WTP4 |  |  | west | west | westwest
6636 | SNYDERW4 |  |  | west | west | westwest
6637 | SNYDERW1 | 0.44 | 6.3 | west | west | westwest
6639 | MCAN4A | 1.68 |  | west | west | westwest
6641 | SUNV2A | 1.12 |  | west | west | westwest
6642 | MAST2A | 1.35 |  | west | west | westwest
6643 | PECV2A | 0.27 |  | west | west | westwest
6645 | FTSW2A | 3.25 |  | west | west | westwest
6647 | RP2TERT |  |  | west | west | westwest
6649 | VERH2A | 1.58 |  | west | west | westwest
6650 | CCRT2A |  |  | west | west | westwest
6651 | CCRK2A | 1.95 |  | west | west | westwest
6652 | SGSA2A | 1.85 |  | west | west | westwest
6653 | BARL2A |  |  | west | west | westwest
6655 | BARL4A |  |  | west | west | westwest
6656 | HACKBTAP |  |  | west | west | westwest
6657 | CR101TAP |  |  | west | west | westwest
6658 | MECPLNVW | 3.26 |  | west | west | westwest
6659 | SNTXTAP2 |  |  | west | west | westwest
6660 | SNTX12A | 1.57 |  | west | west | westwest
6661 | LONGWRTH | 6.07 |  | west | west | westwest
6663 | COCS2A | 2.52 |  | west | west | westwest
6665 | ALPR2A |  |  | west | west | westwest
6666 | ALPI2A | 14.36 |  | west | west | westwest
6667 | PAISANO2 | 0.01 |  | west | west | westwest
6668 | ALTUDA2A | 0.83 |  | west | west | westwest
6669 | PRSMNGAP | 3.17 |  | west | west | westwest
6676 | FTDA2A | 3.49 |  | west | west | westwest
6677 | VALT2A | 0.84 |  | west | west | westwest
6678 | ALMC2A |  |  | west | west | westwest
6680 | ALMC4A |  |  | west | west | westwest
6681 | MARF2A | 3.75 |  | west | west | westwest
6682 | CIEN2A | 0.63 |  | west | west | westwest
6683 | SHAF2A | 0.17 |  | west | west | westwest
6684 | PRES2A | 4.85 |  | west | west | westwest
6688 | CHINATI2 |  |  | west | west | westwest
6689 | BRYR2A | 0.04 |  | west | west | westwest
6690 | ATKN2A | 0.04 |  | west | west | westwest
6691 | ESPY2A | 0.06 |  | west | west | westwest
6692 | POND2A | 0.04 |  | west | west | westwest
6700 | DIBL WT4 | 1.88 |  | north | north | northnorth
6703 | SFIELD | 6.73 |  | north | north | northnorth
6705 | OWTN WT4 | 2.5 |  | north | north | northnorth
6707 | GWARTNEY | 5.26 |  | north | north | northnorth
6709 | TSLVILLE | 11.11 |  | north | north | northnorth
6710 | SWTN WT4 | 11.81 |  | north | north | northnorth
6711 | OKWD WT4 | 1.25 |  | north | north | northnorth
6717 | CSNG WT4 | 1.96 |  | north | north | northnorth
6719 | CGSE WT4 | 4.31 |  | north | north | northnorth
6720 | SHNE WT4 | 1 |  | north | north | northnorth
6722 | OKRD WT4 | 3.15 |  | north | north | northnorth
6723 | HGTN WT4 | 4.52 |  | north | north | northnorth
6724 | ZVLA WT4 | 2.44 |  | north | north | northnorth
6726 | LFKN WT4 | 1.74 |  | north | north | northnorth
6727 | BYLC WT4 | 4.27 |  | north | north | northnorth
6736 | PLST WT4 | 5.73 |  | north | north | northnorth
6738 | CTVL WT4 | 6.68 |  | north | north | northnorth
6742 | TROUPWT2 | 9.66 |  | north | north | northnorth
6743 | WALNT | 9.73 |  | north | north | northnorth
6752 | OKLA0A |  | 649.67 | west | west | westwest
6754 | PTCREK2G |  |  | west | west | westwest
6769 | SRC2TERT |  |  | west | west | westwest
6771 | SABLUFF4 | 12.01 |  | west | west | westwest
6772 | ABINDUST | 7.64 |  | west | west | westwest
6773 | PCNBYU4A | 4.33 |  | west | west | westwest
6774 | SEGOV_T2 |  |  | south | south | southsouth
6780 | OK1TERT |  |  | west | west | westwest
6783 | PC1TERT |  |  | west | west | westwest
6788 | AMCETERT |  |  | west | west | westwest
6789 | AMCWTERT |  |  | west | west | westwest
6791 | AS1TERT |  |  | west | west | westwest
6800 | LIBTY RC | 9.19 |  | north | north | northnorth
6801 | ROSHILRC | 10.61 |  | north | north | northnorth
6802 | SHRLM RC | 9.91 |  | north | north | northnorth
6803 | BLUCRKRC | 0 |  | north | north | northnorth
6804 | WHTBR RC | 9.17 |  | north | north | northnorth
6806 | SHRWD RC | 8.66 |  | north | north | northnorth
6807 | DCKCVWRC | 0 |  | north | north | northnorth
6808 | SHERY RC | 8.59 |  | north | north | northnorth
6809 | BELLS RC | 1.13 |  | north | north | northnorth
6810 | GORDVLRC | 4.34 |  | north | north | northnorth
6811 | PNKHL RC | 9.21 |  | north | north | northnorth
6812 | DENSE RC | 1.85 |  | north | north | northnorth
6813 | ELMNTRC | 7.98 |  | north | north | northnorth
6814 | CHERY RC | 7.89 |  | north | north | northnorth
6815 | EXPLORRC | 5.55 |  | north | north | northnorth
6816 | WHTMD RC | 8.38 |  | north | north | northnorth
6817 | ETHELRC | 0 |  | north | north | northnorth
6818 | EVANALRC | 13.89 |  | north | north | northnorth
6819 | ANNARC |  |  | north | north | northnorth
6821 | I20SUBRC | 0 |  | north | north | northnorth
6822 | VAN ALRC | 0 |  | north | north | northnorth
6823 | KIOWARC | 6.3 |  | north | north | northnorth
6824 | RENOS RC | 21.32 |  | north | north | northnorth
6825 | MMSUBRC | 0 |  | north | north | northnorth
6826 | ALHUB RC | 13.45 |  | north | north | northnorth
6827 | GULFX_RC | 0 |  | north | north | northnorth
6830 | ECTOR RC | 14.6 |  | north | north | northnorth
6831 | ABLSPRRC | 11.39 |  | north | north | northnorth
6832 | MINTR RC | 1.82 |  | north | north | northnorth
6838 | WINDM RC | 9.06 |  | north | north | northnorth
6840 | BRKSTNRC | 13.28 |  | north | north | northnorth
6842 | COMON RC | 3.34 |  | north | north | northnorth
6844 | COOP RC | 4.99 |  | north | north | northnorth
6845 | CRNDL RC | 10.96 |  | north | north | northnorth
6846 | COPEN RC | 3.57 |  | north | north | northnorth
6847 | WINDMLRC | 0 |  | north | north | northnorth
6848 | BNHMLKRC | 2.07 |  | north | north | northnorth
6850 | WLF C RC | 3.86 |  | north | north | northnorth
6851 | NW WYLIC | 60.32 |  | north | north | northnorth
6852 | SULBF RC | 3.83 |  | north | north | northnorth
6853 | CLIMAX | 9.51 |  | north | north | northnorth
6854 | COMME RC | 3.21 |  | north | north | northnorth
6857 | COMMW RC | 0.43 |  | north | north | northnorth
6858 | COMBNTRC | 0 |  | north | north | northnorth
6859 | MARVIN R | 2.28 |  | north | north | northnorth
6861 | CUMBY RC | 0 |  | north | north | northnorth
6863 | PRKRS RC | 0 |  | north | north | northnorth
6865 | FORNYWRC | 9.93 |  | north | north | northnorth
6868 | COPVL RC | 3.68 |  | north | north | northnorth
6869 | SUNYPTRC | 13.38 |  | north | north | northnorth
6870 | MCKINWRC | 4.38 |  | north | north | northnorth
6871 | LNOK_RC | 0 |  | north | north | northnorth
6873 | MLSSA RC | 12.99 |  | north | north | northnorth
6874 | MCK121RC | 11 |  | north | north | northnorth
6875 | CHAMB RC | 15.96 |  | north | north | northnorth
6876 | MCKINERC | 5.52 |  | north | north | northnorth
6877 | STONYRC | 6.77 |  | north | north | northnorth
6878 | ALLEN RC | 17.65 |  | north | north | northnorth
6879 | PARKR RC | 14.12 |  | north | north | northnorth
6880 | LUCAS RC | 6.82 |  | north | north | northnorth
6881 | WYLIE RC | 26.24 |  | north | north | northnorth
6882 | WIELNDRC | 14.63 |  | north | north | northnorth
6883 | MSYLK RC | 0 |  | north | north | northnorth
6884 | QUINLNDR | 20.48 |  | north | north | northnorth
6885 | CHIES RC | 0.14 |  | north | north | northnorth
6886 | BLDSW RC | 0 |  | north | north | northnorth
6887 | CARTR RC | 3.19 |  | north | north | northnorth
6888 | WSTMNSNR | 38.03 |  | north | north | northnorth
6890 | EPCO_RC | 0 |  | north | north | northnorth
6894 | ROSHILRC | 0 |  | north | north | northnorth
6896 | OAKGV RC | 0 |  | north | north | northnorth
6897 | NWTER RC | 2.13 |  | north | north | northnorth
6898 | TERRL RC | 0 |  | north | north | northnorth
6900 | KEMP RC | 12.14 |  | north | north | northnorth
6902 | TALTY RC | 24.87 |  | north | north | northnorth
6904 | COMBINRC | 12.91 |  | north | north | northnorth
6906 | RAND RC | 22.36 |  | north | north | northnorth
6908 | SCURY RC | 14.9 |  | north | north | northnorth
6909 | ALNNRT R | 9.92 |  | north | north | northnorth
6910 | MSQT RC | 1.05 |  | north | north | northnorth
6911 | MSQTV RC | 0.06 |  | north | north | northnorth
6912 | IRNBR RC | 1.38 |  | north | north | northnorth
6914 | EMORY RC | 12.89 |  | north | north | northnorth
6918 | TAWK RC | 5 |  | north | north | northnorth
6919 | ENTPR RC | 15.55 |  | north | north | northnorth
6920 | DCKCV RC | 5.21 |  | north | north | northnorth
6922 | COBSW RC | 3.14 |  | north | north | northnorth
6924 | POYNR RC | 1.1 |  | north | north | northnorth
6926 | SEVPT RC | 11.4 |  | north | north | northnorth
6928 | TOOL RC | 4.58 |  | north | north | northnorth
6930 | WILOW RC | 7.66 |  | north | north | northnorth
6931 | PRINC_RC | 0 |  | north | north | northnorth
6932 | CRLSP RC | 4.63 |  | north | north | northnorth
6934 | MNTLB RC | 6.79 |  | north | north | northnorth
6935 | LKVEW RC | 2.16 |  | north | north | northnorth
6936 | STCYRDRC | 0 |  | north | north | northnorth
6937 | TCKER RC | 5.04 |  | north | north | northnorth
6938 | MALKF RC | 1.94 |  | north | north | northnorth
6940 | MSYLK RC | 3.49 |  | north | north | northnorth
6942 | NECHS RC | 0.47 |  | north | north | northnorth
6943 | CELINA R | 8.21 |  | north | north | northnorth
6944 | BUROWRC | 7.25 |  | north | north | northnorth
6948 | DENISNDM |  | 0 | north | north | northnorth
6949 | DENISNDM |  |  | north | north | northnorth
7000 | L_FERGUS |  | 250 | south | south | southsouth
7004 | L_SIMGID |  | 20 | south | south | southsouth
7005 | L_SIMGID |  | 20 | south | south | southsouth
7006 | L_SIMGID |  | 200 | south | south | southsouth
7007 | L_LOSTPI |  | 165 | south | south | southsouth
7008 | L_LOSTPI |  | 165 | south | south | southsouth
7009 | L_LOSTPI |  | 180 | south | south | southsouth
7010 | L_FPPYD1 |  | 620 | south | south | southsouth
7011 | L_FPPYD1 |  | 614 | south | south | southsouth
7012 | L_FPPYD2 |  | 430 | south | south | southsouth
7014 | L_HAYSEN |  | 223.9 | south | south | southsouth
7015 | L_HAYSEN |  | 225 | south | south | southsouth
7016 | L_HAYSEN |  | 224.6 | south | south | southsouth
7017 | L_HAYSEN |  | 226.7 | south | south | southsouth
7020 | L_AUSTPL |  | 0 | south | south | southsouth
7022 | L_BUCHAN |  | 0 | south | south | southsouth
7023 | L_BUCHAN |  | 0 | south | south | southsouth
7024 | L_BUCHAN |  | 0 | south | south | southsouth
7026 | L_INKSDA |  | 0 | south | south | southsouth
7028 | L_MARBFA |  | 0 | south | south | southsouth
7029 | L_MARBFA |  | 0 | south | south | southsouth
7031 | L_MARSFO |  | 0 | south | south | southsouth
7032 | L_MARSFO |  | 0 | south | south | southsouth
7033 | L_MARSFO |  | 0 | south | south | southsouth
7035 | L_WIRTZ_ |  | 0 | south | south | southsouth
7036 | L_WIRTZ_ |  | 0 | south | south | southsouth
7038 | L_DELAWA |  | 6.5 | west | west | westwest
7040 | L_AUSTRO |  |  | south | south | southsouth
7042 | L_ZORN__ |  |  | south | south | southsouth
7043 | L_HAYSEN |  |  | south | south | southsouth
7044 | L_MARION |  |  | south | south | southsouth
7045 | L_ZORN__ |  |  | south | south | southsouth
7046 | L_KENDAL |  |  | south | south | southsouth
7047 | L_GUADGE |  |  | south | south | southsouth
7048 | L_GARFIE |  |  | south | south | southsouth
7049 | L_MAHACR |  |  | south | south | southsouth
7050 | L_CLEASP |  |  | south | south | southsouth
7051 | L_RIONOG |  |  | south | south | southsouth
7055 | L_FPPYD2 |  |  | south | south | southsouth
7056 | L_FPPYD1 |  |  | south | south | southsouth
7057 | L_FAYETT |  |  | south | south | southsouth
7058 | L_SALEM_ |  |  | south | south | southsouth
7060 | L_EBABSM | 3.5 |  | south | south | southsouth
7061 | L_COPPCO | 16.96 |  | south | south | southsouth
7062 | L_KEMPNE | 0 |  | south | south | southsouth
7063 | L_NARUNA | 7.75 |  | south | south | southsouth
7064 | L_LAMPAS | 18.87 |  | south | south | southsouth
7065 | L_DOBYVI | 1.74 |  | south | south | southsouth
7066 | L_ADAMSV | 4.52 |  | south | south | southsouth
7068 | L_EVANT_ | 5.24 |  | south | south | southsouth
7070 | L_GOLDTH | 9.36 |  | south | south | southsouth
7073 | L_GOLDTH |  |  | south | south | southsouth
7074 | L_SASASW |  |  | south | south | southsouth
7075 | L_TERRY_ | 1.03 |  | south | south | southsouth
7076 | L_RICHSP | 3.1 |  | south | south | southsouth
7078 | L_SANSAB | 9.06 |  | south | south | southsouth
7080 | L_LOMETA | 5.98 |  | south | south | southsouth
7082 | L_LAMPAS |  |  | south | south | southsouth
7084 | L_GRAPMI | 6.43 |  | south | south | southsouth
7087 | L_CORONA |  |  | south | south | southsouth
7092 | L_BUCHAN |  |  | south | south | southsouth
7093 | L_CORONA |  |  | south | south | southsouth
7094 | L_INKSDA | 0 |  | south | south | southsouth
7097 | L_BURNET | 11.11 |  | south | south | southsouth
7100 | L_BURNET | 17.67 |  | south | south | southsouth
7101 | L_CTECBU | 5.05 |  | south | south | southsouth
7102 | L_SHERSH | 13.8 |  | south | south | southsouth
7103 | L_BUCKRA | 4.43 |  | south | south | southsouth
7104 | L_WIRTZ_ | 10.37 |  | south | south | southsouth
7107 | L_WIRTZ_ | 0 |  | south | south | southsouth
7110 | L_WIRTZ_ |  |  | south | south | southsouth
7111 | L_FLATRO | 6.62 |  | south | south | southsouth
7112 | L_WIRTZ_ |  |  | south | south | southsouth
7114 | L_CASTEL | 1.43 |  | south | south | southsouth
7116 | L_SANDMO |  |  | south | south | southsouth
7119 | L_PITSBU |  |  | south | south | southsouth
7120 | L_PITSBU | 17.25 |  | south | south | southsouth
7121 | L_SANDCR |  |  | south | south | southsouth
7122 | L_ECKERT | 2.78 |  | south | south | southsouth
7124 | L_NEBO__ | 1.91 |  | south | south | southsouth
7126 | L_FERGUS |  |  | south | south | southsouth
7127 | L_SANDCR |  |  | south | south | southsouth
7128 | L_HORSBA | 19.06 |  | south | south | southsouth
7130 | L_GILLES |  |  | south | south | southsouth
7132 | L_GILLES |  |  | south | south | southsouth
7133 | L_NIMITZ | 16.62 |  | south | south | southsouth
7134 | L_WOLFCR | 6.97 |  | south | south | southsouth
7136 | L_KERRST |  |  | south | south | southsouth
7138 | L_KERRST | 21.49 |  | south | south | southsouth
7140 | L_HARPRO | 25.18 |  | south | south | southsouth
7141 | L_JACKFU | 2.5 |  | south | south | southsouth
7142 | L_INGRAM | 11.56 |  | south | south | southsouth
7143 | L_RIMROC | 21.01 |  | south | south | southsouth
7144 | L_HUNT__ | 7.78 |  | south | south | southsouth
7146 | L_VERDCR |  |  | south | south | southsouth
7147 | L_KENDCT | 5.9 |  | south | south | southsouth
7148 | L_MOUNTO |  |  | south | south | southsouth
7149 | L_FREDER | 18.67 |  | south | south | southsouth
7150 | L_KENDAL |  |  | south | south | southsouth
7151 | L_CICO__ | 6.81 |  | south | south | southsouth
7152 | L_KENDAL |  |  | south | south | southsouth
7153 | L_WELFAR | 10.13 |  | south | south | southsouth
7155 | L_COMFOR |  |  | south | south | southsouth
7156 | L_CYPRCR | 8.59 |  | south | south | southsouth
7158 | L_RAYMBA | 5.67 |  | south | south | southsouth
7159 | L_RAYMBA |  |  | south | south | southsouth
7160 | L_LEGION | 10.38 |  | south | south | southsouth
7162 | L_TRAVIS | 16.84 |  | south | south | southsouth
7167 | L_ESPERA | 7.02 |  | south | south | southsouth
7168 | L_BOERNE | 31.07 |  | south | south | southsouth
7169 | L_FAIROA | 10.82 |  | south | south | southsouth
7170 | L_BERGHE | 12.59 |  | south | south | southsouth
7171 | L_ANTLER | 28.89 |  | south | south | southsouth
7172 | L_HENNE_ | 12.13 |  | south | south | southsouth
7173 | L_RIVEOA | 13.12 |  | south | south | southsouth
7174 | L_HENNE_ |  |  | south | south | southsouth
7175 | L_HORTON | 34.18 |  | south | south | southsouth
7176 | L_COMAL_ | 46.09 |  | south | south | southsouth
7177 | L_HI46WE | 8.33 |  | south | south | southsouth
7178 | L_MARION |  |  | south | south | southsouth
7179 | L_MARISO | 0 |  | south | south | southsouth
7180 | L_ZORN__ |  |  | south | south | southsouth
7181 | L_ZORN__ |  |  | south | south | southsouth
7182 | L_MCCALA | 16.63 |  | south | south | southsouth
7184 | L_MCCALA |  |  | south | south | southsouth
7186 | L_RARO12 | 15.16 |  | south | south | southsouth
7187 | L_BEBACK | 6.33 |  | south | south | southsouth
7188 | L_REDWOO | 31.82 |  | south | south | southsouth
7190 | L_HILLTO | 16.17 |  | south | south | southsouth
7191 | L_SANMAR |  |  | south | south | southsouth
7192 | L_SANMAR | 20.13 |  | south | south | southsouth
7193 | L_STRAHA | 19.77 |  | south | south | southsouth
7194 | L_REEDTA | 12.27 |  | south | south | southsouth
7195 | L_MAXWEL | 0 |  | south | south | southsouth
7196 | L_CAMPGA | 3.82 |  | south | south | southsouth
7197 | L_LEHIGH |  |  | south | south | southsouth
7198 | L_LEHIGH | 26.66 |  | south | south | southsouth
7200 | L_CANYON | 14.42 |  | south | south | southsouth
7202 | L_HICROS |  |  | south | south | southsouth
7204 | L_DUMPHI |  |  | south | south | southsouth
7206 | L_DALE__ | 4.22 |  | south | south | southsouth
7208 | L_COLTON | 12.81 |  | south | south | southsouth
7212 | L_WOLFLA | 16.93 |  | south | south | southsouth
7215 | L_LOCKHA |  |  | south | south | southsouth
7216 | L_LOCKHA | 32.42 |  | south | south | southsouth
7218 | L_MAGNME | 7.23 |  | south | south | southsouth
7220 | L_LULIMA | 9.18 |  | south | south | southsouth
7222 | L_POOLRO | 17.21 |  | south | south | southsouth
7223 | L_LULING |  |  | south | south | southsouth
7224 | L_LULING | 21.46 |  | south | south | southsouth
7225 | L_HICKFO | 9.3 |  | south | south | southsouth
7226 | L_CUSHMA | 17.16 |  | south | south | southsouth
7227 | L_YORKCR | 3.33 |  | south | south | southsouth
7228 | L_SEGUIN | 26.29 |  | south | south | southsouth
7229 | L_SEGUWE | 23.8 |  | south | south | southsouth
7230 | L_HARWOO | 0.23 |  | south | south | southsouth
7231 | L_THOMPS | 1.56 |  | south | south | southsouth
7232 | L_WAELDE | 6.71 |  | south | south | southsouth
7235 | L_SWEETH | 1.91 |  | south | south | southsouth
7236 | L_MOULTO | 2.03 |  | south | south | southsouth
7237 | L_HENKAU |  |  | south | south | southsouth
7238 | L_SHINER | 7.42 |  | south | south | southsouth
7239 | L_WESER_ | 4.33 |  | south | south | southsouth
7240 | L_FORDTR | 3.58 |  | south | south | southsouth
7241 | L_YOAKUM |  |  | south | south | southsouth
7242 | L_YOAKUM | 24.01 |  | south | south | southsouth
7244 | L_CUERO_ | 31.74 |  | south | south | southsouth
7245 | L_GONZAL | 15.46 |  | south | south | southsouth
7246 | L_HALLET | 12.91 |  | south | south | southsouth
7247 | L_FLATON |  |  | south | south | southsouth
7248 | L_FLATON | 9.32 |  | south | south | southsouth
7250 | L_ENGLE_ | 0.17 |  | south | south | southsouth
7252 | L_SCHULE | 17.16 |  | south | south | southsouth
7254 | L_WEIMAR | 12.89 |  | south | south | southsouth
7257 | L_GLIDDE | 5.54 |  | south | south | southsouth
7258 | L_GLIDDE |  |  | south | south | southsouth
7263 | L_FRELSB | 4.05 |  | south | south | southsouth
7269 | L_BELLSO |  |  | south | south | southsouth
7270 | L_BELLSO | 13.08 |  | south | south | southsouth
7271 | L_NEWBRE | 4.1 |  | south | south | southsouth
7272 | L_WALLER | 20.75 |  | south | south | southsouth
7273 | L_WILLSP | 3.77 |  | south | south | southsouth
7274 | L_PLUM__ | 3.95 |  | south | south | southsouth
7275 | L_RIVERS | 7.77 |  | south | south | southsouth
7276 | L_LAGRAN | 24 |  | south | south | southsouth
7278 | L_FAYEPL |  |  | south | south | southsouth
7280 | L_FARIPU |  |  | south | south | southsouth
7282 | L_FASHPU |  |  | south | south | southsouth
7286 | L_FAYETT | 4.22 |  | south | south | southsouth
7287 | L_BELLNO | 9.38 |  | south | south | southsouth
7288 | L_WELLBR |  |  | south | south | southsouth
7289 | L_SALEM_ |  |  | south | south | southsouth
7290 | L_GREENV | 9.84 |  | south | south | southsouth
7291 | L_HIGH36 |  |  | south | south | southsouth
7292 | L_BRENHA | 34.55 |  | south | south | southsouth
7294 | L_BRENNO | 17.99 |  | south | south | southsouth
7296 | L_PISEK_ | 2.64 |  | south | south | southsouth
7297 | L_ROTOTA |  |  | south | south | southsouth
7299 | L_ROUNTO | 4.5 |  | south | south | southsouth
7302 | L_GIDDIN | 27.1 |  | south | south | southsouth
7303 | L_WPPGS1 |  | 96 | south | south | southsouth
7305 | L_WPPGS3 |  | 96 | south | south | southsouth
7306 | L_WINCHE |  |  | south | south | southsouth
7307 | L_PINECR |  |  | south | south | southsouth
7308 | L_PAIGE_ | 9.8 |  | south | south | southsouth
7309 | L_WIPOPA |  |  | south | south | southsouth
7310 | L_SIMGID |  |  | south | south | southsouth
7312 | L_WARDA_ | 9.91 |  | south | south | southsouth
7314 | L_SMITHV | 16.72 |  | south | south | southsouth
7315 | L_SMITHV |  |  | south | south | southsouth
7318 | L_ALCRSW | 6.11 |  | south | south | southsouth
7322 | L_BASTCI | 20.67 |  | south | south | southsouth
7323 | L_SHADGL | 14.72 |  | south | south | southsouth
7324 | L_BUTLER | 12.14 |  | south | south | southsouth
7325 | L_MENDOZ | 9.47 |  | south | south | southsouth
7326 | L_CAMPSW | 13.88 |  | south | south | southsouth
7327 | L_ELTPTU |  |  | south | south | southsouth
7328 | L_AUSTRO |  |  | south | south | southsouth
7329 | L_WEBBER | 10.23 |  | south | south | southsouth
7330 | L_MANOR_ | 19.09 |  | south | south | southsouth
7331 | L_CEDAHI | 6.45 |  | south | south | southsouth
7333 | L_HARRBR | 9.45 |  | south | south | southsouth
7334 | L_MCNEIL |  |  | south | south | southsouth
7335 | L_HOLATA |  |  | south | south | southsouth
7336 | L_GILLCR |  |  | south | south | southsouth
7339 | L_AUSTPL |  |  | south | south | southsouth
7343 | L_GEORGE | 21.41 |  | south | south | southsouth
7345 | L_GABRIE |  |  | south | south | southsouth
7346 | L_GABRIE | 34.84 |  | south | south | southsouth
7347 | L_RIVERY | 26.51 |  | south | south | southsouth
7348 | L_MARBFA |  |  | south | south | southsouth
7350 | L_MORMMI |  |  | south | south | southsouth
7351 | L_STARCK | 9.01 |  | south | south | southsouth
7352 | L_LAGOVI | 31.04 |  | south | south | southsouth
7354 | L_MARSFO |  |  | south | south | southsouth
7355 | SEGOVIA9 |  |  | south | south | southsouth
7356 | L_MARSFO |  |  | south | south | southsouth
7359 | L_MARSFO |  |  | south | south | southsouth
7360 | L_MARSFO |  |  | south | south | southsouth
7362 | L_MARSFO |  |  | south | south | southsouth
7366 | L_CHIEBR | 14.13 |  | south | south | southsouth
7386 | L_CAMPBO | 2.63 |  | north | north | northnorth
7387 | L_KUNITZ |  |  | west | west | westwest
7400 | L_SUNRBE | 3.3 |  | south | south | southsouth
7402 | L_KINGS2 | 8.15 |  | south | south | southsouth
7404 | L_KINGS1 | 7.82 |  | south | south | southsouth
7406 | L_BLUFFT | 4.73 |  | south | south | southsouth
7408 | L_DOSS__ | 1.71 |  | south | south | southsouth
7410 | L_HARPER | 6.94 |  | south | south | southsouth
7412 | L_LIVEOA | 6.68 |  | south | south | southsouth
7413 | L_GOEHTA |  |  | south | south | southsouth
7414 | L_GOEHLA | 12.95 |  | south | south | southsouth
7415 | L_FREDER |  |  | south | south | southsouth
7426 | L_LEAKEY | 14.13 |  | south | south | southsouth
7428 | L_UTOPIA | 4.18 |  | south | south | southsouth
7430 | L_MEDICI | 4.77 |  | south | south | southsouth
7432 | L_MEDILA | 16.06 |  | south | south | southsouth
7437 | L_PIPECR | 7.74 |  | south | south | southsouth
7438 | L_BANDER | 8.82 |  | south | south | southsouth
7439 | L_BANDER |  |  | south | south | southsouth
7440 | L_TARPLE | 2.12 |  | south | south | southsouth
7441 | L_MASOCR | 10.97 |  | south | south | southsouth
7442 | L_TURTCR | 7.99 |  | south | south | southsouth
7454 | L_TEXIND | 12.58 |  | south | south | southsouth
7456 | L_LOP337 | 24.58 |  | south | south | southsouth
7458 | L_GPI___ | 29.74 |  | south | south | southsouth
7459 | L_GPISWI |  |  | south | south | southsouth
7460 | L_SHERPO | 27.34 |  | south | south | southsouth
7461 | L_WEIDER | 19.42 |  | south | south | southsouth
7462 | L_FREIHE | 31.35 |  | south | south | southsouth
7474 | L_GRANMO | 21.05 |  | south | south | southsouth
7476 | L_PALEFA |  |  | south | south | southsouth
7477 | L_PALEPE | 22.33 |  | south | south | southsouth
7478 | L_PHJOCI | 1.74 |  | south | south | southsouth
7479 | L_MILLER |  |  | south | south | southsouth
7480 | L_MOUNTO |  |  | south | south | southsouth
7482 | L_BLANCO | 15.4 |  | south | south | southsouth
7484 | L_DEVIHI |  |  | south | south | southsouth
7487 | L_CANYHY |  | 0 | south | south | southsouth
7488 | L_SATTLE | 14.17 |  | south | south | southsouth
7490 | L_CRANMI | 18.16 |  | south | south | southsouth
7491 | L_HUNTER | 16.24 |  | south | south | southsouth
7492 | L_FISCHE | 17.03 |  | south | south | southsouth
7493 | L_DEVIHI | 13.43 |  | south | south | southsouth
7496 | L_WIMBER | 27.57 |  | south | south | southsouth
7498 | L_BUDA__ | 20.59 |  | south | south | southsouth
7499 | L_BUDA__ |  |  | south | south | southsouth
7500 | L_TURNER | 14.29 |  | south | south | southsouth
7501 | L_GOFORT | 33.26 |  | south | south | southsouth
7502 | L_KYLE__ | 10.51 |  | south | south | southsouth
7504 | L_MANCHA | 24.82 |  | south | south | southsouth
7506 | L_CEDAVA | 23.86 |  | south | south | southsouth
7507 | L_FRIEND | 25.75 |  | south | south | southsouth
7508 | L_CENTEX | 10.31 |  | south | south | southsouth
7509 | L_RUTHER | 26.08 |  | south | south | southsouth
7510 | L_MILRCR |  |  | south | south | southsouth
7512 | L_DRIPSP | 26.12 |  | south | south | southsouth
7513 | L_HENLY_ | 11.87 |  | south | south | southsouth
7514 | L_BLANTA |  |  | south | south | southsouth
7515 | L_ROHR__ | 4.41 |  | south | south | southsouth
7516 | L_JOHNCI | 11.67 |  | south | south | southsouth
7518 | L_FAIRLA | 23.61 |  | south | south | southsouth
7520 | L_BERTRA | 17.07 |  | south | south | southsouth
7521 | L_ANDICE |  |  | south | south | southsouth
7522 | L_ANDICE | 20.35 |  | south | south | southsouth
7523 | L_GLASSC | 45.17 |  | south | south | southsouth
7524 | L_SEWARD | 19.66 |  | south | south | southsouth
7525 | L_LEANDE | 53.34 |  | south | south | southsouth
7526 | L_NAMELE | 18.98 |  | south | south | southsouth
7527 | L_BLOCKH | 34.31 |  | south | south | southsouth
7528 | GEOREA13 | 21.32 |  | south | south | southsouth
7529 | L_WHITES | 49.31 |  | south | south | southsouth
7530 | L_KENTST | 12.85 |  | south | south | southsouth
7531 | L_BUTTER | 48.82 |  | south | south | southsouth
7532 | L_GEORSO | 35.25 |  | south | south | southsouth
7533 | L_BALCON | 70.41 |  | south | south | southsouth
7534 | L_AVERRA | 53.51 |  | south | south | southsouth
7538 | L_LAKEWA | 16.1 |  | south | south | southsouth
7540 | L_BEECRE | 31.08 |  | south | south | southsouth
7542 | L_SPICEW | 24.07 |  | south | south | southsouth
7545 | L_HIGH32 |  |  | south | south | southsouth
7546 | L_HIGH32 | 11.45 |  | south | south | southsouth
7554 | L_MARTIN | 0 |  | south | south | southsouth
7555 | L_BASTWE | 12.62 |  | south | south | southsouth
7556 | L_BLUEBO | 27.93 |  | south | south | southsouth
7557 | L_NEROTA |  |  | south | south | southsouth
7558 | L_NEWROS | 7.41 |  | south | south | southsouth
7559 | L_NEROPU |  |  | south | south | southsouth
7560 | L_REDROC | 12.38 |  | south | south | southsouth
7564 | L_GUYBUR | 17.5 |  | south | south | southsouth
7565 | L_MILLCR | 8.95 |  | south | south | southsouth
7567 | L_DEANVI | 16.45 |  | south | south | southsouth
7570 | L_SANDHI | 11.01 |  | south | south | southsouth
7571 | L_LEXING | 8.71 |  | south | south | southsouth
7572 | L_GAYHIL | 6.02 |  | south | south | southsouth
7573 | L_LYONS_ | 8.2 |  | south | south | southsouth
7574 | L_CHAPHI | 13.95 |  | south | south | southsouth
7575 | L_TAHIVI | 9.07 |  | south | south | southsouth
7576 | L_HILBIG | 2.27 |  | south | south | southsouth
7577 | L_WELCOM | 5.07 |  | south | south | southsouth
7585 | L_HALLET |  |  | south | south | southsouth
7586 | L_HALLGV | 4.1 |  | south | south | southsouth
7588 | L_MOULGV | 2.75 |  | south | south | southsouth
7590 | L_SHINGV | 4.77 |  | south | south | southsouth
7592 | L_GONZGV | 13.66 |  | south | south | southsouth
7594 | L_OTTINE | 3.49 |  | south | south | southsouth
7596 | L_NASHCR | 2.61 |  | south | south | southsouth
7598 | L_CAPOTE | 11.08 |  | south | south | southsouth
7600 | L_SEGUIN |  |  | south | south | southsouth
7602 | L_STMEIN | 85.67 |  | south | south | southsouth
7603 | L_WEILRO | 3.31 |  | south | south | southsouth
7604 | L_GERONI | 16.85 |  | south | south | southsouth
7605 | L_MCQUEE |  | 0 | south | south | southsouth
7606 | L_MCQUEE | 28.85 |  | south | south | southsouth
7608 | L_CIBOLO | 37.69 |  | south | south | southsouth
7609 | L_SCHUMA | 28.26 | 0 | south | south | southsouth
7610 | L_SCHERT | 21.2 |  | south | south | southsouth
7611 | L_PARKWA | 22.8 |  | south | south | southsouth
7612 | L_NEWBER | 20.19 |  | south | south | southsouth
7613 | L_OLMOSW | 0 |  | south | south | southsouth
7614 | L_LAVERN | 12.35 |  | south | south | southsouth
7615 | L_WILSON | 12.24 |  | south | south | southsouth
7616 | L_NIXOGV | 4.95 |  | south | south | southsouth
7617 | L_NIXON1 |  |  | south | south | southsouth
7618 | L_SMILGO |  |  | south | south | southsouth
7619 | L_OLMOSW |  |  | south | south | southsouth
7620 | L_SMILEY | 4.97 |  | south | south | southsouth
7622 | L_COST__ | 6.42 |  | south | south | southsouth
7624 | L_LAKEWO | 1.74 | 0 | south | south | southsouth
7625 | L_LAKETA |  |  | south | south | southsouth
7626 | L_GONZAL |  |  | south | south | southsouth
7636 | L_COLORA | 3.46 |  | south | south | southsouth
7638 | L_SHELPL |  |  | south | south | southsouth
7639 | L_SHERID | 4.12 |  | south | south | southsouth
7640 | L_ROCKIS | 2.32 |  | south | south | southsouth
7642 | L_SBBETA |  |  | south | south | southsouth
7644 | L_THORSW |  |  | south | south | southsouth
7646 | L_THOTA1 |  |  | south | south | southsouth
7648 | L_PARKBR |  |  | south | south | southsouth
7650 | L_THOTA2 | 1.01 |  | south | south | southsouth
7654 | L_BERNAR | 6.27 |  | south | south | southsouth
7656 | L_BELLSB |  |  | south | south | southsouth
7658 | L_BETASB |  |  | south | south | southsouth
7660 | L_QUANSW |  |  | south | south | southsouth
7662 | L_QUANEX | 7.72 |  | south | south | southsouth
7663 | L_MECRTA |  |  | south | south | southsouth
7664 | L_SUNNYS | 8.2 |  | south | south | southsouth
7665 | L_MENGCR | 14.47 |  | south | south | southsouth
7666 | L_PRAIVI |  |  | south | south | southsouth
7668 | L_PRAIVI | 16.92 |  | south | south | southsouth
7670 | L_SEAWAY | 11 |  | south | south | southsouth
7671 | L_MACEDO | 14.82 |  | houston | houston | houstonhouston
7672 | L_ESCARP | 25.02 |  | south | south | southsouth
7680 | L_CLEASP |  |  | south | south | southsouth
7800 | L_GUADGE |  | 147 | south | south | southsouth
7801 | L_GUADGE |  | 138 | south | south | southsouth
7802 | L_GUADGE |  | 140 | south | south | southsouth
7803 | L_GUADGE |  | 147 | south | south | southsouth
7804 | L_GUADGE |  | 182 | south | south | southsouth
7805 | L_GUADGE |  | 198 | south | south | southsouth
7807 | L_BASTEN |  | 152.54 | south | south | southsouth
7808 | L_BASTEN |  | 149.5 | south | south | southsouth
7809 | L_BASTEN |  | 232.6 | south | south | southsouth
7810 | L_RIONOG |  | 142 | south | south | southsouth
7811 | L_RIONOG |  | 145 | south | south | southsouth
7812 | L_RIONOG |  | 151 | south | south | southsouth
7813 | L_RIONOG |  | 290 | south | south | southsouth
8032 | AMISTADH |  | 0 | south | south | southsouth
8033 | AMISTADH |  | 0 | south | south | southsouth
8048 | FALCONHY |  | 0 | south | south | southsouth
8064 | NBRE3 |  |  | south | south | southsouth
8066 | DUP1V#1 |  | 73 | south | south | southsouth
8100 | EL_CAMPO | 11.53 |  | south | south | southsouth
8102 | EL_CAMPO | 13.83 |  | south | south | southsouth
8104 | LANCTYPM | 1.27 |  | houston | houston | houstonhouston
8105 | E.LAKE 2 | 8.54 |  | south | south | southsouth
8106 | ALTAIR 2 |  |  | south | south | southsouth
8107 | TCC-GLN2 |  |  | south | south | southsouth
8109 | TCC-GLN4 |  |  | south | south | southsouth
8111 | COLUMBS2 | 11.2 |  | south | south | southsouth
8113 | BAY_CITY | 39.68 |  | houston | houston | houstonhouston
8114 | CONOCO4A |  |  | houston | houston | houstonhouston
8115 | WADSWORT | 5.43 |  | houston | houston | houstonhouston
8116 | CELANEBC | 12.21 |  | houston | houston | houstonhouston
8117 | GANADO4A | 5.32 |  | south | south | southsouth
8118 | EDNA4A | 10.95 |  | south | south | southsouth
8119 | BLESSING | 3.32 |  | south | south | southsouth
8121 | BLESSING |  |  | south | south | southsouth
8123 | BLESSNG6 |  |  | south | south | southsouth
8125 | LOLITA4A | 2.87 |  | south | south | southsouth
8126 | FORMOSA4 |  |  | south | south | southsouth
8127 | LAN_CTY4 |  |  | houston | houston | houstonhouston
8128 | FORMOSTR |  |  | south | south | southsouth
8131 | PALACIOS | 9.52 |  | south | south | southsouth
8132 | P.CMFT 2 | 1.33 |  | south | south | southsouth
8133 | BROOKHOL | 11.77 |  | south | south | southsouth
8134 | FOR69CG0 |  | 75.08 | south | south | southsouth
8135 | P_LAVACA | 12.7 |  | south | south | southsouth
8136 | PLACEDO2 | 3.02 |  | south | south | southsouth
8137 | ALCOA 4 | 28.65 |  | south | south | southsouth
8138 | FOR69CG0 |  | 76.03 | south | south | southsouth
8139 | JOS #1 |  | 0 | south | south | southsouth
8140 | JOSLIN4A | 4.32 |  | south | south | southsouth
8141 | GOHLKE4A | 1.75 |  | south | south | southsouth
8143 | V_DUPSW4 |  |  | south | south | southsouth
8144 | AIRCO44A | 5.69 |  | south | south | southsouth
8145 | VISTRON4 | 40.87 |  | south | south | southsouth
8146 | BIGTRE4A | 38.64 |  | south | south | southsouth
8147 | UCAR #2 | 16.79 | 15.38 | south | south | southsouth
8148 | UCAR #1 | 16.8 | 5.13 | south | south | southsouth
8149 | NCARBIDE | 10.57 |  | south | south | southsouth
8152 | NCARBIDE |  |  | south | south | southsouth
8153 | FOR69CG0 |  | 69.37 | south | south | southsouth
8154 | FOR69CG0 |  | 76.98 | south | south | southsouth
8155 | FOR69CG0 |  | 70.33 | south | south | southsouth
8156 | FOR69CG0 |  | 24.71 | south | south | southsouth
8157 | FOR69CG0 |  | 43.72 | south | south | southsouth
8159 | GREENLK2 | 4.49 |  | south | south | southsouth
8160 | CC1TERT |  |  | south | south | southsouth
8161 | COLETOU1 |  | 629 | south | south | southsouth
8162 | COLETO4A |  |  | south | south | southsouth
8164 | COLETO7A |  |  | south | south | southsouth
8165 | COLETSTR |  |  | south | south | southsouth
8166 | CSABLK2A | 7.45 |  | south | south | southsouth
8167 | GEWST4A | 5.62 |  | south | south | southsouth
8168 | COLETSTR |  |  | south | south | southsouth
8169 | VICTORIA | 16.39 |  | south | south | southsouth
8172 | VICTORIA |  |  | south | south | southsouth
8173 | VICEC51A |  | 143.69 | south | south | southsouth
8174 | VICEC61A |  | 188 | south | south | southsouth
8177 | MAGRUDER | 31.11 |  | south | south | southsouth
8178 | N_VICT2A | 44.63 |  | south | south | southsouth
8179 | FOSTER_T |  |  | south | south | southsouth
8180 | FOSTER2A | 7.05 |  | south | south | southsouth
8181 | CC2TERT |  |  | south | south | southsouth
8182 | LEARY_LN | 44.15 |  | south | south | southsouth
8183 | THOMASTN | 0.83 |  | south | south | southsouth
8184 | KENEDYSW | 2.97 |  | south | south | southsouth
8186 | KENEDYSW | 5.97 |  | south | south | southsouth
8188 | KENEDY2A | 7.26 |  | south | south | southsouth
8189 | CUERO 2 |  | 0 | south | south | southsouth
8190 | C.LCRA 2 |  |  | south | south | southsouth
8192 | C.LCRA 4 |  |  | south | south | southsouth
8195 | DARST 2 | 9.21 |  | south | south | southsouth
8198 | BEEVILLE | 30.61 |  | south | south | southsouth
8199 | LULNG M4 |  |  | south | south | southsouth
8200 | PLEASANT | 1.05 |  | south | south | southsouth
8203 | PLEASANT | 24.76 |  | south | south | southsouth
8206 | CHARLOTT | 2.91 |  | south | south | southsouth
8208 | DILLEY22 | 4.4 |  | south | south | southsouth
8210 | DILLEYSW |  |  | south | south | southsouth
8212 | DILLEYSW |  |  | south | south | southsouth
8216 | PEARSAL2 | 14.12 |  | south | south | southsouth
8218 | BIG_FOOT |  |  | south | south | southsouth
8221 | BIG_FOOT |  |  | south | south | southsouth
8223 | DEVINE2A | 13.23 |  | south | south | southsouth
8225 | MOORE4A |  |  | south | south | southsouth
8229 | BATSVL 4 |  |  | south | south | southsouth
8231 | UVALDE2A |  |  | south | south | southsouth
8234 | UVALDE4A | 35.92 |  | south | south | southsouth
8235 | ROCK_ATL |  |  | south | south | southsouth
8236 | W_BATESV |  |  | south | south | southsouth
8237 | KIMBLE2A | 2.44 |  | south | south | southsouth
8238 | ROCKSPRS | 2.03 |  | south | south | southsouth
8239 | FRIR2A | 2.41 |  | west | west | westwest
8242 | CRYSTAL2 | 14.28 |  | south | south | southsouth
8243 | TURTLCRK |  |  | south | south | southsouth
8244 | CARRIZO2 | 11.65 |  | south | south | southsouth
8246 | ASPHALT4 | 2 |  | south | south | southsouth
8252 | BRACKVL4 | 2.84 |  | south | south | southsouth
8253 | HAMILTON |  |  | south | south | southsouth
8255 | HAMILTN4 | 16.22 |  | south | south | southsouth
8257 | HAMIL_P4 |  |  | south | south | southsouth
8258 | AMISTAD4 |  |  | south | south | southsouth
8259 | CAUTHORN | 1.26 |  | west | west | westwest
8260 | ESCONDID | 15.27 |  | south | south | southsouth
8262 | ELPS |  | 0 | south | south | southsouth
8263 | EPASS H4 |  |  | south | south | southsouth
8264 | EP.H TP4 |  |  | south | south | southsouth
8270 | EAGLE_PS | 32.89 |  | south | south | southsouth
8271 | EAGLESTR |  |  | south | south | southsouth
8273 | PUEBLO4A | 18.25 |  | south | south | southsouth
8274 | W_CONOCO |  |  | south | south | southsouth
8280 | ASHERTON | 1.58 |  | south | south | southsouth
8283 | ASHERTON |  |  | south | south | southsouth
8285 | LAR #1 |  | 0 | south | south | southsouth
8287 | LAR #2 |  | 0 | south | south | southsouth
8288 | LAR #3 |  | 0 | south | south | southsouth
8290 | LAREDO2A |  |  | south | south | southsouth
8293 | LAREDO4A | 36.86 |  | south | south | southsouth
8295 | WORMSER4 |  |  | south | south | southsouth
8297 | BRUNI44A | 3.15 |  | south | south | southsouth
8299 | ZAPATA4A | 19.15 |  | south | south | southsouth
8300 | RAYVILE2 | 15.12 |  | south | south | southsouth
8302 | RAYVILE4 |  |  | south | south | southsouth
8310 | LAPALM 2 |  |  | south | south | southsouth
8314 | LAPALM 4 |  |  | south | south | southsouth
8317 | LAPALM 6 |  |  | south | south | southsouth
8318 | RIOHONDO |  |  | south | south | southsouth
8319 | RIOHONDO |  |  | south | south | southsouth
8320 | W HGN 2 | 32.64 |  | south | south | southsouth
8321 | HGN-1 2 | 33.42 |  | south | south | southsouth
8322 | HAINEDR4 | 31.51 |  | south | south | southsouth
8323 | E_HARRIS | 41.27 |  | south | south | southsouth
8324 | LAPALSTR |  |  | south | south | southsouth
8325 | HARLINSW | 26.01 |  | south | south | southsouth
8326 | RIOHOSTR |  |  | south | south | southsouth
8327 | HARLINSW |  |  | south | south | southsouth
8328 | LP3TERT |  |  | south | south | southsouth
8329 | RIOHOSTR |  |  | south | south | southsouth
8331 | BRWN CY2 | 11.08 |  | south | south | southsouth
8332 | BRWN SW2 |  |  | south | south | southsouth
8333 | L.FRES 4 | 25.52 |  | south | south | southsouth
8335 | S_PADRE4 | 21.24 |  | south | south | southsouth
8336 | RH1TERT |  |  | south | south | southsouth
8337 | CARB-VL4 |  |  | south | south | southsouth
8338 | P.ISABL4 | 13.76 |  | south | south | southsouth
8339 | MIL.HWY4 |  |  | south | south | southsouth
8341 | ED1TERT |  |  | south | south | southsouth
8347 | WESMER 4 | 34.55 |  | south | south | southsouth
8348 | WES UNT4 | 60.55 |  | south | south | southsouth
8354 | WESLCSW4 |  |  | south | south | southsouth
8355 | GOODWIN4 | 30.31 |  | south | south | southsouth
8356 | HECB 4 |  |  | south | south | southsouth
8357 | NWESLACO | 8.57 |  | south | south | southsouth
8358 | N_MERCED | 13.76 |  | south | south | southsouth
8359 | SS.ROSA | 18.33 |  | south | south | southsouth
8360 | ELSA 4 | 24.73 |  | south | south | southsouth
8367 | WMCALN 4 | 64.95 |  | south | south | southsouth
8368 | NMCALN 4 | 86.92 |  | south | south | southsouth
8371 | SMCALN 4 | 22.79 |  | south | south | southsouth
8372 | PHARR 4 | 39.57 |  | south | south | southsouth
8373 | POLK 4 | 67.62 |  | south | south | southsouth
8374 | SE EDNB4 | 43.5 |  | south | south | southsouth
8377 | NEDIN2A | 18.56 |  | south | south | southsouth
8380 | NEDIN4A |  |  | south | south | southsouth
8383 | NEDIN7A |  |  | south | south | southsouth
8384 | NEDINSTR |  |  | south | south | southsouth
8387 | PALMVW 4 | 31.94 |  | south | south | southsouth
8388 | BATES0A |  | 0 | south | south | southsouth
8390 | BATES 2 |  |  | south | south | southsouth
8391 | SHLND 4 | 48.57 |  | south | south | southsouth
8392 | BATES 4 |  |  | south | south | southsouth
8393 | BATES0B |  | 0 | south | south | southsouth
8395 | FALCON 4 |  |  | south | south | southsouth
8397 | GARZA 2 |  |  | south | south | southsouth
8399 | GARZA 4 |  |  | south | south | southsouth
8400 | THREE_RI | 9.2 |  | south | south | southsouth
8403 | THREE_RI |  |  | south | south | southsouth
8404 | SIGMOR4A | 55.6 |  | south | south | southsouth
8405 | SKIDMORE | 2.23 |  | south | south | southsouth
8407 | MATHIS2A | 12.6 |  | south | south | southsouth
8408 | EDROY2A | 3.13 |  | south | south | southsouth
8409 | GRETA2A | 4.09 |  | south | south | southsouth
8410 | REFUGIO2 | 7.8 |  | south | south | southsouth
8413 | SINTON2A | 12.55 |  | south | south | southsouth
8414 | PORTLAND | 25.09 |  | south | south | southsouth
8416 | RINCON2A |  |  | south | south | southsouth
8418 | RINCON4A |  |  | south | south | southsouth
8421 | GREGORY2 | 2.87 |  | south | south | southsouth
8422 | I_DUPSW4 |  |  | south | south | southsouth
8425 | INGLESID | 24.05 |  | south | south | southsouth
8426 | CITGO_NO |  |  | south | south | southsouth
8427 | ARANSAS2 | 14.26 |  | south | south | southsouth
8430 | ARANSAS4 |  |  | south | south | southsouth
8431 | LIVE_OAK | 9.92 |  | south | south | southsouth
8432 | ROCKPORT | 4.75 |  | south | south | southsouth
8434 | ROCKPORT |  |  | south | south | southsouth
8435 | SEAWALL2 | 9.64 |  | south | south | southsouth
8436 | PORT_A2A | 22.42 |  | south | south | southsouth
8439 | NUECES_B | 16.46 |  | south | south | southsouth
8441 | NUECES_B |  |  | south | south | southsouth
8442 | NBEC71A |  | 302.84 | south | south | southsouth
8448 | LON_HILL |  |  | south | south | southsouth
8452 | LON_HILL |  |  | south | south | southsouth
8455 | LON_HILL |  |  | south | south | southsouth
8456 | COSW#1 |  | 0 | south | south | southsouth
8457 | COSW#2 |  | 0 | south | south | southsouth
8458 | B_DAVIS4 |  |  | south | south | southsouth
8459 | B_DAVIS1 |  | 334 | south | south | southsouth
8460 | B_DAVIS2 |  | 99.96 | south | south | southsouth
8461 | KOCH_UP0 |  | 38 | south | south | southsouth
8462 | LON_HSTR |  |  | south | south | southsouth
8463 | COASTSTE |  |  | south | south | southsouth
8464 | COASTAL2 |  |  | south | south | southsouth
8465 | INDUSTRI | 2.96 |  | south | south | southsouth
8466 | CANTWELL | 84.38 |  | south | south | southsouth
8467 | KOCH_UP4 | 22 |  | south | south | southsouth
8468 | HIWAY_92 | 40.65 |  | south | south | southsouth
8469 | KOCH_UP2 | 38 |  | south | south | southsouth
8470 | HIWAY_94 |  |  | south | south | southsouth
8471 | LON_HSTR |  |  | south | south | southsouth
8474 | MORRIS4A | 80.55 |  | south | south | southsouth
8475 | JAVELINA | 52.33 |  | south | south | southsouth
8476 | CITGO_W4 | 30.01 |  | south | south | southsouth
8477 | VALERO2A | 90.06 |  | south | south | southsouth
8478 | OXY_CC4A | 35.52 |  | south | south | southsouth
8479 | CLARK_WD | 24.49 |  | south | south | southsouth
8481 | KOCH_HF4 |  |  | south | south | southsouth
8482 | WEIL_TRC | 16.79 |  | south | south | southsouth
8483 | SOUTH_SI | 68.41 |  | south | south | southsouth
8484 | WEST_OSO | 21.29 |  | south | south | southsouth
8485 | WESTSIDE |  |  | south | south | southsouth
8486 | HOLLY44A | 58.47 |  | south | south | southsouth
8487 | AIRLINE2 | 60.94 |  | south | south | southsouth
8490 | AIRLINE4 |  |  | south | south | southsouth
8492 | WOOLRIDG | 20.32 |  | south | south | southsouth
8493 | PHARAOH4 | 38.52 |  | south | south | southsouth
8494 | LAGUNA2A | 17.03 |  | south | south | southsouth
8495 | NAVAL_BS | 40.2 |  | south | south | southsouth
8496 | ARCADIA4 | 85.85 |  | south | south | southsouth
8498 | BISHOP2A | 6.73 |  | south | south | southsouth
8499 | LH3TERT |  |  | south | south | southsouth
8500 | ALICE2A | 16.25 |  | south | south | southsouth
8502 | LH4TERT |  |  | south | south | southsouth
8503 | ALICE4A |  |  | south | south | southsouth
8505 | FREER2A | 8.36 |  | south | south | southsouth
8506 | VAL #1 |  | 20.91 | south | south | southsouth
8507 | VAL #2 |  | 20.91 | south | south | southsouth
8508 | FALFUR2A | 7.45 |  | south | south | southsouth
8510 | FALFUR4A | 6.52 |  | south | south | southsouth
8511 | OXY_CC0A |  | 30.84 | south | south | southsouth
8512 | STRATN 2 |  |  | south | south | southsouth
8514 | STRATTON |  |  | south | south | southsouth
8515 | ALAZAN4A | 1.99 |  | south | south | southsouth
8516 | CELANEBI | 24.73 |  | south | south | southsouth
8517 | CELANEBI |  | 28.38 | south | south | southsouth
8518 | KINGSVIL | 25.79 |  | south | south | southsouth
8519 | KLEBERG4 | 29.54 |  | south | south | southsouth
8520 | STAFORD2 | 1.88 |  | south | south | southsouth
8523 | PRAIRPMP | 0.7 |  | south | south | southsouth
8524 | P.PMP T2 |  |  | south | south | southsouth
8526 | R.SIDET2 |  |  | south | south | southsouth
8527 | RIVER_SD | 1.72 |  | south | south | southsouth
8528 | PKR TP 2 |  |  | south | south | southsouth
8529 | PARKER2A | 1.39 |  | south | south | southsouth
8530 | GARRLTP2 |  |  | south | south | southsouth
8531 | GARWDPMP | 1.49 |  | south | south | southsouth
8532 | IDL TP 2 |  |  | south | south | southsouth
8533 | GARWDRLF | 0.16 |  | south | south | southsouth
8534 | TXI TP 2 |  |  | south | south | southsouth
8535 | PIONEERS | 4.32 |  | south | south | southsouth
8536 | PV_TAP2A |  |  | south | south | southsouth
8537 | IDEAL_2A | 1.24 |  | south | south | southsouth
8538 | GARWOD 2 | 1.43 |  | south | south | southsouth
8539 | L STR T2 |  |  | south | south | southsouth
8541 | LONE_STR |  |  | south | south | southsouth
8542 | MATHEWS2 | 0.38 |  | south | south | southsouth
8543 | LAKESIDP | 1.6 |  | south | south | southsouth
8545 | BC-TP 2 |  |  | south | south | southsouth
8546 | BCPMPTP2 |  |  | south | south | southsouth
8547 | BYCTYPM1 | 0.46 |  | south | south | southsouth
8549 | BYCTYPM3 | 1.51 |  | south | south | southsouth
8550 | MARKHAM2 | 2.66 |  | south | south | southsouth
8552 | MIDFLD_T |  |  | south | south | southsouth
8555 | CARANCUA | 1.08 |  | south | south | southsouth
8556 | CLMVL T2 |  |  | south | south | southsouth
8557 | CLEMVILL | 1.42 |  | south | south | southsouth
8558 | STP PTP4 |  |  | houston | houston | houstonhouston
8559 | STP-CON4 |  |  | houston | houston | houstonhouston
8560 | CNOPGT1 |  | 148.3 | south | south | southsouth
8561 | CNOPGT2 |  | 148.6 | south | south | southsouth
8562 | CNOPST1 |  | 153 | south | south | southsouth
8563 | STPFACHL |  |  | houston | houston | houstonhouston
8564 | DUP1-V 4 | 37.45 |  | south | south | southsouth
8565 | DUP2-V 4 | 10.9 |  | south | south | southsouth
8572 | WEAVERRD | 4.22 |  | south | south | southsouth
8573 | RUNGE 2 | 1.45 |  | south | south | southsouth
8574 | NRDHEIM2 | 1.3 |  | south | south | southsouth
8575 | YRKTOWN2 | 6.82 |  | south | south | southsouth
8577 | HOCH.TP2 |  |  | south | south | southsouth
8578 | HOCHEIM2 | 0.11 |  | south | south | southsouth
8579 | MALONE 2 | 2.71 |  | south | south | southsouth
8580 | NIXON 2 | 5.15 |  | south | south | southsouth
8581 | MAG.TP 2 |  |  | south | south | southsouth
8582 | NIXTAP 2 |  |  | south | south | southsouth
8583 | MAGNOLA2 | 0.3 |  | south | south | southsouth
8584 | CHASETAP |  |  | south | south | southsouth
8585 | CHASEFLD | 5.51 |  | south | south | southsouth
8586 | BERCLAIR | 0.54 |  | south | south | southsouth
8587 | GOLIAD2A | 6.83 |  | south | south | southsouth
8589 | FANNIN2A |  |  | south | south | southsouth
8591 | OCONNER2 | 0.55 |  | south | south | southsouth
8592 | NORMANNA | 0.47 |  | south | south | southsouth
8593 | PETTUS2A | 5.54 |  | south | south | southsouth
8598 | COY CTY2 |  |  | south | south | southsouth
8599 | FASHING2 | 0.58 |  | south | south | southsouth
8600 | COY_CITY |  |  | south | south | southsouth
8603 | IMOGNTAP |  |  | south | south | southsouth
8604 | IMOGNE 2 |  |  | south | south | southsouth
8607 | JOURDNTN | 11.92 |  | south | south | southsouth
8610 | COTULLA4 | 6.94 |  | south | south | southsouth
8613 | BIG_WELL | 1.98 |  | south | south | southsouth
8619 | ENCINAL4 | 2.42 |  | south | south | southsouth
8622 | LYTLE2A | 1.68 |  | south | south | southsouth
8628 | KNIPPA2A | 1.18 |  | south | south | southsouth
8630 | SABINAL2 | 2.3 |  | south | south | southsouth
8633 | CAMPWOOD | 3.29 |  | south | south | southsouth
8635 | ZACATE4A | 19.17 |  | south | south | southsouth
8637 | ANNA ST4 | 30.21 |  | south | south | southsouth
8641 | SIEVISTA | 21.48 |  | south | south | southsouth
8642 | WASH_ST2 | 40.76 |  | south | south | southsouth
8643 | MINES_RD | 13.2 |  | south | south | southsouth
8645 | DEL_MAR4 | 40.69 |  | south | south | southsouth
8646 | RIO_BRAV | 8.94 |  | south | south | southsouth
8647 | UNIV44A | 22.19 |  | south | south | southsouth
8648 | GATEWAY4 | 28.42 |  | south | south | southsouth
8649 | GATEWAE4 |  |  | south | south | southsouth
8650 | GATEWAW4 |  |  | south | south | southsouth
8653 | ST_NINO4 | 38.82 |  | south | south | southsouth
8664 | HUMBPMP2 |  |  | south | south | southsouth
8672 | LA_PRYOR | 2.88 |  | south | south | southsouth
8681 | HAMILRGE | 2.6 |  | south | south | southsouth
8682 | COMSTOCK | 2.14 |  | south | south | southsouth
8684 | PICACHO4 |  |  | south | south | southsouth
8686 | AMSIBWC4 | 3.22 |  | south | south | southsouth
8688 | BUENA_VI | 21.81 |  | south | south | southsouth
8690 | DEL_RIO4 | 36.03 |  | south | south | southsouth
8692 | MAVERICK | 2.58 |  | south | south | southsouth
8694 | CONOCO_L | 0.97 |  | south | south | southsouth
8695 | CRESTONI | 11.7 |  | south | south | southsouth
8699 | RANDADO4 | 1.39 |  | south | south | southsouth
8700 | RAYVL1-2 | 13.93 |  | south | south | southsouth
8702 | YTURRIAS | 1.35 |  | south | south | southsouth
8704 | LASARASU | 7.2 |  | south | south | southsouth
8705 | ERAYMNDV | 4 |  | south | south | southsouth
8708 | AZTECA4 | 16.42 |  | south | south | southsouth
8710 | SBENITO2 | 40.44 |  | south | south | southsouth
8744 | CAUSWAY4 | 14.62 |  | south | south | southsouth
8747 | RNGRVILL | 10.66 |  | south | south | southsouth
8748 | RNGRVLE2 | 12.38 |  | south | south | southsouth
8751 | RIORICO2 | 13.49 |  | south | south | southsouth
8752 | MERRETTS | 24.01 |  | south | south | southsouth
8753 | DOEDYNSU | 38.53 |  | south | south | southsouth
8754 | ADERHOLD | 25.84 |  | south | south | southsouth
8755 | GANDYSUB | 23.41 |  | south | south | southsouth
8756 | LAURELES | 33.48 |  | south | south | southsouth
8758 | LASMILPA | 5.59 |  | south | south | southsouth
8759 | ALBERTAR |  |  | south | south | southsouth
8760 | H.ACRES4 | 67.24 |  | south | south | southsouth
8762 | PHARRSUB | 21.17 |  | south | south | southsouth
8763 | BURNSSUB | 11.84 |  | south | south | southsouth
8764 | ERIOHOND | 13.77 |  | south | south | southsouth
8765 | HEIDLBRG | 17.71 |  | south | south | southsouth
8766 | CNTRLAVE | 33.94 |  | south | south | southsouth
8767 | HIWAY511 | 25.81 |  | south | south | southsouth
8768 | WESLACOS | 19.67 |  | south | south | southsouth
8769 | VALVERDE | 22.82 |  | south | south | southsouth
8771 | WEDINBUR | 22.82 |  | south | south | southsouth
8772 | ALTONSUB | 1.35 |  | south | south | southsouth
8773 | KEYSS4 |  |  | south | south | southsouth
8774 | PALMHURS | 24.85 |  | south | south | southsouth
8778 | HILINESU | 12.02 |  | south | south | southsouth
8782 | MVFAYSW9 |  |  | south | south | southsouth
8783 | MCCOOKNO | 3.21 |  | south | south | southsouth
8785 | MCCOOKNO | 2.58 |  | south | south | southsouth
8786 | FAYSVILL | 10.34 |  | south | south | southsouth
8787 | MCCOOK4A |  |  | south | south | southsouth
8789 | SOUTHMOS | 7.65 |  | south | south | southsouth
8790 | RAYMONDV |  |  | south | south | southsouth
8792 | SIOUXSUB |  |  | south | south | southsouth
8793 | RIO_GRAN |  |  | south | south | southsouth
8795 | ROMATP4 |  |  | south | south | southsouth
8796 | ROMA 4 | 10.44 |  | south | south | southsouth
8797 | RIO_GRAN | 34.92 |  | south | south | southsouth
8798 | L_GRULLA | 18.98 |  | south | south | southsouth
8799 | CONTINL2 | 0.27 |  | south | south | southsouth
8800 | TATTON2A | 4.21 |  | south | south | southsouth
8802 | HEARD T2 |  |  | south | south | southsouth
8803 | HEARD 2 | 0.49 |  | south | south | southsouth
8804 | WOODSBOR | 3.42 |  | south | south | southsouth
8805 | BONIVIEW | 2.11 |  | south | south | southsouth
8808 | HOMEPORT | 4.34 |  | south | south | southsouth
8810 | ODEM2A | 9.84 |  | south | south | southsouth
8812 | TAFT2A | 8.95 |  | south | south | southsouth
8814 | MID_WAYT |  |  | south | south | southsouth
8815 | MIDWPUMP | 0.92 |  | south | south | southsouth
8817 | I_DUPP14 | 8 |  | south | south | southsouth
8818 | OXY_INGL | 142 |  | south | south | southsouth
8819 | I_DUPP14 | 8 |  | south | south | southsouth
8820 | OXY_INGL | 100 |  | south | south | southsouth
8821 | SLUTALR4 | 11.63 |  | south | south | southsouth
8822 | SLUBENT4 | 13.72 |  | south | south | southsouth
8824 | SLURR4 | 1.15 |  | south | south | southsouth
8825 | SURRCFE4 |  |  | south | south | southsouth
8832 | REYSHERW | 56 |  | south | south | southsouth
8839 | FULTONCP | 18.21 |  | south | south | southsouth
8841 | FULTONCP | 18.03 |  | south | south | southsouth
8847 | MUSTANG2 | 4.2 |  | south | south | southsouth
8856 | N_PADRE2 | 23.42 |  | south | south | southsouth
8858 | MCKENZIE | 16.33 |  | south | south | southsouth
8859 | VALERO_E | 16.46 |  | south | south | southsouth
8860 | HEARN_RD | 26.31 |  | south | south | southsouth
8862 | STEVENS2 |  |  | south | south | southsouth
8864 | STEVENS2 | 5.19 |  | south | south | southsouth
8865 | CAL_WWKS |  |  | south | south | southsouth
8866 | SMITH2A | 4.14 |  | south | south | southsouth
8867 | CUNINGWW | 0.7 |  | south | south | southsouth
8868 | KARON T2 |  |  | south | south | southsouth
8869 | KARON 2 |  |  | south | south | southsouth
8870 | AVRYP2-2 |  |  | south | south | southsouth
8871 | AVRYP1-2 |  |  | south | south | southsouth
8878 | N_ELLA2A | 1.09 |  | south | south | southsouth
8882 | CABANISS | 22.64 |  | south | south | southsouth
8883 | RODD_FLD | 58.74 |  | south | south | southsouth
8884 | RBSTN T2 |  |  | south | south | southsouth
8885 | CTYOFRBS |  |  | south | south | southsouth
8886 | ROB_CPL2 | 2.03 |  | south | south | southsouth
8887 | LOYOLA44 |  |  | south | south | southsouth
8888 | BANQUETE | 3.39 |  | south | south | southsouth
8889 | STADIUM2 | 29.55 |  | south | south | southsouth
8890 | SAN_DIEG | 9.74 |  | south | south | southsouth
8891 | GOVTWELL | 6.73 |  | south | south | southsouth
8894 | PREMONT2 | 9.49 |  | south | south | southsouth
8896 | RACHAL4A | 5.42 |  | south | south | southsouth
8899 | ARMSTRON | 0.43 |  | south | south | southsouth
8901 | LHEDM |  |  | south | south | southsouth
8902 | LHRHL |  |  | south | south | southsouth
8903 | LHRHM |  |  | south | south | southsouth
8904 | CHAS_TAP |  |  | south | south | southsouth
8905 | LHEDL |  |  | south | south | southsouth
8906 | ALAMO | 27.72 |  | south | south | southsouth
8907 | WRBRTN4 |  |  | south | south | southsouth
8908 | MCCOLL 4 | 42.57 |  | south | south | southsouth
8909 | NLARSWW4 |  |  | south | south | southsouth
8911 | BLKBYU4A | 0.73 |  | south | south | southsouth
8912 | MEDIOCR4 | 2.62 |  | south | south | southsouth
8914 | COFEPRT4 | 5.75 |  | south | south | southsouth
8917 | SUNCHSE4 | 13.95 |  | south | south | southsouth
8918 | MILO4A | 42.4 |  | south | south | southsouth
8923 | GARCEN 4 | 15.52 |  | south | south | southsouth
8924 | BBGRVEL | 1.6 |  | south | south | southsouth
8925 | LGE4A |  |  | south | south | southsouth
8926 | LGE_GT10 |  | 158 | south | south | southsouth
8927 | LGE_GT20 |  | 153 | south | south | southsouth
8928 | LGE_STG0 |  | 100 | south | south | southsouth
8930 | ICPGN10A |  | 145 | south | south | southsouth
8931 | ICPGN20A |  | 147 | south | south | southsouth
8932 | ICPGN30A |  | 127 | south | south | southsouth
8933 | FGNTS001 |  | 83.06 | south | south | southsouth
8934 | FGNTS101 |  | 83.85 | south | south | southsouth
8935 | FGNTS201 |  | 98.08 | south | south | southsouth
8936 | MVGN#1 |  | 165.6 | south | south | southsouth
8937 | MVGN#2 |  | 172.8 | south | south | southsouth
8938 | MVGN#3 |  | 193.6 | south | south | southsouth
8949 | STEWART2 |  |  | south | south | southsouth
8950 | OLMITO4 | 8.38 |  | south | south | southsouth
8951 | STEWART4 |  |  | south | south | southsouth
8956 | WHITEPT |  |  | south | south | southsouth
8957 | MECLOPN4 |  |  | south | south | southsouth
8958 | MECBRUTP |  |  | south | south | southsouth
8959 | AIR_LIQC | 1.23 |  | south | south | southsouth
8960 | WHITEPT2 |  |  | south | south | southsouth
8961 | WHITEPT4 |  |  | south | south | southsouth
8963 | HEC 4 |  |  | south | south | southsouth
8968 | INGLCOSW |  |  | south | south | southsouth
8969 | MVGN#1 |  |  | south | south | southsouth
8970 | MVGN#2 |  |  | south | south | southsouth
8971 | MVGN#3 |  |  | south | south | southsouth
8978 | AIR_LIQS |  |  | south | south | southsouth
8979 | AIR_LIQI |  |  | south | south | southsouth
8980 | FRONT |  |  | south | south | southsouth
8981 | HECN1 |  | 144 | south | south | southsouth
8982 | HECN2 |  | 144 | south | south | southsouth
8983 | HECN3 |  | 171 | south | south | southsouth
8984 | MARKHMTP |  |  | south | south | southsouth
8985 | S_YGANCI | 1.92 |  | south | south | southsouth
8997 | FRTTS001 |  |  | south | south | southsouth
8998 | FRTTS101 |  |  | south | south | southsouth
8999 | FRTTS201 |  |  | south | south | southsouth
9000 | DECKR_G1 |  | 280 | south | south | southsouth
9001 | DECKR_G2 |  | 400 | south | south | southsouth
9002 | DECKR_G3 |  | 0 | south | south | southsouth
9003 | DECKR_G4 |  | 44 | south | south | southsouth
9004 | DECKR_G5 |  | 44 | south | south | southsouth
9005 | DECKR_G6 |  | 44 | south | south | southsouth
9016 | SANDH_G1 |  | 44 | south | south | southsouth
9017 | SANDH_G2 |  | 44 | south | south | southsouth
9018 | SANDH_G3 |  | 44 | south | south | southsouth
9019 | SANDH_G4 |  | 45 | south | south | southsouth
9020 | SANDHG5A |  | 150 | south | south | southsouth
9021 | SANDHG5C |  | 130 | south | south | southsouth
9022 | SANDH_G6 |  | 45 | south | south | southsouth
9023 | SANDH_G7 |  | 47 | south | south | southsouth
9025 | HP_STATC |  |  | south | south | southsouth
9040 | AUSTROP |  |  | south | south | southsouth
9041 | LOSTPN34 |  |  | south | south | southsouth
9071 | GARFIELD |  |  | south | south | southsouth
9073 | HOLMAN |  |  | south | south | southsouth
9074 | LYTTON34 |  |  | south | south | southsouth
9075 | LYTTON13 |  |  | south | south | southsouth
9076 | MCNEILW |  |  | south | south | southsouth
9077 | MCNEILS |  |  | south | south | southsouth
9079 | MCNEILN | 62.32 |  | south | south | southsouth
9080 | MCNEIL |  |  | south | south | southsouth
9118 | PE_MB2 |  |  | south | south | southsouth
9119 | PE_MB1 |  |  | south | south | southsouth
9120 | BURL_MB1 | 20.42 |  | south | south | southsouth
9121 | BURL_MB2 | 40.35 |  | south | south | southsouth
9122 | KINGSMB1 |  |  | south | south | southsouth
9123 | KINGSDB | 34 |  | south | south | southsouth
9125 | KINGSBRY |  |  | south | south | southsouth
9128 | NORTHL13 | 39.83 |  | south | south | southsouth
9129 | NORTHL69 | 22.2 |  | south | south | southsouth
9130 | NL_TERTY |  |  | south | south | southsouth
9131 | NORTHSTR |  |  | south | south | southsouth
9132 | SEAHM8 | 128.68 |  | south | south | southsouth
9139 | AUSTNDAM | 21.19 |  | south | south | southsouth
9147 | HICRSMB2 | 81.97 |  | south | south | southsouth
9148 | HICRSMB1 |  |  | south | south | southsouth
9151 | AMD | 30.02 |  | south | south | southsouth
9155 | ANGUSVAL | 34.75 |  | south | south | southsouth
9158 | BARTON | 73.98 |  | south | south | southsouth
9160 | BEECREEK | 44.41 |  | south | south | southsouth
9163 | BERGSTRM | 16.74 |  | south | south | southsouth
9164 | METCENTR | 4.99 |  | south | south | southsouth
9166 | BRACK | 55.87 |  | south | south | southsouth
9169 | BRODIE | 60.62 |  | south | south | southsouth
9171 | CAMERON | 52.98 |  | south | south | southsouth
9175 | CARSON | 31.93 |  | south | south | southsouth
9179 | CARDINAL | 61.22 |  | south | south | southsouth
9183 | COMMONFD | 53.18 |  | south | south | southsouth
9184 | DAFFIN_G | 20.9 |  | south | south | southsouth
9187 | DECK_MB1 |  |  | south | south | southsouth
9188 | DECK_MB3 |  |  | south | south | southsouth
9190 | TECHRIDG | 64.92 |  | south | south | southsouth
9193 | DESSAU | 69.54 |  | south | south | southsouth
9196 | ED_BLUE | 35.16 |  | south | south | southsouth
9199 | FISKVILL | 35.54 |  | south | south | southsouth
9200 | GROVE | 30.55 |  | south | south | southsouth
9202 | HAMILMB2 | 41.64 |  | south | south | southsouth
9203 | HAMILMB1 | 32.71 |  | south | south | southsouth
9204 | HARRIS | 0 |  | south | south | southsouth
9207 | HIDDENVL | 39.18 |  | south | south | southsouth
9212 | HOLLYMB1 |  |  | south | south | southsouth
9213 | HOLLYMB2 |  |  | south | south | southsouth
9214 | HOLLYMB3 |  |  | south | south | southsouth
9215 | HOLLYMB4 |  |  | south | south | southsouth
9216 | SANDHSYD |  |  | south | south | southsouth
9217 | HOWARDLN | 33.07 |  | south | south | southsouth
9220 | JETT | 36.82 |  | south | south | southsouth
9223 | JOLLYVIL | 50.09 |  | south | south | southsouth
9225 | JUSTINLN | 21.96 |  | south | south | southsouth
9227 | KOENIG | 21.96 |  | south | south | southsouth
9228 | LAKESHOR | 36.6 |  | south | south | southsouth
9235 | LAKEWAY | 29.86 |  | south | south | southsouth
9237 | STONEY_R | 10.08 |  | south | south | southsouth
9238 | MAGPLANT | 57.89 |  | south | south | southsouth
9244 | FIESTA | 26.01 |  | south | south | southsouth
9245 | NORTHWES | 13.24 |  | south | south | southsouth
9247 | OAKHILL | 52.05 |  | south | south | southsouth
9251 | ONION_CK | 18.25 |  | south | south | southsouth
9253 | PATTONLN | 40.44 |  | south | south | southsouth
9257 | PEDERNAL | 36.89 |  | south | south | southsouth
9259 | PILOT_KB |  |  | south | south | southsouth
9260 | RIVERPLS | 16.46 |  | south | south | southsouth
9263 | SALEMWLK | 65.67 |  | south | south | southsouth
9267 | SLAUGHTR | 46.04 |  | south | south | southsouth
9269 | CENTAUS | 38.24 |  | south | south | southsouth
9271 | SPRINKLE | 24.85 |  | south | south | southsouth
9275 | STECK | 44.6 |  | south | south | southsouth
9279 | SUMMITN | 32.98 |  | south | south | southsouth
9280 | SUMMITS | 40.7 |  | south | south | southsouth
9282 | TRADPOST | 41.88 |  | south | south | southsouth
9283 | UTBALC | 11.36 |  | south | south | southsouth
9284 | WALNUTCK | 35.93 |  | south | south | southsouth
9285 | VEGA | 31.11 |  | south | south | southsouth
9286 | WARREN | 34.37 |  | south | south | southsouth
9288 | WELLSBR | 11.56 |  | south | south | southsouth
9291 | WHELESS | 41.13 |  | south | south | southsouth
9295 | WILIAMSN | 85.92 |  | south | south | southsouth
9342 | MUELLER | 13.2 |  | south | south | southsouth
9400 | ACKEYLYN | 5.65 |  | west | west | westwest
9402 | ARVANA_8 | 2.3 |  | west | west | westwest
9404 | GAILPT_8 | 1.91 |  | west | west | westwest
9406 | KEYSW_8 | 5.67 |  | west | west | westwest
9408 | NORTLAME | 2.2 |  | west | west | westwest
9410 | PUNKING_ | 3.12 |  | west | west | westwest
9412 | SLAMESA_ | 3.14 |  | west | west | westwest
9414 | WELCH_9 | 5.61 |  | west | west | westwest
9416 | WLAMESA_ | 5.63 |  | west | west | westwest
9451 | NOLANW_9 | 7.71 |  | west | west | westwest
9453 | SWEETH20 | 1.25 |  | west | west | westwest
9471 | SOHERMIG |  |  | west | west | westwest
9491 | GOLDSCG_ | 0.48 |  | west | west | westwest
11001 | NAV1CT |  | 56 | west | west | westwest
11002 | NAV1CSTR |  |  | west | west | westwest
11009 | NAV2CT |  | 56 | west | west | westwest
11011 | NAV3ST |  | 74 | west | west | westwest
11012 | NAV4CT |  | 80 | west | west | westwest
11013 | NAV5CT |  | 80 | west | west | westwest
11014 | NAV6ST |  | 115 | west | west | westwest
11016 | QUAILSW_ |  |  | west | west | westwest
11017 | NAVTAP_5 |  |  | west | west | westwest
11020 | TIEHVSG_ |  | 208.2 | west | west | westwest
11021 | TIEHVCG_ |  | 142.06 | west | west | westwest
11022 | TIEHVCG_ |  | 132.45 | west | west | westwest
11023 | TIEHVCG_ |  | 136 | west | west | westwest
11024 | TIEHVCG_ |  | 147.03 | west | west | westwest
11025 | TIEHVSG_ |  | 210 | west | west | westwest
11056 | ROSCOE_1 |  | 20.9 | west | west | westwest
11057 | CHAMPION |  | 12.65 | west | west | westwest
11058 | PYRON_1G |  | 24.9 | west | west | westwest
11059 | INADALE_ |  | 19.7 | west | west | westwest
11060 | PNTHRCK1 |  |  | west | west | westwest
11061 | PNTHRCK1 |  | 20 | west | west | westwest
11064 | ELBOWCK1 |  |  | west | west | westwest
11065 | ELBOWCK_ |  | 18 | west | west | westwest
11146 | NOTREES2 |  |  | west | west | westwest
11147 | NOTREES_ |  | 22.35 | west | west | westwest
11309 | BULLCREK |  | 18 | west | west | westwest
11310 | BULLCREK |  | 18 | west | west | westwest
11311 | BULLCREK |  |  | west | west | westwest
11312 | BULLCREK |  |  | west | west | westwest
11313 | BULLCREK |  |  | west | west | westwest
11320 | COYOTE_1 |  | 22.5 | west | west | westwest
11321 | COYOTE_8 |  |  | west | west | westwest
11414 | LORAINE_ |  |  | west | west | westwest
11415 | LORAINE_ |  | 1.25 | west | west | westwest
11416 | LORAINE_ |  | 1.25 | west | west | westwest
11690 | KIOWA_5 |  |  | north | north | northnorth
11691 | KMICHICT |  | 140 | north | north | northnorth
11692 | KMICHICT |  | 141 | north | north | northnorth
11693 | KMICHIST |  | 309 | north | north | northnorth
11694 | KMICHICT |  | 143 | north | north | northnorth
11695 | KMICHICT |  | 144 | north | north | northnorth
11696 | KMICHIST |  | 310 | north | north | northnorth
11697 | KIOWAPP_ |  |  | north | north | northnorth
11859 | EAGLEMNT |  |  | north | north | northnorth
11860 | EAGLEMNT |  |  | north | north | northnorth
11864 | EAGLEMNT |  |  | north | north | northnorth
11865 | EAGLEMNT |  |  | north | north | northnorth
11866 | EAGLEMNT |  |  | north | north | northnorth
11867 | EAGLEMNT |  |  | north | north | northnorth
11885 | EVRMNTIE |  |  | north | north | northnorth
11901 | BRITNRD1 | 35.86 |  | north | north | northnorth
12021 | GV_360_1 | 32.24 |  | north | north | northnorth
12022 | GV_360_2 | 22.56 |  | north | north | northnorth
12026 | CLYVIL1_ | 56.9 |  | north | north | northnorth
12028 | CLYVIL2_ |  |  | north | north | northnorth
12033 | HRTAG1_T |  |  | north | north | northnorth
12034 | HRTAG2_T |  |  | north | north | northnorth
12036 | KEL_MAG2 |  |  | north | north | northnorth
12051 | BD_WDSN1 |  |  | north | north | northnorth
12052 | BD_WDSN2 |  |  | north | north | northnorth
12065 | EGLMTLAK |  |  | north | north | northnorth
12094 | GEN_DYN2 |  |  | north | north | northnorth
12313 | ASHGRVE_ | 9.71 |  | north | north | northnorth
12322 | ENNSTRAC |  | 196 | north | north | northnorth
12323 | ENNSTRAC |  | 111 | north | north | northnorth
12356 | RNRTPL_2 |  |  | north | north | northnorth
12357 | RNRTPL_1 |  | 0 | north | north | northnorth
12394 | IRVRVSD_ | 30.65 |  | north | north | northnorth
12395 | IRVRVSD_ |  |  | north | north | northnorth
12398 | TOPEKA1_ |  |  | north | north | northnorth
12410 | FPLEFRB1 |  |  | north | north | northnorth
12411 | FPLEFR1A |  | 161 | north | north | northnorth
12412 | FPLEFR1B |  | 164 | north | north | northnorth
12413 | FPLEFR1C |  | 164 | north | north | northnorth
12414 | FPLEFR1S |  | 414 | north | north | northnorth
12420 | FPLEFRB2 |  |  | north | north | northnorth
12421 | FPLEFR2A |  | 162 | north | north | northnorth
12422 | FPLEFR2B |  | 161 | north | north | northnorth
12423 | FPLEFR2C |  | 163 | north | north | northnorth
12424 | FPLEFR2S |  | 409 | north | north | northnorth
12425 | DESPKV2_ |  |  | north | north | northnorth
12440 | PARKD_1S |  | 0 | north | north | northnorth
12441 | PARKD_1E |  |  | north | north | northnorth
12442 | PARKD_2E |  |  | north | north | northnorth
12443 | PARKD_3E |  |  | north | north | northnorth
12448 | PARKD_2T |  |  | north | north | northnorth
12449 | PARKD_2S |  | 0 | north | north | northnorth
12468 | EPCO_P8 |  |  | north | north | northnorth
12469 | ABLSPRG_ |  |  | north | north | northnorth
12470 | ABLSPRG_ |  |  | north | north | northnorth
12532 | MCKNYCOM |  |  | north | north | northnorth
12533 | MCKNYCOM |  |  | north | north | northnorth
12553 | MCKNYCOM | 2.6 |  | north | north | northnorth
12554 | MCKNYCOM |  |  | north | north | northnorth
12672 | TWINSTAR |  |  | north | north | northnorth
13116 | TGATEWAY |  | 148 | north | north | northnorth
13117 | TGATEWAY |  | 130 | north | north | northnorth
13118 | TGATEWAY |  | 145 | north | north | northnorth
13119 | TGATEWAY |  | 399 | north | north | northnorth
13131 | CALFREST |  | 150.7 | north | north | northnorth
13132 | CALFREST |  | 151 | north | north | northnorth
13133 | CALFREST |  | 177.4 | north | north | northnorth
13134 | CALFREST |  | 151.5 | north | north | northnorth
13135 | CALFREST |  | 152.3 | north | north | northnorth
13136 | CALFREST |  | 177.5 | north | north | northnorth
13426 | KILELMR1 |  |  | south | south | southsouth
13427 | KILELMR2 |  |  | south | south | southsouth
13429 | SAND_TXU |  |  | south | south | southsouth
13430 | SAND_TXU |  |  | south | south | southsouth
13431 | SANDOW S |  |  | south | south | southsouth
13432 | SANDOW_5 |  | 581 | south | south | southsouth
13591 | COTTONB_ |  |  | north | north | northnorth
13610 | BELTONSW | 18.33 |  | south | south | southsouth
13620 | KILCLARR | 29.38 |  | south | south | southsouth
13662 | TEMPELMC |  |  | south | south | southsouth
13681 | REED_M1_ | 18 |  | north | north | northnorth
13688 | SONTERRA |  |  | south | south | southsouth
13691 | OAKGROVE |  | 855 | north | north | northnorth
13692 | OAKGROVE |  | 855 | north | north | northnorth
32000 | CSST | 13.17 |  | north | north | northnorth
32001 | CSPT | 75.38 |  | north | north | northnorth
32002 | CSSV | 46.67 |  | north | north | northnorth
32003 | CSGP | 24.9 |  | north | north | northnorth
32004 | CSSC | 26.38 |  | north | north | northnorth
32005 | DOWLNGRD | 12 |  | north | north | northnorth
32006 | NORGT CS | 0 |  | north | north | northnorth
32798 | BRYN_TAM |  | 32 | north | north | northnorth
32799 | BRYN_TAM | 79 |  | north | north | northnorth
32858 | BRYN_BCR |  |  | north | north | northnorth
32859 | BRYN_JK_ |  |  | north | north | northnorth
32862 | BRYN_ATK |  |  | north | north | northnorth
32864 | BRYN_ATK |  |  | north | north | northnorth
32865 | BRYN_SNO | 6.6 |  | north | north | northnorth
32866 | BRYN_STE | 4.1 |  | north | north | northnorth
32867 | BRYN_ATK | 32.9 |  | north | north | northnorth
32868 | BRYN_ANN | 4.9 |  | north | north | northnorth
32869 | BRYN_NOR | 17.3 |  | north | north | northnorth
32870 | BRYN_TAB | 15.2 |  | north | north | northnorth
32871 | BRYN_BUS | 8.4 |  | north | north | northnorth
32872 | BRYN_NAL | 24.7 |  | north | north | northnorth
32873 | BRYN_SHA | 15.6 |  | north | north | northnorth
32874 | BRYN_EAS | 16.3 |  | north | north | northnorth
32875 | BRYN_DSB |  |  | north | north | northnorth
32876 | BRYN_IP | 23.7 |  | north | north | northnorth
32877 | BRYN_BRC | 15.1 |  | north | north | northnorth
32878 | BRYN_GRN | 13.4 |  | north | north | northnorth
32879 | BRYN_STP | 11.1 |  | north | north | northnorth
32880 | BRYN_SOU | 8.4 |  | north | north | northnorth
32881 | BRYN_KUR | 11.5 |  | north | north | northnorth
32882 | BRYN_TAB |  |  | north | north | northnorth
32883 | BRYN_DNS |  | 2.02 | north | north | northnorth
32884 | BRYN_DNS |  | 1.98 | north | north | northnorth
32885 | BRYN_GRP |  |  | north | north | northnorth
32886 | BRYN_ATK |  | 0 | north | north | northnorth
32887 | BRYN_ATK |  | 0 | north | north | northnorth
32888 | BRYN_ATK |  | 0 | north | north | northnorth
32889 | BRYN_MIL | 2.5 |  | north | north | northnorth
32890 | BRYN_ATK |  | 0 | north | north | northnorth
32891 | BRYN_ATK |  | 0 | north | north | northnorth
32892 | BRYN_DNS |  | 0 | north | north | northnorth
32893 | BRYN_SWT |  |  | north | north | northnorth
32894 | BRYN_BOW | 10.3 |  | north | north | northnorth
32896 | BRYN_EAS |  |  | north | north | northnorth
32897 | BRYN_DSB |  |  | north | north | northnorth
36998 | RDCNYNG1 |  | 8.4 | west | west | westwest
36999 | RDCANYON |  |  | west | west | westwest
37010 | TNLAKEPN | 43.12 |  | north | north | northnorth
37011 | TNBIOENR | 0 |  | north | north | northnorth
37030 | TNJONES_ | 43.73 |  | north | north | northnorth
37050 | TNHIGHLA |  |  | north | north | northnorth
37060 | TNLWVLWE | 73.02 |  | north | north | northnorth
37080 | TNLWVLTI | 39.54 |  | north | north | northnorth
37100 | TNLWVLST | 57.46 |  | north | north | northnorth
37120 | TNKRUGRV | 19.12 |  | north | north | northnorth
37140 | TNBELLS_ |  |  | north | north | northnorth
37160 | TNWHITEW | 15.76 |  | north | north | northnorth
37180 | TNFRNTRT |  |  | north | north | northnorth
37190 | TNFRONTI | 1.53 |  | north | north | northnorth
37200 | TNTRENTO | 1.42 |  | north | north | northnorth
37220 | TNLEONAR | 8.34 |  | north | north | northnorth
37240 | TNBLUERD | 2.95 |  | north | north | northnorth
37250 | TNLONGNE | 5.7 |  | north | north | northnorth
37260 | TNCLIMAX | 9.46 |  | north | north | northnorth
37280 | TNCLIMAX |  |  | north | north | northnorth
37290 | TNFRMRSV | 7.35 |  | north | north | northnorth
37300 | TNEMORY_ | 6.71 |  | north | north | northnorth
37320 | TNTALCOW | 3.46 |  | north | north | northnorth
37340 | TNDEPORT | 7.93 |  | north | north | northnorth
37350 | TNRED_RI | 9.15 |  | north | north | northnorth
37360 | TNLONE_O | 2.54 |  | north | north | northnorth
37370 | TNSAINT_ | 2.95 |  | north | north | northnorth
37380 | TNNOCONA | 12.81 |  | north | north | northnorth
37390 | TNPETROL | 3.97 |  | north | west | northwest
37410 | TNLKWHIT |  |  | north | north | northnorth
37420 | TNLKWHIT | 5.19 |  | north | north | northnorth
37440 | TNWHITNE | 11.43 |  | north | north | northnorth
37460 | TNOLSEN_ |  |  | north | north | northnorth
37470 | TNOLSEN_ |  |  | north | north | northnorth
37490 | TNHNDLYT |  |  | north | north | northnorth
37500 | TNHANDLE | 5.46 |  | north | north | northnorth
37510 | TNVLLYMI | 6.51 |  | north | north | northnorth
37520 | TNSYCAMO | 5.9 |  | north | north | northnorth
37530 | TNCORYEL | 9.56 |  | north | north | northnorth
37550 | TNGATESV | 2.95 |  | north | north | northnorth
37570 | TNGATESV | 10.78 |  | north | north | northnorth
37590 | TNJNESBO |  |  | north | north | northnorth
37600 | TNCLIFTO | 6.51 |  | north | north | northnorth
37620 | TNCLFTNT |  |  | north | north | northnorth
37630 | TNCLIFTO | 7.13 |  | north | north | northnorth
37650 | TNMERDNT |  |  | north | north | northnorth
37660 | TNMERIDI | 8.75 |  | north | north | northnorth
37680 | TNWALNTS | 3.77 |  | north | north | northnorth
37700 | TNGLENRO | 18.41 |  | north | north | northnorth
37710 | TNTOLAR_ | 4.07 |  | north | north | northnorth
37740 | TNHICOTA |  |  | north | north | northnorth
37750 | TNHICO__ | 3.67 |  | north | north | northnorth
37770 | TNHAMLTN | 3.97 |  | north | north | northnorth
37790 | TNHAMILT | 8.24 |  | north | north | northnorth
37810 | TNHILL_C | 5.8 |  | north | north | northnorth
37830 | TNOLNEY_ | 10.68 |  | north | west | northwest
37850 | TNTHURBE | 7.93 |  | north | north | northnorth
37860 | TNSTHBEN | 0.41 |  | north | north | northnorth
37870 | TNGRAHAM | 1.05 |  | north | north | northnorth
37890 | TNBRYSON | 3.46 |  | north | north | northnorth
37900 | TNWINK__ |  |  | west | west | westwest
37920 | TNWINK__ |  |  | west | west | westwest
37940 | TNCALIFR | 2.85 |  | west | west | westwest
37960 | TNWNKLRC | 0.2 |  | west | west | westwest
37980 | TNWICKET | 0.73 |  | west | west | westwest
38000 | TNPYOTE_ | 2.34 |  | west | west | westwest
38020 | TNWORSHA | 1.15 |  | west | west | westwest
38040 | TNIH20__ | 2.14 |  | west | west | westwest
38050 | TNSTAFBL | 9.76 |  | west | west | westwest
38070 | TNFLATTO | 2 |  | west | west | westwest
38090 | TNPECOS_ | 9.46 |  | west | west | westwest
38120 | TNREEVSC | 2.75 |  | west | west | westwest
38140 | TNTOYAH_ | 0.1 |  | west | west | westwest
38160 | TNCOCHIS | 1.53 |  | west | west | westwest
38180 | TNLONEST |  |  | west | west | westwest
38200 | TNLONEST | 2.34 |  | west | west | westwest
38230 | TNAAPIPE | 0 |  | west | west | westwest
38250 | TNKERMIT | 6.2 |  | west | west | westwest
38280 | TNKERMIT | 2.85 |  | west | west | westwest
38290 | TNKEYSTO | 2.95 |  | west | west | westwest
38310 | TN16TH_S | 4.98 |  | west | west | westwest
38320 | TN16TH_S |  |  | west | west | westwest
38330 | TNWDWRDT |  |  | west | west | westwest
38331 | TNWDWRD4 |  |  | west | west | westwest
38332 | WDWRDU2 |  | 12 | west | west | westwest
38340 | TNAIRPOR | 10.37 |  | west | west | westwest
38350 | TNFTSTKT |  |  | west | west | westwest
38360 | TNFTSTCK | 5.71 |  | west | west | westwest
38365 | TNPINON_ | 4.07 |  | west | west | westwest
38370 | TNHACKBE | 8.12 |  | west | west | westwest
38375 | TNCTYRD1 | 3.15 |  | west | west | westwest
38380 | TNPUCKTT |  |  | west | west | westwest
38390 | TNARMDLO | 0.1 |  | west | west | westwest
38400 | TNSANDRS | 1.63 |  | west | west | westwest
38420 | TNWHITEB | 1.24 |  | west | west | westwest
38430 | TNWHITEB |  |  | west | west | westwest
38435 | TNSRBNMS |  |  | west | west | westwest
38436 | TNSRBNMS |  |  | west | west | westwest
38437 | TNSRBNMS | 1.35 | 22.5 | west | west | westwest
38438 | TNSRBNMS |  | 0 | west | west | westwest
38440 | TNNRTHNN | 4.17 |  | west | west | westwest
38460 | TNPUCKTF | 2.85 |  | west | west | westwest
38470 | TNGOMEZ_ | 1.53 |  | west | west | westwest
38490 | TNBELDIN | 2.24 |  | west | west | westwest
38500 | TNISP___ | 5.29 |  | houston | houston | houstonhouston
38530 | TNTEJAS_ | 22.27 |  | houston | houston | houstonhouston
38560 | TNCOMANC |  |  | houston | houston | houstonhouston
38570 | TNBP____ | 300 |  | houston | houston | houstonhouston
38575 | TNGRENBE |  |  | houston | houston | houstonhouston
38580 | TNBP_CGN |  | 70.8 | houston | houston | houstonhouston
38590 | TNBP_CGN |  | 66.7 | houston | houston | houstonhouston
38600 | TNBP_CGN |  | 53 | houston | houston | houstonhouston
38611 | TNBPAMCG |  | 153.2 | houston | houston | houstonhouston
38612 | TNBPAMCG |  | 153.5 | houston | houston | houstonhouston
38613 | TNBPAMCG |  | 152.3 | houston | houston | houstonhouston
38614 | TNBPAMCG |  | 96 | houston | houston | houstonhouston
38615 | TNBPAMCG |  | 244 | houston | houston | houstonhouston
38620 | TNAMOCO_ |  |  | houston | houston | houstonhouston
38650 | TNAMOCO_ |  |  | houston | houston | houstonhouston
38660 | TNBAYVIE | 15.25 |  | houston | houston | houstonhouston
38690 | TNBP_CGN |  | 40 | houston | houston | houstonhouston
38710 | TNCADDO_ |  |  | houston | houston | houstonhouston
38711 | TNTXCTY1 |  | 100.3 | houston | houston | houstonhouston
38712 | TNTXCTY2 |  | 92.9 | houston | houston | houstonhouston
38713 | TNTXCTY3 |  | 102.7 | houston | houston | houstonhouston
38714 | TNTXCTY4 |  | 102 | houston | houston | houstonhouston
38715 | TNCGNR__ |  |  | houston | houston | houstonhouston
38720 | TNAPACHE |  |  | houston | houston | houstonhouston
38730 | TNDOW_CO | 50.85 |  | houston | houston | houstonhouston
38740 | TNHEIGHT | 22.78 |  | houston | houston | houstonhouston
38770 | TNHEIGHT |  |  | houston | houston | houstonhouston
38820 | TNFRWYPA | 42.41 |  | houston | houston | houstonhouston
38850 | TNDICKNS | 53.7 |  | houston | houston | houstonhouston
38890 | TNSOUSHO | 60 |  | houston | houston | houstonhouston
38900 | TNNDICKN | 0 |  | houston | houston | houstonhouston
38920 | TNLEAGCI | 79.43 |  | houston | houston | houstonhouston
38950 | TNMAGNOL | 61.27 |  | houston | houston | houstonhouston
38980 | TNFRDSWO | 60.61 |  | houston | houston | houstonhouston
38990 | TNSEMINO | 13.63 |  | houston | houston | houstonhouston
39010 | TNHASTIN | 6.31 |  | houston | houston | houstonhouston
39015 | TNALVINT |  |  | houston | houston | houstonhouston
39030 | TNALVIN_ | 72.82 |  | houston | houston | houstonhouston
39040 | TNMAINLA | 0 |  | houston | houston | houstonhouston
39070 | TNTERMIN |  |  | houston | houston | houstonhouston
39075 | TNCHEROK |  |  | houston | houston | houstonhouston
39090 | TNMARTHN | 11.8 |  | houston | houston | houstonhouston
39095 | TNCHOCTA |  |  | houston | houston | houstonhouston
39096 | TNCHOCTA | 17.8 |  | houston | houston | houstonhouston
39110 | TNVALERO | 95.6 |  | houston | houston | houstonhouston
39140 | TNTXCITY |  |  | houston | houston | houstonhouston
39180 | TNSLCOGE | 42.02 |  | houston | houston | houstonhouston
39200 | TNSTRLNG | 11.08 |  | houston | houston | houstonhouston
39220 | TNNTHSDT |  |  | houston | houston | houstonhouston
39250 | TNNORTHS | 30.71 |  | houston | houston | houstonhouston
39280 | TNTXCITY | 2.75 |  | houston | houston | houstonhouston
39310 | TNINTRCI | 1.53 |  | houston | houston | houstonhouston
39340 | TNLAMARQ | 23.49 |  | houston | houston | houstonhouston
39345 | TNPRXAIR |  |  | houston | houston | houstonhouston
39346 | TNPRXAIR | 27.76 |  | houston | houston | houstonhouston
39360 | TNCARBID |  |  | houston | houston | houstonhouston
39380 | TNLINDE_ | 0.95 |  | houston | houston | houstonhouston
39400 | TNGRANTA |  |  | houston | houston | houstonhouston
39410 | TNARCOPL | 5.09 |  | houston | houston | houstonhouston
39430 | TNLIQDCA | 0.31 |  | houston | houston | houstonhouston
39431 | TNTEPPCO | 3.25 |  | houston | houston | houstonhouston
39440 | TNMARTHN | 3.36 |  | houston | houston | houstonhouston
39470 | TNDOWCGN |  | 32 | houston | houston | houstonhouston
39480 | TNDOWCGN |  | 30 | houston | houston | houstonhouston
39500 | TNWCOLMA |  |  | houston | houston | houstonhouston
39530 | TNWCOLLO | 17.39 |  | houston | houston | houstonhouston
39560 | TNANGLET | 76.04 |  | houston | houston | houstonhouston
39600 | TNBRAZOR | 16.98 |  | houston | houston | houstonhouston
39630 | TNBRAZOR |  |  | houston | houston | houstonhouston
39650 | TNDOW_PU | 1.42 |  | houston | houston | houstonhouston
39670 | TNCLMNST |  |  | houston | houston | houstonhouston
39680 | TNCLEMEN | 2.24 |  | houston | houston | houstonhouston
39700 | TNSWEENY | 21.76 |  | houston | houston | houstonhouston
39720 | TNP662__ |  |  | houston | houston | houstonhouston
39730 | TNP663__ |  |  | houston | houston | houstonhouston
39750 | TNOLDOCE | 2.85 |  | houston | houston | houstonhouston
39760 | TNSCLP1_ |  | 98.02 | houston | houston | houstonhouston
39770 | TNSCLP2_ |  | 98.02 | houston | houston | houstonhouston
39775 | TNSCLP4_ |  | 105.08 | houston | houston | houstonhouston
39790 | TNSCLP3_ |  | 96.69 | houston | houston | houstonhouston
39810 | TNHILCOR | 1.58 |  | houston | houston | houstonhouston
39860 | TNSCLPCO | 12 |  | houston | houston | houstonhouston
39870 | TNPHILLP |  |  | houston | houston | houstonhouston
39880 | TNSCLPCO | 121 |  | houston | houston | houstonhouston
39890 | TNPHILLP |  |  | houston | houston | houstonhouston
39910 | TNPHILLP |  |  | houston | houston | houstonhouston
39930 | TNPHLLPS |  |  | houston | houston | houstonhouston
39940 | TNPHLLPS |  |  | houston | houston | houstonhouston
39950 | TNTNP_ON |  |  | north | north | northnorth
39960 | TNTNPONE |  | 152.3 | north | north | northnorth
39970 | TNTNPONE |  | 153 | north | north | northnorth
40000 | CEDARP__ |  |  | houston | houston | houstonhouston
40001 | CEDARP_U |  |  | houston | houston | houstonhouston
40010 | CEDARP__ |  |  | houston | houston | houstonhouston
40011 | CEDAR03_ | 57.63 |  | houston | houston | houstonhouston
40012 | CEDAR84_ | 30.12 |  | houston | houston | houstonhouston
40015 | CEDARP__ |  |  | houston | houston | houstonhouston
40051 | AGRI____ | 0.41 |  | houston | houston | houstonhouston
40070 | AIRPRO__ | 107.99 |  | houston | houston | houstonhouston
40081 | ALEX_I55 | 15.39 |  | houston | houston | houstonhouston
40082 | ALEX_I16 | 9.15 |  | houston | houston | houstonhouston
40100 | ANBUSH__ | 27.21 |  | houston | houston | houstonhouston
40110 | APLIED__ | 10.14 |  | houston | houston | houstonhouston
40111 | OPNAPD__ |  |  | houston | houston | houstonhouston
40120 | ARITEK__ | 24.09 |  | houston | houston | houstonhouston
40130 | ATASCO__ | 32.36 |  | houston | houston | houstonhouston
40140 | BARBUR__ | 2.09 |  | houston | houston | houstonhouston
40150 | BARHIL__ | 11.31 |  | houston | houston | houstonhouston
40155 | BENDER_8 | 47.5 |  | houston | houston | houstonhouston
40160 | BTNENY__ | 227.06 |  | houston | houston | houstonhouston
40170 | BAYTWN__ |  |  | houston | houston | houstonhouston
40171 | BAYTWN88 | 21.13 |  | houston | houston | houstonhouston
40172 | BAYTWN66 | 28.18 |  | houston | houston | houstonhouston
40180 | BERTWD__ | 24.7 |  | houston | houston | houstonhouston
40190 | BIGVUE__ | 27.07 |  | houston | houston | houstonhouston
40200 | BIMONT__ | 13.3 |  | houston | houston | houstonhouston
40210 | BORDEN__ | 1.15 |  | houston | houston | houstonhouston
40220 | BRINE___ | 7.89 |  | houston | houston | houstonhouston
40231 | BUSCH10_ | 13.01 |  | houston | houston | houstonhouston
40232 | BUSCH38_ | 12.09 |  | houston | houston | houstonhouston
40240 | CENTER__ |  |  | houston | houston | houstonhouston
40250 | CASTEN__ | 7 |  | houston | houston | houstonhouston
40255 | CHAMBR__ |  |  | houston | houston | houstonhouston
40260 | CHAMON__ | 1.22 |  | houston | houston | houstonhouston
40270 | CHANEL__ | 63 |  | houston | houston | houstonhouston
40280 | CHANLV__ |  |  | houston | houston | houstonhouston
40281 | CHANLV__ | 72.38 |  | houston | houston | houstonhouston
40282 | CCHANLV_ |  |  | houston | houston | houstonhouston
40300 | CHEV____ | 113.29 |  | houston | houston | houstonhouston
40310 | CHOATE | 30.93 |  | houston | houston | houstonhouston
40320 | CHORIN__ | 43 |  | houston | houston | houstonhouston
40330 | CITFIL__ | 14.11 |  | houston | houston | houstonhouston
40340 | CITIES__ | 11.94 |  | houston | houston | houstonhouston
40351 | CLINTN__ | 31.11 |  | houston | houston | houstonhouston
40352 | CLINTN__ | 16.03 |  | houston | houston | houstonhouston
40370 | CONIAL__ | 14.08 |  | houston | houston | houstonhouston
40380 | CROSBY__ | 20.7 |  | houston | houston | houstonhouston
40390 | CROSBY__ |  |  | houston | houston | houstonhouston
40391 | CCROSBY_ |  |  | houston | houston | houstonhouston
40392 | SVC_CROS |  |  | houston | houston | houstonhouston
40400 | CROWN___ | 24.67 |  | houston | houston | houstonhouston
40420 | DAVSON__ | 13.85 |  | houston | houston | houstonhouston
40425 | OPNDAY__ |  |  | houston | houston | houstonhouston
40430 | DECKER__ | 75.2 |  | houston | houston | houstonhouston
40431 | CAPEMUT1 |  |  | houston | houston | houstonhouston
40441 | DEERPK21 | 33.64 |  | houston | houston | houstonhouston
40442 | DEERPK96 | 29.48 |  | houston | houston | houstonhouston
40450 | DEPWTR__ |  |  | houston | houston | houstonhouston
40455 | DEPWTRG2 |  |  | houston | houston | houstonhouston
40460 | DEPWTR__ |  |  | houston | houston | houstonhouston
40470 | DEPWTR__ |  |  | houston | houston | houstonhouston
40475 | DEUSEN__ | 3.43 |  | houston | houston | houstonhouston
40480 | DS_BAT__ | 220 |  | houston | houston | houstonhouston
40490 | DOWLAP__ | 10 |  | houston | houston | houstonhouston
40500 | EAGLE___ | 42.03 |  | houston | houston | houstonhouston
40510 | ENPROD__ | 34.7 |  | houston | houston | houstonhouston
40520 | EPOTH___ | 21.75 |  | houston | houston | houstonhouston
40530 | ESBELT__ | 4.57 |  | houston | houston | houstonhouston
40540 | ESFORK__ | 2.42 |  | houston | houston | houstonhouston
40550 | ETHYL___ | 18.51 |  | houston | houston | houstonhouston
40551 | ET_CLR1 |  |  | houston | houston | houstonhouston
40552 | ET_CLR2 |  |  | houston | houston | houstonhouston
40560 | EXPLOR__ | 8.56 |  | houston | houston | houstonhouston
40570 | EXXON___ | 25 |  | houston | houston | houstonhouston
40571 | EXXONSTR |  |  | houston | houston | houstonhouston
40572 | EXXONSTR |  |  | houston | houston | houstonhouston
40573 | EXXONSTR |  |  | houston | houston | houstonhouston
40575 | EXXON |  |  | houston | houston | houstonhouston
40580 | CAPEMUT5 |  |  | houston | houston | houstonhouston
40590 | FDLITY__ | 8.58 |  | houston | houston | houstonhouston
40600 | ROANS___ |  |  | north | north | northnorth
40610 | GALENA__ |  |  | houston | houston | houstonhouston
40611 | GALENA__ | 9.6 |  | houston | houston | houstonhouston
40612 | GALENA__ | 16.43 |  | houston | houston | houstonhouston
40620 | GLENWD__ | 29.14 |  | houston | houston | houstonhouston
40650 | GDYEAR__ | 18 |  | houston | houston | houstonhouston
40700 | GRNBYU__ |  |  | houston | houston | houstonhouston
40710 | GRNBYU__ |  |  | houston | houston | houstonhouston
40715 | GRNBYU__ |  |  | houston | houston | houstonhouston
40716 | GRNBYU__ |  |  | houston | houston | houstonhouston
40717 | CGRNBYU_ |  |  | houston | houston | houstonhouston
40720 | GRNBYU__ |  |  | houston | houston | houstonhouston
40725 | GRNBYU__ |  |  | houston | houston | houstonhouston
40751 | GYPSUM__ | 8.03 |  | houston | houston | houstonhouston
40752 | GYPSUM | 0 |  | houston | houston | houstonhouston
40770 | HACHER__ | 46.16 |  | houston | houston | houstonhouston
40780 | HADEN___ | 6.98 |  | houston | houston | houstonhouston
40790 | HANEY___ | 30.38 |  | houston | houston | houstonhouston
40800 | HARRIS__ | 45.56 |  | houston | houston | houstonhouston
40811 | HILAND08 | 22.61 |  | houston | houston | houstonhouston
40812 | HILAND43 | 26.59 |  | houston | houston | houstonhouston
40830 | HUMBLE__ | 186.86 |  | houston | houston | houstonhouston
40831 | CHUMBLE_ |  |  | houston | houston | houstonhouston
40841 | INDUST84 | 19.39 |  | houston | houston | houstonhouston
40842 | INDUST38 | 16.72 |  | houston | houston | houstonhouston
40860 | JACNTO__ | 52.68 |  | houston | houston | houstonhouston
40870 | KENNY14_ | 32 |  | houston | houston | houstonhouston
40871 | KENNY03_ | 0 |  | houston | houston | houstonhouston
40900 | KING____ |  |  | houston | houston | houstonhouston
40911 | KING_T3_ | 37.25 |  | houston | houston | houstonhouston
40912 | KING_T4_ | 37.25 |  | houston | houston | houstonhouston
40930 | KINGWD__ | 150.02 |  | houston | houston | houstonhouston
40941 | LAPORT96 | 22.96 |  | houston | houston | houstonhouston
40942 | LAPORT79 | 19.89 |  | houston | houston | houstonhouston
40961 | LIBRTY03 | 30.21 |  | houston | houston | houstonhouston
40962 | LIBRTY21 | 18.58 |  | houston | houston | houstonhouston
40980 | LUBZOL__ | 15.03 |  | houston | houston | houstonhouston
40990 | LYCHEM__ | 70.54 |  | houston | houston | houstonhouston
41000 | LYDELL__ | 139.84 |  | houston | houston | houstonhouston
41010 | LYNCH___ | 10.32 |  | houston | houston | houstonhouston
41021 | LYONDL03 | 37.83 |  | houston | houston | houstonhouston
41022 | LYONDL08 | 26.53 |  | houston | houston | houstonhouston
41040 | MCDONO__ | 2.4 |  | houston | houston | houstonhouston
41050 | METALS__ | 4.63 |  | houston | houston | houstonhouston
41061 | MINING__ | 19.19 |  | houston | houston | houstonhouston
41080 | MOCHEM__ | 11.1 |  | houston | houston | houstonhouston
41090 | MOMENT__ | 56.02 |  | houston | houston | houstonhouston
41100 | MORGPT__ |  |  | houston | houston | houstonhouston
41111 | MT_BEL__ | 48.7 |  | houston | houston | houstonhouston
41112 | MT_BEL__ | 15.36 |  | houston | houston | houstonhouston
41150 | NEWPRT__ | 46.58 |  | houston | houston | houstonhouston
41160 | NINTH___ | 12.89 |  | houston | houston | houstonhouston
41165 | NOBEL___ | 2.03 |  | houston | houston | houstonhouston
41171 | NORMDY77 | 26.97 |  | houston | houston | houstonhouston
41172 | NORMDY94 | 17.82 |  | houston | houston | houstonhouston
41191 | OATES08_ | 17.02 |  | houston | houston | houstonhouston
41192 | OATES38_ | 26.42 |  | houston | houston | houstonhouston
41205 | ORION___ | 4.29 |  | houston | houston | houstonhouston
41210 | PAIR____ | 55.46 |  | houston | houston | houstonhouston
41221 | PARKWY95 | 30.01 |  | houston | houston | houstonhouston
41222 | PARKWY94 | 24.84 |  | houston | houston | houstonhouston
41240 | JEFFER__ |  |  | houston | houston | houstonhouston
41250 | PHILIP__ | 82.15 |  | houston | houston | houstonhouston
41260 | PORT____ | 16.79 |  | houston | houston | houstonhouston
41300 | PSARCO__ | 80 |  | houston | houston | houstonhouston
41310 | QUANAB__ | 37.8 |  | houston | houston | houstonhouston
41330 | QUANUM__ | 24.12 |  | houston | houston | houstonhouston
41340 | REED____ | 4.03 |  | houston | houston | houstonhouston
41350 | ROHMAS__ | 79.68 |  | houston | houston | houstonhouston
41360 | ROLLEN__ | 6.47 |  | houston | houston | houstonhouston
41370 | S_CHAN__ |  |  | houston | houston | houstonhouston
41371 | CS_CHAN_ |  |  | houston | houston | houstonhouston
41380 | S_CHAN__ |  |  | houston | houston | houstonhouston
41383 | CAPEMUT6 |  |  | houston | houston | houstonhouston
41400 | S_R_B___ |  |  | houston | houston | houstonhouston
41405 | S_R_B___ |  |  | houston | houston | houstonhouston
41410 | S_R_B___ |  |  | houston | houston | houstonhouston
41415 | S_R_B___ |  |  | houston | houston | houstonhouston
41420 | S_R_B___ |  |  | houston | houston | houstonhouston
41430 | SHELDN__ |  |  | houston | houston | houstonhouston
41450 | SHELL___ | 257 |  | houston | houston | houstonhouston
41480 | SOLMER__ | 67.03 |  | houston | houston | houstonhouston
41490 | STATE___ | 11.34 |  | houston | houston | houstonhouston
41500 | STRANG__ | 58.97 |  | houston | houston | houstonhouston
41510 | STRAW___ | 61.1 |  | houston | houston | houstonhouston
41520 | SYLVAN__ | 5.1 |  | houston | houston | houstonhouston
41530 | TAYLOR__ | 17.93 |  | houston | houston | houstonhouston
41550 | TEXAS___ | 10 |  | houston | houston | houstonhouston
41560 | TXPET___ | 26 |  | houston | houston | houstonhouston
41570 | TEXWAL__ | 9.36 |  | houston | houston | houstonhouston
41580 | TIDAL___ | 22.4 |  | houston | houston | houstonhouston
41590 | TRAVIS__ | 39 |  | houston | houston | houstonhouston
41600 | TRIBAY__ | 0.08 |  | houston | houston | houstonhouston
41610 | TRINTY__ | 32.16 |  | houston | houston | houstonhouston
41615 | CAPEMUT2 |  |  | houston | houston | houstonhouston
41620 | TUCKER__ | 7.86 |  | houston | houston | houstonhouston
41631 | UNDRWD06 | 21.1 |  | houston | houston | houstonhouston
41632 | UNDRWD21 | 26.43 |  | houston | houston | houstonhouston
41651 | UVALDE08 | 23.96 |  | houston | houston | houstonhouston
41652 | UVALDE03 | 18.83 |  | houston | houston | houstonhouston
41670 | WABURN__ | 11.15 |  | houston | houston | houstonhouston
41681 | WALSVL61 | 5.42 |  | houston | houston | houstonhouston
41682 | WALSVL10 | 11.94 |  | houston | houston | houstonhouston
41700 | WARVUE__ | 24.1 |  | houston | houston | houstonhouston
41711 | WITTER94 | 14.15 |  | houston | houston | houstonhouston
41712 | WITTER21 | 19.97 |  | houston | houston | houstonhouston
42000 | P_H_R___ |  |  | houston | houston | houstonhouston
42010 | P_H_R___ |  |  | houston | houston | houstonhouston
42011 | CP_H_R__ |  |  | houston | houston | houstonhouston
42013 | P_H_R79_ | 10.58 |  | houston | houston | houstonhouston
42014 | P_H_R96_ | 10.58 |  | houston | houston | houstonhouston
42015 | P_H_R___ |  |  | houston | houston | houstonhouston
42020 | P_H_R___ | 0 |  | houston | houston | houstonhouston
42041 | ALMEDA26 | 18.82 |  | houston | houston | houstonhouston
42042 | ALMEDA07 | 31.25 |  | houston | houston | houstonhouston
42061 | ALTA_L93 | 45.58 |  | houston | houston | houstonhouston
42080 | ALVIN___ | 9.21 |  | houston | houston | houstonhouston
42090 | AMOCO___ | 70 |  | houston | houston | houstonhouston
42110 | ANGLTN__ | 9.29 |  | houston | houston | houstonhouston
42120 | ARMAND__ | 16 |  | houston | houston | houstonhouston
42130 | AVAUTO__ |  |  | houston | houston | houstonhouston
42140 | AVAUTO 9 |  |  | houston | houston | houstonhouston
42150 | BASF____ | 92 |  | houston | houston | houstonhouston
42160 | BAYOU___ |  |  | houston | houston | houstonhouston
42170 | BAYWAY__ | 73.11 |  | houston | houston | houstonhouston
42180 | BIGBAY__ | 81.5 |  | houston | houston | houstonhouston
42190 | BIPORT__ | 80 |  | houston | houston | houstonhouston
42195 | BOOSTR__ | 2.25 |  | houston | houston | houstonhouston
42200 | BRYAN___ | 12.99 |  | houston | houston | houstonhouston
42210 | BRZPRT__ | 53.89 |  | houston | houston | houstonhouston
42220 | BYPARK__ | 14.87 |  | houston | houston | houstonhouston
42230 | CAPTOL__ |  |  | houston | houston | houstonhouston
42241 | CARDIF84 | 26.97 |  | houston | houston | houstonhouston
42242 | CARDIF95 | 25.84 |  | houston | houston | houstonhouston
42260 | CELNEC__ | 53.8 |  | houston | houston | houstonhouston
42271 | CHOC_B26 | 13.49 |  | houston | houston | houstonhouston
42272 | CHOC_B07 | 15.74 |  | houston | houston | houstonhouston
42291 | CLEAR95_ | 21.02 |  | houston | houston | houstonhouston
42292 | CLEAR35_ | 25.67 |  | houston | houston | houstonhouston
42311 | COLEGE94 | 22.05 |  | houston | houston | houstonhouston
42312 | COLEGE06 | 25.98 |  | houston | houston | houstonhouston
42330 | CW_COL__ |  |  | houston | houston | houstonhouston
42340 | DAMON___ | 7.69 |  | houston | houston | houstonhouston
42500 | DOW_____ |  |  | houston | houston | houstonhouston
42501 | DOW__STR |  |  | houston | houston | houstonhouston
42502 | DOW__STR |  |  | houston | houston | houstonhouston
42510 | DOW_____ |  |  | houston | houston | houstonhouston
42515 | DOW_____ | 260 |  | houston | houston | houstonhouston
42550 | DROUET__ | 53.24 |  | houston | houston | houstonhouston
42551 | DROUET_T | 26.62 |  | houston | houston | houstonhouston
42561 | ELDORA91 | 25.85 |  | houston | houston | houstonhouston
42562 | ELDORA92 | 28.09 |  | houston | houston | houstonhouston
42581 | ELLING07 | 32.56 |  | houston | houston | houstonhouston
42582 | ELLING91 | 25.02 |  | houston | houston | houstonhouston
42600 | EXTER___ | 2.58 |  | houston | houston | houstonhouston
42610 | FAIRMT__ |  |  | houston | houston | houstonhouston
42611 | FAIRMT95 | 27.86 |  | houston | houston | houstonhouston
42612 | FAIRMT00 | 58.93 |  | houston | houston | houstonhouston
42640 | FREEPT__ | 26.28 |  | houston | houston | houstonhouston
42651 | FRIEND05 | 28.63 |  | houston | houston | houstonhouston
42652 | FRIEND04 | 17.12 |  | houston | houston | houstonhouston
42670 | GALVES__ | 62.79 |  | houston | houston | houstonhouston
42680 | GARDEN__ | 4.59 |  | houston | houston | houstonhouston
42690 | GARDEN__ | 27.52 |  | houston | houston | houstonhouston
42700 | CGARDEN_ |  |  | houston | houston | houstonhouston
42711 | GENOA95_ | 0 |  | houston | houston | houstonhouston
42712 | GENOA35_ | 16.76 |  | houston | houston | houstonhouston
42741 | GULFGT91 | 15.52 |  | houston | houston | houstonhouston
42742 | GULFGT06 | 59.07 |  | houston | houston | houstonhouston
42761 | HALL_06_ | 23.22 |  | houston | houston | houstonhouston
42762 | HALL_91_ | 47.15 |  | houston | houston | houstonhouston
42780 | HANNA___ | 8.99 |  | houston | houston | houstonhouston
42790 | HIMONT__ | 31.36 |  | houston | houston | houstonhouston
42800 | HITCOK__ | 9.53 |  | houston | houston | houstonhouston
42810 | HOFMAN__ | 4.81 |  | houston | houston | houstonhouston
42820 | HASTNG__ |  |  | houston | houston | houstonhouston
42830 | HUNTER__ | 43 |  | houston | houston | houstonhouston
42841 | KEMAH95_ | 30.42 |  | houston | houston | houstonhouston
42842 | KEMAH92_ | 20.31 |  | houston | houston | houstonhouston
42860 | LAMARQ__ | 10.6 |  | houston | houston | houstonhouston
42861 | LAMARQ__ |  |  | houston | houston | houstonhouston
42862 | CAPEMUT3 |  |  | houston | houston | houstonhouston
42870 | LIVRPL__ | 8.55 |  | houston | houston | houstonhouston
42880 | LKJACK__ | 62.82 |  | houston | houston | houstonhouston
42890 | LOMAX___ | 31 |  | houston | houston | houstonhouston
42900 | LUZBAY__ | 4.67 |  | houston | houston | houstonhouston
42910 | LYNPOL__ | 0.5 |  | houston | houston | houstonhouston
42921 | MARYCK06 | 19.03 |  | houston | houston | houstonhouston
42922 | MARYCK91 | 57.09 |  | houston | houston | houstonhouston
42940 | MONSAN__ | 35 |  | houston | houston | houstonhouston
42945 | MONSAN |  |  | houston | houston | houstonhouston
42950 | MOODY63_ | 19.79 |  | houston | houston | houstonhouston
42951 | TERM_A__ |  |  | houston | houston | houstonhouston
42952 | OPN_T_A_ |  |  | houston | houston | houstonhouston
42953 | TERM_B__ |  |  | houston | houston | houstonhouston
42955 | TRMNAL__ | 8 |  | houston | houston | houstonhouston
42960 | MUSTNG__ | 12.4 |  | houston | houston | houstonhouston
42970 | NASA____ | 28.53 |  | houston | houston | houstonhouston
42981 | NASH_02_ | 1.17 |  | houston | houston | houstonhouston
42982 | NASH_45_ | 5.26 |  | houston | houston | houstonhouston
42985 | DYANN |  |  | houston | houston | houstonhouston
43000 | NEEDVL__ | 16.78 |  | houston | houston | houstonhouston
43011 | NEWGLF04 | 0.96 |  | houston | houston | houstonhouston
43012 | NEWGLF60 | 6.01 |  | houston | houston | houstonhouston
43030 | MEADOW |  |  | houston | houston | houstonhouston
43035 | OASIS___ |  |  | houston | houston | houstonhouston
43040 | PASDNA__ | 68.29 |  | houston | houston | houstonhouston
43051 | PEARLD06 | 33.99 |  | houston | houston | houstonhouston
43052 | PEARLD91 | 22.6 |  | houston | houston | houstonhouston
43070 | PETSON__ | 23.78 |  | houston | houston | houstonhouston
43081 | PILGRM06 | 14.05 |  | houston | houston | houstonhouston
43082 | PILGRM07 | 15.61 |  | houston | houston | houstonhouston
43101 | PLARIS95 | 21.83 |  | houston | houston | houstonhouston
43102 | PLARIS35 | 50.68 |  | houston | houston | houstonhouston
43120 | PLEDGR__ | 0.85 |  | houston | houston | houstonhouston
43130 | POWELL__ | 10.01 |  | houston | houston | houstonhouston
43135 | QNTANA | 37 |  | houston | houston | houstonhouston
43140 | RETREV__ | 4.94 |  | houston | houston | houstonhouston
43150 | RIWOOD__ | 3.43 |  | houston | houston | houstonhouston
43170 | S_HOUS__ | 25.35 |  | houston | houston | houstonhouston
43171 | S_HOUS31 | 16.3 |  | houston | houston | houstonhouston
43172 | S_HOUS13 | 16.3 |  | houston | houston | houstonhouston
43173 | S_HOUS12 | 16.3 |  | houston | houston | houstonhouston
43174 | S_HOUS21 | 16.3 |  | houston | houston | houstonhouston
43190 | S_LANE__ | 3.36 |  | houston | houston | houstonhouston
43201 | SEAWAL01 | 17.19 |  | houston | houston | houstonhouston
43202 | SEAWAL63 | 16.93 |  | houston | houston | houstonhouston
43220 | SEAWAY__ | 9.91 |  | houston | houston | houstonhouston
43225 | SEPTON__ | 2.65 |  | houston | houston | houstonhouston
43230 | SHORE___ | 8.14 |  | houston | houston | houstonhouston
43240 | SINTEK__ | 45.06 |  | houston | houston | houstonhouston
43250 | SOUTH___ | 5.33 |  | houston | houston | houstonhouston
43260 | SOWYCK__ | 164.11 |  | houston | houston | houstonhouston
43271 | SPENCR06 | 23.73 |  | houston | houston | houstonhouston
43272 | SPENCR92 | 64.01 |  | houston | houston | houstonhouston
43290 | STEWRT__ | 20.76 |  | houston | houston | houstonhouston
43300 | STRATT__ | 22.2 |  | houston | houston | houstonhouston
43310 | SURFSI__ | 10.24 |  | houston | houston | houstonhouston
43321 | TELPHN06 | 28.9 |  | houston | houston | houstonhouston
43322 | TELPHN91 | 22.59 |  | houston | houston | houstonhouston
43330 | CAVERN__ | 9 |  | houston | houston | houstonhouston
43340 | TXGLF___ | 0.55 |  | houston | houston | houstonhouston
43350 | TEXWES__ | 0.33 |  | houston | houston | houstonhouston
43355 | TIKIS___ | 4.53 |  | houston | houston | houstonhouston
43356 | CAPEMUT4 |  |  | houston | houston | houstonhouston
43360 | VLASCO__ | 26.86 |  | houston | houston | houstonhouston
43370 | VLASCO__ |  |  | houston | houston | houstonhouston
43380 | W_COL___ |  |  | houston | houston | houstonhouston
43390 | W_COL___ | 0.89 |  | houston | houston | houstonhouston
43400 | W_GALV__ | 55.21 |  | houston | houston | houstonhouston
43500 | WEBSTR__ |  |  | houston | houston | houstonhouston
43501 | WEBSTR93 | 24.28 |  | houston | houston | houstonhouston
43502 | WEBSTTR2 | 35.91 |  | houston | houston | houstonhouston
43503 | WEBSTR35 | 24.96 |  | houston | houston | houstonhouston
43504 | WEBSTR92 | 0 |  | houston | houston | houstonhouston
43507 | CWEBSTR_ |  |  | houston | houston | houstonhouston
43510 | WEBSTR__ |  |  | houston | houston | houstonhouston
43520 | WESTBY_5 | 7.63 |  | houston | houston | houstonhouston
43521 | WESTBY_4 | 0.16 |  | houston | houston | houstonhouston
43570 | WHARTN__ | 36.15 |  | houston | houston | houstonhouston
44000 | W_A_P___ |  |  | houston | houston | houstonhouston
44010 | W_A_P___ |  |  | houston | houston | houstonhouston
44020 | ALIEF___ | 89.44 |  | houston | houston | houstonhouston
44031 | ARCOLA80 | 38.06 |  | houston | houston | houstonhouston
44032 | ARCOLA82 | 35.02 |  | houston | houston | houstonhouston
44051 | BARKER78 | 119.9 |  | houston | houston | houstonhouston
44052 | BARKER73 | 58.06 |  | houston | houston | houstonhouston
44070 | BG_CRK__ | 5.79 |  | houston | houston | houstonhouston
44081 | BLURIG05 | 39.81 |  | houston | houston | houstonhouston
44082 | BLURIG02 | 25.48 |  | houston | houston | houstonhouston
44100 | BRAZOS__ | 28.67 |  | houston | houston | houstonhouston
44110 | BRISCO__ | 0.8 |  | houston | houston | houstonhouston
44120 | BRITMR__ | 53.82 |  | houston | houston | houstonhouston
44130 | CANEY___ | 0 |  | houston | houston | houstonhouston
44131 | CANEY___ | 14.62 |  | houston | houston | houstonhouston
44140 | CLODIN__ | 86.08 |  | houston | houston | houstonhouston
44150 | CCLODIN_ |  |  | houston | houston | houstonhouston
44160 | COLLIN__ | 10 |  | houston | houston | houstonhouston
44170 | CRABB___ | 148 |  | houston | houston | houstonhouston
44180 | DEWALT__ | 142.02 |  | houston | houston | houstonhouston
44190 | E_BERN__ | 11.44 |  | houston | houston | houstonhouston
44200 | HILLJE |  |  | houston | houston | houstonhouston
44210 | ECHO_73_ | 0 |  | houston | houston | houstonhouston
44211 | ECHO_13_ | 20.58 |  | houston | houston | houstonhouston
44212 | ECHO_31_ | 34.29 |  | houston | houston | houstonhouston
44213 | ECHO_14_ | 13.72 |  | houston | houston | houstonhouston
44214 | ECHO_41_ | 0 |  | houston | houston | houstonhouston
44215 | ECHO_81_ | 27.43 |  | houston | houston | houstonhouston
44230 | FLEWLN__ | 132.98 |  | houston | houston | houstonhouston
44231 | CFLEWLN_ |  |  | houston | houston | houstonhouston
44240 | FLEWLN__ |  |  | houston | houston | houstonhouston
44250 | FOSTER__ | 3 |  | houston | houston | houstonhouston
44261 | FRANZ09_ | 113.6 |  | houston | houston | houstonhouston
44262 | FRANZ66_ | 90.86 |  | houston | houston | houstonhouston
44280 | FTBEND__ |  |  | houston | houston | houstonhouston
44290 | FTBEND__ |  |  | houston | houston | houstonhouston
44300 | CFTBEND_ |  |  | houston | houston | houstonhouston
44310 | HAYES___ | 54.39 |  | houston | houston | houstonhouston
44311 | HAYES24_ | 31.47 |  | houston | houston | houstonhouston
44312 | HAYES09_ | 0 |  | houston | houston | houstonhouston
44341 | IMPERL80 | 117.83 |  | houston | houston | houstonhouston
44342 | IMPERL05 | 63.78 |  | houston | houston | houstonhouston
44361 | INTERM05 | 14.08 |  | houston | houston | houstonhouston
44362 | INTERM26 | 15.5 |  | houston | houston | houstonhouston
44380 | JULIFF__ | 1.5 |  | houston | houston | houstonhouston
44390 | KARSTN__ |  |  | houston | houston | houstonhouston
44400 | KARSTN__ |  |  | houston | houston | houstonhouston
44410 | CKARSTN_ |  |  | houston | houston | houstonhouston
44421 | KATY_09_ | 57.39 |  | houston | houston | houstonhouston
44422 | KATY_66_ | 51.15 |  | houston | houston | houstonhouston
44440 | MANVEL__ | 17.86 |  | houston | houston | houstonhouston
44450 | MASON___ | 189.24 |  | houston | houston | houstonhouston
44461 | MEMORL81 | 25.32 |  | houston | houston | houstonhouston
44462 | MEMORL73 | 46.2 |  | houston | houston | houstonhouston
44481 | MOCITY__ | 20.76 |  | houston | houston | houstonhouston
44482 | MOCITY__ | 30.48 |  | houston | houston | houstonhouston
44490 | MULA____ | 9.17 |  | houston | houston | houstonhouston
44500 | OBRIEN__ |  |  | houston | houston | houstonhouston
44510 | OBRIEN__ |  |  | houston | houston | houstonhouston
44511 | OBRIEN25 | 49.41 |  | houston | houston | houstonhouston
44512 | OBRIEN73 | 78.27 |  | houston | houston | houstonhouston
44540 | ORCHRD__ | 9.07 |  | houston | houston | houstonhouston
44551 | QUAIL02_ | 24.42 |  | houston | houston | houstonhouston
44552 | QUAIL26_ | 27.8 |  | houston | houston | houstonhouston
44570 | READNG__ | 61.67 |  | houston | houston | houstonhouston
44580 | RICHMN__ | 1.5 |  | houston | houston | houstonhouston
44590 | ROARK___ | 124.83 |  | houston | houston | houstonhouston
44600 | ROSHRN__ | 14.26 |  | houston | houston | houstonhouston
44610 | ROSNBG__ | 37.42 |  | houston | houston | houstonhouston
44620 | SAUER81_ | 28.88 |  | houston | houston | houstonhouston
44621 | SAUER14_ | 14.44 |  | houston | houston | houstonhouston
44622 | SAUER41_ | 7.22 |  | houston | houston | houstonhouston
44623 | SAUER23_ | 14.44 |  | houston | houston | houstonhouston
44624 | SAUER32_ | 14.44 |  | houston | houston | houstonhouston
44625 | SAUER73_ | 28.88 |  | houston | houston | houstonhouston
44626 | SAUDP81 |  |  | houston | houston | houstonhouston
44627 | SAUDP73 |  |  | houston | houston | houstonhouston
44640 | SEALY___ | 40.31 |  | houston | houston | houstonhouston
44645 | SNGLTN_3 |  |  | north | north | northnorth
44650 | SMTHRS__ |  |  | houston | houston | houstonhouston
44651 | SIENNA02 | 48.45 |  | houston | houston | houstonhouston
44652 | SIENNA05 | 24.22 |  | houston | houston | houstonhouston
44656 | SLRDP81 |  |  | houston | houston | houstonhouston
44657 | SLRDP73 |  |  | houston | houston | houstonhouston
44671 | STAFRD09 | 40.08 |  | houston | houston | houstonhouston
44672 | STAFRD05 | 54.68 |  | houston | houston | houstonhouston
44691 | TELVEW02 | 14.59 |  | houston | houston | houstonhouston
44692 | TELVEW26 | 17.64 |  | houston | houston | houstonhouston
44710 | TXINS___ | 20.96 |  | houston | houston | houstonhouston
44721 | THOMSN80 | 0.9 |  | houston | houston | houstonhouston
44722 | THOMSN82 | 1.1 |  | houston | houston | houstonhouston
44740 | WALLIS__ | 13.73 |  | houston | houston | houstonhouston
44760 | WCHASE__ | 103.43 |  | houston | houston | houstonhouston
44761 | WCHASE05 | 0 |  | houston | houston | houstonhouston
44762 | WCHASE24 | 64.55 |  | houston | houston | houstonhouston
44780 | WESTIM__ | 135.31 |  | houston | houston | houstonhouston
44790 | WIRT_73_ | 0 |  | houston | houston | houstonhouston
44791 | WIRT_13_ | 27.15 |  | houston | houston | houstonhouston
44792 | WIRT_31_ | 13.57 |  | houston | houston | houstonhouston
44793 | WIRT_23_ | 0 |  | houston | houston | houstonhouston
44794 | WIRT_32_ | 13.57 |  | houston | houston | houstonhouston
44795 | WIRT_81_ | 27.15 |  | houston | houston | houstonhouston
44801 | WOODCK81 | 45.89 |  | houston | houston | houstonhouston
44802 | WOODCK73 | 54.26 |  | houston | houston | houstonhouston
45500 | T_H_W___ |  |  | houston | houston | houstonhouston
45510 | T_H_W___ |  |  | houston | houston | houstonhouston
45511 | T_H_W81_ | 88.62 |  | houston | houston | houstonhouston
45512 | T_H_W95_ | 138.18 |  | houston | houston | houstonhouston
45515 | T_H_W___ |  |  | houston | houston | houstonhouston
45520 | T_H_W___ |  |  | houston | houston | houstonhouston
45530 | T_H_W___ |  |  | houston | houston | houstonhouston
45600 | ADICKS__ |  |  | houston | houston | houstonhouston
45610 | ADICKS__ | 103.98 |  | houston | houston | houstonhouston
45611 | ADICKS__ | 51.99 |  | houston | houston | houstonhouston
45620 | CADICKS_ |  |  | houston | houston | houstonhouston
45630 | AIRLIN__ | 77.88 |  | houston | houston | houstonhouston
45640 | ALDINE__ | 85.28 |  | houston | houston | houstonhouston
45651 | BAMMEL__ | 183.72 |  | houston | houston | houstonhouston
45670 | BERRY___ | 63.87 |  | houston | houston | houstonhouston
45675 | BETKA___ | 17.1 |  | houston | houston | houstonhouston
45681 | CAMBEL09 | 25.9 |  | houston | houston | houstonhouston
45682 | CAMBEL21 | 54.46 |  | houston | houston | houstonhouston
45700 | CAMRON__ | 11.76 |  | houston | houston | houstonhouston
45711 | CYFAIR21 | 128.95 |  | houston | houston | houstonhouston
45712 | CYFAIR76 | 69.43 |  | houston | houston | houstonhouston
45730 | DEIHL___ | 77.33 |  | houston | houston | houstonhouston
45740 | DRILCO__ | 7 |  | houston | houston | houstonhouston
45750 | EUREKA__ | 89.56 |  | houston | houston | houstonhouston
45760 | FAIRBK__ | 174.87 |  | houston | houston | houstonhouston
45770 | FREMAN__ | 8.08 |  | houston | houston | houstonhouston
45781 | GEARS67_ | 71.18 |  | houston | houston | houstonhouston
45782 | GEARS95_ | 64.02 |  | houston | houston | houstonhouston
45801 | GERTIE21 | 46.8 |  | houston | houston | houstonhouston
45802 | GERTIE76 | 166.27 |  | houston | houston | houstonhouston
45821 | GREENS86 | 8.22 |  | houston | houston | houstonhouston
45822 | GREENS90 | 12.32 |  | houston | houston | houstonhouston
45840 | HARDY___ | 26.7 |  | houston | houston | houstonhouston
45850 | C_HARDY_ |  |  | houston | houston | houstonhouston
45861 | HIDDEN67 | 30.05 |  | houston | houston | houstonhouston
45862 | HIDDEN95 | 27.73 |  | houston | houston | houstonhouston
45880 | HOCKLY__ | 51.6 |  | houston | houston | houstonhouston
45885 | CHOCKLY_ |  |  | houston | houston | houstonhouston
45890 | HOCKLY__ | 21.15 |  | houston | houston | houstonhouston
45900 | INTEQ___ | 5.1 |  | houston | houston | houstonhouston
45910 | INTER___ | 32.24 |  | houston | houston | houstonhouston
45921 | JESTER67 | 31.63 |  | houston | houston | houstonhouston
45922 | JESTER81 | 0 |  | houston | houston | houstonhouston
45940 | KLEIN___ | 188.21 |  | houston | houston | houstonhouston
45952 | KLUGE___ | 234.48 |  | houston | houston | houstonhouston
45953 | CKLUGE__ |  |  | houston | houston | houstonhouston
45971 | KUYDAL74 | 50.18 |  | houston | houston | houstonhouston
45972 | KUYDAL75 | 75.26 |  | houston | houston | houstonhouston
45990 | L_YORK__ | 69.76 |  | houston | houston | houstonhouston
46001 | LAUDER90 | 17.45 |  | houston | houston | houstonhouston
46002 | LAUDER95 | 19.77 |  | houston | houston | houstonhouston
46020 | LIMEST__ |  |  | north | north | northnorth
46031 | LOCKWD90 | 60.68 |  | houston | houston | houstonhouston
46032 | LOCKWD86 | 55.24 |  | houston | houston | houstonhouston
46051 | LOUETA66 | 90.82 |  | houston | houston | houstonhouston
46052 | LOUETA81 | 55.78 |  | houston | houston | houstonhouston
46100 | N_BELT__ |  |  | houston | houston | houstonhouston
46110 | N_BELT__ | 113.5 |  | houston | houston | houstonhouston
46111 | CN_BEL95 |  |  | houston | houston | houstonhouston
46112 | CN_BEL90 |  |  | houston | houston | houstonhouston
46220 | PETERS__ |  |  | houston | houston | houstonhouston
46230 | PETERS__ | 2 |  | houston | houston | houstonhouston
46240 | PINHUR__ | 133.4 |  | houston | houston | houstonhouston
46250 | RACOON__ | 1.14 |  | houston | houston | houstonhouston
46261 | RAYFRD66 | 157.55 |  | houston | houston | houstonhouston
46281 | RITTEN86 | 18.86 |  | houston | houston | houstonhouston
46282 | RITTEN95 | 28.5 |  | houston | houston | houstonhouston
46290 | ROTHWOOD |  |  | houston | houston | houstonhouston
46295 | ROTHWOOD |  |  | houston | houston | houstonhouston
46300 | SATSUM__ | 95.12 |  | houston | houston | houstonhouston
46301 | SATSUM24 | 50.47 |  | houston | houston | houstonhouston
46302 | SATSUM76 | 135.9 |  | houston | houston | houstonhouston
46331 | SCENIC86 | 24.94 |  | houston | houston | houstonhouston
46332 | SCENIC90 | 22.95 |  | houston | houston | houstonhouston
46351 | TODD_21_ | 63.22 |  | houston | houston | houstonhouston
46352 | TODD_09_ | 23.57 |  | houston | houston | houstonhouston
46500 | TOMBAL__ |  |  | houston | houston | houstonhouston
46510 | TOMBAL__ |  |  | houston | houston | houstonhouston
46511 | TOMBAL66 | 71.59 |  | houston | houston | houstonhouston
46512 | TOMBAL81 | 84.12 |  | houston | houston | houstonhouston
46520 | CTOMBAL_ |  |  | houston | houston | houstonhouston
46550 | TRSWIG__ | 163.21 |  | houston | houston | houstonhouston
46551 | VETRAN67 | 0 |  | houston | houston | houstonhouston
46552 | VETRAN81 | 8.24 |  | houston | houston | houstonhouston
46560 | WALLER__ | 15.71 |  | houston | houston | houstonhouston
46570 | WESFLD__ | 127.24 |  | houston | houston | houstonhouston
46571 | CWESFLD_ |  |  | houston | houston | houstonhouston
46600 | WHITOK__ |  |  | houston | houston | houstonhouston
46610 | WHITOK__ | 47.06 |  | houston | houston | houstonhouston
46611 | WHITOK73 | 21.61 |  | houston | houston | houstonhouston
46612 | WHITOK09 | 33.47 |  | houston | houston | houstonhouston
46615 | WHITOK__ |  |  | houston | houston | houstonhouston
46616 | CWHITOK_ |  |  | houston | houston | houstonhouston
46620 | WHITOK__ |  |  | houston | houston | houstonhouston
46660 | WILLOW__ | 37 |  | houston | houston | houstonhouston
47000 | BELAIR__ |  |  | houston | houston | houstonhouston
47010 | BELAIR__ | 78.96 |  | houston | houston | houstonhouston
47011 | BELAIR35 | 44.8 |  | houston | houston | houstonhouston
47012 | BELAIR24 | 44.87 |  | houston | houston | houstonhouston
47013 | CBELAIR_ |  |  | houston | houston | houstonhouston
47015 | BELAIR__ |  |  | houston | houston | houstonhouston
47016 | SVC_BELA |  |  | houston | houston | houstonhouston
47050 | BRAYS___ | 82.99 |  | houston | houston | houstonhouston
47071 | DUNVAL05 | 22.28 |  | houston | houston | houstonhouston
47072 | DUNVAL24 | 55.85 |  | houston | houston | houstonhouston
47090 | FANNIN__ | 57.26 |  | houston | houston | houstonhouston
47100 | FONDRN__ | 105.59 |  | houston | houston | houstonhouston
47110 | GRANT___ | 179.55 |  | houston | houston | houstonhouston
47150 | H_O_C___ |  |  | houston | houston | houstonhouston
47155 | CH_O_C__ |  |  | houston | houston | houstonhouston
47160 | H_O_C___ | 67.75 |  | houston | houston | houstonhouston
47165 | H_O_C___ |  |  | houston | houston | houstonhouston
47170 | CH_O_C__ |  |  | houston | houston | houstonhouston
47191 | HILCRF24 | 22.83 |  | houston | houston | houstonhouston
47192 | HILCRF05 | 45.06 |  | houston | houston | houstonhouston
47210 | HOLMES__ | 83.82 |  | houston | houston | houstonhouston
47300 | JENETA__ |  |  | houston | houston | houstonhouston
47310 | JENETA__ | 78.41 |  | houston | houston | houstonhouston
47320 | KIRBY___ | 138.63 |  | houston | houston | houstonhouston
47331 | KNIGHT08 | 17.64 |  | houston | houston | houstonhouston
47332 | KNIGHT06 | 21.89 |  | houston | houston | houstonhouston
47350 | PLAZA___ | 73.15 |  | houston | houston | houstonhouston
47380 | SANFLP__ | 48.06 |  | houston | houston | houstonhouston
47381 | SANFLP36 | 26.87 |  | houston | houston | houstonhouston
47382 | SANFLP78 | 23.29 |  | houston | houston | houstonhouston
47383 | SANFLP87 | 47.9 |  | houston | houston | houstonhouston
47384 | SANFLP63 | 63.56 |  | houston | houston | houstonhouston
47411 | SHARPS05 | 56.5 |  | houston | houston | houstonhouston
47412 | SHARPS25 | 60.49 |  | houston | houston | houstonhouston
47420 | STADIM__ | 8 |  | houston | houston | houstonhouston
47430 | TECO____ | 90 |  | houston | houston | houstonhouston
47441 | ULRICH35 | 82.47 |  | houston | houston | houstonhouston
47442 | ULRICH24 | 84.88 |  | houston | houston | houstonhouston
47461 | WESTWD3_ | 49 |  | houston | houston | houstonhouston
47462 | WESTWD2_ | 22.17 |  | houston | houston | houstonhouston
47500 | DWNTWN__ |  |  | houston | houston | houstonhouston
47510 | DWNTWN__ | 79.73 |  | houston | houston | houstonhouston
47521 | BLOGET37 | 27.96 |  | houston | houston | houstonhouston
47522 | BLOGET46 | 18.5 |  | houston | houston | houstonhouston
47540 | BRING___ | 24.58 |  | houston | houston | houstonhouston
47550 | BROWN___ | 4.71 |  | houston | houston | houstonhouston
47560 | COUGAR__ | 30.68 |  | houston | houston | houstonhouston
47570 | CRCKET__ | 55.97 |  | houston | houston | houstonhouston
47571 | CCRCKET_ |  |  | houston | houston | houstonhouston
47580 | DUNLVY__ | 82.55 |  | houston | houston | houstonhouston
47600 | E_SIDE__ | 42.9 |  | houston | houston | houstonhouston
47610 | CESTSIDE |  |  | houston | houston | houstonhouston
47620 | FRAKLN__ | 59.35 |  | houston | houston | houstonhouston
47630 | GABLE___ |  |  | houston | houston | houstonhouston
47640 | GABLE___ | 49.76 |  | houston | houston | houstonhouston
47660 | GARROT__ | 93.31 |  | houston | houston | houstonhouston
47670 | GENRAL__ | 12.37 |  | houston | houston | houstonhouston
47680 | HIGHTS__ | 95.32 |  | houston | houston | houstonhouston
47690 | HYDEPK__ | 43.41 |  | houston | houston | houstonhouston
47700 | MAG_PK__ | 62.45 |  | houston | houston | houstonhouston
47701 | MAG_PK__ | 6.92 |  | houston | houston | houstonhouston
47705 | MIDTWN__ | 17.87 |  | houston | houston | houstonhouston
47707 | MIDRCLS_ |  |  | houston | houston | houstonhouston
47711 | N_SIDE91 | 20.09 |  | houston | houston | houstonhouston
47712 | N_SIDE21 | 22.97 |  | houston | houston | houstonhouston
47730 | POLK____ | 146.72 |  | houston | houston | houstonhouston
47750 | UNIVER__ |  |  | houston | houston | houstonhouston
47751 | UNIVER__ | 17.86 |  | houston | houston | houstonhouston
47752 | UNIVER__ | 38.83 |  | houston | houston | houstonhouston
48500 | APD_GT1_ |  | 136 | houston | houston | houstonhouston
48510 | AK_GT1__ |  | 33.4 | houston | houston | houstonhouston
48511 | LPE_GT1_ |  | 42 | houston | houston | houstonhouston
48512 | LPE_GT2_ |  | 42 | houston | houston | houstonhouston
48513 | LPE_GT3_ |  | 38 | houston | houston | houstonhouston
48514 | LPE_GT4_ |  | 38 | houston | houston | houstonhouston
48520 | BSF_GT1_ |  | 81 | houston | houston | houstonhouston
48521 | BVE_GT1_ |  | 163 | houston | houston | houstonhouston
48522 | BVE_GT2_ |  | 163 | houston | houston | houstonhouston
48523 | BVE_ST1_ |  | 245 | houston | houston | houstonhouston
48531 | BYU_GT1_ |  | 65 | houston | houston | houstonhouston
48532 | BYU_GT2_ |  | 60 | houston | houston | houstonhouston
48533 | BYU_GT3_ |  | 65 | houston | houston | houstonhouston
48534 | BYU_GT4_ |  | 65 | houston | houston | houstonhouston
48551 | CAL_GT1_ |  | 149 | houston | houston | houstonhouston
48552 | CAL_ST1_ |  | 65.1 | houston | houston | houstonhouston
48561 | CTL_GT2_ |  | 49.96 | houston | houston | houstonhouston
48562 | CTL_GT3_ |  | 30.31 | houston | houston | houstonhouston
48563 | CTL_GT4_ |  | 30.28 | houston | houston | houstonhouston
48564 | CTL_GN1_ |  | 12.92 | houston | houston | houstonhouston
48565 | CTL_GN2_ |  | 3.4 | houston | houston | houstonhouston
48581 | CBY_GN1_ |  | 743 | houston | houston | houstonhouston
48582 | CBY_GN2_ |  | 551.25 | houston | houston | houstonhouston
48583 | CBY_GT4_ |  | 172 | houston | houston | houstonhouston
48584 | CBY_GT4_ |  | 172 | houston | houston | houstonhouston
48585 | CBY_ST4_ |  | 172 | houston | houston | houstonhouston
48591 | CHE_GT2_ |  | 173 | houston | houston | houstonhouston
48593 | CHE_GT1_ |  | 173 | houston | houston | houstonhouston
48594 | CHE_GN4_ |  | 135 | houston | houston | houstonhouston
48595 | BTE_GT2_ |  | 162.8 | houston | houston | houstonhouston
48596 | BTE_GT3_ |  | 161.4 | houston | houston | houstonhouston
48597 | BTE_GT4_ |  | 158.9 | houston | houston | houstonhouston
48598 | BTE_ST1_ |  | 269.2 | houston | houston | houstonhouston
48611 | DIB_GT1_ |  | 64 | houston | houston | houstonhouston
48612 | DIB_GT2_ |  | 63.2 | houston | houston | houstonhouston
48613 | DIB_ST1_ |  | 82.57 | houston | houston | houstonhouston
48614 | DIB_GT3_ |  | 73.6 | houston | houston | houstonhouston
48641 | DPEC_GT1 |  | 163.2 | houston | houston | houstonhouston
48642 | DPEC_GT2 |  | 157.1 | houston | houston | houstonhouston
48643 | DPEC_GT3 |  | 157.5 | houston | houston | houstonhouston
48644 | DPEC_GT4 |  | 157 | houston | houston | houstonhouston
48645 | DPEC_ST5 |  | 269 | houston | houston | houstonhouston
48651 | EP_1_2 |  | 21.7 | houston | houston | houstonhouston
48671 | FTR_GT1_ |  | 154.2 | north | north | northnorth
48672 | FTR_GT2_ |  | 156 | north | north | northnorth
48673 | FTR_GT3_ |  | 156 | north | north | northnorth
48674 | FTR_CN4_ |  | 380 | north | north | northnorth
48690 | GBY_GN5_ |  | 199 | houston | houston | houstonhouston
48691 | GBY_7374 |  | 0 | houston | houston | houstonhouston
48692 | GBY_8182 |  | 0 | houston | houston | houstonhouston
48693 | GBY_8384 |  | 0 | houston | houston | houstonhouston
48721 | LEG_1___ |  | 827 | north | north | northnorth
48722 | LEG_2___ |  | 818.99 | north | north | northnorth
48730 | MNS_GT |  | 43 | houston | houston | houstonhouston
48731 | CBE_GT1 |  | 76 | houston | houston | houstonhouston
48732 | CBE_GT2 |  | 76 | houston | houston | houstonhouston
48733 | CBE_ST12 |  | 105 | houston | houston | houstonhouston
48734 | CBE_GT3 |  | 74 | houston | houston | houstonhouston
48735 | CBE_GT4 |  | 74 | houston | houston | houstonhouston
48736 | CBE_ST34 |  | 102 | houston | houston | houstonhouston
48740 | PSG_GN2_ |  | 180 | houston | houston | houstonhouston
48741 | PSG_GT2_ |  | 158.6 | houston | houston | houstonhouston
48742 | PSG_GT3_ |  | 157 | houston | houston | houstonhouston
48761 | PR_GT1__ |  | 26 | houston | houston | houstonhouston
48772 | PHR_GN2_ |  | 0 | houston | houston | houstonhouston
48791 | PSA_GT1_ |  | 65 | houston | houston | houstonhouston
48792 | PSA_GT2_ |  | 66 | houston | houston | houstonhouston
48793 | PSA_GT3_ |  | 70 | houston | houston | houstonhouston
48794 | PSA_GT4_ |  | 63 | houston | houston | houstonhouston
48795 | PSA_GT5_ |  | 62 | houston | houston | houstonhouston
48796 | PSA_GN1_ |  | 104 | houston | houston | houstonhouston
48797 | PSA_GT6_ |  | 59 | houston | houston | houstonhouston
48811 | CVC_GT3_ |  | 156 | houston | houston | houstonhouston
48812 | CVC_GT2_ |  | 154 | houston | houston | houstonhouston
48813 | CVC_GT1_ |  | 154 | houston | houston | houstonhouston
48814 | CVC_ST5_ |  | 162 | houston | houston | houstonhouston
48815 | CVC_GT4_ |  | 157 | houston | houston | houstonhouston
48816 | CVC_GSTR |  |  | houston | houston | houstonhouston
48820 | SHELLG1_ |  | 71 | houston | houston | houstonhouston
48821 | SHELLG2 |  | 72 | houston | houston | houstonhouston
48822 | SHELLG3_ |  | 69 | houston | houston | houstonhouston
48841 | SJS_GT1_ |  | 48.98 | houston | houston | houstonhouston
48842 | SJS_GT2_ |  | 49.04 | houston | houston | houstonhouston
48845 | SOL_GT1 |  | 16.2 | houston | houston | houstonhouston
48851 | SRB_GN1_ |  | 123.75 | houston | houston | houstonhouston
48852 | SRB_GN2_ |  | 0 | houston | houston | houstonhouston
48853 | SRB_GN3_ |  | 213 | houston | houston | houstonhouston
48854 | SRB_GN4_ |  | 171 | houston | houston | houstonhouston
48855 | SRB_GT21 |  | 0 | houston | houston | houstonhouston
48865 | TECO_GT1 |  | 50 | houston | houston | houstonhouston
48873 | THW_ST3_ |  | 104 | houston | houston | houstonhouston
48874 | THW_ST4_ |  | 90.38 | houston | houston | houstonhouston
48875 | THW_3132 |  | 107 | houston | houston | houstonhouston
48877 | THW_3334 |  | 114 | houston | houston | houstonhouston
48879 | THW_4142 |  | 93.85 | houston | houston | houstonhouston
48881 | THW_4344 |  | 100.8 | houston | houston | houstonhouston
48883 | THW_GT1_ |  | 0 | houston | houston | houstonhouston
48885 | THW_5152 |  | 0 | houston | houston | houstonhouston
48886 | THW_5354 |  | 0 | houston | houston | houstonhouston
48887 | THW_5556 |  | 0 | houston | houston | houstonhouston
48911 | TGF_GT1_ |  | 66 | houston | houston | houstonhouston
48921 | WAP_GN1_ |  | 120.75 | houston | houston | houstonhouston
48922 | WAP_GN2_ |  | 83 | houston | houston | houstonhouston
48923 | WAP_GN3_ |  | 186 | houston | houston | houstonhouston
48924 | WAP_GN4_ |  | 409.5 | houston | houston | houstonhouston
48925 | WAP_GN5_ |  | 581.95 | houston | houston | houstonhouston
48926 | WAP_GN6_ |  | 651 | houston | houston | houstonhouston
48927 | WAP_GN7_ |  | 564 | houston | houston | houstonhouston
48928 | WAP_GN8_ |  | 600 | houston | houston | houstonhouston
48929 | WAPGT21_ |  | 0 | houston | houston | houstonhouston
48940 | WARVUE_G |  | 12 | houston | houston | houstonhouston
49801 | EXN_4 | 72.3 |  | houston | houston | houstonhouston
49802 | EXN_11 | 35.2 |  | houston | houston | houstonhouston
49803 | EXN_15GT |  | 33 | houston | houston | houstonhouston
49804 | EXN_16GT | 7.2 | 32 | houston | houston | houstonhouston
49805 | EXN_17GT | 2.7 | 31 | houston | houston | houstonhouston
49806 | EXN_21 |  |  | houston | houston | houstonhouston
49807 | EXN_121 | 44.3 |  | houston | houston | houstonhouston
49808 | EXN_129 |  |  | houston | houston | houstonhouston
49809 | EXN_R1 |  |  | houston | houston | houstonhouston
49810 | EXN_R2 |  |  | houston | houston | houstonhouston
49811 | EXN_399 |  |  | houston | houston | houstonhouston
49812 | EXN_411 | 60.5 |  | houston | houston | houstonhouston
49813 | EXN_440 |  |  | houston | houston | houstonhouston
49814 | EXN_441 | 4.6 |  | houston | houston | houstonhouston
49815 | EXN_460 |  |  | houston | houston | houstonhouston
49816 | EXN_461 | 23.5 |  | houston | houston | houstonhouston
49817 | EXN_470 |  |  | houston | houston | houstonhouston
49818 | EXN_471 | 20.8 |  | houston | houston | houstonhouston
49819 | EXN_660 |  |  | houston | houston | houstonhouston
49820 | EXN_661 | 29.8 |  | houston | houston | houstonhouston
49821 | EXN_698 |  |  | houston | houston | houstonhouston
49822 | EXN_930 |  |  | houston | houston | houstonhouston
49823 | EXN_931 | 9 |  | houston | houston | houstonhouston
49824 | EXN935GT | 14.5 |  | houston | houston | houstonhouston
49825 | EXN937GT | 10.9 |  | houston | houston | houstonhouston
49826 | EXN938GT | 23.5 | 43 | houston | houston | houstonhouston
49827 | EXN_940 |  |  | houston | houston | houstonhouston
49828 | EXN941GT | 11.8 | 19 | houston | houston | houstonhouston
49829 | EXN942GT | 11.8 | 20 | houston | houston | houstonhouston
49830 | EXN943GT | 10.9 | 19 | houston | houston | houstonhouston
49831 | EXN944GT | 12.6 | 33 | houston | houston | houstonhouston
49832 | EXN945GT | 26.2 | 19 | houston | houston | houstonhouston
49833 | EXN_946 | 10.9 |  | houston | houston | houstonhouston
49834 | EXN_947 | 16.2 |  | houston | houston | houstonhouston
49835 | EXN_948 | 10.8 |  | houston | houston | houstonhouston
49836 | EXN_949 |  |  | houston | houston | houstonhouston
49837 | EXN_GT |  | 81 | houston | houston | houstonhouston
49838 | EXN_14GT |  | 140 | houston | houston | houstonhouston
49839 | EXN_929 |  |  | houston | houston | houstonhouston
49851 | DOW17000 |  | 39 | houston | houston | houstonhouston
49852 | DOW17132 |  |  | houston | houston | houstonhouston
49853 | DOW20000 |  |  | houston | houston | houstonhouston
49854 | DOW20990 |  |  | houston | houston | houstonhouston
49855 | DOW21998 |  |  | houston | houston | houstonhouston
49856 | DOW29999 |  |  | houston | houston | houstonhouston
49857 | DOW38000 |  |  | houston | houston | houstonhouston
49858 | DOW38100 |  | 45 | houston | houston | houstonhouston
49859 | DOW38200 |  | 28 | houston | houston | houstonhouston
49860 | DOW38300 |  | 63 | houston | houston | houstonhouston
49861 | DOW39000 |  |  | houston | houston | houstonhouston
49862 | DOW39100 | 107 | 54 | houston | houston | houstonhouston
49863 | DOW39200 | 107 | 55 | houston | houston | houstonhouston
49864 | DOW40000 |  |  | houston | houston | houstonhouston
49865 | DOW41000 |  | 31 | houston | houston | houstonhouston
49866 | DOW42000 |  | 11 | houston | houston | houstonhouston
49867 | DOW44600 |  |  | houston | houston | houstonhouston
49868 | DOW45100 |  |  | houston | houston | houstonhouston
49869 | DOW49000 | 107 | 59 | houston | houston | houstonhouston
49870 | DOW61000 |  | 44 | houston | houston | houstonhouston
49871 | DOW62000 |  | 40 | houston | houston | houstonhouston
49872 | DOW63000 |  | 45 | houston | houston | houstonhouston
49873 | DOW64000 |  | 41 | houston | houston | houstonhouston
49874 | DOW64100 |  |  | houston | houston | houstonhouston
49875 | DOW64110 |  |  | houston | houston | houstonhouston
49876 | DOW65000 | 100 | 63 | houston | houston | houstonhouston
49877 | DOW66000 | 107 | 61 | houston | houston | houstonhouston
49878 | DOW67000 | 107 | 65 | houston | houston | houstonhouston
49879 | DOW68000 |  |  | houston | houston | houstonhouston
49880 | DOW69000 |  |  | houston | houston | houstonhouston
49881 | DOW69099 |  |  | houston | houston | houstonhouston
49882 | DOW81000 |  | 47 | houston | houston | houstonhouston
49883 | DOW81990 |  |  | houston | houston | houstonhouston
49884 | DOW82000 | 90 | 51 | houston | houston | houstonhouston
49885 | DOW83000 | 90 | 51 | houston | houston | houstonhouston
49886 | DOW84000 | 185 | 107 | houston | houston | houstonhouston
49887 | DOW89996 |  |  | houston | houston | houstonhouston
49984 | DOW_A3_T |  |  | houston | houston | houstonhouston
49985 | DOW_A4_T |  |  | houston | houston | houstonhouston
49986 | EXXON_T1 |  |  | houston | houston | houstonhouston
49987 | EXXON_T2 |  |  | houston | houston | houstonhouston
49998 | EXXON_T3 |  |  | houston | houston | houstonhouston
58909 | PEARSALL |  | 50.64 | south | south | southsouth
58919 | PEARSALL |  | 50.64 | south | south | southsouth
58929 | PEARSALL |  | 50.64 | south | south | southsouth
58949 | PEARSALL |  | 50.64 | south | south | southsouth
58959 | PEARSALL |  |  | south | south | southsouth
59300 | PWRPLANT |  |  | south | south | southsouth
59400 | FM_802 | 32.59 |  | south | south | southsouth
59410 | PRICE_RD | 37.02 |  | south | south | southsouth
59420 | FILTER_P | 25.93 |  | south | south | southsouth
59450 | WATERPRT | 14.38 |  | south | south | southsouth
59460 | AIRPORT8 | 9.41 |  | south | south | southsouth
59480 | SIXTH_ST | 24.52 |  | south | south | southsouth
59490 | MIDTOWN | 33.9 |  | south | south | southsouth
59500 | SOUTH_PL | 23.47 |  | south | south | southsouth
60000 | DSKY2 |  | 11.48 | west | west | westwest
60001 | DSKY2_4 |  |  | west | west | westwest
60002 | KING_SW4 |  |  | west | west | westwest
60003 | KING_NE1 |  | 12 | west | west | westwest
60004 | KM NEP4 |  |  | west | west | westwest
60005 | KING_SE1 |  | 6 | west | west | westwest
60006 | KING_SE4 |  |  | west | west | westwest
60007 | KING_SW1 |  | 12 | west | west | westwest
60008 | KING_SW4 |  |  | west | west | westwest
60009 | KM ETP4 |  |  | west | west | westwest
60011 | DSKY2_T4 |  |  | west | west | westwest
60014 | SPUD4A | 0.27 |  | west | west | westwest
60016 | WOODWRD1 |  | 12 | west | west | westwest
60017 | ORNNWP1 |  | 12 | west | west | westwest
60018 | DSKY1 |  | 12.6 | west | west | westwest
60019 | KING_NW1 |  | 12 | west | west | westwest
60021 | KM NWP4 |  |  | west | west | westwest
60035 | BLUF_SVC |  |  | west | west | westwest
60040 | BLF_CRK7 |  |  | west | west | westwest
60041 | BLFTERT1 |  |  | west | west | westwest
60042 | BLF_CSTR |  |  | west | west | westwest
60043 | BLFTERT2 |  |  | west | west | westwest
60044 | BLF_CSTR |  |  | west | west | westwest
60056 | CALLAHAN |  |  | west | south | westsouth
60057 | CALLAHAN |  | 11.4 | west | south | westsouth
60058 | BUFF_GAP |  | 12 | west | west | westwest
60059 | BUFF_GAP |  |  | west | west | westwest
60060 | CIRELLO |  | 23.3 | west | west | westwest
60061 | CIRELLO |  |  | west | west | westwest
60063 | BUFF_GAP |  | 17.02 | west | west | westwest
60066 | H_HOLLOW |  | 22.2 | west | south | westsouth
60067 | H_HOLLOW |  |  | west | south | westsouth
60068 | HHOLLOW2 | 0.94 | 18.4 | west | south | westsouth
60069 | HRSHOL2 |  |  | west | south | westsouth
60070 | HHOLLOW3 | 1.1 | 22.4 | west | south | westsouth
60071 | HHOLLOW3 |  |  | west | south | westsouth
60072 | HHOLLOW4 |  | 11.5 | west | south | westsouth
60073 | HRSHOL4 |  |  | west | south | westsouth
60074 | HORSH5 |  | 0 | south | south | southsouth
60080 | WHRLWIND |  |  | west | west | westwest
60081 | WHRLWIND | 0.8 | 9 | west | west | westwest
60201 | RIO DRCS |  | 0 | west | west | westwest
60202 | FRIEND_R |  | 0 | west | west | westwest
60203 | PRES0A |  | 2.35 | west | west | westwest
66138 | HH 138KV |  |  | south | south | southsouth
66341 | HH 34.5 |  |  | south | south | southsouth
66342 | HH 34.5 |  |  | south | south | southsouth
66345 | HH 345KV |  |  | south | south | southsouth
66346 | HH 34STR |  |  | south | south | southsouth
66347 | HH 34STR |  |  | south | south | southsouth
66661 | D3 SC BU |  |  | south | south | southsouth
70461 | OMEGA |  |  | south | south | southsouth
71050 | BITTERCR |  |  | west | west | westwest
71051 | L_BITTCR |  | 3.75 | west | west | westwest
71052 | L_BITTCR |  |  | west | west | westwest
71053 | L_SWEETW |  |  | west | west | westwest
71054 | L_SWEETW |  | 10.75 | west | west | westwest
71055 | L_BITTCR |  |  | west | west | westwest
71056 | L_SWEETW |  |  | west | west | westwest
71057 | L_SWEETW |  | 13.5 | west | west | westwest
71058 | L_SWEETW |  |  | west | west | westwest
71059 | L_SWEETW |  | 11.9 | west | west | westwest
71060 | L_SWEETW |  | 10.5 | west | west | westwest
71061 | L_SWEETW |  | 8.05 | west | west | westwest
76009 | L_TWINBU |  |  | west | west | westwest
76011 | L_TWINBU |  |  | west | west | westwest
76012 | L_TWISTR |  |  | west | west | westwest
76013 | L_WEYASW |  |  | west | west | westwest
76030 | L_GASCCR |  |  | west | west | westwest
76031 | L_GASCCR |  | 15 | west | west | westwest
76032 | L_NORTMC |  |  | west | west | westwest
76090 | L_DIVIDE |  |  | west | west | westwest
76091 | L_DIVIDE |  | 11.25 | west | west | westwest
76092 | L_DIVIDE |  |  | west | west | westwest
76093 | L_CAPRSI |  |  | west | west | westwest
76094 | L_CAPRGE |  |  | west | west | westwest
76095 | L_CAPRSI |  | 14.95 | west | west | westwest
76096 | L_CAPRSI |  | 18.6 | west | west | westwest
76097 | L_CAPRGE |  | 21.45 | west | west | westwest
76317 | POTTERTP |  |  | west | west | westwest
76319 | MCELMUR | 3.26 |  | west | west | westwest
76320 | SCHKADE | 1.13 |  | west | west | westwest
76388 | L_FORTMA |  |  | south | south | southsouth
76390 | FTMA4A |  |  | south | south | southsouth
76579 | L_FORTLA |  |  | west | west | westwest
76582 | L_MEVISW |  |  | west | west | westwest
76595 | L_NORTMC |  |  | west | west | westwest
76615 | L_CRANE_ |  |  | west | west | westwest
78015 | ROSITA 4 | 4.97 |  | south | south | southsouth
80000 | EPLV |  |  | south | south | southsouth
80003 | MILHWYS |  | 0 | south | south | southsouth
80004 | CCENRCTR | 85.8 |  | south | south | southsouth
80006 | EPHVTCC |  |  | south | south | southsouth
80010 | EPLVT1 |  | 0 | south | south | southsouth
80012 | LAR |  | 0 | south | south | southsouth
80013 | LARVFTN1 |  |  | south | south | southsouth
80014 | LARVFTN2 |  |  | south | south | southsouth
80020 | HEIGHTS4 | 45.93 |  | south | south | southsouth
80021 | LARSTCOM |  |  | south | south | southsouth
80051 | FORPVCM0 | 48 | 28 | south | south | southsouth
80052 | FOR69CG0 |  | 30.41 | south | south | southsouth
80053 | FOR69CG0 |  | 69.37 | south | south | southsouth
80054 | FORMOSA2 |  |  | south | south | southsouth
80055 | FORMOSA2 |  |  | south | south | southsouth
80064 | CHOCBAYU | 4.35 |  | south | south | southsouth
80071 | ZORILLO7 |  |  | south | south | southsouth
80076 | AJO7A |  |  | south | south | southsouth
80078 | GULFWIND |  |  | south | south | southsouth
80080 | GWINDT11 |  | 96 | south | south | southsouth
80081 | GWINDT21 |  | 97.5 | south | south | southsouth
80090 | FORMOSA0 |  |  | south | south | southsouth
80091 | FORMOSA0 |  |  | south | south | southsouth
80092 | FORMOSA0 |  |  | south | south | southsouth
80093 | FORMOSA0 |  |  | south | south | southsouth
80094 | FOR69CG2 | 231.8 |  | south | south | southsouth
80095 | FOR69CG2 | 231.8 |  | south | south | southsouth
80096 | FORDWNST | 52.4 |  | south | south | southsouth
80106 | FALCONSS |  |  | south | south | southsouth
80107 | PLMHSTT1 |  |  | south | south | southsouth
80108 | PLMHSTT2 |  |  | south | south | southsouth
80117 | MOORE F | 7.9 |  | south | south | southsouth
80118 | PALMHURS | 39.82 |  | south | south | southsouth
80121 | S_MISSIN | 31.6 |  | south | south | southsouth
80123 | CITRUSCY | 18.79 |  | south | south | southsouth
80128 | WHPTR1 |  |  | south | south | southsouth
80129 | WHPTR2 |  |  | south | south | southsouth
80130 | LOBOT2 |  |  | south | south | southsouth
80133 | LOBOT1 |  |  | south | south | southsouth
80135 | NCARBIDE |  |  | south | south | southsouth
80136 | CSDRBUS | 8.4 |  | south | south | southsouth
80137 | CSDR89 |  | 39.53 | south | south | southsouth
80138 | CSDR7 |  | 5.13 | south | south | southsouth
80139 | CSDR56 |  | 39.53 | south | south | southsouth
80140 | CSDR11 |  | 28.56 | south | south | southsouth
80141 | CSDR11 | 18.69 |  | south | south | southsouth
80148 | RH2TERT |  |  | south | south | southsouth
80153 | CSDE | 33.9 |  | south | south | southsouth
80154 | CSDW | 1 |  | south | south | southsouth
80155 | MHSTCOM |  |  | south | south | southsouth
80165 | LARDOVFT |  |  | south | south | southsouth
80168 | LARVFTS |  |  | south | south | southsouth
80169 | LARVFTS |  |  | south | south | southsouth
80170 | LARVFTS |  |  | south | south | southsouth
80171 | SARITA7A |  |  | south | south | southsouth
80178 | PENASCAL |  |  | south | south | southsouth
80180 | PNSCALT1 |  | 99 | south | south | southsouth
80181 | PNSCALT2 |  | 52.5 | south | south | southsouth
80219 | LOBO7A |  |  | south | south | southsouth
80220 | LOBO7STR |  |  | south | south | southsouth
80221 | LOBO4A |  |  | south | south | southsouth
80222 | LOBO2A |  |  | south | south | southsouth
80223 | REYSHR G |  | 12 | south | south | southsouth
80224 | VISTRONG |  | 13.19 | south | south | southsouth
80225 | VISTRONG |  | 20.22 | south | south | southsouth
80226 | ALCOA G |  | 32.81 | south | south | southsouth
80227 | AIRCO G |  | 7.42 | south | south | southsouth
80228 | KRGP | 6.63 |  | south | south | southsouth
80229 | CAVAZOS4 | 13.26 |  | south | south | southsouth
80230 | CELANEBI |  |  | south | south | southsouth
80231 | LOBO2STR |  |  | south | south | southsouth
80259 | PELICAN4 |  |  | south | south | southsouth
80260 | GILA4A |  |  | south | south | southsouth
80261 | NBEC81A |  | 180 | south | south | southsouth
80262 | NBEC91A |  | 180 | south | south | southsouth
80263 | B_DAVIS3 |  | 180 | south | south | southsouth
80264 | B_DAVIS4 |  | 180 | south | south | southsouth
80265 | LARECU40 |  | 90 | south | south | southsouth
80266 | LARECU50 |  | 90 | south | south | southsouth
80267 | LARECU44 |  |  | south | south | southsouth
80268 | LARECU54 |  |  | south | south | southsouth
80269 | NBEC84A |  |  | south | south | southsouth
80270 | NBEC94A |  |  | south | south | southsouth
80271 | B_DAVIS1 |  |  | south | south | southsouth
80272 | B_DAVIS4 |  |  | south | south | southsouth
80290 | PAPALOTE |  |  | south | south | southsouth
80291 | PAPALOTE |  | 54.6 | south | south | southsouth
80294 | PAPALOTE |  | 54 | south | south | southsouth
80372 | FORFPC4A |  |  | south | south | southsouth
80375 | LAKSDTP2 |  |  | south | south | southsouth
80377 | B_DAVIS3 |  |  | south | south | southsouth
80378 | B_DAVIS2 |  |  | south | south | southsouth
80540 | VICEC54A |  |  | south | south | southsouth
80541 | VICEC64A |  |  | south | south | southsouth
80546 | GILAT14A |  |  | south | south | southsouth
80547 | GILAT24A |  |  | south | south | southsouth
85000 | N_SHARPE |  |  | south | south | southsouth
85001 | N_SHARPE |  |  | south | south | southsouth
85002 | N_SHARPE |  |  | south | south | southsouth
85005 | ELGATO4A |  |  | south | south | southsouth
85006 | HIDALGO4 | 15.73 |  | south | south | southsouth
86104 | CID-138 |  | 0 | south | south | southsouth
86105 | CID-230 |  | 0 | south | south | southsouth
86106 | CUF-230 |  | 0 | south | south | southsouth
86107 | CUF-138 |  | 0 | south | south | southsouth
88198 | BEEVILLE |  | 0 | south | south | southsouth
88253 | HAMILTON |  | 0 | south | south | southsouth
88299 | ZAPATA |  | 0 | south | south | southsouth
88508 | FALFURRI |  | 0 | south | south | southsouth
88909 | NLARSSL |  |  | south | south | southsouth

## Load & Gen Moves
Load Moving
| 2009 | 2010
North | 28267.43 | 27685.14
West | 3475.67 | 4010.91
South | 19486.69 | 19533.74
Houston | 21576.38 | 21576.38
Generation Moving
| 2009 | 2010
North | 30143.68 | 30015.59
West | 4695.72 | 4737.91
South | 20516.27 | 20602.17
Houston | 19158.8 | 19158.8
| Load | Generation
Houston ->South | 0 | 0
North -> South | 45.01 | 0
North -> West | 537.28 | 128.09
West -> North | 0 | 0
West -> South | 2.04 | 85.9
North -> Houston | 0 | 0