## Instructions
Steps prior to Power World:
1. If this is a template and the first time you are using the spreadsheet, this step may not be necessary.
If this IS NOT the first time you've used the spreadsheet and data exists and you want to do another calculation, go to the RED Tabbed spreadsheet
labled "Calculations & Summary." Press button #1 to clear the data in the spreadsheets.
Steps after spreadsheets are ready:
1. Use Power World to calculate "Step 1 Import."
This data represents all buses' GSFs with respect to the import bus (positive GSFs) for the Import side
Paste this data in the BLUE Tabbed spreadsheet that is labled "Step 1 Import."
2. Use Power World to calculate "Step 2 Import."
This data represents all generators GSFs with respect to the export bus (negative GSFs) for the Import side
Paste this data in the BLUE Tabbed spreadsheet that is labled "Step 2 Import."
3. Use Power World to calculate "Step 1 Export."
This data represents all buses' GSFs with respect to the export bus (negative GSFs) for the Export side
Paste this data in the BLUE Tabbed spreadsheet that is labled "Step 1 Export."
4. Use Power World to calculate "Step 2 Export."
This data represents all generators GSFs with respect to the import bus (positive GSFs) for the Export side
Paste this data in the BLUE Tabbed spreadsheet that is labled "Step 2 Export."
**NOTE** Make sure your column headings in Power World match the corresponding column headings on the BLUE Tabbed spreadsheets.
5. Input the line rating of the Limiting Element in cell A1 on the RED Tabbed spreadsheet labled "Calculations & Summary.
This line rating comes from Power World.
6. Calculate the ECI's for the element and contingencies that you calculated the GSF's for in Power World.
Go to the RED Tabbed spreadsheet labled "Calculations & Summary." Press button #2 to calculate the ECI's.
The results of the calculation will be shown on the same page below buttons #1 & #2.
7. On the RED Tabbed spreadsheet labled "Calculations & Summary," input:
The Limiting Element in cell C13
The direction of the flow (Export --> Import) in cell D13
Contingency #1 in cell E13 (if there is a contingency)
Contingency #2 in cell F13 (if there is a contingency)

## Calculations & Summary
Line Rating | 214
|  | Button #1 |  | Button #2
DONE
Element Competitiveness Index (ECI) - Summary
|  | Limiting Element | Export -->Import | Contingency-1 | Contingency-2
Line
| Rating | ECI-Import w/o 1/3 | ECI-Import w/ 1/3 | ECI-Export w/o 1/3 | ECI-Export w/ 1/3
Clears spreadsheets of all data so that you can start a new calculation (this will erase existing data that was imported from Power World).
Calculates ECI (press after all data is imported from Power World, this will calculate the ECI's and display the results below)

## Step 1 Import
Bus TLR Sensitivities | [6 empty] | sort column | Paste Table
Number | Name | Zone Num | Zone Name | P Sensitivity | Gen MW | Load MW |  | Number | Name | Zone Num | Zone Name | P Sensitivity | Gen MW | Load MW |  | Number | Name | Zone Num | Zone Name | P Sensitivity | Gen MW | Load MW | Ownership %
[7 empty] | #N/A | 990 | GIBCRK J01 | 6 | 6 | 0.709 | 263.34 | 0 | 990 | 990 | GIBCRK J01 | 6 | 6 | 0.709 | 150.1038 | 0 | 0.57 | GIBCRK_GIB_CRG1_J01 | 990 | GIBCRK | 1
[7 empty] | #N/A | 990 | GIBCRK J02 | 6 | 6 | 0.709 | 100.254 | 0 | 990 | 990 | GIBCRK J02 | 6 | 6 | 0.709 | 57.1448 | 0 | 0.217 | GIBCRK_GIB_CRG1_J02 | 5903 | MIGUEL | 1
[7 empty] | #N/A | 990 | GIBCRK J03 | 6 | 6 | 0.709 | 98.406 | 0 | 990 | 990 | GIBCRK J03 | 6 | 6 | 0.709 | 56.0914 | 0 | 0.213 | GIBCRK_GIB_CRG1_J03 | 5911 | STP1 | 1
[7 empty] | #N/A | 5903 | MIGUEL J01 | 899 | 899 | 0.709 | 195.5 | 0 | 5903 | 5903 | MIGUEL J01 | 899 | 899 | 0.709 | 50.127 | 0 | 0.5 | SANMIGL_SANMIGG1_J01 | 5912 | STP2 | 2
[7 empty] | #N/A | 5903 | MIGUEL J02 | 899 | 899 | 0.709 | 195.5 | 0 | 5903 | 5903 | MIGUEL J02 | 899 | 899 | 0.709 | 50.127 | 0 | 0.5 | SANMIGL_SANMIGG1_J02 | 6752 | OKLAUN1G | 1
[7 empty] | #N/A | 5911 | STP1 J01 | 310 | STP | 0.709 | 385 | 0 | 5911 | 5911 | STP1 J01 | 310 | STP | 0.709 | 30.309 | 0 | 0.308 | STP_STP_G1_J01 | 7010 | FPP G1 | 1
[7 empty] | #N/A | 5911 | STP1 J02 | 310 | STP | 0.709 | 315 | 0 | 5911 | 5911 | STP1 J02 | 310 | STP | 0.709 | 24.7983 | 0 | 0.252 | STP_STP_G1_J02 | 7011 | FPP G2 | 2
[7 empty] | #N/A | 5911 | STP1 J03 | 310 | STP | 0.709 | 350 | 0 | 5911 | 5911 | STP1 J03 | 310 | STP | 0.709 | 27.5537 | 0 | 0.28 | STP_STP_G1_J03 | 7038 | TWPP G1 | 1
[7 empty] | #N/A | 5911 | STP1 J04 | 310 | STP | 0.709 | 200 | 0 | 5911 | 5911 | STP1 J04 | 310 | STP | 0.709 | 15.745 | 0 | 0.16 | STP_STP_G1_J04 | 8981 | HECN1 | 615
[7 empty] | #N/A | 5912 | STP2 J01 | 310 | STP | 0.709 | 385 | 0 | 5912 | 5912 | STP2 J01 | 310 | STP | 0.709 | 60.214 | 0 | 0.308 | STP_STP_G2_J01 | 8982 | HECN2 | 615
[7 empty] | #N/A | 5912 | STP2 J02 | 310 | STP | 0.709 | 315 | 0 | 5912 | 5912 | STP2 J02 | 310 | STP | 0.709 | 49.266 | 0 | 0.252 | STP_STP_G2_J02 | 8983 | HECN3 | 615
[7 empty] | #N/A | 5912 | STP2 J03 | 310 | STP | 0.709 | 350 | 0 | 5912 | 5912 | STP2 J03 | 310 | STP | 0.709 | 54.74 | 0 | 0.28 | STP_STP_G2_J03 | 60018 | DSKY1 | 1
[7 empty] | #N/A | [8 empty] | 5912 | STP2 J04 | 310 | STP | 0.709 | 31.28 | 0 | 0.16 | STP_STP_G2_J04
[7 empty] | #N/A | [8 empty] | 6752 | OKLAUN1G J01 | 477 | 477 | 0.709 | 106.9189 | 0 | 0.5469 | OKLA_OKLA_G1_J01
[7 empty] | #N/A | [8 empty] | 6752 | OKLAUN1G J02 | 477 | 477 | 0.709 | 30.5371 | 0 | 0.1562 | OKLA_OKLA_G1_J02
[7 empty] | #N/A | [8 empty] | 6752 | OKLAUN1G J03 | 477 | 477 | 0.709 | 152.6855 | 0 | 0.781 | OKLA_OKLA_G1_J03
[7 empty] | #N/A | [8 empty] | 6752 | OKLAUN1G J04 | 477 | 477 | 0.709 | 19.8628 | 0 | 0.1016 | OKLA_OKLA_G1_J04
[7 empty] | #N/A | [8 empty] | 6752 | OKLAUN1G J05 | 477 | 477 | 0.709 | 22.9126 | 0 | 0.1172 | OKLA_OKLA_G1_J05
[7 empty] | #N/A | [8 empty] | 7010 | FPP G1 J01 | 528 | FAYETTE | 0.709 | 192.5 | 0 | 0.5 | FPPYD1_FPP_G1_J01
[7 empty] | #N/A | [8 empty] | 7010 | FPP G1 J02 | 528 | FAYETTE | 0.709 | 192.5 | 0 | 0.5 | FPPYD1_FPP_G1_J02
[7 empty] | #N/A | [8 empty] | 7011 | FPP G2 J01 | 528 | FAYETTE | 0.709 | 157.5 | 0 | 0.5 | FPPYD1_FPP_G2_J01
[7 empty] | #N/A | [8 empty] | 7011 | FPP G2 J02 | 528 | FAYETTE | 0.709 | 157.5 | 0 | 0.5 | FPPYD1_FPP_G2_J02
[7 empty] | #N/A | [8 empty] | 7038 | TWPP G1 J01 | 522 | CULBRSON | 0.709 | 248.5 | 0 | 0.71 | KUNITZ_WIND_LGE_J01
[7 empty] | #N/A | [8 empty] | 7038 | TWPP G1 J02 | 522 | CULBRSON | 0.709 | 101.5 | 0 | 0.29 | KUNITZ_WIND_LGE_J02
[7 empty] | #N/A | [8 empty] | 8981 | HECN1 J01 | 615 | 615 | 0.709 | 157.056 | 0 | 0.78528 | DUKE_DUKE_GT1_J01
[7 empty] | #N/A | [8 empty] | 8981 | HECN1 J02 | 615 | 615 | 0.709 | 42.944 | 0 | 0.21472 | DUKE_DUKE_GT1_J02
[7 empty] | #N/A | [8 empty] | 8982 | HECN2 J01 | 615 | 615 | 0.709 | 302.3328 | 0 | 0.78528 | DUKE_DUKE_GT2_J01
[7 empty] | #N/A | [8 empty] | 8982 | HECN2 J02 | 615 | 615 | 0.709 | 82.6672 | 0 | 0.21472 | DUKE_DUKE_GT2_J02
[7 empty] | #N/A | [8 empty] | 8983 | HECN3 J01 | 615 | 615 | 0.709 | 247.3632 | 0 | 0.78528 | DUKE_DUKE_ST1_J01
[7 empty] | #N/A | [8 empty] | 8983 | HECN3 J02 | 615 | 615 | 0.709 | 67.6368 | 0 | 0.21472 | DUKE_DUKE_ST1_J02
[7 empty] | #N/A | [8 empty] | 60018 | DSKY1 J01 | 438 | MCCAMEY | 0.709 | 213.5 | 0 | 0.61 | INDNNWP_INDNNWP_J01
[7 empty] | #N/A | [8 empty] | 60018 | DSKY1 J02 | 438 | MCCAMEY | 0.709 | 136.5 | 0 | 0.39 | INDNNWP_INDNNWP_J02
#N/A
#N/A
#N/A
#N/A
#N/A
#N/A
#N/A
#N/A
#N/A
#N/A
#N/A
#N/A
#N/A
#N/A
#N/A
#N/A
#N/A
#N/A
#N/A
#N/A
#N/A
#N/A
#N/A
#N/A
#N/A
#N/A
#N/A
#N/A
#N/A
#N/A
#N/A
#N/A
#N/A
#N/A
#N/A
#N/A
#N/A
#N/A
#N/A
#N/A
#N/A
#N/A
#N/A
#N/A
#N/A
#N/A
#N/A
#N/A
#N/A
#N/A
#N/A
#N/A
#N/A
#N/A
#N/A
#N/A
#N/A
#N/A
#N/A
#N/A
#N/A
#N/A
#N/A
#N/A
#N/A
#N/A
#N/A
#N/A
#N/A
#N/A
#N/A
#N/A
#N/A
#N/A
#N/A
#N/A
#N/A
#N/A
#N/A
#N/A
#N/A
#N/A
#N/A
#N/A
#N/A
#N/A
#N/A
#N/A
#N/A
#N/A
#N/A
#N/A
#N/A
#N/A
#N/A
#N/A
#N/A
#N/A
#N/A
#N/A
#N/A
#N/A
#N/A
#N/A
#N/A
#N/A
#N/A
#N/A
#N/A
#N/A
#N/A
#N/A
#N/A
#N/A
#N/A
#N/A
#N/A
#N/A
#N/A
#N/A
#N/A
#N/A
#N/A
#N/A
#N/A
#N/A
#N/A
#N/A
#N/A
#N/A
#N/A
#N/A
#N/A
#N/A
#N/A
#N/A
#N/A
#N/A
#N/A
#N/A
#N/A
#N/A
#N/A
#N/A
#N/A
#N/A
#N/A
#N/A
#N/A
#N/A
#N/A
#N/A
#N/A
#N/A
#N/A
#N/A
#N/A
#N/A
#N/A
#N/A
#N/A
#N/A
#N/A
#N/A
#N/A
#N/A
#N/A
#N/A
#N/A
#N/A
#N/A
#N/A
#N/A
#N/A
#N/A
#N/A
#N/A
#N/A
#N/A
#N/A
#N/A
#N/A
#N/A
#N/A
#N/A
#N/A
#N/A
#N/A
#N/A
#N/A
#N/A
#N/A
#N/A
#N/A
#N/A
#N/A
#N/A
#N/A
#N/A
#N/A
#N/A
#N/A
#N/A
#N/A
#N/A
#N/A
#N/A
#N/A
#N/A
#N/A
#N/A
#N/A
#N/A
#N/A
#N/A
#N/A
#N/A
#N/A
#N/A
#N/A
#N/A
#N/A
#N/A
#N/A
#N/A
#N/A
#N/A
#N/A
#N/A
#N/A
#N/A
#N/A
#N/A
#N/A
#N/A
#N/A
#N/A
#N/A
#N/A
#N/A
#N/A
#N/A
#N/A
#N/A
#N/A
#N/A
#N/A
#N/A
#N/A
#N/A
#N/A
#N/A
#N/A
#N/A
#N/A
#N/A
#N/A
#N/A
#N/A
#N/A
#N/A
#N/A
#N/A
#N/A
#N/A
#N/A
#N/A
#N/A
#N/A
#N/A
#N/A
#N/A
#N/A
#N/A
#N/A
#N/A
#N/A
#N/A
#N/A
#N/A
#N/A
#N/A
#N/A
#N/A
#N/A
#N/A
#N/A
#N/A
#N/A
#N/A
#N/A
#N/A
#N/A
#N/A
#N/A
#N/A
#N/A
#N/A
#N/A
#N/A
#N/A
#N/A
#N/A
#N/A
#N/A
#N/A
#N/A
#N/A
#N/A
#N/A
#N/A
#N/A
#N/A
#N/A
#N/A
#N/A
#N/A
#N/A
#N/A
#N/A
#N/A
#N/A
#N/A
#N/A
#N/A
#N/A
#N/A
#N/A
#N/A
#N/A
#N/A
#N/A
#N/A
#N/A
#N/A
#N/A
#N/A
#N/A
#N/A
#N/A
#N/A
#N/A
#N/A
#N/A
#N/A
#N/A
#N/A
#N/A
#N/A
#N/A
#N/A
#N/A
#N/A
#N/A
#N/A
#N/A
#N/A
#N/A
#N/A
#N/A
#N/A
#N/A
#N/A
#N/A
#N/A
#N/A
#N/A
#N/A
#N/A
#N/A
#N/A
#N/A
#N/A
#N/A
#N/A
#N/A
#N/A
#N/A
#N/A
#N/A
#N/A
#N/A
#N/A
#N/A
#N/A
#N/A
#N/A
#N/A
#N/A
#N/A
#N/A
#N/A
#N/A
#N/A
#N/A
#N/A
#N/A
#N/A
#N/A
#N/A
#N/A
#N/A
#N/A
#N/A
#N/A
#N/A
#N/A
#N/A
#N/A
#N/A
#N/A
#N/A
#N/A
#N/A
#N/A
#N/A
#N/A
#N/A
#N/A
#N/A
#N/A
#N/A
#N/A
#N/A
#N/A
#N/A
#N/A
#N/A
#N/A
#N/A
#N/A
#N/A
#N/A
#N/A
#N/A
#N/A
#N/A
#N/A
#N/A
#N/A
#N/A
#N/A
#N/A
#N/A
#N/A
#N/A
#N/A
#N/A
#N/A
#N/A
#N/A
#N/A
#N/A
#N/A
#N/A
#N/A
#N/A
#N/A
#N/A
#N/A
#N/A
#N/A
#N/A
#N/A
#N/A
#N/A
#N/A
#N/A
#N/A
#N/A
#N/A
#N/A
#N/A
#N/A
#N/A
#N/A
#N/A
#N/A
#N/A
#N/A
#N/A
#N/A
#N/A
#N/A
#N/A
#N/A
#N/A
#N/A
#N/A
#N/A
#N/A
#N/A
#N/A
#N/A
#N/A
#N/A
#N/A
#N/A
#N/A
#N/A
#N/A
#N/A
#N/A
#N/A
#N/A
#N/A
#N/A
#N/A
#N/A
#N/A
#N/A
#N/A
#N/A
#N/A
#N/A
#N/A
#N/A
#N/A
#N/A
#N/A
#N/A
#N/A
#N/A
#N/A
#N/A
#N/A
#N/A
#N/A
#N/A
#N/A
#N/A
#N/A
#N/A
#N/A
#N/A
#N/A
#N/A
#N/A
#N/A
#N/A
#N/A
#N/A
#N/A
#N/A
#N/A
#N/A
#N/A
#N/A
#N/A
#N/A
#N/A
#N/A
#N/A
#N/A
#N/A
#N/A
#N/A
#N/A
#N/A
#N/A
#N/A
#N/A
#N/A
#N/A
#N/A
#N/A
#N/A
#N/A
#N/A
#N/A
#N/A
#N/A
#N/A
#N/A
#N/A
#N/A
#N/A
#N/A
#N/A
#N/A
#N/A
#N/A
#N/A
#N/A
#N/A
#N/A
#N/A
#N/A
#N/A
#N/A
#N/A
#N/A
#N/A
#N/A
#N/A
#N/A
#N/A
#N/A
#N/A
#N/A
#N/A
#N/A
#N/A
#N/A
#N/A
#N/A
#N/A
#N/A
#N/A
#N/A
#N/A
#N/A
#N/A
#N/A
#N/A
#N/A
#N/A
#N/A
#N/A
#N/A
#N/A
#N/A
#N/A
#N/A
#N/A
#N/A
#N/A
#N/A
#N/A
#N/A
#N/A
#N/A
#N/A
#N/A
#N/A
#N/A
#N/A
#N/A
#N/A
#N/A
#N/A
#N/A
#N/A
#N/A
#N/A
#N/A
#N/A
#N/A
#N/A
#N/A
#N/A
#N/A
#N/A
#N/A
#N/A
#N/A
#N/A
#N/A
#N/A
#N/A
#N/A
#N/A
#N/A
#N/A
#N/A
#N/A
#N/A
#N/A
#N/A
#N/A
#N/A
#N/A
#N/A
#N/A
#N/A
#N/A
#N/A
#N/A
#N/A
#N/A
#N/A
#N/A
#N/A
#N/A
#N/A
#N/A
#N/A
#N/A
#N/A
#N/A
#N/A
#N/A
#N/A
#N/A
#N/A
#N/A
#N/A
#N/A
#N/A
#N/A
#N/A
#N/A
#N/A
#N/A
#N/A
#N/A
#N/A
#N/A
#N/A
#N/A
#N/A
#N/A
#N/A
#N/A
#N/A
#N/A
#N/A
#N/A
#N/A
#N/A
#N/A
#N/A
#N/A
#N/A
#N/A
#N/A
#N/A
#N/A
#N/A
#N/A
#N/A
#N/A
#N/A
#N/A
#N/A
#N/A
#N/A
#N/A
#N/A
#N/A
#N/A
#N/A
#N/A
#N/A
#N/A
#N/A
#N/A
#N/A
#N/A
#N/A
#N/A
#N/A
#N/A
#N/A
#N/A
#N/A
#N/A
#N/A
#N/A
#N/A
#N/A
#N/A
#N/A
#N/A
#N/A
#N/A
#N/A
#N/A
#N/A
#N/A
#N/A
#N/A
#N/A
#N/A
#N/A
#N/A
#N/A
#N/A
#N/A
#N/A
#N/A
#N/A
#N/A
#N/A
#N/A
#N/A
#N/A
#N/A
#N/A
#N/A
#N/A
#N/A
#N/A
#N/A
#N/A
#N/A
#N/A
#N/A
#N/A
#N/A
#N/A
#N/A
#N/A
#N/A
#N/A
#N/A
#N/A
#N/A
#N/A
#N/A
#N/A
#N/A
#N/A
#N/A
#N/A
#N/A
#N/A
#N/A
#N/A
#N/A
#N/A
#N/A
#N/A
#N/A
#N/A
#N/A
#N/A
#N/A
#N/A
#N/A
#N/A
#N/A
#N/A
#N/A
#N/A
#N/A
#N/A
#N/A
#N/A
#N/A
#N/A
#N/A
#N/A
#N/A
#N/A
#N/A
#N/A
#N/A
#N/A
#N/A
#N/A
#N/A
#N/A
#N/A
#N/A
#N/A
#N/A
#N/A
#N/A
#N/A
#N/A
#N/A
#N/A
#N/A
#N/A
#N/A
#N/A
#N/A
#N/A
#N/A
#N/A
#N/A
#N/A
#N/A
#N/A
#N/A
#N/A
#N/A
#N/A
#N/A
#N/A
#N/A
#N/A
#N/A
#N/A
#N/A
#N/A
#N/A
#N/A
#N/A
#N/A
#N/A
#N/A
#N/A
#N/A
#N/A
#N/A
#N/A
#N/A
#N/A
#N/A
#N/A
#N/A
#N/A
#N/A
#N/A
#N/A
#N/A
#N/A
#N/A
#N/A
#N/A
#N/A
#N/A
#N/A
#N/A
#N/A
#N/A
#N/A
#N/A
#N/A
#N/A
#N/A
#N/A
#N/A
#N/A
#N/A
#N/A
#N/A
#N/A
#N/A
#N/A
#N/A
#N/A
#N/A
#N/A
#N/A
#N/A
#N/A
#N/A
#N/A
#N/A
#N/A
#N/A
#N/A
#N/A
#N/A
#N/A
#N/A
#N/A
#N/A
#N/A
#N/A
#N/A
#N/A
#N/A
#N/A
#N/A
#N/A
#N/A
#N/A
#N/A
#N/A
#N/A
#N/A
#N/A
#N/A
#N/A
#N/A
#N/A
#N/A
#N/A
#N/A
#N/A
#N/A
#N/A
#N/A
#N/A
#N/A
#N/A
#N/A
#N/A
#N/A
#N/A
#N/A
#N/A
#N/A
#N/A
#N/A
#N/A
#N/A
#N/A
#N/A
#N/A
#N/A
#N/A
#N/A
#N/A
#N/A
#N/A
#N/A
#N/A
#N/A
#N/A
#N/A
#N/A
#N/A
#N/A
#N/A
#N/A
#N/A
#N/A
#N/A
#N/A
#N/A
#N/A
#N/A
#N/A
#N/A
#N/A
#N/A
#N/A
#N/A
#N/A
#N/A
#N/A
#N/A
#N/A
#N/A
#N/A
#N/A
#N/A
#N/A
#N/A
#N/A
#N/A
#N/A
#N/A
#N/A
#N/A
#N/A
#N/A
#N/A
#N/A
#N/A
#N/A
#N/A
#N/A
#N/A
#N/A
#N/A
#N/A
#N/A
#N/A
#N/A
#N/A
#N/A
#N/A
#N/A
#N/A
#N/A
#N/A
#N/A
#N/A
#N/A
#N/A
#N/A
#N/A
#N/A
#N/A
#N/A
#N/A
#N/A
#N/A
#N/A
#N/A
#N/A
#N/A
#N/A
#N/A
#N/A
#N/A
#N/A
#N/A
#N/A
#N/A
#N/A
#N/A
#N/A
#N/A
#N/A
#N/A
#N/A
#N/A
#N/A
#N/A
#N/A
#N/A
#N/A
#N/A
#N/A
#N/A
#N/A
#N/A
#N/A
#N/A
#N/A
#N/A
#N/A
#N/A
#N/A
#N/A
#N/A
#N/A
#N/A
#N/A
#N/A
#N/A
#N/A
#N/A
#N/A
#N/A
#N/A
#N/A
#N/A
#N/A
#N/A
#N/A
#N/A
#N/A
#N/A
#N/A
#N/A
#N/A
#N/A
#N/A
#N/A
#N/A
#N/A
#N/A
#N/A
#N/A
#N/A
#N/A
#N/A
#N/A
#N/A
#N/A
#N/A
#N/A
#N/A
#N/A
#N/A
#N/A
#N/A
#N/A
#N/A
#N/A
#N/A
#N/A
#N/A
#N/A
#N/A
#N/A
#N/A
#N/A
#N/A
#N/A
#N/A
#N/A
#N/A
#N/A
#N/A
#N/A
#N/A
#N/A
#N/A
#N/A
#N/A
#N/A
#N/A
#N/A
#N/A
#N/A
#N/A
#N/A
#N/A
#N/A
#N/A
#N/A
#N/A
#N/A
#N/A
#N/A
#N/A
#N/A
#N/A
#N/A
#N/A
#N/A
#N/A
#N/A
#N/A
#N/A
#N/A
#N/A
#N/A
#N/A
#N/A
#N/A
#N/A
#N/A
#N/A
#N/A
#N/A
#N/A
#N/A
#N/A
#N/A
#N/A
#N/A
#N/A
#N/A
#N/A
#N/A
#N/A
#N/A
#N/A
#N/A
#N/A
#N/A
#N/A
#N/A
#N/A
#N/A
#N/A
#N/A
#N/A
#N/A
#N/A
#N/A
#N/A
#N/A
#N/A
#N/A
#N/A
#N/A
#N/A
#N/A
#N/A
#N/A
#N/A
#N/A
#N/A
#N/A
#N/A
#N/A
#N/A
#N/A
#N/A
#N/A
#N/A
#N/A
#N/A
#N/A
#N/A
#N/A
#N/A
#N/A
#N/A
#N/A
#N/A
#N/A
#N/A
#N/A
#N/A
#N/A
#N/A
#N/A
#N/A
#N/A
#N/A
#N/A
#N/A
#N/A
#N/A
#N/A
#N/A
#N/A
#N/A
#N/A
#N/A
#N/A
#N/A
#N/A
#N/A
#N/A
#N/A
#N/A
#N/A
#N/A
#N/A
#N/A
#N/A
#N/A
#N/A
#N/A
#N/A
#N/A
#N/A
#N/A
#N/A
#N/A
#N/A
#N/A
#N/A
#N/A
#N/A
#N/A
#N/A
#N/A
#N/A
#N/A
#N/A
#N/A
#N/A
#N/A
#N/A
#N/A
#N/A
#N/A
#N/A
#N/A
#N/A
#N/A
#N/A
#N/A
#N/A
#N/A
#N/A
#N/A
#N/A
#N/A
#N/A
#N/A
#N/A
#N/A
#N/A
#N/A
#N/A
#N/A
#N/A
#N/A
#N/A
#N/A
#N/A
#N/A
#N/A
#N/A
#N/A
#N/A
#N/A
#N/A
#N/A
#N/A
#N/A
#N/A
#N/A
#N/A
#N/A
#N/A
#N/A
#N/A
#N/A
#N/A
#N/A
#N/A
#N/A
#N/A
#N/A
#N/A
#N/A
#N/A
#N/A
#N/A
#N/A
#N/A
#N/A
#N/A
#N/A
#N/A
#N/A
#N/A
#N/A
#N/A
#N/A
#N/A
#N/A
#N/A
#N/A
#N/A
#N/A
#N/A
#N/A
#N/A
#N/A
#N/A
#N/A
#N/A
#N/A
#N/A
#N/A
#N/A
#N/A
#N/A
#N/A
#N/A
#N/A
#N/A
#N/A
#N/A
#N/A
#N/A
#N/A
#N/A
#N/A
#N/A
#N/A
#N/A
#N/A
#N/A
#N/A
#N/A
#N/A
#N/A
#N/A
#N/A
#N/A
#N/A
#N/A
#N/A
#N/A
#N/A
#N/A
#N/A
#N/A
#N/A
#N/A
#N/A
#N/A
#N/A
#N/A
#N/A
#N/A
#N/A
#N/A
#N/A
#N/A
#N/A
#N/A
#N/A
#N/A
#N/A
#N/A
#N/A
#N/A
#N/A
#N/A
#N/A
#N/A
#N/A
#N/A
#N/A
#N/A
#N/A
#N/A
#N/A
#N/A
#N/A
#N/A
#N/A
#N/A
#N/A
#N/A
#N/A
#N/A
#N/A
#N/A
#N/A
#N/A
#N/A
#N/A
#N/A
#N/A
#N/A
#N/A
#N/A
#N/A
#N/A
#N/A
#N/A
#N/A
#N/A
#N/A
#N/A
#N/A
#N/A
#N/A
#N/A
#N/A
#N/A
#N/A
#N/A
#N/A
#N/A
#N/A
#N/A
#N/A
#N/A
#N/A
#N/A
#N/A
#N/A
#N/A
#N/A
#N/A
#N/A
#N/A
#N/A
#N/A
#N/A
#N/A
#N/A
#N/A
#N/A
#N/A
#N/A
#N/A
#N/A
#N/A
#N/A
#N/A
#N/A
#N/A
#N/A
#N/A
#N/A
#N/A
#N/A
#N/A
#N/A
#N/A
#N/A
#N/A
#N/A
#N/A
#N/A
#N/A
#N/A
#N/A
#N/A
#N/A
#N/A
#N/A
#N/A
#N/A
#N/A
#N/A
#N/A
#N/A
#N/A
#N/A
#N/A
#N/A
#N/A
#N/A
#N/A
#N/A
#N/A
#N/A
#N/A
#N/A
#N/A
#N/A
#N/A
#N/A
#N/A
#N/A
#N/A
#N/A
#N/A
#N/A
#N/A
#N/A
#N/A
#N/A
#N/A
#N/A
#N/A
#N/A
#N/A
#N/A
#N/A
#N/A
#N/A
#N/A
#N/A
#N/A
#N/A
#N/A
#N/A
#N/A
#N/A
#N/A
#N/A
#N/A
#N/A
#N/A
#N/A
#N/A
#N/A
#N/A
#N/A
#N/A
#N/A
#N/A
#N/A
#N/A
#N/A
#N/A
#N/A
#N/A
#N/A
#N/A
#N/A
#N/A
#N/A
#N/A
#N/A
#N/A
#N/A
#N/A
#N/A
#N/A
#N/A
#N/A
#N/A
#N/A
#N/A
#N/A
#N/A
#N/A
#N/A
#N/A
#N/A
#N/A
#N/A
#N/A
#N/A
#N/A
#N/A
#N/A
#N/A
#N/A
#N/A
#N/A
#N/A
#N/A
#N/A
#N/A
#N/A
#N/A
#N/A
#N/A
#N/A
#N/A
#N/A
#N/A
#N/A
#N/A
#N/A
#N/A
#N/A
#N/A
#N/A
#N/A
#N/A
#N/A
#N/A
#N/A
#N/A
#N/A
#N/A
#N/A
#N/A
#N/A
#N/A
#N/A
#N/A
#N/A
#N/A
#N/A
#N/A
#N/A
#N/A
#N/A
#N/A
#N/A
#N/A
#N/A
#N/A
#N/A
#N/A
#N/A
#N/A
#N/A
#N/A
#N/A
#N/A
#N/A
#N/A
#N/A
#N/A
#N/A
#N/A
#N/A
#N/A
#N/A
#N/A
#N/A
#N/A
#N/A
#N/A
#N/A
#N/A
#N/A
#N/A
#N/A
#N/A
#N/A
#N/A
#N/A
#N/A
#N/A
#N/A
#N/A
#N/A
#N/A
#N/A
#N/A
#N/A
#N/A
#N/A
#N/A
#N/A
#N/A
#N/A
#N/A
#N/A
#N/A
#N/A
#N/A
#N/A
#N/A
#N/A
#N/A
#N/A
#N/A
#N/A
#N/A
#N/A
#N/A
#N/A
#N/A
#N/A
#N/A
#N/A
#N/A
#N/A
#N/A
#N/A
#N/A
#N/A
#N/A
#N/A
#N/A
#N/A
#N/A
#N/A
#N/A
#N/A
#N/A
#N/A
#N/A
#N/A
#N/A
#N/A
#N/A
#N/A
#N/A
#N/A
#N/A
#N/A
#N/A
#N/A
#N/A
#N/A
#N/A
#N/A
#N/A
#N/A
#N/A
#N/A
#N/A
#N/A
#N/A
#N/A
#N/A
#N/A
#N/A
#N/A
#N/A
#N/A
#N/A
#N/A
#N/A
#N/A
#N/A
#N/A
#N/A
#N/A
#N/A
#N/A
#N/A
#N/A
#N/A
#N/A
#N/A
#N/A
#N/A
#N/A
#N/A
#N/A
#N/A
#N/A
#N/A
#N/A
#N/A
#N/A
#N/A
#N/A
#N/A
#N/A
#N/A
#N/A
#N/A
#N/A
#N/A
#N/A
#N/A
#N/A
#N/A
#N/A
#N/A
#N/A
#N/A
#N/A
#N/A
#N/A
#N/A
#N/A
#N/A
#N/A
#N/A
#N/A
#N/A
#N/A
#N/A
#N/A
#N/A
#N/A
#N/A
#N/A
#N/A
#N/A
#N/A
#N/A
#N/A
#N/A
#N/A
#N/A
#N/A
#N/A
#N/A
#N/A
#N/A
#N/A
#N/A
#N/A
#N/A
#N/A
#N/A
#N/A
#N/A
#N/A
#N/A
#N/A
#N/A
#N/A
#N/A
#N/A
#N/A
#N/A
#N/A
#N/A
#N/A
#N/A
#N/A
#N/A
#N/A
#N/A
#N/A
#N/A
#N/A
#N/A
#N/A
#N/A
#N/A
#N/A
#N/A
#N/A
#N/A
#N/A
#N/A
#N/A
#N/A
#N/A
#N/A
#N/A
#N/A
#N/A
#N/A
#N/A
#N/A
#N/A
#N/A
#N/A
#N/A
#N/A
#N/A
#N/A
#N/A
#N/A
#N/A
#N/A
#N/A
#N/A
#N/A
#N/A
#N/A
#N/A
#N/A
#N/A
#N/A
#N/A
#N/A
#N/A
#N/A
#N/A
#N/A
#N/A
#N/A
#N/A
#N/A
#N/A
#N/A
#N/A
#N/A
#N/A
#N/A
#N/A
#N/A
#N/A
#N/A
#N/A
#N/A
#N/A
#N/A
#N/A
#N/A
#N/A
#N/A
#N/A
#N/A
#N/A
#N/A
#N/A
#N/A
#N/A
#N/A
#N/A
#N/A
#N/A
#N/A
#N/A
#N/A
#N/A
#N/A
#N/A
#N/A
#N/A
#N/A
#N/A
#N/A
#N/A
#N/A
#N/A
#N/A
#N/A
#N/A
#N/A
#N/A
#N/A
#N/A
#N/A
#N/A
#N/A
#N/A
#N/A
#N/A
#N/A
#N/A
#N/A
#N/A
#N/A
#N/A
#N/A
#N/A
#N/A
#N/A
#N/A
#N/A
#N/A
#N/A
#N/A
#N/A
#N/A
#N/A
#N/A
#N/A
#N/A
#N/A
#N/A
#N/A
#N/A
#N/A
#N/A
#N/A
#N/A
#N/A
#N/A
#N/A
#N/A
#N/A
#N/A
#N/A
#N/A
#N/A
#N/A
#N/A
#N/A
#N/A
#N/A
#N/A
#N/A
#N/A
#N/A
#N/A
#N/A
#N/A
#N/A
#N/A
#N/A
#N/A
#N/A
#N/A
#N/A
#N/A
#N/A
#N/A
#N/A
#N/A
#N/A
#N/A
#N/A
#N/A
#N/A
#N/A
#N/A
#N/A
#N/A
#N/A
#N/A
#N/A
#N/A
#N/A
#N/A
#N/A
#N/A
#N/A
#N/A
#N/A
#N/A
#N/A
#N/A
#N/A
#N/A
#N/A
#N/A
#N/A
#N/A
#N/A
#N/A
#N/A
#N/A
#N/A
#N/A
#N/A
#N/A
#N/A
#N/A
#N/A
#N/A
#N/A
#N/A
#N/A
#N/A
#N/A
#N/A
#N/A
#N/A
#N/A
#N/A
#N/A
#N/A
#N/A
#N/A
#N/A
#N/A
#N/A
#N/A
#N/A
#N/A
#N/A
#N/A
#N/A
#N/A
#N/A
#N/A
#N/A
#N/A
#N/A
#N/A
#N/A
#N/A
#N/A
#N/A
#N/A
#N/A
#N/A
#N/A
#N/A
#N/A
#N/A
#N/A
#N/A
#N/A
#N/A
#N/A
#N/A
#N/A
#N/A
#N/A
#N/A
#N/A
#N/A
#N/A
#N/A
#N/A
#N/A
#N/A
#N/A
#N/A
#N/A
#N/A
#N/A
#N/A
#N/A
#N/A
#N/A
#N/A
#N/A
#N/A
#N/A
#N/A
#N/A
#N/A
#N/A
#N/A
#N/A
#N/A
#N/A
#N/A
#N/A
#N/A
#N/A
#N/A
#N/A
#N/A
#N/A
#N/A
#N/A
#N/A
#N/A
#N/A
#N/A
#N/A
#N/A
#N/A
#N/A
#N/A
#N/A
#N/A
#N/A
#N/A
#N/A
#N/A
#N/A
#N/A
#N/A
#N/A
#N/A
#N/A
#N/A
#N/A
#N/A
#N/A
#N/A
#N/A
#N/A
#N/A
#N/A
#N/A
#N/A
#N/A
#N/A
#N/A
#N/A
#N/A
#N/A
#N/A
#N/A
#N/A
#N/A
#N/A
#N/A
#N/A
#N/A
#N/A
#N/A
#N/A
#N/A
#N/A
#N/A
#N/A
#N/A
#N/A
#N/A
#N/A
#N/A
#N/A
#N/A
#N/A
#N/A
#N/A
#N/A
#N/A
#N/A
#N/A
#N/A
#N/A
#N/A
#N/A
#N/A
#N/A
#N/A
#N/A
#N/A
#N/A
#N/A
#N/A
#N/A
#N/A
#N/A
#N/A
#N/A
#N/A
#N/A
#N/A
#N/A
#N/A
#N/A
#N/A
#N/A
#N/A
#N/A
#N/A
#N/A
#N/A
#N/A
#N/A
#N/A
#N/A
#N/A
#N/A
#N/A
#N/A
#N/A
#N/A
#N/A
#N/A
#N/A
#N/A
#N/A
#N/A
#N/A
#N/A
#N/A
#N/A
#N/A
#N/A
#N/A
#N/A
#N/A
#N/A
#N/A
#N/A
#N/A
#N/A
#N/A
#N/A
#N/A
#N/A
#N/A
#N/A
#N/A
#N/A
#N/A
#N/A
#N/A
#N/A
#N/A
#N/A
#N/A
#N/A
#N/A
#N/A
#N/A
#N/A
#N/A
#N/A
#N/A
#N/A
#N/A
#N/A
#N/A
#N/A
#N/A
#N/A
#N/A
#N/A
#N/A
#N/A
#N/A
#N/A
#N/A
#N/A
#N/A
#N/A
#N/A
#N/A
#N/A
#N/A
#N/A
#N/A
#N/A
#N/A
#N/A
#N/A
#N/A
#N/A
#N/A
#N/A
#N/A
#N/A
#N/A
#N/A
#N/A
#N/A
#N/A
#N/A
#N/A
#N/A
#N/A
#N/A
#N/A
#N/A
#N/A
#N/A
#N/A
#N/A
#N/A
#N/A
#N/A
#N/A
#N/A
#N/A
#N/A
#N/A
#N/A
#N/A
#N/A
#N/A
#N/A
#N/A
#N/A
#N/A
#N/A
#N/A
#N/A
#N/A
#N/A
#N/A
#N/A
#N/A
#N/A
#N/A
#N/A
#N/A
#N/A
#N/A
#N/A
#N/A
#N/A
#N/A
#N/A
#N/A
#N/A
#N/A
#N/A
#N/A
#N/A
#N/A
#N/A
#N/A
#N/A
#N/A
#N/A
#N/A
#N/A
#N/A
#N/A
#N/A
#N/A
#N/A
#N/A
#N/A
#N/A
#N/A
#N/A
#N/A
#N/A
#N/A
#N/A
#N/A
#N/A
#N/A
#N/A
#N/A
#N/A
#N/A
#N/A
#N/A
#N/A
#N/A
#N/A
#N/A
#N/A
#N/A
#N/A
#N/A
#N/A
#N/A
#N/A
#N/A
#N/A
#N/A
#N/A
#N/A
#N/A
#N/A
#N/A
#N/A
#N/A
#N/A
#N/A
#N/A
#N/A
#N/A
#N/A
#N/A
#N/A
#N/A
#N/A
#N/A
#N/A
#N/A
#N/A
#N/A
#N/A
#N/A
#N/A
#N/A
#N/A
#N/A
#N/A
#N/A
#N/A
#N/A
#N/A
#N/A
#N/A
#N/A
#N/A
#N/A
#N/A
#N/A
#N/A
#N/A
#N/A
#N/A
#N/A
#N/A
#N/A
#N/A
#N/A
#N/A
#N/A
#N/A
#N/A
#N/A
#N/A
#N/A
#N/A
#N/A
#N/A
#N/A
#N/A
#N/A
#N/A
#N/A
#N/A
#N/A
#N/A
#N/A
#N/A
#N/A
#N/A
#N/A
#N/A
#N/A
#N/A
#N/A
#N/A
#N/A
#N/A
#N/A
#N/A
#N/A
#N/A
#N/A
#N/A
#N/A
#N/A
#N/A
#N/A
#N/A
#N/A
#N/A
#N/A
#N/A
#N/A
#N/A
#N/A
#N/A
#N/A
#N/A
#N/A
#N/A
#N/A
#N/A
#N/A
#N/A
#N/A
#N/A
#N/A
#N/A
#N/A
#N/A
#N/A
#N/A
#N/A
#N/A
#N/A
#N/A
#N/A
#N/A
#N/A
#N/A
#N/A
#N/A
#N/A
#N/A
#N/A
#N/A
#N/A
#N/A
#N/A
#N/A
#N/A
#N/A
#N/A
#N/A
#N/A
#N/A
#N/A
#N/A
#N/A
#N/A
#N/A
#N/A
#N/A
#N/A
#N/A
#N/A
#N/A
#N/A
#N/A
#N/A
#N/A
#N/A
#N/A
#N/A
#N/A
#N/A
#N/A
#N/A
#N/A
#N/A
#N/A
#N/A
#N/A
#N/A
#N/A
#N/A
#N/A
#N/A
#N/A
#N/A
#N/A
#N/A
#N/A
#N/A
#N/A
#N/A
#N/A
#N/A
#N/A
#N/A
#N/A
#N/A
#N/A
#N/A
#N/A
#N/A
#N/A
#N/A
#N/A
#N/A
#N/A
#N/A
#N/A
#N/A
#N/A
#N/A
#N/A
#N/A
#N/A
#N/A
#N/A
#N/A
#N/A
#N/A
#N/A
#N/A
#N/A
#N/A
#N/A
#N/A
#N/A
#N/A
#N/A
#N/A
#N/A
#N/A
#N/A
#N/A
#N/A
#N/A
#N/A
#N/A
#N/A
#N/A
#N/A
#N/A
#N/A
#N/A
#N/A
#N/A
#N/A
#N/A
#N/A
#N/A
#N/A
#N/A
#N/A
#N/A
#N/A
#N/A
#N/A
#N/A
#N/A
#N/A
#N/A
#N/A
#N/A
#N/A
#N/A
#N/A
#N/A
#N/A
#N/A
#N/A
#N/A
#N/A
#N/A
#N/A
#N/A
#N/A
#N/A
#N/A
#N/A
#N/A
#N/A
#N/A
#N/A
#N/A
#N/A
#N/A
#N/A
#N/A
#N/A
#N/A
#N/A
#N/A
#N/A
#N/A
#N/A
#N/A
#N/A
#N/A
#N/A
#N/A
#N/A
#N/A
#N/A
#N/A
#N/A
#N/A
#N/A
#N/A
#N/A
#N/A
#N/A
#N/A
#N/A
#N/A
#N/A
#N/A
#N/A
#N/A
#N/A
#N/A
#N/A
#N/A
#N/A
#N/A
#N/A
#N/A
#N/A
#N/A
#N/A
#N/A
#N/A
#N/A
#N/A
#N/A
#N/A
#N/A
#N/A
#N/A
#N/A
#N/A
#N/A
#N/A
#N/A
#N/A
#N/A
#N/A
#N/A
#N/A
#N/A
#N/A
#N/A
#N/A
#N/A
#N/A
#N/A
#N/A
#N/A
#N/A
#N/A
#N/A
#N/A
#N/A
#N/A
#N/A
#N/A
#N/A
#N/A
#N/A
#N/A
#N/A
#N/A
#N/A
#N/A
#N/A
#N/A
#N/A
#N/A
#N/A
#N/A
#N/A
#N/A
#N/A
#N/A
#N/A
#N/A
#N/A
#N/A
#N/A
#N/A
#N/A
#N/A
#N/A
#N/A
#N/A
#N/A
#N/A
#N/A
#N/A
#N/A
#N/A
#N/A
#N/A
#N/A
#N/A
#N/A
#N/A
#N/A
#N/A
#N/A
#N/A
#N/A
#N/A
#N/A
#N/A
#N/A
#N/A
#N/A
#N/A
#N/A
#N/A
#N/A
#N/A
#N/A
#N/A
#N/A
#N/A
#N/A
#N/A
#N/A
#N/A
#N/A
#N/A
#N/A
#N/A
#N/A
#N/A
#N/A
#N/A
#N/A
#N/A
#N/A
#N/A
#N/A
#N/A
#N/A
#N/A
#N/A
#N/A
#N/A
#N/A
#N/A
#N/A
#N/A
#N/A
#N/A
#N/A
#N/A
#N/A
#N/A
#N/A
#N/A
#N/A
#N/A
#N/A
#N/A
#N/A
#N/A
#N/A
#N/A
#N/A
#N/A
#N/A
#N/A
#N/A
#N/A
#N/A
#N/A
#N/A
#N/A
#N/A
#N/A
#N/A
#N/A
#N/A
#N/A
#N/A
#N/A
#N/A
#N/A
#N/A
#N/A
#N/A
#N/A
#N/A
#N/A
#N/A
#N/A
#N/A
#N/A
#N/A
#N/A
#N/A
#N/A
#N/A
#N/A
#N/A
#N/A
#N/A
#N/A
#N/A
#N/A
#N/A
#N/A
#N/A
#N/A
#N/A
#N/A
#N/A
#N/A
#N/A
#N/A
#N/A
#N/A
#N/A
#N/A
#N/A
#N/A
#N/A
#N/A
#N/A
#N/A
#N/A
#N/A
#N/A
#N/A
#N/A
#N/A
#N/A
#N/A
#N/A
#N/A
#N/A
#N/A
#N/A
#N/A
#N/A
#N/A
#N/A
#N/A
#N/A
#N/A
#N/A
#N/A
#N/A
#N/A
#N/A
#N/A
#N/A
#N/A
#N/A
#N/A
#N/A
#N/A
#N/A
#N/A
#N/A
#N/A
#N/A
#N/A
#N/A
#N/A
#N/A
#N/A
#N/A
#N/A
#N/A
#N/A
#N/A
#N/A
#N/A
#N/A
#N/A
#N/A
#N/A
#N/A
#N/A
#N/A
#N/A
#N/A
#N/A
#N/A
#N/A
#N/A
#N/A
#N/A
#N/A
#N/A
#N/A
#N/A
#N/A
#N/A
#N/A
#N/A
#N/A
#N/A
#N/A
#N/A
#N/A
#N/A
#N/A
#N/A
#N/A
#N/A
#N/A
#N/A
#N/A
#N/A
#N/A
#N/A
#N/A
#N/A
#N/A
#N/A
#N/A
#N/A
#N/A
#N/A
#N/A
#N/A
#N/A
#N/A
#N/A
#N/A
#N/A
#N/A
#N/A
#N/A
#N/A
#N/A
#N/A
#N/A
#N/A
#N/A
#N/A
#N/A
#N/A
#N/A
#N/A
#N/A
#N/A
#N/A
#N/A
#N/A
#N/A
#N/A
#N/A
#N/A
#N/A
#N/A
#N/A
#N/A
#N/A
#N/A
#N/A
#N/A
#N/A
#N/A
#N/A
#N/A
#N/A
#N/A
#N/A
#N/A
#N/A
#N/A
#N/A
#N/A
#N/A
#N/A
#N/A
#N/A
#N/A
#N/A
#N/A
#N/A
#N/A
#N/A
#N/A
#N/A
#N/A
#N/A
#N/A
#N/A
#N/A
#N/A
#N/A
#N/A
#N/A
#N/A
#N/A
#N/A
#N/A
#N/A
#N/A
#N/A
#N/A
#N/A
#N/A
#N/A
#N/A
#N/A
#N/A
#N/A
#N/A
#N/A
#N/A
#N/A
#N/A
#N/A
#N/A
#N/A
#N/A
#N/A
#N/A
#N/A
#N/A
#N/A
#N/A
#N/A
#N/A
#N/A
#N/A
#N/A
#N/A
#N/A
#N/A
#N/A
#N/A
#N/A
#N/A
#N/A
#N/A
#N/A
#N/A
#N/A
#N/A
#N/A
#N/A
#N/A
#N/A
#N/A
#N/A
#N/A
#N/A
#N/A
#N/A
#N/A
#N/A
#N/A
#N/A
#N/A
#N/A
#N/A
#N/A
#N/A
#N/A
#N/A
#N/A
#N/A
#N/A
#N/A
#N/A
#N/A
#N/A
#N/A
#N/A
#N/A
#N/A
#N/A
#N/A
#N/A
#N/A
#N/A
#N/A
#N/A
#N/A
#N/A
#N/A
#N/A
#N/A
#N/A
#N/A
#N/A
#N/A
#N/A
#N/A
#N/A
#N/A
#N/A
#N/A
#N/A
#N/A
#N/A
#N/A
#N/A
#N/A
#N/A
#N/A
#N/A
#N/A
#N/A
#N/A
#N/A
#N/A
#N/A
#N/A
#N/A
#N/A
#N/A
#N/A
#N/A
#N/A
#N/A
#N/A
#N/A
#N/A
#N/A
#N/A
#N/A
#N/A
#N/A
#N/A
#N/A
#N/A
#N/A
#N/A
#N/A
#N/A
#N/A
#N/A
#N/A
#N/A
#N/A
#N/A
#N/A
#N/A
#N/A
#N/A
#N/A
#N/A
#N/A
#N/A
#N/A
#N/A
#N/A
#N/A
#N/A
#N/A
#N/A
#N/A
#N/A
#N/A
#N/A
#N/A
#N/A
#N/A
#N/A
#N/A
#N/A
#N/A
#N/A
#N/A
#N/A
#N/A
#N/A
#N/A
#N/A
#N/A
#N/A
#N/A
#N/A
#N/A
#N/A
#N/A
#N/A
#N/A
#N/A
#N/A
#N/A
#N/A
#N/A
#N/A
#N/A
#N/A
#N/A
#N/A
#N/A
#N/A
#N/A
#N/A
#N/A
#N/A
#N/A
#N/A
#N/A
#N/A
#N/A
#N/A
#N/A
#N/A
#N/A
#N/A
#N/A
#N/A
#N/A
#N/A
#N/A
#N/A
#N/A
#N/A
#N/A
#N/A
#N/A
#N/A
#N/A
#N/A
#N/A
#N/A
#N/A
#N/A
#N/A
#N/A
#N/A
#N/A
#N/A
#N/A
#N/A
#N/A
#N/A
#N/A
#N/A
#N/A
#N/A
#N/A
#N/A
#N/A
#N/A
#N/A
#N/A
#N/A
#N/A
#N/A
#N/A
#N/A
#N/A
#N/A
#N/A
#N/A
#N/A
#N/A
#N/A
#N/A
#N/A
#N/A
#N/A
#N/A
#N/A
#N/A
#N/A
#N/A
#N/A
#N/A
#N/A
#N/A
#N/A
#N/A
#N/A
#N/A
#N/A
#N/A
#N/A
#N/A
#N/A
#N/A
#N/A
#N/A
#N/A
#N/A
#N/A
#N/A
#N/A
#N/A
#N/A
#N/A
#N/A
#N/A
#N/A
#N/A
#N/A
#N/A
#N/A
#N/A
#N/A
#N/A
#N/A
#N/A
#N/A
#N/A
#N/A
#N/A
#N/A
#N/A
#N/A
#N/A
#N/A
#N/A
#N/A
#N/A
#N/A
#N/A
#N/A
#N/A
#N/A
#N/A
#N/A
#N/A
#N/A
#N/A
#N/A
#N/A
#N/A
#N/A
#N/A
#N/A
#N/A
#N/A
#N/A
#N/A
#N/A
#N/A
#N/A
#N/A
#N/A
#N/A
#N/A
#N/A
#N/A
#N/A
#N/A
#N/A
#N/A
#N/A
#N/A
#N/A
#N/A
#N/A
#N/A
#N/A
#N/A
#N/A
#N/A
#N/A
#N/A
#N/A
#N/A
#N/A
#N/A
#N/A
#N/A
#N/A
#N/A
#N/A
#N/A
#N/A
#N/A
#N/A
#N/A
#N/A
#N/A
#N/A
#N/A
#N/A
#N/A
#N/A
#N/A
#N/A
#N/A
#N/A
#N/A
#N/A
#N/A
#N/A
#N/A
#N/A
#N/A
#N/A
#N/A
#N/A
#N/A
#N/A
#N/A
#N/A
#N/A
#N/A
#N/A
#N/A
#N/A
#N/A
#N/A
#N/A
#N/A
#N/A
#N/A
#N/A
#N/A
#N/A
#N/A
#N/A
#N/A
#N/A
#N/A
#N/A
#N/A
#N/A
#N/A
#N/A
#N/A
#N/A
#N/A
#N/A
#N/A
#N/A
#N/A
#N/A
#N/A
#N/A
#N/A
#N/A
#N/A
#N/A
#N/A
#N/A
#N/A
#N/A
#N/A
#N/A
#N/A
#N/A
#N/A
#N/A
#N/A
#N/A
#N/A
#N/A
#N/A
#N/A
#N/A
#N/A
#N/A
#N/A
#N/A
#N/A
#N/A
#N/A
#N/A
#N/A
#N/A
#N/A
#N/A
#N/A
#N/A
#N/A
#N/A
#N/A
#N/A
#N/A
#N/A
#N/A
#N/A
#N/A
#N/A
#N/A
#N/A
#N/A
#N/A
#N/A
#N/A
#N/A
#N/A
#N/A
#N/A
#N/A
#N/A
#N/A
#N/A
#N/A
#N/A
#N/A
#N/A
#N/A
#N/A
#N/A
#N/A
#N/A
#N/A
#N/A
#N/A
#N/A
#N/A
#N/A
#N/A
#N/A
#N/A
#N/A
#N/A
#N/A
#N/A
#N/A
#N/A
#N/A
#N/A
#N/A
#N/A
#N/A
#N/A
#N/A
#N/A
#N/A
#N/A
#N/A
#N/A
#N/A
#N/A
#N/A
#N/A
#N/A
#N/A
#N/A
#N/A
#N/A
#N/A
#N/A
#N/A
#N/A
#N/A
#N/A
#N/A
#N/A
#N/A
#N/A
#N/A
#N/A
#N/A
#N/A
#N/A
#N/A
#N/A
#N/A
#N/A
#N/A
#N/A
#N/A
#N/A
#N/A
#N/A
#N/A
#N/A
#N/A
#N/A
#N/A
#N/A
#N/A
#N/A
#N/A
#N/A
#N/A
#N/A
#N/A
#N/A
#N/A
#N/A
#N/A
#N/A
#N/A
#N/A
#N/A
#N/A
#N/A
#N/A
#N/A
#N/A
#N/A
#N/A
#N/A
#N/A
#N/A
#N/A
#N/A
#N/A
#N/A
#N/A
#N/A
#N/A
#N/A
#N/A
#N/A
#N/A
#N/A
#N/A
#N/A
#N/A
#N/A
#N/A
#N/A
#N/A
#N/A
#N/A
#N/A
#N/A
#N/A
#N/A
#N/A
#N/A
#N/A
#N/A
#N/A
#N/A
#N/A
#N/A
#N/A
#N/A
#N/A
#N/A
#N/A
#N/A
#N/A
#N/A
#N/A
#N/A
#N/A
#N/A
#N/A
#N/A
#N/A
#N/A
#N/A
#N/A
#N/A
#N/A
#N/A
#N/A
#N/A
#N/A
#N/A
#N/A
#N/A
#N/A
#N/A
#N/A
#N/A
#N/A
#N/A
#N/A
#N/A
#N/A
#N/A
#N/A
#N/A
#N/A
#N/A
#N/A
#N/A
#N/A
#N/A
#N/A
#N/A
#N/A
#N/A
#N/A
#N/A
#N/A
#N/A
#N/A
#N/A
#N/A
#N/A
#N/A
#N/A
#N/A
#N/A
#N/A
#N/A
#N/A
#N/A
#N/A
#N/A
#N/A
#N/A
#N/A
#N/A
#N/A
#N/A
#N/A
#N/A
#N/A
#N/A
#N/A
#N/A
#N/A
#N/A
#N/A
#N/A
#N/A
#N/A
#N/A
#N/A
#N/A
#N/A
#N/A
#N/A
#N/A
#N/A
#N/A
#N/A
#N/A
#N/A
#N/A
#N/A
#N/A
#N/A
#N/A
#N/A
#N/A
#N/A
#N/A
#N/A
#N/A
#N/A
#N/A
#N/A
#N/A
#N/A
#N/A
#N/A
#N/A
#N/A
#N/A
#N/A
#N/A
#N/A
#N/A
#N/A
#N/A
#N/A
#N/A
#N/A
#N/A
#N/A
#N/A
#N/A
#N/A
#N/A
#N/A
#N/A
#N/A
#N/A
#N/A
#N/A
#N/A
#N/A
#N/A
#N/A
#N/A
#N/A
#N/A
#N/A
#N/A
#N/A
#N/A
#N/A
#N/A
#N/A
#N/A
#N/A
#N/A
#N/A
#N/A
#N/A
#N/A
#N/A
#N/A
#N/A
#N/A
#N/A
#N/A
#N/A
#N/A
#N/A
#N/A
#N/A
#N/A
#N/A
#N/A
#N/A
#N/A
#N/A
#N/A
#N/A
#N/A
#N/A
#N/A
#N/A
#N/A
#N/A
#N/A
#N/A
#N/A
#N/A
#N/A
#N/A
#N/A
#N/A
#N/A
#N/A
#N/A
#N/A
#N/A
#N/A
#N/A
#N/A
#N/A
#N/A
#N/A
#N/A
#N/A
#N/A
#N/A
#N/A
#N/A
#N/A
#N/A
#N/A
#N/A
#N/A
#N/A
#N/A
#N/A
#N/A
#N/A
#N/A
#N/A
#N/A
#N/A
#N/A
#N/A
#N/A
#N/A
#N/A
#N/A
#N/A
#N/A
#N/A
#N/A
#N/A
#N/A
#N/A
#N/A
#N/A
#N/A
#N/A
#N/A
#N/A
#N/A
#N/A
#N/A
#N/A
#N/A
#N/A
#N/A
#N/A
#N/A
#N/A
#N/A
#N/A
#N/A
#N/A
#N/A
#N/A
#N/A
#N/A
#N/A
#N/A
#N/A
#N/A
#N/A
#N/A
#N/A
#N/A
#N/A
#N/A
#N/A
#N/A
#N/A
#N/A
#N/A
#N/A
#N/A
#N/A
#N/A
#N/A
#N/A
#N/A
#N/A
#N/A
#N/A
#N/A
#N/A
#N/A
#N/A
#N/A
#N/A
#N/A
#N/A
#N/A
#N/A
#N/A
#N/A
#N/A
#N/A
#N/A
#N/A
#N/A
#N/A
#N/A
#N/A
#N/A
#N/A
#N/A
#N/A
#N/A
#N/A
#N/A
#N/A
#N/A
#N/A
#N/A
#N/A
#N/A
#N/A
#N/A
#N/A
#N/A
#N/A
#N/A
#N/A
#N/A
#N/A
#N/A
#N/A
#N/A
#N/A
#N/A
#N/A
#N/A
#N/A
#N/A
#N/A
#N/A
#N/A
#N/A
#N/A
#N/A
#N/A
#N/A
#N/A
#N/A
#N/A
#N/A
#N/A
#N/A
#N/A
#N/A
#N/A
#N/A
#N/A
#N/A
#N/A
#N/A
#N/A
#N/A
#N/A
#N/A
#N/A
#N/A
#N/A
#N/A
#N/A
#N/A
#N/A
#N/A
#N/A
#N/A
#N/A
#N/A
#N/A
#N/A
#N/A
#N/A
#N/A
#N/A
#N/A
#N/A
#N/A
#N/A
#N/A
#N/A
#N/A
#N/A
#N/A
#N/A
#N/A
#N/A
#N/A
#N/A
#N/A
#N/A
#N/A
#N/A
#N/A
#N/A
#N/A
#N/A
#N/A
#N/A
#N/A
#N/A
#N/A
#N/A
#N/A
#N/A
#N/A
#N/A
#N/A
#N/A
#N/A
#N/A
#N/A
#N/A
#N/A
#N/A
#N/A
#N/A
#N/A
#N/A
#N/A
#N/A
#N/A
#N/A
#N/A
#N/A
#N/A
#N/A
#N/A
#N/A
#N/A
#N/A
#N/A
#N/A
#N/A
#N/A
#N/A
#N/A
#N/A
#N/A
#N/A
#N/A
#N/A
#N/A
#N/A
#N/A
#N/A
#N/A
#N/A
#N/A
#N/A
#N/A
#N/A
#N/A
#N/A
#N/A
#N/A
#N/A
#N/A
#N/A
#N/A
#N/A
#N/A
#N/A
#N/A
#N/A
#N/A
#N/A
#N/A
#N/A
#N/A
#N/A
#N/A
#N/A
#N/A
#N/A
#N/A
#N/A
#N/A
#N/A
#N/A
#N/A
#N/A
#N/A
#N/A
#N/A
#N/A
#N/A
#N/A
#N/A
#N/A
#N/A
#N/A
#N/A
#N/A
#N/A
#N/A
#N/A
#N/A
#N/A
#N/A
#N/A
#N/A
#N/A
#N/A
#N/A
#N/A
#N/A
#N/A
#N/A
#N/A
#N/A
#N/A
#N/A
#N/A
#N/A
#N/A
#N/A
#N/A
#N/A
#N/A
#N/A
#N/A
#N/A
#N/A
#N/A
#N/A
#N/A
#N/A
#N/A
#N/A
#N/A
#N/A
#N/A
#N/A
#N/A
#N/A
#N/A
#N/A
#N/A
#N/A
#N/A
#N/A
#N/A
#N/A
#N/A
#N/A
#N/A
#N/A
#N/A
#N/A
#N/A
#N/A
#N/A
#N/A
#N/A
#N/A
#N/A
#N/A
#N/A
#N/A
#N/A
#N/A
#N/A
#N/A
#N/A
#N/A
#N/A
#N/A
#N/A
#N/A
#N/A
#N/A
#N/A
#N/A
#N/A
#N/A
#N/A
#N/A
#N/A
#N/A
#N/A
#N/A
#N/A
#N/A
#N/A
#N/A
#N/A
#N/A
#N/A
#N/A
#N/A
#N/A
#N/A
#N/A
#N/A
#N/A
#N/A
#N/A
#N/A
#N/A
#N/A
#N/A
#N/A
#N/A
#N/A
#N/A
#N/A
#N/A
#N/A
#N/A
#N/A
#N/A
#N/A
#N/A
#N/A
#N/A
#N/A
#N/A
#N/A
#N/A
#N/A
#N/A
#N/A
#N/A
#N/A
#N/A
#N/A
#N/A
#N/A
#N/A
#N/A
#N/A
#N/A
#N/A
#N/A
#N/A
#N/A
#N/A
#N/A
#N/A
#N/A
#N/A
#N/A
#N/A
#N/A
#N/A
#N/A
#N/A
#N/A
#N/A
#N/A
#N/A
#N/A
#N/A
#N/A
#N/A
#N/A
#N/A
#N/A
#N/A
#N/A
#N/A
#N/A
#N/A
#N/A
#N/A
#N/A
#N/A
#N/A
#N/A
#N/A
#N/A
#N/A
#N/A
#N/A
#N/A
#N/A
#N/A
#N/A
#N/A
#N/A
#N/A
#N/A
#N/A
#N/A
#N/A
#N/A
#N/A
#N/A
#N/A
#N/A
#N/A
#N/A
#N/A
#N/A
#N/A
#N/A
#N/A
#N/A
#N/A
#N/A
#N/A
#N/A
#N/A
#N/A
#N/A
#N/A
#N/A
#N/A
#N/A
#N/A
#N/A
#N/A
#N/A
#N/A
#N/A
#N/A
#N/A
#N/A
#N/A
#N/A
#N/A
#N/A
#N/A
#N/A
#N/A
#N/A
#N/A
#N/A
#N/A
#N/A
#N/A
#N/A
#N/A
#N/A
#N/A
#N/A
#N/A
#N/A
#N/A
#N/A
#N/A
#N/A
#N/A
#N/A
#N/A
#N/A
#N/A
#N/A
#N/A
#N/A
#N/A
#N/A
#N/A
#N/A
#N/A
#N/A
#N/A
#N/A
#N/A
#N/A
#N/A
#N/A
#N/A
#N/A
#N/A
#N/A
#N/A
#N/A
#N/A
#N/A
#N/A
#N/A
#N/A
#N/A
#N/A
#N/A
#N/A
#N/A
#N/A
#N/A
#N/A
#N/A
#N/A
#N/A
#N/A
#N/A
#N/A
#N/A
#N/A
#N/A
#N/A
#N/A
#N/A
#N/A
#N/A
#N/A
#N/A
#N/A
#N/A
#N/A
#N/A
#N/A
#N/A
#N/A
#N/A
#N/A
#N/A
#N/A
#N/A
#N/A
#N/A
#N/A
#N/A
#N/A
#N/A
#N/A
#N/A
#N/A
#N/A
#N/A
#N/A
#N/A
#N/A
#N/A
#N/A
#N/A
#N/A
#N/A
#N/A
#N/A
#N/A
#N/A
#N/A
#N/A
#N/A
#N/A
#N/A
#N/A
#N/A
#N/A
#N/A
#N/A
#N/A
#N/A
#N/A
#N/A
#N/A
#N/A
#N/A
#N/A
#N/A
#N/A
#N/A
#N/A
#N/A
#N/A
#N/A
#N/A
#N/A
#N/A
#N/A
#N/A
#N/A
#N/A
#N/A
#N/A
#N/A
#N/A
#N/A
#N/A
#N/A
#N/A
#N/A
#N/A
#N/A
#N/A
#N/A
#N/A
#N/A
#N/A
#N/A
#N/A
#N/A
#N/A
#N/A
#N/A
#N/A
#N/A
#N/A
#N/A
#N/A
#N/A
#N/A
#N/A
#N/A
#N/A
#N/A
#N/A
#N/A
#N/A
#N/A
#N/A
#N/A
#N/A
#N/A
#N/A
#N/A
#N/A
#N/A
#N/A
#N/A
#N/A
#N/A
#N/A
#N/A
#N/A
#N/A
#N/A
#N/A
#N/A
#N/A
#N/A
#N/A
#N/A
#N/A
#N/A
#N/A
#N/A
#N/A
#N/A
#N/A
#N/A
#N/A
#N/A
#N/A
#N/A
#N/A
#N/A
#N/A
#N/A
#N/A
#N/A
#N/A
#N/A
#N/A
#N/A
#N/A
#N/A
#N/A
#N/A
#N/A
#N/A
#N/A
#N/A
#N/A
#N/A
#N/A
#N/A
#N/A
#N/A
#N/A
#N/A
#N/A
#N/A
#N/A
#N/A
#N/A
#N/A
#N/A
#N/A
#N/A
#N/A
#N/A
#N/A
#N/A
#N/A
#N/A
#N/A
#N/A
#N/A
#N/A
#N/A
#N/A
#N/A
#N/A
#N/A
#N/A
#N/A
#N/A
#N/A
#N/A
#N/A
#N/A
#N/A
#N/A
#N/A
#N/A
#N/A
#N/A
#N/A
#N/A
#N/A
#N/A
#N/A
#N/A
#N/A
#N/A
#N/A
#N/A
#N/A
#N/A
#N/A
#N/A
#N/A
#N/A
#N/A
#N/A
#N/A
#N/A
#N/A
#N/A
#N/A
#N/A
#N/A
#N/A
#N/A
#N/A
#N/A
#N/A
#N/A
#N/A
#N/A
#N/A
#N/A
#N/A
#N/A
#N/A
#N/A
#N/A
#N/A
#N/A
#N/A
#N/A
#N/A
#N/A
#N/A
#N/A
#N/A
#N/A
#N/A
#N/A
#N/A
#N/A
#N/A
#N/A
#N/A
#N/A
#N/A
#N/A
#N/A
#N/A
#N/A
#N/A
#N/A
#N/A
#N/A
#N/A
#N/A
#N/A
#N/A
#N/A
#N/A
#N/A
#N/A
#N/A
#N/A
#N/A
#N/A
#N/A
#N/A
#N/A
#N/A
#N/A
#N/A
#N/A
#N/A
#N/A
#N/A
#N/A
#N/A
#N/A
#N/A
#N/A
#N/A
#N/A
#N/A
#N/A
#N/A
#N/A
#N/A
#N/A
#N/A
#N/A
#N/A
#N/A
#N/A
#N/A
#N/A
#N/A
#N/A
#N/A
#N/A
#N/A
#N/A
#N/A
#N/A
#N/A
#N/A
#N/A
#N/A
#N/A
#N/A
#N/A
#N/A
#N/A
#N/A
#N/A
#N/A
#N/A
#N/A
#N/A
#N/A
#N/A
#N/A
#N/A
#N/A
#N/A
#N/A
#N/A
#N/A
#N/A
#N/A
#N/A
#N/A
#N/A
#N/A
#N/A
#N/A
#N/A
#N/A
#N/A
#N/A
#N/A
#N/A
#N/A
#N/A
#N/A
#N/A
#N/A
#N/A
#N/A
#N/A
#N/A
#N/A
#N/A
#N/A
#N/A
#N/A
#N/A
#N/A
#N/A
#N/A
#N/A
#N/A
#N/A
#N/A
#N/A
#N/A
#N/A
#N/A
#N/A
#N/A
#N/A
#N/A
#N/A
#N/A
#N/A
#N/A
#N/A
#N/A
#N/A
#N/A
#N/A
#N/A
#N/A
#N/A
#N/A
#N/A
#N/A
#N/A
#N/A
#N/A
#N/A
#N/A
#N/A
#N/A
#N/A
#N/A
#N/A
#N/A
#N/A
#N/A
#N/A
#N/A
#N/A
#N/A
#N/A
#N/A
#N/A
#N/A
#N/A
#N/A
#N/A
#N/A
#N/A
#N/A
#N/A
#N/A
#N/A
#N/A
#N/A
#N/A
#N/A
#N/A
#N/A
#N/A
#N/A
#N/A
#N/A
#N/A
#N/A
#N/A
#N/A
#N/A
#N/A
#N/A
#N/A
#N/A
#N/A
#N/A
#N/A
#N/A
#N/A
#N/A
#N/A
#N/A
#N/A
#N/A
#N/A
#N/A
#N/A
#N/A
#N/A
#N/A
#N/A
#N/A
#N/A
#N/A
#N/A
#N/A
#N/A
#N/A
#N/A
#N/A
#N/A
#N/A
#N/A
#N/A
#N/A
#N/A
#N/A
#N/A
#N/A
#N/A
#N/A
#N/A
#N/A
#N/A
#N/A
#N/A
#N/A
#N/A
#N/A
#N/A
#N/A
#N/A
#N/A
#N/A
#N/A
#N/A
#N/A
#N/A
#N/A
#N/A
#N/A
#N/A
#N/A
#N/A
#N/A
#N/A
#N/A
#N/A
#N/A
#N/A
#N/A
#N/A
#N/A
#N/A
#N/A
#N/A
#N/A
#N/A
#N/A
#N/A
#N/A
#N/A
#N/A
#N/A
#N/A
#N/A
#N/A
#N/A
#N/A
#N/A
#N/A
#N/A
#N/A
#N/A
#N/A
#N/A
#N/A
#N/A
#N/A
#N/A
#N/A
#N/A
#N/A
#N/A
#N/A
#N/A
#N/A
#N/A
#N/A
#N/A
#N/A
#N/A
#N/A
#N/A
#N/A
#N/A
#N/A
#N/A
#N/A
#N/A
#N/A
#N/A
#N/A
#N/A
#N/A
#N/A
#N/A
#N/A
#N/A
#N/A
#N/A
#N/A
#N/A
#N/A
#N/A
#N/A
#N/A
#N/A
#N/A
#N/A
#N/A
#N/A
#N/A
#N/A
#N/A
#N/A
#N/A
#N/A
#N/A
#N/A
#N/A
#N/A
#N/A
#N/A
#N/A
#N/A
#N/A
#N/A
#N/A
#N/A
#N/A
#N/A
#N/A
#N/A
#N/A
#N/A
#N/A
#N/A
#N/A
#N/A
#N/A
#N/A
#N/A
#N/A
#N/A
#N/A
#N/A
#N/A
#N/A
#N/A
#N/A
#N/A
#N/A
#N/A
#N/A
#N/A
#N/A
#N/A
#N/A
#N/A
#N/A
#N/A
#N/A
#N/A
#N/A
#N/A
#N/A
#N/A
#N/A
#N/A
#N/A
#N/A
#N/A
#N/A
#N/A
#N/A
#N/A
#N/A
#N/A
#N/A
#N/A
#N/A
#N/A
#N/A
#N/A
#N/A
#N/A
#N/A
#N/A
#N/A
#N/A
#N/A
#N/A
#N/A
#N/A
#N/A
#N/A
#N/A
#N/A
#N/A
#N/A
#N/A
#N/A
#N/A
#N/A
#N/A
#N/A
#N/A
#N/A
#N/A
#N/A
#N/A
#N/A
#N/A
#N/A
#N/A
#N/A
#N/A
#N/A
#N/A
#N/A
#N/A
#N/A
#N/A
#N/A
#N/A
#N/A
#N/A
#N/A
#N/A
#N/A
#N/A
#N/A
#N/A
#N/A
#N/A
#N/A
#N/A
#N/A
#N/A
#N/A
#N/A
#N/A
#N/A
#N/A
#N/A
#N/A
#N/A
#N/A
#N/A
#N/A
#N/A
#N/A
#N/A
#N/A
#N/A
#N/A
#N/A
#N/A
#N/A
#N/A
#N/A
#N/A
#N/A
#N/A
#N/A
#N/A
#N/A
#N/A
#N/A
#N/A
#N/A
#N/A
#N/A
#N/A
#N/A
#N/A
#N/A
#N/A
#N/A
#N/A
#N/A
#N/A
#N/A
#N/A
#N/A
#N/A
#N/A
#N/A
#N/A
#N/A
#N/A
#N/A
#N/A
#N/A
#N/A
#N/A
#N/A
#N/A
#N/A
#N/A
#N/A
#N/A
#N/A
#N/A
#N/A
#N/A
#N/A
#N/A
#N/A
#N/A
#N/A
#N/A
#N/A
#N/A
#N/A
#N/A
#N/A
#N/A
#N/A
#N/A
#N/A
#N/A
#N/A
#N/A
#N/A
#N/A
#N/A
#N/A
#N/A
#N/A
#N/A
#N/A
#N/A
#N/A
#N/A
#N/A
#N/A
#N/A
#N/A
#N/A
#N/A
#N/A
#N/A
#N/A
#N/A
#N/A
#N/A
#N/A
#N/A
#N/A
#N/A
#N/A
#N/A
#N/A
#N/A
#N/A
#N/A
#N/A
#N/A
#N/A
#N/A
#N/A
#N/A
#N/A
#N/A
#N/A
#N/A
#N/A
#N/A
#N/A
#N/A
#N/A
#N/A
#N/A
#N/A
#N/A
#N/A
#N/A
#N/A
#N/A
#N/A
#N/A
#N/A
#N/A
#N/A
#N/A
#N/A
#N/A
#N/A
#N/A
#N/A
#N/A
#N/A
#N/A
#N/A
#N/A
#N/A
#N/A
#N/A
#N/A
#N/A
#N/A
#N/A
#N/A
#N/A
#N/A
#N/A
#N/A
#N/A
#N/A
#N/A
#N/A
#N/A
#N/A
#N/A
#N/A
#N/A
#N/A
#N/A
#N/A
#N/A
#N/A
#N/A
#N/A
#N/A
#N/A
#N/A
#N/A
#N/A
#N/A
#N/A
#N/A
#N/A
#N/A
#N/A
#N/A
#N/A
#N/A
#N/A
#N/A
#N/A
#N/A
#N/A
#N/A
#N/A
#N/A
#N/A
#N/A
#N/A
#N/A
#N/A
#N/A
#N/A
#N/A
#N/A
#N/A
#N/A
#N/A
#N/A
#N/A
#N/A
#N/A
#N/A
#N/A
#N/A
#N/A
#N/A
#N/A
#N/A
#N/A
#N/A
#N/A
#N/A
#N/A
#N/A
#N/A
#N/A
#N/A
#N/A
#N/A
#N/A
#N/A
#N/A
#N/A
#N/A
#N/A
#N/A
#N/A
#N/A
#N/A
#N/A
#N/A
#N/A
#N/A
#N/A
#N/A
#N/A
#N/A
#N/A
#N/A
#N/A
#N/A
#N/A
#N/A
#N/A
#N/A
#N/A

## Step 2 Import
Generator Sensitivities | [8 empty] | sort column | Paste Table
Area Name of Gen | Number | Name | ID | AGC | P Sensitivity | Gen MW | Max MW | V Sensitivity |  | Area Name of Bus | Number | Name | ID | AGC | P Sensitivity | Gen MW | Max MW | V Sensitivity |  | Area Name of Bus | Number | Name | ID | AGC | P Sensitivity | Gen MW | Max MW | V Sensitivity | Ownership %
[9 empty] | #N/A | ONCORTSP | 2371 | COLL1 G | 1 | YES | -0.38 | 0 | 153 | 0 | #N/A | TMPA_TSP | 990 | GIBCRK J01 | 1 | YES | -0.38 | 0 | 87.21 | 0 | 0.57 | GIBCRK_GIB_CRG1_J01 | 990 | GIBCRK
[9 empty] | #N/A | DENTNTSP | 920 | SPNCER1 | 1 | YES | -0.134 | 0 | 12 | 0 | #N/A | TMPA_TSP | 990 | GIBCRK J02 | 1 | YES | -0.38 | 0 | 33.201 | 0 | 0.217 | GIBCRK_GIB_CRG1_J02 | 5903 | MIGUEL
[9 empty] | #N/A | DENTNTSP | 923 | SPNCER4 | 1 | YES | -0.134 | 48 | 61 | 0 | #N/A | TMPA_TSP | 990 | GIBCRK J03 | 1 | YES | -0.38 | 0 | 32.589 | 0 | 0.213 | GIBCRK_GIB_CRG1_J03 | 5911 | STP1
[9 empty] | #N/A | DENTNTSP | 924 | SPNCER5 | 1 | YES | -0.134 | 52 | 66 | 0 | #N/A | SANMIGUL | 5903 | MIGUEL J01 | 1 | YES | -0.134 | 0 | 6 | 0 | 0.5 | SANMIGL_SANMIGG1_J01 | 5912 | STP2
[9 empty] | #N/A | DENTNTSP | 922 | SPNCER3 | 1 | YES | -0.134 | 0 | 27 | 0 | #N/A | SANMIGUL | 5903 | MIGUEL J02 | 1 | YES | -0.134 | 0 | 6 | 0 | 0.5 | SANMIGL_SANMIGG1_J02 | 6752 | OKLAUN1G
[9 empty] | #N/A | DENTNTSP | 921 | SPNCER2 | 1 | YES | -0.134 | 0 | 12 | 0 | #N/A | STP | 5911 | STP1 J01 | 1 | YES | -0.134 | 14.784 | 18.788 | 0 | 0.308 | STP_STP_G1_J01 | 7010 | FPP G1
[9 empty] | #N/A | RYBRNTSP | 6948 | DENISNDM | 1 | YES | -0.091 | 76 | 80 | 0 | #N/A | STP | 5911 | STP1 J02 | 1 | YES | -0.134 | 12.096 | 15.372 | 0 | 0.252 | STP_STP_G1_J02 | 7011 | FPP G2
[9 empty] | #N/A | ONCORTSP | 1687 | VAL 1 G | 1 | YES | -0.091 | 166.3 | 175 | 0 | #N/A | STP | 5911 | STP1 J03 | 1 | YES | -0.134 | 13.44 | 17.08 | 0 | 0.28 | STP_STP_G1_J03 | 7038 | TWPP G1
[9 empty] | #N/A | ONCORTSP | 1688 | VAL 2 G | 2 | YES | -0.091 | 522.5 | 550 | 0 | #N/A | STP | 5911 | STP1 J04 | 1 | YES | -0.134 | 7.68 | 9.76 | 0 | 0.16 | STP_STP_G1_J04 | 8981 | HECN1
[9 empty] | #N/A | BEPC_TSP | 504 | NTEXAS2 | 2 | YES | -0.071 | 0 | 17 | 0 | #N/A | STP | 5912 | STP2 J01 | 2 | YES | -0.134 | 16.016 | 20.328 | 0 | 0.308 | STP_STP_G2_J01 | 8982 | HECN2
[9 empty] | #N/A | BEPC_TSP | 503 | NTEXAS1 | 1 | YES | -0.071 | 0 | 17 | 0 | #N/A | STP | 5912 | STP2 J02 | 2 | YES | -0.134 | 13.104 | 16.632 | 0 | 0.252 | STP_STP_G2_J02 | 8983 | HECN3
[9 empty] | #N/A | BEPC_TSP | 505 | NTEXAS3 | 3 | YES | -0.071 | 0 | 35 | 0 | #N/A | STP | 5912 | STP2 J03 | 2 | YES | -0.134 | 14.56 | 18.48 | 0 | 0.28 | STP_STP_G2_J03 | 60018 | DSKY1
[9 empty] | #N/A | BEPC_TSP | 344 | MORSHEP | 1 | YES | -0.07 | 10 | 12 | 0 | #N/A | STP | 5912 | STP2 J04 | 2 | YES | -0.134 | 8.32 | 10.56 | 0 | 0.16 | STP_STP_G2_J04
[9 empty] | #N/A | [10 empty] | AEP_TNC | 6752 | OKLAUN1G J01 | 1 | YES | -0.134 | 0 | 14.7663 | 0 | 0.5469 | OKLA_OKLA_G1_J01
[9 empty] | #N/A | [10 empty] | AEP_TNC | 6752 | OKLAUN1G J02 | 1 | YES | -0.134 | 0 | 4.2174 | 0 | 0.1562 | OKLA_OKLA_G1_J02
[9 empty] | #N/A | [10 empty] | AEP_TNC | 6752 | OKLAUN1G J03 | 1 | YES | -0.134 | 0 | 2.1087 | 0 | 0.0781 | OKLA_OKLA_G1_J03
[9 empty] | #N/A | [10 empty] | AEP_TNC | 6752 | OKLAUN1G J04 | 1 | YES | -0.134 | 0 | 2.7432 | 0 | 0.1016 | OKLA_OKLA_G1_J04
[9 empty] | #N/A | [10 empty] | AEP_TNC | 6752 | OKLAUN1G J05 | 1 | YES | -0.134 | 0 | 3.1644 | 0 | 0.1172 | OKLA_OKLA_G1_J05
[9 empty] | #N/A | [10 empty] | LCRA TSP | 7010 | FPP G1 J01 | 1 | YES | -0.134 | 0 | 6 | 0 | 0.5 | FPPYD1_FPP_G1_J01
[9 empty] | #N/A | [10 empty] | LCRA TSP | 7010 | FPP G1 J02 | 1 | YES | -0.134 | 0 | 6 | 0 | 0.5 | FPPYD1_FPP_G1_J02
[9 empty] | #N/A | [10 empty] | LCRA TSP | 7011 | FPP G2 J01 | 2 | YES | -0.091 | 38 | 40 | 0 | 0.5 | FPPYD1_FPP_G2_J01
[9 empty] | #N/A | [10 empty] | LCRA TSP | 7011 | FPP G2 J02 | 2 | YES | -0.091 | 38 | 40 | 0 | 0.5 | FPPYD1_FPP_G2_J02
[9 empty] | #N/A | [10 empty] | LCRA TSP | 7038 | TWPP G1 J01 | 1 | YES | -0.091 | 489.048 | 514.75 | 0 | 0.71 | KUNITZ_WIND_LGE_J01
[9 empty] | #N/A | [10 empty] | LCRA TSP | 7038 | TWPP G1 J02 | 1 | YES | -0.091 | 199.752 | 210.25 | 0 | 0.29 | KUNITZ_WIND_LGE_J02
[9 empty] | #N/A | [10 empty] | AEP_TCC | 8981 | HECN1 J01 | 1 | YES | -0.091 | 410.3088 | 431.904 | 0 | 0.78528 | DUKE_DUKE_GT1_J01
[9 empty] | #N/A | [10 empty] | AEP_TCC | 8981 | HECN1 J02 | 1 | YES | -0.091 | 112.1912 | 118.096 | 0 | 0.21472 | DUKE_DUKE_GT1_J02
[9 empty] | #N/A | [10 empty] | AEP_TCC | 8982 | HECN2 J01 | 2 | YES | -0.071 | 0 | 13.3498 | 0 | 0.78528 | DUKE_DUKE_GT2_J01
[9 empty] | #N/A | [10 empty] | AEP_TCC | 8982 | HECN2 J02 | 2 | YES | -0.071 | 0 | 3.6502 | 0 | 0.21472 | DUKE_DUKE_GT2_J02
[9 empty] | #N/A | [10 empty] | AEP_TCC | 8983 | HECN3 J01 | 3 | YES | -0.071 | 0 | 13.3498 | 0 | 0.78528 | DUKE_DUKE_ST1_J01
[9 empty] | #N/A | [10 empty] | AEP_TCC | 8983 | HECN3 J02 | 3 | YES | -0.071 | 0 | 3.6502 | 0 | 0.21472 | DUKE_DUKE_ST1_J02
[9 empty] | #N/A | [10 empty] | AEP_TNC | 60018 | DSKY1 J01 | 1 | YES | -0.071 | 0 | 21.35 | 0 | 0.61 | INDNNWP_INDNNWP_J01
[9 empty] | #N/A | [10 empty] | AEP_TNC | 60018 | DSKY1 J02 | 1 | YES | -0.071 | 0 | 13.65 | 0 | 0.39 | INDNNWP_INDNNWP_J02
#N/A
#N/A
#N/A
#N/A
#N/A
#N/A
#N/A
#N/A
#N/A
#N/A
#N/A
#N/A
#N/A
#N/A
#N/A
#N/A
#N/A
#N/A
#N/A
#N/A
#N/A
#N/A
#N/A
#N/A
#N/A
#N/A
#N/A
#N/A
#N/A
#N/A
#N/A
#N/A
#N/A
#N/A
#N/A
#N/A
#N/A
#N/A
#N/A
#N/A
#N/A
#N/A
#N/A
#N/A
#N/A
#N/A
#N/A
#N/A
#N/A
#N/A
#N/A
#N/A
#N/A
#N/A
#N/A
#N/A
#N/A
#N/A
#N/A
#N/A
#N/A
#N/A
#N/A
#N/A
#N/A
#N/A
#N/A
#N/A
#N/A
#N/A
#N/A
#N/A
#N/A
#N/A
#N/A
#N/A
#N/A
#N/A
#N/A
#N/A
#N/A
#N/A
#N/A
#N/A
#N/A
#N/A
#N/A
#N/A
#N/A
#N/A
#N/A
#N/A
#N/A
#N/A
#N/A
#N/A
#N/A
#N/A
#N/A
#N/A
#N/A
#N/A
#N/A
#N/A
#N/A
#N/A
#N/A
#N/A
#N/A
#N/A
#N/A
#N/A
#N/A
#N/A
#N/A
#N/A
#N/A
#N/A
#N/A
#N/A
#N/A
#N/A
#N/A
#N/A
#N/A
#N/A
#N/A
#N/A
#N/A
#N/A
#N/A
#N/A
#N/A
#N/A
#N/A
#N/A
#N/A
#N/A
#N/A
#N/A
#N/A
#N/A
#N/A
#N/A
#N/A
#N/A
#N/A
#N/A
#N/A
#N/A
#N/A
#N/A
#N/A
#N/A
#N/A
#N/A
#N/A
#N/A
#N/A
#N/A
#N/A
#N/A
#N/A
#N/A
#N/A
#N/A
#N/A
#N/A
#N/A
#N/A
#N/A
#N/A
#N/A
#N/A
#N/A
#N/A
#N/A
#N/A
#N/A
#N/A
#N/A
#N/A
#N/A
#N/A
#N/A
#N/A
#N/A
#N/A
#N/A
#N/A
#N/A
#N/A
#N/A
#N/A
#N/A
#N/A
#N/A
#N/A
#N/A
#N/A
#N/A
#N/A
#N/A
#N/A
#N/A
#N/A
#N/A
#N/A
#N/A
#N/A
#N/A
#N/A
#N/A
#N/A
#N/A
#N/A
#N/A
#N/A
#N/A
#N/A
#N/A
#N/A
#N/A
#N/A
#N/A
#N/A
#N/A
#N/A
#N/A
#N/A
#N/A
#N/A
#N/A
#N/A
#N/A
#N/A
#N/A
#N/A
#N/A
#N/A
#N/A
#N/A
#N/A
#N/A
#N/A
#N/A
#N/A
#N/A
#N/A
#N/A
#N/A
#N/A
#N/A
#N/A
#N/A
#N/A
#N/A
#N/A
#N/A
#N/A
#N/A
#N/A
#N/A
#N/A
#N/A
#N/A
#N/A
#N/A
#N/A
#N/A
#N/A
#N/A
#N/A
#N/A
#N/A
#N/A
#N/A
#N/A
#N/A
#N/A
#N/A
#N/A
#N/A
#N/A
#N/A
#N/A
#N/A
#N/A
#N/A
#N/A
#N/A
#N/A
#N/A
#N/A
#N/A
#N/A
#N/A
#N/A
#N/A
#N/A
#N/A
#N/A
#N/A
#N/A
#N/A
#N/A
#N/A
#N/A
#N/A
#N/A
#N/A
#N/A
#N/A
#N/A
#N/A
#N/A
#N/A
#N/A
#N/A
#N/A
#N/A
#N/A
#N/A
#N/A
#N/A
#N/A
#N/A
#N/A
#N/A
#N/A
#N/A
#N/A
#N/A
#N/A
#N/A
#N/A
#N/A
#N/A
#N/A
#N/A
#N/A
#N/A
#N/A
#N/A
#N/A
#N/A
#N/A
#N/A
#N/A
#N/A
#N/A
#N/A
#N/A
#N/A
#N/A
#N/A
#N/A
#N/A
#N/A
#N/A
#N/A
#N/A
#N/A
#N/A
#N/A
#N/A
#N/A
#N/A
#N/A
#N/A
#N/A
#N/A
#N/A
#N/A
#N/A
#N/A
#N/A
#N/A
#N/A
#N/A
#N/A
#N/A
#N/A
#N/A
#N/A
#N/A
#N/A
#N/A
#N/A
#N/A
#N/A
#N/A
#N/A
#N/A
#N/A
#N/A
#N/A
#N/A
#N/A
#N/A
#N/A
#N/A
#N/A
#N/A
#N/A
#N/A
#N/A
#N/A
#N/A
#N/A
#N/A
#N/A
#N/A
#N/A
#N/A
#N/A
#N/A
#N/A
#N/A
#N/A
#N/A
#N/A
#N/A
#N/A
#N/A
#N/A
#N/A
#N/A
#N/A
#N/A
#N/A
#N/A
#N/A
#N/A
#N/A
#N/A
#N/A
#N/A
#N/A
#N/A
#N/A
#N/A
#N/A
#N/A
#N/A
#N/A
#N/A
#N/A
#N/A
#N/A
#N/A
#N/A
#N/A
#N/A
#N/A
#N/A
#N/A
#N/A
#N/A
#N/A
#N/A
#N/A
#N/A
#N/A
#N/A
#N/A
#N/A
#N/A
#N/A
#N/A
#N/A
#N/A
#N/A
#N/A
#N/A
#N/A
#N/A
#N/A
#N/A
#N/A
#N/A
#N/A
#N/A
#N/A
#N/A
#N/A
#N/A
#N/A
#N/A
#N/A
#N/A
#N/A
#N/A
#N/A
#N/A
#N/A
#N/A
#N/A
#N/A
#N/A
#N/A
#N/A
#N/A
#N/A
#N/A
#N/A
#N/A
#N/A
#N/A
#N/A
#N/A
#N/A
#N/A
#N/A
#N/A
#N/A
#N/A
#N/A
#N/A
#N/A
#N/A
#N/A
#N/A
#N/A
#N/A
#N/A
#N/A
#N/A
#N/A
#N/A
#N/A
#N/A
#N/A
#N/A
#N/A
#N/A
#N/A
#N/A
#N/A
#N/A
#N/A
#N/A
#N/A
#N/A
#N/A
#N/A
#N/A
#N/A
#N/A
#N/A
#N/A
#N/A
#N/A
#N/A
#N/A
#N/A
#N/A
#N/A
#N/A
#N/A
#N/A
#N/A
#N/A
#N/A
#N/A
#N/A
#N/A
#N/A
#N/A
#N/A
#N/A
#N/A
#N/A
#N/A
#N/A
#N/A
#N/A
#N/A
#N/A
#N/A
#N/A
#N/A
#N/A
#N/A
#N/A
#N/A
#N/A
#N/A
#N/A
#N/A
#N/A
#N/A
#N/A
#N/A
#N/A
#N/A
#N/A
#N/A
#N/A
#N/A
#N/A
#N/A
#N/A
#N/A
#N/A
#N/A
#N/A
#N/A
#N/A
#N/A
#N/A
#N/A
#N/A
#N/A
#N/A
#N/A
#N/A
#N/A
#N/A
#N/A
#N/A
#N/A
#N/A
#N/A
#N/A
#N/A
#N/A
#N/A
#N/A
#N/A
#N/A
#N/A
#N/A
#N/A
#N/A
#N/A
#N/A
#N/A
#N/A
#N/A
#N/A
#N/A
#N/A
#N/A
#N/A
#N/A
#N/A
#N/A
#N/A
#N/A
#N/A
#N/A
#N/A
#N/A
#N/A
#N/A
#N/A
#N/A
#N/A
#N/A
#N/A
#N/A
#N/A
#N/A
#N/A
#N/A
#N/A
#N/A
#N/A
#N/A
#N/A
#N/A
#N/A
#N/A
#N/A
#N/A
#N/A
#N/A
#N/A
#N/A
#N/A
#N/A
#N/A
#N/A
#N/A
#N/A
#N/A
#N/A
#N/A
#N/A
#N/A
#N/A
#N/A
#N/A
#N/A
#N/A
#N/A
#N/A
#N/A
#N/A
#N/A
#N/A
#N/A
#N/A
#N/A
#N/A
#N/A
#N/A
#N/A
#N/A
#N/A
#N/A
#N/A
#N/A
#N/A
#N/A
#N/A
#N/A
#N/A
#N/A
#N/A
#N/A
#N/A
#N/A
#N/A
#N/A
#N/A
#N/A
#N/A
#N/A
#N/A
#N/A
#N/A
#N/A
#N/A
#N/A
#N/A
#N/A
#N/A
#N/A
#N/A
#N/A
#N/A
#N/A
#N/A
#N/A
#N/A
#N/A
#N/A
#N/A
#N/A
#N/A
#N/A
#N/A
#N/A
#N/A
#N/A
#N/A
#N/A
#N/A
#N/A
#N/A
#N/A
#N/A
#N/A
#N/A
#N/A
#N/A
#N/A
#N/A
#N/A
#N/A
#N/A
#N/A
#N/A
#N/A
#N/A
#N/A
#N/A
#N/A
#N/A
#N/A
#N/A
#N/A
#N/A
#N/A
#N/A
#N/A
#N/A
#N/A
#N/A
#N/A
#N/A
#N/A
#N/A
#N/A
#N/A
#N/A
#N/A
#N/A
#N/A
#N/A
#N/A
#N/A
#N/A
#N/A
#N/A
#N/A
#N/A
#N/A
#N/A
#N/A
#N/A
#N/A
#N/A
#N/A
#N/A
#N/A
#N/A
#N/A
#N/A
#N/A
#N/A
#N/A
#N/A
#N/A
#N/A
#N/A
#N/A
#N/A
#N/A
#N/A
#N/A
#N/A
#N/A
#N/A
#N/A
#N/A
#N/A
#N/A
#N/A
#N/A
#N/A
#N/A
#N/A
#N/A
#N/A
#N/A
#N/A
#N/A
#N/A
#N/A
#N/A
#N/A
#N/A
#N/A
#N/A
#N/A
#N/A
#N/A
#N/A
#N/A
#N/A
#N/A
#N/A
#N/A
#N/A
#N/A
#N/A
#N/A
#N/A
#N/A
#N/A
#N/A
#N/A
#N/A
#N/A
#N/A
#N/A
#N/A
#N/A
#N/A
#N/A
#N/A
#N/A
#N/A
#N/A
#N/A
#N/A
#N/A
#N/A
#N/A
#N/A
#N/A
#N/A
#N/A
#N/A
#N/A
#N/A
#N/A
#N/A
#N/A
#N/A
#N/A
#N/A
#N/A
#N/A
#N/A
#N/A
#N/A
#N/A
#N/A
#N/A
#N/A
#N/A
#N/A
#N/A
#N/A
#N/A
#N/A
#N/A
#N/A
#N/A

## Step 1 Export
Bus TLR Sensitivities | [6 empty] | sort column | Paste Table
Number | Name | Zone Num | Zone Name | P Sensitivity | Gen MW | Load MW |  | Number | Name | Zone Num | Zone Name | P Sensitivity | Gen MW | Load MW |  | Number | Name | Zone Num | Zone Name | P Sensitivity | Gen MW | Load MW | Ownership %
[7 empty] | #N/A | 2516 | MCDERM | 135 | DAL SUBS | -0.772 |  | 116.237 | #N/A | 990 | GIBCRK J01 | 6 | 6 | -0.772 | 0 | 66.2551 | 0.57 | GIBCRK_GIB_CRG1_J01 | 990 | GIBCRK
[7 empty] | #N/A | 651 | LEBANON | 11 | BEPC | -0.715 |  | 67.032 | #N/A | 990 | GIBCRK J02 | 6 | 6 | -0.772 | 0 | 25.2234 | 0.217 | GIBCRK_GIB_CRG1_J02 | 5903 | MIGUEL
[7 empty] | #N/A | 2515 | LEBANON | 135 | DAL SUBS | -0.715 |  |  | #N/A | 990 | GIBCRK J03 | 6 | 6 | -0.772 | 0 | 24.7585 | 0.213 | GIBCRK_GIB_CRG1_J03 | 5911 | STP1
[7 empty] | #N/A | 2369 | ROLATER1 | 135 | DAL SUBS | -0.664 |  | 47.9 | #N/A | 5903 | MIGUEL J01 | 899 | 899 | -0.715 | 0 | 33.516 | 0.5 | SANMIGL_SANMIGG1_J01 | 5912 | STP2
[7 empty] | #N/A | 655 | CUSTER | 11 | BEPC | -0.55 |  | 58.319 | #N/A | 5903 | MIGUEL J02 | 899 | 899 | -0.715 | 0 | 33.516 | 0.5 | SANMIGL_SANMIGG1_J02 | 6752 | OKLAUN1G
[7 empty] | #N/A | 2370 | COLLIN | 135 | DAL SUBS | -0.38 |  | 39.033 | #N/A | 5911 | STP1 J01 | 310 | STP | -0.715 | 0 | 0 | 0.308 | STP_STP_G1_J01 | 7010 | FPP G1
[7 empty] | #N/A | 2371 | COLL1 G | 135 | DAL SUBS | -0.38 | 0 |  | #N/A | 5911 | STP1 J02 | 310 | STP | -0.715 | 0 | 0 | 0.252 | STP_STP_G1_J02 | 7011 | FPP G2
[7 empty] | #N/A | 681 | FRISCO | 11 | BEPC | -0.361 |  | 61.131 | #N/A | 5911 | STP1 J03 | 310 | STP | -0.715 | 0 | 0 | 0.28 | STP_STP_G1_J03 | 7038 | TWPP G1
[7 empty] | #N/A | 662 | NAVO | 11 | BEPC | -0.295 |  | 10.68 | #N/A | 5911 | STP1 J04 | 310 | STP | -0.715 | 0 | 0 | 0.16 | STP_STP_G1_J04 | 8981 | HECN1
[7 empty] | #N/A | 1757 | ALHUB TU | 140 | GAINESVL | -0.267 |  |  | #N/A | 5912 | STP2 J01 | 310 | STP | -0.664 | 0 | 14.7532 | 0.308 | STP_STP_G2_J01 | 8982 | HECN2
[7 empty] | #N/A | 6826 | ALHUB RC | 178 | RAYBURN | -0.267 |  | 13.865 | #N/A | 5912 | STP2 J02 | 310 | STP | -0.664 | 0 | 12.0708 | 0.252 | STP_STP_G2_J02 | 8983 | HECN3
[7 empty] | #N/A | 659 | BRIDGES | 11 | BEPC | -0.258 |  | 49.491 | #N/A | 5912 | STP2 J03 | 310 | STP | -0.664 | 0 | 13.412 | 0.28 | STP_STP_G2_J03 | 60018 | DSKY1
[7 empty] | #N/A | [8 empty] | 5912 | STP2 J04 | 310 | STP | -0.664 | 0 | 7.664 | 0.16 | STP_STP_G2_J04
[7 empty] | #N/A | [8 empty] | 6752 | OKLAUN1G J01 | 477 | 477 | -0.55 | 0 | 31.8947 | 0.5469 | OKLA_OKLA_G1_J01
[7 empty] | #N/A | [8 empty] | 6752 | OKLAUN1G J02 | 477 | 477 | -0.55 | 0 | 9.1094 | 0.1562 | OKLA_OKLA_G1_J02
[7 empty] | #N/A | [8 empty] | 6752 | OKLAUN1G J03 | 477 | 477 | -0.55 | 0 | 45.5471 | 0.781 | OKLA_OKLA_G1_J03
[7 empty] | #N/A | [8 empty] | 6752 | OKLAUN1G J04 | 477 | 477 | -0.55 | 0 | 5.9252 | 0.1016 | OKLA_OKLA_G1_J04
[7 empty] | #N/A | [8 empty] | 6752 | OKLAUN1G J05 | 477 | 477 | -0.55 | 0 | 6.835 | 0.1172 | OKLA_OKLA_G1_J05
[7 empty] | #N/A | [8 empty] | 7010 | FPP G1 J01 | 528 | FAYETTE | -0.38 | 0 | 19.5165 | 0.5 | FPPYD1_FPP_G1_J01
[7 empty] | #N/A | [8 empty] | 7010 | FPP G1 J02 | 528 | FAYETTE | -0.38 | 0 | 19.5165 | 0.5 | FPPYD1_FPP_G1_J02
[7 empty] | #N/A | [8 empty] | 7011 | FPP G2 J01 | 528 | FAYETTE | -0.38 | 0 | 0 | 0.5 | FPPYD1_FPP_G2_J01
[7 empty] | #N/A | [8 empty] | 7011 | FPP G2 J02 | 528 | FAYETTE | -0.38 | 0 | 0 | 0.5 | FPPYD1_FPP_G2_J02
[7 empty] | #N/A | [8 empty] | 7038 | TWPP G1 J01 | 522 | CULBRSON | -0.361 | 0 | 43.403 | 0.71 | KUNITZ_WIND_LGE_J01
[7 empty] | #N/A | [8 empty] | 7038 | TWPP G1 J02 | 522 | CULBRSON | -0.361 | 0 | 17.728 | 0.29 | KUNITZ_WIND_LGE_J02
[7 empty] | #N/A | [8 empty] | 8981 | HECN1 J01 | 615 | 615 | -0.295 | 0 | 8.3868 | 0.78528 | DUKE_DUKE_GT1_J01
[7 empty] | #N/A | [8 empty] | 8981 | HECN1 J02 | 615 | 615 | -0.295 | 0 | 2.2932 | 0.21472 | DUKE_DUKE_GT1_J02
[7 empty] | #N/A | [8 empty] | 8982 | HECN2 J01 | 615 | 615 | -0.267 | 0 | 0 | 0.78528 | DUKE_DUKE_GT2_J01
[7 empty] | #N/A | [8 empty] | 8982 | HECN2 J02 | 615 | 615 | -0.267 | 0 | 0 | 0.21472 | DUKE_DUKE_GT2_J02
[7 empty] | #N/A | [8 empty] | 8983 | HECN3 J01 | 615 | 615 | -0.267 | 0 | 10.8879 | 0.78528 | DUKE_DUKE_ST1_J01
[7 empty] | #N/A | [8 empty] | 8983 | HECN3 J02 | 615 | 615 | -0.267 | 0 | 2.9771 | 0.21472 | DUKE_DUKE_ST1_J02
[7 empty] | #N/A | [8 empty] | 60018 | DSKY1 J01 | 438 | MCCAMEY | -0.258 | 0 | 30.1895 | 0.61 | INDNNWP_INDNNWP_J01
[7 empty] | #N/A | [8 empty] | 60018 | DSKY1 J02 | 438 | MCCAMEY | -0.258 | 0 | 19.3015 | 0.39 | INDNNWP_INDNNWP_J02
#N/A
#N/A
#N/A
#N/A
#N/A
#N/A
#N/A
#N/A
#N/A
#N/A
#N/A
#N/A
#N/A
#N/A
#N/A
#N/A
#N/A
#N/A
#N/A
#N/A
#N/A
#N/A
#N/A
#N/A
#N/A
#N/A
#N/A
#N/A
#N/A
#N/A
#N/A
#N/A
#N/A
#N/A
#N/A
#N/A
#N/A
#N/A
#N/A
#N/A
#N/A
#N/A
#N/A
#N/A
#N/A
#N/A
#N/A
#N/A
#N/A
#N/A
#N/A
#N/A
#N/A
#N/A
#N/A
#N/A
#N/A
#N/A
#N/A
#N/A
#N/A
#N/A
#N/A
#N/A
#N/A
#N/A
#N/A
#N/A
#N/A
#N/A
#N/A
#N/A
#N/A
#N/A
#N/A
#N/A
#N/A
#N/A
#N/A
#N/A
#N/A
#N/A
#N/A
#N/A
#N/A
#N/A
#N/A
#N/A
#N/A
#N/A
#N/A
#N/A
#N/A
#N/A
#N/A
#N/A
#N/A
#N/A
#N/A
#N/A
#N/A
#N/A
#N/A
#N/A
#N/A
#N/A
#N/A
#N/A
#N/A
#N/A
#N/A
#N/A
#N/A
#N/A
#N/A
#N/A
#N/A
#N/A
#N/A
#N/A
#N/A
#N/A
#N/A
#N/A
#N/A
#N/A
#N/A
#N/A
#N/A
#N/A
#N/A
#N/A
#N/A
#N/A
#N/A
#N/A
#N/A
#N/A
#N/A
#N/A
#N/A
#N/A
#N/A
#N/A
#N/A
#N/A
#N/A
#N/A
#N/A
#N/A
#N/A
#N/A
#N/A
#N/A
#N/A
#N/A
#N/A
#N/A
#N/A
#N/A
#N/A
#N/A
#N/A
#N/A
#N/A
#N/A
#N/A
#N/A
#N/A
#N/A
#N/A
#N/A
#N/A
#N/A
#N/A
#N/A
#N/A
#N/A
#N/A
#N/A
#N/A
#N/A
#N/A
#N/A
#N/A
#N/A
#N/A
#N/A
#N/A
#N/A
#N/A
#N/A
#N/A
#N/A
#N/A
#N/A
#N/A
#N/A
#N/A
#N/A
#N/A
#N/A
#N/A
#N/A
#N/A
#N/A
#N/A
#N/A
#N/A
#N/A
#N/A
#N/A
#N/A
#N/A
#N/A
#N/A
#N/A
#N/A
#N/A
#N/A
#N/A
#N/A
#N/A
#N/A
#N/A
#N/A
#N/A
#N/A
#N/A
#N/A
#N/A
#N/A
#N/A
#N/A
#N/A
#N/A
#N/A
#N/A
#N/A
#N/A
#N/A
#N/A
#N/A
#N/A
#N/A
#N/A
#N/A
#N/A
#N/A
#N/A
#N/A
#N/A
#N/A
#N/A
#N/A
#N/A
#N/A
#N/A
#N/A
#N/A
#N/A
#N/A
#N/A
#N/A
#N/A
#N/A
#N/A
#N/A
#N/A
#N/A
#N/A
#N/A
#N/A
#N/A
#N/A
#N/A
#N/A
#N/A
#N/A
#N/A
#N/A
#N/A
#N/A
#N/A
#N/A
#N/A
#N/A
#N/A
#N/A
#N/A
#N/A
#N/A
#N/A
#N/A
#N/A
#N/A
#N/A
#N/A
#N/A
#N/A
#N/A
#N/A
#N/A
#N/A
#N/A
#N/A
#N/A
#N/A
#N/A
#N/A
#N/A
#N/A
#N/A
#N/A
#N/A
#N/A
#N/A
#N/A
#N/A
#N/A
#N/A
#N/A
#N/A
#N/A
#N/A
#N/A
#N/A
#N/A
#N/A
#N/A
#N/A
#N/A
#N/A
#N/A
#N/A
#N/A
#N/A
#N/A
#N/A
#N/A
#N/A
#N/A
#N/A
#N/A
#N/A
#N/A
#N/A
#N/A
#N/A
#N/A
#N/A
#N/A
#N/A
#N/A
#N/A
#N/A
#N/A
#N/A
#N/A
#N/A
#N/A
#N/A
#N/A
#N/A
#N/A
#N/A
#N/A
#N/A
#N/A
#N/A
#N/A
#N/A
#N/A
#N/A
#N/A
#N/A
#N/A
#N/A
#N/A
#N/A
#N/A
#N/A
#N/A
#N/A
#N/A
#N/A
#N/A
#N/A
#N/A
#N/A
#N/A
#N/A
#N/A
#N/A
#N/A
#N/A
#N/A
#N/A
#N/A
#N/A
#N/A
#N/A
#N/A
#N/A
#N/A
#N/A
#N/A
#N/A
#N/A
#N/A
#N/A
#N/A
#N/A
#N/A
#N/A
#N/A
#N/A
#N/A
#N/A
#N/A
#N/A
#N/A
#N/A
#N/A
#N/A
#N/A
#N/A
#N/A
#N/A
#N/A
#N/A
#N/A
#N/A
#N/A
#N/A
#N/A
#N/A
#N/A
#N/A
#N/A
#N/A
#N/A
#N/A
#N/A
#N/A
#N/A
#N/A
#N/A
#N/A
#N/A
#N/A
#N/A
#N/A
#N/A
#N/A
#N/A
#N/A
#N/A
#N/A
#N/A
#N/A
#N/A
#N/A
#N/A
#N/A
#N/A
#N/A
#N/A
#N/A
#N/A
#N/A
#N/A
#N/A
#N/A
#N/A
#N/A
#N/A
#N/A
#N/A
#N/A
#N/A
#N/A
#N/A
#N/A
#N/A
#N/A
#N/A
#N/A
#N/A
#N/A
#N/A
#N/A
#N/A
#N/A
#N/A
#N/A
#N/A
#N/A
#N/A
#N/A
#N/A
#N/A
#N/A
#N/A
#N/A
#N/A
#N/A
#N/A
#N/A
#N/A
#N/A
#N/A
#N/A
#N/A
#N/A
#N/A
#N/A
#N/A
#N/A
#N/A
#N/A
#N/A
#N/A
#N/A
#N/A
#N/A
#N/A
#N/A
#N/A
#N/A
#N/A
#N/A
#N/A
#N/A
#N/A
#N/A
#N/A
#N/A
#N/A
#N/A
#N/A
#N/A
#N/A
#N/A
#N/A
#N/A
#N/A
#N/A
#N/A
#N/A
#N/A
#N/A
#N/A
#N/A
#N/A
#N/A
#N/A
#N/A
#N/A
#N/A
#N/A
#N/A
#N/A
#N/A
#N/A
#N/A
#N/A
#N/A
#N/A
#N/A
#N/A
#N/A
#N/A
#N/A
#N/A
#N/A
#N/A
#N/A
#N/A
#N/A
#N/A
#N/A
#N/A
#N/A
#N/A
#N/A
#N/A
#N/A
#N/A
#N/A
#N/A
#N/A
#N/A
#N/A
#N/A
#N/A
#N/A
#N/A
#N/A
#N/A
#N/A
#N/A
#N/A
#N/A
#N/A
#N/A
#N/A
#N/A
#N/A
#N/A
#N/A
#N/A
#N/A
#N/A
#N/A
#N/A
#N/A
#N/A
#N/A
#N/A
#N/A
#N/A
#N/A
#N/A
#N/A
#N/A
#N/A
#N/A
#N/A
#N/A
#N/A
#N/A
#N/A
#N/A
#N/A
#N/A
#N/A
#N/A
#N/A
#N/A
#N/A
#N/A
#N/A
#N/A
#N/A
#N/A
#N/A
#N/A
#N/A
#N/A
#N/A
#N/A
#N/A
#N/A
#N/A
#N/A
#N/A
#N/A
#N/A
#N/A
#N/A
#N/A
#N/A
#N/A
#N/A
#N/A
#N/A
#N/A
#N/A
#N/A
#N/A
#N/A
#N/A
#N/A
#N/A
#N/A
#N/A
#N/A
#N/A
#N/A
#N/A
#N/A
#N/A
#N/A
#N/A
#N/A
#N/A
#N/A
#N/A
#N/A
#N/A
#N/A
#N/A
#N/A
#N/A
#N/A
#N/A
#N/A
#N/A
#N/A
#N/A
#N/A
#N/A
#N/A
#N/A
#N/A
#N/A
#N/A
#N/A
#N/A
#N/A
#N/A
#N/A
#N/A
#N/A
#N/A
#N/A
#N/A
#N/A
#N/A
#N/A
#N/A
#N/A
#N/A
#N/A
#N/A
#N/A
#N/A
#N/A
#N/A
#N/A
#N/A
#N/A
#N/A
#N/A
#N/A
#N/A
#N/A
#N/A
#N/A
#N/A
#N/A
#N/A
#N/A
#N/A
#N/A
#N/A
#N/A
#N/A
#N/A
#N/A
#N/A
#N/A
#N/A
#N/A
#N/A
#N/A
#N/A
#N/A
#N/A
#N/A
#N/A
#N/A
#N/A
#N/A
#N/A
#N/A
#N/A
#N/A
#N/A
#N/A
#N/A
#N/A
#N/A
#N/A
#N/A
#N/A
#N/A
#N/A
#N/A
#N/A
#N/A
#N/A
#N/A
#N/A
#N/A
#N/A
#N/A
#N/A
#N/A
#N/A
#N/A
#N/A
#N/A
#N/A
#N/A
#N/A
#N/A
#N/A
#N/A
#N/A
#N/A
#N/A
#N/A
#N/A
#N/A
#N/A
#N/A
#N/A
#N/A
#N/A
#N/A
#N/A
#N/A
#N/A
#N/A
#N/A
#N/A
#N/A
#N/A
#N/A
#N/A
#N/A
#N/A
#N/A
#N/A
#N/A
#N/A
#N/A
#N/A
#N/A
#N/A
#N/A
#N/A
#N/A
#N/A
#N/A
#N/A
#N/A
#N/A
#N/A
#N/A
#N/A
#N/A
#N/A
#N/A
#N/A
#N/A
#N/A
#N/A
#N/A
#N/A
#N/A
#N/A
#N/A
#N/A
#N/A
#N/A
#N/A
#N/A
#N/A
#N/A
#N/A
#N/A
#N/A
#N/A
#N/A
#N/A
#N/A
#N/A
#N/A
#N/A
#N/A
#N/A
#N/A
#N/A
#N/A
#N/A
#N/A
#N/A
#N/A
#N/A
#N/A
#N/A
#N/A
#N/A
#N/A
#N/A
#N/A
#N/A
#N/A
#N/A
#N/A
#N/A
#N/A
#N/A
#N/A
#N/A
#N/A
#N/A
#N/A
#N/A
#N/A
#N/A
#N/A
#N/A
#N/A
#N/A
#N/A
#N/A
#N/A
#N/A
#N/A
#N/A
#N/A
#N/A
#N/A
#N/A
#N/A
#N/A
#N/A
#N/A
#N/A
#N/A
#N/A
#N/A
#N/A
#N/A
#N/A
#N/A
#N/A
#N/A
#N/A
#N/A
#N/A
#N/A
#N/A
#N/A
#N/A
#N/A
#N/A
#N/A
#N/A
#N/A
#N/A
#N/A
#N/A
#N/A
#N/A
#N/A
#N/A
#N/A
#N/A
#N/A
#N/A
#N/A
#N/A
#N/A
#N/A
#N/A
#N/A
#N/A
#N/A
#N/A
#N/A
#N/A
#N/A
#N/A
#N/A
#N/A
#N/A
#N/A
#N/A
#N/A
#N/A
#N/A
#N/A
#N/A
#N/A
#N/A
#N/A
#N/A
#N/A
#N/A
#N/A
#N/A
#N/A
#N/A
#N/A
#N/A
#N/A
#N/A
#N/A
#N/A
#N/A
#N/A
#N/A
#N/A
#N/A
#N/A
#N/A
#N/A
#N/A
#N/A
#N/A
#N/A
#N/A
#N/A
#N/A
#N/A
#N/A
#N/A
#N/A
#N/A
#N/A
#N/A
#N/A
#N/A
#N/A
#N/A
#N/A
#N/A
#N/A
#N/A
#N/A
#N/A
#N/A
#N/A
#N/A
#N/A
#N/A
#N/A
#N/A
#N/A
#N/A
#N/A
#N/A
#N/A
#N/A
#N/A
#N/A
#N/A
#N/A
#N/A
#N/A
#N/A
#N/A
#N/A
#N/A
#N/A
#N/A
#N/A
#N/A
#N/A
#N/A
#N/A
#N/A
#N/A
#N/A
#N/A
#N/A
#N/A
#N/A
#N/A
#N/A
#N/A
#N/A
#N/A
#N/A
#N/A
#N/A
#N/A
#N/A
#N/A
#N/A
#N/A
#N/A
#N/A
#N/A
#N/A
#N/A
#N/A
#N/A
#N/A
#N/A
#N/A
#N/A
#N/A
#N/A
#N/A
#N/A
#N/A
#N/A
#N/A
#N/A
#N/A
#N/A
#N/A
#N/A
#N/A
#N/A
#N/A
#N/A
#N/A
#N/A
#N/A
#N/A
#N/A
#N/A
#N/A
#N/A
#N/A
#N/A
#N/A
#N/A
#N/A
#N/A
#N/A
#N/A
#N/A
#N/A
#N/A
#N/A
#N/A
#N/A
#N/A
#N/A
#N/A
#N/A
#N/A
#N/A
#N/A
#N/A
#N/A
#N/A
#N/A
#N/A
#N/A
#N/A
#N/A
#N/A
#N/A
#N/A
#N/A
#N/A
#N/A
#N/A
#N/A
#N/A
#N/A
#N/A
#N/A
#N/A
#N/A
#N/A
#N/A
#N/A
#N/A
#N/A
#N/A
#N/A
#N/A
#N/A
#N/A
#N/A
#N/A
#N/A
#N/A
#N/A
#N/A
#N/A
#N/A
#N/A
#N/A
#N/A
#N/A
#N/A
#N/A
#N/A
#N/A
#N/A
#N/A
#N/A
#N/A
#N/A
#N/A
#N/A
#N/A
#N/A
#N/A
#N/A
#N/A
#N/A
#N/A
#N/A
#N/A
#N/A
#N/A
#N/A
#N/A
#N/A
#N/A
#N/A
#N/A
#N/A
#N/A
#N/A
#N/A
#N/A
#N/A
#N/A
#N/A
#N/A
#N/A
#N/A
#N/A
#N/A
#N/A
#N/A
#N/A
#N/A
#N/A
#N/A
#N/A
#N/A
#N/A
#N/A
#N/A
#N/A
#N/A
#N/A
#N/A
#N/A
#N/A
#N/A
#N/A
#N/A
#N/A
#N/A
#N/A
#N/A
#N/A
#N/A
#N/A
#N/A
#N/A
#N/A
#N/A
#N/A
#N/A
#N/A
#N/A
#N/A
#N/A
#N/A
#N/A
#N/A
#N/A
#N/A
#N/A
#N/A
#N/A
#N/A
#N/A
#N/A
#N/A
#N/A
#N/A
#N/A
#N/A
#N/A
#N/A
#N/A
#N/A
#N/A
#N/A
#N/A
#N/A
#N/A
#N/A
#N/A
#N/A
#N/A
#N/A
#N/A
#N/A
#N/A
#N/A
#N/A
#N/A
#N/A
#N/A
#N/A
#N/A
#N/A
#N/A
#N/A
#N/A
#N/A
#N/A
#N/A
#N/A
#N/A
#N/A
#N/A
#N/A
#N/A
#N/A
#N/A
#N/A
#N/A
#N/A
#N/A
#N/A
#N/A
#N/A
#N/A
#N/A
#N/A
#N/A
#N/A
#N/A
#N/A
#N/A
#N/A
#N/A
#N/A
#N/A
#N/A
#N/A
#N/A
#N/A
#N/A
#N/A
#N/A
#N/A
#N/A
#N/A
#N/A
#N/A
#N/A
#N/A
#N/A
#N/A
#N/A
#N/A
#N/A
#N/A
#N/A
#N/A
#N/A
#N/A
#N/A
#N/A
#N/A
#N/A
#N/A
#N/A
#N/A
#N/A
#N/A
#N/A
#N/A
#N/A
#N/A
#N/A
#N/A
#N/A
#N/A
#N/A
#N/A
#N/A
#N/A
#N/A
#N/A
#N/A
#N/A
#N/A
#N/A
#N/A
#N/A
#N/A
#N/A
#N/A
#N/A
#N/A
#N/A
#N/A
#N/A
#N/A
#N/A
#N/A
#N/A
#N/A
#N/A
#N/A
#N/A
#N/A
#N/A
#N/A
#N/A
#N/A
#N/A
#N/A
#N/A
#N/A
#N/A
#N/A
#N/A
#N/A
#N/A
#N/A
#N/A
#N/A
#N/A
#N/A
#N/A
#N/A
#N/A
#N/A
#N/A
#N/A
#N/A
#N/A
#N/A
#N/A
#N/A
#N/A
#N/A
#N/A
#N/A
#N/A
#N/A
#N/A
#N/A
#N/A
#N/A
#N/A
#N/A
#N/A
#N/A
#N/A
#N/A
#N/A
#N/A
#N/A
#N/A
#N/A
#N/A
#N/A
#N/A
#N/A
#N/A
#N/A
#N/A
#N/A
#N/A
#N/A
#N/A
#N/A
#N/A
#N/A
#N/A
#N/A
#N/A
#N/A
#N/A
#N/A
#N/A
#N/A
#N/A
#N/A
#N/A
#N/A
#N/A
#N/A
#N/A
#N/A
#N/A
#N/A
#N/A
#N/A
#N/A
#N/A
#N/A
#N/A
#N/A
#N/A
#N/A
#N/A
#N/A
#N/A
#N/A
#N/A
#N/A
#N/A
#N/A
#N/A
#N/A
#N/A
#N/A
#N/A
#N/A
#N/A
#N/A
#N/A
#N/A
#N/A
#N/A
#N/A
#N/A
#N/A
#N/A
#N/A
#N/A
#N/A
#N/A
#N/A
#N/A
#N/A
#N/A
#N/A
#N/A
#N/A
#N/A
#N/A
#N/A
#N/A
#N/A
#N/A
#N/A
#N/A
#N/A
#N/A
#N/A
#N/A
#N/A
#N/A
#N/A
#N/A
#N/A
#N/A
#N/A
#N/A
#N/A
#N/A
#N/A
#N/A
#N/A
#N/A
#N/A
#N/A
#N/A
#N/A
#N/A
#N/A
#N/A
#N/A
#N/A
#N/A
#N/A
#N/A
#N/A
#N/A
#N/A
#N/A
#N/A
#N/A
#N/A
#N/A
#N/A
#N/A
#N/A
#N/A
#N/A
#N/A
#N/A
#N/A
#N/A
#N/A
#N/A
#N/A
#N/A
#N/A
#N/A
#N/A
#N/A
#N/A
#N/A
#N/A
#N/A
#N/A
#N/A
#N/A
#N/A
#N/A
#N/A
#N/A
#N/A
#N/A
#N/A
#N/A
#N/A
#N/A
#N/A
#N/A
#N/A
#N/A
#N/A
#N/A
#N/A
#N/A
#N/A
#N/A
#N/A
#N/A
#N/A
#N/A
#N/A
#N/A
#N/A
#N/A
#N/A
#N/A
#N/A
#N/A
#N/A
#N/A
#N/A
#N/A
#N/A
#N/A
#N/A
#N/A
#N/A
#N/A
#N/A
#N/A
#N/A
#N/A
#N/A
#N/A
#N/A
#N/A
#N/A
#N/A
#N/A
#N/A
#N/A
#N/A
#N/A
#N/A
#N/A
#N/A
#N/A
#N/A
#N/A
#N/A
#N/A
#N/A
#N/A
#N/A
#N/A
#N/A
#N/A
#N/A
#N/A
#N/A
#N/A
#N/A
#N/A
#N/A
#N/A
#N/A
#N/A
#N/A
#N/A
#N/A
#N/A
#N/A
#N/A
#N/A
#N/A
#N/A
#N/A
#N/A
#N/A
#N/A
#N/A
#N/A
#N/A
#N/A
#N/A
#N/A
#N/A
#N/A
#N/A
#N/A
#N/A
#N/A
#N/A
#N/A
#N/A
#N/A
#N/A
#N/A
#N/A
#N/A
#N/A
#N/A
#N/A
#N/A
#N/A
#N/A
#N/A
#N/A
#N/A
#N/A
#N/A
#N/A
#N/A
#N/A
#N/A
#N/A
#N/A
#N/A
#N/A
#N/A
#N/A
#N/A
#N/A
#N/A
#N/A
#N/A
#N/A
#N/A
#N/A
#N/A
#N/A
#N/A
#N/A
#N/A
#N/A
#N/A
#N/A
#N/A
#N/A
#N/A
#N/A
#N/A
#N/A
#N/A
#N/A
#N/A
#N/A
#N/A
#N/A
#N/A
#N/A
#N/A
#N/A
#N/A
#N/A
#N/A
#N/A
#N/A
#N/A
#N/A
#N/A
#N/A
#N/A
#N/A
#N/A
#N/A
#N/A
#N/A
#N/A
#N/A
#N/A
#N/A
#N/A
#N/A
#N/A
#N/A
#N/A
#N/A
#N/A
#N/A
#N/A
#N/A
#N/A
#N/A
#N/A
#N/A
#N/A
#N/A
#N/A
#N/A
#N/A
#N/A
#N/A
#N/A
#N/A
#N/A
#N/A
#N/A
#N/A
#N/A
#N/A
#N/A
#N/A
#N/A
#N/A
#N/A
#N/A
#N/A
#N/A
#N/A
#N/A
#N/A
#N/A
#N/A
#N/A
#N/A
#N/A
#N/A
#N/A
#N/A
#N/A
#N/A
#N/A
#N/A
#N/A
#N/A
#N/A
#N/A
#N/A
#N/A
#N/A
#N/A
#N/A
#N/A
#N/A
#N/A
#N/A
#N/A
#N/A
#N/A
#N/A
#N/A
#N/A
#N/A
#N/A
#N/A
#N/A
#N/A
#N/A
#N/A
#N/A
#N/A
#N/A
#N/A
#N/A
#N/A
#N/A
#N/A
#N/A
#N/A
#N/A
#N/A
#N/A
#N/A
#N/A
#N/A
#N/A
#N/A
#N/A
#N/A
#N/A
#N/A
#N/A
#N/A
#N/A
#N/A
#N/A
#N/A
#N/A
#N/A
#N/A
#N/A
#N/A
#N/A
#N/A
#N/A
#N/A
#N/A
#N/A
#N/A
#N/A
#N/A
#N/A
#N/A
#N/A
#N/A
#N/A
#N/A
#N/A
#N/A
#N/A
#N/A
#N/A
#N/A
#N/A
#N/A
#N/A
#N/A
#N/A
#N/A
#N/A
#N/A
#N/A
#N/A
#N/A
#N/A
#N/A
#N/A
#N/A
#N/A
#N/A
#N/A
#N/A
#N/A
#N/A
#N/A
#N/A
#N/A
#N/A
#N/A
#N/A
#N/A
#N/A
#N/A
#N/A
#N/A
#N/A
#N/A
#N/A
#N/A
#N/A
#N/A
#N/A
#N/A
#N/A
#N/A
#N/A
#N/A
#N/A
#N/A
#N/A
#N/A
#N/A
#N/A
#N/A
#N/A
#N/A
#N/A
#N/A
#N/A
#N/A
#N/A
#N/A
#N/A
#N/A
#N/A
#N/A
#N/A
#N/A
#N/A
#N/A
#N/A
#N/A
#N/A
#N/A
#N/A
#N/A
#N/A
#N/A
#N/A
#N/A
#N/A
#N/A
#N/A
#N/A
#N/A
#N/A
#N/A
#N/A
#N/A
#N/A
#N/A
#N/A
#N/A
#N/A
#N/A
#N/A
#N/A
#N/A
#N/A
#N/A
#N/A
#N/A
#N/A
#N/A
#N/A
#N/A
#N/A
#N/A
#N/A
#N/A
#N/A
#N/A
#N/A
#N/A
#N/A
#N/A
#N/A
#N/A
#N/A
#N/A
#N/A
#N/A
#N/A
#N/A
#N/A
#N/A
#N/A
#N/A
#N/A
#N/A
#N/A
#N/A
#N/A
#N/A
#N/A
#N/A
#N/A
#N/A
#N/A
#N/A
#N/A
#N/A
#N/A
#N/A
#N/A
#N/A
#N/A
#N/A
#N/A
#N/A
#N/A
#N/A
#N/A
#N/A
#N/A
#N/A
#N/A
#N/A
#N/A
#N/A
#N/A
#N/A
#N/A
#N/A
#N/A
#N/A
#N/A
#N/A
#N/A
#N/A
#N/A
#N/A
#N/A
#N/A
#N/A
#N/A
#N/A
#N/A
#N/A
#N/A
#N/A
#N/A
#N/A
#N/A
#N/A
#N/A
#N/A
#N/A
#N/A
#N/A
#N/A
#N/A
#N/A
#N/A
#N/A
#N/A
#N/A
#N/A
#N/A
#N/A
#N/A
#N/A
#N/A
#N/A
#N/A
#N/A
#N/A
#N/A
#N/A
#N/A
#N/A
#N/A
#N/A
#N/A
#N/A
#N/A
#N/A
#N/A
#N/A
#N/A
#N/A
#N/A
#N/A
#N/A
#N/A
#N/A
#N/A
#N/A
#N/A
#N/A
#N/A
#N/A
#N/A
#N/A
#N/A
#N/A
#N/A
#N/A
#N/A
#N/A
#N/A
#N/A
#N/A
#N/A
#N/A
#N/A
#N/A
#N/A
#N/A
#N/A
#N/A
#N/A
#N/A
#N/A
#N/A
#N/A
#N/A
#N/A
#N/A
#N/A
#N/A
#N/A
#N/A
#N/A
#N/A
#N/A
#N/A
#N/A
#N/A
#N/A
#N/A
#N/A
#N/A
#N/A
#N/A
#N/A
#N/A
#N/A
#N/A
#N/A
#N/A
#N/A
#N/A
#N/A
#N/A
#N/A
#N/A
#N/A
#N/A
#N/A
#N/A
#N/A
#N/A
#N/A
#N/A
#N/A
#N/A
#N/A
#N/A
#N/A
#N/A
#N/A
#N/A
#N/A
#N/A
#N/A
#N/A
#N/A
#N/A
#N/A
#N/A
#N/A
#N/A
#N/A
#N/A
#N/A
#N/A
#N/A
#N/A
#N/A
#N/A
#N/A
#N/A
#N/A
#N/A
#N/A
#N/A
#N/A
#N/A
#N/A
#N/A
#N/A
#N/A
#N/A
#N/A
#N/A
#N/A
#N/A
#N/A
#N/A
#N/A
#N/A
#N/A
#N/A
#N/A
#N/A
#N/A
#N/A
#N/A
#N/A
#N/A
#N/A
#N/A
#N/A
#N/A
#N/A
#N/A
#N/A
#N/A
#N/A
#N/A
#N/A
#N/A
#N/A
#N/A
#N/A
#N/A
#N/A
#N/A
#N/A
#N/A
#N/A
#N/A
#N/A
#N/A
#N/A
#N/A
#N/A
#N/A
#N/A
#N/A
#N/A
#N/A
#N/A
#N/A
#N/A
#N/A
#N/A
#N/A
#N/A
#N/A
#N/A
#N/A
#N/A
#N/A
#N/A
#N/A
#N/A
#N/A
#N/A
#N/A
#N/A
#N/A
#N/A
#N/A
#N/A
#N/A
#N/A
#N/A
#N/A
#N/A
#N/A
#N/A
#N/A
#N/A
#N/A
#N/A
#N/A
#N/A
#N/A
#N/A
#N/A
#N/A
#N/A
#N/A
#N/A
#N/A
#N/A
#N/A
#N/A
#N/A
#N/A
#N/A
#N/A
#N/A
#N/A
#N/A
#N/A
#N/A
#N/A
#N/A
#N/A
#N/A
#N/A
#N/A
#N/A
#N/A
#N/A
#N/A
#N/A
#N/A
#N/A
#N/A
#N/A
#N/A
#N/A
#N/A
#N/A
#N/A
#N/A
#N/A
#N/A
#N/A
#N/A
#N/A
#N/A
#N/A
#N/A
#N/A
#N/A
#N/A
#N/A
#N/A
#N/A
#N/A
#N/A
#N/A
#N/A
#N/A
#N/A
#N/A
#N/A
#N/A
#N/A
#N/A
#N/A
#N/A
#N/A
#N/A
#N/A
#N/A
#N/A
#N/A
#N/A
#N/A
#N/A
#N/A
#N/A
#N/A
#N/A
#N/A
#N/A
#N/A
#N/A
#N/A
#N/A
#N/A
#N/A
#N/A
#N/A
#N/A
#N/A
#N/A
#N/A
#N/A
#N/A
#N/A
#N/A
#N/A
#N/A
#N/A
#N/A
#N/A
#N/A
#N/A
#N/A
#N/A
#N/A
#N/A
#N/A
#N/A
#N/A
#N/A
#N/A
#N/A
#N/A
#N/A
#N/A
#N/A
#N/A
#N/A
#N/A
#N/A
#N/A
#N/A
#N/A
#N/A
#N/A
#N/A
#N/A
#N/A
#N/A
#N/A
#N/A
#N/A
#N/A
#N/A
#N/A
#N/A
#N/A
#N/A
#N/A
#N/A
#N/A
#N/A
#N/A
#N/A
#N/A
#N/A
#N/A
#N/A
#N/A
#N/A
#N/A
#N/A
#N/A
#N/A
#N/A
#N/A
#N/A
#N/A
#N/A
#N/A
#N/A
#N/A
#N/A
#N/A
#N/A
#N/A
#N/A
#N/A
#N/A
#N/A
#N/A
#N/A
#N/A
#N/A
#N/A
#N/A
#N/A
#N/A
#N/A
#N/A
#N/A
#N/A
#N/A
#N/A
#N/A
#N/A
#N/A
#N/A
#N/A
#N/A
#N/A
#N/A
#N/A
#N/A
#N/A
#N/A
#N/A
#N/A
#N/A
#N/A
#N/A
#N/A
#N/A
#N/A
#N/A
#N/A
#N/A
#N/A
#N/A
#N/A
#N/A
#N/A
#N/A
#N/A
#N/A
#N/A
#N/A
#N/A
#N/A
#N/A
#N/A
#N/A
#N/A
#N/A
#N/A
#N/A
#N/A
#N/A
#N/A
#N/A
#N/A
#N/A
#N/A
#N/A
#N/A
#N/A
#N/A
#N/A
#N/A
#N/A
#N/A
#N/A
#N/A
#N/A
#N/A
#N/A
#N/A
#N/A
#N/A
#N/A
#N/A
#N/A
#N/A
#N/A
#N/A
#N/A
#N/A
#N/A
#N/A
#N/A
#N/A
#N/A
#N/A
#N/A
#N/A
#N/A
#N/A
#N/A
#N/A
#N/A
#N/A
#N/A
#N/A
#N/A
#N/A
#N/A
#N/A
#N/A
#N/A
#N/A
#N/A
#N/A
#N/A
#N/A
#N/A
#N/A
#N/A
#N/A
#N/A
#N/A
#N/A
#N/A
#N/A
#N/A
#N/A
#N/A
#N/A
#N/A
#N/A
#N/A
#N/A
#N/A
#N/A
#N/A
#N/A
#N/A
#N/A
#N/A
#N/A
#N/A
#N/A
#N/A
#N/A
#N/A
#N/A
#N/A
#N/A
#N/A
#N/A
#N/A
#N/A
#N/A
#N/A
#N/A
#N/A
#N/A
#N/A
#N/A
#N/A
#N/A
#N/A
#N/A
#N/A
#N/A
#N/A
#N/A
#N/A
#N/A
#N/A
#N/A
#N/A
#N/A
#N/A
#N/A
#N/A
#N/A
#N/A
#N/A
#N/A
#N/A
#N/A
#N/A
#N/A
#N/A
#N/A
#N/A
#N/A
#N/A
#N/A
#N/A
#N/A
#N/A
#N/A
#N/A
#N/A
#N/A
#N/A
#N/A
#N/A
#N/A
#N/A
#N/A
#N/A
#N/A
#N/A
#N/A
#N/A
#N/A
#N/A
#N/A
#N/A
#N/A
#N/A
#N/A
#N/A
#N/A
#N/A
#N/A
#N/A
#N/A
#N/A
#N/A
#N/A
#N/A
#N/A
#N/A
#N/A
#N/A
#N/A
#N/A
#N/A
#N/A
#N/A
#N/A
#N/A
#N/A
#N/A
#N/A
#N/A
#N/A
#N/A
#N/A
#N/A
#N/A
#N/A
#N/A
#N/A
#N/A
#N/A
#N/A
#N/A
#N/A
#N/A
#N/A
#N/A
#N/A
#N/A
#N/A
#N/A
#N/A
#N/A
#N/A
#N/A
#N/A
#N/A
#N/A
#N/A
#N/A
#N/A
#N/A
#N/A
#N/A
#N/A
#N/A
#N/A
#N/A
#N/A
#N/A
#N/A
#N/A
#N/A
#N/A
#N/A
#N/A
#N/A
#N/A
#N/A
#N/A
#N/A
#N/A
#N/A
#N/A
#N/A
#N/A
#N/A
#N/A
#N/A
#N/A
#N/A
#N/A
#N/A
#N/A
#N/A
#N/A
#N/A
#N/A
#N/A
#N/A
#N/A
#N/A
#N/A
#N/A
#N/A
#N/A
#N/A
#N/A
#N/A
#N/A
#N/A
#N/A
#N/A
#N/A
#N/A
#N/A
#N/A
#N/A
#N/A
#N/A
#N/A
#N/A
#N/A
#N/A
#N/A
#N/A
#N/A
#N/A
#N/A
#N/A
#N/A
#N/A
#N/A
#N/A
#N/A
#N/A
#N/A
#N/A
#N/A
#N/A
#N/A
#N/A
#N/A
#N/A
#N/A
#N/A
#N/A
#N/A
#N/A
#N/A
#N/A
#N/A
#N/A
#N/A
#N/A
#N/A
#N/A
#N/A
#N/A
#N/A
#N/A
#N/A
#N/A
#N/A
#N/A
#N/A
#N/A
#N/A
#N/A
#N/A
#N/A
#N/A
#N/A
#N/A
#N/A
#N/A
#N/A
#N/A
#N/A
#N/A
#N/A
#N/A
#N/A
#N/A
#N/A
#N/A
#N/A
#N/A
#N/A
#N/A
#N/A
#N/A
#N/A
#N/A
#N/A
#N/A
#N/A
#N/A
#N/A
#N/A
#N/A
#N/A
#N/A
#N/A
#N/A
#N/A
#N/A
#N/A
#N/A
#N/A
#N/A
#N/A
#N/A
#N/A
#N/A
#N/A
#N/A
#N/A
#N/A
#N/A
#N/A
#N/A
#N/A
#N/A
#N/A
#N/A
#N/A
#N/A
#N/A
#N/A
#N/A
#N/A
#N/A
#N/A
#N/A
#N/A
#N/A
#N/A
#N/A
#N/A
#N/A
#N/A
#N/A
#N/A
#N/A
#N/A
#N/A
#N/A
#N/A
#N/A
#N/A
#N/A
#N/A
#N/A
#N/A
#N/A
#N/A
#N/A
#N/A
#N/A
#N/A
#N/A
#N/A
#N/A
#N/A
#N/A
#N/A
#N/A
#N/A
#N/A
#N/A
#N/A
#N/A
#N/A
#N/A
#N/A
#N/A
#N/A
#N/A
#N/A
#N/A
#N/A
#N/A
#N/A
#N/A
#N/A
#N/A
#N/A
#N/A
#N/A
#N/A
#N/A
#N/A
#N/A
#N/A
#N/A
#N/A
#N/A
#N/A
#N/A
#N/A
#N/A
#N/A
#N/A
#N/A
#N/A
#N/A
#N/A
#N/A
#N/A
#N/A
#N/A
#N/A
#N/A
#N/A
#N/A
#N/A
#N/A
#N/A
#N/A
#N/A
#N/A
#N/A
#N/A
#N/A
#N/A
#N/A
#N/A
#N/A
#N/A
#N/A
#N/A
#N/A
#N/A
#N/A
#N/A
#N/A
#N/A
#N/A
#N/A
#N/A
#N/A
#N/A
#N/A
#N/A
#N/A
#N/A
#N/A
#N/A
#N/A
#N/A
#N/A
#N/A
#N/A
#N/A
#N/A
#N/A
#N/A
#N/A
#N/A
#N/A
#N/A
#N/A
#N/A
#N/A
#N/A
#N/A
#N/A
#N/A
#N/A
#N/A
#N/A
#N/A
#N/A
#N/A
#N/A
#N/A
#N/A
#N/A
#N/A
#N/A
#N/A
#N/A
#N/A
#N/A
#N/A
#N/A
#N/A
#N/A
#N/A
#N/A
#N/A
#N/A
#N/A
#N/A
#N/A
#N/A
#N/A
#N/A
#N/A
#N/A
#N/A
#N/A
#N/A
#N/A
#N/A
#N/A
#N/A
#N/A
#N/A
#N/A
#N/A
#N/A
#N/A
#N/A
#N/A
#N/A
#N/A
#N/A
#N/A
#N/A
#N/A
#N/A
#N/A
#N/A
#N/A
#N/A
#N/A
#N/A
#N/A
#N/A
#N/A
#N/A
#N/A
#N/A
#N/A
#N/A
#N/A
#N/A
#N/A
#N/A
#N/A
#N/A
#N/A
#N/A
#N/A
#N/A
#N/A
#N/A
#N/A
#N/A
#N/A
#N/A
#N/A
#N/A
#N/A
#N/A
#N/A
#N/A
#N/A
#N/A
#N/A
#N/A
#N/A
#N/A
#N/A
#N/A
#N/A
#N/A
#N/A
#N/A
#N/A
#N/A
#N/A
#N/A
#N/A
#N/A
#N/A
#N/A
#N/A
#N/A
#N/A
#N/A
#N/A
#N/A
#N/A
#N/A
#N/A
#N/A
#N/A
#N/A
#N/A
#N/A
#N/A
#N/A
#N/A
#N/A
#N/A
#N/A
#N/A
#N/A
#N/A
#N/A
#N/A
#N/A
#N/A
#N/A
#N/A
#N/A
#N/A
#N/A
#N/A
#N/A
#N/A
#N/A
#N/A
#N/A
#N/A
#N/A
#N/A
#N/A
#N/A
#N/A
#N/A
#N/A
#N/A
#N/A
#N/A
#N/A
#N/A
#N/A
#N/A
#N/A
#N/A
#N/A
#N/A
#N/A
#N/A
#N/A
#N/A
#N/A
#N/A
#N/A
#N/A
#N/A
#N/A
#N/A
#N/A
#N/A
#N/A
#N/A
#N/A
#N/A
#N/A
#N/A
#N/A
#N/A
#N/A
#N/A
#N/A
#N/A
#N/A
#N/A
#N/A
#N/A
#N/A
#N/A
#N/A
#N/A
#N/A
#N/A
#N/A
#N/A
#N/A
#N/A
#N/A
#N/A
#N/A
#N/A
#N/A
#N/A
#N/A
#N/A
#N/A
#N/A
#N/A
#N/A
#N/A
#N/A
#N/A
#N/A
#N/A
#N/A
#N/A
#N/A
#N/A
#N/A
#N/A
#N/A
#N/A
#N/A
#N/A
#N/A
#N/A
#N/A
#N/A
#N/A
#N/A
#N/A
#N/A
#N/A
#N/A
#N/A
#N/A
#N/A
#N/A
#N/A
#N/A
#N/A
#N/A
#N/A
#N/A
#N/A
#N/A
#N/A
#N/A
#N/A
#N/A
#N/A
#N/A
#N/A
#N/A
#N/A
#N/A
#N/A
#N/A
#N/A
#N/A
#N/A
#N/A
#N/A
#N/A
#N/A
#N/A
#N/A
#N/A
#N/A
#N/A
#N/A
#N/A
#N/A
#N/A
#N/A
#N/A
#N/A
#N/A
#N/A
#N/A
#N/A
#N/A
#N/A
#N/A
#N/A
#N/A
#N/A
#N/A
#N/A
#N/A
#N/A
#N/A
#N/A
#N/A
#N/A
#N/A
#N/A
#N/A
#N/A
#N/A
#N/A
#N/A
#N/A
#N/A
#N/A
#N/A
#N/A
#N/A
#N/A
#N/A
#N/A
#N/A
#N/A
#N/A
#N/A
#N/A
#N/A
#N/A
#N/A
#N/A
#N/A
#N/A
#N/A
#N/A
#N/A
#N/A
#N/A
#N/A
#N/A
#N/A
#N/A
#N/A
#N/A
#N/A
#N/A
#N/A
#N/A
#N/A
#N/A
#N/A
#N/A
#N/A
#N/A
#N/A
#N/A
#N/A
#N/A
#N/A
#N/A
#N/A
#N/A
#N/A
#N/A
#N/A
#N/A
#N/A
#N/A
#N/A
#N/A
#N/A
#N/A
#N/A
#N/A
#N/A
#N/A
#N/A
#N/A
#N/A
#N/A
#N/A
#N/A
#N/A
#N/A
#N/A
#N/A
#N/A
#N/A
#N/A
#N/A
#N/A
#N/A
#N/A
#N/A
#N/A
#N/A
#N/A
#N/A
#N/A
#N/A
#N/A
#N/A
#N/A
#N/A
#N/A
#N/A
#N/A
#N/A
#N/A
#N/A
#N/A
#N/A
#N/A
#N/A
#N/A
#N/A
#N/A
#N/A
#N/A
#N/A
#N/A
#N/A
#N/A
#N/A
#N/A
#N/A
#N/A
#N/A
#N/A
#N/A
#N/A
#N/A
#N/A
#N/A
#N/A
#N/A
#N/A
#N/A
#N/A
#N/A
#N/A
#N/A
#N/A
#N/A
#N/A
#N/A
#N/A
#N/A
#N/A
#N/A
#N/A
#N/A
#N/A
#N/A
#N/A
#N/A
#N/A
#N/A
#N/A
#N/A
#N/A
#N/A
#N/A
#N/A
#N/A
#N/A
#N/A
#N/A
#N/A
#N/A
#N/A
#N/A
#N/A
#N/A
#N/A
#N/A
#N/A
#N/A
#N/A
#N/A
#N/A
#N/A
#N/A
#N/A
#N/A
#N/A
#N/A
#N/A
#N/A
#N/A
#N/A
#N/A
#N/A
#N/A
#N/A
#N/A
#N/A
#N/A
#N/A
#N/A
#N/A
#N/A
#N/A
#N/A
#N/A
#N/A
#N/A
#N/A
#N/A
#N/A
#N/A
#N/A
#N/A
#N/A
#N/A
#N/A
#N/A
#N/A
#N/A
#N/A
#N/A
#N/A
#N/A
#N/A
#N/A
#N/A
#N/A
#N/A
#N/A
#N/A
#N/A
#N/A
#N/A
#N/A
#N/A
#N/A
#N/A
#N/A
#N/A
#N/A
#N/A
#N/A
#N/A
#N/A
#N/A
#N/A
#N/A
#N/A
#N/A
#N/A
#N/A
#N/A
#N/A
#N/A
#N/A
#N/A
#N/A
#N/A
#N/A
#N/A
#N/A
#N/A
#N/A
#N/A
#N/A
#N/A
#N/A
#N/A
#N/A
#N/A
#N/A
#N/A
#N/A
#N/A
#N/A
#N/A
#N/A
#N/A
#N/A
#N/A
#N/A
#N/A
#N/A
#N/A
#N/A
#N/A
#N/A
#N/A
#N/A
#N/A
#N/A
#N/A
#N/A
#N/A
#N/A
#N/A
#N/A
#N/A
#N/A
#N/A
#N/A
#N/A
#N/A
#N/A
#N/A
#N/A
#N/A
#N/A
#N/A
#N/A
#N/A
#N/A
#N/A
#N/A
#N/A
#N/A
#N/A
#N/A
#N/A
#N/A
#N/A
#N/A
#N/A
#N/A
#N/A
#N/A
#N/A
#N/A
#N/A
#N/A
#N/A
#N/A
#N/A
#N/A
#N/A
#N/A
#N/A
#N/A
#N/A
#N/A
#N/A
#N/A
#N/A
#N/A
#N/A
#N/A
#N/A
#N/A
#N/A
#N/A
#N/A
#N/A
#N/A
#N/A
#N/A
#N/A
#N/A
#N/A
#N/A
#N/A
#N/A
#N/A
#N/A
#N/A
#N/A
#N/A
#N/A
#N/A
#N/A
#N/A
#N/A
#N/A
#N/A
#N/A
#N/A
#N/A
#N/A
#N/A
#N/A
#N/A
#N/A
#N/A
#N/A
#N/A
#N/A
#N/A
#N/A
#N/A
#N/A
#N/A
#N/A
#N/A
#N/A
#N/A
#N/A
#N/A
#N/A
#N/A
#N/A
#N/A
#N/A
#N/A
#N/A
#N/A
#N/A
#N/A
#N/A
#N/A
#N/A
#N/A
#N/A
#N/A
#N/A
#N/A
#N/A
#N/A
#N/A
#N/A
#N/A
#N/A
#N/A
#N/A
#N/A
#N/A
#N/A
#N/A
#N/A
#N/A
#N/A
#N/A
#N/A
#N/A
#N/A
#N/A
#N/A
#N/A
#N/A
#N/A
#N/A
#N/A
#N/A
#N/A
#N/A
#N/A
#N/A
#N/A
#N/A
#N/A
#N/A
#N/A
#N/A
#N/A
#N/A
#N/A
#N/A
#N/A
#N/A
#N/A
#N/A
#N/A
#N/A
#N/A
#N/A
#N/A
#N/A
#N/A
#N/A
#N/A
#N/A
#N/A
#N/A
#N/A
#N/A
#N/A
#N/A
#N/A
#N/A
#N/A
#N/A
#N/A
#N/A
#N/A
#N/A
#N/A
#N/A
#N/A
#N/A
#N/A
#N/A
#N/A
#N/A
#N/A
#N/A
#N/A
#N/A
#N/A
#N/A
#N/A
#N/A
#N/A
#N/A
#N/A
#N/A
#N/A
#N/A
#N/A
#N/A
#N/A
#N/A
#N/A
#N/A
#N/A
#N/A
#N/A
#N/A
#N/A
#N/A
#N/A
#N/A
#N/A
#N/A
#N/A
#N/A
#N/A
#N/A
#N/A
#N/A
#N/A
#N/A
#N/A
#N/A
#N/A
#N/A
#N/A
#N/A
#N/A
#N/A
#N/A
#N/A
#N/A
#N/A
#N/A
#N/A
#N/A
#N/A
#N/A
#N/A
#N/A
#N/A
#N/A
#N/A
#N/A
#N/A
#N/A
#N/A
#N/A
#N/A
#N/A
#N/A
#N/A
#N/A
#N/A
#N/A
#N/A
#N/A
#N/A
#N/A
#N/A
#N/A
#N/A
#N/A
#N/A
#N/A
#N/A
#N/A
#N/A
#N/A
#N/A
#N/A
#N/A
#N/A
#N/A
#N/A
#N/A
#N/A
#N/A
#N/A
#N/A
#N/A
#N/A
#N/A
#N/A
#N/A
#N/A
#N/A
#N/A
#N/A
#N/A
#N/A
#N/A
#N/A
#N/A
#N/A
#N/A
#N/A
#N/A
#N/A
#N/A
#N/A
#N/A
#N/A
#N/A
#N/A
#N/A
#N/A
#N/A
#N/A
#N/A
#N/A
#N/A
#N/A
#N/A
#N/A
#N/A
#N/A
#N/A
#N/A
#N/A
#N/A
#N/A
#N/A
#N/A
#N/A
#N/A
#N/A
#N/A
#N/A
#N/A
#N/A
#N/A
#N/A
#N/A
#N/A
#N/A
#N/A
#N/A
#N/A
#N/A
#N/A
#N/A
#N/A
#N/A
#N/A
#N/A
#N/A
#N/A
#N/A
#N/A
#N/A
#N/A
#N/A
#N/A
#N/A
#N/A
#N/A
#N/A
#N/A
#N/A
#N/A
#N/A
#N/A
#N/A
#N/A
#N/A
#N/A
#N/A
#N/A
#N/A
#N/A
#N/A
#N/A
#N/A
#N/A
#N/A
#N/A
#N/A
#N/A
#N/A
#N/A
#N/A
#N/A
#N/A
#N/A
#N/A
#N/A
#N/A
#N/A
#N/A
#N/A
#N/A
#N/A
#N/A
#N/A
#N/A
#N/A
#N/A
#N/A
#N/A
#N/A
#N/A
#N/A
#N/A
#N/A
#N/A
#N/A
#N/A
#N/A
#N/A
#N/A
#N/A
#N/A
#N/A
#N/A
#N/A
#N/A
#N/A
#N/A
#N/A
#N/A
#N/A
#N/A
#N/A
#N/A
#N/A
#N/A
#N/A
#N/A
#N/A
#N/A
#N/A
#N/A
#N/A
#N/A
#N/A
#N/A
#N/A
#N/A
#N/A
#N/A
#N/A
#N/A
#N/A
#N/A
#N/A
#N/A
#N/A
#N/A
#N/A
#N/A
#N/A
#N/A
#N/A
#N/A
#N/A
#N/A
#N/A
#N/A
#N/A
#N/A
#N/A
#N/A
#N/A
#N/A
#N/A
#N/A
#N/A
#N/A
#N/A
#N/A
#N/A
#N/A
#N/A
#N/A
#N/A
#N/A
#N/A
#N/A
#N/A
#N/A
#N/A
#N/A
#N/A
#N/A
#N/A
#N/A
#N/A
#N/A
#N/A
#N/A
#N/A
#N/A
#N/A
#N/A
#N/A
#N/A
#N/A
#N/A
#N/A
#N/A
#N/A
#N/A
#N/A
#N/A
#N/A
#N/A
#N/A
#N/A
#N/A
#N/A
#N/A
#N/A
#N/A
#N/A
#N/A
#N/A
#N/A
#N/A
#N/A
#N/A
#N/A
#N/A
#N/A
#N/A
#N/A
#N/A
#N/A
#N/A
#N/A
#N/A
#N/A
#N/A
#N/A
#N/A
#N/A
#N/A
#N/A
#N/A
#N/A
#N/A
#N/A
#N/A
#N/A
#N/A
#N/A
#N/A
#N/A
#N/A
#N/A
#N/A
#N/A
#N/A
#N/A
#N/A
#N/A
#N/A
#N/A
#N/A
#N/A
#N/A
#N/A
#N/A
#N/A
#N/A
#N/A
#N/A
#N/A
#N/A
#N/A
#N/A
#N/A
#N/A
#N/A
#N/A
#N/A
#N/A
#N/A
#N/A
#N/A
#N/A
#N/A
#N/A
#N/A
#N/A
#N/A
#N/A
#N/A
#N/A
#N/A
#N/A
#N/A
#N/A
#N/A
#N/A
#N/A
#N/A
#N/A
#N/A
#N/A
#N/A
#N/A
#N/A
#N/A
#N/A
#N/A
#N/A
#N/A
#N/A
#N/A
#N/A
#N/A
#N/A
#N/A
#N/A
#N/A
#N/A
#N/A
#N/A
#N/A
#N/A
#N/A
#N/A
#N/A
#N/A
#N/A
#N/A
#N/A
#N/A
#N/A
#N/A
#N/A
#N/A
#N/A
#N/A
#N/A
#N/A
#N/A
#N/A
#N/A
#N/A
#N/A
#N/A
#N/A
#N/A
#N/A
#N/A
#N/A
#N/A
#N/A
#N/A
#N/A
#N/A
#N/A
#N/A
#N/A
#N/A
#N/A
#N/A
#N/A
#N/A
#N/A
#N/A
#N/A
#N/A
#N/A
#N/A
#N/A
#N/A
#N/A
#N/A
#N/A
#N/A
#N/A
#N/A
#N/A
#N/A
#N/A
#N/A
#N/A
#N/A
#N/A
#N/A
#N/A
#N/A
#N/A
#N/A
#N/A
#N/A
#N/A
#N/A
#N/A
#N/A
#N/A
#N/A
#N/A
#N/A
#N/A
#N/A
#N/A
#N/A
#N/A
#N/A
#N/A
#N/A
#N/A
#N/A
#N/A
#N/A
#N/A
#N/A
#N/A
#N/A
#N/A
#N/A
#N/A
#N/A
#N/A
#N/A
#N/A
#N/A
#N/A
#N/A
#N/A
#N/A
#N/A
#N/A
#N/A
#N/A
#N/A
#N/A
#N/A
#N/A
#N/A
#N/A
#N/A
#N/A
#N/A
#N/A
#N/A
#N/A
#N/A
#N/A
#N/A
#N/A
#N/A
#N/A
#N/A
#N/A
#N/A
#N/A
#N/A
#N/A
#N/A
#N/A
#N/A
#N/A
#N/A
#N/A
#N/A
#N/A
#N/A
#N/A
#N/A
#N/A
#N/A
#N/A
#N/A
#N/A
#N/A
#N/A
#N/A
#N/A
#N/A
#N/A
#N/A
#N/A
#N/A
#N/A
#N/A
#N/A
#N/A
#N/A
#N/A
#N/A
#N/A
#N/A
#N/A
#N/A
#N/A
#N/A
#N/A
#N/A
#N/A
#N/A
#N/A
#N/A
#N/A
#N/A
#N/A
#N/A
#N/A
#N/A
#N/A
#N/A
#N/A
#N/A
#N/A
#N/A
#N/A
#N/A
#N/A
#N/A
#N/A
#N/A
#N/A
#N/A
#N/A
#N/A
#N/A
#N/A
#N/A
#N/A
#N/A
#N/A
#N/A
#N/A
#N/A
#N/A
#N/A
#N/A
#N/A
#N/A
#N/A
#N/A
#N/A
#N/A
#N/A
#N/A
#N/A
#N/A
#N/A
#N/A
#N/A
#N/A
#N/A
#N/A
#N/A
#N/A
#N/A
#N/A
#N/A
#N/A
#N/A
#N/A
#N/A
#N/A
#N/A
#N/A
#N/A
#N/A
#N/A
#N/A
#N/A
#N/A
#N/A
#N/A
#N/A
#N/A
#N/A
#N/A
#N/A
#N/A
#N/A
#N/A
#N/A
#N/A
#N/A
#N/A
#N/A
#N/A
#N/A
#N/A
#N/A
#N/A
#N/A
#N/A
#N/A
#N/A
#N/A
#N/A
#N/A
#N/A
#N/A
#N/A
#N/A
#N/A
#N/A
#N/A
#N/A
#N/A
#N/A
#N/A
#N/A
#N/A
#N/A
#N/A
#N/A
#N/A
#N/A
#N/A
#N/A
#N/A
#N/A
#N/A
#N/A
#N/A
#N/A
#N/A
#N/A
#N/A
#N/A
#N/A
#N/A
#N/A
#N/A
#N/A
#N/A
#N/A
#N/A
#N/A
#N/A
#N/A
#N/A
#N/A
#N/A
#N/A
#N/A
#N/A
#N/A
#N/A
#N/A
#N/A
#N/A
#N/A
#N/A
#N/A
#N/A
#N/A
#N/A
#N/A
#N/A
#N/A
#N/A
#N/A
#N/A
#N/A
#N/A
#N/A
#N/A
#N/A
#N/A
#N/A
#N/A
#N/A
#N/A
#N/A
#N/A
#N/A
#N/A
#N/A
#N/A
#N/A
#N/A
#N/A
#N/A
#N/A
#N/A
#N/A
#N/A
#N/A
#N/A
#N/A
#N/A
#N/A
#N/A
#N/A
#N/A
#N/A
#N/A
#N/A
#N/A
#N/A
#N/A
#N/A
#N/A
#N/A
#N/A
#N/A
#N/A
#N/A
#N/A
#N/A
#N/A
#N/A
#N/A
#N/A
#N/A
#N/A
#N/A
#N/A
#N/A
#N/A
#N/A
#N/A
#N/A
#N/A
#N/A
#N/A
#N/A
#N/A
#N/A
#N/A
#N/A
#N/A
#N/A
#N/A
#N/A
#N/A
#N/A
#N/A
#N/A
#N/A
#N/A
#N/A
#N/A
#N/A
#N/A
#N/A
#N/A
#N/A
#N/A
#N/A
#N/A
#N/A
#N/A
#N/A
#N/A
#N/A
#N/A
#N/A
#N/A
#N/A
#N/A
#N/A
#N/A
#N/A
#N/A
#N/A
#N/A
#N/A
#N/A
#N/A
#N/A
#N/A
#N/A
#N/A
#N/A
#N/A
#N/A
#N/A
#N/A
#N/A
#N/A
#N/A
#N/A
#N/A
#N/A
#N/A
#N/A
#N/A
#N/A
#N/A
#N/A
#N/A
#N/A
#N/A
#N/A
#N/A
#N/A
#N/A
#N/A
#N/A
#N/A
#N/A
#N/A
#N/A
#N/A
#N/A
#N/A
#N/A
#N/A
#N/A
#N/A
#N/A
#N/A
#N/A
#N/A
#N/A
#N/A
#N/A
#N/A
#N/A
#N/A
#N/A
#N/A
#N/A
#N/A
#N/A
#N/A
#N/A
#N/A
#N/A
#N/A
#N/A
#N/A
#N/A
#N/A
#N/A
#N/A
#N/A
#N/A
#N/A
#N/A
#N/A
#N/A
#N/A
#N/A
#N/A
#N/A
#N/A
#N/A
#N/A
#N/A
#N/A
#N/A
#N/A
#N/A
#N/A
#N/A
#N/A
#N/A
#N/A
#N/A
#N/A
#N/A
#N/A
#N/A
#N/A
#N/A
#N/A
#N/A
#N/A
#N/A
#N/A
#N/A
#N/A
#N/A
#N/A
#N/A
#N/A
#N/A
#N/A
#N/A
#N/A
#N/A
#N/A
#N/A
#N/A
#N/A
#N/A
#N/A
#N/A
#N/A
#N/A
#N/A
#N/A
#N/A
#N/A
#N/A
#N/A
#N/A
#N/A
#N/A
#N/A
#N/A
#N/A
#N/A
#N/A
#N/A
#N/A
#N/A
#N/A
#N/A
#N/A
#N/A
#N/A
#N/A
#N/A
#N/A
#N/A
#N/A
#N/A
#N/A
#N/A
#N/A
#N/A
#N/A
#N/A
#N/A
#N/A
#N/A
#N/A
#N/A
#N/A
#N/A
#N/A
#N/A
#N/A
#N/A
#N/A
#N/A
#N/A
#N/A
#N/A
#N/A
#N/A
#N/A
#N/A
#N/A
#N/A
#N/A
#N/A
#N/A
#N/A
#N/A
#N/A
#N/A
#N/A
#N/A
#N/A
#N/A
#N/A
#N/A
#N/A
#N/A
#N/A
#N/A
#N/A
#N/A
#N/A
#N/A
#N/A
#N/A
#N/A
#N/A
#N/A
#N/A
#N/A
#N/A
#N/A
#N/A
#N/A
#N/A
#N/A
#N/A
#N/A
#N/A
#N/A
#N/A
#N/A
#N/A
#N/A
#N/A
#N/A
#N/A
#N/A
#N/A
#N/A
#N/A
#N/A
#N/A
#N/A
#N/A
#N/A
#N/A
#N/A
#N/A
#N/A
#N/A
#N/A
#N/A
#N/A
#N/A
#N/A
#N/A
#N/A
#N/A
#N/A
#N/A
#N/A
#N/A
#N/A
#N/A
#N/A
#N/A
#N/A
#N/A
#N/A
#N/A
#N/A
#N/A
#N/A
#N/A
#N/A
#N/A
#N/A
#N/A
#N/A
#N/A
#N/A
#N/A
#N/A
#N/A
#N/A
#N/A
#N/A
#N/A
#N/A
#N/A
#N/A
#N/A
#N/A
#N/A
#N/A
#N/A
#N/A
#N/A
#N/A
#N/A
#N/A
#N/A
#N/A
#N/A
#N/A
#N/A
#N/A
#N/A
#N/A
#N/A
#N/A
#N/A
#N/A
#N/A
#N/A
#N/A
#N/A
#N/A
#N/A
#N/A
#N/A
#N/A
#N/A
#N/A
#N/A
#N/A
#N/A
#N/A
#N/A
#N/A
#N/A
#N/A
#N/A
#N/A
#N/A
#N/A
#N/A
#N/A
#N/A
#N/A
#N/A
#N/A
#N/A
#N/A
#N/A
#N/A
#N/A
#N/A
#N/A
#N/A
#N/A
#N/A
#N/A
#N/A
#N/A
#N/A
#N/A
#N/A
#N/A
#N/A
#N/A
#N/A
#N/A
#N/A
#N/A
#N/A
#N/A
#N/A
#N/A
#N/A
#N/A
#N/A
#N/A
#N/A
#N/A
#N/A
#N/A
#N/A
#N/A
#N/A
#N/A
#N/A
#N/A
#N/A
#N/A
#N/A
#N/A
#N/A
#N/A
#N/A
#N/A
#N/A
#N/A
#N/A
#N/A
#N/A
#N/A
#N/A
#N/A
#N/A
#N/A
#N/A
#N/A
#N/A
#N/A
#N/A
#N/A
#N/A
#N/A
#N/A
#N/A
#N/A
#N/A
#N/A
#N/A
#N/A
#N/A
#N/A
#N/A
#N/A
#N/A
#N/A
#N/A
#N/A
#N/A
#N/A
#N/A
#N/A
#N/A
#N/A
#N/A
#N/A
#N/A
#N/A
#N/A
#N/A
#N/A
#N/A
#N/A
#N/A
#N/A
#N/A
#N/A
#N/A
#N/A
#N/A
#N/A
#N/A
#N/A
#N/A
#N/A
#N/A
#N/A
#N/A
#N/A
#N/A
#N/A
#N/A
#N/A
#N/A
#N/A
#N/A
#N/A
#N/A
#N/A
#N/A
#N/A
#N/A
#N/A
#N/A
#N/A
#N/A
#N/A
#N/A
#N/A
#N/A
#N/A
#N/A
#N/A
#N/A
#N/A
#N/A
#N/A
#N/A
#N/A
#N/A
#N/A
#N/A
#N/A
#N/A
#N/A
#N/A
#N/A
#N/A
#N/A
#N/A
#N/A
#N/A
#N/A
#N/A
#N/A
#N/A
#N/A
#N/A
#N/A
#N/A
#N/A
#N/A
#N/A
#N/A
#N/A
#N/A
#N/A
#N/A
#N/A
#N/A
#N/A
#N/A
#N/A
#N/A
#N/A
#N/A
#N/A
#N/A
#N/A
#N/A
#N/A
#N/A
#N/A
#N/A
#N/A
#N/A
#N/A
#N/A
#N/A
#N/A
#N/A
#N/A
#N/A
#N/A
#N/A
#N/A
#N/A
#N/A
#N/A
#N/A
#N/A
#N/A
#N/A
#N/A
#N/A
#N/A
#N/A
#N/A
#N/A
#N/A
#N/A
#N/A
#N/A
#N/A
#N/A
#N/A
#N/A
#N/A
#N/A
#N/A
#N/A
#N/A
#N/A
#N/A
#N/A
#N/A
#N/A
#N/A
#N/A
#N/A
#N/A
#N/A
#N/A
#N/A
#N/A
#N/A
#N/A
#N/A
#N/A
#N/A
#N/A
#N/A
#N/A
#N/A
#N/A
#N/A
#N/A
#N/A
#N/A
#N/A
#N/A
#N/A
#N/A
#N/A
#N/A
#N/A
#N/A
#N/A
#N/A
#N/A
#N/A
#N/A
#N/A
#N/A
#N/A
#N/A
#N/A
#N/A
#N/A
#N/A
#N/A
#N/A
#N/A
#N/A
#N/A
#N/A
#N/A
#N/A
#N/A
#N/A
#N/A
#N/A
#N/A
#N/A
#N/A
#N/A
#N/A
#N/A
#N/A
#N/A
#N/A
#N/A
#N/A
#N/A
#N/A
#N/A
#N/A
#N/A
#N/A
#N/A
#N/A
#N/A
#N/A
#N/A
#N/A
#N/A
#N/A
#N/A
#N/A
#N/A
#N/A
#N/A
#N/A
#N/A
#N/A
#N/A
#N/A
#N/A
#N/A
#N/A
#N/A
#N/A
#N/A
#N/A
#N/A
#N/A
#N/A
#N/A
#N/A
#N/A
#N/A
#N/A
#N/A
#N/A
#N/A
#N/A
#N/A
#N/A
#N/A
#N/A
#N/A
#N/A
#N/A
#N/A
#N/A
#N/A
#N/A
#N/A
#N/A
#N/A
#N/A
#N/A
#N/A
#N/A
#N/A
#N/A
#N/A
#N/A
#N/A
#N/A
#N/A
#N/A
#N/A
#N/A
#N/A
#N/A
#N/A
#N/A
#N/A
#N/A
#N/A
#N/A
#N/A
#N/A
#N/A
#N/A
#N/A
#N/A
#N/A
#N/A
#N/A
#N/A
#N/A
#N/A
#N/A
#N/A
#N/A
#N/A
#N/A
#N/A
#N/A
#N/A
#N/A
#N/A
#N/A
#N/A
#N/A
#N/A
#N/A
#N/A
#N/A
#N/A
#N/A
#N/A
#N/A
#N/A
#N/A
#N/A
#N/A
#N/A
#N/A
#N/A
#N/A
#N/A
#N/A
#N/A
#N/A
#N/A
#N/A
#N/A
#N/A
#N/A
#N/A
#N/A
#N/A
#N/A
#N/A
#N/A
#N/A
#N/A
#N/A
#N/A
#N/A
#N/A
#N/A
#N/A
#N/A
#N/A
#N/A
#N/A
#N/A
#N/A
#N/A
#N/A
#N/A
#N/A
#N/A
#N/A
#N/A
#N/A
#N/A
#N/A
#N/A
#N/A
#N/A
#N/A
#N/A
#N/A
#N/A
#N/A
#N/A
#N/A
#N/A
#N/A
#N/A
#N/A
#N/A
#N/A
#N/A
#N/A
#N/A
#N/A
#N/A
#N/A
#N/A
#N/A
#N/A
#N/A
#N/A
#N/A
#N/A
#N/A
#N/A
#N/A
#N/A
#N/A
#N/A
#N/A
#N/A
#N/A
#N/A
#N/A
#N/A
#N/A
#N/A
#N/A
#N/A
#N/A
#N/A
#N/A
#N/A
#N/A
#N/A
#N/A
#N/A
#N/A
#N/A
#N/A
#N/A
#N/A
#N/A
#N/A
#N/A
#N/A
#N/A
#N/A
#N/A
#N/A
#N/A
#N/A
#N/A
#N/A
#N/A
#N/A
#N/A
#N/A
#N/A
#N/A
#N/A
#N/A
#N/A
#N/A
#N/A
#N/A
#N/A
#N/A
#N/A
#N/A
#N/A
#N/A
#N/A
#N/A
#N/A
#N/A
#N/A
#N/A
#N/A
#N/A
#N/A
#N/A
#N/A
#N/A
#N/A
#N/A
#N/A
#N/A
#N/A
#N/A
#N/A
#N/A
#N/A
#N/A
#N/A
#N/A
#N/A
#N/A
#N/A
#N/A
#N/A
#N/A
#N/A
#N/A
#N/A
#N/A
#N/A
#N/A
#N/A
#N/A
#N/A
#N/A
#N/A
#N/A
#N/A
#N/A
#N/A
#N/A
#N/A
#N/A
#N/A
#N/A
#N/A
#N/A
#N/A
#N/A
#N/A
#N/A
#N/A
#N/A
#N/A
#N/A
#N/A
#N/A
#N/A
#N/A
#N/A
#N/A
#N/A
#N/A
#N/A
#N/A
#N/A
#N/A
#N/A
#N/A
#N/A
#N/A
#N/A
#N/A
#N/A
#N/A
#N/A
#N/A
#N/A
#N/A
#N/A
#N/A
#N/A
#N/A
#N/A
#N/A
#N/A
#N/A
#N/A
#N/A
#N/A
#N/A
#N/A
#N/A
#N/A
#N/A
#N/A
#N/A
#N/A
#N/A
#N/A
#N/A
#N/A
#N/A
#N/A
#N/A
#N/A
#N/A
#N/A
#N/A
#N/A
#N/A
#N/A
#N/A
#N/A
#N/A
#N/A
#N/A
#N/A
#N/A
#N/A
#N/A
#N/A
#N/A
#N/A
#N/A
#N/A
#N/A
#N/A
#N/A
#N/A
#N/A
#N/A
#N/A
#N/A
#N/A
#N/A
#N/A
#N/A
#N/A
#N/A
#N/A
#N/A
#N/A
#N/A
#N/A
#N/A
#N/A
#N/A
#N/A
#N/A
#N/A
#N/A
#N/A
#N/A
#N/A
#N/A
#N/A
#N/A
#N/A
#N/A
#N/A
#N/A
#N/A
#N/A
#N/A
#N/A
#N/A
#N/A
#N/A
#N/A
#N/A
#N/A
#N/A
#N/A
#N/A
#N/A
#N/A
#N/A
#N/A
#N/A
#N/A
#N/A
#N/A
#N/A
#N/A
#N/A
#N/A
#N/A
#N/A
#N/A
#N/A
#N/A
#N/A
#N/A
#N/A

## Step 2 Export
Generator Sensitivities | [8 empty] | sort column | Paste Table
Area Name of Gen | Number | Name | ID | AGC | P Sensitivity | Gen MW | Max MW | V Sensitivity |  | Area Name of Bus | Number | Name | ID | AGC | P Sensitivity | Gen MW | Max MW | V Sensitivity |  | Area Name of Bus | Number | Name | ID | AGC | P Sensitivity | Gen MW | Max MW | V Sensitivity | Ownership %
[9 empty] | #N/A | GRLNDTSP | 842 | OLINGR1 | 1 | YES | 0.724 | 42.9 | 80 | 0 | #N/A | TMPA_TSP | 990 | GIBCRK J01 | 1 | YES | 0.724 | 24.453 | 45.6 | 0 | 0.57 | GIBCRK_GIB_CRG1_J01 | 990 | GIBCRK
[9 empty] | #N/A | GRLNDTSP | 844 | OLINGR3 | 1 | YES | 0.724 | 80.4 | 150 | 0 | #N/A | TMPA_TSP | 990 | GIBCRK J02 | 1 | YES | 0.724 | 9.3093 | 17.36 | 0 | 0.217 | GIBCRK_GIB_CRG1_J02 | 5903 | MIGUEL
[9 empty] | #N/A | GRLNDTSP | 843 | OLINGR2 | 1 | YES | 0.724 | 59 | 110 | 0 | #N/A | TMPA_TSP | 990 | GIBCRK J03 | 1 | YES | 0.724 | 9.1377 | 17.04 | 0 | 0.213 | GIBCRK_GIB_CRG1_J03 | 5911 | STP1
[9 empty] | #N/A | GRLNDTSP | 845 | OLINGR4 | 1 | YES | 0.724 | 40.2 | 75 | 0 | #N/A | SANMIGUL | 5903 | MIGUEL J01 | 1 | YES | 0.724 | 40.2 | 75 | 0 | 0.5 | SANMIGL_SANMIGG1_J01 | 5912 | STP2
[9 empty] | #N/A | GRLNDTSP | 838 | NEWMAN3 | 1 | YES | 0.722 | 0 | 17 | 0 | #N/A | SANMIGUL | 5903 | MIGUEL J02 | 1 | YES | 0.724 | 40.2 | 75 | 0 | 0.5 | SANMIGL_SANMIGG1_J02 | 6752 | OKLAUN1G
[9 empty] | #N/A | GRLNDTSP | 837 | NEWMAN5 | 1 | YES | 0.722 | 0 | 40 | 0 | #N/A | STP | 5911 | STP1 J01 | 1 | YES | 0.724 | 18.172 | 33.88 | 0 | 0.308 | STP_STP_G1_J01 | 7010 | FPP G1
[9 empty] | #N/A | GRLNDTSP | 840 | NEWMAN1 | 1 | YES | 0.722 | 0 | 8 | 0 | #N/A | STP | 5911 | STP1 J02 | 1 | YES | 0.724 | 14.868 | 27.72 | 0 | 0.252 | STP_STP_G1_J02 | 7011 | FPP G2
[9 empty] | #N/A | GRLNDTSP | 841 | NEWMAN2 | 1 | YES | 0.722 | 0 | 8 | 0 | #N/A | STP | 5911 | STP1 J03 | 1 | YES | 0.724 | 16.52 | 30.8 | 0 | 0.28 | STP_STP_G1_J03 | 7038 | TWPP G1
[9 empty] | #N/A | GRLNDTSP | 839 | NEWMAN4 | 1 | YES | 0.722 | 0 | 17 | 0 | #N/A | STP | 5911 | STP1 J04 | 1 | YES | 0.724 | 9.44 | 17.6 | 0 | 0.16 | STP_STP_G1_J04 | 8981 | HECN1
[9 empty] | #N/A | GRNVLTSP | 948 | STEAM1 | 1 | YES | 0.719 | 0 | 20 | 0 | #N/A | STP | 5912 | STP2 J01 | 2 | YES | 0.724 | 12.3816 | 23.1 | 0 | 0.308 | STP_STP_G2_J01 | 8982 | HECN2
[9 empty] | #N/A | GRNVLTSP | 950 | STEAM3 | 1 | YES | 0.719 | 33.2 | 41 | 0 | #N/A | STP | 5912 | STP2 J02 | 2 | YES | 0.724 | 10.1304 | 18.9 | 0 | 0.252 | STP_STP_G2_J02 | 8983 | HECN3
[9 empty] | #N/A | GRNVLTSP | 949 | STEAM2 | 1 | YES | 0.719 | 21.1 | 26 | 0 | #N/A | STP | 5912 | STP2 J03 | 2 | YES | 0.724 | 11.256 | 21 | 0 | 0.28 | STP_STP_G2_J03 | 60018 | DSKY1
[9 empty] | #N/A | ONCORTSP | 12413 | FPLEFR1C | 3 | YES | 0.713 | 152 | 160 | 0 | #N/A | STP | 5912 | STP2 J04 | 2 | YES | 0.724 | 6.432 | 12 | 0 | 0.16 | STP_STP_G2_J04
[9 empty] | #N/A | [10 empty] | AEP_TNC | 6752 | OKLAUN1G J01 | 1 | YES | 0.722 | 0 | 9.2973 | 0 | 0.5469 | OKLA_OKLA_G1_J01
[9 empty] | #N/A | [10 empty] | AEP_TNC | 6752 | OKLAUN1G J02 | 1 | YES | 0.722 | 0 | 2.6554 | 0 | 0.1562 | OKLA_OKLA_G1_J02
[9 empty] | #N/A | [10 empty] | AEP_TNC | 6752 | OKLAUN1G J03 | 1 | YES | 0.722 | 0 | 13.277 | 0 | 0.781 | OKLA_OKLA_G1_J03
[9 empty] | #N/A | [10 empty] | AEP_TNC | 6752 | OKLAUN1G J04 | 1 | YES | 0.722 | 0 | 1.7272 | 0 | 0.1016 | OKLA_OKLA_G1_J04
[9 empty] | #N/A | [10 empty] | AEP_TNC | 6752 | OKLAUN1G J05 | 1 | YES | 0.722 | 0 | 1.9924 | 0 | 0.1172 | OKLA_OKLA_G1_J05
[9 empty] | #N/A | [10 empty] | LCRA TSP | 7010 | FPP G1 J01 | 1 | YES | 0.722 | 0 | 20 | 0 | 0.5 | FPPYD1_FPP_G1_J01
[9 empty] | #N/A | [10 empty] | LCRA TSP | 7010 | FPP G1 J02 | 1 | YES | 0.722 | 0 | 20 | 0 | 0.5 | FPPYD1_FPP_G1_J02
[9 empty] | #N/A | [10 empty] | LCRA TSP | 7011 | FPP G2 J01 | 2 | YES | 0.722 | 0 | 4 | 0 | 0.5 | FPPYD1_FPP_G2_J01
[9 empty] | #N/A | [10 empty] | LCRA TSP | 7011 | FPP G2 J02 | 2 | YES | 0.722 | 0 | 4 | 0 | 0.5 | FPPYD1_FPP_G2_J02
[9 empty] | #N/A | [10 empty] | LCRA TSP | 7038 | TWPP G1 J01 | 1 | YES | 0.722 | 0 | 17.75 | 0 | 0.71 | KUNITZ_WIND_LGE_J01
[9 empty] | #N/A | [10 empty] | LCRA TSP | 7038 | TWPP G1 J02 | 1 | YES | 0.722 | 0 | 7.25 | 0 | 0.29 | KUNITZ_WIND_LGE_J02
[9 empty] | #N/A | [10 empty] | AEP_TCC | 8981 | HECN1 J01 | 1 | YES | 0.722 | 0 | 13.3498 | 0 | 0.78528 | DUKE_DUKE_GT1_J01
[9 empty] | #N/A | [10 empty] | AEP_TCC | 8981 | HECN1 J02 | 1 | YES | 0.722 | 0 | 3.6502 | 0 | 0.21472 | DUKE_DUKE_GT1_J02
[9 empty] | #N/A | [10 empty] | AEP_TCC | 8982 | HECN2 J01 | 2 | YES | 0.719 | 0 | 15.7056 | 0 | 0.78528 | DUKE_DUKE_GT2_J01
[9 empty] | #N/A | [10 empty] | AEP_TCC | 8982 | HECN2 J02 | 2 | YES | 0.719 | 0 | 4.2944 | 0 | 0.21472 | DUKE_DUKE_GT2_J02
[9 empty] | #N/A | [10 empty] | AEP_TCC | 8983 | HECN3 J01 | 3 | YES | 0.719 | 26.0713 | 32.1965 | 0 | 0.78528 | DUKE_DUKE_ST1_J01
[9 empty] | #N/A | [10 empty] | AEP_TCC | 8983 | HECN3 J02 | 3 | YES | 0.719 | 7.1287 | 8.8035 | 0 | 0.21472 | DUKE_DUKE_ST1_J02
[9 empty] | #N/A | [10 empty] | AEP_TNC | 60018 | DSKY1 J01 | 1 | YES | 0.719 | 12.871 | 15.86 | 0 | 0.61 | INDNNWP_INDNNWP_J01
[9 empty] | #N/A | [10 empty] | AEP_TNC | 60018 | DSKY1 J02 | 1 | YES | 0.719 | 8.229 | 10.14 | 0 | 0.39 | INDNNWP_INDNNWP_J02
#N/A
#N/A
#N/A
#N/A
#N/A
#N/A
#N/A
#N/A
#N/A
#N/A
#N/A
#N/A
#N/A
#N/A
#N/A
#N/A
#N/A
#N/A
#N/A
#N/A
#N/A
#N/A
#N/A
#N/A
#N/A
#N/A
#N/A
#N/A
#N/A
#N/A
#N/A
#N/A
#N/A
#N/A
#N/A
#N/A
#N/A
#N/A
#N/A
#N/A
#N/A
#N/A
#N/A
#N/A
#N/A
#N/A
#N/A
#N/A
#N/A
#N/A
#N/A
#N/A
#N/A
#N/A
#N/A
#N/A
#N/A
#N/A
#N/A
#N/A
#N/A
#N/A
#N/A
#N/A
#N/A
#N/A
#N/A
#N/A
#N/A
#N/A
#N/A
#N/A
#N/A
#N/A
#N/A
#N/A
#N/A
#N/A
#N/A
#N/A
#N/A
#N/A
#N/A
#N/A
#N/A
#N/A
#N/A
#N/A
#N/A
#N/A
#N/A
#N/A
#N/A
#N/A
#N/A
#N/A
#N/A
#N/A
#N/A
#N/A
#N/A
#N/A
#N/A
#N/A
#N/A
#N/A
#N/A
#N/A
#N/A
#N/A
#N/A
#N/A
#N/A
#N/A
#N/A
#N/A
#N/A
#N/A
#N/A
#N/A
#N/A
#N/A
#N/A
#N/A
#N/A
#N/A
#N/A
#N/A
#N/A
#N/A
#N/A
#N/A
#N/A
#N/A
#N/A
#N/A
#N/A
#N/A
#N/A
#N/A
#N/A
#N/A
#N/A
#N/A
#N/A
#N/A
#N/A
#N/A
#N/A
#N/A
#N/A
#N/A
#N/A
#N/A
#N/A
#N/A
#N/A
#N/A
#N/A
#N/A
#N/A
#N/A
#N/A
#N/A
#N/A
#N/A
#N/A
#N/A
#N/A
#N/A
#N/A
#N/A
#N/A
#N/A
#N/A
#N/A
#N/A
#N/A
#N/A
#N/A
#N/A
#N/A
#N/A
#N/A
#N/A
#N/A
#N/A
#N/A
#N/A
#N/A
#N/A
#N/A
#N/A
#N/A
#N/A
#N/A
#N/A
#N/A
#N/A
#N/A
#N/A
#N/A
#N/A
#N/A
#N/A
#N/A
#N/A
#N/A
#N/A
#N/A
#N/A
#N/A
#N/A
#N/A
#N/A
#N/A
#N/A
#N/A
#N/A
#N/A
#N/A
#N/A
#N/A
#N/A
#N/A
#N/A
#N/A
#N/A
#N/A
#N/A
#N/A
#N/A
#N/A
#N/A
#N/A
#N/A
#N/A
#N/A
#N/A
#N/A
#N/A
#N/A
#N/A
#N/A
#N/A
#N/A
#N/A
#N/A
#N/A
#N/A
#N/A
#N/A
#N/A
#N/A
#N/A
#N/A
#N/A
#N/A
#N/A
#N/A
#N/A
#N/A
#N/A
#N/A
#N/A
#N/A
#N/A
#N/A
#N/A
#N/A
#N/A
#N/A
#N/A
#N/A
#N/A
#N/A
#N/A
#N/A
#N/A
#N/A
#N/A
#N/A
#N/A
#N/A
#N/A
#N/A
#N/A
#N/A
#N/A
#N/A
#N/A
#N/A
#N/A
#N/A
#N/A
#N/A
#N/A
#N/A
#N/A
#N/A
#N/A
#N/A
#N/A
#N/A
#N/A
#N/A
#N/A
#N/A
#N/A
#N/A
#N/A
#N/A
#N/A
#N/A
#N/A
#N/A
#N/A
#N/A
#N/A
#N/A
#N/A
#N/A
#N/A
#N/A
#N/A
#N/A
#N/A
#N/A
#N/A
#N/A
#N/A
#N/A
#N/A
#N/A
#N/A
#N/A
#N/A
#N/A
#N/A
#N/A
#N/A
#N/A
#N/A
#N/A
#N/A
#N/A
#N/A
#N/A
#N/A
#N/A
#N/A
#N/A
#N/A
#N/A
#N/A
#N/A
#N/A
#N/A
#N/A
#N/A
#N/A
#N/A
#N/A
#N/A
#N/A
#N/A
#N/A
#N/A
#N/A
#N/A
#N/A
#N/A
#N/A
#N/A
#N/A
#N/A
#N/A
#N/A
#N/A
#N/A
#N/A
#N/A
#N/A
#N/A
#N/A
#N/A
#N/A
#N/A
#N/A
#N/A
#N/A
#N/A
#N/A
#N/A
#N/A
#N/A
#N/A
#N/A
#N/A
#N/A
#N/A
#N/A
#N/A
#N/A
#N/A
#N/A
#N/A
#N/A
#N/A
#N/A
#N/A
#N/A
#N/A
#N/A
#N/A
#N/A
#N/A
#N/A
#N/A
#N/A
#N/A
#N/A
#N/A
#N/A
#N/A
#N/A
#N/A
#N/A
#N/A
#N/A
#N/A
#N/A
#N/A
#N/A
#N/A
#N/A
#N/A
#N/A
#N/A
#N/A
#N/A
#N/A
#N/A
#N/A
#N/A
#N/A
#N/A
#N/A
#N/A
#N/A
#N/A
#N/A
#N/A
#N/A
#N/A
#N/A
#N/A
#N/A
#N/A
#N/A
#N/A
#N/A
#N/A
#N/A
#N/A
#N/A
#N/A
#N/A
#N/A
#N/A
#N/A
#N/A
#N/A
#N/A
#N/A
#N/A
#N/A
#N/A
#N/A
#N/A
#N/A
#N/A
#N/A
#N/A
#N/A
#N/A
#N/A
#N/A
#N/A
#N/A
#N/A
#N/A
#N/A
#N/A
#N/A
#N/A
#N/A
#N/A
#N/A
#N/A
#N/A
#N/A
#N/A
#N/A
#N/A
#N/A
#N/A
#N/A
#N/A
#N/A
#N/A
#N/A
#N/A
#N/A
#N/A
#N/A
#N/A
#N/A
#N/A
#N/A
#N/A
#N/A
#N/A
#N/A
#N/A
#N/A
#N/A
#N/A
#N/A
#N/A
#N/A
#N/A
#N/A
#N/A
#N/A
#N/A
#N/A
#N/A
#N/A
#N/A
#N/A
#N/A
#N/A
#N/A
#N/A
#N/A
#N/A
#N/A
#N/A
#N/A
#N/A
#N/A
#N/A
#N/A
#N/A
#N/A
#N/A
#N/A
#N/A
#N/A
#N/A
#N/A
#N/A
#N/A
#N/A
#N/A
#N/A
#N/A
#N/A
#N/A
#N/A
#N/A
#N/A
#N/A
#N/A
#N/A
#N/A
#N/A
#N/A
#N/A
#N/A
#N/A
#N/A
#N/A
#N/A
#N/A
#N/A
#N/A
#N/A
#N/A
#N/A
#N/A
#N/A
#N/A
#N/A
#N/A
#N/A
#N/A
#N/A
#N/A
#N/A
#N/A
#N/A
#N/A
#N/A
#N/A
#N/A
#N/A
#N/A
#N/A
#N/A
#N/A
#N/A
#N/A
#N/A
#N/A
#N/A
#N/A
#N/A
#N/A
#N/A
#N/A
#N/A
#N/A
#N/A
#N/A
#N/A
#N/A
#N/A
#N/A
#N/A
#N/A
#N/A
#N/A
#N/A
#N/A
#N/A
#N/A
#N/A
#N/A
#N/A
#N/A
#N/A
#N/A
#N/A
#N/A
#N/A
#N/A
#N/A
#N/A
#N/A
#N/A
#N/A
#N/A
#N/A
#N/A
#N/A
#N/A
#N/A
#N/A
#N/A
#N/A
#N/A
#N/A
#N/A
#N/A
#N/A
#N/A
#N/A
#N/A
#N/A
#N/A
#N/A
#N/A
#N/A
#N/A
#N/A
#N/A
#N/A
#N/A
#N/A
#N/A
#N/A
#N/A
#N/A
#N/A
#N/A
#N/A
#N/A
#N/A
#N/A
#N/A
#N/A
#N/A
#N/A
#N/A
#N/A
#N/A
#N/A
#N/A
#N/A
#N/A
#N/A
#N/A
#N/A
#N/A
#N/A
#N/A
#N/A
#N/A
#N/A
#N/A
#N/A
#N/A
#N/A
#N/A
#N/A
#N/A
#N/A
#N/A
#N/A
#N/A
#N/A
#N/A
#N/A
#N/A
#N/A
#N/A
#N/A
#N/A
#N/A
#N/A
#N/A
#N/A
#N/A
#N/A
#N/A
#N/A
#N/A
#N/A
#N/A
#N/A
#N/A
#N/A
#N/A
#N/A
#N/A
#N/A
#N/A
#N/A
#N/A
#N/A
#N/A
#N/A
#N/A
#N/A
#N/A
#N/A
#N/A
#N/A
#N/A
#N/A
#N/A
#N/A
#N/A
#N/A
#N/A
#N/A
#N/A
#N/A
#N/A
#N/A
#N/A
#N/A
#N/A
#N/A
#N/A
#N/A
#N/A
#N/A
#N/A
#N/A
#N/A
#N/A
#N/A
#N/A
#N/A
#N/A
#N/A
#N/A
#N/A
#N/A
#N/A
#N/A
#N/A
#N/A
#N/A
#N/A
#N/A
#N/A
#N/A
#N/A
#N/A
#N/A
#N/A
#N/A
#N/A
#N/A
#N/A
#N/A
#N/A
#N/A
#N/A
#N/A
#N/A
#N/A
#N/A
#N/A
#N/A
#N/A
#N/A
#N/A
#N/A
#N/A
#N/A
#N/A
#N/A
#N/A
#N/A
#N/A
#N/A
#N/A
#N/A
#N/A
#N/A
#N/A
#N/A
#N/A
#N/A
#N/A
#N/A
#N/A
#N/A
#N/A
#N/A
#N/A
#N/A
#N/A
#N/A
#N/A
#N/A
#N/A
#N/A
#N/A
#N/A
#N/A
#N/A
#N/A
#N/A
#N/A
#N/A
#N/A
#N/A
#N/A
#N/A
#N/A
#N/A
#N/A
#N/A
#N/A
#N/A
#N/A
#N/A
#N/A
#N/A
#N/A
#N/A
#N/A
#N/A
#N/A
#N/A
#N/A
#N/A
#N/A
#N/A
#N/A
#N/A
#N/A
#N/A
#N/A
#N/A
#N/A
#N/A
#N/A
#N/A
#N/A
#N/A
#N/A
#N/A
#N/A
#N/A
#N/A
#N/A
#N/A
#N/A
#N/A
#N/A
#N/A
#N/A
#N/A
#N/A
#N/A
#N/A
#N/A
#N/A
#N/A
#N/A
#N/A
#N/A
#N/A
#N/A
#N/A
#N/A
#N/A
#N/A
#N/A
#N/A
#N/A
#N/A
#N/A
#N/A
#N/A
#N/A
#N/A
#N/A
#N/A
#N/A
#N/A
#N/A
#N/A
#N/A
#N/A
#N/A
#N/A
#N/A
#N/A
#N/A
#N/A
#N/A
#N/A
#N/A
#N/A
#N/A
#N/A
#N/A
#N/A
#N/A
#N/A
#N/A
#N/A
#N/A
#N/A
#N/A
#N/A
#N/A
#N/A
#N/A
#N/A
#N/A
#N/A
#N/A
#N/A
#N/A
#N/A
#N/A
#N/A
#N/A
#N/A
#N/A
#N/A
#N/A
#N/A
#N/A
#N/A
#N/A
#N/A
#N/A
#N/A
#N/A
#N/A
#N/A
#N/A
#N/A
#N/A
#N/A
#N/A
#N/A
#N/A
#N/A
#N/A
#N/A
#N/A
#N/A
#N/A
#N/A
#N/A
#N/A
#N/A
#N/A
#N/A
#N/A
#N/A
#N/A
#N/A
#N/A
#N/A
#N/A
#N/A
#N/A
#N/A
#N/A
#N/A
#N/A
#N/A
#N/A
#N/A
#N/A
#N/A
#N/A
#N/A
#N/A
#N/A
#N/A
#N/A
#N/A
#N/A
#N/A
#N/A
#N/A
#N/A
#N/A
#N/A
#N/A

## QSE relationships and max gen
Number | Name | ID | unique name 1 | Unique2 | Max MW | QSE | Active
1354 | AEPWIND_8 | 1 | 1354AEPWIND_81 | 1354AEPWIND_8 | 101 | AMERICAN ELECTRIC POWER SERVICE CORP (SQ3)
80227 | AIRCO G | 1 | 80227AIRCO G1 | 80227AIRCO G | 8 | AEP
80226 | ALCOA G | 1 | 80226ALCOA G1 | 80226ALCOA G | 48 | AEP
8032 | AMISTADHYD1 | 1 | 8032AMISTADHYD11 | 8032AMISTADHYD1 | 33 | SOUTH TEXAS ELECTRIC CO OP INC (QSE)
8033 | AMISTADHYD2 | 2 | 8033AMISTADHYD22 | 8033AMISTADHYD2 | 25 | SOUTH TEXAS ELECTRIC CO OP INC (QSE)
48500 | APD_GT1_8005 | 1 | 48500APD_GT1_80051 | 48500APD_GT1_8005 | 137 | EAGLE ENERGY PARTNERS I LP (QSE)
3309 | ASPN_G | 1 | 3309ASPN_G1 | 3309ASPN_G | 50 | ONCOR
8460 | B_DAVIS0A | MB | 8460B_DAVIS0AMB | 8460B_DAVIS0A | 342 | MORGAN STANLEY CAPITAL GROUP INC MSCGI BD2 (SQ4)
8459 | B_DAVIS0B | MB | 8459B_DAVIS0BMB | 8459B_DAVIS0B | 338 | MORGAN STANLEY CAPITAL GROUP INC MSCGI BD2 (SQ4)
80263 | B_DAVIS31A | 3 | 80263B_DAVIS31A3 | 80263B_DAVIS31A | 180 | MORGAN STANLEY CAPITAL GROUP INC MSCGI BD2 (SQ4)
80264 | B_DAVIS41A | 4 | 80264B_DAVIS41A4 | 80264B_DAVIS41A | 180 | MORGAN STANLEY CAPITAL GROUP INC MSCGI BD2 (SQ4)
1600 | BARTNWND_1G | 1 | 1600BARTNWND_1G1 | 1600BARTNWND_1G | 120 | BARTON CHAPEL WIND LLC (QSE)
3381 | BBRN_1G | 1 | 3381BBRN_1G1 | 3381BBRN_1G | 614 | LUMINANT ENERGY COMPANY LLC (QSE)
3382 | BBRN_2G | 2 | 3382BBRN_2G2 | 3382BBRN_2G | 591 | LUMINANT ENERGY COMPANY LLC (QSE)
88198 | BEEVILLE | F | 88198BEEVILLEF | 88198BEEVILLE | 0 | AEP
247 | BOSQUESW501 | 2 | 247BOSQUESW5012 | 247BOSQUESW501 | 151 | FULCRUM POWER SERVICES LP
239 | BOSQUESW502 | 1 | 239BOSQUESW5021 | 239BOSQUESW502 | 156 | FULCRUM POWER SERVICES LP
238 | BOSQUESW505 | 1 | 238BOSQUESW5051 | 238BOSQUESW505 | 255 | FULCRUM POWER SERVICES LP
251 | BOSQUESW803 | 2 | 251BOSQUESW8032 | 251BOSQUESW803 | 154 | FULCRUM POWER SERVICES LP
253 | BOSQUESW804 | 2 | 253BOSQUESW8042 | 253BOSQUESW804 | 82 | FULCRUM POWER SERVICES LP
5476 | BRA_AVR1_CT1 | 1 | 5476BRA_AVR1_CT11 | 5476BRA_AVR1_CT1 | 152 | CPS ENERGY (QSE)
5478 | BRA_AVR1_CT2 | 1 | 5478BRA_AVR1_CT21 | 5478BRA_AVR1_CT2 | 148 | CPS ENERGY (QSE)
5477 | BRA_AVR1_ST | 1 | 5477BRA_AVR1_ST1 | 5477BRA_AVR1_ST | 175 | CPS ENERGY (QSE)
5031 | BRA_VHBCT1 | 1 | 5031BRA_VHBCT11 | 5031BRA_VHBCT1 | 46 | CPST
5032 | BRA_VHBCT2 | 2 | 5032BRA_VHBCT22 | 5032BRA_VHBCT2 | 47 | CPST
5033 | BRA_VHBCT3 | 3 | 5033BRA_VHBCT33 | 5033BRA_VHBCT3 | 46 | CPST
5034 | BRA_VHBCT4 | 4 | 5034BRA_VHBCT44 | 5034BRA_VHBCT4 | 46 | CPST
5026 | BRAUNIG_VHB1 | 1 | 5026BRAUNIG_VHB11 | 5026BRAUNIG_VHB1 | 221 | CPS ENERGY (QSE)
5027 | BRAUNIG_VHB2 | 2 | 5027BRAUNIG_VHB22 | 5027BRAUNIG_VHB2 | 236 | CPS ENERGY (QSE)
5028 | BRAUNIG_VHB3 | 3 | 5028BRAUNIG_VHB33 | 5028BRAUNIG_VHB3 | 412 | CPS ENERGY (QSE)
32886 | BRYN_ATKINS3 | MB | 32886BRYN_ATKINS3MB | 32886BRYN_ATKINS3 | 12 | BTU QSE SERVICES INC
32890 | BRYN_ATKINS4 | MB | 32890BRYN_ATKINS4MB | 32890BRYN_ATKINS4 | 22 | BTU QSE SERVICES INC
32891 | BRYN_ATKINS5 | MB | 32891BRYN_ATKINS5MB | 32891BRYN_ATKINS5 | 25 | BTU QSE SERVICES INC
32887 | BRYN_ATKINS6 | MB | 32887BRYN_ATKINS6MB | 32887BRYN_ATKINS6 | 51 | BTU QSE SERVICES INC
32888 | BRYN_ATKINS7 | 1 | 32888BRYN_ATKINS71 | 32888BRYN_ATKINS7 | 20 | BTU QSE SERVICES INC
32884 | BRYN_DNSBY13 | 1 | 32884BRYN_DNSBY131 | 32884BRYN_DNSBY13 | 47 | BTU QSE SERVICES INC
32892 | BRYN_DNSBY14 | 1 | 32892BRYN_DNSBY141 | 32892BRYN_DNSBY14 | 110 | BTU QSE SERVICES INC
32883 | BRYN_DNSBY3 | 1 | 32883BRYN_DNSBY31 | 32883BRYN_DNSBY3 | 48 | BTU QSE SERVICES INC
48520 | BSF_GT1_8070 | 1 | 48520BSF_GT1_80701 | 48520BSF_GT1_8070 | 75 | TENASKA POWER SERVICES CO (QSE)
48520 | BSF_GT1_8070 | 2 | 48520BSF_GT1_80702 | 48520BSF_GT1_8070 | 10 | TENASKA POWER SERVICES CO (QSE)
1320 | BSP 1 | 1 | 1320BSP 11 | 1320BSP 1 | 25.8 | MPOWER2 LLC (QSE)
48595 | BTE_GT2_8075 | 1 | 48595BTE_GT2_80751 | 48595BTE_GT2_8075 | 175 | CALPINE POWER MANAGEMENT LP
48596 | BTE_GT3_8045 | 2 | 48596BTE_GT3_80452 | 48596BTE_GT3_8045 | 164 | CALPINE POWER MANAGEMENT LP
48597 | BTE_GT4_8055 | 3 | 48597BTE_GT4_80553 | 48597BTE_GT4_8055 | 161 | CALPINE POWER MANAGEMENT LP
48598 | BTE_ST1_8070 | 4 | 48598BTE_ST1_80704 | 48598BTE_ST1_8070 | 255 | CALPINE POWER MANAGEMENT LP
60058 | BUFF_GAP1A | 1 | 60058BUFF_GAP1A1 | 60058BUFF_GAP1A | 120 | DIRECT ENERGY LP WTU (SQ2)
60063 | BUFF_GAP1B | 1 | 60063BUFF_GAP1B1 | 60063BUFF_GAP1B | 170.2 | DIRECT ENERGY LP WTU (SQ2)
11310 | BULLCREK_1G | 1 | 11310BULLCREK_1G1 | 11310BULLCREK_1G | 180 | BULL CREEK WIND LLC (QSE)
11309 | BULLCREK_2G | 1 | 11309BULLCREK_2G1 | 11309BULLCREK_2G | 180 | BULL CREEK WIND LLC (QSE)
48521 | BVE_GT1_GT1 | 1 | 48521BVE_GT1_GT11 | 48521BVE_GT1_GT1 | 163.5 | CALPINE POWER MANAGEMENT LP
48522 | BVE_GT2_5035 | 2 | 48522BVE_GT2_50352 | 48522BVE_GT2_5035 | 168.9 | CALPINE POWER MANAGEMENT LP
48523 | BVE_ST1_GN1 | 3 | 48523BVE_ST1_GN13 | 48523BVE_ST1_GN1 | 263.2 | CALPINE POWER MANAGEMENT LP
48531 | BYU_GT1_8075 | 1 | 48531BYU_GT1_80751 | 48531BYU_GT1_8075 | 64 | EAGLE INDUSTRIAL (SQ3)
48532 | BYU_GT2_8055 | 2 | 48532BYU_GT2_80552 | 48532BYU_GT2_8055 | 64 | EAGLE INDUSTRIAL (SQ3)
48533 | BYU_GT3_8060 | 3 | 48533BYU_GT3_80603 | 48533BYU_GT3_8060 | 66 | EAGLE INDUSTRIAL (SQ3)
48534 | BYU_GT4_8065 | 4 | 48534BYU_GT4_80654 | 48534BYU_GT4_8065 | 66 | EAGLE INDUSTRIAL (SQ3)
48551 | CAL_GT1_8045 | 1 | 48551CAL_GT1_80451 | 48551CAL_GT1_8045 | 146.2 | CALPINE POWER MANAGEMENT LP
48552 | CAL_ST1_8000 | 2 | 48552CAL_ST1_80002 | 48552CAL_ST1_8000 | 62 | CALPINE POWER MANAGEMENT LP
5401 | CALAVER_JKS1 | 1 | 5401CALAVER_JKS11 | 5401CALAVER_JKS1 | 557 | CPS ENERGY (QSE)
5111 | CALAVER_JTD1 | 1 | 5111CALAVER_JTD11 | 5111CALAVER_JTD1 | 430 | CPS ENERGY (QSE)
5112 | CALAVER_JTD2 | 2 | 5112CALAVER_JTD22 | 5112CALAVER_JTD2 | 430 | CPS ENERGY (QSE)
5396 | CALAVER_OWS1 | 1 | 5396CALAVER_OWS11 | 5396CALAVER_OWS1 | 418 | CPS ENERGY (QSE)
5397 | CALAVER_OWS2 | 2 | 5397CALAVER_OWS22 | 5397CALAVER_OWS2 | 409 | CPS ENERGY (QSE)
1045 | CALENG1G_1G | 1 | 1045CALENG1G_1G1 | 1045CALENG1G_1G | 70.56 | CONSTELLATION ENERGY COMMODITIES GROUP INC (QSE)
1046 | CALENG2G_2G | 2 | 1046CALENG2G_2G2 | 1046CALENG2G_2G | 76.6 | CONSTELLATION ENERGY COMMODITIES GROUP INC (QSE)
1047 | CALENG3G_3G | 3 | 1047CALENG3G_3G3 | 1047CALENG3G_3G | 69 | CONSTELLATION ENERGY COMMODITIES GROUP INC (QSE)
13131 | CALFREST_1G | 1 | 13131CALFREST_1G1 | 13131CALFREST_1G | 149.5 | CALPINE POWER MANAGEMENT LP
13132 | CALFREST_2G | 2 | 13132CALFREST_2G2 | 13132CALFREST_2G | 150.5 | CALPINE POWER MANAGEMENT LP
13133 | CALFREST_3G | 3 | 13133CALFREST_3G3 | 13133CALFREST_3G | 177 | CALPINE POWER MANAGEMENT LP
13134 | CALFREST_4G | 4 | 13134CALFREST_4G4 | 13134CALFREST_4G | 149.5 | CALPINE POWER MANAGEMENT LP
13135 | CALFREST_5G | 5 | 13135CALFREST_5G5 | 13135CALFREST_5G | 150.5 | CALPINE POWER MANAGEMENT LP
13136 | CALFREST_6G | 6 | 13136CALFREST_6G6 | 13136CALFREST_6G | 178 | CALPINE POWER MANAGEMENT LP
60057 | CALLAHAN1A | 1 | 60057CALLAHAN1A1 | 60057CALLAHAN1A | 114 | NEXTERA ENERGY POWER MARKETING LLC (SQ1)
48731 | CBE_GT1 | 1 | 48731CBE_GT11 | 48731CBE_GT1 | 76 | EAGLE INDUSTRIAL (SQ4)
48732 | CBE_GT2 | 1 | 48732CBE_GT21 | 48732CBE_GT2 | 76 | EAGLE INDUSTRIAL (SQ4)
48734 | CBE_GT3 | 1 | 48734CBE_GT31 | 48734CBE_GT3 | 76 | EAGLE INDUSTRIAL (SQ4)
48735 | CBE_GT4 | 1 | 48735CBE_GT41 | 48735CBE_GT4 | 76 | EAGLE INDUSTRIAL (SQ4)
48733 | CBE_ST12 | 1 | 48733CBE_ST121 | 48733CBE_ST12 | 105 | EAGLE INDUSTRIAL (SQ4)
48736 | CBE_ST34 | 1 | 48736CBE_ST341 | 48736CBE_ST34 | 105 | EAGLE INDUSTRIAL (SQ4)
48581 | CBY_GN1_1 | 1 | 48581CBY_GN1_11 | 48581CBY_GN1_1 | 752 | NRG TEXAS POWER LLC (QSE)
48582 | CBY_GN2_2 | 2 | 48582CBY_GN2_22 | 48582CBY_GN2_2 | 753 | NRG TEXAS POWER LLC (QSE)
48583 | CBY_GT4_1 | 1 | 48583CBY_GT4_11 | 48583CBY_GT4_1 | 172 | OPTIM ENERGY MARKETING LLC (SQ1)
48584 | CBY_GT4_2 | 2 | 48584CBY_GT4_22 | 48584CBY_GT4_2 | 172 | OPTIM ENERGY MARKETING LLC (SQ1)
48585 | CBY_ST4_1 | 3 | 48585CBY_ST4_13 | 48585CBY_ST4_1 | 172 | OPTIM ENERGY MARKETING LLC (SQ1)
8517 | CELANEBI0A | 1 | 8517CELANEBI0A1 | 8517CELANEBI0A | 29 | LUMINANT ENERGY COMPANY LLC (QSE)
11057 | CHAMPION_1G | 1 | 11057CHAMPION_1G1 | 11057CHAMPION_1G | 126.5 | EC AND R CHAMPION (SQ1)
48594 | CHE_GN4_8025 | 4 | 48594CHE_GN4_80254 | 48594CHE_GN4_8025 | 166 | CALPINE POWER MANAGEMENT LP
48593 | CHE_GT1_8015 | 1 | 48593CHE_GT1_80151 | 48593CHE_GT1_8015 | 174 | CALPINE POWER MANAGEMENT LP
48591 | CHE_GT2_5030 | 2 | 48591CHE_GT2_50302 | 48591CHE_GT2_5030 | 173.5 | CALPINE POWER MANAGEMENT LP
86104 | CID-138 | EQ | 86104CID-138EQ | 86104CID-138 | 0 | DC-tie
86105 | CID-230 | EQ | 86105CID-230EQ | 86105CID-230 | 500 | DC-tie
1061 | CIELOGEN_1G | 1 | 1061CIELOGEN_1G1 | 1061CIELOGEN_1G | 99 | LUMINANT ENERGY COMPANY LLC (SQ1)
1062 | CIELOGEN_2G | 1 | 1062CIELOGEN_2G1 | 1062CIELOGEN_2G | 61 | LUMINANT ENERGY COMPANY LLC (SQ1)
60060 | CIRELLO | 1 | 60060CIRELLO1 | 60060CIRELLO | 233 | DIRECT ENERGY LP WTU (SQ2)
8560 | CNOPGT1 | 1 | 8560CNOPGT11 | 8560CNOPGT1 | 163 | CALPINE POWER MANAGEMENT LP
8561 | CNOPGT2 | 2 | 8561CNOPGT22 | 8561CNOPGT2 | 148.8 | CALPINE POWER MANAGEMENT LP
8562 | CNOPST1 | 3 | 8562CNOPST13 | 8562CNOPST1 | 152 | CALPINE POWER MANAGEMENT LP
1442 | COKFIELD_5 | 1 | 1442COKFIELD_51 | 1442COKFIELD_5 | 165 | CITY OF AUSTIN DBA AUSTIN ENERGY (QSE)
8161 | COLETO0A | 1 | 8161COLETO0A1 | 8161COLETO0A | 635 | IPA TRADING LLC (SQ1)
2371 | COLLIN_1G | MB | 2371COLLIN_1GMB | 2371COLLIN_1G | 139 | LUMINANT ENERGY COMPANY LLC (SQ2)
1898 | COMCHEPK_1G | 1 | 1898COMCHEPK_1G1 | 1898COMCHEPK_1G | 1217 | LUMINANT ENERGY COMPANY LLC (QSE)
1899 | COMCHEPK_2G | 2 | 1899COMCHEPK_2G2 | 1899COMCHEPK_2G | 1208 | LUMINANT ENERGY COMPANY LLC (QSE)
8456 | COSW#1 | 1 | 8456COSW#11 | 8456COSW#1 | 20 | RELIANT ENERGY POWER SUPPLY LLC (QSE)
8457 | COSW#2 | 2 | 8457COSW#22 | 8457COSW#2 | 20 | RELIANT ENERGY POWER SUPPLY LLC (QSE)
80140 | CSDR11 | 11 | 80140CSDR1111 | 80140CSDR11 | 39 | TRQ7 (SQ7)
80139 | CSDR56 | 5 | 80139CSDR565 | 80139CSDR56 | 39 | TRQ7 (SQ7)
80139 | CSDR56 | 6 | 80139CSDR566 | 80139CSDR56 | 15 | TRQ7 (SQ7)
80138 | CSDR7 | 7 | 80138CSDR77 | 80138CSDR7 | 7 | TRQ7 (SQ7)
80137 | CSDR89 | 8 | 80137CSDR898 | 80137CSDR89 | 39 | TRQ7 (SQ7)
80137 | CSDR89 | 9 | 80137CSDR899 | 80137CSDR89 | 15 | TRQ7 (SQ7)
48564 | CTL_GN1_8145 | 4 | 48564CTL_GN1_81454 | 48564CTL_GN1_8145 | 52 | CALPINE POWER MANAGEMENT LP
48565 | CTL_GN2_8155 | 5 | 48565CTL_GN2_81555 | 48565CTL_GN2_8155 | 12.5 | CALPINE POWER MANAGEMENT LP
48561 | CTL_GT2_8130 | 1 | 48561CTL_GT2_81301 | 48561CTL_GT2_8130 | 92.6 | CALPINE POWER MANAGEMENT LP
48562 | CTL_GT3_8135 | 2 | 48562CTL_GT3_81352 | 48562CTL_GT3_8135 | 89.1 | CALPINE POWER MANAGEMENT LP
48563 | CTL_GT4_8140 | 3 | 48563CTL_GT4_81403 | 48563CTL_GT4_8140 | 92.1 | CALPINE POWER MANAGEMENT LP
86107 | CUF-138 | EQ | 86107CUF-138EQ | 86107CUF-138 | 0 | DC-tie
86106 | CUF-230 | EQ | 86106CUF-230EQ | 86106CUF-230 | 500 | DC-tie
48813 | CVC_GT1_5035 | 1 | 48813CVC_GT1_50351 | 48813CVC_GT1_5035 | 169 | EAGLE ENERGY PARTNERS I LP (QSE)
48812 | CVC_GT2_5020 | 2 | 48812CVC_GT2_50202 | 48812CVC_GT2_5020 | 167 | EAGLE ENERGY PARTNERS I LP (QSE)
48811 | CVC_GT3_5045 | 3 | 48811CVC_GT3_50453 | 48811CVC_GT3_5045 | 168 | EAGLE ENERGY PARTNERS I LP (QSE)
48815 | CVC_GT4_8005 | 4 | 48815CVC_GT4_80054 | 48815CVC_GT4_8005 | 179 | EAGLE ENERGY PARTNERS I LP (QSE)
48814 | CVC_ST5_5040 | 1 | 48814CVC_ST5_50401 | 48814CVC_ST5_5040 | 171 | EAGLE ENERGY PARTNERS I LP (QSE)
9000 | DECKR_G1 | 1 | 9000DECKR_G11 | 9000DECKR_G1 | 331 | CITY OF AUSTIN DBA AUSTIN ENERGY (QSE)
9001 | DECKR_G2 | 2 | 9001DECKR_G22 | 9001DECKR_G2 | 427 | CITY OF AUSTIN DBA AUSTIN ENERGY (QSE)
9002 | DECKR_G3 | 3 | 9002DECKR_G33 | 9002DECKR_G3 | 52 | CITY OF AUSTIN DBA AUSTIN ENERGY (QSE)
9003 | DECKR_G4 | 4 | 9003DECKR_G44 | 9003DECKR_G4 | 51 | CITY OF AUSTIN DBA AUSTIN ENERGY (QSE)
9004 | DECKR_G5 | 5 | 9004DECKR_G55 | 9004DECKR_G5 | 56.49 | CITY OF AUSTIN DBA AUSTIN ENERGY (QSE)
9005 | DECKR_G6 | 6 | 9005DECKR_G66 | 9005DECKR_G6 | 47 | CITY OF AUSTIN DBA AUSTIN ENERGY (QSE)
1889 | DECRDOVA_1G | MB | 1889DECRDOVA_1GMB | 1889DECRDOVA_1G | 806 | LUMINANT ENERGY COMPANY LLC (QSE)
1892 | DECRDOVA_2G | A | 1892DECRDOVA_2GA | 1892DECRDOVA_2G | 65 | CONSTELLATION ENERGY COMMODITIES GROUP INC (QSE)
1893 | DECRDOVA_3G | B | 1893DECRDOVA_3GB | 1893DECRDOVA_3G | 65 | CONSTELLATION ENERGY COMMODITIES GROUP INC (QSE)
1894 | DECRDOVA_4G | C | 1894DECRDOVA_4GC | 1894DECRDOVA_4G | 65 | CONSTELLATION ENERGY COMMODITIES GROUP INC (QSE)
1895 | DECRDOVA_5G | D | 1895DECRDOVA_5GD | 1895DECRDOVA_5G | 65 | CONSTELLATION ENERGY COMMODITIES GROUP INC (QSE)
6948 | DENISNDM | 1 | 6948DENISNDM1 | 6948DENISNDM | 40 | CONSTELLATION ENERGY COMMODITIES GROUP INC (QSE)
6948 | DENISNDM | 2 | 6948DENISNDM2 | 6948DENISNDM | 40 | CONSTELLATION ENERGY COMMODITIES GROUP INC (QSE)
48611 | DIB_GT1_8080 | 1 | 48611DIB_GT1_80801 | 48611DIB_GT1_8080 | 67 | OCCIDENTAL POWER SERVICES INC (QSE)
48612 | DIB_GT2_8075 | 2 | 48612DIB_GT2_80752 | 48612DIB_GT2_8075 | 65 | OCCIDENTAL POWER SERVICES INC (QSE)
48614 | DIB_GT3_8090 | 4 | 48614DIB_GT3_80904 | 48614DIB_GT3_8090 | 77.2 | OCCIDENTAL POWER SERVICES INC (QSE)
48613 | DIB_ST1_8085 | 3 | 48613DIB_ST1_80853 | 48613DIB_ST1_8085 | 82.57 | OCCIDENTAL POWER SERVICES INC (QSE)
49851 | DOW17000 | 37 | 49851DOW1700037 | 49851DOW17000 | 60 | TRQ7 (SQ7)
49858 | DOW38100 | 31 | 49858DOW3810031 | 49858DOW38100 | 71.4 | TRQ7 (SQ7)
49859 | DOW38200 | 33 | 49859DOW3820033 | 49859DOW38200 | 49 | TRQ7 (SQ7)
49860 | DOW38300 | 32 | 49860DOW3830032 | 49860DOW38300 | 90 | TRQ7 (SQ7)
49862 | DOW39100 | 36 | 49862DOW3910036 | 49862DOW39100 | 84 | TRQ7 (SQ7)
49863 | DOW39200 | 35 | 49863DOW3920035 | 49863DOW39200 | 89 | TRQ7 (SQ7)
49865 | DOW41000 | 41 | 49865DOW4100041 | 49865DOW41000 | 50 | TRQ7 (SQ7)
49866 | DOW42000 | 42 | 49866DOW4200042 | 49866DOW42000 | 17 | TRQ7 (SQ7)
49869 | DOW49000 | 45 | 49869DOW4900045 | 49869DOW49000 | 109 | TRQ7 (SQ7)
49870 | DOW61000 | 61 | 49870DOW6100061 | 49870DOW61000 | 70 | TRQ7 (SQ7)
49871 | DOW62000 | 62 | 49871DOW6200062 | 49871DOW62000 | 66 | TRQ7 (SQ7)
49872 | DOW63000 | 63 | 49872DOW6300063 | 49872DOW63000 | 72 | TRQ7 (SQ7)
49873 | DOW64000 | 64 | 49873DOW6400064 | 49873DOW64000 | 64.8 | TRQ7 (SQ7)
49876 | DOW65000 | 65 | 49876DOW6500065 | 49876DOW65000 | 100 | TRQ7 (SQ7)
49877 | DOW66000 | 66 | 49877DOW6600066 | 49877DOW66000 | 97 | TRQ7 (SQ7)
49878 | DOW67000 | 67 | 49878DOW6700067 | 49878DOW67000 | 105 | TRQ7 (SQ7)
49882 | DOW81000 | 81 | 49882DOW8100081 | 49882DOW81000 | 75 | TRQ7 (SQ7)
49884 | DOW82000 | 82 | 49884DOW8200082 | 49884DOW82000 | 80 | TRQ7 (SQ7)
49885 | DOW83000 | 83 | 49885DOW8300083 | 49885DOW83000 | 78 | TRQ7 (SQ7)
49886 | DOW84000 | 84 | 49886DOW8400084 | 49886DOW84000 | 147 | TRQ7 (SQ7)
48641 | DPEC_GT15040 | 1 | 48641DPEC_GT150401 | 48641DPEC_GT15040 | 165.5 | CALPINE POWER MANAGEMENT LP
48642 | DPEC_GT25025 | 2 | 48642DPEC_GT250252 | 48642DPEC_GT25025 | 156 | CALPINE POWER MANAGEMENT LP
48643 | DPEC_GT35010 | 3 | 48643DPEC_GT350103 | 48643DPEC_GT35010 | 158.8 | CALPINE POWER MANAGEMENT LP
48644 | DPEC_GT45070 | 4 | 48644DPEC_GT450704 | 48644DPEC_GT45070 | 157.5 | CALPINE POWER MANAGEMENT LP
48645 | DPEC_ST55065 | 5 | 48645DPEC_ST550655 | 48645DPEC_ST55065 | 271 | CALPINE POWER MANAGEMENT LP
60018 | DSKY1 | 1 | 60018DSKY11 | 60018DSKY1 | 84 | LOWER COLORADO RIVER AUTHORITY (QSE)
60000 | DSKY2 | 1 | 60000DSKY21 | 60000DSKY2 | 76.5 | CPS ENERGY WIND (SQ1)
8066 | DUP1V#1 | 1 | 8066DUP1V#11 | 8066DUP1V#1 | 85 | TENASKA POWER SERVICES CO (QSE)
1861 | EAGLEMNT_1G | MB | 1861EAGLEMNT_1GMB | 1861EAGLEMNT_1G | 115 | LUMINANT ENERGY COMPANY LLC (QSE)
1862 | EAGLEMNT_2G | MB | 1862EAGLEMNT_2GMB | 1862EAGLEMNT_2G | 95 | LUMINANT ENERGY COMPANY LLC (QSE)
1863 | EAGLEMNT_3G | MB | 1863EAGLEMNT_3GMB | 1863EAGLEMNT_3G | 391 | LUMINANT ENERGY COMPANY LLC (QSE)
11065 | ELBOWCK_1G | 1 | 11065ELBOWCK_1G1 | 11065ELBOWCK_1G | 121.9 | NRG TEXAS WIND (SQ1)
8262 | ELPS | 1 | 8262ELPS1 | 8262ELPS | 6 | BTU QSE SERVICES INC
12322 | ENNSTRAC_1G | 1 | 12322ENNSTRAC_1G1 | 12322ENNSTRAC_1G | 205.6 | GDF SUEZ ENERGY MARKETING NA INC (QSE)
12323 | ENNSTRAC_2G | 2 | 12323ENNSTRAC_2G2 | 12323ENNSTRAC_2G | 126 | GDF SUEZ ENERGY MARKETING NA INC (QSE)
48651 | EP_1_2 | 1 | 48651EP_1_21 | 48651EP_1_2 | 5 | CONSTELLATION ENERGY COMMODITIES GROUP INC (QSE)
48651 | EP_1_2 | 2 | 48651EP_1_22 | 48651EP_1_2 | 21 | CONSTELLATION ENERGY COMMODITIES GROUP INC (QSE)
49838 | EXN_14GT | 14 | 49838EXN_14GT14 | 49838EXN_14GT | 169 | TRQ1 (SQ1)
49803 | EXN_15GT | 1 | 49803EXN_15GT1 | 49803EXN_15GT | 36.9 | TRQ1 (SQ1)
49804 | EXN_16GT | 2 | 49804EXN_16GT2 | 49804EXN_16GT | 35.7 | TRQ1 (SQ1)
49805 | EXN_17GT | 3 | 49805EXN_17GT3 | 49805EXN_17GT | 35.1 | TRQ1 (SQ1)
49837 | EXN_GT | 4 | 49837EXN_GT4 | 49837EXN_GT | 96.9 | TRQ1 (SQ1)
49826 | EXN938GT | 5 | 49826EXN938GT5 | 49826EXN938GT | 45.9 | TRQ1 (SQ1)
49828 | EXN941GT | 10 | 49828EXN941GT10 | 49828EXN941GT | 19.6 | TRQ1 (SQ1)
49829 | EXN942GT | 11 | 49829EXN942GT11 | 49829EXN942GT | 23.6 | TRQ1 (SQ1)
49830 | EXN943GT | 12 | 49830EXN943GT12 | 49830EXN943GT | 22.2 | TRQ1 (SQ1)
49831 | EXN944GT | 13 | 49831EXN944GT13 | 49831EXN944GT | 34 | TRQ1 (SQ1)
49832 | EXN945GT | 9 | 49832EXN945GT9 | 49832EXN945GT | 20.3 | TRQ1 (SQ1)
8048 | FALCONHYDRO1 | 1 | 8048FALCONHYDRO11 | 8048FALCONHYDRO1 | 12 | SOUTH TEXAS ELECTRIC CO OP INC (QSE)
5728 | FALCONHYDRO2 | 2 | 5728FALCONHYDRO22 | 5728FALCONHYDRO2 | 11.6 | SOUTH TEXAS ELECTRIC CO OP INC (QSE)
5729 | FALCONHYDRO3 | 3 | 5729FALCONHYDRO33 | 5729FALCONHYDRO3 | 11 | SOUTH TEXAS ELECTRIC CO OP INC (QSE)
8933 | FGNTS001 | 1 | 8933FGNTS0011 | 8933FGNTS001 | 148.8 | DIRECT ENERGY LP (QSE)
8934 | FGNTS101 | 2 | 8934FGNTS1012 | 8934FGNTS101 | 151.2 | DIRECT ENERGY LP (QSE)
8935 | FGNTS201 | 3 | 8935FGNTS2013 | 8935FGNTS201 | 176 | DIRECT ENERGY LP (QSE)
8134 | FOR #1 | 1 | 8134FOR #11 | 8134FOR #1 | 71.2 | FORMOSA UTILITY VENTURE LTD (QSE)
80053 | FOR #10 | 10 | 80053FOR #1010 | 80053FOR #10 | 75 | FORMOSA UTILITY VENTURE LTD (QSE)
8138 | FOR #2 | 2 | 8138FOR #22 | 8138FOR #2 | 78.5 | FORMOSA UTILITY VENTURE LTD (QSE)
8153 | FOR #3 | 3 | 8153FOR #33 | 8153FOR #3 | 75.2 | FORMOSA UTILITY VENTURE LTD (QSE)
8154 | FOR #4 | 4 | 8154FOR #44 | 8154FOR #4 | 77 | FORMOSA UTILITY VENTURE LTD (QSE)
8155 | FOR #5 | 5 | 8155FOR #55 | 8155FOR #5 | 73.9 | FORMOSA UTILITY VENTURE LTD (QSE)
8156 | FOR #6 | 6 | 8156FOR #66 | 8156FOR #6 | 29 | FORMOSA UTILITY VENTURE LTD (QSE)
8157 | FOR #7 | 7 | 8157FOR #77 | 8157FOR #7 | 48 | FORMOSA UTILITY VENTURE LTD (QSE)
80051 | FOR #8 | 8 | 80051FOR #88 | 80051FOR #8 | 33 | FORMOSA UTILITY VENTURE LTD (QSE)
80052 | FOR #9 | 9 | 80052FOR #99 | 80052FOR #9 | 42 | FORMOSA UTILITY VENTURE LTD (QSE)
12411 | FPLEFR1A_G | 1 | 12411FPLEFR1A_G1 | 12411FPLEFR1A_G | 175.8 | NEXTERA ENERGY POWER MARKETING LLC (QSE)
12412 | FPLEFR1B_G | 2 | 12412FPLEFR1B_G2 | 12412FPLEFR1B_G | 174.6 | NEXTERA ENERGY POWER MARKETING LLC (QSE)
12413 | FPLEFR1C_G | 3 | 12413FPLEFR1C_G3 | 12413FPLEFR1C_G | 174.4 | NEXTERA ENERGY POWER MARKETING LLC (QSE)
12414 | FPLEFR1S_G | 4 | 12414FPLEFR1S_G4 | 12414FPLEFR1S_G | 410.7 | NEXTERA ENERGY POWER MARKETING LLC (QSE)
12421 | FPLEFR2A_G | 1 | 12421FPLEFR2A_G1 | 12421FPLEFR2A_G | 177 | NEXTERA ENERGY POWER MARKETING LLC (QSE)
12422 | FPLEFR2B_G | 2 | 12422FPLEFR2B_G2 | 12422FPLEFR2B_G | 176.7 | NEXTERA ENERGY POWER MARKETING LLC (QSE)
12423 | FPLEFR2C_G | 3 | 12423FPLEFR2C_G3 | 12423FPLEFR2C_G | 179.6 | NEXTERA ENERGY POWER MARKETING LLC (QSE)
12424 | FPLEFR2S_G | 4 | 12424FPLEFR2S_G4 | 12424FPLEFR2S_G | 413.8 | NEXTERA ENERGY POWER MARKETING LLC (QSE)
60202 | FRNDDRCS | F | 60202FRNDDRCSF | 60202FRNDDRCS | 0 | AEP
48674 | FTR_CN4_5095 | 4 | 48674FTR_CN4_50954 | 48674FTR_CN4_5095 | 390.5 | EXELON GENERATION COMPANY LLC (QSE)
48671 | FTR_GT1_5105 | 1 | 48671FTR_GT1_51051 | 48671FTR_GT1_5105 | 157.6 | EXELON GENERATION COMPANY LLC (QSE)
48672 | FTR_GT2_5110 | 2 | 48672FTR_GT2_51102 | 48672FTR_GT2_5110 | 160.8 | EXELON GENERATION COMPANY LLC (QSE)
48673 | FTR_GT3_5085 | 3 | 48673FTR_GT3_50853 | 48673FTR_GT3_5085 | 159 | EXELON GENERATION COMPANY LLC (QSE)
48691 | GBY_73741085 | A | 48691GBY_73741085A | 48691GBY_73741085 | 50 | NRG TEXAS POWER LLC (QSE)
48691 | GBY_73741085 | B | 48691GBY_73741085B | 48691GBY_73741085 | 52 | NRG TEXAS POWER LLC (QSE)
48692 | GBY_81821075 | C | 48692GBY_81821075C | 48692GBY_81821075 | 48 | NRG TEXAS POWER LLC (QSE)
48692 | GBY_81821075 | D | 48692GBY_81821075D | 48692GBY_81821075 | 50 | NRG TEXAS POWER LLC (QSE)
48693 | GBY_83841065 | E | 48693GBY_83841065E | 48693GBY_83841065 | 56 | NRG TEXAS POWER LLC (QSE)
48693 | GBY_83841065 | F | 48693GBY_83841065F | 48693GBY_83841065 | 57 | NRG TEXAS POWER LLC (QSE)
48690 | GBY_GN5_5 | 5 | 48690GBY_GN5_55 | 48690GBY_GN5_5 | 404 | NRG TEXAS POWER LLC (QSE)
990 | GIBN_CREK_G1 | 1 | 990GIBN_CREK_G11 | 990GIBN_CREK_G1 | 463 | CITY OF GARLAND (SQ2)
1433 | GRHAMSES_1G | 1 | 1433GRHAMSES_1G1 | 1433GRHAMSES_1G | 243 | LUMINANT ENERGY COMPANY LLC (QSE)
1432 | GRHAMSES_2G | 2 | 1432GRHAMSES_2G2 | 1432GRHAMSES_2G | 370 | LUMINANT ENERGY COMPANY LLC (QSE)
80080 | GWINDT11A | 1 | 80080GWINDT11A1 | 80080GWINDT11A | 38 | TEXAS GULF WIND LLC (QSE)
80080 | GWINDT11A | 2 | 80080GWINDT11A2 | 80080GWINDT11A | 41 | TEXAS GULF WIND LLC (QSE)
80080 | GWINDT11A | 3 | 80080GWINDT11A3 | 80080GWINDT11A | 94 | TEXAS GULF WIND LLC (QSE)
80080 | GWINDT11A | 4 | 80080GWINDT11A4 | 80080GWINDT11A | 19 | TEXAS GULF WIND LLC (QSE)
80081 | GWINDT21A | 1 | 80081GWINDT21A1 | 80081GWINDT21A | 43 | TEXAS GULF WIND LLC (QSE)
80081 | GWINDT21A | 2 | 80081GWINDT21A2 | 80081GWINDT21A | 94 | TEXAS GULF WIND LLC (QSE)
80081 | GWINDT21A | 3 | 80081GWINDT21A3 | 80081GWINDT21A | 22 | TEXAS GULF WIND LLC (QSE)
80081 | GWINDT21A | 4 | 80081GWINDT21A4 | 80081GWINDT21A | 36 | TEXAS GULF WIND LLC (QSE)
60066 | H_HOLLOW1A | 1 | 60066H_HOLLOW1A1 | 60066H_HOLLOW1A | 222 | NEXTERA ENERGY POWER MARKETING LLC (SQ1)
1947 | HANDLEY_3G | 3 | 1947HANDLEY_3G3 | 1947HANDLEY_3G | 395 | EXELON GENERATION COMPANY LLC (QSE)
1948 | HANDLEY_4G | 4 | 1948HANDLEY_4G4 | 1948HANDLEY_4G | 435 | EXELON GENERATION COMPANY LLC (QSE)
1949 | HANDLEY_5G | 5 | 1949HANDLEY_5G5 | 1949HANDLEY_5G | 438 | EXELON GENERATION COMPANY LLC (QSE)
8981 | HECN1 | 1 | 8981HECN11 | 8981HECN1 | 151 | CALPINE POWER MANAGEMENT LP
8982 | HECN2 | 2 | 8982HECN22 | 8982HECN2 | 144.4 | CALPINE POWER MANAGEMENT LP
8983 | HECN3 | 3 | 8983HECN33 | 8983HECN3 | 172.5 | CALPINE POWER MANAGEMENT LP
60068 | HHOLLOW21A | 1 | 60068HHOLLOW21A1 | 60068HHOLLOW21A | 184 | NEXTERA ENERGY POWER MARKETING LLC (SQ3)
60070 | HHOLLOW31A | 1 | 60070HHOLLOW31A1 | 60070HHOLLOW31A | 224 | NEXTERA ENERGY POWER MARKETING LLC (SQ3)
60072 | HHOLLOW41A | 1 | 60072HHOLLOW41A1 | 60072HHOLLOW41A | 115 | NEXTERA ENERGY POWER MARKETING LLC (SQ3)
8930 | ICPGN10A | 1 | 8930ICPGN10A1 | 8930ICPGN10A | 152 | OCCIDENTAL POWER SERVICES INC (QSE)
8931 | ICPGN20A | 2 | 8931ICPGN20A2 | 8931ICPGN20A | 154 | OCCIDENTAL POWER SERVICES INC (QSE)
8932 | ICPGN30A | 3 | 8932ICPGN30A3 | 8932ICPGN30A | 124 | OCCIDENTAL POWER SERVICES INC (QSE)
11059 | INADALE_1G | 1 | 11059INADALE_1G1 | 11059INADALE_1G | 197 | EC AND R INADALE (SQ4)
580 | JCKCNTY801 | 1 | 580JCKCNTY8011 | 580JCKCNTY801 | 302 | BRAZOS ELECTRIC POWER CO OP INC (QSE)
581 | JCKCNTY802 | 2 | 581JCKCNTY8022 | 581JCKCNTY802 | 172 | BRAZOS ELECTRIC POWER CO OP INC (QSE)
582 | JCKCNTY803 | 3 | 582JCKCNTY8033 | 582JCKCNTY803 | 173 | BRAZOS ELECTRIC POWER CO OP INC (QSE)
366 | JNSNCNTY802 | 1 | 366JNSNCNTY8021 | 366JNSNCNTY802 | 168 | BRAZOS ELECTRIC POWER CO OP INC (QSE)
367 | JNSNCNTY802 | 2 | 367JNSNCNTY8022 | 367JNSNCNTY802 | 90 | BRAZOS ELECTRIC POWER CO OP INC (QSE)
1069 | KINDERMG_1G | 1 | 1069KINDERMG_1G1 | 1069KINDERMG_1G | 25 | ONCOR
1070 | KINDERMG_2G | 1 | 1070KINDERMG_2G1 | 1070KINDERMG_2G | 45.7 | ONCOR
1071 | KINDERMG_3G | 1 | 1071KINDERMG_3G1 | 1071KINDERMG_3G | 45.7 | ONCOR
60003 | KING_NE1A | 1 | 60003KING_NE1A1 | 60003KING_NE1A | 80 | NEXTERA ENERGY POWER MARKETING LLC (SQ2)
60019 | KING_NW1A | 1 | 60019KING_NW1A1 | 60019KING_NW1A | 80 | NEXTERA ENERGY POWER MARKETING LLC (SQ2)
60005 | KING_SE1A | 1 | 60005KING_SE1A1 | 60005KING_SE1A | 40 | NEXTERA ENERGY POWER MARKETING LLC (SQ2)
60007 | KING_SW1A | 1 | 60007KING_SW1A1 | 60007KING_SW1A | 80 | CITY OF AUSTIN DBA AUSTIN ENERGY (QSE)
11691 | KMICHICT1_G | 1 | 11691KMICHICT1_G1 | 11691KMICHICT1_G | 150 | SHELL ENERGY NORTH AMERICA (US) LP (SQ2)
11692 | KMICHICT2_G | 2 | 11692KMICHICT2_G2 | 11692KMICHICT2_G | 151 | SHELL ENERGY NORTH AMERICA (US) LP (SQ2)
11694 | KMICHICT4_G | 4 | 11694KMICHICT4_G4 | 11694KMICHICT4_G | 147 | SHELL ENERGY NORTH AMERICA (US) LP (SQ2)
11695 | KMICHICT5_G | 5 | 11695KMICHICT5_G5 | 11695KMICHICT5_G | 151 | SHELL ENERGY NORTH AMERICA (US) LP (SQ2)
11693 | KMICHIST3_G | 3 | 11693KMICHIST3_G3 | 11693KMICHIST3_G | 315 | SHELL ENERGY NORTH AMERICA (US) LP (SQ2)
11696 | KMICHIST6_G | 6 | 11696KMICHIST6_G6 | 11696KMICHIST6_G | 312 | SHELL ENERGY NORTH AMERICA (US) LP (SQ2)
7020 | L_AUSTPL1_1Y | 1 | 7020L_AUSTPL1_1Y1 | 7020L_AUSTPL1_1Y | 8 | LOWER COLORADO RIVER AUTHORITY (QSE)
7020 | L_AUSTPL1_1Y | 2 | 7020L_AUSTPL1_1Y2 | 7020L_AUSTPL1_1Y | 8 | LOWER COLORADO RIVER AUTHORITY (QSE)
7807 | L_BASTEN1_1Y | 1 | 7807L_BASTEN1_1Y1 | 7807L_BASTEN1_1Y | 155 | DIRECT ENERGY LP (QSE)
7808 | L_BASTEN1_2Y | 1 | 7808L_BASTEN1_2Y1 | 7808L_BASTEN1_2Y | 153.9 | DIRECT ENERGY LP (QSE)
7809 | L_BASTEN1_3Y | 1 | 7809L_BASTEN1_3Y1 | 7809L_BASTEN1_3Y | 226 | DIRECT ENERGY LP (QSE)
71051 | L_BITTCR1_1N | W1 | 71051L_BITTCR1_1NW1 | 71051L_BITTCR1_1N | 37.5 | LUMINANT ENERGY COMPANY LLC (SQ1)
7022 | L_BUCHAN1_1Y | 1 | 7022L_BUCHAN1_1Y1 | 7022L_BUCHAN1_1Y | 14 | LOWER COLORADO RIVER AUTHORITY (QSE)
7023 | L_BUCHAN1_2Y | 2 | 7023L_BUCHAN1_2Y2 | 7023L_BUCHAN1_2Y | 15 | LOWER COLORADO RIVER AUTHORITY (QSE)
7024 | L_BUCHAN1_3Y | 3 | 7024L_BUCHAN1_3Y3 | 7024L_BUCHAN1_3Y | 15 | LOWER COLORADO RIVER AUTHORITY (QSE)
7487 | L_CANYHY8_1Y | 1 | 7487L_CANYHY8_1Y1 | 7487L_CANYHY8_1Y | 6 | LOWER COLORADO RIVER AUTHORITY (QSE)
76097 | L_CAPRGE1_1N | W1 | 76097L_CAPRGE1_1NW1 | 76097L_CAPRGE1_1N | 214.5 | NEXTERA ENERGY POWER MARKETING LLC (SQ4)
76095 | L_CAPRSI1_1N | W1 | 76095L_CAPRSI1_1NW1 | 76095L_CAPRSI1_1N | 149.5 | NEXTERA ENERGY POWER MARKETING LLC (SQ4)
76096 | L_CAPRSI1_2N | W1 | 76096L_CAPRSI1_2NW1 | 76096L_CAPRSI1_2N | 186 | NEXTERA ENERGY POWER MARKETING LLC (SQ4)
7038 | L_DELAWA1_1Y | 1 | 7038L_DELAWA1_1Y1 | 7038L_DELAWA1_1Y | 30 | LOWER COLORADO RIVER AUTHORITY (QSE)
7038 | L_DELAWA1_1Y | 2 | 7038L_DELAWA1_1Y2 | 7038L_DELAWA1_1Y | 35 | LOWER COLORADO RIVER AUTHORITY (QSE)
76091 | L_DIVIDE1_1N | W1 | 76091L_DIVIDE1_1NW1 | 76091L_DIVIDE1_1N | 112.5 | FPL ENERGY TEXAS KEIR LLC (QSE)
7000 | L_FERGUS1_1Y | 1 | 7000L_FERGUS1_1Y1 | 7000L_FERGUS1_1Y | 425 | LOWER COLORADO RIVER AUTHORITY (QSE)
7010 | L_FPPYD11_1Y | 1 | 7010L_FPPYD11_1Y1 | 7010L_FPPYD11_1Y | 601 | CITY OF AUSTIN DBA AUSTIN ENERGY (QSE)
7011 | L_FPPYD11_2Y | 2 | 7011L_FPPYD11_2Y2 | 7011L_FPPYD11_2Y | 595 | LOWER COLORADO RIVER AUTHORITY (QSE)
7012 | L_FPPYD21_3Y | 3 | 7012L_FPPYD21_3Y3 | 7012L_FPPYD21_3Y | 439 | LOWER COLORADO RIVER AUTHORITY (QSE)
76031 | L_GOATMO1_1N | W1 | 76031L_GOATMO1_1NW1 | 76031L_GOATMO1_1N | 150 | EDISON MISSION MARKETING AND TRADING INC (QSE)
7800 | L_GUADGE1_1Y | 1 | 7800L_GUADGE1_1Y1 | 7800L_GUADGE1_1Y | 162 | PSEG ENERGY RESOURCES AND TRADE LLC (GUADALUPE) (SQ1)
7801 | L_GUADGE1_2Y | 2 | 7801L_GUADGE1_2Y2 | 7801L_GUADGE1_2Y | 151 | PSEG ENERGY RESOURCES AND TRADE LLC (GUADALUPE) (SQ1)
7802 | L_GUADGE1_3Y | 3 | 7802L_GUADGE1_3Y3 | 7802L_GUADGE1_3Y | 153 | PSEG ENERGY RESOURCES AND TRADE LLC (GUADALUPE) (SQ1)
7803 | L_GUADGE1_4Y | 4 | 7803L_GUADGE1_4Y4 | 7803L_GUADGE1_4Y | 148 | PSEG ENERGY RESOURCES AND TRADE LLC (GUADALUPE) (SQ1)
7804 | L_GUADGE1_5Y | 5 | 7804L_GUADGE1_5Y5 | 7804L_GUADGE1_5Y | 185 | PSEG ENERGY RESOURCES AND TRADE LLC (GUADALUPE) (SQ1)
7805 | L_GUADGE1_6Y | 6 | 7805L_GUADGE1_6Y6 | 7805L_GUADGE1_6Y | 204 | PSEG ENERGY RESOURCES AND TRADE LLC (GUADALUPE) (SQ1)
7014 | L_HAYSEN1_1Y | 1 | 7014L_HAYSEN1_1Y1 | 7014L_HAYSEN1_1Y | 234.4 | ANP FUNDING I LLC (QSE)
7015 | L_HAYSEN1_2Y | 2 | 7015L_HAYSEN1_2Y2 | 7015L_HAYSEN1_2Y | 235.6 | ANP FUNDING I LLC (QSE)
7016 | L_HAYSEN1_3Y | 3 | 7016L_HAYSEN1_3Y3 | 7016L_HAYSEN1_3Y | 238.7 | ANP FUNDING I LLC (QSE)
7017 | L_HAYSEN1_4Y | 4 | 7017L_HAYSEN1_4Y4 | 7017L_HAYSEN1_4Y | 240.9 | ANP FUNDING I LLC (QSE)
7026 | L_INKSDA1_1Y | 1 | 7026L_INKSDA1_1Y1 | 7026L_INKSDA1_1Y | 14 | LOWER COLORADO RIVER AUTHORITY (QSE)
7624 | L_LAKEWO9_1Y | 1 | 7624L_LAKEWO9_1Y1 | 7624L_LAKEWO9_1Y | 2.4 | LOWER COLORADO RIVER AUTHORITY (QSE)
7624 | L_LAKEWO9_1Y | 2 | 7624L_LAKEWO9_1Y2 | 7624L_LAKEWO9_1Y | 2.4 | LOWER COLORADO RIVER AUTHORITY (QSE)
7007 | L_LOSTPI1_1Y | 1 | 7007L_LOSTPI1_1Y1 | 7007L_LOSTPI1_1Y | 177 | LOWER COLORADO RIVER AUTHORITY (QSE)
7008 | L_LOSTPI1_2Y | 2 | 7008L_LOSTPI1_2Y2 | 7008L_LOSTPI1_2Y | 172 | LOWER COLORADO RIVER AUTHORITY (QSE)
7009 | L_LOSTPI1_3Y | 3 | 7009L_LOSTPI1_3Y3 | 7009L_LOSTPI1_3Y | 182 | LOWER COLORADO RIVER AUTHORITY (QSE)
7028 | L_MARBFA1_1Y | 1 | 7028L_MARBFA1_1Y1 | 7028L_MARBFA1_1Y | 21 | LOWER COLORADO RIVER AUTHORITY (QSE)
7029 | L_MARBFA1_2Y | 2 | 7029L_MARBFA1_2Y2 | 7029L_MARBFA1_2Y | 20 | LOWER COLORADO RIVER AUTHORITY (QSE)
7031 | L_MARSFO1G1Y | 1 | 7031L_MARSFO1G1Y1 | 7031L_MARSFO1G1Y | 31 | LOWER COLORADO RIVER AUTHORITY (QSE)
7032 | L_MARSFO1G2Y | 2 | 7032L_MARSFO1G2Y2 | 7032L_MARSFO1G2Y | 33 | LOWER COLORADO RIVER AUTHORITY (QSE)
7033 | L_MARSFO1G3Y | 3 | 7033L_MARSFO1G3Y3 | 7033L_MARSFO1G3Y | 31 | LOWER COLORADO RIVER AUTHORITY (QSE)
7605 | L_MCQUEE9_1Y | 1 | 7605L_MCQUEE9_1Y1 | 7605L_MCQUEE9_1Y | 2.4 | LOWER COLORADO RIVER AUTHORITY (QSE)
7605 | L_MCQUEE9_1Y | 2 | 7605L_MCQUEE9_1Y2 | 7605L_MCQUEE9_1Y | 2.4 | LOWER COLORADO RIVER AUTHORITY (QSE)
7605 | L_MCQUEE9_1Y | 3 | 7605L_MCQUEE9_1Y3 | 7605L_MCQUEE9_1Y | 2.8 | LOWER COLORADO RIVER AUTHORITY (QSE)
7810 | L_RIONOG1G1Y | 1 | 7810L_RIONOG1G1Y1 | 7810L_RIONOG1G1Y | 151 | RIO NOGALES POWER PROJECT LP (QSE)
7811 | L_RIONOG1G2Y | 2 | 7811L_RIONOG1G2Y2 | 7811L_RIONOG1G2Y | 149 | RIO NOGALES POWER PROJECT LP (QSE)
7812 | L_RIONOG1G3Y | 3 | 7812L_RIONOG1G3Y3 | 7812L_RIONOG1G3Y | 155 | RIO NOGALES POWER PROJECT LP (QSE)
7813 | L_RIONOG1S1Y | 4 | 7813L_RIONOG1S1Y4 | 7813L_RIONOG1S1Y | 299 | RIO NOGALES POWER PROJECT LP (QSE)
7609 | L_SCHUMA8_1Y | 1 | 7609L_SCHUMA8_1Y1 | 7609L_SCHUMA8_1Y | 4 | LOWER COLORADO RIVER AUTHORITY (QSE)
7004 | L_SIMGID1_1Y | 1 | 7004L_SIMGID1_1Y1 | 7004L_SIMGID1_1Y | 134 | LOWER COLORADO RIVER AUTHORITY (QSE)
7005 | L_SIMGID1_2Y | 2 | 7005L_SIMGID1_2Y2 | 7005L_SIMGID1_2Y | 135 | LOWER COLORADO RIVER AUTHORITY (QSE)
7006 | L_SIMGID1_3Y | 3 | 7006L_SIMGID1_3Y3 | 7006L_SIMGID1_3Y | 332 | LOWER COLORADO RIVER AUTHORITY (QSE)
71054 | L_SWEETW1_1N | W1 | 71054L_SWEETW1_1NW1 | 71054L_SWEETW1_1N | 107.5 | LUMINANT ENERGY COMPANY LLC (SQ1)
71057 | L_SWEETW1_2N | W1 | 71057L_SWEETW1_2NW1 | 71057L_SWEETW1_2N | 135 | CITY OF AUSTIN DBA AUSTIN ENERGY (QSE)
71059 | L_SWEETW1_3N | W1 | 71059L_SWEETW1_3NW1 | 71059L_SWEETW1_3N | 119 | CITY OF AUSTIN DBA AUSTIN ENERGY (QSE)
71060 | L_SWEETW1_4N | W1 | 71060L_SWEETW1_4NW1 | 71060L_SWEETW1_4N | 105 | CPS ENERGY WIND (SQ1)
71061 | L_SWEETW1_5N | W1 | 71061L_SWEETW1_5NW1 | 71061L_SWEETW1_5N | 80.5 | SWEETWATER WIND 5 LLC (QSE)
7035 | L_WIRTZ_1G1Y | 1 | 7035L_WIRTZ_1G1Y1 | 7035L_WIRTZ_1G1Y | 28 | LOWER COLORADO RIVER AUTHORITY (QSE)
7036 | L_WIRTZ_1G2Y | 2 | 7036L_WIRTZ_1G2Y2 | 7036L_WIRTZ_1G2Y | 29.8 | LOWER COLORADO RIVER AUTHORITY (QSE)
7303 | L_WPPGS12_1Y | 1 | 7303L_WPPGS12_1Y1 | 7303L_WPPGS12_1Y | 45 | LOWER COLORADO RIVER AUTHORITY (QSE)
7303 | L_WPPGS12_1Y | 2 | 7303L_WPPGS12_1Y2 | 7303L_WPPGS12_1Y | 45 | LOWER COLORADO RIVER AUTHORITY (QSE)
7305 | L_WPPGS34_1Y | 3 | 7305L_WPPGS34_1Y3 | 7305L_WPPGS34_1Y | 45 | LOWER COLORADO RIVER AUTHORITY (QSE)
7305 | L_WPPGS34_1Y | 4 | 7305L_WPPGS34_1Y4 | 7305L_WPPGS34_1Y | 45 | LOWER COLORADO RIVER AUTHORITY (QSE)
3416 | LAKE_CRK1_G | MB | 3416LAKE_CRK1_GMB | 3416LAKE_CRK1_G | 81 | LUMINANT ENERGY COMPANY LLC (QSE)
3417 | LAKE_CRK2_G | MB | 3417LAKE_CRK2_GMB | 3417LAKE_CRK2_G | 231 | LUMINANT ENERGY COMPANY LLC (QSE)
1678 | LAMARPWR_1G | 1 | 1678LAMARPWR_1G1 | 1678LAMARPWR_1G | 169.6 | NEXTERA ENERGY POWER MARKETING LLC (QSE)
1679 | LAMARPWR_2G | 2 | 1679LAMARPWR_2G2 | 1679LAMARPWR_2G | 167.2 | NEXTERA ENERGY POWER MARKETING LLC (QSE)
1680 | LAMARPWR_3G | 3 | 1680LAMARPWR_3G3 | 1680LAMARPWR_3G | 196.9 | NEXTERA ENERGY POWER MARKETING LLC (QSE)
1681 | LAMARPWR_4G | 4 | 1681LAMARPWR_4G4 | 1681LAMARPWR_4G | 170.9 | NEXTERA ENERGY POWER MARKETING LLC (QSE)
1682 | LAMARPWR_5G | 5 | 1682LAMARPWR_5G5 | 1682LAMARPWR_5G | 168.4 | NEXTERA ENERGY POWER MARKETING LLC (QSE)
1683 | LAMARPWR_6G | 6 | 1683LAMARPWR_6G6 | 1683LAMARPWR_6G | 197.9 | NEXTERA ENERGY POWER MARKETING LLC (QSE)
6476 | LANGFORD1A | 1 | 6476LANGFORD1A1 | 6476LANGFORD1A | 150 | NRG TEXAS WIND (SQ1)
80265 | LARECU40A | 4 | 80265LARECU40A4 | 80265LARECU40A | 100 | MORGAN STANLEY CAPITAL GROUP INC MSCG1 (SQ1)
80266 | LARECU50A | 5 | 80266LARECU50A5 | 80266LARECU50A | 100 | MORGAN STANLEY CAPITAL GROUP INC MSCG1 TPZLAR (SQ2)
48721 | LEG_1___1 | 1 | 48721LEG_1___11 | 48721LEG_1___1 | 832 | NRG TEXAS POWER LLC (QSE)
48722 | LEG_2___2 | 2 | 48722LEG_2___22 | 48722LEG_2___2 | 860 | NRG TEXAS POWER LLC (QSE)
5264 | LEON_LCP3G3 | 3 | 5264LEON_LCP3G33 | 5264LEON_LCP3G3 | 65 | CPS ENERGY (QSE)
5265 | LEON_LCP4G4 | 4 | 5265LEON_LCP4G44 | 5265LEON_LCP4G4 | 99 | CPS ENERGY (QSE)
5266 | LEON_LCPCT1 | 1 | 5266LEON_LCPCT11 | 5266LEON_LCPCT1 | 46 | CPS ENERGY (QSE)
5267 | LEON_LCPCT2 | 2 | 5267LEON_LCPCT22 | 5267LEON_LCPCT2 | 47 | CPS ENERGY (QSE)
5268 | LEON_LCPCT3 | 3 | 5268LEON_LCPCT33 | 5268LEON_LCPCT3 | 46 | CPS ENERGY (QSE)
5269 | LEON_LCPCT4 | 4 | 5269LEON_LCPCT44 | 5269LEON_LCPCT4 | 46 | CPS ENERGY (QSE)
8926 | LGE_GT10A | 1 | 8926LGE_GT10A1 | 8926LGE_GT10A | 156.8 | TENASKA POWER SERVICES CO (QSE)
8927 | LGE_GT20A | 2 | 8927LGE_GT20A2 | 8927LGE_GT20A | 155 | TENASKA POWER SERVICES CO (QSE)
8928 | LGE_STG0A | 3 | 8928LGE_STG0A3 | 8928LGE_STG0A | 100 | TENASKA POWER SERVICES CO (QSE)
2451 | LKHB1_G | 1 | 2451LKHB1_G1 | 2451LKHB1_G | 390 | LUMINANT ENERGY COMPANY LLC (QSE)
2452 | LKHB2_G | 2 | 2452LKHB2_G2 | 2452LKHB2_G | 512 | SEMPRA ENERGY TRADING LLC (SQ2)
1058 | LONGSHORE_5 | 1 | 1058LONGSHORE_51 | 1058LONGSHORE_5 | 150 | EC AND R PANTHER CREEK (SQ2)
1058 | LONGSHORE_5 | 2 | 1058LONGSHORE_52 | 1058LONGSHORE_5 | 220 | EC AND R PANTHER CREEK (SQ2)
11415 | LORAINWD_1G | 1 | 11415LORAINWD_1G1 | 11415LORAINWD_1G | 125 | MORGAN STANLEY CAPITAL GROUP INC MSCG LORAINE WIND (SQ3)
11416 | LORAINWD_2G | 1 | 11416LORAINWD_2G1 | 11416LORAINWD_2G | 125 | MORGAN STANLEY CAPITAL GROUP INC MSCG LORAINE WIND (SQ3)
48511 | LPE_GT1_8070 | 1 | 48511LPE_GT1_80701 | 48511LPE_GT1_8070 | 42 | EXELON GENERATION COMPANY LLC (QSE)
48512 | LPE_GT2_8075 | 2 | 48512LPE_GT2_80752 | 48512LPE_GT2_8075 | 42 | EXELON GENERATION COMPANY LLC (QSE)
48513 | LPE_GT3_8080 | 3 | 48513LPE_GT3_80803 | 48513LPE_GT3_8080 | 41 | EXELON GENERATION COMPANY LLC (QSE)
48514 | LPE_GT4_8085 | 4 | 48514LPE_GT4_80854 | 48514LPE_GT4_8085 | 41 | EXELON GENERATION COMPANY LLC (QSE)
3097 | MARTLAKE_1G | 1 | 3097MARTLAKE_1G1 | 3097MARTLAKE_1G | 785 | LUMINANT ENERGY COMPANY LLC (QSE)
3098 | MARTLAKE_2G | 2 | 3098MARTLAKE_2G2 | 3098MARTLAKE_2G | 795 | LUMINANT ENERGY COMPANY LLC (QSE)
3099 | MARTLAKE_3G | 3 | 3099MARTLAKE_3G3 | 3099MARTLAKE_3G | 795 | LUMINANT ENERGY COMPANY LLC (QSE)
6144 | MCADOO1A | 1 | 6144MCADOO1A1 | 6144MCADOO1A | 150 | INVENERGY MCADOO (SQ4)
1333 | MCDDONAL_8 | 1 | 1333MCDDONAL_81 | 1333MCDDONAL_8 | 214.2 | LUMINANT ENERGY COMPANY LLC (SQ1)
1941 | MDLTHELP_1G | 1 | 1941MDLTHELP_1G1 | 1941MDLTHELP_1G | 220 | ANP FUNDING I LLC (QSE)
1942 | MDLTHELP_2G | 2 | 1942MDLTHELP_2G2 | 1942MDLTHELP_2G | 220 | ANP FUNDING I LLC (QSE)
1943 | MDLTHELP_3G | 3 | 1943MDLTHELP_3G3 | 1943MDLTHELP_3G | 220 | ANP FUNDING I LLC (QSE)
1944 | MDLTHELP_4G | 4 | 1944MDLTHELP_4G4 | 1944MDLTHELP_4G | 221 | ANP FUNDING I LLC (QSE)
1937 | MDLTHELP_5G | 5 | 1937MDLTHELP_5G5 | 1937MDLTHELP_5G | 237 | ANP FUNDING I LLC (QSE)
1938 | MDLTHELP_6G | 6 | 1938MDLTHELP_6G6 | 1938MDLTHELP_6G | 237 | ANP FUNDING I LLC (QSE)
1437 | MESQUITW_1G | 1 | 1437MESQUITW_1G1 | 1437MESQUITW_1G | 400 | DIRECT ENERGY LP WTU (SQ2)
1438 | MESQUITW_2G | 1 | 1438MESQUITW_2G1 | 1438MESQUITW_2G | 236 | J ARON AND COMPANY (SQ1)
80003 | MILHWYS | F | 80003MILHWYSF | 80003MILHWYS | 0 | AMERICAN ELECTRIC POWER SERVICE CORP (SQ4)
48730 | MNS_GT | 1 | 48730MNS_GT1 | 48730MNS_GT | 46.1 | CNP
1037 | MORGAN5G_5G | 5 | 1037MORGAN5G_5G5 | 1037MORGAN5G_5G | 137 | ONCOR
1701 | MOSES_1G | 1 | 1701MOSES_1G1 | 1701MOSES_1G | 592 | LUMINANT ENERGY COMPANY LLC (QSE)
1702 | MOSES_2G | 2 | 1702MOSES_2G2 | 1702MOSES_2G | 588 | LUMINANT ENERGY COMPANY LLC (QSE)
1703 | MOSES_3G | 3 | 1703MOSES_3G3 | 1703MOSES_3G | 796 | LUMINANT ENERGY COMPANY LLC (QSE)
1039 | MRGNAG_1G | A | 1039MRGNAG_1GA | 1039MRGNAG_1G | 76 | LUMINANT ENERGY COMPANY LLC (QSE)
1040 | MRGNBG_2G | B | 1040MRGNBG_2GB | 1040MRGNBG_2G | 78 | LUMINANT ENERGY COMPANY LLC (QSE)
1041 | MRGNCG_3G | C | 1041MRGNCG_3GC | 1041MRGNCG_3G | 75 | LUMINANT ENERGY COMPANY LLC (QSE)
1042 | MRGNDG_4G | D | 1042MRGNDG_4GD | 1042MRGNDG_4G | 80 | LUMINANT ENERGY COMPANY LLC (QSE)
1043 | MRGNEG_5G | MB | 1043MRGNEG_5GMB | 1043MRGNEG_5G | 81 | LUMINANT ENERGY COMPANY LLC (QSE)
1044 | MRGNFG_6G | MB | 1044MRGNFG_6GMB | 1044MRGNFG_6G | 72 | LUMINANT ENERGY COMPANY LLC (QSE)
344 | MRSSHPRD | 1 | 344MRSSHPRD1 | 344MRSSHPRD | 12 | BRAZOS ELECTRIC POWER CO OP INC (QSE)
345 | MRSSHPRD01 | 2 | 345MRSSHPRD012 | 345MRSSHPRD01 | 12 | BRAZOS ELECTRIC POWER CO OP INC (QSE)
2413 | MTCK6_G | 6 | 2413MTCK6_G6 | 2413MTCK6_G | 124 | EXELON GENERATION COMPANY LLC (QSE)
2414 | MTCK7_G | 7 | 2414MTCK7_G7 | 2414MTCK7_G | 113 | EXELON GENERATION COMPANY LLC (QSE)
2417 | MTCK8_G | 8 | 2417MTCK8_G8 | 2417MTCK8_G | 537 | EXELON GENERATION COMPANY LLC (QSE)
8936 | MVGN#1 | 1 | 8936MVGN#11 | 8936MVGN#1 | 212 | CALPINE POWER MANAGEMENT LP
8937 | MVGN#2 | 2 | 8937MVGN#22 | 8937MVGN#2 | 215.6 | CALPINE POWER MANAGEMENT LP
8938 | MVGN#3 | 3 | 8938MVGN#33 | 8938MVGN#3 | 255 | CALPINE POWER MANAGEMENT LP
11001 | NAV1CT | 1 | 11001NAV1CT1 | 11001NAV1CT | 80 | EAGLE INDUSTRIAL (SQ4)
11009 | NAV2CT | 1 | 11009NAV2CT1 | 11009NAV2CT | 80 | EAGLE INDUSTRIAL (SQ4)
11011 | NAV3ST | 1 | 11011NAV3ST1 | 11011NAV3ST | 115 | EAGLE INDUSTRIAL (SQ4)
11012 | NAV4CT | 1 | 11012NAV4CT1 | 11012NAV4CT | 80 | EAGLE INDUSTRIAL (SQ4)
11013 | NAV5CT | 1 | 11013NAV5CT1 | 11013NAV5CT | 80 | EAGLE INDUSTRIAL (SQ4)
11014 | NAV6ST | 1 | 11014NAV6ST1 | 11014NAV6ST | 115 | EAGLE INDUSTRIAL (SQ4)
8442 | NBEC7 | 7 | 8442NBEC77 | 8442NBEC7 | 367 | MORGAN STANLEY CAPITAL GROUP INC MSCGI BD2 (SQ4)
8442 | NBEC7 | MB | 8442NBEC7MB | 8442NBEC7 | 367 | MORGAN STANLEY CAPITAL GROUP INC MSCGI BD2 (SQ4)
837 | NEWMAN_G5 | 1 | 837NEWMAN_G51 | 837NEWMAN_G5 | 40 | CITY OF GARLAND (QSE)
11147 | NOTREES_1G | 1 | 11147NOTREES_1G1 | 11147NOTREES_1G | 149 | DUKE ENERGY OHIO INC
503 | NTHTEXAS01 | 1 | 503NTHTEXAS011 | 503NTHTEXAS01 | 18 | BRAZOS ELECTRIC POWER CO OP INC (QSE)
504 | NTHTEXAS02 | 2 | 504NTHTEXAS022 | 504NTHTEXAS02 | 18 | BRAZOS ELECTRIC POWER CO OP INC (QSE)
505 | NTHTEXAS03 | 3 | 505NTHTEXAS033 | 505NTHTEXAS03 | 38 | BRAZOS ELECTRIC POWER CO OP INC (QSE)
8438 | NUECES_B0B | MB | 8438NUECES_B0BMB | 8438NUECES_B0B | 169 | MORGAN STANLEY CAPITAL GROUP INC MSCGI BD2 (SQ4)
8437 | NUECES_B0C | MB | 8437NUECES_B0CMB | 8437NUECES_B0C | 30 | MORGAN STANLEY CAPITAL GROUP INC MSCGI BD2 (SQ4)
1350 | NWPWRG1_1G | 1 | 1350NWPWRG1_1G1 | 1350NWPWRG1_1G | 34.3 | LUMINANT ENERGY COMPANY LLC (SQ1)
1328 | OCOTILLO_1G | 1 | 1328OCOTILLO_1G1 | 1328OCOTILLO_1G | 58 | DUKE ENERGY OHIO INC
6752 | OKLA0A | 1 | 6752OKLA0A1 | 6752OKLA0A | 648 | AMERICAN ELECTRIC POWER SERVICE CORP
842 | OLINGER_G1 | 1 | 842OLINGER_G11 | 842OLINGER_G1 | 80 | CITY OF GARLAND (QSE)
843 | OLINGER_G2 | 1 | 843OLINGER_G21 | 843OLINGER_G2 | 110 | CITY OF GARLAND (QSE)
844 | OLINGER_G3 | 1 | 844OLINGER_G31 | 844OLINGER_G3 | 150 | CITY OF GARLAND (QSE)
845 | OLINGER_G4 | 1 | 845OLINGER_G41 | 845OLINGER_G4 | 76 | CITY OF GARLAND (QSE)
60017 | ORNNWP1 | 1 | 60017ORNNWP11 | 60017ORNNWP1 | 80 | LOWER COLORADO RIVER AUTHORITY (QSE)
8511 | OXY_CC0A | 1 | 8511OXY_CC0A1 | 8511OXY_CC0A | 38 | EAGLE ENERGY PARTNERS I LP (QSE)
12440 | PARKD_1SVC8 | 1 | 12440PARKD_1SVC81 | 12440PARKD_1SVC8 | 0 | ONCOR
12449 | PARKD_2SVC8 | 1 | 12449PARKD_2SVC81 | 12449PARKD_2SVC8 | 0 | ONCOR
1007 | PB5GEN_6G | 5 | 1007PB5GEN_6G5 | 1007PB5GEN_6G | 120 | LUMINANT ENERGY COMPANY LLC (SQ3)
1008 | PB6GEN_7G | 6 | 1008PB6GEN_7G6 | 1008PB6GEN_7G | 518 | LUMINANT ENERGY COMPANY LLC (SQ3)
1002 | PBCTAGE_1G | A | 1002PBCTAGE_1GA | 1002PBCTAGE_1G | 65 | RELIANT ENERGY POWER SUPPLY LLC (QSE)
1003 | PBCTBGE_2G | B | 1003PBCTBGE_2GB | 1003PBCTBGE_2G | 65 | RELIANT ENERGY POWER SUPPLY LLC (QSE)
1004 | PBCTCGE_3G | C | 1004PBCTCGE_3GC | 1004PBCTCGE_3G | 65 | RELIANT ENERGY POWER SUPPLY LLC (QSE)
1005 | PBCTDGE_4G | D | 1005PBCTDGE_4GD | 1005PBCTDGE_4G | 65 | RELIANT ENERGY POWER SUPPLY LLC (QSE)
1006 | PBCTEGE_5G | E | 1006PBCTEGE_5GE | 1006PBCTEGE_5G | 65 | RELIANT ENERGY POWER SUPPLY LLC (QSE)
5890 | PEARSALLGEN1 | 1 | 5890PEARSALLGEN11 | 5890PEARSALLGEN1 | 24 | SOUTH TEXAS ELECTRIC CO OP INC (QSE)
5891 | PEARSALLGEN2 | 1 | 5891PEARSALLGEN21 | 5891PEARSALLGEN2 | 25.48 | SOUTH TEXAS ELECTRIC CO OP INC (QSE)
5892 | PEARSALLGEN3 | 1 | 5892PEARSALLGEN31 | 5892PEARSALLGEN3 | 23.93 | SOUTH TEXAS ELECTRIC CO OP INC (QSE)
58909 | PEARSALLSCG1 | 1 | 58909PEARSALLSCG11 | 58909PEARSALLSCG1 | 8.44 | SOUTH TEXAS ELECTRIC CO OP INC (QSE)
58909 | PEARSALLSCG1 | 2 | 58909PEARSALLSCG12 | 58909PEARSALLSCG1 | 8.44 | SOUTH TEXAS ELECTRIC CO OP INC (QSE)
58909 | PEARSALLSCG1 | 3 | 58909PEARSALLSCG13 | 58909PEARSALLSCG1 | 8.44 | SOUTH TEXAS ELECTRIC CO OP INC (QSE)
58909 | PEARSALLSCG1 | 4 | 58909PEARSALLSCG14 | 58909PEARSALLSCG1 | 8.44 | SOUTH TEXAS ELECTRIC CO OP INC (QSE)
58909 | PEARSALLSCG1 | 5 | 58909PEARSALLSCG15 | 58909PEARSALLSCG1 | 8.44 | SOUTH TEXAS ELECTRIC CO OP INC (QSE)
58909 | PEARSALLSCG1 | 6 | 58909PEARSALLSCG16 | 58909PEARSALLSCG1 | 8.44 | SOUTH TEXAS ELECTRIC CO OP INC (QSE)
58919 | PEARSALLSCG2 | 1 | 58919PEARSALLSCG21 | 58919PEARSALLSCG2 | 8.44 | SOUTH TEXAS ELECTRIC CO OP INC (QSE)
58919 | PEARSALLSCG2 | 2 | 58919PEARSALLSCG22 | 58919PEARSALLSCG2 | 8.44 | SOUTH TEXAS ELECTRIC CO OP INC (QSE)
58919 | PEARSALLSCG2 | 3 | 58919PEARSALLSCG23 | 58919PEARSALLSCG2 | 8.44 | SOUTH TEXAS ELECTRIC CO OP INC (QSE)
58919 | PEARSALLSCG2 | 4 | 58919PEARSALLSCG24 | 58919PEARSALLSCG2 | 8.44 | SOUTH TEXAS ELECTRIC CO OP INC (QSE)
58919 | PEARSALLSCG2 | 5 | 58919PEARSALLSCG25 | 58919PEARSALLSCG2 | 8.44 | SOUTH TEXAS ELECTRIC CO OP INC (QSE)
58919 | PEARSALLSCG2 | 6 | 58919PEARSALLSCG26 | 58919PEARSALLSCG2 | 8.44 | SOUTH TEXAS ELECTRIC CO OP INC (QSE)
58929 | PEARSALLSCG3 | 1 | 58929PEARSALLSCG31 | 58929PEARSALLSCG3 | 8.44 | SOUTH TEXAS ELECTRIC CO OP INC (QSE)
58929 | PEARSALLSCG3 | 2 | 58929PEARSALLSCG32 | 58929PEARSALLSCG3 | 8.44 | SOUTH TEXAS ELECTRIC CO OP INC (QSE)
58929 | PEARSALLSCG3 | 3 | 58929PEARSALLSCG33 | 58929PEARSALLSCG3 | 8.44 | SOUTH TEXAS ELECTRIC CO OP INC (QSE)
58929 | PEARSALLSCG3 | 4 | 58929PEARSALLSCG34 | 58929PEARSALLSCG3 | 8.44 | SOUTH TEXAS ELECTRIC CO OP INC (QSE)
58929 | PEARSALLSCG3 | 5 | 58929PEARSALLSCG35 | 58929PEARSALLSCG3 | 8.44 | SOUTH TEXAS ELECTRIC CO OP INC (QSE)
58929 | PEARSALLSCG3 | 6 | 58929PEARSALLSCG36 | 58929PEARSALLSCG3 | 8.44 | SOUTH TEXAS ELECTRIC CO OP INC (QSE)
58949 | PEARSALLSCG4 | 1 | 58949PEARSALLSCG41 | 58949PEARSALLSCG4 | 8.44 | SOUTH TEXAS ELECTRIC CO OP INC (QSE)
58949 | PEARSALLSCG4 | 2 | 58949PEARSALLSCG42 | 58949PEARSALLSCG4 | 8.44 | SOUTH TEXAS ELECTRIC CO OP INC (QSE)
58949 | PEARSALLSCG4 | 3 | 58949PEARSALLSCG43 | 58949PEARSALLSCG4 | 8.44 | SOUTH TEXAS ELECTRIC CO OP INC (QSE)
58949 | PEARSALLSCG4 | 4 | 58949PEARSALLSCG44 | 58949PEARSALLSCG4 | 8.44 | SOUTH TEXAS ELECTRIC CO OP INC (QSE)
58949 | PEARSALLSCG4 | 5 | 58949PEARSALLSCG45 | 58949PEARSALLSCG4 | 8.44 | SOUTH TEXAS ELECTRIC CO OP INC (QSE)
58949 | PEARSALLSCG4 | 6 | 58949PEARSALLSCG46 | 58949PEARSALLSCG4 | 8.44 | SOUTH TEXAS ELECTRIC CO OP INC (QSE)
1675 | PEC_1G | 1 | 1675PEC_1G1 | 1675PEC_1G | 78 | DIRECT ENERGY LP (QSE)
1676 | PEC_2G | 2 | 1676PEC_2G2 | 1676PEC_2G | 81 | DIRECT ENERGY LP (QSE)
1677 | PEC_3G | 3 | 1677PEC_3G3 | 1677PEC_3G | 93 | DIRECT ENERGY LP (QSE)
80180 | PNSCALT11A | 1 | 80180PNSCALT11A1 | 80180PNSCALT11A | 148 | BARTON CHAPEL WIND LLC (QSE)
80180 | PNSCALT11A | 2 | 80180PNSCALT11A2 | 80180PNSCALT11A | 50 | CPS ENERGY WIND (SQ1)
80181 | PNSCALT21A | 1 | 80181PNSCALT21A1 | 80181PNSCALT21A | 50 | BARTON CHAPEL WIND LLC (QSE)
80181 | PNSCALT21A | 2 | 80181PNSCALT21A2 | 80181PNSCALT21A | 55 | CPS ENERGY WIND (SQ1)
48761 | PR_GT1__9040 | 1 | 48761PR_GT1__90401 | 48761PR_GT1__9040 | 35 | LUMINANT ENERGY COMPANY LLC (QSE)
48796 | PSA_GN1_8165 | 1 | 48796PSA_GN1_81651 | 48796PSA_GN1_8165 | 112.2 | OPTIM ENERGY MARKETING LLC (QSE)
48791 | PSA_GT1_8160 | 1 | 48791PSA_GT1_81601 | 48791PSA_GT1_8160 | 66 | OPTIM ENERGY MARKETING LLC (QSE)
48792 | PSA_GT2_8155 | 2 | 48792PSA_GT2_81552 | 48792PSA_GT2_8155 | 66.7 | OPTIM ENERGY MARKETING LLC (QSE)
48793 | PSA_GT3_8150 | 3 | 48793PSA_GT3_81503 | 48793PSA_GT3_8150 | 61 | OPTIM ENERGY MARKETING LLC (QSE)
48794 | PSA_GT4_8145 | 4 | 48794PSA_GT4_81454 | 48794PSA_GT4_8145 | 71.1 | OPTIM ENERGY MARKETING LLC (QSE)
48795 | PSA_GT5_8140 | 5 | 48795PSA_GT5_81405 | 48795PSA_GT5_8140 | 70.4 | OPTIM ENERGY MARKETING LLC (QSE)
48797 | PSA_GT6_8135 | 6 | 48797PSA_GT6_81356 | 48797PSA_GT6_8135 | 71.9 | OPTIM ENERGY MARKETING LLC (QSE)
48740 | PSG_GN2_8050 | 1 | 48740PSG_GN2_80501 | 48740PSG_GN2_8050 | 174.3 | CALPINE POWER MANAGEMENT LP
48741 | PSG_GT2_8040 | 1 | 48741PSG_GT2_80401 | 48741PSG_GT2_8040 | 166.7 | CALPINE POWER MANAGEMENT LP
48742 | PSG_GT3_8060 | 1 | 48742PSG_GT3_80601 | 48742PSG_GT3_8060 | 167.3 | CALPINE POWER MANAGEMENT LP
11058 | PYRON_1G | 1 | 11058PYRON_1G1 | 11058PYRON_1G | 249 | EC AND R PYRON (SQ3)
5509 | RAYBURNCC10 | 1 | 5509RAYBURNCC101 | 5509RAYBURNCC10 | 37.11 | SOUTH TEXAS ELECTRIC CO OP INC (QSE)
5511 | RAYBURNCC7 | 1 | 5511RAYBURNCC71 | 5511RAYBURNCC7 | 46.6 | SOUTH TEXAS ELECTRIC CO OP INC (QSE)
5512 | RAYBURNCC8 | 1 | 5512RAYBURNCC81 | 5512RAYBURNCC8 | 48.78 | SOUTH TEXAS ELECTRIC CO OP INC (QSE)
5508 | RAYBURNCC9 | 1 | 5508RAYBURNCC91 | 5508RAYBURNCC9 | 48.48 | SOUTH TEXAS ELECTRIC CO OP INC (QSE)
5505 | RAYBURNGEN1 | 1 | 5505RAYBURNGEN11 | 5505RAYBURNGEN1 | 11 | SOUTH TEXAS ELECTRIC CO OP INC (QSE)
5506 | RAYBURNGEN2 | 1 | 5506RAYBURNGEN21 | 5506RAYBURNGEN2 | 10 | SOUTH TEXAS ELECTRIC CO OP INC (QSE)
5503 | RAYBURNGEN3 | 1 | 5503RAYBURNGEN31 | 5503RAYBURNGEN3 | 26 | SOUTH TEXAS ELECTRIC CO OP INC (QSE)
36998 | RDCNYNG1 | 1 | 36998RDCNYNG11 | 36998RDCNYNG1 | 84 | NEXTERA ENERGY POWER MARKETING LLC (SQ3)
11056 | ROSCOE_1G | 1 | 11056ROSCOE_1G1 | 11056ROSCOE_1G | 209 | LUMINANT ENERGY COMPANY LLC (SQ1)
332 | RWMILLER01 | 1 | 332RWMILLER011 | 332RWMILLER01 | 78 | BRAZOS ELECTRIC POWER CO OP INC (QSE)
333 | RWMILLER02 | 2 | 333RWMILLER022 | 333RWMILLER02 | 118 | BRAZOS ELECTRIC POWER CO OP INC (QSE)
334 | RWMILLER03 | 3 | 334RWMILLER033 | 334RWMILLER03 | 208 | BRAZOS ELECTRIC POWER CO OP INC (QSE)
335 | RWMILLER04 | 4 | 335RWMILLER044 | 335RWMILLER04 | 104 | BRAZOS ELECTRIC POWER CO OP INC (QSE)
336 | RWMILLER05 | 5 | 336RWMILLER055 | 336RWMILLER05 | 96 | BRAZOS ELECTRIC POWER CO OP INC (QSE)
9016 | SANDH_G1 | 1 | 9016SANDH_G11 | 9016SANDH_G1 | 48.8 | CITY OF AUSTIN DBA AUSTIN ENERGY (QSE)
9017 | SANDH_G2 | 2 | 9017SANDH_G22 | 9017SANDH_G2 | 45 | CITY OF AUSTIN DBA AUSTIN ENERGY (QSE)
9018 | SANDH_G3 | 3 | 9018SANDH_G33 | 9018SANDH_G3 | 45 | CITY OF AUSTIN DBA AUSTIN ENERGY (QSE)
9019 | SANDH_G4 | 4 | 9019SANDH_G44 | 9019SANDH_G4 | 48.5 | CITY OF AUSTIN DBA AUSTIN ENERGY (QSE)
9022 | SANDH_G6 | 6 | 9022SANDH_G66 | 9022SANDH_G6 | 48 | CITY OF AUSTIN DBA AUSTIN ENERGY (QSE)
9023 | SANDH_G7 | 7 | 9023SANDH_G77 | 9023SANDH_G7 | 48 | CITY OF AUSTIN DBA AUSTIN ENERGY (QSE)
9020 | SANDHG5A | 5A | 9020SANDHG5A5A | 9020SANDHG5A | 159 | CITY OF AUSTIN DBA AUSTIN ENERGY (QSE)
9021 | SANDHG5C | 5C | 9021SANDHG5C5C | 9021SANDHG5C | 148 | CITY OF AUSTIN DBA AUSTIN ENERGY (QSE)
3432 | SANDOW_4G | 4 | 3432SANDOW_4G4 | 3432SANDOW_4G | 581 | LUMINANT ENERGY COMPANY LLC (QSE)
13432 | SANDOW_5G | 5 | 13432SANDOW_5G5 | 13432SANDOW_5G | 581 | LUMINANT ENERGY COMPANY LLC (SQ2)
5903 | SANMIGUELGEN | 1 | 5903SANMIGUELGEN1 | 5903SANMIGUELGEN | 396.14 | SOUTH TEXAS ELECTRIC CO OP INC (QSE)
1068 | SCURRYCW_1G | 1 | 1068SCURRYCW_1G1 | 1068SCURRYCW_1G | 141 | INVENERGY CAMP SPRINGS (SQ1)
1073 | SCURRYCW_2G | 2 | 1073SCURRYCW_2G2 | 1073SCURRYCW_2G | 120 | INVENERGY CAMP SPRINGS II (SQ2)
48820 | SHELLG1_3015 | 1 | 48820SHELLG1_30151 | 48820SHELLG1_3015 | 81 | TENASKA POWER SERVICES CO (QSE)
48821 | SHELLG2 | 2 | 48821SHELLG22 | 48821SHELLG2 | 81 | TENASKA POWER SERVICES CO (QSE)
48822 | SHELLG3_3020 | 1 | 48822SHELLG3_30201 | 48822SHELLG3_3020 | 38 | TENASKA POWER SERVICES CO (QSE)
48822 | SHELLG3_3020 | 2 | 48822SHELLG3_30202 | 48822SHELLG3_3020 | 35 | TENASKA POWER SERVICES CO (QSE)
5935 | SI_RAY10 | 10 | 5935SI_RAY1010 | 5935SI_RAY10 | 47 | TENASKA POWER SERVICES CO (QSE)
5934 | SI_RAY5 | 5 | 5934SI_RAY55 | 5934SI_RAY5 | 17 | TENASKA POWER SERVICES CO (QSE)
5933 | SI_RAY6 | 6 | 5933SI_RAY66 | 5933SI_RAY6 | 19.16 | TENASKA POWER SERVICES CO (QSE)
5932 | SI_RAY9 | 9 | 5932SI_RAY99 | 5932SI_RAY9 | 38.83 | TENASKA POWER SERVICES CO (QSE)
48841 | SJS_GT1_GT1 | 1 | 48841SJS_GT1_GT11 | 48841SJS_GT1_GT1 | 87 | NRG TEXAS POWER LLC (QSE)
48842 | SJS_GT2_GT2 | 2 | 48842SJS_GT2_GT22 | 48842SJS_GT2_GT2 | 89 | NRG TEXAS POWER LLC (QSE)
1643 | SLSTR1PP_1G | 1 | 1643SLSTR1PP_1G1 | 1643SLSTR1PP_1G | 60 | SILVER STAR I POWER PARTNERS LLC (QSE)
6637 | SNYDERW1A | 1 | 6637SNYDERW1A1 | 6637SNYDERW1A | 63 | FULCRUM POWER SERVICES LP (SQ2)
48845 | SOL_GT1 | 1 | 48845SOL_GT11 | 48845SOL_GT1 | 16.2 | CNP
923 | SPENCER_G4 | 1 | 923SPENCER_G41 | 923SPENCER_G4 | 61 | CITY OF GARLAND (QSE)
924 | SPENCER_G5 | 1 | 924SPENCER_G51 | 924SPENCER_G5 | 66 | CITY OF GARLAND (QSE)
48851 | SRB_GN1_1 | 1 | 48851SRB_GN1_11 | 48851SRB_GN1_1 | 167 | NRG TEXAS POWER LLC (QSE)
48852 | SRB_GN2_2 | 2 | 48852SRB_GN2_22 | 48852SRB_GN2_2 | 175 | NRG TEXAS POWER LLC (QSE)
48853 | SRB_GN3_3 | 3 | 48853SRB_GN3_33 | 48853SRB_GN3_3 | 214 | NRG TEXAS POWER LLC (QSE)
48854 | SRB_GN4_4 | 4 | 48854SRB_GN4_44 | 48854SRB_GN4_4 | 227 | NRG TEXAS POWER LLC (QSE)
48855 | SRB_GT211035 | B2 | 48855SRB_GT211035B2 | 48855SRB_GT211035 | 13 | NRG TEXAS POWER LLC (QSE)
1326 | STANTONW_8 | 1 | 1326STANTONW_81 | 1326STANTONW_8 | 100.5 | INVENERGY STANTON (SQ3)
948 | STEAM1 | 1 | 948STEAM11 | 948STEAM1 | 20 | CITY OF GARLAND (SQ2)
949 | STEAM2 | 1 | 949STEAM21 | 949STEAM2 | 26 | CITY OF GARLAND (SQ2)
950 | STEAM3 | 1 | 950STEAM31 | 950STEAM3 | 42 | CITY OF GARLAND (SQ2)
5911 | STP_GN1___1 | 1 | 5911STP_GN1___11 | 5911STP_GN1___1 | 1335 | NRG TEXAS POWER LLC (QSE)
5912 | STP_GN2___2 | 2 | 5912STP_GN2___22 | 5912STP_GN2___2 | 1332 | NRG TEXAS POWER LLC (QSE)
3107 | STRYKER_1G | 1 | 3107STRYKER_1G1 | 3107STRYKER_1G | 177 | RELIANT ENERGY POWER SUPPLY LLC (QSE)
3108 | STRYKER_2G | 2 | 3108STRYKER_2G2 | 3108STRYKER_2G | 506 | LUMINANT ENERGY COMPANY LLC (QSE)
6016 | SWMESA | 1 | 6016SWMESA1 | 6016SWMESA | 75 | AMERICAN ELECTRIC POWER SERVICE CORP (SQ3)
13116 | TGATEWAY_1G | 1 | 13116TGATEWAY_1G1 | 13116TGATEWAY_1G | 147 | SHELL ENERGY NORTH AMERICA (US) LP (QSE)
13117 | TGATEWAY_2G | 2 | 13117TGATEWAY_2G2 | 13117TGATEWAY_2G | 155 | SHELL ENERGY NORTH AMERICA (US) LP (QSE)
13118 | TGATEWAY_3G | 3 | 13118TGATEWAY_3G3 | 13118TGATEWAY_3G | 154 | SHELL ENERGY NORTH AMERICA (US) LP (QSE)
13119 | TGATEWAY_4G | 4 | 13119TGATEWAY_4G4 | 13119TGATEWAY_4G | 389 | SHELL ENERGY NORTH AMERICA (US) LP (QSE)
48911 | TGF_GT1_8000 | 1 | 48911TGF_GT1_80001 | 48911TGF_GT1_8000 | 69.2 | GDF SUEZ ENERGY MARKETING NA INC (QSE)
3404 | THOUSE_2G | 2 | 3404THOUSE_2G2 | 3404THOUSE_2G | 799 | LUMINANT ENERGY COMPANY LLC (QSE)
48875 | THW_3132 | A | 48875THW_3132A | 48875THW_3132 | 56 | NRG TEXAS POWER LLC (QSE)
48875 | THW_3132 | B | 48875THW_3132B | 48875THW_3132 | 57 | NRG TEXAS POWER LLC (QSE)
48877 | THW_3334 | C | 48877THW_3334C | 48877THW_3334 | 56 | NRG TEXAS POWER LLC (QSE)
48877 | THW_3334 | D | 48877THW_3334D | 48877THW_3334 | 57 | NRG TEXAS POWER LLC (QSE)
48879 | THW_4142 | E | 48879THW_4142E | 48879THW_4142 | 55 | NRG TEXAS POWER LLC (QSE)
48879 | THW_4142 | F | 48879THW_4142F | 48879THW_4142 | 57 | NRG TEXAS POWER LLC (QSE)
48881 | THW_4344 | G | 48881THW_4344G | 48881THW_4344 | 55 | NRG TEXAS POWER LLC (QSE)
48881 | THW_4344 | H | 48881THW_4344H | 48881THW_4344 | 57 | NRG TEXAS POWER LLC (QSE)
48885 | THW_5152 | A | 48885THW_5152A | 48885THW_5152 | 59 | NRG TEXAS POWER LLC (QSE)
48885 | THW_5152 | B | 48885THW_5152B | 48885THW_5152 | 59 | NRG TEXAS POWER LLC (QSE)
48886 | THW_5354 | C | 48886THW_5354C | 48886THW_5354 | 56 | NRG TEXAS POWER LLC (QSE)
48886 | THW_5354 | D | 48886THW_5354D | 48886THW_5354 | 59 | NRG TEXAS POWER LLC (QSE)
48887 | THW_5556 | E | 48887THW_5556E | 48887THW_5556 | 59 | NRG TEXAS POWER LLC (QSE)
48887 | THW_5556 | F | 48887THW_5556F | 48887THW_5556 | 60 | NRG TEXAS POWER LLC (QSE)
48883 | THW_GT1_GT_1 | B2 | 48883THW_GT1_GT_1B2 | 48883THW_GT1_GT_1 | 10 | NRG TEXAS POWER LLC (QSE)
48873 | THW_ST3_ST_3 | 3 | 48873THW_ST3_ST_33 | 48873THW_ST3_ST_3 | 110 | NRG TEXAS POWER LLC (QSE)
48874 | THW_ST4_ST_4 | 4 | 48874THW_ST4_ST_44 | 48874THW_ST4_ST_4 | 110 | NRG TEXAS POWER LLC (QSE)
11021 | TIEHVCG_1G | 1 | 11021TIEHVCG_1G1 | 11021TIEHVCG_1G | 158 | PSEG ENERGY RESOURCES AND TRADE LLC (ODESSA) (SQ2)
11022 | TIEHVCG_2G | 1 | 11022TIEHVCG_2G1 | 11022TIEHVCG_2G | 148 | PSEG ENERGY RESOURCES AND TRADE LLC (ODESSA) (SQ2)
11023 | TIEHVCG_3G | 1 | 11023TIEHVCG_3G1 | 11023TIEHVCG_3G | 144 | PSEG ENERGY RESOURCES AND TRADE LLC (ODESSA) (SQ2)
11024 | TIEHVCG_4G | 1 | 11024TIEHVCG_4G1 | 11024TIEHVCG_4G | 163 | PSEG ENERGY RESOURCES AND TRADE LLC (ODESSA) (SQ2)
11020 | TIEHVSG_1G | 1 | 11020TIEHVSG_1G1 | 11020TIEHVSG_1G | 215 | PSEG ENERGY RESOURCES AND TRADE LLC (ODESSA) (SQ2)
11025 | TIEHVSG_2G | 1 | 11025TIEHVSG_2G1 | 11025TIEHVSG_2G | 214 | PSEG ENERGY RESOURCES AND TRADE LLC (ODESSA) (SQ2)
38580 | TNBP_CGN1_8 | 1 | 38580TNBP_CGN1_81 | 38580TNBP_CGN1_8 | 72.3 | BPTX (SQ1)
38590 | TNBP_CGN2_8 | 2 | 38590TNBP_CGN2_82 | 38590TNBP_CGN2_8 | 79.2 | BPTX (SQ1)
38600 | TNBP_CGN3_8 | 5 | 38600TNBP_CGN3_85 | 38600TNBP_CGN3_8 | 53 | BPTX (SQ1)
38690 | TNBP_CGN4_8 | 3 | 38690TNBP_CGN4_83 | 38690TNBP_CGN4_8 | 40 | TNMP
38611 | TNBPAMCG1_8 | 1 | 38611TNBPAMCG1_81 | 38611TNBPAMCG1_8 | 152.3 | BPTX (SQ1)
38612 | TNBPAMCG2_8 | 2 | 38612TNBPAMCG2_82 | 38612TNBPAMCG2_8 | 152.1 | BPTX (SQ1)
38613 | TNBPAMCG3_8 | 3 | 38613TNBPAMCG3_83 | 38613TNBPAMCG3_8 | 152.1 | BPTX (SQ1)
38614 | TNBPAMCG4_8 | 4 | 38614TNBPAMCG4_84 | 38614TNBPAMCG4_8 | 96 | BPTX (SQ1)
38615 | TNBPAMCG5_8 | 1 | 38615TNBPAMCG5_81 | 38615TNBPAMCG5_8 | 244 | BPTX (SQ1)
39480 | TNDOWCGNGG8 | 1 | 39480TNDOWCGNGG81 | 39480TNDOWCGNGG8 | 30 | TRQ7 (SQ7)
39470 | TNDOWCGNSG8 | 1 | 39470TNDOWCGNSG81 | 39470TNDOWCGNSG8 | 32 | TRQ7 (SQ7)
39760 | TNSCLP1___8 | 1 | 39760TNSCLP1___81 | 39760TNSCLP1___8 | 109.7 | TENASKA POWER SERVICES CO (QSE)
39770 | TNSCLP2___8 | 1 | 39770TNSCLP2___81 | 39770TNSCLP2___8 | 109 | TENASKA POWER SERVICES CO (QSE)
39790 | TNSCLP3___8 | 1 | 39790TNSCLP3___81 | 39790TNSCLP3___8 | 117.8 | TENASKA POWER SERVICES CO (QSE)
39775 | TNSCLP4___8 | 1 | 39775TNSCLP4___81 | 39775TNSCLP4___8 | 115.8 | TENASKA POWER SERVICES CO (QSE)
38437 | TNSRBNMESA9 | 1 | 38437TNSRBNMESA91 | 38437TNSRBNMESA9 | 150 | SHERBINO I WIND FARM LLC (QSE)
39960 | TNTNPONE_18 | 1 | 39960TNTNPONE_181 | 39960TNTNPONE_18 | 152.6 | OPTIM ENERGY MARKETING LLC (QSE)
39970 | TNTNPONE_28 | 1 | 39970TNTNPONE_281 | 39970TNTNPONE_28 | 154.7 | OPTIM ENERGY MARKETING LLC (QSE)
38711 | TNTXCTY1CG8 | 1 | 38711TNTXCTY1CG81 | 38711TNTXCTY1CG8 | 98.4 | CALPINE POWER MANAGEMENT LP
38712 | TNTXCTY2CG8 | 1 | 38712TNTXCTY2CG81 | 38712TNTXCTY2CG8 | 95.1 | CALPINE POWER MANAGEMENT LP
38713 | TNTXCTY3CG8 | 1 | 38713TNTXCTY3CG81 | 38713TNTXCTY3CG8 | 98.4 | CALPINE POWER MANAGEMENT LP
38714 | TNTXCTY4CG8 | 1 | 38714TNTXCTY4CG81 | 38714TNTXCTY4CG8 | 102 | CALPINE POWER MANAGEMENT LP
38332 | TNWDWRDU2_8 | 1 | 38332TNWDWRDU2_81 | 38332TNWDWRDU2_8 | 80 | LUMINANT ENERGY COMPANY LLC (SQ1)
1343 | TRENTIPP_8 | 1 | 1343TRENTIPP_81 | 1343TRENTIPP_8 | 150 | LUMINANT ENERGY COMPANY LLC (SQ1)
3126 | TRINIDAD_6G | 1 | 3126TRINIDAD_6G1 | 3126TRINIDAD_6G | 236 | RELIANT ENERGY POWER SUPPLY LLC (QSE)
6407 | TURKTRAK1A | 1 | 6407TURKTRAK1A1 | 6407TURKTRAK1A | 169.5 | INVENERGY TURKEY TRACK (SQ5)
5436 | TUTTL_WBT1G1 | MB | 5436TUTTL_WBT1G1MB | 5436TUTTL_WBT1G1 | 61 | CPS ENERGY (QSE)
5438 | TUTTL_WBT3G3 | MB | 5438TUTTL_WBT3G3MB | 5438TUTTL_WBT3G3 | 96 | CPS ENERGY (QSE)
5439 | TUTTL_WBT4G4 | MB | 5439TUTTL_WBT4G4MB | 5439TUTTL_WBT4G4 | 151 | CPS ENERGY (QSE)
8148 | UCAR #1 | 2 | 8148UCAR #12 | 8148UCAR #1 | 7 | TRQ7 (SQ7)
8147 | UCAR #2 | 10 | 8147UCAR #210 | 8147UCAR #2 | 21 | TRQ7 (SQ7)
1687 | VALLEY_1G | 1 | 1687VALLEY_1G1 | 1687VALLEY_1G | 175 | LUMINANT ENERGY COMPANY LLC (QSE)
1688 | VALLEY_2G | 2 | 1688VALLEY_2G2 | 1688VALLEY_2G | 559 | LUMINANT ENERGY COMPANY LLC (QSE)
1689 | VALLEY_3G | 3 | 1689VALLEY_3G3 | 1689VALLEY_3G | 382 | LUMINANT ENERGY COMPANY LLC (QSE)
8173 | VICEC51A | 5 | 8173VICEC51A5 | 8173VICEC51A | 144 | TRQ4 (SQ4)
8174 | VICEC61A | 6 | 8174VICEC61A6 | 8174VICEC61A | 188 | TRQ4 (SQ4)
80224 | VISTRONG1 | 1 | 80224VISTRONG11 | 80224VISTRONG1 | 18.5 | RELIANT ENERGY POWER SUPPLY LLC (QSE)
80225 | VISTRONG2 | 2 | 80225VISTRONG22 | 80225VISTRONG2 | 23 | RELIANT ENERGY POWER SUPPLY LLC (QSE)
48921 | WAP_GN1_1 | 1 | 48921WAP_GN1_11 | 48921WAP_GN1_1 | 168 | NRG TEXAS POWER LLC (QSE)
48922 | WAP_GN2_2 | 2 | 48922WAP_GN2_22 | 48922WAP_GN2_2 | 166 | NRG TEXAS POWER LLC (QSE)
48923 | WAP_GN3_3 | 3 | 48923WAP_GN3_33 | 48923WAP_GN3_3 | 254 | NRG TEXAS POWER LLC (QSE)
48924 | WAP_GN4_4 | 4 | 48924WAP_GN4_44 | 48924WAP_GN4_4 | 543 | NRG TEXAS POWER LLC (QSE)
48925 | WAP_GN5_5 | 5 | 48925WAP_GN5_55 | 48925WAP_GN5_5 | 653 | NRG TEXAS POWER LLC (QSE)
48926 | WAP_GN6_6 | 6 | 48926WAP_GN6_66 | 48926WAP_GN6_6 | 645 | NRG TEXAS POWER LLC (QSE)
48927 | WAP_GN7_7 | 7 | 48927WAP_GN7_77 | 48927WAP_GN7_7 | 564 | NRG TEXAS POWER LLC (QSE)
48928 | WAP_GN8_8 | 8 | 48928WAP_GN8_88 | 48928WAP_GN8_8 | 600 | NRG TEXAS POWER LLC (QSE)
48929 | WAPGT21_GT1 | B1 | 48929WAPGT21_GT1B1 | 48929WAPGT21_GT1 | 13 | NRG TEXAS POWER LLC (QSE)
48940 | WARVUE_GT1 | G1 | 48940WARVUE_GT1G1 | 48940WARVUE_GT1 | 12 | ERCOT
1453 | WCPWRCO_1G | 1 | 1453WCPWRCO_1G1 | 1453WCPWRCO_1G | 211 | GDF SUEZ ENERGY MARKETING NA INC (QSE)
1454 | WCPWRCO_2G | 2 | 1454WCPWRCO_2G2 | 1454WCPWRCO_2G | 212 | GDF SUEZ ENERGY MARKETING NA INC (QSE)
1455 | WCPWRCO_3G | 3 | 1455WCPWRCO_3G3 | 1455WCPWRCO_3G | 242 | GDF SUEZ ENERGY MARKETING NA INC (QSE)
5920 | WELSHDC1 | EQ | 5920WELSHDC1EQ | 5920WELSHDC1 | 600 | DC-tie
1349 | WESTXWIN_1G | 1 | 1349WESTXWIN_1G1 | 1349WESTXWIN_1G | 6.6 | LUMINANT ENERGY COMPANY LLC (SQ1)
1479 | WFCOGEN_1G | 1 | 1479WFCOGEN_1G1 | 1479WFCOGEN_1G | 20 | WESTAR (SQ1)
1479 | WFCOGEN_1G | 2 | 1479WFCOGEN_1G2 | 1479WFCOGEN_1G | 20 | WESTAR (SQ1)
1482 | WFCOGEN_2G | 1 | 1482WFCOGEN_2G1 | 1482WFCOGEN_2G | 20 | WESTAR (SQ1)
1482 | WFCOGEN_2G | 2 | 1482WFCOGEN_2G2 | 1482WFCOGEN_2G | 18 | WESTAR (SQ1)
244 | WHITNYDM01 | 1 | 244WHITNYDM011 | 244WHITNYDM01 | 15 | BRAZOS ELECTRIC POWER CO OP INC (QSE)
245 | WHITNYDM02 | 2 | 245WHITNYDM022 | 245WHITNYDM02 | 15 | BRAZOS ELECTRIC POWER CO OP INC (QSE)
60081 | WHRLWIND1A | 1 | 60081WHRLWIND1A1 | 60081WHRLWIND1A | 60 | CITY OF AUSTIN DBA AUSTIN ENERGY (QSE)
1327 | WILDHRSE_1G | 1 | 1327WILDHRSE_1G1 | 1327WILDHRSE_1G | 120 | ONCOR
1877 | WLFHOLW_1G | 1 | 1877WLFHOLW_1G1 | 1877WLFHOLW_1G | 217.08 | EAGLE ENERGY PARTNERS I LP (QSE)
1878 | WLFHOLW_2G | 2 | 1878WLFHOLW_2G2 | 1878WLFHOLW_2G | 216.19 | EAGLE ENERGY PARTNERS I LP (QSE)
1879 | WLFHOLW_3G | 3 | 1879WLFHOLW_3G3 | 1879WLFHOLW_3G | 270.43 | EAGLE ENERGY PARTNERS I LP (QSE)
728 | WOLFRIDGE801 | 1 | 728WOLFRIDGE8011 | 728WOLFRIDGE801 | 112.5 | FPL ENERGY TEXAS KEIR LLC (QSE)
60016 | WOODWRD11A | 1 | 60016WOODWRD11A1 | 60016WOODWRD11A | 80 | LUMINANT ENERGY COMPANY LLC (SQ1)

## Step1 for import
| Bus TLR Sensitivities | [7 empty] | Load impact | 0 | Load + line | 214
Unique | Number | Name | Zone Num | Zone Name | P Sensitivity | Gen MW | Load MW | Max MW | Load impact | sum of impacts | 214
[8 empty] | 0 | 0 | 214
[8 empty] | 0 | 0 | 214
[8 empty] | 0 | 0 | 214
[8 empty] | 0 | 0 | 214
[8 empty] | 0 | 0 | 214
[8 empty] | 0 | 0 | 214
[8 empty] | 0 | 0 | 214
[8 empty] | 0 | 0 | 214
[8 empty] | 0 | 0 | 214
[8 empty] | 0 | 0 | 214
[8 empty] | 0 | 0 | 214
[8 empty] | 0 | 0 | 214
[8 empty] | 0 | 0 | 214
[8 empty] | 0 | 0 | 214
[8 empty] | 0 | 0 | 214
[8 empty] | 0 | 0 | 214
[8 empty] | 0 | 0 | 214
[8 empty] | 0 | 0 | 214
[8 empty] | 0 | 0 | 214
[8 empty] | 0 | 0 | 214
[8 empty] | 0 | 0 | 214
[8 empty] | 0 | 0 | 214
[8 empty] | 0 | 0 | 214
[8 empty] | 0 | 0 | 214
[8 empty] | 0 | 0 | 214
[8 empty] | 0 | 0 | 214
[8 empty] | 0 | 0 | 214
[8 empty] | 0 | 0 | 214
[8 empty] | 0 | 0 | 214
[8 empty] | 0 | 0 | 214
[8 empty] | 0 | 0 | 214
[8 empty] | 0 | 0 | 214
[8 empty] | 0 | 0 | 214
[8 empty] | 0 | 0 | 214
[8 empty] | 0 | 0 | 214
[8 empty] | 0 | 0 | 214
[8 empty] | 0 | 0 | 214
[8 empty] | 0 | 0 | 214
[8 empty] | 0 | 0 | 214
[8 empty] | 0 | 0 | 214
[8 empty] | 0 | 0 | 214
[8 empty] | 0 | 0 | 214
[8 empty] | 0 | 0 | 214
[8 empty] | 0 | 0 | 214
[8 empty] | 0 | 0 | 214
[8 empty] | 0 | 0 | 214
[8 empty] | 0 | 0 | 214
[8 empty] | 0 | 0 | 214
[8 empty] | 0 | 0 | 214
[8 empty] | 0 | 0 | 214
[8 empty] | 0 | 0 | 214
[8 empty] | 0 | 0 | 214
[8 empty] | 0 | 0 | 214
[8 empty] | 0 | 0 | 214
[8 empty] | 0 | 0 | 214
[8 empty] | 0 | 0 | 214
[8 empty] | 0 | 0 | 214
[8 empty] | 0 | 0 | 214
[8 empty] | 0 | 0 | 214
[8 empty] | 0 | 0 | 214
[8 empty] | 0 | 0 | 214
[8 empty] | 0 | 0 | 214
[8 empty] | 0 | 0 | 214
[8 empty] | 0 | 0 | 214
[8 empty] | 0 | 0 | 214
[8 empty] | 0 | 0 | 214
[8 empty] | 0 | 0 | 214
[8 empty] | 0 | 0 | 214
[8 empty] | 0 | 0 | 214
[8 empty] | 0 | 0 | 214
[8 empty] | 0 | 0 | 214
[8 empty] | 0 | 0 | 214
[8 empty] | 0 | 0 | 214
[8 empty] | 0 | 0 | 214
[8 empty] | 0 | 0 | 214
[8 empty] | 0 | 0 | 214
[8 empty] | 0 | 0 | 214
[8 empty] | 0 | 0 | 214
[8 empty] | 0 | 0 | 214
[8 empty] | 0 | 0 | 214
[8 empty] | 0 | 0 | 214
[8 empty] | 0 | 0 | 214
[8 empty] | 0 | 0 | 214
[8 empty] | 0 | 0 | 214
[8 empty] | 0 | 0 | 214
[8 empty] | 0 | 0 | 214
[8 empty] | 0 | 0 | 214
[8 empty] | 0 | 0 | 214
[8 empty] | 0 | 0 | 214
[8 empty] | 0 | 0 | 214
[8 empty] | 0 | 0 | 214
[8 empty] | 0 | 0 | 214
[8 empty] | 0 | 0 | 214
[8 empty] | 0 | 0 | 214
[8 empty] | 0 | 0 | 214
[8 empty] | 0 | 0 | 214
[8 empty] | 0 | 0 | 214
[8 empty] | 0 | 0 | 214
[8 empty] | 0 | 0 | 214
[8 empty] | 0 | 0 | 214
[8 empty] | 0 | 0 | 214
[8 empty] | 0 | 0 | 214
[8 empty] | 0 | 0 | 214
[8 empty] | 0 | 0 | 214
[8 empty] | 0 | 0 | 214
[8 empty] | 0 | 0 | 214
[8 empty] | 0 | 0 | 214
[8 empty] | 0 | 0 | 214
[8 empty] | 0 | 0 | 214
[8 empty] | 0 | 0 | 214
[8 empty] | 0 | 0 | 214
[8 empty] | 0 | 0 | 214
[8 empty] | 0 | 0 | 214
[8 empty] | 0 | 0 | 214
[8 empty] | 0 | 0 | 214
[8 empty] | 0 | 0 | 214
[8 empty] | 0 | 0 | 214
[8 empty] | 0 | 0 | 214
[8 empty] | 0 | 0 | 214
[8 empty] | 0 | 0 | 214
[8 empty] | 0 | 0 | 214
[8 empty] | 0 | 0 | 214
[8 empty] | 0 | 0 | 214
[8 empty] | 0 | 0 | 214
[8 empty] | 0 | 0 | 214
[8 empty] | 0 | 0 | 214
[8 empty] | 0 | 0 | 214
[8 empty] | 0 | 0 | 214
[8 empty] | 0 | 0 | 214
[8 empty] | 0 | 0 | 214
[8 empty] | 0 | 0 | 214
[8 empty] | 0 | 0 | 214
[8 empty] | 0 | 0 | 214
[8 empty] | 0 | 0 | 214
[8 empty] | 0 | 0 | 214
[8 empty] | 0 | 0 | 214
[8 empty] | 0 | 0 | 214
[8 empty] | 0 | 0 | 214
[8 empty] | 0 | 0 | 214
[8 empty] | 0 | 0 | 214
[8 empty] | 0 | 0 | 214
[8 empty] | 0 | 0 | 214
[8 empty] | 0 | 0 | 214
[8 empty] | 0 | 0 | 214
[8 empty] | 0 | 0 | 214
[8 empty] | 0 | 0 | 214
[8 empty] | 0 | 0 | 214
[8 empty] | 0 | 0 | 214
[8 empty] | 0 | 0 | 214
[8 empty] | 0 | 0 | 214
[8 empty] | 0 | 0 | 214
[8 empty] | 0 | 0 | 214
[8 empty] | 0 | 0 | 214
[8 empty] | 0 | 0 | 214
[8 empty] | 0 | 0 | 214
[8 empty] | 0 | 0 | 214
[8 empty] | 0 | 0 | 214
[8 empty] | 0 | 0 | 214
[8 empty] | 0 | 0 | 214
[8 empty] | 0 | 0 | 214
[8 empty] | 0 | 0 | 214
[8 empty] | 0 | 0 | 214
[8 empty] | 0 | 0 | 214
[8 empty] | 0 | 0 | 214
[8 empty] | 0 | 0 | 214
[8 empty] | 0 | 0 | 214
[8 empty] | 0 | 0 | 214
[8 empty] | 0 | 0 | 214
[8 empty] | 0 | 0 | 214
[8 empty] | 0 | 0 | 214
[8 empty] | 0 | 0 | 214
[8 empty] | 0 | 0 | 214
[8 empty] | 0 | 0 | 214
[8 empty] | 0 | 0 | 214
[8 empty] | 0 | 0 | 214
[8 empty] | 0 | 0 | 214
[8 empty] | 0 | 0 | 214
[8 empty] | 0 | 0 | 214
[8 empty] | 0 | 0 | 214
[8 empty] | 0 | 0 | 214
[8 empty] | 0 | 0 | 214
[8 empty] | 0 | 0 | 214
[8 empty] | 0 | 0 | 214
[8 empty] | 0 | 0 | 214
[8 empty] | 0 | 0 | 214
[8 empty] | 0 | 0 | 214
[8 empty] | 0 | 0 | 214
[8 empty] | 0 | 0 | 214
[8 empty] | 0 | 0 | 214
[8 empty] | 0 | 0 | 214
[8 empty] | 0 | 0 | 214
[8 empty] | 0 | 0 | 214
[8 empty] | 0 | 0 | 214
[8 empty] | 0 | 0 | 214
[8 empty] | 0 | 0 | 214
[8 empty] | 0 | 0 | 214
[8 empty] | 0 | 0 | 214
[8 empty] | 0 | 0 | 214
[8 empty] | 0 | 0 | 214
[8 empty] | 0 | 0 | 214
[8 empty] | 0 | 0 | 214
[8 empty] | 0 | 0 | 214
[8 empty] | 0 | 0 | 214
[8 empty] | 0 | 0 | 214
[8 empty] | 0 | 0 | 214
[8 empty] | 0 | 0 | 214
[8 empty] | 0 | 0 | 214
[8 empty] | 0 | 0 | 214
[8 empty] | 0 | 0 | 214
[8 empty] | 0 | 0 | 214
[8 empty] | 0 | 0 | 214
[8 empty] | 0 | 0 | 214
[8 empty] | 0 | 0 | 214
[8 empty] | 0 | 0 | 214
[8 empty] | 0 | 0 | 214
[8 empty] | 0 | 0 | 214
[8 empty] | 0 | 0 | 214
[8 empty] | 0 | 0 | 214
[8 empty] | 0 | 0 | 214
[8 empty] | 0 | 0 | 214
[8 empty] | 0 | 0 | 214
[8 empty] | 0 | 0 | 214
[8 empty] | 0 | 0 | 214
[8 empty] | 0 | 0 | 214
[8 empty] | 0 | 0 | 214
[8 empty] | 0 | 0 | 214
[8 empty] | 0 | 0 | 214
[8 empty] | 0 | 0 | 214
[8 empty] | 0 | 0 | 214
[8 empty] | 0 | 0 | 214
[8 empty] | 0 | 0 | 214
[8 empty] | 0 | 0 | 214
[8 empty] | 0 | 0 | 214
[8 empty] | 0 | 0 | 214
[8 empty] | 0 | 0 | 214
[8 empty] | 0 | 0 | 214
[8 empty] | 0 | 0 | 214
[8 empty] | 0 | 0 | 214
[8 empty] | 0 | 0 | 214
[8 empty] | 0 | 0 | 214
[8 empty] | 0 | 0 | 214
[8 empty] | 0 | 0 | 214
[8 empty] | 0 | 0 | 214
[8 empty] | 0 | 0 | 214
[8 empty] | 0 | 0 | 214
[8 empty] | 0 | 0 | 214
[8 empty] | 0 | 0 | 214
[8 empty] | 0 | 0 | 214
[8 empty] | 0 | 0 | 214
[8 empty] | 0 | 0 | 214
[8 empty] | 0 | 0 | 214
[8 empty] | 0 | 0 | 214
[8 empty] | 0 | 0 | 214
[8 empty] | 0 | 0 | 214
[8 empty] | 0 | 0 | 214
[8 empty] | 0 | 0 | 214
[8 empty] | 0 | 0 | 214
[8 empty] | 0 | 0 | 214
[8 empty] | 0 | 0 | 214
[8 empty] | 0 | 0 | 214
[8 empty] | 0 | 0 | 214
[8 empty] | 0 | 0 | 214
[8 empty] | 0 | 0 | 214
[8 empty] | 0 | 0 | 214
[8 empty] | 0 | 0 | 214
[8 empty] | 0 | 0 | 214
[8 empty] | 0 | 0 | 214
[8 empty] | 0 | 0 | 214
[8 empty] | 0 | 0 | 214
[8 empty] | 0 | 0 | 214
[8 empty] | 0 | 0 | 214
[8 empty] | 0 | 0 | 214
[8 empty] | 0 | 0 | 214
[8 empty] | 0 | 0 | 214
[8 empty] | 0 | 0 | 214
[8 empty] | 0 | 0 | 214
[8 empty] | 0 | 0 | 214
[8 empty] | 0 | 0 | 214
[8 empty] | 0 | 0 | 214
[8 empty] | 0 | 0 | 214
[8 empty] | 0 | 0 | 214
[8 empty] | 0 | 0 | 214
[8 empty] | 0 | 0 | 214
[8 empty] | 0 | 0 | 214
[8 empty] | 0 | 0 | 214
[8 empty] | 0 | 0 | 214
[8 empty] | 0 | 0 | 214
[8 empty] | 0 | 0 | 214
[8 empty] | 0 | 0 | 214
[8 empty] | 0 | 0 | 214
[8 empty] | 0 | 0 | 214
[8 empty] | 0 | 0 | 214
[8 empty] | 0 | 0 | 214
[8 empty] | 0 | 0 | 214
[8 empty] | 0 | 0 | 214
[8 empty] | 0 | 0 | 214
[8 empty] | 0 | 0 | 214
[8 empty] | 0 | 0 | 214
[8 empty] | 0 | 0 | 214
[8 empty] | 0 | 0 | 214
[8 empty] | 0 | 0 | 214
[8 empty] | 0 | 0 | 214
[8 empty] | 0 | 0 | 214
[8 empty] | 0 | 0 | 214
[8 empty] | 0 | 0 | 214
[8 empty] | 0 | 0 | 214
[8 empty] | 0 | 0 | 214
[8 empty] | 0 | 0 | 214
[8 empty] | 0 | 0 | 214
[8 empty] | 0 | 0 | 214
[8 empty] | 0 | 0 | 214
[8 empty] | 0 | 0 | 214
[8 empty] | 0 | 0 | 214
[8 empty] | 0 | 0 | 214
[8 empty] | 0 | 0 | 214
[8 empty] | 0 | 0 | 214
[8 empty] | 0 | 0 | 214
[8 empty] | 0 | 0 | 214
[8 empty] | 0 | 0 | 214
[8 empty] | 0 | 0 | 214
[8 empty] | 0 | 0 | 214
[8 empty] | 0 | 0 | 214
[8 empty] | 0 | 0 | 214
[8 empty] | 0 | 0 | 214
[8 empty] | 0 | 0 | 214
[8 empty] | 0 | 0 | 214
[8 empty] | 0 | 0 | 214
[8 empty] | 0 | 0 | 214
[8 empty] | 0 | 0 | 214
[8 empty] | 0 | 0 | 214
[8 empty] | 0 | 0 | 214
[8 empty] | 0 | 0 | 214
[8 empty] | 0 | 0 | 214
[8 empty] | 0 | 0 | 214
[8 empty] | 0 | 0 | 214
[8 empty] | 0 | 0 | 214
[8 empty] | 0 | 0 | 214
[8 empty] | 0 | 0 | 214
[8 empty] | 0 | 0 | 214
[8 empty] | 0 | 0 | 214
[8 empty] | 0 | 0 | 214
[8 empty] | 0 | 0 | 214
[8 empty] | 0 | 0 | 214
[8 empty] | 0 | 0 | 214
[8 empty] | 0 | 0 | 214
[8 empty] | 0 | 0 | 214
[8 empty] | 0 | 0 | 214
[8 empty] | 0 | 0 | 214
[8 empty] | 0 | 0 | 214
[8 empty] | 0 | 0 | 214
[8 empty] | 0 | 0 | 214
[8 empty] | 0 | 0 | 214
[8 empty] | 0 | 0 | 214
[8 empty] | 0 | 0 | 214
[8 empty] | 0 | 0 | 214
[8 empty] | 0 | 0 | 214
[8 empty] | 0 | 0 | 214
[8 empty] | 0 | 0 | 214
[8 empty] | 0 | 0 | 214
[8 empty] | 0 | 0 | 214
[8 empty] | 0 | 0 | 214
[8 empty] | 0 | 0 | 214
[8 empty] | 0 | 0 | 214
[8 empty] | 0 | 0 | 214
[8 empty] | 0 | 0 | 214
[8 empty] | 0 | 0 | 214
[8 empty] | 0 | 0 | 214
[8 empty] | 0 | 0 | 214
[8 empty] | 0 | 0 | 214
[8 empty] | 0 | 0 | 214
[8 empty] | 0 | 0 | 214
[8 empty] | 0 | 0 | 214
[8 empty] | 0 | 0 | 214
[8 empty] | 0 | 0 | 214
[8 empty] | 0 | 0 | 214
[8 empty] | 0 | 0 | 214
[8 empty] | 0 | 0 | 214
[8 empty] | 0 | 0 | 214
[8 empty] | 0 | 0 | 214
[8 empty] | 0 | 0 | 214
[8 empty] | 0 | 0 | 214
[8 empty] | 0 | 0 | 214
[8 empty] | 0 | 0 | 214
[8 empty] | 0 | 0 | 214
[8 empty] | 0 | 0 | 214
[8 empty] | 0 | 0 | 214
[8 empty] | 0 | 0 | 214
[8 empty] | 0 | 0 | 214
[8 empty] | 0 | 0 | 214
[8 empty] | 0 | 0 | 214
[8 empty] | 0 | 0 | 214
[8 empty] | 0 | 0 | 214
[8 empty] | 0 | 0 | 214
[8 empty] | 0 | 0 | 214
[8 empty] | 0 | 0 | 214
[8 empty] | 0 | 0 | 214
[8 empty] | 0 | 0 | 214
[8 empty] | 0 | 0 | 214
[8 empty] | 0 | 0 | 214
[8 empty] | 0 | 0 | 214
[8 empty] | 0 | 0 | 214
[8 empty] | 0 | 0 | 214
[8 empty] | 0 | 0 | 214
[8 empty] | 0 | 0 | 214
[8 empty] | 0 | 0 | 214
[8 empty] | 0 | 0 | 214
[8 empty] | 0 | 0 | 214
[8 empty] | 0 | 0 | 214
[8 empty] | 0 | 0 | 214
[8 empty] | 0 | 0 | 214
[8 empty] | 0 | 0 | 214
[8 empty] | 0 | 0 | 214
[8 empty] | 0 | 0 | 214
[8 empty] | 0 | 0 | 214
[8 empty] | 0 | 0 | 214
[8 empty] | 0 | 0 | 214
[8 empty] | 0 | 0 | 214
[8 empty] | 0 | 0 | 214
[8 empty] | 0 | 0 | 214
[8 empty] | 0 | 0 | 214
[8 empty] | 0 | 0 | 214
[8 empty] | 0 | 0 | 214
[8 empty] | 0 | 0 | 214
[8 empty] | 0 | 0 | 214
[8 empty] | 0 | 0 | 214
[8 empty] | 0 | 0 | 214
[8 empty] | 0 | 0 | 214
[8 empty] | 0 | 0 | 214
[8 empty] | 0 | 0 | 214
[8 empty] | 0 | 0 | 214
[8 empty] | 0 | 0 | 214
[8 empty] | 0 | 0 | 214
[8 empty] | 0 | 0 | 214
[8 empty] | 0 | 0 | 214
[8 empty] | 0 | 0 | 214
[8 empty] | 0 | 0 | 214
[8 empty] | 0 | 0 | 214
[8 empty] | 0 | 0 | 214
[8 empty] | 0 | 0 | 214
[8 empty] | 0 | 0 | 214
[8 empty] | 0 | 0 | 214
[8 empty] | 0 | 0 | 214
[8 empty] | 0 | 0 | 214
[8 empty] | 0 | 0 | 214
[8 empty] | 0 | 0 | 214
[8 empty] | 0 | 0 | 214
[8 empty] | 0 | 0 | 214
[8 empty] | 0 | 0 | 214
[8 empty] | 0 | 0 | 214
[8 empty] | 0 | 0 | 214
[8 empty] | 0 | 0 | 214
[8 empty] | 0 | 0 | 214
[8 empty] | 0 | 0 | 214
[8 empty] | 0 | 0 | 214
[8 empty] | 0 | 0 | 214
[8 empty] | 0 | 0 | 214
[8 empty] | 0 | 0 | 214
[8 empty] | 0 | 0 | 214
[8 empty] | 0 | 0 | 214
[8 empty] | 0 | 0 | 214
[8 empty] | 0 | 0 | 214
[8 empty] | 0 | 0 | 214
[8 empty] | 0 | 0 | 214
[8 empty] | 0 | 0 | 214
[8 empty] | 0 | 0 | 214
[8 empty] | 0 | 0 | 214
[8 empty] | 0 | 0 | 214
[8 empty] | 0 | 0 | 214
[8 empty] | 0 | 0 | 214
[8 empty] | 0 | 0 | 214
[8 empty] | 0 | 0 | 214
[8 empty] | 0 | 0 | 214
[8 empty] | 0 | 0 | 214
[8 empty] | 0 | 0 | 214
[8 empty] | 0 | 0 | 214
[8 empty] | 0 | 0 | 214
[8 empty] | 0 | 0 | 214
[8 empty] | 0 | 0 | 214
[8 empty] | 0 | 0 | 214
[8 empty] | 0 | 0 | 214
[8 empty] | 0 | 0 | 214
[8 empty] | 0 | 0 | 214
[8 empty] | 0 | 0 | 214
[8 empty] | 0 | 0 | 214
[8 empty] | 0 | 0 | 214
[8 empty] | 0 | 0 | 214
[8 empty] | 0 | 0 | 214
[8 empty] | 0 | 0 | 214
[8 empty] | 0 | 0 | 214
[8 empty] | 0 | 0 | 214
[8 empty] | 0 | 0 | 214
[8 empty] | 0 | 0 | 214
[8 empty] | 0 | 0 | 214
[8 empty] | 0 | 0 | 214
[8 empty] | 0 | 0 | 214
[8 empty] | 0 | 0 | 214
[8 empty] | 0 | 0 | 214
[8 empty] | 0 | 0 | 214
[8 empty] | 0 | 0 | 214
[8 empty] | 0 | 0 | 214
[8 empty] | 0 | 0 | 214
[8 empty] | 0 | 0 | 214
[8 empty] | 0 | 0 | 214
[8 empty] | 0 | 0 | 214
[8 empty] | 0 | 0 | 214
[8 empty] | 0 | 0 | 214
[8 empty] | 0 | 0 | 214
[8 empty] | 0 | 0 | 214
[8 empty] | 0 | 0 | 214
[8 empty] | 0 | 0 | 214
[8 empty] | 0 | 0 | 214
[8 empty] | 0 | 0 | 214
[8 empty] | 0 | 0 | 214
[8 empty] | 0 | 0 | 214
[8 empty] | 0 | 0 | 214
[8 empty] | 0 | 0 | 214
[8 empty] | 0 | 0 | 214
[8 empty] | 0 | 0 | 214
[8 empty] | 0 | 0 | 214
[8 empty] | 0 | 0 | 214
[8 empty] | 0 | 0 | 214
[8 empty] | 0 | 0 | 214
[8 empty] | 0 | 0 | 214
[8 empty] | 0 | 0 | 214
[8 empty] | 0 | 0 | 214
[8 empty] | 0 | 0 | 214
[8 empty] | 0 | 0 | 214
[8 empty] | 0 | 0 | 214
[8 empty] | 0 | 0 | 214
[8 empty] | 0 | 0 | 214
[8 empty] | 0 | 0 | 214
[8 empty] | 0 | 0 | 214
[8 empty] | 0 | 0 | 214
[8 empty] | 0 | 0 | 214
[8 empty] | 0 | 0 | 214
[8 empty] | 0 | 0 | 214
[8 empty] | 0 | 0 | 214
[8 empty] | 0 | 0 | 214
[8 empty] | 0 | 0 | 214
[8 empty] | 0 | 0 | 214
[8 empty] | 0 | 0 | 214
[8 empty] | 0 | 0 | 214
[8 empty] | 0 | 0 | 214
[8 empty] | 0 | 0 | 214
[8 empty] | 0 | 0 | 214
[8 empty] | 0 | 0 | 214
[8 empty] | 0 | 0 | 214
[8 empty] | 0 | 0 | 214
[8 empty] | 0 | 0 | 214
[8 empty] | 0 | 0 | 214
[8 empty] | 0 | 0 | 214
[8 empty] | 0 | 0 | 214
[8 empty] | 0 | 0 | 214
[8 empty] | 0 | 0 | 214
[8 empty] | 0 | 0 | 214
[8 empty] | 0 | 0 | 214
[8 empty] | 0 | 0 | 214
[8 empty] | 0 | 0 | 214
[8 empty] | 0 | 0 | 214
[8 empty] | 0 | 0 | 214
[8 empty] | 0 | 0 | 214
[8 empty] | 0 | 0 | 214
[8 empty] | 0 | 0 | 214
[8 empty] | 0 | 0 | 214
[8 empty] | 0 | 0 | 214
[8 empty] | 0 | 0 | 214
[8 empty] | 0 | 0 | 214
[8 empty] | 0 | 0 | 214
[8 empty] | 0 | 0 | 214
[8 empty] | 0 | 0 | 214
[8 empty] | 0 | 0 | 214
[8 empty] | 0 | 0 | 214
[8 empty] | 0 | 0 | 214
[8 empty] | 0 | 0 | 214
[8 empty] | 0 | 0 | 214
[8 empty] | 0 | 0 | 214
[8 empty] | 0 | 0 | 214
[8 empty] | 0 | 0 | 214
[8 empty] | 0 | 0 | 214
[8 empty] | 0 | 0 | 214
[8 empty] | 0 | 0 | 214
[8 empty] | 0 | 0 | 214
[8 empty] | 0 | 0 | 214
[8 empty] | 0 | 0 | 214
[8 empty] | 0 | 0 | 214
[8 empty] | 0 | 0 | 214
[8 empty] | 0 | 0 | 214
[8 empty] | 0 | 0 | 214
[8 empty] | 0 | 0 | 214
[8 empty] | 0 | 0 | 214
[8 empty] | 0 | 0 | 214
[8 empty] | 0 | 0 | 214
[8 empty] | 0 | 0 | 214
[8 empty] | 0 | 0 | 214
[8 empty] | 0 | 0 | 214
[8 empty] | 0 | 0 | 214
[8 empty] | 0 | 0 | 214
[8 empty] | 0 | 0 | 214
[8 empty] | 0 | 0 | 214
[8 empty] | 0 | 0 | 214
[8 empty] | 0 | 0 | 214
[8 empty] | 0 | 0 | 214
[8 empty] | 0 | 0 | 214
[8 empty] | 0 | 0 | 214
[8 empty] | 0 | 0 | 214
[8 empty] | 0 | 0 | 214
[8 empty] | 0 | 0 | 214
[8 empty] | 0 | 0 | 214
[8 empty] | 0 | 0 | 214
[8 empty] | 0 | 0 | 214
[8 empty] | 0 | 0 | 214
[8 empty] | 0 | 0 | 214
[8 empty] | 0 | 0 | 214
[8 empty] | 0 | 0 | 214
[8 empty] | 0 | 0 | 214
[8 empty] | 0 | 0 | 214
[8 empty] | 0 | 0 | 214
[8 empty] | 0 | 0 | 214
[8 empty] | 0 | 0 | 214
[8 empty] | 0 | 0 | 214
[8 empty] | 0 | 0 | 214
[8 empty] | 0 | 0 | 214
[8 empty] | 0 | 0 | 214
[8 empty] | 0 | 0 | 214
[8 empty] | 0 | 0 | 214
[8 empty] | 0 | 0 | 214
[8 empty] | 0 | 0 | 214
[8 empty] | 0 | 0 | 214
[8 empty] | 0 | 0 | 214
[8 empty] | 0 | 0 | 214
[8 empty] | 0 | 0 | 214
[8 empty] | 0 | 0 | 214
[8 empty] | 0 | 0 | 214
[8 empty] | 0 | 0 | 214
[8 empty] | 0 | 0 | 214
[8 empty] | 0 | 0 | 214
[8 empty] | 0 | 0 | 214
[8 empty] | 0 | 0 | 214
[8 empty] | 0 | 0 | 214
[8 empty] | 0 | 0 | 214
[8 empty] | 0 | 0 | 214
[8 empty] | 0 | 0 | 214
[8 empty] | 0 | 0 | 214
[8 empty] | 0 | 0 | 214
[8 empty] | 0 | 0 | 214
[8 empty] | 0 | 0 | 214
[8 empty] | 0 | 0 | 214
[8 empty] | 0 | 0 | 214
[8 empty] | 0 | 0 | 214
[8 empty] | 0 | 0 | 214
[8 empty] | 0 | 0 | 214
[8 empty] | 0 | 0 | 214
[8 empty] | 0 | 0 | 214
[8 empty] | 0 | 0 | 214
[8 empty] | 0 | 0 | 214
[8 empty] | 0 | 0 | 214
[8 empty] | 0 | 0 | 214
[8 empty] | 0 | 0 | 214
[8 empty] | 0 | 0 | 214
[8 empty] | 0 | 0 | 214
[8 empty] | 0 | 0 | 214
[8 empty] | 0 | 0 | 214
[8 empty] | 0 | 0 | 214
[8 empty] | 0 | 0 | 214
[8 empty] | 0 | 0 | 214
[8 empty] | 0 | 0 | 214
[8 empty] | 0 | 0 | 214
[8 empty] | 0 | 0 | 214
[8 empty] | 0 | 0 | 214
[8 empty] | 0 | 0 | 214
[8 empty] | 0 | 0 | 214
[8 empty] | 0 | 0 | 214
[8 empty] | 0 | 0 | 214
[8 empty] | 0 | 0 | 214
[8 empty] | 0 | 0 | 214
[8 empty] | 0 | 0 | 214
[8 empty] | 0 | 0 | 214
[8 empty] | 0 | 0 | 214
[8 empty] | 0 | 0 | 214
[8 empty] | 0 | 0 | 214
[8 empty] | 0 | 0 | 214
[8 empty] | 0 | 0 | 214
[8 empty] | 0 | 0 | 214
[8 empty] | 0 | 0 | 214
[8 empty] | 0 | 0 | 214
[8 empty] | 0 | 0 | 214
[8 empty] | 0 | 0 | 214
[8 empty] | 0 | 0 | 214
[8 empty] | 0 | 0 | 214
[8 empty] | 0 | 0 | 214
[8 empty] | 0 | 0 | 214
[8 empty] | 0 | 0 | 214
[8 empty] | 0 | 0 | 214
[8 empty] | 0 | 0 | 214
[8 empty] | 0 | 0 | 214
[8 empty] | 0 | 0 | 214
[8 empty] | 0 | 0 | 214
[8 empty] | 0 | 0 | 214
[8 empty] | 0 | 0 | 214
[8 empty] | 0 | 0 | 214
[8 empty] | 0 | 0 | 214
[8 empty] | 0 | 0 | 214
[8 empty] | 0 | 0 | 214
[8 empty] | 0 | 0 | 214
[8 empty] | 0 | 0 | 214
[8 empty] | 0 | 0 | 214
[8 empty] | 0 | 0 | 214
[8 empty] | 0 | 0 | 214
[8 empty] | 0 | 0 | 214
[8 empty] | 0 | 0 | 214
[8 empty] | 0 | 0 | 214
[8 empty] | 0 | 0 | 214
[8 empty] | 0 | 0 | 214
[8 empty] | 0 | 0 | 214
[8 empty] | 0 | 0 | 214
[8 empty] | 0 | 0 | 214
[8 empty] | 0 | 0 | 214
[8 empty] | 0 | 0 | 214
[8 empty] | 0 | 0 | 214
[8 empty] | 0 | 0 | 214
[8 empty] | 0 | 0 | 214
[8 empty] | 0 | 0 | 214
[8 empty] | 0 | 0 | 214
[8 empty] | 0 | 0 | 214
[8 empty] | 0 | 0 | 214
[8 empty] | 0 | 0 | 214
[8 empty] | 0 | 0 | 214
[8 empty] | 0 | 0 | 214
[8 empty] | 0 | 0 | 214
[8 empty] | 0 | 0 | 214
[8 empty] | 0 | 0 | 214
[8 empty] | 0 | 0 | 214
[8 empty] | 0 | 0 | 214
[8 empty] | 0 | 0 | 214
[8 empty] | 0 | 0 | 214
[8 empty] | 0 | 0 | 214
[8 empty] | 0 | 0 | 214
[8 empty] | 0 | 0 | 214
[8 empty] | 0 | 0 | 214
[8 empty] | 0 | 0 | 214
[8 empty] | 0 | 0 | 214
[8 empty] | 0 | 0 | 214
[8 empty] | 0 | 0 | 214
[8 empty] | 0 | 0 | 214
[8 empty] | 0 | 0 | 214
[8 empty] | 0 | 0 | 214
[8 empty] | 0 | 0 | 214
[8 empty] | 0 | 0 | 214
[8 empty] | 0 | 0 | 214
[8 empty] | 0 | 0 | 214
[8 empty] | 0 | 0 | 214
[8 empty] | 0 | 0 | 214
[8 empty] | 0 | 0 | 214
[8 empty] | 0 | 0 | 214
[8 empty] | 0 | 0 | 214
[8 empty] | 0 | 0 | 214
[8 empty] | 0 | 0 | 214
[8 empty] | 0 | 0 | 214
[8 empty] | 0 | 0 | 214
[8 empty] | 0 | 0 | 214
[8 empty] | 0 | 0 | 214
[8 empty] | 0 | 0 | 214
[8 empty] | 0 | 0 | 214
[8 empty] | 0 | 0 | 214
[8 empty] | 0 | 0 | 214
[8 empty] | 0 | 0 | 214
[8 empty] | 0 | 0 | 214
[8 empty] | 0 | 0 | 214
[8 empty] | 0 | 0 | 214
[8 empty] | 0 | 0 | 214
[8 empty] | 0 | 0 | 214
[8 empty] | 0 | 0 | 214
[8 empty] | 0 | 0 | 214
[8 empty] | 0 | 0 | 214
[8 empty] | 0 | 0 | 214
[8 empty] | 0 | 0 | 214
[8 empty] | 0 | 0 | 214
[8 empty] | 0 | 0 | 214
[8 empty] | 0 | 0 | 214
[8 empty] | 0 | 0 | 214
[8 empty] | 0 | 0 | 214
[8 empty] | 0 | 0 | 214
[8 empty] | 0 | 0 | 214
[8 empty] | 0 | 0 | 214
[8 empty] | 0 | 0 | 214
[8 empty] | 0 | 0 | 214
[8 empty] | 0 | 0 | 214
[8 empty] | 0 | 0 | 214
[8 empty] | 0 | 0 | 214
[8 empty] | 0 | 0 | 214
[8 empty] | 0 | 0 | 214
[8 empty] | 0 | 0 | 214
[8 empty] | 0 | 0 | 214
[8 empty] | 0 | 0 | 214
[8 empty] | 0 | 0 | 214
[8 empty] | 0 | 0 | 214
[8 empty] | 0 | 0 | 214
[8 empty] | 0 | 0 | 214
[8 empty] | 0 | 0 | 214
[8 empty] | 0 | 0 | 214
[8 empty] | 0 | 0 | 214
[8 empty] | 0 | 0 | 214
[8 empty] | 0 | 0 | 214
[8 empty] | 0 | 0 | 214
[8 empty] | 0 | 0 | 214
[8 empty] | 0 | 0 | 214
[8 empty] | 0 | 0 | 214
[8 empty] | 0 | 0 | 214
[8 empty] | 0 | 0 | 214
[8 empty] | 0 | 0 | 214
[8 empty] | 0 | 0 | 214
[8 empty] | 0 | 0 | 214
[8 empty] | 0 | 0 | 214
[8 empty] | 0 | 0 | 214
[8 empty] | 0 | 0 | 214
[8 empty] | 0 | 0 | 214
[8 empty] | 0 | 0 | 214
[8 empty] | 0 | 0 | 214
[8 empty] | 0 | 0 | 214
[8 empty] | 0 | 0 | 214
[8 empty] | 0 | 0 | 214
[8 empty] | 0 | 0 | 214
[8 empty] | 0 | 0 | 214
[8 empty] | 0 | 0 | 214
[8 empty] | 0 | 0 | 214
[8 empty] | 0 | 0 | 214
[8 empty] | 0 | 0 | 214
[8 empty] | 0 | 0 | 214
[8 empty] | 0 | 0 | 214
[8 empty] | 0 | 0 | 214
[8 empty] | 0 | 0 | 214
[8 empty] | 0 | 0 | 214
[8 empty] | 0 | 0 | 214
[8 empty] | 0 | 0 | 214
[8 empty] | 0 | 0 | 214
[8 empty] | 0 | 0 | 214
[8 empty] | 0 | 0 | 214
[8 empty] | 0 | 0 | 214
[8 empty] | 0 | 0 | 214
[8 empty] | 0 | 0 | 214
[8 empty] | 0 | 0 | 214
[8 empty] | 0 | 0 | 214
[8 empty] | 0 | 0 | 214
[8 empty] | 0 | 0 | 214
[8 empty] | 0 | 0 | 214
[8 empty] | 0 | 0 | 214
[8 empty] | 0 | 0 | 214
[8 empty] | 0 | 0 | 214
[8 empty] | 0 | 0 | 214
[8 empty] | 0 | 0 | 214
[8 empty] | 0 | 0 | 214
[8 empty] | 0 | 0 | 214
[8 empty] | 0 | 0 | 214
[8 empty] | 0 | 0 | 214
[8 empty] | 0 | 0 | 214
[8 empty] | 0 | 0 | 214
[8 empty] | 0 | 0 | 214
[8 empty] | 0 | 0 | 214
[8 empty] | 0 | 0 | 214
[8 empty] | 0 | 0 | 214
[8 empty] | 0 | 0 | 214
[8 empty] | 0 | 0 | 214
[8 empty] | 0 | 0 | 214
[8 empty] | 0 | 0 | 214
[8 empty] | 0 | 0 | 214
[8 empty] | 0 | 0 | 214
[8 empty] | 0 | 0 | 214
[8 empty] | 0 | 0 | 214
[8 empty] | 0 | 0 | 214
[8 empty] | 0 | 0 | 214
[8 empty] | 0 | 0 | 214
[8 empty] | 0 | 0 | 214
[8 empty] | 0 | 0 | 214
[8 empty] | 0 | 0 | 214
[8 empty] | 0 | 0 | 214
[8 empty] | 0 | 0 | 214
[8 empty] | 0 | 0 | 214
[8 empty] | 0 | 0 | 214
[8 empty] | 0 | 0 | 214
[8 empty] | 0 | 0 | 214
[8 empty] | 0 | 0 | 214
[8 empty] | 0 | 0 | 214
[8 empty] | 0 | 0 | 214
[8 empty] | 0 | 0 | 214
[8 empty] | 0 | 0 | 214
[8 empty] | 0 | 0 | 214
[8 empty] | 0 | 0 | 214
[8 empty] | 0 | 0 | 214
[8 empty] | 0 | 0 | 214
[8 empty] | 0 | 0 | 214
[8 empty] | 0 | 0 | 214
[8 empty] | 0 | 0 | 214
[8 empty] | 0 | 0 | 214
[8 empty] | 0 | 0 | 214
[8 empty] | 0 | 0 | 214
[8 empty] | 0 | 0 | 214
[8 empty] | 0 | 0 | 214
[8 empty] | 0 | 0 | 214
[8 empty] | 0 | 0 | 214
[8 empty] | 0 | 0 | 214
[8 empty] | 0 | 0 | 214
[8 empty] | 0 | 0 | 214
[8 empty] | 0 | 0 | 214
[8 empty] | 0 | 0 | 214
[8 empty] | 0 | 0 | 214
[8 empty] | 0 | 0 | 214
[8 empty] | 0 | 0 | 214
[8 empty] | 0 | 0 | 214
[8 empty] | 0 | 0 | 214
[8 empty] | 0 | 0 | 214
[8 empty] | 0 | 0 | 214
[8 empty] | 0 | 0 | 214
[8 empty] | 0 | 0 | 214
[8 empty] | 0 | 0 | 214
[8 empty] | 0 | 0 | 214
[8 empty] | 0 | 0 | 214
[8 empty] | 0 | 0 | 214
[8 empty] | 0 | 0 | 214
[8 empty] | 0 | 0 | 214
[8 empty] | 0 | 0 | 214
[8 empty] | 0 | 0 | 214
[8 empty] | 0 | 0 | 214
[8 empty] | 0 | 0 | 214
[8 empty] | 0 | 0 | 214
[8 empty] | 0 | 0 | 214
[8 empty] | 0 | 0 | 214
[8 empty] | 0 | 0 | 214
[8 empty] | 0 | 0 | 214
[8 empty] | 0 | 0 | 214
[8 empty] | 0 | 0 | 214
[8 empty] | 0 | 0 | 214
[8 empty] | 0 | 0 | 214
[8 empty] | 0 | 0 | 214
[8 empty] | 0 | 0 | 214
[8 empty] | 0 | 0 | 214
[8 empty] | 0 | 0 | 214
[8 empty] | 0 | 0 | 214
[8 empty] | 0 | 0 | 214
[8 empty] | 0 | 0 | 214
[8 empty] | 0 | 0 | 214
[8 empty] | 0 | 0 | 214
[8 empty] | 0 | 0 | 214
[8 empty] | 0 | 0 | 214
[8 empty] | 0 | 0 | 214
[8 empty] | 0 | 0 | 214
[8 empty] | 0 | 0 | 214
[8 empty] | 0 | 0 | 214
[8 empty] | 0 | 0 | 214
[8 empty] | 0 | 0 | 214
[8 empty] | 0 | 0 | 214
[8 empty] | 0 | 0 | 214
[8 empty] | 0 | 0 | 214
[8 empty] | 0 | 0 | 214
[8 empty] | 0 | 0 | 214
[8 empty] | 0 | 0 | 214
[8 empty] | 0 | 0 | 214
[8 empty] | 0 | 0 | 214
[8 empty] | 0 | 0 | 214
[8 empty] | 0 | 0 | 214
[8 empty] | 0 | 0 | 214
[8 empty] | 0 | 0 | 214
[8 empty] | 0 | 0 | 214
[8 empty] | 0 | 0 | 214
[8 empty] | 0 | 0 | 214
[8 empty] | 0 | 0 | 214
[8 empty] | 0 | 0 | 214
[8 empty] | 0 | 0 | 214
[8 empty] | 0 | 0 | 214
[8 empty] | 0 | 0 | 214
[8 empty] | 0 | 0 | 214
[8 empty] | 0 | 0 | 214
[8 empty] | 0 | 0 | 214
[8 empty] | 0 | 0 | 214
[8 empty] | 0 | 0 | 214
[8 empty] | 0 | 0 | 214
[8 empty] | 0 | 0 | 214
[8 empty] | 0 | 0 | 214
[8 empty] | 0 | 0 | 214
[8 empty] | 0 | 0 | 214
[8 empty] | 0 | 0 | 214
[8 empty] | 0 | 0 | 214
[8 empty] | 0 | 0 | 214
[8 empty] | 0 | 0 | 214
[8 empty] | 0 | 0 | 214
[8 empty] | 0 | 0 | 214
[8 empty] | 0 | 0 | 214
[8 empty] | 0 | 0 | 214
[8 empty] | 0 | 0 | 214
[8 empty] | 0 | 0 | 214
[8 empty] | 0 | 0 | 214
[8 empty] | 0 | 0 | 214
[8 empty] | 0 | 0 | 214
[8 empty] | 0 | 0 | 214
[8 empty] | 0 | 0 | 214
[8 empty] | 0 | 0 | 214
[8 empty] | 0 | 0 | 214
[8 empty] | 0 | 0 | 214
[8 empty] | 0 | 0 | 214
[8 empty] | 0 | 0 | 214
[8 empty] | 0 | 0 | 214
[8 empty] | 0 | 0 | 214
[8 empty] | 0 | 0 | 214
[8 empty] | 0 | 0 | 214
[8 empty] | 0 | 0 | 214
[8 empty] | 0 | 0 | 214
[8 empty] | 0 | 0 | 214
[8 empty] | 0 | 0 | 214
[8 empty] | 0 | 0 | 214
[8 empty] | 0 | 0 | 214
[8 empty] | 0 | 0 | 214
[8 empty] | 0 | 0 | 214
[8 empty] | 0 | 0 | 214
[8 empty] | 0 | 0 | 214
[8 empty] | 0 | 0 | 214
[8 empty] | 0 | 0 | 214
[8 empty] | 0 | 0 | 214
[8 empty] | 0 | 0 | 214
[8 empty] | 0 | 0 | 214
[8 empty] | 0 | 0 | 214
[8 empty] | 0 | 0 | 214
[8 empty] | 0 | 0 | 214
[8 empty] | 0 | 0 | 214
[8 empty] | 0 | 0 | 214
[8 empty] | 0 | 0 | 214
[8 empty] | 0 | 0 | 214
[8 empty] | 0 | 0 | 214
[8 empty] | 0 | 0 | 214
[8 empty] | 0 | 0 | 214
[8 empty] | 0 | 0 | 214
[8 empty] | 0 | 0 | 214
[8 empty] | 0 | 0 | 214
[8 empty] | 0 | 0 | 214
[8 empty] | 0 | 0 | 214
[8 empty] | 0 | 0 | 214
[8 empty] | 0 | 0 | 214
[8 empty] | 0 | 0 | 214
[8 empty] | 0 | 0 | 214
[8 empty] | 0 | 0 | 214
[8 empty] | 0 | 0 | 214
[8 empty] | 0 | 0 | 214
[8 empty] | 0 | 0 | 214
[8 empty] | 0 | 0 | 214
[8 empty] | 0 | 0 | 214
[8 empty] | 0 | 0 | 214
[8 empty] | 0 | 0 | 214
[8 empty] | 0 | 0 | 214
[8 empty] | 0 | 0 | 214
[8 empty] | 0 | 0 | 214
[8 empty] | 0 | 0 | 214
[8 empty] | 0 | 0 | 214
[8 empty] | 0 | 0 | 214
[8 empty] | 0 | 0 | 214
[8 empty] | 0 | 0 | 214
[8 empty] | 0 | 0 | 214
[8 empty] | 0 | 0 | 214
[8 empty] | 0 | 0 | 214
[8 empty] | 0 | 0 | 214
[8 empty] | 0 | 0 | 214
[8 empty] | 0 | 0 | 214
[8 empty] | 0 | 0 | 214
[8 empty] | 0 | 0 | 214
[8 empty] | 0 | 0 | 214
[8 empty] | 0 | 0 | 214
[8 empty] | 0 | 0 | 214
[8 empty] | 0 | 0 | 214
[8 empty] | 0 | 0 | 214
[8 empty] | 0 | 0 | 214
[8 empty] | 0 | 0 | 214
[8 empty] | 0 | 0 | 214
[8 empty] | 0 | 0 | 214
[8 empty] | 0 | 0 | 214
[8 empty] | 0 | 0 | 214
[8 empty] | 0 | 0 | 214
[8 empty] | 0 | 0 | 214
[8 empty] | 0 | 0 | 214
[8 empty] | 0 | 0 | 214
[8 empty] | 0 | 0 | 214
[8 empty] | 0 | 0 | 214
[8 empty] | 0 | 0 | 214
[8 empty] | 0 | 0 | 214
[8 empty] | 0 | 0 | 214
[8 empty] | 0 | 0 | 214
[8 empty] | 0 | 0 | 214
[8 empty] | 0 | 0 | 214
[8 empty] | 0 | 0 | 214
[8 empty] | 0 | 0 | 214
[8 empty] | 0 | 0 | 214
[8 empty] | 0 | 0 | 214
[8 empty] | 0 | 0 | 214
[8 empty] | 0 | 0 | 214
[8 empty] | 0 | 0 | 214
[8 empty] | 0 | 0 | 214
[8 empty] | 0 | 0 | 214
[8 empty] | 0 | 0 | 214
[8 empty] | 0 | 0 | 214
[8 empty] | 0 | 0 | 214
[8 empty] | 0 | 0 | 214
[8 empty] | 0 | 0 | 214
[8 empty] | 0 | 0 | 214
[8 empty] | 0 | 0 | 214
[8 empty] | 0 | 0 | 214
[8 empty] | 0 | 0 | 214
[8 empty] | 0 | 0 | 214
[8 empty] | 0 | 0 | 214
[8 empty] | 0 | 0 | 214
[8 empty] | 0 | 0 | 214
[8 empty] | 0 | 0 | 214
[8 empty] | 0 | 0 | 214
[8 empty] | 0 | 0 | 214
[8 empty] | 0 | 0 | 214
[8 empty] | 0 | 0 | 214
[8 empty] | 0 | 0 | 214
[8 empty] | 0 | 0 | 214
[8 empty] | 0 | 0 | 214
[8 empty] | 0 | 0 | 214
[8 empty] | 0 | 0 | 214
[8 empty] | 0 | 0 | 214
[8 empty] | 0 | 0 | 214
[8 empty] | 0 | 0 | 214
[8 empty] | 0 | 0 | 214
[8 empty] | 0 | 0 | 214
[8 empty] | 0 | 0 | 214
[8 empty] | 0 | 0 | 214
[8 empty] | 0 | 0 | 214
[8 empty] | 0 | 0 | 214
[8 empty] | 0 | 0 | 214
[8 empty] | 0 | 0 | 214
[8 empty] | 0 | 0 | 214
[8 empty] | 0 | 0 | 214
[8 empty] | 0 | 0 | 214
[8 empty] | 0 | 0 | 214
[8 empty] | 0 | 0 | 214
[8 empty] | 0 | 0 | 214
[8 empty] | 0 | 0 | 214
[8 empty] | 0 | 0 | 214
[8 empty] | 0 | 0 | 214
[8 empty] | 0 | 0 | 214
[8 empty] | 0 | 0 | 214
[8 empty] | 0 | 0 | 214
[8 empty] | 0 | 0 | 214
[8 empty] | 0 | 0 | 214
[8 empty] | 0 | 0 | 214
[8 empty] | 0 | 0 | 214
[8 empty] | 0 | 0 | 214
[8 empty] | 0 | 0 | 214
[8 empty] | 0 | 0 | 214
[8 empty] | 0 | 0 | 214
[8 empty] | 0 | 0 | 214
[8 empty] | 0 | 0 | 214
[8 empty] | 0 | 0 | 214
[8 empty] | 0 | 0 | 214
[8 empty] | 0 | 0 | 214
[8 empty] | 0 | 0 | 214
[8 empty] | 0 | 0 | 214
[8 empty] | 0 | 0 | 214
[8 empty] | 0 | 0 | 214
[8 empty] | 0 | 0 | 214
[8 empty] | 0 | 0 | 214
[8 empty] | 0 | 0 | 214
[8 empty] | 0 | 0 | 214
[8 empty] | 0 | 0 | 214
[8 empty] | 0 | 0 | 214
[8 empty] | 0 | 0 | 214
[8 empty] | 0 | 0 | 214
[8 empty] | 0 | 0 | 214
[8 empty] | 0 | 0 | 214
[8 empty] | 0 | 0 | 214
[8 empty] | 0 | 0 | 214
[8 empty] | 0 | 0 | 214
[8 empty] | 0 | 0 | 214
[8 empty] | 0 | 0 | 214
[8 empty] | 0 | 0 | 214
[8 empty] | 0 | 0 | 214
[8 empty] | 0 | 0 | 214
[8 empty] | 0 | 0 | 214
[8 empty] | 0 | 0 | 214
[8 empty] | 0 | 0 | 214
[8 empty] | 0 | 0 | 214
[8 empty] | 0 | 0 | 214
[8 empty] | 0 | 0 | 214
[8 empty] | 0 | 0 | 214
[8 empty] | 0 | 0 | 214
[8 empty] | 0 | 0 | 214
[8 empty] | 0 | 0 | 214
[8 empty] | 0 | 0 | 214
[8 empty] | 0 | 0 | 214
[8 empty] | 0 | 0 | 214
[8 empty] | 0 | 0 | 214
[8 empty] | 0 | 0 | 214
[8 empty] | 0 | 0 | 214
[8 empty] | 0 | 0 | 214
[8 empty] | 0 | 0 | 214
[8 empty] | 0 | 0 | 214
[8 empty] | 0 | 0 | 214
[8 empty] | 0 | 0 | 214
[8 empty] | 0 | 0 | 214
[8 empty] | 0 | 0 | 214
[8 empty] | 0 | 0 | 214
[8 empty] | 0 | 0 | 214
[8 empty] | 0 | 0 | 214
[8 empty] | 0 | 0 | 214
[8 empty] | 0 | 0 | 214
[8 empty] | 0 | 0 | 214
[8 empty] | 0 | 0 | 214
[8 empty] | 0 | 0 | 214
[8 empty] | 0 | 0 | 214
[8 empty] | 0 | 0 | 214
[8 empty] | 0 | 0 | 214
[8 empty] | 0 | 0 | 214
[8 empty] | 0 | 0 | 214
[8 empty] | 0 | 0 | 214
[8 empty] | 0 | 0 | 214
[8 empty] | 0 | 0 | 214
[8 empty] | 0 | 0 | 214
[8 empty] | 0 | 0 | 214
[8 empty] | 0 | 0 | 214
[8 empty] | 0 | 0 | 214
[8 empty] | 0 | 0 | 214
[8 empty] | 0 | 0 | 214
[8 empty] | 0 | 0 | 214
[8 empty] | 0 | 0 | 214
[8 empty] | 0 | 0 | 214
[8 empty] | 0 | 0 | 214
[8 empty] | 0 | 0 | 214
[8 empty] | 0 | 0 | 214
[8 empty] | 0 | 0 | 214
[8 empty] | 0 | 0 | 214
[8 empty] | 0 | 0 | 214
[8 empty] | 0 | 0 | 214
[8 empty] | 0 | 0 | 214
[8 empty] | 0 | 0 | 214
[8 empty] | 0 | 0 | 214
[8 empty] | 0 | 0 | 214
[8 empty] | 0 | 0 | 214
[8 empty] | 0 | 0 | 214
[8 empty] | 0 | 0 | 214
[8 empty] | 0 | 0 | 214
[8 empty] | 0 | 0 | 214
[8 empty] | 0 | 0 | 214
[8 empty] | 0 | 0 | 214
[8 empty] | 0 | 0 | 214
[8 empty] | 0 | 0 | 214
[8 empty] | 0 | 0 | 214
[8 empty] | 0 | 0 | 214
[8 empty] | 0 | 0 | 214
[8 empty] | 0 | 0 | 214
[8 empty] | 0 | 0 | 214
[8 empty] | 0 | 0 | 214
[8 empty] | 0 | 0 | 214
[8 empty] | 0 | 0 | 214
[8 empty] | 0 | 0 | 214
[8 empty] | 0 | 0 | 214
[8 empty] | 0 | 0 | 214
[8 empty] | 0 | 0 | 214
[8 empty] | 0 | 0 | 214
[8 empty] | 0 | 0 | 214
[8 empty] | 0 | 0 | 214
[8 empty] | 0 | 0 | 214
[8 empty] | 0 | 0 | 214
[8 empty] | 0 | 0 | 214
[8 empty] | 0 | 0 | 214
[8 empty] | 0 | 0 | 214
[8 empty] | 0 | 0 | 214
[8 empty] | 0 | 0 | 214
[8 empty] | 0 | 0 | 214
[8 empty] | 0 | 0 | 214
[8 empty] | 0 | 0 | 214
[8 empty] | 0 | 0 | 214
[8 empty] | 0 | 0 | 214
[8 empty] | 0 | 0 | 214
[8 empty] | 0 | 0 | 214
[8 empty] | 0 | 0 | 214
[8 empty] | 0 | 0 | 214
[8 empty] | 0 | 0 | 214
[8 empty] | 0 | 0 | 214
[8 empty] | 0 | 0 | 214
[8 empty] | 0 | 0 | 214
[8 empty] | 0 | 0 | 214
[8 empty] | 0 | 0 | 214
[8 empty] | 0 | 0 | 214
[8 empty] | 0 | 0 | 214
[8 empty] | 0 | 0 | 214
[8 empty] | 0 | 0 | 214
[8 empty] | 0 | 0 | 214
[8 empty] | 0 | 0 | 214
[8 empty] | 0 | 0 | 214
[8 empty] | 0 | 0 | 214
[8 empty] | 0 | 0 | 214
[8 empty] | 0 | 0 | 214
[8 empty] | 0 | 0 | 214
[8 empty] | 0 | 0 | 214
[8 empty] | 0 | 0 | 214
[8 empty] | 0 | 0 | 214
[8 empty] | 0 | 0 | 214
[8 empty] | 0 | 0 | 214
[8 empty] | 0 | 0 | 214
[8 empty] | 0 | 0 | 214
[8 empty] | 0 | 0 | 214
[8 empty] | 0 | 0 | 214
[8 empty] | 0 | 0 | 214
[8 empty] | 0 | 0 | 214
[8 empty] | 0 | 0 | 214
[8 empty] | 0 | 0 | 214
[8 empty] | 0 | 0 | 214
[8 empty] | 0 | 0 | 214
[8 empty] | 0 | 0 | 214
[8 empty] | 0 | 0 | 214
[8 empty] | 0 | 0 | 214
[8 empty] | 0 | 0 | 214
[8 empty] | 0 | 0 | 214
[8 empty] | 0 | 0 | 214
[8 empty] | 0 | 0 | 214
[8 empty] | 0 | 0 | 214
[8 empty] | 0 | 0 | 214
[8 empty] | 0 | 0 | 214
[8 empty] | 0 | 0 | 214
[8 empty] | 0 | 0 | 214
[8 empty] | 0 | 0 | 214
[8 empty] | 0 | 0 | 214
[8 empty] | 0 | 0 | 214
[8 empty] | 0 | 0 | 214
[8 empty] | 0 | 0 | 214
[8 empty] | 0 | 0 | 214
[8 empty] | 0 | 0 | 214
[8 empty] | 0 | 0 | 214
[8 empty] | 0 | 0 | 214
[8 empty] | 0 | 0 | 214
[8 empty] | 0 | 0 | 214
[8 empty] | 0 | 0 | 214
[8 empty] | 0 | 0 | 214
[8 empty] | 0 | 0 | 214
[8 empty] | 0 | 0 | 214
[8 empty] | 0 | 0 | 214
[8 empty] | 0 | 0 | 214
[8 empty] | 0 | 0 | 214
[8 empty] | 0 | 0 | 214
[8 empty] | 0 | 0 | 214
[8 empty] | 0 | 0 | 214
[8 empty] | 0 | 0 | 214
[8 empty] | 0 | 0 | 214
[8 empty] | 0 | 0 | 214
[8 empty] | 0 | 0 | 214
[8 empty] | 0 | 0 | 214
[8 empty] | 0 | 0 | 214
[8 empty] | 0 | 0 | 214
[8 empty] | 0 | 0 | 214
[8 empty] | 0 | 0 | 214
[8 empty] | 0 | 0 | 214
[8 empty] | 0 | 0 | 214
[8 empty] | 0 | 0 | 214
[8 empty] | 0 | 0 | 214
[8 empty] | 0 | 0 | 214
[8 empty] | 0 | 0 | 214
[8 empty] | 0 | 0 | 214
[8 empty] | 0 | 0 | 214
[8 empty] | 0 | 0 | 214
[8 empty] | 0 | 0 | 214
[8 empty] | 0 | 0 | 214
[8 empty] | 0 | 0 | 214
[8 empty] | 0 | 0 | 214
[8 empty] | 0 | 0 | 214
[8 empty] | 0 | 0 | 214
[8 empty] | 0 | 0 | 214
[8 empty] | 0 | 0 | 214
[8 empty] | 0 | 0 | 214
[8 empty] | 0 | 0 | 214
[8 empty] | 0 | 0 | 214
[8 empty] | 0 | 0 | 214
[8 empty] | 0 | 0 | 214
[8 empty] | 0 | 0 | 214
[8 empty] | 0 | 0 | 214
[8 empty] | 0 | 0 | 214
[8 empty] | 0 | 0 | 214
[8 empty] | 0 | 0 | 214
[8 empty] | 0 | 0 | 214
[8 empty] | 0 | 0 | 214
[8 empty] | 0 | 0 | 214
[8 empty] | 0 | 0 | 214
[8 empty] | 0 | 0 | 214
[8 empty] | 0 | 0 | 214
[8 empty] | 0 | 0 | 214
[8 empty] | 0 | 0 | 214
[8 empty] | 0 | 0 | 214
[8 empty] | 0 | 0 | 214
[8 empty] | 0 | 0 | 214
[8 empty] | 0 | 0 | 214
[8 empty] | 0 | 0 | 214
[8 empty] | 0 | 0 | 214
[8 empty] | 0 | 0 | 214
[8 empty] | 0 | 0 | 214
[8 empty] | 0 | 0 | 214
[8 empty] | 0 | 0 | 214
[8 empty] | 0 | 0 | 214
[8 empty] | 0 | 0 | 214
[8 empty] | 0 | 0 | 214
[8 empty] | 0 | 0 | 214
[8 empty] | 0 | 0 | 214
[8 empty] | 0 | 0 | 214
[8 empty] | 0 | 0 | 214
[8 empty] | 0 | 0 | 214
[8 empty] | 0 | 0 | 214
[8 empty] | 0 | 0 | 214
[8 empty] | 0 | 0 | 214
[8 empty] | 0 | 0 | 214
[8 empty] | 0 | 0 | 214
[8 empty] | 0 | 0 | 214
[8 empty] | 0 | 0 | 214
[8 empty] | 0 | 0 | 214
[8 empty] | 0 | 0 | 214
[8 empty] | 0 | 0 | 214
[8 empty] | 0 | 0 | 214
[8 empty] | 0 | 0 | 214
[8 empty] | 0 | 0 | 214
[8 empty] | 0 | 0 | 214
[8 empty] | 0 | 0 | 214
[8 empty] | 0 | 0 | 214
[8 empty] | 0 | 0 | 214
[8 empty] | 0 | 0 | 214
[8 empty] | 0 | 0 | 214
[8 empty] | 0 | 0 | 214
[8 empty] | 0 | 0 | 214
[8 empty] | 0 | 0 | 214
[8 empty] | 0 | 0 | 214
[8 empty] | 0 | 0 | 214
[8 empty] | 0 | 0 | 214
[8 empty] | 0 | 0 | 214
[8 empty] | 0 | 0 | 214
[8 empty] | 0 | 0 | 214
[8 empty] | 0 | 0 | 214
[8 empty] | 0 | 0 | 214
[8 empty] | 0 | 0 | 214
[8 empty] | 0 | 0 | 214
[8 empty] | 0 | 0 | 214
[8 empty] | 0 | 0 | 214
[8 empty] | 0 | 0 | 214
[8 empty] | 0 | 0 | 214
[8 empty] | 0 | 0 | 214
[8 empty] | 0 | 0 | 214
[8 empty] | 0 | 0 | 214
[8 empty] | 0 | 0 | 214
[8 empty] | 0 | 0 | 214
[8 empty] | 0 | 0 | 214
[8 empty] | 0 | 0 | 214
[8 empty] | 0 | 0 | 214
[8 empty] | 0 | 0 | 214
[8 empty] | 0 | 0 | 214
[8 empty] | 0 | 0 | 214
[8 empty] | 0 | 0 | 214
[8 empty] | 0 | 0 | 214
[8 empty] | 0 | 0 | 214
[8 empty] | 0 | 0 | 214
[8 empty] | 0 | 0 | 214
[8 empty] | 0 | 0 | 214
[8 empty] | 0 | 0 | 214
[8 empty] | 0 | 0 | 214
[8 empty] | 0 | 0 | 214
[8 empty] | 0 | 0 | 214
[8 empty] | 0 | 0 | 214
[8 empty] | 0 | 0 | 214
[8 empty] | 0 | 0 | 214
[8 empty] | 0 | 0 | 214
[8 empty] | 0 | 0 | 214
[8 empty] | 0 | 0 | 214
[8 empty] | 0 | 0 | 214
[8 empty] | 0 | 0 | 214
[8 empty] | 0 | 0 | 214
[8 empty] | 0 | 0 | 214
[8 empty] | 0 | 0 | 214
[8 empty] | 0 | 0 | 214
[8 empty] | 0 | 0 | 214
[8 empty] | 0 | 0 | 214
[8 empty] | 0 | 0 | 214
[8 empty] | 0 | 0 | 214
[8 empty] | 0 | 0 | 214
[8 empty] | 0 | 0 | 214
[8 empty] | 0 | 0 | 214
[8 empty] | 0 | 0 | 214
[8 empty] | 0 | 0 | 214
[8 empty] | 0 | 0 | 214
[8 empty] | 0 | 0 | 214
[8 empty] | 0 | 0 | 214
[8 empty] | 0 | 0 | 214
[8 empty] | 0 | 0 | 214
[8 empty] | 0 | 0 | 214
[8 empty] | 0 | 0 | 214
[8 empty] | 0 | 0 | 214
[8 empty] | 0 | 0 | 214
[8 empty] | 0 | 0 | 214
[8 empty] | 0 | 0 | 214
[8 empty] | 0 | 0 | 214
[8 empty] | 0 | 0 | 214
[8 empty] | 0 | 0 | 214
[8 empty] | 0 | 0 | 214
[8 empty] | 0 | 0 | 214
[8 empty] | 0 | 0 | 214
[8 empty] | 0 | 0 | 214
[8 empty] | 0 | 0 | 214
[8 empty] | 0 | 0 | 214
[8 empty] | 0 | 0 | 214
[8 empty] | 0 | 0 | 214
[8 empty] | 0 | 0 | 214
[8 empty] | 0 | 0 | 214
[8 empty] | 0 | 0 | 214
[8 empty] | 0 | 0 | 214
[8 empty] | 0 | 0 | 214
[8 empty] | 0 | 0 | 214
[8 empty] | 0 | 0 | 214
[8 empty] | 0 | 0 | 214
[8 empty] | 0 | 0 | 214
[8 empty] | 0 | 0 | 214
[8 empty] | 0 | 0 | 214
[8 empty] | 0 | 0 | 214
[8 empty] | 0 | 0 | 214
[8 empty] | 0 | 0 | 214
[8 empty] | 0 | 0 | 214
[8 empty] | 0 | 0 | 214
[8 empty] | 0 | 0 | 214
[8 empty] | 0 | 0 | 214
[8 empty] | 0 | 0 | 214
[8 empty] | 0 | 0 | 214
[8 empty] | 0 | 0 | 214
[8 empty] | 0 | 0 | 214
[8 empty] | 0 | 0 | 214
[8 empty] | 0 | 0 | 214
[8 empty] | 0 | 0 | 214
[8 empty] | 0 | 0 | 214
[8 empty] | 0 | 0 | 214
[8 empty] | 0 | 0 | 214
[8 empty] | 0 | 0 | 214
[8 empty] | 0 | 0 | 214
[8 empty] | 0 | 0 | 214
[8 empty] | 0 | 0 | 214
[8 empty] | 0 | 0 | 214
[8 empty] | 0 | 0 | 214
[8 empty] | 0 | 0 | 214
[8 empty] | 0 | 0 | 214
[8 empty] | 0 | 0 | 214
[8 empty] | 0 | 0 | 214
[8 empty] | 0 | 0 | 214
[8 empty] | 0 | 0 | 214
[8 empty] | 0 | 0 | 214
[8 empty] | 0 | 0 | 214
[8 empty] | 0 | 0 | 214
[8 empty] | 0 | 0 | 214
[8 empty] | 0 | 0 | 214
[8 empty] | 0 | 0 | 214
[8 empty] | 0 | 0 | 214
[8 empty] | 0 | 0 | 214
[8 empty] | 0 | 0 | 214
[8 empty] | 0 | 0 | 214
[8 empty] | 0 | 0 | 214
[8 empty] | 0 | 0 | 214
[8 empty] | 0 | 0 | 214
[8 empty] | 0 | 0 | 214
[8 empty] | 0 | 0 | 214
[8 empty] | 0 | 0 | 214
[8 empty] | 0 | 0 | 214
[8 empty] | 0 | 0 | 214
[8 empty] | 0 | 0 | 214
[8 empty] | 0 | 0 | 214
[8 empty] | 0 | 0 | 214
[8 empty] | 0 | 0 | 214
[8 empty] | 0 | 0 | 214
[8 empty] | 0 | 0 | 214
[8 empty] | 0 | 0 | 214
[8 empty] | 0 | 0 | 214
[8 empty] | 0 | 0 | 214
[8 empty] | 0 | 0 | 214
[8 empty] | 0 | 0 | 214
[8 empty] | 0 | 0 | 214
[8 empty] | 0 | 0 | 214
[8 empty] | 0 | 0 | 214
[8 empty] | 0 | 0 | 214
[8 empty] | 0 | 0 | 214
[8 empty] | 0 | 0 | 214
[8 empty] | 0 | 0 | 214
[8 empty] | 0 | 0 | 214
[8 empty] | 0 | 0 | 214
[8 empty] | 0 | 0 | 214
[8 empty] | 0 | 0 | 214
[8 empty] | 0 | 0 | 214
[8 empty] | 0 | 0 | 214
[8 empty] | 0 | 0 | 214
[8 empty] | 0 | 0 | 214
[8 empty] | 0 | 0 | 214
[8 empty] | 0 | 0 | 214
[8 empty] | 0 | 0 | 214
[8 empty] | 0 | 0 | 214
[8 empty] | 0 | 0 | 214
[8 empty] | 0 | 0 | 214
[8 empty] | 0 | 0 | 214
[8 empty] | 0 | 0 | 214
[8 empty] | 0 | 0 | 214
[8 empty] | 0 | 0 | 214
[8 empty] | 0 | 0 | 214
[8 empty] | 0 | 0 | 214
[8 empty] | 0 | 0 | 214
[8 empty] | 0 | 0 | 214
[8 empty] | 0 | 0 | 214
[8 empty] | 0 | 0 | 214
[8 empty] | 0 | 0 | 214
[8 empty] | 0 | 0 | 214
[8 empty] | 0 | 0 | 214
[8 empty] | 0 | 0 | 214
[8 empty] | 0 | 0 | 214
[8 empty] | 0 | 0 | 214
[8 empty] | 0 | 0 | 214
[8 empty] | 0 | 0 | 214
[8 empty] | 0 | 0 | 214
[8 empty] | 0 | 0 | 214
[8 empty] | 0 | 0 | 214
[8 empty] | 0 | 0 | 214
[8 empty] | 0 | 0 | 214
[8 empty] | 0 | 0 | 214
[8 empty] | 0 | 0 | 214
[8 empty] | 0 | 0 | 214
[8 empty] | 0 | 0 | 214
[8 empty] | 0 | 0 | 214
[8 empty] | 0 | 0 | 214
[8 empty] | 0 | 0 | 214
[8 empty] | 0 | 0 | 214
[8 empty] | 0 | 0 | 214
[8 empty] | 0 | 0 | 214
[8 empty] | 0 | 0 | 214
[8 empty] | 0 | 0 | 214
[8 empty] | 0 | 0 | 214
[8 empty] | 0 | 0 | 214
[8 empty] | 0 | 0 | 214
[8 empty] | 0 | 0 | 214
[8 empty] | 0 | 0 | 214
[8 empty] | 0 | 0 | 214
[8 empty] | 0 | 0 | 214
[8 empty] | 0 | 0 | 214
[8 empty] | 0 | 0 | 214
[8 empty] | 0 | 0 | 214
[8 empty] | 0 | 0 | 214
[8 empty] | 0 | 0 | 214
[8 empty] | 0 | 0 | 214
[8 empty] | 0 | 0 | 214
[8 empty] | 0 | 0 | 214
[8 empty] | 0 | 0 | 214
[8 empty] | 0 | 0 | 214
[8 empty] | 0 | 0 | 214
[8 empty] | 0 | 0 | 214
[8 empty] | 0 | 0 | 214
[8 empty] | 0 | 0 | 214
[8 empty] | 0 | 0 | 214
[8 empty] | 0 | 0 | 214
[8 empty] | 0 | 0 | 214
[8 empty] | 0 | 0 | 214
[8 empty] | 0 | 0 | 214
[8 empty] | 0 | 0 | 214
[8 empty] | 0 | 0 | 214
[8 empty] | 0 | 0 | 214
[8 empty] | 0 | 0 | 214
[8 empty] | 0 | 0 | 214
[8 empty] | 0 | 0 | 214
[8 empty] | 0 | 0 | 214
[8 empty] | 0 | 0 | 214
[8 empty] | 0 | 0 | 214
[8 empty] | 0 | 0 | 214
[8 empty] | 0 | 0 | 214
[8 empty] | 0 | 0 | 214
[8 empty] | 0 | 0 | 214
[8 empty] | 0 | 0 | 214
[8 empty] | 0 | 0 | 214
[8 empty] | 0 | 0 | 214
[8 empty] | 0 | 0 | 214
[8 empty] | 0 | 0 | 214
[8 empty] | 0 | 0 | 214
[8 empty] | 0 | 0 | 214
[8 empty] | 0 | 0 | 214
[8 empty] | 0 | 0 | 214
[8 empty] | 0 | 0 | 214
[8 empty] | 0 | 0 | 214
[8 empty] | 0 | 0 | 214
[8 empty] | 0 | 0 | 214
[8 empty] | 0 | 0 | 214
[8 empty] | 0 | 0 | 214
[8 empty] | 0 | 0 | 214
[8 empty] | 0 | 0 | 214
[8 empty] | 0 | 0 | 214
[8 empty] | 0 | 0 | 214
[8 empty] | 0 | 0 | 214
[8 empty] | 0 | 0 | 214
[8 empty] | 0 | 0 | 214
[8 empty] | 0 | 0 | 214
[8 empty] | 0 | 0 | 214
[8 empty] | 0 | 0 | 214
[8 empty] | 0 | 0 | 214
[8 empty] | 0 | 0 | 214
[8 empty] | 0 | 0 | 214
[8 empty] | 0 | 0 | 214
[8 empty] | 0 | 0 | 214
[8 empty] | 0 | 0 | 214
[8 empty] | 0 | 0 | 214
[8 empty] | 0 | 0 | 214
[8 empty] | 0 | 0 | 214
[8 empty] | 0 | 0 | 214
[8 empty] | 0 | 0 | 214
[8 empty] | 0 | 0 | 214
[8 empty] | 0 | 0 | 214
[8 empty] | 0 | 0 | 214
[8 empty] | 0 | 0 | 214
[8 empty] | 0 | 0 | 214
[8 empty] | 0 | 0 | 214
[8 empty] | 0 | 0 | 214
[8 empty] | 0 | 0 | 214
[8 empty] | 0 | 0 | 214
[8 empty] | 0 | 0 | 214
[8 empty] | 0 | 0 | 214
[8 empty] | 0 | 0 | 214
[8 empty] | 0 | 0 | 214
[8 empty] | 0 | 0 | 214
[8 empty] | 0 | 0 | 214
[8 empty] | 0 | 0 | 214
[8 empty] | 0 | 0 | 214
[8 empty] | 0 | 0 | 214
[8 empty] | 0 | 0 | 214
[8 empty] | 0 | 0 | 214
[8 empty] | 0 | 0 | 214
[8 empty] | 0 | 0 | 214
[8 empty] | 0 | 0 | 214
[8 empty] | 0 | 0 | 214
[8 empty] | 0 | 0 | 214
[8 empty] | 0 | 0 | 214
[8 empty] | 0 | 0 | 214
[8 empty] | 0 | 0 | 214
[8 empty] | 0 | 0 | 214
[8 empty] | 0 | 0 | 214
[8 empty] | 0 | 0 | 214
[8 empty] | 0 | 0 | 214
[8 empty] | 0 | 0 | 214
[8 empty] | 0 | 0 | 214
[8 empty] | 0 | 0 | 214
[8 empty] | 0 | 0 | 214
[8 empty] | 0 | 0 | 214
[8 empty] | 0 | 0 | 214
[8 empty] | 0 | 0 | 214
[8 empty] | 0 | 0 | 214
[8 empty] | 0 | 0 | 214
[8 empty] | 0 | 0 | 214
[8 empty] | 0 | 0 | 214
[8 empty] | 0 | 0 | 214
[8 empty] | 0 | 0 | 214
[8 empty] | 0 | 0 | 214
[8 empty] | 0 | 0 | 214
[8 empty] | 0 | 0 | 214
[8 empty] | 0 | 0 | 214
[8 empty] | 0 | 0 | 214
[8 empty] | 0 | 0 | 214
[8 empty] | 0 | 0 | 214
[8 empty] | 0 | 0 | 214
[8 empty] | 0 | 0 | 214
[8 empty] | 0 | 0 | 214
[8 empty] | 0 | 0 | 214
[8 empty] | 0 | 0 | 214
[8 empty] | 0 | 0 | 214
[8 empty] | 0 | 0 | 214
[8 empty] | 0 | 0 | 214
[8 empty] | 0 | 0 | 214
[8 empty] | 0 | 0 | 214
[8 empty] | 0 | 0 | 214
[8 empty] | 0 | 0 | 214
[8 empty] | 0 | 0 | 214
[8 empty] | 0 | 0 | 214
[8 empty] | 0 | 0 | 214
[8 empty] | 0 | 0 | 214
[8 empty] | 0 | 0 | 214
[8 empty] | 0 | 0 | 214
[8 empty] | 0 | 0 | 214
[8 empty] | 0 | 0 | 214
[8 empty] | 0 | 0 | 214
[8 empty] | 0 | 0 | 214
[8 empty] | 0 | 0 | 214
[8 empty] | 0 | 0 | 214
[8 empty] | 0 | 0 | 214
[8 empty] | 0 | 0 | 214
[8 empty] | 0 | 0 | 214
[8 empty] | 0 | 0 | 214
[8 empty] | 0 | 0 | 214
[8 empty] | 0 | 0 | 214
[8 empty] | 0 | 0 | 214
[8 empty] | 0 | 0 | 214
[8 empty] | 0 | 0 | 214
[8 empty] | 0 | 0 | 214
[8 empty] | 0 | 0 | 214
[8 empty] | 0 | 0 | 214
[8 empty] | 0 | 0 | 214
[8 empty] | 0 | 0 | 214
[8 empty] | 0 | 0 | 214
[8 empty] | 0 | 0 | 214
[8 empty] | 0 | 0 | 214
[8 empty] | 0 | 0 | 214
[8 empty] | 0 | 0 | 214
[8 empty] | 0 | 0 | 214
[8 empty] | 0 | 0 | 214
[8 empty] | 0 | 0 | 214
[8 empty] | 0 | 0 | 214
[8 empty] | 0 | 0 | 214
[8 empty] | 0 | 0 | 214
[8 empty] | 0 | 0 | 214
[8 empty] | 0 | 0 | 214
[8 empty] | 0 | 0 | 214
[8 empty] | 0 | 0 | 214
[8 empty] | 0 | 0 | 214
[8 empty] | 0 | 0 | 214
[8 empty] | 0 | 0 | 214
[8 empty] | 0 | 0 | 214
[8 empty] | 0 | 0 | 214
[8 empty] | 0 | 0 | 214
[8 empty] | 0 | 0 | 214
[8 empty] | 0 | 0 | 214
[8 empty] | 0 | 0 | 214
[8 empty] | 0 | 0 | 214
[8 empty] | 0 | 0 | 214
[8 empty] | 0 | 0 | 214
[8 empty] | 0 | 0 | 214
[8 empty] | 0 | 0 | 214
[8 empty] | 0 | 0 | 214
[8 empty] | 0 | 0 | 214
[8 empty] | 0 | 0 | 214
[8 empty] | 0 | 0 | 214
[8 empty] | 0 | 0 | 214
[8 empty] | 0 | 0 | 214
[8 empty] | 0 | 0 | 214
[8 empty] | 0 | 0 | 214
[8 empty] | 0 | 0 | 214
[8 empty] | 0 | 0 | 214
[8 empty] | 0 | 0 | 214
[8 empty] | 0 | 0 | 214
[8 empty] | 0 | 0 | 214
[8 empty] | 0 | 0 | 214
[8 empty] | 0 | 0 | 214
[8 empty] | 0 | 0 | 214
[8 empty] | 0 | 0 | 214
[8 empty] | 0 | 0 | 214
[8 empty] | 0 | 0 | 214
[8 empty] | 0 | 0 | 214
[8 empty] | 0 | 0 | 214
[8 empty] | 0 | 0 | 214
[8 empty] | 0 | 0 | 214
[8 empty] | 0 | 0 | 214
[8 empty] | 0 | 0 | 214
[8 empty] | 0 | 0 | 214
[8 empty] | 0 | 0 | 214
[8 empty] | 0 | 0 | 214
[8 empty] | 0 | 0 | 214
[8 empty] | 0 | 0 | 214
[8 empty] | 0 | 0 | 214
[8 empty] | 0 | 0 | 214
[8 empty] | 0 | 0 | 214
[8 empty] | 0 | 0 | 214
[8 empty] | 0 | 0 | 214
[8 empty] | 0 | 0 | 214
[8 empty] | 0 | 0 | 214
[8 empty] | 0 | 0 | 214
[8 empty] | 0 | 0 | 214
[8 empty] | 0 | 0 | 214
[8 empty] | 0 | 0 | 214
[8 empty] | 0 | 0 | 214
[8 empty] | 0 | 0 | 214
[8 empty] | 0 | 0 | 214
[8 empty] | 0 | 0 | 214
[8 empty] | 0 | 0 | 214
[8 empty] | 0 | 0 | 214
[8 empty] | 0 | 0 | 214
[8 empty] | 0 | 0 | 214
[8 empty] | 0 | 0 | 214
[8 empty] | 0 | 0 | 214
[8 empty] | 0 | 0 | 214
[8 empty] | 0 | 0 | 214
[8 empty] | 0 | 0 | 214
[8 empty] | 0 | 0 | 214
[8 empty] | 0 | 0 | 214
[8 empty] | 0 | 0 | 214
[8 empty] | 0 | 0 | 214
[8 empty] | 0 | 0 | 214
[8 empty] | 0 | 0 | 214
[8 empty] | 0 | 0 | 214
[8 empty] | 0 | 0 | 214
[8 empty] | 0 | 0 | 214
[8 empty] | 0 | 0 | 214
[8 empty] | 0 | 0 | 214
[8 empty] | 0 | 0 | 214
[8 empty] | 0 | 0 | 214
[8 empty] | 0 | 0 | 214
[8 empty] | 0 | 0 | 214
[8 empty] | 0 | 0 | 214
[8 empty] | 0 | 0 | 214
[8 empty] | 0 | 0 | 214
[8 empty] | 0 | 0 | 214
[8 empty] | 0 | 0 | 214
[8 empty] | 0 | 0 | 214
[8 empty] | 0 | 0 | 214
[8 empty] | 0 | 0 | 214
[8 empty] | 0 | 0 | 214
[8 empty] | 0 | 0 | 214
[8 empty] | 0 | 0 | 214
[8 empty] | 0 | 0 | 214
[8 empty] | 0 | 0 | 214
[8 empty] | 0 | 0 | 214
[8 empty] | 0 | 0 | 214
[8 empty] | 0 | 0 | 214
[8 empty] | 0 | 0 | 214
[8 empty] | 0 | 0 | 214
[8 empty] | 0 | 0 | 214
[8 empty] | 0 | 0 | 214
[8 empty] | 0 | 0 | 214
[8 empty] | 0 | 0 | 214
[8 empty] | 0 | 0 | 214
[8 empty] | 0 | 0 | 214
[8 empty] | 0 | 0 | 214
[8 empty] | 0 | 0 | 214
[8 empty] | 0 | 0 | 214
[8 empty] | 0 | 0 | 214
[8 empty] | 0 | 0 | 214
[8 empty] | 0 | 0 | 214
[8 empty] | 0 | 0 | 214
[8 empty] | 0 | 0 | 214
[8 empty] | 0 | 0 | 214
[8 empty] | 0 | 0 | 214
[8 empty] | 0 | 0 | 214
[8 empty] | 0 | 0 | 214
[8 empty] | 0 | 0 | 214
[8 empty] | 0 | 0 | 214
[8 empty] | 0 | 0 | 214
[8 empty] | 0 | 0 | 214
[8 empty] | 0 | 0 | 214
[8 empty] | 0 | 0 | 214
[8 empty] | 0 | 0 | 214
[8 empty] | 0 | 0 | 214
[8 empty] | 0 | 0 | 214
[8 empty] | 0 | 0 | 214
[8 empty] | 0 | 0 | 214
[8 empty] | 0 | 0 | 214
[8 empty] | 0 | 0 | 214
[8 empty] | 0 | 0 | 214
[8 empty] | 0 | 0 | 214
[8 empty] | 0 | 0 | 214
[8 empty] | 0 | 0 | 214
[8 empty] | 0 | 0 | 214
[8 empty] | 0 | 0 | 214
[8 empty] | 0 | 0 | 214
[8 empty] | 0 | 0 | 214
[8 empty] | 0 | 0 | 214
[8 empty] | 0 | 0 | 214
[8 empty] | 0 | 0 | 214
[8 empty] | 0 | 0 | 214
[8 empty] | 0 | 0 | 214
[8 empty] | 0 | 0 | 214
[8 empty] | 0 | 0 | 214
[8 empty] | 0 | 0 | 214
[8 empty] | 0 | 0 | 214
[8 empty] | 0 | 0 | 214
[8 empty] | 0 | 0 | 214
[8 empty] | 0 | 0 | 214
[8 empty] | 0 | 0 | 214
[8 empty] | 0 | 0 | 214
[8 empty] | 0 | 0 | 214
[8 empty] | 0 | 0 | 214
[8 empty] | 0 | 0 | 214
[8 empty] | 0 | 0 | 214
[8 empty] | 0 | 0 | 214
[8 empty] | 0 | 0 | 214
[8 empty] | 0 | 0 | 214
[8 empty] | 0 | 0 | 214
[8 empty] | 0 | 0 | 214
[8 empty] | 0 | 0 | 214
[8 empty] | 0 | 0 | 214
[8 empty] | 0 | 0 | 214
[8 empty] | 0 | 0 | 214
[8 empty] | 0 | 0 | 214
[8 empty] | 0 | 0 | 214
[8 empty] | 0 | 0 | 214
[8 empty] | 0 | 0 | 214
[8 empty] | 0 | 0 | 214
[8 empty] | 0 | 0 | 214
[8 empty] | 0 | 0 | 214
[8 empty] | 0 | 0 | 214
[8 empty] | 0 | 0 | 214
[8 empty] | 0 | 0 | 214
[8 empty] | 0 | 0 | 214
[8 empty] | 0 | 0 | 214
[8 empty] | 0 | 0 | 214
[8 empty] | 0 | 0 | 214
[8 empty] | 0 | 0 | 214
[8 empty] | 0 | 0 | 214
[8 empty] | 0 | 0 | 214
[8 empty] | 0 | 0 | 214
[8 empty] | 0 | 0 | 214
[8 empty] | 0 | 0 | 214
[8 empty] | 0 | 0 | 214
[8 empty] | 0 | 0 | 214
[8 empty] | 0 | 0 | 214
[8 empty] | 0 | 0 | 214
[8 empty] | 0 | 0 | 214
[8 empty] | 0 | 0 | 214
[8 empty] | 0 | 0 | 214
[8 empty] | 0 | 0 | 214
[8 empty] | 0 | 0 | 214
[8 empty] | 0 | 0 | 214
[8 empty] | 0 | 0 | 214
[8 empty] | 0 | 0 | 214
[8 empty] | 0 | 0 | 214
[8 empty] | 0 | 0 | 214
[8 empty] | 0 | 0 | 214
[8 empty] | 0 | 0 | 214
[8 empty] | 0 | 0 | 214
[8 empty] | 0 | 0 | 214
[8 empty] | 0 | 0 | 214
[8 empty] | 0 | 0 | 214
[8 empty] | 0 | 0 | 214
[8 empty] | 0 | 0 | 214
[8 empty] | 0 | 0 | 214
[8 empty] | 0 | 0 | 214
[8 empty] | 0 | 0 | 214
[8 empty] | 0 | 0 | 214
[8 empty] | 0 | 0 | 214
[8 empty] | 0 | 0 | 214
[8 empty] | 0 | 0 | 214
[8 empty] | 0 | 0 | 214
[8 empty] | 0 | 0 | 214
[8 empty] | 0 | 0 | 214
[8 empty] | 0 | 0 | 214
[8 empty] | 0 | 0 | 214
[8 empty] | 0 | 0 | 214
[8 empty] | 0 | 0 | 214
[8 empty] | 0 | 0 | 214
[8 empty] | 0 | 0 | 214
[8 empty] | 0 | 0 | 214
[8 empty] | 0 | 0 | 214
[8 empty] | 0 | 0 | 214
[8 empty] | 0 | 0 | 214
[8 empty] | 0 | 0 | 214
[8 empty] | 0 | 0 | 214
[8 empty] | 0 | 0 | 214
[8 empty] | 0 | 0 | 214
[8 empty] | 0 | 0 | 214
[8 empty] | 0 | 0 | 214
[8 empty] | 0 | 0 | 214
[8 empty] | 0 | 0 | 214
[8 empty] | 0 | 0 | 214
[8 empty] | 0 | 0 | 214
[8 empty] | 0 | 0 | 214
[8 empty] | 0 | 0 | 214
[8 empty] | 0 | 0 | 214
[8 empty] | 0 | 0 | 214
[8 empty] | 0 | 0 | 214
[8 empty] | 0 | 0 | 214
[8 empty] | 0 | 0 | 214
[8 empty] | 0 | 0 | 214
[8 empty] | 0 | 0 | 214
[8 empty] | 0 | 0 | 214
[8 empty] | 0 | 0 | 214
[8 empty] | 0 | 0 | 214
[8 empty] | 0 | 0 | 214
[8 empty] | 0 | 0 | 214
[8 empty] | 0 | 0 | 214
[8 empty] | 0 | 0 | 214
[8 empty] | 0 | 0 | 214
[8 empty] | 0 | 0 | 214
[8 empty] | 0 | 0 | 214
[8 empty] | 0 | 0 | 214
[8 empty] | 0 | 0 | 214
[8 empty] | 0 | 0 | 214
[8 empty] | 0 | 0 | 214
[8 empty] | 0 | 0 | 214
[8 empty] | 0 | 0 | 214
[8 empty] | 0 | 0 | 214
[8 empty] | 0 | 0 | 214
[8 empty] | 0 | 0 | 214
[8 empty] | 0 | 0 | 214
[8 empty] | 0 | 0 | 214
[8 empty] | 0 | 0 | 214
[8 empty] | 0 | 0 | 214
[8 empty] | 0 | 0 | 214
[8 empty] | 0 | 0 | 214
[8 empty] | 0 | 0 | 214
[8 empty] | 0 | 0 | 214
[8 empty] | 0 | 0 | 214
[8 empty] | 0 | 0 | 214
[8 empty] | 0 | 0 | 214
[8 empty] | 0 | 0 | 214
[8 empty] | 0 | 0 | 214
[8 empty] | 0 | 0 | 214
[8 empty] | 0 | 0 | 214
[8 empty] | 0 | 0 | 214
[8 empty] | 0 | 0 | 214
[8 empty] | 0 | 0 | 214
[8 empty] | 0 | 0 | 214
[8 empty] | 0 | 0 | 214
[8 empty] | 0 | 0 | 214
[8 empty] | 0 | 0 | 214
[8 empty] | 0 | 0 | 214
[8 empty] | 0 | 0 | 214
[8 empty] | 0 | 0 | 214
[8 empty] | 0 | 0 | 214
[8 empty] | 0 | 0 | 214
[8 empty] | 0 | 0 | 214
[8 empty] | 0 | 0 | 214
[8 empty] | 0 | 0 | 214
[8 empty] | 0 | 0 | 214
[8 empty] | 0 | 0 | 214
[8 empty] | 0 | 0 | 214
[8 empty] | 0 | 0 | 214
[8 empty] | 0 | 0 | 214
[8 empty] | 0 | 0 | 214
[8 empty] | 0 | 0 | 214
[8 empty] | 0 | 0 | 214
[8 empty] | 0 | 0 | 214
[8 empty] | 0 | 0 | 214
[8 empty] | 0 | 0 | 214
[8 empty] | 0 | 0 | 214
[8 empty] | 0 | 0 | 214
[8 empty] | 0 | 0 | 214
[8 empty] | 0 | 0 | 214
[8 empty] | 0 | 0 | 214
[8 empty] | 0 | 0 | 214
[8 empty] | 0 | 0 | 214
[8 empty] | 0 | 0 | 214
[8 empty] | 0 | 0 | 214
[8 empty] | 0 | 0 | 214
[8 empty] | 0 | 0 | 214
[8 empty] | 0 | 0 | 214
[8 empty] | 0 | 0 | 214
[8 empty] | 0 | 0 | 214
[8 empty] | 0 | 0 | 214
[8 empty] | 0 | 0 | 214
[8 empty] | 0 | 0 | 214
[8 empty] | 0 | 0 | 214
[8 empty] | 0 | 0 | 214
[8 empty] | 0 | 0 | 214
[8 empty] | 0 | 0 | 214
[8 empty] | 0 | 0 | 214
[8 empty] | 0 | 0 | 214
[8 empty] | 0 | 0 | 214
[8 empty] | 0 | 0 | 214
[8 empty] | 0 | 0 | 214
[8 empty] | 0 | 0 | 214
[8 empty] | 0 | 0 | 214
[8 empty] | 0 | 0 | 214
[8 empty] | 0 | 0 | 214
[8 empty] | 0 | 0 | 214
[8 empty] | 0 | 0 | 214
[8 empty] | 0 | 0 | 214
[8 empty] | 0 | 0 | 214
[8 empty] | 0 | 0 | 214
[8 empty] | 0 | 0 | 214
[8 empty] | 0 | 0 | 214
[8 empty] | 0 | 0 | 214
[8 empty] | 0 | 0 | 214
[8 empty] | 0 | 0 | 214
[8 empty] | 0 | 0 | 214
[8 empty] | 0 | 0 | 214
[8 empty] | 0 | 0 | 214
[8 empty] | 0 | 0 | 214
[8 empty] | 0 | 0 | 214
[8 empty] | 0 | 0 | 214
[8 empty] | 0 | 0 | 214
[8 empty] | 0 | 0 | 214
[8 empty] | 0 | 0 | 214
[8 empty] | 0 | 0 | 214
[8 empty] | 0 | 0 | 214
[8 empty] | 0 | 0 | 214
[8 empty] | 0 | 0 | 214
[8 empty] | 0 | 0 | 214
[8 empty] | 0 | 0 | 214
[8 empty] | 0 | 0 | 214
[8 empty] | 0 | 0 | 214
[8 empty] | 0 | 0 | 214
[8 empty] | 0 | 0 | 214
[8 empty] | 0 | 0 | 214
[8 empty] | 0 | 0 | 214
[8 empty] | 0 | 0 | 214
[8 empty] | 0 | 0 | 214
[8 empty] | 0 | 0 | 214
[8 empty] | 0 | 0 | 214
[8 empty] | 0 | 0 | 214
[8 empty] | 0 | 0 | 214
[8 empty] | 0 | 0 | 214
[8 empty] | 0 | 0 | 214
[8 empty] | 0 | 0 | 214
[8 empty] | 0 | 0 | 214
[8 empty] | 0 | 0 | 214
[8 empty] | 0 | 0 | 214
[8 empty] | 0 | 0 | 214
[8 empty] | 0 | 0 | 214
[8 empty] | 0 | 0 | 214
[8 empty] | 0 | 0 | 214
[8 empty] | 0 | 0 | 214
[8 empty] | 0 | 0 | 214
[8 empty] | 0 | 0 | 214
[8 empty] | 0 | 0 | 214
[8 empty] | 0 | 0 | 214
[8 empty] | 0 | 0 | 214
[8 empty] | 0 | 0 | 214
[8 empty] | 0 | 0 | 214
[8 empty] | 0 | 0 | 214
[8 empty] | 0 | 0 | 214
[8 empty] | 0 | 0 | 214
[8 empty] | 0 | 0 | 214
[8 empty] | 0 | 0 | 214
[8 empty] | 0 | 0 | 214
[8 empty] | 0 | 0 | 214
[8 empty] | 0 | 0 | 214
[8 empty] | 0 | 0 | 214
[8 empty] | 0 | 0 | 214
[8 empty] | 0 | 0 | 214
[8 empty] | 0 | 0 | 214
[8 empty] | 0 | 0 | 214
[8 empty] | 0 | 0 | 214
[8 empty] | 0 | 0 | 214
[8 empty] | 0 | 0 | 214
[8 empty] | 0 | 0 | 214
[8 empty] | 0 | 0 | 214
[8 empty] | 0 | 0 | 214
[8 empty] | 0 | 0 | 214
[8 empty] | 0 | 0 | 214
[8 empty] | 0 | 0 | 214
[8 empty] | 0 | 0 | 214
[8 empty] | 0 | 0 | 214
[8 empty] | 0 | 0 | 214
[8 empty] | 0 | 0 | 214
[8 empty] | 0 | 0 | 214
[8 empty] | 0 | 0 | 214
[8 empty] | 0 | 0 | 214
[8 empty] | 0 | 0 | 214
[8 empty] | 0 | 0 | 214
[8 empty] | 0 | 0 | 214
[8 empty] | 0 | 0 | 214
[8 empty] | 0 | 0 | 214
[8 empty] | 0 | 0 | 214
[8 empty] | 0 | 0 | 214
[8 empty] | 0 | 0 | 214
[8 empty] | 0 | 0 | 214
[8 empty] | 0 | 0 | 214
[8 empty] | 0 | 0 | 214
[8 empty] | 0 | 0 | 214
[8 empty] | 0 | 0 | 214
[8 empty] | 0 | 0 | 214
[8 empty] | 0 | 0 | 214
[8 empty] | 0 | 0 | 214
[8 empty] | 0 | 0 | 214
[8 empty] | 0 | 0 | 214
[8 empty] | 0 | 0 | 214
[8 empty] | 0 | 0 | 214
[8 empty] | 0 | 0 | 214
[8 empty] | 0 | 0 | 214
[8 empty] | 0 | 0 | 214
[8 empty] | 0 | 0 | 214
[8 empty] | 0 | 0 | 214
[8 empty] | 0 | 0 | 214
[8 empty] | 0 | 0 | 214
[8 empty] | 0 | 0 | 214
[8 empty] | 0 | 0 | 214
[8 empty] | 0 | 0 | 214
[8 empty] | 0 | 0 | 214
[8 empty] | 0 | 0 | 214
[8 empty] | 0 | 0 | 214
[8 empty] | 0 | 0 | 214
[8 empty] | 0 | 0 | 214
[8 empty] | 0 | 0 | 214
[8 empty] | 0 | 0 | 214
[8 empty] | 0 | 0 | 214
[8 empty] | 0 | 0 | 214
[8 empty] | 0 | 0 | 214
[8 empty] | 0 | 0 | 214
[8 empty] | 0 | 0 | 214
[8 empty] | 0 | 0 | 214
[8 empty] | 0 | 0 | 214
[8 empty] | 0 | 0 | 214
[8 empty] | 0 | 0 | 214
[8 empty] | 0 | 0 | 214
[8 empty] | 0 | 0 | 214
[8 empty] | 0 | 0 | 214
[8 empty] | 0 | 0 | 214
[8 empty] | 0 | 0 | 214
[8 empty] | 0 | 0 | 214
[8 empty] | 0 | 0 | 214
[8 empty] | 0 | 0 | 214
[8 empty] | 0 | 0 | 214
[8 empty] | 0 | 0 | 214
[8 empty] | 0 | 0 | 214
[8 empty] | 0 | 0 | 214
[8 empty] | 0 | 0 | 214
[8 empty] | 0 | 0 | 214
[8 empty] | 0 | 0 | 214
[8 empty] | 0 | 0 | 214
[8 empty] | 0 | 0 | 214
[8 empty] | 0 | 0 | 214
[8 empty] | 0 | 0 | 214
[8 empty] | 0 | 0 | 214
[8 empty] | 0 | 0 | 214
[8 empty] | 0 | 0 | 214
[8 empty] | 0 | 0 | 214
[8 empty] | 0 | 0 | 214
[8 empty] | 0 | 0 | 214
[8 empty] | 0 | 0 | 214
[8 empty] | 0 | 0 | 214
[8 empty] | 0 | 0 | 214
[8 empty] | 0 | 0 | 214
[8 empty] | 0 | 0 | 214
[8 empty] | 0 | 0 | 214
[8 empty] | 0 | 0 | 214
[8 empty] | 0 | 0 | 214
[8 empty] | 0 | 0 | 214
[8 empty] | 0 | 0 | 214
[8 empty] | 0 | 0 | 214
[8 empty] | 0 | 0 | 214
[8 empty] | 0 | 0 | 214
[8 empty] | 0 | 0 | 214
[8 empty] | 0 | 0 | 214
[8 empty] | 0 | 0 | 214
[8 empty] | 0 | 0 | 214
[8 empty] | 0 | 0 | 214
[8 empty] | 0 | 0 | 214
[8 empty] | 0 | 0 | 214
[8 empty] | 0 | 0 | 214
[8 empty] | 0 | 0 | 214
[8 empty] | 0 | 0 | 214
[8 empty] | 0 | 0 | 214
[8 empty] | 0 | 0 | 214
[8 empty] | 0 | 0 | 214
[8 empty] | 0 | 0 | 214
[8 empty] | 0 | 0 | 214
[8 empty] | 0 | 0 | 214
[8 empty] | 0 | 0 | 214
[8 empty] | 0 | 0 | 214
[8 empty] | 0 | 0 | 214
[8 empty] | 0 | 0 | 214
[8 empty] | 0 | 0 | 214
[8 empty] | 0 | 0 | 214
[8 empty] | 0 | 0 | 214
[8 empty] | 0 | 0 | 214
[8 empty] | 0 | 0 | 214
[8 empty] | 0 | 0 | 214
[8 empty] | 0 | 0 | 214
[8 empty] | 0 | 0 | 214
[8 empty] | 0 | 0 | 214
[8 empty] | 0 | 0 | 214
[8 empty] | 0 | 0 | 214
[8 empty] | 0 | 0 | 214
[8 empty] | 0 | 0 | 214
[8 empty] | 0 | 0 | 214
[8 empty] | 0 | 0 | 214
[8 empty] | 0 | 0 | 214
[8 empty] | 0 | 0 | 214
[8 empty] | 0 | 0 | 214
[8 empty] | 0 | 0 | 214
[8 empty] | 0 | 0 | 214
[8 empty] | 0 | 0 | 214
[8 empty] | 0 | 0 | 214
[8 empty] | 0 | 0 | 214
[8 empty] | 0 | 0 | 214
[8 empty] | 0 | 0 | 214
[8 empty] | 0 | 0 | 214
[8 empty] | 0 | 0 | 214
[8 empty] | 0 | 0 | 214
[8 empty] | 0 | 0 | 214
[8 empty] | 0 | 0 | 214
[8 empty] | 0 | 0 | 214
[8 empty] | 0 | 0 | 214
[8 empty] | 0 | 0 | 214
[8 empty] | 0 | 0 | 214
[8 empty] | 0 | 0 | 214
[8 empty] | 0 | 0 | 214
[8 empty] | 0 | 0 | 214
[8 empty] | 0 | 0 | 214
[8 empty] | 0 | 0 | 214
[8 empty] | 0 | 0 | 214
[8 empty] | 0 | 0 | 214
[8 empty] | 0 | 0 | 214
[8 empty] | 0 | 0 | 214
[8 empty] | 0 | 0 | 214
[8 empty] | 0 | 0 | 214
[8 empty] | 0 | 0 | 214
[8 empty] | 0 | 0 | 214
[8 empty] | 0 | 0 | 214
[8 empty] | 0 | 0 | 214
[8 empty] | 0 | 0 | 214
[8 empty] | 0 | 0 | 214
[8 empty] | 0 | 0 | 214
[8 empty] | 0 | 0 | 214
[8 empty] | 0 | 0 | 214
[8 empty] | 0 | 0 | 214
[8 empty] | 0 | 0 | 214
[8 empty] | 0 | 0 | 214
[8 empty] | 0 | 0 | 214
[8 empty] | 0 | 0 | 214
[8 empty] | 0 | 0 | 214
[8 empty] | 0 | 0 | 214
[8 empty] | 0 | 0 | 214
[8 empty] | 0 | 0 | 214
[8 empty] | 0 | 0 | 214
[8 empty] | 0 | 0 | 214
[8 empty] | 0 | 0 | 214
[8 empty] | 0 | 0 | 214
[8 empty] | 0 | 0 | 214
[8 empty] | 0 | 0 | 214
[8 empty] | 0 | 0 | 214
[8 empty] | 0 | 0 | 214
[8 empty] | 0 | 0 | 214
[8 empty] | 0 | 0 | 214
[8 empty] | 0 | 0 | 214
[8 empty] | 0 | 0 | 214
[8 empty] | 0 | 0 | 214
[8 empty] | 0 | 0 | 214
[8 empty] | 0 | 0 | 214
[8 empty] | 0 | 0 | 214
[8 empty] | 0 | 0 | 214
[8 empty] | 0 | 0 | 214
[8 empty] | 0 | 0 | 214
[8 empty] | 0 | 0 | 214
[8 empty] | 0 | 0 | 214
[8 empty] | 0 | 0 | 214
[8 empty] | 0 | 0 | 214
[8 empty] | 0 | 0 | 214
[8 empty] | 0 | 0 | 214
[8 empty] | 0 | 0 | 214
[8 empty] | 0 | 0 | 214
[8 empty] | 0 | 0 | 214
[8 empty] | 0 | 0 | 214
[8 empty] | 0 | 0 | 214
[8 empty] | 0 | 0 | 214
[8 empty] | 0 | 0 | 214
[8 empty] | 0 | 0 | 214
[8 empty] | 0 | 0 | 214
[8 empty] | 0 | 0 | 214
[8 empty] | 0 | 0 | 214
[8 empty] | 0 | 0 | 214
[8 empty] | 0 | 0 | 214
[8 empty] | 0 | 0 | 214
[8 empty] | 0 | 0 | 214
[8 empty] | 0 | 0 | 214
[8 empty] | 0 | 0 | 214
[8 empty] | 0 | 0 | 214
[8 empty] | 0 | 0 | 214
[8 empty] | 0 | 0 | 214
[8 empty] | 0 | 0 | 214
[8 empty] | 0 | 0 | 214
[8 empty] | 0 | 0 | 214
[8 empty] | 0 | 0 | 214
[8 empty] | 0 | 0 | 214
[8 empty] | 0 | 0 | 214
[8 empty] | 0 | 0 | 214
[8 empty] | 0 | 0 | 214
[8 empty] | 0 | 0 | 214
[8 empty] | 0 | 0 | 214
[8 empty] | 0 | 0 | 214
[8 empty] | 0 | 0 | 214
[8 empty] | 0 | 0 | 214
[8 empty] | 0 | 0 | 214
[8 empty] | 0 | 0 | 214
[8 empty] | 0 | 0 | 214
[8 empty] | 0 | 0 | 214
[8 empty] | 0 | 0 | 214
[8 empty] | 0 | 0 | 214
[8 empty] | 0 | 0 | 214
[8 empty] | 0 | 0 | 214
[8 empty] | 0 | 0 | 214
[8 empty] | 0 | 0 | 214
[8 empty] | 0 | 0 | 214
[8 empty] | 0 | 0 | 214
[8 empty] | 0 | 0 | 214
[8 empty] | 0 | 0 | 214
[8 empty] | 0 | 0 | 214
[8 empty] | 0 | 0 | 214
[8 empty] | 0 | 0 | 214
[8 empty] | 0 | 0 | 214
[8 empty] | 0 | 0 | 214
[8 empty] | 0 | 0 | 214
[8 empty] | 0 | 0 | 214
[8 empty] | 0 | 0 | 214
[8 empty] | 0 | 0 | 214
[8 empty] | 0 | 0 | 214
[8 empty] | 0 | 0 | 214
[8 empty] | 0 | 0 | 214
[8 empty] | 0 | 0 | 214
[8 empty] | 0 | 0 | 214
[8 empty] | 0 | 0 | 214
[8 empty] | 0 | 0 | 214
[8 empty] | 0 | 0 | 214
[8 empty] | 0 | 0 | 214
[8 empty] | 0 | 0 | 214
[8 empty] | 0 | 0 | 214
[8 empty] | 0 | 0 | 214
[8 empty] | 0 | 0 | 214
[8 empty] | 0 | 0 | 214
[8 empty] | 0 | 0 | 214
[8 empty] | 0 | 0 | 214
[8 empty] | 0 | 0 | 214
[8 empty] | 0 | 0 | 214
[8 empty] | 0 | 0 | 214
[8 empty] | 0 | 0 | 214
[8 empty] | 0 | 0 | 214
[8 empty] | 0 | 0 | 214
[8 empty] | 0 | 0 | 214
[8 empty] | 0 | 0 | 214
[8 empty] | 0 | 0 | 214
[8 empty] | 0 | 0 | 214
[8 empty] | 0 | 0 | 214
[8 empty] | 0 | 0 | 214
[8 empty] | 0 | 0 | 214
[8 empty] | 0 | 0 | 214
[8 empty] | 0 | 0 | 214
[8 empty] | 0 | 0 | 214
[8 empty] | 0 | 0 | 214
[8 empty] | 0 | 0 | 214
[8 empty] | 0 | 0 | 214
[8 empty] | 0 | 0 | 214
[8 empty] | 0 | 0 | 214
[8 empty] | 0 | 0 | 214
[8 empty] | 0 | 0 | 214
[8 empty] | 0 | 0 | 214
[8 empty] | 0 | 0 | 214
[8 empty] | 0 | 0 | 214
[8 empty] | 0 | 0 | 214
[8 empty] | 0 | 0 | 214
[8 empty] | 0 | 0 | 214
[8 empty] | 0 | 0 | 214
[8 empty] | 0 | 0 | 214
[8 empty] | 0 | 0 | 214
[8 empty] | 0 | 0 | 214
[8 empty] | 0 | 0 | 214
[8 empty] | 0 | 0 | 214
[8 empty] | 0 | 0 | 214
[8 empty] | 0 | 0 | 214
[8 empty] | 0 | 0 | 214
[8 empty] | 0 | 0 | 214
[8 empty] | 0 | 0 | 214
[8 empty] | 0 | 0 | 214
[8 empty] | 0 | 0 | 214
[8 empty] | 0 | 0 | 214
[8 empty] | 0 | 0 | 214
[8 empty] | 0 | 0 | 214
[8 empty] | 0 | 0 | 214
[8 empty] | 0 | 0 | 214
[8 empty] | 0 | 0 | 214
[8 empty] | 0 | 0 | 214
[8 empty] | 0 | 0 | 214
[8 empty] | 0 | 0 | 214
[8 empty] | 0 | 0 | 214
[8 empty] | 0 | 0 | 214
[8 empty] | 0 | 0 | 214
[8 empty] | 0 | 0 | 214
[8 empty] | 0 | 0 | 214
[8 empty] | 0 | 0 | 214
[8 empty] | 0 | 0 | 214
[8 empty] | 0 | 0 | 214
[8 empty] | 0 | 0 | 214
[8 empty] | 0 | 0 | 214
[8 empty] | 0 | 0 | 214
[8 empty] | 0 | 0 | 214
[8 empty] | 0 | 0 | 214
[8 empty] | 0 | 0 | 214
[8 empty] | 0 | 0 | 214
[8 empty] | 0 | 0 | 214
[8 empty] | 0 | 0 | 214
[8 empty] | 0 | 0 | 214
[8 empty] | 0 | 0 | 214
[8 empty] | 0 | 0 | 214
[8 empty] | 0 | 0 | 214
[8 empty] | 0 | 0 | 214
[8 empty] | 0 | 0 | 214
[8 empty] | 0 | 0 | 214
[8 empty] | 0 | 0 | 214
[8 empty] | 0 | 0 | 214
[8 empty] | 0 | 0 | 214
[8 empty] | 0 | 0 | 214
[8 empty] | 0 | 0 | 214
[8 empty] | 0 | 0 | 214
[8 empty] | 0 | 0 | 214
[8 empty] | 0 | 0 | 214
[8 empty] | 0 | 0 | 214
[8 empty] | 0 | 0 | 214
[8 empty] | 0 | 0 | 214
[8 empty] | 0 | 0 | 214
[8 empty] | 0 | 0 | 214
[8 empty] | 0 | 0 | 214
[8 empty] | 0 | 0 | 214
[8 empty] | 0 | 0 | 214
[8 empty] | 0 | 0 | 214
[8 empty] | 0 | 0 | 214
[8 empty] | 0 | 0 | 214
[8 empty] | 0 | 0 | 214
[8 empty] | 0 | 0 | 214
[8 empty] | 0 | 0 | 214
[8 empty] | 0 | 0 | 214
[8 empty] | 0 | 0 | 214
[8 empty] | 0 | 0 | 214
[8 empty] | 0 | 0 | 214
[8 empty] | 0 | 0 | 214
[8 empty] | 0 | 0 | 214
[8 empty] | 0 | 0 | 214
[8 empty] | 0 | 0 | 214
[8 empty] | 0 | 0 | 214
[8 empty] | 0 | 0 | 214
[8 empty] | 0 | 0 | 214
[8 empty] | 0 | 0 | 214
[8 empty] | 0 | 0 | 214
[8 empty] | 0 | 0 | 214
[8 empty] | 0 | 0 | 214
[8 empty] | 0 | 0 | 214
[8 empty] | 0 | 0 | 214
[8 empty] | 0 | 0 | 214
[8 empty] | 0 | 0 | 214
[8 empty] | 0 | 0 | 214
[8 empty] | 0 | 0 | 214
[8 empty] | 0 | 0 | 214
[8 empty] | 0 | 0 | 214
[8 empty] | 0 | 0 | 214
[8 empty] | 0 | 0 | 214
[8 empty] | 0 | 0 | 214
[8 empty] | 0 | 0 | 214
[8 empty] | 0 | 0 | 214
[8 empty] | 0 | 0 | 214
[8 empty] | 0 | 0 | 214
[8 empty] | 0 | 0 | 214
[8 empty] | 0 | 0 | 214
[8 empty] | 0 | 0 | 214
[8 empty] | 0 | 0 | 214
[8 empty] | 0 | 0 | 214
[8 empty] | 0 | 0 | 214
[8 empty] | 0 | 0 | 214
[8 empty] | 0 | 0 | 214
[8 empty] | 0 | 0 | 214
[8 empty] | 0 | 0 | 214
[8 empty] | 0 | 0 | 214
[8 empty] | 0 | 0 | 214
[8 empty] | 0 | 0 | 214
[8 empty] | 0 | 0 | 214
[8 empty] | 0 | 0 | 214
[8 empty] | 0 | 0 | 214
[8 empty] | 0 | 0 | 214
[8 empty] | 0 | 0 | 214
[8 empty] | 0 | 0 | 214
[8 empty] | 0 | 0 | 214
[8 empty] | 0 | 0 | 214
[8 empty] | 0 | 0 | 214
[8 empty] | 0 | 0 | 214
[8 empty] | 0 | 0 | 214
[8 empty] | 0 | 0 | 214
[8 empty] | 0 | 0 | 214
[8 empty] | 0 | 0 | 214
[8 empty] | 0 | 0 | 214
[8 empty] | 0 | 0 | 214
[8 empty] | 0 | 0 | 214
[8 empty] | 0 | 0 | 214
[8 empty] | 0 | 0 | 214
[8 empty] | 0 | 0 | 214
[8 empty] | 0 | 0 | 214
[8 empty] | 0 | 0 | 214
[8 empty] | 0 | 0 | 214
[8 empty] | 0 | 0 | 214
[8 empty] | 0 | 0 | 214
[8 empty] | 0 | 0 | 214
[8 empty] | 0 | 0 | 214
[8 empty] | 0 | 0 | 214
[8 empty] | 0 | 0 | 214
[8 empty] | 0 | 0 | 214
[8 empty] | 0 | 0 | 214
[8 empty] | 0 | 0 | 214
[8 empty] | 0 | 0 | 214
[8 empty] | 0 | 0 | 214
[8 empty] | 0 | 0 | 214
[8 empty] | 0 | 0 | 214
[8 empty] | 0 | 0 | 214
[8 empty] | 0 | 0 | 214
[8 empty] | 0 | 0 | 214
[8 empty] | 0 | 0 | 214
[8 empty] | 0 | 0 | 214
[8 empty] | 0 | 0 | 214
[8 empty] | 0 | 0 | 214
[8 empty] | 0 | 0 | 214
[8 empty] | 0 | 0 | 214
[8 empty] | 0 | 0 | 214
[8 empty] | 0 | 0 | 214
[8 empty] | 0 | 0 | 214
[8 empty] | 0 | 0 | 214
[8 empty] | 0 | 0 | 214
[8 empty] | 0 | 0 | 214
[8 empty] | 0 | 0 | 214
[8 empty] | 0 | 0 | 214
[8 empty] | 0 | 0 | 214
[8 empty] | 0 | 0 | 214
[8 empty] | 0 | 0 | 214
[8 empty] | 0 | 0 | 214
[8 empty] | 0 | 0 | 214
[8 empty] | 0 | 0 | 214
[8 empty] | 0 | 0 | 214
[8 empty] | 0 | 0 | 214
[8 empty] | 0 | 0 | 214
[8 empty] | 0 | 0 | 214
[8 empty] | 0 | 0 | 214
[8 empty] | 0 | 0 | 214
[8 empty] | 0 | 0 | 214
[8 empty] | 0 | 0 | 214
[8 empty] | 0 | 0 | 214
[8 empty] | 0 | 0 | 214
[8 empty] | 0 | 0 | 214
[8 empty] | 0 | 0 | 214
[8 empty] | 0 | 0 | 214
[8 empty] | 0 | 0 | 214
[8 empty] | 0 | 0 | 214
[8 empty] | 0 | 0 | 214
[8 empty] | 0 | 0 | 214
[8 empty] | 0 | 0 | 214
[8 empty] | 0 | 0 | 214
[8 empty] | 0 | 0 | 214
[8 empty] | 0 | 0 | 214
[8 empty] | 0 | 0 | 214
[8 empty] | 0 | 0 | 214
[8 empty] | 0 | 0 | 214
[8 empty] | 0 | 0 | 214
[8 empty] | 0 | 0 | 214
[8 empty] | 0 | 0 | 214
[8 empty] | 0 | 0 | 214
[8 empty] | 0 | 0 | 214
[8 empty] | 0 | 0 | 214
[8 empty] | 0 | 0 | 214
[8 empty] | 0 | 0 | 214
[8 empty] | 0 | 0 | 214
[8 empty] | 0 | 0 | 214
[8 empty] | 0 | 0 | 214
[8 empty] | 0 | 0 | 214
[8 empty] | 0 | 0 | 214
[8 empty] | 0 | 0 | 214
[8 empty] | 0 | 0 | 214
[8 empty] | 0 | 0 | 214
[8 empty] | 0 | 0 | 214
[8 empty] | 0 | 0 | 214
[8 empty] | 0 | 0 | 214
[8 empty] | 0 | 0 | 214
[8 empty] | 0 | 0 | 214
[8 empty] | 0 | 0 | 214
[8 empty] | 0 | 0 | 214
[8 empty] | 0 | 0 | 214
[8 empty] | 0 | 0 | 214
[8 empty] | 0 | 0 | 214
[8 empty] | 0 | 0 | 214
[8 empty] | 0 | 0 | 214
[8 empty] | 0 | 0 | 214
[8 empty] | 0 | 0 | 214
[8 empty] | 0 | 0 | 214
[8 empty] | 0 | 0 | 214
[8 empty] | 0 | 0 | 214
[8 empty] | 0 | 0 | 214
[8 empty] | 0 | 0 | 214
[8 empty] | 0 | 0 | 214
[8 empty] | 0 | 0 | 214
[8 empty] | 0 | 0 | 214
[8 empty] | 0 | 0 | 214
[8 empty] | 0 | 0 | 214
[8 empty] | 0 | 0 | 214
[8 empty] | 0 | 0 | 214
[8 empty] | 0 | 0 | 214
[8 empty] | 0 | 0 | 214
[8 empty] | 0 | 0 | 214
[8 empty] | 0 | 0 | 214
[8 empty] | 0 | 0 | 214
[8 empty] | 0 | 0 | 214
[8 empty] | 0 | 0 | 214
[8 empty] | 0 | 0 | 214
[8 empty] | 0 | 0 | 214
[8 empty] | 0 | 0 | 214
[8 empty] | 0 | 0 | 214
[8 empty] | 0 | 0 | 214
[8 empty] | 0 | 0 | 214
[8 empty] | 0 | 0 | 214
[8 empty] | 0 | 0 | 214
[8 empty] | 0 | 0 | 214
[8 empty] | 0 | 0 | 214
[8 empty] | 0 | 0 | 214
[8 empty] | 0 | 0 | 214
[8 empty] | 0 | 0 | 214
[8 empty] | 0 | 0 | 214
[8 empty] | 0 | 0 | 214
[8 empty] | 0 | 0 | 214
[8 empty] | 0 | 0 | 214
[8 empty] | 0 | 0 | 214
[8 empty] | 0 | 0 | 214
[8 empty] | 0 | 0 | 214
[8 empty] | 0 | 0 | 214
[8 empty] | 0 | 0 | 214
[8 empty] | 0 | 0 | 214
[8 empty] | 0 | 0 | 214
[8 empty] | 0 | 0 | 214
[8 empty] | 0 | 0 | 214
[8 empty] | 0 | 0 | 214
[8 empty] | 0 | 0 | 214
[8 empty] | 0 | 0 | 214
[8 empty] | 0 | 0 | 214
[8 empty] | 0 | 0 | 214
[8 empty] | 0 | 0 | 214
[8 empty] | 0 | 0 | 214
[8 empty] | 0 | 0 | 214
[8 empty] | 0 | 0 | 214
[8 empty] | 0 | 0 | 214
[8 empty] | 0 | 0 | 214
[8 empty] | 0 | 0 | 214
[8 empty] | 0 | 0 | 214
[8 empty] | 0 | 0 | 214
[8 empty] | 0 | 0 | 214
[8 empty] | 0 | 0 | 214
[8 empty] | 0 | 0 | 214
[8 empty] | 0 | 0 | 214
[8 empty] | 0 | 0 | 214
[8 empty] | 0 | 0 | 214
[8 empty] | 0 | 0 | 214
[8 empty] | 0 | 0 | 214
[8 empty] | 0 | 0 | 214
[8 empty] | 0 | 0 | 214
[8 empty] | 0 | 0 | 214
[8 empty] | 0 | 0 | 214
[8 empty] | 0 | 0 | 214
[8 empty] | 0 | 0 | 214
[8 empty] | 0 | 0 | 214
[8 empty] | 0 | 0 | 214
[8 empty] | 0 | 0 | 214
[8 empty] | 0 | 0 | 214
[8 empty] | 0 | 0 | 214
[8 empty] | 0 | 0 | 214
[8 empty] | 0 | 0 | 214
[8 empty] | 0 | 0 | 214
[8 empty] | 0 | 0 | 214
[8 empty] | 0 | 0 | 214
[8 empty] | 0 | 0 | 214
[8 empty] | 0 | 0 | 214
[8 empty] | 0 | 0 | 214
[8 empty] | 0 | 0 | 214
[8 empty] | 0 | 0 | 214
[8 empty] | 0 | 0 | 214
[8 empty] | 0 | 0 | 214
[8 empty] | 0 | 0 | 214
[8 empty] | 0 | 0 | 214
[8 empty] | 0 | 0 | 214
[8 empty] | 0 | 0 | 214
[8 empty] | 0 | 0 | 214
[8 empty] | 0 | 0 | 214
[8 empty] | 0 | 0 | 214
[8 empty] | 0 | 0 | 214
[8 empty] | 0 | 0 | 214
[8 empty] | 0 | 0 | 214
[8 empty] | 0 | 0 | 214
[8 empty] | 0 | 0 | 214
[8 empty] | 0 | 0 | 214
[8 empty] | 0 | 0 | 214
[8 empty] | 0 | 0 | 214
[8 empty] | 0 | 0 | 214
[8 empty] | 0 | 0 | 214
[8 empty] | 0 | 0 | 214
[8 empty] | 0 | 0 | 214
[8 empty] | 0 | 0 | 214
[8 empty] | 0 | 0 | 214
[8 empty] | 0 | 0 | 214
[8 empty] | 0 | 0 | 214
[8 empty] | 0 | 0 | 214
[8 empty] | 0 | 0 | 214
[8 empty] | 0 | 0 | 214
[8 empty] | 0 | 0 | 214
[8 empty] | 0 | 0 | 214
[8 empty] | 0 | 0 | 214
[8 empty] | 0 | 0 | 214
[8 empty] | 0 | 0 | 214
[8 empty] | 0 | 0 | 214
[8 empty] | 0 | 0 | 214
[8 empty] | 0 | 0 | 214
[8 empty] | 0 | 0 | 214
[8 empty] | 0 | 0 | 214
[8 empty] | 0 | 0 | 214
[8 empty] | 0 | 0 | 214
[8 empty] | 0 | 0 | 214
[8 empty] | 0 | 0 | 214
[8 empty] | 0 | 0 | 214
[8 empty] | 0 | 0 | 214
[8 empty] | 0 | 0 | 214
[8 empty] | 0 | 0 | 214
[8 empty] | 0 | 0 | 214
[8 empty] | 0 | 0 | 214
[8 empty] | 0 | 0 | 214
[8 empty] | 0 | 0 | 214
[8 empty] | 0 | 0 | 214
[8 empty] | 0 | 0 | 214
[8 empty] | 0 | 0 | 214
[8 empty] | 0 | 0 | 214
[8 empty] | 0 | 0 | 214
[8 empty] | 0 | 0 | 214
[8 empty] | 0 | 0 | 214
[8 empty] | 0 | 0 | 214
[8 empty] | 0 | 0 | 214
[8 empty] | 0 | 0 | 214
[8 empty] | 0 | 0 | 214
[8 empty] | 0 | 0 | 214
[8 empty] | 0 | 0 | 214
[8 empty] | 0 | 0 | 214
[8 empty] | 0 | 0 | 214
[8 empty] | 0 | 0 | 214
[8 empty] | 0 | 0 | 214
[8 empty] | 0 | 0 | 214
[8 empty] | 0 | 0 | 214
[8 empty] | 0 | 0 | 214
[8 empty] | 0 | 0 | 214
[8 empty] | 0 | 0 | 214
[8 empty] | 0 | 0 | 214
[8 empty] | 0 | 0 | 214
[8 empty] | 0 | 0 | 214
[8 empty] | 0 | 0 | 214
[8 empty] | 0 | 0 | 214
[8 empty] | 0 | 0 | 214
[8 empty] | 0 | 0 | 214
[8 empty] | 0 | 0 | 214
[8 empty] | 0 | 0 | 214
[8 empty] | 0 | 0 | 214
[8 empty] | 0 | 0 | 214
[8 empty] | 0 | 0 | 214
[8 empty] | 0 | 0 | 214
[8 empty] | 0 | 0 | 214
[8 empty] | 0 | 0 | 214
[8 empty] | 0 | 0 | 214
[8 empty] | 0 | 0 | 214
[8 empty] | 0 | 0 | 214
[8 empty] | 0 | 0 | 214
[8 empty] | 0 | 0 | 214
[8 empty] | 0 | 0 | 214
[8 empty] | 0 | 0 | 214
[8 empty] | 0 | 0 | 214
[8 empty] | 0 | 0 | 214
[8 empty] | 0 | 0 | 214
[8 empty] | 0 | 0 | 214
[8 empty] | 0 | 0 | 214
[8 empty] | 0 | 0 | 214
[8 empty] | 0 | 0 | 214
[8 empty] | 0 | 0 | 214
[8 empty] | 0 | 0 | 214
[8 empty] | 0 | 0 | 214
[8 empty] | 0 | 0 | 214
[8 empty] | 0 | 0 | 214
[8 empty] | 0 | 0 | 214
[8 empty] | 0 | 0 | 214
[8 empty] | 0 | 0 | 214
[8 empty] | 0 | 0 | 214
[8 empty] | 0 | 0 | 214
[8 empty] | 0 | 0 | 214
[8 empty] | 0 | 0 | 214
[8 empty] | 0 | 0 | 214
[8 empty] | 0 | 0 | 214
[8 empty] | 0 | 0 | 214
[8 empty] | 0 | 0 | 214
[8 empty] | 0 | 0 | 214
[8 empty] | 0 | 0 | 214
[8 empty] | 0 | 0 | 214
[8 empty] | 0 | 0 | 214
[8 empty] | 0 | 0 | 214
[8 empty] | 0 | 0 | 214
[8 empty] | 0 | 0 | 214
[8 empty] | 0 | 0 | 214
[8 empty] | 0 | 0 | 214
[8 empty] | 0 | 0 | 214
[8 empty] | 0 | 0 | 214
[8 empty] | 0 | 0 | 214
[8 empty] | 0 | 0 | 214
[8 empty] | 0 | 0 | 214
[8 empty] | 0 | 0 | 214
[8 empty] | 0 | 0 | 214
[8 empty] | 0 | 0 | 214
[8 empty] | 0 | 0 | 214
[8 empty] | 0 | 0 | 214
[8 empty] | 0 | 0 | 214
[8 empty] | 0 | 0 | 214
[8 empty] | 0 | 0 | 214
[8 empty] | 0 | 0 | 214
[8 empty] | 0 | 0 | 214
[8 empty] | 0 | 0 | 214
[8 empty] | 0 | 0 | 214
[8 empty] | 0 | 0 | 214
[8 empty] | 0 | 0 | 214
[8 empty] | 0 | 0 | 214
[8 empty] | 0 | 0 | 214
[8 empty] | 0 | 0 | 214
[8 empty] | 0 | 0 | 214
[8 empty] | 0 | 0 | 214
[8 empty] | 0 | 0 | 214
[8 empty] | 0 | 0 | 214
[8 empty] | 0 | 0 | 214
[8 empty] | 0 | 0 | 214
[8 empty] | 0 | 0 | 214
[8 empty] | 0 | 0 | 214
[8 empty] | 0 | 0 | 214
[8 empty] | 0 | 0 | 214
[8 empty] | 0 | 0 | 214
[8 empty] | 0 | 0 | 214
[8 empty] | 0 | 0 | 214
[8 empty] | 0 | 0 | 214
[8 empty] | 0 | 0 | 214
[8 empty] | 0 | 0 | 214
[8 empty] | 0 | 0 | 214
[8 empty] | 0 | 0 | 214
[8 empty] | 0 | 0 | 214
[8 empty] | 0 | 0 | 214
[8 empty] | 0 | 0 | 214
[8 empty] | 0 | 0 | 214
[8 empty] | 0 | 0 | 214
[8 empty] | 0 | 0 | 214
[8 empty] | 0 | 0 | 214
[8 empty] | 0 | 0 | 214
[8 empty] | 0 | 0 | 214
[8 empty] | 0 | 0 | 214
[8 empty] | 0 | 0 | 214
[8 empty] | 0 | 0 | 214
[8 empty] | 0 | 0 | 214
[8 empty] | 0 | 0 | 214
[8 empty] | 0 | 0 | 214
[8 empty] | 0 | 0 | 214
[8 empty] | 0 | 0 | 214
[8 empty] | 0 | 0 | 214
[8 empty] | 0 | 0 | 214
[8 empty] | 0 | 0 | 214
[8 empty] | 0 | 0 | 214
[8 empty] | 0 | 0 | 214
[8 empty] | 0 | 0 | 214
[8 empty] | 0 | 0 | 214
[8 empty] | 0 | 0 | 214
[8 empty] | 0 | 0 | 214
[8 empty] | 0 | 0 | 214
[8 empty] | 0 | 0 | 214
[8 empty] | 0 | 0 | 214
[8 empty] | 0 | 0 | 214
[8 empty] | 0 | 0 | 214
[8 empty] | 0 | 0 | 214
[8 empty] | 0 | 0 | 214
[8 empty] | 0 | 0 | 214
[8 empty] | 0 | 0 | 214
[8 empty] | 0 | 0 | 214
[8 empty] | 0 | 0 | 214
[8 empty] | 0 | 0 | 214
[8 empty] | 0 | 0 | 214
[8 empty] | 0 | 0 | 214
[8 empty] | 0 | 0 | 214
[8 empty] | 0 | 0 | 214
[8 empty] | 0 | 0 | 214
[8 empty] | 0 | 0 | 214
[8 empty] | 0 | 0 | 214
[8 empty] | 0 | 0 | 214
[8 empty] | 0 | 0 | 214
[8 empty] | 0 | 0 | 214
[8 empty] | 0 | 0 | 214
[8 empty] | 0 | 0 | 214
[8 empty] | 0 | 0 | 214
[8 empty] | 0 | 0 | 214
[8 empty] | 0 | 0 | 214
[8 empty] | 0 | 0 | 214
[8 empty] | 0 | 0 | 214
[8 empty] | 0 | 0 | 214
[8 empty] | 0 | 0 | 214
[8 empty] | 0 | 0 | 214
[8 empty] | 0 | 0 | 214
[8 empty] | 0 | 0 | 214
[8 empty] | 0 | 0 | 214
[8 empty] | 0 | 0 | 214
[8 empty] | 0 | 0 | 214
[8 empty] | 0 | 0 | 214
[8 empty] | 0 | 0 | 214
[8 empty] | 0 | 0 | 214
[8 empty] | 0 | 0 | 214
[8 empty] | 0 | 0 | 214
[8 empty] | 0 | 0 | 214
[8 empty] | 0 | 0 | 214
[8 empty] | 0 | 0 | 214
[8 empty] | 0 | 0 | 214
[8 empty] | 0 | 0 | 214
[8 empty] | 0 | 0 | 214
[8 empty] | 0 | 0 | 214
[8 empty] | 0 | 0 | 214
[8 empty] | 0 | 0 | 214
[8 empty] | 0 | 0 | 214
[8 empty] | 0 | 0 | 214
[8 empty] | 0 | 0 | 214
[8 empty] | 0 | 0 | 214
[8 empty] | 0 | 0 | 214
[8 empty] | 0 | 0 | 214
[8 empty] | 0 | 0 | 214
[8 empty] | 0 | 0 | 214
[8 empty] | 0 | 0 | 214
[8 empty] | 0 | 0 | 214
[8 empty] | 0 | 0 | 214
[8 empty] | 0 | 0 | 214
[8 empty] | 0 | 0 | 214
[8 empty] | 0 | 0 | 214
[8 empty] | 0 | 0 | 214
[8 empty] | 0 | 0 | 214
[8 empty] | 0 | 0 | 214
[8 empty] | 0 | 0 | 214
[8 empty] | 0 | 0 | 214
[8 empty] | 0 | 0 | 214
[8 empty] | 0 | 0 | 214
[8 empty] | 0 | 0 | 214
[8 empty] | 0 | 0 | 214
[8 empty] | 0 | 0 | 214
[8 empty] | 0 | 0 | 214
[8 empty] | 0 | 0 | 214
[8 empty] | 0 | 0 | 214
[8 empty] | 0 | 0 | 214
[8 empty] | 0 | 0 | 214
[8 empty] | 0 | 0 | 214
[8 empty] | 0 | 0 | 214
[8 empty] | 0 | 0 | 214
[8 empty] | 0 | 0 | 214
[8 empty] | 0 | 0 | 214
[8 empty] | 0 | 0 | 214
[8 empty] | 0 | 0 | 214
[8 empty] | 0 | 0 | 214
[8 empty] | 0 | 0 | 214
[8 empty] | 0 | 0 | 214
[8 empty] | 0 | 0 | 214
[8 empty] | 0 | 0 | 214
[8 empty] | 0 | 0 | 214
[8 empty] | 0 | 0 | 214
[8 empty] | 0 | 0 | 214
[8 empty] | 0 | 0 | 214
[8 empty] | 0 | 0 | 214
[8 empty] | 0 | 0 | 214
[8 empty] | 0 | 0 | 214
[8 empty] | 0 | 0 | 214
[8 empty] | 0 | 0 | 214
[8 empty] | 0 | 0 | 214
[8 empty] | 0 | 0 | 214
[8 empty] | 0 | 0 | 214
[8 empty] | 0 | 0 | 214
[8 empty] | 0 | 0 | 214
[8 empty] | 0 | 0 | 214
[8 empty] | 0 | 0 | 214
[8 empty] | 0 | 0 | 214
[8 empty] | 0 | 0 | 214
[8 empty] | 0 | 0 | 214
[8 empty] | 0 | 0 | 214
[8 empty] | 0 | 0 | 214
[8 empty] | 0 | 0 | 214
[8 empty] | 0 | 0 | 214
[8 empty] | 0 | 0 | 214
[8 empty] | 0 | 0 | 214
[8 empty] | 0 | 0 | 214
[8 empty] | 0 | 0 | 214
[8 empty] | 0 | 0 | 214
[8 empty] | 0 | 0 | 214
[8 empty] | 0 | 0 | 214
[8 empty] | 0 | 0 | 214
[8 empty] | 0 | 0 | 214
[8 empty] | 0 | 0 | 214
[8 empty] | 0 | 0 | 214
[8 empty] | 0 | 0 | 214
[8 empty] | 0 | 0 | 214
[8 empty] | 0 | 0 | 214
[8 empty] | 0 | 0 | 214
[8 empty] | 0 | 0 | 214
[8 empty] | 0 | 0 | 214
[8 empty] | 0 | 0 | 214
[8 empty] | 0 | 0 | 214
[8 empty] | 0 | 0 | 214
[8 empty] | 0 | 0 | 214
[8 empty] | 0 | 0 | 214
[8 empty] | 0 | 0 | 214
[8 empty] | 0 | 0 | 214
[8 empty] | 0 | 0 | 214
[8 empty] | 0 | 0 | 214
[8 empty] | 0 | 0 | 214
[8 empty] | 0 | 0 | 214
[8 empty] | 0 | 0 | 214
[8 empty] | 0 | 0 | 214
[8 empty] | 0 | 0 | 214
[8 empty] | 0 | 0 | 214
[8 empty] | 0 | 0 | 214
[8 empty] | 0 | 0 | 214
[8 empty] | 0 | 0 | 214
[8 empty] | 0 | 0 | 214
[8 empty] | 0 | 0 | 214
[8 empty] | 0 | 0 | 214
[8 empty] | 0 | 0 | 214
[8 empty] | 0 | 0 | 214
[8 empty] | 0 | 0 | 214
[8 empty] | 0 | 0 | 214
[8 empty] | 0 | 0 | 214
[8 empty] | 0 | 0 | 214
[8 empty] | 0 | 0 | 214
[8 empty] | 0 | 0 | 214
[8 empty] | 0 | 0 | 214
[8 empty] | 0 | 0 | 214
[8 empty] | 0 | 0 | 214
[8 empty] | 0 | 0 | 214
[8 empty] | 0 | 0 | 214
[8 empty] | 0 | 0 | 214
[8 empty] | 0 | 0 | 214
[8 empty] | 0 | 0 | 214
[8 empty] | 0 | 0 | 214
[8 empty] | 0 | 0 | 214
[8 empty] | 0 | 0 | 214
[8 empty] | 0 | 0 | 214
[8 empty] | 0 | 0 | 214
[8 empty] | 0 | 0 | 214
[8 empty] | 0 | 0 | 214
[8 empty] | 0 | 0 | 214
[8 empty] | 0 | 0 | 214
[8 empty] | 0 | 0 | 214
[8 empty] | 0 | 0 | 214
[8 empty] | 0 | 0 | 214
[8 empty] | 0 | 0 | 214
[8 empty] | 0 | 0 | 214
[8 empty] | 0 | 0 | 214
[8 empty] | 0 | 0 | 214
[8 empty] | 0 | 0 | 214
[8 empty] | 0 | 0 | 214
[8 empty] | 0 | 0 | 214
[8 empty] | 0 | 0 | 214
[8 empty] | 0 | 0 | 214
[8 empty] | 0 | 0 | 214
[8 empty] | 0 | 0 | 214
[8 empty] | 0 | 0 | 214
[8 empty] | 0 | 0 | 214
[8 empty] | 0 | 0 | 214
[8 empty] | 0 | 0 | 214
[8 empty] | 0 | 0 | 214
[8 empty] | 0 | 0 | 214
[8 empty] | 0 | 0 | 214
[8 empty] | 0 | 0 | 214
[8 empty] | 0 | 0 | 214
[8 empty] | 0 | 0 | 214
[8 empty] | 0 | 0 | 214
[8 empty] | 0 | 0 | 214
[8 empty] | 0 | 0 | 214
[8 empty] | 0 | 0 | 214
[8 empty] | 0 | 0 | 214
[8 empty] | 0 | 0 | 214
[8 empty] | 0 | 0 | 214
[8 empty] | 0 | 0 | 214
[8 empty] | 0 | 0 | 214
[8 empty] | 0 | 0 | 214
[8 empty] | 0 | 0 | 214
[8 empty] | 0 | 0 | 214
[8 empty] | 0 | 0 | 214
[8 empty] | 0 | 0 | 214
[8 empty] | 0 | 0 | 214
[8 empty] | 0 | 0 | 214
[8 empty] | 0 | 0 | 214
[8 empty] | 0 | 0 | 214
[8 empty] | 0 | 0 | 214
[8 empty] | 0 | 0 | 214
[8 empty] | 0 | 0 | 214
[8 empty] | 0 | 0 | 214
[8 empty] | 0 | 0 | 214
[8 empty] | 0 | 0 | 214
[8 empty] | 0 | 0 | 214
[8 empty] | 0 | 0 | 214
[8 empty] | 0 | 0 | 214
[8 empty] | 0 | 0 | 214
[8 empty] | 0 | 0 | 214
[8 empty] | 0 | 0 | 214
[8 empty] | 0 | 0 | 214
[8 empty] | 0 | 0 | 214
[8 empty] | 0 | 0 | 214
[8 empty] | 0 | 0 | 214
[8 empty] | 0 | 0 | 214
[8 empty] | 0 | 0 | 214
[8 empty] | 0 | 0 | 214
[8 empty] | 0 | 0 | 214
[8 empty] | 0 | 0 | 214
[8 empty] | 0 | 0 | 214
[8 empty] | 0 | 0 | 214
[8 empty] | 0 | 0 | 214
[8 empty] | 0 | 0 | 214
[8 empty] | 0 | 0 | 214
[8 empty] | 0 | 0 | 214
[8 empty] | 0 | 0 | 214
[8 empty] | 0 | 0 | 214
[8 empty] | 0 | 0 | 214
[8 empty] | 0 | 0 | 214
[8 empty] | 0 | 0 | 214
[8 empty] | 0 | 0 | 214
[8 empty] | 0 | 0 | 214
[8 empty] | 0 | 0 | 214
[8 empty] | 0 | 0 | 214
[8 empty] | 0 | 0 | 214
[8 empty] | 0 | 0 | 214
[8 empty] | 0 | 0 | 214
[8 empty] | 0 | 0 | 214
[8 empty] | 0 | 0 | 214
[8 empty] | 0 | 0 | 214
[8 empty] | 0 | 0 | 214
[8 empty] | 0 | 0 | 214
[8 empty] | 0 | 0 | 214
[8 empty] | 0 | 0 | 214
[8 empty] | 0 | 0 | 214
[8 empty] | 0 | 0 | 214
[8 empty] | 0 | 0 | 214
[8 empty] | 0 | 0 | 214
[8 empty] | 0 | 0 | 214
[8 empty] | 0 | 0 | 214
[8 empty] | 0 | 0 | 214
[8 empty] | 0 | 0 | 214
[8 empty] | 0 | 0 | 214
[8 empty] | 0 | 0 | 214
[8 empty] | 0 | 0 | 214
[8 empty] | 0 | 0 | 214
[8 empty] | 0 | 0 | 214
[8 empty] | 0 | 0 | 214
[8 empty] | 0 | 0 | 214
[8 empty] | 0 | 0 | 214
[8 empty] | 0 | 0 | 214
[8 empty] | 0 | 0 | 214
[8 empty] | 0 | 0 | 214
[8 empty] | 0 | 0 | 214
[8 empty] | 0 | 0 | 214
[8 empty] | 0 | 0 | 214
[8 empty] | 0 | 0 | 214
[8 empty] | 0 | 0 | 214
[8 empty] | 0 | 0 | 214
[8 empty] | 0 | 0 | 214
[8 empty] | 0 | 0 | 214
[8 empty] | 0 | 0 | 214
[8 empty] | 0 | 0 | 214
[8 empty] | 0 | 0 | 214
[8 empty] | 0 | 0 | 214
[8 empty] | 0 | 0 | 214
[8 empty] | 0 | 0 | 214
[8 empty] | 0 | 0 | 214
[8 empty] | 0 | 0 | 214
[8 empty] | 0 | 0 | 214
[8 empty] | 0 | 0 | 214
[8 empty] | 0 | 0 | 214
[8 empty] | 0 | 0 | 214
[8 empty] | 0 | 0 | 214
[8 empty] | 0 | 0 | 214
[8 empty] | 0 | 0 | 214
[8 empty] | 0 | 0 | 214
[8 empty] | 0 | 0 | 214
[8 empty] | 0 | 0 | 214
[8 empty] | 0 | 0 | 214
[8 empty] | 0 | 0 | 214
[8 empty] | 0 | 0 | 214
[8 empty] | 0 | 0 | 214
[8 empty] | 0 | 0 | 214
[8 empty] | 0 | 0 | 214
[8 empty] | 0 | 0 | 214
[8 empty] | 0 | 0 | 214
[8 empty] | 0 | 0 | 214
[8 empty] | 0 | 0 | 214
[8 empty] | 0 | 0 | 214
[8 empty] | 0 | 0 | 214
[8 empty] | 0 | 0 | 214
[8 empty] | 0 | 0 | 214
[8 empty] | 0 | 0 | 214
[8 empty] | 0 | 0 | 214
[8 empty] | 0 | 0 | 214
[8 empty] | 0 | 0 | 214
[8 empty] | 0 | 0 | 214
[8 empty] | 0 | 0 | 214
[8 empty] | 0 | 0 | 214
[8 empty] | 0 | 0 | 214
[8 empty] | 0 | 0 | 214
[8 empty] | 0 | 0 | 214
[8 empty] | 0 | 0 | 214
[8 empty] | 0 | 0 | 214
[8 empty] | 0 | 0 | 214
[8 empty] | 0 | 0 | 214
[8 empty] | 0 | 0 | 214
[8 empty] | 0 | 0 | 214
[8 empty] | 0 | 0 | 214
[8 empty] | 0 | 0 | 214
[8 empty] | 0 | 0 | 214
[8 empty] | 0 | 0 | 214
[8 empty] | 0 | 0 | 214
[8 empty] | 0 | 0 | 214
[8 empty] | 0 | 0 | 214
[8 empty] | 0 | 0 | 214
[8 empty] | 0 | 0 | 214
[8 empty] | 0 | 0 | 214
[8 empty] | 0 | 0 | 214
[8 empty] | 0 | 0 | 214
[8 empty] | 0 | 0 | 214
[8 empty] | 0 | 0 | 214
[8 empty] | 0 | 0 | 214
[8 empty] | 0 | 0 | 214
[8 empty] | 0 | 0 | 214
[8 empty] | 0 | 0 | 214
[8 empty] | 0 | 0 | 214
[8 empty] | 0 | 0 | 214
[8 empty] | 0 | 0 | 214
[8 empty] | 0 | 0 | 214
[8 empty] | 0 | 0 | 214
[8 empty] | 0 | 0 | 214
[8 empty] | 0 | 0 | 214
[8 empty] | 0 | 0 | 214
[8 empty] | 0 | 0 | 214
[8 empty] | 0 | 0 | 214
[8 empty] | 0 | 0 | 214
[8 empty] | 0 | 0 | 214
[8 empty] | 0 | 0 | 214
[8 empty] | 0 | 0 | 214
[8 empty] | 0 | 0 | 214
[8 empty] | 0 | 0 | 214
[8 empty] | 0 | 0 | 214
[8 empty] | 0 | 0 | 214
[8 empty] | 0 | 0 | 214
[8 empty] | 0 | 0 | 214
[8 empty] | 0 | 0 | 214
[8 empty] | 0 | 0 | 214
[8 empty] | 0 | 0 | 214
[8 empty] | 0 | 0 | 214
[8 empty] | 0 | 0 | 214
[8 empty] | 0 | 0 | 214
[8 empty] | 0 | 0 | 214
[8 empty] | 0 | 0 | 214
[8 empty] | 0 | 0 | 214
[8 empty] | 0 | 0 | 214
[8 empty] | 0 | 0 | 214
[8 empty] | 0 | 0 | 214
[8 empty] | 0 | 0 | 214
[8 empty] | 0 | 0 | 214
[8 empty] | 0 | 0 | 214
[8 empty] | 0 | 0 | 214
[8 empty] | 0 | 0 | 214
[8 empty] | 0 | 0 | 214
[8 empty] | 0 | 0 | 214
[8 empty] | 0 | 0 | 214
[8 empty] | 0 | 0 | 214
[8 empty] | 0 | 0 | 214
[8 empty] | 0 | 0 | 214
[8 empty] | 0 | 0 | 214
[8 empty] | 0 | 0 | 214
[8 empty] | 0 | 0 | 214
[8 empty] | 0 | 0 | 214
[8 empty] | 0 | 0 | 214
[8 empty] | 0 | 0 | 214
[8 empty] | 0 | 0 | 214
[8 empty] | 0 | 0 | 214
[8 empty] | 0 | 0 | 214
[8 empty] | 0 | 0 | 214
[8 empty] | 0 | 0 | 214
[8 empty] | 0 | 0 | 214
[8 empty] | 0 | 0 | 214
[8 empty] | 0 | 0 | 214
[8 empty] | 0 | 0 | 214
[8 empty] | 0 | 0 | 214
[8 empty] | 0 | 0 | 214
[8 empty] | 0 | 0 | 214
[8 empty] | 0 | 0 | 214
[8 empty] | 0 | 0 | 214
[8 empty] | 0 | 0 | 214
[8 empty] | 0 | 0 | 214
[8 empty] | 0 | 0 | 214
[8 empty] | 0 | 0 | 214
[8 empty] | 0 | 0 | 214
[8 empty] | 0 | 0 | 214
[8 empty] | 0 | 0 | 214
[8 empty] | 0 | 0 | 214
[8 empty] | 0 | 0 | 214
[8 empty] | 0 | 0 | 214
[8 empty] | 0 | 0 | 214
[8 empty] | 0 | 0 | 214
[8 empty] | 0 | 0 | 214
[8 empty] | 0 | 0 | 214
[8 empty] | 0 | 0 | 214
[8 empty] | 0 | 0 | 214
[8 empty] | 0 | 0 | 214
[8 empty] | 0 | 0 | 214
[8 empty] | 0 | 0 | 214
[8 empty] | 0 | 0 | 214
[8 empty] | 0 | 0 | 214
[8 empty] | 0 | 0 | 214
[8 empty] | 0 | 0 | 214
[8 empty] | 0 | 0 | 214
[8 empty] | 0 | 0 | 214
[8 empty] | 0 | 0 | 214
[8 empty] | 0 | 0 | 214
[8 empty] | 0 | 0 | 214
[8 empty] | 0 | 0 | 214
[8 empty] | 0 | 0 | 214
[8 empty] | 0 | 0 | 214
[8 empty] | 0 | 0 | 214
[8 empty] | 0 | 0 | 214
[8 empty] | 0 | 0 | 214
[8 empty] | 0 | 0 | 214
[8 empty] | 0 | 0 | 214
[8 empty] | 0 | 0 | 214
[8 empty] | 0 | 0 | 214
[8 empty] | 0 | 0 | 214
[8 empty] | 0 | 0 | 214
[8 empty] | 0 | 0 | 214
[8 empty] | 0 | 0 | 214
[8 empty] | 0 | 0 | 214
[8 empty] | 0 | 0 | 214
[8 empty] | 0 | 0 | 214
[8 empty] | 0 | 0 | 214
[8 empty] | 0 | 0 | 214
[8 empty] | 0 | 0 | 214
[8 empty] | 0 | 0 | 214
[8 empty] | 0 | 0 | 214
[8 empty] | 0 | 0 | 214
[8 empty] | 0 | 0 | 214
[8 empty] | 0 | 0 | 214
[8 empty] | 0 | 0 | 214
[8 empty] | 0 | 0 | 214
[8 empty] | 0 | 0 | 214
[8 empty] | 0 | 0 | 214
[8 empty] | 0 | 0 | 214
[8 empty] | 0 | 0 | 214
[8 empty] | 0 | 0 | 214
[8 empty] | 0 | 0 | 214
[8 empty] | 0 | 0 | 214
[8 empty] | 0 | 0 | 214
[8 empty] | 0 | 0 | 214
[8 empty] | 0 | 0 | 214
[8 empty] | 0 | 0 | 214
[8 empty] | 0 | 0 | 214
[8 empty] | 0 | 0 | 214
[8 empty] | 0 | 0 | 214
[8 empty] | 0 | 0 | 214
[8 empty] | 0 | 0 | 214
[8 empty] | 0 | 0 | 214
[8 empty] | 0 | 0 | 214
[8 empty] | 0 | 0 | 214
[8 empty] | 0 | 0 | 214
[8 empty] | 0 | 0 | 214
[8 empty] | 0 | 0 | 214
[8 empty] | 0 | 0 | 214
[8 empty] | 0 | 0 | 214
[8 empty] | 0 | 0 | 214
[8 empty] | 0 | 0 | 214
[8 empty] | 0 | 0 | 214
[8 empty] | 0 | 0 | 214
[8 empty] | 0 | 0 | 214
[8 empty] | 0 | 0 | 214
[8 empty] | 0 | 0 | 214
[8 empty] | 0 | 0 | 214
[8 empty] | 0 | 0 | 214
[8 empty] | 0 | 0 | 214
[8 empty] | 0 | 0 | 214
[8 empty] | 0 | 0 | 214
[8 empty] | 0 | 0 | 214
[8 empty] | 0 | 0 | 214
[8 empty] | 0 | 0 | 214
[8 empty] | 0 | 0 | 214
[8 empty] | 0 | 0 | 214
[8 empty] | 0 | 0 | 214
[8 empty] | 0 | 0 | 214
[8 empty] | 0 | 0 | 214
[8 empty] | 0 | 0 | 214
[8 empty] | 0 | 0 | 214
[8 empty] | 0 | 0 | 214
[8 empty] | 0 | 0 | 214
[8 empty] | 0 | 0 | 214
[8 empty] | 0 | 0 | 214
[8 empty] | 0 | 0 | 214
[8 empty] | 0 | 0 | 214
[8 empty] | 0 | 0 | 214
[8 empty] | 0 | 0 | 214
[8 empty] | 0 | 0 | 214
[8 empty] | 0 | 0 | 214
[8 empty] | 0 | 0 | 214
[8 empty] | 0 | 0 | 214
[8 empty] | 0 | 0 | 214
[8 empty] | 0 | 0 | 214
[8 empty] | 0 | 0 | 214
[8 empty] | 0 | 0 | 214
[8 empty] | 0 | 0 | 214
[8 empty] | 0 | 0 | 214
[8 empty] | 0 | 0 | 214
[8 empty] | 0 | 0 | 214
[8 empty] | 0 | 0 | 214
[8 empty] | 0 | 0 | 214
[8 empty] | 0 | 0 | 214
[8 empty] | 0 | 0 | 214
[8 empty] | 0 | 0 | 214
[8 empty] | 0 | 0 | 214
[8 empty] | 0 | 0 | 214
[8 empty] | 0 | 0 | 214
[8 empty] | 0 | 0 | 214
[8 empty] | 0 | 0 | 214
[8 empty] | 0 | 0 | 214
[8 empty] | 0 | 0 | 214
[8 empty] | 0 | 0 | 214
[8 empty] | 0 | 0 | 214
[8 empty] | 0 | 0 | 214
[8 empty] | 0 | 0 | 214
[8 empty] | 0 | 0 | 214
[8 empty] | 0 | 0 | 214
[8 empty] | 0 | 0 | 214
[8 empty] | 0 | 0 | 214
[8 empty] | 0 | 0 | 214
[8 empty] | 0 | 0 | 214
[8 empty] | 0 | 0 | 214
[8 empty] | 0 | 0 | 214
[8 empty] | 0 | 0 | 214
[8 empty] | 0 | 0 | 214
[8 empty] | 0 | 0 | 214
[8 empty] | 0 | 0 | 214
[8 empty] | 0 | 0 | 214
[8 empty] | 0 | 0 | 214
[8 empty] | 0 | 0 | 214
[8 empty] | 0 | 0 | 214
[8 empty] | 0 | 0 | 214
[8 empty] | 0 | 0 | 214
[8 empty] | 0 | 0 | 214
[8 empty] | 0 | 0 | 214
[8 empty] | 0 | 0 | 214
[8 empty] | 0 | 0 | 214
[8 empty] | 0 | 0 | 214
[8 empty] | 0 | 0 | 214
[8 empty] | 0 | 0 | 214
[8 empty] | 0 | 0 | 214
[8 empty] | 0 | 0 | 214
[8 empty] | 0 | 0 | 214
[8 empty] | 0 | 0 | 214
[8 empty] | 0 | 0 | 214
[8 empty] | 0 | 0 | 214
[8 empty] | 0 | 0 | 214
[8 empty] | 0 | 0 | 214
[8 empty] | 0 | 0 | 214
[8 empty] | 0 | 0 | 214
[8 empty] | 0 | 0 | 214
[8 empty] | 0 | 0 | 214
[8 empty] | 0 | 0 | 214
[8 empty] | 0 | 0 | 214
[8 empty] | 0 | 0 | 214
[8 empty] | 0 | 0 | 214
[8 empty] | 0 | 0 | 214
[8 empty] | 0 | 0 | 214
[8 empty] | 0 | 0 | 214
[8 empty] | 0 | 0 | 214
[8 empty] | 0 | 0 | 214
[8 empty] | 0 | 0 | 214
[8 empty] | 0 | 0 | 214
[8 empty] | 0 | 0 | 214
[8 empty] | 0 | 0 | 214
[8 empty] | 0 | 0 | 214
[8 empty] | 0 | 0 | 214
[8 empty] | 0 | 0 | 214
[8 empty] | 0 | 0 | 214
[8 empty] | 0 | 0 | 214
[8 empty] | 0 | 0 | 214
[8 empty] | 0 | 0 | 214
[8 empty] | 0 | 0 | 214
[8 empty] | 0 | 0 | 214
[8 empty] | 0 | 0 | 214
[8 empty] | 0 | 0 | 214
[8 empty] | 0 | 0 | 214
[8 empty] | 0 | 0 | 214
[8 empty] | 0 | 0 | 214
[8 empty] | 0 | 0 | 214
[8 empty] | 0 | 0 | 214
[8 empty] | 0 | 0 | 214
[8 empty] | 0 | 0 | 214
[8 empty] | 0 | 0 | 214
[8 empty] | 0 | 0 | 214
[8 empty] | 0 | 0 | 214
[8 empty] | 0 | 0 | 214
[8 empty] | 0 | 0 | 214
[8 empty] | 0 | 0 | 214
[8 empty] | 0 | 0 | 214
[8 empty] | 0 | 0 | 214
[8 empty] | 0 | 0 | 214
[8 empty] | 0 | 0 | 214
[8 empty] | 0 | 0 | 214
[8 empty] | 0 | 0 | 214
[8 empty] | 0 | 0 | 214
[8 empty] | 0 | 0 | 214
[8 empty] | 0 | 0 | 214
[8 empty] | 0 | 0 | 214
[8 empty] | 0 | 0 | 214
[8 empty] | 0 | 0 | 214
[8 empty] | 0 | 0 | 214
[8 empty] | 0 | 0 | 214
[8 empty] | 0 | 0 | 214
[8 empty] | 0 | 0 | 214
[8 empty] | 0 | 0 | 214
[8 empty] | 0 | 0 | 214
[8 empty] | 0 | 0 | 214
[8 empty] | 0 | 0 | 214
[8 empty] | 0 | 0 | 214
[8 empty] | 0 | 0 | 214
[8 empty] | 0 | 0 | 214
[8 empty] | 0 | 0 | 214
[8 empty] | 0 | 0 | 214
[8 empty] | 0 | 0 | 214
[8 empty] | 0 | 0 | 214
[8 empty] | 0 | 0 | 214
[8 empty] | 0 | 0 | 214
[8 empty] | 0 | 0 | 214
[8 empty] | 0 | 0 | 214
[8 empty] | 0 | 0 | 214
[8 empty] | 0 | 0 | 214
[8 empty] | 0 | 0 | 214
[8 empty] | 0 | 0 | 214
[8 empty] | 0 | 0 | 214
[8 empty] | 0 | 0 | 214
[8 empty] | 0 | 0 | 214
[8 empty] | 0 | 0 | 214
[8 empty] | 0 | 0 | 214
[8 empty] | 0 | 0 | 214
[8 empty] | 0 | 0 | 214
[8 empty] | 0 | 0 | 214
[8 empty] | 0 | 0 | 214
[8 empty] | 0 | 0 | 214
[8 empty] | 0 | 0 | 214
[8 empty] | 0 | 0 | 214
[8 empty] | 0 | 0 | 214
[8 empty] | 0 | 0 | 214
[8 empty] | 0 | 0 | 214
[8 empty] | 0 | 0 | 214
[8 empty] | 0 | 0 | 214
[8 empty] | 0 | 0 | 214
[8 empty] | 0 | 0 | 214
[8 empty] | 0 | 0 | 214
[8 empty] | 0 | 0 | 214
[8 empty] | 0 | 0 | 214
[8 empty] | 0 | 0 | 214
[8 empty] | 0 | 0 | 214
[8 empty] | 0 | 0 | 214
[8 empty] | 0 | 0 | 214
[8 empty] | 0 | 0 | 214
[8 empty] | 0 | 0 | 214
[8 empty] | 0 | 0 | 214
[8 empty] | 0 | 0 | 214
[8 empty] | 0 | 0 | 214
[8 empty] | 0 | 0 | 214
[8 empty] | 0 | 0 | 214
[8 empty] | 0 | 0 | 214
[8 empty] | 0 | 0 | 214
[8 empty] | 0 | 0 | 214
[8 empty] | 0 | 0 | 214
[8 empty] | 0 | 0 | 214
[8 empty] | 0 | 0 | 214
[8 empty] | 0 | 0 | 214
[8 empty] | 0 | 0 | 214
[8 empty] | 0 | 0 | 214
[8 empty] | 0 | 0 | 214
[8 empty] | 0 | 0 | 214
[8 empty] | 0 | 0 | 214
[8 empty] | 0 | 0 | 214
[8 empty] | 0 | 0 | 214
[8 empty] | 0 | 0 | 214
[8 empty] | 0 | 0 | 214
[8 empty] | 0 | 0 | 214
[8 empty] | 0 | 0 | 214
[8 empty] | 0 | 0 | 214
[8 empty] | 0 | 0 | 214
[8 empty] | 0 | 0 | 214
[8 empty] | 0 | 0 | 214
[8 empty] | 0 | 0 | 214
[8 empty] | 0 | 0 | 214
[8 empty] | 0 | 0 | 214
[8 empty] | 0 | 0 | 214
[8 empty] | 0 | 0 | 214
[8 empty] | 0 | 0 | 214
[8 empty] | 0 | 0 | 214
[8 empty] | 0 | 0 | 214
[8 empty] | 0 | 0 | 214
[8 empty] | 0 | 0 | 214
[8 empty] | 0 | 0 | 214
[8 empty] | 0 | 0 | 214
[8 empty] | 0 | 0 | 214
[8 empty] | 0 | 0 | 214
[8 empty] | 0 | 0 | 214
[8 empty] | 0 | 0 | 214
[8 empty] | 0 | 0 | 214
[8 empty] | 0 | 0 | 214
[8 empty] | 0 | 0 | 214
[8 empty] | 0 | 0 | 214
[8 empty] | 0 | 0 | 214
[8 empty] | 0 | 0 | 214
[8 empty] | 0 | 0 | 214
[8 empty] | 0 | 0 | 214
[8 empty] | 0 | 0 | 214
[8 empty] | 0 | 0 | 214
[8 empty] | 0 | 0 | 214
[8 empty] | 0 | 0 | 214
[8 empty] | 0 | 0 | 214
[8 empty] | 0 | 0 | 214
[8 empty] | 0 | 0 | 214
[8 empty] | 0 | 0 | 214
[8 empty] | 0 | 0 | 214
[8 empty] | 0 | 0 | 214
[8 empty] | 0 | 0 | 214
[8 empty] | 0 | 0 | 214
[8 empty] | 0 | 0 | 214
[8 empty] | 0 | 0 | 214
[8 empty] | 0 | 0 | 214
[8 empty] | 0 | 0 | 214
[8 empty] | 0 | 0 | 214
[8 empty] | 0 | 0 | 214
[8 empty] | 0 | 0 | 214
[8 empty] | 0 | 0 | 214
[8 empty] | 0 | 0 | 214
[8 empty] | 0 | 0 | 214
[8 empty] | 0 | 0 | 214
[8 empty] | 0 | 0 | 214
[8 empty] | 0 | 0 | 214
[8 empty] | 0 | 0 | 214
[8 empty] | 0 | 0 | 214
[8 empty] | 0 | 0 | 214
[8 empty] | 0 | 0 | 214
[8 empty] | 0 | 0 | 214
[8 empty] | 0 | 0 | 214
[8 empty] | 0 | 0 | 214
[8 empty] | 0 | 0 | 214
[8 empty] | 0 | 0 | 214
[8 empty] | 0 | 0 | 214
[8 empty] | 0 | 0 | 214
[8 empty] | 0 | 0 | 214
[8 empty] | 0 | 0 | 214
[8 empty] | 0 | 0 | 214
[8 empty] | 0 | 0 | 214
[8 empty] | 0 | 0 | 214
[8 empty] | 0 | 0 | 214
[8 empty] | 0 | 0 | 214
[8 empty] | 0 | 0 | 214
[8 empty] | 0 | 0 | 214
[8 empty] | 0 | 0 | 214
[8 empty] | 0 | 0 | 214
[8 empty] | 0 | 0 | 214
[8 empty] | 0 | 0 | 214
[8 empty] | 0 | 0 | 214
[8 empty] | 0 | 0 | 214
[8 empty] | 0 | 0 | 214
[8 empty] | 0 | 0 | 214
[8 empty] | 0 | 0 | 214
[8 empty] | 0 | 0 | 214
[8 empty] | 0 | 0 | 214
[8 empty] | 0 | 0 | 214
[8 empty] | 0 | 0 | 214
[8 empty] | 0 | 0 | 214
[8 empty] | 0 | 0 | 214
[8 empty] | 0 | 0 | 214
[8 empty] | 0 | 0 | 214
[8 empty] | 0 | 0 | 214
[8 empty] | 0 | 0 | 214
[8 empty] | 0 | 0 | 214
[8 empty] | 0 | 0 | 214
[8 empty] | 0 | 0 | 214
[8 empty] | 0 | 0 | 214
[8 empty] | 0 | 0 | 214
[8 empty] | 0 | 0 | 214
[8 empty] | 0 | 0 | 214
[8 empty] | 0 | 0 | 214
[8 empty] | 0 | 0 | 214
[8 empty] | 0 | 0 | 214
[8 empty] | 0 | 0 | 214
[8 empty] | 0 | 0 | 214
[8 empty] | 0 | 0 | 214
[8 empty] | 0 | 0 | 214
[8 empty] | 0 | 0 | 214
[8 empty] | 0 | 0 | 214
[8 empty] | 0 | 0 | 214
[8 empty] | 0 | 0 | 214
[8 empty] | 0 | 0 | 214
[8 empty] | 0 | 0 | 214
[8 empty] | 0 | 0 | 214
[8 empty] | 0 | 0 | 214
[8 empty] | 0 | 0 | 214
[8 empty] | 0 | 0 | 214
[8 empty] | 0 | 0 | 214
[8 empty] | 0 | 0 | 214
[8 empty] | 0 | 0 | 214
[8 empty] | 0 | 0 | 214
[8 empty] | 0 | 0 | 214
[8 empty] | 0 | 0 | 214
[8 empty] | 0 | 0 | 214
[8 empty] | 0 | 0 | 214
[8 empty] | 0 | 0 | 214
[8 empty] | 0 | 0 | 214
[8 empty] | 0 | 0 | 214
[8 empty] | 0 | 0 | 214
[8 empty] | 0 | 0 | 214
[8 empty] | 0 | 0 | 214
[8 empty] | 0 | 0 | 214
[8 empty] | 0 | 0 | 214
[8 empty] | 0 | 0 | 214
[8 empty] | 0 | 0 | 214
[8 empty] | 0 | 0 | 214
[8 empty] | 0 | 0 | 214
[8 empty] | 0 | 0 | 214
[8 empty] | 0 | 0 | 214
[8 empty] | 0 | 0 | 214
[8 empty] | 0 | 0 | 214
[8 empty] | 0 | 0 | 214
[8 empty] | 0 | 0 | 214
[8 empty] | 0 | 0 | 214
[8 empty] | 0 | 0 | 214
[8 empty] | 0 | 0 | 214
[8 empty] | 0 | 0 | 214
[8 empty] | 0 | 0 | 214
[8 empty] | 0 | 0 | 214
[8 empty] | 0 | 0 | 214
[8 empty] | 0 | 0 | 214
[8 empty] | 0 | 0 | 214
[8 empty] | 0 | 0 | 214
[8 empty] | 0 | 0 | 214
[8 empty] | 0 | 0 | 214
[8 empty] | 0 | 0 | 214
[8 empty] | 0 | 0 | 214
[8 empty] | 0 | 0 | 214
[8 empty] | 0 | 0 | 214
[8 empty] | 0 | 0 | 214
[8 empty] | 0 | 0 | 214
[8 empty] | 0 | 0 | 214
[8 empty] | 0 | 0 | 214
[8 empty] | 0 | 0 | 214
[8 empty] | 0 | 0 | 214
[8 empty] | 0 | 0 | 214
[8 empty] | 0 | 0 | 214
[8 empty] | 0 | 0 | 214
[8 empty] | 0 | 0 | 214
[8 empty] | 0 | 0 | 214
[8 empty] | 0 | 0 | 214
[8 empty] | 0 | 0 | 214
[8 empty] | 0 | 0 | 214
[8 empty] | 0 | 0 | 214
[8 empty] | 0 | 0 | 214
[8 empty] | 0 | 0 | 214
[8 empty] | 0 | 0 | 214
[8 empty] | 0 | 0 | 214
[8 empty] | 0 | 0 | 214
[8 empty] | 0 | 0 | 214
[8 empty] | 0 | 0 | 214
[8 empty] | 0 | 0 | 214
[8 empty] | 0 | 0 | 214
[8 empty] | 0 | 0 | 214
[8 empty] | 0 | 0 | 214
[8 empty] | 0 | 0 | 214
[8 empty] | 0 | 0 | 214
[8 empty] | 0 | 0 | 214
[8 empty] | 0 | 0 | 214
[8 empty] | 0 | 0 | 214
[8 empty] | 0 | 0 | 214
[8 empty] | 0 | 0 | 214
[8 empty] | 0 | 0 | 214
[8 empty] | 0 | 0 | 214
[8 empty] | 0 | 0 | 214
[8 empty] | 0 | 0 | 214
[8 empty] | 0 | 0 | 214
[8 empty] | 0 | 0 | 214
[8 empty] | 0 | 0 | 214
[8 empty] | 0 | 0 | 214
[8 empty] | 0 | 0 | 214
[8 empty] | 0 | 0 | 214
[8 empty] | 0 | 0 | 214
[8 empty] | 0 | 0 | 214
[8 empty] | 0 | 0 | 214
[8 empty] | 0 | 0 | 214
[8 empty] | 0 | 0 | 214
[8 empty] | 0 | 0 | 214
[8 empty] | 0 | 0 | 214
[8 empty] | 0 | 0 | 214
[8 empty] | 0 | 0 | 214
[8 empty] | 0 | 0 | 214
[8 empty] | 0 | 0 | 214
[8 empty] | 0 | 0 | 214
[8 empty] | 0 | 0 | 214
[8 empty] | 0 | 0 | 214
[8 empty] | 0 | 0 | 214
[8 empty] | 0 | 0 | 214
[8 empty] | 0 | 0 | 214
[8 empty] | 0 | 0 | 214
[8 empty] | 0 | 0 | 214
[8 empty] | 0 | 0 | 214
[8 empty] | 0 | 0 | 214
[8 empty] | 0 | 0 | 214
[8 empty] | 0 | 0 | 214
[8 empty] | 0 | 0 | 214
[8 empty] | 0 | 0 | 214
[8 empty] | 0 | 0 | 214
[8 empty] | 0 | 0 | 214
[8 empty] | 0 | 0 | 214
[8 empty] | 0 | 0 | 214
[8 empty] | 0 | 0 | 214
[8 empty] | 0 | 0 | 214
[8 empty] | 0 | 0 | 214
[8 empty] | 0 | 0 | 214
[8 empty] | 0 | 0 | 214
[8 empty] | 0 | 0 | 214
[8 empty] | 0 | 0 | 214
[8 empty] | 0 | 0 | 214
[8 empty] | 0 | 0 | 214
[8 empty] | 0 | 0 | 214
[8 empty] | 0 | 0 | 214
[8 empty] | 0 | 0 | 214
[8 empty] | 0 | 0 | 214
[8 empty] | 0 | 0 | 214
[8 empty] | 0 | 0 | 214
[8 empty] | 0 | 0 | 214
[8 empty] | 0 | 0 | 214
[8 empty] | 0 | 0 | 214
[8 empty] | 0 | 0 | 214
[8 empty] | 0 | 0 | 214
[8 empty] | 0 | 0 | 214
[8 empty] | 0 | 0 | 214
[8 empty] | 0 | 0 | 214
[8 empty] | 0 | 0 | 214
[8 empty] | 0 | 0 | 214
[8 empty] | 0 | 0 | 214
[8 empty] | 0 | 0 | 214
[8 empty] | 0 | 0 | 214
[8 empty] | 0 | 0 | 214
[8 empty] | 0 | 0 | 214
[8 empty] | 0 | 0 | 214
[8 empty] | 0 | 0 | 214
[8 empty] | 0 | 0 | 214
[8 empty] | 0 | 0 | 214
[8 empty] | 0 | 0 | 214
[8 empty] | 0 | 0 | 214
[8 empty] | 0 | 0 | 214
[8 empty] | 0 | 0 | 214
[8 empty] | 0 | 0 | 214
[8 empty] | 0 | 0 | 214
[8 empty] | 0 | 0 | 214
[8 empty] | 0 | 0 | 214
[8 empty] | 0 | 0 | 214
[8 empty] | 0 | 0 | 214
[8 empty] | 0 | 0 | 214
[8 empty] | 0 | 0 | 214
[8 empty] | 0 | 0 | 214
[8 empty] | 0 | 0 | 214
[8 empty] | 0 | 0 | 214
[8 empty] | 0 | 0 | 214
[8 empty] | 0 | 0 | 214
[8 empty] | 0 | 0 | 214
[8 empty] | 0 | 0 | 214
[8 empty] | 0 | 0 | 214
[8 empty] | 0 | 0 | 214
[8 empty] | 0 | 0 | 214
[8 empty] | 0 | 0 | 214
[8 empty] | 0 | 0 | 214
[8 empty] | 0 | 0 | 214
[8 empty] | 0 | 0 | 214
[8 empty] | 0 | 0 | 214
[8 empty] | 0 | 0 | 214
[8 empty] | 0 | 0 | 214
[8 empty] | 0 | 0 | 214
[8 empty] | 0 | 0 | 214
[8 empty] | 0 | 0 | 214
[8 empty] | 0 | 0 | 214
[8 empty] | 0 | 0 | 214
[8 empty] | 0 | 0 | 214
[8 empty] | 0 | 0 | 214
[8 empty] | 0 | 0 | 214
[8 empty] | 0 | 0 | 214
[8 empty] | 0 | 0 | 214
[8 empty] | 0 | 0 | 214
[8 empty] | 0 | 0 | 214
[8 empty] | 0 | 0 | 214
[8 empty] | 0 | 0 | 214
[8 empty] | 0 | 0 | 214
[8 empty] | 0 | 0 | 214
[8 empty] | 0 | 0 | 214
[8 empty] | 0 | 0 | 214
[8 empty] | 0 | 0 | 214
[8 empty] | 0 | 0 | 214
[8 empty] | 0 | 0 | 214
[8 empty] | 0 | 0 | 214
[8 empty] | 0 | 0 | 214
[8 empty] | 0 | 0 | 214
[8 empty] | 0 | 0 | 214
[8 empty] | 0 | 0 | 214
[8 empty] | 0 | 0 | 214
[8 empty] | 0 | 0 | 214
[8 empty] | 0 | 0 | 214
[8 empty] | 0 | 0 | 214
[8 empty] | 0 | 0 | 214
[8 empty] | 0 | 0 | 214
[8 empty] | 0 | 0 | 214
[8 empty] | 0 | 0 | 214
[8 empty] | 0 | 0 | 214
[8 empty] | 0 | 0 | 214
[8 empty] | 0 | 0 | 214
[8 empty] | 0 | 0 | 214
[8 empty] | 0 | 0 | 214
[8 empty] | 0 | 0 | 214
[8 empty] | 0 | 0 | 214
[8 empty] | 0 | 0 | 214
[8 empty] | 0 | 0 | 214
[8 empty] | 0 | 0 | 214
[8 empty] | 0 | 0 | 214
[8 empty] | 0 | 0 | 214
[8 empty] | 0 | 0 | 214
[8 empty] | 0 | 0 | 214
[8 empty] | 0 | 0 | 214
[8 empty] | 0 | 0 | 214
[8 empty] | 0 | 0 | 214
[8 empty] | 0 | 0 | 214
[8 empty] | 0 | 0 | 214
[8 empty] | 0 | 0 | 214
[8 empty] | 0 | 0 | 214
[8 empty] | 0 | 0 | 214
[8 empty] | 0 | 0 | 214
[8 empty] | 0 | 0 | 214
[8 empty] | 0 | 0 | 214
[8 empty] | 0 | 0 | 214
[8 empty] | 0 | 0 | 214
[8 empty] | 0 | 0 | 214
[8 empty] | 0 | 0 | 214
[8 empty] | 0 | 0 | 214
[8 empty] | 0 | 0 | 214
[8 empty] | 0 | 0 | 214
[8 empty] | 0 | 0 | 214
[8 empty] | 0 | 0 | 214
[8 empty] | 0 | 0 | 214
[8 empty] | 0 | 0 | 214
[8 empty] | 0 | 0 | 214
[8 empty] | 0 | 0 | 214
[8 empty] | 0 | 0 | 214
[8 empty] | 0 | 0 | 214
[8 empty] | 0 | 0 | 214
[8 empty] | 0 | 0 | 214
[8 empty] | 0 | 0 | 214
[8 empty] | 0 | 0 | 214
[8 empty] | 0 | 0 | 214
[8 empty] | 0 | 0 | 214
[8 empty] | 0 | 0 | 214
[8 empty] | 0 | 0 | 214
[8 empty] | 0 | 0 | 214
[8 empty] | 0 | 0 | 214
[8 empty] | 0 | 0 | 214
[8 empty] | 0 | 0 | 214
[8 empty] | 0 | 0 | 214
[8 empty] | 0 | 0 | 214
[8 empty] | 0 | 0 | 214
[8 empty] | 0 | 0 | 214
[8 empty] | 0 | 0 | 214
[8 empty] | 0 | 0 | 214
[8 empty] | 0 | 0 | 214
[8 empty] | 0 | 0 | 214
[8 empty] | 0 | 0 | 214
[8 empty] | 0 | 0 | 214
[8 empty] | 0 | 0 | 214
[8 empty] | 0 | 0 | 214
[8 empty] | 0 | 0 | 214
[8 empty] | 0 | 0 | 214
[8 empty] | 0 | 0 | 214
[8 empty] | 0 | 0 | 214
[8 empty] | 0 | 0 | 214
[8 empty] | 0 | 0 | 214
[8 empty] | 0 | 0 | 214
[8 empty] | 0 | 0 | 214
[8 empty] | 0 | 0 | 214
[8 empty] | 0 | 0 | 214
[8 empty] | 0 | 0 | 214
[8 empty] | 0 | 0 | 214
[8 empty] | 0 | 0 | 214
[8 empty] | 0 | 0 | 214
[8 empty] | 0 | 0 | 214
[8 empty] | 0 | 0 | 214
[8 empty] | 0 | 0 | 214
[8 empty] | 0 | 0 | 214
[8 empty] | 0 | 0 | 214
[8 empty] | 0 | 0 | 214
[8 empty] | 0 | 0 | 214
[8 empty] | 0 | 0 | 214
[8 empty] | 0 | 0 | 214
[8 empty] | 0 | 0 | 214
[8 empty] | 0 | 0 | 214
[8 empty] | 0 | 0 | 214
[8 empty] | 0 | 0 | 214
[8 empty] | 0 | 0 | 214
[8 empty] | 0 | 0 | 214
[8 empty] | 0 | 0 | 214
[8 empty] | 0 | 0 | 214
[8 empty] | 0 | 0 | 214
[8 empty] | 0 | 0 | 214
[8 empty] | 0 | 0 | 214
[8 empty] | 0 | 0 | 214
[8 empty] | 0 | 0 | 214
[8 empty] | 0 | 0 | 214
[8 empty] | 0 | 0 | 214
[8 empty] | 0 | 0 | 214
[8 empty] | 0 | 0 | 214
[8 empty] | 0 | 0 | 214
[8 empty] | 0 | 0 | 214
[8 empty] | 0 | 0 | 214
[8 empty] | 0 | 0 | 214
[8 empty] | 0 | 0 | 214
[8 empty] | 0 | 0 | 214
[8 empty] | 0 | 0 | 214
[8 empty] | 0 | 0 | 214
[8 empty] | 0 | 0 | 214
[8 empty] | 0 | 0 | 214
[8 empty] | 0 | 0 | 214
[8 empty] | 0 | 0 | 214
[8 empty] | 0 | 0 | 214
[8 empty] | 0 | 0 | 214
[8 empty] | 0 | 0 | 214
[8 empty] | 0 | 0 | 214
[8 empty] | 0 | 0 | 214
[8 empty] | 0 | 0 | 214
[8 empty] | 0 | 0 | 214
[8 empty] | 0 | 0 | 214
[8 empty] | 0 | 0 | 214
[8 empty] | 0 | 0 | 214
[8 empty] | 0 | 0 | 214
[8 empty] | 0 | 0 | 214
[8 empty] | 0 | 0 | 214
[8 empty] | 0 | 0 | 214
[8 empty] | 0 | 0 | 214
[8 empty] | 0 | 0 | 214
[8 empty] | 0 | 0 | 214
[8 empty] | 0 | 0 | 214
[8 empty] | 0 | 0 | 214
[8 empty] | 0 | 0 | 214
[8 empty] | 0 | 0 | 214
[8 empty] | 0 | 0 | 214
[8 empty] | 0 | 0 | 214
[8 empty] | 0 | 0 | 214
[8 empty] | 0 | 0 | 214
[8 empty] | 0 | 0 | 214
[8 empty] | 0 | 0 | 214
[8 empty] | 0 | 0 | 214
[8 empty] | 0 | 0 | 214
[8 empty] | 0 | 0 | 214
[8 empty] | 0 | 0 | 214
[8 empty] | 0 | 0 | 214
[8 empty] | 0 | 0 | 214
[8 empty] | 0 | 0 | 214
[8 empty] | 0 | 0 | 214
[8 empty] | 0 | 0 | 214
[8 empty] | 0 | 0 | 214
[8 empty] | 0 | 0 | 214
[8 empty] | 0 | 0 | 214
[8 empty] | 0 | 0 | 214
[8 empty] | 0 | 0 | 214
[8 empty] | 0 | 0 | 214
[8 empty] | 0 | 0 | 214
[8 empty] | 0 | 0 | 214
[8 empty] | 0 | 0 | 214
[8 empty] | 0 | 0 | 214
[8 empty] | 0 | 0 | 214
[8 empty] | 0 | 0 | 214
[8 empty] | 0 | 0 | 214
[8 empty] | 0 | 0 | 214
[8 empty] | 0 | 0 | 214
[8 empty] | 0 | 0 | 214
[8 empty] | 0 | 0 | 214
[8 empty] | 0 | 0 | 214
[8 empty] | 0 | 0 | 214
[8 empty] | 0 | 0 | 214
[8 empty] | 0 | 0 | 214
[8 empty] | 0 | 0 | 214
[8 empty] | 0 | 0 | 214
[8 empty] | 0 | 0 | 214
[8 empty] | 0 | 0 | 214
[8 empty] | 0 | 0 | 214
[8 empty] | 0 | 0 | 214
[8 empty] | 0 | 0 | 214
[8 empty] | 0 | 0 | 214
[8 empty] | 0 | 0 | 214
[8 empty] | 0 | 0 | 214
[8 empty] | 0 | 0 | 214
[8 empty] | 0 | 0 | 214
[8 empty] | 0 | 0 | 214
[8 empty] | 0 | 0 | 214
[8 empty] | 0 | 0 | 214
[8 empty] | 0 | 0 | 214
[8 empty] | 0 | 0 | 214
[8 empty] | 0 | 0 | 214
[8 empty] | 0 | 0 | 214
[8 empty] | 0 | 0 | 214
[8 empty] | 0 | 0 | 214
[8 empty] | 0 | 0 | 214
[8 empty] | 0 | 0 | 214
[8 empty] | 0 | 0 | 214
[8 empty] | 0 | 0 | 214
[8 empty] | 0 | 0 | 214
[8 empty] | 0 | 0 | 214
[8 empty] | 0 | 0 | 214
[8 empty] | 0 | 0 | 214
[8 empty] | 0 | 0 | 214
[8 empty] | 0 | 0 | 214
[8 empty] | 0 | 0 | 214
[8 empty] | 0 | 0 | 214
[8 empty] | 0 | 0 | 214
[8 empty] | 0 | 0 | 214
[8 empty] | 0 | 0 | 214
[8 empty] | 0 | 0 | 214
[8 empty] | 0 | 0 | 214
[8 empty] | 0 | 0 | 214
[8 empty] | 0 | 0 | 214
[8 empty] | 0 | 0 | 214
[8 empty] | 0 | 0 | 214
[8 empty] | 0 | 0 | 214
[8 empty] | 0 | 0 | 214
[8 empty] | 0 | 0 | 214
[8 empty] | 0 | 0 | 214
[8 empty] | 0 | 0 | 214
[8 empty] | 0 | 0 | 214
[8 empty] | 0 | 0 | 214
[8 empty] | 0 | 0 | 214
[8 empty] | 0 | 0 | 214
[8 empty] | 0 | 0 | 214
[8 empty] | 0 | 0 | 214
[8 empty] | 0 | 0 | 214
[8 empty] | 0 | 0 | 214
[8 empty] | 0 | 0 | 214
[8 empty] | 0 | 0 | 214
[8 empty] | 0 | 0 | 214
[8 empty] | 0 | 0 | 214
[8 empty] | 0 | 0 | 214
[8 empty] | 0 | 0 | 214
[8 empty] | 0 | 0 | 214
[8 empty] | 0 | 0 | 214
[8 empty] | 0 | 0 | 214
[8 empty] | 0 | 0 | 214
[8 empty] | 0 | 0 | 214
[8 empty] | 0 | 0 | 214
[8 empty] | 0 | 0 | 214
[8 empty] | 0 | 0 | 214
[8 empty] | 0 | 0 | 214
[8 empty] | 0 | 0 | 214
[8 empty] | 0 | 0 | 214
[8 empty] | 0 | 0 | 214
[8 empty] | 0 | 0 | 214
[8 empty] | 0 | 0 | 214
[8 empty] | 0 | 0 | 214
[8 empty] | 0 | 0 | 214
[8 empty] | 0 | 0 | 214
[8 empty] | 0 | 0 | 214
[8 empty] | 0 | 0 | 214
[8 empty] | 0 | 0 | 214
[8 empty] | 0 | 0 | 214
[8 empty] | 0 | 0 | 214
[8 empty] | 0 | 0 | 214
[8 empty] | 0 | 0 | 214
[8 empty] | 0 | 0 | 214
[8 empty] | 0 | 0 | 214
[8 empty] | 0 | 0 | 214
[8 empty] | 0 | 0 | 214
[8 empty] | 0 | 0 | 214
[8 empty] | 0 | 0 | 214
[8 empty] | 0 | 0 | 214
[8 empty] | 0 | 0 | 214
[8 empty] | 0 | 0 | 214
[8 empty] | 0 | 0 | 214
[8 empty] | 0 | 0 | 214
[8 empty] | 0 | 0 | 214
[8 empty] | 0 | 0 | 214
[8 empty] | 0 | 0 | 214
[8 empty] | 0 | 0 | 214
[8 empty] | 0 | 0 | 214
[8 empty] | 0 | 0 | 214
[8 empty] | 0 | 0 | 214
[8 empty] | 0 | 0 | 214
[8 empty] | 0 | 0 | 214
[8 empty] | 0 | 0 | 214
[8 empty] | 0 | 0 | 214
[8 empty] | 0 | 0 | 214
[8 empty] | 0 | 0 | 214
[8 empty] | 0 | 0 | 214
[8 empty] | 0 | 0 | 214
[8 empty] | 0 | 0 | 214
[8 empty] | 0 | 0 | 214
[8 empty] | 0 | 0 | 214
[8 empty] | 0 | 0 | 214
[8 empty] | 0 | 0 | 214
[8 empty] | 0 | 0 | 214
[8 empty] | 0 | 0 | 214
[8 empty] | 0 | 0 | 214
[8 empty] | 0 | 0 | 214
[8 empty] | 0 | 0 | 214
[8 empty] | 0 | 0 | 214
[8 empty] | 0 | 0 | 214
[8 empty] | 0 | 0 | 214
[8 empty] | 0 | 0 | 214
[8 empty] | 0 | 0 | 214
[8 empty] | 0 | 0 | 214
[8 empty] | 0 | 0 | 214
[8 empty] | 0 | 0 | 214
[8 empty] | 0 | 0 | 214
[8 empty] | 0 | 0 | 214
[8 empty] | 0 | 0 | 214
[8 empty] | 0 | 0 | 214
[8 empty] | 0 | 0 | 214
[8 empty] | 0 | 0 | 214
[8 empty] | 0 | 0 | 214
[8 empty] | 0 | 0 | 214
[8 empty] | 0 | 0 | 214
[8 empty] | 0 | 0 | 214
[8 empty] | 0 | 0 | 214
[8 empty] | 0 | 0 | 214
[8 empty] | 0 | 0 | 214
[8 empty] | 0 | 0 | 214
[8 empty] | 0 | 0 | 214
[8 empty] | 0 | 0 | 214
[8 empty] | 0 | 0 | 214
[8 empty] | 0 | 0 | 214
[8 empty] | 0 | 0 | 214
[8 empty] | 0 | 0 | 214
[8 empty] | 0 | 0 | 214
[8 empty] | 0 | 0 | 214
[8 empty] | 0 | 0 | 214
[8 empty] | 0 | 0 | 214
[8 empty] | 0 | 0 | 214
[8 empty] | 0 | 0 | 214
[8 empty] | 0 | 0 | 214
[8 empty] | 0 | 0 | 214
[8 empty] | 0 | 0 | 214
[8 empty] | 0 | 0 | 214
[8 empty] | 0 | 0 | 214
[8 empty] | 0 | 0 | 214
[8 empty] | 0 | 0 | 214
[8 empty] | 0 | 0 | 214
[8 empty] | 0 | 0 | 214
[8 empty] | 0 | 0 | 214
[8 empty] | 0 | 0 | 214
[8 empty] | 0 | 0 | 214
[8 empty] | 0 | 0 | 214
[8 empty] | 0 | 0 | 214
[8 empty] | 0 | 0 | 214
[8 empty] | 0 | 0 | 214
[8 empty] | 0 | 0 | 214
[8 empty] | 0 | 0 | 214
[8 empty] | 0 | 0 | 214
[8 empty] | 0 | 0 | 214
[8 empty] | 0 | 0 | 214
[8 empty] | 0 | 0 | 214
[8 empty] | 0 | 0 | 214
[8 empty] | 0 | 0 | 214
[8 empty] | 0 | 0 | 214
[8 empty] | 0 | 0 | 214
[8 empty] | 0 | 0 | 214
[8 empty] | 0 | 0 | 214
[8 empty] | 0 | 0 | 214
[8 empty] | 0 | 0 | 214
[8 empty] | 0 | 0 | 214
[8 empty] | 0 | 0 | 214
[8 empty] | 0 | 0 | 214
[8 empty] | 0 | 0 | 214
[8 empty] | 0 | 0 | 214
[8 empty] | 0 | 0 | 214
[8 empty] | 0 | 0 | 214
[8 empty] | 0 | 0 | 214
[8 empty] | 0 | 0 | 214
[8 empty] | 0 | 0 | 214
[8 empty] | 0 | 0 | 214
[8 empty] | 0 | 0 | 214
[8 empty] | 0 | 0 | 214
[8 empty] | 0 | 0 | 214
[8 empty] | 0 | 0 | 214
[8 empty] | 0 | 0 | 214
[8 empty] | 0 | 0 | 214
[8 empty] | 0 | 0 | 214
[8 empty] | 0 | 0 | 214
[8 empty] | 0 | 0 | 214
[8 empty] | 0 | 0 | 214
[8 empty] | 0 | 0 | 214
[8 empty] | 0 | 0 | 214
[8 empty] | 0 | 0 | 214
[8 empty] | 0 | 0 | 214
[8 empty] | 0 | 0 | 214
[8 empty] | 0 | 0 | 214
[8 empty] | 0 | 0 | 214
[8 empty] | 0 | 0 | 214
[8 empty] | 0 | 0 | 214
[8 empty] | 0 | 0 | 214
[8 empty] | 0 | 0 | 214
[8 empty] | 0 | 0 | 214
[8 empty] | 0 | 0 | 214
[8 empty] | 0 | 0 | 214
[8 empty] | 0 | 0 | 214
[8 empty] | 0 | 0 | 214
[8 empty] | 0 | 0 | 214
[8 empty] | 0 | 0 | 214
[8 empty] | 0 | 0 | 214
[8 empty] | 0 | 0 | 214
[8 empty] | 0 | 0 | 214
[8 empty] | 0 | 0 | 214
[8 empty] | 0 | 0 | 214
[8 empty] | 0 | 0 | 214
[8 empty] | 0 | 0 | 214
[8 empty] | 0 | 0 | 214
[8 empty] | 0 | 0 | 214
[8 empty] | 0 | 0 | 214
[8 empty] | 0 | 0 | 214
[8 empty] | 0 | 0 | 214
[8 empty] | 0 | 0 | 214
[8 empty] | 0 | 0 | 214
[8 empty] | 0 | 0 | 214
[8 empty] | 0 | 0 | 214
[8 empty] | 0 | 0 | 214
[8 empty] | 0 | 0 | 214
[8 empty] | 0 | 0 | 214
[8 empty] | 0 | 0 | 214
[8 empty] | 0 | 0 | 214
[8 empty] | 0 | 0 | 214
[8 empty] | 0 | 0 | 214
[8 empty] | 0 | 0 | 214
[8 empty] | 0 | 0 | 214
[8 empty] | 0 | 0 | 214
[8 empty] | 0 | 0 | 214
[8 empty] | 0 | 0 | 214
[8 empty] | 0 | 0 | 214
[8 empty] | 0 | 0 | 214
[8 empty] | 0 | 0 | 214
[8 empty] | 0 | 0 | 214
[8 empty] | 0 | 0 | 214
[8 empty] | 0 | 0 | 214
[8 empty] | 0 | 0 | 214
[8 empty] | 0 | 0 | 214
[8 empty] | 0 | 0 | 214
[8 empty] | 0 | 0 | 214
[8 empty] | 0 | 0 | 214
[8 empty] | 0 | 0 | 214
[8 empty] | 0 | 0 | 214
[8 empty] | 0 | 0 | 214
[8 empty] | 0 | 0 | 214
[8 empty] | 0 | 0 | 214
[8 empty] | 0 | 0 | 214
[8 empty] | 0 | 0 | 214
[8 empty] | 0 | 0 | 214
[8 empty] | 0 | 0 | 214
[8 empty] | 0 | 0 | 214
[8 empty] | 0 | 0 | 214
[8 empty] | 0 | 0 | 214
[8 empty] | 0 | 0 | 214
[8 empty] | 0 | 0 | 214
[8 empty] | 0 | 0 | 214
[8 empty] | 0 | 0 | 214
[8 empty] | 0 | 0 | 214
[8 empty] | 0 | 0 | 214
[8 empty] | 0 | 0 | 214
[8 empty] | 0 | 0 | 214
[8 empty] | 0 | 0 | 214
[8 empty] | 0 | 0 | 214
[8 empty] | 0 | 0 | 214
[8 empty] | 0 | 0 | 214
[8 empty] | 0 | 0 | 214
[8 empty] | 0 | 0 | 214
[8 empty] | 0 | 0 | 214
[8 empty] | 0 | 0 | 214
[8 empty] | 0 | 0 | 214
[8 empty] | 0 | 0 | 214
[8 empty] | 0 | 0 | 214
[8 empty] | 0 | 0 | 214
[8 empty] | 0 | 0 | 214
[8 empty] | 0 | 0 | 214
[8 empty] | 0 | 0 | 214
[8 empty] | 0 | 0 | 214
[8 empty] | 0 | 0 | 214
[8 empty] | 0 | 0 | 214
[8 empty] | 0 | 0 | 214
[8 empty] | 0 | 0 | 214
[8 empty] | 0 | 0 | 214
[8 empty] | 0 | 0 | 214
[8 empty] | 0 | 0 | 214
[8 empty] | 0 | 0 | 214
[8 empty] | 0 | 0 | 214
[8 empty] | 0 | 0 | 214
[8 empty] | 0 | 0 | 214
[8 empty] | 0 | 0 | 214
[8 empty] | 0 | 0 | 214
[8 empty] | 0 | 0 | 214
[8 empty] | 0 | 0 | 214
[8 empty] | 0 | 0 | 214
[8 empty] | 0 | 0 | 214
[8 empty] | 0 | 0 | 214
[8 empty] | 0 | 0 | 214
[8 empty] | 0 | 0 | 214
[8 empty] | 0 | 0 | 214
[8 empty] | 0 | 0 | 214
[8 empty] | 0 | 0 | 214
[8 empty] | 0 | 0 | 214
[8 empty] | 0 | 0 | 214
[8 empty] | 0 | 0 | 214
[8 empty] | 0 | 0 | 214
[8 empty] | 0 | 0 | 214
[8 empty] | 0 | 0 | 214
[8 empty] | 0 | 0 | 214
[8 empty] | 0 | 0 | 214
[8 empty] | 0 | 0 | 214
[8 empty] | 0 | 0 | 214
[8 empty] | 0 | 0 | 214
[8 empty] | 0 | 0 | 214
[8 empty] | 0 | 0 | 214
[8 empty] | 0 | 0 | 214
[8 empty] | 0 | 0 | 214
[8 empty] | 0 | 0 | 214
[8 empty] | 0 | 0 | 214
[8 empty] | 0 | 0 | 214
[8 empty] | 0 | 0 | 214
[8 empty] | 0 | 0 | 214
[8 empty] | 0 | 0 | 214
[8 empty] | 0 | 0 | 214
[8 empty] | 0 | 0 | 214
[8 empty] | 0 | 0 | 214
[8 empty] | 0 | 0 | 214
[8 empty] | 0 | 0 | 214
[8 empty] | 0 | 0 | 214
[8 empty] | 0 | 0 | 214
[8 empty] | 0 | 0 | 214
[8 empty] | 0 | 0 | 214
[8 empty] | 0 | 0 | 214
[8 empty] | 0 | 0 | 214
[8 empty] | 0 | 0 | 214
[8 empty] | 0 | 0 | 214
[8 empty] | 0 | 0 | 214
[8 empty] | 0 | 0 | 214
[8 empty] | 0 | 0 | 214
[8 empty] | 0 | 0 | 214
[8 empty] | 0 | 0 | 214
[8 empty] | 0 | 0 | 214
[8 empty] | 0 | 0 | 214
[8 empty] | 0 | 0 | 214
[8 empty] | 0 | 0 | 214
[8 empty] | 0 | 0 | 214
[8 empty] | 0 | 0 | 214
[8 empty] | 0 | 0 | 214
[8 empty] | 0 | 0 | 214
[8 empty] | 0 | 0 | 214
[8 empty] | 0 | 0 | 214
[8 empty] | 0 | 0 | 214
[8 empty] | 0 | 0 | 214
[8 empty] | 0 | 0 | 214
[8 empty] | 0 | 0 | 214
[8 empty] | 0 | 0 | 214
[8 empty] | 0 | 0 | 214
[8 empty] | 0 | 0 | 214
[8 empty] | 0 | 0 | 214
[8 empty] | 0 | 0 | 214
[8 empty] | 0 | 0 | 214
[8 empty] | 0 | 0 | 214
[8 empty] | 0 | 0 | 214
[8 empty] | 0 | 0 | 214
[8 empty] | 0 | 0 | 214
[8 empty] | 0 | 0 | 214
[8 empty] | 0 | 0 | 214
[8 empty] | 0 | 0 | 214
[8 empty] | 0 | 0 | 214
[8 empty] | 0 | 0 | 214
[8 empty] | 0 | 0 | 214
[8 empty] | 0 | 0 | 214
[8 empty] | 0 | 0 | 214
[8 empty] | 0 | 0 | 214
[8 empty] | 0 | 0 | 214
[8 empty] | 0 | 0 | 214
[8 empty] | 0 | 0 | 214
[8 empty] | 0 | 0 | 214
[8 empty] | 0 | 0 | 214
[8 empty] | 0 | 0 | 214
[8 empty] | 0 | 0 | 214
[8 empty] | 0 | 0 | 214
[8 empty] | 0 | 0 | 214
[8 empty] | 0 | 0 | 214
[8 empty] | 0 | 0 | 214
[8 empty] | 0 | 0 | 214
[8 empty] | 0 | 0 | 214
[8 empty] | 0 | 0 | 214
[8 empty] | 0 | 0 | 214
[8 empty] | 0 | 0 | 214
[8 empty] | 0 | 0 | 214
[8 empty] | 0 | 0 | 214
[8 empty] | 0 | 0 | 214
[8 empty] | 0 | 0 | 214
[8 empty] | 0 | 0 | 214
[8 empty] | 0 | 0 | 214
[8 empty] | 0 | 0 | 214
[8 empty] | 0 | 0 | 214
[8 empty] | 0 | 0 | 214
[8 empty] | 0 | 0 | 214
[8 empty] | 0 | 0 | 214
[8 empty] | 0 | 0 | 214
[8 empty] | 0 | 0 | 214
[8 empty] | 0 | 0 | 214
[8 empty] | 0 | 0 | 214
[8 empty] | 0 | 0 | 214
[8 empty] | 0 | 0 | 214
[8 empty] | 0 | 0 | 214
[8 empty] | 0 | 0 | 214
[8 empty] | 0 | 0 | 214
[8 empty] | 0 | 0 | 214
[8 empty] | 0 | 0 | 214
[8 empty] | 0 | 0 | 214
[8 empty] | 0 | 0 | 214
[8 empty] | 0 | 0 | 214
[8 empty] | 0 | 0 | 214
[8 empty] | 0 | 0 | 214
[8 empty] | 0 | 0 | 214
[8 empty] | 0 | 0 | 214
[8 empty] | 0 | 0 | 214
[8 empty] | 0 | 0 | 214
[8 empty] | 0 | 0 | 214
[8 empty] | 0 | 0 | 214
[8 empty] | 0 | 0 | 214
[8 empty] | 0 | 0 | 214
[8 empty] | 0 | 0 | 214
[8 empty] | 0 | 0 | 214
[8 empty] | 0 | 0 | 214
[8 empty] | 0 | 0 | 214
[8 empty] | 0 | 0 | 214
[8 empty] | 0 | 0 | 214
[8 empty] | 0 | 0 | 214
[8 empty] | 0 | 0 | 214
[8 empty] | 0 | 0 | 214
[8 empty] | 0 | 0 | 214
[8 empty] | 0 | 0 | 214
[8 empty] | 0 | 0 | 214
[8 empty] | 0 | 0 | 214
[8 empty] | 0 | 0 | 214
[8 empty] | 0 | 0 | 214
[8 empty] | 0 | 0 | 214
[8 empty] | 0 | 0 | 214
[8 empty] | 0 | 0 | 214
[8 empty] | 0 | 0 | 214
[8 empty] | 0 | 0 | 214
[8 empty] | 0 | 0 | 214
[8 empty] | 0 | 0 | 214
[8 empty] | 0 | 0 | 214
[8 empty] | 0 | 0 | 214
[8 empty] | 0 | 0 | 214
[8 empty] | 0 | 0 | 214
[8 empty] | 0 | 0 | 214
[8 empty] | 0 | 0 | 214
[8 empty] | 0 | 0 | 214
[8 empty] | 0 | 0 | 214
[8 empty] | 0 | 0 | 214
[8 empty] | 0 | 0 | 214
[8 empty] | 0 | 0 | 214
[8 empty] | 0 | 0 | 214
[8 empty] | 0 | 0 | 214
[8 empty] | 0 | 0 | 214
[8 empty] | 0 | 0 | 214
[8 empty] | 0 | 0 | 214
[8 empty] | 0 | 0 | 214
[8 empty] | 0 | 0 | 214
[8 empty] | 0 | 0 | 214
[8 empty] | 0 | 0 | 214
[8 empty] | 0 | 0 | 214
[8 empty] | 0 | 0 | 214
[8 empty] | 0 | 0 | 214
[8 empty] | 0 | 0 | 214
[8 empty] | 0 | 0 | 214
[8 empty] | 0 | 0 | 214
[8 empty] | 0 | 0 | 214
[8 empty] | 0 | 0 | 214
[8 empty] | 0 | 0 | 214
[8 empty] | 0 | 0 | 214
[8 empty] | 0 | 0 | 214
[8 empty] | 0 | 0 | 214
[8 empty] | 0 | 0 | 214
[8 empty] | 0 | 0 | 214
[8 empty] | 0 | 0 | 214
[8 empty] | 0 | 0 | 214
[8 empty] | 0 | 0 | 214
[8 empty] | 0 | 0 | 214
[8 empty] | 0 | 0 | 214
[8 empty] | 0 | 0 | 214
[8 empty] | 0 | 0 | 214
[8 empty] | 0 | 0 | 214
[8 empty] | 0 | 0 | 214
[8 empty] | 0 | 0 | 214
[8 empty] | 0 | 0 | 214
[8 empty] | 0 | 0 | 214
[8 empty] | 0 | 0 | 214
[8 empty] | 0 | 0 | 214
[8 empty] | 0 | 0 | 214
[8 empty] | 0 | 0 | 214
[8 empty] | 0 | 0 | 214
[8 empty] | 0 | 0 | 214
[8 empty] | 0 | 0 | 214
[8 empty] | 0 | 0 | 214
[8 empty] | 0 | 0 | 214
[8 empty] | 0 | 0 | 214
[8 empty] | 0 | 0 | 214
[8 empty] | 0 | 0 | 214
[8 empty] | 0 | 0 | 214
[8 empty] | 0 | 0 | 214
[8 empty] | 0 | 0 | 214
[8 empty] | 0 | 0 | 214
[8 empty] | 0 | 0 | 214
[8 empty] | 0 | 0 | 214
[8 empty] | 0 | 0 | 214
[8 empty] | 0 | 0 | 214
[8 empty] | 0 | 0 | 214
[8 empty] | 0 | 0 | 214
[8 empty] | 0 | 0 | 214
[8 empty] | 0 | 0 | 214
[8 empty] | 0 | 0 | 214
[8 empty] | 0 | 0 | 214
[8 empty] | 0 | 0 | 214
[8 empty] | 0 | 0 | 214
[8 empty] | 0 | 0 | 214
[8 empty] | 0 | 0 | 214
[8 empty] | 0 | 0 | 214
[8 empty] | 0 | 0 | 214
[8 empty] | 0 | 0 | 214
[8 empty] | 0 | 0 | 214
[8 empty] | 0 | 0 | 214
[8 empty] | 0 | 0 | 214
[8 empty] | 0 | 0 | 214
[8 empty] | 0 | 0 | 214
[8 empty] | 0 | 0 | 214
[8 empty] | 0 | 0 | 214
[8 empty] | 0 | 0 | 214
[8 empty] | 0 | 0 | 214
[8 empty] | 0 | 0 | 214
[8 empty] | 0 | 0 | 214
[8 empty] | 0 | 0 | 214
[8 empty] | 0 | 0 | 214
[8 empty] | 0 | 0 | 214
[8 empty] | 0 | 0 | 214
[8 empty] | 0 | 0 | 214
[8 empty] | 0 | 0 | 214
[8 empty] | 0 | 0 | 214
[8 empty] | 0 | 0 | 214
[8 empty] | 0 | 0 | 214
[8 empty] | 0 | 0 | 214
[8 empty] | 0 | 0 | 214
[8 empty] | 0 | 0 | 214
[8 empty] | 0 | 0 | 214
[8 empty] | 0 | 0 | 214
[8 empty] | 0 | 0 | 214
[8 empty] | 0 | 0 | 214
[8 empty] | 0 | 0 | 214
[8 empty] | 0 | 0 | 214
[8 empty] | 0 | 0 | 214
[8 empty] | 0 | 0 | 214
[8 empty] | 0 | 0 | 214
[8 empty] | 0 | 0 | 214
[8 empty] | 0 | 0 | 214
[8 empty] | 0 | 0 | 214
[8 empty] | 0 | 0 | 214
[8 empty] | 0 | 0 | 214
[8 empty] | 0 | 0 | 214
[8 empty] | 0 | 0 | 214
[8 empty] | 0 | 0 | 214
[8 empty] | 0 | 0 | 214
[8 empty] | 0 | 0 | 214
[8 empty] | 0 | 0 | 214
[8 empty] | 0 | 0 | 214
[8 empty] | 0 | 0 | 214
[8 empty] | 0 | 0 | 214
[8 empty] | 0 | 0 | 214
[8 empty] | 0 | 0 | 214
[8 empty] | 0 | 0 | 214
[8 empty] | 0 | 0 | 214
[8 empty] | 0 | 0 | 214
[8 empty] | 0 | 0 | 214
[8 empty] | 0 | 0 | 214
[8 empty] | 0 | 0 | 214
[8 empty] | 0 | 0 | 214
[8 empty] | 0 | 0 | 214
[8 empty] | 0 | 0 | 214
[8 empty] | 0 | 0 | 214
[8 empty] | 0 | 0 | 214
[8 empty] | 0 | 0 | 214
[8 empty] | 0 | 0 | 214
[8 empty] | 0 | 0 | 214
[8 empty] | 0 | 0 | 214
[8 empty] | 0 | 0 | 214
[8 empty] | 0 | 0 | 214
[8 empty] | 0 | 0 | 214
[8 empty] | 0 | 0 | 214
[8 empty] | 0 | 0 | 214
[8 empty] | 0 | 0 | 214
[8 empty] | 0 | 0 | 214
[8 empty] | 0 | 0 | 214
[8 empty] | 0 | 0 | 214
[8 empty] | 0 | 0 | 214
[8 empty] | 0 | 0 | 214
[8 empty] | 0 | 0 | 214
[8 empty] | 0 | 0 | 214
[8 empty] | 0 | 0 | 214
[8 empty] | 0 | 0 | 214
[8 empty] | 0 | 0 | 214
[8 empty] | 0 | 0 | 214
[8 empty] | 0 | 0 | 214
[8 empty] | 0 | 0 | 214
[8 empty] | 0 | 0 | 214
[8 empty] | 0 | 0 | 214
[8 empty] | 0 | 0 | 214
[8 empty] | 0 | 0 | 214
[8 empty] | 0 | 0 | 214
[8 empty] | 0 | 0 | 214
[8 empty] | 0 | 0 | 214
[8 empty] | 0 | 0 | 214
[8 empty] | 0 | 0 | 214
[8 empty] | 0 | 0 | 214
[8 empty] | 0 | 0 | 214
[8 empty] | 0 | 0 | 214
[8 empty] | 0 | 0 | 214
[8 empty] | 0 | 0 | 214
[8 empty] | 0 | 0 | 214
[8 empty] | 0 | 0 | 214
[8 empty] | 0 | 0 | 214
[8 empty] | 0 | 0 | 214
[8 empty] | 0 | 0 | 214
[8 empty] | 0 | 0 | 214
[8 empty] | 0 | 0 | 214
[8 empty] | 0 | 0 | 214
[8 empty] | 0 | 0 | 214
[8 empty] | 0 | 0 | 214
[8 empty] | 0 | 0 | 214
[8 empty] | 0 | 0 | 214
[8 empty] | 0 | 0 | 214
[8 empty] | 0 | 0 | 214
[8 empty] | 0 | 0 | 214
[8 empty] | 0 | 0 | 214
[8 empty] | 0 | 0 | 214
[8 empty] | 0 | 0 | 214
[8 empty] | 0 | 0 | 214
[8 empty] | 0 | 0 | 214
[8 empty] | 0 | 0 | 214
[8 empty] | 0 | 0 | 214
[8 empty] | 0 | 0 | 214
[8 empty] | 0 | 0 | 214
[8 empty] | 0 | 0 | 214
[8 empty] | 0 | 0 | 214
[8 empty] | 0 | 0 | 214
[8 empty] | 0 | 0 | 214
[8 empty] | 0 | 0 | 214
[8 empty] | 0 | 0 | 214
[8 empty] | 0 | 0 | 214
[8 empty] | 0 | 0 | 214
[8 empty] | 0 | 0 | 214
[8 empty] | 0 | 0 | 214
[8 empty] | 0 | 0 | 214
[8 empty] | 0 | 0 | 214
[8 empty] | 0 | 0 | 214
[8 empty] | 0 | 0 | 214
[8 empty] | 0 | 0 | 214
[8 empty] | 0 | 0 | 214
[8 empty] | 0 | 0 | 214
[8 empty] | 0 | 0 | 214
[8 empty] | 0 | 0 | 214
[8 empty] | 0 | 0 | 214
[8 empty] | 0 | 0 | 214
[8 empty] | 0 | 0 | 214
[8 empty] | 0 | 0 | 214
[8 empty] | 0 | 0 | 214
[8 empty] | 0 | 0 | 214
[8 empty] | 0 | 0 | 214
[8 empty] | 0 | 0 | 214
[8 empty] | 0 | 0 | 214
[8 empty] | 0 | 0 | 214
[8 empty] | 0 | 0 | 214
[8 empty] | 0 | 0 | 214
[8 empty] | 0 | 0 | 214
[8 empty] | 0 | 0 | 214
[8 empty] | 0 | 0 | 214
[8 empty] | 0 | 0 | 214
[8 empty] | 0 | 0 | 214
[8 empty] | 0 | 0 | 214
[8 empty] | 0 | 0 | 214
[8 empty] | 0 | 0 | 214
[8 empty] | 0 | 0 | 214
[8 empty] | 0 | 0 | 214
[8 empty] | 0 | 0 | 214
[8 empty] | 0 | 0 | 214
[8 empty] | 0 | 0 | 214
[8 empty] | 0 | 0 | 214
[8 empty] | 0 | 0 | 214
[8 empty] | 0 | 0 | 214
[8 empty] | 0 | 0 | 214
[8 empty] | 0 | 0 | 214
[8 empty] | 0 | 0 | 214
[8 empty] | 0 | 0 | 214
[8 empty] | 0 | 0 | 214
[8 empty] | 0 | 0 | 214
[8 empty] | 0 | 0 | 214
[8 empty] | 0 | 0 | 214
[8 empty] | 0 | 0 | 214
[8 empty] | 0 | 0 | 214
[8 empty] | 0 | 0 | 214
[8 empty] | 0 | 0 | 214
[8 empty] | 0 | 0 | 214
[8 empty] | 0 | 0 | 214
[8 empty] | 0 | 0 | 214
[8 empty] | 0 | 0 | 214
[8 empty] | 0 | 0 | 214
[8 empty] | 0 | 0 | 214
[8 empty] | 0 | 0 | 214
[8 empty] | 0 | 0 | 214
[8 empty] | 0 | 0 | 214
[8 empty] | 0 | 0 | 214
[8 empty] | 0 | 0 | 214
[8 empty] | 0 | 0 | 214
[8 empty] | 0 | 0 | 214
[8 empty] | 0 | 0 | 214
[8 empty] | 0 | 0 | 214
[8 empty] | 0 | 0 | 214
[8 empty] | 0 | 0 | 214
[8 empty] | 0 | 0 | 214
[8 empty] | 0 | 0 | 214
[8 empty] | 0 | 0 | 214
[8 empty] | 0 | 0 | 214
[8 empty] | 0 | 0 | 214
[8 empty] | 0 | 0 | 214
[8 empty] | 0 | 0 | 214
[8 empty] | 0 | 0 | 214
[8 empty] | 0 | 0 | 214
[8 empty] | 0 | 0 | 214
[8 empty] | 0 | 0 | 214
[8 empty] | 0 | 0 | 214
[8 empty] | 0 | 0 | 214
[8 empty] | 0 | 0 | 214
[8 empty] | 0 | 0 | 214
[8 empty] | 0 | 0 | 214
[8 empty] | 0 | 0 | 214
[8 empty] | 0 | 0 | 214
[8 empty] | 0 | 0 | 214
[8 empty] | 0 | 0 | 214
[8 empty] | 0 | 0 | 214
[8 empty] | 0 | 0 | 214
[8 empty] | 0 | 0 | 214
[8 empty] | 0 | 0 | 214
[8 empty] | 0 | 0 | 214
[8 empty] | 0 | 0 | 214
[8 empty] | 0 | 0 | 214
[8 empty] | 0 | 0 | 214
[8 empty] | 0 | 0 | 214
[8 empty] | 0 | 0 | 214
[8 empty] | 0 | 0 | 214
[8 empty] | 0 | 0 | 214
[8 empty] | 0 | 0 | 214
[8 empty] | 0 | 0 | 214
[8 empty] | 0 | 0 | 214
[8 empty] | 0 | 0 | 214
[8 empty] | 0 | 0 | 214
[8 empty] | 0 | 0 | 214
[8 empty] | 0 | 0 | 214
[8 empty] | 0 | 0 | 214
[8 empty] | 0 | 0 | 214
[8 empty] | 0 | 0 | 214
[8 empty] | 0 | 0 | 214
[8 empty] | 0 | 0 | 214
[8 empty] | 0 | 0 | 214
[8 empty] | 0 | 0 | 214
[8 empty] | 0 | 0 | 214
[8 empty] | 0 | 0 | 214
[8 empty] | 0 | 0 | 214
[8 empty] | 0 | 0 | 214
[8 empty] | 0 | 0 | 214
[8 empty] | 0 | 0 | 214
[8 empty] | 0 | 0 | 214
[8 empty] | 0 | 0 | 214
[8 empty] | 0 | 0 | 214
[8 empty] | 0 | 0 | 214
[8 empty] | 0 | 0 | 214
[8 empty] | 0 | 0 | 214
[8 empty] | 0 | 0 | 214
[8 empty] | 0 | 0 | 214
[8 empty] | 0 | 0 | 214
[8 empty] | 0 | 0 | 214
[8 empty] | 0 | 0 | 214
[8 empty] | 0 | 0 | 214
[8 empty] | 0 | 0 | 214
[8 empty] | 0 | 0 | 214
[8 empty] | 0 | 0 | 214
[8 empty] | 0 | 0 | 214
[8 empty] | 0 | 0 | 214
[8 empty] | 0 | 0 | 214
[8 empty] | 0 | 0 | 214
[8 empty] | 0 | 0 | 214
[8 empty] | 0 | 0 | 214
[8 empty] | 0 | 0 | 214
[8 empty] | 0 | 0 | 214
[8 empty] | 0 | 0 | 214
[8 empty] | 0 | 0 | 214
[8 empty] | 0 | 0 | 214
[8 empty] | 0 | 0 | 214
[8 empty] | 0 | 0 | 214
[8 empty] | 0 | 0 | 214
[8 empty] | 0 | 0 | 214
[8 empty] | 0 | 0 | 214
[8 empty] | 0 | 0 | 214
[8 empty] | 0 | 0 | 214
[8 empty] | 0 | 0 | 214
[8 empty] | 0 | 0 | 214
[8 empty] | 0 | 0 | 214
[8 empty] | 0 | 0 | 214
[8 empty] | 0 | 0 | 214
[8 empty] | 0 | 0 | 214
[8 empty] | 0 | 0 | 214
[8 empty] | 0 | 0 | 214
[8 empty] | 0 | 0 | 214
[8 empty] | 0 | 0 | 214
[8 empty] | 0 | 0 | 214
[8 empty] | 0 | 0 | 214
[8 empty] | 0 | 0 | 214
[8 empty] | 0 | 0 | 214
[8 empty] | 0 | 0 | 214
[8 empty] | 0 | 0 | 214
[8 empty] | 0 | 0 | 214
[8 empty] | 0 | 0 | 214
[8 empty] | 0 | 0 | 214
[8 empty] | 0 | 0 | 214
[8 empty] | 0 | 0 | 214
[8 empty] | 0 | 0 | 214
[8 empty] | 0 | 0 | 214
[8 empty] | 0 | 0 | 214
[8 empty] | 0 | 0 | 214
[8 empty] | 0 | 0 | 214
[8 empty] | 0 | 0 | 214
[8 empty] | 0 | 0 | 214
[8 empty] | 0 | 0 | 214
[8 empty] | 0 | 0 | 214
[8 empty] | 0 | 0 | 214
[8 empty] | 0 | 0 | 214
[8 empty] | 0 | 0 | 214
[8 empty] | 0 | 0 | 214
[8 empty] | 0 | 0 | 214
[8 empty] | 0 | 0 | 214
[8 empty] | 0 | 0 | 214
[8 empty] | 0 | 0 | 214
[8 empty] | 0 | 0 | 214
[8 empty] | 0 | 0 | 214
[8 empty] | 0 | 0 | 214
[8 empty] | 0 | 0 | 214
[8 empty] | 0 | 0 | 214
[8 empty] | 0 | 0 | 214
[8 empty] | 0 | 0 | 214
[8 empty] | 0 | 0 | 214
[8 empty] | 0 | 0 | 214
[8 empty] | 0 | 0 | 214
[8 empty] | 0 | 0 | 214
[8 empty] | 0 | 0 | 214
[8 empty] | 0 | 0 | 214
[8 empty] | 0 | 0 | 214
[8 empty] | 0 | 0 | 214
[8 empty] | 0 | 0 | 214
[8 empty] | 0 | 0 | 214
[8 empty] | 0 | 0 | 214
[8 empty] | 0 | 0 | 214
[8 empty] | 0 | 0 | 214
[8 empty] | 0 | 0 | 214
[8 empty] | 0 | 0 | 214
[8 empty] | 0 | 0 | 214
[8 empty] | 0 | 0 | 214
[8 empty] | 0 | 0 | 214
[8 empty] | 0 | 0 | 214
[8 empty] | 0 | 0 | 214
[8 empty] | 0 | 0 | 214
[8 empty] | 0 | 0 | 214
[8 empty] | 0 | 0 | 214
[8 empty] | 0 | 0 | 214
[8 empty] | 0 | 0 | 214
[8 empty] | 0 | 0 | 214
[8 empty] | 0 | 0 | 214
[8 empty] | 0 | 0 | 214
[8 empty] | 0 | 0 | 214
[8 empty] | 0 | 0 | 214
[8 empty] | 0 | 0 | 214
[8 empty] | 0 | 0 | 214
[8 empty] | 0 | 0 | 214
[8 empty] | 0 | 0 | 214
[8 empty] | 0 | 0 | 214
[8 empty] | 0 | 0 | 214
[8 empty] | 0 | 0 | 214
[8 empty] | 0 | 0 | 214
[8 empty] | 0 | 0 | 214
[8 empty] | 0 | 0 | 214
[8 empty] | 0 | 0 | 214
[8 empty] | 0 | 0 | 214
[8 empty] | 0 | 0 | 214
[8 empty] | 0 | 0 | 214
[8 empty] | 0 | 0 | 214
[8 empty] | 0 | 0 | 214
[8 empty] | 0 | 0 | 214
[8 empty] | 0 | 0 | 214
[8 empty] | 0 | 0 | 214
[8 empty] | 0 | 0 | 214
[8 empty] | 0 | 0 | 214
[8 empty] | 0 | 0 | 214
[8 empty] | 0 | 0 | 214
[8 empty] | 0 | 0 | 214
[8 empty] | 0 | 0 | 214
[8 empty] | 0 | 0 | 214
[8 empty] | 0 | 0 | 214
[8 empty] | 0 | 0 | 214
[8 empty] | 0 | 0 | 214
[8 empty] | 0 | 0 | 214
[8 empty] | 0 | 0 | 214
[8 empty] | 0 | 0 | 214
[8 empty] | 0 | 0 | 214
[8 empty] | 0 | 0 | 214
[8 empty] | 0 | 0 | 214
[8 empty] | 0 | 0 | 214
[8 empty] | 0 | 0 | 214
[8 empty] | 0 | 0 | 214
[8 empty] | 0 | 0 | 214
[8 empty] | 0 | 0 | 214
[8 empty] | 0 | 0 | 214
[8 empty] | 0 | 0 | 214
[8 empty] | 0 | 0 | 214
[8 empty] | 0 | 0 | 214
[8 empty] | 0 | 0 | 214
[8 empty] | 0 | 0 | 214
[8 empty] | 0 | 0 | 214
[8 empty] | 0 | 0 | 214
[8 empty] | 0 | 0 | 214
[8 empty] | 0 | 0 | 214
[8 empty] | 0 | 0 | 214
[8 empty] | 0 | 0 | 214
[8 empty] | 0 | 0 | 214
[8 empty] | 0 | 0 | 214
[8 empty] | 0 | 0 | 214
[8 empty] | 0 | 0 | 214
[8 empty] | 0 | 0 | 214
[8 empty] | 0 | 0 | 214
[8 empty] | 0 | 0 | 214
[8 empty] | 0 | 0 | 214
[8 empty] | 0 | 0 | 214
[8 empty] | 0 | 0 | 214
[8 empty] | 0 | 0 | 214
[8 empty] | 0 | 0 | 214
[8 empty] | 0 | 0 | 214
[8 empty] | 0 | 0 | 214
[8 empty] | 0 | 0 | 214
[8 empty] | 0 | 0 | 214
[8 empty] | 0 | 0 | 214
[8 empty] | 0 | 0 | 214
[8 empty] | 0 | 0 | 214
[8 empty] | 0 | 0 | 214
[8 empty] | 0 | 0 | 214
[8 empty] | 0 | 0 | 214
[8 empty] | 0 | 0 | 214
[8 empty] | 0 | 0 | 214
[8 empty] | 0 | 0 | 214
[8 empty] | 0 | 0 | 214
[8 empty] | 0 | 0 | 214
[8 empty] | 0 | 0 | 214
[8 empty] | 0 | 0 | 214
[8 empty] | 0 | 0 | 214
[8 empty] | 0 | 0 | 214
[8 empty] | 0 | 0 | 214
[8 empty] | 0 | 0 | 214
[8 empty] | 0 | 0 | 214
[8 empty] | 0 | 0 | 214
[8 empty] | 0 | 0 | 214
[8 empty] | 0 | 0 | 214
[8 empty] | 0 | 0 | 214
[8 empty] | 0 | 0 | 214
[8 empty] | 0 | 0 | 214
[8 empty] | 0 | 0 | 214
[8 empty] | 0 | 0 | 214
[8 empty] | 0 | 0 | 214
[8 empty] | 0 | 0 | 214
[8 empty] | 0 | 0 | 214
[8 empty] | 0 | 0 | 214
[8 empty] | 0 | 0 | 214
[8 empty] | 0 | 0 | 214
[8 empty] | 0 | 0 | 214
[8 empty] | 0 | 0 | 214
[8 empty] | 0 | 0 | 214
[8 empty] | 0 | 0 | 214
[8 empty] | 0 | 0 | 214
[8 empty] | 0 | 0 | 214
[8 empty] | 0 | 0 | 214
[8 empty] | 0 | 0 | 214
[8 empty] | 0 | 0 | 214
[8 empty] | 0 | 0 | 214
[8 empty] | 0 | 0 | 214
[8 empty] | 0 | 0 | 214
[8 empty] | 0 | 0 | 214
[8 empty] | 0 | 0 | 214
[8 empty] | 0 | 0 | 214
[8 empty] | 0 | 0 | 214
[8 empty] | 0 | 0 | 214
[8 empty] | 0 | 0 | 214
[8 empty] | 0 | 0 | 214
[8 empty] | 0 | 0 | 214
[8 empty] | 0 | 0 | 214
[8 empty] | 0 | 0 | 214
[8 empty] | 0 | 0 | 214
[8 empty] | 0 | 0 | 214
[8 empty] | 0 | 0 | 214
[8 empty] | 0 | 0 | 214
[8 empty] | 0 | 0 | 214
[8 empty] | 0 | 0 | 214
[8 empty] | 0 | 0 | 214
[8 empty] | 0 | 0 | 214
[8 empty] | 0 | 0 | 214
[8 empty] | 0 | 0 | 214
[8 empty] | 0 | 0 | 214
[8 empty] | 0 | 0 | 214
[8 empty] | 0 | 0 | 214
[8 empty] | 0 | 0 | 214
[8 empty] | 0 | 0 | 214
[8 empty] | 0 | 0 | 214
[8 empty] | 0 | 0 | 214
[8 empty] | 0 | 0 | 214
[8 empty] | 0 | 0 | 214
[8 empty] | 0 | 0 | 214
[8 empty] | 0 | 0 | 214
[8 empty] | 0 | 0 | 214
[8 empty] | 0 | 0 | 214
[8 empty] | 0 | 0 | 214
[8 empty] | 0 | 0 | 214
[8 empty] | 0 | 0 | 214
[8 empty] | 0 | 0 | 214
[8 empty] | 0 | 0 | 214
[8 empty] | 0 | 0 | 214
[8 empty] | 0 | 0 | 214
[8 empty] | 0 | 0 | 214
[8 empty] | 0 | 0 | 214
[8 empty] | 0 | 0 | 214
[8 empty] | 0 | 0 | 214
[8 empty] | 0 | 0 | 214
[8 empty] | 0 | 0 | 214
[8 empty] | 0 | 0 | 214
[8 empty] | 0 | 0 | 214
[8 empty] | 0 | 0 | 214
[8 empty] | 0 | 0 | 214
[8 empty] | 0 | 0 | 214
[8 empty] | 0 | 0 | 214
[8 empty] | 0 | 0 | 214
[8 empty] | 0 | 0 | 214
[8 empty] | 0 | 0 | 214
[8 empty] | 0 | 0 | 214
[8 empty] | 0 | 0 | 214
[8 empty] | 0 | 0 | 214
[8 empty] | 0 | 0 | 214
[8 empty] | 0 | 0 | 214
[8 empty] | 0 | 0 | 214
[8 empty] | 0 | 0 | 214
[8 empty] | 0 | 0 | 214
[8 empty] | 0 | 0 | 214
[8 empty] | 0 | 0 | 214
[8 empty] | 0 | 0 | 214
[8 empty] | 0 | 0 | 214
[8 empty] | 0 | 0 | 214
[8 empty] | 0 | 0 | 214
[8 empty] | 0 | 0 | 214
[8 empty] | 0 | 0 | 214
[8 empty] | 0 | 0 | 214
[8 empty] | 0 | 0 | 214
[8 empty] | 0 | 0 | 214
[8 empty] | 0 | 0 | 214
[8 empty] | 0 | 0 | 214
[8 empty] | 0 | 0 | 214
[8 empty] | 0 | 0 | 214
[8 empty] | 0 | 0 | 214
[8 empty] | 0 | 0 | 214
[8 empty] | 0 | 0 | 214
[8 empty] | 0 | 0 | 214
[8 empty] | 0 | 0 | 214
[8 empty] | 0 | 0 | 214
[8 empty] | 0 | 0 | 214
[8 empty] | 0 | 0 | 214
[8 empty] | 0 | 0 | 214
[8 empty] | 0 | 0 | 214
[8 empty] | 0 | 0 | 214
[8 empty] | 0 | 0 | 214
[8 empty] | 0 | 0 | 214
[8 empty] | 0 | 0 | 214
[8 empty] | 0 | 0 | 214
[8 empty] | 0 | 0 | 214
[8 empty] | 0 | 0 | 214
[8 empty] | 0 | 0 | 214
[8 empty] | 0 | 0 | 214
[8 empty] | 0 | 0 | 214
[8 empty] | 0 | 0 | 214
[8 empty] | 0 | 0 | 214
[8 empty] | 0 | 0 | 214
[8 empty] | 0 | 0 | 214
[8 empty] | 0 | 0 | 214
[8 empty] | 0 | 0 | 214
[8 empty] | 0 | 0 | 214
[8 empty] | 0 | 0 | 214
[8 empty] | 0 | 0 | 214
[8 empty] | 0 | 0 | 214
[8 empty] | 0 | 0 | 214
[8 empty] | 0 | 0 | 214
[8 empty] | 0 | 0 | 214
[8 empty] | 0 | 0 | 214
[8 empty] | 0 | 0 | 214
[8 empty] | 0 | 0 | 214
[8 empty] | 0 | 0 | 214
[8 empty] | 0 | 0 | 214
[8 empty] | 0 | 0 | 214
[8 empty] | 0 | 0 | 214
[8 empty] | 0 | 0 | 214
[8 empty] | 0 | 0 | 214
[8 empty] | 0 | 0 | 214
[8 empty] | 0 | 0 | 214
[8 empty] | 0 | 0 | 214
[8 empty] | 0 | 0 | 214
[8 empty] | 0 | 0 | 214
[8 empty] | 0 | 0 | 214
[8 empty] | 0 | 0 | 214
[8 empty] | 0 | 0 | 214
[8 empty] | 0 | 0 | 214
[8 empty] | 0 | 0 | 214
[8 empty] | 0 | 0 | 214
[8 empty] | 0 | 0 | 214
[8 empty] | 0 | 0 | 214
[8 empty] | 0 | 0 | 214
[8 empty] | 0 | 0 | 214
[8 empty] | 0 | 0 | 214
[8 empty] | 0 | 0 | 214
[8 empty] | 0 | 0 | 214
[8 empty] | 0 | 0 | 214
[8 empty] | 0 | 0 | 214
[8 empty] | 0 | 0 | 214
[8 empty] | 0 | 0 | 214
[8 empty] | 0 | 0 | 214
[8 empty] | 0 | 0 | 214
[8 empty] | 0 | 0 | 214
[8 empty] | 0 | 0 | 214
[8 empty] | 0 | 0 | 214
[8 empty] | 0 | 0 | 214
[8 empty] | 0 | 0 | 214
[8 empty] | 0 | 0 | 214
[8 empty] | 0 | 0 | 214
[8 empty] | 0 | 0 | 214
[8 empty] | 0 | 0 | 214
[8 empty] | 0 | 0 | 214
[8 empty] | 0 | 0 | 214
[8 empty] | 0 | 0 | 214
[8 empty] | 0 | 0 | 214
[8 empty] | 0 | 0 | 214
[8 empty] | 0 | 0 | 214
[8 empty] | 0 | 0 | 214
[8 empty] | 0 | 0 | 214
[8 empty] | 0 | 0 | 214
[8 empty] | 0 | 0 | 214
[8 empty] | 0 | 0 | 214
[8 empty] | 0 | 0 | 214
[8 empty] | 0 | 0 | 214
[8 empty] | 0 | 0 | 214
[8 empty] | 0 | 0 | 214
[8 empty] | 0 | 0 | 214
[8 empty] | 0 | 0 | 214
[8 empty] | 0 | 0 | 214
[8 empty] | 0 | 0 | 214
[8 empty] | 0 | 0 | 214
[8 empty] | 0 | 0 | 214
[8 empty] | 0 | 0 | 214
[8 empty] | 0 | 0 | 214
[8 empty] | 0 | 0 | 214
[8 empty] | 0 | 0 | 214
[8 empty] | 0 | 0 | 214
[8 empty] | 0 | 0 | 214
[8 empty] | 0 | 0 | 214
[8 empty] | 0 | 0 | 214
[8 empty] | 0 | 0 | 214
[8 empty] | 0 | 0 | 214
[8 empty] | 0 | 0 | 214
[8 empty] | 0 | 0 | 214
[8 empty] | 0 | 0 | 214
[8 empty] | 0 | 0 | 214
[8 empty] | 0 | 0 | 214
[8 empty] | 0 | 0 | 214
[8 empty] | 0 | 0 | 214
[8 empty] | 0 | 0 | 214
[8 empty] | 0 | 0 | 214
[8 empty] | 0 | 0 | 214
[8 empty] | 0 | 0 | 214
[8 empty] | 0 | 0 | 214
[8 empty] | 0 | 0 | 214
[8 empty] | 0 | 0 | 214
[8 empty] | 0 | 0 | 214
[8 empty] | 0 | 0 | 214
[8 empty] | 0 | 0 | 214
[8 empty] | 0 | 0 | 214
[8 empty] | 0 | 0 | 214
[8 empty] | 0 | 0 | 214
[8 empty] | 0 | 0 | 214
[8 empty] | 0 | 0 | 214
[8 empty] | 0 | 0 | 214
[8 empty] | 0 | 0 | 214
[8 empty] | 0 | 0 | 214
[8 empty] | 0 | 0 | 214
[8 empty] | 0 | 0 | 214
[8 empty] | 0 | 0 | 214
[8 empty] | 0 | 0 | 214
[8 empty] | 0 | 0 | 214
[8 empty] | 0 | 0 | 214
[8 empty] | 0 | 0 | 214
[8 empty] | 0 | 0 | 214
[8 empty] | 0 | 0 | 214
[8 empty] | 0 | 0 | 214
[8 empty] | 0 | 0 | 214
[8 empty] | 0 | 0 | 214
[8 empty] | 0 | 0 | 214
[8 empty] | 0 | 0 | 214
[8 empty] | 0 | 0 | 214
[8 empty] | 0 | 0 | 214
[8 empty] | 0 | 0 | 214
[8 empty] | 0 | 0 | 214
[8 empty] | 0 | 0 | 214
[8 empty] | 0 | 0 | 214
[8 empty] | 0 | 0 | 214
[8 empty] | 0 | 0 | 214
[8 empty] | 0 | 0 | 214
[8 empty] | 0 | 0 | 214
[8 empty] | 0 | 0 | 214
[8 empty] | 0 | 0 | 214
[8 empty] | 0 | 0 | 214
[8 empty] | 0 | 0 | 214
[8 empty] | 0 | 0 | 214
[8 empty] | 0 | 0 | 214
[8 empty] | 0 | 0 | 214
[8 empty] | 0 | 0 | 214
[8 empty] | 0 | 0 | 214
[8 empty] | 0 | 0 | 214
[8 empty] | 0 | 0 | 214
[8 empty] | 0 | 0 | 214
[8 empty] | 0 | 0 | 214
[8 empty] | 0 | 0 | 214
[8 empty] | 0 | 0 | 214
[8 empty] | 0 | 0 | 214
[8 empty] | 0 | 0 | 214
[8 empty] | 0 | 0 | 214
[8 empty] | 0 | 0 | 214
[8 empty] | 0 | 0 | 214
[8 empty] | 0 | 0 | 214
[8 empty] | 0 | 0 | 214
[8 empty] | 0 | 0 | 214
[8 empty] | 0 | 0 | 214
[8 empty] | 0 | 0 | 214
[8 empty] | 0 | 0 | 214
[8 empty] | 0 | 0 | 214
[8 empty] | 0 | 0 | 214
[8 empty] | 0 | 0 | 214
[8 empty] | 0 | 0 | 214
[8 empty] | 0 | 0 | 214
[8 empty] | 0 | 0 | 214
[8 empty] | 0 | 0 | 214
[8 empty] | 0 | 0 | 214
[8 empty] | 0 | 0 | 214
[8 empty] | 0 | 0 | 214
[8 empty] | 0 | 0 | 214
[8 empty] | 0 | 0 | 214
[8 empty] | 0 | 0 | 214
[8 empty] | 0 | 0 | 214
[8 empty] | 0 | 0 | 214
[8 empty] | 0 | 0 | 214
[8 empty] | 0 | 0 | 214
[8 empty] | 0 | 0 | 214
[8 empty] | 0 | 0 | 214
[8 empty] | 0 | 0 | 214
[8 empty] | 0 | 0 | 214
[8 empty] | 0 | 0 | 214
[8 empty] | 0 | 0 | 214
[8 empty] | 0 | 0 | 214
[8 empty] | 0 | 0 | 214
[8 empty] | 0 | 0 | 214
[8 empty] | 0 | 0 | 214
[8 empty] | 0 | 0 | 214
[8 empty] | 0 | 0 | 214
[8 empty] | 0 | 0 | 214
[8 empty] | 0 | 0 | 214
[8 empty] | 0 | 0 | 214
[8 empty] | 0 | 0 | 214
[8 empty] | 0 | 0 | 214
[8 empty] | 0 | 0 | 214
[8 empty] | 0 | 0 | 214
[8 empty] | 0 | 0 | 214
[8 empty] | 0 | 0 | 214
[8 empty] | 0 | 0 | 214
[8 empty] | 0 | 0 | 214
[8 empty] | 0 | 0 | 214
[8 empty] | 0 | 0 | 214
[8 empty] | 0 | 0 | 214
[8 empty] | 0 | 0 | 214
[8 empty] | 0 | 0 | 214
[8 empty] | 0 | 0 | 214
[8 empty] | 0 | 0 | 214
[8 empty] | 0 | 0 | 214
[8 empty] | 0 | 0 | 214
[8 empty] | 0 | 0 | 214
[8 empty] | 0 | 0 | 214
[8 empty] | 0 | 0 | 214
[8 empty] | 0 | 0 | 214
[8 empty] | 0 | 0 | 214
[8 empty] | 0 | 0 | 214
[8 empty] | 0 | 0 | 214
[8 empty] | 0 | 0 | 214
[8 empty] | 0 | 0 | 214
[8 empty] | 0 | 0 | 214
[8 empty] | 0 | 0 | 214
[8 empty] | 0 | 0 | 214
[8 empty] | 0 | 0 | 214
[8 empty] | 0 | 0 | 214
[8 empty] | 0 | 0 | 214
[8 empty] | 0 | 0 | 214
[8 empty] | 0 | 0 | 214
[8 empty] | 0 | 0 | 214
[8 empty] | 0 | 0 | 214
[8 empty] | 0 | 0 | 214
[8 empty] | 0 | 0 | 214
[8 empty] | 0 | 0 | 214
[8 empty] | 0 | 0 | 214
[8 empty] | 0 | 0 | 214
[8 empty] | 0 | 0 | 214
[8 empty] | 0 | 0 | 214
[8 empty] | 0 | 0 | 214
[8 empty] | 0 | 0 | 214
[8 empty] | 0 | 0 | 214
[8 empty] | 0 | 0 | 214
[8 empty] | 0 | 0 | 214
[8 empty] | 0 | 0 | 214
[8 empty] | 0 | 0 | 214
[8 empty] | 0 | 0 | 214
[8 empty] | 0 | 0 | 214
[8 empty] | 0 | 0 | 214
[8 empty] | 0 | 0 | 214
[8 empty] | 0 | 0 | 214
[8 empty] | 0 | 0 | 214
[8 empty] | 0 | 0 | 214
[8 empty] | 0 | 0 | 214
[8 empty] | 0 | 0 | 214
[8 empty] | 0 | 0 | 214
[8 empty] | 0 | 0 | 214
[8 empty] | 0 | 0 | 214
[8 empty] | 0 | 0 | 214
[8 empty] | 0 | 0 | 214
[8 empty] | 0 | 0 | 214
[8 empty] | 0 | 0 | 214
[8 empty] | 0 | 0 | 214
[8 empty] | 0 | 0 | 214
[8 empty] | 0 | 0 | 214
[8 empty] | 0 | 0 | 214
[8 empty] | 0 | 0 | 214
[8 empty] | 0 | 0 | 214
[8 empty] | 0 | 0 | 214
[8 empty] | 0 | 0 | 214
[8 empty] | 0 | 0 | 214
[8 empty] | 0 | 0 | 214
[8 empty] | 0 | 0 | 214
[8 empty] | 0 | 0 | 214
[8 empty] | 0 | 0 | 214
[8 empty] | 0 | 0 | 214
[8 empty] | 0 | 0 | 214
[8 empty] | 0 | 0 | 214
[8 empty] | 0 | 0 | 214
[8 empty] | 0 | 0 | 214
[8 empty] | 0 | 0 | 214
[8 empty] | 0 | 0 | 214
[8 empty] | 0 | 0 | 214
[8 empty] | 0 | 0 | 214
[8 empty] | 0 | 0 | 214
[8 empty] | 0 | 0 | 214
[8 empty] | 0 | 0 | 214
[8 empty] | 0 | 0 | 214
[8 empty] | 0 | 0 | 214
[8 empty] | 0 | 0 | 214
[8 empty] | 0 | 0 | 214
[8 empty] | 0 | 0 | 214
[8 empty] | 0 | 0 | 214
[8 empty] | 0 | 0 | 214
[8 empty] | 0 | 0 | 214
[8 empty] | 0 | 0 | 214
[8 empty] | 0 | 0 | 214
[8 empty] | 0 | 0 | 214
[8 empty] | 0 | 0 | 214
[8 empty] | 0 | 0 | 214
[8 empty] | 0 | 0 | 214
[8 empty] | 0 | 0 | 214
[8 empty] | 0 | 0 | 214
[8 empty] | 0 | 0 | 214
[8 empty] | 0 | 0 | 214
[8 empty] | 0 | 0 | 214
[8 empty] | 0 | 0 | 214
[8 empty] | 0 | 0 | 214
[8 empty] | 0 | 0 | 214
[8 empty] | 0 | 0 | 214
[8 empty] | 0 | 0 | 214
[8 empty] | 0 | 0 | 214
[8 empty] | 0 | 0 | 214
[8 empty] | 0 | 0 | 214
[8 empty] | 0 | 0 | 214
[8 empty] | 0 | 0 | 214
[8 empty] | 0 | 0 | 214
[8 empty] | 0 | 0 | 214
[8 empty] | 0 | 0 | 214
[8 empty] | 0 | 0 | 214
[8 empty] | 0 | 0 | 214
[8 empty] | 0 | 0 | 214
[8 empty] | 0 | 0 | 214
[8 empty] | 0 | 0 | 214
[8 empty] | 0 | 0 | 214
[8 empty] | 0 | 0 | 214
[8 empty] | 0 | 0 | 214
[8 empty] | 0 | 0 | 214
[8 empty] | 0 | 0 | 214
[8 empty] | 0 | 0 | 214
[8 empty] | 0 | 0 | 214
[8 empty] | 0 | 0 | 214
[8 empty] | 0 | 0 | 214
[8 empty] | 0 | 0 | 214
[8 empty] | 0 | 0 | 214
[8 empty] | 0 | 0 | 214
[8 empty] | 0 | 0 | 214
[8 empty] | 0 | 0 | 214
[8 empty] | 0 | 0 | 214
[8 empty] | 0 | 0 | 214
[8 empty] | 0 | 0 | 214
[8 empty] | 0 | 0 | 214
[8 empty] | 0 | 0 | 214
[8 empty] | 0 | 0 | 214
[8 empty] | 0 | 0 | 214
[8 empty] | 0 | 0 | 214
[8 empty] | 0 | 0 | 214
[8 empty] | 0 | 0 | 214
[8 empty] | 0 | 0 | 214
[8 empty] | 0 | 0 | 214
[8 empty] | 0 | 0 | 214
[8 empty] | 0 | 0 | 214
[8 empty] | 0 | 0 | 214
[8 empty] | 0 | 0 | 214
[8 empty] | 0 | 0 | 214
[8 empty] | 0 | 0 | 214
[8 empty] | 0 | 0 | 214
[8 empty] | 0 | 0 | 214
[8 empty] | 0 | 0 | 214
[8 empty] | 0 | 0 | 214
[8 empty] | 0 | 0 | 214
[8 empty] | 0 | 0 | 214
[8 empty] | 0 | 0 | 214
[8 empty] | 0 | 0 | 214
[8 empty] | 0 | 0 | 214
[8 empty] | 0 | 0 | 214
[8 empty] | 0 | 0 | 214
[8 empty] | 0 | 0 | 214
[8 empty] | 0 | 0 | 214
[8 empty] | 0 | 0 | 214
[8 empty] | 0 | 0 | 214
[8 empty] | 0 | 0 | 214
[8 empty] | 0 | 0 | 214
[8 empty] | 0 | 0 | 214
[8 empty] | 0 | 0 | 214
[8 empty] | 0 | 0 | 214
[8 empty] | 0 | 0 | 214
[8 empty] | 0 | 0 | 214
[8 empty] | 0 | 0 | 214
[8 empty] | 0 | 0 | 214
[8 empty] | 0 | 0 | 214
[8 empty] | 0 | 0 | 214
[8 empty] | 0 | 0 | 214
[8 empty] | 0 | 0 | 214
[8 empty] | 0 | 0 | 214
[8 empty] | 0 | 0 | 214
[8 empty] | 0 | 0 | 214
[8 empty] | 0 | 0 | 214
[8 empty] | 0 | 0 | 214
[8 empty] | 0 | 0 | 214
[8 empty] | 0 | 0 | 214
[8 empty] | 0 | 0 | 214
[8 empty] | 0 | 0 | 214
[8 empty] | 0 | 0 | 214
[8 empty] | 0 | 0 | 214
[8 empty] | 0 | 0 | 214
[8 empty] | 0 | 0 | 214
[8 empty] | 0 | 0 | 214
[8 empty] | 0 | 0 | 214
[8 empty] | 0 | 0 | 214
[8 empty] | 0 | 0 | 214
[8 empty] | 0 | 0 | 214
[8 empty] | 0 | 0 | 214
[8 empty] | 0 | 0 | 214
[8 empty] | 0 | 0 | 214
[8 empty] | 0 | 0 | 214
[8 empty] | 0 | 0 | 214
[8 empty] | 0 | 0 | 214
[8 empty] | 0 | 0 | 214
[8 empty] | 0 | 0 | 214
[8 empty] | 0 | 0 | 214
[8 empty] | 0 | 0 | 214
[8 empty] | 0 | 0 | 214
[8 empty] | 0 | 0 | 214
[8 empty] | 0 | 0 | 214
[8 empty] | 0 | 0 | 214
[8 empty] | 0 | 0 | 214
[8 empty] | 0 | 0 | 214
[8 empty] | 0 | 0 | 214
[8 empty] | 0 | 0 | 214
[8 empty] | 0 | 0 | 214
[8 empty] | 0 | 0 | 214
[8 empty] | 0 | 0 | 214
[8 empty] | 0 | 0 | 214
[8 empty] | 0 | 0 | 214
[8 empty] | 0 | 0 | 214
[8 empty] | 0 | 0 | 214
[8 empty] | 0 | 0 | 214
[8 empty] | 0 | 0 | 214
[8 empty] | 0 | 0 | 214
[8 empty] | 0 | 0 | 214
[8 empty] | 0 | 0 | 214
[8 empty] | 0 | 0 | 214
[8 empty] | 0 | 0 | 214
[8 empty] | 0 | 0 | 214
[8 empty] | 0 | 0 | 214
[8 empty] | 0 | 0 | 214
[8 empty] | 0 | 0 | 214
[8 empty] | 0 | 0 | 214
[8 empty] | 0 | 0 | 214
[8 empty] | 0 | 0 | 214
[8 empty] | 0 | 0 | 214
[8 empty] | 0 | 0 | 214
[8 empty] | 0 | 0 | 214
[8 empty] | 0 | 0 | 214
[8 empty] | 0 | 0 | 214
[8 empty] | 0 | 0 | 214
[8 empty] | 0 | 0 | 214
[8 empty] | 0 | 0 | 214
[8 empty] | 0 | 0 | 214
[8 empty] | 0 | 0 | 214
[8 empty] | 0 | 0 | 214
[8 empty] | 0 | 0 | 214
[8 empty] | 0 | 0 | 214
[8 empty] | 0 | 0 | 214
[8 empty] | 0 | 0 | 214
[8 empty] | 0 | 0 | 214
[8 empty] | 0 | 0 | 214
[8 empty] | 0 | 0 | 214
[8 empty] | 0 | 0 | 214
[8 empty] | 0 | 0 | 214
[8 empty] | 0 | 0 | 214
[8 empty] | 0 | 0 | 214
[8 empty] | 0 | 0 | 214
[8 empty] | 0 | 0 | 214
[8 empty] | 0 | 0 | 214
[8 empty] | 0 | 0 | 214
[8 empty] | 0 | 0 | 214
[8 empty] | 0 | 0 | 214
[8 empty] | 0 | 0 | 214
[8 empty] | 0 | 0 | 214
[8 empty] | 0 | 0 | 214
[8 empty] | 0 | 0 | 214
[8 empty] | 0 | 0 | 214
[8 empty] | 0 | 0 | 214
[8 empty] | 0 | 0 | 214
[8 empty] | 0 | 0 | 214
[8 empty] | 0 | 0 | 214
[8 empty] | 0 | 0 | 214
[8 empty] | 0 | 0 | 214
[8 empty] | 0 | 0 | 214
[8 empty] | 0 | 0 | 214
[8 empty] | 0 | 0 | 214
[8 empty] | 0 | 0 | 214
[8 empty] | 0 | 0 | 214
[8 empty] | 0 | 0 | 214
[8 empty] | 0 | 0 | 214
[8 empty] | 0 | 0 | 214
[8 empty] | 0 | 0 | 214
[8 empty] | 0 | 0 | 214
[8 empty] | 0 | 0 | 214
[8 empty] | 0 | 0 | 214
[8 empty] | 0 | 0 | 214
[8 empty] | 0 | 0 | 214
[8 empty] | 0 | 0 | 214
[8 empty] | 0 | 0 | 214
[8 empty] | 0 | 0 | 214
[8 empty] | 0 | 0 | 214
[8 empty] | 0 | 0 | 214
[8 empty] | 0 | 0 | 214
[8 empty] | 0 | 0 | 214
[8 empty] | 0 | 0 | 214
[8 empty] | 0 | 0 | 214
[8 empty] | 0 | 0 | 214
[8 empty] | 0 | 0 | 214
[8 empty] | 0 | 0 | 214
[8 empty] | 0 | 0 | 214
[8 empty] | 0 | 0 | 214
[8 empty] | 0 | 0 | 214
[8 empty] | 0 | 0 | 214
[8 empty] | 0 | 0 | 214
[8 empty] | 0 | 0 | 214
[8 empty] | 0 | 0 | 214
[8 empty] | 0 | 0 | 214
[8 empty] | 0 | 0 | 214
[8 empty] | 0 | 0 | 214
[8 empty] | 0 | 0 | 214
[8 empty] | 0 | 0 | 214
[8 empty] | 0 | 0 | 214
[8 empty] | 0 | 0 | 214
[8 empty] | 0 | 0 | 214
[8 empty] | 0 | 0 | 214
[8 empty] | 0 | 0 | 214
[8 empty] | 0 | 0 | 214
[8 empty] | 0 | 0 | 214
[8 empty] | 0 | 0 | 214
[8 empty] | 0 | 0 | 214
[8 empty] | 0 | 0 | 214
[8 empty] | 0 | 0 | 214
[8 empty] | 0 | 0 | 214
[8 empty] | 0 | 0 | 214
[8 empty] | 0 | 0 | 214
[8 empty] | 0 | 0 | 214
[8 empty] | 0 | 0 | 214
[8 empty] | 0 | 0 | 214
[8 empty] | 0 | 0 | 214
[8 empty] | 0 | 0 | 214
[8 empty] | 0 | 0 | 214
[8 empty] | 0 | 0 | 214
[8 empty] | 0 | 0 | 214
[8 empty] | 0 | 0 | 214
[8 empty] | 0 | 0 | 214
[8 empty] | 0 | 0 | 214
[8 empty] | 0 | 0 | 214
[8 empty] | 0 | 0 | 214
[8 empty] | 0 | 0 | 214
[8 empty] | 0 | 0 | 214
[8 empty] | 0 | 0 | 214
[8 empty] | 0 | 0 | 214
[8 empty] | 0 | 0 | 214
[8 empty] | 0 | 0 | 214
[8 empty] | 0 | 0 | 214
[8 empty] | 0 | 0 | 214
[8 empty] | 0 | 0 | 214
[8 empty] | 0 | 0 | 214
[8 empty] | 0 | 0 | 214
[8 empty] | 0 | 0 | 214
[8 empty] | 0 | 0 | 214
[8 empty] | 0 | 0 | 214
[8 empty] | 0 | 0 | 214
[8 empty] | 0 | 0 | 214
[8 empty] | 0 | 0 | 214
[8 empty] | 0 | 0 | 214
[8 empty] | 0 | 0 | 214
[8 empty] | 0 | 0 | 214
[8 empty] | 0 | 0 | 214
[8 empty] | 0 | 0 | 214
[8 empty] | 0 | 0 | 214
[8 empty] | 0 | 0 | 214
[8 empty] | 0 | 0 | 214
[8 empty] | 0 | 0 | 214
[8 empty] | 0 | 0 | 214
[8 empty] | 0 | 0 | 214
[8 empty] | 0 | 0 | 214
[8 empty] | 0 | 0 | 214
[8 empty] | 0 | 0 | 214
[8 empty] | 0 | 0 | 214
[8 empty] | 0 | 0 | 214
[8 empty] | 0 | 0 | 214
[8 empty] | 0 | 0 | 214
[8 empty] | 0 | 0 | 214
[8 empty] | 0 | 0 | 214
[8 empty] | 0 | 0 | 214
[8 empty] | 0 | 0 | 214
[8 empty] | 0 | 0 | 214
[8 empty] | 0 | 0 | 214
[8 empty] | 0 | 0 | 214
[8 empty] | 0 | 0 | 214
[8 empty] | 0 | 0 | 214
[8 empty] | 0 | 0 | 214
[8 empty] | 0 | 0 | 214
[8 empty] | 0 | 0 | 214
[8 empty] | 0 | 0 | 214
[8 empty] | 0 | 0 | 214
[8 empty] | 0 | 0 | 214
[8 empty] | 0 | 0 | 214
[8 empty] | 0 | 0 | 214
[8 empty] | 0 | 0 | 214
[8 empty] | 0 | 0 | 214
[8 empty] | 0 | 0 | 214
[8 empty] | 0 | 0 | 214
[8 empty] | 0 | 0 | 214
[8 empty] | 0 | 0 | 214
[8 empty] | 0 | 0 | 214
[8 empty] | 0 | 0 | 214
[8 empty] | 0 | 0 | 214
[8 empty] | 0 | 0 | 214
[8 empty] | 0 | 0 | 214
[8 empty] | 0 | 0 | 214
[8 empty] | 0 | 0 | 214
[8 empty] | 0 | 0 | 214
[8 empty] | 0 | 0 | 214
[8 empty] | 0 | 0 | 214
[8 empty] | 0 | 0 | 214
[8 empty] | 0 | 0 | 214
[8 empty] | 0 | 0 | 214
[8 empty] | 0 | 0 | 214
[8 empty] | 0 | 0 | 214
[8 empty] | 0 | 0 | 214
[8 empty] | 0 | 0 | 214
[8 empty] | 0 | 0 | 214
[8 empty] | 0 | 0 | 214
[8 empty] | 0 | 0 | 214
[8 empty] | 0 | 0 | 214
[8 empty] | 0 | 0 | 214
[8 empty] | 0 | 0 | 214
[8 empty] | 0 | 0 | 214
[8 empty] | 0 | 0 | 214
[8 empty] | 0 | 0 | 214
[8 empty] | 0 | 0 | 214
[8 empty] | 0 | 0 | 214
[8 empty] | 0 | 0 | 214
[8 empty] | 0 | 0 | 214
[8 empty] | 0 | 0 | 214
[8 empty] | 0 | 0 | 214
[8 empty] | 0 | 0 | 214
[8 empty] | 0 | 0 | 214
[8 empty] | 0 | 0 | 214
[8 empty] | 0 | 0 | 214
[8 empty] | 0 | 0 | 214
[8 empty] | 0 | 0 | 214
[8 empty] | 0 | 0 | 214
[8 empty] | 0 | 0 | 214
[8 empty] | 0 | 0 | 214
[8 empty] | 0 | 0 | 214
[8 empty] | 0 | 0 | 214
[8 empty] | 0 | 0 | 214
[8 empty] | 0 | 0 | 214
[8 empty] | 0 | 0 | 214
[8 empty] | 0 | 0 | 214
[8 empty] | 0 | 0 | 214
[8 empty] | 0 | 0 | 214
[8 empty] | 0 | 0 | 214
[8 empty] | 0 | 0 | 214
[8 empty] | 0 | 0 | 214
[8 empty] | 0 | 0 | 214
[8 empty] | 0 | 0 | 214
[8 empty] | 0 | 0 | 214
[8 empty] | 0 | 0 | 214
[8 empty] | 0 | 0 | 214
[8 empty] | 0 | 0 | 214
[8 empty] | 0 | 0 | 214
[8 empty] | 0 | 0 | 214
[8 empty] | 0 | 0 | 214
[8 empty] | 0 | 0 | 214
[8 empty] | 0 | 0 | 214
[8 empty] | 0 | 0 | 214
[8 empty] | 0 | 0 | 214
[8 empty] | 0 | 0 | 214
[8 empty] | 0 | 0 | 214
[8 empty] | 0 | 0 | 214
[8 empty] | 0 | 0 | 214
[8 empty] | 0 | 0 | 214
[8 empty] | 0 | 0 | 214
[8 empty] | 0 | 0 | 214
[8 empty] | 0 | 0 | 214
[8 empty] | 0 | 0 | 214
[8 empty] | 0 | 0 | 214
[8 empty] | 0 | 0 | 214
[8 empty] | 0 | 0 | 214
[8 empty] | 0 | 0 | 214
[8 empty] | 0 | 0 | 214
[8 empty] | 0 | 0 | 214
[8 empty] | 0 | 0 | 214
[8 empty] | 0 | 0 | 214
[8 empty] | 0 | 0 | 214
[8 empty] | 0 | 0 | 214
[8 empty] | 0 | 0 | 214
[8 empty] | 0 | 0 | 214
[8 empty] | 0 | 0 | 214
[8 empty] | 0 | 0 | 214
[8 empty] | 0 | 0 | 214
[8 empty] | 0 | 0 | 214
[8 empty] | 0 | 0 | 214
[8 empty] | 0 | 0 | 214
[8 empty] | 0 | 0 | 214
[8 empty] | 0 | 0 | 214
[8 empty] | 0 | 0 | 214
[8 empty] | 0 | 0 | 214
[8 empty] | 0 | 0 | 214
[8 empty] | 0 | 0 | 214
[8 empty] | 0 | 0 | 214
[8 empty] | 0 | 0 | 214
[8 empty] | 0 | 0 | 214
[8 empty] | 0 | 0 | 214
[8 empty] | 0 | 0 | 214
[8 empty] | 0 | 0 | 214
[8 empty] | 0 | 0 | 214
[8 empty] | 0 | 0 | 214
[8 empty] | 0 | 0 | 214
[8 empty] | 0 | 0 | 214
[8 empty] | 0 | 0 | 214
[8 empty] | 0 | 0 | 214
[8 empty] | 0 | 0 | 214
[8 empty] | 0 | 0 | 214
[8 empty] | 0 | 0 | 214
[8 empty] | 0 | 0 | 214
[8 empty] | 0 | 0 | 214
[8 empty] | 0 | 0 | 214
[8 empty] | 0 | 0 | 214
[8 empty] | 0 | 0 | 214
[8 empty] | 0 | 0 | 214
[8 empty] | 0 | 0 | 214
[8 empty] | 0 | 0 | 214
[8 empty] | 0 | 0 | 214
[8 empty] | 0 | 0 | 214
[8 empty] | 0 | 0 | 214
[8 empty] | 0 | 0 | 214
[8 empty] | 0 | 0 | 214
[8 empty] | 0 | 0 | 214
[8 empty] | 0 | 0 | 214
[8 empty] | 0 | 0 | 214
[8 empty] | 0 | 0 | 214
[8 empty] | 0 | 0 | 214
[8 empty] | 0 | 0 | 214
[8 empty] | 0 | 0 | 214
[8 empty] | 0 | 0 | 214
[8 empty] | 0 | 0 | 214
[8 empty] | 0 | 0 | 214
[8 empty] | 0 | 0 | 214
[8 empty] | 0 | 0 | 214
[8 empty] | 0 | 0 | 214
[8 empty] | 0 | 0 | 214
[8 empty] | 0 | 0 | 214
[8 empty] | 0 | 0 | 214
[8 empty] | 0 | 0 | 214
[8 empty] | 0 | 0 | 214
[8 empty] | 0 | 0 | 214
[8 empty] | 0 | 0 | 214
[8 empty] | 0 | 0 | 214
[8 empty] | 0 | 0 | 214
[8 empty] | 0 | 0 | 214
[8 empty] | 0 | 0 | 214
[8 empty] | 0 | 0 | 214
[8 empty] | 0 | 0 | 214
[8 empty] | 0 | 0 | 214
[8 empty] | 0 | 0 | 214
[8 empty] | 0 | 0 | 214
[8 empty] | 0 | 0 | 214
[8 empty] | 0 | 0 | 214
[8 empty] | 0 | 0 | 214
[8 empty] | 0 | 0 | 214
[8 empty] | 0 | 0 | 214
[8 empty] | 0 | 0 | 214
[8 empty] | 0 | 0 | 214
[8 empty] | 0 | 0 | 214
[8 empty] | 0 | 0 | 214
[8 empty] | 0 | 0 | 214
[8 empty] | 0 | 0 | 214
[8 empty] | 0 | 0 | 214
[8 empty] | 0 | 0 | 214
[8 empty] | 0 | 0 | 214
[8 empty] | 0 | 0 | 214
[8 empty] | 0 | 0 | 214
[8 empty] | 0 | 0 | 214
[8 empty] | 0 | 0 | 214
[8 empty] | 0 | 0 | 214
[8 empty] | 0 | 0 | 214
[8 empty] | 0 | 0 | 214
[8 empty] | 0 | 0 | 214
[8 empty] | 0 | 0 | 214
[8 empty] | 0 | 0 | 214
[8 empty] | 0 | 0 | 214
[8 empty] | 0 | 0 | 214
[8 empty] | 0 | 0 | 214
[8 empty] | 0 | 0 | 214
[8 empty] | 0 | 0 | 214
[8 empty] | 0 | 0 | 214
[8 empty] | 0 | 0 | 214
[8 empty] | 0 | 0 | 214
[8 empty] | 0 | 0 | 214
[8 empty] | 0 | 0 | 214
[8 empty] | 0 | 0 | 214
[8 empty] | 0 | 0 | 214
[8 empty] | 0 | 0 | 214
[8 empty] | 0 | 0 | 214
[8 empty] | 0 | 0 | 214
[8 empty] | 0 | 0 | 214
[8 empty] | 0 | 0 | 214
[8 empty] | 0 | 0 | 214
[8 empty] | 0 | 0 | 214
[8 empty] | 0 | 0 | 214
[8 empty] | 0 | 0 | 214
[8 empty] | 0 | 0 | 214
[8 empty] | 0 | 0 | 214
[8 empty] | 0 | 0 | 214
[8 empty] | 0 | 0 | 214
[8 empty] | 0 | 0 | 214
[8 empty] | 0 | 0 | 214
[8 empty] | 0 | 0 | 214
[8 empty] | 0 | 0 | 214
[8 empty] | 0 | 0 | 214
[8 empty] | 0 | 0 | 214
[8 empty] | 0 | 0 | 214
[8 empty] | 0 | 0 | 214
[8 empty] | 0 | 0 | 214
[8 empty] | 0 | 0 | 214
[8 empty] | 0 | 0 | 214
[8 empty] | 0 | 0 | 214
[8 empty] | 0 | 0 | 214
[8 empty] | 0 | 0 | 214
[8 empty] | 0 | 0 | 214
[8 empty] | 0 | 0 | 214
[8 empty] | 0 | 0 | 214
[8 empty] | 0 | 0 | 214
[8 empty] | 0 | 0 | 214
[8 empty] | 0 | 0 | 214
[8 empty] | 0 | 0 | 214
[8 empty] | 0 | 0 | 214
[8 empty] | 0 | 0 | 214
[8 empty] | 0 | 0 | 214
[8 empty] | 0 | 0 | 214
[8 empty] | 0 | 0 | 214
[8 empty] | 0 | 0 | 214
[8 empty] | 0 | 0 | 214
[8 empty] | 0 | 0 | 214
[8 empty] | 0 | 0 | 214
[8 empty] | 0 | 0 | 214
[8 empty] | 0 | 0 | 214
[8 empty] | 0 | 0 | 214
[8 empty] | 0 | 0 | 214
[8 empty] | 0 | 0 | 214
[8 empty] | 0 | 0 | 214
[8 empty] | 0 | 0 | 214
[8 empty] | 0 | 0 | 214
[8 empty] | 0 | 0 | 214
[8 empty] | 0 | 0 | 214
[8 empty] | 0 | 0 | 214
[8 empty] | 0 | 0 | 214
[8 empty] | 0 | 0 | 214
[8 empty] | 0 | 0 | 214
[8 empty] | 0 | 0 | 214
[8 empty] | 0 | 0 | 214
[8 empty] | 0 | 0 | 214
[8 empty] | 0 | 0 | 214
[8 empty] | 0 | 0 | 214
[8 empty] | 0 | 0 | 214
[8 empty] | 0 | 0 | 214
[8 empty] | 0 | 0 | 214
[8 empty] | 0 | 0 | 214
[8 empty] | 0 | 0 | 214
[8 empty] | 0 | 0 | 214
[8 empty] | 0 | 0 | 214
[8 empty] | 0 | 0 | 214
[8 empty] | 0 | 0 | 214
[8 empty] | 0 | 0 | 214
[8 empty] | 0 | 0 | 214
[8 empty] | 0 | 0 | 214
[8 empty] | 0 | 0 | 214
[8 empty] | 0 | 0 | 214
[8 empty] | 0 | 0 | 214
[8 empty] | 0 | 0 | 214
[8 empty] | 0 | 0 | 214
[8 empty] | 0 | 0 | 214
[8 empty] | 0 | 0 | 214
[8 empty] | 0 | 0 | 214
[8 empty] | 0 | 0 | 214
[8 empty] | 0 | 0 | 214
[8 empty] | 0 | 0 | 214
[8 empty] | 0 | 0 | 214
[8 empty] | 0 | 0 | 214
[8 empty] | 0 | 0 | 214
[8 empty] | 0 | 0 | 214
[8 empty] | 0 | 0 | 214
[8 empty] | 0 | 0 | 214
[8 empty] | 0 | 0 | 214
[8 empty] | 0 | 0 | 214
[8 empty] | 0 | 0 | 214
[8 empty] | 0 | 0 | 214
[8 empty] | 0 | 0 | 214
[8 empty] | 0 | 0 | 214
[8 empty] | 0 | 0 | 214
[8 empty] | 0 | 0 | 214
[8 empty] | 0 | 0 | 214
[8 empty] | 0 | 0 | 214
[8 empty] | 0 | 0 | 214
[8 empty] | 0 | 0 | 214
[8 empty] | 0 | 0 | 214
[8 empty] | 0 | 0 | 214
[8 empty] | 0 | 0 | 214
[8 empty] | 0 | 0 | 214
[8 empty] | 0 | 0 | 214
[8 empty] | 0 | 0 | 214
[8 empty] | 0 | 0 | 214
[8 empty] | 0 | 0 | 214
[8 empty] | 0 | 0 | 214
[8 empty] | 0 | 0 | 214
[8 empty] | 0 | 0 | 214
[8 empty] | 0 | 0 | 214
[8 empty] | 0 | 0 | 214
[8 empty] | 0 | 0 | 214
[8 empty] | 0 | 0 | 214
[8 empty] | 0 | 0 | 214
[8 empty] | 0 | 0 | 214
[8 empty] | 0 | 0 | 214
[8 empty] | 0 | 0 | 214
[8 empty] | 0 | 0 | 214
[8 empty] | 0 | 0 | 214
[8 empty] | 0 | 0 | 214
[8 empty] | 0 | 0 | 214
[8 empty] | 0 | 0 | 214
[8 empty] | 0 | 0 | 214
[8 empty] | 0 | 0 | 214
[8 empty] | 0 | 0 | 214
[8 empty] | 0 | 0 | 214
[8 empty] | 0 | 0 | 214
[8 empty] | 0 | 0 | 214
[8 empty] | 0 | 0 | 214
[8 empty] | 0 | 0 | 214
[8 empty] | 0 | 0 | 214
[8 empty] | 0 | 0 | 214
[8 empty] | 0 | 0 | 214
[8 empty] | 0 | 0 | 214
[8 empty] | 0 | 0 | 214
[8 empty] | 0 | 0 | 214
[8 empty] | 0 | 0 | 214
[8 empty] | 0 | 0 | 214
[8 empty] | 0 | 0 | 214
[8 empty] | 0 | 0 | 214
[8 empty] | 0 | 0 | 214
[8 empty] | 0 | 0 | 214
[8 empty] | 0 | 0 | 214
[8 empty] | 0 | 0 | 214
[8 empty] | 0 | 0 | 214
[8 empty] | 0 | 0 | 214
[8 empty] | 0 | 0 | 214
[8 empty] | 0 | 0 | 214
[8 empty] | 0 | 0 | 214
[8 empty] | 0 | 0 | 214
[8 empty] | 0 | 0 | 214
[8 empty] | 0 | 0 | 214
[8 empty] | 0 | 0 | 214
[8 empty] | 0 | 0 | 214
[8 empty] | 0 | 0 | 214
[8 empty] | 0 | 0 | 214
[8 empty] | 0 | 0 | 214
[8 empty] | 0 | 0 | 214
[8 empty] | 0 | 0 | 214
[8 empty] | 0 | 0 | 214
[8 empty] | 0 | 0 | 214
[8 empty] | 0 | 0 | 214
[8 empty] | 0 | 0 | 214
[8 empty] | 0 | 0 | 214
[8 empty] | 0 | 0 | 214
[8 empty] | 0 | 0 | 214
[8 empty] | 0 | 0 | 214
[8 empty] | 0 | 0 | 214
[8 empty] | 0 | 0 | 214
[8 empty] | 0 | 0 | 214
[8 empty] | 0 | 0 | 214
[8 empty] | 0 | 0 | 214
[8 empty] | 0 | 0 | 214
[8 empty] | 0 | 0 | 214
[8 empty] | 0 | 0 | 214
[8 empty] | 0 | 0 | 214
[8 empty] | 0 | 0 | 214
[8 empty] | 0 | 0 | 214
[8 empty] | 0 | 0 | 214
[8 empty] | 0 | 0 | 214
[8 empty] | 0 | 0 | 214
[8 empty] | 0 | 0 | 214
[8 empty] | 0 | 0 | 214
[8 empty] | 0 | 0 | 214
[8 empty] | 0 | 0 | 214
[8 empty] | 0 | 0 | 214
[8 empty] | 0 | 0 | 214
[8 empty] | 0 | 0 | 214
[8 empty] | 0 | 0 | 214
[8 empty] | 0 | 0 | 214
[8 empty] | 0 | 0 | 214
[8 empty] | 0 | 0 | 214
[8 empty] | 0 | 0 | 214
[8 empty] | 0 | 0 | 214
[8 empty] | 0 | 0 | 214
[8 empty] | 0 | 0 | 214
[8 empty] | 0 | 0 | 214
[8 empty] | 0 | 0 | 214
[8 empty] | 0 | 0 | 214
[8 empty] | 0 | 0 | 214
[8 empty] | 0 | 0 | 214
[8 empty] | 0 | 0 | 214
[8 empty] | 0 | 0 | 214
[8 empty] | 0 | 0 | 214
[8 empty] | 0 | 0 | 214
[8 empty] | 0 | 0 | 214
[8 empty] | 0 | 0 | 214
[8 empty] | 0 | 0 | 214
[8 empty] | 0 | 0 | 214
[8 empty] | 0 | 0 | 214
[8 empty] | 0 | 0 | 214
[8 empty] | 0 | 0 | 214
[8 empty] | 0 | 0 | 214
[8 empty] | 0 | 0 | 214
[8 empty] | 0 | 0 | 214
[8 empty] | 0 | 0 | 214
[8 empty] | 0 | 0 | 214
[8 empty] | 0 | 0 | 214
[8 empty] | 0 | 0 | 214
[8 empty] | 0 | 0 | 214
[8 empty] | 0 | 0 | 214
[8 empty] | 0 | 0 | 214
[8 empty] | 0 | 0 | 214
[8 empty] | 0 | 0 | 214
[8 empty] | 0 | 0 | 214
[8 empty] | 0 | 0 | 214
[8 empty] | 0 | 0 | 214
[8 empty] | 0 | 0 | 214
[8 empty] | 0 | 0 | 214
[8 empty] | 0 | 0 | 214
[8 empty] | 0 | 0 | 214
[8 empty] | 0 | 0 | 214
[8 empty] | 0 | 0 | 214
[8 empty] | 0 | 0 | 214
[8 empty] | 0 | 0 | 214
[8 empty] | 0 | 0 | 214
[8 empty] | 0 | 0 | 214
[8 empty] | 0 | 0 | 214
[8 empty] | 0 | 0 | 214
[8 empty] | 0 | 0 | 214
[8 empty] | 0 | 0 | 214
[8 empty] | 0 | 0 | 214
[8 empty] | 0 | 0 | 214
[8 empty] | 0 | 0 | 214
[8 empty] | 0 | 0 | 214
[8 empty] | 0 | 0 | 214
[8 empty] | 0 | 0 | 214
[8 empty] | 0 | 0 | 214
[8 empty] | 0 | 0 | 214
[8 empty] | 0 | 0 | 214
[8 empty] | 0 | 0 | 214
[8 empty] | 0 | 0 | 214
[8 empty] | 0 | 0 | 214
[8 empty] | 0 | 0 | 214
[8 empty] | 0 | 0 | 214
[8 empty] | 0 | 0 | 214
[8 empty] | 0 | 0 | 214
[8 empty] | 0 | 0 | 214
[8 empty] | 0 | 0 | 214
[8 empty] | 0 | 0 | 214
[8 empty] | 0 | 0 | 214
[8 empty] | 0 | 0 | 214
[8 empty] | 0 | 0 | 214
[8 empty] | 0 | 0 | 214
[8 empty] | 0 | 0 | 214
[8 empty] | 0 | 0 | 214
[8 empty] | 0 | 0 | 214
[8 empty] | 0 | 0 | 214
[8 empty] | 0 | 0 | 214
[8 empty] | 0 | 0 | 214
[8 empty] | 0 | 0 | 214
[8 empty] | 0 | 0 | 214
[8 empty] | 0 | 0 | 214
[8 empty] | 0 | 0 | 214
[8 empty] | 0 | 0 | 214
[8 empty] | 0 | 0 | 214
[8 empty] | 0 | 0 | 214
[8 empty] | 0 | 0 | 214
[8 empty] | 0 | 0 | 214
[8 empty] | 0 | 0 | 214
[8 empty] | 0 | 0 | 214
[8 empty] | 0 | 0 | 214
[8 empty] | 0 | 0 | 214
[8 empty] | 0 | 0 | 214
[8 empty] | 0 | 0 | 214
[8 empty] | 0 | 0 | 214
[8 empty] | 0 | 0 | 214
[8 empty] | 0 | 0 | 214
[8 empty] | 0 | 0 | 214
[8 empty] | 0 | 0 | 214
[8 empty] | 0 | 0 | 214
[8 empty] | 0 | 0 | 214
[8 empty] | 0 | 0 | 214
[8 empty] | 0 | 0 | 214
[8 empty] | 0 | 0 | 214
[8 empty] | 0 | 0 | 214
[8 empty] | 0 | 0 | 214
[8 empty] | 0 | 0 | 214
[8 empty] | 0 | 0 | 214
[8 empty] | 0 | 0 | 214
[8 empty] | 0 | 0 | 214
[8 empty] | 0 | 0 | 214
[8 empty] | 0 | 0 | 214
[8 empty] | 0 | 0 | 214
[8 empty] | 0 | 0 | 214
[8 empty] | 0 | 0 | 214
[8 empty] | 0 | 0 | 214
[8 empty] | 0 | 0 | 214
[8 empty] | 0 | 0 | 214
[8 empty] | 0 | 0 | 214
[8 empty] | 0 | 0 | 214
[8 empty] | 0 | 0 | 214
[8 empty] | 0 | 0 | 214
[8 empty] | 0 | 0 | 214
[8 empty] | 0 | 0 | 214
[8 empty] | 0 | 0 | 214
[8 empty] | 0 | 0 | 214
[8 empty] | 0 | 0 | 214
[8 empty] | 0 | 0 | 214
[8 empty] | 0 | 0 | 214
[8 empty] | 0 | 0 | 214
[8 empty] | 0 | 0 | 214
[8 empty] | 0 | 0 | 214
[8 empty] | 0 | 0 | 214
[8 empty] | 0 | 0 | 214
[8 empty] | 0 | 0 | 214
[8 empty] | 0 | 0 | 214
[8 empty] | 0 | 0 | 214
[8 empty] | 0 | 0 | 214
[8 empty] | 0 | 0 | 214
[8 empty] | 0 | 0 | 214
[8 empty] | 0 | 0 | 214
[8 empty] | 0 | 0 | 214
[8 empty] | 0 | 0 | 214
[8 empty] | 0 | 0 | 214
[8 empty] | 0 | 0 | 214
[8 empty] | 0 | 0 | 214
[8 empty] | 0 | 0 | 214
[8 empty] | 0 | 0 | 214
[8 empty] | 0 | 0 | 214
[8 empty] | 0 | 0 | 214
[8 empty] | 0 | 0 | 214
[8 empty] | 0 | 0 | 214
[8 empty] | 0 | 0 | 214
[8 empty] | 0 | 0 | 214
[8 empty] | 0 | 0 | 214
[8 empty] | 0 | 0 | 214
[8 empty] | 0 | 0 | 214
[8 empty] | 0 | 0 | 214
[8 empty] | 0 | 0 | 214
[8 empty] | 0 | 0 | 214
[8 empty] | 0 | 0 | 214
[8 empty] | 0 | 0 | 214
[8 empty] | 0 | 0 | 214
[8 empty] | 0 | 0 | 214
[8 empty] | 0 | 0 | 214
[8 empty] | 0 | 0 | 214
[8 empty] | 0 | 0 | 214
[8 empty] | 0 | 0 | 214
[8 empty] | 0 | 0 | 214
[8 empty] | 0 | 0 | 214
[8 empty] | 0 | 0 | 214
[8 empty] | 0 | 0 | 214
[8 empty] | 0 | 0 | 214
[8 empty] | 0 | 0 | 214
[8 empty] | 0 | 0 | 214
[8 empty] | 0 | 0 | 214
[8 empty] | 0 | 0 | 214
[8 empty] | 0 | 0 | 214
[8 empty] | 0 | 0 | 214
[8 empty] | 0 | 0 | 214
[8 empty] | 0 | 0 | 214
[8 empty] | 0 | 0 | 214
[8 empty] | 0 | 0 | 214
[8 empty] | 0 | 0 | 214
[8 empty] | 0 | 0 | 214
[8 empty] | 0 | 0 | 214
[8 empty] | 0 | 0 | 214
[8 empty] | 0 | 0 | 214
[8 empty] | 0 | 0 | 214
[8 empty] | 0 | 0 | 214
[8 empty] | 0 | 0 | 214
[8 empty] | 0 | 0 | 214
[8 empty] | 0 | 0 | 214
[8 empty] | 0 | 0 | 214
[8 empty] | 0 | 0 | 214
[8 empty] | 0 | 0 | 214
[8 empty] | 0 | 0 | 214
[8 empty] | 0 | 0 | 214
[8 empty] | 0 | 0 | 214
[8 empty] | 0 | 0 | 214
[8 empty] | 0 | 0 | 214
[8 empty] | 0 | 0 | 214
[8 empty] | 0 | 0 | 214
[8 empty] | 0 | 0 | 214
[8 empty] | 0 | 0 | 214
[8 empty] | 0 | 0 | 214
[8 empty] | 0 | 0 | 214
[8 empty] | 0 | 0 | 214
[8 empty] | 0 | 0 | 214
[8 empty] | 0 | 0 | 214
[8 empty] | 0 | 0 | 214
[8 empty] | 0 | 0 | 214
[8 empty] | 0 | 0 | 214
[8 empty] | 0 | 0 | 214
[8 empty] | 0 | 0 | 214
[8 empty] | 0 | 0 | 214
[8 empty] | 0 | 0 | 214
[8 empty] | 0 | 0 | 214
[8 empty] | 0 | 0 | 214
[8 empty] | 0 | 0 | 214
[8 empty] | 0 | 0 | 214
[8 empty] | 0 | 0 | 214
[8 empty] | 0 | 0 | 214
[8 empty] | 0 | 0 | 214
[8 empty] | 0 | 0 | 214
[8 empty] | 0 | 0 | 214
[8 empty] | 0 | 0 | 214
[8 empty] | 0 | 0 | 214
[8 empty] | 0 | 0 | 214
[8 empty] | 0 | 0 | 214
[8 empty] | 0 | 0 | 214
[8 empty] | 0 | 0 | 214
[8 empty] | 0 | 0 | 214
[8 empty] | 0 | 0 | 214
[8 empty] | 0 | 0 | 214
[8 empty] | 0 | 0 | 214
[8 empty] | 0 | 0 | 214
[8 empty] | 0 | 0 | 214
[8 empty] | 0 | 0 | 214
[8 empty] | 0 | 0 | 214
[8 empty] | 0 | 0 | 214
[8 empty] | 0 | 0 | 214
[8 empty] | 0 | 0 | 214
[8 empty] | 0 | 0 | 214
[8 empty] | 0 | 0 | 214
[8 empty] | 0 | 0 | 214
[8 empty] | 0 | 0 | 214
[8 empty] | 0 | 0 | 214
[8 empty] | 0 | 0 | 214
[8 empty] | 0 | 0 | 214
[8 empty] | 0 | 0 | 214
[8 empty] | 0 | 0 | 214
[8 empty] | 0 | 0 | 214
[8 empty] | 0 | 0 | 214
[8 empty] | 0 | 0 | 214
[8 empty] | 0 | 0 | 214
[8 empty] | 0 | 0 | 214
[8 empty] | 0 | 0 | 214
[8 empty] | 0 | 0 | 214
[8 empty] | 0 | 0 | 214
[8 empty] | 0 | 0 | 214
[8 empty] | 0 | 0 | 214
[8 empty] | 0 | 0 | 214
[8 empty] | 0 | 0 | 214
[8 empty] | 0 | 0 | 214
[8 empty] | 0 | 0 | 214
[8 empty] | 0 | 0 | 214
[8 empty] | 0 | 0 | 214
[8 empty] | 0 | 0 | 214
[8 empty] | 0 | 0 | 214
[8 empty] | 0 | 0 | 214
[8 empty] | 0 | 0 | 214
[8 empty] | 0 | 0 | 214
[8 empty] | 0 | 0 | 214
[8 empty] | 0 | 0 | 214
[8 empty] | 0 | 0 | 214
[8 empty] | 0 | 0 | 214
[8 empty] | 0 | 0 | 214
[8 empty] | 0 | 0 | 214
[8 empty] | 0 | 0 | 214
[8 empty] | 0 | 0 | 214
[8 empty] | 0 | 0 | 214
[8 empty] | 0 | 0 | 214
[8 empty] | 0 | 0 | 214
[8 empty] | 0 | 0 | 214
[8 empty] | 0 | 0 | 214
[8 empty] | 0 | 0 | 214
[8 empty] | 0 | 0 | 214
[8 empty] | 0 | 0 | 214
[8 empty] | 0 | 0 | 214
[8 empty] | 0 | 0 | 214
[8 empty] | 0 | 0 | 214
[8 empty] | 0 | 0 | 214
[8 empty] | 0 | 0 | 214
[8 empty] | 0 | 0 | 214
[8 empty] | 0 | 0 | 214
[8 empty] | 0 | 0 | 214
[8 empty] | 0 | 0 | 214
[8 empty] | 0 | 0 | 214
[8 empty] | 0 | 0 | 214
[8 empty] | 0 | 0 | 214
[8 empty] | 0 | 0 | 214
[8 empty] | 0 | 0 | 214
[8 empty] | 0 | 0 | 214
[8 empty] | 0 | 0 | 214
[8 empty] | 0 | 0 | 214
[8 empty] | 0 | 0 | 214
[8 empty] | 0 | 0 | 214
[8 empty] | 0 | 0 | 214
[8 empty] | 0 | 0 | 214
[8 empty] | 0 | 0 | 214
[8 empty] | 0 | 0 | 214
[8 empty] | 0 | 0 | 214
[8 empty] | 0 | 0 | 214
[8 empty] | 0 | 0 | 214
[8 empty] | 0 | 0 | 214
[8 empty] | 0 | 0 | 214
[8 empty] | 0 | 0 | 214
[8 empty] | 0 | 0 | 214
[8 empty] | 0 | 0 | 214
[8 empty] | 0 | 0 | 214
[8 empty] | 0 | 0 | 214
[8 empty] | 0 | 0 | 214
[8 empty] | 0 | 0 | 214
[8 empty] | 0 | 0 | 214
[8 empty] | 0 | 0 | 214
[8 empty] | 0 | 0 | 214
[8 empty] | 0 | 0 | 214
[8 empty] | 0 | 0 | 214
[8 empty] | 0 | 0 | 214
[8 empty] | 0 | 0 | 214
[8 empty] | 0 | 0 | 214
[8 empty] | 0 | 0 | 214
[8 empty] | 0 | 0 | 214
[8 empty] | 0 | 0 | 214
[8 empty] | 0 | 0 | 214
[8 empty] | 0 | 0 | 214
[8 empty] | 0 | 0 | 214
[8 empty] | 0 | 0 | 214
[8 empty] | 0 | 0 | 214
[8 empty] | 0 | 0 | 214
[8 empty] | 0 | 0 | 214
[8 empty] | 0 | 0 | 214
[8 empty] | 0 | 0 | 214
[8 empty] | 0 | 0 | 214
[8 empty] | 0 | 0 | 214
[8 empty] | 0 | 0 | 214
[8 empty] | 0 | 0 | 214
[8 empty] | 0 | 0 | 214
[8 empty] | 0 | 0 | 214
[8 empty] | 0 | 0 | 214
[8 empty] | 0 | 0 | 214
[8 empty] | 0 | 0 | 214
[8 empty] | 0 | 0 | 214
[8 empty] | 0 | 0 | 214
[8 empty] | 0 | 0 | 214
[8 empty] | 0 | 0 | 214
[8 empty] | 0 | 0 | 214
[8 empty] | 0 | 0 | 214
[8 empty] | 0 | 0 | 214
[8 empty] | 0 | 0 | 214
[8 empty] | 0 | 0 | 214
[8 empty] | 0 | 0 | 214
[8 empty] | 0 | 0 | 214
[8 empty] | 0 | 0 | 214
[8 empty] | 0 | 0 | 214
[8 empty] | 0 | 0 | 214
[8 empty] | 0 | 0 | 214
[8 empty] | 0 | 0 | 214
[8 empty] | 0 | 0 | 214
[8 empty] | 0 | 0 | 214
[8 empty] | 0 | 0 | 214
[8 empty] | 0 | 0 | 214
[8 empty] | 0 | 0 | 214
[8 empty] | 0 | 0 | 214
[8 empty] | 0 | 0 | 214
[8 empty] | 0 | 0 | 214
[8 empty] | 0 | 0 | 214
[8 empty] | 0 | 0 | 214
[8 empty] | 0 | 0 | 214
[8 empty] | 0 | 0 | 214
[8 empty] | 0 | 0 | 214
[8 empty] | 0 | 0 | 214
[8 empty] | 0 | 0 | 214
[8 empty] | 0 | 0 | 214
[8 empty] | 0 | 0 | 214
[8 empty] | 0 | 0 | 214
[8 empty] | 0 | 0 | 214
[8 empty] | 0 | 0 | 214
[8 empty] | 0 | 0 | 214
[8 empty] | 0 | 0 | 214
[8 empty] | 0 | 0 | 214
[8 empty] | 0 | 0 | 214
[8 empty] | 0 | 0 | 214
[8 empty] | 0 | 0 | 214
[8 empty] | 0 | 0 | 214
[8 empty] | 0 | 0 | 214
[8 empty] | 0 | 0 | 214
[8 empty] | 0 | 0 | 214
[8 empty] | 0 | 0 | 214
[8 empty] | 0 | 0 | 214
[8 empty] | 0 | 0 | 214
[8 empty] | 0 | 0 | 214
[8 empty] | 0 | 0 | 214
[8 empty] | 0 | 0 | 214
[8 empty] | 0 | 0 | 214
[8 empty] | 0 | 0 | 214
[8 empty] | 0 | 0 | 214
[8 empty] | 0 | 0 | 214
[8 empty] | 0 | 0 | 214
[8 empty] | 0 | 0 | 214
[8 empty] | 0 | 0 | 214
[8 empty] | 0 | 0 | 214
[8 empty] | 0 | 0 | 214
[8 empty] | 0 | 0 | 214
[8 empty] | 0 | 0 | 214
[8 empty] | 0 | 0 | 214
[8 empty] | 0 | 0 | 214
[8 empty] | 0 | 0 | 214
[8 empty] | 0 | 0 | 214
[8 empty] | 0 | 0 | 214
[8 empty] | 0 | 0 | 214
[8 empty] | 0 | 0 | 214
[8 empty] | 0 | 0 | 214
[8 empty] | 0 | 0 | 214
[8 empty] | 0 | 0 | 214
[8 empty] | 0 | 0 | 214
[8 empty] | 0 | 0 | 214
[8 empty] | 0 | 0 | 214
[8 empty] | 0 | 0 | 214
[8 empty] | 0 | 0 | 214
[8 empty] | 0 | 0 | 214
[8 empty] | 0 | 0 | 214
[8 empty] | 0 | 0 | 214
[8 empty] | 0 | 0 | 214
[8 empty] | 0 | 0 | 214
[8 empty] | 0 | 0 | 214
[8 empty] | 0 | 0 | 214
[8 empty] | 0 | 0 | 214
[8 empty] | 0 | 0 | 214
[8 empty] | 0 | 0 | 214
[8 empty] | 0 | 0 | 214
[8 empty] | 0 | 0 | 214
[8 empty] | 0 | 0 | 214
[8 empty] | 0 | 0 | 214
[8 empty] | 0 | 0 | 214
[8 empty] | 0 | 0 | 214
[8 empty] | 0 | 0 | 214
[8 empty] | 0 | 0 | 214
[8 empty] | 0 | 0 | 214
[8 empty] | 0 | 0 | 214
[8 empty] | 0 | 0 | 214
[8 empty] | 0 | 0 | 214
[8 empty] | 0 | 0 | 214
[8 empty] | 0 | 0 | 214
[8 empty] | 0 | 0 | 214
[8 empty] | 0 | 0 | 214
[8 empty] | 0 | 0 | 214
[8 empty] | 0 | 0 | 214
[8 empty] | 0 | 0 | 214
[8 empty] | 0 | 0 | 214
[8 empty] | 0 | 0 | 214
[8 empty] | 0 | 0 | 214
[8 empty] | 0 | 0 | 214
[8 empty] | 0 | 0 | 214
[8 empty] | 0 | 0 | 214
[8 empty] | 0 | 0 | 214
[8 empty] | 0 | 0 | 214
[8 empty] | 0 | 0 | 214
[8 empty] | 0 | 0 | 214
[8 empty] | 0 | 0 | 214
[8 empty] | 0 | 0 | 214
[8 empty] | 0 | 0 | 214
[8 empty] | 0 | 0 | 214
[8 empty] | 0 | 0 | 214
[8 empty] | 0 | 0 | 214
[8 empty] | 0 | 0 | 214
[8 empty] | 0 | 0 | 214
[8 empty] | 0 | 0 | 214
[8 empty] | 0 | 0 | 214
[8 empty] | 0 | 0 | 214
[8 empty] | 0 | 0 | 214
[8 empty] | 0 | 0 | 214
[8 empty] | 0 | 0 | 214
[8 empty] | 0 | 0 | 214
[8 empty] | 0 | 0 | 214
[8 empty] | 0 | 0 | 214
[8 empty] | 0 | 0 | 214
[8 empty] | 0 | 0 | 214
[8 empty] | 0 | 0 | 214
[8 empty] | 0 | 0 | 214
[8 empty] | 0 | 0 | 214
[8 empty] | 0 | 0 | 214
[8 empty] | 0 | 0 | 214
[8 empty] | 0 | 0 | 214
[8 empty] | 0 | 0 | 214
[8 empty] | 0 | 0 | 214
[8 empty] | 0 | 0 | 214
[8 empty] | 0 | 0 | 214
[8 empty] | 0 | 0 | 214
[8 empty] | 0 | 0 | 214
[8 empty] | 0 | 0 | 214
[8 empty] | 0 | 0 | 214
[8 empty] | 0 | 0 | 214
[8 empty] | 0 | 0 | 214
[8 empty] | 0 | 0 | 214
[8 empty] | 0 | 0 | 214
[8 empty] | 0 | 0 | 214
[8 empty] | 0 | 0 | 214
[8 empty] | 0 | 0 | 214
[8 empty] | 0 | 0 | 214
[8 empty] | 0 | 0 | 214
[8 empty] | 0 | 0 | 214
[8 empty] | 0 | 0 | 214
[8 empty] | 0 | 0 | 214
[8 empty] | 0 | 0 | 214
[8 empty] | 0 | 0 | 214
[8 empty] | 0 | 0 | 214
[8 empty] | 0 | 0 | 214
[8 empty] | 0 | 0 | 214
[8 empty] | 0 | 0 | 214
[8 empty] | 0 | 0 | 214
[8 empty] | 0 | 0 | 214
[8 empty] | 0 | 0 | 214
[8 empty] | 0 | 0 | 214
[8 empty] | 0 | 0 | 214
[8 empty] | 0 | 0 | 214
[8 empty] | 0 | 0 | 214
[8 empty] | 0 | 0 | 214
[8 empty] | 0 | 0 | 214
[8 empty] | 0 | 0 | 214
[8 empty] | 0 | 0 | 214
[8 empty] | 0 | 0 | 214
[8 empty] | 0 | 0 | 214
[8 empty] | 0 | 0 | 214
[8 empty] | 0 | 0 | 214
[8 empty] | 0 | 0 | 214
[8 empty] | 0 | 0 | 214
[8 empty] | 0 | 0 | 214
[8 empty] | 0 | 0 | 214
[8 empty] | 0 | 0 | 214
[8 empty] | 0 | 0 | 214
[8 empty] | 0 | 0 | 214
[8 empty] | 0 | 0 | 214
[8 empty] | 0 | 0 | 214
[8 empty] | 0 | 0 | 214
[8 empty] | 0 | 0 | 214
[8 empty] | 0 | 0 | 214
[8 empty] | 0 | 0 | 214
[8 empty] | 0 | 0 | 214
[8 empty] | 0 | 0 | 214
[8 empty] | 0 | 0 | 214
[8 empty] | 0 | 0 | 214
[8 empty] | 0 | 0 | 214
[8 empty] | 0 | 0 | 214
[8 empty] | 0 | 0 | 214
[8 empty] | 0 | 0 | 214
[8 empty] | 0 | 0 | 214
[8 empty] | 0 | 0 | 214
[8 empty] | 0 | 0 | 214
[8 empty] | 0 | 0 | 214
[8 empty] | 0 | 0 | 214
[8 empty] | 0 | 0 | 214
[8 empty] | 0 | 0 | 214
[8 empty] | 0 | 0 | 214
[8 empty] | 0 | 0 | 214
[8 empty] | 0 | 0 | 214
[8 empty] | 0 | 0 | 214
[8 empty] | 0 | 0 | 214
[8 empty] | 0 | 0 | 214
[8 empty] | 0 | 0 | 214
[8 empty] | 0 | 0 | 214
[8 empty] | 0 | 0 | 214
[8 empty] | 0 | 0 | 214
[8 empty] | 0 | 0 | 214
[8 empty] | 0 | 0 | 214
[8 empty] | 0 | 0 | 214
[8 empty] | 0 | 0 | 214
[8 empty] | 0 | 0 | 214
[8 empty] | 0 | 0 | 214
[8 empty] | 0 | 0 | 214
[8 empty] | 0 | 0 | 214
[8 empty] | 0 | 0 | 214
[8 empty] | 0 | 0 | 214
[8 empty] | 0 | 0 | 214
[8 empty] | 0 | 0 | 214
[8 empty] | 0 | 0 | 214
[8 empty] | 0 | 0 | 214
[8 empty] | 0 | 0 | 214
[8 empty] | 0 | 0 | 214
[8 empty] | 0 | 0 | 214
[8 empty] | 0 | 0 | 214
[8 empty] | 0 | 0 | 214
[8 empty] | 0 | 0 | 214
[8 empty] | 0 | 0 | 214
[8 empty] | 0 | 0 | 214
[8 empty] | 0 | 0 | 214
[8 empty] | 0 | 0 | 214
[8 empty] | 0 | 0 | 214
[8 empty] | 0 | 0 | 214
[8 empty] | 0 | 0 | 214
[8 empty] | 0 | 0 | 214
[8 empty] | 0 | 0 | 214
[8 empty] | 0 | 0 | 214
[8 empty] | 0 | 0 | 214
[8 empty] | 0 | 0 | 214
[8 empty] | 0 | 0 | 214
[8 empty] | 0 | 0 | 214
[8 empty] | 0 | 0 | 214
[8 empty] | 0 | 0 | 214
[8 empty] | 0 | 0 | 214
[8 empty] | 0 | 0 | 214
[8 empty] | 0 | 0 | 214
[8 empty] | 0 | 0 | 214
[8 empty] | 0 | 0 | 214
[8 empty] | 0 | 0 | 214
[8 empty] | 0 | 0 | 214
[8 empty] | 0 | 0 | 214
[8 empty] | 0 | 0 | 214
[8 empty] | 0 | 0 | 214
[8 empty] | 0 | 0 | 214
[8 empty] | 0 | 0 | 214
[8 empty] | 0 | 0 | 214
[8 empty] | 0 | 0 | 214
[8 empty] | 0 | 0 | 214
[8 empty] | 0 | 0 | 214
[8 empty] | 0 | 0 | 214
[8 empty] | 0 | 0 | 214
[8 empty] | 0 | 0 | 214
[8 empty] | 0 | 0 | 214
[8 empty] | 0 | 0 | 214
[8 empty] | 0 | 0 | 214
[8 empty] | 0 | 0 | 214
[8 empty] | 0 | 0 | 214
[8 empty] | 0 | 0 | 214
[8 empty] | 0 | 0 | 214
[8 empty] | 0 | 0 | 214
[8 empty] | 0 | 0 | 214
[8 empty] | 0 | 0 | 214
[8 empty] | 0 | 0 | 214
[8 empty] | 0 | 0 | 214
[8 empty] | 0 | 0 | 214
[8 empty] | 0 | 0 | 214
[8 empty] | 0 | 0 | 214
[8 empty] | 0 | 0 | 214
[8 empty] | 0 | 0 | 214
[8 empty] | 0 | 0 | 214
[8 empty] | 0 | 0 | 214
[8 empty] | 0 | 0 | 214
[8 empty] | 0 | 0 | 214
[8 empty] | 0 | 0 | 214
[8 empty] | 0 | 0 | 214
[8 empty] | 0 | 0 | 214
[8 empty] | 0 | 0 | 214
[8 empty] | 0 | 0 | 214
[8 empty] | 0 | 0 | 214
[8 empty] | 0 | 0 | 214
[8 empty] | 0 | 0 | 214
[8 empty] | 0 | 0 | 214
[8 empty] | 0 | 0 | 214
[8 empty] | 0 | 0 | 214
[8 empty] | 0 | 0 | 214
[8 empty] | 0 | 0 | 214
[8 empty] | 0 | 0 | 214
[8 empty] | 0 | 0 | 214
[8 empty] | 0 | 0 | 214
[8 empty] | 0 | 0 | 214
[8 empty] | 0 | 0 | 214
[8 empty] | 0 | 0 | 214
[8 empty] | 0 | 0 | 214
[8 empty] | 0 | 0 | 214
[8 empty] | 0 | 0 | 214
[8 empty] | 0 | 0 | 214
[8 empty] | 0 | 0 | 214
[8 empty] | 0 | 0 | 214
[8 empty] | 0 | 0 | 214
[8 empty] | 0 | 0 | 214
[8 empty] | 0 | 0 | 214
[8 empty] | 0 | 0 | 214
[8 empty] | 0 | 0 | 214
[8 empty] | 0 | 0 | 214
[8 empty] | 0 | 0 | 214
[8 empty] | 0 | 0 | 214
[8 empty] | 0 | 0 | 214
[8 empty] | 0 | 0 | 214
[8 empty] | 0 | 0 | 214
[8 empty] | 0 | 0 | 214
[8 empty] | 0 | 0 | 214
[8 empty] | 0 | 0 | 214
[8 empty] | 0 | 0 | 214
[8 empty] | 0 | 0 | 214
[8 empty] | 0 | 0 | 214
[8 empty] | 0 | 0 | 214
[8 empty] | 0 | 0 | 214
[8 empty] | 0 | 0 | 214
[8 empty] | 0 | 0 | 214
[8 empty] | 0 | 0 | 214
[8 empty] | 0 | 0 | 214
[8 empty] | 0 | 0 | 214
[8 empty] | 0 | 0 | 214
[8 empty] | 0 | 0 | 214
[8 empty] | 0 | 0 | 214
[8 empty] | 0 | 0 | 214
[8 empty] | 0 | 0 | 214
[8 empty] | 0 | 0 | 214
[8 empty] | 0 | 0 | 214
[8 empty] | 0 | 0 | 214
[8 empty] | 0 | 0 | 214
[8 empty] | 0 | 0 | 214
[8 empty] | 0 | 0 | 214
[8 empty] | 0 | 0 | 214
[8 empty] | 0 | 0 | 214
[8 empty] | 0 | 0 | 214
[8 empty] | 0 | 0 | 214
[8 empty] | 0 | 0 | 214
[8 empty] | 0 | 0 | 214
[8 empty] | 0 | 0 | 214
[8 empty] | 0 | 0 | 214
[8 empty] | 0 | 0 | 214
[8 empty] | 0 | 0 | 214
[8 empty] | 0 | 0 | 214
[8 empty] | 0 | 0 | 214
[8 empty] | 0 | 0 | 214
[8 empty] | 0 | 0 | 214
[8 empty] | 0 | 0 | 214
[8 empty] | 0 | 0 | 214
[8 empty] | 0 | 0 | 214
[8 empty] | 0 | 0 | 214
[8 empty] | 0 | 0 | 214
[8 empty] | 0 | 0 | 214
[8 empty] | 0 | 0 | 214
[8 empty] | 0 | 0 | 214
[8 empty] | 0 | 0 | 214
[8 empty] | 0 | 0 | 214
[8 empty] | 0 | 0 | 214
[8 empty] | 0 | 0 | 214
[8 empty] | 0 | 0 | 214
[8 empty] | 0 | 0 | 214
[8 empty] | 0 | 0 | 214
[8 empty] | 0 | 0 | 214
[8 empty] | 0 | 0 | 214
[8 empty] | 0 | 0 | 214
[8 empty] | 0 | 0 | 214
[8 empty] | 0 | 0 | 214
[8 empty] | 0 | 0 | 214
[8 empty] | 0 | 0 | 214
[8 empty] | 0 | 0 | 214
[8 empty] | 0 | 0 | 214
[8 empty] | 0 | 0 | 214
[8 empty] | 0 | 0 | 214
[8 empty] | 0 | 0 | 214
[8 empty] | 0 | 0 | 214
[8 empty] | 0 | 0 | 214
[8 empty] | 0 | 0 | 214
[8 empty] | 0 | 0 | 214
[8 empty] | 0 | 0 | 214
[8 empty] | 0 | 0 | 214
[8 empty] | 0 | 0 | 214
[8 empty] | 0 | 0 | 214
[8 empty] | 0 | 0 | 214
[8 empty] | 0 | 0 | 214
[8 empty] | 0 | 0 | 214
[8 empty] | 0 | 0 | 214
[8 empty] | 0 | 0 | 214
[8 empty] | 0 | 0 | 214
[8 empty] | 0 | 0 | 214
[8 empty] | 0 | 0 | 214
[8 empty] | 0 | 0 | 214
[8 empty] | 0 | 0 | 214
[8 empty] | 0 | 0 | 214
[8 empty] | 0 | 0 | 214
[8 empty] | 0 | 0 | 214
[8 empty] | 0 | 0 | 214
[8 empty] | 0 | 0 | 214
[8 empty] | 0 | 0 | 214
[8 empty] | 0 | 0 | 214
[8 empty] | 0 | 0 | 214
[8 empty] | 0 | 0 | 214
[8 empty] | 0 | 0 | 214
[8 empty] | 0 | 0 | 214
[8 empty] | 0 | 0 | 214
[8 empty] | 0 | 0 | 214
[8 empty] | 0 | 0 | 214
[8 empty] | 0 | 0 | 214
[8 empty] | 0 | 0 | 214
[8 empty] | 0 | 0 | 214
[8 empty] | 0 | 0 | 214
[8 empty] | 0 | 0 | 214
[8 empty] | 0 | 0 | 214
[8 empty] | 0 | 0 | 214
[8 empty] | 0 | 0 | 214
[8 empty] | 0 | 0 | 214
[8 empty] | 0 | 0 | 214
[8 empty] | 0 | 0 | 214
[8 empty] | 0 | 0 | 214
[8 empty] | 0 | 0 | 214
[8 empty] | 0 | 0 | 214
[8 empty] | 0 | 0 | 214
[8 empty] | 0 | 0 | 214
[8 empty] | 0 | 0 | 214
[8 empty] | 0 | 0 | 214
[8 empty] | 0 | 0 | 214
[8 empty] | 0 | 0 | 214
[8 empty] | 0 | 0 | 214
[8 empty] | 0 | 0 | 214
[8 empty] | 0 | 0 | 214
[8 empty] | 0 | 0 | 214
[8 empty] | 0 | 0 | 214
[8 empty] | 0 | 0 | 214
[8 empty] | 0 | 0 | 214
[8 empty] | 0 | 0 | 214
[8 empty] | 0 | 0 | 214
[8 empty] | 0 | 0 | 214
[8 empty] | 0 | 0 | 214
[8 empty] | 0 | 0 | 214
[8 empty] | 0 | 0 | 214
[8 empty] | 0 | 0 | 214
[8 empty] | 0 | 0 | 214
[8 empty] | 0 | 0 | 214
[8 empty] | 0 | 0 | 214
[8 empty] | 0 | 0 | 214
[8 empty] | 0 | 0 | 214
[8 empty] | 0 | 0 | 214
[8 empty] | 0 | 0 | 214
[8 empty] | 0 | 0 | 214
[8 empty] | 0 | 0 | 214
[8 empty] | 0 | 0 | 214
[8 empty] | 0 | 0 | 214
[8 empty] | 0 | 0 | 214
[8 empty] | 0 | 0 | 214
[8 empty] | 0 | 0 | 214
[8 empty] | 0 | 0 | 214
[8 empty] | 0 | 0 | 214
[8 empty] | 0 | 0 | 214
[8 empty] | 0 | 0 | 214
[8 empty] | 0 | 0 | 214
[8 empty] | 0 | 0 | 214
[8 empty] | 0 | 0 | 214
[8 empty] | 0 | 0 | 214
[8 empty] | 0 | 0 | 214
[8 empty] | 0 | 0 | 214
[8 empty] | 0 | 0 | 214
[8 empty] | 0 | 0 | 214
[8 empty] | 0 | 0 | 214
[8 empty] | 0 | 0 | 214
[8 empty] | 0 | 0 | 214
[8 empty] | 0 | 0 | 214
[8 empty] | 0 | 0 | 214
[8 empty] | 0 | 0 | 214
[8 empty] | 0 | 0 | 214
[8 empty] | 0 | 0 | 214
[8 empty] | 0 | 0 | 214
[8 empty] | 0 | 0 | 214
[8 empty] | 0 | 0 | 214
[8 empty] | 0 | 0 | 214
[8 empty] | 0 | 0 | 214
[8 empty] | 0 | 0 | 214
[8 empty] | 0 | 0 | 214
[8 empty] | 0 | 0 | 214
[8 empty] | 0 | 0 | 214
[8 empty] | 0 | 0 | 214
[8 empty] | 0 | 0 | 214
[8 empty] | 0 | 0 | 214
[8 empty] | 0 | 0 | 214
[8 empty] | 0 | 0 | 214
[8 empty] | 0 | 0 | 214
[8 empty] | 0 | 0 | 214
[8 empty] | 0 | 0 | 214
[8 empty] | 0 | 0 | 214
[8 empty] | 0 | 0 | 214
[8 empty] | 0 | 0 | 214
[8 empty] | 0 | 0 | 214
[8 empty] | 0 | 0 | 214
[8 empty] | 0 | 0 | 214
[8 empty] | 0 | 0 | 214
[8 empty] | 0 | 0 | 214
[8 empty] | 0 | 0 | 214
[8 empty] | 0 | 0 | 214
[8 empty] | 0 | 0 | 214
[8 empty] | 0 | 0 | 214
[8 empty] | 0 | 0 | 214
[8 empty] | 0 | 0 | 214
[8 empty] | 0 | 0 | 214
[8 empty] | 0 | 0 | 214
[8 empty] | 0 | 0 | 214
[8 empty] | 0 | 0 | 214
[8 empty] | 0 | 0 | 214
[8 empty] | 0 | 0 | 214
[8 empty] | 0 | 0 | 214
[8 empty] | 0 | 0 | 214
[8 empty] | 0 | 0 | 214
[8 empty] | 0 | 0 | 214
[8 empty] | 0 | 0 | 214
[8 empty] | 0 | 0 | 214
[8 empty] | 0 | 0 | 214
[8 empty] | 0 | 0 | 214
[8 empty] | 0 | 0 | 214
[8 empty] | 0 | 0 | 214
[8 empty] | 0 | 0 | 214
[8 empty] | 0 | 0 | 214
[8 empty] | 0 | 0 | 214
[8 empty] | 0 | 0 | 214
[8 empty] | 0 | 0 | 214
[8 empty] | 0 | 0 | 214
[8 empty] | 0 | 0 | 214
[8 empty] | 0 | 0 | 214
[8 empty] | 0 | 0 | 214
[8 empty] | 0 | 0 | 214
[8 empty] | 0 | 0 | 214
[8 empty] | 0 | 0 | 214
[8 empty] | 0 | 0 | 214
[8 empty] | 0 | 0 | 214
[8 empty] | 0 | 0 | 214
[8 empty] | 0 | 0 | 214
[8 empty] | 0 | 0 | 214
[8 empty] | 0 | 0 | 214
[8 empty] | 0 | 0 | 214
[8 empty] | 0 | 0 | 214
[8 empty] | 0 | 0 | 214
[8 empty] | 0 | 0 | 214
[8 empty] | 0 | 0 | 214
[8 empty] | 0 | 0 | 214
[8 empty] | 0 | 0 | 214
[8 empty] | 0 | 0 | 214
[8 empty] | 0 | 0 | 214
[8 empty] | 0 | 0 | 214
[8 empty] | 0 | 0 | 214
[8 empty] | 0 | 0 | 214
[8 empty] | 0 | 0 | 214
[8 empty] | 0 | 0 | 214
[8 empty] | 0 | 0 | 214
[8 empty] | 0 | 0 | 214
[8 empty] | 0 | 0 | 214
[8 empty] | 0 | 0 | 214
[8 empty] | 0 | 0 | 214
[8 empty] | 0 | 0 | 214
[8 empty] | 0 | 0 | 214
[8 empty] | 0 | 0 | 214
[8 empty] | 0 | 0 | 214
[8 empty] | 0 | 0 | 214
[8 empty] | 0 | 0 | 214
[8 empty] | 0 | 0 | 214
[8 empty] | 0 | 0 | 214
[8 empty] | 0 | 0 | 214
[8 empty] | 0 | 0 | 214
[8 empty] | 0 | 0 | 214
[8 empty] | 0 | 0 | 214
[8 empty] | 0 | 0 | 214
[8 empty] | 0 | 0 | 214
[8 empty] | 0 | 0 | 214
[8 empty] | 0 | 0 | 214
[8 empty] | 0 | 0 | 214
[8 empty] | 0 | 0 | 214
[8 empty] | 0 | 0 | 214
[8 empty] | 0 | 0 | 214
[8 empty] | 0 | 0 | 214
[8 empty] | 0 | 0 | 214
[8 empty] | 0 | 0 | 214
[8 empty] | 0 | 0 | 214
[8 empty] | 0 | 0 | 214
[8 empty] | 0 | 0 | 214
[8 empty] | 0 | 0 | 214
[8 empty] | 0 | 0 | 214
[8 empty] | 0 | 0 | 214
[8 empty] | 0 | 0 | 214
[8 empty] | 0 | 0 | 214
[8 empty] | 0 | 0 | 214
[8 empty] | 0 | 0 | 214
[8 empty] | 0 | 0 | 214
[8 empty] | 0 | 0 | 214
[8 empty] | 0 | 0 | 214
[8 empty] | 0 | 0 | 214
[8 empty] | 0 | 0 | 214
[8 empty] | 0 | 0 | 214
[8 empty] | 0 | 0 | 214
[8 empty] | 0 | 0 | 214
[8 empty] | 0 | 0 | 214
[8 empty] | 0 | 0 | 214
[8 empty] | 0 | 0 | 214
[8 empty] | 0 | 0 | 214
[8 empty] | 0 | 0 | 214
[8 empty] | 0 | 0 | 214
[8 empty] | 0 | 0 | 214
[8 empty] | 0 | 0 | 214
[8 empty] | 0 | 0 | 214
[8 empty] | 0 | 0 | 214
[8 empty] | 0 | 0 | 214
[8 empty] | 0 | 0 | 214
[8 empty] | 0 | 0 | 214
[8 empty] | 0 | 0 | 214
[8 empty] | 0 | 0 | 214
[8 empty] | 0 | 0 | 214
[8 empty] | 0 | 0 | 214
[8 empty] | 0 | 0 | 214
[8 empty] | 0 | 0 | 214
[8 empty] | 0 | 0 | 214
[8 empty] | 0 | 0 | 214
[8 empty] | 0 | 0 | 214
[8 empty] | 0 | 0 | 214
[8 empty] | 0 | 0 | 214
[8 empty] | 0 | 0 | 214
[8 empty] | 0 | 0 | 214
[8 empty] | 0 | 0 | 214
[8 empty] | 0 | 0 | 214
[8 empty] | 0 | 0 | 214
[8 empty] | 0 | 0 | 214
[8 empty] | 0 | 0 | 214
[8 empty] | 0 | 0 | 214
[8 empty] | 0 | 0 | 214
[8 empty] | 0 | 0 | 214
[8 empty] | 0 | 0 | 214
[8 empty] | 0 | 0 | 214
[8 empty] | 0 | 0 | 214
[8 empty] | 0 | 0 | 214
[8 empty] | 0 | 0 | 214
[8 empty] | 0 | 0 | 214
[8 empty] | 0 | 0 | 214
[8 empty] | 0 | 0 | 214
[8 empty] | 0 | 0 | 214
[8 empty] | 0 | 0 | 214
[8 empty] | 0 | 0 | 214
[8 empty] | 0 | 0 | 214
[8 empty] | 0 | 0 | 214
[8 empty] | 0 | 0 | 214
[8 empty] | 0 | 0 | 214
[8 empty] | 0 | 0 | 214
[8 empty] | 0 | 0 | 214
[8 empty] | 0 | 0 | 214
[8 empty] | 0 | 0 | 214
[8 empty] | 0 | 0 | 214
[8 empty] | 0 | 0 | 214
[8 empty] | 0 | 0 | 214
[8 empty] | 0 | 0 | 214
[8 empty] | 0 | 0 | 214
[8 empty] | 0 | 0 | 214
[8 empty] | 0 | 0 | 214
[8 empty] | 0 | 0 | 214
[8 empty] | 0 | 0 | 214
[8 empty] | 0 | 0 | 214
[8 empty] | 0 | 0 | 214
[8 empty] | 0 | 0 | 214
[8 empty] | 0 | 0 | 214
[8 empty] | 0 | 0 | 214
[8 empty] | 0 | 0 | 214
[8 empty] | 0 | 0 | 214
[8 empty] | 0 | 0 | 214
[8 empty] | 0 | 0 | 214
[8 empty] | 0 | 0 | 214
[8 empty] | 0 | 0 | 214
[8 empty] | 0 | 0 | 214
[8 empty] | 0 | 0 | 214
[8 empty] | 0 | 0 | 214
[8 empty] | 0 | 0 | 214
[8 empty] | 0 | 0 | 214
[8 empty] | 0 | 0 | 214
[8 empty] | 0 | 0 | 214
[8 empty] | 0 | 0 | 214
[8 empty] | 0 | 0 | 214
[8 empty] | 0 | 0 | 214
[8 empty] | 0 | 0 | 214
[8 empty] | 0 | 0 | 214
[8 empty] | 0 | 0 | 214
[8 empty] | 0 | 0 | 214
[8 empty] | 0 | 0 | 214
[8 empty] | 0 | 0 | 214
[8 empty] | 0 | 0 | 214
[8 empty] | 0 | 0 | 214
[8 empty] | 0 | 0 | 214
[8 empty] | 0 | 0 | 214
[8 empty] | 0 | 0 | 214
[8 empty] | 0 | 0 | 214
[8 empty] | 0 | 0 | 214
[8 empty] | 0 | 0 | 214
[8 empty] | 0 | 0 | 214
[8 empty] | 0 | 0 | 214
[8 empty] | 0 | 0 | 214
[8 empty] | 0 | 0 | 214
[8 empty] | 0 | 0 | 214
[8 empty] | 0 | 0 | 214
[8 empty] | 0 | 0 | 214
[8 empty] | 0 | 0 | 214
[8 empty] | 0 | 0 | 214
[8 empty] | 0 | 0 | 214
[8 empty] | 0 | 0 | 214
[8 empty] | 0 | 0 | 214
[8 empty] | 0 | 0 | 214
[8 empty] | 0 | 0 | 214
[8 empty] | 0 | 0 | 214
[8 empty] | 0 | 0 | 214
[8 empty] | 0 | 0 | 214
[8 empty] | 0 | 0 | 214
[8 empty] | 0 | 0 | 214
[8 empty] | 0 | 0 | 214
[8 empty] | 0 | 0 | 214
[8 empty] | 0 | 0 | 214
[8 empty] | 0 | 0 | 214
[8 empty] | 0 | 0 | 214
[8 empty] | 0 | 0 | 214
[8 empty] | 0 | 0 | 214
[8 empty] | 0 | 0 | 214
[8 empty] | 0 | 0 | 214
[8 empty] | 0 | 0 | 214
[8 empty] | 0 | 0 | 214
[8 empty] | 0 | 0 | 214
[8 empty] | 0 | 0 | 214
[8 empty] | 0 | 0 | 214
[8 empty] | 0 | 0 | 214
[8 empty] | 0 | 0 | 214
[8 empty] | 0 | 0 | 214
[8 empty] | 0 | 0 | 214
[8 empty] | 0 | 0 | 214
[8 empty] | 0 | 0 | 214
[8 empty] | 0 | 0 | 214
[8 empty] | 0 | 0 | 214
[8 empty] | 0 | 0 | 214
[8 empty] | 0 | 0 | 214
[8 empty] | 0 | 0 | 214
[8 empty] | 0 | 0 | 214
[8 empty] | 0 | 0 | 214
[8 empty] | 0 | 0 | 214
[8 empty] | 0 | 0 | 214
[8 empty] | 0 | 0 | 214
[8 empty] | 0 | 0 | 214
[8 empty] | 0 | 0 | 214
[8 empty] | 0 | 0 | 214
[8 empty] | 0 | 0 | 214
[8 empty] | 0 | 0 | 214
[8 empty] | 0 | 0 | 214
[8 empty] | 0 | 0 | 214
[8 empty] | 0 | 0 | 214
[8 empty] | 0 | 0 | 214
[8 empty] | 0 | 0 | 214
[8 empty] | 0 | 0 | 214
[8 empty] | 0 | 0 | 214
[8 empty] | 0 | 0 | 214
[8 empty] | 0 | 0 | 214
[8 empty] | 0 | 0 | 214
[8 empty] | 0 | 0 | 214
[8 empty] | 0 | 0 | 214
[8 empty] | 0 | 0 | 214
[8 empty] | 0 | 0 | 214
[8 empty] | 0 | 0 | 214
[8 empty] | 0 | 0 | 214
[8 empty] | 0 | 0 | 214
[8 empty] | 0 | 0 | 214
[8 empty] | 0 | 0 | 214
[8 empty] | 0 | 0 | 214
[8 empty] | 0 | 0 | 214
[8 empty] | 0 | 0 | 214
[8 empty] | 0 | 0 | 214
[8 empty] | 0 | 0 | 214
[8 empty] | 0 | 0 | 214
[8 empty] | 0 | 0 | 214
[8 empty] | 0 | 0 | 214
[8 empty] | 0 | 0 | 214
[8 empty] | 0 | 0 | 214
[8 empty] | 0 | 0 | 214
[8 empty] | 0 | 0 | 214
[8 empty] | 0 | 0 | 214
[8 empty] | 0 | 0 | 214
[8 empty] | 0 | 0 | 214
[8 empty] | 0 | 0 | 214
[8 empty] | 0 | 0 | 214
[8 empty] | 0 | 0 | 214
[8 empty] | 0 | 0 | 214
[8 empty] | 0 | 0 | 214
[8 empty] | 0 | 0 | 214
[8 empty] | 0 | 0 | 214
[8 empty] | 0 | 0 | 214
[8 empty] | 0 | 0 | 214
[8 empty] | 0 | 0 | 214
[8 empty] | 0 | 0 | 214
[8 empty] | 0 | 0 | 214
[8 empty] | 0 | 0 | 214
[8 empty] | 0 | 0 | 214
[8 empty] | 0 | 0 | 214
[8 empty] | 0 | 0 | 214
[8 empty] | 0 | 0 | 214
[8 empty] | 0 | 0 | 214
[8 empty] | 0 | 0 | 214
[8 empty] | 0 | 0 | 214
[8 empty] | 0 | 0 | 214
[8 empty] | 0 | 0 | 214
[8 empty] | 0 | 0 | 214
[8 empty] | 0 | 0 | 214
[8 empty] | 0 | 0 | 214
[8 empty] | 0 | 0 | 214
[8 empty] | 0 | 0 | 214
[8 empty] | 0 | 0 | 214
[8 empty] | 0 | 0 | 214
[8 empty] | 0 | 0 | 214
[8 empty] | 0 | 0 | 214
[8 empty] | 0 | 0 | 214
[8 empty] | 0 | 0 | 214
[8 empty] | 0 | 0 | 214
[8 empty] | 0 | 0 | 214
[8 empty] | 0 | 0 | 214
[8 empty] | 0 | 0 | 214
[8 empty] | 0 | 0 | 214
[8 empty] | 0 | 0 | 214
[8 empty] | 0 | 0 | 214
[8 empty] | 0 | 0 | 214
[8 empty] | 0 | 0 | 214
[8 empty] | 0 | 0 | 214
[8 empty] | 0 | 0 | 214
[8 empty] | 0 | 0 | 214
[8 empty] | 0 | 0 | 214
[8 empty] | 0 | 0 | 214
[8 empty] | 0 | 0 | 214
[8 empty] | 0 | 0 | 214
[8 empty] | 0 | 0 | 214
[8 empty] | 0 | 0 | 214
[8 empty] | 0 | 0 | 214
[8 empty] | 0 | 0 | 214
[8 empty] | 0 | 0 | 214
[8 empty] | 0 | 0 | 214
[8 empty] | 0 | 0 | 214
[8 empty] | 0 | 0 | 214
[8 empty] | 0 | 0 | 214
[8 empty] | 0 | 0 | 214
[8 empty] | 0 | 0 | 214
[8 empty] | 0 | 0 | 214
[8 empty] | 0 | 0 | 214
[8 empty] | 0 | 0 | 214
[8 empty] | 0 | 0 | 214
[8 empty] | 0 | 0 | 214
[8 empty] | 0 | 0 | 214
[8 empty] | 0 | 0 | 214
[8 empty] | 0 | 0 | 214
[8 empty] | 0 | 0 | 214
[8 empty] | 0 | 0 | 214
[8 empty] | 0 | 0 | 214
[8 empty] | 0 | 0 | 214
[8 empty] | 0 | 0 | 214
[8 empty] | 0 | 0 | 214
[8 empty] | 0 | 0 | 214
[8 empty] | 0 | 0 | 214
[8 empty] | 0 | 0 | 214
[8 empty] | 0 | 0 | 214
[8 empty] | 0 | 0 | 214
[8 empty] | 0 | 0 | 214
[8 empty] | 0 | 0 | 214
[8 empty] | 0 | 0 | 214
[8 empty] | 0 | 0 | 214
[8 empty] | 0 | 0 | 214
[8 empty] | 0 | 0 | 214
[8 empty] | 0 | 0 | 214
[8 empty] | 0 | 0 | 214
[8 empty] | 0 | 0 | 214
[8 empty] | 0 | 0 | 214
[8 empty] | 0 | 0 | 214
[8 empty] | 0 | 0 | 214
[8 empty] | 0 | 0 | 214
[8 empty] | 0 | 0 | 214
[8 empty] | 0 | 0 | 214
[8 empty] | 0 | 0 | 214
[8 empty] | 0 | 0 | 214
[8 empty] | 0 | 0 | 214
[8 empty] | 0 | 0 | 214
[8 empty] | 0 | 0 | 214
[8 empty] | 0 | 0 | 214
[8 empty] | 0 | 0 | 214
[8 empty] | 0 | 0 | 214
[8 empty] | 0 | 0 | 214
[8 empty] | 0 | 0 | 214
[8 empty] | 0 | 0 | 214
[8 empty] | 0 | 0 | 214
[8 empty] | 0 | 0 | 214
[8 empty] | 0 | 0 | 214
[8 empty] | 0 | 0 | 214
[8 empty] | 0 | 0 | 214
[8 empty] | 0 | 0 | 214
[8 empty] | 0 | 0 | 214
[8 empty] | 0 | 0 | 214
[8 empty] | 0 | 0 | 214
[8 empty] | 0 | 0 | 214
[8 empty] | 0 | 0 | 214
[8 empty] | 0 | 0 | 214
[8 empty] | 0 | 0 | 214
[8 empty] | 0 | 0 | 214
[8 empty] | 0 | 0 | 214
[8 empty] | 0 | 0 | 214
[8 empty] | 0 | 0 | 214
[8 empty] | 0 | 0 | 214
[8 empty] | 0 | 0 | 214
[8 empty] | 0 | 0 | 214
[8 empty] | 0 | 0 | 214
[8 empty] | 0 | 0 | 214
[8 empty] | 0 | 0 | 214
[8 empty] | 0 | 0 | 214
[8 empty] | 0 | 0 | 214
[8 empty] | 0 | 0 | 214
[8 empty] | 0 | 0 | 214
[8 empty] | 0 | 0 | 214
[8 empty] | 0 | 0 | 214
[8 empty] | 0 | 0 | 214
[8 empty] | 0 | 0 | 214
[8 empty] | 0 | 0 | 214
[8 empty] | 0 | 0 | 214
[8 empty] | 0 | 0 | 214
[8 empty] | 0 | 0 | 214
[8 empty] | 0 | 0 | 214
[8 empty] | 0 | 0 | 214
[8 empty] | 0 | 0 | 214
[8 empty] | 0 | 0 | 214
[8 empty] | 0 | 0 | 214
[8 empty] | 0 | 0 | 214
[8 empty] | 0 | 0 | 214
[8 empty] | 0 | 0 | 214
[8 empty] | 0 | 0 | 214
[8 empty] | 0 | 0 | 214
[8 empty] | 0 | 0 | 214
[8 empty] | 0 | 0 | 214
[8 empty] | 0 | 0 | 214
[8 empty] | 0 | 0 | 214
[8 empty] | 0 | 0 | 214
[8 empty] | 0 | 0 | 214
[8 empty] | 0 | 0 | 214
[8 empty] | 0 | 0 | 214
[8 empty] | 0 | 0 | 214
[8 empty] | 0 | 0 | 214
[8 empty] | 0 | 0 | 214
[8 empty] | 0 | 0 | 214
[8 empty] | 0 | 0 | 214
[8 empty] | 0 | 0 | 214
[8 empty] | 0 | 0 | 214
[8 empty] | 0 | 0 | 214
[8 empty] | 0 | 0 | 214
[8 empty] | 0 | 0 | 214
[8 empty] | 0 | 0 | 214
[8 empty] | 0 | 0 | 214
[8 empty] | 0 | 0 | 214
[8 empty] | 0 | 0 | 214
[8 empty] | 0 | 0 | 214
[8 empty] | 0 | 0 | 214
[8 empty] | 0 | 0 | 214
[8 empty] | 0 | 0 | 214
[8 empty] | 0 | 0 | 214
[8 empty] | 0 | 0 | 214
[8 empty] | 0 | 0 | 214
[8 empty] | 0 | 0 | 214
[8 empty] | 0 | 0 | 214
[8 empty] | 0 | 0 | 214
[8 empty] | 0 | 0 | 214
[8 empty] | 0 | 0 | 214
[8 empty] | 0 | 0 | 214
[8 empty] | 0 | 0 | 214
[8 empty] | 0 | 0 | 214
[8 empty] | 0 | 0 | 214
[8 empty] | 0 | 0 | 214
[8 empty] | 0 | 0 | 214
[8 empty] | 0 | 0 | 214
[8 empty] | 0 | 0 | 214
[8 empty] | 0 | 0 | 214
[8 empty] | 0 | 0 | 214
[8 empty] | 0 | 0 | 214
[8 empty] | 0 | 0 | 214
[8 empty] | 0 | 0 | 214
[8 empty] | 0 | 0 | 214
[8 empty] | 0 | 0 | 214
[8 empty] | 0 | 0 | 214
[8 empty] | 0 | 0 | 214
[8 empty] | 0 | 0 | 214
[8 empty] | 0 | 0 | 214
[8 empty] | 0 | 0 | 214
[8 empty] | 0 | 0 | 214
[8 empty] | 0 | 0 | 214
[8 empty] | 0 | 0 | 214
[8 empty] | 0 | 0 | 214
[8 empty] | 0 | 0 | 214
[8 empty] | 0 | 0 | 214
[8 empty] | 0 | 0 | 214
[8 empty] | 0 | 0 | 214
[8 empty] | 0 | 0 | 214
[8 empty] | 0 | 0 | 214
[8 empty] | 0 | 0 | 214
[8 empty] | 0 | 0 | 214
[8 empty] | 0 | 0 | 214
[8 empty] | 0 | 0 | 214
[8 empty] | 0 | 0 | 214
[8 empty] | 0 | 0 | 214
[8 empty] | 0 | 0 | 214
[8 empty] | 0 | 0 | 214
[8 empty] | 0 | 0 | 214
[8 empty] | 0 | 0 | 214
[8 empty] | 0 | 0 | 214
[8 empty] | 0 | 0 | 214
[8 empty] | 0 | 0 | 214
[8 empty] | 0 | 0 | 214
[8 empty] | 0 | 0 | 214
[8 empty] | 0 | 0 | 214
[8 empty] | 0 | 0 | 214
[8 empty] | 0 | 0 | 214
[8 empty] | 0 | 0 | 214
[8 empty] | 0 | 0 | 214
[8 empty] | 0 | 0 | 214
[8 empty] | 0 | 0 | 214
[8 empty] | 0 | 0 | 214
[8 empty] | 0 | 0 | 214
[8 empty] | 0 | 0 | 214
[8 empty] | 0 | 0 | 214
[8 empty] | 0 | 0 | 214
[8 empty] | 0 | 0 | 214
[8 empty] | 0 | 0 | 214
[8 empty] | 0 | 0 | 214
[8 empty] | 0 | 0 | 214
[8 empty] | 0 | 0 | 214
[8 empty] | 0 | 0 | 214
[8 empty] | 0 | 0 | 214
[8 empty] | 0 | 0 | 214
[8 empty] | 0 | 0 | 214
[8 empty] | 0 | 0 | 214
[8 empty] | 0 | 0 | 214
[8 empty] | 0 | 0 | 214
[8 empty] | 0 | 0 | 214
[8 empty] | 0 | 0 | 214
[8 empty] | 0 | 0 | 214
[8 empty] | 0 | 0 | 214
[8 empty] | 0 | 0 | 214
[8 empty] | 0 | 0 | 214
[8 empty] | 0 | 0 | 214
[8 empty] | 0 | 0 | 214
[8 empty] | 0 | 0 | 214
[8 empty] | 0 | 0 | 214
[8 empty] | 0 | 0 | 214
[8 empty] | 0 | 0 | 214
[8 empty] | 0 | 0 | 214
[8 empty] | 0 | 0 | 214
[8 empty] | 0 | 0 | 214
[8 empty] | 0 | 0 | 214
[8 empty] | 0 | 0 | 214
[8 empty] | 0 | 0 | 214
[8 empty] | 0 | 0 | 214
[8 empty] | 0 | 0 | 214
[8 empty] | 0 | 0 | 214
[8 empty] | 0 | 0 | 214
[8 empty] | 0 | 0 | 214
[8 empty] | 0 | 0 | 214
[8 empty] | 0 | 0 | 214
[8 empty] | 0 | 0 | 214
[8 empty] | 0 | 0 | 214
[8 empty] | 0 | 0 | 214
[8 empty] | 0 | 0 | 214
[8 empty] | 0 | 0 | 214
[8 empty] | 0 | 0 | 214
[8 empty] | 0 | 0 | 214
[8 empty] | 0 | 0 | 214
[8 empty] | 0 | 0 | 214
[8 empty] | 0 | 0 | 214
[8 empty] | 0 | 0 | 214
[8 empty] | 0 | 0 | 214
[8 empty] | 0 | 0 | 214
[8 empty] | 0 | 0 | 214
[8 empty] | 0 | 0 | 214
[8 empty] | 0 | 0 | 214
[8 empty] | 0 | 0 | 214
[8 empty] | 0 | 0 | 214
[8 empty] | 0 | 0 | 214
[8 empty] | 0 | 0 | 214
[8 empty] | 0 | 0 | 214
[8 empty] | 0 | 0 | 214
[8 empty] | 0 | 0 | 214
[8 empty] | 0 | 0 | 214
[8 empty] | 0 | 0 | 214
[8 empty] | 0 | 0 | 214
[8 empty] | 0 | 0 | 214
[8 empty] | 0 | 0 | 214
[8 empty] | 0 | 0 | 214
[8 empty] | 0 | 0 | 214
[8 empty] | 0 | 0 | 214
[8 empty] | 0 | 0 | 214
[8 empty] | 0 | 0 | 214
[8 empty] | 0 | 0 | 214
[8 empty] | 0 | 0 | 214
[8 empty] | 0 | 0 | 214
[8 empty] | 0 | 0 | 214
[8 empty] | 0 | 0 | 214
[8 empty] | 0 | 0 | 214
[8 empty] | 0 | 0 | 214
[8 empty] | 0 | 0 | 214
[8 empty] | 0 | 0 | 214
[8 empty] | 0 | 0 | 214
[8 empty] | 0 | 0 | 214
[8 empty] | 0 | 0 | 214
[8 empty] | 0 | 0 | 214
[8 empty] | 0 | 0 | 214
[8 empty] | 0 | 0 | 214
[8 empty] | 0 | 0 | 214
[8 empty] | 0 | 0 | 214
[8 empty] | 0 | 0 | 214
[8 empty] | 0 | 0 | 214
[8 empty] | 0 | 0 | 214
[8 empty] | 0 | 0 | 214
[8 empty] | 0 | 0 | 214
[8 empty] | 0 | 0 | 214
[8 empty] | 0 | 0 | 214
[8 empty] | 0 | 0 | 214
[8 empty] | 0 | 0 | 214
[8 empty] | 0 | 0 | 214
[8 empty] | 0 | 0 | 214
[8 empty] | 0 | 0 | 214
[8 empty] | 0 | 0 | 214
[8 empty] | 0 | 0 | 214
[8 empty] | 0 | 0 | 214
[8 empty] | 0 | 0 | 214
[8 empty] | 0 | 0 | 214
[8 empty] | 0 | 0 | 214
[8 empty] | 0 | 0 | 214
[8 empty] | 0 | 0 | 214
[8 empty] | 0 | 0 | 214
[8 empty] | 0 | 0 | 214
[8 empty] | 0 | 0 | 214
[8 empty] | 0 | 0 | 214
[8 empty] | 0 | 0 | 214
[8 empty] | 0 | 0 | 214
[8 empty] | 0 | 0 | 214
[8 empty] | 0 | 0 | 214
[8 empty] | 0 | 0 | 214
[8 empty] | 0 | 0 | 214
[8 empty] | 0 | 0 | 214
[8 empty] | 0 | 0 | 214
[8 empty] | 0 | 0 | 214
[8 empty] | 0 | 0 | 214
[8 empty] | 0 | 0 | 214
[8 empty] | 0 | 0 | 214
[8 empty] | 0 | 0 | 214
[8 empty] | 0 | 0 | 214
[8 empty] | 0 | 0 | 214
[8 empty] | 0 | 0 | 214
[8 empty] | 0 | 0 | 214
[8 empty] | 0 | 0 | 214
[8 empty] | 0 | 0 | 214
[8 empty] | 0 | 0 | 214
[8 empty] | 0 | 0 | 214
[8 empty] | 0 | 0 | 214
[8 empty] | 0 | 0 | 214
[8 empty] | 0 | 0 | 214
[8 empty] | 0 | 0 | 214
[8 empty] | 0 | 0 | 214
[8 empty] | 0 | 0 | 214
[8 empty] | 0 | 0 | 214
[8 empty] | 0 | 0 | 214
[8 empty] | 0 | 0 | 214
[8 empty] | 0 | 0 | 214
[8 empty] | 0 | 0 | 214
[8 empty] | 0 | 0 | 214
[8 empty] | 0 | 0 | 214
[8 empty] | 0 | 0 | 214
[8 empty] | 0 | 0 | 214
[8 empty] | 0 | 0 | 214
[8 empty] | 0 | 0 | 214
[8 empty] | 0 | 0 | 214
[8 empty] | 0 | 0 | 214
[8 empty] | 0 | 0 | 214
[8 empty] | 0 | 0 | 214
[8 empty] | 0 | 0 | 214
[8 empty] | 0 | 0 | 214
[8 empty] | 0 | 0 | 214
[8 empty] | 0 | 0 | 214
[8 empty] | 0 | 0 | 214
[8 empty] | 0 | 0 | 214
[8 empty] | 0 | 0 | 214
[8 empty] | 0 | 0 | 214
[8 empty] | 0 | 0 | 214
[8 empty] | 0 | 0 | 214
[8 empty] | 0 | 0 | 214
[8 empty] | 0 | 0 | 214
[8 empty] | 0 | 0 | 214
[8 empty] | 0 | 0 | 214
[8 empty] | 0 | 0 | 214
[8 empty] | 0 | 0 | 214
[8 empty] | 0 | 0 | 214
[8 empty] | 0 | 0 | 214
[8 empty] | 0 | 0 | 214
[8 empty] | 0 | 0 | 214
[8 empty] | 0 | 0 | 214
[8 empty] | 0 | 0 | 214
[8 empty] | 0 | 0 | 214
[8 empty] | 0 | 0 | 214
[8 empty] | 0 | 0 | 214
[8 empty] | 0 | 0 | 214
[8 empty] | 0 | 0 | 214
[8 empty] | 0 | 0 | 214
[8 empty] | 0 | 0 | 214
[8 empty] | 0 | 0 | 214
[8 empty] | 0 | 0 | 214
[8 empty] | 0 | 0 | 214
[8 empty] | 0 | 0 | 214
[8 empty] | 0 | 0 | 214
[8 empty] | 0 | 0 | 214
[8 empty] | 0 | 0 | 214
[8 empty] | 0 | 0 | 214
[8 empty] | 0 | 0 | 214
[8 empty] | 0 | 0 | 214
[8 empty] | 0 | 0 | 214
[8 empty] | 0 | 0 | 214
[8 empty] | 0 | 0 | 214
[8 empty] | 0 | 0 | 214
[8 empty] | 0 | 0 | 214
[8 empty] | 0 | 0 | 214
[8 empty] | 0 | 0 | 214
[8 empty] | 0 | 0 | 214
[8 empty] | 0 | 0 | 214
[8 empty] | 0 | 0 | 214
[8 empty] | 0 | 0 | 214
[8 empty] | 0 | 0 | 214
[8 empty] | 0 | 0 | 214
[8 empty] | 0 | 0 | 214
[8 empty] | 0 | 0 | 214
[8 empty] | 0 | 0 | 214
[8 empty] | 0 | 0 | 214
[8 empty] | 0 | 0 | 214
[8 empty] | 0 | 0 | 214
[8 empty] | 0 | 0 | 214
[8 empty] | 0 | 0 | 214
[8 empty] | 0 | 0 | 214
[8 empty] | 0 | 0 | 214
[8 empty] | 0 | 0 | 214
[8 empty] | 0 | 0 | 214
[8 empty] | 0 | 0 | 214
[8 empty] | 0 | 0 | 214
[8 empty] | 0 | 0 | 214
[8 empty] | 0 | 0 | 214
[8 empty] | 0 | 0 | 214
[8 empty] | 0 | 0 | 214
[8 empty] | 0 | 0 | 214
[8 empty] | 0 | 0 | 214
[8 empty] | 0 | 0 | 214
[8 empty] | 0 | 0 | 214
[8 empty] | 0 | 0 | 214
[8 empty] | 0 | 0 | 214
[8 empty] | 0 | 0 | 214
[8 empty] | 0 | 0 | 214
[8 empty] | 0 | 0 | 214
[8 empty] | 0 | 0 | 214
[8 empty] | 0 | 0 | 214
[8 empty] | 0 | 0 | 214
[8 empty] | 0 | 0 | 214
[8 empty] | 0 | 0 | 214
[8 empty] | 0 | 0 | 214
[8 empty] | 0 | 0 | 214
[8 empty] | 0 | 0 | 214
[8 empty] | 0 | 0 | 214
[8 empty] | 0 | 0 | 214
[8 empty] | 0 | 0 | 214
[8 empty] | 0 | 0 | 214
[8 empty] | 0 | 0 | 214
[8 empty] | 0 | 0 | 214
[8 empty] | 0 | 0 | 214
[8 empty] | 0 | 0 | 214
[8 empty] | 0 | 0 | 214
[8 empty] | 0 | 0 | 214
[8 empty] | 0 | 0 | 214
[8 empty] | 0 | 0 | 214
[8 empty] | 0 | 0 | 214
[8 empty] | 0 | 0 | 214
[8 empty] | 0 | 0 | 214
[8 empty] | 0 | 0 | 214
[8 empty] | 0 | 0 | 214
[8 empty] | 0 | 0 | 214
[8 empty] | 0 | 0 | 214
[8 empty] | 0 | 0 | 214
[8 empty] | 0 | 0 | 214
[8 empty] | 0 | 0 | 214
[8 empty] | 0 | 0 | 214
[8 empty] | 0 | 0 | 214
[8 empty] | 0 | 0 | 214
[8 empty] | 0 | 0 | 214
[8 empty] | 0 | 0 | 214
[8 empty] | 0 | 0 | 214
[8 empty] | 0 | 0 | 214
[8 empty] | 0 | 0 | 214
[8 empty] | 0 | 0 | 214
[8 empty] | 0 | 0 | 214
[8 empty] | 0 | 0 | 214
[8 empty] | 0 | 0 | 214
[8 empty] | 0 | 0 | 214
[8 empty] | 0 | 0 | 214
[8 empty] | 0 | 0 | 214
[8 empty] | 0 | 0 | 214
[8 empty] | 0 | 0 | 214
[8 empty] | 0 | 0 | 214
[8 empty] | 0 | 0 | 214
[8 empty] | 0 | 0 | 214
[8 empty] | 0 | 0 | 214
[8 empty] | 0 | 0 | 214
[8 empty] | 0 | 0 | 214
[8 empty] | 0 | 0 | 214
[8 empty] | 0 | 0 | 214
[8 empty] | 0 | 0 | 214
[8 empty] | 0 | 0 | 214
[8 empty] | 0 | 0 | 214
[8 empty] | 0 | 0 | 214
[8 empty] | 0 | 0 | 214
[8 empty] | 0 | 0 | 214
[8 empty] | 0 | 0 | 214
[8 empty] | 0 | 0 | 214
[8 empty] | 0 | 0 | 214
[8 empty] | 0 | 0 | 214
[8 empty] | 0 | 0 | 214
[8 empty] | 0 | 0 | 214
[8 empty] | 0 | 0 | 214
[8 empty] | 0 | 0 | 214
[8 empty] | 0 | 0 | 214
[8 empty] | 0 | 0 | 214
[8 empty] | 0 | 0 | 214
[8 empty] | 0 | 0 | 214
[8 empty] | 0 | 0 | 214
[8 empty] | 0 | 0 | 214
[8 empty] | 0 | 0 | 214
[8 empty] | 0 | 0 | 214
[8 empty] | 0 | 0 | 214
[8 empty] | 0 | 0 | 214
[8 empty] | 0 | 0 | 214
[8 empty] | 0 | 0 | 214
[8 empty] | 0 | 0 | 214
[8 empty] | 0 | 0 | 214
[8 empty] | 0 | 0 | 214
[8 empty] | 0 | 0 | 214
[8 empty] | 0 | 0 | 214
[8 empty] | 0 | 0 | 214
[8 empty] | 0 | 0 | 214
[8 empty] | 0 | 0 | 214
[8 empty] | 0 | 0 | 214
[8 empty] | 0 | 0 | 214
[8 empty] | 0 | 0 | 214
[8 empty] | 0 | 0 | 214
[8 empty] | 0 | 0 | 214
[8 empty] | 0 | 0 | 214
[8 empty] | 0 | 0 | 214
[8 empty] | 0 | 0 | 214
[8 empty] | 0 | 0 | 214
[8 empty] | 0 | 0 | 214
[8 empty] | 0 | 0 | 214
[8 empty] | 0 | 0 | 214
[8 empty] | 0 | 0 | 214
[8 empty] | 0 | 0 | 214
[8 empty] | 0 | 0 | 214
[8 empty] | 0 | 0 | 214
[8 empty] | 0 | 0 | 214
[8 empty] | 0 | 0 | 214
[8 empty] | 0 | 0 | 214
[8 empty] | 0 | 0 | 214
[8 empty] | 0 | 0 | 214
[8 empty] | 0 | 0 | 214
[8 empty] | 0 | 0 | 214
[8 empty] | 0 | 0 | 214
[8 empty] | 0 | 0 | 214
[8 empty] | 0 | 0 | 214
[8 empty] | 0 | 0 | 214
[8 empty] | 0 | 0 | 214
[8 empty] | 0 | 0 | 214
[8 empty] | 0 | 0 | 214
[8 empty] | 0 | 0 | 214
[8 empty] | 0 | 0 | 214
[8 empty] | 0 | 0 | 214
[8 empty] | 0 | 0 | 214
[8 empty] | 0 | 0 | 214
[8 empty] | 0 | 0 | 214
[8 empty] | 0 | 0 | 214
[8 empty] | 0 | 0 | 214
[8 empty] | 0 | 0 | 214
[8 empty] | 0 | 0 | 214
[8 empty] | 0 | 0 | 214
[8 empty] | 0 | 0 | 214
[8 empty] | 0 | 0 | 214
[8 empty] | 0 | 0 | 214
[8 empty] | 0 | 0 | 214
[8 empty] | 0 | 0 | 214
[8 empty] | 0 | 0 | 214
[8 empty] | 0 | 0 | 214
[8 empty] | 0 | 0 | 214
[8 empty] | 0 | 0 | 214
[8 empty] | 0 | 0 | 214
[8 empty] | 0 | 0 | 214
[8 empty] | 0 | 0 | 214
[8 empty] | 0 | 0 | 214
[8 empty] | 0 | 0 | 214
[8 empty] | 0 | 0 | 214
[8 empty] | 0 | 0 | 214
[8 empty] | 0 | 0 | 214
[8 empty] | 0 | 0 | 214
[8 empty] | 0 | 0 | 214
[8 empty] | 0 | 0 | 214
[8 empty] | 0 | 0 | 214
[8 empty] | 0 | 0 | 214
[8 empty] | 0 | 0 | 214
[8 empty] | 0 | 0 | 214
[8 empty] | 0 | 0 | 214
[8 empty] | 0 | 0 | 214
[8 empty] | 0 | 0 | 214
[8 empty] | 0 | 0 | 214
[8 empty] | 0 | 0 | 214
[8 empty] | 0 | 0 | 214
[8 empty] | 0 | 0 | 214
[8 empty] | 0 | 0 | 214
[8 empty] | 0 | 0 | 214
[8 empty] | 0 | 0 | 214
[8 empty] | 0 | 0 | 214
[8 empty] | 0 | 0 | 214
[8 empty] | 0 | 0 | 214
[8 empty] | 0 | 0 | 214
[8 empty] | 0 | 0 | 214
[8 empty] | 0 | 0 | 214
[8 empty] | 0 | 0 | 214
[8 empty] | 0 | 0 | 214
[8 empty] | 0 | 0 | 214
[8 empty] | 0 | 0 | 214
[8 empty] | 0 | 0 | 214
[8 empty] | 0 | 0 | 214
[8 empty] | 0 | 0 | 214
[8 empty] | 0 | 0 | 214
[8 empty] | 0 | 0 | 214
[8 empty] | 0 | 0 | 214
[8 empty] | 0 | 0 | 214
[8 empty] | 0 | 0 | 214
[8 empty] | 0 | 0 | 214
[8 empty] | 0 | 0 | 214
[8 empty] | 0 | 0 | 214
[8 empty] | 0 | 0 | 214
[8 empty] | 0 | 0 | 214
[8 empty] | 0 | 0 | 214
[8 empty] | 0 | 0 | 214
[8 empty] | 0 | 0 | 214
[8 empty] | 0 | 0 | 214
[8 empty] | 0 | 0 | 214
[8 empty] | 0 | 0 | 214
[8 empty] | 0 | 0 | 214
[8 empty] | 0 | 0 | 214
[8 empty] | 0 | 0 | 214
[8 empty] | 0 | 0 | 214
[8 empty] | 0 | 0 | 214
[8 empty] | 0 | 0 | 214
[8 empty] | 0 | 0 | 214
[8 empty] | 0 | 0 | 214
[8 empty] | 0 | 0 | 214
[8 empty] | 0 | 0 | 214
[8 empty] | 0 | 0 | 214
[8 empty] | 0 | 0 | 214
[8 empty] | 0 | 0 | 214
[8 empty] | 0 | 0 | 214
[8 empty] | 0 | 0 | 214
[8 empty] | 0 | 0 | 214
[8 empty] | 0 | 0 | 214
[8 empty] | 0 | 0 | 214
[8 empty] | 0 | 0 | 214
[8 empty] | 0 | 0 | 214
[8 empty] | 0 | 0 | 214
[8 empty] | 0 | 0 | 214
[8 empty] | 0 | 0 | 214
[8 empty] | 0 | 0 | 214
[8 empty] | 0 | 0 | 214
[8 empty] | 0 | 0 | 214
[8 empty] | 0 | 0 | 214
[8 empty] | 0 | 0 | 214
[8 empty] | 0 | 0 | 214
[8 empty] | 0 | 0 | 214
[8 empty] | 0 | 0 | 214
[8 empty] | 0 | 0 | 214
[8 empty] | 0 | 0 | 214
[8 empty] | 0 | 0 | 214
[8 empty] | 0 | 0 | 214
[8 empty] | 0 | 0 | 214
[8 empty] | 0 | 0 | 214
[8 empty] | 0 | 0 | 214
[8 empty] | 0 | 0 | 214
[8 empty] | 0 | 0 | 214
[8 empty] | 0 | 0 | 214
[8 empty] | 0 | 0 | 214
[8 empty] | 0 | 0 | 214
[8 empty] | 0 | 0 | 214
[8 empty] | 0 | 0 | 214
[8 empty] | 0 | 0 | 214
[8 empty] | 0 | 0 | 214
[8 empty] | 0 | 0 | 214
[8 empty] | 0 | 0 | 214
[8 empty] | 0 | 0 | 214
[8 empty] | 0 | 0 | 214
[8 empty] | 0 | 0 | 214
[8 empty] | 0 | 0 | 214
[8 empty] | 0 | 0 | 214
[8 empty] | 0 | 0 | 214
[8 empty] | 0 | 0 | 214
[8 empty] | 0 | 0 | 214
[8 empty] | 0 | 0 | 214
[8 empty] | 0 | 0 | 214
[8 empty] | 0 | 0 | 214
[8 empty] | 0 | 0 | 214
[8 empty] | 0 | 0 | 214
[8 empty] | 0 | 0 | 214
[8 empty] | 0 | 0 | 214
[8 empty] | 0 | 0 | 214
[8 empty] | 0 | 0 | 214
[8 empty] | 0 | 0 | 214
[8 empty] | 0 | 0 | 214
[8 empty] | 0 | 0 | 214
[8 empty] | 0 | 0 | 214
[8 empty] | 0 | 0 | 214
[8 empty] | 0 | 0 | 214
[8 empty] | 0 | 0 | 214
[8 empty] | 0 | 0 | 214
[8 empty] | 0 | 0 | 214
[8 empty] | 0 | 0 | 214
[8 empty] | 0 | 0 | 214
[8 empty] | 0 | 0 | 214
[8 empty] | 0 | 0 | 214
[8 empty] | 0 | 0 | 214
[8 empty] | 0 | 0 | 214
[8 empty] | 0 | 0 | 214
[8 empty] | 0 | 0 | 214
[8 empty] | 0 | 0 | 214
[8 empty] | 0 | 0 | 214
[8 empty] | 0 | 0 | 214
[8 empty] | 0 | 0 | 214
[8 empty] | 0 | 0 | 214
[8 empty] | 0 | 0 | 214
[8 empty] | 0 | 0 | 214
[8 empty] | 0 | 0 | 214
[8 empty] | 0 | 0 | 214
[8 empty] | 0 | 0 | 214
[8 empty] | 0 | 0 | 214
[8 empty] | 0 | 0 | 214
[8 empty] | 0 | 0 | 214
[8 empty] | 0 | 0 | 214
[8 empty] | 0 | 0 | 214
[8 empty] | 0 | 0 | 214
[8 empty] | 0 | 0 | 214
[8 empty] | 0 | 0 | 214
[8 empty] | 0 | 0 | 214
[8 empty] | 0 | 0 | 214
[8 empty] | 0 | 0 | 214
[8 empty] | 0 | 0 | 214
[8 empty] | 0 | 0 | 214
[8 empty] | 0 | 0 | 214
[8 empty] | 0 | 0 | 214
[8 empty] | 0 | 0 | 214
[8 empty] | 0 | 0 | 214
[8 empty] | 0 | 0 | 214
[8 empty] | 0 | 0 | 214
[8 empty] | 0 | 0 | 214
[8 empty] | 0 | 0 | 214
[8 empty] | 0 | 0 | 214
[8 empty] | 0 | 0 | 214
[8 empty] | 0 | 0 | 214
[8 empty] | 0 | 0 | 214
[8 empty] | 0 | 0 | 214
[8 empty] | 0 | 0 | 214
[8 empty] | 0 | 0 | 214
[8 empty] | 0 | 0 | 214
[8 empty] | 0 | 0 | 214
[8 empty] | 0 | 0 | 214
[8 empty] | 0 | 0 | 214
[8 empty] | 0 | 0 | 214
[8 empty] | 0 | 0 | 214
[8 empty] | 0 | 0 | 214
[8 empty] | 0 | 0 | 214
[8 empty] | 0 | 0 | 214
[8 empty] | 0 | 0 | 214
[8 empty] | 0 | 0 | 214
[8 empty] | 0 | 0 | 214
[8 empty] | 0 | 0 | 214
[8 empty] | 0 | 0 | 214
[8 empty] | 0 | 0 | 214
[8 empty] | 0 | 0 | 214
[8 empty] | 0 | 0 | 214
[8 empty] | 0 | 0 | 214
[8 empty] | 0 | 0 | 214
[8 empty] | 0 | 0 | 214
[8 empty] | 0 | 0 | 214
[8 empty] | 0 | 0 | 214
[8 empty] | 0 | 0 | 214
[8 empty] | 0 | 0 | 214
[8 empty] | 0 | 0 | 214
[8 empty] | 0 | 0 | 214
[8 empty] | 0 | 0 | 214
[8 empty] | 0 | 0 | 214
[8 empty] | 0 | 0 | 214
[8 empty] | 0 | 0 | 214
[8 empty] | 0 | 0 | 214
[8 empty] | 0 | 0 | 214
[8 empty] | 0 | 0 | 214
[8 empty] | 0 | 0 | 214
[8 empty] | 0 | 0 | 214
[8 empty] | 0 | 0 | 214
[8 empty] | 0 | 0 | 214
[8 empty] | 0 | 0 | 214
[8 empty] | 0 | 0 | 214
[8 empty] | 0 | 0 | 214
[8 empty] | 0 | 0 | 214
[8 empty] | 0 | 0 | 214
[8 empty] | 0 | 0 | 214
[8 empty] | 0 | 0 | 214
[8 empty] | 0 | 0 | 214
[8 empty] | 0 | 0 | 214
[8 empty] | 0 | 0 | 214
[8 empty] | 0 | 0 | 214
[8 empty] | 0 | 0 | 214
[8 empty] | 0 | 0 | 214
[8 empty] | 0 | 0 | 214
[8 empty] | 0 | 0 | 214
[8 empty] | 0 | 0 | 214
[8 empty] | 0 | 0 | 214
[8 empty] | 0 | 0 | 214
[8 empty] | 0 | 0 | 214
[8 empty] | 0 | 0 | 214
[8 empty] | 0 | 0 | 214
[8 empty] | 0 | 0 | 214
[8 empty] | 0 | 0 | 214
[8 empty] | 0 | 0 | 214
[8 empty] | 0 | 0 | 214
[8 empty] | 0 | 0 | 214
[8 empty] | 0 | 0 | 214
[8 empty] | 0 | 0 | 214
[8 empty] | 0 | 0 | 214
[8 empty] | 0 | 0 | 214
[8 empty] | 0 | 0 | 214
[8 empty] | 0 | 0 | 214
[8 empty] | 0 | 0 | 214
[8 empty] | 0 | 0 | 214
[8 empty] | 0 | 0 | 214
[8 empty] | 0 | 0 | 214
[8 empty] | 0 | 0 | 214
[8 empty] | 0 | 0 | 214
[8 empty] | 0 | 0 | 214
[8 empty] | 0 | 0 | 214
[8 empty] | 0 | 0 | 214
[8 empty] | 0 | 0 | 214
[8 empty] | 0 | 0 | 214
[8 empty] | 0 | 0 | 214
[8 empty] | 0 | 0 | 214
[8 empty] | 0 | 0 | 214
[8 empty] | 0 | 0 | 214
[8 empty] | 0 | 0 | 214
[8 empty] | 0 | 0 | 214
[8 empty] | 0 | 0 | 214
[8 empty] | 0 | 0 | 214
[8 empty] | 0 | 0 | 214
[8 empty] | 0 | 0 | 214
[8 empty] | 0 | 0 | 214
[8 empty] | 0 | 0 | 214
[8 empty] | 0 | 0 | 214
[8 empty] | 0 | 0 | 214
[8 empty] | 0 | 0 | 214
[8 empty] | 0 | 0 | 214
[8 empty] | 0 | 0 | 214
[8 empty] | 0 | 0 | 214
[8 empty] | 0 | 0 | 214
[8 empty] | 0 | 0 | 214
[8 empty] | 0 | 0 | 214
[8 empty] | 0 | 0 | 214
[8 empty] | 0 | 0 | 214
[8 empty] | 0 | 0 | 214
[8 empty] | 0 | 0 | 214
[8 empty] | 0 | 0 | 214
[8 empty] | 0 | 0 | 214
[8 empty] | 0 | 0 | 214
[8 empty] | 0 | 0 | 214
[8 empty] | 0 | 0 | 214
[8 empty] | 0 | 0 | 214
[8 empty] | 0 | 0 | 214
[8 empty] | 0 | 0 | 214
[8 empty] | 0 | 0 | 214
[8 empty] | 0 | 0 | 214
[8 empty] | 0 | 0 | 214
[8 empty] | 0 | 0 | 214
[8 empty] | 0 | 0 | 214
[8 empty] | 0 | 0 | 214
[8 empty] | 0 | 0 | 214
[8 empty] | 0 | 0 | 214
[8 empty] | 0 | 0 | 214
[8 empty] | 0 | 0 | 214
[8 empty] | 0 | 0 | 214
[8 empty] | 0 | 0 | 214
[8 empty] | 0 | 0 | 214
[8 empty] | 0 | 0 | 214
[8 empty] | 0 | 0 | 214
[8 empty] | 0 | 0 | 214
[8 empty] | 0 | 0 | 214
[8 empty] | 0 | 0 | 214
[8 empty] | 0 | 0 | 214
[8 empty] | 0 | 0 | 214
[8 empty] | 0 | 0 | 214
[8 empty] | 0 | 0 | 214
[8 empty] | 0 | 0 | 214
[8 empty] | 0 | 0 | 214
[8 empty] | 0 | 0 | 214
[8 empty] | 0 | 0 | 214
[8 empty] | 0 | 0 | 214
[8 empty] | 0 | 0 | 214
[8 empty] | 0 | 0 | 214
[8 empty] | 0 | 0 | 214
[8 empty] | 0 | 0 | 214
[8 empty] | 0 | 0 | 214
[8 empty] | 0 | 0 | 214
[8 empty] | 0 | 0 | 214
[8 empty] | 0 | 0 | 214
[8 empty] | 0 | 0 | 214
[8 empty] | 0 | 0 | 214
[8 empty] | 0 | 0 | 214
[8 empty] | 0 | 0 | 214
[8 empty] | 0 | 0 | 214
[8 empty] | 0 | 0 | 214
[8 empty] | 0 | 0 | 214
[8 empty] | 0 | 0 | 214
[8 empty] | 0 | 0 | 214
[8 empty] | 0 | 0 | 214
[8 empty] | 0 | 0 | 214
[8 empty] | 0 | 0 | 214
[8 empty] | 0 | 0 | 214
[8 empty] | 0 | 0 | 214
[8 empty] | 0 | 0 | 214
[8 empty] | 0 | 0 | 214
[8 empty] | 0 | 0 | 214
[8 empty] | 0 | 0 | 214
[8 empty] | 0 | 0 | 214
[8 empty] | 0 | 0 | 214
[8 empty] | 0 | 0 | 214
[8 empty] | 0 | 0 | 214
[8 empty] | 0 | 0 | 214
[8 empty] | 0 | 0 | 214
[8 empty] | 0 | 0 | 214
[8 empty] | 0 | 0 | 214
[8 empty] | 0 | 0 | 214
[8 empty] | 0 | 0 | 214
[8 empty] | 0 | 0 | 214
[8 empty] | 0 | 0 | 214
[8 empty] | 0 | 0 | 214
[8 empty] | 0 | 0 | 214
[8 empty] | 0 | 0 | 214
[8 empty] | 0 | 0 | 214
[8 empty] | 0 | 0 | 214
[8 empty] | 0 | 0 | 214
[8 empty] | 0 | 0 | 214
[8 empty] | 0 | 0 | 214
[8 empty] | 0 | 0 | 214
[8 empty] | 0 | 0 | 214
[8 empty] | 0 | 0 | 214
[8 empty] | 0 | 0 | 214
[8 empty] | 0 | 0 | 214
[8 empty] | 0 | 0 | 214
[8 empty] | 0 | 0 | 214
[8 empty] | 0 | 0 | 214
[8 empty] | 0 | 0 | 214
[8 empty] | 0 | 0 | 214
[8 empty] | 0 | 0 | 214
[8 empty] | 0 | 0 | 214
[8 empty] | 0 | 0 | 214
[8 empty] | 0 | 0 | 214
[8 empty] | 0 | 0 | 214
[8 empty] | 0 | 0 | 214
[8 empty] | 0 | 0 | 214
[8 empty] | 0 | 0 | 214
[8 empty] | 0 | 0 | 214
[8 empty] | 0 | 0 | 214
[8 empty] | 0 | 0 | 214
[8 empty] | 0 | 0 | 214
[8 empty] | 0 | 0 | 214
[8 empty] | 0 | 0 | 214
[8 empty] | 0 | 0 | 214
[8 empty] | 0 | 0 | 214
[8 empty] | 0 | 0 | 214
[8 empty] | 0 | 0 | 214
[8 empty] | 0 | 0 | 214
[8 empty] | 0 | 0 | 214
[8 empty] | 0 | 0 | 214
[8 empty] | 0 | 0 | 214
[8 empty] | 0 | 0 | 214
[8 empty] | 0 | 0 | 214
[8 empty] | 0 | 0 | 214
[8 empty] | 0 | 0 | 214
[8 empty] | 0 | 0 | 214
[8 empty] | 0 | 0 | 214
[8 empty] | 0 | 0 | 214
[8 empty] | 0 | 0 | 214
[8 empty] | 0 | 0 | 214
[8 empty] | 0 | 0 | 214
[8 empty] | 0 | 0 | 214
[8 empty] | 0 | 0 | 214
[8 empty] | 0 | 0 | 214
[8 empty] | 0 | 0 | 214
[8 empty] | 0 | 0 | 214
[8 empty] | 0 | 0 | 214
[8 empty] | 0 | 0 | 214
[8 empty] | 0 | 0 | 214
[8 empty] | 0 | 0 | 214
[8 empty] | 0 | 0 | 214
[8 empty] | 0 | 0 | 214
[8 empty] | 0 | 0 | 214
[8 empty] | 0 | 0 | 214
[8 empty] | 0 | 0 | 214
[8 empty] | 0 | 0 | 214
[8 empty] | 0 | 0 | 214
[8 empty] | 0 | 0 | 214
[8 empty] | 0 | 0 | 214
[8 empty] | 0 | 0 | 214
[8 empty] | 0 | 0 | 214
[8 empty] | 0 | 0 | 214
[8 empty] | 0 | 0 | 214
[8 empty] | 0 | 0 | 214
[8 empty] | 0 | 0 | 214
[8 empty] | 0 | 0 | 214
[8 empty] | 0 | 0 | 214
[8 empty] | 0 | 0 | 214
[8 empty] | 0 | 0 | 214
[8 empty] | 0 | 0 | 214
[8 empty] | 0 | 0 | 214
[8 empty] | 0 | 0 | 214
[8 empty] | 0 | 0 | 214
[8 empty] | 0 | 0 | 214
[8 empty] | 0 | 0 | 214
[8 empty] | 0 | 0 | 214
[8 empty] | 0 | 0 | 214
[8 empty] | 0 | 0 | 214
[8 empty] | 0 | 0 | 214
[8 empty] | 0 | 0 | 214
[8 empty] | 0 | 0 | 214
[8 empty] | 0 | 0 | 214
[8 empty] | 0 | 0 | 214
[8 empty] | 0 | 0 | 214
[8 empty] | 0 | 0 | 214
[8 empty] | 0 | 0 | 214
[8 empty] | 0 | 0 | 214
[8 empty] | 0 | 0 | 214
[8 empty] | 0 | 0 | 214
[8 empty] | 0 | 0 | 214
[8 empty] | 0 | 0 | 214
[8 empty] | 0 | 0 | 214
[8 empty] | 0 | 0 | 214
[8 empty] | 0 | 0 | 214
[8 empty] | 0 | 0 | 214
[8 empty] | 0 | 0 | 214
[8 empty] | 0 | 0 | 214
[8 empty] | 0 | 0 | 214
[8 empty] | 0 | 0 | 214
[8 empty] | 0 | 0 | 214
[8 empty] | 0 | 0 | 214
[8 empty] | 0 | 0 | 214
[8 empty] | 0 | 0 | 214
[8 empty] | 0 | 0 | 214
[8 empty] | 0 | 0 | 214
[8 empty] | 0 | 0 | 214
[8 empty] | 0 | 0 | 214
[8 empty] | 0 | 0 | 214
[8 empty] | 0 | 0 | 214
[8 empty] | 0 | 0 | 214
[8 empty] | 0 | 0 | 214
[8 empty] | 0 | 0 | 214
[8 empty] | 0 | 0 | 214
[8 empty] | 0 | 0 | 214
[8 empty] | 0 | 0 | 214
[8 empty] | 0 | 0 | 214
[8 empty] | 0 | 0 | 214
[8 empty] | 0 | 0 | 214
[8 empty] | 0 | 0 | 214
[8 empty] | 0 | 0 | 214
[8 empty] | 0 | 0 | 214
[8 empty] | 0 | 0 | 214
[8 empty] | 0 | 0 | 214
[8 empty] | 0 | 0 | 214
[8 empty] | 0 | 0 | 214
[8 empty] | 0 | 0 | 214
[8 empty] | 0 | 0 | 214
[8 empty] | 0 | 0 | 214
[8 empty] | 0 | 0 | 214
[8 empty] | 0 | 0 | 214
[8 empty] | 0 | 0 | 214
[8 empty] | 0 | 0 | 214
[8 empty] | 0 | 0 | 214
[8 empty] | 0 | 0 | 214
[8 empty] | 0 | 0 | 214
[8 empty] | 0 | 0 | 214
[8 empty] | 0 | 0 | 214
[8 empty] | 0 | 0 | 214
[8 empty] | 0 | 0 | 214
[8 empty] | 0 | 0 | 214
[8 empty] | 0 | 0 | 214
[8 empty] | 0 | 0 | 214
[8 empty] | 0 | 0 | 214
[8 empty] | 0 | 0 | 214
[8 empty] | 0 | 0 | 214
[8 empty] | 0 | 0 | 214
[8 empty] | 0 | 0 | 214
[8 empty] | 0 | 0 | 214
[8 empty] | 0 | 0 | 214
[8 empty] | 0 | 0 | 214
[8 empty] | 0 | 0 | 214
[8 empty] | 0 | 0 | 214
[8 empty] | 0 | 0 | 214
[8 empty] | 0 | 0 | 214
[8 empty] | 0 | 0 | 214
[8 empty] | 0 | 0 | 214
[8 empty] | 0 | 0 | 214
[8 empty] | 0 | 0 | 214
[8 empty] | 0 | 0 | 214
[8 empty] | 0 | 0 | 214
[8 empty] | 0 | 0 | 214
[8 empty] | 0 | 0 | 214
[8 empty] | 0 | 0 | 214
[8 empty] | 0 | 0 | 214
[8 empty] | 0 | 0 | 214
[8 empty] | 0 | 0 | 214
[8 empty] | 0 | 0 | 214
[8 empty] | 0 | 0 | 214
[8 empty] | 0 | 0 | 214
[8 empty] | 0 | 0 | 214
[8 empty] | 0 | 0 | 214
[8 empty] | 0 | 0 | 214
[8 empty] | 0 | 0 | 214
[8 empty] | 0 | 0 | 214
[8 empty] | 0 | 0 | 214
[8 empty] | 0 | 0 | 214
[8 empty] | 0 | 0 | 214
[8 empty] | 0 | 0 | 214
[8 empty] | 0 | 0 | 214
[8 empty] | 0 | 0 | 214
[8 empty] | 0 | 0 | 214
[8 empty] | 0 | 0 | 214
[8 empty] | 0 | 0 | 214
[8 empty] | 0 | 0 | 214
[8 empty] | 0 | 0 | 214
[8 empty] | 0 | 0 | 214
[8 empty] | 0 | 0 | 214
[8 empty] | 0 | 0 | 214
[8 empty] | 0 | 0 | 214
[8 empty] | 0 | 0 | 214
[8 empty] | 0 | 0 | 214
[8 empty] | 0 | 0 | 214
[8 empty] | 0 | 0 | 214
[8 empty] | 0 | 0 | 214
[8 empty] | 0 | 0 | 214
[8 empty] | 0 | 0 | 214
[8 empty] | 0 | 0 | 214
[8 empty] | 0 | 0 | 214
[8 empty] | 0 | 0 | 214
[8 empty] | 0 | 0 | 214
[8 empty] | 0 | 0 | 214
[8 empty] | 0 | 0 | 214
[8 empty] | 0 | 0 | 214
[8 empty] | 0 | 0 | 214
[8 empty] | 0 | 0 | 214
[8 empty] | 0 | 0 | 214
[8 empty] | 0 | 0 | 214
[8 empty] | 0 | 0 | 214
[8 empty] | 0 | 0 | 214
[8 empty] | 0 | 0 | 214
[8 empty] | 0 | 0 | 214
[8 empty] | 0 | 0 | 214
[8 empty] | 0 | 0 | 214
[8 empty] | 0 | 0 | 214
[8 empty] | 0 | 0 | 214
[8 empty] | 0 | 0 | 214
[8 empty] | 0 | 0 | 214
[8 empty] | 0 | 0 | 214
[8 empty] | 0 | 0 | 214
[8 empty] | 0 | 0 | 214
[8 empty] | 0 | 0 | 214
[8 empty] | 0 | 0 | 214
[8 empty] | 0 | 0 | 214
[8 empty] | 0 | 0 | 214
[8 empty] | 0 | 0 | 214
[8 empty] | 0 | 0 | 214
[8 empty] | 0 | 0 | 214
[8 empty] | 0 | 0 | 214
[8 empty] | 0 | 0 | 214
[8 empty] | 0 | 0 | 214
[8 empty] | 0 | 0 | 214
[8 empty] | 0 | 0 | 214
[8 empty] | 0 | 0 | 214
[8 empty] | 0 | 0 | 214
[8 empty] | 0 | 0 | 214
[8 empty] | 0 | 0 | 214
[8 empty] | 0 | 0 | 214
[8 empty] | 0 | 0 | 214
[8 empty] | 0 | 0 | 214
[8 empty] | 0 | 0 | 214
[8 empty] | 0 | 0 | 214
[8 empty] | 0 | 0 | 214
[8 empty] | 0 | 0 | 214
[8 empty] | 0 | 0 | 214
[8 empty] | 0 | 0 | 214
[8 empty] | 0 | 0 | 214
[8 empty] | 0 | 0 | 214
[8 empty] | 0 | 0 | 214
[8 empty] | 0 | 0 | 214
[8 empty] | 0 | 0 | 214
[8 empty] | 0 | 0 | 214
[8 empty] | 0 | 0 | 214
[8 empty] | 0 | 0 | 214
[8 empty] | 0 | 0 | 214
[8 empty] | 0 | 0 | 214
[8 empty] | 0 | 0 | 214
[8 empty] | 0 | 0 | 214
[8 empty] | 0 | 0 | 214
[8 empty] | 0 | 0 | 214
[8 empty] | 0 | 0 | 214
[8 empty] | 0 | 0 | 214
[8 empty] | 0 | 0 | 214
[8 empty] | 0 | 0 | 214
[8 empty] | 0 | 0 | 214
[8 empty] | 0 | 0 | 214
[8 empty] | 0 | 0 | 214
[8 empty] | 0 | 0 | 214
[8 empty] | 0 | 0 | 214
[8 empty] | 0 | 0 | 214
[8 empty] | 0 | 0 | 214
[8 empty] | 0 | 0 | 214
[8 empty] | 0 | 0 | 214
[8 empty] | 0 | 0 | 214
[8 empty] | 0 | 0 | 214
[8 empty] | 0 | 0 | 214
[8 empty] | 0 | 0 | 214
[8 empty] | 0 | 0 | 214
[8 empty] | 0 | 0 | 214
[8 empty] | 0 | 0 | 214
[8 empty] | 0 | 0 | 214
[8 empty] | 0 | 0 | 214
[8 empty] | 0 | 0 | 214
[8 empty] | 0 | 0 | 214
[8 empty] | 0 | 0 | 214
[8 empty] | 0 | 0 | 214
[8 empty] | 0 | 0 | 214
[8 empty] | 0 | 0 | 214
[8 empty] | 0 | 0 | 214
[8 empty] | 0 | 0 | 214
[8 empty] | 0 | 0 | 214
[8 empty] | 0 | 0 | 214
[8 empty] | 0 | 0 | 214
[8 empty] | 0 | 0 | 214
[8 empty] | 0 | 0 | 214
[8 empty] | 0 | 0 | 214
[8 empty] | 0 | 0 | 214
[8 empty] | 0 | 0 | 214
[8 empty] | 0 | 0 | 214
[8 empty] | 0 | 0 | 214
[8 empty] | 0 | 0 | 214
[8 empty] | 0 | 0 | 214
[8 empty] | 0 | 0 | 214
[8 empty] | 0 | 0 | 214
[8 empty] | 0 | 0 | 214
[8 empty] | 0 | 0 | 214
[8 empty] | 0 | 0 | 214
[8 empty] | 0 | 0 | 214
[8 empty] | 0 | 0 | 214
[8 empty] | 0 | 0 | 214
[8 empty] | 0 | 0 | 214
[8 empty] | 0 | 0 | 214
[8 empty] | 0 | 0 | 214
[8 empty] | 0 | 0 | 214
[8 empty] | 0 | 0 | 214
[8 empty] | 0 | 0 | 214
[8 empty] | 0 | 0 | 214
[8 empty] | 0 | 0 | 214
[8 empty] | 0 | 0 | 214
[8 empty] | 0 | 0 | 214
[8 empty] | 0 | 0 | 214
[8 empty] | 0 | 0 | 214
[8 empty] | 0 | 0 | 214
[8 empty] | 0 | 0 | 214
[8 empty] | 0 | 0 | 214
[8 empty] | 0 | 0 | 214
[8 empty] | 0 | 0 | 214
[8 empty] | 0 | 0 | 214
[8 empty] | 0 | 0 | 214
[8 empty] | 0 | 0 | 214
[8 empty] | 0 | 0 | 214
[8 empty] | 0 | 0 | 214
[8 empty] | 0 | 0 | 214
[8 empty] | 0 | 0 | 214
[8 empty] | 0 | 0 | 214
[8 empty] | 0 | 0 | 214
[8 empty] | 0 | 0 | 214
[8 empty] | 0 | 0 | 214
[8 empty] | 0 | 0 | 214
[8 empty] | 0 | 0 | 214
[8 empty] | 0 | 0 | 214
[8 empty] | 0 | 0 | 214
[8 empty] | 0 | 0 | 214
[8 empty] | 0 | 0 | 214
[8 empty] | 0 | 0 | 214
[8 empty] | 0 | 0 | 214
[8 empty] | 0 | 0 | 214
[8 empty] | 0 | 0 | 214
[8 empty] | 0 | 0 | 214
[8 empty] | 0 | 0 | 214
[8 empty] | 0 | 0 | 214
[8 empty] | 0 | 0 | 214
[8 empty] | 0 | 0 | 214
[8 empty] | 0 | 0 | 214
[8 empty] | 0 | 0 | 214
[8 empty] | 0 | 0 | 214
[8 empty] | 0 | 0 | 214
[8 empty] | 0 | 0 | 214
[8 empty] | 0 | 0 | 214
[8 empty] | 0 | 0 | 214
[8 empty] | 0 | 0 | 214
[8 empty] | 0 | 0 | 214
[8 empty] | 0 | 0 | 214
[8 empty] | 0 | 0 | 214
[8 empty] | 0 | 0 | 214
[8 empty] | 0 | 0 | 214
[8 empty] | 0 | 0 | 214
[8 empty] | 0 | 0 | 214
[8 empty] | 0 | 0 | 214
[8 empty] | 0 | 0 | 214
[8 empty] | 0 | 0 | 214
[8 empty] | 0 | 0 | 214
[8 empty] | 0 | 0 | 214
[8 empty] | 0 | 0 | 214
[8 empty] | 0 | 0 | 214
[8 empty] | 0 | 0 | 214
[8 empty] | 0 | 0 | 214
[8 empty] | 0 | 0 | 214
[8 empty] | 0 | 0 | 214
[8 empty] | 0 | 0 | 214
[8 empty] | 0 | 0 | 214
[8 empty] | 0 | 0 | 214
[8 empty] | 0 | 0 | 214
[8 empty] | 0 | 0 | 214
[8 empty] | 0 | 0 | 214
[8 empty] | 0 | 0 | 214
[8 empty] | 0 | 0 | 214
[8 empty] | 0 | 0 | 214
[8 empty] | 0 | 0 | 214
[8 empty] | 0 | 0 | 214
[8 empty] | 0 | 0 | 214
[8 empty] | 0 | 0 | 214
[8 empty] | 0 | 0 | 214
[8 empty] | 0 | 0 | 214
[8 empty] | 0 | 0 | 214
[8 empty] | 0 | 0 | 214
[8 empty] | 0 | 0 | 214
[8 empty] | 0 | 0 | 214
[8 empty] | 0 | 0 | 214
[8 empty] | 0 | 0 | 214
[8 empty] | 0 | 0 | 214
[8 empty] | 0 | 0 | 214
[8 empty] | 0 | 0 | 214
[8 empty] | 0 | 0 | 214
[8 empty] | 0 | 0 | 214
[8 empty] | 0 | 0 | 214
[8 empty] | 0 | 0 | 214
[8 empty] | 0 | 0 | 214
[8 empty] | 0 | 0 | 214
[8 empty] | 0 | 0 | 214
[8 empty] | 0 | 0 | 214
[8 empty] | 0 | 0 | 214
[8 empty] | 0 | 0 | 214
[8 empty] | 0 | 0 | 214
[8 empty] | 0 | 0 | 214
[8 empty] | 0 | 0 | 214
[8 empty] | 0 | 0 | 214
[8 empty] | 0 | 0 | 214
[8 empty] | 0 | 0 | 214
[8 empty] | 0 | 0 | 214
[8 empty] | 0 | 0 | 214
[8 empty] | 0 | 0 | 214
[8 empty] | 0 | 0 | 214
[8 empty] | 0 | 0 | 214
[8 empty] | 0 | 0 | 214
[8 empty] | 0 | 0 | 214
[8 empty] | 0 | 0 | 214
[8 empty] | 0 | 0 | 214
[8 empty] | 0 | 0 | 214
[8 empty] | 0 | 0 | 214
[8 empty] | 0 | 0 | 214
[8 empty] | 0 | 0 | 214
[8 empty] | 0 | 0 | 214
[8 empty] | 0 | 0 | 214
[8 empty] | 0 | 0 | 214
[8 empty] | 0 | 0 | 214
[8 empty] | 0 | 0 | 214
[8 empty] | 0 | 0 | 214
[8 empty] | 0 | 0 | 214
[8 empty] | 0 | 0 | 214
[8 empty] | 0 | 0 | 214
[8 empty] | 0 | 0 | 214
[8 empty] | 0 | 0 | 214
[8 empty] | 0 | 0 | 214
[8 empty] | 0 | 0 | 214
[8 empty] | 0 | 0 | 214
[8 empty] | 0 | 0 | 214
[8 empty] | 0 | 0 | 214
[8 empty] | 0 | 0 | 214
[8 empty] | 0 | 0 | 214
[8 empty] | 0 | 0 | 214
[8 empty] | 0 | 0 | 214
[8 empty] | 0 | 0 | 214
[8 empty] | 0 | 0 | 214
[8 empty] | 0 | 0 | 214
[8 empty] | 0 | 0 | 214
[8 empty] | 0 | 0 | 214
[8 empty] | 0 | 0 | 214
[8 empty] | 0 | 0 | 214
[8 empty] | 0 | 0 | 214
[8 empty] | 0 | 0 | 214
[8 empty] | 0 | 0 | 214
[8 empty] | 0 | 0 | 214
[8 empty] | 0 | 0 | 214
[8 empty] | 0 | 0 | 214
[8 empty] | 0 | 0 | 214
[8 empty] | 0 | 0 | 214
[8 empty] | 0 | 0 | 214
[8 empty] | 0 | 0 | 214
[8 empty] | 0 | 0 | 214
[8 empty] | 0 | 0 | 214
[8 empty] | 0 | 0 | 214
[8 empty] | 0 | 0 | 214
[8 empty] | 0 | 0 | 214
[8 empty] | 0 | 0 | 214
[8 empty] | 0 | 0 | 214
[8 empty] | 0 | 0 | 214
[8 empty] | 0 | 0 | 214
[8 empty] | 0 | 0 | 214
[8 empty] | 0 | 0 | 214
[8 empty] | 0 | 0 | 214
[8 empty] | 0 | 0 | 214
[8 empty] | 0 | 0 | 214
[8 empty] | 0 | 0 | 214
[8 empty] | 0 | 0 | 214
[8 empty] | 0 | 0 | 214
[8 empty] | 0 | 0 | 214
[8 empty] | 0 | 0 | 214
[8 empty] | 0 | 0 | 214
[8 empty] | 0 | 0 | 214
[8 empty] | 0 | 0 | 214
[8 empty] | 0 | 0 | 214
[8 empty] | 0 | 0 | 214
[8 empty] | 0 | 0 | 214
[8 empty] | 0 | 0 | 214
[8 empty] | 0 | 0 | 214
[8 empty] | 0 | 0 | 214
[8 empty] | 0 | 0 | 214
[8 empty] | 0 | 0 | 214
[8 empty] | 0 | 0 | 214
[8 empty] | 0 | 0 | 214
[8 empty] | 0 | 0 | 214
[8 empty] | 0 | 0 | 214
[8 empty] | 0 | 0 | 214
[8 empty] | 0 | 0 | 214
[8 empty] | 0 | 0 | 214
[8 empty] | 0 | 0 | 214
[8 empty] | 0 | 0 | 214
[8 empty] | 0 | 0 | 214
[8 empty] | 0 | 0 | 214
[8 empty] | 0 | 0 | 214
[8 empty] | 0 | 0 | 214
[8 empty] | 0 | 0 | 214
[8 empty] | 0 | 0 | 214
[8 empty] | 0 | 0 | 214
[8 empty] | 0 | 0 | 214
[8 empty] | 0 | 0 | 214
[8 empty] | 0 | 0 | 214
[8 empty] | 0 | 0 | 214
[8 empty] | 0 | 0 | 214
[8 empty] | 0 | 0 | 214
[8 empty] | 0 | 0 | 214
[8 empty] | 0 | 0 | 214
[8 empty] | 0 | 0 | 214
[8 empty] | 0 | 0 | 214
[8 empty] | 0 | 0 | 214
[8 empty] | 0 | 0 | 214
[8 empty] | 0 | 0 | 214
[8 empty] | 0 | 0 | 214
[8 empty] | 0 | 0 | 214
[8 empty] | 0 | 0 | 214
[8 empty] | 0 | 0 | 214
[8 empty] | 0 | 0 | 214
[8 empty] | 0 | 0 | 214
[8 empty] | 0 | 0 | 214
[8 empty] | 0 | 0 | 214
[8 empty] | 0 | 0 | 214
[8 empty] | 0 | 0 | 214
[8 empty] | 0 | 0 | 214
[8 empty] | 0 | 0 | 214
[8 empty] | 0 | 0 | 214
[8 empty] | 0 | 0 | 214
[8 empty] | 0 | 0 | 214
[8 empty] | 0 | 0 | 214
[8 empty] | 0 | 0 | 214
[8 empty] | 0 | 0 | 214
[8 empty] | 0 | 0 | 214
[8 empty] | 0 | 0 | 214
[8 empty] | 0 | 0 | 214
[8 empty] | 0 | 0 | 214
[8 empty] | 0 | 0 | 214
[8 empty] | 0 | 0 | 214
[8 empty] | 0 | 0 | 214
[8 empty] | 0 | 0 | 214
[8 empty] | 0 | 0 | 214
[8 empty] | 0 | 0 | 214
[8 empty] | 0 | 0 | 214
[8 empty] | 0 | 0 | 214
[8 empty] | 0 | 0 | 214
[8 empty] | 0 | 0 | 214
[8 empty] | 0 | 0 | 214
[8 empty] | 0 | 0 | 214
[8 empty] | 0 | 0 | 214
[8 empty] | 0 | 0 | 214
[8 empty] | 0 | 0 | 214
[8 empty] | 0 | 0 | 214
[8 empty] | 0 | 0 | 214
[8 empty] | 0 | 0 | 214
[8 empty] | 0 | 0 | 214
[8 empty] | 0 | 0 | 214
[8 empty] | 0 | 0 | 214
[8 empty] | 0 | 0 | 214
[8 empty] | 0 | 0 | 214
[8 empty] | 0 | 0 | 214
[8 empty] | 0 | 0 | 214
[8 empty] | 0 | 0 | 214
[8 empty] | 0 | 0 | 214
[8 empty] | 0 | 0 | 214
[8 empty] | 0 | 0 | 214
[8 empty] | 0 | 0 | 214
[8 empty] | 0 | 0 | 214
[8 empty] | 0 | 0 | 214
[8 empty] | 0 | 0 | 214
[8 empty] | 0 | 0 | 214
[8 empty] | 0 | 0 | 214
[8 empty] | 0 | 0 | 214
[8 empty] | 0 | 0 | 214
[8 empty] | 0 | 0 | 214
[8 empty] | 0 | 0 | 214
[8 empty] | 0 | 0 | 214
[8 empty] | 0 | 0 | 214
[8 empty] | 0 | 0 | 214
[8 empty] | 0 | 0 | 214
[8 empty] | 0 | 0 | 214
[8 empty] | 0 | 0 | 214
[8 empty] | 0 | 0 | 214
[8 empty] | 0 | 0 | 214
[8 empty] | 0 | 0 | 214
[8 empty] | 0 | 0 | 214
[8 empty] | 0 | 0 | 214
[8 empty] | 0 | 0 | 214
[8 empty] | 0 | 0 | 214
[8 empty] | 0 | 0 | 214
[8 empty] | 0 | 0 | 214
[8 empty] | 0 | 0 | 214
[8 empty] | 0 | 0 | 214
[8 empty] | 0 | 0 | 214
[8 empty] | 0 | 0 | 214
[8 empty] | 0 | 0 | 214
[8 empty] | 0 | 0 | 214
[8 empty] | 0 | 0 | 214
[8 empty] | 0 | 0 | 214
[8 empty] | 0 | 0 | 214
[8 empty] | 0 | 0 | 214
[8 empty] | 0 | 0 | 214
[8 empty] | 0 | 0 | 214
[8 empty] | 0 | 0 | 214
[8 empty] | 0 | 0 | 214
[8 empty] | 0 | 0 | 214
[8 empty] | 0 | 0 | 214
[8 empty] | 0 | 0 | 214
[8 empty] | 0 | 0 | 214
[8 empty] | 0 | 0 | 214
[8 empty] | 0 | 0 | 214
[8 empty] | 0 | 0 | 214
[8 empty] | 0 | 0 | 214
[8 empty] | 0 | 0 | 214
[8 empty] | 0 | 0 | 214
[8 empty] | 0 | 0 | 214
[8 empty] | 0 | 0 | 214
[8 empty] | 0 | 0 | 214
[8 empty] | 0 | 0 | 214
[8 empty] | 0 | 0 | 214
[8 empty] | 0 | 0 | 214
[8 empty] | 0 | 0 | 214
[8 empty] | 0 | 0 | 214
[8 empty] | 0 | 0 | 214
[8 empty] | 0 | 0 | 214
[8 empty] | 0 | 0 | 214
[8 empty] | 0 | 0 | 214
[8 empty] | 0 | 0 | 214
[8 empty] | 0 | 0 | 214
[8 empty] | 0 | 0 | 214
[8 empty] | 0 | 0 | 214
[8 empty] | 0 | 0 | 214
[8 empty] | 0 | 0 | 214
[8 empty] | 0 | 0 | 214
[8 empty] | 0 | 0 | 214
[8 empty] | 0 | 0 | 214
[8 empty] | 0 | 0 | 214
[8 empty] | 0 | 0 | 214
[8 empty] | 0 | 0 | 214
[8 empty] | 0 | 0 | 214
[8 empty] | 0 | 0 | 214
[8 empty] | 0 | 0 | 214
[8 empty] | 0 | 0 | 214
[8 empty] | 0 | 0 | 214
[8 empty] | 0 | 0 | 214
[8 empty] | 0 | 0 | 214
[8 empty] | 0 | 0 | 214
[8 empty] | 0 | 0 | 214
[8 empty] | 0 | 0 | 214
[8 empty] | 0 | 0 | 214
[8 empty] | 0 | 0 | 214
[8 empty] | 0 | 0 | 214
[8 empty] | 0 | 0 | 214
[8 empty] | 0 | 0 | 214
[8 empty] | 0 | 0 | 214
[8 empty] | 0 | 0 | 214
[8 empty] | 0 | 0 | 214
[8 empty] | 0 | 0 | 214
[8 empty] | 0 | 0 | 214
[8 empty] | 0 | 0 | 214
[8 empty] | 0 | 0 | 214
[8 empty] | 0 | 0 | 214
[8 empty] | 0 | 0 | 214
[8 empty] | 0 | 0 | 214
[8 empty] | 0 | 0 | 214
[8 empty] | 0 | 0 | 214
[8 empty] | 0 | 0 | 214
[8 empty] | 0 | 0 | 214
[8 empty] | 0 | 0 | 214
[8 empty] | 0 | 0 | 214
[8 empty] | 0 | 0 | 214
[8 empty] | 0 | 0 | 214
[8 empty] | 0 | 0 | 214
[8 empty] | 0 | 0 | 214
[8 empty] | 0 | 0 | 214
[8 empty] | 0 | 0 | 214
[8 empty] | 0 | 0 | 214
[8 empty] | 0 | 0 | 214
[8 empty] | 0 | 0 | 214
[8 empty] | 0 | 0 | 214
[8 empty] | 0 | 0 | 214
[8 empty] | 0 | 0 | 214
[8 empty] | 0 | 0 | 214
[8 empty] | 0 | 0 | 214
[8 empty] | 0 | 0 | 214
[8 empty] | 0 | 0 | 214
[8 empty] | 0 | 0 | 214
[8 empty] | 0 | 0 | 214
[8 empty] | 0 | 0 | 214
[8 empty] | 0 | 0 | 214
[8 empty] | 0 | 0 | 214
[8 empty] | 0 | 0 | 214
[8 empty] | 0 | 0 | 214
[8 empty] | 0 | 0 | 214
[8 empty] | 0 | 0 | 214
[8 empty] | 0 | 0 | 214
[8 empty] | 0 | 0 | 214
[8 empty] | 0 | 0 | 214
[8 empty] | 0 | 0 | 214
[8 empty] | 0 | 0 | 214
[8 empty] | 0 | 0 | 214
[8 empty] | 0 | 0 | 214
[8 empty] | 0 | 0 | 214
[8 empty] | 0 | 0 | 214
[8 empty] | 0 | 0 | 214
[8 empty] | 0 | 0 | 214
[8 empty] | 0 | 0 | 214
[8 empty] | 0 | 0 | 214
[8 empty] | 0 | 0 | 214
[8 empty] | 0 | 0 | 214
[8 empty] | 0 | 0 | 214
[8 empty] | 0 | 0 | 214
[8 empty] | 0 | 0 | 214
[8 empty] | 0 | 0 | 214
[8 empty] | 0 | 0 | 214
[8 empty] | 0 | 0 | 214
[8 empty] | 0 | 0 | 214
[8 empty] | 0 | 0 | 214
[8 empty] | 0 | 0 | 214
[8 empty] | 0 | 0 | 214
[8 empty] | 0 | 0 | 214
[8 empty] | 0 | 0 | 214
[8 empty] | 0 | 0 | 214
[8 empty] | 0 | 0 | 214
[8 empty] | 0 | 0 | 214
[8 empty] | 0 | 0 | 214
[8 empty] | 0 | 0 | 214
[8 empty] | 0 | 0 | 214
[8 empty] | 0 | 0 | 214
[8 empty] | 0 | 0 | 214
[8 empty] | 0 | 0 | 214
[8 empty] | 0 | 0 | 214
[8 empty] | 0 | 0 | 214
[8 empty] | 0 | 0 | 214
[8 empty] | 0 | 0 | 214
[8 empty] | 0 | 0 | 214
[8 empty] | 0 | 0 | 214
[8 empty] | 0 | 0 | 214
[8 empty] | 0 | 0 | 214
[8 empty] | 0 | 0 | 214
[8 empty] | 0 | 0 | 214
[8 empty] | 0 | 0 | 214
[8 empty] | 0 | 0 | 214
[8 empty] | 0 | 0 | 214
[8 empty] | 0 | 0 | 214
[8 empty] | 0 | 0 | 214
[8 empty] | 0 | 0 | 214
[8 empty] | 0 | 0 | 214
[8 empty] | 0 | 0 | 214
[8 empty] | 0 | 0 | 214
[8 empty] | 0 | 0 | 214
[8 empty] | 0 | 0 | 214
[8 empty] | 0 | 0 | 214
[8 empty] | 0 | 0 | 214
[8 empty] | 0 | 0 | 214
[8 empty] | 0 | 0 | 214
[8 empty] | 0 | 0 | 214
[8 empty] | 0 | 0 | 214
[8 empty] | 0 | 0 | 214
[8 empty] | 0 | 0 | 214
[8 empty] | 0 | 0 | 214
[8 empty] | 0 | 0 | 214
[8 empty] | 0 | 0 | 214
[8 empty] | 0 | 0 | 214
[8 empty] | 0 | 0 | 214
[8 empty] | 0 | 0 | 214
[8 empty] | 0 | 0 | 214
[8 empty] | 0 | 0 | 214
[8 empty] | 0 | 0 | 214
[8 empty] | 0 | 0 | 214
[8 empty] | 0 | 0 | 214
[8 empty] | 0 | 0 | 214
[8 empty] | 0 | 0 | 214
[8 empty] | 0 | 0 | 214
[8 empty] | 0 | 0 | 214
[8 empty] | 0 | 0 | 214
[8 empty] | 0 | 0 | 214
[8 empty] | 0 | 0 | 214
[8 empty] | 0 | 0 | 214
[8 empty] | 0 | 0 | 214
[8 empty] | 0 | 0 | 214
[8 empty] | 0 | 0 | 214
[8 empty] | 0 | 0 | 214
[8 empty] | 0 | 0 | 214
[8 empty] | 0 | 0 | 214
[8 empty] | 0 | 0 | 214
[8 empty] | 0 | 0 | 214
[8 empty] | 0 | 0 | 214
[8 empty] | 0 | 0 | 214
[8 empty] | 0 | 0 | 214
[8 empty] | 0 | 0 | 214
[8 empty] | 0 | 0 | 214
[8 empty] | 0 | 0 | 214
[8 empty] | 0 | 0 | 214
[8 empty] | 0 | 0 | 214
[8 empty] | 0 | 0 | 214
[8 empty] | 0 | 0 | 214
[8 empty] | 0 | 0 | 214
[8 empty] | 0 | 0 | 214
[8 empty] | 0 | 0 | 214
[8 empty] | 0 | 0 | 214
[8 empty] | 0 | 0 | 214
[8 empty] | 0 | 0 | 214
[8 empty] | 0 | 0 | 214
[8 empty] | 0 | 0 | 214
[8 empty] | 0 | 0 | 214
[8 empty] | 0 | 0 | 214
[8 empty] | 0 | 0 | 214
[8 empty] | 0 | 0 | 214
[8 empty] | 0 | 0 | 214
[8 empty] | 0 | 0 | 214
[8 empty] | 0 | 0 | 214
[8 empty] | 0 | 0 | 214
[8 empty] | 0 | 0 | 214
[8 empty] | 0 | 0 | 214
[8 empty] | 0 | 0 | 214
[8 empty] | 0 | 0 | 214
[8 empty] | 0 | 0 | 214
[8 empty] | 0 | 0 | 214
[8 empty] | 0 | 0 | 214
[8 empty] | 0 | 0 | 214
[8 empty] | 0 | 0 | 214
[8 empty] | 0 | 0 | 214
[8 empty] | 0 | 0 | 214
[8 empty] | 0 | 0 | 214
[8 empty] | 0 | 0 | 214
[8 empty] | 0 | 0 | 214
[8 empty] | 0 | 0 | 214
[8 empty] | 0 | 0 | 214
[8 empty] | 0 | 0 | 214
[8 empty] | 0 | 0 | 214
[8 empty] | 0 | 0 | 214
[8 empty] | 0 | 0 | 214
[8 empty] | 0 | 0 | 214
[8 empty] | 0 | 0 | 214
[8 empty] | 0 | 0 | 214
[8 empty] | 0 | 0 | 214
[8 empty] | 0 | 0 | 214
[8 empty] | 0 | 0 | 214
[8 empty] | 0 | 0 | 214
[8 empty] | 0 | 0 | 214
[8 empty] | 0 | 0 | 214
[8 empty] | 0 | 0 | 214
[8 empty] | 0 | 0 | 214
[8 empty] | 0 | 0 | 214
[8 empty] | 0 | 0 | 214
[8 empty] | 0 | 0 | 214
[8 empty] | 0 | 0 | 214
[8 empty] | 0 | 0 | 214
[8 empty] | 0 | 0 | 214
[8 empty] | 0 | 0 | 214
[8 empty] | 0 | 0 | 214
[8 empty] | 0 | 0 | 214
[8 empty] | 0 | 0 | 214
[8 empty] | 0 | 0 | 214
[8 empty] | 0 | 0 | 214
[8 empty] | 0 | 0 | 214
[8 empty] | 0 | 0 | 214
[8 empty] | 0 | 0 | 214
[8 empty] | 0 | 0 | 214
[8 empty] | 0 | 0 | 214
[8 empty] | 0 | 0 | 214
[8 empty] | 0 | 0 | 214
[8 empty] | 0 | 0 | 214
[8 empty] | 0 | 0 | 214
[8 empty] | 0 | 0 | 214
[8 empty] | 0 | 0 | 214
[8 empty] | 0 | 0 | 214
[8 empty] | 0 | 0 | 214
[8 empty] | 0 | 0 | 214
[8 empty] | 0 | 0 | 214
[8 empty] | 0 | 0 | 214
[8 empty] | 0 | 0 | 214
[8 empty] | 0 | 0 | 214
[8 empty] | 0 | 0 | 214
[8 empty] | 0 | 0 | 214
[8 empty] | 0 | 0 | 214
[8 empty] | 0 | 0 | 214
[8 empty] | 0 | 0 | 214
[8 empty] | 0 | 0 | 214
[8 empty] | 0 | 0 | 214
[8 empty] | 0 | 0 | 214
[8 empty] | 0 | 0 | 214
[8 empty] | 0 | 0 | 214
[8 empty] | 0 | 0 | 214
[8 empty] | 0 | 0 | 214
[8 empty] | 0 | 0 | 214
[8 empty] | 0 | 0 | 214
[8 empty] | 0 | 0 | 214
[8 empty] | 0 | 0 | 214
[8 empty] | 0 | 0 | 214
[8 empty] | 0 | 0 | 214
[8 empty] | 0 | 0 | 214
[8 empty] | 0 | 0 | 214
[8 empty] | 0 | 0 | 214
[8 empty] | 0 | 0 | 214
[8 empty] | 0 | 0 | 214
[8 empty] | 0 | 0 | 214
[8 empty] | 0 | 0 | 214
[8 empty] | 0 | 0 | 214
[8 empty] | 0 | 0 | 214
[8 empty] | 0 | 0 | 214
[8 empty] | 0 | 0 | 214
[8 empty] | 0 | 0 | 214
[8 empty] | 0 | 0 | 214
[8 empty] | 0 | 0 | 214
[8 empty] | 0 | 0 | 214
[8 empty] | 0 | 0 | 214
[8 empty] | 0 | 0 | 214
[8 empty] | 0 | 0 | 214
[8 empty] | 0 | 0 | 214
[8 empty] | 0 | 0 | 214
[8 empty] | 0 | 0 | 214
[8 empty] | 0 | 0 | 214
[8 empty] | 0 | 0 | 214
[8 empty] | 0 | 0 | 214
[8 empty] | 0 | 0 | 214
[8 empty] | 0 | 0 | 214
[8 empty] | 0 | 0 | 214
[8 empty] | 0 | 0 | 214
[8 empty] | 0 | 0 | 214
[8 empty] | 0 | 0 | 214
[8 empty] | 0 | 0 | 214
[8 empty] | 0 | 0 | 214
[8 empty] | 0 | 0 | 214
[8 empty] | 0 | 0 | 214
[8 empty] | 0 | 0 | 214
[8 empty] | 0 | 0 | 214
[8 empty] | 0 | 0 | 214
[8 empty] | 0 | 0 | 214
[8 empty] | 0 | 0 | 214
[8 empty] | 0 | 0 | 214
[8 empty] | 0 | 0 | 214
[8 empty] | 0 | 0 | 214
[8 empty] | 0 | 0 | 214
[8 empty] | 0 | 0 | 214
[8 empty] | 0 | 0 | 214
[8 empty] | 0 | 0 | 214
[8 empty] | 0 | 0 | 214
[8 empty] | 0 | 0 | 214
[8 empty] | 0 | 0 | 214
[8 empty] | 0 | 0 | 214
[8 empty] | 0 | 0 | 214
[8 empty] | 0 | 0 | 214
[8 empty] | 0 | 0 | 214
[8 empty] | 0 | 0 | 214
[8 empty] | 0 | 0 | 214
[8 empty] | 0 | 0 | 214
[8 empty] | 0 | 0 | 214
[8 empty] | 0 | 0 | 214
[8 empty] | 0 | 0 | 214
[8 empty] | 0 | 0 | 214
[8 empty] | 0 | 0 | 214
[8 empty] | 0 | 0 | 214
[8 empty] | 0 | 0 | 214
[8 empty] | 0 | 0 | 214
[8 empty] | 0 | 0 | 214
[8 empty] | 0 | 0 | 214
[8 empty] | 0 | 0 | 214
[8 empty] | 0 | 0 | 214
[8 empty] | 0 | 0 | 214
[8 empty] | 0 | 0 | 214
[8 empty] | 0 | 0 | 214
[8 empty] | 0 | 0 | 214
[8 empty] | 0 | 0 | 214
[8 empty] | 0 | 0 | 214
[8 empty] | 0 | 0 | 214
[8 empty] | 0 | 0 | 214
[8 empty] | 0 | 0 | 214
[8 empty] | 0 | 0 | 214
[8 empty] | 0 | 0 | 214
[8 empty] | 0 | 0 | 214
[8 empty] | 0 | 0 | 214
[8 empty] | 0 | 0 | 214
[8 empty] | 0 | 0 | 214
[8 empty] | 0 | 0 | 214
[8 empty] | 0 | 0 | 214
[8 empty] | 0 | 0 | 214
[8 empty] | 0 | 0 | 214
[8 empty] | 0 | 0 | 214
[8 empty] | 0 | 0 | 214
[8 empty] | 0 | 0 | 214
[8 empty] | 0 | 0 | 214
[8 empty] | 0 | 0 | 214
[8 empty] | 0 | 0 | 214
[8 empty] | 0 | 0 | 214
[8 empty] | 0 | 0 | 214
[8 empty] | 0 | 0 | 214
[8 empty] | 0 | 0 | 214
[8 empty] | 0 | 0 | 214
[8 empty] | 0 | 0 | 214
[8 empty] | 0 | 0 | 214
[8 empty] | 0 | 0 | 214
[8 empty] | 0 | 0 | 214
[8 empty] | 0 | 0 | 214
[8 empty] | 0 | 0 | 214
[8 empty] | 0 | 0 | 214
[8 empty] | 0 | 0 | 214
[8 empty] | 0 | 0 | 214
[8 empty] | 0 | 0 | 214
[8 empty] | 0 | 0 | 214
[8 empty] | 0 | 0 | 214
[8 empty] | 0 | 0 | 214
[8 empty] | 0 | 0 | 214
[8 empty] | 0 | 0 | 214
[8 empty] | 0 | 0 | 214
[8 empty] | 0 | 0 | 214
[8 empty] | 0 | 0 | 214
[8 empty] | 0 | 0 | 214
[8 empty] | 0 | 0 | 214
[8 empty] | 0 | 0 | 214
[8 empty] | 0 | 0 | 214
[8 empty] | 0 | 0 | 214
[8 empty] | 0 | 0 | 214
[8 empty] | 0 | 0 | 214
[8 empty] | 0 | 0 | 214
[8 empty] | 0 | 0 | 214
[8 empty] | 0 | 0 | 214
[8 empty] | 0 | 0 | 214
[8 empty] | 0 | 0 | 214
[8 empty] | 0 | 0 | 214
[8 empty] | 0 | 0 | 214
[8 empty] | 0 | 0 | 214
[8 empty] | 0 | 0 | 214
[8 empty] | 0 | 0 | 214
[8 empty] | 0 | 0 | 214
[8 empty] | 0 | 0 | 214
[8 empty] | 0 | 0 | 214
[8 empty] | 0 | 0 | 214
[8 empty] | 0 | 0 | 214
[8 empty] | 0 | 0 | 214
[8 empty] | 0 | 0 | 214
[8 empty] | 0 | 0 | 214
[8 empty] | 0 | 0 | 214
[8 empty] | 0 | 0 | 214
[8 empty] | 0 | 0 | 214
[8 empty] | 0 | 0 | 214
[8 empty] | 0 | 0 | 214
[8 empty] | 0 | 0 | 214
[8 empty] | 0 | 0 | 214
[8 empty] | 0 | 0 | 214
[8 empty] | 0 | 0 | 214
[8 empty] | 0 | 0 | 214
[8 empty] | 0 | 0 | 214
[8 empty] | 0 | 0 | 214
[8 empty] | 0 | 0 | 214
[8 empty] | 0 | 0 | 214
[8 empty] | 0 | 0 | 214
[8 empty] | 0 | 0 | 214
[8 empty] | 0 | 0 | 214
[8 empty] | 0 | 0 | 214
[8 empty] | 0 | 0 | 214
[8 empty] | 0 | 0 | 214
[8 empty] | 0 | 0 | 214
[8 empty] | 0 | 0 | 214
[8 empty] | 0 | 0 | 214
[8 empty] | 0 | 0 | 214
[8 empty] | 0 | 0 | 214
[8 empty] | 0 | 0 | 214
[8 empty] | 0 | 0 | 214
[8 empty] | 0 | 0 | 214
[8 empty] | 0 | 0 | 214
[8 empty] | 0 | 0 | 214
[8 empty] | 0 | 0 | 214
[8 empty] | 0 | 0 | 214
[8 empty] | 0 | 0 | 214
[8 empty] | 0 | 0 | 214
[8 empty] | 0 | 0 | 214
[8 empty] | 0 | 0 | 214
[8 empty] | 0 | 0 | 214
[8 empty] | 0 | 0 | 214
[8 empty] | 0 | 0 | 214
[8 empty] | 0 | 0 | 214
[8 empty] | 0 | 0 | 214
[8 empty] | 0 | 0 | 214
[8 empty] | 0 | 0 | 214
[8 empty] | 0 | 0 | 214
[8 empty] | 0 | 0 | 214
[8 empty] | 0 | 0 | 214
[8 empty] | 0 | 0 | 214
[8 empty] | 0 | 0 | 214
[8 empty] | 0 | 0 | 214
[8 empty] | 0 | 0 | 214
[8 empty] | 0 | 0 | 214
[8 empty] | 0 | 0 | 214
[8 empty] | 0 | 0 | 214
[8 empty] | 0 | 0 | 214
[8 empty] | 0 | 0 | 214
[8 empty] | 0 | 0 | 214
[8 empty] | 0 | 0 | 214
[8 empty] | 0 | 0 | 214
[8 empty] | 0 | 0 | 214
[8 empty] | 0 | 0 | 214
[8 empty] | 0 | 0 | 214
[8 empty] | 0 | 0 | 214
[8 empty] | 0 | 0 | 214
[8 empty] | 0 | 0 | 214
[8 empty] | 0 | 0 | 214
[8 empty] | 0 | 0 | 214
[8 empty] | 0 | 0 | 214
[8 empty] | 0 | 0 | 214
[8 empty] | 0 | 0 | 214
[8 empty] | 0 | 0 | 214
[8 empty] | 0 | 0 | 214
[8 empty] | 0 | 0 | 214
[8 empty] | 0 | 0 | 214
[8 empty] | 0 | 0 | 214
[8 empty] | 0 | 0 | 214
[8 empty] | 0 | 0 | 214
[8 empty] | 0 | 0 | 214
[8 empty] | 0 | 0 | 214
[8 empty] | 0 | 0 | 214
[8 empty] | 0 | 0 | 214
[8 empty] | 0 | 0 | 214
[8 empty] | 0 | 0 | 214
[8 empty] | 0 | 0 | 214
[8 empty] | 0 | 0 | 214
[8 empty] | 0 | 0 | 214
[8 empty] | 0 | 0 | 214
[8 empty] | 0 | 0 | 214
[8 empty] | 0 | 0 | 214
[8 empty] | 0 | 0 | 214
[8 empty] | 0 | 0 | 214
[8 empty] | 0 | 0 | 214
[8 empty] | 0 | 0 | 214
[8 empty] | 0 | 0 | 214
[8 empty] | 0 | 0 | 214
[8 empty] | 0 | 0 | 214
[8 empty] | 0 | 0 | 214
[8 empty] | 0 | 0 | 214
[8 empty] | 0 | 0 | 214
[8 empty] | 0 | 0 | 214
[8 empty] | 0 | 0 | 214
[8 empty] | 0 | 0 | 214
[8 empty] | 0 | 0 | 214
[8 empty] | 0 | 0 | 214
[8 empty] | 0 | 0 | 214
[8 empty] | 0 | 0 | 214
[8 empty] | 0 | 0 | 214
[8 empty] | 0 | 0 | 214
[8 empty] | 0 | 0 | 214
[8 empty] | 0 | 0 | 214
[8 empty] | 0 | 0 | 214
[8 empty] | 0 | 0 | 214
[8 empty] | 0 | 0 | 214
[8 empty] | 0 | 0 | 214
[8 empty] | 0 | 0 | 214
[8 empty] | 0 | 0 | 214
[8 empty] | 0 | 0 | 214
[8 empty] | 0 | 0 | 214
[8 empty] | 0 | 0 | 214
[8 empty] | 0 | 0 | 214
[8 empty] | 0 | 0 | 214
[8 empty] | 0 | 0 | 214
[8 empty] | 0 | 0 | 214
[8 empty] | 0 | 0 | 214
[8 empty] | 0 | 0 | 214
[8 empty] | 0 | 0 | 214
[8 empty] | 0 | 0 | 214
[8 empty] | 0 | 0 | 214
[8 empty] | 0 | 0 | 214
[8 empty] | 0 | 0 | 214
[8 empty] | 0 | 0 | 214
[8 empty] | 0 | 0 | 214
[8 empty] | 0 | 0 | 214
[8 empty] | 0 | 0 | 214
[8 empty] | 0 | 0 | 214
[8 empty] | 0 | 0 | 214
[8 empty] | 0 | 0 | 214
[8 empty] | 0 | 0 | 214
[8 empty] | 0 | 0 | 214
[8 empty] | 0 | 0 | 214
[8 empty] | 0 | 0 | 214
[8 empty] | 0 | 0 | 214
[8 empty] | 0 | 0 | 214
[8 empty] | 0 | 0 | 214
[8 empty] | 0 | 0 | 214
[8 empty] | 0 | 0 | 214
[8 empty] | 0 | 0 | 214
[8 empty] | 0 | 0 | 214
[8 empty] | 0 | 0 | 214
[8 empty] | 0 | 0 | 214
[8 empty] | 0 | 0 | 214
[8 empty] | 0 | 0 | 214
[8 empty] | 0 | 0 | 214
[8 empty] | 0 | 0 | 214
[8 empty] | 0 | 0 | 214
[8 empty] | 0 | 0 | 214
[8 empty] | 0 | 0 | 214
[8 empty] | 0 | 0 | 214
[8 empty] | 0 | 0 | 214
[8 empty] | 0 | 0 | 214
[8 empty] | 0 | 0 | 214
[8 empty] | 0 | 0 | 214
[8 empty] | 0 | 0 | 214
[8 empty] | 0 | 0 | 214
[8 empty] | 0 | 0 | 214
[8 empty] | 0 | 0 | 214
[8 empty] | 0 | 0 | 214
[8 empty] | 0 | 0 | 214
[8 empty] | 0 | 0 | 214
[8 empty] | 0 | 0 | 214
[8 empty] | 0 | 0 | 214
[8 empty] | 0 | 0 | 214
[8 empty] | 0 | 0 | 214
[8 empty] | 0 | 0 | 214
[8 empty] | 0 | 0 | 214
[8 empty] | 0 | 0 | 214
[8 empty] | 0 | 0 | 214
[8 empty] | 0 | 0 | 214
[8 empty] | 0 | 0 | 214
[8 empty] | 0 | 0 | 214
[8 empty] | 0 | 0 | 214
[8 empty] | 0 | 0 | 214
[8 empty] | 0 | 0 | 214
[8 empty] | 0 | 0 | 214
[8 empty] | 0 | 0 | 214
[8 empty] | 0 | 0 | 214
[8 empty] | 0 | 0 | 214
[8 empty] | 0 | 0 | 214
[8 empty] | 0 | 0 | 214
[8 empty] | 0 | 0 | 214
[8 empty] | 0 | 0 | 214
[8 empty] | 0 | 0 | 214
[8 empty] | 0 | 0 | 214
[8 empty] | 0 | 0 | 214
[8 empty] | 0 | 0 | 214
[8 empty] | 0 | 0 | 214
[8 empty] | 0 | 0 | 214
[8 empty] | 0 | 0 | 214
[8 empty] | 0 | 0 | 214
[8 empty] | 0 | 0 | 214
[8 empty] | 0 | 0 | 214
[8 empty] | 0 | 0 | 214
[8 empty] | 0 | 0 | 214
[8 empty] | 0 | 0 | 214
[8 empty] | 0 | 0 | 214
[8 empty] | 0 | 0 | 214
[8 empty] | 0 | 0 | 214
[8 empty] | 0 | 0 | 214
[8 empty] | 0 | 0 | 214
[8 empty] | 0 | 0 | 214
[8 empty] | 0 | 0 | 214
[8 empty] | 0 | 0 | 214
[8 empty] | 0 | 0 | 214
[8 empty] | 0 | 0 | 214
[8 empty] | 0 | 0 | 214
[8 empty] | 0 | 0 | 214
[8 empty] | 0 | 0 | 214
[8 empty] | 0 | 0 | 214
[8 empty] | 0 | 0 | 214
[8 empty] | 0 | 0 | 214
[8 empty] | 0 | 0 | 214
[8 empty] | 0 | 0 | 214
[8 empty] | 0 | 0 | 214
[8 empty] | 0 | 0 | 214
[8 empty] | 0 | 0 | 214
[8 empty] | 0 | 0 | 214
[8 empty] | 0 | 0 | 214
[8 empty] | 0 | 0 | 214
[8 empty] | 0 | 0 | 214
[8 empty] | 0 | 0 | 214
[8 empty] | 0 | 0 | 214
[8 empty] | 0 | 0 | 214
[8 empty] | 0 | 0 | 214
[8 empty] | 0 | 0 | 214
[8 empty] | 0 | 0 | 214
[8 empty] | 0 | 0 | 214
[8 empty] | 0 | 0 | 214
[8 empty] | 0 | 0 | 214
[8 empty] | 0 | 0 | 214
[8 empty] | 0 | 0 | 214
[8 empty] | 0 | 0 | 214
[8 empty] | 0 | 0 | 214
[8 empty] | 0 | 0 | 214
[8 empty] | 0 | 0 | 214
[8 empty] | 0 | 0 | 214
[8 empty] | 0 | 0 | 214
[8 empty] | 0 | 0 | 214
[8 empty] | 0 | 0 | 214
[8 empty] | 0 | 0 | 214
[8 empty] | 0 | 0 | 214
[8 empty] | 0 | 0 | 214
[8 empty] | 0 | 0 | 214
[8 empty] | 0 | 0 | 214
[8 empty] | 0 | 0 | 214
[8 empty] | 0 | 0 | 214
[8 empty] | 0 | 0 | 214
[8 empty] | 0 | 0 | 214
[8 empty] | 0 | 0 | 214
[8 empty] | 0 | 0 | 214
[8 empty] | 0 | 0 | 214
[8 empty] | 0 | 0 | 214
[8 empty] | 0 | 0 | 214
[8 empty] | 0 | 0 | 214
[8 empty] | 0 | 0 | 214
[8 empty] | 0 | 0 | 214
[8 empty] | 0 | 0 | 214
[8 empty] | 0 | 0 | 214
[8 empty] | 0 | 0 | 214
[8 empty] | 0 | 0 | 214
[8 empty] | 0 | 0 | 214
[8 empty] | 0 | 0 | 214
[8 empty] | 0 | 0 | 214
[8 empty] | 0 | 0 | 214
[8 empty] | 0 | 0 | 214
[8 empty] | 0 | 0 | 214
[8 empty] | 0 | 0 | 214
[8 empty] | 0 | 0 | 214
[8 empty] | 0 | 0 | 214
[8 empty] | 0 | 0 | 214
[8 empty] | 0 | 0 | 214
[8 empty] | 0 | 0 | 214
[8 empty] | 0 | 0 | 214
[8 empty] | 0 | 0 | 214
[8 empty] | 0 | 0 | 214
[8 empty] | 0 | 0 | 214
[8 empty] | 0 | 0 | 214
[8 empty] | 0 | 0 | 214
[8 empty] | 0 | 0 | 214
[8 empty] | 0 | 0 | 214
[8 empty] | 0 | 0 | 214
[8 empty] | 0 | 0 | 214
[8 empty] | 0 | 0 | 214
[8 empty] | 0 | 0 | 214
[8 empty] | 0 | 0 | 214
[8 empty] | 0 | 0 | 214
[8 empty] | 0 | 0 | 214
[8 empty] | 0 | 0 | 214
[8 empty] | 0 | 0 | 214
[8 empty] | 0 | 0 | 214
[8 empty] | 0 | 0 | 214
[8 empty] | 0 | 0 | 214
[8 empty] | 0 | 0 | 214
[8 empty] | 0 | 0 | 214
[8 empty] | 0 | 0 | 214
[8 empty] | 0 | 0 | 214
[8 empty] | 0 | 0 | 214
[8 empty] | 0 | 0 | 214
[8 empty] | 0 | 0 | 214
[8 empty] | 0 | 0 | 214
[8 empty] | 0 | 0 | 214
[8 empty] | 0 | 0 | 214
[8 empty] | 0 | 0 | 214
[8 empty] | 0 | 0 | 214
[8 empty] | 0 | 0 | 214
[8 empty] | 0 | 0 | 214
[8 empty] | 0 | 0 | 214
[8 empty] | 0 | 0 | 214
[8 empty] | 0 | 0 | 214
[8 empty] | 0 | 0 | 214
[8 empty] | 0 | 0 | 214
[8 empty] | 0 | 0 | 214
[8 empty] | 0 | 0 | 214
[8 empty] | 0 | 0 | 214
[8 empty] | 0 | 0 | 214
[8 empty] | 0 | 0 | 214
[8 empty] | 0 | 0 | 214
[8 empty] | 0 | 0 | 214
[8 empty] | 0 | 0 | 214
[8 empty] | 0 | 0 | 214
[8 empty] | 0 | 0 | 214
[8 empty] | 0 | 0 | 214
[8 empty] | 0 | 0 | 214
[8 empty] | 0 | 0 | 214
[8 empty] | 0 | 0 | 214
[8 empty] | 0 | 0 | 214
[8 empty] | 0 | 0 | 214
[8 empty] | 0 | 0 | 214
[8 empty] | 0 | 0 | 214
[8 empty] | 0 | 0 | 214
[8 empty] | 0 | 0 | 214
[8 empty] | 0 | 0 | 214
[8 empty] | 0 | 0 | 214
[8 empty] | 0 | 0 | 214
[8 empty] | 0 | 0 | 214
[8 empty] | 0 | 0 | 214
[8 empty] | 0 | 0 | 214
[8 empty] | 0 | 0 | 214
[8 empty] | 0 | 0 | 214
[8 empty] | 0 | 0 | 214
[8 empty] | 0 | 0 | 214
[8 empty] | 0 | 0 | 214
[8 empty] | 0 | 0 | 214
[8 empty] | 0 | 0 | 214
[8 empty] | 0 | 0 | 214
[8 empty] | 0 | 0 | 214
[8 empty] | 0 | 0 | 214
[8 empty] | 0 | 0 | 214
[8 empty] | 0 | 0 | 214
[8 empty] | 0 | 0 | 214
[8 empty] | 0 | 0 | 214
[8 empty] | 0 | 0 | 214
[8 empty] | 0 | 0 | 214
[8 empty] | 0 | 0 | 214
[8 empty] | 0 | 0 | 214
[8 empty] | 0 | 0 | 214
[8 empty] | 0 | 0 | 214
[8 empty] | 0 | 0 | 214
[8 empty] | 0 | 0 | 214
[8 empty] | 0 | 0 | 214
[8 empty] | 0 | 0 | 214
[8 empty] | 0 | 0 | 214
[8 empty] | 0 | 0 | 214
[8 empty] | 0 | 0 | 214
[8 empty] | 0 | 0 | 214
[8 empty] | 0 | 0 | 214
[8 empty] | 0 | 0 | 214
[8 empty] | 0 | 0 | 214
[8 empty] | 0 | 0 | 214
[8 empty] | 0 | 0 | 214
[8 empty] | 0 | 0 | 214
[8 empty] | 0 | 0 | 214
[8 empty] | 0 | 0 | 214
[8 empty] | 0 | 0 | 214
[8 empty] | 0 | 0 | 214
[8 empty] | 0 | 0 | 214
[8 empty] | 0 | 0 | 214
[8 empty] | 0 | 0 | 214
[8 empty] | 0 | 0 | 214
[8 empty] | 0 | 0 | 214
[8 empty] | 0 | 0 | 214
[8 empty] | 0 | 0 | 214
[8 empty] | 0 | 0 | 214
[8 empty] | 0 | 0 | 214
[8 empty] | 0 | 0 | 214
[8 empty] | 0 | 0 | 214
[8 empty] | 0 | 0 | 214
[8 empty] | 0 | 0 | 214
[8 empty] | 0 | 0 | 214
[8 empty] | 0 | 0 | 214
[8 empty] | 0 | 0 | 214
[8 empty] | 0 | 0 | 214
[8 empty] | 0 | 0 | 214
[8 empty] | 0 | 0 | 214
[8 empty] | 0 | 0 | 214
[8 empty] | 0 | 0 | 214
[8 empty] | 0 | 0 | 214
[8 empty] | 0 | 0 | 214
[8 empty] | 0 | 0 | 214
[8 empty] | 0 | 0 | 214
[8 empty] | 0 | 0 | 214
[8 empty] | 0 | 0 | 214
[8 empty] | 0 | 0 | 214
[8 empty] | 0 | 0 | 214
[8 empty] | 0 | 0 | 214
[8 empty] | 0 | 0 | 214
[8 empty] | 0 | 0 | 214
[8 empty] | 0 | 0 | 214
[8 empty] | 0 | 0 | 214
[8 empty] | 0 | 0 | 214
[8 empty] | 0 | 0 | 214
[8 empty] | 0 | 0 | 214
[8 empty] | 0 | 0 | 214
[8 empty] | 0 | 0 | 214
[8 empty] | 0 | 0 | 214
[8 empty] | 0 | 0 | 214
[8 empty] | 0 | 0 | 214
[8 empty] | 0 | 0 | 214
[8 empty] | 0 | 0 | 214
[8 empty] | 0 | 0 | 214
[8 empty] | 0 | 0 | 214
[8 empty] | 0 | 0 | 214
[8 empty] | 0 | 0 | 214
[8 empty] | 0 | 0 | 214
[8 empty] | 0 | 0 | 214
[8 empty] | 0 | 0 | 214
[8 empty] | 0 | 0 | 214
[8 empty] | 0 | 0 | 214
[8 empty] | 0 | 0 | 214
[8 empty] | 0 | 0 | 214
[8 empty] | 0 | 0 | 214
[8 empty] | 0 | 0 | 214
[8 empty] | 0 | 0 | 214
[8 empty] | 0 | 0 | 214
[8 empty] | 0 | 0 | 214
[8 empty] | 0 | 0 | 214
[8 empty] | 0 | 0 | 214
[8 empty] | 0 | 0 | 214
[8 empty] | 0 | 0 | 214
[8 empty] | 0 | 0 | 214
[8 empty] | 0 | 0 | 214
[8 empty] | 0 | 0 | 214
[8 empty] | 0 | 0 | 214
[8 empty] | 0 | 0 | 214
[8 empty] | 0 | 0 | 214
[8 empty] | 0 | 0 | 214
[8 empty] | 0 | 0 | 214
[8 empty] | 0 | 0 | 214
[8 empty] | 0 | 0 | 214
[8 empty] | 0 | 0 | 214
[8 empty] | 0 | 0 | 214
[8 empty] | 0 | 0 | 214
[8 empty] | 0 | 0 | 214
[8 empty] | 0 | 0 | 214
[8 empty] | 0 | 0 | 214
[8 empty] | 0 | 0 | 214
[8 empty] | 0 | 0 | 214
[8 empty] | 0 | 0 | 214
[8 empty] | 0 | 0 | 214
[8 empty] | 0 | 0 | 214
[8 empty] | 0 | 0 | 214
[8 empty] | 0 | 0 | 214
[8 empty] | 0 | 0 | 214
[8 empty] | 0 | 0 | 214
[8 empty] | 0 | 0 | 214
[8 empty] | 0 | 0 | 214
[8 empty] | 0 | 0 | 214
[8 empty] | 0 | 0 | 214
[8 empty] | 0 | 0 | 214
[8 empty] | 0 | 0 | 214
[8 empty] | 0 | 0 | 214
[8 empty] | 0 | 0 | 214
[8 empty] | 0 | 0 | 214

## Step2 for import
Generator Sensitivities | [8 empty] | 1/3 cutoff --> | 0 | sign change --> | 0 |  |  |  | HHI not including 1/3 cut-off | [20 empty] | HHI including 1/3 cut-off |  |  |  |  | Generator Sensitivities | [9 empty] | 544 | blue area is PW cut & paste | Use this area to find the final ownership for TXU and Texas Genco
Area Name of Bus | Number | Name | ID | AGC | P Sensitivity | Gen MW | Max MW | V Sensitivity | QSE | Active? | Inlcude ? | Import Side | Unique | [7 empty] | Area Name of Bus | Number | Name | ID | AGC | P Sensitivity | Gen MW | Max MW | V Sensitivity | QSE | Active? | Inlcude ? | Import Side | Unique | [8 empty] | Zone Name of Bus | Number | Name | ID | AGC | P Sensitivity | Gen MW | Min MW | Max MW | V Sensitivity | init order |  | Area Name of Bus | Number | Name | ID | AGC | P Sensitivity | Gen MW | #REF! | Max MW | counted max | QSE
[9 empty] | #N/A | #N/A | y | #N/A |  |  |  |  | Import Side |  | HHI: | 1480.4837 | 0 | 0 | 0 | 0 | 0 | 0 | 0 | 0 | 0 | #N/A | #N/A | y | #N/A | 000 |  |  |  | Import Side |  | HHI: | 2266.482 |  | HOUSTON | 48885 | THW5 1 2 | B | YES | -0.35056 | 0 | 5 | 58 | 0 | 1 |  | 0 | 0 | 0 | 0 | 0 | 0 | 0 | #REF! | 0 | #REF! | #N/A | Sum of counted max
[9 empty] | #N/A | #N/A | n | 0 |  | Sum of Import Side |  |  | 2162.0265 |  |  |  | 0 | 0 | 0 | 0 | 0 | 0 | 0 | 0 | 0 | #N/A | #N/A | n | 0 | 000 | Sum of Import Side |  |  | 81.992 |  |  |  |  | HOUSTON | 48885 | THW5 1 2 | A | YES | -0.35056 | 0 | 5 | 58 | 0 | 2 |  | 0 | 0 | 0 | 0 | 0 | 0 | 0 | #REF! | 0 | #REF! | #N/A | QSE | Name | Total
[9 empty] | #N/A | #N/A | n | 0 |  | QSE | Total |  | QSE | GSF impact | percentage | Squares | 0 | 0 | 0 | 0 | 0 | 0 | 0 | 0 | 0 | #N/A | #N/A | n | 0 | 000 | QSE | Total |  | QSE | GSF impact | percentage | Squares |  | HOUSTON | 48886 | THW5 3 4 | C | YES | -0.35056 | 0 | 5 | 58 | 0 | 3 |  | 0 | 0 | 0 | 0 | 0 | 0 | 0 | #REF! | 0 | #REF! | #N/A | Texas Genco | CB 1 | 750
[9 empty] | #N/A | #N/A | n | 0 |  | AEP | -145.5927 |  | AEP | 145.5927 | 6.7341 | 45.3479 | 0 | 0 | 0 | 0 | 0 | 0 | 0 | 0 | 0 | #N/A | #N/A | n | 0 | 000 | AEP | -6.9174 |  | AEP | 6.9174 | 8.4366 | 71.177 |  | HOUSTON | 48887 | THW5 5 6 | F | YES | -0.35056 | 0 | 5 | 58 | 0 | 4 |  | 0 | 0 | 0 | 0 | 0 | 0 | 0 | #REF! | 0 | #REF! | #N/A |  | CB 2 | 750
[9 empty] | #N/A | #N/A | n | 0 |  | Amoco | 0 |  | Amoco | 0 | 0 | 0 | 0 | 0 | 0 | 0 | 0 | 0 | 0 | 0 | 0 | #N/A | #N/A | n | 0 | 000 | LCRA | -0.804 |  | LCRA | 0.804 | 0.98058 | 0.96154 |  | HOUSTON | 48887 | THW5 5 6 | E | YES | -0.35056 | 0 | 5 | 58 | 0 | 5 |  | 0 | 0 | 0 | 0 | 0 | 0 | 0 | #REF! | 0 | #REF! | #N/A |  | CB 3 | 760
[9 empty] | #N/A | #N/A | n | 0 |  | Champion | -4.095 |  | Champion | 4.095 | 0.18941 | 0.035874 | 0 | 0 | 0 | 0 | 0 | 0 | 0 | 0 | 0 | #N/A | #N/A | n | 0 | 000 | STEC | -0.804 |  | STEC | 0.804 | 0.98058 | 0.96154 |  | HOUSTON | 48886 | THW5 3 4 | D | YES | -0.35056 | 0 | 5 | 58 | 0 | 6 |  | 0 | 0 | 0 | 0 | 0 | 0 | 0 | #REF! | 0 | #REF! | #N/A |  | DPW7 | 174
[9 empty] | #N/A | #N/A | n | 0 |  | CPSB | 0 |  | CPSB | 0 | 0 | 0 | 0 | 0 | 0 | 0 | 0 | 0 | 0 | 0 | 0 | #N/A | #N/A | n | 0 | 000 | TXU | 0 |  | TXU | 0 | 0 | 0 |  | HOUSTON | 48872 | THW2 | 2 | YES | -0.33818 | 0 | 43 | 229 | 0 | 7 |  | 0 | 0 | 0 | 0 | 0 | 0 | 0 | #REF! | 0 | #REF! | #N/A |  | GB 5 | 406
[9 empty] | #N/A | #N/A | n | 0 |  | ERCOT | -27.749 |  | ERCOT | 27.749 | 1.2835 | 1.6473 | 0 | 0 | 0 | 0 | 0 | 0 | 0 | 0 | 0 | #N/A | #N/A | n | 0 | 000 | Garland | -33.1398 |  | Garland | 33.1398 | 40.4183 | 1633.6417 |  | HOUSTON | 48877 | THW3 3 4 | D | YES | -0.33485 | 0 | 5 | 57 | 0 | 8 |  | 0 | 0 | 0 | 0 | 0 | 0 | 0 | #REF! | 0 | #REF! | #N/A |  | GB 73 74 | 108
[9 empty] | #N/A | #N/A | n | 0 |  | FPLE | -80.1392 |  | FPLE | 80.1392 | 3.7067 | 13.7394 | 0 | 0 | 0 | 0 | 0 | 0 | 0 | 0 | 0 | #N/A | #N/A | n | 0 | 000 | Brazos | -0.804 |  | Brazos | 0.804 | 0.98058 | 0.96154 |  | HOUSTON | 48873 | THW3 | 3 | YES | -0.33485 | 0 | 19 | 104 | 0 | 9 |  | 0 | 0 | 0 | 0 | 0 | 0 | 0 | #REF! | 0 | #REF! | #N/A |  | GB 81 82 | 118
[9 empty] | #N/A | #N/A | n | 0 |  | LCRA | -176.1851 |  | LCRA | 176.1851 | 8.1491 | 66.4074 | 0 | 0 | 0 | 0 | 0 | 0 | 0 | 0 | 0 | #N/A | #N/A | n | 0 | 000 | TxGenco | -5.2415 |  | TxGenco | 5.2415 | 6.3928 | 40.8673 |  | HOUSTON | 48874 | THW4 | 4 | YES | -0.33485 | 0 | 19 | 104 | 0 | 10 |  | 0 | 0 | 0 | 0 | 0 | 0 | 0 | #REF! | 0 | #REF! | #N/A |  | GB 83 84 | 128
[9 empty] | #N/A | #N/A | n | 0 |  | Orion | -5.36 |  | Orion | 5.36 | 0.24792 | 0.061462 | 0 | 0 | 0 | 0 | 0 | 0 | 0 | 0 | 0 | #N/A | #N/A | n | 0 | 000 | Austin Energy | -3.5269 |  | Austin Energy | 3.5269 | 4.3015 | 18.5028 |  | HOUSTON | 48875 | THW3 1 2 | B | YES | -0.33485 | 0 | 5 | 57 | 0 | 11 |  | 0 | 0 | 0 | 0 | 0 | 0 | 0 | #REF! | 0 | #REF! | #N/A |  | HOCG 1 2 | 26
[9 empty] | #N/A | #N/A | n | 0 |  | Quanum | 0 |  | Quanum | 0 | 0 | 0 | 0 | 0 | 0 | 0 | 0 | 0 | 0 | 0 | 0 | #N/A | #N/A | n | 0 | 000 | Calpine | 0 |  | Calpine | 0 | 0 | 0 |  | HOUSTON | 48875 | THW3 1 2 | A | YES | -0.33485 | 0 | 5 | 57 | 0 | 12 |  | 0 | 0 | 0 | 0 | 0 | 0 | 0 | #REF! | 0 | #REF! | #N/A |  | HOCG 3 4 | 26
[9 empty] | #N/A | #N/A | n | 0 |  | Sim Paper | 0 |  | Sim Paper | 0 | 0 | 0 | 0 | 0 | 0 | 0 | 0 | 0 | 0 | 0 | 0 | #N/A | #N/A | n | 0 | 000 | BTU | -12.6164 |  | BTU | 12.6164 | 15.3873 | 236.7699 |  | HOUSTON | 48881 | THW4 3 4 | H | YES | -0.33485 | 0 | 5 | 57 | 0 | 13 |  | 0 | 0 | 0 | 0 | 0 | 0 | 0 | #REF! | 0 | #REF! | #N/A |  | HOCG 5 6 | 26
[9 empty] | #N/A | #N/A | n | 0 |  | STEC | -9.574 |  | STEC | 9.574 | 0.44283 | 0.19609 | 0 | 0 | 0 | 0 | 0 | 0 | 0 | 0 | 0 | #N/A | #N/A | n | 0 | 000 | Public Service | -0.56513 |  | Public Service | 0.56513 | 0.68925 | 0.47507 |  | HOUSTON | 48881 | THW4 3 4 | G | YES | -0.33485 | 0 | 5 | 57 | 0 | 14 |  | 0 | 0 | 0 | 0 | 0 | 0 | 0 | #REF! | 0 | #REF! | #N/A |  | LIM1 | 766
[9 empty] | #N/A | #N/A | n | 0 |  | TXU | -747.1132 |  | TXU | 747.1132 | 34.5562 | 1194.1276 | 0 | 0 | 0 | 0 | 0 | 0 | 0 | 0 | 0 | #N/A | #N/A | n | 0 | 000 | Oklahoma | -0.42403 |  | Oklahoma | 0.42403 | 0.51716 | 0.26745 |  | HOUSTON | 48877 | THW3 3 4 | C | YES | -0.33485 | 0 | 5 | 57 | 0 | 15 |  | 0 | 0 | 0 | 0 | 0 | 0 | 0 | #REF! | 0 | #REF! | #N/A |  | LIM2 | 766
[9 empty] | #N/A | #N/A | n | 0 |  | Retired | 0 |  | Retired | 0 | 0 | 0 | 0 | 0 | 0 | 0 | 0 | 0 | 0 | 0 | 0 | #N/A | #N/A | n | 0 | 000 | CPS | -4.765 |  | CPS | 4.765 | 5.8116 | 33.7746 |  | HOUSTON | 48879 | THW4 1 2 | E | YES | -0.33485 | 0 | 5 | 57 | 0 | 16 |  | 0 | 0 | 0 | 0 | 0 | 0 | 0 | #REF! | 0 | #REF! | #N/A |  | PHR1 | 461
[9 empty] | #N/A | #N/A | n | 0 |  | Garland | -33.1398 |  | Garland | 33.1398 | 1.5328 | 2.3495 | 0 | 0 | 0 | 0 | 0 | 0 | 0 | 0 | 0 | #N/A | #N/A | n | 0 | 000 | Denton | -12.3838 |  | Denton | 12.3838 | 15.1037 | 228.1215 |  | HOUSTON | 48879 | THW4 1 2 | F | YES | -0.33485 | 0 | 5 | 57 | 0 | 17 |  | 0 | 0 | 0 | 0 | 0 | 0 | 0 | #REF! | 0 | #REF! | #N/A |  | PHR2 | 461
[9 empty] | #N/A | #N/A | n | 0 |  | Reliant Energy | -11.7999 |  | Reliant Energy | 11.7999 | 0.54578 | 0.29788 | 0 | 0 | 0 | 0 | 0 | 0 | 0 | 0 | 0 | #N/A | #N/A | n | 0 | 000 | Reliant Energy | 0 |  | Reliant Energy | 0 | 0 | 0 |  | HOUSTON | 48883 | THW21 | 2 | YES | -0.3332 | 0 | 0 | 13 | 0 | 18 |  | 0 | 0 | 0 | 0 | 0 | 0 | 0 | #REF! | 0 | #REF! | #N/A |  | PHR3 | 552
[9 empty] | #N/A | #N/A | n | 0 |  | Coral | -91.256 |  | Coral | 91.256 | 4.2209 | 17.8156 | 0 | 0 | 0 | 0 | 0 | 0 | 0 | 0 | 0 | #N/A | #N/A | n | 0 | 000 | Mirant | 0 |  | Mirant | 0 | 0 | 0 |  | HOUSTON | 48812 | SHLDNGT2 | 2 | YES | -0.32768 | 163.2 | 91.8 | 163.2 | 0 | 19 |  | 0 | 0 | 0 | 0 | 0 | 0 | 0 | #REF! | 0 | #REF! | #N/A |  | PHR4 | 739
[9 empty] | #N/A | #N/A | n | 0 |  | Brazos | -61.678 |  | Brazos | 61.678 | 2.8528 | 8.1384 | 0 | 0 | 0 | 0 | 0 | 0 | 0 | 0 | 0 | #N/A | #N/A | n | 0 | 000 | TEMI | 0 |  | TEMI | 0 | 0 | 0 |  | HOUSTON | 48813 | SHLDNGT3 | 3 | YES | -0.32768 | 163.2 | 91.8 | 163.2 | 0 | 20 |  | 0 | 0 | 0 | 0 | 0 | 0 | 0 | #REF! | 0 | #REF! | #N/A |  | SJSES_1 | 81
[9 empty] | #N/A | #N/A | n | 0 |  | Mirant | -40.72 |  | Mirant | 40.72 | 1.8834 | 3.5473 | 0 | 0 | 0 | 0 | 0 | 0 | 0 | 0 | 0 | #N/A | #N/A | n | 0 | 000 | ERCOT | 0 |  | ERCOT | 0 | 0 | 0 |  | HOUSTON | 48811 | SHLDNGT1 | 1 | YES | -0.32768 | 163.2 | 91.8 | 163.2 | 0 | 21 |  | 0 | 0 | 0 | 0 | 0 | 0 | 0 | #REF! | 0 | #REF! | #N/A |  | SJSES_2 | 81
[9 empty] | #N/A | #N/A | n | 0 |  | TEMI | -47.6 |  | TEMI | 47.6 | 2.2016 | 4.8472 | 0 | 0 | 0 | 0 | 0 | 0 | 0 | 0 | 0 | #N/A | #N/A | n | 0 | 000 | Mpower | 0 |  | Mpower | 0 | 0 | 0 |  | HOUSTON | 48814 | SHLDNST1 | 1 | YES | -0.32768 | 150 | 91.8 | 150 | 0 | 22 |  | 0 | 0 | 0 | 0 | 0 | 0 | 0 | #REF! | 0 | #REF! | #N/A |  | SRB1 | 174
[9 empty] | #N/A | #N/A | n | 0 |  | BPTX-2 | -79.025 |  | BPTX-2 | 79.025 | 3.6551 | 13.36 | 0 | 0 | 0 | 0 | 0 | 0 | 0 | 0 | 0 | #N/A | #N/A | n | 0 | 000 | BPTX-2 | 0 |  | BPTX-2 | 0 | 0 | 0 |  | HOUSTON | 48591 | CEC GT2 | 2 | YES | -0.32768 | 185 | 50 | 185 | 0 | 23 |  | 0 | 0 | 0 | 0 | 0 | 0 | 0 | #REF! | 0 | #REF! | #N/A |  | SRB2 | 174
[9 empty] | #N/A | #N/A | n | 0 |  | Mpower | -13.6 |  | Mpower | 13.6 | 0.62904 | 0.39569 | 0 | 0 | 0 | 0 | 0 | 0 | 0 | 0 | 0 | #N/A | #N/A | n | 0 | 000 | Coral | 0 |  | Coral | 0 | 0 | 0 |  | HOUSTON | 48598 | BTE ST1 | 4 | YES | -0.32524 | 210 | 60 | 210 | 0 | 24 |  | 0 | 0 | 0 | 0 | 0 | 0 | 0 | #REF! | 0 | #REF! | #N/A |  | SRB21 | 36
[9 empty] | #N/A | #N/A | n | 0 |  | TxGenco | -147.203 |  | TxGenco | 147.203 | 6.8086 | 46.3566 | 0 | 0 | 0 | 0 | 0 | 0 | 0 | 0 | 0 | #N/A | #N/A | n | 0 | 000 | Retired | 0 |  | Retired | 0 | 0 | 0 |  | HOUSTON | 48595 | BTE GT1 | 1 | YES | -0.32524 | 180 | 130 | 180 | 0 | 25 |  | 0 | 0 | 0 | 0 | 0 | 0 | 0 | #REF! | 0 | #REF! | #N/A |  | SRB3 | 230
[9 empty] | #N/A | #N/A | n | 0 |  | Austin Energy | -12.5269 |  | Austin Energy | 12.5269 | 0.5794 | 0.33571 | 0 | 0 | 0 | 0 | 0 | 0 | 0 | 0 | 0 | #N/A | #N/A | n | 0 | 000 | FPLE | 0 |  | FPLE | 0 | 0 | 0 |  | HOUSTON | 48597 | BTE GT3 | 3 | YES | -0.32524 | 180 | 130 | 180 | 0 | 26 |  | 0 | 0 | 0 | 0 | 0 | 0 | 0 | #REF! | 0 | #REF! | #N/A |  | SRB4 | 230
[9 empty] | #N/A | #N/A | n | 0 |  | Constellation | -53.46 |  | Constellation | 53.46 | 2.4727 | 6.1141 | 0 | 0 | 0 | 0 | 0 | 0 | 0 | 0 | 0 | #N/A | #N/A | n | 0 | 000 | Orion | 0 |  | Orion | 0 | 0 | 0 |  | HOUSTON | 48596 | BTE GT2 | 2 | YES | -0.32524 | 180 | 130 | 180 | 0 | 27 |  | 0 | 0 | 0 | 0 | 0 | 0 | 0 | #REF! | 0 | #REF! | #N/A |  | STP1 | 385
[9 empty] | #N/A | #N/A | n | 0 |  | ANP | -117.933 |  | ANP | 117.933 | 5.4547 | 29.7542 | 0 | 0 | 0 | 0 | 0 | 0 | 0 | 0 | 0 | #N/A | #N/A | n | 0 | 000 | Constellation | 0 |  | Constellation | 0 | 0 | 0 |  | HOUSTON | 48583 | CB 3 | 3 | YES | -0.32485 | 722 | 283 | 760 | 0 | 28 |  | 0 | 0 | 0 | 0 | 0 | 0 | 0 | #REF! | 0 | #REF! | #N/A |  | STP2 | 385
[9 empty] | #N/A | #N/A | n | 0 |  | Tractebel | 0 |  | Tractebel | 0 | 0 | 0 | 0 | 0 | 0 | 0 | 0 | 0 | 0 | 0 | 0 | #N/A | #N/A | n | 0 | 000 | ANP | 0 |  | ANP | 0 | 0 | 0 |  | HOUSTON | 48690 | GB 5 | 5 | YES | -0.32404 | 0 | 81 | 406 | 0 | 29 |  | 0 | 0 | 0 | 0 | 0 | 0 | 0 | #REF! | 0 | #REF! | #N/A |  | THW2 | 229
[9 empty] | #N/A | #N/A | n | 0 |  | Tenaska-Oxy | 0 |  | Tenaska-Oxy | 0 | 0 | 0 | 0 | 0 | 0 | 0 | 0 | 0 | 0 | 0 | 0 | #N/A | #N/A | n | 0 | 000 | Tenaska | 0 |  | Tenaska | 0 | 0 | 0 |  | HOUSTON | 48581 | CB 1 | 1 | YES | -0.32331 | 0 | 108 | 750 | 0 | 30 |  | 0 | 0 | 0 | 0 | 0 | 0 | 0 | #REF! | 0 | #REF! | #N/A |  | THW21 | 13
[9 empty] | #N/A | #N/A | n | 0 |  | Tenaska | -34.2216 |  | Tenaska | 34.2216 | 1.5828 | 2.5054 | 0 | 0 | 0 | 0 | 0 | 0 | 0 | 0 | 0 | #N/A | #N/A | n | 0 | 000 | Fulcrum | 0 |  | Fulcrum | 0 | 0 | 0 |  | HOUSTON | 48651 | EP1 | 1 | YES | -0.32309 | 5 | 0 | 5 | 0 | 31 |  | 0 | 0 | 0 | 0 | 0 | 0 | 0 | #REF! | 0 | #REF! | #N/A |  | THW3 | 104
[9 empty] | #N/A | #N/A | n | 0 |  | Calpine | -90.628 |  | Calpine | 90.628 | 4.1918 | 17.5713 | 0 | 0 | 0 | 0 | 0 | 0 | 0 | 0 | 0 | #N/A | #N/A | n | 0 | 000 | Dynegy | 0 |  | Dynegy | 0 | 0 | 0 |  | HOUSTON | 48815 | SHLDNGT4 | 5 | YES | -0.32276 | 163.2 | 91.8 | 163.2 | 0 | 32 |  | 0 | 0 | 0 | 0 | 0 | 0 | 0 | #REF! | 0 | #REF! | #N/A |  | THW3 1 2 | 114
[9 empty] | #N/A | #N/A | n | 0 |  | GBRA | 0 |  | GBRA | 0 | 0 | 0 | 0 | 0 | 0 | 0 | 0 | 0 | 0 | 0 | 0 | #N/A | #N/A | n | 0 | 000 | Frontera | 0 |  | Frontera | 0 | 0 | 0 |  | HOUSTON | 48791 | PWR1 | 1 | YES | -0.32272 | 84 | 20.8 | 84.9 | 0 | 33 |  | 0 | 0 | 0 | 0 | 0 | 0 | 0 | #REF! | 0 | #REF! | #N/A |  | THW3 3 4 | 114
[9 empty] | #N/A | #N/A | n | 0 |  | Fulcrum | -4.788 |  | Fulcrum | 4.788 | 0.22146 | 0.049044 | 0 | 0 | 0 | 0 | 0 | 0 | 0 | 0 | 0 | #N/A | #N/A | n | 0 | 000 | Exelon | 0 |  | Exelon | 0 | 0 | 0 |  | HOUSTON | 48794 | PWR4 | 4 | YES | -0.32272 | 84 | 20.3 | 84.9 | 0 | 34 |  | 0 | 0 | 0 | 0 | 0 | 0 | 0 | #REF! | 0 | #REF! | #N/A |  | THW4 | 104
[9 empty] | #N/A | #N/A | n | 0 |  | Frontera | -32.949 |  | Frontera | 32.949 | 1.524 | 2.3225 | 0 | 0 | 0 | 0 | 0 | 0 | 0 | 0 | 0 | #N/A | #N/A | n | 0 | 000 | BPTX-1 | 0 |  | BPTX-1 | 0 | 0 | 0 |  | HOUSTON | 48792 | PWR2 | 2 | YES | -0.32272 | 84 | 20.3 | 84.9 | 0 | 35 |  | 0 | 0 | 0 | 0 | 0 | 0 | 0 | #REF! | 0 | #REF! | #N/A |  | THW4 1 2 | 114
[9 empty] | #N/A | #N/A | n | 0 |  | CPSP | 0 |  | CPSP | 0 | 0 | 0 | 0 | 0 | 0 | 0 | 0 | 0 | 0 | 0 | 0 | #N/A | #N/A | n | 0 | 000 | Champion | 0 |  | Champion | 0 | 0 | 0 |  | HOUSTON | 48797 | PWR8 | 8 | YES | -0.32272 | 65 | 34.5 | 72 | 0 | 36 |  | 0 | 0 | 0 | 0 | 0 | 0 | 0 | #REF! | 0 | #REF! | #N/A |  | THW4 3 4 | 114
[9 empty] | #N/A | #N/A | n | 0 |  | Dynegy | -23.31 |  | Dynegy | 23.31 | 1.0782 | 1.1624 | 0 | 0 | 0 | 0 | 0 | 0 | 0 | 0 | 0 | #N/A | #N/A | n | 0 | 000 | CPSB | 0 |  | CPSB | 0 | 0 | 0 |  | HOUSTON | 48796 | PWR6 | 6 | YES | -0.32272 | 110 | 43.1 | 130.5 | 0 | 37 |  | 0 | 0 | 0 | 0 | 0 | 0 | 0 | #REF! | 0 | #REF! | #N/A |  | THW5 1 2 | 116
[9 empty] | #N/A | #N/A | n | 0 |  | BPTX-1 | -3.339 |  | BPTX-1 | 3.339 | 0.15444 | 0.023851 | 0 | 0 | 0 | 0 | 0 | 0 | 0 | 0 | 0 | #N/A | #N/A | n | 0 | 000 | Quanum | 0 |  | Quanum | 0 | 0 | 0 |  | HOUSTON | 48795 | PWR5 | 5 | YES | -0.32272 | 84 | 20.3 | 84.9 | 0 | 38 |  | 0 | 0 | 0 | 0 | 0 | 0 | 0 | #REF! | 0 | #REF! | #N/A |  | THW5 3 4 | 116
[9 empty] | #N/A | #N/A | n | 0 |  | BTU | -17.0264 |  | BTU | 17.0264 | 0.78752 | 0.62019 | 0 | 0 | 0 | 0 | 0 | 0 | 0 | 0 | 0 | #N/A | #N/A | n | 0 | 000 | Amoco | 0 |  | Amoco | 0 | 0 | 0 |  | HOUSTON | 48793 | PWR3 | 3 | YES | -0.32272 | 84 | 20.3 | 84.9 | 0 | 39 |  | 0 | 0 | 0 | 0 | 0 | 0 | 0 | #REF! | 0 | #REF! | #N/A |  | THW5 5 6 | 116
[9 empty] | #N/A | #N/A | n | 0 |  | Exelon | -18.9 |  | Exelon | 18.9 | 0.87418 | 0.76419 | 0 | 0 | 0 | 0 | 0 | 0 | 0 | 0 | 0 | #N/A | #N/A | n | 0 | 000 | GBRA | 0 |  | GBRA | 0 | 0 | 0 |  | HOUSTON | 48590 | CHM1 | 1 | YES | -0.32271 | 0 | 0 | 65 | 0 | 40 |  | 0 | 0 | 0 | 0 | 0 | 0 | 0 | #REF! | 0 | #REF! | #N/A |  | WAP1 | 174
[9 empty] | #N/A | #N/A | n | 0 |  | Public Service | -7.979 |  | Public Service | 7.979 | 0.36905 | 0.1362 | 0 | 0 | 0 | 0 | 0 | 0 | 0 | 0 | 0 | #N/A | #N/A | n | 0 | 000 | CPSP | 0 |  | CPSP | 0 | 0 | 0 |  | HOUSTON | 48582 | CB 2 | 2 | YES | -0.3226 | 0 | 110 | 750 | 0 | 41 |  | 0 | 0 | 0 | 0 | 0 | 0 | 0 | #REF! | 0 | #REF! | #N/A |  | WAP2 | 174
[9 empty] | #N/A | #N/A | n | 0 |  | Oklahoma | -5.9868 |  | Oklahoma | 5.9868 | 0.27691 | 0.076678 | 0 | 0 | 0 | 0 | 0 | 0 | 0 | 0 | 0 | #N/A | #N/A | n | 0 | 000 | Tenaska-Oxy | 0 |  | Tenaska-Oxy | 0 | 0 | 0 |  | HOUSTON | 49828 | EXN941GT | 10 | YES | -0.32184 | 19.7 | -9999 | 50 | 0 | 42 |  | 0 | 0 | 0 | 0 | 0 | 0 | 0 | #REF! | 0 | #REF! | #N/A |  | WAP21 | 13
[9 empty] | #N/A | #N/A | n | 0 |  | CPS | -4.765 |  | CPS | 4.765 | 0.2204 | 0.048575 | 0 | 0 | 0 | 0 | 0 | 0 | 0 | 0 | 0 | #N/A | #N/A | n | 0 | 000 | Sim Paper | 0 |  | Sim Paper | 0 | 0 | 0 |  | HOUSTON | 49824 | EXN935GT | 8 | YES | -0.32184 | 11.7 | -9999 | 50 | 0 | 43 |  | 0 | 0 | 0 | 0 | 0 | 0 | 0 | #REF! | 0 | #REF! | #N/A |  | WAP3 | 278
[9 empty] | #N/A | #N/A | n | 0 |  | Denton | -12.3838 |  | Denton | 12.3838 | 0.57279 | 0.32809 | 0 | 0 | 0 | 0 | 0 | 0 | 0 | 0 | 0 | #N/A | #N/A | n | 0 | 000 | Tractebel | 0 |  | Tractebel | 0 | 0 | 0 |  | HOUSTON | 49825 | EXN937GT | 6 | YES | -0.32184 | 12.9 | -9999 | 50 | 0 | 44 |  | 0 | 0 | 0 | 0 | 0 | 0 | 0 | #REF! | 0 | #REF! | #N/A |  | WAP4 | 552
[9 empty] | #N/A | #N/A | n | 0 |  | Grand Total | -2162.0265 |  | Grand Total | 2162.0265 | 0 | 0 | 0 | 0 | 0 | 0 | 0 | 0 | 0 | 0 | 0 | #N/A | #N/A | n | 0 | 000 | Grand Total | -81.992 |  | Grand Total | 81.992 | 0 | 0 |  | HOUSTON | 49832 | EXN945GT | 9 | YES | -0.32184 | 33.2 | -9999 | 50 | 0 | 45 |  | 0 | 0 | 0 | 0 | 0 | 0 | 0 | #REF! | 0 | #REF! | #N/A |  | WAP5 | 700
[9 empty] | #N/A | #N/A | n | 0 |  |  |  |  | 0 | 0 | 0 | 0 | 0 | 0 | 0 | 0 | 0 | 0 | 0 | 0 | 0 | #N/A | #N/A | n | 0 | 000 |  |  |  | 0 | 0 | 0 | 0 |  | HOUSTON | 49824 | EXN935GT | 7 | YES | -0.32184 | 12.9 | -9999 | 50 | 0 | 46 |  | 0 | 0 | 0 | 0 | 0 | 0 | 0 | #REF! | 0 | #REF! | #N/A |  | WAP6 | 700
[9 empty] | #N/A | #N/A | n | 0 |  |  |  |  | 0 | 0 | 0 | 0 | 0 | 0 | 0 | 0 | 0 | 0 | 0 | 0 | 0 | #N/A | #N/A | n | 0 | 000 |  |  |  | 0 | 0 | 0 | 0 |  | HOUSTON | 49826 | EXN938GT | 5 | YES | -0.32184 | 33.2 | -9999 | 50 | 0 | 47 |  | 0 | 0 | 0 | 0 | 0 | 0 | 0 | #REF! | 0 | #REF! | #N/A |  | WAP7 | 597
[9 empty] | #N/A | #N/A | n | 0 |  |  |  |  | 0 | 0 | 0 | 0 | 0 | 0 | 0 | 0 | 0 | 0 | 0 | 0 | 0 | #N/A | #N/A | n | 0 | 000 |  |  |  | 0 | 0 | 0 | 0 |  | HOUSTON | 49803 | EXN 15GT | 1 | YES | -0.32184 | 30.1 | -9999 | 50 | 0 | 48 |  | 0 | 0 | 0 | 0 | 0 | 0 | 0 | #REF! | 0 | #REF! | #N/A |  | WAP8 | 595
[9 empty] | #N/A | #N/A | n | 0 |  |  |  |  | 0 | 0 | 0 | 0 | 0 | 0 | 0 | 0 | 0 | 0 | 0 | 0 | 0 | #N/A | #N/A | n | 0 | 000 |  |  |  | 0 | 0 | 0 | 0 |  | HOUSTON | 49831 | EXN944GT | 13 | YES | -0.32184 | 19.7 | -9999 | 50 | 0 | 49 |  | 0 | 0 | 0 | 0 | 0 | 0 | 0 | #REF! | 0 | #REF! | #N/A |  | WEB21 | 13
[9 empty] | #N/A | #N/A | n | 0 |  |  |  |  | 0 | 0 | 0 | 0 | 0 | 0 | 0 | 0 | 0 | 0 | 0 | 0 | 0 | #N/A | #N/A | n | 0 | 000 |  |  |  | 0 | 0 | 0 | 0 |  | HOUSTON | 49837 | EXN GT | 4 | YES | -0.32184 | 76.9 | -9999 | 100 | 0 | 50 |  | 0 | 0 | 0 | 0 | 0 | 0 | 0 | #REF! | 0 | #REF! | #N/A |  | WEB3 | 374
[9 empty] | #N/A | #N/A | n | 0 |  |  |  |  | 0 | 0 | 0 | 0 | 0 | 0 | 0 | 0 | 0 | 0 | 0 | 0 | 0 | #N/A | #N/A | n | 0 | 000 |  |  |  | 0 | 0 | 0 | 0 |  | HOUSTON | 49805 | EXN 17GT | 3 | YES | -0.32184 | 30.1 | -9999 | 50 | 0 | 51 |  | 0 | 0 | 0 | 0 | 0 | 0 | 0 | #REF! | 0 | #REF! | #N/A | Texas Genco Total |  | 14217
[9 empty] | #N/A | #N/A | n | 0 |  |  |  |  | 0 | 0 | 0 | 0 | 0 | 0 | 0 | 0 | 0 | 0 | 0 | 0 | 0 | #N/A | #N/A | n | 0 | 000 |  |  |  | 0 | 0 | 0 | 0 |  | HOUSTON | 49830 | EXN943GT | 12 | YES | -0.32184 | 19.7 | -9999 | 50 | 0 | 52 |  | 0 | 0 | 0 | 0 | 0 | 0 | 0 | #REF! | 0 | #REF! | #N/A | TXU | BBRN 1 G | 575
[9 empty] | #N/A | #N/A | n | 0 |  |  |  |  | 0 | 0 | 0 | 0 | 0 | 0 | 0 | 0 | 0 | 0 | 0 | 0 | 0 | #N/A | #N/A | n | 0 | 000 |  |  |  | 0 | 0 | 0 | 0 |  | HOUSTON | 49804 | EXN 16GT | 2 | YES | -0.32184 | 30.1 | -9999 | 50 | 0 | 53 |  | 0 | 0 | 0 | 0 | 0 | 0 | 0 | #REF! | 0 | #REF! | #N/A |  | BBRN 2 G | 587
[9 empty] | #N/A | #N/A | n | 0 |  |  |  |  | 0 | 0 | 0 | 0 | 0 | 0 | 0 | 0 | 0 | 0 | 0 | 0 | 0 | #N/A | #N/A | n | 0 | 000 |  |  |  | 0 | 0 | 0 | 0 |  | HOUSTON | 49829 | EXN942GT | 11 | YES | -0.32184 | 19.7 | -9999 | 50 | 0 | 54 |  | 0 | 0 | 0 | 0 | 0 | 0 | 0 | #REF! | 0 | #REF! | #N/A |  | CMPK 1 G | 1150
[9 empty] | #N/A | #N/A | n | 0 |  |  |  |  | 0 | 0 | 0 | 0 | 0 | 0 | 0 | 0 | 0 | 0 | 0 | 0 | 0 | #N/A | #N/A | n | 0 | 000 |  |  |  | 0 | 0 | 0 | 0 |  | HOUSTON | 48810 | QNM1 | 1 | YES | -0.32147 | 3.3 | 0 | 5 | 0 | 55 |  | 0 | 0 | 0 | 0 | 0 | 0 | 0 | #REF! | 0 | #REF! | #N/A |  | CMPK 2 G | 1150
[9 empty] | #N/A | #N/A | n | 0 |  |  |  |  | 0 | 0 | 0 | 0 | 0 | 0 | 0 | 0 | 0 | 0 | 0 | 0 | 0 | #N/A | #N/A | n | 0 | 000 |  |  |  | 0 | 0 | 0 | 0 |  | HOUSTON | 48693 | GB 83 84 | E | YES | -0.32135 | 0 | 20 | 64 | 0 | 56 |  | 0 | 0 | 0 | 0 | 0 | 0 | 0 | #REF! | 0 | #REF! | #N/A |  | COLL1 G | 153
[9 empty] | #N/A | #N/A | n | 0 |  |  |  |  | 0 | 0 | 0 | 0 | 0 | 0 | 0 | 0 | 0 | 0 | 0 | 0 | 0 | #N/A | #N/A | n | 0 | 000 |  |  |  | 0 | 0 | 0 | 0 |  | HOUSTON | 48693 | GB 83 84 | F | YES | -0.32135 | 0 | 20 | 64 | 0 | 57 |  | 0 | 0 | 0 | 0 | 0 | 0 | 0 | #REF! | 0 | #REF! | #N/A |  | DEC 1 G | 818
[9 empty] | #N/A | #N/A | n | 0 |  |  |  |  | 0 | 0 | 0 | 0 | 0 | 0 | 0 | 0 | 0 | 0 | 0 | 0 | 0 | #N/A | #N/A | n | 0 | 000 |  |  |  | 0 | 0 | 0 | 0 |  | HOUSTON | 48692 | GB 81 82 | C | YES | -0.32135 | 0 | 20 | 54 | 0 | 58 |  | 0 | 0 | 0 | 0 | 0 | 0 | 0 | #REF! | 0 | #REF! | #N/A |  | DECT A G | 70
[9 empty] | #N/A | #N/A | n | 0 |  |  |  |  | 0 | 0 | 0 | 0 | 0 | 0 | 0 | 0 | 0 | 0 | 0 | 0 | 0 | #N/A | #N/A | n | 0 | 000 |  |  |  | 0 | 0 | 0 | 0 |  | HOUSTON | 48692 | GB 81 82 | D | YES | -0.32135 | 0 | 20 | 64 | 0 | 59 |  | 0 | 0 | 0 | 0 | 0 | 0 | 0 | #REF! | 0 | #REF! | #N/A |  | DECT B G | 70
[9 empty] | #N/A | #N/A | n | 0 |  |  |  |  | 0 | 0 | 0 | 0 | 0 | 0 | 0 | 0 | 0 | 0 | 0 | 0 | 0 | #N/A | #N/A | n | 0 | 000 |  |  |  |  | 0 | 0 | 0 |  | HOUSTON | 48691 | GB 73 74 | A | YES | -0.32135 | 0 | 20 | 54 | 0 | 60 |  | 0 | 0 | 0 | 0 | 0 | 0 | 0 | #REF! | 0 | #REF! | #N/A |  | DECT C G | 70
[9 empty] | #N/A | #N/A | n | 0 |  |  |  |  | 0 | 0 | 0 | 0 | 0 | 0 | 0 | 0 | 0 | 0 | 0 | 0 | 0 | #N/A | #N/A | n | 0 | 000 |  |  |  |  | 0 | 0 | 0 |  | HOUSTON | 48691 | GB 73 74 | B | YES | -0.32135 | 0 | 20 | 54 | 0 | 61 |  | 0 | 0 | 0 | 0 | 0 | 0 | 0 | #REF! | 0 | #REF! | #N/A |  | DECT D G | 70
[9 empty] | #N/A | #N/A | n | 0 |  |  |  |  | 0 | 0 | 0 | 0 | 0 | 0 | 0 | 0 | 0 | 0 | 0 | 0 | 0 | #N/A | #N/A | n | 0 | 000 |  |  |  |  | 0 | 0 | 0 |  | HOUSTON | 48513 | APRO3 | 3 | YES | -0.32122 | 0 | 0 | 38.5 | 0 | 62 |  | 0 | 0 | 0 | 0 | 0 | 0 | 0 | #REF! | 0 | #REF! | #N/A |  | EGMT1 G | 115
[9 empty] | #N/A | #N/A | n | 0 |  |  |  |  | 0 | 0 | 0 | 0 | 0 | 0 | 0 | 0 | 0 | 0 | 0 | 0 | 0 | #N/A | #N/A | n | 0 | 000 |  |  |  |  | 0 | 0 | 0 |  | HOUSTON | 48514 | APRO4 | 4 | YES | -0.32122 | 0 | 0 | 38.5 | 0 | 63 |  | 0 | 0 | 0 | 0 | 0 | 0 | 0 | #REF! | 0 | #REF! | #N/A |  | EGMT2 G | 175
[9 empty] | #N/A | #N/A | n | 0 |  |  |  |  | 0 | 0 | 0 | 0 | 0 | 0 | 0 | 0 | 0 | 0 | 0 | 0 | 0 | #N/A | #N/A | n | 0 | 000 |  |  |  |  | 0 | 0 | 0 |  | HOUSTON | 48511 | APRO1 | 1 | YES | -0.32122 | 0 | 0 | 38.5 | 0 | 64 |  | 0 | 0 | 0 | 0 | 0 | 0 | 0 | #REF! | 0 | #REF! | #N/A |  | EGMT3 G | 375
[9 empty] | #N/A | #N/A | n | 0 |  |  |  |  | 0 | 0 | 0 | 0 | 0 | 0 | 0 | 0 | 0 | 0 | 0 | 0 | 0 | #N/A | #N/A | n | 0 | 000 |  |  |  |  | 0 | 0 | 0 |  | HOUSTON | 48512 | APRO2 | 2 | YES | -0.32122 | 0 | 0 | 38.5 | 0 | 65 |  | 0 | 0 | 0 | 0 | 0 | 0 | 0 | #REF! | 0 | #REF! | #N/A |  | GRAM 1 G | 240
[9 empty] | #N/A | #N/A | n | 0 |  |  |  |  | 0 | 0 | 0 | 0 | 0 | 0 | 0 | 0 | 0 | 0 | 0 | 0 | 0 | #N/A | #N/A | n | 0 | 000 |  |  |  |  | 0 | 0 | 0 |  | HOUSTON | 48594 | CEC ST-1 | 4 | YES | -0.32108 | 170 | 60 | 170 | 0 | 66 |  | 0 | 0 | 0 | 0 | 0 | 0 | 0 | #REF! | 0 | #REF! | #N/A |  | GRAM 2 G | 390
[9 empty] | #N/A | #N/A | n | 0 |  |  |  |  | 0 | 0 | 0 | 0 | 0 | 0 | 0 | 0 | 0 | 0 | 0 | 0 | 0 | #N/A | #N/A | n | 0 | 000 |  |  |  |  | 0 | 0 | 0 |  | HOUSTON | 48593 | CEC GT1 | 1 | YES | -0.32108 | 185 | 50 | 185 | 0 | 67 |  | 0 | 0 | 0 | 0 | 0 | 0 | 0 | #REF! | 0 | #REF! | #N/A |  | LCRK 1 G | 87
[9 empty] | #N/A | #N/A | n | 0 |  |  |  |  | 0 | 0 | 0 | 0 | 0 | 0 | 0 | 0 | 0 | 0 | 0 | 0 | 0 | #N/A | #N/A | n | 0 | 000 |  |  |  |  | 0 | 0 | 0 |  | HOUSTON | 48500 | AES1 | 1 | YES | -0.32093 | 150 | 54.6 | 150 | 0 | 68 |  | 0 | 0 | 0 | 0 | 0 | 0 | 0 | #REF! | 0 | #REF! | #N/A |  | LCRK 2 G | 230
[9 empty] | #N/A | #N/A | n | 0 |  |  |  |  | 0 | 0 | 0 | 0 | 0 | 0 | 0 | 0 | 0 | 0 | 0 | 0 | 0 | #N/A | #N/A | n | 0 | 000 |  |  |  |  | 0 | 0 | 0 |  | HOUSTON | 48854 | SRB4 | 4 | YES | -0.32092 | 0 | 35 | 230 | 0 | 69 |  | 0 | 0 | 0 | 0 | 0 | 0 | 0 | #REF! | 0 | #REF! | #N/A |  | LKHB 1 G | 393
[9 empty] | #N/A | #N/A | n | 0 |  |  |  |  | 0 | 0 | 0 | 0 | 0 | 0 | 0 | 0 | 0 | 0 | 0 | 0 | 0 | #N/A | #N/A | n | 0 | 000 |  |  |  |  | 0 | 0 | 0 |  | HOUSTON | 48821 | SHELL_ | 2 | YES | -0.32062 | 88 | 34.5 | 88 | 0 | 70 |  | 0 | 0 | 0 | 0 | 0 | 0 | 0 | #REF! | 0 | #REF! | #N/A |  | LKHB 2 G | 528
[9 empty] | #N/A | #N/A | n | 0 |  |  |  |  | 0 | 0 | 0 | 0 | 0 | 0 | 0 | 0 | 0 | 0 | 0 | 0 | 0 | #N/A | #N/A | n | 0 | 000 |  |  |  |  | 0 | 0 | 0 |  | HOUSTON | 48820 | SHELL_ | 1 | YES | -0.32062 | 88 | 34.5 | 88 | 0 | 71 |  | 0 | 0 | 0 | 0 | 0 | 0 | 0 | #REF! | 0 | #REF! | #N/A |  | MORGAN5G | 175
[9 empty] | #N/A | #N/A | n | 0 |  |  |  |  | 0 | 0 | 0 | 0 | 0 | 0 | 0 | 0 | 0 | 0 | 0 | 0 | 0 | #N/A | #N/A | n | 0 | 000 |  |  |  |  | 0 | 0 | 0 |  | HOUSTON | 48822 | SHL_CPS | 2 | YES | -0.32062 | 46 | 0 | 46 | 0 | 72 |  | 0 | 0 | 0 | 0 | 0 | 0 | 0 | #REF! | 0 | #REF! | #N/A |  | MOSES1 G | 565
[9 empty] | #N/A | #N/A | n | 0 |  |  |  |  | 0 | 0 | 0 | 0 | 0 | 0 | 0 | 0 | 0 | 0 | 0 | 0 | 0 | #N/A | #N/A | n | 0 | 000 |  |  |  |  | 0 | 0 | 0 |  | HOUSTON | 48822 | SHL_CPS | 1 | YES | -0.32062 | 46 | 0 | 46 | 0 | 73 |  | 0 | 0 | 0 | 0 | 0 | 0 | 0 | #REF! | 0 | #REF! | #N/A |  | MOSES2 G | 565
[9 empty] | #N/A | #N/A | n | 0 |  |  |  |  | 0 | 0 | 0 | 0 | 0 | 0 | 0 | 0 | 0 | 0 | 0 | 0 | 0 | #N/A | #N/A | n | 0 | 000 |  |  |  |  | 0 | 0 | 0 |  | HOUSTON | 48611 | DIB1 | 1 | YES | -0.32057 | 74.9 | 0 | 74.9 | 0 | 74 |  | 0 | 0 | 0 | 0 | 0 | 0 | 0 | #REF! | 0 | #REF! | #N/A |  | MOSES3 G | 780
[9 empty] | #N/A | #N/A | n | 0 |  |  |  |  | 0 | 0 | 0 | 0 | 0 | 0 | 0 | 0 | 0 | 0 | 0 | 0 | 0 | #N/A | #N/A | n | 0 | 000 |  |  |  |  | 0 | 0 | 0 |  | HOUSTON | 48902 | TID2 | 2 | YES | -0.32057 | 45.6 | 15 | 77.2 | 0 | 75 |  | 0 | 0 | 0 | 0 | 0 | 0 | 0 | #REF! | 0 | #REF! | #N/A |  | MRGN 6 G | 511
[9 empty] | #N/A | #N/A | n | 0 |  |  |  |  | 0 | 0 | 0 | 0 | 0 | 0 | 0 | 0 | 0 | 0 | 0 | 0 | 0 | #N/A | #N/A | n | 0 | 000 |  |  |  |  | 0 | 0 | 0 |  | HOUSTON | 48613 | DIB3 | 3 | YES | -0.32057 | 75 | 0 | 75 | 0 | 76 |  | 0 | 0 | 0 | 0 | 0 | 0 | 0 | #REF! | 0 | #REF! | #N/A |  | MRGN A G | 70
[9 empty] | #N/A | #N/A | n | 0 |  |  |  |  | 0 | 0 | 0 | 0 | 0 | 0 | 0 | 0 | 0 | 0 | 0 | 0 | 0 | #N/A | #N/A | n | 0 | 000 |  |  |  |  | 0 | 0 | 0 |  | HOUSTON | 48901 | TID1 | 1 | YES | -0.32057 | 45 | 0 | 45 | 0 | 77 |  | 0 | 0 | 0 | 0 | 0 | 0 | 0 | #REF! | 0 | #REF! | #N/A |  | MRGN B G | 70
[9 empty] | #N/A | #N/A | n | 0 |  |  |  |  | 0 | 0 | 0 | 0 | 0 | 0 | 0 | 0 | 0 | 0 | 0 | 0 | 0 | #N/A | #N/A | n | 0 | 000 |  |  |  |  | 0 | 0 | 0 |  | HOUSTON | 48612 | DIB2 | 2 | YES | -0.32057 | 74.9 | 0 | 74.9 | 0 | 78 |  | 0 | 0 | 0 | 0 | 0 | 0 | 0 | #REF! | 0 | #REF! | #N/A |  | MRGN C G | 70
[9 empty] | #N/A | #N/A | n | 0 |  |  |  |  | 0 | 0 | 0 | 0 | 0 | 0 | 0 | 0 | 0 | 0 | 0 | 0 | 0 | #N/A | #N/A | n | 0 | 000 |  |  |  |  | 0 | 0 | 0 |  | HOUSTON | 48845 | SOL1 | 1 | YES | -0.32038 | 16.2 | 15.4 | 16.2 | 0 | 79 |  | 0 | 0 | 0 | 0 | 0 | 0 | 0 | #REF! | 0 | #REF! | #N/A |  | MRGN D G | 70
[9 empty] | #N/A | #N/A | n | 0 |  |  |  |  | 0 | 0 | 0 | 0 | 0 | 0 | 0 | 0 | 0 | 0 | 0 | 0 | 0 | #N/A | #N/A | n | 0 | 000 |  |  |  |  | 0 | 0 | 0 |  | HOUSTON | 48741 | PAS2GT2 | 1 | YES | -0.32017 | 180 | 50 | 174 | 0 | 80 |  | 0 | 0 | 0 | 0 | 0 | 0 | 0 | #REF! | 0 | #REF! | #N/A |  | MRGN E G | 70
[9 empty] | #N/A | #N/A | n | 0 |  |  |  |  | 0 | 0 | 0 | 0 | 0 | 0 | 0 | 0 | 0 | 0 | 0 | 0 | 0 | #N/A | #N/A | n | 0 | 000 |  |  |  |  | 0 | 0 | 0 |  | HOUSTON | 48740 | PAS2ST2 | 1 | YES | -0.32017 | 166 | 60 | 176.2 | 0 | 81 |  | 0 | 0 | 0 | 0 | 0 | 0 | 0 | #REF! | 0 | #REF! | #N/A |  | MRGN F G | 70
[9 empty] | #N/A | #N/A | n | 0 |  |  |  |  | 0 | 0 | 0 | 0 | 0 | 0 | 0 | 0 | 0 | 0 | 0 | 0 | 0 | #N/A | #N/A | n | 0 | 000 |  |  |  |  | 0 | 0 | 0 |  | HOUSTON | 48742 | PAS2GT3 | 1 | YES | -0.32017 | 180 | 50 | 174 | 0 | 82 |  | 0 | 0 | 0 | 0 | 0 | 0 | 0 | #REF! | 0 | #REF! | #N/A |  | MTNLK 1G | 750
[9 empty] | #N/A | #N/A | n | 0 |  |  |  |  | 0 | 0 | 0 | 0 | 0 | 0 | 0 | 0 | 0 | 0 | 0 | 0 | 0 | #N/A | #N/A | n | 0 | 000 |  |  |  |  | 0 | 0 | 0 |  | HOUSTON | 48853 | SRB3 | 3 | YES | -0.32014 | 0 | 35 | 230 | 0 | 83 |  | 0 | 0 | 0 | 0 | 0 | 0 | 0 | #REF! | 0 | #REF! | #N/A |  | MTNLK 2G | 785
[9 empty] | #N/A | #N/A | n | 0 |  |  |  |  | 0 | 0 | 0 | 0 | 0 | 0 | 0 | 0 | 0 | 0 | 0 | 0 | 0 | #N/A | #N/A | n | 0 | 000 |  |  |  |  | 0 | 0 | 0 |  | HOUSTON | 48551 | CALGT1 | 1 | YES | -0.32007 | 163.9 | 0 | 173.4 | 0 | 84 |  | 0 | 0 | 0 | 0 | 0 | 0 | 0 | #REF! | 0 | #REF! | #N/A |  | MTNLK 3G | 750
[9 empty] | #N/A | #N/A | n | 0 |  |  |  |  | 0 | 0 | 0 | 0 | 0 | 0 | 0 | 0 | 0 | 0 | 0 | 0 | 0 | #N/A | #N/A | n | 0 | 000 |  |  |  |  | 0 | 0 | 0 |  | HOUSTON | 48552 | CALST1 | 2 | YES | -0.32007 | 86 | 0 | 87.5 | 0 | 85 |  | 0 | 0 | 0 | 0 | 0 | 0 | 0 | #REF! | 0 | #REF! | #N/A |  | NLK 1 G | 175
[9 empty] | #N/A | #N/A | n | 0 |  |  |  |  | 0 | 0 | 0 | 0 | 0 | 0 | 0 | 0 | 0 | 0 | 0 | 0 | 0 | #N/A | #N/A | n | 0 | 000 |  |  |  |  | 0 | 0 | 0 |  | HOUSTON | 48851 | SRB1 | 1 | YES | -0.32006 | 0 | 26 | 174 | 0 | 86 |  | 0 | 0 | 0 | 0 | 0 | 0 | 0 | #REF! | 0 | #REF! | #N/A |  | NLK 2 G | 175
[9 empty] | #N/A | #N/A | n | 0 |  |  |  |  | 0 | 0 | 0 | 0 | 0 | 0 | 0 | 0 | 0 | 0 | 0 | 0 | 0 | #N/A | #N/A | n | 0 | 000 |  |  |  |  | 0 | 0 | 0 |  | HOUSTON | 48852 | SRB2 | 2 | YES | -0.32003 | 0 | 26 | 174 | 0 | 87 |  | 0 | 0 | 0 | 0 | 0 | 0 | 0 | #REF! | 0 | #REF! | #N/A |  | NLK 3 G | 365
[9 empty] | #N/A | #N/A | n | 0 |  |  |  |  | 0 | 0 | 0 | 0 | 0 | 0 | 0 | 0 | 0 | 0 | 0 | 0 | 0 | #N/A | #N/A | n | 0 | 000 |  |  |  |  | 0 | 0 | 0 |  | HOUSTON | 48855 | SRB21 | 1 | YES | -0.32001 | 0 | 0 | 23 | 0 | 88 |  | 0 | 0 | 0 | 0 | 0 | 0 | 0 | #REF! | 0 | #REF! | #N/A |  | PB5 G | 115
[9 empty] | #N/A | #N/A | n | 0 |  |  |  |  | 0 | 0 | 0 | 0 | 0 | 0 | 0 | 0 | 0 | 0 | 0 | 0 | 0 | #N/A | #N/A | n | 0 | 000 |  |  |  |  | 0 | 0 | 0 |  | HOUSTON | 48855 | SRB21 | 2 | YES | -0.32001 | 0 | 0 | 13 | 0 | 89 |  | 0 | 0 | 0 | 0 | 0 | 0 | 0 | #REF! | 0 | #REF! | #N/A |  | PB6 G | 540
[9 empty] | #N/A | #N/A | n | 0 |  |  |  |  | 0 | 0 | 0 | 0 | 0 | 0 | 0 | 0 | 0 | 0 | 0 | 0 | 0 | #N/A | #N/A | n | 0 | 000 |  |  |  |  | 0 | 0 | 0 |  | HOUSTON | 48601 | CHN1 | 1 | YES | -0.3197 | 15 | 0 | 15 | 0 | 90 |  | 0 | 0 | 0 | 0 | 0 | 0 | 0 | #REF! | 0 | #REF! | #N/A |  | PBCT A G | 70
[9 empty] | #N/A | #N/A | n | 0 |  |  |  |  | 0 | 0 | 0 | 0 | 0 | 0 | 0 | 0 | 0 | 0 | 0 | 0 | 0 | #N/A | #N/A | n | 0 | 000 |  |  |  |  | 0 | 0 | 0 |  | HOUSTON | 48602 | CHN2 | 2 | YES | -0.3197 | 15 | 0 | 15 | 0 | 91 |  | 0 | 0 | 0 | 0 | 0 | 0 | 0 | #REF! | 0 | #REF! | #N/A |  | PBCT B G | 70
[9 empty] | #N/A | #N/A | n | 0 |  |  |  |  | 0 | 0 | 0 | 0 | 0 | 0 | 0 | 0 | 0 | 0 | 0 | 0 | 0 | #N/A | #N/A | n | 0 | 000 |  |  |  |  | 0 | 0 | 0 |  | HOUSTON | 48761 | PET1 | 1 | YES | -0.31967 | 33.3 | 0 | 35 | 0 | 92 |  | 0 | 0 | 0 | 0 | 0 | 0 | 0 | #REF! | 0 | #REF! | #N/A |  | PBCT C G | 70
[9 empty] | #N/A | #N/A | n | 0 |  |  |  |  | 0 | 0 | 0 | 0 | 0 | 0 | 0 | 0 | 0 | 0 | 0 | 0 | 0 | #N/A | #N/A | n | 0 | 000 |  |  |  |  | 0 | 0 | 0 |  | HOUSTON | 48832 | SIM2 | 2 | YES | -0.31954 | 7 | 0 | 14 | 0 | 93 |  | 0 | 0 | 0 | 0 | 0 | 0 | 0 | #REF! | 0 | #REF! | #N/A |  | PBCT D G | 70
[9 empty] | #N/A | #N/A | n | 0 |  |  |  |  | 0 | 0 | 0 | 0 | 0 | 0 | 0 | 0 | 0 | 0 | 0 | 0 | 0 | #N/A | #N/A | n | 0 | 000 |  |  |  |  | 0 | 0 | 0 |  | HOUSTON | 48831 | SIM1 | 1 | YES | -0.31954 | 7 | 0 | 14 | 0 | 94 |  | 0 | 0 | 0 | 0 | 0 | 0 | 0 | #REF! | 0 | #REF! | #N/A |  | PBCT E G | 70
[9 empty] | #N/A | #N/A | n | 0 |  |  |  |  | 0 | 0 | 0 | 0 | 0 | 0 | 0 | 0 | 0 | 0 | 0 | 0 | 0 | #N/A | #N/A | n | 0 | 000 |  |  |  |  | 0 | 0 | 0 |  | HOUSTON | 48630 | DPW7 | 7 | YES | -0.3195 | 0 | 47 | 174 | 0 | 95 |  | 0 | 0 | 0 | 0 | 0 | 0 | 0 | #REF! | 0 | #REF! | #N/A |  | SAND 4 G | 583
[9 empty] | #N/A | #N/A | n | 0 |  |  |  |  | 0 | 0 | 0 | 0 | 0 | 0 | 0 | 0 | 0 | 0 | 0 | 0 | 0 | #N/A | #N/A | n | 0 | 000 |  |  |  |  | 0 | 0 | 0 |  | HOUSTON | 48641 | DPEC GT1 | 1 | YES | -0.31862 | 195.7 | 105 | 206 | 0 | 96 |  | 0 | 0 | 0 | 0 | 0 | 0 | 0 | #REF! | 0 | #REF! | #N/A |  | STRYK 1G | 175
[9 empty] | #N/A | #N/A | n | 0 |  |  |  |  | 0 | 0 | 0 | 0 | 0 | 0 | 0 | 0 | 0 | 0 | 0 | 0 | 0 | #N/A | #N/A | n | 0 | 000 |  |  |  |  | 0 | 0 | 0 |  | HOUSTON | 48842 | SJSES_2 | 2 | YES | -0.31832 | 81 | 49 | 81 | 0 | 97 |  | 0 | 0 | 0 | 0 | 0 | 0 | 0 | #REF! | 0 | #REF! | #N/A |  | STRYK 2G | 500
[9 empty] | #N/A | #N/A | n | 0 |  |  |  |  | 0 | 0 | 0 | 0 | 0 | 0 | 0 | 0 | 0 | 0 | 0 | 0 | 0 | #N/A | #N/A | n | 0 | 000 |  |  |  |  | 0 | 0 | 0 |  | HOUSTON | 48841 | SJSES_1 | 1 | YES | -0.31832 | 81 | 49 | 81 | 0 | 98 |  | 0 | 0 | 0 | 0 | 0 | 0 | 0 | #REF! | 0 | #REF! | #N/A |  | SWTWTR1G | 35
[9 empty] | #N/A | #N/A | n | 0 |  |  |  |  | 0 | 0 | 0 | 0 | 0 | 0 | 0 | 0 | 0 | 0 | 0 | 0 | 0 | #N/A | #N/A | n | 0 | 000 |  |  |  |  | 0 | 0 | 0 |  | HOUSTON | 48534 | BYU4 | 4 | YES | -0.31692 | 78 | 0 | 78 | 0 | 99 |  | 0 | 0 | 0 | 0 | 0 | 0 | 0 | #REF! | 0 | #REF! | #N/A |  | SWTWTR2G | 75
[9 empty] | #N/A | #N/A | n | 0 |  |  |  |  | 0 | 0 | 0 | 0 | 0 | 0 | 0 | 0 | 0 | 0 | 0 | 0 | 0 | #N/A | #N/A | n | 0 | 000 |  |  |  |  | 0 | 0 | 0 |  | HOUSTON | 48532 | BYU2 | 2 | YES | -0.31692 | 78 | 0 | 78 | 0 | 100 |  | 0 | 0 | 0 | 0 | 0 | 0 | 0 | #REF! | 0 | #REF! | #N/A |  | SWTWTR3G | 75
[9 empty] | #N/A | #N/A | n | 0 |  |  |  |  | 0 | 0 | 0 | 0 | 0 | 0 | 0 | 0 | 0 | 0 | 0 | 0 | 0 | #N/A | #N/A | n | 0 | 000 |  |  |  |  | 0 | 0 | 0 |  | HOUSTON | 48531 | BYU1 | 1 | YES | -0.31692 | 78 | 0 | 78 | 0 | 101 |  | 0 | 0 | 0 | 0 | 0 | 0 | 0 | #REF! | 0 | #REF! | #N/A |  | SWTWTR4G | 85
[9 empty] | #N/A | #N/A | n | 0 |  |  |  |  | 0 | 0 | 0 | 0 | 0 | 0 | 0 | 0 | 0 | 0 | 0 | 0 | 0 | #N/A | #N/A | n | 0 | 000 |  |  |  |  | 0 | 0 | 0 |  | HOUSTON | 48533 | BYU3 | 3 | YES | -0.31692 | 78 | 0 | 78 | 0 | 102 |  | 0 | 0 | 0 | 0 | 0 | 0 | 0 | #REF! | 0 | #REF! | #N/A |  | TDAD 6 G | 240
[9 empty] | #N/A | #N/A | n | 0 |  |  |  |  | 0 | 0 | 0 | 0 | 0 | 0 | 0 | 0 | 0 | 0 | 0 | 0 | 0 | #N/A | #N/A | n | 0 | 000 |  |  |  |  | 0 | 0 | 0 |  | HOUSTON | 48561 | CAP1 | 1 | YES | -0.31636 | 103 | 30.3 | 103.6 | 0 | 103 |  | 0 | 0 | 0 | 0 | 0 | 0 | 0 | #REF! | 0 | #REF! | #N/A |  | THSE 1 G | 565
[9 empty] | #N/A | #N/A | n | 0 |  |  |  |  | 0 | 0 | 0 | 0 | 0 | 0 | 0 | 0 | 0 | 0 | 0 | 0 | 0 | #N/A | #N/A | n | 0 | 000 |  |  |  |  | 0 | 0 | 0 |  | HOUSTON | 48563 | CAP3 | 3 | YES | -0.31636 | 103 | 30.3 | 103.6 | 0 | 104 |  | 0 | 0 | 0 | 0 | 0 | 0 | 0 | #REF! | 0 | #REF! | #N/A |  | THSE 2 G | 818
[9 empty] | #N/A | #N/A | n | 0 |  |  |  |  | 0 | 0 | 0 | 0 | 0 | 0 | 0 | 0 | 0 | 0 | 0 | 0 | 0 | #N/A | #N/A | n | 0 | 000 |  |  |  |  | 0 | 0 | 0 |  | HOUSTON | 48564 | CAP4 | 4 | YES | -0.31636 | 50 | 12.9 | 57 | 0 | 105 |  | 0 | 0 | 0 | 0 | 0 | 0 | 0 | #REF! | 0 | #REF! | #N/A |  | VAL 1 G | 175
[9 empty] | #N/A | #N/A | n | 0 |  |  |  |  | 0 | 0 | 0 | 0 | 0 | 0 | 0 | 0 | 0 | 0 | 0 | 0 | 0 | #N/A | #N/A | n | 0 | 000 |  |  |  |  | 0 | 0 | 0 |  | HOUSTON | 48562 | CAP2 | 2 | YES | -0.31636 | 101 | 30.3 | 103.6 | 0 | 106 |  | 0 | 0 | 0 | 0 | 0 | 0 | 0 | #REF! | 0 | #REF! | #N/A |  | VAL 2 G | 550
[9 empty] | #N/A | #N/A | n | 0 |  |  |  |  | 0 | 0 | 0 | 0 | 0 | 0 | 0 | 0 | 0 | 0 | 0 | 0 | 0 | #N/A | #N/A | n | 0 | 000 |  |  |  |  | 0 | 0 | 0 |  | HOUSTON | 48565 | CAP5 | 5 | YES | -0.31636 | 14 | 3.4 | 14 | 0 | 107 |  | 0 | 0 | 0 | 0 | 0 | 0 | 0 | #REF! | 0 | #REF! | #N/A |  | VAL 3 G | 390
[9 empty] | #N/A | #N/A | n | 0 |  |  |  |  | 0 | 0 | 0 | 0 | 0 | 0 | 0 | 0 | 0 | 0 | 0 | 0 | 0 | #N/A | #N/A | n | 0 | 000 |  |  |  |  | 0 | 0 | 0 |  | HOUSTON | 48941 | WEB21 | 2 | YES | -0.31404 | 0 | 0 | 13 | 0 | 108 |  | 0 | 0 | 0 | 0 | 0 | 0 | 0 | #REF! | 0 | #REF! | #N/A | TXU Total |  | 18533
[9 empty] | #N/A | #N/A | n | 0 |  |  |  |  | 0 | 0 | 0 | 0 | 0 | 0 | 0 | 0 | 0 | 0 | 0 | 0 | 0 | #N/A | #N/A | n | 0 | 000 |  |  |  |  | 0 | 0 | 0 |  | HOUSTON | 48771 | PHR1 | 1 | YES | -0.31401 | 437.9 | 72 | 461 | 0 | 109 |  | 0 | 0 | 0 | 0 | 0 | 0 | 0 | #REF! | 0 | #REF! | #N/A | Grand Total |  | 32750
[9 empty] | #N/A | #N/A | n | 0 |  |  |  |  | 0 | 0 | 0 | 0 | 0 | 0 | 0 | 0 | 0 | 0 | 0 | 0 | 0 | #N/A | #N/A | n | 0 | 000 |  |  |  |  | 0 | 0 | 0 |  | HOUSTON | 48772 | PHR2 | 2 | YES | -0.31401 | 0 | 72 | 461 | 0 | 110 |  | 0 | 0 | 0 | 0 | 0 | 0 | 0 | #REF! | 0 | #REF! | #N/A
[9 empty] | #N/A | #N/A | n | 0 |  |  |  |  | 0 | 0 | 0 | 0 | 0 | 0 | 0 | 0 | 0 | 0 | 0 | 0 | 0 | #N/A | #N/A | n | 0 | 000 |  |  |  |  | 0 | 0 | 0 |  | HOUSTON | 48702 | HOCG 3 4 | 3 | YES | -0.31387 | 0 | 5 | 13 | 0 | 111 |  | 0 | 0 | 0 | 0 | 0 | 0 | 0 | #REF! | 0 | #REF! | #N/A
[9 empty] | #N/A | #N/A | n | 0 |  |  |  |  | 0 | 0 | 0 | 0 | 0 | 0 | 0 | 0 | 0 | 0 | 0 | 0 | 0 | #N/A | #N/A | n | 0 | 000 |  |  |  |  | 0 | 0 | 0 |  | HOUSTON | 48701 | HOCG 1 2 | 2 | YES | -0.31387 | 0 | 5 | 13 | 0 | 112 |  | 0 | 0 | 0 | 0 | 0 | 0 | 0 | #REF! | 0 | #REF! | #N/A
[9 empty] | #N/A | #N/A | n | 0 |  |  |  |  | 0 | 0 | 0 | 0 | 0 | 0 | 0 | 0 | 0 | 0 | 0 | 0 | 0 | #N/A | #N/A | n | 0 | 000 |  |  |  |  | 0 | 0 | 0 |  | HOUSTON | 48701 | HOCG 1 2 | 1 | YES | -0.31387 | 0 | 5 | 13 | 0 | 113 |  | 0 | 0 | 0 | 0 | 0 | 0 | 0 | #REF! | 0 | #REF! | #N/A
[9 empty] | #N/A | #N/A | n | 0 |  |  |  |  | 0 | 0 | 0 | 0 | 0 | 0 | 0 | 0 | 0 | 0 | 0 | 0 | 0 | #N/A | #N/A | n | 0 | 000 |  |  |  |  | 0 | 0 | 0 |  | HOUSTON | 48703 | HOCG 5 6 | 6 | YES | -0.31387 | 0 | 5 | 13 | 0 | 114 |  | 0 | 0 | 0 | 0 | 0 | 0 | 0 | #REF! | 0 | #REF! | #N/A
[9 empty] | #N/A | #N/A | n | 0 |  |  |  |  | 0 | 0 | 0 | 0 | 0 | 0 | 0 | 0 | 0 | 0 | 0 | 0 | 0 | #N/A | #N/A | n | 0 | 000 |  |  |  |  | 0 | 0 | 0 |  | HOUSTON | 48703 | HOCG 5 6 | 5 | YES | -0.31387 | 0 | 5 | 13 | 0 | 115 |  | 0 | 0 | 0 | 0 | 0 | 0 | 0 | #REF! | 0 | #REF! | #N/A
[9 empty] | #N/A | #N/A | n | 0 |  |  |  |  | 0 | 0 | 0 | 0 | 0 | 0 | 0 | 0 | 0 | 0 | 0 | 0 | 0 | #N/A | #N/A | n | 0 | 000 |  |  |  |  | 0 | 0 | 0 |  | HOUSTON | 48702 | HOCG 3 4 | 4 | YES | -0.31387 | 0 | 5 | 13 | 0 | 116 |  | 0 | 0 | 0 | 0 | 0 | 0 | 0 | #REF! | 0 | #REF! | #N/A
[9 empty] | #N/A | #N/A | n | 0 |  |  |  |  | 0 | 0 | 0 | 0 | 0 | 0 | 0 | 0 | 0 | 0 | 0 | 0 | 0 | #N/A | #N/A | n | 0 | 000 |  |  |  |  | 0 | 0 | 0 |  | HOUSTON | 48940 | WEB3 | 3 | YES | -0.31331 | 0 | 61 | 374 | 0 | 117 |  | 0 | 0 | 0 | 0 | 0 | 0 | 0 | #REF! | 0 | #REF! | #N/A
[9 empty] | #N/A | #N/A | n | 0 |  |  |  |  | 0 | 0 | 0 | 0 | 0 | 0 | 0 | 0 | 0 | 0 | 0 | 0 | 0 | #N/A | #N/A | n | 0 | 000 |  |  |  |  | 0 | 0 | 0 |  | HOUSTON | 38613 | BPAMCG3 | 3 | YES | -0.31123 | 174 | 0 | 200.3 | 0 | 118 |  | 0 | 0 | 0 | 0 | 0 | 0 | 0 | #REF! | 0 | #REF! | #N/A
[9 empty] | #N/A | #N/A | n | 0 |  |  |  |  | 0 | 0 | 0 | 0 | 0 | 0 | 0 | 0 | 0 | 0 | 0 | 0 | 0 | #N/A | #N/A | n | 0 | 000 |  |  |  |  | 0 | 0 | 0 |  | HOUSTON | 38612 | BPAMCG2 | 2 | YES | -0.31123 | 174 | 0 | 200.3 | 0 | 119 |  | 0 | 0 | 0 | 0 | 0 | 0 | 0 | #REF! | 0 | #REF! | #N/A
[9 empty] | #N/A | #N/A | n | 0 |  |  |  |  | 0 | 0 | 0 | 0 | 0 | 0 | 0 | 0 | 0 | 0 | 0 | 0 | 0 | #N/A | #N/A | n | 0 | 000 |  |  |  |  | 0 | 0 | 0 |  | HOUSTON | 38611 | BPAMCG1 | 1 | YES | -0.31123 | 174 | 0 | 200.3 | 0 | 120 |  | 0 | 0 | 0 | 0 | 0 | 0 | 0 | #REF! | 0 | #REF! | #N/A
[9 empty] | #N/A | #N/A | n | 0 |  |  |  |  | 0 | 0 | 0 | 0 | 0 | 0 | 0 | 0 | 0 | 0 | 0 | 0 | 0 | #N/A | #N/A | n | 0 | 000 |  |  |  |  | 0 | 0 | 0 |  | HOUSTON | 38610 | AMOLCGN4 | E | YES | -0.31123 | 0 | 0 | 12 | 0 | 121 |  | 0 | 0 | 0 | 0 | 0 | 0 | 0 | #REF! | 0 | #REF! | #N/A
[9 empty] | #N/A | #N/A | n | 0 |  |  |  |  | 0 | 0 | 0 | 0 | 0 | 0 | 0 | 0 | 0 | 0 | 0 | 0 | 0 | #N/A | #N/A | n | 0 | 000 |  |  |  |  | 0 | 0 | 0 |  | HOUSTON | 38610 | AMOLCGN4 | A | YES | -0.31123 | 0 | 0 | 15.1 | 0 | 122 |  | 0 | 0 | 0 | 0 | 0 | 0 | 0 | #REF! | 0 | #REF! | #N/A
[9 empty] | #N/A | #N/A | n | 0 |  |  |  |  | 0 | 0 | 0 | 0 | 0 | 0 | 0 | 0 | 0 | 0 | 0 | 0 | 0 | #N/A | #N/A | n | 0 | 000 |  |  |  |  | 0 | 0 | 0 |  | HOUSTON | 38590 | AMOLCGN2 | 2 | YES | -0.31123 | 92.4 | 0 | 92.4 | 0 | 123 |  | 0 | 0 | 0 | 0 | 0 | 0 | 0 | #REF! | 0 | #REF! | #N/A
[9 empty] | #N/A | #N/A | n | 0 |  |  |  |  | 0 | 0 | 0 | 0 | 0 | 0 | 0 | 0 | 0 | 0 | 0 | 0 | 0 | #N/A | #N/A | n | 0 | 000 |  |  |  |  | 0 | 0 | 0 |  | HOUSTON | 38610 | AMOLCGN4 | D | YES | -0.31123 | 0 | 0 | 20.5 | 0 | 124 |  | 0 | 0 | 0 | 0 | 0 | 0 | 0 | #REF! | 0 | #REF! | #N/A
[9 empty] | #N/A | #N/A | n | 0 |  |  |  |  | 0 | 0 | 0 | 0 | 0 | 0 | 0 | 0 | 0 | 0 | 0 | 0 | 0 | #N/A | #N/A | n | 0 | 000 |  |  |  |  | 0 | 0 | 0 |  | HOUSTON | 38580 | AMOLCGN1 | 1 | YES | -0.31123 | 92.4 | 0 | 92.4 | 0 | 125 |  | 0 | 0 | 0 | 0 | 0 | 0 | 0 | #REF! | 0 | #REF! | #N/A
[9 empty] | #N/A | #N/A | n | 0 |  |  |  |  | 0 | 0 | 0 | 0 | 0 | 0 | 0 | 0 | 0 | 0 | 0 | 0 | 0 | #N/A | #N/A | n | 0 | 000 |  |  |  |  | 0 | 0 | 0 |  | HOUSTON | 38600 | AMOLCGN3 | 5 | YES | -0.31123 | 59.6 | 0 | 59.6 | 0 | 126 |  | 0 | 0 | 0 | 0 | 0 | 0 | 0 | #REF! | 0 | #REF! | #N/A
[9 empty] | #N/A | #N/A | n | 0 |  |  |  |  | 0 | 0 | 0 | 0 | 0 | 0 | 0 | 0 | 0 | 0 | 0 | 0 | 0 | #N/A | #N/A | n | 0 | 000 |  |  |  |  | 0 | 0 | 0 |  | HOUSTON | 38610 | AMOLCGN4 | B | YES | -0.31123 | 0 | 0 | 15.1 | 0 | 127 |  | 0 | 0 | 0 | 0 | 0 | 0 | 0 | #REF! | 0 | #REF! | #N/A
[9 empty] | #N/A | #N/A | n | 0 |  |  |  |  | 0 | 0 | 0 | 0 | 0 | 0 | 0 | 0 | 0 | 0 | 0 | 0 | 0 | #N/A | #N/A | n | 0 | 000 |  |  |  |  | 0 | 0 | 0 |  | HOUSTON | 39480 | UCCCGNGG | 1 | YES | -0.31123 | 34 | 10 | 39 | 0 | 128 |  | 0 | 0 | 0 | 0 | 0 | 0 | 0 | #REF! | 0 | #REF! | #N/A
[9 empty] | #N/A | #N/A | n | 0 |  |  |  |  | 0 | 0 | 0 | 0 | 0 | 0 | 0 | 0 | 0 | 0 | 0 | 0 | 0 | #N/A | #N/A | n | 0 | 000 |  |  |  |  | 0 | 0 | 0 |  | HOUSTON | 38690 | AMCHMCGN | 3 | YES | -0.31123 | 40 | 0 | 40 | 0 | 129 |  | 0 | 0 | 0 | 0 | 0 | 0 | 0 | #REF! | 0 | #REF! | #N/A
[9 empty] | #N/A | #N/A | n | 0 |  |  |  |  | 0 | 0 | 0 | 0 | 0 | 0 | 0 | 0 | 0 | 0 | 0 | 0 | 0 | #N/A | #N/A | n | 0 | 000 |  |  |  |  | 0 | 0 | 0 |  | HOUSTON | 38614 | BPAMCG4 | 4 | YES | -0.31123 | 75.5 | 0 | 94.8 | 0 | 130 |  | 0 | 0 | 0 | 0 | 0 | 0 | 0 | #REF! | 0 | #REF! | #N/A
[9 empty] | #N/A | #N/A | n | 0 |  |  |  |  | 0 | 0 | 0 | 0 | 0 | 0 | 0 | 0 | 0 | 0 | 0 | 0 | 0 | #N/A | #N/A | n | 0 | 000 |  |  |  |  | 0 | 0 | 0 |  | HOUSTON | 39120 | VALCGN1 | 1 | YES | -0.31123 | 19 | 2 | 19 | 0 | 131 |  | 0 | 0 | 0 | 0 | 0 | 0 | 0 | #REF! | 0 | #REF! | #N/A
[9 empty] | #N/A | #N/A | n | 0 |  |  |  |  | 0 | 0 | 0 | 0 | 0 | 0 | 0 | 0 | 0 | 0 | 0 | 0 | 0 | #N/A | #N/A | n | 0 | 000 |  |  |  |  | 0 | 0 | 0 |  | HOUSTON | 38711 | TXCTY1CG | 1 | YES | -0.31123 | 102 | 59 | 130 | 0 | 132 |  | 0 | 0 | 0 | 0 | 0 | 0 | 0 | #REF! | 0 | #REF! | #N/A
[9 empty] | #N/A | #N/A | n | 0 |  |  |  |  | 0 | 0 | 0 | 0 | 0 | 0 | 0 | 0 | 0 | 0 | 0 | 0 | 0 | #N/A | #N/A | n | 0 | 000 |  |  |  |  | 0 | 0 | 0 |  | HOUSTON | 38610 | AMOLCGN4 | F | YES | -0.31123 | 0 | 0 | 12.9 | 0 | 133 |  | 0 | 0 | 0 | 0 | 0 | 0 | 0 | #REF! | 0 | #REF! | #N/A
[9 empty] | #N/A | #N/A | n | 0 |  |  |  |  | 0 | 0 | 0 | 0 | 0 | 0 | 0 | 0 | 0 | 0 | 0 | 0 | 0 | #N/A | #N/A | n | 0 | 000 |  |  |  |  | 0 | 0 | 0 |  | HOUSTON | 38713 | TXCTY3CG | 1 | YES | -0.31123 | 103 | 59 | 130 | 0 | 134 |  | 0 | 0 | 0 | 0 | 0 | 0 | 0 | #REF! | 0 | #REF! | #N/A
[9 empty] | #N/A | #N/A | n | 0 |  |  |  |  | 0 | 0 | 0 | 0 | 0 | 0 | 0 | 0 | 0 | 0 | 0 | 0 | 0 | #N/A | #N/A | n | 0 | 000 |  |  |  |  | 0 | 0 | 0 |  | HOUSTON | 39470 | UCCCGNSG | 1 | YES | -0.31123 | 36 | 10 | 38 | 0 | 135 |  | 0 | 0 | 0 | 0 | 0 | 0 | 0 | #REF! | 0 | #REF! | #N/A
[9 empty] | #N/A | #N/A | n | 0 |  |  |  |  | 0 | 0 | 0 | 0 | 0 | 0 | 0 | 0 | 0 | 0 | 0 | 0 | 0 | #N/A | #N/A | n | 0 | 000 |  |  |  |  | 0 | 0 | 0 |  | HOUSTON | 39190 | S&LCGN1 | 1 | YES | -0.31123 | 48.4 | 10 | 48.4 | 0 | 136 |  | 0 | 0 | 0 | 0 | 0 | 0 | 0 | #REF! | 0 | #REF! | #N/A
[9 empty] | #N/A | #N/A | n | 0 |  |  |  |  | 0 | 0 | 0 | 0 | 0 | 0 | 0 | 0 | 0 | 0 | 0 | 0 | 0 | #N/A | #N/A | n | 0 | 000 |  |  |  |  | 0 | 0 | 0 |  | HOUSTON | 38610 | AMOLCGN4 | C | YES | -0.31123 | 0 | 0 | 12 | 0 | 137 |  | 0 | 0 | 0 | 0 | 0 | 0 | 0 | #REF! | 0 | #REF! | #N/A
[9 empty] | #N/A | #N/A | n | 0 |  |  |  |  | 0 | 0 | 0 | 0 | 0 | 0 | 0 | 0 | 0 | 0 | 0 | 0 | 0 | #N/A | #N/A | n | 0 | 000 |  |  |  |  | 0 | 0 | 0 |  | HOUSTON | 48773 | PHR3 | 3 | YES | -0.31123 | 0 | 241 | 552 | 0 | 138 |  | 0 | 0 | 0 | 0 | 0 | 0 | 0 | #REF! | 0 | #REF! | #N/A
[9 empty] | #N/A | #N/A | n | 0 |  |  |  |  | 0 | 0 | 0 | 0 | 0 | 0 | 0 | 0 | 0 | 0 | 0 | 0 | 0 | #N/A | #N/A | n | 0 | 000 |  |  |  |  | 0 | 0 | 0 |  | HOUSTON | 39130 | VALCGN2 | 1 | YES | -0.31123 | 19 | 2 | 19 | 0 | 139 |  | 0 | 0 | 0 | 0 | 0 | 0 | 0 | #REF! | 0 | #REF! | #N/A
[9 empty] | #N/A | #N/A | n | 0 |  |  |  |  | 0 | 0 | 0 | 0 | 0 | 0 | 0 | 0 | 0 | 0 | 0 | 0 | 0 | #N/A | #N/A | n | 0 | 000 |  |  |  |  | 0 | 0 | 0 |  | HOUSTON | 38714 | TXCTY4CG | 1 | YES | -0.31123 | 138 | 59 | 145 | 0 | 140 |  | 0 | 0 | 0 | 0 | 0 | 0 | 0 | #REF! | 0 | #REF! | #N/A
[9 empty] | #N/A | #N/A | n | 0 |  |  |  |  | 0 | 0 | 0 | 0 | 0 | 0 | 0 | 0 | 0 | 0 | 0 | 0 | 0 | #N/A | #N/A | n | 0 | 000 |  |  |  |  | 0 | 0 | 0 |  | HOUSTON | 38712 | TXCTY2CG | 1 | YES | -0.31123 | 103 | 59 | 130 | 0 | 141 |  | 0 | 0 | 0 | 0 | 0 | 0 | 0 | #REF! | 0 | #REF! | #N/A
[9 empty] | #N/A | #N/A | n | 0 |  |  |  |  | 0 | 0 | 0 | 0 | 0 | 0 | 0 | 0 | 0 | 0 | 0 | 0 | 0 | #N/A | #N/A | n | 0 | 000 |  |  |  |  | 0 | 0 | 0 |  | HOUSTON | 48774 | PHR4 | 4 | YES | -0.31041 | 0 | 109 | 739 | 0 | 142 |  | 0 | 0 | 0 | 0 | 0 | 0 | 0 | #REF! | 0 | #REF! | #N/A
[9 empty] | #N/A | #N/A | n | 0 |  |  |  |  | 0 | 0 | 0 | 0 | 0 | 0 | 0 | 0 | 0 | 0 | 0 | 0 | 0 | #N/A | #N/A | n | 0 | 000 |  |  |  |  | 0 | 0 | 0 |  | HOUSTON | 48921 | WAP1 | 1 | YES | -0.30625 | 0 | 37 | 174 | 0 | 143 |  | 0 | 0 | 0 | 0 | 0 | 0 | 0 | #REF! | 0 | #REF! | #N/A
[9 empty] | #N/A | #N/A | n | 0 |  |  |  |  | 0 | 0 | 0 | 0 | 0 | 0 | 0 | 0 | 0 | 0 | 0 | 0 | 0 | #N/A | #N/A | n | 0 | 000 |  |  |  |  | 0 | 0 | 0 |  | HOUSTON | 48929 | WAP21 | 2 | YES | -0.30625 | 0 | 0 | 13 | 0 | 144 |  | 0 | 0 | 0 | 0 | 0 | 0 | 0 | #REF! | 0 | #REF! | #N/A
[9 empty] | #N/A | #N/A | n | 0 |  |  |  |  | 0 | 0 | 0 | 0 | 0 | 0 | 0 | 0 | 0 | 0 | 0 | 0 | 0 | #N/A | #N/A | n | 0 | 000 |  |  |  |  | 0 | 0 | 0 |  | HOUSTON | 48923 | WAP3 | 3 | YES | -0.30625 | 0 | 93 | 278 | 0 | 145 |  | 0 | 0 | 0 | 0 | 0 | 0 | 0 | #REF! | 0 | #REF! | #N/A
[9 empty] | #N/A | #N/A | n | 0 |  |  |  |  | 0 | 0 | 0 | 0 | 0 | 0 | 0 | 0 | 0 | 0 | 0 | 0 | 0 | #N/A | #N/A | n | 0 | 000 |  |  |  |  | 0 | 0 | 0 |  | HOUSTON | 48925 | WAP5 | 5 | YES | -0.30625 | 564.2 | 278 | 700 | 0 | 146 |  | 0 | 0 | 0 | 0 | 0 | 0 | 0 | #REF! | 0 | #REF! | #N/A
[9 empty] | #N/A | #N/A | n | 0 |  |  |  |  | 0 | 0 | 0 | 0 | 0 | 0 | 0 | 0 | 0 | 0 | 0 | 0 | 0 | #N/A | #N/A | n | 0 | 000 |  |  |  |  | 0 | 0 | 0 |  | HOUSTON | 48924 | WAP4 | 4 | YES | -0.30625 | 0 | 217 | 552 | 0 | 147 |  | 0 | 0 | 0 | 0 | 0 | 0 | 0 | #REF! | 0 | #REF! | #N/A
[9 empty] | #N/A | #N/A | n | 0 |  |  |  |  | 0 | 0 | 0 | 0 | 0 | 0 | 0 | 0 | 0 | 0 | 0 | 0 | 0 | #N/A | #N/A | n | 0 | 000 |  |  |  |  | 0 | 0 | 0 |  | HOUSTON | 48922 | WAP2 | 2 | YES | -0.30625 | 0 | 37 | 174 | 0 | 148 |  | 0 | 0 | 0 | 0 | 0 | 0 | 0 | #REF! | 0 | #REF! | #N/A
[9 empty] | #N/A | #N/A | n | 0 |  |  |  |  | 0 | 0 | 0 | 0 | 0 | 0 | 0 | 0 | 0 | 0 | 0 | 0 | 0 | #N/A | #N/A | n | 0 | 000 |  |  |  |  | 0 | 0 | 0 |  | HOUSTON | 48522 | BV GT2 | 2 | YES | -0.30517 | 171.8 | 0 | 171.8 | 0 | 149 |  | 0 | 0 | 0 | 0 | 0 | 0 | 0 | #REF! | 0 | #REF! | #N/A
[9 empty] | #N/A | #N/A | n | 0 |  |  |  |  | 0 | 0 | 0 | 0 | 0 | 0 | 0 | 0 | 0 | 0 | 0 | 0 | 0 | #N/A | #N/A | n | 0 | 000 |  |  |  |  | 0 | 0 | 0 |  | HOUSTON | 48523 | BV ST1 | 3 | YES | -0.30517 | 258 | 0 | 258 | 0 | 150 |  | 0 | 0 | 0 | 0 | 0 | 0 | 0 | #REF! | 0 | #REF! | #N/A
[9 empty] | #N/A | #N/A | n | 0 |  |  |  |  | 0 | 0 | 0 | 0 | 0 | 0 | 0 | 0 | 0 | 0 | 0 | 0 | 0 | #N/A | #N/A | n | 0 | 000 |  |  |  |  | 0 | 0 | 0 |  | HOUSTON | 48521 | BV GT1 | 1 | YES | -0.30517 | 171.8 | 0 | 171.8 | 0 | 151 |  | 0 | 0 | 0 | 0 | 0 | 0 | 0 | #REF! | 0 | #REF! | #N/A
[9 empty] | #N/A | #N/A | n | 0 |  |  |  |  | 0 | 0 | 0 | 0 | 0 | 0 | 0 | 0 | 0 | 0 | 0 | 0 | 0 | #N/A | #N/A | n | 0 | 000 |  |  |  |  | 0 | 0 | 0 |  | HOUSTON | 48926 | WAP6 | 6 | YES | -0.30509 | 700 | 280 | 700 | 0 | 152 |  | 0 | 0 | 0 | 0 | 0 | 0 | 0 | #REF! | 0 | #REF! | #N/A
[9 empty] | #N/A | #N/A | n | 0 |  |  |  |  | 0 | 0 | 0 | 0 | 0 | 0 | 0 | 0 | 0 | 0 | 0 | 0 | 0 | #N/A | #N/A | n | 0 | 000 |  |  |  |  | 0 | 0 | 0 |  | HOUSTON | 48928 | WAP8 | 8 | YES | -0.30509 | 595 | 275 | 595 | 0 | 153 |  | 0 | 0 | 0 | 0 | 0 | 0 | 0 | #REF! | 0 | #REF! | #N/A
[9 empty] | #N/A | #N/A | n | 0 |  |  |  |  | 0 | 0 | 0 | 0 | 0 | 0 | 0 | 0 | 0 | 0 | 0 | 0 | 0 | #N/A | #N/A | n | 0 | 000 |  |  |  |  | 0 | 0 | 0 |  | HOUSTON | 48927 | WAP7 | 7 | YES | -0.30509 | 597 | 277 | 597 | 0 | 154 |  | 0 | 0 | 0 | 0 | 0 | 0 | 0 | #REF! | 0 | #REF! | #N/A
[9 empty] | #N/A | #N/A | n | 0 |  |  |  |  | 0 | 0 | 0 | 0 | 0 | 0 | 0 | 0 | 0 | 0 | 0 | 0 | 0 | #N/A | #N/A | n | 0 | 000 |  |  |  |  | 0 | 0 | 0 |  | HOUSTON | 48510 | AMO1 | 1 | YES | -0.30404 | 33.4 | 8.1 | 34 | 0 | 155 |  | 0 | 0 | 0 | 0 | 0 | 0 | 0 | #REF! | 0 | #REF! | #N/A
[9 empty] | #N/A | #N/A | n | 0 |  |  |  |  | 0 | 0 | 0 | 0 | 0 | 0 | 0 | 0 | 0 | 0 | 0 | 0 | 0 | #N/A | #N/A | n | 0 | 000 |  |  |  |  | 0 | 0 | 0 |  | HOUSTON | 48730 | MNSN1 | 1 | YES | -0.3022 | 38 | 20 | 51 | 0 | 156 |  | 0 | 0 | 0 | 0 | 0 | 0 | 0 | #REF! | 0 | #REF! | #N/A
[9 empty] | #N/A | #N/A | n | 0 |  |  |  |  | 0 | 0 | 0 | 0 | 0 | 0 | 0 | 0 | 0 | 0 | 0 | 0 | 0 | #N/A | #N/A | n | 0 | 000 |  |  |  |  | 0 | 0 | 0 |  | HOUSTON | 39770 | SCLP2 | 1 | YES | -0.29031 | 118 | 20 | 130 | 0 | 157 |  | 0 | 0 | 0 | 0 | 0 | 0 | 0 | #REF! | 0 | #REF! | #N/A
[9 empty] | #N/A | #N/A | n | 0 |  |  |  |  | 0 | 0 | 0 | 0 | 0 | 0 | 0 | 0 | 0 | 0 | 0 | 0 | 0 | #N/A | #N/A | n | 0 | 000 |  |  |  |  | 0 | 0 | 0 |  | HOUSTON | 39790 | SCLP3 | 1 | YES | -0.29031 | 118 | 20 | 130 | 0 | 158 |  | 0 | 0 | 0 | 0 | 0 | 0 | 0 | #REF! | 0 | #REF! | #N/A
[9 empty] | #N/A | #N/A | n | 0 |  |  |  |  | 0 | 0 | 0 | 0 | 0 | 0 | 0 | 0 | 0 | 0 | 0 | 0 | 0 | #N/A | #N/A | n | 0 | 000 |  |  |  |  | 0 | 0 | 0 |  | HOUSTON | 39775 | SCLP4 | 1 | YES | -0.29031 | 118 | 20 | 130 | 0 | 159 |  | 0 | 0 | 0 | 0 | 0 | 0 | 0 | #REF! | 0 | #REF! | #N/A
[9 empty] | #N/A | #N/A | n | 0 |  |  |  |  | 0 | 0 | 0 | 0 | 0 | 0 | 0 | 0 | 0 | 0 | 0 | 0 | 0 | #N/A | #N/A | n | 0 | 000 |  |  |  |  | 0 | 0 | 0 |  | HOUSTON | 39760 | SCLP1 | 1 | YES | -0.29031 | 118 | 20 | 130 | 0 | 160 |  | 0 | 0 | 0 | 0 | 0 | 0 | 0 | #REF! | 0 | #REF! | #N/A
[9 empty] | #N/A | #N/A | n | 0 |  |  |  |  | 0 | 0 | 0 | 0 | 0 | 0 | 0 | 0 | 0 | 0 | 0 | 0 | 0 | #N/A | #N/A | n | 0 | 000 |  |  |  |  | 0 | 0 | 0 |  | HOUSTON | 48520 | BASF1 | 2 | YES | -0.2856 | 10 | 0 | 10 | 0 | 161 |  | 0 | 0 | 0 | 0 | 0 | 0 | 0 | #REF! | 0 | #REF! | #N/A
[9 empty] | #N/A | #N/A | n | 0 |  |  |  |  | 0 | 0 | 0 | 0 | 0 | 0 | 0 | 0 | 0 | 0 | 0 | 0 | 0 | #N/A | #N/A | n | 0 | 000 |  |  |  |  | 0 | 0 | 0 |  | HOUSTON | 48520 | BASF1 | 1 | YES | -0.2856 | 78.4 | 0 | 81.6 | 0 | 162 |  | 0 | 0 | 0 | 0 | 0 | 0 | 0 | #REF! | 0 | #REF! | #N/A
[9 empty] | #N/A | #N/A | n | 0 |  |  |  |  | 0 | 0 | 0 | 0 | 0 | 0 | 0 | 0 | 0 | 0 | 0 | 0 | 0 | #N/A | #N/A | n | 0 | 000 |  |  |  |  | 0 | 0 | 0 |  | HOUSTON | 48621 | DOW1 | 1 | YES | -0.28001 | 960 | 0 | 986 | 0 | 163 |  | 0 | 0 | 0 | 0 | 0 | 0 | 0 | #REF! | 0 | #REF! | #N/A
[9 empty] | #N/A | #N/A | n | 0 |  |  |  |  | 0 | 0 | 0 | 0 | 0 | 0 | 0 | 0 | 0 | 0 | 0 | 0 | 0 | #N/A | #N/A | n | 0 | 000 |  |  |  |  | 0 | 0 | 0 |  | HOUSTON | 48622 | DOW2 | 2 | YES | -0.28001 | 693.4 | 0 | 916.8 | 0 | 164 |  | 0 | 0 | 0 | 0 | 0 | 0 | 0 | #REF! | 0 | #REF! | #N/A
[9 empty] | #N/A | #N/A | n | 0 |  |  |  |  | 0 | 0 | 0 | 0 | 0 | 0 | 0 | 0 | 0 | 0 | 0 | 0 | 0 | #N/A | #N/A | n | 0 | 000 |  |  |  |  | 0 | 0 | 0 |  | HOUSTON | 48911 | TXG1 | 1 | YES | -0.26601 | 69 | 0 | 69.2 | 0 | 165 |  | 0 | 0 | 0 | 0 | 0 | 0 | 0 | #REF! | 0 | #REF! | #N/A
[9 empty] | #N/A | #N/A | n | 0 |  |  |  |  | 0 | 0 | 0 | 0 | 0 | 0 | 0 | 0 | 0 | 0 | 0 | 0 | 0 | #N/A | #N/A | n | 0 | 000 |  |  |  |  | 0 | 0 | 0 |  | HOUSTON | 48912 | TXG2 | 2 | YES | -0.26601 | 10 | 0 | 12.5 | 0 | 166 |  | 0 | 0 | 0 | 0 | 0 | 0 | 0 | #REF! | 0 | #REF! | #N/A
[9 empty] | #N/A | #N/A | n | 0 |  |  |  |  | 0 | 0 | 0 | 0 | 0 | 0 | 0 | 0 | 0 | 0 | 0 | 0 | 0 | #N/A | #N/A | n | 0 | 000 |  |  |  |  | 0 | 0 | 0 |  | SOUTH | 5911 | STP1 | 1 | YES | -0.25469 | 1250 | 1249 | 1250 | 0 | 167 |  | 0 | 0 | 0 | 0 | 0 | 0 | 0 | #REF! | 0 | #REF! | #N/A
[9 empty] | #N/A | #N/A | n | 0 |  |  |  |  | 0 | 0 | 0 | 0 | 0 | 0 | 0 | 0 | 0 | 0 | 0 | 0 | 0 | #N/A | #N/A | n | 0 | 000 |  |  |  |  | 0 | 0 | 0 |  | SOUTH | 5912 | STP2 | 2 | YES | -0.25469 | 1250 | 1249 | 1250 | 0 | 168 |  | 0 | 0 | 0 | 0 | 0 | 0 | 0 | #REF! | 0 | #REF! | #N/A
[9 empty] | #N/A | #N/A | n | 0 |  |  |  |  | 0 | 0 | 0 | 0 | 0 | 0 | 0 | 0 | 0 | 0 | 0 | 0 | 0 | #N/A | #N/A | n | 0 | 000 |  |  |  |  | 0 | 0 | 0 |  | SOUTH | 8156 | FOR #6 | 6 | YES | -0.22417 | 0 | 0 | 83 | 0 | 169 |  | 0 | 0 | 0 | 0 | 0 | 0 | 0 | #REF! | 0 | #REF! | #N/A
[9 empty] | #N/A | #N/A | n | 0 |  |  |  |  | 0 | 0 | 0 | 0 | 0 | 0 | 0 | 0 | 0 | 0 | 0 | 0 | 0 | #N/A | #N/A | n | 0 | 000 |  |  |  |  | 0 | 0 | 0 |  | SOUTH | 8138 | FOR #2 | 2 | YES | -0.22417 | 30 | 0 | 30 | 0 | 170 |  | 0 | 0 | 0 | 0 | 0 | 0 | 0 | #REF! | 0 | #REF! | #N/A
[9 empty] | #N/A | #N/A | n | 0 |  |  |  |  | 0 | 0 | 0 | 0 | 0 | 0 | 0 | 0 | 0 | 0 | 0 | 0 | 0 | #N/A | #N/A | n | 0 | 000 |  |  |  |  | 0 | 0 | 0 |  | SOUTH | 8154 | FOR #4 | 4 | YES | -0.22417 | 0 | 0 | 83 | 0 | 171 |  | 0 | 0 | 0 | 0 | 0 | 0 | 0 | #REF! | 0 | #REF! | #N/A
[9 empty] | #N/A | #N/A | n | 0 |  |  |  |  | 0 | 0 | 0 | 0 | 0 | 0 | 0 | 0 | 0 | 0 | 0 | 0 | 0 | #N/A | #N/A | n | 0 | 000 |  |  |  |  | 0 | 0 | 0 |  | SOUTH | 8155 | FOR #5 | 5 | YES | -0.22417 | 0 | 0 | 83 | 0 | 172 |  | 0 | 0 | 0 | 0 | 0 | 0 | 0 | #REF! | 0 | #REF! | #N/A
[9 empty] | #N/A | #N/A | n | 0 |  |  |  |  | 0 | 0 | 0 | 0 | 0 | 0 | 0 | 0 | 0 | 0 | 0 | 0 | 0 | #N/A | #N/A | n | 0 | 000 |  |  |  |  | 0 | 0 | 0 |  | SOUTH | 8157 | FOR #7 | 7 | YES | -0.22417 | 0 | 0 | 83 | 0 | 173 |  | 0 | 0 | 0 | 0 | 0 | 0 | 0 | #REF! | 0 | #REF! | #N/A
[9 empty] | #N/A | #N/A | n | 0 |  |  |  |  | 0 | 0 | 0 | 0 | 0 | 0 | 0 | 0 | 0 | 0 | 0 | 0 | 0 | #N/A | #N/A | n | 0 | 000 |  |  |  |  | 0 | 0 | 0 |  | SOUTH | 8134 | FOR #1 | 1 | YES | -0.22417 | 30 | 0 | 30 | 0 | 174 |  | 0 | 0 | 0 | 0 | 0 | 0 | 0 | #REF! | 0 | #REF! | #N/A
[9 empty] | #N/A | #N/A | n | 0 |  |  |  |  | 0 | 0 | 0 | 0 | 0 | 0 | 0 | 0 | 0 | 0 | 0 | 0 | 0 | #N/A | #N/A | n | 0 | 000 |  |  |  |  | 0 | 0 | 0 |  | SOUTH | 8153 | FOR #3 | 3 | YES | -0.22417 | 61 | 0 | 83 | 0 | 175 |  | 0 | 0 | 0 | 0 | 0 | 0 | 0 | #REF! | 0 | #REF! | #N/A
[9 empty] | #N/A | #N/A | n | 0 |  |  |  |  | 0 | 0 | 0 | 0 | 0 | 0 | 0 | 0 | 0 | 0 | 0 | 0 | 0 | #N/A | #N/A | n | 0 | 000 |  |  |  |  | 0 | 0 | 0 |  | SOUTH | 8148 | UCAR #1 | 2 | YES | -0.22017 | 38 | 0 | 38 | 0 | 176 |  | 0 | 0 | 0 | 0 | 0 | 0 | 0 | #REF! | 0 | #REF! | #N/A
[9 empty] | #N/A | #N/A | n | 0 |  |  |  |  | 0 | 0 | 0 | 0 | 0 | 0 | 0 | 0 | 0 | 0 | 0 | 0 | 0 | #N/A | #N/A | n | 0 | 000 |  |  |  |  | 0 | 0 | 0 |  | SOUTH | 8147 | UCAR #2 | 1 | YES | -0.22017 | 38 | 0 | 38 | 0 | 177 |  | 0 | 0 | 0 | 0 | 0 | 0 | 0 | #REF! | 0 | #REF! | #N/A
[9 empty] | #N/A | #N/A | n | 0 |  |  |  |  | 0 | 0 | 0 | 0 | 0 | 0 | 0 | 0 | 0 | 0 | 0 | 0 | 0 | #N/A | #N/A | n | 0 | 000 |  |  |  |  | 0 | 0 | 0 |  | SOUTH | 5503 | RAYGEN3 | 1 | YES | -0.21746 | 0 | 6 | 25 | 0 | 178 |  | 0 | 0 | 0 | 0 | 0 | 0 | 0 | #REF! | 0 | #REF! | #N/A
[9 empty] | #N/A | #N/A | n | 0 |  |  |  |  | 0 | 0 | 0 | 0 | 0 | 0 | 0 | 0 | 0 | 0 | 0 | 0 | 0 | #N/A | #N/A | n | 0 | 000 |  |  |  |  | 0 | 0 | 0 |  | SOUTH | 5506 | RAYGEN2 | 1 | YES | -0.21746 | 0 | 1 | 12 | 0 | 179 |  | 0 | 0 | 0 | 0 | 0 | 0 | 0 | #REF! | 0 | #REF! | #N/A
[9 empty] | #N/A | #N/A | n | 0 |  |  |  |  | 0 | 0 | 0 | 0 | 0 | 0 | 0 | 0 | 0 | 0 | 0 | 0 | 0 | #N/A | #N/A | n | 0 | 000 |  |  |  |  | 0 | 0 | 0 |  | SOUTH | 5505 | RAYGEN1 | 1 | YES | -0.21746 | 0 | 1 | 10 | 0 | 180 |  | 0 | 0 | 0 | 0 | 0 | 0 | 0 | #REF! | 0 | #REF! | #N/A
[9 empty] | #N/A | #N/A | n | 0 |  |  |  |  | 0 | 0 | 0 | 0 | 0 | 0 | 0 | 0 | 0 | 0 | 0 | 0 | 0 | #N/A | #N/A | n | 0 | 000 |  |  |  |  | 0 | 0 | 0 |  | SOUTH | 5512 | RAYBRN 8 | 1 | YES | -0.21719 | 52.5 | 18.2 | 52.5 | 0 | 181 |  | 0 | 0 | 0 | 0 | 0 | 0 | 0 | #REF! | 0 | #REF! | #N/A
[9 empty] | #N/A | #N/A | n | 0 |  |  |  |  | 0 | 0 | 0 | 0 | 0 | 0 | 0 | 0 | 0 | 0 | 0 | 0 | 0 | #N/A | #N/A | n | 0 | 000 |  |  |  |  | 0 | 0 | 0 |  | SOUTH | 5511 | RAYBRN 7 | 1 | YES | -0.21719 | 52.5 | 18.2 | 52.5 | 0 | 182 |  | 0 | 0 | 0 | 0 | 0 | 0 | 0 | #REF! | 0 | #REF! | #N/A
[9 empty] | #N/A | #N/A | n | 0 |  |  |  |  | 0 | 0 | 0 | 0 | 0 | 0 | 0 | 0 | 0 | 0 | 0 | 0 | 0 | #N/A | #N/A | n | 0 | 000 |  |  |  |  | 0 | 0 | 0 |  | SOUTH | 5508 | RAYBRN 9 | 1 | YES | -0.21719 | 52.5 | 18.2 | 52.5 | 0 | 183 |  | 0 | 0 | 0 | 0 | 0 | 0 | 0 | #REF! | 0 | #REF! | #N/A
[9 empty] | #N/A | #N/A | n | 0 |  |  |  |  | 0 | 0 | 0 | 0 | 0 | 0 | 0 | 0 | 0 | 0 | 0 | 0 | 0 | #N/A | #N/A | n | 0 | 000 |  |  |  |  | 0 | 0 | 0 |  | SOUTH | 5509 | RAYBRN10 | 1 | YES | -0.21719 | 42 | 5.2 | 42 | 0 | 184 |  | 0 | 0 | 0 | 0 | 0 | 0 | 0 | #REF! | 0 | #REF! | #N/A
[9 empty] | #N/A | #N/A | n | 0 |  |  |  |  | 0 | 0 | 0 | 0 | 0 | 0 | 0 | 0 | 0 | 0 | 0 | 0 | 0 | #N/A | #N/A | n | 0 | 000 |  |  |  |  | 0 | 0 | 0 |  | SOUTH | 8066 | DUP1V#1 | 1 | YES | -0.21704 | 82 | 0 | 82 | 0 | 185 |  | 0 | 0 | 0 | 0 | 0 | 0 | 0 | #REF! | 0 | #REF! | #N/A
[9 empty] | #N/A | #N/A | n | 0 |  |  |  |  | 0 | 0 | 0 | 0 | 0 | 0 | 0 | 0 | 0 | 0 | 0 | 0 | 0 | #N/A | #N/A | n | 0 | 000 |  |  |  |  | 0 | 0 | 0 |  | SOUTH | 8168 | VIC #4 | 4 | YES | -0.21631 | 65.6 | 8 | 69 | 0 | 186 |  | 0 | 0 | 0 | 0 | 0 | 0 | 0 | #REF! | 0 | #REF! | #N/A
[9 empty] | #N/A | #N/A | n | 0 |  |  |  |  | 0 | 0 | 0 | 0 | 0 | 0 | 0 | 0 | 0 | 0 | 0 | 0 | 0 | #N/A | #N/A | n | 0 | 000 |  |  |  |  | 0 | 0 | 0 |  | SOUTH | 8174 | VIC #6 | 6 | YES | -0.21589 | 0 | 38 | 250 | 0 | 187 |  | 0 | 0 | 0 | 0 | 0 | 0 | 0 | #REF! | 0 | #REF! | #N/A
[9 empty] | #N/A | #N/A | n | 0 |  |  |  |  | 0 | 0 | 0 | 0 | 0 | 0 | 0 | 0 | 0 | 0 | 0 | 0 | 0 | #N/A | #N/A | n | 0 | 000 |  |  |  |  | 0 | 0 | 0 |  | SOUTH | 8173 | VIC #5 | 5 | YES | -0.21589 | 0 | 18 | 172 | 0 | 188 |  | 0 | 0 | 0 | 0 | 0 | 0 | 0 | #REF! | 0 | #REF! | #N/A
[9 empty] | #N/A | #N/A | n | 0 |  |  |  |  | 0 | 0 | 0 | 0 | 0 | 0 | 0 | 0 | 0 | 0 | 0 | 0 | 0 | #N/A | #N/A | n | 0 | 000 |  |  |  |  | 0 | 0 | 0 |  | SOUTH | 8931 | ICPGN#2 | 2 | YES | -0.21443 | 177 | 0 | 177 | 0 | 189 |  | 0 | 0 | 0 | 0 | 0 | 0 | 0 | #REF! | 0 | #REF! | #N/A
[9 empty] | #N/A | #N/A | n | 0 |  |  |  |  | 0 | 0 | 0 | 0 | 0 | 0 | 0 | 0 | 0 | 0 | 0 | 0 | 0 | #N/A | #N/A | n | 0 | 000 |  |  |  |  | 0 | 0 | 0 |  | SOUTH | 8930 | ICPGN#1 | 1 | YES | -0.21443 | 177 | 0 | 177 | 0 | 190 |  | 0 | 0 | 0 | 0 | 0 | 0 | 0 | #REF! | 0 | #REF! | #N/A
[9 empty] | #N/A | #N/A | n | 0 |  |  |  |  | 0 | 0 | 0 | 0 | 0 | 0 | 0 | 0 | 0 | 0 | 0 | 0 | 0 | #N/A | #N/A | n | 0 | 000 |  |  |  |  | 0 | 0 | 0 |  | SOUTH | 8928 | LGEGN#3 | 3 | YES | -0.21443 | 60 | 0 | 100 | 0 | 191 |  | 0 | 0 | 0 | 0 | 0 | 0 | 0 | #REF! | 0 | #REF! | #N/A
[9 empty] | #N/A | #N/A | n | 0 |  |  |  |  | 0 | 0 | 0 | 0 | 0 | 0 | 0 | 0 | 0 | 0 | 0 | 0 | 0 | #N/A | #N/A | n | 0 | 000 |  |  |  |  | 0 | 0 | 0 |  | SOUTH | 8927 | LGEGN#2 | 2 | YES | -0.21443 | 0 | 0 | 185 | 0 | 192 |  | 0 | 0 | 0 | 0 | 0 | 0 | 0 | #REF! | 0 | #REF! | #N/A
[9 empty] | #N/A | #N/A | n | 0 |  |  |  |  | 0 | 0 | 0 | 0 | 0 | 0 | 0 | 0 | 0 | 0 | 0 | 0 | 0 | #N/A | #N/A | n | 0 | 000 |  |  |  |  | 0 | 0 | 0 |  | SOUTH | 8926 | LGEGN#1 | 1 | YES | -0.21443 | 60 | 0 | 185 | 0 | 193 |  | 0 | 0 | 0 | 0 | 0 | 0 | 0 | #REF! | 0 | #REF! | #N/A
[9 empty] | #N/A | #N/A | n | 0 |  |  |  |  | 0 | 0 | 0 | 0 | 0 | 0 | 0 | 0 | 0 | 0 | 0 | 0 | 0 | #N/A | #N/A | n | 0 | 000 |  |  |  |  | 0 | 0 | 0 |  | SOUTH | 8932 | ICPGN#3 | 3 | YES | -0.21443 | 177 | 0 | 177 | 0 | 194 |  | 0 | 0 | 0 | 0 | 0 | 0 | 0 | #REF! | 0 | #REF! | #N/A
[9 empty] | #N/A | #N/A | n | 0 |  |  |  |  | 0 | 0 | 0 | 0 | 0 | 0 | 0 | 0 | 0 | 0 | 0 | 0 | 0 | #N/A | #N/A | n | 0 | 000 |  |  |  |  | 0 | 0 | 0 |  | SOUTH | 8562 | CNOPST1 | 3 | YES | -0.21314 | 170 | 0 | 170 | 0 | 195 |  | 0 | 0 | 0 | 0 | 0 | 0 | 0 | #REF! | 0 | #REF! | #N/A
[9 empty] | #N/A | #N/A | n | 0 |  |  |  |  | 0 | 0 | 0 | 0 | 0 | 0 | 0 | 0 | 0 | 0 | 0 | 0 | 0 | #N/A | #N/A | n | 0 | 000 |  |  |  |  | 0 | 0 | 0 |  | SOUTH | 8561 | CNOPGT2 | 2 | YES | -0.21314 | 180 | 0 | 180 | 0 | 196 |  | 0 | 0 | 0 | 0 | 0 | 0 | 0 | #REF! | 0 | #REF! | #N/A
[9 empty] | #N/A | #N/A | n | 0 |  |  |  |  | 0 | 0 | 0 | 0 | 0 | 0 | 0 | 0 | 0 | 0 | 0 | 0 | 0 | #N/A | #N/A | n | 0 | 000 |  |  |  |  | 0 | 0 | 0 |  | SOUTH | 8560 | CNOPGT1 | 1 | YES | -0.21314 | 180 | 0 | 180 | 0 | 197 |  | 0 | 0 | 0 | 0 | 0 | 0 | 0 | #REF! | 0 | #REF! | #N/A
[9 empty] | #N/A | #N/A | n | 0 |  |  |  |  | 0 | 0 | 0 | 0 | 0 | 0 | 0 | 0 | 0 | 0 | 0 | 0 | 0 | #N/A | #N/A | n | 0 | 000 |  |  |  |  | 0 | 0 | 0 |  | SOUTH | 8457 | COSW#2 | 2 | YES | -0.21298 | 20 | 0 | 20 | 0 | 198 |  | 0 | 0 | 0 | 0 | 0 | 0 | 0 | #REF! | 0 | #REF! | #N/A
[9 empty] | #N/A | #N/A | n | 0 |  |  |  |  | 0 | 0 | 0 | 0 | 0 | 0 | 0 | 0 | 0 | 0 | 0 | 0 | 0 | #N/A | #N/A | n | 0 | 000 |  |  |  |  | 0 | 0 | 0 |  | SOUTH | 8456 | COSW#1 | 1 | YES | -0.21298 | 20 | 0 | 20 | 0 | 199 |  | 0 | 0 | 0 | 0 | 0 | 0 | 0 | #REF! | 0 | #REF! | #N/A
[9 empty] | #N/A | #N/A | n | 0 |  |  |  |  | 0 | 0 | 0 | 0 | 0 | 0 | 0 | 0 | 0 | 0 | 0 | 0 | 0 | #N/A | #N/A | n | 0 | 000 |  |  |  |  | 0 | 0 | 0 |  | SOUTH | 8460 | DAV #2 | 2 | YES | -0.21291 | 0 | 50 | 353 | 0 | 200 |  | 0 | 0 | 0 | 0 | 0 | 0 | 0 | #REF! | 0 | #REF! | #N/A
[9 empty] | #N/A | #N/A | n | 0 |  |  |  |  | 0 | 0 | 0 | 0 | 0 | 0 | 0 | 0 | 0 | 0 | 0 | 0 | 0 | #N/A | #N/A | n | 0 | 000 |  |  |  |  | 0 | 0 | 0 |  | SOUTH | 8459 | DAV #1 | 1 | YES | -0.21291 | 0 | 50 | 344 | 0 | 201 |  | 0 | 0 | 0 | 0 | 0 | 0 | 0 | #REF! | 0 | #REF! | #N/A
[9 empty] | #N/A | #N/A | n | 0 |  |  |  |  | 0 | 0 | 0 | 0 | 0 | 0 | 0 | 0 | 0 | 0 | 0 | 0 | 0 | #N/A | #N/A | n | 0 | 000 |  |  |  |  | 0 | 0 | 0 |  | SOUTH | 8507 | VAL #2 | 2 | YES | -0.21279 | 25 | 0 | 25 | 0 | 202 |  | 0 | 0 | 0 | 0 | 0 | 0 | 0 | #REF! | 0 | #REF! | #N/A
[9 empty] | #N/A | #N/A | n | 0 |  |  |  |  | 0 | 0 | 0 | 0 | 0 | 0 | 0 | 0 | 0 | 0 | 0 | 0 | 0 | #N/A | #N/A | n | 0 | 000 |  |  |  |  | 0 | 0 | 0 |  | SOUTH | 8506 | VAL #1 | 1 | YES | -0.21279 | 25 | 0 | 25 | 0 | 203 |  | 0 | 0 | 0 | 0 | 0 | 0 | 0 | #REF! | 0 | #REF! | #N/A
[9 empty] | #N/A | #N/A | n | 0 |  |  |  |  | 0 | 0 | 0 | 0 | 0 | 0 | 0 | 0 | 0 | 0 | 0 | 0 | 0 | #N/A | #N/A | n | 0 | 000 |  |  |  |  | 0 | 0 | 0 |  | SOUTH | 8511 | STARCO#1 | 1 | YES | -0.21272 | 38 | 0 | 38 | 0 | 204 |  | 0 | 0 | 0 | 0 | 0 | 0 | 0 | #REF! | 0 | #REF! | #N/A
[9 empty] | #N/A | #N/A | n | 0 |  |  |  |  | 0 | 0 | 0 | 0 | 0 | 0 | 0 | 0 | 0 | 0 | 0 | 0 | 0 | #N/A | #N/A | n | 0 | 000 |  |  |  |  | 0 | 0 | 0 |  | SOUTH | 8461 | KOCHREF2 | 1 | YES | -0.21268 | 38 | 0 | 38 | 0 | 205 |  | 0 | 0 | 0 | 0 | 0 | 0 | 0 | #REF! | 0 | #REF! | #N/A
[9 empty] | #N/A | #N/A | n | 0 |  |  |  |  | 0 | 0 | 0 | 0 | 0 | 0 | 0 | 0 | 0 | 0 | 0 | 0 | 0 | #N/A | #N/A | n | 0 | 000 |  |  |  |  | 0 | 0 | 0 |  | SOUTH | 8517 | CEL-B #1 | 1 | YES | -0.21223 | 38 | 0 | 38 | 0 | 206 |  | 0 | 0 | 0 | 0 | 0 | 0 | 0 | #REF! | 0 | #REF! | #N/A
[9 empty] | #N/A | #N/A | n | 0 |  |  |  |  | 0 | 0 | 0 | 0 | 0 | 0 | 0 | 0 | 0 | 0 | 0 | 0 | 0 | #N/A | #N/A | n | 0 | 000 |  |  |  |  | 0 | 0 | 0 |  | SOUTH | 80003 | MILHWYS | 1 | YES | -0.21157 | 0 | 0 | 0 | 0 | 207 |  | 0 | 0 | 0 | 0 | 0 | 0 | 0 | #REF! | 0 | #REF! | #N/A
[9 empty] | #N/A | #N/A | n | 0 |  |  |  |  | 0 | 0 | 0 | 0 | 0 | 0 | 0 | 0 | 0 | 0 | 0 | 0 | 0 | #N/A | #N/A | n | 0 | 000 |  |  |  |  | 0 | 0 | 0 |  | SOUTH | 5933 | SI RAY6 | 6 | YES | -0.21157 | 0 | 10 | 22 | 0 | 208 |  | 0 | 0 | 0 | 0 | 0 | 0 | 0 | #REF! | 0 | #REF! | #N/A
[9 empty] | #N/A | #N/A | n | 0 |  |  |  |  | 0 | 0 | 0 | 0 | 0 | 0 | 0 | 0 | 0 | 0 | 0 | 0 | 0 | #N/A | #N/A | n | 0 | 000 |  |  |  |  | 0 | 0 | 0 |  | SOUTH | 5932 | SI RAY9 | 9 | YES | -0.21157 | 0 | 32 | 43 | 0 | 209 |  | 0 | 0 | 0 | 0 | 0 | 0 | 0 | #REF! | 0 | #REF! | #N/A
[9 empty] | #N/A | #N/A | n | 0 |  |  |  |  | 0 | 0 | 0 | 0 | 0 | 0 | 0 | 0 | 0 | 0 | 0 | 0 | 0 | #N/A | #N/A | n | 0 | 000 |  |  |  |  | 0 | 0 | 0 |  | SOUTH | 8308 | LAP #6 | 6 | YES | -0.21157 | 151.1 | 40 | 159 | 0 | 210 |  | 0 | 0 | 0 | 0 | 0 | 0 | 0 | #REF! | 0 | #REF! | #N/A
[9 empty] | #N/A | #N/A | n | 0 |  |  |  |  | 0 | 0 | 0 | 0 | 0 | 0 | 0 | 0 | 0 | 0 | 0 | 0 | 0 | #N/A | #N/A | n | 0 | 000 |  |  |  |  | 0 | 0 | 0 |  | SOUTH | 5934 | SI RAY5 | 5 | YES | -0.21157 | 15 | 10 | 21 | 0 | 211 |  | 0 | 0 | 0 | 0 | 0 | 0 | 0 | #REF! | 0 | #REF! | #N/A
[9 empty] | #N/A | #N/A | n | 0 |  |  |  |  | 0 | 0 | 0 | 0 | 0 | 0 | 0 | 0 | 0 | 0 | 0 | 0 | 0 | #N/A | #N/A | n | 0 | 000 |  |  |  |  | 0 | 0 | 0 |  | SOUTH | 8306 | LAP #5 | 5 | YES | -0.21155 | 0 | 7 | 25 | 0 | 212 |  | 0 | 0 | 0 | 0 | 0 | 0 | 0 | #REF! | 0 | #REF! | #N/A
[9 empty] | #N/A | #N/A | n | 0 |  |  |  |  | 0 | 0 | 0 | 0 | 0 | 0 | 0 | 0 | 0 | 0 | 0 | 0 | 0 | #N/A | #N/A | n | 0 | 000 |  |  |  |  | 0 | 0 | 0 |  | SOUTH | 8305 | LAP #4 | 4 | YES | -0.21155 | 0 | 7 | 25 | 0 | 213 |  | 0 | 0 | 0 | 0 | 0 | 0 | 0 | #REF! | 0 | #REF! | #N/A
[9 empty] | #N/A | #N/A | n | 0 |  |  |  |  | 0 | 0 | 0 | 0 | 0 | 0 | 0 | 0 | 0 | 0 | 0 | 0 | 0 | #N/A | #N/A | n | 0 | 000 |  |  |  |  | 0 | 0 | 0 |  | SOUTH | 8307 | LAP #7 | 7 | YES | -0.21155 | 0 | 52 | 52 | 0 | 214 |  | 0 | 0 | 0 | 0 | 0 | 0 | 0 | #REF! | 0 | #REF! | #N/A
[9 empty] | #N/A | #N/A | n | 0 |  |  |  |  | 0 | 0 | 0 | 0 | 0 | 0 | 0 | 0 | 0 | 0 | 0 | 0 | 0 | #N/A | #N/A | n | 0 | 000 |  |  |  |  | 0 | 0 | 0 |  | SOUTH | 8938 | MVGN#3 | 3 | YES | -0.21114 | 251.7 | 0 | 265 | 0 | 215 |  | 0 | 0 | 0 | 0 | 0 | 0 | 0 | #REF! | 0 | #REF! | #N/A
[9 empty] | #N/A | #N/A | n | 0 |  |  |  |  | 0 | 0 | 0 | 0 | 0 | 0 | 0 | 0 | 0 | 0 | 0 | 0 | 0 | #N/A | #N/A | n | 0 | 000 |  |  |  |  | 0 | 0 | 0 |  | SOUTH | 8937 | MVGN#2 | 2 | YES | -0.21114 | 237.5 | 0 | 250 | 0 | 216 |  | 0 | 0 | 0 | 0 | 0 | 0 | 0 | #REF! | 0 | #REF! | #N/A
[9 empty] | #N/A | #N/A | n | 0 |  |  |  |  | 0 | 0 | 0 | 0 | 0 | 0 | 0 | 0 | 0 | 0 | 0 | 0 | 0 | #N/A | #N/A | n | 0 | 000 |  |  |  |  | 0 | 0 | 0 |  | SOUTH | 8936 | MVGN#1 | 1 | YES | -0.21114 | 237.5 | 0 | 250 | 0 | 217 |  | 0 | 0 | 0 | 0 | 0 | 0 | 0 | #REF! | 0 | #REF! | #N/A
[9 empty] | #N/A | #N/A | n | 0 |  |  |  |  | 0 | 0 | 0 | 0 | 0 | 0 | 0 | 0 | 0 | 0 | 0 | 0 | 0 | #N/A | #N/A | n | 0 | 000 |  |  |  |  | 0 | 0 | 0 |  | SOUTH | 8983 | HECN3 | 3 | YES | -0.21113 | 0 | 0 | 198 | 0 | 218 |  | 0 | 0 | 0 | 0 | 0 | 0 | 0 | #REF! | 0 | #REF! | #N/A
[9 empty] | #N/A | #N/A | n | 0 |  |  |  |  | 0 | 0 | 0 | 0 | 0 | 0 | 0 | 0 | 0 | 0 | 0 | 0 | 0 | #N/A | #N/A | n | 0 | 000 |  |  |  |  | 0 | 0 | 0 |  | SOUTH | 8982 | HECN2 | 2 | YES | -0.21113 | 0 | 0 | 175 | 0 | 219 |  | 0 | 0 | 0 | 0 | 0 | 0 | 0 | #REF! | 0 | #REF! | #N/A
[9 empty] | #N/A | #N/A | n | 0 |  |  |  |  | 0 | 0 | 0 | 0 | 0 | 0 | 0 | 0 | 0 | 0 | 0 | 0 | 0 | #N/A | #N/A | n | 0 | 000 |  |  |  |  | 0 | 0 | 0 |  | SOUTH | 8981 | HECN1 | 1 | YES | -0.21113 | 105 | 0 | 175 | 0 | 220 |  | 0 | 0 | 0 | 0 | 0 | 0 | 0 | #REF! | 0 | #REF! | #N/A
[9 empty] | #N/A | #N/A | n | 0 |  |  |  |  | 0 | 0 | 0 | 0 | 0 | 0 | 0 | 0 | 0 | 0 | 0 | 0 | 0 | #N/A | #N/A | n | 0 | 000 |  |  |  |  | 0 | 0 | 0 |  | SOUTH | 8161 | CLO #1 | 1 | YES | -0.2105 | 632 | 200 | 632 | 0 | 221 |  | 0 | 0 | 0 | 0 | 0 | 0 | 0 | #REF! | 0 | #REF! | #N/A
[9 empty] | #N/A | #N/A | n | 0 |  |  |  |  | 0 | 0 | 0 | 0 | 0 | 0 | 0 | 0 | 0 | 0 | 0 | 0 | 0 | #N/A | #N/A | n | 0 | 000 |  |  |  |  | 0 | 0 | 0 |  | SOUTH | 8393 | BAT #2 | 2 | YES | -0.21027 | 70 | 25 | 110 | 0 | 222 |  | 0 | 0 | 0 | 0 | 0 | 0 | 0 | #REF! | 0 | #REF! | #N/A
[9 empty] | #N/A | #N/A | n | 0 |  |  |  |  | 0 | 0 | 0 | 0 | 0 | 0 | 0 | 0 | 0 | 0 | 0 | 0 | 0 | #N/A | #N/A | n | 0 | 000 |  |  |  |  | 0 | 0 | 0 |  | SOUTH | 8935 | FGNTS201 | 3 | YES | -0.21026 | 0 | 0 | 183 | 0 | 223 |  | 0 | 0 | 0 | 0 | 0 | 0 | 0 | #REF! | 0 | #REF! | #N/A
[9 empty] | #N/A | #N/A | n | 0 |  |  |  |  | 0 | 0 | 0 | 0 | 0 | 0 | 0 | 0 | 0 | 0 | 0 | 0 | 0 | #N/A | #N/A | n | 0 | 000 |  |  |  |  | 0 | 0 | 0 |  | SOUTH | 8934 | FGNTS101 | 2 | YES | -0.21026 | 0 | 0 | 170 | 0 | 224 |  | 0 | 0 | 0 | 0 | 0 | 0 | 0 | #REF! | 0 | #REF! | #N/A
[9 empty] | #N/A | #N/A | n | 0 |  |  |  |  | 0 | 0 | 0 | 0 | 0 | 0 | 0 | 0 | 0 | 0 | 0 | 0 | 0 | #N/A | #N/A | n | 0 | 000 |  |  |  |  | 0 | 0 | 0 |  | SOUTH | 8933 | FGNTS001 | 1 | YES | -0.21026 | 150 | 0 | 170 | 0 | 225 |  | 0 | 0 | 0 | 0 | 0 | 0 | 0 | #REF! | 0 | #REF! | #N/A
[9 empty] | #N/A | #N/A | n | 0 |  |  |  |  | 0 | 0 | 0 | 0 | 0 | 0 | 0 | 0 | 0 | 0 | 0 | 0 | 0 | #N/A | #N/A | n | 0 | 000 |  |  |  |  | 0 | 0 | 0 |  | SOUTH | 8388 | BAT #1 | 1 | YES | -0.2102 | 68.4 | 21 | 72 | 0 | 226 |  | 0 | 0 | 0 | 0 | 0 | 0 | 0 | #REF! | 0 | #REF! | #N/A
[9 empty] | #N/A | #N/A | n | 0 |  |  |  |  | 0 | 0 | 0 | 0 | 0 | 0 | 0 | 0 | 0 | 0 | 0 | 0 | 0 | #N/A | #N/A | n | 0 | 000 |  |  |  |  | 0 | 0 | 0 |  | SOUTH | 8048 | FAL #1 | 1 | YES | -0.20487 | 5.8 | 0 | 11.5 | 0 | 227 |  | 0 | 0 | 0 | 0 | 0 | 0 | 0 | #REF! | 0 | #REF! | #N/A
[9 empty] | #N/A | #N/A | n | 0 |  |  |  |  | 0 | 0 | 0 | 0 | 0 | 0 | 0 | 0 | 0 | 0 | 0 | 0 | 0 | #N/A | #N/A | n | 0 | 000 |  |  |  |  | 0 | 0 | 0 |  | SOUTH | 5729 | FALCON3 | 3 | YES | -0.20487 | 5.8 | 0 | 11.5 | 0 | 228 |  | 0 | 0 | 0 | 0 | 0 | 0 | 0 | #REF! | 0 | #REF! | #N/A
[9 empty] | #N/A | #N/A | n | 0 |  |  |  |  | 0 | 0 | 0 | 0 | 0 | 0 | 0 | 0 | 0 | 0 | 0 | 0 | 0 | #N/A | #N/A | n | 0 | 000 |  |  |  |  | 0 | 0 | 0 |  | SOUTH | 5728 | FALCON2 | 2 | YES | -0.20487 | 5.8 | 0 | 11.5 | 0 | 229 |  | 0 | 0 | 0 | 0 | 0 | 0 | 0 | #REF! | 0 | #REF! | #N/A
[9 empty] | #N/A | #N/A | n | 0 |  |  |  |  | 0 | 0 | 0 | 0 | 0 | 0 | 0 | 0 | 0 | 0 | 0 | 0 | 0 | #N/A | #N/A | n | 0 | 000 |  |  |  |  | 0 | 0 | 0 |  | SOUTH | 8285 | LAR #1 | 1 | YES | -0.19721 | 33.3 | 9 | 35 | 0 | 230 |  | 0 | 0 | 0 | 0 | 0 | 0 | 0 | #REF! | 0 | #REF! | #N/A
[9 empty] | #N/A | #N/A | n | 0 |  |  |  |  | 0 | 0 | 0 | 0 | 0 | 0 | 0 | 0 | 0 | 0 | 0 | 0 | 0 | #N/A | #N/A | n | 0 | 000 |  |  |  |  | 0 | 0 | 0 |  | SOUTH | 8288 | LAR #3 | 3 | YES | -0.19691 | 104.5 | 25 | 110 | 0 | 231 |  | 0 | 0 | 0 | 0 | 0 | 0 | 0 | #REF! | 0 | #REF! | #N/A
[9 empty] | #N/A | #N/A | n | 0 |  |  |  |  | 0 | 0 | 0 | 0 | 0 | 0 | 0 | 0 | 0 | 0 | 0 | 0 | 0 | #N/A | #N/A | n | 0 | 000 |  |  |  |  | 0 | 0 | 0 |  | SOUTH | 8287 | LAR #2 | 2 | YES | -0.19691 | 32.3 | 9 | 34 | 0 | 232 |  | 0 | 0 | 0 | 0 | 0 | 0 | 0 | #REF! | 0 | #REF! | #N/A
[9 empty] | #N/A | #N/A | n | 0 |  |  |  |  | 0 | 0 | 0 | 0 | 0 | 0 | 0 | 0 | 0 | 0 | 0 | 0 | 0 | #N/A | #N/A | n | 0 | 000 |  |  |  |  | 0 | 0 | 0 |  | SOUTH | 80012 | LAR | 1 | YES | -0.19691 | 0 | 0 | 0 | 0 | 233 |  | 0 | 0 | 0 | 0 | 0 | 0 | 0 | #REF! | 0 | #REF! | #N/A
[9 empty] | #N/A | #N/A | n | 0 |  |  |  |  | 0 | 0 | 0 | 0 | 0 | 0 | 0 | 0 | 0 | 0 | 0 | 0 | 0 | #N/A | #N/A | n | 0 | 000 |  |  |  |  | 0 | 0 | 0 |  | SOUTH | 5401 | JKS1 | 1 | YES | -0.19568 | 585 | 100 | 609 | 0 | 234 |  | 0 | 0 | 0 | 0 | 0 | 0 | 0 | #REF! | 0 | #REF! | #N/A
[9 empty] | #N/A | #N/A | n | 0 |  |  |  |  | 0 | 0 | 0 | 0 | 0 | 0 | 0 | 0 | 0 | 0 | 0 | 0 | 0 | #N/A | #N/A | n | 0 | 000 |  |  |  |  | 0 | 0 | 0 |  | SOUTH | 8189 | CUERO 2 | 1 | YES | -0.19538 | 10 | 0 | 12 | 0 | 235 |  | 0 | 0 | 0 | 0 | 0 | 0 | 0 | #REF! | 0 | #REF! | #N/A
[9 empty] | #N/A | #N/A | n | 0 |  |  |  |  | 0 | 0 | 0 | 0 | 0 | 0 | 0 | 0 | 0 | 0 | 0 | 0 | 0 | #N/A | #N/A | n | 0 | 000 |  |  |  |  | 0 | 0 | 0 |  | SOUTH | 5478 | AVR1-CT2 | 1 | YES | -0.19524 | 155 | 90 | 175 | 0 | 236 |  | 0 | 0 | 0 | 0 | 0 | 0 | 0 | #REF! | 0 | #REF! | #N/A
[9 empty] | #N/A | #N/A | n | 0 |  |  |  |  | 0 | 0 | 0 | 0 | 0 | 0 | 0 | 0 | 0 | 0 | 0 | 0 | 0 | #N/A | #N/A | n | 0 | 000 |  |  |  |  | 0 | 0 | 0 |  | SOUTH | 5477 | AVR1-ST1 | 1 | YES | -0.19524 | 171 | 138 | 197 | 0 | 237 |  | 0 | 0 | 0 | 0 | 0 | 0 | 0 | #REF! | 0 | #REF! | #N/A
[9 empty] | #N/A | #N/A | n | 0 |  |  |  |  | 0 | 0 | 0 | 0 | 0 | 0 | 0 | 0 | 0 | 0 | 0 | 0 | 0 | #N/A | #N/A | n | 0 | 000 |  |  |  |  | 0 | 0 | 0 |  | SOUTH | 5476 | AVR1-CT1 | 1 | YES | -0.19524 | 155 | 90 | 175 | 0 | 238 |  | 0 | 0 | 0 | 0 | 0 | 0 | 0 | #REF! | 0 | #REF! | #N/A
[9 empty] | #N/A | #N/A | n | 0 |  |  |  |  | 0 | 0 | 0 | 0 | 0 | 0 | 0 | 0 | 0 | 0 | 0 | 0 | 0 | #N/A | #N/A | n | 0 | 000 |  |  |  |  | 0 | 0 | 0 |  | SOUTH | 5903 | MIGUEL | 1 | YES | -0.19476 | 395 | 180 | 395 | 0 | 239 |  | 0 | 0 | 0 | 0 | 0 | 0 | 0 | #REF! | 0 | #REF! | #N/A
[9 empty] | #N/A | #N/A | n | 0 |  |  |  |  | 0 | 0 | 0 | 0 | 0 | 0 | 0 | 0 | 0 | 0 | 0 | 0 | 0 | #N/A | #N/A | n | 0 | 000 |  |  |  |  | 0 | 0 | 0 |  | SOUTH | 5112 | JTD2 | 2 | YES | -0.19309 | 415 | 80 | 415 | 0 | 240 |  | 0 | 0 | 0 | 0 | 0 | 0 | 0 | #REF! | 0 | #REF! | #N/A
[9 empty] | #N/A | #N/A | n | 0 |  |  |  |  | 0 | 0 | 0 | 0 | 0 | 0 | 0 | 0 | 0 | 0 | 0 | 0 | 0 | #N/A | #N/A | n | 0 | 000 |  |  |  |  | 0 | 0 | 0 |  | SOUTH | 5111 | JTD1 | 1 | YES | -0.19309 | 415 | 80 | 415 | 0 | 241 |  | 0 | 0 | 0 | 0 | 0 | 0 | 0 | #REF! | 0 | #REF! | #N/A
[9 empty] | #N/A | #N/A | n | 0 |  |  |  |  | 0 | 0 | 0 | 0 | 0 | 0 | 0 | 0 | 0 | 0 | 0 | 0 | 0 | #N/A | #N/A | n | 0 | 000 |  |  |  |  | 0 | 0 | 0 |  | SOUTH | 5439 | WBT4 | 4 | YES | -0.19304 | 0 | 40 | 160 | 0 | 242 |  | 0 | 0 | 0 | 0 | 0 | 0 | 0 | #REF! | 0 | #REF! | #N/A
[9 empty] | #N/A | #N/A | n | 0 |  |  |  |  | 0 | 0 | 0 | 0 | 0 | 0 | 0 | 0 | 0 | 0 | 0 | 0 | 0 | #N/A | #N/A | n | 0 | 000 |  |  |  |  | 0 | 0 | 0 |  | SOUTH | 5438 | WBT3 | 3 | YES | -0.19304 | 0 | 25 | 100 | 0 | 243 |  | 0 | 0 | 0 | 0 | 0 | 0 | 0 | #REF! | 0 | #REF! | #N/A
[9 empty] | #N/A | #N/A | n | 0 |  |  |  |  | 0 | 0 | 0 | 0 | 0 | 0 | 0 | 0 | 0 | 0 | 0 | 0 | 0 | #N/A | #N/A | n | 0 | 000 |  |  |  |  | 0 | 0 | 0 |  | SOUTH | 5437 | WBT2 | 2 | YES | -0.19304 | 0 | 25 | 100 | 0 | 244 |  | 0 | 0 | 0 | 0 | 0 | 0 | 0 | #REF! | 0 | #REF! | #N/A
[9 empty] | #N/A | #N/A | n | 0 |  |  |  |  | 0 | 0 | 0 | 0 | 0 | 0 | 0 | 0 | 0 | 0 | 0 | 0 | 0 | #N/A | #N/A | n | 0 | 000 |  |  |  |  | 0 | 0 | 0 |  | SOUTH | 5436 | WBT1 | 1 | YES | -0.19304 | 0 | 20 | 65 | 0 | 245 |  | 0 | 0 | 0 | 0 | 0 | 0 | 0 | #REF! | 0 | #REF! | #N/A
[9 empty] | #N/A | #N/A | n | 0 |  |  |  |  | 0 | 0 | 0 | 0 | 0 | 0 | 0 | 0 | 0 | 0 | 0 | 0 | 0 | #N/A | #N/A | n | 0 | 000 |  |  |  |  | 0 | 0 | 0 |  | SOUTH | 5265 | LCP4 | 4 | YES | -0.19301 | 0 | 25 | 95 | 0 | 246 |  | 0 | 0 | 0 | 0 | 0 | 0 | 0 | #REF! | 0 | #REF! | #N/A
[9 empty] | #N/A | #N/A | n | 0 |  |  |  |  | 0 | 0 | 0 | 0 | 0 | 0 | 0 | 0 | 0 | 0 | 0 | 0 | 0 | #N/A | #N/A | n | 0 | 000 |  |  |  |  | 0 | 0 | 0 |  | SOUTH | 5264 | LCP3 | 3 | YES | -0.19301 | 0 | 20 | 65 | 0 | 247 |  | 0 | 0 | 0 | 0 | 0 | 0 | 0 | #REF! | 0 | #REF! | #N/A
[9 empty] | #N/A | #N/A | n | 0 |  |  |  |  | 0 | 0 | 0 | 0 | 0 | 0 | 0 | 0 | 0 | 0 | 0 | 0 | 0 | #N/A | #N/A | n | 0 | 000 |  |  |  |  | 0 | 0 | 0 |  | SOUTH | 5013 | MRP3 | 3 | YES | -0.19288 | 0 | 25 | 100 | 0 | 248 |  | 0 | 0 | 0 | 0 | 0 | 0 | 0 | #REF! | 0 | #REF! | #N/A
[9 empty] | #N/A | #N/A | n | 0 |  |  |  |  | 0 | 0 | 0 | 0 | 0 | 0 | 0 | 0 | 0 | 0 | 0 | 0 | 0 | #N/A | #N/A | n | 0 | 000 |  |  |  |  | 0 | 0 | 0 |  | SOUTH | 5028 | VHB3 | 3 | YES | -0.19283 | 0 | 60 | 400 | 0 | 249 |  | 0 | 0 | 0 | 0 | 0 | 0 | 0 | #REF! | 0 | #REF! | #N/A
[9 empty] | #N/A | #N/A | n | 0 |  |  |  |  | 0 | 0 | 0 | 0 | 0 | 0 | 0 | 0 | 0 | 0 | 0 | 0 | 0 | #N/A | #N/A | n | 0 | 000 |  |  |  |  | 0 | 0 | 0 |  | SOUTH | 5026 | VHB1 | 1 | YES | -0.19283 | 0 | 40 | 225 | 0 | 250 |  | 0 | 0 | 0 | 0 | 0 | 0 | 0 | #REF! | 0 | #REF! | #N/A
[9 empty] | #N/A | #N/A | n | 0 |  |  |  |  | 0 | 0 | 0 | 0 | 0 | 0 | 0 | 0 | 0 | 0 | 0 | 0 | 0 | #N/A | #N/A | n | 0 | 000 |  |  |  |  | 0 | 0 | 0 |  | SOUTH | 5027 | VHB2 | 2 | YES | -0.19283 | 0 | 40 | 240 | 0 | 251 |  | 0 | 0 | 0 | 0 | 0 | 0 | 0 | #REF! | 0 | #REF! | #N/A
[9 empty] | #N/A | #N/A | n | 0 |  |  |  |  | 0 | 0 | 0 | 0 | 0 | 0 | 0 | 0 | 0 | 0 | 0 | 0 | 0 | #N/A | #N/A | n | 0 | 000 |  |  |  |  | 0 | 0 | 0 |  | SOUTH | 5397 | OWS2 | 2 | YES | -0.19281 | 0 | 80 | 435 | 0 | 252 |  | 0 | 0 | 0 | 0 | 0 | 0 | 0 | #REF! | 0 | #REF! | #N/A
[9 empty] | #N/A | #N/A | n | 0 |  |  |  |  | 0 | 0 | 0 | 0 | 0 | 0 | 0 | 0 | 0 | 0 | 0 | 0 | 0 | #N/A | #N/A | n | 0 | 000 |  |  |  |  | 0 | 0 | 0 |  | SOUTH | 5396 | OWS1 | 1 | YES | -0.19281 | 164 | 80 | 445 | 0 | 253 |  | 0 | 0 | 0 | 0 | 0 | 0 | 0 | #REF! | 0 | #REF! | #N/A
[9 empty] | #N/A | #N/A | n | 0 |  |  |  |  | 0 | 0 | 0 | 0 | 0 | 0 | 0 | 0 | 0 | 0 | 0 | 0 | 0 | #N/A | #N/A | n | 0 | 000 |  |  |  |  | 0 | 0 | 0 |  | SOUTH | 5891 | PRSGN2 | 1 | YES | -0.1901 | 23 | 6 | 23 | 0 | 254 |  | 0 | 0 | 0 | 0 | 0 | 0 | 0 | #REF! | 0 | #REF! | #N/A
[9 empty] | #N/A | #N/A | n | 0 |  |  |  |  | 0 | 0 | 0 | 0 | 0 | 0 | 0 | 0 | 0 | 0 | 0 | 0 | 0 | #N/A | #N/A | n | 0 | 000 |  |  |  |  | 0 | 0 | 0 |  | SOUTH | 5890 | PRSGN1 | 1 | YES | -0.1901 | 24 | 6 | 24 | 0 | 255 |  | 0 | 0 | 0 | 0 | 0 | 0 | 0 | #REF! | 0 | #REF! | #N/A
[9 empty] | #N/A | #N/A | n | 0 |  |  |  |  | 0 | 0 | 0 | 0 | 0 | 0 | 0 | 0 | 0 | 0 | 0 | 0 | 0 | #N/A | #N/A | n | 0 | 000 |  |  |  |  | 0 | 0 | 0 |  | SOUTH | 5892 | PRSGN3 | 1 | YES | -0.1901 | 0 | 6 | 23 | 0 | 256 |  | 0 | 0 | 0 | 0 | 0 | 0 | 0 | #REF! | 0 | #REF! | #N/A
[9 empty] | #N/A | #N/A | n | 0 |  |  |  |  | 0 | 0 | 0 | 0 | 0 | 0 | 0 | 0 | 0 | 0 | 0 | 0 | 0 | #N/A | #N/A | n | 0 | 000 |  |  |  |  | 0 | 0 | 0 |  | SOUTH | 7801 | GUALUP 2 | 2 | YES | -0.18768 | 0 | 30 | 175 | 0 | 257 |  | 0 | 0 | 0 | 0 | 0 | 0 | 0 | #REF! | 0 | #REF! | #N/A
[9 empty] | #N/A | #N/A | n | 0 |  |  |  |  | 0 | 0 | 0 | 0 | 0 | 0 | 0 | 0 | 0 | 0 | 0 | 0 | 0 | #N/A | #N/A | n | 0 | 000 |  |  |  |  | 0 | 0 | 0 |  | SOUTH | 7805 | GUALUP 6 | 6 | YES | -0.18768 | 0 | 30 | 205 | 0 | 258 |  | 0 | 0 | 0 | 0 | 0 | 0 | 0 | #REF! | 0 | #REF! | #N/A
[9 empty] | #N/A | #N/A | n | 0 |  |  |  |  | 0 | 0 | 0 | 0 | 0 | 0 | 0 | 0 | 0 | 0 | 0 | 0 | 0 | #N/A | #N/A | n | 0 | 000 |  |  |  |  | 0 | 0 | 0 |  | SOUTH | 7804 | GUALUP 5 | 5 | YES | -0.18768 | 0 | 30 | 205 | 0 | 259 |  | 0 | 0 | 0 | 0 | 0 | 0 | 0 | #REF! | 0 | #REF! | #N/A
[9 empty] | #N/A | #N/A | n | 0 |  |  |  |  | 0 | 0 | 0 | 0 | 0 | 0 | 0 | 0 | 0 | 0 | 0 | 0 | 0 | #N/A | #N/A | n | 0 | 000 |  |  |  |  | 0 | 0 | 0 |  | SOUTH | 7803 | GUALUP 4 | 4 | YES | -0.18768 | 0 | 30 | 175 | 0 | 260 |  | 0 | 0 | 0 | 0 | 0 | 0 | 0 | #REF! | 0 | #REF! | #N/A
[9 empty] | #N/A | #N/A | n | 0 |  |  |  |  | 0 | 0 | 0 | 0 | 0 | 0 | 0 | 0 | 0 | 0 | 0 | 0 | 0 | #N/A | #N/A | n | 0 | 000 |  |  |  |  | 0 | 0 | 0 |  | SOUTH | 7802 | GUALUP 3 | 3 | YES | -0.18768 | 0 | 30 | 175 | 0 | 261 |  | 0 | 0 | 0 | 0 | 0 | 0 | 0 | #REF! | 0 | #REF! | #N/A
[9 empty] | #N/A | #N/A | n | 0 |  |  |  |  | 0 | 0 | 0 | 0 | 0 | 0 | 0 | 0 | 0 | 0 | 0 | 0 | 0 | #N/A | #N/A | n | 0 | 000 |  |  |  |  | 0 | 0 | 0 |  | SOUTH | 7800 | GUALUP 1 | 1 | YES | -0.18768 | 0 | 30 | 175 | 0 | 262 |  | 0 | 0 | 0 | 0 | 0 | 0 | 0 | #REF! | 0 | #REF! | #N/A
[9 empty] | #N/A | #N/A | n | 0 |  |  |  |  | 0 | 0 | 0 | 0 | 0 | 0 | 0 | 0 | 0 | 0 | 0 | 0 | 0 | #N/A | #N/A | n | 0 | 000 |  |  |  |  | 0 | 0 | 0 |  | SOUTH | 7624 | LAKEWD06 | 2 | YES | -0.18737 | 2.4 | 0 | 2.4 | 0 | 263 |  | 0 | 0 | 0 | 0 | 0 | 0 | 0 | #REF! | 0 | #REF! | #N/A
[9 empty] | #N/A | #N/A | n | 0 |  |  |  |  | 0 | 0 | 0 | 0 | 0 | 0 | 0 | 0 | 0 | 0 | 0 | 0 | 0 | #N/A | #N/A | n | 0 | 000 |  |  |  |  | 0 | 0 | 0 |  | SOUTH | 7624 | LAKEWD06 | 1 | YES | -0.18737 | 2.4 | 0 | 2.4 | 0 | 264 |  | 0 | 0 | 0 | 0 | 0 | 0 | 0 | #REF! | 0 | #REF! | #N/A
[9 empty] | #N/A | #N/A | n | 0 |  |  |  |  | 0 | 0 | 0 | 0 | 0 | 0 | 0 | 0 | 0 | 0 | 0 | 0 | 0 | #N/A | #N/A | n | 0 | 000 |  |  |  |  | 0 | 0 | 0 |  | SOUTH | 7609 | SCHUMA13 | 1 | YES | -0.18492 | 3.6 | 0 | 3.6 | 0 | 265 |  | 0 | 0 | 0 | 0 | 0 | 0 | 0 | #REF! | 0 | #REF! | #N/A
[9 empty] | #N/A | #N/A | n | 0 |  |  |  |  | 0 | 0 | 0 | 0 | 0 | 0 | 0 | 0 | 0 | 0 | 0 | 0 | 0 | #N/A | #N/A | n | 0 | 000 |  |  |  |  | 0 | 0 | 0 |  | SOUTH | 7605 | MCQUEE06 | 1 | YES | -0.18479 | 2.4 | 0 | 2.4 | 0 | 266 |  | 0 | 0 | 0 | 0 | 0 | 0 | 0 | #REF! | 0 | #REF! | #N/A
[9 empty] | #N/A | #N/A | n | 0 |  |  |  |  | 0 | 0 | 0 | 0 | 0 | 0 | 0 | 0 | 0 | 0 | 0 | 0 | 0 | #N/A | #N/A | n | 0 | 000 |  |  |  |  | 0 | 0 | 0 |  | SOUTH | 7605 | MCQUEE06 | 3 | YES | -0.18479 | 2.8 | 0 | 2.8 | 0 | 267 |  | 0 | 0 | 0 | 0 | 0 | 0 | 0 | #REF! | 0 | #REF! | #N/A
[9 empty] | #N/A | #N/A | n | 0 |  |  |  |  | 0 | 0 | 0 | 0 | 0 | 0 | 0 | 0 | 0 | 0 | 0 | 0 | 0 | #N/A | #N/A | n | 0 | 000 |  |  |  |  | 0 | 0 | 0 |  | SOUTH | 7605 | MCQUEE06 | 2 | YES | -0.18479 | 2.4 | 0 | 2.4 | 0 | 268 |  | 0 | 0 | 0 | 0 | 0 | 0 | 0 | #REF! | 0 | #REF! | #N/A
[9 empty] | #N/A | #N/A | n | 0 |  |  |  |  | 0 | 0 | 0 | 0 | 0 | 0 | 0 | 0 | 0 | 0 | 0 | 0 | 0 | #N/A | #N/A | n | 0 | 000 |  |  |  |  | 0 | 0 | 0 |  | SOUTH | 7812 | RIONOGT3 | 3 | YES | -0.18276 | 0 | 0 | 210 | 0 | 269 |  | 0 | 0 | 0 | 0 | 0 | 0 | 0 | #REF! | 0 | #REF! | #N/A
[9 empty] | #N/A | #N/A | n | 0 |  |  |  |  | 0 | 0 | 0 | 0 | 0 | 0 | 0 | 0 | 0 | 0 | 0 | 0 | 0 | #N/A | #N/A | n | 0 | 000 |  |  |  |  | 0 | 0 | 0 |  | SOUTH | 7811 | RIONOGT2 | 2 | YES | -0.18276 | 199.5 | 0 | 210 | 0 | 270 |  | 0 | 0 | 0 | 0 | 0 | 0 | 0 | #REF! | 0 | #REF! | #N/A
[9 empty] | #N/A | #N/A | n | 0 |  |  |  |  | 0 | 0 | 0 | 0 | 0 | 0 | 0 | 0 | 0 | 0 | 0 | 0 | 0 | #N/A | #N/A | n | 0 | 000 |  |  |  |  | 0 | 0 | 0 |  | SOUTH | 7810 | RIONOGT1 | 1 | YES | -0.18276 | 199.5 | 0 | 210 | 0 | 271 |  | 0 | 0 | 0 | 0 | 0 | 0 | 0 | #REF! | 0 | #REF! | #N/A
[9 empty] | #N/A | #N/A | n | 0 |  |  |  |  | 0 | 0 | 0 | 0 | 0 | 0 | 0 | 0 | 0 | 0 | 0 | 0 | 0 | #N/A | #N/A | n | 0 | 000 |  |  |  |  | 0 | 0 | 0 |  | SOUTH | 7813 | RIONOST1 | 4 | YES | -0.18276 | 300 | 0 | 415 | 0 | 272 |  | 0 | 0 | 0 | 0 | 0 | 0 | 0 | #REF! | 0 | #REF! | #N/A
[9 empty] | #N/A | #N/A | n | 0 |  |  |  |  | 0 | 0 | 0 | 0 | 0 | 0 | 0 | 0 | 0 | 0 | 0 | 0 | 0 | #N/A | #N/A | n | 0 | 000 |  |  |  |  | 0 | 0 | 0 |  | SOUTH | 7012 | FPP G3 | 3 | YES | -0.1791 | 449.9 | 180 | 449.9 | 0 | 273 |  | 0 | 0 | 0 | 0 | 0 | 0 | 0 | #REF! | 0 | #REF! | #N/A
[9 empty] | #N/A | #N/A | n | 0 |  |  |  |  | 0 | 0 | 0 | 0 | 0 | 0 | 0 | 0 | 0 | 0 | 0 | 0 | 0 | #N/A | #N/A | n | 0 | 000 |  |  |  |  | 0 | 0 | 0 |  | SOUTH | 7011 | FPP G2 | 2 | YES | -0.179 | 584 | 200 | 584 | 0 | 274 |  | 0 | 0 | 0 | 0 | 0 | 0 | 0 | #REF! | 0 | #REF! | #N/A
[9 empty] | #N/A | #N/A | n | 0 |  |  |  |  | 0 | 0 | 0 | 0 | 0 | 0 | 0 | 0 | 0 | 0 | 0 | 0 | 0 | #N/A | #N/A | n | 0 | 000 |  |  |  |  | 0 | 0 | 0 |  | SOUTH | 7010 | FPP G1 | 1 | YES | -0.179 | 584 | 200 | 584 | 0 | 275 |  | 0 | 0 | 0 | 0 | 0 | 0 | 0 | #REF! | 0 | #REF! | #N/A
[9 empty] | #N/A | #N/A | n | 0 |  |  |  |  | 0 | 0 | 0 | 0 | 0 | 0 | 0 | 0 | 0 | 0 | 0 | 0 | 0 | #N/A | #N/A | n | 0 | 000 |  |  |  |  | 0 | 0 | 0 |  | SOUTH | 7016 | HAYSN 3 | 3 | YES | -0.17886 | 261.2 | 74 | 275 | 0 | 276 |  | 0 | 0 | 0 | 0 | 0 | 0 | 0 | #REF! | 0 | #REF! | #N/A
[9 empty] | #N/A | #N/A | n | 0 |  |  |  |  | 0 | 0 | 0 | 0 | 0 | 0 | 0 | 0 | 0 | 0 | 0 | 0 | 0 | #N/A | #N/A | n | 0 | 000 |  |  |  |  | 0 | 0 | 0 |  | SOUTH | 7015 | HAYSN 2 | 2 | YES | -0.17886 | 261.2 | 74 | 275 | 0 | 277 |  | 0 | 0 | 0 | 0 | 0 | 0 | 0 | #REF! | 0 | #REF! | #N/A
[9 empty] | #N/A | #N/A | n | 0 |  |  |  |  | 0 | 0 | 0 | 0 | 0 | 0 | 0 | 0 | 0 | 0 | 0 | 0 | 0 | #N/A | #N/A | n | 0 | 000 |  |  |  |  | 0 | 0 | 0 |  | SOUTH | 7014 | HAYSN 1 | 1 | YES | -0.17886 | 261.2 | 74 | 275 | 0 | 278 |  | 0 | 0 | 0 | 0 | 0 | 0 | 0 | #REF! | 0 | #REF! | #N/A
[9 empty] | #N/A | #N/A | n | 0 |  |  |  |  | 0 | 0 | 0 | 0 | 0 | 0 | 0 | 0 | 0 | 0 | 0 | 0 | 0 | #N/A | #N/A | n | 0 | 000 |  |  |  |  | 0 | 0 | 0 |  | SOUTH | 7017 | HAYSN 4 | 4 | YES | -0.17886 | 261.2 | 74 | 275 | 0 | 279 |  | 0 | 0 | 0 | 0 | 0 | 0 | 0 | #REF! | 0 | #REF! | #N/A
[9 empty] | #N/A | #N/A | n | 0 |  |  |  |  | 0 | 0 | 0 | 0 | 0 | 0 | 0 | 0 | 0 | 0 | 0 | 0 | 0 | #N/A | #N/A | n | 0 | 000 |  |  |  |  | 0 | 0 | 0 |  | SOUTH | 7487 | CANYHY13 | 1 | YES | -0.17533 | 6 | 0 | 6 | 0 | 280 |  | 0 | 0 | 0 | 0 | 0 | 0 | 0 | #REF! | 0 | #REF! | #N/A
[9 empty] | #N/A | #N/A | n | 0 |  |  |  |  | 0 | 0 | 0 | 0 | 0 | 0 | 0 | 0 | 0 | 0 | 0 | 0 | 0 | #N/A | #N/A | n | 0 | 000 |  |  |  |  | 0 | 0 | 0 |  | SOUTH | 7005 | GIDEONG2 | 2 | YES | -0.16675 | 140 | 23 | 140 | 0 | 281 |  | 0 | 0 | 0 | 0 | 0 | 0 | 0 | #REF! | 0 | #REF! | #N/A
[9 empty] | #N/A | #N/A | n | 0 |  |  |  |  | 0 | 0 | 0 | 0 | 0 | 0 | 0 | 0 | 0 | 0 | 0 | 0 | 0 | #N/A | #N/A | n | 0 | 000 |  |  |  |  | 0 | 0 | 0 |  | SOUTH | 7004 | GIDEONG1 | 1 | YES | -0.16675 | 140 | 23 | 140 | 0 | 282 |  | 0 | 0 | 0 | 0 | 0 | 0 | 0 | #REF! | 0 | #REF! | #N/A
[9 empty] | #N/A | #N/A | n | 0 |  |  |  |  | 0 | 0 | 0 | 0 | 0 | 0 | 0 | 0 | 0 | 0 | 0 | 0 | 0 | #N/A | #N/A | n | 0 | 000 |  |  |  |  | 0 | 0 | 0 |  | SOUTH | 7006 | GIDEONG3 | 3 | YES | -0.16675 | 342 | 55 | 342 | 0 | 283 |  | 0 | 0 | 0 | 0 | 0 | 0 | 0 | #REF! | 0 | #REF! | #N/A
[9 empty] | #N/A | #N/A | n | 0 |  |  |  |  | 0 | 0 | 0 | 0 | 0 | 0 | 0 | 0 | 0 | 0 | 0 | 0 | 0 | #N/A | #N/A | n | 0 | 000 |  |  |  |  | 0 | 0 | 0 |  | SOUTH | 7008 | LOSTPN 2 | 2 | YES | -0.16538 | 100 | 115 | 175 | 0 | 284 |  | 0 | 0 | 0 | 0 | 0 | 0 | 0 | #REF! | 0 | #REF! | #N/A
[9 empty] | #N/A | #N/A | n | 0 |  |  |  |  | 0 | 0 | 0 | 0 | 0 | 0 | 0 | 0 | 0 | 0 | 0 | 0 | 0 | #N/A | #N/A | n | 0 | 000 |  |  |  |  | 0 | 0 | 0 |  | SOUTH | 7007 | LOSTPN 1 | 1 | YES | -0.16538 | 250 | 115 | 175 | 0 | 285 |  | 0 | 0 | 0 | 0 | 0 | 0 | 0 | #REF! | 0 | #REF! | #N/A
[9 empty] | #N/A | #N/A | n | 0 |  |  |  |  | 0 | 0 | 0 | 0 | 0 | 0 | 0 | 0 | 0 | 0 | 0 | 0 | 0 | #N/A | #N/A | n | 0 | 000 |  |  |  |  | 0 | 0 | 0 |  | SOUTH | 7009 | LOSTPN 3 | 3 | YES | -0.16538 | 0 | 65 | 192 | 0 | 286 |  | 0 | 0 | 0 | 0 | 0 | 0 | 0 | #REF! | 0 | #REF! | #N/A
[9 empty] | #N/A | #N/A | n | 0 |  |  |  |  | 0 | 0 | 0 | 0 | 0 | 0 | 0 | 0 | 0 | 0 | 0 | 0 | 0 | #N/A | #N/A | n | 0 | 000 |  |  |  |  | 0 | 0 | 0 |  | SOUTH | 7809 | BEP ST1 | 1 | YES | -0.1644 | 157.7 | 42 | 166 | 0 | 287 |  | 0 | 0 | 0 | 0 | 0 | 0 | 0 | #REF! | 0 | #REF! | #N/A
[9 empty] | #N/A | #N/A | n | 0 |  |  |  |  | 0 | 0 | 0 | 0 | 0 | 0 | 0 | 0 | 0 | 0 | 0 | 0 | 0 | #N/A | #N/A | n | 0 | 000 |  |  |  |  | 0 | 0 | 0 |  | SOUTH | 7808 | BEP GT2 | 1 | YES | -0.1644 | 158.6 | 83.5 | 167 | 0 | 288 |  | 0 | 0 | 0 | 0 | 0 | 0 | 0 | #REF! | 0 | #REF! | #N/A
[9 empty] | #N/A | #N/A | n | 0 |  |  |  |  | 0 | 0 | 0 | 0 | 0 | 0 | 0 | 0 | 0 | 0 | 0 | 0 | 0 | #N/A | #N/A | n | 0 | 000 |  |  |  |  | 0 | 0 | 0 |  | SOUTH | 7807 | BEP GT1 | 1 | YES | -0.1644 | 158.6 | 83.5 | 167 | 0 | 289 |  | 0 | 0 | 0 | 0 | 0 | 0 | 0 | #REF! | 0 | #REF! | #N/A
[9 empty] | #N/A | #N/A | n | 0 |  |  |  |  | 0 | 0 | 0 | 0 | 0 | 0 | 0 | 0 | 0 | 0 | 0 | 0 | 0 | #N/A | #N/A | n | 0 | 000 |  |  |  |  | 0 | 0 | 0 |  | SOUTH | 80010 | EPLVT | 1 | YES | -0.16308 | 30 | 0 | 30 | 0 | 290 |  | 0 | 0 | 0 | 0 | 0 | 0 | 0 | #REF! | 0 | #REF! | #N/A
[9 empty] | #N/A | #N/A | n | 0 |  |  |  |  | 0 | 0 | 0 | 0 | 0 | 0 | 0 | 0 | 0 | 0 | 0 | 0 | 0 | #N/A | #N/A | n | 0 | 000 |  |  |  |  | 0 | 0 | 0 |  | SOUTH | 9019 | SANDH G4 | 4 | YES | -0.16127 | 0 | 2 | 48 | 0 | 291 |  | 0 | 0 | 0 | 0 | 0 | 0 | 0 | #REF! | 0 | #REF! | #N/A
[9 empty] | #N/A | #N/A | n | 0 |  |  |  |  | 0 | 0 | 0 | 0 | 0 | 0 | 0 | 0 | 0 | 0 | 0 | 0 | 0 | #N/A | #N/A | n | 0 | 000 |  |  |  |  | 0 | 0 | 0 |  | SOUTH | 9021 | SANDHG5B | 5B | YES | -0.16127 | 133 | 56 | 140 | 0 | 292 |  | 0 | 0 | 0 | 0 | 0 | 0 | 0 | #REF! | 0 | #REF! | #N/A
[9 empty] | #N/A | #N/A | n | 0 |  |  |  |  | 0 | 0 | 0 | 0 | 0 | 0 | 0 | 0 | 0 | 0 | 0 | 0 | 0 | #N/A | #N/A | n | 0 | 000 |  |  |  |  | 0 | 0 | 0 |  | SOUTH | 9017 | SANDH G2 | 2 | YES | -0.16127 | 0 | 2 | 48 | 0 | 293 |  | 0 | 0 | 0 | 0 | 0 | 0 | 0 | #REF! | 0 | #REF! | #N/A
[9 empty] | #N/A | #N/A | n | 0 |  |  |  |  | 0 | 0 | 0 | 0 | 0 | 0 | 0 | 0 | 0 | 0 | 0 | 0 | 0 | #N/A | #N/A | n | 0 | 000 |  |  |  |  | 0 | 0 | 0 |  | SOUTH | 9016 | SANDH G1 | 1 | YES | -0.16127 | 0 | 2 | 48 | 0 | 294 |  | 0 | 0 | 0 | 0 | 0 | 0 | 0 | #REF! | 0 | #REF! | #N/A
[9 empty] | #N/A | #N/A | n | 0 |  |  |  |  | 0 | 0 | 0 | 0 | 0 | 0 | 0 | 0 | 0 | 0 | 0 | 0 | 0 | #N/A | #N/A | n | 0 | 000 |  |  |  |  | 0 | 0 | 0 |  | SOUTH | 9018 | SANDH G3 | 3 | YES | -0.16127 | 0 | 2 | 48 | 0 | 295 |  | 0 | 0 | 0 | 0 | 0 | 0 | 0 | #REF! | 0 | #REF! | #N/A
[9 empty] | #N/A | #N/A | n | 0 |  |  |  |  | 0 | 0 | 0 | 0 | 0 | 0 | 0 | 0 | 0 | 0 | 0 | 0 | 0 | #N/A | #N/A | n | 0 | 000 |  |  |  |  | 0 | 0 | 0 |  | SOUTH | 9020 | SANDHG5A | 5A | YES | -0.16127 | 152 | 56 | 160 | 0 | 296 |  | 0 | 0 | 0 | 0 | 0 | 0 | 0 | #REF! | 0 | #REF! | #N/A
[9 empty] | #N/A | #N/A | n | 0 |  |  |  |  | 0 | 0 | 0 | 0 | 0 | 0 | 0 | 0 | 0 | 0 | 0 | 0 | 0 | #N/A | #N/A | n | 0 | 000 |  |  |  |  | 0 | 0 | 0 |  | SOUTH | 9001 | DECKR G2 | 2 | YES | -0.16 | 324 | 50 | 432 | 0 | 297 |  | 0 | 0 | 0 | 0 | 0 | 0 | 0 | #REF! | 0 | #REF! | #N/A
[9 empty] | #N/A | #N/A | n | 0 |  |  |  |  | 0 | 0 | 0 | 0 | 0 | 0 | 0 | 0 | 0 | 0 | 0 | 0 | 0 | #N/A | #N/A | n | 0 | 000 |  |  |  |  | 0 | 0 | 0 |  | SOUTH | 9000 | DECKR G1 | 1 | YES | -0.16 | 0 | 50 | 347 | 0 | 298 |  | 0 | 0 | 0 | 0 | 0 | 0 | 0 | #REF! | 0 | #REF! | #N/A
[9 empty] | #N/A | #N/A | n | 0 |  |  |  |  | 0 | 0 | 0 | 0 | 0 | 0 | 0 | 0 | 0 | 0 | 0 | 0 | 0 | #N/A | #N/A | n | 0 | 000 |  |  |  |  | 0 | 0 | 0 |  | SOUTH | 9013 | HOLLY G2 | 2 | YES | -0.15968 | 0 | 28 | 97 | 0 | 299 |  | 0 | 0 | 0 | 0 | 0 | 0 | 0 | #REF! | 0 | #REF! | #N/A
[9 empty] | #N/A | #N/A | n | 0 |  |  |  |  | 0 | 0 | 0 | 0 | 0 | 0 | 0 | 0 | 0 | 0 | 0 | 0 | 0 | #N/A | #N/A | n | 0 | 000 |  |  |  |  | 0 | 0 | 0 |  | SOUTH | 9015 | HOLLY G4 | 4 | YES | -0.15968 | 160 | 38 | 194 | 0 | 300 |  | 0 | 0 | 0 | 0 | 0 | 0 | 0 | #REF! | 0 | #REF! | #N/A
[9 empty] | #N/A | #N/A | n | 0 |  |  |  |  | 0 | 0 | 0 | 0 | 0 | 0 | 0 | 0 | 0 | 0 | 0 | 0 | 0 | #N/A | #N/A | n | 0 | 000 |  |  |  |  | 0 | 0 | 0 |  | SOUTH | 9014 | HOLLY G3 | 3 | YES | -0.15968 | 0 | 33 | 193 | 0 | 301 |  | 0 | 0 | 0 | 0 | 0 | 0 | 0 | #REF! | 0 | #REF! | #N/A
[9 empty] | #N/A | #N/A | n | 0 |  |  |  |  | 0 | 0 | 0 | 0 | 0 | 0 | 0 | 0 | 0 | 0 | 0 | 0 | 0 | #N/A | #N/A | n | 0 | 000 |  |  |  |  | 0 | 0 | 0 |  | SOUTH | 9012 | HOLLY G1 | 1 | YES | -0.15968 | 0 | 28 | 97 | 0 | 302 |  | 0 | 0 | 0 | 0 | 0 | 0 | 0 | #REF! | 0 | #REF! | #N/A
[9 empty] | #N/A | #N/A | n | 0 |  |  |  |  | 0 | 0 | 0 | 0 | 0 | 0 | 0 | 0 | 0 | 0 | 0 | 0 | 0 | #N/A | #N/A | n | 0 | 000 |  |  |  |  | 0 | 0 | 0 |  | SOUTH | 8263 | EPASS H4 | 1 | YES | -0.15951 | 6 | 6 | 6 | 0 | 303 |  | 0 | 0 | 0 | 0 | 0 | 0 | 0 | #REF! | 0 | #REF! | #N/A
[9 empty] | #N/A | #N/A | n | 0 |  |  |  |  | 0 | 0 | 0 | 0 | 0 | 0 | 0 | 0 | 0 | 0 | 0 | 0 | 0 | #N/A | #N/A | n | 0 | 000 |  |  |  |  | 0 | 0 | 0 |  | SOUTH | 7020 | AUSTING1 | 2 | YES | -0.15912 | 8.9 | 0 | 8.9 | 0 | 304 |  | 0 | 0 | 0 | 0 | 0 | 0 | 0 | #REF! | 0 | #REF! | #N/A
[9 empty] | #N/A | #N/A | n | 0 |  |  |  |  | 0 | 0 | 0 | 0 | 0 | 0 | 0 | 0 | 0 | 0 | 0 | 0 | 0 | #N/A | #N/A | n | 0 | 000 |  |  |  |  | 0 | 0 | 0 |  | SOUTH | 7020 | AUSTING1 | 1 | YES | -0.15912 | 8.4 | 0 | 8.4 | 0 | 305 |  | 0 | 0 | 0 | 0 | 0 | 0 | 0 | #REF! | 0 | #REF! | #N/A
[9 empty] | #N/A | #N/A | n | 0 |  |  |  |  | 0 | 0 | 0 | 0 | 0 | 0 | 0 | 0 | 0 | 0 | 0 | 0 | 0 | #N/A | #N/A | n | 0 | 000 |  |  |  |  | 0 | 0 | 0 |  | SOUTH | 9002 | DECKR G3 | 3 | YES | -0.15866 | 0 | 24 | 55 | 0 | 306 |  | 0 | 0 | 0 | 0 | 0 | 0 | 0 | #REF! | 0 | #REF! | #N/A
[9 empty] | #N/A | #N/A | n | 0 |  |  |  |  | 0 | 0 | 0 | 0 | 0 | 0 | 0 | 0 | 0 | 0 | 0 | 0 | 0 | #N/A | #N/A | n | 0 | 000 |  |  |  |  | 0 | 0 | 0 |  | SOUTH | 9003 | DECKR G4 | 4 | YES | -0.15866 | 0 | 24 | 55 | 0 | 307 |  | 0 | 0 | 0 | 0 | 0 | 0 | 0 | #REF! | 0 | #REF! | #N/A
[9 empty] | #N/A | #N/A | n | 0 |  |  |  |  | 0 | 0 | 0 | 0 | 0 | 0 | 0 | 0 | 0 | 0 | 0 | 0 | 0 | #N/A | #N/A | n | 0 | 000 |  |  |  |  | 0 | 0 | 0 |  | SOUTH | 9005 | DECKR G6 | 6 | YES | -0.15866 | 0 | 24 | 55 | 0 | 308 |  | 0 | 0 | 0 | 0 | 0 | 0 | 0 | #REF! | 0 | #REF! | #N/A
[9 empty] | #N/A | #N/A | n | 0 |  |  |  |  | 0 | 0 | 0 | 0 | 0 | 0 | 0 | 0 | 0 | 0 | 0 | 0 | 0 | #N/A | #N/A | n | 0 | 000 |  |  |  |  | 0 | 0 | 0 |  | SOUTH | 9004 | DECKR G5 | 5 | YES | -0.15866 | 0 | 24 | 55 | 0 | 309 |  | 0 | 0 | 0 | 0 | 0 | 0 | 0 | #REF! | 0 | #REF! | #N/A
[9 empty] | #N/A | #N/A | n | 0 |  |  |  |  | 0 | 0 | 0 | 0 | 0 | 0 | 0 | 0 | 0 | 0 | 0 | 0 | 0 | #N/A | #N/A | n | 0 | 000 |  |  |  |  | 0 | 0 | 0 |  | SOUTH | 7033 | MARSFOG3 | 3 | YES | -0.15657 | 36 | 0 | 36 | 0 | 310 |  | 0 | 0 | 0 | 0 | 0 | 0 | 0 | #REF! | 0 | #REF! | #N/A
[9 empty] | #N/A | #N/A | n | 0 |  |  |  |  | 0 | 0 | 0 | 0 | 0 | 0 | 0 | 0 | 0 | 0 | 0 | 0 | 0 | #N/A | #N/A | n | 0 | 000 |  |  |  |  | 0 | 0 | 0 |  | SOUTH | 7031 | MARSFOG1 | 1 | YES | -0.15657 | 36 | 0 | 36 | 0 | 311 |  | 0 | 0 | 0 | 0 | 0 | 0 | 0 | #REF! | 0 | #REF! | #N/A
[9 empty] | #N/A | #N/A | n | 0 |  |  |  |  | 0 | 0 | 0 | 0 | 0 | 0 | 0 | 0 | 0 | 0 | 0 | 0 | 0 | #N/A | #N/A | n | 0 | 000 |  |  |  |  | 0 | 0 | 0 |  | SOUTH | 7032 | MARSFOG2 | 2 | YES | -0.15657 | 30 | 0 | 30 | 0 | 312 |  | 0 | 0 | 0 | 0 | 0 | 0 | 0 | #REF! | 0 | #REF! | #N/A
[9 empty] | #N/A | #N/A | n | 0 |  |  |  |  | 0 | 0 | 0 | 0 | 0 | 0 | 0 | 0 | 0 | 0 | 0 | 0 | 0 | #N/A | #N/A | n | 0 | 000 |  |  |  |  | 0 | 0 | 0 |  | SOUTH | 7029 | MARBFAG2 | 2 | YES | -0.15221 | 18.5 | 0 | 18.5 | 0 | 313 |  | 0 | 0 | 0 | 0 | 0 | 0 | 0 | #REF! | 0 | #REF! | #N/A
[9 empty] | #N/A | #N/A | n | 0 |  |  |  |  | 0 | 0 | 0 | 0 | 0 | 0 | 0 | 0 | 0 | 0 | 0 | 0 | 0 | #N/A | #N/A | n | 0 | 000 |  |  |  |  | 0 | 0 | 0 |  | SOUTH | 7028 | MARBFAG1 | 1 | YES | -0.15221 | 18.5 | 0 | 18.5 | 0 | 314 |  | 0 | 0 | 0 | 0 | 0 | 0 | 0 | #REF! | 0 | #REF! | #N/A
[9 empty] | #N/A | #N/A | n | 0 |  |  |  |  | 0 | 0 | 0 | 0 | 0 | 0 | 0 | 0 | 0 | 0 | 0 | 0 | 0 | #N/A | #N/A | n | 0 | 000 |  |  |  |  | 0 | 0 | 0 |  | SOUTH | 7000 | FERGUSG1 | 1 | YES | -0.15011 | 410 | 55 | 420 | 0 | 315 |  | 0 | 0 | 0 | 0 | 0 | 0 | 0 | #REF! | 0 | #REF! | #N/A
[9 empty] | #N/A | #N/A | n | 0 |  |  |  |  | 0 | 0 | 0 | 0 | 0 | 0 | 0 | 0 | 0 | 0 | 0 | 0 | 0 | #N/A | #N/A | n | 0 | 000 |  |  |  |  | 0 | 0 | 0 |  | SOUTH | 7036 | WIRTZ G2 | 2 | YES | -0.14984 | 28 | 0 | 28 | 0 | 316 |  | 0 | 0 | 0 | 0 | 0 | 0 | 0 | #REF! | 0 | #REF! | #N/A
[9 empty] | #N/A | #N/A | n | 0 |  |  |  |  | 0 | 0 | 0 | 0 | 0 | 0 | 0 | 0 | 0 | 0 | 0 | 0 | 0 | #N/A | #N/A | n | 0 | 000 |  |  |  |  | 0 | 0 | 0 |  | SOUTH | 7035 | WIRTZ G1 | 1 | YES | -0.14984 | 28 | 0 | 28 | 0 | 317 |  | 0 | 0 | 0 | 0 | 0 | 0 | 0 | #REF! | 0 | #REF! | #N/A
[9 empty] | #N/A | #N/A | n | 0 |  |  |  |  | 0 | 0 | 0 | 0 | 0 | 0 | 0 | 0 | 0 | 0 | 0 | 0 | 0 | #N/A | #N/A | n | 0 | 000 |  |  |  |  | 0 | 0 | 0 |  | SOUTH | 8032 | AMS #1 | 1 | YES | -0.14588 | 16.5 | 13 | 33 | 0 | 318 |  | 0 | 0 | 0 | 0 | 0 | 0 | 0 | #REF! | 0 | #REF! | #N/A
[9 empty] | #N/A | #N/A | n | 0 |  |  |  |  | 0 | 0 | 0 | 0 | 0 | 0 | 0 | 0 | 0 | 0 | 0 | 0 | 0 | #N/A | #N/A | n | 0 | 000 |  |  |  |  | 0 | 0 | 0 |  | SOUTH | 8033 | AMS #2 | 2 | YES | -0.14588 | 16.5 | 13 | 33 | 0 | 319 |  | 0 | 0 | 0 | 0 | 0 | 0 | 0 | #REF! | 0 | #REF! | #N/A
[9 empty] | #N/A | #N/A | n | 0 |  |  |  |  | 0 | 0 | 0 | 0 | 0 | 0 | 0 | 0 | 0 | 0 | 0 | 0 | 0 | #N/A | #N/A | n | 0 | 000 |  |  |  |  | 0 | 0 | 0 |  | SOUTH | 7023 | BUCHANG2 | 2 | YES | -0.14296 | 18.2 | 0 | 18.5 | 0 | 320 |  | 0 | 0 | 0 | 0 | 0 | 0 | 0 | #REF! | 0 | #REF! | #N/A
[9 empty] | #N/A | #N/A | n | 0 |  |  |  |  | 0 | 0 | 0 | 0 | 0 | 0 | 0 | 0 | 0 | 0 | 0 | 0 | 0 | #N/A | #N/A | n | 0 | 000 |  |  |  |  | 0 | 0 | 0 |  | SOUTH | 7024 | BUCHANG3 | 3 | YES | -0.14179 | 14.9 | 0 | 14.9 | 0 | 321 |  | 0 | 0 | 0 | 0 | 0 | 0 | 0 | #REF! | 0 | #REF! | #N/A
[9 empty] | #N/A | #N/A | n | 0 |  |  |  |  | 0 | 0 | 0 | 0 | 0 | 0 | 0 | 0 | 0 | 0 | 0 | 0 | 0 | #N/A | #N/A | n | 0 | 000 |  |  |  |  | 0 | 0 | 0 |  | SOUTH | 7026 | INKS G1 | 1 | YES | -0.14058 | 14 | 0 | 14 | 0 | 322 |  | 0 | 0 | 0 | 0 | 0 | 0 | 0 | #REF! | 0 | #REF! | #N/A
[9 empty] | #N/A | #N/A | n | 0 |  |  |  |  | 0 | 0 | 0 | 0 | 0 | 0 | 0 | 0 | 0 | 0 | 0 | 0 | 0 | #N/A | #N/A | n | 0 | 000 |  |  |  |  | 0 | 0 | 0 |  | SOUTH | 7022 | BUCHANG1 | 1 | YES | -0.14058 | 18.2 | 0 | 18.5 | 0 | 323 |  | 0 | 0 | 0 | 0 | 0 | 0 | 0 | #REF! | 0 | #REF! | #N/A
[9 empty] | #N/A | #N/A | n | 0 |  |  |  |  | 0 | 0 | 0 | 0 | 0 | 0 | 0 | 0 | 0 | 0 | 0 | 0 | 0 | #N/A | #N/A | n | 0 | 000 |  |  |  |  | 0 | 0 | 0 |  | SOUTH | 3432 | SAND 4 G | 4 | YES | -0.13057 | 583 | 460 | 583 | 0 | 324 |  | 0 | 0 | 0 | 0 | 0 | 0 | 0 | #REF! | 0 | #REF! | #N/A
[9 empty] | #N/A | #N/A | n | 0 |  |  |  |  | 0 | 0 | 0 | 0 | 0 | 0 | 0 | 0 | 0 | 0 | 0 | 0 | 0 | #N/A | #N/A | n | 0 | 000 |  |  |  |  | 0 | 0 | 0 |  | SOUTH | 3431 | SANDOW | 3 | YES | -0.13057 | 120 | 100 | 120 | 0 | 325 |  | 0 | 0 | 0 | 0 | 0 | 0 | 0 | #REF! | 0 | #REF! | #N/A
[9 empty] | #N/A | #N/A | n | 0 |  |  |  |  | 0 | 0 | 0 | 0 | 0 | 0 | 0 | 0 | 0 | 0 | 0 | 0 | 0 | #N/A | #N/A | n | 0 | 000 |  |  |  |  | 0 | 0 | 0 |  | SOUTH | 3431 | SANDOW | 2 | YES | -0.13057 | 120 | 100 | 120 | 0 | 326 |  | 0 | 0 | 0 | 0 | 0 | 0 | 0 | #REF! | 0 | #REF! | #N/A
[9 empty] | #N/A | #N/A | n | 0 |  |  |  |  | 0 | 0 | 0 | 0 | 0 | 0 | 0 | 0 | 0 | 0 | 0 | 0 | 0 | #N/A | #N/A | n | 0 | 000 |  |  |  |  | 0 | 0 | 0 |  | SOUTH | 3431 | SANDOW | 1 | YES | -0.13057 | 120 | 100 | 120 | 0 | 327 |  | 0 | 0 | 0 | 0 | 0 | 0 | 0 | #REF! | 0 | #REF! | #N/A
[9 empty] | #N/A | #N/A | n | 0 |  |  |  |  | 0 | 0 | 0 | 0 | 0 | 0 | 0 | 0 | 0 | 0 | 0 | 0 | 0 | #N/A | #N/A | n | 0 | 000 |  |  |  |  | 0 | 0 | 0 |  | NORTH | 48674 | FTR4 | 4 | YES | -0.12619 | 190 | 0 | 380 | 0 | 328 |  | 0 | 0 | 0 | 0 | 0 | 0 | 0 | #REF! | 0 | #REF! | #N/A
[9 empty] | #N/A | #N/A | n | 0 |  |  |  |  | 0 | 0 | 0 | 0 | 0 | 0 | 0 | 0 | 0 | 0 | 0 | 0 | 0 | #N/A | #N/A | n | 0 | 000 |  |  |  |  | 0 | 0 | 0 |  | NORTH | 48673 | FTR3 | 3 | YES | -0.12619 | 75 | 0 | 150 | 0 | 329 |  | 0 | 0 | 0 | 0 | 0 | 0 | 0 | #REF! | 0 | #REF! | #N/A
[9 empty] | #N/A | #N/A | n | 0 |  |  |  |  | 0 | 0 | 0 | 0 | 0 | 0 | 0 | 0 | 0 | 0 | 0 | 0 | 0 | #N/A | #N/A | n | 0 | 000 |  |  |  |  | 0 | 0 | 0 |  | NORTH | 48671 | FTR1 | 1 | YES | -0.12619 | 75 | 0 | 150 | 0 | 330 |  | 0 | 0 | 0 | 0 | 0 | 0 | 0 | #REF! | 0 | #REF! | #N/A
[9 empty] | #N/A | #N/A | n | 0 |  |  |  |  | 0 | 0 | 0 | 0 | 0 | 0 | 0 | 0 | 0 | 0 | 0 | 0 | 0 | #N/A | #N/A | n | 0 | 000 |  |  |  |  | 0 | 0 | 0 |  | NORTH | 48672 | FTR2 | 2 | YES | -0.12619 | 75 | 0 | 150 | 0 | 331 |  | 0 | 0 | 0 | 0 | 0 | 0 | 0 | #REF! | 0 | #REF! | #N/A
[9 empty] | #N/A | #N/A | n | 0 |  |  |  |  | 0 | 0 | 0 | 0 | 0 | 0 | 0 | 0 | 0 | 0 | 0 | 0 | 0 | #N/A | #N/A | n | 0 | 000 |  |  |  |  | 0 | 0 | 0 |  | NORTH | 990 | GIBCRK | 1 | YES | -0.11968 | 462 | 200 | 462 | 0 | 332 |  | 0 | 0 | 0 | 0 | 0 | 0 | 0 | #REF! | 0 | #REF! | #N/A
[9 empty] | #N/A | #N/A | n | 0 |  |  |  |  | 0 | 0 | 0 | 0 | 0 | 0 | 0 | 0 | 0 | 0 | 0 | 0 | 0 | #N/A | #N/A | n | 0 | 000 |  |  |  |  | 0 | 0 | 0 |  | NORTH | 890 | ATKINS4 | 1 | YES | -0.11189 | 0 | 5 | 22 | 0 | 333 |  | 0 | 0 | 0 | 0 | 0 | 0 | 0 | #REF! | 0 | #REF! | #N/A
[9 empty] | #N/A | #N/A | n | 0 |  |  |  |  | 0 | 0 | 0 | 0 | 0 | 0 | 0 | 0 | 0 | 0 | 0 | 0 | 0 | #N/A | #N/A | n | 0 | 000 |  |  |  |  | 0 | 0 | 0 |  | NORTH | 886 | ATKINS3 | 1 | YES | -0.11189 | 0 | 5 | 12 | 0 | 334 |  | 0 | 0 | 0 | 0 | 0 | 0 | 0 | #REF! | 0 | #REF! | #N/A
[9 empty] | #N/A | #N/A | n | 0 |  |  |  |  | 0 | 0 | 0 | 0 | 0 | 0 | 0 | 0 | 0 | 0 | 0 | 0 | 0 | #N/A | #N/A | n | 0 | 000 |  |  |  |  | 0 | 0 | 0 |  | NORTH | 891 | ATKINS5 | 1 | YES | -0.11189 | 0 | 5 | 25 | 0 | 335 |  | 0 | 0 | 0 | 0 | 0 | 0 | 0 | #REF! | 0 | #REF! | #N/A
[9 empty] | #N/A | #N/A | n | 0 |  |  |  |  | 0 | 0 | 0 | 0 | 0 | 0 | 0 | 0 | 0 | 0 | 0 | 0 | 0 | #N/A | #N/A | n | 0 | 000 |  |  |  |  | 0 | 0 | 0 |  | NORTH | 888 | ATKINS7 | 1 | YES | -0.11189 | 0 | 4 | 20 | 0 | 336 |  | 0 | 0 | 0 | 0 | 0 | 0 | 0 | #REF! | 0 | #REF! | #N/A
[9 empty] | #N/A | #N/A | n | 0 |  |  |  |  | 0 | 0 | 0 | 0 | 0 | 0 | 0 | 0 | 0 | 0 | 0 | 0 | 0 | #N/A | #N/A | n | 0 | 000 |  |  |  |  | 0 | 0 | 0 |  | NORTH | 887 | ATKINS6 | 1 | YES | -0.11189 | 21.8 | 12 | 50 | 0 | 337 |  | 0 | 0 | 0 | 0 | 0 | 0 | 0 | #REF! | 0 | #REF! | #N/A
[9 empty] | #N/A | #N/A | n | 0 |  |  |  |  | 0 | 0 | 0 | 0 | 0 | 0 | 0 | 0 | 0 | 0 | 0 | 0 | 0 | #N/A | #N/A | n | 0 | 000 |  |  |  |  | 0 | 0 | 0 |  | NORTH | 892 | DANSBY14 | 1 | YES | -0.11125 | 90 | 25 | 114 | 0 | 338 |  | 0 | 0 | 0 | 0 | 0 | 0 | 0 | #REF! | 0 | #REF! | #N/A
[9 empty] | #N/A | #N/A | n | 0 |  |  |  |  | 0 | 0 | 0 | 0 | 0 | 0 | 0 | 0 | 0 | 0 | 0 | 0 | 0 | #N/A | #N/A | n | 0 | 000 |  |  |  |  | 0 | 0 | 0 |  | NORTH | 798 | TAMUGEN1 | 1 | YES | -0.11117 | 32 | 5 | 32 | 0 | 339 |  | 0 | 0 | 0 | 0 | 0 | 0 | 0 | #REF! | 0 | #REF! | #N/A
[9 empty] | #N/A | #N/A | n | 0 |  |  |  |  | 0 | 0 | 0 | 0 | 0 | 0 | 0 | 0 | 0 | 0 | 0 | 0 | 0 | #N/A | #N/A | n | 0 | 000 |  |  |  |  | 0 | 0 | 0 |  | WEST | 6763 | SAPS 2G | 2 | YES | -0.07398 | 0 | 30 | 102 | 0 | 340 |  | 0 | 0 | 0 | 0 | 0 | 0 | 0 | #REF! | 0 | #REF! | #N/A
[9 empty] | #N/A | #N/A | n | 0 |  |  |  |  | 0 | 0 | 0 | 0 | 0 | 0 | 0 | 0 | 0 | 0 | 0 | 0 | 0 | #N/A | #N/A | n | 0 | 000 |  |  |  |  | 0 | 0 | 0 |  | WEST | 6762 | SAPS 1G | 1 | YES | -0.07294 | 0 | 21 | 30 | 0 | 341 |  | 0 | 0 | 0 | 0 | 0 | 0 | 0 | #REF! | 0 | #REF! | #N/A
[9 empty] | #N/A | #N/A | n | 0 |  |  |  |  | 0 | 0 | 0 | 0 | 0 | 0 | 0 | 0 | 0 | 0 | 0 | 0 | 0 | #N/A | #N/A | n | 0 | 000 |  |  |  |  | 0 | 0 | 0 |  | NORTH | 3417 | LCRK 2 G | 2 | NO | -0.07207 | 0 | 40 | 230 | 0 | 342 |  | 0 | 0 | 0 | 0 | 0 | 0 | 0 | #REF! | 0 | #REF! | #N/A
[9 empty] | #N/A | #N/A | n | 0 |  |  |  |  | 0 | 0 | 0 | 0 | 0 | 0 | 0 | 0 | 0 | 0 | 0 | 0 | 0 | #N/A | #N/A | n | 0 | 000 |  |  |  |  | 0 | 0 | 0 |  | NORTH | 3416 | LCRK 1 G | 1 | YES | -0.07207 | 0 | 33 | 87 | 0 | 343 |  | 0 | 0 | 0 | 0 | 0 | 0 | 0 | #REF! | 0 | #REF! | #N/A
[9 empty] | #N/A | #N/A | n | 0 |  |  |  |  | 0 | 0 | 0 | 0 | 0 | 0 | 0 | 0 | 0 | 0 | 0 | 0 | 0 | #N/A | #N/A | n | 0 | 000 |  |  |  |  | 0 | 0 | 0 |  | WEST | 60023 | NOLK1WP | 1 | YES | -0.0719 | 0 | -9999 | 125 | 0 | 344 |  | 0 | 0 | 0 | 0 | 0 | 0 | 0 | #REF! | 0 | #REF! | #N/A
[9 empty] | #N/A | #N/A | n | 0 |  |  |  |  | 0 | 0 | 0 | 0 | 0 | 0 | 0 | 0 | 0 | 0 | 0 | 0 | 0 | #N/A | #N/A | n | 0 | 000 |  |  |  |  | 0 | 0 | 0 |  | WEST | 6021 | DSKY1_4 | 1 | YES | -0.07071 | 8 | 0 | 84 | 0 | 345 |  | 0 | 0 | 0 | 0 | 0 | 0 | 0 | #REF! | 0 | #REF! | #N/A
[9 empty] | #N/A | #N/A | n | 0 |  |  |  |  | 0 | 0 | 0 | 0 | 0 | 0 | 0 | 0 | 0 | 0 | 0 | 0 | 0 | #N/A | #N/A | n | 0 | 000 |  |  |  |  | 0 | 0 | 0 |  | WEST | 60017 | ORNNWP1 | 1 | YES | -0.07001 | 8.2 | 0 | 80 | 0 | 346 |  | 0 | 0 | 0 | 0 | 0 | 0 | 0 | #REF! | 0 | #REF! | #N/A
[9 empty] | #N/A | #N/A | n | 0 |  |  |  |  | 0 | 0 | 0 | 0 | 0 | 0 | 0 | 0 | 0 | 0 | 0 | 0 | 0 | #N/A | #N/A | n | 0 | 000 |  |  |  |  | 0 | 0 | 0 |  | WEST | 60001 | DSKY2_4 | 1 | YES | -0.06851 | 8 | 0 | 76.5 | 0 | 347 |  | 0 | 0 | 0 | 0 | 0 | 0 | 0 | #REF! | 0 | #REF! | #N/A
[9 empty] | #N/A | #N/A | n | 0 |  |  |  |  | 0 | 0 | 0 | 0 | 0 | 0 | 0 | 0 | 0 | 0 | 0 | 0 | 0 | #N/A | #N/A | n | 0 | 000 |  |  |  |  | 0 | 0 | 0 |  | WEST | 60003 | KM NEP | 1 | YES | -0.06851 | 8 | 0 | 80 | 0 | 348 |  | 0 | 0 | 0 | 0 | 0 | 0 | 0 | #REF! | 0 | #REF! | #N/A
[9 empty] | #N/A | #N/A | n | 0 | [8 empty] | 0 | 0 | 0 | 0 | 0 | 0 | 0 | 0 | 0 | #N/A | #N/A | n | 0 | 000 | [8 empty] | WEST | 6016 | SWMESA | 1 | YES | -0.06851 | 7.5 | 0 | 75 | 0 | 349 |  | 0 | 0 | 0 | 0 | 0 | 0 | 0 | #REF! | 0 | #REF! | #N/A
[9 empty] | #N/A | #N/A | n | 0 | [8 empty] | 0 | 0 | 0 | 0 | 0 | 0 | 0 | 0 | 0 | #N/A | #N/A | n | 0 | 000 | [8 empty] | WEST | 60005 | KM SEP | 1 | YES | -0.06851 | 4 | 0 | 40 | 0 | 350 |  | 0 | 0 | 0 | 0 | 0 | 0 | 0 | #REF! | 0 | #REF! | #N/A
[9 empty] | #N/A | #N/A | n | 0 | [8 empty] | 0 | 0 | 0 | 0 | 0 | 0 | 0 | 0 | 0 | #N/A | #N/A | n | 0 | 000 | [8 empty] | WEST | 6764 | RIOPEC4G | 4 | YES | -0.06841 | 0 | 0 | 4 | 0 | 351 |  | 0 | 0 | 0 | 0 | 0 | 0 | 0 | #REF! | 0 | #REF! | #N/A
[9 empty] | #N/A | #N/A | n | 0 | [8 empty] | 0 | 0 | 0 | 0 | 0 | 0 | 0 | 0 | 0 | #N/A | #N/A | n | 0 | 000 | [8 empty] | WEST | 6765 | RIOPEC5G | 5 | YES | -0.06841 | 0 | 8 | 34 | 0 | 352 |  | 0 | 0 | 0 | 0 | 0 | 0 | 0 | #REF! | 0 | #REF! | #N/A
[9 empty] | #N/A | #N/A | n | 0 | [8 empty] | 0 | 0 | 0 | 0 | 0 | 0 | 0 | 0 | 0 | #N/A | #N/A | n | 0 | 000 | [8 empty] | WEST | 6766 | RIOPEC6G | 6 | YES | -0.06819 | 93.1 | 20 | 98 | 0 | 353 |  | 0 | 0 | 0 | 0 | 0 | 0 | 0 | #REF! | 0 | #REF! | #N/A
[9 empty] | #N/A | #N/A | n | 0 | [8 empty] | 0 | 0 | 0 | 0 | 0 | 0 | 0 | 0 | 0 | #N/A | #N/A | n | 0 | 000 | [8 empty] | WEST | 38332 | WDWRDU2 | 1 | YES | -0.06813 | 8 | 0 | 80 | 0 | 354 |  | 0 | 0 | 0 | 0 | 0 | 0 | 0 | #REF! | 0 | #REF! | #N/A
[9 empty] | #N/A | #N/A | n | 0 | [8 empty] | 0 | 0 | 0 | 0 | 0 | 0 | 0 | 0 | 0 | #N/A | #N/A | n | 0 | 000 | [8 empty] | WEST | 60016 | WDWDU1 | 1 | YES | -0.06812 | 8 | 0 | 80 | 0 | 355 |  | 0 | 0 | 0 | 0 | 0 | 0 | 0 | #REF! | 0 | #REF! | #N/A
[9 empty] | #N/A | #N/A | n | 0 | [8 empty] | 0 | 0 | 0 | 0 | 0 | 0 | 0 | 0 | 0 | #N/A | #N/A | n | 0 | 000 | [8 empty] | NORTH | 247 | BSQSUTH1 | 2 | YES | -0.06748 | 0 | 0 | 160 | 0 | 356 |  | 0 | 0 | 0 | 0 | 0 | 0 | 0 | #REF! | 0 | #REF! | #N/A
[9 empty] | #N/A | #N/A | n | 0 | [8 empty] | 0 | 0 | 0 | 0 | 0 | 0 | 0 | 0 | 0 | #N/A | #N/A | n | 0 | 000 | [8 empty] | NORTH | 239 | BSQSUTH2 | 1 | YES | -0.06748 | 0 | 0 | 160 | 0 | 357 |  | 0 | 0 | 0 | 0 | 0 | 0 | 0 | #REF! | 0 | #REF! | #N/A
[9 empty] | #N/A | #N/A | n | 0 | [8 empty] | 0 | 0 | 0 | 0 | 0 | 0 | 0 | 0 | 0 | #N/A | #N/A | n | 0 | 000 | [8 empty] | NORTH | 3404 | THSE 2 G | 2 | YES | -0.06717 | 777.1 | 250 | 818 | 0 | 358 |  | 0 | 0 | 0 | 0 | 0 | 0 | 0 | #REF! | 0 | #REF! | #N/A
[9 empty] | #N/A | #N/A | n | 0 | [8 empty] | 0 | 0 | 0 | 0 | 0 | 0 | 0 | 0 | 0 | #N/A | #N/A | n | 0 | 000 | [8 empty] | NORTH | 253 | BSQSUTH4 | 2 | YES | -0.06717 | 114 | 0 | 120 | 0 | 359 |  | 0 | 0 | 0 | 0 | 0 | 0 | 0 | #REF! | 0 | #REF! | #N/A
[9 empty] | #N/A | #N/A | n | 0 | [8 empty] | 0 | 0 | 0 | 0 | 0 | 0 | 0 | 0 | 0 | #N/A | #N/A | n | 0 | 000 | [8 empty] | NORTH | 251 | BSQSUTH3 | 2 | YES | -0.06717 | 0 | 0 | 160 | 0 | 360 |  | 0 | 0 | 0 | 0 | 0 | 0 | 0 | #REF! | 0 | #REF! | #N/A
[9 empty] | #N/A | #N/A | n | 0 | [8 empty] | 0 | 0 | 0 | 0 | 0 | 0 | 0 | 0 | 0 | #N/A | #N/A | n | 0 | 000 | [8 empty] | NORTH | 3403 | THSE 1 G | 1 | YES | -0.06717 | 350 | 200 | 565 | 0 | 361 |  | 0 | 0 | 0 | 0 | 0 | 0 | 0 | #REF! | 0 | #REF! | #N/A
[9 empty] | #N/A | #N/A | n | 0 | [8 empty] | 0 | 0 | 0 | 0 | 0 | 0 | 0 | 0 | 0 | #N/A | #N/A | n | 0 | 000 | [8 empty] | WEST | 60007 | KM SWP | 1 | YES | -0.06714 | 8 | 0 | 80 | 0 | 362 |  | 0 | 0 | 0 | 0 | 0 | 0 | 0 | #REF! | 0 | #REF! | #N/A
[9 empty] | #N/A | #N/A | n | 0 | [8 empty] | 0 | 0 | 0 | 0 | 0 | 0 | 0 | 0 | 0 | #N/A | #N/A | n | 0 | 000 | [8 empty] | WEST | 60019 | KM NWP | 1 | YES | -0.06714 | 8 | 0 | 80 | 0 | 363 |  | 0 | 0 | 0 | 0 | 0 | 0 | 0 | #REF! | 0 | #REF! | #N/A
[9 empty] | #N/A | #N/A | n | 0 | [8 empty] | 0 | 0 | 0 | 0 | 0 | 0 | 0 | 0 | 0 | #N/A | #N/A | n | 0 | 000 | [8 empty] | WEST | 6628 | FTSTKPL2 | 1 | YES | -0.06669 | 0 | 0 | 5 | 0 | 364 |  | 0 | 0 | 0 | 0 | 0 | 0 | 0 | #REF! | 0 | #REF! | #N/A
[9 empty] | #N/A | #N/A | n | 0 | [8 empty] | 0 | 0 | 0 | 0 | 0 | 0 | 0 | 0 | 0 | #N/A | #N/A | n | 0 | 000 | [8 empty] | WEST | 6677 | VALTNTP2 | 1 | YES | -0.06566 | 0.1 | 0 | 5.5 | 0 | 365 |  | 0 | 0 | 0 | 0 | 0 | 0 | 0 | #REF! | 0 | #REF! | #N/A
[9 empty] | #N/A | #N/A | n | 0 | [8 empty] | 0 | 0 | 0 | 0 | 0 | 0 | 0 | 0 | 0 | #N/A | #N/A | n | 0 | 000 | [8 empty] | WEST | 6685 | PRSIDIO | 1 | YES | -0.06566 | 0 | 2 | 2 | 0 | 366 |  | 0 | 0 | 0 | 0 | 0 | 0 | 0 | #REF! | 0 | #REF! | #N/A
[9 empty] | #N/A | #N/A | n | 0 | [8 empty] | 0 | 0 | 0 | 0 | 0 | 0 | 0 | 0 | 0 | #N/A | #N/A | n | 0 | 000 | [8 empty] | NORTH | 245 | WHITNEY2 | 2 | YES | -0.06457 | 15 | 0 | 15 | 0 | 367 |  | 0 | 0 | 0 | 0 | 0 | 0 | 0 | #REF! | 0 | #REF! | #N/A
[9 empty] | #N/A | #N/A | n | 0 | [8 empty] | 0 | 0 | 0 | 0 | 0 | 0 | 0 | 0 | 0 | #N/A | #N/A | n | 0 | 000 | [8 empty] | NORTH | 244 | WHITNEY1 | 1 | YES | -0.06457 | 15 | 0 | 15 | 0 | 368 |  | 0 | 0 | 0 | 0 | 0 | 0 | 0 | #REF! | 0 | #REF! | #N/A
[9 empty] | #N/A | #N/A | n | 0 | [8 empty] | 0 | 0 | 0 | 0 | 0 | 0 | 0 | 0 | 0 | #N/A | #N/A | n | 0 | 000 | [8 empty] | WEST | 1350 | NWPWR G1 | 1 | YES | -0.06155 | 4 | 4 | 35 | 0 | 369 |  | 0 | 0 | 0 | 0 | 0 | 0 | 0 | #REF! | 0 | #REF! | #N/A
[9 empty] | #N/A | #N/A | n | 0 | [8 empty] | 0 | 0 | 0 | 0 | 0 | 0 | 0 | 0 | 0 | #N/A | #N/A | n | 0 | 000 | [8 empty] | WEST | 1005 | PBCT D G | D | YES | -0.06113 | 0 | 70 | 70 | 0 | 370 |  | 0 | 0 | 0 | 0 | 0 | 0 | 0 | #REF! | 0 | #REF! | #N/A
[9 empty] | #N/A | #N/A | n | 0 | [8 empty] | 0 | 0 | 0 | 0 | 0 | 0 | 0 | 0 | 0 | #N/A | #N/A | n | 0 | 000 | [8 empty] | WEST | 1008 | PB6 G | 6 | YES | -0.06113 | 0 | 130 | 540 | 0 | 371 |  | 0 | 0 | 0 | 0 | 0 | 0 | 0 | #REF! | 0 | #REF! | #N/A
[9 empty] | #N/A | #N/A | n | 0 | [8 empty] | 0 | 0 | 0 | 0 | 0 | 0 | 0 | 0 | 0 | #N/A | #N/A | n | 0 | 000 | [8 empty] | WEST | 1002 | PBCT A G | A | YES | -0.06113 | 0 | 70 | 70 | 0 | 372 |  | 0 | 0 | 0 | 0 | 0 | 0 | 0 | #REF! | 0 | #REF! | #N/A
[9 empty] | #N/A | #N/A | n | 0 | [8 empty] | 0 | 0 | 0 | 0 | 0 | 0 | 0 | 0 | 0 | #N/A | #N/A | n | 0 | 000 | [8 empty] | WEST | 1006 | PBCT E G | E | YES | -0.06113 | 0 | 70 | 70 | 0 | 373 |  | 0 | 0 | 0 | 0 | 0 | 0 | 0 | #REF! | 0 | #REF! | #N/A
[9 empty] | #N/A | #N/A | n | 0 | [8 empty] | 0 | 0 | 0 | 0 | 0 | 0 | 0 | 0 | 0 | #N/A | #N/A | n | 0 | 000 | [8 empty] | WEST | 1003 | PBCT B G | B | YES | -0.06113 | 0 | 70 | 70 | 0 | 374 |  | 0 | 0 | 0 | 0 | 0 | 0 | 0 | #REF! | 0 | #REF! | #N/A
[9 empty] | #N/A | #N/A | n | 0 | [8 empty] | 0 | 0 | 0 | 0 | 0 | 0 | 0 | 0 | 0 | #N/A | #N/A | n | 0 | 000 | [8 empty] | WEST | 1007 | PB5 G | 5 | YES | -0.06113 | 0 | 40 | 115 | 0 | 375 |  | 0 | 0 | 0 | 0 | 0 | 0 | 0 | #REF! | 0 | #REF! | #N/A
[9 empty] | #N/A | #N/A | n | 0 | [8 empty] | 0 | 0 | 0 | 0 | 0 | 0 | 0 | 0 | 0 | #N/A | #N/A | n | 0 | 000 | [8 empty] | WEST | 1004 | PBCT C G | C | YES | -0.06113 | 0 | 70 | 70 | 0 | 376 |  | 0 | 0 | 0 | 0 | 0 | 0 | 0 | #REF! | 0 | #REF! | #N/A
[9 empty] | #N/A | #N/A | n | 0 | [8 empty] | 0 | 0 | 0 | 0 | 0 | 0 | 0 | 0 | 0 | #N/A | #N/A | n | 0 | 000 | [8 empty] | WEST | 7038 | TWPP G1 | 2 | YES | -0.06107 | 8.5 | 0 | 30 | 0 | 377 |  | 0 | 0 | 0 | 0 | 0 | 0 | 0 | #REF! | 0 | #REF! | #N/A
[9 empty] | #N/A | #N/A | n | 0 | [8 empty] | 0 | 0 | 0 | 0 | 0 | 0 | 0 | 0 | 0 | #N/A | #N/A | n | 0 | 000 | [8 empty] | WEST | 7038 | TWPP G1 | 1 | YES | -0.06107 | 7 | 0 | 35 | 0 | 378 |  | 0 | 0 | 0 | 0 | 0 | 0 | 0 | #REF! | 0 | #REF! | #N/A
[9 empty] | #N/A | #N/A | n | 0 | [8 empty] | 0 | 0 | 0 | 0 | 0 | 0 | 0 | 0 | 0 | #N/A | #N/A | n | 0 | 000 | [8 empty] | WEST | 1146 | YORK IPP | 1 | YES | -0.0609 | 15 | 0 | 150 | 0 | 379 |  | 0 | 0 | 0 | 0 | 0 | 0 | 0 | #REF! | 0 | #REF! | #N/A
[9 empty] | #N/A | #N/A | n | 0 | [8 empty] | 0 | 0 | 0 | 0 | 0 | 0 | 0 | 0 | 0 | #N/A | #N/A | n | 0 | 000 | [8 empty] | WEST | 11023 | TIEHV CG | 1 | YES | -0.06015 | 152 | 103 | 160 | 0 | 380 |  | 0 | 0 | 0 | 0 | 0 | 0 | 0 | #REF! | 0 | #REF! | #N/A
[9 empty] | #N/A | #N/A | n | 0 | [8 empty] | 0 | 0 | 0 | 0 | 0 | 0 | 0 | 0 | 0 | #N/A | #N/A | n | 0 | 000 | [8 empty] | WEST | 11024 | TIEHV CG | 1 | YES | -0.06015 | 152 | 103 | 160 | 0 | 381 |  | 0 | 0 | 0 | 0 | 0 | 0 | 0 | #REF! | 0 | #REF! | #N/A
[9 empty] | #N/A | #N/A | n | 0 | [8 empty] | 0 | 0 | 0 | 0 | 0 | 0 | 0 | 0 | 0 | #N/A | #N/A | n | 0 | 000 | [8 empty] | WEST | 11025 | TIEHV SG | 1 | YES | -0.06015 | 171 | 63 | 180 | 0 | 382 |  | 0 | 0 | 0 | 0 | 0 | 0 | 0 | #REF! | 0 | #REF! | #N/A
[9 empty] | #N/A | #N/A | n | 0 | [8 empty] | 0 | 0 | 0 | 0 | 0 | 0 | 0 | 0 | 0 | #N/A | #N/A | n | 0 | 000 | [8 empty] | WEST | 11020 | TIEHV SG | 1 | YES | -0.06015 | 171 | 63 | 180 | 0 | 383 |  | 0 | 0 | 0 | 0 | 0 | 0 | 0 | #REF! | 0 | #REF! | #N/A
[9 empty] | #N/A | #N/A | n | 0 | [8 empty] | 0 | 0 | 0 | 0 | 0 | 0 | 0 | 0 | 0 | #N/A | #N/A | n | 0 | 000 | [8 empty] | WEST | 11021 | TIEHV CG | 1 | YES | -0.06015 | 152 | 103 | 160 | 0 | 384 |  | 0 | 0 | 0 | 0 | 0 | 0 | 0 | #REF! | 0 | #REF! | #N/A
[9 empty] | #N/A | #N/A | n | 0 | [8 empty] | 0 | 0 | 0 | 0 | 0 | 0 | 0 | 0 | 0 | #N/A | #N/A | n | 0 | 000 | [8 empty] | WEST | 11022 | TIEHV CG | 1 | YES | -0.06015 | 152 | 103 | 160 | 0 | 385 |  | 0 | 0 | 0 | 0 | 0 | 0 | 0 | #REF! | 0 | #REF! | #N/A
[9 empty] | #N/A | #N/A | n | 0 | [8 empty] | 0 | 0 | 0 | 0 | 0 | 0 | 0 | 0 | 0 | #N/A | #N/A | n | 0 | 000 | [8 empty] | WEST | 6282 | ABILPLT2 | 4 | YES | -0.06003 | 0 | 10 | 18 | 0 | 386 |  | 0 | 0 | 0 | 0 | 0 | 0 | 0 | #REF! | 0 | #REF! | #N/A
[9 empty] | #N/A | #N/A | n | 0 | [8 empty] | 0 | 0 | 0 | 0 | 0 | 0 | 0 | 0 | 0 | #N/A | #N/A | n | 0 | 000 | [8 empty] | WEST | 1343 | TRENTIPP | 1 | YES | -0.05962 | 15 | 10 | 150 | 0 | 387 |  | 0 | 0 | 0 | 0 | 0 | 0 | 0 | #REF! | 0 | #REF! | #N/A
[9 empty] | #N/A | #N/A | n | 0 | [8 empty] | 0 | 0 | 0 | 0 | 0 | 0 | 0 | 0 | 0 | #N/A | #N/A | n | 0 | 000 | [8 empty] | WEST | 6757 | PHANTM1G | 1 | YES | -0.05958 | 150.1 | 35 | 158 | 0 | 388 |  | 0 | 0 | 0 | 0 | 0 | 0 | 0 | #REF! | 0 | #REF! | #N/A
[9 empty] | #N/A | #N/A | n | 0 | [8 empty] | 0 | 0 | 0 | 0 | 0 | 0 | 0 | 0 | 0 | #N/A | #N/A | n | 0 | 000 | [8 empty] | WEST | 6758 | PHANTM2G | 2 | YES | -0.05958 | 0 | 45 | 204 | 0 | 389 |  | 0 | 0 | 0 | 0 | 0 | 0 | 0 | #REF! | 0 | #REF! | #N/A
[9 empty] | #N/A | #N/A | n | 0 | [8 empty] | 0 | 0 | 0 | 0 | 0 | 0 | 0 | 0 | 0 | #N/A | #N/A | n | 0 | 000 | [8 empty] | WEST | 1038 | MORGAN3G | 3 | YES | -0.05947 | 0 | 14 | 44 | 0 | 390 |  | 0 | 0 | 0 | 0 | 0 | 0 | 0 | #REF! | 0 | #REF! | #N/A
[9 empty] | #N/A | #N/A | n | 0 | [8 empty] | 0 | 0 | 0 | 0 | 0 | 0 | 0 | 0 | 0 | #N/A | #N/A | n | 0 | 000 | [8 empty] | WEST | 1045 | CALENG1G | 1 | YES | -0.05944 | 70 | 27 | 70 | 0 | 391 |  | 0 | 0 | 0 | 0 | 0 | 0 | 0 | #REF! | 0 | #REF! | #N/A
[9 empty] | #N/A | #N/A | n | 0 | [8 empty] | 0 | 0 | 0 | 0 | 0 | 0 | 0 | 0 | 0 | #N/A | #N/A | n | 0 | 000 | [8 empty] | WEST | 1047 | CALENG3G | 3 | YES | -0.05944 | 60 | 27 | 60 | 0 | 392 |  | 0 | 0 | 0 | 0 | 0 | 0 | 0 | #REF! | 0 | #REF! | #N/A
[9 empty] | #N/A | #N/A | n | 0 | [8 empty] | 0 | 0 | 0 | 0 | 0 | 0 | 0 | 0 | 0 | #N/A | #N/A | n | 0 | 000 | [8 empty] | WEST | 1046 | CALENG2G | 2 | YES | -0.05944 | 70 | 27 | 70 | 0 | 393 |  | 0 | 0 | 0 | 0 | 0 | 0 | 0 | #REF! | 0 | #REF! | #N/A
[9 empty] | #N/A | #N/A | n | 0 | [8 empty] | 0 | 0 | 0 | 0 | 0 | 0 | 0 | 0 | 0 | #N/A | #N/A | n | 0 | 000 | [8 empty] | WEST | 1043 | MRGN E G | E | YES | -0.05933 | 0 | 70 | 70 | 0 | 394 |  | 0 | 0 | 0 | 0 | 0 | 0 | 0 | #REF! | 0 | #REF! | #N/A
[9 empty] | #N/A | #N/A | n | 0 | [8 empty] | 0 | 0 | 0 | 0 | 0 | 0 | 0 | 0 | 0 | #N/A | #N/A | n | 0 | 000 | [8 empty] | WEST | 1040 | MRGN B G | B | YES | -0.05933 | 0 | 70 | 70 | 0 | 395 |  | 0 | 0 | 0 | 0 | 0 | 0 | 0 | #REF! | 0 | #REF! | #N/A
[9 empty] | #N/A | #N/A | n | 0 | [8 empty] | 0 | 0 | 0 | 0 | 0 | 0 | 0 | 0 | 0 | #N/A | #N/A | n | 0 | 000 | [8 empty] | WEST | 1036 | MORGAN4G | 4 | YES | -0.05933 | 0 | 20 | 70 | 0 | 396 |  | 0 | 0 | 0 | 0 | 0 | 0 | 0 | #REF! | 0 | #REF! | #N/A
[9 empty] | #N/A | #N/A | n | 0 | [8 empty] | 0 | 0 | 0 | 0 | 0 | 0 | 0 | 0 | 0 | #N/A | #N/A | n | 0 | 000 | [8 empty] | WEST | 1044 | MRGN F G | F | YES | -0.05933 | 0 | 70 | 70 | 0 | 397 |  | 0 | 0 | 0 | 0 | 0 | 0 | 0 | #REF! | 0 | #REF! | #N/A
[9 empty] | #N/A | #N/A | n | 0 | [8 empty] | 0 | 0 | 0 | 0 | 0 | 0 | 0 | 0 | 0 | #N/A | #N/A | n | 0 | 000 | [8 empty] | WEST | 1042 | MRGN D G | D | YES | -0.05933 | 0 | 70 | 70 | 0 | 398 |  | 0 | 0 | 0 | 0 | 0 | 0 | 0 | #REF! | 0 | #REF! | #N/A
[9 empty] | #N/A | #N/A | n | 0 | [8 empty] | 0 | 0 | 0 | 0 | 0 | 0 | 0 | 0 | 0 | #N/A | #N/A | n | 0 | 000 | [8 empty] | WEST | 1041 | MRGN C G | C | YES | -0.05933 | 0 | 70 | 70 | 0 | 399 |  | 0 | 0 | 0 | 0 | 0 | 0 | 0 | #REF! | 0 | #REF! | #N/A
[9 empty] | #N/A | #N/A | n | 0 | [8 empty] | 0 | 0 | 0 | 0 | 0 | 0 | 0 | 0 | 0 | #N/A | #N/A | n | 0 | 000 | [8 empty] | WEST | 1035 | MORGAN2G | 2 | YES | -0.05933 | 0 | 7 | 22 | 0 | 400 |  | 0 | 0 | 0 | 0 | 0 | 0 | 0 | #REF! | 0 | #REF! | #N/A
[9 empty] | #N/A | #N/A | n | 0 | [8 empty] | 0 | 0 | 0 | 0 | 0 | 0 | 0 | 0 | 0 | #N/A | #N/A | n | 0 | 000 | [8 empty] | WEST | 1037 | MORGAN5G | 5 | YES | -0.05933 | 0 | 40 | 175 | 0 | 401 |  | 0 | 0 | 0 | 0 | 0 | 0 | 0 | #REF! | 0 | #REF! | #N/A
[9 empty] | #N/A | #N/A | n | 0 | [8 empty] | 0 | 0 | 0 | 0 | 0 | 0 | 0 | 0 | 0 | #N/A | #N/A | n | 0 | 000 | [8 empty] | WEST | 1039 | MRGN A G | A | YES | -0.05933 | 0 | 70 | 70 | 0 | 402 |  | 0 | 0 | 0 | 0 | 0 | 0 | 0 | #REF! | 0 | #REF! | #N/A
[9 empty] | #N/A | #N/A | n | 0 | [8 empty] | 0 | 0 | 0 | 0 | 0 | 0 | 0 | 0 | 0 | #N/A | #N/A | n | 0 | 000 | [8 empty] | WEST | 1031 | MRGN 6 G | 6 | YES | -0.05903 | 0 | 250 | 511 | 0 | 403 |  | 0 | 0 | 0 | 0 | 0 | 0 | 0 | #REF! | 0 | #REF! | #N/A
[9 empty] | #N/A | #N/A | n | 0 | [8 empty] | 0 | 0 | 0 | 0 | 0 | 0 | 0 | 0 | 0 | #N/A | #N/A | n | 0 | 000 | [8 empty] | WEST | 1050 | BITTERCK | 1 | YES | -0.05868 | 40 | 0 | 37.5 | 0 | 404 |  | 0 | 0 | 0 | 0 | 0 | 0 | 0 | #REF! | 0 | #REF! | #N/A
[9 empty] | #N/A | #N/A | n | 0 | [8 empty] | 0 | 0 | 0 | 0 | 0 | 0 | 0 | 0 | 0 | #N/A | #N/A | n | 0 | 000 | [8 empty] | WEST | 6754 | PTCREK2G | 2 | YES | -0.05813 | 0 | 10 | 33 | 0 | 405 |  | 0 | 0 | 0 | 0 | 0 | 0 | 0 | #REF! | 0 | #REF! | #N/A
[9 empty] | #N/A | #N/A | n | 0 | [8 empty] | 0 | 0 | 0 | 0 | 0 | 0 | 0 | 0 | 0 | #N/A | #N/A | n | 0 | 000 | [8 empty] | WEST | 1416 | SWTWTR1G | 1 | YES | -0.0578 | 0 | 18 | 35 | 0 | 406 |  | 0 | 0 | 0 | 0 | 0 | 0 | 0 | #REF! | 0 | #REF! | #N/A
[9 empty] | #N/A | #N/A | n | 0 | [8 empty] | 0 | 0 | 0 | 0 | 0 | 0 | 0 | 0 | 0 | #N/A | #N/A | n | 0 | 000 | [8 empty] | WEST | 1417 | SWTWTR2G | 2 | YES | -0.0578 | 0 | 36 | 75 | 0 | 407 |  | 0 | 0 | 0 | 0 | 0 | 0 | 0 | #REF! | 0 | #REF! | #N/A
[9 empty] | #N/A | #N/A | n | 0 | [8 empty] | 0 | 0 | 0 | 0 | 0 | 0 | 0 | 0 | 0 | #N/A | #N/A | n | 0 | 000 | [8 empty] | WEST | 1418 | SWTWTR3G | 3 | YES | -0.0578 | 0 | 36 | 75 | 0 | 408 |  | 0 | 0 | 0 | 0 | 0 | 0 | 0 | #REF! | 0 | #REF! | #N/A
[9 empty] | #N/A | #N/A | n | 0 | [8 empty] | 0 | 0 | 0 | 0 | 0 | 0 | 0 | 0 | 0 | #N/A | #N/A | n | 0 | 000 | [8 empty] | WEST | 1419 | SWTWTR4G | 4 | YES | -0.0578 | 0 | 36 | 85 | 0 | 409 |  | 0 | 0 | 0 | 0 | 0 | 0 | 0 | #REF! | 0 | #REF! | #N/A
[9 empty] | #N/A | #N/A | n | 0 | [8 empty] | 0 | 0 | 0 | 0 | 0 | 0 | 0 | 0 | 0 | #N/A | #N/A | n | 0 | 000 | [8 empty] | NORTH | 39970 | TNPONE#2 | 1 | YES | -0.05735 | 155 | 30 | 155 | 0 | 410 |  | 0 | 0 | 0 | 0 | 0 | 0 | 0 | #REF! | 0 | #REF! | #N/A
[9 empty] | #N/A | #N/A | n | 0 | [8 empty] | 0 | 0 | 0 | 0 | 0 | 0 | 0 | 0 | 0 | #N/A | #N/A | n | 0 | 000 | [8 empty] | NORTH | 39960 | TNPONE#1 | 1 | YES | -0.05735 | 153 | 30 | 153 | 0 | 411 |  | 0 | 0 | 0 | 0 | 0 | 0 | 0 | #REF! | 0 | #REF! | #N/A
[9 empty] | #N/A | #N/A | n | 0 | [8 empty] | 0 | 0 | 0 | 0 | 0 | 0 | 0 | 0 | 0 | #N/A | #N/A | n | 0 | 000 | [8 empty] | WEST | 6061 | VERNPLT2 | 1 | YES | -0.05596 | 0 | 1 | 9 | 0 | 412 |  | 0 | 0 | 0 | 0 | 0 | 0 | 0 | #REF! | 0 | #REF! | #N/A
[9 empty] | #N/A | #N/A | n | 0 | [8 empty] | 0 | 0 | 0 | 0 | 0 | 0 | 0 | 0 | 0 | #N/A | #N/A | n | 0 | 000 | [8 empty] | WEST | 6752 | OKLAUN1G | 1 | YES | -0.05569 | 698 | 175 | 698 | 0 | 413 |  | 0 | 0 | 0 | 0 | 0 | 0 | 0 | #REF! | 0 | #REF! | #N/A
[9 empty] | #N/A | #N/A | n | 0 | [8 empty] | 0 | 0 | 0 | 0 | 0 | 0 | 0 | 0 | 0 | #N/A | #N/A | n | 0 | 000 | [8 empty] | WEST | 6096 | NORTHDC7 | 1 | YES | -0.05569 | 0 | -220 | 220 | 0 | 414 |  | 0 | 0 | 0 | 0 | 0 | 0 | 0 | #REF! | 0 | #REF! | #N/A
[9 empty] | #N/A | #N/A | n | 0 | [8 empty] | 0 | 0 | 0 | 0 | 0 | 0 | 0 | 0 | 0 | #N/A | #N/A | n | 0 | 000 | [8 empty] | WEST | 1433 | GRAM 1 G | 1 | YES | -0.0545 | 0 | 60 | 240 | 0 | 415 |  | 0 | 0 | 0 | 0 | 0 | 0 | 0 | #REF! | 0 | #REF! | #N/A
[9 empty] | #N/A | #N/A | n | 0 | [8 empty] | 0 | 0 | 0 | 0 | 0 | 0 | 0 | 0 | 0 | #N/A | #N/A | n | 0 | 000 | [8 empty] | WEST | 719 | WFEC 12G | 1 | YES | -0.05406 | 0 | 12 | 20 | 0 | 416 |  | 0 | 0 | 0 | 0 | 0 | 0 | 0 | #REF! | 0 | #REF! | #N/A
[9 empty] | #N/A | #N/A | n | 0 | [8 empty] | 0 | 0 | 0 | 0 | 0 | 0 | 0 | 0 | 0 | #N/A | #N/A | n | 0 | 000 | [8 empty] | WEST | 719 | WFEC 12G | 2 | YES | -0.05406 | 0 | 12 | 20 | 0 | 417 |  | 0 | 0 | 0 | 0 | 0 | 0 | 0 | #REF! | 0 | #REF! | #N/A
[9 empty] | #N/A | #N/A | n | 0 | [8 empty] | 0 | 0 | 0 | 0 | 0 | 0 | 0 | 0 | 0 | #N/A | #N/A | n | 0 | 000 | [8 empty] | WEST | 720 | WFEC 34G | 4 | YES | -0.05406 | 0 | 12 | 20 | 0 | 418 |  | 0 | 0 | 0 | 0 | 0 | 0 | 0 | #REF! | 0 | #REF! | #N/A
[9 empty] | #N/A | #N/A | n | 0 | [8 empty] | 0 | 0 | 0 | 0 | 0 | 0 | 0 | 0 | 0 | #N/A | #N/A | n | 0 | 000 | [8 empty] | WEST | 720 | WFEC 34G | 3 | YES | -0.05406 | 0 | 12 | 20 | 0 | 419 |  | 0 | 0 | 0 | 0 | 0 | 0 | 0 | #REF! | 0 | #REF! | #N/A
[9 empty] | #N/A | #N/A | n | 0 | [8 empty] | 0 | 0 | 0 | 0 | 0 | 0 | 0 | 0 | 0 | #N/A | #N/A | n | 0 | 000 | [8 empty] | WEST | 1432 | GRAM 2 G | 2 | YES | -0.05391 | 0 | 90 | 390 | 0 | 420 |  | 0 | 0 | 0 | 0 | 0 | 0 | 0 | #REF! | 0 | #REF! | #N/A
[9 empty] | #N/A | #N/A | n | 0 | [8 empty] | 0 | 0 | 0 | 0 | 0 | 0 | 0 | 0 | 0 | #N/A | #N/A | n | 0 | 000 | [8 empty] | NORTH | 335 | MILLER4 | 4 | YES | -0.05389 | 104 | 0 | 130 | 0 | 421 |  | 0 | 0 | 0 | 0 | 0 | 0 | 0 | #REF! | 0 | #REF! | #N/A
[9 empty] | #N/A | #N/A | n | 0 | [8 empty] | 0 | 0 | 0 | 0 | 0 | 0 | 0 | 0 | 0 | #N/A | #N/A | n | 0 | 000 | [8 empty] | NORTH | 336 | MILLER5 | 5 | YES | -0.05389 | 104 | 0 | 130 | 0 | 422 |  | 0 | 0 | 0 | 0 | 0 | 0 | 0 | #REF! | 0 | #REF! | #N/A
[9 empty] | #N/A | #N/A | n | 0 | [8 empty] | 0 | 0 | 0 | 0 | 0 | 0 | 0 | 0 | 0 | #N/A | #N/A | n | 0 | 000 | [8 empty] | NORTH | 332 | MILLER1 | 1 | YES | -0.05389 | 70 | 18.5 | 88 | 0 | 423 |  | 0 | 0 | 0 | 0 | 0 | 0 | 0 | #REF! | 0 | #REF! | #N/A
[9 empty] | #N/A | #N/A | n | 0 | [8 empty] | 0 | 0 | 0 | 0 | 0 | 0 | 0 | 0 | 0 | #N/A | #N/A | n | 0 | 000 | [8 empty] | NORTH | 334 | MILLER3 | 3 | YES | -0.05389 | 190 | 65 | 240 | 0 | 424 |  | 0 | 0 | 0 | 0 | 0 | 0 | 0 | #REF! | 0 | #REF! | #N/A
[9 empty] | #N/A | #N/A | n | 0 | [8 empty] | 0 | 0 | 0 | 0 | 0 | 0 | 0 | 0 | 0 | #N/A | #N/A | n | 0 | 000 | [8 empty] | NORTH | 333 | MILLER2 | 2 | YES | -0.05389 | 120 | 37 | 138 | 0 | 425 |  | 0 | 0 | 0 | 0 | 0 | 0 | 0 | #REF! | 0 | #REF! | #N/A
[9 empty] | #N/A | #N/A | n | 0 | [8 empty] | 0 | 0 | 0 | 0 | 0 | 0 | 0 | 0 | 0 | #N/A | #N/A | n | 0 | 000 | [8 empty] | WEST | 344 | MORSHEP | 1 | YES | -0.05335 | 10 | 0 | 12 | 0 | 426 |  | 0 | 0 | 0 | 0 | 0 | 0 | 0 | #REF! | 0 | #REF! | #N/A
[9 empty] | #N/A | #N/A | n | 0 | [8 empty] | 0 | 0 | 0 | 0 | 0 | 0 | 0 | 0 | 0 | #N/A | #N/A | n | 0 | 000 | [8 empty] | WEST | 345 | MORSHEP2 | 2 | YES | -0.05335 | 10 | 0 | 12 | 0 | 427 |  | 0 | 0 | 0 | 0 | 0 | 0 | 0 | #REF! | 0 | #REF! | #N/A
[9 empty] | #N/A | #N/A | n | 0 | [8 empty] | 0 | 0 | 0 | 0 | 0 | 0 | 0 | 0 | 0 | #N/A | #N/A | n | 0 | 000 | [8 empty] | NORTH | 6694 | WFORD1G | 1 | YES | -0.05259 | 0 | 0 | 5 | 0 | 428 |  | 0 | 0 | 0 | 0 | 0 | 0 | 0 | #REF! | 0 | #REF! | #N/A
[9 empty] | #N/A | #N/A | n | 0 | [8 empty] | 0 | 0 | 0 | 0 | 0 | 0 | 0 | 0 | 0 | #N/A | #N/A | n | 0 | 000 | [8 empty] | NORTH | 366 | TENASKA | 1 | YES | -0.05251 | 172 | 20 | 200 | 0 | 429 |  | 0 | 0 | 0 | 0 | 0 | 0 | 0 | #REF! | 0 | #REF! | #N/A
[9 empty] | #N/A | #N/A | n | 0 | [8 empty] | 0 | 0 | 0 | 0 | 0 | 0 | 0 | 0 | 0 | #N/A | #N/A | n | 0 | 000 | [8 empty] | NORTH | 367 | TENASKA | 2 | YES | -0.05251 | 86 | 20 | 116 | 0 | 430 |  | 0 | 0 | 0 | 0 | 0 | 0 | 0 | #REF! | 0 | #REF! | #N/A
[9 empty] | #N/A | #N/A | n | 0 | [8 empty] | 0 | 0 | 0 | 0 | 0 | 0 | 0 | 0 | 0 | #N/A | #N/A | n | 0 | 000 | [8 empty] | NORTH | 1894 | DECT C G | C | YES | -0.05218 | 0 | 70 | 70 | 0 | 431 |  | 0 | 0 | 0 | 0 | 0 | 0 | 0 | #REF! | 0 | #REF! | #N/A
[9 empty] | #N/A | #N/A | n | 0 | [8 empty] | 0 | 0 | 0 | 0 | 0 | 0 | 0 | 0 | 0 | #N/A | #N/A | n | 0 | 000 | [8 empty] | NORTH | 1892 | DECT A G | A | YES | -0.05218 | 0 | 70 | 70 | 0 | 432 |  | 0 | 0 | 0 | 0 | 0 | 0 | 0 | #REF! | 0 | #REF! | #N/A
[9 empty] | #N/A | #N/A | n | 0 | [8 empty] | 0 | 0 | 0 | 0 | 0 | 0 | 0 | 0 | 0 | #N/A | #N/A | n | 0 | 000 | [8 empty] | NORTH | 1893 | DECT B G | B | YES | -0.05218 | 0 | 70 | 70 | 0 | 433 |  | 0 | 0 | 0 | 0 | 0 | 0 | 0 | #REF! | 0 | #REF! | #N/A
[9 empty] | #N/A | #N/A | n | 0 | [8 empty] | 0 | 0 | 0 | 0 | 0 | 0 | 0 | 0 | 0 | #N/A | #N/A | n | 0 | 000 | [8 empty] | NORTH | 1895 | DECT D G | D | YES | -0.05218 | 0 | 70 | 70 | 0 | 434 |  | 0 | 0 | 0 | 0 | 0 | 0 | 0 | #REF! | 0 | #REF! | #N/A
[9 empty] | #N/A | #N/A | n | 0 | [8 empty] | 0 | 0 | 0 | 0 | 0 | 0 | 0 | 0 | 0 | #N/A | #N/A | n | 0 | 000 | [8 empty] | NORTH | 504 | NTEXAS2 | 2 | YES | -0.05211 | 15 | 5 | 18 | 0 | 435 |  | 0 | 0 | 0 | 0 | 0 | 0 | 0 | #REF! | 0 | #REF! | #N/A
[9 empty] | #N/A | #N/A | n | 0 | [8 empty] | 0 | 0 | 0 | 0 | 0 | 0 | 0 | 0 | 0 | #N/A | #N/A | n | 0 | 000 | [8 empty] | NORTH | 505 | NTEXAS3 | 3 | YES | -0.05211 | 35 | 15 | 40 | 0 | 436 |  | 0 | 0 | 0 | 0 | 0 | 0 | 0 | #REF! | 0 | #REF! | #N/A
[9 empty] | #N/A | #N/A | n | 0 | [8 empty] | 0 | 0 | 0 | 0 | 0 | 0 | 0 | 0 | 0 | #N/A | #N/A | n | 0 | 000 | [8 empty] | NORTH | 503 | NTEXAS1 | 1 | YES | -0.05211 | 15 | 5 | 18 | 0 | 437 |  | 0 | 0 | 0 | 0 | 0 | 0 | 0 | #REF! | 0 | #REF! | #N/A
[9 empty] | #N/A | #N/A | n | 0 | [8 empty] | 0 | 0 | 0 | 0 | 0 | 0 | 0 | 0 | 0 | #N/A | #N/A | n | 0 | 000 | [8 empty] | NORTH | 1898 | CMPK 1 G | 1 | YES | -0.05139 | 1150 | 1150 | 1150 | 0 | 438 |  | 0 | 0 | 0 | 0 | 0 | 0 | 0 | #REF! | 0 | #REF! | #N/A
[9 empty] | #N/A | #N/A | n | 0 | [8 empty] | 0 | 0 | 0 | 0 | 0 | 0 | 0 | 0 | 0 | #N/A | #N/A | n | 0 | 000 | [8 empty] | NORTH | 1899 | CMPK 2 G | 2 | YES | -0.05139 | 1150 | 1150 | 1150 | 0 | 439 |  | 0 | 0 | 0 | 0 | 0 | 0 | 0 | #REF! | 0 | #REF! | #N/A
[9 empty] | #N/A | #N/A | n | 0 | [8 empty] | 0 | 0 | 0 | 0 | 0 | 0 | 0 | 0 | 0 | #N/A | #N/A | n | 0 | 000 | [8 empty] | NORTH | 1878 | WLFHOL2G | 2 | YES | -0.05111 | 285 | 105 | 300 | 0 | 440 |  | 0 | 0 | 0 | 0 | 0 | 0 | 0 | #REF! | 0 | #REF! | #N/A
[9 empty] | #N/A | #N/A | n | 0 | [8 empty] | 0 | 0 | 0 | 0 | 0 | 0 | 0 | 0 | 0 | #N/A | #N/A | n | 0 | 000 | [8 empty] | NORTH | 1879 | WLFHOL3G | 3 | YES | -0.05111 | 242.2 | 89.2 | 255 | 0 | 441 |  | 0 | 0 | 0 | 0 | 0 | 0 | 0 | #REF! | 0 | #REF! | #N/A
[9 empty] | #N/A | #N/A | n | 0 | [8 empty] | 0 | 0 | 0 | 0 | 0 | 0 | 0 | 0 | 0 | #N/A | #N/A | n | 0 | 000 | [8 empty] | NORTH | 1877 | WLFHOL1G | 1 | YES | -0.05111 | 242.2 | 89.2 | 255 | 0 | 442 |  | 0 | 0 | 0 | 0 | 0 | 0 | 0 | #REF! | 0 | #REF! | #N/A
[9 empty] | #N/A | #N/A | n | 0 | [8 empty] | 0 | 0 | 0 | 0 | 0 | 0 | 0 | 0 | 0 | #N/A | #N/A | n | 0 | 000 | [8 empty] | NORTH | 1889 | DEC 1 G | 1 | YES | -0.05094 | 0 | 255 | 818 | 0 | 443 |  | 0 | 0 | 0 | 0 | 0 | 0 | 0 | #REF! | 0 | #REF! | #N/A
[9 empty] | #N/A | #N/A | n | 0 | [8 empty] | 0 | 0 | 0 | 0 | 0 | 0 | 0 | 0 | 0 | #N/A | #N/A | n | 0 | 000 | [8 empty] | NORTH | 1944 | MELP 4 G | 4 | YES | -0.04986 | 248.9 | 74 | 262 | 0 | 444 |  | 0 | 0 | 0 | 0 | 0 | 0 | 0 | #REF! | 0 | #REF! | #N/A
[9 empty] | #N/A | #N/A | n | 0 | [8 empty] | 0 | 0 | 0 | 0 | 0 | 0 | 0 | 0 | 0 | #N/A | #N/A | n | 0 | 000 | [8 empty] | NORTH | 1938 | MELP 6 G | 6 | YES | -0.04986 | 248.9 | 74 | 262 | 0 | 445 |  | 0 | 0 | 0 | 0 | 0 | 0 | 0 | #REF! | 0 | #REF! | #N/A
[9 empty] | #N/A | #N/A | n | 0 | [8 empty] | 0 | 0 | 0 | 0 | 0 | 0 | 0 | 0 | 0 | #N/A | #N/A | n | 0 | 000 | [8 empty] | NORTH | 1943 | MELP 3 G | 3 | YES | -0.04986 | 248.9 | 74 | 262 | 0 | 446 |  | 0 | 0 | 0 | 0 | 0 | 0 | 0 | #REF! | 0 | #REF! | #N/A
[9 empty] | #N/A | #N/A | n | 0 | [8 empty] | 0 | 0 | 0 | 0 | 0 | 0 | 0 | 0 | 0 | #N/A | #N/A | n | 0 | 000 | [8 empty] | NORTH | 1937 | MELP 5 G | 5 | YES | -0.04986 | 248.9 | 74 | 262 | 0 | 447 |  | 0 | 0 | 0 | 0 | 0 | 0 | 0 | #REF! | 0 | #REF! | #N/A
[9 empty] | #N/A | #N/A | n | 0 | [8 empty] | 0 | 0 | 0 | 0 | 0 | 0 | 0 | 0 | 0 | #N/A | #N/A | n | 0 | 000 | [8 empty] | NORTH | 1861 | EGMT1 G | 1 | YES | -0.04969 | 0 | 30 | 115 | 0 | 448 |  | 0 | 0 | 0 | 0 | 0 | 0 | 0 | #REF! | 0 | #REF! | #N/A
[9 empty] | #N/A | #N/A | n | 0 | [8 empty] | 0 | 0 | 0 | 0 | 0 | 0 | 0 | 0 | 0 | #N/A | #N/A | n | 0 | 000 | [8 empty] | NORTH | 1862 | EGMT2 G | 2 | YES | -0.04969 | 0 | 40 | 175 | 0 | 449 |  | 0 | 0 | 0 | 0 | 0 | 0 | 0 | #REF! | 0 | #REF! | #N/A
[9 empty] | #N/A | #N/A | n | 0 | [8 empty] | 0 | 0 | 0 | 0 | 0 | 0 | 0 | 0 | 0 | #N/A | #N/A | n | 0 | 000 | [8 empty] | NORTH | 1863 | EGMT3 G | 3 | YES | -0.04969 | 0 | 50 | 375 | 0 | 450 |  | 0 | 0 | 0 | 0 | 0 | 0 | 0 | #REF! | 0 | #REF! | #N/A
[9 empty] | #N/A | #N/A | n | 0 | [8 empty] | 0 | 0 | 0 | 0 | 0 | 0 | 0 | 0 | 0 | #N/A | #N/A | n | 0 | 000 | [8 empty] | NORTH | 1960 | NMAIN4G | 4 | YES | -0.04946 | 0 | 25 | 80 | 0 | 451 |  | 0 | 0 | 0 | 0 | 0 | 0 | 0 | #REF! | 0 | #REF! | #N/A
[9 empty] | #N/A | #N/A | n | 0 | [8 empty] | 0 | 0 | 0 | 0 | 0 | 0 | 0 | 0 | 0 | #N/A | #N/A | n | 0 | 000 | [8 empty] | NORTH | 1942 | MELP 2 G | 2 | YES | -0.04914 | 248.9 | 74 | 262 | 0 | 452 |  | 0 | 0 | 0 | 0 | 0 | 0 | 0 | #REF! | 0 | #REF! | #N/A
[9 empty] | #N/A | #N/A | n | 0 | [8 empty] | 0 | 0 | 0 | 0 | 0 | 0 | 0 | 0 | 0 | #N/A | #N/A | n | 0 | 000 | [8 empty] | NORTH | 1941 | MELP 1 G | 1 | YES | -0.04914 | 248.9 | 74 | 262 | 0 | 453 |  | 0 | 0 | 0 | 0 | 0 | 0 | 0 | #REF! | 0 | #REF! | #N/A
[9 empty] | #N/A | #N/A | n | 0 | [8 empty] | 0 | 0 | 0 | 0 | 0 | 0 | 0 | 0 | 0 | #N/A | #N/A | n | 0 | 000 | [8 empty] | NORTH | 1945 | HAND 1 G | 1 | YES | -0.04909 | 0 | 25 | 45 | 0 | 454 |  | 0 | 0 | 0 | 0 | 0 | 0 | 0 | #REF! | 0 | #REF! | #N/A
[9 empty] | #N/A | #N/A | n | 0 | [8 empty] | 0 | 0 | 0 | 0 | 0 | 0 | 0 | 0 | 0 | #N/A | #N/A | n | 0 | 000 | [8 empty] | NORTH | 1946 | HAND 2 G | 2 | YES | -0.04909 | 0 | 30 | 80 | 0 | 455 |  | 0 | 0 | 0 | 0 | 0 | 0 | 0 | #REF! | 0 | #REF! | #N/A
[9 empty] | #N/A | #N/A | n | 0 | [8 empty] | 0 | 0 | 0 | 0 | 0 | 0 | 0 | 0 | 0 | #N/A | #N/A | n | 0 | 000 | [8 empty] | NORTH | 1947 | HAND 3 G | 3 | YES | -0.04889 | 380 | 100 | 400 | 0 | 456 |  | 0 | 0 | 0 | 0 | 0 | 0 | 0 | #REF! | 0 | #REF! | #N/A
[9 empty] | #N/A | #N/A | n | 0 | [8 empty] | 0 | 0 | 0 | 0 | 0 | 0 | 0 | 0 | 0 | #N/A | #N/A | n | 0 | 000 | [8 empty] | NORTH | 1948 | HAND 4 G | 4 | YES | -0.04889 | 0 | 150 | 458 | 0 | 457 |  | 0 | 0 | 0 | 0 | 0 | 0 | 0 | #REF! | 0 | #REF! | #N/A
[9 empty] | #N/A | #N/A | n | 0 | [8 empty] | 0 | 0 | 0 | 0 | 0 | 0 | 0 | 0 | 0 | #N/A | #N/A | n | 0 | 000 | [8 empty] | NORTH | 1949 | HAND 5 G | 5 | YES | -0.04889 | 0 | 150 | 458 | 0 | 458 |  | 0 | 0 | 0 | 0 | 0 | 0 | 0 | #REF! | 0 | #REF! | #N/A
[9 empty] | #N/A | #N/A | n | 0 | [8 empty] | 0 | 0 | 0 | 0 | 0 | 0 | 0 | 0 | 0 | #N/A | #N/A | n | 0 | 000 | [8 empty] | NORTH | 921 | SPNCER2 | 1 | YES | -0.04764 | 0 | 4 | 12 | 0 | 459 |  | 0 | 0 | 0 | 0 | 0 | 0 | 0 | #REF! | 0 | #REF! | #N/A
[9 empty] | #N/A | #N/A | n | 0 | [8 empty] | 0 | 0 | 0 | 0 | 0 | 0 | 0 | 0 | 0 | #N/A | #N/A | n | 0 | 000 | [8 empty] | NORTH | 924 | SPNCER5 | 1 | YES | -0.04764 | 52 | 20 | 66 | 0 | 460 |  | 0 | 0 | 0 | 0 | 0 | 0 | 0 | #REF! | 0 | #REF! | #N/A
[9 empty] | #N/A | #N/A | n | 0 | [8 empty] | 0 | 0 | 0 | 0 | 0 | 0 | 0 | 0 | 0 | #N/A | #N/A | n | 0 | 000 | [8 empty] | NORTH | 920 | SPNCER1 | 1 | YES | -0.04764 | 0 | 4 | 12 | 0 | 461 |  | 0 | 0 | 0 | 0 | 0 | 0 | 0 | #REF! | 0 | #REF! | #N/A
[9 empty] | #N/A | #N/A | n | 0 | [8 empty] | 0 | 0 | 0 | 0 | 0 | 0 | 0 | 0 | 0 | #N/A | #N/A | n | 0 | 000 | [8 empty] | NORTH | 923 | SPNCER4 | 1 | YES | -0.04764 | 45.1 | 20 | 61 | 0 | 462 |  | 0 | 0 | 0 | 0 | 0 | 0 | 0 | #REF! | 0 | #REF! | #N/A
[9 empty] | #N/A | #N/A | n | 0 | [8 empty] | 0 | 0 | 0 | 0 | 0 | 0 | 0 | 0 | 0 | #N/A | #N/A | n | 0 | 000 | [8 empty] | NORTH | 922 | SPNCER3 | 1 | YES | -0.04764 | 0 | 10 | 27 | 0 | 463 |  | 0 | 0 | 0 | 0 | 0 | 0 | 0 | #REF! | 0 | #REF! | #N/A
[9 empty] | #N/A | #N/A | n | 0 | [8 empty] | 0 | 0 | 0 | 0 | 0 | 0 | 0 | 0 | 0 | #N/A | #N/A | n | 0 | 000 | [8 empty] | NORTH | 12323 | ENTRAC12 | 2 | YES | -0.0472 | 100.7 | 100 | 106 | 0 | 464 |  | 0 | 0 | 0 | 0 | 0 | 0 | 0 | #REF! | 0 | #REF! | #N/A
[9 empty] | #N/A | #N/A | n | 0 | [8 empty] | 0 | 0 | 0 | 0 | 0 | 0 | 0 | 0 | 0 | #N/A | #N/A | n | 0 | 000 | [8 empty] | NORTH | 12322 | ENTRAC11 | 1 | YES | -0.0472 | 202.3 | 130 | 213 | 0 | 465 |  | 0 | 0 | 0 | 0 | 0 | 0 | 0 | #REF! | 0 | #REF! | #N/A
[9 empty] | #N/A | #N/A | n | 0 | [8 empty] | 0 | 0 | 0 | 0 | 0 | 0 | 0 | 0 | 0 | #N/A | #N/A | n | 0 | 000 | [8 empty] | NORTH | 2381 | NLK 1 G | 1 | YES | -0.04647 | 0 | 35 | 175 | 0 | 466 |  | 0 | 0 | 0 | 0 | 0 | 0 | 0 | #REF! | 0 | #REF! | #N/A
[9 empty] | #N/A | #N/A | n | 0 | [8 empty] | 0 | 0 | 0 | 0 | 0 | 0 | 0 | 0 | 0 | #N/A | #N/A | n | 0 | 000 | [8 empty] | NORTH | 2382 | NLK 2 G | 2 | YES | -0.04647 | 0 | 35 | 175 | 0 | 467 |  | 0 | 0 | 0 | 0 | 0 | 0 | 0 | #REF! | 0 | #REF! | #N/A
[9 empty] | #N/A | #N/A | n | 0 | [8 empty] | 0 | 0 | 0 | 0 | 0 | 0 | 0 | 0 | 0 | #N/A | #N/A | n | 0 | 000 | [8 empty] | NORTH | 2383 | NLK 3 G | 3 | YES | -0.04647 | 0 | 50 | 365 | 0 | 468 |  | 0 | 0 | 0 | 0 | 0 | 0 | 0 | #REF! | 0 | #REF! | #N/A
[9 empty] | #N/A | #N/A | n | 0 | [8 empty] | 0 | 0 | 0 | 0 | 0 | 0 | 0 | 0 | 0 | #N/A | #N/A | n | 0 | 000 | [8 empty] | NORTH | 2419 | MTCK 3 G | 3 | YES | -0.04646 | 0 | 10 | 70 | 0 | 469 |  | 0 | 0 | 0 | 0 | 0 | 0 | 0 | #REF! | 0 | #REF! | #N/A
[9 empty] | #N/A | #N/A | n | 0 | [8 empty] | 0 | 0 | 0 | 0 | 0 | 0 | 0 | 0 | 0 | #N/A | #N/A | n | 0 | 000 | [8 empty] | NORTH | 2418 | MTCK 2 G | 2 | YES | -0.04646 | 0 | 10 | 33 | 0 | 470 |  | 0 | 0 | 0 | 0 | 0 | 0 | 0 | #REF! | 0 | #REF! | #N/A
[9 empty] | #N/A | #N/A | n | 0 | [8 empty] | 0 | 0 | 0 | 0 | 0 | 0 | 0 | 0 | 0 | #N/A | #N/A | n | 0 | 000 | [8 empty] | NORTHEAS | 2371 | COLL1 G | 1 | YES | -0.04627 | 0 | 40 | 153 | 0 | 471 |  | 0 | 0 | 0 | 0 | 0 | 0 | 0 | #REF! | 0 | #REF! | #N/A
[9 empty] | #N/A | #N/A | n | 0 | [8 empty] | 0 | 0 | 0 | 0 | 0 | 0 | 0 | 0 | 0 | #N/A | #N/A | n | 0 | 000 | [8 empty] | NORTH | 2413 | MTCK 6 G | 6 | YES | -0.04602 | 0 | 30 | 115 | 0 | 472 |  | 0 | 0 | 0 | 0 | 0 | 0 | 0 | #REF! | 0 | #REF! | #N/A
[9 empty] | #N/A | #N/A | n | 0 | [8 empty] | 0 | 0 | 0 | 0 | 0 | 0 | 0 | 0 | 0 | #N/A | #N/A | n | 0 | 000 | [8 empty] | NORTH | 2417 | MTCK 8 G | 8 | YES | -0.04602 | 0 | 60 | 550 | 0 | 473 |  | 0 | 0 | 0 | 0 | 0 | 0 | 0 | #REF! | 0 | #REF! | #N/A
[9 empty] | #N/A | #N/A | n | 0 | [8 empty] | 0 | 0 | 0 | 0 | 0 | 0 | 0 | 0 | 0 | #N/A | #N/A | n | 0 | 000 | [8 empty] | NORTH | 2414 | MTCK 7 G | 7 | YES | -0.04602 | 0 | 30 | 125 | 0 | 474 |  | 0 | 0 | 0 | 0 | 0 | 0 | 0 | #REF! | 0 | #REF! | #N/A
[9 empty] | #N/A | #N/A | n | 0 | [8 empty] | 0 | 0 | 0 | 0 | 0 | 0 | 0 | 0 | 0 | #N/A | #N/A | n | 0 | 000 | [8 empty] | NORTHEAS | 6948 | DENISNDM | 1 | YES | -0.04568 | 76 | 10 | 80 | 0 | 475 |  | 0 | 0 | 0 | 0 | 0 | 0 | 0 | #REF! | 0 | #REF! | #N/A
[9 empty] | #N/A | #N/A | n | 0 | [8 empty] | 0 | 0 | 0 | 0 | 0 | 0 | 0 | 0 | 0 | #N/A | #N/A | n | 0 | 000 | [8 empty] | NORTHEAS | 1687 | VAL 1 G | 1 | YES | -0.04554 | 0 | 15 | 175 | 0 | 476 |  | 0 | 0 | 0 | 0 | 0 | 0 | 0 | #REF! | 0 | #REF! | #N/A
[9 empty] | #N/A | #N/A | n | 0 | [8 empty] | 0 | 0 | 0 | 0 | 0 | 0 | 0 | 0 | 0 | #N/A | #N/A | n | 0 | 000 | [8 empty] | NORTHEAS | 1688 | VAL 2 G | 2 | YES | -0.04554 | 0 | 90 | 550 | 0 | 477 |  | 0 | 0 | 0 | 0 | 0 | 0 | 0 | #REF! | 0 | #REF! | #N/A
[9 empty] | #N/A | #N/A | n | 0 | [8 empty] | 0 | 0 | 0 | 0 | 0 | 0 | 0 | 0 | 0 | #N/A | #N/A | n | 0 | 000 | [8 empty] | NORTHEAS | 11691 | KMCH CT | 1 | YES | -0.04534 | 0 | 80 | 177 | 0 | 478 |  | 0 | 0 | 0 | 0 | 0 | 0 | 0 | #REF! | 0 | #REF! | #N/A
[9 empty] | #N/A | #N/A | n | 0 | [8 empty] | 0 | 0 | 0 | 0 | 0 | 0 | 0 | 0 | 0 | #N/A | #N/A | n | 0 | 000 | [8 empty] | NORTHEAS | 11694 | KMCH CT | 4 | YES | -0.04534 | 0 | 80 | 177 | 0 | 479 |  | 0 | 0 | 0 | 0 | 0 | 0 | 0 | #REF! | 0 | #REF! | #N/A
[9 empty] | #N/A | #N/A | n | 0 | [8 empty] | 0 | 0 | 0 | 0 | 0 | 0 | 0 | 0 | 0 | #N/A | #N/A | n | 0 | 000 | [8 empty] | NORTHEAS | 11696 | KMCH ST | 6 | YES | -0.04534 | 0 | 60 | 317 | 0 | 480 |  | 0 | 0 | 0 | 0 | 0 | 0 | 0 | #REF! | 0 | #REF! | #N/A
[9 empty] | #N/A | #N/A | n | 0 | [8 empty] | 0 | 0 | 0 | 0 | 0 | 0 | 0 | 0 | 0 | #N/A | #N/A | n | 0 | 000 | [8 empty] | NORTHEAS | 11692 | KMCH CT | 2 | YES | -0.04534 | 0 | 80 | 177 | 0 | 481 |  | 0 | 0 | 0 | 0 | 0 | 0 | 0 | #REF! | 0 | #REF! | #N/A
[9 empty] | #N/A | #N/A | n | 0 | [8 empty] | 0 | 0 | 0 | 0 | 0 | 0 | 0 | 0 | 0 | #N/A | #N/A | n | 0 | 000 | [8 empty] | NORTHEAS | 11693 | KMCH ST | 3 | YES | -0.04534 | 0 | 60 | 317 | 0 | 482 |  | 0 | 0 | 0 | 0 | 0 | 0 | 0 | #REF! | 0 | #REF! | #N/A
[9 empty] | #N/A | #N/A | n | 0 | [8 empty] | 0 | 0 | 0 | 0 | 0 | 0 | 0 | 0 | 0 | #N/A | #N/A | n | 0 | 000 | [8 empty] | NORTHEAS | 1689 | VAL 3 G | 3 | YES | -0.04534 | 0 | 25 | 390 | 0 | 483 |  | 0 | 0 | 0 | 0 | 0 | 0 | 0 | #REF! | 0 | #REF! | #N/A
[9 empty] | #N/A | #N/A | n | 0 | [8 empty] | 0 | 0 | 0 | 0 | 0 | 0 | 0 | 0 | 0 | #N/A | #N/A | n | 0 | 000 | [8 empty] | NORTHEAS | 11695 | KMCH CT | 5 | YES | -0.04534 | 0 | 80 | 177 | 0 | 484 |  | 0 | 0 | 0 | 0 | 0 | 0 | 0 | #REF! | 0 | #REF! | #N/A
[9 empty] | #N/A | #N/A | n | 0 | [8 empty] | 0 | 0 | 0 | 0 | 0 | 0 | 0 | 0 | 0 | #N/A | #N/A | n | 0 | 000 | [8 empty] | NORTHEAS | 1683 | LPP 6 G | 6 | YES | -0.04523 | 191.9 | 129.1 | 202 | 0 | 485 |  | 0 | 0 | 0 | 0 | 0 | 0 | 0 | #REF! | 0 | #REF! | #N/A
[9 empty] | #N/A | #N/A | n | 0 | [8 empty] | 0 | 0 | 0 | 0 | 0 | 0 | 0 | 0 | 0 | #N/A | #N/A | n | 0 | 000 | [8 empty] | NORTHEAS | 1681 | LPP 4 G | 4 | YES | -0.04523 | 144.2 | 67.7 | 151.8 | 0 | 486 |  | 0 | 0 | 0 | 0 | 0 | 0 | 0 | #REF! | 0 | #REF! | #N/A
[9 empty] | #N/A | #N/A | n | 0 | [8 empty] | 0 | 0 | 0 | 0 | 0 | 0 | 0 | 0 | 0 | #N/A | #N/A | n | 0 | 000 | [8 empty] | NORTHEAS | 1678 | LPP 1 G | 1 | YES | -0.04523 | 144.2 | 67.7 | 151.8 | 0 | 487 |  | 0 | 0 | 0 | 0 | 0 | 0 | 0 | #REF! | 0 | #REF! | #N/A
[9 empty] | #N/A | #N/A | n | 0 | [8 empty] | 0 | 0 | 0 | 0 | 0 | 0 | 0 | 0 | 0 | #N/A | #N/A | n | 0 | 000 | [8 empty] | NORTHEAS | 1679 | LPP 2 G | 2 | YES | -0.04523 | 144.2 | 67.7 | 151.8 | 0 | 488 |  | 0 | 0 | 0 | 0 | 0 | 0 | 0 | #REF! | 0 | #REF! | #N/A
[9 empty] | #N/A | #N/A | n | 0 | [8 empty] | 0 | 0 | 0 | 0 | 0 | 0 | 0 | 0 | 0 | #N/A | #N/A | n | 0 | 000 | [8 empty] | NORTHEAS | 1680 | LPP 3 G | 3 | YES | -0.04523 | 191.9 | 129.1 | 202 | 0 | 489 |  | 0 | 0 | 0 | 0 | 0 | 0 | 0 | #REF! | 0 | #REF! | #N/A
[9 empty] | #N/A | #N/A | n | 0 | [8 empty] | 0 | 0 | 0 | 0 | 0 | 0 | 0 | 0 | 0 | #N/A | #N/A | n | 0 | 000 | [8 empty] | NORTHEAS | 1682 | LPP 5 G | 5 | YES | -0.04523 | 144.2 | 67.7 | 151.8 | 0 | 490 |  | 0 | 0 | 0 | 0 | 0 | 0 | 0 | #REF! | 0 | #REF! | #N/A
[9 empty] | #N/A | #N/A | n | 0 | [8 empty] | 0 | 0 | 0 | 0 | 0 | 0 | 0 | 0 | 0 | #N/A | #N/A | n | 0 | 000 | [8 empty] | NORTH | 838 | NEWMAN3 | 1 | YES | -0.04522 | 0 | 6 | 17 | 0 | 491 |  | 0 | 0 | 0 | 0 | 0 | 0 | 0 | #REF! | 0 | #REF! | #N/A
[9 empty] | #N/A | #N/A | n | 0 | [8 empty] | 0 | 0 | 0 | 0 | 0 | 0 | 0 | 0 | 0 | #N/A | #N/A | n | 0 | 000 | [8 empty] | NORTH | 839 | NEWMAN4 | 1 | YES | -0.04522 | 0 | 6 | 17 | 0 | 492 |  | 0 | 0 | 0 | 0 | 0 | 0 | 0 | #REF! | 0 | #REF! | #N/A
[9 empty] | #N/A | #N/A | n | 0 | [8 empty] | 0 | 0 | 0 | 0 | 0 | 0 | 0 | 0 | 0 | #N/A | #N/A | n | 0 | 000 | [8 empty] | NORTH | 840 | NEWMAN1 | 1 | YES | -0.04522 | 0 | 3 | 8 | 0 | 493 |  | 0 | 0 | 0 | 0 | 0 | 0 | 0 | #REF! | 0 | #REF! | #N/A
[9 empty] | #N/A | #N/A | n | 0 | [8 empty] | 0 | 0 | 0 | 0 | 0 | 0 | 0 | 0 | 0 | #N/A | #N/A | n | 0 | 000 | [8 empty] | NORTH | 841 | NEWMAN2 | 1 | YES | -0.04522 | 0 | 3 | 8 | 0 | 494 |  | 0 | 0 | 0 | 0 | 0 | 0 | 0 | #REF! | 0 | #REF! | #N/A
[9 empty] | #N/A | #N/A | n | 0 | [8 empty] | 0 | 0 | 0 | 0 | 0 | 0 | 0 | 0 | 0 | #N/A | #N/A | n | 0 | 000 | [8 empty] | NORTH | 837 | NEWMAN5 | 1 | YES | -0.04522 | 0 | 15 | 40 | 0 | 495 |  | 0 | 0 | 0 | 0 | 0 | 0 | 0 | #REF! | 0 | #REF! | #N/A
[9 empty] | #N/A | #N/A | n | 0 | [8 empty] | 0 | 0 | 0 | 0 | 0 | 0 | 0 | 0 | 0 | #N/A | #N/A | n | 0 | 000 | [8 empty] | NORTHEAS | 1675 | TNCG 1 G | 1 | YES | -0.04515 | 80 | 35 | 80 | 0 | 496 |  | 0 | 0 | 0 | 0 | 0 | 0 | 0 | #REF! | 0 | #REF! | #N/A
[9 empty] | #N/A | #N/A | n | 0 | [8 empty] | 0 | 0 | 0 | 0 | 0 | 0 | 0 | 0 | 0 | #N/A | #N/A | n | 0 | 000 | [8 empty] | NORTHEAS | 1676 | TNCG 2 G | 2 | YES | -0.04515 | 80 | 35 | 80 | 0 | 497 |  | 0 | 0 | 0 | 0 | 0 | 0 | 0 | #REF! | 0 | #REF! | #N/A
[9 empty] | #N/A | #N/A | n | 0 | [8 empty] | 0 | 0 | 0 | 0 | 0 | 0 | 0 | 0 | 0 | #N/A | #N/A | n | 0 | 000 | [8 empty] | NORTHEAS | 1677 | TNCG 3 G | 3 | YES | -0.04515 | 63 | 35 | 63 | 0 | 498 |  | 0 | 0 | 0 | 0 | 0 | 0 | 0 | #REF! | 0 | #REF! | #N/A
[9 empty] | #N/A | #N/A | n | 0 | [8 empty] | 0 | 0 | 0 | 0 | 0 | 0 | 0 | 0 | 0 | #N/A | #N/A | n | 0 | 000 | [8 empty] | NORTHEAS | 5925 | DCEAST | 1 | YES | -0.04512 | 46 | -700 | 700 | 0 | 499 |  | 0 | 0 | 0 | 0 | 0 | 0 | 0 | #REF! | 0 | #REF! | #N/A
[9 empty] | #N/A | #N/A | n | 0 | [8 empty] | 0 | 0 | 0 | 0 | 0 | 0 | 0 | 0 | 0 | #N/A | #N/A | n | 0 | 000 | [8 empty] | NORTHEAS | 1703 | MOSES3 G | 3 | YES | -0.04512 | 780 | 463 | 780 | 0 | 500 |  | 0 | 0 | 0 | 0 | 0 | 0 | 0 | #REF! | 0 | #REF! | #N/A
[9 empty] | #N/A | #N/A | n | 0 | [8 empty] | 0 | 0 | 0 | 0 | 0 | 0 | 0 | 0 | 0 | #N/A | #N/A | n | 0 | 000 | [8 empty] | NORTHEAS | 1701 | MOSES1 G | 1 | YES | -0.04512 | 565 | 175 | 565 | 0 | 501 |  | 0 | 0 | 0 | 0 | 0 | 0 | 0 | #REF! | 0 | #REF! | #N/A
[9 empty] | #N/A | #N/A | n | 0 | [8 empty] | 0 | 0 | 0 | 0 | 0 | 0 | 0 | 0 | 0 | #N/A | #N/A | n | 0 | 000 | [8 empty] | NORTHEAS | 1702 | MOSES2 G | 2 | YES | -0.04512 | 565 | 175 | 565 | 0 | 502 |  | 0 | 0 | 0 | 0 | 0 | 0 | 0 | #REF! | 0 | #REF! | #N/A
[9 empty] | #N/A | #N/A | n | 0 | [8 empty] | 0 | 0 | 0 | 0 | 0 | 0 | 0 | 0 | 0 | #N/A | #N/A | n | 0 | 000 | [8 empty] | NORTH | 845 | OLINGR4 | 2 | YES | -0.04508 | 0 | 0 | 75 | 0 | 503 |  | 0 | 0 | 0 | 0 | 0 | 0 | 0 | #REF! | 0 | #REF! | #N/A
[9 empty] | #N/A | #N/A | n | 0 | [8 empty] | 0 | 0 | 0 | 0 | 0 | 0 | 0 | 0 | 0 | #N/A | #N/A | n | 0 | 000 | [8 empty] | NORTH | 842 | OLINGR1 | 1 | YES | -0.04508 | 67.5 | 20 | 80 | 0 | 504 |  | 0 | 0 | 0 | 0 | 0 | 0 | 0 | #REF! | 0 | #REF! | #N/A
[9 empty] | #N/A | #N/A | n | 0 | [8 empty] | 0 | 0 | 0 | 0 | 0 | 0 | 0 | 0 | 0 | #N/A | #N/A | n | 0 | 000 | [8 empty] | NORTH | 843 | OLINGR2 | 1 | YES | -0.04508 | 0 | 25 | 110 | 0 | 505 |  | 0 | 0 | 0 | 0 | 0 | 0 | 0 | #REF! | 0 | #REF! | #N/A
[9 empty] | #N/A | #N/A | n | 0 | [8 empty] | 0 | 0 | 0 | 0 | 0 | 0 | 0 | 0 | 0 | #N/A | #N/A | n | 0 | 000 | [8 empty] | NORTH | 844 | OLINGR3 | 1 | YES | -0.04508 | 126.6 | 45 | 150 | 0 | 506 |  | 0 | 0 | 0 | 0 | 0 | 0 | 0 | #REF! | 0 | #REF! | #N/A
[9 empty] | #N/A | #N/A | n | 0 | [8 empty] | 0 | 0 | 0 | 0 | 0 | 0 | 0 | 0 | 0 | #N/A | #N/A | n | 0 | 000 | [8 empty] | NORTHEAS | 1787 | RCST 1 G | 1 | YES | -0.0449 | 0 | 30 | 110 | 0 | 507 |  | 0 | 0 | 0 | 0 | 0 | 0 | 0 | #REF! | 0 | #REF! | #N/A
[9 empty] | #N/A | #N/A | n | 0 | [8 empty] | 0 | 0 | 0 | 0 | 0 | 0 | 0 | 0 | 0 | #N/A | #N/A | n | 0 | 000 | [8 empty] | NORTH | 950 | STEAM3 | 1 | YES | -0.04488 | 27.7 | 13 | 41 | 0 | 508 |  | 0 | 0 | 0 | 0 | 0 | 0 | 0 | #REF! | 0 | #REF! | #N/A
[9 empty] | #N/A | #N/A | n | 0 | [8 empty] | 0 | 0 | 0 | 0 | 0 | 0 | 0 | 0 | 0 | #N/A | #N/A | n | 0 | 000 | [8 empty] | NORTH | 948 | STEAM1 | 1 | YES | -0.04488 | 0 | 12 | 20 | 0 | 509 |  | 0 | 0 | 0 | 0 | 0 | 0 | 0 | #REF! | 0 | #REF! | #N/A
[9 empty] | #N/A | #N/A | n | 0 | [8 empty] | 0 | 0 | 0 | 0 | 0 | 0 | 0 | 0 | 0 | #N/A | #N/A | n | 0 | 000 | [8 empty] | NORTH | 949 | STEAM2 | 1 | YES | -0.04488 | 0 | 8 | 26 | 0 | 510 |  | 0 | 0 | 0 | 0 | 0 | 0 | 0 | #REF! | 0 | #REF! | #N/A
[9 empty] | #N/A | #N/A | n | 0 | [8 empty] | 0 | 0 | 0 | 0 | 0 | 0 | 0 | 0 | 0 | #N/A | #N/A | n | 0 | 000 | [8 empty] | NORTH | 2447 | PARK 2 G | 2 | YES | -0.04487 | 0 | 35 | 115 | 0 | 511 |  | 0 | 0 | 0 | 0 | 0 | 0 | 0 | #REF! | 0 | #REF! | #N/A
[9 empty] | #N/A | #N/A | n | 0 | [8 empty] | 0 | 0 | 0 | 0 | 0 | 0 | 0 | 0 | 0 | #N/A | #N/A | n | 0 | 000 | [8 empty] | NORTH | 2446 | PARK 1 G | 1 | YES | -0.04487 | 0 | 35 | 87 | 0 | 512 |  | 0 | 0 | 0 | 0 | 0 | 0 | 0 | #REF! | 0 | #REF! | #N/A
[9 empty] | #N/A | #N/A | n | 0 | [8 empty] | 0 | 0 | 0 | 0 | 0 | 0 | 0 | 0 | 0 | #N/A | #N/A | n | 0 | 000 | [8 empty] | NORTH | 2448 | PARK 3 G | 3 | YES | -0.04487 | 0 | 35 | 125 | 0 | 513 |  | 0 | 0 | 0 | 0 | 0 | 0 | 0 | #REF! | 0 | #REF! | #N/A
[9 empty] | #N/A | #N/A | n | 0 | [8 empty] | 0 | 0 | 0 | 0 | 0 | 0 | 0 | 0 | 0 | #N/A | #N/A | n | 0 | 000 | [8 empty] | NORTH | 2451 | LKHB 1 G | 1 | YES | -0.04469 | 0 | 80 | 393 | 0 | 514 |  | 0 | 0 | 0 | 0 | 0 | 0 | 0 | #REF! | 0 | #REF! | #N/A
[9 empty] | #N/A | #N/A | n | 0 | [8 empty] | 0 | 0 | 0 | 0 | 0 | 0 | 0 | 0 | 0 | #N/A | #N/A | n | 0 | 000 | [8 empty] | NORTH | 2452 | LKHB 2 G | 2 | YES | -0.04469 | 510.6 | 80 | 528 | 0 | 515 |  | 0 | 0 | 0 | 0 | 0 | 0 | 0 | #REF! | 0 | #REF! | #N/A
[9 empty] | #N/A | #N/A | n | 0 | [8 empty] | 0 | 0 | 0 | 0 | 0 | 0 | 0 | 0 | 0 | #N/A | #N/A | n | 0 | 000 | [8 empty] | NORTH | 12423 | FPLEFR2C | 3 | YES | -0.04394 | 152 | 72 | 160 | 0 | 516 |  | 0 | 0 | 0 | 0 | 0 | 0 | 0 | #REF! | 0 | #REF! | #N/A
[9 empty] | #N/A | #N/A | n | 0 | [8 empty] | 0 | 0 | 0 | 0 | 0 | 0 | 0 | 0 | 0 | #N/A | #N/A | n | 0 | 000 | [8 empty] | NORTH | 12421 | FPLEFR2A | 1 | YES | -0.04394 | 152 | 72 | 160 | 0 | 517 |  | 0 | 0 | 0 | 0 | 0 | 0 | 0 | #REF! | 0 | #REF! | #N/A
[9 empty] | #N/A | #N/A | n | 0 | [8 empty] | 0 | 0 | 0 | 0 | 0 | 0 | 0 | 0 | 0 | #N/A | #N/A | n | 0 | 000 | [8 empty] | NORTH | 12413 | FPLEFR1C | 3 | YES | -0.04394 | 152 | 72 | 160 | 0 | 518 |  | 0 | 0 | 0 | 0 | 0 | 0 | 0 | #REF! | 0 | #REF! | #N/A
[9 empty] | #N/A | #N/A | n | 0 | [8 empty] | 0 | 0 | 0 | 0 | 0 | 0 | 0 | 0 | 0 | #N/A | #N/A | n | 0 | 000 | [8 empty] | NORTH | 12414 | FPLEFR1S | 4 | YES | -0.04394 | 387.6 | 191 | 408 | 0 | 519 |  | 0 | 0 | 0 | 0 | 0 | 0 | 0 | #REF! | 0 | #REF! | #N/A
[9 empty] | #N/A | #N/A | n | 0 | [8 empty] | 0 | 0 | 0 | 0 | 0 | 0 | 0 | 0 | 0 | #N/A | #N/A | n | 0 | 000 | [8 empty] | NORTH | 12422 | FPLEFR2B | 2 | YES | -0.04394 | 152 | 72 | 160 | 0 | 520 |  | 0 | 0 | 0 | 0 | 0 | 0 | 0 | #REF! | 0 | #REF! | #N/A
[9 empty] | #N/A | #N/A | n | 0 | [8 empty] | 0 | 0 | 0 | 0 | 0 | 0 | 0 | 0 | 0 | #N/A | #N/A | n | 0 | 000 | [8 empty] | NORTH | 12411 | FPLEFR1A | 1 | YES | -0.04394 | 152 | 72 | 160 | 0 | 521 |  | 0 | 0 | 0 | 0 | 0 | 0 | 0 | #REF! | 0 | #REF! | #N/A
[9 empty] | #N/A | #N/A | n | 0 | [8 empty] | 0 | 0 | 0 | 0 | 0 | 0 | 0 | 0 | 0 | #N/A | #N/A | n | 0 | 000 | [8 empty] | NORTH | 12424 | FPLEFR2S | 4 | YES | -0.04394 | 386.6 | 191 | 407 | 0 | 522 |  | 0 | 0 | 0 | 0 | 0 | 0 | 0 | #REF! | 0 | #REF! | #N/A
[9 empty] | #N/A | #N/A | n | 0 | [8 empty] | 0 | 0 | 0 | 0 | 0 | 0 | 0 | 0 | 0 | #N/A | #N/A | n | 0 | 000 | [8 empty] | NORTH | 12412 | FPLEFR1B | 2 | YES | -0.04394 | 152 | 72 | 160 | 0 | 523 |  | 0 | 0 | 0 | 0 | 0 | 0 | 0 | #REF! | 0 | #REF! | #N/A
[9 empty] | #N/A | #N/A | n | 0 | [8 empty] | 0 | 0 | 0 | 0 | 0 | 0 | 0 | 0 | 0 | #N/A | #N/A | n | 0 | 000 | [8 empty] | NORTH | 3097 | MTNLK 1G | 1 | YES | -0.04103 | 750 | 500 | 750 | 0 | 524 |  | 0 | 0 | 0 | 0 | 0 | 0 | 0 | #REF! | 0 | #REF! | #N/A
[9 empty] | #N/A | #N/A | n | 0 | [8 empty] | 0 | 0 | 0 | 0 | 0 | 0 | 0 | 0 | 0 | #N/A | #N/A | n | 0 | 000 | [8 empty] | NORTH | 3098 | MTNLK 2G | 2 | YES | -0.04103 | 785 | 461 | 785 | 0 | 525 |  | 0 | 0 | 0 | 0 | 0 | 0 | 0 | #REF! | 0 | #REF! | #N/A
[9 empty] | #N/A | #N/A | n | 0 | [8 empty] | 0 | 0 | 0 | 0 | 0 | 0 | 0 | 0 | 0 | #N/A | #N/A | n | 0 | 000 | [8 empty] | NORTH | 3099 | MTNLK 3G | 3 | YES | -0.04103 | 750 | 500 | 750 | 0 | 526 |  | 0 | 0 | 0 | 0 | 0 | 0 | 0 | #REF! | 0 | #REF! | #N/A
[9 empty] | #N/A | #N/A | n | 0 | [8 empty] | 0 | 0 | 0 | 0 | 0 | 0 | 0 | 0 | 0 | #N/A | #N/A | n | 0 | 000 | [8 empty] | NORTH | 3108 | STRYK 2G | 2 | YES | -0.04092 | 0 | 75 | 500 | 0 | 527 |  | 0 | 0 | 0 | 0 | 0 | 0 | 0 | #REF! | 0 | #REF! | #N/A
[9 empty] | #N/A | #N/A | n | 0 | [8 empty] | 0 | 0 | 0 | 0 | 0 | 0 | 0 | 0 | 0 | #N/A | #N/A | n | 0 | 000 | [8 empty] | NORTH | 3107 | STRYK 1G | 1 | YES | -0.04092 | 0 | 45 | 175 | 0 | 528 |  | 0 | 0 | 0 | 0 | 0 | 0 | 0 | #REF! | 0 | #REF! | #N/A
[9 empty] | #N/A | #N/A | n | 0 | [8 empty] | 0 | 0 | 0 | 0 | 0 | 0 | 0 | 0 | 0 | #N/A | #N/A | n | 0 | 000 | [8 empty] | NORTH | 13118 | GATEWY3G | 3 | YES | -0.04047 | 89.5 | 30 | 179 | 0 | 529 |  | 0 | 0 | 0 | 0 | 0 | 0 | 0 | #REF! | 0 | #REF! | #N/A
[9 empty] | #N/A | #N/A | n | 0 | [8 empty] | 0 | 0 | 0 | 0 | 0 | 0 | 0 | 0 | 0 | #N/A | #N/A | n | 0 | 000 | [8 empty] | NORTH | 13117 | GATEWY2G | 2 | YES | -0.04047 | 89.5 | 30 | 179 | 0 | 530 |  | 0 | 0 | 0 | 0 | 0 | 0 | 0 | #REF! | 0 | #REF! | #N/A
[9 empty] | #N/A | #N/A | n | 0 | [8 empty] | 0 | 0 | 0 | 0 | 0 | 0 | 0 | 0 | 0 | #N/A | #N/A | n | 0 | 000 | [8 empty] | NORTH | 13119 | GATEWY4G | 4 | YES | -0.04047 | 208.5 | 65 | 417 | 0 | 531 |  | 0 | 0 | 0 | 0 | 0 | 0 | 0 | #REF! | 0 | #REF! | #N/A
[9 empty] | #N/A | #N/A | n | 0 | [8 empty] | 0 | 0 | 0 | 0 | 0 | 0 | 0 | 0 | 0 | #N/A | #N/A | n | 0 | 000 | [8 empty] | NORTH | 13116 | GATEWY1G | 1 | YES | -0.04047 | 89.5 | 30 | 179 | 0 | 532 |  | 0 | 0 | 0 | 0 | 0 | 0 | 0 | #REF! | 0 | #REF! | #N/A
[9 empty] | #N/A | #N/A | n | 0 | [8 empty] | 0 | 0 | 0 | 0 | 0 | 0 | 0 | 0 | 0 | #N/A | #N/A | n | 0 | 000 | [8 empty] | NORTH | 3348 | CHAMPN G | 1 | YES | -0.04041 | 42 | 42 | 42 | 0 | 533 |  | 0 | 0 | 0 | 0 | 0 | 0 | 0 | #REF! | 0 | #REF! | #N/A
[9 empty] | #N/A | #N/A | n | 0 | [8 empty] | 0 | 0 | 0 | 0 | 0 | 0 | 0 | 0 | 0 | #N/A | #N/A | n | 0 | 000 | [8 empty] | NORTH | 3126 | TDAD 6 G | 1 | YES | -0.03849 | 0 | 46 | 240 | 0 | 534 |  | 0 | 0 | 0 | 0 | 0 | 0 | 0 | #REF! | 0 | #REF! | #N/A
[9 empty] | #N/A | #N/A | n | 0 | [8 empty] | 0 | 0 | 0 | 0 | 0 | 0 | 0 | 0 | 0 | #N/A | #N/A | n | 0 | 000 | [8 empty] | NORTH | 13136 | CALFRE6G | 6 | YES | -0.03422 | 179.6 | 40 | 189 | 0 | 535 |  | 0 | 0 | 0 | 0 | 0 | 0 | 0 | #REF! | 0 | #REF! | #N/A
[9 empty] | #N/A | #N/A | n | 0 | [8 empty] | 0 | 0 | 0 | 0 | 0 | 0 | 0 | 0 | 0 | #N/A | #N/A | n | 0 | 000 | [8 empty] | NORTH | 13134 | CALFRE4G | 4 | YES | -0.03422 | 179.6 | 40 | 189 | 0 | 536 |  | 0 | 0 | 0 | 0 | 0 | 0 | 0 | #REF! | 0 | #REF! | #N/A
[9 empty] | #N/A | #N/A | n | 0 | [8 empty] | 0 | 0 | 0 | 0 | 0 | 0 | 0 | 0 | 0 | #N/A | #N/A | n | 0 | 000 | [8 empty] | NORTH | 13135 | CALFRE5G | 5 | YES | -0.03422 | 179.6 | 57 | 189 | 0 | 537 |  | 0 | 0 | 0 | 0 | 0 | 0 | 0 | #REF! | 0 | #REF! | #N/A
[9 empty] | #N/A | #N/A | n | 0 | [8 empty] | 0 | 0 | 0 | 0 | 0 | 0 | 0 | 0 | 0 | #N/A | #N/A | n | 0 | 000 | [8 empty] | NORTH | 13133 | CALFRE3G | 3 | YES | -0.03417 | 179.6 | 40 | 189 | 0 | 538 |  | 0 | 0 | 0 | 0 | 0 | 0 | 0 | #REF! | 0 | #REF! | #N/A
[9 empty] | #N/A | #N/A | n | 0 | [8 empty] | 0 | 0 | 0 | 0 | 0 | 0 | 0 | 0 | 0 | #N/A | #N/A | n | 0 | 000 | [8 empty] | NORTH | 13131 | CALFRE1G | 1 | YES | -0.03417 | 179.6 | 40 | 189 | 0 | 539 |  | 0 | 0 | 0 | 0 | 0 | 0 | 0 | #REF! | 0 | #REF! | #N/A
[9 empty] | #N/A | #N/A | n | 0 | [8 empty] | 0 | 0 | 0 | 0 | 0 | 0 | 0 | 0 | 0 | #N/A | #N/A | n | 0 | 000 | [8 empty] | NORTH | 13132 | CALFRE2G | 2 | YES | -0.03417 | 179.6 | 57 | 189 | 0 | 540 |  | 0 | 0 | 0 | 0 | 0 | 0 | 0 | #REF! | 0 | #REF! | #N/A
[9 empty] | #N/A | #N/A | n | 0 | [8 empty] | 0 | 0 | 0 | 0 | 0 | 0 | 0 | 0 | 0 | #N/A | #N/A | n | 0 | 000 | [8 empty] | NORTH | 3382 | BBRN 2 G | 2 | YES | -0.03279 | 587 | 225 | 587 | 0 | 541 |  | 0 | 0 | 0 | 0 | 0 | 0 | 0 | #REF! | 0 | #REF! | #N/A
[9 empty] | #N/A | #N/A | n | 0 | [8 empty] | 0 | 0 | 0 | 0 | 0 | 0 | 0 | 0 | 0 | #N/A | #N/A | n | 0 | 000 | [8 empty] | NORTH | 3381 | BBRN 1 G | 1 | YES | -0.03279 | 575 | 225 | 575 | 0 | 542 |  | 0 | 0 | 0 | 0 | 0 | 0 | 0 | #REF! | 0 | #REF! | #N/A
[9 empty] | #N/A | #N/A | n | 0 | [8 empty] | 0 | 0 | 0 | 0 | 0 | 0 | 0 | 0 | 0 | #N/A | #N/A | n | 0 | 000 | [8 empty] | NORTH | 48722 | LIM2 | 2 | YES | -0.03235 | 766 | 357 | 766 | 0 | 543 |  | 0 | 0 | 0 | 0 | 0 | 0 | 0 | #REF! | 0 | #REF! | #N/A
[9 empty] | #N/A | #N/A | n | 0 | [8 empty] | 0 | 0 | 0 | 0 | 0 | 0 | 0 | 0 | 0 | #N/A | #N/A | n | 0 | 000 | [8 empty] | NORTH | 48721 | LIM1 | 1 | YES | -0.03235 | 766 | 357 | 766 | 0 | 544 |  | 0 | 0 | 0 | 0 | 0 | 0 | 0 | #REF! | 0 | #REF! | #N/A
[9 empty] | #N/A | #N/A | n | 0 | [8 empty] | 0 | 0 | 0 | 0 | 0 | 0 | 0 | 0 | 0 | #N/A | #N/A | n | 0 | 000 | [20 empty] | 0 | 0 | 0 | 0 | 0 | 0 | 0 | #REF! | 0 | #REF! | #N/A
[9 empty] | #N/A | #N/A | n | 0 | [8 empty] | 0 | 0 | 0 | 0 | 0 | 0 | 0 | 0 | 0 | #N/A | #N/A | n | 0 | 000 | [20 empty] | 0 | 0 | 0 | 0 | 0 | 0 | 0 | #REF! | 0 | #REF! | #N/A
[9 empty] | #N/A | #N/A | n | 0 | [8 empty] | 0 | 0 | 0 | 0 | 0 | 0 | 0 | 0 | 0 | #N/A | #N/A | n | 0 | 000 | [20 empty] | 0 | 0 | 0 | 0 | 0 | 0 | 0 | #REF! | 0 | #REF! | #N/A
[9 empty] | #N/A | #N/A | n | 0 | [8 empty] | 0 | 0 | 0 | 0 | 0 | 0 | 0 | 0 | 0 | #N/A | #N/A | n | 0 | 000 | [20 empty] | 0 | 0 | 0 | 0 | 0 | 0 | 0 | #REF! | 0 | #REF! | #N/A
[9 empty] | #N/A | #N/A | n | 0 | [8 empty] | 0 | 0 | 0 | 0 | 0 | 0 | 0 | 0 | 0 | #N/A | #N/A | n | 0 | 000 | [20 empty] | 0 | 0 | 0 | 0 | 0 | 0 | 0 | #REF! | 0 | #REF! | #N/A
[9 empty] | #N/A | #N/A | n | 0 | [8 empty] | 0 | 0 | 0 | 0 | 0 | 0 | 0 | 0 | 0 | #N/A | #N/A | n | 0 | 000 | [20 empty] | 0 | 0 | 0 | 0 | 0 | 0 | 0 | #REF! | 0 | #REF! | #N/A
[9 empty] | #N/A | #N/A | n | 0 | [8 empty] | 0 | 0 | 0 | 0 | 0 | 0 | 0 | 0 | 0 | #N/A | #N/A | n | 0 | 000 | [20 empty] | 0 | 0 | 0 | 0 | 0 | 0 | 0 | #REF! | 0 | #REF! | #N/A
[9 empty] | #N/A | #N/A | n | 0 | [8 empty] | 0 | 0 | 0 | 0 | 0 | 0 | 0 | 0 | 0 | #N/A | #N/A | n | 0 | 000 | [20 empty] | 0 | 0 | 0 | 0 | 0 | 0 | 0 | #REF! | 0 | #REF! | #N/A
[9 empty] | #N/A | #N/A | n | 0 | [8 empty] | 0 | 0 | 0 | 0 | 0 | 0 | 0 | 0 | 0 | #N/A | #N/A | n | 0 | 000 | [20 empty] | 0 | 0 | 0 | 0 | 0 | 0 | 0 | #REF! | 0 | #REF! | #N/A
[9 empty] | #N/A | #N/A | n | 0 | [8 empty] | 0 | 0 | 0 | 0 | 0 | 0 | 0 | 0 | 0 | #N/A | #N/A | n | 0 | 000 | [20 empty] | 0 | 0 | 0 | 0 | 0 | 0 | 0 | #REF! | 0 | #REF! | #N/A
[9 empty] | #N/A | #N/A | n | 0 | [8 empty] | 0 | 0 | 0 | 0 | 0 | 0 | 0 | 0 | 0 | #N/A | #N/A | n | 0 | 000 | [20 empty] | 0 | 0 | 0 | 0 | 0 | 0 | 0 | #REF! | 0 | #REF! | #N/A
[9 empty] | #N/A | #N/A | n | 0 | [8 empty] | 0 | 0 | 0 | 0 | 0 | 0 | 0 | 0 | 0 | #N/A | #N/A | n | 0 | 000 | [20 empty] | 0 | 0 | 0 | 0 | 0 | 0 | 0 | #REF! | 0 | #REF! | #N/A
[9 empty] | #N/A | #N/A | n | 0 | [8 empty] | 0 | 0 | 0 | 0 | 0 | 0 | 0 | 0 | 0 | #N/A | #N/A | n | 0 | 000 | [20 empty] | 0 | 0 | 0 | 0 | 0 | 0 | 0 | #REF! | 0 | #REF! | #N/A
[9 empty] | #N/A | #N/A | n | 0 | [8 empty] | 0 | 0 | 0 | 0 | 0 | 0 | 0 | 0 | 0 | #N/A | #N/A | n | 0 | 000 | [20 empty] | 0 | 0 | 0 | 0 | 0 | 0 | 0 | #REF! | 0 | #REF! | #N/A
[9 empty] | #N/A | #N/A | n | 0 | [8 empty] | 0 | 0 | 0 | 0 | 0 | 0 | 0 | 0 | 0 | #N/A | #N/A | n | 0 | 000
[9 empty] | #N/A | #N/A | n | 0 | [8 empty] | 0 | 0 | 0 | 0 | 0 | 0 | 0 | 0 | 0 | #N/A | #N/A | n | 0 | 000
[9 empty] | #N/A | #N/A | n | 0 | [8 empty] | 0 | 0 | 0 | 0 | 0 | 0 | 0 | 0 | 0 | #N/A | #N/A | n | 0 | 000
[9 empty] | #N/A | #N/A | n | 0 | [8 empty] | 0 | 0 | 0 | 0 | 0 | 0 | 0 | 0 | 0 | #N/A | #N/A | n | 0 | 000
[9 empty] | #N/A | #N/A | n | 0 | [8 empty] | 0 | 0 | 0 | 0 | 0 | 0 | 0 | 0 | 0 | #N/A | #N/A | n | 0 | 000
[9 empty] | #N/A | #N/A | n | 0 | [8 empty] | 0 | 0 | 0 | 0 | 0 | 0 | 0 | 0 | 0 | #N/A | #N/A | n | 0 | 000
[9 empty] | #N/A | #N/A | n | 0 | [8 empty] | 0 | 0 | 0 | 0 | 0 | 0 | 0 | 0 | 0 | #N/A | #N/A | n | 0 | 000
[9 empty] | #N/A | #N/A | n | 0 | [8 empty] | 0 | 0 | 0 | 0 | 0 | 0 | 0 | 0 | 0 | #N/A | #N/A | n | 0 | 000
[9 empty] | #N/A | #N/A | n | 0 | [8 empty] | 0 | 0 | 0 | 0 | 0 | 0 | 0 | 0 | 0 | #N/A | #N/A | n | 0 | 000
[9 empty] | #N/A | #N/A | n | 0 | [8 empty] | 0 | 0 | 0 | 0 | 0 | 0 | 0 | 0 | 0 | #N/A | #N/A | n | 0 | 000
[9 empty] | #N/A | #N/A | n | 0 | [8 empty] | 0 | 0 | 0 | 0 | 0 | 0 | 0 | 0 | 0 | #N/A | #N/A | n | 0 | 000
[9 empty] | #N/A | #N/A | n | 0 | [8 empty] | 0 | 0 | 0 | 0 | 0 | 0 | 0 | 0 | 0 | #N/A | #N/A | n | 0 | 000
[9 empty] | #N/A | #N/A | n | 0 | [8 empty] | 0 | 0 | 0 | 0 | 0 | 0 | 0 | 0 | 0 | #N/A | #N/A | n | 0 | 000
[9 empty] | #N/A | #N/A | n | 0 | [8 empty] | 0 | 0 | 0 | 0 | 0 | 0 | 0 | 0 | 0 | #N/A | #N/A | n | 0 | 000
[9 empty] | #N/A | #N/A | n | 0 | [8 empty] | 0 | 0 | 0 | 0 | 0 | 0 | 0 | 0 | 0 | #N/A | #N/A | n | 0 | 000
[9 empty] | #N/A | #N/A | n | 0 | [8 empty] | 0 | 0 | 0 | 0 | 0 | 0 | 0 | 0 | 0 | #N/A | #N/A | n | 0 | 000
[9 empty] | #N/A | #N/A | n | 0 | [8 empty] | 0 | 0 | 0 | 0 | 0 | 0 | 0 | 0 | 0 | #N/A | #N/A | n | 0 | 000
[9 empty] | #N/A | #N/A | n | 0 | [8 empty] | 0 | 0 | 0 | 0 | 0 | 0 | 0 | 0 | 0 | #N/A | #N/A | n | 0 | 000
[9 empty] | #N/A | #N/A | n | 0 | [8 empty] | 0 | 0 | 0 | 0 | 0 | 0 | 0 | 0 | 0 | #N/A | #N/A | n | 0 | 000
[9 empty] | #N/A | #N/A | n | 0 | [8 empty] | 0 | 0 | 0 | 0 | 0 | 0 | 0 | 0 | 0 | #N/A | #N/A | n | 0 | 000
[9 empty] | #N/A | #N/A | n | 0 | [8 empty] | 0 | 0 | 0 | 0 | 0 | 0 | 0 | 0 | 0 | #N/A | #N/A | n | 0 | 000
[9 empty] | #N/A | #N/A | n | 0 | [8 empty] | 0 | 0 | 0 | 0 | 0 | 0 | 0 | 0 | 0 | #N/A | #N/A | n | 0 | 000
[9 empty] | #N/A | #N/A | n | 0 | [8 empty] | 0 | 0 | 0 | 0 | 0 | 0 | 0 | 0 | 0 | #N/A | #N/A | n | 0 | 000
[9 empty] | #N/A | #N/A | n | 0 | [8 empty] | 0 | 0 | 0 | 0 | 0 | 0 | 0 | 0 | 0 | #N/A | #N/A | n | 0 | 000
[9 empty] | #N/A | #N/A | n | 0 | [8 empty] | 0 | 0 | 0 | 0 | 0 | 0 | 0 | 0 | 0 | #N/A | #N/A | n | 0 | 000
[9 empty] | #N/A | #N/A | n | 0 | [10 empty] | 0 | 0 | 0 | 0 | 0 | 0 | 0 | #N/A | #N/A | n | 0 | 00
[9 empty] | #N/A | #N/A | n | 0 | [10 empty] | 0 | 0 | 0 | 0 | 0 | 0 | 0 | #N/A | #N/A | n | 0 | 00
[9 empty] | #N/A | #N/A | n | 0 | [10 empty] | 0 | 0 | 0 | 0 | 0 | 0 | 0 | #N/A | #N/A | n | 0 | 00
[9 empty] | #N/A | #N/A | n | 0 | [10 empty] | 0 | 0 | 0 | 0 | 0 | 0 | 0 | #N/A | #N/A | n | 0 | 00
[9 empty] | #N/A | #N/A | n | 0 | [10 empty] | 0 | 0 | 0 | 0 | 0 | 0 | 0 | #N/A | #N/A | n | 0 | 00
[9 empty] | #N/A | #N/A | n | 0 | [10 empty] | 0 | 0 | 0 | 0 | 0 | 0 | 0 | #N/A | #N/A | n | 0 | 00
[9 empty] | #N/A | #N/A | n | 0 | [10 empty] | 0 | 0 | 0 | 0 | 0 | 0 | 0 | #N/A | #N/A | n | 0 | 00
[9 empty] | #N/A | #N/A | n | 0 | [10 empty] | 0 | 0 | 0 | 0 | 0 | 0 | 0 | #N/A | #N/A | n | 0 | 00
[9 empty] | #N/A | #N/A | n | 0 | [10 empty] | 0 | 0 | 0 | 0 | 0 | 0 | 0 | #N/A | #N/A | n | 0 | 00
[9 empty] | #N/A | #N/A | n | 0 | [10 empty] | 0 | 0 | 0 | 0 | 0 | 0 | 0 | #N/A | #N/A | n | 0 | 00
[9 empty] | #N/A | #N/A | n | 0 | [10 empty] | 0 | 0 | 0 | 0 | 0 | 0 | 0 | #N/A | #N/A | n | 0 | 00
[9 empty] | #N/A | #N/A | n | 0 | [10 empty] | 0 | 0 | 0 | 0 | 0 | 0 | 0 | #N/A | #N/A | n | 0 | 00
[9 empty] | #N/A | #N/A | n | 0 | [10 empty] | 0 | 0 | 0 | 0 | 0 | 0 | 0 | #N/A | #N/A | n | 0 | 00
[9 empty] | #N/A | #N/A | n | 0 | [10 empty] | 0 | 0 | 0 | 0 | 0 | 0 | 0 | #N/A | #N/A | n | 0 | 00
[9 empty] | #N/A | #N/A | n | 0 | [10 empty] | 0 | 0 | 0 | 0 | 0 | 0 | 0 | #N/A | #N/A | n | 0 | 00
[9 empty] | #N/A | #N/A | n | 0 | [10 empty] | 0 | 0 | 0 | 0 | 0 | 0 | 0 | #N/A | #N/A | n | 0 | 00
[9 empty] | #N/A | #N/A | n | 0 | [10 empty] | 0 | 0 | 0 | 0 | 0 | 0 | 0 | #N/A | #N/A | n | 0 | 00
[9 empty] | #N/A | #N/A | n | 0 | [10 empty] | 0 | 0 | 0 | 0 | 0 | 0 | 0 | #N/A | #N/A | n | 0 | 00
[9 empty] | #N/A | #N/A | n | 0 | [10 empty] | 0 | 0 | 0 | 0 | 0 | 0 | 0 | #N/A | #N/A | n | 0 | 00
[9 empty] | #N/A | #N/A | n | 0 | [10 empty] | 0 | 0 | 0 | 0 | 0 | 0 | 0 | #N/A | #N/A | n | 0 | 00
[9 empty] | #N/A | #N/A | n | 0 | [10 empty] | 0 | 0 | 0 | 0 | 0 | 0 | 0 | #N/A | #N/A | n | 0 | 00
[9 empty] | #N/A | #N/A | n | 0 | [10 empty] | 0 | 0 | 0 | 0 | 0 | 0 | 0 | #N/A | #N/A | n | 0 | 00
[9 empty] | #N/A | #N/A | n | 0 | [10 empty] | 0 | 0 | 0 | 0 | 0 | 0 | 0 | #N/A | #N/A | n | 0 | 00
[9 empty] | #N/A | #N/A | n | 0 | [10 empty] | 0 | 0 | 0 | 0 | 0 | 0 | 0 | #N/A | #N/A | n | 0 | 00
[9 empty] | #N/A | #N/A | n | 0 | [10 empty] | 0 | 0 | 0 | 0 | 0 | 0 | 0 | #N/A | #N/A | n | 0 | 00
[9 empty] | #N/A | #N/A | n | 0 | [10 empty] | 0 | 0 | 0 | 0 | 0 | 0 | 0 | #N/A | #N/A | n | 0 | 00
[9 empty] | #N/A | #N/A | n | 0 | [10 empty] | 0 | 0 | 0 | 0 | 0 | 0 | 0 | #N/A | #N/A | n | 0 | 00
[9 empty] | #N/A | #N/A | n | 0 | [10 empty] | 0 | 0 | 0 | 0 | 0 | 0 | 0 | #N/A | #N/A | n | 0 | 00
[9 empty] | #N/A | #N/A | n | 0 | [10 empty] | 0 | 0 | 0 | 0 | 0 | 0 | 0 | #N/A | #N/A | n | 0 | 00
[9 empty] | #N/A | #N/A | n | 0 | [10 empty] | 0 | 0 | 0 | 0 | 0 | 0 | 0 | #N/A | #N/A | n | 0 | 00
[9 empty] | #N/A | #N/A | n | 0 | [10 empty] | 0 | 0 | 0 | 0 | 0 | 0 | 0 | #N/A | #N/A | n | 0 | 00
[9 empty] | #N/A | #N/A | n | 0 | [10 empty] | 0 | 0 | 0 | 0 | 0 | 0 | 0 | #N/A | #N/A | n | 0 | 00
[9 empty] | #N/A | #N/A | n | 0 | [10 empty] | 0 | 0 | 0 | 0 | 0 | 0 | 0 | #N/A | #N/A | n | 0 | 00
[9 empty] | #N/A | #N/A | n | 0 | [10 empty] | 0 | 0 | 0 | 0 | 0 | 0 | 0 | #N/A | #N/A | n | 0 | 00
[9 empty] | #N/A | #N/A | n | 0 | [10 empty] | 0 | 0 | 0 | 0 | 0 | 0 | 0 | #N/A | #N/A | n | 0 | 00
[9 empty] | #N/A | #N/A | n | 0 | [10 empty] | 0 | 0 | 0 | 0 | 0 | 0 | 0 | #N/A | #N/A | n | 0 | 00
[9 empty] | #N/A | #N/A | n | 0 | [10 empty] | 0 | 0 | 0 | 0 | 0 | 0 | 0 | #N/A | #N/A | n | 0 | 00
[9 empty] | #N/A | #N/A | n | 0 | [10 empty] | 0 | 0 | 0 | 0 | 0 | 0 | 0 | #N/A | #N/A | n | 0 | 00
[9 empty] | #N/A | #N/A | n | 0 | [10 empty] | 0 | 0 | 0 | 0 | 0 | 0 | 0 | #N/A | #N/A | n | 0 | 00
[9 empty] | #N/A | #N/A | n | 0 | [10 empty] | 0 | 0 | 0 | 0 | 0 | 0 | 0 | #N/A | #N/A | n | 0 | 00
[9 empty] | #N/A | #N/A | n | 0 | [10 empty] | 0 | 0 | 0 | 0 | 0 | 0 | 0 | #N/A | #N/A | n | 0 | 00
[9 empty] | #N/A | #N/A | n | 0 | [10 empty] | 0 | 0 | 0 | 0 | 0 | 0 | 0 | #N/A | #N/A | n | 0 | 00
[9 empty] | #N/A | #N/A | n | 0 | [10 empty] | 0 | 0 | 0 | 0 | 0 | 0 | 0 | #N/A | #N/A | n | 0 | 00
[9 empty] | #N/A | #N/A | n | 0 | [10 empty] | 0 | 0 | 0 | 0 | 0 | 0 | 0 | #N/A | #N/A | n | 0 | 00
[9 empty] | #N/A | #N/A | n | 0 | [10 empty] | 0 | 0 | 0 | 0 | 0 | 0 | 0 | #N/A | #N/A | n | 0 | 00
[9 empty] | #N/A | #N/A | n | 0 | [10 empty] | 0 | 0 | 0 | 0 | 0 | 0 | 0 | #N/A | #N/A | n | 0 | 00
[9 empty] | #N/A | #N/A | n | 0 | [10 empty] | 0 | 0 | 0 | 0 | 0 | 0 | 0 | #N/A | #N/A | n | 0 | 00
[9 empty] | #N/A | #N/A | n | 0 | [10 empty] | 0 | 0 | 0 | 0 | 0 | 0 | 0 | #N/A | #N/A | n | 0 | 00
[9 empty] | #N/A | #N/A | n | 0 | [10 empty] | 0 | 0 | 0 | 0 | 0 | 0 | 0 | #N/A | #N/A | n | 0 | 00
[9 empty] | #N/A | #N/A | n | 0 | [10 empty] | 0 | 0 | 0 | 0 | 0 | 0 | 0 | #N/A | #N/A | n | 0 | 00
[9 empty] | #N/A | #N/A | n | 0 | [10 empty] | 0 | 0 | 0 | 0 | 0 | 0 | 0 | #N/A | #N/A | n | 0 | 00
[9 empty] | #N/A | #N/A | n | 0 | [10 empty] | 0 | 0 | 0 | 0 | 0 | 0 | 0 | #N/A | #N/A | n | 0 | 00
[9 empty] | #N/A | #N/A | n | 0 | [10 empty] | 0 | 0 | 0 | 0 | 0 | 0 | 0 | #N/A | #N/A | n | 0 | 00
[9 empty] | #N/A | #N/A | n | 0 | [10 empty] | 0 | 0 | 0 | 0 | 0 | 0 | 0 | #N/A | #N/A | n | 0 | 00
[9 empty] | #N/A | #N/A | n | 0 | [10 empty] | 0 | 0 | 0 | 0 | 0 | 0 | 0 | #N/A | #N/A | n | 0 | 00
[9 empty] | #N/A | #N/A | n | 0 | [10 empty] | 0 | 0 | 0 | 0 | 0 | 0 | 0 | #N/A | #N/A | n | 0 | 00
[9 empty] | #N/A | #N/A | n | 0 | [10 empty] | 0 | 0 | 0 | 0 | 0 | 0 | 0 | #N/A | #N/A | n | 0 | 00
[9 empty] | #N/A | #N/A | n | 0 | [10 empty] | 0 | 0 | 0 | 0 | 0 | 0 | 0 | #N/A | #N/A | n | 0 | 00
[9 empty] | #N/A | #N/A | n | 0 | [10 empty] | 0 | 0 | 0 | 0 | 0 | 0 | 0 | #N/A | #N/A | n | 0 | 00
[9 empty] | #N/A | #N/A | n | 0 | [10 empty] | 0 | 0 | 0 | 0 | 0 | 0 | 0 | #N/A | #N/A | n | 0 | 00
[9 empty] | #N/A | #N/A | n | 0 | [10 empty] | 0 | 0 | 0 | 0 | 0 | 0 | 0 | #N/A | #N/A | n | 0 | 00
[9 empty] | #N/A | #N/A | n | 0 | [10 empty] | 0 | 0 | 0 | 0 | 0 | 0 | 0 | #N/A | #N/A | n | 0 | 00
[9 empty] | #N/A | #N/A | n | 0 | [10 empty] | 0 | 0 | 0 | 0 | 0 | 0 | 0 | #N/A | #N/A | n | 0 | 00
[9 empty] | #N/A | #N/A | n | 0 | [10 empty] | 0 | 0 | 0 | 0 | 0 | 0 | 0 | #N/A | #N/A | n | 0 | 00
[9 empty] | #N/A | #N/A | n | 0 | [10 empty] | 0 | 0 | 0 | 0 | 0 | 0 | 0 | #N/A | #N/A | n | 0 | 00
[9 empty] | #N/A | #N/A | n | 0 | [10 empty] | 0 | 0 | 0 | 0 | 0 | 0 | 0 | #N/A | #N/A | n | 0 | 00
[9 empty] | #N/A | #N/A | n | 0 | [10 empty] | 0 | 0 | 0 | 0 | 0 | 0 | 0 | #N/A | #N/A | n | 0 | 00
[9 empty] | #N/A | #N/A | n | 0 | [10 empty] | 0 | 0 | 0 | 0 | 0 | 0 | 0 | #N/A | #N/A | n | 0 | 00
[9 empty] | #N/A | #N/A | n | 0 | [10 empty] | 0 | 0 | 0 | 0 | 0 | 0 | 0 | #N/A | #N/A | n | 0 | 00
[9 empty] | #N/A | #N/A | n | 0 | [10 empty] | 0 | 0 | 0 | 0 | 0 | 0 | 0 | #N/A | #N/A | n | 0 | 00
[9 empty] | #N/A | #N/A | n | 0 | [10 empty] | 0 | 0 | 0 | 0 | 0 | 0 | 0 | #N/A | #N/A | n | 0 | 00
[9 empty] | #N/A | #N/A | n | 0 | [10 empty] | 0 | 0 | 0 | 0 | 0 | 0 | 0 | #N/A | #N/A | n | 0 | 00
[9 empty] | #N/A | #N/A | n | 0 | [10 empty] | 0 | 0 | 0 | 0 | 0 | 0 | 0 | #N/A | #N/A | n | 0 | 00
[9 empty] | #N/A | #N/A | n | 0 | [10 empty] | 0 | 0 | 0 | 0 | 0 | 0 | 0 | #N/A | #N/A | n | 0 | 00
[9 empty] | #N/A | #N/A | n | 0 | [10 empty] | 0 | 0 | 0 | 0 | 0 | 0 | 0 | #N/A | #N/A | n | 0 | 00
[9 empty] | #N/A | #N/A | n | 0 | [10 empty] | 0 | 0 | 0 | 0 | 0 | 0 | 0 | #N/A | #N/A | n | 0 | 00
[9 empty] | #N/A | #N/A | n | 0 | [10 empty] | 0 | 0 | 0 | 0 | 0 | 0 | 0 | #N/A | #N/A | n | 0 | 00
[9 empty] | #N/A | #N/A | n | 0 | [10 empty] | 0 | 0 | 0 | 0 | 0 | 0 | 0 | #N/A | #N/A | n | 0 | 00
[9 empty] | #N/A | #N/A | n | 0 | [10 empty] | 0 | 0 | 0 | 0 | 0 | 0 | 0 | #N/A | #N/A | n | 0 | 00
[9 empty] | #N/A | #N/A | n | 0 | [10 empty] | 0 | 0 | 0 | 0 | 0 | 0 | 0 | #N/A | #N/A | n | 0 | 00
[9 empty] | #N/A | #N/A | n | 0 | [10 empty] | 0 | 0 | 0 | 0 | 0 | 0 | 0 | #N/A | #N/A | n | 0 | 00
[9 empty] | #N/A | #N/A | n | 0 | [10 empty] | 0 | 0 | 0 | 0 | 0 | 0 | 0 | #N/A | #N/A | n | 0 | 00
[9 empty] | #N/A | #N/A | n | 0 | [10 empty] | 0 | 0 | 0 | 0 | 0 | 0 | 0 | #N/A | #N/A | n | 0 | 00
[9 empty] | #N/A | #N/A | n | 0 | [10 empty] | 0 | 0 | 0 | 0 | 0 | 0 | 0 | #N/A | #N/A | n | 0 | 00
[9 empty] | #N/A | #N/A | n | 0 | [10 empty] | 0 | 0 | 0 | 0 | 0 | 0 | 0 | #N/A | #N/A | n | 0 | 00
[9 empty] | #N/A | #N/A | n | 0 | [10 empty] | 0 | 0 | 0 | 0 | 0 | 0 | 0 | #N/A | #N/A | n | 0 | 00
[9 empty] | #N/A | #N/A | n | 0 | [10 empty] | 0 | 0 | 0 | 0 | 0 | 0 | 0 | #N/A | #N/A | n | 0 | 00
[9 empty] | #N/A | #N/A | n | 0 | [10 empty] | 0 | 0 | 0 | 0 | 0 | 0 | 0 | #N/A | #N/A | n | 0 | 00
[9 empty] | #N/A | #N/A | n | 0 | [10 empty] | 0 | 0 | 0 | 0 | 0 | 0 | 0 | #N/A | #N/A | n | 0 | 00
[9 empty] | #N/A | #N/A | n | 0 | [10 empty] | 0 | 0 | 0 | 0 | 0 | 0 | 0 | #N/A | #N/A | n | 0 | 00
[9 empty] | #N/A | #N/A | n | 0 | [10 empty] | 0 | 0 | 0 | 0 | 0 | 0 | 0 | #N/A | #N/A | n | 0 | 00
[9 empty] | #N/A | #N/A | n | 0 | [10 empty] | 0 | 0 | 0 | 0 | 0 | 0 | 0 | #N/A | #N/A | n | 0 | 00
[9 empty] | #N/A | #N/A | n | 0 | [10 empty] | 0 | 0 | 0 | 0 | 0 | 0 | 0 | #N/A | #N/A | n | 0 | 00
[9 empty] | #N/A | #N/A | n | 0 | [10 empty] | 0 | 0 | 0 | 0 | 0 | 0 | 0 | #N/A | #N/A | n | 0 | 00
[9 empty] | #N/A | #N/A | n | 0 | [10 empty] | 0 | 0 | 0 | 0 | 0 | 0 | 0 | #N/A | #N/A | n | 0 | 00
[9 empty] | #N/A | #N/A | n | 0 | [10 empty] | 0 | 0 | 0 | 0 | 0 | 0 | 0 | #N/A | #N/A | n | 0 | 00
[9 empty] | #N/A | #N/A | n | 0 | [10 empty] | 0 | 0 | 0 | 0 | 0 | 0 | 0 | #N/A | #N/A | n | 0 | 00
[9 empty] | #N/A | #N/A | n | 0 | [10 empty] | 0 | 0 | 0 | 0 | 0 | 0 | 0 | #N/A | #N/A | n | 0 | 00
[9 empty] | #N/A | #N/A | n | 0 | [10 empty] | 0 | 0 | 0 | 0 | 0 | 0 | 0 | #N/A | #N/A | n | 0 | 00
[9 empty] | #N/A | #N/A | n | 0 | [10 empty] | 0 | 0 | 0 | 0 | 0 | 0 | 0 | #N/A | #N/A | n | 0 | 00
[9 empty] | #N/A | #N/A | n | 0 | [10 empty] | 0 | 0 | 0 | 0 | 0 | 0 | 0 | #N/A | #N/A | n | 0 | 00
[9 empty] | #N/A | #N/A | n | 0 | [10 empty] | 0 | 0 | 0 | 0 | 0 | 0 | 0 | #N/A | #N/A | n | 0 | 00
[9 empty] | #N/A | #N/A | n | 0 | [10 empty] | 0 | 0 | 0 | 0 | 0 | 0 | 0 | #N/A | #N/A | n | 0 | 00
[9 empty] | #N/A | #N/A | n | 0 | [10 empty] | 0 | 0 | 0 | 0 | 0 | 0 | 0 | #N/A | #N/A | n | 0 | 00
[9 empty] | #N/A | #N/A | n | 0 | [10 empty] | 0 | 0 | 0 | 0 | 0 | 0 | 0 | #N/A | #N/A | n | 0 | 00
[9 empty] | #N/A | #N/A | n | 0 | [10 empty] | 0 | 0 | 0 | 0 | 0 | 0 | 0 | #N/A | #N/A | n | 0 | 00
[9 empty] | #N/A | #N/A | n | 0 | [10 empty] | 0 | 0 | 0 | 0 | 0 | 0 | 0 | #N/A | #N/A | n | 0 | 00
[9 empty] | #N/A | #N/A | n | 0 | [10 empty] | 0 | 0 | 0 | 0 | 0 | 0 | 0 | #N/A | #N/A | n | 0 | 00
[9 empty] | #N/A | #N/A | n | 0 | [10 empty] | 0 | 0 | 0 | 0 | 0 | 0 | 0 | #N/A | #N/A | n | 0 | 00
[9 empty] | #N/A | #N/A | n | 0 | [10 empty] | 0 | 0 | 0 | 0 | 0 | 0 | 0 | #N/A | #N/A | n | 0 | 00
[9 empty] | #N/A | #N/A | n | 0 | [10 empty] | 0 | 0 | 0 | 0 | 0 | 0 | 0 | #N/A | #N/A | n | 0 | 00
[9 empty] | #N/A | #N/A | n | 0 | [10 empty] | 0 | 0 | 0 | 0 | 0 | 0 | 0 | #N/A | #N/A | n | 0 | 00
[9 empty] | #N/A | #N/A | n | 0 | [10 empty] | 0 | 0 | 0 | 0 | 0 | 0 | 0 | #N/A | #N/A | n | 0 | 00
[9 empty] | #N/A | #N/A | n | 0 | [10 empty] | 0 | 0 | 0 | 0 | 0 | 0 | 0 | #N/A | #N/A | n | 0 | 00
[9 empty] | #N/A | #N/A | n | 0 | [10 empty] | 0 | 0 | 0 | 0 | 0 | 0 | 0 | #N/A | #N/A | n | 0 | 00
[9 empty] | #N/A | #N/A | n | 0 | [10 empty] | 0 | 0 | 0 | 0 | 0 | 0 | 0 | #N/A | #N/A | n | 0 | 00
[9 empty] | #N/A | #N/A | n | 0 | [10 empty] | 0 | 0 | 0 | 0 | 0 | 0 | 0 | #N/A | #N/A | n | 0 | 00
[9 empty] | #N/A | #N/A | n | 0 | [10 empty] | 0 | 0 | 0 | 0 | 0 | 0 | 0 | #N/A | #N/A | n | 0 | 00
[9 empty] | #N/A | #N/A | n | 0 | [10 empty] | 0 | 0 | 0 | 0 | 0 | 0 | 0 | #N/A | #N/A | n | 0 | 00
[9 empty] | #N/A | #N/A | n | 0 | [10 empty] | 0 | 0 | 0 | 0 | 0 | 0 | 0 | #N/A | #N/A | n | 0 | 00
[9 empty] | #N/A | #N/A | n | 0 | [10 empty] | 0 | 0 | 0 | 0 | 0 | 0 | 0 | #N/A | #N/A | n | 0 | 00
[9 empty] | #N/A | #N/A | n | 0 | [10 empty] | 0 | 0 | 0 | 0 | 0 | 0 | 0 | #N/A | #N/A | n | 0 | 00
[9 empty] | #N/A | #N/A | n | 0 | [10 empty] | 0 | 0 | 0 | 0 | 0 | 0 | 0 | #N/A | #N/A | n | 0 | 00
[9 empty] | #N/A | #N/A | n | 0 | [10 empty] | 0 | 0 | 0 | 0 | 0 | 0 | 0 | #N/A | #N/A | n | 0 | 00
[9 empty] | #N/A | #N/A | n | 0 | [10 empty] | 0 | 0 | 0 | 0 | 0 | 0 | 0 | #N/A | #N/A | n | 0 | 00
[9 empty] | #N/A | #N/A | n | 0 | [10 empty] | 0 | 0 | 0 | 0 | 0 | 0 | 0 | #N/A | #N/A | n | 0 | 00
[9 empty] | #N/A | #N/A | n | 0 | [10 empty] | 0 | 0 | 0 | 0 | 0 | 0 | 0 | #N/A | #N/A | n | 0 | 00
[9 empty] | #N/A | #N/A | n | 0 | [10 empty] | 0 | 0 | 0 | 0 | 0 | 0 | 0 | #N/A | #N/A | n | 0 | 00
[9 empty] | #N/A | #N/A | n | 0 | [10 empty] | 0 | 0 | 0 | 0 | 0 | 0 | 0 | #N/A | #N/A | n | 0 | 00
[9 empty] | #N/A | #N/A | n | 0 | [10 empty] | 0 | 0 | 0 | 0 | 0 | 0 | 0 | #N/A | #N/A | n | 0 | 00
[9 empty] | #N/A | #N/A | n | 0 | [10 empty] | 0 | 0 | 0 | 0 | 0 | 0 | 0 | #N/A | #N/A | n | 0 | 00
[9 empty] | #N/A | #N/A | n | 0 | [10 empty] | 0 | 0 | 0 | 0 | 0 | 0 | 0 | #N/A | #N/A | n | 0 | 00
[9 empty] | #N/A | #N/A | n | 0 | [10 empty] | 0 | 0 | 0 | 0 | 0 | 0 | 0 | #N/A | #N/A | n | 0 | 00
[9 empty] | #N/A | #N/A | n | 0 | [10 empty] | 0 | 0 | 0 | 0 | 0 | 0 | 0 | #N/A | #N/A | n | 0 | 00
[9 empty] | #N/A | #N/A | n | 0 | [10 empty] | 0 | 0 | 0 | 0 | 0 | 0 | 0 | #N/A | #N/A | n | 0 | 00
[9 empty] | #N/A | #N/A | n | 0 | [10 empty] | 0 | 0 | 0 | 0 | 0 | 0 | 0 | #N/A | #N/A | n | 0 | 00
[9 empty] | #N/A | #N/A | n | 0 | [10 empty] | 0 | 0 | 0 | 0 | 0 | 0 | 0 | #N/A | #N/A | n | 0 | 00
[9 empty] | #N/A | #N/A | n | 0 | [10 empty] | 0 | 0 | 0 | 0 | 0 | 0 | 0 | #N/A | #N/A | n | 0 | 00
[9 empty] | #N/A | #N/A | n | 0 | [10 empty] | 0 | 0 | 0 | 0 | 0 | 0 | 0 | #N/A | #N/A | n | 0 | 00
[9 empty] | #N/A | #N/A | n | 0 | [10 empty] | 0 | 0 | 0 | 0 | 0 | 0 | 0 | #N/A | #N/A | n | 0 | 00
[9 empty] | #N/A | #N/A | n | 0 | [10 empty] | 0 | 0 | 0 | 0 | 0 | 0 | 0 | #N/A | #N/A | n | 0 | 00
[9 empty] | #N/A | #N/A | n | 0 | [10 empty] | 0 | 0 | 0 | 0 | 0 | 0 | 0 | #N/A | #N/A | n | 0 | 00
[9 empty] | #N/A | #N/A | n | 0 | [10 empty] | 0 | 0 | 0 | 0 | 0 | 0 | 0 | #N/A | #N/A | n | 0 | 00
[9 empty] | #N/A | #N/A | n | 0 | [10 empty] | 0 | 0 | 0 | 0 | 0 | 0 | 0 | #N/A | #N/A | n | 0 | 00
[9 empty] | #N/A | #N/A | n | 0 | [10 empty] | 0 | 0 | 0 | 0 | 0 | 0 | 0 | #N/A | #N/A | n | 0 | 00
[9 empty] | #N/A | #N/A | n | 0 | [10 empty] | 0 | 0 | 0 | 0 | 0 | 0 | 0 | #N/A | #N/A | n | 0 | 00
[9 empty] | #N/A | #N/A | n | 0 | [10 empty] | 0 | 0 | 0 | 0 | 0 | 0 | 0 | #N/A | #N/A | n | 0 | 00
[9 empty] | #N/A | #N/A | n | 0 | [10 empty] | 0 | 0 | 0 | 0 | 0 | 0 | 0 | #N/A | #N/A | n | 0 | 00
[9 empty] | #N/A | #N/A | n | 0 | [10 empty] | 0 | 0 | 0 | 0 | 0 | 0 | 0 | #N/A | #N/A | n | 0 | 00
[9 empty] | #N/A | #N/A | n | 0 | [10 empty] | 0 | 0 | 0 | 0 | 0 | 0 | 0 | #N/A | #N/A | n | 0 | 00
[9 empty] | #N/A | #N/A | n | 0 | [10 empty] | 0 | 0 | 0 | 0 | 0 | 0 | 0 | #N/A | #N/A | n | 0 | 00
[9 empty] | #N/A | #N/A | n | 0 | [10 empty] | 0 | 0 | 0 | 0 | 0 | 0 | 0 | #N/A | #N/A | n | 0 | 00
[9 empty] | #N/A | #N/A | n | 0 | [10 empty] | 0 | 0 | 0 | 0 | 0 | 0 | 0 | #N/A | #N/A | n | 0 | 00
[9 empty] | #N/A | #N/A | n | 0 | [10 empty] | 0 | 0 | 0 | 0 | 0 | 0 | 0 | #N/A | #N/A | n | 0 | 00
[9 empty] | #N/A | #N/A | n | 0 | [10 empty] | 0 | 0 | 0 | 0 | 0 | 0 | 0 | #N/A | #N/A | n | 0 | 00
[9 empty] | #N/A | #N/A | n | 0 | [10 empty] | 0 | 0 | 0 | 0 | 0 | 0 | 0 | #N/A | #N/A | n | 0 | 00
[9 empty] | #N/A | #N/A | n | 0 | [10 empty] | 0 | 0 | 0 | 0 | 0 | 0 | 0 | #N/A | #N/A | n | 0 | 00
[9 empty] | #N/A | #N/A | n | 0 | [10 empty] | 0 | 0 | 0 | 0 | 0 | 0 | 0 | #N/A | #N/A | n | 0 | 00
[9 empty] | #N/A | #N/A | n | 0 | [10 empty] | 0 | 0 | 0 | 0 | 0 | 0 | 0 | #N/A | #N/A | n | 0 | 00
[9 empty] | #N/A | #N/A | n | 0 | [10 empty] | 0 | 0 | 0 | 0 | 0 | 0 | 0 | #N/A | #N/A | n | 0 | 00
[9 empty] | #N/A | #N/A | n | 0 | [10 empty] | 0 | 0 | 0 | 0 | 0 | 0 | 0 | #N/A | #N/A | n | 0 | 00
[9 empty] | #N/A | #N/A | n | 0 | [10 empty] | 0 | 0 | 0 | 0 | 0 | 0 | 0 | #N/A | #N/A | n | 0 | 00
[9 empty] | #N/A | #N/A | n | 0 | [10 empty] | 0 | 0 | 0 | 0 | 0 | 0 | 0 | #N/A | #N/A | n | 0 | 00
[9 empty] | #N/A | #N/A | n | 0 | [10 empty] | 0 | 0 | 0 | 0 | 0 | 0 | 0 | #N/A | #N/A | n | 0 | 00
[9 empty] | #N/A | #N/A | n | 0 | [10 empty] | 0 | 0 | 0 | 0 | 0 | 0 | 0 | #N/A | #N/A | n | 0 | 00
[9 empty] | #N/A | #N/A | n | 0 | [10 empty] | 0 | 0 | 0 | 0 | 0 | 0 | 0 | #N/A | #N/A | n | 0 | 00
[9 empty] | #N/A | #N/A | n | 0 | [10 empty] | 0 | 0 | 0 | 0 | 0 | 0 | 0 | #N/A | #N/A | n | 0 | 00
[9 empty] | #N/A | #N/A | n | 0 | [10 empty] | 0 | 0 | 0 | 0 | 0 | 0 | 0 | #N/A | #N/A | n | 0 | 00
[9 empty] | #N/A | #N/A | n | 0 | [10 empty] | 0 | 0 | 0 | 0 | 0 | 0 | 0 | #N/A | #N/A | n | 0 | 00
[9 empty] | #N/A | #N/A | n | 0 | [10 empty] | 0 | 0 | 0 | 0 | 0 | 0 | 0 | #N/A | #N/A | n | 0 | 00
[9 empty] | #N/A | #N/A | n | 0 | [10 empty] | 0 | 0 | 0 | 0 | 0 | 0 | 0 | #N/A | #N/A | n | 0 | 00
[9 empty] | #N/A | #N/A | n | 0 | [10 empty] | 0 | 0 | 0 | 0 | 0 | 0 | 0 | #N/A | #N/A | n | 0 | 00
[9 empty] | #N/A | #N/A | n | 0 | [10 empty] | 0 | 0 | 0 | 0 | 0 | 0 | 0 | #N/A | #N/A | n | 0 | 00
[9 empty] | #N/A | #N/A | n | 0 | [10 empty] | 0 | 0 | 0 | 0 | 0 | 0 | 0 | #N/A | #N/A | n | 0 | 00
[9 empty] | #N/A | #N/A | n | 0 | [10 empty] | 0 | 0 | 0 | 0 | 0 | 0 | 0 | #N/A | #N/A | n | 0 | 00
[9 empty] | #N/A | #N/A | n | 0 | [10 empty] | 0 | 0 | 0 | 0 | 0 | 0 | 0 | #N/A | #N/A | n | 0 | 00
[9 empty] | #N/A | #N/A | n | 0 | [10 empty] | 0 | 0 | 0 | 0 | 0 | 0 | 0 | #N/A | #N/A | n | 0 | 00
[9 empty] | #N/A | #N/A | n | 0 | [10 empty] | 0 | 0 | 0 | 0 | 0 | 0 | 0 | #N/A | #N/A | n | 0 | 00
[9 empty] | #N/A | #N/A | n | 0 | [10 empty] | 0 | 0 | 0 | 0 | 0 | 0 | 0 | #N/A | #N/A | n | 0 | 00
[9 empty] | #N/A | #N/A | n | 0 | [10 empty] | 0 | 0 | 0 | 0 | 0 | 0 | 0 | #N/A | #N/A | n | 0 | 00
[9 empty] | #N/A | #N/A | n | 0 | [10 empty] | 0 | 0 | 0 | 0 | 0 | 0 | 0 | #N/A | #N/A | n | 0 | 00
[9 empty] | #N/A | #N/A | n | 0 | [10 empty] | 0 | 0 | 0 | 0 | 0 | 0 | 0 | #N/A | #N/A | n | 0 | 00
[9 empty] | #N/A | #N/A | n | 0 | [10 empty] | 0 | 0 | 0 | 0 | 0 | 0 | 0 | #N/A | #N/A | n | 0 | 00
[9 empty] | #N/A | #N/A | n | 0 | [10 empty] | 0 | 0 | 0 | 0 | 0 | 0 | 0 | #N/A | #N/A | n | 0 | 00
[9 empty] | #N/A | #N/A | n | 0 | [10 empty] | 0 | 0 | 0 | 0 | 0 | 0 | 0 | #N/A | #N/A | n | 0 | 00
[9 empty] | #N/A | #N/A | n | 0 | [10 empty] | 0 | 0 | 0 | 0 | 0 | 0 | 0 | #N/A | #N/A | n | 0 | 00
[9 empty] | #N/A | #N/A | n | 0 | [10 empty] | 0 | 0 | 0 | 0 | 0 | 0 | 0 | #N/A | #N/A | n | 0 | 00
[9 empty] | #N/A | #N/A | n | 0 | [10 empty] | 0 | 0 | 0 | 0 | 0 | 0 | 0 | #N/A | #N/A | n | 0 | 00
[9 empty] | #N/A | #N/A | n | 0 | [10 empty] | 0 | 0 | 0 | 0 | 0 | 0 | 0 | #N/A | #N/A | n | 0 | 00
[9 empty] | #N/A | #N/A | n | 0 | [10 empty] | 0 | 0 | 0 | 0 | 0 | 0 | 0 | #N/A | #N/A | n | 0 | 00
[9 empty] | #N/A | #N/A | n | 0 | [10 empty] | 0 | 0 | 0 | 0 | 0 | 0 | 0 | #N/A | #N/A | n | 0 | 00
[9 empty] | #N/A | #N/A | n | 0 | [10 empty] | 0 | 0 | 0 | 0 | 0 | 0 | 0 | #N/A | #N/A | n | 0 | 00
[9 empty] | #N/A | #N/A | n | 0 | [10 empty] | 0 | 0 | 0 | 0 | 0 | 0 | 0 | #N/A | #N/A | n | 0 | 00
[9 empty] | #N/A | #N/A | n | 0 | [10 empty] | 0 | 0 | 0 | 0 | 0 | 0 | 0 | #N/A | #N/A | n | 0 | 00
[9 empty] | #N/A | #N/A | n | 0 | [10 empty] | 0 | 0 | 0 | 0 | 0 | 0 | 0 | #N/A | #N/A | n | 0 | 00
[9 empty] | #N/A | #N/A | n | 0 | [10 empty] | 0 | 0 | 0 | 0 | 0 | 0 | 0 | #N/A | #N/A | n | 0 | 00
[9 empty] | #N/A | #N/A | n | 0 | [10 empty] | 0 | 0 | 0 | 0 | 0 | 0 | 0 | #N/A | #N/A | n | 0 | 00
[9 empty] | #N/A | #N/A | n | 0 | [10 empty] | 0 | 0 | 0 | 0 | 0 | 0 | 0 | #N/A | #N/A | n | 0 | 00
[9 empty] | #N/A | #N/A | n | 0 | [10 empty] | 0 | 0 | 0 | 0 | 0 | 0 | 0 | #N/A | #N/A | n | 0 | 00
[9 empty] | #N/A | #N/A | n | 0 | [10 empty] | 0 | 0 | 0 | 0 | 0 | 0 | 0 | #N/A | #N/A | n | 0 | 00
[9 empty] | #N/A | #N/A | n | 0 | [10 empty] | 0 | 0 | 0 | 0 | 0 | 0 | 0 | #N/A | #N/A | n | 0 | 00
[9 empty] | #N/A | #N/A | n | 0 | [10 empty] | 0 | 0 | 0 | 0 | 0 | 0 | 0 | #N/A | #N/A | n | 0 | 00
[9 empty] | #N/A | #N/A | n | 0 | [10 empty] | 0 | 0 | 0 | 0 | 0 | 0 | 0 | #N/A | #N/A | n | 0 | 00
[9 empty] | #N/A | #N/A | n | 0 | [10 empty] | 0 | 0 | 0 | 0 | 0 | 0 | 0 | #N/A | #N/A | n | 0 | 00
[9 empty] | #N/A | #N/A | n | 0 | [10 empty] | 0 | 0 | 0 | 0 | 0 | 0 | 0 | #N/A | #N/A | n | 0 | 00
[9 empty] | #N/A | #N/A | n | 0 | [10 empty] | 0 | 0 | 0 | 0 | 0 | 0 | 0 | #N/A | #N/A | n | 0 | 00
[9 empty] | #N/A | #N/A | n | 0 | [10 empty] | 0 | 0 | 0 | 0 | 0 | 0 | 0 | #N/A | #N/A | n | 0 | 00
[9 empty] | #N/A | #N/A | n | 0 | [10 empty] | 0 | 0 | 0 | 0 | 0 | 0 | 0 | #N/A | #N/A | n | 0 | 00
[9 empty] | #N/A | #N/A | n | 0 | [10 empty] | 0 | 0 | 0 | 0 | 0 | 0 | 0 | #N/A | #N/A | n | 0 | 00
[9 empty] | #N/A | #N/A | n | 0 | [10 empty] | 0 | 0 | 0 | 0 | 0 | 0 | 0 | #N/A | #N/A | n | 0 | 00
[9 empty] | #N/A | #N/A | n | 0 | [10 empty] | 0 | 0 | 0 | 0 | 0 | 0 | 0 | #N/A | #N/A | n | 0 | 00
[9 empty] | #N/A | #N/A | n | 0 | [10 empty] | 0 | 0 | 0 | 0 | 0 | 0 | 0 | #N/A | #N/A | n | 0 | 00
[9 empty] | #N/A | #N/A | n | 0 | [10 empty] | 0 | 0 | 0 | 0 | 0 | 0 | 0 | #N/A | #N/A | n | 0 | 00
[9 empty] | #N/A | #N/A | n | 0 | [10 empty] | 0 | 0 | 0 | 0 | 0 | 0 | 0 | #N/A | #N/A | n | 0 | 00
[9 empty] | #N/A | #N/A | n | 0 | [10 empty] | 0 | 0 | 0 | 0 | 0 | 0 | 0 | #N/A | #N/A | n | 0 | 00
[9 empty] | #N/A | #N/A | n | 0 | [10 empty] | 0 | 0 | 0 | 0 | 0 | 0 | 0 | #N/A | #N/A | n | 0 | 00
[9 empty] | #N/A | #N/A | n | 0 | [10 empty] | 0 | 0 | 0 | 0 | 0 | 0 | 0 | #N/A | #N/A | n | 0 | 00
[9 empty] | #N/A | #N/A | n | 0 | [10 empty] | 0 | 0 | 0 | 0 | 0 | 0 | 0 | #N/A | #N/A | n | 0 | 00
[9 empty] | #N/A | #N/A | n | 0 | [10 empty] | 0 | 0 | 0 | 0 | 0 | 0 | 0 | #N/A | #N/A | n | 0 | 00
[9 empty] | #N/A | #N/A | n | 0 | [10 empty] | 0 | 0 | 0 | 0 | 0 | 0 | 0 | #N/A | #N/A | n | 0 | 00
[9 empty] | #N/A | #N/A | n | 0 | [10 empty] | 0 | 0 | 0 | 0 | 0 | 0 | 0 | #N/A | #N/A | n | 0 | 00
[9 empty] | #N/A | #N/A | n | 0 | [10 empty] | 0 | 0 | 0 | 0 | 0 | 0 | 0 | #N/A | #N/A | n | 0 | 00
[9 empty] | #N/A | #N/A | n | 0 | [10 empty] | 0 | 0 | 0 | 0 | 0 | 0 | 0 | #N/A | #N/A | n | 0 | 00
[9 empty] | #N/A | #N/A | n | 0 | [10 empty] | 0 | 0 | 0 | 0 | 0 | 0 | 0 | #N/A | #N/A | n | 0 | 00
[9 empty] | #N/A | #N/A | n | 0 | [10 empty] | 0 | 0 | 0 | 0 | 0 | 0 | 0 | #N/A | #N/A | n | 0 | 00
[9 empty] | #N/A | #N/A | n | 0 | [10 empty] | 0 | 0 | 0 | 0 | 0 | 0 | 0 | #N/A | #N/A | n | 0 | 00
[9 empty] | #N/A | #N/A | n | 0 | [10 empty] | 0 | 0 | 0 | 0 | 0 | 0 | 0 | #N/A | #N/A | n | 0 | 00
[9 empty] | #N/A | #N/A | n | 0 | [10 empty] | 0 | 0 | 0 | 0 | 0 | 0 | 0 | #N/A | #N/A | n | 0 | 00
[9 empty] | #N/A | #N/A | n | 0 | [10 empty] | 0 | 0 | 0 | 0 | 0 | 0 | 0 | #N/A | #N/A | n | 0 | 00
[9 empty] | #N/A | #N/A | n | 0 | [10 empty] | 0 | 0 | 0 | 0 | 0 | 0 | 0 | #N/A | #N/A | n | 0 | 00
[9 empty] | #N/A | #N/A | n | 0 | [10 empty] | 0 | 0 | 0 | 0 | 0 | 0 | 0 | #N/A | #N/A | n | 0 | 00
[9 empty] | #N/A | #N/A | n | 0 | [10 empty] | 0 | 0 | 0 | 0 | 0 | 0 | 0 | #N/A | #N/A | n | 0 | 00
[9 empty] | #N/A | #N/A | n | 0 | [10 empty] | 0 | 0 | 0 | 0 | 0 | 0 | 0 | #N/A | #N/A | n | 0 | 00
[9 empty] | #N/A | #N/A | n | 0 | [10 empty] | 0 | 0 | 0 | 0 | 0 | 0 | 0 | #N/A | #N/A | n | 0 | 00
[9 empty] | #N/A | #N/A | n | 0 | [10 empty] | 0 | 0 | 0 | 0 | 0 | 0 | 0 | #N/A | #N/A | n | 0 | 00
[9 empty] | #N/A | #N/A | n | 0 | [10 empty] | 0 | 0 | 0 | 0 | 0 | 0 | 0 | #N/A | #N/A | n | 0 | 00
[9 empty] | #N/A | #N/A | n | 0 | [10 empty] | 0 | 0 | 0 | 0 | 0 | 0 | 0 | #N/A | #N/A | n | 0 | 00
[9 empty] | #N/A | #N/A | n | 0 | [10 empty] | 0 | 0 | 0 | 0 | 0 | 0 | 0 | #N/A | #N/A | n | 0 | 00
[9 empty] | #N/A | #N/A | n | 0 | [10 empty] | 0 | 0 | 0 | 0 | 0 | 0 | 0 | #N/A | #N/A | n | 0 | 00
[9 empty] | #N/A | #N/A | n | 0 | [10 empty] | 0 | 0 | 0 | 0 | 0 | 0 | 0 | #N/A | #N/A | n | 0 | 00
[9 empty] | #N/A | #N/A | n | 0 | [10 empty] | 0 | 0 | 0 | 0 | 0 | 0 | 0 | #N/A | #N/A | n | 0 | 00
[9 empty] | #N/A | #N/A | n | 0 | [10 empty] | 0 | 0 | 0 | 0 | 0 | 0 | 0 | #N/A | #N/A | n | 0 | 00
[9 empty] | #N/A | #N/A | n | 0 | [10 empty] | 0 | 0 | 0 | 0 | 0 | 0 | 0 | #N/A | #N/A | n | 0 | 00
[9 empty] | #N/A | #N/A | n | 0 | [10 empty] | 0 | 0 | 0 | 0 | 0 | 0 | 0 | #N/A | #N/A | n | 0 | 00
[9 empty] | #N/A | #N/A | n | 0 | [10 empty] | 0 | 0 | 0 | 0 | 0 | 0 | 0 | #N/A | #N/A | n | 0 | 00
[9 empty] | #N/A | #N/A | n | 0 | [10 empty] | 0 | 0 | 0 | 0 | 0 | 0 | 0 | #N/A | #N/A | n | 0 | 00
[9 empty] | #N/A | #N/A | n | 0 | [10 empty] | 0 | 0 | 0 | 0 | 0 | 0 | 0 | #N/A | #N/A | n | 0 | 00
[9 empty] | #N/A | #N/A | n | 0 | [10 empty] | 0 | 0 | 0 | 0 | 0 | 0 | 0 | #N/A | #N/A | n | 0 | 00
[9 empty] | #N/A | #N/A | n | 0 | [10 empty] | 0 | 0 | 0 | 0 | 0 | 0 | 0 | #N/A | #N/A | n | 0 | 00
[9 empty] | #N/A | #N/A | n | 0 | [10 empty] | 0 | 0 | 0 | 0 | 0 | 0 | 0 | #N/A | #N/A | n | 0 | 00
[9 empty] | #N/A | #N/A | n | 0 | [10 empty] | 0 | 0 | 0 | 0 | 0 | 0 | 0 | #N/A | #N/A | n | 0 | 00
[9 empty] | #N/A | #N/A | n | 0 | [10 empty] | 0 | 0 | 0 | 0 | 0 | 0 | 0 | #N/A | #N/A | n | 0 | 00
[9 empty] | #N/A | #N/A | n | 0 | [10 empty] | 0 | 0 | 0 | 0 | 0 | 0 | 0 | #N/A | #N/A | n | 0 | 00
[9 empty] | #N/A | #N/A | n | 0 | [10 empty] | 0 | 0 | 0 | 0 | 0 | 0 | 0 | #N/A | #N/A | n | 0 | 00
[9 empty] | #N/A | #N/A | n | 0 | [10 empty] | 0 | 0 | 0 | 0 | 0 | 0 | 0 | #N/A | #N/A | n | 0 | 00
[9 empty] | #N/A | #N/A | n | 0 | [10 empty] | 0 | 0 | 0 | 0 | 0 | 0 | 0 | #N/A | #N/A | n | 0 | 00
[9 empty] | #N/A | #N/A | n | 0 | [10 empty] | 0 | 0 | 0 | 0 | 0 | 0 | 0 | #N/A | #N/A | n | 0 | 00
[9 empty] | #N/A | #N/A | n | 0 | [10 empty] | 0 | 0 | 0 | 0 | 0 | 0 | 0 | #N/A | #N/A | n | 0 | 00
[9 empty] | #N/A | #N/A | n | 0 | [10 empty] | 0 | 0 | 0 | 0 | 0 | 0 | 0 | #N/A | #N/A | n | 0 | 00
[9 empty] | #N/A | #N/A | n | 0 | [10 empty] | 0 | 0 | 0 | 0 | 0 | 0 | 0 | #N/A | #N/A | n | 0 | 00
[9 empty] | #N/A | #N/A | n | 0 | [10 empty] | 0 | 0 | 0 | 0 | 0 | 0 | 0 | #N/A | #N/A | n | 0 | 00
[9 empty] | #N/A | #N/A | n | 0 | [10 empty] | 0 | 0 | 0 | 0 | 0 | 0 | 0 | #N/A | #N/A | n | 0 | 00
[9 empty] | #N/A | #N/A | n | 0 | [10 empty] | 0 | 0 | 0 | 0 | 0 | 0 | 0 | #N/A | #N/A | n | 0 | 00
[9 empty] | #N/A | #N/A | n | 0 | [10 empty] | 0 | 0 | 0 | 0 | 0 | 0 | 0 | #N/A | #N/A | n | 0 | 00
[9 empty] | #N/A | #N/A | n | 0 | [10 empty] | 0 | 0 | 0 | 0 | 0 | 0 | 0 | #N/A | #N/A | n | 0 | 00
[9 empty] | #N/A | #N/A | n | 0 | [10 empty] | 0 | 0 | 0 | 0 | 0 | 0 | 0 | #N/A | #N/A | n | 0 | 00
[9 empty] | #N/A | #N/A | n | 0 | [10 empty] | 0 | 0 | 0 | 0 | 0 | 0 | 0 | #N/A | #N/A | n | 0 | 00
[9 empty] | #N/A | #N/A | n | 0 | [10 empty] | 0 | 0 | 0 | 0 | 0 | 0 | 0 | #N/A | #N/A | n | 0 | 00
[9 empty] | #N/A | #N/A | n | 0 | [10 empty] | 0 | 0 | 0 | 0 | 0 | 0 | 0 | #N/A | #N/A | n | 0 | 00
[9 empty] | #N/A | #N/A | n | 0 | [10 empty] | 0 | 0 | 0 | 0 | 0 | 0 | 0 | #N/A | #N/A | n | 0 | 00
[9 empty] | #N/A | #N/A | n | 0 | [10 empty] | 0 | 0 | 0 | 0 | 0 | 0 | 0 | #N/A | #N/A | n | 0 | 00
[9 empty] | #N/A | #N/A | n | 0 | [10 empty] | 0 | 0 | 0 | 0 | 0 | 0 | 0 | #N/A | #N/A | n | 0 | 00
[9 empty] | #N/A | #N/A | n | 0 | [10 empty] | 0 | 0 | 0 | 0 | 0 | 0 | 0 | #N/A | #N/A | n | 0 | 00
[9 empty] | #N/A | #N/A | n | 0 | [10 empty] | 0 | 0 | 0 | 0 | 0 | 0 | 0 | #N/A | #N/A | n | 0 | 00
[9 empty] | #N/A | #N/A | n | 0 | [10 empty] | 0 | 0 | 0 | 0 | 0 | 0 | 0 | #N/A | #N/A | n | 0 | 00
[9 empty] | #N/A | #N/A | n | 0 | [10 empty] | 0 | 0 | 0 | 0 | 0 | 0 | 0 | #N/A | #N/A | n | 0 | 00
[9 empty] | #N/A | #N/A | n | 0 | [10 empty] | 0 | 0 | 0 | 0 | 0 | 0 | 0 | #N/A | #N/A | n | 0 | 00
[9 empty] | #N/A | #N/A | n | 0 | [10 empty] | 0 | 0 | 0 | 0 | 0 | 0 | 0 | #N/A | #N/A | n | 0 | 00
[9 empty] | #N/A | #N/A | n | 0 | [10 empty] | 0 | 0 | 0 | 0 | 0 | 0 | 0 | #N/A | #N/A | n | 0 | 00
[9 empty] | #N/A | #N/A | n | 0 | [10 empty] | 0 | 0 | 0 | 0 | 0 | 0 | 0 | #N/A | #N/A | n | 0 | 00
[9 empty] | #N/A | #N/A | n | 0 | [10 empty] | 0 | 0 | 0 | 0 | 0 | 0 | 0 | #N/A | #N/A | n | 0 | 00
[9 empty] | #N/A | #N/A | n | 0 | [10 empty] | 0 | 0 | 0 | 0 | 0 | 0 | 0 | #N/A | #N/A | n | 0 | 00
[9 empty] | #N/A | #N/A | n | 0 | [10 empty] | 0 | 0 | 0 | 0 | 0 | 0 | 0 | #N/A | #N/A | n | 0 | 00
[9 empty] | #N/A | #N/A | n | 0 | [10 empty] | 0 | 0 | 0 | 0 | 0 | 0 | 0 | #N/A | #N/A | n | 0 | 00
[9 empty] | #N/A | #N/A | n | 0 | [10 empty] | 0 | 0 | 0 | 0 | 0 | 0 | 0 | #N/A | #N/A | n | 0 | 00
[9 empty] | #N/A | #N/A | n | 0 | [10 empty] | 0 | 0 | 0 | 0 | 0 | 0 | 0 | #N/A | #N/A | n | 0 | 00
[9 empty] | #N/A | #N/A | n | 0 | [10 empty] | 0 | 0 | 0 | 0 | 0 | 0 | 0 | #N/A | #N/A | n | 0 | 00
[9 empty] | #N/A | #N/A | n | 0 | [10 empty] | 0 | 0 | 0 | 0 | 0 | 0 | 0 | #N/A | #N/A | n | 0 | 00
[9 empty] | #N/A | #N/A | n | 0 | [10 empty] | 0 | 0 | 0 | 0 | 0 | 0 | 0 | #N/A | #N/A | n | 0 | 00
[9 empty] | #N/A | #N/A | n | 0 | [10 empty] | 0 | 0 | 0 | 0 | 0 | 0 | 0 | #N/A | #N/A | n | 0 | 00
[9 empty] | #N/A | #N/A | n | 0 | [10 empty] | 0 | 0 | 0 | 0 | 0 | 0 | 0 | #N/A | #N/A | n | 0 | 00
[9 empty] | #N/A | #N/A | n | 0 | [10 empty] | 0 | 0 | 0 | 0 | 0 | 0 | 0 | #N/A | #N/A | n | 0 | 00
[9 empty] | #N/A | #N/A | n | 0 | [10 empty] | 0 | 0 | 0 | 0 | 0 | 0 | 0 | #N/A | #N/A | n | 0 | 00
[9 empty] | #N/A | #N/A | n | 0 | [10 empty] | 0 | 0 | 0 | 0 | 0 | 0 | 0 | #N/A | #N/A | n | 0 | 00
[9 empty] | #N/A | #N/A | n | 0 | [10 empty] | 0 | 0 | 0 | 0 | 0 | 0 | 0 | #N/A | #N/A | n | 0 | 00
[9 empty] | #N/A | #N/A | n | 0 | [10 empty] | 0 | 0 | 0 | 0 | 0 | 0 | 0 | #N/A | #N/A | n | 0 | 00
[9 empty] | #N/A | #N/A | n | 0 | [10 empty] | 0 | 0 | 0 | 0 | 0 | 0 | 0 | #N/A | #N/A | n | 0 | 00
[9 empty] | #N/A | #N/A | n | 0 | [10 empty] | 0 | 0 | 0 | 0 | 0 | 0 | 0 | #N/A | #N/A | n | 0 | 00
[9 empty] | #N/A | #N/A | n | 0 | [10 empty] | 0 | 0 | 0 | 0 | 0 | 0 | 0 | #N/A | #N/A | n | 0 | 00
[9 empty] | #N/A | #N/A | n | 0 | [10 empty] | 0 | 0 | 0 | 0 | 0 | 0 | 0 | #N/A | #N/A | n | 0 | 00
[9 empty] | #N/A | #N/A | n | 0 | [10 empty] | 0 | 0 | 0 | 0 | 0 | 0 | 0 | #N/A | #N/A | n | 0 | 00
[9 empty] | #N/A | #N/A | n | 0 | [10 empty] | 0 | 0 | 0 | 0 | 0 | 0 | 0 | #N/A | #N/A | n | 0 | 00
[9 empty] | #N/A | #N/A | n | 0 | [10 empty] | 0 | 0 | 0 | 0 | 0 | 0 | 0 | #N/A | #N/A | n | 0 | 00
[9 empty] | #N/A | #N/A | n | 0 | [10 empty] | 0 | 0 | 0 | 0 | 0 | 0 | 0 | #N/A | #N/A | n | 0 | 00
[9 empty] | #N/A | #N/A | n | 0 | [10 empty] | 0 | 0 | 0 | 0 | 0 | 0 | 0 | #N/A | #N/A | n | 0 | 00
[9 empty] | #N/A | #N/A | n | 0 | [10 empty] | 0 | 0 | 0 | 0 | 0 | 0 | 0 | #N/A | #N/A | n | 0 | 00
[9 empty] | #N/A | #N/A | n | 0 | [10 empty] | 0 | 0 | 0 | 0 | 0 | 0 | 0 | #N/A | #N/A | n | 0 | 00
[9 empty] | #N/A | #N/A | n | 0 | [10 empty] | 0 | 0 | 0 | 0 | 0 | 0 | 0 | #N/A | #N/A | n | 0 | 00
[9 empty] | #N/A | #N/A | n | 0 | [10 empty] | 0 | 0 | 0 | 0 | 0 | 0 | 0 | #N/A | #N/A | n | 0 | 00
[9 empty] | #N/A | #N/A | n | 0 | [10 empty] | 0 | 0 | 0 | 0 | 0 | 0 | 0 | #N/A | #N/A | n | 0 | 00
[9 empty] | #N/A | #N/A | n | 0 | [10 empty] | 0 | 0 | 0 | 0 | 0 | 0 | 0 | #N/A | #N/A | n | 0 | 00
[9 empty] | #N/A | #N/A | n | 0 | [10 empty] | 0 | 0 | 0 | 0 | 0 | 0 | 0 | #N/A | #N/A | n | 0 | 00
[9 empty] | #N/A | #N/A | n | 0 | [10 empty] | 0 | 0 | 0 | 0 | 0 | 0 | 0 | #N/A | #N/A | n | 0 | 00
[9 empty] | #N/A | #N/A | n | 0 | [10 empty] | 0 | 0 | 0 | 0 | 0 | 0 | 0 | #N/A | #N/A | n | 0 | 00
[9 empty] | #N/A | #N/A | n | 0 | [10 empty] | 0 | 0 | 0 | 0 | 0 | 0 | 0 | #N/A | #N/A | n | 0 | 00
[9 empty] | #N/A | #N/A | n | 0 | [10 empty] | 0 | 0 | 0 | 0 | 0 | 0 | 0 | #N/A | #N/A | n | 0 | 00
[9 empty] | #N/A | #N/A | n | 0 | [10 empty] | 0 | 0 | 0 | 0 | 0 | 0 | 0 | #N/A | #N/A | n | 0 | 00
[9 empty] | #N/A | #N/A | n | 0 | [10 empty] | 0 | 0 | 0 | 0 | 0 | 0 | 0 | #N/A | #N/A | n | 0 | 00
[9 empty] | #N/A | #N/A | n | 0 | [10 empty] | 0 | 0 | 0 | 0 | 0 | 0 | 0 | #N/A | #N/A | n | 0 | 00
[9 empty] | #N/A | #N/A | n | 0 | [10 empty] | 0 | 0 | 0 | 0 | 0 | 0 | 0 | #N/A | #N/A | n | 0 | 00
[9 empty] | #N/A | #N/A | n | 0 | [10 empty] | 0 | 0 | 0 | 0 | 0 | 0 | 0 | #N/A | #N/A | n | 0 | 00
[9 empty] | #N/A | #N/A | n | 0 | [10 empty] | 0 | 0 | 0 | 0 | 0 | 0 | 0 | #N/A | #N/A | n | 0 | 00
[9 empty] | #N/A | #N/A | n | 0 | [10 empty] | 0 | 0 | 0 | 0 | 0 | 0 | 0 | #N/A | #N/A | n | 0 | 00
[9 empty] | #N/A | #N/A | n | 0 | [10 empty] | 0 | 0 | 0 | 0 | 0 | 0 | 0 | #N/A | #N/A | n | 0 | 00
[9 empty] | #N/A | #N/A | n | 0 | [10 empty] | 0 | 0 | 0 | 0 | 0 | 0 | 0 | #N/A | #N/A | n | 0 | 00
[9 empty] | #N/A | #N/A | n | 0 | [10 empty] | 0 | 0 | 0 | 0 | 0 | 0 | 0 | #N/A | #N/A | n | 0 | 00
[9 empty] | #N/A | #N/A | n | 0 | [10 empty] | 0 | 0 | 0 | 0 | 0 | 0 | 0 | #N/A | #N/A | n | 0 | 00
[9 empty] | #N/A | #N/A | n | 0 | [10 empty] | 0 | 0 | 0 | 0 | 0 | 0 | 0 | #N/A | #N/A | n | 0 | 00
[9 empty] | #N/A | #N/A | n | 0 | [10 empty] | 0 | 0 | 0 | 0 | 0 | 0 | 0 | #N/A | #N/A | n | 0 | 00
[9 empty] | #N/A | #N/A | n | 0 | [10 empty] | 0 | 0 | 0 | 0 | 0 | 0 | 0 | #N/A | #N/A | n | 0 | 00
[9 empty] | #N/A | #N/A | n | 0 | [10 empty] | 0 | 0 | 0 | 0 | 0 | 0 | 0 | #N/A | #N/A | n | 0 | 00
[9 empty] | #N/A | #N/A | n | 0 | [10 empty] | 0 | 0 | 0 | 0 | 0 | 0 | 0 | #N/A | #N/A | n | 0 | 00
[9 empty] | #N/A | #N/A | n | 0 | [10 empty] | 0 | 0 | 0 | 0 | 0 | 0 | 0 | #N/A | #N/A | n | 0 | 00
[9 empty] | #N/A | #N/A | n | 0 | [10 empty] | 0 | 0 | 0 | 0 | 0 | 0 | 0 | #N/A | #N/A | n | 0 | 00
[9 empty] | #N/A | #N/A | n | 0 | [10 empty] | 0 | 0 | 0 | 0 | 0 | 0 | 0 | #N/A | #N/A | n | 0 | 00
[9 empty] | #N/A | #N/A | n | 0 | [10 empty] | 0 | 0 | 0 | 0 | 0 | 0 | 0 | #N/A | #N/A | n | 0 | 00
[9 empty] | #N/A | #N/A | n | 0 | [10 empty] | 0 | 0 | 0 | 0 | 0 | 0 | 0 | #N/A | #N/A | n | 0 | 00
[9 empty] | #N/A | #N/A | n | 0 | [10 empty] | 0 | 0 | 0 | 0 | 0 | 0 | 0 | #N/A | #N/A | n | 0 | 00
[9 empty] | #N/A | #N/A | n | 0 | [10 empty] | 0 | 0 | 0 | 0 | 0 | 0 | 0 | #N/A | #N/A | n | 0 | 00
[9 empty] | #N/A | #N/A | n | 0 | [10 empty] | 0 | 0 | 0 | 0 | 0 | 0 | 0 | #N/A | #N/A | n | 0 | 00
[9 empty] | #N/A | #N/A | n | 0 | [10 empty] | 0 | 0 | 0 | 0 | 0 | 0 | 0 | #N/A | #N/A | n | 0 | 00
[9 empty] | #N/A | #N/A | n | 0 | [10 empty] | 0 | 0 | 0 | 0 | 0 | 0 | 0 | #N/A | #N/A | n | 0 | 00
[9 empty] | #N/A | #N/A | n | 0 | [10 empty] | 0 | 0 | 0 | 0 | 0 | 0 | 0 | #N/A | #N/A | n | 0 | 00
[9 empty] | #N/A | #N/A | n | 0 | [10 empty] | 0 | 0 | 0 | 0 | 0 | 0 | 0 | #N/A | #N/A | n | 0 | 00
[9 empty] | #N/A | #N/A | n | 0 | [10 empty] | 0 | 0 | 0 | 0 | 0 | 0 | 0 | #N/A | #N/A | n | 0 | 00
[9 empty] | #N/A | #N/A | n | 0 | [10 empty] | 0 | 0 | 0 | 0 | 0 | 0 | 0 | #N/A | #N/A | n | 0 | 00
[9 empty] | #N/A | #N/A | n | 0 | [10 empty] | 0 | 0 | 0 | 0 | 0 | 0 | 0 | #N/A | #N/A | n | 0 | 00
[9 empty] | #N/A | #N/A | n | 0 | [10 empty] | 0 | 0 | 0 | 0 | 0 | 0 | 0 | #N/A | #N/A | n | 0 | 00
[9 empty] | #N/A | #N/A | n | 0 | [10 empty] | 0 | 0 | 0 | 0 | 0 | 0 | 0 | #N/A | #N/A | n | 0 | 00
[9 empty] | #N/A | #N/A | n | 0 | [10 empty] | 0 | 0 | 0 | 0 | 0 | 0 | 0 | #N/A | #N/A | n | 0 | 00
[9 empty] | #N/A | #N/A | n | 0 | [10 empty] | 0 | 0 | 0 | 0 | 0 | 0 | 0 | #N/A | #N/A | n | 0 | 00
[9 empty] | #N/A | #N/A | n | 0 | [10 empty] | 0 | 0 | 0 | 0 | 0 | 0 | 0 | #N/A | #N/A | n | 0 | 00
[9 empty] | #N/A | #N/A | n | 0 | [10 empty] | 0 | 0 | 0 | 0 | 0 | 0 | 0 | #N/A | #N/A | n | 0 | 00
[9 empty] | #N/A | #N/A | n | 0 | [10 empty] | 0 | 0 | 0 | 0 | 0 | 0 | 0 | #N/A | #N/A | n | 0 | 00
[9 empty] | #N/A | #N/A | n | 0 | [10 empty] | 0 | 0 | 0 | 0 | 0 | 0 | 0 | #N/A | #N/A | n | 0 | 00
[9 empty] | #N/A | #N/A | n | 0 | [10 empty] | 0 | 0 | 0 | 0 | 0 | 0 | 0 | #N/A | #N/A | n | 0 | 00
[9 empty] | #N/A | #N/A | n | 0 | [10 empty] | 0 | 0 | 0 | 0 | 0 | 0 | 0 | #N/A | #N/A | n | 0 | 00
[9 empty] | #N/A | #N/A | n | 0 | [10 empty] | 0 | 0 | 0 | 0 | 0 | 0 | 0 | #N/A | #N/A | n | 0 | 00
[9 empty] | #N/A | #N/A | n | 0 | [10 empty] | 0 | 0 | 0 | 0 | 0 | 0 | 0 | #N/A | #N/A | n | 0 | 00
[9 empty] | #N/A | #N/A | n | 0 | [10 empty] | 0 | 0 | 0 | 0 | 0 | 0 | 0 | #N/A | #N/A | n | 0 | 00
[9 empty] | #N/A | #N/A | n | 0 | [10 empty] | 0 | 0 | 0 | 0 | 0 | 0 | 0 | #N/A | #N/A | n | 0 | 00
[9 empty] | #N/A | #N/A | n | 0 | [10 empty] | 0 | 0 | 0 | 0 | 0 | 0 | 0 | #N/A | #N/A | n | 0 | 00
[9 empty] | #N/A | #N/A | n | 0 | [10 empty] | 0 | 0 | 0 | 0 | 0 | 0 | 0 | #N/A | #N/A | n | 0 | 00
[9 empty] | #N/A | #N/A | n | 0 | [10 empty] | 0 | 0 | 0 | 0 | 0 | 0 | 0 | #N/A | #N/A | n | 0 | 00
[9 empty] | #N/A | #N/A | n | 0 | [10 empty] | 0 | 0 | 0 | 0 | 0 | 0 | 0 | #N/A | #N/A | n | 0 | 00
[9 empty] | #N/A | #N/A | n | 0 | [10 empty] | 0 | 0 | 0 | 0 | 0 | 0 | 0 | #N/A | #N/A | n | 0 | 00
[9 empty] | #N/A | #N/A | n | 0 | [10 empty] | 0 | 0 | 0 | 0 | 0 | 0 | 0 | #N/A | #N/A | n | 0 | 00
[9 empty] | #N/A | #N/A | n | 0 | [10 empty] | 0 | 0 | 0 | 0 | 0 | 0 | 0 | #N/A | #N/A | n | 0 | 00
[9 empty] | #N/A | #N/A | n | 0 | [10 empty] | 0 | 0 | 0 | 0 | 0 | 0 | 0 | #N/A | #N/A | n | 0 | 00
[9 empty] | #N/A | #N/A | n | 0 | [10 empty] | 0 | 0 | 0 | 0 | 0 | 0 | 0 | #N/A | #N/A | n | 0 | 00
[9 empty] | #N/A | #N/A | n | 0 | [10 empty] | 0 | 0 | 0 | 0 | 0 | 0 | 0 | #N/A | #N/A | n | 0 | 00
[9 empty] | #N/A | #N/A | n | 0 | [10 empty] | 0 | 0 | 0 | 0 | 0 | 0 | 0 | #N/A | #N/A | n | 0 | 00
[9 empty] | #N/A | #N/A | n | 0 | [10 empty] | 0 | 0 | 0 | 0 | 0 | 0 | 0 | #N/A | #N/A | n | 0 | 00
[9 empty] | #N/A | #N/A | n | 0 | [10 empty] | 0 | 0 | 0 | 0 | 0 | 0 | 0 | #N/A | #N/A | n | 0 | 00
[9 empty] | #N/A | #N/A | n | 0 | [10 empty] | 0 | 0 | 0 | 0 | 0 | 0 | 0 | #N/A | #N/A | n | 0 | 00
[9 empty] | #N/A | #N/A | n | 0 | [10 empty] | 0 | 0 | 0 | 0 | 0 | 0 | 0 | #N/A | #N/A | n | 0 | 00
[9 empty] | #N/A | #N/A | n | 0 | [10 empty] | 0 | 0 | 0 | 0 | 0 | 0 | 0 | #N/A | #N/A | n | 0 | 00
[9 empty] | #N/A | #N/A | n | 0 | [10 empty] | 0 | 0 | 0 | 0 | 0 | 0 | 0 | #N/A | #N/A | n | 0 | 00
[9 empty] | #N/A | #N/A | n | 0 | [10 empty] | 0 | 0 | 0 | 0 | 0 | 0 | 0 | #N/A | #N/A | n | 0 | 00
[9 empty] | #N/A | #N/A | n | 0 | [10 empty] | 0 | 0 | 0 | 0 | 0 | 0 | 0 | #N/A | #N/A | n | 0 | 00
[9 empty] | #N/A | #N/A | n | 0 | [10 empty] | 0 | 0 | 0 | 0 | 0 | 0 | 0 | #N/A | #N/A | n | 0 | 00
[9 empty] | #N/A | #N/A | n | 0 | [10 empty] | 0 | 0 | 0 | 0 | 0 | 0 | 0 | #N/A | #N/A | n | 0 | 00
[9 empty] | #N/A | #N/A | n | 0 | [10 empty] | 0 | 0 | 0 | 0 | 0 | 0 | 0 | #N/A | #N/A | n | 0 | 00
[9 empty] | #N/A | #N/A | n | 0 | [10 empty] | 0 | 0 | 0 | 0 | 0 | 0 | 0 | #N/A | #N/A | n | 0 | 00
[9 empty] | #N/A | #N/A | n | 0 | [10 empty] | 0 | 0 | 0 | 0 | 0 | 0 | 0 | #N/A | #N/A | n | 0 | 00
[9 empty] | #N/A | #N/A | n | 0 | [10 empty] | 0 | 0 | 0 | 0 | 0 | 0 | 0 | #N/A | #N/A | n | 0 | 00
[9 empty] | #N/A | #N/A | n | 0 | [10 empty] | 0 | 0 | 0 | 0 | 0 | 0 | 0 | #N/A | #N/A | n | 0 | 00
[9 empty] | #N/A | #N/A | n | 0 | [10 empty] | 0 | 0 | 0 | 0 | 0 | 0 | 0 | #N/A | #N/A | n | 0 | 00
[9 empty] | #N/A | #N/A | n | 0 | [10 empty] | 0 | 0 | 0 | 0 | 0 | 0 | 0 | #N/A | #N/A | n | 0 | 00
[9 empty] | #N/A | #N/A | n | 0 | [10 empty] | 0 | 0 | 0 | 0 | 0 | 0 | 0 | #N/A | #N/A | n | 0 | 00
[9 empty] | #N/A | #N/A | n | 0 | [10 empty] | 0 | 0 | 0 | 0 | 0 | 0 | 0 | #N/A | #N/A | n | 0 | 00
[9 empty] | #N/A | #N/A | n | 0 | [10 empty] | 0 | 0 | 0 | 0 | 0 | 0 | 0 | #N/A | #N/A | n | 0 | 00
[9 empty] | #N/A | #N/A | n | 0 | [10 empty] | 0 | 0 | 0 | 0 | 0 | 0 | 0 | #N/A | #N/A | n | 0 | 00
[9 empty] | #N/A | #N/A | n | 0 | [10 empty] | 0 | 0 | 0 | 0 | 0 | 0 | 0 | #N/A | #N/A | n | 0 | 00
[9 empty] | #N/A | #N/A | n | 0 | [10 empty] | 0 | 0 | 0 | 0 | 0 | 0 | 0 | #N/A | #N/A | n | 0 | 00
[9 empty] | #N/A | #N/A | n | 0 | [10 empty] | 0 | 0 | 0 | 0 | 0 | 0 | 0 | #N/A | #N/A | n | 0 | 00
[9 empty] | #N/A | #N/A | n | 0 | [10 empty] | 0 | 0 | 0 | 0 | 0 | 0 | 0 | #N/A | #N/A | n | 0 | 00
[9 empty] | #N/A | #N/A | n | 0 | [10 empty] | 0 | 0 | 0 | 0 | 0 | 0 | 0 | #N/A | #N/A | n | 0 | 00
[9 empty] | #N/A | #N/A | n | 0 | [10 empty] | 0 | 0 | 0 | 0 | 0 | 0 | 0 | #N/A | #N/A | n | 0 | 00
[9 empty] | #N/A | #N/A | n | 0 | [10 empty] | 0 | 0 | 0 | 0 | 0 | 0 | 0 | #N/A | #N/A | n | 0 | 00
[9 empty] | #N/A | #N/A | n | 0 | [10 empty] | 0 | 0 | 0 | 0 | 0 | 0 | 0 | #N/A | #N/A | n | 0 | 00
[9 empty] | #N/A | #N/A | n | 0 | [10 empty] | 0 | 0 | 0 | 0 | 0 | 0 | 0 | #N/A | #N/A | n | 0 | 00
[9 empty] | #N/A | #N/A | n | 0 | [10 empty] | 0 | 0 | 0 | 0 | 0 | 0 | 0 | #N/A | #N/A | n | 0 | 00
[9 empty] | #N/A | #N/A | n | 0 | [10 empty] | 0 | 0 | 0 | 0 | 0 | 0 | 0 | #N/A | #N/A | n | 0 | 00
[9 empty] | #N/A | #N/A | n | 0 | [10 empty] | 0 | 0 | 0 | 0 | 0 | 0 | 0 | #N/A | #N/A | n | 0 | 00
[9 empty] | #N/A | #N/A | n | 0 | [10 empty] | 0 | 0 | 0 | 0 | 0 | 0 | 0 | #N/A | #N/A | n | 0 | 00
[9 empty] | #N/A | #N/A | n | 0 | [10 empty] | 0 | 0 | 0 | 0 | 0 | 0 | 0 | #N/A | #N/A | n | 0 | 00
[9 empty] | #N/A | #N/A | n | 0 | [10 empty] | 0 | 0 | 0 | 0 | 0 | 0 | 0 | #N/A | #N/A | n | 0 | 00
[9 empty] | #N/A | #N/A | n | 0 | [10 empty] | 0 | 0 | 0 | 0 | 0 | 0 | 0 | #N/A | #N/A | n | 0 | 00
[9 empty] | #N/A | #N/A | n | 0 | [10 empty] | 0 | 0 | 0 | 0 | 0 | 0 | 0 | #N/A | #N/A | n | 0 | 00
[9 empty] | #N/A | #N/A | n | 0 | [10 empty] | 0 | 0 | 0 | 0 | 0 | 0 | 0 | #N/A | #N/A | n | 0 | 00
[9 empty] | #N/A | #N/A | n | 0 | [10 empty] | 0 | 0 | 0 | 0 | 0 | 0 | 0 | #N/A | #N/A | n | 0 | 00
[9 empty] | #N/A | #N/A | n | 0 | [10 empty] | 0 | 0 | 0 | 0 | 0 | 0 | 0 | #N/A | #N/A | n | 0 | 00
[9 empty] | #N/A | #N/A | n | 0 | [10 empty] | 0 | 0 | 0 | 0 | 0 | 0 | 0 | #N/A | #N/A | n | 0 | 00
[9 empty] | #N/A | #N/A | n | 0 | [10 empty] | 0 | 0 | 0 | 0 | 0 | 0 | 0 | #N/A | #N/A | n | 0 | 00
[9 empty] | #N/A | #N/A | n | 0 | [10 empty] | 0 | 0 | 0 | 0 | 0 | 0 | 0 | #N/A | #N/A | n | 0 | 00
[9 empty] | #N/A | #N/A | n | 0 | [10 empty] | 0 | 0 | 0 | 0 | 0 | 0 | 0 | #N/A | #N/A | n | 0 | 00
[9 empty] | #N/A | #N/A | n | 0 | [10 empty] | 0 | 0 | 0 | 0 | 0 | 0 | 0 | #N/A | #N/A | n | 0 | 00
[9 empty] | #N/A | #N/A | n | 0 | [10 empty] | 0 | 0 | 0 | 0 | 0 | 0 | 0 | #N/A | #N/A | n | 0 | 00
[9 empty] | #N/A | #N/A | n | 0 | [10 empty] | 0 | 0 | 0 | 0 | 0 | 0 | 0 | #N/A | #N/A | n | 0 | 00
[9 empty] | #N/A | #N/A | n | 0 | [10 empty] | 0 | 0 | 0 | 0 | 0 | 0 | 0 | #N/A | #N/A | n | 0 | 00
[9 empty] | #N/A | #N/A | n | 0 | [10 empty] | 0 | 0 | 0 | 0 | 0 | 0 | 0 | #N/A | #N/A | n | 0 | 00
[9 empty] | #N/A | #N/A | n | 0 | [10 empty] | 0 | 0 | 0 | 0 | 0 | 0 | 0 | #N/A | #N/A | n | 0 | 00
[9 empty] | #N/A | #N/A | n | 0 | [10 empty] | 0 | 0 | 0 | 0 | 0 | 0 | 0 | #N/A | #N/A | n | 0 | 00
[9 empty] | #N/A | #N/A | n | 0 | [10 empty] | 0 | 0 | 0 | 0 | 0 | 0 | 0 | #N/A | #N/A | n | 0 | 00
[9 empty] | #N/A | #N/A | n | 0 | [10 empty] | 0 | 0 | 0 | 0 | 0 | 0 | 0 | #N/A | #N/A | n | 0 | 00
[9 empty] | #N/A | #N/A | n | 0 | [10 empty] | 0 | 0 | 0 | 0 | 0 | 0 | 0 | #N/A | #N/A | n | 0 | 00
[9 empty] | #N/A | #N/A | n | 0 | [10 empty] | 0 | 0 | 0 | 0 | 0 | 0 | 0 | #N/A | #N/A | n | 0 | 00
[9 empty] | #N/A | #N/A | n | 0 | [10 empty] | 0 | 0 | 0 | 0 | 0 | 0 | 0 | #N/A | #N/A | n | 0 | 00
[9 empty] | #N/A | #N/A | n | 0 | [10 empty] | 0 | 0 | 0 | 0 | 0 | 0 | 0 | #N/A | #N/A | n | 0 | 00
[9 empty] | #N/A | #N/A | n | 0 | [10 empty] | 0 | 0 | 0 | 0 | 0 | 0 | 0 | #N/A | #N/A | n | 0 | 00
[9 empty] | #N/A | #N/A | n | 0 | [10 empty] | 0 | 0 | 0 | 0 | 0 | 0 | 0 | #N/A | #N/A | n | 0 | 00
[9 empty] | #N/A | #N/A | n | 0 | [10 empty] | 0 | 0 | 0 | 0 | 0 | 0 | 0 | #N/A | #N/A | n | 0 | 00
[9 empty] | #N/A | #N/A | n | 0 | [10 empty] | 0 | 0 | 0 | 0 | 0 | 0 | 0 | #N/A | #N/A | n | 0 | 00
[9 empty] | #N/A | #N/A | n | 0 | [10 empty] | 0 | 0 | 0 | 0 | 0 | 0 | 0 | #N/A | #N/A | n | 0 | 00
[9 empty] | #N/A | #N/A | n | 0 | [10 empty] | 0 | 0 | 0 | 0 | 0 | 0 | 0 | #N/A | #N/A | n | 0 | 00
[9 empty] | #N/A | #N/A | n | 0 | [10 empty] | 0 | 0 | 0 | 0 | 0 | 0 | 0 | #N/A | #N/A | n | 0 | 00
[9 empty] | #N/A | #N/A | n | 0 | [10 empty] | 0 | 0 | 0 | 0 | 0 | 0 | 0 | #N/A | #N/A | n | 0 | 00
[9 empty] | #N/A | #N/A | n | 0 | [10 empty] | 0 | 0 | 0 | 0 | 0 | 0 | 0 | #N/A | #N/A | n | 0 | 00
[9 empty] | #N/A | #N/A | n | 0 | [10 empty] | 0 | 0 | 0 | 0 | 0 | 0 | 0 | #N/A | #N/A | n | 0 | 00
[9 empty] | #N/A | #N/A | n | 0 | [10 empty] | 0 | 0 | 0 | 0 | 0 | 0 | 0 | #N/A | #N/A | n | 0 | 00
[9 empty] | #N/A | #N/A | n | 0 | [10 empty] | 0 | 0 | 0 | 0 | 0 | 0 | 0 | #N/A | #N/A | n | 0 | 00
[9 empty] | #N/A | #N/A | n | 0 | [10 empty] | 0 | 0 | 0 | 0 | 0 | 0 | 0 | #N/A | #N/A | n | 0 | 00
[9 empty] | #N/A | #N/A | n | 0 | [10 empty] | 0 | 0 | 0 | 0 | 0 | 0 | 0 | #N/A | #N/A | n | 0 | 00
[9 empty] | #N/A | #N/A | n | 0 | [10 empty] | 0 | 0 | 0 | 0 | 0 | 0 | 0 | #N/A | #N/A | n | 0 | 00
[9 empty] | #N/A | #N/A | n | 0 | [10 empty] | 0 | 0 | 0 | 0 | 0 | 0 | 0 | #N/A | #N/A | n | 0 | 00
[9 empty] | #N/A | #N/A | n | 0 | [10 empty] | 0 | 0 | 0 | 0 | 0 | 0 | 0 | #N/A | #N/A | n | 0 | 00
[9 empty] | #N/A | #N/A | n | 0 | [10 empty] | 0 | 0 | 0 | 0 | 0 | 0 | 0 | #N/A | #N/A | n | 0 | 00
[9 empty] | #N/A | #N/A | n | 0 | [10 empty] | 0 | 0 | 0 | 0 | 0 | 0 | 0 | #N/A | #N/A | n | 0 | 00
[9 empty] | #N/A | #N/A | n | 0 | [10 empty] | 0 | 0 | 0 | 0 | 0 | 0 | 0 | #N/A | #N/A | n | 0 | 00
[9 empty] | #N/A | #N/A | n | 0 | [10 empty] | 0 | 0 | 0 | 0 | 0 | 0 | 0 | #N/A | #N/A | n | 0 | 00
[9 empty] | #N/A | #N/A | n | 0 | [10 empty] | 0 | 0 | 0 | 0 | 0 | 0 | 0 | #N/A | #N/A | n | 0 | 00
[9 empty] | #N/A | #N/A | n | 0 | [10 empty] | 0 | 0 | 0 | 0 | 0 | 0 | 0 | #N/A | #N/A | n | 0 | 00
[9 empty] | #N/A | #N/A | n | 0 | [10 empty] | 0 | 0 | 0 | 0 | 0 | 0 | 0 | #N/A | #N/A | n | 0 | 00
[9 empty] | #N/A | #N/A | n | 0 | [10 empty] | 0 | 0 | 0 | 0 | 0 | 0 | 0 | #N/A | #N/A | n | 0 | 00
[9 empty] | #N/A | #N/A | n | 0 | [10 empty] | 0 | 0 | 0 | 0 | 0 | 0 | 0 | #N/A | #N/A | n | 0 | 00
[9 empty] | #N/A | #N/A | n | 0 | [10 empty] | 0 | 0 | 0 | 0 | 0 | 0 | 0 | #N/A | #N/A | n | 0 | 00
[9 empty] | #N/A | #N/A | n | 0 | [10 empty] | 0 | 0 | 0 | 0 | 0 | 0 | 0 | #N/A | #N/A | n | 0 | 00
[9 empty] | #N/A | #N/A | n | 0 | [10 empty] | 0 | 0 | 0 | 0 | 0 | 0 | 0 | #N/A | #N/A | n | 0 | 00
[9 empty] | #N/A | #N/A | n | 0 | [10 empty] | 0 | 0 | 0 | 0 | 0 | 0 | 0 | #N/A | #N/A | n | 0 | 00
[9 empty] | #N/A | #N/A | n | 0 | [10 empty] | 0 | 0 | 0 | 0 | 0 | 0 | 0 | #N/A | #N/A | n | 0 | 00
[9 empty] | #N/A | #N/A | n | 0 | [10 empty] | 0 | 0 | 0 | 0 | 0 | 0 | 0 | #N/A | #N/A | n | 0 | 00
[9 empty] | #N/A | #N/A | n | 0 | [10 empty] | 0 | 0 | 0 | 0 | 0 | 0 | 0 | #N/A | #N/A | n | 0 | 00
[9 empty] | #N/A | #N/A | n | 0 | [10 empty] | 0 | 0 | 0 | 0 | 0 | 0 | 0 | #N/A | #N/A | n | 0 | 00
[9 empty] | #N/A | #N/A | n | 0 | [10 empty] | 0 | 0 | 0 | 0 | 0 | 0 | 0 | #N/A | #N/A | n | 0 | 00
[9 empty] | #N/A | #N/A | n | 0 | [10 empty] | 0 | 0 | 0 | 0 | 0 | 0 | 0 | #N/A | #N/A | n | 0 | 00
[9 empty] | #N/A | #N/A | n | 0 | [10 empty] | 0 | 0 | 0 | 0 | 0 | 0 | 0 | #N/A | #N/A | n | 0 | 00
[9 empty] | #N/A | #N/A | n | 0 | [10 empty] | 0 | 0 | 0 | 0 | 0 | 0 | 0 | #N/A | #N/A | n | 0 | 00
[9 empty] | #N/A | #N/A | n | 0 | [10 empty] | 0 | 0 | 0 | 0 | 0 | 0 | 0 | #N/A | #N/A | n | 0 | 00
[9 empty] | #N/A | #N/A | n | 0 | [10 empty] | 0 | 0 | 0 | 0 | 0 | 0 | 0 | #N/A | #N/A | n | 0 | 00
[9 empty] | #N/A | #N/A | n | 0 | [10 empty] | 0 | 0 | 0 | 0 | 0 | 0 | 0 | #N/A | #N/A | n | 0 | 00
[9 empty] | #N/A | #N/A | n | 0 | [10 empty] | 0 | 0 | 0 | 0 | 0 | 0 | 0 | #N/A | #N/A | n | 0 | 00
[9 empty] | #N/A | #N/A | n | 0 | [10 empty] | 0 | 0 | 0 | 0 | 0 | 0 | 0 | #N/A | #N/A | n | 0 | 00
[9 empty] | #N/A | #N/A | n | 0 | [10 empty] | 0 | 0 | 0 | 0 | 0 | 0 | 0 | #N/A | #N/A | n | 0 | 00
[9 empty] | #N/A | #N/A | n | 0 | [10 empty] | 0 | 0 | 0 | 0 | 0 | 0 | 0 | #N/A | #N/A | n | 0 | 00
[9 empty] | #N/A | #N/A | n | 0 | [10 empty] | 0 | 0 | 0 | 0 | 0 | 0 | 0 | #N/A | #N/A | n | 0 | 00
[9 empty] | #N/A | #N/A | n | 0 | [10 empty] | 0 | 0 | 0 | 0 | 0 | 0 | 0 | #N/A | #N/A | n | 0 | 00
[9 empty] | #N/A | #N/A | n | 0 | [10 empty] | 0 | 0 | 0 | 0 | 0 | 0 | 0 | #N/A | #N/A | n | 0 | 00
[9 empty] | #N/A | #N/A | n | 0 | [10 empty] | 0 | 0 | 0 | 0 | 0 | 0 | 0 | #N/A | #N/A | n | 0 | 00
[9 empty] | #N/A | #N/A | n | 0 | [10 empty] | 0 | 0 | 0 | 0 | 0 | 0 | 0 | #N/A | #N/A | n | 0 | 00
[9 empty] | #N/A | #N/A | n | 0 | [10 empty] | 0 | 0 | 0 | 0 | 0 | 0 | 0 | #N/A | #N/A | n | 0 | 00
[9 empty] | #N/A | #N/A | n | 0 | [10 empty] | 0 | 0 | 0 | 0 | 0 | 0 | 0 | #N/A | #N/A | n | 0 | 00
[9 empty] | #N/A | #N/A | n | 0 | [10 empty] | 0 | 0 | 0 | 0 | 0 | 0 | 0 | #N/A | #N/A | n | 0 | 00
[9 empty] | #N/A | #N/A | n | 0 | [10 empty] | 0 | 0 | 0 | 0 | 0 | 0 | 0 | #N/A | #N/A | n | 0 | 00
[9 empty] | #N/A | #N/A | n | 0 | [10 empty] | 0 | 0 | 0 | 0 | 0 | 0 | 0 | #N/A | #N/A | n | 0 | 00
[9 empty] | #N/A | #N/A | n | 0 | [10 empty] | 0 | 0 | 0 | 0 | 0 | 0 | 0 | #N/A | #N/A | n | 0 | 00
[9 empty] | #N/A | #N/A | n | 0 | [10 empty] | 0 | 0 | 0 | 0 | 0 | 0 | 0 | #N/A | #N/A | n | 0 | 00
[9 empty] | #N/A | #N/A | n | 0 | [10 empty] | 0 | 0 | 0 | 0 | 0 | 0 | 0 | #N/A | #N/A | n | 0 | 00
[9 empty] | #N/A | #N/A | n | 0 | [10 empty] | 0 | 0 | 0 | 0 | 0 | 0 | 0 | #N/A | #N/A | n | 0 | 00
[9 empty] | #N/A | #N/A | n | 0 | [10 empty] | 0 | 0 | 0 | 0 | 0 | 0 | 0 | #N/A | #N/A | n | 0 | 00
[9 empty] | #N/A | #N/A | n | 0 | [10 empty] | 0 | 0 | 0 | 0 | 0 | 0 | 0 | #N/A | #N/A | n | 0 | 00
[9 empty] | #N/A | #N/A | n | 0 | [10 empty] | 0 | 0 | 0 | 0 | 0 | 0 | 0 | #N/A | #N/A | n | 0 | 00
[9 empty] | #N/A | #N/A | n | 0 | [10 empty] | 0 | 0 | 0 | 0 | 0 | 0 | 0 | #N/A | #N/A | n | 0 | 00
[9 empty] | #N/A | #N/A | n | 0 | [10 empty] | 0 | 0 | 0 | 0 | 0 | 0 | 0 | #N/A | #N/A | n | 0 | 00
[9 empty] | #N/A | #N/A | n | 0 | [10 empty] | 0 | 0 | 0 | 0 | 0 | 0 | 0 | #N/A | #N/A | n | 0 | 00
[9 empty] | #N/A | #N/A | n | 0 | [10 empty] | 0 | 0 | 0 | 0 | 0 | 0 | 0 | #N/A | #N/A | n | 0 | 00
[9 empty] | #N/A | #N/A | n | 0 | [10 empty] | 0 | 0 | 0 | 0 | 0 | 0 | 0 | #N/A | #N/A | n | 0 | 00
[9 empty] | #N/A | #N/A | n | 0 | [10 empty] | 0 | 0 | 0 | 0 | 0 | 0 | 0 | #N/A | #N/A | n | 0 | 00
[9 empty] | #N/A | #N/A | n | 0 | [10 empty] | 0 | 0 | 0 | 0 | 0 | 0 | 0 | #N/A | #N/A | n | 0 | 00
[9 empty] | #N/A | #N/A | n | 0 | [10 empty] | 0 | 0 | 0 | 0 | 0 | 0 | 0 | #N/A | #N/A | n | 0 | 00
[9 empty] | #N/A | #N/A | n | 0 | [10 empty] | 0 | 0 | 0 | 0 | 0 | 0 | 0 | #N/A | #N/A | n | 0 | 00
[9 empty] | #N/A | #N/A | n | 0 | [10 empty] | 0 | 0 | 0 | 0 | 0 | 0 | 0 | #N/A | #N/A | n | 0 | 00
[9 empty] | #N/A | #N/A | n | 0 | [10 empty] | 0 | 0 | 0 | 0 | 0 | 0 | 0 | #N/A | #N/A | n | 0 | 00
[9 empty] | #N/A | #N/A | n | 0 | [10 empty] | 0 | 0 | 0 | 0 | 0 | 0 | 0 | #N/A | #N/A | n | 0 | 00
[9 empty] | #N/A | #N/A | n | 0 | [10 empty] | 0 | 0 | 0 | 0 | 0 | 0 | 0 | #N/A | #N/A | n | 0 | 00
[9 empty] | #N/A | #N/A | n | 0 | [10 empty] | 0 | 0 | 0 | 0 | 0 | 0 | 0 | #N/A | #N/A | n | 0 | 00
[9 empty] | #N/A | #N/A | n | 0 | [10 empty] | 0 | 0 | 0 | 0 | 0 | 0 | 0 | #N/A | #N/A | n | 0 | 00
[9 empty] | #N/A | #N/A | n | 0 | [10 empty] | 0 | 0 | 0 | 0 | 0 | 0 | 0 | #N/A | #N/A | n | 0 | 00
[9 empty] | #N/A | #N/A | n | 0 | [10 empty] | 0 | 0 | 0 | 0 | 0 | 0 | 0 | #N/A | #N/A | n | 0 | 00
[9 empty] | #N/A | #N/A | n | 0 | [10 empty] | 0 | 0 | 0 | 0 | 0 | 0 | 0 | #N/A | #N/A | n | 0 | 00
[9 empty] | #N/A | #N/A | n | 0 | [10 empty] | 0 | 0 | 0 | 0 | 0 | 0 | 0 | #N/A | #N/A | n | 0 | 00
[9 empty] | #N/A | #N/A | n | 0 | [10 empty] | 0 | 0 | 0 | 0 | 0 | 0 | 0 | #N/A | #N/A | n | 0 | 00
[9 empty] | #N/A | #N/A | n | 0 | [10 empty] | 0 | 0 | 0 | 0 | 0 | 0 | 0 | #N/A | #N/A | n | 0 | 00
[9 empty] | #N/A | #N/A | n | 0 | [10 empty] | 0 | 0 | 0 | 0 | 0 | 0 | 0 | #N/A | #N/A | n | 0 | 00
[9 empty] | #N/A | #N/A | n | 0 | [10 empty] | 0 | 0 | 0 | 0 | 0 | 0 | 0 | #N/A | #N/A | n | 0 | 00
[9 empty] | #N/A | #N/A | n | 0 | [10 empty] | 0 | 0 | 0 | 0 | 0 | 0 | 0 | #N/A | #N/A | n | 0 | 00
[9 empty] | #N/A | #N/A | n | 0 | [10 empty] | 0 | 0 | 0 | 0 | 0 | 0 | 0 | #N/A | #N/A | n | 0 | 00
[9 empty] | #N/A | #N/A | n | 0 | [10 empty] | 0 | 0 | 0 | 0 | 0 | 0 | 0 | #N/A | #N/A | n | 0 | 00
[9 empty] | #N/A | #N/A | n | 0 | [10 empty] | 0 | 0 | 0 | 0 | 0 | 0 | 0 | #N/A | #N/A | n | 0 | 00
[9 empty] | #N/A | #N/A | n | 0 | [10 empty] | 0 | 0 | 0 | 0 | 0 | 0 | 0 | #N/A | #N/A | n | 0 | 00
[9 empty] | #N/A | #N/A | n | 0 | [10 empty] | 0 | 0 | 0 | 0 | 0 | 0 | 0 | #N/A | #N/A | n | 0 | 00
[9 empty] | #N/A | #N/A | n | 0 | [10 empty] | 0 | 0 | 0 | 0 | 0 | 0 | 0 | #N/A | #N/A | n | 0 | 00
[9 empty] | #N/A | #N/A | n | 0 | [10 empty] | 0 | 0 | 0 | 0 | 0 | 0 | 0 | #N/A | #N/A | n | 0 | 00
[9 empty] | #N/A | #N/A | n | 0 | [10 empty] | 0 | 0 | 0 | 0 | 0 | 0 | 0 | #N/A | #N/A | n | 0 | 00
[9 empty] | #N/A | #N/A | n | 0 | [10 empty] | 0 | 0 | 0 | 0 | 0 | 0 | 0 | #N/A | #N/A | n | 0 | 00
[9 empty] | #N/A | #N/A | n | 0 | [10 empty] | 0 | 0 | 0 | 0 | 0 | 0 | 0 | #N/A | #N/A | n | 0 | 00
[9 empty] | #N/A | #N/A | n | 0 | [10 empty] | 0 | 0 | 0 | 0 | 0 | 0 | 0 | #N/A | #N/A | n | 0 | 00
[9 empty] | #N/A | #N/A | n | 0 | [10 empty] | 0 | 0 | 0 | 0 | 0 | 0 | 0 | #N/A | #N/A | n | 0 | 00
[9 empty] | #N/A | #N/A | n | 0 | [10 empty] | 0 | 0 | 0 | 0 | 0 | 0 | 0 | #N/A | #N/A | n | 0 | 00
[9 empty] | #N/A | #N/A | n | 0 | [10 empty] | 0 | 0 | 0 | 0 | 0 | 0 | 0 | #N/A | #N/A | n | 0 | 00
[9 empty] | #N/A | #N/A | n | 0 | [10 empty] | 0 | 0 | 0 | 0 | 0 | 0 | 0 | #N/A | #N/A | n | 0 | 00
[9 empty] | #N/A | #N/A | n | 0 | [10 empty] | 0 | 0 | 0 | 0 | 0 | 0 | 0 | #N/A | #N/A | n | 0 | 00
[9 empty] | #N/A | #N/A | n | 0 | [10 empty] | 0 | 0 | 0 | 0 | 0 | 0 | 0 | #N/A | #N/A | n | 0 | 00
[9 empty] | #N/A | #N/A | n | 0 | [10 empty] | 0 | 0 | 0 | 0 | 0 | 0 | 0 | #N/A | #N/A | n | 0 | 00
[9 empty] | #N/A | #N/A | n | 0 | [10 empty] | 0 | 0 | 0 | 0 | 0 | 0 | 0 | #N/A | #N/A | n | 0 | 00
[9 empty] | #N/A | #N/A | n | 0 | [10 empty] | 0 | 0 | 0 | 0 | 0 | 0 | 0 | #N/A | #N/A | n | 0 | 00
[9 empty] | #N/A | #N/A | n | 0 | [10 empty] | 0 | 0 | 0 | 0 | 0 | 0 | 0 | #N/A | #N/A | n | 0 | 00
[9 empty] | #N/A | #N/A | n | 0 | [10 empty] | 0 | 0 | 0 | 0 | 0 | 0 | 0 | #N/A | #N/A | n | 0 | 00
[9 empty] | #N/A | #N/A | n | 0 | [10 empty] | 0 | 0 | 0 | 0 | 0 | 0 | 0 | #N/A | #N/A | n | 0 | 00
[9 empty] | #N/A | #N/A | n | 0 | [10 empty] | 0 | 0 | 0 | 0 | 0 | 0 | 0 | #N/A | #N/A | n | 0 | 00
[9 empty] | #N/A | #N/A | n | 0 | [10 empty] | 0 | 0 | 0 | 0 | 0 | 0 | 0 | #N/A | #N/A | n | 0 | 00
[9 empty] | #N/A | #N/A | n | 0 | [10 empty] | 0 | 0 | 0 | 0 | 0 | 0 | 0 | #N/A | #N/A | n | 0 | 00
[9 empty] | #N/A | #N/A | n | 0 | [10 empty] | 0 | 0 | 0 | 0 | 0 | 0 | 0 | #N/A | #N/A | n | 0 | 00
[9 empty] | #N/A | #N/A | n | 0 | [10 empty] | 0 | 0 | 0 | 0 | 0 | 0 | 0 | #N/A | #N/A | n | 0 | 00
[9 empty] | #N/A | #N/A | n | 0 | [10 empty] | 0 | 0 | 0 | 0 | 0 | 0 | 0 | #N/A | #N/A | n | 0 | 00
[9 empty] | #N/A | #N/A | n | 0 | [10 empty] | 0 | 0 | 0 | 0 | 0 | 0 | 0 | #N/A | #N/A | n | 0 | 00
[9 empty] | #N/A | #N/A | n | 0 | [10 empty] | 0 | 0 | 0 | 0 | 0 | 0 | 0 | #N/A | #N/A | n | 0 | 00
[9 empty] | #N/A | #N/A | n | 0 | [10 empty] | 0 | 0 | 0 | 0 | 0 | 0 | 0 | #N/A | #N/A | n | 0 | 00
[9 empty] | #N/A | #N/A | n | 0 | [10 empty] | 0 | 0 | 0 | 0 | 0 | 0 | 0 | #N/A | #N/A | n | 0 | 00
[9 empty] | #N/A | #N/A | n | 0 | [10 empty] | 0 | 0 | 0 | 0 | 0 | 0 | 0 | #N/A | #N/A | n | 0 | 00
[9 empty] | #N/A | #N/A | n | 0 | [10 empty] | 0 | 0 | 0 | 0 | 0 | 0 | 0 | #N/A | #N/A | n | 0 | 00
[9 empty] | #N/A | #N/A | n | 0 | [10 empty] | 0 | 0 | 0 | 0 | 0 | 0 | 0 | #N/A | #N/A | n | 0 | 00
[9 empty] | #N/A | #N/A | n | 0 | [10 empty] | 0 | 0 | 0 | 0 | 0 | 0 | 0 | #N/A | #N/A | n | 0 | 00
[9 empty] | #N/A | #N/A | n | 0 | [10 empty] | 0 | 0 | 0 | 0 | 0 | 0 | 0 | #N/A | #N/A | n | 0 | 00
[9 empty] | #N/A | #N/A | n | 0 | [10 empty] | 0 | 0 | 0 | 0 | 0 | 0 | 0 | #N/A | #N/A | n | 0 | 00
[9 empty] | #N/A | #N/A | n | 0 | [10 empty] | 0 | 0 | 0 | 0 | 0 | 0 | 0 | #N/A | #N/A | n | 0 | 00
[9 empty] | #N/A | #N/A | n | 0 | [10 empty] | 0 | 0 | 0 | 0 | 0 | 0 | 0 | #N/A | #N/A | n | 0 | 00
[9 empty] | #N/A | #N/A | n | 0 | [10 empty] | 0 | 0 | 0 | 0 | 0 | 0 | 0 | #N/A | #N/A | n | 0 | 00
[9 empty] | #N/A | #N/A | n | 0 | [10 empty] | 0 | 0 | 0 | 0 | 0 | 0 | 0 | #N/A | #N/A | n | 0 | 00
[9 empty] | #N/A | #N/A | n | 0 | [10 empty] | 0 | 0 | 0 | 0 | 0 | 0 | 0 | #N/A | #N/A | n | 0 | 00
[9 empty] | #N/A | #N/A | n | 0 | [10 empty] | 0 | 0 | 0 | 0 | 0 | 0 | 0 | #N/A | #N/A | n | 0 | 00
[9 empty] | #N/A | #N/A | n | 0 | [10 empty] | 0 | 0 | 0 | 0 | 0 | 0 | 0 | #N/A | #N/A | n | 0 | 00
[9 empty] | #N/A | #N/A | n | 0 | [10 empty] | 0 | 0 | 0 | 0 | 0 | 0 | 0 | #N/A | #N/A | n | 0 | 00
[9 empty] | #N/A | #N/A | n | 0 | [10 empty] | 0 | 0 | 0 | 0 | 0 | 0 | 0 | #N/A | #N/A | n | 0 | 00
[9 empty] | #N/A | #N/A | n | 0 | [10 empty] | 0 | 0 | 0 | 0 | 0 | 0 | 0 | #N/A | #N/A | n | 0 | 00
[9 empty] | #N/A | #N/A | n | 0 | [10 empty] | 0 | 0 | 0 | 0 | 0 | 0 | 0 | #N/A | #N/A | n | 0 | 00
[9 empty] | #N/A | #N/A | n | 0 | [10 empty] | 0 | 0 | 0 | 0 | 0 | 0 | 0 | #N/A | #N/A | n | 0 | 00
[9 empty] | #N/A | #N/A | n | 0 | [10 empty] | 0 | 0 | 0 | 0 | 0 | 0 | 0 | #N/A | #N/A | n | 0 | 00
[9 empty] | #N/A | #N/A | n | 0 | [10 empty] | 0 | 0 | 0 | 0 | 0 | 0 | 0 | #N/A | #N/A | n | 0 | 00
[9 empty] | #N/A | #N/A | n | 0 | [10 empty] | 0 | 0 | 0 | 0 | 0 | 0 | 0 | #N/A | #N/A | n | 0 | 00
[9 empty] | #N/A | #N/A | n | 0 | [10 empty] | 0 | 0 | 0 | 0 | 0 | 0 | 0 | #N/A | #N/A | n | 0 | 00
[9 empty] | #N/A | #N/A | n | 0 | [10 empty] | 0 | 0 | 0 | 0 | 0 | 0 | 0 | #N/A | #N/A | n | 0 | 00
[9 empty] | #N/A | #N/A | n | 0 | [10 empty] | 0 | 0 | 0 | 0 | 0 | 0 | 0 | #N/A | #N/A | n | 0 | 00
[9 empty] | #N/A | #N/A | n | 0 | [10 empty] | 0 | 0 | 0 | 0 | 0 | 0 | 0 | #N/A | #N/A | n | 0 | 00
[9 empty] | #N/A | #N/A | n | 0 | [10 empty] | 0 | 0 | 0 | 0 | 0 | 0 | 0 | #N/A | #N/A | n | 0 | 00
[9 empty] | #N/A | #N/A | n | 0 | [10 empty] | 0 | 0 | 0 | 0 | 0 | 0 | 0 | #N/A | #N/A | n | 0 | 00
[9 empty] | #N/A | #N/A | n | 0 | [10 empty] | 0 | 0 | 0 | 0 | 0 | 0 | 0 | #N/A | #N/A | n | 0 | 00
[9 empty] | #N/A | #N/A | n | 0 | [10 empty] | 0 | 0 | 0 | 0 | 0 | 0 | 0 | #N/A | #N/A | n | 0 | 00
[9 empty] | #N/A | #N/A | n | 0 | [10 empty] | 0 | 0 | 0 | 0 | 0 | 0 | 0 | #N/A | #N/A | n | 0 | 00
[9 empty] | #N/A | #N/A | n | 0 | [10 empty] | 0 | 0 | 0 | 0 | 0 | 0 | 0 | #N/A | #N/A | n | 0 | 00
[9 empty] | #N/A | #N/A | n | 0 | [10 empty] | 0 | 0 | 0 | 0 | 0 | 0 | 0 | #N/A | #N/A | n | 0 | 00
[9 empty] | #N/A | #N/A | n | 0 | [10 empty] | 0 | 0 | 0 | 0 | 0 | 0 | 0 | #N/A | #N/A | n | 0 | 00
[9 empty] | #N/A | #N/A | n | 0 | [10 empty] | 0 | 0 | 0 | 0 | 0 | 0 | 0 | #N/A | #N/A | n | 0 | 00
[9 empty] | #N/A | #N/A | n | 0 | [10 empty] | 0 | 0 | 0 | 0 | 0 | 0 | 0 | #N/A | #N/A | n | 0 | 00
[9 empty] | #N/A | #N/A | n | 0 | [10 empty] | 0 | 0 | 0 | 0 | 0 | 0 | 0 | #N/A | #N/A | n | 0 | 00
[9 empty] | #N/A | #N/A | n | 0 | [10 empty] | 0 | 0 | 0 | 0 | 0 | 0 | 0 | #N/A | #N/A | n | 0 | 00
[9 empty] | #N/A | #N/A | n | 0 | [10 empty] | 0 | 0 | 0 | 0 | 0 | 0 | 0 | #N/A | #N/A | n | 0 | 00
[9 empty] | #N/A | #N/A | n | 0 | [10 empty] | 0 | 0 | 0 | 0 | 0 | 0 | 0 | #N/A | #N/A | n | 0 | 00
[9 empty] | #N/A | #N/A | n | 0 | [10 empty] | 0 | 0 | 0 | 0 | 0 | 0 | 0 | #N/A | #N/A | n | 0 | 00
[9 empty] | #N/A | #N/A | n | 0 | [10 empty] | 0 | 0 | 0 | 0 | 0 | 0 | 0 | #N/A | #N/A | n | 0 | 00
[9 empty] | #N/A | #N/A | n | 0 | [10 empty] | 0 | 0 | 0 | 0 | 0 | 0 | 0 | #N/A | #N/A | n | 0 | 00
[9 empty] | #N/A | #N/A | n | 0 | [10 empty] | 0 | 0 | 0 | 0 | 0 | 0 | 0 | #N/A | #N/A | n | 0 | 00
[9 empty] | #N/A | #N/A | n | 0 | [10 empty] | 0 | 0 | 0 | 0 | 0 | 0 | 0 | #N/A | #N/A | n | 0 | 00
[9 empty] | #N/A | #N/A | n | 0 | [10 empty] | 0 | 0 | 0 | 0 | 0 | 0 | 0 | #N/A | #N/A | n | 0 | 00
[9 empty] | #N/A | #N/A | n | 0 | [10 empty] | 0 | 0 | 0 | 0 | 0 | 0 | 0 | #N/A | #N/A | n | 0 | 00
[9 empty] | #N/A | #N/A | n | 0 | [10 empty] | 0 | 0 | 0 | 0 | 0 | 0 | 0 | #N/A | #N/A | n | 0 | 00
[9 empty] | #N/A | #N/A | n | 0 | [10 empty] | 0 | 0 | 0 | 0 | 0 | 0 | 0 | #N/A | #N/A | n | 0 | 00
[9 empty] | #N/A | #N/A | n | 0 | [10 empty] | 0 | 0 | 0 | 0 | 0 | 0 | 0 | #N/A | #N/A | n | 0 | 00
[9 empty] | #N/A | #N/A | n | 0 | [10 empty] | 0 | 0 | 0 | 0 | 0 | 0 | 0 | #N/A | #N/A | n | 0 | 00
[9 empty] | #N/A | #N/A | n | 0 | [10 empty] | 0 | 0 | 0 | 0 | 0 | 0 | 0 | #N/A | #N/A | n | 0 | 00
[9 empty] | #N/A | #N/A | n | 0 | [10 empty] | 0 | 0 | 0 | 0 | 0 | 0 | 0 | #N/A | #N/A | n | 0 | 00
[9 empty] | #N/A | #N/A | n | 0 | [10 empty] | 0 | 0 | 0 | 0 | 0 | 0 | 0 | #N/A | #N/A | n | 0 | 00
[9 empty] | #N/A | #N/A | n | 0 | [10 empty] | 0 | 0 | 0 | 0 | 0 | 0 | 0 | #N/A | #N/A | n | 0 | 00
[9 empty] | #N/A | #N/A | n | 0 | [10 empty] | 0 | 0 | 0 | 0 | 0 | 0 | 0 | #N/A | #N/A | n | 0 | 00
[9 empty] | #N/A | #N/A | n | 0 | [10 empty] | 0 | 0 | 0 | 0 | 0 | 0 | 0 | #N/A | #N/A | n | 0 | 00
[9 empty] | #N/A | #N/A | n | 0 | [10 empty] | 0 | 0 | 0 | 0 | 0 | 0 | 0 | #N/A | #N/A | n | 0 | 00
[9 empty] | #N/A | #N/A | n | 0 | [10 empty] | 0 | 0 | 0 | 0 | 0 | 0 | 0 | #N/A | #N/A | n | 0 | 00
[9 empty] | #N/A | #N/A | n | 0 | [10 empty] | 0 | 0 | 0 | 0 | 0 | 0 | 0 | #N/A | #N/A | n | 0 | 00
[9 empty] | #N/A | #N/A | n | 0 | [10 empty] | 0 | 0 | 0 | 0 | 0 | 0 | 0 | #N/A | #N/A | n | 0 | 00
[9 empty] | #N/A | #N/A | n | 0 | [10 empty] | 0 | 0 | 0 | 0 | 0 | 0 | 0 | #N/A | #N/A | n | 0 | 00
[9 empty] | #N/A | #N/A | n | 0 | [10 empty] | 0 | 0 | 0 | 0 | 0 | 0 | 0 | #N/A | #N/A | n | 0 | 00
[9 empty] | #N/A | #N/A | n | 0 | [10 empty] | 0 | 0 | 0 | 0 | 0 | 0 | 0 | #N/A | #N/A | n | 0 | 00
[9 empty] | #N/A | #N/A | n | 0 | [10 empty] | 0 | 0 | 0 | 0 | 0 | 0 | 0 | #N/A | #N/A | n | 0 | 00
[9 empty] | #N/A | #N/A | n | 0 | [10 empty] | 0 | 0 | 0 | 0 | 0 | 0 | 0 | #N/A | #N/A | n | 0 | 00
[9 empty] | #N/A | #N/A | n | 0 | [10 empty] | 0 | 0 | 0 | 0 | 0 | 0 | 0 | #N/A | #N/A | n | 0 | 00
[9 empty] | #N/A | #N/A | n | 0 | [10 empty] | 0 | 0 | 0 | 0 | 0 | 0 | 0 | #N/A | #N/A | n | 0 | 00
[9 empty] | #N/A | #N/A | n | 0 | [10 empty] | 0 | 0 | 0 | 0 | 0 | 0 | 0 | #N/A | #N/A | n | 0 | 00
[9 empty] | #N/A | #N/A | n | 0 | [10 empty] | 0 | 0 | 0 | 0 | 0 | 0 | 0 | #N/A | #N/A | n | 0 | 00
[9 empty] | #N/A | #N/A | n | 0 | [10 empty] | 0 | 0 | 0 | 0 | 0 | 0 | 0 | #N/A | #N/A | n | 0 | 00
[9 empty] | #N/A | #N/A | n | 0 | [10 empty] | 0 | 0 | 0 | 0 | 0 | 0 | 0 | #N/A | #N/A | n | 0 | 00
[9 empty] | #N/A | #N/A | n | 0 | [10 empty] | 0 | 0 | 0 | 0 | 0 | 0 | 0 | #N/A | #N/A | n | 0 | 00
[9 empty] | #N/A | #N/A | n | 0 | [10 empty] | 0 | 0 | 0 | 0 | 0 | 0 | 0 | #N/A | #N/A | n | 0 | 00
[9 empty] | #N/A | #N/A | n | 0 | [10 empty] | 0 | 0 | 0 | 0 | 0 | 0 | 0 | #N/A | #N/A | n | 0 | 00
[9 empty] | #N/A | #N/A | n | 0 | [10 empty] | 0 | 0 | 0 | 0 | 0 | 0 | 0 | #N/A | #N/A | n | 0 | 00
[9 empty] | #N/A | #N/A | n | 0 | [10 empty] | 0 | 0 | 0 | 0 | 0 | 0 | 0 | #N/A | #N/A | n | 0 | 00
[9 empty] | #N/A | #N/A | n | 0 | [10 empty] | 0 | 0 | 0 | 0 | 0 | 0 | 0 | #N/A | #N/A | n | 0 | 00
[9 empty] | #N/A | #N/A | n | 0 | [10 empty] | 0 | 0 | 0 | 0 | 0 | 0 | 0 | #N/A | #N/A | n | 0 | 00
[9 empty] | #N/A | #N/A | n | 0 | [10 empty] | 0 | 0 | 0 | 0 | 0 | 0 | 0 | #N/A | #N/A | n | 0 | 00
[9 empty] | #N/A | #N/A | n | 0 | [10 empty] | 0 | 0 | 0 | 0 | 0 | 0 | 0 | #N/A | #N/A | n | 0 | 00
[9 empty] | #N/A | #N/A | n | 0 | [10 empty] | 0 | 0 | 0 | 0 | 0 | 0 | 0 | #N/A | #N/A | n | 0 | 00
[9 empty] | #N/A | #N/A | n | 0 | [10 empty] | 0 | 0 | 0 | 0 | 0 | 0 | 0 | #N/A | #N/A | n | 0 | 00
[9 empty] | #N/A | #N/A | n | 0 | [10 empty] | 0 | 0 | 0 | 0 | 0 | 0 | 0 | #N/A | #N/A | n | 0 | 00
[9 empty] | #N/A | #N/A | n | 0 | [10 empty] | 0 | 0 | 0 | 0 | 0 | 0 | 0 | #N/A | #N/A | n | 0 | 00
[9 empty] | #N/A | #N/A | n | 0 | [10 empty] | 0 | 0 | 0 | 0 | 0 | 0 | 0 | #N/A | #N/A | n | 0 | 00
[9 empty] | #N/A | #N/A | n | 0 | [10 empty] | 0 | 0 | 0 | 0 | 0 | 0 | 0 | #N/A | #N/A | n | 0 | 00
[9 empty] | #N/A | #N/A | n | 0 | [10 empty] | 0 | 0 | 0 | 0 | 0 | 0 | 0 | #N/A | #N/A | n | 0 | 00
[9 empty] | #N/A | #N/A | n | 0 | [10 empty] | 0 | 0 | 0 | 0 | 0 | 0 | 0 | #N/A | #N/A | n | 0 | 00
[9 empty] | #N/A | #N/A | n | 0 | [10 empty] | 0 | 0 | 0 | 0 | 0 | 0 | 0 | #N/A | #N/A | n | 0 | 00
[9 empty] | #N/A | #N/A | n | 0 | [10 empty] | 0 | 0 | 0 | 0 | 0 | 0 | 0 | #N/A | #N/A | n | 0 | 00
[9 empty] | #N/A | #N/A | n | 0 | [10 empty] | 0 | 0 | 0 | 0 | 0 | 0 | 0 | #N/A | #N/A | n | 0 | 00
[9 empty] | #N/A | #N/A | n | 0 | [10 empty] | 0 | 0 | 0 | 0 | 0 | 0 | 0 | #N/A | #N/A | n | 0 | 00
[9 empty] | #N/A | #N/A | n | 0 | [10 empty] | 0 | 0 | 0 | 0 | 0 | 0 | 0 | #N/A | #N/A | n | 0 | 00
[9 empty] | #N/A | #N/A | n | 0 | [10 empty] | 0 | 0 | 0 | 0 | 0 | 0 | 0 | #N/A | #N/A | n | 0 | 00
[9 empty] | #N/A | #N/A | n | 0 | [10 empty] | 0 | 0 | 0 | 0 | 0 | 0 | 0 | #N/A | #N/A | n | 0 | 00
[9 empty] | #N/A | #N/A | n | 0 | [10 empty] | 0 | 0 | 0 | 0 | 0 | 0 | 0 | #N/A | #N/A | n | 0 | 00
[9 empty] | #N/A | #N/A | n | 0 | [10 empty] | 0 | 0 | 0 | 0 | 0 | 0 | 0 | #N/A | #N/A | n | 0 | 00
[9 empty] | #N/A | #N/A | n | 0 | [10 empty] | 0 | 0 | 0 | 0 | 0 | 0 | 0 | #N/A | #N/A | n | 0 | 00
[9 empty] | #N/A | #N/A | n | 0 | [10 empty] | 0 | 0 | 0 | 0 | 0 | 0 | 0 | #N/A | #N/A | n | 0 | 00
[9 empty] | #N/A | #N/A | n | 0 | [10 empty] | 0 | 0 | 0 | 0 | 0 | 0 | 0 | #N/A | #N/A | n | 0 | 00
[9 empty] | #N/A | #N/A | n | 0 | [10 empty] | 0 | 0 | 0 | 0 | 0 | 0 | 0 | #N/A | #N/A | n | 0 | 00
[9 empty] | #N/A | #N/A | n | 0 | [10 empty] | 0 | 0 | 0 | 0 | 0 | 0 | 0 | #N/A | #N/A | n | 0 | 00
[9 empty] | #N/A | #N/A | n | 0 | [10 empty] | 0 | 0 | 0 | 0 | 0 | 0 | 0 | #N/A | #N/A | n | 0 | 00
[9 empty] | #N/A | #N/A | n | 0 | [10 empty] | 0 | 0 | 0 | 0 | 0 | 0 | 0 | #N/A | #N/A | n | 0 | 00
[9 empty] | #N/A | #N/A | n | 0 | [10 empty] | 0 | 0 | 0 | 0 | 0 | 0 | 0 | #N/A | #N/A | n | 0 | 00
[9 empty] | #N/A | #N/A | n | 0 | [10 empty] | 0 | 0 | 0 | 0 | 0 | 0 | 0 | #N/A | #N/A | n | 0 | 00
[9 empty] | #N/A | #N/A | n | 0 | [10 empty] | 0 | 0 | 0 | 0 | 0 | 0 | 0 | #N/A | #N/A | n | 0 | 00
[9 empty] | #N/A | #N/A | n | 0 | [10 empty] | 0 | 0 | 0 | 0 | 0 | 0 | 0 | #N/A | #N/A | n | 0 | 00
[9 empty] | #N/A | #N/A | n | 0 | [10 empty] | 0 | 0 | 0 | 0 | 0 | 0 | 0 | #N/A | #N/A | n | 0 | 00
[9 empty] | #N/A | #N/A | n | 0 | [10 empty] | 0 | 0 | 0 | 0 | 0 | 0 | 0 | #N/A | #N/A | n | 0 | 00
[9 empty] | #N/A | #N/A | n | 0 | [10 empty] | 0 | 0 | 0 | 0 | 0 | 0 | 0 | #N/A | #N/A | n | 0 | 00
[9 empty] | #N/A | #N/A | n | 0 | [10 empty] | 0 | 0 | 0 | 0 | 0 | 0 | 0 | #N/A | #N/A | n | 0 | 00
[9 empty] | #N/A | #N/A | n | 0 | [10 empty] | 0 | 0 | 0 | 0 | 0 | 0 | 0 | #N/A | #N/A | n | 0 | 00
[9 empty] | #N/A | #N/A | n | 0 | [10 empty] | 0 | 0 | 0 | 0 | 0 | 0 | 0 | #N/A | #N/A | n | 0 | 00
[9 empty] | #N/A | #N/A | n | 0 | [10 empty] | 0 | 0 | 0 | 0 | 0 | 0 | 0 | #N/A | #N/A | n | 0 | 00
[9 empty] | #N/A | #N/A | n | 0 | [10 empty] | 0 | 0 | 0 | 0 | 0 | 0 | 0 | #N/A | #N/A | n | 0 | 00
[9 empty] | #N/A | #N/A | n | 0 | [10 empty] | 0 | 0 | 0 | 0 | 0 | 0 | 0 | #N/A | #N/A | n | 0 | 00
[9 empty] | #N/A | #N/A | n | 0 | [10 empty] | 0 | 0 | 0 | 0 | 0 | 0 | 0 | #N/A | #N/A | n | 0 | 00
[9 empty] | #N/A | #N/A | n | 0 | [10 empty] | 0 | 0 | 0 | 0 | 0 | 0 | 0 | #N/A | #N/A | n | 0 | 00
[9 empty] | #N/A | #N/A | n | 0 | [10 empty] | 0 | 0 | 0 | 0 | 0 | 0 | 0 | #N/A | #N/A | n | 0 | 00
[9 empty] | #N/A | #N/A | n | 0 | [10 empty] | 0 | 0 | 0 | 0 | 0 | 0 | 0 | #N/A | #N/A | n | 0 | 00
[9 empty] | #N/A | #N/A | n | 0 | [10 empty] | 0 | 0 | 0 | 0 | 0 | 0 | 0 | #N/A | #N/A | n | 0 | 00
[9 empty] | #N/A | #N/A | n | 0 | [10 empty] | 0 | 0 | 0 | 0 | 0 | 0 | 0 | #N/A | #N/A | n | 0 | 00
[9 empty] | #N/A | #N/A | n | 0 | [10 empty] | 0 | 0 | 0 | 0 | 0 | 0 | 0 | #N/A | #N/A | n | 0 | 00
[9 empty] | #N/A | #N/A | n | 0 | [10 empty] | 0 | 0 | 0 | 0 | 0 | 0 | 0 | #N/A | #N/A | n | 0 | 00
[9 empty] | #N/A | #N/A | n | 0 | [10 empty] | 0 | 0 | 0 | 0 | 0 | 0 | 0 | #N/A | #N/A | n | 0 | 00
[9 empty] | #N/A | #N/A | n | 0 | [10 empty] | 0 | 0 | 0 | 0 | 0 | 0 | 0 | #N/A | #N/A | n | 0 | 00
[9 empty] | #N/A | #N/A | n | 0 | [10 empty] | 0 | 0 | 0 | 0 | 0 | 0 | 0 | #N/A | #N/A | n | 0 | 00
[9 empty] | #N/A | #N/A | n | 0 | [10 empty] | 0 | 0 | 0 | 0 | 0 | 0 | 0 | #N/A | #N/A | n | 0 | 00
[9 empty] | #N/A | #N/A | n | 0 | [10 empty] | 0 | 0 | 0 | 0 | 0 | 0 | 0 | #N/A | #N/A | n | 0 | 00
[9 empty] | #N/A | #N/A | n | 0 | [10 empty] | 0 | 0 | 0 | 0 | 0 | 0 | 0 | #N/A | #N/A | n | 0 | 00
[9 empty] | #N/A | #N/A | n | 0 | [10 empty] | 0 | 0 | 0 | 0 | 0 | 0 | 0 | #N/A | #N/A | n | 0 | 00
[9 empty] | #N/A | #N/A | n | 0 | [10 empty] | 0 | 0 | 0 | 0 | 0 | 0 | 0 | #N/A | #N/A | n | 0 | 00
[9 empty] | #N/A | #N/A | n | 0 | [10 empty] | 0 | 0 | 0 | 0 | 0 | 0 | 0 | #N/A | #N/A | n | 0 | 00
[9 empty] | #N/A | #N/A | n | 0 | [10 empty] | 0 | 0 | 0 | 0 | 0 | 0 | 0 | #N/A | #N/A | n | 0 | 00
[9 empty] | #N/A | #N/A | n | 0 | [10 empty] | 0 | 0 | 0 | 0 | 0 | 0 | 0 | #N/A | #N/A | n | 0 | 00
[9 empty] | #N/A | #N/A | n | 0 | [10 empty] | 0 | 0 | 0 | 0 | 0 | 0 | 0 | #N/A | #N/A | n | 0 | 00
[9 empty] | #N/A | #N/A | n | 0 | [10 empty] | 0 | 0 | 0 | 0 | 0 | 0 | 0 | #N/A | #N/A | n | 0 | 00
[9 empty] | #N/A | #N/A | n | 0 | [10 empty] | 0 | 0 | 0 | 0 | 0 | 0 | 0 | #N/A | #N/A | n | 0 | 00
[9 empty] | #N/A | #N/A | n | 0 | [10 empty] | 0 | 0 | 0 | 0 | 0 | 0 | 0 | #N/A | #N/A | n | 0 | 00
[9 empty] | #N/A | #N/A | n | 0 | [10 empty] | 0 | 0 | 0 | 0 | 0 | 0 | 0 | #N/A | #N/A | n | 0 | 00
[9 empty] | #N/A | #N/A | n | 0 | [10 empty] | 0 | 0 | 0 | 0 | 0 | 0 | 0 | #N/A | #N/A | n | 0 | 00
[9 empty] | #N/A | #N/A | n | 0 | [10 empty] | 0 | 0 | 0 | 0 | 0 | 0 | 0 | #N/A | #N/A | n | 0 | 00
[9 empty] | #N/A | #N/A | n | 0 | [10 empty] | 0 | 0 | 0 | 0 | 0 | 0 | 0 | #N/A | #N/A | n | 0 | 00
[9 empty] | #N/A | #N/A | n | 0 | [10 empty] | 0 | 0 | 0 | 0 | 0 | 0 | 0 | #N/A | #N/A | n | 0 | 00
[9 empty] | #N/A | #N/A | n | 0 | [10 empty] | 0 | 0 | 0 | 0 | 0 | 0 | 0 | #N/A | #N/A | n | 0 | 00
[9 empty] | #N/A | #N/A | n | 0 | [10 empty] | 0 | 0 | 0 | 0 | 0 | 0 | 0 | #N/A | #N/A | n | 0 | 00
[9 empty] | #N/A | #N/A | n | 0 | [10 empty] | 0 | 0 | 0 | 0 | 0 | 0 | 0 | #N/A | #N/A | n | 0 | 00
[9 empty] | #N/A | #N/A | n | 0 | [10 empty] | 0 | 0 | 0 | 0 | 0 | 0 | 0 | #N/A | #N/A | n | 0 | 00
[9 empty] | #N/A | #N/A | n | 0 | [10 empty] | 0 | 0 | 0 | 0 | 0 | 0 | 0 | #N/A | #N/A | n | 0 | 00
[9 empty] | #N/A | #N/A | n | 0 | [10 empty] | 0 | 0 | 0 | 0 | 0 | 0 | 0 | #N/A | #N/A | n | 0 | 00
[9 empty] | #N/A | #N/A | n | 0 | [10 empty] | 0 | 0 | 0 | 0 | 0 | 0 | 0 | #N/A | #N/A | n | 0 | 00
[9 empty] | #N/A | #N/A | n | 0 | [10 empty] | 0 | 0 | 0 | 0 | 0 | 0 | 0 | #N/A | #N/A | n | 0 | 00
[9 empty] | #N/A | #N/A | n | 0 | [10 empty] | 0 | 0 | 0 | 0 | 0 | 0 | 0 | #N/A | #N/A | n | 0 | 00
[9 empty] | #N/A | #N/A | n | 0 | [10 empty] | 0 | 0 | 0 | 0 | 0 | 0 | 0 | #N/A | #N/A | n | 0 | 00
[9 empty] | #N/A | #N/A | n | 0 | [10 empty] | 0 | 0 | 0 | 0 | 0 | 0 | 0 | #N/A | #N/A | n | 0 | 00
[9 empty] | #N/A | #N/A | n | 0 | [10 empty] | 0 | 0 | 0 | 0 | 0 | 0 | 0 | #N/A | #N/A | n | 0 | 00
[9 empty] | #N/A | #N/A | n | 0 | [10 empty] | 0 | 0 | 0 | 0 | 0 | 0 | 0 | #N/A | #N/A | n | 0 | 00
[9 empty] | #N/A | #N/A | n | 0 | [10 empty] | 0 | 0 | 0 | 0 | 0 | 0 | 0 | #N/A | #N/A | n | 0 | 00
[9 empty] | #N/A | #N/A | n | 0 | [10 empty] | 0 | 0 | 0 | 0 | 0 | 0 | 0 | #N/A | #N/A | n | 0 | 00
[9 empty] | #N/A | #N/A | n | 0 | [10 empty] | 0 | 0 | 0 | 0 | 0 | 0 | 0 | #N/A | #N/A | n | 0 | 00
[9 empty] | #N/A | #N/A | n | 0 | [10 empty] | 0 | 0 | 0 | 0 | 0 | 0 | 0 | #N/A | #N/A | n | 0 | 00
[9 empty] | #N/A | #N/A | n | 0 | [10 empty] | 0 | 0 | 0 | 0 | 0 | 0 | 0 | #N/A | #N/A | n | 0 | 00
[9 empty] | #N/A | #N/A | n | 0 | [10 empty] | 0 | 0 | 0 | 0 | 0 | 0 | 0 | #N/A | #N/A | n | 0 | 00
[9 empty] | #N/A | #N/A | n | 0 | [10 empty] | 0 | 0 | 0 | 0 | 0 | 0 | 0 | #N/A | #N/A | n | 0 | 00
[9 empty] | #N/A | #N/A | n | 0 | [10 empty] | 0 | 0 | 0 | 0 | 0 | 0 | 0 | #N/A | #N/A | n | 0 | 00
[9 empty] | #N/A | #N/A | n | 0 | [10 empty] | 0 | 0 | 0 | 0 | 0 | 0 | 0 | #N/A | #N/A | n | 0 | 00
[9 empty] | #N/A | #N/A | n | 0 | [10 empty] | 0 | 0 | 0 | 0 | 0 | 0 | 0 | #N/A | #N/A | n | 0 | 00
[9 empty] | #N/A | #N/A | n | 0 | [10 empty] | 0 | 0 | 0 | 0 | 0 | 0 | 0 | #N/A | #N/A | n | 0 | 00
[9 empty] | #N/A | #N/A | n | 0 | [10 empty] | 0 | 0 | 0 | 0 | 0 | 0 | 0 | #N/A | #N/A | n | 0 | 00
[9 empty] | #N/A | #N/A | n | 0 | [10 empty] | 0 | 0 | 0 | 0 | 0 | 0 | 0 | #N/A | #N/A | n | 0 | 00
[9 empty] | #N/A | #N/A | n | 0 | [10 empty] | 0 | 0 | 0 | 0 | 0 | 0 | 0 | #N/A | #N/A | n | 0 | 00
[9 empty] | #N/A | #N/A | n | 0 | [10 empty] | 0 | 0 | 0 | 0 | 0 | 0 | 0 | #N/A | #N/A | n | 0 | 00
[9 empty] | #N/A | #N/A | n | 0 | [10 empty] | 0 | 0 | 0 | 0 | 0 | 0 | 0 | #N/A | #N/A | n | 0 | 00
[9 empty] | #N/A | #N/A | n | 0 | [10 empty] | 0 | 0 | 0 | 0 | 0 | 0 | 0 | #N/A | #N/A | n | 0 | 00
[9 empty] | #N/A | #N/A | n | 0 | [10 empty] | 0 | 0 | 0 | 0 | 0 | 0 | 0 | #N/A | #N/A | n | 0 | 00
[9 empty] | #N/A | #N/A | n | 0 | [10 empty] | 0 | 0 | 0 | 0 | 0 | 0 | 0 | #N/A | #N/A | n | 0 | 00
[9 empty] | #N/A | #N/A | n | 0 | [10 empty] | 0 | 0 | 0 | 0 | 0 | 0 | 0 | #N/A | #N/A | n | 0 | 00
[9 empty] | #N/A | #N/A | n | 0 | [10 empty] | 0 | 0 | 0 | 0 | 0 | 0 | 0 | #N/A | #N/A | n | 0 | 00
[9 empty] | #N/A | #N/A | n | 0 | [10 empty] | 0 | 0 | 0 | 0 | 0 | 0 | 0 | #N/A | #N/A | n | 0 | 00
[9 empty] | #N/A | #N/A | n | 0 | [10 empty] | 0 | 0 | 0 | 0 | 0 | 0 | 0 | #N/A | #N/A | n | 0 | 00
[9 empty] | #N/A | #N/A | n | 0 | [10 empty] | 0 | 0 | 0 | 0 | 0 | 0 | 0 | #N/A | #N/A | n | 0 | 00
[9 empty] | #N/A | #N/A | n | 0 | [10 empty] | 0 | 0 | 0 | 0 | 0 | 0 | 0 | #N/A | #N/A | n | 0 | 00
[9 empty] | #N/A | #N/A | n | 0 | [10 empty] | 0 | 0 | 0 | 0 | 0 | 0 | 0 | #N/A | #N/A | n | 0 | 00
[9 empty] | #N/A | #N/A | n | 0 | [10 empty] | 0 | 0 | 0 | 0 | 0 | 0 | 0 | #N/A | #N/A | n | 0 | 00
[9 empty] | #N/A | #N/A | n | 0 | [10 empty] | 0 | 0 | 0 | 0 | 0 | 0 | 0 | #N/A | #N/A | n | 0 | 00
[9 empty] | #N/A | #N/A | n | 0 | [10 empty] | 0 | 0 | 0 | 0 | 0 | 0 | 0 | #N/A | #N/A | n | 0 | 00
[9 empty] | #N/A | #N/A | n | 0 | [10 empty] | 0 | 0 | 0 | 0 | 0 | 0 | 0 | #N/A | #N/A | n | 0 | 00
[9 empty] | #N/A | #N/A | n | 0 | [10 empty] | 0 | 0 | 0 | 0 | 0 | 0 | 0 | #N/A | #N/A | n | 0 | 00
[9 empty] | #N/A | #N/A | n | 0 | [10 empty] | 0 | 0 | 0 | 0 | 0 | 0 | 0 | #N/A | #N/A | n | 0 | 00
[9 empty] | #N/A | #N/A | n | 0 | [10 empty] | 0 | 0 | 0 | 0 | 0 | 0 | 0 | #N/A | #N/A | n | 0 | 00
[9 empty] | #N/A | #N/A | n | 0 | [10 empty] | 0 | 0 | 0 | 0 | 0 | 0 | 0 | #N/A | #N/A | n | 0 | 00
[9 empty] | #N/A | #N/A | n | 0 | [10 empty] | 0 | 0 | 0 | 0 | 0 | 0 | 0 | #N/A | #N/A | n | 0 | 00
[9 empty] | #N/A | #N/A | n | 0 | [10 empty] | 0 | 0 | 0 | 0 | 0 | 0 | 0 | #N/A | #N/A | n | 0 | 00
[9 empty] | #N/A | #N/A | n | 0 | [10 empty] | 0 | 0 | 0 | 0 | 0 | 0 | 0 | #N/A | #N/A | n | 0 | 00
[9 empty] | #N/A | #N/A | n | 0 | [10 empty] | 0 | 0 | 0 | 0 | 0 | 0 | 0 | #N/A | #N/A | n | 0 | 00
[9 empty] | #N/A | #N/A | n | 0 | [10 empty] | 0 | 0 | 0 | 0 | 0 | 0 | 0 | #N/A | #N/A | n | 0 | 00
[9 empty] | #N/A | #N/A | n | 0 | [10 empty] | 0 | 0 | 0 | 0 | 0 | 0 | 0 | #N/A | #N/A | n | 0 | 00
[9 empty] | #N/A | #N/A | n | 0 | [10 empty] | 0 | 0 | 0 | 0 | 0 | 0 | 0 | #N/A | #N/A | n | 0 | 00
[9 empty] | #N/A | #N/A | n | 0 | [10 empty] | 0 | 0 | 0 | 0 | 0 | 0 | 0 | #N/A | #N/A | n | 0 | 00
[9 empty] | #N/A | #N/A | n | 0 | [10 empty] | 0 | 0 | 0 | 0 | 0 | 0 | 0 | #N/A | #N/A | n | 0 | 00
[9 empty] | #N/A | #N/A | n | 0 | [10 empty] | 0 | 0 | 0 | 0 | 0 | 0 | 0 | #N/A | #N/A | n | 0 | 00
[9 empty] | #N/A | #N/A | n | 0 | [10 empty] | 0 | 0 | 0 | 0 | 0 | 0 | 0 | #N/A | #N/A | n | 0 | 00
[9 empty] | #N/A | #N/A | n | 0 | [10 empty] | 0 | 0 | 0 | 0 | 0 | 0 | 0 | #N/A | #N/A | n | 0 | 00
[9 empty] | #N/A | #N/A | n | 0 | [10 empty] | 0 | 0 | 0 | 0 | 0 | 0 | 0 | #N/A | #N/A | n | 0 | 00
[9 empty] | #N/A | #N/A | n | 0 | [10 empty] | 0 | 0 | 0 | 0 | 0 | 0 | 0 | #N/A | #N/A | n | 0 | 00
[9 empty] | #N/A | #N/A | n | 0 | [10 empty] | 0 | 0 | 0 | 0 | 0 | 0 | 0 | #N/A | #N/A | n | 0 | 00
[9 empty] | #N/A | #N/A | n | 0 | [10 empty] | 0 | 0 | 0 | 0 | 0 | 0 | 0 | #N/A | #N/A | n | 0 | 00
[9 empty] | #N/A | #N/A | n | 0 | [10 empty] | 0 | 0 | 0 | 0 | 0 | 0 | 0 | #N/A | #N/A | n | 0 | 00
[9 empty] | #N/A | #N/A | n | 0 | [10 empty] | 0 | 0 | 0 | 0 | 0 | 0 | 0 | #N/A | #N/A | n | 0 | 00
[9 empty] | #N/A | #N/A | n | 0 | [10 empty] | 0 | 0 | 0 | 0 | 0 | 0 | 0 | #N/A | #N/A | n | 0 | 00
[9 empty] | #N/A | #N/A | n | 0 | [10 empty] | 0 | 0 | 0 | 0 | 0 | 0 | 0 | #N/A | #N/A | n | 0 | 00
[9 empty] | #N/A | #N/A | n | 0 | [10 empty] | 0 | 0 | 0 | 0 | 0 | 0 | 0 | #N/A | #N/A | n | 0 | 00
[9 empty] | #N/A | #N/A | n | 0 | [10 empty] | 0 | 0 | 0 | 0 | 0 | 0 | 0 | #N/A | #N/A | n | 0 | 00
[9 empty] | #N/A | #N/A | n | 0 | [10 empty] | 0 | 0 | 0 | 0 | 0 | 0 | 0 | #N/A | #N/A | n | 0 | 00
[9 empty] | #N/A | #N/A | n | 0 | [10 empty] | 0 | 0 | 0 | 0 | 0 | 0 | 0 | #N/A | #N/A | n | 0 | 00
[9 empty] | #N/A | #N/A | n | 0 | [10 empty] | 0 | 0 | 0 | 0 | 0 | 0 | 0 | #N/A | #N/A | n | 0 | 00
[9 empty] | #N/A | #N/A | n | 0 | [10 empty] | 0 | 0 | 0 | 0 | 0 | 0 | 0 | #N/A | #N/A | n | 0 | 00
[9 empty] | #N/A | #N/A | n | 0 | [10 empty] | 0 | 0 | 0 | 0 | 0 | 0 | 0 | #N/A | #N/A | n | 0 | 00
[9 empty] | #N/A | #N/A | n | 0 | [10 empty] | 0 | 0 | 0 | 0 | 0 | 0 | 0 | #N/A | #N/A | n | 0 | 00
[9 empty] | #N/A | #N/A | n | 0 | [10 empty] | 0 | 0 | 0 | 0 | 0 | 0 | 0 | #N/A | #N/A | n | 0 | 00
[9 empty] | #N/A | #N/A | n | 0 | [10 empty] | 0 | 0 | 0 | 0 | 0 | 0 | 0 | #N/A | #N/A | n | 0 | 00
[9 empty] | #N/A | #N/A | n | 0 | [10 empty] | 0 | 0 | 0 | 0 | 0 | 0 | 0 | #N/A | #N/A | n | 0 | 00
[9 empty] | #N/A | #N/A | n | 0 | [10 empty] | 0 | 0 | 0 | 0 | 0 | 0 | 0 | #N/A | #N/A | n | 0 | 00
[9 empty] | #N/A | #N/A | n | 0 | [10 empty] | 0 | 0 | 0 | 0 | 0 | 0 | 0 | #N/A | #N/A | n | 0 | 00
[9 empty] | #N/A | #N/A | n | 0 | [10 empty] | 0 | 0 | 0 | 0 | 0 | 0 | 0 | #N/A | #N/A | n | 0 | 00
[9 empty] | #N/A | #N/A | n | 0 | [10 empty] | 0 | 0 | 0 | 0 | 0 | 0 | 0 | #N/A | #N/A | n | 0 | 00
[9 empty] | #N/A | #N/A | n | 0 | [10 empty] | 0 | 0 | 0 | 0 | 0 | 0 | 0 | #N/A | #N/A | n | 0 | 00
[9 empty] | #N/A | #N/A | n | 0 | [10 empty] | 0 | 0 | 0 | 0 | 0 | 0 | 0 | #N/A | #N/A | n | 0 | 00
[9 empty] | #N/A | #N/A | n | 0 | [10 empty] | 0 | 0 | 0 | 0 | 0 | 0 | 0 | #N/A | #N/A | n | 0 | 00
[9 empty] | #N/A | #N/A | n | 0 | [10 empty] | 0 | 0 | 0 | 0 | 0 | 0 | 0 | #N/A | #N/A | n | 0 | 00
[9 empty] | #N/A | #N/A | n | 0 | [10 empty] | 0 | 0 | 0 | 0 | 0 | 0 | 0 | #N/A | #N/A | n | 0 | 00
[9 empty] | #N/A | #N/A | n | 0 | [10 empty] | 0 | 0 | 0 | 0 | 0 | 0 | 0 | #N/A | #N/A | n | 0 | 00
[9 empty] | #N/A | #N/A | n | 0 | [10 empty] | 0 | 0 | 0 | 0 | 0 | 0 | 0 | #N/A | #N/A | n | 0 | 00
[9 empty] | #N/A | #N/A | n | 0 | [10 empty] | 0 | 0 | 0 | 0 | 0 | 0 | 0 | #N/A | #N/A | n | 0 | 00
[9 empty] | #N/A | #N/A | n | 0 | [10 empty] | 0 | 0 | 0 | 0 | 0 | 0 | 0 | #N/A | #N/A | n | 0 | 00
[9 empty] | #N/A | #N/A | n | 0 | [10 empty] | 0 | 0 | 0 | 0 | 0 | 0 | 0 | #N/A | #N/A | n | 0 | 00
[9 empty] | #N/A | #N/A | n | 0 | [10 empty] | 0 | 0 | 0 | 0 | 0 | 0 | 0 | #N/A | #N/A | n | 0 | 00
[9 empty] | #N/A | #N/A | n | 0 | [10 empty] | 0 | 0 | 0 | 0 | 0 | 0 | 0 | #N/A | #N/A | n | 0 | 00
[9 empty] | #N/A | #N/A | n | 0 | [10 empty] | 0 | 0 | 0 | 0 | 0 | 0 | 0 | #N/A | #N/A | n | 0 | 00
[9 empty] | #N/A | #N/A | n | 0 | [10 empty] | 0 | 0 | 0 | 0 | 0 | 0 | 0 | #N/A | #N/A | n | 0 | 00
[9 empty] | #N/A | #N/A | n | 0 | [10 empty] | 0 | 0 | 0 | 0 | 0 | 0 | 0 | #N/A | #N/A | n | 0 | 00
[9 empty] | #N/A | #N/A | n | 0 | [10 empty] | 0 | 0 | 0 | 0 | 0 | 0 | 0 | #N/A | #N/A | n | 0 | 00
[9 empty] | #N/A | #N/A | n | 0 | [10 empty] | 0 | 0 | 0 | 0 | 0 | 0 | 0 | #N/A | #N/A | n | 0 | 00
[9 empty] | #N/A | #N/A | n | 0 | [10 empty] | 0 | 0 | 0 | 0 | 0 | 0 | 0 | #N/A | #N/A | n | 0 | 00
[9 empty] | #N/A | #N/A | n | 0 | [10 empty] | 0 | 0 | 0 | 0 | 0 | 0 | 0 | #N/A | #N/A | n | 0 | 00
[9 empty] | #N/A | #N/A | n | 0 | [10 empty] | 0 | 0 | 0 | 0 | 0 | 0 | 0 | #N/A | #N/A | n | 0 | 00
[9 empty] | #N/A | #N/A | n | 0 | [10 empty] | 0 | 0 | 0 | 0 | 0 | 0 | 0 | #N/A | #N/A | n | 0 | 00
[9 empty] | #N/A | #N/A | n | 0 | [10 empty] | 0 | 0 | 0 | 0 | 0 | 0 | 0 | #N/A | #N/A | n | 0 | 00
[9 empty] | #N/A | #N/A | n | 0 | [10 empty] | 0 | 0 | 0 | 0 | 0 | 0 | 0 | #N/A | #N/A | n | 0 | 00
[9 empty] | #N/A | #N/A | n | 0 | [10 empty] | 0 | 0 | 0 | 0 | 0 | 0 | 0 | #N/A | #N/A | n | 0 | 00
[9 empty] | #N/A | #N/A | n | 0 | [10 empty] | 0 | 0 | 0 | 0 | 0 | 0 | 0 | #N/A | #N/A | n | 0 | 00
[9 empty] | #N/A | #N/A | n | 0 | [10 empty] | 0 | 0 | 0 | 0 | 0 | 0 | 0 | #N/A | #N/A | n | 0 | 00
[9 empty] | #N/A | #N/A | n | 0 | [10 empty] | 0 | 0 | 0 | 0 | 0 | 0 | 0 | #N/A | #N/A | n | 0 | 00
[9 empty] | #N/A | #N/A | n | 0 | [10 empty] | 0 | 0 | 0 | 0 | 0 | 0 | 0 | #N/A | #N/A | n | 0 | 00
[9 empty] | #N/A | #N/A | n | 0 | [10 empty] | 0 | 0 | 0 | 0 | 0 | 0 | 0 | #N/A | #N/A | n | 0 | 00
[9 empty] | #N/A | #N/A | n | 0 | [10 empty] | 0 | 0 | 0 | 0 | 0 | 0 | 0 | #N/A | #N/A | n | 0 | 00
[9 empty] | #N/A | #N/A | n | 0 | [10 empty] | 0 | 0 | 0 | 0 | 0 | 0 | 0 | #N/A | #N/A | n | 0 | 00
[9 empty] | #N/A | #N/A | n | 0 | [10 empty] | 0 | 0 | 0 | 0 | 0 | 0 | 0 | #N/A | #N/A | n | 0 | 00
[9 empty] | #N/A | #N/A | n | 0 | [10 empty] | 0 | 0 | 0 | 0 | 0 | 0 | 0 | #N/A | #N/A | n | 0 | 00
[9 empty] | #N/A | #N/A | n | 0 | [10 empty] | 0 | 0 | 0 | 0 | 0 | 0 | 0 | #N/A | #N/A | n | 0 | 00
[9 empty] | #N/A | #N/A | n | 0 | [10 empty] | 0 | 0 | 0 | 0 | 0 | 0 | 0 | #N/A | #N/A | n | 0 | 00
[9 empty] | #N/A | #N/A | n | 0 | [10 empty] | 0 | 0 | 0 | 0 | 0 | 0 | 0 | #N/A | #N/A | n | 0 | 00
[9 empty] | #N/A | #N/A | n | 0 | [10 empty] | 0 | 0 | 0 | 0 | 0 | 0 | 0 | #N/A | #N/A | n | 0 | 00
[9 empty] | #N/A | #N/A | n | 0 | [10 empty] | 0 | 0 | 0 | 0 | 0 | 0 | 0 | #N/A | #N/A | n | 0 | 00
[9 empty] | #N/A | #N/A | n | 0 | [10 empty] | 0 | 0 | 0 | 0 | 0 | 0 | 0 | #N/A | #N/A | n | 0 | 00
[9 empty] | #N/A | #N/A | n | 0 | [10 empty] | 0 | 0 | 0 | 0 | 0 | 0 | 0 | #N/A | #N/A | n | 0 | 00
[9 empty] | #N/A | #N/A | n | 0 | [10 empty] | 0 | 0 | 0 | 0 | 0 | 0 | 0 | #N/A | #N/A | n | 0 | 00
[9 empty] | #N/A | #N/A | n | 0 | [10 empty] | 0 | 0 | 0 | 0 | 0 | 0 | 0 | #N/A | #N/A | n | 0 | 00
[9 empty] | #N/A | #N/A | n | 0 | [10 empty] | 0 | 0 | 0 | 0 | 0 | 0 | 0 | #N/A | #N/A | n | 0 | 00
[9 empty] | #N/A | #N/A | n | 0 | [10 empty] | 0 | 0 | 0 | 0 | 0 | 0 | 0 | #N/A | #N/A | n | 0 | 00
[9 empty] | #N/A | #N/A | n | 0 | [10 empty] | 0 | 0 | 0 | 0 | 0 | 0 | 0 | #N/A | #N/A | n | 0 | 00
[9 empty] | #N/A | #N/A | n | 0 | [10 empty] | 0 | 0 | 0 | 0 | 0 | 0 | 0 | #N/A | #N/A | n | 0 | 00
[9 empty] | #N/A | #N/A | n | 0 | [10 empty] | 0 | 0 | 0 | 0 | 0 | 0 | 0 | #N/A | #N/A | n | 0 | 00
[9 empty] | #N/A | #N/A | n | 0 | [10 empty] | 0 | 0 | 0 | 0 | 0 | 0 | 0 | #N/A | #N/A | n | 0 | 00
[9 empty] | #N/A | #N/A | n | 0 | [10 empty] | 0 | 0 | 0 | 0 | 0 | 0 | 0 | #N/A | #N/A | n | 0 | 00
[9 empty] | #N/A | #N/A | n | 0 | [10 empty] | 0 | 0 | 0 | 0 | 0 | 0 | 0 | #N/A | #N/A | n | 0 | 00
[9 empty] | #N/A | #N/A | n | 0 | [10 empty] | 0 | 0 | 0 | 0 | 0 | 0 | 0 | #N/A | #N/A | n | 0 | 00
[9 empty] | #N/A | #N/A | n | 0 | [10 empty] | 0 | 0 | 0 | 0 | 0 | 0 | 0 | #N/A | #N/A | n | 0 | 00
[9 empty] | #N/A | #N/A | n | 0 | [10 empty] | 0 | 0 | 0 | 0 | 0 | 0 | 0 | #N/A | #N/A | n | 0 | 00
[9 empty] | #N/A | #N/A | n | 0 | [10 empty] | 0 | 0 | 0 | 0 | 0 | 0 | 0 | #N/A | #N/A | n | 0 | 00
[9 empty] | #N/A | #N/A | n | 0 | [10 empty] | 0 | 0 | 0 | 0 | 0 | 0 | 0 | #N/A | #N/A | n | 0 | 00
[9 empty] | #N/A | #N/A | n | 0 | [10 empty] | 0 | 0 | 0 | 0 | 0 | 0 | 0 | #N/A | #N/A | n | 0 | 00
[9 empty] | #N/A | #N/A | n | 0 | [10 empty] | 0 | 0 | 0 | 0 | 0 | 0 | 0 | #N/A | #N/A | n | 0 | 00
[9 empty] | #N/A | #N/A | n | 0 | [10 empty] | 0 | 0 | 0 | 0 | 0 | 0 | 0 | #N/A | #N/A | n | 0 | 00
[9 empty] | #N/A | #N/A | n | 0 | [10 empty] | 0 | 0 | 0 | 0 | 0 | 0 | 0 | #N/A | #N/A | n | 0 | 00
[9 empty] | #N/A | #N/A | n | 0 | [10 empty] | 0 | 0 | 0 | 0 | 0 | 0 | 0 | #N/A | #N/A | n | 0 | 00
[9 empty] | #N/A | #N/A | n | 0 | [10 empty] | 0 | 0 | 0 | 0 | 0 | 0 | 0 | #N/A | #N/A | n | 0 | 00
[9 empty] | #N/A | #N/A | n | 0 | [10 empty] | 0 | 0 | 0 | 0 | 0 | 0 | 0 | #N/A | #N/A | n | 0 | 00
[9 empty] | #N/A | #N/A | n | 0 | [10 empty] | 0 | 0 | 0 | 0 | 0 | 0 | 0 | #N/A | #N/A | n | 0 | 00
[9 empty] | #N/A | #N/A | n | 0 | [10 empty] | 0 | 0 | 0 | 0 | 0 | 0 | 0 | #N/A | #N/A | n | 0 | 00
[9 empty] | #N/A | #N/A | n | 0 | [10 empty] | 0 | 0 | 0 | 0 | 0 | 0 | 0 | #N/A | #N/A | n | 0 | 00
[9 empty] | #N/A | #N/A | n | 0 | [10 empty] | 0 | 0 | 0 | 0 | 0 | 0 | 0 | #N/A | #N/A | n | 0 | 00
[9 empty] | #N/A | #N/A | n | 0 | [10 empty] | 0 | 0 | 0 | 0 | 0 | 0 | 0 | #N/A | #N/A | n | 0 | 00
[9 empty] | #N/A | #N/A | n | 0 | [10 empty] | 0 | 0 | 0 | 0 | 0 | 0 | 0 | #N/A | #N/A | n | 0 | 00
[9 empty] | #N/A | #N/A | n | 0 | [10 empty] | 0 | 0 | 0 | 0 | 0 | 0 | 0 | #N/A | #N/A | n | 0 | 00
[9 empty] | #N/A | #N/A | n | 0 | [10 empty] | 0 | 0 | 0 | 0 | 0 | 0 | 0 | #N/A | #N/A | n | 0 | 00
[9 empty] | #N/A | #N/A | n | 0 | [10 empty] | 0 | 0 | 0 | 0 | 0 | 0 | 0 | #N/A | #N/A | n | 0 | 00
[9 empty] | #N/A | #N/A | n | 0 | [10 empty] | 0 | 0 | 0 | 0 | 0 | 0 | 0 | #N/A | #N/A | n | 0 | 00
[9 empty] | #N/A | #N/A | n | 0 | [10 empty] | 0 | 0 | 0 | 0 | 0 | 0 | 0 | #N/A | #N/A | n | 0 | 00
[9 empty] | #N/A | #N/A | n | 0 | [10 empty] | 0 | 0 | 0 | 0 | 0 | 0 | 0 | #N/A | #N/A | n | 0 | 00
[9 empty] | #N/A | #N/A | n | 0 | [10 empty] | 0 | 0 | 0 | 0 | 0 | 0 | 0 | #N/A | #N/A | n | 0 | 00
[9 empty] | #N/A | #N/A | n | 0 | [10 empty] | 0 | 0 | 0 | 0 | 0 | 0 | 0 | #N/A | #N/A | n | 0 | 00
[9 empty] | #N/A | #N/A | n | 0 | [10 empty] | 0 | 0 | 0 | 0 | 0 | 0 | 0 | #N/A | #N/A | n | 0 | 00
[9 empty] | #N/A | #N/A | n | 0 | [10 empty] | 0 | 0 | 0 | 0 | 0 | 0 | 0 | #N/A | #N/A | n | 0 | 00
[9 empty] | #N/A | #N/A | n | 0 | [10 empty] | 0 | 0 | 0 | 0 | 0 | 0 | 0 | #N/A | #N/A | n | 0 | 00
[9 empty] | #N/A | #N/A | n | 0 | [10 empty] | 0 | 0 | 0 | 0 | 0 | 0 | 0 | #N/A | #N/A | n | 0 | 00
[9 empty] | #N/A | #N/A | n | 0 | [10 empty] | 0 | 0 | 0 | 0 | 0 | 0 | 0 | #N/A | #N/A | n | 0 | 00
[9 empty] | #N/A | #N/A | n | 0 | [10 empty] | 0 | 0 | 0 | 0 | 0 | 0 | 0 | #N/A | #N/A | n | 0 | 00
[9 empty] | #N/A | #N/A | n | 0 | [10 empty] | 0 | 0 | 0 | 0 | 0 | 0 | 0 | #N/A | #N/A | n | 0 | 00
[9 empty] | #N/A | #N/A | n | 0 | [10 empty] | 0 | 0 | 0 | 0 | 0 | 0 | 0 | #N/A | #N/A | n | 0 | 00
[9 empty] | #N/A | #N/A | n | 0 | [10 empty] | 0 | 0 | 0 | 0 | 0 | 0 | 0 | #N/A | #N/A | n | 0 | 00
[9 empty] | #N/A | #N/A | n | 0 | [10 empty] | 0 | 0 | 0 | 0 | 0 | 0 | 0 | #N/A | #N/A | n | 0 | 00
[9 empty] | #N/A | #N/A | n | 0 | [10 empty] | 0 | 0 | 0 | 0 | 0 | 0 | 0 | #N/A | #N/A | n | 0 | 00
[9 empty] | #N/A | #N/A | n | 0 | [10 empty] | 0 | 0 | 0 | 0 | 0 | 0 | 0 | #N/A | #N/A | n | 0 | 00
[9 empty] | #N/A | #N/A | n | 0 | [10 empty] | 0 | 0 | 0 | 0 | 0 | 0 | 0 | #N/A | #N/A | n | 0 | 00
[9 empty] | #N/A | #N/A | n | 0 | [10 empty] | 0 | 0 | 0 | 0 | 0 | 0 | 0 | #N/A | #N/A | n | 0 | 00
[9 empty] | #N/A | #N/A | n | 0 | [10 empty] | 0 | 0 | 0 | 0 | 0 | 0 | 0 | #N/A | #N/A | n | 0 | 00
[9 empty] | #N/A | #N/A | n | 0 | [10 empty] | 0 | 0 | 0 | 0 | 0 | 0 | 0 | #N/A | #N/A | n | 0 | 00
[9 empty] | #N/A | #N/A | n | 0 | [10 empty] | 0 | 0 | 0 | 0 | 0 | 0 | 0 | #N/A | #N/A | n | 0 | 00
[9 empty] | #N/A | #N/A | n | 0 | [10 empty] | 0 | 0 | 0 | 0 | 0 | 0 | 0 | #N/A | #N/A | n | 0 | 00
[9 empty] | #N/A | #N/A | n | 0 | [10 empty] | 0 | 0 | 0 | 0 | 0 | 0 | 0 | #N/A | #N/A | n | 0 | 00
[9 empty] | #N/A | #N/A | n | 0 | [10 empty] | 0 | 0 | 0 | 0 | 0 | 0 | 0 | #N/A | #N/A | n | 0 | 00
[9 empty] | #N/A | #N/A | n | 0 | [10 empty] | 0 | 0 | 0 | 0 | 0 | 0 | 0 | #N/A | #N/A | n | 0 | 00
[9 empty] | #N/A | #N/A | n | 0 | [10 empty] | 0 | 0 | 0 | 0 | 0 | 0 | 0 | #N/A | #N/A | n | 0 | 00
[9 empty] | #N/A | #N/A | n | 0 | [10 empty] | 0 | 0 | 0 | 0 | 0 | 0 | 0 | #N/A | #N/A | n | 0 | 00
[9 empty] | #N/A | #N/A | n | 0 | [10 empty] | 0 | 0 | 0 | 0 | 0 | 0 | 0 | #N/A | #N/A | n | 0 | 00
[9 empty] | #N/A | #N/A | n | 0 | [10 empty] | 0 | 0 | 0 | 0 | 0 | 0 | 0 | #N/A | #N/A | n | 0 | 00
[9 empty] | #N/A | #N/A | n | 0 | [10 empty] | 0 | 0 | 0 | 0 | 0 | 0 | 0 | #N/A | #N/A | n | 0 | 00
[9 empty] | #N/A | #N/A | n | 0 | [10 empty] | 0 | 0 | 0 | 0 | 0 | 0 | 0 | #N/A | #N/A | n | 0 | 00
[9 empty] | #N/A | #N/A | n | 0 | [10 empty] | 0 | 0 | 0 | 0 | 0 | 0 | 0 | #N/A | #N/A | n | 0 | 00
[9 empty] | #N/A | #N/A | n | 0 | [10 empty] | 0 | 0 | 0 | 0 | 0 | 0 | 0 | #N/A | #N/A | n | 0 | 00
[9 empty] | #N/A | #N/A | n | 0 | [10 empty] | 0 | 0 | 0 | 0 | 0 | 0 | 0 | #N/A | #N/A | n | 0 | 00
[9 empty] | #N/A | #N/A | n | 0 | [10 empty] | 0 | 0 | 0 | 0 | 0 | 0 | 0 | #N/A | #N/A | n | 0 | 00
[9 empty] | #N/A | #N/A | n | 0 | [10 empty] | 0 | 0 | 0 | 0 | 0 | 0 | 0 | #N/A | #N/A | n | 0 | 00
[9 empty] | #N/A | #N/A | n | 0 | [10 empty] | 0 | 0 | 0 | 0 | 0 | 0 | 0 | #N/A | #N/A | n | 0 | 00
[9 empty] | #N/A | #N/A | n | 0 | [10 empty] | 0 | 0 | 0 | 0 | 0 | 0 | 0 | #N/A | #N/A | n | 0 | 00
[9 empty] | #N/A | #N/A | n | 0 | [10 empty] | 0 | 0 | 0 | 0 | 0 | 0 | 0 | #N/A | #N/A | n | 0 | 00
[9 empty] | #N/A | #N/A | n | 0 | [10 empty] | 0 | 0 | 0 | 0 | 0 | 0 | 0 | #N/A | #N/A | n | 0 | 00
[9 empty] | #N/A | #N/A | n | 0 | [10 empty] | 0 | 0 | 0 | 0 | 0 | 0 | 0 | #N/A | #N/A | n | 0 | 00
[9 empty] | #N/A | #N/A | n | 0 | [10 empty] | 0 | 0 | 0 | 0 | 0 | 0 | 0 | #N/A | #N/A | n | 0 | 00
[9 empty] | #N/A | #N/A | n | 0 | [10 empty] | 0 | 0 | 0 | 0 | 0 | 0 | 0 | #N/A | #N/A | n | 0 | 00
[9 empty] | #N/A | #N/A | n | 0 | [10 empty] | 0 | 0 | 0 | 0 | 0 | 0 | 0 | #N/A | #N/A | n | 0 | 00
[9 empty] | #N/A | #N/A | n | 0 | [10 empty] | 0 | 0 | 0 | 0 | 0 | 0 | 0 | #N/A | #N/A | n | 0 | 00
[9 empty] | #N/A | #N/A | n | 0 | [10 empty] | 0 | 0 | 0 | 0 | 0 | 0 | 0 | #N/A | #N/A | n | 0 | 00
[9 empty] | #N/A | #N/A | n | 0 | [10 empty] | 0 | 0 | 0 | 0 | 0 | 0 | 0 | #N/A | #N/A | n | 0 | 00
[9 empty] | #N/A | #N/A | n | 0 | [10 empty] | 0 | 0 | 0 | 0 | 0 | 0 | 0 | #N/A | #N/A | n | 0 | 00
[9 empty] | #N/A | #N/A | n | 0 | [10 empty] | 0 | 0 | 0 | 0 | 0 | 0 | 0 | #N/A | #N/A | n | 0 | 00
[9 empty] | #N/A | #N/A | n | 0 | [10 empty] | 0 | 0 | 0 | 0 | 0 | 0 | 0 | #N/A | #N/A | n | 0 | 00
[9 empty] | #N/A | #N/A | n | 0 | [10 empty] | 0 | 0 | 0 | 0 | 0 | 0 | 0 | #N/A | #N/A | n | 0 | 00
[9 empty] | #N/A | #N/A | n | 0 | [10 empty] | 0 | 0 | 0 | 0 | 0 | 0 | 0 | #N/A | #N/A | n | 0 | 00
[9 empty] | #N/A | #N/A | n | 0 | [10 empty] | 0 | 0 | 0 | 0 | 0 | 0 | 0 | #N/A | #N/A | n | 0 | 00
[9 empty] | #N/A | #N/A | n | 0 | [10 empty] | 0 | 0 | 0 | 0 | 0 | 0 | 0 | #N/A | #N/A | n | 0 | 00
[9 empty] | #N/A | #N/A | n | 0 | [10 empty] | 0 | 0 | 0 | 0 | 0 | 0 | 0 | #N/A | #N/A | n | 0 | 00
[9 empty] | #N/A | #N/A | n | 0 | [10 empty] | 0 | 0 | 0 | 0 | 0 | 0 | 0 | #N/A | #N/A | n | 0 | 00
[9 empty] | #N/A | #N/A | n | 0 | [10 empty] | 0 | 0 | 0 | 0 | 0 | 0 | 0 | #N/A | #N/A | n | 0 | 00
[9 empty] | #N/A | #N/A | n | 0 | [10 empty] | 0 | 0 | 0 | 0 | 0 | 0 | 0 | #N/A | #N/A | n | 0 | 00
[9 empty] | #N/A | #N/A | n | 0 | [10 empty] | 0 | 0 | 0 | 0 | 0 | 0 | 0 | #N/A | #N/A | n | 0 | 00
[9 empty] | #N/A | #N/A | n | 0 | [10 empty] | 0 | 0 | 0 | 0 | 0 | 0 | 0 | #N/A | #N/A | n | 0 | 00
[9 empty] | #N/A | #N/A | n | 0 | [10 empty] | 0 | 0 | 0 | 0 | 0 | 0 | 0 | #N/A | #N/A | n | 0 | 00
[9 empty] | #N/A | #N/A | n | 0 | [10 empty] | 0 | 0 | 0 | 0 | 0 | 0 | 0 | #N/A | #N/A | n | 0 | 00
[9 empty] | #N/A | #N/A | n | 0 | [10 empty] | 0 | 0 | 0 | 0 | 0 | 0 | 0 | #N/A | #N/A | n | 0 | 00
[9 empty] | #N/A | #N/A | n | 0 | [10 empty] | 0 | 0 | 0 | 0 | 0 | 0 | 0 | #N/A | #N/A | n | 0 | 00
[9 empty] | #N/A | #N/A | n | 0 | [10 empty] | 0 | 0 | 0 | 0 | 0 | 0 | 0 | #N/A | #N/A | n | 0 | 00
[9 empty] | #N/A | #N/A | n | 0 | [10 empty] | 0 | 0 | 0 | 0 | 0 | 0 | 0 | #N/A | #N/A | n | 0 | 00
[9 empty] | #N/A | #N/A | n | 0 | [10 empty] | 0 | 0 | 0 | 0 | 0 | 0 | 0 | #N/A | #N/A | n | 0 | 00
[9 empty] | #N/A | #N/A | n | 0 | [10 empty] | 0 | 0 | 0 | 0 | 0 | 0 | 0 | #N/A | #N/A | n | 0 | 00
[9 empty] | #N/A | #N/A | n | 0 | [10 empty] | 0 | 0 | 0 | 0 | 0 | 0 | 0 | #N/A | #N/A | n | 0 | 00
[9 empty] | #N/A | #N/A | n | 0 | [10 empty] | 0 | 0 | 0 | 0 | 0 | 0 | 0 | #N/A | #N/A | n | 0 | 00
[9 empty] | #N/A | #N/A | n | 0 | [10 empty] | 0 | 0 | 0 | 0 | 0 | 0 | 0 | #N/A | #N/A | n | 0 | 00
[9 empty] | #N/A | #N/A | n | 0 | [10 empty] | 0 | 0 | 0 | 0 | 0 | 0 | 0 | #N/A | #N/A | n | 0 | 00
[9 empty] | #N/A | #N/A | n | 0 | [10 empty] | 0 | 0 | 0 | 0 | 0 | 0 | 0 | #N/A | #N/A | n | 0 | 00
[9 empty] | #N/A | #N/A | n | 0 | [10 empty] | 0 | 0 | 0 | 0 | 0 | 0 | 0 | #N/A | #N/A | n | 0 | 00
[9 empty] | #N/A | #N/A | n | 0 | [10 empty] | 0 | 0 | 0 | 0 | 0 | 0 | 0 | #N/A | #N/A | n | 0 | 00
[9 empty] | #N/A | #N/A | n | 0 | [10 empty] | 0 | 0 | 0 | 0 | 0 | 0 | 0 | #N/A | #N/A | n | 0 | 00
[9 empty] | #N/A | #N/A | n | 0 | [10 empty] | 0 | 0 | 0 | 0 | 0 | 0 | 0 | #N/A | #N/A | n | 0 | 00
[9 empty] | #N/A | #N/A | n | 0 | [10 empty] | 0 | 0 | 0 | 0 | 0 | 0 | 0 | #N/A | #N/A | n | 0 | 00
[9 empty] | #N/A | #N/A | n | 0 | [10 empty] | 0 | 0 | 0 | 0 | 0 | 0 | 0 | #N/A | #N/A | n | 0 | 00
[9 empty] | #N/A | #N/A | n | 0 | [10 empty] | 0 | 0 | 0 | 0 | 0 | 0 | 0 | #N/A | #N/A | n | 0 | 00
[9 empty] | #N/A | #N/A | n | 0 | [10 empty] | 0 | 0 | 0 | 0 | 0 | 0 | 0 | #N/A | #N/A | n | 0 | 00
[9 empty] | #N/A | #N/A | n | 0 | [10 empty] | 0 | 0 | 0 | 0 | 0 | 0 | 0 | #N/A | #N/A | n | 0 | 00
[9 empty] | #N/A | #N/A | n | 0 | [10 empty] | 0 | 0 | 0 | 0 | 0 | 0 | 0 | #N/A | #N/A | n | 0 | 00
[9 empty] | #N/A | #N/A | n | 0 | [10 empty] | 0 | 0 | 0 | 0 | 0 | 0 | 0 | #N/A | #N/A | n | 0 | 00
[9 empty] | #N/A | #N/A | n | 0 | [10 empty] | 0 | 0 | 0 | 0 | 0 | 0 | 0 | #N/A | #N/A | n | 0 | 00
[9 empty] | #N/A | #N/A | n | 0 | [10 empty] | 0 | 0 | 0 | 0 | 0 | 0 | 0 | #N/A | #N/A | n | 0 | 00
[9 empty] | #N/A | #N/A | n | 0 | [10 empty] | 0 | 0 | 0 | 0 | 0 | 0 | 0 | #N/A | #N/A | n | 0 | 00
[9 empty] | #N/A | #N/A | n | 0 | [10 empty] | 0 | 0 | 0 | 0 | 0 | 0 | 0 | #N/A | #N/A | n | 0 | 00
[9 empty] | #N/A | #N/A | n | 0 | [10 empty] | 0 | 0 | 0 | 0 | 0 | 0 | 0 | #N/A | #N/A | n | 0 | 00
[9 empty] | #N/A | #N/A | n | 0 | [10 empty] | 0 | 0 | 0 | 0 | 0 | 0 | 0 | #N/A | #N/A | n | 0 | 00
[9 empty] | #N/A | #N/A | n | 0 | [10 empty] | 0 | 0 | 0 | 0 | 0 | 0 | 0 | #N/A | #N/A | n | 0 | 00
[9 empty] | #N/A | #N/A | n | 0 | [10 empty] | 0 | 0 | 0 | 0 | 0 | 0 | 0 | #N/A | #N/A | n | 0 | 00
[9 empty] | #N/A | #N/A | n | 0 | [10 empty] | 0 | 0 | 0 | 0 | 0 | 0 | 0 | #N/A | #N/A | n | 0 | 00
[9 empty] | #N/A | #N/A | n | 0 | [10 empty] | 0 | 0 | 0 | 0 | 0 | 0 | 0 | #N/A | #N/A | n | 0 | 00
[9 empty] | #N/A | #N/A | n | 0 | [10 empty] | 0 | 0 | 0 | 0 | 0 | 0 | 0 | #N/A | #N/A | n | 0 | 00
[9 empty] | #N/A | #N/A | n | 0 | [10 empty] | 0 | 0 | 0 | 0 | 0 | 0 | 0 | #N/A | #N/A | n | 0 | 00
[9 empty] | #N/A | #N/A | n | 0 | [10 empty] | 0 | 0 | 0 | 0 | 0 | 0 | 0 | #N/A | #N/A | n | 0 | 00
[9 empty] | #N/A | #N/A | n | 0 | [10 empty] | 0 | 0 | 0 | 0 | 0 | 0 | 0 | #N/A | #N/A | n | 0 | 00
[9 empty] | #N/A | #N/A | n | 0 | [10 empty] | 0 | 0 | 0 | 0 | 0 | 0 | 0 | #N/A | #N/A | n | 0 | 00
[9 empty] | #N/A | #N/A | n | 0 | [10 empty] | 0 | 0 | 0 | 0 | 0 | 0 | 0 | #N/A | #N/A | n | 0 | 00
[9 empty] | #N/A | #N/A | n | 0 | [10 empty] | 0 | 0 | 0 | 0 | 0 | 0 | 0 | #N/A | #N/A | n | 0 | 00
[9 empty] | #N/A | #N/A | n | 0 | [10 empty] | 0 | 0 | 0 | 0 | 0 | 0 | 0 | #N/A | #N/A | n | 0 | 00
[9 empty] | #N/A | #N/A | n | 0 | [10 empty] | 0 | 0 | 0 | 0 | 0 | 0 | 0 | #N/A | #N/A | n | 0 | 00
[9 empty] | #N/A | #N/A | n | 0 | [10 empty] | 0 | 0 | 0 | 0 | 0 | 0 | 0 | #N/A | #N/A | n | 0 | 00
[9 empty] | #N/A | #N/A | n | 0 | [10 empty] | 0 | 0 | 0 | 0 | 0 | 0 | 0 | #N/A | #N/A | n | 0 | 00
[9 empty] | #N/A | #N/A | n | 0 | [10 empty] | 0 | 0 | 0 | 0 | 0 | 0 | 0 | #N/A | #N/A | n | 0 | 00
[9 empty] | #N/A | #N/A | n | 0 | [10 empty] | 0 | 0 | 0 | 0 | 0 | 0 | 0 | #N/A | #N/A | n | 0 | 00
[9 empty] | #N/A | #N/A | n | 0 | [10 empty] | 0 | 0 | 0 | 0 | 0 | 0 | 0 | #N/A | #N/A | n | 0 | 00
[9 empty] | #N/A | #N/A | n | 0 | [10 empty] | 0 | 0 | 0 | 0 | 0 | 0 | 0 | #N/A | #N/A | n | 0 | 00
[9 empty] | #N/A | #N/A | n | 0 | [10 empty] | 0 | 0 | 0 | 0 | 0 | 0 | 0 | #N/A | #N/A | n | 0 | 00
[9 empty] | #N/A | #N/A | n | 0 | [10 empty] | 0 | 0 | 0 | 0 | 0 | 0 | 0 | #N/A | #N/A | n | 0 | 00
[9 empty] | #N/A | #N/A | n | 0 | [10 empty] | 0 | 0 | 0 | 0 | 0 | 0 | 0 | #N/A | #N/A | n | 0 | 00
[9 empty] | #N/A | #N/A | n | 0 | [10 empty] | 0 | 0 | 0 | 0 | 0 | 0 | 0 | #N/A | #N/A | n | 0 | 00
[9 empty] | #N/A | #N/A | n | 0 | [10 empty] | 0 | 0 | 0 | 0 | 0 | 0 | 0 | #N/A | #N/A | n | 0 | 00
[9 empty] | #N/A | #N/A | n | 0 | [10 empty] | 0 | 0 | 0 | 0 | 0 | 0 | 0 | #N/A | #N/A | n | 0 | 00
[9 empty] | #N/A | #N/A | n | 0 | [10 empty] | 0 | 0 | 0 | 0 | 0 | 0 | 0 | #N/A | #N/A | n | 0 | 00
[9 empty] | #N/A | #N/A | n | 0 | [10 empty] | 0 | 0 | 0 | 0 | 0 | 0 | 0 | #N/A | #N/A | n | 0 | 00
[9 empty] | #N/A | #N/A | n | 0 | [10 empty] | 0 | 0 | 0 | 0 | 0 | 0 | 0 | #N/A | #N/A | n | 0 | 00
[9 empty] | #N/A | #N/A | n | 0 | [10 empty] | 0 | 0 | 0 | 0 | 0 | 0 | 0 | #N/A | #N/A | n | 0 | 00
[9 empty] | #N/A | #N/A | n | 0 | [10 empty] | 0 | 0 | 0 | 0 | 0 | 0 | 0 | #N/A | #N/A | n | 0 | 00
[9 empty] | #N/A | #N/A | n | 0 | [10 empty] | 0 | 0 | 0 | 0 | 0 | 0 | 0 | #N/A | #N/A | n | 0 | 00
[9 empty] | #N/A | #N/A | n | 0 | [10 empty] | 0 | 0 | 0 | 0 | 0 | 0 | 0 | #N/A | #N/A | n | 0 | 00
[9 empty] | #N/A | #N/A | n | 0 | [10 empty] | 0 | 0 | 0 | 0 | 0 | 0 | 0 | #N/A | #N/A | n | 0 | 00
[9 empty] | #N/A | #N/A | n | 0 | [10 empty] | 0 | 0 | 0 | 0 | 0 | 0 | 0 | #N/A | #N/A | n | 0 | 00
[9 empty] | #N/A | #N/A | n | 0 | [10 empty] | 0 | 0 | 0 | 0 | 0 | 0 | 0 | #N/A | #N/A | n | 0 | 00
[9 empty] | #N/A | #N/A | n | 0 | [10 empty] | 0 | 0 | 0 | 0 | 0 | 0 | 0 | #N/A | #N/A | n | 0 | 00
[9 empty] | #N/A | #N/A | n | 0 | [10 empty] | 0 | 0 | 0 | 0 | 0 | 0 | 0 | #N/A | #N/A | n | 0 | 00
[9 empty] | #N/A | #N/A | n | 0 | [10 empty] | 0 | 0 | 0 | 0 | 0 | 0 | 0 | #N/A | #N/A | n | 0 | 00
[9 empty] | #N/A | #N/A | n | 0 | [10 empty] | 0 | 0 | 0 | 0 | 0 | 0 | 0 | #N/A | #N/A | n | 0 | 00
[9 empty] | #N/A | #N/A | n | 0 | [10 empty] | 0 | 0 | 0 | 0 | 0 | 0 | 0 | #N/A | #N/A | n | 0 | 00
[9 empty] | #N/A | #N/A | n | 0 | [10 empty] | 0 | 0 | 0 | 0 | 0 | 0 | 0 | #N/A | #N/A | n | 0 | 00
[9 empty] | #N/A | #N/A | n | 0 | [10 empty] | 0 | 0 | 0 | 0 | 0 | 0 | 0 | #N/A | #N/A | n | 0 | 00
[9 empty] | #N/A | #N/A | n | 0 | [10 empty] | 0 | 0 | 0 | 0 | 0 | 0 | 0 | #N/A | #N/A | n | 0 | 00
[9 empty] | #N/A | #N/A | n | 0 | [10 empty] | 0 | 0 | 0 | 0 | 0 | 0 | 0 | #N/A | #N/A | n | 0 | 00
[9 empty] | #N/A | #N/A | n | 0 | [10 empty] | 0 | 0 | 0 | 0 | 0 | 0 | 0 | #N/A | #N/A | n | 0 | 00
[9 empty] | #N/A | #N/A | n | 0 | [10 empty] | 0 | 0 | 0 | 0 | 0 | 0 | 0 | #N/A | #N/A | n | 0 | 00
[9 empty] | #N/A | #N/A | n | 0 | [10 empty] | 0 | 0 | 0 | 0 | 0 | 0 | 0 | #N/A | #N/A | n | 0 | 00
[9 empty] | #N/A | #N/A | n | 0 | [10 empty] | 0 | 0 | 0 | 0 | 0 | 0 | 0 | #N/A | #N/A | n | 0 | 00
[9 empty] | #N/A | #N/A | n | 0 | [10 empty] | 0 | 0 | 0 | 0 | 0 | 0 | 0 | #N/A | #N/A | n | 0 | 00
[9 empty] | #N/A | #N/A | n | 0 | [10 empty] | 0 | 0 | 0 | 0 | 0 | 0 | 0 | #N/A | #N/A | n | 0 | 00
[9 empty] | #N/A | #N/A | n | 0 | [10 empty] | 0 | 0 | 0 | 0 | 0 | 0 | 0 | #N/A | #N/A | n | 0 | 00
[9 empty] | #N/A | #N/A | n | 0 | [10 empty] | 0 | 0 | 0 | 0 | 0 | 0 | 0 | #N/A | #N/A | n | 0 | 00
[9 empty] | #N/A | #N/A | n | 0 | [10 empty] | 0 | 0 | 0 | 0 | 0 | 0 | 0 | #N/A | #N/A | n | 0 | 00
[9 empty] | #N/A | #N/A | n | 0 | [10 empty] | 0 | 0 | 0 | 0 | 0 | 0 | 0 | #N/A | #N/A | n | 0 | 00
[9 empty] | #N/A | #N/A | n | 0 | [10 empty] | 0 | 0 | 0 | 0 | 0 | 0 | 0 | #N/A | #N/A | n | 0 | 00
[9 empty] | #N/A | #N/A | n | 0 | [10 empty] | 0 | 0 | 0 | 0 | 0 | 0 | 0 | #N/A | #N/A | n | 0 | 00
[9 empty] | #N/A | #N/A | n | 0 | [10 empty] | 0 | 0 | 0 | 0 | 0 | 0 | 0 | #N/A | #N/A | n | 0 | 00
[9 empty] | #N/A | #N/A | n | 0 | [10 empty] | 0 | 0 | 0 | 0 | 0 | 0 | 0 | #N/A | #N/A | n | 0 | 00
[9 empty] | #N/A | #N/A | n | 0 | [10 empty] | 0 | 0 | 0 | 0 | 0 | 0 | 0 | #N/A | #N/A | n | 0 | 00
[9 empty] | #N/A | #N/A | n | 0 | [10 empty] | 0 | 0 | 0 | 0 | 0 | 0 | 0 | #N/A | #N/A | n | 0 | 00
[9 empty] | #N/A | #N/A | n | 0 | [10 empty] | 0 | 0 | 0 | 0 | 0 | 0 | 0 | #N/A | #N/A | n | 0 | 00
[9 empty] | #N/A | #N/A | n | 0 | [10 empty] | 0 | 0 | 0 | 0 | 0 | 0 | 0 | #N/A | #N/A | n | 0 | 00
[9 empty] | #N/A | #N/A | n | 0 | [10 empty] | 0 | 0 | 0 | 0 | 0 | 0 | 0 | #N/A | #N/A | n | 0 | 00
[9 empty] | #N/A | #N/A | n | 0 | [10 empty] | 0 | 0 | 0 | 0 | 0 | 0 | 0 | #N/A | #N/A | n | 0 | 00
[9 empty] | #N/A | #N/A | n | 0 | [10 empty] | 0 | 0 | 0 | 0 | 0 | 0 | 0 | #N/A | #N/A | n | 0 | 00
[9 empty] | #N/A | #N/A | n | 0 | [10 empty] | 0 | 0 | 0 | 0 | 0 | 0 | 0 | #N/A | #N/A | n | 0 | 00
[9 empty] | #N/A | #N/A | n | 0 | [10 empty] | 0 | 0 | 0 | 0 | 0 | 0 | 0 | #N/A | #N/A | n | 0 | 00
[9 empty] | #N/A | #N/A | n | 0 | [10 empty] | 0 | 0 | 0 | 0 | 0 | 0 | 0 | #N/A | #N/A | n | 0 | 00
[9 empty] | #N/A | #N/A | n | 0 | [10 empty] | 0 | 0 | 0 | 0 | 0 | 0 | 0 | #N/A | #N/A | n | 0 | 00
[9 empty] | #N/A | #N/A | n | 0 | [10 empty] | 0 | 0 | 0 | 0 | 0 | 0 | 0 | #N/A | #N/A | n | 0 | 00
[9 empty] | #N/A | #N/A | n | 0 | [10 empty] | 0 | 0 | 0 | 0 | 0 | 0 | 0 | #N/A | #N/A | n | 0 | 00
[9 empty] | #N/A | #N/A | n | 0 | [10 empty] | 0 | 0 | 0 | 0 | 0 | 0 | 0 | #N/A | #N/A | n | 0 | 00
[9 empty] | #N/A | #N/A | n | 0 | [10 empty] | 0 | 0 | 0 | 0 | 0 | 0 | 0 | #N/A | #N/A | n | 0 | 00
[9 empty] | #N/A | #N/A | n | 0 | [10 empty] | 0 | 0 | 0 | 0 | 0 | 0 | 0 | #N/A | #N/A | n | 0 | 00
[9 empty] | #N/A | #N/A | n | 0 | [10 empty] | 0 | 0 | 0 | 0 | 0 | 0 | 0 | #N/A | #N/A | n | 0 | 00
[9 empty] | #N/A | #N/A | n | 0 | [10 empty] | 0 | 0 | 0 | 0 | 0 | 0 | 0 | #N/A | #N/A | n | 0 | 00
[9 empty] | #N/A | #N/A | n | 0 | [10 empty] | 0 | 0 | 0 | 0 | 0 | 0 | 0 | #N/A | #N/A | n | 0 | 00
[9 empty] | #N/A | #N/A | n | 0 | [10 empty] | 0 | 0 | 0 | 0 | 0 | 0 | 0 | #N/A | #N/A | n | 0 | 00
[9 empty] | #N/A | #N/A | n | 0 | [10 empty] | 0 | 0 | 0 | 0 | 0 | 0 | 0 | #N/A | #N/A | n | 0 | 00
[9 empty] | #N/A | #N/A | n | 0 | [10 empty] | 0 | 0 | 0 | 0 | 0 | 0 | 0 | #N/A | #N/A | n | 0 | 00
[9 empty] | #N/A | #N/A | n | 0 | [10 empty] | 0 | 0 | 0 | 0 | 0 | 0 | 0 | #N/A | #N/A | n | 0 | 00
[9 empty] | #N/A | #N/A | n | 0 | [10 empty] | 0 | 0 | 0 | 0 | 0 | 0 | 0 | #N/A | #N/A | n | 0 | 00
[9 empty] | #N/A | #N/A | n | 0 | [10 empty] | 0 | 0 | 0 | 0 | 0 | 0 | 0 | #N/A | #N/A | n | 0 | 00
[9 empty] | #N/A | #N/A | n | 0 | [10 empty] | 0 | 0 | 0 | 0 | 0 | 0 | 0 | #N/A | #N/A | n | 0 | 00
[9 empty] | #N/A | #N/A | n | 0 | [10 empty] | 0 | 0 | 0 | 0 | 0 | 0 | 0 | #N/A | #N/A | n | 0 | 00
[9 empty] | #N/A | #N/A | n | 0 | [10 empty] | 0 | 0 | 0 | 0 | 0 | 0 | 0 | #N/A | #N/A | n | 0 | 00
[9 empty] | #N/A | #N/A | n | 0 | [10 empty] | 0 | 0 | 0 | 0 | 0 | 0 | 0 | #N/A | #N/A | n | 0 | 00
[9 empty] | #N/A | #N/A | n | 0 | [10 empty] | 0 | 0 | 0 | 0 | 0 | 0 | 0 | #N/A | #N/A | n | 0 | 00
[9 empty] | #N/A | #N/A | n | 0 | [10 empty] | 0 | 0 | 0 | 0 | 0 | 0 | 0 | #N/A | #N/A | n | 0 | 00
[9 empty] | #N/A | #N/A | n | 0 | [10 empty] | 0 | 0 | 0 | 0 | 0 | 0 | 0 | #N/A | #N/A | n | 0 | 00
[9 empty] | #N/A | #N/A | n | 0 | [10 empty] | 0 | 0 | 0 | 0 | 0 | 0 | 0 | #N/A | #N/A | n | 0 | 00
[9 empty] | #N/A | #N/A | n | 0 | [10 empty] | 0 | 0 | 0 | 0 | 0 | 0 | 0 | #N/A | #N/A | n | 0 | 00
[9 empty] | #N/A | #N/A | n | 0 | [10 empty] | 0 | 0 | 0 | 0 | 0 | 0 | 0 | #N/A | #N/A | n | 0 | 00
[9 empty] | #N/A | #N/A | n | 0 | [10 empty] | 0 | 0 | 0 | 0 | 0 | 0 | 0 | #N/A | #N/A | n | 0 | 00
[9 empty] | #N/A | #N/A | n | 0 | [10 empty] | 0 | 0 | 0 | 0 | 0 | 0 | 0 | #N/A | #N/A | n | 0 | 00
[9 empty] | #N/A | #N/A | n | 0 | [10 empty] | 0 | 0 | 0 | 0 | 0 | 0 | 0 | #N/A | #N/A | n | 0 | 00
[9 empty] | #N/A | #N/A | n | 0 | [10 empty] | 0 | 0 | 0 | 0 | 0 | 0 | 0 | #N/A | #N/A | n | 0 | 00
[9 empty] | #N/A | #N/A | n | 0 | [10 empty] | 0 | 0 | 0 | 0 | 0 | 0 | 0 | #N/A | #N/A | n | 0 | 00
[9 empty] | #N/A | #N/A | n | 0 | [10 empty] | 0 | 0 | 0 | 0 | 0 | 0 | 0 | #N/A | #N/A | n | 0 | 00
[9 empty] | #N/A | #N/A | n | 0 | [10 empty] | 0 | 0 | 0 | 0 | 0 | 0 | 0 | #N/A | #N/A | n | 0 | 00
[9 empty] | #N/A | #N/A | n | 0 | [10 empty] | 0 | 0 | 0 | 0 | 0 | 0 | 0 | #N/A | #N/A | n | 0 | 00
[9 empty] | #N/A | #N/A | n | 0 | [10 empty] | 0 | 0 | 0 | 0 | 0 | 0 | 0 | #N/A | #N/A | n | 0 | 00
[9 empty] | #N/A | #N/A | n | 0 | [10 empty] | 0 | 0 | 0 | 0 | 0 | 0 | 0 | #N/A | #N/A | n | 0 | 00
[9 empty] | #N/A | #N/A | n | 0 | [10 empty] | 0 | 0 | 0 | 0 | 0 | 0 | 0 | #N/A | #N/A | n | 0 | 00
[9 empty] | #N/A | #N/A | n | 0 | [10 empty] | 0 | 0 | 0 | 0 | 0 | 0 | 0 | #N/A | #N/A | n | 0 | 00
[9 empty] | #N/A | #N/A | n | 0 | [10 empty] | 0 | 0 | 0 | 0 | 0 | 0 | 0 | #N/A | #N/A | n | 0 | 00
[9 empty] | #N/A | #N/A | n | 0 | [10 empty] | 0 | 0 | 0 | 0 | 0 | 0 | 0 | #N/A | #N/A | n | 0 | 00
[9 empty] | #N/A | #N/A | n | 0 | [10 empty] | 0 | 0 | 0 | 0 | 0 | 0 | 0 | #N/A | #N/A | n | 0 | 00
[9 empty] | #N/A | #N/A | n | 0 | [10 empty] | 0 | 0 | 0 | 0 | 0 | 0 | 0 | #N/A | #N/A | n | 0 | 00
[9 empty] | #N/A | #N/A | n | 0 | [10 empty] | 0 | 0 | 0 | 0 | 0 | 0 | 0 | #N/A | #N/A | n | 0 | 00
[9 empty] | #N/A | #N/A | n | 0 | [10 empty] | 0 | 0 | 0 | 0 | 0 | 0 | 0 | #N/A | #N/A | n | 0 | 00
[9 empty] | #N/A | #N/A | n | 0 | [10 empty] | 0 | 0 | 0 | 0 | 0 | 0 | 0 | #N/A | #N/A | n | 0 | 00
[9 empty] | #N/A | #N/A | n | 0 | [10 empty] | 0 | 0 | 0 | 0 | 0 | 0 | 0 | #N/A | #N/A | n | 0 | 00
[9 empty] | #N/A | #N/A | n | 0 | [10 empty] | 0 | 0 | 0 | 0 | 0 | 0 | 0 | #N/A | #N/A | n | 0 | 00
[9 empty] | #N/A | #N/A | n | 0 | [10 empty] | 0 | 0 | 0 | 0 | 0 | 0 | 0 | #N/A | #N/A | n | 0 | 00
[9 empty] | #N/A | #N/A | n | 0 | [10 empty] | 0 | 0 | 0 | 0 | 0 | 0 | 0 | #N/A | #N/A | n | 0 | 00
[9 empty] | #N/A | #N/A | n | 0 | [10 empty] | 0 | 0 | 0 | 0 | 0 | 0 | 0 | #N/A | #N/A | n | 0 | 00
[9 empty] | #N/A | #N/A | n | 0 | [10 empty] | 0 | 0 | 0 | 0 | 0 | 0 | 0 | #N/A | #N/A | n | 0 | 00
[9 empty] | #N/A | #N/A | n | 0 | [10 empty] | 0 | 0 | 0 | 0 | 0 | 0 | 0 | #N/A | #N/A | n | 0 | 00
[9 empty] | #N/A | #N/A | n | 0 | [10 empty] | 0 | 0 | 0 | 0 | 0 | 0 | 0 | #N/A | #N/A | n | 0 | 00
[9 empty] | #N/A | #N/A | n | 0 | [10 empty] | 0 | 0 | 0 | 0 | 0 | 0 | 0 | #N/A | #N/A | n | 0 | 00
[9 empty] | #N/A | #N/A | n | 0 | [10 empty] | 0 | 0 | 0 | 0 | 0 | 0 | 0 | #N/A | #N/A | n | 0 | 00
[9 empty] | #N/A | #N/A | n | 0 | [10 empty] | 0 | 0 | 0 | 0 | 0 | 0 | 0 | #N/A | #N/A | n | 0 | 00
[9 empty] | #N/A | #N/A | n | 0 | [10 empty] | 0 | 0 | 0 | 0 | 0 | 0 | 0 | #N/A | #N/A | n | 0 | 00
[9 empty] | #N/A | #N/A | n | 0 | [10 empty] | 0 | 0 | 0 | 0 | 0 | 0 | 0 | #N/A | #N/A | n | 0 | 00
[9 empty] | #N/A | #N/A | n | 0 | [10 empty] | 0 | 0 | 0 | 0 | 0 | 0 | 0 | #N/A | #N/A | n | 0 | 00
[9 empty] | #N/A | #N/A | n | 0 | [10 empty] | 0 | 0 | 0 | 0 | 0 | 0 | 0 | #N/A | #N/A | n | 0 | 00
[9 empty] | #N/A | #N/A | n | 0 | [10 empty] | 0 | 0 | 0 | 0 | 0 | 0 | 0 | #N/A | #N/A | n | 0 | 00
[9 empty] | #N/A | #N/A | n | 0 | [10 empty] | 0 | 0 | 0 | 0 | 0 | 0 | 0 | #N/A | #N/A | n | 0 | 00
[9 empty] | #N/A | #N/A | n | 0 | [10 empty] | 0 | 0 | 0 | 0 | 0 | 0 | 0 | #N/A | #N/A | n | 0 | 00
[9 empty] | #N/A | #N/A | n | 0 | [10 empty] | 0 | 0 | 0 | 0 | 0 | 0 | 0 | #N/A | #N/A | n | 0 | 00
[9 empty] | #N/A | #N/A | n | 0 | [10 empty] | 0 | 0 | 0 | 0 | 0 | 0 | 0 | #N/A | #N/A | n | 0 | 00
[9 empty] | #N/A | #N/A | n | 0 | [10 empty] | 0 | 0 | 0 | 0 | 0 | 0 | 0 | #N/A | #N/A | n | 0 | 00
[9 empty] | #N/A | #N/A | n | 0 | [10 empty] | 0 | 0 | 0 | 0 | 0 | 0 | 0 | #N/A | #N/A | n | 0 | 00
[9 empty] | #N/A | #N/A | n | 0 | [10 empty] | 0 | 0 | 0 | 0 | 0 | 0 | 0 | #N/A | #N/A | n | 0 | 00
[9 empty] | #N/A | #N/A | n | 0 | [10 empty] | 0 | 0 | 0 | 0 | 0 | 0 | 0 | #N/A | #N/A | n | 0 | 00
[9 empty] | #N/A | #N/A | n | 0 | [10 empty] | 0 | 0 | 0 | 0 | 0 | 0 | 0 | #N/A | #N/A | n | 0 | 00
[9 empty] | #N/A | #N/A | n | 0 | [10 empty] | 0 | 0 | 0 | 0 | 0 | 0 | 0 | #N/A | #N/A | n | 0 | 00
[9 empty] | #N/A | #N/A | n | 0 | [10 empty] | 0 | 0 | 0 | 0 | 0 | 0 | 0 | #N/A | #N/A | n | 0 | 00
[9 empty] | #N/A | #N/A | n | 0 | [10 empty] | 0 | 0 | 0 | 0 | 0 | 0 | 0 | #N/A | #N/A | n | 0 | 00
[9 empty] | #N/A | #N/A | n | 0 | [10 empty] | 0 | 0 | 0 | 0 | 0 | 0 | 0 | #N/A | #N/A | n | 0 | 00
[9 empty] | #N/A | #N/A | n | 0 | [10 empty] | 0 | 0 | 0 | 0 | 0 | 0 | 0 | #N/A | #N/A | n | 0 | 00
[9 empty] | #N/A | #N/A | n | 0 | [10 empty] | 0 | 0 | 0 | 0 | 0 | 0 | 0 | #N/A | #N/A | n | 0 | 00
[9 empty] | #N/A | #N/A | n | 0 | [10 empty] | 0 | 0 | 0 | 0 | 0 | 0 | 0 | #N/A | #N/A | n | 0 | 00
[9 empty] | #N/A | #N/A | n | 0 | [10 empty] | 0 | 0 | 0 | 0 | 0 | 0 | 0 | #N/A | #N/A | n | 0 | 00
[9 empty] | #N/A | #N/A | n | 0 | [10 empty] | 0 | 0 | 0 | 0 | 0 | 0 | 0 | #N/A | #N/A | n | 0 | 00
[9 empty] | #N/A | #N/A | n | 0 | [10 empty] | 0 | 0 | 0 | 0 | 0 | 0 | 0 | #N/A | #N/A | n | 0 | 00
[9 empty] | #N/A | #N/A | n | 0 | [10 empty] | 0 | 0 | 0 | 0 | 0 | 0 | 0 | #N/A | #N/A | n | 0 | 00
[9 empty] | #N/A | #N/A | n | 0 | [10 empty] | 0 | 0 | 0 | 0 | 0 | 0 | 0 | #N/A | #N/A | n | 0 | 00
[9 empty] | #N/A | #N/A | n | 0 | [10 empty] | 0 | 0 | 0 | 0 | 0 | 0 | 0 | #N/A | #N/A | n | 0 | 00
[9 empty] | #N/A | #N/A | n | 0 | [10 empty] | 0 | 0 | 0 | 0 | 0 | 0 | 0 | #N/A | #N/A | n | 0 | 00
[9 empty] | #N/A | #N/A | n | 0 | [10 empty] | 0 | 0 | 0 | 0 | 0 | 0 | 0 | #N/A | #N/A | n | 0 | 00
[9 empty] | #N/A | #N/A | n | 0 | [10 empty] | 0 | 0 | 0 | 0 | 0 | 0 | 0 | #N/A | #N/A | n | 0 | 00
[9 empty] | #N/A | #N/A | n | 0 | [10 empty] | 0 | 0 | 0 | 0 | 0 | 0 | 0 | #N/A | #N/A | n | 0 | 00
[9 empty] | #N/A | #N/A | n | 0 | [10 empty] | 0 | 0 | 0 | 0 | 0 | 0 | 0 | #N/A | #N/A | n | 0 | 00
[9 empty] | #N/A | #N/A | n | 0 | [10 empty] | 0 | 0 | 0 | 0 | 0 | 0 | 0 | #N/A | #N/A | n | 0 | 00
[9 empty] | #N/A | #N/A | n | 0 | [10 empty] | 0 | 0 | 0 | 0 | 0 | 0 | 0 | #N/A | #N/A | n | 0 | 00
[9 empty] | #N/A | #N/A | n | 0 | [10 empty] | 0 | 0 | 0 | 0 | 0 | 0 | 0 | #N/A | #N/A | n | 0 | 00
[9 empty] | #N/A | #N/A | n | 0 | [10 empty] | 0 | 0 | 0 | 0 | 0 | 0 | 0 | #N/A | #N/A | n | 0 | 00
[9 empty] | #N/A | #N/A | n | 0 | [10 empty] | 0 | 0 | 0 | 0 | 0 | 0 | 0 | #N/A | #N/A | n | 0 | 00
[9 empty] | #N/A | #N/A | n | 0 | [10 empty] | 0 | 0 | 0 | 0 | 0 | 0 | 0 | #N/A | #N/A | n | 0 | 00
[9 empty] | #N/A | #N/A | n | 0 | [10 empty] | 0 | 0 | 0 | 0 | 0 | 0 | 0 | #N/A | #N/A | n | 0 | 00
[9 empty] | #N/A | #N/A | n | 0 | [10 empty] | 0 | 0 | 0 | 0 | 0 | 0 | 0 | #N/A | #N/A | n | 0 | 00
[9 empty] | #N/A | #N/A | n | 0 | [10 empty] | 0 | 0 | 0 | 0 | 0 | 0 | 0 | #N/A | #N/A | n | 0 | 00
[9 empty] | #N/A | #N/A | n | 0 | [10 empty] | 0 | 0 | 0 | 0 | 0 | 0 | 0 | #N/A | #N/A | n | 0 | 00
[9 empty] | #N/A | #N/A | n | 0 | [10 empty] | 0 | 0 | 0 | 0 | 0 | 0 | 0 | #N/A | #N/A | n | 0 | 00
[9 empty] | #N/A | #N/A | n | 0 | [10 empty] | 0 | 0 | 0 | 0 | 0 | 0 | 0 | #N/A | #N/A | n | 0 | 00
[9 empty] | #N/A | #N/A | n | 0 | [10 empty] | 0 | 0 | 0 | 0 | 0 | 0 | 0 | #N/A | #N/A | n | 0 | 00
[9 empty] | #N/A | #N/A | n | 0 | [10 empty] | 0 | 0 | 0 | 0 | 0 | 0 | 0 | #N/A | #N/A | n | 0 | 00
[9 empty] | #N/A | #N/A | n | 0 | [10 empty] | 0 | 0 | 0 | 0 | 0 | 0 | 0 | #N/A | #N/A | n | 0 | 00
[9 empty] | #N/A | #N/A | n | 0 | [10 empty] | 0 | 0 | 0 | 0 | 0 | 0 | 0 | #N/A | #N/A | n | 0 | 00
[9 empty] | #N/A | #N/A | n | 0 | [10 empty] | 0 | 0 | 0 | 0 | 0 | 0 | 0 | #N/A | #N/A | n | 0 | 00
[9 empty] | #N/A | #N/A | n | 0 | [10 empty] | 0 | 0 | 0 | 0 | 0 | 0 | 0 | #N/A | #N/A | n | 0 | 00
[9 empty] | #N/A | #N/A | n | 0 | [10 empty] | 0 | 0 | 0 | 0 | 0 | 0 | 0 | #N/A | #N/A | n | 0 | 00
[9 empty] | #N/A | #N/A | n | 0 | [10 empty] | 0 | 0 | 0 | 0 | 0 | 0 | 0 | #N/A | #N/A | n | 0 | 00
[9 empty] | #N/A | #N/A | n | 0 | [10 empty] | 0 | 0 | 0 | 0 | 0 | 0 | 0 | #N/A | #N/A | n | 0 | 00
[9 empty] | #N/A | #N/A | n | 0 | [10 empty] | 0 | 0 | 0 | 0 | 0 | 0 | 0 | #N/A | #N/A | n | 0 | 00
[9 empty] | #N/A | #N/A | n | 0 | [10 empty] | 0 | 0 | 0 | 0 | 0 | 0 | 0 | #N/A | #N/A | n | 0 | 00
[9 empty] | #N/A | #N/A | n | 0 | [10 empty] | 0 | 0 | 0 | 0 | 0 | 0 | 0 | #N/A | #N/A | n | 0 | 00
[9 empty] | #N/A | #N/A | n | 0 | [10 empty] | 0 | 0 | 0 | 0 | 0 | 0 | 0 | #N/A | #N/A | n | 0 | 00
[9 empty] | #N/A | #N/A | n | 0 | [10 empty] | 0 | 0 | 0 | 0 | 0 | 0 | 0 | #N/A | #N/A | n | 0 | 00
[9 empty] | #N/A | #N/A | n | 0 | [10 empty] | 0 | 0 | 0 | 0 | 0 | 0 | 0 | #N/A | #N/A | n | 0 | 00
[9 empty] | #N/A | #N/A | n | 0 | [10 empty] | 0 | 0 | 0 | 0 | 0 | 0 | 0 | #N/A | #N/A | n | 0 | 00
[9 empty] | #N/A | #N/A | n | 0 | [10 empty] | 0 | 0 | 0 | 0 | 0 | 0 | 0 | #N/A | #N/A | n | 0 | 00
[9 empty] | #N/A | #N/A | n | 0 | [10 empty] | 0 | 0 | 0 | 0 | 0 | 0 | 0 | #N/A | #N/A | n | 0 | 00
[9 empty] | #N/A | #N/A | n | 0 | [10 empty] | 0 | 0 | 0 | 0 | 0 | 0 | 0 | #N/A | #N/A | n | 0 | 00
[9 empty] | #N/A | #N/A | n | 0 | [10 empty] | 0 | 0 | 0 | 0 | 0 | 0 | 0 | #N/A | #N/A | n | 0 | 00
[9 empty] | #N/A | #N/A | n | 0 | [10 empty] | 0 | 0 | 0 | 0 | 0 | 0 | 0 | #N/A | #N/A | n | 0 | 00
[9 empty] | #N/A | #N/A | n | 0 | [10 empty] | 0 | 0 | 0 | 0 | 0 | 0 | 0 | #N/A | #N/A | n | 0 | 00
[9 empty] | #N/A | #N/A | n | 0 | [10 empty] | 0 | 0 | 0 | 0 | 0 | 0 | 0 | #N/A | #N/A | n | 0 | 00
[9 empty] | #N/A | #N/A | n | 0 | [10 empty] | 0 | 0 | 0 | 0 | 0 | 0 | 0 | #N/A | #N/A | n | 0 | 00
[9 empty] | #N/A | #N/A | n | 0 | [10 empty] | 0 | 0 | 0 | 0 | 0 | 0 | 0 | #N/A | #N/A | n | 0 | 00
[9 empty] | #N/A | #N/A | n | 0 | [10 empty] | 0 | 0 | 0 | 0 | 0 | 0 | 0 | #N/A | #N/A | n | 0 | 00
[9 empty] | #N/A | #N/A | n | 0 | [10 empty] | 0 | 0 | 0 | 0 | 0 | 0 | 0 | #N/A | #N/A | n | 0 | 00
[9 empty] | #N/A | #N/A | n | 0 | [10 empty] | 0 | 0 | 0 | 0 | 0 | 0 | 0 | #N/A | #N/A | n | 0 | 00
[9 empty] | #N/A | #N/A | n | 0 | [10 empty] | 0 | 0 | 0 | 0 | 0 | 0 | 0 | #N/A | #N/A | n | 0 | 00
[9 empty] | #N/A | #N/A | n | 0 | [10 empty] | 0 | 0 | 0 | 0 | 0 | 0 | 0 | #N/A | #N/A | n | 0 | 00
[9 empty] | #N/A | #N/A | n | 0 | [10 empty] | 0 | 0 | 0 | 0 | 0 | 0 | 0 | #N/A | #N/A | n | 0 | 00
[9 empty] | #N/A | #N/A | n | 0 | [10 empty] | 0 | 0 | 0 | 0 | 0 | 0 | 0 | #N/A | #N/A | n | 0 | 00
[9 empty] | #N/A | #N/A | n | 0 | [10 empty] | 0 | 0 | 0 | 0 | 0 | 0 | 0 | #N/A | #N/A | n | 0 | 00
[9 empty] | #N/A | #N/A | n | 0 | [10 empty] | 0 | 0 | 0 | 0 | 0 | 0 | 0 | #N/A | #N/A | n | 0 | 00
[9 empty] | #N/A | #N/A | n | 0 | [10 empty] | 0 | 0 | 0 | 0 | 0 | 0 | 0 | #N/A | #N/A | n | 0 | 00
[9 empty] | #N/A | #N/A | n | 0 | [10 empty] | 0 | 0 | 0 | 0 | 0 | 0 | 0 | #N/A | #N/A | n | 0 | 00
[9 empty] | #N/A | #N/A | n | 0 | [10 empty] | 0 | 0 | 0 | 0 | 0 | 0 | 0 | #N/A | #N/A | n | 0 | 00
[9 empty] | #N/A | #N/A | n | 0 | [10 empty] | 0 | 0 | 0 | 0 | 0 | 0 | 0 | #N/A | #N/A | n | 0 | 00
[9 empty] | #N/A | #N/A | n | 0 | [10 empty] | 0 | 0 | 0 | 0 | 0 | 0 | 0 | #N/A | #N/A | n | 0 | 00
[9 empty] | #N/A | #N/A | n | 0 | [10 empty] | 0 | 0 | 0 | 0 | 0 | 0 | 0 | #N/A | #N/A | n | 0 | 00
[9 empty] | #N/A | #N/A | n | 0 | [10 empty] | 0 | 0 | 0 | 0 | 0 | 0 | 0 | #N/A | #N/A | n | 0 | 00
[9 empty] | #N/A | #N/A | n | 0 | [10 empty] | 0 | 0 | 0 | 0 | 0 | 0 | 0 | #N/A | #N/A | n | 0 | 00
[9 empty] | #N/A | #N/A | n | 0 | [10 empty] | 0 | 0 | 0 | 0 | 0 | 0 | 0 | #N/A | #N/A | n | 0 | 00
[9 empty] | #N/A | #N/A | n | 0 | [10 empty] | 0 | 0 | 0 | 0 | 0 | 0 | 0 | #N/A | #N/A | n | 0 | 00
[9 empty] | #N/A | #N/A | n | 0 | [10 empty] | 0 | 0 | 0 | 0 | 0 | 0 | 0 | #N/A | #N/A | n | 0 | 00
[9 empty] | #N/A | #N/A | n | 0 | [10 empty] | 0 | 0 | 0 | 0 | 0 | 0 | 0 | #N/A | #N/A | n | 0 | 00
[9 empty] | #N/A | #N/A | n | 0 | [10 empty] | 0 | 0 | 0 | 0 | 0 | 0 | 0 | #N/A | #N/A | n | 0 | 00
[9 empty] | #N/A | #N/A | n | 0 | [10 empty] | 0 | 0 | 0 | 0 | 0 | 0 | 0 | #N/A | #N/A | n | 0 | 00
[9 empty] | #N/A | #N/A | n | 0 | [10 empty] | 0 | 0 | 0 | 0 | 0 | 0 | 0 | #N/A | #N/A | n | 0 | 00
[9 empty] | #N/A | #N/A | n | 0 | [10 empty] | 0 | 0 | 0 | 0 | 0 | 0 | 0 | #N/A | #N/A | n | 0 | 00
[9 empty] | #N/A | #N/A | n | 0 | [10 empty] | 0 | 0 | 0 | 0 | 0 | 0 | 0 | #N/A | #N/A | n | 0 | 00
[9 empty] | #N/A | #N/A | n | 0 | [10 empty] | 0 | 0 | 0 | 0 | 0 | 0 | 0 | #N/A | #N/A | n | 0 | 00
[9 empty] | #N/A | #N/A | n | 0 | [10 empty] | 0 | 0 | 0 | 0 | 0 | 0 | 0 | #N/A | #N/A | n | 0 | 00
[9 empty] | #N/A | #N/A | n | 0 | [10 empty] | 0 | 0 | 0 | 0 | 0 | 0 | 0 | #N/A | #N/A | n | 0 | 00
[9 empty] | #N/A | #N/A | n | 0 | [10 empty] | 0 | 0 | 0 | 0 | 0 | 0 | 0 | #N/A | #N/A | n | 0 | 00
[9 empty] | #N/A | #N/A | n | 0 | [10 empty] | 0 | 0 | 0 | 0 | 0 | 0 | 0 | #N/A | #N/A | n | 0 | 00
[9 empty] | #N/A | #N/A | n | 0 | [10 empty] | 0 | 0 | 0 | 0 | 0 | 0 | 0 | #N/A | #N/A | n | 0 | 00
[9 empty] | #N/A | #N/A | n | 0 | [10 empty] | 0 | 0 | 0 | 0 | 0 | 0 | 0 | #N/A | #N/A | n | 0 | 00
[9 empty] | #N/A | #N/A | n | 0 | [10 empty] | 0 | 0 | 0 | 0 | 0 | 0 | 0 | #N/A | #N/A | n | 0 | 00
[9 empty] | #N/A | #N/A | n | 0 | [10 empty] | 0 | 0 | 0 | 0 | 0 | 0 | 0 | #N/A | #N/A | n | 0 | 00
[9 empty] | #N/A | #N/A | n | 0 | [10 empty] | 0 | 0 | 0 | 0 | 0 | 0 | 0 | #N/A | #N/A | n | 0 | 00
[9 empty] | #N/A | #N/A | n | 0 | [10 empty] | 0 | 0 | 0 | 0 | 0 | 0 | 0 | #N/A | #N/A | n | 0 | 00
[9 empty] | #N/A | #N/A | n | 0 | [10 empty] | 0 | 0 | 0 | 0 | 0 | 0 | 0 | #N/A | #N/A | n | 0 | 00
[9 empty] | #N/A | #N/A | n | 0 | [10 empty] | 0 | 0 | 0 | 0 | 0 | 0 | 0 | #N/A | #N/A | n | 0 | 00
[9 empty] | #N/A | #N/A | n | 0 | [10 empty] | 0 | 0 | 0 | 0 | 0 | 0 | 0 | #N/A | #N/A | n | 0 | 00
[9 empty] | #N/A | #N/A | n | 0 | [10 empty] | 0 | 0 | 0 | 0 | 0 | 0 | 0 | #N/A | #N/A | n | 0 | 00
[9 empty] | #N/A | #N/A | n | 0 | [10 empty] | 0 | 0 | 0 | 0 | 0 | 0 | 0 | #N/A | #N/A | n | 0 | 00
[9 empty] | #N/A | #N/A | n | 0 | [10 empty] | 0 | 0 | 0 | 0 | 0 | 0 | 0 | #N/A | #N/A | n | 0 | 00
[9 empty] | #N/A | #N/A | n | 0 | [10 empty] | 0 | 0 | 0 | 0 | 0 | 0 | 0 | #N/A | #N/A | n | 0 | 00
[9 empty] | #N/A | #N/A | n | 0 | [10 empty] | 0 | 0 | 0 | 0 | 0 | 0 | 0 | #N/A | #N/A | n | 0 | 00
[9 empty] | #N/A | #N/A | n | 0 | [10 empty] | 0 | 0 | 0 | 0 | 0 | 0 | 0 | #N/A | #N/A | n | 0 | 00
[9 empty] | #N/A | #N/A | n | 0 | [10 empty] | 0 | 0 | 0 | 0 | 0 | 0 | 0 | #N/A | #N/A | n | 0 | 00
[9 empty] | #N/A | #N/A | n | 0 | [10 empty] | 0 | 0 | 0 | 0 | 0 | 0 | 0 | #N/A | #N/A | n | 0 | 00
[9 empty] | #N/A | #N/A | n | 0 | [10 empty] | 0 | 0 | 0 | 0 | 0 | 0 | 0 | #N/A | #N/A | n | 0 | 00
[9 empty] | #N/A | #N/A | n | 0 | [10 empty] | 0 | 0 | 0 | 0 | 0 | 0 | 0 | #N/A | #N/A | n | 0 | 00
[9 empty] | #N/A | #N/A | n | 0 | [10 empty] | 0 | 0 | 0 | 0 | 0 | 0 | 0 | #N/A | #N/A | n | 0 | 00
[9 empty] | #N/A | #N/A | n | 0 | [10 empty] | 0 | 0 | 0 | 0 | 0 | 0 | 0 | #N/A | #N/A | n | 0 | 00
[9 empty] | #N/A | #N/A | n | 0 | [10 empty] | 0 | 0 | 0 | 0 | 0 | 0 | 0 | #N/A | #N/A | n | 0 | 00
[9 empty] | #N/A | #N/A | n | 0 | [10 empty] | 0 | 0 | 0 | 0 | 0 | 0 | 0 | #N/A | #N/A | n | 0 | 00
[9 empty] | #N/A | #N/A | n | 0 | [10 empty] | 0 | 0 | 0 | 0 | 0 | 0 | 0 | #N/A | #N/A | n | 0 | 00
[9 empty] | #N/A | #N/A | n | 0 | [10 empty] | 0 | 0 | 0 | 0 | 0 | 0 | 0 | #N/A | #N/A | n | 0 | 00
[9 empty] | #N/A | #N/A | n | 0 | [10 empty] | 0 | 0 | 0 | 0 | 0 | 0 | 0 | #N/A | #N/A | n | 0 | 00
[9 empty] | #N/A | #N/A | n | 0 | [10 empty] | 0 | 0 | 0 | 0 | 0 | 0 | 0 | #N/A | #N/A | n | 0 | 00
[9 empty] | #N/A | #N/A | n | 0 | [10 empty] | 0 | 0 | 0 | 0 | 0 | 0 | 0 | #N/A | #N/A | n | 0 | 00
[9 empty] | #N/A | #N/A | n | 0 | [10 empty] | 0 | 0 | 0 | 0 | 0 | 0 | 0 | #N/A | #N/A | n | 0 | 00
[9 empty] | #N/A | #N/A | n | 0 | [10 empty] | 0 | 0 | 0 | 0 | 0 | 0 | 0 | #N/A | #N/A | n | 0 | 00
[9 empty] | #N/A | #N/A | n | 0 | [10 empty] | 0 | 0 | 0 | 0 | 0 | 0 | 0 | #N/A | #N/A | n | 0 | 00
[9 empty] | #N/A | #N/A | n | 0 | [10 empty] | 0 | 0 | 0 | 0 | 0 | 0 | 0 | #N/A | #N/A | n | 0 | 00
[9 empty] | #N/A | #N/A | n | 0 | [10 empty] | 0 | 0 | 0 | 0 | 0 | 0 | 0 | #N/A | #N/A | n | 0 | 00
[9 empty] | #N/A | #N/A | n | 0 | [10 empty] | 0 | 0 | 0 | 0 | 0 | 0 | 0 | #N/A | #N/A | n | 0 | 00
[9 empty] | #N/A | #N/A | n | 0 | [10 empty] | 0 | 0 | 0 | 0 | 0 | 0 | 0 | #N/A | #N/A | n | 0 | 00
[9 empty] | #N/A | #N/A | n | 0 | [10 empty] | 0 | 0 | 0 | 0 | 0 | 0 | 0 | #N/A | #N/A | n | 0 | 00
[9 empty] | #N/A | #N/A | n | 0 | [10 empty] | 0 | 0 | 0 | 0 | 0 | 0 | 0 | #N/A | #N/A | n | 0 | 00
[9 empty] | #N/A | #N/A | n | 0 | [10 empty] | 0 | 0 | 0 | 0 | 0 | 0 | 0 | #N/A | #N/A | n | 0 | 00
[9 empty] | #N/A | #N/A | n | 0 | [10 empty] | 0 | 0 | 0 | 0 | 0 | 0 | 0 | #N/A | #N/A | n | 0 | 00
[9 empty] | #N/A | #N/A | n | 0 | [10 empty] | 0 | 0 | 0 | 0 | 0 | 0 | 0 | #N/A | #N/A | n | 0 | 00
[9 empty] | #N/A | #N/A | n | 0 | [10 empty] | 0 | 0 | 0 | 0 | 0 | 0 | 0 | #N/A | #N/A | n | 0 | 00
[9 empty] | #N/A | #N/A | n | 0 | [10 empty] | 0 | 0 | 0 | 0 | 0 | 0 | 0 | #N/A | #N/A | n | 0 | 00
[9 empty] | #N/A | #N/A | n | 0 | [10 empty] | 0 | 0 | 0 | 0 | 0 | 0 | 0 | #N/A | #N/A | n | 0 | 00
[9 empty] | #N/A | #N/A | n | 0 | [10 empty] | 0 | 0 | 0 | 0 | 0 | 0 | 0 | #N/A | #N/A | n | 0 | 00
[9 empty] | #N/A | #N/A | n | 0 | [10 empty] | 0 | 0 | 0 | 0 | 0 | 0 | 0 | #N/A | #N/A | n | 0 | 00
[9 empty] | #N/A | #N/A | n | 0 | [10 empty] | 0 | 0 | 0 | 0 | 0 | 0 | 0 | #N/A | #N/A | n | 0 | 00
[9 empty] | #N/A | #N/A | n | 0 | [10 empty] | 0 | 0 | 0 | 0 | 0 | 0 | 0 | #N/A | #N/A | n | 0 | 00
[9 empty] | #N/A | #N/A | n | 0 | [10 empty] | 0 | 0 | 0 | 0 | 0 | 0 | 0 | #N/A | #N/A | n | 0 | 00
[9 empty] | #N/A | #N/A | n | 0 | [10 empty] | 0 | 0 | 0 | 0 | 0 | 0 | 0 | #N/A | #N/A | n | 0 | 00
[9 empty] | #N/A | #N/A | n | 0 | [10 empty] | 0 | 0 | 0 | 0 | 0 | 0 | 0 | #N/A | #N/A | n | 0 | 00
[9 empty] | #N/A | #N/A | n | 0 | [10 empty] | 0 | 0 | 0 | 0 | 0 | 0 | 0 | #N/A | #N/A | n | 0 | 00
[9 empty] | #N/A | #N/A | n | 0 | [10 empty] | 0 | 0 | 0 | 0 | 0 | 0 | 0 | #N/A | #N/A | n | 0 | 00
[9 empty] | #N/A | #N/A | n | 0 | [10 empty] | 0 | 0 | 0 | 0 | 0 | 0 | 0 | #N/A | #N/A | n | 0 | 00
[9 empty] | #N/A | #N/A | n | 0 | [10 empty] | 0 | 0 | 0 | 0 | 0 | 0 | 0 | #N/A | #N/A | n | 0 | 00
[9 empty] | #N/A | #N/A | n | 0 | [10 empty] | 0 | 0 | 0 | 0 | 0 | 0 | 0 | #N/A | #N/A | n | 0 | 00
[9 empty] | #N/A | #N/A | n | 0 | [10 empty] | 0 | 0 | 0 | 0 | 0 | 0 | 0 | #N/A | #N/A | n | 0 | 00
[9 empty] | #N/A | #N/A | n | 0 | [10 empty] | 0 | 0 | 0 | 0 | 0 | 0 | 0 | #N/A | #N/A | n | 0 | 00
[9 empty] | #N/A | #N/A | n | 0 | [10 empty] | 0 | 0 | 0 | 0 | 0 | 0 | 0 | #N/A | #N/A | n | 0 | 00
[9 empty] | #N/A | #N/A | n | 0 | [10 empty] | 0 | 0 | 0 | 0 | 0 | 0 | 0 | #N/A | #N/A | n | 0 | 00
[9 empty] | #N/A | #N/A | n | 0 | [10 empty] | 0 | 0 | 0 | 0 | 0 | 0 | 0 | #N/A | #N/A | n | 0 | 00
[9 empty] | #N/A | #N/A | n | 0 | [10 empty] | 0 | 0 | 0 | 0 | 0 | 0 | 0 | #N/A | #N/A | n | 0 | 00
[9 empty] | #N/A | #N/A | n | 0 | [10 empty] | 0 | 0 | 0 | 0 | 0 | 0 | 0 | #N/A | #N/A | n | 0 | 00
[9 empty] | #N/A | #N/A | n | 0 | [10 empty] | 0 | 0 | 0 | 0 | 0 | 0 | 0 | #N/A | #N/A | n | 0 | 00
[9 empty] | #N/A | #N/A | n | 0 | [10 empty] | 0 | 0 | 0 | 0 | 0 | 0 | 0 | #N/A | #N/A | n | 0 | 00
[9 empty] | #N/A | #N/A | n | 0 | [10 empty] | 0 | 0 | 0 | 0 | 0 | 0 | 0 | #N/A | #N/A | n | 0 | 00
[9 empty] | #N/A | #N/A | n | 0 | [10 empty] | 0 | 0 | 0 | 0 | 0 | 0 | 0 | #N/A | #N/A | n | 0 | 00
[9 empty] | #N/A | #N/A | n | 0 | [10 empty] | 0 | 0 | 0 | 0 | 0 | 0 | 0 | #N/A | #N/A | n | 0 | 00
[9 empty] | #N/A | #N/A | n | 0 | [10 empty] | 0 | 0 | 0 | 0 | 0 | 0 | 0 | #N/A | #N/A | n | 0 | 00
[9 empty] | #N/A | #N/A | n | 0 | [10 empty] | 0 | 0 | 0 | 0 | 0 | 0 | 0 | #N/A | #N/A | n | 0 | 00
[9 empty] | #N/A | #N/A | n | 0 | [10 empty] | 0 | 0 | 0 | 0 | 0 | 0 | 0 | #N/A | #N/A | n | 0 | 00
[9 empty] | #N/A | #N/A | n | 0 | [10 empty] | 0 | 0 | 0 | 0 | 0 | 0 | 0 | #N/A | #N/A | n | 0 | 00
[9 empty] | #N/A | #N/A | n | 0 | [10 empty] | 0 | 0 | 0 | 0 | 0 | 0 | 0 | #N/A | #N/A | n | 0 | 00
[9 empty] | #N/A | #N/A | n | 0 | [10 empty] | 0 | 0 | 0 | 0 | 0 | 0 | 0 | #N/A | #N/A | n | 0 | 00
[9 empty] | #N/A | #N/A | n | 0 | [10 empty] | 0 | 0 | 0 | 0 | 0 | 0 | 0 | #N/A | #N/A | n | 0 | 00
[9 empty] | #N/A | #N/A | n | 0 | [10 empty] | 0 | 0 | 0 | 0 | 0 | 0 | 0 | #N/A | #N/A | n | 0 | 00
[9 empty] | #N/A | #N/A | n | 0 | [10 empty] | 0 | 0 | 0 | 0 | 0 | 0 | 0 | #N/A | #N/A | n | 0 | 00
[9 empty] | #N/A | #N/A | n | 0 | [10 empty] | 0 | 0 | 0 | 0 | 0 | 0 | 0 | #N/A | #N/A | n | 0 | 00
[9 empty] | #N/A | #N/A | n | 0 | [10 empty] | 0 | 0 | 0 | 0 | 0 | 0 | 0 | #N/A | #N/A | n | 0 | 00
[9 empty] | #N/A | #N/A | n | 0 | [10 empty] | 0 | 0 | 0 | 0 | 0 | 0 | 0 | #N/A | #N/A | n | 0 | 00
[9 empty] | #N/A | #N/A | n | 0 | [10 empty] | 0 | 0 | 0 | 0 | 0 | 0 | 0 | #N/A | #N/A | n | 0 | 00
[9 empty] | #N/A | #N/A | n | 0 | [10 empty] | 0 | 0 | 0 | 0 | 0 | 0 | 0 | #N/A | #N/A | n | 0 | 00
[9 empty] | #N/A | #N/A | n | 0 | [10 empty] | 0 | 0 | 0 | 0 | 0 | 0 | 0 | #N/A | #N/A | n | 0 | 00
[9 empty] | #N/A | #N/A | n | 0 | [10 empty] | 0 | 0 | 0 | 0 | 0 | 0 | 0 | #N/A | #N/A | n | 0 | 00
[9 empty] | #N/A | #N/A | n | 0 | [10 empty] | 0 | 0 | 0 | 0 | 0 | 0 | 0 | #N/A | #N/A | n | 0 | 00
[9 empty] | #N/A | #N/A | n | 0 | [10 empty] | 0 | 0 | 0 | 0 | 0 | 0 | 0 | #N/A | #N/A | n | 0 | 00
[9 empty] | #N/A | #N/A | n | 0 | [10 empty] | 0 | 0 | 0 | 0 | 0 | 0 | 0 | #N/A | #N/A | n | 0 | 00
[9 empty] | #N/A | #N/A | n | 0 | [10 empty] | 0 | 0 | 0 | 0 | 0 | 0 | 0 | #N/A | #N/A | n | 0 | 00
[9 empty] | #N/A | #N/A | n | 0 | [10 empty] | 0 | 0 | 0 | 0 | 0 | 0 | 0 | #N/A | #N/A | n | 0 | 00
[9 empty] | #N/A | #N/A | n | 0 | [10 empty] | 0 | 0 | 0 | 0 | 0 | 0 | 0 | #N/A | #N/A | n | 0 | 00
[9 empty] | #N/A | #N/A | n | 0 | [10 empty] | 0 | 0 | 0 | 0 | 0 | 0 | 0 | #N/A | #N/A | n | 0 | 00
[9 empty] | #N/A | #N/A | n | 0 | [10 empty] | 0 | 0 | 0 | 0 | 0 | 0 | 0 | #N/A | #N/A | n | 0 | 00
[9 empty] | #N/A | #N/A | n | 0 | [10 empty] | 0 | 0 | 0 | 0 | 0 | 0 | 0 | #N/A | #N/A | n | 0 | 00
[9 empty] | #N/A | #N/A | n | 0 | [10 empty] | 0 | 0 | 0 | 0 | 0 | 0 | 0 | #N/A | #N/A | n | 0 | 00
[9 empty] | #N/A | #N/A | n | 0 | [10 empty] | 0 | 0 | 0 | 0 | 0 | 0 | 0 | #N/A | #N/A | n | 0 | 00
[9 empty] | #N/A | #N/A | n | 0 | [10 empty] | 0 | 0 | 0 | 0 | 0 | 0 | 0 | #N/A | #N/A | n | 0 | 00
[9 empty] | #N/A | #N/A | n | 0 | [10 empty] | 0 | 0 | 0 | 0 | 0 | 0 | 0 | #N/A | #N/A | n | 0 | 00
[9 empty] | #N/A | #N/A | n | 0 | [10 empty] | 0 | 0 | 0 | 0 | 0 | 0 | 0 | #N/A | #N/A | n | 0 | 00
[9 empty] | #N/A | #N/A | n | 0 | [10 empty] | 0 | 0 | 0 | 0 | 0 | 0 | 0 | #N/A | #N/A | n | 0 | 00
[9 empty] | #N/A | #N/A | n | 0 | [10 empty] | 0 | 0 | 0 | 0 | 0 | 0 | 0 | #N/A | #N/A | n | 0 | 00
[9 empty] | #N/A | #N/A | n | 0 | [10 empty] | 0 | 0 | 0 | 0 | 0 | 0 | 0 | #N/A | #N/A | n | 0 | 00
[9 empty] | #N/A | #N/A | n | 0 | [10 empty] | 0 | 0 | 0 | 0 | 0 | 0 | 0 | #N/A | #N/A | n | 0 | 00
[9 empty] | #N/A | #N/A | n | 0 | [10 empty] | 0 | 0 | 0 | 0 | 0 | 0 | 0 | #N/A | #N/A | n | 0 | 00
[9 empty] | #N/A | #N/A | n | 0 | [10 empty] | 0 | 0 | 0 | 0 | 0 | 0 | 0 | #N/A | #N/A | n | 0 | 00
[9 empty] | #N/A | #N/A | n | 0 | [10 empty] | 0 | 0 | 0 | 0 | 0 | 0 | 0 | #N/A | #N/A | n | 0 | 00
[9 empty] | #N/A | #N/A | n | 0 | [10 empty] | 0 | 0 | 0 | 0 | 0 | 0 | 0 | #N/A | #N/A | n | 0 | 00
[9 empty] | #N/A | #N/A | n | 0 | [10 empty] | 0 | 0 | 0 | 0 | 0 | 0 | 0 | #N/A | #N/A | n | 0 | 00
[9 empty] | #N/A | #N/A | n | 0 | [10 empty] | 0 | 0 | 0 | 0 | 0 | 0 | 0 | #N/A | #N/A | n | 0 | 00
[9 empty] | #N/A | #N/A | n | 0 | [10 empty] | 0 | 0 | 0 | 0 | 0 | 0 | 0 | #N/A | #N/A | n | 0 | 00
[9 empty] | #N/A | #N/A | n | 0 | [10 empty] | 0 | 0 | 0 | 0 | 0 | 0 | 0 | #N/A | #N/A | n | 0 | 00
[9 empty] | #N/A | #N/A | n | 0 | [10 empty] | 0 | 0 | 0 | 0 | 0 | 0 | 0 | #N/A | #N/A | n | 0 | 00
[9 empty] | #N/A | #N/A | n | 0 | [10 empty] | 0 | 0 | 0 | 0 | 0 | 0 | 0 | #N/A | #N/A | n | 0 | 00
[9 empty] | #N/A | #N/A | n | 0 | [10 empty] | 0 | 0 | 0 | 0 | 0 | 0 | 0 | #N/A | #N/A | n | 0 | 00
[9 empty] | #N/A | #N/A | n | 0 | [10 empty] | 0 | 0 | 0 | 0 | 0 | 0 | 0 | #N/A | #N/A | n | 0 | 00
[9 empty] | #N/A | #N/A | n | 0 | [10 empty] | 0 | 0 | 0 | 0 | 0 | 0 | 0 | #N/A | #N/A | n | 0 | 00
[9 empty] | #N/A | #N/A | n | 0 | [10 empty] | 0 | 0 | 0 | 0 | 0 | 0 | 0 | #N/A | #N/A | n | 0 | 00
[9 empty] | #N/A | #N/A | n | 0 | [10 empty] | 0 | 0 | 0 | 0 | 0 | 0 | 0 | #N/A | #N/A | n | 0 | 00
[9 empty] | #N/A | #N/A | n | 0 | [10 empty] | 0 | 0 | 0 | 0 | 0 | 0 | 0 | #N/A | #N/A | n | 0 | 00
[9 empty] | #N/A | #N/A | n | 0 | [10 empty] | 0 | 0 | 0 | 0 | 0 | 0 | 0 | #N/A | #N/A | n | 0 | 00
[9 empty] | #N/A | #N/A | n | 0 | [10 empty] | 0 | 0 | 0 | 0 | 0 | 0 | 0 | #N/A | #N/A | n | 0 | 00
[9 empty] | #N/A | #N/A | n | 0 | [10 empty] | 0 | 0 | 0 | 0 | 0 | 0 | 0 | #N/A | #N/A | n | 0 | 00
[9 empty] | #N/A | #N/A | n | 0 | [10 empty] | 0 | 0 | 0 | 0 | 0 | 0 | 0 | #N/A | #N/A | n | 0 | 00
[9 empty] | #N/A | #N/A | n | 0 | [10 empty] | 0 | 0 | 0 | 0 | 0 | 0 | 0 | #N/A | #N/A | n | 0 | 00
[9 empty] | #N/A | #N/A | n | 0 | [10 empty] | 0 | 0 | 0 | 0 | 0 | 0 | 0 | #N/A | #N/A | n | 0 | 00
[9 empty] | #N/A | #N/A | n | 0 | [10 empty] | 0 | 0 | 0 | 0 | 0 | 0 | 0 | #N/A | #N/A | n | 0 | 00
[9 empty] | #N/A | #N/A | n | 0 | [10 empty] | 0 | 0 | 0 | 0 | 0 | 0 | 0 | #N/A | #N/A | n | 0 | 00
[9 empty] | #N/A | #N/A | n | 0 | [10 empty] | 0 | 0 | 0 | 0 | 0 | 0 | 0 | #N/A | #N/A | n | 0 | 00
[9 empty] | #N/A | #N/A | n | 0 | [10 empty] | 0 | 0 | 0 | 0 | 0 | 0 | 0 | #N/A | #N/A | n | 0 | 00
[9 empty] | #N/A | #N/A | n | 0 | [10 empty] | 0 | 0 | 0 | 0 | 0 | 0 | 0 | #N/A | #N/A | n | 0 | 00
[9 empty] | #N/A | #N/A | n | 0 | [10 empty] | 0 | 0 | 0 | 0 | 0 | 0 | 0 | #N/A | #N/A | n | 0 | 00
[9 empty] | #N/A | #N/A | n | 0 | [10 empty] | 0 | 0 | 0 | 0 | 0 | 0 | 0 | #N/A | #N/A | n | 0 | 00
[9 empty] | #N/A | #N/A | n | 0 | [10 empty] | 0 | 0 | 0 | 0 | 0 | 0 | 0 | #N/A | #N/A | n | 0 | 00
[9 empty] | #N/A | #N/A | n | 0 | [10 empty] | 0 | 0 | 0 | 0 | 0 | 0 | 0 | #N/A | #N/A | n | 0 | 00
[9 empty] | #N/A | #N/A | n | 0 | [10 empty] | 0 | 0 | 0 | 0 | 0 | 0 | 0 | #N/A | #N/A | n | 0 | 00
[9 empty] | #N/A | #N/A | n | 0 | [10 empty] | 0 | 0 | 0 | 0 | 0 | 0 | 0 | #N/A | #N/A | n | 0 | 00
[9 empty] | #N/A | #N/A | n | 0 | [10 empty] | 0 | 0 | 0 | 0 | 0 | 0 | 0 | #N/A | #N/A | n | 0 | 00
[9 empty] | #N/A | #N/A | n | 0 | [10 empty] | 0 | 0 | 0 | 0 | 0 | 0 | 0 | #N/A | #N/A | n | 0 | 00
[9 empty] | #N/A | #N/A | n | 0 | [10 empty] | 0 | 0 | 0 | 0 | 0 | 0 | 0 | #N/A | #N/A | n | 0 | 00
[9 empty] | #N/A | #N/A | n | 0 | [10 empty] | 0 | 0 | 0 | 0 | 0 | 0 | 0 | #N/A | #N/A | n | 0 | 00
[9 empty] | #N/A | #N/A | n | 0 | [10 empty] | 0 | 0 | 0 | 0 | 0 | 0 | 0 | #N/A | #N/A | n | 0 | 00
[9 empty] | #N/A | #N/A | n | 0 | [10 empty] | 0 | 0 | 0 | 0 | 0 | 0 | 0 | #N/A | #N/A | n | 0 | 00
[9 empty] | #N/A | #N/A | n | 0 | [10 empty] | 0 | 0 | 0 | 0 | 0 | 0 | 0 | #N/A | #N/A | n | 0 | 00
[9 empty] | #N/A | #N/A | n | 0 | [10 empty] | 0 | 0 | 0 | 0 | 0 | 0 | 0 | #N/A | #N/A | n | 0 | 00
[9 empty] | #N/A | #N/A | n | 0 | [10 empty] | 0 | 0 | 0 | 0 | 0 | 0 | 0 | #N/A | #N/A | n | 0 | 00
[9 empty] | #N/A | #N/A | n | 0 | [10 empty] | 0 | 0 | 0 | 0 | 0 | 0 | 0 | #N/A | #N/A | n | 0 | 00
[9 empty] | #N/A | #N/A | n | 0 | [10 empty] | 0 | 0 | 0 | 0 | 0 | 0 | 0 | #N/A | #N/A | n | 0 | 00
[9 empty] | #N/A | #N/A | n | 0 | [10 empty] | 0 | 0 | 0 | 0 | 0 | 0 | 0 | #N/A | #N/A | n | 0 | 00
[9 empty] | #N/A | #N/A | n | 0 | [10 empty] | 0 | 0 | 0 | 0 | 0 | 0 | 0 | #N/A | #N/A | n | 0 | 00
[9 empty] | #N/A | #N/A | n | 0 | [10 empty] | 0 | 0 | 0 | 0 | 0 | 0 | 0 | #N/A | #N/A | n | 0 | 00
[9 empty] | #N/A | #N/A | n | 0 | [10 empty] | 0 | 0 | 0 | 0 | 0 | 0 | 0 | #N/A | #N/A | n | 0 | 00
[9 empty] | #N/A | #N/A | n | 0 | [10 empty] | 0 | 0 | 0 | 0 | 0 | 0 | 0 | #N/A | #N/A | n | 0 | 00
[9 empty] | #N/A | #N/A | n | 0 | [10 empty] | 0 | 0 | 0 | 0 | 0 | 0 | 0 | #N/A | #N/A | n | 0 | 00
[9 empty] | #N/A | #N/A | n | 0 | [10 empty] | 0 | 0 | 0 | 0 | 0 | 0 | 0 | #N/A | #N/A | n | 0 | 00
[9 empty] | #N/A | #N/A | n | 0 | [10 empty] | 0 | 0 | 0 | 0 | 0 | 0 | 0 | #N/A | #N/A | n | 0 | 00
[9 empty] | #N/A | #N/A | n | 0 | [10 empty] | 0 | 0 | 0 | 0 | 0 | 0 | 0 | #N/A | #N/A | n | 0 | 00
[9 empty] | #N/A | #N/A | n | 0 | [10 empty] | 0 | 0 | 0 | 0 | 0 | 0 | 0 | #N/A | #N/A | n | 0 | 00
[9 empty] | #N/A | #N/A | n | 0 | [10 empty] | 0 | 0 | 0 | 0 | 0 | 0 | 0 | #N/A | #N/A | n | 0 | 00
[9 empty] | #N/A | #N/A | n | 0 | [10 empty] | 0 | 0 | 0 | 0 | 0 | 0 | 0 | #N/A | #N/A | n | 0 | 00
[9 empty] | #N/A | #N/A | n | 0 | [10 empty] | 0 | 0 | 0 | 0 | 0 | 0 | 0 | #N/A | #N/A | n | 0 | 00
[9 empty] | #N/A | #N/A | n | 0 | [10 empty] | 0 | 0 | 0 | 0 | 0 | 0 | 0 | #N/A | #N/A | n | 0 | 00
[9 empty] | #N/A | #N/A | n | 0 | [10 empty] | 0 | 0 | 0 | 0 | 0 | 0 | 0 | #N/A | #N/A | n | 0 | 00
[9 empty] | #N/A | #N/A | n | 0 | [10 empty] | 0 | 0 | 0 | 0 | 0 | 0 | 0 | #N/A | #N/A | n | 0 | 00
[9 empty] | #N/A | #N/A | n | 0 | [10 empty] | 0 | 0 | 0 | 0 | 0 | 0 | 0 | #N/A | #N/A | n | 0 | 00
[9 empty] | #N/A | #N/A | n | 0 | [10 empty] | 0 | 0 | 0 | 0 | 0 | 0 | 0 | #N/A | #N/A | n | 0 | 00
[9 empty] | #N/A | #N/A | n | 0 | [10 empty] | 0 | 0 | 0 | 0 | 0 | 0 | 0 | #N/A | #N/A | n | 0 | 00
[9 empty] | #N/A | #N/A | n | 0 | [10 empty] | 0 | 0 | 0 | 0 | 0 | 0 | 0 | #N/A | #N/A | n | 0 | 00
[9 empty] | #N/A | #N/A | n | 0 | [10 empty] | 0 | 0 | 0 | 0 | 0 | 0 | 0 | #N/A | #N/A | n | 0 | 00
[9 empty] | #N/A | #N/A | n | 0 | [10 empty] | 0 | 0 | 0 | 0 | 0 | 0 | 0 | #N/A | #N/A | n | 0 | 00
[9 empty] | #N/A | #N/A | n | 0 | [10 empty] | 0 | 0 | 0 | 0 | 0 | 0 | 0 | #N/A | #N/A | n | 0 | 00
[9 empty] | #N/A | #N/A | n | 0 | [10 empty] | 0 | 0 | 0 | 0 | 0 | 0 | 0 | #N/A | #N/A | n | 0 | 00
[9 empty] | #N/A | #N/A | n | 0 | [10 empty] | 0 | 0 | 0 | 0 | 0 | 0 | 0 | #N/A | #N/A | n | 0 | 00
[9 empty] | #N/A | #N/A | n | 0 | [10 empty] | 0 | 0 | 0 | 0 | 0 | 0 | 0 | #N/A | #N/A | n | 0 | 00
[9 empty] | #N/A | #N/A | n | 0 | [10 empty] | 0 | 0 | 0 | 0 | 0 | 0 | 0 | #N/A | #N/A | n | 0 | 00
[9 empty] | #N/A | #N/A | n | 0 | [10 empty] | 0 | 0 | 0 | 0 | 0 | 0 | 0 | #N/A | #N/A | n | 0 | 00
[9 empty] | #N/A | #N/A | n | 0 | [10 empty] | 0 | 0 | 0 | 0 | 0 | 0 | 0 | #N/A | #N/A | n | 0 | 00
[9 empty] | #N/A | #N/A | n | 0 | [10 empty] | 0 | 0 | 0 | 0 | 0 | 0 | 0 | #N/A | #N/A | n | 0 | 00
[9 empty] | #N/A | #N/A | n | 0 | [10 empty] | 0 | 0 | 0 | 0 | 0 | 0 | 0 | #N/A | #N/A | n | 0 | 00
[9 empty] | #N/A | #N/A | n | 0 | [10 empty] | 0 | 0 | 0 | 0 | 0 | 0 | 0 | #N/A | #N/A | n | 0 | 00
[9 empty] | #N/A | #N/A | n | 0 | [10 empty] | 0 | 0 | 0 | 0 | 0 | 0 | 0 | #N/A | #N/A | n | 0 | 00
[9 empty] | #N/A | #N/A | n | 0 | [10 empty] | 0 | 0 | 0 | 0 | 0 | 0 | 0 | #N/A | #N/A | n | 0 | 00
[9 empty] | #N/A | #N/A | n | 0 | [10 empty] | 0 | 0 | 0 | 0 | 0 | 0 | 0 | #N/A | #N/A | n | 0 | 00
[9 empty] | #N/A | #N/A | n | 0 | [10 empty] | 0 | 0 | 0 | 0 | 0 | 0 | 0 | #N/A | #N/A | n | 0 | 00
[9 empty] | #N/A | #N/A | n | 0 | [10 empty] | 0 | 0 | 0 | 0 | 0 | 0 | 0 | #N/A | #N/A | n | 0 | 00
[9 empty] | #N/A | #N/A | n | 0 | [10 empty] | 0 | 0 | 0 | 0 | 0 | 0 | 0 | #N/A | #N/A | n | 0 | 00
[9 empty] | #N/A | #N/A | n | 0 | [10 empty] | 0 | 0 | 0 | 0 | 0 | 0 | 0 | #N/A | #N/A | n | 0 | 00
[9 empty] | #N/A | #N/A | n | 0 | [10 empty] | 0 | 0 | 0 | 0 | 0 | 0 | 0 | #N/A | #N/A | n | 0 | 00
[9 empty] | #N/A | #N/A | n | 0 | [10 empty] | 0 | 0 | 0 | 0 | 0 | 0 | 0 | #N/A | #N/A | n | 0 | 00
[9 empty] | #N/A | #N/A | n | 0 | [10 empty] | 0 | 0 | 0 | 0 | 0 | 0 | 0 | #N/A | #N/A | n | 0 | 00
[9 empty] | #N/A | #N/A | n | 0 | [10 empty] | 0 | 0 | 0 | 0 | 0 | 0 | 0 | #N/A | #N/A | n | 0 | 00
[9 empty] | #N/A | #N/A | n | 0 | [10 empty] | 0 | 0 | 0 | 0 | 0 | 0 | 0 | #N/A | #N/A | n | 0 | 00
[9 empty] | #N/A | #N/A | n | 0 | [10 empty] | 0 | 0 | 0 | 0 | 0 | 0 | 0 | #N/A | #N/A | n | 0 | 00
[9 empty] | #N/A | #N/A | n | 0 | [10 empty] | 0 | 0 | 0 | 0 | 0 | 0 | 0 | #N/A | #N/A | n | 0 | 00
[9 empty] | #N/A | #N/A | n | 0 | [10 empty] | 0 | 0 | 0 | 0 | 0 | 0 | 0 | #N/A | #N/A | n | 0 | 00
[9 empty] | #N/A | #N/A | n | 0 | [10 empty] | 0 | 0 | 0 | 0 | 0 | 0 | 0 | #N/A | #N/A | n | 0 | 00
[9 empty] | #N/A | #N/A | n | 0 | [10 empty] | 0 | 0 | 0 | 0 | 0 | 0 | 0 | #N/A | #N/A | n | 0 | 00
[9 empty] | #N/A | #N/A | n | 0 | [10 empty] | 0 | 0 | 0 | 0 | 0 | 0 | 0 | #N/A | #N/A | n | 0 | 00
[9 empty] | #N/A | #N/A | n | 0 | [10 empty] | 0 | 0 | 0 | 0 | 0 | 0 | 0 | #N/A | #N/A | n | 0 | 00
[9 empty] | #N/A | #N/A | n | 0 | [10 empty] | 0 | 0 | 0 | 0 | 0 | 0 | 0 | #N/A | #N/A | n | 0 | 00
[9 empty] | #N/A | #N/A | n | 0 | [10 empty] | 0 | 0 | 0 | 0 | 0 | 0 | 0 | #N/A | #N/A | n | 0 | 00
[9 empty] | #N/A | #N/A | n | 0 | [10 empty] | 0 | 0 | 0 | 0 | 0 | 0 | 0 | #N/A | #N/A | n | 0 | 00
[9 empty] | #N/A | #N/A | n | 0 | [10 empty] | 0 | 0 | 0 | 0 | 0 | 0 | 0 | #N/A | #N/A | n | 0 | 00
[9 empty] | #N/A | #N/A | n | 0 | [10 empty] | 0 | 0 | 0 | 0 | 0 | 0 | 0 | #N/A | #N/A | n | 0 | 00
[9 empty] | #N/A | #N/A | n | 0 | [10 empty] | 0 | 0 | 0 | 0 | 0 | 0 | 0 | #N/A | #N/A | n | 0 | 00
[9 empty] | #N/A | #N/A | n | 0 | [10 empty] | 0 | 0 | 0 | 0 | 0 | 0 | 0 | #N/A | #N/A | n | 0 | 00
[9 empty] | #N/A | #N/A | n | 0 | [10 empty] | 0 | 0 | 0 | 0 | 0 | 0 | 0 | #N/A | #N/A | n | 0 | 00
[9 empty] | #N/A | #N/A | n | 0 | [10 empty] | 0 | 0 | 0 | 0 | 0 | 0 | 0 | #N/A | #N/A | n | 0 | 00
[9 empty] | #N/A | #N/A | n | 0 | [10 empty] | 0 | 0 | 0 | 0 | 0 | 0 | 0 | #N/A | #N/A | n | 0 | 00
[9 empty] | #N/A | #N/A | n | 0 | [10 empty] | 0 | 0 | 0 | 0 | 0 | 0 | 0 | #N/A | #N/A | n | 0 | 00
[9 empty] | #N/A | #N/A | n | 0 | [10 empty] | 0 | 0 | 0 | 0 | 0 | 0 | 0 | #N/A | #N/A | n | 0 | 00
[9 empty] | #N/A | #N/A | n | 0 | [10 empty] | 0 | 0 | 0 | 0 | 0 | 0 | 0 | #N/A | #N/A | n | 0 | 00
[9 empty] | #N/A | #N/A | n | 0 | [10 empty] | 0 | 0 | 0 | 0 | 0 | 0 | 0 | #N/A | #N/A | n | 0 | 00
[9 empty] | #N/A | #N/A | n | 0 | [10 empty] | 0 | 0 | 0 | 0 | 0 | 0 | 0 | #N/A | #N/A | n | 0 | 00
[9 empty] | #N/A | #N/A | n | 0 | [10 empty] | 0 | 0 | 0 | 0 | 0 | 0 | 0 | #N/A | #N/A | n | 0 | 00
[9 empty] | #N/A | #N/A | n | 0 | [10 empty] | 0 | 0 | 0 | 0 | 0 | 0 | 0 | #N/A | #N/A | n | 0 | 00
[9 empty] | #N/A | #N/A | n | 0 | [10 empty] | 0 | 0 | 0 | 0 | 0 | 0 | 0 | #N/A | #N/A | n | 0 | 00
[9 empty] | #N/A | #N/A | n | 0 | [10 empty] | 0 | 0 | 0 | 0 | 0 | 0 | 0 | #N/A | #N/A | n | 0 | 00
[9 empty] | #N/A | #N/A | n | 0 | [10 empty] | 0 | 0 | 0 | 0 | 0 | 0 | 0 | #N/A | #N/A | n | 0 | 00
[9 empty] | #N/A | #N/A | n | 0 | [10 empty] | 0 | 0 | 0 | 0 | 0 | 0 | 0 | #N/A | #N/A | n | 0 | 00
[9 empty] | #N/A | #N/A | n | 0 | [10 empty] | 0 | 0 | 0 | 0 | 0 | 0 | 0 | #N/A | #N/A | n | 0 | 00
[9 empty] | #N/A | #N/A | n | 0 | [10 empty] | 0 | 0 | 0 | 0 | 0 | 0 | 0 | #N/A | #N/A | n | 0 | 00
[9 empty] | #N/A | #N/A | n | 0 | [10 empty] | 0 | 0 | 0 | 0 | 0 | 0 | 0 | #N/A | #N/A | n | 0 | 00
[9 empty] | #N/A | #N/A | n | 0 | [10 empty] | 0 | 0 | 0 | 0 | 0 | 0 | 0 | #N/A | #N/A | n | 0 | 00
[9 empty] | #N/A | #N/A | n | 0 | [10 empty] | 0 | 0 | 0 | 0 | 0 | 0 | 0 | #N/A | #N/A | n | 0 | 00
[9 empty] | #N/A | #N/A | n | 0 | [10 empty] | 0 | 0 | 0 | 0 | 0 | 0 | 0 | #N/A | #N/A | n | 0 | 00
[9 empty] | #N/A | #N/A | n | 0 | [10 empty] | 0 | 0 | 0 | 0 | 0 | 0 | 0 | #N/A | #N/A | n | 0 | 00
[9 empty] | #N/A | #N/A | n | 0 | [10 empty] | 0 | 0 | 0 | 0 | 0 | 0 | 0 | #N/A | #N/A | n | 0 | 00
[9 empty] | #N/A | #N/A | n | 0 | [10 empty] | 0 | 0 | 0 | 0 | 0 | 0 | 0 | #N/A | #N/A | n | 0 | 00
[9 empty] | #N/A | #N/A | n | 0 | [10 empty] | 0 | 0 | 0 | 0 | 0 | 0 | 0 | #N/A | #N/A | n | 0 | 00
[9 empty] | #N/A | #N/A | n | 0 | [10 empty] | 0 | 0 | 0 | 0 | 0 | 0 | 0 | #N/A | #N/A | n | 0 | 00
[9 empty] | #N/A | #N/A | n | 0 | [10 empty] | 0 | 0 | 0 | 0 | 0 | 0 | 0 | #N/A | #N/A | n | 0 | 00
[9 empty] | #N/A | #N/A | n | 0 | [10 empty] | 0 | 0 | 0 | 0 | 0 | 0 | 0 | #N/A | #N/A | n | 0 | 00
[9 empty] | #N/A | #N/A | n | 0 | [10 empty] | 0 | 0 | 0 | 0 | 0 | 0 | 0 | #N/A | #N/A | n | 0 | 00
[9 empty] | #N/A | #N/A | n | 0 | [10 empty] | 0 | 0 | 0 | 0 | 0 | 0 | 0 | #N/A | #N/A | n | 0 | 00
[9 empty] | #N/A | #N/A | n | 0 | [10 empty] | 0 | 0 | 0 | 0 | 0 | 0 | 0 | #N/A | #N/A | n | 0 | 00
[9 empty] | #N/A | #N/A | n | 0 | [10 empty] | 0 | 0 | 0 | 0 | 0 | 0 | 0 | #N/A | #N/A | n | 0 | 00
[9 empty] | #N/A | #N/A | n | 0 | [10 empty] | 0 | 0 | 0 | 0 | 0 | 0 | 0 | #N/A | #N/A | n | 0 | 00
[9 empty] | #N/A | #N/A | n | 0 | [10 empty] | 0 | 0 | 0 | 0 | 0 | 0 | 0 | #N/A | #N/A | n | 0 | 00
[9 empty] | #N/A | #N/A | n | 0 | [10 empty] | 0 | 0 | 0 | 0 | 0 | 0 | 0 | #N/A | #N/A | n | 0 | 00
[9 empty] | #N/A | #N/A | n | 0 | [10 empty] | 0 | 0 | 0 | 0 | 0 | 0 | 0 | #N/A | #N/A | n | 0 | 00
[9 empty] | #N/A | #N/A | n | 0 | [10 empty] | 0 | 0 | 0 | 0 | 0 | 0 | 0 | #N/A | #N/A | n | 0 | 00
[9 empty] | #N/A | #N/A | n | 0 | [10 empty] | 0 | 0 | 0 | 0 | 0 | 0 | 0 | #N/A | #N/A | n | 0 | 00
[9 empty] | #N/A | #N/A | n | 0 | [10 empty] | 0 | 0 | 0 | 0 | 0 | 0 | 0 | #N/A | #N/A | n | 0 | 00
[9 empty] | #N/A | #N/A | n | 0 | [10 empty] | 0 | 0 | 0 | 0 | 0 | 0 | 0 | #N/A | #N/A | n | 0 | 00
[9 empty] | #N/A | #N/A | n | 0 | [10 empty] | 0 | 0 | 0 | 0 | 0 | 0 | 0 | #N/A | #N/A | n | 0 | 00
[9 empty] | #N/A | #N/A | n | 0 | [10 empty] | 0 | 0 | 0 | 0 | 0 | 0 | 0 | #N/A | #N/A | n | 0 | 00
[9 empty] | #N/A | #N/A | n | 0 | [10 empty] | 0 | 0 | 0 | 0 | 0 | 0 | 0 | #N/A | #N/A | n | 0 | 00
[9 empty] | #N/A | #N/A | n | 0 | [10 empty] | 0 | 0 | 0 | 0 | 0 | 0 | 0 | #N/A | #N/A | n | 0 | 00
[9 empty] | #N/A | #N/A | n | 0 | [10 empty] | 0 | 0 | 0 | 0 | 0 | 0 | 0 | #N/A | #N/A | n | 0 | 00
[9 empty] | #N/A | #N/A | n | 0 | [10 empty] | 0 | 0 | 0 | 0 | 0 | 0 | 0 | #N/A | #N/A | n | 0 | 00
[9 empty] | #N/A | #N/A | n | 0 | [10 empty] | 0 | 0 | 0 | 0 | 0 | 0 | 0 | #N/A | #N/A | n | 0 | 00
[9 empty] | #N/A | #N/A | n | 0 | [10 empty] | 0 | 0 | 0 | 0 | 0 | 0 | 0 | #N/A | #N/A | n | 0 | 00
[9 empty] | #N/A | #N/A | n | 0 | [10 empty] | 0 | 0 | 0 | 0 | 0 | 0 | 0 | #N/A | #N/A | n | 0 | 00
[9 empty] | #N/A | #N/A | n | 0 | [10 empty] | 0 | 0 | 0 | 0 | 0 | 0 | 0 | #N/A | #N/A | n | 0 | 00
[9 empty] | #N/A | #N/A | n | 0 | [10 empty] | 0 | 0 | 0 | 0 | 0 | 0 | 0 | #N/A | #N/A | n | 0 | 00
[9 empty] | #N/A | #N/A | n | 0 | [10 empty] | 0 | 0 | 0 | 0 | 0 | 0 | 0 | #N/A | #N/A | n | 0 | 00
[9 empty] | #N/A | #N/A | n | 0 | [10 empty] | 0 | 0 | 0 | 0 | 0 | 0 | 0 | #N/A | #N/A | n | 0 | 00
[9 empty] | #N/A | #N/A | n | 0 | [10 empty] | 0 | 0 | 0 | 0 | 0 | 0 | 0 | #N/A | #N/A | n | 0 | 00
[9 empty] | #N/A | #N/A | n | 0 | [10 empty] | 0 | 0 | 0 | 0 | 0 | 0 | 0 | #N/A | #N/A | n | 0 | 00
[9 empty] | #N/A | #N/A | n | 0 | [10 empty] | 0 | 0 | 0 | 0 | 0 | 0 | 0 | #N/A | #N/A | n | 0 | 00
[9 empty] | #N/A | #N/A | n | 0 | [10 empty] | 0 | 0 | 0 | 0 | 0 | 0 | 0 | #N/A | #N/A | n | 0 | 00
[9 empty] | #N/A | #N/A | n | 0 | [10 empty] | 0 | 0 | 0 | 0 | 0 | 0 | 0 | #N/A | #N/A | n | 0 | 00
[9 empty] | #N/A | #N/A | n | 0 | [10 empty] | 0 | 0 | 0 | 0 | 0 | 0 | 0 | #N/A | #N/A | n | 0 | 00
[9 empty] | #N/A | #N/A | n | 0 | [10 empty] | 0 | 0 | 0 | 0 | 0 | 0 | 0 | #N/A | #N/A | n | 0 | 00
[9 empty] | #N/A | #N/A | n | 0 | [10 empty] | 0 | 0 | 0 | 0 | 0 | 0 | 0 | #N/A | #N/A | n | 0 | 00
[9 empty] | #N/A | #N/A | n | 0 | [10 empty] | 0 | 0 | 0 | 0 | 0 | 0 | 0 | #N/A | #N/A | n | 0 | 00
[9 empty] | #N/A | #N/A | n | 0 | [10 empty] | 0 | 0 | 0 | 0 | 0 | 0 | 0 | #N/A | #N/A | n | 0 | 00
[9 empty] | #N/A | #N/A | n | 0 | [10 empty] | 0 | 0 | 0 | 0 | 0 | 0 | 0 | #N/A | #N/A | n | 0 | 00
[9 empty] | #N/A | #N/A | n | 0 | [10 empty] | 0 | 0 | 0 | 0 | 0 | 0 | 0 | #N/A | #N/A | n | 0 | 00
[9 empty] | #N/A | #N/A | n | 0 | [10 empty] | 0 | 0 | 0 | 0 | 0 | 0 | 0 | #N/A | #N/A | n | 0 | 00
[9 empty] | #N/A | #N/A | n | 0 | [10 empty] | 0 | 0 | 0 | 0 | 0 | 0 | 0 | #N/A | #N/A | n | 0 | 00
[9 empty] | #N/A | #N/A | n | 0 | [10 empty] | 0 | 0 | 0 | 0 | 0 | 0 | 0 | #N/A | #N/A | n | 0 | 00
[9 empty] | #N/A | #N/A | n | 0 | [10 empty] | 0 | 0 | 0 | 0 | 0 | 0 | 0 | #N/A | #N/A | n | 0 | 00
[9 empty] | #N/A | #N/A | n | 0 | [10 empty] | 0 | 0 | 0 | 0 | 0 | 0 | 0 | #N/A | #N/A | n | 0 | 00
[9 empty] | #N/A | #N/A | n | 0 | [10 empty] | 0 | 0 | 0 | 0 | 0 | 0 | 0 | #N/A | #N/A | n | 0 | 00
[9 empty] | #N/A | #N/A | n | 0 | [10 empty] | 0 | 0 | 0 | 0 | 0 | 0 | 0 | #N/A | #N/A | n | 0 | 00
[9 empty] | #N/A | #N/A | n | 0 | [10 empty] | 0 | 0 | 0 | 0 | 0 | 0 | 0 | #N/A | #N/A | n | 0 | 00
[9 empty] | #N/A | #N/A | n | 0 | [10 empty] | 0 | 0 | 0 | 0 | 0 | 0 | 0 | #N/A | #N/A | n | 0 | 00
[9 empty] | #N/A | #N/A | n | 0 | [10 empty] | 0 | 0 | 0 | 0 | 0 | 0 | 0 | #N/A | #N/A | n | 0 | 00
[9 empty] | #N/A | #N/A | n | 0 | [10 empty] | 0 | 0 | 0 | 0 | 0 | 0 | 0 | #N/A | #N/A | n | 0 | 00
[9 empty] | #N/A | #N/A | n | 0 | [10 empty] | 0 | 0 | 0 | 0 | 0 | 0 | 0 | #N/A | #N/A | n | 0 | 00
[9 empty] | #N/A | #N/A | n | 0 | [10 empty] | 0 | 0 | 0 | 0 | 0 | 0 | 0 | #N/A | #N/A | n | 0 | 00
[9 empty] | #N/A | #N/A | n | 0 | [10 empty] | 0 | 0 | 0 | 0 | 0 | 0 | 0 | #N/A | #N/A | n | 0 | 00
[9 empty] | #N/A | #N/A | n | 0 | [10 empty] | 0 | 0 | 0 | 0 | 0 | 0 | 0 | #N/A | #N/A | n | 0 | 00
[9 empty] | #N/A | #N/A | n | 0 | [10 empty] | 0 | 0 | 0 | 0 | 0 | 0 | 0 | #N/A | #N/A | n | 0 | 00
[9 empty] | #N/A | #N/A | n | 0 | [10 empty] | 0 | 0 | 0 | 0 | 0 | 0 | 0 | #N/A | #N/A | n | 0 | 00
[9 empty] | #N/A | #N/A | n | 0 | [10 empty] | 0 | 0 | 0 | 0 | 0 | 0 | 0 | #N/A | #N/A | n | 0 | 00
[9 empty] | #N/A | #N/A | n | 0 | [10 empty] | 0 | 0 | 0 | 0 | 0 | 0 | 0 | #N/A | #N/A | n | 0 | 00
[9 empty] | #N/A | #N/A | n | 0 | [10 empty] | 0 | 0 | 0 | 0 | 0 | 0 | 0 | #N/A | #N/A | n | 0 | 00
[9 empty] | #N/A | #N/A | n | 0 | [10 empty] | 0 | 0 | 0 | 0 | 0 | 0 | 0 | #N/A | #N/A | n | 0 | 00
[9 empty] | #N/A | #N/A | n | 0 | [10 empty] | 0 | 0 | 0 | 0 | 0 | 0 | 0 | #N/A | #N/A | n | 0 | 00
[9 empty] | #N/A | #N/A | n | 0 | [10 empty] | 0 | 0 | 0 | 0 | 0 | 0 | 0 | #N/A | #N/A | n | 0 | 00
[9 empty] | #N/A | #N/A | n | 0 | [10 empty] | 0 | 0 | 0 | 0 | 0 | 0 | 0 | #N/A | #N/A | n | 0 | 00
[9 empty] | #N/A | #N/A | n | 0 | [10 empty] | 0 | 0 | 0 | 0 | 0 | 0 | 0 | #N/A | #N/A | n | 0 | 00
[9 empty] | #N/A | #N/A | n | 0 | [10 empty] | 0 | 0 | 0 | 0 | 0 | 0 | 0 | #N/A | #N/A | n | 0 | 00
[9 empty] | #N/A | #N/A | n | 0 | [10 empty] | 0 | 0 | 0 | 0 | 0 | 0 | 0 | #N/A | #N/A | n | 0 | 00
[9 empty] | #N/A | #N/A | n | 0 | [10 empty] | 0 | 0 | 0 | 0 | 0 | 0 | 0 | #N/A | #N/A | n | 0 | 00
[9 empty] | #N/A | #N/A | n | 0 | [10 empty] | 0 | 0 | 0 | 0 | 0 | 0 | 0 | #N/A | #N/A | n | 0 | 00
[9 empty] | #N/A | #N/A | n | 0 | [10 empty] | 0 | 0 | 0 | 0 | 0 | 0 | 0 | #N/A | #N/A | n | 0 | 00
[9 empty] | #N/A | #N/A | n | 0 | [10 empty] | 0 | 0 | 0 | 0 | 0 | 0 | 0 | #N/A | #N/A | n | 0 | 00
[9 empty] | #N/A | #N/A | n | 0 | [10 empty] | 0 | 0 | 0 | 0 | 0 | 0 | 0 | #N/A | #N/A | n | 0 | 00
[9 empty] | #N/A | #N/A | n | 0 | [10 empty] | 0 | 0 | 0 | 0 | 0 | 0 | 0 | #N/A | #N/A | n | 0 | 00
[9 empty] | #N/A | #N/A | n | 0 | [10 empty] | 0 | 0 | 0 | 0 | 0 | 0 | 0 | #N/A | #N/A | n | 0 | 00
[9 empty] | #N/A | #N/A | n | 0 | [10 empty] | 0 | 0 | 0 | 0 | 0 | 0 | 0 | #N/A | #N/A | n | 0 | 00
[9 empty] | #N/A | #N/A | n | 0 | [10 empty] | 0 | 0 | 0 | 0 | 0 | 0 | 0 | #N/A | #N/A | n | 0 | 00
[9 empty] | #N/A | #N/A | n | 0 | [10 empty] | 0 | 0 | 0 | 0 | 0 | 0 | 0 | #N/A | #N/A | n | 0 | 00
[9 empty] | #N/A | #N/A | n | 0 | [10 empty] | 0 | 0 | 0 | 0 | 0 | 0 | 0 | #N/A | #N/A | n | 0 | 00
[9 empty] | #N/A | #N/A | n | 0 | [10 empty] | 0 | 0 | 0 | 0 | 0 | 0 | 0 | #N/A | #N/A | n | 0 | 00
[9 empty] | #N/A | #N/A | n | 0 | [10 empty] | 0 | 0 | 0 | 0 | 0 | 0 | 0 | #N/A | #N/A | n | 0 | 00
[9 empty] | #N/A | #N/A | n | 0 | [10 empty] | 0 | 0 | 0 | 0 | 0 | 0 | 0 | #N/A | #N/A | n | 0 | 00
[9 empty] | #N/A | #N/A | n | 0 | [10 empty] | 0 | 0 | 0 | 0 | 0 | 0 | 0 | #N/A | #N/A | n | 0 | 00
[9 empty] | #N/A | #N/A | n | 0 | [10 empty] | 0 | 0 | 0 | 0 | 0 | 0 | 0 | #N/A | #N/A | n | 0 | 00
[9 empty] | #N/A | #N/A | n | 0 | [10 empty] | 0 | 0 | 0 | 0 | 0 | 0 | 0 | #N/A | #N/A | n | 0 | 00
[9 empty] | #N/A | #N/A | n | 0 | [10 empty] | 0 | 0 | 0 | 0 | 0 | 0 | 0 | #N/A | #N/A | n | 0 | 00
[9 empty] | #N/A | #N/A | n | 0 | [10 empty] | 0 | 0 | 0 | 0 | 0 | 0 | 0 | #N/A | #N/A | n | 0 | 00
[9 empty] | #N/A | #N/A | n | 0 | [10 empty] | 0 | 0 | 0 | 0 | 0 | 0 | 0 | #N/A | #N/A | n | 0 | 00
[9 empty] | #N/A | #N/A | n | 0 | [10 empty] | 0 | 0 | 0 | 0 | 0 | 0 | 0 | #N/A | #N/A | n | 0 | 00
[9 empty] | #N/A | #N/A | n | 0 | [10 empty] | 0 | 0 | 0 | 0 | 0 | 0 | 0 | #N/A | #N/A | n | 0 | 00
[9 empty] | #N/A | #N/A | n | 0 | [10 empty] | 0 | 0 | 0 | 0 | 0 | 0 | 0 | #N/A | #N/A | n | 0 | 00
[9 empty] | #N/A | #N/A | n | 0 | [10 empty] | 0 | 0 | 0 | 0 | 0 | 0 | 0 | #N/A | #N/A | n | 0 | 00
[9 empty] | #N/A | #N/A | n | 0 | [10 empty] | 0 | 0 | 0 | 0 | 0 | 0 | 0 | #N/A | #N/A | n | 0 | 00
[9 empty] | #N/A | #N/A | n | 0 | [10 empty] | 0 | 0 | 0 | 0 | 0 | 0 | 0 | #N/A | #N/A | n | 0 | 00
[9 empty] | #N/A | #N/A | n | 0 | [10 empty] | 0 | 0 | 0 | 0 | 0 | 0 | 0 | #N/A | #N/A | n | 0 | 00
[9 empty] | #N/A | #N/A | n | 0 | [10 empty] | 0 | 0 | 0 | 0 | 0 | 0 | 0 | #N/A | #N/A | n | 0 | 00
[9 empty] | #N/A | #N/A | n | 0 | [10 empty] | 0 | 0 | 0 | 0 | 0 | 0 | 0 | #N/A | #N/A | n | 0 | 00
[9 empty] | #N/A | #N/A | n | 0 | [10 empty] | 0 | 0 | 0 | 0 | 0 | 0 | 0 | #N/A | #N/A | n | 0 | 00
[9 empty] | #N/A | #N/A | n | 0 | [10 empty] | 0 | 0 | 0 | 0 | 0 | 0 | 0 | #N/A | #N/A | n | 0 | 00
[9 empty] | #N/A | #N/A | n | 0 | [10 empty] | 0 | 0 | 0 | 0 | 0 | 0 | 0 | #N/A | #N/A | n | 0 | 00
[9 empty] | #N/A | #N/A | n | 0 | [10 empty] | 0 | 0 | 0 | 0 | 0 | 0 | 0 | #N/A | #N/A | n | 0 | 00
[9 empty] | #N/A | #N/A | n | 0 | [10 empty] | 0 | 0 | 0 | 0 | 0 | 0 | 0 | #N/A | #N/A | n | 0 | 00
[9 empty] | #N/A | #N/A | n | 0 | [10 empty] | 0 | 0 | 0 | 0 | 0 | 0 | 0 | #N/A | #N/A | n | 0 | 00
[9 empty] | #N/A | #N/A | n | 0 | [10 empty] | 0 | 0 | 0 | 0 | 0 | 0 | 0 | #N/A | #N/A | n | 0 | 00
[9 empty] | #N/A | #N/A | n | 0 | [10 empty] | 0 | 0 | 0 | 0 | 0 | 0 | 0 | #N/A | #N/A | n | 0 | 00
[9 empty] | #N/A | #N/A | n | 0 | [10 empty] | 0 | 0 | 0 | 0 | 0 | 0 | 0 | #N/A | #N/A | n | 0 | 00
[9 empty] | #N/A | #N/A | n | 0 | [10 empty] | 0 | 0 | 0 | 0 | 0 | 0 | 0 | #N/A | #N/A | n | 0 | 00
[9 empty] | #N/A | #N/A | n | 0 | [10 empty] | 0 | 0 | 0 | 0 | 0 | 0 | 0 | #N/A | #N/A | n | 0 | 00
[9 empty] | #N/A | #N/A | n | 0 | [10 empty] | 0 | 0 | 0 | 0 | 0 | 0 | 0 | #N/A | #N/A | n | 0 | 00
[9 empty] | #N/A | #N/A | n | 0 | [10 empty] | 0 | 0 | 0 | 0 | 0 | 0 | 0 | #N/A | #N/A | n | 0 | 00
[9 empty] | #N/A | #N/A | n | 0 | [10 empty] | 0 | 0 | 0 | 0 | 0 | 0 | 0 | #N/A | #N/A | n | 0 | 00
[9 empty] | #N/A | #N/A | n | 0 | [10 empty] | 0 | 0 | 0 | 0 | 0 | 0 | 0 | #N/A | #N/A | n | 0 | 00
[9 empty] | #N/A | #N/A | n | 0 | [10 empty] | 0 | 0 | 0 | 0 | 0 | 0 | 0 | #N/A | #N/A | n | 0 | 00
[9 empty] | #N/A | #N/A | n | 0 | [10 empty] | 0 | 0 | 0 | 0 | 0 | 0 | 0 | #N/A | #N/A | n | 0 | 00
[9 empty] | #N/A | #N/A | n | 0 | [10 empty] | 0 | 0 | 0 | 0 | 0 | 0 | 0 | #N/A | #N/A | n | 0 | 00
[9 empty] | #N/A | #N/A | n | 0 | [10 empty] | 0 | 0 | 0 | 0 | 0 | 0 | 0 | #N/A | #N/A | n | 0 | 00
[9 empty] | #N/A | #N/A | n | 0 | [10 empty] | 0 | 0 | 0 | 0 | 0 | 0 | 0 | #N/A | #N/A | n | 0 | 00
[9 empty] | #N/A | #N/A | n | 0 | [10 empty] | 0 | 0 | 0 | 0 | 0 | 0 | 0 | #N/A | #N/A | n | 0 | 00
[9 empty] | #N/A | #N/A | n | 0 | [10 empty] | 0 | 0 | 0 | 0 | 0 | 0 | 0 | #N/A | #N/A | n | 0 | 00
[9 empty] | #N/A | #N/A | n | 0 | [10 empty] | 0 | 0 | 0 | 0 | 0 | 0 | 0 | #N/A | #N/A | n | 0 | 00
[9 empty] | #N/A | #N/A | n | 0 | [10 empty] | 0 | 0 | 0 | 0 | 0 | 0 | 0 | #N/A | #N/A | n | 0 | 00
[9 empty] | #N/A | #N/A | n | 0 | [10 empty] | 0 | 0 | 0 | 0 | 0 | 0 | 0 | #N/A | #N/A | n | 0 | 00
[9 empty] | #N/A | #N/A | n | 0 | [10 empty] | 0 | 0 | 0 | 0 | 0 | 0 | 0 | #N/A | #N/A | n | 0 | 00
[9 empty] | #N/A | #N/A | n | 0 | [10 empty] | 0 | 0 | 0 | 0 | 0 | 0 | 0 | #N/A | #N/A | n | 0 | 00
[9 empty] | #N/A | #N/A | n | 0 | [10 empty] | 0 | 0 | 0 | 0 | 0 | 0 | 0 | #N/A | #N/A | n | 0 | 00
[9 empty] | #N/A | #N/A | n | 0 | [10 empty] | 0 | 0 | 0 | 0 | 0 | 0 | 0 | #N/A | #N/A | n | 0 | 00
[9 empty] | #N/A | #N/A | n | 0 | [10 empty] | 0 | 0 | 0 | 0 | 0 | 0 | 0 | #N/A | #N/A | n | 0 | 00
[9 empty] | #N/A | #N/A | n | 0 | [10 empty] | 0 | 0 | 0 | 0 | 0 | 0 | 0 | #N/A | #N/A | n | 0 | 00
[9 empty] | #N/A | #N/A | n | 0 | [10 empty] | 0 | 0 | 0 | 0 | 0 | 0 | 0 | #N/A | #N/A | n | 0 | 00
[9 empty] | #N/A | #N/A | n | 0 | [10 empty] | 0 | 0 | 0 | 0 | 0 | 0 | 0 | #N/A | #N/A | n | 0 | 00
[9 empty] | #N/A | #N/A | n | 0 | [10 empty] | 0 | 0 | 0 | 0 | 0 | 0 | 0 | #N/A | #N/A | n | 0 | 00
[9 empty] | #N/A | #N/A | n | 0 | [10 empty] | 0 | 0 | 0 | 0 | 0 | 0 | 0 | #N/A | #N/A | n | 0 | 00
[9 empty] | #N/A | #N/A | n | 0 | [10 empty] | 0 | 0 | 0 | 0 | 0 | 0 | 0 | #N/A | #N/A | n | 0 | 00
[9 empty] | #N/A | #N/A | n | 0 | [10 empty] | 0 | 0 | 0 | 0 | 0 | 0 | 0 | #N/A | #N/A | n | 0 | 00
[9 empty] | #N/A | #N/A | n | 0 | [10 empty] | 0 | 0 | 0 | 0 | 0 | 0 | 0 | #N/A | #N/A | n | 0 | 00
[9 empty] | #N/A | #N/A | n | 0 | [10 empty] | 0 | 0 | 0 | 0 | 0 | 0 | 0 | #N/A | #N/A | n | 0 | 00
[9 empty] | #N/A | #N/A | n | 0 | [10 empty] | 0 | 0 | 0 | 0 | 0 | 0 | 0 | #N/A | #N/A | n | 0 | 00
[9 empty] | #N/A | #N/A | n | 0 | [10 empty] | 0 | 0 | 0 | 0 | 0 | 0 | 0 | #N/A | #N/A | n | 0 | 00
[9 empty] | #N/A | #N/A | n | 0 | [10 empty] | 0 | 0 | 0 | 0 | 0 | 0 | 0 | #N/A | #N/A | n | 0 | 00
[9 empty] | #N/A | #N/A | n | 0 | [10 empty] | 0 | 0 | 0 | 0 | 0 | 0 | 0 | #N/A | #N/A | n | 0 | 00
[9 empty] | #N/A | #N/A | n | 0 | [10 empty] | 0 | 0 | 0 | 0 | 0 | 0 | 0 | #N/A | #N/A | n | 0 | 00
[9 empty] | #N/A | #N/A | n | 0 | [10 empty] | 0 | 0 | 0 | 0 | 0 | 0 | 0 | #N/A | #N/A | n | 0 | 00
[9 empty] | #N/A | #N/A | n | 0 | [10 empty] | 0 | 0 | 0 | 0 | 0 | 0 | 0 | #N/A | #N/A | n | 0 | 00
[9 empty] | #N/A | #N/A | n | 0 | [10 empty] | 0 | 0 | 0 | 0 | 0 | 0 | 0 | #N/A | #N/A | n | 0 | 00
[9 empty] | #N/A | #N/A | n | 0 | [10 empty] | 0 | 0 | 0 | 0 | 0 | 0 | 0 | #N/A | #N/A | n | 0 | 00
[9 empty] | #N/A | #N/A | n | 0 | [10 empty] | 0 | 0 | 0 | 0 | 0 | 0 | 0 | #N/A | #N/A | n | 0 | 00
[9 empty] | #N/A | #N/A | n | 0 | [10 empty] | 0 | 0 | 0 | 0 | 0 | 0 | 0 | #N/A | #N/A | n | 0 | 00
[9 empty] | #N/A | #N/A | n | 0 | [10 empty] | 0 | 0 | 0 | 0 | 0 | 0 | 0 | #N/A | #N/A | n | 0 | 00
[9 empty] | #N/A | #N/A | n | 0 | [10 empty] | 0 | 0 | 0 | 0 | 0 | 0 | 0 | #N/A | #N/A | n | 0 | 00
[9 empty] | #N/A | #N/A | n | 0 | [10 empty] | 0 | 0 | 0 | 0 | 0 | 0 | 0 | #N/A | #N/A | n | 0 | 00
[9 empty] | #N/A | #N/A | n | 0 | [10 empty] | 0 | 0 | 0 | 0 | 0 | 0 | 0 | #N/A | #N/A | n | 0 | 00
[9 empty] | #N/A | #N/A | n | 0 | [10 empty] | 0 | 0 | 0 | 0 | 0 | 0 | 0 | #N/A | #N/A | n | 0 | 00
[9 empty] | #N/A | #N/A | n | 0 | [10 empty] | 0 | 0 | 0 | 0 | 0 | 0 | 0 | #N/A | #N/A | n | 0 | 00
[9 empty] | #N/A | #N/A | n | 0 | [10 empty] | 0 | 0 | 0 | 0 | 0 | 0 | 0 | #N/A | #N/A | n | 0 | 00
[9 empty] | #N/A | #N/A | n | 0 | [10 empty] | 0 | 0 | 0 | 0 | 0 | 0 | 0 | #N/A | #N/A | n | 0 | 00
[9 empty] | #N/A | #N/A | n | 0 | [10 empty] | 0 | 0 | 0 | 0 | 0 | 0 | 0 | #N/A | #N/A | n | 0 | 00
[9 empty] | #N/A | #N/A | n | 0 | [10 empty] | 0 | 0 | 0 | 0 | 0 | 0 | 0 | #N/A | #N/A | n | 0 | 00
[9 empty] | #N/A | #N/A | n | 0 | [10 empty] | 0 | 0 | 0 | 0 | 0 | 0 | 0 | #N/A | #N/A | n | 0 | 00
[9 empty] | #N/A | #N/A | n | 0 | [10 empty] | 0 | 0 | 0 | 0 | 0 | 0 | 0 | #N/A | #N/A | n | 0 | 00
[9 empty] | #N/A | #N/A | n | 0 | [10 empty] | 0 | 0 | 0 | 0 | 0 | 0 | 0 | #N/A | #N/A | n | 0 | 00
[9 empty] | #N/A | #N/A | n | 0 | [10 empty] | 0 | 0 | 0 | 0 | 0 | 0 | 0 | #N/A | #N/A | n | 0 | 00
[9 empty] | #N/A | #N/A | n | 0 | [10 empty] | 0 | 0 | 0 | 0 | 0 | 0 | 0 | #N/A | #N/A | n | 0 | 00
[9 empty] | #N/A | #N/A | n | 0 | [10 empty] | 0 | 0 | 0 | 0 | 0 | 0 | 0 | #N/A | #N/A | n | 0 | 00
[9 empty] | #N/A | #N/A | n | 0 | [10 empty] | 0 | 0 | 0 | 0 | 0 | 0 | 0 | #N/A | #N/A | n | 0 | 00
[9 empty] | #N/A | #N/A | n | 0 | [10 empty] | 0 | 0 | 0 | 0 | 0 | 0 | 0 | #N/A | #N/A | n | 0 | 00
[9 empty] | #N/A | #N/A | n | 0 | [10 empty] | 0 | 0 | 0 | 0 | 0 | 0 | 0 | #N/A | #N/A | n | 0 | 00
[9 empty] | #N/A | #N/A | n | 0 | [10 empty] | 0 | 0 | 0 | 0 | 0 | 0 | 0 | #N/A | #N/A | n | 0 | 00
[9 empty] | #N/A | #N/A | n | 0 | [10 empty] | 0 | 0 | 0 | 0 | 0 | 0 | 0 | #N/A | #N/A | n | 0 | 00
[9 empty] | #N/A | #N/A | n | 0 | [10 empty] | 0 | 0 | 0 | 0 | 0 | 0 | 0 | #N/A | #N/A | n | 0 | 00
[9 empty] | #N/A | #N/A | n | 0 | [10 empty] | 0 | 0 | 0 | 0 | 0 | 0 | 0 | #N/A | #N/A | n | 0 | 00
[9 empty] | #N/A | #N/A | n | 0 | [10 empty] | 0 | 0 | 0 | 0 | 0 | 0 | 0 | #N/A | #N/A | n | 0 | 00
[9 empty] | #N/A | #N/A | n | 0 | [10 empty] | 0 | 0 | 0 | 0 | 0 | 0 | 0 | #N/A | #N/A | n | 0 | 00
[9 empty] | #N/A | #N/A | n | 0 | [10 empty] | 0 | 0 | 0 | 0 | 0 | 0 | 0 | #N/A | #N/A | n | 0 | 00
[9 empty] | #N/A | #N/A | n | 0 | [10 empty] | 0 | 0 | 0 | 0 | 0 | 0 | 0 | #N/A | #N/A | n | 0 | 00
[9 empty] | #N/A | #N/A | n | 0 | [10 empty] | 0 | 0 | 0 | 0 | 0 | 0 | 0 | #N/A | #N/A | n | 0 | 00
[9 empty] | #N/A | #N/A | n | 0 | [10 empty] | 0 | 0 | 0 | 0 | 0 | 0 | 0 | #N/A | #N/A | n | 0 | 00
[9 empty] | #N/A | #N/A | n | 0 | [10 empty] | 0 | 0 | 0 | 0 | 0 | 0 | 0 | #N/A | #N/A | n | 0 | 00
[9 empty] | #N/A | #N/A | n | 0 | [10 empty] | 0 | 0 | 0 | 0 | 0 | 0 | 0 | #N/A | #N/A | n | 0 | 00
[9 empty] | #N/A | #N/A | n | 0 | [10 empty] | 0 | 0 | 0 | 0 | 0 | 0 | 0 | #N/A | #N/A | n | 0 | 00
[9 empty] | #N/A | #N/A | n | 0 | [10 empty] | 0 | 0 | 0 | 0 | 0 | 0 | 0 | #N/A | #N/A | n | 0 | 00
[9 empty] | #N/A | #N/A | n | 0 | [10 empty] | 0 | 0 | 0 | 0 | 0 | 0 | 0 | #N/A | #N/A | n | 0 | 00
[9 empty] | #N/A | #N/A | n | 0 | [10 empty] | 0 | 0 | 0 | 0 | 0 | 0 | 0 | #N/A | #N/A | n | 0 | 00
[9 empty] | #N/A | #N/A | n | 0 | [10 empty] | 0 | 0 | 0 | 0 | 0 | 0 | 0 | #N/A | #N/A | n | 0 | 00
[9 empty] | #N/A | #N/A | n | 0 | [10 empty] | 0 | 0 | 0 | 0 | 0 | 0 | 0 | #N/A | #N/A | n | 0 | 00
[9 empty] | #N/A | #N/A | n | 0 | [10 empty] | 0 | 0 | 0 | 0 | 0 | 0 | 0 | #N/A | #N/A | n | 0 | 00
[9 empty] | #N/A | #N/A | n | 0 | [10 empty] | 0 | 0 | 0 | 0 | 0 | 0 | 0 | #N/A | #N/A | n | 0 | 00
[9 empty] | #N/A | #N/A | n | 0 | [10 empty] | 0 | 0 | 0 | 0 | 0 | 0 | 0 | #N/A | #N/A | n | 0 | 00
[9 empty] | #N/A | #N/A | n | 0 | [10 empty] | 0 | 0 | 0 | 0 | 0 | 0 | 0 | #N/A | #N/A | n | 0 | 00
[9 empty] | #N/A | #N/A | n | 0 | [10 empty] | 0 | 0 | 0 | 0 | 0 | 0 | 0 | #N/A | #N/A | n | 0 | 00
[9 empty] | #N/A | #N/A | n | 0 | [10 empty] | 0 | 0 | 0 | 0 | 0 | 0 | 0 | #N/A | #N/A | n | 0 | 00
[9 empty] | #N/A | #N/A | n | 0 | [10 empty] | 0 | 0 | 0 | 0 | 0 | 0 | 0 | #N/A | #N/A | n | 0 | 00
[9 empty] | #N/A | #N/A | n | 0 | [10 empty] | 0 | 0 | 0 | 0 | 0 | 0 | 0 | #N/A | #N/A | n | 0 | 00
[9 empty] | #N/A | #N/A | n | 0 | [10 empty] | 0 | 0 | 0 | 0 | 0 | 0 | 0 | #N/A | #N/A | n | 0 | 00
[9 empty] | #N/A | #N/A | n | 0 | [10 empty] | 0 | 0 | 0 | 0 | 0 | 0 | 0 | #N/A | #N/A | n | 0 | 00
[9 empty] | #N/A | #N/A | n | 0 | [10 empty] | 0 | 0 | 0 | 0 | 0 | 0 | 0 | #N/A | #N/A | n | 0 | 00
[9 empty] | #N/A | #N/A | n | 0 | [10 empty] | 0 | 0 | 0 | 0 | 0 | 0 | 0 | #N/A | #N/A | n | 0 | 00
[9 empty] | #N/A | #N/A | n | 0 | [10 empty] | 0 | 0 | 0 | 0 | 0 | 0 | 0 | #N/A | #N/A | n | 0 | 00
[9 empty] | #N/A | #N/A | n | 0 | [10 empty] | 0 | 0 | 0 | 0 | 0 | 0 | 0 | #N/A | #N/A | n | 0 | 00
[9 empty] | #N/A | #N/A | n | 0 | [10 empty] | 0 | 0 | 0 | 0 | 0 | 0 | 0 | #N/A | #N/A | n | 0 | 00
[9 empty] | #N/A | #N/A | n | 0 | [10 empty] | 0 | 0 | 0 | 0 | 0 | 0 | 0 | #N/A | #N/A | n | 0 | 00
[9 empty] | #N/A | #N/A | n | 0 | [10 empty] | 0 | 0 | 0 | 0 | 0 | 0 | 0 | #N/A | #N/A | n | 0 | 00
[9 empty] | #N/A | #N/A | n | 0 | [10 empty] | 0 | 0 | 0 | 0 | 0 | 0 | 0 | #N/A | #N/A | n | 0 | 00
[9 empty] | #N/A | #N/A | n | 0 | [10 empty] | 0 | 0 | 0 | 0 | 0 | 0 | 0 | #N/A | #N/A | n | 0 | 00
[9 empty] | #N/A | #N/A | n | 0 | [10 empty] | 0 | 0 | 0 | 0 | 0 | 0 | 0 | #N/A | #N/A | n | 0 | 00
[9 empty] | #N/A | #N/A | n | 0 | [10 empty] | 0 | 0 | 0 | 0 | 0 | 0 | 0 | #N/A | #N/A | n | 0 | 00
[9 empty] | #N/A | #N/A | n | 0 | [10 empty] | 0 | 0 | 0 | 0 | 0 | 0 | 0 | #N/A | #N/A | n | 0 | 00
[9 empty] | #N/A | #N/A | n | 0 | [10 empty] | 0 | 0 | 0 | 0 | 0 | 0 | 0 | #N/A | #N/A | n | 0 | 00
[9 empty] | #N/A | #N/A | n | 0 | [10 empty] | 0 | 0 | 0 | 0 | 0 | 0 | 0 | #N/A | #N/A | n | 0 | 00
[9 empty] | #N/A | #N/A | n | 0 | [10 empty] | 0 | 0 | 0 | 0 | 0 | 0 | 0 | #N/A | #N/A | n | 0 | 00
[9 empty] | #N/A | #N/A | n | 0 | [10 empty] | 0 | 0 | 0 | 0 | 0 | 0 | 0 | #N/A | #N/A | n | 0 | 00
[9 empty] | #N/A | #N/A | n | 0 | [10 empty] | 0 | 0 | 0 | 0 | 0 | 0 | 0 | #N/A | #N/A | n | 0 | 00
[9 empty] | #N/A | #N/A | n | 0 | [10 empty] | 0 | 0 | 0 | 0 | 0 | 0 | 0 | #N/A | #N/A | n | 0 | 00
[9 empty] | #N/A | #N/A | n | 0 | [10 empty] | 0 | 0 | 0 | 0 | 0 | 0 | 0 | #N/A | #N/A | n | 0 | 00
[9 empty] | #N/A | #N/A | n | 0 | [10 empty] | 0 | 0 | 0 | 0 | 0 | 0 | 0 | #N/A | #N/A | n | 0 | 00
[9 empty] | #N/A | #N/A | n | 0 | [10 empty] | 0 | 0 | 0 | 0 | 0 | 0 | 0 | #N/A | #N/A | n | 0 | 00
[9 empty] | #N/A | #N/A | n | 0 | [10 empty] | 0 | 0 | 0 | 0 | 0 | 0 | 0 | #N/A | #N/A | n | 0 | 00
[9 empty] | #N/A | #N/A | n | 0 | [10 empty] | 0 | 0 | 0 | 0 | 0 | 0 | 0 | #N/A | #N/A | n | 0 | 00
[9 empty] | #N/A | #N/A | n | 0 | [10 empty] | 0 | 0 | 0 | 0 | 0 | 0 | 0 | #N/A | #N/A | n | 0 | 00
[9 empty] | #N/A | #N/A | n | 0 | [10 empty] | 0 | 0 | 0 | 0 | 0 | 0 | 0 | #N/A | #N/A | n | 0 | 00
[9 empty] | #N/A | #N/A | n | 0 | [10 empty] | 0 | 0 | 0 | 0 | 0 | 0 | 0 | #N/A | #N/A | n | 0 | 00
[9 empty] | #N/A | #N/A | n | 0 | [10 empty] | 0 | 0 | 0 | 0 | 0 | 0 | 0 | #N/A | #N/A | n | 0 | 00
[9 empty] | #N/A | #N/A | n | 0 | [10 empty] | 0 | 0 | 0 | 0 | 0 | 0 | 0 | #N/A | #N/A | n | 0 | 00
[9 empty] | #N/A | #N/A | n | 0 | [10 empty] | 0 | 0 | 0 | 0 | 0 | 0 | 0 | #N/A | #N/A | n | 0 | 00
[9 empty] | #N/A | #N/A | n | 0 | [10 empty] | 0 | 0 | 0 | 0 | 0 | 0 | 0 | #N/A | #N/A | n | 0 | 00
[9 empty] | #N/A | #N/A | n | 0 | [10 empty] | 0 | 0 | 0 | 0 | 0 | 0 | 0 | #N/A | #N/A | n | 0 | 00
[9 empty] | #N/A | #N/A | n | 0 | [10 empty] | 0 | 0 | 0 | 0 | 0 | 0 | 0 | #N/A | #N/A | n | 0 | 00
[9 empty] | #N/A | #N/A | n | 0 | [10 empty] | 0 | 0 | 0 | 0 | 0 | 0 | 0 | #N/A | #N/A | n | 0 | 00
[9 empty] | #N/A | #N/A | n | 0 | [10 empty] | 0 | 0 | 0 | 0 | 0 | 0 | 0 | #N/A | #N/A | n | 0 | 00
[9 empty] | #N/A | #N/A | n | 0 | [10 empty] | 0 | 0 | 0 | 0 | 0 | 0 | 0 | #N/A | #N/A | n | 0 | 00
[9 empty] | #N/A | #N/A | n | 0 | [10 empty] | 0 | 0 | 0 | 0 | 0 | 0 | 0 | #N/A | #N/A | n | 0 | 00
[9 empty] | #N/A | #N/A | n | 0 | [10 empty] | 0 | 0 | 0 | 0 | 0 | 0 | 0 | #N/A | #N/A | n | 0 | 00
[9 empty] | #N/A | #N/A | n | 0 | [10 empty] | 0 | 0 | 0 | 0 | 0 | 0 | 0 | #N/A | #N/A | n | 0 | 00
[9 empty] | #N/A | #N/A | n | 0 | [10 empty] | 0 | 0 | 0 | 0 | 0 | 0 | 0 | #N/A | #N/A | n | 0 | 00
[9 empty] | #N/A | #N/A | n | 0 | [10 empty] | 0 | 0 | 0 | 0 | 0 | 0 | 0 | #N/A | #N/A | n | 0 | 00
[9 empty] | #N/A | #N/A | n | 0 | [10 empty] | 0 | 0 | 0 | 0 | 0 | 0 | 0 | #N/A | #N/A | n | 0 | 00
[9 empty] | #N/A | #N/A | n | 0 | [10 empty] | 0 | 0 | 0 | 0 | 0 | 0 | 0 | #N/A | #N/A | n | 0 | 00
[9 empty] | #N/A | #N/A | n | 0 | [10 empty] | 0 | 0 | 0 | 0 | 0 | 0 | 0 | #N/A | #N/A | n | 0 | 00
[9 empty] | #N/A | #N/A | n | 0 | [10 empty] | 0 | 0 | 0 | 0 | 0 | 0 | 0 | #N/A | #N/A | n | 0 | 00
[9 empty] | #N/A | #N/A | n | 0 | [10 empty] | 0 | 0 | 0 | 0 | 0 | 0 | 0 | #N/A | #N/A | n | 0 | 00
[9 empty] | #N/A | #N/A | n | 0 | [10 empty] | 0 | 0 | 0 | 0 | 0 | 0 | 0 | #N/A | #N/A | n | 0 | 00
[9 empty] | #N/A | #N/A | n | 0 | [10 empty] | 0 | 0 | 0 | 0 | 0 | 0 | 0 | #N/A | #N/A | n | 0 | 00
[9 empty] | #N/A | #N/A | n | 0 | [10 empty] | 0 | 0 | 0 | 0 | 0 | 0 | 0 | #N/A | #N/A | n | 0 | 00
[9 empty] | #N/A | #N/A | n | 0 | [10 empty] | 0 | 0 | 0 | 0 | 0 | 0 | 0 | #N/A | #N/A | n | 0 | 00
[9 empty] | #N/A | #N/A | n | 0 | [10 empty] | 0 | 0 | 0 | 0 | 0 | 0 | 0 | #N/A | #N/A | n | 0 | 00
[9 empty] | #N/A | #N/A | n | 0 | [10 empty] | 0 | 0 | 0 | 0 | 0 | 0 | 0 | #N/A | #N/A | n | 0 | 00
[9 empty] | #N/A | #N/A | n | 0 | [10 empty] | 0 | 0 | 0 | 0 | 0 | 0 | 0 | #N/A | #N/A | n | 0 | 00
[9 empty] | #N/A | #N/A | n | 0 | [10 empty] | 0 | 0 | 0 | 0 | 0 | 0 | 0 | #N/A | #N/A | n | 0 | 00
[9 empty] | #N/A | #N/A | n | 0 | [10 empty] | 0 | 0 | 0 | 0 | 0 | 0 | 0 | #N/A | #N/A | n | 0 | 00
[9 empty] | #N/A | #N/A | n | 0 | [10 empty] | 0 | 0 | 0 | 0 | 0 | 0 | 0 | #N/A | #N/A | n | 0 | 00
[9 empty] | #N/A | #N/A | n | 0 | [10 empty] | 0 | 0 | 0 | 0 | 0 | 0 | 0 | #N/A | #N/A | n | 0 | 00
[9 empty] | #N/A | #N/A | n | 0 | [10 empty] | 0 | 0 | 0 | 0 | 0 | 0 | 0 | #N/A | #N/A | n | 0 | 00
[9 empty] | #N/A | #N/A | n | 0 | [10 empty] | 0 | 0 | 0 | 0 | 0 | 0 | 0 | #N/A | #N/A | n | 0 | 00
[9 empty] | #N/A | #N/A | n | 0 | [10 empty] | 0 | 0 | 0 | 0 | 0 | 0 | 0 | #N/A | #N/A | n | 0 | 00
[9 empty] | #N/A | #N/A | n | 0 | [10 empty] | 0 | 0 | 0 | 0 | 0 | 0 | 0 | #N/A | #N/A | n | 0 | 00
[9 empty] | #N/A | #N/A | n | 0 | [10 empty] | 0 | 0 | 0 | 0 | 0 | 0 | 0 | #N/A | #N/A | n | 0 | 00
[9 empty] | #N/A | #N/A | n | 0 | [10 empty] | 0 | 0 | 0 | 0 | 0 | 0 | 0 | #N/A | #N/A | n | 0 | 00
[9 empty] | #N/A | #N/A | n | 0 | [10 empty] | 0 | 0 | 0 | 0 | 0 | 0 | 0 | #N/A | #N/A | n | 0 | 00
[9 empty] | #N/A | #N/A | n | 0 | [10 empty] | 0 | 0 | 0 | 0 | 0 | 0 | 0 | #N/A | #N/A | n | 0 | 00
[9 empty] | #N/A | #N/A | n | 0 | [10 empty] | 0 | 0 | 0 | 0 | 0 | 0 | 0 | #N/A | #N/A | n | 0 | 00
[9 empty] | #N/A | #N/A | n | 0 | [10 empty] | 0 | 0 | 0 | 0 | 0 | 0 | 0 | #N/A | #N/A | n | 0 | 00
[9 empty] | #N/A | #N/A | n | 0 | [10 empty] | 0 | 0 | 0 | 0 | 0 | 0 | 0 | #N/A | #N/A | n | 0 | 00
[9 empty] | #N/A | #N/A | n | 0 | [10 empty] | 0 | 0 | 0 | 0 | 0 | 0 | 0 | #N/A | #N/A | n | 0 | 00
[9 empty] | #N/A | #N/A | n | 0 | [10 empty] | 0 | 0 | 0 | 0 | 0 | 0 | 0 | #N/A | #N/A | n | 0 | 00
[9 empty] | #N/A | #N/A | n | 0 | [10 empty] | 0 | 0 | 0 | 0 | 0 | 0 | 0 | #N/A | #N/A | n | 0 | 00
[9 empty] | #N/A | #N/A | n | 0 | [10 empty] | 0 | 0 | 0 | 0 | 0 | 0 | 0 | #N/A | #N/A | n | 0 | 00
[9 empty] | #N/A | #N/A | n | 0 | [10 empty] | 0 | 0 | 0 | 0 | 0 | 0 | 0 | #N/A | #N/A | n | 0 | 00
[9 empty] | #N/A | #N/A | n | 0 | [10 empty] | 0 | 0 | 0 | 0 | 0 | 0 | 0 | #N/A | #N/A | n | 0 | 00
[9 empty] | #N/A | #N/A | n | 0 | [10 empty] | 0 | 0 | 0 | 0 | 0 | 0 | 0 | #N/A | #N/A | n | 0 | 00
[9 empty] | #N/A | #N/A | n | 0 | [10 empty] | 0 | 0 | 0 | 0 | 0 | 0 | 0 | #N/A | #N/A | n | 0 | 00
[9 empty] | #N/A | #N/A | n | 0 | [10 empty] | 0 | 0 | 0 | 0 | 0 | 0 | 0 | #N/A | #N/A | n | 0 | 00
[9 empty] | #N/A | #N/A | n | 0 | [10 empty] | 0 | 0 | 0 | 0 | 0 | 0 | 0 | #N/A | #N/A | n | 0 | 00
[9 empty] | #N/A | #N/A | n | 0 | [10 empty] | 0 | 0 | 0 | 0 | 0 | 0 | 0 | #N/A | #N/A | n | 0 | 00
[9 empty] | #N/A | #N/A | n | 0 | [10 empty] | 0 | 0 | 0 | 0 | 0 | 0 | 0 | #N/A | #N/A | n | 0 | 00
[9 empty] | #N/A | #N/A | n | 0 | [10 empty] | 0 | 0 | 0 | 0 | 0 | 0 | 0 | #N/A | #N/A | n | 0 | 00
[9 empty] | #N/A | #N/A | n | 0 | [10 empty] | 0 | 0 | 0 | 0 | 0 | 0 | 0 | #N/A | #N/A | n | 0 | 00
[9 empty] | #N/A | #N/A | n | 0 | [10 empty] | 0 | 0 | 0 | 0 | 0 | 0 | 0 | #N/A | #N/A | n | 0 | 00
[9 empty] | #N/A | #N/A | n | 0 | [10 empty] | 0 | 0 | 0 | 0 | 0 | 0 | 0 | #N/A | #N/A | n | 0 | 00
[9 empty] | #N/A | #N/A | n | 0 | [10 empty] | 0 | 0 | 0 | 0 | 0 | 0 | 0 | #N/A | #N/A | n | 0 | 00
[9 empty] | #N/A | #N/A | n | 0 | [10 empty] | 0 | 0 | 0 | 0 | 0 | 0 | 0 | #N/A | #N/A | n | 0 | 00
[9 empty] | #N/A | #N/A | n | 0 | [10 empty] | 0 | 0 | 0 | 0 | 0 | 0 | 0 | #N/A | #N/A | n | 0 | 00
[9 empty] | #N/A | #N/A | n | 0 | [10 empty] | 0 | 0 | 0 | 0 | 0 | 0 | 0 | #N/A | #N/A | n | 0 | 00
[9 empty] | #N/A | #N/A | n | 0 | [10 empty] | 0 | 0 | 0 | 0 | 0 | 0 | 0 | #N/A | #N/A | n | 0 | 00
[9 empty] | #N/A | #N/A | n | 0 | [10 empty] | 0 | 0 | 0 | 0 | 0 | 0 | 0 | #N/A | #N/A | n | 0 | 00
[9 empty] | #N/A | #N/A | n | 0 | [10 empty] | 0 | 0 | 0 | 0 | 0 | 0 | 0 | #N/A | #N/A | n | 0 | 00
[9 empty] | #N/A | #N/A | n | 0 | [10 empty] | 0 | 0 | 0 | 0 | 0 | 0 | 0 | #N/A | #N/A | n | 0 | 00
[9 empty] | #N/A | #N/A | n | 0 | [10 empty] | 0 | 0 | 0 | 0 | 0 | 0 | 0 | #N/A | #N/A | n | 0 | 00
[9 empty] | #N/A | #N/A | n | 0 | [10 empty] | 0 | 0 | 0 | 0 | 0 | 0 | 0 | #N/A | #N/A | n | 0 | 00
[9 empty] | #N/A | #N/A | n | 0 | [10 empty] | 0 | 0 | 0 | 0 | 0 | 0 | 0 | #N/A | #N/A | n | 0 | 00
[9 empty] | #N/A | #N/A | n | 0 | [10 empty] | 0 | 0 | 0 | 0 | 0 | 0 | 0 | #N/A | #N/A | n | 0 | 00
[9 empty] | #N/A | #N/A | n | 0 | [10 empty] | 0 | 0 | 0 | 0 | 0 | 0 | 0 | #N/A | #N/A | n | 0 | 00
[9 empty] | #N/A | #N/A | n | 0 | [10 empty] | 0 | 0 | 0 | 0 | 0 | 0 | 0 | #N/A | #N/A | n | 0 | 00
[9 empty] | #N/A | #N/A | n | 0 | [10 empty] | 0 | 0 | 0 | 0 | 0 | 0 | 0 | #N/A | #N/A | n | 0 | 00
[9 empty] | #N/A | #N/A | n | 0 | [10 empty] | 0 | 0 | 0 | 0 | 0 | 0 | 0 | #N/A | #N/A | n | 0 | 00
[9 empty] | #N/A | #N/A | n | 0 | [10 empty] | 0 | 0 | 0 | 0 | 0 | 0 | 0 | #N/A | #N/A | n | 0 | 00
[9 empty] | #N/A | #N/A | n | 0 | [10 empty] | 0 | 0 | 0 | 0 | 0 | 0 | 0 | #N/A | #N/A | n | 0 | 00
[9 empty] | #N/A | #N/A | n | 0 | [10 empty] | 0 | 0 | 0 | 0 | 0 | 0 | 0 | #N/A | #N/A | n | 0 | 00
[9 empty] | #N/A | #N/A | n | 0 | [10 empty] | 0 | 0 | 0 | 0 | 0 | 0 | 0 | #N/A | #N/A | n | 0 | 00
[9 empty] | #N/A | #N/A | n | 0 | [10 empty] | 0 | 0 | 0 | 0 | 0 | 0 | 0 | #N/A | #N/A | n | 0 | 00
[9 empty] | #N/A | #N/A | n | 0 | [10 empty] | 0 | 0 | 0 | 0 | 0 | 0 | 0 | #N/A | #N/A | n | 0 | 00
[9 empty] | #N/A | #N/A | n | 0 | [10 empty] | 0 | 0 | 0 | 0 | 0 | 0 | 0 | #N/A | #N/A | n | 0 | 00
[9 empty] | #N/A | #N/A | n | 0 | [10 empty] | 0 | 0 | 0 | 0 | 0 | 0 | 0 | #N/A | #N/A | n | 0 | 00
[9 empty] | #N/A | #N/A | n | 0 | [10 empty] | 0 | 0 | 0 | 0 | 0 | 0 | 0 | #N/A | #N/A | n | 0 | 00
[9 empty] | #N/A | #N/A | n | 0 | [10 empty] | 0 | 0 | 0 | 0 | 0 | 0 | 0 | #N/A | #N/A | n | 0 | 00
[9 empty] | #N/A | #N/A | n | 0 | [10 empty] | 0 | 0 | 0 | 0 | 0 | 0 | 0 | #N/A | #N/A | n | 0 | 00
[9 empty] | #N/A | #N/A | n | 0 | [10 empty] | 0 | 0 | 0 | 0 | 0 | 0 | 0 | #N/A | #N/A | n | 0 | 00
[9 empty] | #N/A | #N/A | n | 0 | [10 empty] | 0 | 0 | 0 | 0 | 0 | 0 | 0 | #N/A | #N/A | n | 0 | 00
[9 empty] | #N/A | #N/A | n | 0 | [10 empty] | 0 | 0 | 0 | 0 | 0 | 0 | 0 | #N/A | #N/A | n | 0 | 00
[9 empty] | #N/A | #N/A | n | 0 | [10 empty] | 0 | 0 | 0 | 0 | 0 | 0 | 0 | #N/A | #N/A | n | 0 | 00
[9 empty] | #N/A | #N/A | n | 0 | [10 empty] | 0 | 0 | 0 | 0 | 0 | 0 | 0 | #N/A | #N/A | n | 0 | 00
[9 empty] | #N/A | #N/A | n | 0 | [10 empty] | 0 | 0 | 0 | 0 | 0 | 0 | 0 | #N/A | #N/A | n | 0 | 00
[9 empty] | #N/A | #N/A | n | 0 | [10 empty] | 0 | 0 | 0 | 0 | 0 | 0 | 0 | #N/A | #N/A | n | 0 | 00
[9 empty] | #N/A | #N/A | n | 0 | [10 empty] | 0 | 0 | 0 | 0 | 0 | 0 | 0 | #N/A | #N/A | n | 0 | 00
[9 empty] | #N/A | #N/A | n | 0 | [10 empty] | 0 | 0 | 0 | 0 | 0 | 0 | 0 | #N/A | #N/A | n | 0 | 00
[9 empty] | #N/A | #N/A | n | 0 | [10 empty] | 0 | 0 | 0 | 0 | 0 | 0 | 0 | #N/A | #N/A | n | 0 | 00
[9 empty] | #N/A | #N/A | n | 0 | [10 empty] | 0 | 0 | 0 | 0 | 0 | 0 | 0 | #N/A | #N/A | n | 0 | 00
[9 empty] | #N/A | #N/A | n | 0 | [10 empty] | 0 | 0 | 0 | 0 | 0 | 0 | 0 | #N/A | #N/A | n | 0 | 00
[9 empty] | #N/A | #N/A | n | 0 | [10 empty] | 0 | 0 | 0 | 0 | 0 | 0 | 0 | #N/A | #N/A | n | 0 | 00
[9 empty] | #N/A | #N/A | n | 0 | [10 empty] | 0 | 0 | 0 | 0 | 0 | 0 | 0 | #N/A | #N/A | n | 0 | 00
[9 empty] | #N/A | #N/A | n | 0 | [10 empty] | 0 | 0 | 0 | 0 | 0 | 0 | 0 | #N/A | #N/A | n | 0 | 00
[9 empty] | #N/A | #N/A | n | 0 | [10 empty] | 0 | 0 | 0 | 0 | 0 | 0 | 0 | #N/A | #N/A | n | 0 | 00
[9 empty] | #N/A | #N/A | n | 0 | [10 empty] | 0 | 0 | 0 | 0 | 0 | 0 | 0 | #N/A | #N/A | n | 0 | 00
[9 empty] | #N/A | #N/A | n | 0 | [10 empty] | 0 | 0 | 0 | 0 | 0 | 0 | 0 | #N/A | #N/A | n | 0 | 00
[9 empty] | #N/A | #N/A | n | 0 | [10 empty] | 0 | 0 | 0 | 0 | 0 | 0 | 0 | #N/A | #N/A | n | 0 | 00
[9 empty] | #N/A | #N/A | n | 0 | [10 empty] | 0 | 0 | 0 | 0 | 0 | 0 | 0 | #N/A | #N/A | n | 0 | 00
[9 empty] | #N/A | #N/A | n | 0 | [10 empty] | 0 | 0 | 0 | 0 | 0 | 0 | 0 | #N/A | #N/A | n | 0 | 00
[9 empty] | #N/A | #N/A | n | 0 | [10 empty] | 0 | 0 | 0 | 0 | 0 | 0 | 0 | #N/A | #N/A | n | 0 | 00
[9 empty] | #N/A | #N/A | n | 0 | [10 empty] | 0 | 0 | 0 | 0 | 0 | 0 | 0 | #N/A | #N/A | n | 0 | 00
[9 empty] | #N/A | #N/A | n | 0 | [10 empty] | 0 | 0 | 0 | 0 | 0 | 0 | 0 | #N/A | #N/A | n | 0 | 00
[9 empty] | #N/A | #N/A | n | 0 | [10 empty] | 0 | 0 | 0 | 0 | 0 | 0 | 0 | #N/A | #N/A | n | 0 | 00
[9 empty] | #N/A | #N/A | n | 0 | [10 empty] | 0 | 0 | 0 | 0 | 0 | 0 | 0 | #N/A | #N/A | n | 0 | 00
[9 empty] | #N/A | #N/A | n | 0 | [10 empty] | 0 | 0 | 0 | 0 | 0 | 0 | 0 | #N/A | #N/A | n | 0 | 00
[9 empty] | #N/A | #N/A | n | 0 | [10 empty] | 0 | 0 | 0 | 0 | 0 | 0 | 0 | #N/A | #N/A | n | 0 | 00
[9 empty] | #N/A | #N/A | n | 0 | [10 empty] | 0 | 0 | 0 | 0 | 0 | 0 | 0 | #N/A | #N/A | n | 0 | 00
[9 empty] | #N/A | #N/A | n | 0 | [10 empty] | 0 | 0 | 0 | 0 | 0 | 0 | 0 | #N/A | #N/A | n | 0 | 00
[9 empty] | #N/A | #N/A | n | 0 | [10 empty] | 0 | 0 | 0 | 0 | 0 | 0 | 0 | #N/A | #N/A | n | 0 | 00
[9 empty] | #N/A | #N/A | n | 0 | [10 empty] | 0 | 0 | 0 | 0 | 0 | 0 | 0 | #N/A | #N/A | n | 0 | 00
[9 empty] | #N/A | #N/A | n | 0 | [10 empty] | 0 | 0 | 0 | 0 | 0 | 0 | 0 | #N/A | #N/A | n | 0 | 00
[9 empty] | #N/A | #N/A | n | 0 | [10 empty] | 0 | 0 | 0 | 0 | 0 | 0 | 0 | #N/A | #N/A | n | 0 | 00
[9 empty] | #N/A | #N/A | n | 0 | [10 empty] | 0 | 0 | 0 | 0 | 0 | 0 | 0 | #N/A | #N/A | n | 0 | 00
[9 empty] | #N/A | #N/A | n | 0 | [10 empty] | 0 | 0 | 0 | 0 | 0 | 0 | 0 | #N/A | #N/A | n | 0 | 00
[9 empty] | #N/A | #N/A | n | 0 | [10 empty] | 0 | 0 | 0 | 0 | 0 | 0 | 0 | #N/A | #N/A | n | 0 | 00
[9 empty] | #N/A | #N/A | n | 0 | [10 empty] | 0 | 0 | 0 | 0 | 0 | 0 | 0 | #N/A | #N/A | n | 0 | 00
[9 empty] | #N/A | #N/A | n | 0 | [10 empty] | 0 | 0 | 0 | 0 | 0 | 0 | 0 | #N/A | #N/A | n | 0 | 00
[9 empty] | #N/A | #N/A | n | 0 | [10 empty] | 0 | 0 | 0 | 0 | 0 | 0 | 0 | #N/A | #N/A | n | 0 | 00
[9 empty] | #N/A | #N/A | n | 0 | [10 empty] | 0 | 0 | 0 | 0 | 0 | 0 | 0 | #N/A | #N/A | n | 0 | 00
[9 empty] | #N/A | #N/A | n | 0 | [10 empty] | 0 | 0 | 0 | 0 | 0 | 0 | 0 | #N/A | #N/A | n | 0 | 00
[9 empty] | #N/A | #N/A | n | 0 | [10 empty] | 0 | 0 | 0 | 0 | 0 | 0 | 0 | #N/A | #N/A | n | 0 | 00
[9 empty] | #N/A | #N/A | n | 0 | [10 empty] | 0 | 0 | 0 | 0 | 0 | 0 | 0 | #N/A | #N/A | n | 0 | 00
[9 empty] | #N/A | #N/A | n | 0 | [10 empty] | 0 | 0 | 0 | 0 | 0 | 0 | 0 | #N/A | #N/A | n | 0 | 00
[9 empty] | #N/A | #N/A | n | 0 | [10 empty] | 0 | 0 | 0 | 0 | 0 | 0 | 0 | #N/A | #N/A | n | 0 | 00
[9 empty] | #N/A | #N/A | n | 0 | [10 empty] | 0 | 0 | 0 | 0 | 0 | 0 | 0 | #N/A | #N/A | n | 0 | 00
[9 empty] | #N/A | #N/A | n | 0 | [10 empty] | 0 | 0 | 0 | 0 | 0 | 0 | 0 | #N/A | #N/A | n | 0 | 00
[9 empty] | #N/A | #N/A | n | 0 | [10 empty] | 0 | 0 | 0 | 0 | 0 | 0 | 0 | #N/A | #N/A | n | 0 | 00
[9 empty] | #N/A | #N/A | n | 0 | [10 empty] | 0 | 0 | 0 | 0 | 0 | 0 | 0 | #N/A | #N/A | n | 0 | 00
[9 empty] | #N/A | #N/A | n | 0 | [10 empty] | 0 | 0 | 0 | 0 | 0 | 0 | 0 | #N/A | #N/A | n | 0 | 00
[9 empty] | #N/A | #N/A | n | 0 | [10 empty] | 0 | 0 | 0 | 0 | 0 | 0 | 0 | #N/A | #N/A | n | 0 | 00
[9 empty] | #N/A | #N/A | n | 0 | [10 empty] | 0 | 0 | 0 | 0 | 0 | 0 | 0 | #N/A | #N/A | n | 0 | 00
[9 empty] | #N/A | #N/A | n | 0 | [10 empty] | 0 | 0 | 0 | 0 | 0 | 0 | 0 | #N/A | #N/A | n | 0 | 00
[9 empty] | #N/A | #N/A | n | 0 | [10 empty] | 0 | 0 | 0 | 0 | 0 | 0 | 0 | #N/A | #N/A | n | 0 | 00
[9 empty] | #N/A | #N/A | n | 0 | [10 empty] | 0 | 0 | 0 | 0 | 0 | 0 | 0 | #N/A | #N/A | n | 0 | 00
[9 empty] | #N/A | #N/A | n | 0 | [10 empty] | 0 | 0 | 0 | 0 | 0 | 0 | 0 | #N/A | #N/A | n | 0 | 00
[9 empty] | #N/A | #N/A | n | 0 | [10 empty] | 0 | 0 | 0 | 0 | 0 | 0 | 0 | #N/A | #N/A | n | 0 | 00
[9 empty] | #N/A | #N/A | n | 0 | [10 empty] | 0 | 0 | 0 | 0 | 0 | 0 | 0 | #N/A | #N/A | n | 0 | 00
[9 empty] | #N/A | #N/A | n | 0 | [10 empty] | 0 | 0 | 0 | 0 | 0 | 0 | 0 | #N/A | #N/A | n | 0 | 00
[9 empty] | #N/A | #N/A | n | 0 | [10 empty] | 0 | 0 | 0 | 0 | 0 | 0 | 0 | #N/A | #N/A | n | 0 | 00
[9 empty] | #N/A | #N/A | n | 0 | [10 empty] | 0 | 0 | 0 | 0 | 0 | 0 | 0 | #N/A | #N/A | n | 0 | 00
[9 empty] | #N/A | #N/A | n | 0 | [10 empty] | 0 | 0 | 0 | 0 | 0 | 0 | 0 | #N/A | #N/A | n | 0 | 00
[9 empty] | #N/A | #N/A | n | 0 | [10 empty] | 0 | 0 | 0 | 0 | 0 | 0 | 0 | #N/A | #N/A | n | 0 | 00
[9 empty] | #N/A | #N/A | n | 0 | [10 empty] | 0 | 0 | 0 | 0 | 0 | 0 | 0 | #N/A | #N/A | n | 0 | 00
[9 empty] | #N/A | #N/A | n | 0 | [10 empty] | 0 | 0 | 0 | 0 | 0 | 0 | 0 | #N/A | #N/A | n | 0 | 00
[9 empty] | #N/A | #N/A | n | 0 | [10 empty] | 0 | 0 | 0 | 0 | 0 | 0 | 0 | #N/A | #N/A | n | 0 | 00
[9 empty] | #N/A | #N/A | n | 0 | [10 empty] | 0 | 0 | 0 | 0 | 0 | 0 | 0 | #N/A | #N/A | n | 0 | 00
[9 empty] | #N/A | #N/A | n | 0 | [10 empty] | 0 | 0 | 0 | 0 | 0 | 0 | 0 | #N/A | #N/A | n | 0 | 00
[9 empty] | #N/A | #N/A | n | 0 | [10 empty] | 0 | 0 | 0 | 0 | 0 | 0 | 0 | #N/A | #N/A | n | 0 | 00
[9 empty] | #N/A | #N/A | n | 0 | [10 empty] | 0 | 0 | 0 | 0 | 0 | 0 | 0 | #N/A | #N/A | n | 0 | 00
[9 empty] | #N/A | #N/A | n | 0 | [10 empty] | 0 | 0 | 0 | 0 | 0 | 0 | 0 | #N/A | #N/A | n | 0 | 00
[9 empty] | #N/A | #N/A | n | 0 | [10 empty] | 0 | 0 | 0 | 0 | 0 | 0 | 0 | #N/A | #N/A | n | 0 | 00
[9 empty] | #N/A | #N/A | n | 0 | [10 empty] | 0 | 0 | 0 | 0 | 0 | 0 | 0 | #N/A | #N/A | n | 0 | 00
[9 empty] | #N/A | #N/A | n | 0 | [10 empty] | 0 | 0 | 0 | 0 | 0 | 0 | 0 | #N/A | #N/A | n | 0 | 00
[9 empty] | #N/A | #N/A | n | 0 | [10 empty] | 0 | 0 | 0 | 0 | 0 | 0 | 0 | #N/A | #N/A | n | 0 | 00
[9 empty] | #N/A | #N/A | n | 0 | [10 empty] | 0 | 0 | 0 | 0 | 0 | 0 | 0 | #N/A | #N/A | n | 0 | 00
[9 empty] | #N/A | #N/A | n | 0 | [10 empty] | 0 | 0 | 0 | 0 | 0 | 0 | 0 | #N/A | #N/A | n | 0 | 00
[9 empty] | #N/A | #N/A | n | 0 | [10 empty] | 0 | 0 | 0 | 0 | 0 | 0 | 0 | #N/A | #N/A | n | 0 | 00
[9 empty] | #N/A | #N/A | n | 0 | [10 empty] | 0 | 0 | 0 | 0 | 0 | 0 | 0 | #N/A | #N/A | n | 0 | 00
[9 empty] | #N/A | #N/A | n | 0 | [10 empty] | 0 | 0 | 0 | 0 | 0 | 0 | 0 | #N/A | #N/A | n | 0 | 00
[9 empty] | #N/A | #N/A | n | 0 | [10 empty] | 0 | 0 | 0 | 0 | 0 | 0 | 0 | #N/A | #N/A | n | 0 | 00
[9 empty] | #N/A | #N/A | n | 0 | [10 empty] | 0 | 0 | 0 | 0 | 0 | 0 | 0 | #N/A | #N/A | n | 0 | 00
[9 empty] | #N/A | #N/A | n | 0 | [10 empty] | 0 | 0 | 0 | 0 | 0 | 0 | 0 | #N/A | #N/A | n | 0 | 00
[9 empty] | #N/A | #N/A | n | 0 | [10 empty] | 0 | 0 | 0 | 0 | 0 | 0 | 0 | #N/A | #N/A | n | 0 | 00
[9 empty] | #N/A | #N/A | n | 0 | [10 empty] | 0 | 0 | 0 | 0 | 0 | 0 | 0 | #N/A | #N/A | n | 0 | 00
[9 empty] | #N/A | #N/A | n | 0 | [10 empty] | 0 | 0 | 0 | 0 | 0 | 0 | 0 | #N/A | #N/A | n | 0 | 00
[9 empty] | #N/A | #N/A | n | 0 | [10 empty] | 0 | 0 | 0 | 0 | 0 | 0 | 0 | #N/A | #N/A | n | 0 | 00
[9 empty] | #N/A | #N/A | n | 0 | [10 empty] | 0 | 0 | 0 | 0 | 0 | 0 | 0 | #N/A | #N/A | n | 0 | 00
[9 empty] | #N/A | #N/A | n | 0 | [10 empty] | 0 | 0 | 0 | 0 | 0 | 0 | 0 | #N/A | #N/A | n | 0 | 00
[9 empty] | #N/A | #N/A | n | 0 | [10 empty] | 0 | 0 | 0 | 0 | 0 | 0 | 0 | #N/A | #N/A | n | 0 | 00
[9 empty] | #N/A | #N/A | n | 0 | [10 empty] | 0 | 0 | 0 | 0 | 0 | 0 | 0 | #N/A | #N/A | n | 0 | 00
[9 empty] | #N/A | #N/A | n | 0 | [10 empty] | 0 | 0 | 0 | 0 | 0 | 0 | 0 | #N/A | #N/A | n | 0 | 00
[9 empty] | #N/A | #N/A | n | 0 | [10 empty] | 0 | 0 | 0 | 0 | 0 | 0 | 0 | #N/A | #N/A | n | 0 | 00
[9 empty] | #N/A | #N/A | n | 0 | [10 empty] | 0 | 0 | 0 | 0 | 0 | 0 | 0 | #N/A | #N/A | n | 0 | 00
[9 empty] | #N/A | #N/A | n | 0 | [10 empty] | 0 | 0 | 0 | 0 | 0 | 0 | 0 | #N/A | #N/A | n | 0 | 00
[9 empty] | #N/A | #N/A | n | 0 | [10 empty] | 0 | 0 | 0 | 0 | 0 | 0 | 0 | #N/A | #N/A | n | 0 | 00
[9 empty] | #N/A | #N/A | n | 0 | [10 empty] | 0 | 0 | 0 | 0 | 0 | 0 | 0 | #N/A | #N/A | n | 0 | 00
[9 empty] | #N/A | #N/A | n | 0 | [10 empty] | 0 | 0 | 0 | 0 | 0 | 0 | 0 | #N/A | #N/A | n | 0 | 00
[9 empty] | #N/A | #N/A | n | 0 | [10 empty] | 0 | 0 | 0 | 0 | 0 | 0 | 0 | #N/A | #N/A | n | 0 | 00
[9 empty] | #N/A | #N/A | n | 0 | [10 empty] | 0 | 0 | 0 | 0 | 0 | 0 | 0 | #N/A | #N/A | n | 0 | 00
[9 empty] | #N/A | #N/A | n | 0 | [10 empty] | 0 | 0 | 0 | 0 | 0 | 0 | 0 | #N/A | #N/A | n | 0 | 00
[9 empty] | #N/A | #N/A | n | 0 | [10 empty] | 0 | 0 | 0 | 0 | 0 | 0 | 0 | #N/A | #N/A | n | 0 | 00
[9 empty] | #N/A | #N/A | n | 0 | [10 empty] | 0 | 0 | 0 | 0 | 0 | 0 | 0 | #N/A | #N/A | n | 0 | 00
[9 empty] | #N/A | #N/A | n | 0 | [10 empty] | 0 | 0 | 0 | 0 | 0 | 0 | 0 | #N/A | #N/A | n | 0 | 00
[9 empty] | #N/A | #N/A | n | 0 | [10 empty] | 0 | 0 | 0 | 0 | 0 | 0 | 0 | #N/A | #N/A | n | 0 | 00
[9 empty] | #N/A | #N/A | n | 0 | [10 empty] | 0 | 0 | 0 | 0 | 0 | 0 | 0 | #N/A | #N/A | n | 0 | 00
[9 empty] | #N/A | #N/A | n | 0 | [10 empty] | 0 | 0 | 0 | 0 | 0 | 0 | 0 | #N/A | #N/A | n | 0 | 00
[9 empty] | #N/A | #N/A | n | 0 | [10 empty] | 0 | 0 | 0 | 0 | 0 | 0 | 0 | #N/A | #N/A | n | 0 | 00
[9 empty] | #N/A | #N/A | n | 0 | [10 empty] | 0 | 0 | 0 | 0 | 0 | 0 | 0 | #N/A | #N/A | n | 0 | 00
[9 empty] | #N/A | #N/A | n | 0 | [10 empty] | 0 | 0 | 0 | 0 | 0 | 0 | 0 | #N/A | #N/A | n | 0 | 00
[9 empty] | #N/A | #N/A | n | 0 | [10 empty] | 0 | 0 | 0 | 0 | 0 | 0 | 0 | #N/A | #N/A | n | 0 | 00
[9 empty] | #N/A | #N/A | n | 0 | [10 empty] | 0 | 0 | 0 | 0 | 0 | 0 | 0 | #N/A | #N/A | n | 0 | 00
[9 empty] | #N/A | #N/A | n | 0 | [10 empty] | 0 | 0 | 0 | 0 | 0 | 0 | 0 | #N/A | #N/A | n | 0 | 00
[9 empty] | #N/A | #N/A | n | 0 | [10 empty] | 0 | 0 | 0 | 0 | 0 | 0 | 0 | #N/A | #N/A | n | 0 | 00
[9 empty] | #N/A | #N/A | n | 0 | [10 empty] | 0 | 0 | 0 | 0 | 0 | 0 | 0 | #N/A | #N/A | n | 0 | 00
[9 empty] | #N/A | #N/A | n | 0 | [10 empty] | 0 | 0 | 0 | 0 | 0 | 0 | 0 | #N/A | #N/A | n | 0 | 00
[9 empty] | #N/A | #N/A | n | 0 | [10 empty] | 0 | 0 | 0 | 0 | 0 | 0 | 0 | #N/A | #N/A | n | 0 | 00
[9 empty] | #N/A | #N/A | n | 0 | [10 empty] | 0 | 0 | 0 | 0 | 0 | 0 | 0 | #N/A | #N/A | n | 0 | 00
[9 empty] | #N/A | #N/A | n | 0 | [10 empty] | 0 | 0 | 0 | 0 | 0 | 0 | 0 | #N/A | #N/A | n | 0 | 00
[9 empty] | #N/A | #N/A | n | 0 | [10 empty] | 0 | 0 | 0 | 0 | 0 | 0 | 0 | #N/A | #N/A | n | 0 | 00
[9 empty] | #N/A | #N/A | n | 0 | [10 empty] | 0 | 0 | 0 | 0 | 0 | 0 | 0 | #N/A | #N/A | n | 0 | 00
[9 empty] | #N/A | #N/A | n | 0 | [10 empty] | 0 | 0 | 0 | 0 | 0 | 0 | 0 | #N/A | #N/A | n | 0 | 00
[9 empty] | #N/A | #N/A | n | 0 | [10 empty] | 0 | 0 | 0 | 0 | 0 | 0 | 0 | #N/A | #N/A | n | 0 | 00
[9 empty] | #N/A | #N/A | n | 0 | [10 empty] | 0 | 0 | 0 | 0 | 0 | 0 | 0 | #N/A | #N/A | n | 0 | 00
[9 empty] | #N/A | #N/A | n | 0 | [10 empty] | 0 | 0 | 0 | 0 | 0 | 0 | 0 | #N/A | #N/A | n | 0 | 00
[9 empty] | #N/A | #N/A | n | 0 | [10 empty] | 0 | 0 | 0 | 0 | 0 | 0 | 0 | #N/A | #N/A | n | 0 | 00
[9 empty] | #N/A | #N/A | n | 0 | [10 empty] | 0 | 0 | 0 | 0 | 0 | 0 | 0 | #N/A | #N/A | n | 0 | 00
[9 empty] | #N/A | #N/A | n | 0 | [10 empty] | 0 | 0 | 0 | 0 | 0 | 0 | 0 | #N/A | #N/A | n | 0 | 00
[9 empty] | #N/A | #N/A | n | 0 | [10 empty] | 0 | 0 | 0 | 0 | 0 | 0 | 0 | #N/A | #N/A | n | 0 | 00
[9 empty] | #N/A | #N/A | n | 0 | [10 empty] | 0 | 0 | 0 | 0 | 0 | 0 | 0 | #N/A | #N/A | n | 0 | 00
[9 empty] | #N/A | #N/A | n | 0 | [10 empty] | 0 | 0 | 0 | 0 | 0 | 0 | 0 | #N/A | #N/A | n | 0 | 00
[9 empty] | #N/A | #N/A | n | 0 | [10 empty] | 0 | 0 | 0 | 0 | 0 | 0 | 0 | #N/A | #N/A | n | 0 | 00
[9 empty] | #N/A | #N/A | n | 0 | [10 empty] | 0 | 0 | 0 | 0 | 0 | 0 | 0 | #N/A | #N/A | n | 0 | 00
[9 empty] | #N/A | #N/A | n | 0 | [10 empty] | 0 | 0 | 0 | 0 | 0 | 0 | 0 | #N/A | #N/A | n | 0 | 00
[9 empty] | #N/A | #N/A | n | 0 | [10 empty] | 0 | 0 | 0 | 0 | 0 | 0 | 0 | #N/A | #N/A | n | 0 | 00
[9 empty] | #N/A | #N/A | n | 0 | [10 empty] | 0 | 0 | 0 | 0 | 0 | 0 | 0 | #N/A | #N/A | n | 0 | 00
[9 empty] | #N/A | #N/A | n | 0 | [10 empty] | 0 | 0 | 0 | 0 | 0 | 0 | 0 | #N/A | #N/A | n | 0 | 00
[9 empty] | #N/A | #N/A | n | 0 | [10 empty] | 0 | 0 | 0 | 0 | 0 | 0 | 0 | #N/A | #N/A | n | 0 | 00
[9 empty] | #N/A | #N/A | n | 0 | [10 empty] | 0 | 0 | 0 | 0 | 0 | 0 | 0 | #N/A | #N/A | n | 0 | 00
[9 empty] | #N/A | #N/A | n | 0 | [10 empty] | 0 | 0 | 0 | 0 | 0 | 0 | 0 | #N/A | #N/A | n | 0 | 00
[9 empty] | #N/A | #N/A | n | 0 | [10 empty] | 0 | 0 | 0 | 0 | 0 | 0 | 0 | #N/A | #N/A | n | 0 | 00
[9 empty] | #N/A | #N/A | n | 0 | [10 empty] | 0 | 0 | 0 | 0 | 0 | 0 | 0 | #N/A | #N/A | n | 0 | 00
[9 empty] | #N/A | #N/A | n | 0 | [10 empty] | 0 | 0 | 0 | 0 | 0 | 0 | 0 | #N/A | #N/A | n | 0 | 00
[9 empty] | #N/A | #N/A | n | 0 | [10 empty] | 0 | 0 | 0 | 0 | 0 | 0 | 0 | #N/A | #N/A | n | 0 | 00
[9 empty] | #N/A | #N/A | n | 0 | [10 empty] | 0 | 0 | 0 | 0 | 0 | 0 | 0 | #N/A | #N/A | n | 0 | 00
[9 empty] | #N/A | #N/A | n | 0 | [10 empty] | 0 | 0 | 0 | 0 | 0 | 0 | 0 | #N/A | #N/A | n | 0 | 00
[9 empty] | #N/A | #N/A | n | 0 | [10 empty] | 0 | 0 | 0 | 0 | 0 | 0 | 0 | #N/A | #N/A | n | 0 | 00
[9 empty] | #N/A | #N/A | n | 0 | [10 empty] | 0 | 0 | 0 | 0 | 0 | 0 | 0 | #N/A | #N/A | n | 0 | 00
[9 empty] | #N/A | #N/A | n | 0 | [10 empty] | 0 | 0 | 0 | 0 | 0 | 0 | 0 | #N/A | #N/A | n | 0 | 00
[9 empty] | #N/A | #N/A | n | 0 | [10 empty] | 0 | 0 | 0 | 0 | 0 | 0 | 0 | #N/A | #N/A | n | 0 | 00
[9 empty] | #N/A | #N/A | n | 0 | [10 empty] | 0 | 0 | 0 | 0 | 0 | 0 | 0 | #N/A | #N/A | n | 0 | 00
[9 empty] | #N/A | #N/A | n | 0 | [10 empty] | 0 | 0 | 0 | 0 | 0 | 0 | 0 | #N/A | #N/A | n | 0 | 00
[9 empty] | #N/A | #N/A | n | 0 | [10 empty] | 0 | 0 | 0 | 0 | 0 | 0 | 0 | #N/A | #N/A | n | 0 | 00
[9 empty] | #N/A | #N/A | n | 0 | [10 empty] | 0 | 0 | 0 | 0 | 0 | 0 | 0 | #N/A | #N/A | n | 0 | 00
[9 empty] | #N/A | #N/A | n | 0 | [10 empty] | 0 | 0 | 0 | 0 | 0 | 0 | 0 | #N/A | #N/A | n | 0 | 00
[9 empty] | #N/A | #N/A | n | 0 | [10 empty] | 0 | 0 | 0 | 0 | 0 | 0 | 0 | #N/A | #N/A | n | 0 | 00
[9 empty] | #N/A | #N/A | n | 0 | [10 empty] | 0 | 0 | 0 | 0 | 0 | 0 | 0 | #N/A | #N/A | n | 0 | 00
[9 empty] | #N/A | #N/A | n | 0 | [10 empty] | 0 | 0 | 0 | 0 | 0 | 0 | 0 | #N/A | #N/A | n | 0 | 00
[9 empty] | #N/A | #N/A | n | 0 | [10 empty] | 0 | 0 | 0 | 0 | 0 | 0 | 0 | #N/A | #N/A | n | 0 | 00
[9 empty] | #N/A | #N/A | n | 0 | [10 empty] | 0 | 0 | 0 | 0 | 0 | 0 | 0 | #N/A | #N/A | n | 0 | 00
[9 empty] | #N/A | #N/A | n | 0 | [10 empty] | 0 | 0 | 0 | 0 | 0 | 0 | 0 | #N/A | #N/A | n | 0 | 00
[9 empty] | #N/A | #N/A | n | 0 | [10 empty] | 0 | 0 | 0 | 0 | 0 | 0 | 0 | #N/A | #N/A | n | 0 | 00
[9 empty] | #N/A | #N/A | n | 0 | [10 empty] | 0 | 0 | 0 | 0 | 0 | 0 | 0 | #N/A | #N/A | n | 0 | 00
[9 empty] | #N/A | #N/A | n | 0 | [10 empty] | 0 | 0 | 0 | 0 | 0 | 0 | 0 | #N/A | #N/A | n | 0 | 00
[9 empty] | #N/A | #N/A | n | 0 | [10 empty] | 0 | 0 | 0 | 0 | 0 | 0 | 0 | #N/A | #N/A | n | 0 | 00
[9 empty] | #N/A | #N/A | n | 0 | [10 empty] | 0 | 0 | 0 | 0 | 0 | 0 | 0 | #N/A | #N/A | n | 0 | 00
[9 empty] | #N/A | #N/A | n | 0 | [10 empty] | 0 | 0 | 0 | 0 | 0 | 0 | 0 | #N/A | #N/A | n | 0 | 00
[9 empty] | #N/A | #N/A | n | 0 | [10 empty] | 0 | 0 | 0 | 0 | 0 | 0 | 0 | #N/A | #N/A | n | 0 | 00
[9 empty] | #N/A | #N/A | n | 0 | [10 empty] | 0 | 0 | 0 | 0 | 0 | 0 | 0 | #N/A | #N/A | n | 0 | 00
[9 empty] | #N/A | #N/A | n | 0 | [10 empty] | 0 | 0 | 0 | 0 | 0 | 0 | 0 | #N/A | #N/A | n | 0 | 00
[9 empty] | #N/A | #N/A | n | 0 | [10 empty] | 0 | 0 | 0 | 0 | 0 | 0 | 0 | #N/A | #N/A | n | 0 | 00
[9 empty] | #N/A | #N/A | n | 0 | [10 empty] | 0 | 0 | 0 | 0 | 0 | 0 | 0 | #N/A | #N/A | n | 0 | 00
[9 empty] | #N/A | #N/A | n | 0 | [10 empty] | 0 | 0 | 0 | 0 | 0 | 0 | 0 | #N/A | #N/A | n | 0 | 00
[9 empty] | #N/A | #N/A | n | 0 | [10 empty] | 0 | 0 | 0 | 0 | 0 | 0 | 0 | #N/A | #N/A | n | 0 | 00
[9 empty] | #N/A | #N/A | n | 0 | [10 empty] | 0 | 0 | 0 | 0 | 0 | 0 | 0 | #N/A | #N/A | n | 0 | 00
[9 empty] | #N/A | #N/A | n | 0 | [10 empty] | 0 | 0 | 0 | 0 | 0 | 0 | 0 | #N/A | #N/A | n | 0 | 00
[9 empty] | #N/A | #N/A | n | 0 | [10 empty] | 0 | 0 | 0 | 0 | 0 | 0 | 0 | #N/A | #N/A | n | 0 | 00
[9 empty] | #N/A | #N/A | n | 0 | [10 empty] | 0 | 0 | 0 | 0 | 0 | 0 | 0 | #N/A | #N/A | n | 0 | 00
[9 empty] | #N/A | #N/A | n | 0 | [10 empty] | 0 | 0 | 0 | 0 | 0 | 0 | 0 | #N/A | #N/A | n | 0 | 00
[9 empty] | #N/A | #N/A | n | 0 | [10 empty] | 0 | 0 | 0 | 0 | 0 | 0 | 0 | #N/A | #N/A | n | 0 | 00
[9 empty] | #N/A | #N/A | n | 0 | [10 empty] | 0 | 0 | 0 | 0 | 0 | 0 | 0 | #N/A | #N/A | n | 0 | 00
[9 empty] | #N/A | #N/A | n | 0 | [10 empty] | 0 | 0 | 0 | 0 | 0 | 0 | 0 | #N/A | #N/A | n | 0 | 00
[9 empty] | #N/A | #N/A | n | 0 | [10 empty] | 0 | 0 | 0 | 0 | 0 | 0 | 0 | #N/A | #N/A | n | 0 | 00
[9 empty] | #N/A | #N/A | n | 0 | [10 empty] | 0 | 0 | 0 | 0 | 0 | 0 | 0 | #N/A | #N/A | n | 0 | 00
[9 empty] | #N/A | #N/A | n | 0 | [10 empty] | 0 | 0 | 0 | 0 | 0 | 0 | 0 | #N/A | #N/A | n | 0 | 00
[9 empty] | #N/A | #N/A | n | 0 | [10 empty] | 0 | 0 | 0 | 0 | 0 | 0 | 0 | #N/A | #N/A | n | 0 | 00
[9 empty] | #N/A | #N/A | n | 0 | [10 empty] | 0 | 0 | 0 | 0 | 0 | 0 | 0 | #N/A | #N/A | n | 0 | 00
[9 empty] | #N/A | #N/A | n | 0 | [10 empty] | 0 | 0 | 0 | 0 | 0 | 0 | 0 | #N/A | #N/A | n | 0 | 00
[9 empty] | #N/A | #N/A | n | 0 | [10 empty] | 0 | 0 | 0 | 0 | 0 | 0 | 0 | #N/A | #N/A | n | 0 | 00
[9 empty] | #N/A | #N/A | n | 0 | [10 empty] | 0 | 0 | 0 | 0 | 0 | 0 | 0 | #N/A | #N/A | n | 0 | 00
[9 empty] | #N/A | #N/A | n | 0 | [10 empty] | 0 | 0 | 0 | 0 | 0 | 0 | 0 | #N/A | #N/A | n | 0 | 00
[9 empty] | #N/A | #N/A | n | 0 | [10 empty] | 0 | 0 | 0 | 0 | 0 | 0 | 0 | #N/A | #N/A | n | 0 | 00
[9 empty] | #N/A | #N/A | n | 0 | [10 empty] | 0 | 0 | 0 | 0 | 0 | 0 | 0 | #N/A | #N/A | n | 0 | 00
[9 empty] | #N/A | #N/A | n | 0 | [10 empty] | 0 | 0 | 0 | 0 | 0 | 0 | 0 | #N/A | #N/A | n | 0 | 00
[9 empty] | #N/A | #N/A | n | 0 | [10 empty] | 0 | 0 | 0 | 0 | 0 | 0 | 0 | #N/A | #N/A | n | 0 | 00
[9 empty] | #N/A | #N/A | n | 0 | [10 empty] | 0 | 0 | 0 | 0 | 0 | 0 | 0 | #N/A | #N/A | n | 0 | 00
[9 empty] | #N/A | #N/A | n | 0 | [10 empty] | 0 | 0 | 0 | 0 | 0 | 0 | 0 | #N/A | #N/A | n | 0 | 00
[9 empty] | #N/A | #N/A | n | 0 | [10 empty] | 0 | 0 | 0 | 0 | 0 | 0 | 0 | #N/A | #N/A | n | 0 | 00
[9 empty] | #N/A | #N/A | n | 0 | [10 empty] | 0 | 0 | 0 | 0 | 0 | 0 | 0 | #N/A | #N/A | n | 0 | 00
[9 empty] | #N/A | #N/A | n | 0 | [10 empty] | 0 | 0 | 0 | 0 | 0 | 0 | 0 | #N/A | #N/A | n | 0 | 00
[9 empty] | #N/A | #N/A | n | 0 | [10 empty] | 0 | 0 | 0 | 0 | 0 | 0 | 0 | #N/A | #N/A | n | 0 | 00
[9 empty] | #N/A | #N/A | n | 0 | [10 empty] | 0 | 0 | 0 | 0 | 0 | 0 | 0 | #N/A | #N/A | n | 0 | 00
[9 empty] | #N/A | #N/A | n | 0 | [10 empty] | 0 | 0 | 0 | 0 | 0 | 0 | 0 | #N/A | #N/A | n | 0 | 00
[9 empty] | #N/A | #N/A | n | 0 | [10 empty] | 0 | 0 | 0 | 0 | 0 | 0 | 0 | #N/A | #N/A | n | 0 | 00
[9 empty] | #N/A | #N/A | n | 0 | [10 empty] | 0 | 0 | 0 | 0 | 0 | 0 | 0 | #N/A | #N/A | n | 0 | 00
[9 empty] | #N/A | #N/A | n | 0 | [10 empty] | 0 | 0 | 0 | 0 | 0 | 0 | 0 | #N/A | #N/A | n | 0 | 00
[9 empty] | #N/A | #N/A | n | 0 | [10 empty] | 0 | 0 | 0 | 0 | 0 | 0 | 0 | #N/A | #N/A | n | 0 | 00
[9 empty] | #N/A | #N/A | n | 0 | [10 empty] | 0 | 0 | 0 | 0 | 0 | 0 | 0 | #N/A | #N/A | n | 0 | 00
[9 empty] | #N/A | #N/A | n | 0 | [10 empty] | 0 | 0 | 0 | 0 | 0 | 0 | 0 | #N/A | #N/A | n | 0 | 00
[9 empty] | #N/A | #N/A | n | 0 | [10 empty] | 0 | 0 | 0 | 0 | 0 | 0 | 0 | #N/A | #N/A | n | 0 | 00
[9 empty] | #N/A | #N/A | n | 0 | [10 empty] | 0 | 0 | 0 | 0 | 0 | 0 | 0 | #N/A | #N/A | n | 0 | 00
[9 empty] | #N/A | #N/A | n | 0 | [10 empty] | 0 | 0 | 0 | 0 | 0 | 0 | 0 | #N/A | #N/A | n | 0 | 00
[9 empty] | #N/A | #N/A | n | 0 | [10 empty] | 0 | 0 | 0 | 0 | 0 | 0 | 0 | #N/A | #N/A | n | 0 | 00
[9 empty] | #N/A | #N/A | n | 0 | [10 empty] | 0 | 0 | 0 | 0 | 0 | 0 | 0 | #N/A | #N/A | n | 0 | 00
[9 empty] | #N/A | #N/A | n | 0 | [10 empty] | 0 | 0 | 0 | 0 | 0 | 0 | 0 | #N/A | #N/A | n | 0 | 00
[9 empty] | #N/A | #N/A | n | 0 | [10 empty] | 0 | 0 | 0 | 0 | 0 | 0 | 0 | #N/A | #N/A | n | 0 | 00
[9 empty] | #N/A | #N/A | n | 0 | [10 empty] | 0 | 0 | 0 | 0 | 0 | 0 | 0 | #N/A | #N/A | n | 0 | 00
[9 empty] | #N/A | #N/A | n | 0 | [10 empty] | 0 | 0 | 0 | 0 | 0 | 0 | 0 | #N/A | #N/A | n | 0 | 00
[9 empty] | #N/A | #N/A | n | 0 | [10 empty] | 0 | 0 | 0 | 0 | 0 | 0 | 0 | #N/A | #N/A | n | 0 | 00
[9 empty] | #N/A | #N/A | n | 0 | [10 empty] | 0 | 0 | 0 | 0 | 0 | 0 | 0 | #N/A | #N/A | n | 0 | 00
[9 empty] | #N/A | #N/A | n | 0 | [10 empty] | 0 | 0 | 0 | 0 | 0 | 0 | 0 | #N/A | #N/A | n | 0 | 00
[9 empty] | #N/A | #N/A | n | 0 | [10 empty] | 0 | 0 | 0 | 0 | 0 | 0 | 0 | #N/A | #N/A | n | 0 | 00
[9 empty] | #N/A | #N/A | n | 0 | [10 empty] | 0 | 0 | 0 | 0 | 0 | 0 | 0 | #N/A | #N/A | n | 0 | 00
[9 empty] | #N/A | #N/A | n | 0 | [10 empty] | 0 | 0 | 0 | 0 | 0 | 0 | 0 | #N/A | #N/A | n | 0 | 00
[9 empty] | #N/A | #N/A | n | 0 | [10 empty] | 0 | 0 | 0 | 0 | 0 | 0 | 0 | #N/A | #N/A | n | 0 | 00
[9 empty] | #N/A | #N/A | n | 0 | [10 empty] | 0 | 0 | 0 | 0 | 0 | 0 | 0 | #N/A | #N/A | n | 0 | 00
[9 empty] | #N/A | #N/A | n | 0 | [10 empty] | 0 | 0 | 0 | 0 | 0 | 0 | 0 | #N/A | #N/A | n | 0 | 00
[9 empty] | #N/A | #N/A | n | 0 | [10 empty] | 0 | 0 | 0 | 0 | 0 | 0 | 0 | #N/A | #N/A | n | 0 | 00
[9 empty] | #N/A | #N/A | n | 0 | [10 empty] | 0 | 0 | 0 | 0 | 0 | 0 | 0 | #N/A | #N/A | n | 0 | 00
[9 empty] | #N/A | #N/A | n | 0 | [10 empty] | 0 | 0 | 0 | 0 | 0 | 0 | 0 | #N/A | #N/A | n | 0 | 00
[9 empty] | #N/A | #N/A | n | 0 | [10 empty] | 0 | 0 | 0 | 0 | 0 | 0 | 0 | #N/A | #N/A | n | 0 | 00
[9 empty] | #N/A | #N/A | n | 0 | [10 empty] | 0 | 0 | 0 | 0 | 0 | 0 | 0 | #N/A | #N/A | n | 0 | 00
[9 empty] | #N/A | #N/A | n | 0 | [10 empty] | 0 | 0 | 0 | 0 | 0 | 0 | 0 | #N/A | #N/A | n | 0 | 00
[9 empty] | #N/A | #N/A | n | 0 | [10 empty] | 0 | 0 | 0 | 0 | 0 | 0 | 0 | #N/A | #N/A | n | 0 | 00
[9 empty] | #N/A | #N/A | n | 0 | [10 empty] | 0 | 0 | 0 | 0 | 0 | 0 | 0 | #N/A | #N/A | n | 0 | 00
[9 empty] | #N/A | #N/A | n | 0 | [10 empty] | 0 | 0 | 0 | 0 | 0 | 0 | 0 | #N/A | #N/A | n | 0 | 00
[9 empty] | #N/A | #N/A | n | 0 | [10 empty] | 0 | 0 | 0 | 0 | 0 | 0 | 0 | #N/A | #N/A | n | 0 | 00
[9 empty] | #N/A | #N/A | n | 0 | [10 empty] | 0 | 0 | 0 | 0 | 0 | 0 | 0 | #N/A | #N/A | n | 0 | 00
[9 empty] | #N/A | #N/A | n | 0 | [10 empty] | 0 | 0 | 0 | 0 | 0 | 0 | 0 | #N/A | #N/A | n | 0 | 00
[9 empty] | #N/A | #N/A | n | 0 | [10 empty] | 0 | 0 | 0 | 0 | 0 | 0 | 0 | #N/A | #N/A | n | 0 | 00
[9 empty] | #N/A | #N/A | n | 0 | [10 empty] | 0 | 0 | 0 | 0 | 0 | 0 | 0 | #N/A | #N/A | n | 0 | 00
[9 empty] | #N/A | #N/A | n | 0 | [10 empty] | 0 | 0 | 0 | 0 | 0 | 0 | 0 | #N/A | #N/A | n | 0 | 00
[9 empty] | #N/A | #N/A | n | 0 | [10 empty] | 0 | 0 | 0 | 0 | 0 | 0 | 0 | #N/A | #N/A | n | 0 | 00
[9 empty] | #N/A | #N/A | n | 0 | [10 empty] | 0 | 0 | 0 | 0 | 0 | 0 | 0 | #N/A | #N/A | n | 0 | 00
[9 empty] | #N/A | #N/A | n | 0 | [10 empty] | 0 | 0 | 0 | 0 | 0 | 0 | 0 | #N/A | #N/A | n | 0 | 00
[9 empty] | #N/A | #N/A | n | 0 | [10 empty] | 0 | 0 | 0 | 0 | 0 | 0 | 0 | #N/A | #N/A | n | 0 | 00
[9 empty] | #N/A | #N/A | n | 0 | [10 empty] | 0 | 0 | 0 | 0 | 0 | 0 | 0 | #N/A | #N/A | n | 0 | 00
[9 empty] | #N/A | #N/A | n | 0 | [10 empty] | 0 | 0 | 0 | 0 | 0 | 0 | 0 | #N/A | #N/A | n | 0 | 00
[9 empty] | #N/A | #N/A | n | 0 | [10 empty] | 0 | 0 | 0 | 0 | 0 | 0 | 0 | #N/A | #N/A | n | 0 | 00
[9 empty] | #N/A | #N/A | n | 0 | [10 empty] | 0 | 0 | 0 | 0 | 0 | 0 | 0 | #N/A | #N/A | n | 0 | 00
[9 empty] | #N/A | #N/A | n | 0 | [10 empty] | 0 | 0 | 0 | 0 | 0 | 0 | 0 | #N/A | #N/A | n | 0 | 00
[9 empty] | #N/A | #N/A | n | 0 | [10 empty] | 0 | 0 | 0 | 0 | 0 | 0 | 0 | #N/A | #N/A | n | 0 | 00
[9 empty] | #N/A | #N/A | n | 0 | [10 empty] | 0 | 0 | 0 | 0 | 0 | 0 | 0 | #N/A | #N/A | n | 0 | 00
[9 empty] | #N/A | #N/A | n | 0 | [10 empty] | 0 | 0 | 0 | 0 | 0 | 0 | 0 | #N/A | #N/A | n | 0 | 00
[9 empty] | #N/A | #N/A | n | 0 | [10 empty] | 0 | 0 | 0 | 0 | 0 | 0 | 0 | #N/A | #N/A | n | 0 | 00
[9 empty] | #N/A | #N/A | n | 0 | [10 empty] | 0 | 0 | 0 | 0 | 0 | 0 | 0 | #N/A | #N/A | n | 0 | 00
[9 empty] | #N/A | #N/A | n | 0 | [10 empty] | 0 | 0 | 0 | 0 | 0 | 0 | 0 | #N/A | #N/A | n | 0 | 00
[9 empty] | #N/A | #N/A | n | 0 | [10 empty] | 0 | 0 | 0 | 0 | 0 | 0 | 0 | #N/A | #N/A | n | 0 | 00
[9 empty] | #N/A | #N/A | n | 0 | [10 empty] | 0 | 0 | 0 | 0 | 0 | 0 | 0 | #N/A | #N/A | n | 0 | 00
[9 empty] | #N/A | #N/A | n | 0 | [10 empty] | 0 | 0 | 0 | 0 | 0 | 0 | 0 | #N/A | #N/A | n | 0 | 00
[9 empty] | #N/A | #N/A | n | 0 | [10 empty] | 0 | 0 | 0 | 0 | 0 | 0 | 0 | #N/A | #N/A | n | 0 | 00
[9 empty] | #N/A | #N/A | n | 0 | [10 empty] | 0 | 0 | 0 | 0 | 0 | 0 | 0 | #N/A | #N/A | n | 0 | 00
[9 empty] | #N/A | #N/A | n | 0 | [10 empty] | 0 | 0 | 0 | 0 | 0 | 0 | 0 | #N/A | #N/A | n | 0 | 00
[9 empty] | #N/A | #N/A | n | 0 | [10 empty] | 0 | 0 | 0 | 0 | 0 | 0 | 0 | #N/A | #N/A | n | 0 | 00
[9 empty] | #N/A | #N/A | n | 0 | [10 empty] | 0 | 0 | 0 | 0 | 0 | 0 | 0 | #N/A | #N/A | n | 0 | 00
[9 empty] | #N/A | #N/A | n | 0 | [10 empty] | 0 | 0 | 0 | 0 | 0 | 0 | 0 | #N/A | #N/A | n | 0 | 00
[9 empty] | #N/A | #N/A | n | 0 | [10 empty] | 0 | 0 | 0 | 0 | 0 | 0 | 0 | #N/A | #N/A | n | 0 | 00
[9 empty] | #N/A | #N/A | n | 0 | [10 empty] | 0 | 0 | 0 | 0 | 0 | 0 | 0 | #N/A | #N/A | n | 0 | 00
[9 empty] | #N/A | #N/A | n | 0 | [10 empty] | 0 | 0 | 0 | 0 | 0 | 0 | 0 | #N/A | #N/A | n | 0 | 00
[9 empty] | #N/A | #N/A | n | 0 | [10 empty] | 0 | 0 | 0 | 0 | 0 | 0 | 0 | #N/A | #N/A | n | 0 | 00
[9 empty] | #N/A | #N/A | n | 0 | [10 empty] | 0 | 0 | 0 | 0 | 0 | 0 | 0 | #N/A | #N/A | n | 0 | 00
[9 empty] | #N/A | #N/A | n | 0 | [10 empty] | 0 | 0 | 0 | 0 | 0 | 0 | 0 | #N/A | #N/A | n | 0 | 00
[9 empty] | #N/A | #N/A | n | 0 | [10 empty] | 0 | 0 | 0 | 0 | 0 | 0 | 0 | #N/A | #N/A | n | 0 | 00
[9 empty] | #N/A | #N/A | n | 0 | [10 empty] | 0 | 0 | 0 | 0 | 0 | 0 | 0 | #N/A | #N/A | n | 0 | 00
[23 empty] | 0 | 0 | 0 | 0 | 0 | 0 | 0 | 0 | 0 | 0 | 0 | 00
[23 empty] | 0 | 0 | 0 | 0 | 0 | 0 | 0 | 0 | 0 | 0 | 0 | 00
[23 empty] | 0 | 0 | 0 | 0 | 0 | 0 | 0 | 0 | 0 | 0 | 0 | 00
[23 empty] | 0 | 0 | 0 | 0 | 0 | 0 | 0 | 0 | 0 | 0 | 0 | 00
[23 empty] | 0 | 0 | 0 | 0 | 0 | 0 | 0 | 0 | 0 | 0 | 0 | 00
[23 empty] | 0 | 0 | 0 | 0 | 0 | 0 | 0 | 0 | 0 | 0 | 0 | 00
[23 empty] | 0 | 0 | 0 | 0 | 0 | 0 | 0 | 0 | 0 | 0 | 0 | 00
[23 empty] | 0 | 0 | 0 | 0 | 0 | 0 | 0 | 0 | 0 | 0 | 0 | 00
[23 empty] | 0 | 0 | 0 | 0 | 0 | 0 | 0 | 0 | 0 | 0 | 0 | 00
[23 empty] | 0 | 0 | 0 | 0 | 0 | 0 | 0 | 0 | 0 | 0 | 0 | 00
[23 empty] | 0 | 0 | 0 | 0 | 0 | 0 | 0 | 0 | 0 | 0 | 0 | 00
[23 empty] | 0 | 0 | 0 | 0 | 0 | 0 | 0 | 0 | 0 | 0 | 0 | 00
[23 empty] | 0 | 0 | 0 | 0 | 0 | 0 | 0 | 0 | 0 | 0 | 0 | 00
[23 empty] | 0 | 0 | 0 | 0 | 0 | 0 | 0 | 0 | 0 | 0 | 0 | 00
[23 empty] | 0 | 0 | 0 | 0 | 0 | 0 | 0 | 0 | 0 | 0 | 0 | 00
[23 empty] | 0 | 0 | 0 | 0 | 0 | 0 | 0 | 0 | 0 | 0 | 0 | 00
[23 empty] | 0 | 0 | 0 | 0 | 0 | 0 | 0 | 0 | 0 | 0 | 0 | 00
[23 empty] | 0 | 0 | 0 | 0 | 0 | 0 | 0 | 0 | 0 | 0 | 0 | 00
[23 empty] | 0 | 0 | 0 | 0 | 0 | 0 | 0 | 0 | 0 | 0 | 0 | 00
[23 empty] | 0 | 0 | 0 | 0 | 0 | 0 | 0 | 0 | 0 | 0 | 0 | 00
[23 empty] | 0 | 0 | 0 | 0 | 0 | 0 | 0 | 0 | 0 | 0 | 0 | 00
[23 empty] | 0 | 0 | 0 | 0 | 0 | 0 | 0 | 0 | 0 | 0 | 0 | 00
[23 empty] | 0 | 0 | 0 | 0 | 0 | 0 | 0 | 0 | 0 | 0 | 0 | 00
[23 empty] | 0 | 0 | 0 | 0 | 0 | 0 | 0 | 0 | 0 | 0 | 0 | 00
[23 empty] | 0 | 0 | 0 | 0 | 0 | 0 | 0 | 0 | 0 | 0 | 0 | 00
[23 empty] | 0 | 0 | 0 | 0 | 0 | 0 | 0 | 0 | 0 | 0 | 0 | 00
[23 empty] | 0 | 0 | 0 | 0 | 0 | 0 | 0 | 0 | 0 | 0 | 0 | 00
[23 empty] | 0 | 0 | 0 | 0 | 0 | 0 | 0 | 0 | 0 | 0 | 0 | 00
[23 empty] | 0 | 0 | 0 | 0 | 0 | 0 | 0 | 0 | 0 | 0 | 0 | 00
[23 empty] | 0 | 0 | 0 | 0 | 0 | 0 | 0 | 0 | 0 | 0 | 0 | 00
[23 empty] | 0 | 0 | 0 | 0 | 0 | 0 | 0 | 0 | 0 | 0 | 0 | 00
[23 empty] | 0 | 0 | 0 | 0 | 0 | 0 | 0 | 0 | 0 | 0 | 0 | 00
[23 empty] | 0 | 0 | 0 | 0 | 0 | 0 | 0 | 0 | 0 | 0 | 0 | 00
[23 empty] | 0 | 0 | 0 | 0 | 0 | 0 | 0 | 0 | 0 | 0 | 0 | 00
[23 empty] | 0 | 0 | 0 | 0 | 0 | 0 | 0 | 0 | 0 | 0 | 0 | 00
[23 empty] | 0 | 0 | 0 | 0 | 0 | 0 | 0 | 0 | 0 | 0 | 0 | 00
[23 empty] | 0 | 0 | 0 | 0 | 0 | 0 | 0 | 0 | 0 | 0 | 0 | 00
[23 empty] | 0 | 0 | 0 | 0 | 0 | 0 | 0 | 0 | 0 | 0 | 0 | 00
[23 empty] | 0 | 0 | 0 | 0 | 0 | 0 | 0 | 0 | 0 | 0 | 0 | 00
[23 empty] | 0 | 0 | 0 | 0 | 0 | 0 | 0 | 0 | 0 | 0 | 0 | 00
[23 empty] | 0 | 0 | 0 | 0 | 0 | 0 | 0 | 0 | 0 | 0 | 0 | 00
[23 empty] | 0 | 0 | 0 | 0 | 0 | 0 | 0 | 0 | 0 | 0 | 0 | 00
[23 empty] | 0 | 0 | 0 | 0 | 0 | 0 | 0 | 0 | 0 | 0 | 0 | 00
[23 empty] | 0 | 0 | 0 | 0 | 0 | 0 | 0 | 0 | 0 | 0 | 0 | 00
[23 empty] | 0 | 0 | 0 | 0 | 0 | 0 | 0 | 0 | 0 | 0 | 0 | 00
[23 empty] | 0 | 0 | 0 | 0 | 0 | 0 | 0 | 0 | 0 | 0 | 0 | 00
[23 empty] | 0 | 0 | 0 | 0 | 0 | 0 | 0 | 0 | 0 | 0 | 0 | 00
[23 empty] | 0 | 0 | 0 | 0 | 0 | 0 | 0 | 0 | 0 | 0 | 0 | 00
[23 empty] | 0 | 0 | 0 | 0 | 0 | 0 | 0 | 0 | 0 | 0 | 0 | 00
[23 empty] | 0 | 0 | 0 | 0 | 0 | 0 | 0 | 0 | 0 | 0 | 0 | 00
[23 empty] | 0 | 0 | 0 | 0 | 0 | 0 | 0 | 0 | 0 | 0 | 0 | 00
[23 empty] | 0 | 0 | 0 | 0 | 0 | 0 | 0 | 0 | 0 | 0 | 0 | 00
[23 empty] | 0 | 0 | 0 | 0 | 0 | 0 | 0 | 0 | 0 | 0 | 0 | 00
[23 empty] | 0 | 0 | 0 | 0 | 0 | 0 | 0 | 0 | 0 | 0 | 0 | 00
[23 empty] | 0 | 0 | 0 | 0 | 0 | 0 | 0 | 0 | 0 | 0 | 0 | 00
[23 empty] | 0 | 0 | 0 | 0 | 0 | 0 | 0 | 0 | 0 | 0 | 0 | 00
[23 empty] | 0 | 0 | 0 | 0 | 0 | 0 | 0 | 0 | 0 | 0 | 0 | 00
[23 empty] | 0 | 0 | 0 | 0 | 0 | 0 | 0 | 0 | 0 | 0 | 0 | 00
[23 empty] | 0 | 0 | 0 | 0 | 0 | 0 | 0 | 0 | 0 | 0 | 0 | 00
[23 empty] | 0 | 0 | 0 | 0 | 0 | 0 | 0 | 0 | 0 | 0 | 0 | 00
[23 empty] | 0 | 0 | 0 | 0 | 0 | 0 | 0 | 0 | 0 | 0 | 0 | 00
[23 empty] | 0 | 0 | 0 | 0 | 0 | 0 | 0 | 0 | 0 | 0 | 0 | 00
[23 empty] | 0 | 0 | 0 | 0 | 0 | 0 | 0 | 0 | 0 | 0 | 0 | 00
[23 empty] | 0 | 0 | 0 | 0 | 0 | 0 | 0 | 0 | 0 | 0 | 0 | 00
[23 empty] | 0 | 0 | 0 | 0 | 0 | 0 | 0 | 0 | 0 | 0 | 0 | 00
[23 empty] | 0 | 0 | 0 | 0 | 0 | 0 | 0 | 0 | 0 | 0 | 0 | 00
[23 empty] | 0 | 0 | 0 | 0 | 0 | 0 | 0 | 0 | 0 | 0 | 0 | 00
[23 empty] | 0 | 0 | 0 | 0 | 0 | 0 | 0 | 0 | 0 | 0 | 0 | 00
[23 empty] | 0 | 0 | 0 | 0 | 0 | 0 | 0 | 0 | 0 | 0 | 0 | 00
[23 empty] | 0 | 0 | 0 | 0 | 0 | 0 | 0 | 0 | 0 | 0 | 0 | 00
[23 empty] | 0 | 0 | 0 | 0 | 0 | 0 | 0 | 0 | 0 | 0 | 0 | 00
[23 empty] | 0 | 0 | 0 | 0 | 0 | 0 | 0 | 0 | 0 | 0 | 0 | 00
[23 empty] | 0 | 0 | 0 | 0 | 0 | 0 | 0 | 0 | 0 | 0 | 0 | 00
[23 empty] | 0 | 0 | 0 | 0 | 0 | 0 | 0 | 0 | 0 | 0 | 0 | 00
[23 empty] | 0 | 0 | 0 | 0 | 0 | 0 | 0 | 0 | 0 | 0 | 0 | 00
[23 empty] | 0 | 0 | 0 | 0 | 0 | 0 | 0 | 0 | 0 | 0 | 0 | 00
[23 empty] | 0 | 0 | 0 | 0 | 0 | 0 | 0 | 0 | 0 | 0 | 0 | 00
[23 empty] | 0 | 0 | 0 | 0 | 0 | 0 | 0 | 0 | 0 | 0 | 0 | 00
[23 empty] | 0 | 0 | 0 | 0 | 0 | 0 | 0 | 0 | 0 | 0 | 0 | 00
[23 empty] | 0 | 0 | 0 | 0 | 0 | 0 | 0 | 0 | 0 | 0 | 0 | 00
[23 empty] | 0 | 0 | 0 | 0 | 0 | 0 | 0 | 0 | 0 | 0 | 0 | 00
[23 empty] | 0 | 0 | 0 | 0 | 0 | 0 | 0 | 0 | 0 | 0 | 0 | 00
[23 empty] | 0 | 0 | 0 | 0 | 0 | 0 | 0 | 0 | 0 | 0 | 0 | 00
[23 empty] | 0 | 0 | 0 | 0 | 0 | 0 | 0 | 0 | 0 | 0 | 0 | 00
[23 empty] | 0 | 0 | 0 | 0 | 0 | 0 | 0 | 0 | 0 | 0 | 0 | 00
[23 empty] | 0 | 0 | 0 | 0 | 0 | 0 | 0 | 0 | 0 | 0 | 0 | 00
[23 empty] | 0 | 0 | 0 | 0 | 0 | 0 | 0 | 0 | 0 | 0 | 0 | 00
[23 empty] | 0 | 0 | 0 | 0 | 0 | 0 | 0 | 0 | 0 | 0 | 0 | 00
[23 empty] | 0 | 0 | 0 | 0 | 0 | 0 | 0 | 0 | 0 | 0 | 0 | 00
[23 empty] | 0 | 0 | 0 | 0 | 0 | 0 | 0 | 0 | 0 | 0 | 0 | 00
[23 empty] | 0 | 0 | 0 | 0 | 0 | 0 | 0 | 0 | 0 | 0 | 0 | 00
[23 empty] | 0 | 0 | 0 | 0 | 0 | 0 | 0 | 0 | 0 | 0 | 0 | 00
[23 empty] | 0 | 0 | 0 | 0 | 0 | 0 | 0 | 0 | 0 | 0 | 0 | 00
[23 empty] | 0 | 0 | 0 | 0 | 0 | 0 | 0 | 0 | 0 | 0 | 0 | 00
[23 empty] | 0 | 0 | 0 | 0 | 0 | 0 | 0 | 0 | 0 | 0 | 0 | 00
[23 empty] | 0 | 0 | 0 | 0 | 0 | 0 | 0 | 0 | 0 | 0 | 0 | 00
[23 empty] | 0 | 0 | 0 | 0 | 0 | 0 | 0 | 0 | 0 | 0 | 0 | 00
[23 empty] | 0 | 0 | 0 | 0 | 0 | 0 | 0 | 0 | 0 | 0 | 0 | 00
[23 empty] | 0 | 0 | 0 | 0 | 0 | 0 | 0 | 0 | 0 | 0 | 0 | 00
[23 empty] | 0 | 0 | 0 | 0 | 0 | 0 | 0 | 0 | 0 | 0 | 0 | 00
[23 empty] | 0 | 0 | 0 | 0 | 0 | 0 | 0 | 0 | 0 | 0 | 0 | 00
[23 empty] | 0 | 0 | 0 | 0 | 0 | 0 | 0 | 0 | 0 | 0 | 0 | 00
[23 empty] | 0 | 0 | 0 | 0 | 0 | 0 | 0 | 0 | 0 | 0 | 0 | 00
[23 empty] | 0 | 0 | 0 | 0 | 0 | 0 | 0 | 0 | 0 | 0 | 0 | 00
[23 empty] | 0 | 0 | 0 | 0 | 0 | 0 | 0 | 0 | 0 | 0 | 0 | 00
[23 empty] | 0 | 0 | 0 | 0 | 0 | 0 | 0 | 0 | 0 | 0 | 0 | 00
[23 empty] | 0 | 0 | 0 | 0 | 0 | 0 | 0 | 0 | 0 | 0 | 0 | 00
[23 empty] | 0 | 0 | 0 | 0 | 0 | 0 | 0 | 0 | 0 | 0 | 0 | 00
[23 empty] | 0 | 0 | 0 | 0 | 0 | 0 | 0 | 0 | 0 | 0 | 0 | 00
[23 empty] | 0 | 0 | 0 | 0 | 0 | 0 | 0 | 0 | 0 | 0 | 0 | 00
[23 empty] | 0 | 0 | 0 | 0 | 0 | 0 | 0 | 0 | 0 | 0 | 0 | 00
[23 empty] | 0 | 0 | 0 | 0 | 0 | 0 | 0 | 0 | 0 | 0 | 0 | 00
[23 empty] | 0 | 0 | 0 | 0 | 0 | 0 | 0 | 0 | 0 | 0 | 0 | 00
[23 empty] | 0 | 0 | 0 | 0 | 0 | 0 | 0 | 0 | 0 | 0 | 0 | 00
[23 empty] | 0 | 0 | 0 | 0 | 0 | 0 | 0 | 0 | 0 | 0 | 0 | 00
[23 empty] | 0 | 0 | 0 | 0 | 0 | 0 | 0 | 0 | 0 | 0 | 0 | 00
[23 empty] | 0 | 0 | 0 | 0 | 0 | 0 | 0 | 0 | 0 | 0 | 0 | 00
[23 empty] | 0 | 0 | 0 | 0 | 0 | 0 | 0 | 0 | 0 | 0 | 0 | 00
[23 empty] | 0 | 0 | 0 | 0 | 0 | 0 | 0 | 0 | 0 | 0 | 0 | 00
[23 empty] | 0 | 0 | 0 | 0 | 0 | 0 | 0 | 0 | 0 | 0 | 0 | 00
[23 empty] | 0 | 0 | 0 | 0 | 0 | 0 | 0 | 0 | 0 | 0 | 0 | 00
[23 empty] | 0 | 0 | 0 | 0 | 0 | 0 | 0 | 0 | 0 | 0 | 0 | 00
[23 empty] | 0 | 0 | 0 | 0 | 0 | 0 | 0 | 0 | 0 | 0 | 0 | 00
[23 empty] | 0 | 0 | 0 | 0 | 0 | 0 | 0 | 0 | 0 | 0 | 0 | 00
[23 empty] | 0 | 0 | 0 | 0 | 0 | 0 | 0 | 0 | 0 | 0 | 0 | 00
[23 empty] | 0 | 0 | 0 | 0 | 0 | 0 | 0 | 0 | 0 | 0 | 0 | 00
[23 empty] | 0 | 0 | 0 | 0 | 0 | 0 | 0 | 0 | 0 | 0 | 0 | 00
[23 empty] | 0 | 0 | 0 | 0 | 0 | 0 | 0 | 0 | 0 | 0 | 0 | 00
[23 empty] | 0 | 0 | 0 | 0 | 0 | 0 | 0 | 0 | 0 | 0 | 0 | 00
[23 empty] | 0 | 0 | 0 | 0 | 0 | 0 | 0 | 0 | 0 | 0 | 0 | 00
[23 empty] | 0 | 0 | 0 | 0 | 0 | 0 | 0 | 0 | 0 | 0 | 0 | 00
[23 empty] | 0 | 0 | 0 | 0 | 0 | 0 | 0 | 0 | 0 | 0 | 0 | 00
[23 empty] | 0 | 0 | 0 | 0 | 0 | 0 | 0 | 0 | 0 | 0 | 0 | 00
[23 empty] | 0 | 0 | 0 | 0 | 0 | 0 | 0 | 0 | 0 | 0 | 0 | 00
[23 empty] | 0 | 0 | 0 | 0 | 0 | 0 | 0 | 0 | 0 | 0 | 0 | 00
[23 empty] | 0 | 0 | 0 | 0 | 0 | 0 | 0 | 0 | 0 | 0 | 0 | 00
[23 empty] | 0 | 0 | 0 | 0 | 0 | 0 | 0 | 0 | 0 | 0 | 0 | 00
[23 empty] | 0 | 0 | 0 | 0 | 0 | 0 | 0 | 0 | 0 | 0 | 0 | 00
[23 empty] | 0 | 0 | 0 | 0 | 0 | 0 | 0 | 0 | 0 | 0 | 0 | 00
[23 empty] | 0 | 0 | 0 | 0 | 0 | 0 | 0 | 0 | 0 | 0 | 0 | 00
[23 empty] | 0 | 0 | 0 | 0 | 0 | 0 | 0 | 0 | 0 | 0 | 0 | 00
[23 empty] | 0 | 0 | 0 | 0 | 0 | 0 | 0 | 0 | 0 | 0 | 0 | 00
[23 empty] | 0 | 0 | 0 | 0 | 0 | 0 | 0 | 0 | 0 | 0 | 0 | 00
[23 empty] | 0 | 0 | 0 | 0 | 0 | 0 | 0 | 0 | 0 | 0 | 0 | 00
[23 empty] | 0 | 0 | 0 | 0 | 0 | 0 | 0 | 0 | 0 | 0 | 0 | 00
[23 empty] | 0 | 0 | 0 | 0 | 0 | 0 | 0 | 0 | 0 | 0 | 0 | 00
[23 empty] | 0 | 0 | 0 | 0 | 0 | 0 | 0 | 0 | 0 | 0 | 0 | 00
[23 empty] | 0 | 0 | 0 | 0 | 0 | 0 | 0 | 0 | 0 | 0 | 0 | 00
[23 empty] | 0 | 0 | 0 | 0 | 0 | 0 | 0 | 0 | 0 | 0 | 0 | 00
[23 empty] | 0 | 0 | 0 | 0 | 0 | 0 | 0 | 0 | 0 | 0 | 0 | 00
[23 empty] | 0 | 0 | 0 | 0 | 0 | 0 | 0 | 0 | 0 | 0 | 0 | 00
[23 empty] | 0 | 0 | 0 | 0 | 0 | 0 | 0 | 0 | 0 | 0 | 0 | 00
[23 empty] | 0 | 0 | 0 | 0 | 0 | 0 | 0 | 0 | 0 | 0 | 0 | 00
[23 empty] | 0 | 0 | 0 | 0 | 0 | 0 | 0 | 0 | 0 | 0 | 0 | 00
[23 empty] | 0 | 0 | 0 | 0 | 0 | 0 | 0 | 0 | 0 | 0 | 0 | 00
[23 empty] | 0 | 0 | 0 | 0 | 0 | 0 | 0 | 0 | 0 | 0 | 0 | 00
[23 empty] | 0 | 0 | 0 | 0 | 0 | 0 | 0 | 0 | 0 | 0 | 0 | 00
[23 empty] | 0 | 0 | 0 | 0 | 0 | 0 | 0 | 0 | 0 | 0 | 0 | 00
[23 empty] | 0 | 0 | 0 | 0 | 0 | 0 | 0 | 0 | 0 | 0 | 0 | 00

## Step1 for export
| Bus TLR Sensitivities | [7 empty] | Load impact | 0 | Load + line | -214
Unique | Number | Name | Zone Num | Zone Name | P Sensitivity | Gen MW | Load MW | Max MW | Load impact | sum of impacts | 214
[8 empty] | 0 | 0 | -214
[8 empty] | 0 | 0 | -214
[8 empty] | 0 | 0 | -214
[8 empty] | 0 | 0 | -214
[8 empty] | 0 | 0 | -214
[8 empty] | 0 | 0 | -214
[8 empty] | 0 | 0 | -214
[8 empty] | 0 | 0 | -214
[8 empty] | 0 | 0 | -214
[8 empty] | 0 | 0 | -214
[8 empty] | 0 | 0 | -214
[8 empty] | 0 | 0 | -214
[8 empty] | 0 | 0 | -214
[8 empty] | 0 | 0 | -214
[8 empty] | 0 | 0 | -214
[8 empty] | 0 | 0 | -214
[8 empty] | 0 | 0 | -214
[8 empty] | 0 | 0 | -214
[8 empty] | 0 | 0 | -214
[8 empty] | 0 | 0 | -214
[8 empty] | 0 | 0 | -214
[8 empty] | 0 | 0 | -214
[8 empty] | 0 | 0 | -214
[8 empty] | 0 | 0 | -214
[8 empty] | 0 | 0 | -214
[8 empty] | 0 | 0 | -214
[8 empty] | 0 | 0 | -214
[8 empty] | 0 | 0 | -214
[8 empty] | 0 | 0 | -214
[8 empty] | 0 | 0 | -214
[8 empty] | 0 | 0 | -214
[8 empty] | 0 | 0 | -214
[8 empty] | 0 | 0 | -214
[8 empty] | 0 | 0 | -214
[8 empty] | 0 | 0 | -214
[8 empty] | 0 | 0 | -214
[8 empty] | 0 | 0 | -214
[8 empty] | 0 | 0 | -214
[8 empty] | 0 | 0 | -214
[8 empty] | 0 | 0 | -214
[8 empty] | 0 | 0 | -214
[8 empty] | 0 | 0 | -214
[8 empty] | 0 | 0 | -214
[8 empty] | 0 | 0 | -214
[8 empty] | 0 | 0 | -214
[8 empty] | 0 | 0 | -214
[8 empty] | 0 | 0 | -214
[8 empty] | 0 | 0 | -214
[8 empty] | 0 | 0 | -214
[8 empty] | 0 | 0 | -214
[8 empty] | 0 | 0 | -214
[8 empty] | 0 | 0 | -214
[8 empty] | 0 | 0 | -214
[8 empty] | 0 | 0 | -214
[8 empty] | 0 | 0 | -214
[8 empty] | 0 | 0 | -214
[8 empty] | 0 | 0 | -214
[8 empty] | 0 | 0 | -214
[8 empty] | 0 | 0 | -214
[8 empty] | 0 | 0 | -214
[8 empty] | 0 | 0 | -214
[8 empty] | 0 | 0 | -214
[8 empty] | 0 | 0 | -214
[8 empty] | 0 | 0 | -214
[8 empty] | 0 | 0 | -214
[8 empty] | 0 | 0 | -214
[8 empty] | 0 | 0 | -214
[8 empty] | 0 | 0 | -214
[8 empty] | 0 | 0 | -214
[8 empty] | 0 | 0 | -214
[8 empty] | 0 | 0 | -214
[8 empty] | 0 | 0 | -214
[8 empty] | 0 | 0 | -214
[8 empty] | 0 | 0 | -214
[8 empty] | 0 | 0 | -214
[8 empty] | 0 | 0 | -214
[8 empty] | 0 | 0 | -214
[8 empty] | 0 | 0 | -214
[8 empty] | 0 | 0 | -214
[8 empty] | 0 | 0 | -214
[8 empty] | 0 | 0 | -214
[8 empty] | 0 | 0 | -214
[8 empty] | 0 | 0 | -214
[8 empty] | 0 | 0 | -214
[8 empty] | 0 | 0 | -214
[8 empty] | 0 | 0 | -214
[8 empty] | 0 | 0 | -214
[8 empty] | 0 | 0 | -214
[8 empty] | 0 | 0 | -214
[8 empty] | 0 | 0 | -214
[8 empty] | 0 | 0 | -214
[8 empty] | 0 | 0 | -214
[8 empty] | 0 | 0 | -214
[8 empty] | 0 | 0 | -214
[8 empty] | 0 | 0 | -214
[8 empty] | 0 | 0 | -214
[8 empty] | 0 | 0 | -214
[8 empty] | 0 | 0 | -214
[8 empty] | 0 | 0 | -214
[8 empty] | 0 | 0 | -214
[8 empty] | 0 | 0 | -214
[8 empty] | 0 | 0 | -214
[8 empty] | 0 | 0 | -214
[8 empty] | 0 | 0 | -214
[8 empty] | 0 | 0 | -214
[8 empty] | 0 | 0 | -214
[8 empty] | 0 | 0 | -214
[8 empty] | 0 | 0 | -214
[8 empty] | 0 | 0 | -214
[8 empty] | 0 | 0 | -214
[8 empty] | 0 | 0 | -214
[8 empty] | 0 | 0 | -214
[8 empty] | 0 | 0 | -214
[8 empty] | 0 | 0 | -214
[8 empty] | 0 | 0 | -214
[8 empty] | 0 | 0 | -214
[8 empty] | 0 | 0 | -214
[8 empty] | 0 | 0 | -214
[8 empty] | 0 | 0 | -214
[8 empty] | 0 | 0 | -214
[8 empty] | 0 | 0 | -214
[8 empty] | 0 | 0 | -214
[8 empty] | 0 | 0 | -214
[8 empty] | 0 | 0 | -214
[8 empty] | 0 | 0 | -214
[8 empty] | 0 | 0 | -214
[8 empty] | 0 | 0 | -214
[8 empty] | 0 | 0 | -214
[8 empty] | 0 | 0 | -214
[8 empty] | 0 | 0 | -214
[8 empty] | 0 | 0 | -214
[8 empty] | 0 | 0 | -214
[8 empty] | 0 | 0 | -214
[8 empty] | 0 | 0 | -214
[8 empty] | 0 | 0 | -214
[8 empty] | 0 | 0 | -214
[8 empty] | 0 | 0 | -214
[8 empty] | 0 | 0 | -214
[8 empty] | 0 | 0 | -214
[8 empty] | 0 | 0 | -214
[8 empty] | 0 | 0 | -214
[8 empty] | 0 | 0 | -214
[8 empty] | 0 | 0 | -214
[8 empty] | 0 | 0 | -214
[8 empty] | 0 | 0 | -214
[8 empty] | 0 | 0 | -214
[8 empty] | 0 | 0 | -214
[8 empty] | 0 | 0 | -214
[8 empty] | 0 | 0 | -214
[8 empty] | 0 | 0 | -214
[8 empty] | 0 | 0 | -214
[8 empty] | 0 | 0 | -214
[8 empty] | 0 | 0 | -214
[8 empty] | 0 | 0 | -214
[8 empty] | 0 | 0 | -214
[8 empty] | 0 | 0 | -214
[8 empty] | 0 | 0 | -214
[8 empty] | 0 | 0 | -214
[8 empty] | 0 | 0 | -214
[8 empty] | 0 | 0 | -214
[8 empty] | 0 | 0 | -214
[8 empty] | 0 | 0 | -214
[8 empty] | 0 | 0 | -214
[8 empty] | 0 | 0 | -214
[8 empty] | 0 | 0 | -214
[8 empty] | 0 | 0 | -214
[8 empty] | 0 | 0 | -214
[8 empty] | 0 | 0 | -214
[8 empty] | 0 | 0 | -214
[8 empty] | 0 | 0 | -214
[8 empty] | 0 | 0 | -214
[8 empty] | 0 | 0 | -214
[8 empty] | 0 | 0 | -214
[8 empty] | 0 | 0 | -214
[8 empty] | 0 | 0 | -214
[8 empty] | 0 | 0 | -214
[8 empty] | 0 | 0 | -214
[8 empty] | 0 | 0 | -214
[8 empty] | 0 | 0 | -214
[8 empty] | 0 | 0 | -214
[8 empty] | 0 | 0 | -214
[8 empty] | 0 | 0 | -214
[8 empty] | 0 | 0 | -214
[8 empty] | 0 | 0 | -214
[8 empty] | 0 | 0 | -214
[8 empty] | 0 | 0 | -214
[8 empty] | 0 | 0 | -214
[8 empty] | 0 | 0 | -214
[8 empty] | 0 | 0 | -214
[8 empty] | 0 | 0 | -214
[8 empty] | 0 | 0 | -214
[8 empty] | 0 | 0 | -214
[8 empty] | 0 | 0 | -214
[8 empty] | 0 | 0 | -214
[8 empty] | 0 | 0 | -214
[8 empty] | 0 | 0 | -214
[8 empty] | 0 | 0 | -214
[8 empty] | 0 | 0 | -214
[8 empty] | 0 | 0 | -214
[8 empty] | 0 | 0 | -214
[8 empty] | 0 | 0 | -214
[8 empty] | 0 | 0 | -214
[8 empty] | 0 | 0 | -214
[8 empty] | 0 | 0 | -214
[8 empty] | 0 | 0 | -214
[8 empty] | 0 | 0 | -214
[8 empty] | 0 | 0 | -214
[8 empty] | 0 | 0 | -214
[8 empty] | 0 | 0 | -214
[8 empty] | 0 | 0 | -214
[8 empty] | 0 | 0 | -214
[8 empty] | 0 | 0 | -214
[8 empty] | 0 | 0 | -214
[8 empty] | 0 | 0 | -214
[8 empty] | 0 | 0 | -214
[8 empty] | 0 | 0 | -214
[8 empty] | 0 | 0 | -214
[8 empty] | 0 | 0 | -214
[8 empty] | 0 | 0 | -214
[8 empty] | 0 | 0 | -214
[8 empty] | 0 | 0 | -214
[8 empty] | 0 | 0 | -214
[8 empty] | 0 | 0 | -214
[8 empty] | 0 | 0 | -214
[8 empty] | 0 | 0 | -214
[8 empty] | 0 | 0 | -214
[8 empty] | 0 | 0 | -214
[8 empty] | 0 | 0 | -214
[8 empty] | 0 | 0 | -214
[8 empty] | 0 | 0 | -214
[8 empty] | 0 | 0 | -214
[8 empty] | 0 | 0 | -214
[8 empty] | 0 | 0 | -214
[8 empty] | 0 | 0 | -214
[8 empty] | 0 | 0 | -214
[8 empty] | 0 | 0 | -214
[8 empty] | 0 | 0 | -214
[8 empty] | 0 | 0 | -214
[8 empty] | 0 | 0 | -214
[8 empty] | 0 | 0 | -214
[8 empty] | 0 | 0 | -214
[8 empty] | 0 | 0 | -214
[8 empty] | 0 | 0 | -214
[8 empty] | 0 | 0 | -214
[8 empty] | 0 | 0 | -214
[8 empty] | 0 | 0 | -214
[8 empty] | 0 | 0 | -214
[8 empty] | 0 | 0 | -214
[8 empty] | 0 | 0 | -214
[8 empty] | 0 | 0 | -214
[8 empty] | 0 | 0 | -214
[8 empty] | 0 | 0 | -214
[8 empty] | 0 | 0 | -214
[8 empty] | 0 | 0 | -214
[8 empty] | 0 | 0 | -214
[8 empty] | 0 | 0 | -214
[8 empty] | 0 | 0 | -214
[8 empty] | 0 | 0 | -214
[8 empty] | 0 | 0 | -214
[8 empty] | 0 | 0 | -214
[8 empty] | 0 | 0 | -214
[8 empty] | 0 | 0 | -214
[8 empty] | 0 | 0 | -214
[8 empty] | 0 | 0 | -214
[8 empty] | 0 | 0 | -214
[8 empty] | 0 | 0 | -214
[8 empty] | 0 | 0 | -214
[8 empty] | 0 | 0 | -214
[8 empty] | 0 | 0 | -214
[8 empty] | 0 | 0 | -214
[8 empty] | 0 | 0 | -214
[8 empty] | 0 | 0 | -214
[8 empty] | 0 | 0 | -214
[8 empty] | 0 | 0 | -214
[8 empty] | 0 | 0 | -214
[8 empty] | 0 | 0 | -214
[8 empty] | 0 | 0 | -214
[8 empty] | 0 | 0 | -214
[8 empty] | 0 | 0 | -214
[8 empty] | 0 | 0 | -214
[8 empty] | 0 | 0 | -214
[8 empty] | 0 | 0 | -214
[8 empty] | 0 | 0 | -214
[8 empty] | 0 | 0 | -214
[8 empty] | 0 | 0 | -214
[8 empty] | 0 | 0 | -214
[8 empty] | 0 | 0 | -214
[8 empty] | 0 | 0 | -214
[8 empty] | 0 | 0 | -214
[8 empty] | 0 | 0 | -214
[8 empty] | 0 | 0 | -214
[8 empty] | 0 | 0 | -214
[8 empty] | 0 | 0 | -214
[8 empty] | 0 | 0 | -214
[8 empty] | 0 | 0 | -214
[8 empty] | 0 | 0 | -214
[8 empty] | 0 | 0 | -214
[8 empty] | 0 | 0 | -214
[8 empty] | 0 | 0 | -214
[8 empty] | 0 | 0 | -214
[8 empty] | 0 | 0 | -214
[8 empty] | 0 | 0 | -214
[8 empty] | 0 | 0 | -214
[8 empty] | 0 | 0 | -214
[8 empty] | 0 | 0 | -214
[8 empty] | 0 | 0 | -214
[8 empty] | 0 | 0 | -214
[8 empty] | 0 | 0 | -214
[8 empty] | 0 | 0 | -214
[8 empty] | 0 | 0 | -214
[8 empty] | 0 | 0 | -214
[8 empty] | 0 | 0 | -214
[8 empty] | 0 | 0 | -214
[8 empty] | 0 | 0 | -214
[8 empty] | 0 | 0 | -214
[8 empty] | 0 | 0 | -214
[8 empty] | 0 | 0 | -214
[8 empty] | 0 | 0 | -214
[8 empty] | 0 | 0 | -214
[8 empty] | 0 | 0 | -214
[8 empty] | 0 | 0 | -214
[8 empty] | 0 | 0 | -214
[8 empty] | 0 | 0 | -214
[8 empty] | 0 | 0 | -214
[8 empty] | 0 | 0 | -214
[8 empty] | 0 | 0 | -214
[8 empty] | 0 | 0 | -214
[8 empty] | 0 | 0 | -214
[8 empty] | 0 | 0 | -214
[8 empty] | 0 | 0 | -214
[8 empty] | 0 | 0 | -214
[8 empty] | 0 | 0 | -214
[8 empty] | 0 | 0 | -214
[8 empty] | 0 | 0 | -214
[8 empty] | 0 | 0 | -214
[8 empty] | 0 | 0 | -214
[8 empty] | 0 | 0 | -214
[8 empty] | 0 | 0 | -214
[8 empty] | 0 | 0 | -214
[8 empty] | 0 | 0 | -214
[8 empty] | 0 | 0 | -214
[8 empty] | 0 | 0 | -214
[8 empty] | 0 | 0 | -214
[8 empty] | 0 | 0 | -214
[8 empty] | 0 | 0 | -214
[8 empty] | 0 | 0 | -214
[8 empty] | 0 | 0 | -214
[8 empty] | 0 | 0 | -214
[8 empty] | 0 | 0 | -214
[8 empty] | 0 | 0 | -214
[8 empty] | 0 | 0 | -214
[8 empty] | 0 | 0 | -214
[8 empty] | 0 | 0 | -214
[8 empty] | 0 | 0 | -214
[8 empty] | 0 | 0 | -214
[8 empty] | 0 | 0 | -214
[8 empty] | 0 | 0 | -214
[8 empty] | 0 | 0 | -214
[8 empty] | 0 | 0 | -214
[8 empty] | 0 | 0 | -214
[8 empty] | 0 | 0 | -214
[8 empty] | 0 | 0 | -214
[8 empty] | 0 | 0 | -214
[8 empty] | 0 | 0 | -214
[8 empty] | 0 | 0 | -214
[8 empty] | 0 | 0 | -214
[8 empty] | 0 | 0 | -214
[8 empty] | 0 | 0 | -214
[8 empty] | 0 | 0 | -214
[8 empty] | 0 | 0 | -214
[8 empty] | 0 | 0 | -214
[8 empty] | 0 | 0 | -214
[8 empty] | 0 | 0 | -214
[8 empty] | 0 | 0 | -214
[8 empty] | 0 | 0 | -214
[8 empty] | 0 | 0 | -214
[8 empty] | 0 | 0 | -214
[8 empty] | 0 | 0 | -214
[8 empty] | 0 | 0 | -214
[8 empty] | 0 | 0 | -214
[8 empty] | 0 | 0 | -214
[8 empty] | 0 | 0 | -214
[8 empty] | 0 | 0 | -214
[8 empty] | 0 | 0 | -214
[8 empty] | 0 | 0 | -214
[8 empty] | 0 | 0 | -214
[8 empty] | 0 | 0 | -214
[8 empty] | 0 | 0 | -214
[8 empty] | 0 | 0 | -214
[8 empty] | 0 | 0 | -214
[8 empty] | 0 | 0 | -214
[8 empty] | 0 | 0 | -214
[8 empty] | 0 | 0 | -214
[8 empty] | 0 | 0 | -214
[8 empty] | 0 | 0 | -214
[8 empty] | 0 | 0 | -214
[8 empty] | 0 | 0 | -214
[8 empty] | 0 | 0 | -214
[8 empty] | 0 | 0 | -214
[8 empty] | 0 | 0 | -214
[8 empty] | 0 | 0 | -214
[8 empty] | 0 | 0 | -214
[8 empty] | 0 | 0 | -214
[8 empty] | 0 | 0 | -214
[8 empty] | 0 | 0 | -214
[8 empty] | 0 | 0 | -214
[8 empty] | 0 | 0 | -214
[8 empty] | 0 | 0 | -214
[8 empty] | 0 | 0 | -214
[8 empty] | 0 | 0 | -214
[8 empty] | 0 | 0 | -214
[8 empty] | 0 | 0 | -214
[8 empty] | 0 | 0 | -214
[8 empty] | 0 | 0 | -214
[8 empty] | 0 | 0 | -214
[8 empty] | 0 | 0 | -214
[8 empty] | 0 | 0 | -214
[8 empty] | 0 | 0 | -214
[8 empty] | 0 | 0 | -214
[8 empty] | 0 | 0 | -214
[8 empty] | 0 | 0 | -214
[8 empty] | 0 | 0 | -214
[8 empty] | 0 | 0 | -214
[8 empty] | 0 | 0 | -214
[8 empty] | 0 | 0 | -214
[8 empty] | 0 | 0 | -214
[8 empty] | 0 | 0 | -214
[8 empty] | 0 | 0 | -214
[8 empty] | 0 | 0 | -214
[8 empty] | 0 | 0 | -214
[8 empty] | 0 | 0 | -214
[8 empty] | 0 | 0 | -214
[8 empty] | 0 | 0 | -214
[8 empty] | 0 | 0 | -214
[8 empty] | 0 | 0 | -214
[8 empty] | 0 | 0 | -214
[8 empty] | 0 | 0 | -214
[8 empty] | 0 | 0 | -214
[8 empty] | 0 | 0 | -214
[8 empty] | 0 | 0 | -214
[8 empty] | 0 | 0 | -214
[8 empty] | 0 | 0 | -214
[8 empty] | 0 | 0 | -214
[8 empty] | 0 | 0 | -214
[8 empty] | 0 | 0 | -214
[8 empty] | 0 | 0 | -214
[8 empty] | 0 | 0 | -214
[8 empty] | 0 | 0 | -214
[8 empty] | 0 | 0 | -214
[8 empty] | 0 | 0 | -214
[8 empty] | 0 | 0 | -214
[8 empty] | 0 | 0 | -214
[8 empty] | 0 | 0 | -214
[8 empty] | 0 | 0 | -214
[8 empty] | 0 | 0 | -214
[8 empty] | 0 | 0 | -214
[8 empty] | 0 | 0 | -214
[8 empty] | 0 | 0 | -214
[8 empty] | 0 | 0 | -214
[8 empty] | 0 | 0 | -214
[8 empty] | 0 | 0 | -214
[8 empty] | 0 | 0 | -214
[8 empty] | 0 | 0 | -214
[8 empty] | 0 | 0 | -214
[8 empty] | 0 | 0 | -214
[8 empty] | 0 | 0 | -214
[8 empty] | 0 | 0 | -214
[8 empty] | 0 | 0 | -214
[8 empty] | 0 | 0 | -214
[8 empty] | 0 | 0 | -214
[8 empty] | 0 | 0 | -214
[8 empty] | 0 | 0 | -214
[8 empty] | 0 | 0 | -214
[8 empty] | 0 | 0 | -214
[8 empty] | 0 | 0 | -214
[8 empty] | 0 | 0 | -214
[8 empty] | 0 | 0 | -214
[8 empty] | 0 | 0 | -214
[8 empty] | 0 | 0 | -214
[8 empty] | 0 | 0 | -214
[8 empty] | 0 | 0 | -214
[8 empty] | 0 | 0 | -214
[8 empty] | 0 | 0 | -214
[8 empty] | 0 | 0 | -214
[8 empty] | 0 | 0 | -214
[8 empty] | 0 | 0 | -214
[8 empty] | 0 | 0 | -214
[8 empty] | 0 | 0 | -214
[8 empty] | 0 | 0 | -214
[8 empty] | 0 | 0 | -214
[8 empty] | 0 | 0 | -214
[8 empty] | 0 | 0 | -214
[8 empty] | 0 | 0 | -214
[8 empty] | 0 | 0 | -214
[8 empty] | 0 | 0 | -214
[8 empty] | 0 | 0 | -214
[8 empty] | 0 | 0 | -214
[8 empty] | 0 | 0 | -214
[8 empty] | 0 | 0 | -214
[8 empty] | 0 | 0 | -214
[8 empty] | 0 | 0 | -214
[8 empty] | 0 | 0 | -214
[8 empty] | 0 | 0 | -214
[8 empty] | 0 | 0 | -214
[8 empty] | 0 | 0 | -214
[8 empty] | 0 | 0 | -214
[8 empty] | 0 | 0 | -214
[8 empty] | 0 | 0 | -214
[8 empty] | 0 | 0 | -214
[8 empty] | 0 | 0 | -214
[8 empty] | 0 | 0 | -214
[8 empty] | 0 | 0 | -214
[8 empty] | 0 | 0 | -214
[8 empty] | 0 | 0 | -214
[8 empty] | 0 | 0 | -214
[8 empty] | 0 | 0 | -214
[8 empty] | 0 | 0 | -214
[8 empty] | 0 | 0 | -214
[8 empty] | 0 | 0 | -214
[8 empty] | 0 | 0 | -214
[8 empty] | 0 | 0 | -214
[8 empty] | 0 | 0 | -214
[8 empty] | 0 | 0 | -214
[8 empty] | 0 | 0 | -214
[8 empty] | 0 | 0 | -214
[8 empty] | 0 | 0 | -214
[8 empty] | 0 | 0 | -214
[8 empty] | 0 | 0 | -214
[8 empty] | 0 | 0 | -214
[8 empty] | 0 | 0 | -214
[8 empty] | 0 | 0 | -214
[8 empty] | 0 | 0 | -214
[8 empty] | 0 | 0 | -214
[8 empty] | 0 | 0 | -214
[8 empty] | 0 | 0 | -214
[8 empty] | 0 | 0 | -214
[8 empty] | 0 | 0 | -214
[8 empty] | 0 | 0 | -214
[8 empty] | 0 | 0 | -214
[8 empty] | 0 | 0 | -214
[8 empty] | 0 | 0 | -214
[8 empty] | 0 | 0 | -214
[8 empty] | 0 | 0 | -214
[8 empty] | 0 | 0 | -214
[8 empty] | 0 | 0 | -214
[8 empty] | 0 | 0 | -214
[8 empty] | 0 | 0 | -214
[8 empty] | 0 | 0 | -214
[8 empty] | 0 | 0 | -214
[8 empty] | 0 | 0 | -214
[8 empty] | 0 | 0 | -214
[8 empty] | 0 | 0 | -214
[8 empty] | 0 | 0 | -214
[8 empty] | 0 | 0 | -214
[8 empty] | 0 | 0 | -214
[8 empty] | 0 | 0 | -214
[8 empty] | 0 | 0 | -214
[8 empty] | 0 | 0 | -214
[8 empty] | 0 | 0 | -214
[8 empty] | 0 | 0 | -214
[8 empty] | 0 | 0 | -214
[8 empty] | 0 | 0 | -214
[8 empty] | 0 | 0 | -214
[8 empty] | 0 | 0 | -214
[8 empty] | 0 | 0 | -214
[8 empty] | 0 | 0 | -214
[8 empty] | 0 | 0 | -214
[8 empty] | 0 | 0 | -214
[8 empty] | 0 | 0 | -214
[8 empty] | 0 | 0 | -214
[8 empty] | 0 | 0 | -214
[8 empty] | 0 | 0 | -214
[8 empty] | 0 | 0 | -214
[8 empty] | 0 | 0 | -214
[8 empty] | 0 | 0 | -214
[8 empty] | 0 | 0 | -214
[8 empty] | 0 | 0 | -214
[8 empty] | 0 | 0 | -214
[8 empty] | 0 | 0 | -214
[8 empty] | 0 | 0 | -214
[8 empty] | 0 | 0 | -214
[8 empty] | 0 | 0 | -214
[8 empty] | 0 | 0 | -214
[8 empty] | 0 | 0 | -214
[8 empty] | 0 | 0 | -214
[8 empty] | 0 | 0 | -214
[8 empty] | 0 | 0 | -214
[8 empty] | 0 | 0 | -214
[8 empty] | 0 | 0 | -214
[8 empty] | 0 | 0 | -214
[8 empty] | 0 | 0 | -214
[8 empty] | 0 | 0 | -214
[8 empty] | 0 | 0 | -214
[8 empty] | 0 | 0 | -214
[8 empty] | 0 | 0 | -214
[8 empty] | 0 | 0 | -214
[8 empty] | 0 | 0 | -214
[8 empty] | 0 | 0 | -214
[8 empty] | 0 | 0 | -214
[8 empty] | 0 | 0 | -214
[8 empty] | 0 | 0 | -214
[8 empty] | 0 | 0 | -214
[8 empty] | 0 | 0 | -214
[8 empty] | 0 | 0 | -214
[8 empty] | 0 | 0 | -214
[8 empty] | 0 | 0 | -214
[8 empty] | 0 | 0 | -214
[8 empty] | 0 | 0 | -214
[8 empty] | 0 | 0 | -214
[8 empty] | 0 | 0 | -214
[8 empty] | 0 | 0 | -214
[8 empty] | 0 | 0 | -214
[8 empty] | 0 | 0 | -214
[8 empty] | 0 | 0 | -214
[8 empty] | 0 | 0 | -214
[8 empty] | 0 | 0 | -214
[8 empty] | 0 | 0 | -214
[8 empty] | 0 | 0 | -214
[8 empty] | 0 | 0 | -214
[8 empty] | 0 | 0 | -214
[8 empty] | 0 | 0 | -214
[8 empty] | 0 | 0 | -214
[8 empty] | 0 | 0 | -214
[8 empty] | 0 | 0 | -214
[8 empty] | 0 | 0 | -214
[8 empty] | 0 | 0 | -214
[8 empty] | 0 | 0 | -214
[8 empty] | 0 | 0 | -214
[8 empty] | 0 | 0 | -214
[8 empty] | 0 | 0 | -214
[8 empty] | 0 | 0 | -214
[8 empty] | 0 | 0 | -214
[8 empty] | 0 | 0 | -214
[8 empty] | 0 | 0 | -214
[8 empty] | 0 | 0 | -214
[8 empty] | 0 | 0 | -214
[8 empty] | 0 | 0 | -214
[8 empty] | 0 | 0 | -214
[8 empty] | 0 | 0 | -214
[8 empty] | 0 | 0 | -214
[8 empty] | 0 | 0 | -214
[8 empty] | 0 | 0 | -214
[8 empty] | 0 | 0 | -214
[8 empty] | 0 | 0 | -214
[8 empty] | 0 | 0 | -214
[8 empty] | 0 | 0 | -214
[8 empty] | 0 | 0 | -214
[8 empty] | 0 | 0 | -214
[8 empty] | 0 | 0 | -214
[8 empty] | 0 | 0 | -214
[8 empty] | 0 | 0 | -214
[8 empty] | 0 | 0 | -214
[8 empty] | 0 | 0 | -214
[8 empty] | 0 | 0 | -214
[8 empty] | 0 | 0 | -214
[8 empty] | 0 | 0 | -214
[8 empty] | 0 | 0 | -214
[8 empty] | 0 | 0 | -214
[8 empty] | 0 | 0 | -214
[8 empty] | 0 | 0 | -214
[8 empty] | 0 | 0 | -214
[8 empty] | 0 | 0 | -214
[8 empty] | 0 | 0 | -214
[8 empty] | 0 | 0 | -214
[8 empty] | 0 | 0 | -214
[8 empty] | 0 | 0 | -214
[8 empty] | 0 | 0 | -214
[8 empty] | 0 | 0 | -214
[8 empty] | 0 | 0 | -214
[8 empty] | 0 | 0 | -214
[8 empty] | 0 | 0 | -214
[8 empty] | 0 | 0 | -214
[8 empty] | 0 | 0 | -214
[8 empty] | 0 | 0 | -214
[8 empty] | 0 | 0 | -214
[8 empty] | 0 | 0 | -214
[8 empty] | 0 | 0 | -214
[8 empty] | 0 | 0 | -214
[8 empty] | 0 | 0 | -214
[8 empty] | 0 | 0 | -214
[8 empty] | 0 | 0 | -214
[8 empty] | 0 | 0 | -214
[8 empty] | 0 | 0 | -214
[8 empty] | 0 | 0 | -214
[8 empty] | 0 | 0 | -214
[8 empty] | 0 | 0 | -214
[8 empty] | 0 | 0 | -214
[8 empty] | 0 | 0 | -214
[8 empty] | 0 | 0 | -214
[8 empty] | 0 | 0 | -214
[8 empty] | 0 | 0 | -214
[8 empty] | 0 | 0 | -214
[8 empty] | 0 | 0 | -214
[8 empty] | 0 | 0 | -214
[8 empty] | 0 | 0 | -214
[8 empty] | 0 | 0 | -214
[8 empty] | 0 | 0 | -214
[8 empty] | 0 | 0 | -214
[8 empty] | 0 | 0 | -214
[8 empty] | 0 | 0 | -214
[8 empty] | 0 | 0 | -214
[8 empty] | 0 | 0 | -214
[8 empty] | 0 | 0 | -214
[8 empty] | 0 | 0 | -214
[8 empty] | 0 | 0 | -214
[8 empty] | 0 | 0 | -214
[8 empty] | 0 | 0 | -214
[8 empty] | 0 | 0 | -214
[8 empty] | 0 | 0 | -214
[8 empty] | 0 | 0 | -214
[8 empty] | 0 | 0 | -214
[8 empty] | 0 | 0 | -214
[8 empty] | 0 | 0 | -214
[8 empty] | 0 | 0 | -214
[8 empty] | 0 | 0 | -214
[8 empty] | 0 | 0 | -214
[8 empty] | 0 | 0 | -214
[8 empty] | 0 | 0 | -214
[8 empty] | 0 | 0 | -214
[8 empty] | 0 | 0 | -214
[8 empty] | 0 | 0 | -214
[8 empty] | 0 | 0 | -214
[8 empty] | 0 | 0 | -214
[8 empty] | 0 | 0 | -214
[8 empty] | 0 | 0 | -214
[8 empty] | 0 | 0 | -214
[8 empty] | 0 | 0 | -214
[8 empty] | 0 | 0 | -214
[8 empty] | 0 | 0 | -214
[8 empty] | 0 | 0 | -214
[8 empty] | 0 | 0 | -214
[8 empty] | 0 | 0 | -214
[8 empty] | 0 | 0 | -214
[8 empty] | 0 | 0 | -214
[8 empty] | 0 | 0 | -214
[8 empty] | 0 | 0 | -214
[8 empty] | 0 | 0 | -214
[8 empty] | 0 | 0 | -214
[8 empty] | 0 | 0 | -214
[8 empty] | 0 | 0 | -214
[8 empty] | 0 | 0 | -214
[8 empty] | 0 | 0 | -214
[8 empty] | 0 | 0 | -214
[8 empty] | 0 | 0 | -214
[8 empty] | 0 | 0 | -214
[8 empty] | 0 | 0 | -214
[8 empty] | 0 | 0 | -214
[8 empty] | 0 | 0 | -214
[8 empty] | 0 | 0 | -214
[8 empty] | 0 | 0 | -214
[8 empty] | 0 | 0 | -214
[8 empty] | 0 | 0 | -214
[8 empty] | 0 | 0 | -214
[8 empty] | 0 | 0 | -214
[8 empty] | 0 | 0 | -214
[8 empty] | 0 | 0 | -214
[8 empty] | 0 | 0 | -214
[8 empty] | 0 | 0 | -214
[8 empty] | 0 | 0 | -214
[8 empty] | 0 | 0 | -214
[8 empty] | 0 | 0 | -214
[8 empty] | 0 | 0 | -214
[8 empty] | 0 | 0 | -214
[8 empty] | 0 | 0 | -214
[8 empty] | 0 | 0 | -214
[8 empty] | 0 | 0 | -214
[8 empty] | 0 | 0 | -214
[8 empty] | 0 | 0 | -214
[8 empty] | 0 | 0 | -214
[8 empty] | 0 | 0 | -214
[8 empty] | 0 | 0 | -214
[8 empty] | 0 | 0 | -214
[8 empty] | 0 | 0 | -214
[8 empty] | 0 | 0 | -214
[8 empty] | 0 | 0 | -214
[8 empty] | 0 | 0 | -214
[8 empty] | 0 | 0 | -214
[8 empty] | 0 | 0 | -214
[8 empty] | 0 | 0 | -214
[8 empty] | 0 | 0 | -214
[8 empty] | 0 | 0 | -214
[8 empty] | 0 | 0 | -214
[8 empty] | 0 | 0 | -214
[8 empty] | 0 | 0 | -214
[8 empty] | 0 | 0 | -214
[8 empty] | 0 | 0 | -214
[8 empty] | 0 | 0 | -214
[8 empty] | 0 | 0 | -214
[8 empty] | 0 | 0 | -214
[8 empty] | 0 | 0 | -214
[8 empty] | 0 | 0 | -214
[8 empty] | 0 | 0 | -214
[8 empty] | 0 | 0 | -214
[8 empty] | 0 | 0 | -214
[8 empty] | 0 | 0 | -214
[8 empty] | 0 | 0 | -214
[8 empty] | 0 | 0 | -214
[8 empty] | 0 | 0 | -214
[8 empty] | 0 | 0 | -214
[8 empty] | 0 | 0 | -214
[8 empty] | 0 | 0 | -214
[8 empty] | 0 | 0 | -214
[8 empty] | 0 | 0 | -214
[8 empty] | 0 | 0 | -214
[8 empty] | 0 | 0 | -214
[8 empty] | 0 | 0 | -214
[8 empty] | 0 | 0 | -214
[8 empty] | 0 | 0 | -214
[8 empty] | 0 | 0 | -214
[8 empty] | 0 | 0 | -214
[8 empty] | 0 | 0 | -214
[8 empty] | 0 | 0 | -214
[8 empty] | 0 | 0 | -214
[8 empty] | 0 | 0 | -214
[8 empty] | 0 | 0 | -214
[8 empty] | 0 | 0 | -214
[8 empty] | 0 | 0 | -214
[8 empty] | 0 | 0 | -214
[8 empty] | 0 | 0 | -214
[8 empty] | 0 | 0 | -214
[8 empty] | 0 | 0 | -214
[8 empty] | 0 | 0 | -214
[8 empty] | 0 | 0 | -214
[8 empty] | 0 | 0 | -214
[8 empty] | 0 | 0 | -214
[8 empty] | 0 | 0 | -214
[8 empty] | 0 | 0 | -214
[8 empty] | 0 | 0 | -214
[8 empty] | 0 | 0 | -214
[8 empty] | 0 | 0 | -214
[8 empty] | 0 | 0 | -214
[8 empty] | 0 | 0 | -214
[8 empty] | 0 | 0 | -214
[8 empty] | 0 | 0 | -214
[8 empty] | 0 | 0 | -214
[8 empty] | 0 | 0 | -214
[8 empty] | 0 | 0 | -214
[8 empty] | 0 | 0 | -214
[8 empty] | 0 | 0 | -214
[8 empty] | 0 | 0 | -214
[8 empty] | 0 | 0 | -214
[8 empty] | 0 | 0 | -214
[8 empty] | 0 | 0 | -214
[8 empty] | 0 | 0 | -214
[8 empty] | 0 | 0 | -214
[8 empty] | 0 | 0 | -214
[8 empty] | 0 | 0 | -214
[8 empty] | 0 | 0 | -214
[8 empty] | 0 | 0 | -214
[8 empty] | 0 | 0 | -214
[8 empty] | 0 | 0 | -214
[8 empty] | 0 | 0 | -214
[8 empty] | 0 | 0 | -214
[8 empty] | 0 | 0 | -214
[8 empty] | 0 | 0 | -214
[8 empty] | 0 | 0 | -214
[8 empty] | 0 | 0 | -214
[8 empty] | 0 | 0 | -214
[8 empty] | 0 | 0 | -214
[8 empty] | 0 | 0 | -214
[8 empty] | 0 | 0 | -214
[8 empty] | 0 | 0 | -214
[8 empty] | 0 | 0 | -214
[8 empty] | 0 | 0 | -214
[8 empty] | 0 | 0 | -214
[8 empty] | 0 | 0 | -214
[8 empty] | 0 | 0 | -214
[8 empty] | 0 | 0 | -214
[8 empty] | 0 | 0 | -214
[8 empty] | 0 | 0 | -214
[8 empty] | 0 | 0 | -214
[8 empty] | 0 | 0 | -214
[8 empty] | 0 | 0 | -214
[8 empty] | 0 | 0 | -214
[8 empty] | 0 | 0 | -214
[8 empty] | 0 | 0 | -214
[8 empty] | 0 | 0 | -214
[8 empty] | 0 | 0 | -214
[8 empty] | 0 | 0 | -214
[8 empty] | 0 | 0 | -214
[8 empty] | 0 | 0 | -214
[8 empty] | 0 | 0 | -214
[8 empty] | 0 | 0 | -214
[8 empty] | 0 | 0 | -214
[8 empty] | 0 | 0 | -214
[8 empty] | 0 | 0 | -214
[8 empty] | 0 | 0 | -214
[8 empty] | 0 | 0 | -214
[8 empty] | 0 | 0 | -214
[8 empty] | 0 | 0 | -214
[8 empty] | 0 | 0 | -214
[8 empty] | 0 | 0 | -214
[8 empty] | 0 | 0 | -214
[8 empty] | 0 | 0 | -214
[8 empty] | 0 | 0 | -214
[8 empty] | 0 | 0 | -214
[8 empty] | 0 | 0 | -214
[8 empty] | 0 | 0 | -214
[8 empty] | 0 | 0 | -214
[8 empty] | 0 | 0 | -214
[8 empty] | 0 | 0 | -214
[8 empty] | 0 | 0 | -214
[8 empty] | 0 | 0 | -214
[8 empty] | 0 | 0 | -214
[8 empty] | 0 | 0 | -214
[8 empty] | 0 | 0 | -214
[8 empty] | 0 | 0 | -214
[8 empty] | 0 | 0 | -214
[8 empty] | 0 | 0 | -214
[8 empty] | 0 | 0 | -214
[8 empty] | 0 | 0 | -214
[8 empty] | 0 | 0 | -214
[8 empty] | 0 | 0 | -214
[8 empty] | 0 | 0 | -214
[8 empty] | 0 | 0 | -214
[8 empty] | 0 | 0 | -214
[8 empty] | 0 | 0 | -214
[8 empty] | 0 | 0 | -214
[8 empty] | 0 | 0 | -214
[8 empty] | 0 | 0 | -214
[8 empty] | 0 | 0 | -214
[8 empty] | 0 | 0 | -214
[8 empty] | 0 | 0 | -214
[8 empty] | 0 | 0 | -214
[8 empty] | 0 | 0 | -214
[8 empty] | 0 | 0 | -214
[8 empty] | 0 | 0 | -214
[8 empty] | 0 | 0 | -214
[8 empty] | 0 | 0 | -214
[8 empty] | 0 | 0 | -214
[8 empty] | 0 | 0 | -214
[8 empty] | 0 | 0 | -214
[8 empty] | 0 | 0 | -214
[8 empty] | 0 | 0 | -214
[8 empty] | 0 | 0 | -214
[8 empty] | 0 | 0 | -214
[8 empty] | 0 | 0 | -214
[8 empty] | 0 | 0 | -214
[8 empty] | 0 | 0 | -214
[8 empty] | 0 | 0 | -214
[8 empty] | 0 | 0 | -214
[8 empty] | 0 | 0 | -214
[8 empty] | 0 | 0 | -214
[8 empty] | 0 | 0 | -214
[8 empty] | 0 | 0 | -214
[8 empty] | 0 | 0 | -214
[8 empty] | 0 | 0 | -214
[8 empty] | 0 | 0 | -214
[8 empty] | 0 | 0 | -214
[8 empty] | 0 | 0 | -214
[8 empty] | 0 | 0 | -214
[8 empty] | 0 | 0 | -214
[8 empty] | 0 | 0 | -214
[8 empty] | 0 | 0 | -214
[8 empty] | 0 | 0 | -214
[8 empty] | 0 | 0 | -214
[8 empty] | 0 | 0 | -214
[8 empty] | 0 | 0 | -214
[8 empty] | 0 | 0 | -214
[8 empty] | 0 | 0 | -214
[8 empty] | 0 | 0 | -214
[8 empty] | 0 | 0 | -214
[8 empty] | 0 | 0 | -214
[8 empty] | 0 | 0 | -214
[8 empty] | 0 | 0 | -214
[8 empty] | 0 | 0 | -214
[8 empty] | 0 | 0 | -214
[8 empty] | 0 | 0 | -214
[8 empty] | 0 | 0 | -214
[8 empty] | 0 | 0 | -214
[8 empty] | 0 | 0 | -214
[8 empty] | 0 | 0 | -214
[8 empty] | 0 | 0 | -214
[8 empty] | 0 | 0 | -214
[8 empty] | 0 | 0 | -214
[8 empty] | 0 | 0 | -214
[8 empty] | 0 | 0 | -214
[8 empty] | 0 | 0 | -214
[8 empty] | 0 | 0 | -214
[8 empty] | 0 | 0 | -214
[8 empty] | 0 | 0 | -214
[8 empty] | 0 | 0 | -214
[8 empty] | 0 | 0 | -214
[8 empty] | 0 | 0 | -214
[8 empty] | 0 | 0 | -214
[8 empty] | 0 | 0 | -214
[8 empty] | 0 | 0 | -214
[8 empty] | 0 | 0 | -214
[8 empty] | 0 | 0 | -214
[8 empty] | 0 | 0 | -214
[8 empty] | 0 | 0 | -214
[8 empty] | 0 | 0 | -214
[8 empty] | 0 | 0 | -214
[8 empty] | 0 | 0 | -214
[8 empty] | 0 | 0 | -214
[8 empty] | 0 | 0 | -214
[8 empty] | 0 | 0 | -214
[8 empty] | 0 | 0 | -214
[8 empty] | 0 | 0 | -214
[8 empty] | 0 | 0 | -214
[8 empty] | 0 | 0 | -214
[8 empty] | 0 | 0 | -214
[8 empty] | 0 | 0 | -214
[8 empty] | 0 | 0 | -214
[8 empty] | 0 | 0 | -214
[8 empty] | 0 | 0 | -214
[8 empty] | 0 | 0 | -214
[8 empty] | 0 | 0 | -214
[8 empty] | 0 | 0 | -214
[8 empty] | 0 | 0 | -214
[8 empty] | 0 | 0 | -214
[8 empty] | 0 | 0 | -214
[8 empty] | 0 | 0 | -214
[8 empty] | 0 | 0 | -214
[8 empty] | 0 | 0 | -214
[8 empty] | 0 | 0 | -214
[8 empty] | 0 | 0 | -214
[8 empty] | 0 | 0 | -214
[8 empty] | 0 | 0 | -214
[8 empty] | 0 | 0 | -214
[8 empty] | 0 | 0 | -214
[8 empty] | 0 | 0 | -214
[8 empty] | 0 | 0 | -214
[8 empty] | 0 | 0 | -214
[8 empty] | 0 | 0 | -214
[8 empty] | 0 | 0 | -214
[8 empty] | 0 | 0 | -214
[8 empty] | 0 | 0 | -214
[8 empty] | 0 | 0 | -214
[8 empty] | 0 | 0 | -214
[8 empty] | 0 | 0 | -214
[8 empty] | 0 | 0 | -214
[8 empty] | 0 | 0 | -214
[8 empty] | 0 | 0 | -214
[8 empty] | 0 | 0 | -214
[8 empty] | 0 | 0 | -214
[8 empty] | 0 | 0 | -214
[8 empty] | 0 | 0 | -214
[8 empty] | 0 | 0 | -214
[8 empty] | 0 | 0 | -214
[8 empty] | 0 | 0 | -214
[8 empty] | 0 | 0 | -214
[8 empty] | 0 | 0 | -214
[8 empty] | 0 | 0 | -214
[8 empty] | 0 | 0 | -214
[8 empty] | 0 | 0 | -214
[8 empty] | 0 | 0 | -214
[8 empty] | 0 | 0 | -214
[8 empty] | 0 | 0 | -214
[8 empty] | 0 | 0 | -214
[8 empty] | 0 | 0 | -214
[8 empty] | 0 | 0 | -214
[8 empty] | 0 | 0 | -214
[8 empty] | 0 | 0 | -214
[8 empty] | 0 | 0 | -214
[8 empty] | 0 | 0 | -214
[8 empty] | 0 | 0 | -214
[8 empty] | 0 | 0 | -214
[8 empty] | 0 | 0 | -214
[8 empty] | 0 | 0 | -214
[8 empty] | 0 | 0 | -214
[8 empty] | 0 | 0 | -214
[8 empty] | 0 | 0 | -214
[8 empty] | 0 | 0 | -214
[8 empty] | 0 | 0 | -214
[8 empty] | 0 | 0 | -214
[8 empty] | 0 | 0 | -214
[8 empty] | 0 | 0 | -214
[8 empty] | 0 | 0 | -214
[8 empty] | 0 | 0 | -214
[8 empty] | 0 | 0 | -214
[8 empty] | 0 | 0 | -214
[8 empty] | 0 | 0 | -214
[8 empty] | 0 | 0 | -214
[8 empty] | 0 | 0 | -214
[8 empty] | 0 | 0 | -214
[8 empty] | 0 | 0 | -214
[8 empty] | 0 | 0 | -214
[8 empty] | 0 | 0 | -214
[8 empty] | 0 | 0 | -214
[8 empty] | 0 | 0 | -214
[8 empty] | 0 | 0 | -214
[8 empty] | 0 | 0 | -214
[8 empty] | 0 | 0 | -214
[8 empty] | 0 | 0 | -214
[8 empty] | 0 | 0 | -214
[8 empty] | 0 | 0 | -214
[8 empty] | 0 | 0 | -214
[8 empty] | 0 | 0 | -214
[8 empty] | 0 | 0 | -214
[8 empty] | 0 | 0 | -214
[8 empty] | 0 | 0 | -214
[8 empty] | 0 | 0 | -214
[8 empty] | 0 | 0 | -214
[8 empty] | 0 | 0 | -214
[8 empty] | 0 | 0 | -214
[8 empty] | 0 | 0 | -214
[8 empty] | 0 | 0 | -214
[8 empty] | 0 | 0 | -214
[8 empty] | 0 | 0 | -214
[8 empty] | 0 | 0 | -214
[8 empty] | 0 | 0 | -214
[8 empty] | 0 | 0 | -214
[8 empty] | 0 | 0 | -214
[8 empty] | 0 | 0 | -214
[8 empty] | 0 | 0 | -214
[8 empty] | 0 | 0 | -214
[8 empty] | 0 | 0 | -214
[8 empty] | 0 | 0 | -214
[8 empty] | 0 | 0 | -214
[8 empty] | 0 | 0 | -214
[8 empty] | 0 | 0 | -214
[8 empty] | 0 | 0 | -214
[8 empty] | 0 | 0 | -214
[8 empty] | 0 | 0 | -214
[8 empty] | 0 | 0 | -214
[8 empty] | 0 | 0 | -214
[8 empty] | 0 | 0 | -214
[8 empty] | 0 | 0 | -214
[8 empty] | 0 | 0 | -214
[8 empty] | 0 | 0 | -214
[8 empty] | 0 | 0 | -214
[8 empty] | 0 | 0 | -214
[8 empty] | 0 | 0 | -214
[8 empty] | 0 | 0 | -214
[8 empty] | 0 | 0 | -214
[8 empty] | 0 | 0 | -214
[8 empty] | 0 | 0 | -214
[8 empty] | 0 | 0 | -214
[8 empty] | 0 | 0 | -214
[8 empty] | 0 | 0 | -214
[8 empty] | 0 | 0 | -214
[8 empty] | 0 | 0 | -214
[8 empty] | 0 | 0 | -214
[8 empty] | 0 | 0 | -214
[8 empty] | 0 | 0 | -214
[8 empty] | 0 | 0 | -214
[8 empty] | 0 | 0 | -214
[8 empty] | 0 | 0 | -214
[8 empty] | 0 | 0 | -214
[8 empty] | 0 | 0 | -214
[8 empty] | 0 | 0 | -214
[8 empty] | 0 | 0 | -214
[8 empty] | 0 | 0 | -214
[8 empty] | 0 | 0 | -214
[8 empty] | 0 | 0 | -214
[8 empty] | 0 | 0 | -214
[8 empty] | 0 | 0 | -214
[8 empty] | 0 | 0 | -214
[8 empty] | 0 | 0 | -214
[8 empty] | 0 | 0 | -214
[8 empty] | 0 | 0 | -214
[8 empty] | 0 | 0 | -214
[8 empty] | 0 | 0 | -214
[8 empty] | 0 | 0 | -214
[8 empty] | 0 | 0 | -214
[8 empty] | 0 | 0 | -214
[8 empty] | 0 | 0 | -214
[8 empty] | 0 | 0 | -214
[8 empty] | 0 | 0 | -214
[8 empty] | 0 | 0 | -214
[8 empty] | 0 | 0 | -214
[8 empty] | 0 | 0 | -214
[8 empty] | 0 | 0 | -214
[8 empty] | 0 | 0 | -214
[8 empty] | 0 | 0 | -214
[8 empty] | 0 | 0 | -214
[8 empty] | 0 | 0 | -214
[8 empty] | 0 | 0 | -214
[8 empty] | 0 | 0 | -214
[8 empty] | 0 | 0 | -214
[8 empty] | 0 | 0 | -214
[8 empty] | 0 | 0 | -214
[8 empty] | 0 | 0 | -214
[8 empty] | 0 | 0 | -214
[8 empty] | 0 | 0 | -214
[8 empty] | 0 | 0 | -214
[8 empty] | 0 | 0 | -214
[8 empty] | 0 | 0 | -214
[8 empty] | 0 | 0 | -214
[8 empty] | 0 | 0 | -214
[8 empty] | 0 | 0 | -214
[8 empty] | 0 | 0 | -214
[8 empty] | 0 | 0 | -214
[8 empty] | 0 | 0 | -214
[8 empty] | 0 | 0 | -214
[8 empty] | 0 | 0 | -214
[8 empty] | 0 | 0 | -214
[8 empty] | 0 | 0 | -214
[8 empty] | 0 | 0 | -214
[8 empty] | 0 | 0 | -214
[8 empty] | 0 | 0 | -214
[8 empty] | 0 | 0 | -214
[8 empty] | 0 | 0 | -214
[8 empty] | 0 | 0 | -214
[8 empty] | 0 | 0 | -214
[8 empty] | 0 | 0 | -214
[8 empty] | 0 | 0 | -214
[8 empty] | 0 | 0 | -214
[8 empty] | 0 | 0 | -214
[8 empty] | 0 | 0 | -214
[8 empty] | 0 | 0 | -214
[8 empty] | 0 | 0 | -214
[8 empty] | 0 | 0 | -214
[8 empty] | 0 | 0 | -214
[8 empty] | 0 | 0 | -214
[8 empty] | 0 | 0 | -214
[8 empty] | 0 | 0 | -214
[8 empty] | 0 | 0 | -214
[8 empty] | 0 | 0 | -214
[8 empty] | 0 | 0 | -214
[8 empty] | 0 | 0 | -214
[8 empty] | 0 | 0 | -214
[8 empty] | 0 | 0 | -214
[8 empty] | 0 | 0 | -214
[8 empty] | 0 | 0 | -214
[8 empty] | 0 | 0 | -214
[8 empty] | 0 | 0 | -214
[8 empty] | 0 | 0 | -214
[8 empty] | 0 | 0 | -214
[8 empty] | 0 | 0 | -214
[8 empty] | 0 | 0 | -214
[8 empty] | 0 | 0 | -214
[8 empty] | 0 | 0 | -214
[8 empty] | 0 | 0 | -214
[8 empty] | 0 | 0 | -214
[8 empty] | 0 | 0 | -214
[8 empty] | 0 | 0 | -214
[8 empty] | 0 | 0 | -214
[8 empty] | 0 | 0 | -214
[8 empty] | 0 | 0 | -214
[8 empty] | 0 | 0 | -214
[8 empty] | 0 | 0 | -214
[8 empty] | 0 | 0 | -214
[8 empty] | 0 | 0 | -214
[8 empty] | 0 | 0 | -214
[8 empty] | 0 | 0 | -214
[8 empty] | 0 | 0 | -214
[8 empty] | 0 | 0 | -214
[8 empty] | 0 | 0 | -214
[8 empty] | 0 | 0 | -214
[8 empty] | 0 | 0 | -214
[8 empty] | 0 | 0 | -214
[8 empty] | 0 | 0 | -214
[8 empty] | 0 | 0 | -214
[8 empty] | 0 | 0 | -214
[8 empty] | 0 | 0 | -214
[8 empty] | 0 | 0 | -214
[8 empty] | 0 | 0 | -214
[8 empty] | 0 | 0 | -214
[8 empty] | 0 | 0 | -214
[8 empty] | 0 | 0 | -214
[8 empty] | 0 | 0 | -214
[8 empty] | 0 | 0 | -214
[8 empty] | 0 | 0 | -214
[8 empty] | 0 | 0 | -214
[8 empty] | 0 | 0 | -214
[8 empty] | 0 | 0 | -214
[8 empty] | 0 | 0 | -214
[8 empty] | 0 | 0 | -214
[8 empty] | 0 | 0 | -214
[8 empty] | 0 | 0 | -214
[8 empty] | 0 | 0 | -214
[8 empty] | 0 | 0 | -214
[8 empty] | 0 | 0 | -214
[8 empty] | 0 | 0 | -214
[8 empty] | 0 | 0 | -214
[8 empty] | 0 | 0 | -214
[8 empty] | 0 | 0 | -214
[8 empty] | 0 | 0 | -214
[8 empty] | 0 | 0 | -214
[8 empty] | 0 | 0 | -214
[8 empty] | 0 | 0 | -214
[8 empty] | 0 | 0 | -214
[8 empty] | 0 | 0 | -214
[8 empty] | 0 | 0 | -214
[8 empty] | 0 | 0 | -214
[8 empty] | 0 | 0 | -214
[8 empty] | 0 | 0 | -214
[8 empty] | 0 | 0 | -214
[8 empty] | 0 | 0 | -214
[8 empty] | 0 | 0 | -214
[8 empty] | 0 | 0 | -214
[8 empty] | 0 | 0 | -214
[8 empty] | 0 | 0 | -214
[8 empty] | 0 | 0 | -214
[8 empty] | 0 | 0 | -214
[8 empty] | 0 | 0 | -214
[8 empty] | 0 | 0 | -214
[8 empty] | 0 | 0 | -214
[8 empty] | 0 | 0 | -214
[8 empty] | 0 | 0 | -214
[8 empty] | 0 | 0 | -214
[8 empty] | 0 | 0 | -214
[8 empty] | 0 | 0 | -214
[8 empty] | 0 | 0 | -214
[8 empty] | 0 | 0 | -214
[8 empty] | 0 | 0 | -214
[8 empty] | 0 | 0 | -214
[8 empty] | 0 | 0 | -214
[8 empty] | 0 | 0 | -214
[8 empty] | 0 | 0 | -214
[8 empty] | 0 | 0 | -214
[8 empty] | 0 | 0 | -214
[8 empty] | 0 | 0 | -214
[8 empty] | 0 | 0 | -214
[8 empty] | 0 | 0 | -214
[8 empty] | 0 | 0 | -214
[8 empty] | 0 | 0 | -214
[8 empty] | 0 | 0 | -214
[8 empty] | 0 | 0 | -214
[8 empty] | 0 | 0 | -214
[8 empty] | 0 | 0 | -214
[8 empty] | 0 | 0 | -214
[8 empty] | 0 | 0 | -214
[8 empty] | 0 | 0 | -214
[8 empty] | 0 | 0 | -214
[8 empty] | 0 | 0 | -214
[8 empty] | 0 | 0 | -214
[8 empty] | 0 | 0 | -214
[8 empty] | 0 | 0 | -214
[8 empty] | 0 | 0 | -214
[8 empty] | 0 | 0 | -214
[8 empty] | 0 | 0 | -214
[8 empty] | 0 | 0 | -214
[8 empty] | 0 | 0 | -214
[8 empty] | 0 | 0 | -214
[8 empty] | 0 | 0 | -214
[8 empty] | 0 | 0 | -214
[8 empty] | 0 | 0 | -214
[8 empty] | 0 | 0 | -214
[8 empty] | 0 | 0 | -214
[8 empty] | 0 | 0 | -214
[8 empty] | 0 | 0 | -214
[8 empty] | 0 | 0 | -214
[8 empty] | 0 | 0 | -214
[8 empty] | 0 | 0 | -214
[8 empty] | 0 | 0 | -214
[8 empty] | 0 | 0 | -214
[8 empty] | 0 | 0 | -214
[8 empty] | 0 | 0 | -214
[8 empty] | 0 | 0 | -214
[8 empty] | 0 | 0 | -214
[8 empty] | 0 | 0 | -214
[8 empty] | 0 | 0 | -214
[8 empty] | 0 | 0 | -214
[8 empty] | 0 | 0 | -214
[8 empty] | 0 | 0 | -214
[8 empty] | 0 | 0 | -214
[8 empty] | 0 | 0 | -214
[8 empty] | 0 | 0 | -214
[8 empty] | 0 | 0 | -214
[8 empty] | 0 | 0 | -214
[8 empty] | 0 | 0 | -214
[8 empty] | 0 | 0 | -214
[8 empty] | 0 | 0 | -214
[8 empty] | 0 | 0 | -214
[8 empty] | 0 | 0 | -214
[8 empty] | 0 | 0 | -214
[8 empty] | 0 | 0 | -214
[8 empty] | 0 | 0 | -214
[8 empty] | 0 | 0 | -214
[8 empty] | 0 | 0 | -214
[8 empty] | 0 | 0 | -214
[8 empty] | 0 | 0 | -214
[8 empty] | 0 | 0 | -214
[8 empty] | 0 | 0 | -214
[8 empty] | 0 | 0 | -214
[8 empty] | 0 | 0 | -214
[8 empty] | 0 | 0 | -214
[8 empty] | 0 | 0 | -214
[8 empty] | 0 | 0 | -214
[8 empty] | 0 | 0 | -214
[8 empty] | 0 | 0 | -214
[8 empty] | 0 | 0 | -214
[8 empty] | 0 | 0 | -214
[8 empty] | 0 | 0 | -214
[8 empty] | 0 | 0 | -214
[8 empty] | 0 | 0 | -214
[8 empty] | 0 | 0 | -214
[8 empty] | 0 | 0 | -214
[8 empty] | 0 | 0 | -214
[8 empty] | 0 | 0 | -214
[8 empty] | 0 | 0 | -214
[8 empty] | 0 | 0 | -214
[8 empty] | 0 | 0 | -214
[8 empty] | 0 | 0 | -214
[8 empty] | 0 | 0 | -214
[8 empty] | 0 | 0 | -214
[8 empty] | 0 | 0 | -214
[8 empty] | 0 | 0 | -214
[8 empty] | 0 | 0 | -214
[8 empty] | 0 | 0 | -214
[8 empty] | 0 | 0 | -214
[8 empty] | 0 | 0 | -214
[8 empty] | 0 | 0 | -214
[8 empty] | 0 | 0 | -214
[8 empty] | 0 | 0 | -214
[8 empty] | 0 | 0 | -214
[8 empty] | 0 | 0 | -214
[8 empty] | 0 | 0 | -214
[8 empty] | 0 | 0 | -214
[8 empty] | 0 | 0 | -214
[8 empty] | 0 | 0 | -214
[8 empty] | 0 | 0 | -214
[8 empty] | 0 | 0 | -214
[8 empty] | 0 | 0 | -214
[8 empty] | 0 | 0 | -214
[8 empty] | 0 | 0 | -214
[8 empty] | 0 | 0 | -214
[8 empty] | 0 | 0 | -214
[8 empty] | 0 | 0 | -214
[8 empty] | 0 | 0 | -214
[8 empty] | 0 | 0 | -214
[8 empty] | 0 | 0 | -214
[8 empty] | 0 | 0 | -214
[8 empty] | 0 | 0 | -214
[8 empty] | 0 | 0 | -214
[8 empty] | 0 | 0 | -214
[8 empty] | 0 | 0 | -214
[8 empty] | 0 | 0 | -214
[8 empty] | 0 | 0 | -214
[8 empty] | 0 | 0 | -214
[8 empty] | 0 | 0 | -214
[8 empty] | 0 | 0 | -214
[8 empty] | 0 | 0 | -214
[8 empty] | 0 | 0 | -214
[8 empty] | 0 | 0 | -214
[8 empty] | 0 | 0 | -214
[8 empty] | 0 | 0 | -214
[8 empty] | 0 | 0 | -214
[8 empty] | 0 | 0 | -214
[8 empty] | 0 | 0 | -214
[8 empty] | 0 | 0 | -214
[8 empty] | 0 | 0 | -214
[8 empty] | 0 | 0 | -214
[8 empty] | 0 | 0 | -214
[8 empty] | 0 | 0 | -214
[8 empty] | 0 | 0 | -214
[8 empty] | 0 | 0 | -214
[8 empty] | 0 | 0 | -214
[8 empty] | 0 | 0 | -214
[8 empty] | 0 | 0 | -214
[8 empty] | 0 | 0 | -214
[8 empty] | 0 | 0 | -214
[8 empty] | 0 | 0 | -214
[8 empty] | 0 | 0 | -214
[8 empty] | 0 | 0 | -214
[8 empty] | 0 | 0 | -214
[8 empty] | 0 | 0 | -214
[8 empty] | 0 | 0 | -214
[8 empty] | 0 | 0 | -214
[8 empty] | 0 | 0 | -214
[8 empty] | 0 | 0 | -214
[8 empty] | 0 | 0 | -214
[8 empty] | 0 | 0 | -214
[8 empty] | 0 | 0 | -214
[8 empty] | 0 | 0 | -214
[8 empty] | 0 | 0 | -214
[8 empty] | 0 | 0 | -214
[8 empty] | 0 | 0 | -214
[8 empty] | 0 | 0 | -214
[8 empty] | 0 | 0 | -214
[8 empty] | 0 | 0 | -214
[8 empty] | 0 | 0 | -214
[8 empty] | 0 | 0 | -214
[8 empty] | 0 | 0 | -214
[8 empty] | 0 | 0 | -214
[8 empty] | 0 | 0 | -214
[8 empty] | 0 | 0 | -214
[8 empty] | 0 | 0 | -214
[8 empty] | 0 | 0 | -214
[8 empty] | 0 | 0 | -214
[8 empty] | 0 | 0 | -214
[8 empty] | 0 | 0 | -214
[8 empty] | 0 | 0 | -214
[8 empty] | 0 | 0 | -214
[8 empty] | 0 | 0 | -214
[8 empty] | 0 | 0 | -214
[8 empty] | 0 | 0 | -214
[8 empty] | 0 | 0 | -214
[8 empty] | 0 | 0 | -214
[8 empty] | 0 | 0 | -214
[8 empty] | 0 | 0 | -214
[8 empty] | 0 | 0 | -214
[8 empty] | 0 | 0 | -214
[8 empty] | 0 | 0 | -214
[8 empty] | 0 | 0 | -214
[8 empty] | 0 | 0 | -214
[8 empty] | 0 | 0 | -214
[8 empty] | 0 | 0 | -214
[8 empty] | 0 | 0 | -214
[8 empty] | 0 | 0 | -214
[8 empty] | 0 | 0 | -214
[8 empty] | 0 | 0 | -214
[8 empty] | 0 | 0 | -214
[8 empty] | 0 | 0 | -214
[8 empty] | 0 | 0 | -214
[8 empty] | 0 | 0 | -214
[8 empty] | 0 | 0 | -214
[8 empty] | 0 | 0 | -214
[8 empty] | 0 | 0 | -214
[8 empty] | 0 | 0 | -214
[8 empty] | 0 | 0 | -214
[8 empty] | 0 | 0 | -214
[8 empty] | 0 | 0 | -214
[8 empty] | 0 | 0 | -214
[8 empty] | 0 | 0 | -214
[8 empty] | 0 | 0 | -214
[8 empty] | 0 | 0 | -214
[8 empty] | 0 | 0 | -214
[8 empty] | 0 | 0 | -214
[8 empty] | 0 | 0 | -214
[8 empty] | 0 | 0 | -214
[8 empty] | 0 | 0 | -214
[8 empty] | 0 | 0 | -214
[8 empty] | 0 | 0 | -214
[8 empty] | 0 | 0 | -214
[8 empty] | 0 | 0 | -214
[8 empty] | 0 | 0 | -214
[8 empty] | 0 | 0 | -214
[8 empty] | 0 | 0 | -214
[8 empty] | 0 | 0 | -214
[8 empty] | 0 | 0 | -214
[8 empty] | 0 | 0 | -214
[8 empty] | 0 | 0 | -214
[8 empty] | 0 | 0 | -214
[8 empty] | 0 | 0 | -214
[8 empty] | 0 | 0 | -214
[8 empty] | 0 | 0 | -214
[8 empty] | 0 | 0 | -214
[8 empty] | 0 | 0 | -214
[8 empty] | 0 | 0 | -214
[8 empty] | 0 | 0 | -214
[8 empty] | 0 | 0 | -214
[8 empty] | 0 | 0 | -214
[8 empty] | 0 | 0 | -214
[8 empty] | 0 | 0 | -214
[8 empty] | 0 | 0 | -214
[8 empty] | 0 | 0 | -214
[8 empty] | 0 | 0 | -214
[8 empty] | 0 | 0 | -214
[8 empty] | 0 | 0 | -214
[8 empty] | 0 | 0 | -214
[8 empty] | 0 | 0 | -214
[8 empty] | 0 | 0 | -214
[8 empty] | 0 | 0 | -214
[8 empty] | 0 | 0 | -214
[8 empty] | 0 | 0 | -214
[8 empty] | 0 | 0 | -214
[8 empty] | 0 | 0 | -214
[8 empty] | 0 | 0 | -214
[8 empty] | 0 | 0 | -214
[8 empty] | 0 | 0 | -214
[8 empty] | 0 | 0 | -214
[8 empty] | 0 | 0 | -214
[8 empty] | 0 | 0 | -214
[8 empty] | 0 | 0 | -214
[8 empty] | 0 | 0 | -214
[8 empty] | 0 | 0 | -214
[8 empty] | 0 | 0 | -214
[8 empty] | 0 | 0 | -214
[8 empty] | 0 | 0 | -214
[8 empty] | 0 | 0 | -214
[8 empty] | 0 | 0 | -214
[8 empty] | 0 | 0 | -214
[8 empty] | 0 | 0 | -214
[8 empty] | 0 | 0 | -214
[8 empty] | 0 | 0 | -214
[8 empty] | 0 | 0 | -214
[8 empty] | 0 | 0 | -214
[8 empty] | 0 | 0 | -214
[8 empty] | 0 | 0 | -214
[8 empty] | 0 | 0 | -214
[8 empty] | 0 | 0 | -214
[8 empty] | 0 | 0 | -214
[8 empty] | 0 | 0 | -214
[8 empty] | 0 | 0 | -214
[8 empty] | 0 | 0 | -214
[8 empty] | 0 | 0 | -214
[8 empty] | 0 | 0 | -214
[8 empty] | 0 | 0 | -214
[8 empty] | 0 | 0 | -214
[8 empty] | 0 | 0 | -214
[8 empty] | 0 | 0 | -214
[8 empty] | 0 | 0 | -214
[8 empty] | 0 | 0 | -214
[8 empty] | 0 | 0 | -214
[8 empty] | 0 | 0 | -214
[8 empty] | 0 | 0 | -214
[8 empty] | 0 | 0 | -214
[8 empty] | 0 | 0 | -214
[8 empty] | 0 | 0 | -214
[8 empty] | 0 | 0 | -214
[8 empty] | 0 | 0 | -214
[8 empty] | 0 | 0 | -214
[8 empty] | 0 | 0 | -214
[8 empty] | 0 | 0 | -214
[8 empty] | 0 | 0 | -214
[8 empty] | 0 | 0 | -214
[8 empty] | 0 | 0 | -214
[8 empty] | 0 | 0 | -214
[8 empty] | 0 | 0 | -214
[8 empty] | 0 | 0 | -214
[8 empty] | 0 | 0 | -214
[8 empty] | 0 | 0 | -214
[8 empty] | 0 | 0 | -214
[8 empty] | 0 | 0 | -214
[8 empty] | 0 | 0 | -214
[8 empty] | 0 | 0 | -214
[8 empty] | 0 | 0 | -214
[8 empty] | 0 | 0 | -214
[8 empty] | 0 | 0 | -214
[8 empty] | 0 | 0 | -214
[8 empty] | 0 | 0 | -214
[8 empty] | 0 | 0 | -214
[8 empty] | 0 | 0 | -214
[8 empty] | 0 | 0 | -214
[8 empty] | 0 | 0 | -214
[8 empty] | 0 | 0 | -214
[8 empty] | 0 | 0 | -214
[8 empty] | 0 | 0 | -214
[8 empty] | 0 | 0 | -214
[8 empty] | 0 | 0 | -214
[8 empty] | 0 | 0 | -214
[8 empty] | 0 | 0 | -214
[8 empty] | 0 | 0 | -214
[8 empty] | 0 | 0 | -214
[8 empty] | 0 | 0 | -214
[8 empty] | 0 | 0 | -214
[8 empty] | 0 | 0 | -214
[8 empty] | 0 | 0 | -214
[8 empty] | 0 | 0 | -214
[8 empty] | 0 | 0 | -214
[8 empty] | 0 | 0 | -214
[8 empty] | 0 | 0 | -214
[8 empty] | 0 | 0 | -214
[8 empty] | 0 | 0 | -214
[8 empty] | 0 | 0 | -214
[8 empty] | 0 | 0 | -214
[8 empty] | 0 | 0 | -214
[8 empty] | 0 | 0 | -214
[8 empty] | 0 | 0 | -214
[8 empty] | 0 | 0 | -214
[8 empty] | 0 | 0 | -214
[8 empty] | 0 | 0 | -214
[8 empty] | 0 | 0 | -214
[8 empty] | 0 | 0 | -214
[8 empty] | 0 | 0 | -214
[8 empty] | 0 | 0 | -214
[8 empty] | 0 | 0 | -214
[8 empty] | 0 | 0 | -214
[8 empty] | 0 | 0 | -214
[8 empty] | 0 | 0 | -214
[8 empty] | 0 | 0 | -214
[8 empty] | 0 | 0 | -214
[8 empty] | 0 | 0 | -214
[8 empty] | 0 | 0 | -214
[8 empty] | 0 | 0 | -214
[8 empty] | 0 | 0 | -214
[8 empty] | 0 | 0 | -214
[8 empty] | 0 | 0 | -214
[8 empty] | 0 | 0 | -214
[8 empty] | 0 | 0 | -214
[8 empty] | 0 | 0 | -214
[8 empty] | 0 | 0 | -214
[8 empty] | 0 | 0 | -214
[8 empty] | 0 | 0 | -214
[8 empty] | 0 | 0 | -214
[8 empty] | 0 | 0 | -214
[8 empty] | 0 | 0 | -214
[8 empty] | 0 | 0 | -214
[8 empty] | 0 | 0 | -214
[8 empty] | 0 | 0 | -214
[8 empty] | 0 | 0 | -214
[8 empty] | 0 | 0 | -214
[8 empty] | 0 | 0 | -214
[8 empty] | 0 | 0 | -214
[8 empty] | 0 | 0 | -214
[8 empty] | 0 | 0 | -214
[8 empty] | 0 | 0 | -214
[8 empty] | 0 | 0 | -214
[8 empty] | 0 | 0 | -214
[8 empty] | 0 | 0 | -214
[8 empty] | 0 | 0 | -214
[8 empty] | 0 | 0 | -214
[8 empty] | 0 | 0 | -214
[8 empty] | 0 | 0 | -214
[8 empty] | 0 | 0 | -214
[8 empty] | 0 | 0 | -214
[8 empty] | 0 | 0 | -214
[8 empty] | 0 | 0 | -214
[8 empty] | 0 | 0 | -214
[8 empty] | 0 | 0 | -214
[8 empty] | 0 | 0 | -214
[8 empty] | 0 | 0 | -214
[8 empty] | 0 | 0 | -214
[8 empty] | 0 | 0 | -214
[8 empty] | 0 | 0 | -214
[8 empty] | 0 | 0 | -214
[8 empty] | 0 | 0 | -214
[8 empty] | 0 | 0 | -214
[8 empty] | 0 | 0 | -214
[8 empty] | 0 | 0 | -214
[8 empty] | 0 | 0 | -214
[8 empty] | 0 | 0 | -214
[8 empty] | 0 | 0 | -214
[8 empty] | 0 | 0 | -214
[8 empty] | 0 | 0 | -214
[8 empty] | 0 | 0 | -214
[8 empty] | 0 | 0 | -214
[8 empty] | 0 | 0 | -214
[8 empty] | 0 | 0 | -214
[8 empty] | 0 | 0 | -214
[8 empty] | 0 | 0 | -214
[8 empty] | 0 | 0 | -214
[8 empty] | 0 | 0 | -214
[8 empty] | 0 | 0 | -214
[8 empty] | 0 | 0 | -214
[8 empty] | 0 | 0 | -214
[8 empty] | 0 | 0 | -214
[8 empty] | 0 | 0 | -214
[8 empty] | 0 | 0 | -214
[8 empty] | 0 | 0 | -214
[8 empty] | 0 | 0 | -214
[8 empty] | 0 | 0 | -214
[8 empty] | 0 | 0 | -214
[8 empty] | 0 | 0 | -214
[8 empty] | 0 | 0 | -214
[8 empty] | 0 | 0 | -214
[8 empty] | 0 | 0 | -214
[8 empty] | 0 | 0 | -214
[8 empty] | 0 | 0 | -214
[8 empty] | 0 | 0 | -214
[8 empty] | 0 | 0 | -214
[8 empty] | 0 | 0 | -214
[8 empty] | 0 | 0 | -214
[8 empty] | 0 | 0 | -214
[8 empty] | 0 | 0 | -214
[8 empty] | 0 | 0 | -214
[8 empty] | 0 | 0 | -214
[8 empty] | 0 | 0 | -214
[8 empty] | 0 | 0 | -214
[8 empty] | 0 | 0 | -214
[8 empty] | 0 | 0 | -214
[8 empty] | 0 | 0 | -214
[8 empty] | 0 | 0 | -214
[8 empty] | 0 | 0 | -214
[8 empty] | 0 | 0 | -214
[8 empty] | 0 | 0 | -214
[8 empty] | 0 | 0 | -214
[8 empty] | 0 | 0 | -214
[8 empty] | 0 | 0 | -214
[8 empty] | 0 | 0 | -214
[8 empty] | 0 | 0 | -214
[8 empty] | 0 | 0 | -214
[8 empty] | 0 | 0 | -214
[8 empty] | 0 | 0 | -214
[8 empty] | 0 | 0 | -214
[8 empty] | 0 | 0 | -214
[8 empty] | 0 | 0 | -214
[8 empty] | 0 | 0 | -214
[8 empty] | 0 | 0 | -214
[8 empty] | 0 | 0 | -214
[8 empty] | 0 | 0 | -214
[8 empty] | 0 | 0 | -214
[8 empty] | 0 | 0 | -214
[8 empty] | 0 | 0 | -214
[8 empty] | 0 | 0 | -214
[8 empty] | 0 | 0 | -214
[8 empty] | 0 | 0 | -214
[8 empty] | 0 | 0 | -214
[8 empty] | 0 | 0 | -214
[8 empty] | 0 | 0 | -214
[8 empty] | 0 | 0 | -214
[8 empty] | 0 | 0 | -214
[8 empty] | 0 | 0 | -214
[8 empty] | 0 | 0 | -214
[8 empty] | 0 | 0 | -214
[8 empty] | 0 | 0 | -214
[8 empty] | 0 | 0 | -214
[8 empty] | 0 | 0 | -214
[8 empty] | 0 | 0 | -214
[8 empty] | 0 | 0 | -214
[8 empty] | 0 | 0 | -214
[8 empty] | 0 | 0 | -214
[8 empty] | 0 | 0 | -214
[8 empty] | 0 | 0 | -214
[8 empty] | 0 | 0 | -214
[8 empty] | 0 | 0 | -214
[8 empty] | 0 | 0 | -214
[8 empty] | 0 | 0 | -214
[8 empty] | 0 | 0 | -214
[8 empty] | 0 | 0 | -214
[8 empty] | 0 | 0 | -214
[8 empty] | 0 | 0 | -214
[8 empty] | 0 | 0 | -214
[8 empty] | 0 | 0 | -214
[8 empty] | 0 | 0 | -214
[8 empty] | 0 | 0 | -214
[8 empty] | 0 | 0 | -214
[8 empty] | 0 | 0 | -214
[8 empty] | 0 | 0 | -214
[8 empty] | 0 | 0 | -214
[8 empty] | 0 | 0 | -214
[8 empty] | 0 | 0 | -214
[8 empty] | 0 | 0 | -214
[8 empty] | 0 | 0 | -214
[8 empty] | 0 | 0 | -214
[8 empty] | 0 | 0 | -214
[8 empty] | 0 | 0 | -214
[8 empty] | 0 | 0 | -214
[8 empty] | 0 | 0 | -214
[8 empty] | 0 | 0 | -214
[8 empty] | 0 | 0 | -214
[8 empty] | 0 | 0 | -214
[8 empty] | 0 | 0 | -214
[8 empty] | 0 | 0 | -214
[8 empty] | 0 | 0 | -214
[8 empty] | 0 | 0 | -214
[8 empty] | 0 | 0 | -214
[8 empty] | 0 | 0 | -214
[8 empty] | 0 | 0 | -214
[8 empty] | 0 | 0 | -214
[8 empty] | 0 | 0 | -214
[8 empty] | 0 | 0 | -214
[8 empty] | 0 | 0 | -214
[8 empty] | 0 | 0 | -214
[8 empty] | 0 | 0 | -214
[8 empty] | 0 | 0 | -214
[8 empty] | 0 | 0 | -214
[8 empty] | 0 | 0 | -214
[8 empty] | 0 | 0 | -214
[8 empty] | 0 | 0 | -214
[8 empty] | 0 | 0 | -214
[8 empty] | 0 | 0 | -214
[8 empty] | 0 | 0 | -214
[8 empty] | 0 | 0 | -214
[8 empty] | 0 | 0 | -214
[8 empty] | 0 | 0 | -214
[8 empty] | 0 | 0 | -214
[8 empty] | 0 | 0 | -214
[8 empty] | 0 | 0 | -214
[8 empty] | 0 | 0 | -214
[8 empty] | 0 | 0 | -214
[8 empty] | 0 | 0 | -214
[8 empty] | 0 | 0 | -214
[8 empty] | 0 | 0 | -214
[8 empty] | 0 | 0 | -214
[8 empty] | 0 | 0 | -214
[8 empty] | 0 | 0 | -214
[8 empty] | 0 | 0 | -214
[8 empty] | 0 | 0 | -214
[8 empty] | 0 | 0 | -214
[8 empty] | 0 | 0 | -214
[8 empty] | 0 | 0 | -214
[8 empty] | 0 | 0 | -214
[8 empty] | 0 | 0 | -214
[8 empty] | 0 | 0 | -214
[8 empty] | 0 | 0 | -214
[8 empty] | 0 | 0 | -214
[8 empty] | 0 | 0 | -214
[8 empty] | 0 | 0 | -214
[8 empty] | 0 | 0 | -214
[8 empty] | 0 | 0 | -214
[8 empty] | 0 | 0 | -214
[8 empty] | 0 | 0 | -214
[8 empty] | 0 | 0 | -214
[8 empty] | 0 | 0 | -214
[8 empty] | 0 | 0 | -214
[8 empty] | 0 | 0 | -214
[8 empty] | 0 | 0 | -214
[8 empty] | 0 | 0 | -214
[8 empty] | 0 | 0 | -214
[8 empty] | 0 | 0 | -214
[8 empty] | 0 | 0 | -214
[8 empty] | 0 | 0 | -214
[8 empty] | 0 | 0 | -214
[8 empty] | 0 | 0 | -214
[8 empty] | 0 | 0 | -214
[8 empty] | 0 | 0 | -214
[8 empty] | 0 | 0 | -214
[8 empty] | 0 | 0 | -214
[8 empty] | 0 | 0 | -214
[8 empty] | 0 | 0 | -214
[8 empty] | 0 | 0 | -214
[8 empty] | 0 | 0 | -214
[8 empty] | 0 | 0 | -214
[8 empty] | 0 | 0 | -214
[8 empty] | 0 | 0 | -214
[8 empty] | 0 | 0 | -214
[8 empty] | 0 | 0 | -214
[8 empty] | 0 | 0 | -214
[8 empty] | 0 | 0 | -214
[8 empty] | 0 | 0 | -214
[8 empty] | 0 | 0 | -214
[8 empty] | 0 | 0 | -214
[8 empty] | 0 | 0 | -214
[8 empty] | 0 | 0 | -214
[8 empty] | 0 | 0 | -214
[8 empty] | 0 | 0 | -214
[8 empty] | 0 | 0 | -214
[8 empty] | 0 | 0 | -214
[8 empty] | 0 | 0 | -214
[8 empty] | 0 | 0 | -214
[8 empty] | 0 | 0 | -214
[8 empty] | 0 | 0 | -214
[8 empty] | 0 | 0 | -214
[8 empty] | 0 | 0 | -214
[8 empty] | 0 | 0 | -214
[8 empty] | 0 | 0 | -214
[8 empty] | 0 | 0 | -214
[8 empty] | 0 | 0 | -214
[8 empty] | 0 | 0 | -214
[8 empty] | 0 | 0 | -214
[8 empty] | 0 | 0 | -214
[8 empty] | 0 | 0 | -214
[8 empty] | 0 | 0 | -214
[8 empty] | 0 | 0 | -214
[8 empty] | 0 | 0 | -214
[8 empty] | 0 | 0 | -214
[8 empty] | 0 | 0 | -214
[8 empty] | 0 | 0 | -214
[8 empty] | 0 | 0 | -214
[8 empty] | 0 | 0 | -214
[8 empty] | 0 | 0 | -214
[8 empty] | 0 | 0 | -214
[8 empty] | 0 | 0 | -214
[8 empty] | 0 | 0 | -214
[8 empty] | 0 | 0 | -214
[8 empty] | 0 | 0 | -214
[8 empty] | 0 | 0 | -214
[8 empty] | 0 | 0 | -214
[8 empty] | 0 | 0 | -214
[8 empty] | 0 | 0 | -214
[8 empty] | 0 | 0 | -214
[8 empty] | 0 | 0 | -214
[8 empty] | 0 | 0 | -214
[8 empty] | 0 | 0 | -214
[8 empty] | 0 | 0 | -214
[8 empty] | 0 | 0 | -214
[8 empty] | 0 | 0 | -214
[8 empty] | 0 | 0 | -214
[8 empty] | 0 | 0 | -214
[8 empty] | 0 | 0 | -214
[8 empty] | 0 | 0 | -214
[8 empty] | 0 | 0 | -214
[8 empty] | 0 | 0 | -214
[8 empty] | 0 | 0 | -214
[8 empty] | 0 | 0 | -214
[8 empty] | 0 | 0 | -214
[8 empty] | 0 | 0 | -214
[8 empty] | 0 | 0 | -214
[8 empty] | 0 | 0 | -214
[8 empty] | 0 | 0 | -214
[8 empty] | 0 | 0 | -214
[8 empty] | 0 | 0 | -214
[8 empty] | 0 | 0 | -214
[8 empty] | 0 | 0 | -214
[8 empty] | 0 | 0 | -214
[8 empty] | 0 | 0 | -214
[8 empty] | 0 | 0 | -214
[8 empty] | 0 | 0 | -214
[8 empty] | 0 | 0 | -214
[8 empty] | 0 | 0 | -214
[8 empty] | 0 | 0 | -214
[8 empty] | 0 | 0 | -214
[8 empty] | 0 | 0 | -214
[8 empty] | 0 | 0 | -214
[8 empty] | 0 | 0 | -214
[8 empty] | 0 | 0 | -214
[8 empty] | 0 | 0 | -214
[8 empty] | 0 | 0 | -214
[8 empty] | 0 | 0 | -214
[8 empty] | 0 | 0 | -214
[8 empty] | 0 | 0 | -214
[8 empty] | 0 | 0 | -214
[8 empty] | 0 | 0 | -214
[8 empty] | 0 | 0 | -214
[8 empty] | 0 | 0 | -214
[8 empty] | 0 | 0 | -214
[8 empty] | 0 | 0 | -214
[8 empty] | 0 | 0 | -214
[8 empty] | 0 | 0 | -214
[8 empty] | 0 | 0 | -214
[8 empty] | 0 | 0 | -214
[8 empty] | 0 | 0 | -214
[8 empty] | 0 | 0 | -214
[8 empty] | 0 | 0 | -214
[8 empty] | 0 | 0 | -214
[8 empty] | 0 | 0 | -214
[8 empty] | 0 | 0 | -214
[8 empty] | 0 | 0 | -214
[8 empty] | 0 | 0 | -214
[8 empty] | 0 | 0 | -214
[8 empty] | 0 | 0 | -214
[8 empty] | 0 | 0 | -214
[8 empty] | 0 | 0 | -214
[8 empty] | 0 | 0 | -214
[8 empty] | 0 | 0 | -214
[8 empty] | 0 | 0 | -214
[8 empty] | 0 | 0 | -214
[8 empty] | 0 | 0 | -214
[8 empty] | 0 | 0 | -214
[8 empty] | 0 | 0 | -214
[8 empty] | 0 | 0 | -214
[8 empty] | 0 | 0 | -214
[8 empty] | 0 | 0 | -214
[8 empty] | 0 | 0 | -214
[8 empty] | 0 | 0 | -214
[8 empty] | 0 | 0 | -214
[8 empty] | 0 | 0 | -214
[8 empty] | 0 | 0 | -214
[8 empty] | 0 | 0 | -214
[8 empty] | 0 | 0 | -214
[8 empty] | 0 | 0 | -214
[8 empty] | 0 | 0 | -214
[8 empty] | 0 | 0 | -214
[8 empty] | 0 | 0 | -214
[8 empty] | 0 | 0 | -214
[8 empty] | 0 | 0 | -214
[8 empty] | 0 | 0 | -214
[8 empty] | 0 | 0 | -214
[8 empty] | 0 | 0 | -214
[8 empty] | 0 | 0 | -214
[8 empty] | 0 | 0 | -214
[8 empty] | 0 | 0 | -214
[8 empty] | 0 | 0 | -214
[8 empty] | 0 | 0 | -214
[8 empty] | 0 | 0 | -214
[8 empty] | 0 | 0 | -214
[8 empty] | 0 | 0 | -214
[8 empty] | 0 | 0 | -214
[8 empty] | 0 | 0 | -214
[8 empty] | 0 | 0 | -214
[8 empty] | 0 | 0 | -214
[8 empty] | 0 | 0 | -214
[8 empty] | 0 | 0 | -214
[8 empty] | 0 | 0 | -214
[8 empty] | 0 | 0 | -214
[8 empty] | 0 | 0 | -214
[8 empty] | 0 | 0 | -214
[8 empty] | 0 | 0 | -214
[8 empty] | 0 | 0 | -214
[8 empty] | 0 | 0 | -214
[8 empty] | 0 | 0 | -214
[8 empty] | 0 | 0 | -214
[8 empty] | 0 | 0 | -214
[8 empty] | 0 | 0 | -214
[8 empty] | 0 | 0 | -214
[8 empty] | 0 | 0 | -214
[8 empty] | 0 | 0 | -214
[8 empty] | 0 | 0 | -214
[8 empty] | 0 | 0 | -214
[8 empty] | 0 | 0 | -214
[8 empty] | 0 | 0 | -214
[8 empty] | 0 | 0 | -214
[8 empty] | 0 | 0 | -214
[8 empty] | 0 | 0 | -214
[8 empty] | 0 | 0 | -214
[8 empty] | 0 | 0 | -214
[8 empty] | 0 | 0 | -214
[8 empty] | 0 | 0 | -214
[8 empty] | 0 | 0 | -214
[8 empty] | 0 | 0 | -214
[8 empty] | 0 | 0 | -214
[8 empty] | 0 | 0 | -214
[8 empty] | 0 | 0 | -214
[8 empty] | 0 | 0 | -214
[8 empty] | 0 | 0 | -214
[8 empty] | 0 | 0 | -214
[8 empty] | 0 | 0 | -214
[8 empty] | 0 | 0 | -214
[8 empty] | 0 | 0 | -214
[8 empty] | 0 | 0 | -214
[8 empty] | 0 | 0 | -214
[8 empty] | 0 | 0 | -214
[8 empty] | 0 | 0 | -214
[8 empty] | 0 | 0 | -214
[8 empty] | 0 | 0 | -214
[8 empty] | 0 | 0 | -214
[8 empty] | 0 | 0 | -214
[8 empty] | 0 | 0 | -214
[8 empty] | 0 | 0 | -214
[8 empty] | 0 | 0 | -214
[8 empty] | 0 | 0 | -214
[8 empty] | 0 | 0 | -214
[8 empty] | 0 | 0 | -214
[8 empty] | 0 | 0 | -214
[8 empty] | 0 | 0 | -214
[8 empty] | 0 | 0 | -214
[8 empty] | 0 | 0 | -214
[8 empty] | 0 | 0 | -214
[8 empty] | 0 | 0 | -214
[8 empty] | 0 | 0 | -214
[8 empty] | 0 | 0 | -214
[8 empty] | 0 | 0 | -214
[8 empty] | 0 | 0 | -214
[8 empty] | 0 | 0 | -214
[8 empty] | 0 | 0 | -214
[8 empty] | 0 | 0 | -214
[8 empty] | 0 | 0 | -214
[8 empty] | 0 | 0 | -214
[8 empty] | 0 | 0 | -214
[8 empty] | 0 | 0 | -214
[8 empty] | 0 | 0 | -214
[8 empty] | 0 | 0 | -214
[8 empty] | 0 | 0 | -214
[8 empty] | 0 | 0 | -214
[8 empty] | 0 | 0 | -214
[8 empty] | 0 | 0 | -214
[8 empty] | 0 | 0 | -214
[8 empty] | 0 | 0 | -214
[8 empty] | 0 | 0 | -214
[8 empty] | 0 | 0 | -214
[8 empty] | 0 | 0 | -214
[8 empty] | 0 | 0 | -214
[8 empty] | 0 | 0 | -214
[8 empty] | 0 | 0 | -214
[8 empty] | 0 | 0 | -214
[8 empty] | 0 | 0 | -214
[8 empty] | 0 | 0 | -214
[8 empty] | 0 | 0 | -214
[8 empty] | 0 | 0 | -214
[8 empty] | 0 | 0 | -214
[8 empty] | 0 | 0 | -214
[8 empty] | 0 | 0 | -214
[8 empty] | 0 | 0 | -214
[8 empty] | 0 | 0 | -214
[8 empty] | 0 | 0 | -214
[8 empty] | 0 | 0 | -214
[8 empty] | 0 | 0 | -214
[8 empty] | 0 | 0 | -214
[8 empty] | 0 | 0 | -214
[8 empty] | 0 | 0 | -214
[8 empty] | 0 | 0 | -214
[8 empty] | 0 | 0 | -214
[8 empty] | 0 | 0 | -214
[8 empty] | 0 | 0 | -214
[8 empty] | 0 | 0 | -214
[8 empty] | 0 | 0 | -214
[8 empty] | 0 | 0 | -214
[8 empty] | 0 | 0 | -214
[8 empty] | 0 | 0 | -214
[8 empty] | 0 | 0 | -214
[8 empty] | 0 | 0 | -214
[8 empty] | 0 | 0 | -214
[8 empty] | 0 | 0 | -214
[8 empty] | 0 | 0 | -214
[8 empty] | 0 | 0 | -214
[8 empty] | 0 | 0 | -214
[8 empty] | 0 | 0 | -214
[8 empty] | 0 | 0 | -214
[8 empty] | 0 | 0 | -214
[8 empty] | 0 | 0 | -214
[8 empty] | 0 | 0 | -214
[8 empty] | 0 | 0 | -214
[8 empty] | 0 | 0 | -214
[8 empty] | 0 | 0 | -214
[8 empty] | 0 | 0 | -214
[8 empty] | 0 | 0 | -214
[8 empty] | 0 | 0 | -214
[8 empty] | 0 | 0 | -214
[8 empty] | 0 | 0 | -214
[8 empty] | 0 | 0 | -214
[8 empty] | 0 | 0 | -214
[8 empty] | 0 | 0 | -214
[8 empty] | 0 | 0 | -214
[8 empty] | 0 | 0 | -214
[8 empty] | 0 | 0 | -214
[8 empty] | 0 | 0 | -214
[8 empty] | 0 | 0 | -214
[8 empty] | 0 | 0 | -214
[8 empty] | 0 | 0 | -214
[8 empty] | 0 | 0 | -214
[8 empty] | 0 | 0 | -214
[8 empty] | 0 | 0 | -214
[8 empty] | 0 | 0 | -214
[8 empty] | 0 | 0 | -214
[8 empty] | 0 | 0 | -214
[8 empty] | 0 | 0 | -214
[8 empty] | 0 | 0 | -214
[8 empty] | 0 | 0 | -214
[8 empty] | 0 | 0 | -214
[8 empty] | 0 | 0 | -214
[8 empty] | 0 | 0 | -214
[8 empty] | 0 | 0 | -214
[8 empty] | 0 | 0 | -214
[8 empty] | 0 | 0 | -214
[8 empty] | 0 | 0 | -214
[8 empty] | 0 | 0 | -214
[8 empty] | 0 | 0 | -214
[8 empty] | 0 | 0 | -214
[8 empty] | 0 | 0 | -214
[8 empty] | 0 | 0 | -214
[8 empty] | 0 | 0 | -214
[8 empty] | 0 | 0 | -214
[8 empty] | 0 | 0 | -214
[8 empty] | 0 | 0 | -214
[8 empty] | 0 | 0 | -214
[8 empty] | 0 | 0 | -214
[8 empty] | 0 | 0 | -214
[8 empty] | 0 | 0 | -214
[8 empty] | 0 | 0 | -214
[8 empty] | 0 | 0 | -214
[8 empty] | 0 | 0 | -214
[8 empty] | 0 | 0 | -214
[8 empty] | 0 | 0 | -214
[8 empty] | 0 | 0 | -214
[8 empty] | 0 | 0 | -214
[8 empty] | 0 | 0 | -214
[8 empty] | 0 | 0 | -214
[8 empty] | 0 | 0 | -214
[8 empty] | 0 | 0 | -214
[8 empty] | 0 | 0 | -214
[8 empty] | 0 | 0 | -214
[8 empty] | 0 | 0 | -214
[8 empty] | 0 | 0 | -214
[8 empty] | 0 | 0 | -214
[8 empty] | 0 | 0 | -214
[8 empty] | 0 | 0 | -214
[8 empty] | 0 | 0 | -214
[8 empty] | 0 | 0 | -214
[8 empty] | 0 | 0 | -214
[8 empty] | 0 | 0 | -214
[8 empty] | 0 | 0 | -214
[8 empty] | 0 | 0 | -214
[8 empty] | 0 | 0 | -214
[8 empty] | 0 | 0 | -214
[8 empty] | 0 | 0 | -214
[8 empty] | 0 | 0 | -214
[8 empty] | 0 | 0 | -214
[8 empty] | 0 | 0 | -214
[8 empty] | 0 | 0 | -214
[8 empty] | 0 | 0 | -214
[8 empty] | 0 | 0 | -214
[8 empty] | 0 | 0 | -214
[8 empty] | 0 | 0 | -214
[8 empty] | 0 | 0 | -214
[8 empty] | 0 | 0 | -214
[8 empty] | 0 | 0 | -214
[8 empty] | 0 | 0 | -214
[8 empty] | 0 | 0 | -214
[8 empty] | 0 | 0 | -214
[8 empty] | 0 | 0 | -214
[8 empty] | 0 | 0 | -214
[8 empty] | 0 | 0 | -214
[8 empty] | 0 | 0 | -214
[8 empty] | 0 | 0 | -214
[8 empty] | 0 | 0 | -214
[8 empty] | 0 | 0 | -214
[8 empty] | 0 | 0 | -214
[8 empty] | 0 | 0 | -214
[8 empty] | 0 | 0 | -214
[8 empty] | 0 | 0 | -214
[8 empty] | 0 | 0 | -214
[8 empty] | 0 | 0 | -214
[8 empty] | 0 | 0 | -214
[8 empty] | 0 | 0 | -214
[8 empty] | 0 | 0 | -214
[8 empty] | 0 | 0 | -214
[8 empty] | 0 | 0 | -214
[8 empty] | 0 | 0 | -214
[8 empty] | 0 | 0 | -214
[8 empty] | 0 | 0 | -214
[8 empty] | 0 | 0 | -214
[8 empty] | 0 | 0 | -214
[8 empty] | 0 | 0 | -214
[8 empty] | 0 | 0 | -214
[8 empty] | 0 | 0 | -214
[8 empty] | 0 | 0 | -214
[8 empty] | 0 | 0 | -214
[8 empty] | 0 | 0 | -214
[8 empty] | 0 | 0 | -214
[8 empty] | 0 | 0 | -214
[8 empty] | 0 | 0 | -214
[8 empty] | 0 | 0 | -214
[8 empty] | 0 | 0 | -214
[8 empty] | 0 | 0 | -214
[8 empty] | 0 | 0 | -214
[8 empty] | 0 | 0 | -214
[8 empty] | 0 | 0 | -214
[8 empty] | 0 | 0 | -214
[8 empty] | 0 | 0 | -214
[8 empty] | 0 | 0 | -214
[8 empty] | 0 | 0 | -214
[8 empty] | 0 | 0 | -214
[8 empty] | 0 | 0 | -214
[8 empty] | 0 | 0 | -214
[8 empty] | 0 | 0 | -214
[8 empty] | 0 | 0 | -214
[8 empty] | 0 | 0 | -214
[8 empty] | 0 | 0 | -214
[8 empty] | 0 | 0 | -214
[8 empty] | 0 | 0 | -214
[8 empty] | 0 | 0 | -214
[8 empty] | 0 | 0 | -214
[8 empty] | 0 | 0 | -214
[8 empty] | 0 | 0 | -214
[8 empty] | 0 | 0 | -214
[8 empty] | 0 | 0 | -214
[8 empty] | 0 | 0 | -214
[8 empty] | 0 | 0 | -214
[8 empty] | 0 | 0 | -214
[8 empty] | 0 | 0 | -214
[8 empty] | 0 | 0 | -214
[8 empty] | 0 | 0 | -214
[8 empty] | 0 | 0 | -214
[8 empty] | 0 | 0 | -214
[8 empty] | 0 | 0 | -214
[8 empty] | 0 | 0 | -214
[8 empty] | 0 | 0 | -214
[8 empty] | 0 | 0 | -214
[8 empty] | 0 | 0 | -214
[8 empty] | 0 | 0 | -214
[8 empty] | 0 | 0 | -214
[8 empty] | 0 | 0 | -214
[8 empty] | 0 | 0 | -214
[8 empty] | 0 | 0 | -214
[8 empty] | 0 | 0 | -214
[8 empty] | 0 | 0 | -214
[8 empty] | 0 | 0 | -214
[8 empty] | 0 | 0 | -214
[8 empty] | 0 | 0 | -214
[8 empty] | 0 | 0 | -214
[8 empty] | 0 | 0 | -214
[8 empty] | 0 | 0 | -214
[8 empty] | 0 | 0 | -214
[8 empty] | 0 | 0 | -214
[8 empty] | 0 | 0 | -214
[8 empty] | 0 | 0 | -214
[8 empty] | 0 | 0 | -214
[8 empty] | 0 | 0 | -214
[8 empty] | 0 | 0 | -214
[8 empty] | 0 | 0 | -214
[8 empty] | 0 | 0 | -214
[8 empty] | 0 | 0 | -214
[8 empty] | 0 | 0 | -214
[8 empty] | 0 | 0 | -214
[8 empty] | 0 | 0 | -214
[8 empty] | 0 | 0 | -214
[8 empty] | 0 | 0 | -214
[8 empty] | 0 | 0 | -214
[8 empty] | 0 | 0 | -214
[8 empty] | 0 | 0 | -214
[8 empty] | 0 | 0 | -214
[8 empty] | 0 | 0 | -214
[8 empty] | 0 | 0 | -214
[8 empty] | 0 | 0 | -214
[8 empty] | 0 | 0 | -214
[8 empty] | 0 | 0 | -214
[8 empty] | 0 | 0 | -214
[8 empty] | 0 | 0 | -214
[8 empty] | 0 | 0 | -214
[8 empty] | 0 | 0 | -214
[8 empty] | 0 | 0 | -214
[8 empty] | 0 | 0 | -214
[8 empty] | 0 | 0 | -214
[8 empty] | 0 | 0 | -214
[8 empty] | 0 | 0 | -214
[8 empty] | 0 | 0 | -214
[8 empty] | 0 | 0 | -214
[8 empty] | 0 | 0 | -214
[8 empty] | 0 | 0 | -214
[8 empty] | 0 | 0 | -214
[8 empty] | 0 | 0 | -214
[8 empty] | 0 | 0 | -214
[8 empty] | 0 | 0 | -214
[8 empty] | 0 | 0 | -214
[8 empty] | 0 | 0 | -214
[8 empty] | 0 | 0 | -214
[8 empty] | 0 | 0 | -214
[8 empty] | 0 | 0 | -214
[8 empty] | 0 | 0 | -214
[8 empty] | 0 | 0 | -214
[8 empty] | 0 | 0 | -214
[8 empty] | 0 | 0 | -214
[8 empty] | 0 | 0 | -214
[8 empty] | 0 | 0 | -214
[8 empty] | 0 | 0 | -214
[8 empty] | 0 | 0 | -214
[8 empty] | 0 | 0 | -214
[8 empty] | 0 | 0 | -214
[8 empty] | 0 | 0 | -214
[8 empty] | 0 | 0 | -214
[8 empty] | 0 | 0 | -214
[8 empty] | 0 | 0 | -214
[8 empty] | 0 | 0 | -214
[8 empty] | 0 | 0 | -214
[8 empty] | 0 | 0 | -214
[8 empty] | 0 | 0 | -214
[8 empty] | 0 | 0 | -214
[8 empty] | 0 | 0 | -214
[8 empty] | 0 | 0 | -214
[8 empty] | 0 | 0 | -214
[8 empty] | 0 | 0 | -214
[8 empty] | 0 | 0 | -214
[8 empty] | 0 | 0 | -214
[8 empty] | 0 | 0 | -214
[8 empty] | 0 | 0 | -214
[8 empty] | 0 | 0 | -214
[8 empty] | 0 | 0 | -214
[8 empty] | 0 | 0 | -214
[8 empty] | 0 | 0 | -214
[8 empty] | 0 | 0 | -214
[8 empty] | 0 | 0 | -214
[8 empty] | 0 | 0 | -214
[8 empty] | 0 | 0 | -214
[8 empty] | 0 | 0 | -214
[8 empty] | 0 | 0 | -214
[8 empty] | 0 | 0 | -214
[8 empty] | 0 | 0 | -214
[8 empty] | 0 | 0 | -214
[8 empty] | 0 | 0 | -214
[8 empty] | 0 | 0 | -214
[8 empty] | 0 | 0 | -214
[8 empty] | 0 | 0 | -214
[8 empty] | 0 | 0 | -214
[8 empty] | 0 | 0 | -214
[8 empty] | 0 | 0 | -214
[8 empty] | 0 | 0 | -214
[8 empty] | 0 | 0 | -214
[8 empty] | 0 | 0 | -214
[8 empty] | 0 | 0 | -214
[8 empty] | 0 | 0 | -214
[8 empty] | 0 | 0 | -214
[8 empty] | 0 | 0 | -214
[8 empty] | 0 | 0 | -214
[8 empty] | 0 | 0 | -214
[8 empty] | 0 | 0 | -214
[8 empty] | 0 | 0 | -214
[8 empty] | 0 | 0 | -214
[8 empty] | 0 | 0 | -214
[8 empty] | 0 | 0 | -214
[8 empty] | 0 | 0 | -214
[8 empty] | 0 | 0 | -214
[8 empty] | 0 | 0 | -214
[8 empty] | 0 | 0 | -214
[8 empty] | 0 | 0 | -214
[8 empty] | 0 | 0 | -214
[8 empty] | 0 | 0 | -214
[8 empty] | 0 | 0 | -214
[8 empty] | 0 | 0 | -214
[8 empty] | 0 | 0 | -214
[8 empty] | 0 | 0 | -214
[8 empty] | 0 | 0 | -214
[8 empty] | 0 | 0 | -214
[8 empty] | 0 | 0 | -214
[8 empty] | 0 | 0 | -214
[8 empty] | 0 | 0 | -214
[8 empty] | 0 | 0 | -214
[8 empty] | 0 | 0 | -214
[8 empty] | 0 | 0 | -214
[8 empty] | 0 | 0 | -214
[8 empty] | 0 | 0 | -214
[8 empty] | 0 | 0 | -214
[8 empty] | 0 | 0 | -214
[8 empty] | 0 | 0 | -214
[8 empty] | 0 | 0 | -214
[8 empty] | 0 | 0 | -214
[8 empty] | 0 | 0 | -214
[8 empty] | 0 | 0 | -214
[8 empty] | 0 | 0 | -214
[8 empty] | 0 | 0 | -214
[8 empty] | 0 | 0 | -214
[8 empty] | 0 | 0 | -214
[8 empty] | 0 | 0 | -214
[8 empty] | 0 | 0 | -214
[8 empty] | 0 | 0 | -214
[8 empty] | 0 | 0 | -214
[8 empty] | 0 | 0 | -214
[8 empty] | 0 | 0 | -214
[8 empty] | 0 | 0 | -214
[8 empty] | 0 | 0 | -214
[8 empty] | 0 | 0 | -214
[8 empty] | 0 | 0 | -214
[8 empty] | 0 | 0 | -214
[8 empty] | 0 | 0 | -214
[8 empty] | 0 | 0 | -214
[8 empty] | 0 | 0 | -214
[8 empty] | 0 | 0 | -214
[8 empty] | 0 | 0 | -214
[8 empty] | 0 | 0 | -214
[8 empty] | 0 | 0 | -214
[8 empty] | 0 | 0 | -214
[8 empty] | 0 | 0 | -214
[8 empty] | 0 | 0 | -214
[8 empty] | 0 | 0 | -214
[8 empty] | 0 | 0 | -214
[8 empty] | 0 | 0 | -214
[8 empty] | 0 | 0 | -214
[8 empty] | 0 | 0 | -214
[8 empty] | 0 | 0 | -214
[8 empty] | 0 | 0 | -214
[8 empty] | 0 | 0 | -214
[8 empty] | 0 | 0 | -214
[8 empty] | 0 | 0 | -214
[8 empty] | 0 | 0 | -214
[8 empty] | 0 | 0 | -214
[8 empty] | 0 | 0 | -214
[8 empty] | 0 | 0 | -214
[8 empty] | 0 | 0 | -214
[8 empty] | 0 | 0 | -214
[8 empty] | 0 | 0 | -214
[8 empty] | 0 | 0 | -214
[8 empty] | 0 | 0 | -214
[8 empty] | 0 | 0 | -214
[8 empty] | 0 | 0 | -214
[8 empty] | 0 | 0 | -214
[8 empty] | 0 | 0 | -214
[8 empty] | 0 | 0 | -214
[8 empty] | 0 | 0 | -214
[8 empty] | 0 | 0 | -214
[8 empty] | 0 | 0 | -214
[8 empty] | 0 | 0 | -214
[8 empty] | 0 | 0 | -214
[8 empty] | 0 | 0 | -214
[8 empty] | 0 | 0 | -214
[8 empty] | 0 | 0 | -214
[8 empty] | 0 | 0 | -214
[8 empty] | 0 | 0 | -214
[8 empty] | 0 | 0 | -214
[8 empty] | 0 | 0 | -214
[8 empty] | 0 | 0 | -214
[8 empty] | 0 | 0 | -214
[8 empty] | 0 | 0 | -214
[8 empty] | 0 | 0 | -214
[8 empty] | 0 | 0 | -214
[8 empty] | 0 | 0 | -214
[8 empty] | 0 | 0 | -214
[8 empty] | 0 | 0 | -214
[8 empty] | 0 | 0 | -214
[8 empty] | 0 | 0 | -214
[8 empty] | 0 | 0 | -214
[8 empty] | 0 | 0 | -214
[8 empty] | 0 | 0 | -214
[8 empty] | 0 | 0 | -214
[8 empty] | 0 | 0 | -214
[8 empty] | 0 | 0 | -214
[8 empty] | 0 | 0 | -214
[8 empty] | 0 | 0 | -214
[8 empty] | 0 | 0 | -214
[8 empty] | 0 | 0 | -214
[8 empty] | 0 | 0 | -214
[8 empty] | 0 | 0 | -214
[8 empty] | 0 | 0 | -214
[8 empty] | 0 | 0 | -214
[8 empty] | 0 | 0 | -214
[8 empty] | 0 | 0 | -214
[8 empty] | 0 | 0 | -214
[8 empty] | 0 | 0 | -214
[8 empty] | 0 | 0 | -214
[8 empty] | 0 | 0 | -214
[8 empty] | 0 | 0 | -214
[8 empty] | 0 | 0 | -214
[8 empty] | 0 | 0 | -214
[8 empty] | 0 | 0 | -214
[8 empty] | 0 | 0 | -214
[8 empty] | 0 | 0 | -214
[8 empty] | 0 | 0 | -214
[8 empty] | 0 | 0 | -214
[8 empty] | 0 | 0 | -214
[8 empty] | 0 | 0 | -214
[8 empty] | 0 | 0 | -214
[8 empty] | 0 | 0 | -214
[8 empty] | 0 | 0 | -214
[8 empty] | 0 | 0 | -214
[8 empty] | 0 | 0 | -214
[8 empty] | 0 | 0 | -214
[8 empty] | 0 | 0 | -214
[8 empty] | 0 | 0 | -214
[8 empty] | 0 | 0 | -214
[8 empty] | 0 | 0 | -214
[8 empty] | 0 | 0 | -214
[8 empty] | 0 | 0 | -214
[8 empty] | 0 | 0 | -214
[8 empty] | 0 | 0 | -214
[8 empty] | 0 | 0 | -214
[8 empty] | 0 | 0 | -214
[8 empty] | 0 | 0 | -214
[8 empty] | 0 | 0 | -214
[8 empty] | 0 | 0 | -214
[8 empty] | 0 | 0 | -214
[8 empty] | 0 | 0 | -214
[8 empty] | 0 | 0 | -214
[8 empty] | 0 | 0 | -214
[8 empty] | 0 | 0 | -214
[8 empty] | 0 | 0 | -214
[8 empty] | 0 | 0 | -214
[8 empty] | 0 | 0 | -214
[8 empty] | 0 | 0 | -214
[8 empty] | 0 | 0 | -214
[8 empty] | 0 | 0 | -214
[8 empty] | 0 | 0 | -214
[8 empty] | 0 | 0 | -214
[8 empty] | 0 | 0 | -214
[8 empty] | 0 | 0 | -214
[8 empty] | 0 | 0 | -214
[8 empty] | 0 | 0 | -214
[8 empty] | 0 | 0 | -214
[8 empty] | 0 | 0 | -214
[8 empty] | 0 | 0 | -214
[8 empty] | 0 | 0 | -214
[8 empty] | 0 | 0 | -214
[8 empty] | 0 | 0 | -214
[8 empty] | 0 | 0 | -214
[8 empty] | 0 | 0 | -214
[8 empty] | 0 | 0 | -214
[8 empty] | 0 | 0 | -214
[8 empty] | 0 | 0 | -214
[8 empty] | 0 | 0 | -214
[8 empty] | 0 | 0 | -214
[8 empty] | 0 | 0 | -214
[8 empty] | 0 | 0 | -214
[8 empty] | 0 | 0 | -214
[8 empty] | 0 | 0 | -214
[8 empty] | 0 | 0 | -214
[8 empty] | 0 | 0 | -214
[8 empty] | 0 | 0 | -214
[8 empty] | 0 | 0 | -214
[8 empty] | 0 | 0 | -214
[8 empty] | 0 | 0 | -214
[8 empty] | 0 | 0 | -214
[8 empty] | 0 | 0 | -214
[8 empty] | 0 | 0 | -214
[8 empty] | 0 | 0 | -214
[8 empty] | 0 | 0 | -214
[8 empty] | 0 | 0 | -214
[8 empty] | 0 | 0 | -214
[8 empty] | 0 | 0 | -214
[8 empty] | 0 | 0 | -214
[8 empty] | 0 | 0 | -214
[8 empty] | 0 | 0 | -214
[8 empty] | 0 | 0 | -214
[8 empty] | 0 | 0 | -214
[8 empty] | 0 | 0 | -214
[8 empty] | 0 | 0 | -214
[8 empty] | 0 | 0 | -214
[8 empty] | 0 | 0 | -214
[8 empty] | 0 | 0 | -214
[8 empty] | 0 | 0 | -214
[8 empty] | 0 | 0 | -214
[8 empty] | 0 | 0 | -214
[8 empty] | 0 | 0 | -214
[8 empty] | 0 | 0 | -214
[8 empty] | 0 | 0 | -214
[8 empty] | 0 | 0 | -214
[8 empty] | 0 | 0 | -214
[8 empty] | 0 | 0 | -214
[8 empty] | 0 | 0 | -214
[8 empty] | 0 | 0 | -214
[8 empty] | 0 | 0 | -214
[8 empty] | 0 | 0 | -214
[8 empty] | 0 | 0 | -214
[8 empty] | 0 | 0 | -214
[8 empty] | 0 | 0 | -214
[8 empty] | 0 | 0 | -214
[8 empty] | 0 | 0 | -214
[8 empty] | 0 | 0 | -214
[8 empty] | 0 | 0 | -214
[8 empty] | 0 | 0 | -214
[8 empty] | 0 | 0 | -214
[8 empty] | 0 | 0 | -214
[8 empty] | 0 | 0 | -214
[8 empty] | 0 | 0 | -214
[8 empty] | 0 | 0 | -214
[8 empty] | 0 | 0 | -214
[8 empty] | 0 | 0 | -214
[8 empty] | 0 | 0 | -214
[8 empty] | 0 | 0 | -214
[8 empty] | 0 | 0 | -214
[8 empty] | 0 | 0 | -214
[8 empty] | 0 | 0 | -214
[8 empty] | 0 | 0 | -214
[8 empty] | 0 | 0 | -214
[8 empty] | 0 | 0 | -214
[8 empty] | 0 | 0 | -214
[8 empty] | 0 | 0 | -214
[8 empty] | 0 | 0 | -214
[8 empty] | 0 | 0 | -214
[8 empty] | 0 | 0 | -214
[8 empty] | 0 | 0 | -214
[8 empty] | 0 | 0 | -214
[8 empty] | 0 | 0 | -214
[8 empty] | 0 | 0 | -214
[8 empty] | 0 | 0 | -214
[8 empty] | 0 | 0 | -214
[8 empty] | 0 | 0 | -214
[8 empty] | 0 | 0 | -214
[8 empty] | 0 | 0 | -214
[8 empty] | 0 | 0 | -214
[8 empty] | 0 | 0 | -214
[8 empty] | 0 | 0 | -214
[8 empty] | 0 | 0 | -214
[8 empty] | 0 | 0 | -214
[8 empty] | 0 | 0 | -214
[8 empty] | 0 | 0 | -214
[8 empty] | 0 | 0 | -214
[8 empty] | 0 | 0 | -214
[8 empty] | 0 | 0 | -214
[8 empty] | 0 | 0 | -214
[8 empty] | 0 | 0 | -214
[8 empty] | 0 | 0 | -214
[8 empty] | 0 | 0 | -214
[8 empty] | 0 | 0 | -214
[8 empty] | 0 | 0 | -214
[8 empty] | 0 | 0 | -214
[8 empty] | 0 | 0 | -214
[8 empty] | 0 | 0 | -214
[8 empty] | 0 | 0 | -214
[8 empty] | 0 | 0 | -214
[8 empty] | 0 | 0 | -214
[8 empty] | 0 | 0 | -214
[8 empty] | 0 | 0 | -214
[8 empty] | 0 | 0 | -214
[8 empty] | 0 | 0 | -214
[8 empty] | 0 | 0 | -214
[8 empty] | 0 | 0 | -214
[8 empty] | 0 | 0 | -214
[8 empty] | 0 | 0 | -214
[8 empty] | 0 | 0 | -214
[8 empty] | 0 | 0 | -214
[8 empty] | 0 | 0 | -214
[8 empty] | 0 | 0 | -214
[8 empty] | 0 | 0 | -214
[8 empty] | 0 | 0 | -214
[8 empty] | 0 | 0 | -214
[8 empty] | 0 | 0 | -214
[8 empty] | 0 | 0 | -214
[8 empty] | 0 | 0 | -214
[8 empty] | 0 | 0 | -214
[8 empty] | 0 | 0 | -214
[8 empty] | 0 | 0 | -214
[8 empty] | 0 | 0 | -214
[8 empty] | 0 | 0 | -214
[8 empty] | 0 | 0 | -214
[8 empty] | 0 | 0 | -214
[8 empty] | 0 | 0 | -214
[8 empty] | 0 | 0 | -214
[8 empty] | 0 | 0 | -214
[8 empty] | 0 | 0 | -214
[8 empty] | 0 | 0 | -214
[8 empty] | 0 | 0 | -214
[8 empty] | 0 | 0 | -214
[8 empty] | 0 | 0 | -214
[8 empty] | 0 | 0 | -214
[8 empty] | 0 | 0 | -214
[8 empty] | 0 | 0 | -214
[8 empty] | 0 | 0 | -214
[8 empty] | 0 | 0 | -214
[8 empty] | 0 | 0 | -214
[8 empty] | 0 | 0 | -214
[8 empty] | 0 | 0 | -214
[8 empty] | 0 | 0 | -214
[8 empty] | 0 | 0 | -214
[8 empty] | 0 | 0 | -214
[8 empty] | 0 | 0 | -214
[8 empty] | 0 | 0 | -214
[8 empty] | 0 | 0 | -214
[8 empty] | 0 | 0 | -214
[8 empty] | 0 | 0 | -214
[8 empty] | 0 | 0 | -214
[8 empty] | 0 | 0 | -214
[8 empty] | 0 | 0 | -214
[8 empty] | 0 | 0 | -214
[8 empty] | 0 | 0 | -214
[8 empty] | 0 | 0 | -214
[8 empty] | 0 | 0 | -214
[8 empty] | 0 | 0 | -214
[8 empty] | 0 | 0 | -214
[8 empty] | 0 | 0 | -214
[8 empty] | 0 | 0 | -214
[8 empty] | 0 | 0 | -214
[8 empty] | 0 | 0 | -214
[8 empty] | 0 | 0 | -214
[8 empty] | 0 | 0 | -214
[8 empty] | 0 | 0 | -214
[8 empty] | 0 | 0 | -214
[8 empty] | 0 | 0 | -214
[8 empty] | 0 | 0 | -214
[8 empty] | 0 | 0 | -214
[8 empty] | 0 | 0 | -214
[8 empty] | 0 | 0 | -214
[8 empty] | 0 | 0 | -214
[8 empty] | 0 | 0 | -214
[8 empty] | 0 | 0 | -214
[8 empty] | 0 | 0 | -214
[8 empty] | 0 | 0 | -214
[8 empty] | 0 | 0 | -214
[8 empty] | 0 | 0 | -214
[8 empty] | 0 | 0 | -214
[8 empty] | 0 | 0 | -214
[8 empty] | 0 | 0 | -214
[8 empty] | 0 | 0 | -214
[8 empty] | 0 | 0 | -214
[8 empty] | 0 | 0 | -214
[8 empty] | 0 | 0 | -214
[8 empty] | 0 | 0 | -214
[8 empty] | 0 | 0 | -214
[8 empty] | 0 | 0 | -214
[8 empty] | 0 | 0 | -214
[8 empty] | 0 | 0 | -214
[8 empty] | 0 | 0 | -214
[8 empty] | 0 | 0 | -214
[8 empty] | 0 | 0 | -214
[8 empty] | 0 | 0 | -214
[8 empty] | 0 | 0 | -214
[8 empty] | 0 | 0 | -214
[8 empty] | 0 | 0 | -214
[8 empty] | 0 | 0 | -214
[8 empty] | 0 | 0 | -214
[8 empty] | 0 | 0 | -214
[8 empty] | 0 | 0 | -214
[8 empty] | 0 | 0 | -214
[8 empty] | 0 | 0 | -214
[8 empty] | 0 | 0 | -214
[8 empty] | 0 | 0 | -214
[8 empty] | 0 | 0 | -214
[8 empty] | 0 | 0 | -214
[8 empty] | 0 | 0 | -214
[8 empty] | 0 | 0 | -214
[8 empty] | 0 | 0 | -214
[8 empty] | 0 | 0 | -214
[8 empty] | 0 | 0 | -214
[8 empty] | 0 | 0 | -214
[8 empty] | 0 | 0 | -214
[8 empty] | 0 | 0 | -214
[8 empty] | 0 | 0 | -214
[8 empty] | 0 | 0 | -214
[8 empty] | 0 | 0 | -214
[8 empty] | 0 | 0 | -214
[8 empty] | 0 | 0 | -214
[8 empty] | 0 | 0 | -214
[8 empty] | 0 | 0 | -214
[8 empty] | 0 | 0 | -214
[8 empty] | 0 | 0 | -214
[8 empty] | 0 | 0 | -214
[8 empty] | 0 | 0 | -214
[8 empty] | 0 | 0 | -214
[8 empty] | 0 | 0 | -214
[8 empty] | 0 | 0 | -214
[8 empty] | 0 | 0 | -214
[8 empty] | 0 | 0 | -214
[8 empty] | 0 | 0 | -214
[8 empty] | 0 | 0 | -214
[8 empty] | 0 | 0 | -214
[8 empty] | 0 | 0 | -214
[8 empty] | 0 | 0 | -214
[8 empty] | 0 | 0 | -214
[8 empty] | 0 | 0 | -214
[8 empty] | 0 | 0 | -214
[8 empty] | 0 | 0 | -214
[8 empty] | 0 | 0 | -214
[8 empty] | 0 | 0 | -214
[8 empty] | 0 | 0 | -214
[8 empty] | 0 | 0 | -214
[8 empty] | 0 | 0 | -214
[8 empty] | 0 | 0 | -214
[8 empty] | 0 | 0 | -214
[8 empty] | 0 | 0 | -214
[8 empty] | 0 | 0 | -214
[8 empty] | 0 | 0 | -214
[8 empty] | 0 | 0 | -214
[8 empty] | 0 | 0 | -214
[8 empty] | 0 | 0 | -214
[8 empty] | 0 | 0 | -214
[8 empty] | 0 | 0 | -214
[8 empty] | 0 | 0 | -214
[8 empty] | 0 | 0 | -214
[8 empty] | 0 | 0 | -214
[8 empty] | 0 | 0 | -214
[8 empty] | 0 | 0 | -214
[8 empty] | 0 | 0 | -214
[8 empty] | 0 | 0 | -214
[8 empty] | 0 | 0 | -214
[8 empty] | 0 | 0 | -214
[8 empty] | 0 | 0 | -214
[8 empty] | 0 | 0 | -214
[8 empty] | 0 | 0 | -214
[8 empty] | 0 | 0 | -214
[8 empty] | 0 | 0 | -214
[8 empty] | 0 | 0 | -214
[8 empty] | 0 | 0 | -214
[8 empty] | 0 | 0 | -214
[8 empty] | 0 | 0 | -214
[8 empty] | 0 | 0 | -214
[8 empty] | 0 | 0 | -214
[8 empty] | 0 | 0 | -214
[8 empty] | 0 | 0 | -214
[8 empty] | 0 | 0 | -214
[8 empty] | 0 | 0 | -214
[8 empty] | 0 | 0 | -214
[8 empty] | 0 | 0 | -214
[8 empty] | 0 | 0 | -214
[8 empty] | 0 | 0 | -214
[8 empty] | 0 | 0 | -214
[8 empty] | 0 | 0 | -214
[8 empty] | 0 | 0 | -214
[8 empty] | 0 | 0 | -214
[8 empty] | 0 | 0 | -214
[8 empty] | 0 | 0 | -214
[8 empty] | 0 | 0 | -214
[8 empty] | 0 | 0 | -214
[8 empty] | 0 | 0 | -214
[8 empty] | 0 | 0 | -214
[8 empty] | 0 | 0 | -214
[8 empty] | 0 | 0 | -214
[8 empty] | 0 | 0 | -214
[8 empty] | 0 | 0 | -214
[8 empty] | 0 | 0 | -214
[8 empty] | 0 | 0 | -214
[8 empty] | 0 | 0 | -214
[8 empty] | 0 | 0 | -214
[8 empty] | 0 | 0 | -214
[8 empty] | 0 | 0 | -214
[8 empty] | 0 | 0 | -214
[8 empty] | 0 | 0 | -214
[8 empty] | 0 | 0 | -214
[8 empty] | 0 | 0 | -214
[8 empty] | 0 | 0 | -214
[8 empty] | 0 | 0 | -214
[8 empty] | 0 | 0 | -214
[8 empty] | 0 | 0 | -214
[8 empty] | 0 | 0 | -214
[8 empty] | 0 | 0 | -214
[8 empty] | 0 | 0 | -214
[8 empty] | 0 | 0 | -214
[8 empty] | 0 | 0 | -214
[8 empty] | 0 | 0 | -214
[8 empty] | 0 | 0 | -214
[8 empty] | 0 | 0 | -214
[8 empty] | 0 | 0 | -214
[8 empty] | 0 | 0 | -214
[8 empty] | 0 | 0 | -214
[8 empty] | 0 | 0 | -214
[8 empty] | 0 | 0 | -214
[8 empty] | 0 | 0 | -214
[8 empty] | 0 | 0 | -214
[8 empty] | 0 | 0 | -214
[8 empty] | 0 | 0 | -214
[8 empty] | 0 | 0 | -214
[8 empty] | 0 | 0 | -214
[8 empty] | 0 | 0 | -214
[8 empty] | 0 | 0 | -214
[8 empty] | 0 | 0 | -214
[8 empty] | 0 | 0 | -214
[8 empty] | 0 | 0 | -214
[8 empty] | 0 | 0 | -214
[8 empty] | 0 | 0 | -214
[8 empty] | 0 | 0 | -214
[8 empty] | 0 | 0 | -214
[8 empty] | 0 | 0 | -214
[8 empty] | 0 | 0 | -214
[8 empty] | 0 | 0 | -214
[8 empty] | 0 | 0 | -214
[8 empty] | 0 | 0 | -214
[8 empty] | 0 | 0 | -214
[8 empty] | 0 | 0 | -214
[8 empty] | 0 | 0 | -214
[8 empty] | 0 | 0 | -214
[8 empty] | 0 | 0 | -214
[8 empty] | 0 | 0 | -214
[8 empty] | 0 | 0 | -214
[8 empty] | 0 | 0 | -214
[8 empty] | 0 | 0 | -214
[8 empty] | 0 | 0 | -214
[8 empty] | 0 | 0 | -214
[8 empty] | 0 | 0 | -214
[8 empty] | 0 | 0 | -214
[8 empty] | 0 | 0 | -214
[8 empty] | 0 | 0 | -214
[8 empty] | 0 | 0 | -214
[8 empty] | 0 | 0 | -214
[8 empty] | 0 | 0 | -214
[8 empty] | 0 | 0 | -214
[8 empty] | 0 | 0 | -214
[8 empty] | 0 | 0 | -214
[8 empty] | 0 | 0 | -214
[8 empty] | 0 | 0 | -214
[8 empty] | 0 | 0 | -214
[8 empty] | 0 | 0 | -214
[8 empty] | 0 | 0 | -214
[8 empty] | 0 | 0 | -214
[8 empty] | 0 | 0 | -214
[8 empty] | 0 | 0 | -214
[8 empty] | 0 | 0 | -214
[8 empty] | 0 | 0 | -214
[8 empty] | 0 | 0 | -214
[8 empty] | 0 | 0 | -214
[8 empty] | 0 | 0 | -214
[8 empty] | 0 | 0 | -214
[8 empty] | 0 | 0 | -214
[8 empty] | 0 | 0 | -214
[8 empty] | 0 | 0 | -214
[8 empty] | 0 | 0 | -214
[8 empty] | 0 | 0 | -214
[8 empty] | 0 | 0 | -214
[8 empty] | 0 | 0 | -214
[8 empty] | 0 | 0 | -214
[8 empty] | 0 | 0 | -214
[8 empty] | 0 | 0 | -214
[8 empty] | 0 | 0 | -214
[8 empty] | 0 | 0 | -214
[8 empty] | 0 | 0 | -214
[8 empty] | 0 | 0 | -214
[8 empty] | 0 | 0 | -214
[8 empty] | 0 | 0 | -214
[8 empty] | 0 | 0 | -214
[8 empty] | 0 | 0 | -214
[8 empty] | 0 | 0 | -214
[8 empty] | 0 | 0 | -214
[8 empty] | 0 | 0 | -214
[8 empty] | 0 | 0 | -214
[8 empty] | 0 | 0 | -214
[8 empty] | 0 | 0 | -214
[8 empty] | 0 | 0 | -214
[8 empty] | 0 | 0 | -214
[8 empty] | 0 | 0 | -214
[8 empty] | 0 | 0 | -214
[8 empty] | 0 | 0 | -214
[8 empty] | 0 | 0 | -214
[8 empty] | 0 | 0 | -214
[8 empty] | 0 | 0 | -214
[8 empty] | 0 | 0 | -214
[8 empty] | 0 | 0 | -214
[8 empty] | 0 | 0 | -214
[8 empty] | 0 | 0 | -214
[8 empty] | 0 | 0 | -214
[8 empty] | 0 | 0 | -214
[8 empty] | 0 | 0 | -214
[8 empty] | 0 | 0 | -214
[8 empty] | 0 | 0 | -214
[8 empty] | 0 | 0 | -214
[8 empty] | 0 | 0 | -214
[8 empty] | 0 | 0 | -214
[8 empty] | 0 | 0 | -214
[8 empty] | 0 | 0 | -214
[8 empty] | 0 | 0 | -214
[8 empty] | 0 | 0 | -214
[8 empty] | 0 | 0 | -214
[8 empty] | 0 | 0 | -214
[8 empty] | 0 | 0 | -214
[8 empty] | 0 | 0 | -214
[8 empty] | 0 | 0 | -214
[8 empty] | 0 | 0 | -214
[8 empty] | 0 | 0 | -214
[8 empty] | 0 | 0 | -214
[8 empty] | 0 | 0 | -214
[8 empty] | 0 | 0 | -214
[8 empty] | 0 | 0 | -214
[8 empty] | 0 | 0 | -214
[8 empty] | 0 | 0 | -214
[8 empty] | 0 | 0 | -214
[8 empty] | 0 | 0 | -214
[8 empty] | 0 | 0 | -214
[8 empty] | 0 | 0 | -214
[8 empty] | 0 | 0 | -214
[8 empty] | 0 | 0 | -214
[8 empty] | 0 | 0 | -214
[8 empty] | 0 | 0 | -214
[8 empty] | 0 | 0 | -214
[8 empty] | 0 | 0 | -214
[8 empty] | 0 | 0 | -214
[8 empty] | 0 | 0 | -214
[8 empty] | 0 | 0 | -214
[8 empty] | 0 | 0 | -214
[8 empty] | 0 | 0 | -214
[8 empty] | 0 | 0 | -214
[8 empty] | 0 | 0 | -214
[8 empty] | 0 | 0 | -214
[8 empty] | 0 | 0 | -214
[8 empty] | 0 | 0 | -214
[8 empty] | 0 | 0 | -214
[8 empty] | 0 | 0 | -214
[8 empty] | 0 | 0 | -214
[8 empty] | 0 | 0 | -214
[8 empty] | 0 | 0 | -214
[8 empty] | 0 | 0 | -214
[8 empty] | 0 | 0 | -214
[8 empty] | 0 | 0 | -214
[8 empty] | 0 | 0 | -214
[8 empty] | 0 | 0 | -214
[8 empty] | 0 | 0 | -214
[8 empty] | 0 | 0 | -214
[8 empty] | 0 | 0 | -214
[8 empty] | 0 | 0 | -214
[8 empty] | 0 | 0 | -214
[8 empty] | 0 | 0 | -214
[8 empty] | 0 | 0 | -214
[8 empty] | 0 | 0 | -214
[8 empty] | 0 | 0 | -214
[8 empty] | 0 | 0 | -214
[8 empty] | 0 | 0 | -214
[8 empty] | 0 | 0 | -214
[8 empty] | 0 | 0 | -214
[8 empty] | 0 | 0 | -214
[8 empty] | 0 | 0 | -214
[8 empty] | 0 | 0 | -214
[8 empty] | 0 | 0 | -214
[8 empty] | 0 | 0 | -214
[8 empty] | 0 | 0 | -214
[8 empty] | 0 | 0 | -214
[8 empty] | 0 | 0 | -214
[8 empty] | 0 | 0 | -214
[8 empty] | 0 | 0 | -214
[8 empty] | 0 | 0 | -214
[8 empty] | 0 | 0 | -214
[8 empty] | 0 | 0 | -214
[8 empty] | 0 | 0 | -214
[8 empty] | 0 | 0 | -214
[8 empty] | 0 | 0 | -214
[8 empty] | 0 | 0 | -214
[8 empty] | 0 | 0 | -214
[8 empty] | 0 | 0 | -214
[8 empty] | 0 | 0 | -214
[8 empty] | 0 | 0 | -214
[8 empty] | 0 | 0 | -214
[8 empty] | 0 | 0 | -214
[8 empty] | 0 | 0 | -214
[8 empty] | 0 | 0 | -214
[8 empty] | 0 | 0 | -214
[8 empty] | 0 | 0 | -214
[8 empty] | 0 | 0 | -214
[8 empty] | 0 | 0 | -214
[8 empty] | 0 | 0 | -214
[8 empty] | 0 | 0 | -214
[8 empty] | 0 | 0 | -214
[8 empty] | 0 | 0 | -214
[8 empty] | 0 | 0 | -214
[8 empty] | 0 | 0 | -214
[8 empty] | 0 | 0 | -214
[8 empty] | 0 | 0 | -214
[8 empty] | 0 | 0 | -214
[8 empty] | 0 | 0 | -214
[8 empty] | 0 | 0 | -214
[8 empty] | 0 | 0 | -214
[8 empty] | 0 | 0 | -214
[8 empty] | 0 | 0 | -214
[8 empty] | 0 | 0 | -214
[8 empty] | 0 | 0 | -214
[8 empty] | 0 | 0 | -214
[8 empty] | 0 | 0 | -214
[8 empty] | 0 | 0 | -214
[8 empty] | 0 | 0 | -214
[8 empty] | 0 | 0 | -214
[8 empty] | 0 | 0 | -214
[8 empty] | 0 | 0 | -214
[8 empty] | 0 | 0 | -214
[8 empty] | 0 | 0 | -214
[8 empty] | 0 | 0 | -214
[8 empty] | 0 | 0 | -214
[8 empty] | 0 | 0 | -214
[8 empty] | 0 | 0 | -214
[8 empty] | 0 | 0 | -214
[8 empty] | 0 | 0 | -214
[8 empty] | 0 | 0 | -214
[8 empty] | 0 | 0 | -214
[8 empty] | 0 | 0 | -214
[8 empty] | 0 | 0 | -214
[8 empty] | 0 | 0 | -214
[8 empty] | 0 | 0 | -214
[8 empty] | 0 | 0 | -214
[8 empty] | 0 | 0 | -214
[8 empty] | 0 | 0 | -214
[8 empty] | 0 | 0 | -214
[8 empty] | 0 | 0 | -214
[8 empty] | 0 | 0 | -214
[8 empty] | 0 | 0 | -214
[8 empty] | 0 | 0 | -214
[8 empty] | 0 | 0 | -214
[8 empty] | 0 | 0 | -214
[8 empty] | 0 | 0 | -214
[8 empty] | 0 | 0 | -214
[8 empty] | 0 | 0 | -214
[8 empty] | 0 | 0 | -214
[8 empty] | 0 | 0 | -214
[8 empty] | 0 | 0 | -214
[8 empty] | 0 | 0 | -214
[8 empty] | 0 | 0 | -214
[8 empty] | 0 | 0 | -214
[8 empty] | 0 | 0 | -214
[8 empty] | 0 | 0 | -214
[8 empty] | 0 | 0 | -214
[8 empty] | 0 | 0 | -214
[8 empty] | 0 | 0 | -214
[8 empty] | 0 | 0 | -214
[8 empty] | 0 | 0 | -214
[8 empty] | 0 | 0 | -214
[8 empty] | 0 | 0 | -214
[8 empty] | 0 | 0 | -214
[8 empty] | 0 | 0 | -214
[8 empty] | 0 | 0 | -214
[8 empty] | 0 | 0 | -214
[8 empty] | 0 | 0 | -214
[8 empty] | 0 | 0 | -214
[8 empty] | 0 | 0 | -214
[8 empty] | 0 | 0 | -214
[8 empty] | 0 | 0 | -214
[8 empty] | 0 | 0 | -214
[8 empty] | 0 | 0 | -214
[8 empty] | 0 | 0 | -214
[8 empty] | 0 | 0 | -214
[8 empty] | 0 | 0 | -214
[8 empty] | 0 | 0 | -214
[8 empty] | 0 | 0 | -214
[8 empty] | 0 | 0 | -214
[8 empty] | 0 | 0 | -214
[8 empty] | 0 | 0 | -214
[8 empty] | 0 | 0 | -214
[8 empty] | 0 | 0 | -214
[8 empty] | 0 | 0 | -214
[8 empty] | 0 | 0 | -214
[8 empty] | 0 | 0 | -214
[8 empty] | 0 | 0 | -214
[8 empty] | 0 | 0 | -214
[8 empty] | 0 | 0 | -214
[8 empty] | 0 | 0 | -214
[8 empty] | 0 | 0 | -214
[8 empty] | 0 | 0 | -214
[8 empty] | 0 | 0 | -214
[8 empty] | 0 | 0 | -214
[8 empty] | 0 | 0 | -214
[8 empty] | 0 | 0 | -214
[8 empty] | 0 | 0 | -214
[8 empty] | 0 | 0 | -214
[8 empty] | 0 | 0 | -214
[8 empty] | 0 | 0 | -214
[8 empty] | 0 | 0 | -214
[8 empty] | 0 | 0 | -214
[8 empty] | 0 | 0 | -214
[8 empty] | 0 | 0 | -214
[8 empty] | 0 | 0 | -214
[8 empty] | 0 | 0 | -214
[8 empty] | 0 | 0 | -214
[8 empty] | 0 | 0 | -214
[8 empty] | 0 | 0 | -214
[8 empty] | 0 | 0 | -214
[8 empty] | 0 | 0 | -214
[8 empty] | 0 | 0 | -214
[8 empty] | 0 | 0 | -214
[8 empty] | 0 | 0 | -214
[8 empty] | 0 | 0 | -214
[8 empty] | 0 | 0 | -214
[8 empty] | 0 | 0 | -214
[8 empty] | 0 | 0 | -214
[8 empty] | 0 | 0 | -214
[8 empty] | 0 | 0 | -214
[8 empty] | 0 | 0 | -214
[8 empty] | 0 | 0 | -214
[8 empty] | 0 | 0 | -214
[8 empty] | 0 | 0 | -214
[8 empty] | 0 | 0 | -214
[8 empty] | 0 | 0 | -214
[8 empty] | 0 | 0 | -214
[8 empty] | 0 | 0 | -214
[8 empty] | 0 | 0 | -214
[8 empty] | 0 | 0 | -214
[8 empty] | 0 | 0 | -214
[8 empty] | 0 | 0 | -214
[8 empty] | 0 | 0 | -214
[8 empty] | 0 | 0 | -214
[8 empty] | 0 | 0 | -214
[8 empty] | 0 | 0 | -214
[8 empty] | 0 | 0 | -214
[8 empty] | 0 | 0 | -214
[8 empty] | 0 | 0 | -214
[8 empty] | 0 | 0 | -214
[8 empty] | 0 | 0 | -214
[8 empty] | 0 | 0 | -214
[8 empty] | 0 | 0 | -214
[8 empty] | 0 | 0 | -214
[8 empty] | 0 | 0 | -214
[8 empty] | 0 | 0 | -214
[8 empty] | 0 | 0 | -214
[8 empty] | 0 | 0 | -214
[8 empty] | 0 | 0 | -214
[8 empty] | 0 | 0 | -214
[8 empty] | 0 | 0 | -214
[8 empty] | 0 | 0 | -214
[8 empty] | 0 | 0 | -214
[8 empty] | 0 | 0 | -214
[8 empty] | 0 | 0 | -214
[8 empty] | 0 | 0 | -214
[8 empty] | 0 | 0 | -214
[8 empty] | 0 | 0 | -214
[8 empty] | 0 | 0 | -214
[8 empty] | 0 | 0 | -214
[8 empty] | 0 | 0 | -214
[8 empty] | 0 | 0 | -214
[8 empty] | 0 | 0 | -214
[8 empty] | 0 | 0 | -214
[8 empty] | 0 | 0 | -214
[8 empty] | 0 | 0 | -214
[8 empty] | 0 | 0 | -214
[8 empty] | 0 | 0 | -214
[8 empty] | 0 | 0 | -214
[8 empty] | 0 | 0 | -214
[8 empty] | 0 | 0 | -214
[8 empty] | 0 | 0 | -214
[8 empty] | 0 | 0 | -214
[8 empty] | 0 | 0 | -214
[8 empty] | 0 | 0 | -214
[8 empty] | 0 | 0 | -214
[8 empty] | 0 | 0 | -214
[8 empty] | 0 | 0 | -214
[8 empty] | 0 | 0 | -214
[8 empty] | 0 | 0 | -214
[8 empty] | 0 | 0 | -214
[8 empty] | 0 | 0 | -214
[8 empty] | 0 | 0 | -214
[8 empty] | 0 | 0 | -214
[8 empty] | 0 | 0 | -214
[8 empty] | 0 | 0 | -214
[8 empty] | 0 | 0 | -214
[8 empty] | 0 | 0 | -214
[8 empty] | 0 | 0 | -214
[8 empty] | 0 | 0 | -214
[8 empty] | 0 | 0 | -214
[8 empty] | 0 | 0 | -214
[8 empty] | 0 | 0 | -214
[8 empty] | 0 | 0 | -214
[8 empty] | 0 | 0 | -214
[8 empty] | 0 | 0 | -214
[8 empty] | 0 | 0 | -214
[8 empty] | 0 | 0 | -214
[8 empty] | 0 | 0 | -214
[8 empty] | 0 | 0 | -214
[8 empty] | 0 | 0 | -214
[8 empty] | 0 | 0 | -214
[8 empty] | 0 | 0 | -214
[8 empty] | 0 | 0 | -214
[8 empty] | 0 | 0 | -214
[8 empty] | 0 | 0 | -214
[8 empty] | 0 | 0 | -214
[8 empty] | 0 | 0 | -214
[8 empty] | 0 | 0 | -214
[8 empty] | 0 | 0 | -214
[8 empty] | 0 | 0 | -214
[8 empty] | 0 | 0 | -214
[8 empty] | 0 | 0 | -214
[8 empty] | 0 | 0 | -214
[8 empty] | 0 | 0 | -214
[8 empty] | 0 | 0 | -214
[8 empty] | 0 | 0 | -214
[8 empty] | 0 | 0 | -214
[8 empty] | 0 | 0 | -214
[8 empty] | 0 | 0 | -214
[8 empty] | 0 | 0 | -214
[8 empty] | 0 | 0 | -214
[8 empty] | 0 | 0 | -214
[8 empty] | 0 | 0 | -214
[8 empty] | 0 | 0 | -214
[8 empty] | 0 | 0 | -214
[8 empty] | 0 | 0 | -214
[8 empty] | 0 | 0 | -214
[8 empty] | 0 | 0 | -214
[8 empty] | 0 | 0 | -214
[8 empty] | 0 | 0 | -214
[8 empty] | 0 | 0 | -214
[8 empty] | 0 | 0 | -214
[8 empty] | 0 | 0 | -214
[8 empty] | 0 | 0 | -214
[8 empty] | 0 | 0 | -214
[8 empty] | 0 | 0 | -214
[8 empty] | 0 | 0 | -214
[8 empty] | 0 | 0 | -214
[8 empty] | 0 | 0 | -214
[8 empty] | 0 | 0 | -214
[8 empty] | 0 | 0 | -214
[8 empty] | 0 | 0 | -214
[8 empty] | 0 | 0 | -214
[8 empty] | 0 | 0 | -214
[8 empty] | 0 | 0 | -214
[8 empty] | 0 | 0 | -214
[8 empty] | 0 | 0 | -214
[8 empty] | 0 | 0 | -214
[8 empty] | 0 | 0 | -214
[8 empty] | 0 | 0 | -214
[8 empty] | 0 | 0 | -214
[8 empty] | 0 | 0 | -214
[8 empty] | 0 | 0 | -214
[8 empty] | 0 | 0 | -214
[8 empty] | 0 | 0 | -214
[8 empty] | 0 | 0 | -214
[8 empty] | 0 | 0 | -214
[8 empty] | 0 | 0 | -214
[8 empty] | 0 | 0 | -214
[8 empty] | 0 | 0 | -214
[8 empty] | 0 | 0 | -214
[8 empty] | 0 | 0 | -214
[8 empty] | 0 | 0 | -214
[8 empty] | 0 | 0 | -214
[8 empty] | 0 | 0 | -214
[8 empty] | 0 | 0 | -214
[8 empty] | 0 | 0 | -214
[8 empty] | 0 | 0 | -214
[8 empty] | 0 | 0 | -214
[8 empty] | 0 | 0 | -214
[8 empty] | 0 | 0 | -214
[8 empty] | 0 | 0 | -214
[8 empty] | 0 | 0 | -214
[8 empty] | 0 | 0 | -214
[8 empty] | 0 | 0 | -214
[8 empty] | 0 | 0 | -214
[8 empty] | 0 | 0 | -214
[8 empty] | 0 | 0 | -214
[8 empty] | 0 | 0 | -214
[8 empty] | 0 | 0 | -214
[8 empty] | 0 | 0 | -214
[8 empty] | 0 | 0 | -214
[8 empty] | 0 | 0 | -214
[8 empty] | 0 | 0 | -214
[8 empty] | 0 | 0 | -214
[8 empty] | 0 | 0 | -214
[8 empty] | 0 | 0 | -214
[8 empty] | 0 | 0 | -214
[8 empty] | 0 | 0 | -214
[8 empty] | 0 | 0 | -214
[8 empty] | 0 | 0 | -214
[8 empty] | 0 | 0 | -214
[8 empty] | 0 | 0 | -214
[8 empty] | 0 | 0 | -214
[8 empty] | 0 | 0 | -214
[8 empty] | 0 | 0 | -214
[8 empty] | 0 | 0 | -214
[8 empty] | 0 | 0 | -214
[8 empty] | 0 | 0 | -214
[8 empty] | 0 | 0 | -214
[8 empty] | 0 | 0 | -214
[8 empty] | 0 | 0 | -214
[8 empty] | 0 | 0 | -214
[8 empty] | 0 | 0 | -214
[8 empty] | 0 | 0 | -214
[8 empty] | 0 | 0 | -214
[8 empty] | 0 | 0 | -214
[8 empty] | 0 | 0 | -214
[8 empty] | 0 | 0 | -214
[8 empty] | 0 | 0 | -214
[8 empty] | 0 | 0 | -214
[8 empty] | 0 | 0 | -214
[8 empty] | 0 | 0 | -214
[8 empty] | 0 | 0 | -214
[8 empty] | 0 | 0 | -214
[8 empty] | 0 | 0 | -214
[8 empty] | 0 | 0 | -214
[8 empty] | 0 | 0 | -214
[8 empty] | 0 | 0 | -214
[8 empty] | 0 | 0 | -214
[8 empty] | 0 | 0 | -214
[8 empty] | 0 | 0 | -214
[8 empty] | 0 | 0 | -214
[8 empty] | 0 | 0 | -214
[8 empty] | 0 | 0 | -214
[8 empty] | 0 | 0 | -214
[8 empty] | 0 | 0 | -214
[8 empty] | 0 | 0 | -214
[8 empty] | 0 | 0 | -214
[8 empty] | 0 | 0 | -214
[8 empty] | 0 | 0 | -214
[8 empty] | 0 | 0 | -214
[8 empty] | 0 | 0 | -214
[8 empty] | 0 | 0 | -214
[8 empty] | 0 | 0 | -214
[8 empty] | 0 | 0 | -214
[8 empty] | 0 | 0 | -214
[8 empty] | 0 | 0 | -214
[8 empty] | 0 | 0 | -214
[8 empty] | 0 | 0 | -214
[8 empty] | 0 | 0 | -214
[8 empty] | 0 | 0 | -214
[8 empty] | 0 | 0 | -214
[8 empty] | 0 | 0 | -214
[8 empty] | 0 | 0 | -214
[8 empty] | 0 | 0 | -214
[8 empty] | 0 | 0 | -214
[8 empty] | 0 | 0 | -214
[8 empty] | 0 | 0 | -214
[8 empty] | 0 | 0 | -214
[8 empty] | 0 | 0 | -214
[8 empty] | 0 | 0 | -214
[8 empty] | 0 | 0 | -214
[8 empty] | 0 | 0 | -214
[8 empty] | 0 | 0 | -214
[8 empty] | 0 | 0 | -214
[8 empty] | 0 | 0 | -214
[8 empty] | 0 | 0 | -214
[8 empty] | 0 | 0 | -214
[8 empty] | 0 | 0 | -214
[8 empty] | 0 | 0 | -214
[8 empty] | 0 | 0 | -214
[8 empty] | 0 | 0 | -214
[8 empty] | 0 | 0 | -214
[8 empty] | 0 | 0 | -214
[8 empty] | 0 | 0 | -214
[8 empty] | 0 | 0 | -214
[8 empty] | 0 | 0 | -214
[8 empty] | 0 | 0 | -214
[8 empty] | 0 | 0 | -214
[8 empty] | 0 | 0 | -214
[8 empty] | 0 | 0 | -214
[8 empty] | 0 | 0 | -214
[8 empty] | 0 | 0 | -214
[8 empty] | 0 | 0 | -214
[8 empty] | 0 | 0 | -214
[8 empty] | 0 | 0 | -214
[8 empty] | 0 | 0 | -214
[8 empty] | 0 | 0 | -214
[8 empty] | 0 | 0 | -214
[8 empty] | 0 | 0 | -214
[8 empty] | 0 | 0 | -214
[8 empty] | 0 | 0 | -214
[8 empty] | 0 | 0 | -214
[8 empty] | 0 | 0 | -214
[8 empty] | 0 | 0 | -214
[8 empty] | 0 | 0 | -214
[8 empty] | 0 | 0 | -214
[8 empty] | 0 | 0 | -214
[8 empty] | 0 | 0 | -214
[8 empty] | 0 | 0 | -214
[8 empty] | 0 | 0 | -214
[8 empty] | 0 | 0 | -214
[8 empty] | 0 | 0 | -214
[8 empty] | 0 | 0 | -214
[8 empty] | 0 | 0 | -214
[8 empty] | 0 | 0 | -214
[8 empty] | 0 | 0 | -214
[8 empty] | 0 | 0 | -214
[8 empty] | 0 | 0 | -214
[8 empty] | 0 | 0 | -214
[8 empty] | 0 | 0 | -214
[8 empty] | 0 | 0 | -214
[8 empty] | 0 | 0 | -214
[8 empty] | 0 | 0 | -214
[8 empty] | 0 | 0 | -214
[8 empty] | 0 | 0 | -214
[8 empty] | 0 | 0 | -214
[8 empty] | 0 | 0 | -214
[8 empty] | 0 | 0 | -214
[8 empty] | 0 | 0 | -214
[8 empty] | 0 | 0 | -214
[8 empty] | 0 | 0 | -214
[8 empty] | 0 | 0 | -214
[8 empty] | 0 | 0 | -214
[8 empty] | 0 | 0 | -214
[8 empty] | 0 | 0 | -214
[8 empty] | 0 | 0 | -214
[8 empty] | 0 | 0 | -214
[8 empty] | 0 | 0 | -214
[8 empty] | 0 | 0 | -214
[8 empty] | 0 | 0 | -214
[8 empty] | 0 | 0 | -214
[8 empty] | 0 | 0 | -214
[8 empty] | 0 | 0 | -214
[8 empty] | 0 | 0 | -214
[8 empty] | 0 | 0 | -214
[8 empty] | 0 | 0 | -214
[8 empty] | 0 | 0 | -214
[8 empty] | 0 | 0 | -214
[8 empty] | 0 | 0 | -214
[8 empty] | 0 | 0 | -214
[8 empty] | 0 | 0 | -214
[8 empty] | 0 | 0 | -214
[8 empty] | 0 | 0 | -214
[8 empty] | 0 | 0 | -214
[8 empty] | 0 | 0 | -214
[8 empty] | 0 | 0 | -214
[8 empty] | 0 | 0 | -214
[8 empty] | 0 | 0 | -214
[8 empty] | 0 | 0 | -214
[8 empty] | 0 | 0 | -214
[8 empty] | 0 | 0 | -214
[8 empty] | 0 | 0 | -214
[8 empty] | 0 | 0 | -214
[8 empty] | 0 | 0 | -214
[8 empty] | 0 | 0 | -214
[8 empty] | 0 | 0 | -214
[8 empty] | 0 | 0 | -214
[8 empty] | 0 | 0 | -214
[8 empty] | 0 | 0 | -214
[8 empty] | 0 | 0 | -214
[8 empty] | 0 | 0 | -214
[8 empty] | 0 | 0 | -214
[8 empty] | 0 | 0 | -214
[8 empty] | 0 | 0 | -214
[8 empty] | 0 | 0 | -214
[8 empty] | 0 | 0 | -214
[8 empty] | 0 | 0 | -214
[8 empty] | 0 | 0 | -214
[8 empty] | 0 | 0 | -214
[8 empty] | 0 | 0 | -214
[8 empty] | 0 | 0 | -214
[8 empty] | 0 | 0 | -214
[8 empty] | 0 | 0 | -214
[8 empty] | 0 | 0 | -214
[8 empty] | 0 | 0 | -214
[8 empty] | 0 | 0 | -214
[8 empty] | 0 | 0 | -214
[8 empty] | 0 | 0 | -214
[8 empty] | 0 | 0 | -214
[8 empty] | 0 | 0 | -214
[8 empty] | 0 | 0 | -214
[8 empty] | 0 | 0 | -214
[8 empty] | 0 | 0 | -214
[8 empty] | 0 | 0 | -214
[8 empty] | 0 | 0 | -214
[8 empty] | 0 | 0 | -214
[8 empty] | 0 | 0 | -214
[8 empty] | 0 | 0 | -214
[8 empty] | 0 | 0 | -214
[8 empty] | 0 | 0 | -214
[8 empty] | 0 | 0 | -214
[8 empty] | 0 | 0 | -214
[8 empty] | 0 | 0 | -214
[8 empty] | 0 | 0 | -214
[8 empty] | 0 | 0 | -214
[8 empty] | 0 | 0 | -214
[8 empty] | 0 | 0 | -214
[8 empty] | 0 | 0 | -214
[8 empty] | 0 | 0 | -214
[8 empty] | 0 | 0 | -214
[8 empty] | 0 | 0 | -214
[8 empty] | 0 | 0 | -214
[8 empty] | 0 | 0 | -214
[8 empty] | 0 | 0 | -214
[8 empty] | 0 | 0 | -214
[8 empty] | 0 | 0 | -214
[8 empty] | 0 | 0 | -214
[8 empty] | 0 | 0 | -214
[8 empty] | 0 | 0 | -214
[8 empty] | 0 | 0 | -214
[8 empty] | 0 | 0 | -214
[8 empty] | 0 | 0 | -214
[8 empty] | 0 | 0 | -214
[8 empty] | 0 | 0 | -214
[8 empty] | 0 | 0 | -214
[8 empty] | 0 | 0 | -214
[8 empty] | 0 | 0 | -214
[8 empty] | 0 | 0 | -214
[8 empty] | 0 | 0 | -214
[8 empty] | 0 | 0 | -214
[8 empty] | 0 | 0 | -214
[8 empty] | 0 | 0 | -214
[8 empty] | 0 | 0 | -214
[8 empty] | 0 | 0 | -214
[8 empty] | 0 | 0 | -214
[8 empty] | 0 | 0 | -214
[8 empty] | 0 | 0 | -214
[8 empty] | 0 | 0 | -214
[8 empty] | 0 | 0 | -214
[8 empty] | 0 | 0 | -214
[8 empty] | 0 | 0 | -214
[8 empty] | 0 | 0 | -214
[8 empty] | 0 | 0 | -214
[8 empty] | 0 | 0 | -214
[8 empty] | 0 | 0 | -214
[8 empty] | 0 | 0 | -214
[8 empty] | 0 | 0 | -214
[8 empty] | 0 | 0 | -214
[8 empty] | 0 | 0 | -214
[8 empty] | 0 | 0 | -214
[8 empty] | 0 | 0 | -214
[8 empty] | 0 | 0 | -214
[8 empty] | 0 | 0 | -214
[8 empty] | 0 | 0 | -214
[8 empty] | 0 | 0 | -214
[8 empty] | 0 | 0 | -214
[8 empty] | 0 | 0 | -214
[8 empty] | 0 | 0 | -214
[8 empty] | 0 | 0 | -214
[8 empty] | 0 | 0 | -214
[8 empty] | 0 | 0 | -214
[8 empty] | 0 | 0 | -214
[8 empty] | 0 | 0 | -214
[8 empty] | 0 | 0 | -214
[8 empty] | 0 | 0 | -214
[8 empty] | 0 | 0 | -214
[8 empty] | 0 | 0 | -214
[8 empty] | 0 | 0 | -214
[8 empty] | 0 | 0 | -214
[8 empty] | 0 | 0 | -214
[8 empty] | 0 | 0 | -214
[8 empty] | 0 | 0 | -214
[8 empty] | 0 | 0 | -214
[8 empty] | 0 | 0 | -214
[8 empty] | 0 | 0 | -214
[8 empty] | 0 | 0 | -214
[8 empty] | 0 | 0 | -214
[8 empty] | 0 | 0 | -214
[8 empty] | 0 | 0 | -214
[8 empty] | 0 | 0 | -214
[8 empty] | 0 | 0 | -214
[8 empty] | 0 | 0 | -214
[8 empty] | 0 | 0 | -214
[8 empty] | 0 | 0 | -214
[8 empty] | 0 | 0 | -214
[8 empty] | 0 | 0 | -214
[8 empty] | 0 | 0 | -214
[8 empty] | 0 | 0 | -214
[8 empty] | 0 | 0 | -214
[8 empty] | 0 | 0 | -214
[8 empty] | 0 | 0 | -214
[8 empty] | 0 | 0 | -214
[8 empty] | 0 | 0 | -214
[8 empty] | 0 | 0 | -214
[8 empty] | 0 | 0 | -214
[8 empty] | 0 | 0 | -214
[8 empty] | 0 | 0 | -214
[8 empty] | 0 | 0 | -214
[8 empty] | 0 | 0 | -214
[8 empty] | 0 | 0 | -214
[8 empty] | 0 | 0 | -214
[8 empty] | 0 | 0 | -214
[8 empty] | 0 | 0 | -214
[8 empty] | 0 | 0 | -214
[8 empty] | 0 | 0 | -214
[8 empty] | 0 | 0 | -214
[8 empty] | 0 | 0 | -214
[8 empty] | 0 | 0 | -214
[8 empty] | 0 | 0 | -214
[8 empty] | 0 | 0 | -214
[8 empty] | 0 | 0 | -214
[8 empty] | 0 | 0 | -214
[8 empty] | 0 | 0 | -214
[8 empty] | 0 | 0 | -214
[8 empty] | 0 | 0 | -214
[8 empty] | 0 | 0 | -214
[8 empty] | 0 | 0 | -214
[8 empty] | 0 | 0 | -214
[8 empty] | 0 | 0 | -214
[8 empty] | 0 | 0 | -214
[8 empty] | 0 | 0 | -214
[8 empty] | 0 | 0 | -214
[8 empty] | 0 | 0 | -214
[8 empty] | 0 | 0 | -214
[8 empty] | 0 | 0 | -214
[8 empty] | 0 | 0 | -214
[8 empty] | 0 | 0 | -214
[8 empty] | 0 | 0 | -214
[8 empty] | 0 | 0 | -214
[8 empty] | 0 | 0 | -214
[8 empty] | 0 | 0 | -214
[8 empty] | 0 | 0 | -214
[8 empty] | 0 | 0 | -214
[8 empty] | 0 | 0 | -214
[8 empty] | 0 | 0 | -214
[8 empty] | 0 | 0 | -214
[8 empty] | 0 | 0 | -214
[8 empty] | 0 | 0 | -214
[8 empty] | 0 | 0 | -214
[8 empty] | 0 | 0 | -214
[8 empty] | 0 | 0 | -214
[8 empty] | 0 | 0 | -214
[8 empty] | 0 | 0 | -214
[8 empty] | 0 | 0 | -214
[8 empty] | 0 | 0 | -214
[8 empty] | 0 | 0 | -214
[8 empty] | 0 | 0 | -214
[8 empty] | 0 | 0 | -214
[8 empty] | 0 | 0 | -214
[8 empty] | 0 | 0 | -214
[8 empty] | 0 | 0 | -214
[8 empty] | 0 | 0 | -214
[8 empty] | 0 | 0 | -214
[8 empty] | 0 | 0 | -214
[8 empty] | 0 | 0 | -214
[8 empty] | 0 | 0 | -214
[8 empty] | 0 | 0 | -214
[8 empty] | 0 | 0 | -214
[8 empty] | 0 | 0 | -214
[8 empty] | 0 | 0 | -214
[8 empty] | 0 | 0 | -214
[8 empty] | 0 | 0 | -214
[8 empty] | 0 | 0 | -214
[8 empty] | 0 | 0 | -214
[8 empty] | 0 | 0 | -214
[8 empty] | 0 | 0 | -214
[8 empty] | 0 | 0 | -214
[8 empty] | 0 | 0 | -214
[8 empty] | 0 | 0 | -214
[8 empty] | 0 | 0 | -214
[8 empty] | 0 | 0 | -214
[8 empty] | 0 | 0 | -214
[8 empty] | 0 | 0 | -214
[8 empty] | 0 | 0 | -214
[8 empty] | 0 | 0 | -214
[8 empty] | 0 | 0 | -214
[8 empty] | 0 | 0 | -214
[8 empty] | 0 | 0 | -214
[8 empty] | 0 | 0 | -214
[8 empty] | 0 | 0 | -214
[8 empty] | 0 | 0 | -214
[8 empty] | 0 | 0 | -214
[8 empty] | 0 | 0 | -214
[8 empty] | 0 | 0 | -214
[8 empty] | 0 | 0 | -214
[8 empty] | 0 | 0 | -214
[8 empty] | 0 | 0 | -214
[8 empty] | 0 | 0 | -214
[8 empty] | 0 | 0 | -214
[8 empty] | 0 | 0 | -214
[8 empty] | 0 | 0 | -214
[8 empty] | 0 | 0 | -214
[8 empty] | 0 | 0 | -214
[8 empty] | 0 | 0 | -214
[8 empty] | 0 | 0 | -214
[8 empty] | 0 | 0 | -214
[8 empty] | 0 | 0 | -214
[8 empty] | 0 | 0 | -214
[8 empty] | 0 | 0 | -214
[8 empty] | 0 | 0 | -214
[8 empty] | 0 | 0 | -214
[8 empty] | 0 | 0 | -214
[8 empty] | 0 | 0 | -214
[8 empty] | 0 | 0 | -214
[8 empty] | 0 | 0 | -214
[8 empty] | 0 | 0 | -214
[8 empty] | 0 | 0 | -214
[8 empty] | 0 | 0 | -214
[8 empty] | 0 | 0 | -214
[8 empty] | 0 | 0 | -214
[8 empty] | 0 | 0 | -214
[8 empty] | 0 | 0 | -214
[8 empty] | 0 | 0 | -214
[8 empty] | 0 | 0 | -214
[8 empty] | 0 | 0 | -214
[8 empty] | 0 | 0 | -214
[8 empty] | 0 | 0 | -214
[8 empty] | 0 | 0 | -214
[8 empty] | 0 | 0 | -214
[8 empty] | 0 | 0 | -214
[8 empty] | 0 | 0 | -214
[8 empty] | 0 | 0 | -214
[8 empty] | 0 | 0 | -214
[8 empty] | 0 | 0 | -214
[8 empty] | 0 | 0 | -214
[8 empty] | 0 | 0 | -214
[8 empty] | 0 | 0 | -214
[8 empty] | 0 | 0 | -214
[8 empty] | 0 | 0 | -214
[8 empty] | 0 | 0 | -214
[8 empty] | 0 | 0 | -214
[8 empty] | 0 | 0 | -214
[8 empty] | 0 | 0 | -214
[8 empty] | 0 | 0 | -214
[8 empty] | 0 | 0 | -214
[8 empty] | 0 | 0 | -214
[8 empty] | 0 | 0 | -214
[8 empty] | 0 | 0 | -214
[8 empty] | 0 | 0 | -214
[8 empty] | 0 | 0 | -214
[8 empty] | 0 | 0 | -214
[8 empty] | 0 | 0 | -214
[8 empty] | 0 | 0 | -214
[8 empty] | 0 | 0 | -214
[8 empty] | 0 | 0 | -214
[8 empty] | 0 | 0 | -214
[8 empty] | 0 | 0 | -214
[8 empty] | 0 | 0 | -214
[8 empty] | 0 | 0 | -214
[8 empty] | 0 | 0 | -214
[8 empty] | 0 | 0 | -214
[8 empty] | 0 | 0 | -214
[8 empty] | 0 | 0 | -214
[8 empty] | 0 | 0 | -214
[8 empty] | 0 | 0 | -214
[8 empty] | 0 | 0 | -214
[8 empty] | 0 | 0 | -214
[8 empty] | 0 | 0 | -214
[8 empty] | 0 | 0 | -214
[8 empty] | 0 | 0 | -214
[8 empty] | 0 | 0 | -214
[8 empty] | 0 | 0 | -214
[8 empty] | 0 | 0 | -214
[8 empty] | 0 | 0 | -214
[8 empty] | 0 | 0 | -214
[8 empty] | 0 | 0 | -214
[8 empty] | 0 | 0 | -214
[8 empty] | 0 | 0 | -214
[8 empty] | 0 | 0 | -214
[8 empty] | 0 | 0 | -214
[8 empty] | 0 | 0 | -214
[8 empty] | 0 | 0 | -214
[8 empty] | 0 | 0 | -214
[8 empty] | 0 | 0 | -214
[8 empty] | 0 | 0 | -214
[8 empty] | 0 | 0 | -214
[8 empty] | 0 | 0 | -214
[8 empty] | 0 | 0 | -214
[8 empty] | 0 | 0 | -214
[8 empty] | 0 | 0 | -214
[8 empty] | 0 | 0 | -214
[8 empty] | 0 | 0 | -214
[8 empty] | 0 | 0 | -214
[8 empty] | 0 | 0 | -214
[8 empty] | 0 | 0 | -214
[8 empty] | 0 | 0 | -214
[8 empty] | 0 | 0 | -214
[8 empty] | 0 | 0 | -214
[8 empty] | 0 | 0 | -214
[8 empty] | 0 | 0 | -214
[8 empty] | 0 | 0 | -214
[8 empty] | 0 | 0 | -214
[8 empty] | 0 | 0 | -214
[8 empty] | 0 | 0 | -214
[8 empty] | 0 | 0 | -214
[8 empty] | 0 | 0 | -214
[8 empty] | 0 | 0 | -214
[8 empty] | 0 | 0 | -214
[8 empty] | 0 | 0 | -214
[8 empty] | 0 | 0 | -214
[8 empty] | 0 | 0 | -214
[8 empty] | 0 | 0 | -214
[8 empty] | 0 | 0 | -214
[8 empty] | 0 | 0 | -214
[8 empty] | 0 | 0 | -214
[8 empty] | 0 | 0 | -214
[8 empty] | 0 | 0 | -214
[8 empty] | 0 | 0 | -214
[8 empty] | 0 | 0 | -214
[8 empty] | 0 | 0 | -214
[8 empty] | 0 | 0 | -214
[8 empty] | 0 | 0 | -214
[8 empty] | 0 | 0 | -214
[8 empty] | 0 | 0 | -214
[8 empty] | 0 | 0 | -214
[8 empty] | 0 | 0 | -214
[8 empty] | 0 | 0 | -214
[8 empty] | 0 | 0 | -214
[8 empty] | 0 | 0 | -214
[8 empty] | 0 | 0 | -214
[8 empty] | 0 | 0 | -214
[8 empty] | 0 | 0 | -214
[8 empty] | 0 | 0 | -214
[8 empty] | 0 | 0 | -214
[8 empty] | 0 | 0 | -214
[8 empty] | 0 | 0 | -214
[8 empty] | 0 | 0 | -214
[8 empty] | 0 | 0 | -214
[8 empty] | 0 | 0 | -214
[8 empty] | 0 | 0 | -214
[8 empty] | 0 | 0 | -214
[8 empty] | 0 | 0 | -214
[8 empty] | 0 | 0 | -214
[8 empty] | 0 | 0 | -214
[8 empty] | 0 | 0 | -214
[8 empty] | 0 | 0 | -214
[8 empty] | 0 | 0 | -214
[8 empty] | 0 | 0 | -214
[8 empty] | 0 | 0 | -214
[8 empty] | 0 | 0 | -214
[8 empty] | 0 | 0 | -214
[8 empty] | 0 | 0 | -214
[8 empty] | 0 | 0 | -214
[8 empty] | 0 | 0 | -214
[8 empty] | 0 | 0 | -214
[8 empty] | 0 | 0 | -214
[8 empty] | 0 | 0 | -214
[8 empty] | 0 | 0 | -214
[8 empty] | 0 | 0 | -214
[8 empty] | 0 | 0 | -214
[8 empty] | 0 | 0 | -214
[8 empty] | 0 | 0 | -214
[8 empty] | 0 | 0 | -214
[8 empty] | 0 | 0 | -214
[8 empty] | 0 | 0 | -214
[8 empty] | 0 | 0 | -214
[8 empty] | 0 | 0 | -214
[8 empty] | 0 | 0 | -214
[8 empty] | 0 | 0 | -214
[8 empty] | 0 | 0 | -214
[8 empty] | 0 | 0 | -214
[8 empty] | 0 | 0 | -214
[8 empty] | 0 | 0 | -214
[8 empty] | 0 | 0 | -214
[8 empty] | 0 | 0 | -214
[8 empty] | 0 | 0 | -214
[8 empty] | 0 | 0 | -214
[8 empty] | 0 | 0 | -214
[8 empty] | 0 | 0 | -214
[8 empty] | 0 | 0 | -214
[8 empty] | 0 | 0 | -214
[8 empty] | 0 | 0 | -214
[8 empty] | 0 | 0 | -214
[8 empty] | 0 | 0 | -214
[8 empty] | 0 | 0 | -214
[8 empty] | 0 | 0 | -214
[8 empty] | 0 | 0 | -214
[8 empty] | 0 | 0 | -214
[8 empty] | 0 | 0 | -214
[8 empty] | 0 | 0 | -214
[8 empty] | 0 | 0 | -214
[8 empty] | 0 | 0 | -214
[8 empty] | 0 | 0 | -214
[8 empty] | 0 | 0 | -214
[8 empty] | 0 | 0 | -214
[8 empty] | 0 | 0 | -214
[8 empty] | 0 | 0 | -214
[8 empty] | 0 | 0 | -214
[8 empty] | 0 | 0 | -214
[8 empty] | 0 | 0 | -214
[8 empty] | 0 | 0 | -214
[8 empty] | 0 | 0 | -214
[8 empty] | 0 | 0 | -214
[8 empty] | 0 | 0 | -214
[8 empty] | 0 | 0 | -214
[8 empty] | 0 | 0 | -214
[8 empty] | 0 | 0 | -214
[8 empty] | 0 | 0 | -214
[8 empty] | 0 | 0 | -214
[8 empty] | 0 | 0 | -214
[8 empty] | 0 | 0 | -214
[8 empty] | 0 | 0 | -214
[8 empty] | 0 | 0 | -214
[8 empty] | 0 | 0 | -214
[8 empty] | 0 | 0 | -214
[8 empty] | 0 | 0 | -214
[8 empty] | 0 | 0 | -214
[8 empty] | 0 | 0 | -214
[8 empty] | 0 | 0 | -214
[8 empty] | 0 | 0 | -214
[8 empty] | 0 | 0 | -214
[8 empty] | 0 | 0 | -214
[8 empty] | 0 | 0 | -214
[8 empty] | 0 | 0 | -214
[8 empty] | 0 | 0 | -214
[8 empty] | 0 | 0 | -214
[8 empty] | 0 | 0 | -214
[8 empty] | 0 | 0 | -214
[8 empty] | 0 | 0 | -214
[8 empty] | 0 | 0 | -214
[8 empty] | 0 | 0 | -214
[8 empty] | 0 | 0 | -214
[8 empty] | 0 | 0 | -214
[8 empty] | 0 | 0 | -214
[8 empty] | 0 | 0 | -214
[8 empty] | 0 | 0 | -214
[8 empty] | 0 | 0 | -214
[8 empty] | 0 | 0 | -214
[8 empty] | 0 | 0 | -214
[8 empty] | 0 | 0 | -214
[8 empty] | 0 | 0 | -214
[8 empty] | 0 | 0 | -214
[8 empty] | 0 | 0 | -214
[8 empty] | 0 | 0 | -214
[8 empty] | 0 | 0 | -214
[8 empty] | 0 | 0 | -214
[8 empty] | 0 | 0 | -214
[8 empty] | 0 | 0 | -214
[8 empty] | 0 | 0 | -214
[8 empty] | 0 | 0 | -214
[8 empty] | 0 | 0 | -214
[8 empty] | 0 | 0 | -214
[8 empty] | 0 | 0 | -214
[8 empty] | 0 | 0 | -214
[8 empty] | 0 | 0 | -214
[8 empty] | 0 | 0 | -214
[8 empty] | 0 | 0 | -214
[8 empty] | 0 | 0 | -214
[8 empty] | 0 | 0 | -214
[8 empty] | 0 | 0 | -214
[8 empty] | 0 | 0 | -214
[8 empty] | 0 | 0 | -214
[8 empty] | 0 | 0 | -214
[8 empty] | 0 | 0 | -214
[8 empty] | 0 | 0 | -214
[8 empty] | 0 | 0 | -214
[8 empty] | 0 | 0 | -214
[8 empty] | 0 | 0 | -214
[8 empty] | 0 | 0 | -214
[8 empty] | 0 | 0 | -214
[8 empty] | 0 | 0 | -214
[8 empty] | 0 | 0 | -214
[8 empty] | 0 | 0 | -214
[8 empty] | 0 | 0 | -214
[8 empty] | 0 | 0 | -214
[8 empty] | 0 | 0 | -214
[8 empty] | 0 | 0 | -214
[8 empty] | 0 | 0 | -214
[8 empty] | 0 | 0 | -214
[8 empty] | 0 | 0 | -214
[8 empty] | 0 | 0 | -214
[8 empty] | 0 | 0 | -214
[8 empty] | 0 | 0 | -214
[8 empty] | 0 | 0 | -214
[8 empty] | 0 | 0 | -214
[8 empty] | 0 | 0 | -214
[8 empty] | 0 | 0 | -214
[8 empty] | 0 | 0 | -214
[8 empty] | 0 | 0 | -214
[8 empty] | 0 | 0 | -214
[8 empty] | 0 | 0 | -214
[8 empty] | 0 | 0 | -214
[8 empty] | 0 | 0 | -214
[8 empty] | 0 | 0 | -214
[8 empty] | 0 | 0 | -214
[8 empty] | 0 | 0 | -214
[8 empty] | 0 | 0 | -214
[8 empty] | 0 | 0 | -214
[8 empty] | 0 | 0 | -214
[8 empty] | 0 | 0 | -214
[8 empty] | 0 | 0 | -214
[8 empty] | 0 | 0 | -214
[8 empty] | 0 | 0 | -214
[8 empty] | 0 | 0 | -214
[8 empty] | 0 | 0 | -214
[8 empty] | 0 | 0 | -214
[8 empty] | 0 | 0 | -214
[8 empty] | 0 | 0 | -214
[8 empty] | 0 | 0 | -214
[8 empty] | 0 | 0 | -214
[8 empty] | 0 | 0 | -214
[8 empty] | 0 | 0 | -214
[8 empty] | 0 | 0 | -214
[8 empty] | 0 | 0 | -214
[8 empty] | 0 | 0 | -214
[8 empty] | 0 | 0 | -214
[8 empty] | 0 | 0 | -214
[8 empty] | 0 | 0 | -214
[8 empty] | 0 | 0 | -214
[8 empty] | 0 | 0 | -214
[8 empty] | 0 | 0 | -214
[8 empty] | 0 | 0 | -214
[8 empty] | 0 | 0 | -214
[8 empty] | 0 | 0 | -214
[8 empty] | 0 | 0 | -214
[8 empty] | 0 | 0 | -214
[8 empty] | 0 | 0 | -214
[8 empty] | 0 | 0 | -214
[8 empty] | 0 | 0 | -214
[8 empty] | 0 | 0 | -214
[8 empty] | 0 | 0 | -214
[8 empty] | 0 | 0 | -214
[8 empty] | 0 | 0 | -214
[8 empty] | 0 | 0 | -214
[8 empty] | 0 | 0 | -214
[8 empty] | 0 | 0 | -214
[8 empty] | 0 | 0 | -214
[8 empty] | 0 | 0 | -214
[8 empty] | 0 | 0 | -214
[8 empty] | 0 | 0 | -214
[8 empty] | 0 | 0 | -214
[8 empty] | 0 | 0 | -214
[8 empty] | 0 | 0 | -214
[8 empty] | 0 | 0 | -214
[8 empty] | 0 | 0 | -214
[8 empty] | 0 | 0 | -214
[8 empty] | 0 | 0 | -214
[8 empty] | 0 | 0 | -214
[8 empty] | 0 | 0 | -214
[8 empty] | 0 | 0 | -214
[8 empty] | 0 | 0 | -214
[8 empty] | 0 | 0 | -214
[8 empty] | 0 | 0 | -214
[8 empty] | 0 | 0 | -214
[8 empty] | 0 | 0 | -214
[8 empty] | 0 | 0 | -214
[8 empty] | 0 | 0 | -214
[8 empty] | 0 | 0 | -214
[8 empty] | 0 | 0 | -214
[8 empty] | 0 | 0 | -214
[8 empty] | 0 | 0 | -214
[8 empty] | 0 | 0 | -214
[8 empty] | 0 | 0 | -214
[8 empty] | 0 | 0 | -214
[8 empty] | 0 | 0 | -214
[8 empty] | 0 | 0 | -214
[8 empty] | 0 | 0 | -214
[8 empty] | 0 | 0 | -214
[8 empty] | 0 | 0 | -214
[8 empty] | 0 | 0 | -214
[8 empty] | 0 | 0 | -214
[8 empty] | 0 | 0 | -214
[8 empty] | 0 | 0 | -214
[8 empty] | 0 | 0 | -214
[8 empty] | 0 | 0 | -214
[8 empty] | 0 | 0 | -214
[8 empty] | 0 | 0 | -214
[8 empty] | 0 | 0 | -214
[8 empty] | 0 | 0 | -214
[8 empty] | 0 | 0 | -214
[8 empty] | 0 | 0 | -214
[8 empty] | 0 | 0 | -214
[8 empty] | 0 | 0 | -214
[8 empty] | 0 | 0 | -214
[8 empty] | 0 | 0 | -214
[8 empty] | 0 | 0 | -214
[8 empty] | 0 | 0 | -214
[8 empty] | 0 | 0 | -214
[8 empty] | 0 | 0 | -214
[8 empty] | 0 | 0 | -214
[8 empty] | 0 | 0 | -214
[8 empty] | 0 | 0 | -214
[8 empty] | 0 | 0 | -214
[8 empty] | 0 | 0 | -214
[8 empty] | 0 | 0 | -214
[8 empty] | 0 | 0 | -214
[8 empty] | 0 | 0 | -214
[8 empty] | 0 | 0 | -214
[8 empty] | 0 | 0 | -214
[8 empty] | 0 | 0 | -214
[8 empty] | 0 | 0 | -214
[8 empty] | 0 | 0 | -214
[8 empty] | 0 | 0 | -214
[8 empty] | 0 | 0 | -214
[8 empty] | 0 | 0 | -214
[8 empty] | 0 | 0 | -214
[8 empty] | 0 | 0 | -214
[8 empty] | 0 | 0 | -214
[8 empty] | 0 | 0 | -214
[8 empty] | 0 | 0 | -214
[8 empty] | 0 | 0 | -214
[8 empty] | 0 | 0 | -214
[8 empty] | 0 | 0 | -214
[8 empty] | 0 | 0 | -214
[8 empty] | 0 | 0 | -214
[8 empty] | 0 | 0 | -214
[8 empty] | 0 | 0 | -214
[8 empty] | 0 | 0 | -214
[8 empty] | 0 | 0 | -214
[8 empty] | 0 | 0 | -214
[8 empty] | 0 | 0 | -214
[8 empty] | 0 | 0 | -214
[8 empty] | 0 | 0 | -214
[8 empty] | 0 | 0 | -214
[8 empty] | 0 | 0 | -214
[8 empty] | 0 | 0 | -214
[8 empty] | 0 | 0 | -214
[8 empty] | 0 | 0 | -214
[8 empty] | 0 | 0 | -214
[8 empty] | 0 | 0 | -214
[8 empty] | 0 | 0 | -214
[8 empty] | 0 | 0 | -214
[8 empty] | 0 | 0 | -214
[8 empty] | 0 | 0 | -214
[8 empty] | 0 | 0 | -214
[8 empty] | 0 | 0 | -214
[8 empty] | 0 | 0 | -214
[8 empty] | 0 | 0 | -214
[8 empty] | 0 | 0 | -214
[8 empty] | 0 | 0 | -214
[8 empty] | 0 | 0 | -214
[8 empty] | 0 | 0 | -214
[8 empty] | 0 | 0 | -214
[8 empty] | 0 | 0 | -214
[8 empty] | 0 | 0 | -214
[8 empty] | 0 | 0 | -214
[8 empty] | 0 | 0 | -214
[8 empty] | 0 | 0 | -214
[8 empty] | 0 | 0 | -214
[8 empty] | 0 | 0 | -214
[8 empty] | 0 | 0 | -214
[8 empty] | 0 | 0 | -214
[8 empty] | 0 | 0 | -214
[8 empty] | 0 | 0 | -214
[8 empty] | 0 | 0 | -214
[8 empty] | 0 | 0 | -214
[8 empty] | 0 | 0 | -214
[8 empty] | 0 | 0 | -214
[8 empty] | 0 | 0 | -214
[8 empty] | 0 | 0 | -214
[8 empty] | 0 | 0 | -214
[8 empty] | 0 | 0 | -214
[8 empty] | 0 | 0 | -214
[8 empty] | 0 | 0 | -214
[8 empty] | 0 | 0 | -214
[8 empty] | 0 | 0 | -214
[8 empty] | 0 | 0 | -214
[8 empty] | 0 | 0 | -214
[8 empty] | 0 | 0 | -214
[8 empty] | 0 | 0 | -214
[8 empty] | 0 | 0 | -214
[8 empty] | 0 | 0 | -214
[8 empty] | 0 | 0 | -214
[8 empty] | 0 | 0 | -214
[8 empty] | 0 | 0 | -214
[8 empty] | 0 | 0 | -214
[8 empty] | 0 | 0 | -214
[8 empty] | 0 | 0 | -214
[8 empty] | 0 | 0 | -214
[8 empty] | 0 | 0 | -214
[8 empty] | 0 | 0 | -214
[8 empty] | 0 | 0 | -214
[8 empty] | 0 | 0 | -214
[8 empty] | 0 | 0 | -214
[8 empty] | 0 | 0 | -214
[8 empty] | 0 | 0 | -214
[8 empty] | 0 | 0 | -214
[8 empty] | 0 | 0 | -214
[8 empty] | 0 | 0 | -214
[8 empty] | 0 | 0 | -214
[8 empty] | 0 | 0 | -214
[8 empty] | 0 | 0 | -214
[8 empty] | 0 | 0 | -214
[8 empty] | 0 | 0 | -214
[8 empty] | 0 | 0 | -214
[8 empty] | 0 | 0 | -214
[8 empty] | 0 | 0 | -214
[8 empty] | 0 | 0 | -214
[8 empty] | 0 | 0 | -214
[8 empty] | 0 | 0 | -214
[8 empty] | 0 | 0 | -214
[8 empty] | 0 | 0 | -214
[8 empty] | 0 | 0 | -214
[8 empty] | 0 | 0 | -214
[8 empty] | 0 | 0 | -214
[8 empty] | 0 | 0 | -214
[8 empty] | 0 | 0 | -214
[8 empty] | 0 | 0 | -214
[8 empty] | 0 | 0 | -214
[8 empty] | 0 | 0 | -214
[8 empty] | 0 | 0 | -214
[8 empty] | 0 | 0 | -214
[8 empty] | 0 | 0 | -214
[8 empty] | 0 | 0 | -214
[8 empty] | 0 | 0 | -214
[8 empty] | 0 | 0 | -214
[8 empty] | 0 | 0 | -214
[8 empty] | 0 | 0 | -214
[8 empty] | 0 | 0 | -214
[8 empty] | 0 | 0 | -214
[8 empty] | 0 | 0 | -214
[8 empty] | 0 | 0 | -214
[8 empty] | 0 | 0 | -214
[8 empty] | 0 | 0 | -214
[8 empty] | 0 | 0 | -214
[8 empty] | 0 | 0 | -214
[8 empty] | 0 | 0 | -214
[8 empty] | 0 | 0 | -214
[8 empty] | 0 | 0 | -214
[8 empty] | 0 | 0 | -214
[8 empty] | 0 | 0 | -214
[8 empty] | 0 | 0 | -214
[8 empty] | 0 | 0 | -214
[8 empty] | 0 | 0 | -214
[8 empty] | 0 | 0 | -214
[8 empty] | 0 | 0 | -214
[8 empty] | 0 | 0 | -214
[8 empty] | 0 | 0 | -214
[8 empty] | 0 | 0 | -214
[8 empty] | 0 | 0 | -214
[8 empty] | 0 | 0 | -214
[8 empty] | 0 | 0 | -214
[8 empty] | 0 | 0 | -214
[8 empty] | 0 | 0 | -214
[8 empty] | 0 | 0 | -214
[8 empty] | 0 | 0 | -214
[8 empty] | 0 | 0 | -214
[8 empty] | 0 | 0 | -214
[8 empty] | 0 | 0 | -214
[8 empty] | 0 | 0 | -214
[8 empty] | 0 | 0 | -214
[8 empty] | 0 | 0 | -214
[8 empty] | 0 | 0 | -214
[8 empty] | 0 | 0 | -214
[8 empty] | 0 | 0 | -214
[8 empty] | 0 | 0 | -214
[8 empty] | 0 | 0 | -214
[8 empty] | 0 | 0 | -214
[8 empty] | 0 | 0 | -214
[8 empty] | 0 | 0 | -214
[8 empty] | 0 | 0 | -214
[8 empty] | 0 | 0 | -214
[8 empty] | 0 | 0 | -214
[8 empty] | 0 | 0 | -214
[8 empty] | 0 | 0 | -214
[8 empty] | 0 | 0 | -214
[8 empty] | 0 | 0 | -214
[8 empty] | 0 | 0 | -214
[8 empty] | 0 | 0 | -214
[8 empty] | 0 | 0 | -214
[8 empty] | 0 | 0 | -214
[8 empty] | 0 | 0 | -214
[8 empty] | 0 | 0 | -214
[8 empty] | 0 | 0 | -214
[8 empty] | 0 | 0 | -214
[8 empty] | 0 | 0 | -214
[8 empty] | 0 | 0 | -214
[8 empty] | 0 | 0 | -214
[8 empty] | 0 | 0 | -214
[8 empty] | 0 | 0 | -214
[8 empty] | 0 | 0 | -214
[8 empty] | 0 | 0 | -214
[8 empty] | 0 | 0 | -214
[8 empty] | 0 | 0 | -214
[8 empty] | 0 | 0 | -214
[8 empty] | 0 | 0 | -214
[8 empty] | 0 | 0 | -214
[8 empty] | 0 | 0 | -214
[8 empty] | 0 | 0 | -214
[8 empty] | 0 | 0 | -214
[8 empty] | 0 | 0 | -214
[8 empty] | 0 | 0 | -214
[8 empty] | 0 | 0 | -214
[8 empty] | 0 | 0 | -214
[8 empty] | 0 | 0 | -214
[8 empty] | 0 | 0 | -214
[8 empty] | 0 | 0 | -214
[8 empty] | 0 | 0 | -214
[8 empty] | 0 | 0 | -214
[8 empty] | 0 | 0 | -214
[8 empty] | 0 | 0 | -214
[8 empty] | 0 | 0 | -214
[8 empty] | 0 | 0 | -214
[8 empty] | 0 | 0 | -214
[8 empty] | 0 | 0 | -214
[8 empty] | 0 | 0 | -214
[8 empty] | 0 | 0 | -214
[8 empty] | 0 | 0 | -214
[8 empty] | 0 | 0 | -214
[8 empty] | 0 | 0 | -214
[8 empty] | 0 | 0 | -214
[8 empty] | 0 | 0 | -214
[8 empty] | 0 | 0 | -214
[8 empty] | 0 | 0 | -214
[8 empty] | 0 | 0 | -214
[8 empty] | 0 | 0 | -214
[8 empty] | 0 | 0 | -214
[8 empty] | 0 | 0 | -214
[8 empty] | 0 | 0 | -214
[8 empty] | 0 | 0 | -214
[8 empty] | 0 | 0 | -214
[8 empty] | 0 | 0 | -214
[8 empty] | 0 | 0 | -214
[8 empty] | 0 | 0 | -214
[8 empty] | 0 | 0 | -214
[8 empty] | 0 | 0 | -214
[8 empty] | 0 | 0 | -214
[8 empty] | 0 | 0 | -214
[8 empty] | 0 | 0 | -214
[8 empty] | 0 | 0 | -214
[8 empty] | 0 | 0 | -214
[8 empty] | 0 | 0 | -214
[8 empty] | 0 | 0 | -214
[8 empty] | 0 | 0 | -214
[8 empty] | 0 | 0 | -214
[8 empty] | 0 | 0 | -214
[8 empty] | 0 | 0 | -214
[8 empty] | 0 | 0 | -214
[8 empty] | 0 | 0 | -214
[8 empty] | 0 | 0 | -214
[8 empty] | 0 | 0 | -214
[8 empty] | 0 | 0 | -214
[8 empty] | 0 | 0 | -214
[8 empty] | 0 | 0 | -214
[8 empty] | 0 | 0 | -214
[8 empty] | 0 | 0 | -214
[8 empty] | 0 | 0 | -214
[8 empty] | 0 | 0 | -214
[8 empty] | 0 | 0 | -214
[8 empty] | 0 | 0 | -214
[8 empty] | 0 | 0 | -214
[8 empty] | 0 | 0 | -214
[8 empty] | 0 | 0 | -214
[8 empty] | 0 | 0 | -214
[8 empty] | 0 | 0 | -214
[8 empty] | 0 | 0 | -214
[8 empty] | 0 | 0 | -214
[8 empty] | 0 | 0 | -214
[8 empty] | 0 | 0 | -214
[8 empty] | 0 | 0 | -214
[8 empty] | 0 | 0 | -214
[8 empty] | 0 | 0 | -214
[8 empty] | 0 | 0 | -214
[8 empty] | 0 | 0 | -214
[8 empty] | 0 | 0 | -214
[8 empty] | 0 | 0 | -214
[8 empty] | 0 | 0 | -214
[8 empty] | 0 | 0 | -214
[8 empty] | 0 | 0 | -214
[8 empty] | 0 | 0 | -214
[8 empty] | 0 | 0 | -214
[8 empty] | 0 | 0 | -214
[8 empty] | 0 | 0 | -214
[8 empty] | 0 | 0 | -214
[8 empty] | 0 | 0 | -214
[8 empty] | 0 | 0 | -214
[8 empty] | 0 | 0 | -214
[8 empty] | 0 | 0 | -214
[8 empty] | 0 | 0 | -214
[8 empty] | 0 | 0 | -214
[8 empty] | 0 | 0 | -214
[8 empty] | 0 | 0 | -214
[8 empty] | 0 | 0 | -214
[8 empty] | 0 | 0 | -214
[8 empty] | 0 | 0 | -214
[8 empty] | 0 | 0 | -214
[8 empty] | 0 | 0 | -214
[8 empty] | 0 | 0 | -214
[8 empty] | 0 | 0 | -214
[8 empty] | 0 | 0 | -214
[8 empty] | 0 | 0 | -214
[8 empty] | 0 | 0 | -214
[8 empty] | 0 | 0 | -214
[8 empty] | 0 | 0 | -214
[8 empty] | 0 | 0 | -214
[8 empty] | 0 | 0 | -214
[8 empty] | 0 | 0 | -214
[8 empty] | 0 | 0 | -214
[8 empty] | 0 | 0 | -214
[8 empty] | 0 | 0 | -214
[8 empty] | 0 | 0 | -214
[8 empty] | 0 | 0 | -214
[8 empty] | 0 | 0 | -214
[8 empty] | 0 | 0 | -214
[8 empty] | 0 | 0 | -214
[8 empty] | 0 | 0 | -214
[8 empty] | 0 | 0 | -214
[8 empty] | 0 | 0 | -214
[8 empty] | 0 | 0 | -214
[8 empty] | 0 | 0 | -214
[8 empty] | 0 | 0 | -214
[8 empty] | 0 | 0 | -214
[8 empty] | 0 | 0 | -214
[8 empty] | 0 | 0 | -214
[8 empty] | 0 | 0 | -214
[8 empty] | 0 | 0 | -214
[8 empty] | 0 | 0 | -214
[8 empty] | 0 | 0 | -214
[8 empty] | 0 | 0 | -214
[8 empty] | 0 | 0 | -214
[8 empty] | 0 | 0 | -214
[8 empty] | 0 | 0 | -214
[8 empty] | 0 | 0 | -214
[8 empty] | 0 | 0 | -214
[8 empty] | 0 | 0 | -214
[8 empty] | 0 | 0 | -214
[8 empty] | 0 | 0 | -214
[8 empty] | 0 | 0 | -214
[8 empty] | 0 | 0 | -214
[8 empty] | 0 | 0 | -214
[8 empty] | 0 | 0 | -214
[8 empty] | 0 | 0 | -214
[8 empty] | 0 | 0 | -214
[8 empty] | 0 | 0 | -214
[8 empty] | 0 | 0 | -214
[8 empty] | 0 | 0 | -214
[8 empty] | 0 | 0 | -214
[8 empty] | 0 | 0 | -214
[8 empty] | 0 | 0 | -214
[8 empty] | 0 | 0 | -214
[8 empty] | 0 | 0 | -214
[8 empty] | 0 | 0 | -214
[8 empty] | 0 | 0 | -214
[8 empty] | 0 | 0 | -214
[8 empty] | 0 | 0 | -214
[8 empty] | 0 | 0 | -214
[8 empty] | 0 | 0 | -214
[8 empty] | 0 | 0 | -214
[8 empty] | 0 | 0 | -214
[8 empty] | 0 | 0 | -214
[8 empty] | 0 | 0 | -214
[8 empty] | 0 | 0 | -214
[8 empty] | 0 | 0 | -214
[8 empty] | 0 | 0 | -214
[8 empty] | 0 | 0 | -214
[8 empty] | 0 | 0 | -214
[8 empty] | 0 | 0 | -214
[8 empty] | 0 | 0 | -214
[8 empty] | 0 | 0 | -214
[8 empty] | 0 | 0 | -214
[8 empty] | 0 | 0 | -214
[8 empty] | 0 | 0 | -214
[8 empty] | 0 | 0 | -214
[8 empty] | 0 | 0 | -214
[8 empty] | 0 | 0 | -214
[8 empty] | 0 | 0 | -214
[8 empty] | 0 | 0 | -214
[8 empty] | 0 | 0 | -214
[8 empty] | 0 | 0 | -214
[8 empty] | 0 | 0 | -214
[8 empty] | 0 | 0 | -214
[8 empty] | 0 | 0 | -214
[8 empty] | 0 | 0 | -214
[8 empty] | 0 | 0 | -214
[8 empty] | 0 | 0 | -214
[8 empty] | 0 | 0 | -214
[8 empty] | 0 | 0 | -214
[8 empty] | 0 | 0 | -214
[8 empty] | 0 | 0 | -214
[8 empty] | 0 | 0 | -214
[8 empty] | 0 | 0 | -214
[8 empty] | 0 | 0 | -214
[8 empty] | 0 | 0 | -214
[8 empty] | 0 | 0 | -214
[8 empty] | 0 | 0 | -214
[8 empty] | 0 | 0 | -214
[8 empty] | 0 | 0 | -214
[8 empty] | 0 | 0 | -214
[8 empty] | 0 | 0 | -214
[8 empty] | 0 | 0 | -214
[8 empty] | 0 | 0 | -214
[8 empty] | 0 | 0 | -214
[8 empty] | 0 | 0 | -214
[8 empty] | 0 | 0 | -214
[8 empty] | 0 | 0 | -214
[8 empty] | 0 | 0 | -214
[8 empty] | 0 | 0 | -214
[8 empty] | 0 | 0 | -214
[8 empty] | 0 | 0 | -214
[8 empty] | 0 | 0 | -214
[8 empty] | 0 | 0 | -214
[8 empty] | 0 | 0 | -214
[8 empty] | 0 | 0 | -214
[8 empty] | 0 | 0 | -214
[8 empty] | 0 | 0 | -214
[8 empty] | 0 | 0 | -214
[8 empty] | 0 | 0 | -214
[8 empty] | 0 | 0 | -214
[8 empty] | 0 | 0 | -214
[8 empty] | 0 | 0 | -214
[8 empty] | 0 | 0 | -214
[8 empty] | 0 | 0 | -214
[8 empty] | 0 | 0 | -214
[8 empty] | 0 | 0 | -214
[8 empty] | 0 | 0 | -214
[8 empty] | 0 | 0 | -214
[8 empty] | 0 | 0 | -214
[8 empty] | 0 | 0 | -214
[8 empty] | 0 | 0 | -214
[8 empty] | 0 | 0 | -214
[8 empty] | 0 | 0 | -214
[8 empty] | 0 | 0 | -214
[8 empty] | 0 | 0 | -214
[8 empty] | 0 | 0 | -214
[8 empty] | 0 | 0 | -214
[8 empty] | 0 | 0 | -214
[8 empty] | 0 | 0 | -214
[8 empty] | 0 | 0 | -214
[8 empty] | 0 | 0 | -214
[8 empty] | 0 | 0 | -214
[8 empty] | 0 | 0 | -214
[8 empty] | 0 | 0 | -214
[8 empty] | 0 | 0 | -214
[8 empty] | 0 | 0 | -214
[8 empty] | 0 | 0 | -214
[8 empty] | 0 | 0 | -214
[8 empty] | 0 | 0 | -214
[8 empty] | 0 | 0 | -214
[8 empty] | 0 | 0 | -214
[8 empty] | 0 | 0 | -214
[8 empty] | 0 | 0 | -214
[8 empty] | 0 | 0 | -214
[8 empty] | 0 | 0 | -214
[8 empty] | 0 | 0 | -214
[8 empty] | 0 | 0 | -214
[8 empty] | 0 | 0 | -214
[8 empty] | 0 | 0 | -214
[8 empty] | 0 | 0 | -214
[8 empty] | 0 | 0 | -214
[8 empty] | 0 | 0 | -214
[8 empty] | 0 | 0 | -214
[8 empty] | 0 | 0 | -214
[8 empty] | 0 | 0 | -214
[8 empty] | 0 | 0 | -214
[8 empty] | 0 | 0 | -214
[8 empty] | 0 | 0 | -214
[8 empty] | 0 | 0 | -214
[8 empty] | 0 | 0 | -214
[8 empty] | 0 | 0 | -214
[8 empty] | 0 | 0 | -214
[8 empty] | 0 | 0 | -214
[8 empty] | 0 | 0 | -214
[8 empty] | 0 | 0 | -214
[8 empty] | 0 | 0 | -214
[8 empty] | 0 | 0 | -214
[8 empty] | 0 | 0 | -214
[8 empty] | 0 | 0 | -214
[8 empty] | 0 | 0 | -214
[8 empty] | 0 | 0 | -214
[8 empty] | 0 | 0 | -214
[8 empty] | 0 | 0 | -214
[8 empty] | 0 | 0 | -214
[8 empty] | 0 | 0 | -214
[8 empty] | 0 | 0 | -214
[8 empty] | 0 | 0 | -214
[8 empty] | 0 | 0 | -214
[8 empty] | 0 | 0 | -214
[8 empty] | 0 | 0 | -214
[8 empty] | 0 | 0 | -214
[8 empty] | 0 | 0 | -214
[8 empty] | 0 | 0 | -214
[8 empty] | 0 | 0 | -214
[8 empty] | 0 | 0 | -214
[8 empty] | 0 | 0 | -214
[8 empty] | 0 | 0 | -214
[8 empty] | 0 | 0 | -214
[8 empty] | 0 | 0 | -214
[8 empty] | 0 | 0 | -214
[8 empty] | 0 | 0 | -214
[8 empty] | 0 | 0 | -214
[8 empty] | 0 | 0 | -214
[8 empty] | 0 | 0 | -214
[8 empty] | 0 | 0 | -214
[8 empty] | 0 | 0 | -214
[8 empty] | 0 | 0 | -214
[8 empty] | 0 | 0 | -214
[8 empty] | 0 | 0 | -214
[8 empty] | 0 | 0 | -214
[8 empty] | 0 | 0 | -214
[8 empty] | 0 | 0 | -214
[8 empty] | 0 | 0 | -214
[8 empty] | 0 | 0 | -214
[8 empty] | 0 | 0 | -214
[8 empty] | 0 | 0 | -214
[8 empty] | 0 | 0 | -214
[8 empty] | 0 | 0 | -214
[8 empty] | 0 | 0 | -214
[8 empty] | 0 | 0 | -214
[8 empty] | 0 | 0 | -214
[8 empty] | 0 | 0 | -214
[8 empty] | 0 | 0 | -214
[8 empty] | 0 | 0 | -214
[8 empty] | 0 | 0 | -214
[8 empty] | 0 | 0 | -214
[8 empty] | 0 | 0 | -214
[8 empty] | 0 | 0 | -214
[8 empty] | 0 | 0 | -214
[8 empty] | 0 | 0 | -214
[8 empty] | 0 | 0 | -214
[8 empty] | 0 | 0 | -214
[8 empty] | 0 | 0 | -214
[8 empty] | 0 | 0 | -214
[8 empty] | 0 | 0 | -214
[8 empty] | 0 | 0 | -214
[8 empty] | 0 | 0 | -214
[8 empty] | 0 | 0 | -214
[8 empty] | 0 | 0 | -214
[8 empty] | 0 | 0 | -214
[8 empty] | 0 | 0 | -214
[8 empty] | 0 | 0 | -214
[8 empty] | 0 | 0 | -214
[8 empty] | 0 | 0 | -214
[8 empty] | 0 | 0 | -214
[8 empty] | 0 | 0 | -214
[8 empty] | 0 | 0 | -214
[8 empty] | 0 | 0 | -214
[8 empty] | 0 | 0 | -214
[8 empty] | 0 | 0 | -214
[8 empty] | 0 | 0 | -214
[8 empty] | 0 | 0 | -214
[8 empty] | 0 | 0 | -214
[8 empty] | 0 | 0 | -214
[8 empty] | 0 | 0 | -214
[8 empty] | 0 | 0 | -214
[8 empty] | 0 | 0 | -214
[8 empty] | 0 | 0 | -214
[8 empty] | 0 | 0 | -214
[8 empty] | 0 | 0 | -214
[8 empty] | 0 | 0 | -214
[8 empty] | 0 | 0 | -214
[8 empty] | 0 | 0 | -214
[8 empty] | 0 | 0 | -214
[8 empty] | 0 | 0 | -214
[8 empty] | 0 | 0 | -214
[8 empty] | 0 | 0 | -214
[8 empty] | 0 | 0 | -214
[8 empty] | 0 | 0 | -214
[8 empty] | 0 | 0 | -214
[8 empty] | 0 | 0 | -214
[8 empty] | 0 | 0 | -214
[8 empty] | 0 | 0 | -214
[8 empty] | 0 | 0 | -214
[8 empty] | 0 | 0 | -214
[8 empty] | 0 | 0 | -214
[8 empty] | 0 | 0 | -214
[8 empty] | 0 | 0 | -214
[8 empty] | 0 | 0 | -214
[8 empty] | 0 | 0 | -214
[8 empty] | 0 | 0 | -214
[8 empty] | 0 | 0 | -214
[8 empty] | 0 | 0 | -214
[8 empty] | 0 | 0 | -214
[8 empty] | 0 | 0 | -214
[8 empty] | 0 | 0 | -214
[8 empty] | 0 | 0 | -214
[8 empty] | 0 | 0 | -214
[8 empty] | 0 | 0 | -214
[8 empty] | 0 | 0 | -214
[8 empty] | 0 | 0 | -214
[8 empty] | 0 | 0 | -214
[8 empty] | 0 | 0 | -214
[8 empty] | 0 | 0 | -214
[8 empty] | 0 | 0 | -214
[8 empty] | 0 | 0 | -214
[8 empty] | 0 | 0 | -214
[8 empty] | 0 | 0 | -214
[8 empty] | 0 | 0 | -214
[8 empty] | 0 | 0 | -214
[8 empty] | 0 | 0 | -214
[8 empty] | 0 | 0 | -214
[8 empty] | 0 | 0 | -214
[8 empty] | 0 | 0 | -214
[8 empty] | 0 | 0 | -214
[8 empty] | 0 | 0 | -214
[8 empty] | 0 | 0 | -214
[8 empty] | 0 | 0 | -214
[8 empty] | 0 | 0 | -214
[8 empty] | 0 | 0 | -214
[8 empty] | 0 | 0 | -214
[8 empty] | 0 | 0 | -214
[8 empty] | 0 | 0 | -214
[8 empty] | 0 | 0 | -214
[8 empty] | 0 | 0 | -214
[8 empty] | 0 | 0 | -214
[8 empty] | 0 | 0 | -214
[8 empty] | 0 | 0 | -214
[8 empty] | 0 | 0 | -214
[8 empty] | 0 | 0 | -214
[8 empty] | 0 | 0 | -214
[8 empty] | 0 | 0 | -214
[8 empty] | 0 | 0 | -214
[8 empty] | 0 | 0 | -214
[8 empty] | 0 | 0 | -214
[8 empty] | 0 | 0 | -214
[8 empty] | 0 | 0 | -214
[8 empty] | 0 | 0 | -214
[8 empty] | 0 | 0 | -214
[8 empty] | 0 | 0 | -214
[8 empty] | 0 | 0 | -214
[8 empty] | 0 | 0 | -214
[8 empty] | 0 | 0 | -214
[8 empty] | 0 | 0 | -214
[8 empty] | 0 | 0 | -214
[8 empty] | 0 | 0 | -214
[8 empty] | 0 | 0 | -214
[8 empty] | 0 | 0 | -214
[8 empty] | 0 | 0 | -214
[8 empty] | 0 | 0 | -214
[8 empty] | 0 | 0 | -214
[8 empty] | 0 | 0 | -214
[8 empty] | 0 | 0 | -214
[8 empty] | 0 | 0 | -214
[8 empty] | 0 | 0 | -214
[8 empty] | 0 | 0 | -214
[8 empty] | 0 | 0 | -214
[8 empty] | 0 | 0 | -214
[8 empty] | 0 | 0 | -214
[8 empty] | 0 | 0 | -214
[8 empty] | 0 | 0 | -214
[8 empty] | 0 | 0 | -214
[8 empty] | 0 | 0 | -214
[8 empty] | 0 | 0 | -214
[8 empty] | 0 | 0 | -214
[8 empty] | 0 | 0 | -214
[8 empty] | 0 | 0 | -214
[8 empty] | 0 | 0 | -214
[8 empty] | 0 | 0 | -214
[8 empty] | 0 | 0 | -214
[8 empty] | 0 | 0 | -214
[8 empty] | 0 | 0 | -214
[8 empty] | 0 | 0 | -214
[8 empty] | 0 | 0 | -214
[8 empty] | 0 | 0 | -214
[8 empty] | 0 | 0 | -214
[8 empty] | 0 | 0 | -214
[8 empty] | 0 | 0 | -214
[8 empty] | 0 | 0 | -214
[8 empty] | 0 | 0 | -214
[8 empty] | 0 | 0 | -214
[8 empty] | 0 | 0 | -214
[8 empty] | 0 | 0 | -214
[8 empty] | 0 | 0 | -214
[8 empty] | 0 | 0 | -214
[8 empty] | 0 | 0 | -214
[8 empty] | 0 | 0 | -214
[8 empty] | 0 | 0 | -214
[8 empty] | 0 | 0 | -214
[8 empty] | 0 | 0 | -214
[8 empty] | 0 | 0 | -214
[8 empty] | 0 | 0 | -214
[8 empty] | 0 | 0 | -214
[8 empty] | 0 | 0 | -214
[8 empty] | 0 | 0 | -214
[8 empty] | 0 | 0 | -214
[8 empty] | 0 | 0 | -214
[8 empty] | 0 | 0 | -214
[8 empty] | 0 | 0 | -214
[8 empty] | 0 | 0 | -214
[8 empty] | 0 | 0 | -214
[8 empty] | 0 | 0 | -214
[8 empty] | 0 | 0 | -214
[8 empty] | 0 | 0 | -214
[8 empty] | 0 | 0 | -214
[8 empty] | 0 | 0 | -214
[8 empty] | 0 | 0 | -214
[8 empty] | 0 | 0 | -214
[8 empty] | 0 | 0 | -214
[8 empty] | 0 | 0 | -214
[8 empty] | 0 | 0 | -214
[8 empty] | 0 | 0 | -214
[8 empty] | 0 | 0 | -214
[8 empty] | 0 | 0 | -214
[8 empty] | 0 | 0 | -214
[8 empty] | 0 | 0 | -214
[8 empty] | 0 | 0 | -214
[8 empty] | 0 | 0 | -214
[8 empty] | 0 | 0 | -214
[8 empty] | 0 | 0 | -214
[8 empty] | 0 | 0 | -214
[8 empty] | 0 | 0 | -214
[8 empty] | 0 | 0 | -214
[8 empty] | 0 | 0 | -214
[8 empty] | 0 | 0 | -214
[8 empty] | 0 | 0 | -214
[8 empty] | 0 | 0 | -214
[8 empty] | 0 | 0 | -214
[8 empty] | 0 | 0 | -214
[8 empty] | 0 | 0 | -214
[8 empty] | 0 | 0 | -214
[8 empty] | 0 | 0 | -214
[8 empty] | 0 | 0 | -214
[8 empty] | 0 | 0 | -214
[8 empty] | 0 | 0 | -214
[8 empty] | 0 | 0 | -214
[8 empty] | 0 | 0 | -214
[8 empty] | 0 | 0 | -214
[8 empty] | 0 | 0 | -214
[8 empty] | 0 | 0 | -214
[8 empty] | 0 | 0 | -214
[8 empty] | 0 | 0 | -214
[8 empty] | 0 | 0 | -214
[8 empty] | 0 | 0 | -214
[8 empty] | 0 | 0 | -214
[8 empty] | 0 | 0 | -214
[8 empty] | 0 | 0 | -214
[8 empty] | 0 | 0 | -214
[8 empty] | 0 | 0 | -214
[8 empty] | 0 | 0 | -214
[8 empty] | 0 | 0 | -214
[8 empty] | 0 | 0 | -214
[8 empty] | 0 | 0 | -214
[8 empty] | 0 | 0 | -214
[8 empty] | 0 | 0 | -214
[8 empty] | 0 | 0 | -214
[8 empty] | 0 | 0 | -214
[8 empty] | 0 | 0 | -214
[8 empty] | 0 | 0 | -214
[8 empty] | 0 | 0 | -214
[8 empty] | 0 | 0 | -214
[8 empty] | 0 | 0 | -214
[8 empty] | 0 | 0 | -214
[8 empty] | 0 | 0 | -214
[8 empty] | 0 | 0 | -214
[8 empty] | 0 | 0 | -214
[8 empty] | 0 | 0 | -214
[8 empty] | 0 | 0 | -214
[8 empty] | 0 | 0 | -214
[8 empty] | 0 | 0 | -214
[8 empty] | 0 | 0 | -214
[8 empty] | 0 | 0 | -214
[8 empty] | 0 | 0 | -214
[8 empty] | 0 | 0 | -214
[8 empty] | 0 | 0 | -214
[8 empty] | 0 | 0 | -214
[8 empty] | 0 | 0 | -214
[8 empty] | 0 | 0 | -214
[8 empty] | 0 | 0 | -214
[8 empty] | 0 | 0 | -214
[8 empty] | 0 | 0 | -214
[8 empty] | 0 | 0 | -214
[8 empty] | 0 | 0 | -214
[8 empty] | 0 | 0 | -214
[8 empty] | 0 | 0 | -214
[8 empty] | 0 | 0 | -214
[8 empty] | 0 | 0 | -214
[8 empty] | 0 | 0 | -214
[8 empty] | 0 | 0 | -214
[8 empty] | 0 | 0 | -214
[8 empty] | 0 | 0 | -214
[8 empty] | 0 | 0 | -214
[8 empty] | 0 | 0 | -214
[8 empty] | 0 | 0 | -214
[8 empty] | 0 | 0 | -214
[8 empty] | 0 | 0 | -214
[8 empty] | 0 | 0 | -214
[8 empty] | 0 | 0 | -214
[8 empty] | 0 | 0 | -214
[8 empty] | 0 | 0 | -214
[8 empty] | 0 | 0 | -214
[8 empty] | 0 | 0 | -214
[8 empty] | 0 | 0 | -214
[8 empty] | 0 | 0 | -214
[8 empty] | 0 | 0 | -214
[8 empty] | 0 | 0 | -214
[8 empty] | 0 | 0 | -214
[8 empty] | 0 | 0 | -214
[8 empty] | 0 | 0 | -214
[8 empty] | 0 | 0 | -214
[8 empty] | 0 | 0 | -214
[8 empty] | 0 | 0 | -214
[8 empty] | 0 | 0 | -214
[8 empty] | 0 | 0 | -214
[8 empty] | 0 | 0 | -214
[8 empty] | 0 | 0 | -214
[8 empty] | 0 | 0 | -214
[8 empty] | 0 | 0 | -214
[8 empty] | 0 | 0 | -214
[8 empty] | 0 | 0 | -214
[8 empty] | 0 | 0 | -214
[8 empty] | 0 | 0 | -214
[8 empty] | 0 | 0 | -214
[8 empty] | 0 | 0 | -214
[8 empty] | 0 | 0 | -214
[8 empty] | 0 | 0 | -214
[8 empty] | 0 | 0 | -214
[8 empty] | 0 | 0 | -214
[8 empty] | 0 | 0 | -214
[8 empty] | 0 | 0 | -214
[8 empty] | 0 | 0 | -214
[8 empty] | 0 | 0 | -214
[8 empty] | 0 | 0 | -214
[8 empty] | 0 | 0 | -214
[8 empty] | 0 | 0 | -214
[8 empty] | 0 | 0 | -214
[8 empty] | 0 | 0 | -214
[8 empty] | 0 | 0 | -214
[8 empty] | 0 | 0 | -214
[8 empty] | 0 | 0 | -214
[8 empty] | 0 | 0 | -214
[8 empty] | 0 | 0 | -214
[8 empty] | 0 | 0 | -214
[8 empty] | 0 | 0 | -214
[8 empty] | 0 | 0 | -214
[8 empty] | 0 | 0 | -214
[8 empty] | 0 | 0 | -214
[8 empty] | 0 | 0 | -214
[8 empty] | 0 | 0 | -214
[8 empty] | 0 | 0 | -214
[8 empty] | 0 | 0 | -214
[8 empty] | 0 | 0 | -214
[8 empty] | 0 | 0 | -214
[8 empty] | 0 | 0 | -214
[8 empty] | 0 | 0 | -214
[8 empty] | 0 | 0 | -214
[8 empty] | 0 | 0 | -214
[8 empty] | 0 | 0 | -214
[8 empty] | 0 | 0 | -214
[8 empty] | 0 | 0 | -214
[8 empty] | 0 | 0 | -214
[8 empty] | 0 | 0 | -214
[8 empty] | 0 | 0 | -214
[8 empty] | 0 | 0 | -214
[8 empty] | 0 | 0 | -214
[8 empty] | 0 | 0 | -214
[8 empty] | 0 | 0 | -214
[8 empty] | 0 | 0 | -214
[8 empty] | 0 | 0 | -214
[8 empty] | 0 | 0 | -214
[8 empty] | 0 | 0 | -214
[8 empty] | 0 | 0 | -214
[8 empty] | 0 | 0 | -214
[8 empty] | 0 | 0 | -214
[8 empty] | 0 | 0 | -214
[8 empty] | 0 | 0 | -214
[8 empty] | 0 | 0 | -214
[8 empty] | 0 | 0 | -214
[8 empty] | 0 | 0 | -214
[8 empty] | 0 | 0 | -214
[8 empty] | 0 | 0 | -214
[8 empty] | 0 | 0 | -214
[8 empty] | 0 | 0 | -214
[8 empty] | 0 | 0 | -214
[8 empty] | 0 | 0 | -214
[8 empty] | 0 | 0 | -214
[8 empty] | 0 | 0 | -214
[8 empty] | 0 | 0 | -214
[8 empty] | 0 | 0 | -214
[8 empty] | 0 | 0 | -214
[8 empty] | 0 | 0 | -214
[8 empty] | 0 | 0 | -214
[8 empty] | 0 | 0 | -214
[8 empty] | 0 | 0 | -214
[8 empty] | 0 | 0 | -214
[8 empty] | 0 | 0 | -214
[8 empty] | 0 | 0 | -214
[8 empty] | 0 | 0 | -214
[8 empty] | 0 | 0 | -214
[8 empty] | 0 | 0 | -214
[8 empty] | 0 | 0 | -214
[8 empty] | 0 | 0 | -214
[8 empty] | 0 | 0 | -214
[8 empty] | 0 | 0 | -214
[8 empty] | 0 | 0 | -214
[8 empty] | 0 | 0 | -214
[8 empty] | 0 | 0 | -214
[8 empty] | 0 | 0 | -214
[8 empty] | 0 | 0 | -214
[8 empty] | 0 | 0 | -214
[8 empty] | 0 | 0 | -214
[8 empty] | 0 | 0 | -214
[8 empty] | 0 | 0 | -214
[8 empty] | 0 | 0 | -214
[8 empty] | 0 | 0 | -214
[8 empty] | 0 | 0 | -214
[8 empty] | 0 | 0 | -214
[8 empty] | 0 | 0 | -214
[8 empty] | 0 | 0 | -214
[8 empty] | 0 | 0 | -214
[8 empty] | 0 | 0 | -214
[8 empty] | 0 | 0 | -214
[8 empty] | 0 | 0 | -214
[8 empty] | 0 | 0 | -214
[8 empty] | 0 | 0 | -214
[8 empty] | 0 | 0 | -214
[8 empty] | 0 | 0 | -214
[8 empty] | 0 | 0 | -214
[8 empty] | 0 | 0 | -214
[8 empty] | 0 | 0 | -214
[8 empty] | 0 | 0 | -214
[8 empty] | 0 | 0 | -214
[8 empty] | 0 | 0 | -214
[8 empty] | 0 | 0 | -214
[8 empty] | 0 | 0 | -214
[8 empty] | 0 | 0 | -214
[8 empty] | 0 | 0 | -214
[8 empty] | 0 | 0 | -214
[8 empty] | 0 | 0 | -214
[8 empty] | 0 | 0 | -214
[8 empty] | 0 | 0 | -214
[8 empty] | 0 | 0 | -214
[8 empty] | 0 | 0 | -214
[8 empty] | 0 | 0 | -214
[8 empty] | 0 | 0 | -214
[8 empty] | 0 | 0 | -214
[8 empty] | 0 | 0 | -214
[8 empty] | 0 | 0 | -214
[8 empty] | 0 | 0 | -214
[8 empty] | 0 | 0 | -214
[8 empty] | 0 | 0 | -214
[8 empty] | 0 | 0 | -214
[8 empty] | 0 | 0 | -214
[8 empty] | 0 | 0 | -214
[8 empty] | 0 | 0 | -214
[8 empty] | 0 | 0 | -214
[8 empty] | 0 | 0 | -214
[8 empty] | 0 | 0 | -214
[8 empty] | 0 | 0 | -214
[8 empty] | 0 | 0 | -214
[8 empty] | 0 | 0 | -214
[8 empty] | 0 | 0 | -214
[8 empty] | 0 | 0 | -214
[8 empty] | 0 | 0 | -214
[8 empty] | 0 | 0 | -214
[8 empty] | 0 | 0 | -214
[8 empty] | 0 | 0 | -214
[8 empty] | 0 | 0 | -214
[8 empty] | 0 | 0 | -214
[8 empty] | 0 | 0 | -214
[8 empty] | 0 | 0 | -214
[8 empty] | 0 | 0 | -214
[8 empty] | 0 | 0 | -214
[8 empty] | 0 | 0 | -214
[8 empty] | 0 | 0 | -214
[8 empty] | 0 | 0 | -214
[8 empty] | 0 | 0 | -214
[8 empty] | 0 | 0 | -214
[8 empty] | 0 | 0 | -214
[8 empty] | 0 | 0 | -214
[8 empty] | 0 | 0 | -214
[8 empty] | 0 | 0 | -214
[8 empty] | 0 | 0 | -214
[8 empty] | 0 | 0 | -214
[8 empty] | 0 | 0 | -214
[8 empty] | 0 | 0 | -214
[8 empty] | 0 | 0 | -214
[8 empty] | 0 | 0 | -214
[8 empty] | 0 | 0 | -214
[8 empty] | 0 | 0 | -214
[8 empty] | 0 | 0 | -214
[8 empty] | 0 | 0 | -214
[8 empty] | 0 | 0 | -214
[8 empty] | 0 | 0 | -214
[8 empty] | 0 | 0 | -214
[8 empty] | 0 | 0 | -214
[8 empty] | 0 | 0 | -214
[8 empty] | 0 | 0 | -214
[8 empty] | 0 | 0 | -214
[8 empty] | 0 | 0 | -214
[8 empty] | 0 | 0 | -214
[8 empty] | 0 | 0 | -214
[8 empty] | 0 | 0 | -214
[8 empty] | 0 | 0 | -214
[8 empty] | 0 | 0 | -214
[8 empty] | 0 | 0 | -214
[8 empty] | 0 | 0 | -214
[8 empty] | 0 | 0 | -214
[8 empty] | 0 | 0 | -214
[8 empty] | 0 | 0 | -214
[8 empty] | 0 | 0 | -214
[8 empty] | 0 | 0 | -214
[8 empty] | 0 | 0 | -214
[8 empty] | 0 | 0 | -214
[8 empty] | 0 | 0 | -214
[8 empty] | 0 | 0 | -214
[8 empty] | 0 | 0 | -214
[8 empty] | 0 | 0 | -214
[8 empty] | 0 | 0 | -214
[8 empty] | 0 | 0 | -214
[8 empty] | 0 | 0 | -214
[8 empty] | 0 | 0 | -214
[8 empty] | 0 | 0 | -214
[8 empty] | 0 | 0 | -214
[8 empty] | 0 | 0 | -214
[8 empty] | 0 | 0 | -214
[8 empty] | 0 | 0 | -214
[8 empty] | 0 | 0 | -214
[8 empty] | 0 | 0 | -214
[8 empty] | 0 | 0 | -214
[8 empty] | 0 | 0 | -214
[8 empty] | 0 | 0 | -214
[8 empty] | 0 | 0 | -214
[8 empty] | 0 | 0 | -214
[8 empty] | 0 | 0 | -214
[8 empty] | 0 | 0 | -214
[8 empty] | 0 | 0 | -214
[8 empty] | 0 | 0 | -214
[8 empty] | 0 | 0 | -214
[8 empty] | 0 | 0 | -214
[8 empty] | 0 | 0 | -214
[8 empty] | 0 | 0 | -214
[8 empty] | 0 | 0 | -214
[8 empty] | 0 | 0 | -214
[8 empty] | 0 | 0 | -214
[8 empty] | 0 | 0 | -214
[8 empty] | 0 | 0 | -214
[8 empty] | 0 | 0 | -214
[8 empty] | 0 | 0 | -214
[8 empty] | 0 | 0 | -214
[8 empty] | 0 | 0 | -214
[8 empty] | 0 | 0 | -214
[8 empty] | 0 | 0 | -214
[8 empty] | 0 | 0 | -214
[8 empty] | 0 | 0 | -214
[8 empty] | 0 | 0 | -214
[8 empty] | 0 | 0 | -214
[8 empty] | 0 | 0 | -214
[8 empty] | 0 | 0 | -214
[8 empty] | 0 | 0 | -214
[8 empty] | 0 | 0 | -214
[8 empty] | 0 | 0 | -214
[8 empty] | 0 | 0 | -214
[8 empty] | 0 | 0 | -214
[8 empty] | 0 | 0 | -214
[8 empty] | 0 | 0 | -214
[8 empty] | 0 | 0 | -214
[8 empty] | 0 | 0 | -214
[8 empty] | 0 | 0 | -214
[8 empty] | 0 | 0 | -214
[8 empty] | 0 | 0 | -214
[8 empty] | 0 | 0 | -214
[8 empty] | 0 | 0 | -214
[8 empty] | 0 | 0 | -214
[8 empty] | 0 | 0 | -214
[8 empty] | 0 | 0 | -214
[8 empty] | 0 | 0 | -214
[8 empty] | 0 | 0 | -214
[8 empty] | 0 | 0 | -214
[8 empty] | 0 | 0 | -214
[8 empty] | 0 | 0 | -214
[8 empty] | 0 | 0 | -214
[8 empty] | 0 | 0 | -214
[8 empty] | 0 | 0 | -214
[8 empty] | 0 | 0 | -214
[8 empty] | 0 | 0 | -214
[8 empty] | 0 | 0 | -214
[8 empty] | 0 | 0 | -214
[8 empty] | 0 | 0 | -214
[8 empty] | 0 | 0 | -214
[8 empty] | 0 | 0 | -214
[8 empty] | 0 | 0 | -214
[8 empty] | 0 | 0 | -214
[8 empty] | 0 | 0 | -214
[8 empty] | 0 | 0 | -214
[8 empty] | 0 | 0 | -214
[8 empty] | 0 | 0 | -214
[8 empty] | 0 | 0 | -214
[8 empty] | 0 | 0 | -214
[8 empty] | 0 | 0 | -214
[8 empty] | 0 | 0 | -214
[8 empty] | 0 | 0 | -214
[8 empty] | 0 | 0 | -214
[8 empty] | 0 | 0 | -214
[8 empty] | 0 | 0 | -214
[8 empty] | 0 | 0 | -214
[8 empty] | 0 | 0 | -214
[8 empty] | 0 | 0 | -214
[8 empty] | 0 | 0 | -214
[8 empty] | 0 | 0 | -214
[8 empty] | 0 | 0 | -214
[8 empty] | 0 | 0 | -214
[8 empty] | 0 | 0 | -214
[8 empty] | 0 | 0 | -214
[8 empty] | 0 | 0 | -214
[8 empty] | 0 | 0 | -214
[8 empty] | 0 | 0 | -214
[8 empty] | 0 | 0 | -214
[8 empty] | 0 | 0 | -214
[8 empty] | 0 | 0 | -214
[8 empty] | 0 | 0 | -214
[8 empty] | 0 | 0 | -214
[8 empty] | 0 | 0 | -214
[8 empty] | 0 | 0 | -214
[8 empty] | 0 | 0 | -214
[8 empty] | 0 | 0 | -214
[8 empty] | 0 | 0 | -214
[8 empty] | 0 | 0 | -214
[8 empty] | 0 | 0 | -214
[8 empty] | 0 | 0 | -214
[8 empty] | 0 | 0 | -214
[8 empty] | 0 | 0 | -214
[8 empty] | 0 | 0 | -214
[8 empty] | 0 | 0 | -214
[8 empty] | 0 | 0 | -214
[8 empty] | 0 | 0 | -214
[8 empty] | 0 | 0 | -214
[8 empty] | 0 | 0 | -214
[8 empty] | 0 | 0 | -214
[8 empty] | 0 | 0 | -214
[8 empty] | 0 | 0 | -214
[8 empty] | 0 | 0 | -214
[8 empty] | 0 | 0 | -214
[8 empty] | 0 | 0 | -214
[8 empty] | 0 | 0 | -214
[8 empty] | 0 | 0 | -214
[8 empty] | 0 | 0 | -214
[8 empty] | 0 | 0 | -214
[8 empty] | 0 | 0 | -214
[8 empty] | 0 | 0 | -214
[8 empty] | 0 | 0 | -214
[8 empty] | 0 | 0 | -214
[8 empty] | 0 | 0 | -214
[8 empty] | 0 | 0 | -214
[8 empty] | 0 | 0 | -214
[8 empty] | 0 | 0 | -214
[8 empty] | 0 | 0 | -214
[8 empty] | 0 | 0 | -214
[8 empty] | 0 | 0 | -214
[8 empty] | 0 | 0 | -214
[8 empty] | 0 | 0 | -214
[8 empty] | 0 | 0 | -214
[8 empty] | 0 | 0 | -214
[8 empty] | 0 | 0 | -214
[8 empty] | 0 | 0 | -214
[8 empty] | 0 | 0 | -214
[8 empty] | 0 | 0 | -214
[8 empty] | 0 | 0 | -214
[8 empty] | 0 | 0 | -214
[8 empty] | 0 | 0 | -214
[8 empty] | 0 | 0 | -214
[8 empty] | 0 | 0 | -214
[8 empty] | 0 | 0 | -214
[8 empty] | 0 | 0 | -214
[8 empty] | 0 | 0 | -214
[8 empty] | 0 | 0 | -214
[8 empty] | 0 | 0 | -214
[8 empty] | 0 | 0 | -214
[8 empty] | 0 | 0 | -214
[8 empty] | 0 | 0 | -214
[8 empty] | 0 | 0 | -214
[8 empty] | 0 | 0 | -214
[8 empty] | 0 | 0 | -214
[8 empty] | 0 | 0 | -214
[8 empty] | 0 | 0 | -214
[8 empty] | 0 | 0 | -214
[8 empty] | 0 | 0 | -214
[8 empty] | 0 | 0 | -214
[8 empty] | 0 | 0 | -214
[8 empty] | 0 | 0 | -214
[8 empty] | 0 | 0 | -214
[8 empty] | 0 | 0 | -214
[8 empty] | 0 | 0 | -214
[8 empty] | 0 | 0 | -214
[8 empty] | 0 | 0 | -214
[8 empty] | 0 | 0 | -214
[8 empty] | 0 | 0 | -214
[8 empty] | 0 | 0 | -214
[8 empty] | 0 | 0 | -214
[8 empty] | 0 | 0 | -214
[8 empty] | 0 | 0 | -214
[8 empty] | 0 | 0 | -214
[8 empty] | 0 | 0 | -214
[8 empty] | 0 | 0 | -214
[8 empty] | 0 | 0 | -214
[8 empty] | 0 | 0 | -214
[8 empty] | 0 | 0 | -214
[8 empty] | 0 | 0 | -214
[8 empty] | 0 | 0 | -214
[8 empty] | 0 | 0 | -214
[8 empty] | 0 | 0 | -214
[8 empty] | 0 | 0 | -214
[8 empty] | 0 | 0 | -214
[8 empty] | 0 | 0 | -214
[8 empty] | 0 | 0 | -214
[8 empty] | 0 | 0 | -214
[8 empty] | 0 | 0 | -214
[8 empty] | 0 | 0 | -214
[8 empty] | 0 | 0 | -214
[8 empty] | 0 | 0 | -214
[8 empty] | 0 | 0 | -214
[8 empty] | 0 | 0 | -214
[8 empty] | 0 | 0 | -214
[8 empty] | 0 | 0 | -214
[8 empty] | 0 | 0 | -214
[8 empty] | 0 | 0 | -214
[8 empty] | 0 | 0 | -214
[8 empty] | 0 | 0 | -214
[8 empty] | 0 | 0 | -214
[8 empty] | 0 | 0 | -214
[8 empty] | 0 | 0 | -214
[8 empty] | 0 | 0 | -214
[8 empty] | 0 | 0 | -214
[8 empty] | 0 | 0 | -214
[8 empty] | 0 | 0 | -214
[8 empty] | 0 | 0 | -214
[8 empty] | 0 | 0 | -214
[8 empty] | 0 | 0 | -214
[8 empty] | 0 | 0 | -214
[8 empty] | 0 | 0 | -214
[8 empty] | 0 | 0 | -214
[8 empty] | 0 | 0 | -214
[8 empty] | 0 | 0 | -214
[8 empty] | 0 | 0 | -214
[8 empty] | 0 | 0 | -214
[8 empty] | 0 | 0 | -214
[8 empty] | 0 | 0 | -214
[8 empty] | 0 | 0 | -214
[8 empty] | 0 | 0 | -214
[8 empty] | 0 | 0 | -214
[8 empty] | 0 | 0 | -214
[8 empty] | 0 | 0 | -214
[8 empty] | 0 | 0 | -214
[8 empty] | 0 | 0 | -214
[8 empty] | 0 | 0 | -214
[8 empty] | 0 | 0 | -214
[8 empty] | 0 | 0 | -214
[8 empty] | 0 | 0 | -214
[8 empty] | 0 | 0 | -214
[8 empty] | 0 | 0 | -214
[8 empty] | 0 | 0 | -214
[8 empty] | 0 | 0 | -214
[8 empty] | 0 | 0 | -214
[8 empty] | 0 | 0 | -214
[8 empty] | 0 | 0 | -214
[8 empty] | 0 | 0 | -214
[8 empty] | 0 | 0 | -214
[8 empty] | 0 | 0 | -214
[8 empty] | 0 | 0 | -214
[8 empty] | 0 | 0 | -214
[8 empty] | 0 | 0 | -214
[8 empty] | 0 | 0 | -214
[8 empty] | 0 | 0 | -214
[8 empty] | 0 | 0 | -214
[8 empty] | 0 | 0 | -214
[8 empty] | 0 | 0 | -214
[8 empty] | 0 | 0 | -214
[8 empty] | 0 | 0 | -214
[8 empty] | 0 | 0 | -214
[8 empty] | 0 | 0 | -214
[8 empty] | 0 | 0 | -214
[8 empty] | 0 | 0 | -214
[8 empty] | 0 | 0 | -214
[8 empty] | 0 | 0 | -214
[8 empty] | 0 | 0 | -214
[8 empty] | 0 | 0 | -214
[8 empty] | 0 | 0 | -214
[8 empty] | 0 | 0 | -214
[8 empty] | 0 | 0 | -214
[8 empty] | 0 | 0 | -214
[8 empty] | 0 | 0 | -214
[8 empty] | 0 | 0 | -214
[8 empty] | 0 | 0 | -214
[8 empty] | 0 | 0 | -214
[8 empty] | 0 | 0 | -214
[8 empty] | 0 | 0 | -214
[8 empty] | 0 | 0 | -214
[8 empty] | 0 | 0 | -214
[8 empty] | 0 | 0 | -214
[8 empty] | 0 | 0 | -214
[8 empty] | 0 | 0 | -214
[8 empty] | 0 | 0 | -214
[8 empty] | 0 | 0 | -214
[8 empty] | 0 | 0 | -214
[8 empty] | 0 | 0 | -214
[8 empty] | 0 | 0 | -214
[8 empty] | 0 | 0 | -214
[8 empty] | 0 | 0 | -214
[8 empty] | 0 | 0 | -214
[8 empty] | 0 | 0 | -214
[8 empty] | 0 | 0 | -214
[8 empty] | 0 | 0 | -214
[8 empty] | 0 | 0 | -214
[8 empty] | 0 | 0 | -214
[8 empty] | 0 | 0 | -214
[8 empty] | 0 | 0 | -214
[8 empty] | 0 | 0 | -214
[8 empty] | 0 | 0 | -214
[8 empty] | 0 | 0 | -214
[8 empty] | 0 | 0 | -214
[8 empty] | 0 | 0 | -214
[8 empty] | 0 | 0 | -214
[8 empty] | 0 | 0 | -214
[8 empty] | 0 | 0 | -214
[8 empty] | 0 | 0 | -214
[8 empty] | 0 | 0 | -214
[8 empty] | 0 | 0 | -214
[8 empty] | 0 | 0 | -214
[8 empty] | 0 | 0 | -214
[8 empty] | 0 | 0 | -214
[8 empty] | 0 | 0 | -214
[8 empty] | 0 | 0 | -214
[8 empty] | 0 | 0 | -214
[8 empty] | 0 | 0 | -214
[8 empty] | 0 | 0 | -214
[8 empty] | 0 | 0 | -214
[8 empty] | 0 | 0 | -214
[8 empty] | 0 | 0 | -214
[8 empty] | 0 | 0 | -214
[8 empty] | 0 | 0 | -214
[8 empty] | 0 | 0 | -214
[8 empty] | 0 | 0 | -214
[8 empty] | 0 | 0 | -214
[8 empty] | 0 | 0 | -214
[8 empty] | 0 | 0 | -214
[8 empty] | 0 | 0 | -214
[8 empty] | 0 | 0 | -214
[8 empty] | 0 | 0 | -214
[8 empty] | 0 | 0 | -214
[8 empty] | 0 | 0 | -214
[8 empty] | 0 | 0 | -214
[8 empty] | 0 | 0 | -214
[8 empty] | 0 | 0 | -214
[8 empty] | 0 | 0 | -214
[8 empty] | 0 | 0 | -214
[8 empty] | 0 | 0 | -214
[8 empty] | 0 | 0 | -214
[8 empty] | 0 | 0 | -214
[8 empty] | 0 | 0 | -214
[8 empty] | 0 | 0 | -214
[8 empty] | 0 | 0 | -214
[8 empty] | 0 | 0 | -214
[8 empty] | 0 | 0 | -214
[8 empty] | 0 | 0 | -214
[8 empty] | 0 | 0 | -214
[8 empty] | 0 | 0 | -214
[8 empty] | 0 | 0 | -214
[8 empty] | 0 | 0 | -214
[8 empty] | 0 | 0 | -214
[8 empty] | 0 | 0 | -214
[8 empty] | 0 | 0 | -214
[8 empty] | 0 | 0 | -214
[8 empty] | 0 | 0 | -214
[8 empty] | 0 | 0 | -214
[8 empty] | 0 | 0 | -214
[8 empty] | 0 | 0 | -214
[8 empty] | 0 | 0 | -214
[8 empty] | 0 | 0 | -214
[8 empty] | 0 | 0 | -214
[8 empty] | 0 | 0 | -214
[8 empty] | 0 | 0 | -214
[8 empty] | 0 | 0 | -214
[8 empty] | 0 | 0 | -214
[8 empty] | 0 | 0 | -214
[8 empty] | 0 | 0 | -214
[8 empty] | 0 | 0 | -214
[8 empty] | 0 | 0 | -214
[8 empty] | 0 | 0 | -214
[8 empty] | 0 | 0 | -214
[8 empty] | 0 | 0 | -214
[8 empty] | 0 | 0 | -214
[8 empty] | 0 | 0 | -214
[8 empty] | 0 | 0 | -214
[8 empty] | 0 | 0 | -214
[8 empty] | 0 | 0 | -214
[8 empty] | 0 | 0 | -214
[8 empty] | 0 | 0 | -214
[8 empty] | 0 | 0 | -214
[8 empty] | 0 | 0 | -214
[8 empty] | 0 | 0 | -214
[8 empty] | 0 | 0 | -214
[8 empty] | 0 | 0 | -214
[8 empty] | 0 | 0 | -214
[8 empty] | 0 | 0 | -214
[8 empty] | 0 | 0 | -214
[8 empty] | 0 | 0 | -214
[8 empty] | 0 | 0 | -214
[8 empty] | 0 | 0 | -214
[8 empty] | 0 | 0 | -214
[8 empty] | 0 | 0 | -214
[8 empty] | 0 | 0 | -214
[8 empty] | 0 | 0 | -214
[8 empty] | 0 | 0 | -214
[8 empty] | 0 | 0 | -214
[8 empty] | 0 | 0 | -214
[8 empty] | 0 | 0 | -214
[8 empty] | 0 | 0 | -214
[8 empty] | 0 | 0 | -214
[8 empty] | 0 | 0 | -214
[8 empty] | 0 | 0 | -214
[8 empty] | 0 | 0 | -214
[8 empty] | 0 | 0 | -214
[8 empty] | 0 | 0 | -214
[8 empty] | 0 | 0 | -214
[8 empty] | 0 | 0 | -214
[8 empty] | 0 | 0 | -214
[8 empty] | 0 | 0 | -214
[8 empty] | 0 | 0 | -214
[8 empty] | 0 | 0 | -214
[8 empty] | 0 | 0 | -214
[8 empty] | 0 | 0 | -214
[8 empty] | 0 | 0 | -214
[8 empty] | 0 | 0 | -214
[8 empty] | 0 | 0 | -214
[8 empty] | 0 | 0 | -214
[8 empty] | 0 | 0 | -214
[8 empty] | 0 | 0 | -214
[8 empty] | 0 | 0 | -214
[8 empty] | 0 | 0 | -214
[8 empty] | 0 | 0 | -214
[8 empty] | 0 | 0 | -214
[8 empty] | 0 | 0 | -214
[8 empty] | 0 | 0 | -214
[8 empty] | 0 | 0 | -214
[8 empty] | 0 | 0 | -214
[8 empty] | 0 | 0 | -214
[8 empty] | 0 | 0 | -214
[8 empty] | 0 | 0 | -214
[8 empty] | 0 | 0 | -214
[8 empty] | 0 | 0 | -214
[8 empty] | 0 | 0 | -214
[8 empty] | 0 | 0 | -214
[8 empty] | 0 | 0 | -214
[8 empty] | 0 | 0 | -214
[8 empty] | 0 | 0 | -214
[8 empty] | 0 | 0 | -214
[8 empty] | 0 | 0 | -214
[8 empty] | 0 | 0 | -214
[8 empty] | 0 | 0 | -214
[8 empty] | 0 | 0 | -214
[8 empty] | 0 | 0 | -214
[8 empty] | 0 | 0 | -214
[8 empty] | 0 | 0 | -214
[8 empty] | 0 | 0 | -214
[8 empty] | 0 | 0 | -214
[8 empty] | 0 | 0 | -214
[8 empty] | 0 | 0 | -214
[8 empty] | 0 | 0 | -214
[8 empty] | 0 | 0 | -214
[8 empty] | 0 | 0 | -214
[8 empty] | 0 | 0 | -214
[8 empty] | 0 | 0 | -214
[8 empty] | 0 | 0 | -214
[8 empty] | 0 | 0 | -214
[8 empty] | 0 | 0 | -214
[8 empty] | 0 | 0 | -214
[8 empty] | 0 | 0 | -214
[8 empty] | 0 | 0 | -214
[8 empty] | 0 | 0 | -214
[8 empty] | 0 | 0 | -214
[8 empty] | 0 | 0 | -214
[8 empty] | 0 | 0 | -214
[8 empty] | 0 | 0 | -214
[8 empty] | 0 | 0 | -214
[8 empty] | 0 | 0 | -214
[8 empty] | 0 | 0 | -214
[8 empty] | 0 | 0 | -214
[8 empty] | 0 | 0 | -214
[8 empty] | 0 | 0 | -214
[8 empty] | 0 | 0 | -214
[8 empty] | 0 | 0 | -214
[8 empty] | 0 | 0 | -214
[8 empty] | 0 | 0 | -214
[8 empty] | 0 | 0 | -214
[8 empty] | 0 | 0 | -214
[8 empty] | 0 | 0 | -214
[8 empty] | 0 | 0 | -214
[8 empty] | 0 | 0 | -214
[8 empty] | 0 | 0 | -214
[8 empty] | 0 | 0 | -214
[8 empty] | 0 | 0 | -214
[8 empty] | 0 | 0 | -214
[8 empty] | 0 | 0 | -214
[8 empty] | 0 | 0 | -214
[8 empty] | 0 | 0 | -214
[8 empty] | 0 | 0 | -214
[8 empty] | 0 | 0 | -214
[8 empty] | 0 | 0 | -214
[8 empty] | 0 | 0 | -214
[8 empty] | 0 | 0 | -214
[8 empty] | 0 | 0 | -214
[8 empty] | 0 | 0 | -214
[8 empty] | 0 | 0 | -214
[8 empty] | 0 | 0 | -214
[8 empty] | 0 | 0 | -214
[8 empty] | 0 | 0 | -214
[8 empty] | 0 | 0 | -214
[8 empty] | 0 | 0 | -214
[8 empty] | 0 | 0 | -214
[8 empty] | 0 | 0 | -214
[8 empty] | 0 | 0 | -214
[8 empty] | 0 | 0 | -214
[8 empty] | 0 | 0 | -214
[8 empty] | 0 | 0 | -214
[8 empty] | 0 | 0 | -214
[8 empty] | 0 | 0 | -214
[8 empty] | 0 | 0 | -214
[8 empty] | 0 | 0 | -214
[8 empty] | 0 | 0 | -214
[8 empty] | 0 | 0 | -214
[8 empty] | 0 | 0 | -214
[8 empty] | 0 | 0 | -214
[8 empty] | 0 | 0 | -214
[8 empty] | 0 | 0 | -214
[8 empty] | 0 | 0 | -214
[8 empty] | 0 | 0 | -214
[8 empty] | 0 | 0 | -214
[8 empty] | 0 | 0 | -214
[8 empty] | 0 | 0 | -214
[8 empty] | 0 | 0 | -214
[8 empty] | 0 | 0 | -214
[8 empty] | 0 | 0 | -214
[8 empty] | 0 | 0 | -214
[8 empty] | 0 | 0 | -214
[8 empty] | 0 | 0 | -214
[8 empty] | 0 | 0 | -214
[8 empty] | 0 | 0 | -214
[8 empty] | 0 | 0 | -214
[8 empty] | 0 | 0 | -214
[8 empty] | 0 | 0 | -214
[8 empty] | 0 | 0 | -214
[8 empty] | 0 | 0 | -214
[8 empty] | 0 | 0 | -214
[8 empty] | 0 | 0 | -214
[8 empty] | 0 | 0 | -214
[8 empty] | 0 | 0 | -214
[8 empty] | 0 | 0 | -214
[8 empty] | 0 | 0 | -214
[8 empty] | 0 | 0 | -214
[8 empty] | 0 | 0 | -214
[8 empty] | 0 | 0 | -214
[8 empty] | 0 | 0 | -214
[8 empty] | 0 | 0 | -214
[8 empty] | 0 | 0 | -214
[8 empty] | 0 | 0 | -214
[8 empty] | 0 | 0 | -214
[8 empty] | 0 | 0 | -214
[8 empty] | 0 | 0 | -214
[8 empty] | 0 | 0 | -214
[8 empty] | 0 | 0 | -214
[8 empty] | 0 | 0 | -214
[8 empty] | 0 | 0 | -214
[8 empty] | 0 | 0 | -214
[8 empty] | 0 | 0 | -214
[8 empty] | 0 | 0 | -214
[8 empty] | 0 | 0 | -214
[8 empty] | 0 | 0 | -214
[8 empty] | 0 | 0 | -214
[8 empty] | 0 | 0 | -214
[8 empty] | 0 | 0 | -214
[8 empty] | 0 | 0 | -214
[8 empty] | 0 | 0 | -214
[8 empty] | 0 | 0 | -214
[8 empty] | 0 | 0 | -214
[8 empty] | 0 | 0 | -214
[8 empty] | 0 | 0 | -214
[8 empty] | 0 | 0 | -214
[8 empty] | 0 | 0 | -214
[8 empty] | 0 | 0 | -214
[8 empty] | 0 | 0 | -214
[8 empty] | 0 | 0 | -214
[8 empty] | 0 | 0 | -214
[8 empty] | 0 | 0 | -214
[8 empty] | 0 | 0 | -214
[8 empty] | 0 | 0 | -214
[8 empty] | 0 | 0 | -214
[8 empty] | 0 | 0 | -214
[8 empty] | 0 | 0 | -214
[8 empty] | 0 | 0 | -214
[8 empty] | 0 | 0 | -214
[8 empty] | 0 | 0 | -214
[8 empty] | 0 | 0 | -214
[8 empty] | 0 | 0 | -214
[8 empty] | 0 | 0 | -214
[8 empty] | 0 | 0 | -214
[8 empty] | 0 | 0 | -214
[8 empty] | 0 | 0 | -214
[8 empty] | 0 | 0 | -214
[8 empty] | 0 | 0 | -214
[8 empty] | 0 | 0 | -214
[8 empty] | 0 | 0 | -214
[8 empty] | 0 | 0 | -214
[8 empty] | 0 | 0 | -214
[8 empty] | 0 | 0 | -214
[8 empty] | 0 | 0 | -214
[8 empty] | 0 | 0 | -214
[8 empty] | 0 | 0 | -214
[8 empty] | 0 | 0 | -214
[8 empty] | 0 | 0 | -214
[8 empty] | 0 | 0 | -214
[8 empty] | 0 | 0 | -214
[8 empty] | 0 | 0 | -214
[8 empty] | 0 | 0 | -214
[8 empty] | 0 | 0 | -214
[8 empty] | 0 | 0 | -214
[8 empty] | 0 | 0 | -214
[8 empty] | 0 | 0 | -214
[8 empty] | 0 | 0 | -214
[8 empty] | 0 | 0 | -214
[8 empty] | 0 | 0 | -214
[8 empty] | 0 | 0 | -214
[8 empty] | 0 | 0 | -214
[8 empty] | 0 | 0 | -214
[8 empty] | 0 | 0 | -214
[8 empty] | 0 | 0 | -214
[8 empty] | 0 | 0 | -214
[8 empty] | 0 | 0 | -214
[8 empty] | 0 | 0 | -214
[8 empty] | 0 | 0 | -214
[8 empty] | 0 | 0 | -214
[8 empty] | 0 | 0 | -214
[8 empty] | 0 | 0 | -214
[8 empty] | 0 | 0 | -214
[8 empty] | 0 | 0 | -214
[8 empty] | 0 | 0 | -214
[8 empty] | 0 | 0 | -214
[8 empty] | 0 | 0 | -214
[8 empty] | 0 | 0 | -214
[8 empty] | 0 | 0 | -214
[8 empty] | 0 | 0 | -214
[8 empty] | 0 | 0 | -214
[8 empty] | 0 | 0 | -214
[8 empty] | 0 | 0 | -214
[8 empty] | 0 | 0 | -214
[8 empty] | 0 | 0 | -214
[8 empty] | 0 | 0 | -214
[8 empty] | 0 | 0 | -214
[8 empty] | 0 | 0 | -214
[8 empty] | 0 | 0 | -214
[8 empty] | 0 | 0 | -214
[8 empty] | 0 | 0 | -214
[8 empty] | 0 | 0 | -214
[8 empty] | 0 | 0 | -214
[8 empty] | 0 | 0 | -214
[8 empty] | 0 | 0 | -214
[8 empty] | 0 | 0 | -214
[8 empty] | 0 | 0 | -214
[8 empty] | 0 | 0 | -214
[8 empty] | 0 | 0 | -214
[8 empty] | 0 | 0 | -214
[8 empty] | 0 | 0 | -214
[8 empty] | 0 | 0 | -214
[8 empty] | 0 | 0 | -214
[8 empty] | 0 | 0 | -214
[8 empty] | 0 | 0 | -214
[8 empty] | 0 | 0 | -214
[8 empty] | 0 | 0 | -214
[8 empty] | 0 | 0 | -214
[8 empty] | 0 | 0 | -214
[8 empty] | 0 | 0 | -214
[8 empty] | 0 | 0 | -214
[8 empty] | 0 | 0 | -214
[8 empty] | 0 | 0 | -214
[8 empty] | 0 | 0 | -214
[8 empty] | 0 | 0 | -214
[8 empty] | 0 | 0 | -214
[8 empty] | 0 | 0 | -214
[8 empty] | 0 | 0 | -214
[8 empty] | 0 | 0 | -214
[8 empty] | 0 | 0 | -214
[8 empty] | 0 | 0 | -214
[8 empty] | 0 | 0 | -214
[8 empty] | 0 | 0 | -214
[8 empty] | 0 | 0 | -214
[8 empty] | 0 | 0 | -214
[8 empty] | 0 | 0 | -214
[8 empty] | 0 | 0 | -214
[8 empty] | 0 | 0 | -214
[8 empty] | 0 | 0 | -214
[8 empty] | 0 | 0 | -214
[8 empty] | 0 | 0 | -214
[8 empty] | 0 | 0 | -214
[8 empty] | 0 | 0 | -214
[8 empty] | 0 | 0 | -214
[8 empty] | 0 | 0 | -214
[8 empty] | 0 | 0 | -214
[8 empty] | 0 | 0 | -214
[8 empty] | 0 | 0 | -214
[8 empty] | 0 | 0 | -214
[8 empty] | 0 | 0 | -214
[8 empty] | 0 | 0 | -214
[8 empty] | 0 | 0 | -214
[8 empty] | 0 | 0 | -214
[8 empty] | 0 | 0 | -214
[8 empty] | 0 | 0 | -214
[8 empty] | 0 | 0 | -214
[8 empty] | 0 | 0 | -214
[8 empty] | 0 | 0 | -214
[8 empty] | 0 | 0 | -214
[8 empty] | 0 | 0 | -214
[8 empty] | 0 | 0 | -214
[8 empty] | 0 | 0 | -214
[8 empty] | 0 | 0 | -214
[8 empty] | 0 | 0 | -214
[8 empty] | 0 | 0 | -214
[8 empty] | 0 | 0 | -214
[8 empty] | 0 | 0 | -214
[8 empty] | 0 | 0 | -214
[8 empty] | 0 | 0 | -214
[8 empty] | 0 | 0 | -214
[8 empty] | 0 | 0 | -214
[8 empty] | 0 | 0 | -214
[8 empty] | 0 | 0 | -214
[8 empty] | 0 | 0 | -214
[8 empty] | 0 | 0 | -214
[8 empty] | 0 | 0 | -214
[8 empty] | 0 | 0 | -214
[8 empty] | 0 | 0 | -214
[8 empty] | 0 | 0 | -214
[8 empty] | 0 | 0 | -214
[8 empty] | 0 | 0 | -214
[8 empty] | 0 | 0 | -214
[8 empty] | 0 | 0 | -214
[8 empty] | 0 | 0 | -214
[8 empty] | 0 | 0 | -214
[8 empty] | 0 | 0 | -214
[8 empty] | 0 | 0 | -214
[8 empty] | 0 | 0 | -214
[8 empty] | 0 | 0 | -214
[8 empty] | 0 | 0 | -214
[8 empty] | 0 | 0 | -214
[8 empty] | 0 | 0 | -214
[8 empty] | 0 | 0 | -214
[8 empty] | 0 | 0 | -214
[8 empty] | 0 | 0 | -214
[8 empty] | 0 | 0 | -214
[8 empty] | 0 | 0 | -214
[8 empty] | 0 | 0 | -214
[8 empty] | 0 | 0 | -214
[8 empty] | 0 | 0 | -214
[8 empty] | 0 | 0 | -214
[8 empty] | 0 | 0 | -214
[8 empty] | 0 | 0 | -214
[8 empty] | 0 | 0 | -214
[8 empty] | 0 | 0 | -214
[8 empty] | 0 | 0 | -214
[8 empty] | 0 | 0 | -214
[8 empty] | 0 | 0 | -214
[8 empty] | 0 | 0 | -214
[8 empty] | 0 | 0 | -214
[8 empty] | 0 | 0 | -214
[8 empty] | 0 | 0 | -214
[8 empty] | 0 | 0 | -214
[8 empty] | 0 | 0 | -214
[8 empty] | 0 | 0 | -214
[8 empty] | 0 | 0 | -214
[8 empty] | 0 | 0 | -214
[8 empty] | 0 | 0 | -214
[8 empty] | 0 | 0 | -214
[8 empty] | 0 | 0 | -214
[8 empty] | 0 | 0 | -214
[8 empty] | 0 | 0 | -214
[8 empty] | 0 | 0 | -214
[8 empty] | 0 | 0 | -214
[8 empty] | 0 | 0 | -214
[8 empty] | 0 | 0 | -214
[8 empty] | 0 | 0 | -214
[8 empty] | 0 | 0 | -214
[8 empty] | 0 | 0 | -214
[8 empty] | 0 | 0 | -214
[8 empty] | 0 | 0 | -214
[8 empty] | 0 | 0 | -214
[8 empty] | 0 | 0 | -214
[8 empty] | 0 | 0 | -214
[8 empty] | 0 | 0 | -214
[8 empty] | 0 | 0 | -214
[8 empty] | 0 | 0 | -214
[8 empty] | 0 | 0 | -214
[8 empty] | 0 | 0 | -214
[8 empty] | 0 | 0 | -214
[8 empty] | 0 | 0 | -214
[8 empty] | 0 | 0 | -214
[8 empty] | 0 | 0 | -214
[8 empty] | 0 | 0 | -214
[8 empty] | 0 | 0 | -214
[8 empty] | 0 | 0 | -214
[8 empty] | 0 | 0 | -214
[8 empty] | 0 | 0 | -214
[8 empty] | 0 | 0 | -214
[8 empty] | 0 | 0 | -214
[8 empty] | 0 | 0 | -214
[8 empty] | 0 | 0 | -214
[8 empty] | 0 | 0 | -214
[8 empty] | 0 | 0 | -214
[8 empty] | 0 | 0 | -214
[8 empty] | 0 | 0 | -214
[8 empty] | 0 | 0 | -214
[8 empty] | 0 | 0 | -214
[8 empty] | 0 | 0 | -214
[8 empty] | 0 | 0 | -214
[8 empty] | 0 | 0 | -214
[8 empty] | 0 | 0 | -214
[8 empty] | 0 | 0 | -214
[8 empty] | 0 | 0 | -214
[8 empty] | 0 | 0 | -214
[8 empty] | 0 | 0 | -214
[8 empty] | 0 | 0 | -214
[8 empty] | 0 | 0 | -214
[8 empty] | 0 | 0 | -214
[8 empty] | 0 | 0 | -214
[8 empty] | 0 | 0 | -214
[8 empty] | 0 | 0 | -214
[8 empty] | 0 | 0 | -214
[8 empty] | 0 | 0 | -214
[8 empty] | 0 | 0 | -214
[8 empty] | 0 | 0 | -214
[8 empty] | 0 | 0 | -214
[8 empty] | 0 | 0 | -214
[8 empty] | 0 | 0 | -214
[8 empty] | 0 | 0 | -214
[8 empty] | 0 | 0 | -214
[8 empty] | 0 | 0 | -214
[8 empty] | 0 | 0 | -214
[8 empty] | 0 | 0 | -214
[8 empty] | 0 | 0 | -214
[8 empty] | 0 | 0 | -214
[8 empty] | 0 | 0 | -214
[8 empty] | 0 | 0 | -214
[8 empty] | 0 | 0 | -214
[8 empty] | 0 | 0 | -214
[8 empty] | 0 | 0 | -214
[8 empty] | 0 | 0 | -214
[8 empty] | 0 | 0 | -214
[8 empty] | 0 | 0 | -214
[8 empty] | 0 | 0 | -214
[8 empty] | 0 | 0 | -214
[8 empty] | 0 | 0 | -214
[8 empty] | 0 | 0 | -214
[8 empty] | 0 | 0 | -214
[8 empty] | 0 | 0 | -214
[8 empty] | 0 | 0 | -214
[8 empty] | 0 | 0 | -214
[8 empty] | 0 | 0 | -214
[8 empty] | 0 | 0 | -214
[8 empty] | 0 | 0 | -214
[8 empty] | 0 | 0 | -214
[8 empty] | 0 | 0 | -214
[8 empty] | 0 | 0 | -214
[8 empty] | 0 | 0 | -214
[8 empty] | 0 | 0 | -214
[8 empty] | 0 | 0 | -214
[8 empty] | 0 | 0 | -214
[8 empty] | 0 | 0 | -214
[8 empty] | 0 | 0 | -214
[8 empty] | 0 | 0 | -214
[8 empty] | 0 | 0 | -214
[8 empty] | 0 | 0 | -214
[8 empty] | 0 | 0 | -214
[8 empty] | 0 | 0 | -214
[8 empty] | 0 | 0 | -214
[8 empty] | 0 | 0 | -214
[8 empty] | 0 | 0 | -214
[8 empty] | 0 | 0 | -214
[8 empty] | 0 | 0 | -214
[8 empty] | 0 | 0 | -214
[8 empty] | 0 | 0 | -214
[8 empty] | 0 | 0 | -214
[8 empty] | 0 | 0 | -214
[8 empty] | 0 | 0 | -214
[8 empty] | 0 | 0 | -214
[8 empty] | 0 | 0 | -214
[8 empty] | 0 | 0 | -214
[8 empty] | 0 | 0 | -214
[8 empty] | 0 | 0 | -214
[8 empty] | 0 | 0 | -214
[8 empty] | 0 | 0 | -214
[8 empty] | 0 | 0 | -214
[8 empty] | 0 | 0 | -214
[8 empty] | 0 | 0 | -214
[8 empty] | 0 | 0 | -214
[8 empty] | 0 | 0 | -214
[8 empty] | 0 | 0 | -214
[8 empty] | 0 | 0 | -214
[8 empty] | 0 | 0 | -214
[8 empty] | 0 | 0 | -214
[8 empty] | 0 | 0 | -214
[8 empty] | 0 | 0 | -214
[8 empty] | 0 | 0 | -214
[8 empty] | 0 | 0 | -214
[8 empty] | 0 | 0 | -214
[8 empty] | 0 | 0 | -214
[8 empty] | 0 | 0 | -214
[8 empty] | 0 | 0 | -214
[8 empty] | 0 | 0 | -214
[8 empty] | 0 | 0 | -214
[8 empty] | 0 | 0 | -214
[8 empty] | 0 | 0 | -214
[8 empty] | 0 | 0 | -214
[8 empty] | 0 | 0 | -214
[8 empty] | 0 | 0 | -214
[8 empty] | 0 | 0 | -214
[8 empty] | 0 | 0 | -214
[8 empty] | 0 | 0 | -214
[8 empty] | 0 | 0 | -214
[8 empty] | 0 | 0 | -214
[8 empty] | 0 | 0 | -214
[8 empty] | 0 | 0 | -214
[8 empty] | 0 | 0 | -214
[8 empty] | 0 | 0 | -214
[8 empty] | 0 | 0 | -214
[8 empty] | 0 | 0 | -214
[8 empty] | 0 | 0 | -214
[8 empty] | 0 | 0 | -214
[8 empty] | 0 | 0 | -214
[8 empty] | 0 | 0 | -214
[8 empty] | 0 | 0 | -214
[8 empty] | 0 | 0 | -214
[8 empty] | 0 | 0 | -214
[8 empty] | 0 | 0 | -214
[8 empty] | 0 | 0 | -214
[8 empty] | 0 | 0 | -214
[8 empty] | 0 | 0 | -214
[8 empty] | 0 | 0 | -214
[8 empty] | 0 | 0 | -214
[8 empty] | 0 | 0 | -214
[8 empty] | 0 | 0 | -214
[8 empty] | 0 | 0 | -214
[8 empty] | 0 | 0 | -214
[8 empty] | 0 | 0 | -214
[8 empty] | 0 | 0 | -214
[8 empty] | 0 | 0 | -214
[8 empty] | 0 | 0 | -214
[8 empty] | 0 | 0 | -214
[8 empty] | 0 | 0 | -214
[8 empty] | 0 | 0 | -214
[8 empty] | 0 | 0 | -214
[8 empty] | 0 | 0 | -214
[8 empty] | 0 | 0 | -214
[8 empty] | 0 | 0 | -214
[8 empty] | 0 | 0 | -214
[8 empty] | 0 | 0 | -214
[8 empty] | 0 | 0 | -214
[8 empty] | 0 | 0 | -214
[8 empty] | 0 | 0 | -214
[8 empty] | 0 | 0 | -214
[8 empty] | 0 | 0 | -214
[8 empty] | 0 | 0 | -214
[8 empty] | 0 | 0 | -214
[8 empty] | 0 | 0 | -214
[8 empty] | 0 | 0 | -214
[8 empty] | 0 | 0 | -214
[8 empty] | 0 | 0 | -214
[8 empty] | 0 | 0 | -214
[8 empty] | 0 | 0 | -214
[8 empty] | 0 | 0 | -214
[8 empty] | 0 | 0 | -214
[8 empty] | 0 | 0 | -214
[8 empty] | 0 | 0 | -214
[8 empty] | 0 | 0 | -214
[8 empty] | 0 | 0 | -214
[8 empty] | 0 | 0 | -214
[8 empty] | 0 | 0 | -214
[8 empty] | 0 | 0 | -214
[8 empty] | 0 | 0 | -214
[8 empty] | 0 | 0 | -214
[8 empty] | 0 | 0 | -214
[8 empty] | 0 | 0 | -214
[8 empty] | 0 | 0 | -214
[8 empty] | 0 | 0 | -214
[8 empty] | 0 | 0 | -214
[8 empty] | 0 | 0 | -214
[8 empty] | 0 | 0 | -214
[8 empty] | 0 | 0 | -214
[8 empty] | 0 | 0 | -214
[8 empty] | 0 | 0 | -214
[8 empty] | 0 | 0 | -214
[8 empty] | 0 | 0 | -214
[8 empty] | 0 | 0 | -214
[8 empty] | 0 | 0 | -214
[8 empty] | 0 | 0 | -214
[8 empty] | 0 | 0 | -214
[8 empty] | 0 | 0 | -214
[8 empty] | 0 | 0 | -214
[8 empty] | 0 | 0 | -214
[8 empty] | 0 | 0 | -214
[8 empty] | 0 | 0 | -214
[8 empty] | 0 | 0 | -214
[8 empty] | 0 | 0 | -214
[8 empty] | 0 | 0 | -214
[8 empty] | 0 | 0 | -214
[8 empty] | 0 | 0 | -214
[8 empty] | 0 | 0 | -214
[8 empty] | 0 | 0 | -214
[8 empty] | 0 | 0 | -214
[8 empty] | 0 | 0 | -214
[8 empty] | 0 | 0 | -214
[8 empty] | 0 | 0 | -214
[8 empty] | 0 | 0 | -214
[8 empty] | 0 | 0 | -214
[8 empty] | 0 | 0 | -214
[8 empty] | 0 | 0 | -214
[8 empty] | 0 | 0 | -214
[8 empty] | 0 | 0 | -214
[8 empty] | 0 | 0 | -214
[8 empty] | 0 | 0 | -214
[8 empty] | 0 | 0 | -214
[8 empty] | 0 | 0 | -214
[8 empty] | 0 | 0 | -214
[8 empty] | 0 | 0 | -214
[8 empty] | 0 | 0 | -214
[8 empty] | 0 | 0 | -214
[8 empty] | 0 | 0 | -214
[8 empty] | 0 | 0 | -214
[8 empty] | 0 | 0 | -214
[8 empty] | 0 | 0 | -214
[8 empty] | 0 | 0 | -214
[8 empty] | 0 | 0 | -214
[8 empty] | 0 | 0 | -214
[8 empty] | 0 | 0 | -214
[8 empty] | 0 | 0 | -214
[8 empty] | 0 | 0 | -214
[8 empty] | 0 | 0 | -214
[8 empty] | 0 | 0 | -214
[8 empty] | 0 | 0 | -214
[8 empty] | 0 | 0 | -214
[8 empty] | 0 | 0 | -214
[8 empty] | 0 | 0 | -214
[8 empty] | 0 | 0 | -214
[8 empty] | 0 | 0 | -214
[8 empty] | 0 | 0 | -214
[8 empty] | 0 | 0 | -214
[8 empty] | 0 | 0 | -214
[8 empty] | 0 | 0 | -214
[8 empty] | 0 | 0 | -214
[8 empty] | 0 | 0 | -214
[8 empty] | 0 | 0 | -214
[8 empty] | 0 | 0 | -214
[8 empty] | 0 | 0 | -214
[8 empty] | 0 | 0 | -214
[8 empty] | 0 | 0 | -214
[8 empty] | 0 | 0 | -214
[8 empty] | 0 | 0 | -214
[8 empty] | 0 | 0 | -214
[8 empty] | 0 | 0 | -214
[8 empty] | 0 | 0 | -214
[8 empty] | 0 | 0 | -214
[8 empty] | 0 | 0 | -214
[8 empty] | 0 | 0 | -214
[8 empty] | 0 | 0 | -214
[8 empty] | 0 | 0 | -214
[8 empty] | 0 | 0 | -214
[8 empty] | 0 | 0 | -214
[8 empty] | 0 | 0 | -214
[8 empty] | 0 | 0 | -214
[8 empty] | 0 | 0 | -214
[8 empty] | 0 | 0 | -214
[8 empty] | 0 | 0 | -214
[8 empty] | 0 | 0 | -214
[8 empty] | 0 | 0 | -214
[8 empty] | 0 | 0 | -214
[8 empty] | 0 | 0 | -214
[8 empty] | 0 | 0 | -214
[8 empty] | 0 | 0 | -214
[8 empty] | 0 | 0 | -214
[8 empty] | 0 | 0 | -214
[8 empty] | 0 | 0 | -214
[8 empty] | 0 | 0 | -214
[8 empty] | 0 | 0 | -214
[8 empty] | 0 | 0 | -214
[8 empty] | 0 | 0 | -214
[8 empty] | 0 | 0 | -214
[8 empty] | 0 | 0 | -214
[8 empty] | 0 | 0 | -214
[8 empty] | 0 | 0 | -214
[8 empty] | 0 | 0 | -214
[8 empty] | 0 | 0 | -214
[8 empty] | 0 | 0 | -214
[8 empty] | 0 | 0 | -214
[8 empty] | 0 | 0 | -214
[8 empty] | 0 | 0 | -214
[8 empty] | 0 | 0 | -214
[8 empty] | 0 | 0 | -214
[8 empty] | 0 | 0 | -214
[8 empty] | 0 | 0 | -214
[8 empty] | 0 | 0 | -214
[8 empty] | 0 | 0 | -214
[8 empty] | 0 | 0 | -214
[8 empty] | 0 | 0 | -214
[8 empty] | 0 | 0 | -214
[8 empty] | 0 | 0 | -214
[8 empty] | 0 | 0 | -214
[8 empty] | 0 | 0 | -214
[8 empty] | 0 | 0 | -214
[8 empty] | 0 | 0 | -214
[8 empty] | 0 | 0 | -214
[8 empty] | 0 | 0 | -214
[8 empty] | 0 | 0 | -214
[8 empty] | 0 | 0 | -214
[8 empty] | 0 | 0 | -214
[8 empty] | 0 | 0 | -214
[8 empty] | 0 | 0 | -214
[8 empty] | 0 | 0 | -214
[8 empty] | 0 | 0 | -214
[8 empty] | 0 | 0 | -214
[8 empty] | 0 | 0 | -214
[8 empty] | 0 | 0 | -214
[8 empty] | 0 | 0 | -214
[8 empty] | 0 | 0 | -214
[8 empty] | 0 | 0 | -214
[8 empty] | 0 | 0 | -214
[8 empty] | 0 | 0 | -214
[8 empty] | 0 | 0 | -214
[8 empty] | 0 | 0 | -214
[8 empty] | 0 | 0 | -214
[8 empty] | 0 | 0 | -214
[8 empty] | 0 | 0 | -214
[8 empty] | 0 | 0 | -214
[8 empty] | 0 | 0 | -214
[8 empty] | 0 | 0 | -214
[8 empty] | 0 | 0 | -214
[8 empty] | 0 | 0 | -214
[8 empty] | 0 | 0 | -214
[8 empty] | 0 | 0 | -214
[8 empty] | 0 | 0 | -214
[8 empty] | 0 | 0 | -214
[8 empty] | 0 | 0 | -214
[8 empty] | 0 | 0 | -214
[8 empty] | 0 | 0 | -214
[8 empty] | 0 | 0 | -214
[8 empty] | 0 | 0 | -214
[8 empty] | 0 | 0 | -214
[8 empty] | 0 | 0 | -214
[8 empty] | 0 | 0 | -214
[8 empty] | 0 | 0 | -214
[8 empty] | 0 | 0 | -214
[8 empty] | 0 | 0 | -214
[8 empty] | 0 | 0 | -214
[8 empty] | 0 | 0 | -214
[8 empty] | 0 | 0 | -214
[8 empty] | 0 | 0 | -214
[8 empty] | 0 | 0 | -214
[8 empty] | 0 | 0 | -214
[8 empty] | 0 | 0 | -214
[8 empty] | 0 | 0 | -214
[8 empty] | 0 | 0 | -214
[8 empty] | 0 | 0 | -214
[8 empty] | 0 | 0 | -214
[8 empty] | 0 | 0 | -214
[8 empty] | 0 | 0 | -214
[8 empty] | 0 | 0 | -214
[8 empty] | 0 | 0 | -214
[8 empty] | 0 | 0 | -214
[8 empty] | 0 | 0 | -214
[8 empty] | 0 | 0 | -214
[8 empty] | 0 | 0 | -214
[8 empty] | 0 | 0 | -214
[8 empty] | 0 | 0 | -214
[8 empty] | 0 | 0 | -214
[8 empty] | 0 | 0 | -214
[8 empty] | 0 | 0 | -214
[8 empty] | 0 | 0 | -214
[8 empty] | 0 | 0 | -214
[8 empty] | 0 | 0 | -214
[8 empty] | 0 | 0 | -214
[8 empty] | 0 | 0 | -214
[8 empty] | 0 | 0 | -214
[8 empty] | 0 | 0 | -214
[8 empty] | 0 | 0 | -214
[8 empty] | 0 | 0 | -214
[8 empty] | 0 | 0 | -214
[8 empty] | 0 | 0 | -214
[8 empty] | 0 | 0 | -214
[8 empty] | 0 | 0 | -214
[8 empty] | 0 | 0 | -214
[8 empty] | 0 | 0 | -214
[8 empty] | 0 | 0 | -214
[8 empty] | 0 | 0 | -214
[8 empty] | 0 | 0 | -214
[8 empty] | 0 | 0 | -214
[8 empty] | 0 | 0 | -214
[8 empty] | 0 | 0 | -214
[8 empty] | 0 | 0 | -214
[8 empty] | 0 | 0 | -214
[8 empty] | 0 | 0 | -214
[8 empty] | 0 | 0 | -214
[8 empty] | 0 | 0 | -214
[8 empty] | 0 | 0 | -214
[8 empty] | 0 | 0 | -214
[8 empty] | 0 | 0 | -214
[8 empty] | 0 | 0 | -214
[8 empty] | 0 | 0 | -214
[8 empty] | 0 | 0 | -214
[8 empty] | 0 | 0 | -214
[8 empty] | 0 | 0 | -214
[8 empty] | 0 | 0 | -214
[8 empty] | 0 | 0 | -214
[8 empty] | 0 | 0 | -214
[8 empty] | 0 | 0 | -214
[8 empty] | 0 | 0 | -214
[8 empty] | 0 | 0 | -214
[8 empty] | 0 | 0 | -214
[8 empty] | 0 | 0 | -214
[8 empty] | 0 | 0 | -214
[8 empty] | 0 | 0 | -214
[8 empty] | 0 | 0 | -214
[8 empty] | 0 | 0 | -214
[8 empty] | 0 | 0 | -214
[8 empty] | 0 | 0 | -214
[8 empty] | 0 | 0 | -214
[8 empty] | 0 | 0 | -214
[8 empty] | 0 | 0 | -214
[8 empty] | 0 | 0 | -214
[8 empty] | 0 | 0 | -214
[8 empty] | 0 | 0 | -214
[8 empty] | 0 | 0 | -214
[8 empty] | 0 | 0 | -214
[8 empty] | 0 | 0 | -214
[8 empty] | 0 | 0 | -214
[8 empty] | 0 | 0 | -214
[8 empty] | 0 | 0 | -214
[8 empty] | 0 | 0 | -214
[8 empty] | 0 | 0 | -214
[8 empty] | 0 | 0 | -214
[8 empty] | 0 | 0 | -214
[8 empty] | 0 | 0 | -214
[8 empty] | 0 | 0 | -214
[8 empty] | 0 | 0 | -214
[8 empty] | 0 | 0 | -214
[8 empty] | 0 | 0 | -214
[8 empty] | 0 | 0 | -214
[8 empty] | 0 | 0 | -214
[8 empty] | 0 | 0 | -214
[8 empty] | 0 | 0 | -214
[8 empty] | 0 | 0 | -214
[8 empty] | 0 | 0 | -214
[8 empty] | 0 | 0 | -214
[8 empty] | 0 | 0 | -214
[8 empty] | 0 | 0 | -214
[8 empty] | 0 | 0 | -214
[8 empty] | 0 | 0 | -214
[8 empty] | 0 | 0 | -214
[8 empty] | 0 | 0 | -214
[8 empty] | 0 | 0 | -214
[8 empty] | 0 | 0 | -214
[8 empty] | 0 | 0 | -214
[8 empty] | 0 | 0 | -214
[8 empty] | 0 | 0 | -214
[8 empty] | 0 | 0 | -214
[8 empty] | 0 | 0 | -214
[8 empty] | 0 | 0 | -214
[8 empty] | 0 | 0 | -214
[8 empty] | 0 | 0 | -214
[8 empty] | 0 | 0 | -214
[8 empty] | 0 | 0 | -214
[8 empty] | 0 | 0 | -214
[8 empty] | 0 | 0 | -214
[8 empty] | 0 | 0 | -214
[8 empty] | 0 | 0 | -214
[8 empty] | 0 | 0 | -214
[8 empty] | 0 | 0 | -214
[8 empty] | 0 | 0 | -214
[8 empty] | 0 | 0 | -214
[8 empty] | 0 | 0 | -214
[8 empty] | 0 | 0 | -214
[8 empty] | 0 | 0 | -214
[8 empty] | 0 | 0 | -214
[8 empty] | 0 | 0 | -214
[8 empty] | 0 | 0 | -214
[8 empty] | 0 | 0 | -214
[8 empty] | 0 | 0 | -214
[8 empty] | 0 | 0 | -214
[8 empty] | 0 | 0 | -214
[8 empty] | 0 | 0 | -214
[8 empty] | 0 | 0 | -214
[8 empty] | 0 | 0 | -214
[8 empty] | 0 | 0 | -214
[8 empty] | 0 | 0 | -214
[8 empty] | 0 | 0 | -214
[8 empty] | 0 | 0 | -214
[8 empty] | 0 | 0 | -214
[8 empty] | 0 | 0 | -214
[8 empty] | 0 | 0 | -214
[8 empty] | 0 | 0 | -214
[8 empty] | 0 | 0 | -214
[8 empty] | 0 | 0 | -214
[8 empty] | 0 | 0 | -214
[8 empty] | 0 | 0 | -214
[8 empty] | 0 | 0 | -214
[8 empty] | 0 | 0 | -214
[8 empty] | 0 | 0 | -214
[8 empty] | 0 | 0 | -214
[8 empty] | 0 | 0 | -214
[8 empty] | 0 | 0 | -214
[8 empty] | 0 | 0 | -214
[8 empty] | 0 | 0 | -214
[8 empty] | 0 | 0 | -214
[8 empty] | 0 | 0 | -214
[8 empty] | 0 | 0 | -214
[8 empty] | 0 | 0 | -214
[8 empty] | 0 | 0 | -214
[8 empty] | 0 | 0 | -214
[8 empty] | 0 | 0 | -214
[8 empty] | 0 | 0 | -214
[8 empty] | 0 | 0 | -214
[8 empty] | 0 | 0 | -214
[8 empty] | 0 | 0 | -214
[8 empty] | 0 | 0 | -214
[8 empty] | 0 | 0 | -214
[8 empty] | 0 | 0 | -214
[8 empty] | 0 | 0 | -214
[8 empty] | 0 | 0 | -214
[8 empty] | 0 | 0 | -214
[8 empty] | 0 | 0 | -214
[8 empty] | 0 | 0 | -214
[8 empty] | 0 | 0 | -214
[8 empty] | 0 | 0 | -214
[8 empty] | 0 | 0 | -214
[8 empty] | 0 | 0 | -214
[8 empty] | 0 | 0 | -214
[8 empty] | 0 | 0 | -214
[8 empty] | 0 | 0 | -214
[8 empty] | 0 | 0 | -214
[8 empty] | 0 | 0 | -214
[8 empty] | 0 | 0 | -214
[8 empty] | 0 | 0 | -214
[8 empty] | 0 | 0 | -214
[8 empty] | 0 | 0 | -214
[8 empty] | 0 | 0 | -214
[8 empty] | 0 | 0 | -214
[8 empty] | 0 | 0 | -214
[8 empty] | 0 | 0 | -214
[8 empty] | 0 | 0 | -214
[8 empty] | 0 | 0 | -214
[8 empty] | 0 | 0 | -214
[8 empty] | 0 | 0 | -214
[8 empty] | 0 | 0 | -214
[8 empty] | 0 | 0 | -214
[8 empty] | 0 | 0 | -214
[8 empty] | 0 | 0 | -214
[8 empty] | 0 | 0 | -214
[8 empty] | 0 | 0 | -214
[8 empty] | 0 | 0 | -214
[8 empty] | 0 | 0 | -214
[8 empty] | 0 | 0 | -214
[8 empty] | 0 | 0 | -214
[8 empty] | 0 | 0 | -214
[8 empty] | 0 | 0 | -214
[8 empty] | 0 | 0 | -214
[8 empty] | 0 | 0 | -214
[8 empty] | 0 | 0 | -214
[8 empty] | 0 | 0 | -214
[8 empty] | 0 | 0 | -214
[8 empty] | 0 | 0 | -214
[8 empty] | 0 | 0 | -214
[8 empty] | 0 | 0 | -214
[8 empty] | 0 | 0 | -214
[8 empty] | 0 | 0 | -214
[8 empty] | 0 | 0 | -214
[8 empty] | 0 | 0 | -214
[8 empty] | 0 | 0 | -214
[8 empty] | 0 | 0 | -214
[8 empty] | 0 | 0 | -214
[8 empty] | 0 | 0 | -214
[8 empty] | 0 | 0 | -214
[8 empty] | 0 | 0 | -214
[8 empty] | 0 | 0 | -214
[8 empty] | 0 | 0 | -214
[8 empty] | 0 | 0 | -214
[8 empty] | 0 | 0 | -214
[8 empty] | 0 | 0 | -214
[8 empty] | 0 | 0 | -214
[8 empty] | 0 | 0 | -214
[8 empty] | 0 | 0 | -214
[8 empty] | 0 | 0 | -214
[8 empty] | 0 | 0 | -214
[8 empty] | 0 | 0 | -214
[8 empty] | 0 | 0 | -214
[8 empty] | 0 | 0 | -214
[8 empty] | 0 | 0 | -214
[8 empty] | 0 | 0 | -214
[8 empty] | 0 | 0 | -214
[8 empty] | 0 | 0 | -214
[8 empty] | 0 | 0 | -214
[8 empty] | 0 | 0 | -214
[8 empty] | 0 | 0 | -214
[8 empty] | 0 | 0 | -214
[8 empty] | 0 | 0 | -214
[8 empty] | 0 | 0 | -214
[8 empty] | 0 | 0 | -214
[8 empty] | 0 | 0 | -214
[8 empty] | 0 | 0 | -214
[8 empty] | 0 | 0 | -214
[8 empty] | 0 | 0 | -214
[8 empty] | 0 | 0 | -214
[8 empty] | 0 | 0 | -214
[8 empty] | 0 | 0 | -214
[8 empty] | 0 | 0 | -214
[8 empty] | 0 | 0 | -214
[8 empty] | 0 | 0 | -214
[8 empty] | 0 | 0 | -214
[8 empty] | 0 | 0 | -214
[8 empty] | 0 | 0 | -214
[8 empty] | 0 | 0 | -214
[8 empty] | 0 | 0 | -214
[8 empty] | 0 | 0 | -214
[8 empty] | 0 | 0 | -214
[8 empty] | 0 | 0 | -214
[8 empty] | 0 | 0 | -214
[8 empty] | 0 | 0 | -214
[8 empty] | 0 | 0 | -214
[8 empty] | 0 | 0 | -214
[8 empty] | 0 | 0 | -214
[8 empty] | 0 | 0 | -214
[8 empty] | 0 | 0 | -214
[8 empty] | 0 | 0 | -214
[8 empty] | 0 | 0 | -214
[8 empty] | 0 | 0 | -214
[8 empty] | 0 | 0 | -214
[8 empty] | 0 | 0 | -214
[8 empty] | 0 | 0 | -214
[8 empty] | 0 | 0 | -214
[8 empty] | 0 | 0 | -214
[8 empty] | 0 | 0 | -214
[8 empty] | 0 | 0 | -214
[8 empty] | 0 | 0 | -214
[8 empty] | 0 | 0 | -214
[8 empty] | 0 | 0 | -214
[8 empty] | 0 | 0 | -214
[8 empty] | 0 | 0 | -214
[8 empty] | 0 | 0 | -214
[8 empty] | 0 | 0 | -214
[8 empty] | 0 | 0 | -214
[8 empty] | 0 | 0 | -214
[8 empty] | 0 | 0 | -214
[8 empty] | 0 | 0 | -214
[8 empty] | 0 | 0 | -214
[8 empty] | 0 | 0 | -214
[8 empty] | 0 | 0 | -214
[8 empty] | 0 | 0 | -214
[8 empty] | 0 | 0 | -214
[8 empty] | 0 | 0 | -214
[8 empty] | 0 | 0 | -214
[8 empty] | 0 | 0 | -214
[8 empty] | 0 | 0 | -214
[8 empty] | 0 | 0 | -214
[8 empty] | 0 | 0 | -214
[8 empty] | 0 | 0 | -214
[8 empty] | 0 | 0 | -214
[8 empty] | 0 | 0 | -214
[8 empty] | 0 | 0 | -214
[8 empty] | 0 | 0 | -214
[8 empty] | 0 | 0 | -214
[8 empty] | 0 | 0 | -214
[8 empty] | 0 | 0 | -214
[8 empty] | 0 | 0 | -214
[8 empty] | 0 | 0 | -214
[8 empty] | 0 | 0 | -214
[8 empty] | 0 | 0 | -214
[8 empty] | 0 | 0 | -214
[8 empty] | 0 | 0 | -214
[8 empty] | 0 | 0 | -214
[8 empty] | 0 | 0 | -214
[8 empty] | 0 | 0 | -214
[8 empty] | 0 | 0 | -214
[8 empty] | 0 | 0 | -214
[8 empty] | 0 | 0 | -214
[8 empty] | 0 | 0 | -214
[8 empty] | 0 | 0 | -214
[8 empty] | 0 | 0 | -214
[8 empty] | 0 | 0 | -214
[8 empty] | 0 | 0 | -214
[8 empty] | 0 | 0 | -214
[8 empty] | 0 | 0 | -214
[8 empty] | 0 | 0 | -214
[8 empty] | 0 | 0 | -214
[8 empty] | 0 | 0 | -214
[8 empty] | 0 | 0 | -214
[8 empty] | 0 | 0 | -214
[8 empty] | 0 | 0 | -214
[8 empty] | 0 | 0 | -214
[8 empty] | 0 | 0 | -214
[8 empty] | 0 | 0 | -214
[8 empty] | 0 | 0 | -214
[8 empty] | 0 | 0 | -214
[8 empty] | 0 | 0 | -214
[8 empty] | 0 | 0 | -214
[8 empty] | 0 | 0 | -214
[8 empty] | 0 | 0 | -214
[8 empty] | 0 | 0 | -214
[8 empty] | 0 | 0 | -214
[8 empty] | 0 | 0 | -214
[8 empty] | 0 | 0 | -214
[8 empty] | 0 | 0 | -214
[8 empty] | 0 | 0 | -214
[8 empty] | 0 | 0 | -214
[8 empty] | 0 | 0 | -214
[8 empty] | 0 | 0 | -214
[8 empty] | 0 | 0 | -214
[8 empty] | 0 | 0 | -214
[8 empty] | 0 | 0 | -214
[8 empty] | 0 | 0 | -214
[8 empty] | 0 | 0 | -214
[8 empty] | 0 | 0 | -214
[8 empty] | 0 | 0 | -214
[8 empty] | 0 | 0 | -214
[8 empty] | 0 | 0 | -214
[8 empty] | 0 | 0 | -214
[8 empty] | 0 | 0 | -214
[8 empty] | 0 | 0 | -214
[8 empty] | 0 | 0 | -214
[8 empty] | 0 | 0 | -214
[8 empty] | 0 | 0 | -214
[8 empty] | 0 | 0 | -214
[8 empty] | 0 | 0 | -214
[8 empty] | 0 | 0 | -214
[8 empty] | 0 | 0 | -214
[8 empty] | 0 | 0 | -214
[8 empty] | 0 | 0 | -214
[8 empty] | 0 | 0 | -214
[8 empty] | 0 | 0 | -214
[8 empty] | 0 | 0 | -214
[8 empty] | 0 | 0 | -214
[8 empty] | 0 | 0 | -214
[8 empty] | 0 | 0 | -214
[8 empty] | 0 | 0 | -214
[8 empty] | 0 | 0 | -214
[8 empty] | 0 | 0 | -214
[8 empty] | 0 | 0 | -214
[8 empty] | 0 | 0 | -214
[8 empty] | 0 | 0 | -214
[8 empty] | 0 | 0 | -214
[8 empty] | 0 | 0 | -214
[8 empty] | 0 | 0 | -214
[8 empty] | 0 | 0 | -214
[8 empty] | 0 | 0 | -214
[8 empty] | 0 | 0 | -214
[8 empty] | 0 | 0 | -214
[8 empty] | 0 | 0 | -214
[8 empty] | 0 | 0 | -214
[8 empty] | 0 | 0 | -214
[8 empty] | 0 | 0 | -214
[8 empty] | 0 | 0 | -214
[8 empty] | 0 | 0 | -214
[8 empty] | 0 | 0 | -214
[8 empty] | 0 | 0 | -214
[8 empty] | 0 | 0 | -214
[8 empty] | 0 | 0 | -214
[8 empty] | 0 | 0 | -214
[8 empty] | 0 | 0 | -214
[8 empty] | 0 | 0 | -214
[8 empty] | 0 | 0 | -214
[8 empty] | 0 | 0 | -214
[8 empty] | 0 | 0 | -214
[8 empty] | 0 | 0 | -214
[8 empty] | 0 | 0 | -214
[8 empty] | 0 | 0 | -214
[8 empty] | 0 | 0 | -214
[8 empty] | 0 | 0 | -214
[8 empty] | 0 | 0 | -214
[8 empty] | 0 | 0 | -214
[8 empty] | 0 | 0 | -214
[8 empty] | 0 | 0 | -214
[8 empty] | 0 | 0 | -214
[8 empty] | 0 | 0 | -214
[8 empty] | 0 | 0 | -214
[8 empty] | 0 | 0 | -214
[8 empty] | 0 | 0 | -214
[8 empty] | 0 | 0 | -214
[8 empty] | 0 | 0 | -214
[8 empty] | 0 | 0 | -214
[8 empty] | 0 | 0 | -214
[8 empty] | 0 | 0 | -214
[8 empty] | 0 | 0 | -214
[8 empty] | 0 | 0 | -214
[8 empty] | 0 | 0 | -214
[8 empty] | 0 | 0 | -214
[8 empty] | 0 | 0 | -214
[8 empty] | 0 | 0 | -214
[8 empty] | 0 | 0 | -214
[8 empty] | 0 | 0 | -214
[8 empty] | 0 | 0 | -214
[8 empty] | 0 | 0 | -214
[8 empty] | 0 | 0 | -214
[8 empty] | 0 | 0 | -214
[8 empty] | 0 | 0 | -214
[8 empty] | 0 | 0 | -214
[8 empty] | 0 | 0 | -214
[8 empty] | 0 | 0 | -214
[8 empty] | 0 | 0 | -214
[8 empty] | 0 | 0 | -214
[8 empty] | 0 | 0 | -214
[8 empty] | 0 | 0 | -214
[8 empty] | 0 | 0 | -214
[8 empty] | 0 | 0 | -214
[8 empty] | 0 | 0 | -214
[8 empty] | 0 | 0 | -214
[8 empty] | 0 | 0 | -214
[8 empty] | 0 | 0 | -214
[8 empty] | 0 | 0 | -214
[8 empty] | 0 | 0 | -214
[8 empty] | 0 | 0 | -214
[8 empty] | 0 | 0 | -214
[8 empty] | 0 | 0 | -214
[8 empty] | 0 | 0 | -214
[8 empty] | 0 | 0 | -214
[8 empty] | 0 | 0 | -214
[8 empty] | 0 | 0 | -214
[8 empty] | 0 | 0 | -214
[8 empty] | 0 | 0 | -214
[8 empty] | 0 | 0 | -214
[8 empty] | 0 | 0 | -214
[8 empty] | 0 | 0 | -214
[8 empty] | 0 | 0 | -214
[8 empty] | 0 | 0 | -214
[8 empty] | 0 | 0 | -214
[8 empty] | 0 | 0 | -214
[8 empty] | 0 | 0 | -214
[8 empty] | 0 | 0 | -214
[8 empty] | 0 | 0 | -214
[8 empty] | 0 | 0 | -214
[8 empty] | 0 | 0 | -214
[8 empty] | 0 | 0 | -214
[8 empty] | 0 | 0 | -214
[8 empty] | 0 | 0 | -214
[8 empty] | 0 | 0 | -214
[8 empty] | 0 | 0 | -214
[8 empty] | 0 | 0 | -214
[8 empty] | 0 | 0 | -214
[8 empty] | 0 | 0 | -214
[8 empty] | 0 | 0 | -214
[8 empty] | 0 | 0 | -214
[8 empty] | 0 | 0 | -214
[8 empty] | 0 | 0 | -214
[8 empty] | 0 | 0 | -214
[8 empty] | 0 | 0 | -214
[8 empty] | 0 | 0 | -214
[8 empty] | 0 | 0 | -214
[8 empty] | 0 | 0 | -214
[8 empty] | 0 | 0 | -214
[8 empty] | 0 | 0 | -214
[8 empty] | 0 | 0 | -214
[8 empty] | 0 | 0 | -214
[8 empty] | 0 | 0 | -214
[8 empty] | 0 | 0 | -214
[8 empty] | 0 | 0 | -214
[8 empty] | 0 | 0 | -214
[8 empty] | 0 | 0 | -214
[8 empty] | 0 | 0 | -214
[8 empty] | 0 | 0 | -214
[8 empty] | 0 | 0 | -214
[8 empty] | 0 | 0 | -214
[8 empty] | 0 | 0 | -214
[8 empty] | 0 | 0 | -214
[8 empty] | 0 | 0 | -214
[8 empty] | 0 | 0 | -214
[8 empty] | 0 | 0 | -214
[8 empty] | 0 | 0 | -214
[8 empty] | 0 | 0 | -214
[8 empty] | 0 | 0 | -214
[8 empty] | 0 | 0 | -214
[8 empty] | 0 | 0 | -214
[8 empty] | 0 | 0 | -214
[8 empty] | 0 | 0 | -214
[8 empty] | 0 | 0 | -214
[8 empty] | 0 | 0 | -214
[8 empty] | 0 | 0 | -214
[8 empty] | 0 | 0 | -214
[8 empty] | 0 | 0 | -214
[8 empty] | 0 | 0 | -214
[8 empty] | 0 | 0 | -214
[8 empty] | 0 | 0 | -214
[8 empty] | 0 | 0 | -214
[8 empty] | 0 | 0 | -214
[8 empty] | 0 | 0 | -214
[8 empty] | 0 | 0 | -214
[8 empty] | 0 | 0 | -214
[8 empty] | 0 | 0 | -214
[8 empty] | 0 | 0 | -214
[8 empty] | 0 | 0 | -214
[8 empty] | 0 | 0 | -214
[8 empty] | 0 | 0 | -214
[8 empty] | 0 | 0 | -214
[8 empty] | 0 | 0 | -214
[8 empty] | 0 | 0 | -214
[8 empty] | 0 | 0 | -214
[8 empty] | 0 | 0 | -214
[8 empty] | 0 | 0 | -214
[8 empty] | 0 | 0 | -214
[8 empty] | 0 | 0 | -214
[8 empty] | 0 | 0 | -214
[8 empty] | 0 | 0 | -214
[8 empty] | 0 | 0 | -214
[8 empty] | 0 | 0 | -214
[8 empty] | 0 | 0 | -214
[8 empty] | 0 | 0 | -214
[8 empty] | 0 | 0 | -214
[8 empty] | 0 | 0 | -214
[8 empty] | 0 | 0 | -214
[8 empty] | 0 | 0 | -214
[8 empty] | 0 | 0 | -214
[8 empty] | 0 | 0 | -214
[8 empty] | 0 | 0 | -214
[8 empty] | 0 | 0 | -214
[8 empty] | 0 | 0 | -214
[8 empty] | 0 | 0 | -214
[8 empty] | 0 | 0 | -214
[8 empty] | 0 | 0 | -214
[8 empty] | 0 | 0 | -214
[8 empty] | 0 | 0 | -214
[8 empty] | 0 | 0 | -214
[8 empty] | 0 | 0 | -214
[8 empty] | 0 | 0 | -214
[8 empty] | 0 | 0 | -214
[8 empty] | 0 | 0 | -214
[8 empty] | 0 | 0 | -214
[8 empty] | 0 | 0 | -214
[8 empty] | 0 | 0 | -214
[8 empty] | 0 | 0 | -214
[8 empty] | 0 | 0 | -214
[8 empty] | 0 | 0 | -214
[8 empty] | 0 | 0 | -214
[8 empty] | 0 | 0 | -214
[8 empty] | 0 | 0 | -214
[8 empty] | 0 | 0 | -214
[8 empty] | 0 | 0 | -214
[8 empty] | 0 | 0 | -214
[8 empty] | 0 | 0 | -214
[8 empty] | 0 | 0 | -214
[8 empty] | 0 | 0 | -214
[8 empty] | 0 | 0 | -214
[8 empty] | 0 | 0 | -214
[8 empty] | 0 | 0 | -214
[8 empty] | 0 | 0 | -214
[8 empty] | 0 | 0 | -214
[8 empty] | 0 | 0 | -214
[8 empty] | 0 | 0 | -214
[8 empty] | 0 | 0 | -214
[8 empty] | 0 | 0 | -214
[8 empty] | 0 | 0 | -214
[8 empty] | 0 | 0 | -214
[8 empty] | 0 | 0 | -214
[8 empty] | 0 | 0 | -214
[8 empty] | 0 | 0 | -214
[8 empty] | 0 | 0 | -214
[8 empty] | 0 | 0 | -214
[8 empty] | 0 | 0 | -214
[8 empty] | 0 | 0 | -214
[8 empty] | 0 | 0 | -214
[8 empty] | 0 | 0 | -214
[8 empty] | 0 | 0 | -214
[8 empty] | 0 | 0 | -214
[8 empty] | 0 | 0 | -214
[8 empty] | 0 | 0 | -214
[8 empty] | 0 | 0 | -214
[8 empty] | 0 | 0 | -214
[8 empty] | 0 | 0 | -214
[8 empty] | 0 | 0 | -214
[8 empty] | 0 | 0 | -214
[8 empty] | 0 | 0 | -214
[8 empty] | 0 | 0 | -214
[8 empty] | 0 | 0 | -214
[8 empty] | 0 | 0 | -214
[8 empty] | 0 | 0 | -214
[8 empty] | 0 | 0 | -214
[8 empty] | 0 | 0 | -214
[8 empty] | 0 | 0 | -214
[8 empty] | 0 | 0 | -214
[8 empty] | 0 | 0 | -214
[8 empty] | 0 | 0 | -214
[8 empty] | 0 | 0 | -214
[8 empty] | 0 | 0 | -214
[8 empty] | 0 | 0 | -214
[8 empty] | 0 | 0 | -214
[8 empty] | 0 | 0 | -214
[8 empty] | 0 | 0 | -214
[8 empty] | 0 | 0 | -214
[8 empty] | 0 | 0 | -214
[8 empty] | 0 | 0 | -214
[8 empty] | 0 | 0 | -214
[8 empty] | 0 | 0 | -214
[8 empty] | 0 | 0 | -214
[8 empty] | 0 | 0 | -214
[8 empty] | 0 | 0 | -214
[8 empty] | 0 | 0 | -214
[8 empty] | 0 | 0 | -214
[8 empty] | 0 | 0 | -214
[8 empty] | 0 | 0 | -214
[8 empty] | 0 | 0 | -214
[8 empty] | 0 | 0 | -214
[8 empty] | 0 | 0 | -214
[8 empty] | 0 | 0 | -214
[8 empty] | 0 | 0 | -214
[8 empty] | 0 | 0 | -214
[8 empty] | 0 | 0 | -214
[8 empty] | 0 | 0 | -214
[8 empty] | 0 | 0 | -214
[8 empty] | 0 | 0 | -214
[8 empty] | 0 | 0 | -214
[8 empty] | 0 | 0 | -214
[8 empty] | 0 | 0 | -214
[8 empty] | 0 | 0 | -214
[8 empty] | 0 | 0 | -214
[8 empty] | 0 | 0 | -214
[8 empty] | 0 | 0 | -214
[8 empty] | 0 | 0 | -214
[8 empty] | 0 | 0 | -214
[8 empty] | 0 | 0 | -214
[8 empty] | 0 | 0 | -214
[8 empty] | 0 | 0 | -214
[8 empty] | 0 | 0 | -214
[8 empty] | 0 | 0 | -214
[8 empty] | 0 | 0 | -214
[8 empty] | 0 | 0 | -214
[8 empty] | 0 | 0 | -214
[8 empty] | 0 | 0 | -214
[8 empty] | 0 | 0 | -214
[8 empty] | 0 | 0 | -214
[8 empty] | 0 | 0 | -214
[8 empty] | 0 | 0 | -214
[8 empty] | 0 | 0 | -214
[8 empty] | 0 | 0 | -214
[8 empty] | 0 | 0 | -214
[8 empty] | 0 | 0 | -214
[8 empty] | 0 | 0 | -214
[8 empty] | 0 | 0 | -214
[8 empty] | 0 | 0 | -214
[8 empty] | 0 | 0 | -214
[8 empty] | 0 | 0 | -214
[8 empty] | 0 | 0 | -214
[8 empty] | 0 | 0 | -214
[8 empty] | 0 | 0 | -214
[8 empty] | 0 | 0 | -214
[8 empty] | 0 | 0 | -214
[8 empty] | 0 | 0 | -214
[8 empty] | 0 | 0 | -214
[8 empty] | 0 | 0 | -214
[8 empty] | 0 | 0 | -214
[8 empty] | 0 | 0 | -214
[8 empty] | 0 | 0 | -214
[8 empty] | 0 | 0 | -214
[8 empty] | 0 | 0 | -214
[8 empty] | 0 | 0 | -214
[8 empty] | 0 | 0 | -214
[8 empty] | 0 | 0 | -214
[8 empty] | 0 | 0 | -214
[8 empty] | 0 | 0 | -214
[8 empty] | 0 | 0 | -214
[8 empty] | 0 | 0 | -214
[8 empty] | 0 | 0 | -214
[8 empty] | 0 | 0 | -214
[8 empty] | 0 | 0 | -214
[8 empty] | 0 | 0 | -214
[8 empty] | 0 | 0 | -214
[8 empty] | 0 | 0 | -214
[8 empty] | 0 | 0 | -214
[8 empty] | 0 | 0 | -214
[8 empty] | 0 | 0 | -214
[8 empty] | 0 | 0 | -214
[8 empty] | 0 | 0 | -214
[8 empty] | 0 | 0 | -214
[8 empty] | 0 | 0 | -214
[8 empty] | 0 | 0 | -214
[8 empty] | 0 | 0 | -214
[8 empty] | 0 | 0 | -214
[8 empty] | 0 | 0 | -214
[8 empty] | 0 | 0 | -214
[8 empty] | 0 | 0 | -214
[8 empty] | 0 | 0 | -214
[8 empty] | 0 | 0 | -214
[8 empty] | 0 | 0 | -214
[8 empty] | 0 | 0 | -214
[8 empty] | 0 | 0 | -214
[8 empty] | 0 | 0 | -214
[8 empty] | 0 | 0 | -214
[8 empty] | 0 | 0 | -214
[8 empty] | 0 | 0 | -214
[8 empty] | 0 | 0 | -214
[8 empty] | 0 | 0 | -214
[8 empty] | 0 | 0 | -214
[8 empty] | 0 | 0 | -214
[8 empty] | 0 | 0 | -214
[8 empty] | 0 | 0 | -214
[8 empty] | 0 | 0 | -214
[8 empty] | 0 | 0 | -214
[8 empty] | 0 | 0 | -214
[8 empty] | 0 | 0 | -214
[8 empty] | 0 | 0 | -214
[8 empty] | 0 | 0 | -214
[8 empty] | 0 | 0 | -214
[8 empty] | 0 | 0 | -214
[8 empty] | 0 | 0 | -214
[8 empty] | 0 | 0 | -214
[8 empty] | 0 | 0 | -214
[8 empty] | 0 | 0 | -214
[8 empty] | 0 | 0 | -214
[8 empty] | 0 | 0 | -214
[8 empty] | 0 | 0 | -214
[8 empty] | 0 | 0 | -214
[8 empty] | 0 | 0 | -214
[8 empty] | 0 | 0 | -214
[8 empty] | 0 | 0 | -214
[8 empty] | 0 | 0 | -214
[8 empty] | 0 | 0 | -214
[8 empty] | 0 | 0 | -214
[8 empty] | 0 | 0 | -214
[8 empty] | 0 | 0 | -214
[8 empty] | 0 | 0 | -214
[8 empty] | 0 | 0 | -214
[8 empty] | 0 | 0 | -214
[8 empty] | 0 | 0 | -214
[8 empty] | 0 | 0 | -214
[8 empty] | 0 | 0 | -214
[8 empty] | 0 | 0 | -214
[8 empty] | 0 | 0 | -214
[8 empty] | 0 | 0 | -214
[8 empty] | 0 | 0 | -214
[8 empty] | 0 | 0 | -214
[8 empty] | 0 | 0 | -214
[8 empty] | 0 | 0 | -214
[8 empty] | 0 | 0 | -214
[8 empty] | 0 | 0 | -214
[8 empty] | 0 | 0 | -214
[8 empty] | 0 | 0 | -214
[8 empty] | 0 | 0 | -214
[8 empty] | 0 | 0 | -214
[8 empty] | 0 | 0 | -214
[8 empty] | 0 | 0 | -214
[8 empty] | 0 | 0 | -214
[8 empty] | 0 | 0 | -214
[8 empty] | 0 | 0 | -214
[8 empty] | 0 | 0 | -214
[8 empty] | 0 | 0 | -214
[8 empty] | 0 | 0 | -214
[8 empty] | 0 | 0 | -214
[8 empty] | 0 | 0 | -214
[8 empty] | 0 | 0 | -214
[8 empty] | 0 | 0 | -214
[8 empty] | 0 | 0 | -214
[8 empty] | 0 | 0 | -214
[8 empty] | 0 | 0 | -214
[8 empty] | 0 | 0 | -214
[8 empty] | 0 | 0 | -214
[8 empty] | 0 | 0 | -214
[8 empty] | 0 | 0 | -214
[8 empty] | 0 | 0 | -214
[8 empty] | 0 | 0 | -214
[8 empty] | 0 | 0 | -214
[8 empty] | 0 | 0 | -214
[8 empty] | 0 | 0 | -214
[8 empty] | 0 | 0 | -214
[8 empty] | 0 | 0 | -214
[8 empty] | 0 | 0 | -214
[8 empty] | 0 | 0 | -214
[8 empty] | 0 | 0 | -214
[8 empty] | 0 | 0 | -214
[8 empty] | 0 | 0 | -214
[8 empty] | 0 | 0 | -214
[8 empty] | 0 | 0 | -214
[8 empty] | 0 | 0 | -214
[8 empty] | 0 | 0 | -214
[8 empty] | 0 | 0 | -214
[8 empty] | 0 | 0 | -214
[8 empty] | 0 | 0 | -214
[8 empty] | 0 | 0 | -214
[8 empty] | 0 | 0 | -214
[8 empty] | 0 | 0 | -214
[8 empty] | 0 | 0 | -214
[8 empty] | 0 | 0 | -214
[8 empty] | 0 | 0 | -214
[8 empty] | 0 | 0 | -214
[8 empty] | 0 | 0 | -214
[8 empty] | 0 | 0 | -214
[8 empty] | 0 | 0 | -214
[8 empty] | 0 | 0 | -214
[8 empty] | 0 | 0 | -214
[8 empty] | 0 | 0 | -214
[8 empty] | 0 | 0 | -214
[8 empty] | 0 | 0 | -214
[8 empty] | 0 | 0 | -214
[8 empty] | 0 | 0 | -214
[8 empty] | 0 | 0 | -214
[8 empty] | 0 | 0 | -214
[8 empty] | 0 | 0 | -214
[8 empty] | 0 | 0 | -214
[8 empty] | 0 | 0 | -214
[8 empty] | 0 | 0 | -214
[8 empty] | 0 | 0 | -214
[8 empty] | 0 | 0 | -214
[8 empty] | 0 | 0 | -214
[8 empty] | 0 | 0 | -214
[8 empty] | 0 | 0 | -214
[8 empty] | 0 | 0 | -214
[8 empty] | 0 | 0 | -214
[8 empty] | 0 | 0 | -214
[8 empty] | 0 | 0 | -214
[8 empty] | 0 | 0 | -214
[8 empty] | 0 | 0 | -214
[8 empty] | 0 | 0 | -214
[8 empty] | 0 | 0 | -214
[8 empty] | 0 | 0 | -214
[8 empty] | 0 | 0 | -214
[8 empty] | 0 | 0 | -214
[8 empty] | 0 | 0 | -214
[8 empty] | 0 | 0 | -214
[8 empty] | 0 | 0 | -214
[8 empty] | 0 | 0 | -214
[8 empty] | 0 | 0 | -214
[8 empty] | 0 | 0 | -214
[8 empty] | 0 | 0 | -214
[8 empty] | 0 | 0 | -214
[8 empty] | 0 | 0 | -214
[8 empty] | 0 | 0 | -214
[8 empty] | 0 | 0 | -214
[8 empty] | 0 | 0 | -214
[8 empty] | 0 | 0 | -214
[8 empty] | 0 | 0 | -214
[8 empty] | 0 | 0 | -214
[8 empty] | 0 | 0 | -214
[8 empty] | 0 | 0 | -214
[8 empty] | 0 | 0 | -214
[8 empty] | 0 | 0 | -214
[8 empty] | 0 | 0 | -214
[8 empty] | 0 | 0 | -214
[8 empty] | 0 | 0 | -214
[8 empty] | 0 | 0 | -214
[8 empty] | 0 | 0 | -214
[8 empty] | 0 | 0 | -214
[8 empty] | 0 | 0 | -214
[8 empty] | 0 | 0 | -214
[8 empty] | 0 | 0 | -214
[8 empty] | 0 | 0 | -214
[8 empty] | 0 | 0 | -214
[8 empty] | 0 | 0 | -214
[8 empty] | 0 | 0 | -214
[8 empty] | 0 | 0 | -214
[8 empty] | 0 | 0 | -214
[8 empty] | 0 | 0 | -214
[8 empty] | 0 | 0 | -214
[8 empty] | 0 | 0 | -214
[8 empty] | 0 | 0 | -214
[8 empty] | 0 | 0 | -214
[8 empty] | 0 | 0 | -214
[8 empty] | 0 | 0 | -214
[8 empty] | 0 | 0 | -214
[8 empty] | 0 | 0 | -214
[8 empty] | 0 | 0 | -214
[8 empty] | 0 | 0 | -214
[8 empty] | 0 | 0 | -214
[8 empty] | 0 | 0 | -214
[8 empty] | 0 | 0 | -214
[8 empty] | 0 | 0 | -214
[8 empty] | 0 | 0 | -214
[8 empty] | 0 | 0 | -214
[8 empty] | 0 | 0 | -214
[8 empty] | 0 | 0 | -214
[8 empty] | 0 | 0 | -214
[8 empty] | 0 | 0 | -214
[8 empty] | 0 | 0 | -214
[8 empty] | 0 | 0 | -214
[8 empty] | 0 | 0 | -214
[8 empty] | 0 | 0 | -214
[8 empty] | 0 | 0 | -214
[8 empty] | 0 | 0 | -214
[8 empty] | 0 | 0 | -214
[8 empty] | 0 | 0 | -214
[8 empty] | 0 | 0 | -214
[8 empty] | 0 | 0 | -214
[8 empty] | 0 | 0 | -214
[8 empty] | 0 | 0 | -214
[8 empty] | 0 | 0 | -214
[8 empty] | 0 | 0 | -214
[8 empty] | 0 | 0 | -214
[8 empty] | 0 | 0 | -214
[8 empty] | 0 | 0 | -214
[8 empty] | 0 | 0 | -214
[8 empty] | 0 | 0 | -214
[8 empty] | 0 | 0 | -214
[8 empty] | 0 | 0 | -214
[8 empty] | 0 | 0 | -214
[8 empty] | 0 | 0 | -214
[8 empty] | 0 | 0 | -214
[8 empty] | 0 | 0 | -214
[8 empty] | 0 | 0 | -214
[8 empty] | 0 | 0 | -214
[8 empty] | 0 | 0 | -214
[8 empty] | 0 | 0 | -214
[8 empty] | 0 | 0 | -214
[8 empty] | 0 | 0 | -214
[8 empty] | 0 | 0 | -214
[8 empty] | 0 | 0 | -214
[8 empty] | 0 | 0 | -214
[8 empty] | 0 | 0 | -214
[8 empty] | 0 | 0 | -214
[8 empty] | 0 | 0 | -214
[8 empty] | 0 | 0 | -214
[8 empty] | 0 | 0 | -214
[8 empty] | 0 | 0 | -214
[8 empty] | 0 | 0 | -214
[8 empty] | 0 | 0 | -214
[8 empty] | 0 | 0 | -214
[8 empty] | 0 | 0 | -214
[8 empty] | 0 | 0 | -214
[8 empty] | 0 | 0 | -214
[8 empty] | 0 | 0 | -214
[8 empty] | 0 | 0 | -214
[8 empty] | 0 | 0 | -214
[8 empty] | 0 | 0 | -214
[8 empty] | 0 | 0 | -214
[8 empty] | 0 | 0 | -214
[8 empty] | 0 | 0 | -214
[8 empty] | 0 | 0 | -214
[8 empty] | 0 | 0 | -214
[8 empty] | 0 | 0 | -214
[8 empty] | 0 | 0 | -214
[8 empty] | 0 | 0 | -214
[8 empty] | 0 | 0 | -214
[8 empty] | 0 | 0 | -214
[8 empty] | 0 | 0 | -214
[8 empty] | 0 | 0 | -214
[8 empty] | 0 | 0 | -214
[8 empty] | 0 | 0 | -214
[8 empty] | 0 | 0 | -214
[8 empty] | 0 | 0 | -214
[8 empty] | 0 | 0 | -214
[8 empty] | 0 | 0 | -214
[8 empty] | 0 | 0 | -214
[8 empty] | 0 | 0 | -214
[8 empty] | 0 | 0 | -214
[8 empty] | 0 | 0 | -214
[8 empty] | 0 | 0 | -214
[8 empty] | 0 | 0 | -214
[8 empty] | 0 | 0 | -214
[8 empty] | 0 | 0 | -214
[8 empty] | 0 | 0 | -214
[8 empty] | 0 | 0 | -214
[8 empty] | 0 | 0 | -214
[8 empty] | 0 | 0 | -214
[8 empty] | 0 | 0 | -214
[8 empty] | 0 | 0 | -214
[8 empty] | 0 | 0 | -214
[8 empty] | 0 | 0 | -214
[8 empty] | 0 | 0 | -214
[8 empty] | 0 | 0 | -214
[8 empty] | 0 | 0 | -214
[8 empty] | 0 | 0 | -214
[8 empty] | 0 | 0 | -214
[8 empty] | 0 | 0 | -214
[8 empty] | 0 | 0 | -214
[8 empty] | 0 | 0 | -214
[8 empty] | 0 | 0 | -214
[8 empty] | 0 | 0 | -214
[8 empty] | 0 | 0 | -214
[8 empty] | 0 | 0 | -214
[8 empty] | 0 | 0 | -214
[8 empty] | 0 | 0 | -214
[8 empty] | 0 | 0 | -214
[8 empty] | 0 | 0 | -214
[8 empty] | 0 | 0 | -214
[8 empty] | 0 | 0 | -214
[8 empty] | 0 | 0 | -214
[8 empty] | 0 | 0 | -214
[8 empty] | 0 | 0 | -214
[8 empty] | 0 | 0 | -214
[8 empty] | 0 | 0 | -214
[8 empty] | 0 | 0 | -214
[8 empty] | 0 | 0 | -214
[8 empty] | 0 | 0 | -214
[8 empty] | 0 | 0 | -214
[8 empty] | 0 | 0 | -214
[8 empty] | 0 | 0 | -214
[8 empty] | 0 | 0 | -214
[8 empty] | 0 | 0 | -214
[8 empty] | 0 | 0 | -214
[8 empty] | 0 | 0 | -214
[8 empty] | 0 | 0 | -214
[8 empty] | 0 | 0 | -214
[8 empty] | 0 | 0 | -214
[8 empty] | 0 | 0 | -214
[8 empty] | 0 | 0 | -214
[8 empty] | 0 | 0 | -214
[8 empty] | 0 | 0 | -214
[8 empty] | 0 | 0 | -214
[8 empty] | 0 | 0 | -214
[8 empty] | 0 | 0 | -214
[8 empty] | 0 | 0 | -214
[8 empty] | 0 | 0 | -214
[8 empty] | 0 | 0 | -214
[8 empty] | 0 | 0 | -214
[8 empty] | 0 | 0 | -214
[8 empty] | 0 | 0 | -214
[8 empty] | 0 | 0 | -214
[8 empty] | 0 | 0 | -214
[8 empty] | 0 | 0 | -214
[8 empty] | 0 | 0 | -214
[8 empty] | 0 | 0 | -214
[8 empty] | 0 | 0 | -214
[8 empty] | 0 | 0 | -214
[8 empty] | 0 | 0 | -214
[8 empty] | 0 | 0 | -214
[8 empty] | 0 | 0 | -214
[8 empty] | 0 | 0 | -214
[8 empty] | 0 | 0 | -214
[8 empty] | 0 | 0 | -214
[8 empty] | 0 | 0 | -214
[8 empty] | 0 | 0 | -214
[8 empty] | 0 | 0 | -214
[8 empty] | 0 | 0 | -214
[8 empty] | 0 | 0 | -214
[8 empty] | 0 | 0 | -214
[8 empty] | 0 | 0 | -214
[8 empty] | 0 | 0 | -214
[8 empty] | 0 | 0 | -214
[8 empty] | 0 | 0 | -214
[8 empty] | 0 | 0 | -214
[8 empty] | 0 | 0 | -214
[8 empty] | 0 | 0 | -214
[8 empty] | 0 | 0 | -214
[8 empty] | 0 | 0 | -214
[8 empty] | 0 | 0 | -214
[8 empty] | 0 | 0 | -214
[8 empty] | 0 | 0 | -214
[8 empty] | 0 | 0 | -214
[8 empty] | 0 | 0 | -214
[8 empty] | 0 | 0 | -214
[8 empty] | 0 | 0 | -214
[8 empty] | 0 | 0 | -214
[8 empty] | 0 | 0 | -214
[8 empty] | 0 | 0 | -214
[8 empty] | 0 | 0 | -214
[8 empty] | 0 | 0 | -214
[8 empty] | 0 | 0 | -214
[8 empty] | 0 | 0 | -214
[8 empty] | 0 | 0 | -214
[8 empty] | 0 | 0 | -214
[8 empty] | 0 | 0 | -214
[8 empty] | 0 | 0 | -214
[8 empty] | 0 | 0 | -214
[8 empty] | 0 | 0 | -214
[8 empty] | 0 | 0 | -214
[8 empty] | 0 | 0 | -214
[8 empty] | 0 | 0 | -214
[8 empty] | 0 | 0 | -214
[8 empty] | 0 | 0 | -214
[8 empty] | 0 | 0 | -214
[8 empty] | 0 | 0 | -214
[8 empty] | 0 | 0 | -214
[8 empty] | 0 | 0 | -214
[8 empty] | 0 | 0 | -214
[8 empty] | 0 | 0 | -214
[8 empty] | 0 | 0 | -214
[8 empty] | 0 | 0 | -214
[8 empty] | 0 | 0 | -214
[8 empty] | 0 | 0 | -214
[8 empty] | 0 | 0 | -214
[8 empty] | 0 | 0 | -214
[8 empty] | 0 | 0 | -214
[8 empty] | 0 | 0 | -214
[8 empty] | 0 | 0 | -214
[8 empty] | 0 | 0 | -214
[8 empty] | 0 | 0 | -214
[8 empty] | 0 | 0 | -214
[8 empty] | 0 | 0 | -214
[8 empty] | 0 | 0 | -214
[8 empty] | 0 | 0 | -214
[8 empty] | 0 | 0 | -214
[8 empty] | 0 | 0 | -214
[8 empty] | 0 | 0 | -214
[8 empty] | 0 | 0 | -214
[8 empty] | 0 | 0 | -214
[8 empty] | 0 | 0 | -214
[8 empty] | 0 | 0 | -214
[8 empty] | 0 | 0 | -214
[8 empty] | 0 | 0 | -214
[8 empty] | 0 | 0 | -214
[8 empty] | 0 | 0 | -214
[8 empty] | 0 | 0 | -214
[8 empty] | 0 | 0 | -214
[8 empty] | 0 | 0 | -214
[8 empty] | 0 | 0 | -214
[8 empty] | 0 | 0 | -214
[8 empty] | 0 | 0 | -214
[8 empty] | 0 | 0 | -214
[8 empty] | 0 | 0 | -214
[8 empty] | 0 | 0 | -214
[8 empty] | 0 | 0 | -214
[8 empty] | 0 | 0 | -214
[8 empty] | 0 | 0 | -214
[8 empty] | 0 | 0 | -214
[8 empty] | 0 | 0 | -214
[8 empty] | 0 | 0 | -214
[8 empty] | 0 | 0 | -214
[8 empty] | 0 | 0 | -214
[8 empty] | 0 | 0 | -214
[8 empty] | 0 | 0 | -214
[8 empty] | 0 | 0 | -214
[8 empty] | 0 | 0 | -214
[8 empty] | 0 | 0 | -214
[8 empty] | 0 | 0 | -214
[8 empty] | 0 | 0 | -214
[8 empty] | 0 | 0 | -214
[8 empty] | 0 | 0 | -214
[8 empty] | 0 | 0 | -214
[8 empty] | 0 | 0 | -214
[8 empty] | 0 | 0 | -214
[8 empty] | 0 | 0 | -214
[8 empty] | 0 | 0 | -214
[8 empty] | 0 | 0 | -214
[8 empty] | 0 | 0 | -214
[8 empty] | 0 | 0 | -214
[8 empty] | 0 | 0 | -214
[8 empty] | 0 | 0 | -214
[8 empty] | 0 | 0 | -214
[8 empty] | 0 | 0 | -214
[8 empty] | 0 | 0 | -214
[8 empty] | 0 | 0 | -214
[8 empty] | 0 | 0 | -214
[8 empty] | 0 | 0 | -214
[8 empty] | 0 | 0 | -214
[8 empty] | 0 | 0 | -214
[8 empty] | 0 | 0 | -214
[8 empty] | 0 | 0 | -214
[8 empty] | 0 | 0 | -214
[8 empty] | 0 | 0 | -214
[8 empty] | 0 | 0 | -214
[8 empty] | 0 | 0 | -214
[8 empty] | 0 | 0 | -214
[8 empty] | 0 | 0 | -214
[8 empty] | 0 | 0 | -214
[8 empty] | 0 | 0 | -214
[8 empty] | 0 | 0 | -214
[8 empty] | 0 | 0 | -214
[8 empty] | 0 | 0 | -214
[8 empty] | 0 | 0 | -214
[8 empty] | 0 | 0 | -214
[8 empty] | 0 | 0 | -214
[8 empty] | 0 | 0 | -214
[8 empty] | 0 | 0 | -214
[8 empty] | 0 | 0 | -214
[8 empty] | 0 | 0 | -214
[8 empty] | 0 | 0 | -214
[8 empty] | 0 | 0 | -214
[8 empty] | 0 | 0 | -214
[8 empty] | 0 | 0 | -214
[8 empty] | 0 | 0 | -214
[8 empty] | 0 | 0 | -214
[8 empty] | 0 | 0 | -214
[8 empty] | 0 | 0 | -214
[8 empty] | 0 | 0 | -214
[8 empty] | 0 | 0 | -214
[8 empty] | 0 | 0 | -214
[8 empty] | 0 | 0 | -214
[8 empty] | 0 | 0 | -214
[8 empty] | 0 | 0 | -214
[8 empty] | 0 | 0 | -214
[8 empty] | 0 | 0 | -214
[8 empty] | 0 | 0 | -214
[8 empty] | 0 | 0 | -214
[8 empty] | 0 | 0 | -214
[8 empty] | 0 | 0 | -214
[8 empty] | 0 | 0 | -214
[8 empty] | 0 | 0 | -214
[8 empty] | 0 | 0 | -214
[8 empty] | 0 | 0 | -214
[8 empty] | 0 | 0 | -214
[8 empty] | 0 | 0 | -214
[8 empty] | 0 | 0 | -214
[8 empty] | 0 | 0 | -214
[8 empty] | 0 | 0 | -214
[8 empty] | 0 | 0 | -214
[8 empty] | 0 | 0 | -214
[8 empty] | 0 | 0 | -214
[8 empty] | 0 | 0 | -214
[8 empty] | 0 | 0 | -214
[8 empty] | 0 | 0 | -214
[8 empty] | 0 | 0 | -214
[8 empty] | 0 | 0 | -214
[8 empty] | 0 | 0 | -214
[8 empty] | 0 | 0 | -214
[8 empty] | 0 | 0 | -214
[8 empty] | 0 | 0 | -214
[8 empty] | 0 | 0 | -214
[8 empty] | 0 | 0 | -214
[8 empty] | 0 | 0 | -214
[8 empty] | 0 | 0 | -214
[8 empty] | 0 | 0 | -214
[8 empty] | 0 | 0 | -214
[8 empty] | 0 | 0 | -214
[8 empty] | 0 | 0 | -214
[8 empty] | 0 | 0 | -214
[8 empty] | 0 | 0 | -214
[8 empty] | 0 | 0 | -214
[8 empty] | 0 | 0 | -214
[8 empty] | 0 | 0 | -214
[8 empty] | 0 | 0 | -214
[8 empty] | 0 | 0 | -214
[8 empty] | 0 | 0 | -214
[8 empty] | 0 | 0 | -214
[8 empty] | 0 | 0 | -214
[8 empty] | 0 | 0 | -214
[8 empty] | 0 | 0 | -214
[8 empty] | 0 | 0 | -214
[8 empty] | 0 | 0 | -214
[8 empty] | 0 | 0 | -214
[8 empty] | 0 | 0 | -214
[8 empty] | 0 | 0 | -214
[8 empty] | 0 | 0 | -214
[8 empty] | 0 | 0 | -214
[8 empty] | 0 | 0 | -214
[8 empty] | 0 | 0 | -214
[8 empty] | 0 | 0 | -214
[8 empty] | 0 | 0 | -214
[8 empty] | 0 | 0 | -214
[8 empty] | 0 | 0 | -214
[8 empty] | 0 | 0 | -214
[8 empty] | 0 | 0 | -214
[8 empty] | 0 | 0 | -214
[8 empty] | 0 | 0 | -214
[8 empty] | 0 | 0 | -214
[8 empty] | 0 | 0 | -214
[8 empty] | 0 | 0 | -214
[8 empty] | 0 | 0 | -214
[8 empty] | 0 | 0 | -214
[8 empty] | 0 | 0 | -214
[8 empty] | 0 | 0 | -214
[8 empty] | 0 | 0 | -214
[8 empty] | 0 | 0 | -214
[8 empty] | 0 | 0 | -214
[8 empty] | 0 | 0 | -214
[8 empty] | 0 | 0 | -214
[8 empty] | 0 | 0 | -214
[8 empty] | 0 | 0 | -214
[8 empty] | 0 | 0 | -214
[8 empty] | 0 | 0 | -214
[8 empty] | 0 | 0 | -214
[8 empty] | 0 | 0 | -214
[8 empty] | 0 | 0 | -214
[8 empty] | 0 | 0 | -214
[8 empty] | 0 | 0 | -214
[8 empty] | 0 | 0 | -214
[8 empty] | 0 | 0 | -214
[8 empty] | 0 | 0 | -214
[8 empty] | 0 | 0 | -214
[8 empty] | 0 | 0 | -214
[8 empty] | 0 | 0 | -214
[8 empty] | 0 | 0 | -214
[8 empty] | 0 | 0 | -214
[8 empty] | 0 | 0 | -214
[8 empty] | 0 | 0 | -214
[8 empty] | 0 | 0 | -214
[8 empty] | 0 | 0 | -214
[8 empty] | 0 | 0 | -214
[8 empty] | 0 | 0 | -214
[8 empty] | 0 | 0 | -214
[8 empty] | 0 | 0 | -214
[8 empty] | 0 | 0 | -214
[8 empty] | 0 | 0 | -214
[8 empty] | 0 | 0 | -214
[8 empty] | 0 | 0 | -214
[8 empty] | 0 | 0 | -214
[8 empty] | 0 | 0 | -214
[8 empty] | 0 | 0 | -214
[8 empty] | 0 | 0 | -214
[8 empty] | 0 | 0 | -214
[8 empty] | 0 | 0 | -214
[8 empty] | 0 | 0 | -214
[8 empty] | 0 | 0 | -214
[8 empty] | 0 | 0 | -214
[8 empty] | 0 | 0 | -214
[8 empty] | 0 | 0 | -214
[8 empty] | 0 | 0 | -214
[8 empty] | 0 | 0 | -214
[8 empty] | 0 | 0 | -214
[8 empty] | 0 | 0 | -214
[8 empty] | 0 | 0 | -214
[8 empty] | 0 | 0 | -214
[8 empty] | 0 | 0 | -214
[8 empty] | 0 | 0 | -214
[8 empty] | 0 | 0 | -214
[8 empty] | 0 | 0 | -214
[8 empty] | 0 | 0 | -214
[8 empty] | 0 | 0 | -214
[8 empty] | 0 | 0 | -214
[8 empty] | 0 | 0 | -214
[8 empty] | 0 | 0 | -214
[8 empty] | 0 | 0 | -214
[8 empty] | 0 | 0 | -214
[8 empty] | 0 | 0 | -214
[8 empty] | 0 | 0 | -214
[8 empty] | 0 | 0 | -214
[8 empty] | 0 | 0 | -214
[8 empty] | 0 | 0 | -214
[8 empty] | 0 | 0 | -214
[8 empty] | 0 | 0 | -214
[8 empty] | 0 | 0 | -214
[8 empty] | 0 | 0 | -214
[8 empty] | 0 | 0 | -214
[8 empty] | 0 | 0 | -214
[8 empty] | 0 | 0 | -214
[8 empty] | 0 | 0 | -214
[8 empty] | 0 | 0 | -214
[8 empty] | 0 | 0 | -214
[8 empty] | 0 | 0 | -214
[8 empty] | 0 | 0 | -214
[8 empty] | 0 | 0 | -214
[8 empty] | 0 | 0 | -214
[8 empty] | 0 | 0 | -214
[8 empty] | 0 | 0 | -214
[8 empty] | 0 | 0 | -214
[8 empty] | 0 | 0 | -214
[8 empty] | 0 | 0 | -214
[8 empty] | 0 | 0 | -214
[8 empty] | 0 | 0 | -214
[8 empty] | 0 | 0 | -214
[8 empty] | 0 | 0 | -214
[8 empty] | 0 | 0 | -214
[8 empty] | 0 | 0 | -214
[8 empty] | 0 | 0 | -214
[8 empty] | 0 | 0 | -214
[8 empty] | 0 | 0 | -214
[8 empty] | 0 | 0 | -214
[8 empty] | 0 | 0 | -214
[8 empty] | 0 | 0 | -214
[8 empty] | 0 | 0 | -214
[8 empty] | 0 | 0 | -214
[8 empty] | 0 | 0 | -214
[8 empty] | 0 | 0 | -214
[8 empty] | 0 | 0 | -214
[8 empty] | 0 | 0 | -214
[8 empty] | 0 | 0 | -214
[8 empty] | 0 | 0 | -214
[8 empty] | 0 | 0 | -214
[8 empty] | 0 | 0 | -214
[8 empty] | 0 | 0 | -214
[8 empty] | 0 | 0 | -214
[8 empty] | 0 | 0 | -214
[8 empty] | 0 | 0 | -214
[8 empty] | 0 | 0 | -214
[8 empty] | 0 | 0 | -214
[8 empty] | 0 | 0 | -214
[8 empty] | 0 | 0 | -214
[8 empty] | 0 | 0 | -214
[8 empty] | 0 | 0 | -214
[8 empty] | 0 | 0 | -214
[8 empty] | 0 | 0 | -214
[8 empty] | 0 | 0 | -214
[8 empty] | 0 | 0 | -214
[8 empty] | 0 | 0 | -214
[8 empty] | 0 | 0 | -214
[8 empty] | 0 | 0 | -214
[8 empty] | 0 | 0 | -214
[8 empty] | 0 | 0 | -214
[8 empty] | 0 | 0 | -214
[8 empty] | 0 | 0 | -214
[8 empty] | 0 | 0 | -214
[8 empty] | 0 | 0 | -214
[8 empty] | 0 | 0 | -214
[8 empty] | 0 | 0 | -214
[8 empty] | 0 | 0 | -214
[8 empty] | 0 | 0 | -214
[8 empty] | 0 | 0 | -214
[8 empty] | 0 | 0 | -214
[8 empty] | 0 | 0 | -214
[8 empty] | 0 | 0 | -214
[8 empty] | 0 | 0 | -214
[8 empty] | 0 | 0 | -214
[8 empty] | 0 | 0 | -214
[8 empty] | 0 | 0 | -214
[8 empty] | 0 | 0 | -214
[8 empty] | 0 | 0 | -214
[8 empty] | 0 | 0 | -214
[8 empty] | 0 | 0 | -214
[8 empty] | 0 | 0 | -214
[8 empty] | 0 | 0 | -214
[8 empty] | 0 | 0 | -214
[8 empty] | 0 | 0 | -214
[8 empty] | 0 | 0 | -214
[8 empty] | 0 | 0 | -214
[8 empty] | 0 | 0 | -214
[8 empty] | 0 | 0 | -214
[8 empty] | 0 | 0 | -214
[8 empty] | 0 | 0 | -214
[8 empty] | 0 | 0 | -214
[8 empty] | 0 | 0 | -214
[8 empty] | 0 | 0 | -214
[8 empty] | 0 | 0 | -214
[8 empty] | 0 | 0 | -214
[8 empty] | 0 | 0 | -214
[8 empty] | 0 | 0 | -214
[8 empty] | 0 | 0 | -214
[8 empty] | 0 | 0 | -214
[8 empty] | 0 | 0 | -214
[8 empty] | 0 | 0 | -214
[8 empty] | 0 | 0 | -214
[8 empty] | 0 | 0 | -214
[8 empty] | 0 | 0 | -214
[8 empty] | 0 | 0 | -214
[8 empty] | 0 | 0 | -214
[8 empty] | 0 | 0 | -214
[8 empty] | 0 | 0 | -214
[8 empty] | 0 | 0 | -214
[8 empty] | 0 | 0 | -214
[8 empty] | 0 | 0 | -214
[8 empty] | 0 | 0 | -214
[8 empty] | 0 | 0 | -214
[8 empty] | 0 | 0 | -214
[8 empty] | 0 | 0 | -214
[8 empty] | 0 | 0 | -214
[8 empty] | 0 | 0 | -214
[8 empty] | 0 | 0 | -214
[8 empty] | 0 | 0 | -214
[8 empty] | 0 | 0 | -214
[8 empty] | 0 | 0 | -214
[8 empty] | 0 | 0 | -214
[8 empty] | 0 | 0 | -214
[8 empty] | 0 | 0 | -214
[8 empty] | 0 | 0 | -214
[8 empty] | 0 | 0 | -214
[8 empty] | 0 | 0 | -214
[8 empty] | 0 | 0 | -214
[8 empty] | 0 | 0 | -214
[8 empty] | 0 | 0 | -214
[8 empty] | 0 | 0 | -214
[8 empty] | 0 | 0 | -214
[8 empty] | 0 | 0 | -214
[8 empty] | 0 | 0 | -214
[8 empty] | 0 | 0 | -214
[8 empty] | 0 | 0 | -214
[8 empty] | 0 | 0 | -214
[8 empty] | 0 | 0 | -214
[8 empty] | 0 | 0 | -214
[8 empty] | 0 | 0 | -214
[8 empty] | 0 | 0 | -214
[8 empty] | 0 | 0 | -214
[8 empty] | 0 | 0 | -214
[8 empty] | 0 | 0 | -214
[8 empty] | 0 | 0 | -214
[8 empty] | 0 | 0 | -214
[8 empty] | 0 | 0 | -214
[8 empty] | 0 | 0 | -214
[8 empty] | 0 | 0 | -214
[8 empty] | 0 | 0 | -214
[8 empty] | 0 | 0 | -214
[8 empty] | 0 | 0 | -214
[8 empty] | 0 | 0 | -214
[8 empty] | 0 | 0 | -214
[8 empty] | 0 | 0 | -214
[8 empty] | 0 | 0 | -214
[8 empty] | 0 | 0 | -214
[8 empty] | 0 | 0 | -214
[8 empty] | 0 | 0 | -214
[8 empty] | 0 | 0 | -214
[8 empty] | 0 | 0 | -214
[8 empty] | 0 | 0 | -214
[8 empty] | 0 | 0 | -214
[8 empty] | 0 | 0 | -214
[8 empty] | 0 | 0 | -214
[8 empty] | 0 | 0 | -214
[8 empty] | 0 | 0 | -214
[8 empty] | 0 | 0 | -214
[8 empty] | 0 | 0 | -214
[8 empty] | 0 | 0 | -214
[8 empty] | 0 | 0 | -214
[8 empty] | 0 | 0 | -214
[8 empty] | 0 | 0 | -214
[8 empty] | 0 | 0 | -214
[8 empty] | 0 | 0 | -214
[8 empty] | 0 | 0 | -214
[8 empty] | 0 | 0 | -214
[8 empty] | 0 | 0 | -214
[8 empty] | 0 | 0 | -214
[8 empty] | 0 | 0 | -214
[8 empty] | 0 | 0 | -214
[8 empty] | 0 | 0 | -214
[8 empty] | 0 | 0 | -214
[8 empty] | 0 | 0 | -214
[8 empty] | 0 | 0 | -214
[8 empty] | 0 | 0 | -214
[8 empty] | 0 | 0 | -214
[8 empty] | 0 | 0 | -214
[8 empty] | 0 | 0 | -214
[8 empty] | 0 | 0 | -214
[8 empty] | 0 | 0 | -214
[8 empty] | 0 | 0 | -214
[8 empty] | 0 | 0 | -214
[8 empty] | 0 | 0 | -214
[8 empty] | 0 | 0 | -214
[8 empty] | 0 | 0 | -214
[8 empty] | 0 | 0 | -214
[8 empty] | 0 | 0 | -214
[8 empty] | 0 | 0 | -214
[8 empty] | 0 | 0 | -214
[8 empty] | 0 | 0 | -214
[8 empty] | 0 | 0 | -214
[8 empty] | 0 | 0 | -214
[8 empty] | 0 | 0 | -214
[8 empty] | 0 | 0 | -214
[8 empty] | 0 | 0 | -214
[8 empty] | 0 | 0 | -214
[8 empty] | 0 | 0 | -214
[8 empty] | 0 | 0 | -214
[8 empty] | 0 | 0 | -214
[8 empty] | 0 | 0 | -214
[8 empty] | 0 | 0 | -214
[8 empty] | 0 | 0 | -214
[8 empty] | 0 | 0 | -214
[8 empty] | 0 | 0 | -214
[8 empty] | 0 | 0 | -214
[8 empty] | 0 | 0 | -214
[8 empty] | 0 | 0 | -214
[8 empty] | 0 | 0 | -214
[8 empty] | 0 | 0 | -214
[8 empty] | 0 | 0 | -214
[8 empty] | 0 | 0 | -214
[8 empty] | 0 | 0 | -214
[8 empty] | 0 | 0 | -214
[8 empty] | 0 | 0 | -214
[8 empty] | 0 | 0 | -214
[8 empty] | 0 | 0 | -214
[8 empty] | 0 | 0 | -214
[8 empty] | 0 | 0 | -214
[8 empty] | 0 | 0 | -214
[8 empty] | 0 | 0 | -214
[8 empty] | 0 | 0 | -214
[8 empty] | 0 | 0 | -214
[8 empty] | 0 | 0 | -214
[8 empty] | 0 | 0 | -214
[8 empty] | 0 | 0 | -214
[8 empty] | 0 | 0 | -214
[8 empty] | 0 | 0 | -214
[8 empty] | 0 | 0 | -214
[8 empty] | 0 | 0 | -214
[8 empty] | 0 | 0 | -214
[8 empty] | 0 | 0 | -214
[8 empty] | 0 | 0 | -214
[8 empty] | 0 | 0 | -214
[8 empty] | 0 | 0 | -214
[8 empty] | 0 | 0 | -214
[8 empty] | 0 | 0 | -214
[8 empty] | 0 | 0 | -214
[8 empty] | 0 | 0 | -214
[8 empty] | 0 | 0 | -214
[8 empty] | 0 | 0 | -214
[8 empty] | 0 | 0 | -214
[8 empty] | 0 | 0 | -214
[8 empty] | 0 | 0 | -214
[8 empty] | 0 | 0 | -214
[8 empty] | 0 | 0 | -214
[8 empty] | 0 | 0 | -214
[8 empty] | 0 | 0 | -214
[8 empty] | 0 | 0 | -214
[8 empty] | 0 | 0 | -214
[8 empty] | 0 | 0 | -214
[8 empty] | 0 | 0 | -214
[8 empty] | 0 | 0 | -214
[8 empty] | 0 | 0 | -214
[8 empty] | 0 | 0 | -214
[8 empty] | 0 | 0 | -214
[8 empty] | 0 | 0 | -214
[8 empty] | 0 | 0 | -214
[8 empty] | 0 | 0 | -214
[8 empty] | 0 | 0 | -214
[8 empty] | 0 | 0 | -214
[8 empty] | 0 | 0 | -214
[8 empty] | 0 | 0 | -214
[8 empty] | 0 | 0 | -214
[8 empty] | 0 | 0 | -214
[8 empty] | 0 | 0 | -214
[8 empty] | 0 | 0 | -214
[8 empty] | 0 | 0 | -214
[8 empty] | 0 | 0 | -214
[8 empty] | 0 | 0 | -214
[8 empty] | 0 | 0 | -214
[8 empty] | 0 | 0 | -214
[8 empty] | 0 | 0 | -214
[8 empty] | 0 | 0 | -214
[8 empty] | 0 | 0 | -214
[8 empty] | 0 | 0 | -214
[8 empty] | 0 | 0 | -214
[8 empty] | 0 | 0 | -214
[8 empty] | 0 | 0 | -214
[8 empty] | 0 | 0 | -214
[8 empty] | 0 | 0 | -214
[8 empty] | 0 | 0 | -214
[8 empty] | 0 | 0 | -214
[8 empty] | 0 | 0 | -214
[8 empty] | 0 | 0 | -214
[8 empty] | 0 | 0 | -214
[8 empty] | 0 | 0 | -214
[8 empty] | 0 | 0 | -214
[8 empty] | 0 | 0 | -214
[8 empty] | 0 | 0 | -214
[8 empty] | 0 | 0 | -214
[8 empty] | 0 | 0 | -214
[8 empty] | 0 | 0 | -214
[8 empty] | 0 | 0 | -214
[8 empty] | 0 | 0 | -214
[8 empty] | 0 | 0 | -214
[8 empty] | 0 | 0 | -214
[8 empty] | 0 | 0 | -214
[8 empty] | 0 | 0 | -214
[8 empty] | 0 | 0 | -214
[8 empty] | 0 | 0 | -214
[8 empty] | 0 | 0 | -214
[8 empty] | 0 | 0 | -214
[8 empty] | 0 | 0 | -214
[8 empty] | 0 | 0 | -214
[8 empty] | 0 | 0 | -214
[8 empty] | 0 | 0 | -214
[8 empty] | 0 | 0 | -214
[8 empty] | 0 | 0 | -214
[8 empty] | 0 | 0 | -214
[8 empty] | 0 | 0 | -214
[8 empty] | 0 | 0 | -214
[8 empty] | 0 | 0 | -214
[8 empty] | 0 | 0 | -214
[8 empty] | 0 | 0 | -214
[8 empty] | 0 | 0 | -214
[8 empty] | 0 | 0 | -214
[8 empty] | 0 | 0 | -214
[8 empty] | 0 | 0 | -214
[8 empty] | 0 | 0 | -214
[8 empty] | 0 | 0 | -214
[8 empty] | 0 | 0 | -214
[8 empty] | 0 | 0 | -214
[8 empty] | 0 | 0 | -214
[8 empty] | 0 | 0 | -214
[8 empty] | 0 | 0 | -214
[8 empty] | 0 | 0 | -214
[8 empty] | 0 | 0 | -214
[8 empty] | 0 | 0 | -214
[8 empty] | 0 | 0 | -214
[8 empty] | 0 | 0 | -214
[8 empty] | 0 | 0 | -214
[8 empty] | 0 | 0 | -214
[8 empty] | 0 | 0 | -214
[8 empty] | 0 | 0 | -214
[8 empty] | 0 | 0 | -214
[8 empty] | 0 | 0 | -214
[8 empty] | 0 | 0 | -214
[8 empty] | 0 | 0 | -214
[8 empty] | 0 | 0 | -214
[8 empty] | 0 | 0 | -214
[8 empty] | 0 | 0 | -214
[8 empty] | 0 | 0 | -214
[8 empty] | 0 | 0 | -214
[8 empty] | 0 | 0 | -214
[8 empty] | 0 | 0 | -214
[8 empty] | 0 | 0 | -214
[8 empty] | 0 | 0 | -214
[8 empty] | 0 | 0 | -214
[8 empty] | 0 | 0 | -214
[8 empty] | 0 | 0 | -214
[8 empty] | 0 | 0 | -214
[8 empty] | 0 | 0 | -214
[8 empty] | 0 | 0 | -214
[8 empty] | 0 | 0 | -214
[8 empty] | 0 | 0 | -214
[8 empty] | 0 | 0 | -214
[8 empty] | 0 | 0 | -214
[8 empty] | 0 | 0 | -214
[8 empty] | 0 | 0 | -214
[8 empty] | 0 | 0 | -214
[8 empty] | 0 | 0 | -214
[8 empty] | 0 | 0 | -214
[8 empty] | 0 | 0 | -214
[8 empty] | 0 | 0 | -214
[8 empty] | 0 | 0 | -214
[8 empty] | 0 | 0 | -214
[8 empty] | 0 | 0 | -214
[8 empty] | 0 | 0 | -214
[8 empty] | 0 | 0 | -214
[8 empty] | 0 | 0 | -214
[8 empty] | 0 | 0 | -214
[8 empty] | 0 | 0 | -214
[8 empty] | 0 | 0 | -214
[8 empty] | 0 | 0 | -214
[8 empty] | 0 | 0 | -214
[8 empty] | 0 | 0 | -214
[8 empty] | 0 | 0 | -214
[8 empty] | 0 | 0 | -214
[8 empty] | 0 | 0 | -214
[8 empty] | 0 | 0 | -214
[8 empty] | 0 | 0 | -214
[8 empty] | 0 | 0 | -214
[8 empty] | 0 | 0 | -214
[8 empty] | 0 | 0 | -214
[8 empty] | 0 | 0 | -214
[8 empty] | 0 | 0 | -214
[8 empty] | 0 | 0 | -214
[8 empty] | 0 | 0 | -214
[8 empty] | 0 | 0 | -214
[8 empty] | 0 | 0 | -214
[8 empty] | 0 | 0 | -214
[8 empty] | 0 | 0 | -214
[8 empty] | 0 | 0 | -214
[8 empty] | 0 | 0 | -214
[8 empty] | 0 | 0 | -214
[8 empty] | 0 | 0 | -214
[8 empty] | 0 | 0 | -214
[8 empty] | 0 | 0 | -214
[8 empty] | 0 | 0 | -214
[8 empty] | 0 | 0 | -214
[8 empty] | 0 | 0 | -214
[8 empty] | 0 | 0 | -214
[8 empty] | 0 | 0 | -214
[8 empty] | 0 | 0 | -214
[8 empty] | 0 | 0 | -214
[8 empty] | 0 | 0 | -214
[8 empty] | 0 | 0 | -214
[8 empty] | 0 | 0 | -214
[8 empty] | 0 | 0 | -214
[8 empty] | 0 | 0 | -214
[8 empty] | 0 | 0 | -214
[8 empty] | 0 | 0 | -214
[8 empty] | 0 | 0 | -214
[8 empty] | 0 | 0 | -214
[8 empty] | 0 | 0 | -214
[8 empty] | 0 | 0 | -214
[8 empty] | 0 | 0 | -214
[8 empty] | 0 | 0 | -214
[8 empty] | 0 | 0 | -214
[8 empty] | 0 | 0 | -214
[8 empty] | 0 | 0 | -214
[8 empty] | 0 | 0 | -214
[8 empty] | 0 | 0 | -214
[8 empty] | 0 | 0 | -214
[8 empty] | 0 | 0 | -214
[8 empty] | 0 | 0 | -214
[8 empty] | 0 | 0 | -214
[8 empty] | 0 | 0 | -214
[8 empty] | 0 | 0 | -214
[8 empty] | 0 | 0 | -214
[8 empty] | 0 | 0 | -214
[8 empty] | 0 | 0 | -214
[8 empty] | 0 | 0 | -214
[8 empty] | 0 | 0 | -214
[8 empty] | 0 | 0 | -214
[8 empty] | 0 | 0 | -214
[8 empty] | 0 | 0 | -214
[8 empty] | 0 | 0 | -214
[8 empty] | 0 | 0 | -214
[8 empty] | 0 | 0 | -214
[8 empty] | 0 | 0 | -214
[8 empty] | 0 | 0 | -214
[8 empty] | 0 | 0 | -214
[8 empty] | 0 | 0 | -214
[8 empty] | 0 | 0 | -214
[8 empty] | 0 | 0 | -214
[8 empty] | 0 | 0 | -214
[8 empty] | 0 | 0 | -214
[8 empty] | 0 | 0 | -214
[8 empty] | 0 | 0 | -214
[8 empty] | 0 | 0 | -214
[8 empty] | 0 | 0 | -214
[8 empty] | 0 | 0 | -214
[8 empty] | 0 | 0 | -214
[8 empty] | 0 | 0 | -214
[8 empty] | 0 | 0 | -214
[8 empty] | 0 | 0 | -214
[8 empty] | 0 | 0 | -214
[8 empty] | 0 | 0 | -214
[8 empty] | 0 | 0 | -214
[8 empty] | 0 | 0 | -214
[8 empty] | 0 | 0 | -214
[8 empty] | 0 | 0 | -214
[8 empty] | 0 | 0 | -214
[8 empty] | 0 | 0 | -214
[8 empty] | 0 | 0 | -214
[8 empty] | 0 | 0 | -214
[8 empty] | 0 | 0 | -214
[8 empty] | 0 | 0 | -214
[8 empty] | 0 | 0 | -214
[8 empty] | 0 | 0 | -214
[8 empty] | 0 | 0 | -214
[8 empty] | 0 | 0 | -214
[8 empty] | 0 | 0 | -214
[8 empty] | 0 | 0 | -214
[8 empty] | 0 | 0 | -214
[8 empty] | 0 | 0 | -214
[8 empty] | 0 | 0 | -214
[8 empty] | 0 | 0 | -214
[8 empty] | 0 | 0 | -214
[8 empty] | 0 | 0 | -214
[8 empty] | 0 | 0 | -214
[8 empty] | 0 | 0 | -214
[8 empty] | 0 | 0 | -214
[8 empty] | 0 | 0 | -214
[8 empty] | 0 | 0 | -214
[8 empty] | 0 | 0 | -214
[8 empty] | 0 | 0 | -214
[8 empty] | 0 | 0 | -214
[8 empty] | 0 | 0 | -214
[8 empty] | 0 | 0 | -214
[8 empty] | 0 | 0 | -214
[8 empty] | 0 | 0 | -214
[8 empty] | 0 | 0 | -214
[8 empty] | 0 | 0 | -214
[8 empty] | 0 | 0 | -214
[8 empty] | 0 | 0 | -214
[8 empty] | 0 | 0 | -214
[8 empty] | 0 | 0 | -214
[8 empty] | 0 | 0 | -214
[8 empty] | 0 | 0 | -214
[8 empty] | 0 | 0 | -214
[8 empty] | 0 | 0 | -214
[8 empty] | 0 | 0 | -214
[8 empty] | 0 | 0 | -214
[8 empty] | 0 | 0 | -214
[8 empty] | 0 | 0 | -214
[8 empty] | 0 | 0 | -214
[8 empty] | 0 | 0 | -214
[8 empty] | 0 | 0 | -214
[8 empty] | 0 | 0 | -214
[8 empty] | 0 | 0 | -214
[8 empty] | 0 | 0 | -214
[8 empty] | 0 | 0 | -214
[8 empty] | 0 | 0 | -214
[8 empty] | 0 | 0 | -214
[8 empty] | 0 | 0 | -214
[8 empty] | 0 | 0 | -214
[8 empty] | 0 | 0 | -214
[8 empty] | 0 | 0 | -214
[8 empty] | 0 | 0 | -214
[8 empty] | 0 | 0 | -214
[8 empty] | 0 | 0 | -214
[8 empty] | 0 | 0 | -214
[8 empty] | 0 | 0 | -214
[8 empty] | 0 | 0 | -214
[8 empty] | 0 | 0 | -214
[8 empty] | 0 | 0 | -214
[8 empty] | 0 | 0 | -214
[8 empty] | 0 | 0 | -214
[8 empty] | 0 | 0 | -214
[8 empty] | 0 | 0 | -214
[8 empty] | 0 | 0 | -214
[8 empty] | 0 | 0 | -214
[8 empty] | 0 | 0 | -214
[8 empty] | 0 | 0 | -214
[8 empty] | 0 | 0 | -214
[8 empty] | 0 | 0 | -214
[8 empty] | 0 | 0 | -214
[8 empty] | 0 | 0 | -214
[8 empty] | 0 | 0 | -214
[8 empty] | 0 | 0 | -214
[8 empty] | 0 | 0 | -214
[8 empty] | 0 | 0 | -214
[8 empty] | 0 | 0 | -214
[8 empty] | 0 | 0 | -214
[8 empty] | 0 | 0 | -214
[8 empty] | 0 | 0 | -214
[8 empty] | 0 | 0 | -214
[8 empty] | 0 | 0 | -214
[8 empty] | 0 | 0 | -214
[8 empty] | 0 | 0 | -214
[8 empty] | 0 | 0 | -214
[8 empty] | 0 | 0 | -214
[8 empty] | 0 | 0 | -214
[8 empty] | 0 | 0 | -214
[8 empty] | 0 | 0 | -214
[8 empty] | 0 | 0 | -214
[8 empty] | 0 | 0 | -214
[8 empty] | 0 | 0 | -214
[8 empty] | 0 | 0 | -214
[8 empty] | 0 | 0 | -214
[8 empty] | 0 | 0 | -214
[8 empty] | 0 | 0 | -214
[8 empty] | 0 | 0 | -214
[8 empty] | 0 | 0 | -214
[8 empty] | 0 | 0 | -214
[8 empty] | 0 | 0 | -214
[8 empty] | 0 | 0 | -214
[8 empty] | 0 | 0 | -214
[8 empty] | 0 | 0 | -214
[8 empty] | 0 | 0 | -214
[8 empty] | 0 | 0 | -214
[8 empty] | 0 | 0 | -214
[8 empty] | 0 | 0 | -214
[8 empty] | 0 | 0 | -214
[8 empty] | 0 | 0 | -214
[8 empty] | 0 | 0 | -214
[8 empty] | 0 | 0 | -214
[8 empty] | 0 | 0 | -214
[8 empty] | 0 | 0 | -214
[8 empty] | 0 | 0 | -214
[8 empty] | 0 | 0 | -214
[8 empty] | 0 | 0 | -214
[8 empty] | 0 | 0 | -214
[8 empty] | 0 | 0 | -214
[8 empty] | 0 | 0 | -214
[8 empty] | 0 | 0 | -214
[8 empty] | 0 | 0 | -214
[8 empty] | 0 | 0 | -214
[8 empty] | 0 | 0 | -214
[8 empty] | 0 | 0 | -214
[8 empty] | 0 | 0 | -214
[8 empty] | 0 | 0 | -214
[8 empty] | 0 | 0 | -214
[8 empty] | 0 | 0 | -214
[8 empty] | 0 | 0 | -214
[8 empty] | 0 | 0 | -214
[8 empty] | 0 | 0 | -214
[8 empty] | 0 | 0 | -214
[8 empty] | 0 | 0 | -214
[8 empty] | 0 | 0 | -214
[8 empty] | 0 | 0 | -214
[8 empty] | 0 | 0 | -214
[8 empty] | 0 | 0 | -214
[8 empty] | 0 | 0 | -214
[8 empty] | 0 | 0 | -214
[8 empty] | 0 | 0 | -214
[8 empty] | 0 | 0 | -214
[8 empty] | 0 | 0 | -214
[8 empty] | 0 | 0 | -214
[8 empty] | 0 | 0 | -214
[8 empty] | 0 | 0 | -214
[8 empty] | 0 | 0 | -214
[8 empty] | 0 | 0 | -214
[8 empty] | 0 | 0 | -214
[8 empty] | 0 | 0 | -214
[8 empty] | 0 | 0 | -214
[8 empty] | 0 | 0 | -214
[8 empty] | 0 | 0 | -214
[8 empty] | 0 | 0 | -214
[8 empty] | 0 | 0 | -214
[8 empty] | 0 | 0 | -214
[8 empty] | 0 | 0 | -214
[8 empty] | 0 | 0 | -214
[8 empty] | 0 | 0 | -214
[8 empty] | 0 | 0 | -214
[8 empty] | 0 | 0 | -214
[8 empty] | 0 | 0 | -214
[8 empty] | 0 | 0 | -214
[8 empty] | 0 | 0 | -214
[8 empty] | 0 | 0 | -214
[8 empty] | 0 | 0 | -214
[8 empty] | 0 | 0 | -214
[8 empty] | 0 | 0 | -214
[8 empty] | 0 | 0 | -214
[8 empty] | 0 | 0 | -214
[8 empty] | 0 | 0 | -214
[8 empty] | 0 | 0 | -214
[8 empty] | 0 | 0 | -214
[8 empty] | 0 | 0 | -214
[8 empty] | 0 | 0 | -214
[8 empty] | 0 | 0 | -214
[8 empty] | 0 | 0 | -214
[8 empty] | 0 | 0 | -214
[8 empty] | 0 | 0 | -214
[8 empty] | 0 | 0 | -214
[8 empty] | 0 | 0 | -214
[8 empty] | 0 | 0 | -214
[8 empty] | 0 | 0 | -214
[8 empty] | 0 | 0 | -214
[8 empty] | 0 | 0 | -214
[8 empty] | 0 | 0 | -214
[8 empty] | 0 | 0 | -214
[8 empty] | 0 | 0 | -214
[8 empty] | 0 | 0 | -214
[8 empty] | 0 | 0 | -214
[8 empty] | 0 | 0 | -214
[8 empty] | 0 | 0 | -214
[8 empty] | 0 | 0 | -214
[8 empty] | 0 | 0 | -214
[8 empty] | 0 | 0 | -214
[8 empty] | 0 | 0 | -214
[8 empty] | 0 | 0 | -214
[8 empty] | 0 | 0 | -214
[8 empty] | 0 | 0 | -214
[8 empty] | 0 | 0 | -214
[8 empty] | 0 | 0 | -214
[8 empty] | 0 | 0 | -214
[8 empty] | 0 | 0 | -214
[8 empty] | 0 | 0 | -214
[8 empty] | 0 | 0 | -214
[8 empty] | 0 | 0 | -214
[8 empty] | 0 | 0 | -214
[8 empty] | 0 | 0 | -214
[8 empty] | 0 | 0 | -214
[8 empty] | 0 | 0 | -214
[8 empty] | 0 | 0 | -214
[8 empty] | 0 | 0 | -214
[8 empty] | 0 | 0 | -214
[8 empty] | 0 | 0 | -214
[8 empty] | 0 | 0 | -214
[8 empty] | 0 | 0 | -214
[8 empty] | 0 | 0 | -214
[8 empty] | 0 | 0 | -214
[8 empty] | 0 | 0 | -214
[8 empty] | 0 | 0 | -214
[8 empty] | 0 | 0 | -214
[8 empty] | 0 | 0 | -214
[8 empty] | 0 | 0 | -214
[8 empty] | 0 | 0 | -214
[8 empty] | 0 | 0 | -214
[8 empty] | 0 | 0 | -214
[8 empty] | 0 | 0 | -214
[8 empty] | 0 | 0 | -214
[8 empty] | 0 | 0 | -214
[8 empty] | 0 | 0 | -214
[8 empty] | 0 | 0 | -214
[8 empty] | 0 | 0 | -214
[8 empty] | 0 | 0 | -214
[8 empty] | 0 | 0 | -214
[8 empty] | 0 | 0 | -214
[8 empty] | 0 | 0 | -214
[8 empty] | 0 | 0 | -214
[8 empty] | 0 | 0 | -214
[8 empty] | 0 | 0 | -214
[8 empty] | 0 | 0 | -214
[8 empty] | 0 | 0 | -214
[8 empty] | 0 | 0 | -214
[8 empty] | 0 | 0 | -214
[8 empty] | 0 | 0 | -214
[8 empty] | 0 | 0 | -214
[8 empty] | 0 | 0 | -214
[8 empty] | 0 | 0 | -214
[8 empty] | 0 | 0 | -214
[8 empty] | 0 | 0 | -214
[8 empty] | 0 | 0 | -214
[8 empty] | 0 | 0 | -214
[8 empty] | 0 | 0 | -214
[8 empty] | 0 | 0 | -214
[8 empty] | 0 | 0 | -214
[8 empty] | 0 | 0 | -214
[8 empty] | 0 | 0 | -214
[8 empty] | 0 | 0 | -214
[8 empty] | 0 | 0 | -214
[8 empty] | 0 | 0 | -214
[8 empty] | 0 | 0 | -214
[8 empty] | 0 | 0 | -214
[8 empty] | 0 | 0 | -214
[8 empty] | 0 | 0 | -214
[8 empty] | 0 | 0 | -214
[8 empty] | 0 | 0 | -214
[8 empty] | 0 | 0 | -214
[8 empty] | 0 | 0 | -214
[8 empty] | 0 | 0 | -214
[8 empty] | 0 | 0 | -214
[8 empty] | 0 | 0 | -214
[8 empty] | 0 | 0 | -214
[8 empty] | 0 | 0 | -214
[8 empty] | 0 | 0 | -214
[8 empty] | 0 | 0 | -214
[8 empty] | 0 | 0 | -214
[8 empty] | 0 | 0 | -214
[8 empty] | 0 | 0 | -214
[8 empty] | 0 | 0 | -214
[8 empty] | 0 | 0 | -214
[8 empty] | 0 | 0 | -214
[8 empty] | 0 | 0 | -214
[8 empty] | 0 | 0 | -214
[8 empty] | 0 | 0 | -214
[8 empty] | 0 | 0 | -214
[8 empty] | 0 | 0 | -214
[8 empty] | 0 | 0 | -214
[8 empty] | 0 | 0 | -214
[8 empty] | 0 | 0 | -214
[8 empty] | 0 | 0 | -214
[8 empty] | 0 | 0 | -214
[8 empty] | 0 | 0 | -214
[8 empty] | 0 | 0 | -214
[8 empty] | 0 | 0 | -214
[8 empty] | 0 | 0 | -214
[8 empty] | 0 | 0 | -214
[8 empty] | 0 | 0 | -214
[8 empty] | 0 | 0 | -214
[8 empty] | 0 | 0 | -214
[8 empty] | 0 | 0 | -214
[8 empty] | 0 | 0 | -214
[8 empty] | 0 | 0 | -214
[8 empty] | 0 | 0 | -214
[8 empty] | 0 | 0 | -214
[8 empty] | 0 | 0 | -214
[8 empty] | 0 | 0 | -214
[8 empty] | 0 | 0 | -214
[8 empty] | 0 | 0 | -214
[8 empty] | 0 | 0 | -214
[8 empty] | 0 | 0 | -214
[8 empty] | 0 | 0 | -214
[8 empty] | 0 | 0 | -214
[8 empty] | 0 | 0 | -214
[8 empty] | 0 | 0 | -214
[8 empty] | 0 | 0 | -214
[8 empty] | 0 | 0 | -214
[8 empty] | 0 | 0 | -214
[8 empty] | 0 | 0 | -214
[8 empty] | 0 | 0 | -214
[8 empty] | 0 | 0 | -214
[8 empty] | 0 | 0 | -214
[8 empty] | 0 | 0 | -214
[8 empty] | 0 | 0 | -214
[8 empty] | 0 | 0 | -214
[8 empty] | 0 | 0 | -214
[8 empty] | 0 | 0 | -214
[8 empty] | 0 | 0 | -214
[8 empty] | 0 | 0 | -214
[8 empty] | 0 | 0 | -214
[8 empty] | 0 | 0 | -214
[8 empty] | 0 | 0 | -214
[8 empty] | 0 | 0 | -214
[8 empty] | 0 | 0 | -214
[8 empty] | 0 | 0 | -214
[8 empty] | 0 | 0 | -214
[8 empty] | 0 | 0 | -214
[8 empty] | 0 | 0 | -214
[8 empty] | 0 | 0 | -214
[8 empty] | 0 | 0 | -214
[8 empty] | 0 | 0 | -214
[8 empty] | 0 | 0 | -214
[8 empty] | 0 | 0 | -214
[8 empty] | 0 | 0 | -214
[8 empty] | 0 | 0 | -214
[8 empty] | 0 | 0 | -214
[8 empty] | 0 | 0 | -214
[8 empty] | 0 | 0 | -214
[8 empty] | 0 | 0 | -214
[8 empty] | 0 | 0 | -214
[8 empty] | 0 | 0 | -214
[8 empty] | 0 | 0 | -214
[8 empty] | 0 | 0 | -214
[8 empty] | 0 | 0 | -214
[8 empty] | 0 | 0 | -214
[8 empty] | 0 | 0 | -214
[8 empty] | 0 | 0 | -214
[8 empty] | 0 | 0 | -214
[8 empty] | 0 | 0 | -214
[8 empty] | 0 | 0 | -214
[8 empty] | 0 | 0 | -214
[8 empty] | 0 | 0 | -214
[8 empty] | 0 | 0 | -214
[8 empty] | 0 | 0 | -214
[8 empty] | 0 | 0 | -214
[8 empty] | 0 | 0 | -214
[8 empty] | 0 | 0 | -214
[8 empty] | 0 | 0 | -214
[8 empty] | 0 | 0 | -214
[8 empty] | 0 | 0 | -214
[8 empty] | 0 | 0 | -214
[8 empty] | 0 | 0 | -214
[8 empty] | 0 | 0 | -214
[8 empty] | 0 | 0 | -214
[8 empty] | 0 | 0 | -214
[8 empty] | 0 | 0 | -214
[8 empty] | 0 | 0 | -214
[8 empty] | 0 | 0 | -214
[8 empty] | 0 | 0 | -214
[8 empty] | 0 | 0 | -214
[8 empty] | 0 | 0 | -214
[8 empty] | 0 | 0 | -214
[8 empty] | 0 | 0 | -214
[8 empty] | 0 | 0 | -214
[8 empty] | 0 | 0 | -214
[8 empty] | 0 | 0 | -214
[8 empty] | 0 | 0 | -214
[8 empty] | 0 | 0 | -214
[8 empty] | 0 | 0 | -214
[8 empty] | 0 | 0 | -214
[8 empty] | 0 | 0 | -214
[8 empty] | 0 | 0 | -214
[8 empty] | 0 | 0 | -214
[8 empty] | 0 | 0 | -214
[8 empty] | 0 | 0 | -214
[8 empty] | 0 | 0 | -214
[8 empty] | 0 | 0 | -214
[8 empty] | 0 | 0 | -214
[8 empty] | 0 | 0 | -214
[8 empty] | 0 | 0 | -214
[8 empty] | 0 | 0 | -214
[8 empty] | 0 | 0 | -214
[8 empty] | 0 | 0 | -214
[8 empty] | 0 | 0 | -214
[8 empty] | 0 | 0 | -214
[8 empty] | 0 | 0 | -214
[8 empty] | 0 | 0 | -214
[8 empty] | 0 | 0 | -214
[8 empty] | 0 | 0 | -214
[8 empty] | 0 | 0 | -214
[8 empty] | 0 | 0 | -214
[8 empty] | 0 | 0 | -214
[8 empty] | 0 | 0 | -214
[8 empty] | 0 | 0 | -214
[8 empty] | 0 | 0 | -214
[8 empty] | 0 | 0 | -214
[8 empty] | 0 | 0 | -214
[8 empty] | 0 | 0 | -214
[8 empty] | 0 | 0 | -214
[8 empty] | 0 | 0 | -214
[8 empty] | 0 | 0 | -214
[8 empty] | 0 | 0 | -214
[8 empty] | 0 | 0 | -214
[8 empty] | 0 | 0 | -214
[8 empty] | 0 | 0 | -214
[8 empty] | 0 | 0 | -214
[8 empty] | 0 | 0 | -214
[8 empty] | 0 | 0 | -214
[8 empty] | 0 | 0 | -214
[8 empty] | 0 | 0 | -214
[8 empty] | 0 | 0 | -214
[8 empty] | 0 | 0 | -214
[8 empty] | 0 | 0 | -214
[8 empty] | 0 | 0 | -214
[8 empty] | 0 | 0 | -214
[8 empty] | 0 | 0 | -214
[8 empty] | 0 | 0 | -214
[8 empty] | 0 | 0 | -214
[8 empty] | 0 | 0 | -214
[8 empty] | 0 | 0 | -214
[8 empty] | 0 | 0 | -214
[8 empty] | 0 | 0 | -214
[8 empty] | 0 | 0 | -214
[8 empty] | 0 | 0 | -214
[8 empty] | 0 | 0 | -214
[8 empty] | 0 | 0 | -214
[8 empty] | 0 | 0 | -214
[8 empty] | 0 | 0 | -214
[8 empty] | 0 | 0 | -214
[8 empty] | 0 | 0 | -214
[8 empty] | 0 | 0 | -214
[8 empty] | 0 | 0 | -214
[8 empty] | 0 | 0 | -214
[8 empty] | 0 | 0 | -214
[8 empty] | 0 | 0 | -214
[8 empty] | 0 | 0 | -214
[8 empty] | 0 | 0 | -214
[8 empty] | 0 | 0 | -214
[8 empty] | 0 | 0 | -214
[8 empty] | 0 | 0 | -214
[8 empty] | 0 | 0 | -214
[8 empty] | 0 | 0 | -214
[8 empty] | 0 | 0 | -214
[8 empty] | 0 | 0 | -214
[8 empty] | 0 | 0 | -214
[8 empty] | 0 | 0 | -214
[8 empty] | 0 | 0 | -214
[8 empty] | 0 | 0 | -214
[8 empty] | 0 | 0 | -214
[8 empty] | 0 | 0 | -214
[8 empty] | 0 | 0 | -214
[8 empty] | 0 | 0 | -214
[8 empty] | 0 | 0 | -214
[8 empty] | 0 | 0 | -214
[8 empty] | 0 | 0 | -214
[8 empty] | 0 | 0 | -214
[8 empty] | 0 | 0 | -214
[8 empty] | 0 | 0 | -214
[8 empty] | 0 | 0 | -214
[8 empty] | 0 | 0 | -214
[8 empty] | 0 | 0 | -214
[8 empty] | 0 | 0 | -214
[8 empty] | 0 | 0 | -214
[8 empty] | 0 | 0 | -214
[8 empty] | 0 | 0 | -214
[8 empty] | 0 | 0 | -214
[8 empty] | 0 | 0 | -214
[8 empty] | 0 | 0 | -214
[8 empty] | 0 | 0 | -214
[8 empty] | 0 | 0 | -214
[8 empty] | 0 | 0 | -214
[8 empty] | 0 | 0 | -214
[8 empty] | 0 | 0 | -214
[8 empty] | 0 | 0 | -214
[8 empty] | 0 | 0 | -214
[8 empty] | 0 | 0 | -214
[8 empty] | 0 | 0 | -214
[8 empty] | 0 | 0 | -214
[8 empty] | 0 | 0 | -214
[8 empty] | 0 | 0 | -214
[8 empty] | 0 | 0 | -214
[8 empty] | 0 | 0 | -214
[8 empty] | 0 | 0 | -214
[8 empty] | 0 | 0 | -214
[8 empty] | 0 | 0 | -214
[8 empty] | 0 | 0 | -214
[8 empty] | 0 | 0 | -214
[8 empty] | 0 | 0 | -214
[8 empty] | 0 | 0 | -214
[8 empty] | 0 | 0 | -214
[8 empty] | 0 | 0 | -214
[8 empty] | 0 | 0 | -214
[8 empty] | 0 | 0 | -214
[8 empty] | 0 | 0 | -214
[8 empty] | 0 | 0 | -214
[8 empty] | 0 | 0 | -214
[8 empty] | 0 | 0 | -214
[8 empty] | 0 | 0 | -214
[8 empty] | 0 | 0 | -214
[8 empty] | 0 | 0 | -214
[8 empty] | 0 | 0 | -214
[8 empty] | 0 | 0 | -214
[8 empty] | 0 | 0 | -214
[8 empty] | 0 | 0 | -214
[8 empty] | 0 | 0 | -214
[8 empty] | 0 | 0 | -214
[8 empty] | 0 | 0 | -214
[8 empty] | 0 | 0 | -214
[8 empty] | 0 | 0 | -214
[8 empty] | 0 | 0 | -214
[8 empty] | 0 | 0 | -214
[8 empty] | 0 | 0 | -214
[8 empty] | 0 | 0 | -214
[8 empty] | 0 | 0 | -214
[8 empty] | 0 | 0 | -214
[8 empty] | 0 | 0 | -214
[8 empty] | 0 | 0 | -214
[8 empty] | 0 | 0 | -214
[8 empty] | 0 | 0 | -214
[8 empty] | 0 | 0 | -214
[8 empty] | 0 | 0 | -214
[8 empty] | 0 | 0 | -214
[8 empty] | 0 | 0 | -214
[8 empty] | 0 | 0 | -214
[8 empty] | 0 | 0 | -214
[8 empty] | 0 | 0 | -214
[8 empty] | 0 | 0 | -214
[8 empty] | 0 | 0 | -214
[8 empty] | 0 | 0 | -214
[8 empty] | 0 | 0 | -214
[8 empty] | 0 | 0 | -214
[8 empty] | 0 | 0 | -214
[8 empty] | 0 | 0 | -214
[8 empty] | 0 | 0 | -214
[8 empty] | 0 | 0 | -214
[8 empty] | 0 | 0 | -214
[8 empty] | 0 | 0 | -214
[8 empty] | 0 | 0 | -214
[8 empty] | 0 | 0 | -214
[8 empty] | 0 | 0 | -214
[8 empty] | 0 | 0 | -214
[8 empty] | 0 | 0 | -214
[8 empty] | 0 | 0 | -214
[8 empty] | 0 | 0 | -214
[8 empty] | 0 | 0 | -214
[8 empty] | 0 | 0 | -214
[8 empty] | 0 | 0 | -214
[8 empty] | 0 | 0 | -214
[8 empty] | 0 | 0 | -214
[8 empty] | 0 | 0 | -214
[8 empty] | 0 | 0 | -214
[8 empty] | 0 | 0 | -214
[8 empty] | 0 | 0 | -214
[8 empty] | 0 | 0 | -214
[8 empty] | 0 | 0 | -214
[8 empty] | 0 | 0 | -214
[8 empty] | 0 | 0 | -214
[8 empty] | 0 | 0 | -214
[8 empty] | 0 | 0 | -214
[8 empty] | 0 | 0 | -214
[8 empty] | 0 | 0 | -214
[8 empty] | 0 | 0 | -214
[8 empty] | 0 | 0 | -214
[8 empty] | 0 | 0 | -214
[8 empty] | 0 | 0 | -214
[8 empty] | 0 | 0 | -214
[8 empty] | 0 | 0 | -214
[8 empty] | 0 | 0 | -214
[8 empty] | 0 | 0 | -214
[8 empty] | 0 | 0 | -214
[8 empty] | 0 | 0 | -214
[8 empty] | 0 | 0 | -214
[8 empty] | 0 | 0 | -214
[8 empty] | 0 | 0 | -214
[8 empty] | 0 | 0 | -214
[8 empty] | 0 | 0 | -214
[8 empty] | 0 | 0 | -214
[8 empty] | 0 | 0 | -214
[8 empty] | 0 | 0 | -214
[8 empty] | 0 | 0 | -214
[8 empty] | 0 | 0 | -214
[8 empty] | 0 | 0 | -214
[8 empty] | 0 | 0 | -214
[8 empty] | 0 | 0 | -214
[8 empty] | 0 | 0 | -214
[8 empty] | 0 | 0 | -214
[8 empty] | 0 | 0 | -214
[8 empty] | 0 | 0 | -214
[8 empty] | 0 | 0 | -214
[8 empty] | 0 | 0 | -214
[8 empty] | 0 | 0 | -214
[8 empty] | 0 | 0 | -214
[8 empty] | 0 | 0 | -214
[8 empty] | 0 | 0 | -214
[8 empty] | 0 | 0 | -214
[8 empty] | 0 | 0 | -214
[8 empty] | 0 | 0 | -214
[8 empty] | 0 | 0 | -214
[8 empty] | 0 | 0 | -214
[8 empty] | 0 | 0 | -214
[8 empty] | 0 | 0 | -214
[8 empty] | 0 | 0 | -214
[8 empty] | 0 | 0 | -214
[8 empty] | 0 | 0 | -214
[8 empty] | 0 | 0 | -214
[8 empty] | 0 | 0 | -214
[8 empty] | 0 | 0 | -214
[8 empty] | 0 | 0 | -214
[8 empty] | 0 | 0 | -214
[8 empty] | 0 | 0 | -214
[8 empty] | 0 | 0 | -214
[8 empty] | 0 | 0 | -214
[8 empty] | 0 | 0 | -214
[8 empty] | 0 | 0 | -214
[8 empty] | 0 | 0 | -214
[8 empty] | 0 | 0 | -214
[8 empty] | 0 | 0 | -214
[8 empty] | 0 | 0 | -214
[8 empty] | 0 | 0 | -214
[8 empty] | 0 | 0 | -214
[8 empty] | 0 | 0 | -214
[8 empty] | 0 | 0 | -214
[8 empty] | 0 | 0 | -214
[8 empty] | 0 | 0 | -214
[8 empty] | 0 | 0 | -214
[8 empty] | 0 | 0 | -214
[8 empty] | 0 | 0 | -214
[8 empty] | 0 | 0 | -214
[8 empty] | 0 | 0 | -214
[8 empty] | 0 | 0 | -214
[8 empty] | 0 | 0 | -214
[8 empty] | 0 | 0 | -214
[8 empty] | 0 | 0 | -214
[8 empty] | 0 | 0 | -214
[8 empty] | 0 | 0 | -214
[8 empty] | 0 | 0 | -214
[8 empty] | 0 | 0 | -214
[8 empty] | 0 | 0 | -214
[8 empty] | 0 | 0 | -214
[8 empty] | 0 | 0 | -214
[8 empty] | 0 | 0 | -214
[8 empty] | 0 | 0 | -214
[8 empty] | 0 | 0 | -214
[8 empty] | 0 | 0 | -214
[8 empty] | 0 | 0 | -214
[8 empty] | 0 | 0 | -214
[8 empty] | 0 | 0 | -214
[8 empty] | 0 | 0 | -214
[8 empty] | 0 | 0 | -214
[8 empty] | 0 | 0 | -214
[8 empty] | 0 | 0 | -214
[8 empty] | 0 | 0 | -214
[8 empty] | 0 | 0 | -214
[8 empty] | 0 | 0 | -214
[8 empty] | 0 | 0 | -214
[8 empty] | 0 | 0 | -214
[8 empty] | 0 | 0 | -214
[8 empty] | 0 | 0 | -214
[8 empty] | 0 | 0 | -214
[8 empty] | 0 | 0 | -214
[8 empty] | 0 | 0 | -214
[8 empty] | 0 | 0 | -214
[8 empty] | 0 | 0 | -214
[8 empty] | 0 | 0 | -214
[8 empty] | 0 | 0 | -214
[8 empty] | 0 | 0 | -214
[8 empty] | 0 | 0 | -214
[8 empty] | 0 | 0 | -214
[8 empty] | 0 | 0 | -214
[8 empty] | 0 | 0 | -214
[8 empty] | 0 | 0 | -214
[8 empty] | 0 | 0 | -214
[8 empty] | 0 | 0 | -214
[8 empty] | 0 | 0 | -214
[8 empty] | 0 | 0 | -214
[8 empty] | 0 | 0 | -214
[8 empty] | 0 | 0 | -214
[8 empty] | 0 | 0 | -214
[8 empty] | 0 | 0 | -214
[8 empty] | 0 | 0 | -214
[8 empty] | 0 | 0 | -214
[8 empty] | 0 | 0 | -214
[8 empty] | 0 | 0 | -214
[8 empty] | 0 | 0 | -214
[8 empty] | 0 | 0 | -214
[8 empty] | 0 | 0 | -214
[8 empty] | 0 | 0 | -214
[8 empty] | 0 | 0 | -214
[8 empty] | 0 | 0 | -214
[8 empty] | 0 | 0 | -214
[8 empty] | 0 | 0 | -214
[8 empty] | 0 | 0 | -214
[8 empty] | 0 | 0 | -214
[8 empty] | 0 | 0 | -214
[8 empty] | 0 | 0 | -214
[8 empty] | 0 | 0 | -214
[8 empty] | 0 | 0 | -214
[8 empty] | 0 | 0 | -214
[8 empty] | 0 | 0 | -214
[8 empty] | 0 | 0 | -214
[8 empty] | 0 | 0 | -214
[8 empty] | 0 | 0 | -214
[8 empty] | 0 | 0 | -214
[8 empty] | 0 | 0 | -214
[8 empty] | 0 | 0 | -214
[8 empty] | 0 | 0 | -214
[8 empty] | 0 | 0 | -214
[8 empty] | 0 | 0 | -214
[8 empty] | 0 | 0 | -214
[8 empty] | 0 | 0 | -214
[8 empty] | 0 | 0 | -214
[8 empty] | 0 | 0 | -214
[8 empty] | 0 | 0 | -214
[8 empty] | 0 | 0 | -214
[8 empty] | 0 | 0 | -214
[8 empty] | 0 | 0 | -214
[8 empty] | 0 | 0 | -214
[8 empty] | 0 | 0 | -214
[8 empty] | 0 | 0 | -214
[8 empty] | 0 | 0 | -214
[8 empty] | 0 | 0 | -214
[8 empty] | 0 | 0 | -214
[8 empty] | 0 | 0 | -214
[8 empty] | 0 | 0 | -214
[8 empty] | 0 | 0 | -214
[8 empty] | 0 | 0 | -214
[8 empty] | 0 | 0 | -214
[8 empty] | 0 | 0 | -214
[8 empty] | 0 | 0 | -214
[8 empty] | 0 | 0 | -214
[8 empty] | 0 | 0 | -214
[8 empty] | 0 | 0 | -214
[8 empty] | 0 | 0 | -214
[8 empty] | 0 | 0 | -214
[8 empty] | 0 | 0 | -214
[8 empty] | 0 | 0 | -214
[8 empty] | 0 | 0 | -214
[8 empty] | 0 | 0 | -214
[8 empty] | 0 | 0 | -214
[8 empty] | 0 | 0 | -214
[8 empty] | 0 | 0 | -214
[8 empty] | 0 | 0 | -214
[8 empty] | 0 | 0 | -214
[8 empty] | 0 | 0 | -214
[8 empty] | 0 | 0 | -214
[8 empty] | 0 | 0 | -214
[8 empty] | 0 | 0 | -214
[8 empty] | 0 | 0 | -214
[8 empty] | 0 | 0 | -214
[8 empty] | 0 | 0 | -214
[8 empty] | 0 | 0 | -214
[8 empty] | 0 | 0 | -214
[8 empty] | 0 | 0 | -214
[8 empty] | 0 | 0 | -214
[8 empty] | 0 | 0 | -214
[8 empty] | 0 | 0 | -214
[8 empty] | 0 | 0 | -214
[8 empty] | 0 | 0 | -214
[8 empty] | 0 | 0 | -214
[8 empty] | 0 | 0 | -214
[8 empty] | 0 | 0 | -214
[8 empty] | 0 | 0 | -214
[8 empty] | 0 | 0 | -214
[8 empty] | 0 | 0 | -214
[8 empty] | 0 | 0 | -214
[8 empty] | 0 | 0 | -214
[8 empty] | 0 | 0 | -214
[8 empty] | 0 | 0 | -214
[8 empty] | 0 | 0 | -214
[8 empty] | 0 | 0 | -214
[8 empty] | 0 | 0 | -214
[8 empty] | 0 | 0 | -214
[8 empty] | 0 | 0 | -214
[8 empty] | 0 | 0 | -214
[8 empty] | 0 | 0 | -214
[8 empty] | 0 | 0 | -214
[8 empty] | 0 | 0 | -214
[8 empty] | 0 | 0 | -214
[8 empty] | 0 | 0 | -214
[8 empty] | 0 | 0 | -214
[8 empty] | 0 | 0 | -214
[8 empty] | 0 | 0 | -214
[8 empty] | 0 | 0 | -214
[8 empty] | 0 | 0 | -214
[8 empty] | 0 | 0 | -214
[8 empty] | 0 | 0 | -214
[8 empty] | 0 | 0 | -214
[8 empty] | 0 | 0 | -214
[8 empty] | 0 | 0 | -214
[8 empty] | 0 | 0 | -214
[8 empty] | 0 | 0 | -214
[8 empty] | 0 | 0 | -214
[8 empty] | 0 | 0 | -214
[8 empty] | 0 | 0 | -214
[8 empty] | 0 | 0 | -214
[8 empty] | 0 | 0 | -214
[8 empty] | 0 | 0 | -214
[8 empty] | 0 | 0 | -214
[8 empty] | 0 | 0 | -214
[8 empty] | 0 | 0 | -214
[8 empty] | 0 | 0 | -214
[8 empty] | 0 | 0 | -214
[8 empty] | 0 | 0 | -214
[8 empty] | 0 | 0 | -214
[8 empty] | 0 | 0 | -214
[8 empty] | 0 | 0 | -214
[8 empty] | 0 | 0 | -214
[8 empty] | 0 | 0 | -214
[8 empty] | 0 | 0 | -214
[8 empty] | 0 | 0 | -214
[8 empty] | 0 | 0 | -214
[8 empty] | 0 | 0 | -214
[8 empty] | 0 | 0 | -214
[8 empty] | 0 | 0 | -214
[8 empty] | 0 | 0 | -214
[8 empty] | 0 | 0 | -214
[8 empty] | 0 | 0 | -214
[8 empty] | 0 | 0 | -214
[8 empty] | 0 | 0 | -214
[8 empty] | 0 | 0 | -214
[8 empty] | 0 | 0 | -214
[8 empty] | 0 | 0 | -214
[8 empty] | 0 | 0 | -214
[8 empty] | 0 | 0 | -214
[8 empty] | 0 | 0 | -214
[8 empty] | 0 | 0 | -214
[8 empty] | 0 | 0 | -214
[8 empty] | 0 | 0 | -214
[8 empty] | 0 | 0 | -214
[8 empty] | 0 | 0 | -214
[8 empty] | 0 | 0 | -214
[8 empty] | 0 | 0 | -214
[8 empty] | 0 | 0 | -214
[8 empty] | 0 | 0 | -214
[8 empty] | 0 | 0 | -214
[8 empty] | 0 | 0 | -214
[8 empty] | 0 | 0 | -214
[8 empty] | 0 | 0 | -214
[8 empty] | 0 | 0 | -214
[8 empty] | 0 | 0 | -214
[8 empty] | 0 | 0 | -214
[8 empty] | 0 | 0 | -214
[8 empty] | 0 | 0 | -214
[8 empty] | 0 | 0 | -214
[8 empty] | 0 | 0 | -214
[8 empty] | 0 | 0 | -214
[8 empty] | 0 | 0 | -214
[8 empty] | 0 | 0 | -214
[8 empty] | 0 | 0 | -214
[8 empty] | 0 | 0 | -214
[8 empty] | 0 | 0 | -214
[8 empty] | 0 | 0 | -214
[8 empty] | 0 | 0 | -214
[8 empty] | 0 | 0 | -214
[8 empty] | 0 | 0 | -214
[8 empty] | 0 | 0 | -214
[8 empty] | 0 | 0 | -214
[8 empty] | 0 | 0 | -214
[8 empty] | 0 | 0 | -214
[8 empty] | 0 | 0 | -214
[8 empty] | 0 | 0 | -214
[8 empty] | 0 | 0 | -214
[8 empty] | 0 | 0 | -214
[8 empty] | 0 | 0 | -214
[8 empty] | 0 | 0 | -214
[8 empty] | 0 | 0 | -214
[8 empty] | 0 | 0 | -214
[8 empty] | 0 | 0 | -214
[8 empty] | 0 | 0 | -214
[8 empty] | 0 | 0 | -214
[8 empty] | 0 | 0 | -214
[8 empty] | 0 | 0 | -214
[8 empty] | 0 | 0 | -214
[8 empty] | 0 | 0 | -214
[8 empty] | 0 | 0 | -214
[8 empty] | 0 | 0 | -214
[8 empty] | 0 | 0 | -214
[8 empty] | 0 | 0 | -214
[8 empty] | 0 | 0 | -214
[8 empty] | 0 | 0 | -214
[8 empty] | 0 | 0 | -214
[8 empty] | 0 | 0 | -214
[8 empty] | 0 | 0 | -214
[8 empty] | 0 | 0 | -214
[8 empty] | 0 | 0 | -214
[8 empty] | 0 | 0 | -214
[8 empty] | 0 | 0 | -214
[8 empty] | 0 | 0 | -214
[8 empty] | 0 | 0 | -214
[8 empty] | 0 | 0 | -214
[8 empty] | 0 | 0 | -214
[8 empty] | 0 | 0 | -214
[8 empty] | 0 | 0 | -214
[8 empty] | 0 | 0 | -214
[8 empty] | 0 | 0 | -214
[8 empty] | 0 | 0 | -214
[8 empty] | 0 | 0 | -214
[8 empty] | 0 | 0 | -214
[8 empty] | 0 | 0 | -214
[8 empty] | 0 | 0 | -214
[8 empty] | 0 | 0 | -214
[8 empty] | 0 | 0 | -214
[8 empty] | 0 | 0 | -214
[8 empty] | 0 | 0 | -214
[8 empty] | 0 | 0 | -214
[8 empty] | 0 | 0 | -214
[8 empty] | 0 | 0 | -214
[8 empty] | 0 | 0 | -214
[8 empty] | 0 | 0 | -214
[8 empty] | 0 | 0 | -214
[8 empty] | 0 | 0 | -214
[8 empty] | 0 | 0 | -214
[8 empty] | 0 | 0 | -214
[8 empty] | 0 | 0 | -214
[8 empty] | 0 | 0 | -214
[8 empty] | 0 | 0 | -214
[8 empty] | 0 | 0 | -214
[8 empty] | 0 | 0 | -214
[8 empty] | 0 | 0 | -214
[8 empty] | 0 | 0 | -214
[8 empty] | 0 | 0 | -214
[8 empty] | 0 | 0 | -214
[8 empty] | 0 | 0 | -214
[8 empty] | 0 | 0 | -214
[8 empty] | 0 | 0 | -214
[8 empty] | 0 | 0 | -214
[8 empty] | 0 | 0 | -214
[8 empty] | 0 | 0 | -214
[8 empty] | 0 | 0 | -214
[8 empty] | 0 | 0 | -214
[8 empty] | 0 | 0 | -214
[8 empty] | 0 | 0 | -214
[8 empty] | 0 | 0 | -214
[8 empty] | 0 | 0 | -214
[8 empty] | 0 | 0 | -214
[8 empty] | 0 | 0 | -214
[8 empty] | 0 | 0 | -214
[8 empty] | 0 | 0 | -214
[8 empty] | 0 | 0 | -214
[8 empty] | 0 | 0 | -214
[8 empty] | 0 | 0 | -214
[8 empty] | 0 | 0 | -214
[8 empty] | 0 | 0 | -214
[8 empty] | 0 | 0 | -214
[8 empty] | 0 | 0 | -214
[8 empty] | 0 | 0 | -214
[8 empty] | 0 | 0 | -214
[8 empty] | 0 | 0 | -214
[8 empty] | 0 | 0 | -214
[8 empty] | 0 | 0 | -214
[8 empty] | 0 | 0 | -214
[8 empty] | 0 | 0 | -214
[8 empty] | 0 | 0 | -214
[8 empty] | 0 | 0 | -214
[8 empty] | 0 | 0 | -214
[8 empty] | 0 | 0 | -214
[8 empty] | 0 | 0 | -214
[8 empty] | 0 | 0 | -214
[8 empty] | 0 | 0 | -214
[8 empty] | 0 | 0 | -214
[8 empty] | 0 | 0 | -214
[8 empty] | 0 | 0 | -214
[8 empty] | 0 | 0 | -214
[8 empty] | 0 | 0 | -214
[8 empty] | 0 | 0 | -214
[8 empty] | 0 | 0 | -214
[8 empty] | 0 | 0 | -214
[8 empty] | 0 | 0 | -214
[8 empty] | 0 | 0 | -214
[8 empty] | 0 | 0 | -214
[8 empty] | 0 | 0 | -214
[8 empty] | 0 | 0 | -214
[8 empty] | 0 | 0 | -214
[8 empty] | 0 | 0 | -214
[8 empty] | 0 | 0 | -214
[8 empty] | 0 | 0 | -214
[8 empty] | 0 | 0 | -214
[8 empty] | 0 | 0 | -214
[8 empty] | 0 | 0 | -214
[8 empty] | 0 | 0 | -214
[8 empty] | 0 | 0 | -214
[8 empty] | 0 | 0 | -214
[8 empty] | 0 | 0 | -214
[8 empty] | 0 | 0 | -214
[8 empty] | 0 | 0 | -214
[8 empty] | 0 | 0 | -214
[8 empty] | 0 | 0 | -214
[8 empty] | 0 | 0 | -214
[8 empty] | 0 | 0 | -214
[8 empty] | 0 | 0 | -214
[8 empty] | 0 | 0 | -214
[8 empty] | 0 | 0 | -214
[8 empty] | 0 | 0 | -214
[8 empty] | 0 | 0 | -214
[8 empty] | 0 | 0 | -214
[8 empty] | 0 | 0 | -214
[8 empty] | 0 | 0 | -214
[8 empty] | 0 | 0 | -214
[8 empty] | 0 | 0 | -214
[8 empty] | 0 | 0 | -214
[8 empty] | 0 | 0 | -214
[8 empty] | 0 | 0 | -214
[8 empty] | 0 | 0 | -214
[8 empty] | 0 | 0 | -214
[8 empty] | 0 | 0 | -214
[8 empty] | 0 | 0 | -214
[8 empty] | 0 | 0 | -214
[8 empty] | 0 | 0 | -214
[8 empty] | 0 | 0 | -214
[8 empty] | 0 | 0 | -214
[8 empty] | 0 | 0 | -214
[8 empty] | 0 | 0 | -214
[8 empty] | 0 | 0 | -214
[8 empty] | 0 | 0 | -214
[8 empty] | 0 | 0 | -214
[8 empty] | 0 | 0 | -214
[8 empty] | 0 | 0 | -214
[8 empty] | 0 | 0 | -214
[8 empty] | 0 | 0 | -214
[8 empty] | 0 | 0 | -214
[8 empty] | 0 | 0 | -214
[8 empty] | 0 | 0 | -214
[8 empty] | 0 | 0 | -214
[8 empty] | 0 | 0 | -214
[8 empty] | 0 | 0 | -214
[8 empty] | 0 | 0 | -214
[8 empty] | 0 | 0 | -214
[8 empty] | 0 | 0 | -214
[8 empty] | 0 | 0 | -214
[8 empty] | 0 | 0 | -214
[8 empty] | 0 | 0 | -214
[8 empty] | 0 | 0 | -214
[8 empty] | 0 | 0 | -214
[8 empty] | 0 | 0 | -214
[8 empty] | 0 | 0 | -214
[8 empty] | 0 | 0 | -214
[8 empty] | 0 | 0 | -214
[8 empty] | 0 | 0 | -214
[8 empty] | 0 | 0 | -214
[8 empty] | 0 | 0 | -214
[8 empty] | 0 | 0 | -214
[8 empty] | 0 | 0 | -214
[8 empty] | 0 | 0 | -214
[8 empty] | 0 | 0 | -214
[8 empty] | 0 | 0 | -214
[8 empty] | 0 | 0 | -214
[8 empty] | 0 | 0 | -214
[8 empty] | 0 | 0 | -214
[8 empty] | 0 | 0 | -214
[8 empty] | 0 | 0 | -214
[8 empty] | 0 | 0 | -214
[8 empty] | 0 | 0 | -214
[8 empty] | 0 | 0 | -214
[8 empty] | 0 | 0 | -214
[8 empty] | 0 | 0 | -214
[8 empty] | 0 | 0 | -214
[8 empty] | 0 | 0 | -214
[8 empty] | 0 | 0 | -214
[8 empty] | 0 | 0 | -214
[8 empty] | 0 | 0 | -214
[8 empty] | 0 | 0 | -214
[8 empty] | 0 | 0 | -214
[8 empty] | 0 | 0 | -214
[8 empty] | 0 | 0 | -214
[8 empty] | 0 | 0 | -214
[8 empty] | 0 | 0 | -214
[8 empty] | 0 | 0 | -214
[8 empty] | 0 | 0 | -214
[8 empty] | 0 | 0 | -214
[8 empty] | 0 | 0 | -214
[8 empty] | 0 | 0 | -214
[8 empty] | 0 | 0 | -214
[8 empty] | 0 | 0 | -214
[8 empty] | 0 | 0 | -214
[8 empty] | 0 | 0 | -214
[8 empty] | 0 | 0 | -214
[8 empty] | 0 | 0 | -214
[8 empty] | 0 | 0 | -214
[8 empty] | 0 | 0 | -214
[8 empty] | 0 | 0 | -214
[8 empty] | 0 | 0 | -214
[8 empty] | 0 | 0 | -214
[8 empty] | 0 | 0 | -214
[8 empty] | 0 | 0 | -214
[8 empty] | 0 | 0 | -214
[8 empty] | 0 | 0 | -214
[8 empty] | 0 | 0 | -214
[8 empty] | 0 | 0 | -214
[8 empty] | 0 | 0 | -214
[8 empty] | 0 | 0 | -214
[8 empty] | 0 | 0 | -214
[8 empty] | 0 | 0 | -214
[8 empty] | 0 | 0 | -214
[8 empty] | 0 | 0 | -214
[8 empty] | 0 | 0 | -214
[8 empty] | 0 | 0 | -214
[8 empty] | 0 | 0 | -214
[8 empty] | 0 | 0 | -214
[8 empty] | 0 | 0 | -214
[8 empty] | 0 | 0 | -214
[8 empty] | 0 | 0 | -214
[8 empty] | 0 | 0 | -214
[8 empty] | 0 | 0 | -214
[8 empty] | 0 | 0 | -214
[8 empty] | 0 | 0 | -214
[8 empty] | 0 | 0 | -214
[8 empty] | 0 | 0 | -214
[8 empty] | 0 | 0 | -214
[8 empty] | 0 | 0 | -214
[8 empty] | 0 | 0 | -214
[8 empty] | 0 | 0 | -214
[8 empty] | 0 | 0 | -214
[8 empty] | 0 | 0 | -214
[8 empty] | 0 | 0 | -214
[8 empty] | 0 | 0 | -214
[8 empty] | 0 | 0 | -214
[8 empty] | 0 | 0 | -214
[8 empty] | 0 | 0 | -214
[8 empty] | 0 | 0 | -214
[8 empty] | 0 | 0 | -214
[8 empty] | 0 | 0 | -214
[8 empty] | 0 | 0 | -214
[8 empty] | 0 | 0 | -214
[8 empty] | 0 | 0 | -214
[8 empty] | 0 | 0 | -214
[8 empty] | 0 | 0 | -214
[8 empty] | 0 | 0 | -214
[8 empty] | 0 | 0 | -214
[8 empty] | 0 | 0 | -214
[8 empty] | 0 | 0 | -214
[8 empty] | 0 | 0 | -214
[8 empty] | 0 | 0 | -214
[8 empty] | 0 | 0 | -214
[8 empty] | 0 | 0 | -214
[8 empty] | 0 | 0 | -214
[8 empty] | 0 | 0 | -214
[8 empty] | 0 | 0 | -214
[8 empty] | 0 | 0 | -214
[8 empty] | 0 | 0 | -214
[8 empty] | 0 | 0 | -214
[8 empty] | 0 | 0 | -214
[8 empty] | 0 | 0 | -214
[8 empty] | 0 | 0 | -214
[8 empty] | 0 | 0 | -214
[8 empty] | 0 | 0 | -214
[8 empty] | 0 | 0 | -214
[8 empty] | 0 | 0 | -214
[8 empty] | 0 | 0 | -214
[8 empty] | 0 | 0 | -214
[8 empty] | 0 | 0 | -214
[8 empty] | 0 | 0 | -214
[8 empty] | 0 | 0 | -214
[8 empty] | 0 | 0 | -214
[8 empty] | 0 | 0 | -214
[8 empty] | 0 | 0 | -214
[8 empty] | 0 | 0 | -214
[8 empty] | 0 | 0 | -214
[8 empty] | 0 | 0 | -214
[8 empty] | 0 | 0 | -214
[8 empty] | 0 | 0 | -214
[8 empty] | 0 | 0 | -214
[8 empty] | 0 | 0 | -214
[8 empty] | 0 | 0 | -214
[8 empty] | 0 | 0 | -214
[8 empty] | 0 | 0 | -214
[8 empty] | 0 | 0 | -214
[8 empty] | 0 | 0 | -214
[8 empty] | 0 | 0 | -214
[8 empty] | 0 | 0 | -214
[8 empty] | 0 | 0 | -214
[8 empty] | 0 | 0 | -214
[8 empty] | 0 | 0 | -214
[8 empty] | 0 | 0 | -214
[8 empty] | 0 | 0 | -214
[8 empty] | 0 | 0 | -214
[8 empty] | 0 | 0 | -214
[8 empty] | 0 | 0 | -214
[8 empty] | 0 | 0 | -214
[8 empty] | 0 | 0 | -214
[8 empty] | 0 | 0 | -214
[8 empty] | 0 | 0 | -214
[8 empty] | 0 | 0 | -214
[8 empty] | 0 | 0 | -214
[8 empty] | 0 | 0 | -214
[8 empty] | 0 | 0 | -214
[8 empty] | 0 | 0 | -214
[8 empty] | 0 | 0 | -214
[8 empty] | 0 | 0 | -214
[8 empty] | 0 | 0 | -214
[8 empty] | 0 | 0 | -214
[8 empty] | 0 | 0 | -214
[8 empty] | 0 | 0 | -214
[8 empty] | 0 | 0 | -214
[8 empty] | 0 | 0 | -214
[8 empty] | 0 | 0 | -214
[8 empty] | 0 | 0 | -214
[8 empty] | 0 | 0 | -214
[8 empty] | 0 | 0 | -214
[8 empty] | 0 | 0 | -214
[8 empty] | 0 | 0 | -214
[8 empty] | 0 | 0 | -214
[8 empty] | 0 | 0 | -214
[8 empty] | 0 | 0 | -214
[8 empty] | 0 | 0 | -214
[8 empty] | 0 | 0 | -214
[8 empty] | 0 | 0 | -214
[8 empty] | 0 | 0 | -214
[8 empty] | 0 | 0 | -214
[8 empty] | 0 | 0 | -214
[8 empty] | 0 | 0 | -214
[8 empty] | 0 | 0 | -214
[8 empty] | 0 | 0 | -214
[8 empty] | 0 | 0 | -214
[8 empty] | 0 | 0 | -214
[8 empty] | 0 | 0 | -214
[8 empty] | 0 | 0 | -214
[8 empty] | 0 | 0 | -214
[8 empty] | 0 | 0 | -214
[8 empty] | 0 | 0 | -214
[8 empty] | 0 | 0 | -214
[8 empty] | 0 | 0 | -214
[8 empty] | 0 | 0 | -214
[8 empty] | 0 | 0 | -214
[8 empty] | 0 | 0 | -214
[8 empty] | 0 | 0 | -214
[8 empty] | 0 | 0 | -214
[8 empty] | 0 | 0 | -214
[8 empty] | 0 | 0 | -214
[8 empty] | 0 | 0 | -214
[8 empty] | 0 | 0 | -214
[8 empty] | 0 | 0 | -214
[8 empty] | 0 | 0 | -214
[8 empty] | 0 | 0 | -214
[8 empty] | 0 | 0 | -214
[8 empty] | 0 | 0 | -214
[8 empty] | 0 | 0 | -214
[8 empty] | 0 | 0 | -214
[8 empty] | 0 | 0 | -214
[8 empty] | 0 | 0 | -214
[8 empty] | 0 | 0 | -214
[8 empty] | 0 | 0 | -214
[8 empty] | 0 | 0 | -214
[8 empty] | 0 | 0 | -214
[8 empty] | 0 | 0 | -214
[8 empty] | 0 | 0 | -214
[8 empty] | 0 | 0 | -214
[8 empty] | 0 | 0 | -214
[8 empty] | 0 | 0 | -214
[8 empty] | 0 | 0 | -214
[8 empty] | 0 | 0 | -214
[8 empty] | 0 | 0 | -214
[8 empty] | 0 | 0 | -214
[8 empty] | 0 | 0 | -214
[8 empty] | 0 | 0 | -214
[8 empty] | 0 | 0 | -214
[8 empty] | 0 | 0 | -214
[8 empty] | 0 | 0 | -214
[8 empty] | 0 | 0 | -214
[8 empty] | 0 | 0 | -214
[8 empty] | 0 | 0 | -214
[8 empty] | 0 | 0 | -214
[8 empty] | 0 | 0 | -214
[8 empty] | 0 | 0 | -214
[8 empty] | 0 | 0 | -214
[8 empty] | 0 | 0 | -214
[8 empty] | 0 | 0 | -214
[8 empty] | 0 | 0 | -214
[8 empty] | 0 | 0 | -214
[8 empty] | 0 | 0 | -214
[8 empty] | 0 | 0 | -214
[8 empty] | 0 | 0 | -214
[8 empty] | 0 | 0 | -214
[8 empty] | 0 | 0 | -214
[8 empty] | 0 | 0 | -214
[8 empty] | 0 | 0 | -214
[8 empty] | 0 | 0 | -214
[8 empty] | 0 | 0 | -214
[8 empty] | 0 | 0 | -214
[8 empty] | 0 | 0 | -214
[8 empty] | 0 | 0 | -214
[8 empty] | 0 | 0 | -214
[8 empty] | 0 | 0 | -214
[8 empty] | 0 | 0 | -214
[8 empty] | 0 | 0 | -214
[8 empty] | 0 | 0 | -214
[8 empty] | 0 | 0 | -214
[8 empty] | 0 | 0 | -214
[8 empty] | 0 | 0 | -214
[8 empty] | 0 | 0 | -214
[8 empty] | 0 | 0 | -214
[8 empty] | 0 | 0 | -214
[8 empty] | 0 | 0 | -214
[8 empty] | 0 | 0 | -214
[8 empty] | 0 | 0 | -214
[8 empty] | 0 | 0 | -214
[8 empty] | 0 | 0 | -214
[8 empty] | 0 | 0 | -214
[8 empty] | 0 | 0 | -214
[8 empty] | 0 | 0 | -214
[8 empty] | 0 | 0 | -214
[8 empty] | 0 | 0 | -214
[8 empty] | 0 | 0 | -214
[8 empty] | 0 | 0 | -214
[8 empty] | 0 | 0 | -214
[8 empty] | 0 | 0 | -214
[8 empty] | 0 | 0 | -214
[8 empty] | 0 | 0 | -214
[8 empty] | 0 | 0 | -214
[8 empty] | 0 | 0 | -214
[8 empty] | 0 | 0 | -214
[8 empty] | 0 | 0 | -214
[8 empty] | 0 | 0 | -214
[8 empty] | 0 | 0 | -214
[8 empty] | 0 | 0 | -214
[8 empty] | 0 | 0 | -214
[8 empty] | 0 | 0 | -214
[8 empty] | 0 | 0 | -214
[8 empty] | 0 | 0 | -214
[8 empty] | 0 | 0 | -214
[8 empty] | 0 | 0 | -214
[8 empty] | 0 | 0 | -214
[8 empty] | 0 | 0 | -214
[8 empty] | 0 | 0 | -214
[8 empty] | 0 | 0 | -214
[8 empty] | 0 | 0 | -214
[8 empty] | 0 | 0 | -214
[8 empty] | 0 | 0 | -214
[8 empty] | 0 | 0 | -214
[8 empty] | 0 | 0 | -214
[8 empty] | 0 | 0 | -214
[8 empty] | 0 | 0 | -214
[8 empty] | 0 | 0 | -214
[8 empty] | 0 | 0 | -214
[8 empty] | 0 | 0 | -214
[8 empty] | 0 | 0 | -214
[8 empty] | 0 | 0 | -214
[8 empty] | 0 | 0 | -214
[8 empty] | 0 | 0 | -214
[8 empty] | 0 | 0 | -214
[8 empty] | 0 | 0 | -214
[8 empty] | 0 | 0 | -214
[8 empty] | 0 | 0 | -214
[8 empty] | 0 | 0 | -214
[8 empty] | 0 | 0 | -214
[8 empty] | 0 | 0 | -214
[8 empty] | 0 | 0 | -214
[8 empty] | 0 | 0 | -214
[8 empty] | 0 | 0 | -214
[8 empty] | 0 | 0 | -214
[8 empty] | 0 | 0 | -214
[8 empty] | 0 | 0 | -214
[8 empty] | 0 | 0 | -214
[8 empty] | 0 | 0 | -214
[8 empty] | 0 | 0 | -214
[8 empty] | 0 | 0 | -214
[8 empty] | 0 | 0 | -214
[8 empty] | 0 | 0 | -214
[8 empty] | 0 | 0 | -214
[8 empty] | 0 | 0 | -214
[8 empty] | 0 | 0 | -214
[8 empty] | 0 | 0 | -214
[8 empty] | 0 | 0 | -214
[8 empty] | 0 | 0 | -214
[8 empty] | 0 | 0 | -214
[8 empty] | 0 | 0 | -214
[8 empty] | 0 | 0 | -214
[8 empty] | 0 | 0 | -214
[8 empty] | 0 | 0 | -214
[8 empty] | 0 | 0 | -214
[8 empty] | 0 | 0 | -214
[8 empty] | 0 | 0 | -214
[8 empty] | 0 | 0 | -214
[8 empty] | 0 | 0 | -214
[8 empty] | 0 | 0 | -214
[8 empty] | 0 | 0 | -214
[8 empty] | 0 | 0 | -214
[8 empty] | 0 | 0 | -214
[8 empty] | 0 | 0 | -214
[8 empty] | 0 | 0 | -214
[8 empty] | 0 | 0 | -214
[8 empty] | 0 | 0 | -214
[8 empty] | 0 | 0 | -214
[8 empty] | 0 | 0 | -214
[8 empty] | 0 | 0 | -214
[8 empty] | 0 | 0 | -214
[8 empty] | 0 | 0 | -214
[8 empty] | 0 | 0 | -214
[8 empty] | 0 | 0 | -214
[8 empty] | 0 | 0 | -214
[8 empty] | 0 | 0 | -214
[8 empty] | 0 | 0 | -214
[8 empty] | 0 | 0 | -214
[8 empty] | 0 | 0 | -214
[8 empty] | 0 | 0 | -214
[8 empty] | 0 | 0 | -214
[8 empty] | 0 | 0 | -214
[8 empty] | 0 | 0 | -214
[8 empty] | 0 | 0 | -214
[8 empty] | 0 | 0 | -214
[8 empty] | 0 | 0 | -214
[8 empty] | 0 | 0 | -214
[8 empty] | 0 | 0 | -214
[8 empty] | 0 | 0 | -214
[8 empty] | 0 | 0 | -214
[8 empty] | 0 | 0 | -214
[8 empty] | 0 | 0 | -214
[8 empty] | 0 | 0 | -214
[8 empty] | 0 | 0 | -214
[8 empty] | 0 | 0 | -214
[8 empty] | 0 | 0 | -214
[8 empty] | 0 | 0 | -214
[8 empty] | 0 | 0 | -214
[8 empty] | 0 | 0 | -214
[8 empty] | 0 | 0 | -214
[8 empty] | 0 | 0 | -214
[8 empty] | 0 | 0 | -214
[8 empty] | 0 | 0 | -214
[8 empty] | 0 | 0 | -214
[8 empty] | 0 | 0 | -214
[8 empty] | 0 | 0 | -214
[8 empty] | 0 | 0 | -214
[8 empty] | 0 | 0 | -214
[8 empty] | 0 | 0 | -214
[8 empty] | 0 | 0 | -214
[8 empty] | 0 | 0 | -214
[8 empty] | 0 | 0 | -214
[8 empty] | 0 | 0 | -214
[8 empty] | 0 | 0 | -214
[8 empty] | 0 | 0 | -214
[8 empty] | 0 | 0 | -214
[8 empty] | 0 | 0 | -214
[8 empty] | 0 | 0 | -214
[8 empty] | 0 | 0 | -214
[8 empty] | 0 | 0 | -214
[8 empty] | 0 | 0 | -214
[8 empty] | 0 | 0 | -214
[8 empty] | 0 | 0 | -214
[8 empty] | 0 | 0 | -214
[8 empty] | 0 | 0 | -214
[8 empty] | 0 | 0 | -214
[8 empty] | 0 | 0 | -214
[8 empty] | 0 | 0 | -214
[8 empty] | 0 | 0 | -214
[8 empty] | 0 | 0 | -214
[8 empty] | 0 | 0 | -214
[8 empty] | 0 | 0 | -214
[8 empty] | 0 | 0 | -214
[8 empty] | 0 | 0 | -214
[8 empty] | 0 | 0 | -214
[8 empty] | 0 | 0 | -214
[8 empty] | 0 | 0 | -214
[8 empty] | 0 | 0 | -214
[8 empty] | 0 | 0 | -214
[8 empty] | 0 | 0 | -214
[8 empty] | 0 | 0 | -214
[8 empty] | 0 | 0 | -214
[8 empty] | 0 | 0 | -214
[8 empty] | 0 | 0 | -214
[8 empty] | 0 | 0 | -214
[8 empty] | 0 | 0 | -214
[8 empty] | 0 | 0 | -214
[8 empty] | 0 | 0 | -214
[8 empty] | 0 | 0 | -214
[8 empty] | 0 | 0 | -214
[8 empty] | 0 | 0 | -214
[8 empty] | 0 | 0 | -214
[8 empty] | 0 | 0 | -214
[8 empty] | 0 | 0 | -214
[8 empty] | 0 | 0 | -214
[8 empty] | 0 | 0 | -214
[8 empty] | 0 | 0 | -214
[8 empty] | 0 | 0 | -214
[8 empty] | 0 | 0 | -214
[8 empty] | 0 | 0 | -214
[8 empty] | 0 | 0 | -214
[8 empty] | 0 | 0 | -214
[8 empty] | 0 | 0 | -214
[8 empty] | 0 | 0 | -214
[8 empty] | 0 | 0 | -214
[8 empty] | 0 | 0 | -214
[8 empty] | 0 | 0 | -214
[8 empty] | 0 | 0 | -214
[8 empty] | 0 | 0 | -214
[8 empty] | 0 | 0 | -214
[8 empty] | 0 | 0 | -214
[8 empty] | 0 | 0 | -214
[8 empty] | 0 | 0 | -214
[8 empty] | 0 | 0 | -214
[8 empty] | 0 | 0 | -214
[8 empty] | 0 | 0 | -214
[8 empty] | 0 | 0 | -214
[8 empty] | 0 | 0 | -214
[8 empty] | 0 | 0 | -214
[8 empty] | 0 | 0 | -214
[8 empty] | 0 | 0 | -214
[8 empty] | 0 | 0 | -214
[8 empty] | 0 | 0 | -214
[8 empty] | 0 | 0 | -214
[8 empty] | 0 | 0 | -214
[8 empty] | 0 | 0 | -214
[8 empty] | 0 | 0 | -214
[8 empty] | 0 | 0 | -214
[8 empty] | 0 | 0 | -214
[8 empty] | 0 | 0 | -214
[8 empty] | 0 | 0 | -214
[8 empty] | 0 | 0 | -214
[8 empty] | 0 | 0 | -214
[8 empty] | 0 | 0 | -214
[8 empty] | 0 | 0 | -214
[8 empty] | 0 | 0 | -214
[8 empty] | 0 | 0 | -214
[8 empty] | 0 | 0 | -214
[8 empty] | 0 | 0 | -214
[8 empty] | 0 | 0 | -214
[8 empty] | 0 | 0 | -214
[8 empty] | 0 | 0 | -214
[8 empty] | 0 | 0 | -214
[8 empty] | 0 | 0 | -214
[8 empty] | 0 | 0 | -214
[8 empty] | 0 | 0 | -214
[8 empty] | 0 | 0 | -214
[8 empty] | 0 | 0 | -214
[8 empty] | 0 | 0 | -214
[8 empty] | 0 | 0 | -214
[8 empty] | 0 | 0 | -214
[8 empty] | 0 | 0 | -214
[8 empty] | 0 | 0 | -214
[8 empty] | 0 | 0 | -214
[8 empty] | 0 | 0 | -214
[8 empty] | 0 | 0 | -214
[8 empty] | 0 | 0 | -214
[8 empty] | 0 | 0 | -214
[8 empty] | 0 | 0 | -214
[8 empty] | 0 | 0 | -214
[8 empty] | 0 | 0 | -214
[8 empty] | 0 | 0 | -214
[8 empty] | 0 | 0 | -214
[8 empty] | 0 | 0 | -214
[8 empty] | 0 | 0 | -214
[8 empty] | 0 | 0 | -214
[8 empty] | 0 | 0 | -214
[8 empty] | 0 | 0 | -214
[8 empty] | 0 | 0 | -214
[8 empty] | 0 | 0 | -214
[8 empty] | 0 | 0 | -214
[8 empty] | 0 | 0 | -214
[8 empty] | 0 | 0 | -214
[8 empty] | 0 | 0 | -214
[8 empty] | 0 | 0 | -214
[8 empty] | 0 | 0 | -214
[8 empty] | 0 | 0 | -214
[8 empty] | 0 | 0 | -214
[8 empty] | 0 | 0 | -214
[8 empty] | 0 | 0 | -214
[8 empty] | 0 | 0 | -214
[8 empty] | 0 | 0 | -214
[8 empty] | 0 | 0 | -214
[8 empty] | 0 | 0 | -214
[8 empty] | 0 | 0 | -214
[8 empty] | 0 | 0 | -214
[8 empty] | 0 | 0 | -214
[8 empty] | 0 | 0 | -214
[8 empty] | 0 | 0 | -214
[8 empty] | 0 | 0 | -214
[8 empty] | 0 | 0 | -214
[8 empty] | 0 | 0 | -214
[8 empty] | 0 | 0 | -214
[8 empty] | 0 | 0 | -214
[8 empty] | 0 | 0 | -214
[8 empty] | 0 | 0 | -214
[8 empty] | 0 | 0 | -214
[8 empty] | 0 | 0 | -214
[8 empty] | 0 | 0 | -214
[8 empty] | 0 | 0 | -214
[8 empty] | 0 | 0 | -214
[8 empty] | 0 | 0 | -214
[8 empty] | 0 | 0 | -214
[8 empty] | 0 | 0 | -214
[8 empty] | 0 | 0 | -214
[8 empty] | 0 | 0 | -214
[8 empty] | 0 | 0 | -214
[8 empty] | 0 | 0 | -214
[8 empty] | 0 | 0 | -214
[8 empty] | 0 | 0 | -214
[8 empty] | 0 | 0 | -214
[8 empty] | 0 | 0 | -214
[8 empty] | 0 | 0 | -214
[8 empty] | 0 | 0 | -214
[8 empty] | 0 | 0 | -214
[8 empty] | 0 | 0 | -214
[8 empty] | 0 | 0 | -214
[8 empty] | 0 | 0 | -214
[8 empty] | 0 | 0 | -214
[8 empty] | 0 | 0 | -214
[8 empty] | 0 | 0 | -214
[8 empty] | 0 | 0 | -214
[8 empty] | 0 | 0 | -214
[8 empty] | 0 | 0 | -214
[8 empty] | 0 | 0 | -214
[8 empty] | 0 | 0 | -214
[8 empty] | 0 | 0 | -214
[8 empty] | 0 | 0 | -214
[8 empty] | 0 | 0 | -214
[8 empty] | 0 | 0 | -214
[8 empty] | 0 | 0 | -214
[8 empty] | 0 | 0 | -214
[8 empty] | 0 | 0 | -214
[8 empty] | 0 | 0 | -214
[8 empty] | 0 | 0 | -214
[8 empty] | 0 | 0 | -214
[8 empty] | 0 | 0 | -214
[8 empty] | 0 | 0 | -214
[8 empty] | 0 | 0 | -214
[8 empty] | 0 | 0 | -214
[8 empty] | 0 | 0 | -214
[8 empty] | 0 | 0 | -214
[8 empty] | 0 | 0 | -214
[8 empty] | 0 | 0 | -214
[8 empty] | 0 | 0 | -214
[8 empty] | 0 | 0 | -214
[8 empty] | 0 | 0 | -214
[8 empty] | 0 | 0 | -214
[8 empty] | 0 | 0 | -214
[8 empty] | 0 | 0 | -214
[8 empty] | 0 | 0 | -214
[8 empty] | 0 | 0 | -214
[8 empty] | 0 | 0 | -214
[8 empty] | 0 | 0 | -214
[8 empty] | 0 | 0 | -214
[8 empty] | 0 | 0 | -214
[8 empty] | 0 | 0 | -214
[8 empty] | 0 | 0 | -214
[8 empty] | 0 | 0 | -214
[8 empty] | 0 | 0 | -214
[8 empty] | 0 | 0 | -214
[8 empty] | 0 | 0 | -214
[8 empty] | 0 | 0 | -214
[8 empty] | 0 | 0 | -214
[8 empty] | 0 | 0 | -214
[8 empty] | 0 | 0 | -214
[8 empty] | 0 | 0 | -214
[8 empty] | 0 | 0 | -214
[8 empty] | 0 | 0 | -214
[8 empty] | 0 | 0 | -214
[8 empty] | 0 | 0 | -214
[8 empty] | 0 | 0 | -214
[8 empty] | 0 | 0 | -214
[8 empty] | 0 | 0 | -214
[8 empty] | 0 | 0 | -214
[8 empty] | 0 | 0 | -214
[8 empty] | 0 | 0 | -214
[8 empty] | 0 | 0 | -214
[8 empty] | 0 | 0 | -214
[8 empty] | 0 | 0 | -214
[8 empty] | 0 | 0 | -214
[8 empty] | 0 | 0 | -214
[8 empty] | 0 | 0 | -214
[8 empty] | 0 | 0 | -214
[8 empty] | 0 | 0 | -214
[8 empty] | 0 | 0 | -214
[8 empty] | 0 | 0 | -214
[8 empty] | 0 | 0 | -214
[8 empty] | 0 | 0 | -214
[8 empty] | 0 | 0 | -214
[8 empty] | 0 | 0 | -214
[8 empty] | 0 | 0 | -214
[8 empty] | 0 | 0 | -214
[8 empty] | 0 | 0 | -214
[8 empty] | 0 | 0 | -214
[8 empty] | 0 | 0 | -214
[8 empty] | 0 | 0 | -214
[8 empty] | 0 | 0 | -214
[8 empty] | 0 | 0 | -214
[8 empty] | 0 | 0 | -214
[8 empty] | 0 | 0 | -214
[8 empty] | 0 | 0 | -214
[8 empty] | 0 | 0 | -214
[8 empty] | 0 | 0 | -214
[8 empty] | 0 | 0 | -214
[8 empty] | 0 | 0 | -214
[8 empty] | 0 | 0 | -214
[8 empty] | 0 | 0 | -214
[8 empty] | 0 | 0 | -214
[8 empty] | 0 | 0 | -214
[8 empty] | 0 | 0 | -214
[8 empty] | 0 | 0 | -214
[8 empty] | 0 | 0 | -214
[8 empty] | 0 | 0 | -214
[8 empty] | 0 | 0 | -214
[8 empty] | 0 | 0 | -214
[8 empty] | 0 | 0 | -214
[8 empty] | 0 | 0 | -214
[8 empty] | 0 | 0 | -214
[8 empty] | 0 | 0 | -214
[8 empty] | 0 | 0 | -214
[8 empty] | 0 | 0 | -214
[8 empty] | 0 | 0 | -214
[8 empty] | 0 | 0 | -214
[8 empty] | 0 | 0 | -214
[8 empty] | 0 | 0 | -214
[8 empty] | 0 | 0 | -214
[8 empty] | 0 | 0 | -214
[8 empty] | 0 | 0 | -214
[8 empty] | 0 | 0 | -214
[8 empty] | 0 | 0 | -214
[8 empty] | 0 | 0 | -214
[8 empty] | 0 | 0 | -214
[8 empty] | 0 | 0 | -214
[8 empty] | 0 | 0 | -214
[8 empty] | 0 | 0 | -214
[8 empty] | 0 | 0 | -214
[8 empty] | 0 | 0 | -214
[8 empty] | 0 | 0 | -214
[8 empty] | 0 | 0 | -214
[8 empty] | 0 | 0 | -214
[8 empty] | 0 | 0 | -214
[8 empty] | 0 | 0 | -214
[8 empty] | 0 | 0 | -214
[8 empty] | 0 | 0 | -214
[8 empty] | 0 | 0 | -214
[8 empty] | 0 | 0 | -214
[8 empty] | 0 | 0 | -214
[8 empty] | 0 | 0 | -214
[8 empty] | 0 | 0 | -214
[8 empty] | 0 | 0 | -214
[8 empty] | 0 | 0 | -214
[8 empty] | 0 | 0 | -214
[8 empty] | 0 | 0 | -214
[8 empty] | 0 | 0 | -214
[8 empty] | 0 | 0 | -214
[8 empty] | 0 | 0 | -214
[8 empty] | 0 | 0 | -214
[8 empty] | 0 | 0 | -214
[8 empty] | 0 | 0 | -214
[8 empty] | 0 | 0 | -214
[8 empty] | 0 | 0 | -214
[8 empty] | 0 | 0 | -214
[8 empty] | 0 | 0 | -214
[8 empty] | 0 | 0 | -214
[8 empty] | 0 | 0 | -214
[8 empty] | 0 | 0 | -214
[8 empty] | 0 | 0 | -214
[8 empty] | 0 | 0 | -214
[8 empty] | 0 | 0 | -214
[8 empty] | 0 | 0 | -214
[8 empty] | 0 | 0 | -214
[8 empty] | 0 | 0 | -214
[8 empty] | 0 | 0 | -214
[8 empty] | 0 | 0 | -214
[8 empty] | 0 | 0 | -214
[8 empty] | 0 | 0 | -214
[8 empty] | 0 | 0 | -214
[8 empty] | 0 | 0 | -214
[8 empty] | 0 | 0 | -214
[8 empty] | 0 | 0 | -214
[8 empty] | 0 | 0 | -214
[8 empty] | 0 | 0 | -214
[8 empty] | 0 | 0 | -214
[8 empty] | 0 | 0 | -214
[8 empty] | 0 | 0 | -214
[8 empty] | 0 | 0 | -214
[8 empty] | 0 | 0 | -214
[8 empty] | 0 | 0 | -214
[8 empty] | 0 | 0 | -214
[8 empty] | 0 | 0 | -214
[8 empty] | 0 | 0 | -214
[8 empty] | 0 | 0 | -214
[8 empty] | 0 | 0 | -214
[8 empty] | 0 | 0 | -214
[8 empty] | 0 | 0 | -214
[8 empty] | 0 | 0 | -214
[8 empty] | 0 | 0 | -214
[8 empty] | 0 | 0 | -214
[8 empty] | 0 | 0 | -214
[8 empty] | 0 | 0 | -214
[8 empty] | 0 | 0 | -214
[8 empty] | 0 | 0 | -214
[8 empty] | 0 | 0 | -214
[8 empty] | 0 | 0 | -214
[8 empty] | 0 | 0 | -214
[8 empty] | 0 | 0 | -214
[8 empty] | 0 | 0 | -214
[8 empty] | 0 | 0 | -214
[8 empty] | 0 | 0 | -214
[8 empty] | 0 | 0 | -214
[8 empty] | 0 | 0 | -214
[8 empty] | 0 | 0 | -214
[8 empty] | 0 | 0 | -214
[8 empty] | 0 | 0 | -214
[8 empty] | 0 | 0 | -214
[8 empty] | 0 | 0 | -214
[8 empty] | 0 | 0 | -214
[8 empty] | 0 | 0 | -214
[8 empty] | 0 | 0 | -214
[8 empty] | 0 | 0 | -214
[8 empty] | 0 | 0 | -214
[8 empty] | 0 | 0 | -214
[8 empty] | 0 | 0 | -214
[8 empty] | 0 | 0 | -214
[8 empty] | 0 | 0 | -214
[8 empty] | 0 | 0 | -214
[8 empty] | 0 | 0 | -214
[8 empty] | 0 | 0 | -214
[8 empty] | 0 | 0 | -214
[8 empty] | 0 | 0 | -214
[8 empty] | 0 | 0 | -214
[8 empty] | 0 | 0 | -214
[8 empty] | 0 | 0 | -214
[8 empty] | 0 | 0 | -214
[8 empty] | 0 | 0 | -214
[8 empty] | 0 | 0 | -214
[8 empty] | 0 | 0 | -214
[8 empty] | 0 | 0 | -214
[8 empty] | 0 | 0 | -214
[8 empty] | 0 | 0 | -214
[8 empty] | 0 | 0 | -214
[8 empty] | 0 | 0 | -214
[8 empty] | 0 | 0 | -214
[8 empty] | 0 | 0 | -214
[8 empty] | 0 | 0 | -214
[8 empty] | 0 | 0 | -214
[8 empty] | 0 | 0 | -214
[8 empty] | 0 | 0 | -214
[8 empty] | 0 | 0 | -214
[8 empty] | 0 | 0 | -214
[8 empty] | 0 | 0 | -214
[8 empty] | 0 | 0 | -214
[8 empty] | 0 | 0 | -214
[8 empty] | 0 | 0 | -214
[8 empty] | 0 | 0 | -214
[8 empty] | 0 | 0 | -214
[8 empty] | 0 | 0 | -214
[8 empty] | 0 | 0 | -214
[8 empty] | 0 | 0 | -214
[8 empty] | 0 | 0 | -214
[8 empty] | 0 | 0 | -214
[8 empty] | 0 | 0 | -214
[8 empty] | 0 | 0 | -214
[8 empty] | 0 | 0 | -214
[8 empty] | 0 | 0 | -214
[8 empty] | 0 | 0 | -214
[8 empty] | 0 | 0 | -214
[8 empty] | 0 | 0 | -214
[8 empty] | 0 | 0 | -214
[8 empty] | 0 | 0 | -214
[8 empty] | 0 | 0 | -214
[8 empty] | 0 | 0 | -214
[8 empty] | 0 | 0 | -214
[8 empty] | 0 | 0 | -214
[8 empty] | 0 | 0 | -214
[8 empty] | 0 | 0 | -214
[8 empty] | 0 | 0 | -214
[8 empty] | 0 | 0 | -214
[8 empty] | 0 | 0 | -214
[8 empty] | 0 | 0 | -214
[8 empty] | 0 | 0 | -214
[8 empty] | 0 | 0 | -214
[8 empty] | 0 | 0 | -214
[8 empty] | 0 | 0 | -214
[8 empty] | 0 | 0 | -214
[8 empty] | 0 | 0 | -214
[8 empty] | 0 | 0 | -214
[8 empty] | 0 | 0 | -214

## Step2 for export
Generator Sensitivities | [8 empty] | 1/3 cutoff --> | 0 | sign change --> | 0 |  |  |  | ECI not including 1/3 cut-off | [20 empty] | ECI including 1/3 cut-off |  |  |  |  | Generator Sensitivities | [9 empty] | 544 | blue area is PW cut & paste
Area Name of Gen | Number | Name | ID | AGC | P Sensitivity | Gen MW | Max MW | V Sensitivity | QSE | Active | Inlcude ? | Import Side | Unique | [7 empty] | Area Name of Gen | Number | Name | ID | AGC | P Sensitivity | Gen MW | Max MW | V Sensitivity | QSE | Active | Inlcude ? | Import Side | Unique | [8 empty] | Zone Name of Bus | Number | Name | ID | AGC | P Sensitivity | Gen MW | Min MW | Max MW | V Sensitivity | init order
[9 empty] | #N/A | #N/A | y | #N/A |  |  |  |  | Export Side |  | ECI: | 1216.2936 | 0 | 0 | 0 | 0 | 0 | 0 | 0 | 0 | 0 | #N/A | #N/A | y | #N/A | 000 |  |  |  | Import Side |  | ECI: | 1216.2936 |  | NORTH | 48722 | LIM2 | 2 | YES | 0.31821 | 766 | 357 | 766 | 0 | 1
[9 empty] | #N/A | #N/A | n | 0 |  | Sum of Import Side |  |  | 50326.581 |  |  |  | 0 | 0 | 0 | 0 | 0 | 0 | 0 | 0 | 0 | #N/A | #N/A | n | 0 | 000 | Sum of Import Side |  |  | 50326.581 |  |  |  |  | NORTH | 48721 | LIM1 | 1 | YES | 0.31821 | 766 | 357 | 766 | 0 | 2
[9 empty] | #N/A | #N/A | n | 0 |  | QSE | Total |  | QSE | GSF impact | percentage | Squares | 0 | 0 | 0 | 0 | 0 | 0 | 0 | 0 | 0 | #N/A | #N/A | n | 0 | 000 | QSE | Total |  | QSE | GSF impact | percentage | Squares |  | NORTH | 3381 | BBRN 1 G | 1 | YES | 0.31777 | 575 | 225 | 575 | 0 | 3
[9 empty] | #N/A | #N/A | n | 0 |  | AEP | 3580.6946 |  | AEP | 3580.6946 | 7.1149 | 50.622 | 0 | 0 | 0 | 0 | 0 | 0 | 0 | 0 | 0 | #N/A | #N/A | n | 0 | 000 | AEP | 3580.6946 |  | AEP | 3580.6946 | 7.1149 | 50.622 |  | NORTH | 3382 | BBRN 2 G | 2 | YES | 0.31777 | 587 | 225 | 587 | 0 | 4
[9 empty] | #N/A | #N/A | n | 0 |  | Amoco | 28.36 |  | Amoco | 28.36 | 0.056352 | 0.0031755 | 0 | 0 | 0 | 0 | 0 | 0 | 0 | 0 | 0 | #N/A | #N/A | n | 0 | 000 | LCRA | 2189.4953 |  | LCRA | 2189.4953 | 4.3506 | 18.9275 |  | NORTH | 13131 | CALFRE1G | 1 | YES | 0.31639 | 179.6 | 40 | 189 | 0 | 5
[9 empty] | #N/A | #N/A | n | 0 |  | Champion | 75.947 |  | Champion | 75.947 | 0.15091 | 0.022773 | 0 | 0 | 0 | 0 | 0 | 0 | 0 | 0 | 0 | #N/A | #N/A | n | 0 | 000 | STEC | 488.4305 |  | STEC | 488.4305 | 0.97052 | 0.94191 |  | NORTH | 13133 | CALFRE3G | 3 | YES | 0.31639 | 179.6 | 40 | 189 | 0 | 6
[9 empty] | #N/A | #N/A | n | 0 |  | CPSB | 102.096 |  | CPSB | 102.096 | 0.20287 | 0.041155 | 0 | 0 | 0 | 0 | 0 | 0 | 0 | 0 | 0 | #N/A | #N/A | n | 0 | 000 | TXU | 8071.2686 |  | TXU | 8071.2686 | 16.0378 | 257.2105 |  | NORTH | 13132 | CALFRE2G | 2 | YES | 0.31639 | 179.6 | 57 | 189 | 0 | 7
[9 empty] | #N/A | #N/A | n | 0 |  | ERCOT | 949.8293 |  | ERCOT | 949.8293 | 1.8873 | 3.562 | 0 | 0 | 0 | 0 | 0 | 0 | 0 | 0 | 0 | #N/A | #N/A | n | 0 | 000 | Garland | 219.7225 |  | Garland | 219.7225 | 0.43659 | 0.19061 |  | NORTH | 13136 | CALFRE6G | 6 | YES | 0.31635 | 179.6 | 40 | 189 | 0 | 8
[9 empty] | #N/A | #N/A | n | 0 |  | FPLE | 1162.9808 |  | FPLE | 1162.9808 | 2.3109 | 5.3401 | 0 | 0 | 0 | 0 | 0 | 0 | 0 | 0 | 0 | #N/A | #N/A | n | 0 | 000 | Brazos | 396.5555 |  | Brazos | 396.5555 | 0.78796 | 0.62089 |  | NORTH | 13134 | CALFRE4G | 4 | YES | 0.31635 | 179.6 | 40 | 189 | 0 | 9
[9 empty] | #N/A | #N/A | n | 0 |  | LCRA | 2189.4953 |  | LCRA | 2189.4953 | 4.3506 | 18.9275 | 0 | 0 | 0 | 0 | 0 | 0 | 0 | 0 | 0 | #N/A | #N/A | n | 0 | 000 | Austin Energy | 2072.8794 |  | Austin Energy | 2072.8794 | 4.1189 | 16.965 |  | NORTH | 13135 | CALFRE5G | 5 | YES | 0.31635 | 179.6 | 57 | 189 | 0 | 10
[9 empty] | #N/A | #N/A | n | 0 |  | Orion | 0 |  | Orion | 0 | 0 | 0 | 0 | 0 | 0 | 0 | 0 | 0 | 0 | 0 | 0 | #N/A | #N/A | n | 0 | 000 | TxGenco | 13186.9365 |  | TxGenco | 13186.9365 | 26.2027 | 686.5829 |  | NORTH | 3126 | TDAD 6 G | 1 | YES | 0.31207 | 0 | 46 | 240 | 0 | 11
[9 empty] | #N/A | #N/A | n | 0 |  | Quanum | 3.545 |  | Quanum | 3.545 | 0.007044 | 4.9618e-05 | 0 | 0 | 0 | 0 | 0 | 0 | 0 | 0 | 0 | #N/A | #N/A | n | 0 | 000 | Calpine | 5250.3375 |  | Calpine | 5250.3375 | 10.4325 | 108.8378 |  | NORTH | 3348 | CHAMPN G | 1 | YES | 0.31016 | 42 | 42 | 42 | 0 | 12
[9 empty] | #N/A | #N/A | n | 0 |  | Sim Paper | 19.852 |  | Sim Paper | 19.852 | 0.039446 | 0.001556 | 0 | 0 | 0 | 0 | 0 | 0 | 0 | 0 | 0 | #N/A | #N/A | n | 0 | 000 | BTU | 255.9357 |  | BTU | 255.9357 | 0.50855 | 0.25862 |  | NORTH | 13119 | GATEWY4G | 4 | YES | 0.31009 | 208.5 | 65 | 417 | 0 | 13
[9 empty] | #N/A | #N/A | n | 0 |  | STEC | 488.4305 |  | STEC | 488.4305 | 0.97052 | 0.94191 | 0 | 0 | 0 | 0 | 0 | 0 | 0 | 0 | 0 | #N/A | #N/A | n | 0 | 000 | Denton | 82.1068 |  | Denton | 82.1068 | 0.16315 | 0.026617 |  | NORTH | 13118 | GATEWY3G | 3 | YES | 0.31009 | 89.5 | 30 | 179 | 0 | 14
[9 empty] | #N/A | #N/A | n | 0 |  | TXU | 8071.2686 |  | TXU | 8071.2686 | 16.0378 | 257.2105 | 0 | 0 | 0 | 0 | 0 | 0 | 0 | 0 | 0 | #N/A | #N/A | n | 0 | 000 | CPS | 533.8032 |  | CPS | 533.8032 | 1.0607 | 1.125 |  | NORTH | 13116 | GATEWY1G | 1 | YES | 0.31009 | 89.5 | 30 | 179 | 0 | 15
[9 empty] | #N/A | #N/A | n | 0 |  | Retired | 0 |  | Retired | 0 | 0 | 0 | 0 | 0 | 0 | 0 | 0 | 0 | 0 | 0 | 0 | #N/A | #N/A | n | 0 | 000 | Public Service | 1.9172 |  | Public Service | 1.9172 | 0.0038095 | 1.4512e-05 |  | NORTH | 13117 | GATEWY2G | 2 | YES | 0.31009 | 89.5 | 30 | 179 | 0 | 16
[9 empty] | #N/A | #N/A | n | 0 |  | Garland | 219.7225 |  | Garland | 219.7225 | 0.43659 | 0.19061 | 0 | 0 | 0 | 0 | 0 | 0 | 0 | 0 | 0 | #N/A | #N/A | n | 0 | 000 | Oklahoma | 1.4385 |  | Oklahoma | 1.4385 | 0.0028584 | 8.1702e-06 |  | NORTH | 3107 | STRYK 1G | 1 | YES | 0.30965 | 0 | 45 | 175 | 0 | 17
[9 empty] | #N/A | #N/A | n | 0 |  | Coral | 678.294 |  | Coral | 678.294 | 1.3478 | 1.8165 | 0 | 0 | 0 | 0 | 0 | 0 | 0 | 0 | 0 | #N/A | #N/A | n | 0 | 000 | FPLE | 1162.9808 |  | FPLE | 1162.9808 | 2.3109 | 5.3401 |  | NORTH | 3108 | STRYK 2G | 2 | YES | 0.30965 | 0 | 75 | 500 | 0 | 18
[9 empty] | #N/A | #N/A | n | 0 |  | Reliant Energy | 614.1358 |  | Reliant Energy | 614.1358 | 1.2203 | 1.4891 | 0 | 0 | 0 | 0 | 0 | 0 | 0 | 0 | 0 | #N/A | #N/A | n | 0 | 000 | Champion | 75.947 |  | Champion | 75.947 | 0.15091 | 0.022773 |  | NORTH | 3098 | MTNLK 2G | 2 | YES | 0.30953 | 785 | 461 | 785 | 0 | 19
[9 empty] | #N/A | #N/A | n | 0 |  | Brazos | 396.5555 |  | Brazos | 396.5555 | 0.78796 | 0.62089 | 0 | 0 | 0 | 0 | 0 | 0 | 0 | 0 | 0 | #N/A | #N/A | n | 0 | 000 | Coral | 678.294 |  | Coral | 678.294 | 1.3478 | 1.8165 |  | NORTH | 3099 | MTNLK 3G | 3 | YES | 0.30953 | 750 | 500 | 750 | 0 | 20
[9 empty] | #N/A | #N/A | n | 0 |  | Mirant | 389.4 |  | Mirant | 389.4 | 0.77375 | 0.59868 | 0 | 0 | 0 | 0 | 0 | 0 | 0 | 0 | 0 | #N/A | #N/A | n | 0 | 000 | Retired | 0 |  | Retired | 0 | 0 | 0 |  | NORTH | 3097 | MTNLK 1G | 1 | YES | 0.30953 | 750 | 500 | 750 | 0 | 21
[9 empty] | #N/A | #N/A | n | 0 |  | TEMI | 0 |  | TEMI | 0 | 0 | 0 | 0 | 0 | 0 | 0 | 0 | 0 | 0 | 0 | 0 | #N/A | #N/A | n | 0 | 000 | ERCOT | 949.8293 |  | ERCOT | 949.8293 | 1.8873 | 3.562 |  | NORTH | 12411 | FPLEFR1A | 1 | YES | 0.30663 | 152 | 72 | 160 | 0 | 22
[9 empty] | #N/A | #N/A | n | 0 |  | BPTX-2 | 786.99 |  | BPTX-2 | 786.99 | 1.5638 | 2.4454 | 0 | 0 | 0 | 0 | 0 | 0 | 0 | 0 | 0 | #N/A | #N/A | n | 0 | 000 | Tractebel | 226.49 |  | Tractebel | 226.49 | 0.45004 | 0.20254 |  | NORTH | 12413 | FPLEFR1C | 3 | YES | 0.30663 | 152 | 72 | 160 | 0 | 23
[9 empty] | #N/A | #N/A | n | 0 |  | Mpower | 0 |  | Mpower | 0 | 0 | 0 | 0 | 0 | 0 | 0 | 0 | 0 | 0 | 0 | 0 | #N/A | #N/A | n | 0 | 000 | Tenaska | 2948.3765 |  | Tenaska | 2948.3765 | 5.8585 | 34.3219 |  | NORTH | 12424 | FPLEFR2S | 4 | YES | 0.30663 | 386.6 | 191 | 407 | 0 | 24
[9 empty] | #N/A | #N/A | n | 0 |  | Austin Energy | 2072.8794 |  | Austin Energy | 2072.8794 | 4.1189 | 16.965 | 0 | 0 | 0 | 0 | 0 | 0 | 0 | 0 | 0 | #N/A | #N/A | n | 0 | 000 | Fulcrum | 513.8123 |  | Fulcrum | 513.8123 | 1.021 | 1.0424 |  | NORTH | 12414 | FPLEFR1S | 4 | YES | 0.30663 | 387.6 | 191 | 408 | 0 | 25
[9 empty] | #N/A | #N/A | n | 0 |  | TxGenco | 13186.9365 |  | TxGenco | 13186.9365 | 26.2027 | 686.5829 | 0 | 0 | 0 | 0 | 0 | 0 | 0 | 0 | 0 | #N/A | #N/A | n | 0 | 000 | GBRA | 17.2996 |  | GBRA | 17.2996 | 0.034375 | 0.0011816 |  | NORTH | 12423 | FPLEFR2C | 3 | YES | 0.30663 | 152 | 72 | 160 | 0 | 26
[9 empty] | #N/A | #N/A | n | 0 |  | Constellation | 740.905 |  | Constellation | 740.905 | 1.4722 | 2.1674 | 0 | 0 | 0 | 0 | 0 | 0 | 0 | 0 | 0 | #N/A | #N/A | n | 0 | 000 | Exelon | 697.656 |  | Exelon | 697.656 | 1.3863 | 1.9217 |  | NORTH | 12422 | FPLEFR2B | 2 | YES | 0.30663 | 152 | 72 | 160 | 0 | 27
[9 empty] | #N/A | #N/A | n | 0 |  | ANP | 1892.876 |  | ANP | 1892.876 | 3.7612 | 14.1465 | 0 | 0 | 0 | 0 | 0 | 0 | 0 | 0 | 0 | #N/A | #N/A | n | 0 | 000 | Dynegy | 743.032 |  | Dynegy | 743.032 | 1.4764 | 2.1798 |  | NORTH | 12412 | FPLEFR1B | 2 | YES | 0.30663 | 152 | 72 | 160 | 0 | 28
[9 empty] | #N/A | #N/A | n | 0 |  | Tractebel | 226.49 |  | Tractebel | 226.49 | 0.45004 | 0.20254 | 0 | 0 | 0 | 0 | 0 | 0 | 0 | 0 | 0 | #N/A | #N/A | n | 0 | 000 | ANP | 1892.876 |  | ANP | 1892.876 | 3.7612 | 14.1465 |  | NORTH | 12421 | FPLEFR2A | 1 | YES | 0.30663 | 152 | 72 | 160 | 0 | 29
[9 empty] | #N/A | #N/A | n | 0 |  | Tenaska-Oxy | 354.5 |  | Tenaska-Oxy | 354.5 | 0.7044 | 0.49618 | 0 | 0 | 0 | 0 | 0 | 0 | 0 | 0 | 0 | #N/A | #N/A | n | 0 | 000 | Frontera | 370.807 |  | Frontera | 370.807 | 0.7368 | 0.54288 |  | NORTH | 2451 | LKHB 1 G | 1 | YES | 0.30587 | 0 | 80 | 393 | 0 | 30
[9 empty] | #N/A | #N/A | n | 0 |  | GBRA | 17.2996 |  | GBRA | 17.2996 | 0.034375 | 0.0011816 | 0 | 0 | 0 | 0 | 0 | 0 | 0 | 0 | 0 | #N/A | #N/A | n | 0 | 000 | BPTX-2 | 786.99 |  | BPTX-2 | 786.99 | 1.5638 | 2.4454 |  | NORTH | 2452 | LKHB 2 G | 2 | YES | 0.30587 | 510.6 | 80 | 528 | 0 | 31
[9 empty] | #N/A | #N/A | n | 0 |  | Fulcrum | 513.8123 |  | Fulcrum | 513.8123 | 1.021 | 1.0424 | 0 | 0 | 0 | 0 | 0 | 0 | 0 | 0 | 0 | #N/A | #N/A | n | 0 | 000 | CPSB | 102.096 |  | CPSB | 102.096 | 0.20287 | 0.041155 |  | NORTH | 2447 | PARK 2 G | 2 | YES | 0.30569 | 0 | 35 | 115 | 0 | 32
[9 empty] | #N/A | #N/A | n | 0 |  | Tenaska | 2948.3765 |  | Tenaska | 2948.3765 | 5.8585 | 34.3219 | 0 | 0 | 0 | 0 | 0 | 0 | 0 | 0 | 0 | #N/A | #N/A | n | 0 | 000 | Reliant Energy | 614.1358 |  | Reliant Energy | 614.1358 | 1.2203 | 1.4891 |  | NORTH | 2446 | PARK 1 G | 1 | YES | 0.30569 | 0 | 35 | 87 | 0 | 33
[9 empty] | #N/A | #N/A | n | 0 |  | Calpine | 5250.3375 |  | Calpine | 5250.3375 | 10.4325 | 108.8378 | 0 | 0 | 0 | 0 | 0 | 0 | 0 | 0 | 0 | #N/A | #N/A | n | 0 | 000 | BPTX-1 | 643.8429 |  | BPTX-1 | 643.8429 | 1.2793 | 1.6367 |  | NORTH | 2448 | PARK 3 G | 3 | YES | 0.30569 | 0 | 35 | 125 | 0 | 34
[9 empty] | #N/A | #N/A | n | 0 |  | Frontera | 370.807 |  | Frontera | 370.807 | 0.7368 | 0.54288 | 0 | 0 | 0 | 0 | 0 | 0 | 0 | 0 | 0 | #N/A | #N/A | n | 0 | 000 | Sim Paper | 19.852 |  | Sim Paper | 19.852 | 0.039446 | 0.001556 |  | NORTH | 950 | STEAM3 | 1 | YES | 0.30568 | 27.7 | 13 | 41 | 0 | 35
[9 empty] | #N/A | #N/A | n | 0 |  | CPSP | 34.032 |  | CPSP | 34.032 | 0.067622 | 0.0045728 | 0 | 0 | 0 | 0 | 0 | 0 | 0 | 0 | 0 | #N/A | #N/A | n | 0 | 000 | Quanum | 3.545 |  | Quanum | 3.545 | 0.007044 | 4.9618e-05 |  | NORTH | 949 | STEAM2 | 1 | YES | 0.30568 | 0 | 8 | 26 | 0 | 36
[9 empty] | #N/A | #N/A | n | 0 |  | Dynegy | 743.032 |  | Dynegy | 743.032 | 1.4764 | 2.1798 | 0 | 0 | 0 | 0 | 0 | 0 | 0 | 0 | 0 | #N/A | #N/A | n | 0 | 000 | Constellation | 740.905 |  | Constellation | 740.905 | 1.4722 | 2.1674 |  | NORTH | 948 | STEAM1 | 1 | YES | 0.30568 | 0 | 12 | 20 | 0 | 37
[9 empty] | #N/A | #N/A | n | 0 |  | BPTX-1 | 643.8429 |  | BPTX-1 | 643.8429 | 1.2793 | 1.6367 | 0 | 0 | 0 | 0 | 0 | 0 | 0 | 0 | 0 | #N/A | #N/A | n | 0 | 000 | Tenaska-Oxy | 354.5 |  | Tenaska-Oxy | 354.5 | 0.7044 | 0.49618 |  | NORTHEAS | 1787 | RCST 1 G | 1 | YES | 0.30566 | 0 | 30 | 110 | 0 | 38
[9 empty] | #N/A | #N/A | n | 0 |  | Exelon | 697.656 |  | Exelon | 697.656 | 1.3863 | 1.9217 | 0 | 0 | 0 | 0 | 0 | 0 | 0 | 0 | 0 | #N/A | #N/A | n | 0 | 000 | CPSP | 34.032 |  | CPSP | 34.032 | 0.067622 | 0.0045728 |  | NORTH | 844 | OLINGR3 | 1 | YES | 0.30549 | 126.6 | 45 | 150 | 0 | 39
[9 empty] | #N/A | #N/A | n | 0 |  | BTU | 255.9357 |  | BTU | 255.9357 | 0.50855 | 0.25862 | 0 | 0 | 0 | 0 | 0 | 0 | 0 | 0 | 0 | #N/A | #N/A | n | 0 | 000 | Amoco | 28.36 |  | Amoco | 28.36 | 0.056352 | 0.0031755 |  | NORTH | 842 | OLINGR1 | 1 | YES | 0.30549 | 67.5 | 20 | 80 | 0 | 40
[9 empty] | #N/A | #N/A | n | 0 |  | Denton | 82.1068 |  | Denton | 82.1068 | 0.16315 | 0.026617 | 0 | 0 | 0 | 0 | 0 | 0 | 0 | 0 | 0 | #N/A | #N/A | n | 0 | 000 | Mirant | 389.4 |  | Mirant | 389.4 | 0.77375 | 0.59868 |  | NORTH | 843 | OLINGR2 | 1 | YES | 0.30549 | 0 | 25 | 110 | 0 | 41
[9 empty] | #N/A | #N/A | n | 0 |  | CPS | 533.8032 |  | CPS | 533.8032 | 1.0607 | 1.125 | 0 | 0 | 0 | 0 | 0 | 0 | 0 | 0 | 0 | #N/A | #N/A | n | 0 | 000 | Orion | 0 |  | Orion | 0 | 0 | 0 |  | NORTH | 845 | OLINGR4 | 2 | YES | 0.30549 | 0 | 0 | 75 | 0 | 42
[9 empty] | #N/A | #N/A | n | 0 |  | Public Service | 1.9172 |  | Public Service | 1.9172 | 0.0038095 | 1.4512e-05 | 0 | 0 | 0 | 0 | 0 | 0 | 0 | 0 | 0 | #N/A | #N/A | n | 0 | 000 | TEMI | 0 |  | TEMI | 0 | 0 | 0 |  | NORTHEAS | 1701 | MOSES1 G | 1 | YES | 0.30544 | 565 | 175 | 565 | 0 | 43
[9 empty] | #N/A | #N/A | n | 0 |  | Oklahoma | 1.4385 |  | Oklahoma | 1.4385 | 0.0028584 | 8.1702e-06 | 0 | 0 | 0 | 0 | 0 | 0 | 0 | 0 | 0 | #N/A | #N/A | n | 0 | 000 | Mpower | 0 |  | Mpower | 0 | 0 | 0 |  | NORTHEAS | 1703 | MOSES3 G | 3 | YES | 0.30544 | 780 | 463 | 780 | 0 | 44
[9 empty] | #N/A | #N/A | n | 0 |  | Grand Total | 50326.581 |  | Grand Total | 50326.581 | 0 | 0 | 0 | 0 | 0 | 0 | 0 | 0 | 0 | 0 | 0 | #N/A | #N/A | n | 0 | 000 | Grand Total | 50326.581 |  | Grand Total | 50326.581 | 0 | 0 |  | NORTHEAS | 5925 | DCEAST | 1 | YES | 0.30544 | 46 | -700 | 700 | 0 | 45
[9 empty] | #N/A | #N/A | n | 0 |  |  |  |  | 0 | 0 | 0 | 0 | 0 | 0 | 0 | 0 | 0 | 0 | 0 | 0 | 0 | #N/A | #N/A | n | 0 | 000 |  |  |  | 0 | 0 | 0 | 0 |  | NORTHEAS | 1702 | MOSES2 G | 2 | YES | 0.30544 | 565 | 175 | 565 | 0 | 46
[9 empty] | #N/A | #N/A | n | 0 |  |  |  |  | 0 | 0 | 0 | 0 | 0 | 0 | 0 | 0 | 0 | 0 | 0 | 0 | 0 | #N/A | #N/A | n | 0 | 000 |  |  |  | 0 | 0 | 0 | 0 |  | NORTHEAS | 1676 | TNCG 2 G | 2 | YES | 0.30541 | 80 | 35 | 80 | 0 | 47
[9 empty] | #N/A | #N/A | n | 0 |  |  |  |  | 0 | 0 | 0 | 0 | 0 | 0 | 0 | 0 | 0 | 0 | 0 | 0 | 0 | #N/A | #N/A | n | 0 | 000 |  |  |  | 0 | 0 | 0 | 0 |  | NORTHEAS | 1677 | TNCG 3 G | 3 | YES | 0.30541 | 63 | 35 | 63 | 0 | 48
[9 empty] | #N/A | #N/A | n | 0 |  |  |  |  | 0 | 0 | 0 | 0 | 0 | 0 | 0 | 0 | 0 | 0 | 0 | 0 | 0 | #N/A | #N/A | n | 0 | 000 |  |  |  | 0 | 0 | 0 | 0 |  | NORTHEAS | 1675 | TNCG 1 G | 1 | YES | 0.30541 | 80 | 35 | 80 | 0 | 49
[9 empty] | #N/A | #N/A | n | 0 |  |  |  |  | 0 | 0 | 0 | 0 | 0 | 0 | 0 | 0 | 0 | 0 | 0 | 0 | 0 | #N/A | #N/A | n | 0 | 000 |  |  |  | 0 | 0 | 0 | 0 |  | NORTH | 839 | NEWMAN4 | 1 | YES | 0.30535 | 0 | 6 | 17 | 0 | 50
[9 empty] | #N/A | #N/A | n | 0 |  |  |  |  | 0 | 0 | 0 | 0 | 0 | 0 | 0 | 0 | 0 | 0 | 0 | 0 | 0 | #N/A | #N/A | n | 0 | 000 |  |  |  | 0 | 0 | 0 | 0 |  | NORTH | 837 | NEWMAN5 | 1 | YES | 0.30535 | 0 | 15 | 40 | 0 | 51
[9 empty] | #N/A | #N/A | n | 0 |  |  |  |  | 0 | 0 | 0 | 0 | 0 | 0 | 0 | 0 | 0 | 0 | 0 | 0 | 0 | #N/A | #N/A | n | 0 | 000 |  |  |  | 0 | 0 | 0 | 0 |  | NORTH | 838 | NEWMAN3 | 1 | YES | 0.30535 | 0 | 6 | 17 | 0 | 52
[9 empty] | #N/A | #N/A | n | 0 |  |  |  |  | 0 | 0 | 0 | 0 | 0 | 0 | 0 | 0 | 0 | 0 | 0 | 0 | 0 | #N/A | #N/A | n | 0 | 000 |  |  |  | 0 | 0 | 0 | 0 |  | NORTH | 841 | NEWMAN2 | 1 | YES | 0.30535 | 0 | 3 | 8 | 0 | 53
[9 empty] | #N/A | #N/A | n | 0 |  |  |  |  | 0 | 0 | 0 | 0 | 0 | 0 | 0 | 0 | 0 | 0 | 0 | 0 | 0 | #N/A | #N/A | n | 0 | 000 |  |  |  | 0 | 0 | 0 | 0 |  | NORTH | 840 | NEWMAN1 | 1 | YES | 0.30535 | 0 | 3 | 8 | 0 | 54
[9 empty] | #N/A | #N/A | n | 0 |  |  |  |  | 0 | 0 | 0 | 0 | 0 | 0 | 0 | 0 | 0 | 0 | 0 | 0 | 0 | #N/A | #N/A | n | 0 | 000 |  |  |  | 0 | 0 | 0 | 0 |  | NORTHEAS | 1682 | LPP 5 G | 5 | YES | 0.30533 | 144.2 | 67.7 | 151.8 | 0 | 55
[9 empty] | #N/A | #N/A | n | 0 |  |  |  |  | 0 | 0 | 0 | 0 | 0 | 0 | 0 | 0 | 0 | 0 | 0 | 0 | 0 | #N/A | #N/A | n | 0 | 000 |  |  |  | 0 | 0 | 0 | 0 |  | NORTHEAS | 1678 | LPP 1 G | 1 | YES | 0.30533 | 144.2 | 67.7 | 151.8 | 0 | 56
[9 empty] | #N/A | #N/A | n | 0 |  |  |  |  | 0 | 0 | 0 | 0 | 0 | 0 | 0 | 0 | 0 | 0 | 0 | 0 | 0 | #N/A | #N/A | n | 0 | 000 |  |  |  | 0 | 0 | 0 | 0 |  | NORTHEAS | 1681 | LPP 4 G | 4 | YES | 0.30533 | 144.2 | 67.7 | 151.8 | 0 | 57
[9 empty] | #N/A | #N/A | n | 0 |  |  |  |  | 0 | 0 | 0 | 0 | 0 | 0 | 0 | 0 | 0 | 0 | 0 | 0 | 0 | #N/A | #N/A | n | 0 | 000 |  |  |  | 0 | 0 | 0 | 0 |  | NORTHEAS | 1683 | LPP 6 G | 6 | YES | 0.30533 | 191.9 | 129.1 | 202 | 0 | 58
[9 empty] | #N/A | #N/A | n | 0 |  |  |  |  | 0 | 0 | 0 | 0 | 0 | 0 | 0 | 0 | 0 | 0 | 0 | 0 | 0 | #N/A | #N/A | n | 0 | 000 |  |  |  | 0 | 0 | 0 | 0 |  | NORTHEAS | 1680 | LPP 3 G | 3 | YES | 0.30533 | 191.9 | 129.1 | 202 | 0 | 59
[9 empty] | #N/A | #N/A | n | 0 |  |  |  |  | 0 | 0 | 0 | 0 | 0 | 0 | 0 | 0 | 0 | 0 | 0 | 0 | 0 | #N/A | #N/A | n | 0 | 000 |  |  |  | 0 | 0 | 0 | 0 |  | NORTHEAS | 1679 | LPP 2 G | 2 | YES | 0.30533 | 144.2 | 67.7 | 151.8 | 0 | 60
[9 empty] | #N/A | #N/A | n | 0 |  |  |  |  | 0 | 0 | 0 | 0 | 0 | 0 | 0 | 0 | 0 | 0 | 0 | 0 | 0 | #N/A | #N/A | n | 0 | 000 |  |  |  | 0 | 0 | 0 | 0 |  | NORTHEAS | 11695 | KMCH CT | 5 | YES | 0.30522 | 0 | 80 | 177 | 0 | 61
[9 empty] | #N/A | #N/A | n | 0 |  |  |  |  | 0 | 0 | 0 | 0 | 0 | 0 | 0 | 0 | 0 | 0 | 0 | 0 | 0 | #N/A | #N/A | n | 0 | 000 |  |  |  | 0 | 0 | 0 | 0 |  | NORTHEAS | 11691 | KMCH CT | 1 | YES | 0.30522 | 0 | 80 | 177 | 0 | 62
[9 empty] | #N/A | #N/A | n | 0 |  |  |  |  | 0 | 0 | 0 | 0 | 0 | 0 | 0 | 0 | 0 | 0 | 0 | 0 | 0 | #N/A | #N/A | n | 0 | 000 |  |  |  | 0 | 0 | 0 | 0 |  | NORTHEAS | 11692 | KMCH CT | 2 | YES | 0.30522 | 0 | 80 | 177 | 0 | 63
[9 empty] | #N/A | #N/A | n | 0 |  |  |  |  | 0 | 0 | 0 | 0 | 0 | 0 | 0 | 0 | 0 | 0 | 0 | 0 | 0 | #N/A | #N/A | n | 0 | 000 |  |  |  | 0 | 0 | 0 | 0 |  | NORTHEAS | 11696 | KMCH ST | 6 | YES | 0.30522 | 0 | 60 | 317 | 0 | 64
[9 empty] | #N/A | #N/A | n | 0 |  |  |  |  | 0 | 0 | 0 | 0 | 0 | 0 | 0 | 0 | 0 | 0 | 0 | 0 | 0 | #N/A | #N/A | n | 0 | 000 |  |  |  | 0 | 0 | 0 | 0 |  | NORTHEAS | 11694 | KMCH CT | 4 | YES | 0.30522 | 0 | 80 | 177 | 0 | 65
[9 empty] | #N/A | #N/A | n | 0 |  |  |  |  | 0 | 0 | 0 | 0 | 0 | 0 | 0 | 0 | 0 | 0 | 0 | 0 | 0 | #N/A | #N/A | n | 0 | 000 |  |  |  | 0 | 0 | 0 | 0 |  | NORTHEAS | 1689 | VAL 3 G | 3 | YES | 0.30522 | 0 | 25 | 390 | 0 | 66
[9 empty] | #N/A | #N/A | n | 0 |  |  |  |  | 0 | 0 | 0 | 0 | 0 | 0 | 0 | 0 | 0 | 0 | 0 | 0 | 0 | #N/A | #N/A | n | 0 | 000 |  |  |  | 0 | 0 | 0 | 0 |  | NORTHEAS | 11693 | KMCH ST | 3 | YES | 0.30522 | 0 | 60 | 317 | 0 | 67
[9 empty] | #N/A | #N/A | n | 0 |  |  |  |  | 0 | 0 | 0 | 0 | 0 | 0 | 0 | 0 | 0 | 0 | 0 | 0 | 0 | #N/A | #N/A | n | 0 | 000 |  |  |  | 0 | 0 | 0 | 0 |  | NORTHEAS | 1688 | VAL 2 G | 2 | YES | 0.30502 | 0 | 90 | 550 | 0 | 68
[9 empty] | #N/A | #N/A | n | 0 |  |  |  |  | 0 | 0 | 0 | 0 | 0 | 0 | 0 | 0 | 0 | 0 | 0 | 0 | 0 | #N/A | #N/A | n | 0 | 000 |  |  |  | 0 | 0 | 0 | 0 |  | NORTHEAS | 1687 | VAL 1 G | 1 | YES | 0.30502 | 0 | 15 | 175 | 0 | 69
[9 empty] | #N/A | #N/A | n | 0 |  |  |  |  | 0 | 0 | 0 | 0 | 0 | 0 | 0 | 0 | 0 | 0 | 0 | 0 | 0 | #N/A | #N/A | n | 0 | 000 |  |  |  | 0 | 0 | 0 | 0 |  | NORTHEAS | 6948 | DENISNDM | 1 | YES | 0.30489 | 76 | 10 | 80 | 0 | 70
[9 empty] | #N/A | #N/A | n | 0 |  |  |  |  | 0 | 0 | 0 | 0 | 0 | 0 | 0 | 0 | 0 | 0 | 0 | 0 | 0 | #N/A | #N/A | n | 0 | 000 |  |  |  | 0 | 0 | 0 | 0 |  | NORTH | 2414 | MTCK 7 G | 7 | YES | 0.30455 | 0 | 30 | 125 | 0 | 71
[9 empty] | #N/A | #N/A | n | 0 |  |  |  |  | 0 | 0 | 0 | 0 | 0 | 0 | 0 | 0 | 0 | 0 | 0 | 0 | 0 | #N/A | #N/A | n | 0 | 000 |  |  |  | 0 | 0 | 0 | 0 |  | NORTH | 2417 | MTCK 8 G | 8 | YES | 0.30455 | 0 | 60 | 550 | 0 | 72
[9 empty] | #N/A | #N/A | n | 0 |  |  |  |  | 0 | 0 | 0 | 0 | 0 | 0 | 0 | 0 | 0 | 0 | 0 | 0 | 0 | #N/A | #N/A | n | 0 | 000 |  |  |  | 0 | 0 | 0 | 0 |  | NORTH | 2413 | MTCK 6 G | 6 | YES | 0.30455 | 0 | 30 | 115 | 0 | 73
[9 empty] | #N/A | #N/A | n | 0 |  |  |  |  | 0 | 0 | 0 | 0 | 0 | 0 | 0 | 0 | 0 | 0 | 0 | 0 | 0 | #N/A | #N/A | n | 0 | 000 |  |  |  | 0 | 0 | 0 | 0 |  | NORTHEAS | 2371 | COLL1 G | 1 | YES | 0.30429 | 0 | 40 | 153 | 0 | 74
[9 empty] | #N/A | #N/A | n | 0 |  |  |  |  | 0 | 0 | 0 | 0 | 0 | 0 | 0 | 0 | 0 | 0 | 0 | 0 | 0 | #N/A | #N/A | n | 0 | 000 |  |  |  | 0 | 0 | 0 | 0 |  | NORTH | 2419 | MTCK 3 G | 3 | YES | 0.3041 | 0 | 10 | 70 | 0 | 75
[9 empty] | #N/A | #N/A | n | 0 |  |  |  |  | 0 | 0 | 0 | 0 | 0 | 0 | 0 | 0 | 0 | 0 | 0 | 0 | 0 | #N/A | #N/A | n | 0 | 000 |  |  |  | 0 | 0 | 0 | 0 |  | NORTH | 2418 | MTCK 2 G | 2 | YES | 0.3041 | 0 | 10 | 33 | 0 | 76
[9 empty] | #N/A | #N/A | n | 0 |  |  |  |  | 0 | 0 | 0 | 0 | 0 | 0 | 0 | 0 | 0 | 0 | 0 | 0 | 0 | #N/A | #N/A | n | 0 | 000 |  |  |  | 0 | 0 | 0 | 0 |  | NORTH | 2382 | NLK 2 G | 2 | YES | 0.30409 | 0 | 35 | 175 | 0 | 77
[9 empty] | #N/A | #N/A | n | 0 |  |  |  |  | 0 | 0 | 0 | 0 | 0 | 0 | 0 | 0 | 0 | 0 | 0 | 0 | 0 | #N/A | #N/A | n | 0 | 000 |  |  |  | 0 | 0 | 0 | 0 |  | NORTH | 2383 | NLK 3 G | 3 | YES | 0.30409 | 0 | 50 | 365 | 0 | 78
[9 empty] | #N/A | #N/A | n | 0 |  |  |  |  | 0 | 0 | 0 | 0 | 0 | 0 | 0 | 0 | 0 | 0 | 0 | 0 | 0 | #N/A | #N/A | n | 0 | 000 |  |  |  | 0 | 0 | 0 | 0 |  | NORTH | 2381 | NLK 1 G | 1 | YES | 0.30409 | 0 | 35 | 175 | 0 | 79
[9 empty] | #N/A | #N/A | n | 0 |  |  |  |  | 0 | 0 | 0 | 0 | 0 | 0 | 0 | 0 | 0 | 0 | 0 | 0 | 0 | #N/A | #N/A | n | 0 | 000 |  |  |  | 0 | 0 | 0 | 0 |  | NORTH | 12323 | ENTRAC12 | 2 | YES | 0.30336 | 100.7 | 100 | 106 | 0 | 80
[9 empty] | #N/A | #N/A | n | 0 |  |  |  |  | 0 | 0 | 0 | 0 | 0 | 0 | 0 | 0 | 0 | 0 | 0 | 0 | 0 | #N/A | #N/A | n | 0 | 000 |  |  |  | 0 | 0 | 0 | 0 |  | NORTH | 12322 | ENTRAC11 | 1 | YES | 0.30336 | 202.3 | 130 | 213 | 0 | 81
[9 empty] | #N/A | #N/A | n | 0 |  |  |  |  | 0 | 0 | 0 | 0 | 0 | 0 | 0 | 0 | 0 | 0 | 0 | 0 | 0 | #N/A | #N/A | n | 0 | 000 |  |  |  | 0 | 0 | 0 | 0 |  | NORTH | 921 | SPNCER2 | 1 | YES | 0.30293 | 0 | 4 | 12 | 0 | 82
[9 empty] | #N/A | #N/A | n | 0 |  |  |  |  | 0 | 0 | 0 | 0 | 0 | 0 | 0 | 0 | 0 | 0 | 0 | 0 | 0 | #N/A | #N/A | n | 0 | 000 |  |  |  | 0 | 0 | 0 | 0 |  | NORTH | 924 | SPNCER5 | 1 | YES | 0.30293 | 52 | 20 | 66 | 0 | 83
[9 empty] | #N/A | #N/A | n | 0 |  |  |  |  | 0 | 0 | 0 | 0 | 0 | 0 | 0 | 0 | 0 | 0 | 0 | 0 | 0 | #N/A | #N/A | n | 0 | 000 |  |  |  | 0 | 0 | 0 | 0 |  | NORTH | 923 | SPNCER4 | 1 | YES | 0.30293 | 45.1 | 20 | 61 | 0 | 84
[9 empty] | #N/A | #N/A | n | 0 |  |  |  |  | 0 | 0 | 0 | 0 | 0 | 0 | 0 | 0 | 0 | 0 | 0 | 0 | 0 | #N/A | #N/A | n | 0 | 000 |  |  |  | 0 | 0 | 0 | 0 |  | NORTH | 922 | SPNCER3 | 1 | YES | 0.30293 | 0 | 10 | 27 | 0 | 85
[9 empty] | #N/A | #N/A | n | 0 |  |  |  |  | 0 | 0 | 0 | 0 | 0 | 0 | 0 | 0 | 0 | 0 | 0 | 0 | 0 | #N/A | #N/A | n | 0 | 000 |  |  |  | 0 | 0 | 0 | 0 |  | NORTH | 920 | SPNCER1 | 1 | YES | 0.30293 | 0 | 4 | 12 | 0 | 86
[9 empty] | #N/A | #N/A | n | 0 |  |  |  |  | 0 | 0 | 0 | 0 | 0 | 0 | 0 | 0 | 0 | 0 | 0 | 0 | 0 | #N/A | #N/A | n | 0 | 000 |  |  |  | 0 | 0 | 0 | 0 |  | NORTH | 1948 | HAND 4 G | 4 | YES | 0.30168 | 0 | 150 | 458 | 0 | 87
[9 empty] | #N/A | #N/A | n | 0 |  |  |  |  | 0 | 0 | 0 | 0 | 0 | 0 | 0 | 0 | 0 | 0 | 0 | 0 | 0 | #N/A | #N/A | n | 0 | 000 |  |  |  | 0 | 0 | 0 | 0 |  | NORTH | 1949 | HAND 5 G | 5 | YES | 0.30167 | 0 | 150 | 458 | 0 | 88
[9 empty] | #N/A | #N/A | n | 0 |  |  |  |  | 0 | 0 | 0 | 0 | 0 | 0 | 0 | 0 | 0 | 0 | 0 | 0 | 0 | #N/A | #N/A | n | 0 | 000 |  |  |  | 0 | 0 | 0 | 0 |  | NORTH | 1947 | HAND 3 G | 3 | YES | 0.30167 | 380 | 100 | 400 | 0 | 89
[9 empty] | #N/A | #N/A | n | 0 |  |  |  |  | 0 | 0 | 0 | 0 | 0 | 0 | 0 | 0 | 0 | 0 | 0 | 0 | 0 | #N/A | #N/A | n | 0 | 000 |  |  |  | 0 | 0 | 0 | 0 |  | NORTH | 1946 | HAND 2 G | 2 | YES | 0.30147 | 0 | 30 | 80 | 0 | 90
[9 empty] | #N/A | #N/A | n | 0 |  |  |  |  | 0 | 0 | 0 | 0 | 0 | 0 | 0 | 0 | 0 | 0 | 0 | 0 | 0 | #N/A | #N/A | n | 0 | 000 |  |  |  | 0 | 0 | 0 | 0 |  | NORTH | 1945 | HAND 1 G | 1 | YES | 0.30147 | 0 | 25 | 45 | 0 | 91
[9 empty] | #N/A | #N/A | n | 0 |  |  |  |  | 0 | 0 | 0 | 0 | 0 | 0 | 0 | 0 | 0 | 0 | 0 | 0 | 0 | #N/A | #N/A | n | 0 | 000 |  |  |  | 0 | 0 | 0 | 0 |  | NORTH | 1942 | MELP 2 G | 2 | YES | 0.30142 | 248.9 | 74 | 262 | 0 | 92
[9 empty] | #N/A | #N/A | n | 0 |  |  |  |  | 0 | 0 | 0 | 0 | 0 | 0 | 0 | 0 | 0 | 0 | 0 | 0 | 0 | #N/A | #N/A | n | 0 | 000 |  |  |  | 0 | 0 | 0 | 0 |  | NORTH | 1941 | MELP 1 G | 1 | YES | 0.30142 | 248.9 | 74 | 262 | 0 | 93
[9 empty] | #N/A | #N/A | n | 0 |  |  |  |  | 0 | 0 | 0 | 0 | 0 | 0 | 0 | 0 | 0 | 0 | 0 | 0 | 0 | #N/A | #N/A | n | 0 | 000 |  |  |  | 0 | 0 | 0 | 0 |  | NORTH | 1960 | NMAIN4G | 4 | YES | 0.30111 | 0 | 25 | 80 | 0 | 94
[9 empty] | #N/A | #N/A | n | 0 |  |  |  |  | 0 | 0 | 0 | 0 | 0 | 0 | 0 | 0 | 0 | 0 | 0 | 0 | 0 | #N/A | #N/A | n | 0 | 000 |  |  |  | 0 | 0 | 0 | 0 |  | NORTH | 1862 | EGMT2 G | 2 | YES | 0.30087 | 0 | 40 | 175 | 0 | 95
[9 empty] | #N/A | #N/A | n | 0 |  |  |  |  | 0 | 0 | 0 | 0 | 0 | 0 | 0 | 0 | 0 | 0 | 0 | 0 | 0 | #N/A | #N/A | n | 0 | 000 |  |  |  | 0 | 0 | 0 | 0 |  | NORTH | 1863 | EGMT3 G | 3 | YES | 0.30087 | 0 | 50 | 375 | 0 | 96
[9 empty] | #N/A | #N/A | n | 0 |  |  |  |  | 0 | 0 | 0 | 0 | 0 | 0 | 0 | 0 | 0 | 0 | 0 | 0 | 0 | #N/A | #N/A | n | 0 | 000 |  |  |  | 0 | 0 | 0 | 0 |  | NORTH | 1861 | EGMT1 G | 1 | YES | 0.30087 | 0 | 30 | 115 | 0 | 97
[9 empty] | #N/A | #N/A | n | 0 |  |  |  |  | 0 | 0 | 0 | 0 | 0 | 0 | 0 | 0 | 0 | 0 | 0 | 0 | 0 | #N/A | #N/A | n | 0 | 000 |  |  |  | 0 | 0 | 0 | 0 |  | NORTH | 1938 | MELP 6 G | 6 | YES | 0.3007 | 248.9 | 74 | 262 | 0 | 98
[9 empty] | #N/A | #N/A | n | 0 |  |  |  |  | 0 | 0 | 0 | 0 | 0 | 0 | 0 | 0 | 0 | 0 | 0 | 0 | 0 | #N/A | #N/A | n | 0 | 000 |  |  |  | 0 | 0 | 0 | 0 |  | NORTH | 1943 | MELP 3 G | 3 | YES | 0.3007 | 248.9 | 74 | 262 | 0 | 99
[9 empty] | #N/A | #N/A | n | 0 |  |  |  |  | 0 | 0 | 0 | 0 | 0 | 0 | 0 | 0 | 0 | 0 | 0 | 0 | 0 | #N/A | #N/A | n | 0 | 000 |  |  |  | 0 | 0 | 0 | 0 |  | NORTH | 1937 | MELP 5 G | 5 | YES | 0.3007 | 248.9 | 74 | 262 | 0 | 100
[9 empty] | #N/A | #N/A | n | 0 |  |  |  |  | 0 | 0 | 0 | 0 | 0 | 0 | 0 | 0 | 0 | 0 | 0 | 0 | 0 | #N/A | #N/A | n | 0 | 000 |  |  |  | 0 | 0 | 0 | 0 |  | NORTH | 1944 | MELP 4 G | 4 | YES | 0.3007 | 248.9 | 74 | 262 | 0 | 101
[9 empty] | #N/A | #N/A | n | 0 |  |  |  |  | 0 | 0 | 0 | 0 | 0 | 0 | 0 | 0 | 0 | 0 | 0 | 0 | 0 | #N/A | #N/A | n | 0 | 000 |  |  |  | 0 | 0 | 0 | 0 |  | NORTH | 1889 | DEC 1 G | 1 | YES | 0.29962 | 0 | 255 | 818 | 0 | 102
[9 empty] | #N/A | #N/A | n | 0 |  |  |  |  | 0 | 0 | 0 | 0 | 0 | 0 | 0 | 0 | 0 | 0 | 0 | 0 | 0 | #N/A | #N/A | n | 0 | 000 |  |  |  | 0 | 0 | 0 | 0 |  | NORTH | 1877 | WLFHOL1G | 1 | YES | 0.29945 | 242.2 | 89.2 | 255 | 0 | 103
[9 empty] | #N/A | #N/A | n | 0 |  |  |  |  | 0 | 0 | 0 | 0 | 0 | 0 | 0 | 0 | 0 | 0 | 0 | 0 | 0 | #N/A | #N/A | n | 0 | 000 |  |  |  | 0 | 0 | 0 | 0 |  | NORTH | 1878 | WLFHOL2G | 2 | YES | 0.29945 | 285 | 105 | 300 | 0 | 104
[9 empty] | #N/A | #N/A | n | 0 |  |  |  |  | 0 | 0 | 0 | 0 | 0 | 0 | 0 | 0 | 0 | 0 | 0 | 0 | 0 | #N/A | #N/A | n | 0 | 000 |  |  |  | 0 | 0 | 0 | 0 |  | NORTH | 1879 | WLFHOL3G | 3 | YES | 0.29945 | 242.2 | 89.2 | 255 | 0 | 105
[9 empty] | #N/A | #N/A | n | 0 |  |  |  |  | 0 | 0 | 0 | 0 | 0 | 0 | 0 | 0 | 0 | 0 | 0 | 0 | 0 | #N/A | #N/A | n | 0 | 000 |  |  |  | 0 | 0 | 0 | 0 |  | NORTH | 1899 | CMPK 2 G | 2 | YES | 0.29918 | 1150 | 1150 | 1150 | 0 | 106
[9 empty] | #N/A | #N/A | n | 0 |  |  |  |  | 0 | 0 | 0 | 0 | 0 | 0 | 0 | 0 | 0 | 0 | 0 | 0 | 0 | #N/A | #N/A | n | 0 | 000 |  |  |  | 0 | 0 | 0 | 0 |  | NORTH | 1898 | CMPK 1 G | 1 | YES | 0.29918 | 1150 | 1150 | 1150 | 0 | 107
[9 empty] | #N/A | #N/A | n | 0 |  |  |  |  | 0 | 0 | 0 | 0 | 0 | 0 | 0 | 0 | 0 | 0 | 0 | 0 | 0 | #N/A | #N/A | n | 0 | 000 |  |  |  | 0 | 0 | 0 | 0 |  | NORTH | 503 | NTEXAS1 | 1 | YES | 0.29846 | 15 | 5 | 18 | 0 | 108
[9 empty] | #N/A | #N/A | n | 0 |  |  |  |  | 0 | 0 | 0 | 0 | 0 | 0 | 0 | 0 | 0 | 0 | 0 | 0 | 0 | #N/A | #N/A | n | 0 | 000 |  |  |  | 0 | 0 | 0 | 0 |  | NORTH | 505 | NTEXAS3 | 3 | YES | 0.29846 | 35 | 15 | 40 | 0 | 109
[9 empty] | #N/A | #N/A | n | 0 |  |  |  |  | 0 | 0 | 0 | 0 | 0 | 0 | 0 | 0 | 0 | 0 | 0 | 0 | 0 | #N/A | #N/A | n | 0 | 000 |  |  |  | 0 | 0 | 0 | 0 |  | NORTH | 504 | NTEXAS2 | 2 | YES | 0.29846 | 15 | 5 | 18 | 0 | 110
[9 empty] | #N/A | #N/A | n | 0 |  |  |  |  | 0 | 0 | 0 | 0 | 0 | 0 | 0 | 0 | 0 | 0 | 0 | 0 | 0 | #N/A | #N/A | n | 0 | 000 |  |  |  | 0 | 0 | 0 | 0 |  | NORTH | 1892 | DECT A G | A | YES | 0.29839 | 0 | 70 | 70 | 0 | 111
[9 empty] | #N/A | #N/A | n | 0 |  |  |  |  | 0 | 0 | 0 | 0 | 0 | 0 | 0 | 0 | 0 | 0 | 0 | 0 | 0 | #N/A | #N/A | n | 0 | 000 |  |  |  | 0 | 0 | 0 | 0 |  | NORTH | 1893 | DECT B G | B | YES | 0.29839 | 0 | 70 | 70 | 0 | 112
[9 empty] | #N/A | #N/A | n | 0 |  |  |  |  | 0 | 0 | 0 | 0 | 0 | 0 | 0 | 0 | 0 | 0 | 0 | 0 | 0 | #N/A | #N/A | n | 0 | 000 |  |  |  | 0 | 0 | 0 | 0 |  | NORTH | 1895 | DECT D G | D | YES | 0.29839 | 0 | 70 | 70 | 0 | 113
[9 empty] | #N/A | #N/A | n | 0 |  |  |  |  | 0 | 0 | 0 | 0 | 0 | 0 | 0 | 0 | 0 | 0 | 0 | 0 | 0 | #N/A | #N/A | n | 0 | 000 |  |  |  | 0 | 0 | 0 | 0 |  | NORTH | 1894 | DECT C G | C | YES | 0.29839 | 0 | 70 | 70 | 0 | 114
[9 empty] | #N/A | #N/A | n | 0 |  |  |  |  | 0 | 0 | 0 | 0 | 0 | 0 | 0 | 0 | 0 | 0 | 0 | 0 | 0 | #N/A | #N/A | n | 0 | 000 |  |  |  | 0 | 0 | 0 | 0 |  | NORTH | 366 | TENASKA | 1 | YES | 0.29805 | 172 | 20 | 200 | 0 | 115
[9 empty] | #N/A | #N/A | n | 0 |  |  |  |  | 0 | 0 | 0 | 0 | 0 | 0 | 0 | 0 | 0 | 0 | 0 | 0 | 0 | #N/A | #N/A | n | 0 | 000 |  |  |  | 0 | 0 | 0 | 0 |  | NORTH | 367 | TENASKA | 2 | YES | 0.29805 | 86 | 20 | 116 | 0 | 116
[9 empty] | #N/A | #N/A | n | 0 |  |  |  |  | 0 | 0 | 0 | 0 | 0 | 0 | 0 | 0 | 0 | 0 | 0 | 0 | 0 | #N/A | #N/A | n | 0 | 000 |  |  |  | 0 | 0 | 0 | 0 |  | NORTH | 6694 | WFORD1G | 1 | YES | 0.29797 | 0 | 0 | 5 | 0 | 117
[9 empty] | #N/A | #N/A | n | 0 |  |  |  |  | 0 | 0 | 0 | 0 | 0 | 0 | 0 | 0 | 0 | 0 | 0 | 0 | 0 | #N/A | #N/A | n | 0 | 000 |  |  |  | 0 | 0 | 0 | 0 |  | WEST | 345 | MORSHEP2 | 2 | YES | 0.29722 | 10 | 0 | 12 | 0 | 118
[9 empty] | #N/A | #N/A | n | 0 |  |  |  |  | 0 | 0 | 0 | 0 | 0 | 0 | 0 | 0 | 0 | 0 | 0 | 0 | 0 | #N/A | #N/A | n | 0 | 000 |  |  |  | 0 | 0 | 0 | 0 |  | WEST | 344 | MORSHEP | 1 | YES | 0.29722 | 10 | 0 | 12 | 0 | 119
[9 empty] | #N/A | #N/A | n | 0 |  |  |  |  | 0 | 0 | 0 | 0 | 0 | 0 | 0 | 0 | 0 | 0 | 0 | 0 | 0 | #N/A | #N/A | n | 0 | 000 |  |  |  | 0 | 0 | 0 | 0 |  | NORTH | 333 | MILLER2 | 2 | YES | 0.29667 | 120 | 37 | 138 | 0 | 120
[9 empty] | #N/A | #N/A | n | 0 |  |  |  |  | 0 | 0 | 0 | 0 | 0 | 0 | 0 | 0 | 0 | 0 | 0 | 0 | 0 | #N/A | #N/A | n | 0 | 000 |  |  |  | 0 | 0 | 0 | 0 |  | NORTH | 335 | MILLER4 | 4 | YES | 0.29667 | 104 | 0 | 130 | 0 | 121
[9 empty] | #N/A | #N/A | n | 0 |  |  |  |  | 0 | 0 | 0 | 0 | 0 | 0 | 0 | 0 | 0 | 0 | 0 | 0 | 0 | #N/A | #N/A | n | 0 | 000 |  |  |  | 0 | 0 | 0 | 0 |  | NORTH | 334 | MILLER3 | 3 | YES | 0.29667 | 190 | 65 | 240 | 0 | 122
[9 empty] | #N/A | #N/A | n | 0 |  |  |  |  | 0 | 0 | 0 | 0 | 0 | 0 | 0 | 0 | 0 | 0 | 0 | 0 | 0 | #N/A | #N/A | n | 0 | 000 |  |  |  | 0 | 0 | 0 | 0 |  | NORTH | 336 | MILLER5 | 5 | YES | 0.29667 | 104 | 0 | 130 | 0 | 123
[9 empty] | #N/A | #N/A | n | 0 |  |  |  |  | 0 | 0 | 0 | 0 | 0 | 0 | 0 | 0 | 0 | 0 | 0 | 0 | 0 | #N/A | #N/A | n | 0 | 000 |  |  |  | 0 | 0 | 0 | 0 |  | NORTH | 332 | MILLER1 | 1 | YES | 0.29667 | 70 | 18.5 | 88 | 0 | 124
[9 empty] | #N/A | #N/A | n | 0 |  |  |  |  | 0 | 0 | 0 | 0 | 0 | 0 | 0 | 0 | 0 | 0 | 0 | 0 | 0 | #N/A | #N/A | n | 0 | 000 |  |  |  | 0 | 0 | 0 | 0 |  | WEST | 1432 | GRAM 2 G | 2 | YES | 0.29666 | 0 | 90 | 390 | 0 | 125
[9 empty] | #N/A | #N/A | n | 0 |  |  |  |  | 0 | 0 | 0 | 0 | 0 | 0 | 0 | 0 | 0 | 0 | 0 | 0 | 0 | #N/A | #N/A | n | 0 | 000 |  |  |  | 0 | 0 | 0 | 0 |  | WEST | 719 | WFEC 12G | 2 | YES | 0.29651 | 0 | 12 | 20 | 0 | 126
[9 empty] | #N/A | #N/A | n | 0 |  |  |  |  | 0 | 0 | 0 | 0 | 0 | 0 | 0 | 0 | 0 | 0 | 0 | 0 | 0 | #N/A | #N/A | n | 0 | 000 |  |  |  | 0 | 0 | 0 | 0 |  | WEST | 720 | WFEC 34G | 4 | YES | 0.29651 | 0 | 12 | 20 | 0 | 127
[9 empty] | #N/A | #N/A | n | 0 |  |  |  |  | 0 | 0 | 0 | 0 | 0 | 0 | 0 | 0 | 0 | 0 | 0 | 0 | 0 | #N/A | #N/A | n | 0 | 000 |  |  |  | 0 | 0 | 0 | 0 |  | WEST | 720 | WFEC 34G | 3 | YES | 0.29651 | 0 | 12 | 20 | 0 | 128
[9 empty] | #N/A | #N/A | n | 0 |  |  |  |  | 0 | 0 | 0 | 0 | 0 | 0 | 0 | 0 | 0 | 0 | 0 | 0 | 0 | #N/A | #N/A | n | 0 | 000 |  |  |  | 0 | 0 | 0 | 0 |  | WEST | 719 | WFEC 12G | 1 | YES | 0.29651 | 0 | 12 | 20 | 0 | 129
[9 empty] | #N/A | #N/A | n | 0 |  |  |  |  | 0 | 0 | 0 | 0 | 0 | 0 | 0 | 0 | 0 | 0 | 0 | 0 | 0 | #N/A | #N/A | n | 0 | 000 |  |  |  | 0 | 0 | 0 | 0 |  | WEST | 1433 | GRAM 1 G | 1 | YES | 0.29606 | 0 | 60 | 240 | 0 | 130
[9 empty] | #N/A | #N/A | n | 0 |  |  |  |  | 0 | 0 | 0 | 0 | 0 | 0 | 0 | 0 | 0 | 0 | 0 | 0 | 0 | #N/A | #N/A | n | 0 | 000 |  |  |  | 0 | 0 | 0 | 0 |  | WEST | 6752 | OKLAUN1G | 1 | YES | 0.29487 | 698 | 175 | 698 | 0 | 131
[9 empty] | #N/A | #N/A | n | 0 |  |  |  |  | 0 | 0 | 0 | 0 | 0 | 0 | 0 | 0 | 0 | 0 | 0 | 0 | 0 | #N/A | #N/A | n | 0 | 000 |  |  |  | 0 | 0 | 0 | 0 |  | WEST | 6096 | NORTHDC7 | 1 | YES | 0.29487 | 0 | -220 | 220 | 0 | 132
[9 empty] | #N/A | #N/A | n | 0 |  |  |  |  | 0 | 0 | 0 | 0 | 0 | 0 | 0 | 0 | 0 | 0 | 0 | 0 | 0 | #N/A | #N/A | n | 0 | 000 |  |  |  | 0 | 0 | 0 | 0 |  | WEST | 6061 | VERNPLT2 | 1 | YES | 0.2946 | 0 | 1 | 9 | 0 | 133
[9 empty] | #N/A | #N/A | n | 0 |  |  |  |  | 0 | 0 | 0 | 0 | 0 | 0 | 0 | 0 | 0 | 0 | 0 | 0 | 0 | #N/A | #N/A | n | 0 | 000 |  |  |  | 0 | 0 | 0 | 0 |  | NORTH | 39960 | TNPONE#1 | 1 | YES | 0.29322 | 153 | 30 | 153 | 0 | 134
[9 empty] | #N/A | #N/A | n | 0 |  |  |  |  | 0 | 0 | 0 | 0 | 0 | 0 | 0 | 0 | 0 | 0 | 0 | 0 | 0 | #N/A | #N/A | n | 0 | 000 |  |  |  | 0 | 0 | 0 | 0 |  | NORTH | 39970 | TNPONE#2 | 1 | YES | 0.29322 | 155 | 30 | 155 | 0 | 135
[9 empty] | #N/A | #N/A | n | 0 |  |  |  |  | 0 | 0 | 0 | 0 | 0 | 0 | 0 | 0 | 0 | 0 | 0 | 0 | 0 | #N/A | #N/A | n | 0 | 000 |  |  |  | 0 | 0 | 0 | 0 |  | WEST | 1416 | SWTWTR1G | 1 | YES | 0.29276 | 0 | 18 | 35 | 0 | 136
[9 empty] | #N/A | #N/A | n | 0 |  |  |  |  | 0 | 0 | 0 | 0 | 0 | 0 | 0 | 0 | 0 | 0 | 0 | 0 | 0 | #N/A | #N/A | n | 0 | 000 |  |  |  | 0 | 0 | 0 | 0 |  | WEST | 1419 | SWTWTR4G | 4 | YES | 0.29276 | 0 | 36 | 85 | 0 | 137
[9 empty] | #N/A | #N/A | n | 0 |  |  |  |  | 0 | 0 | 0 | 0 | 0 | 0 | 0 | 0 | 0 | 0 | 0 | 0 | 0 | #N/A | #N/A | n | 0 | 000 |  |  |  | 0 | 0 | 0 | 0 |  | WEST | 1417 | SWTWTR2G | 2 | YES | 0.29276 | 0 | 36 | 75 | 0 | 138
[9 empty] | #N/A | #N/A | n | 0 |  |  |  |  | 0 | 0 | 0 | 0 | 0 | 0 | 0 | 0 | 0 | 0 | 0 | 0 | 0 | #N/A | #N/A | n | 0 | 000 |  |  |  | 0 | 0 | 0 | 0 |  | WEST | 1418 | SWTWTR3G | 3 | YES | 0.29276 | 0 | 36 | 75 | 0 | 139
[9 empty] | #N/A | #N/A | n | 0 |  |  |  |  | 0 | 0 | 0 | 0 | 0 | 0 | 0 | 0 | 0 | 0 | 0 | 0 | 0 | #N/A | #N/A | n | 0 | 000 |  |  |  | 0 | 0 | 0 | 0 |  | WEST | 6754 | PTCREK2G | 2 | YES | 0.29243 | 0 | 10 | 33 | 0 | 140
[9 empty] | #N/A | #N/A | n | 0 |  |  |  |  | 0 | 0 | 0 | 0 | 0 | 0 | 0 | 0 | 0 | 0 | 0 | 0 | 0 | #N/A | #N/A | n | 0 | 000 |  |  |  | 0 | 0 | 0 | 0 |  | WEST | 1050 | BITTERCK | 1 | YES | 0.29188 | 40 | 0 | 37.5 | 0 | 141
[9 empty] | #N/A | #N/A | n | 0 |  |  |  |  | 0 | 0 | 0 | 0 | 0 | 0 | 0 | 0 | 0 | 0 | 0 | 0 | 0 | #N/A | #N/A | n | 0 | 000 |  |  |  | 0 | 0 | 0 | 0 |  | WEST | 1031 | MRGN 6 G | 6 | YES | 0.29154 | 0 | 250 | 511 | 0 | 142
[9 empty] | #N/A | #N/A | n | 0 |  |  |  |  | 0 | 0 | 0 | 0 | 0 | 0 | 0 | 0 | 0 | 0 | 0 | 0 | 0 | #N/A | #N/A | n | 0 | 000 |  |  |  | 0 | 0 | 0 | 0 |  | WEST | 1041 | MRGN C G | C | YES | 0.29123 | 0 | 70 | 70 | 0 | 143
[9 empty] | #N/A | #N/A | n | 0 |  |  |  |  | 0 | 0 | 0 | 0 | 0 | 0 | 0 | 0 | 0 | 0 | 0 | 0 | 0 | #N/A | #N/A | n | 0 | 000 |  |  |  | 0 | 0 | 0 | 0 |  | WEST | 1040 | MRGN B G | B | YES | 0.29123 | 0 | 70 | 70 | 0 | 144
[9 empty] | #N/A | #N/A | n | 0 |  |  |  |  | 0 | 0 | 0 | 0 | 0 | 0 | 0 | 0 | 0 | 0 | 0 | 0 | 0 | #N/A | #N/A | n | 0 | 000 |  |  |  | 0 | 0 | 0 | 0 |  | WEST | 1036 | MORGAN4G | 4 | YES | 0.29123 | 0 | 20 | 70 | 0 | 145
[9 empty] | #N/A | #N/A | n | 0 |  |  |  |  | 0 | 0 | 0 | 0 | 0 | 0 | 0 | 0 | 0 | 0 | 0 | 0 | 0 | #N/A | #N/A | n | 0 | 000 |  |  |  | 0 | 0 | 0 | 0 |  | WEST | 1037 | MORGAN5G | 5 | YES | 0.29123 | 0 | 40 | 175 | 0 | 146
[9 empty] | #N/A | #N/A | n | 0 |  |  |  |  | 0 | 0 | 0 | 0 | 0 | 0 | 0 | 0 | 0 | 0 | 0 | 0 | 0 | #N/A | #N/A | n | 0 | 000 |  |  |  | 0 | 0 | 0 | 0 |  | WEST | 1039 | MRGN A G | A | YES | 0.29123 | 0 | 70 | 70 | 0 | 147
[9 empty] | #N/A | #N/A | n | 0 |  |  |  |  | 0 | 0 | 0 | 0 | 0 | 0 | 0 | 0 | 0 | 0 | 0 | 0 | 0 | #N/A | #N/A | n | 0 | 000 |  |  |  | 0 | 0 | 0 | 0 |  | WEST | 1043 | MRGN E G | E | YES | 0.29123 | 0 | 70 | 70 | 0 | 148
[9 empty] | #N/A | #N/A | n | 0 |  |  |  |  | 0 | 0 | 0 | 0 | 0 | 0 | 0 | 0 | 0 | 0 | 0 | 0 | 0 | #N/A | #N/A | n | 0 | 000 |  |  |  | 0 | 0 | 0 | 0 |  | WEST | 1044 | MRGN F G | F | YES | 0.29123 | 0 | 70 | 70 | 0 | 149
[9 empty] | #N/A | #N/A | n | 0 |  |  |  |  | 0 | 0 | 0 | 0 | 0 | 0 | 0 | 0 | 0 | 0 | 0 | 0 | 0 | #N/A | #N/A | n | 0 | 000 |  |  |  | 0 | 0 | 0 | 0 |  | WEST | 1035 | MORGAN2G | 2 | YES | 0.29123 | 0 | 7 | 22 | 0 | 150
[9 empty] | #N/A | #N/A | n | 0 |  |  |  |  | 0 | 0 | 0 | 0 | 0 | 0 | 0 | 0 | 0 | 0 | 0 | 0 | 0 | #N/A | #N/A | n | 0 | 000 |  |  |  | 0 | 0 | 0 | 0 |  | WEST | 1042 | MRGN D G | D | YES | 0.29123 | 0 | 70 | 70 | 0 | 151
[9 empty] | #N/A | #N/A | n | 0 |  |  |  |  | 0 | 0 | 0 | 0 | 0 | 0 | 0 | 0 | 0 | 0 | 0 | 0 | 0 | #N/A | #N/A | n | 0 | 000 |  |  |  | 0 | 0 | 0 | 0 |  | WEST | 1045 | CALENG1G | 1 | YES | 0.29113 | 70 | 27 | 70 | 0 | 152
[9 empty] | #N/A | #N/A | n | 0 |  |  |  |  | 0 | 0 | 0 | 0 | 0 | 0 | 0 | 0 | 0 | 0 | 0 | 0 | 0 | #N/A | #N/A | n | 0 | 000 |  |  |  | 0 | 0 | 0 | 0 |  | WEST | 1047 | CALENG3G | 3 | YES | 0.29113 | 60 | 27 | 60 | 0 | 153
[9 empty] | #N/A | #N/A | n | 0 |  |  |  |  | 0 | 0 | 0 | 0 | 0 | 0 | 0 | 0 | 0 | 0 | 0 | 0 | 0 | #N/A | #N/A | n | 0 | 000 |  |  |  | 0 | 0 | 0 | 0 |  | WEST | 1046 | CALENG2G | 2 | YES | 0.29113 | 70 | 27 | 70 | 0 | 154
[9 empty] | #N/A | #N/A | n | 0 |  |  |  |  | 0 | 0 | 0 | 0 | 0 | 0 | 0 | 0 | 0 | 0 | 0 | 0 | 0 | #N/A | #N/A | n | 0 | 000 |  |  |  | 0 | 0 | 0 | 0 |  | WEST | 1038 | MORGAN3G | 3 | YES | 0.29109 | 0 | 14 | 44 | 0 | 155
[9 empty] | #N/A | #N/A | n | 0 |  |  |  |  | 0 | 0 | 0 | 0 | 0 | 0 | 0 | 0 | 0 | 0 | 0 | 0 | 0 | #N/A | #N/A | n | 0 | 000 |  |  |  | 0 | 0 | 0 | 0 |  | WEST | 6758 | PHANTM2G | 2 | YES | 0.29098 | 0 | 45 | 204 | 0 | 156
[9 empty] | #N/A | #N/A | n | 0 |  |  |  |  | 0 | 0 | 0 | 0 | 0 | 0 | 0 | 0 | 0 | 0 | 0 | 0 | 0 | #N/A | #N/A | n | 0 | 000 |  |  |  | 0 | 0 | 0 | 0 |  | WEST | 6757 | PHANTM1G | 1 | YES | 0.29098 | 150.1 | 35 | 158 | 0 | 157
[9 empty] | #N/A | #N/A | n | 0 |  |  |  |  | 0 | 0 | 0 | 0 | 0 | 0 | 0 | 0 | 0 | 0 | 0 | 0 | 0 | #N/A | #N/A | n | 0 | 000 |  |  |  | 0 | 0 | 0 | 0 |  | WEST | 1343 | TRENTIPP | 1 | YES | 0.29094 | 15 | 10 | 150 | 0 | 158
[9 empty] | #N/A | #N/A | n | 0 |  |  |  |  | 0 | 0 | 0 | 0 | 0 | 0 | 0 | 0 | 0 | 0 | 0 | 0 | 0 | #N/A | #N/A | n | 0 | 000 |  |  |  | 0 | 0 | 0 | 0 |  | WEST | 6282 | ABILPLT2 | 4 | YES | 0.29053 | 0 | 10 | 18 | 0 | 159
[9 empty] | #N/A | #N/A | n | 0 |  |  |  |  | 0 | 0 | 0 | 0 | 0 | 0 | 0 | 0 | 0 | 0 | 0 | 0 | 0 | #N/A | #N/A | n | 0 | 000 |  |  |  | 0 | 0 | 0 | 0 |  | WEST | 11024 | TIEHV CG | 1 | YES | 0.29041 | 152 | 103 | 160 | 0 | 160
[9 empty] | #N/A | #N/A | n | 0 |  |  |  |  | 0 | 0 | 0 | 0 | 0 | 0 | 0 | 0 | 0 | 0 | 0 | 0 | 0 | #N/A | #N/A | n | 0 | 000 |  |  |  | 0 | 0 | 0 | 0 |  | WEST | 11025 | TIEHV SG | 1 | YES | 0.29041 | 171 | 63 | 180 | 0 | 161
[9 empty] | #N/A | #N/A | n | 0 |  |  |  |  | 0 | 0 | 0 | 0 | 0 | 0 | 0 | 0 | 0 | 0 | 0 | 0 | 0 | #N/A | #N/A | n | 0 | 000 |  |  |  | 0 | 0 | 0 | 0 |  | WEST | 11021 | TIEHV CG | 1 | YES | 0.29041 | 152 | 103 | 160 | 0 | 162
[9 empty] | #N/A | #N/A | n | 0 |  |  |  |  | 0 | 0 | 0 | 0 | 0 | 0 | 0 | 0 | 0 | 0 | 0 | 0 | 0 | #N/A | #N/A | n | 0 | 000 |  |  |  | 0 | 0 | 0 | 0 |  | WEST | 11022 | TIEHV CG | 1 | YES | 0.29041 | 152 | 103 | 160 | 0 | 163
[9 empty] | #N/A | #N/A | n | 0 |  |  |  |  | 0 | 0 | 0 | 0 | 0 | 0 | 0 | 0 | 0 | 0 | 0 | 0 | 0 | #N/A | #N/A | n | 0 | 000 |  |  |  | 0 | 0 | 0 | 0 |  | WEST | 11023 | TIEHV CG | 1 | YES | 0.29041 | 152 | 103 | 160 | 0 | 164
[9 empty] | #N/A | #N/A | n | 0 |  |  |  |  | 0 | 0 | 0 | 0 | 0 | 0 | 0 | 0 | 0 | 0 | 0 | 0 | 0 | #N/A | #N/A | n | 0 | 000 |  |  |  | 0 | 0 | 0 | 0 |  | WEST | 11020 | TIEHV SG | 1 | YES | 0.29041 | 171 | 63 | 180 | 0 | 165
[9 empty] | #N/A | #N/A | n | 0 |  |  |  |  | 0 | 0 | 0 | 0 | 0 | 0 | 0 | 0 | 0 | 0 | 0 | 0 | 0 | #N/A | #N/A | n | 0 | 000 |  |  |  | 0 | 0 | 0 | 0 |  | WEST | 1146 | YORK IPP | 1 | YES | 0.28966 | 15 | 0 | 150 | 0 | 166
[9 empty] | #N/A | #N/A | n | 0 |  |  |  |  | 0 | 0 | 0 | 0 | 0 | 0 | 0 | 0 | 0 | 0 | 0 | 0 | 0 | #N/A | #N/A | n | 0 | 000 |  |  |  | 0 | 0 | 0 | 0 |  | WEST | 7038 | TWPP G1 | 1 | YES | 0.28949 | 7 | 0 | 35 | 0 | 167
[9 empty] | #N/A | #N/A | n | 0 |  |  |  |  | 0 | 0 | 0 | 0 | 0 | 0 | 0 | 0 | 0 | 0 | 0 | 0 | 0 | #N/A | #N/A | n | 0 | 000 |  |  |  | 0 | 0 | 0 | 0 |  | WEST | 7038 | TWPP G1 | 2 | YES | 0.28949 | 8.5 | 0 | 30 | 0 | 168
[9 empty] | #N/A | #N/A | n | 0 |  |  |  |  | 0 | 0 | 0 | 0 | 0 | 0 | 0 | 0 | 0 | 0 | 0 | 0 | 0 | #N/A | #N/A | n | 0 | 000 |  |  |  | 0 | 0 | 0 | 0 |  | WEST | 1008 | PB6 G | 6 | YES | 0.28943 | 0 | 130 | 540 | 0 | 169
[9 empty] | #N/A | #N/A | n | 0 |  |  |  |  | 0 | 0 | 0 | 0 | 0 | 0 | 0 | 0 | 0 | 0 | 0 | 0 | 0 | #N/A | #N/A | n | 0 | 000 |  |  |  | 0 | 0 | 0 | 0 |  | WEST | 1007 | PB5 G | 5 | YES | 0.28943 | 0 | 40 | 115 | 0 | 170
[9 empty] | #N/A | #N/A | n | 0 |  |  |  |  | 0 | 0 | 0 | 0 | 0 | 0 | 0 | 0 | 0 | 0 | 0 | 0 | 0 | #N/A | #N/A | n | 0 | 000 |  |  |  | 0 | 0 | 0 | 0 |  | WEST | 1005 | PBCT D G | D | YES | 0.28943 | 0 | 70 | 70 | 0 | 171
[9 empty] | #N/A | #N/A | n | 0 |  |  |  |  | 0 | 0 | 0 | 0 | 0 | 0 | 0 | 0 | 0 | 0 | 0 | 0 | 0 | #N/A | #N/A | n | 0 | 000 |  |  |  | 0 | 0 | 0 | 0 |  | WEST | 1004 | PBCT C G | C | YES | 0.28943 | 0 | 70 | 70 | 0 | 172
[9 empty] | #N/A | #N/A | n | 0 |  |  |  |  | 0 | 0 | 0 | 0 | 0 | 0 | 0 | 0 | 0 | 0 | 0 | 0 | 0 | #N/A | #N/A | n | 0 | 000 |  |  |  | 0 | 0 | 0 | 0 |  | WEST | 1003 | PBCT B G | B | YES | 0.28943 | 0 | 70 | 70 | 0 | 173
[9 empty] | #N/A | #N/A | n | 0 |  |  |  |  | 0 | 0 | 0 | 0 | 0 | 0 | 0 | 0 | 0 | 0 | 0 | 0 | 0 | #N/A | #N/A | n | 0 | 000 |  |  |  | 0 | 0 | 0 | 0 |  | WEST | 1002 | PBCT A G | A | YES | 0.28943 | 0 | 70 | 70 | 0 | 174
[9 empty] | #N/A | #N/A | n | 0 |  |  |  |  | 0 | 0 | 0 | 0 | 0 | 0 | 0 | 0 | 0 | 0 | 0 | 0 | 0 | #N/A | #N/A | n | 0 | 000 |  |  |  | 0 | 0 | 0 | 0 |  | WEST | 1006 | PBCT E G | E | YES | 0.28943 | 0 | 70 | 70 | 0 | 175
[9 empty] | #N/A | #N/A | n | 0 |  |  |  |  | 0 | 0 | 0 | 0 | 0 | 0 | 0 | 0 | 0 | 0 | 0 | 0 | 0 | #N/A | #N/A | n | 0 | 000 |  |  |  | 0 | 0 | 0 | 0 |  | WEST | 1350 | NWPWR G1 | 1 | YES | 0.28902 | 4 | 4 | 35 | 0 | 176
[9 empty] | #N/A | #N/A | n | 0 |  |  |  |  | 0 | 0 | 0 | 0 | 0 | 0 | 0 | 0 | 0 | 0 | 0 | 0 | 0 | #N/A | #N/A | n | 0 | 000 |  |  |  | 0 | 0 | 0 | 0 |  | NORTH | 245 | WHITNEY2 | 2 | YES | 0.28599 | 15 | 0 | 15 | 0 | 177
[9 empty] | #N/A | #N/A | n | 0 |  |  |  |  | 0 | 0 | 0 | 0 | 0 | 0 | 0 | 0 | 0 | 0 | 0 | 0 | 0 | #N/A | #N/A | n | 0 | 000 |  |  |  | 0 | 0 | 0 | 0 |  | NORTH | 244 | WHITNEY1 | 1 | YES | 0.28599 | 15 | 0 | 15 | 0 | 178
[9 empty] | #N/A | #N/A | n | 0 |  |  |  |  | 0 | 0 | 0 | 0 | 0 | 0 | 0 | 0 | 0 | 0 | 0 | 0 | 0 | #N/A | #N/A | n | 0 | 000 |  |  |  | 0 | 0 | 0 | 0 |  | WEST | 6685 | PRSIDIO | 1 | YES | 0.2849 | 0 | 2 | 2 | 0 | 179
[9 empty] | #N/A | #N/A | n | 0 |  |  |  |  | 0 | 0 | 0 | 0 | 0 | 0 | 0 | 0 | 0 | 0 | 0 | 0 | 0 | #N/A | #N/A | n | 0 | 000 |  |  |  | 0 | 0 | 0 | 0 |  | WEST | 6677 | VALTNTP2 | 1 | YES | 0.2849 | 0.1 | 0 | 5.5 | 0 | 180
[9 empty] | #N/A | #N/A | n | 0 |  |  |  |  | 0 | 0 | 0 | 0 | 0 | 0 | 0 | 0 | 0 | 0 | 0 | 0 | 0 | #N/A | #N/A | n | 0 | 000 |  |  |  | 0 | 0 | 0 | 0 |  | WEST | 6628 | FTSTKPL2 | 1 | YES | 0.28387 | 0 | 0 | 5 | 0 | 181
[9 empty] | #N/A | #N/A | n | 0 |  |  |  |  | 0 | 0 | 0 | 0 | 0 | 0 | 0 | 0 | 0 | 0 | 0 | 0 | 0 | #N/A | #N/A | n | 0 | 000 |  |  |  | 0 | 0 | 0 | 0 |  | WEST | 60007 | KM SWP | 1 | YES | 0.28343 | 8 | 0 | 80 | 0 | 182
[9 empty] | #N/A | #N/A | n | 0 |  |  |  |  | 0 | 0 | 0 | 0 | 0 | 0 | 0 | 0 | 0 | 0 | 0 | 0 | 0 | #N/A | #N/A | n | 0 | 000 |  |  |  | 0 | 0 | 0 | 0 |  | WEST | 60019 | KM NWP | 1 | YES | 0.28343 | 8 | 0 | 80 | 0 | 183
[9 empty] | #N/A | #N/A | n | 0 |  |  |  |  | 0 | 0 | 0 | 0 | 0 | 0 | 0 | 0 | 0 | 0 | 0 | 0 | 0 | #N/A | #N/A | n | 0 | 000 |  |  |  | 0 | 0 | 0 | 0 |  | NORTH | 253 | BSQSUTH4 | 2 | YES | 0.28339 | 114 | 0 | 120 | 0 | 184
[9 empty] | #N/A | #N/A | n | 0 |  |  |  |  | 0 | 0 | 0 | 0 | 0 | 0 | 0 | 0 | 0 | 0 | 0 | 0 | 0 | #N/A | #N/A | n | 0 | 000 |  |  |  | 0 | 0 | 0 | 0 |  | NORTH | 251 | BSQSUTH3 | 2 | YES | 0.28339 | 0 | 0 | 160 | 0 | 185
[9 empty] | #N/A | #N/A | n | 0 |  |  |  |  | 0 | 0 | 0 | 0 | 0 | 0 | 0 | 0 | 0 | 0 | 0 | 0 | 0 | #N/A | #N/A | n | 0 | 000 |  |  |  | 0 | 0 | 0 | 0 |  | NORTH | 3404 | THSE 2 G | 2 | YES | 0.28339 | 777.1 | 250 | 818 | 0 | 186
[9 empty] | #N/A | #N/A | n | 0 |  |  |  |  | 0 | 0 | 0 | 0 | 0 | 0 | 0 | 0 | 0 | 0 | 0 | 0 | 0 | #N/A | #N/A | n | 0 | 000 |  |  |  | 0 | 0 | 0 | 0 |  | NORTH | 3403 | THSE 1 G | 1 | YES | 0.28339 | 350 | 200 | 565 | 0 | 187
[9 empty] | #N/A | #N/A | n | 0 |  |  |  |  | 0 | 0 | 0 | 0 | 0 | 0 | 0 | 0 | 0 | 0 | 0 | 0 | 0 | #N/A | #N/A | n | 0 | 000 |  |  |  | 0 | 0 | 0 | 0 |  | NORTH | 239 | BSQSUTH2 | 1 | YES | 0.28309 | 0 | 0 | 160 | 0 | 188
[9 empty] | #N/A | #N/A | n | 0 |  |  |  |  | 0 | 0 | 0 | 0 | 0 | 0 | 0 | 0 | 0 | 0 | 0 | 0 | 0 | #N/A | #N/A | n | 0 | 000 |  |  |  | 0 | 0 | 0 | 0 |  | NORTH | 247 | BSQSUTH1 | 2 | YES | 0.28309 | 0 | 0 | 160 | 0 | 189
[9 empty] | #N/A | #N/A | n | 0 |  |  |  |  | 0 | 0 | 0 | 0 | 0 | 0 | 0 | 0 | 0 | 0 | 0 | 0 | 0 | #N/A | #N/A | n | 0 | 000 |  |  |  | 0 | 0 | 0 | 0 |  | WEST | 60016 | WDWDU1 | 1 | YES | 0.28245 | 8 | 0 | 80 | 0 | 190
[9 empty] | #N/A | #N/A | n | 0 |  |  |  |  | 0 | 0 | 0 | 0 | 0 | 0 | 0 | 0 | 0 | 0 | 0 | 0 | 0 | #N/A | #N/A | n | 0 | 000 |  |  |  | 0 | 0 | 0 | 0 |  | WEST | 38332 | WDWRDU2 | 1 | YES | 0.28243 | 8 | 0 | 80 | 0 | 191
[9 empty] | #N/A | #N/A | n | 0 |  |  |  |  | 0 | 0 | 0 | 0 | 0 | 0 | 0 | 0 | 0 | 0 | 0 | 0 | 0 | #N/A | #N/A | n | 0 | 000 |  |  |  | 0 | 0 | 0 | 0 |  | WEST | 6766 | RIOPEC6G | 6 | YES | 0.28237 | 93.1 | 20 | 98 | 0 | 192
[9 empty] | #N/A | #N/A | n | 0 |  |  |  |  | 0 | 0 | 0 | 0 | 0 | 0 | 0 | 0 | 0 | 0 | 0 | 0 | 0 | #N/A | #N/A | n | 0 | 000 |  |  |  | 0 | 0 | 0 | 0 |  | WEST | 6765 | RIOPEC5G | 5 | YES | 0.28216 | 0 | 8 | 34 | 0 | 193
[9 empty] | #N/A | #N/A | n | 0 |  |  |  |  | 0 | 0 | 0 | 0 | 0 | 0 | 0 | 0 | 0 | 0 | 0 | 0 | 0 | #N/A | #N/A | n | 0 | 000 |  |  |  | 0 | 0 | 0 | 0 |  | WEST | 6764 | RIOPEC4G | 4 | YES | 0.28216 | 0 | 0 | 4 | 0 | 194
[9 empty] | #N/A | #N/A | n | 0 |  |  |  |  | 0 | 0 | 0 | 0 | 0 | 0 | 0 | 0 | 0 | 0 | 0 | 0 | 0 | #N/A | #N/A | n | 0 | 000 |  |  |  | 0 | 0 | 0 | 0 |  | WEST | 60003 | KM NEP | 1 | YES | 0.28205 | 8 | 0 | 80 | 0 | 195
[9 empty] | #N/A | #N/A | n | 0 |  |  |  |  | 0 | 0 | 0 | 0 | 0 | 0 | 0 | 0 | 0 | 0 | 0 | 0 | 0 | #N/A | #N/A | n | 0 | 000 |  |  |  | 0 | 0 | 0 | 0 |  | WEST | 6016 | SWMESA | 1 | YES | 0.28205 | 7.5 | 0 | 75 | 0 | 196
[9 empty] | #N/A | #N/A | n | 0 |  |  |  |  | 0 | 0 | 0 | 0 | 0 | 0 | 0 | 0 | 0 | 0 | 0 | 0 | 0 | #N/A | #N/A | n | 0 | 000 |  |  |  | 0 | 0 | 0 | 0 |  | WEST | 60005 | KM SEP | 1 | YES | 0.28205 | 4 | 0 | 40 | 0 | 197
[9 empty] | #N/A | #N/A | n | 0 |  |  |  |  | 0 | 0 | 0 | 0 | 0 | 0 | 0 | 0 | 0 | 0 | 0 | 0 | 0 | #N/A | #N/A | n | 0 | 000 |  |  |  | 0 | 0 | 0 | 0 |  | WEST | 60001 | DSKY2_4 | 1 | YES | 0.28205 | 8 | 0 | 76.5 | 0 | 198
[9 empty] | #N/A | #N/A | n | 0 |  |  |  |  | 0 | 0 | 0 | 0 | 0 | 0 | 0 | 0 | 0 | 0 | 0 | 0 | 0 | #N/A | #N/A | n | 0 | 000 |  |  |  | 0 | 0 | 0 | 0 |  | WEST | 60017 | ORNNWP1 | 1 | YES | 0.28055 | 8.2 | 0 | 80 | 0 | 199
[9 empty] | #N/A | #N/A | n | 0 |  |  |  |  | 0 | 0 | 0 | 0 | 0 | 0 | 0 | 0 | 0 | 0 | 0 | 0 | 0 | #N/A | #N/A | n | 0 | 000 |  |  |  | 0 | 0 | 0 | 0 |  | WEST | 6021 | DSKY1_4 | 1 | YES | 0.27986 | 8 | 0 | 84 | 0 | 200
[9 empty] | #N/A | #N/A | n | 0 |  |  |  |  | 0 | 0 | 0 | 0 | 0 | 0 | 0 | 0 | 0 | 0 | 0 | 0 | 0 | #N/A | #N/A | n | 0 | 000 |  |  |  | 0 | 0 | 0 | 0 |  | WEST | 60023 | NOLK1WP | 1 | YES | 0.27867 | 0 | -9999 | 125 | 0 | 201
[9 empty] | #N/A | #N/A | n | 0 |  |  |  |  | 0 | 0 | 0 | 0 | 0 | 0 | 0 | 0 | 0 | 0 | 0 | 0 | 0 | #N/A | #N/A | n | 0 | 000 |  |  |  | 0 | 0 | 0 | 0 |  | NORTH | 3417 | LCRK 2 G | 2 | NO | 0.2785 | 0 | 40 | 230 | 0 | 202
[9 empty] | #N/A | #N/A | n | 0 |  |  |  |  | 0 | 0 | 0 | 0 | 0 | 0 | 0 | 0 | 0 | 0 | 0 | 0 | 0 | #N/A | #N/A | n | 0 | 000 |  |  |  | 0 | 0 | 0 | 0 |  | NORTH | 3416 | LCRK 1 G | 1 | YES | 0.2785 | 0 | 33 | 87 | 0 | 203
[9 empty] | #N/A | #N/A | n | 0 |  |  |  |  | 0 | 0 | 0 | 0 | 0 | 0 | 0 | 0 | 0 | 0 | 0 | 0 | 0 | #N/A | #N/A | n | 0 | 000 |  |  |  | 0 | 0 | 0 | 0 |  | WEST | 6762 | SAPS 1G | 1 | YES | 0.27762 | 0 | 21 | 30 | 0 | 204
[9 empty] | #N/A | #N/A | n | 0 |  |  |  |  | 0 | 0 | 0 | 0 | 0 | 0 | 0 | 0 | 0 | 0 | 0 | 0 | 0 | #N/A | #N/A | n | 0 | 000 |  |  |  | 0 | 0 | 0 | 0 |  | WEST | 6763 | SAPS 2G | 2 | YES | 0.27658 | 0 | 30 | 102 | 0 | 205
[9 empty] | #N/A | #N/A | n | 0 |  |  |  |  | 0 | 0 | 0 | 0 | 0 | 0 | 0 | 0 | 0 | 0 | 0 | 0 | 0 | #N/A | #N/A | n | 0 | 000 |  |  |  | 0 | 0 | 0 | 0 |  | NORTH | 798 | TAMUGEN1 | 1 | YES | 0.2394 | 32 | 5 | 32 | 0 | 206
[9 empty] | #N/A | #N/A | n | 0 |  |  |  |  | 0 | 0 | 0 | 0 | 0 | 0 | 0 | 0 | 0 | 0 | 0 | 0 | 0 | #N/A | #N/A | n | 0 | 000 |  |  |  | 0 | 0 | 0 | 0 |  | NORTH | 892 | DANSBY14 | 1 | YES | 0.23931 | 90 | 25 | 114 | 0 | 207
[9 empty] | #N/A | #N/A | n | 0 |  |  |  |  | 0 | 0 | 0 | 0 | 0 | 0 | 0 | 0 | 0 | 0 | 0 | 0 | 0 | #N/A | #N/A | n | 0 | 000 |  |  |  | 0 | 0 | 0 | 0 |  | NORTH | 886 | ATKINS3 | 1 | YES | 0.23868 | 0 | 5 | 12 | 0 | 208
[9 empty] | #N/A | #N/A | n | 0 |  |  |  |  | 0 | 0 | 0 | 0 | 0 | 0 | 0 | 0 | 0 | 0 | 0 | 0 | 0 | #N/A | #N/A | n | 0 | 000 |  |  |  | 0 | 0 | 0 | 0 |  | NORTH | 891 | ATKINS5 | 1 | YES | 0.23868 | 0 | 5 | 25 | 0 | 209
[9 empty] | #N/A | #N/A | n | 0 |  |  |  |  | 0 | 0 | 0 | 0 | 0 | 0 | 0 | 0 | 0 | 0 | 0 | 0 | 0 | #N/A | #N/A | n | 0 | 000 |  |  |  | 0 | 0 | 0 | 0 |  | NORTH | 890 | ATKINS4 | 1 | YES | 0.23868 | 0 | 5 | 22 | 0 | 210
[9 empty] | #N/A | #N/A | n | 0 |  |  |  |  | 0 | 0 | 0 | 0 | 0 | 0 | 0 | 0 | 0 | 0 | 0 | 0 | 0 | #N/A | #N/A | n | 0 | 000 |  |  |  | 0 | 0 | 0 | 0 |  | NORTH | 888 | ATKINS7 | 1 | YES | 0.23868 | 0 | 4 | 20 | 0 | 211
[9 empty] | #N/A | #N/A | n | 0 |  |  |  |  | 0 | 0 | 0 | 0 | 0 | 0 | 0 | 0 | 0 | 0 | 0 | 0 | 0 | #N/A | #N/A | n | 0 | 000 |  |  |  | 0 | 0 | 0 | 0 |  | NORTH | 887 | ATKINS6 | 1 | YES | 0.23868 | 21.8 | 12 | 50 | 0 | 212
[9 empty] | #N/A | #N/A | n | 0 |  |  |  |  | 0 | 0 | 0 | 0 | 0 | 0 | 0 | 0 | 0 | 0 | 0 | 0 | 0 | #N/A | #N/A | n | 0 | 000 |  |  |  | 0 | 0 | 0 | 0 |  | NORTH | 990 | GIBCRK | 1 | YES | 0.23089 | 462 | 200 | 462 | 0 | 213
[9 empty] | #N/A | #N/A | n | 0 |  |  |  |  | 0 | 0 | 0 | 0 | 0 | 0 | 0 | 0 | 0 | 0 | 0 | 0 | 0 | #N/A | #N/A | n | 0 | 000 |  |  |  | 0 | 0 | 0 | 0 |  | NORTH | 48674 | FTR4 | 4 | YES | 0.22437 | 190 | 0 | 380 | 0 | 214
[9 empty] | #N/A | #N/A | n | 0 |  |  |  |  | 0 | 0 | 0 | 0 | 0 | 0 | 0 | 0 | 0 | 0 | 0 | 0 | 0 | #N/A | #N/A | n | 0 | 000 |  |  |  | 0 | 0 | 0 | 0 |  | NORTH | 48673 | FTR3 | 3 | YES | 0.22437 | 75 | 0 | 150 | 0 | 215
[9 empty] | #N/A | #N/A | n | 0 |  |  |  |  | 0 | 0 | 0 | 0 | 0 | 0 | 0 | 0 | 0 | 0 | 0 | 0 | 0 | #N/A | #N/A | n | 0 | 000 |  |  |  | 0 | 0 | 0 | 0 |  | NORTH | 48671 | FTR1 | 1 | YES | 0.22437 | 75 | 0 | 150 | 0 | 216
[9 empty] | #N/A | #N/A | n | 0 |  |  |  |  | 0 | 0 | 0 | 0 | 0 | 0 | 0 | 0 | 0 | 0 | 0 | 0 | 0 | #N/A | #N/A | n | 0 | 000 |  |  |  | 0 | 0 | 0 | 0 |  | NORTH | 48672 | FTR2 | 2 | YES | 0.22437 | 75 | 0 | 150 | 0 | 217
[9 empty] | #N/A | #N/A | n | 0 |  |  |  |  | 0 | 0 | 0 | 0 | 0 | 0 | 0 | 0 | 0 | 0 | 0 | 0 | 0 | #N/A | #N/A | n | 0 | 000 |  |  |  | 0 | 0 | 0 | 0 |  | SOUTH | 3432 | SAND 4 G | 4 | YES | 0.22 | 583 | 460 | 583 | 0 | 218
[9 empty] | #N/A | #N/A | n | 0 |  |  |  |  | 0 | 0 | 0 | 0 | 0 | 0 | 0 | 0 | 0 | 0 | 0 | 0 | 0 | #N/A | #N/A | n | 0 | 000 |  |  |  | 0 | 0 | 0 | 0 |  | SOUTH | 3431 | SANDOW | 3 | YES | 0.22 | 120 | 100 | 120 | 0 | 219
[9 empty] | #N/A | #N/A | n | 0 |  |  |  |  | 0 | 0 | 0 | 0 | 0 | 0 | 0 | 0 | 0 | 0 | 0 | 0 | 0 | #N/A | #N/A | n | 0 | 000 |  |  |  | 0 | 0 | 0 | 0 |  | SOUTH | 3431 | SANDOW | 2 | YES | 0.22 | 120 | 100 | 120 | 0 | 220
[9 empty] | #N/A | #N/A | n | 0 |  |  |  |  | 0 | 0 | 0 | 0 | 0 | 0 | 0 | 0 | 0 | 0 | 0 | 0 | 0 | #N/A | #N/A | n | 0 | 000 |  |  |  | 0 | 0 | 0 | 0 |  | SOUTH | 3431 | SANDOW | 1 | YES | 0.22 | 120 | 100 | 120 | 0 | 221
[9 empty] | #N/A | #N/A | n | 0 |  |  |  |  | 0 | 0 | 0 | 0 | 0 | 0 | 0 | 0 | 0 | 0 | 0 | 0 | 0 | #N/A | #N/A | n | 0 | 000 |  |  |  | 0 | 0 | 0 | 0 |  | SOUTH | 7026 | INKS G1 | 1 | YES | 0.20998 | 14 | 0 | 14 | 0 | 222
[9 empty] | #N/A | #N/A | n | 0 |  |  |  |  | 0 | 0 | 0 | 0 | 0 | 0 | 0 | 0 | 0 | 0 | 0 | 0 | 0 | #N/A | #N/A | n | 0 | 000 |  |  |  | 0 | 0 | 0 | 0 |  | SOUTH | 7022 | BUCHANG1 | 1 | YES | 0.20998 | 18.2 | 0 | 18.5 | 0 | 223
[9 empty] | #N/A | #N/A | n | 0 |  |  |  |  | 0 | 0 | 0 | 0 | 0 | 0 | 0 | 0 | 0 | 0 | 0 | 0 | 0 | #N/A | #N/A | n | 0 | 000 |  |  |  | 0 | 0 | 0 | 0 |  | SOUTH | 7024 | BUCHANG3 | 3 | YES | 0.20877 | 14.9 | 0 | 14.9 | 0 | 224
[9 empty] | #N/A | #N/A | n | 0 |  |  |  |  | 0 | 0 | 0 | 0 | 0 | 0 | 0 | 0 | 0 | 0 | 0 | 0 | 0 | #N/A | #N/A | n | 0 | 000 |  |  |  | 0 | 0 | 0 | 0 |  | SOUTH | 7023 | BUCHANG2 | 2 | YES | 0.2076 | 18.2 | 0 | 18.5 | 0 | 225
[9 empty] | #N/A | #N/A | n | 0 |  |  |  |  | 0 | 0 | 0 | 0 | 0 | 0 | 0 | 0 | 0 | 0 | 0 | 0 | 0 | #N/A | #N/A | n | 0 | 000 |  |  |  | 0 | 0 | 0 | 0 |  | SOUTH | 8032 | AMS #1 | 1 | YES | 0.20468 | 16.5 | 13 | 33 | 0 | 226
[9 empty] | #N/A | #N/A | n | 0 |  |  |  |  | 0 | 0 | 0 | 0 | 0 | 0 | 0 | 0 | 0 | 0 | 0 | 0 | 0 | #N/A | #N/A | n | 0 | 000 |  |  |  | 0 | 0 | 0 | 0 |  | SOUTH | 8033 | AMS #2 | 2 | YES | 0.20468 | 16.5 | 13 | 33 | 0 | 227
[9 empty] | #N/A | #N/A | n | 0 |  |  |  |  | 0 | 0 | 0 | 0 | 0 | 0 | 0 | 0 | 0 | 0 | 0 | 0 | 0 | #N/A | #N/A | n | 0 | 000 |  |  |  | 0 | 0 | 0 | 0 |  | SOUTH | 7036 | WIRTZ G2 | 2 | YES | 0.20072 | 28 | 0 | 28 | 0 | 228
[9 empty] | #N/A | #N/A | n | 0 |  |  |  |  | 0 | 0 | 0 | 0 | 0 | 0 | 0 | 0 | 0 | 0 | 0 | 0 | 0 | #N/A | #N/A | n | 0 | 000 |  |  |  | 0 | 0 | 0 | 0 |  | SOUTH | 7035 | WIRTZ G1 | 1 | YES | 0.20072 | 28 | 0 | 28 | 0 | 229
[9 empty] | #N/A | #N/A | n | 0 |  |  |  |  | 0 | 0 | 0 | 0 | 0 | 0 | 0 | 0 | 0 | 0 | 0 | 0 | 0 | #N/A | #N/A | n | 0 | 000 |  |  |  | 0 | 0 | 0 | 0 |  | SOUTH | 7000 | FERGUSG1 | 1 | YES | 0.20045 | 410 | 55 | 420 | 0 | 230
[9 empty] | #N/A | #N/A | n | 0 |  |  |  |  | 0 | 0 | 0 | 0 | 0 | 0 | 0 | 0 | 0 | 0 | 0 | 0 | 0 | #N/A | #N/A | n | 0 | 000 |  |  |  | 0 | 0 | 0 | 0 |  | SOUTH | 7029 | MARBFAG2 | 2 | YES | 0.19835 | 18.5 | 0 | 18.5 | 0 | 231
[9 empty] | #N/A | #N/A | n | 0 |  |  |  |  | 0 | 0 | 0 | 0 | 0 | 0 | 0 | 0 | 0 | 0 | 0 | 0 | 0 | #N/A | #N/A | n | 0 | 000 |  |  |  | 0 | 0 | 0 | 0 |  | SOUTH | 7028 | MARBFAG1 | 1 | YES | 0.19835 | 18.5 | 0 | 18.5 | 0 | 232
[9 empty] | #N/A | #N/A | n | 0 |  |  |  |  | 0 | 0 | 0 | 0 | 0 | 0 | 0 | 0 | 0 | 0 | 0 | 0 | 0 | #N/A | #N/A | n | 0 | 000 |  |  |  | 0 | 0 | 0 | 0 |  | SOUTH | 7031 | MARSFOG1 | 1 | YES | 0.194 | 36 | 0 | 36 | 0 | 233
[9 empty] | #N/A | #N/A | n | 0 |  |  |  |  | 0 | 0 | 0 | 0 | 0 | 0 | 0 | 0 | 0 | 0 | 0 | 0 | 0 | #N/A | #N/A | n | 0 | 000 |  |  |  | 0 | 0 | 0 | 0 |  | SOUTH | 7033 | MARSFOG3 | 3 | YES | 0.194 | 36 | 0 | 36 | 0 | 234
[9 empty] | #N/A | #N/A | n | 0 |  |  |  |  | 0 | 0 | 0 | 0 | 0 | 0 | 0 | 0 | 0 | 0 | 0 | 0 | 0 | #N/A | #N/A | n | 0 | 000 |  |  |  | 0 | 0 | 0 | 0 |  | SOUTH | 7032 | MARSFOG2 | 2 | YES | 0.194 | 30 | 0 | 30 | 0 | 235
[9 empty] | #N/A | #N/A | n | 0 |  |  |  |  | 0 | 0 | 0 | 0 | 0 | 0 | 0 | 0 | 0 | 0 | 0 | 0 | 0 | #N/A | #N/A | n | 0 | 000 |  |  |  | 0 | 0 | 0 | 0 |  | SOUTH | 9002 | DECKR G3 | 3 | YES | 0.1919 | 0 | 24 | 55 | 0 | 236
[9 empty] | #N/A | #N/A | n | 0 |  |  |  |  | 0 | 0 | 0 | 0 | 0 | 0 | 0 | 0 | 0 | 0 | 0 | 0 | 0 | #N/A | #N/A | n | 0 | 000 |  |  |  | 0 | 0 | 0 | 0 |  | SOUTH | 9003 | DECKR G4 | 4 | YES | 0.1919 | 0 | 24 | 55 | 0 | 237
[9 empty] | #N/A | #N/A | n | 0 |  |  |  |  | 0 | 0 | 0 | 0 | 0 | 0 | 0 | 0 | 0 | 0 | 0 | 0 | 0 | #N/A | #N/A | n | 0 | 000 |  |  |  | 0 | 0 | 0 | 0 |  | SOUTH | 9005 | DECKR G6 | 6 | YES | 0.1919 | 0 | 24 | 55 | 0 | 238
[9 empty] | #N/A | #N/A | n | 0 |  |  |  |  | 0 | 0 | 0 | 0 | 0 | 0 | 0 | 0 | 0 | 0 | 0 | 0 | 0 | #N/A | #N/A | n | 0 | 000 |  |  |  | 0 | 0 | 0 | 0 |  | SOUTH | 9004 | DECKR G5 | 5 | YES | 0.1919 | 0 | 24 | 55 | 0 | 239
[9 empty] | #N/A | #N/A | n | 0 |  |  |  |  | 0 | 0 | 0 | 0 | 0 | 0 | 0 | 0 | 0 | 0 | 0 | 0 | 0 | #N/A | #N/A | n | 0 | 000 |  |  |  | 0 | 0 | 0 | 0 |  | SOUTH | 7020 | AUSTING1 | 2 | YES | 0.19144 | 8.9 | 0 | 8.9 | 0 | 240
[9 empty] | #N/A | #N/A | n | 0 |  |  |  |  | 0 | 0 | 0 | 0 | 0 | 0 | 0 | 0 | 0 | 0 | 0 | 0 | 0 | #N/A | #N/A | n | 0 | 000 |  |  |  | 0 | 0 | 0 | 0 |  | SOUTH | 7020 | AUSTING1 | 1 | YES | 0.19144 | 8.4 | 0 | 8.4 | 0 | 241
[9 empty] | #N/A | #N/A | n | 0 |  |  |  |  | 0 | 0 | 0 | 0 | 0 | 0 | 0 | 0 | 0 | 0 | 0 | 0 | 0 | #N/A | #N/A | n | 0 | 000 |  |  |  | 0 | 0 | 0 | 0 |  | SOUTH | 8263 | EPASS H4 | 1 | YES | 0.19106 | 6 | 6 | 6 | 0 | 242
[9 empty] | #N/A | #N/A | n | 0 |  |  |  |  | 0 | 0 | 0 | 0 | 0 | 0 | 0 | 0 | 0 | 0 | 0 | 0 | 0 | #N/A | #N/A | n | 0 | 000 |  |  |  | 0 | 0 | 0 | 0 |  | SOUTH | 9015 | HOLLY G4 | 4 | YES | 0.19088 | 160 | 38 | 194 | 0 | 243
[9 empty] | #N/A | #N/A | n | 0 |  |  |  |  | 0 | 0 | 0 | 0 | 0 | 0 | 0 | 0 | 0 | 0 | 0 | 0 | 0 | #N/A | #N/A | n | 0 | 000 |  |  |  | 0 | 0 | 0 | 0 |  | SOUTH | 9014 | HOLLY G3 | 3 | YES | 0.19088 | 0 | 33 | 193 | 0 | 244
[9 empty] | #N/A | #N/A | n | 0 |  |  |  |  | 0 | 0 | 0 | 0 | 0 | 0 | 0 | 0 | 0 | 0 | 0 | 0 | 0 | #N/A | #N/A | n | 0 | 000 |  |  |  | 0 | 0 | 0 | 0 |  | SOUTH | 9012 | HOLLY G1 | 1 | YES | 0.19088 | 0 | 28 | 97 | 0 | 245
[9 empty] | #N/A | #N/A | n | 0 |  |  |  |  | 0 | 0 | 0 | 0 | 0 | 0 | 0 | 0 | 0 | 0 | 0 | 0 | 0 | #N/A | #N/A | n | 0 | 000 |  |  |  | 0 | 0 | 0 | 0 |  | SOUTH | 9013 | HOLLY G2 | 2 | YES | 0.19088 | 0 | 28 | 97 | 0 | 246
[9 empty] | #N/A | #N/A | n | 0 |  |  |  |  | 0 | 0 | 0 | 0 | 0 | 0 | 0 | 0 | 0 | 0 | 0 | 0 | 0 | #N/A | #N/A | n | 0 | 000 |  |  |  | 0 | 0 | 0 | 0 |  | SOUTH | 9001 | DECKR G2 | 2 | YES | 0.19056 | 324 | 50 | 432 | 0 | 247
[9 empty] | #N/A | #N/A | n | 0 |  |  |  |  | 0 | 0 | 0 | 0 | 0 | 0 | 0 | 0 | 0 | 0 | 0 | 0 | 0 | #N/A | #N/A | n | 0 | 000 |  |  |  | 0 | 0 | 0 | 0 |  | SOUTH | 9000 | DECKR G1 | 1 | YES | 0.19056 | 0 | 50 | 347 | 0 | 248
[9 empty] | #N/A | #N/A | n | 0 |  |  |  |  | 0 | 0 | 0 | 0 | 0 | 0 | 0 | 0 | 0 | 0 | 0 | 0 | 0 | #N/A | #N/A | n | 0 | 000 |  |  |  | 0 | 0 | 0 | 0 |  | SOUTH | 9021 | SANDHG5B | 5B | YES | 0.18929 | 133 | 56 | 140 | 0 | 249
[9 empty] | #N/A | #N/A | n | 0 |  |  |  |  | 0 | 0 | 0 | 0 | 0 | 0 | 0 | 0 | 0 | 0 | 0 | 0 | 0 | #N/A | #N/A | n | 0 | 000 |  |  |  | 0 | 0 | 0 | 0 |  | SOUTH | 9019 | SANDH G4 | 4 | YES | 0.18929 | 0 | 2 | 48 | 0 | 250
[9 empty] | #N/A | #N/A | n | 0 |  |  |  |  | 0 | 0 | 0 | 0 | 0 | 0 | 0 | 0 | 0 | 0 | 0 | 0 | 0 | #N/A | #N/A | n | 0 | 000 |  |  |  | 0 | 0 | 0 | 0 |  | SOUTH | 9017 | SANDH G2 | 2 | YES | 0.18929 | 0 | 2 | 48 | 0 | 251
[9 empty] | #N/A | #N/A | n | 0 |  |  |  |  | 0 | 0 | 0 | 0 | 0 | 0 | 0 | 0 | 0 | 0 | 0 | 0 | 0 | #N/A | #N/A | n | 0 | 000 |  |  |  | 0 | 0 | 0 | 0 |  | SOUTH | 9016 | SANDH G1 | 1 | YES | 0.18929 | 0 | 2 | 48 | 0 | 252
[9 empty] | #N/A | #N/A | n | 0 |  |  |  |  | 0 | 0 | 0 | 0 | 0 | 0 | 0 | 0 | 0 | 0 | 0 | 0 | 0 | #N/A | #N/A | n | 0 | 000 |  |  |  | 0 | 0 | 0 | 0 |  | SOUTH | 9018 | SANDH G3 | 3 | YES | 0.18929 | 0 | 2 | 48 | 0 | 253
[9 empty] | #N/A | #N/A | n | 0 |  |  |  |  | 0 | 0 | 0 | 0 | 0 | 0 | 0 | 0 | 0 | 0 | 0 | 0 | 0 | #N/A | #N/A | n | 0 | 000 |  |  |  | 0 | 0 | 0 | 0 |  | SOUTH | 9020 | SANDHG5A | 5A | YES | 0.18929 | 152 | 56 | 160 | 0 | 254
[9 empty] | #N/A | #N/A | n | 0 |  |  |  |  | 0 | 0 | 0 | 0 | 0 | 0 | 0 | 0 | 0 | 0 | 0 | 0 | 0 | #N/A | #N/A | n | 0 | 000 |  |  |  | 0 | 0 | 0 | 0 |  | SOUTH | 80010 | EPLVT | 1 | YES | 0.18749 | 30 | 0 | 30 | 0 | 255
[9 empty] | #N/A | #N/A | n | 0 |  |  |  |  | 0 | 0 | 0 | 0 | 0 | 0 | 0 | 0 | 0 | 0 | 0 | 0 | 0 | #N/A | #N/A | n | 0 | 000 |  |  |  | 0 | 0 | 0 | 0 |  | SOUTH | 7809 | BEP ST1 | 1 | YES | 0.18616 | 157.7 | 42 | 166 | 0 | 256
[9 empty] | #N/A | #N/A | n | 0 |  |  |  |  | 0 | 0 | 0 | 0 | 0 | 0 | 0 | 0 | 0 | 0 | 0 | 0 | 0 | #N/A | #N/A | n | 0 | 000 |  |  |  | 0 | 0 | 0 | 0 |  | SOUTH | 7808 | BEP GT2 | 1 | YES | 0.18616 | 158.6 | 83.5 | 167 | 0 | 257
[9 empty] | #N/A | #N/A | n | 0 |  |  |  |  | 0 | 0 | 0 | 0 | 0 | 0 | 0 | 0 | 0 | 0 | 0 | 0 | 0 | #N/A | #N/A | n | 0 | 000 |  |  |  | 0 | 0 | 0 | 0 |  | SOUTH | 7807 | BEP GT1 | 1 | YES | 0.18616 | 158.6 | 83.5 | 167 | 0 | 258
[9 empty] | #N/A | #N/A | n | 0 |  |  |  |  | 0 | 0 | 0 | 0 | 0 | 0 | 0 | 0 | 0 | 0 | 0 | 0 | 0 | #N/A | #N/A | n | 0 | 000 |  |  |  | 0 | 0 | 0 | 0 |  | SOUTH | 7008 | LOSTPN 2 | 2 | YES | 0.18519 | 100 | 115 | 175 | 0 | 259
[9 empty] | #N/A | #N/A | n | 0 |  |  |  |  | 0 | 0 | 0 | 0 | 0 | 0 | 0 | 0 | 0 | 0 | 0 | 0 | 0 | #N/A | #N/A | n | 0 | 000 |  |  |  | 0 | 0 | 0 | 0 |  | SOUTH | 7007 | LOSTPN 1 | 1 | YES | 0.18519 | 250 | 115 | 175 | 0 | 260
[9 empty] | #N/A | #N/A | n | 0 |  |  |  |  | 0 | 0 | 0 | 0 | 0 | 0 | 0 | 0 | 0 | 0 | 0 | 0 | 0 | #N/A | #N/A | n | 0 | 000 |  |  |  | 0 | 0 | 0 | 0 |  | SOUTH | 7009 | LOSTPN 3 | 3 | YES | 0.18519 | 0 | 65 | 192 | 0 | 261
[9 empty] | #N/A | #N/A | n | 0 |  |  |  |  | 0 | 0 | 0 | 0 | 0 | 0 | 0 | 0 | 0 | 0 | 0 | 0 | 0 | #N/A | #N/A | n | 0 | 000 |  |  |  | 0 | 0 | 0 | 0 |  | SOUTH | 7006 | GIDEONG3 | 3 | YES | 0.18381 | 342 | 55 | 342 | 0 | 262
[9 empty] | #N/A | #N/A | n | 0 |  |  |  |  | 0 | 0 | 0 | 0 | 0 | 0 | 0 | 0 | 0 | 0 | 0 | 0 | 0 | #N/A | #N/A | n | 0 | 000 |  |  |  | 0 | 0 | 0 | 0 |  | SOUTH | 7005 | GIDEONG2 | 2 | YES | 0.18381 | 140 | 23 | 140 | 0 | 263
[9 empty] | #N/A | #N/A | n | 0 |  |  |  |  | 0 | 0 | 0 | 0 | 0 | 0 | 0 | 0 | 0 | 0 | 0 | 0 | 0 | #N/A | #N/A | n | 0 | 000 |  |  |  | 0 | 0 | 0 | 0 |  | SOUTH | 7004 | GIDEONG1 | 1 | YES | 0.18381 | 140 | 23 | 140 | 0 | 264
[9 empty] | #N/A | #N/A | n | 0 |  |  |  |  | 0 | 0 | 0 | 0 | 0 | 0 | 0 | 0 | 0 | 0 | 0 | 0 | 0 | #N/A | #N/A | n | 0 | 000 |  |  |  | 0 | 0 | 0 | 0 |  | SOUTH | 7487 | CANYHY13 | 1 | YES | 0.17524 | 6 | 0 | 6 | 0 | 265
[9 empty] | #N/A | #N/A | n | 0 |  |  |  |  | 0 | 0 | 0 | 0 | 0 | 0 | 0 | 0 | 0 | 0 | 0 | 0 | 0 | #N/A | #N/A | n | 0 | 000 |  |  |  | 0 | 0 | 0 | 0 |  | SOUTH | 7017 | HAYSN 4 | 4 | YES | 0.17171 | 261.2 | 74 | 275 | 0 | 266
[9 empty] | #N/A | #N/A | n | 0 |  |  |  |  | 0 | 0 | 0 | 0 | 0 | 0 | 0 | 0 | 0 | 0 | 0 | 0 | 0 | #N/A | #N/A | n | 0 | 000 |  |  |  | 0 | 0 | 0 | 0 |  | SOUTH | 7016 | HAYSN 3 | 3 | YES | 0.17171 | 261.2 | 74 | 275 | 0 | 267
[9 empty] | #N/A | #N/A | n | 0 |  |  |  |  | 0 | 0 | 0 | 0 | 0 | 0 | 0 | 0 | 0 | 0 | 0 | 0 | 0 | #N/A | #N/A | n | 0 | 000 |  |  |  | 0 | 0 | 0 | 0 |  | SOUTH | 7015 | HAYSN 2 | 2 | YES | 0.17171 | 261.2 | 74 | 275 | 0 | 268
[9 empty] | #N/A | #N/A | n | 0 |  |  |  |  | 0 | 0 | 0 | 0 | 0 | 0 | 0 | 0 | 0 | 0 | 0 | 0 | 0 | #N/A | #N/A | n | 0 | 000 |  |  |  | 0 | 0 | 0 | 0 |  | SOUTH | 7014 | HAYSN 1 | 1 | YES | 0.17171 | 261.2 | 74 | 275 | 0 | 269
[9 empty] | #N/A | #N/A | n | 0 |  |  |  |  | 0 | 0 | 0 | 0 | 0 | 0 | 0 | 0 | 0 | 0 | 0 | 0 | 0 | #N/A | #N/A | n | 0 | 000 |  |  |  | 0 | 0 | 0 | 0 |  | SOUTH | 7011 | FPP G2 | 2 | YES | 0.17156 | 584 | 200 | 584 | 0 | 270
[9 empty] | #N/A | #N/A | n | 0 |  |  |  |  | 0 | 0 | 0 | 0 | 0 | 0 | 0 | 0 | 0 | 0 | 0 | 0 | 0 | #N/A | #N/A | n | 0 | 000 |  |  |  | 0 | 0 | 0 | 0 |  | SOUTH | 7010 | FPP G1 | 1 | YES | 0.17156 | 584 | 200 | 584 | 0 | 271
[9 empty] | #N/A | #N/A | n | 0 |  |  |  |  | 0 | 0 | 0 | 0 | 0 | 0 | 0 | 0 | 0 | 0 | 0 | 0 | 0 | #N/A | #N/A | n | 0 | 000 |  |  |  | 0 | 0 | 0 | 0 |  | SOUTH | 7012 | FPP G3 | 3 | YES | 0.17146 | 449.9 | 180 | 449.9 | 0 | 272
[9 empty] | #N/A | #N/A | n | 0 |  |  |  |  | 0 | 0 | 0 | 0 | 0 | 0 | 0 | 0 | 0 | 0 | 0 | 0 | 0 | #N/A | #N/A | n | 0 | 000 |  |  |  | 0 | 0 | 0 | 0 |  | SOUTH | 7811 | RIONOGT2 | 2 | YES | 0.1678 | 199.5 | 0 | 210 | 0 | 273
[9 empty] | #N/A | #N/A | n | 0 |  |  |  |  | 0 | 0 | 0 | 0 | 0 | 0 | 0 | 0 | 0 | 0 | 0 | 0 | 0 | #N/A | #N/A | n | 0 | 000 |  |  |  | 0 | 0 | 0 | 0 |  | SOUTH | 7810 | RIONOGT1 | 1 | YES | 0.1678 | 199.5 | 0 | 210 | 0 | 274
[9 empty] | #N/A | #N/A | n | 0 |  |  |  |  | 0 | 0 | 0 | 0 | 0 | 0 | 0 | 0 | 0 | 0 | 0 | 0 | 0 | #N/A | #N/A | n | 0 | 000 |  |  |  | 0 | 0 | 0 | 0 |  | SOUTH | 7812 | RIONOGT3 | 3 | YES | 0.1678 | 0 | 0 | 210 | 0 | 275
[9 empty] | #N/A | #N/A | n | 0 |  |  |  |  | 0 | 0 | 0 | 0 | 0 | 0 | 0 | 0 | 0 | 0 | 0 | 0 | 0 | #N/A | #N/A | n | 0 | 000 |  |  |  | 0 | 0 | 0 | 0 |  | SOUTH | 7813 | RIONOST1 | 4 | YES | 0.1678 | 300 | 0 | 415 | 0 | 276
[9 empty] | #N/A | #N/A | n | 0 |  |  |  |  | 0 | 0 | 0 | 0 | 0 | 0 | 0 | 0 | 0 | 0 | 0 | 0 | 0 | #N/A | #N/A | n | 0 | 000 |  |  |  | 0 | 0 | 0 | 0 |  | SOUTH | 7605 | MCQUEE06 | 3 | YES | 0.16578 | 2.8 | 0 | 2.8 | 0 | 277
[9 empty] | #N/A | #N/A | n | 0 |  |  |  |  | 0 | 0 | 0 | 0 | 0 | 0 | 0 | 0 | 0 | 0 | 0 | 0 | 0 | #N/A | #N/A | n | 0 | 000 |  |  |  | 0 | 0 | 0 | 0 |  | SOUTH | 7605 | MCQUEE06 | 2 | YES | 0.16578 | 2.4 | 0 | 2.4 | 0 | 278
[9 empty] | #N/A | #N/A | n | 0 |  |  |  |  | 0 | 0 | 0 | 0 | 0 | 0 | 0 | 0 | 0 | 0 | 0 | 0 | 0 | #N/A | #N/A | n | 0 | 000 |  |  |  | 0 | 0 | 0 | 0 |  | SOUTH | 7605 | MCQUEE06 | 1 | YES | 0.16578 | 2.4 | 0 | 2.4 | 0 | 279
[9 empty] | #N/A | #N/A | n | 0 |  |  |  |  | 0 | 0 | 0 | 0 | 0 | 0 | 0 | 0 | 0 | 0 | 0 | 0 | 0 | #N/A | #N/A | n | 0 | 000 |  |  |  | 0 | 0 | 0 | 0 |  | SOUTH | 7609 | SCHUMA13 | 1 | YES | 0.16564 | 3.6 | 0 | 3.6 | 0 | 280
[9 empty] | #N/A | #N/A | n | 0 |  |  |  |  | 0 | 0 | 0 | 0 | 0 | 0 | 0 | 0 | 0 | 0 | 0 | 0 | 0 | #N/A | #N/A | n | 0 | 000 |  |  |  | 0 | 0 | 0 | 0 |  | SOUTH | 7624 | LAKEWD06 | 2 | YES | 0.16319 | 2.4 | 0 | 2.4 | 0 | 281
[9 empty] | #N/A | #N/A | n | 0 |  |  |  |  | 0 | 0 | 0 | 0 | 0 | 0 | 0 | 0 | 0 | 0 | 0 | 0 | 0 | #N/A | #N/A | n | 0 | 000 |  |  |  | 0 | 0 | 0 | 0 |  | SOUTH | 7624 | LAKEWD06 | 1 | YES | 0.16319 | 2.4 | 0 | 2.4 | 0 | 282
[9 empty] | #N/A | #N/A | n | 0 |  |  |  |  | 0 | 0 | 0 | 0 | 0 | 0 | 0 | 0 | 0 | 0 | 0 | 0 | 0 | #N/A | #N/A | n | 0 | 000 |  |  |  | 0 | 0 | 0 | 0 |  | SOUTH | 7805 | GUALUP 6 | 6 | YES | 0.16288 | 0 | 30 | 205 | 0 | 283
[9 empty] | #N/A | #N/A | n | 0 |  |  |  |  | 0 | 0 | 0 | 0 | 0 | 0 | 0 | 0 | 0 | 0 | 0 | 0 | 0 | #N/A | #N/A | n | 0 | 000 |  |  |  | 0 | 0 | 0 | 0 |  | SOUTH | 7804 | GUALUP 5 | 5 | YES | 0.16288 | 0 | 30 | 205 | 0 | 284
[9 empty] | #N/A | #N/A | n | 0 |  |  |  |  | 0 | 0 | 0 | 0 | 0 | 0 | 0 | 0 | 0 | 0 | 0 | 0 | 0 | #N/A | #N/A | n | 0 | 000 |  |  |  | 0 | 0 | 0 | 0 |  | SOUTH | 7803 | GUALUP 4 | 4 | YES | 0.16288 | 0 | 30 | 175 | 0 | 285
[9 empty] | #N/A | #N/A | n | 0 |  |  |  |  | 0 | 0 | 0 | 0 | 0 | 0 | 0 | 0 | 0 | 0 | 0 | 0 | 0 | #N/A | #N/A | n | 0 | 000 |  |  |  | 0 | 0 | 0 | 0 |  | SOUTH | 7802 | GUALUP 3 | 3 | YES | 0.16288 | 0 | 30 | 175 | 0 | 286
[9 empty] | #N/A | #N/A | n | 0 |  |  |  |  | 0 | 0 | 0 | 0 | 0 | 0 | 0 | 0 | 0 | 0 | 0 | 0 | 0 | #N/A | #N/A | n | 0 | 000 |  |  |  | 0 | 0 | 0 | 0 |  | SOUTH | 7801 | GUALUP 2 | 2 | YES | 0.16288 | 0 | 30 | 175 | 0 | 287
[9 empty] | #N/A | #N/A | n | 0 |  |  |  |  | 0 | 0 | 0 | 0 | 0 | 0 | 0 | 0 | 0 | 0 | 0 | 0 | 0 | #N/A | #N/A | n | 0 | 000 |  |  |  | 0 | 0 | 0 | 0 |  | SOUTH | 7800 | GUALUP 1 | 1 | YES | 0.16288 | 0 | 30 | 175 | 0 | 288
[9 empty] | #N/A | #N/A | n | 0 |  |  |  |  | 0 | 0 | 0 | 0 | 0 | 0 | 0 | 0 | 0 | 0 | 0 | 0 | 0 | #N/A | #N/A | n | 0 | 000 |  |  |  | 0 | 0 | 0 | 0 |  | SOUTH | 5892 | PRSGN3 | 1 | YES | 0.16047 | 0 | 6 | 23 | 0 | 289
[9 empty] | #N/A | #N/A | n | 0 |  |  |  |  | 0 | 0 | 0 | 0 | 0 | 0 | 0 | 0 | 0 | 0 | 0 | 0 | 0 | #N/A | #N/A | n | 0 | 000 |  |  |  | 0 | 0 | 0 | 0 |  | SOUTH | 5891 | PRSGN2 | 1 | YES | 0.16047 | 23 | 6 | 23 | 0 | 290
[9 empty] | #N/A | #N/A | n | 0 |  |  |  |  | 0 | 0 | 0 | 0 | 0 | 0 | 0 | 0 | 0 | 0 | 0 | 0 | 0 | #N/A | #N/A | n | 0 | 000 |  |  |  | 0 | 0 | 0 | 0 |  | SOUTH | 5890 | PRSGN1 | 1 | YES | 0.16047 | 24 | 6 | 24 | 0 | 291
[9 empty] | #N/A | #N/A | n | 0 |  |  |  |  | 0 | 0 | 0 | 0 | 0 | 0 | 0 | 0 | 0 | 0 | 0 | 0 | 0 | #N/A | #N/A | n | 0 | 000 |  |  |  | 0 | 0 | 0 | 0 |  | SOUTH | 5397 | OWS2 | 2 | YES | 0.15776 | 0 | 80 | 435 | 0 | 292
[9 empty] | #N/A | #N/A | n | 0 |  |  |  |  | 0 | 0 | 0 | 0 | 0 | 0 | 0 | 0 | 0 | 0 | 0 | 0 | 0 | #N/A | #N/A | n | 0 | 000 |  |  |  | 0 | 0 | 0 | 0 |  | SOUTH | 5396 | OWS1 | 1 | YES | 0.15776 | 164 | 80 | 445 | 0 | 293
[9 empty] | #N/A | #N/A | n | 0 |  |  |  |  | 0 | 0 | 0 | 0 | 0 | 0 | 0 | 0 | 0 | 0 | 0 | 0 | 0 | #N/A | #N/A | n | 0 | 000 |  |  |  | 0 | 0 | 0 | 0 |  | SOUTH | 5028 | VHB3 | 3 | YES | 0.15773 | 0 | 60 | 400 | 0 | 294
[9 empty] | #N/A | #N/A | n | 0 |  |  |  |  | 0 | 0 | 0 | 0 | 0 | 0 | 0 | 0 | 0 | 0 | 0 | 0 | 0 | #N/A | #N/A | n | 0 | 000 |  |  |  | 0 | 0 | 0 | 0 |  | SOUTH | 5027 | VHB2 | 2 | YES | 0.15773 | 0 | 40 | 240 | 0 | 295
[9 empty] | #N/A | #N/A | n | 0 |  |  |  |  | 0 | 0 | 0 | 0 | 0 | 0 | 0 | 0 | 0 | 0 | 0 | 0 | 0 | #N/A | #N/A | n | 0 | 000 |  |  |  | 0 | 0 | 0 | 0 |  | SOUTH | 5026 | VHB1 | 1 | YES | 0.15773 | 0 | 40 | 225 | 0 | 296
[9 empty] | #N/A | #N/A | n | 0 |  |  |  |  | 0 | 0 | 0 | 0 | 0 | 0 | 0 | 0 | 0 | 0 | 0 | 0 | 0 | #N/A | #N/A | n | 0 | 000 |  |  |  | 0 | 0 | 0 | 0 |  | SOUTH | 5013 | MRP3 | 3 | YES | 0.15768 | 0 | 25 | 100 | 0 | 297
[9 empty] | #N/A | #N/A | n | 0 |  |  |  |  | 0 | 0 | 0 | 0 | 0 | 0 | 0 | 0 | 0 | 0 | 0 | 0 | 0 | #N/A | #N/A | n | 0 | 000 |  |  |  | 0 | 0 | 0 | 0 |  | SOUTH | 5265 | LCP4 | 4 | YES | 0.15756 | 0 | 25 | 95 | 0 | 298
[9 empty] | #N/A | #N/A | n | 0 |  |  |  |  | 0 | 0 | 0 | 0 | 0 | 0 | 0 | 0 | 0 | 0 | 0 | 0 | 0 | #N/A | #N/A | n | 0 | 000 |  |  |  | 0 | 0 | 0 | 0 |  | SOUTH | 5264 | LCP3 | 3 | YES | 0.15756 | 0 | 20 | 65 | 0 | 299
[9 empty] | #N/A | #N/A | n | 0 |  |  |  |  | 0 | 0 | 0 | 0 | 0 | 0 | 0 | 0 | 0 | 0 | 0 | 0 | 0 | #N/A | #N/A | n | 0 | 000 |  |  |  | 0 | 0 | 0 | 0 |  | SOUTH | 5439 | WBT4 | 4 | YES | 0.15752 | 0 | 40 | 160 | 0 | 300
[9 empty] | #N/A | #N/A | n | 0 |  |  |  |  | 0 | 0 | 0 | 0 | 0 | 0 | 0 | 0 | 0 | 0 | 0 | 0 | 0 | #N/A | #N/A | n | 0 | 000 |  |  |  | 0 | 0 | 0 | 0 |  | SOUTH | 5438 | WBT3 | 3 | YES | 0.15752 | 0 | 25 | 100 | 0 | 301
[9 empty] | #N/A | #N/A | n | 0 |  |  |  |  | 0 | 0 | 0 | 0 | 0 | 0 | 0 | 0 | 0 | 0 | 0 | 0 | 0 | #N/A | #N/A | n | 0 | 000 |  |  |  | 0 | 0 | 0 | 0 |  | SOUTH | 5437 | WBT2 | 2 | YES | 0.15752 | 0 | 25 | 100 | 0 | 302
[9 empty] | #N/A | #N/A | n | 0 |  |  |  |  | 0 | 0 | 0 | 0 | 0 | 0 | 0 | 0 | 0 | 0 | 0 | 0 | 0 | #N/A | #N/A | n | 0 | 000 |  |  |  | 0 | 0 | 0 | 0 |  | SOUTH | 5436 | WBT1 | 1 | YES | 0.15752 | 0 | 20 | 65 | 0 | 303
[9 empty] | #N/A | #N/A | n | 0 |  |  |  |  | 0 | 0 | 0 | 0 | 0 | 0 | 0 | 0 | 0 | 0 | 0 | 0 | 0 | #N/A | #N/A | n | 0 | 000 |  |  |  | 0 | 0 | 0 | 0 |  | SOUTH | 5112 | JTD2 | 2 | YES | 0.15747 | 415 | 80 | 415 | 0 | 304
[9 empty] | #N/A | #N/A | n | 0 |  |  |  |  | 0 | 0 | 0 | 0 | 0 | 0 | 0 | 0 | 0 | 0 | 0 | 0 | 0 | #N/A | #N/A | n | 0 | 000 |  |  |  | 0 | 0 | 0 | 0 |  | SOUTH | 5111 | JTD1 | 1 | YES | 0.15747 | 415 | 80 | 415 | 0 | 305
[9 empty] | #N/A | #N/A | n | 0 |  |  |  |  | 0 | 0 | 0 | 0 | 0 | 0 | 0 | 0 | 0 | 0 | 0 | 0 | 0 | #N/A | #N/A | n | 0 | 000 |  |  |  | 0 | 0 | 0 | 0 |  | SOUTH | 5903 | MIGUEL | 1 | YES | 0.15581 | 395 | 180 | 395 | 0 | 306
[9 empty] | #N/A | #N/A | n | 0 |  |  |  |  | 0 | 0 | 0 | 0 | 0 | 0 | 0 | 0 | 0 | 0 | 0 | 0 | 0 | #N/A | #N/A | n | 0 | 000 |  |  |  | 0 | 0 | 0 | 0 |  | SOUTH | 5478 | AVR1-CT2 | 1 | YES | 0.15532 | 155 | 90 | 175 | 0 | 307
[9 empty] | #N/A | #N/A | n | 0 |  |  |  |  | 0 | 0 | 0 | 0 | 0 | 0 | 0 | 0 | 0 | 0 | 0 | 0 | 0 | #N/A | #N/A | n | 0 | 000 |  |  |  | 0 | 0 | 0 | 0 |  | SOUTH | 5477 | AVR1-ST1 | 1 | YES | 0.15532 | 171 | 138 | 197 | 0 | 308
[9 empty] | #N/A | #N/A | n | 0 |  |  |  |  | 0 | 0 | 0 | 0 | 0 | 0 | 0 | 0 | 0 | 0 | 0 | 0 | 0 | #N/A | #N/A | n | 0 | 000 |  |  |  | 0 | 0 | 0 | 0 |  | SOUTH | 5476 | AVR1-CT1 | 1 | YES | 0.15532 | 155 | 90 | 175 | 0 | 309
[9 empty] | #N/A | #N/A | n | 0 |  |  |  |  | 0 | 0 | 0 | 0 | 0 | 0 | 0 | 0 | 0 | 0 | 0 | 0 | 0 | #N/A | #N/A | n | 0 | 000 |  |  |  | 0 | 0 | 0 | 0 |  | SOUTH | 8189 | CUERO 2 | 1 | YES | 0.15518 | 10 | 0 | 12 | 0 | 310
[9 empty] | #N/A | #N/A | n | 0 |  |  |  |  | 0 | 0 | 0 | 0 | 0 | 0 | 0 | 0 | 0 | 0 | 0 | 0 | 0 | #N/A | #N/A | n | 0 | 000 |  |  |  | 0 | 0 | 0 | 0 |  | SOUTH | 5401 | JKS1 | 1 | YES | 0.15488 | 585 | 100 | 609 | 0 | 311
[9 empty] | #N/A | #N/A | n | 0 |  |  |  |  | 0 | 0 | 0 | 0 | 0 | 0 | 0 | 0 | 0 | 0 | 0 | 0 | 0 | #N/A | #N/A | n | 0 | 000 |  |  |  | 0 | 0 | 0 | 0 |  | SOUTH | 8288 | LAR #3 | 3 | YES | 0.15366 | 104.5 | 25 | 110 | 0 | 312
[9 empty] | #N/A | #N/A | n | 0 |  |  |  |  | 0 | 0 | 0 | 0 | 0 | 0 | 0 | 0 | 0 | 0 | 0 | 0 | 0 | #N/A | #N/A | n | 0 | 000 |  |  |  | 0 | 0 | 0 | 0 |  | SOUTH | 8287 | LAR #2 | 2 | YES | 0.15366 | 32.3 | 9 | 34 | 0 | 313
[9 empty] | #N/A | #N/A | n | 0 |  |  |  |  | 0 | 0 | 0 | 0 | 0 | 0 | 0 | 0 | 0 | 0 | 0 | 0 | 0 | #N/A | #N/A | n | 0 | 000 |  |  |  | 0 | 0 | 0 | 0 |  | SOUTH | 80012 | LAR | 1 | YES | 0.15366 | 0 | 0 | 0 | 0 | 314
[9 empty] | #N/A | #N/A | n | 0 |  |  |  |  | 0 | 0 | 0 | 0 | 0 | 0 | 0 | 0 | 0 | 0 | 0 | 0 | 0 | #N/A | #N/A | n | 0 | 000 |  |  |  | 0 | 0 | 0 | 0 |  | SOUTH | 8285 | LAR #1 | 1 | YES | 0.15335 | 33.3 | 9 | 35 | 0 | 315
[9 empty] | #N/A | #N/A | n | 0 |  |  |  |  | 0 | 0 | 0 | 0 | 0 | 0 | 0 | 0 | 0 | 0 | 0 | 0 | 0 | #N/A | #N/A | n | 0 | 000 |  |  |  | 0 | 0 | 0 | 0 |  | SOUTH | 8048 | FAL #1 | 1 | YES | 0.14569 | 5.8 | 0 | 11.5 | 0 | 316
[9 empty] | #N/A | #N/A | n | 0 |  |  |  |  | 0 | 0 | 0 | 0 | 0 | 0 | 0 | 0 | 0 | 0 | 0 | 0 | 0 | #N/A | #N/A | n | 0 | 000 |  |  |  | 0 | 0 | 0 | 0 |  | SOUTH | 5729 | FALCON3 | 3 | YES | 0.14569 | 5.8 | 0 | 11.5 | 0 | 317
[9 empty] | #N/A | #N/A | n | 0 |  |  |  |  | 0 | 0 | 0 | 0 | 0 | 0 | 0 | 0 | 0 | 0 | 0 | 0 | 0 | #N/A | #N/A | n | 0 | 000 |  |  |  | 0 | 0 | 0 | 0 |  | SOUTH | 5728 | FALCON2 | 2 | YES | 0.14569 | 5.8 | 0 | 11.5 | 0 | 318
[9 empty] | #N/A | #N/A | n | 0 |  |  |  |  | 0 | 0 | 0 | 0 | 0 | 0 | 0 | 0 | 0 | 0 | 0 | 0 | 0 | #N/A | #N/A | n | 0 | 000 |  |  |  | 0 | 0 | 0 | 0 |  | SOUTH | 8388 | BAT #1 | 1 | YES | 0.14037 | 68.4 | 21 | 72 | 0 | 319
[9 empty] | #N/A | #N/A | n | 0 |  |  |  |  | 0 | 0 | 0 | 0 | 0 | 0 | 0 | 0 | 0 | 0 | 0 | 0 | 0 | #N/A | #N/A | n | 0 | 000 |  |  |  | 0 | 0 | 0 | 0 |  | SOUTH | 8935 | FGNTS201 | 3 | YES | 0.1403 | 0 | 0 | 183 | 0 | 320
[9 empty] | #N/A | #N/A | n | 0 |  |  |  |  | 0 | 0 | 0 | 0 | 0 | 0 | 0 | 0 | 0 | 0 | 0 | 0 | 0 | #N/A | #N/A | n | 0 | 000 |  |  |  | 0 | 0 | 0 | 0 |  | SOUTH | 8934 | FGNTS101 | 2 | YES | 0.1403 | 0 | 0 | 170 | 0 | 321
[9 empty] | #N/A | #N/A | n | 0 |  |  |  |  | 0 | 0 | 0 | 0 | 0 | 0 | 0 | 0 | 0 | 0 | 0 | 0 | 0 | #N/A | #N/A | n | 0 | 000 |  |  |  | 0 | 0 | 0 | 0 |  | SOUTH | 8933 | FGNTS001 | 1 | YES | 0.1403 | 150 | 0 | 170 | 0 | 322
[9 empty] | #N/A | #N/A | n | 0 |  |  |  |  | 0 | 0 | 0 | 0 | 0 | 0 | 0 | 0 | 0 | 0 | 0 | 0 | 0 | #N/A | #N/A | n | 0 | 000 |  |  |  | 0 | 0 | 0 | 0 |  | SOUTH | 8393 | BAT #2 | 2 | YES | 0.1403 | 70 | 25 | 110 | 0 | 323
[9 empty] | #N/A | #N/A | n | 0 |  |  |  |  | 0 | 0 | 0 | 0 | 0 | 0 | 0 | 0 | 0 | 0 | 0 | 0 | 0 | #N/A | #N/A | n | 0 | 000 |  |  |  | 0 | 0 | 0 | 0 |  | SOUTH | 8161 | CLO #1 | 1 | YES | 0.14007 | 632 | 200 | 632 | 0 | 324
[9 empty] | #N/A | #N/A | n | 0 |  |  |  |  | 0 | 0 | 0 | 0 | 0 | 0 | 0 | 0 | 0 | 0 | 0 | 0 | 0 | #N/A | #N/A | n | 0 | 000 |  |  |  | 0 | 0 | 0 | 0 |  | SOUTH | 8983 | HECN3 | 3 | YES | 0.13943 | 0 | 0 | 198 | 0 | 325
[9 empty] | #N/A | #N/A | n | 0 |  |  |  |  | 0 | 0 | 0 | 0 | 0 | 0 | 0 | 0 | 0 | 0 | 0 | 0 | 0 | #N/A | #N/A | n | 0 | 000 |  |  |  | 0 | 0 | 0 | 0 |  | SOUTH | 8982 | HECN2 | 2 | YES | 0.13943 | 0 | 0 | 175 | 0 | 326
[9 empty] | #N/A | #N/A | n | 0 |  |  |  |  | 0 | 0 | 0 | 0 | 0 | 0 | 0 | 0 | 0 | 0 | 0 | 0 | 0 | #N/A | #N/A | n | 0 | 000 |  |  |  | 0 | 0 | 0 | 0 |  | SOUTH | 8981 | HECN1 | 1 | YES | 0.13943 | 105 | 0 | 175 | 0 | 327
[9 empty] | #N/A | #N/A | n | 0 |  |  |  |  | 0 | 0 | 0 | 0 | 0 | 0 | 0 | 0 | 0 | 0 | 0 | 0 | 0 | #N/A | #N/A | n | 0 | 000 |  |  |  | 0 | 0 | 0 | 0 |  | SOUTH | 8938 | MVGN#3 | 3 | YES | 0.13943 | 251.7 | 0 | 265 | 0 | 328
[9 empty] | #N/A | #N/A | n | 0 |  |  |  |  | 0 | 0 | 0 | 0 | 0 | 0 | 0 | 0 | 0 | 0 | 0 | 0 | 0 | #N/A | #N/A | n | 0 | 000 |  |  |  | 0 | 0 | 0 | 0 |  | SOUTH | 8937 | MVGN#2 | 2 | YES | 0.13943 | 237.5 | 0 | 250 | 0 | 329
[9 empty] | #N/A | #N/A | n | 0 |  |  |  |  | 0 | 0 | 0 | 0 | 0 | 0 | 0 | 0 | 0 | 0 | 0 | 0 | 0 | #N/A | #N/A | n | 0 | 000 |  |  |  | 0 | 0 | 0 | 0 |  | SOUTH | 8936 | MVGN#1 | 1 | YES | 0.13943 | 237.5 | 0 | 250 | 0 | 330
[9 empty] | #N/A | #N/A | n | 0 |  |  |  |  | 0 | 0 | 0 | 0 | 0 | 0 | 0 | 0 | 0 | 0 | 0 | 0 | 0 | #N/A | #N/A | n | 0 | 000 |  |  |  | 0 | 0 | 0 | 0 |  | SOUTH | 8307 | LAP #7 | 7 | YES | 0.13902 | 0 | 52 | 52 | 0 | 331
[9 empty] | #N/A | #N/A | n | 0 |  |  |  |  | 0 | 0 | 0 | 0 | 0 | 0 | 0 | 0 | 0 | 0 | 0 | 0 | 0 | #N/A | #N/A | n | 0 | 000 |  |  |  | 0 | 0 | 0 | 0 |  | SOUTH | 8306 | LAP #5 | 5 | YES | 0.13902 | 0 | 7 | 25 | 0 | 332
[9 empty] | #N/A | #N/A | n | 0 |  |  |  |  | 0 | 0 | 0 | 0 | 0 | 0 | 0 | 0 | 0 | 0 | 0 | 0 | 0 | #N/A | #N/A | n | 0 | 000 |  |  |  | 0 | 0 | 0 | 0 |  | SOUTH | 8305 | LAP #4 | 4 | YES | 0.13902 | 0 | 7 | 25 | 0 | 333
[9 empty] | #N/A | #N/A | n | 0 |  |  |  |  | 0 | 0 | 0 | 0 | 0 | 0 | 0 | 0 | 0 | 0 | 0 | 0 | 0 | #N/A | #N/A | n | 0 | 000 |  |  |  | 0 | 0 | 0 | 0 |  | SOUTH | 5934 | SI RAY5 | 5 | YES | 0.139 | 15 | 10 | 21 | 0 | 334
[9 empty] | #N/A | #N/A | n | 0 |  |  |  |  | 0 | 0 | 0 | 0 | 0 | 0 | 0 | 0 | 0 | 0 | 0 | 0 | 0 | #N/A | #N/A | n | 0 | 000 |  |  |  | 0 | 0 | 0 | 0 |  | SOUTH | 5933 | SI RAY6 | 6 | YES | 0.139 | 0 | 10 | 22 | 0 | 335
[9 empty] | #N/A | #N/A | n | 0 |  |  |  |  | 0 | 0 | 0 | 0 | 0 | 0 | 0 | 0 | 0 | 0 | 0 | 0 | 0 | #N/A | #N/A | n | 0 | 000 |  |  |  | 0 | 0 | 0 | 0 |  | SOUTH | 5932 | SI RAY9 | 9 | YES | 0.139 | 0 | 32 | 43 | 0 | 336
[9 empty] | #N/A | #N/A | n | 0 |  |  |  |  | 0 | 0 | 0 | 0 | 0 | 0 | 0 | 0 | 0 | 0 | 0 | 0 | 0 | #N/A | #N/A | n | 0 | 000 |  |  |  | 0 | 0 | 0 | 0 |  | SOUTH | 80003 | MILHWYS | 1 | YES | 0.13899 | 0 | 0 | 0 | 0 | 337
[9 empty] | #N/A | #N/A | n | 0 |  |  |  |  | 0 | 0 | 0 | 0 | 0 | 0 | 0 | 0 | 0 | 0 | 0 | 0 | 0 | #N/A | #N/A | n | 0 | 000 |  |  |  | 0 | 0 | 0 | 0 |  | SOUTH | 8308 | LAP #6 | 6 | YES | 0.13899 | 151.1 | 40 | 159 | 0 | 338
[9 empty] | #N/A | #N/A | n | 0 |  |  |  |  | 0 | 0 | 0 | 0 | 0 | 0 | 0 | 0 | 0 | 0 | 0 | 0 | 0 | #N/A | #N/A | n | 0 | 000 |  |  |  | 0 | 0 | 0 | 0 |  | SOUTH | 8517 | CEL-B #1 | 1 | YES | 0.13833 | 38 | 0 | 38 | 0 | 339
[9 empty] | #N/A | #N/A | n | 0 |  |  |  |  | 0 | 0 | 0 | 0 | 0 | 0 | 0 | 0 | 0 | 0 | 0 | 0 | 0 | #N/A | #N/A | n | 0 | 000 |  |  |  | 0 | 0 | 0 | 0 |  | SOUTH | 8461 | KOCHREF2 | 1 | YES | 0.13789 | 38 | 0 | 38 | 0 | 340
[9 empty] | #N/A | #N/A | n | 0 |  |  |  |  | 0 | 0 | 0 | 0 | 0 | 0 | 0 | 0 | 0 | 0 | 0 | 0 | 0 | #N/A | #N/A | n | 0 | 000 |  |  |  | 0 | 0 | 0 | 0 |  | SOUTH | 8511 | STARCO#1 | 1 | YES | 0.13784 | 38 | 0 | 38 | 0 | 341
[9 empty] | #N/A | #N/A | n | 0 |  |  |  |  | 0 | 0 | 0 | 0 | 0 | 0 | 0 | 0 | 0 | 0 | 0 | 0 | 0 | #N/A | #N/A | n | 0 | 000 |  |  |  | 0 | 0 | 0 | 0 |  | SOUTH | 8507 | VAL #2 | 2 | YES | 0.13777 | 25 | 0 | 25 | 0 | 342
[9 empty] | #N/A | #N/A | n | 0 |  |  |  |  | 0 | 0 | 0 | 0 | 0 | 0 | 0 | 0 | 0 | 0 | 0 | 0 | 0 | #N/A | #N/A | n | 0 | 000 |  |  |  | 0 | 0 | 0 | 0 |  | SOUTH | 8506 | VAL #1 | 1 | YES | 0.13777 | 25 | 0 | 25 | 0 | 343
[9 empty] | #N/A | #N/A | n | 0 |  |  |  |  | 0 | 0 | 0 | 0 | 0 | 0 | 0 | 0 | 0 | 0 | 0 | 0 | 0 | #N/A | #N/A | n | 0 | 000 |  |  |  | 0 | 0 | 0 | 0 |  | SOUTH | 8460 | DAV #2 | 2 | YES | 0.13765 | 0 | 50 | 353 | 0 | 344
[9 empty] | #N/A | #N/A | n | 0 |  |  |  |  | 0 | 0 | 0 | 0 | 0 | 0 | 0 | 0 | 0 | 0 | 0 | 0 | 0 | #N/A | #N/A | n | 0 | 000 |  |  |  | 0 | 0 | 0 | 0 |  | SOUTH | 8459 | DAV #1 | 1 | YES | 0.13765 | 0 | 50 | 344 | 0 | 345
[9 empty] | #N/A | #N/A | n | 0 |  |  |  |  | 0 | 0 | 0 | 0 | 0 | 0 | 0 | 0 | 0 | 0 | 0 | 0 | 0 | #N/A | #N/A | n | 0 | 000 |  |  |  | 0 | 0 | 0 | 0 |  | SOUTH | 8457 | COSW#2 | 2 | YES | 0.13758 | 20 | 0 | 20 | 0 | 346
[9 empty] | #N/A | #N/A | n | 0 |  |  |  |  | 0 | 0 | 0 | 0 | 0 | 0 | 0 | 0 | 0 | 0 | 0 | 0 | 0 | #N/A | #N/A | n | 0 | 000 |  |  |  | 0 | 0 | 0 | 0 |  | SOUTH | 8456 | COSW#1 | 1 | YES | 0.13758 | 20 | 0 | 20 | 0 | 347
[9 empty] | #N/A | #N/A | n | 0 |  |  |  |  | 0 | 0 | 0 | 0 | 0 | 0 | 0 | 0 | 0 | 0 | 0 | 0 | 0 | #N/A | #N/A | n | 0 | 000 |  |  |  | 0 | 0 | 0 | 0 |  | SOUTH | 8562 | CNOPST1 | 3 | YES | 0.13742 | 170 | 0 | 170 | 0 | 348
[9 empty] | #N/A | #N/A | n | 0 | [8 empty] | 0 | 0 | 0 | 0 | 0 | 0 | 0 | 0 | 0 | #N/A | #N/A | n | 0 | 000 | [8 empty] | SOUTH | 8561 | CNOPGT2 | 2 | YES | 0.13742 | 180 | 0 | 180 | 0 | 349
[9 empty] | #N/A | #N/A | n | 0 | [8 empty] | 0 | 0 | 0 | 0 | 0 | 0 | 0 | 0 | 0 | #N/A | #N/A | n | 0 | 000 | [8 empty] | SOUTH | 8560 | CNOPGT1 | 1 | YES | 0.13742 | 180 | 0 | 180 | 0 | 350
[9 empty] | #N/A | #N/A | n | 0 | [8 empty] | 0 | 0 | 0 | 0 | 0 | 0 | 0 | 0 | 0 | #N/A | #N/A | n | 0 | 000 | [8 empty] | SOUTH | 8932 | ICPGN#3 | 3 | YES | 0.13613 | 177 | 0 | 177 | 0 | 351
[9 empty] | #N/A | #N/A | n | 0 | [8 empty] | 0 | 0 | 0 | 0 | 0 | 0 | 0 | 0 | 0 | #N/A | #N/A | n | 0 | 000 | [8 empty] | SOUTH | 8931 | ICPGN#2 | 2 | YES | 0.13613 | 177 | 0 | 177 | 0 | 352
[9 empty] | #N/A | #N/A | n | 0 | [8 empty] | 0 | 0 | 0 | 0 | 0 | 0 | 0 | 0 | 0 | #N/A | #N/A | n | 0 | 000 | [8 empty] | SOUTH | 8930 | ICPGN#1 | 1 | YES | 0.13613 | 177 | 0 | 177 | 0 | 353
[9 empty] | #N/A | #N/A | n | 0 | [8 empty] | 0 | 0 | 0 | 0 | 0 | 0 | 0 | 0 | 0 | #N/A | #N/A | n | 0 | 000 | [8 empty] | SOUTH | 8928 | LGEGN#3 | 3 | YES | 0.13613 | 60 | 0 | 100 | 0 | 354
[9 empty] | #N/A | #N/A | n | 0 | [8 empty] | 0 | 0 | 0 | 0 | 0 | 0 | 0 | 0 | 0 | #N/A | #N/A | n | 0 | 000 | [8 empty] | SOUTH | 8927 | LGEGN#2 | 2 | YES | 0.13613 | 0 | 0 | 185 | 0 | 355
[9 empty] | #N/A | #N/A | n | 0 | [8 empty] | 0 | 0 | 0 | 0 | 0 | 0 | 0 | 0 | 0 | #N/A | #N/A | n | 0 | 000 | [8 empty] | SOUTH | 8926 | LGEGN#1 | 1 | YES | 0.13613 | 60 | 0 | 185 | 0 | 356
[9 empty] | #N/A | #N/A | n | 0 | [8 empty] | 0 | 0 | 0 | 0 | 0 | 0 | 0 | 0 | 0 | #N/A | #N/A | n | 0 | 000 | [8 empty] | SOUTH | 8174 | VIC #6 | 6 | YES | 0.13467 | 0 | 38 | 250 | 0 | 357
[9 empty] | #N/A | #N/A | n | 0 | [8 empty] | 0 | 0 | 0 | 0 | 0 | 0 | 0 | 0 | 0 | #N/A | #N/A | n | 0 | 000 | [8 empty] | SOUTH | 8173 | VIC #5 | 5 | YES | 0.13467 | 0 | 18 | 172 | 0 | 358
[9 empty] | #N/A | #N/A | n | 0 | [8 empty] | 0 | 0 | 0 | 0 | 0 | 0 | 0 | 0 | 0 | #N/A | #N/A | n | 0 | 000 | [8 empty] | SOUTH | 8168 | VIC #4 | 4 | YES | 0.13425 | 65.6 | 8 | 69 | 0 | 359
[9 empty] | #N/A | #N/A | n | 0 | [8 empty] | 0 | 0 | 0 | 0 | 0 | 0 | 0 | 0 | 0 | #N/A | #N/A | n | 0 | 000 | [8 empty] | SOUTH | 8066 | DUP1V#1 | 1 | YES | 0.13353 | 82 | 0 | 82 | 0 | 360
[9 empty] | #N/A | #N/A | n | 0 | [8 empty] | 0 | 0 | 0 | 0 | 0 | 0 | 0 | 0 | 0 | #N/A | #N/A | n | 0 | 000 | [8 empty] | SOUTH | 5512 | RAYBRN 8 | 1 | YES | 0.13337 | 52.5 | 18.2 | 52.5 | 0 | 361
[9 empty] | #N/A | #N/A | n | 0 | [8 empty] | 0 | 0 | 0 | 0 | 0 | 0 | 0 | 0 | 0 | #N/A | #N/A | n | 0 | 000 | [8 empty] | SOUTH | 5511 | RAYBRN 7 | 1 | YES | 0.13337 | 52.5 | 18.2 | 52.5 | 0 | 362
[9 empty] | #N/A | #N/A | n | 0 | [8 empty] | 0 | 0 | 0 | 0 | 0 | 0 | 0 | 0 | 0 | #N/A | #N/A | n | 0 | 000 | [8 empty] | SOUTH | 5509 | RAYBRN10 | 1 | YES | 0.13337 | 42 | 5.2 | 42 | 0 | 363
[9 empty] | #N/A | #N/A | n | 0 | [8 empty] | 0 | 0 | 0 | 0 | 0 | 0 | 0 | 0 | 0 | #N/A | #N/A | n | 0 | 000 | [8 empty] | SOUTH | 5508 | RAYBRN 9 | 1 | YES | 0.13337 | 52.5 | 18.2 | 52.5 | 0 | 364
[9 empty] | #N/A | #N/A | n | 0 | [8 empty] | 0 | 0 | 0 | 0 | 0 | 0 | 0 | 0 | 0 | #N/A | #N/A | n | 0 | 000 | [8 empty] | SOUTH | 5506 | RAYGEN2 | 1 | YES | 0.1331 | 0 | 1 | 12 | 0 | 365
[9 empty] | #N/A | #N/A | n | 0 | [8 empty] | 0 | 0 | 0 | 0 | 0 | 0 | 0 | 0 | 0 | #N/A | #N/A | n | 0 | 000 | [8 empty] | SOUTH | 5505 | RAYGEN1 | 1 | YES | 0.1331 | 0 | 1 | 10 | 0 | 366
[9 empty] | #N/A | #N/A | n | 0 | [8 empty] | 0 | 0 | 0 | 0 | 0 | 0 | 0 | 0 | 0 | #N/A | #N/A | n | 0 | 000 | [8 empty] | SOUTH | 5503 | RAYGEN3 | 1 | YES | 0.1331 | 0 | 6 | 25 | 0 | 367
[9 empty] | #N/A | #N/A | n | 0 | [8 empty] | 0 | 0 | 0 | 0 | 0 | 0 | 0 | 0 | 0 | #N/A | #N/A | n | 0 | 000 | [8 empty] | SOUTH | 8148 | UCAR #1 | 2 | YES | 0.13039 | 38 | 0 | 38 | 0 | 368
[9 empty] | #N/A | #N/A | n | 0 | [8 empty] | 0 | 0 | 0 | 0 | 0 | 0 | 0 | 0 | 0 | #N/A | #N/A | n | 0 | 000 | [8 empty] | SOUTH | 8147 | UCAR #2 | 1 | YES | 0.13039 | 38 | 0 | 38 | 0 | 369
[9 empty] | #N/A | #N/A | n | 0 | [8 empty] | 0 | 0 | 0 | 0 | 0 | 0 | 0 | 0 | 0 | #N/A | #N/A | n | 0 | 000 | [8 empty] | SOUTH | 8155 | FOR #5 | 5 | YES | 0.12639 | 0 | 0 | 83 | 0 | 370
[9 empty] | #N/A | #N/A | n | 0 | [8 empty] | 0 | 0 | 0 | 0 | 0 | 0 | 0 | 0 | 0 | #N/A | #N/A | n | 0 | 000 | [8 empty] | SOUTH | 8154 | FOR #4 | 4 | YES | 0.12639 | 0 | 0 | 83 | 0 | 371
[9 empty] | #N/A | #N/A | n | 0 | [8 empty] | 0 | 0 | 0 | 0 | 0 | 0 | 0 | 0 | 0 | #N/A | #N/A | n | 0 | 000 | [8 empty] | SOUTH | 8157 | FOR #7 | 7 | YES | 0.12639 | 0 | 0 | 83 | 0 | 372
[9 empty] | #N/A | #N/A | n | 0 | [8 empty] | 0 | 0 | 0 | 0 | 0 | 0 | 0 | 0 | 0 | #N/A | #N/A | n | 0 | 000 | [8 empty] | SOUTH | 8156 | FOR #6 | 6 | YES | 0.12639 | 0 | 0 | 83 | 0 | 373
[9 empty] | #N/A | #N/A | n | 0 | [8 empty] | 0 | 0 | 0 | 0 | 0 | 0 | 0 | 0 | 0 | #N/A | #N/A | n | 0 | 000 | [8 empty] | SOUTH | 8153 | FOR #3 | 3 | YES | 0.12639 | 61 | 0 | 83 | 0 | 374
[9 empty] | #N/A | #N/A | n | 0 | [8 empty] | 0 | 0 | 0 | 0 | 0 | 0 | 0 | 0 | 0 | #N/A | #N/A | n | 0 | 000 | [8 empty] | SOUTH | 8138 | FOR #2 | 2 | YES | 0.12639 | 30 | 0 | 30 | 0 | 375
[9 empty] | #N/A | #N/A | n | 0 | [8 empty] | 0 | 0 | 0 | 0 | 0 | 0 | 0 | 0 | 0 | #N/A | #N/A | n | 0 | 000 | [8 empty] | SOUTH | 8134 | FOR #1 | 1 | YES | 0.12639 | 30 | 0 | 30 | 0 | 376
[9 empty] | #N/A | #N/A | n | 0 | [8 empty] | 0 | 0 | 0 | 0 | 0 | 0 | 0 | 0 | 0 | #N/A | #N/A | n | 0 | 000 | [8 empty] | SOUTH | 5912 | STP2 | 2 | YES | 0.09587 | 1250 | 1249 | 1250 | 0 | 377
[9 empty] | #N/A | #N/A | n | 0 | [8 empty] | 0 | 0 | 0 | 0 | 0 | 0 | 0 | 0 | 0 | #N/A | #N/A | n | 0 | 000 | [8 empty] | SOUTH | 5911 | STP1 | 1 | YES | 0.09587 | 1250 | 1249 | 1250 | 0 | 378
[9 empty] | #N/A | #N/A | n | 0 | [8 empty] | 0 | 0 | 0 | 0 | 0 | 0 | 0 | 0 | 0 | #N/A | #N/A | n | 0 | 000 | [8 empty] | HOUSTON | 48911 | TXG1 | 1 | YES | 0.08455 | 69 | 0 | 69.2 | 0 | 379
[9 empty] | #N/A | #N/A | n | 0 | [8 empty] | 0 | 0 | 0 | 0 | 0 | 0 | 0 | 0 | 0 | #N/A | #N/A | n | 0 | 000 | [8 empty] | HOUSTON | 48912 | TXG2 | 2 | YES | 0.08455 | 10 | 0 | 12.5 | 0 | 380
[9 empty] | #N/A | #N/A | n | 0 | [8 empty] | 0 | 0 | 0 | 0 | 0 | 0 | 0 | 0 | 0 | #N/A | #N/A | n | 0 | 000 | [8 empty] | HOUSTON | 48622 | DOW2 | 2 | YES | 0.07055 | 693.4 | 0 | 916.8 | 0 | 381
[9 empty] | #N/A | #N/A | n | 0 | [8 empty] | 0 | 0 | 0 | 0 | 0 | 0 | 0 | 0 | 0 | #N/A | #N/A | n | 0 | 000 | [8 empty] | HOUSTON | 48621 | DOW1 | 1 | YES | 0.07055 | 960 | 0 | 986 | 0 | 382
[9 empty] | #N/A | #N/A | n | 0 | [8 empty] | 0 | 0 | 0 | 0 | 0 | 0 | 0 | 0 | 0 | #N/A | #N/A | n | 0 | 000 | [8 empty] | HOUSTON | 48520 | BASF1 | 2 | YES | 0.06496 | 10 | 0 | 10 | 0 | 383
[9 empty] | #N/A | #N/A | n | 0 | [8 empty] | 0 | 0 | 0 | 0 | 0 | 0 | 0 | 0 | 0 | #N/A | #N/A | n | 0 | 000 | [8 empty] | HOUSTON | 48520 | BASF1 | 1 | YES | 0.06496 | 78.4 | 0 | 81.6 | 0 | 384
[9 empty] | #N/A | #N/A | n | 0 | [8 empty] | 0 | 0 | 0 | 0 | 0 | 0 | 0 | 0 | 0 | #N/A | #N/A | n | 0 | 000 | [8 empty] | HOUSTON | 39790 | SCLP3 | 1 | YES | 0.06025 | 118 | 20 | 130 | 0 | 385
[9 empty] | #N/A | #N/A | n | 0 | [8 empty] | 0 | 0 | 0 | 0 | 0 | 0 | 0 | 0 | 0 | #N/A | #N/A | n | 0 | 000 | [8 empty] | HOUSTON | 39775 | SCLP4 | 1 | YES | 0.06025 | 118 | 20 | 130 | 0 | 386
[9 empty] | #N/A | #N/A | n | 0 | [8 empty] | 0 | 0 | 0 | 0 | 0 | 0 | 0 | 0 | 0 | #N/A | #N/A | n | 0 | 000 | [8 empty] | HOUSTON | 39770 | SCLP2 | 1 | YES | 0.06025 | 118 | 20 | 130 | 0 | 387
[9 empty] | #N/A | #N/A | n | 0 | [8 empty] | 0 | 0 | 0 | 0 | 0 | 0 | 0 | 0 | 0 | #N/A | #N/A | n | 0 | 000 | [8 empty] | HOUSTON | 39760 | SCLP1 | 1 | YES | 0.06025 | 118 | 20 | 130 | 0 | 388
[9 empty] | #N/A | #N/A | n | 0 | [8 empty] | 0 | 0 | 0 | 0 | 0 | 0 | 0 | 0 | 0 | #N/A | #N/A | n | 0 | 000 | [8 empty] | HOUSTON | 48730 | MNSN1 | 1 | YES | 0.04836 | 38 | 20 | 51 | 0 | 389
[9 empty] | #N/A | #N/A | n | 0 | [8 empty] | 0 | 0 | 0 | 0 | 0 | 0 | 0 | 0 | 0 | #N/A | #N/A | n | 0 | 000 | [8 empty] | HOUSTON | 48510 | AMO1 | 1 | YES | 0.04652 | 33.4 | 8.1 | 34 | 0 | 390
[9 empty] | #N/A | #N/A | n | 0 | [8 empty] | 0 | 0 | 0 | 0 | 0 | 0 | 0 | 0 | 0 | #N/A | #N/A | n | 0 | 000 | [8 empty] | HOUSTON | 48926 | WAP6 | 6 | YES | 0.04548 | 700 | 280 | 700 | 0 | 391
[9 empty] | #N/A | #N/A | n | 0 | [8 empty] | 0 | 0 | 0 | 0 | 0 | 0 | 0 | 0 | 0 | #N/A | #N/A | n | 0 | 000 | [8 empty] | HOUSTON | 48928 | WAP8 | 8 | YES | 0.04548 | 595 | 275 | 595 | 0 | 392
[9 empty] | #N/A | #N/A | n | 0 | [8 empty] | 0 | 0 | 0 | 0 | 0 | 0 | 0 | 0 | 0 | #N/A | #N/A | n | 0 | 000 | [8 empty] | HOUSTON | 48927 | WAP7 | 7 | YES | 0.04548 | 597 | 277 | 597 | 0 | 393
[9 empty] | #N/A | #N/A | n | 0 | [8 empty] | 0 | 0 | 0 | 0 | 0 | 0 | 0 | 0 | 0 | #N/A | #N/A | n | 0 | 000 | [8 empty] | HOUSTON | 48523 | BV ST1 | 3 | YES | 0.04539 | 258 | 0 | 258 | 0 | 394
[9 empty] | #N/A | #N/A | n | 0 | [8 empty] | 0 | 0 | 0 | 0 | 0 | 0 | 0 | 0 | 0 | #N/A | #N/A | n | 0 | 000 | [8 empty] | HOUSTON | 48522 | BV GT2 | 2 | YES | 0.04539 | 171.8 | 0 | 171.8 | 0 | 395
[9 empty] | #N/A | #N/A | n | 0 | [8 empty] | 0 | 0 | 0 | 0 | 0 | 0 | 0 | 0 | 0 | #N/A | #N/A | n | 0 | 000 | [8 empty] | HOUSTON | 48521 | BV GT1 | 1 | YES | 0.04539 | 171.8 | 0 | 171.8 | 0 | 396
[9 empty] | #N/A | #N/A | n | 0 | [8 empty] | 0 | 0 | 0 | 0 | 0 | 0 | 0 | 0 | 0 | #N/A | #N/A | n | 0 | 000 | [8 empty] | HOUSTON | 48922 | WAP2 | 2 | YES | 0.04432 | 0 | 37 | 174 | 0 | 397
[9 empty] | #N/A | #N/A | n | 0 | [8 empty] | 0 | 0 | 0 | 0 | 0 | 0 | 0 | 0 | 0 | #N/A | #N/A | n | 0 | 000 | [8 empty] | HOUSTON | 48921 | WAP1 | 1 | YES | 0.04432 | 0 | 37 | 174 | 0 | 398
[9 empty] | #N/A | #N/A | n | 0 | [8 empty] | 0 | 0 | 0 | 0 | 0 | 0 | 0 | 0 | 0 | #N/A | #N/A | n | 0 | 000 | [8 empty] | HOUSTON | 48929 | WAP21 | 2 | YES | 0.04432 | 0 | 0 | 13 | 0 | 399
[9 empty] | #N/A | #N/A | n | 0 | [8 empty] | 0 | 0 | 0 | 0 | 0 | 0 | 0 | 0 | 0 | #N/A | #N/A | n | 0 | 000 | [8 empty] | HOUSTON | 48925 | WAP5 | 5 | YES | 0.04432 | 564.2 | 278 | 700 | 0 | 400
[9 empty] | #N/A | #N/A | n | 0 | [8 empty] | 0 | 0 | 0 | 0 | 0 | 0 | 0 | 0 | 0 | #N/A | #N/A | n | 0 | 000 | [8 empty] | HOUSTON | 48924 | WAP4 | 4 | YES | 0.04432 | 0 | 217 | 552 | 0 | 401
[9 empty] | #N/A | #N/A | n | 0 | [8 empty] | 0 | 0 | 0 | 0 | 0 | 0 | 0 | 0 | 0 | #N/A | #N/A | n | 0 | 000 | [8 empty] | HOUSTON | 48923 | WAP3 | 3 | YES | 0.04432 | 0 | 93 | 278 | 0 | 402
[9 empty] | #N/A | #N/A | n | 0 | [8 empty] | 0 | 0 | 0 | 0 | 0 | 0 | 0 | 0 | 0 | #N/A | #N/A | n | 0 | 000 | [8 empty] | HOUSTON | 48774 | PHR4 | 4 | YES | 0.04015 | 0 | 109 | 739 | 0 | 403
[9 empty] | #N/A | #N/A | n | 0 | [8 empty] | 0 | 0 | 0 | 0 | 0 | 0 | 0 | 0 | 0 | #N/A | #N/A | n | 0 | 000 | [8 empty] | HOUSTON | 48773 | PHR3 | 3 | YES | 0.03933 | 0 | 241 | 552 | 0 | 404
[9 empty] | #N/A | #N/A | n | 0 | [8 empty] | 0 | 0 | 0 | 0 | 0 | 0 | 0 | 0 | 0 | #N/A | #N/A | n | 0 | 000 | [8 empty] | HOUSTON | 39480 | UCCCGNGG | 1 | YES | 0.03933 | 34 | 10 | 39 | 0 | 405
[9 empty] | #N/A | #N/A | n | 0 | [8 empty] | 0 | 0 | 0 | 0 | 0 | 0 | 0 | 0 | 0 | #N/A | #N/A | n | 0 | 000 | [8 empty] | HOUSTON | 39470 | UCCCGNSG | 1 | YES | 0.03933 | 36 | 10 | 38 | 0 | 406
[9 empty] | #N/A | #N/A | n | 0 | [8 empty] | 0 | 0 | 0 | 0 | 0 | 0 | 0 | 0 | 0 | #N/A | #N/A | n | 0 | 000 | [8 empty] | HOUSTON | 39190 | S&LCGN1 | 1 | YES | 0.03933 | 48.4 | 10 | 48.4 | 0 | 407
[9 empty] | #N/A | #N/A | n | 0 | [8 empty] | 0 | 0 | 0 | 0 | 0 | 0 | 0 | 0 | 0 | #N/A | #N/A | n | 0 | 000 | [8 empty] | HOUSTON | 39130 | VALCGN2 | 1 | YES | 0.03933 | 19 | 2 | 19 | 0 | 408
[9 empty] | #N/A | #N/A | n | 0 | [8 empty] | 0 | 0 | 0 | 0 | 0 | 0 | 0 | 0 | 0 | #N/A | #N/A | n | 0 | 000 | [8 empty] | HOUSTON | 39120 | VALCGN1 | 1 | YES | 0.03933 | 19 | 2 | 19 | 0 | 409
[9 empty] | #N/A | #N/A | n | 0 | [8 empty] | 0 | 0 | 0 | 0 | 0 | 0 | 0 | 0 | 0 | #N/A | #N/A | n | 0 | 000 | [8 empty] | HOUSTON | 38714 | TXCTY4CG | 1 | YES | 0.03933 | 138 | 59 | 145 | 0 | 410
[9 empty] | #N/A | #N/A | n | 0 | [8 empty] | 0 | 0 | 0 | 0 | 0 | 0 | 0 | 0 | 0 | #N/A | #N/A | n | 0 | 000 | [8 empty] | HOUSTON | 38713 | TXCTY3CG | 1 | YES | 0.03933 | 103 | 59 | 130 | 0 | 411
[9 empty] | #N/A | #N/A | n | 0 | [8 empty] | 0 | 0 | 0 | 0 | 0 | 0 | 0 | 0 | 0 | #N/A | #N/A | n | 0 | 000 | [8 empty] | HOUSTON | 38712 | TXCTY2CG | 1 | YES | 0.03933 | 103 | 59 | 130 | 0 | 412
[9 empty] | #N/A | #N/A | n | 0 | [8 empty] | 0 | 0 | 0 | 0 | 0 | 0 | 0 | 0 | 0 | #N/A | #N/A | n | 0 | 000 | [8 empty] | HOUSTON | 38711 | TXCTY1CG | 1 | YES | 0.03933 | 102 | 59 | 130 | 0 | 413
[9 empty] | #N/A | #N/A | n | 0 | [8 empty] | 0 | 0 | 0 | 0 | 0 | 0 | 0 | 0 | 0 | #N/A | #N/A | n | 0 | 000 | [8 empty] | HOUSTON | 38690 | AMCHMCGN | 3 | YES | 0.03933 | 40 | 0 | 40 | 0 | 414
[9 empty] | #N/A | #N/A | n | 0 | [8 empty] | 0 | 0 | 0 | 0 | 0 | 0 | 0 | 0 | 0 | #N/A | #N/A | n | 0 | 000 | [8 empty] | HOUSTON | 38614 | BPAMCG4 | 4 | YES | 0.03933 | 75.5 | 0 | 94.8 | 0 | 415
[9 empty] | #N/A | #N/A | n | 0 | [8 empty] | 0 | 0 | 0 | 0 | 0 | 0 | 0 | 0 | 0 | #N/A | #N/A | n | 0 | 000 | [8 empty] | HOUSTON | 38613 | BPAMCG3 | 3 | YES | 0.03933 | 174 | 0 | 200.3 | 0 | 416
[9 empty] | #N/A | #N/A | n | 0 | [8 empty] | 0 | 0 | 0 | 0 | 0 | 0 | 0 | 0 | 0 | #N/A | #N/A | n | 0 | 000 | [8 empty] | HOUSTON | 38612 | BPAMCG2 | 2 | YES | 0.03933 | 174 | 0 | 200.3 | 0 | 417
[9 empty] | #N/A | #N/A | n | 0 | [8 empty] | 0 | 0 | 0 | 0 | 0 | 0 | 0 | 0 | 0 | #N/A | #N/A | n | 0 | 000 | [8 empty] | HOUSTON | 38611 | BPAMCG1 | 1 | YES | 0.03933 | 174 | 0 | 200.3 | 0 | 418
[9 empty] | #N/A | #N/A | n | 0 | [8 empty] | 0 | 0 | 0 | 0 | 0 | 0 | 0 | 0 | 0 | #N/A | #N/A | n | 0 | 000 | [8 empty] | HOUSTON | 38610 | AMOLCGN4 | F | YES | 0.03933 | 0 | 0 | 12.9 | 0 | 419
[9 empty] | #N/A | #N/A | n | 0 | [8 empty] | 0 | 0 | 0 | 0 | 0 | 0 | 0 | 0 | 0 | #N/A | #N/A | n | 0 | 000 | [8 empty] | HOUSTON | 38610 | AMOLCGN4 | E | YES | 0.03933 | 0 | 0 | 12 | 0 | 420
[9 empty] | #N/A | #N/A | n | 0 | [8 empty] | 0 | 0 | 0 | 0 | 0 | 0 | 0 | 0 | 0 | #N/A | #N/A | n | 0 | 000 | [8 empty] | HOUSTON | 38610 | AMOLCGN4 | D | YES | 0.03933 | 0 | 0 | 20.5 | 0 | 421
[9 empty] | #N/A | #N/A | n | 0 | [8 empty] | 0 | 0 | 0 | 0 | 0 | 0 | 0 | 0 | 0 | #N/A | #N/A | n | 0 | 000 | [8 empty] | HOUSTON | 38610 | AMOLCGN4 | C | YES | 0.03933 | 0 | 0 | 12 | 0 | 422
[9 empty] | #N/A | #N/A | n | 0 | [8 empty] | 0 | 0 | 0 | 0 | 0 | 0 | 0 | 0 | 0 | #N/A | #N/A | n | 0 | 000 | [8 empty] | HOUSTON | 38610 | AMOLCGN4 | B | YES | 0.03933 | 0 | 0 | 15.1 | 0 | 423
[9 empty] | #N/A | #N/A | n | 0 | [8 empty] | 0 | 0 | 0 | 0 | 0 | 0 | 0 | 0 | 0 | #N/A | #N/A | n | 0 | 000 | [8 empty] | HOUSTON | 38610 | AMOLCGN4 | A | YES | 0.03933 | 0 | 0 | 15.1 | 0 | 424
[9 empty] | #N/A | #N/A | n | 0 | [8 empty] | 0 | 0 | 0 | 0 | 0 | 0 | 0 | 0 | 0 | #N/A | #N/A | n | 0 | 000 | [8 empty] | HOUSTON | 38600 | AMOLCGN3 | 5 | YES | 0.03933 | 59.6 | 0 | 59.6 | 0 | 425
[9 empty] | #N/A | #N/A | n | 0 | [8 empty] | 0 | 0 | 0 | 0 | 0 | 0 | 0 | 0 | 0 | #N/A | #N/A | n | 0 | 000 | [8 empty] | HOUSTON | 38590 | AMOLCGN2 | 2 | YES | 0.03933 | 92.4 | 0 | 92.4 | 0 | 426
[9 empty] | #N/A | #N/A | n | 0 | [8 empty] | 0 | 0 | 0 | 0 | 0 | 0 | 0 | 0 | 0 | #N/A | #N/A | n | 0 | 000 | [8 empty] | HOUSTON | 38580 | AMOLCGN1 | 1 | YES | 0.03933 | 92.4 | 0 | 92.4 | 0 | 427
[9 empty] | #N/A | #N/A | n | 0 | [8 empty] | 0 | 0 | 0 | 0 | 0 | 0 | 0 | 0 | 0 | #N/A | #N/A | n | 0 | 000 | [8 empty] | HOUSTON | 48940 | WEB3 | 3 | YES | 0.03725 | 0 | 61 | 374 | 0 | 428
[9 empty] | #N/A | #N/A | n | 0 | [8 empty] | 0 | 0 | 0 | 0 | 0 | 0 | 0 | 0 | 0 | #N/A | #N/A | n | 0 | 000 | [8 empty] | HOUSTON | 48703 | HOCG 5 6 | 6 | YES | 0.03669 | 0 | 5 | 13 | 0 | 429
[9 empty] | #N/A | #N/A | n | 0 | [8 empty] | 0 | 0 | 0 | 0 | 0 | 0 | 0 | 0 | 0 | #N/A | #N/A | n | 0 | 000 | [8 empty] | HOUSTON | 48703 | HOCG 5 6 | 5 | YES | 0.03669 | 0 | 5 | 13 | 0 | 430
[9 empty] | #N/A | #N/A | n | 0 | [8 empty] | 0 | 0 | 0 | 0 | 0 | 0 | 0 | 0 | 0 | #N/A | #N/A | n | 0 | 000 | [8 empty] | HOUSTON | 48702 | HOCG 3 4 | 4 | YES | 0.03669 | 0 | 5 | 13 | 0 | 431
[9 empty] | #N/A | #N/A | n | 0 | [8 empty] | 0 | 0 | 0 | 0 | 0 | 0 | 0 | 0 | 0 | #N/A | #N/A | n | 0 | 000 | [8 empty] | HOUSTON | 48702 | HOCG 3 4 | 3 | YES | 0.03669 | 0 | 5 | 13 | 0 | 432
[9 empty] | #N/A | #N/A | n | 0 | [8 empty] | 0 | 0 | 0 | 0 | 0 | 0 | 0 | 0 | 0 | #N/A | #N/A | n | 0 | 000 | [8 empty] | HOUSTON | 48701 | HOCG 1 2 | 2 | YES | 0.03669 | 0 | 5 | 13 | 0 | 433
[9 empty] | #N/A | #N/A | n | 0 | [8 empty] | 0 | 0 | 0 | 0 | 0 | 0 | 0 | 0 | 0 | #N/A | #N/A | n | 0 | 000 | [8 empty] | HOUSTON | 48701 | HOCG 1 2 | 1 | YES | 0.03669 | 0 | 5 | 13 | 0 | 434
[9 empty] | #N/A | #N/A | n | 0 | [8 empty] | 0 | 0 | 0 | 0 | 0 | 0 | 0 | 0 | 0 | #N/A | #N/A | n | 0 | 000 | [8 empty] | HOUSTON | 48772 | PHR2 | 2 | YES | 0.03655 | 0 | 72 | 461 | 0 | 435
[9 empty] | #N/A | #N/A | n | 0 | [8 empty] | 0 | 0 | 0 | 0 | 0 | 0 | 0 | 0 | 0 | #N/A | #N/A | n | 0 | 000 | [8 empty] | HOUSTON | 48771 | PHR1 | 1 | YES | 0.03655 | 437.9 | 72 | 461 | 0 | 436
[9 empty] | #N/A | #N/A | n | 0 | [8 empty] | 0 | 0 | 0 | 0 | 0 | 0 | 0 | 0 | 0 | #N/A | #N/A | n | 0 | 000 | [8 empty] | HOUSTON | 48941 | WEB21 | 2 | YES | 0.03653 | 0 | 0 | 13 | 0 | 437
[9 empty] | #N/A | #N/A | n | 0 | [8 empty] | 0 | 0 | 0 | 0 | 0 | 0 | 0 | 0 | 0 | #N/A | #N/A | n | 0 | 000 | [8 empty] | HOUSTON | 48565 | CAP5 | 5 | YES | 0.0342 | 14 | 3.4 | 14 | 0 | 438
[9 empty] | #N/A | #N/A | n | 0 | [8 empty] | 0 | 0 | 0 | 0 | 0 | 0 | 0 | 0 | 0 | #N/A | #N/A | n | 0 | 000 | [8 empty] | HOUSTON | 48564 | CAP4 | 4 | YES | 0.0342 | 50 | 12.9 | 57 | 0 | 439
[9 empty] | #N/A | #N/A | n | 0 | [8 empty] | 0 | 0 | 0 | 0 | 0 | 0 | 0 | 0 | 0 | #N/A | #N/A | n | 0 | 000 | [8 empty] | HOUSTON | 48563 | CAP3 | 3 | YES | 0.0342 | 103 | 30.3 | 103.6 | 0 | 440
[9 empty] | #N/A | #N/A | n | 0 | [8 empty] | 0 | 0 | 0 | 0 | 0 | 0 | 0 | 0 | 0 | #N/A | #N/A | n | 0 | 000 | [8 empty] | HOUSTON | 48562 | CAP2 | 2 | YES | 0.0342 | 101 | 30.3 | 103.6 | 0 | 441
[9 empty] | #N/A | #N/A | n | 0 | [8 empty] | 0 | 0 | 0 | 0 | 0 | 0 | 0 | 0 | 0 | #N/A | #N/A | n | 0 | 000 | [8 empty] | HOUSTON | 48561 | CAP1 | 1 | YES | 0.0342 | 103 | 30.3 | 103.6 | 0 | 442
[9 empty] | #N/A | #N/A | n | 0 | [8 empty] | 0 | 0 | 0 | 0 | 0 | 0 | 0 | 0 | 0 | #N/A | #N/A | n | 0 | 000 | [8 empty] | HOUSTON | 48534 | BYU4 | 4 | YES | 0.03364 | 78 | 0 | 78 | 0 | 443
[9 empty] | #N/A | #N/A | n | 0 | [8 empty] | 0 | 0 | 0 | 0 | 0 | 0 | 0 | 0 | 0 | #N/A | #N/A | n | 0 | 000 | [8 empty] | HOUSTON | 48533 | BYU3 | 3 | YES | 0.03364 | 78 | 0 | 78 | 0 | 444
[9 empty] | #N/A | #N/A | n | 0 | [8 empty] | 0 | 0 | 0 | 0 | 0 | 0 | 0 | 0 | 0 | #N/A | #N/A | n | 0 | 000 | [8 empty] | HOUSTON | 48532 | BYU2 | 2 | YES | 0.03364 | 78 | 0 | 78 | 0 | 445
[9 empty] | #N/A | #N/A | n | 0 | [8 empty] | 0 | 0 | 0 | 0 | 0 | 0 | 0 | 0 | 0 | #N/A | #N/A | n | 0 | 000 | [8 empty] | HOUSTON | 48531 | BYU1 | 1 | YES | 0.03364 | 78 | 0 | 78 | 0 | 446
[9 empty] | #N/A | #N/A | n | 0 | [8 empty] | 0 | 0 | 0 | 0 | 0 | 0 | 0 | 0 | 0 | #N/A | #N/A | n | 0 | 000 | [8 empty] | HOUSTON | 48842 | SJSES_2 | 2 | YES | 0.03224 | 81 | 49 | 81 | 0 | 447
[9 empty] | #N/A | #N/A | n | 0 | [8 empty] | 0 | 0 | 0 | 0 | 0 | 0 | 0 | 0 | 0 | #N/A | #N/A | n | 0 | 000 | [8 empty] | HOUSTON | 48841 | SJSES_1 | 1 | YES | 0.03224 | 81 | 49 | 81 | 0 | 448
[9 empty] | #N/A | #N/A | n | 0 | [8 empty] | 0 | 0 | 0 | 0 | 0 | 0 | 0 | 0 | 0 | #N/A | #N/A | n | 0 | 000 | [8 empty] | HOUSTON | 48641 | DPEC GT1 | 1 | YES | 0.03194 | 195.7 | 105 | 206 | 0 | 449
[9 empty] | #N/A | #N/A | n | 0 | [8 empty] | 0 | 0 | 0 | 0 | 0 | 0 | 0 | 0 | 0 | #N/A | #N/A | n | 0 | 000 | [8 empty] | HOUSTON | 48630 | DPW7 | 7 | YES | 0.03107 | 0 | 47 | 174 | 0 | 450
[9 empty] | #N/A | #N/A | n | 0 | [8 empty] | 0 | 0 | 0 | 0 | 0 | 0 | 0 | 0 | 0 | #N/A | #N/A | n | 0 | 000 | [8 empty] | HOUSTON | 48832 | SIM2 | 2 | YES | 0.03102 | 7 | 0 | 14 | 0 | 451
[9 empty] | #N/A | #N/A | n | 0 | [8 empty] | 0 | 0 | 0 | 0 | 0 | 0 | 0 | 0 | 0 | #N/A | #N/A | n | 0 | 000 | [8 empty] | HOUSTON | 48831 | SIM1 | 1 | YES | 0.03102 | 7 | 0 | 14 | 0 | 452
[9 empty] | #N/A | #N/A | n | 0 | [8 empty] | 0 | 0 | 0 | 0 | 0 | 0 | 0 | 0 | 0 | #N/A | #N/A | n | 0 | 000 | [8 empty] | HOUSTON | 48761 | PET1 | 1 | YES | 0.03089 | 33.3 | 0 | 35 | 0 | 453
[9 empty] | #N/A | #N/A | n | 0 | [8 empty] | 0 | 0 | 0 | 0 | 0 | 0 | 0 | 0 | 0 | #N/A | #N/A | n | 0 | 000 | [8 empty] | HOUSTON | 48602 | CHN2 | 2 | YES | 0.03086 | 15 | 0 | 15 | 0 | 454
[9 empty] | #N/A | #N/A | n | 0 | [8 empty] | 0 | 0 | 0 | 0 | 0 | 0 | 0 | 0 | 0 | #N/A | #N/A | n | 0 | 000 | [8 empty] | HOUSTON | 48601 | CHN1 | 1 | YES | 0.03086 | 15 | 0 | 15 | 0 | 455
[9 empty] | #N/A | #N/A | n | 0 | [8 empty] | 0 | 0 | 0 | 0 | 0 | 0 | 0 | 0 | 0 | #N/A | #N/A | n | 0 | 000 | [8 empty] | HOUSTON | 48855 | SRB21 | 2 | YES | 0.03055 | 0 | 0 | 13 | 0 | 456
[9 empty] | #N/A | #N/A | n | 0 | [8 empty] | 0 | 0 | 0 | 0 | 0 | 0 | 0 | 0 | 0 | #N/A | #N/A | n | 0 | 000 | [8 empty] | HOUSTON | 48855 | SRB21 | 1 | YES | 0.03055 | 0 | 0 | 23 | 0 | 457
[9 empty] | #N/A | #N/A | n | 0 | [8 empty] | 0 | 0 | 0 | 0 | 0 | 0 | 0 | 0 | 0 | #N/A | #N/A | n | 0 | 000 | [8 empty] | HOUSTON | 48852 | SRB2 | 2 | YES | 0.03053 | 0 | 26 | 174 | 0 | 458
[9 empty] | #N/A | #N/A | n | 0 | [8 empty] | 0 | 0 | 0 | 0 | 0 | 0 | 0 | 0 | 0 | #N/A | #N/A | n | 0 | 000 | [8 empty] | HOUSTON | 48851 | SRB1 | 1 | YES | 0.03051 | 0 | 26 | 174 | 0 | 459
[9 empty] | #N/A | #N/A | n | 0 | [8 empty] | 0 | 0 | 0 | 0 | 0 | 0 | 0 | 0 | 0 | #N/A | #N/A | n | 0 | 000 | [8 empty] | HOUSTON | 48552 | CALST1 | 2 | YES | 0.0305 | 86 | 0 | 87.5 | 0 | 460
[9 empty] | #N/A | #N/A | n | 0 | [8 empty] | 0 | 0 | 0 | 0 | 0 | 0 | 0 | 0 | 0 | #N/A | #N/A | n | 0 | 000 | [8 empty] | HOUSTON | 48551 | CALGT1 | 1 | YES | 0.0305 | 163.9 | 0 | 173.4 | 0 | 461
[9 empty] | #N/A | #N/A | n | 0 | [8 empty] | 0 | 0 | 0 | 0 | 0 | 0 | 0 | 0 | 0 | #N/A | #N/A | n | 0 | 000 | [8 empty] | HOUSTON | 48853 | SRB3 | 3 | YES | 0.03042 | 0 | 35 | 230 | 0 | 462
[9 empty] | #N/A | #N/A | n | 0 | [8 empty] | 0 | 0 | 0 | 0 | 0 | 0 | 0 | 0 | 0 | #N/A | #N/A | n | 0 | 000 | [8 empty] | HOUSTON | 48742 | PAS2GT3 | 1 | YES | 0.03039 | 180 | 50 | 174 | 0 | 463
[9 empty] | #N/A | #N/A | n | 0 | [8 empty] | 0 | 0 | 0 | 0 | 0 | 0 | 0 | 0 | 0 | #N/A | #N/A | n | 0 | 000 | [8 empty] | HOUSTON | 48741 | PAS2GT2 | 1 | YES | 0.03039 | 180 | 50 | 174 | 0 | 464
[9 empty] | #N/A | #N/A | n | 0 | [8 empty] | 0 | 0 | 0 | 0 | 0 | 0 | 0 | 0 | 0 | #N/A | #N/A | n | 0 | 000 | [8 empty] | HOUSTON | 48740 | PAS2ST2 | 1 | YES | 0.03039 | 166 | 60 | 176.2 | 0 | 465
[9 empty] | #N/A | #N/A | n | 0 | [8 empty] | 0 | 0 | 0 | 0 | 0 | 0 | 0 | 0 | 0 | #N/A | #N/A | n | 0 | 000 | [8 empty] | HOUSTON | 48845 | SOL1 | 1 | YES | 0.03018 | 16.2 | 15.4 | 16.2 | 0 | 466
[9 empty] | #N/A | #N/A | n | 0 | [8 empty] | 0 | 0 | 0 | 0 | 0 | 0 | 0 | 0 | 0 | #N/A | #N/A | n | 0 | 000 | [8 empty] | HOUSTON | 48902 | TID2 | 2 | YES | 0.03 | 45.6 | 15 | 77.2 | 0 | 467
[9 empty] | #N/A | #N/A | n | 0 | [8 empty] | 0 | 0 | 0 | 0 | 0 | 0 | 0 | 0 | 0 | #N/A | #N/A | n | 0 | 000 | [8 empty] | HOUSTON | 48901 | TID1 | 1 | YES | 0.03 | 45 | 0 | 45 | 0 | 468
[9 empty] | #N/A | #N/A | n | 0 | [8 empty] | 0 | 0 | 0 | 0 | 0 | 0 | 0 | 0 | 0 | #N/A | #N/A | n | 0 | 000 | [8 empty] | HOUSTON | 48613 | DIB3 | 3 | YES | 0.02999 | 75 | 0 | 75 | 0 | 469
[9 empty] | #N/A | #N/A | n | 0 | [8 empty] | 0 | 0 | 0 | 0 | 0 | 0 | 0 | 0 | 0 | #N/A | #N/A | n | 0 | 000 | [8 empty] | HOUSTON | 48612 | DIB2 | 2 | YES | 0.02999 | 74.9 | 0 | 74.9 | 0 | 470
[9 empty] | #N/A | #N/A | n | 0 | [8 empty] | 0 | 0 | 0 | 0 | 0 | 0 | 0 | 0 | 0 | #N/A | #N/A | n | 0 | 000 | [8 empty] | HOUSTON | 48611 | DIB1 | 1 | YES | 0.02999 | 74.9 | 0 | 74.9 | 0 | 471
[9 empty] | #N/A | #N/A | n | 0 | [8 empty] | 0 | 0 | 0 | 0 | 0 | 0 | 0 | 0 | 0 | #N/A | #N/A | n | 0 | 000 | [8 empty] | HOUSTON | 48822 | SHL_CPS | 2 | YES | 0.02995 | 46 | 0 | 46 | 0 | 472
[9 empty] | #N/A | #N/A | n | 0 | [8 empty] | 0 | 0 | 0 | 0 | 0 | 0 | 0 | 0 | 0 | #N/A | #N/A | n | 0 | 000 | [8 empty] | HOUSTON | 48822 | SHL_CPS | 1 | YES | 0.02995 | 46 | 0 | 46 | 0 | 473
[9 empty] | #N/A | #N/A | n | 0 | [8 empty] | 0 | 0 | 0 | 0 | 0 | 0 | 0 | 0 | 0 | #N/A | #N/A | n | 0 | 000 | [8 empty] | HOUSTON | 48821 | SHELL_ | 2 | YES | 0.02995 | 88 | 34.5 | 88 | 0 | 474
[9 empty] | #N/A | #N/A | n | 0 | [8 empty] | 0 | 0 | 0 | 0 | 0 | 0 | 0 | 0 | 0 | #N/A | #N/A | n | 0 | 000 | [8 empty] | HOUSTON | 48820 | SHELL_ | 1 | YES | 0.02995 | 88 | 34.5 | 88 | 0 | 475
[9 empty] | #N/A | #N/A | n | 0 | [8 empty] | 0 | 0 | 0 | 0 | 0 | 0 | 0 | 0 | 0 | #N/A | #N/A | n | 0 | 000 | [8 empty] | HOUSTON | 48854 | SRB4 | 4 | YES | 0.02964 | 0 | 35 | 230 | 0 | 476
[9 empty] | #N/A | #N/A | n | 0 | [8 empty] | 0 | 0 | 0 | 0 | 0 | 0 | 0 | 0 | 0 | #N/A | #N/A | n | 0 | 000 | [8 empty] | HOUSTON | 48500 | AES1 | 1 | YES | 0.02964 | 150 | 54.6 | 150 | 0 | 477
[9 empty] | #N/A | #N/A | n | 0 | [8 empty] | 0 | 0 | 0 | 0 | 0 | 0 | 0 | 0 | 0 | #N/A | #N/A | n | 0 | 000 | [8 empty] | HOUSTON | 48594 | CEC ST-1 | 4 | YES | 0.02948 | 170 | 60 | 170 | 0 | 478
[9 empty] | #N/A | #N/A | n | 0 | [8 empty] | 0 | 0 | 0 | 0 | 0 | 0 | 0 | 0 | 0 | #N/A | #N/A | n | 0 | 000 | [8 empty] | HOUSTON | 48593 | CEC GT1 | 1 | YES | 0.02948 | 185 | 50 | 185 | 0 | 479
[9 empty] | #N/A | #N/A | n | 0 | [8 empty] | 0 | 0 | 0 | 0 | 0 | 0 | 0 | 0 | 0 | #N/A | #N/A | n | 0 | 000 | [8 empty] | HOUSTON | 48514 | APRO4 | 4 | YES | 0.02934 | 0 | 0 | 38.5 | 0 | 480
[9 empty] | #N/A | #N/A | n | 0 | [8 empty] | 0 | 0 | 0 | 0 | 0 | 0 | 0 | 0 | 0 | #N/A | #N/A | n | 0 | 000 | [8 empty] | HOUSTON | 48513 | APRO3 | 3 | YES | 0.02934 | 0 | 0 | 38.5 | 0 | 481
[9 empty] | #N/A | #N/A | n | 0 | [8 empty] | 0 | 0 | 0 | 0 | 0 | 0 | 0 | 0 | 0 | #N/A | #N/A | n | 0 | 000 | [8 empty] | HOUSTON | 48512 | APRO2 | 2 | YES | 0.02934 | 0 | 0 | 38.5 | 0 | 482
[9 empty] | #N/A | #N/A | n | 0 | [8 empty] | 0 | 0 | 0 | 0 | 0 | 0 | 0 | 0 | 0 | #N/A | #N/A | n | 0 | 000 | [8 empty] | HOUSTON | 48511 | APRO1 | 1 | YES | 0.02934 | 0 | 0 | 38.5 | 0 | 483
[9 empty] | #N/A | #N/A | n | 0 | [8 empty] | 0 | 0 | 0 | 0 | 0 | 0 | 0 | 0 | 0 | #N/A | #N/A | n | 0 | 000 | [8 empty] | HOUSTON | 48693 | GB 83 84 | F | YES | 0.02921 | 0 | 20 | 64 | 0 | 484
[9 empty] | #N/A | #N/A | n | 0 | [8 empty] | 0 | 0 | 0 | 0 | 0 | 0 | 0 | 0 | 0 | #N/A | #N/A | n | 0 | 000 | [8 empty] | HOUSTON | 48693 | GB 83 84 | E | YES | 0.02921 | 0 | 20 | 64 | 0 | 485
[9 empty] | #N/A | #N/A | n | 0 | [8 empty] | 0 | 0 | 0 | 0 | 0 | 0 | 0 | 0 | 0 | #N/A | #N/A | n | 0 | 000 | [8 empty] | HOUSTON | 48692 | GB 81 82 | D | YES | 0.02921 | 0 | 20 | 64 | 0 | 486
[9 empty] | #N/A | #N/A | n | 0 | [8 empty] | 0 | 0 | 0 | 0 | 0 | 0 | 0 | 0 | 0 | #N/A | #N/A | n | 0 | 000 | [8 empty] | HOUSTON | 48692 | GB 81 82 | C | YES | 0.02921 | 0 | 20 | 54 | 0 | 487
[9 empty] | #N/A | #N/A | n | 0 | [8 empty] | 0 | 0 | 0 | 0 | 0 | 0 | 0 | 0 | 0 | #N/A | #N/A | n | 0 | 000 | [8 empty] | HOUSTON | 48691 | GB 73 74 | B | YES | 0.02921 | 0 | 20 | 54 | 0 | 488
[9 empty] | #N/A | #N/A | n | 0 | [8 empty] | 0 | 0 | 0 | 0 | 0 | 0 | 0 | 0 | 0 | #N/A | #N/A | n | 0 | 000 | [8 empty] | HOUSTON | 48691 | GB 73 74 | A | YES | 0.02921 | 0 | 20 | 54 | 0 | 489
[9 empty] | #N/A | #N/A | n | 0 | [8 empty] | 0 | 0 | 0 | 0 | 0 | 0 | 0 | 0 | 0 | #N/A | #N/A | n | 0 | 000 | [8 empty] | HOUSTON | 48810 | QNM1 | 1 | YES | 0.0291 | 3.3 | 0 | 5 | 0 | 490
[9 empty] | #N/A | #N/A | n | 0 | [8 empty] | 0 | 0 | 0 | 0 | 0 | 0 | 0 | 0 | 0 | #N/A | #N/A | n | 0 | 000 | [8 empty] | HOUSTON | 49837 | EXN GT | 4 | YES | 0.02872 | 76.9 | -9999 | 100 | 0 | 491
[9 empty] | #N/A | #N/A | n | 0 | [8 empty] | 0 | 0 | 0 | 0 | 0 | 0 | 0 | 0 | 0 | #N/A | #N/A | n | 0 | 000 | [8 empty] | HOUSTON | 49832 | EXN945GT | 9 | YES | 0.02872 | 33.2 | -9999 | 50 | 0 | 492
[9 empty] | #N/A | #N/A | n | 0 | [8 empty] | 0 | 0 | 0 | 0 | 0 | 0 | 0 | 0 | 0 | #N/A | #N/A | n | 0 | 000 | [8 empty] | HOUSTON | 49831 | EXN944GT | 13 | YES | 0.02872 | 19.7 | -9999 | 50 | 0 | 493
[9 empty] | #N/A | #N/A | n | 0 | [8 empty] | 0 | 0 | 0 | 0 | 0 | 0 | 0 | 0 | 0 | #N/A | #N/A | n | 0 | 000 | [8 empty] | HOUSTON | 49830 | EXN943GT | 12 | YES | 0.02872 | 19.7 | -9999 | 50 | 0 | 494
[9 empty] | #N/A | #N/A | n | 0 | [8 empty] | 0 | 0 | 0 | 0 | 0 | 0 | 0 | 0 | 0 | #N/A | #N/A | n | 0 | 000 | [8 empty] | HOUSTON | 49829 | EXN942GT | 11 | YES | 0.02872 | 19.7 | -9999 | 50 | 0 | 495
[9 empty] | #N/A | #N/A | n | 0 | [8 empty] | 0 | 0 | 0 | 0 | 0 | 0 | 0 | 0 | 0 | #N/A | #N/A | n | 0 | 000 | [8 empty] | HOUSTON | 49828 | EXN941GT | 10 | YES | 0.02872 | 19.7 | -9999 | 50 | 0 | 496
[9 empty] | #N/A | #N/A | n | 0 | [8 empty] | 0 | 0 | 0 | 0 | 0 | 0 | 0 | 0 | 0 | #N/A | #N/A | n | 0 | 000 | [8 empty] | HOUSTON | 49826 | EXN938GT | 5 | YES | 0.02872 | 33.2 | -9999 | 50 | 0 | 497
[9 empty] | #N/A | #N/A | n | 0 | [8 empty] | 0 | 0 | 0 | 0 | 0 | 0 | 0 | 0 | 0 | #N/A | #N/A | n | 0 | 000 | [8 empty] | HOUSTON | 49825 | EXN937GT | 6 | YES | 0.02872 | 12.9 | -9999 | 50 | 0 | 498
[9 empty] | #N/A | #N/A | n | 0 | [8 empty] | 0 | 0 | 0 | 0 | 0 | 0 | 0 | 0 | 0 | #N/A | #N/A | n | 0 | 000 | [8 empty] | HOUSTON | 49824 | EXN935GT | 8 | YES | 0.02872 | 11.7 | -9999 | 50 | 0 | 499
[9 empty] | #N/A | #N/A | n | 0 | [8 empty] | 0 | 0 | 0 | 0 | 0 | 0 | 0 | 0 | 0 | #N/A | #N/A | n | 0 | 000 | [8 empty] | HOUSTON | 49824 | EXN935GT | 7 | YES | 0.02872 | 12.9 | -9999 | 50 | 0 | 500
[9 empty] | #N/A | #N/A | n | 0 | [8 empty] | 0 | 0 | 0 | 0 | 0 | 0 | 0 | 0 | 0 | #N/A | #N/A | n | 0 | 000 | [8 empty] | HOUSTON | 49805 | EXN 17GT | 3 | YES | 0.02872 | 30.1 | -9999 | 50 | 0 | 501
[9 empty] | #N/A | #N/A | n | 0 | [8 empty] | 0 | 0 | 0 | 0 | 0 | 0 | 0 | 0 | 0 | #N/A | #N/A | n | 0 | 000 | [8 empty] | HOUSTON | 49804 | EXN 16GT | 2 | YES | 0.02872 | 30.1 | -9999 | 50 | 0 | 502
[9 empty] | #N/A | #N/A | n | 0 | [8 empty] | 0 | 0 | 0 | 0 | 0 | 0 | 0 | 0 | 0 | #N/A | #N/A | n | 0 | 000 | [8 empty] | HOUSTON | 49803 | EXN 15GT | 1 | YES | 0.02872 | 30.1 | -9999 | 50 | 0 | 503
[9 empty] | #N/A | #N/A | n | 0 | [8 empty] | 0 | 0 | 0 | 0 | 0 | 0 | 0 | 0 | 0 | #N/A | #N/A | n | 0 | 000 | [8 empty] | HOUSTON | 48582 | CB 2 | 2 | YES | 0.02796 | 0 | 110 | 750 | 0 | 504
[9 empty] | #N/A | #N/A | n | 0 | [8 empty] | 0 | 0 | 0 | 0 | 0 | 0 | 0 | 0 | 0 | #N/A | #N/A | n | 0 | 000 | [8 empty] | HOUSTON | 48797 | PWR8 | 8 | YES | 0.02785 | 65 | 34.5 | 72 | 0 | 505
[9 empty] | #N/A | #N/A | n | 0 | [8 empty] | 0 | 0 | 0 | 0 | 0 | 0 | 0 | 0 | 0 | #N/A | #N/A | n | 0 | 000 | [8 empty] | HOUSTON | 48796 | PWR6 | 6 | YES | 0.02785 | 110 | 43.1 | 130.5 | 0 | 506
[9 empty] | #N/A | #N/A | n | 0 | [8 empty] | 0 | 0 | 0 | 0 | 0 | 0 | 0 | 0 | 0 | #N/A | #N/A | n | 0 | 000 | [8 empty] | HOUSTON | 48795 | PWR5 | 5 | YES | 0.02785 | 84 | 20.3 | 84.9 | 0 | 507
[9 empty] | #N/A | #N/A | n | 0 | [8 empty] | 0 | 0 | 0 | 0 | 0 | 0 | 0 | 0 | 0 | #N/A | #N/A | n | 0 | 000 | [8 empty] | HOUSTON | 48794 | PWR4 | 4 | YES | 0.02785 | 84 | 20.3 | 84.9 | 0 | 508
[9 empty] | #N/A | #N/A | n | 0 | [8 empty] | 0 | 0 | 0 | 0 | 0 | 0 | 0 | 0 | 0 | #N/A | #N/A | n | 0 | 000 | [8 empty] | HOUSTON | 48793 | PWR3 | 3 | YES | 0.02785 | 84 | 20.3 | 84.9 | 0 | 509
[9 empty] | #N/A | #N/A | n | 0 | [8 empty] | 0 | 0 | 0 | 0 | 0 | 0 | 0 | 0 | 0 | #N/A | #N/A | n | 0 | 000 | [8 empty] | HOUSTON | 48792 | PWR2 | 2 | YES | 0.02785 | 84 | 20.3 | 84.9 | 0 | 510
[9 empty] | #N/A | #N/A | n | 0 | [8 empty] | 0 | 0 | 0 | 0 | 0 | 0 | 0 | 0 | 0 | #N/A | #N/A | n | 0 | 000 | [8 empty] | HOUSTON | 48791 | PWR1 | 1 | YES | 0.02785 | 84 | 20.8 | 84.9 | 0 | 511
[9 empty] | #N/A | #N/A | n | 0 | [8 empty] | 0 | 0 | 0 | 0 | 0 | 0 | 0 | 0 | 0 | #N/A | #N/A | n | 0 | 000 | [8 empty] | HOUSTON | 48590 | CHM1 | 1 | YES | 0.02785 | 0 | 0 | 65 | 0 | 512
[9 empty] | #N/A | #N/A | n | 0 | [8 empty] | 0 | 0 | 0 | 0 | 0 | 0 | 0 | 0 | 0 | #N/A | #N/A | n | 0 | 000 | [8 empty] | HOUSTON | 48815 | SHLDNGT4 | 5 | YES | 0.0278 | 163.2 | 91.8 | 163.2 | 0 | 513
[9 empty] | #N/A | #N/A | n | 0 | [8 empty] | 0 | 0 | 0 | 0 | 0 | 0 | 0 | 0 | 0 | #N/A | #N/A | n | 0 | 000 | [8 empty] | HOUSTON | 48651 | EP1 | 1 | YES | 0.02748 | 5 | 0 | 5 | 0 | 514
[9 empty] | #N/A | #N/A | n | 0 | [8 empty] | 0 | 0 | 0 | 0 | 0 | 0 | 0 | 0 | 0 | #N/A | #N/A | n | 0 | 000 | [8 empty] | HOUSTON | 48581 | CB 1 | 1 | YES | 0.02725 | 0 | 108 | 750 | 0 | 515
[9 empty] | #N/A | #N/A | n | 0 | [8 empty] | 0 | 0 | 0 | 0 | 0 | 0 | 0 | 0 | 0 | #N/A | #N/A | n | 0 | 000 | [8 empty] | HOUSTON | 48690 | GB 5 | 5 | YES | 0.02652 | 0 | 81 | 406 | 0 | 516
[9 empty] | #N/A | #N/A | n | 0 | [8 empty] | 0 | 0 | 0 | 0 | 0 | 0 | 0 | 0 | 0 | #N/A | #N/A | n | 0 | 000 | [8 empty] | HOUSTON | 48583 | CB 3 | 3 | YES | 0.02571 | 722 | 283 | 760 | 0 | 517
[9 empty] | #N/A | #N/A | n | 0 | [8 empty] | 0 | 0 | 0 | 0 | 0 | 0 | 0 | 0 | 0 | #N/A | #N/A | n | 0 | 000 | [8 empty] | HOUSTON | 48598 | BTE ST1 | 4 | YES | 0.02532 | 210 | 60 | 210 | 0 | 518
[9 empty] | #N/A | #N/A | n | 0 | [8 empty] | 0 | 0 | 0 | 0 | 0 | 0 | 0 | 0 | 0 | #N/A | #N/A | n | 0 | 000 | [8 empty] | HOUSTON | 48597 | BTE GT3 | 3 | YES | 0.02532 | 180 | 130 | 180 | 0 | 519
[9 empty] | #N/A | #N/A | n | 0 | [8 empty] | 0 | 0 | 0 | 0 | 0 | 0 | 0 | 0 | 0 | #N/A | #N/A | n | 0 | 000 | [8 empty] | HOUSTON | 48596 | BTE GT2 | 2 | YES | 0.02532 | 180 | 130 | 180 | 0 | 520
[9 empty] | #N/A | #N/A | n | 0 | [8 empty] | 0 | 0 | 0 | 0 | 0 | 0 | 0 | 0 | 0 | #N/A | #N/A | n | 0 | 000 | [8 empty] | HOUSTON | 48595 | BTE GT1 | 1 | YES | 0.02532 | 180 | 130 | 180 | 0 | 521
[9 empty] | #N/A | #N/A | n | 0 | [8 empty] | 0 | 0 | 0 | 0 | 0 | 0 | 0 | 0 | 0 | #N/A | #N/A | n | 0 | 000 | [8 empty] | HOUSTON | 48814 | SHLDNST1 | 1 | YES | 0.02288 | 150 | 91.8 | 150 | 0 | 522
[9 empty] | #N/A | #N/A | n | 0 | [8 empty] | 0 | 0 | 0 | 0 | 0 | 0 | 0 | 0 | 0 | #N/A | #N/A | n | 0 | 000 | [8 empty] | HOUSTON | 48813 | SHLDNGT3 | 3 | YES | 0.02288 | 163.2 | 91.8 | 163.2 | 0 | 523
[9 empty] | #N/A | #N/A | n | 0 | [8 empty] | 0 | 0 | 0 | 0 | 0 | 0 | 0 | 0 | 0 | #N/A | #N/A | n | 0 | 000 | [8 empty] | HOUSTON | 48812 | SHLDNGT2 | 2 | YES | 0.02288 | 163.2 | 91.8 | 163.2 | 0 | 524
[9 empty] | #N/A | #N/A | n | 0 | [8 empty] | 0 | 0 | 0 | 0 | 0 | 0 | 0 | 0 | 0 | #N/A | #N/A | n | 0 | 000 | [8 empty] | HOUSTON | 48811 | SHLDNGT1 | 1 | YES | 0.02288 | 163.2 | 91.8 | 163.2 | 0 | 525
[9 empty] | #N/A | #N/A | n | 0 | [8 empty] | 0 | 0 | 0 | 0 | 0 | 0 | 0 | 0 | 0 | #N/A | #N/A | n | 0 | 000 | [8 empty] | HOUSTON | 48591 | CEC GT2 | 2 | YES | 0.02288 | 185 | 50 | 185 | 0 | 526
[9 empty] | #N/A | #N/A | n | 0 | [8 empty] | 0 | 0 | 0 | 0 | 0 | 0 | 0 | 0 | 0 | #N/A | #N/A | n | 0 | 000 | [8 empty] | HOUSTON | 48883 | THW21 | 2 | YES | 0.01737 | 0 | 0 | 13 | 0 | 527
[9 empty] | #N/A | #N/A | n | 0 | [8 empty] | 0 | 0 | 0 | 0 | 0 | 0 | 0 | 0 | 0 | #N/A | #N/A | n | 0 | 000 | [8 empty] | HOUSTON | 48881 | THW4 3 4 | H | YES | 0.01571 | 0 | 5 | 57 | 0 | 528
[9 empty] | #N/A | #N/A | n | 0 | [8 empty] | 0 | 0 | 0 | 0 | 0 | 0 | 0 | 0 | 0 | #N/A | #N/A | n | 0 | 000 | [8 empty] | HOUSTON | 48881 | THW4 3 4 | G | YES | 0.01571 | 0 | 5 | 57 | 0 | 529
[9 empty] | #N/A | #N/A | n | 0 | [8 empty] | 0 | 0 | 0 | 0 | 0 | 0 | 0 | 0 | 0 | #N/A | #N/A | n | 0 | 000 | [8 empty] | HOUSTON | 48879 | THW4 1 2 | F | YES | 0.01571 | 0 | 5 | 57 | 0 | 530
[9 empty] | #N/A | #N/A | n | 0 | [8 empty] | 0 | 0 | 0 | 0 | 0 | 0 | 0 | 0 | 0 | #N/A | #N/A | n | 0 | 000 | [8 empty] | HOUSTON | 48879 | THW4 1 2 | E | YES | 0.01571 | 0 | 5 | 57 | 0 | 531
[9 empty] | #N/A | #N/A | n | 0 | [8 empty] | 0 | 0 | 0 | 0 | 0 | 0 | 0 | 0 | 0 | #N/A | #N/A | n | 0 | 000 | [8 empty] | HOUSTON | 48877 | THW3 3 4 | D | YES | 0.01571 | 0 | 5 | 57 | 0 | 532
[9 empty] | #N/A | #N/A | n | 0 | [8 empty] | 0 | 0 | 0 | 0 | 0 | 0 | 0 | 0 | 0 | #N/A | #N/A | n | 0 | 000 | [8 empty] | HOUSTON | 48877 | THW3 3 4 | C | YES | 0.01571 | 0 | 5 | 57 | 0 | 533
[9 empty] | #N/A | #N/A | n | 0 | [8 empty] | 0 | 0 | 0 | 0 | 0 | 0 | 0 | 0 | 0 | #N/A | #N/A | n | 0 | 000 | [8 empty] | HOUSTON | 48875 | THW3 1 2 | B | YES | 0.01571 | 0 | 5 | 57 | 0 | 534
[9 empty] | #N/A | #N/A | n | 0 | [8 empty] | 0 | 0 | 0 | 0 | 0 | 0 | 0 | 0 | 0 | #N/A | #N/A | n | 0 | 000 | [8 empty] | HOUSTON | 48875 | THW3 1 2 | A | YES | 0.01571 | 0 | 5 | 57 | 0 | 535
[9 empty] | #N/A | #N/A | n | 0 | [8 empty] | 0 | 0 | 0 | 0 | 0 | 0 | 0 | 0 | 0 | #N/A | #N/A | n | 0 | 000 | [8 empty] | HOUSTON | 48874 | THW4 | 4 | YES | 0.01571 | 0 | 19 | 104 | 0 | 536
[9 empty] | #N/A | #N/A | n | 0 | [8 empty] | 0 | 0 | 0 | 0 | 0 | 0 | 0 | 0 | 0 | #N/A | #N/A | n | 0 | 000 | [8 empty] | HOUSTON | 48873 | THW3 | 3 | YES | 0.01571 | 0 | 19 | 104 | 0 | 537
[9 empty] | #N/A | #N/A | n | 0 | [8 empty] | 0 | 0 | 0 | 0 | 0 | 0 | 0 | 0 | 0 | #N/A | #N/A | n | 0 | 000 | [8 empty] | HOUSTON | 48872 | THW2 | 2 | YES | 0.01238 | 0 | 43 | 229 | 0 | 538
[9 empty] | #N/A | #N/A | n | 0 | [8 empty] | 0 | 0 | 0 | 0 | 0 | 0 | 0 | 0 | 0 | #N/A | #N/A | n | 0 | 000 | [8 empty] | HOUSTON | 48887 | THW5 5 6 | F | YES | 0 | 0 | 5 | 58 | 0 | 539
[9 empty] | #N/A | #N/A | n | 0 | [8 empty] | 0 | 0 | 0 | 0 | 0 | 0 | 0 | 0 | 0 | #N/A | #N/A | n | 0 | 000 | [8 empty] | HOUSTON | 48887 | THW5 5 6 | E | YES | 0 | 0 | 5 | 58 | 0 | 540
[9 empty] | #N/A | #N/A | n | 0 | [8 empty] | 0 | 0 | 0 | 0 | 0 | 0 | 0 | 0 | 0 | #N/A | #N/A | n | 0 | 000 | [8 empty] | HOUSTON | 48886 | THW5 3 4 | D | YES | 0 | 0 | 5 | 58 | 0 | 541
[9 empty] | #N/A | #N/A | n | 0 | [8 empty] | 0 | 0 | 0 | 0 | 0 | 0 | 0 | 0 | 0 | #N/A | #N/A | n | 0 | 000 | [8 empty] | HOUSTON | 48886 | THW5 3 4 | C | YES | 0 | 0 | 5 | 58 | 0 | 542
[9 empty] | #N/A | #N/A | n | 0 | [8 empty] | 0 | 0 | 0 | 0 | 0 | 0 | 0 | 0 | 0 | #N/A | #N/A | n | 0 | 000 | [8 empty] | HOUSTON | 48885 | THW5 1 2 | B | YES | 0 | 0 | 5 | 58 | 0 | 543
[9 empty] | #N/A | #N/A | n | 0 | [8 empty] | 0 | 0 | 0 | 0 | 0 | 0 | 0 | 0 | 0 | #N/A | #N/A | n | 0 | 000 | [8 empty] | HOUSTON | 48885 | THW5 1 2 | A | YES | 0 | 0 | 5 | 58 | 0 | 544
[9 empty] | #N/A | #N/A | n | 0 | [8 empty] | 0 | 0 | 0 | 0 | 0 | 0 | 0 | 0 | 0 | #N/A | #N/A | n | 0 | 000
[9 empty] | #N/A | #N/A | n | 0 | [8 empty] | 0 | 0 | 0 | 0 | 0 | 0 | 0 | 0 | 0 | #N/A | #N/A | n | 0 | 000
[9 empty] | #N/A | #N/A | n | 0 | [8 empty] | 0 | 0 | 0 | 0 | 0 | 0 | 0 | 0 | 0 | #N/A | #N/A | n | 0 | 000
[9 empty] | #N/A | #N/A | n | 0 | [8 empty] | 0 | 0 | 0 | 0 | 0 | 0 | 0 | 0 | 0 | #N/A | #N/A | n | 0 | 000
[9 empty] | #N/A | #N/A | n | 0 | [8 empty] | 0 | 0 | 0 | 0 | 0 | 0 | 0 | 0 | 0 | #N/A | #N/A | n | 0 | 000
[9 empty] | #N/A | #N/A | n | 0 | [8 empty] | 0 | 0 | 0 | 0 | 0 | 0 | 0 | 0 | 0 | #N/A | #N/A | n | 0 | 000
[9 empty] | #N/A | #N/A | n | 0 | [8 empty] | 0 | 0 | 0 | 0 | 0 | 0 | 0 | 0 | 0 | #N/A | #N/A | n | 0 | 000
[9 empty] | #N/A | #N/A | n | 0 | [8 empty] | 0 | 0 | 0 | 0 | 0 | 0 | 0 | 0 | 0 | #N/A | #N/A | n | 0 | 000
[9 empty] | #N/A | #N/A | n | 0 | [8 empty] | 0 | 0 | 0 | 0 | 0 | 0 | 0 | 0 | 0 | #N/A | #N/A | n | 0 | 000
[9 empty] | #N/A | #N/A | n | 0 | [8 empty] | 0 | 0 | 0 | 0 | 0 | 0 | 0 | 0 | 0 | #N/A | #N/A | n | 0 | 000
[9 empty] | #N/A | #N/A | n | 0 | [8 empty] | 0 | 0 | 0 | 0 | 0 | 0 | 0 | 0 | 0 | #N/A | #N/A | n | 0 | 000
[9 empty] | #N/A | #N/A | n | 0 | [8 empty] | 0 | 0 | 0 | 0 | 0 | 0 | 0 | 0 | 0 | #N/A | #N/A | n | 0 | 000
[9 empty] | #N/A | #N/A | n | 0 | [8 empty] | 0 | 0 | 0 | 0 | 0 | 0 | 0 | 0 | 0 | #N/A | #N/A | n | 0 | 000
[9 empty] | #N/A | #N/A | n | 0 | [8 empty] | 0 | 0 | 0 | 0 | 0 | 0 | 0 | 0 | 0 | #N/A | #N/A | n | 0 | 000
[9 empty] | #N/A | #N/A | n | 0 | [8 empty] | 0 | 0 | 0 | 0 | 0 | 0 | 0 | 0 | 0 | #N/A | #N/A | n | 0 | 000
[9 empty] | #N/A | #N/A | n | 0 | [8 empty] | 0 | 0 | 0 | 0 | 0 | 0 | 0 | 0 | 0 | #N/A | #N/A | n | 0 | 000
[9 empty] | #N/A | #N/A | n | 0 | [8 empty] | 0 | 0 | 0 | 0 | 0 | 0 | 0 | 0 | 0 | #N/A | #N/A | n | 0 | 000
[9 empty] | #N/A | #N/A | n | 0 | [8 empty] | 0 | 0 | 0 | 0 | 0 | 0 | 0 | 0 | 0 | #N/A | #N/A | n | 0 | 000
[9 empty] | #N/A | #N/A | n | 0 | [8 empty] | 0 | 0 | 0 | 0 | 0 | 0 | 0 | 0 | 0 | #N/A | #N/A | n | 0 | 000
[9 empty] | #N/A | #N/A | n | 0 | [8 empty] | 0 | 0 | 0 | 0 | 0 | 0 | 0 | 0 | 0 | #N/A | #N/A | n | 0 | 000
[9 empty] | #N/A | #N/A | n | 0 | [8 empty] | 0 | 0 | 0 | 0 | 0 | 0 | 0 | 0 | 0 | #N/A | #N/A | n | 0 | 000
[9 empty] | #N/A | #N/A | n | 0 | [8 empty] | 0 | 0 | 0 | 0 | 0 | 0 | 0 | 0 | 0 | #N/A | #N/A | n | 0 | 000
[9 empty] | #N/A | #N/A | n | 0 | [8 empty] | 0 | 0 | 0 | 0 | 0 | 0 | 0 | 0 | 0 | #N/A | #N/A | n | 0 | 000
[9 empty] | #N/A | #N/A | n | 0 | [8 empty] | 0 | 0 | 0 | 0 | 0 | 0 | 0 | 0 | 0 | #N/A | #N/A | n | 0 | 000
[9 empty] | #N/A | #N/A | n | 0 | [8 empty] | 0 | 0 | 0 | 0 | 0 | 0 | 0 | 0 | 0 | #N/A | #N/A | n | 0 | 000
[9 empty] | #N/A | #N/A | n | 0 | [8 empty] | 0 | 0 | 0 | 0 | 0 | 0 | 0 | 0 | 0 | #N/A | #N/A | n | 0 | 000
[9 empty] | #N/A | #N/A | n | 0 | [8 empty] | 0 | 0 | 0 | 0 | 0 | 0 | 0 | 0 | 0 | #N/A | #N/A | n | 0 | 000
[9 empty] | #N/A | #N/A | n | 0 | [8 empty] | 0 | 0 | 0 | 0 | 0 | 0 | 0 | 0 | 0 | #N/A | #N/A | n | 0 | 000
[9 empty] | #N/A | #N/A | n | 0 | [8 empty] | 0 | 0 | 0 | 0 | 0 | 0 | 0 | 0 | 0 | #N/A | #N/A | n | 0 | 000
[9 empty] | #N/A | #N/A | n | 0 | [8 empty] | 0 | 0 | 0 | 0 | 0 | 0 | 0 | 0 | 0 | #N/A | #N/A | n | 0 | 000
[9 empty] | #N/A | #N/A | n | 0 | [8 empty] | 0 | 0 | 0 | 0 | 0 | 0 | 0 | 0 | 0 | #N/A | #N/A | n | 0 | 000
[9 empty] | #N/A | #N/A | n | 0 | [8 empty] | 0 | 0 | 0 | 0 | 0 | 0 | 0 | 0 | 0 | #N/A | #N/A | n | 0 | 000
[9 empty] | #N/A | #N/A | n | 0 | [8 empty] | 0 | 0 | 0 | 0 | 0 | 0 | 0 | 0 | 0 | #N/A | #N/A | n | 0 | 000
[9 empty] | #N/A | #N/A | n | 0 | [8 empty] | 0 | 0 | 0 | 0 | 0 | 0 | 0 | 0 | 0 | #N/A | #N/A | n | 0 | 000
[9 empty] | #N/A | #N/A | n | 0 | [8 empty] | 0 | 0 | 0 | 0 | 0 | 0 | 0 | 0 | 0 | #N/A | #N/A | n | 0 | 000
[9 empty] | #N/A | #N/A | n | 0 | [8 empty] | 0 | 0 | 0 | 0 | 0 | 0 | 0 | 0 | 0 | #N/A | #N/A | n | 0 | 000
[9 empty] | #N/A | #N/A | n | 0 | [8 empty] | 0 | 0 | 0 | 0 | 0 | 0 | 0 | 0 | 0 | #N/A | #N/A | n | 0 | 000
[9 empty] | #N/A | #N/A | n | 0 | [8 empty] | 0 | 0 | 0 | 0 | 0 | 0 | 0 | 0 | 0 | #N/A | #N/A | n | 0 | 000
[9 empty] | #N/A | #N/A | n | 0 | [8 empty] | 0 | 0 | 0 | 0 | 0 | 0 | 0 | 0 | 0 | #N/A | #N/A | n | 0 | 000
[9 empty] | #N/A | #N/A | n | 0 | [8 empty] | 0 | 0 | 0 | 0 | 0 | 0 | 0 | 0 | 0 | #N/A | #N/A | n | 0 | 000
[9 empty] | #N/A | #N/A | n | 0 | [8 empty] | 0 | 0 | 0 | 0 | 0 | 0 | 0 | 0 | 0 | #N/A | #N/A | n | 0 | 000
[9 empty] | #N/A | #N/A | n | 0 | [8 empty] | 0 | 0 | 0 | 0 | 0 | 0 | 0 | 0 | 0 | #N/A | #N/A | n | 0 | 000
[9 empty] | #N/A | #N/A | n | 0 | [8 empty] | 0 | 0 | 0 | 0 | 0 | 0 | 0 | 0 | 0 | #N/A | #N/A | n | 0 | 000
[9 empty] | #N/A | #N/A | n | 0 | [8 empty] | 0 | 0 | 0 | 0 | 0 | 0 | 0 | 0 | 0 | #N/A | #N/A | n | 0 | 000
[9 empty] | #N/A | #N/A | n | 0 | [8 empty] | 0 | 0 | 0 | 0 | 0 | 0 | 0 | 0 | 0 | #N/A | #N/A | n | 0 | 000
[9 empty] | #N/A | #N/A | n | 0 | [8 empty] | 0 | 0 | 0 | 0 | 0 | 0 | 0 | 0 | 0 | #N/A | #N/A | n | 0 | 000
[9 empty] | #N/A | #N/A | n | 0 | [8 empty] | 0 | 0 | 0 | 0 | 0 | 0 | 0 | 0 | 0 | #N/A | #N/A | n | 0 | 000
[9 empty] | #N/A | #N/A | n | 0 | [8 empty] | 0 | 0 | 0 | 0 | 0 | 0 | 0 | 0 | 0 | #N/A | #N/A | n | 0 | 000
[9 empty] | #N/A | #N/A | n | 0 | [8 empty] | 0 | 0 | 0 | 0 | 0 | 0 | 0 | 0 | 0 | #N/A | #N/A | n | 0 | 000
[9 empty] | #N/A | #N/A | n | 0 | [8 empty] | 0 | 0 | 0 | 0 | 0 | 0 | 0 | 0 | 0 | #N/A | #N/A | n | 0 | 000
[9 empty] | #N/A | #N/A | n | 0 | [8 empty] | 0 | 0 | 0 | 0 | 0 | 0 | 0 | 0 | 0 | #N/A | #N/A | n | 0 | 000
[9 empty] | #N/A | #N/A | n | 0 | [8 empty] | 0 | 0 | 0 | 0 | 0 | 0 | 0 | 0 | 0 | #N/A | #N/A | n | 0 | 000
[9 empty] | #N/A | #N/A | n | 0 | [8 empty] | 0 | 0 | 0 | 0 | 0 | 0 | 0 | 0 | 0 | #N/A | #N/A | n | 0 | 000
[9 empty] | #N/A | #N/A | n | 0 | [8 empty] | 0 | 0 | 0 | 0 | 0 | 0 | 0 | 0 | 0 | #N/A | #N/A | n | 0 | 000
[9 empty] | #N/A | #N/A | n | 0 | [8 empty] | 0 | 0 | 0 | 0 | 0 | 0 | 0 | 0 | 0 | #N/A | #N/A | n | 0 | 000
[9 empty] | #N/A | #N/A | n | 0 | [8 empty] | 0 | 0 | 0 | 0 | 0 | 0 | 0 | 0 | 0 | #N/A | #N/A | n | 0 | 000
[9 empty] | #N/A | #N/A | n | 0 | [8 empty] | 0 | 0 | 0 | 0 | 0 | 0 | 0 | 0 | 0 | #N/A | #N/A | n | 0 | 000
[9 empty] | #N/A | #N/A | n | 0 | [8 empty] | 0 | 0 | 0 | 0 | 0 | 0 | 0 | 0 | 0 | #N/A | #N/A | n | 0 | 000
[9 empty] | #N/A | #N/A | n | 0 | [8 empty] | 0 | 0 | 0 | 0 | 0 | 0 | 0 | 0 | 0 | #N/A | #N/A | n | 0 | 000
[9 empty] | #N/A | #N/A | n | 0 | [8 empty] | 0 | 0 | 0 | 0 | 0 | 0 | 0 | 0 | 0 | #N/A | #N/A | n | 0 | 000
[9 empty] | #N/A | #N/A | n | 0 | [8 empty] | 0 | 0 | 0 | 0 | 0 | 0 | 0 | 0 | 0 | #N/A | #N/A | n | 0 | 000
[9 empty] | #N/A | #N/A | n | 0 | [8 empty] | 0 | 0 | 0 | 0 | 0 | 0 | 0 | 0 | 0 | #N/A | #N/A | n | 0 | 000
[9 empty] | #N/A | #N/A | n | 0 | [8 empty] | 0 | 0 | 0 | 0 | 0 | 0 | 0 | 0 | 0 | #N/A | #N/A | n | 0 | 000
[9 empty] | #N/A | #N/A | n | 0 | [8 empty] | 0 | 0 | 0 | 0 | 0 | 0 | 0 | 0 | 0 | #N/A | #N/A | n | 0 | 000
[9 empty] | #N/A | #N/A | n | 0 | [8 empty] | 0 | 0 | 0 | 0 | 0 | 0 | 0 | 0 | 0 | #N/A | #N/A | n | 0 | 000
[9 empty] | #N/A | #N/A | n | 0 | [8 empty] | 0 | 0 | 0 | 0 | 0 | 0 | 0 | 0 | 0 | #N/A | #N/A | n | 0 | 000
[9 empty] | #N/A | #N/A | n | 0 | [8 empty] | 0 | 0 | 0 | 0 | 0 | 0 | 0 | 0 | 0 | #N/A | #N/A | n | 0 | 000
[9 empty] | #N/A | #N/A | n | 0 | [8 empty] | 0 | 0 | 0 | 0 | 0 | 0 | 0 | 0 | 0 | #N/A | #N/A | n | 0 | 000
[9 empty] | #N/A | #N/A | n | 0 | [8 empty] | 0 | 0 | 0 | 0 | 0 | 0 | 0 | 0 | 0 | #N/A | #N/A | n | 0 | 000
[9 empty] | #N/A | #N/A | n | 0 | [8 empty] | 0 | 0 | 0 | 0 | 0 | 0 | 0 | 0 | 0 | #N/A | #N/A | n | 0 | 000
[9 empty] | #N/A | #N/A | n | 0 | [8 empty] | 0 | 0 | 0 | 0 | 0 | 0 | 0 | 0 | 0 | #N/A | #N/A | n | 0 | 000
[9 empty] | #N/A | #N/A | n | 0 | [8 empty] | 0 | 0 | 0 | 0 | 0 | 0 | 0 | 0 | 0 | #N/A | #N/A | n | 0 | 000
[9 empty] | #N/A | #N/A | n | 0 | [8 empty] | 0 | 0 | 0 | 0 | 0 | 0 | 0 | 0 | 0 | #N/A | #N/A | n | 0 | 000
[9 empty] | #N/A | #N/A | n | 0 | [8 empty] | 0 | 0 | 0 | 0 | 0 | 0 | 0 | 0 | 0 | #N/A | #N/A | n | 0 | 000
[9 empty] | #N/A | #N/A | n | 0 | [8 empty] | 0 | 0 | 0 | 0 | 0 | 0 | 0 | 0 | 0 | #N/A | #N/A | n | 0 | 000
[9 empty] | #N/A | #N/A | n | 0 | [8 empty] | 0 | 0 | 0 | 0 | 0 | 0 | 0 | 0 | 0 | #N/A | #N/A | n | 0 | 000
[9 empty] | #N/A | #N/A | n | 0 | [8 empty] | 0 | 0 | 0 | 0 | 0 | 0 | 0 | 0 | 0 | #N/A | #N/A | n | 0 | 000
[9 empty] | #N/A | #N/A | n | 0 | [8 empty] | 0 | 0 | 0 | 0 | 0 | 0 | 0 | 0 | 0 | #N/A | #N/A | n | 0 | 000
[9 empty] | #N/A | #N/A | n | 0 | [8 empty] | 0 | 0 | 0 | 0 | 0 | 0 | 0 | 0 | 0 | #N/A | #N/A | n | 0 | 000
[9 empty] | #N/A | #N/A | n | 0 | [8 empty] | 0 | 0 | 0 | 0 | 0 | 0 | 0 | 0 | 0 | #N/A | #N/A | n | 0 | 000
[9 empty] | #N/A | #N/A | n | 0 | [8 empty] | 0 | 0 | 0 | 0 | 0 | 0 | 0 | 0 | 0 | #N/A | #N/A | n | 0 | 000
[9 empty] | #N/A | #N/A | n | 0 | [8 empty] | 0 | 0 | 0 | 0 | 0 | 0 | 0 | 0 | 0 | #N/A | #N/A | n | 0 | 000
[9 empty] | #N/A | #N/A | n | 0 | [8 empty] | 0 | 0 | 0 | 0 | 0 | 0 | 0 | 0 | 0 | #N/A | #N/A | n | 0 | 000
[9 empty] | #N/A | #N/A | n | 0 | [8 empty] | 0 | 0 | 0 | 0 | 0 | 0 | 0 | 0 | 0 | #N/A | #N/A | n | 0 | 000
[9 empty] | #N/A | #N/A | n | 0 | [8 empty] | 0 | 0 | 0 | 0 | 0 | 0 | 0 | 0 | 0 | #N/A | #N/A | n | 0 | 000
[9 empty] | #N/A | #N/A | n | 0 | [8 empty] | 0 | 0 | 0 | 0 | 0 | 0 | 0 | 0 | 0 | #N/A | #N/A | n | 0 | 000
[9 empty] | #N/A | #N/A | n | 0 | [8 empty] | 0 | 0 | 0 | 0 | 0 | 0 | 0 | 0 | 0 | #N/A | #N/A | n | 0 | 000
[9 empty] | #N/A | #N/A | n | 0 | [8 empty] | 0 | 0 | 0 | 0 | 0 | 0 | 0 | 0 | 0 | #N/A | #N/A | n | 0 | 000
[9 empty] | #N/A | #N/A | n | 0 | [8 empty] | 0 | 0 | 0 | 0 | 0 | 0 | 0 | 0 | 0 | #N/A | #N/A | n | 0 | 000
[9 empty] | #N/A | #N/A | n | 0 | [8 empty] | 0 | 0 | 0 | 0 | 0 | 0 | 0 | 0 | 0 | #N/A | #N/A | n | 0 | 000
[9 empty] | #N/A | #N/A | n | 0 | [8 empty] | 0 | 0 | 0 | 0 | 0 | 0 | 0 | 0 | 0 | #N/A | #N/A | n | 0 | 000
[9 empty] | #N/A | #N/A | n | 0 | [8 empty] | 0 | 0 | 0 | 0 | 0 | 0 | 0 | 0 | 0 | #N/A | #N/A | n | 0 | 000
[9 empty] | #N/A | #N/A | n | 0 | [8 empty] | 0 | 0 | 0 | 0 | 0 | 0 | 0 | 0 | 0 | #N/A | #N/A | n | 0 | 000
[9 empty] | #N/A | #N/A | n | 0 | [8 empty] | 0 | 0 | 0 | 0 | 0 | 0 | 0 | 0 | 0 | #N/A | #N/A | n | 0 | 000
[9 empty] | #N/A | #N/A | n | 0 | [8 empty] | 0 | 0 | 0 | 0 | 0 | 0 | 0 | 0 | 0 | #N/A | #N/A | n | 0 | 000
[9 empty] | #N/A | #N/A | n | 0 | [8 empty] | 0 | 0 | 0 | 0 | 0 | 0 | 0 | 0 | 0 | #N/A | #N/A | n | 0 | 000
[9 empty] | #N/A | #N/A | n | 0 | [8 empty] | 0 | 0 | 0 | 0 | 0 | 0 | 0 | 0 | 0 | #N/A | #N/A | n | 0 | 000
[9 empty] | #N/A | #N/A | n | 0 | [8 empty] | 0 | 0 | 0 | 0 | 0 | 0 | 0 | 0 | 0 | #N/A | #N/A | n | 0 | 000
[9 empty] | #N/A | #N/A | n | 0 | [8 empty] | 0 | 0 | 0 | 0 | 0 | 0 | 0 | 0 | 0 | #N/A | #N/A | n | 0 | 000
[9 empty] | #N/A | #N/A | n | 0 | [8 empty] | 0 | 0 | 0 | 0 | 0 | 0 | 0 | 0 | 0 | #N/A | #N/A | n | 0 | 000
[9 empty] | #N/A | #N/A | n | 0 | [8 empty] | 0 | 0 | 0 | 0 | 0 | 0 | 0 | 0 | 0 | #N/A | #N/A | n | 0 | 000
[9 empty] | #N/A | #N/A | n | 0 | [8 empty] | 0 | 0 | 0 | 0 | 0 | 0 | 0 | 0 | 0 | #N/A | #N/A | n | 0 | 000
[9 empty] | #N/A | #N/A | n | 0 | [8 empty] | 0 | 0 | 0 | 0 | 0 | 0 | 0 | 0 | 0 | #N/A | #N/A | n | 0 | 000
[9 empty] | #N/A | #N/A | n | 0 | [8 empty] | 0 | 0 | 0 | 0 | 0 | 0 | 0 | 0 | 0 | #N/A | #N/A | n | 0 | 000
[9 empty] | #N/A | #N/A | n | 0 | [8 empty] | 0 | 0 | 0 | 0 | 0 | 0 | 0 | 0 | 0 | #N/A | #N/A | n | 0 | 000
[9 empty] | #N/A | #N/A | n | 0 | [8 empty] | 0 | 0 | 0 | 0 | 0 | 0 | 0 | 0 | 0 | #N/A | #N/A | n | 0 | 000
[9 empty] | #N/A | #N/A | n | 0 | [8 empty] | 0 | 0 | 0 | 0 | 0 | 0 | 0 | 0 | 0 | #N/A | #N/A | n | 0 | 000
[9 empty] | #N/A | #N/A | n | 0 | [8 empty] | 0 | 0 | 0 | 0 | 0 | 0 | 0 | 0 | 0 | #N/A | #N/A | n | 0 | 000
[9 empty] | #N/A | #N/A | n | 0 | [8 empty] | 0 | 0 | 0 | 0 | 0 | 0 | 0 | 0 | 0 | #N/A | #N/A | n | 0 | 000
[9 empty] | #N/A | #N/A | n | 0 | [8 empty] | 0 | 0 | 0 | 0 | 0 | 0 | 0 | 0 | 0 | #N/A | #N/A | n | 0 | 000
[9 empty] | #N/A | #N/A | n | 0 | [8 empty] | 0 | 0 | 0 | 0 | 0 | 0 | 0 | 0 | 0 | #N/A | #N/A | n | 0 | 000
[9 empty] | #N/A | #N/A | n | 0 | [8 empty] | 0 | 0 | 0 | 0 | 0 | 0 | 0 | 0 | 0 | #N/A | #N/A | n | 0 | 000
[9 empty] | #N/A | #N/A | n | 0 | [8 empty] | 0 | 0 | 0 | 0 | 0 | 0 | 0 | 0 | 0 | #N/A | #N/A | n | 0 | 000
[9 empty] | #N/A | #N/A | n | 0 | [8 empty] | 0 | 0 | 0 | 0 | 0 | 0 | 0 | 0 | 0 | #N/A | #N/A | n | 0 | 000
[9 empty] | #N/A | #N/A | n | 0 | [8 empty] | 0 | 0 | 0 | 0 | 0 | 0 | 0 | 0 | 0 | #N/A | #N/A | n | 0 | 000
[9 empty] | #N/A | #N/A | n | 0 | [8 empty] | 0 | 0 | 0 | 0 | 0 | 0 | 0 | 0 | 0 | #N/A | #N/A | n | 0 | 000
[9 empty] | #N/A | #N/A | n | 0 | [8 empty] | 0 | 0 | 0 | 0 | 0 | 0 | 0 | 0 | 0 | #N/A | #N/A | n | 0 | 000
[9 empty] | #N/A | #N/A | n | 0 | [8 empty] | 0 | 0 | 0 | 0 | 0 | 0 | 0 | 0 | 0 | #N/A | #N/A | n | 0 | 000
[9 empty] | #N/A | #N/A | n | 0 | [8 empty] | 0 | 0 | 0 | 0 | 0 | 0 | 0 | 0 | 0 | #N/A | #N/A | n | 0 | 000
[9 empty] | #N/A | #N/A | n | 0 | [8 empty] | 0 | 0 | 0 | 0 | 0 | 0 | 0 | 0 | 0 | #N/A | #N/A | n | 0 | 000
[9 empty] | #N/A | #N/A | n | 0 | [8 empty] | 0 | 0 | 0 | 0 | 0 | 0 | 0 | 0 | 0 | #N/A | #N/A | n | 0 | 000
[9 empty] | #N/A | #N/A | n | 0 | [8 empty] | 0 | 0 | 0 | 0 | 0 | 0 | 0 | 0 | 0 | #N/A | #N/A | n | 0 | 000
[9 empty] | #N/A | #N/A | n | 0 | [8 empty] | 0 | 0 | 0 | 0 | 0 | 0 | 0 | 0 | 0 | #N/A | #N/A | n | 0 | 000
[9 empty] | #N/A | #N/A | n | 0 | [8 empty] | 0 | 0 | 0 | 0 | 0 | 0 | 0 | 0 | 0 | #N/A | #N/A | n | 0 | 000
[9 empty] | #N/A | #N/A | n | 0 | [8 empty] | 0 | 0 | 0 | 0 | 0 | 0 | 0 | 0 | 0 | #N/A | #N/A | n | 0 | 000
[9 empty] | #N/A | #N/A | n | 0 | [8 empty] | 0 | 0 | 0 | 0 | 0 | 0 | 0 | 0 | 0 | #N/A | #N/A | n | 0 | 000
[9 empty] | #N/A | #N/A | n | 0 | [8 empty] | 0 | 0 | 0 | 0 | 0 | 0 | 0 | 0 | 0 | #N/A | #N/A | n | 0 | 000
[9 empty] | #N/A | #N/A | n | 0 | [8 empty] | 0 | 0 | 0 | 0 | 0 | 0 | 0 | 0 | 0 | #N/A | #N/A | n | 0 | 000
[9 empty] | #N/A | #N/A | n | 0 | [8 empty] | 0 | 0 | 0 | 0 | 0 | 0 | 0 | 0 | 0 | #N/A | #N/A | n | 0 | 000
[9 empty] | #N/A | #N/A | n | 0 | [8 empty] | 0 | 0 | 0 | 0 | 0 | 0 | 0 | 0 | 0 | #N/A | #N/A | n | 0 | 000
[9 empty] | #N/A | #N/A | n | 0 | [8 empty] | 0 | 0 | 0 | 0 | 0 | 0 | 0 | 0 | 0 | #N/A | #N/A | n | 0 | 000
[9 empty] | #N/A | #N/A | n | 0 | [8 empty] | 0 | 0 | 0 | 0 | 0 | 0 | 0 | 0 | 0 | #N/A | #N/A | n | 0 | 000
[9 empty] | #N/A | #N/A | n | 0 | [8 empty] | 0 | 0 | 0 | 0 | 0 | 0 | 0 | 0 | 0 | #N/A | #N/A | n | 0 | 000
[9 empty] | #N/A | #N/A | n | 0 | [8 empty] | 0 | 0 | 0 | 0 | 0 | 0 | 0 | 0 | 0 | #N/A | #N/A | n | 0 | 000
[9 empty] | #N/A | #N/A | n | 0 | [8 empty] | 0 | 0 | 0 | 0 | 0 | 0 | 0 | 0 | 0 | #N/A | #N/A | n | 0 | 000
[9 empty] | #N/A | #N/A | n | 0 | [8 empty] | 0 | 0 | 0 | 0 | 0 | 0 | 0 | 0 | 0 | #N/A | #N/A | n | 0 | 000
[9 empty] | #N/A | #N/A | n | 0 | [8 empty] | 0 | 0 | 0 | 0 | 0 | 0 | 0 | 0 | 0 | #N/A | #N/A | n | 0 | 000
[9 empty] | #N/A | #N/A | n | 0 | [8 empty] | 0 | 0 | 0 | 0 | 0 | 0 | 0 | 0 | 0 | #N/A | #N/A | n | 0 | 000
[9 empty] | #N/A | #N/A | n | 0 | [8 empty] | 0 | 0 | 0 | 0 | 0 | 0 | 0 | 0 | 0 | #N/A | #N/A | n | 0 | 000
[9 empty] | #N/A | #N/A | n | 0 | [8 empty] | 0 | 0 | 0 | 0 | 0 | 0 | 0 | 0 | 0 | #N/A | #N/A | n | 0 | 000
[9 empty] | #N/A | #N/A | n | 0 | [8 empty] | 0 | 0 | 0 | 0 | 0 | 0 | 0 | 0 | 0 | #N/A | #N/A | n | 0 | 000
[9 empty] | #N/A | #N/A | n | 0 | [8 empty] | 0 | 0 | 0 | 0 | 0 | 0 | 0 | 0 | 0 | #N/A | #N/A | n | 0 | 000
[9 empty] | #N/A | #N/A | n | 0 | [8 empty] | 0 | 0 | 0 | 0 | 0 | 0 | 0 | 0 | 0 | #N/A | #N/A | n | 0 | 000
[9 empty] | #N/A | #N/A | n | 0 | [8 empty] | 0 | 0 | 0 | 0 | 0 | 0 | 0 | 0 | 0 | #N/A | #N/A | n | 0 | 000
[9 empty] | #N/A | #N/A | n | 0 | [8 empty] | 0 | 0 | 0 | 0 | 0 | 0 | 0 | 0 | 0 | #N/A | #N/A | n | 0 | 000
[9 empty] | #N/A | #N/A | n | 0 | [8 empty] | 0 | 0 | 0 | 0 | 0 | 0 | 0 | 0 | 0 | #N/A | #N/A | n | 0 | 000
[9 empty] | #N/A | #N/A | n | 0 | [8 empty] | 0 | 0 | 0 | 0 | 0 | 0 | 0 | 0 | 0 | #N/A | #N/A | n | 0 | 000
[9 empty] | #N/A | #N/A | n | 0 | [8 empty] | 0 | 0 | 0 | 0 | 0 | 0 | 0 | 0 | 0 | #N/A | #N/A | n | 0 | 000
[9 empty] | #N/A | #N/A | n | 0 | [8 empty] | 0 | 0 | 0 | 0 | 0 | 0 | 0 | 0 | 0 | #N/A | #N/A | n | 0 | 000
[9 empty] | #N/A | #N/A | n | 0 | [8 empty] | 0 | 0 | 0 | 0 | 0 | 0 | 0 | 0 | 0 | #N/A | #N/A | n | 0 | 000
[9 empty] | #N/A | #N/A | n | 0 | [8 empty] | 0 | 0 | 0 | 0 | 0 | 0 | 0 | 0 | 0 | #N/A | #N/A | n | 0 | 000
[9 empty] | #N/A | #N/A | n | 0 | [8 empty] | 0 | 0 | 0 | 0 | 0 | 0 | 0 | 0 | 0 | #N/A | #N/A | n | 0 | 000
[9 empty] | #N/A | #N/A | n | 0 | [8 empty] | 0 | 0 | 0 | 0 | 0 | 0 | 0 | 0 | 0 | #N/A | #N/A | n | 0 | 000
[9 empty] | #N/A | #N/A | n | 0 | [8 empty] | 0 | 0 | 0 | 0 | 0 | 0 | 0 | 0 | 0 | #N/A | #N/A | n | 0 | 000
[9 empty] | #N/A | #N/A | n | 0 | [8 empty] | 0 | 0 | 0 | 0 | 0 | 0 | 0 | 0 | 0 | #N/A | #N/A | n | 0 | 000
[9 empty] | #N/A | #N/A | n | 0 | [8 empty] | 0 | 0 | 0 | 0 | 0 | 0 | 0 | 0 | 0 | #N/A | #N/A | n | 0 | 000
[9 empty] | #N/A | #N/A | n | 0 | [8 empty] | 0 | 0 | 0 | 0 | 0 | 0 | 0 | 0 | 0 | #N/A | #N/A | n | 0 | 000
[9 empty] | #N/A | #N/A | n | 0 | [8 empty] | 0 | 0 | 0 | 0 | 0 | 0 | 0 | 0 | 0 | #N/A | #N/A | n | 0 | 000
[9 empty] | #N/A | #N/A | n | 0 | [8 empty] | 0 | 0 | 0 | 0 | 0 | 0 | 0 | 0 | 0 | #N/A | #N/A | n | 0 | 000
[9 empty] | #N/A | #N/A | n | 0 | [8 empty] | 0 | 0 | 0 | 0 | 0 | 0 | 0 | 0 | 0 | #N/A | #N/A | n | 0 | 000
[9 empty] | #N/A | #N/A | n | 0 | [8 empty] | 0 | 0 | 0 | 0 | 0 | 0 | 0 | 0 | 0 | #N/A | #N/A | n | 0 | 000
[9 empty] | #N/A | #N/A | n | 0 | [8 empty] | 0 | 0 | 0 | 0 | 0 | 0 | 0 | 0 | 0 | #N/A | #N/A | n | 0 | 000
[9 empty] | #N/A | #N/A | n | 0 | [8 empty] | 0 | 0 | 0 | 0 | 0 | 0 | 0 | 0 | 0 | #N/A | #N/A | n | 0 | 000
[9 empty] | #N/A | #N/A | n | 0 | [8 empty] | 0 | 0 | 0 | 0 | 0 | 0 | 0 | 0 | 0 | #N/A | #N/A | n | 0 | 000
[9 empty] | #N/A | #N/A | n | 0 | [8 empty] | 0 | 0 | 0 | 0 | 0 | 0 | 0 | 0 | 0 | #N/A | #N/A | n | 0 | 000
[9 empty] | #N/A | #N/A | n | 0 | [8 empty] | 0 | 0 | 0 | 0 | 0 | 0 | 0 | 0 | 0 | #N/A | #N/A | n | 0 | 000
[9 empty] | #N/A | #N/A | n | 0 | [8 empty] | 0 | 0 | 0 | 0 | 0 | 0 | 0 | 0 | 0 | #N/A | #N/A | n | 0 | 000
[9 empty] | #N/A | #N/A | n | 0 | [8 empty] | 0 | 0 | 0 | 0 | 0 | 0 | 0 | 0 | 0 | #N/A | #N/A | n | 0 | 000
[9 empty] | #N/A | #N/A | n | 0 | [8 empty] | 0 | 0 | 0 | 0 | 0 | 0 | 0 | 0 | 0 | #N/A | #N/A | n | 0 | 000
[9 empty] | #N/A | #N/A | n | 0 | [8 empty] | 0 | 0 | 0 | 0 | 0 | 0 | 0 | 0 | 0 | #N/A | #N/A | n | 0 | 000
[9 empty] | #N/A | #N/A | n | 0 | [8 empty] | 0 | 0 | 0 | 0 | 0 | 0 | 0 | 0 | 0 | #N/A | #N/A | n | 0 | 000
[9 empty] | #N/A | #N/A | n | 0 | [8 empty] | 0 | 0 | 0 | 0 | 0 | 0 | 0 | 0 | 0 | #N/A | #N/A | n | 0 | 000
[9 empty] | #N/A | #N/A | n | 0 | [8 empty] | 0 | 0 | 0 | 0 | 0 | 0 | 0 | 0 | 0 | #N/A | #N/A | n | 0 | 000
[9 empty] | #N/A | #N/A | n | 0 | [8 empty] | 0 | 0 | 0 | 0 | 0 | 0 | 0 | 0 | 0 | #N/A | #N/A | n | 0 | 000
[9 empty] | #N/A | #N/A | n | 0 | [8 empty] | 0 | 0 | 0 | 0 | 0 | 0 | 0 | 0 | 0 | #N/A | #N/A | n | 0 | 000
[9 empty] | #N/A | #N/A | n | 0 | [8 empty] | 0 | 0 | 0 | 0 | 0 | 0 | 0 | 0 | 0 | #N/A | #N/A | n | 0 | 000
[9 empty] | #N/A | #N/A | n | 0 | [8 empty] | 0 | 0 | 0 | 0 | 0 | 0 | 0 | 0 | 0 | #N/A | #N/A | n | 0 | 000
[9 empty] | #N/A | #N/A | n | 0 | [8 empty] | 0 | 0 | 0 | 0 | 0 | 0 | 0 | 0 | 0 | #N/A | #N/A | n | 0 | 000
[9 empty] | #N/A | #N/A | n | 0 | [8 empty] | 0 | 0 | 0 | 0 | 0 | 0 | 0 | 0 | 0 | #N/A | #N/A | n | 0 | 000
[9 empty] | #N/A | #N/A | n | 0 | [8 empty] | 0 | 0 | 0 | 0 | 0 | 0 | 0 | 0 | 0 | #N/A | #N/A | n | 0 | 000
[9 empty] | #N/A | #N/A | n | 0 | [8 empty] | 0 | 0 | 0 | 0 | 0 | 0 | 0 | 0 | 0 | #N/A | #N/A | n | 0 | 000
[9 empty] | #N/A | #N/A | n | 0 | [8 empty] | 0 | 0 | 0 | 0 | 0 | 0 | 0 | 0 | 0 | #N/A | #N/A | n | 0 | 000
[9 empty] | #N/A | #N/A | n | 0 | [8 empty] | 0 | 0 | 0 | 0 | 0 | 0 | 0 | 0 | 0 | #N/A | #N/A | n | 0 | 000
[9 empty] | #N/A | #N/A | n | 0 | [8 empty] | 0 | 0 | 0 | 0 | 0 | 0 | 0 | 0 | 0 | #N/A | #N/A | n | 0 | 000
[9 empty] | #N/A | #N/A | n | 0 | [8 empty] | 0 | 0 | 0 | 0 | 0 | 0 | 0 | 0 | 0 | #N/A | #N/A | n | 0 | 000
[9 empty] | #N/A | #N/A | n | 0 | [8 empty] | 0 | 0 | 0 | 0 | 0 | 0 | 0 | 0 | 0 | #N/A | #N/A | n | 0 | 000
[9 empty] | #N/A | #N/A | n | 0 | [8 empty] | 0 | 0 | 0 | 0 | 0 | 0 | 0 | 0 | 0 | #N/A | #N/A | n | 0 | 000
[9 empty] | #N/A | #N/A | n | 0 | [8 empty] | 0 | 0 | 0 | 0 | 0 | 0 | 0 | 0 | 0 | #N/A | #N/A | n | 0 | 000
[9 empty] | #N/A | #N/A | n | 0 | [8 empty] | 0 | 0 | 0 | 0 | 0 | 0 | 0 | 0 | 0 | #N/A | #N/A | n | 0 | 000
[9 empty] | #N/A | #N/A | n | 0 | [8 empty] | 0 | 0 | 0 | 0 | 0 | 0 | 0 | 0 | 0 | #N/A | #N/A | n | 0 | 000
[9 empty] | #N/A | #N/A | n | 0 | [8 empty] | 0 | 0 | 0 | 0 | 0 | 0 | 0 | 0 | 0 | #N/A | #N/A | n | 0 | 000
[9 empty] | #N/A | #N/A | n | 0 | [8 empty] | 0 | 0 | 0 | 0 | 0 | 0 | 0 | 0 | 0 | #N/A | #N/A | n | 0 | 000
[9 empty] | #N/A | #N/A | n | 0 | [8 empty] | 0 | 0 | 0 | 0 | 0 | 0 | 0 | 0 | 0 | #N/A | #N/A | n | 0 | 000
[9 empty] | #N/A | #N/A | n | 0 | [8 empty] | 0 | 0 | 0 | 0 | 0 | 0 | 0 | 0 | 0 | #N/A | #N/A | n | 0 | 000
[9 empty] | #N/A | #N/A | n | 0 | [8 empty] | 0 | 0 | 0 | 0 | 0 | 0 | 0 | 0 | 0 | #N/A | #N/A | n | 0 | 000
[9 empty] | #N/A | #N/A | n | 0 | [8 empty] | 0 | 0 | 0 | 0 | 0 | 0 | 0 | 0 | 0 | #N/A | #N/A | n | 0 | 000
[9 empty] | #N/A | #N/A | n | 0 | [8 empty] | 0 | 0 | 0 | 0 | 0 | 0 | 0 | 0 | 0 | #N/A | #N/A | n | 0 | 000
[9 empty] | #N/A | #N/A | n | 0 | [8 empty] | 0 | 0 | 0 | 0 | 0 | 0 | 0 | 0 | 0 | #N/A | #N/A | n | 0 | 000
[9 empty] | #N/A | #N/A | n | 0 | [8 empty] | 0 | 0 | 0 | 0 | 0 | 0 | 0 | 0 | 0 | #N/A | #N/A | n | 0 | 000
[9 empty] | #N/A | #N/A | n | 0 | [8 empty] | 0 | 0 | 0 | 0 | 0 | 0 | 0 | 0 | 0 | #N/A | #N/A | n | 0 | 000
[9 empty] | #N/A | #N/A | n | 0 | [8 empty] | 0 | 0 | 0 | 0 | 0 | 0 | 0 | 0 | 0 | #N/A | #N/A | n | 0 | 000
[9 empty] | #N/A | #N/A | n | 0 | [8 empty] | 0 | 0 | 0 | 0 | 0 | 0 | 0 | 0 | 0 | #N/A | #N/A | n | 0 | 000
[9 empty] | #N/A | #N/A | n | 0 | [8 empty] | 0 | 0 | 0 | 0 | 0 | 0 | 0 | 0 | 0 | #N/A | #N/A | n | 0 | 000
[9 empty] | #N/A | #N/A | n | 0 | [8 empty] | 0 | 0 | 0 | 0 | 0 | 0 | 0 | 0 | 0 | #N/A | #N/A | n | 0 | 000
[9 empty] | #N/A | #N/A | n | 0 | [8 empty] | 0 | 0 | 0 | 0 | 0 | 0 | 0 | 0 | 0 | #N/A | #N/A | n | 0 | 000
[9 empty] | #N/A | #N/A | n | 0 | [8 empty] | 0 | 0 | 0 | 0 | 0 | 0 | 0 | 0 | 0 | #N/A | #N/A | n | 0 | 000
[9 empty] | #N/A | #N/A | n | 0 | [8 empty] | 0 | 0 | 0 | 0 | 0 | 0 | 0 | 0 | 0 | #N/A | #N/A | n | 0 | 000
[9 empty] | #N/A | #N/A | n | 0 | [8 empty] | 0 | 0 | 0 | 0 | 0 | 0 | 0 | 0 | 0 | #N/A | #N/A | n | 0 | 000
[9 empty] | #N/A | #N/A | n | 0 | [8 empty] | 0 | 0 | 0 | 0 | 0 | 0 | 0 | 0 | 0 | #N/A | #N/A | n | 0 | 000
[9 empty] | #N/A | #N/A | n | 0 | [8 empty] | 0 | 0 | 0 | 0 | 0 | 0 | 0 | 0 | 0 | #N/A | #N/A | n | 0 | 000
[9 empty] | #N/A | #N/A | n | 0 | [8 empty] | 0 | 0 | 0 | 0 | 0 | 0 | 0 | 0 | 0 | #N/A | #N/A | n | 0 | 000
[9 empty] | #N/A | #N/A | n | 0 | [8 empty] | 0 | 0 | 0 | 0 | 0 | 0 | 0 | 0 | 0 | #N/A | #N/A | n | 0 | 000
[9 empty] | #N/A | #N/A | n | 0 | [8 empty] | 0 | 0 | 0 | 0 | 0 | 0 | 0 | 0 | 0 | #N/A | #N/A | n | 0 | 000
[9 empty] | #N/A | #N/A | n | 0 | [8 empty] | 0 | 0 | 0 | 0 | 0 | 0 | 0 | 0 | 0 | #N/A | #N/A | n | 0 | 000
[9 empty] | #N/A | #N/A | n | 0 | [8 empty] | 0 | 0 | 0 | 0 | 0 | 0 | 0 | 0 | 0 | #N/A | #N/A | n | 0 | 000
[9 empty] | #N/A | #N/A | n | 0 | [8 empty] | 0 | 0 | 0 | 0 | 0 | 0 | 0 | 0 | 0 | #N/A | #N/A | n | 0 | 000
[9 empty] | #N/A | #N/A | n | 0 | [8 empty] | 0 | 0 | 0 | 0 | 0 | 0 | 0 | 0 | 0 | #N/A | #N/A | n | 0 | 000
[9 empty] | #N/A | #N/A | n | 0 | [8 empty] | 0 | 0 | 0 | 0 | 0 | 0 | 0 | 0 | 0 | #N/A | #N/A | n | 0 | 000
[9 empty] | #N/A | #N/A | n | 0 | [8 empty] | 0 | 0 | 0 | 0 | 0 | 0 | 0 | 0 | 0 | #N/A | #N/A | n | 0 | 000
[9 empty] | #N/A | #N/A | n | 0 | [8 empty] | 0 | 0 | 0 | 0 | 0 | 0 | 0 | 0 | 0 | #N/A | #N/A | n | 0 | 000
[9 empty] | #N/A | #N/A | n | 0 | [8 empty] | 0 | 0 | 0 | 0 | 0 | 0 | 0 | 0 | 0 | #N/A | #N/A | n | 0 | 000
[9 empty] | #N/A | #N/A | n | 0 | [8 empty] | 0 | 0 | 0 | 0 | 0 | 0 | 0 | 0 | 0 | #N/A | #N/A | n | 0 | 000
[9 empty] | #N/A | #N/A | n | 0 | [8 empty] | 0 | 0 | 0 | 0 | 0 | 0 | 0 | 0 | 0 | #N/A | #N/A | n | 0 | 000
[9 empty] | #N/A | #N/A | n | 0 | [8 empty] | 0 | 0 | 0 | 0 | 0 | 0 | 0 | 0 | 0 | #N/A | #N/A | n | 0 | 000
[9 empty] | #N/A | #N/A | n | 0 | [8 empty] | 0 | 0 | 0 | 0 | 0 | 0 | 0 | 0 | 0 | #N/A | #N/A | n | 0 | 000
[9 empty] | #N/A | #N/A | n | 0 | [8 empty] | 0 | 0 | 0 | 0 | 0 | 0 | 0 | 0 | 0 | #N/A | #N/A | n | 0 | 000
[9 empty] | #N/A | #N/A | n | 0 | [8 empty] | 0 | 0 | 0 | 0 | 0 | 0 | 0 | 0 | 0 | #N/A | #N/A | n | 0 | 000
[9 empty] | #N/A | #N/A | n | 0 | [8 empty] | 0 | 0 | 0 | 0 | 0 | 0 | 0 | 0 | 0 | #N/A | #N/A | n | 0 | 000
[9 empty] | #N/A | #N/A | n | 0 | [8 empty] | 0 | 0 | 0 | 0 | 0 | 0 | 0 | 0 | 0 | #N/A | #N/A | n | 0 | 000
[9 empty] | #N/A | #N/A | n | 0 | [8 empty] | 0 | 0 | 0 | 0 | 0 | 0 | 0 | 0 | 0 | #N/A | #N/A | n | 0 | 000
[9 empty] | #N/A | #N/A | n | 0 | [8 empty] | 0 | 0 | 0 | 0 | 0 | 0 | 0 | 0 | 0 | #N/A | #N/A | n | 0 | 000
[9 empty] | #N/A | #N/A | n | 0 | [8 empty] | 0 | 0 | 0 | 0 | 0 | 0 | 0 | 0 | 0 | #N/A | #N/A | n | 0 | 000
[9 empty] | #N/A | #N/A | n | 0 | [8 empty] | 0 | 0 | 0 | 0 | 0 | 0 | 0 | 0 | 0 | #N/A | #N/A | n | 0 | 000
[9 empty] | #N/A | #N/A | n | 0 | [8 empty] | 0 | 0 | 0 | 0 | 0 | 0 | 0 | 0 | 0 | #N/A | #N/A | n | 0 | 000
[9 empty] | #N/A | #N/A | n | 0 | [8 empty] | 0 | 0 | 0 | 0 | 0 | 0 | 0 | 0 | 0 | #N/A | #N/A | n | 0 | 000
[9 empty] | #N/A | #N/A | n | 0 | [8 empty] | 0 | 0 | 0 | 0 | 0 | 0 | 0 | 0 | 0 | #N/A | #N/A | n | 0 | 000
[9 empty] | #N/A | #N/A | n | 0 | [8 empty] | 0 | 0 | 0 | 0 | 0 | 0 | 0 | 0 | 0 | #N/A | #N/A | n | 0 | 000
[9 empty] | #N/A | #N/A | n | 0 | [8 empty] | 0 | 0 | 0 | 0 | 0 | 0 | 0 | 0 | 0 | #N/A | #N/A | n | 0 | 000
[9 empty] | #N/A | #N/A | n | 0 | [8 empty] | 0 | 0 | 0 | 0 | 0 | 0 | 0 | 0 | 0 | #N/A | #N/A | n | 0 | 000
[9 empty] | #N/A | #N/A | n | 0 | [8 empty] | 0 | 0 | 0 | 0 | 0 | 0 | 0 | 0 | 0 | #N/A | #N/A | n | 0 | 000
[9 empty] | #N/A | #N/A | n | 0 | [8 empty] | 0 | 0 | 0 | 0 | 0 | 0 | 0 | 0 | 0 | #N/A | #N/A | n | 0 | 000
[9 empty] | #N/A | #N/A | n | 0 | [8 empty] | 0 | 0 | 0 | 0 | 0 | 0 | 0 | 0 | 0 | #N/A | #N/A | n | 0 | 000
[9 empty] | #N/A | #N/A | n | 0 | [8 empty] | 0 | 0 | 0 | 0 | 0 | 0 | 0 | 0 | 0 | #N/A | #N/A | n | 0 | 000
[9 empty] | #N/A | #N/A | n | 0 | [8 empty] | 0 | 0 | 0 | 0 | 0 | 0 | 0 | 0 | 0 | #N/A | #N/A | n | 0 | 000
[9 empty] | #N/A | #N/A | n | 0 | [8 empty] | 0 | 0 | 0 | 0 | 0 | 0 | 0 | 0 | 0 | #N/A | #N/A | n | 0 | 000
[9 empty] | #N/A | #N/A | n | 0 | [8 empty] | 0 | 0 | 0 | 0 | 0 | 0 | 0 | 0 | 0 | #N/A | #N/A | n | 0 | 000
[9 empty] | #N/A | #N/A | n | 0 | [8 empty] | 0 | 0 | 0 | 0 | 0 | 0 | 0 | 0 | 0 | #N/A | #N/A | n | 0 | 000
[9 empty] | #N/A | #N/A | n | 0 | [8 empty] | 0 | 0 | 0 | 0 | 0 | 0 | 0 | 0 | 0 | #N/A | #N/A | n | 0 | 000
[9 empty] | #N/A | #N/A | n | 0 | [8 empty] | 0 | 0 | 0 | 0 | 0 | 0 | 0 | 0 | 0 | #N/A | #N/A | n | 0 | 000
[9 empty] | #N/A | #N/A | n | 0 | [8 empty] | 0 | 0 | 0 | 0 | 0 | 0 | 0 | 0 | 0 | #N/A | #N/A | n | 0 | 000
[9 empty] | #N/A | #N/A | n | 0 | [8 empty] | 0 | 0 | 0 | 0 | 0 | 0 | 0 | 0 | 0 | #N/A | #N/A | n | 0 | 000
[9 empty] | #N/A | #N/A | n | 0 | [8 empty] | 0 | 0 | 0 | 0 | 0 | 0 | 0 | 0 | 0 | #N/A | #N/A | n | 0 | 000
[9 empty] | #N/A | #N/A | n | 0 | [8 empty] | 0 | 0 | 0 | 0 | 0 | 0 | 0 | 0 | 0 | #N/A | #N/A | n | 0 | 000
[9 empty] | #N/A | #N/A | n | 0 | [8 empty] | 0 | 0 | 0 | 0 | 0 | 0 | 0 | 0 | 0 | #N/A | #N/A | n | 0 | 000
[9 empty] | #N/A | #N/A | n | 0 | [8 empty] | 0 | 0 | 0 | 0 | 0 | 0 | 0 | 0 | 0 | #N/A | #N/A | n | 0 | 000
[9 empty] | #N/A | #N/A | n | 0 | [8 empty] | 0 | 0 | 0 | 0 | 0 | 0 | 0 | 0 | 0 | #N/A | #N/A | n | 0 | 000
[9 empty] | #N/A | #N/A | n | 0 | [8 empty] | 0 | 0 | 0 | 0 | 0 | 0 | 0 | 0 | 0 | #N/A | #N/A | n | 0 | 000
[9 empty] | #N/A | #N/A | n | 0 | [8 empty] | 0 | 0 | 0 | 0 | 0 | 0 | 0 | 0 | 0 | #N/A | #N/A | n | 0 | 000
[9 empty] | #N/A | #N/A | n | 0 | [8 empty] | 0 | 0 | 0 | 0 | 0 | 0 | 0 | 0 | 0 | #N/A | #N/A | n | 0 | 000
[9 empty] | #N/A | #N/A | n | 0 | [8 empty] | 0 | 0 | 0 | 0 | 0 | 0 | 0 | 0 | 0 | #N/A | #N/A | n | 0 | 000
[9 empty] | #N/A | #N/A | n | 0 | [8 empty] | 0 | 0 | 0 | 0 | 0 | 0 | 0 | 0 | 0 | #N/A | #N/A | n | 0 | 000
[9 empty] | #N/A | #N/A | n | 0 | [8 empty] | 0 | 0 | 0 | 0 | 0 | 0 | 0 | 0 | 0 | #N/A | #N/A | n | 0 | 000
[9 empty] | #N/A | #N/A | n | 0 | [8 empty] | 0 | 0 | 0 | 0 | 0 | 0 | 0 | 0 | 0 | #N/A | #N/A | n | 0 | 000
[9 empty] | #N/A | #N/A | n | 0 | [8 empty] | 0 | 0 | 0 | 0 | 0 | 0 | 0 | 0 | 0 | #N/A | #N/A | n | 0 | 000
[9 empty] | #N/A | #N/A | n | 0 | [8 empty] | 0 | 0 | 0 | 0 | 0 | 0 | 0 | 0 | 0 | #N/A | #N/A | n | 0 | 000
[9 empty] | #N/A | #N/A | n | 0 | [8 empty] | 0 | 0 | 0 | 0 | 0 | 0 | 0 | 0 | 0 | #N/A | #N/A | n | 0 | 000
[9 empty] | #N/A | #N/A | n | 0 | [8 empty] | 0 | 0 | 0 | 0 | 0 | 0 | 0 | 0 | 0 | #N/A | #N/A | n | 0 | 000
[9 empty] | #N/A | #N/A | n | 0 | [8 empty] | 0 | 0 | 0 | 0 | 0 | 0 | 0 | 0 | 0 | #N/A | #N/A | n | 0 | 000
[9 empty] | #N/A | #N/A | n | 0 | [8 empty] | 0 | 0 | 0 | 0 | 0 | 0 | 0 | 0 | 0 | #N/A | #N/A | n | 0 | 000
[9 empty] | #N/A | #N/A | n | 0 | [8 empty] | 0 | 0 | 0 | 0 | 0 | 0 | 0 | 0 | 0 | #N/A | #N/A | n | 0 | 000
[9 empty] | #N/A | #N/A | n | 0 | [8 empty] | 0 | 0 | 0 | 0 | 0 | 0 | 0 | 0 | 0 | #N/A | #N/A | n | 0 | 000
[9 empty] | #N/A | #N/A | n | 0 | [8 empty] | 0 | 0 | 0 | 0 | 0 | 0 | 0 | 0 | 0 | #N/A | #N/A | n | 0 | 000
[9 empty] | #N/A | #N/A | n | 0 | [8 empty] | 0 | 0 | 0 | 0 | 0 | 0 | 0 | 0 | 0 | #N/A | #N/A | n | 0 | 000
[9 empty] | #N/A | #N/A | n | 0 | [8 empty] | 0 | 0 | 0 | 0 | 0 | 0 | 0 | 0 | 0 | #N/A | #N/A | n | 0 | 000
[9 empty] | #N/A | #N/A | n | 0 | [8 empty] | 0 | 0 | 0 | 0 | 0 | 0 | 0 | 0 | 0 | #N/A | #N/A | n | 0 | 000
[9 empty] | #N/A | #N/A | n | 0 | [8 empty] | 0 | 0 | 0 | 0 | 0 | 0 | 0 | 0 | 0 | #N/A | #N/A | n | 0 | 000
[9 empty] | #N/A | #N/A | n | 0 | [8 empty] | 0 | 0 | 0 | 0 | 0 | 0 | 0 | 0 | 0 | #N/A | #N/A | n | 0 | 000
[9 empty] | #N/A | #N/A | n | 0 | [8 empty] | 0 | 0 | 0 | 0 | 0 | 0 | 0 | 0 | 0 | #N/A | #N/A | n | 0 | 000
[9 empty] | #N/A | #N/A | n | 0 | [8 empty] | 0 | 0 | 0 | 0 | 0 | 0 | 0 | 0 | 0 | #N/A | #N/A | n | 0 | 000
[9 empty] | #N/A | #N/A | n | 0 | [8 empty] | 0 | 0 | 0 | 0 | 0 | 0 | 0 | 0 | 0 | #N/A | #N/A | n | 0 | 000
[9 empty] | #N/A | #N/A | n | 0 | [8 empty] | 0 | 0 | 0 | 0 | 0 | 0 | 0 | 0 | 0 | #N/A | #N/A | n | 0 | 000
[9 empty] | #N/A | #N/A | n | 0 | [8 empty] | 0 | 0 | 0 | 0 | 0 | 0 | 0 | 0 | 0 | #N/A | #N/A | n | 0 | 000
[9 empty] | #N/A | #N/A | n | 0 | [8 empty] | 0 | 0 | 0 | 0 | 0 | 0 | 0 | 0 | 0 | #N/A | #N/A | n | 0 | 000
[9 empty] | #N/A | #N/A | n | 0 | [8 empty] | 0 | 0 | 0 | 0 | 0 | 0 | 0 | 0 | 0 | #N/A | #N/A | n | 0 | 000
[9 empty] | #N/A | #N/A | n | 0 | [8 empty] | 0 | 0 | 0 | 0 | 0 | 0 | 0 | 0 | 0 | #N/A | #N/A | n | 0 | 000
[9 empty] | #N/A | #N/A | n | 0 | [8 empty] | 0 | 0 | 0 | 0 | 0 | 0 | 0 | 0 | 0 | #N/A | #N/A | n | 0 | 000
[9 empty] | #N/A | #N/A | n | 0 | [8 empty] | 0 | 0 | 0 | 0 | 0 | 0 | 0 | 0 | 0 | #N/A | #N/A | n | 0 | 000
[9 empty] | #N/A | #N/A | n | 0 | [8 empty] | 0 | 0 | 0 | 0 | 0 | 0 | 0 | 0 | 0 | #N/A | #N/A | n | 0 | 000
[9 empty] | #N/A | #N/A | n | 0 | [8 empty] | 0 | 0 | 0 | 0 | 0 | 0 | 0 | 0 | 0 | #N/A | #N/A | n | 0 | 000
[9 empty] | #N/A | #N/A | n | 0 | [8 empty] | 0 | 0 | 0 | 0 | 0 | 0 | 0 | 0 | 0 | #N/A | #N/A | n | 0 | 000
[9 empty] | #N/A | #N/A | n | 0 | [8 empty] | 0 | 0 | 0 | 0 | 0 | 0 | 0 | 0 | 0 | #N/A | #N/A | n | 0 | 000
[9 empty] | #N/A | #N/A | n | 0 | [8 empty] | 0 | 0 | 0 | 0 | 0 | 0 | 0 | 0 | 0 | #N/A | #N/A | n | 0 | 000
[9 empty] | #N/A | #N/A | n | 0 | [8 empty] | 0 | 0 | 0 | 0 | 0 | 0 | 0 | 0 | 0 | #N/A | #N/A | n | 0 | 000
[9 empty] | #N/A | #N/A | n | 0 | [8 empty] | 0 | 0 | 0 | 0 | 0 | 0 | 0 | 0 | 0 | #N/A | #N/A | n | 0 | 000
[9 empty] | #N/A | #N/A | n | 0 | [8 empty] | 0 | 0 | 0 | 0 | 0 | 0 | 0 | 0 | 0 | #N/A | #N/A | n | 0 | 000
[9 empty] | #N/A | #N/A | n | 0 | [8 empty] | 0 | 0 | 0 | 0 | 0 | 0 | 0 | 0 | 0 | #N/A | #N/A | n | 0 | 000
[9 empty] | #N/A | #N/A | n | 0 | [8 empty] | 0 | 0 | 0 | 0 | 0 | 0 | 0 | 0 | 0 | #N/A | #N/A | n | 0 | 000
[9 empty] | #N/A | #N/A | n | 0 | [8 empty] | 0 | 0 | 0 | 0 | 0 | 0 | 0 | 0 | 0 | #N/A | #N/A | n | 0 | 000
[9 empty] | #N/A | #N/A | n | 0 | [8 empty] | 0 | 0 | 0 | 0 | 0 | 0 | 0 | 0 | 0 | #N/A | #N/A | n | 0 | 000
[9 empty] | #N/A | #N/A | n | 0 | [8 empty] | 0 | 0 | 0 | 0 | 0 | 0 | 0 | 0 | 0 | #N/A | #N/A | n | 0 | 000
[9 empty] | #N/A | #N/A | n | 0 | [8 empty] | 0 | 0 | 0 | 0 | 0 | 0 | 0 | 0 | 0 | #N/A | #N/A | n | 0 | 000
[9 empty] | #N/A | #N/A | n | 0 | [8 empty] | 0 | 0 | 0 | 0 | 0 | 0 | 0 | 0 | 0 | #N/A | #N/A | n | 0 | 000
[9 empty] | #N/A | #N/A | n | 0 | [8 empty] | 0 | 0 | 0 | 0 | 0 | 0 | 0 | 0 | 0 | #N/A | #N/A | n | 0 | 000
[9 empty] | #N/A | #N/A | n | 0 | [8 empty] | 0 | 0 | 0 | 0 | 0 | 0 | 0 | 0 | 0 | #N/A | #N/A | n | 0 | 000
[9 empty] | #N/A | #N/A | n | 0 | [8 empty] | 0 | 0 | 0 | 0 | 0 | 0 | 0 | 0 | 0 | #N/A | #N/A | n | 0 | 000
[9 empty] | #N/A | #N/A | n | 0 | [8 empty] | 0 | 0 | 0 | 0 | 0 | 0 | 0 | 0 | 0 | #N/A | #N/A | n | 0 | 000
[9 empty] | #N/A | #N/A | n | 0 | [8 empty] | 0 | 0 | 0 | 0 | 0 | 0 | 0 | 0 | 0 | #N/A | #N/A | n | 0 | 000
[9 empty] | #N/A | #N/A | n | 0 | [8 empty] | 0 | 0 | 0 | 0 | 0 | 0 | 0 | 0 | 0 | #N/A | #N/A | n | 0 | 000
[9 empty] | #N/A | #N/A | n | 0 | [8 empty] | 0 | 0 | 0 | 0 | 0 | 0 | 0 | 0 | 0 | #N/A | #N/A | n | 0 | 000
[9 empty] | #N/A | #N/A | n | 0 | [8 empty] | 0 | 0 | 0 | 0 | 0 | 0 | 0 | 0 | 0 | #N/A | #N/A | n | 0 | 000
[9 empty] | #N/A | #N/A | n | 0 | [8 empty] | 0 | 0 | 0 | 0 | 0 | 0 | 0 | 0 | 0 | #N/A | #N/A | n | 0 | 000
[9 empty] | #N/A | #N/A | n | 0 | [8 empty] | 0 | 0 | 0 | 0 | 0 | 0 | 0 | 0 | 0 | #N/A | #N/A | n | 0 | 000
[9 empty] | #N/A | #N/A | n | 0 | [8 empty] | 0 | 0 | 0 | 0 | 0 | 0 | 0 | 0 | 0 | #N/A | #N/A | n | 0 | 000
[9 empty] | #N/A | #N/A | n | 0 | [8 empty] | 0 | 0 | 0 | 0 | 0 | 0 | 0 | 0 | 0 | #N/A | #N/A | n | 0 | 000
[9 empty] | #N/A | #N/A | n | 0 | [8 empty] | 0 | 0 | 0 | 0 | 0 | 0 | 0 | 0 | 0 | #N/A | #N/A | n | 0 | 000
[9 empty] | #N/A | #N/A | n | 0 | [8 empty] | 0 | 0 | 0 | 0 | 0 | 0 | 0 | 0 | 0 | #N/A | #N/A | n | 0 | 000
[9 empty] | #N/A | #N/A | n | 0 | [8 empty] | 0 | 0 | 0 | 0 | 0 | 0 | 0 | 0 | 0 | #N/A | #N/A | n | 0 | 000
[9 empty] | #N/A | #N/A | n | 0 | [8 empty] | 0 | 0 | 0 | 0 | 0 | 0 | 0 | 0 | 0 | #N/A | #N/A | n | 0 | 000
[9 empty] | #N/A | #N/A | n | 0 | [8 empty] | 0 | 0 | 0 | 0 | 0 | 0 | 0 | 0 | 0 | #N/A | #N/A | n | 0 | 000
[9 empty] | #N/A | #N/A | n | 0 | [8 empty] | 0 | 0 | 0 | 0 | 0 | 0 | 0 | 0 | 0 | #N/A | #N/A | n | 0 | 000
[9 empty] | #N/A | #N/A | n | 0 | [8 empty] | 0 | 0 | 0 | 0 | 0 | 0 | 0 | 0 | 0 | #N/A | #N/A | n | 0 | 000
[9 empty] | #N/A | #N/A | n | 0 | [8 empty] | 0 | 0 | 0 | 0 | 0 | 0 | 0 | 0 | 0 | #N/A | #N/A | n | 0 | 000
[9 empty] | #N/A | #N/A | n | 0 | [8 empty] | 0 | 0 | 0 | 0 | 0 | 0 | 0 | 0 | 0 | #N/A | #N/A | n | 0 | 000
[9 empty] | #N/A | #N/A | n | 0 | [8 empty] | 0 | 0 | 0 | 0 | 0 | 0 | 0 | 0 | 0 | #N/A | #N/A | n | 0 | 000
[9 empty] | #N/A | #N/A | n | 0 | [8 empty] | 0 | 0 | 0 | 0 | 0 | 0 | 0 | 0 | 0 | #N/A | #N/A | n | 0 | 000
[9 empty] | #N/A | #N/A | n | 0 | [8 empty] | 0 | 0 | 0 | 0 | 0 | 0 | 0 | 0 | 0 | #N/A | #N/A | n | 0 | 000
[9 empty] | #N/A | #N/A | n | 0 | [8 empty] | 0 | 0 | 0 | 0 | 0 | 0 | 0 | 0 | 0 | #N/A | #N/A | n | 0 | 000
[9 empty] | #N/A | #N/A | n | 0 | [8 empty] | 0 | 0 | 0 | 0 | 0 | 0 | 0 | 0 | 0 | #N/A | #N/A | n | 0 | 000
[9 empty] | #N/A | #N/A | n | 0 | [8 empty] | 0 | 0 | 0 | 0 | 0 | 0 | 0 | 0 | 0 | #N/A | #N/A | n | 0 | 000
[9 empty] | #N/A | #N/A | n | 0 | [8 empty] | 0 | 0 | 0 | 0 | 0 | 0 | 0 | 0 | 0 | #N/A | #N/A | n | 0 | 000
[9 empty] | #N/A | #N/A | n | 0 | [8 empty] | 0 | 0 | 0 | 0 | 0 | 0 | 0 | 0 | 0 | #N/A | #N/A | n | 0 | 000
[9 empty] | #N/A | #N/A | n | 0 | [8 empty] | 0 | 0 | 0 | 0 | 0 | 0 | 0 | 0 | 0 | #N/A | #N/A | n | 0 | 000
[9 empty] | #N/A | #N/A | n | 0 | [8 empty] | 0 | 0 | 0 | 0 | 0 | 0 | 0 | 0 | 0 | #N/A | #N/A | n | 0 | 000
[9 empty] | #N/A | #N/A | n | 0 | [8 empty] | 0 | 0 | 0 | 0 | 0 | 0 | 0 | 0 | 0 | #N/A | #N/A | n | 0 | 000
[9 empty] | #N/A | #N/A | n | 0 | [8 empty] | 0 | 0 | 0 | 0 | 0 | 0 | 0 | 0 | 0 | #N/A | #N/A | n | 0 | 000
[9 empty] | #N/A | #N/A | n | 0 | [8 empty] | 0 | 0 | 0 | 0 | 0 | 0 | 0 | 0 | 0 | #N/A | #N/A | n | 0 | 000
[9 empty] | #N/A | #N/A | n | 0 | [8 empty] | 0 | 0 | 0 | 0 | 0 | 0 | 0 | 0 | 0 | #N/A | #N/A | n | 0 | 000
[9 empty] | #N/A | #N/A | n | 0 | [8 empty] | 0 | 0 | 0 | 0 | 0 | 0 | 0 | 0 | 0 | #N/A | #N/A | n | 0 | 000
[9 empty] | #N/A | #N/A | n | 0 | [8 empty] | 0 | 0 | 0 | 0 | 0 | 0 | 0 | 0 | 0 | #N/A | #N/A | n | 0 | 000
[9 empty] | #N/A | #N/A | n | 0 | [8 empty] | 0 | 0 | 0 | 0 | 0 | 0 | 0 | 0 | 0 | #N/A | #N/A | n | 0 | 000
[9 empty] | #N/A | #N/A | n | 0 | [8 empty] | 0 | 0 | 0 | 0 | 0 | 0 | 0 | 0 | 0 | #N/A | #N/A | n | 0 | 000
[9 empty] | #N/A | #N/A | n | 0 | [8 empty] | 0 | 0 | 0 | 0 | 0 | 0 | 0 | 0 | 0 | #N/A | #N/A | n | 0 | 000
[9 empty] | #N/A | #N/A | n | 0 | [8 empty] | 0 | 0 | 0 | 0 | 0 | 0 | 0 | 0 | 0 | #N/A | #N/A | n | 0 | 000
[9 empty] | #N/A | #N/A | n | 0 | [8 empty] | 0 | 0 | 0 | 0 | 0 | 0 | 0 | 0 | 0 | #N/A | #N/A | n | 0 | 000
[9 empty] | #N/A | #N/A | n | 0 | [8 empty] | 0 | 0 | 0 | 0 | 0 | 0 | 0 | 0 | 0 | #N/A | #N/A | n | 0 | 000
[9 empty] | #N/A | #N/A | n | 0 | [8 empty] | 0 | 0 | 0 | 0 | 0 | 0 | 0 | 0 | 0 | #N/A | #N/A | n | 0 | 000
[9 empty] | #N/A | #N/A | n | 0 | [8 empty] | 0 | 0 | 0 | 0 | 0 | 0 | 0 | 0 | 0 | #N/A | #N/A | n | 0 | 000
[9 empty] | #N/A | #N/A | n | 0 | [8 empty] | 0 | 0 | 0 | 0 | 0 | 0 | 0 | 0 | 0 | #N/A | #N/A | n | 0 | 000
[9 empty] | #N/A | #N/A | n | 0 | [8 empty] | 0 | 0 | 0 | 0 | 0 | 0 | 0 | 0 | 0 | #N/A | #N/A | n | 0 | 000
[9 empty] | #N/A | #N/A | n | 0 | [8 empty] | 0 | 0 | 0 | 0 | 0 | 0 | 0 | 0 | 0 | #N/A | #N/A | n | 0 | 000
[9 empty] | #N/A | #N/A | n | 0 | [8 empty] | 0 | 0 | 0 | 0 | 0 | 0 | 0 | 0 | 0 | #N/A | #N/A | n | 0 | 000
[9 empty] | #N/A | #N/A | n | 0 | [8 empty] | 0 | 0 | 0 | 0 | 0 | 0 | 0 | 0 | 0 | #N/A | #N/A | n | 0 | 000
[9 empty] | #N/A | #N/A | n | 0 | [8 empty] | 0 | 0 | 0 | 0 | 0 | 0 | 0 | 0 | 0 | #N/A | #N/A | n | 0 | 000
[9 empty] | #N/A | #N/A | n | 0 | [8 empty] | 0 | 0 | 0 | 0 | 0 | 0 | 0 | 0 | 0 | #N/A | #N/A | n | 0 | 000
[9 empty] | #N/A | #N/A | n | 0 | [8 empty] | 0 | 0 | 0 | 0 | 0 | 0 | 0 | 0 | 0 | #N/A | #N/A | n | 0 | 000
[9 empty] | #N/A | #N/A | n | 0 | [8 empty] | 0 | 0 | 0 | 0 | 0 | 0 | 0 | 0 | 0 | #N/A | #N/A | n | 0 | 000
[9 empty] | #N/A | #N/A | n | 0 | [8 empty] | 0 | 0 | 0 | 0 | 0 | 0 | 0 | 0 | 0 | #N/A | #N/A | n | 0 | 000
[9 empty] | #N/A | #N/A | n | 0 | [8 empty] | 0 | 0 | 0 | 0 | 0 | 0 | 0 | 0 | 0 | #N/A | #N/A | n | 0 | 000
[9 empty] | #N/A | #N/A | n | 0 | [8 empty] | 0 | 0 | 0 | 0 | 0 | 0 | 0 | 0 | 0 | #N/A | #N/A | n | 0 | 000
[9 empty] | #N/A | #N/A | n | 0 | [8 empty] | 0 | 0 | 0 | 0 | 0 | 0 | 0 | 0 | 0 | #N/A | #N/A | n | 0 | 000
[9 empty] | #N/A | #N/A | n | 0 | [8 empty] | 0 | 0 | 0 | 0 | 0 | 0 | 0 | 0 | 0 | #N/A | #N/A | n | 0 | 000
[9 empty] | #N/A | #N/A | n | 0 | [8 empty] | 0 | 0 | 0 | 0 | 0 | 0 | 0 | 0 | 0 | #N/A | #N/A | n | 0 | 000
[9 empty] | #N/A | #N/A | n | 0 | [8 empty] | 0 | 0 | 0 | 0 | 0 | 0 | 0 | 0 | 0 | #N/A | #N/A | n | 0 | 000
[9 empty] | #N/A | #N/A | n | 0 | [8 empty] | 0 | 0 | 0 | 0 | 0 | 0 | 0 | 0 | 0 | #N/A | #N/A | n | 0 | 000
[9 empty] | #N/A | #N/A | n | 0 | [8 empty] | 0 | 0 | 0 | 0 | 0 | 0 | 0 | 0 | 0 | #N/A | #N/A | n | 0 | 000
[9 empty] | #N/A | #N/A | n | 0 | [8 empty] | 0 | 0 | 0 | 0 | 0 | 0 | 0 | 0 | 0 | #N/A | #N/A | n | 0 | 000
[9 empty] | #N/A | #N/A | n | 0 | [8 empty] | 0 | 0 | 0 | 0 | 0 | 0 | 0 | 0 | 0 | #N/A | #N/A | n | 0 | 000
[9 empty] | #N/A | #N/A | n | 0 | [8 empty] | 0 | 0 | 0 | 0 | 0 | 0 | 0 | 0 | 0 | #N/A | #N/A | n | 0 | 000
[9 empty] | #N/A | #N/A | n | 0 | [8 empty] | 0 | 0 | 0 | 0 | 0 | 0 | 0 | 0 | 0 | #N/A | #N/A | n | 0 | 000
[9 empty] | #N/A | #N/A | n | 0 | [8 empty] | 0 | 0 | 0 | 0 | 0 | 0 | 0 | 0 | 0 | #N/A | #N/A | n | 0 | 000
[9 empty] | #N/A | #N/A | n | 0 | [8 empty] | 0 | 0 | 0 | 0 | 0 | 0 | 0 | 0 | 0 | #N/A | #N/A | n | 0 | 000
[9 empty] | #N/A | #N/A | n | 0 | [8 empty] | 0 | 0 | 0 | 0 | 0 | 0 | 0 | 0 | 0 | #N/A | #N/A | n | 0 | 000
[9 empty] | #N/A | #N/A | n | 0 | [8 empty] | 0 | 0 | 0 | 0 | 0 | 0 | 0 | 0 | 0 | #N/A | #N/A | n | 0 | 000
[9 empty] | #N/A | #N/A | n | 0 | [8 empty] | 0 | 0 | 0 | 0 | 0 | 0 | 0 | 0 | 0 | #N/A | #N/A | n | 0 | 000
[9 empty] | #N/A | #N/A | n | 0 | [8 empty] | 0 | 0 | 0 | 0 | 0 | 0 | 0 | 0 | 0 | #N/A | #N/A | n | 0 | 000
[9 empty] | #N/A | #N/A | n | 0 | [8 empty] | 0 | 0 | 0 | 0 | 0 | 0 | 0 | 0 | 0 | #N/A | #N/A | n | 0 | 000
[9 empty] | #N/A | #N/A | n | 0 | [8 empty] | 0 | 0 | 0 | 0 | 0 | 0 | 0 | 0 | 0 | #N/A | #N/A | n | 0 | 000
[9 empty] | #N/A | #N/A | n | 0 | [8 empty] | 0 | 0 | 0 | 0 | 0 | 0 | 0 | 0 | 0 | #N/A | #N/A | n | 0 | 000
[9 empty] | #N/A | #N/A | n | 0 | [8 empty] | 0 | 0 | 0 | 0 | 0 | 0 | 0 | 0 | 0 | #N/A | #N/A | n | 0 | 000
[9 empty] | #N/A | #N/A | n | 0 | [8 empty] | 0 | 0 | 0 | 0 | 0 | 0 | 0 | 0 | 0 | #N/A | #N/A | n | 0 | 000
[9 empty] | #N/A | #N/A | n | 0 | [8 empty] | 0 | 0 | 0 | 0 | 0 | 0 | 0 | 0 | 0 | #N/A | #N/A | n | 0 | 000
[9 empty] | #N/A | #N/A | n | 0 | [8 empty] | 0 | 0 | 0 | 0 | 0 | 0 | 0 | 0 | 0 | #N/A | #N/A | n | 0 | 000
[9 empty] | #N/A | #N/A | n | 0 | [8 empty] | 0 | 0 | 0 | 0 | 0 | 0 | 0 | 0 | 0 | #N/A | #N/A | n | 0 | 000
[9 empty] | #N/A | #N/A | n | 0 | [8 empty] | 0 | 0 | 0 | 0 | 0 | 0 | 0 | 0 | 0 | #N/A | #N/A | n | 0 | 000
[9 empty] | #N/A | #N/A | n | 0 | [8 empty] | 0 | 0 | 0 | 0 | 0 | 0 | 0 | 0 | 0 | #N/A | #N/A | n | 0 | 000
[9 empty] | #N/A | #N/A | n | 0 | [8 empty] | 0 | 0 | 0 | 0 | 0 | 0 | 0 | 0 | 0 | #N/A | #N/A | n | 0 | 000
[9 empty] | #N/A | #N/A | n | 0 | [8 empty] | 0 | 0 | 0 | 0 | 0 | 0 | 0 | 0 | 0 | #N/A | #N/A | n | 0 | 000
[9 empty] | #N/A | #N/A | n | 0 | [8 empty] | 0 | 0 | 0 | 0 | 0 | 0 | 0 | 0 | 0 | #N/A | #N/A | n | 0 | 000
[9 empty] | #N/A | #N/A | n | 0 | [8 empty] | 0 | 0 | 0 | 0 | 0 | 0 | 0 | 0 | 0 | #N/A | #N/A | n | 0 | 000
[9 empty] | #N/A | #N/A | n | 0 | [8 empty] | 0 | 0 | 0 | 0 | 0 | 0 | 0 | 0 | 0 | #N/A | #N/A | n | 0 | 000
[9 empty] | #N/A | #N/A | n | 0 | [8 empty] | 0 | 0 | 0 | 0 | 0 | 0 | 0 | 0 | 0 | #N/A | #N/A | n | 0 | 000
[9 empty] | #N/A | #N/A | n | 0 | [8 empty] | 0 | 0 | 0 | 0 | 0 | 0 | 0 | 0 | 0 | #N/A | #N/A | n | 0 | 000
[9 empty] | #N/A | #N/A | n | 0 | [8 empty] | 0 | 0 | 0 | 0 | 0 | 0 | 0 | 0 | 0 | #N/A | #N/A | n | 0 | 000
[9 empty] | #N/A | #N/A | n | 0 | [8 empty] | 0 | 0 | 0 | 0 | 0 | 0 | 0 | 0 | 0 | #N/A | #N/A | n | 0 | 000
[9 empty] | #N/A | #N/A | n | 0 | [8 empty] | 0 | 0 | 0 | 0 | 0 | 0 | 0 | 0 | 0 | #N/A | #N/A | n | 0 | 000
[9 empty] | #N/A | #N/A | n | 0 | [8 empty] | 0 | 0 | 0 | 0 | 0 | 0 | 0 | 0 | 0 | #N/A | #N/A | n | 0 | 000
[9 empty] | #N/A | #N/A | n | 0 | [8 empty] | 0 | 0 | 0 | 0 | 0 | 0 | 0 | 0 | 0 | #N/A | #N/A | n | 0 | 000
[9 empty] | #N/A | #N/A | n | 0 | [8 empty] | 0 | 0 | 0 | 0 | 0 | 0 | 0 | 0 | 0 | #N/A | #N/A | n | 0 | 000
[9 empty] | #N/A | #N/A | n | 0 | [8 empty] | 0 | 0 | 0 | 0 | 0 | 0 | 0 | 0 | 0 | #N/A | #N/A | n | 0 | 000
[9 empty] | #N/A | #N/A | n | 0 | [8 empty] | 0 | 0 | 0 | 0 | 0 | 0 | 0 | 0 | 0 | #N/A | #N/A | n | 0 | 000
[9 empty] | #N/A | #N/A | n | 0 | [8 empty] | 0 | 0 | 0 | 0 | 0 | 0 | 0 | 0 | 0 | #N/A | #N/A | n | 0 | 000
[9 empty] | #N/A | #N/A | n | 0 | [8 empty] | 0 | 0 | 0 | 0 | 0 | 0 | 0 | 0 | 0 | #N/A | #N/A | n | 0 | 000
[9 empty] | #N/A | #N/A | n | 0 | [8 empty] | 0 | 0 | 0 | 0 | 0 | 0 | 0 | 0 | 0 | #N/A | #N/A | n | 0 | 000
[9 empty] | #N/A | #N/A | n | 0 | [8 empty] | 0 | 0 | 0 | 0 | 0 | 0 | 0 | 0 | 0 | #N/A | #N/A | n | 0 | 000
[9 empty] | #N/A | #N/A | n | 0 | [8 empty] | 0 | 0 | 0 | 0 | 0 | 0 | 0 | 0 | 0 | #N/A | #N/A | n | 0 | 000
[9 empty] | #N/A | #N/A | n | 0 | [8 empty] | 0 | 0 | 0 | 0 | 0 | 0 | 0 | 0 | 0 | #N/A | #N/A | n | 0 | 000
[9 empty] | #N/A | #N/A | n | 0 | [8 empty] | 0 | 0 | 0 | 0 | 0 | 0 | 0 | 0 | 0 | #N/A | #N/A | n | 0 | 000
[9 empty] | #N/A | #N/A | n | 0 | [8 empty] | 0 | 0 | 0 | 0 | 0 | 0 | 0 | 0 | 0 | #N/A | #N/A | n | 0 | 000
[9 empty] | #N/A | #N/A | n | 0 | [8 empty] | 0 | 0 | 0 | 0 | 0 | 0 | 0 | 0 | 0 | #N/A | #N/A | n | 0 | 000
[9 empty] | #N/A | #N/A | n | 0 | [8 empty] | 0 | 0 | 0 | 0 | 0 | 0 | 0 | 0 | 0 | #N/A | #N/A | n | 0 | 000
[9 empty] | #N/A | #N/A | n | 0 | [8 empty] | 0 | 0 | 0 | 0 | 0 | 0 | 0 | 0 | 0 | #N/A | #N/A | n | 0 | 000
[9 empty] | #N/A | #N/A | n | 0 | [8 empty] | 0 | 0 | 0 | 0 | 0 | 0 | 0 | 0 | 0 | #N/A | #N/A | n | 0 | 000
[9 empty] | #N/A | #N/A | n | 0 | [8 empty] | 0 | 0 | 0 | 0 | 0 | 0 | 0 | 0 | 0 | #N/A | #N/A | n | 0 | 000
[9 empty] | #N/A | #N/A | n | 0 | [8 empty] | 0 | 0 | 0 | 0 | 0 | 0 | 0 | 0 | 0 | #N/A | #N/A | n | 0 | 000
[9 empty] | #N/A | #N/A | n | 0 | [8 empty] | 0 | 0 | 0 | 0 | 0 | 0 | 0 | 0 | 0 | #N/A | #N/A | n | 0 | 000
[9 empty] | #N/A | #N/A | n | 0 | [8 empty] | 0 | 0 | 0 | 0 | 0 | 0 | 0 | 0 | 0 | #N/A | #N/A | n | 0 | 000
[9 empty] | #N/A | #N/A | n | 0 | [8 empty] | 0 | 0 | 0 | 0 | 0 | 0 | 0 | 0 | 0 | #N/A | #N/A | n | 0 | 000
[9 empty] | #N/A | #N/A | n | 0 | [8 empty] | 0 | 0 | 0 | 0 | 0 | 0 | 0 | 0 | 0 | #N/A | #N/A | n | 0 | 000
[9 empty] | #N/A | #N/A | n | 0 | [8 empty] | 0 | 0 | 0 | 0 | 0 | 0 | 0 | 0 | 0 | #N/A | #N/A | n | 0 | 000
[9 empty] | #N/A | #N/A | n | 0 | [8 empty] | 0 | 0 | 0 | 0 | 0 | 0 | 0 | 0 | 0 | #N/A | #N/A | n | 0 | 000
[9 empty] | #N/A | #N/A | n | 0 | [8 empty] | 0 | 0 | 0 | 0 | 0 | 0 | 0 | 0 | 0 | #N/A | #N/A | n | 0 | 000
[9 empty] | #N/A | #N/A | n | 0 | [8 empty] | 0 | 0 | 0 | 0 | 0 | 0 | 0 | 0 | 0 | #N/A | #N/A | n | 0 | 000
[9 empty] | #N/A | #N/A | n | 0 | [8 empty] | 0 | 0 | 0 | 0 | 0 | 0 | 0 | 0 | 0 | #N/A | #N/A | n | 0 | 000
[9 empty] | #N/A | #N/A | n | 0 | [8 empty] | 0 | 0 | 0 | 0 | 0 | 0 | 0 | 0 | 0 | #N/A | #N/A | n | 0 | 000
[9 empty] | #N/A | #N/A | n | 0 | [8 empty] | 0 | 0 | 0 | 0 | 0 | 0 | 0 | 0 | 0 | #N/A | #N/A | n | 0 | 000
[9 empty] | #N/A | #N/A | n | 0 | [8 empty] | 0 | 0 | 0 | 0 | 0 | 0 | 0 | 0 | 0 | #N/A | #N/A | n | 0 | 000
[9 empty] | #N/A | #N/A | n | 0 | [8 empty] | 0 | 0 | 0 | 0 | 0 | 0 | 0 | 0 | 0 | #N/A | #N/A | n | 0 | 000
[9 empty] | #N/A | #N/A | n | 0 | [8 empty] | 0 | 0 | 0 | 0 | 0 | 0 | 0 | 0 | 0 | #N/A | #N/A | n | 0 | 000
[9 empty] | #N/A | #N/A | n | 0 | [8 empty] | 0 | 0 | 0 | 0 | 0 | 0 | 0 | 0 | 0 | #N/A | #N/A | n | 0 | 000
[9 empty] | #N/A | #N/A | n | 0 | [8 empty] | 0 | 0 | 0 | 0 | 0 | 0 | 0 | 0 | 0 | #N/A | #N/A | n | 0 | 000
[9 empty] | #N/A | #N/A | n | 0 | [8 empty] | 0 | 0 | 0 | 0 | 0 | 0 | 0 | 0 | 0 | #N/A | #N/A | n | 0 | 000
[9 empty] | #N/A | #N/A | n | 0 | [8 empty] | 0 | 0 | 0 | 0 | 0 | 0 | 0 | 0 | 0 | #N/A | #N/A | n | 0 | 000
[9 empty] | #N/A | #N/A | n | 0 | [8 empty] | 0 | 0 | 0 | 0 | 0 | 0 | 0 | 0 | 0 | #N/A | #N/A | n | 0 | 000
[9 empty] | #N/A | #N/A | n | 0 | [8 empty] | 0 | 0 | 0 | 0 | 0 | 0 | 0 | 0 | 0 | #N/A | #N/A | n | 0 | 000
[9 empty] | #N/A | #N/A | n | 0 | [8 empty] | 0 | 0 | 0 | 0 | 0 | 0 | 0 | 0 | 0 | #N/A | #N/A | n | 0 | 000
[9 empty] | #N/A | #N/A | n | 0 | [8 empty] | 0 | 0 | 0 | 0 | 0 | 0 | 0 | 0 | 0 | #N/A | #N/A | n | 0 | 000
[9 empty] | #N/A | #N/A | n | 0 | [8 empty] | 0 | 0 | 0 | 0 | 0 | 0 | 0 | 0 | 0 | #N/A | #N/A | n | 0 | 000
[9 empty] | #N/A | #N/A | n | 0 | [8 empty] | 0 | 0 | 0 | 0 | 0 | 0 | 0 | 0 | 0 | #N/A | #N/A | n | 0 | 000
[9 empty] | #N/A | #N/A | n | 0 | [8 empty] | 0 | 0 | 0 | 0 | 0 | 0 | 0 | 0 | 0 | #N/A | #N/A | n | 0 | 000
[9 empty] | #N/A | #N/A | n | 0 | [8 empty] | 0 | 0 | 0 | 0 | 0 | 0 | 0 | 0 | 0 | #N/A | #N/A | n | 0 | 000
[9 empty] | #N/A | #N/A | n | 0 | [8 empty] | 0 | 0 | 0 | 0 | 0 | 0 | 0 | 0 | 0 | #N/A | #N/A | n | 0 | 000
[9 empty] | #N/A | #N/A | n | 0 | [8 empty] | 0 | 0 | 0 | 0 | 0 | 0 | 0 | 0 | 0 | #N/A | #N/A | n | 0 | 000
[9 empty] | #N/A | #N/A | n | 0 | [8 empty] | 0 | 0 | 0 | 0 | 0 | 0 | 0 | 0 | 0 | #N/A | #N/A | n | 0 | 000
[9 empty] | #N/A | #N/A | n | 0 | [8 empty] | 0 | 0 | 0 | 0 | 0 | 0 | 0 | 0 | 0 | #N/A | #N/A | n | 0 | 000
[9 empty] | #N/A | #N/A | n | 0 | [8 empty] | 0 | 0 | 0 | 0 | 0 | 0 | 0 | 0 | 0 | #N/A | #N/A | n | 0 | 000
[9 empty] | #N/A | #N/A | n | 0 | [8 empty] | 0 | 0 | 0 | 0 | 0 | 0 | 0 | 0 | 0 | #N/A | #N/A | n | 0 | 000
[9 empty] | #N/A | #N/A | n | 0 | [8 empty] | 0 | 0 | 0 | 0 | 0 | 0 | 0 | 0 | 0 | #N/A | #N/A | n | 0 | 000
[9 empty] | #N/A | #N/A | n | 0 | [8 empty] | 0 | 0 | 0 | 0 | 0 | 0 | 0 | 0 | 0 | #N/A | #N/A | n | 0 | 000
[9 empty] | #N/A | #N/A | n | 0 | [8 empty] | 0 | 0 | 0 | 0 | 0 | 0 | 0 | 0 | 0 | #N/A | #N/A | n | 0 | 000
[9 empty] | #N/A | #N/A | n | 0 | [8 empty] | 0 | 0 | 0 | 0 | 0 | 0 | 0 | 0 | 0 | #N/A | #N/A | n | 0 | 000
[9 empty] | #N/A | #N/A | n | 0 | [8 empty] | 0 | 0 | 0 | 0 | 0 | 0 | 0 | 0 | 0 | #N/A | #N/A | n | 0 | 000
[9 empty] | #N/A | #N/A | n | 0 | [8 empty] | 0 | 0 | 0 | 0 | 0 | 0 | 0 | 0 | 0 | #N/A | #N/A | n | 0 | 000
[9 empty] | #N/A | #N/A | n | 0 | [8 empty] | 0 | 0 | 0 | 0 | 0 | 0 | 0 | 0 | 0 | #N/A | #N/A | n | 0 | 000
[9 empty] | #N/A | #N/A | n | 0 | [8 empty] | 0 | 0 | 0 | 0 | 0 | 0 | 0 | 0 | 0 | #N/A | #N/A | n | 0 | 000
[9 empty] | #N/A | #N/A | n | 0 | [8 empty] | 0 | 0 | 0 | 0 | 0 | 0 | 0 | 0 | 0 | #N/A | #N/A | n | 0 | 000
[9 empty] | #N/A | #N/A | n | 0 | [8 empty] | 0 | 0 | 0 | 0 | 0 | 0 | 0 | 0 | 0 | #N/A | #N/A | n | 0 | 000
[9 empty] | #N/A | #N/A | n | 0 | [8 empty] | 0 | 0 | 0 | 0 | 0 | 0 | 0 | 0 | 0 | #N/A | #N/A | n | 0 | 000
[9 empty] | #N/A | #N/A | n | 0 | [8 empty] | 0 | 0 | 0 | 0 | 0 | 0 | 0 | 0 | 0 | #N/A | #N/A | n | 0 | 000
[9 empty] | #N/A | #N/A | n | 0 | [8 empty] | 0 | 0 | 0 | 0 | 0 | 0 | 0 | 0 | 0 | #N/A | #N/A | n | 0 | 000
[9 empty] | #N/A | #N/A | n | 0 | [8 empty] | 0 | 0 | 0 | 0 | 0 | 0 | 0 | 0 | 0 | #N/A | #N/A | n | 0 | 000
[9 empty] | #N/A | #N/A | n | 0 | [8 empty] | 0 | 0 | 0 | 0 | 0 | 0 | 0 | 0 | 0 | #N/A | #N/A | n | 0 | 000
[9 empty] | #N/A | #N/A | n | 0 | [8 empty] | 0 | 0 | 0 | 0 | 0 | 0 | 0 | 0 | 0 | #N/A | #N/A | n | 0 | 000
[9 empty] | #N/A | #N/A | n | 0 | [8 empty] | 0 | 0 | 0 | 0 | 0 | 0 | 0 | 0 | 0 | #N/A | #N/A | n | 0 | 000
[9 empty] | #N/A | #N/A | n | 0 | [8 empty] | 0 | 0 | 0 | 0 | 0 | 0 | 0 | 0 | 0 | #N/A | #N/A | n | 0 | 000
[9 empty] | #N/A | #N/A | n | 0 | [8 empty] | 0 | 0 | 0 | 0 | 0 | 0 | 0 | 0 | 0 | #N/A | #N/A | n | 0 | 000
[9 empty] | #N/A | #N/A | n | 0 | [8 empty] | 0 | 0 | 0 | 0 | 0 | 0 | 0 | 0 | 0 | #N/A | #N/A | n | 0 | 000
[9 empty] | #N/A | #N/A | n | 0 | [8 empty] | 0 | 0 | 0 | 0 | 0 | 0 | 0 | 0 | 0 | #N/A | #N/A | n | 0 | 000
[9 empty] | #N/A | #N/A | n | 0 | [8 empty] | 0 | 0 | 0 | 0 | 0 | 0 | 0 | 0 | 0 | #N/A | #N/A | n | 0 | 000
[9 empty] | #N/A | #N/A | n | 0 | [8 empty] | 0 | 0 | 0 | 0 | 0 | 0 | 0 | 0 | 0 | #N/A | #N/A | n | 0 | 000
[9 empty] | #N/A | #N/A | n | 0 | [8 empty] | 0 | 0 | 0 | 0 | 0 | 0 | 0 | 0 | 0 | #N/A | #N/A | n | 0 | 000
[9 empty] | #N/A | #N/A | n | 0 | [8 empty] | 0 | 0 | 0 | 0 | 0 | 0 | 0 | 0 | 0 | #N/A | #N/A | n | 0 | 000
[9 empty] | #N/A | #N/A | n | 0 | [8 empty] | 0 | 0 | 0 | 0 | 0 | 0 | 0 | 0 | 0 | #N/A | #N/A | n | 0 | 000
[9 empty] | #N/A | #N/A | n | 0 | [8 empty] | 0 | 0 | 0 | 0 | 0 | 0 | 0 | 0 | 0 | #N/A | #N/A | n | 0 | 000
[9 empty] | #N/A | #N/A | n | 0 | [8 empty] | 0 | 0 | 0 | 0 | 0 | 0 | 0 | 0 | 0 | #N/A | #N/A | n | 0 | 000
[9 empty] | #N/A | #N/A | n | 0 | [8 empty] | 0 | 0 | 0 | 0 | 0 | 0 | 0 | 0 | 0 | #N/A | #N/A | n | 0 | 000
[9 empty] | #N/A | #N/A | n | 0 | [8 empty] | 0 | 0 | 0 | 0 | 0 | 0 | 0 | 0 | 0 | #N/A | #N/A | n | 0 | 000
[9 empty] | #N/A | #N/A | n | 0 | [8 empty] | 0 | 0 | 0 | 0 | 0 | 0 | 0 | 0 | 0 | #N/A | #N/A | n | 0 | 000
[9 empty] | #N/A | #N/A | n | 0 | [8 empty] | 0 | 0 | 0 | 0 | 0 | 0 | 0 | 0 | 0 | #N/A | #N/A | n | 0 | 000
[9 empty] | #N/A | #N/A | n | 0 | [8 empty] | 0 | 0 | 0 | 0 | 0 | 0 | 0 | 0 | 0 | #N/A | #N/A | n | 0 | 000
[9 empty] | #N/A | #N/A | n | 0 | [8 empty] | 0 | 0 | 0 | 0 | 0 | 0 | 0 | 0 | 0 | #N/A | #N/A | n | 0 | 000
[9 empty] | #N/A | #N/A | n | 0 | [8 empty] | 0 | 0 | 0 | 0 | 0 | 0 | 0 | 0 | 0 | #N/A | #N/A | n | 0 | 000
[9 empty] | #N/A | #N/A | n | 0 | [8 empty] | 0 | 0 | 0 | 0 | 0 | 0 | 0 | 0 | 0 | #N/A | #N/A | n | 0 | 000
[9 empty] | #N/A | #N/A | n | 0 | [8 empty] | 0 | 0 | 0 | 0 | 0 | 0 | 0 | 0 | 0 | #N/A | #N/A | n | 0 | 000
[9 empty] | #N/A | #N/A | n | 0 | [8 empty] | 0 | 0 | 0 | 0 | 0 | 0 | 0 | 0 | 0 | #N/A | #N/A | n | 0 | 000
[9 empty] | #N/A | #N/A | n | 0 | [8 empty] | 0 | 0 | 0 | 0 | 0 | 0 | 0 | 0 | 0 | #N/A | #N/A | n | 0 | 000
[9 empty] | #N/A | #N/A | n | 0 | [8 empty] | 0 | 0 | 0 | 0 | 0 | 0 | 0 | 0 | 0 | #N/A | #N/A | n | 0 | 000
[9 empty] | #N/A | #N/A | n | 0 | [8 empty] | 0 | 0 | 0 | 0 | 0 | 0 | 0 | 0 | 0 | #N/A | #N/A | n | 0 | 000
[9 empty] | #N/A | #N/A | n | 0 | [8 empty] | 0 | 0 | 0 | 0 | 0 | 0 | 0 | 0 | 0 | #N/A | #N/A | n | 0 | 000
[9 empty] | #N/A | #N/A | n | 0 | [8 empty] | 0 | 0 | 0 | 0 | 0 | 0 | 0 | 0 | 0 | #N/A | #N/A | n | 0 | 000
[9 empty] | #N/A | #N/A | n | 0 | [8 empty] | 0 | 0 | 0 | 0 | 0 | 0 | 0 | 0 | 0 | #N/A | #N/A | n | 0 | 000
[9 empty] | #N/A | #N/A | n | 0 | [8 empty] | 0 | 0 | 0 | 0 | 0 | 0 | 0 | 0 | 0 | #N/A | #N/A | n | 0 | 000
[9 empty] | #N/A | #N/A | n | 0 | [8 empty] | 0 | 0 | 0 | 0 | 0 | 0 | 0 | 0 | 0 | #N/A | #N/A | n | 0 | 000
[9 empty] | #N/A | #N/A | n | 0 | [8 empty] | 0 | 0 | 0 | 0 | 0 | 0 | 0 | 0 | 0 | #N/A | #N/A | n | 0 | 000
[9 empty] | #N/A | #N/A | n | 0 | [8 empty] | 0 | 0 | 0 | 0 | 0 | 0 | 0 | 0 | 0 | #N/A | #N/A | n | 0 | 000
[9 empty] | #N/A | #N/A | n | 0 | [8 empty] | 0 | 0 | 0 | 0 | 0 | 0 | 0 | 0 | 0 | #N/A | #N/A | n | 0 | 000
[9 empty] | #N/A | #N/A | n | 0 | [8 empty] | 0 | 0 | 0 | 0 | 0 | 0 | 0 | 0 | 0 | #N/A | #N/A | n | 0 | 000
[9 empty] | #N/A | #N/A | n | 0 | [8 empty] | 0 | 0 | 0 | 0 | 0 | 0 | 0 | 0 | 0 | #N/A | #N/A | n | 0 | 000
[9 empty] | #N/A | #N/A | n | 0 | [8 empty] | 0 | 0 | 0 | 0 | 0 | 0 | 0 | 0 | 0 | #N/A | #N/A | n | 0 | 000
[9 empty] | #N/A | #N/A | n | 0 | [8 empty] | 0 | 0 | 0 | 0 | 0 | 0 | 0 | 0 | 0 | #N/A | #N/A | n | 0 | 000
[9 empty] | #N/A | #N/A | n | 0 | [8 empty] | 0 | 0 | 0 | 0 | 0 | 0 | 0 | 0 | 0 | #N/A | #N/A | n | 0 | 000
[9 empty] | #N/A | #N/A | n | 0 | [8 empty] | 0 | 0 | 0 | 0 | 0 | 0 | 0 | 0 | 0 | #N/A | #N/A | n | 0 | 000
[9 empty] | #N/A | #N/A | n | 0 | [8 empty] | 0 | 0 | 0 | 0 | 0 | 0 | 0 | 0 | 0 | #N/A | #N/A | n | 0 | 000
[9 empty] | #N/A | #N/A | n | 0 | [8 empty] | 0 | 0 | 0 | 0 | 0 | 0 | 0 | 0 | 0 | #N/A | #N/A | n | 0 | 000
[9 empty] | #N/A | #N/A | n | 0 | [8 empty] | 0 | 0 | 0 | 0 | 0 | 0 | 0 | 0 | 0 | #N/A | #N/A | n | 0 | 000
[9 empty] | #N/A | #N/A | n | 0 | [8 empty] | 0 | 0 | 0 | 0 | 0 | 0 | 0 | 0 | 0 | #N/A | #N/A | n | 0 | 000
[9 empty] | #N/A | #N/A | n | 0 | [8 empty] | 0 | 0 | 0 | 0 | 0 | 0 | 0 | 0 | 0 | #N/A | #N/A | n | 0 | 000
[9 empty] | #N/A | #N/A | n | 0 | [8 empty] | 0 | 0 | 0 | 0 | 0 | 0 | 0 | 0 | 0 | #N/A | #N/A | n | 0 | 000
[9 empty] | #N/A | #N/A | n | 0 | [8 empty] | 0 | 0 | 0 | 0 | 0 | 0 | 0 | 0 | 0 | #N/A | #N/A | n | 0 | 000
[9 empty] | #N/A | #N/A | n | 0 | [8 empty] | 0 | 0 | 0 | 0 | 0 | 0 | 0 | 0 | 0 | #N/A | #N/A | n | 0 | 000
[9 empty] | #N/A | #N/A | n | 0 | [8 empty] | 0 | 0 | 0 | 0 | 0 | 0 | 0 | 0 | 0 | #N/A | #N/A | n | 0 | 000
[9 empty] | #N/A | #N/A | n | 0 | [8 empty] | 0 | 0 | 0 | 0 | 0 | 0 | 0 | 0 | 0 | #N/A | #N/A | n | 0 | 000
[9 empty] | #N/A | #N/A | n | 0 | [8 empty] | 0 | 0 | 0 | 0 | 0 | 0 | 0 | 0 | 0 | #N/A | #N/A | n | 0 | 000
[9 empty] | #N/A | #N/A | n | 0 | [8 empty] | 0 | 0 | 0 | 0 | 0 | 0 | 0 | 0 | 0 | #N/A | #N/A | n | 0 | 000
[9 empty] | #N/A | #N/A | n | 0 | [8 empty] | 0 | 0 | 0 | 0 | 0 | 0 | 0 | 0 | 0 | #N/A | #N/A | n | 0 | 000
[9 empty] | #N/A | #N/A | n | 0 | [8 empty] | 0 | 0 | 0 | 0 | 0 | 0 | 0 | 0 | 0 | #N/A | #N/A | n | 0 | 000
[9 empty] | #N/A | #N/A | n | 0 | [8 empty] | 0 | 0 | 0 | 0 | 0 | 0 | 0 | 0 | 0 | #N/A | #N/A | n | 0 | 000
[9 empty] | #N/A | #N/A | n | 0 | [8 empty] | 0 | 0 | 0 | 0 | 0 | 0 | 0 | 0 | 0 | #N/A | #N/A | n | 0 | 000
[9 empty] | #N/A | #N/A | n | 0 | [8 empty] | 0 | 0 | 0 | 0 | 0 | 0 | 0 | 0 | 0 | #N/A | #N/A | n | 0 | 000
[9 empty] | #N/A | #N/A | n | 0 | [8 empty] | 0 | 0 | 0 | 0 | 0 | 0 | 0 | 0 | 0 | #N/A | #N/A | n | 0 | 000
[9 empty] | #N/A | #N/A | n | 0 | [8 empty] | 0 | 0 | 0 | 0 | 0 | 0 | 0 | 0 | 0 | #N/A | #N/A | n | 0 | 000
[9 empty] | #N/A | #N/A | n | 0 | [8 empty] | 0 | 0 | 0 | 0 | 0 | 0 | 0 | 0 | 0 | #N/A | #N/A | n | 0 | 000
[9 empty] | #N/A | #N/A | n | 0 | [8 empty] | 0 | 0 | 0 | 0 | 0 | 0 | 0 | 0 | 0 | #N/A | #N/A | n | 0 | 000
[9 empty] | #N/A | #N/A | n | 0 | [8 empty] | 0 | 0 | 0 | 0 | 0 | 0 | 0 | 0 | 0 | #N/A | #N/A | n | 0 | 000
[9 empty] | #N/A | #N/A | n | 0 | [8 empty] | 0 | 0 | 0 | 0 | 0 | 0 | 0 | 0 | 0 | #N/A | #N/A | n | 0 | 000
[9 empty] | #N/A | #N/A | n | 0 | [8 empty] | 0 | 0 | 0 | 0 | 0 | 0 | 0 | 0 | 0 | #N/A | #N/A | n | 0 | 000
[9 empty] | #N/A | #N/A | n | 0 | [8 empty] | 0 | 0 | 0 | 0 | 0 | 0 | 0 | 0 | 0 | #N/A | #N/A | n | 0 | 000
[9 empty] | #N/A | #N/A | n | 0 | [8 empty] | 0 | 0 | 0 | 0 | 0 | 0 | 0 | 0 | 0 | #N/A | #N/A | n | 0 | 000
[9 empty] | #N/A | #N/A | n | 0 | [8 empty] | 0 | 0 | 0 | 0 | 0 | 0 | 0 | 0 | 0 | #N/A | #N/A | n | 0 | 000
[9 empty] | #N/A | #N/A | n | 0 | [8 empty] | 0 | 0 | 0 | 0 | 0 | 0 | 0 | 0 | 0 | #N/A | #N/A | n | 0 | 000
[9 empty] | #N/A | #N/A | n | 0 | [8 empty] | 0 | 0 | 0 | 0 | 0 | 0 | 0 | 0 | 0 | #N/A | #N/A | n | 0 | 000
[9 empty] | #N/A | #N/A | n | 0 | [8 empty] | 0 | 0 | 0 | 0 | 0 | 0 | 0 | 0 | 0 | #N/A | #N/A | n | 0 | 000
[9 empty] | #N/A | #N/A | n | 0 | [8 empty] | 0 | 0 | 0 | 0 | 0 | 0 | 0 | 0 | 0 | #N/A | #N/A | n | 0 | 000
[9 empty] | #N/A | #N/A | n | 0 | [8 empty] | 0 | 0 | 0 | 0 | 0 | 0 | 0 | 0 | 0 | #N/A | #N/A | n | 0 | 000
[9 empty] | #N/A | #N/A | n | 0 | [8 empty] | 0 | 0 | 0 | 0 | 0 | 0 | 0 | 0 | 0 | #N/A | #N/A | n | 0 | 000
[9 empty] | #N/A | #N/A | n | 0 | [8 empty] | 0 | 0 | 0 | 0 | 0 | 0 | 0 | 0 | 0 | #N/A | #N/A | n | 0 | 000
[9 empty] | #N/A | #N/A | n | 0 | [8 empty] | 0 | 0 | 0 | 0 | 0 | 0 | 0 | 0 | 0 | #N/A | #N/A | n | 0 | 000
[9 empty] | #N/A | #N/A | n | 0 | [8 empty] | 0 | 0 | 0 | 0 | 0 | 0 | 0 | 0 | 0 | #N/A | #N/A | n | 0 | 000
[9 empty] | #N/A | #N/A | n | 0 | [8 empty] | 0 | 0 | 0 | 0 | 0 | 0 | 0 | 0 | 0 | #N/A | #N/A | n | 0 | 000
[9 empty] | #N/A | #N/A | n | 0 | [8 empty] | 0 | 0 | 0 | 0 | 0 | 0 | 0 | 0 | 0 | #N/A | #N/A | n | 0 | 000
[9 empty] | #N/A | #N/A | n | 0 | [8 empty] | 0 | 0 | 0 | 0 | 0 | 0 | 0 | 0 | 0 | #N/A | #N/A | n | 0 | 000
[9 empty] | #N/A | #N/A | n | 0 | [8 empty] | 0 | 0 | 0 | 0 | 0 | 0 | 0 | 0 | 0 | #N/A | #N/A | n | 0 | 000
[9 empty] | #N/A | #N/A | n | 0 | [8 empty] | 0 | 0 | 0 | 0 | 0 | 0 | 0 | 0 | 0 | #N/A | #N/A | n | 0 | 000
[9 empty] | #N/A | #N/A | n | 0 | [8 empty] | 0 | 0 | 0 | 0 | 0 | 0 | 0 | 0 | 0 | #N/A | #N/A | n | 0 | 000
[9 empty] | #N/A | #N/A | n | 0 | [8 empty] | 0 | 0 | 0 | 0 | 0 | 0 | 0 | 0 | 0 | #N/A | #N/A | n | 0 | 000
[9 empty] | #N/A | #N/A | n | 0 | [8 empty] | 0 | 0 | 0 | 0 | 0 | 0 | 0 | 0 | 0 | #N/A | #N/A | n | 0 | 000
[9 empty] | #N/A | #N/A | n | 0 | [8 empty] | 0 | 0 | 0 | 0 | 0 | 0 | 0 | 0 | 0 | #N/A | #N/A | n | 0 | 000
[9 empty] | #N/A | #N/A | n | 0 | [8 empty] | 0 | 0 | 0 | 0 | 0 | 0 | 0 | 0 | 0 | #N/A | #N/A | n | 0 | 000
[9 empty] | #N/A | #N/A | n | 0 | [8 empty] | 0 | 0 | 0 | 0 | 0 | 0 | 0 | 0 | 0 | #N/A | #N/A | n | 0 | 000
[9 empty] | #N/A | #N/A | n | 0 | [8 empty] | 0 | 0 | 0 | 0 | 0 | 0 | 0 | 0 | 0 | #N/A | #N/A | n | 0 | 000
[9 empty] | #N/A | #N/A | n | 0 | [8 empty] | 0 | 0 | 0 | 0 | 0 | 0 | 0 | 0 | 0 | #N/A | #N/A | n | 0 | 000
[9 empty] | #N/A | #N/A | n | 0 | [8 empty] | 0 | 0 | 0 | 0 | 0 | 0 | 0 | 0 | 0 | #N/A | #N/A | n | 0 | 000
[9 empty] | #N/A | #N/A | n | 0 | [8 empty] | 0 | 0 | 0 | 0 | 0 | 0 | 0 | 0 | 0 | #N/A | #N/A | n | 0 | 000
[9 empty] | #N/A | #N/A | n | 0 | [8 empty] | 0 | 0 | 0 | 0 | 0 | 0 | 0 | 0 | 0 | #N/A | #N/A | n | 0 | 000
[9 empty] | #N/A | #N/A | n | 0 | [8 empty] | 0 | 0 | 0 | 0 | 0 | 0 | 0 | 0 | 0 | #N/A | #N/A | n | 0 | 000
[9 empty] | #N/A | #N/A | n | 0 | [8 empty] | 0 | 0 | 0 | 0 | 0 | 0 | 0 | 0 | 0 | #N/A | #N/A | n | 0 | 000
[9 empty] | #N/A | #N/A | n | 0 | [8 empty] | 0 | 0 | 0 | 0 | 0 | 0 | 0 | 0 | 0 | #N/A | #N/A | n | 0 | 000
[9 empty] | #N/A | #N/A | n | 0 | [8 empty] | 0 | 0 | 0 | 0 | 0 | 0 | 0 | 0 | 0 | #N/A | #N/A | n | 0 | 000
[9 empty] | #N/A | #N/A | n | 0 | [8 empty] | 0 | 0 | 0 | 0 | 0 | 0 | 0 | 0 | 0 | #N/A | #N/A | n | 0 | 000
[9 empty] | #N/A | #N/A | n | 0 | [8 empty] | 0 | 0 | 0 | 0 | 0 | 0 | 0 | 0 | 0 | #N/A | #N/A | n | 0 | 000
[9 empty] | #N/A | #N/A | n | 0 | [8 empty] | 0 | 0 | 0 | 0 | 0 | 0 | 0 | 0 | 0 | #N/A | #N/A | n | 0 | 000
[9 empty] | #N/A | #N/A | n | 0 | [8 empty] | 0 | 0 | 0 | 0 | 0 | 0 | 0 | 0 | 0 | #N/A | #N/A | n | 0 | 000
[9 empty] | #N/A | #N/A | n | 0 | [8 empty] | 0 | 0 | 0 | 0 | 0 | 0 | 0 | 0 | 0 | #N/A | #N/A | n | 0 | 000
[9 empty] | #N/A | #N/A | n | 0 | [8 empty] | 0 | 0 | 0 | 0 | 0 | 0 | 0 | 0 | 0 | #N/A | #N/A | n | 0 | 000
[9 empty] | #N/A | #N/A | n | 0 | [8 empty] | 0 | 0 | 0 | 0 | 0 | 0 | 0 | 0 | 0 | #N/A | #N/A | n | 0 | 000
[9 empty] | #N/A | #N/A | n | 0 | [8 empty] | 0 | 0 | 0 | 0 | 0 | 0 | 0 | 0 | 0 | #N/A | #N/A | n | 0 | 000
[9 empty] | #N/A | #N/A | n | 0 | [8 empty] | 0 | 0 | 0 | 0 | 0 | 0 | 0 | 0 | 0 | #N/A | #N/A | n | 0 | 000
[9 empty] | #N/A | #N/A | n | 0 | [8 empty] | 0 | 0 | 0 | 0 | 0 | 0 | 0 | 0 | 0 | #N/A | #N/A | n | 0 | 000
[9 empty] | #N/A | #N/A | n | 0 | [8 empty] | 0 | 0 | 0 | 0 | 0 | 0 | 0 | 0 | 0 | #N/A | #N/A | n | 0 | 000
[9 empty] | #N/A | #N/A | n | 0 | [8 empty] | 0 | 0 | 0 | 0 | 0 | 0 | 0 | 0 | 0 | #N/A | #N/A | n | 0 | 000
[9 empty] | #N/A | #N/A | n | 0 | [8 empty] | 0 | 0 | 0 | 0 | 0 | 0 | 0 | 0 | 0 | #N/A | #N/A | n | 0 | 000
[9 empty] | #N/A | #N/A | n | 0 | [8 empty] | 0 | 0 | 0 | 0 | 0 | 0 | 0 | 0 | 0 | #N/A | #N/A | n | 0 | 000
[9 empty] | #N/A | #N/A | n | 0 | [8 empty] | 0 | 0 | 0 | 0 | 0 | 0 | 0 | 0 | 0 | #N/A | #N/A | n | 0 | 000
[9 empty] | #N/A | #N/A | n | 0 | [8 empty] | 0 | 0 | 0 | 0 | 0 | 0 | 0 | 0 | 0 | #N/A | #N/A | n | 0 | 000
[9 empty] | #N/A | #N/A | n | 0 | [8 empty] | 0 | 0 | 0 | 0 | 0 | 0 | 0 | 0 | 0 | #N/A | #N/A | n | 0 | 000
[9 empty] | #N/A | #N/A | n | 0 | [8 empty] | 0 | 0 | 0 | 0 | 0 | 0 | 0 | 0 | 0 | #N/A | #N/A | n | 0 | 000
[9 empty] | #N/A | #N/A | n | 0 | [8 empty] | 0 | 0 | 0 | 0 | 0 | 0 | 0 | 0 | 0 | #N/A | #N/A | n | 0 | 000
[9 empty] | #N/A | #N/A | n | 0 | [8 empty] | 0 | 0 | 0 | 0 | 0 | 0 | 0 | 0 | 0 | #N/A | #N/A | n | 0 | 000
[9 empty] | #N/A | #N/A | n | 0 | [8 empty] | 0 | 0 | 0 | 0 | 0 | 0 | 0 | 0 | 0 | #N/A | #N/A | n | 0 | 000
[9 empty] | #N/A | #N/A | n | 0 | [8 empty] | 0 | 0 | 0 | 0 | 0 | 0 | 0 | 0 | 0 | #N/A | #N/A | n | 0 | 000
[9 empty] | #N/A | #N/A | n | 0 | [8 empty] | 0 | 0 | 0 | 0 | 0 | 0 | 0 | 0 | 0 | #N/A | #N/A | n | 0 | 000
[9 empty] | #N/A | #N/A | n | 0 | [8 empty] | 0 | 0 | 0 | 0 | 0 | 0 | 0 | 0 | 0 | #N/A | #N/A | n | 0 | 000
[9 empty] | #N/A | #N/A | n | 0 | [8 empty] | 0 | 0 | 0 | 0 | 0 | 0 | 0 | 0 | 0 | #N/A | #N/A | n | 0 | 000
[9 empty] | #N/A | #N/A | n | 0 | [8 empty] | 0 | 0 | 0 | 0 | 0 | 0 | 0 | 0 | 0 | #N/A | #N/A | n | 0 | 000
[9 empty] | #N/A | #N/A | n | 0 | [8 empty] | 0 | 0 | 0 | 0 | 0 | 0 | 0 | 0 | 0 | #N/A | #N/A | n | 0 | 000
[9 empty] | #N/A | #N/A | n | 0 | [8 empty] | 0 | 0 | 0 | 0 | 0 | 0 | 0 | 0 | 0 | #N/A | #N/A | n | 0 | 000
[9 empty] | #N/A | #N/A | n | 0 | [8 empty] | 0 | 0 | 0 | 0 | 0 | 0 | 0 | 0 | 0 | #N/A | #N/A | n | 0 | 000
[9 empty] | #N/A | #N/A | n | 0 | [8 empty] | 0 | 0 | 0 | 0 | 0 | 0 | 0 | 0 | 0 | #N/A | #N/A | n | 0 | 000
[9 empty] | #N/A | #N/A | n | 0 | [8 empty] | 0 | 0 | 0 | 0 | 0 | 0 | 0 | 0 | 0 | #N/A | #N/A | n | 0 | 000
[9 empty] | #N/A | #N/A | n | 0 | [8 empty] | 0 | 0 | 0 | 0 | 0 | 0 | 0 | 0 | 0 | #N/A | #N/A | n | 0 | 000
[9 empty] | #N/A | #N/A | n | 0 | [8 empty] | 0 | 0 | 0 | 0 | 0 | 0 | 0 | 0 | 0 | #N/A | #N/A | n | 0 | 000
[9 empty] | #N/A | #N/A | n | 0 | [8 empty] | 0 | 0 | 0 | 0 | 0 | 0 | 0 | 0 | 0 | #N/A | #N/A | n | 0 | 000
[9 empty] | #N/A | #N/A | n | 0 | [8 empty] | 0 | 0 | 0 | 0 | 0 | 0 | 0 | 0 | 0 | #N/A | #N/A | n | 0 | 000
[9 empty] | #N/A | #N/A | n | 0 | [8 empty] | 0 | 0 | 0 | 0 | 0 | 0 | 0 | 0 | 0 | #N/A | #N/A | n | 0 | 000
[9 empty] | #N/A | #N/A | n | 0 | [8 empty] | 0 | 0 | 0 | 0 | 0 | 0 | 0 | 0 | 0 | #N/A | #N/A | n | 0 | 000
[9 empty] | #N/A | #N/A | n | 0 | [8 empty] | 0 | 0 | 0 | 0 | 0 | 0 | 0 | 0 | 0 | #N/A | #N/A | n | 0 | 000
[9 empty] | #N/A | #N/A | n | 0 | [8 empty] | 0 | 0 | 0 | 0 | 0 | 0 | 0 | 0 | 0 | #N/A | #N/A | n | 0 | 000
[9 empty] | #N/A | #N/A | n | 0 | [8 empty] | 0 | 0 | 0 | 0 | 0 | 0 | 0 | 0 | 0 | #N/A | #N/A | n | 0 | 000
[9 empty] | #N/A | #N/A | n | 0 | [8 empty] | 0 | 0 | 0 | 0 | 0 | 0 | 0 | 0 | 0 | #N/A | #N/A | n | 0 | 000
[9 empty] | #N/A | #N/A | n | 0 | [8 empty] | 0 | 0 | 0 | 0 | 0 | 0 | 0 | 0 | 0 | #N/A | #N/A | n | 0 | 000
[9 empty] | #N/A | #N/A | n | 0 | [8 empty] | 0 | 0 | 0 | 0 | 0 | 0 | 0 | 0 | 0 | #N/A | #N/A | n | 0 | 000
[9 empty] | #N/A | #N/A | n | 0 | [8 empty] | 0 | 0 | 0 | 0 | 0 | 0 | 0 | 0 | 0 | #N/A | #N/A | n | 0 | 000
[9 empty] | #N/A | #N/A | n | 0 | [8 empty] | 0 | 0 | 0 | 0 | 0 | 0 | 0 | 0 | 0 | #N/A | #N/A | n | 0 | 000
[9 empty] | #N/A | #N/A | n | 0 | [8 empty] | 0 | 0 | 0 | 0 | 0 | 0 | 0 | 0 | 0 | #N/A | #N/A | n | 0 | 000
[9 empty] | #N/A | #N/A | n | 0 | [8 empty] | 0 | 0 | 0 | 0 | 0 | 0 | 0 | 0 | 0 | #N/A | #N/A | n | 0 | 000
[9 empty] | #N/A | #N/A | n | 0 | [8 empty] | 0 | 0 | 0 | 0 | 0 | 0 | 0 | 0 | 0 | #N/A | #N/A | n | 0 | 000
[9 empty] | #N/A | #N/A | n | 0 | [8 empty] | 0 | 0 | 0 | 0 | 0 | 0 | 0 | 0 | 0 | #N/A | #N/A | n | 0 | 000
[9 empty] | #N/A | #N/A | n | 0 | [8 empty] | 0 | 0 | 0 | 0 | 0 | 0 | 0 | 0 | 0 | #N/A | #N/A | n | 0 | 000
[9 empty] | #N/A | #N/A | n | 0 | [8 empty] | 0 | 0 | 0 | 0 | 0 | 0 | 0 | 0 | 0 | #N/A | #N/A | n | 0 | 000
[9 empty] | #N/A | #N/A | n | 0 | [8 empty] | 0 | 0 | 0 | 0 | 0 | 0 | 0 | 0 | 0 | #N/A | #N/A | n | 0 | 000
[9 empty] | #N/A | #N/A | n | 0 | [8 empty] | 0 | 0 | 0 | 0 | 0 | 0 | 0 | 0 | 0 | #N/A | #N/A | n | 0 | 000
[9 empty] | #N/A | #N/A | n | 0 | [8 empty] | 0 | 0 | 0 | 0 | 0 | 0 | 0 | 0 | 0 | #N/A | #N/A | n | 0 | 000
[9 empty] | #N/A | #N/A | n | 0 | [8 empty] | 0 | 0 | 0 | 0 | 0 | 0 | 0 | 0 | 0 | #N/A | #N/A | n | 0 | 000
[9 empty] | #N/A | #N/A | n | 0 | [8 empty] | 0 | 0 | 0 | 0 | 0 | 0 | 0 | 0 | 0 | #N/A | #N/A | n | 0 | 000
[9 empty] | #N/A | #N/A | n | 0 | [8 empty] | 0 | 0 | 0 | 0 | 0 | 0 | 0 | 0 | 0 | #N/A | #N/A | n | 0 | 000
[9 empty] | #N/A | #N/A | n | 0 | [8 empty] | 0 | 0 | 0 | 0 | 0 | 0 | 0 | 0 | 0 | #N/A | #N/A | n | 0 | 000
[9 empty] | #N/A | #N/A | n | 0 | [8 empty] | 0 | 0 | 0 | 0 | 0 | 0 | 0 | 0 | 0 | #N/A | #N/A | n | 0 | 000
[9 empty] | #N/A | #N/A | n | 0 | [8 empty] | 0 | 0 | 0 | 0 | 0 | 0 | 0 | 0 | 0 | #N/A | #N/A | n | 0 | 000
[9 empty] | #N/A | #N/A | n | 0 | [8 empty] | 0 | 0 | 0 | 0 | 0 | 0 | 0 | 0 | 0 | #N/A | #N/A | n | 0 | 000
[9 empty] | #N/A | #N/A | n | 0 | [8 empty] | 0 | 0 | 0 | 0 | 0 | 0 | 0 | 0 | 0 | #N/A | #N/A | n | 0 | 000
[9 empty] | #N/A | #N/A | n | 0 | [8 empty] | 0 | 0 | 0 | 0 | 0 | 0 | 0 | 0 | 0 | #N/A | #N/A | n | 0 | 000
[9 empty] | #N/A | #N/A | n | 0 | [8 empty] | 0 | 0 | 0 | 0 | 0 | 0 | 0 | 0 | 0 | #N/A | #N/A | n | 0 | 000
[9 empty] | #N/A | #N/A | n | 0 | [8 empty] | 0 | 0 | 0 | 0 | 0 | 0 | 0 | 0 | 0 | #N/A | #N/A | n | 0 | 000
[9 empty] | #N/A | #N/A | n | 0 | [8 empty] | 0 | 0 | 0 | 0 | 0 | 0 | 0 | 0 | 0 | #N/A | #N/A | n | 0 | 000
[9 empty] | #N/A | #N/A | n | 0 | [8 empty] | 0 | 0 | 0 | 0 | 0 | 0 | 0 | 0 | 0 | #N/A | #N/A | n | 0 | 000
[9 empty] | #N/A | #N/A | n | 0 | [8 empty] | 0 | 0 | 0 | 0 | 0 | 0 | 0 | 0 | 0 | #N/A | #N/A | n | 0 | 000
[9 empty] | #N/A | #N/A | n | 0 | [8 empty] | 0 | 0 | 0 | 0 | 0 | 0 | 0 | 0 | 0 | #N/A | #N/A | n | 0 | 000
[9 empty] | #N/A | #N/A | n | 0 | [8 empty] | 0 | 0 | 0 | 0 | 0 | 0 | 0 | 0 | 0 | #N/A | #N/A | n | 0 | 000
[9 empty] | #N/A | #N/A | n | 0 | [8 empty] | 0 | 0 | 0 | 0 | 0 | 0 | 0 | 0 | 0 | #N/A | #N/A | n | 0 | 000
[9 empty] | #N/A | #N/A | n | 0 | [8 empty] | 0 | 0 | 0 | 0 | 0 | 0 | 0 | 0 | 0 | #N/A | #N/A | n | 0 | 000
[9 empty] | #N/A | #N/A | n | 0 | [8 empty] | 0 | 0 | 0 | 0 | 0 | 0 | 0 | 0 | 0 | #N/A | #N/A | n | 0 | 000
[9 empty] | #N/A | #N/A | n | 0 | [8 empty] | 0 | 0 | 0 | 0 | 0 | 0 | 0 | 0 | 0 | #N/A | #N/A | n | 0 | 000
[9 empty] | #N/A | #N/A | n | 0 | [8 empty] | 0 | 0 | 0 | 0 | 0 | 0 | 0 | 0 | 0 | #N/A | #N/A | n | 0 | 000
[9 empty] | #N/A | #N/A | n | 0 | [8 empty] | 0 | 0 | 0 | 0 | 0 | 0 | 0 | 0 | 0 | #N/A | #N/A | n | 0 | 000
[9 empty] | #N/A | #N/A | n | 0 | [8 empty] | 0 | 0 | 0 | 0 | 0 | 0 | 0 | 0 | 0 | #N/A | #N/A | n | 0 | 000
[9 empty] | #N/A | #N/A | n | 0 | [8 empty] | 0 | 0 | 0 | 0 | 0 | 0 | 0 | 0 | 0 | #N/A | #N/A | n | 0 | 000
[9 empty] | #N/A | #N/A | n | 0 | [8 empty] | 0 | 0 | 0 | 0 | 0 | 0 | 0 | 0 | 0 | #N/A | #N/A | n | 0 | 000
[9 empty] | #N/A | #N/A | n | 0 | [8 empty] | 0 | 0 | 0 | 0 | 0 | 0 | 0 | 0 | 0 | #N/A | #N/A | n | 0 | 000
[9 empty] | #N/A | #N/A | n | 0 | [8 empty] | 0 | 0 | 0 | 0 | 0 | 0 | 0 | 0 | 0 | #N/A | #N/A | n | 0 | 000
[9 empty] | #N/A | #N/A | n | 0 | [8 empty] | 0 | 0 | 0 | 0 | 0 | 0 | 0 | 0 | 0 | #N/A | #N/A | n | 0 | 000
[9 empty] | #N/A | #N/A | n | 0 | [8 empty] | 0 | 0 | 0 | 0 | 0 | 0 | 0 | 0 | 0 | #N/A | #N/A | n | 0 | 000
[9 empty] | #N/A | #N/A | n | 0 | [8 empty] | 0 | 0 | 0 | 0 | 0 | 0 | 0 | 0 | 0 | #N/A | #N/A | n | 0 | 000
[9 empty] | #N/A | #N/A | n | 0 | [8 empty] | 0 | 0 | 0 | 0 | 0 | 0 | 0 | 0 | 0 | #N/A | #N/A | n | 0 | 000
[9 empty] | #N/A | #N/A | n | 0 | [8 empty] | 0 | 0 | 0 | 0 | 0 | 0 | 0 | 0 | 0 | #N/A | #N/A | n | 0 | 000
[9 empty] | #N/A | #N/A | n | 0 | [8 empty] | 0 | 0 | 0 | 0 | 0 | 0 | 0 | 0 | 0 | #N/A | #N/A | n | 0 | 000
[9 empty] | #N/A | #N/A | n | 0 | [8 empty] | 0 | 0 | 0 | 0 | 0 | 0 | 0 | 0 | 0 | #N/A | #N/A | n | 0 | 000
[9 empty] | #N/A | #N/A | n | 0 | [8 empty] | 0 | 0 | 0 | 0 | 0 | 0 | 0 | 0 | 0 | #N/A | #N/A | n | 0 | 000
[9 empty] | #N/A | #N/A | n | 0 | [8 empty] | 0 | 0 | 0 | 0 | 0 | 0 | 0 | 0 | 0 | #N/A | #N/A | n | 0 | 000
[9 empty] | #N/A | #N/A | n | 0 | [8 empty] | 0 | 0 | 0 | 0 | 0 | 0 | 0 | 0 | 0 | #N/A | #N/A | n | 0 | 000
[9 empty] | #N/A | #N/A | n | 0 | [8 empty] | 0 | 0 | 0 | 0 | 0 | 0 | 0 | 0 | 0 | #N/A | #N/A | n | 0 | 000
[9 empty] | #N/A | #N/A | n | 0 | [8 empty] | 0 | 0 | 0 | 0 | 0 | 0 | 0 | 0 | 0 | #N/A | #N/A | n | 0 | 000
[9 empty] | #N/A | #N/A | n | 0 | [8 empty] | 0 | 0 | 0 | 0 | 0 | 0 | 0 | 0 | 0 | #N/A | #N/A | n | 0 | 000
[9 empty] | #N/A | #N/A | n | 0 | [8 empty] | 0 | 0 | 0 | 0 | 0 | 0 | 0 | 0 | 0 | #N/A | #N/A | n | 0 | 000
[9 empty] | #N/A | #N/A | n | 0 | [8 empty] | 0 | 0 | 0 | 0 | 0 | 0 | 0 | 0 | 0 | #N/A | #N/A | n | 0 | 000
[9 empty] | #N/A | #N/A | n | 0 | [8 empty] | 0 | 0 | 0 | 0 | 0 | 0 | 0 | 0 | 0 | #N/A | #N/A | n | 0 | 000
[9 empty] | #N/A | #N/A | n | 0 | [8 empty] | 0 | 0 | 0 | 0 | 0 | 0 | 0 | 0 | 0 | #N/A | #N/A | n | 0 | 000
[9 empty] | #N/A | #N/A | n | 0 | [8 empty] | 0 | 0 | 0 | 0 | 0 | 0 | 0 | 0 | 0 | #N/A | #N/A | n | 0 | 000
[9 empty] | #N/A | #N/A | n | 0 | [8 empty] | 0 | 0 | 0 | 0 | 0 | 0 | 0 | 0 | 0 | #N/A | #N/A | n | 0 | 000
[9 empty] | #N/A | #N/A | n | 0 | [8 empty] | 0 | 0 | 0 | 0 | 0 | 0 | 0 | 0 | 0 | #N/A | #N/A | n | 0 | 000
[9 empty] | #N/A | #N/A | n | 0 | [8 empty] | 0 | 0 | 0 | 0 | 0 | 0 | 0 | 0 | 0 | #N/A | #N/A | n | 0 | 000
[9 empty] | #N/A | #N/A | n | 0 | [8 empty] | 0 | 0 | 0 | 0 | 0 | 0 | 0 | 0 | 0 | #N/A | #N/A | n | 0 | 000
[9 empty] | #N/A | #N/A | n | 0 | [8 empty] | 0 | 0 | 0 | 0 | 0 | 0 | 0 | 0 | 0 | #N/A | #N/A | n | 0 | 000
[9 empty] | #N/A | #N/A | n | 0 | [8 empty] | 0 | 0 | 0 | 0 | 0 | 0 | 0 | 0 | 0 | #N/A | #N/A | n | 0 | 000
[9 empty] | #N/A | #N/A | n | 0 | [8 empty] | 0 | 0 | 0 | 0 | 0 | 0 | 0 | 0 | 0 | #N/A | #N/A | n | 0 | 000
[9 empty] | #N/A | #N/A | n | 0 | [8 empty] | 0 | 0 | 0 | 0 | 0 | 0 | 0 | 0 | 0 | #N/A | #N/A | n | 0 | 000
[9 empty] | #N/A | #N/A | n | 0 | [8 empty] | 0 | 0 | 0 | 0 | 0 | 0 | 0 | 0 | 0 | #N/A | #N/A | n | 0 | 000
[9 empty] | #N/A | #N/A | n | 0 | [8 empty] | 0 | 0 | 0 | 0 | 0 | 0 | 0 | 0 | 0 | #N/A | #N/A | n | 0 | 000
[9 empty] | #N/A | #N/A | n | 0 | [8 empty] | 0 | 0 | 0 | 0 | 0 | 0 | 0 | 0 | 0 | #N/A | #N/A | n | 0 | 000
[9 empty] | #N/A | #N/A | n | 0 | [8 empty] | 0 | 0 | 0 | 0 | 0 | 0 | 0 | 0 | 0 | #N/A | #N/A | n | 0 | 000
[9 empty] | #N/A | #N/A | n | 0 | [8 empty] | 0 | 0 | 0 | 0 | 0 | 0 | 0 | 0 | 0 | #N/A | #N/A | n | 0 | 000
[9 empty] | #N/A | #N/A | n | 0 | [8 empty] | 0 | 0 | 0 | 0 | 0 | 0 | 0 | 0 | 0 | #N/A | #N/A | n | 0 | 000
[9 empty] | #N/A | #N/A | n | 0 | [8 empty] | 0 | 0 | 0 | 0 | 0 | 0 | 0 | 0 | 0 | #N/A | #N/A | n | 0 | 000
[9 empty] | #N/A | #N/A | n | 0 | [8 empty] | 0 | 0 | 0 | 0 | 0 | 0 | 0 | 0 | 0 | #N/A | #N/A | n | 0 | 000
[9 empty] | #N/A | #N/A | n | 0 | [8 empty] | 0 | 0 | 0 | 0 | 0 | 0 | 0 | 0 | 0 | #N/A | #N/A | n | 0 | 000
[9 empty] | #N/A | #N/A | n | 0 | [8 empty] | 0 | 0 | 0 | 0 | 0 | 0 | 0 | 0 | 0 | #N/A | #N/A | n | 0 | 000
[9 empty] | #N/A | #N/A | n | 0 | [8 empty] | 0 | 0 | 0 | 0 | 0 | 0 | 0 | 0 | 0 | #N/A | #N/A | n | 0 | 000
[9 empty] | #N/A | #N/A | n | 0 | [8 empty] | 0 | 0 | 0 | 0 | 0 | 0 | 0 | 0 | 0 | #N/A | #N/A | n | 0 | 000
[9 empty] | #N/A | #N/A | n | 0 | [8 empty] | 0 | 0 | 0 | 0 | 0 | 0 | 0 | 0 | 0 | #N/A | #N/A | n | 0 | 000
[9 empty] | #N/A | #N/A | n | 0 | [8 empty] | 0 | 0 | 0 | 0 | 0 | 0 | 0 | 0 | 0 | #N/A | #N/A | n | 0 | 000
[9 empty] | #N/A | #N/A | n | 0 | [8 empty] | 0 | 0 | 0 | 0 | 0 | 0 | 0 | 0 | 0 | #N/A | #N/A | n | 0 | 000
[9 empty] | #N/A | #N/A | n | 0 | [8 empty] | 0 | 0 | 0 | 0 | 0 | 0 | 0 | 0 | 0 | #N/A | #N/A | n | 0 | 000
[9 empty] | #N/A | #N/A | n | 0 | [8 empty] | 0 | 0 | 0 | 0 | 0 | 0 | 0 | 0 | 0 | #N/A | #N/A | n | 0 | 000
[9 empty] | #N/A | #N/A | n | 0 | [8 empty] | 0 | 0 | 0 | 0 | 0 | 0 | 0 | 0 | 0 | #N/A | #N/A | n | 0 | 000
[9 empty] | #N/A | #N/A | n | 0 | [8 empty] | 0 | 0 | 0 | 0 | 0 | 0 | 0 | 0 | 0 | #N/A | #N/A | n | 0 | 000
[9 empty] | #N/A | #N/A | n | 0 | [8 empty] | 0 | 0 | 0 | 0 | 0 | 0 | 0 | 0 | 0 | #N/A | #N/A | n | 0 | 000
[9 empty] | #N/A | #N/A | n | 0 | [8 empty] | 0 | 0 | 0 | 0 | 0 | 0 | 0 | 0 | 0 | #N/A | #N/A | n | 0 | 000
[9 empty] | #N/A | #N/A | n | 0 | [8 empty] | 0 | 0 | 0 | 0 | 0 | 0 | 0 | 0 | 0 | #N/A | #N/A | n | 0 | 000
[9 empty] | #N/A | #N/A | n | 0 | [8 empty] | 0 | 0 | 0 | 0 | 0 | 0 | 0 | 0 | 0 | #N/A | #N/A | n | 0 | 000
[9 empty] | #N/A | #N/A | n | 0 | [8 empty] | 0 | 0 | 0 | 0 | 0 | 0 | 0 | 0 | 0 | #N/A | #N/A | n | 0 | 000
[9 empty] | #N/A | #N/A | n | 0 | [8 empty] | 0 | 0 | 0 | 0 | 0 | 0 | 0 | 0 | 0 | #N/A | #N/A | n | 0 | 000
[9 empty] | #N/A | #N/A | n | 0 | [8 empty] | 0 | 0 | 0 | 0 | 0 | 0 | 0 | 0 | 0 | #N/A | #N/A | n | 0 | 000
[9 empty] | #N/A | #N/A | n | 0 | [8 empty] | 0 | 0 | 0 | 0 | 0 | 0 | 0 | 0 | 0 | #N/A | #N/A | n | 0 | 000
[9 empty] | #N/A | #N/A | n | 0 | [8 empty] | 0 | 0 | 0 | 0 | 0 | 0 | 0 | 0 | 0 | #N/A | #N/A | n | 0 | 000
[9 empty] | #N/A | #N/A | n | 0 | [8 empty] | 0 | 0 | 0 | 0 | 0 | 0 | 0 | 0 | 0 | #N/A | #N/A | n | 0 | 000
[9 empty] | #N/A | #N/A | n | 0 | [8 empty] | 0 | 0 | 0 | 0 | 0 | 0 | 0 | 0 | 0 | #N/A | #N/A | n | 0 | 000
[9 empty] | #N/A | #N/A | n | 0 | [8 empty] | 0 | 0 | 0 | 0 | 0 | 0 | 0 | 0 | 0 | #N/A | #N/A | n | 0 | 000
[9 empty] | #N/A | #N/A | n | 0 | [8 empty] | 0 | 0 | 0 | 0 | 0 | 0 | 0 | 0 | 0 | #N/A | #N/A | n | 0 | 000
[9 empty] | #N/A | #N/A | n | 0 | [8 empty] | 0 | 0 | 0 | 0 | 0 | 0 | 0 | 0 | 0 | #N/A | #N/A | n | 0 | 000
[9 empty] | #N/A | #N/A | n | 0 | [8 empty] | 0 | 0 | 0 | 0 | 0 | 0 | 0 | 0 | 0 | #N/A | #N/A | n | 0 | 000
[9 empty] | #N/A | #N/A | n | 0 | [8 empty] | 0 | 0 | 0 | 0 | 0 | 0 | 0 | 0 | 0 | #N/A | #N/A | n | 0 | 000
[9 empty] | #N/A | #N/A | n | 0 | [8 empty] | 0 | 0 | 0 | 0 | 0 | 0 | 0 | 0 | 0 | #N/A | #N/A | n | 0 | 000
[9 empty] | #N/A | #N/A | n | 0 | [8 empty] | 0 | 0 | 0 | 0 | 0 | 0 | 0 | 0 | 0 | #N/A | #N/A | n | 0 | 000
[9 empty] | #N/A | #N/A | n | 0 | [8 empty] | 0 | 0 | 0 | 0 | 0 | 0 | 0 | 0 | 0 | #N/A | #N/A | n | 0 | 000
[9 empty] | #N/A | #N/A | n | 0 | [8 empty] | 0 | 0 | 0 | 0 | 0 | 0 | 0 | 0 | 0 | #N/A | #N/A | n | 0 | 000
[9 empty] | #N/A | #N/A | n | 0 | [8 empty] | 0 | 0 | 0 | 0 | 0 | 0 | 0 | 0 | 0 | #N/A | #N/A | n | 0 | 000
[9 empty] | #N/A | #N/A | n | 0 | [8 empty] | 0 | 0 | 0 | 0 | 0 | 0 | 0 | 0 | 0 | #N/A | #N/A | n | 0 | 000
[9 empty] | #N/A | #N/A | n | 0 | [8 empty] | 0 | 0 | 0 | 0 | 0 | 0 | 0 | 0 | 0 | #N/A | #N/A | n | 0 | 000
[9 empty] | #N/A | #N/A | n | 0 | [8 empty] | 0 | 0 | 0 | 0 | 0 | 0 | 0 | 0 | 0 | #N/A | #N/A | n | 0 | 000
[9 empty] | #N/A | #N/A | n | 0 | [8 empty] | 0 | 0 | 0 | 0 | 0 | 0 | 0 | 0 | 0 | #N/A | #N/A | n | 0 | 000
[9 empty] | #N/A | #N/A | n | 0 | [8 empty] | 0 | 0 | 0 | 0 | 0 | 0 | 0 | 0 | 0 | #N/A | #N/A | n | 0 | 000
[9 empty] | #N/A | #N/A | n | 0 | [8 empty] | 0 | 0 | 0 | 0 | 0 | 0 | 0 | 0 | 0 | #N/A | #N/A | n | 0 | 000
[9 empty] | #N/A | #N/A | n | 0 | [8 empty] | 0 | 0 | 0 | 0 | 0 | 0 | 0 | 0 | 0 | #N/A | #N/A | n | 0 | 000
[9 empty] | #N/A | #N/A | n | 0 | [8 empty] | 0 | 0 | 0 | 0 | 0 | 0 | 0 | 0 | 0 | #N/A | #N/A | n | 0 | 000
[9 empty] | #N/A | #N/A | n | 0 | [8 empty] | 0 | 0 | 0 | 0 | 0 | 0 | 0 | 0 | 0 | #N/A | #N/A | n | 0 | 000
[9 empty] | #N/A | #N/A | n | 0 | [8 empty] | 0 | 0 | 0 | 0 | 0 | 0 | 0 | 0 | 0 | #N/A | #N/A | n | 0 | 000
[9 empty] | #N/A | #N/A | n | 0 | [8 empty] | 0 | 0 | 0 | 0 | 0 | 0 | 0 | 0 | 0 | #N/A | #N/A | n | 0 | 000
[9 empty] | #N/A | #N/A | n | 0 | [8 empty] | 0 | 0 | 0 | 0 | 0 | 0 | 0 | 0 | 0 | #N/A | #N/A | n | 0 | 000
[9 empty] | #N/A | #N/A | n | 0 | [8 empty] | 0 | 0 | 0 | 0 | 0 | 0 | 0 | 0 | 0 | #N/A | #N/A | n | 0 | 000
[9 empty] | #N/A | #N/A | n | 0 | [8 empty] | 0 | 0 | 0 | 0 | 0 | 0 | 0 | 0 | 0 | #N/A | #N/A | n | 0 | 000
[9 empty] | #N/A | #N/A | n | 0 | [8 empty] | 0 | 0 | 0 | 0 | 0 | 0 | 0 | 0 | 0 | #N/A | #N/A | n | 0 | 000
[9 empty] | #N/A | #N/A | n | 0 | [8 empty] | 0 | 0 | 0 | 0 | 0 | 0 | 0 | 0 | 0 | #N/A | #N/A | n | 0 | 000
[9 empty] | #N/A | #N/A | n | 0 | [8 empty] | 0 | 0 | 0 | 0 | 0 | 0 | 0 | 0 | 0 | #N/A | #N/A | n | 0 | 000
[9 empty] | #N/A | #N/A | n | 0 | [8 empty] | 0 | 0 | 0 | 0 | 0 | 0 | 0 | 0 | 0 | #N/A | #N/A | n | 0 | 000
[9 empty] | #N/A | #N/A | n | 0 | [8 empty] | 0 | 0 | 0 | 0 | 0 | 0 | 0 | 0 | 0 | #N/A | #N/A | n | 0 | 000
[9 empty] | #N/A | #N/A | n | 0 | [8 empty] | 0 | 0 | 0 | 0 | 0 | 0 | 0 | 0 | 0 | #N/A | #N/A | n | 0 | 000
[9 empty] | #N/A | #N/A | n | 0 | [8 empty] | 0 | 0 | 0 | 0 | 0 | 0 | 0 | 0 | 0 | #N/A | #N/A | n | 0 | 000
[9 empty] | #N/A | #N/A | n | 0 | [8 empty] | 0 | 0 | 0 | 0 | 0 | 0 | 0 | 0 | 0 | #N/A | #N/A | n | 0 | 000
[9 empty] | #N/A | #N/A | n | 0 | [8 empty] | 0 | 0 | 0 | 0 | 0 | 0 | 0 | 0 | 0 | #N/A | #N/A | n | 0 | 000
[9 empty] | #N/A | #N/A | n | 0 | [8 empty] | 0 | 0 | 0 | 0 | 0 | 0 | 0 | 0 | 0 | #N/A | #N/A | n | 0 | 000
[9 empty] | #N/A | #N/A | n | 0 | [8 empty] | 0 | 0 | 0 | 0 | 0 | 0 | 0 | 0 | 0 | #N/A | #N/A | n | 0 | 000
[9 empty] | #N/A | #N/A | n | 0 | [8 empty] | 0 | 0 | 0 | 0 | 0 | 0 | 0 | 0 | 0 | #N/A | #N/A | n | 0 | 000
[9 empty] | #N/A | #N/A | n | 0 | [8 empty] | 0 | 0 | 0 | 0 | 0 | 0 | 0 | 0 | 0 | #N/A | #N/A | n | 0 | 000
[9 empty] | #N/A | #N/A | n | 0 | [8 empty] | 0 | 0 | 0 | 0 | 0 | 0 | 0 | 0 | 0 | #N/A | #N/A | n | 0 | 000
[9 empty] | #N/A | #N/A | n | 0 | [8 empty] | 0 | 0 | 0 | 0 | 0 | 0 | 0 | 0 | 0 | #N/A | #N/A | n | 0 | 000
[9 empty] | #N/A | #N/A | n | 0 | [8 empty] | 0 | 0 | 0 | 0 | 0 | 0 | 0 | 0 | 0 | #N/A | #N/A | n | 0 | 000
[9 empty] | #N/A | #N/A | n | 0 | [8 empty] | 0 | 0 | 0 | 0 | 0 | 0 | 0 | 0 | 0 | #N/A | #N/A | n | 0 | 000
[9 empty] | #N/A | #N/A | n | 0 | [8 empty] | 0 | 0 | 0 | 0 | 0 | 0 | 0 | 0 | 0 | #N/A | #N/A | n | 0 | 000
[9 empty] | #N/A | #N/A | n | 0 | [8 empty] | 0 | 0 | 0 | 0 | 0 | 0 | 0 | 0 | 0 | #N/A | #N/A | n | 0 | 000
[9 empty] | #N/A | #N/A | n | 0 | [8 empty] | 0 | 0 | 0 | 0 | 0 | 0 | 0 | 0 | 0 | #N/A | #N/A | n | 0 | 000
[9 empty] | #N/A | #N/A | n | 0 | [8 empty] | 0 | 0 | 0 | 0 | 0 | 0 | 0 | 0 | 0 | #N/A | #N/A | n | 0 | 000
[9 empty] | #N/A | #N/A | n | 0 | [8 empty] | 0 | 0 | 0 | 0 | 0 | 0 | 0 | 0 | 0 | #N/A | #N/A | n | 0 | 000
[9 empty] | #N/A | #N/A | n | 0 | [8 empty] | 0 | 0 | 0 | 0 | 0 | 0 | 0 | 0 | 0 | #N/A | #N/A | n | 0 | 000
[9 empty] | #N/A | #N/A | n | 0 | [8 empty] | 0 | 0 | 0 | 0 | 0 | 0 | 0 | 0 | 0 | #N/A | #N/A | n | 0 | 000
[9 empty] | #N/A | #N/A | n | 0 | [8 empty] | 0 | 0 | 0 | 0 | 0 | 0 | 0 | 0 | 0 | #N/A | #N/A | n | 0 | 000
[9 empty] | #N/A | #N/A | n | 0 | [8 empty] | 0 | 0 | 0 | 0 | 0 | 0 | 0 | 0 | 0 | #N/A | #N/A | n | 0 | 000
[9 empty] | #N/A | #N/A | n | 0 | [8 empty] | 0 | 0 | 0 | 0 | 0 | 0 | 0 | 0 | 0 | #N/A | #N/A | n | 0 | 000
[9 empty] | #N/A | #N/A | n | 0 | [8 empty] | 0 | 0 | 0 | 0 | 0 | 0 | 0 | 0 | 0 | #N/A | #N/A | n | 0 | 000
[9 empty] | #N/A | #N/A | n | 0 | [8 empty] | 0 | 0 | 0 | 0 | 0 | 0 | 0 | 0 | 0 | #N/A | #N/A | n | 0 | 000
[9 empty] | #N/A | #N/A | n | 0 | [8 empty] | 0 | 0 | 0 | 0 | 0 | 0 | 0 | 0 | 0 | #N/A | #N/A | n | 0 | 000
[9 empty] | #N/A | #N/A | n | 0 | [8 empty] | 0 | 0 | 0 | 0 | 0 | 0 | 0 | 0 | 0 | #N/A | #N/A | n | 0 | 000
[9 empty] | #N/A | #N/A | n | 0 | [8 empty] | 0 | 0 | 0 | 0 | 0 | 0 | 0 | 0 | 0 | #N/A | #N/A | n | 0 | 000
[9 empty] | #N/A | #N/A | n | 0 | [8 empty] | 0 | 0 | 0 | 0 | 0 | 0 | 0 | 0 | 0 | #N/A | #N/A | n | 0 | 000
[9 empty] | #N/A | #N/A | n | 0 | [8 empty] | 0 | 0 | 0 | 0 | 0 | 0 | 0 | 0 | 0 | #N/A | #N/A | n | 0 | 000
[9 empty] | #N/A | #N/A | n | 0 | [8 empty] | 0 | 0 | 0 | 0 | 0 | 0 | 0 | 0 | 0 | #N/A | #N/A | n | 0 | 000
[9 empty] | #N/A | #N/A | n | 0 | [8 empty] | 0 | 0 | 0 | 0 | 0 | 0 | 0 | 0 | 0 | #N/A | #N/A | n | 0 | 000
[9 empty] | #N/A | #N/A | n | 0 | [8 empty] | 0 | 0 | 0 | 0 | 0 | 0 | 0 | 0 | 0 | #N/A | #N/A | n | 0 | 000
[9 empty] | #N/A | #N/A | n | 0 | [8 empty] | 0 | 0 | 0 | 0 | 0 | 0 | 0 | 0 | 0 | #N/A | #N/A | n | 0 | 000
[9 empty] | #N/A | #N/A | n | 0 | [8 empty] | 0 | 0 | 0 | 0 | 0 | 0 | 0 | 0 | 0 | #N/A | #N/A | n | 0 | 000
[9 empty] | #N/A | #N/A | n | 0 | [8 empty] | 0 | 0 | 0 | 0 | 0 | 0 | 0 | 0 | 0 | #N/A | #N/A | n | 0 | 000
[9 empty] | #N/A | #N/A | n | 0 | [8 empty] | 0 | 0 | 0 | 0 | 0 | 0 | 0 | 0 | 0 | #N/A | #N/A | n | 0 | 000
[9 empty] | #N/A | #N/A | n | 0 | [8 empty] | 0 | 0 | 0 | 0 | 0 | 0 | 0 | 0 | 0 | #N/A | #N/A | n | 0 | 000
[9 empty] | #N/A | #N/A | n | 0 | [8 empty] | 0 | 0 | 0 | 0 | 0 | 0 | 0 | 0 | 0 | #N/A | #N/A | n | 0 | 000
[9 empty] | #N/A | #N/A | n | 0 | [8 empty] | 0 | 0 | 0 | 0 | 0 | 0 | 0 | 0 | 0 | #N/A | #N/A | n | 0 | 000
[9 empty] | #N/A | #N/A | n | 0 | [8 empty] | 0 | 0 | 0 | 0 | 0 | 0 | 0 | 0 | 0 | #N/A | #N/A | n | 0 | 000
[9 empty] | #N/A | #N/A | n | 0 | [8 empty] | 0 | 0 | 0 | 0 | 0 | 0 | 0 | 0 | 0 | #N/A | #N/A | n | 0 | 000
[9 empty] | #N/A | #N/A | n | 0 | [8 empty] | 0 | 0 | 0 | 0 | 0 | 0 | 0 | 0 | 0 | #N/A | #N/A | n | 0 | 000
[9 empty] | #N/A | #N/A | n | 0 | [8 empty] | 0 | 0 | 0 | 0 | 0 | 0 | 0 | 0 | 0 | #N/A | #N/A | n | 0 | 000
[9 empty] | #N/A | #N/A | n | 0 | [8 empty] | 0 | 0 | 0 | 0 | 0 | 0 | 0 | 0 | 0 | #N/A | #N/A | n | 0 | 000
[9 empty] | #N/A | #N/A | n | 0 | [8 empty] | 0 | 0 | 0 | 0 | 0 | 0 | 0 | 0 | 0 | #N/A | #N/A | n | 0 | 000
[9 empty] | #N/A | #N/A | n | 0 | [8 empty] | 0 | 0 | 0 | 0 | 0 | 0 | 0 | 0 | 0 | #N/A | #N/A | n | 0 | 000
[9 empty] | #N/A | #N/A | n | 0 | [8 empty] | 0 | 0 | 0 | 0 | 0 | 0 | 0 | 0 | 0 | #N/A | #N/A | n | 0 | 000
[9 empty] | #N/A | #N/A | n | 0 | [8 empty] | 0 | 0 | 0 | 0 | 0 | 0 | 0 | 0 | 0 | #N/A | #N/A | n | 0 | 000
[9 empty] | #N/A | #N/A | n | 0 | [8 empty] | 0 | 0 | 0 | 0 | 0 | 0 | 0 | 0 | 0 | #N/A | #N/A | n | 0 | 000
[9 empty] | #N/A | #N/A | n | 0 | [8 empty] | 0 | 0 | 0 | 0 | 0 | 0 | 0 | 0 | 0 | #N/A | #N/A | n | 0 | 000
[9 empty] | #N/A | #N/A | n | 0 | [8 empty] | 0 | 0 | 0 | 0 | 0 | 0 | 0 | 0 | 0 | #N/A | #N/A | n | 0 | 000
[9 empty] | #N/A | #N/A | n | 0 | [8 empty] | 0 | 0 | 0 | 0 | 0 | 0 | 0 | 0 | 0 | #N/A | #N/A | n | 0 | 000
[9 empty] | #N/A | #N/A | n | 0 | [8 empty] | 0 | 0 | 0 | 0 | 0 | 0 | 0 | 0 | 0 | #N/A | #N/A | n | 0 | 000
[9 empty] | #N/A | #N/A | n | 0 | [8 empty] | 0 | 0 | 0 | 0 | 0 | 0 | 0 | 0 | 0 | #N/A | #N/A | n | 0 | 000
[9 empty] | #N/A | #N/A | n | 0 | [8 empty] | 0 | 0 | 0 | 0 | 0 | 0 | 0 | 0 | 0 | #N/A | #N/A | n | 0 | 000
[9 empty] | #N/A | #N/A | n | 0 | [8 empty] | 0 | 0 | 0 | 0 | 0 | 0 | 0 | 0 | 0 | #N/A | #N/A | n | 0 | 000
[9 empty] | #N/A | #N/A | n | 0 | [8 empty] | 0 | 0 | 0 | 0 | 0 | 0 | 0 | 0 | 0 | #N/A | #N/A | n | 0 | 000
[9 empty] | #N/A | #N/A | n | 0 | [8 empty] | 0 | 0 | 0 | 0 | 0 | 0 | 0 | 0 | 0 | #N/A | #N/A | n | 0 | 000
[9 empty] | #N/A | #N/A | n | 0 | [8 empty] | 0 | 0 | 0 | 0 | 0 | 0 | 0 | 0 | 0 | #N/A | #N/A | n | 0 | 000
[9 empty] | #N/A | #N/A | n | 0 | [8 empty] | 0 | 0 | 0 | 0 | 0 | 0 | 0 | 0 | 0 | #N/A | #N/A | n | 0 | 000
[9 empty] | #N/A | #N/A | n | 0 | [8 empty] | 0 | 0 | 0 | 0 | 0 | 0 | 0 | 0 | 0 | #N/A | #N/A | n | 0 | 000
[9 empty] | #N/A | #N/A | n | 0 | [8 empty] | 0 | 0 | 0 | 0 | 0 | 0 | 0 | 0 | 0 | #N/A | #N/A | n | 0 | 000
[9 empty] | #N/A | #N/A | n | 0 | [8 empty] | 0 | 0 | 0 | 0 | 0 | 0 | 0 | 0 | 0 | #N/A | #N/A | n | 0 | 000
[9 empty] | #N/A | #N/A | n | 0 | [8 empty] | 0 | 0 | 0 | 0 | 0 | 0 | 0 | 0 | 0 | #N/A | #N/A | n | 0 | 000
[9 empty] | #N/A | #N/A | n | 0 | [8 empty] | 0 | 0 | 0 | 0 | 0 | 0 | 0 | 0 | 0 | #N/A | #N/A | n | 0 | 000
[9 empty] | #N/A | #N/A | n | 0 | [8 empty] | 0 | 0 | 0 | 0 | 0 | 0 | 0 | 0 | 0 | #N/A | #N/A | n | 0 | 000
[9 empty] | #N/A | #N/A | n | 0 | [8 empty] | 0 | 0 | 0 | 0 | 0 | 0 | 0 | 0 | 0 | #N/A | #N/A | n | 0 | 000
[9 empty] | #N/A | #N/A | n | 0 | [8 empty] | 0 | 0 | 0 | 0 | 0 | 0 | 0 | 0 | 0 | #N/A | #N/A | n | 0 | 000
[9 empty] | #N/A | #N/A | n | 0 | [8 empty] | 0 | 0 | 0 | 0 | 0 | 0 | 0 | 0 | 0 | #N/A | #N/A | n | 0 | 000
[9 empty] | #N/A | #N/A | n | 0 | [8 empty] | 0 | 0 | 0 | 0 | 0 | 0 | 0 | 0 | 0 | #N/A | #N/A | n | 0 | 000
[9 empty] | #N/A | #N/A | n | 0 | [8 empty] | 0 | 0 | 0 | 0 | 0 | 0 | 0 | 0 | 0 | #N/A | #N/A | n | 0 | 000
[9 empty] | #N/A | #N/A | n | 0 | [8 empty] | 0 | 0 | 0 | 0 | 0 | 0 | 0 | 0 | 0 | #N/A | #N/A | n | 0 | 000
[9 empty] | #N/A | #N/A | n | 0 | [8 empty] | 0 | 0 | 0 | 0 | 0 | 0 | 0 | 0 | 0 | #N/A | #N/A | n | 0 | 000
[9 empty] | #N/A | #N/A | n | 0 | [8 empty] | 0 | 0 | 0 | 0 | 0 | 0 | 0 | 0 | 0 | #N/A | #N/A | n | 0 | 000
[9 empty] | #N/A | #N/A | n | 0 | [8 empty] | 0 | 0 | 0 | 0 | 0 | 0 | 0 | 0 | 0 | #N/A | #N/A | n | 0 | 000
[9 empty] | #N/A | #N/A | n | 0 | [8 empty] | 0 | 0 | 0 | 0 | 0 | 0 | 0 | 0 | 0 | #N/A | #N/A | n | 0 | 000
[9 empty] | #N/A | #N/A | n | 0 | [8 empty] | 0 | 0 | 0 | 0 | 0 | 0 | 0 | 0 | 0 | #N/A | #N/A | n | 0 | 000
[9 empty] | #N/A | #N/A | n | 0 | [8 empty] | 0 | 0 | 0 | 0 | 0 | 0 | 0 | 0 | 0 | #N/A | #N/A | n | 0 | 000
[9 empty] | #N/A | #N/A | n | 0 | [8 empty] | 0 | 0 | 0 | 0 | 0 | 0 | 0 | 0 | 0 | #N/A | #N/A | n | 0 | 000
[9 empty] | #N/A | #N/A | n | 0 | [8 empty] | 0 | 0 | 0 | 0 | 0 | 0 | 0 | 0 | 0 | #N/A | #N/A | n | 0 | 000
[9 empty] | #N/A | #N/A | n | 0 | [8 empty] | 0 | 0 | 0 | 0 | 0 | 0 | 0 | 0 | 0 | #N/A | #N/A | n | 0 | 000
[9 empty] | #N/A | #N/A | n | 0 | [8 empty] | 0 | 0 | 0 | 0 | 0 | 0 | 0 | 0 | 0 | #N/A | #N/A | n | 0 | 000
[9 empty] | #N/A | #N/A | n | 0 | [8 empty] | 0 | 0 | 0 | 0 | 0 | 0 | 0 | 0 | 0 | #N/A | #N/A | n | 0 | 000
[9 empty] | #N/A | #N/A | n | 0 | [8 empty] | 0 | 0 | 0 | 0 | 0 | 0 | 0 | 0 | 0 | #N/A | #N/A | n | 0 | 000
[9 empty] | #N/A | #N/A | n | 0 | [8 empty] | 0 | 0 | 0 | 0 | 0 | 0 | 0 | 0 | 0 | #N/A | #N/A | n | 0 | 000
[9 empty] | #N/A | #N/A | n | 0 | [8 empty] | 0 | 0 | 0 | 0 | 0 | 0 | 0 | 0 | 0 | #N/A | #N/A | n | 0 | 000
[9 empty] | #N/A | #N/A | n | 0 | [8 empty] | 0 | 0 | 0 | 0 | 0 | 0 | 0 | 0 | 0 | #N/A | #N/A | n | 0 | 000
[9 empty] | #N/A | #N/A | n | 0 | [8 empty] | 0 | 0 | 0 | 0 | 0 | 0 | 0 | 0 | 0 | #N/A | #N/A | n | 0 | 000
[9 empty] | #N/A | #N/A | n | 0 | [8 empty] | 0 | 0 | 0 | 0 | 0 | 0 | 0 | 0 | 0 | #N/A | #N/A | n | 0 | 000
[9 empty] | #N/A | #N/A | n | 0 | [8 empty] | 0 | 0 | 0 | 0 | 0 | 0 | 0 | 0 | 0 | #N/A | #N/A | n | 0 | 000
[9 empty] | #N/A | #N/A | n | 0 | [8 empty] | 0 | 0 | 0 | 0 | 0 | 0 | 0 | 0 | 0 | #N/A | #N/A | n | 0 | 000
[9 empty] | #N/A | #N/A | n | 0 | [8 empty] | 0 | 0 | 0 | 0 | 0 | 0 | 0 | 0 | 0 | #N/A | #N/A | n | 0 | 000
[9 empty] | #N/A | #N/A | n | 0 | [8 empty] | 0 | 0 | 0 | 0 | 0 | 0 | 0 | 0 | 0 | #N/A | #N/A | n | 0 | 000
[9 empty] | #N/A | #N/A | n | 0 | [8 empty] | 0 | 0 | 0 | 0 | 0 | 0 | 0 | 0 | 0 | #N/A | #N/A | n | 0 | 000
[9 empty] | #N/A | #N/A | n | 0 | [8 empty] | 0 | 0 | 0 | 0 | 0 | 0 | 0 | 0 | 0 | #N/A | #N/A | n | 0 | 000
[9 empty] | #N/A | #N/A | n | 0 | [8 empty] | 0 | 0 | 0 | 0 | 0 | 0 | 0 | 0 | 0 | #N/A | #N/A | n | 0 | 000
[9 empty] | #N/A | #N/A | n | 0 | [8 empty] | 0 | 0 | 0 | 0 | 0 | 0 | 0 | 0 | 0 | #N/A | #N/A | n | 0 | 000
[9 empty] | #N/A | #N/A | n | 0 | [8 empty] | 0 | 0 | 0 | 0 | 0 | 0 | 0 | 0 | 0 | #N/A | #N/A | n | 0 | 000
[9 empty] | #N/A | #N/A | n | 0 | [8 empty] | 0 | 0 | 0 | 0 | 0 | 0 | 0 | 0 | 0 | #N/A | #N/A | n | 0 | 000
[9 empty] | #N/A | #N/A | n | 0 | [8 empty] | 0 | 0 | 0 | 0 | 0 | 0 | 0 | 0 | 0 | #N/A | #N/A | n | 0 | 000
[9 empty] | #N/A | #N/A | n | 0 | [8 empty] | 0 | 0 | 0 | 0 | 0 | 0 | 0 | 0 | 0 | #N/A | #N/A | n | 0 | 000
[9 empty] | #N/A | #N/A | n | 0 | [8 empty] | 0 | 0 | 0 | 0 | 0 | 0 | 0 | 0 | 0 | #N/A | #N/A | n | 0 | 000
[9 empty] | #N/A | #N/A | n | 0 | [8 empty] | 0 | 0 | 0 | 0 | 0 | 0 | 0 | 0 | 0 | #N/A | #N/A | n | 0 | 000
[9 empty] | #N/A | #N/A | n | 0 | [8 empty] | 0 | 0 | 0 | 0 | 0 | 0 | 0 | 0 | 0 | #N/A | #N/A | n | 0 | 000
[9 empty] | #N/A | #N/A | n | 0 | [8 empty] | 0 | 0 | 0 | 0 | 0 | 0 | 0 | 0 | 0 | #N/A | #N/A | n | 0 | 000
[9 empty] | #N/A | #N/A | n | 0 | [8 empty] | 0 | 0 | 0 | 0 | 0 | 0 | 0 | 0 | 0 | #N/A | #N/A | n | 0 | 000
[9 empty] | #N/A | #N/A | n | 0 | [8 empty] | 0 | 0 | 0 | 0 | 0 | 0 | 0 | 0 | 0 | #N/A | #N/A | n | 0 | 000
[9 empty] | #N/A | #N/A | n | 0 | [8 empty] | 0 | 0 | 0 | 0 | 0 | 0 | 0 | 0 | 0 | #N/A | #N/A | n | 0 | 000
[9 empty] | #N/A | #N/A | n | 0 | [8 empty] | 0 | 0 | 0 | 0 | 0 | 0 | 0 | 0 | 0 | #N/A | #N/A | n | 0 | 000
[9 empty] | #N/A | #N/A | n | 0 | [8 empty] | 0 | 0 | 0 | 0 | 0 | 0 | 0 | 0 | 0 | #N/A | #N/A | n | 0 | 000
[9 empty] | #N/A | #N/A | n | 0 | [8 empty] | 0 | 0 | 0 | 0 | 0 | 0 | 0 | 0 | 0 | #N/A | #N/A | n | 0 | 000
[9 empty] | #N/A | #N/A | n | 0 | [8 empty] | 0 | 0 | 0 | 0 | 0 | 0 | 0 | 0 | 0 | #N/A | #N/A | n | 0 | 000
[9 empty] | #N/A | #N/A | n | 0 | [8 empty] | 0 | 0 | 0 | 0 | 0 | 0 | 0 | 0 | 0 | #N/A | #N/A | n | 0 | 000
[9 empty] | #N/A | #N/A | n | 0 | [8 empty] | 0 | 0 | 0 | 0 | 0 | 0 | 0 | 0 | 0 | #N/A | #N/A | n | 0 | 000
[9 empty] | #N/A | #N/A | n | 0 | [8 empty] | 0 | 0 | 0 | 0 | 0 | 0 | 0 | 0 | 0 | #N/A | #N/A | n | 0 | 000
[9 empty] | #N/A | #N/A | n | 0 | [8 empty] | 0 | 0 | 0 | 0 | 0 | 0 | 0 | 0 | 0 | #N/A | #N/A | n | 0 | 000
[9 empty] | #N/A | #N/A | n | 0 | [8 empty] | 0 | 0 | 0 | 0 | 0 | 0 | 0 | 0 | 0 | #N/A | #N/A | n | 0 | 000
[9 empty] | #N/A | #N/A | n | 0 | [8 empty] | 0 | 0 | 0 | 0 | 0 | 0 | 0 | 0 | 0 | #N/A | #N/A | n | 0 | 000
[9 empty] | #N/A | #N/A | n | 0 | [8 empty] | 0 | 0 | 0 | 0 | 0 | 0 | 0 | 0 | 0 | #N/A | #N/A | n | 0 | 000
[9 empty] | #N/A | #N/A | n | 0 | [8 empty] | 0 | 0 | 0 | 0 | 0 | 0 | 0 | 0 | 0 | #N/A | #N/A | n | 0 | 000
[9 empty] | #N/A | #N/A | n | 0 | [8 empty] | 0 | 0 | 0 | 0 | 0 | 0 | 0 | 0 | 0 | #N/A | #N/A | n | 0 | 000
[9 empty] | #N/A | #N/A | n | 0 | [8 empty] | 0 | 0 | 0 | 0 | 0 | 0 | 0 | 0 | 0 | #N/A | #N/A | n | 0 | 000
[9 empty] | #N/A | #N/A | n | 0 | [8 empty] | 0 | 0 | 0 | 0 | 0 | 0 | 0 | 0 | 0 | #N/A | #N/A | n | 0 | 000
[9 empty] | #N/A | #N/A | n | 0 | [8 empty] | 0 | 0 | 0 | 0 | 0 | 0 | 0 | 0 | 0 | #N/A | #N/A | n | 0 | 000
[9 empty] | #N/A | #N/A | n | 0 | [8 empty] | 0 | 0 | 0 | 0 | 0 | 0 | 0 | 0 | 0 | #N/A | #N/A | n | 0 | 000
[9 empty] | #N/A | #N/A | n | 0 | [8 empty] | 0 | 0 | 0 | 0 | 0 | 0 | 0 | 0 | 0 | #N/A | #N/A | n | 0 | 000
[9 empty] | #N/A | #N/A | n | 0 | [8 empty] | 0 | 0 | 0 | 0 | 0 | 0 | 0 | 0 | 0 | #N/A | #N/A | n | 0 | 000
[9 empty] | #N/A | #N/A | n | 0 | [8 empty] | 0 | 0 | 0 | 0 | 0 | 0 | 0 | 0 | 0 | #N/A | #N/A | n | 0 | 000
[9 empty] | #N/A | #N/A | n | 0 | [8 empty] | 0 | 0 | 0 | 0 | 0 | 0 | 0 | 0 | 0 | #N/A | #N/A | n | 0 | 000
[9 empty] | #N/A | #N/A | n | 0 | [8 empty] | 0 | 0 | 0 | 0 | 0 | 0 | 0 | 0 | 0 | #N/A | #N/A | n | 0 | 000
[9 empty] | #N/A | #N/A | n | 0 | [8 empty] | 0 | 0 | 0 | 0 | 0 | 0 | 0 | 0 | 0 | #N/A | #N/A | n | 0 | 000
[9 empty] | #N/A | #N/A | n | 0 | [8 empty] | 0 | 0 | 0 | 0 | 0 | 0 | 0 | 0 | 0 | #N/A | #N/A | n | 0 | 000
[9 empty] | #N/A | #N/A | n | 0 | [8 empty] | 0 | 0 | 0 | 0 | 0 | 0 | 0 | 0 | 0 | #N/A | #N/A | n | 0 | 000
[9 empty] | #N/A | #N/A | n | 0 | [8 empty] | 0 | 0 | 0 | 0 | 0 | 0 | 0 | 0 | 0 | #N/A | #N/A | n | 0 | 000
[9 empty] | #N/A | #N/A | n | 0 | [8 empty] | 0 | 0 | 0 | 0 | 0 | 0 | 0 | 0 | 0 | #N/A | #N/A | n | 0 | 000
[9 empty] | #N/A | #N/A | n | 0 | [8 empty] | 0 | 0 | 0 | 0 | 0 | 0 | 0 | 0 | 0 | #N/A | #N/A | n | 0 | 000
[9 empty] | #N/A | #N/A | n | 0 | [8 empty] | 0 | 0 | 0 | 0 | 0 | 0 | 0 | 0 | 0 | #N/A | #N/A | n | 0 | 000
[9 empty] | #N/A | #N/A | n | 0 | [8 empty] | 0 | 0 | 0 | 0 | 0 | 0 | 0 | 0 | 0 | #N/A | #N/A | n | 0 | 000
[9 empty] | #N/A | #N/A | n | 0 | [8 empty] | 0 | 0 | 0 | 0 | 0 | 0 | 0 | 0 | 0 | #N/A | #N/A | n | 0 | 000
[9 empty] | #N/A | #N/A | n | 0 | [8 empty] | 0 | 0 | 0 | 0 | 0 | 0 | 0 | 0 | 0 | #N/A | #N/A | n | 0 | 000
[9 empty] | #N/A | #N/A | n | 0 | [8 empty] | 0 | 0 | 0 | 0 | 0 | 0 | 0 | 0 | 0 | #N/A | #N/A | n | 0 | 000
[9 empty] | #N/A | #N/A | n | 0 | [8 empty] | 0 | 0 | 0 | 0 | 0 | 0 | 0 | 0 | 0 | #N/A | #N/A | n | 0 | 000
[9 empty] | #N/A | #N/A | n | 0 | [8 empty] | 0 | 0 | 0 | 0 | 0 | 0 | 0 | 0 | 0 | #N/A | #N/A | n | 0 | 000
[9 empty] | #N/A | #N/A | n | 0 | [8 empty] | 0 | 0 | 0 | 0 | 0 | 0 | 0 | 0 | 0 | #N/A | #N/A | n | 0 | 000
[9 empty] | #N/A | #N/A | n | 0 | [8 empty] | 0 | 0 | 0 | 0 | 0 | 0 | 0 | 0 | 0 | #N/A | #N/A | n | 0 | 000
[9 empty] | #N/A | #N/A | n | 0 | [8 empty] | 0 | 0 | 0 | 0 | 0 | 0 | 0 | 0 | 0 | #N/A | #N/A | n | 0 | 000
[9 empty] | #N/A | #N/A | n | 0 | [8 empty] | 0 | 0 | 0 | 0 | 0 | 0 | 0 | 0 | 0 | #N/A | #N/A | n | 0 | 000
[9 empty] | #N/A | #N/A | n | 0 | [8 empty] | 0 | 0 | 0 | 0 | 0 | 0 | 0 | 0 | 0 | #N/A | #N/A | n | 0 | 000
[9 empty] | #N/A | #N/A | n | 0 | [8 empty] | 0 | 0 | 0 | 0 | 0 | 0 | 0 | 0 | 0 | #N/A | #N/A | n | 0 | 000
[9 empty] | #N/A | #N/A | n | 0 | [8 empty] | 0 | 0 | 0 | 0 | 0 | 0 | 0 | 0 | 0 | #N/A | #N/A | n | 0 | 000
[9 empty] | #N/A | #N/A | n | 0 | [8 empty] | 0 | 0 | 0 | 0 | 0 | 0 | 0 | 0 | 0 | #N/A | #N/A | n | 0 | 000
[9 empty] | #N/A | #N/A | n | 0 | [8 empty] | 0 | 0 | 0 | 0 | 0 | 0 | 0 | 0 | 0 | #N/A | #N/A | n | 0 | 000
[9 empty] | #N/A | #N/A | n | 0 | [8 empty] | 0 | 0 | 0 | 0 | 0 | 0 | 0 | 0 | 0 | #N/A | #N/A | n | 0 | 000
[9 empty] | #N/A | #N/A | n | 0 | [8 empty] | 0 | 0 | 0 | 0 | 0 | 0 | 0 | 0 | 0 | #N/A | #N/A | n | 0 | 000
[9 empty] | #N/A | #N/A | n | 0 | [8 empty] | 0 | 0 | 0 | 0 | 0 | 0 | 0 | 0 | 0 | #N/A | #N/A | n | 0 | 000
[9 empty] | #N/A | #N/A | n | 0 | [8 empty] | 0 | 0 | 0 | 0 | 0 | 0 | 0 | 0 | 0 | #N/A | #N/A | n | 0 | 000
[9 empty] | #N/A | #N/A | n | 0 | [8 empty] | 0 | 0 | 0 | 0 | 0 | 0 | 0 | 0 | 0 | #N/A | #N/A | n | 0 | 000
[9 empty] | #N/A | #N/A | n | 0 | [8 empty] | 0 | 0 | 0 | 0 | 0 | 0 | 0 | 0 | 0 | #N/A | #N/A | n | 0 | 000
[9 empty] | #N/A | #N/A | n | 0 | [8 empty] | 0 | 0 | 0 | 0 | 0 | 0 | 0 | 0 | 0 | #N/A | #N/A | n | 0 | 000
[9 empty] | #N/A | #N/A | n | 0 | [8 empty] | 0 | 0 | 0 | 0 | 0 | 0 | 0 | 0 | 0 | #N/A | #N/A | n | 0 | 000
[9 empty] | #N/A | #N/A | n | 0 | [8 empty] | 0 | 0 | 0 | 0 | 0 | 0 | 0 | 0 | 0 | #N/A | #N/A | n | 0 | 000
[9 empty] | #N/A | #N/A | n | 0 | [8 empty] | 0 | 0 | 0 | 0 | 0 | 0 | 0 | 0 | 0 | #N/A | #N/A | n | 0 | 000
[9 empty] | #N/A | #N/A | n | 0 | [8 empty] | 0 | 0 | 0 | 0 | 0 | 0 | 0 | 0 | 0 | #N/A | #N/A | n | 0 | 000
[9 empty] | #N/A | #N/A | n | 0 | [8 empty] | 0 | 0 | 0 | 0 | 0 | 0 | 0 | 0 | 0 | #N/A | #N/A | n | 0 | 000
[9 empty] | #N/A | #N/A | n | 0 | [8 empty] | 0 | 0 | 0 | 0 | 0 | 0 | 0 | 0 | 0 | #N/A | #N/A | n | 0 | 000
[9 empty] | #N/A | #N/A | n | 0 | [8 empty] | 0 | 0 | 0 | 0 | 0 | 0 | 0 | 0 | 0 | #N/A | #N/A | n | 0 | 000
[9 empty] | #N/A | #N/A | n | 0 | [8 empty] | 0 | 0 | 0 | 0 | 0 | 0 | 0 | 0 | 0 | #N/A | #N/A | n | 0 | 000
[9 empty] | #N/A | #N/A | n | 0 | [8 empty] | 0 | 0 | 0 | 0 | 0 | 0 | 0 | 0 | 0 | #N/A | #N/A | n | 0 | 000
[9 empty] | #N/A | #N/A | n | 0 | [8 empty] | 0 | 0 | 0 | 0 | 0 | 0 | 0 | 0 | 0 | #N/A | #N/A | n | 0 | 000
[9 empty] | #N/A | #N/A | n | 0 | [8 empty] | 0 | 0 | 0 | 0 | 0 | 0 | 0 | 0 | 0 | #N/A | #N/A | n | 0 | 000
[9 empty] | #N/A | #N/A | n | 0 | [8 empty] | 0 | 0 | 0 | 0 | 0 | 0 | 0 | 0 | 0 | #N/A | #N/A | n | 0 | 000
[9 empty] | #N/A | #N/A | n | 0 | [8 empty] | 0 | 0 | 0 | 0 | 0 | 0 | 0 | 0 | 0 | #N/A | #N/A | n | 0 | 000
[9 empty] | #N/A | #N/A | n | 0 | [8 empty] | 0 | 0 | 0 | 0 | 0 | 0 | 0 | 0 | 0 | #N/A | #N/A | n | 0 | 000
[9 empty] | #N/A | #N/A | n | 0 | [8 empty] | 0 | 0 | 0 | 0 | 0 | 0 | 0 | 0 | 0 | #N/A | #N/A | n | 0 | 000
[9 empty] | #N/A | #N/A | n | 0 | [8 empty] | 0 | 0 | 0 | 0 | 0 | 0 | 0 | 0 | 0 | #N/A | #N/A | n | 0 | 000
[9 empty] | #N/A | #N/A | n | 0 | [8 empty] | 0 | 0 | 0 | 0 | 0 | 0 | 0 | 0 | 0 | #N/A | #N/A | n | 0 | 000
[9 empty] | #N/A | #N/A | n | 0 | [8 empty] | 0 | 0 | 0 | 0 | 0 | 0 | 0 | 0 | 0 | #N/A | #N/A | n | 0 | 000
[9 empty] | #N/A | #N/A | n | 0 | [8 empty] | 0 | 0 | 0 | 0 | 0 | 0 | 0 | 0 | 0 | #N/A | #N/A | n | 0 | 000
[9 empty] | #N/A | #N/A | n | 0 | [8 empty] | 0 | 0 | 0 | 0 | 0 | 0 | 0 | 0 | 0 | #N/A | #N/A | n | 0 | 000
[9 empty] | #N/A | #N/A | n | 0 | [8 empty] | 0 | 0 | 0 | 0 | 0 | 0 | 0 | 0 | 0 | #N/A | #N/A | n | 0 | 000
[9 empty] | #N/A | #N/A | n | 0 | [8 empty] | 0 | 0 | 0 | 0 | 0 | 0 | 0 | 0 | 0 | #N/A | #N/A | n | 0 | 000
[9 empty] | #N/A | #N/A | n | 0 | [8 empty] | 0 | 0 | 0 | 0 | 0 | 0 | 0 | 0 | 0 | #N/A | #N/A | n | 0 | 000
[9 empty] | #N/A | #N/A | n | 0 | [8 empty] | 0 | 0 | 0 | 0 | 0 | 0 | 0 | 0 | 0 | #N/A | #N/A | n | 0 | 000
[9 empty] | #N/A | #N/A | n | 0 | [8 empty] | 0 | 0 | 0 | 0 | 0 | 0 | 0 | 0 | 0 | #N/A | #N/A | n | 0 | 000
[9 empty] | #N/A | #N/A | n | 0 | [8 empty] | 0 | 0 | 0 | 0 | 0 | 0 | 0 | 0 | 0 | #N/A | #N/A | n | 0 | 000
[9 empty] | #N/A | #N/A | n | 0 | [8 empty] | 0 | 0 | 0 | 0 | 0 | 0 | 0 | 0 | 0 | #N/A | #N/A | n | 0 | 000
[9 empty] | #N/A | #N/A | n | 0 | [8 empty] | 0 | 0 | 0 | 0 | 0 | 0 | 0 | 0 | 0 | #N/A | #N/A | n | 0 | 000
[9 empty] | #N/A | #N/A | n | 0 | [8 empty] | 0 | 0 | 0 | 0 | 0 | 0 | 0 | 0 | 0 | #N/A | #N/A | n | 0 | 000
[9 empty] | #N/A | #N/A | n | 0 | [8 empty] | 0 | 0 | 0 | 0 | 0 | 0 | 0 | 0 | 0 | #N/A | #N/A | n | 0 | 000
[9 empty] | #N/A | #N/A | n | 0 | [8 empty] | 0 | 0 | 0 | 0 | 0 | 0 | 0 | 0 | 0 | #N/A | #N/A | n | 0 | 000
[9 empty] | #N/A | #N/A | n | 0 | [8 empty] | 0 | 0 | 0 | 0 | 0 | 0 | 0 | 0 | 0 | #N/A | #N/A | n | 0 | 000
[9 empty] | #N/A | #N/A | n | 0 | [8 empty] | 0 | 0 | 0 | 0 | 0 | 0 | 0 | 0 | 0 | #N/A | #N/A | n | 0 | 000
[9 empty] | #N/A | #N/A | n | 0 | [8 empty] | 0 | 0 | 0 | 0 | 0 | 0 | 0 | 0 | 0 | #N/A | #N/A | n | 0 | 000
[9 empty] | #N/A | #N/A | n | 0 | [8 empty] | 0 | 0 | 0 | 0 | 0 | 0 | 0 | 0 | 0 | #N/A | #N/A | n | 0 | 000
[9 empty] | #N/A | #N/A | n | 0 | [8 empty] | 0 | 0 | 0 | 0 | 0 | 0 | 0 | 0 | 0 | #N/A | #N/A | n | 0 | 000
[9 empty] | #N/A | #N/A | n | 0 | [8 empty] | 0 | 0 | 0 | 0 | 0 | 0 | 0 | 0 | 0 | #N/A | #N/A | n | 0 | 000
[9 empty] | #N/A | #N/A | n | 0 | [8 empty] | 0 | 0 | 0 | 0 | 0 | 0 | 0 | 0 | 0 | #N/A | #N/A | n | 0 | 000
[9 empty] | #N/A | #N/A | n | 0 | [8 empty] | 0 | 0 | 0 | 0 | 0 | 0 | 0 | 0 | 0 | #N/A | #N/A | n | 0 | 000
[9 empty] | #N/A | #N/A | n | 0 | [8 empty] | 0 | 0 | 0 | 0 | 0 | 0 | 0 | 0 | 0 | #N/A | #N/A | n | 0 | 000
[9 empty] | #N/A | #N/A | n | 0 | [8 empty] | 0 | 0 | 0 | 0 | 0 | 0 | 0 | 0 | 0 | #N/A | #N/A | n | 0 | 000
[9 empty] | #N/A | #N/A | n | 0 | [8 empty] | 0 | 0 | 0 | 0 | 0 | 0 | 0 | 0 | 0 | #N/A | #N/A | n | 0 | 000
[9 empty] | #N/A | #N/A | n | 0 | [8 empty] | 0 | 0 | 0 | 0 | 0 | 0 | 0 | 0 | 0 | #N/A | #N/A | n | 0 | 000
[9 empty] | #N/A | #N/A | n | 0 | [8 empty] | 0 | 0 | 0 | 0 | 0 | 0 | 0 | 0 | 0 | #N/A | #N/A | n | 0 | 000
[9 empty] | #N/A | #N/A | n | 0 | [8 empty] | 0 | 0 | 0 | 0 | 0 | 0 | 0 | 0 | 0 | #N/A | #N/A | n | 0 | 000
[9 empty] | #N/A | #N/A | n | 0 | [8 empty] | 0 | 0 | 0 | 0 | 0 | 0 | 0 | 0 | 0 | #N/A | #N/A | n | 0 | 000
[9 empty] | #N/A | #N/A | n | 0 | [8 empty] | 0 | 0 | 0 | 0 | 0 | 0 | 0 | 0 | 0 | #N/A | #N/A | n | 0 | 000
[9 empty] | #N/A | #N/A | n | 0 | [8 empty] | 0 | 0 | 0 | 0 | 0 | 0 | 0 | 0 | 0 | #N/A | #N/A | n | 0 | 000
[9 empty] | #N/A | #N/A | n | 0 | [8 empty] | 0 | 0 | 0 | 0 | 0 | 0 | 0 | 0 | 0 | #N/A | #N/A | n | 0 | 000
[9 empty] | #N/A | #N/A | n | 0 | [8 empty] | 0 | 0 | 0 | 0 | 0 | 0 | 0 | 0 | 0 | #N/A | #N/A | n | 0 | 000
[9 empty] | #N/A | #N/A | n | 0 | [8 empty] | 0 | 0 | 0 | 0 | 0 | 0 | 0 | 0 | 0 | #N/A | #N/A | n | 0 | 000
[9 empty] | #N/A | #N/A | n | 0 | [8 empty] | 0 | 0 | 0 | 0 | 0 | 0 | 0 | 0 | 0 | #N/A | #N/A | n | 0 | 000
[9 empty] | #N/A | #N/A | n | 0 | [8 empty] | 0 | 0 | 0 | 0 | 0 | 0 | 0 | 0 | 0 | #N/A | #N/A | n | 0 | 000
[9 empty] | #N/A | #N/A | n | 0 | [8 empty] | 0 | 0 | 0 | 0 | 0 | 0 | 0 | 0 | 0 | #N/A | #N/A | n | 0 | 000
[9 empty] | #N/A | #N/A | n | 0 | [8 empty] | 0 | 0 | 0 | 0 | 0 | 0 | 0 | 0 | 0 | #N/A | #N/A | n | 0 | 000
[9 empty] | #N/A | #N/A | n | 0 | [8 empty] | 0 | 0 | 0 | 0 | 0 | 0 | 0 | 0 | 0 | #N/A | #N/A | n | 0 | 000
[9 empty] | #N/A | #N/A | n | 0 | [8 empty] | 0 | 0 | 0 | 0 | 0 | 0 | 0 | 0 | 0 | #N/A | #N/A | n | 0 | 000
[9 empty] | #N/A | #N/A | n | 0 | [8 empty] | 0 | 0 | 0 | 0 | 0 | 0 | 0 | 0 | 0 | #N/A | #N/A | n | 0 | 000
[9 empty] | #N/A | #N/A | n | 0 | [8 empty] | 0 | 0 | 0 | 0 | 0 | 0 | 0 | 0 | 0 | #N/A | #N/A | n | 0 | 000
[9 empty] | #N/A | #N/A | n | 0 | [8 empty] | 0 | 0 | 0 | 0 | 0 | 0 | 0 | 0 | 0 | #N/A | #N/A | n | 0 | 000
[9 empty] | #N/A | #N/A | n | 0 | [8 empty] | 0 | 0 | 0 | 0 | 0 | 0 | 0 | 0 | 0 | #N/A | #N/A | n | 0 | 000
[9 empty] | #N/A | #N/A | n | 0 | [8 empty] | 0 | 0 | 0 | 0 | 0 | 0 | 0 | 0 | 0 | #N/A | #N/A | n | 0 | 000
[9 empty] | #N/A | #N/A | n | 0 | [8 empty] | 0 | 0 | 0 | 0 | 0 | 0 | 0 | 0 | 0 | #N/A | #N/A | n | 0 | 000
[9 empty] | #N/A | #N/A | n | 0 | [8 empty] | 0 | 0 | 0 | 0 | 0 | 0 | 0 | 0 | 0 | #N/A | #N/A | n | 0 | 000
[9 empty] | #N/A | #N/A | n | 0 | [8 empty] | 0 | 0 | 0 | 0 | 0 | 0 | 0 | 0 | 0 | #N/A | #N/A | n | 0 | 000
[9 empty] | #N/A | #N/A | n | 0 | [8 empty] | 0 | 0 | 0 | 0 | 0 | 0 | 0 | 0 | 0 | #N/A | #N/A | n | 0 | 000
[9 empty] | #N/A | #N/A | n | 0 | [8 empty] | 0 | 0 | 0 | 0 | 0 | 0 | 0 | 0 | 0 | #N/A | #N/A | n | 0 | 000
[9 empty] | #N/A | #N/A | n | 0 | [8 empty] | 0 | 0 | 0 | 0 | 0 | 0 | 0 | 0 | 0 | #N/A | #N/A | n | 0 | 000
[9 empty] | #N/A | #N/A | n | 0 | [8 empty] | 0 | 0 | 0 | 0 | 0 | 0 | 0 | 0 | 0 | #N/A | #N/A | n | 0 | 000
[9 empty] | #N/A | #N/A | n | 0 | [8 empty] | 0 | 0 | 0 | 0 | 0 | 0 | 0 | 0 | 0 | #N/A | #N/A | n | 0 | 000
[9 empty] | #N/A | #N/A | n | 0 | [8 empty] | 0 | 0 | 0 | 0 | 0 | 0 | 0 | 0 | 0 | #N/A | #N/A | n | 0 | 000
[9 empty] | #N/A | #N/A | n | 0 | [8 empty] | 0 | 0 | 0 | 0 | 0 | 0 | 0 | 0 | 0 | #N/A | #N/A | n | 0 | 000
[9 empty] | #N/A | #N/A | n | 0 | [8 empty] | 0 | 0 | 0 | 0 | 0 | 0 | 0 | 0 | 0 | #N/A | #N/A | n | 0 | 000
[9 empty] | #N/A | #N/A | n | 0 | [8 empty] | 0 | 0 | 0 | 0 | 0 | 0 | 0 | 0 | 0 | #N/A | #N/A | n | 0 | 000
[9 empty] | #N/A | #N/A | n | 0 | [8 empty] | 0 | 0 | 0 | 0 | 0 | 0 | 0 | 0 | 0 | #N/A | #N/A | n | 0 | 000
[9 empty] | #N/A | #N/A | n | 0 | [8 empty] | 0 | 0 | 0 | 0 | 0 | 0 | 0 | 0 | 0 | #N/A | #N/A | n | 0 | 000
[9 empty] | #N/A | #N/A | n | 0 | [8 empty] | 0 | 0 | 0 | 0 | 0 | 0 | 0 | 0 | 0 | #N/A | #N/A | n | 0 | 000
[9 empty] | #N/A | #N/A | n | 0 | [8 empty] | 0 | 0 | 0 | 0 | 0 | 0 | 0 | 0 | 0 | #N/A | #N/A | n | 0 | 000
[9 empty] | #N/A | #N/A | n | 0 | [8 empty] | 0 | 0 | 0 | 0 | 0 | 0 | 0 | 0 | 0 | #N/A | #N/A | n | 0 | 000
[9 empty] | #N/A | #N/A | n | 0 | [8 empty] | 0 | 0 | 0 | 0 | 0 | 0 | 0 | 0 | 0 | #N/A | #N/A | n | 0 | 000
[9 empty] | #N/A | #N/A | n | 0 | [8 empty] | 0 | 0 | 0 | 0 | 0 | 0 | 0 | 0 | 0 | #N/A | #N/A | n | 0 | 000
[9 empty] | #N/A | #N/A | n | 0 | [8 empty] | 0 | 0 | 0 | 0 | 0 | 0 | 0 | 0 | 0 | #N/A | #N/A | n | 0 | 000
[9 empty] | #N/A | #N/A | n | 0 | [8 empty] | 0 | 0 | 0 | 0 | 0 | 0 | 0 | 0 | 0 | #N/A | #N/A | n | 0 | 000
[9 empty] | #N/A | #N/A | n | 0 | [8 empty] | 0 | 0 | 0 | 0 | 0 | 0 | 0 | 0 | 0 | #N/A | #N/A | n | 0 | 000
[9 empty] | #N/A | #N/A | n | 0 | [8 empty] | 0 | 0 | 0 | 0 | 0 | 0 | 0 | 0 | 0 | #N/A | #N/A | n | 0 | 000
[9 empty] | #N/A | #N/A | n | 0 | [8 empty] | 0 | 0 | 0 | 0 | 0 | 0 | 0 | 0 | 0 | #N/A | #N/A | n | 0 | 000
[9 empty] | #N/A | #N/A | n | 0 | [8 empty] | 0 | 0 | 0 | 0 | 0 | 0 | 0 | 0 | 0 | #N/A | #N/A | n | 0 | 000
[9 empty] | #N/A | #N/A | n | 0 | [8 empty] | 0 | 0 | 0 | 0 | 0 | 0 | 0 | 0 | 0 | #N/A | #N/A | n | 0 | 000
[9 empty] | #N/A | #N/A | n | 0 | [8 empty] | 0 | 0 | 0 | 0 | 0 | 0 | 0 | 0 | 0 | #N/A | #N/A | n | 0 | 000
[9 empty] | #N/A | #N/A | n | 0 | [8 empty] | 0 | 0 | 0 | 0 | 0 | 0 | 0 | 0 | 0 | #N/A | #N/A | n | 0 | 000
[9 empty] | #N/A | #N/A | n | 0 | [8 empty] | 0 | 0 | 0 | 0 | 0 | 0 | 0 | 0 | 0 | #N/A | #N/A | n | 0 | 000
[9 empty] | #N/A | #N/A | n | 0 | [8 empty] | 0 | 0 | 0 | 0 | 0 | 0 | 0 | 0 | 0 | #N/A | #N/A | n | 0 | 000
[9 empty] | #N/A | #N/A | n | 0 | [8 empty] | 0 | 0 | 0 | 0 | 0 | 0 | 0 | 0 | 0 | #N/A | #N/A | n | 0 | 000
[9 empty] | #N/A | #N/A | n | 0 | [8 empty] | 0 | 0 | 0 | 0 | 0 | 0 | 0 | 0 | 0 | #N/A | #N/A | n | 0 | 000
[9 empty] | #N/A | #N/A | n | 0 | [8 empty] | 0 | 0 | 0 | 0 | 0 | 0 | 0 | 0 | 0 | #N/A | #N/A | n | 0 | 000
[9 empty] | #N/A | #N/A | n | 0 | [8 empty] | 0 | 0 | 0 | 0 | 0 | 0 | 0 | 0 | 0 | #N/A | #N/A | n | 0 | 000
[9 empty] | #N/A | #N/A | n | 0 | [8 empty] | 0 | 0 | 0 | 0 | 0 | 0 | 0 | 0 | 0 | #N/A | #N/A | n | 0 | 000
[9 empty] | #N/A | #N/A | n | 0 | [8 empty] | 0 | 0 | 0 | 0 | 0 | 0 | 0 | 0 | 0 | #N/A | #N/A | n | 0 | 000
[9 empty] | #N/A | #N/A | n | 0 | [8 empty] | 0 | 0 | 0 | 0 | 0 | 0 | 0 | 0 | 0 | #N/A | #N/A | n | 0 | 000
[9 empty] | #N/A | #N/A | n | 0 | [8 empty] | 0 | 0 | 0 | 0 | 0 | 0 | 0 | 0 | 0 | #N/A | #N/A | n | 0 | 000
[9 empty] | #N/A | #N/A | n | 0 | [8 empty] | 0 | 0 | 0 | 0 | 0 | 0 | 0 | 0 | 0 | #N/A | #N/A | n | 0 | 000
[9 empty] | #N/A | #N/A | n | 0 | [8 empty] | 0 | 0 | 0 | 0 | 0 | 0 | 0 | 0 | 0 | #N/A | #N/A | n | 0 | 000
[9 empty] | #N/A | #N/A | n | 0 | [8 empty] | 0 | 0 | 0 | 0 | 0 | 0 | 0 | 0 | 0 | #N/A | #N/A | n | 0 | 000
[9 empty] | #N/A | #N/A | n | 0 | [8 empty] | 0 | 0 | 0 | 0 | 0 | 0 | 0 | 0 | 0 | #N/A | #N/A | n | 0 | 000
[9 empty] | #N/A | #N/A | n | 0 | [8 empty] | 0 | 0 | 0 | 0 | 0 | 0 | 0 | 0 | 0 | #N/A | #N/A | n | 0 | 000
[9 empty] | #N/A | #N/A | n | 0 | [8 empty] | 0 | 0 | 0 | 0 | 0 | 0 | 0 | 0 | 0 | #N/A | #N/A | n | 0 | 000
[9 empty] | #N/A | #N/A | n | 0 | [8 empty] | 0 | 0 | 0 | 0 | 0 | 0 | 0 | 0 | 0 | #N/A | #N/A | n | 0 | 000
[9 empty] | #N/A | #N/A | n | 0 | [8 empty] | 0 | 0 | 0 | 0 | 0 | 0 | 0 | 0 | 0 | #N/A | #N/A | n | 0 | 000
[9 empty] | #N/A | #N/A | n | 0 | [8 empty] | 0 | 0 | 0 | 0 | 0 | 0 | 0 | 0 | 0 | #N/A | #N/A | n | 0 | 000
[9 empty] | #N/A | #N/A | n | 0 | [8 empty] | 0 | 0 | 0 | 0 | 0 | 0 | 0 | 0 | 0 | #N/A | #N/A | n | 0 | 000
[9 empty] | #N/A | #N/A | n | 0 | [8 empty] | 0 | 0 | 0 | 0 | 0 | 0 | 0 | 0 | 0 | #N/A | #N/A | n | 0 | 000
[9 empty] | #N/A | #N/A | n | 0 | [8 empty] | 0 | 0 | 0 | 0 | 0 | 0 | 0 | 0 | 0 | #N/A | #N/A | n | 0 | 000
[9 empty] | #N/A | #N/A | n | 0 | [8 empty] | 0 | 0 | 0 | 0 | 0 | 0 | 0 | 0 | 0 | #N/A | #N/A | n | 0 | 000
[9 empty] | #N/A | #N/A | n | 0 | [8 empty] | 0 | 0 | 0 | 0 | 0 | 0 | 0 | 0 | 0 | #N/A | #N/A | n | 0 | 000
[9 empty] | #N/A | #N/A | n | 0 | [8 empty] | 0 | 0 | 0 | 0 | 0 | 0 | 0 | 0 | 0 | #N/A | #N/A | n | 0 | 000
[9 empty] | #N/A | #N/A | n | 0 | [8 empty] | 0 | 0 | 0 | 0 | 0 | 0 | 0 | 0 | 0 | #N/A | #N/A | n | 0 | 000
[9 empty] | #N/A | #N/A | n | 0 | [8 empty] | 0 | 0 | 0 | 0 | 0 | 0 | 0 | 0 | 0 | #N/A | #N/A | n | 0 | 000
[9 empty] | #N/A | #N/A | n | 0 | [8 empty] | 0 | 0 | 0 | 0 | 0 | 0 | 0 | 0 | 0 | #N/A | #N/A | n | 0 | 000
[9 empty] | #N/A | #N/A | n | 0 | [8 empty] | 0 | 0 | 0 | 0 | 0 | 0 | 0 | 0 | 0 | #N/A | #N/A | n | 0 | 000
[9 empty] | #N/A | #N/A | n | 0 | [8 empty] | 0 | 0 | 0 | 0 | 0 | 0 | 0 | 0 | 0 | #N/A | #N/A | n | 0 | 000
[9 empty] | #N/A | #N/A | n | 0 | [8 empty] | 0 | 0 | 0 | 0 | 0 | 0 | 0 | 0 | 0 | #N/A | #N/A | n | 0 | 000
[9 empty] | #N/A | #N/A | n | 0 | [8 empty] | 0 | 0 | 0 | 0 | 0 | 0 | 0 | 0 | 0 | #N/A | #N/A | n | 0 | 000
[9 empty] | #N/A | #N/A | n | 0 | [8 empty] | 0 | 0 | 0 | 0 | 0 | 0 | 0 | 0 | 0 | #N/A | #N/A | n | 0 | 000
[9 empty] | #N/A | #N/A | n | 0 | [8 empty] | 0 | 0 | 0 | 0 | 0 | 0 | 0 | 0 | 0 | #N/A | #N/A | n | 0 | 000
[9 empty] | #N/A | #N/A | n | 0 | [8 empty] | 0 | 0 | 0 | 0 | 0 | 0 | 0 | 0 | 0 | #N/A | #N/A | n | 0 | 000
[9 empty] | #N/A | #N/A | n | 0 | [8 empty] | 0 | 0 | 0 | 0 | 0 | 0 | 0 | 0 | 0 | #N/A | #N/A | n | 0 | 000
[9 empty] | #N/A | #N/A | n | 0 | [8 empty] | 0 | 0 | 0 | 0 | 0 | 0 | 0 | 0 | 0 | #N/A | #N/A | n | 0 | 000
[9 empty] | #N/A | #N/A | n | 0 | [8 empty] | 0 | 0 | 0 | 0 | 0 | 0 | 0 | 0 | 0 | #N/A | #N/A | n | 0 | 000
[9 empty] | #N/A | #N/A | n | 0 | [8 empty] | 0 | 0 | 0 | 0 | 0 | 0 | 0 | 0 | 0 | #N/A | #N/A | n | 0 | 000
[9 empty] | #N/A | #N/A | n | 0 | [8 empty] | 0 | 0 | 0 | 0 | 0 | 0 | 0 | 0 | 0 | #N/A | #N/A | n | 0 | 000
[9 empty] | #N/A | #N/A | n | 0 | [8 empty] | 0 | 0 | 0 | 0 | 0 | 0 | 0 | 0 | 0 | #N/A | #N/A | n | 0 | 000
[9 empty] | #N/A | #N/A | n | 0 | [8 empty] | 0 | 0 | 0 | 0 | 0 | 0 | 0 | 0 | 0 | #N/A | #N/A | n | 0 | 000
[9 empty] | #N/A | #N/A | n | 0 | [8 empty] | 0 | 0 | 0 | 0 | 0 | 0 | 0 | 0 | 0 | #N/A | #N/A | n | 0 | 000
[9 empty] | #N/A | #N/A | n | 0 | [8 empty] | 0 | 0 | 0 | 0 | 0 | 0 | 0 | 0 | 0 | #N/A | #N/A | n | 0 | 000
[9 empty] | #N/A | #N/A | n | 0 | [8 empty] | 0 | 0 | 0 | 0 | 0 | 0 | 0 | 0 | 0 | #N/A | #N/A | n | 0 | 000
[9 empty] | #N/A | #N/A | n | 0 | [8 empty] | 0 | 0 | 0 | 0 | 0 | 0 | 0 | 0 | 0 | #N/A | #N/A | n | 0 | 000
[9 empty] | #N/A | #N/A | n | 0 | [8 empty] | 0 | 0 | 0 | 0 | 0 | 0 | 0 | 0 | 0 | #N/A | #N/A | n | 0 | 000
[9 empty] | #N/A | #N/A | n | 0 | [8 empty] | 0 | 0 | 0 | 0 | 0 | 0 | 0 | 0 | 0 | #N/A | #N/A | n | 0 | 000
[9 empty] | #N/A | #N/A | n | 0 | [8 empty] | 0 | 0 | 0 | 0 | 0 | 0 | 0 | 0 | 0 | #N/A | #N/A | n | 0 | 000
[9 empty] | #N/A | #N/A | n | 0 | [8 empty] | 0 | 0 | 0 | 0 | 0 | 0 | 0 | 0 | 0 | #N/A | #N/A | n | 0 | 000
[9 empty] | #N/A | #N/A | n | 0 | [8 empty] | 0 | 0 | 0 | 0 | 0 | 0 | 0 | 0 | 0 | #N/A | #N/A | n | 0 | 000
[9 empty] | #N/A | #N/A | n | 0 | [8 empty] | 0 | 0 | 0 | 0 | 0 | 0 | 0 | 0 | 0 | #N/A | #N/A | n | 0 | 000
[9 empty] | #N/A | #N/A | n | 0 | [8 empty] | 0 | 0 | 0 | 0 | 0 | 0 | 0 | 0 | 0 | #N/A | #N/A | n | 0 | 000
[9 empty] | #N/A | #N/A | n | 0 | [8 empty] | 0 | 0 | 0 | 0 | 0 | 0 | 0 | 0 | 0 | #N/A | #N/A | n | 0 | 000
[9 empty] | #N/A | #N/A | n | 0 | [8 empty] | 0 | 0 | 0 | 0 | 0 | 0 | 0 | 0 | 0 | #N/A | #N/A | n | 0 | 000
[9 empty] | #N/A | #N/A | n | 0 | [8 empty] | 0 | 0 | 0 | 0 | 0 | 0 | 0 | 0 | 0 | #N/A | #N/A | n | 0 | 000
[9 empty] | #N/A | #N/A | n | 0 | [8 empty] | 0 | 0 | 0 | 0 | 0 | 0 | 0 | 0 | 0 | #N/A | #N/A | n | 0 | 000
[9 empty] | #N/A | #N/A | n | 0 | [8 empty] | 0 | 0 | 0 | 0 | 0 | 0 | 0 | 0 | 0 | #N/A | #N/A | n | 0 | 000
[9 empty] | #N/A | #N/A | n | 0 | [8 empty] | 0 | 0 | 0 | 0 | 0 | 0 | 0 | 0 | 0 | #N/A | #N/A | n | 0 | 000
[9 empty] | #N/A | #N/A | n | 0 | [8 empty] | 0 | 0 | 0 | 0 | 0 | 0 | 0 | 0 | 0 | #N/A | #N/A | n | 0 | 000
[9 empty] | #N/A | #N/A | n | 0 | [8 empty] | 0 | 0 | 0 | 0 | 0 | 0 | 0 | 0 | 0 | #N/A | #N/A | n | 0 | 000
[9 empty] | #N/A | #N/A | n | 0 | [8 empty] | 0 | 0 | 0 | 0 | 0 | 0 | 0 | 0 | 0 | #N/A | #N/A | n | 0 | 000
[9 empty] | #N/A | #N/A | n | 0 | [8 empty] | 0 | 0 | 0 | 0 | 0 | 0 | 0 | 0 | 0 | #N/A | #N/A | n | 0 | 000
[9 empty] | #N/A | #N/A | n | 0 | [8 empty] | 0 | 0 | 0 | 0 | 0 | 0 | 0 | 0 | 0 | #N/A | #N/A | n | 0 | 000
[9 empty] | #N/A | #N/A | n | 0 | [8 empty] | 0 | 0 | 0 | 0 | 0 | 0 | 0 | 0 | 0 | #N/A | #N/A | n | 0 | 000
[9 empty] | #N/A | #N/A | n | 0 | [8 empty] | 0 | 0 | 0 | 0 | 0 | 0 | 0 | 0 | 0 | #N/A | #N/A | n | 0 | 000
[9 empty] | #N/A | #N/A | n | 0 | [8 empty] | 0 | 0 | 0 | 0 | 0 | 0 | 0 | 0 | 0 | #N/A | #N/A | n | 0 | 000
[9 empty] | #N/A | #N/A | n | 0 | [8 empty] | 0 | 0 | 0 | 0 | 0 | 0 | 0 | 0 | 0 | #N/A | #N/A | n | 0 | 000
[9 empty] | #N/A | #N/A | n | 0 | [8 empty] | 0 | 0 | 0 | 0 | 0 | 0 | 0 | 0 | 0 | #N/A | #N/A | n | 0 | 000
[9 empty] | #N/A | #N/A | n | 0 | [8 empty] | 0 | 0 | 0 | 0 | 0 | 0 | 0 | 0 | 0 | #N/A | #N/A | n | 0 | 000
[9 empty] | #N/A | #N/A | n | 0 | [8 empty] | 0 | 0 | 0 | 0 | 0 | 0 | 0 | 0 | 0 | #N/A | #N/A | n | 0 | 000
[9 empty] | #N/A | #N/A | n | 0 | [8 empty] | 0 | 0 | 0 | 0 | 0 | 0 | 0 | 0 | 0 | #N/A | #N/A | n | 0 | 000
[9 empty] | #N/A | #N/A | n | 0 | [8 empty] | 0 | 0 | 0 | 0 | 0 | 0 | 0 | 0 | 0 | #N/A | #N/A | n | 0 | 000
[9 empty] | #N/A | #N/A | n | 0 | [8 empty] | 0 | 0 | 0 | 0 | 0 | 0 | 0 | 0 | 0 | #N/A | #N/A | n | 0 | 000
[9 empty] | #N/A | #N/A | n | 0 | [8 empty] | 0 | 0 | 0 | 0 | 0 | 0 | 0 | 0 | 0 | #N/A | #N/A | n | 0 | 000
[9 empty] | #N/A | #N/A | n | 0 | [8 empty] | 0 | 0 | 0 | 0 | 0 | 0 | 0 | 0 | 0 | #N/A | #N/A | n | 0 | 000
[9 empty] | #N/A | #N/A | n | 0 | [8 empty] | 0 | 0 | 0 | 0 | 0 | 0 | 0 | 0 | 0 | #N/A | #N/A | n | 0 | 000
[9 empty] | #N/A | #N/A | n | 0 | [8 empty] | 0 | 0 | 0 | 0 | 0 | 0 | 0 | 0 | 0 | #N/A | #N/A | n | 0 | 000
[9 empty] | #N/A | #N/A | n | 0 | [8 empty] | 0 | 0 | 0 | 0 | 0 | 0 | 0 | 0 | 0 | #N/A | #N/A | n | 0 | 000
[9 empty] | #N/A | #N/A | n | 0 | [8 empty] | 0 | 0 | 0 | 0 | 0 | 0 | 0 | 0 | 0 | #N/A | #N/A | n | 0 | 000
[9 empty] | #N/A | #N/A | n | 0 | [8 empty] | 0 | 0 | 0 | 0 | 0 | 0 | 0 | 0 | 0 | #N/A | #N/A | n | 0 | 000
[9 empty] | #N/A | #N/A | n | 0 | [8 empty] | 0 | 0 | 0 | 0 | 0 | 0 | 0 | 0 | 0 | #N/A | #N/A | n | 0 | 000
[9 empty] | #N/A | #N/A | n | 0 | [8 empty] | 0 | 0 | 0 | 0 | 0 | 0 | 0 | 0 | 0 | #N/A | #N/A | n | 0 | 000
[9 empty] | #N/A | #N/A | n | 0 | [8 empty] | 0 | 0 | 0 | 0 | 0 | 0 | 0 | 0 | 0 | #N/A | #N/A | n | 0 | 000
[9 empty] | #N/A | #N/A | n | 0 | [8 empty] | 0 | 0 | 0 | 0 | 0 | 0 | 0 | 0 | 0 | #N/A | #N/A | n | 0 | 000
[9 empty] | #N/A | #N/A | n | 0 | [8 empty] | 0 | 0 | 0 | 0 | 0 | 0 | 0 | 0 | 0 | #N/A | #N/A | n | 0 | 000
[9 empty] | #N/A | #N/A | n | 0 | [8 empty] | 0 | 0 | 0 | 0 | 0 | 0 | 0 | 0 | 0 | #N/A | #N/A | n | 0 | 000
[9 empty] | #N/A | #N/A | n | 0 | [8 empty] | 0 | 0 | 0 | 0 | 0 | 0 | 0 | 0 | 0 | #N/A | #N/A | n | 0 | 000
[9 empty] | #N/A | #N/A | n | 0 | [8 empty] | 0 | 0 | 0 | 0 | 0 | 0 | 0 | 0 | 0 | #N/A | #N/A | n | 0 | 000
[9 empty] | #N/A | #N/A | n | 0 | [8 empty] | 0 | 0 | 0 | 0 | 0 | 0 | 0 | 0 | 0 | #N/A | #N/A | n | 0 | 000
[9 empty] | #N/A | #N/A | n | 0 | [8 empty] | 0 | 0 | 0 | 0 | 0 | 0 | 0 | 0 | 0 | #N/A | #N/A | n | 0 | 000
[9 empty] | #N/A | #N/A | n | 0 | [8 empty] | 0 | 0 | 0 | 0 | 0 | 0 | 0 | 0 | 0 | #N/A | #N/A | n | 0 | 000
[9 empty] | #N/A | #N/A | n | 0 | [8 empty] | 0 | 0 | 0 | 0 | 0 | 0 | 0 | 0 | 0 | #N/A | #N/A | n | 0 | 000
[9 empty] | #N/A | #N/A | n | 0 | [8 empty] | 0 | 0 | 0 | 0 | 0 | 0 | 0 | 0 | 0 | #N/A | #N/A | n | 0 | 000
[9 empty] | #N/A | #N/A | n | 0 | [8 empty] | 0 | 0 | 0 | 0 | 0 | 0 | 0 | 0 | 0 | #N/A | #N/A | n | 0 | 000
[9 empty] | #N/A | #N/A | n | 0 | [8 empty] | 0 | 0 | 0 | 0 | 0 | 0 | 0 | 0 | 0 | #N/A | #N/A | n | 0 | 000
[9 empty] | #N/A | #N/A | n | 0 | [8 empty] | 0 | 0 | 0 | 0 | 0 | 0 | 0 | 0 | 0 | #N/A | #N/A | n | 0 | 000
[9 empty] | #N/A | #N/A | n | 0 | [8 empty] | 0 | 0 | 0 | 0 | 0 | 0 | 0 | 0 | 0 | #N/A | #N/A | n | 0 | 000
[9 empty] | #N/A | #N/A | n | 0 | [8 empty] | 0 | 0 | 0 | 0 | 0 | 0 | 0 | 0 | 0 | #N/A | #N/A | n | 0 | 000
[9 empty] | #N/A | #N/A | n | 0 | [8 empty] | 0 | 0 | 0 | 0 | 0 | 0 | 0 | 0 | 0 | #N/A | #N/A | n | 0 | 000
[9 empty] | #N/A | #N/A | n | 0 | [8 empty] | 0 | 0 | 0 | 0 | 0 | 0 | 0 | 0 | 0 | #N/A | #N/A | n | 0 | 000
[9 empty] | #N/A | #N/A | n | 0 | [8 empty] | 0 | 0 | 0 | 0 | 0 | 0 | 0 | 0 | 0 | #N/A | #N/A | n | 0 | 000
[9 empty] | #N/A | #N/A | n | 0 | [8 empty] | 0 | 0 | 0 | 0 | 0 | 0 | 0 | 0 | 0 | #N/A | #N/A | n | 0 | 000
[9 empty] | #N/A | #N/A | n | 0 | [8 empty] | 0 | 0 | 0 | 0 | 0 | 0 | 0 | 0 | 0 | #N/A | #N/A | n | 0 | 000
[9 empty] | #N/A | #N/A | n | 0 | [8 empty] | 0 | 0 | 0 | 0 | 0 | 0 | 0 | 0 | 0 | #N/A | #N/A | n | 0 | 000
[9 empty] | #N/A | #N/A | n | 0 | [8 empty] | 0 | 0 | 0 | 0 | 0 | 0 | 0 | 0 | 0 | #N/A | #N/A | n | 0 | 000
[9 empty] | #N/A | #N/A | n | 0 | [8 empty] | 0 | 0 | 0 | 0 | 0 | 0 | 0 | 0 | 0 | #N/A | #N/A | n | 0 | 000
[9 empty] | #N/A | #N/A | n | 0 | [8 empty] | 0 | 0 | 0 | 0 | 0 | 0 | 0 | 0 | 0 | #N/A | #N/A | n | 0 | 000
[9 empty] | #N/A | #N/A | n | 0 | [8 empty] | 0 | 0 | 0 | 0 | 0 | 0 | 0 | 0 | 0 | #N/A | #N/A | n | 0 | 000
[9 empty] | #N/A | #N/A | n | 0 | [8 empty] | 0 | 0 | 0 | 0 | 0 | 0 | 0 | 0 | 0 | #N/A | #N/A | n | 0 | 000
[9 empty] | #N/A | #N/A | n | 0 | [8 empty] | 0 | 0 | 0 | 0 | 0 | 0 | 0 | 0 | 0 | #N/A | #N/A | n | 0 | 000
[9 empty] | #N/A | #N/A | n | 0 | [8 empty] | 0 | 0 | 0 | 0 | 0 | 0 | 0 | 0 | 0 | #N/A | #N/A | n | 0 | 000
[9 empty] | #N/A | #N/A | n | 0 | [8 empty] | 0 | 0 | 0 | 0 | 0 | 0 | 0 | 0 | 0 | #N/A | #N/A | n | 0 | 000
[9 empty] | #N/A | #N/A | n | 0 | [8 empty] | 0 | 0 | 0 | 0 | 0 | 0 | 0 | 0 | 0 | #N/A | #N/A | n | 0 | 000
[9 empty] | #N/A | #N/A | n | 0 | [8 empty] | 0 | 0 | 0 | 0 | 0 | 0 | 0 | 0 | 0 | #N/A | #N/A | n | 0 | 000
[9 empty] | #N/A | #N/A | n | 0 | [8 empty] | 0 | 0 | 0 | 0 | 0 | 0 | 0 | 0 | 0 | #N/A | #N/A | n | 0 | 000
[9 empty] | #N/A | #N/A | n | 0 | [8 empty] | 0 | 0 | 0 | 0 | 0 | 0 | 0 | 0 | 0 | #N/A | #N/A | n | 0 | 000
[9 empty] | #N/A | #N/A | n | 0 | [8 empty] | 0 | 0 | 0 | 0 | 0 | 0 | 0 | 0 | 0 | #N/A | #N/A | n | 0 | 000
[9 empty] | #N/A | #N/A | n | 0 | [8 empty] | 0 | 0 | 0 | 0 | 0 | 0 | 0 | 0 | 0 | #N/A | #N/A | n | 0 | 000
[9 empty] | #N/A | #N/A | n | 0 | [8 empty] | 0 | 0 | 0 | 0 | 0 | 0 | 0 | 0 | 0 | #N/A | #N/A | n | 0 | 000
[9 empty] | #N/A | #N/A | n | 0 | [8 empty] | 0 | 0 | 0 | 0 | 0 | 0 | 0 | 0 | 0 | #N/A | #N/A | n | 0 | 000
[9 empty] | #N/A | #N/A | n | 0 | [8 empty] | 0 | 0 | 0 | 0 | 0 | 0 | 0 | 0 | 0 | #N/A | #N/A | n | 0 | 000
[9 empty] | #N/A | #N/A | n | 0 | [8 empty] | 0 | 0 | 0 | 0 | 0 | 0 | 0 | 0 | 0 | #N/A | #N/A | n | 0 | 000
[9 empty] | #N/A | #N/A | n | 0 | [8 empty] | 0 | 0 | 0 | 0 | 0 | 0 | 0 | 0 | 0 | #N/A | #N/A | n | 0 | 000
[9 empty] | #N/A | #N/A | n | 0 | [8 empty] | 0 | 0 | 0 | 0 | 0 | 0 | 0 | 0 | 0 | #N/A | #N/A | n | 0 | 000
[9 empty] | #N/A | #N/A | n | 0 | [8 empty] | 0 | 0 | 0 | 0 | 0 | 0 | 0 | 0 | 0 | #N/A | #N/A | n | 0 | 000
[9 empty] | #N/A | #N/A | n | 0 | [8 empty] | 0 | 0 | 0 | 0 | 0 | 0 | 0 | 0 | 0 | #N/A | #N/A | n | 0 | 000
[9 empty] | #N/A | #N/A | n | 0 | [8 empty] | 0 | 0 | 0 | 0 | 0 | 0 | 0 | 0 | 0 | #N/A | #N/A | n | 0 | 000
[9 empty] | #N/A | #N/A | n | 0 | [8 empty] | 0 | 0 | 0 | 0 | 0 | 0 | 0 | 0 | 0 | #N/A | #N/A | n | 0 | 000
[9 empty] | #N/A | #N/A | n | 0 | [8 empty] | 0 | 0 | 0 | 0 | 0 | 0 | 0 | 0 | 0 | #N/A | #N/A | n | 0 | 000
[9 empty] | #N/A | #N/A | n | 0 | [8 empty] | 0 | 0 | 0 | 0 | 0 | 0 | 0 | 0 | 0 | #N/A | #N/A | n | 0 | 000
[9 empty] | #N/A | #N/A | n | 0 | [8 empty] | 0 | 0 | 0 | 0 | 0 | 0 | 0 | 0 | 0 | #N/A | #N/A | n | 0 | 000
[9 empty] | #N/A | #N/A | n | 0 | [8 empty] | 0 | 0 | 0 | 0 | 0 | 0 | 0 | 0 | 0 | #N/A | #N/A | n | 0 | 000
[9 empty] | #N/A | #N/A | n | 0 | [8 empty] | 0 | 0 | 0 | 0 | 0 | 0 | 0 | 0 | 0 | #N/A | #N/A | n | 0 | 000
[9 empty] | #N/A | #N/A | n | 0 | [8 empty] | 0 | 0 | 0 | 0 | 0 | 0 | 0 | 0 | 0 | #N/A | #N/A | n | 0 | 000
[9 empty] | #N/A | #N/A | n | 0 | [8 empty] | 0 | 0 | 0 | 0 | 0 | 0 | 0 | 0 | 0 | #N/A | #N/A | n | 0 | 000
[9 empty] | #N/A | #N/A | n | 0 | [8 empty] | 0 | 0 | 0 | 0 | 0 | 0 | 0 | 0 | 0 | #N/A | #N/A | n | 0 | 000
[9 empty] | #N/A | #N/A | n | 0 | [8 empty] | 0 | 0 | 0 | 0 | 0 | 0 | 0 | 0 | 0 | #N/A | #N/A | n | 0 | 000
[9 empty] | #N/A | #N/A | n | 0 | [8 empty] | 0 | 0 | 0 | 0 | 0 | 0 | 0 | 0 | 0 | #N/A | #N/A | n | 0 | 000
[9 empty] | #N/A | #N/A | n | 0 | [8 empty] | 0 | 0 | 0 | 0 | 0 | 0 | 0 | 0 | 0 | #N/A | #N/A | n | 0 | 000
[9 empty] | #N/A | #N/A | n | 0 | [8 empty] | 0 | 0 | 0 | 0 | 0 | 0 | 0 | 0 | 0 | #N/A | #N/A | n | 0 | 000
[9 empty] | #N/A | #N/A | n | 0 | [8 empty] | 0 | 0 | 0 | 0 | 0 | 0 | 0 | 0 | 0 | #N/A | #N/A | n | 0 | 000
[9 empty] | #N/A | #N/A | n | 0 | [8 empty] | 0 | 0 | 0 | 0 | 0 | 0 | 0 | 0 | 0 | #N/A | #N/A | n | 0 | 000
[9 empty] | #N/A | #N/A | n | 0 | [8 empty] | 0 | 0 | 0 | 0 | 0 | 0 | 0 | 0 | 0 | #N/A | #N/A | n | 0 | 000
[9 empty] | #N/A | #N/A | n | 0 | [8 empty] | 0 | 0 | 0 | 0 | 0 | 0 | 0 | 0 | 0 | #N/A | #N/A | n | 0 | 000
[9 empty] | #N/A | #N/A | n | 0 | [8 empty] | 0 | 0 | 0 | 0 | 0 | 0 | 0 | 0 | 0 | #N/A | #N/A | n | 0 | 000
[9 empty] | #N/A | #N/A | n | 0 | [8 empty] | 0 | 0 | 0 | 0 | 0 | 0 | 0 | 0 | 0 | #N/A | #N/A | n | 0 | 000
[9 empty] | #N/A | #N/A | n | 0 | [8 empty] | 0 | 0 | 0 | 0 | 0 | 0 | 0 | 0 | 0 | #N/A | #N/A | n | 0 | 000
[9 empty] | #N/A | #N/A | n | 0 | [8 empty] | 0 | 0 | 0 | 0 | 0 | 0 | 0 | 0 | 0 | #N/A | #N/A | n | 0 | 000
[9 empty] | #N/A | #N/A | n | 0 | [8 empty] | 0 | 0 | 0 | 0 | 0 | 0 | 0 | 0 | 0 | #N/A | #N/A | n | 0 | 000
[9 empty] | #N/A | #N/A | n | 0 | [8 empty] | 0 | 0 | 0 | 0 | 0 | 0 | 0 | 0 | 0 | #N/A | #N/A | n | 0 | 000
[9 empty] | #N/A | #N/A | n | 0 | [8 empty] | 0 | 0 | 0 | 0 | 0 | 0 | 0 | 0 | 0 | #N/A | #N/A | n | 0 | 000
[9 empty] | #N/A | #N/A | n | 0 | [8 empty] | 0 | 0 | 0 | 0 | 0 | 0 | 0 | 0 | 0 | #N/A | #N/A | n | 0 | 000
[9 empty] | #N/A | #N/A | n | 0 | [8 empty] | 0 | 0 | 0 | 0 | 0 | 0 | 0 | 0 | 0 | #N/A | #N/A | n | 0 | 000
[9 empty] | #N/A | #N/A | n | 0 | [8 empty] | 0 | 0 | 0 | 0 | 0 | 0 | 0 | 0 | 0 | #N/A | #N/A | n | 0 | 000
[9 empty] | #N/A | #N/A | n | 0 | [8 empty] | 0 | 0 | 0 | 0 | 0 | 0 | 0 | 0 | 0 | #N/A | #N/A | n | 0 | 000
[9 empty] | #N/A | #N/A | n | 0 | [8 empty] | 0 | 0 | 0 | 0 | 0 | 0 | 0 | 0 | 0 | #N/A | #N/A | n | 0 | 000
[9 empty] | #N/A | #N/A | n | 0 | [8 empty] | 0 | 0 | 0 | 0 | 0 | 0 | 0 | 0 | 0 | #N/A | #N/A | n | 0 | 000
[9 empty] | #N/A | #N/A | n | 0 | [8 empty] | 0 | 0 | 0 | 0 | 0 | 0 | 0 | 0 | 0 | #N/A | #N/A | n | 0 | 000
[9 empty] | #N/A | #N/A | n | 0 | [8 empty] | 0 | 0 | 0 | 0 | 0 | 0 | 0 | 0 | 0 | #N/A | #N/A | n | 0 | 000
[9 empty] | #N/A | #N/A | n | 0 | [8 empty] | 0 | 0 | 0 | 0 | 0 | 0 | 0 | 0 | 0 | #N/A | #N/A | n | 0 | 000
[9 empty] | #N/A | #N/A | n | 0 | [8 empty] | 0 | 0 | 0 | 0 | 0 | 0 | 0 | 0 | 0 | #N/A | #N/A | n | 0 | 000
[9 empty] | #N/A | #N/A | n | 0 | [8 empty] | 0 | 0 | 0 | 0 | 0 | 0 | 0 | 0 | 0 | #N/A | #N/A | n | 0 | 000
[9 empty] | #N/A | #N/A | n | 0 | [8 empty] | 0 | 0 | 0 | 0 | 0 | 0 | 0 | 0 | 0 | #N/A | #N/A | n | 0 | 000
[9 empty] | #N/A | #N/A | n | 0 | [8 empty] | 0 | 0 | 0 | 0 | 0 | 0 | 0 | 0 | 0 | #N/A | #N/A | n | 0 | 000
[9 empty] | #N/A | #N/A | n | 0 | [8 empty] | 0 | 0 | 0 | 0 | 0 | 0 | 0 | 0 | 0 | #N/A | #N/A | n | 0 | 000
[9 empty] | #N/A | #N/A | n | 0 | [8 empty] | 0 | 0 | 0 | 0 | 0 | 0 | 0 | 0 | 0 | #N/A | #N/A | n | 0 | 000
[9 empty] | #N/A | #N/A | n | 0 | [8 empty] | 0 | 0 | 0 | 0 | 0 | 0 | 0 | 0 | 0 | #N/A | #N/A | n | 0 | 000
[9 empty] | #N/A | #N/A | n | 0 | [8 empty] | 0 | 0 | 0 | 0 | 0 | 0 | 0 | 0 | 0 | #N/A | #N/A | n | 0 | 000
[9 empty] | #N/A | #N/A | n | 0 | [8 empty] | 0 | 0 | 0 | 0 | 0 | 0 | 0 | 0 | 0 | #N/A | #N/A | n | 0 | 000
[9 empty] | #N/A | #N/A | n | 0 | [8 empty] | 0 | 0 | 0 | 0 | 0 | 0 | 0 | 0 | 0 | #N/A | #N/A | n | 0 | 000
[9 empty] | #N/A | #N/A | n | 0 | [8 empty] | 0 | 0 | 0 | 0 | 0 | 0 | 0 | 0 | 0 | #N/A | #N/A | n | 0 | 000
[9 empty] | #N/A | #N/A | n | 0 | [8 empty] | 0 | 0 | 0 | 0 | 0 | 0 | 0 | 0 | 0 | #N/A | #N/A | n | 0 | 000
[9 empty] | #N/A | #N/A | n | 0 | [8 empty] | 0 | 0 | 0 | 0 | 0 | 0 | 0 | 0 | 0 | #N/A | #N/A | n | 0 | 000
[9 empty] | #N/A | #N/A | n | 0 | [8 empty] | 0 | 0 | 0 | 0 | 0 | 0 | 0 | 0 | 0 | #N/A | #N/A | n | 0 | 000
[9 empty] | #N/A | #N/A | n | 0 | [8 empty] | 0 | 0 | 0 | 0 | 0 | 0 | 0 | 0 | 0 | #N/A | #N/A | n | 0 | 000
[9 empty] | #N/A | #N/A | n | 0 | [8 empty] | 0 | 0 | 0 | 0 | 0 | 0 | 0 | 0 | 0 | #N/A | #N/A | n | 0 | 000
[9 empty] | #N/A | #N/A | n | 0 | [8 empty] | 0 | 0 | 0 | 0 | 0 | 0 | 0 | 0 | 0 | #N/A | #N/A | n | 0 | 000
[9 empty] | #N/A | #N/A | n | 0 | [8 empty] | 0 | 0 | 0 | 0 | 0 | 0 | 0 | 0 | 0 | #N/A | #N/A | n | 0 | 000
[9 empty] | #N/A | #N/A | n | 0 | [8 empty] | 0 | 0 | 0 | 0 | 0 | 0 | 0 | 0 | 0 | #N/A | #N/A | n | 0 | 000
[9 empty] | #N/A | #N/A | n | 0 | [8 empty] | 0 | 0 | 0 | 0 | 0 | 0 | 0 | 0 | 0 | #N/A | #N/A | n | 0 | 000
[9 empty] | #N/A | #N/A | n | 0 | [8 empty] | 0 | 0 | 0 | 0 | 0 | 0 | 0 | 0 | 0 | #N/A | #N/A | n | 0 | 000
[9 empty] | #N/A | #N/A | n | 0 | [8 empty] | 0 | 0 | 0 | 0 | 0 | 0 | 0 | 0 | 0 | #N/A | #N/A | n | 0 | 000
[9 empty] | #N/A | #N/A | n | 0 | [8 empty] | 0 | 0 | 0 | 0 | 0 | 0 | 0 | 0 | 0 | #N/A | #N/A | n | 0 | 000
[9 empty] | #N/A | #N/A | n | 0 | [8 empty] | 0 | 0 | 0 | 0 | 0 | 0 | 0 | 0 | 0 | #N/A | #N/A | n | 0 | 000
[9 empty] | #N/A | #N/A | n | 0 | [8 empty] | 0 | 0 | 0 | 0 | 0 | 0 | 0 | 0 | 0 | #N/A | #N/A | n | 0 | 000
[9 empty] | #N/A | #N/A | n | 0 | [8 empty] | 0 | 0 | 0 | 0 | 0 | 0 | 0 | 0 | 0 | #N/A | #N/A | n | 0 | 000
[9 empty] | #N/A | #N/A | n | 0 | [8 empty] | 0 | 0 | 0 | 0 | 0 | 0 | 0 | 0 | 0 | #N/A | #N/A | n | 0 | 000
[9 empty] | #N/A | #N/A | n | 0 | [8 empty] | 0 | 0 | 0 | 0 | 0 | 0 | 0 | 0 | 0 | #N/A | #N/A | n | 0 | 000
[9 empty] | #N/A | #N/A | n | 0 | [8 empty] | 0 | 0 | 0 | 0 | 0 | 0 | 0 | 0 | 0 | #N/A | #N/A | n | 0 | 000
[9 empty] | #N/A | #N/A | n | 0 | [8 empty] | 0 | 0 | 0 | 0 | 0 | 0 | 0 | 0 | 0 | #N/A | #N/A | n | 0 | 000
[9 empty] | #N/A | #N/A | n | 0 | [8 empty] | 0 | 0 | 0 | 0 | 0 | 0 | 0 | 0 | 0 | #N/A | #N/A | n | 0 | 000
[9 empty] | #N/A | #N/A | n | 0 | [8 empty] | 0 | 0 | 0 | 0 | 0 | 0 | 0 | 0 | 0 | #N/A | #N/A | n | 0 | 000
[9 empty] | #N/A | #N/A | n | 0 | [8 empty] | 0 | 0 | 0 | 0 | 0 | 0 | 0 | 0 | 0 | #N/A | #N/A | n | 0 | 000
[9 empty] | #N/A | #N/A | n | 0 | [8 empty] | 0 | 0 | 0 | 0 | 0 | 0 | 0 | 0 | 0 | #N/A | #N/A | n | 0 | 000
[9 empty] | #N/A | #N/A | n | 0 | [8 empty] | 0 | 0 | 0 | 0 | 0 | 0 | 0 | 0 | 0 | #N/A | #N/A | n | 0 | 000
[9 empty] | #N/A | #N/A | n | 0 | [8 empty] | 0 | 0 | 0 | 0 | 0 | 0 | 0 | 0 | 0 | #N/A | #N/A | n | 0 | 000
[9 empty] | #N/A | #N/A | n | 0 | [8 empty] | 0 | 0 | 0 | 0 | 0 | 0 | 0 | 0 | 0 | #N/A | #N/A | n | 0 | 000
[9 empty] | #N/A | #N/A | n | 0 | [8 empty] | 0 | 0 | 0 | 0 | 0 | 0 | 0 | 0 | 0 | #N/A | #N/A | n | 0 | 000
[9 empty] | #N/A | #N/A | n | 0 | [8 empty] | 0 | 0 | 0 | 0 | 0 | 0 | 0 | 0 | 0 | #N/A | #N/A | n | 0 | 000
[9 empty] | #N/A | #N/A | n | 0 | [8 empty] | 0 | 0 | 0 | 0 | 0 | 0 | 0 | 0 | 0 | #N/A | #N/A | n | 0 | 000
[9 empty] | #N/A | #N/A | n | 0 | [8 empty] | 0 | 0 | 0 | 0 | 0 | 0 | 0 | 0 | 0 | #N/A | #N/A | n | 0 | 000
[9 empty] | #N/A | #N/A | n | 0 | [8 empty] | 0 | 0 | 0 | 0 | 0 | 0 | 0 | 0 | 0 | #N/A | #N/A | n | 0 | 000
[9 empty] | #N/A | #N/A | n | 0 | [8 empty] | 0 | 0 | 0 | 0 | 0 | 0 | 0 | 0 | 0 | #N/A | #N/A | n | 0 | 000
[9 empty] | #N/A | #N/A | n | 0 | [8 empty] | 0 | 0 | 0 | 0 | 0 | 0 | 0 | 0 | 0 | #N/A | #N/A | n | 0 | 000
[9 empty] | #N/A | #N/A | n | 0 | [8 empty] | 0 | 0 | 0 | 0 | 0 | 0 | 0 | 0 | 0 | #N/A | #N/A | n | 0 | 000
[9 empty] | #N/A | #N/A | n | 0 | [8 empty] | 0 | 0 | 0 | 0 | 0 | 0 | 0 | 0 | 0 | #N/A | #N/A | n | 0 | 000
[9 empty] | #N/A | #N/A | n | 0 | [8 empty] | 0 | 0 | 0 | 0 | 0 | 0 | 0 | 0 | 0 | #N/A | #N/A | n | 0 | 000
[9 empty] | #N/A | #N/A | n | 0 | [8 empty] | 0 | 0 | 0 | 0 | 0 | 0 | 0 | 0 | 0 | #N/A | #N/A | n | 0 | 000
[9 empty] | #N/A | #N/A | n | 0 | [8 empty] | 0 | 0 | 0 | 0 | 0 | 0 | 0 | 0 | 0 | #N/A | #N/A | n | 0 | 000
[9 empty] | #N/A | #N/A | n | 0 | [8 empty] | 0 | 0 | 0 | 0 | 0 | 0 | 0 | 0 | 0 | #N/A | #N/A | n | 0 | 000
[9 empty] | #N/A | #N/A | n | 0 | [8 empty] | 0 | 0 | 0 | 0 | 0 | 0 | 0 | 0 | 0 | #N/A | #N/A | n | 0 | 000
[9 empty] | #N/A | #N/A | n | 0 | [8 empty] | 0 | 0 | 0 | 0 | 0 | 0 | 0 | 0 | 0 | #N/A | #N/A | n | 0 | 000
[9 empty] | #N/A | #N/A | n | 0 | [8 empty] | 0 | 0 | 0 | 0 | 0 | 0 | 0 | 0 | 0 | #N/A | #N/A | n | 0 | 000
[9 empty] | #N/A | #N/A | n | 0 | [8 empty] | 0 | 0 | 0 | 0 | 0 | 0 | 0 | 0 | 0 | #N/A | #N/A | n | 0 | 000
[9 empty] | #N/A | #N/A | n | 0 | [8 empty] | 0 | 0 | 0 | 0 | 0 | 0 | 0 | 0 | 0 | #N/A | #N/A | n | 0 | 000
[9 empty] | #N/A | #N/A | n | 0 | [8 empty] | 0 | 0 | 0 | 0 | 0 | 0 | 0 | 0 | 0 | #N/A | #N/A | n | 0 | 000
[9 empty] | #N/A | #N/A | n | 0 | [8 empty] | 0 | 0 | 0 | 0 | 0 | 0 | 0 | 0 | 0 | #N/A | #N/A | n | 0 | 000
[9 empty] | #N/A | #N/A | n | 0 | [8 empty] | 0 | 0 | 0 | 0 | 0 | 0 | 0 | 0 | 0 | #N/A | #N/A | n | 0 | 000
[9 empty] | #N/A | #N/A | n | 0 | [8 empty] | 0 | 0 | 0 | 0 | 0 | 0 | 0 | 0 | 0 | #N/A | #N/A | n | 0 | 000
[9 empty] | #N/A | #N/A | n | 0 | [8 empty] | 0 | 0 | 0 | 0 | 0 | 0 | 0 | 0 | 0 | #N/A | #N/A | n | 0 | 000
[9 empty] | #N/A | #N/A | n | 0 | [8 empty] | 0 | 0 | 0 | 0 | 0 | 0 | 0 | 0 | 0 | #N/A | #N/A | n | 0 | 000
[9 empty] | #N/A | #N/A | n | 0 | [8 empty] | 0 | 0 | 0 | 0 | 0 | 0 | 0 | 0 | 0 | #N/A | #N/A | n | 0 | 000
[9 empty] | #N/A | #N/A | n | 0 | [8 empty] | 0 | 0 | 0 | 0 | 0 | 0 | 0 | 0 | 0 | #N/A | #N/A | n | 0 | 000
[9 empty] | #N/A | #N/A | n | 0 | [8 empty] | 0 | 0 | 0 | 0 | 0 | 0 | 0 | 0 | 0 | #N/A | #N/A | n | 0 | 000
[9 empty] | #N/A | #N/A | n | 0 | [8 empty] | 0 | 0 | 0 | 0 | 0 | 0 | 0 | 0 | 0 | #N/A | #N/A | n | 0 | 000
[9 empty] | #N/A | #N/A | n | 0 | [8 empty] | 0 | 0 | 0 | 0 | 0 | 0 | 0 | 0 | 0 | #N/A | #N/A | n | 0 | 000
[9 empty] | #N/A | #N/A | n | 0 | [8 empty] | 0 | 0 | 0 | 0 | 0 | 0 | 0 | 0 | 0 | #N/A | #N/A | n | 0 | 000
[9 empty] | #N/A | #N/A | n | 0 | [8 empty] | 0 | 0 | 0 | 0 | 0 | 0 | 0 | 0 | 0 | #N/A | #N/A | n | 0 | 000
[9 empty] | #N/A | #N/A | n | 0 | [8 empty] | 0 | 0 | 0 | 0 | 0 | 0 | 0 | 0 | 0 | #N/A | #N/A | n | 0 | 000
[9 empty] | #N/A | #N/A | n | 0 | [8 empty] | 0 | 0 | 0 | 0 | 0 | 0 | 0 | 0 | 0 | #N/A | #N/A | n | 0 | 000
[9 empty] | #N/A | #N/A | n | 0 | [8 empty] | 0 | 0 | 0 | 0 | 0 | 0 | 0 | 0 | 0 | #N/A | #N/A | n | 0 | 000
[9 empty] | #N/A | #N/A | n | 0 | [8 empty] | 0 | 0 | 0 | 0 | 0 | 0 | 0 | 0 | 0 | #N/A | #N/A | n | 0 | 000
[9 empty] | #N/A | #N/A | n | 0 | [8 empty] | 0 | 0 | 0 | 0 | 0 | 0 | 0 | 0 | 0 | #N/A | #N/A | n | 0 | 000
[9 empty] | #N/A | #N/A | n | 0 | [8 empty] | 0 | 0 | 0 | 0 | 0 | 0 | 0 | 0 | 0 | #N/A | #N/A | n | 0 | 000
[9 empty] | #N/A | #N/A | n | 0 | [8 empty] | 0 | 0 | 0 | 0 | 0 | 0 | 0 | 0 | 0 | #N/A | #N/A | n | 0 | 000
[9 empty] | #N/A | #N/A | n | 0 | [8 empty] | 0 | 0 | 0 | 0 | 0 | 0 | 0 | 0 | 0 | #N/A | #N/A | n | 0 | 000
[9 empty] | #N/A | #N/A | n | 0 | [8 empty] | 0 | 0 | 0 | 0 | 0 | 0 | 0 | 0 | 0 | #N/A | #N/A | n | 0 | 000
[9 empty] | #N/A | #N/A | n | 0 | [8 empty] | 0 | 0 | 0 | 0 | 0 | 0 | 0 | 0 | 0 | #N/A | #N/A | n | 0 | 000
[9 empty] | #N/A | #N/A | n | 0 | [8 empty] | 0 | 0 | 0 | 0 | 0 | 0 | 0 | 0 | 0 | #N/A | #N/A | n | 0 | 000
[9 empty] | #N/A | #N/A | n | 0 | [8 empty] | 0 | 0 | 0 | 0 | 0 | 0 | 0 | 0 | 0 | #N/A | #N/A | n | 0 | 000
[9 empty] | #N/A | #N/A | n | 0 | [8 empty] | 0 | 0 | 0 | 0 | 0 | 0 | 0 | 0 | 0 | #N/A | #N/A | n | 0 | 000
[9 empty] | #N/A | #N/A | n | 0 | [8 empty] | 0 | 0 | 0 | 0 | 0 | 0 | 0 | 0 | 0 | #N/A | #N/A | n | 0 | 000
[9 empty] | #N/A | #N/A | n | 0 | [8 empty] | 0 | 0 | 0 | 0 | 0 | 0 | 0 | 0 | 0 | #N/A | #N/A | n | 0 | 000
[9 empty] | #N/A | #N/A | n | 0 | [8 empty] | 0 | 0 | 0 | 0 | 0 | 0 | 0 | 0 | 0 | #N/A | #N/A | n | 0 | 000
[9 empty] | #N/A | #N/A | n | 0 | [8 empty] | 0 | 0 | 0 | 0 | 0 | 0 | 0 | 0 | 0 | #N/A | #N/A | n | 0 | 000
[9 empty] | #N/A | #N/A | n | 0 | [8 empty] | 0 | 0 | 0 | 0 | 0 | 0 | 0 | 0 | 0 | #N/A | #N/A | n | 0 | 000
[9 empty] | #N/A | #N/A | n | 0 | [8 empty] | 0 | 0 | 0 | 0 | 0 | 0 | 0 | 0 | 0 | #N/A | #N/A | n | 0 | 000
[9 empty] | #N/A | #N/A | n | 0 | [8 empty] | 0 | 0 | 0 | 0 | 0 | 0 | 0 | 0 | 0 | #N/A | #N/A | n | 0 | 000
[9 empty] | #N/A | #N/A | n | 0 | [8 empty] | 0 | 0 | 0 | 0 | 0 | 0 | 0 | 0 | 0 | #N/A | #N/A | n | 0 | 000
[9 empty] | #N/A | #N/A | n | 0 | [8 empty] | 0 | 0 | 0 | 0 | 0 | 0 | 0 | 0 | 0 | #N/A | #N/A | n | 0 | 000
[9 empty] | #N/A | #N/A | n | 0 | [8 empty] | 0 | 0 | 0 | 0 | 0 | 0 | 0 | 0 | 0 | #N/A | #N/A | n | 0 | 000
[9 empty] | #N/A | #N/A | n | 0 | [8 empty] | 0 | 0 | 0 | 0 | 0 | 0 | 0 | 0 | 0 | #N/A | #N/A | n | 0 | 000
[9 empty] | #N/A | #N/A | n | 0 | [8 empty] | 0 | 0 | 0 | 0 | 0 | 0 | 0 | 0 | 0 | #N/A | #N/A | n | 0 | 000
[9 empty] | #N/A | #N/A | n | 0 | [8 empty] | 0 | 0 | 0 | 0 | 0 | 0 | 0 | 0 | 0 | #N/A | #N/A | n | 0 | 000
[9 empty] | #N/A | #N/A | n | 0 | [8 empty] | 0 | 0 | 0 | 0 | 0 | 0 | 0 | 0 | 0 | #N/A | #N/A | n | 0 | 000
[9 empty] | #N/A | #N/A | n | 0 | [8 empty] | 0 | 0 | 0 | 0 | 0 | 0 | 0 | 0 | 0 | #N/A | #N/A | n | 0 | 000
[9 empty] | #N/A | #N/A | n | 0 | [8 empty] | 0 | 0 | 0 | 0 | 0 | 0 | 0 | 0 | 0 | #N/A | #N/A | n | 0 | 000
[9 empty] | #N/A | #N/A | n | 0 | [8 empty] | 0 | 0 | 0 | 0 | 0 | 0 | 0 | 0 | 0 | #N/A | #N/A | n | 0 | 000
[9 empty] | #N/A | #N/A | n | 0 | [8 empty] | 0 | 0 | 0 | 0 | 0 | 0 | 0 | 0 | 0 | #N/A | #N/A | n | 0 | 000
[9 empty] | #N/A | #N/A | n | 0 | [8 empty] | 0 | 0 | 0 | 0 | 0 | 0 | 0 | 0 | 0 | #N/A | #N/A | n | 0 | 000
[9 empty] | #N/A | #N/A | n | 0 | [8 empty] | 0 | 0 | 0 | 0 | 0 | 0 | 0 | 0 | 0 | #N/A | #N/A | n | 0 | 000
[9 empty] | #N/A | #N/A | n | 0 | [8 empty] | 0 | 0 | 0 | 0 | 0 | 0 | 0 | 0 | 0 | #N/A | #N/A | n | 0 | 000
[9 empty] | #N/A | #N/A | n | 0 | [8 empty] | 0 | 0 | 0 | 0 | 0 | 0 | 0 | 0 | 0 | #N/A | #N/A | n | 0 | 000
[9 empty] | #N/A | #N/A | n | 0 | [8 empty] | 0 | 0 | 0 | 0 | 0 | 0 | 0 | 0 | 0 | #N/A | #N/A | n | 0 | 000
[9 empty] | #N/A | #N/A | n | 0 | [8 empty] | 0 | 0 | 0 | 0 | 0 | 0 | 0 | 0 | 0 | #N/A | #N/A | n | 0 | 000
[9 empty] | #N/A | #N/A | n | 0 | [8 empty] | 0 | 0 | 0 | 0 | 0 | 0 | 0 | 0 | 0 | #N/A | #N/A | n | 0 | 000
[9 empty] | #N/A | #N/A | n | 0 | [8 empty] | 0 | 0 | 0 | 0 | 0 | 0 | 0 | 0 | 0 | #N/A | #N/A | n | 0 | 000
[9 empty] | #N/A | #N/A | n | 0 | [8 empty] | 0 | 0 | 0 | 0 | 0 | 0 | 0 | 0 | 0 | #N/A | #N/A | n | 0 | 000
[9 empty] | #N/A | #N/A | n | 0 | [8 empty] | 0 | 0 | 0 | 0 | 0 | 0 | 0 | 0 | 0 | #N/A | #N/A | n | 0 | 000
[9 empty] | #N/A | #N/A | n | 0 | [8 empty] | 0 | 0 | 0 | 0 | 0 | 0 | 0 | 0 | 0 | #N/A | #N/A | n | 0 | 000
[9 empty] | #N/A | #N/A | n | 0 | [8 empty] | 0 | 0 | 0 | 0 | 0 | 0 | 0 | 0 | 0 | #N/A | #N/A | n | 0 | 000
[9 empty] | #N/A | #N/A | n | 0 | [8 empty] | 0 | 0 | 0 | 0 | 0 | 0 | 0 | 0 | 0 | #N/A | #N/A | n | 0 | 000
[9 empty] | #N/A | #N/A | n | 0 | [8 empty] | 0 | 0 | 0 | 0 | 0 | 0 | 0 | 0 | 0 | #N/A | #N/A | n | 0 | 000
[9 empty] | #N/A | #N/A | n | 0 | [8 empty] | 0 | 0 | 0 | 0 | 0 | 0 | 0 | 0 | 0 | #N/A | #N/A | n | 0 | 000
[9 empty] | #N/A | #N/A | n | 0 | [8 empty] | 0 | 0 | 0 | 0 | 0 | 0 | 0 | 0 | 0 | #N/A | #N/A | n | 0 | 000
[9 empty] | #N/A | #N/A | n | 0 | [8 empty] | 0 | 0 | 0 | 0 | 0 | 0 | 0 | 0 | 0 | #N/A | #N/A | n | 0 | 000
[9 empty] | #N/A | #N/A | n | 0 | [8 empty] | 0 | 0 | 0 | 0 | 0 | 0 | 0 | 0 | 0 | #N/A | #N/A | n | 0 | 000
[9 empty] | #N/A | #N/A | n | 0 | [8 empty] | 0 | 0 | 0 | 0 | 0 | 0 | 0 | 0 | 0 | #N/A | #N/A | n | 0 | 000
[9 empty] | #N/A | #N/A | n | 0 | [8 empty] | 0 | 0 | 0 | 0 | 0 | 0 | 0 | 0 | 0 | #N/A | #N/A | n | 0 | 000
[9 empty] | #N/A | #N/A | n | 0 | [8 empty] | 0 | 0 | 0 | 0 | 0 | 0 | 0 | 0 | 0 | #N/A | #N/A | n | 0 | 000
[9 empty] | #N/A | #N/A | n | 0 | [8 empty] | 0 | 0 | 0 | 0 | 0 | 0 | 0 | 0 | 0 | #N/A | #N/A | n | 0 | 000
[9 empty] | #N/A | #N/A | n | 0 | [8 empty] | 0 | 0 | 0 | 0 | 0 | 0 | 0 | 0 | 0 | #N/A | #N/A | n | 0 | 000
[9 empty] | #N/A | #N/A | n | 0 | [8 empty] | 0 | 0 | 0 | 0 | 0 | 0 | 0 | 0 | 0 | #N/A | #N/A | n | 0 | 000
[9 empty] | #N/A | #N/A | n | 0 | [8 empty] | 0 | 0 | 0 | 0 | 0 | 0 | 0 | 0 | 0 | #N/A | #N/A | n | 0 | 000
[9 empty] | #N/A | #N/A | n | 0 | [8 empty] | 0 | 0 | 0 | 0 | 0 | 0 | 0 | 0 | 0 | #N/A | #N/A | n | 0 | 000
[9 empty] | #N/A | #N/A | n | 0 | [8 empty] | 0 | 0 | 0 | 0 | 0 | 0 | 0 | 0 | 0 | #N/A | #N/A | n | 0 | 000
[9 empty] | #N/A | #N/A | n | 0 | [8 empty] | 0 | 0 | 0 | 0 | 0 | 0 | 0 | 0 | 0 | #N/A | #N/A | n | 0 | 000
[9 empty] | #N/A | #N/A | n | 0 | [8 empty] | 0 | 0 | 0 | 0 | 0 | 0 | 0 | 0 | 0 | #N/A | #N/A | n | 0 | 000
[9 empty] | #N/A | #N/A | n | 0 | [8 empty] | 0 | 0 | 0 | 0 | 0 | 0 | 0 | 0 | 0 | #N/A | #N/A | n | 0 | 000
[9 empty] | #N/A | #N/A | n | 0 | [8 empty] | 0 | 0 | 0 | 0 | 0 | 0 | 0 | 0 | 0 | #N/A | #N/A | n | 0 | 000
[9 empty] | #N/A | #N/A | n | 0 | [8 empty] | 0 | 0 | 0 | 0 | 0 | 0 | 0 | 0 | 0 | #N/A | #N/A | n | 0 | 000
[9 empty] | #N/A | #N/A | n | 0 | [8 empty] | 0 | 0 | 0 | 0 | 0 | 0 | 0 | 0 | 0 | #N/A | #N/A | n | 0 | 000
[9 empty] | #N/A | #N/A | n | 0 | [8 empty] | 0 | 0 | 0 | 0 | 0 | 0 | 0 | 0 | 0 | #N/A | #N/A | n | 0 | 000
[9 empty] | #N/A | #N/A | n | 0 | [8 empty] | 0 | 0 | 0 | 0 | 0 | 0 | 0 | 0 | 0 | #N/A | #N/A | n | 0 | 000
[9 empty] | #N/A | #N/A | n | 0 | [8 empty] | 0 | 0 | 0 | 0 | 0 | 0 | 0 | 0 | 0 | #N/A | #N/A | n | 0 | 000
[9 empty] | #N/A | #N/A | n | 0 | [8 empty] | 0 | 0 | 0 | 0 | 0 | 0 | 0 | 0 | 0 | #N/A | #N/A | n | 0 | 000
[9 empty] | #N/A | #N/A | n | 0 | [8 empty] | 0 | 0 | 0 | 0 | 0 | 0 | 0 | 0 | 0 | #N/A | #N/A | n | 0 | 000
[9 empty] | #N/A | #N/A | n | 0 | [8 empty] | 0 | 0 | 0 | 0 | 0 | 0 | 0 | 0 | 0 | #N/A | #N/A | n | 0 | 000
[9 empty] | #N/A | #N/A | n | 0 | [8 empty] | 0 | 0 | 0 | 0 | 0 | 0 | 0 | 0 | 0 | #N/A | #N/A | n | 0 | 000
[9 empty] | #N/A | #N/A | n | 0 | [8 empty] | 0 | 0 | 0 | 0 | 0 | 0 | 0 | 0 | 0 | #N/A | #N/A | n | 0 | 000
[9 empty] | #N/A | #N/A | n | 0 | [8 empty] | 0 | 0 | 0 | 0 | 0 | 0 | 0 | 0 | 0 | #N/A | #N/A | n | 0 | 000
[9 empty] | #N/A | #N/A | n | 0 | [8 empty] | 0 | 0 | 0 | 0 | 0 | 0 | 0 | 0 | 0 | #N/A | #N/A | n | 0 | 000
[9 empty] | #N/A | #N/A | n | 0 | [8 empty] | 0 | 0 | 0 | 0 | 0 | 0 | 0 | 0 | 0 | #N/A | #N/A | n | 0 | 000
[9 empty] | #N/A | #N/A | n | 0 | [8 empty] | 0 | 0 | 0 | 0 | 0 | 0 | 0 | 0 | 0 | #N/A | #N/A | n | 0 | 000
[9 empty] | #N/A | #N/A | n | 0 | [8 empty] | 0 | 0 | 0 | 0 | 0 | 0 | 0 | 0 | 0 | #N/A | #N/A | n | 0 | 000
[9 empty] | #N/A | #N/A | n | 0 | [8 empty] | 0 | 0 | 0 | 0 | 0 | 0 | 0 | 0 | 0 | #N/A | #N/A | n | 0 | 000
[9 empty] | #N/A | #N/A | n | 0 | [8 empty] | 0 | 0 | 0 | 0 | 0 | 0 | 0 | 0 | 0 | #N/A | #N/A | n | 0 | 000
[9 empty] | #N/A | #N/A | n | 0 | [8 empty] | 0 | 0 | 0 | 0 | 0 | 0 | 0 | 0 | 0 | #N/A | #N/A | n | 0 | 000
[9 empty] | #N/A | #N/A | n | 0 | [8 empty] | 0 | 0 | 0 | 0 | 0 | 0 | 0 | 0 | 0 | #N/A | #N/A | n | 0 | 000
[9 empty] | #N/A | #N/A | n | 0 | [8 empty] | 0 | 0 | 0 | 0 | 0 | 0 | 0 | 0 | 0 | #N/A | #N/A | n | 0 | 000
[9 empty] | #N/A | #N/A | n | 0 | [8 empty] | 0 | 0 | 0 | 0 | 0 | 0 | 0 | 0 | 0 | #N/A | #N/A | n | 0 | 000
[9 empty] | #N/A | #N/A | n | 0 | [8 empty] | 0 | 0 | 0 | 0 | 0 | 0 | 0 | 0 | 0 | #N/A | #N/A | n | 0 | 000
[9 empty] | #N/A | #N/A | n | 0 | [8 empty] | 0 | 0 | 0 | 0 | 0 | 0 | 0 | 0 | 0 | #N/A | #N/A | n | 0 | 000
[9 empty] | #N/A | #N/A | n | 0 | [8 empty] | 0 | 0 | 0 | 0 | 0 | 0 | 0 | 0 | 0 | #N/A | #N/A | n | 0 | 000
[9 empty] | #N/A | #N/A | n | 0 | [8 empty] | 0 | 0 | 0 | 0 | 0 | 0 | 0 | 0 | 0 | #N/A | #N/A | n | 0 | 000
[9 empty] | #N/A | #N/A | n | 0 | [8 empty] | 0 | 0 | 0 | 0 | 0 | 0 | 0 | 0 | 0 | #N/A | #N/A | n | 0 | 000
[9 empty] | #N/A | #N/A | n | 0 | [8 empty] | 0 | 0 | 0 | 0 | 0 | 0 | 0 | 0 | 0 | #N/A | #N/A | n | 0 | 000
[9 empty] | #N/A | #N/A | n | 0 | [8 empty] | 0 | 0 | 0 | 0 | 0 | 0 | 0 | 0 | 0 | #N/A | #N/A | n | 0 | 000
[9 empty] | #N/A | #N/A | n | 0 | [8 empty] | 0 | 0 | 0 | 0 | 0 | 0 | 0 | 0 | 0 | #N/A | #N/A | n | 0 | 000
[9 empty] | #N/A | #N/A | n | 0 | [8 empty] | 0 | 0 | 0 | 0 | 0 | 0 | 0 | 0 | 0 | #N/A | #N/A | n | 0 | 000
[9 empty] | #N/A | #N/A | n | 0 | [8 empty] | 0 | 0 | 0 | 0 | 0 | 0 | 0 | 0 | 0 | #N/A | #N/A | n | 0 | 000
[9 empty] | #N/A | #N/A | n | 0 | [8 empty] | 0 | 0 | 0 | 0 | 0 | 0 | 0 | 0 | 0 | #N/A | #N/A | n | 0 | 000
[9 empty] | #N/A | #N/A | n | 0 | [8 empty] | 0 | 0 | 0 | 0 | 0 | 0 | 0 | 0 | 0 | #N/A | #N/A | n | 0 | 000
[9 empty] | #N/A | #N/A | n | 0 | [8 empty] | 0 | 0 | 0 | 0 | 0 | 0 | 0 | 0 | 0 | #N/A | #N/A | n | 0 | 000
[9 empty] | #N/A | #N/A | n | 0 | [8 empty] | 0 | 0 | 0 | 0 | 0 | 0 | 0 | 0 | 0 | #N/A | #N/A | n | 0 | 000
[9 empty] | #N/A | #N/A | n | 0 | [8 empty] | 0 | 0 | 0 | 0 | 0 | 0 | 0 | 0 | 0 | #N/A | #N/A | n | 0 | 000
[9 empty] | #N/A | #N/A | n | 0 | [8 empty] | 0 | 0 | 0 | 0 | 0 | 0 | 0 | 0 | 0 | #N/A | #N/A | n | 0 | 000
[9 empty] | #N/A | #N/A | n | 0 | [8 empty] | 0 | 0 | 0 | 0 | 0 | 0 | 0 | 0 | 0 | #N/A | #N/A | n | 0 | 000
[9 empty] | #N/A | #N/A | n | 0 | [8 empty] | 0 | 0 | 0 | 0 | 0 | 0 | 0 | 0 | 0 | #N/A | #N/A | n | 0 | 000
[9 empty] | #N/A | #N/A | n | 0 | [8 empty] | 0 | 0 | 0 | 0 | 0 | 0 | 0 | 0 | 0 | #N/A | #N/A | n | 0 | 000
[9 empty] | #N/A | #N/A | n | 0 | [8 empty] | 0 | 0 | 0 | 0 | 0 | 0 | 0 | 0 | 0 | #N/A | #N/A | n | 0 | 000
[9 empty] | #N/A | #N/A | n | 0 | [8 empty] | 0 | 0 | 0 | 0 | 0 | 0 | 0 | 0 | 0 | #N/A | #N/A | n | 0 | 000
[9 empty] | #N/A | #N/A | n | 0 | [8 empty] | 0 | 0 | 0 | 0 | 0 | 0 | 0 | 0 | 0 | #N/A | #N/A | n | 0 | 000
[9 empty] | #N/A | #N/A | n | 0 | [8 empty] | 0 | 0 | 0 | 0 | 0 | 0 | 0 | 0 | 0 | #N/A | #N/A | n | 0 | 000
[9 empty] | #N/A | #N/A | n | 0 | [8 empty] | 0 | 0 | 0 | 0 | 0 | 0 | 0 | 0 | 0 | #N/A | #N/A | n | 0 | 000
[9 empty] | #N/A | #N/A | n | 0 | [8 empty] | 0 | 0 | 0 | 0 | 0 | 0 | 0 | 0 | 0 | #N/A | #N/A | n | 0 | 000
[9 empty] | #N/A | #N/A | n | 0 | [8 empty] | 0 | 0 | 0 | 0 | 0 | 0 | 0 | 0 | 0 | #N/A | #N/A | n | 0 | 000
[9 empty] | #N/A | #N/A | n | 0 | [8 empty] | 0 | 0 | 0 | 0 | 0 | 0 | 0 | 0 | 0 | #N/A | #N/A | n | 0 | 000
[9 empty] | #N/A | #N/A | n | 0 | [8 empty] | 0 | 0 | 0 | 0 | 0 | 0 | 0 | 0 | 0 | #N/A | #N/A | n | 0 | 000
[9 empty] | #N/A | #N/A | n | 0 | [8 empty] | 0 | 0 | 0 | 0 | 0 | 0 | 0 | 0 | 0 | #N/A | #N/A | n | 0 | 000
[9 empty] | #N/A | #N/A | n | 0 | [8 empty] | 0 | 0 | 0 | 0 | 0 | 0 | 0 | 0 | 0 | #N/A | #N/A | n | 0 | 000
[9 empty] | #N/A | #N/A | n | 0 | [8 empty] | 0 | 0 | 0 | 0 | 0 | 0 | 0 | 0 | 0 | #N/A | #N/A | n | 0 | 000
[9 empty] | #N/A | #N/A | n | 0 | [8 empty] | 0 | 0 | 0 | 0 | 0 | 0 | 0 | 0 | 0 | #N/A | #N/A | n | 0 | 000
[9 empty] | #N/A | #N/A | n | 0 | [8 empty] | 0 | 0 | 0 | 0 | 0 | 0 | 0 | 0 | 0 | #N/A | #N/A | n | 0 | 000
[9 empty] | #N/A | #N/A | n | 0 | [8 empty] | 0 | 0 | 0 | 0 | 0 | 0 | 0 | 0 | 0 | #N/A | #N/A | n | 0 | 000
[9 empty] | #N/A | #N/A | n | 0 | [8 empty] | 0 | 0 | 0 | 0 | 0 | 0 | 0 | 0 | 0 | #N/A | #N/A | n | 0 | 000
[9 empty] | #N/A | #N/A | n | 0 | [8 empty] | 0 | 0 | 0 | 0 | 0 | 0 | 0 | 0 | 0 | #N/A | #N/A | n | 0 | 000
[9 empty] | #N/A | #N/A | n | 0 | [8 empty] | 0 | 0 | 0 | 0 | 0 | 0 | 0 | 0 | 0 | #N/A | #N/A | n | 0 | 000
[9 empty] | #N/A | #N/A | n | 0 | [8 empty] | 0 | 0 | 0 | 0 | 0 | 0 | 0 | 0 | 0 | #N/A | #N/A | n | 0 | 000
[9 empty] | #N/A | #N/A | n | 0 | [8 empty] | 0 | 0 | 0 | 0 | 0 | 0 | 0 | 0 | 0 | #N/A | #N/A | n | 0 | 000
[9 empty] | #N/A | #N/A | n | 0 | [8 empty] | 0 | 0 | 0 | 0 | 0 | 0 | 0 | 0 | 0 | #N/A | #N/A | n | 0 | 000
[9 empty] | #N/A | #N/A | n | 0 | [8 empty] | 0 | 0 | 0 | 0 | 0 | 0 | 0 | 0 | 0 | #N/A | #N/A | n | 0 | 000
[9 empty] | #N/A | #N/A | n | 0 | [8 empty] | 0 | 0 | 0 | 0 | 0 | 0 | 0 | 0 | 0 | #N/A | #N/A | n | 0 | 000
[9 empty] | #N/A | #N/A | n | 0 | [8 empty] | 0 | 0 | 0 | 0 | 0 | 0 | 0 | 0 | 0 | #N/A | #N/A | n | 0 | 000
[9 empty] | #N/A | #N/A | n | 0 | [8 empty] | 0 | 0 | 0 | 0 | 0 | 0 | 0 | 0 | 0 | #N/A | #N/A | n | 0 | 000
[9 empty] | #N/A | #N/A | n | 0 | [8 empty] | 0 | 0 | 0 | 0 | 0 | 0 | 0 | 0 | 0 | #N/A | #N/A | n | 0 | 000
[9 empty] | #N/A | #N/A | n | 0 | [8 empty] | 0 | 0 | 0 | 0 | 0 | 0 | 0 | 0 | 0 | #N/A | #N/A | n | 0 | 000
[9 empty] | #N/A | #N/A | n | 0 | [8 empty] | 0 | 0 | 0 | 0 | 0 | 0 | 0 | 0 | 0 | #N/A | #N/A | n | 0 | 000
[9 empty] | #N/A | #N/A | n | 0 | [8 empty] | 0 | 0 | 0 | 0 | 0 | 0 | 0 | 0 | 0 | #N/A | #N/A | n | 0 | 000
[9 empty] | #N/A | #N/A | n | 0 | [8 empty] | 0 | 0 | 0 | 0 | 0 | 0 | 0 | 0 | 0 | #N/A | #N/A | n | 0 | 000
[9 empty] | #N/A | #N/A | n | 0 | [8 empty] | 0 | 0 | 0 | 0 | 0 | 0 | 0 | 0 | 0 | #N/A | #N/A | n | 0 | 000
[9 empty] | #N/A | #N/A | n | 0 | [8 empty] | 0 | 0 | 0 | 0 | 0 | 0 | 0 | 0 | 0 | #N/A | #N/A | n | 0 | 000
[9 empty] | #N/A | #N/A | n | 0 | [8 empty] | 0 | 0 | 0 | 0 | 0 | 0 | 0 | 0 | 0 | #N/A | #N/A | n | 0 | 000
[9 empty] | #N/A | #N/A | n | 0 | [8 empty] | 0 | 0 | 0 | 0 | 0 | 0 | 0 | 0 | 0 | #N/A | #N/A | n | 0 | 000
[9 empty] | #N/A | #N/A | n | 0 | [8 empty] | 0 | 0 | 0 | 0 | 0 | 0 | 0 | 0 | 0 | #N/A | #N/A | n | 0 | 000
[9 empty] | #N/A | #N/A | n | 0 | [8 empty] | 0 | 0 | 0 | 0 | 0 | 0 | 0 | 0 | 0 | #N/A | #N/A | n | 0 | 000
[9 empty] | #N/A | #N/A | n | 0 | [8 empty] | 0 | 0 | 0 | 0 | 0 | 0 | 0 | 0 | 0 | #N/A | #N/A | n | 0 | 000
[9 empty] | #N/A | #N/A | n | 0 | [8 empty] | 0 | 0 | 0 | 0 | 0 | 0 | 0 | 0 | 0 | #N/A | #N/A | n | 0 | 000
[9 empty] | #N/A | #N/A | n | 0 | [8 empty] | 0 | 0 | 0 | 0 | 0 | 0 | 0 | 0 | 0 | #N/A | #N/A | n | 0 | 000
[9 empty] | #N/A | #N/A | n | 0 | [8 empty] | 0 | 0 | 0 | 0 | 0 | 0 | 0 | 0 | 0 | #N/A | #N/A | n | 0 | 000
[9 empty] | #N/A | #N/A | n | 0 | [8 empty] | 0 | 0 | 0 | 0 | 0 | 0 | 0 | 0 | 0 | #N/A | #N/A | n | 0 | 000
[9 empty] | #N/A | #N/A | n | 0 | [8 empty] | 0 | 0 | 0 | 0 | 0 | 0 | 0 | 0 | 0 | #N/A | #N/A | n | 0 | 000
[9 empty] | #N/A | #N/A | n | 0 | [8 empty] | 0 | 0 | 0 | 0 | 0 | 0 | 0 | 0 | 0 | #N/A | #N/A | n | 0 | 000
[9 empty] | #N/A | #N/A | n | 0 | [8 empty] | 0 | 0 | 0 | 0 | 0 | 0 | 0 | 0 | 0 | #N/A | #N/A | n | 0 | 000
[9 empty] | #N/A | #N/A | n | 0 | [8 empty] | 0 | 0 | 0 | 0 | 0 | 0 | 0 | 0 | 0 | #N/A | #N/A | n | 0 | 000
[9 empty] | #N/A | #N/A | n | 0 | [8 empty] | 0 | 0 | 0 | 0 | 0 | 0 | 0 | 0 | 0 | #N/A | #N/A | n | 0 | 000
[9 empty] | #N/A | #N/A | n | 0 | [8 empty] | 0 | 0 | 0 | 0 | 0 | 0 | 0 | 0 | 0 | #N/A | #N/A | n | 0 | 000
[9 empty] | #N/A | #N/A | n | 0 | [8 empty] | 0 | 0 | 0 | 0 | 0 | 0 | 0 | 0 | 0 | #N/A | #N/A | n | 0 | 000
[9 empty] | #N/A | #N/A | n | 0 | [8 empty] | 0 | 0 | 0 | 0 | 0 | 0 | 0 | 0 | 0 | #N/A | #N/A | n | 0 | 000
[9 empty] | #N/A | #N/A | n | 0 | [8 empty] | 0 | 0 | 0 | 0 | 0 | 0 | 0 | 0 | 0 | #N/A | #N/A | n | 0 | 000
[9 empty] | #N/A | #N/A | n | 0 | [8 empty] | 0 | 0 | 0 | 0 | 0 | 0 | 0 | 0 | 0 | #N/A | #N/A | n | 0 | 000
[9 empty] | #N/A | #N/A | n | 0 | [8 empty] | 0 | 0 | 0 | 0 | 0 | 0 | 0 | 0 | 0 | #N/A | #N/A | n | 0 | 000
[9 empty] | #N/A | #N/A | n | 0 | [8 empty] | 0 | 0 | 0 | 0 | 0 | 0 | 0 | 0 | 0 | #N/A | #N/A | n | 0 | 000
[9 empty] | #N/A | #N/A | n | 0 | [8 empty] | 0 | 0 | 0 | 0 | 0 | 0 | 0 | 0 | 0 | #N/A | #N/A | n | 0 | 000
[9 empty] | #N/A | #N/A | n | 0 | [8 empty] | 0 | 0 | 0 | 0 | 0 | 0 | 0 | 0 | 0 | #N/A | #N/A | n | 0 | 000
[9 empty] | #N/A | #N/A | n | 0 | [8 empty] | 0 | 0 | 0 | 0 | 0 | 0 | 0 | 0 | 0 | #N/A | #N/A | n | 0 | 000
[9 empty] | #N/A | #N/A | n | 0 | [8 empty] | 0 | 0 | 0 | 0 | 0 | 0 | 0 | 0 | 0 | #N/A | #N/A | n | 0 | 000
[9 empty] | #N/A | #N/A | n | 0 | [8 empty] | 0 | 0 | 0 | 0 | 0 | 0 | 0 | 0 | 0 | #N/A | #N/A | n | 0 | 000
[9 empty] | #N/A | #N/A | n | 0 | [8 empty] | 0 | 0 | 0 | 0 | 0 | 0 | 0 | 0 | 0 | #N/A | #N/A | n | 0 | 000
[9 empty] | #N/A | #N/A | n | 0 | [8 empty] | 0 | 0 | 0 | 0 | 0 | 0 | 0 | 0 | 0 | #N/A | #N/A | n | 0 | 000
[9 empty] | #N/A | #N/A | n | 0 | [8 empty] | 0 | 0 | 0 | 0 | 0 | 0 | 0 | 0 | 0 | #N/A | #N/A | n | 0 | 000
[9 empty] | #N/A | #N/A | n | 0 | [8 empty] | 0 | 0 | 0 | 0 | 0 | 0 | 0 | 0 | 0 | #N/A | #N/A | n | 0 | 000
[9 empty] | #N/A | #N/A | n | 0 | [8 empty] | 0 | 0 | 0 | 0 | 0 | 0 | 0 | 0 | 0 | #N/A | #N/A | n | 0 | 000
[9 empty] | #N/A | #N/A | n | 0 | [8 empty] | 0 | 0 | 0 | 0 | 0 | 0 | 0 | 0 | 0 | #N/A | #N/A | n | 0 | 000
[9 empty] | #N/A | #N/A | n | 0 | [8 empty] | 0 | 0 | 0 | 0 | 0 | 0 | 0 | 0 | 0 | #N/A | #N/A | n | 0 | 000
[9 empty] | #N/A | #N/A | n | 0 | [8 empty] | 0 | 0 | 0 | 0 | 0 | 0 | 0 | 0 | 0 | #N/A | #N/A | n | 0 | 000
[9 empty] | #N/A | #N/A | n | 0 | [8 empty] | 0 | 0 | 0 | 0 | 0 | 0 | 0 | 0 | 0 | #N/A | #N/A | n | 0 | 000
[9 empty] | #N/A | #N/A | n | 0 | [8 empty] | 0 | 0 | 0 | 0 | 0 | 0 | 0 | 0 | 0 | #N/A | #N/A | n | 0 | 000
[9 empty] | #N/A | #N/A | n | 0 | [8 empty] | 0 | 0 | 0 | 0 | 0 | 0 | 0 | 0 | 0 | #N/A | #N/A | n | 0 | 000
[9 empty] | #N/A | #N/A | n | 0 | [8 empty] | 0 | 0 | 0 | 0 | 0 | 0 | 0 | 0 | 0 | #N/A | #N/A | n | 0 | 000
[9 empty] | #N/A | #N/A | n | 0 | [8 empty] | 0 | 0 | 0 | 0 | 0 | 0 | 0 | 0 | 0 | #N/A | #N/A | n | 0 | 000
[9 empty] | #N/A | #N/A | n | 0 | [8 empty] | 0 | 0 | 0 | 0 | 0 | 0 | 0 | 0 | 0 | #N/A | #N/A | n | 0 | 000
[9 empty] | #N/A | #N/A | n | 0 | [8 empty] | 0 | 0 | 0 | 0 | 0 | 0 | 0 | 0 | 0 | #N/A | #N/A | n | 0 | 000
[9 empty] | #N/A | #N/A | n | 0 | [8 empty] | 0 | 0 | 0 | 0 | 0 | 0 | 0 | 0 | 0 | #N/A | #N/A | n | 0 | 000
[9 empty] | #N/A | #N/A | n | 0 | [8 empty] | 0 | 0 | 0 | 0 | 0 | 0 | 0 | 0 | 0 | #N/A | #N/A | n | 0 | 000
[9 empty] | #N/A | #N/A | n | 0 | [8 empty] | 0 | 0 | 0 | 0 | 0 | 0 | 0 | 0 | 0 | #N/A | #N/A | n | 0 | 000
[9 empty] | #N/A | #N/A | n | 0 | [8 empty] | 0 | 0 | 0 | 0 | 0 | 0 | 0 | 0 | 0 | #N/A | #N/A | n | 0 | 000
[9 empty] | #N/A | #N/A | n | 0 | [8 empty] | 0 | 0 | 0 | 0 | 0 | 0 | 0 | 0 | 0 | #N/A | #N/A | n | 0 | 000
[9 empty] | #N/A | #N/A | n | 0 | [8 empty] | 0 | 0 | 0 | 0 | 0 | 0 | 0 | 0 | 0 | #N/A | #N/A | n | 0 | 000
[9 empty] | #N/A | #N/A | n | 0 | [8 empty] | 0 | 0 | 0 | 0 | 0 | 0 | 0 | 0 | 0 | #N/A | #N/A | n | 0 | 000
[9 empty] | #N/A | #N/A | n | 0 | [8 empty] | 0 | 0 | 0 | 0 | 0 | 0 | 0 | 0 | 0 | #N/A | #N/A | n | 0 | 000
[9 empty] | #N/A | #N/A | n | 0 | [8 empty] | 0 | 0 | 0 | 0 | 0 | 0 | 0 | 0 | 0 | #N/A | #N/A | n | 0 | 000
[9 empty] | #N/A | #N/A | n | 0 | [8 empty] | 0 | 0 | 0 | 0 | 0 | 0 | 0 | 0 | 0 | #N/A | #N/A | n | 0 | 000
[9 empty] | #N/A | #N/A | n | 0 | [8 empty] | 0 | 0 | 0 | 0 | 0 | 0 | 0 | 0 | 0 | #N/A | #N/A | n | 0 | 000
[9 empty] | #N/A | #N/A | n | 0 | [8 empty] | 0 | 0 | 0 | 0 | 0 | 0 | 0 | 0 | 0 | #N/A | #N/A | n | 0 | 000
[9 empty] | #N/A | #N/A | n | 0 | [8 empty] | 0 | 0 | 0 | 0 | 0 | 0 | 0 | 0 | 0 | #N/A | #N/A | n | 0 | 000
[9 empty] | #N/A | #N/A | n | 0 | [8 empty] | 0 | 0 | 0 | 0 | 0 | 0 | 0 | 0 | 0 | #N/A | #N/A | n | 0 | 000
[9 empty] | #N/A | #N/A | n | 0 | [8 empty] | 0 | 0 | 0 | 0 | 0 | 0 | 0 | 0 | 0 | #N/A | #N/A | n | 0 | 000
[9 empty] | #N/A | #N/A | n | 0 | [8 empty] | 0 | 0 | 0 | 0 | 0 | 0 | 0 | 0 | 0 | #N/A | #N/A | n | 0 | 000
[9 empty] | #N/A | #N/A | n | 0 | [8 empty] | 0 | 0 | 0 | 0 | 0 | 0 | 0 | 0 | 0 | #N/A | #N/A | n | 0 | 000
[9 empty] | #N/A | #N/A | n | 0 | [8 empty] | 0 | 0 | 0 | 0 | 0 | 0 | 0 | 0 | 0 | #N/A | #N/A | n | 0 | 000
[9 empty] | #N/A | #N/A | n | 0 | [8 empty] | 0 | 0 | 0 | 0 | 0 | 0 | 0 | 0 | 0 | #N/A | #N/A | n | 0 | 000
[9 empty] | #N/A | #N/A | n | 0 | [8 empty] | 0 | 0 | 0 | 0 | 0 | 0 | 0 | 0 | 0 | #N/A | #N/A | n | 0 | 000
[9 empty] | #N/A | #N/A | n | 0 | [8 empty] | 0 | 0 | 0 | 0 | 0 | 0 | 0 | 0 | 0 | #N/A | #N/A | n | 0 | 000
[9 empty] | #N/A | #N/A | n | 0 | [8 empty] | 0 | 0 | 0 | 0 | 0 | 0 | 0 | 0 | 0 | #N/A | #N/A | n | 0 | 000
[9 empty] | #N/A | #N/A | n | 0 | [8 empty] | 0 | 0 | 0 | 0 | 0 | 0 | 0 | 0 | 0 | #N/A | #N/A | n | 0 | 000
[9 empty] | #N/A | #N/A | n | 0 | [8 empty] | 0 | 0 | 0 | 0 | 0 | 0 | 0 | 0 | 0 | #N/A | #N/A | n | 0 | 000
[9 empty] | #N/A | #N/A | n | 0 | [8 empty] | 0 | 0 | 0 | 0 | 0 | 0 | 0 | 0 | 0 | #N/A | #N/A | n | 0 | 000
[9 empty] | #N/A | #N/A | n | 0 | [8 empty] | 0 | 0 | 0 | 0 | 0 | 0 | 0 | 0 | 0 | #N/A | #N/A | n | 0 | 000
[9 empty] | #N/A | #N/A | n | 0 | [8 empty] | 0 | 0 | 0 | 0 | 0 | 0 | 0 | 0 | 0 | #N/A | #N/A | n | 0 | 000
[9 empty] | #N/A | #N/A | n | 0 | [8 empty] | 0 | 0 | 0 | 0 | 0 | 0 | 0 | 0 | 0 | #N/A | #N/A | n | 0 | 000
[9 empty] | #N/A | #N/A | n | 0 | [8 empty] | 0 | 0 | 0 | 0 | 0 | 0 | 0 | 0 | 0 | #N/A | #N/A | n | 0 | 000
[9 empty] | #N/A | #N/A | n | 0 | [8 empty] | 0 | 0 | 0 | 0 | 0 | 0 | 0 | 0 | 0 | #N/A | #N/A | n | 0 | 000
[9 empty] | #N/A | #N/A | n | 0 | [8 empty] | 0 | 0 | 0 | 0 | 0 | 0 | 0 | 0 | 0 | #N/A | #N/A | n | 0 | 000
[9 empty] | #N/A | #N/A | n | 0 | [8 empty] | 0 | 0 | 0 | 0 | 0 | 0 | 0 | 0 | 0 | #N/A | #N/A | n | 0 | 000
[9 empty] | #N/A | #N/A | n | 0 | [8 empty] | 0 | 0 | 0 | 0 | 0 | 0 | 0 | 0 | 0 | #N/A | #N/A | n | 0 | 000
[9 empty] | #N/A | #N/A | n | 0 | [8 empty] | 0 | 0 | 0 | 0 | 0 | 0 | 0 | 0 | 0 | #N/A | #N/A | n | 0 | 000
[9 empty] | #N/A | #N/A | n | 0 | [8 empty] | 0 | 0 | 0 | 0 | 0 | 0 | 0 | 0 | 0 | #N/A | #N/A | n | 0 | 000
[9 empty] | #N/A | #N/A | n | 0 | [8 empty] | 0 | 0 | 0 | 0 | 0 | 0 | 0 | 0 | 0 | #N/A | #N/A | n | 0 | 000
[9 empty] | #N/A | #N/A | n | 0 | [8 empty] | 0 | 0 | 0 | 0 | 0 | 0 | 0 | 0 | 0 | #N/A | #N/A | n | 0 | 000
[9 empty] | #N/A | #N/A | n | 0 | [8 empty] | 0 | 0 | 0 | 0 | 0 | 0 | 0 | 0 | 0 | #N/A | #N/A | n | 0 | 000
[9 empty] | #N/A | #N/A | n | 0 | [8 empty] | 0 | 0 | 0 | 0 | 0 | 0 | 0 | 0 | 0 | #N/A | #N/A | n | 0 | 000
[9 empty] | #N/A | #N/A | n | 0 | [8 empty] | 0 | 0 | 0 | 0 | 0 | 0 | 0 | 0 | 0 | #N/A | #N/A | n | 0 | 000
[9 empty] | #N/A | #N/A | n | 0 | [8 empty] | 0 | 0 | 0 | 0 | 0 | 0 | 0 | 0 | 0 | #N/A | #N/A | n | 0 | 000
[9 empty] | #N/A | #N/A | n | 0 | [8 empty] | 0 | 0 | 0 | 0 | 0 | 0 | 0 | 0 | 0 | #N/A | #N/A | n | 0 | 000
[9 empty] | #N/A | #N/A | n | 0 | [8 empty] | 0 | 0 | 0 | 0 | 0 | 0 | 0 | 0 | 0 | #N/A | #N/A | n | 0 | 000
[9 empty] | #N/A | #N/A | n | 0 | [8 empty] | 0 | 0 | 0 | 0 | 0 | 0 | 0 | 0 | 0 | #N/A | #N/A | n | 0 | 000
[9 empty] | #N/A | #N/A | n | 0 | [8 empty] | 0 | 0 | 0 | 0 | 0 | 0 | 0 | 0 | 0 | #N/A | #N/A | n | 0 | 000
[9 empty] | #N/A | #N/A | n | 0 | [8 empty] | 0 | 0 | 0 | 0 | 0 | 0 | 0 | 0 | 0 | #N/A | #N/A | n | 0 | 000
[9 empty] | #N/A | #N/A | n | 0 | [8 empty] | 0 | 0 | 0 | 0 | 0 | 0 | 0 | 0 | 0 | #N/A | #N/A | n | 0 | 000
[9 empty] | #N/A | #N/A | n | 0 | [8 empty] | 0 | 0 | 0 | 0 | 0 | 0 | 0 | 0 | 0 | #N/A | #N/A | n | 0 | 000
[9 empty] | #N/A | #N/A | n | 0 | [8 empty] | 0 | 0 | 0 | 0 | 0 | 0 | 0 | 0 | 0 | #N/A | #N/A | n | 0 | 000
[9 empty] | #N/A | #N/A | n | 0 | [8 empty] | 0 | 0 | 0 | 0 | 0 | 0 | 0 | 0 | 0 | #N/A | #N/A | n | 0 | 000
[9 empty] | #N/A | #N/A | n | 0 | [8 empty] | 0 | 0 | 0 | 0 | 0 | 0 | 0 | 0 | 0 | #N/A | #N/A | n | 0 | 000
[9 empty] | #N/A | #N/A | n | 0 | [8 empty] | 0 | 0 | 0 | 0 | 0 | 0 | 0 | 0 | 0 | #N/A | #N/A | n | 0 | 000
[9 empty] | #N/A | #N/A | n | 0 | [8 empty] | 0 | 0 | 0 | 0 | 0 | 0 | 0 | 0 | 0 | #N/A | #N/A | n | 0 | 000
[9 empty] | #N/A | #N/A | n | 0 | [8 empty] | 0 | 0 | 0 | 0 | 0 | 0 | 0 | 0 | 0 | #N/A | #N/A | n | 0 | 000
[9 empty] | #N/A | #N/A | n | 0 | [8 empty] | 0 | 0 | 0 | 0 | 0 | 0 | 0 | 0 | 0 | #N/A | #N/A | n | 0 | 000
[9 empty] | #N/A | #N/A | n | 0 | [8 empty] | 0 | 0 | 0 | 0 | 0 | 0 | 0 | 0 | 0 | #N/A | #N/A | n | 0 | 000
[9 empty] | #N/A | #N/A | n | 0 | [8 empty] | 0 | 0 | 0 | 0 | 0 | 0 | 0 | 0 | 0 | #N/A | #N/A | n | 0 | 000
[9 empty] | #N/A | #N/A | n | 0 | [8 empty] | 0 | 0 | 0 | 0 | 0 | 0 | 0 | 0 | 0 | #N/A | #N/A | n | 0 | 000
[9 empty] | #N/A | #N/A | n | 0 | [8 empty] | 0 | 0 | 0 | 0 | 0 | 0 | 0 | 0 | 0 | #N/A | #N/A | n | 0 | 000
[9 empty] | #N/A | #N/A | n | 0 | [8 empty] | 0 | 0 | 0 | 0 | 0 | 0 | 0 | 0 | 0 | #N/A | #N/A | n | 0 | 000
[9 empty] | #N/A | #N/A | n | 0 | [8 empty] | 0 | 0 | 0 | 0 | 0 | 0 | 0 | 0 | 0 | #N/A | #N/A | n | 0 | 000
[9 empty] | #N/A | #N/A | n | 0 | [8 empty] | 0 | 0 | 0 | 0 | 0 | 0 | 0 | 0 | 0 | #N/A | #N/A | n | 0 | 000
[9 empty] | #N/A | #N/A | n | 0 | [8 empty] | 0 | 0 | 0 | 0 | 0 | 0 | 0 | 0 | 0 | #N/A | #N/A | n | 0 | 000
[9 empty] | #N/A | #N/A | n | 0 | [8 empty] | 0 | 0 | 0 | 0 | 0 | 0 | 0 | 0 | 0 | #N/A | #N/A | n | 0 | 000
[9 empty] | #N/A | #N/A | n | 0 | [8 empty] | 0 | 0 | 0 | 0 | 0 | 0 | 0 | 0 | 0 | #N/A | #N/A | n | 0 | 000
[9 empty] | #N/A | #N/A | n | 0 | [8 empty] | 0 | 0 | 0 | 0 | 0 | 0 | 0 | 0 | 0 | #N/A | #N/A | n | 0 | 000
[9 empty] | #N/A | #N/A | n | 0 | [8 empty] | 0 | 0 | 0 | 0 | 0 | 0 | 0 | 0 | 0 | #N/A | #N/A | n | 0 | 000
[9 empty] | #N/A | #N/A | n | 0 | [8 empty] | 0 | 0 | 0 | 0 | 0 | 0 | 0 | 0 | 0 | #N/A | #N/A | n | 0 | 000
[9 empty] | #N/A | #N/A | n | 0 | [8 empty] | 0 | 0 | 0 | 0 | 0 | 0 | 0 | 0 | 0 | #N/A | #N/A | n | 0 | 000
[9 empty] | #N/A | #N/A | n | 0 | [8 empty] | 0 | 0 | 0 | 0 | 0 | 0 | 0 | 0 | 0 | #N/A | #N/A | n | 0 | 000
[9 empty] | #N/A | #N/A | n | 0 | [8 empty] | 0 | 0 | 0 | 0 | 0 | 0 | 0 | 0 | 0 | #N/A | #N/A | n | 0 | 000
[9 empty] | #N/A | #N/A | n | 0 | [8 empty] | 0 | 0 | 0 | 0 | 0 | 0 | 0 | 0 | 0 | #N/A | #N/A | n | 0 | 000
[9 empty] | #N/A | #N/A | n | 0 | [8 empty] | 0 | 0 | 0 | 0 | 0 | 0 | 0 | 0 | 0 | #N/A | #N/A | n | 0 | 000
[9 empty] | #N/A | #N/A | n | 0 | [8 empty] | 0 | 0 | 0 | 0 | 0 | 0 | 0 | 0 | 0 | #N/A | #N/A | n | 0 | 000
[9 empty] | #N/A | #N/A | n | 0 | [8 empty] | 0 | 0 | 0 | 0 | 0 | 0 | 0 | 0 | 0 | #N/A | #N/A | n | 0 | 000
[9 empty] | #N/A | #N/A | n | 0 | [8 empty] | 0 | 0 | 0 | 0 | 0 | 0 | 0 | 0 | 0 | #N/A | #N/A | n | 0 | 000
[9 empty] | #N/A | #N/A | n | 0 | [8 empty] | 0 | 0 | 0 | 0 | 0 | 0 | 0 | 0 | 0 | #N/A | #N/A | n | 0 | 000
[9 empty] | #N/A | #N/A | n | 0 | [8 empty] | 0 | 0 | 0 | 0 | 0 | 0 | 0 | 0 | 0 | #N/A | #N/A | n | 0 | 000
[9 empty] | #N/A | #N/A | n | 0 | [8 empty] | 0 | 0 | 0 | 0 | 0 | 0 | 0 | 0 | 0 | #N/A | #N/A | n | 0 | 000
[9 empty] | #N/A | #N/A | n | 0 | [8 empty] | 0 | 0 | 0 | 0 | 0 | 0 | 0 | 0 | 0 | #N/A | #N/A | n | 0 | 000
[9 empty] | #N/A | #N/A | n | 0 | [8 empty] | 0 | 0 | 0 | 0 | 0 | 0 | 0 | 0 | 0 | #N/A | #N/A | n | 0 | 000
[9 empty] | #N/A | #N/A | n | 0 | [8 empty] | 0 | 0 | 0 | 0 | 0 | 0 | 0 | 0 | 0 | #N/A | #N/A | n | 0 | 000
[9 empty] | #N/A | #N/A | n | 0 | [8 empty] | 0 | 0 | 0 | 0 | 0 | 0 | 0 | 0 | 0 | #N/A | #N/A | n | 0 | 000
[9 empty] | #N/A | #N/A | n | 0 | [8 empty] | 0 | 0 | 0 | 0 | 0 | 0 | 0 | 0 | 0 | #N/A | #N/A | n | 0 | 000
[9 empty] | #N/A | #N/A | n | 0 | [8 empty] | 0 | 0 | 0 | 0 | 0 | 0 | 0 | 0 | 0 | #N/A | #N/A | n | 0 | 000
[9 empty] | #N/A | #N/A | n | 0 | [8 empty] | 0 | 0 | 0 | 0 | 0 | 0 | 0 | 0 | 0 | #N/A | #N/A | n | 0 | 000
[9 empty] | #N/A | #N/A | n | 0 | [8 empty] | 0 | 0 | 0 | 0 | 0 | 0 | 0 | 0 | 0 | #N/A | #N/A | n | 0 | 000
[9 empty] | #N/A | #N/A | n | 0 | [8 empty] | 0 | 0 | 0 | 0 | 0 | 0 | 0 | 0 | 0 | #N/A | #N/A | n | 0 | 000
[9 empty] | #N/A | #N/A | n | 0 | [8 empty] | 0 | 0 | 0 | 0 | 0 | 0 | 0 | 0 | 0 | #N/A | #N/A | n | 0 | 000
[9 empty] | #N/A | #N/A | n | 0 | [8 empty] | 0 | 0 | 0 | 0 | 0 | 0 | 0 | 0 | 0 | #N/A | #N/A | n | 0 | 000
[9 empty] | #N/A | #N/A | n | 0 | [8 empty] | 0 | 0 | 0 | 0 | 0 | 0 | 0 | 0 | 0 | #N/A | #N/A | n | 0 | 000
[9 empty] | #N/A | #N/A | n | 0 | [8 empty] | 0 | 0 | 0 | 0 | 0 | 0 | 0 | 0 | 0 | #N/A | #N/A | n | 0 | 000
[9 empty] | #N/A | #N/A | n | 0 | [8 empty] | 0 | 0 | 0 | 0 | 0 | 0 | 0 | 0 | 0 | #N/A | #N/A | n | 0 | 000
[9 empty] | #N/A | #N/A | n | 0 | [8 empty] | 0 | 0 | 0 | 0 | 0 | 0 | 0 | 0 | 0 | #N/A | #N/A | n | 0 | 000
[9 empty] | #N/A | #N/A | n | 0 | [8 empty] | 0 | 0 | 0 | 0 | 0 | 0 | 0 | 0 | 0 | #N/A | #N/A | n | 0 | 000
[9 empty] | #N/A | #N/A | n | 0 | [8 empty] | 0 | 0 | 0 | 0 | 0 | 0 | 0 | 0 | 0 | #N/A | #N/A | n | 0 | 000
[9 empty] | #N/A | #N/A | n | 0 | [8 empty] | 0 | 0 | 0 | 0 | 0 | 0 | 0 | 0 | 0 | #N/A | #N/A | n | 0 | 000
[9 empty] | #N/A | #N/A | n | 0 | [8 empty] | 0 | 0 | 0 | 0 | 0 | 0 | 0 | 0 | 0 | #N/A | #N/A | n | 0 | 000
[9 empty] | #N/A | #N/A | n | 0 | [8 empty] | 0 | 0 | 0 | 0 | 0 | 0 | 0 | 0 | 0 | #N/A | #N/A | n | 0 | 000
[9 empty] | #N/A | #N/A | n | 0 | [8 empty] | 0 | 0 | 0 | 0 | 0 | 0 | 0 | 0 | 0 | #N/A | #N/A | n | 0 | 000
[9 empty] | #N/A | #N/A | n | 0 | [8 empty] | 0 | 0 | 0 | 0 | 0 | 0 | 0 | 0 | 0 | #N/A | #N/A | n | 0 | 000
[9 empty] | #N/A | #N/A | n | 0 | [8 empty] | 0 | 0 | 0 | 0 | 0 | 0 | 0 | 0 | 0 | #N/A | #N/A | n | 0 | 000
[9 empty] | #N/A | #N/A | n | 0 | [8 empty] | 0 | 0 | 0 | 0 | 0 | 0 | 0 | 0 | 0 | #N/A | #N/A | n | 0 | 000
[9 empty] | #N/A | #N/A | n | 0 | [8 empty] | 0 | 0 | 0 | 0 | 0 | 0 | 0 | 0 | 0 | #N/A | #N/A | n | 0 | 000
[9 empty] | #N/A | #N/A | n | 0 | [8 empty] | 0 | 0 | 0 | 0 | 0 | 0 | 0 | 0 | 0 | #N/A | #N/A | n | 0 | 000
[9 empty] | #N/A | #N/A | n | 0 | [8 empty] | 0 | 0 | 0 | 0 | 0 | 0 | 0 | 0 | 0 | #N/A | #N/A | n | 0 | 000
[9 empty] | #N/A | #N/A | n | 0 | [8 empty] | 0 | 0 | 0 | 0 | 0 | 0 | 0 | 0 | 0 | #N/A | #N/A | n | 0 | 000
[9 empty] | #N/A | #N/A | n | 0 | [8 empty] | 0 | 0 | 0 | 0 | 0 | 0 | 0 | 0 | 0 | #N/A | #N/A | n | 0 | 000
[9 empty] | #N/A | #N/A | n | 0 | [8 empty] | 0 | 0 | 0 | 0 | 0 | 0 | 0 | 0 | 0 | #N/A | #N/A | n | 0 | 000
[9 empty] | #N/A | #N/A | n | 0 | [8 empty] | 0 | 0 | 0 | 0 | 0 | 0 | 0 | 0 | 0 | #N/A | #N/A | n | 0 | 000
[9 empty] | #N/A | #N/A | n | 0 | [8 empty] | 0 | 0 | 0 | 0 | 0 | 0 | 0 | 0 | 0 | #N/A | #N/A | n | 0 | 000
[9 empty] | #N/A | #N/A | n | 0 | [8 empty] | 0 | 0 | 0 | 0 | 0 | 0 | 0 | 0 | 0 | #N/A | #N/A | n | 0 | 000
[9 empty] | #N/A | #N/A | n | 0 | [8 empty] | 0 | 0 | 0 | 0 | 0 | 0 | 0 | 0 | 0 | #N/A | #N/A | n | 0 | 000
[9 empty] | #N/A | #N/A | n | 0 | [8 empty] | 0 | 0 | 0 | 0 | 0 | 0 | 0 | 0 | 0 | #N/A | #N/A | n | 0 | 000
[9 empty] | #N/A | #N/A | n | 0 | [8 empty] | 0 | 0 | 0 | 0 | 0 | 0 | 0 | 0 | 0 | #N/A | #N/A | n | 0 | 000
[9 empty] | #N/A | #N/A | n | 0 | [8 empty] | 0 | 0 | 0 | 0 | 0 | 0 | 0 | 0 | 0 | #N/A | #N/A | n | 0 | 000
[9 empty] | #N/A | #N/A | n | 0 | [8 empty] | 0 | 0 | 0 | 0 | 0 | 0 | 0 | 0 | 0 | #N/A | #N/A | n | 0 | 000
[9 empty] | #N/A | #N/A | n | 0 | [8 empty] | 0 | 0 | 0 | 0 | 0 | 0 | 0 | 0 | 0 | #N/A | #N/A | n | 0 | 000
[9 empty] | #N/A | #N/A | n | 0 | [8 empty] | 0 | 0 | 0 | 0 | 0 | 0 | 0 | 0 | 0 | #N/A | #N/A | n | 0 | 000
[9 empty] | #N/A | #N/A | n | 0 | [8 empty] | 0 | 0 | 0 | 0 | 0 | 0 | 0 | 0 | 0 | #N/A | #N/A | n | 0 | 000
[9 empty] | #N/A | #N/A | n | 0 | [8 empty] | 0 | 0 | 0 | 0 | 0 | 0 | 0 | 0 | 0 | #N/A | #N/A | n | 0 | 000
[9 empty] | #N/A | #N/A | n | 0 | [8 empty] | 0 | 0 | 0 | 0 | 0 | 0 | 0 | 0 | 0 | #N/A | #N/A | n | 0 | 000
[9 empty] | #N/A | #N/A | n | 0 | [8 empty] | 0 | 0 | 0 | 0 | 0 | 0 | 0 | 0 | 0 | #N/A | #N/A | n | 0 | 000
[9 empty] | #N/A | #N/A | n | 0 | [8 empty] | 0 | 0 | 0 | 0 | 0 | 0 | 0 | 0 | 0 | #N/A | #N/A | n | 0 | 000
[9 empty] | #N/A | #N/A | n | 0 | [8 empty] | 0 | 0 | 0 | 0 | 0 | 0 | 0 | 0 | 0 | #N/A | #N/A | n | 0 | 000
[9 empty] | #N/A | #N/A | n | 0 | [8 empty] | 0 | 0 | 0 | 0 | 0 | 0 | 0 | 0 | 0 | #N/A | #N/A | n | 0 | 000
[9 empty] | #N/A | #N/A | n | 0 | [8 empty] | 0 | 0 | 0 | 0 | 0 | 0 | 0 | 0 | 0 | #N/A | #N/A | n | 0 | 000
[9 empty] | #N/A | #N/A | n | 0 | [8 empty] | 0 | 0 | 0 | 0 | 0 | 0 | 0 | 0 | 0 | #N/A | #N/A | n | 0 | 000
[9 empty] | #N/A | #N/A | n | 0 | [8 empty] | 0 | 0 | 0 | 0 | 0 | 0 | 0 | 0 | 0 | #N/A | #N/A | n | 0 | 000
[9 empty] | #N/A | #N/A | n | 0 | [8 empty] | 0 | 0 | 0 | 0 | 0 | 0 | 0 | 0 | 0 | #N/A | #N/A | n | 0 | 000
[9 empty] | #N/A | #N/A | n | 0 | [8 empty] | 0 | 0 | 0 | 0 | 0 | 0 | 0 | 0 | 0 | #N/A | #N/A | n | 0 | 000
[9 empty] | #N/A | #N/A | n | 0 | [8 empty] | 0 | 0 | 0 | 0 | 0 | 0 | 0 | 0 | 0 | #N/A | #N/A | n | 0 | 000
[9 empty] | #N/A | #N/A | n | 0 | [8 empty] | 0 | 0 | 0 | 0 | 0 | 0 | 0 | 0 | 0 | #N/A | #N/A | n | 0 | 000
[9 empty] | #N/A | #N/A | n | 0 | [8 empty] | 0 | 0 | 0 | 0 | 0 | 0 | 0 | 0 | 0 | #N/A | #N/A | n | 0 | 000
[9 empty] | #N/A | #N/A | n | 0 | [8 empty] | 0 | 0 | 0 | 0 | 0 | 0 | 0 | 0 | 0 | #N/A | #N/A | n | 0 | 000
[9 empty] | #N/A | #N/A | n | 0 | [8 empty] | 0 | 0 | 0 | 0 | 0 | 0 | 0 | 0 | 0 | #N/A | #N/A | n | 0 | 000
[9 empty] | #N/A | #N/A | n | 0 | [8 empty] | 0 | 0 | 0 | 0 | 0 | 0 | 0 | 0 | 0 | #N/A | #N/A | n | 0 | 000
[9 empty] | #N/A | #N/A | n | 0 | [8 empty] | 0 | 0 | 0 | 0 | 0 | 0 | 0 | 0 | 0 | #N/A | #N/A | n | 0 | 000
[9 empty] | #N/A | #N/A | n | 0 | [8 empty] | 0 | 0 | 0 | 0 | 0 | 0 | 0 | 0 | 0 | #N/A | #N/A | n | 0 | 000
[9 empty] | #N/A | #N/A | n | 0 | [8 empty] | 0 | 0 | 0 | 0 | 0 | 0 | 0 | 0 | 0 | #N/A | #N/A | n | 0 | 000
[9 empty] | #N/A | #N/A | n | 0 | [8 empty] | 0 | 0 | 0 | 0 | 0 | 0 | 0 | 0 | 0 | #N/A | #N/A | n | 0 | 000
[9 empty] | #N/A | #N/A | n | 0 | [8 empty] | 0 | 0 | 0 | 0 | 0 | 0 | 0 | 0 | 0 | #N/A | #N/A | n | 0 | 000
[9 empty] | #N/A | #N/A | n | 0 | [8 empty] | 0 | 0 | 0 | 0 | 0 | 0 | 0 | 0 | 0 | #N/A | #N/A | n | 0 | 000
[9 empty] | #N/A | #N/A | n | 0 | [8 empty] | 0 | 0 | 0 | 0 | 0 | 0 | 0 | 0 | 0 | #N/A | #N/A | n | 0 | 000
[9 empty] | #N/A | #N/A | n | 0 | [8 empty] | 0 | 0 | 0 | 0 | 0 | 0 | 0 | 0 | 0 | #N/A | #N/A | n | 0 | 000
[9 empty] | #N/A | #N/A | n | 0 | [8 empty] | 0 | 0 | 0 | 0 | 0 | 0 | 0 | 0 | 0 | #N/A | #N/A | n | 0 | 000
[9 empty] | #N/A | #N/A | n | 0 | [8 empty] | 0 | 0 | 0 | 0 | 0 | 0 | 0 | 0 | 0 | #N/A | #N/A | n | 0 | 000
[9 empty] | #N/A | #N/A | n | 0 | [8 empty] | 0 | 0 | 0 | 0 | 0 | 0 | 0 | 0 | 0 | #N/A | #N/A | n | 0 | 000
[9 empty] | #N/A | #N/A | n | 0 | [8 empty] | 0 | 0 | 0 | 0 | 0 | 0 | 0 | 0 | 0 | #N/A | #N/A | n | 0 | 000
[9 empty] | #N/A | #N/A | n | 0 | [8 empty] | 0 | 0 | 0 | 0 | 0 | 0 | 0 | 0 | 0 | #N/A | #N/A | n | 0 | 000
[9 empty] | #N/A | #N/A | n | 0 | [8 empty] | 0 | 0 | 0 | 0 | 0 | 0 | 0 | 0 | 0 | #N/A | #N/A | n | 0 | 000
[9 empty] | #N/A | #N/A | n | 0 | [8 empty] | 0 | 0 | 0 | 0 | 0 | 0 | 0 | 0 | 0 | #N/A | #N/A | n | 0 | 000
[9 empty] | #N/A | #N/A | n | 0 | [8 empty] | 0 | 0 | 0 | 0 | 0 | 0 | 0 | 0 | 0 | #N/A | #N/A | n | 0 | 000
[9 empty] | #N/A | #N/A | n | 0 | [8 empty] | 0 | 0 | 0 | 0 | 0 | 0 | 0 | 0 | 0 | #N/A | #N/A | n | 0 | 000
[9 empty] | #N/A | #N/A | n | 0 | [8 empty] | 0 | 0 | 0 | 0 | 0 | 0 | 0 | 0 | 0 | #N/A | #N/A | n | 0 | 000
[9 empty] | #N/A | #N/A | n | 0 | [8 empty] | 0 | 0 | 0 | 0 | 0 | 0 | 0 | 0 | 0 | #N/A | #N/A | n | 0 | 000
[9 empty] | #N/A | #N/A | n | 0 | [8 empty] | 0 | 0 | 0 | 0 | 0 | 0 | 0 | 0 | 0 | #N/A | #N/A | n | 0 | 000
[9 empty] | #N/A | #N/A | n | 0 | [8 empty] | 0 | 0 | 0 | 0 | 0 | 0 | 0 | 0 | 0 | #N/A | #N/A | n | 0 | 000
[9 empty] | #N/A | #N/A | n | 0 | [8 empty] | 0 | 0 | 0 | 0 | 0 | 0 | 0 | 0 | 0 | #N/A | #N/A | n | 0 | 000
[9 empty] | #N/A | #N/A | n | 0 | [8 empty] | 0 | 0 | 0 | 0 | 0 | 0 | 0 | 0 | 0 | #N/A | #N/A | n | 0 | 000
[9 empty] | #N/A | #N/A | n | 0 | [8 empty] | 0 | 0 | 0 | 0 | 0 | 0 | 0 | 0 | 0 | #N/A | #N/A | n | 0 | 000
[9 empty] | #N/A | #N/A | n | 0 | [8 empty] | 0 | 0 | 0 | 0 | 0 | 0 | 0 | 0 | 0 | #N/A | #N/A | n | 0 | 000
[9 empty] | #N/A | #N/A | n | 0 | [8 empty] | 0 | 0 | 0 | 0 | 0 | 0 | 0 | 0 | 0 | #N/A | #N/A | n | 0 | 000
[9 empty] | #N/A | #N/A | n | 0 | [8 empty] | 0 | 0 | 0 | 0 | 0 | 0 | 0 | 0 | 0 | #N/A | #N/A | n | 0 | 000
[9 empty] | #N/A | #N/A | n | 0 | [8 empty] | 0 | 0 | 0 | 0 | 0 | 0 | 0 | 0 | 0 | #N/A | #N/A | n | 0 | 000
[9 empty] | #N/A | #N/A | n | 0 | [8 empty] | 0 | 0 | 0 | 0 | 0 | 0 | 0 | 0 | 0 | #N/A | #N/A | n | 0 | 000
[9 empty] | #N/A | #N/A | n | 0 | [8 empty] | 0 | 0 | 0 | 0 | 0 | 0 | 0 | 0 | 0 | #N/A | #N/A | n | 0 | 000
[9 empty] | #N/A | #N/A | n | 0 | [8 empty] | 0 | 0 | 0 | 0 | 0 | 0 | 0 | 0 | 0 | #N/A | #N/A | n | 0 | 000
[9 empty] | #N/A | #N/A | n | 0 | [8 empty] | 0 | 0 | 0 | 0 | 0 | 0 | 0 | 0 | 0 | #N/A | #N/A | n | 0 | 000
[9 empty] | #N/A | #N/A | n | 0 | [8 empty] | 0 | 0 | 0 | 0 | 0 | 0 | 0 | 0 | 0 | #N/A | #N/A | n | 0 | 000
[9 empty] | #N/A | #N/A | n | 0 | [8 empty] | 0 | 0 | 0 | 0 | 0 | 0 | 0 | 0 | 0 | #N/A | #N/A | n | 0 | 000
[9 empty] | #N/A | #N/A | n | 0 | [8 empty] | 0 | 0 | 0 | 0 | 0 | 0 | 0 | 0 | 0 | #N/A | #N/A | n | 0 | 000
[9 empty] | #N/A | #N/A | n | 0 | [8 empty] | 0 | 0 | 0 | 0 | 0 | 0 | 0 | 0 | 0 | #N/A | #N/A | n | 0 | 000
[9 empty] | #N/A | #N/A | n | 0 | [8 empty] | 0 | 0 | 0 | 0 | 0 | 0 | 0 | 0 | 0 | #N/A | #N/A | n | 0 | 000
[9 empty] | #N/A | #N/A | n | 0 | [8 empty] | 0 | 0 | 0 | 0 | 0 | 0 | 0 | 0 | 0 | #N/A | #N/A | n | 0 | 000
[9 empty] | #N/A | #N/A | n | 0 | [8 empty] | 0 | 0 | 0 | 0 | 0 | 0 | 0 | 0 | 0 | #N/A | #N/A | n | 0 | 000
[9 empty] | #N/A | #N/A | n | 0 | [8 empty] | 0 | 0 | 0 | 0 | 0 | 0 | 0 | 0 | 0 | #N/A | #N/A | n | 0 | 000
[9 empty] | #N/A | #N/A | n | 0 | [8 empty] | 0 | 0 | 0 | 0 | 0 | 0 | 0 | 0 | 0 | #N/A | #N/A | n | 0 | 000
[9 empty] | #N/A | #N/A | n | 0 | [8 empty] | 0 | 0 | 0 | 0 | 0 | 0 | 0 | 0 | 0 | #N/A | #N/A | n | 0 | 000
[9 empty] | #N/A | #N/A | n | 0 | [8 empty] | 0 | 0 | 0 | 0 | 0 | 0 | 0 | 0 | 0 | #N/A | #N/A | n | 0 | 000
[9 empty] | #N/A | #N/A | n | 0 | [8 empty] | 0 | 0 | 0 | 0 | 0 | 0 | 0 | 0 | 0 | #N/A | #N/A | n | 0 | 000
[9 empty] | #N/A | #N/A | n | 0 | [8 empty] | 0 | 0 | 0 | 0 | 0 | 0 | 0 | 0 | 0 | #N/A | #N/A | n | 0 | 000
[9 empty] | #N/A | #N/A | n | 0 | [8 empty] | 0 | 0 | 0 | 0 | 0 | 0 | 0 | 0 | 0 | #N/A | #N/A | n | 0 | 000
[9 empty] | #N/A | #N/A | n | 0 | [8 empty] | 0 | 0 | 0 | 0 | 0 | 0 | 0 | 0 | 0 | #N/A | #N/A | n | 0 | 000
[9 empty] | #N/A | #N/A | n | 0 | [8 empty] | 0 | 0 | 0 | 0 | 0 | 0 | 0 | 0 | 0 | #N/A | #N/A | n | 0 | 000
[9 empty] | #N/A | #N/A | n | 0 | [8 empty] | 0 | 0 | 0 | 0 | 0 | 0 | 0 | 0 | 0 | #N/A | #N/A | n | 0 | 000
[9 empty] | #N/A | #N/A | n | 0 | [8 empty] | 0 | 0 | 0 | 0 | 0 | 0 | 0 | 0 | 0 | #N/A | #N/A | n | 0 | 000
[9 empty] | #N/A | #N/A | n | 0 | [8 empty] | 0 | 0 | 0 | 0 | 0 | 0 | 0 | 0 | 0 | #N/A | #N/A | n | 0 | 000
[9 empty] | #N/A | #N/A | n | 0 | [8 empty] | 0 | 0 | 0 | 0 | 0 | 0 | 0 | 0 | 0 | #N/A | #N/A | n | 0 | 000
[9 empty] | #N/A | #N/A | n | 0 | [8 empty] | 0 | 0 | 0 | 0 | 0 | 0 | 0 | 0 | 0 | #N/A | #N/A | n | 0 | 000
[9 empty] | #N/A | #N/A | n | 0 | [8 empty] | 0 | 0 | 0 | 0 | 0 | 0 | 0 | 0 | 0 | #N/A | #N/A | n | 0 | 000
[9 empty] | #N/A | #N/A | n | 0 | [8 empty] | 0 | 0 | 0 | 0 | 0 | 0 | 0 | 0 | 0 | #N/A | #N/A | n | 0 | 000
[9 empty] | #N/A | #N/A | n | 0 | [8 empty] | 0 | 0 | 0 | 0 | 0 | 0 | 0 | 0 | 0 | #N/A | #N/A | n | 0 | 000
[9 empty] | #N/A | #N/A | n | 0 | [8 empty] | 0 | 0 | 0 | 0 | 0 | 0 | 0 | 0 | 0 | #N/A | #N/A | n | 0 | 000
[9 empty] | #N/A | #N/A | n | 0 | [8 empty] | 0 | 0 | 0 | 0 | 0 | 0 | 0 | 0 | 0 | #N/A | #N/A | n | 0 | 000
[9 empty] | #N/A | #N/A | n | 0 | [8 empty] | 0 | 0 | 0 | 0 | 0 | 0 | 0 | 0 | 0 | #N/A | #N/A | n | 0 | 000
[9 empty] | #N/A | #N/A | n | 0 | [8 empty] | 0 | 0 | 0 | 0 | 0 | 0 | 0 | 0 | 0 | #N/A | #N/A | n | 0 | 000
[9 empty] | #N/A | #N/A | n | 0 | [8 empty] | 0 | 0 | 0 | 0 | 0 | 0 | 0 | 0 | 0 | #N/A | #N/A | n | 0 | 000
[9 empty] | #N/A | #N/A | n | 0 | [8 empty] | 0 | 0 | 0 | 0 | 0 | 0 | 0 | 0 | 0 | #N/A | #N/A | n | 0 | 000
[9 empty] | #N/A | #N/A | n | 0 | [8 empty] | 0 | 0 | 0 | 0 | 0 | 0 | 0 | 0 | 0 | #N/A | #N/A | n | 0 | 000
[9 empty] | #N/A | #N/A | n | 0 | [8 empty] | 0 | 0 | 0 | 0 | 0 | 0 | 0 | 0 | 0 | #N/A | #N/A | n | 0 | 000
[9 empty] | #N/A | #N/A | n | 0 | [8 empty] | 0 | 0 | 0 | 0 | 0 | 0 | 0 | 0 | 0 | #N/A | #N/A | n | 0 | 000
[9 empty] | #N/A | #N/A | n | 0 | [8 empty] | 0 | 0 | 0 | 0 | 0 | 0 | 0 | 0 | 0 | #N/A | #N/A | n | 0 | 000
[9 empty] | #N/A | #N/A | n | 0 | [8 empty] | 0 | 0 | 0 | 0 | 0 | 0 | 0 | 0 | 0 | #N/A | #N/A | n | 0 | 000
[9 empty] | #N/A | #N/A | n | 0 | [8 empty] | 0 | 0 | 0 | 0 | 0 | 0 | 0 | 0 | 0 | #N/A | #N/A | n | 0 | 000
[9 empty] | #N/A | #N/A | n | 0 | [8 empty] | 0 | 0 | 0 | 0 | 0 | 0 | 0 | 0 | 0 | #N/A | #N/A | n | 0 | 000
[9 empty] | #N/A | #N/A | n | 0 | [8 empty] | 0 | 0 | 0 | 0 | 0 | 0 | 0 | 0 | 0 | #N/A | #N/A | n | 0 | 000
[9 empty] | #N/A | #N/A | n | 0 | [8 empty] | 0 | 0 | 0 | 0 | 0 | 0 | 0 | 0 | 0 | #N/A | #N/A | n | 0 | 000
[9 empty] | #N/A | #N/A | n | 0 | [8 empty] | 0 | 0 | 0 | 0 | 0 | 0 | 0 | 0 | 0 | #N/A | #N/A | n | 0 | 000
[9 empty] | #N/A | #N/A | n | 0 | [8 empty] | 0 | 0 | 0 | 0 | 0 | 0 | 0 | 0 | 0 | #N/A | #N/A | n | 0 | 000
[9 empty] | #N/A | #N/A | n | 0 | [8 empty] | 0 | 0 | 0 | 0 | 0 | 0 | 0 | 0 | 0 | #N/A | #N/A | n | 0 | 000
[9 empty] | #N/A | #N/A | n | 0 | [8 empty] | 0 | 0 | 0 | 0 | 0 | 0 | 0 | 0 | 0 | #N/A | #N/A | n | 0 | 000
[9 empty] | #N/A | #N/A | n | 0 | [8 empty] | 0 | 0 | 0 | 0 | 0 | 0 | 0 | 0 | 0 | #N/A | #N/A | n | 0 | 000
[9 empty] | #N/A | #N/A | n | 0 | [8 empty] | 0 | 0 | 0 | 0 | 0 | 0 | 0 | 0 | 0 | #N/A | #N/A | n | 0 | 000
[9 empty] | #N/A | #N/A | n | 0 | [8 empty] | 0 | 0 | 0 | 0 | 0 | 0 | 0 | 0 | 0 | #N/A | #N/A | n | 0 | 000
[9 empty] | #N/A | #N/A | n | 0 | [8 empty] | 0 | 0 | 0 | 0 | 0 | 0 | 0 | 0 | 0 | #N/A | #N/A | n | 0 | 000
[9 empty] | #N/A | #N/A | n | 0 | [8 empty] | 0 | 0 | 0 | 0 | 0 | 0 | 0 | 0 | 0 | #N/A | #N/A | n | 0 | 000
[9 empty] | #N/A | #N/A | n | 0 | [8 empty] | 0 | 0 | 0 | 0 | 0 | 0 | 0 | 0 | 0 | #N/A | #N/A | n | 0 | 000
[9 empty] | #N/A | #N/A | n | 0 | [8 empty] | 0 | 0 | 0 | 0 | 0 | 0 | 0 | 0 | 0 | #N/A | #N/A | n | 0 | 000
[9 empty] | #N/A | #N/A | n | 0 | [8 empty] | 0 | 0 | 0 | 0 | 0 | 0 | 0 | 0 | 0 | #N/A | #N/A | n | 0 | 000
[9 empty] | #N/A | #N/A | n | 0 | [8 empty] | 0 | 0 | 0 | 0 | 0 | 0 | 0 | 0 | 0 | #N/A | #N/A | n | 0 | 000
[9 empty] | #N/A | #N/A | n | 0 | [8 empty] | 0 | 0 | 0 | 0 | 0 | 0 | 0 | 0 | 0 | #N/A | #N/A | n | 0 | 000
[9 empty] | #N/A | #N/A | n | 0 | [8 empty] | 0 | 0 | 0 | 0 | 0 | 0 | 0 | 0 | 0 | #N/A | #N/A | n | 0 | 000
[9 empty] | #N/A | #N/A | n | 0 | [8 empty] | 0 | 0 | 0 | 0 | 0 | 0 | 0 | 0 | 0 | #N/A | #N/A | n | 0 | 000
[9 empty] | #N/A | #N/A | n | 0 | [8 empty] | 0 | 0 | 0 | 0 | 0 | 0 | 0 | 0 | 0 | #N/A | #N/A | n | 0 | 000
[9 empty] | #N/A | #N/A | n | 0 | [8 empty] | 0 | 0 | 0 | 0 | 0 | 0 | 0 | 0 | 0 | #N/A | #N/A | n | 0 | 000
[9 empty] | #N/A | #N/A | n | 0 | [8 empty] | 0 | 0 | 0 | 0 | 0 | 0 | 0 | 0 | 0 | #N/A | #N/A | n | 0 | 000
[9 empty] | #N/A | #N/A | n | 0 | [8 empty] | 0 | 0 | 0 | 0 | 0 | 0 | 0 | 0 | 0 | #N/A | #N/A | n | 0 | 000
[9 empty] | #N/A | #N/A | n | 0 | [8 empty] | 0 | 0 | 0 | 0 | 0 | 0 | 0 | 0 | 0 | #N/A | #N/A | n | 0 | 000
[9 empty] | #N/A | #N/A | n | 0 | [8 empty] | 0 | 0 | 0 | 0 | 0 | 0 | 0 | 0 | 0 | #N/A | #N/A | n | 0 | 000
[9 empty] | #N/A | #N/A | n | 0 | [8 empty] | 0 | 0 | 0 | 0 | 0 | 0 | 0 | 0 | 0 | #N/A | #N/A | n | 0 | 000
[9 empty] | #N/A | #N/A | n | 0 | [8 empty] | 0 | 0 | 0 | 0 | 0 | 0 | 0 | 0 | 0 | #N/A | #N/A | n | 0 | 000
[9 empty] | #N/A | #N/A | n | 0 | [8 empty] | 0 | 0 | 0 | 0 | 0 | 0 | 0 | 0 | 0 | #N/A | #N/A | n | 0 | 000
[9 empty] | #N/A | #N/A | n | 0 | [8 empty] | 0 | 0 | 0 | 0 | 0 | 0 | 0 | 0 | 0 | #N/A | #N/A | n | 0 | 000
[9 empty] | #N/A | #N/A | n | 0 | [8 empty] | 0 | 0 | 0 | 0 | 0 | 0 | 0 | 0 | 0 | #N/A | #N/A | n | 0 | 000
[9 empty] | #N/A | #N/A | n | 0 | [8 empty] | 0 | 0 | 0 | 0 | 0 | 0 | 0 | 0 | 0 | #N/A | #N/A | n | 0 | 000
[9 empty] | #N/A | #N/A | n | 0 | [8 empty] | 0 | 0 | 0 | 0 | 0 | 0 | 0 | 0 | 0 | #N/A | #N/A | n | 0 | 000
[9 empty] | #N/A | #N/A | n | 0 | [8 empty] | 0 | 0 | 0 | 0 | 0 | 0 | 0 | 0 | 0 | #N/A | #N/A | n | 0 | 000
[9 empty] | #N/A | #N/A | n | 0 | [8 empty] | 0 | 0 | 0 | 0 | 0 | 0 | 0 | 0 | 0 | #N/A | #N/A | n | 0 | 000
[9 empty] | #N/A | #N/A | n | 0 | [8 empty] | 0 | 0 | 0 | 0 | 0 | 0 | 0 | 0 | 0 | #N/A | #N/A | n | 0 | 000
[9 empty] | #N/A | #N/A | n | 0 | [8 empty] | 0 | 0 | 0 | 0 | 0 | 0 | 0 | 0 | 0 | #N/A | #N/A | n | 0 | 000
[9 empty] | #N/A | #N/A | n | 0 | [8 empty] | 0 | 0 | 0 | 0 | 0 | 0 | 0 | 0 | 0 | #N/A | #N/A | n | 0 | 000
[9 empty] | #N/A | #N/A | n | 0 | [8 empty] | 0 | 0 | 0 | 0 | 0 | 0 | 0 | 0 | 0 | #N/A | #N/A | n | 0 | 000
[9 empty] | #N/A | #N/A | n | 0 | [8 empty] | 0 | 0 | 0 | 0 | 0 | 0 | 0 | 0 | 0 | #N/A | #N/A | n | 0 | 000
[9 empty] | #N/A | #N/A | n | 0 | [8 empty] | 0 | 0 | 0 | 0 | 0 | 0 | 0 | 0 | 0 | #N/A | #N/A | n | 0 | 000
[9 empty] | #N/A | #N/A | n | 0 | [8 empty] | 0 | 0 | 0 | 0 | 0 | 0 | 0 | 0 | 0 | #N/A | #N/A | n | 0 | 000
[9 empty] | #N/A | #N/A | n | 0 | [8 empty] | 0 | 0 | 0 | 0 | 0 | 0 | 0 | 0 | 0 | #N/A | #N/A | n | 0 | 000
[9 empty] | #N/A | #N/A | n | 0 | [8 empty] | 0 | 0 | 0 | 0 | 0 | 0 | 0 | 0 | 0 | #N/A | #N/A | n | 0 | 000
[9 empty] | #N/A | #N/A | n | 0 | [8 empty] | 0 | 0 | 0 | 0 | 0 | 0 | 0 | 0 | 0 | #N/A | #N/A | n | 0 | 000
[9 empty] | #N/A | #N/A | n | 0 | [8 empty] | 0 | 0 | 0 | 0 | 0 | 0 | 0 | 0 | 0 | #N/A | #N/A | n | 0 | 000
[9 empty] | #N/A | #N/A | n | 0 | [8 empty] | 0 | 0 | 0 | 0 | 0 | 0 | 0 | 0 | 0 | #N/A | #N/A | n | 0 | 000
[9 empty] | #N/A | #N/A | n | 0 | [8 empty] | 0 | 0 | 0 | 0 | 0 | 0 | 0 | 0 | 0 | #N/A | #N/A | n | 0 | 000
[9 empty] | #N/A | #N/A | n | 0 | [8 empty] | 0 | 0 | 0 | 0 | 0 | 0 | 0 | 0 | 0 | #N/A | #N/A | n | 0 | 000
[9 empty] | #N/A | #N/A | n | 0 | [8 empty] | 0 | 0 | 0 | 0 | 0 | 0 | 0 | 0 | 0 | #N/A | #N/A | n | 0 | 000
[9 empty] | #N/A | #N/A | n | 0 | [8 empty] | 0 | 0 | 0 | 0 | 0 | 0 | 0 | 0 | 0 | #N/A | #N/A | n | 0 | 000
[9 empty] | #N/A | #N/A | n | 0 | [8 empty] | 0 | 0 | 0 | 0 | 0 | 0 | 0 | 0 | 0 | #N/A | #N/A | n | 0 | 000
[9 empty] | #N/A | #N/A | n | 0 | [8 empty] | 0 | 0 | 0 | 0 | 0 | 0 | 0 | 0 | 0 | #N/A | #N/A | n | 0 | 000
[9 empty] | #N/A | #N/A | n | 0 | [8 empty] | 0 | 0 | 0 | 0 | 0 | 0 | 0 | 0 | 0 | #N/A | #N/A | n | 0 | 000
[9 empty] | #N/A | #N/A | n | 0 | [8 empty] | 0 | 0 | 0 | 0 | 0 | 0 | 0 | 0 | 0 | #N/A | #N/A | n | 0 | 000
[9 empty] | #N/A | #N/A | n | 0 | [8 empty] | 0 | 0 | 0 | 0 | 0 | 0 | 0 | 0 | 0 | #N/A | #N/A | n | 0 | 000
[9 empty] | #N/A | #N/A | n | 0 | [8 empty] | 0 | 0 | 0 | 0 | 0 | 0 | 0 | 0 | 0 | #N/A | #N/A | n | 0 | 000
[9 empty] | #N/A | #N/A | n | 0 | [8 empty] | 0 | 0 | 0 | 0 | 0 | 0 | 0 | 0 | 0 | #N/A | #N/A | n | 0 | 000
[9 empty] | #N/A | #N/A | n | 0 | [8 empty] | 0 | 0 | 0 | 0 | 0 | 0 | 0 | 0 | 0 | #N/A | #N/A | n | 0 | 000
[9 empty] | #N/A | #N/A | n | 0 | [8 empty] | 0 | 0 | 0 | 0 | 0 | 0 | 0 | 0 | 0 | #N/A | #N/A | n | 0 | 000
[9 empty] | #N/A | #N/A | n | 0 | [8 empty] | 0 | 0 | 0 | 0 | 0 | 0 | 0 | 0 | 0 | #N/A | #N/A | n | 0 | 000
[9 empty] | #N/A | #N/A | n | 0 | [8 empty] | 0 | 0 | 0 | 0 | 0 | 0 | 0 | 0 | 0 | #N/A | #N/A | n | 0 | 000
[9 empty] | #N/A | #N/A | n | 0 | [8 empty] | 0 | 0 | 0 | 0 | 0 | 0 | 0 | 0 | 0 | #N/A | #N/A | n | 0 | 000
[9 empty] | #N/A | #N/A | n | 0 | [8 empty] | 0 | 0 | 0 | 0 | 0 | 0 | 0 | 0 | 0 | #N/A | #N/A | n | 0 | 000
[9 empty] | #N/A | #N/A | n | 0 | [8 empty] | 0 | 0 | 0 | 0 | 0 | 0 | 0 | 0 | 0 | #N/A | #N/A | n | 0 | 000
[9 empty] | #N/A | #N/A | n | 0 | [8 empty] | 0 | 0 | 0 | 0 | 0 | 0 | 0 | 0 | 0 | #N/A | #N/A | n | 0 | 000
[9 empty] | #N/A | #N/A | n | 0 | [8 empty] | 0 | 0 | 0 | 0 | 0 | 0 | 0 | 0 | 0 | #N/A | #N/A | n | 0 | 000
[9 empty] | #N/A | #N/A | n | 0 | [8 empty] | 0 | 0 | 0 | 0 | 0 | 0 | 0 | 0 | 0 | #N/A | #N/A | n | 0 | 000
[9 empty] | #N/A | #N/A | n | 0 | [8 empty] | 0 | 0 | 0 | 0 | 0 | 0 | 0 | 0 | 0 | #N/A | #N/A | n | 0 | 000
[9 empty] | #N/A | #N/A | n | 0 | [8 empty] | 0 | 0 | 0 | 0 | 0 | 0 | 0 | 0 | 0 | #N/A | #N/A | n | 0 | 000
[9 empty] | #N/A | #N/A | n | 0 | [8 empty] | 0 | 0 | 0 | 0 | 0 | 0 | 0 | 0 | 0 | #N/A | #N/A | n | 0 | 000
[9 empty] | #N/A | #N/A | n | 0 | [8 empty] | 0 | 0 | 0 | 0 | 0 | 0 | 0 | 0 | 0 | #N/A | #N/A | n | 0 | 000
[9 empty] | #N/A | #N/A | n | 0 | [8 empty] | 0 | 0 | 0 | 0 | 0 | 0 | 0 | 0 | 0 | #N/A | #N/A | n | 0 | 000
[9 empty] | #N/A | #N/A | n | 0 | [8 empty] | 0 | 0 | 0 | 0 | 0 | 0 | 0 | 0 | 0 | #N/A | #N/A | n | 0 | 000
[9 empty] | #N/A | #N/A | n | 0 | [8 empty] | 0 | 0 | 0 | 0 | 0 | 0 | 0 | 0 | 0 | #N/A | #N/A | n | 0 | 000
[9 empty] | #N/A | #N/A | n | 0 | [8 empty] | 0 | 0 | 0 | 0 | 0 | 0 | 0 | 0 | 0 | #N/A | #N/A | n | 0 | 000
[9 empty] | #N/A | #N/A | n | 0 | [8 empty] | 0 | 0 | 0 | 0 | 0 | 0 | 0 | 0 | 0 | #N/A | #N/A | n | 0 | 000
[9 empty] | #N/A | #N/A | n | 0 | [8 empty] | 0 | 0 | 0 | 0 | 0 | 0 | 0 | 0 | 0 | #N/A | #N/A | n | 0 | 000
[9 empty] | #N/A | #N/A | n | 0 | [8 empty] | 0 | 0 | 0 | 0 | 0 | 0 | 0 | 0 | 0 | #N/A | #N/A | n | 0 | 000
[9 empty] | #N/A | #N/A | n | 0 | [8 empty] | 0 | 0 | 0 | 0 | 0 | 0 | 0 | 0 | 0 | #N/A | #N/A | n | 0 | 000
[9 empty] | #N/A | #N/A | n | 0 | [8 empty] | 0 | 0 | 0 | 0 | 0 | 0 | 0 | 0 | 0 | #N/A | #N/A | n | 0 | 000
[9 empty] | #N/A | #N/A | n | 0 | [8 empty] | 0 | 0 | 0 | 0 | 0 | 0 | 0 | 0 | 0 | #N/A | #N/A | n | 0 | 000
[9 empty] | #N/A | #N/A | n | 0 | [8 empty] | 0 | 0 | 0 | 0 | 0 | 0 | 0 | 0 | 0 | #N/A | #N/A | n | 0 | 000
[9 empty] | #N/A | #N/A | n | 0 | [8 empty] | 0 | 0 | 0 | 0 | 0 | 0 | 0 | 0 | 0 | #N/A | #N/A | n | 0 | 000
[9 empty] | #N/A | #N/A | n | 0 | [8 empty] | 0 | 0 | 0 | 0 | 0 | 0 | 0 | 0 | 0 | #N/A | #N/A | n | 0 | 000
[9 empty] | #N/A | #N/A | n | 0 | [8 empty] | 0 | 0 | 0 | 0 | 0 | 0 | 0 | 0 | 0 | #N/A | #N/A | n | 0 | 000
[9 empty] | #N/A | #N/A | n | 0 | [8 empty] | 0 | 0 | 0 | 0 | 0 | 0 | 0 | 0 | 0 | #N/A | #N/A | n | 0 | 000
[9 empty] | #N/A | #N/A | n | 0 | [8 empty] | 0 | 0 | 0 | 0 | 0 | 0 | 0 | 0 | 0 | #N/A | #N/A | n | 0 | 000
[9 empty] | #N/A | #N/A | n | 0 | [8 empty] | 0 | 0 | 0 | 0 | 0 | 0 | 0 | 0 | 0 | #N/A | #N/A | n | 0 | 000
[9 empty] | #N/A | #N/A | n | 0 | [8 empty] | 0 | 0 | 0 | 0 | 0 | 0 | 0 | 0 | 0 | #N/A | #N/A | n | 0 | 000
[9 empty] | #N/A | #N/A | n | 0 | [8 empty] | 0 | 0 | 0 | 0 | 0 | 0 | 0 | 0 | 0 | #N/A | #N/A | n | 0 | 000
[9 empty] | #N/A | #N/A | n | 0 | [8 empty] | 0 | 0 | 0 | 0 | 0 | 0 | 0 | 0 | 0 | #N/A | #N/A | n | 0 | 000
[9 empty] | #N/A | #N/A | n | 0 | [8 empty] | 0 | 0 | 0 | 0 | 0 | 0 | 0 | 0 | 0 | #N/A | #N/A | n | 0 | 000
[9 empty] | #N/A | #N/A | n | 0 | [8 empty] | 0 | 0 | 0 | 0 | 0 | 0 | 0 | 0 | 0 | #N/A | #N/A | n | 0 | 000
[9 empty] | #N/A | #N/A | n | 0 | [8 empty] | 0 | 0 | 0 | 0 | 0 | 0 | 0 | 0 | 0 | #N/A | #N/A | n | 0 | 000
[9 empty] | #N/A | #N/A | n | 0 | [8 empty] | 0 | 0 | 0 | 0 | 0 | 0 | 0 | 0 | 0 | #N/A | #N/A | n | 0 | 000
[9 empty] | #N/A | #N/A | n | 0 | [8 empty] | 0 | 0 | 0 | 0 | 0 | 0 | 0 | 0 | 0 | #N/A | #N/A | n | 0 | 000
[9 empty] | #N/A | #N/A | n | 0 | [8 empty] | 0 | 0 | 0 | 0 | 0 | 0 | 0 | 0 | 0 | #N/A | #N/A | n | 0 | 000
[9 empty] | #N/A | #N/A | n | 0 | [8 empty] | 0 | 0 | 0 | 0 | 0 | 0 | 0 | 0 | 0 | #N/A | #N/A | n | 0 | 000
[9 empty] | #N/A | #N/A | n | 0 | [8 empty] | 0 | 0 | 0 | 0 | 0 | 0 | 0 | 0 | 0 | #N/A | #N/A | n | 0 | 000
[9 empty] | #N/A | #N/A | n | 0 | [8 empty] | 0 | 0 | 0 | 0 | 0 | 0 | 0 | 0 | 0 | #N/A | #N/A | n | 0 | 000
[9 empty] | #N/A | #N/A | n | 0 | [8 empty] | 0 | 0 | 0 | 0 | 0 | 0 | 0 | 0 | 0 | #N/A | #N/A | n | 0 | 000
[9 empty] | #N/A | #N/A | n | 0 | [8 empty] | 0 | 0 | 0 | 0 | 0 | 0 | 0 | 0 | 0 | #N/A | #N/A | n | 0 | 000
[9 empty] | #N/A | #N/A | n | 0 | [8 empty] | 0 | 0 | 0 | 0 | 0 | 0 | 0 | 0 | 0 | #N/A | #N/A | n | 0 | 000
[9 empty] | #N/A | #N/A | n | 0 | [8 empty] | 0 | 0 | 0 | 0 | 0 | 0 | 0 | 0 | 0 | #N/A | #N/A | n | 0 | 000
[9 empty] | #N/A | #N/A | n | 0 | [8 empty] | 0 | 0 | 0 | 0 | 0 | 0 | 0 | 0 | 0 | #N/A | #N/A | n | 0 | 000
[9 empty] | #N/A | #N/A | n | 0 | [8 empty] | 0 | 0 | 0 | 0 | 0 | 0 | 0 | 0 | 0 | #N/A | #N/A | n | 0 | 000
[9 empty] | #N/A | #N/A | n | 0 | [8 empty] | 0 | 0 | 0 | 0 | 0 | 0 | 0 | 0 | 0 | #N/A | #N/A | n | 0 | 000
[9 empty] | #N/A | #N/A | n | 0 | [8 empty] | 0 | 0 | 0 | 0 | 0 | 0 | 0 | 0 | 0 | #N/A | #N/A | n | 0 | 000
[9 empty] | #N/A | #N/A | n | 0 | [8 empty] | 0 | 0 | 0 | 0 | 0 | 0 | 0 | 0 | 0 | #N/A | #N/A | n | 0 | 000
[9 empty] | #N/A | #N/A | n | 0 | [8 empty] | 0 | 0 | 0 | 0 | 0 | 0 | 0 | 0 | 0 | #N/A | #N/A | n | 0 | 000
[9 empty] | #N/A | #N/A | n | 0 | [8 empty] | 0 | 0 | 0 | 0 | 0 | 0 | 0 | 0 | 0 | #N/A | #N/A | n | 0 | 000
[9 empty] | #N/A | #N/A | n | 0 | [8 empty] | 0 | 0 | 0 | 0 | 0 | 0 | 0 | 0 | 0 | #N/A | #N/A | n | 0 | 000
[9 empty] | #N/A | #N/A | n | 0 | [8 empty] | 0 | 0 | 0 | 0 | 0 | 0 | 0 | 0 | 0 | #N/A | #N/A | n | 0 | 000
[9 empty] | #N/A | #N/A | n | 0 | [8 empty] | 0 | 0 | 0 | 0 | 0 | 0 | 0 | 0 | 0 | #N/A | #N/A | n | 0 | 000
[9 empty] | #N/A | #N/A | n | 0 | [8 empty] | 0 | 0 | 0 | 0 | 0 | 0 | 0 | 0 | 0 | #N/A | #N/A | n | 0 | 000
[9 empty] | #N/A | #N/A | n | 0 | [8 empty] | 0 | 0 | 0 | 0 | 0 | 0 | 0 | 0 | 0 | #N/A | #N/A | n | 0 | 000
[9 empty] | #N/A | #N/A | n | 0 | [8 empty] | 0 | 0 | 0 | 0 | 0 | 0 | 0 | 0 | 0 | #N/A | #N/A | n | 0 | 000
[9 empty] | #N/A | #N/A | n | 0 | [8 empty] | 0 | 0 | 0 | 0 | 0 | 0 | 0 | 0 | 0 | #N/A | #N/A | n | 0 | 000
[9 empty] | #N/A | #N/A | n | 0 | [8 empty] | 0 | 0 | 0 | 0 | 0 | 0 | 0 | 0 | 0 | #N/A | #N/A | n | 0 | 000
[9 empty] | #N/A | #N/A | n | 0 | [8 empty] | 0 | 0 | 0 | 0 | 0 | 0 | 0 | 0 | 0 | #N/A | #N/A | n | 0 | 000
[9 empty] | #N/A | #N/A | n | 0 | [8 empty] | 0 | 0 | 0 | 0 | 0 | 0 | 0 | 0 | 0 | #N/A | #N/A | n | 0 | 000
[9 empty] | #N/A | #N/A | n | 0 | [8 empty] | 0 | 0 | 0 | 0 | 0 | 0 | 0 | 0 | 0 | #N/A | #N/A | n | 0 | 000
[9 empty] | #N/A | #N/A | n | 0 | [8 empty] | 0 | 0 | 0 | 0 | 0 | 0 | 0 | 0 | 0 | #N/A | #N/A | n | 0 | 000
[9 empty] | #N/A | #N/A | n | 0 | [8 empty] | 0 | 0 | 0 | 0 | 0 | 0 | 0 | 0 | 0 | #N/A | #N/A | n | 0 | 000
[9 empty] | #N/A | #N/A | n | 0 | [8 empty] | 0 | 0 | 0 | 0 | 0 | 0 | 0 | 0 | 0 | #N/A | #N/A | n | 0 | 000
[9 empty] | #N/A | #N/A | n | 0 | [8 empty] | 0 | 0 | 0 | 0 | 0 | 0 | 0 | 0 | 0 | #N/A | #N/A | n | 0 | 000
[9 empty] | #N/A | #N/A | n | 0 | [8 empty] | 0 | 0 | 0 | 0 | 0 | 0 | 0 | 0 | 0 | #N/A | #N/A | n | 0 | 000
[9 empty] | #N/A | #N/A | n | 0 | [8 empty] | 0 | 0 | 0 | 0 | 0 | 0 | 0 | 0 | 0 | #N/A | #N/A | n | 0 | 000
[9 empty] | #N/A | #N/A | n | 0 | [8 empty] | 0 | 0 | 0 | 0 | 0 | 0 | 0 | 0 | 0 | #N/A | #N/A | n | 0 | 000
[9 empty] | #N/A | #N/A | n | 0 | [8 empty] | 0 | 0 | 0 | 0 | 0 | 0 | 0 | 0 | 0 | #N/A | #N/A | n | 0 | 000
[9 empty] | #N/A | #N/A | n | 0 | [8 empty] | 0 | 0 | 0 | 0 | 0 | 0 | 0 | 0 | 0 | #N/A | #N/A | n | 0 | 000
[9 empty] | #N/A | #N/A | n | 0 | [8 empty] | 0 | 0 | 0 | 0 | 0 | 0 | 0 | 0 | 0 | #N/A | #N/A | n | 0 | 000
[9 empty] | #N/A | #N/A | n | 0 | [8 empty] | 0 | 0 | 0 | 0 | 0 | 0 | 0 | 0 | 0 | #N/A | #N/A | n | 0 | 000
[9 empty] | #N/A | #N/A | n | 0 | [8 empty] | 0 | 0 | 0 | 0 | 0 | 0 | 0 | 0 | 0 | #N/A | #N/A | n | 0 | 000
[9 empty] | #N/A | #N/A | n | 0 | [8 empty] | 0 | 0 | 0 | 0 | 0 | 0 | 0 | 0 | 0 | #N/A | #N/A | n | 0 | 000
[9 empty] | #N/A | #N/A | n | 0 | [8 empty] | 0 | 0 | 0 | 0 | 0 | 0 | 0 | 0 | 0 | #N/A | #N/A | n | 0 | 000
[9 empty] | #N/A | #N/A | n | 0 | [8 empty] | 0 | 0 | 0 | 0 | 0 | 0 | 0 | 0 | 0 | #N/A | #N/A | n | 0 | 000
[9 empty] | #N/A | #N/A | n | 0 | [8 empty] | 0 | 0 | 0 | 0 | 0 | 0 | 0 | 0 | 0 | #N/A | #N/A | n | 0 | 000
[9 empty] | #N/A | #N/A | n | 0 | [8 empty] | 0 | 0 | 0 | 0 | 0 | 0 | 0 | 0 | 0 | #N/A | #N/A | n | 0 | 000
[9 empty] | #N/A | #N/A | n | 0 | [8 empty] | 0 | 0 | 0 | 0 | 0 | 0 | 0 | 0 | 0 | #N/A | #N/A | n | 0 | 000
[9 empty] | #N/A | #N/A | n | 0 | [8 empty] | 0 | 0 | 0 | 0 | 0 | 0 | 0 | 0 | 0 | #N/A | #N/A | n | 0 | 000
[9 empty] | #N/A | #N/A | n | 0 | [8 empty] | 0 | 0 | 0 | 0 | 0 | 0 | 0 | 0 | 0 | #N/A | #N/A | n | 0 | 000
[9 empty] | #N/A | #N/A | n | 0 | [8 empty] | 0 | 0 | 0 | 0 | 0 | 0 | 0 | 0 | 0 | #N/A | #N/A | n | 0 | 000
[9 empty] | #N/A | #N/A | n | 0 | [8 empty] | 0 | 0 | 0 | 0 | 0 | 0 | 0 | 0 | 0 | #N/A | #N/A | n | 0 | 000
[9 empty] | #N/A | #N/A | n | 0 | [8 empty] | 0 | 0 | 0 | 0 | 0 | 0 | 0 | 0 | 0 | #N/A | #N/A | n | 0 | 000
[9 empty] | #N/A | #N/A | n | 0 | [8 empty] | 0 | 0 | 0 | 0 | 0 | 0 | 0 | 0 | 0 | #N/A | #N/A | n | 0 | 000
[9 empty] | #N/A | #N/A | n | 0 | [8 empty] | 0 | 0 | 0 | 0 | 0 | 0 | 0 | 0 | 0 | #N/A | #N/A | n | 0 | 000
[9 empty] | #N/A | #N/A | n | 0 | [8 empty] | 0 | 0 | 0 | 0 | 0 | 0 | 0 | 0 | 0 | #N/A | #N/A | n | 0 | 000
[9 empty] | #N/A | #N/A | n | 0 | [8 empty] | 0 | 0 | 0 | 0 | 0 | 0 | 0 | 0 | 0 | #N/A | #N/A | n | 0 | 000
[9 empty] | #N/A | #N/A | n | 0 | [8 empty] | 0 | 0 | 0 | 0 | 0 | 0 | 0 | 0 | 0 | #N/A | #N/A | n | 0 | 000
[9 empty] | #N/A | #N/A | n | 0 | [8 empty] | 0 | 0 | 0 | 0 | 0 | 0 | 0 | 0 | 0 | #N/A | #N/A | n | 0 | 000
[9 empty] | #N/A | #N/A | n | 0 | [8 empty] | 0 | 0 | 0 | 0 | 0 | 0 | 0 | 0 | 0 | #N/A | #N/A | n | 0 | 000
[9 empty] | #N/A | #N/A | n | 0 | [8 empty] | 0 | 0 | 0 | 0 | 0 | 0 | 0 | 0 | 0 | #N/A | #N/A | n | 0 | 000
[9 empty] | #N/A | #N/A | n | 0 | [8 empty] | 0 | 0 | 0 | 0 | 0 | 0 | 0 | 0 | 0 | #N/A | #N/A | n | 0 | 000
[9 empty] | #N/A | #N/A | n | 0 | [8 empty] | 0 | 0 | 0 | 0 | 0 | 0 | 0 | 0 | 0 | #N/A | #N/A | n | 0 | 000
[9 empty] | #N/A | #N/A | n | 0 | [8 empty] | 0 | 0 | 0 | 0 | 0 | 0 | 0 | 0 | 0 | #N/A | #N/A | n | 0 | 000
[9 empty] | #N/A | #N/A | n | 0 | [8 empty] | 0 | 0 | 0 | 0 | 0 | 0 | 0 | 0 | 0 | #N/A | #N/A | n | 0 | 000
[9 empty] | #N/A | #N/A | n | 0 | [8 empty] | 0 | 0 | 0 | 0 | 0 | 0 | 0 | 0 | 0 | #N/A | #N/A | n | 0 | 000
[9 empty] | #N/A | #N/A | n | 0 | [8 empty] | 0 | 0 | 0 | 0 | 0 | 0 | 0 | 0 | 0 | #N/A | #N/A | n | 0 | 000
[9 empty] | #N/A | #N/A | n | 0 | [8 empty] | 0 | 0 | 0 | 0 | 0 | 0 | 0 | 0 | 0 | #N/A | #N/A | n | 0 | 000
[9 empty] | #N/A | #N/A | n | 0 | [8 empty] | 0 | 0 | 0 | 0 | 0 | 0 | 0 | 0 | 0 | #N/A | #N/A | n | 0 | 000
[9 empty] | #N/A | #N/A | n | 0 | [8 empty] | 0 | 0 | 0 | 0 | 0 | 0 | 0 | 0 | 0 | #N/A | #N/A | n | 0 | 000
[9 empty] | #N/A | #N/A | n | 0 | [8 empty] | 0 | 0 | 0 | 0 | 0 | 0 | 0 | 0 | 0 | #N/A | #N/A | n | 0 | 000
[9 empty] | #N/A | #N/A | n | 0 | [8 empty] | 0 | 0 | 0 | 0 | 0 | 0 | 0 | 0 | 0 | #N/A | #N/A | n | 0 | 000
[9 empty] | #N/A | #N/A | n | 0 | [8 empty] | 0 | 0 | 0 | 0 | 0 | 0 | 0 | 0 | 0 | #N/A | #N/A | n | 0 | 000
[9 empty] | #N/A | #N/A | n | 0 | [8 empty] | 0 | 0 | 0 | 0 | 0 | 0 | 0 | 0 | 0 | #N/A | #N/A | n | 0 | 000
[9 empty] | #N/A | #N/A | n | 0 | [8 empty] | 0 | 0 | 0 | 0 | 0 | 0 | 0 | 0 | 0 | #N/A | #N/A | n | 0 | 000
[9 empty] | #N/A | #N/A | n | 0 | [8 empty] | 0 | 0 | 0 | 0 | 0 | 0 | 0 | 0 | 0 | #N/A | #N/A | n | 0 | 000
[9 empty] | #N/A | #N/A | n | 0 | [8 empty] | 0 | 0 | 0 | 0 | 0 | 0 | 0 | 0 | 0 | #N/A | #N/A | n | 0 | 000
[9 empty] | #N/A | #N/A | n | 0 | [8 empty] | 0 | 0 | 0 | 0 | 0 | 0 | 0 | 0 | 0 | #N/A | #N/A | n | 0 | 000
[9 empty] | #N/A | #N/A | n | 0 | [8 empty] | 0 | 0 | 0 | 0 | 0 | 0 | 0 | 0 | 0 | #N/A | #N/A | n | 0 | 000
[9 empty] | #N/A | #N/A | n | 0 | [8 empty] | 0 | 0 | 0 | 0 | 0 | 0 | 0 | 0 | 0 | #N/A | #N/A | n | 0 | 000
[9 empty] | #N/A | #N/A | n | 0 | [8 empty] | 0 | 0 | 0 | 0 | 0 | 0 | 0 | 0 | 0 | #N/A | #N/A | n | 0 | 000
[9 empty] | #N/A | #N/A | n | 0 | [8 empty] | 0 | 0 | 0 | 0 | 0 | 0 | 0 | 0 | 0 | #N/A | #N/A | n | 0 | 000
[9 empty] | #N/A | #N/A | n | 0 | [8 empty] | 0 | 0 | 0 | 0 | 0 | 0 | 0 | 0 | 0 | #N/A | #N/A | n | 0 | 000
[9 empty] | #N/A | #N/A | n | 0 | [8 empty] | 0 | 0 | 0 | 0 | 0 | 0 | 0 | 0 | 0 | #N/A | #N/A | n | 0 | 000
[9 empty] | #N/A | #N/A | n | 0 | [8 empty] | 0 | 0 | 0 | 0 | 0 | 0 | 0 | 0 | 0 | #N/A | #N/A | n | 0 | 000
[9 empty] | #N/A | #N/A | n | 0 | [8 empty] | 0 | 0 | 0 | 0 | 0 | 0 | 0 | 0 | 0 | #N/A | #N/A | n | 0 | 000
[9 empty] | #N/A | #N/A | n | 0 | [8 empty] | 0 | 0 | 0 | 0 | 0 | 0 | 0 | 0 | 0 | #N/A | #N/A | n | 0 | 000
[9 empty] | #N/A | #N/A | n | 0 | [8 empty] | 0 | 0 | 0 | 0 | 0 | 0 | 0 | 0 | 0 | #N/A | #N/A | n | 0 | 000
[9 empty] | #N/A | #N/A | n | 0 | [8 empty] | 0 | 0 | 0 | 0 | 0 | 0 | 0 | 0 | 0 | #N/A | #N/A | n | 0 | 000
[9 empty] | #N/A | #N/A | n | 0 | [8 empty] | 0 | 0 | 0 | 0 | 0 | 0 | 0 | 0 | 0 | #N/A | #N/A | n | 0 | 000
[9 empty] | #N/A | #N/A | n | 0 | [8 empty] | 0 | 0 | 0 | 0 | 0 | 0 | 0 | 0 | 0 | #N/A | #N/A | n | 0 | 000
[9 empty] | #N/A | #N/A | n | 0 | [8 empty] | 0 | 0 | 0 | 0 | 0 | 0 | 0 | 0 | 0 | #N/A | #N/A | n | 0 | 000
[9 empty] | #N/A | #N/A | n | 0 | [8 empty] | 0 | 0 | 0 | 0 | 0 | 0 | 0 | 0 | 0 | #N/A | #N/A | n | 0 | 000
[9 empty] | #N/A | #N/A | n | 0 | [8 empty] | 0 | 0 | 0 | 0 | 0 | 0 | 0 | 0 | 0 | #N/A | #N/A | n | 0 | 000
[9 empty] | #N/A | #N/A | n | 0 | [8 empty] | 0 | 0 | 0 | 0 | 0 | 0 | 0 | 0 | 0 | #N/A | #N/A | n | 0 | 000
[9 empty] | #N/A | #N/A | n | 0 | [8 empty] | 0 | 0 | 0 | 0 | 0 | 0 | 0 | 0 | 0 | #N/A | #N/A | n | 0 | 000
[9 empty] | #N/A | #N/A | n | 0 | [8 empty] | 0 | 0 | 0 | 0 | 0 | 0 | 0 | 0 | 0 | #N/A | #N/A | n | 0 | 000
[9 empty] | #N/A | #N/A | n | 0 | [8 empty] | 0 | 0 | 0 | 0 | 0 | 0 | 0 | 0 | 0 | #N/A | #N/A | n | 0 | 000
[9 empty] | #N/A | #N/A | n | 0 | [8 empty] | 0 | 0 | 0 | 0 | 0 | 0 | 0 | 0 | 0 | #N/A | #N/A | n | 0 | 000
[9 empty] | #N/A | #N/A | n | 0 | [8 empty] | 0 | 0 | 0 | 0 | 0 | 0 | 0 | 0 | 0 | #N/A | #N/A | n | 0 | 000
[9 empty] | #N/A | #N/A | n | 0 | [8 empty] | 0 | 0 | 0 | 0 | 0 | 0 | 0 | 0 | 0 | #N/A | #N/A | n | 0 | 000
[9 empty] | #N/A | #N/A | n | 0 | [8 empty] | 0 | 0 | 0 | 0 | 0 | 0 | 0 | 0 | 0 | #N/A | #N/A | n | 0 | 000
[9 empty] | #N/A | #N/A | n | 0 | [8 empty] | 0 | 0 | 0 | 0 | 0 | 0 | 0 | 0 | 0 | #N/A | #N/A | n | 0 | 000
[9 empty] | #N/A | #N/A | n | 0 | [8 empty] | 0 | 0 | 0 | 0 | 0 | 0 | 0 | 0 | 0 | #N/A | #N/A | n | 0 | 000
[9 empty] | #N/A | #N/A | n | 0 | [8 empty] | 0 | 0 | 0 | 0 | 0 | 0 | 0 | 0 | 0 | #N/A | #N/A | n | 0 | 000
[9 empty] | #N/A | #N/A | n | 0 | [8 empty] | 0 | 0 | 0 | 0 | 0 | 0 | 0 | 0 | 0 | #N/A | #N/A | n | 0 | 000
[9 empty] | #N/A | #N/A | n | 0 | [8 empty] | 0 | 0 | 0 | 0 | 0 | 0 | 0 | 0 | 0 | #N/A | #N/A | n | 0 | 000
[9 empty] | #N/A | #N/A | n | 0 | [8 empty] | 0 | 0 | 0 | 0 | 0 | 0 | 0 | 0 | 0 | #N/A | #N/A | n | 0 | 000
[9 empty] | #N/A | #N/A | n | 0 | [8 empty] | 0 | 0 | 0 | 0 | 0 | 0 | 0 | 0 | 0 | #N/A | #N/A | n | 0 | 000
[9 empty] | #N/A | #N/A | n | 0 | [8 empty] | 0 | 0 | 0 | 0 | 0 | 0 | 0 | 0 | 0 | #N/A | #N/A | n | 0 | 000
[9 empty] | #N/A | #N/A | n | 0 | [8 empty] | 0 | 0 | 0 | 0 | 0 | 0 | 0 | 0 | 0 | #N/A | #N/A | n | 0 | 000
[9 empty] | #N/A | #N/A | n | 0 | [8 empty] | 0 | 0 | 0 | 0 | 0 | 0 | 0 | 0 | 0 | #N/A | #N/A | n | 0 | 000
[9 empty] | #N/A | #N/A | n | 0 | [8 empty] | 0 | 0 | 0 | 0 | 0 | 0 | 0 | 0 | 0 | #N/A | #N/A | n | 0 | 000
[9 empty] | #N/A | #N/A | n | 0 | [8 empty] | 0 | 0 | 0 | 0 | 0 | 0 | 0 | 0 | 0 | #N/A | #N/A | n | 0 | 000
[9 empty] | #N/A | #N/A | n | 0 | [8 empty] | 0 | 0 | 0 | 0 | 0 | 0 | 0 | 0 | 0 | #N/A | #N/A | n | 0 | 000
[9 empty] | #N/A | #N/A | n | 0 | [8 empty] | 0 | 0 | 0 | 0 | 0 | 0 | 0 | 0 | 0 | #N/A | #N/A | n | 0 | 000
[9 empty] | #N/A | #N/A | n | 0 | [8 empty] | 0 | 0 | 0 | 0 | 0 | 0 | 0 | 0 | 0 | #N/A | #N/A | n | 0 | 000
[9 empty] | #N/A | #N/A | n | 0 | [8 empty] | 0 | 0 | 0 | 0 | 0 | 0 | 0 | 0 | 0 | #N/A | #N/A | n | 0 | 000
[9 empty] | #N/A | #N/A | n | 0 | [8 empty] | 0 | 0 | 0 | 0 | 0 | 0 | 0 | 0 | 0 | #N/A | #N/A | n | 0 | 000
[9 empty] | #N/A | #N/A | n | 0 | [8 empty] | 0 | 0 | 0 | 0 | 0 | 0 | 0 | 0 | 0 | #N/A | #N/A | n | 0 | 000
[9 empty] | #N/A | #N/A | n | 0 | [8 empty] | 0 | 0 | 0 | 0 | 0 | 0 | 0 | 0 | 0 | #N/A | #N/A | n | 0 | 000
[9 empty] | #N/A | #N/A | n | 0 | [8 empty] | 0 | 0 | 0 | 0 | 0 | 0 | 0 | 0 | 0 | #N/A | #N/A | n | 0 | 000
[9 empty] | #N/A | #N/A | n | 0 | [8 empty] | 0 | 0 | 0 | 0 | 0 | 0 | 0 | 0 | 0 | #N/A | #N/A | n | 0 | 000
[9 empty] | #N/A | #N/A | n | 0 | [8 empty] | 0 | 0 | 0 | 0 | 0 | 0 | 0 | 0 | 0 | #N/A | #N/A | n | 0 | 000
[9 empty] | #N/A | #N/A | n | 0 | [8 empty] | 0 | 0 | 0 | 0 | 0 | 0 | 0 | 0 | 0 | #N/A | #N/A | n | 0 | 000
[9 empty] | #N/A | #N/A | n | 0 | [8 empty] | 0 | 0 | 0 | 0 | 0 | 0 | 0 | 0 | 0 | #N/A | #N/A | n | 0 | 000
[9 empty] | #N/A | #N/A | n | 0 | [8 empty] | 0 | 0 | 0 | 0 | 0 | 0 | 0 | 0 | 0 | #N/A | #N/A | n | 0 | 000
[9 empty] | #N/A | #N/A | n | 0 | [8 empty] | 0 | 0 | 0 | 0 | 0 | 0 | 0 | 0 | 0 | #N/A | #N/A | n | 0 | 000
[9 empty] | #N/A | #N/A | n | 0 | [8 empty] | 0 | 0 | 0 | 0 | 0 | 0 | 0 | 0 | 0 | #N/A | #N/A | n | 0 | 000
[9 empty] | #N/A | #N/A | n | 0 | [8 empty] | 0 | 0 | 0 | 0 | 0 | 0 | 0 | 0 | 0 | #N/A | #N/A | n | 0 | 000
[9 empty] | #N/A | #N/A | n | 0 | [8 empty] | 0 | 0 | 0 | 0 | 0 | 0 | 0 | 0 | 0 | #N/A | #N/A | n | 0 | 000
[9 empty] | #N/A | #N/A | n | 0 | [8 empty] | 0 | 0 | 0 | 0 | 0 | 0 | 0 | 0 | 0 | #N/A | #N/A | n | 0 | 000
[9 empty] | #N/A | #N/A | n | 0 | [8 empty] | 0 | 0 | 0 | 0 | 0 | 0 | 0 | 0 | 0 | #N/A | #N/A | n | 0 | 000
[9 empty] | #N/A | #N/A | n | 0 | [8 empty] | 0 | 0 | 0 | 0 | 0 | 0 | 0 | 0 | 0 | #N/A | #N/A | n | 0 | 000
[9 empty] | #N/A | #N/A | n | 0 | [8 empty] | 0 | 0 | 0 | 0 | 0 | 0 | 0 | 0 | 0 | #N/A | #N/A | n | 0 | 000
[9 empty] | #N/A | #N/A | n | 0 | [8 empty] | 0 | 0 | 0 | 0 | 0 | 0 | 0 | 0 | 0 | #N/A | #N/A | n | 0 | 000
[9 empty] | #N/A | #N/A | n | 0 | [8 empty] | 0 | 0 | 0 | 0 | 0 | 0 | 0 | 0 | 0 | #N/A | #N/A | n | 0 | 000
[9 empty] | #N/A | #N/A | n | 0 | [8 empty] | 0 | 0 | 0 | 0 | 0 | 0 | 0 | 0 | 0 | #N/A | #N/A | n | 0 | 000
[9 empty] | #N/A | #N/A | n | 0 | [8 empty] | 0 | 0 | 0 | 0 | 0 | 0 | 0 | 0 | 0 | #N/A | #N/A | n | 0 | 000
[9 empty] | #N/A | #N/A | n | 0 | [8 empty] | 0 | 0 | 0 | 0 | 0 | 0 | 0 | 0 | 0 | #N/A | #N/A | n | 0 | 000
[9 empty] | #N/A | #N/A | n | 0 | [8 empty] | 0 | 0 | 0 | 0 | 0 | 0 | 0 | 0 | 0 | #N/A | #N/A | n | 0 | 000
[9 empty] | #N/A | #N/A | n | 0 | [8 empty] | 0 | 0 | 0 | 0 | 0 | 0 | 0 | 0 | 0 | #N/A | #N/A | n | 0 | 000
[9 empty] | #N/A | #N/A | n | 0 | [8 empty] | 0 | 0 | 0 | 0 | 0 | 0 | 0 | 0 | 0 | #N/A | #N/A | n | 0 | 000
[9 empty] | #N/A | #N/A | n | 0 | [8 empty] | 0 | 0 | 0 | 0 | 0 | 0 | 0 | 0 | 0 | #N/A | #N/A | n | 0 | 000
[9 empty] | #N/A | #N/A | n | 0 | [8 empty] | 0 | 0 | 0 | 0 | 0 | 0 | 0 | 0 | 0 | #N/A | #N/A | n | 0 | 000
[9 empty] | #N/A | #N/A | n | 0 | [8 empty] | 0 | 0 | 0 | 0 | 0 | 0 | 0 | 0 | 0 | #N/A | #N/A | n | 0 | 000
[9 empty] | #N/A | #N/A | n | 0 | [8 empty] | 0 | 0 | 0 | 0 | 0 | 0 | 0 | 0 | 0 | #N/A | #N/A | n | 0 | 000
[9 empty] | #N/A | #N/A | n | 0 | [8 empty] | 0 | 0 | 0 | 0 | 0 | 0 | 0 | 0 | 0 | #N/A | #N/A | n | 0 | 000
[9 empty] | #N/A | #N/A | n | 0 | [8 empty] | 0 | 0 | 0 | 0 | 0 | 0 | 0 | 0 | 0 | #N/A | #N/A | n | 0 | 000
[9 empty] | #N/A | #N/A | n | 0 | [8 empty] | 0 | 0 | 0 | 0 | 0 | 0 | 0 | 0 | 0 | #N/A | #N/A | n | 0 | 000
[9 empty] | #N/A | #N/A | n | 0 | [8 empty] | 0 | 0 | 0 | 0 | 0 | 0 | 0 | 0 | 0 | #N/A | #N/A | n | 0 | 000
[9 empty] | #N/A | #N/A | n | 0 | [8 empty] | 0 | 0 | 0 | 0 | 0 | 0 | 0 | 0 | 0 | #N/A | #N/A | n | 0 | 000
[9 empty] | #N/A | #N/A | n | 0 | [8 empty] | 0 | 0 | 0 | 0 | 0 | 0 | 0 | 0 | 0 | #N/A | #N/A | n | 0 | 000
[9 empty] | #N/A | #N/A | n | 0 | [8 empty] | 0 | 0 | 0 | 0 | 0 | 0 | 0 | 0 | 0 | #N/A | #N/A | n | 0 | 000
[9 empty] | #N/A | #N/A | n | 0 | [8 empty] | 0 | 0 | 0 | 0 | 0 | 0 | 0 | 0 | 0 | #N/A | #N/A | n | 0 | 000
[9 empty] | #N/A | #N/A | n | 0 | [8 empty] | 0 | 0 | 0 | 0 | 0 | 0 | 0 | 0 | 0 | #N/A | #N/A | n | 0 | 000
[9 empty] | #N/A | #N/A | n | 0 | [8 empty] | 0 | 0 | 0 | 0 | 0 | 0 | 0 | 0 | 0 | #N/A | #N/A | n | 0 | 000
[9 empty] | #N/A | #N/A | n | 0 | [8 empty] | 0 | 0 | 0 | 0 | 0 | 0 | 0 | 0 | 0 | #N/A | #N/A | n | 0 | 000
[9 empty] | #N/A | #N/A | n | 0 | [8 empty] | 0 | 0 | 0 | 0 | 0 | 0 | 0 | 0 | 0 | #N/A | #N/A | n | 0 | 000
[9 empty] | #N/A | #N/A | n | 0 | [8 empty] | 0 | 0 | 0 | 0 | 0 | 0 | 0 | 0 | 0 | #N/A | #N/A | n | 0 | 000
[9 empty] | #N/A | #N/A | n | 0 | [8 empty] | 0 | 0 | 0 | 0 | 0 | 0 | 0 | 0 | 0 | #N/A | #N/A | n | 0 | 000
[9 empty] | #N/A | #N/A | n | 0 | [8 empty] | 0 | 0 | 0 | 0 | 0 | 0 | 0 | 0 | 0 | #N/A | #N/A | n | 0 | 000
[9 empty] | #N/A | #N/A | n | 0 | [8 empty] | 0 | 0 | 0 | 0 | 0 | 0 | 0 | 0 | 0 | #N/A | #N/A | n | 0 | 000
[9 empty] | #N/A | #N/A | n | 0 | [8 empty] | 0 | 0 | 0 | 0 | 0 | 0 | 0 | 0 | 0 | #N/A | #N/A | n | 0 | 000
[9 empty] | #N/A | #N/A | n | 0 | [8 empty] | 0 | 0 | 0 | 0 | 0 | 0 | 0 | 0 | 0 | #N/A | #N/A | n | 0 | 000
[9 empty] | #N/A | #N/A | n | 0 | [8 empty] | 0 | 0 | 0 | 0 | 0 | 0 | 0 | 0 | 0 | #N/A | #N/A | n | 0 | 000
[9 empty] | #N/A | #N/A | n | 0 | [8 empty] | 0 | 0 | 0 | 0 | 0 | 0 | 0 | 0 | 0 | #N/A | #N/A | n | 0 | 000
[9 empty] | #N/A | #N/A | n | 0 | [8 empty] | 0 | 0 | 0 | 0 | 0 | 0 | 0 | 0 | 0 | #N/A | #N/A | n | 0 | 000
[9 empty] | #N/A | #N/A | n | 0 | [8 empty] | 0 | 0 | 0 | 0 | 0 | 0 | 0 | 0 | 0 | #N/A | #N/A | n | 0 | 000
[9 empty] | #N/A | #N/A | n | 0 | [8 empty] | 0 | 0 | 0 | 0 | 0 | 0 | 0 | 0 | 0 | #N/A | #N/A | n | 0 | 000
[9 empty] | #N/A | #N/A | n | 0 | [8 empty] | 0 | 0 | 0 | 0 | 0 | 0 | 0 | 0 | 0 | #N/A | #N/A | n | 0 | 000
[9 empty] | #N/A | #N/A | n | 0 | [8 empty] | 0 | 0 | 0 | 0 | 0 | 0 | 0 | 0 | 0 | #N/A | #N/A | n | 0 | 000
[9 empty] | #N/A | #N/A | n | 0 | [8 empty] | 0 | 0 | 0 | 0 | 0 | 0 | 0 | 0 | 0 | #N/A | #N/A | n | 0 | 000
[9 empty] | #N/A | #N/A | n | 0 | [8 empty] | 0 | 0 | 0 | 0 | 0 | 0 | 0 | 0 | 0 | #N/A | #N/A | n | 0 | 000
[9 empty] | #N/A | #N/A | n | 0 | [8 empty] | 0 | 0 | 0 | 0 | 0 | 0 | 0 | 0 | 0 | #N/A | #N/A | n | 0 | 000
[9 empty] | #N/A | #N/A | n | 0 | [8 empty] | 0 | 0 | 0 | 0 | 0 | 0 | 0 | 0 | 0 | #N/A | #N/A | n | 0 | 000
[9 empty] | #N/A | #N/A | n | 0 | [8 empty] | 0 | 0 | 0 | 0 | 0 | 0 | 0 | 0 | 0 | #N/A | #N/A | n | 0 | 000
[9 empty] | #N/A | #N/A | n | 0 | [8 empty] | 0 | 0 | 0 | 0 | 0 | 0 | 0 | 0 | 0 | #N/A | #N/A | n | 0 | 000
[9 empty] | #N/A | #N/A | n | 0 | [8 empty] | 0 | 0 | 0 | 0 | 0 | 0 | 0 | 0 | 0 | #N/A | #N/A | n | 0 | 000
[9 empty] | #N/A | #N/A | n | 0 | [8 empty] | 0 | 0 | 0 | 0 | 0 | 0 | 0 | 0 | 0 | #N/A | #N/A | n | 0 | 000
[9 empty] | #N/A | #N/A | n | 0 | [8 empty] | 0 | 0 | 0 | 0 | 0 | 0 | 0 | 0 | 0 | #N/A | #N/A | n | 0 | 000
[9 empty] | #N/A | #N/A | n | 0 | [8 empty] | 0 | 0 | 0 | 0 | 0 | 0 | 0 | 0 | 0 | #N/A | #N/A | n | 0 | 000
[9 empty] | #N/A | #N/A | n | 0 | [8 empty] | 0 | 0 | 0 | 0 | 0 | 0 | 0 | 0 | 0 | #N/A | #N/A | n | 0 | 000
[9 empty] | #N/A | #N/A | n | 0 | [8 empty] | 0 | 0 | 0 | 0 | 0 | 0 | 0 | 0 | 0 | #N/A | #N/A | n | 0 | 000
[9 empty] | #N/A | #N/A | n | 0 | [8 empty] | 0 | 0 | 0 | 0 | 0 | 0 | 0 | 0 | 0 | #N/A | #N/A | n | 0 | 000
[9 empty] | #N/A | #N/A | n | 0 | [8 empty] | 0 | 0 | 0 | 0 | 0 | 0 | 0 | 0 | 0 | #N/A | #N/A | n | 0 | 000
[9 empty] | #N/A | #N/A | n | 0 | [8 empty] | 0 | 0 | 0 | 0 | 0 | 0 | 0 | 0 | 0 | #N/A | #N/A | n | 0 | 000
[9 empty] | #N/A | #N/A | n | 0 | [8 empty] | 0 | 0 | 0 | 0 | 0 | 0 | 0 | 0 | 0 | #N/A | #N/A | n | 0 | 000
[9 empty] | #N/A | #N/A | n | 0 | [8 empty] | 0 | 0 | 0 | 0 | 0 | 0 | 0 | 0 | 0 | #N/A | #N/A | n | 0 | 000
[9 empty] | #N/A | #N/A | n | 0 | [8 empty] | 0 | 0 | 0 | 0 | 0 | 0 | 0 | 0 | 0 | #N/A | #N/A | n | 0 | 000
[9 empty] | #N/A | #N/A | n | 0 | [8 empty] | 0 | 0 | 0 | 0 | 0 | 0 | 0 | 0 | 0 | #N/A | #N/A | n | 0 | 000
[9 empty] | #N/A | #N/A | n | 0 | [8 empty] | 0 | 0 | 0 | 0 | 0 | 0 | 0 | 0 | 0 | #N/A | #N/A | n | 0 | 000
[9 empty] | #N/A | #N/A | n | 0 | [8 empty] | 0 | 0 | 0 | 0 | 0 | 0 | 0 | 0 | 0 | #N/A | #N/A | n | 0 | 000
[9 empty] | #N/A | #N/A | n | 0 | [8 empty] | 0 | 0 | 0 | 0 | 0 | 0 | 0 | 0 | 0 | #N/A | #N/A | n | 0 | 000
[9 empty] | #N/A | #N/A | n | 0 | [8 empty] | 0 | 0 | 0 | 0 | 0 | 0 | 0 | 0 | 0 | #N/A | #N/A | n | 0 | 000
[9 empty] | #N/A | #N/A | n | 0 | [8 empty] | 0 | 0 | 0 | 0 | 0 | 0 | 0 | 0 | 0 | #N/A | #N/A | n | 0 | 000
[9 empty] | #N/A | #N/A | n | 0 | [8 empty] | 0 | 0 | 0 | 0 | 0 | 0 | 0 | 0 | 0 | #N/A | #N/A | n | 0 | 000
[9 empty] | #N/A | #N/A | n | 0 | [8 empty] | 0 | 0 | 0 | 0 | 0 | 0 | 0 | 0 | 0 | #N/A | #N/A | n | 0 | 000
[9 empty] | #N/A | #N/A | n | 0 | [8 empty] | 0 | 0 | 0 | 0 | 0 | 0 | 0 | 0 | 0 | #N/A | #N/A | n | 0 | 000
[9 empty] | #N/A | #N/A | n | 0 | [8 empty] | 0 | 0 | 0 | 0 | 0 | 0 | 0 | 0 | 0 | #N/A | #N/A | n | 0 | 000
[9 empty] | #N/A | #N/A | n | 0 | [8 empty] | 0 | 0 | 0 | 0 | 0 | 0 | 0 | 0 | 0 | #N/A | #N/A | n | 0 | 000
[9 empty] | #N/A | #N/A | n | 0 | [8 empty] | 0 | 0 | 0 | 0 | 0 | 0 | 0 | 0 | 0 | #N/A | #N/A | n | 0 | 000
[9 empty] | #N/A | #N/A | n | 0 | [8 empty] | 0 | 0 | 0 | 0 | 0 | 0 | 0 | 0 | 0 | #N/A | #N/A | n | 0 | 000
[9 empty] | #N/A | #N/A | n | 0 | [8 empty] | 0 | 0 | 0 | 0 | 0 | 0 | 0 | 0 | 0 | #N/A | #N/A | n | 0 | 000
[9 empty] | #N/A | #N/A | n | 0 | [8 empty] | 0 | 0 | 0 | 0 | 0 | 0 | 0 | 0 | 0 | #N/A | #N/A | n | 0 | 000
[9 empty] | #N/A | #N/A | n | 0 | [8 empty] | 0 | 0 | 0 | 0 | 0 | 0 | 0 | 0 | 0 | #N/A | #N/A | n | 0 | 000
[9 empty] | #N/A | #N/A | n | 0 | [8 empty] | 0 | 0 | 0 | 0 | 0 | 0 | 0 | 0 | 0 | #N/A | #N/A | n | 0 | 000
[9 empty] | #N/A | #N/A | n | 0 | [8 empty] | 0 | 0 | 0 | 0 | 0 | 0 | 0 | 0 | 0 | #N/A | #N/A | n | 0 | 000
[9 empty] | #N/A | #N/A | n | 0 | [8 empty] | 0 | 0 | 0 | 0 | 0 | 0 | 0 | 0 | 0 | #N/A | #N/A | n | 0 | 000
[9 empty] | #N/A | #N/A | n | 0 | [8 empty] | 0 | 0 | 0 | 0 | 0 | 0 | 0 | 0 | 0 | #N/A | #N/A | n | 0 | 000
[9 empty] | #N/A | #N/A | n | 0 | [8 empty] | 0 | 0 | 0 | 0 | 0 | 0 | 0 | 0 | 0 | #N/A | #N/A | n | 0 | 000
[9 empty] | #N/A | #N/A | n | 0 | [8 empty] | 0 | 0 | 0 | 0 | 0 | 0 | 0 | 0 | 0 | #N/A | #N/A | n | 0 | 000
[9 empty] | #N/A | #N/A | n | 0 | [8 empty] | 0 | 0 | 0 | 0 | 0 | 0 | 0 | 0 | 0 | #N/A | #N/A | n | 0 | 000
[9 empty] | #N/A | #N/A | n | 0 | [8 empty] | 0 | 0 | 0 | 0 | 0 | 0 | 0 | 0 | 0 | #N/A | #N/A | n | 0 | 000
[9 empty] | #N/A | #N/A | n | 0 | [8 empty] | 0 | 0 | 0 | 0 | 0 | 0 | 0 | 0 | 0 | #N/A | #N/A | n | 0 | 000
[9 empty] | #N/A | #N/A | n | 0 | [8 empty] | 0 | 0 | 0 | 0 | 0 | 0 | 0 | 0 | 0 | #N/A | #N/A | n | 0 | 000
[9 empty] | #N/A | #N/A | n | 0 | [8 empty] | 0 | 0 | 0 | 0 | 0 | 0 | 0 | 0 | 0 | #N/A | #N/A | n | 0 | 000
[9 empty] | #N/A | #N/A | n | 0 | [8 empty] | 0 | 0 | 0 | 0 | 0 | 0 | 0 | 0 | 0 | #N/A | #N/A | n | 0 | 000
[9 empty] | #N/A | #N/A | n | 0 | [8 empty] | 0 | 0 | 0 | 0 | 0 | 0 | 0 | 0 | 0 | #N/A | #N/A | n | 0 | 000
[9 empty] | #N/A | #N/A | n | 0 | [8 empty] | 0 | 0 | 0 | 0 | 0 | 0 | 0 | 0 | 0 | #N/A | #N/A | n | 0 | 000
[9 empty] | #N/A | #N/A | n | 0 | [8 empty] | 0 | 0 | 0 | 0 | 0 | 0 | 0 | 0 | 0 | #N/A | #N/A | n | 0 | 000
[9 empty] | #N/A | #N/A | n | 0 | [8 empty] | 0 | 0 | 0 | 0 | 0 | 0 | 0 | 0 | 0 | #N/A | #N/A | n | 0 | 000
[9 empty] | #N/A | #N/A | n | 0 | [8 empty] | 0 | 0 | 0 | 0 | 0 | 0 | 0 | 0 | 0 | #N/A | #N/A | n | 0 | 000
[9 empty] | #N/A | #N/A | n | 0 | [8 empty] | 0 | 0 | 0 | 0 | 0 | 0 | 0 | 0 | 0 | #N/A | #N/A | n | 0 | 000
[9 empty] | #N/A | #N/A | n | 0 | [8 empty] | 0 | 0 | 0 | 0 | 0 | 0 | 0 | 0 | 0 | #N/A | #N/A | n | 0 | 000
[9 empty] | #N/A | #N/A | n | 0 | [8 empty] | 0 | 0 | 0 | 0 | 0 | 0 | 0 | 0 | 0 | #N/A | #N/A | n | 0 | 000
[9 empty] | #N/A | #N/A | n | 0 | [8 empty] | 0 | 0 | 0 | 0 | 0 | 0 | 0 | 0 | 0 | #N/A | #N/A | n | 0 | 000
[9 empty] | #N/A | #N/A | n | 0 | [8 empty] | 0 | 0 | 0 | 0 | 0 | 0 | 0 | 0 | 0 | #N/A | #N/A | n | 0 | 000
[9 empty] | #N/A | #N/A | n | 0 | [8 empty] | 0 | 0 | 0 | 0 | 0 | 0 | 0 | 0 | 0 | #N/A | #N/A | n | 0 | 000
[9 empty] | #N/A | #N/A | n | 0 | [8 empty] | 0 | 0 | 0 | 0 | 0 | 0 | 0 | 0 | 0 | #N/A | #N/A | n | 0 | 000
[9 empty] | #N/A | #N/A | n | 0 | [8 empty] | 0 | 0 | 0 | 0 | 0 | 0 | 0 | 0 | 0 | #N/A | #N/A | n | 0 | 000
[9 empty] | #N/A | #N/A | n | 0 | [8 empty] | 0 | 0 | 0 | 0 | 0 | 0 | 0 | 0 | 0 | #N/A | #N/A | n | 0 | 000
[9 empty] | #N/A | #N/A | n | 0 | [8 empty] | 0 | 0 | 0 | 0 | 0 | 0 | 0 | 0 | 0 | #N/A | #N/A | n | 0 | 000
[9 empty] | #N/A | #N/A | n | 0 | [8 empty] | 0 | 0 | 0 | 0 | 0 | 0 | 0 | 0 | 0 | #N/A | #N/A | n | 0 | 000
[9 empty] | #N/A | #N/A | n | 0 | [8 empty] | 0 | 0 | 0 | 0 | 0 | 0 | 0 | 0 | 0 | #N/A | #N/A | n | 0 | 000
[9 empty] | #N/A | #N/A | n | 0 | [8 empty] | 0 | 0 | 0 | 0 | 0 | 0 | 0 | 0 | 0 | #N/A | #N/A | n | 0 | 000
[9 empty] | #N/A | #N/A | n | 0 | [8 empty] | 0 | 0 | 0 | 0 | 0 | 0 | 0 | 0 | 0 | #N/A | #N/A | n | 0 | 000
[9 empty] | #N/A | #N/A | n | 0 | [8 empty] | 0 | 0 | 0 | 0 | 0 | 0 | 0 | 0 | 0 | #N/A | #N/A | n | 0 | 000
[9 empty] | #N/A | #N/A | n | 0 | [8 empty] | 0 | 0 | 0 | 0 | 0 | 0 | 0 | 0 | 0 | #N/A | #N/A | n | 0 | 000
[9 empty] | #N/A | #N/A | n | 0 | [8 empty] | 0 | 0 | 0 | 0 | 0 | 0 | 0 | 0 | 0 | #N/A | #N/A | n | 0 | 000
[9 empty] | #N/A | #N/A | n | 0 | [8 empty] | 0 | 0 | 0 | 0 | 0 | 0 | 0 | 0 | 0 | #N/A | #N/A | n | 0 | 000
[9 empty] | #N/A | #N/A | n | 0 | [8 empty] | 0 | 0 | 0 | 0 | 0 | 0 | 0 | 0 | 0 | #N/A | #N/A | n | 0 | 000
[9 empty] | #N/A | #N/A | n | 0 | [8 empty] | 0 | 0 | 0 | 0 | 0 | 0 | 0 | 0 | 0 | #N/A | #N/A | n | 0 | 000
[9 empty] | #N/A | #N/A | n | 0 | [8 empty] | 0 | 0 | 0 | 0 | 0 | 0 | 0 | 0 | 0 | #N/A | #N/A | n | 0 | 000
[9 empty] | #N/A | #N/A | n | 0 | [8 empty] | 0 | 0 | 0 | 0 | 0 | 0 | 0 | 0 | 0 | #N/A | #N/A | n | 0 | 000
[9 empty] | #N/A | #N/A | n | 0 | [8 empty] | 0 | 0 | 0 | 0 | 0 | 0 | 0 | 0 | 0 | #N/A | #N/A | n | 0 | 000
[9 empty] | #N/A | #N/A | n | 0 | [8 empty] | 0 | 0 | 0 | 0 | 0 | 0 | 0 | 0 | 0 | #N/A | #N/A | n | 0 | 000
[9 empty] | #N/A | #N/A | n | 0 | [8 empty] | 0 | 0 | 0 | 0 | 0 | 0 | 0 | 0 | 0 | #N/A | #N/A | n | 0 | 000
[9 empty] | #N/A | #N/A | n | 0 | [8 empty] | 0 | 0 | 0 | 0 | 0 | 0 | 0 | 0 | 0 | #N/A | #N/A | n | 0 | 000
[9 empty] | #N/A | #N/A | n | 0 | [8 empty] | 0 | 0 | 0 | 0 | 0 | 0 | 0 | 0 | 0 | #N/A | #N/A | n | 0 | 000
[9 empty] | #N/A | #N/A | n | 0 | [8 empty] | 0 | 0 | 0 | 0 | 0 | 0 | 0 | 0 | 0 | #N/A | #N/A | n | 0 | 000
[9 empty] | #N/A | #N/A | n | 0 | [8 empty] | 0 | 0 | 0 | 0 | 0 | 0 | 0 | 0 | 0 | #N/A | #N/A | n | 0 | 000
[9 empty] | #N/A | #N/A | n | 0 | [8 empty] | 0 | 0 | 0 | 0 | 0 | 0 | 0 | 0 | 0 | #N/A | #N/A | n | 0 | 000
[9 empty] | #N/A | #N/A | n | 0 | [8 empty] | 0 | 0 | 0 | 0 | 0 | 0 | 0 | 0 | 0 | #N/A | #N/A | n | 0 | 000
[9 empty] | #N/A | #N/A | n | 0 | [8 empty] | 0 | 0 | 0 | 0 | 0 | 0 | 0 | 0 | 0 | #N/A | #N/A | n | 0 | 000
[9 empty] | #N/A | #N/A | n | 0 | [8 empty] | 0 | 0 | 0 | 0 | 0 | 0 | 0 | 0 | 0 | #N/A | #N/A | n | 0 | 000
[9 empty] | #N/A | #N/A | n | 0 | [8 empty] | 0 | 0 | 0 | 0 | 0 | 0 | 0 | 0 | 0 | #N/A | #N/A | n | 0 | 000
[9 empty] | #N/A | #N/A | n | 0 | [8 empty] | 0 | 0 | 0 | 0 | 0 | 0 | 0 | 0 | 0 | #N/A | #N/A | n | 0 | 000
[9 empty] | #N/A | #N/A | n | 0 | [8 empty] | 0 | 0 | 0 | 0 | 0 | 0 | 0 | 0 | 0 | #N/A | #N/A | n | 0 | 000
[9 empty] | #N/A | #N/A | n | 0 | [8 empty] | 0 | 0 | 0 | 0 | 0 | 0 | 0 | 0 | 0 | #N/A | #N/A | n | 0 | 000
[9 empty] | #N/A | #N/A | n | 0 | [8 empty] | 0 | 0 | 0 | 0 | 0 | 0 | 0 | 0 | 0 | #N/A | #N/A | n | 0 | 000
[9 empty] | #N/A | #N/A | n | 0 | [8 empty] | 0 | 0 | 0 | 0 | 0 | 0 | 0 | 0 | 0 | #N/A | #N/A | n | 0 | 000
[9 empty] | #N/A | #N/A | n | 0 | [8 empty] | 0 | 0 | 0 | 0 | 0 | 0 | 0 | 0 | 0 | #N/A | #N/A | n | 0 | 000
[9 empty] | #N/A | #N/A | n | 0 | [8 empty] | 0 | 0 | 0 | 0 | 0 | 0 | 0 | 0 | 0 | #N/A | #N/A | n | 0 | 000
[9 empty] | #N/A | #N/A | n | 0 | [8 empty] | 0 | 0 | 0 | 0 | 0 | 0 | 0 | 0 | 0 | #N/A | #N/A | n | 0 | 000
[9 empty] | #N/A | #N/A | n | 0 | [8 empty] | 0 | 0 | 0 | 0 | 0 | 0 | 0 | 0 | 0 | #N/A | #N/A | n | 0 | 000
[9 empty] | #N/A | #N/A | n | 0 | [8 empty] | 0 | 0 | 0 | 0 | 0 | 0 | 0 | 0 | 0 | #N/A | #N/A | n | 0 | 000
[9 empty] | #N/A | #N/A | n | 0 | [8 empty] | 0 | 0 | 0 | 0 | 0 | 0 | 0 | 0 | 0 | #N/A | #N/A | n | 0 | 000
[9 empty] | #N/A | #N/A | n | 0 | [8 empty] | 0 | 0 | 0 | 0 | 0 | 0 | 0 | 0 | 0 | #N/A | #N/A | n | 0 | 000
[9 empty] | #N/A | #N/A | n | 0 | [8 empty] | 0 | 0 | 0 | 0 | 0 | 0 | 0 | 0 | 0 | #N/A | #N/A | n | 0 | 000
[9 empty] | #N/A | #N/A | n | 0 | [8 empty] | 0 | 0 | 0 | 0 | 0 | 0 | 0 | 0 | 0 | #N/A | #N/A | n | 0 | 000
[9 empty] | #N/A | #N/A | n | 0 | [8 empty] | 0 | 0 | 0 | 0 | 0 | 0 | 0 | 0 | 0 | #N/A | #N/A | n | 0 | 000
[9 empty] | #N/A | #N/A | n | 0 | [8 empty] | 0 | 0 | 0 | 0 | 0 | 0 | 0 | 0 | 0 | #N/A | #N/A | n | 0 | 000
[9 empty] | #N/A | #N/A | n | 0 | [8 empty] | 0 | 0 | 0 | 0 | 0 | 0 | 0 | 0 | 0 | #N/A | #N/A | n | 0 | 000
[9 empty] | #N/A | #N/A | n | 0 | [8 empty] | 0 | 0 | 0 | 0 | 0 | 0 | 0 | 0 | 0 | #N/A | #N/A | n | 0 | 000
[9 empty] | #N/A | #N/A | n | 0 | [8 empty] | 0 | 0 | 0 | 0 | 0 | 0 | 0 | 0 | 0 | #N/A | #N/A | n | 0 | 000
[9 empty] | #N/A | #N/A | n | 0 | [8 empty] | 0 | 0 | 0 | 0 | 0 | 0 | 0 | 0 | 0 | #N/A | #N/A | n | 0 | 000
[9 empty] | #N/A | #N/A | n | 0 | [8 empty] | 0 | 0 | 0 | 0 | 0 | 0 | 0 | 0 | 0 | #N/A | #N/A | n | 0 | 000
[9 empty] | #N/A | #N/A | n | 0 | [8 empty] | 0 | 0 | 0 | 0 | 0 | 0 | 0 | 0 | 0 | #N/A | #N/A | n | 0 | 000
[9 empty] | #N/A | #N/A | n | 0 | [8 empty] | 0 | 0 | 0 | 0 | 0 | 0 | 0 | 0 | 0 | #N/A | #N/A | n | 0 | 000
[9 empty] | #N/A | #N/A | n | 0 | [8 empty] | 0 | 0 | 0 | 0 | 0 | 0 | 0 | 0 | 0 | #N/A | #N/A | n | 0 | 000
[9 empty] | #N/A | #N/A | n | 0 | [8 empty] | 0 | 0 | 0 | 0 | 0 | 0 | 0 | 0 | 0 | #N/A | #N/A | n | 0 | 000
[9 empty] | #N/A | #N/A | n | 0 | [8 empty] | 0 | 0 | 0 | 0 | 0 | 0 | 0 | 0 | 0 | #N/A | #N/A | n | 0 | 000
[9 empty] | #N/A | #N/A | n | 0 | [8 empty] | 0 | 0 | 0 | 0 | 0 | 0 | 0 | 0 | 0 | #N/A | #N/A | n | 0 | 000
[9 empty] | #N/A | #N/A | n | 0 | [8 empty] | 0 | 0 | 0 | 0 | 0 | 0 | 0 | 0 | 0 | #N/A | #N/A | n | 0 | 000
[9 empty] | #N/A | #N/A | n | 0 | [8 empty] | 0 | 0 | 0 | 0 | 0 | 0 | 0 | 0 | 0 | #N/A | #N/A | n | 0 | 000
[9 empty] | #N/A | #N/A | n | 0 | [8 empty] | 0 | 0 | 0 | 0 | 0 | 0 | 0 | 0 | 0 | #N/A | #N/A | n | 0 | 000
[9 empty] | #N/A | #N/A | n | 0 | [8 empty] | 0 | 0 | 0 | 0 | 0 | 0 | 0 | 0 | 0 | #N/A | #N/A | n | 0 | 000
[9 empty] | #N/A | #N/A | n | 0 | [8 empty] | 0 | 0 | 0 | 0 | 0 | 0 | 0 | 0 | 0 | #N/A | #N/A | n | 0 | 000
[9 empty] | #N/A | #N/A | n | 0 | [8 empty] | 0 | 0 | 0 | 0 | 0 | 0 | 0 | 0 | 0 | #N/A | #N/A | n | 0 | 000
[9 empty] | #N/A | #N/A | n | 0 | [8 empty] | 0 | 0 | 0 | 0 | 0 | 0 | 0 | 0 | 0 | #N/A | #N/A | n | 0 | 000
[9 empty] | #N/A | #N/A | n | 0 | [8 empty] | 0 | 0 | 0 | 0 | 0 | 0 | 0 | 0 | 0 | #N/A | #N/A | n | 0 | 000
[9 empty] | #N/A | #N/A | n | 0 | [8 empty] | 0 | 0 | 0 | 0 | 0 | 0 | 0 | 0 | 0 | #N/A | #N/A | n | 0 | 000
[9 empty] | #N/A | #N/A | n | 0 | [8 empty] | 0 | 0 | 0 | 0 | 0 | 0 | 0 | 0 | 0 | #N/A | #N/A | n | 0 | 000
[9 empty] | #N/A | #N/A | n | 0 | [8 empty] | 0 | 0 | 0 | 0 | 0 | 0 | 0 | 0 | 0 | #N/A | #N/A | n | 0 | 000
[9 empty] | #N/A | #N/A | n | 0 | [8 empty] | 0 | 0 | 0 | 0 | 0 | 0 | 0 | 0 | 0 | #N/A | #N/A | n | 0 | 000
[9 empty] | #N/A | #N/A | n | 0 | [8 empty] | 0 | 0 | 0 | 0 | 0 | 0 | 0 | 0 | 0 | #N/A | #N/A | n | 0 | 000
[9 empty] | #N/A | #N/A | n | 0 | [8 empty] | 0 | 0 | 0 | 0 | 0 | 0 | 0 | 0 | 0 | #N/A | #N/A | n | 0 | 000
[9 empty] | #N/A | #N/A | n | 0 | [8 empty] | 0 | 0 | 0 | 0 | 0 | 0 | 0 | 0 | 0 | #N/A | #N/A | n | 0 | 000
[9 empty] | #N/A | #N/A | n | 0 | [8 empty] | 0 | 0 | 0 | 0 | 0 | 0 | 0 | 0 | 0 | #N/A | #N/A | n | 0 | 000
[9 empty] | #N/A | #N/A | n | 0 | [8 empty] | 0 | 0 | 0 | 0 | 0 | 0 | 0 | 0 | 0 | #N/A | #N/A | n | 0 | 000
[9 empty] | #N/A | #N/A | n | 0 | [8 empty] | 0 | 0 | 0 | 0 | 0 | 0 | 0 | 0 | 0 | #N/A | #N/A | n | 0 | 000
[9 empty] | #N/A | #N/A | n | 0 | [8 empty] | 0 | 0 | 0 | 0 | 0 | 0 | 0 | 0 | 0 | #N/A | #N/A | n | 0 | 000
[9 empty] | #N/A | #N/A | n | 0 | [8 empty] | 0 | 0 | 0 | 0 | 0 | 0 | 0 | 0 | 0 | #N/A | #N/A | n | 0 | 000
[9 empty] | #N/A | #N/A | n | 0 | [8 empty] | 0 | 0 | 0 | 0 | 0 | 0 | 0 | 0 | 0 | #N/A | #N/A | n | 0 | 000
[9 empty] | #N/A | #N/A | n | 0 | [8 empty] | 0 | 0 | 0 | 0 | 0 | 0 | 0 | 0 | 0 | #N/A | #N/A | n | 0 | 000
[9 empty] | #N/A | #N/A | n | 0 | [8 empty] | 0 | 0 | 0 | 0 | 0 | 0 | 0 | 0 | 0 | #N/A | #N/A | n | 0 | 000
[9 empty] | #N/A | #N/A | n | 0 | [8 empty] | 0 | 0 | 0 | 0 | 0 | 0 | 0 | 0 | 0 | #N/A | #N/A | n | 0 | 000
[9 empty] | #N/A | #N/A | n | 0 | [8 empty] | 0 | 0 | 0 | 0 | 0 | 0 | 0 | 0 | 0 | #N/A | #N/A | n | 0 | 000
[9 empty] | #N/A | #N/A | n | 0 | [8 empty] | 0 | 0 | 0 | 0 | 0 | 0 | 0 | 0 | 0 | #N/A | #N/A | n | 0 | 000
[9 empty] | #N/A | #N/A | n | 0 | [8 empty] | 0 | 0 | 0 | 0 | 0 | 0 | 0 | 0 | 0 | #N/A | #N/A | n | 0 | 000
[9 empty] | #N/A | #N/A | n | 0 | [8 empty] | 0 | 0 | 0 | 0 | 0 | 0 | 0 | 0 | 0 | #N/A | #N/A | n | 0 | 000
[9 empty] | #N/A | #N/A | n | 0 | [8 empty] | 0 | 0 | 0 | 0 | 0 | 0 | 0 | 0 | 0 | #N/A | #N/A | n | 0 | 000
[9 empty] | #N/A | #N/A | n | 0 | [8 empty] | 0 | 0 | 0 | 0 | 0 | 0 | 0 | 0 | 0 | #N/A | #N/A | n | 0 | 000
[9 empty] | #N/A | #N/A | n | 0 | [8 empty] | 0 | 0 | 0 | 0 | 0 | 0 | 0 | 0 | 0 | #N/A | #N/A | n | 0 | 000
[9 empty] | #N/A | #N/A | n | 0 | [8 empty] | 0 | 0 | 0 | 0 | 0 | 0 | 0 | 0 | 0 | #N/A | #N/A | n | 0 | 000
[9 empty] | #N/A | #N/A | n | 0 | [8 empty] | 0 | 0 | 0 | 0 | 0 | 0 | 0 | 0 | 0 | #N/A | #N/A | n | 0 | 000
[9 empty] | #N/A | #N/A | n | 0 | [8 empty] | 0 | 0 | 0 | 0 | 0 | 0 | 0 | 0 | 0 | #N/A | #N/A | n | 0 | 000
[9 empty] | #N/A | #N/A | n | 0 | [8 empty] | 0 | 0 | 0 | 0 | 0 | 0 | 0 | 0 | 0 | #N/A | #N/A | n | 0 | 000
[9 empty] | #N/A | #N/A | n | 0 | [8 empty] | 0 | 0 | 0 | 0 | 0 | 0 | 0 | 0 | 0 | #N/A | #N/A | n | 0 | 000
[9 empty] | #N/A | #N/A | n | 0 | [8 empty] | 0 | 0 | 0 | 0 | 0 | 0 | 0 | 0 | 0 | #N/A | #N/A | n | 0 | 000
[9 empty] | #N/A | #N/A | n | 0 | [8 empty] | 0 | 0 | 0 | 0 | 0 | 0 | 0 | 0 | 0 | #N/A | #N/A | n | 0 | 000
[9 empty] | #N/A | #N/A | n | 0 | [8 empty] | 0 | 0 | 0 | 0 | 0 | 0 | 0 | 0 | 0 | #N/A | #N/A | n | 0 | 000
[9 empty] | #N/A | #N/A | n | 0 | [8 empty] | 0 | 0 | 0 | 0 | 0 | 0 | 0 | 0 | 0 | #N/A | #N/A | n | 0 | 000
[9 empty] | #N/A | #N/A | n | 0 | [8 empty] | 0 | 0 | 0 | 0 | 0 | 0 | 0 | 0 | 0 | #N/A | #N/A | n | 0 | 000
[9 empty] | #N/A | #N/A | n | 0 | [8 empty] | 0 | 0 | 0 | 0 | 0 | 0 | 0 | 0 | 0 | #N/A | #N/A | n | 0 | 000
[9 empty] | #N/A | #N/A | n | 0 | [8 empty] | 0 | 0 | 0 | 0 | 0 | 0 | 0 | 0 | 0 | #N/A | #N/A | n | 0 | 000
[9 empty] | #N/A | #N/A | n | 0 | [8 empty] | 0 | 0 | 0 | 0 | 0 | 0 | 0 | 0 | 0 | #N/A | #N/A | n | 0 | 000
[9 empty] | #N/A | #N/A | n | 0 | [8 empty] | 0 | 0 | 0 | 0 | 0 | 0 | 0 | 0 | 0 | #N/A | #N/A | n | 0 | 000
[9 empty] | #N/A | #N/A | n | 0 | [8 empty] | 0 | 0 | 0 | 0 | 0 | 0 | 0 | 0 | 0 | #N/A | #N/A | n | 0 | 000
[9 empty] | #N/A | #N/A | n | 0 | [8 empty] | 0 | 0 | 0 | 0 | 0 | 0 | 0 | 0 | 0 | #N/A | #N/A | n | 0 | 000
[9 empty] | #N/A | #N/A | n | 0 | [8 empty] | 0 | 0 | 0 | 0 | 0 | 0 | 0 | 0 | 0 | #N/A | #N/A | n | 0 | 000
[9 empty] | #N/A | #N/A | n | 0 | [8 empty] | 0 | 0 | 0 | 0 | 0 | 0 | 0 | 0 | 0 | #N/A | #N/A | n | 0 | 000
[9 empty] | #N/A | #N/A | n | 0 | [8 empty] | 0 | 0 | 0 | 0 | 0 | 0 | 0 | 0 | 0 | #N/A | #N/A | n | 0 | 000
[9 empty] | #N/A | #N/A | n | 0 | [8 empty] | 0 | 0 | 0 | 0 | 0 | 0 | 0 | 0 | 0 | #N/A | #N/A | n | 0 | 000
[9 empty] | #N/A | #N/A | n | 0 | [8 empty] | 0 | 0 | 0 | 0 | 0 | 0 | 0 | 0 | 0 | #N/A | #N/A | n | 0 | 000
[9 empty] | #N/A | #N/A | n | 0 | [8 empty] | 0 | 0 | 0 | 0 | 0 | 0 | 0 | 0 | 0 | #N/A | #N/A | n | 0 | 000
[9 empty] | #N/A | #N/A | n | 0 | [8 empty] | 0 | 0 | 0 | 0 | 0 | 0 | 0 | 0 | 0 | #N/A | #N/A | n | 0 | 000
[9 empty] | #N/A | #N/A | n | 0 | [8 empty] | 0 | 0 | 0 | 0 | 0 | 0 | 0 | 0 | 0 | #N/A | #N/A | n | 0 | 000
[9 empty] | #N/A | #N/A | n | 0 | [8 empty] | 0 | 0 | 0 | 0 | 0 | 0 | 0 | 0 | 0 | #N/A | #N/A | n | 0 | 000
[9 empty] | #N/A | #N/A | n | 0 | [8 empty] | 0 | 0 | 0 | 0 | 0 | 0 | 0 | 0 | 0 | #N/A | #N/A | n | 0 | 000
[9 empty] | #N/A | #N/A | n | 0 | [8 empty] | 0 | 0 | 0 | 0 | 0 | 0 | 0 | 0 | 0 | #N/A | #N/A | n | 0 | 000
[9 empty] | #N/A | #N/A | n | 0 | [8 empty] | 0 | 0 | 0 | 0 | 0 | 0 | 0 | 0 | 0 | #N/A | #N/A | n | 0 | 000
[9 empty] | #N/A | #N/A | n | 0 | [8 empty] | 0 | 0 | 0 | 0 | 0 | 0 | 0 | 0 | 0 | #N/A | #N/A | n | 0 | 000
[9 empty] | #N/A | #N/A | n | 0 | [8 empty] | 0 | 0 | 0 | 0 | 0 | 0 | 0 | 0 | 0 | #N/A | #N/A | n | 0 | 000
[9 empty] | #N/A | #N/A | n | 0 | [8 empty] | 0 | 0 | 0 | 0 | 0 | 0 | 0 | 0 | 0 | #N/A | #N/A | n | 0 | 000
[9 empty] | #N/A | #N/A | n | 0 | [8 empty] | 0 | 0 | 0 | 0 | 0 | 0 | 0 | 0 | 0 | #N/A | #N/A | n | 0 | 000
[9 empty] | #N/A | #N/A | n | 0 | [8 empty] | 0 | 0 | 0 | 0 | 0 | 0 | 0 | 0 | 0 | #N/A | #N/A | n | 0 | 000
[9 empty] | #N/A | #N/A | n | 0 | [8 empty] | 0 | 0 | 0 | 0 | 0 | 0 | 0 | 0 | 0 | #N/A | #N/A | n | 0 | 000
[9 empty] | #N/A | #N/A | n | 0 | [8 empty] | 0 | 0 | 0 | 0 | 0 | 0 | 0 | 0 | 0 | #N/A | #N/A | n | 0 | 000
[9 empty] | #N/A | #N/A | n | 0 | [8 empty] | 0 | 0 | 0 | 0 | 0 | 0 | 0 | 0 | 0 | #N/A | #N/A | n | 0 | 000
[9 empty] | #N/A | #N/A | n | 0 | [8 empty] | 0 | 0 | 0 | 0 | 0 | 0 | 0 | 0 | 0 | #N/A | #N/A | n | 0 | 000
[9 empty] | #N/A | #N/A | n | 0 | [8 empty] | 0 | 0 | 0 | 0 | 0 | 0 | 0 | 0 | 0 | #N/A | #N/A | n | 0 | 000
[9 empty] | #N/A | #N/A | n | 0 | [8 empty] | 0 | 0 | 0 | 0 | 0 | 0 | 0 | 0 | 0 | #N/A | #N/A | n | 0 | 000
[9 empty] | #N/A | #N/A | n | 0 | [8 empty] | 0 | 0 | 0 | 0 | 0 | 0 | 0 | 0 | 0 | #N/A | #N/A | n | 0 | 000
[9 empty] | #N/A | #N/A | n | 0 | [8 empty] | 0 | 0 | 0 | 0 | 0 | 0 | 0 | 0 | 0 | #N/A | #N/A | n | 0 | 000
[9 empty] | #N/A | #N/A | n | 0 | [8 empty] | 0 | 0 | 0 | 0 | 0 | 0 | 0 | 0 | 0 | #N/A | #N/A | n | 0 | 000
[9 empty] | #N/A | #N/A | n | 0 | [8 empty] | 0 | 0 | 0 | 0 | 0 | 0 | 0 | 0 | 0 | #N/A | #N/A | n | 0 | 000
[9 empty] | #N/A | #N/A | n | 0 | [8 empty] | 0 | 0 | 0 | 0 | 0 | 0 | 0 | 0 | 0 | #N/A | #N/A | n | 0 | 000
[9 empty] | #N/A | #N/A | n | 0 | [8 empty] | 0 | 0 | 0 | 0 | 0 | 0 | 0 | 0 | 0 | #N/A | #N/A | n | 0 | 000
[9 empty] | #N/A | #N/A | n | 0 | [8 empty] | 0 | 0 | 0 | 0 | 0 | 0 | 0 | 0 | 0 | #N/A | #N/A | n | 0 | 000
[9 empty] | #N/A | #N/A | n | 0 | [8 empty] | 0 | 0 | 0 | 0 | 0 | 0 | 0 | 0 | 0 | #N/A | #N/A | n | 0 | 000
[9 empty] | #N/A | #N/A | n | 0 | [8 empty] | 0 | 0 | 0 | 0 | 0 | 0 | 0 | 0 | 0 | #N/A | #N/A | n | 0 | 000
[9 empty] | #N/A | #N/A | n | 0 | [8 empty] | 0 | 0 | 0 | 0 | 0 | 0 | 0 | 0 | 0 | #N/A | #N/A | n | 0 | 000
[9 empty] | #N/A | #N/A | n | 0 | [8 empty] | 0 | 0 | 0 | 0 | 0 | 0 | 0 | 0 | 0 | #N/A | #N/A | n | 0 | 000
[9 empty] | #N/A | #N/A | n | 0 | [8 empty] | 0 | 0 | 0 | 0 | 0 | 0 | 0 | 0 | 0 | #N/A | #N/A | n | 0 | 000
[9 empty] | #N/A | #N/A | n | 0 | [8 empty] | 0 | 0 | 0 | 0 | 0 | 0 | 0 | 0 | 0 | #N/A | #N/A | n | 0 | 000
[9 empty] | #N/A | #N/A | n | 0 | [8 empty] | 0 | 0 | 0 | 0 | 0 | 0 | 0 | 0 | 0 | #N/A | #N/A | n | 0 | 000
[9 empty] | #N/A | #N/A | n | 0 | [8 empty] | 0 | 0 | 0 | 0 | 0 | 0 | 0 | 0 | 0 | #N/A | #N/A | n | 0 | 000
[9 empty] | #N/A | #N/A | n | 0 | [8 empty] | 0 | 0 | 0 | 0 | 0 | 0 | 0 | 0 | 0 | #N/A | #N/A | n | 0 | 000
[9 empty] | #N/A | #N/A | n | 0 | [8 empty] | 0 | 0 | 0 | 0 | 0 | 0 | 0 | 0 | 0 | #N/A | #N/A | n | 0 | 000
[9 empty] | #N/A | #N/A | n | 0 | [8 empty] | 0 | 0 | 0 | 0 | 0 | 0 | 0 | 0 | 0 | #N/A | #N/A | n | 0 | 000
[9 empty] | #N/A | #N/A | n | 0 | [8 empty] | 0 | 0 | 0 | 0 | 0 | 0 | 0 | 0 | 0 | #N/A | #N/A | n | 0 | 000
[9 empty] | #N/A | #N/A | n | 0 | [8 empty] | 0 | 0 | 0 | 0 | 0 | 0 | 0 | 0 | 0 | #N/A | #N/A | n | 0 | 000
[9 empty] | #N/A | #N/A | n | 0 | [8 empty] | 0 | 0 | 0 | 0 | 0 | 0 | 0 | 0 | 0 | #N/A | #N/A | n | 0 | 000
[9 empty] | #N/A | #N/A | n | 0 | [8 empty] | 0 | 0 | 0 | 0 | 0 | 0 | 0 | 0 | 0 | #N/A | #N/A | n | 0 | 000
[9 empty] | #N/A | #N/A | n | 0 | [8 empty] | 0 | 0 | 0 | 0 | 0 | 0 | 0 | 0 | 0 | #N/A | #N/A | n | 0 | 000
[9 empty] | #N/A | #N/A | n | 0 | [8 empty] | 0 | 0 | 0 | 0 | 0 | 0 | 0 | 0 | 0 | #N/A | #N/A | n | 0 | 000
[9 empty] | #N/A | #N/A | n | 0 | [8 empty] | 0 | 0 | 0 | 0 | 0 | 0 | 0 | 0 | 0 | #N/A | #N/A | n | 0 | 000
[9 empty] | #N/A | #N/A | n | 0 | [8 empty] | 0 | 0 | 0 | 0 | 0 | 0 | 0 | 0 | 0 | #N/A | #N/A | n | 0 | 000
[9 empty] | #N/A | #N/A | n | 0 | [8 empty] | 0 | 0 | 0 | 0 | 0 | 0 | 0 | 0 | 0 | #N/A | #N/A | n | 0 | 000
[9 empty] | #N/A | #N/A | n | 0 | [8 empty] | 0 | 0 | 0 | 0 | 0 | 0 | 0 | 0 | 0 | #N/A | #N/A | n | 0 | 000
[9 empty] | #N/A | #N/A | n | 0 | [8 empty] | 0 | 0 | 0 | 0 | 0 | 0 | 0 | 0 | 0 | #N/A | #N/A | n | 0 | 000
[9 empty] | #N/A | #N/A | n | 0 | [8 empty] | 0 | 0 | 0 | 0 | 0 | 0 | 0 | 0 | 0 | #N/A | #N/A | n | 0 | 000
[9 empty] | #N/A | #N/A | n | 0 | [8 empty] | 0 | 0 | 0 | 0 | 0 | 0 | 0 | 0 | 0 | #N/A | #N/A | n | 0 | 000
[9 empty] | #N/A | #N/A | n | 0 | [8 empty] | 0 | 0 | 0 | 0 | 0 | 0 | 0 | 0 | 0 | #N/A | #N/A | n | 0 | 000
[9 empty] | #N/A | #N/A | n | 0 | [8 empty] | 0 | 0 | 0 | 0 | 0 | 0 | 0 | 0 | 0 | #N/A | #N/A | n | 0 | 000
[9 empty] | #N/A | #N/A | n | 0 | [8 empty] | 0 | 0 | 0 | 0 | 0 | 0 | 0 | 0 | 0 | #N/A | #N/A | n | 0 | 000
[9 empty] | #N/A | #N/A | n | 0 | [8 empty] | 0 | 0 | 0 | 0 | 0 | 0 | 0 | 0 | 0 | #N/A | #N/A | n | 0 | 000
[9 empty] | #N/A | #N/A | n | 0 | [8 empty] | 0 | 0 | 0 | 0 | 0 | 0 | 0 | 0 | 0 | #N/A | #N/A | n | 0 | 000
[9 empty] | #N/A | #N/A | n | 0 | [8 empty] | 0 | 0 | 0 | 0 | 0 | 0 | 0 | 0 | 0 | #N/A | #N/A | n | 0 | 000
[9 empty] | #N/A | #N/A | n | 0 | [8 empty] | 0 | 0 | 0 | 0 | 0 | 0 | 0 | 0 | 0 | #N/A | #N/A | n | 0 | 000
[9 empty] | #N/A | #N/A | n | 0 | [8 empty] | 0 | 0 | 0 | 0 | 0 | 0 | 0 | 0 | 0 | #N/A | #N/A | n | 0 | 000
[9 empty] | #N/A | #N/A | n | 0 | [8 empty] | 0 | 0 | 0 | 0 | 0 | 0 | 0 | 0 | 0 | #N/A | #N/A | n | 0 | 000
[9 empty] | #N/A | #N/A | n | 0 | [8 empty] | 0 | 0 | 0 | 0 | 0 | 0 | 0 | 0 | 0 | #N/A | #N/A | n | 0 | 000
[9 empty] | #N/A | #N/A | n | 0 | [8 empty] | 0 | 0 | 0 | 0 | 0 | 0 | 0 | 0 | 0 | #N/A | #N/A | n | 0 | 000
[9 empty] | #N/A | #N/A | n | 0 | [8 empty] | 0 | 0 | 0 | 0 | 0 | 0 | 0 | 0 | 0 | #N/A | #N/A | n | 0 | 000
[9 empty] | #N/A | #N/A | n | 0 | [8 empty] | 0 | 0 | 0 | 0 | 0 | 0 | 0 | 0 | 0 | #N/A | #N/A | n | 0 | 000
[9 empty] | #N/A | #N/A | n | 0 | [8 empty] | 0 | 0 | 0 | 0 | 0 | 0 | 0 | 0 | 0 | #N/A | #N/A | n | 0 | 000
[9 empty] | #N/A | #N/A | n | 0 | [8 empty] | 0 | 0 | 0 | 0 | 0 | 0 | 0 | 0 | 0 | #N/A | #N/A | n | 0 | 000
[9 empty] | #N/A | #N/A | n | 0 | [8 empty] | 0 | 0 | 0 | 0 | 0 | 0 | 0 | 0 | 0 | #N/A | #N/A | n | 0 | 000
[9 empty] | #N/A | #N/A | n | 0 | [8 empty] | 0 | 0 | 0 | 0 | 0 | 0 | 0 | 0 | 0 | #N/A | #N/A | n | 0 | 000
[9 empty] | #N/A | #N/A | n | 0 | [8 empty] | 0 | 0 | 0 | 0 | 0 | 0 | 0 | 0 | 0 | #N/A | #N/A | n | 0 | 000
[9 empty] | #N/A | #N/A | n | 0 | [8 empty] | 0 | 0 | 0 | 0 | 0 | 0 | 0 | 0 | 0 | #N/A | #N/A | n | 0 | 000
[9 empty] | #N/A | #N/A | n | 0 | [8 empty] | 0 | 0 | 0 | 0 | 0 | 0 | 0 | 0 | 0 | #N/A | #N/A | n | 0 | 000
[9 empty] | #N/A | #N/A | n | 0 | [8 empty] | 0 | 0 | 0 | 0 | 0 | 0 | 0 | 0 | 0 | #N/A | #N/A | n | 0 | 000
[9 empty] | #N/A | #N/A | n | 0 | [8 empty] | 0 | 0 | 0 | 0 | 0 | 0 | 0 | 0 | 0 | #N/A | #N/A | n | 0 | 000
[9 empty] | #N/A | #N/A | n | 0 | [8 empty] | 0 | 0 | 0 | 0 | 0 | 0 | 0 | 0 | 0 | #N/A | #N/A | n | 0 | 000
[9 empty] | #N/A | #N/A | n | 0 | [8 empty] | 0 | 0 | 0 | 0 | 0 | 0 | 0 | 0 | 0 | #N/A | #N/A | n | 0 | 000
[9 empty] | #N/A | #N/A | n | 0 | [8 empty] | 0 | 0 | 0 | 0 | 0 | 0 | 0 | 0 | 0 | #N/A | #N/A | n | 0 | 000
[9 empty] | #N/A | #N/A | n | 0 | [8 empty] | 0 | 0 | 0 | 0 | 0 | 0 | 0 | 0 | 0 | #N/A | #N/A | n | 0 | 000
[9 empty] | #N/A | #N/A | n | 0 | [8 empty] | 0 | 0 | 0 | 0 | 0 | 0 | 0 | 0 | 0 | #N/A | #N/A | n | 0 | 000
[9 empty] | #N/A | #N/A | n | 0 | [8 empty] | 0 | 0 | 0 | 0 | 0 | 0 | 0 | 0 | 0 | #N/A | #N/A | n | 0 | 000
[9 empty] | #N/A | #N/A | n | 0 | [8 empty] | 0 | 0 | 0 | 0 | 0 | 0 | 0 | 0 | 0 | #N/A | #N/A | n | 0 | 000
[9 empty] | #N/A | #N/A | n | 0 | [8 empty] | 0 | 0 | 0 | 0 | 0 | 0 | 0 | 0 | 0 | #N/A | #N/A | n | 0 | 000
[9 empty] | #N/A | #N/A | n | 0 | [8 empty] | 0 | 0 | 0 | 0 | 0 | 0 | 0 | 0 | 0 | #N/A | #N/A | n | 0 | 000
[9 empty] | #N/A | #N/A | n | 0 | [8 empty] | 0 | 0 | 0 | 0 | 0 | 0 | 0 | 0 | 0 | #N/A | #N/A | n | 0 | 000
[9 empty] | #N/A | #N/A | n | 0 | [8 empty] | 0 | 0 | 0 | 0 | 0 | 0 | 0 | 0 | 0 | #N/A | #N/A | n | 0 | 000
[9 empty] | #N/A | #N/A | n | 0 | [8 empty] | 0 | 0 | 0 | 0 | 0 | 0 | 0 | 0 | 0 | #N/A | #N/A | n | 0 | 000
[9 empty] | #N/A | #N/A | n | 0 | [8 empty] | 0 | 0 | 0 | 0 | 0 | 0 | 0 | 0 | 0 | #N/A | #N/A | n | 0 | 000
[9 empty] | #N/A | #N/A | n | 0 | [8 empty] | 0 | 0 | 0 | 0 | 0 | 0 | 0 | 0 | 0 | #N/A | #N/A | n | 0 | 000
[9 empty] | #N/A | #N/A | n | 0 | [8 empty] | 0 | 0 | 0 | 0 | 0 | 0 | 0 | 0 | 0 | #N/A | #N/A | n | 0 | 000
[9 empty] | #N/A | #N/A | n | 0 | [8 empty] | 0 | 0 | 0 | 0 | 0 | 0 | 0 | 0 | 0 | #N/A | #N/A | n | 0 | 000
[9 empty] | #N/A | #N/A | n | 0 | [8 empty] | 0 | 0 | 0 | 0 | 0 | 0 | 0 | 0 | 0 | #N/A | #N/A | n | 0 | 000
[9 empty] | #N/A | #N/A | n | 0 | [8 empty] | 0 | 0 | 0 | 0 | 0 | 0 | 0 | 0 | 0 | #N/A | #N/A | n | 0 | 000
[9 empty] | #N/A | #N/A | n | 0 | [8 empty] | 0 | 0 | 0 | 0 | 0 | 0 | 0 | 0 | 0 | #N/A | #N/A | n | 0 | 000
[9 empty] | #N/A | #N/A | n | 0 | [8 empty] | 0 | 0 | 0 | 0 | 0 | 0 | 0 | 0 | 0 | #N/A | #N/A | n | 0 | 000
[9 empty] | #N/A | #N/A | n | 0 | [8 empty] | 0 | 0 | 0 | 0 | 0 | 0 | 0 | 0 | 0 | #N/A | #N/A | n | 0 | 000
[9 empty] | #N/A | #N/A | n | 0 | [8 empty] | 0 | 0 | 0 | 0 | 0 | 0 | 0 | 0 | 0 | #N/A | #N/A | n | 0 | 000
[9 empty] | #N/A | #N/A | n | 0 | [8 empty] | 0 | 0 | 0 | 0 | 0 | 0 | 0 | 0 | 0 | #N/A | #N/A | n | 0 | 000
[9 empty] | #N/A | #N/A | n | 0 | [8 empty] | 0 | 0 | 0 | 0 | 0 | 0 | 0 | 0 | 0 | #N/A | #N/A | n | 0 | 000
[9 empty] | #N/A | #N/A | n | 0 | [8 empty] | 0 | 0 | 0 | 0 | 0 | 0 | 0 | 0 | 0 | #N/A | #N/A | n | 0 | 000
[9 empty] | #N/A | #N/A | n | 0 | [8 empty] | 0 | 0 | 0 | 0 | 0 | 0 | 0 | 0 | 0 | #N/A | #N/A | n | 0 | 000
[9 empty] | #N/A | #N/A | n | 0 | [8 empty] | 0 | 0 | 0 | 0 | 0 | 0 | 0 | 0 | 0 | #N/A | #N/A | n | 0 | 000
[9 empty] | #N/A | #N/A | n | 0 | [8 empty] | 0 | 0 | 0 | 0 | 0 | 0 | 0 | 0 | 0 | #N/A | #N/A | n | 0 | 000
[9 empty] | #N/A | #N/A | n | 0 | [8 empty] | 0 | 0 | 0 | 0 | 0 | 0 | 0 | 0 | 0 | #N/A | #N/A | n | 0 | 000
[9 empty] | #N/A | #N/A | n | 0 | [8 empty] | 0 | 0 | 0 | 0 | 0 | 0 | 0 | 0 | 0 | #N/A | #N/A | n | 0 | 000
[9 empty] | #N/A | #N/A | n | 0 | [8 empty] | 0 | 0 | 0 | 0 | 0 | 0 | 0 | 0 | 0 | #N/A | #N/A | n | 0 | 000
[9 empty] | #N/A | #N/A | n | 0 | [8 empty] | 0 | 0 | 0 | 0 | 0 | 0 | 0 | 0 | 0 | #N/A | #N/A | n | 0 | 000
[9 empty] | #N/A | #N/A | n | 0 | [8 empty] | 0 | 0 | 0 | 0 | 0 | 0 | 0 | 0 | 0 | #N/A | #N/A | n | 0 | 000
[9 empty] | #N/A | #N/A | n | 0 | [8 empty] | 0 | 0 | 0 | 0 | 0 | 0 | 0 | 0 | 0 | #N/A | #N/A | n | 0 | 000
[9 empty] | #N/A | #N/A | n | 0 | [8 empty] | 0 | 0 | 0 | 0 | 0 | 0 | 0 | 0 | 0 | #N/A | #N/A | n | 0 | 000
[9 empty] | #N/A | #N/A | n | 0 | [8 empty] | 0 | 0 | 0 | 0 | 0 | 0 | 0 | 0 | 0 | #N/A | #N/A | n | 0 | 000
[9 empty] | #N/A | #N/A | n | 0 | [8 empty] | 0 | 0 | 0 | 0 | 0 | 0 | 0 | 0 | 0 | #N/A | #N/A | n | 0 | 000
[9 empty] | #N/A | #N/A | n | 0 | [8 empty] | 0 | 0 | 0 | 0 | 0 | 0 | 0 | 0 | 0 | #N/A | #N/A | n | 0 | 000
[9 empty] | #N/A | #N/A | n | 0 | [8 empty] | 0 | 0 | 0 | 0 | 0 | 0 | 0 | 0 | 0 | #N/A | #N/A | n | 0 | 000
[9 empty] | #N/A | #N/A | n | 0 | [8 empty] | 0 | 0 | 0 | 0 | 0 | 0 | 0 | 0 | 0 | #N/A | #N/A | n | 0 | 000
[9 empty] | #N/A | #N/A | n | 0 | [8 empty] | 0 | 0 | 0 | 0 | 0 | 0 | 0 | 0 | 0 | #N/A | #N/A | n | 0 | 000
[9 empty] | #N/A | #N/A | n | 0 | [8 empty] | 0 | 0 | 0 | 0 | 0 | 0 | 0 | 0 | 0 | #N/A | #N/A | n | 0 | 000
[9 empty] | #N/A | #N/A | n | 0 | [8 empty] | 0 | 0 | 0 | 0 | 0 | 0 | 0 | 0 | 0 | #N/A | #N/A | n | 0 | 000
[9 empty] | #N/A | #N/A | n | 0 | [8 empty] | 0 | 0 | 0 | 0 | 0 | 0 | 0 | 0 | 0 | #N/A | #N/A | n | 0 | 000
[9 empty] | #N/A | #N/A | n | 0 | [8 empty] | 0 | 0 | 0 | 0 | 0 | 0 | 0 | 0 | 0 | #N/A | #N/A | n | 0 | 000
[9 empty] | #N/A | #N/A | n | 0 | [8 empty] | 0 | 0 | 0 | 0 | 0 | 0 | 0 | 0 | 0 | #N/A | #N/A | n | 0 | 000
[9 empty] | #N/A | #N/A | n | 0 | [8 empty] | 0 | 0 | 0 | 0 | 0 | 0 | 0 | 0 | 0 | #N/A | #N/A | n | 0 | 000
[9 empty] | #N/A | #N/A | n | 0 | [8 empty] | 0 | 0 | 0 | 0 | 0 | 0 | 0 | 0 | 0 | #N/A | #N/A | n | 0 | 000
[9 empty] | #N/A | #N/A | n | 0 | [8 empty] | 0 | 0 | 0 | 0 | 0 | 0 | 0 | 0 | 0 | #N/A | #N/A | n | 0 | 000
[9 empty] | #N/A | #N/A | n | 0 | [8 empty] | 0 | 0 | 0 | 0 | 0 | 0 | 0 | 0 | 0 | #N/A | #N/A | n | 0 | 000
[9 empty] | #N/A | #N/A | n | 0 | [8 empty] | 0 | 0 | 0 | 0 | 0 | 0 | 0 | 0 | 0 | #N/A | #N/A | n | 0 | 000
[9 empty] | #N/A | #N/A | n | 0 | [8 empty] | 0 | 0 | 0 | 0 | 0 | 0 | 0 | 0 | 0 | #N/A | #N/A | n | 0 | 000
[9 empty] | #N/A | #N/A | n | 0 | [8 empty] | 0 | 0 | 0 | 0 | 0 | 0 | 0 | 0 | 0 | #N/A | #N/A | n | 0 | 000
[9 empty] | #N/A | #N/A | n | 0 | [8 empty] | 0 | 0 | 0 | 0 | 0 | 0 | 0 | 0 | 0 | #N/A | #N/A | n | 0 | 000
[9 empty] | #N/A | #N/A | n | 0 | [8 empty] | 0 | 0 | 0 | 0 | 0 | 0 | 0 | 0 | 0 | #N/A | #N/A | n | 0 | 000
[9 empty] | #N/A | #N/A | n | 0 | [8 empty] | 0 | 0 | 0 | 0 | 0 | 0 | 0 | 0 | 0 | #N/A | #N/A | n | 0 | 000
[9 empty] | #N/A | #N/A | n | 0 | [8 empty] | 0 | 0 | 0 | 0 | 0 | 0 | 0 | 0 | 0 | #N/A | #N/A | n | 0 | 000
[9 empty] | #N/A | #N/A | n | 0 | [8 empty] | 0 | 0 | 0 | 0 | 0 | 0 | 0 | 0 | 0 | #N/A | #N/A | n | 0 | 000
[9 empty] | #N/A | #N/A | n | 0 | [8 empty] | 0 | 0 | 0 | 0 | 0 | 0 | 0 | 0 | 0 | #N/A | #N/A | n | 0 | 000
[9 empty] | #N/A | #N/A | n | 0 | [8 empty] | 0 | 0 | 0 | 0 | 0 | 0 | 0 | 0 | 0 | #N/A | #N/A | n | 0 | 000
[9 empty] | #N/A | #N/A | n | 0 | [8 empty] | 0 | 0 | 0 | 0 | 0 | 0 | 0 | 0 | 0 | #N/A | #N/A | n | 0 | 000
[9 empty] | #N/A | #N/A | n | 0 | [8 empty] | 0 | 0 | 0 | 0 | 0 | 0 | 0 | 0 | 0 | #N/A | #N/A | n | 0 | 000
[9 empty] | #N/A | #N/A | n | 0 | [8 empty] | 0 | 0 | 0 | 0 | 0 | 0 | 0 | 0 | 0 | #N/A | #N/A | n | 0 | 000
[9 empty] | #N/A | #N/A | n | 0 | [8 empty] | 0 | 0 | 0 | 0 | 0 | 0 | 0 | 0 | 0 | #N/A | #N/A | n | 0 | 000
[9 empty] | #N/A | #N/A | n | 0 | [8 empty] | 0 | 0 | 0 | 0 | 0 | 0 | 0 | 0 | 0 | #N/A | #N/A | n | 0 | 000
[9 empty] | #N/A | #N/A | n | 0 | [8 empty] | 0 | 0 | 0 | 0 | 0 | 0 | 0 | 0 | 0 | #N/A | #N/A | n | 0 | 000
[9 empty] | #N/A | #N/A | n | 0 | [8 empty] | 0 | 0 | 0 | 0 | 0 | 0 | 0 | 0 | 0 | #N/A | #N/A | n | 0 | 000
[9 empty] | #N/A | #N/A | n | 0 | [8 empty] | 0 | 0 | 0 | 0 | 0 | 0 | 0 | 0 | 0 | #N/A | #N/A | n | 0 | 000
[9 empty] | #N/A | #N/A | n | 0 | [8 empty] | 0 | 0 | 0 | 0 | 0 | 0 | 0 | 0 | 0 | #N/A | #N/A | n | 0 | 000
[9 empty] | #N/A | #N/A | n | 0 | [8 empty] | 0 | 0 | 0 | 0 | 0 | 0 | 0 | 0 | 0 | #N/A | #N/A | n | 0 | 000
[9 empty] | #N/A | #N/A | n | 0 | [8 empty] | 0 | 0 | 0 | 0 | 0 | 0 | 0 | 0 | 0 | #N/A | #N/A | n | 0 | 000
[9 empty] | #N/A | #N/A | n | 0 | [8 empty] | 0 | 0 | 0 | 0 | 0 | 0 | 0 | 0 | 0 | #N/A | #N/A | n | 0 | 000
[9 empty] | #N/A | #N/A | n | 0 | [8 empty] | 0 | 0 | 0 | 0 | 0 | 0 | 0 | 0 | 0 | #N/A | #N/A | n | 0 | 000
[9 empty] | #N/A | #N/A | n | 0 | [8 empty] | 0 | 0 | 0 | 0 | 0 | 0 | 0 | 0 | 0 | #N/A | #N/A | n | 0 | 000
[9 empty] | #N/A | #N/A | n | 0 | [8 empty] | 0 | 0 | 0 | 0 | 0 | 0 | 0 | 0 | 0 | #N/A | #N/A | n | 0 | 000
[9 empty] | #N/A | #N/A | n | 0 | [8 empty] | 0 | 0 | 0 | 0 | 0 | 0 | 0 | 0 | 0 | #N/A | #N/A | n | 0 | 000
[9 empty] | #N/A | #N/A | n | 0 | [8 empty] | 0 | 0 | 0 | 0 | 0 | 0 | 0 | 0 | 0 | #N/A | #N/A | n | 0 | 000
[9 empty] | #N/A | #N/A | n | 0 | [8 empty] | 0 | 0 | 0 | 0 | 0 | 0 | 0 | 0 | 0 | #N/A | #N/A | n | 0 | 000
[9 empty] | #N/A | #N/A | n | 0 | [8 empty] | 0 | 0 | 0 | 0 | 0 | 0 | 0 | 0 | 0 | #N/A | #N/A | n | 0 | 000
[9 empty] | #N/A | #N/A | n | 0 | [8 empty] | 0 | 0 | 0 | 0 | 0 | 0 | 0 | 0 | 0 | #N/A | #N/A | n | 0 | 000
[9 empty] | #N/A | #N/A | n | 0 | [8 empty] | 0 | 0 | 0 | 0 | 0 | 0 | 0 | 0 | 0 | #N/A | #N/A | n | 0 | 000
[9 empty] | #N/A | #N/A | n | 0 | [8 empty] | 0 | 0 | 0 | 0 | 0 | 0 | 0 | 0 | 0 | #N/A | #N/A | n | 0 | 000
[9 empty] | #N/A | #N/A | n | 0 | [8 empty] | 0 | 0 | 0 | 0 | 0 | 0 | 0 | 0 | 0 | #N/A | #N/A | n | 0 | 000
[9 empty] | #N/A | #N/A | n | 0 | [8 empty] | 0 | 0 | 0 | 0 | 0 | 0 | 0 | 0 | 0 | #N/A | #N/A | n | 0 | 000
[9 empty] | #N/A | #N/A | n | 0 | [8 empty] | 0 | 0 | 0 | 0 | 0 | 0 | 0 | 0 | 0 | #N/A | #N/A | n | 0 | 000
[9 empty] | #N/A | #N/A | n | 0 | [8 empty] | 0 | 0 | 0 | 0 | 0 | 0 | 0 | 0 | 0 | #N/A | #N/A | n | 0 | 000
[9 empty] | #N/A | #N/A | n | 0 | [8 empty] | 0 | 0 | 0 | 0 | 0 | 0 | 0 | 0 | 0 | #N/A | #N/A | n | 0 | 000
[9 empty] | #N/A | #N/A | n | 0 | [8 empty] | 0 | 0 | 0 | 0 | 0 | 0 | 0 | 0 | 0 | #N/A | #N/A | n | 0 | 000
[9 empty] | #N/A | #N/A | n | 0 | [8 empty] | 0 | 0 | 0 | 0 | 0 | 0 | 0 | 0 | 0 | #N/A | #N/A | n | 0 | 000
[9 empty] | #N/A | #N/A | n | 0 | [8 empty] | 0 | 0 | 0 | 0 | 0 | 0 | 0 | 0 | 0 | #N/A | #N/A | n | 0 | 000
[9 empty] | #N/A | #N/A | n | 0 | [8 empty] | 0 | 0 | 0 | 0 | 0 | 0 | 0 | 0 | 0 | #N/A | #N/A | n | 0 | 000
[9 empty] | #N/A | #N/A | n | 0 | [8 empty] | 0 | 0 | 0 | 0 | 0 | 0 | 0 | 0 | 0 | #N/A | #N/A | n | 0 | 000
[9 empty] | #N/A | #N/A | n | 0 | [8 empty] | 0 | 0 | 0 | 0 | 0 | 0 | 0 | 0 | 0 | #N/A | #N/A | n | 0 | 000
[9 empty] | #N/A | #N/A | n | 0 | [8 empty] | 0 | 0 | 0 | 0 | 0 | 0 | 0 | 0 | 0 | #N/A | #N/A | n | 0 | 000
[9 empty] | #N/A | #N/A | n | 0 | [8 empty] | 0 | 0 | 0 | 0 | 0 | 0 | 0 | 0 | 0 | #N/A | #N/A | n | 0 | 000
[9 empty] | #N/A | #N/A | n | 0 | [8 empty] | 0 | 0 | 0 | 0 | 0 | 0 | 0 | 0 | 0 | #N/A | #N/A | n | 0 | 000
[9 empty] | #N/A | #N/A | n | 0 | [8 empty] | 0 | 0 | 0 | 0 | 0 | 0 | 0 | 0 | 0 | #N/A | #N/A | n | 0 | 000
[9 empty] | #N/A | #N/A | n | 0 | [8 empty] | 0 | 0 | 0 | 0 | 0 | 0 | 0 | 0 | 0 | #N/A | #N/A | n | 0 | 000
[9 empty] | #N/A | #N/A | n | 0 | [8 empty] | 0 | 0 | 0 | 0 | 0 | 0 | 0 | 0 | 0 | #N/A | #N/A | n | 0 | 000
[9 empty] | #N/A | #N/A | n | 0 | [8 empty] | 0 | 0 | 0 | 0 | 0 | 0 | 0 | 0 | 0 | #N/A | #N/A | n | 0 | 000
[9 empty] | #N/A | #N/A | n | 0 | [8 empty] | 0 | 0 | 0 | 0 | 0 | 0 | 0 | 0 | 0 | #N/A | #N/A | n | 0 | 000
[9 empty] | #N/A | #N/A | n | 0 | [8 empty] | 0 | 0 | 0 | 0 | 0 | 0 | 0 | 0 | 0 | #N/A | #N/A | n | 0 | 000
[9 empty] | #N/A | #N/A | n | 0 | [8 empty] | 0 | 0 | 0 | 0 | 0 | 0 | 0 | 0 | 0 | #N/A | #N/A | n | 0 | 000
[9 empty] | #N/A | #N/A | n | 0 | [8 empty] | 0 | 0 | 0 | 0 | 0 | 0 | 0 | 0 | 0 | #N/A | #N/A | n | 0 | 000
[9 empty] | #N/A | #N/A | n | 0 | [8 empty] | 0 | 0 | 0 | 0 | 0 | 0 | 0 | 0 | 0 | #N/A | #N/A | n | 0 | 000
[9 empty] | #N/A | #N/A | n | 0 | [8 empty] | 0 | 0 | 0 | 0 | 0 | 0 | 0 | 0 | 0 | #N/A | #N/A | n | 0 | 000
[9 empty] | #N/A | #N/A | n | 0 | [8 empty] | 0 | 0 | 0 | 0 | 0 | 0 | 0 | 0 | 0 | #N/A | #N/A | n | 0 | 000
[9 empty] | #N/A | #N/A | n | 0 | [8 empty] | 0 | 0 | 0 | 0 | 0 | 0 | 0 | 0 | 0 | #N/A | #N/A | n | 0 | 000
[9 empty] | #N/A | #N/A | n | 0 | [8 empty] | 0 | 0 | 0 | 0 | 0 | 0 | 0 | 0 | 0 | #N/A | #N/A | n | 0 | 000
[9 empty] | #N/A | #N/A | n | 0 | [8 empty] | 0 | 0 | 0 | 0 | 0 | 0 | 0 | 0 | 0 | #N/A | #N/A | n | 0 | 000
[9 empty] | #N/A | #N/A | n | 0 | [8 empty] | 0 | 0 | 0 | 0 | 0 | 0 | 0 | 0 | 0 | #N/A | #N/A | n | 0 | 000
[9 empty] | #N/A | #N/A | n | 0 | [8 empty] | 0 | 0 | 0 | 0 | 0 | 0 | 0 | 0 | 0 | #N/A | #N/A | n | 0 | 000
[9 empty] | #N/A | #N/A | n | 0 | [8 empty] | 0 | 0 | 0 | 0 | 0 | 0 | 0 | 0 | 0 | #N/A | #N/A | n | 0 | 000
[9 empty] | #N/A | #N/A | n | 0 | [8 empty] | 0 | 0 | 0 | 0 | 0 | 0 | 0 | 0 | 0 | #N/A | #N/A | n | 0 | 000
[9 empty] | #N/A | #N/A | n | 0 | [8 empty] | 0 | 0 | 0 | 0 | 0 | 0 | 0 | 0 | 0 | #N/A | #N/A | n | 0 | 000
[9 empty] | #N/A | #N/A | n | 0 | [8 empty] | 0 | 0 | 0 | 0 | 0 | 0 | 0 | 0 | 0 | #N/A | #N/A | n | 0 | 000
[9 empty] | #N/A | #N/A | n | 0 | [8 empty] | 0 | 0 | 0 | 0 | 0 | 0 | 0 | 0 | 0 | #N/A | #N/A | n | 0 | 000
[9 empty] | #N/A | #N/A | n | 0 | [8 empty] | 0 | 0 | 0 | 0 | 0 | 0 | 0 | 0 | 0 | #N/A | #N/A | n | 0 | 000
[9 empty] | #N/A | #N/A | n | 0 | [8 empty] | 0 | 0 | 0 | 0 | 0 | 0 | 0 | 0 | 0 | #N/A | #N/A | n | 0 | 000
[9 empty] | #N/A | #N/A | n | 0 | [8 empty] | 0 | 0 | 0 | 0 | 0 | 0 | 0 | 0 | 0 | #N/A | #N/A | n | 0 | 000
[9 empty] | #N/A | #N/A | n | 0 | [8 empty] | 0 | 0 | 0 | 0 | 0 | 0 | 0 | 0 | 0 | #N/A | #N/A | n | 0 | 000
[9 empty] | #N/A | #N/A | n | 0 | [8 empty] | 0 | 0 | 0 | 0 | 0 | 0 | 0 | 0 | 0 | #N/A | #N/A | n | 0 | 000
[9 empty] | #N/A | #N/A | n | 0 | [8 empty] | 0 | 0 | 0 | 0 | 0 | 0 | 0 | 0 | 0 | #N/A | #N/A | n | 0 | 000
[9 empty] | #N/A | #N/A | n | 0 | [8 empty] | 0 | 0 | 0 | 0 | 0 | 0 | 0 | 0 | 0 | #N/A | #N/A | n | 0 | 000
[9 empty] | #N/A | #N/A | n | 0 | [8 empty] | 0 | 0 | 0 | 0 | 0 | 0 | 0 | 0 | 0 | #N/A | #N/A | n | 0 | 000
[9 empty] | #N/A | #N/A | n | 0 | [8 empty] | 0 | 0 | 0 | 0 | 0 | 0 | 0 | 0 | 0 | #N/A | #N/A | n | 0 | 000
[9 empty] | #N/A | #N/A | n | 0 | [8 empty] | 0 | 0 | 0 | 0 | 0 | 0 | 0 | 0 | 0 | #N/A | #N/A | n | 0 | 000
[9 empty] | #N/A | #N/A | n | 0 | [8 empty] | 0 | 0 | 0 | 0 | 0 | 0 | 0 | 0 | 0 | #N/A | #N/A | n | 0 | 000
[9 empty] | #N/A | #N/A | n | 0 | [8 empty] | 0 | 0 | 0 | 0 | 0 | 0 | 0 | 0 | 0 | #N/A | #N/A | n | 0 | 000
[9 empty] | #N/A | #N/A | n | 0 | [8 empty] | 0 | 0 | 0 | 0 | 0 | 0 | 0 | 0 | 0 | #N/A | #N/A | n | 0 | 000
[9 empty] | #N/A | #N/A | n | 0 | [8 empty] | 0 | 0 | 0 | 0 | 0 | 0 | 0 | 0 | 0 | #N/A | #N/A | n | 0 | 000
[9 empty] | #N/A | #N/A | n | 0 | [8 empty] | 0 | 0 | 0 | 0 | 0 | 0 | 0 | 0 | 0 | #N/A | #N/A | n | 0 | 000
[9 empty] | #N/A | #N/A | n | 0 | [8 empty] | 0 | 0 | 0 | 0 | 0 | 0 | 0 | 0 | 0 | #N/A | #N/A | n | 0 | 000
[9 empty] | #N/A | #N/A | n | 0 | [8 empty] | 0 | 0 | 0 | 0 | 0 | 0 | 0 | 0 | 0 | #N/A | #N/A | n | 0 | 000
[9 empty] | #N/A | #N/A | n | 0 | [8 empty] | 0 | 0 | 0 | 0 | 0 | 0 | 0 | 0 | 0 | #N/A | #N/A | n | 0 | 000
[9 empty] | #N/A | #N/A | n | 0 | [8 empty] | 0 | 0 | 0 | 0 | 0 | 0 | 0 | 0 | 0 | #N/A | #N/A | n | 0 | 000
[9 empty] | #N/A | #N/A | n | 0 | [8 empty] | 0 | 0 | 0 | 0 | 0 | 0 | 0 | 0 | 0 | #N/A | #N/A | n | 0 | 000
[9 empty] | #N/A | #N/A | n | 0 | [8 empty] | 0 | 0 | 0 | 0 | 0 | 0 | 0 | 0 | 0 | #N/A | #N/A | n | 0 | 000
[9 empty] | #N/A | #N/A | n | 0 | [8 empty] | 0 | 0 | 0 | 0 | 0 | 0 | 0 | 0 | 0 | #N/A | #N/A | n | 0 | 000
[9 empty] | #N/A | #N/A | n | 0 | [8 empty] | 0 | 0 | 0 | 0 | 0 | 0 | 0 | 0 | 0 | #N/A | #N/A | n | 0 | 000
[9 empty] | #N/A | #N/A | n | 0 | [8 empty] | 0 | 0 | 0 | 0 | 0 | 0 | 0 | 0 | 0 | #N/A | #N/A | n | 0 | 000
[9 empty] | #N/A | #N/A | n | 0 | [8 empty] | 0 | 0 | 0 | 0 | 0 | 0 | 0 | 0 | 0 | #N/A | #N/A | n | 0 | 000
[9 empty] | #N/A | #N/A | n | 0 | [8 empty] | 0 | 0 | 0 | 0 | 0 | 0 | 0 | 0 | 0 | #N/A | #N/A | n | 0 | 000
[9 empty] | #N/A | #N/A | n | 0 | [8 empty] | 0 | 0 | 0 | 0 | 0 | 0 | 0 | 0 | 0 | #N/A | #N/A | n | 0 | 000
[9 empty] | #N/A | #N/A | n | 0 | [8 empty] | 0 | 0 | 0 | 0 | 0 | 0 | 0 | 0 | 0 | #N/A | #N/A | n | 0 | 000
[9 empty] | #N/A | #N/A | n | 0 | [8 empty] | 0 | 0 | 0 | 0 | 0 | 0 | 0 | 0 | 0 | #N/A | #N/A | n | 0 | 000
[9 empty] | #N/A | #N/A | n | 0 | [8 empty] | 0 | 0 | 0 | 0 | 0 | 0 | 0 | 0 | 0 | #N/A | #N/A | n | 0 | 000
[9 empty] | #N/A | #N/A | n | 0 | [8 empty] | 0 | 0 | 0 | 0 | 0 | 0 | 0 | 0 | 0 | #N/A | #N/A | n | 0 | 000
[9 empty] | #N/A | #N/A | n | 0 | [8 empty] | 0 | 0 | 0 | 0 | 0 | 0 | 0 | 0 | 0 | #N/A | #N/A | n | 0 | 000
[9 empty] | #N/A | #N/A | n | 0 | [8 empty] | 0 | 0 | 0 | 0 | 0 | 0 | 0 | 0 | 0 | #N/A | #N/A | n | 0 | 000
[9 empty] | #N/A | #N/A | n | 0 | [8 empty] | 0 | 0 | 0 | 0 | 0 | 0 | 0 | 0 | 0 | #N/A | #N/A | n | 0 | 000
[9 empty] | #N/A | #N/A | n | 0 | [8 empty] | 0 | 0 | 0 | 0 | 0 | 0 | 0 | 0 | 0 | #N/A | #N/A | n | 0 | 000
[9 empty] | #N/A | #N/A | n | 0 | [8 empty] | 0 | 0 | 0 | 0 | 0 | 0 | 0 | 0 | 0 | #N/A | #N/A | n | 0 | 000
[9 empty] | #N/A | #N/A | n | 0 | [8 empty] | 0 | 0 | 0 | 0 | 0 | 0 | 0 | 0 | 0 | #N/A | #N/A | n | 0 | 000
[9 empty] | #N/A | #N/A | n | 0 | [8 empty] | 0 | 0 | 0 | 0 | 0 | 0 | 0 | 0 | 0 | #N/A | #N/A | n | 0 | 000
[9 empty] | #N/A | #N/A | n | 0 | [8 empty] | 0 | 0 | 0 | 0 | 0 | 0 | 0 | 0 | 0 | #N/A | #N/A | n | 0 | 000
[9 empty] | #N/A | #N/A | n | 0 | [8 empty] | 0 | 0 | 0 | 0 | 0 | 0 | 0 | 0 | 0 | #N/A | #N/A | n | 0 | 000
[9 empty] | #N/A | #N/A | n | 0 | [8 empty] | 0 | 0 | 0 | 0 | 0 | 0 | 0 | 0 | 0 | #N/A | #N/A | n | 0 | 000
[9 empty] | #N/A | #N/A | n | 0 | [8 empty] | 0 | 0 | 0 | 0 | 0 | 0 | 0 | 0 | 0 | #N/A | #N/A | n | 0 | 000
[9 empty] | #N/A | #N/A | n | 0 | [8 empty] | 0 | 0 | 0 | 0 | 0 | 0 | 0 | 0 | 0 | #N/A | #N/A | n | 0 | 000
[9 empty] | #N/A | #N/A | n | 0 | [8 empty] | 0 | 0 | 0 | 0 | 0 | 0 | 0 | 0 | 0 | #N/A | #N/A | n | 0 | 000
[9 empty] | #N/A | #N/A | n | 0 | [8 empty] | 0 | 0 | 0 | 0 | 0 | 0 | 0 | 0 | 0 | #N/A | #N/A | n | 0 | 000
[9 empty] | #N/A | #N/A | n | 0 | [8 empty] | 0 | 0 | 0 | 0 | 0 | 0 | 0 | 0 | 0 | #N/A | #N/A | n | 0 | 000
[9 empty] | #N/A | #N/A | n | 0 | [8 empty] | 0 | 0 | 0 | 0 | 0 | 0 | 0 | 0 | 0 | #N/A | #N/A | n | 0 | 000
[9 empty] | #N/A | #N/A | n | 0 | [8 empty] | 0 | 0 | 0 | 0 | 0 | 0 | 0 | 0 | 0 | #N/A | #N/A | n | 0 | 000
[9 empty] | #N/A | #N/A | n | 0 | [8 empty] | 0 | 0 | 0 | 0 | 0 | 0 | 0 | 0 | 0 | #N/A | #N/A | n | 0 | 000
[9 empty] | #N/A | #N/A | n | 0 | [8 empty] | 0 | 0 | 0 | 0 | 0 | 0 | 0 | 0 | 0 | #N/A | #N/A | n | 0 | 000
[9 empty] | #N/A | #N/A | n | 0 | [8 empty] | 0 | 0 | 0 | 0 | 0 | 0 | 0 | 0 | 0 | #N/A | #N/A | n | 0 | 000
[9 empty] | #N/A | #N/A | n | 0 | [8 empty] | 0 | 0 | 0 | 0 | 0 | 0 | 0 | 0 | 0 | #N/A | #N/A | n | 0 | 000
[9 empty] | #N/A | #N/A | n | 0 | [8 empty] | 0 | 0 | 0 | 0 | 0 | 0 | 0 | 0 | 0 | #N/A | #N/A | n | 0 | 000
[9 empty] | #N/A | #N/A | n | 0 | [8 empty] | 0 | 0 | 0 | 0 | 0 | 0 | 0 | 0 | 0 | #N/A | #N/A | n | 0 | 000
[9 empty] | #N/A | #N/A | n | 0 | [8 empty] | 0 | 0 | 0 | 0 | 0 | 0 | 0 | 0 | 0 | #N/A | #N/A | n | 0 | 000
[9 empty] | #N/A | #N/A | n | 0 | [8 empty] | 0 | 0 | 0 | 0 | 0 | 0 | 0 | 0 | 0 | #N/A | #N/A | n | 0 | 000
[9 empty] | #N/A | #N/A | n | 0 | [8 empty] | 0 | 0 | 0 | 0 | 0 | 0 | 0 | 0 | 0 | #N/A | #N/A | n | 0 | 000
[9 empty] | #N/A | #N/A | n | 0 | [8 empty] | 0 | 0 | 0 | 0 | 0 | 0 | 0 | 0 | 0 | #N/A | #N/A | n | 0 | 000
[9 empty] | #N/A | #N/A | n | 0 | [8 empty] | 0 | 0 | 0 | 0 | 0 | 0 | 0 | 0 | 0 | #N/A | #N/A | n | 0 | 000
[9 empty] | #N/A | #N/A | n | 0 | [8 empty] | 0 | 0 | 0 | 0 | 0 | 0 | 0 | 0 | 0 | #N/A | #N/A | n | 0 | 000
[9 empty] | #N/A | #N/A | n | 0 | [8 empty] | 0 | 0 | 0 | 0 | 0 | 0 | 0 | 0 | 0 | #N/A | #N/A | n | 0 | 000
[9 empty] | #N/A | #N/A | n | 0 | [8 empty] | 0 | 0 | 0 | 0 | 0 | 0 | 0 | 0 | 0 | #N/A | #N/A | n | 0 | 000
[9 empty] | #N/A | #N/A | n | 0 | [8 empty] | 0 | 0 | 0 | 0 | 0 | 0 | 0 | 0 | 0 | #N/A | #N/A | n | 0 | 000
[9 empty] | #N/A | #N/A | n | 0 | [8 empty] | 0 | 0 | 0 | 0 | 0 | 0 | 0 | 0 | 0 | #N/A | #N/A | n | 0 | 000
[9 empty] | #N/A | #N/A | n | 0 | [8 empty] | 0 | 0 | 0 | 0 | 0 | 0 | 0 | 0 | 0 | #N/A | #N/A | n | 0 | 000
[9 empty] | #N/A | #N/A | n | 0 | [8 empty] | 0 | 0 | 0 | 0 | 0 | 0 | 0 | 0 | 0 | #N/A | #N/A | n | 0 | 000
[9 empty] | #N/A | #N/A | n | 0 | [8 empty] | 0 | 0 | 0 | 0 | 0 | 0 | 0 | 0 | 0 | #N/A | #N/A | n | 0 | 000
[9 empty] | #N/A | #N/A | n | 0 | [8 empty] | 0 | 0 | 0 | 0 | 0 | 0 | 0 | 0 | 0 | #N/A | #N/A | n | 0 | 000
[9 empty] | #N/A | #N/A | n | 0 | [8 empty] | 0 | 0 | 0 | 0 | 0 | 0 | 0 | 0 | 0 | #N/A | #N/A | n | 0 | 000
[9 empty] | #N/A | #N/A | n | 0 | [8 empty] | 0 | 0 | 0 | 0 | 0 | 0 | 0 | 0 | 0 | #N/A | #N/A | n | 0 | 000
[9 empty] | #N/A | #N/A | n | 0 | [8 empty] | 0 | 0 | 0 | 0 | 0 | 0 | 0 | 0 | 0 | #N/A | #N/A | n | 0 | 000
[9 empty] | #N/A | #N/A | n | 0 | [8 empty] | 0 | 0 | 0 | 0 | 0 | 0 | 0 | 0 | 0 | #N/A | #N/A | n | 0 | 000
[9 empty] | #N/A | #N/A | n | 0 | [8 empty] | 0 | 0 | 0 | 0 | 0 | 0 | 0 | 0 | 0 | #N/A | #N/A | n | 0 | 000
[9 empty] | #N/A | #N/A | n | 0 | [8 empty] | 0 | 0 | 0 | 0 | 0 | 0 | 0 | 0 | 0 | #N/A | #N/A | n | 0 | 000
[9 empty] | #N/A | #N/A | n | 0 | [8 empty] | 0 | 0 | 0 | 0 | 0 | 0 | 0 | 0 | 0 | #N/A | #N/A | n | 0 | 000
[9 empty] | #N/A | #N/A | n | 0 | [8 empty] | 0 | 0 | 0 | 0 | 0 | 0 | 0 | 0 | 0 | #N/A | #N/A | n | 0 | 000
[9 empty] | #N/A | #N/A | n | 0 | [8 empty] | 0 | 0 | 0 | 0 | 0 | 0 | 0 | 0 | 0 | #N/A | #N/A | n | 0 | 000
[9 empty] | #N/A | #N/A | n | 0 | [8 empty] | 0 | 0 | 0 | 0 | 0 | 0 | 0 | 0 | 0 | #N/A | #N/A | n | 0 | 000
[9 empty] | #N/A | #N/A | n | 0 | [8 empty] | 0 | 0 | 0 | 0 | 0 | 0 | 0 | 0 | 0 | #N/A | #N/A | n | 0 | 000
[9 empty] | #N/A | #N/A | n | 0 | [8 empty] | 0 | 0 | 0 | 0 | 0 | 0 | 0 | 0 | 0 | #N/A | #N/A | n | 0 | 000
[9 empty] | #N/A | #N/A | n | 0 | [8 empty] | 0 | 0 | 0 | 0 | 0 | 0 | 0 | 0 | 0 | #N/A | #N/A | n | 0 | 000
[21 empty] | 0 | 0 | 0 | 0 | 0 | 0 | 0 | 0 | 0 | 0 | 0 | 0 | 0 | 000
[21 empty] | 0 | 0 | 0 | 0 | 0 | 0 | 0 | 0 | 0 | 0 | 0 | 0 | 0 | 000
[21 empty] | 0 | 0 | 0 | 0 | 0 | 0 | 0 | 0 | 0 | 0 | 0 | 0 | 0 | 000
[21 empty] | 0 | 0 | 0 | 0 | 0 | 0 | 0 | 0 | 0 | 0 | 0 | 0 | 0 | 000
[21 empty] | 0 | 0 | 0 | 0 | 0 | 0 | 0 | 0 | 0 | 0 | 0 | 0 | 0 | 000
[21 empty] | 0 | 0 | 0 | 0 | 0 | 0 | 0 | 0 | 0 | 0 | 0 | 0 | 0 | 000
[21 empty] | 0 | 0 | 0 | 0 | 0 | 0 | 0 | 0 | 0 | 0 | 0 | 0 | 0 | 000
[21 empty] | 0 | 0 | 0 | 0 | 0 | 0 | 0 | 0 | 0 | 0 | 0 | 0 | 0 | 000
[21 empty] | 0 | 0 | 0 | 0 | 0 | 0 | 0 | 0 | 0 | 0 | 0 | 0 | 0 | 000
[21 empty] | 0 | 0 | 0 | 0 | 0 | 0 | 0 | 0 | 0 | 0 | 0 | 0 | 0 | 000
[21 empty] | 0 | 0 | 0 | 0 | 0 | 0 | 0 | 0 | 0 | 0 | 0 | 0 | 0 | 000
[21 empty] | 0 | 0 | 0 | 0 | 0 | 0 | 0 | 0 | 0 | 0 | 0 | 0 | 0 | 000
[21 empty] | 0 | 0 | 0 | 0 | 0 | 0 | 0 | 0 | 0 | 0 | 0 | 0 | 0 | 000
[21 empty] | 0 | 0 | 0 | 0 | 0 | 0 | 0 | 0 | 0 | 0 | 0 | 0 | 0 | 000
[21 empty] | 0 | 0 | 0 | 0 | 0 | 0 | 0 | 0 | 0 | 0 | 0 | 0 | 0 | 000
[21 empty] | 0 | 0 | 0 | 0 | 0 | 0 | 0 | 0 | 0 | 0 | 0 | 0 | 0 | 000
[21 empty] | 0 | 0 | 0 | 0 | 0 | 0 | 0 | 0 | 0 | 0 | 0 | 0 | 0 | 000
[21 empty] | 0 | 0 | 0 | 0 | 0 | 0 | 0 | 0 | 0 | 0 | 0 | 0 | 0 | 000
[21 empty] | 0 | 0 | 0 | 0 | 0 | 0 | 0 | 0 | 0 | 0 | 0 | 0 | 0 | 000
[21 empty] | 0 | 0 | 0 | 0 | 0 | 0 | 0 | 0 | 0 | 0 | 0 | 0 | 0 | 000
[21 empty] | 0 | 0 | 0 | 0 | 0 | 0 | 0 | 0 | 0 | 0 | 0 | 0 | 0 | 000
[21 empty] | 0 | 0 | 0 | 0 | 0 | 0 | 0 | 0 | 0 | 0 | 0 | 0 | 0 | 000
[21 empty] | 0 | 0 | 0 | 0 | 0 | 0 | 0 | 0 | 0 | 0 | 0 | 0 | 0 | 000
[21 empty] | 0 | 0 | 0 | 0 | 0 | 0 | 0 | 0 | 0 | 0 | 0 | 0 | 0 | 000
[21 empty] | 0 | 0 | 0 | 0 | 0 | 0 | 0 | 0 | 0 | 0 | 0 | 0 | 0 | 000
[21 empty] | 0 | 0 | 0 | 0 | 0 | 0 | 0 | 0 | 0 | 0 | 0 | 0 | 0 | 000
[21 empty] | 0 | 0 | 0 | 0 | 0 | 0 | 0 | 0 | 0 | 0 | 0 | 0 | 0 | 000
[21 empty] | 0 | 0 | 0 | 0 | 0 | 0 | 0 | 0 | 0 | 0 | 0 | 0 | 0 | 000
[21 empty] | 0 | 0 | 0 | 0 | 0 | 0 | 0 | 0 | 0 | 0 | 0 | 0 | 0 | 000
[21 empty] | 0 | 0 | 0 | 0 | 0 | 0 | 0 | 0 | 0 | 0 | 0 | 0 | 0 | 000
[21 empty] | 0 | 0 | 0 | 0 | 0 | 0 | 0 | 0 | 0 | 0 | 0 | 0 | 0 | 000
[21 empty] | 0 | 0 | 0 | 0 | 0 | 0 | 0 | 0 | 0 | 0 | 0 | 0 | 0 | 000
[21 empty] | 0 | 0 | 0 | 0 | 0 | 0 | 0 | 0 | 0 | 0 | 0 | 0 | 0 | 000
[21 empty] | 0 | 0 | 0 | 0 | 0 | 0 | 0 | 0 | 0 | 0 | 0 | 0 | 0 | 000
[21 empty] | 0 | 0 | 0 | 0 | 0 | 0 | 0 | 0 | 0 | 0 | 0 | 0 | 0 | 000
[21 empty] | 0 | 0 | 0 | 0 | 0 | 0 | 0 | 0 | 0 | 0 | 0 | 0 | 0 | 000
[21 empty] | 0 | 0 | 0 | 0 | 0 | 0 | 0 | 0 | 0 | 0 | 0 | 0 | 0 | 000