## Summary
Year | Capital Cost | Fixed O&M | Variable O&M | Natural Gas Price | Coal Price | Initial Equity | Annual Revenue | NPV of Project | IRR | Hurdle Rate
2020 | $/kW | $/kW-yr | $/MWh | $/mmbtu | $/mmbtu | $ | $ | $ | % | %
ADV CC | 1069.7776 | 17.2271 | 3.4171 | 5.6754 |  | -192559959.7205 | 177697900.7543 | 12741208.9065 | 16% | 16
ADV CT | 897.7649 | 7.8948 | 15.3182 | 5.6754 |  | -40399418.8621 | 22109946.1478 | 26013401.4672 | 24.64% | 16
Conv CC | 1039.1452 | 16.9561 | 3.535 | 5.6754 |  | -233807660.3434 | 160642044.5808 | -4876679.9729 | 14.68% | 16
Conv CT | 807.0458 | 17.3214 | 9.4266 | 5.6754 |  | -61739006.9093 | 25000000 | -14229170.4339 | 11.33% | 16
Coal | 3380.1672 | 42.3844 | 4.6544 |  | 2.61 | -912645139.4903 | 398227907.2717 | 422997284.5414 | 21.54% | 16
Nuclear | 6464.6139 | 104.5764 | 2.4038 |  |  | -3199983890.1019 | 704448422.4223 | -915152971.3251 | 11.34% | 16
Solar PV | 3249.4194 | 19.678 | 0 |  |  | -146223871.8624 | 22707752.2868 | -91679256.9395 | 3.909% | 16
Wind | 2695.6509 | 33.0756 | 0 |  |  | -303260729.5158 | 42516300 | 20827139.5253 | 16.17% | 16
Debt | 55%
Equity | 45%
Cost of Debt | 8%
Tax Rate | 35%
Cost of Equity | 15%
WACC | 11.15%
1. Change Year by adjusting Cell A2 on this summary tab.
This will change all the associated input values (associated with changing costs) respective of the year in cell A2.
2. Insert Revnues (cells H3-H10 on this summary tab) for respective year (cell A2) received by each technology.
Revenues only need to be inserted on this tab. In technology specific tabs, the forecasted revenues will be adjusted based on % change in natural gas price.
This is based on the assumption that natural gas will remain the marginal fuel in ERCOT.
3. Optional: adjust debt/equity ratio, cost of debt, cost of equity, and tax rate (cells B13, B15-17) on this summary tab.
4. Optional: adjust capacity (cell D2) and capacity factor (cell D5) for each technology on respective workshet tabs.
5. If the PTC is being included for wind units, make sure the value in cell G13 on the Wind tab is equal to 1.
If the PTC is not being included for wind units, put value equal to zero.
Note: Revenues listed in cells H3-H10 on this summary worksheet tab (when downloaded) are not reflective of any particular Promod run.

## OM inflation
| $/kW-yr | ADV CC | ADV CT | Conv CC | Conv CT | Coal | Nuclear | Solar PV | Solar Thermal | Wind
Fixed O&M | 2011 | 14.62 | 6.7 | 14.39 | 14.7 | 35.97 | 88.75 | 16.7 | 64 | 28.07 | Inflation
| 2012 | 14.889 | 6.8233 | 14.6548 | 14.9705 | 36.6318 | 90.383 | 17.0073 | 65.1776 | 28.5865 | 1.84%
| 2013 | 15.163 | 6.9488 | 14.9244 | 15.2459 | 37.3059 | 92.046 | 17.3202 | 66.3769 | 29.1125
| 2014 | 15.442 | 7.0767 | 15.199 | 15.5265 | 37.9923 | 93.7397 | 17.6389 | 67.5982 | 29.6481 | Started with EIA 2010$ values for O&M values.
| 2015 | 15.7261 | 7.2069 | 15.4787 | 15.8121 | 38.6914 | 95.4645 | 17.9635 | 68.842 | 30.1937 | Inflated values with EIA avg annual inflation value of 1.84% a year.
| 2016 | 16.0155 | 7.3395 | 15.7635 | 16.1031 | 39.4033 | 97.2211 | 18.294 | 70.1087 | 30.7492 | These values flow through when the year in cell A2 on the Summary tab is changed.
| 2017 | 16.3101 | 7.4746 | 16.0536 | 16.3994 | 40.1283 | 99.0099 | 18.6306 | 71.3987 | 31.315 | PTC credit for eligible technologies is applied in respective technology tabs.
| 2018 | 16.6102 | 7.6121 | 16.3489 | 16.7011 | 40.8667 | 100.8317 | 18.9734 | 72.7124 | 31.8912 | http://www.dsireusa.org/incentives/incentive.cfm?Incentive_Code=US13F
| 2019 | 16.9159 | 7.7521 | 16.6498 | 17.0084 | 41.6186 | 102.687 | 19.3225 | 74.0503 | 32.478
| 2020 | 17.2271 | 7.8948 | 16.9561 | 17.3214 | 42.3844 | 104.5764 | 19.678 | 75.4129 | 33.0756
| 2021 | 17.5441 | 8.04 | 17.2681 | 17.6401 | 43.1643 | 106.5007 | 20.0401 | 76.8005 | 33.6842
| 2022 | 17.8669 | 8.188 | 17.5858 | 17.9647 | 43.9585 | 108.4603 | 20.4089 | 78.2136 | 34.304
| 2023 | 18.1957 | 8.3386 | 17.9094 | 18.2952 | 44.7673 | 110.4559 | 20.7844 | 79.6527 | 34.9352
| 2024 | 18.5305 | 8.4921 | 18.239 | 18.6319 | 45.591 | 112.4883 | 21.1668 | 81.1183 | 35.578
| 2025 | 18.8714 | 8.6483 | 18.5745 | 18.9747 | 46.4299 | 114.5581 | 21.5563 | 82.6109 | 36.2326
| 2026 | 19.2187 | 8.8075 | 18.9163 | 19.3238 | 47.2842 | 116.666 | 21.9529 | 84.131 | 36.8993
| 2027 | 19.5723 | 8.9695 | 19.2644 | 19.6794 | 48.1543 | 118.8126 | 22.3569 | 85.679 | 37.5783
| 2028 | 19.9324 | 9.1346 | 19.6188 | 20.0415 | 49.0403 | 120.9988 | 22.7682 | 87.2555 | 38.2697
| 2029 | 20.2992 | 9.3026 | 19.9798 | 20.4103 | 49.9426 | 123.2252 | 23.1872 | 88.861 | 38.9739
| 2030 | 20.6727 | 9.4738 | 20.3475 | 20.7858 | 50.8616 | 125.4925 | 23.6138 | 90.496 | 39.691
[11 empty] | Heat Rate | 7.1 | 9.2 | 7.6 | 10.5 | 9 | 10.3 | 0
| $/MWh | ADV CC | ADV CT | Conv CC | Conv CT | Coal | Nuclear |  | $/MWh Tax Credit |  | $/MWh | ADV CC | ADV CT | Conv CC | Conv CT | Coal | Nuclear | Wind
Variable O&M | 2011 | 2.9 | 13 | 3 | 8 | 3.95 | 2.04 |  | 22 |  | Total Variable Cost | 34.8256 | 44.9256 | 34.9256 | 39.9256 | 24.38 | 11.722 | 0
| 2012 | 2.9534 | 13.2392 | 3.0552 | 8.1472 | 4.0227 | 2.0775 |  | 22.4048 |  |  | 34.5533 | 44.8391 | 34.6551 | 39.7471 | 24.1827 | 11.7595 | 0
| 2013 | 3.0077 | 13.4828 | 3.1114 | 8.2971 | 4.0967 | 2.1158 |  | 22.817 |  |  | 35.5249 | 46 | 35.6286 | 40.8143 | 24.1667 | 11.7978 | 0
| 2014 | 3.063 | 13.7309 | 3.1687 | 8.4498 | 4.1721 | 2.1547 |  | 23.2369 |  |  | 35.933 | 46.6009 | 36.0386 | 41.3197 | 24.4221 | 11.8367 | 0
| 2015 | 3.1194 | 13.9835 | 3.227 | 8.6053 | 4.2488 | 2.1943 |  | 23.6644 |  |  | 37.1116 | 47.9758 | 37.2192 | 42.5975 | 25.2188 | 11.8763 | 0
| 2016 | 3.1768 | 14.2408 | 3.2863 | 8.7636 | 4.327 | 2.2347 |  | 24.0999 |  |  | 38.1356 | 49.1996 | 38.2451 | 43.7224 | 25.747 | 11.9167 | 0
| 2017 | 3.2353 | 14.5029 | 3.3468 | 8.9248 | 4.4066 | 2.2758 |  | 24.5433 |  |  | 39.4157 | 50.6833 | 39.5272 | 45.1053 | 26.3666 | 11.9578 | 0
| 2018 | 3.2948 | 14.7697 | 3.4084 | 9.0891 | 4.4877 | 2.3177 |  | 24.9949 |  |  | 40.8269 | 52.3019 | 40.9405 | 46.6212 | 26.8977 | 11.9997 | 0
| 2019 | 3.3554 | 15.0415 | 3.4711 | 9.2563 | 4.5703 | 2.3604 |  | 25.4548 |  |  | 42.139 | 53.8251 | 42.2547 | 48.0399 | 27.5203 | 12.0424 | 0
| 2020 | 3.4171 | 15.3182 | 3.535 | 9.4266 | 4.6544 | 2.4038 |  | 25.9232 |  |  | 43.7126 | 55.6137 | 43.8305 | 49.7221 | 28.1444 | 12.0858 | 0
| 2021 | 3.48 | 15.6001 | 3.6 | 9.6001 | 4.74 | 2.448 |  | 26.4002 |  |  | 45.4842 | 57.6043 | 45.6042 | 51.6042 | 28.77 | 12.13 | 0
| 2022 | 3.5441 | 15.8871 | 3.6663 | 9.7767 | 4.8272 | 2.4931 |  | 26.8859 |  |  | 47.4088 | 59.7519 | 47.531 | 53.6414 | 28.5872 | 12.1751 | 0
| 2023 | 3.6093 | 16.1795 | 3.7337 | 9.9566 | 4.9161 | 2.5389 |  | 27.3806 |  |  | 49.5708 | 62.141 | 49.6952 | 55.9181 | 30.2061 | 12.2209 | 0
| 2024 | 3.6757 | 16.4772 | 3.8024 | 10.1398 | 5.0065 | 2.5856 |  | 27.8844 |  |  | 51.7619 | 64.5634 | 51.8886 | 58.226 | 31.0165 | 12.2676 | 0
| 2025 | 3.7433 | 16.7803 | 3.8724 | 10.3264 | 5.0986 | 2.6332 |  | 28.3975 |  |  | 53.9268 | 66.9639 | 54.0559 | 60.5099 | 31.9186 | 12.3152 | 0
| 2026 | 3.8122 | 17.0891 | 3.9436 | 10.5164 | 5.1925 | 2.6817 |  | 28.92 |  |  | 55.9689 | 69.2458 | 56.1004 | 62.6731 | 32.6425 | 12.3637 | 0
| 2027 | 3.8823 | 17.4035 | 4.0162 | 10.7099 | 5.288 | 2.731 |  | 29.4521 |  |  | 58.0901 | 71.6113 | 58.224 | 64.9176 | 33.368 | 12.413 | 0
| 2028 | 3.9538 | 17.7238 | 4.0901 | 10.9069 | 5.3853 | 2.7813 |  | 29.9941 |  |  | 60.0042 | 73.7742 | 60.1406 | 66.9574 | 34.0953 | 12.4633 | 0
| 2029 | 4.0265 | 18.0499 | 4.1654 | 11.1076 | 5.4844 | 2.8324 |  | 30.546 |  |  | 61.7719 | 75.7952 | 61.9107 | 68.853 | 35.0044 | 12.5144 | 0
| 2030 | 4.1006 | 18.382 | 4.242 | 11.312 | 5.5853 | 2.8846 |  | 31.108 |  |  | 63.6383 | 77.9197 | 63.7797 | 70.8497 | 35.8253 | 12.5666 | 0

## Fuel Cost
| % Change in NG price |  | $/mmbtu NG |  | % Change in Coal Price |  | $/mmbtu Coal
2011 | 0% |  | 4.4966 | 2011 |  |  | 2.27 | EIA fuel forecast through 2030
2012 | -1.02% |  | 4.4507 | 2012 | -1.322% |  | 2.24 | Adjusted forecast past 2030 (years 2031-2050) by average % change from years 2011-2030
2013 | 2.903% |  | 4.5799 | 2013 | -0.4464% |  | 2.23 | The additional forecast is used for forecasting revenues past 2030 to determine a build decision up through 2030.
2014 | 1.085% |  | 4.6296 | 2014 | 0.8969% |  | 2.25
2015 | 3.414% |  | 4.7876 | 2015 | 3.556% |  | 2.33
2016 | 2.843% |  | 4.9238 | 2016 | 2.146% |  | 2.38
2017 | 3.494% |  | 5.0958 | 2017 | 2.521% |  | 2.44
2018 | 3.736% |  | 5.2862 | 2018 | 2.049% |  | 2.49
2019 | 3.334% |  | 5.4625 | 2019 | 2.41% |  | 2.55
2020 | 3.898% |  | 5.6754 | 2020 | 2.353% |  | 2.61
2021 | 4.24% |  | 5.9161 | 2021 | 2.299% |  | 2.67
2022 | 4.429% |  | 6.1781 | 2022 | -1.124% |  | 2.64
2023 | 4.78% |  | 6.4735 | 2023 | 6.439% |  | 2.81
2024 | 4.623% |  | 6.7727 | 2024 | 2.847% |  | 2.89
2025 | 4.362% |  | 7.0681 | 2025 | 3.114% |  | 2.98
2026 | 3.932% |  | 7.346 | 2026 | 2.349% |  | 3.05
2027 | 3.932% |  | 7.6349 | 2027 | 2.295% |  | 3.12
2028 | 3.399% |  | 7.8944 | 2028 | 2.244% |  | 3.19
2029 | 3.024% |  | 8.1332 | 2029 | 2.821% |  | 3.28
2030 | 3.104% | 3.626% | 8.3856 | 2030 | 2.439% | 2.544% | 3.36
2031 | 3.626% |  | 8.6896 | 2031 | 2.544% |  | 3.4455
2032 | 3.626% |  | 9.0047 | 2032 | 2.544% |  | 3.5331
2033 | 3.626% |  | 9.3311 | 2033 | 2.544% |  | 3.623
2034 | 3.626% |  | 9.6694 | 2034 | 2.544% |  | 3.7151
2035 | 3.626% |  | 10.02 | 2035 | 2.544% |  | 3.8096
2036 | 3.626% |  | 10.3833 | 2036 | 2.544% |  | 3.9065
2037 | 3.626% |  | 10.7597 | 2037 | 2.544% |  | 4.0059
2038 | 3.626% |  | 11.1498 | 2038 | 2.544% |  | 4.1078
2039 | 3.626% |  | 11.554 | 2039 | 2.544% |  | 4.2123
2040 | 3.626% |  | 11.9729 | 2040 | 2.544% |  | 4.3195
2041 | 3.626% |  | 12.407 | 2041 | 2.544% |  | 4.4293
2042 | 3.626% |  | 12.8568 | 2042 | 2.544% |  | 4.542
2043 | 3.626% |  | 13.323 | 2043 | 2.544% |  | 4.6575
2044 | 3.626% |  | 13.806 | 2044 | 2.544% |  | 4.776
2045 | 3.626% |  | 14.3065 | 2045 | 2.544% |  | 4.8975
2046 | 3.626% |  | 14.8252 | 2046 | 2.544% |  | 5.0221
2047 | 3.626% |  | 15.3627 | 2047 | 2.544% |  | 5.1498
2048 | 3.626% |  | 15.9197 | 2048 | 2.544% |  | 5.2808
2049 | 3.626% |  | 16.4969 | 2049 | 2.544% |  | 5.4151
2050 | 3.626% |  | 17.095 | 2050 | 2.544% |  | 5.5529

## Capital Cost
| CC | CC | CT | Biomass | Wind | Geothermal | Nuclear | Solar PV | Solar PV | Coal | Coal | IGCC | IGCC | CT
| F Class | G&H Class | LMS 100 |  | OnShore |  |  | Small | Large |  | w/ CCS |  | w/ CCS | F Class
2011 | 893 | 919 | 771 | 3411 | 2322 | 4141 | 5130 | 5493 | 4274 | 2896 | 4582 | 3271 | 4851 | 679
2012 | 909.4177 | 935.8957 | 785.1748 | 3473.711 | 2364.6898 | 4217.1319 | 5224.3146 | 5328.5039 | 4146.2214 | 2949.2427 | 4666.2397 | 3331.1371 | 4940.1852 | 691.4834
2013 | 926.1373 | 953.1021 | 799.6101 | 3537.5749 | 2408.1644 | 4294.6636 | 5320.3632 | 5167.8113 | 4021.3803 | 3003.4643 | 4752.0281 | 3392.3798 | 5031.0101 | 704.1962
2014 | 943.1643 | 970.6248 | 814.3109 | 3602.6129 | 2452.4383 | 4373.6206 | 5418.1777 | 5013.501 | 3901.116 | 3058.6828 | 4839.3938 | 3454.7484 | 5123.5049 | 717.1428
2015 | 960.5043 | 988.4697 | 829.282 | 3668.8466 | 2497.5262 | 4454.0293 | 5517.7904 | 4862.8094 | 3783.1424 | 3114.9164 | 4928.3656 | 3518.2636 | 5217.7001 | 730.3274
2016 | 966.114 | 994.5936 | 834.6699 | 3689.1973 | 2506.2005 | 4567.6819 | 6010.2807 | 4717.2487 | 3670.4731 | 3142.609 | 4968.5863 | 3909.3661 | 5794.4933 | 750.3266
2017 | 983.8759 | 1012.8791 | 850.0153 | 3757.0229 | 2552.2768 | 4651.6584 | 6120.7792 | 4576.141 | 3560.7539 | 3200.3856 | 5059.9334 | 3981.2395 | 5901.0246 | 764.1213
2018 | 1001.9644 | 1031.5008 | 865.6427 | 3826.0954 | 2599.2002 | 4737.1787 | 6233.3093 | 4438.7439 | 3452.8644 | 3259.2244 | 5152.9599 | 4054.4343 | 6009.5145 | 778.1696
2019 | 1020.3855 | 1050.4648 | 881.5575 | 3896.4379 | 2646.9863 | 4824.2714 | 6347.9081 | 4305.4343 | 3349.9337 | 3319.145 | 5247.6966 | 4128.9747 | 6119.9989 | 792.4762
2020 | 1039.1452 | 1069.7776 | 897.7649 | 3968.0736 | 2695.6509 | 4912.9652 | 6464.6139 | 4176.6055 | 3249.4194 | 3380.1672 | 5344.1751 | 4204.8856 | 6232.5146 | 807.0458
2021 | 1058.2498 | 1089.4453 | 914.2702 | 4041.0263 | 2745.2103 | 5003.2897 | 6583.4653 | 4051.436 | 3151.5807 | 3442.3113 | 5442.4273 | 4282.192 | 6347.0989 | 821.8833
2022 | 1077.7056 | 1109.4747 | 931.079 | 4115.3202 | 2795.6807 | 5095.2747 | 6704.5018 | 3929.0309 | 3058.2162 | 3505.5979 | 5542.4859 | 4360.9198 | 6463.7898 | 836.9936
2023 | 1085.0756 | 1116.1844 | 936.9976 | 4138.7172 | 2807.2598 | 5226.2815 | 5207.6162 | 3812.2497 | 2966.5792 | 3536.4505 | 5587.1438 | 4851.7314 | 7192.3589 | 859.8477
2024 | 1105.0246 | 1136.7054 | 954.2242 | 4214.8072 | 2858.871 | 5322.3663 | 5303.3578 | 3697.6502 | 2876.8793 | 3601.4679 | 5689.863 | 4940.93 | 7324.5898 | 875.656
2025 | 1125.3404 | 1157.6036 | 971.7676 | 4292.2961 | 2911.4311 | 5420.2176 | 5400.8596 | 3586.82 | 2790.9494 | 3667.6806 | 5794.4707 | 5031.7686 | 7459.2518 | 891.7548
2026 | 1146.0297 | 1178.8861 | 989.6334 | 4371.2096 | 2964.9576 | 5519.8678 | 5500.154 | 3447.1943 | 2682.4761 | 3735.1106 | 5901.0016 | 5124.2773 | 7596.3895 | 908.1497
2027 | 1167.0994 | 1200.5598 | 1007.8278 | 4451.5739 | 3019.4681 | 5621.3501 | 5601.2739 | 3310.8379 | 2576.4369 | 3803.7803 | 6009.491 | 5218.4867 | 7736.0485 | 924.8459
2028 | 1188.5564 | 1222.632 | 1026.3566 | 4533.4158 | 3074.9808 | 5724.6982 | 5704.2529 | 3168.3026 | 2465.5919 | 3873.7125 | 6119.975 | 5314.4282 | 7878.2752 | 941.8492
2029 | 1210.4079 | 1245.11 | 1045.2261 | 4616.7623 | 3131.514 | 5829.9463 | 5809.1251 | 3019.4072 | 2349.8004 | 3944.9303 | 6232.4902 | 5412.1335 | 8023.1166 | 959.165
2030 | 1232.6612 | 1268.0012 | 1064.4425 | 4701.6411 | 3189.0867 | 5937.1294 | 5915.9254 | 2863.9661 | 2228.9179 | 4017.4576 | 6347.0741 | 5511.6351 | 8170.6209 | 976.7991
2031 | 1255.3235 | 1291.3133 | 1084.0122 | 4788.0803 | 3247.7178 | 6046.2831 | 6024.6892 | 2716.5271 | 2114.254 | 4091.3182 | 6463.7645 | 5612.9661 | 8320.8372 | 994.7575
These values were presented in the Generic Database Characteristics file posted to the LTSTF website

## Depreciation
TAG Technical Assessment Guide
Volume 3, Rev. 8: Fundamentals and Methods--Electricity Supply
Electric Power Research Institute
1999-11-01
Table 5-3. Tax Depreciation Schedules for Utility Plant
Year | 1 | 2 | 3 | 4 | 5 | 6 | 7 | 8 | 9 | 10 | 11 | 12 | 13 | 14 | 15 | 16 | 17 | 18 | 19 | 20 | 21
Renewable | 20% | 32% | 19.2% | 11.52% | 11.52% | 5.76%
Natural Gas Coal Gasification | 10% | 18% | 14.4% | 11.52% | 9.22% | 7.37% | 6.55% | 6.55% | 6.56% | 6.55% | 3.28%
Nuclear, Combustion Turbine | 5% | 9.5% | 8.55% | 7.7% | 6.93% | 6.23% | 5.9% | 5.9% | 5.91% | 5.9% | 5.91% | 5.9% | 5.91% | 5.9% | 5.91% | 2.95%
Combined Cycle | 3.75% | 7.219% | 6.677% | 6.177% | 5.713% | 5.285% | 4.888% | 4.522% | 4.462% | 4.461% | 4.462% | 4.461% | 4.462% | 4.461% | 4.462% | 4.461% | 4.462% | 4.461% | 4.462% | 4.461% | 2.231%

## Adv CC
Inputs | UOM | Values |  | 2020 | 2020 | 2021 | 2022 | 2023 | 2024 | 2025 | 2026 | 2027 | 2028 | 2029 | 2030 | 2031 | 2032 | 2033 | 2034 | 2035 | 2036 | 2037 | 2038 | 2039 | 2040 | 2041 | 2042 | 2043 | 2044
Capacity | MW | 400 | Revenue |  | 177697900.7543 | 185232942.0935 | 193437755.3403 | 202684250.7374 | 212053930.8647 | 221302868.6981 | 230004443.553 | 239049136.7511 | 247175188.7846 | 254649542.9329 | 262553592.4151 | 272072515.5445 | 281936548.7778 | 292158204.1378 | 302750447.2728 | 313726713.9027 | 325100926.8618 | 336887513.7587 | 349101425.2777 | 361758154.1422 | 374873754.767 | 388464863.6223 | 402548720.3363 | 417143189.5625 | 432266783.6405
Heat Rate | mmbtu | 7.1 | Fuel Cost |  | 112956343.4065 | 117746105.7699 | 122961618.7206 | 128839292.5983 | 134795270.7026 | 140674497.1516 | 146205784.0904 | 151955179.3649 | 157120626.5657 | 161871812.2034 | 166896140.1432 | 172946986.8066 | 179217207.8984 | 185714756.8741 | 192447875.543 | 199425104.5227 | 206655294.0721 | 214147615.3177 | 221911571.8868 | 229957011.962 | 238294140.7737 | 246933533.5444 | 255886148.9029 | 265163342.7851 | 274776882.838
Hours in Year |  | 8760 | Fixed Cost |  | 6890851.3243 | 7017642.9887 | 7146767.6197 | 7278268.1439 | 7412188.2777 | 7548572.542 | 7687466.2768 | 7828915.6563 | 7972967.7044 | 8119670.3101 | 8269072.2438 | 8421223.1731 | 8576173.6795 | 8733975.2752 | 8894680.4203 | 9058342.54 | 9225016.0427 | 9394756.3379 | 9567619.8545 | 9743664.0599 | 9922947.4786 | 10105529.7122 | 10291471.4589 | 10480834.5337 | 10673681.8891
Capacity Factor |  | 80% | Variable Cost |  | 9578943.2034 | 9755195.7584 | 9934691.3603 | 10117489.6813 | 10303651.4915 | 10493238.6789 | 10686314.2706 | 10882942.4532 | 11083188.5943 | 11287119.2645 | 11494802.2589 | 11706306.6205 | 11921702.6623 | 12141061.9913 | 12364457.5319 | 12591963.5505 | 12823655.6799 | 13059610.9444 | 13299907.7857 | 13544626.089 | 13793847.209 | 14047653.9977 | 14306130.8312 | 14569363.6385 | 14837439.9295
Annual Generation | MWh | 2803200 | EBITDA |  | 48271762.8201 | 50713997.5765 | 53394677.6397 | 56449200.3139 | 59542820.393 | 62586560.3256 | 65424878.9152 | 68382099.2767 | 70998405.9202 | 73370941.1549 | 75893577.7691 | 78997998.9443 | 82221464.5376 | 85568409.9973 | 89043433.7776 | 92651303.2895 | 96396961.0671 | 100285531.1588 | 104322325.7506 | 108512852.0313 | 112862819.3056 | 117378146.3681 | 122064969.1432 | 126929648.6051 | 131978778.9839
|  |  | Less Depreciation |  | 16046663.31 | 30890896.6494 | 28571618.9123 | 26432063.8043 | 24446556.6641 | 22615097.4916 | 20916290.7359 | 19350136.3968 | 19093389.7838 | 19089110.6736 | 19093389.7838 | 19089110.6736 | 19093389.7838 | 19089110.6736 | 19093389.7838 | 19089110.6736 | 19093389.7838 | 19089110.6736 | 19093389.7838 | 19089110.6736 | 9546694.8919 | 0 | 0 | 0 | 0
|  |  | EBIT |  | 32225099.51 | 19823100.9272 | 24823058.7274 | 30017136.5096 | 35096263.7289 | 39971462.8339 | 44508588.1794 | 49031962.8799 | 51905016.1364 | 54281830.4813 | 56800187.9853 | 59908888.2707 | 63128074.7538 | 66479299.3236 | 69950043.9937 | 73562192.6159 | 77303571.2833 | 81196420.4851 | 85228935.9668 | 89423741.3577 | 103316124.4137 | 117378146.3681 | 122064969.1432 | 126929648.6051 | 131978778.9839
|  |  | Interest Payment |  | 18828084.9504 | 18416649.7064 | 17972299.6428 | 17492401.5741 | 16974111.6599 | 16414358.5526 | 15809825.1967 | 15156929.1723 | 14451801.4659 | 13690263.5431 | 12867802.5864 | 11979544.7532 | 11020226.2934 | 9984162.3568 | 8865213.3052 | 7656748.3295 | 6351606.1557 | 4942052.6081 | 3419734.7766 | 1775631.5186 | 2.5332e-08 | 0 | 0 | 0 | 0
Capital Cost | $/kW | 1069.7776 | Income before Taxes |  | 13397014.5596 | 1406451.2208 | 6850759.0847 | 12524734.9355 | 18122152.069 | 23557104.2814 | 28698762.9827 | 33875033.7076 | 37453214.6704 | 40591566.9382 | 43932385.3988 | 47929343.5174 | 52107848.4604 | 56495136.9669 | 61084830.6886 | 65905444.2864 | 70951965.1275 | 76254367.8771 | 81809201.1902 | 87648109.839 | 103316124.4137 | 117378146.3681 | 122064969.1432 | 126929648.6051 | 131978778.9839
Total Capital Cost | $ | 427911021.6011 | Taxes |  | 4688955.0959 | 492257.9273 | 2397765.6796 | 4383657.2274 | 6342753.2242 | 8244986.4985 | 10044567.044 | 11856261.7977 | 13108625.1347 | 14207048.4284 | 15376334.8896 | 16775270.2311 | 18237746.9611 | 19773297.9384 | 21379690.741 | 23066905.5002 | 24833187.7946 | 26689028.757 | 28633220.4166 | 30676838.4437 | 36160643.5448 | 41082351.2288 | 42722739.2001 | 44425377.0118 | 46192572.6444
Equity |  | 45% | Tax Credits
Debt |  | 55% | Net Income |  | 8708059.4637 | 914193.2935 | 4452993.405 | 8141077.7081 | 11779398.8449 | 15312117.7829 | 18654195.9388 | 22018771.91 | 24344589.5358 | 26384518.5098 | 28556050.5092 | 31154073.2863 | 33870101.4993 | 36721839.0285 | 39705139.9476 | 42838538.7862 | 46118777.3329 | 49565339.1201 | 53175980.7736 | 56971271.3954 | 67155480.8689 | 76295795.1392 | 79342229.9431 | 82504271.5933 | 85786206.3395
Cost of Debt |  | 8% | Plus Depreciation |  | 16046663.31 | 30890896.6494 | 28571618.9123 | 26432063.8043 | 24446556.6641 | 22615097.4916 | 20916290.7359 | 19350136.3968 | 19093389.7838 | 19089110.6736 | 19093389.7838 | 19089110.6736 | 19093389.7838 | 19089110.6736 | 19093389.7838 | 19089110.6736 | 19093389.7838 | 19089110.6736 | 19093389.7838 | 19089110.6736 | 9546694.8919 | 0 | 0 | 0 | 0
Economic Life | yrs | 20 | Cash Flow from Ops |  | 24754722.7738 | 31805089.9429 | 33024612.3173 | 34573141.5124 | 36225955.5089 | 37927215.2745 | 39570486.6746 | 41368908.3068 | 43437979.3196 | 45473629.1834 | 47649440.2931 | 50243183.96 | 52963491.2831 | 55810949.7021 | 58798529.7314 | 61927649.4598 | 65212167.1167 | 68654449.7937 | 72269370.5575 | 76060382.069 | 76702175.7608 | 76295795.1392 | 79342229.9431 | 82504271.5933 | 85786206.3395
Loan Payment | $/yr | -23971025.5014 | Less Capital Investment | -192559959.7205 | 0 | 0 | 0 | 0 | 0 | 0 | 0 | 0 | 0 | 0 | 0 | 0 | 0 | 0 | 0 | 0 | 0 | 0 | 0 | 0 | 0 | 0 | 0 | 0 | 0
|  |  | Less Debt Principal Payment |  | 5142940.551 | 5554375.795 | 5998725.8586 | 6478623.9273 | 6996913.8415 | 7556666.9488 | 8161200.3048 | 8814096.3291 | 9519224.0355 | 10280761.9583 | 11103222.915 | 11991480.7482 | 12950799.208 | 13986863.1447 | 15105812.1962 | 16314277.1719 | 17619419.3457 | 19028972.8933 | 20551290.7248 | 22195393.9828 | 23971025.5014 | 0 | 0 | 0 | 0
Tax Rate |  | 35% | Net Cash Flow | -192559959.7205 | 19611782.2228 | 26250714.1479 | 27025886.4587 | 28094517.5851 | 29229041.6674 | 30370548.3257 | 31409286.3699 | 32554811.9776 | 33918755.2842 | 35192867.2251 | 36546217.3781 | 38251703.2118 | 40012692.0751 | 41824086.5574 | 43692717.5352 | 45613372.2879 | 47592747.7711 | 49625476.9004 | 51718079.8327 | 53864988.0862 | 52731150.2594 | 76295795.1392 | 79342229.9431 | 82504271.5933 | 85786206.3395
WACC |  | 11.15% | Discount Factor | 100% | 100% | 111.1% | 123.5% | 137.3% | 152.6% | 169.6% | 188.6% | 209.6% | 233% | 258.9% | 287.8% | 319.9% | 355.6% | 395.2% | 439.3% | 488.2% | 542.7% | 603.2% | 670.5% | 745.2% | 828.3% | 920.7% | 1023% | 1137% | 1264%
Cost of Equity |  | 15% | PV of Debt Payments |  | 5142940.551 | 4997189.1993 | 4855568.4528 | 4717961.2497 | 4584253.8458 | 4454335.7206 | 4328099.4856 | 4205440.7958 | 4086258.2631 | 3970453.373 | 3857930.403 | 3748596.343 | 3642360.8191 | 3539136.0185 | 3438836.6172 | 3341379.709 | 3246684.7375 | 3154673.4292 | 3065269.7287 | 2978399.7364
|  |  | PV of Net Cash Flow |  | 19611782.2228 | 23617376.6512 | 21875652.3951 | 20459413.4157 | 19150349.6697 | 17902154.3729 | 16657171.8749 | 15532770.3802 | 14560093.7153 | 13591564.414 | 12698363.7288 | 11957672.0993 | 11253410.6613 | 10582868.342 | 9946642.7235 | 9342221.8475 | 8769792.2827 | 8227042.745 | 7713864.1393 | 7228142.3093 | 6366165.2007 | 8287085.0455 | 7753470.2983 | 7253685.0115 | 6785631.2303
Fixed O&M | $/kw-yr | 17.2271 | NPV | 2020: 12741208.9065
Variable O&M | $/MWh | 3.4171 | IRR | 2020: 16%
Fuel Cost | $/mmbtu | 5.6754
|  |  | Depreciation |  | 3.75% | 7.219% | 6.677% | 6.177% | 5.713% | 5.285% | 4.888% | 4.522% | 4.462% | 4.461% | 4.462% | 4.461% | 4.462% | 4.461% | 4.462% | 4.461% | 4.462% | 4.461% | 4.462% | 4.461% | 2.231%
[5 empty] | 16046663.31 | 30890896.6494 | 28571618.9123 | 26432063.8043 | 24446556.6641 | 22615097.4916 | 20916290.7359 | 19350136.3968 | 19093389.7838 | 19089110.6736 | 19093389.7838 | 19089110.6736 | 19093389.7838 | 19089110.6736 | 19093389.7838 | 19089110.6736 | 19093389.7838 | 19089110.6736 | 19093389.7838 | 19089110.6736 | 9546694.8919
[5 empty] | 411864358.2911 | 380973461.6417 | 352401842.7294 | 325969778.9251 | 301523222.261 | 278908124.7694 | 257991834.0335 | 238641697.6367 | 219548307.8529 | 200459197.1793 | 181365807.3954 | 162276696.7218 | 143183306.9379 | 124094196.2643 | 105000806.4805 | 85911695.8069 | 66818306.023 | 47729195.3494 | 28635805.5655 | 9546694.8919 | -3.539e-08
|  |  | Amortization | 0 | 1 | 2 | 3 | 4 | 5 | 6 | 7 | 8 | 9 | 10 | 11 | 12 | 13 | 14 | 15 | 16 | 17 | 18 | 19 | 20 | 21
|  |  | Principle | 235351061.8806 | 235351061.8806 | 230208121.3296 | 224653745.5346 | 218655019.676 | 212176395.7486 | 205179481.9071 | 197622814.9582 | 189461614.6535 | 180647518.3244 | 171128294.2889 | 160847532.3306 | 149744309.4156 | 137752828.6675 | 124802029.4594 | 110815166.3148 | 95709354.1185 | 79395076.9466 | 61775657.6009 | 42746684.7076 | 22195393.9828 | 3.1665e-07
|  |  | Payment |  | 23971025.5014 | 23971025.5014 | 23971025.5014 | 23971025.5014 | 23971025.5014 | 23971025.5014 | 23971025.5014 | 23971025.5014 | 23971025.5014 | 23971025.5014 | 23971025.5014 | 23971025.5014 | 23971025.5014 | 23971025.5014 | 23971025.5014 | 23971025.5014 | 23971025.5014 | 23971025.5014 | 23971025.5014 | 23971025.5014 | 23971025.5014
|  |  | Principal |  | 5142940.551 | 5554375.795 | 5998725.8586 | 6478623.9273 | 6996913.8415 | 7556666.9488 | 8161200.3048 | 8814096.3291 | 9519224.0355 | 10280761.9583 | 11103222.915 | 11991480.7482 | 12950799.208 | 13986863.1447 | 15105812.1962 | 16314277.1719 | 17619419.3457 | 19028972.8933 | 20551290.7248 | 22195393.9828 | 23971025.5014
|  |  | Interest |  | 18828084.9504 | 18416649.7064 | 17972299.6428 | 17492401.5741 | 16974111.6599 | 16414358.5526 | 15809825.1967 | 15156929.1723 | 14451801.4659 | 13690263.5431 | 12867802.5864 | 11979544.7532 | 11020226.2934 | 9984162.3568 | 8865213.3052 | 7656748.3295 | 6351606.1557 | 4942052.6081 | 3419734.7766 | 1775631.5186 | 2.5332e-08

## Adv CT
Inputs | UOM | Values |  | 2020 | 2020 | 2021 | 2022 | 2023 | 2024 | 2025 | 2026 | 2027 | 2028 | 2029 | 2030 | 2031 | 2032 | 2033 | 2034 | 2035 | 2036 | 2037 | 2038 | 2039 | 2040 | 2041 | 2042 | 2043 | 2044
Capacity | MW | 100 | Revenue |  | 22109946.1478 | 23047488.7835 | 24068367.3548 | 25218856.5526 | 26384672.9306 | 27535466.0269 | 28618153.8393 | 29743533.9293 | 30754612.6876 | 31684604.3589 | 32668060.5937 | 33852446.4355 | 35079772.3784 | 36351595.2226 | 37669528.2106 | 39035243.0731 | 40450472.1497 | 41917010.5863 | 43436718.612 | 45011523.8991 | 46643424.0075 | 48334488.9194 | 50086863.6642 | 51902771.0401 | 53784514.4327
Heat Rate | mmbtu | 9.2 | Fuel Cost |  | 5031330.0848 | 5244676.8943 | 5476987.5944 | 5738792.4344 | 6004085.1211 | 6265959.1161 | 6512335.1012 | 6768426.1231 | 6998506.7819 | 7210135.2971 | 7433930.186 | 7703448.5321 | 7982738.3096 | 8272153.7833 | 8572062.062 | 8882843.5641 | 9204892.5 | 9538617.3724 | 9884441.4943 | 10242803.5258 | 10614158.0309 | 10998976.054 | 11397745.717 | 11810972.8388 | 12239181.5771
Hours in Year |  | 8760 | Fixed Cost |  | 789478.5204 | 804004.9252 | 818798.6158 | 833864.5103 | 849207.6173 | 864833.0375 | 880745.9654 | 896951.6911 | 913455.6022 | 930263.1853 | 947380.0279 | 964811.8204 | 982564.3579 | 1000643.5421 | 1019055.3833 | 1037806.0024 | 1056901.6328 | 1076348.6228 | 1096153.4375 | 1116322.6608 | 1136862.9977 | 1157781.2769 | 1179084.4524 | 1200779.6063 | 1222873.951
Capacity Factor |  | 11% | Variable Cost |  | 1476065.6014 | 1503225.2085 | 1530884.5523 | 1559052.8281 | 1587739.4001 | 1616953.805 | 1646705.7551 | 1677005.141 | 1707862.0355 | 1739286.697 | 1771289.5722 | 1803881.3004 | 1837072.7163 | 1870874.8543 | 1905298.9516 | 1940356.4523 | 1976059.011 | 2012418.4968 | 2049446.9972 | 2087156.8219 | 2125560.5074 | 2164670.8208 | 2204500.7639 | 2245063.5779 | 2286372.7478
Annual Generation | MWh | 96360 | EBITDA |  | 14813071.9412 | 15495581.7555 | 16241696.5923 | 17087146.7798 | 17943640.7921 | 18787720.0683 | 19578367.0177 | 20401150.9741 | 21134788.2679 | 21804919.1795 | 22515460.8076 | 23380304.7827 | 24277396.9946 | 25207923.0429 | 26173111.8137 | 27174237.0543 | 28212619.0058 | 29289626.0942 | 30406676.6831 | 31565240.8906 | 32766842.4714 | 34013060.7677 | 35305532.731 | 36645955.017 | 38036086.1568
|  |  | Less Depreciation |  | 4488824.318 | 8528766.2042 | 7675889.5838 | 6912789.4497 | 6221510.5048 | 5593075.1002 | 5296812.6952 | 5296812.6952 | 5305790.3439 | 5296812.6952 | 5305790.3439 | 5296812.6952 | 5305790.3439 | 5296812.6952 | 5305790.3439 | 2648406.3476 | 0 | 0 | 0 | 0 | 0 | 0 | 0 | 0 | 0
|  |  | EBIT |  | 10324247.6232 | 6966815.5513 | 8565807.0085 | 10174357.33 | 11722130.2873 | 13194644.968 | 14281554.3225 | 15104338.2788 | 15828997.9241 | 16508106.4843 | 17209670.4637 | 18083492.0874 | 18971606.6507 | 19911110.3477 | 20867321.4698 | 24525830.7067 | 28212619.0058 | 29289626.0942 | 30406676.6831 | 31565240.8906 | 32766842.4714 | 34013060.7677 | 35305532.731 | 36645955.017 | 38036086.1568
|  |  | Interest Payment |  | 3950165.3998 | 3863845.5606 | 3770620.1343 | 3669936.6739 | 3561198.5366 | 3443761.3483 | 3316929.185 | 3179950.4486 | 3032013.4133 | 2872241.4152 | 2699687.6572 | 2513329.5986 | 2312062.8953 | 2094694.8557 | 1859937.3729 | 1606399.2916 | 1332578.1637 | 1036851.3456 | 717466.3821 | 372530.6215 | 0 | 0 | 0 | 0 | 0
Capital Cost | $/kW | 897.7649 | Income before Taxes |  | 6374082.2233 | 3102969.9907 | 4795186.8742 | 6504420.6562 | 8160931.7507 | 9750883.6197 | 10964625.1375 | 11924387.8302 | 12796984.5108 | 13635865.0691 | 14509982.8065 | 15570162.4888 | 16659543.7555 | 17816415.492 | 19007384.0968 | 22919431.4151 | 26880040.8421 | 28252774.7485 | 29689210.301 | 31192710.2691 | 32766842.4714 | 34013060.7677 | 35305532.731 | 36645955.017 | 38036086.1568
Total Capital Cost | $ | 89776486.3601 | Taxes |  | 2230928.7782 | 1086039.4967 | 1678315.406 | 2276547.2297 | 2856326.1128 | 3412809.2669 | 3837618.7981 | 4173535.7406 | 4478944.5788 | 4772552.7742 | 5078493.9823 | 5449556.8711 | 5830840.3144 | 6235745.4222 | 6652584.4339 | 8021800.9953 | 9408014.2947 | 9888471.162 | 10391223.6054 | 10917448.5942 | 11468394.865 | 11904571.2687 | 12356936.4559 | 12826084.256 | 13312630.1549
Equity |  | 45% | Tax Credits
Debt |  | 55% | Net Income |  | 4143153.4452 | 2016930.4939 | 3116871.4682 | 4227873.4265 | 5304605.638 | 6338074.3528 | 7127006.3394 | 7750852.0897 | 8318039.932 | 8863312.2949 | 9431488.8242 | 10120605.6177 | 10828703.441 | 11580670.0698 | 12354799.6629 | 14897630.4198 | 17472026.5474 | 18364303.5865 | 19297986.6957 | 20275261.6749 | 21298447.6064 | 22108489.499 | 22948596.2752 | 23819870.7611 | 24723456.0019
Cost of Debt |  | 8% | Plus Depreciation |  | 4488824.318 | 8528766.2042 | 7675889.5838 | 6912789.4497 | 6221510.5048 | 5593075.1002 | 5296812.6952 | 5296812.6952 | 5305790.3439 | 5296812.6952 | 5305790.3439 | 5296812.6952 | 5305790.3439 | 5296812.6952 | 5305790.3439 | 2648406.3476 | 0 | 0 | 0 | 0 | 0 | 0 | 0 | 0 | 0
Economic Life | yrs | 20 | Cash Flow from Ops |  | 8631977.7632 | 10545696.6982 | 10792761.052 | 11140662.8763 | 11526116.1427 | 11931149.4531 | 12423819.0346 | 13047664.7849 | 13623830.2759 | 14160124.9902 | 14737279.1681 | 15417418.313 | 16134493.7849 | 16877482.765 | 17660590.0068 | 17546036.7674 | 17472026.5474 | 18364303.5865 | 19297986.6957 | 20275261.6749 | 21298447.6064 | 22108489.499 | 22948596.2752 | 23819870.7611 | 24723456.0019
Loan Payment | $/yr | -5029163.3899 | Less Capital Investment | -40399418.8621 | 0 | 0 | 0 | 0 | 0 | 0 | 0 | 0 | 0 | 0 | 0 | 0 | 0 | 0 | 0 | 0 | 0 | 0 | 0 | 0 | 0 | 0 | 0 | 0 | 0
|  |  | Less Debt Principal Payments |  | 1078997.99 | 1165317.8292 | 1258543.2556 | 1359226.716 | 1467964.8533 | 1585402.0416 | 1712234.2049 | 1849212.9413 | 1997149.9766 | 2156921.9747 | 2329475.7327 | 2515833.7913 | 2717100.4946 | 2934468.5342 | 3169226.0169 | 3422764.0983 | 3696585.2262 | 3992312.0443 | 4311697.0078 | 4656632.7684 | 5029163.3899 | 0 | 0 | 0 | 0
Tax Rate |  | 35% | Net Cash Flow | -40399418.8621 | 7552979.7731 | 9380378.8689 | 9534217.7964 | 9781436.1602 | 10058151.2894 | 10345747.4115 | 10711584.8297 | 11198451.8436 | 11626680.2993 | 12003203.0154 | 12407803.4354 | 12901584.5217 | 13417393.2903 | 13943014.2308 | 14491363.9899 | 14123272.6691 | 13775441.3212 | 14371991.5423 | 14986289.6879 | 15618628.9065 | 16269284.2165 | 22108489.499 | 22948596.2752 | 23819870.7611 | 24723456.0019
WACC |  | 11.15% | Discount Factor | 100% | 89.97% | 80.94% | 72.82% | 65.52% | 58.95% | 53.03% | 47.71% | 42.93% | 38.62% | 34.75% | 31.26% | 28.12% | 25.3% | 22.76% | 20.48% | 18.43% | 16.58% | 14.92% | 13.42% | 12.07% | 10.86% | 9.772% | 8.792% | 7.91% | 7.116%
Cost of Equity |  | 15% | PV of Cash Flow | -40399418.8621 | 6795303.4396 | 7592791 | 6943151.9122 | 6408623.4804 | 5928854.9933 | 5486622.3568 | 5110783.244 | 4807089.9697 | 4490250.0611 | 4170637.859 | 3878740.8794 | 3628519.3841 | 3395041.4312 | 3174125.7781 | 2968022.9827 | 2602458.8506 | 2283729.0775 | 2143613.8103 | 2011010.0902 | 1885617.3503 | 1767134.6328 | 2160482.7189 | 2017615.3988 | 1884135.7584 | 1759432.0677
|  |  | Cumulative PV |  | -33604115.4224 | -26011324.4224 | -19068172.5103 | -12659549.0299 | -6730694.0366 | -1244071.6798 | 3866711.5642 | 8673801.5339 | 13164051.595 | 17334689.454 | 21213430.3334 | 24841949.7174 | 28236991.1486 | 31411116.9267 | 34379139.9094 | 36981598.76 | 39265327.8374 | 41408941.6477 | 43419951.7379 | 45305569.0882 | 47072703.721 | 49233186.4399 | 51250801.8387 | 53134937.5971 | 54894369.6648
Fixed O&M | $/kw-yr | 7.8948 | NPV | 2020: 26013401.4672
Variable O&M | $/MWh | 15.3182 | IRR | 2020: 24.64%
Fuel Cost | $/mmbtu | 5.6754
|  |  | Depreciation |  | 5% | 9.5% | 8.55% | 7.7% | 6.93% | 6.23% | 5.9% | 5.9% | 5.91% | 5.9% | 5.91% | 5.9% | 5.91% | 5.9% | 5.91% | 2.95%
[5 empty] | 4488824.318 | 8528766.2042 | 7675889.5838 | 6912789.4497 | 6221510.5048 | 5593075.1002 | 5296812.6952 | 5296812.6952 | 5305790.3439 | 5296812.6952 | 5305790.3439 | 5296812.6952 | 5305790.3439 | 5296812.6952 | 5305790.3439 | 2648406.3476
[5 empty] | 85287662.0421 | 76758895.8379 | 69083006.2541 | 62170216.8044 | 55948706.2996 | 50355631.1994 | 45058818.5042 | 39762005.8089 | 34456215.465 | 29159402.7698 | 23853612.4259 | 18556799.7306 | 13251009.3868 | 7954196.6915 | 2648406.3476 | 0
|  |  | Amortization | 0 | 1 | 2 | 3 | 4 | 5 | 6 | 7 | 8 | 9 | 10 | 11 | 12 | 13 | 14 | 15 | 16 | 17 | 18 | 19 | 20 | 21
|  |  | Principle | 49377067.4981 | 49377067.4981 | 48298069.508 | 47132751.6788 | 45874208.4232 | 44514981.7072 | 43047016.8539 | 41461614.8123 | 39749380.6074 | 37900167.6661 | 35903017.6895 | 33746095.7147 | 31416619.982 | 28900786.1907 | 26183685.6961 | 23249217.1619 | 20079991.1449 | 16657227.0466 | 12960641.8205 | 8968329.7762 | 4656632.7684 | 0
|  |  | Payment |  | 5029163.3899 | 5029163.3899 | 5029163.3899 | 5029163.3899 | 5029163.3899 | 5029163.3899 | 5029163.3899 | 5029163.3899 | 5029163.3899 | 5029163.3899 | 5029163.3899 | 5029163.3899 | 5029163.3899 | 5029163.3899 | 5029163.3899 | 5029163.3899 | 5029163.3899 | 5029163.3899 | 5029163.3899 | 5029163.3899 | 5029163.3899
|  |  | Principal |  | 1078997.99 | 1165317.8292 | 1258543.2556 | 1359226.716 | 1467964.8533 | 1585402.0416 | 1712234.2049 | 1849212.9413 | 1997149.9766 | 2156921.9747 | 2329475.7327 | 2515833.7913 | 2717100.4946 | 2934468.5342 | 3169226.0169 | 3422764.0983 | 3696585.2262 | 3992312.0443 | 4311697.0078 | 4656632.7684 | 5029163.3899
|  |  | Interest |  | 3950165.3998 | 3863845.5606 | 3770620.1343 | 3669936.6739 | 3561198.5366 | 3443761.3483 | 3316929.185 | 3179950.4486 | 3032013.4133 | 2872241.4152 | 2699687.6572 | 2513329.5986 | 2312062.8953 | 2094694.8557 | 1859937.3729 | 1606399.2916 | 1332578.1637 | 1036851.3456 | 717466.3821 | 372530.6215 | 0

## Conv CC
Inputs | UOM | Values |  | 2020 | 2020 | 2021 | 2022 | 2023 | 2024 | 2025 | 2026 | 2027 | 2028 | 2029 | 2030 | 2031 | 2032 | 2033 | 2034 | 2035 | 2036 | 2037 | 2038 | 2039 | 2040 | 2041 | 2042 | 2043 | 2044
Capacity | MW | 500 | Revenue |  | 160642044.5808 | 167453855.1964 | 174871151.4604 | 183230146.8086 | 191700503.3313 | 200061706.6851 | 207928084.2272 | 216104646.819 | 223450741.5533 | 230207689.8752 | 237353090.3774 | 245958365.2131 | 254875625.6854 | 264116182.8843 | 273691757.9849 | 283614497.1158 | 293896986.7653 | 304552269.7468 | 315593861.7431 | 327035768.4503 | 338892503.3433 | 351179106.0852 | 363911161.6048 | 377104819.8648 | 390776816.3475
Heat Rate | mmbtu | 7.2 | Fuel Cost |  | 89490060.7974 | 93284766.8952 | 97416775.3949 | 102073383.2205 | 106792027.8453 | 111449865.7011 | 115832047.2547 | 120387025.9053 | 124479369.6383 | 128243513.1893 | 132224054.691 | 137017859.2658 | 141985464.004 | 147133170.0587 | 152467507.0323 | 157995241.2592 | 163723384.3881 | 169659202.2763 | 175810224.2061 | 182184252.4347 | 188789372.0919 | 195633961.4348 | 202726702.4759 | 210076591.9952 | 217692952.9526
Hours in Year |  | 8760 | Fixed Cost |  | 8478056.6481 | 8634052.8905 | 8792919.4636 | 8954709.1818 | 9119475.8307 | 9287274.186 | 9458160.031 | 9632190.1756 | 9809422.4748 | 9989915.8484 | 10173730.3 | 10360926.9375 | 10551567.9931 | 10745716.8442 | 10943438.0342 | 11144797.294 | 11349861.5642 | 11558699.017 | 11771379.0789 | 11987972.4539 | 12208551.1471 | 12433188.4882 | 12661959.1564 | 12894939.2049 | 13132206.0862
Capacity Factor |  | 50% | Variable Cost |  | 7741602.8045 | 7884048.2961 | 8029114.7847 | 8176850.4968 | 8327304.5459 | 8480526.9496 | 8636568.6454 | 8795481.5085 | 8957318.3683 | 9122133.0262 | 9289980.2739 | 9460915.911 | 9634996.7637 | 9812280.7042 | 9992826.6691 | 10176694.6798 | 10363945.862 | 10554642.4658 | 10748847.8872 | 10946626.6883 | 11148044.6194 | 11353168.6404 | 11562066.9434 | 11774808.9751 | 11991465.4603
Annual Generation | MWh | 2190000 | EBITDA |  | 54932324.3308 | 57650987.1147 | 60632341.8172 | 64025203.9096 | 67461695.1093 | 70844039.8485 | 74001308.2961 | 77289949.2296 | 80204631.0719 | 82852127.8113 | 85665325.1125 | 89118663.0988 | 92703596.9246 | 96425015.2772 | 100287986.2493 | 104297763.8828 | 108459794.9511 | 112779725.9877 | 117263410.571 | 121916916.8734 | 126746535.4849 | 131758787.5218 | 136960433.0291 | 142358479.6896 | 147960191.8484
|  |  | Less Depreciation |  | 19483971.6953 | 37507944.4449 | 34691861.0692 | 32093998.1765 | 29683181.412 | 27459410.7759 | 25396707.6391 | 23495072.0016 | 23183328.4545 | 23178132.7287 | 23183328.4545 | 23178132.7287 | 23183328.4545 | 23178132.7287 | 23183328.4545 | 23178132.7287 | 23183328.4545 | 23178132.7287 | 23183328.4545 | 23178132.7287 | 11591664.2272 | 0 | 0 | 0 | 0
|  |  | EBIT |  | 35448352.6355 | 20143042.6698 | 25940480.748 | 31931205.7331 | 37778513.6973 | 43384629.0726 | 48604600.657 | 53794877.228 | 57021302.6174 | 59673995.0826 | 62481996.6581 | 65940530.3701 | 69520268.4701 | 73246882.5485 | 77104657.7948 | 81119631.1541 | 85276466.4966 | 89601593.259 | 94080082.1165 | 98738784.1447 | 115154871.2577 | 131758787.5218 | 136960433.0291 | 142358479.6896 | 147960191.8484
|  |  | Interest Payment |  | 22861193.4558 | 22361625.8825 | 21822092.9033 | 21239397.2857 | 20610086.0188 | 19930429.8504 | 19196401.1887 | 18403650.234 | 17547479.2029 | 16622814.4893 | 15624176.5986 | 14545647.6767 | 13380836.441 | 12122840.3065 | 10764204.4812 | 9296877.7899 | 7712164.9633 | 6000675.1106 | 4152266.0696 | 2155984.3054 | -1.5795e-08 | 0 | 0 | 0 | 0
Capital Cost | $/kW | 1039.1452 | Income before Taxes |  | 12587159.1797 | -2218583.2126 | 4118387.8447 | 10691808.4474 | 17168427.6785 | 23454199.2221 | 29408199.4683 | 35391226.994 | 39473823.4145 | 43051180.5933 | 46857820.0594 | 51394882.6934 | 56139432.029 | 61124042.2419 | 66340453.3136 | 71822753.3642 | 77564301.5332 | 83600918.1484 | 89927816.0469 | 96582799.8393 | 115154871.2577 | 131758787.5218 | 136960433.0291 | 142358479.6896 | 147960191.8484
Total Capital Cost | $ | 519572578.541 | Taxes |  | 4405505.7129 | 0 | 1441435.7457 | 3742132.9566 | 6008949.6875 | 8208969.7277 | 10292869.8139 | 12386929.4479 | 13815838.1951 | 15067913.2076 | 16400237.0208 | 17988208.9427 | 19648801.2102 | 21393414.7847 | 23219158.6597 | 25137963.6775 | 27147505.5366 | 29260321.3519 | 31474735.6164 | 33803979.9437 | 40304204.9402 | 46115575.6326 | 47936151.5602 | 49825467.8913 | 51786067.1469
Equity |  | 45% | Tax Credits
Debt |  | 55% | Net Income |  | 8181653.4668 | -2218583.2126 | 2676952.0991 | 6949675.4908 | 11159477.991 | 15245229.4944 | 19115329.6544 | 23004297.5461 | 25657985.2195 | 27983267.3856 | 30457583.0386 | 33406673.7507 | 36490630.8189 | 39730627.4573 | 43121294.6538 | 46684789.6867 | 50416795.9966 | 54340596.7964 | 58453080.4305 | 62778819.8955 | 74850666.3175 | 85643211.8892 | 89024281.4689 | 92533011.7982 | 96174124.7015
Cost of Debt |  | 8% | Plus Depreciation |  | 19483971.6953 | 37507944.4449 | 34691861.0692 | 32093998.1765 | 29683181.412 | 27459410.7759 | 25396707.6391 | 23495072.0016 | 23183328.4545 | 23178132.7287 | 23183328.4545 | 23178132.7287 | 23183328.4545 | 23178132.7287 | 23183328.4545 | 23178132.7287 | 23183328.4545 | 23178132.7287 | 23183328.4545 | 23178132.7287 | 11591664.2272 | 0 | 0 | 0 | 0
Economic Life | yrs | 20 | Cash Flow from Ops |  | 27665625.1621 | 35289361.2323 | 37368813.1683 | 39043673.6673 | 40842659.4031 | 42704640.2703 | 44512037.2935 | 46499369.5477 | 48841313.674 | 51161400.1143 | 53640911.4931 | 56584806.4794 | 59673959.2734 | 62908760.186 | 66304623.1083 | 69862922.4154 | 73600124.4511 | 77518729.5252 | 81636408.885 | 85956952.6242 | 86442330.5447 | 85643211.8892 | 89024281.4689 | 92533011.7982 | 96174124.7015
Loan Payment | $/yr | -29105788.1226 | Less Capital Investment | -233807660.3434 | 0 | 0 | 0 | 0 | 0 | 0 | 0 | 0 | 0 | 0 | 0 | 0 | 0 | 0 | 0 | 0 | 0 | 0 | 0 | 0 | 0 | 0 | 0 | 0 | 0
|  |  | Less Debt Principal Payments |  | 6244594.6668 | 6744162.2401 | 7283695.2193 | 7866390.8369 | 8495702.1038 | 9175358.2721 | 9909386.9339 | 10702137.8886 | 11558308.9197 | 12482973.6333 | 13481611.524 | 14560140.4459 | 15724951.6815 | 16982947.8161 | 18341583.6413 | 19808910.3327 | 21393623.1593 | 23105113.012 | 24953522.053 | 26949803.8172 | 29105788.1226 | 0 | 0 | 0 | 0
Tax Rate |  | 35% | Net Cash Flow | -233807660.3434 | 21421030.4953 | 28545198.9921 | 30085117.9489 | 31177282.8304 | 32346957.2993 | 33529281.9981 | 34602650.3596 | 35797231.6591 | 37283004.7542 | 38678426.4811 | 40159299.9692 | 42024666.0336 | 43949007.5918 | 45925812.3699 | 47963039.467 | 50054012.0828 | 52206501.2918 | 54413616.5131 | 56682886.832 | 59007148.807 | 57336542.4222 | 85643211.8892 | 89024281.4689 | 92533011.7982 | 96174124.7015
WACC |  | 11.15% | Discount Factor | 100% | 89.97% | 80.94% | 72.82% | 65.52% | 58.95% | 53.03% | 47.71% | 42.93% | 38.62% | 34.75% | 31.26% | 28.12% | 25.3% | 22.76% | 20.48% | 18.43% | 16.58% | 14.92% | 13.42% | 12.07% | 10.86% | 9.772% | 8.792% | 7.91% | 7.116%
Cost of Equity |  | 15% | PV of Cash Flow | -233807660.3434 | 19272182.182 | 23105434.549 | 21909038.4419 | 20426802.724 | 19067163.9133 | 17781461.3968 | 16509848.7729 | 15366455.6184 | 14398780.2251 | 13439221.9811 | 12553996.3047 | 11819270.3428 | 11120543.1939 | 10455006.5366 | 9823464.7584 | 9223323.0784 | 8654931.7915 | 8115909.3004 | 7606276.1189 | 7123858.5823 | 6227771.8241 | 8369213.9748 | 7826917.1241 | 7319299.0049 | 6844182.2644
|  |  | Cumulative PV |  | -214535478.1614 | -191430043.6124 | -169521005.1705 | -149094202.4465 | -130027038.5331 | -112245577.1364 | -95735728.3635 | -80369272.745 | -65970492.52 | -52531270.5389 | -39977274.2342 | -28158003.8914 | -17037460.6975 | -6582454.1609 | 3241010.5975 | 12464333.6759 | 21119265.4674 | 29235174.7678 | 36841450.8867 | 43965309.469 | 50193081.2931 | 58562295.2679 | 66389212.392 | 73708511.3969 | 80552693.6613
Fixed O&M | $/kw-yr | 16.9561 | NPV | 2020: -4876679.9729
Variable O&M | $/MWh | 3.535 | IRR | 2020: 14.68%
Fuel Cost | $/mmbtu | 5.6754
|  |  | Depreciation |  | 3.75% | 7.219% | 6.677% | 6.177% | 5.713% | 5.285% | 4.888% | 4.522% | 4.462% | 4.461% | 4.462% | 4.461% | 4.462% | 4.461% | 4.462% | 4.461% | 4.462% | 4.461% | 4.462% | 4.461% | 2.231%
[5 empty] | 19483971.6953 | 37507944.4449 | 34691861.0692 | 32093998.1765 | 29683181.412 | 27459410.7759 | 25396707.6391 | 23495072.0016 | 23183328.4545 | 23178132.7287 | 23183328.4545 | 23178132.7287 | 23183328.4545 | 23178132.7287 | 23183328.4545 | 23178132.7287 | 23183328.4545 | 23178132.7287 | 23183328.4545 | 23178132.7287 | 11591664.2272
[5 empty] | 500088606.8457 | 462580662.4008 | 427888801.3316 | 395794803.1552 | 366111621.7431 | 338652210.9672 | 313255503.3281 | 289760431.3265 | 266577102.872 | 243398970.1433 | 220215641.6888 | 197037508.9601 | 173854180.5056 | 150676047.7769 | 127492719.3224 | 104314586.5937 | 81131258.1392 | 57953125.4105 | 34769796.956 | 11591664.2272 | 0
|  |  | Amortization | 0 | 1 | 2 | 3 | 4 | 5 | 6 | 7 | 8 | 9 | 10 | 11 | 12 | 13 | 14 | 15 | 16 | 17 | 18 | 19 | 20 | 21
|  |  | Principle | 285764918.1975 | 285764918.1975 | 279520323.5308 | 272776161.2906 | 265492466.0713 | 257626075.2344 | 249130373.1306 | 239955014.8584 | 230045627.9245 | 219343490.0359 | 207785181.1162 | 195302207.4829 | 181820595.9589 | 167260455.5131 | 151535503.8315 | 134552556.0155 | 116210972.3741 | 96402062.0415 | 75008438.8822 | 51903325.8702 | 26949803.8172 | -1.9744e-07
|  |  | Payment |  | 29105788.1226 | 29105788.1226 | 29105788.1226 | 29105788.1226 | 29105788.1226 | 29105788.1226 | 29105788.1226 | 29105788.1226 | 29105788.1226 | 29105788.1226 | 29105788.1226 | 29105788.1226 | 29105788.1226 | 29105788.1226 | 29105788.1226 | 29105788.1226 | 29105788.1226 | 29105788.1226 | 29105788.1226 | 29105788.1226 | 29105788.1226
|  |  | Principal |  | 6244594.6668 | 6744162.2401 | 7283695.2193 | 7866390.8369 | 8495702.1038 | 9175358.2721 | 9909386.9339 | 10702137.8886 | 11558308.9197 | 12482973.6333 | 13481611.524 | 14560140.4459 | 15724951.6815 | 16982947.8161 | 18341583.6413 | 19808910.3327 | 21393623.1593 | 23105113.012 | 24953522.053 | 26949803.8172 | 29105788.1226
|  |  | Interest |  | 22861193.4558 | 22361625.8825 | 21822092.9033 | 21239397.2857 | 20610086.0188 | 19930429.8504 | 19196401.1887 | 18403650.234 | 17547479.2029 | 16622814.4893 | 15624176.5986 | 14545647.6767 | 13380836.441 | 12122840.3065 | 10764204.4812 | 9296877.7899 | 7712164.9633 | 6000675.1106 | 4152266.0696 | 2155984.3054 | -1.5795e-08

## Conv CT
Inputs | UOM | Values |  | 2020 | 2020 | 2021 | 2022 | 2023 | 2024 | 2025 | 2026 | 2027 | 2028 | 2029 | 2030 | 2031 | 2032 | 2033 | 2034 | 2035 | 2036 | 2037 | 2038 | 2039 | 2040 | 2041 | 2042 | 2043 | 2044
Capacity | MW | 170 | Revenue |  | 25000000 | 26060091.4962 | 27214412.0048 | 28515284.9129 | 29833488.4606 | 31134704.9907 | 32358914.0019 | 33631395.7194 | 34774635.4537 | 35826188.9775 | 36938195.5696 | 38277395.8485 | 39665149.0509 | 41103215.471 | 42593419.2227 | 44137650.5534 | 45737868.2418 | 47396102.0823 | 49114455.4601 | 50895108.0185 | 52740318.4247 | 54652427.2337 | 56633859.8582 | 58687129.6442 | 60814841.0597
Heat Rate | mmbtu | 10.5 | Fuel Cost |  | 8874431.0291 | 9250739.3838 | 9660496.8933 | 10122277.1694 | 10590209.428 | 11052111.682 | 11486678.0194 | 11938380.0689 | 12344204.1558 | 12717481.7246 | 13112218.7569 | 13587604.3772 | 14080225.1804 | 14590706.0308 | 15119694.4474 | 15667861.4249 | 16235902.2852 | 16824537.5591 | 17434513.9004 | 18066605.0331 | 18721612.7324 | 19400367.8423 | 20103731.3289 | 20832595.3729 | 21587884.5011
Hours in Year |  | 8760 | Fixed Cost |  | 2944637.0485 | 2998818.3702 | 3053996.6282 | 3110190.1661 | 3167417.6652 | 3225698.1502 | 3285050.9962 | 3345495.9345 | 3407053.0597 | 3469742.836 | 3533586.1042 | 3598604.0885 | 3664818.4037 | 3732251.0624 | 3800924.4819 | 3870861.4924 | 3942085.3438 | 4014619.7142 | 4088488.7169 | 4163716.9093 | 4240329.3004 | 4318351.3596 | 4397809.0246 | 4478728.7106 | 4561137.3189
Capacity Factor |  | 10% | Variable Cost |  | 1403810.6419 | 1429640.7577 | 1455946.1476 | 1482735.5567 | 1510017.891 | 1537802.2202 | 1566097.781 | 1594913.9802 | 1624260.3974 | 1654146.7888 | 1684583.0897 | 1715579.4185 | 1747146.0798 | 1779293.5677 | 1812032.5693 | 1845373.9686 | 1879328.8496 | 1913908.5005 | 1949124.4169 | 1984988.3061 | 2021512.091 | 2058707.9135 | 2096588.1391 | 2135165.3608 | 2174452.4035
Annual Generation | MWh | 148920 | EBITDA |  | 11777121.2806 | 12380892.9846 | 13043972.3356 | 13800082.0207 | 14565843.4764 | 15319092.9383 | 16021087.2052 | 16752605.7357 | 17399117.8407 | 17984817.6281 | 18607807.6189 | 19375607.9642 | 20172959.3869 | 21000964.8101 | 21860767.7241 | 22753553.6676 | 23680551.7632 | 24643036.3086 | 25642328.4258 | 26679797.77 | 27756864.3008 | 28875000.1184 | 30035731.3657 | 31240640.1999 | 32491366.8362
|  |  | Less Depreciation |  | 6859889.6566 | 13033790.3475 | 11730411.3128 | 10564230.0711 | 9507807.064 | 8547422.5121 | 8094669.7948 | 8094669.7948 | 8108389.5741 | 8094669.7948 | 8108389.5741 | 8094669.7948 | 8108389.5741 | 8094669.7948 | 8108389.5741 | 4047334.8974 | 0 | 0 | 0 | 0 | 0 | 0 | 0 | 0 | 0
|  |  | EBIT |  | 4917231.624 | -652897.3629 | 1313561.0229 | 3235851.9495 | 5058036.4124 | 6771670.4262 | 7926417.4105 | 8657935.941 | 9290728.2666 | 9890147.8333 | 10499418.0448 | 11280938.1695 | 12064569.8128 | 12906295.0153 | 13752378.15 | 18706218.7702 | 23680551.7632 | 24643036.3086 | 25642328.4258 | 26679797.77 | 27756864.3008 | 28875000.1184 | 30035731.3657 | 31240640.1999 | 32491366.8362
|  |  | Interest Payment |  | 6036702.8978 | 5904787.6055 | 5762319.0898 | 5608453.0928 | 5442277.8161 | 5262808.5172 | 5068981.6744 | 4859648.6842 | 4633569.0548 | 4389403.0551 | 4125703.7753 | 3840908.5532 | 3533329.7133 | 3201144.5662 | 2842384.6073 | 2454923.8518 | 2036466.2358 | 1584532.0105 | 1096443.0472 | 569306.9668 | 0 | 0 | 0 | 0 | 0
Capital Cost | $/kW | 807.0458 | Income before Taxes |  | -1119471.2738 | -6557684.9684 | -4448758.0669 | -2372601.1433 | -384241.4037 | 1508861.909 | 2857435.7361 | 3798287.2567 | 4657159.2118 | 5500744.7783 | 6373714.2695 | 7440029.6163 | 8531240.0995 | 9705150.4491 | 10909993.5426 | 16251294.9184 | 21644085.5274 | 23058504.2981 | 24545885.3787 | 26110490.8032 | 27756864.3008 | 28875000.1184 | 30035731.3657 | 31240640.1999 | 32491366.8362
Total Capital Cost | $ | 137197793.1317 | Taxes |  | 0 | 0 | 0 | 0 | 0 | 528101.6681 | 1000102.5076 | 1329400.5399 | 1630005.7241 | 1925260.6724 | 2230799.9943 | 2604010.3657 | 2985934.0348 | 3396802.6572 | 3818497.7399 | 5687953.2214 | 7575429.9346 | 8070476.5044 | 8591059.8825 | 9138671.7811 | 9714902.5053 | 10106250.0414 | 10512505.978 | 10934224.0699 | 11371978.3927
Equity |  | 45% | Tax Credits
Debt |  | 55% | Net Income |  | -1119471.2738 | -6557684.9684 | -4448758.0669 | -2372601.1433 | -384241.4037 | 980760.2408 | 1857333.2284 | 2468886.7169 | 3027153.4877 | 3575484.1059 | 4142914.2752 | 4836019.2506 | 5545306.0647 | 6308347.7919 | 7091495.8027 | 10563341.6969 | 14068655.5928 | 14988027.7938 | 15954825.4961 | 16971819.0221 | 18041961.7955 | 18768750.077 | 19523225.3877 | 20306416.1299 | 21119388.4435
Cost of Debt |  | 8% | Plus Depreciation |  | 6859889.6566 | 13033790.3475 | 11730411.3128 | 10564230.0711 | 9507807.064 | 8547422.5121 | 8094669.7948 | 8094669.7948 | 8108389.5741 | 8094669.7948 | 8108389.5741 | 8094669.7948 | 8108389.5741 | 8094669.7948 | 8108389.5741 | 4047334.8974 | 0 | 0 | 0 | 0 | 0 | 0 | 0 | 0 | 0
Economic Life | yrs | 20 | Cash Flow from Ops |  | 5740418.3828 | 6476105.3791 | 7281653.2459 | 8191628.9279 | 9123565.6603 | 9528182.7529 | 9952003.0232 | 10563556.5117 | 11135543.0618 | 11670153.9006 | 12251303.8493 | 12930689.0454 | 13653695.6388 | 14403017.5867 | 15199885.3768 | 14610676.5943 | 14068655.5928 | 14988027.7938 | 15954825.4961 | 16971819.0221 | 18041961.7955 | 18768750.077 | 19523225.3877 | 20306416.1299 | 21119388.4435
Loan Payment | $/yr | -7685644.0519 | Less Capital Investment | -61739006.9093 | 0 | 0 | 0 | 0 | 0 | 0 | 0 | 0 | 0 | 0 | 0 | 0 | 0 | 0 | 0 | 0 | 0 | 0 | 0 | 0 | 0 | 0 | 0 | 0 | 0
|  |  | Less Debt Principal Payment |  | 1648941.1541 | 1780856.4464 | 1923324.9621 | 2077190.9591 | 2243366.2358 | 2422835.5347 | 2616662.3774 | 2825995.3676 | 3052074.9971 | 3296240.9968 | 3559940.2766 | 3844735.4987 | 4152314.3386 | 4484499.4857 | 4843259.4445 | 5230720.2001 | 5649177.8161 | 6101112.0414 | 6589201.0047 | 7116337.0851 | 7685644.0519 | 0 | 0 | 0 | 0
Tax Rate |  | 35% | Net Cash Flow | -61739006.9093 | 4091477.2287 | 4695248.9327 | 5358328.2838 | 6114437.9688 | 6880199.4245 | 7105347.2183 | 7335340.6458 | 7737561.144 | 8083468.0647 | 8373912.9038 | 8691363.5727 | 9085953.5467 | 9501381.3002 | 9918518.101 | 10356625.9323 | 9379956.3942 | 8419477.7767 | 8886915.7524 | 9365624.4914 | 9855481.937 | 10356317.7437 | 18768750.077 | 19523225.3877 | 20306416.1299 | 21119388.4435
WACC |  | 11.15% | Discount Factor | 100% | 89.97% | 80.94% | 72.82% | 65.52% | 58.95% | 53.03% | 47.71% | 42.93% | 38.62% | 34.75% | 31.26% | 28.12% | 25.3% | 22.76% | 20.48% | 18.43% | 16.58% | 14.92% | 13.42% | 12.07% | 10.86% | 9.772% | 8.792% | 7.91% | 7.116%
Cost of Equity |  | 15% | PV of Cash Flow | -61739006.9093 | 3681041.1414 | 3800490.8263 | 3902122.6559 | 4006071.3064 | 4055586.7116 | 3768152.783 | 3499886.9595 | 3321454.8836 | 3121853.5332 | 2909603.2234 | 2716963.3499 | 2555388.3332 | 2404161.7078 | 2257949.6416 | 2121173.9496 | 1728420.2542 | 1395803.2826 | 1325502.8213 | 1256773.0737 | 1189839.8923 | 1124880.9419 | 1834117.1702 | 1716460.5497 | 1606223.8598 | 1502950.4481
|  |  | Cumulative PV |  | -58057965.7678 | -54257474.9415 | -50355352.2856 | -46349280.9793 | -42293694.2677 | -38525541.4847 | -35025654.5252 | -31704199.6415 | -28582346.1083 | -25672742.8849 | -22955779.535 | -20400391.2018 | -17996229.4939 | -15738279.8524 | -13617105.9027 | -11888685.6486 | -10492882.366 | -9167379.5446 | -7910606.471 | -6720766.5787 | -5595885.6368 | -3761768.4666 | -2045307.917 | -439084.0571 | 1063866.391
Fixed O&M | $/kw-yr | 17.3214 | NPV | 2020: -14229170.4339
Variable O&M | $/MWh | 9.4266 | IRR | 2020: 11.33%
Fuel Cost | $/mmbtu | 5.6754
|  |  | Depreciation |  | 5% | 9.5% | 8.55% | 7.7% | 6.93% | 6.23% | 5.9% | 5.9% | 5.91% | 5.9% | 5.91% | 5.9% | 5.91% | 5.9% | 5.91% | 2.95%
[5 empty] | 6859889.6566 | 13033790.3475 | 11730411.3128 | 10564230.0711 | 9507807.064 | 8547422.5121 | 8094669.7948 | 8094669.7948 | 8108389.5741 | 8094669.7948 | 8108389.5741 | 8094669.7948 | 8108389.5741 | 8094669.7948 | 8108389.5741 | 4047334.8974
[5 empty] | 130337903.4752 | 117304113.1276 | 105573701.8149 | 95009471.7437 | 85501664.6797 | 76954242.1676 | 68859572.3728 | 60764902.578 | 52656513.004 | 44561843.2092 | 36453453.6351 | 28358783.8403 | 20250394.2662 | 12155724.4715 | 4047334.8974 | 1.5832e-08
|  |  | Amortization | 0 | 1 | 2 | 3 | 4 | 5 | 6 | 7 | 8 | 9 | 10 | 11 | 12 | 13 | 14 | 15 | 16 | 17 | 18 | 19 | 20 | 21
|  |  | Principle | 75458786.2225 | 75458786.2225 | 73809845.0684 | 72028988.622 | 70105663.6599 | 68028472.7008 | 65785106.465 | 63362270.9303 | 60745608.5529 | 57919613.1852 | 54867538.1882 | 51571297.1913 | 48011356.9148 | 44166621.4161 | 40014307.0775 | 35529807.5918 | 30686548.1473 | 25455827.9472 | 19806650.1311 | 13705538.0898 | 7116337.0851 | 0
|  |  | Payment |  | 7685644.0519 | 7685644.0519 | 7685644.0519 | 7685644.0519 | 7685644.0519 | 7685644.0519 | 7685644.0519 | 7685644.0519 | 7685644.0519 | 7685644.0519 | 7685644.0519 | 7685644.0519 | 7685644.0519 | 7685644.0519 | 7685644.0519 | 7685644.0519 | 7685644.0519 | 7685644.0519 | 7685644.0519 | 7685644.0519 | 7685644.0519
|  |  | Principle |  | 1648941.1541 | 1780856.4464 | 1923324.9621 | 2077190.9591 | 2243366.2358 | 2422835.5347 | 2616662.3774 | 2825995.3676 | 3052074.9971 | 3296240.9968 | 3559940.2766 | 3844735.4987 | 4152314.3386 | 4484499.4857 | 4843259.4445 | 5230720.2001 | 5649177.8161 | 6101112.0414 | 6589201.0047 | 7116337.0851 | 7685644.0519
|  |  | Interest |  | 6036702.8978 | 5904787.6055 | 5762319.0898 | 5608453.0928 | 5442277.8161 | 5262808.5172 | 5068981.6744 | 4859648.6842 | 4633569.0548 | 4389403.0551 | 4125703.7753 | 3840908.5532 | 3533329.7133 | 3201144.5662 | 2842384.6073 | 2454923.8518 | 2036466.2358 | 1584532.0105 | 1096443.0472 | 569306.9668 | 0

## Coal
Inputs | UOM | Values |  | 2020 | 2020 | 2021 | 2022 | 2023 | 2024 | 2025 | 2026 | 2027 | 2028 | 2029 | 2030 | 2031 | 2032 | 2033 | 2034 | 2035 | 2036 | 2037 | 2038 | 2039 | 2040 | 2041 | 2042 | 2043 | 2044 | 2045 | 2046 | 2047 | 2048 | 2049 | 2050 | 2051 | 2052 | 2053 | 2054
Capacity | MW | 600 | Revenue |  | 398227907.2717 | 415114227.9933 | 433501533.6114 | 454223289.4449 | 475221107.0504 | 495948336.4787 | 515448904.1823 | 535718413.4387 | 553929212.1141 | 570679530.4806 | 588392812.8036 | 609725089.7817 | 631830771.9258 | 654737899.1659 | 678475528.0239 | 703073768.471 | 728563822.12 | 754978021.8034 | 782349872.5858 | 810714094.2632 | 840106665.4037 | 870564868.9839 | 902127339.6811 | 934834112.8789 | 968726675.4503 | 1003848018.3816 | 1040242691.3043 | 1077956859.0039 | 1117038359.978 | 1157536767.1163 | 1199503450.5821 | 1242991642.9719 | 1288056506.8389 | 1334755204.6636 | 1383146971.3614
Heat Rate | mmbtu | 9 | Fuel Cost |  | 98770752 | 101041344 | 99906048 | 106339392 | 109366848 | 112772736 | 115421760 | 118070784 | 120719808 | 124125696 | 127153152 | 130387545.2133 | 133704211.6482 | 137105244.0878 | 140592788.549 | 144169045.6372 | 147836271.9343 | 151596781.4231 | 155452946.947 | 159407201.7073 | 163462040.799 | 167620022.7843 | 171883771.3078 | 176255976.7518 | 180739397.9336 | 185336863.8466 | 190051275.4453 | 194885607.4757 | 199842910.3524 | 204926312.0833 | 210139020.2436 | 0 | 0 | 0 | 0
Hours in Year |  | 8760 | Fixed Cost |  | 25430634.966 | 25898558.6493 | 26375092.1285 | 26860393.8236 | 27354625.07 | 27857950.1713 | 28370536.4544 | 28892554.3252 | 29424177.3248 | 29965582.1876 | 30516948.8998 | 31078460.7596 | 31650304.4375 | 32232670.0392 | 32825751.1679 | 33429744.9894 | 34044852.2972 | 34671277.5795 | 35309229.0869 | 35958918.9021 | 36620563.0099 | 37294381.3693 | 37980597.9865 | 38679440.9895 | 39391142.7037 | 40115939.7294 | 40854073.0205 | 41605787.964 | 42371334.4626 | 43150967.0167 | 43944944.8098 | 44753531.7943 | 45576996.7793 | 46415613.52 | 47269660.8088
Capacity Factor |  | 80% | Variable Cost |  | 19570771.8897 | 19930874.0925 | 20297602.1758 | 20671078.0558 | 21051425.8921 | 21438772.1285 | 21833245.5356 | 22234977.2535 | 22644100.835 | 23060752.2903 | 23485070.1325 | 23917195.4229 | 24357271.8187 | 24805445.6202 | 25261865.8196 | 25726684.1506 | 26200055.139 | 26682136.1536 | 27173087.4588 | 27673072.268 | 28182256.7978 | 28700810.3229 | 29228905.2328 | 29766717.0891 | 30314424.6835 | 30872210.0977 | 31440258.7635 | 32018759.5247 | 32607904.7 | 33207890.1465 | 33818915.3252 | 34441183.3672 | 35074901.1411 | 35720279.3221 | 36377532.4616
Annual Generation | MWh | 4204800 | EBITDA |  | 254455748.416 | 268243451.2515 | 286922791.3071 | 300352425.5655 | 317448208.0883 | 333878878.179 | 349823362.1922 | 366520097.8599 | 381141125.9543 | 393527500.0027 | 407237641.7713 | 424341888.386 | 442118984.0214 | 460594539.4187 | 479795122.4874 | 499748293.6937 | 520482642.7494 | 542027826.6472 | 564414609.093 | 587674901.3857 | 611841804.797 | 636949654.5075 | 663034065.154 | 690131978.0486 | 718281710.1295 | 747523004.7079 | 777897084.075 | 809446704.0394 | 842216210.463 | 876251597.8698 | 911600570.2036 | 1163796927.8105 | 1207404608.9185 | 1252619311.8215 | 1299499778.091
|  |  | Less Depreciation |  | 202810030.9978 | 365058055.7961 | 292046444.6369 | 233637155.7095 | 186990848.58 | 149470992.8454 | 132840570.3036 | 132840570.3036 | 133043380.3346 | 132840570.3036 | 66521690.1673 | 0 | 0 | 0 | 0 | 0 | 0 | 0 | 0 | 0 | 0 | 0 | 0 | 0 | 0 | 0 | 0 | 0 | 0 | 0 | 0 | 0 | 0 | 0 | 0
|  |  | EBIT |  | 51645717.4181 | -96814604.5446 | -5123653.3298 | 66715269.8559 | 130457359.5083 | 184407885.3336 | 216982791.8886 | 233679527.5564 | 248097745.6198 | 260686929.6991 | 340715951.6041 | 424341888.386 | 442118984.0214 | 460594539.4187 | 479795122.4874 | 499748293.6937 | 520482642.7494 | 542027826.6472 | 564414609.093 | 587674901.3857 | 611841804.797 | 636949654.5075 | 663034065.154 | 690131978.0486 | 718281710.1295 | 747523004.7079 | 777897084.075 | 809446704.0394 | 842216210.463 | 876251597.8698 | 911600570.2036 | 1163796927.8105 | 1207404608.9185 | 1252619311.8215 | 1299499778.091
|  |  | Interest Payment |  | 89236413.639 | 88448685.1419 | 87597938.365 | 86679131.846 | 85686820.8054 | 84615124.8816 | 83457693.2839 | 82207667.1584 | 80857638.9428 | 79399608.47 | 77824935.5594 | 76124288.8159 | 74287590.3329 | 72303955.9713 | 70161630.8608 | 67847919.7414 | 65349111.7325 | 62650399.0828 | 59735789.4212 | 56588010.9866 | 53188410.2773 | 49516841.5113 | 45551547.2439 | 41269029.4352 | 36643910.2018 | 31648781.4297 | 26254042.3558 | 20427724.1561 | 14135300.5003 | 7339482.9521 | -2.2054e-07 | 0 | 0 | 0 | 0
Capital Cost | $/kW | 3380.1672 | Income before Taxes |  | -37590696.2209 | -185263289.6865 | -92721591.6949 | -19963861.9901 | 44770538.7028 | 99792760.4519 | 133525098.6047 | 151471860.398 | 167240106.6769 | 181287321.2291 | 262891016.0447 | 348217599.5701 | 367831393.6884 | 388290583.4474 | 409633491.6266 | 431900373.9523 | 455133531.0169 | 479377427.5644 | 504678819.6719 | 531086890.399 | 558653394.5196 | 587432812.9962 | 617482517.91 | 648862948.6133 | 681637799.9277 | 715874223.2782 | 751643041.7192 | 789018979.8834 | 828080909.9627 | 868912114.9178 | 911600570.2036 | 1163796927.8105 | 1207404608.9185 | 1252619311.8215 | 1299499778.091
Total Capital Cost | $ | 2028100309.9783 | Taxes |  | 0 | 0 | 0 | 0 | 15669688.546 | 34927466.1582 | 46733784.5117 | 53015151.1393 | 58534037.3369 | 63450562.4302 | 92011855.6156 | 121876159.8495 | 128740987.791 | 135901704.2066 | 143371722.0693 | 151165130.8833 | 159296735.8559 | 167782099.6475 | 176637586.8851 | 185880411.6397 | 195528688.0819 | 205601484.5487 | 216118881.2685 | 227102032.0147 | 238573229.9747 | 250555978.1474 | 263075064.6017 | 276156642.9592 | 289828318.4869 | 304119240.2212 | 319060199.5712 | 407328924.7337 | 422591613.1215 | 438416759.1375 | 454824922.3318
Equity |  | 45% | Tax Credits
Debt |  | 55% | Net Income |  | -37590696.2209 | -185263289.6865 | -92721591.6949 | -19963861.9901 | 29100850.1568 | 64865294.2937 | 86791314.0931 | 98456709.2587 | 108706069.34 | 117836758.7989 | 170879160.429 | 226341439.7205 | 239090405.8975 | 252388879.2408 | 266261769.5573 | 280735243.069 | 295836795.161 | 311595327.9169 | 328041232.7867 | 345206478.7594 | 363124706.4378 | 381831328.4475 | 401363636.6415 | 421760916.5987 | 443064569.953 | 465318245.1308 | 488567977.1175 | 512862336.9242 | 538252591.4758 | 564792874.6965 | 592540370.6323 | 756468003.0768 | 784812995.7971 | 814202552.684 | 844674855.7591
Cost of Debt |  | 8% | Plus Depreciation |  | 202810030.9978 | 365058055.7961 | 292046444.6369 | 233637155.7095 | 186990848.58 | 149470992.8454 | 132840570.3036 | 132840570.3036 | 133043380.3346 | 132840570.3036 | 66521690.1673 | 0 | 0 | 0 | 0 | 0 | 0 | 0 | 0 | 0 | 0 | 0 | 0 | 0 | 0 | 0 | 0 | 0 | 0 | 0 | 0 | 0 | 0 | 0 | 0
Economic Life | yrs | 30 | Cash Flow from Ops |  | 165219334.7769 | 179794766.1096 | 199324852.942 | 213673293.7194 | 216091698.7368 | 214336287.1392 | 219631884.3967 | 231297279.5623 | 241749449.6746 | 250677329.1025 | 237400850.5963 | 226341439.7205 | 239090405.8975 | 252388879.2408 | 266261769.5573 | 280735243.069 | 295836795.161 | 311595327.9169 | 328041232.7867 | 345206478.7594 | 363124706.4378 | 381831328.4475 | 401363636.6415 | 421760916.5987 | 443064569.953 | 465318245.1308 | 488567977.1175 | 512862336.9242 | 538252591.4758 | 564792874.6965 | 592540370.6323 | 756468003.0768 | 784812995.7971 | 814202552.684 | 844674855.7591
Loan Payment | $/yr | -99083019.853 | Less Capital Investment | -912645139.4903 | 0 | 0 | 0 | 0 | 0 | 0 | 0 | 0 | 0 | 0 | 0 | 0 | 0 | 0 | 0 | 0 | 0 | 0 | 0 | 0 | 1 | 2 | 3 | 4 | 5 | 6 | 7 | 8 | 9 | 10 | 0 | 0 | 0 | 0 | 0
|  |  | Less Debt Principal Payment |  | 9846606.214 | 10634334.7111 | 11485081.488 | 12403888.007 | 13396199.0476 | 14467894.9714 | 15625326.5691 | 16875352.6946 | 18225380.9102 | 19683411.383 | 21258084.2936 | 22958731.0371 | 24795429.5201 | 26779063.8817 | 28921388.9923 | 31235100.1116 | 33733908.1206 | 36432620.7702 | 39347230.4318 | 42495008.8664 | 45894609.5757 | 49566178.3417 | 53531472.6091 | 57813990.4178 | 62439109.6512 | 67434238.4233 | 72828977.4972 | 78655295.697 | 84947719.3527 | 91743536.9009 | 99083019.853 | 0 | 0 | 0 | 0
Tax Rate |  | 35% | Net Cash Flow | -912645139.4903 | 155372728.5629 | 169160431.3985 | 187839771.454 | 201269405.7124 | 202695499.6893 | 199868392.1678 | 204006557.8276 | 214421926.8676 | 223524068.7644 | 230993917.7195 | 216142766.3027 | 203382708.6834 | 214294976.3774 | 225609815.3591 | 237340380.565 | 249500142.9574 | 262102887.0405 | 275162707.1467 | 288694002.3549 | 302711469.893 | 317230097.8621 | 332265152.1058 | 347832167.0324 | 363946930.1809 | 380625465.3018 | 397884012.7075 | 415739006.6203 | 434207049.2272 | 453304881.123 | 473049347.7956 | 493457350.7793 | 756468003.0768 | 784812995.7971 | 814202552.684 | 844674855.7591
WACC |  | 11.15% | Discount Factor | 100% | 89.97% | 80.94% | 72.82% | 65.52% | 58.95% | 53.03% | 47.71% | 42.93% | 38.62% | 34.75% | 31.26% | 28.12% | 25.3% | 22.76% | 20.48% | 18.43% | 16.58% | 14.92% | 13.42% | 12.07% | 10.86% | 9.772% | 8.792% | 7.91% | 7.116% | 6.403% | 5.76% | 5.182% | 4.663% | 4.195% | 10.86% | 9.772% | 8.792% | 7.91% | 7.116%
Cost of Equity |  | 15% | PV of Cash Flow | -912645139.4903 | 139786530.421 | 136924085.7995 | 136791512.0256 | 131868144.7396 | 119480428.447 | 105995472.8514 | 97336978.0469 | 92043570.6931 | 86325497.6997 | 80261241.7038 | 67567300.514 | 57200578.7045 | 54223671.2866 | 51360051.6263 | 48610448.59 | 45974744.698 | 43452109.4799 | 41041116.4917 | 38739845.807 | 36545973.6041 | 34456850.4092 | 32469568.7261 | 30581022.3857 | 28787957.4233 | 27087016.0459 | 25474774.3783 | 23947774.7217 | 22502552.9782 | 21135661.8234 | 19843690.1448 | 53598275.3015 | 73923460.403 | 68999897.2717 | 64402874.3667 | 60110852.9441
|  |  | Cumulative PV |  | -772858609.0693 | -635934523.2697 | -499143011.2441 | -367274866.5045 | -247794438.0576 | -141798965.2061 | -44461987.1592 | 47581583.5338 | 133907081.2335 | 214168322.9373 | 281735623.4513 | 338936202.1558 | 393159873.4424 | 444519925.0687 | 493130373.6587 | 539105118.3567 | 582557227.8365 | 623598344.3283 | 662338190.1353 | 698884163.7394 | 733341014.1486 | 765810582.8747 | 796391605.2603 | 825179562.6836 | 852266578.7295 | 877741353.1079 | 901689127.8296 | 924191680.8078 | 945327342.6312 | 965171032.776 | 752482439.0409 | 826405899.4438 | 895405796.7155 | 959808671.0822 | 1019919524.0264
Fixed O&M | $/kw-yr | 42.3844 | NPV | 2020: 422997284.5414
Variable O&M | $/MWh | 4.6544 | IRR | 2020: 21.54%
Fuel Cost | $/mmbtu | 2.61
NG Price | $/mmbtu | 5.6754
|  |  | Depreciation | 2020: 10%; 2021: 18%; 2022: 14.4%; 2023: 11.52%; 2024: 9.22%; 2025: 7.37%; 2026: 6.55%; 2027: 6.55%; 2028: 6.56%; 2029: 6.55%; 2030: 3.28%
[5 empty] | 202810030.9978 | 365058055.7961 | 292046444.6369 | 233637155.7095 | 186990848.58 | 149470992.8454 | 132840570.3036 | 132840570.3036 | 133043380.3346 | 132840570.3036 | 66521690.1673
[5 empty] | 1825290278.9805 | 1460232223.1844 | 1168185778.5475 | 934548622.838 | 747557774.258 | 598086781.4126 | 465246211.109 | 332405640.8055 | 199362260.4709 | 66521690.1673 | 0
|  |  | Amortization | 0 | 1 | 2 | 3 | 4 | 5 | 6 | 7 | 8 | 9 | 10 | 11 | 12 | 13 | 14 | 15 | 16 | 17 | 18 | 19 | 20 | 21 | 22 | 23 | 24 | 25 | 26 | 27 | 28 | 29 | 30 | 31
|  |  | Beginning Principal | 1115455170.4881 | 1115455170.4881 | 1105608564.2741 | 1094974229.563 | 1083489148.0751 | 1071085260.068 | 1057689061.0205 | 1043221166.0491 | 1027595839.48 | 1010720486.7854 | 992495105.8752 | 972811694.4922 | 951553610.1985 | 928594879.1614 | 903799449.6413 | 877020385.7596 | 848098996.7673 | 816863896.6557 | 783129988.5351 | 746697367.7649 | 707350137.3331 | 664855128.4667 | 618960518.891 | 569394340.5493 | 515862867.9402 | 458048877.5224 | 395609767.8712 | 328175529.4478 | 255346551.9506 | 176691256.2537 | 91743536.9009 | -2.7567e-06
|  |  | Payment |  | 99083019.853 | 99083019.853 | 99083019.853 | 99083019.853 | 99083019.853 | 99083019.853 | 99083019.853 | 99083019.853 | 99083019.853 | 99083019.853 | 99083019.853 | 99083019.853 | 99083019.853 | 99083019.853 | 99083019.853 | 99083019.853 | 99083019.853 | 99083019.853 | 99083019.853 | 99083019.853 | 99083019.853 | 99083019.853 | 99083019.853 | 99083019.853 | 99083019.853 | 99083019.853 | 99083019.853 | 99083019.853 | 99083019.853 | 99083019.853 | 99083019.853
|  |  | Principal |  | 9846606.214 | 10634334.7111 | 11485081.488 | 12403888.007 | 13396199.0476 | 14467894.9714 | 15625326.5691 | 16875352.6946 | 18225380.9102 | 19683411.383 | 21258084.2936 | 22958731.0371 | 24795429.5201 | 26779063.8817 | 28921388.9923 | 31235100.1116 | 33733908.1206 | 36432620.7702 | 39347230.4318 | 42495008.8664 | 45894609.5757 | 49566178.3417 | 53531472.6091 | 57813990.4178 | 62439109.6512 | 67434238.4233 | 72828977.4972 | 78655295.697 | 84947719.3527 | 91743536.9009 | 99083019.853
|  |  | Interest |  | 89236413.639 | 88448685.1419 | 87597938.365 | 86679131.846 | 85686820.8054 | 84615124.8816 | 83457693.2839 | 82207667.1584 | 80857638.9428 | 79399608.47 | 77824935.5594 | 76124288.8159 | 74287590.3329 | 72303955.9713 | 70161630.8608 | 67847919.7414 | 65349111.7325 | 62650399.0828 | 59735789.4212 | 56588010.9866 | 53188410.2773 | 49516841.5113 | 45551547.2439 | 41269029.4352 | 36643910.2018 | 31648781.4297 | 26254042.3558 | 20427724.1561 | 14135300.5003 | 7339482.9521 | -2.2054e-07

## Nuclear
Inputs | UOM | Values |  | 2020 | 2020 | 2021 | 2022 | 2023 | 2024 | 2025 | 2026 | 2027 | 2028 | 2029 | 2030 | 2031 | 2032 | 2033 | 2034 | 2035 | 2036 | 2037 | 2038 | 2039 | 2040 | 2041 | 2042 | 2043 | 2044 | 2045 | 2046 | 2047 | 2048 | 2049 | 2050 | 2051 | 2052 | 2053 | 2054 | 2055 | 2056 | 2057 | 2058 | 2059 | 2060 | 2061 | 2062 | 2063 | 2064
Capacity | MW | 1100 | Revenue |  | 704448422.4223 | 734319613.7067 | 766845984.1561 | 803501898.8729 | 840646155.2556 | 877311752.5314 | 911807436.7973 | 947663346.336 | 979877483.4261 | 1009508092.2631 | 1040842143.8465 | 1078578044.7954 | 1117682066.9612 | 1158203811.8008 | 1200194679.0799 | 1243707932.0711 | 1288798765.1158 | 1335524373.6348 | 1383944026.6786 | 1434119142.1063 | 1486113364.4919 | 1539992645.8535 | 1595825329.3104 | 1653682235.7728 | 1713636753.7744 | 1775764932.5623 | 1840145578.5612 | 1906860355.3356 | 1975993887.1759 | 2047633866.4398 | 2121871164.7856 | 2198799948.4384 | 2278517797.6351 | 2361125830.3999 | 2446728830.8075 | 2535435381.896 | 2627358003.3994 | 2722613294.4728 | 2821322081.5928 | 2923609571.8192 | 3029605511.6144 | 3139444351.4197 | 3253265416.199 | 3371213082.1655 | 3493436959.9152
Heat Rate | mmbtu | 10.3 | Fuel Cost |  | 83966176.8 | 85511154.4531 | 87084559.6951 | 88686915.5934 | 90318754.8404 | 91980619.9294 | 93673063.3361 | 95396647.7015 | 97151946.0192 | 98939541.826 | 100760029.3956 | 102614013.9365 | 104502111.7929 | 106424950.6499 | 108383169.7418 | 110377420.0651 | 112408364.5943 | 114476678.5028 | 116583049.3873 | 118728177.496 | 120912775.9619 | 123137571.0396 | 125403302.3467 | 127710723.1099 | 130060600.4151 | 132453715.4628 | 134890863.8273 | 137372855.7217 | 139900516.267 | 142474685.7663 | 145096219.9844 | 147765990.4321 | 150484884.6561 | 153253806.5338 | 156073676.574 | 158945432.2229 | 161870028.1758 | 164848436.6943 | 167881647.9294 | 170970670.2513 | 174116530.584 | 177320274.7467 | 180582967.8021 | 183905694.4096 | 187289559.1868
Hours in Year |  | 8760 | Fixed Cost |  | 115034090.3787 | 117150717.6416 | 119306290.8462 | 121501526.5978 | 123737154.6872 | 126013918.3334 | 128332574.4308 | 130693893.8003 | 133098661.4462 | 135547676.8168 | 138041754.0703 | 140581722.3452 | 143168426.0363 | 145802725.0754 | 148485495.2168 | 151217628.3288 | 154000032.69 | 156833633.2915 | 159719372.1441 | 162658208.5915 | 165651119.6296 | 168699100.2308 | 171803163.675 | 174964341.8866 | 178183685.7774 | 181462265.5957 | 184801171.2826 | 188201512.8342 | 191664420.6704 | 195191046.0107 | 198782561.2573 | 202440160.3844 | 206165059.3355 | 209958496.4273 | 213821732.7616 | 217756052.6444 | 221762764.013 | 225843198.8709 | 229998713.7301 | 234230690.0627 | 238540534.7599 | 242929680.5995 | 247399586.7225 | 251951739.1182 | 256587651.1179
Capacity Factor |  | 90% | Variable Cost |  | 20846588.0319 | 21230165.2517 | 21620800.2923 | 22018623.0177 | 22423765.6812 | 22836362.9698 | 23256552.0484 | 23684472.6061 | 24120266.9021 | 24564079.8131 | 25016058.8816 | 25476354.365 | 25945119.2854 | 26422509.4802 | 26908683.6546 | 27403803.4339 | 27908033.4171 | 28421541.2319 | 28944497.5906 | 29477076.3463 | 30019454.5511 | 30571812.5148 | 31134333.8651 | 31707205.6082 | 32290618.1914 | 32884765.5661 | 33489845.2525 | 34106058.4052 | 34733609.8798 | 35372708.3016 | 36023566.1343 | 36686399.7512 | 37361429.5066 | 38048879.8096 | 38748979.1981 | 39461960.4153 | 40188060.4869 | 40927520.7999 | 41680587.1826 | 42447509.9868 | 43228544.1705 | 44023949.3833 | 44833990.0519 | 45658935.4689 | 46499059.8815
Annual Generation | MWh | 8672400 | EBITDA |  | 484601567.2117 | 510427576.3603 | 538834333.3225 | 571294833.6639 | 604166480.0468 | 636480851.2987 | 666545246.982 | 697888332.228 | 725506609.0586 | 750456793.8073 | 777024301.499 | 809905954.1487 | 844066409.8466 | 879553626.5953 | 916417330.4666 | 954709080.2434 | 994482334.4144 | 1035792520.6086 | 1078697107.5566 | 1123255679.6725 | 1169530014.3493 | 1217584162.0683 | 1267484529.4236 | 1319299965.168 | 1373101849.3905 | 1428964185.9377 | 1486963698.1987 | 1547179928.3745 | 1609695340.3587 | 1674595426.3612 | 1741968817.4095 | 1811907397.8706 | 1884506424.1369 | 1959864647.6293 | 2038084442.2739 | 2119271936.6134 | 2203537150.7236 | 2290994138.1078 | 2381761132.7506 | 2475960701.5184 | 2573719902.1 | 2675170446.6902 | 2780448871.6225 | 2889696713.1688 | 3003060689.729
|  |  | Less Depreciation |  | 355553765.5669 | 675552154.5771 | 607996939.1194 | 547552798.973 | 492797519.0757 | 443019991.8963 | 419553443.3689 | 419553443.3689 | 420264550.9 | 419553443.3689 | 420264550.9 | 419553443.3689 | 420264550.9 | 419553443.3689 | 420264550.9 | 209776721.6845 | 0 | 0 | 0 | 0 | 0 | 0 | 0 | 0 | 0 | 0 | 0 | 0 | 0 | 0 | 0 | 0 | 0 | 0 | 0 | 0 | 0 | 0 | 0 | 0 | 0 | 0 | 0 | 0 | 0
|  |  | EBIT |  | 129047801.6448 | -165124578.2168 | -69162605.7969 | 23742034.6909 | 111368960.9711 | 193460859.4024 | 246991803.6131 | 278334888.8591 | 305242058.1586 | 330903350.4384 | 356759750.599 | 390352510.7798 | 423801858.9466 | 460000183.2264 | 496152779.5666 | 744932358.559 | 994482334.4144 | 1035792520.6086 | 1078697107.5566 | 1123255679.6725 | 1169530014.3493 | 1217584162.0683 | 1267484529.4236 | 1319299965.168 | 1373101849.3905 | 1428964185.9377 | 1486963698.1987 | 1547179928.3745 | 1609695340.3587 | 1674595426.3612 | 1741968817.4095 | 1811907397.8706 | 1884506424.1369 | 1959864647.6293 | 2038084442.2739 | 2119271936.6134 | 2203537150.7236 | 2290994138.1078 | 2381761132.7506 | 2475960701.5184 | 2573719902.1 | 2675170446.6902 | 2780448871.6225 | 2889696713.1688 | 3003060689.729
|  |  | Interest Payment |  | 312887313.6988 | 311679518.1365 | 310375098.9291 | 308966326.1852 | 307444851.6217 | 305801659.0932 | 304027011.1624 | 302110391.3971 | 300040442.0506 | 297804896.7564 | 295390507.8386 | 292782967.8075 | 289966824.5738 | 286925389.8814 | 283640640.4137 | 280093110.9885 | 276261779.2093 | 272123940.8878 | 267655075.5005 | 262828700.8823 | 257616216.2946 | 251986732.9399 | 245906890.9168 | 239340661.5319 | 232249133.7962 | 224590283.8416 | 216318725.8907 | 207385443.3037 | 197737498.1097 | 187317717.3002 | 176064354.026 | 163910721.6898 | 150784798.7667 | 136608802.0097 | 121298725.5123 | 104763842.895 | 86906169.6683 | 67619882.5835 | 46790692.5319 | 24295167.2762 | -3.8624e-07 | 0 | 0 | 0 | 0
Capital Cost | $/kW | 6464.6139 | Income before Taxes |  | -183839512.054 | -476804096.3533 | -379537704.726 | -285224291.4942 | -196075890.6506 | -112340799.6908 | -57035207.5493 | -23775502.538 | 5201616.1079 | 33098453.682 | 61369242.7603 | 97569542.9724 | 133835034.3728 | 173074793.345 | 212512139.1529 | 464839247.5705 | 718220555.2051 | 763668579.7208 | 811042032.0561 | 860426978.7902 | 911913798.0547 | 965597429.1284 | 1021577638.5067 | 1079959303.6361 | 1140852715.5943 | 1204373902.0961 | 1270644972.308 | 1339794485.0708 | 1411957842.249 | 1487277709.061 | 1565904463.3835 | 1647996676.1808 | 1733721625.3702 | 1823255845.6196 | 1916785716.7617 | 2014508093.7184 | 2116630981.0553 | 2223374255.5243 | 2334970440.2187 | 2451665534.2422 | 2573719902.1 | 2675170446.6902 | 2780448871.6225 | 2889696713.1688 | 3003060689.729
Total Capital Cost | $ | 7111075311.3374 | Taxes |  | 0 | 0 | 0 | 0 | 0 | 0 | 0 | 0 | 1820565.6378 | 11584458.7887 | 21479234.9661 | 34149340.0403 | 46842262.0305 | 60576177.6707 | 74379248.7035 | 162693736.6497 | 251377194.3218 | 267284002.9023 | 283864711.2196 | 301149442.5766 | 319169829.3192 | 337959100.1949 | 357552173.4774 | 377985756.2726 | 399298450.458 | 421530865.7336 | 444725740.3078 | 468928069.7748 | 494185244.7872 | 520547198.1713 | 548066562.1842 | 576798836.6633 | 606802568.8796 | 638139545.9669 | 670875000.8666 | 705077832.8015 | 740820843.3694 | 778180989.4335 | 817239654.0766 | 858082936.9848 | 900801965.735 | 936309656.3416 | 973157105.0679 | 1011393849.6091 | 1051071241.4051
Equity |  | 45% | Tax Credits
Debt |  | 55% | Net Income |  | -183839512.054 | -476804096.3533 | -379537704.726 | -285224291.4942 | -196075890.6506 | -112340799.6908 | -57035207.5493 | -23775502.538 | 3381050.4702 | 21513994.8933 | 39890007.7942 | 63420202.932 | 86992772.3423 | 112498615.6742 | 138132890.4494 | 302145510.9208 | 466843360.8833 | 496384576.8185 | 527177320.8365 | 559277536.2136 | 592743968.7356 | 627638328.9335 | 664025465.0294 | 701973547.3635 | 741554265.1363 | 782843036.3625 | 825919232.0002 | 870866415.296 | 917772597.4619 | 966730510.8896 | 1017837901.1993 | 1071197839.5175 | 1126919056.4906 | 1185116299.6527 | 1245910715.8951 | 1309430260.917 | 1375810137.686 | 1445193266.0908 | 1517730786.1422 | 1593582597.2574 | 1672917936.365 | 1738860790.3487 | 1807291766.5547 | 1878302863.5597 | 1951989448.3238
Cost of Debt |  | 8% | Plus Depreciation |  | 355553765.5669 | 675552154.5771 | 607996939.1194 | 547552798.973 | 492797519.0757 | 443019991.8963 | 419553443.3689 | 419553443.3689 | 420264550.9 | 419553443.3689 | 420264550.9 | 419553443.3689 | 420264550.9 | 419553443.3689 | 420264550.9 | 209776721.6845 | 0 | 0 | 0 | 0 | 0 | 0 | 0 | 0 | 0 | 0 | 0 | 0 | 0 | 0 | 0 | 0 | 0 | 0 | 0 | 0 | 0 | 0 | 0 | 0 | 0 | 0 | 0 | 0 | 0
Economic Life | yrs | 40 | Cash Flow from Ops |  | 171714253.5129 | 198748058.2238 | 228459234.3934 | 262328507.4787 | 296721628.425 | 330679192.2055 | 362518235.8196 | 395777940.8309 | 423645601.3702 | 441067438.2622 | 460154558.6943 | 482973646.301 | 507257323.2424 | 532052059.0431 | 558397441.3494 | 511922232.6053 | 466843360.8833 | 496384576.8185 | 527177320.8365 | 559277536.2136 | 592743968.7356 | 627638328.9335 | 664025465.0294 | 701973547.3635 | 741554265.1363 | 782843036.3625 | 825919232.0002 | 870866415.296 | 917772597.4619 | 966730510.8896 | 1017837901.1993 | 1071197839.5175 | 1126919056.4906 | 1185116299.6527 | 1245910715.8951 | 1309430260.917 | 1375810137.686 | 1445193266.0908 | 1517730786.1422 | 1593582597.2574 | 1672917936.365 | 1738860790.3487 | 1807291766.5547 | 1878302863.5597 | 1951989448.3238
Debt Payment | $/yr | -327984758.2284 | Less Capital Investment | -3199983890.1019 | 0 | 0 | 0 | 0 | 0 | 0 | 0 | 0 | 0 | 0 | 0 | 0 | 0 | 0 | 0 | 0 | 0 | 0 | 0 | 0 | 0 | 0 | 0 | 0 | 0 | 0 | 0 | 0 | 0 | 0 | 0 | 0 | 0 | 0 | 0 | 0 | 0 | 0 | 0 | 0 | 0 | 0 | 0 | 0 | 0
|  |  | Less Debt Principal Payment |  | 15097444.5295 | 16305240.0919 | 17609659.2992 | 19018432.0432 | 20539906.6066 | 22183099.1352 | 23957747.066 | 25874366.8312 | 27944316.1777 | 30179861.472 | 32594250.3897 | 35201790.4209 | 38017933.6546 | 41059368.3469 | 44344117.8147 | 47891647.2399 | 51722979.0191 | 55860817.3406 | 60329682.7278 | 65156057.3461 | 70368541.9338 | 75998025.2885 | 82077867.3115 | 88644096.6964 | 95735624.4322 | 103394474.3867 | 111666032.3377 | 120599314.9247 | 130247260.1187 | 140667040.9282 | 151920404.2024 | 164074036.5386 | 177199959.4617 | 191375956.2186 | 206686032.7161 | 223220915.3334 | 241078588.5601 | 260364875.6449 | 281194065.6965 | 303689590.9522 | 327984758.2284 | 0 | 0 | 0 | 0
Tax Rate |  | 35% | Net Cash Flow | -3199983890.1019 | 156616808.9833 | 182442818.1319 | 210849575.0941 | 243310075.4356 | 276181721.8184 | 308496093.0704 | 338560488.7536 | 369903573.9997 | 395701285.1925 | 410887576.7902 | 427560308.3045 | 447771855.88 | 469239389.5878 | 490992690.6962 | 514053323.5347 | 464030585.3654 | 415120381.8643 | 440523759.4779 | 466847638.1086 | 494121478.8676 | 522375426.8018 | 551640303.645 | 581947597.7178 | 613329450.667 | 645818640.7041 | 679448561.9757 | 714253199.6625 | 750267100.3714 | 787525337.3432 | 826063469.9615 | 865917496.9969 | 907123802.9789 | 949719097.0289 | 993740343.4341 | 1039224683.1789 | 1086209345.5836 | 1134731549.1259 | 1184828390.4459 | 1236536720.4457 | 1289893006.3052 | 1344933178.1367 | 1738860790.3487 | 1807291766.5547 | 1878302863.5597 | 1951989448.3238
WACC |  | 11.15% | Discount Factor | 100% | 89.97% | 80.94% | 72.82% | 65.52% | 58.95% | 53.03% | 47.71% | 42.93% | 38.62% | 34.75% | 31.26% | 28.12% | 25.3% | 22.76% | 20.48% | 18.43% | 16.58% | 14.92% | 13.42% | 12.07% | 10.86% | 9.772% | 8.792% | 7.91% | 7.116% | 6.403% | 5.76% | 5.182% | 4.663% | 4.195% | 3.774% | 3.395% | 3.055% | 2.748% | 2.473% | 2.225% | 2.001% | 1.801% | 1.62% | 1.458% | 1.311% | 1.18% | 1.061% | 0.955% | 0.8592%
Cost of Equity |  | 15% | PV of Cash Flow | -3199983890.1019 | 140905811.0511 | 147675291.8923 | 153548058.3469 | 159412445.8736 | 162797449.8826 | 163603603.8673 | 161536252.6199 | 158786213.054 | 152820725.6314 | 142767166.5099 | 133657472.481 | 125934055.3075 | 118732985.933 | 111774436.33 | 105284918.6334 | 85505713.3088 | 68819754.2719 | 65705077.2526 | 62646280.7269 | 59654662.3433 | 56739294.4745 | 53907316.6047 | 51164194.1138 | 48513947.0842 | 45959352.3771 | 43502121.8878 | 41143059.5816 | 38882199.6417 | 36718927.8134 | 34652087.8091 | 32680074.4415 | 30800914.9748 | 29012340.0256 | 27311845.202 | 25696744.5429 | 24164216.7041 | 22711344.7355 | 21335150.2035 | 20032622.3283 | 18800742.734 | 17636506.3424 | 20514795.8352 | 19183205.8705 | 17936969.5578 | 16770709.9991
|  |  | Cumulative PV |  | -3059078079.0507 | -2911402787.1584 | -2757854728.8116 | -2598442282.938 | -2435644833.0554 | -2272041229.1881 | -2110504976.5682 | -1951718763.5142 | -1798898037.8828 | -1656130871.3729 | -1522473398.8919 | -1396539343.5844 | -1277806357.6514 | -1166031921.3214 | -1060747002.688 | -975241289.3791 | -906421535.1072 | -840716457.8546 | -778070177.1277 | -718415514.7844 | -661676220.3099 | -607768903.7052 | -556604709.5914 | -508090762.5072 | -462131410.13 | -418629288.2422 | -377486228.6606 | -338604029.0188 | -301885101.2054 | -267233013.3963 | -234552938.9548 | -203752023.9799 | -174739683.9544 | -147427838.7524 | -121731094.2094 | -97566877.5053 | -74855532.7698 | -53520382.5664 | -33487760.2381 | -14687017.5041 | 2949488.8383 | 23464284.6735 | 42647490.544 | 60584460.1019 | 77355170.1009
Fixed O&M | $/kw-yr | 104.5764 | NPV | 2020: -915152971.3251
Variable O&M | $/MWh | 2.4038 | IRR | 2020: 11.34%
Fuel Cost | $/mmbtu | 0.94
NG Price | $/mmbtu | 5.6754
|  |  | Depreciation | 2020: 5%; 2021: 9.5%; 2022: 8.55%; 2023: 7.7%; 2024: 6.93%; 2025: 6.23%; 2026: 5.9%; 2027: 5.9%; 2028: 5.91%; 2029: 5.9%; 2030: 5.91%; 2031: 5.9%; 2032: 5.91%; 2033: 5.9%; 2034: 5.91%; 2035: 2.95%
[5 empty] | 355553765.5669 | 675552154.5771 | 607996939.1194 | 547552798.973 | 492797519.0757 | 443019991.8963 | 419553443.3689 | 419553443.3689 | 420264550.9 | 419553443.3689 | 420264550.9 | 419553443.3689 | 420264550.9 | 419553443.3689 | 420264550.9 | 209776721.6845
[5 empty] | 6755521545.7706 | 6079969391.1935 | 5471972452.0742 | 4924419653.1012 | 4431622134.0255 | 3988602142.1292 | 3569048698.7603 | 3149495255.3913 | 2729230704.4913 | 2309677261.1224 | 1889412710.2224 | 1469859266.8535 | 1049594715.9534 | 630041272.5845 | 209776721.6845 | 0
|  |  | Amortization | 0 | 1 | 2 | 3 | 4 | 5 | 6 | 7 | 8 | 9 | 10 | 11 | 12 | 13 | 14 | 15 | 16 | 17 | 18 | 19 | 20 | 21 | 22 | 23 | 24 | 25 | 26 | 27 | 28 | 29 | 30 | 31 | 32 | 33 | 34 | 35 | 36 | 37 | 38 | 39 | 40 | 41
|  |  | Principle | 3911091421.2356 | 3911091421.2356 | 3895993976.7061 | 3879688736.6142 | 3862079077.3149 | 3843060645.2718 | 3822520738.6652 | 3800337639.53 | 3776379892.464 | 3750505525.6328 | 3722561209.455 | 3692381347.983 | 3659787097.5933 | 3624585307.1724 | 3586567373.5178 | 3545508005.1709 | 3501163887.3562 | 3453272240.1163 | 3401549261.0972 | 3345688443.7567 | 3285358761.0288 | 3220202703.6828 | 3149834161.749 | 3073836136.4606 | 2991758269.149 | 2903114172.4526 | 2807378548.0204 | 2703984073.6337 | 2592318041.296 | 2471718726.3713 | 2341471466.2526 | 2200804425.3245 | 2048884021.1221 | 1884809984.5835 | 1707610025.1218 | 1516234068.9032 | 1309548036.187 | 1086327120.8536 | 845248532.2936 | 584883656.6487 | 303689590.9522 | -4.828e-06
|  |  | Payment |  | 327984758.2284 | 327984758.2284 | 327984758.2284 | 327984758.2284 | 327984758.2284 | 327984758.2284 | 327984758.2284 | 327984758.2284 | 327984758.2284 | 327984758.2284 | 327984758.2284 | 327984758.2284 | 327984758.2284 | 327984758.2284 | 327984758.2284 | 327984758.2284 | 327984758.2284 | 327984758.2284 | 327984758.2284 | 327984758.2284 | 327984758.2284 | 327984758.2284 | 327984758.2284 | 327984758.2284 | 327984758.2284 | 327984758.2284 | 327984758.2284 | 327984758.2284 | 327984758.2284 | 327984758.2284 | 327984758.2284 | 327984758.2284 | 327984758.2284 | 327984758.2284 | 327984758.2284 | 327984758.2284 | 327984758.2284 | 327984758.2284 | 327984758.2284 | 327984758.2284 | 327984758.2284
|  |  | Principle |  | 15097444.5295 | 16305240.0919 | 17609659.2992 | 19018432.0432 | 20539906.6066 | 22183099.1352 | 23957747.066 | 25874366.8312 | 27944316.1777 | 30179861.472 | 32594250.3897 | 35201790.4209 | 38017933.6546 | 41059368.3469 | 44344117.8147 | 47891647.2399 | 51722979.0191 | 55860817.3406 | 60329682.7278 | 65156057.3461 | 70368541.9338 | 75998025.2885 | 82077867.3115 | 88644096.6964 | 95735624.4322 | 103394474.3867 | 111666032.3377 | 120599314.9247 | 130247260.1187 | 140667040.9282 | 151920404.2024 | 164074036.5386 | 177199959.4617 | 191375956.2186 | 206686032.7161 | 223220915.3334 | 241078588.5601 | 260364875.6449 | 281194065.6965 | 303689590.9522 | 327984758.2284
|  |  | Interest |  | 312887313.6988 | 311679518.1365 | 310375098.9291 | 308966326.1852 | 307444851.6217 | 305801659.0932 | 304027011.1624 | 302110391.3971 | 300040442.0506 | 297804896.7564 | 295390507.8386 | 292782967.8075 | 289966824.5738 | 286925389.8814 | 283640640.4137 | 280093110.9885 | 276261779.2093 | 272123940.8878 | 267655075.5005 | 262828700.8823 | 257616216.2946 | 251986732.9399 | 245906890.9168 | 239340661.5319 | 232249133.7962 | 224590283.8416 | 216318725.8907 | 207385443.3037 | 197737498.1097 | 187317717.3002 | 176064354.026 | 163910721.6898 | 150784798.7667 | 136608802.0097 | 121298725.5123 | 104763842.895 | 86906169.6683 | 67619882.5835 | 46790692.5319 | 24295167.2762 | -3.8624e-07

## Solar PV
Inputs | UOM | Values |  | 2020 | 2020 | 2021 | 2022 | 2023 | 2024 | 2025 | 2026 | 2027 | 2028 | 2029 | 2030 | 2031 | 2032 | 2033 | 2034 | 2035 | 2036 | 2037 | 2038 | 2039 | 2040 | 2041 | 2042 | 2043 | 2044
Capacity | MW | 100 | Revenue |  | 22707752.2868 | 23670644.0907 | 24719125.0574 | 25900721.0476 | 27098058.6326 | 28279966.7381 | 29391928.137 | 30547736.1223 | 31586152.3099 | 32541288.9873 | 33551335.7967 | 34767744.9245 | 36028255.1627 | 37334465.4043 | 38688032.5103 | 40090673.4116 | 41544167.2865 | 43050357.8179 | 44611155.5316 | 46228540.2198 | 47904563.4526 | 49641351.1799 | 51441106.4282 | 53306112.0954 | 55238733.8458
Heat Rate | mmbtu | 0 | REC Payment |  | 566334 | 566334 | 566334 | 566334 | 566334 | 566334 | 566334 | 566334 | 566334 | 566334 | 566334 | 566334 | 566334 | 566334 | 566334 | 566334 | 566334 | 566334 | 566334 | 566334 | 566334 | 566334 | 566334 | 566334 | 566334
Hours in Year |  | 8760 | Fuel Cost |  | 0 | 0 | 0 | 0 | 0 | 0 | 0 | 0 | 0 | 0 | 0 | 0 | 0 | 0 | 0 | 0 | 0 | 0 | 0 | 0 | 0 | 0 | 0 | 0 | 0
Capacity Factor |  | 21.55% | Fixed Cost |  | 1967804.6702 | 2004012.2762 | 2040886.1021 | 2078438.4063 | 2116681.673 | 2155628.6158 | 2195292.1823 | 2235685.5585 | 2276822.1728 | 2318715.7007 | 2361380.0696 | 2404829.4629 | 2449078.325 | 2494141.3662 | 2540033.5673 | 2586770.185 | 2634366.7564 | 2682839.1047 | 2732203.3442 | 2782475.8858 | 2833673.4421 | 2885813.0334 | 2938911.9932 | 2992987.9739 | 3048058.9526
Annual Generation | MWh | 188778 | Variable Cost |  | 0 | 0 | 0 | 0 | 0 | 0 | 0 | 0 | 0 | 0 | 0 | 0 | 0 | 0 | 0 | 0 | 0 | 0 | 0 | 0 | 0 | 0 | 0 | 0 | 0
|  |  | EBITDA |  | 21306281.6166 | 22232965.8145 | 23244572.9554 | 24388616.6413 | 25547710.9596 | 26690672.1223 | 27762969.9547 | 28878384.5638 | 29875664.1371 | 30788907.2865 | 31756289.7271 | 32929249.4616 | 34145510.8377 | 35406658.0381 | 36714332.943 | 38070237.2266 | 39476134.5301 | 40933852.7132 | 42445286.1873 | 44012398.3341 | 45637224.0106 | 47321872.1465 | 49068528.435 | 50879458.1215 | 52757008.8932
|  |  | Less Depreciation |  | 64988387.4944 | 103981419.9911 | 62388851.9946 | 37433311.1968 | 37433311.1968 | 18716655.5984 | 0 | 0 | 0 | 0 | 0 | 0 | 0 | 0 | 0 | 0 | 0 | 0 | 0 | 0 | 0 | 0 | 0 | 0 | 0
|  |  | EBIT |  | -43682105.8778 | -81748454.1765 | -39144279.0393 | -13044694.5555 | -11885600.2372 | 7974016.5239 | 27762969.9547 | 28878384.5638 | 29875664.1371 | 30788907.2865 | 31756289.7271 | 32929249.4616 | 34145510.8377 | 35406658.0381 | 36714332.943 | 38070237.2266 | 39476134.5301 | 40933852.7132 | 42445286.1873 | 44012398.3341 | 45637224.0106 | 47321872.1465 | 49068528.435 | 50879458.1215 | 52757008.8932
Capital Cost | $/kW | 3249.4194 | Interest |  | 14297445.2488 | 13985014.4896 | 13647589.2696 | 13283170.0321 | 12889597.2555 | 12464538.6568 | 12005475.3703 | 11509687.0208 | 10974235.6033 | 10395948.0725 | 9771397.5392 | 9096882.9632 | 8368407.2211 | 7581653.4197 | 6731959.3141 | 5814289.6802 | 4823206.4754 | 3752836.6144 | 2596837.1644 | 1348357.7584 | 9.8348e-09 | 0 | 0 | 0 | 0
Total Capital Cost | $ | 324941937.4721 | Income before Taxes |  | -57979551.1266 | -95733468.6661 | -52791868.3089 | -26327864.5876 | -24775197.4927 | -4490522.1329 | 15757494.5844 | 17368697.543 | 18901428.5338 | 20392959.214 | 21984892.1879 | 23832366.4984 | 25777103.6166 | 27825004.6184 | 29982373.6288 | 32255947.5464 | 34652928.0547 | 37181016.0988 | 39848449.0229 | 42664040.5756 | 45637224.0106 | 47321872.1465 | 49068528.435 | 50879458.1215 | 52757008.8932
Equity |  | 45% | Taxes |  | 0 | 0 | 0 | 0 | 0 | 0 | 5515123.1046 | 6079044.1401 | 6615499.9868 | 7137535.7249 | 7694712.2658 | 8341328.2744 | 9021986.2658 | 9738751.6164 | 10493830.7701 | 11289581.6413 | 12128524.8191 | 13013355.6346 | 13946957.158 | 14932414.2015 | 15973028.4037 | 16562655.2513 | 17173984.9523 | 17807810.3425 | 18464953.1126
Debt |  | 55% | Tax Credits |  | 0 | 0 | 0 | 0 | 0 | 0 | 0 | 0 | 0 | 0 | 0 | 0 | 0 | 0 | 0 | 0 | 0 | 0 | 0 | 0 | 0 | 0 | 0 | 0 | 0
Cost of Debt |  | 8% | Net Income |  | -57979551.1266 | -95733468.6661 | -52791868.3089 | -26327864.5876 | -24775197.4927 | -4490522.1329 | 10242371.4799 | 11289653.403 | 12285928.547 | 13255423.4891 | 14290179.9222 | 15491038.224 | 16755117.3508 | 18086253.002 | 19488542.8587 | 20966365.9052 | 22524403.2355 | 24167660.4642 | 25901491.8649 | 27731626.3742 | 29664195.6069 | 30759216.8952 | 31894543.4828 | 33071647.779 | 34292055.7806
Economic Life | yrs | 20 | Plus Depreciation |  | 64988387.4944 | 103981419.9911 | 62388851.9946 | 37433311.1968 | 37433311.1968 | 18716655.5984 | 0 | 0 | 0 | 0 | 0 | 0 | 0 | 0 | 0 | 0 | 0 | 0 | 0 | 0 | 0 | 0 | 0 | 0 | 0
Debt Payment | $/yr | -18202829.7389 | Cash Flow from Ops |  | 7008836.3678 | 8247951.325 | 9596983.6858 | 11105446.6092 | 12658113.704 | 14226133.4655 | 10242371.4799 | 11289653.403 | 12285928.547 | 13255423.4891 | 14290179.9222 | 15491038.224 | 16755117.3508 | 18086253.002 | 19488542.8587 | 20966365.9052 | 22524403.2355 | 24167660.4642 | 25901491.8649 | 27731626.3742 | 29664195.6069 | 30759216.8952 | 31894543.4828 | 33071647.779 | 34292055.7806
|  |  | Less Capital Investment | -146223871.8624 | 0 | 0 | 0 | 0 | 0 | 0 | 0 | 0 | 0 | 0 | 0 | 0 | 0 | 0 | 0 | 0 | 0 | 0 | 0 | 0 | 0 | 0 | 0 | 0 | 0
Tax Rate |  | 35% | Less Debt Principal Payment |  | 3905384.4902 | 4217815.2494 | 4555240.4693 | 4919659.7069 | 5313232.4834 | 5738291.0821 | 6197354.3687 | 6693142.7182 | 7228594.1356 | 7806881.6665 | 8431432.1998 | 9105946.7758 | 9834422.5178 | 10621176.3193 | 11470870.4248 | 12388540.0588 | 13379623.2635 | 14449993.1246 | 15605992.5745 | 16854471.9805 | 18202829.7389 | 0 | 0 | 0 | 0
Tax Credit | $/MWh | 0 | Net Cash Flow | -146223871.8624 | 3103451.8776 | 4030136.0756 | 5041743.2164 | 6185786.9023 | 7344881.2206 | 8487842.3834 | 4045017.1112 | 4596510.6848 | 5057334.4113 | 5448541.8227 | 5858747.7224 | 6385091.4482 | 6920694.8329 | 7465076.6827 | 8017672.4339 | 8577825.8464 | 9144779.972 | 9717667.3396 | 10295499.2904 | 10877154.3937 | 11461365.8679 | 30759216.8952 | 31894543.4828 | 33071647.779 | 34292055.7806
WACC |  | 11.15% | Discount Factor | 100% | 89.97% | 80.94% | 72.82% | 65.52% | 58.95% | 53.03% | 47.71% | 42.93% | 38.62% | 34.75% | 31.26% | 28.12% | 25.3% | 22.76% | 20.48% | 18.43% | 16.58% | 14.92% | 13.42% | 12.07% | 10.86% | 9.772% | 8.792% | 7.91% | 7.116%
Cost of Equity |  | 15% | PV of Cash Flow | -146223871.8624 | 2792129.4446 | 3262126.3332 | 3671574.3023 | 4052817.8621 | 4329496.9867 | 4501326.3836 | 1929985.712 | 1973115.6339 | 1953153.9154 | 1893152.5838 | 1831473.5893 | 1795781.5995 | 1751163.2239 | 1699423.9511 | 1642125.3422 | 1580613.737 | 1516045.7979 | 1449411.2282 | 1381552.9653 | 1313185.1182 | 1244908.8906 | 3005847.8917 | 2804133.2593 | 2615945.0987 | 2440376.564
|  |  | Cumulative PV |  | -143431742.4179 | -140169616.0847 | -136498041.7824 | -132445223.9203 | -128115726.9335 | -123614400.5499 | -121684414.838 | -119711299.2041 | -117758145.2887 | -115864992.7049 | -114033519.1157 | -112237737.5161 | -110486574.2922 | -108787150.3412 | -107145024.9989 | -105564411.2619 | -104048365.464 | -102598954.2358 | -101217401.2705 | -99904216.1524 | -98659307.2618 | -95653459.3701 | -92849326.1108 | -90233381.0121 | -87793004.4482
Fixed O&M | $/kw-yr | 19.678 | NPV | 2020: -91679256.9395
Variable O&M | $/MWh | 0 | IRR | 2020: 3.909%
Fuel Cost | $/mmbtu | 5.6754
REC Payment | $/MWh | 3
|  |  | Depreciation | 2020: 20%; 2021: 32%; 2022: 19.2%; 2023: 11.52%; 2024: 11.52%; 2025: 5.76%
[5 empty] | 64988387.4944 | 103981419.9911 | 62388851.9946 | 37433311.1968 | 37433311.1968 | 18716655.5984
[5 empty] | 259953549.9777 | 155972129.9866 | 93583277.992 | 56149966.7952 | 18716655.5984 | 0
|  |  | Amortization | 0 | 1 | 2 | 3 | 4 | 5 | 6 | 7 | 8 | 9 | 10 | 11 | 12 | 13 | 14 | 15 | 16 | 17 | 18 | 19 | 20 | 21
|  |  | Principle | 178718065.6096 | 178718065.6096 | 174812681.1195 | 170594865.8701 | 166039625.4007 | 161119965.6939 | 155806733.2104 | 150068442.1283 | 143871087.7596 | 137177945.0415 | 129949350.9059 | 122142469.2394 | 113711037.0396 | 104605090.2638 | 94770667.746 | 84149491.4267 | 72678621.0019 | 60290080.9431 | 46910457.6796 | 32460464.555 | 16854471.9805 | 1.2293e-07
|  |  | Payment |  | 18202829.7389 | 18202829.7389 | 18202829.7389 | 18202829.7389 | 18202829.7389 | 18202829.7389 | 18202829.7389 | 18202829.7389 | 18202829.7389 | 18202829.7389 | 18202829.7389 | 18202829.7389 | 18202829.7389 | 18202829.7389 | 18202829.7389 | 18202829.7389 | 18202829.7389 | 18202829.7389 | 18202829.7389 | 18202829.7389 | 18202829.7389
|  |  | Principle |  | 3905384.4902 | 4217815.2494 | 4555240.4693 | 4919659.7069 | 5313232.4834 | 5738291.0821 | 6197354.3687 | 6693142.7182 | 7228594.1356 | 7806881.6665 | 8431432.1998 | 9105946.7758 | 9834422.5178 | 10621176.3193 | 11470870.4248 | 12388540.0588 | 13379623.2635 | 14449993.1246 | 15605992.5745 | 16854471.9805 | 18202829.7389
|  |  | Interest |  | 14297445.2488 | 13985014.4896 | 13647589.2696 | 13283170.0321 | 12889597.2555 | 12464538.6568 | 12005475.3703 | 11509687.0208 | 10974235.6033 | 10395948.0725 | 9771397.5392 | 9096882.9632 | 8368407.2211 | 7581653.4197 | 6731959.3141 | 5814289.6802 | 4823206.4754 | 3752836.6144 | 2596837.1644 | 1348357.7584 | 9.8348e-09

## Wind
Inputs | UOM | Values |  | 2020 | 2020 | 2021 | 2022 | 2023 | 2024 | 2025 | 2026 | 2027 | 2028 | 2029 | 2030 | 2031 | 2032 | 2033 | 2034 | 2035 | 2036 | 2037 | 2038 | 2039 | 2040 | 2041 | 2042 | 2043 | 2044
Capacity | MW | 250 | Revenue |  | 42516300 | 44319146.7232 | 46282244.2047 | 48494576.3177 | 50736381.8174 | 52949298.3119 | 55031251.8152 | 57195300.393 | 59139553.3336 | 60927879.9369 | 62819016.1719 | 65096529.8045 | 67456615.0637 | 69902265.5972 | 72436583.5879 | 75062783.689 | 77784197.1012 | 80604275.7985 | 83526596.9071 | 86554867.2419 | 89692928.0095 | 92944759.6799 | 96314487.0355 | 99806384.4036 | 103424881.0778
Heat Rate | mmbtu | 0 | REC Payment |  | 2641797 | 2641797 | 2641797 | 2641797 | 2641797 | 2641797 | 2641797 | 2641797 | 2641797 | 2641797 | 2641797 | 2641797 | 2641797 | 2641797 | 2641797 | 2641797 | 2641797 | 2641797 | 2641797 | 2641797 | 2641797 | 2641797 | 2641797 | 2641797 | 2641797
Hours in Year |  | 8760 | Fuel Cost |  | 0 | 0 | 0 | 0 | 0 | 0 | 0 | 0 | 0 | 0 | 0 | 0 | 0 | 0 | 0 | 0 | 0 | 0 | 0 | 0 | 0 | 0 | 0 | 0 | 0
Capacity Factor |  | 40.21% | Fixed Cost |  | 8268903.7565 | 8421051.5857 | 8575998.9348 | 8733797.3152 | 8894499.1858 | 9058157.9709 | 9224828.0775 | 9394564.9141 | 9567424.9086 | 9743465.5269 | 9922745.2926 | 10105323.806 | 10291261.764 | 10480620.9805 | 10673464.4065 | 10869856.1516 | 11069861.5048 | 11273546.9564 | 11480980.2204 | 11692230.2565 | 11907367.2932 | 12126462.8514 | 12349589.7679 | 12576822.2196 | 12808235.7485
Annual Generation | MWh | 880599 | Variable Cost |  | 0 | 0 | 0 | 0 | 0 | 0 | 0 | 0 | 0 | 0 | 0 | 0 | 0 | 0 | 0 | 0 | 0 | 0 | 0 | 0 | 0 | 0 | 0 | 0 | 0
|  |  | EBITDA |  | 36889193.2435 | 38539892.1375 | 40348042.2699 | 42402576.0025 | 44483679.6316 | 46532937.341 | 48448220.7376 | 50442532.4789 | 52213925.425 | 53826211.41 | 55538067.8793 | 57633002.9985 | 59807150.2997 | 62063441.6167 | 64404916.1814 | 66834724.5374 | 69356132.5964 | 71972525.8421 | 74687413.6866 | 77504433.9854 | 80427357.7163 | 83460093.8285 | 86606694.2676 | 89871359.184 | 93258442.3294
|  |  | Less Depreciation |  | 134782546.4514 | 215652074.3223 | 129391244.5934 | 77634746.756 | 77634746.756 | 38817373.378 | 0 | 0 | 0 | 0 | 0 | 0 | 0 | 0 | 0 | 0 | 0 | 0 | 0 | 0 | 0 | 0 | 0 | 0 | 0
|  |  | EBIT |  | -97893353.208 | -177112182.1848 | -89043202.3235 | -35232170.7536 | -33151067.1245 | 7715563.963 | 48448220.7376 | 50442532.4789 | 52213925.425 | 53826211.41 | 55538067.8793 | 57633002.9985 | 59807150.2997 | 62063441.6167 | 64404916.1814 | 66834724.5374 | 69356132.5964 | 71972525.8421 | 74687413.6866 | 77504433.9854 | 80427357.7163 | 83460093.8285 | 86606694.2676 | 89871359.184 | 93258442.3294
Capital Cost | $/kW | 2695.6509 | Interest Payment |  | 29652160.2193 | 29004195.0221 | 28304392.6092 | 27548606.0032 | 26732356.4688 | 25850806.9716 | 24898733.5146 | 23870494.181 | 22759995.7008 | 21560657.3421 | 20265371.9148 | 18866463.6532 | 17355642.7308 | 15723956.1345 | 13961734.6106 | 12058535.3647 | 10003080.1792 | 7783188.5788 | 5385705.6504 | 2796424.0877 | 1.967e-08 | 0 | 0 | 0 | 0
Total Capital Cost | $ | 673912732.2572 | Income before Taxes |  | -127545513.4273 | -206116377.207 | -117347594.9327 | -62780776.7568 | -59883423.5932 | -18135243.0086 | 23549487.2231 | 26572038.2979 | 29453929.7242 | 32265554.0679 | 35272695.9645 | 38766539.3453 | 42451507.5689 | 46339485.4822 | 50443181.5708 | 54776189.1727 | 59353052.4172 | 64189337.2633 | 69301708.0362 | 74708009.8977 | 80427357.7163 | 83460093.8285 | 86606694.2676 | 89871359.184 | 93258442.3294
Equity |  | 45% | Taxes |  | 0 | 0 | 0 | 0 | 0 | 0 | 8242320.5281 | 9300213.4042 | 10308875.4035 | 11292943.9238 | 12345443.5876 | 13568288.7708 | 14858027.6491 | 16218819.9188 | 17655113.5498 | 19171666.2104 | 20773568.346 | 22466268.0422 | 24255597.8127 | 26147803.4642 | 28149575.2007 | 29211032.84 | 30312342.9937 | 31454975.7144 | 32640454.8153
Debt |  | 55% | Tax Credit (1= include PTC) | 1 | 22827922.243 | 23247956.0123 | 23675718.4029 | 24111351.6215 | 24555000.4914 | 25006812.5004 | 25466937.8504 | 25935529.5069 | 26412743.2498 | 26898737.7256 | 0 | 0 | 0 | 0 | 0 | 0 | 0 | 0 | 0 | 0 | 0 | 0 | 0 | 0 | 0
Cost of Debt |  | 8% | Net Income |  | -104717591.1843 | -182868421.1947 | -93671876.5298 | -38669425.1353 | -35328423.1019 | 6871569.4918 | 40774104.5454 | 43207354.4005 | 45557797.5705 | 47871347.8697 | 22927252.377 | 25198250.5744 | 27593479.9198 | 30120665.5634 | 32788068.021 | 35604522.9622 | 38579484.0712 | 41723069.2211 | 45046110.2235 | 48560206.4335 | 52277782.5156 | 54249060.9885 | 56294351.2739 | 58416383.4696 | 60617987.5141
Economic Life | yrs | 20 | Plus Depreciation |  | 134782546.4514 | 215652074.3223 | 129391244.5934 | 77634746.756 | 77634746.756 | 38817373.378 | 0 | 0 | 0 | 0 | 0 | 0 | 0 | 0 | 0 | 0 | 0 | 0 | 0 | 0 | 0 | 0 | 0 | 0 | 0
Debt Payment | $/yr | -37751725.1839 | Cash Flow from Ops |  | 30064955.2672 | 32783653.1276 | 35719368.0636 | 38965321.6208 | 42306323.6542 | 45688942.8698 | 40774104.5454 | 43207354.4005 | 45557797.5705 | 47871347.8697 | 22927252.377 | 25198250.5744 | 27593479.9198 | 30120665.5634 | 32788068.021 | 35604522.9622 | 38579484.0712 | 41723069.2211 | 45046110.2235 | 48560206.4335 | 52277782.5156 | 54249060.9885 | 56294351.2739 | 58416383.4696 | 60617987.5141
|  |  | Less Capital Investment | -303260729.5158 | 0 | 0 | 0 | 0 | 0 | 0 | 0 | 0 | 0 | 0 | 0 | 0 | 0 | 0 | 0 | 0 | 0 | 0 | 0 | 0 | 0 | 0 | 0 | 0 | 0
Tax Rate |  | 35% | Less Debt Principal Payment |  | 8099564.9646 | 8747530.1618 | 9447332.5747 | 10203119.1807 | 11019368.7152 | 11900918.2124 | 12852991.6694 | 13881231.0029 | 14991729.4832 | 16191067.8418 | 17486353.2692 | 18885261.5307 | 20396082.4532 | 22027769.0494 | 23789990.5734 | 25693189.8192 | 27748645.0048 | 29968536.6051 | 32366019.5336 | 34955301.0962 | 37751725.1839 | 0 | 0 | 0 | 0
Tax Credit | $/MWh | 25.9232 | Net Cash Flow | -303260729.5158 | 38164520.2318 | 41531183.2894 | 45166700.6383 | 49168440.8015 | 53325692.3693 | 57589861.0822 | 53627096.2148 | 57088585.4034 | 60549527.0537 | 64062415.7115 | 40413605.6461 | 44083512.1051 | 47989562.3729 | 52148434.6128 | 56578058.5944 | 61297712.7815 | 66328129.076 | 71691605.8263 | 77412129.7571 | 83515507.5298 | 90029507.6995 | 54249060.9885 | 56294351.2739 | 58416383.4696 | 60617987.5141
WACC |  | 11.15% | Discount Factor |  | 100% | 89.97% | 80.94% | 72.82% | 65.52% | 58.95% | 53.03% | 47.71% | 42.93% | 38.62% | 34.75% | 31.26% | 28.12% | 25.3% | 22.76% | 20.48% | 18.43% | 16.58% | 14.92% | 13.42% | 12.07% | 10.86% | 9.772% | 8.792% | 7.91%
Cost of Equity |  | 15% | PV of Cash Flow | -303260729.5158 | 38164520.2318 | 37364987.215 | 36559431.4365 | 35806183.6911 | 34938047.8111 | 33946788.591 | 28439861.6474 | 27238489.0138 | 25991719.9477 | 24741048.9202 | 14042128.0478 | 13780724.477 | 13496873.7376 | 13195267.6836 | 12879989.3112 | 12554582.1944 | 12222112.4382 | 11885223.9299 | 11546187.5927 | 11206945.2701 | 10869148.8074 | 5892416.2364 | 5501188.7223 | 5135904.3237 | 4794842.0468
|  |  | Cumulative PV |  | -265096209.284 | -227731222.069 | -191171790.6325 | -155365606.9414 | -120427559.1303 | -86480770.5392 | -58040908.8919 | -30802419.878 | -4810699.9303 | 19930348.9899 | 33972477.0377 | 47753201.5148 | 61250075.2523 | 74445342.936 | 87325332.2471 | 99879914.4415 | 112102026.8797 | 123987250.8096 | 135533438.4023 | 146740383.6724 | 157609532.4798 | 163501948.7162 | 169003137.4385 | 174139041.7622 | 178933883.809
Fixed O&M | $/kw-yr | 33.0756 | NPV | 2020: 20827139.5253
Variable O&M | $/MWh | 0 | IRR | 2020: 16.17%
Fuel Cost | $/mmbtu | 5.6754
REC Payment | $/MWh | 3
|  |  | Depreciation | 2020: 20%; 2021: 32%; 2022: 19.2%; 2023: 11.52%; 2024: 11.52%; 2025: 5.76%
[5 empty] | 134782546.4514 | 215652074.3223 | 129391244.5934 | 77634746.756 | 77634746.756 | 38817373.378
[5 empty] | 539130185.8058 | 323478111.4835 | 194086866.8901 | 116452120.1341 | 38817373.378 | 0
|  |  | Amortization | 0 | 1 | 2 | 3 | 4 | 5 | 6 | 7 | 8 | 9 | 10 | 11 | 12 | 13 | 14 | 15 | 16 | 17 | 18 | 19 | 20 | 21
|  |  | Beginning Principal | 370652002.7415 | 370652002.7415 | 362552437.7769 | 353804907.6151 | 344357575.0403 | 334154455.8596 | 323135087.1444 | 311234168.932 | 298381177.2627 | 284499946.2597 | 269508216.7766 | 253317148.9347 | 235830795.6656 | 216945534.1349 | 196549451.6817 | 174521682.6323 | 150731692.0589 | 125038502.2397 | 97289857.235 | 67321320.6298 | 34955301.0962 | 2.4587e-07
|  |  | Payment |  | 37751725.1839 | 37751725.1839 | 37751725.1839 | 37751725.1839 | 37751725.1839 | 37751725.1839 | 37751725.1839 | 37751725.1839 | 37751725.1839 | 37751725.1839 | 37751725.1839 | 37751725.1839 | 37751725.1839 | 37751725.1839 | 37751725.1839 | 37751725.1839 | 37751725.1839 | 37751725.1839 | 37751725.1839 | 37751725.1839 | 37751725.1839
|  |  | Principal |  | 8099564.9646 | 8747530.1618 | 9447332.5747 | 10203119.1807 | 11019368.7152 | 11900918.2124 | 12852991.6694 | 13881231.0029 | 14991729.4832 | 16191067.8418 | 17486353.2692 | 18885261.5307 | 20396082.4532 | 22027769.0494 | 23789990.5734 | 25693189.8192 | 27748645.0048 | 29968536.6051 | 32366019.5336 | 34955301.0962 | 37751725.1839
|  |  | Interest |  | 29652160.2193 | 29004195.0221 | 28304392.6092 | 27548606.0032 | 26732356.4688 | 25850806.9716 | 24898733.5146 | 23870494.181 | 22759995.7008 | 21560657.3421 | 20265371.9148 | 18866463.6532 | 17355642.7308 | 15723956.1345 | 13961734.6106 | 12058535.3647 | 10003080.1792 | 7783188.5788 | 5385705.6504 | 2796424.0877 | 1.967e-08